## Contents
AusNet Services - Transmission
TRR Capex Forecast Model (2017-18 to 2021-22)
1. Key Assumptions
2. Lookups
3. Project Inputs - Master sheet
4. Individual project sheets (46 in total)
5. Outputs:-
5.1 - Forecast Capex As Incurred
| a. | Direct Expenditure Forecast Summary - As Incurred
| b. | Total Expenditure Forecast - Summary by Asset Class (As Incurred)
| c. | Total Expenditure Forecast - Summary by Replacement Driver (As Incurred)
| d. | Selected As Incurred Forecasts
5.2 - Forecast Capex As Commissioned
| a. | Total Expenditure Forecast - Summary by Asset Class (As Commissioned)
| b. | Total Expenditure Forecast - Summary by Replacement Driver (As Commissioned)
5.3 - Reset RIN outputs:
2.1 Expenditure Summary
2.6 Non Network
2.10 Overheads
2.12 Input Tables
6. Error Checks:-
Error Checks Summary

## Assumptions
Timing Assumptions
Calendar format - Regulatory Years | 1 Apr - 31 Mar
Model start date (year) | 2015/16
Input Dollars stated in | $ 2015/16
Output Table Dollars stated in | $ Mar 2017
Escalation Assumptions
Inflation
|  | 2011-09-30 | 2012-09-30 | 2013-09-30 | 2014-09-30 | 2015-09-30 | 2016-03-31 | 2017-09-30 | 2018-09-30 | 2019-09-30 | 2020-09-30 | 2021-09-30 | 2022-09-30
|  | Actual | Actual | Actual | Actual | Forecast | Forecast | Forecast | Forecast | Forecast | Forecast | Forecast | Forecast
Applies to year |  | 2012/13 | 2013/14 | 2014/15 | 2015/16 | 2016/17 | End '17 | 2017/18 | 2018/19 | 2019/20 | 2020/21 | 2021/22 | 2022/23
CPI - 8 Capital cities (Prior Sept qtr, Re-based in Sep-12) |  | 99.8 | 101.8 | 104 | 106.4 | 108 | 108.2 | 110.538 | 113.1356 | 115.7943 | 118.5155 | 121.3006 | 124.1512
Annual inflation (Sept to Sept) |  | 3.52% | 2.004% | 2.161% | 2.308% | 1.504% | 0.1852% | 2.35% | 2.35% | 2.35% | 2.35% | 2.35% | 2.35%
Inflation index - nominal to $ March 2017 |  | 1.0842 | 1.0629 | 1.0404 | 1.0169 | 1.0019 | 1 | 0.97885 | 0.95637 | 0.93442 | 0.91296 | 0.892 | 0.87152
Inflation index - nominal to $ 2015/16 |  | 1.0661 | 1.0452 | 1.0231 | 1 | 0.98519 | 0.98336 | 0.96256 | 0.94046 | 0.91887 | 0.89777 | 0.87716 | 0.85702
Inflation index - $2015/16 to nominal |  |  |  |  | 1 | 1.015 | 1.0169 | 1.0389 | 1.0633 | 1.0883 | 1.1139 | 1.14 | 1.1668
Labour Escalation |  | 2015/16: Base year for escalation - 2015/16
|  | 2012/13 | 2013/14 | 2014/15 | 2015/16 | 2016/17 | 2017/18 | 2018/19 | 2019/20 | 2020/21 | 2021/22 | 2022/23
Internal labour escalation rates - Average of CIE (Vic) and DAE (National) utilities forecasts |  |  |  |  | 0.5875% | 0.66% | 0.805% | 0.81% | 0.8275% | 0.895% | 0.91% | 0.91%
Internal labour index |  |  |  | 1 | 1.0059 | 1.0125 | 1.0207 | 1.0289 | 1.0374 | 1.0467 | 1.0563 | 1.0659
External labour escalation rates - Average of CIE (Vic) and DAE (National) construction forecasts |  |  |  |  | 0.41% | 0.6625% | 1.038% | 1.042% | 1.008% | 1.09% | 1.115% | 1.115%
External labour index |  |  |  | 1 | 1.0041 | 1.0108 | 1.0212 | 1.0319 | 1.0423 | 1.0536 | 1.0654 | 1.0773
Materials Escalation
Real cost escalation rates
Asset Category type |  |  |  |  | 2016 | 2017 | 2018 | 2019 | 2020 | 2021 | 2022
Secondary | bar: 2016 to 2022
Switchgear | bar: 2016 to 2022
Transformers | bar: 2016 to 2022
Reactive | bar: 2016 to 2022
Lines and towers | bar: 2016 to 2022
Establishment | bar: 2016 to 2022
Communications | bar: 2016 to 2022
Non System - Other | bar: 2016 to 2022
Land | bar: 2016 to 2022
Easements | bar: 2016 to 2022
Vehicles | bar: 2016 to 2022
Premises | bar: 2016 to 2022
IT | bar: 2016 to 2022
Real cost escalation index
Base year for escalation - 2015/16
Asset Category type |  | 2012/13 | 2013/14 | 2014/15 | 2015/16 | 2016/17 | 2017/18 | 2018/19 | 2019/20 | 2020/21 | 2021/22 | 2022/23
Secondary | bar: 2014/15 to Base year for escalation - 2015/16 2021/22
Switchgear | bar: 2014/15 to Base year for escalation - 2015/16 2021/22
Transformers | bar: 2014/15 to Base year for escalation - 2015/16 2021/22
Reactive | bar: 2014/15 to Base year for escalation - 2015/16 2021/22
Lines and towers | bar: 2014/15 to Base year for escalation - 2015/16 2021/22
Establishment | bar: 2014/15 to Base year for escalation - 2015/16 2021/22
Communications | bar: 2014/15 to Base year for escalation - 2015/16 2021/22
Non System - Other | bar: 2014/15 to Base year for escalation - 2015/16 2021/22
Land | bar: 2014/15 to Base year for escalation - 2015/16 2021/22
Easements | bar: 2014/15 to Base year for escalation - 2015/16 2021/22
Vehicles | bar: 2014/15 to Base year for escalation - 2015/16 2021/22
Premises | bar: 2014/15 to Base year for escalation - 2015/16 2021/22
IT | bar: 2014/15 to Base year for escalation - 2015/16 2021/22
Capital Efficiency
Capital Efficiency Factor - to apply to regulatory years 2018-22 |  | Base year for escalation - 2015/16 2017/18: 0%; Base year for escalation - 2015/16 2018/19: (positive values have the effect of reducing Capex)
Capitalised Overhead Assumptions
|  | 2012/13 | 2013/14 | 2014/15 | 2015/16 | 2016/17 | 2017/18 | 2018/19 | 2019/20 | 2020/21 | 2021/22 | 2022/23
|  | Actual | Actual | Actual | Forecast | Forecast | Forecast | Forecast | Forecast | Forecast | Forecast | Forecast
Network Overheads - Replacement Capex only
Repex Overheads - $m, nomimal |  | 11.5812 | 8.7599 | 9.6608 | 7.3529 | 10.292 | 10.5686 | 10.6948 | 10.8597 | 9.6027 | 8.3263
Repex Overheads - $m, real $2015/16 |  | 12.3471 | 9.1557 | 9.8837 | 7.3529 | 10.1395 | 10.173 | 10.0581 | 9.9786 | 8.621 | 7.3035
Direct Replacement Capex (As Incurred) - $m, real $2015/16 |  | 151.0589 | 116.3045 | 121.3601 | 123.6932 | 139.6753 | 115.3571 | 83.6084 | 76.4756 | 73.1151 | 65.7745
Repex Overhead rate |  | 8.174% | 7.872% | 8.144% | 5.944% | 7.259% | 8.819% | 12.03% | 13.05% | 11.79% | 11.1% | 11.36%
Non Network Overheads - General | bar: 2012/13 to 2022/23
Non Network Overheads - IT
IT Capitalised overheads - $m, nominal |  | 0.56065 | 0.86737 | 0.85461 | 0.55163 | 1.5683 | 1.532 | 1.3809 | 1.2383 | 0.88678 | 0.77301
IT Capitalised overheads - $m, real $2015/16 |  | 0.59773 | 0.90656 | 0.87433 | 0.55163 | 1.5451 | 1.4747 | 1.2987 | 1.1379 | 0.79613 | 0.67806
Direct IT Capex (As Incurred) - $m, real $2015/16 |  | 13.3615 | 17.7003 | 18.8519 | 7.3402 | 17.6544 | 21.9247 | 19.9019 | 11.869 | 9.9253 | 8.4533
IT Capex OH rate |  | 4.474% | 5.122% | 4.638% | 7.515% | 8.752% | 6.726% | 6.526% | 9.587% | 8.021% | 8.021% | 7.776%
Historical Direct Capex and Overheads per Historical CA RIN data
Total OHDs from above - $2015/16 |  | 12.9448 | 10.0623 | 10.7581 | 7.9045 | 11.6847 | 11.6476 | 11.3568 | 11.1165 | 9.4172 | 7.9815
Total OHDs - $ Nominal |  | 12.1418 | 9.6273 | 10.5154 | 7.9045 | 11.8604 | 12.1006 | 12.0757 | 12.098 | 10.4895 | 9.0993
| OH Summary Tbl |  |  | Prior | 2015-16 | 2016-17 | 2017-18 | 2018-19 | 2019-20 | 2020-21 | 2021-22 | 2022-23
| Repex_OHD |  |  | 8.008% | 5.944% | 7.259% | 8.819% | 12.03% | 13.05% | 11.79% | 11.1% | 11.36%
| Non_IT_OHD |  |  | 0% | bar: 2015-16 to 2022-23
| IT_OHD |  |  | 4.88% | 7.515% | 8.752% | 6.726% | 6.526% | 9.587% | 8.021% | 8.021% | 7.776%
Overheads
$m, real $2015/16
Submission Overheads | [6 empty] | 2017/18 | 2018/19 | 2019/20 | 2020/21 | 2021/22 | Total
Repex Overheads | [6 empty] | 10.5354 | 10.7558 | 10.9381 | 9.4264 | 7.8773 | 49.533
Direct Replacement Capex (As Incurred) | [6 empty] | 133.764 | 112.9031 | 117.8152 | 111.0747 | 92.821 | 568.3779
Repex Overhead rate | [6 empty] | 7.876% | 9.527% | 9.284% | 8.487% | 8.487%
IT Capitalised overheads | [6 empty] | 1.501 | 1.3219 | 1.1581 | 0.81031 | 0.69013 | 5.4814
Direct IT Capex (As Incurred) | [6 empty] | 23.575 | 21.3998 | 12.7624 | 10.6724 | 9.0896 | 77.4991
IT Capex OH rate | [6 empty] | 6.367% | 6.177% | 9.075% | 7.593% | 7.593%
Total Overheads | [6 empty] | 12.0364 | 12.0776 | 12.0963 | 10.2367 | 8.5674 | 55.0144
Fixed Overheads |  |  |  |  | 2017-18: 75%
Variable Overheads |  |  |  |  | 2017-18: 25%
Fixed Overheads
Repex Overheads | [6 empty] | 7.9015 | 8.0668 | 8.2036 | 7.0698 | 5.908 | 37.1497
IT Capitalised overheads | [6 empty] | 1.1257 | 0.9914 | 0.86861 | 0.60773 | 0.5176 | 4.1111
[7 empty] | 9.0273 | 9.0582 | 9.0722 | 7.6775 | 6.4256 | 41.2608
Variable Overheads
Repex Overheads | [6 empty] | 2.6338 | 2.6889 | 2.7345 | 2.3566 | 1.9693 | 12.3832
IT Capitalised overheads | [6 empty] | 0.37524 | 0.33047 | 0.28954 | 0.20258 | 0.17253 | 1.3704
[7 empty] | 3.0091 | 3.0194 | 3.0241 | 2.5592 | 2.1419 | 13.7536
Check | [6 empty] | 0 | 0 | 0 | 0 | 0 | 0
$m, real $2015/16
AER Overheads | [6 empty] | 2017/18 | 2018/19 | 2019/20 | 2020/21 | 2021/22 | Total
Repex Overheads
Direct Replacement Capex (As Incurred) | [6 empty] | 115.3571 | 83.6084 | 76.4756 | 73.1151 | 65.7745 | 414.3308
AER direct cost reduction | [6 empty] | 18.4069 | 29.2947 | 41.3396 | 37.9596 | 27.0464 | 154.0472
Fixed Overheads | [6 empty] | 7.9015 | 8.0668 | 8.2036 | 7.0698 | 5.908 | 37.1497
Variable Overheads | [6 empty] | 2.2714 | 1.9912 | 1.775 | 1.5512 | 1.3955 | 8.9844
Total Repex Overheads | [6 empty] | 10.173 | 10.0581 | 9.9786 | 8.621 | 7.3035 | 46.1341
IT Capitalised overheads
Direct Replacement Capex (As Incurred) | [6 empty] | 21.9247 | 19.9019 | 11.869 | 9.9253 | 8.4533 | 72.0742
AER direct cost reduction | [6 empty] | 1.6502 | 1.498 | 0.89337 | 0.74707 | 0.63627 | 5.4249
Fixed Overheads | [6 empty] | 1.1257 | 0.9914 | 0.86861 | 0.60773 | 0.5176 | 4.1111
Variable Overheads | [6 empty] | 0.34897 | 0.30733 | 0.26927 | 0.1884 | 0.16046 | 1.2744
Total IT Capitalised overheads | [6 empty] | 1.4747 | 1.2987 | 1.1379 | 0.79613 | 0.67806 | 5.3855
Total Overheads | [6 empty] | 11.6476 | 11.3568 | 11.1165 | 9.4172 | 7.9815 | 51.5196

## Lookups
Asset Category 1 | Project Category 2 |  | Overhead Category | RIN Exp Category
Secondary | Replacement - Major Station |  | Repex_OHD | Transmission Towers | Replacement
Switchgear | Replacement - Major Station CBD |  | Non_IT_OHD | Transmission Tower Support Structures | Replacement
Transformers | Replacement - Other |  | IT_OHD | Conductors | Replacement
Reactive | Security and Compliance |  |  | Transmission Cables | Replacement
Towers and Conductor | Non Network - Other |  |  | Substation Switchbays | Replacement
Establishment | Non Network - Vehicles |  |  | Substation Power Transformers | Replacement
Communications | Non Network - Premises |  |  | Substation Reactive Plant | Replacement
Inventory | Non Network - IT |  |  | Scada Network Control And Protection Systems | Replacement
IT |  |  |  | Other - Replacement | Replacement
Vehicles | Project Category 1 |  |  | It And Communications | Non Network
Other (non-network) | Network |  |  | Motor Vehicles | Non Network
Premises | Non Network |  |  | Buildings And Property | Non Network
Land |  |  |  | Other - Non Network | Non Network
Easements | Denominations
| Thousands | 1000
| Millions | 1000000

## Project_Inputs
Table of Contents
Project Input Control Sheet
[10 empty] | As Incurred Direct Capital Expenditure ($000's) - All values in Real $2015/16 | [12 empty] | As Commissioned Capex %'s | [9 empty] | As Commissioned Direct Capex ($000's) - Real $2015/16
Proj No | Oracle ID | SAP ID | Project name | Location | Bus Case - Y/N | Target compl | Project category 1 | Project category 2 | Overhead Category | Prior (Actual) | 2014-15 (Actual) | 2015-16 (Forecast) | 2016-17 (Forecast) | 2017-18 (Forecast) | 2018-19 (Forecast) | 2019-20 (Forecast) | 2020-21 (Forecast) | 2021-22 (Forecast) | 2022-23 (Forecast) | Forecast Period Total | Overall Forecast Total | Prior Capex | Prior | 2015-16 | 2016-17 | 2017-18 | 2018-19 | 2019-20 | 2020-21 | 2021-22 | 2022-23 | Total | Prior | 2015-16 | 2016-17 | 2017-18 | 2018-19 | 2019-20 | 2020-21 | 2021-22 | 2022-23 | Total | Check
1 | XC17 | TD-0003437 | FBTS Refurbishment | FBTS | Yes | 2017 | Network | Replacement - Major Station | Repex_OHD | 87.7807 | 59.5435 | 1088.9186 | 7921.1797 | 3437.554 | 0 | 0 | 0 | 0 | 0 | 3437.554 | 12594.9765 | 147.3242 |  | 2016-17: 71.1%; 2017-18: 28.1%; 2018-19: 0.8% | 100% | 0 | 0 | 8955.0283 | 3539.1884 | 100.7598 | 0 | 0 | 0 | 0 | 12594.9765 | 0
2 | XC28 | TD-0003456 | HWPS 220kV Switchyard Redevelopment Stage 4 | HWPS | Yes | 2018 | Network | Replacement - Major Station | Repex_OHD | 35.9876 | 18.5658 | 1134.6 | 7604.2597 | 7713.246 | 3649.602 | 0 | 0 | 0 | 0 | 11362.848 | 20156.2611 | 54.5534 |  | 2016-17: 40.48%; 2017-18: 41.4%; 2018-19: 18.12% | 100% | 0 | 0 | 8159.2545 | 8344.6921 | 3652.3145 | 0 | 0 | 0 | 0 | 20156.2611 | 0
3 | XA09 | TD-0003317 | RTS Redevelopment Project | RTS | Yes | 2017 | Network | Replacement - Major Station CBD | Repex_OHD | 50448.7951 | 36789.5484 | 27678.75 | 22138.7516 | 11436.882 | 1094.058 | 0 | 0 | 0 | 0 | 12530.94 | 149586.785 | 87238.3435 | 29% | 2015-16: 24%; 2016-17: 24%; 2017-18: 20%; 2018-19: 3% | 100% | 43380.1677 | 35900.8284 | 35900.8284 | 29917.357 | 4487.6036 | 0 | 0 | 0 | 0 | 149586.785 | 2.9104e-11
4 | XB59 | TD-0003414 | HTS Rebuild | HTS | Yes | 2017 | Network | Replacement - Major Station | Repex_OHD | 1354.2014 | 6450.9802 | 16881.75 | 18923.223 | 3639.548 | 0 | 0 | 0 | 0 | 0 | 3639.548 | 47249.7026 | 7805.1816 |  | 2015-16: 37%; 2016-17: 29%; 2017-18: 34% | 100% | 0 | 17482.39 | 13702.4138 | 16064.8989 | 0 | 0 | 0 | 0 | 0 | 47249.7026 | 0
5 | XC19 | TD-0003439 | SMTS H2 Transformer Replacement | SMTS | Yes | 2019 | Network | Replacement - Major Station | Repex_OHD | 162.7385 | 24.9616 | 2180.1888 | 8414.7736 | 16207.048 | 816.202 | 0 | 0 | 0 |  | 17023.25 | 27805.9125 | 187.7001 |  | 2016-17: 41%; 2017-18: 56%; 2018-19: 3% | 100% | 0 | 0 | 11400.4241 | 15571.311 | 834.1774 | 0 | 0 | 0 | 0 | 27805.9125 | 3.638e-12
6 | Various |  | Other committed projects |  |  |  | Network | Replacement - Major Station | Repex_OHD | 0 | 0 | 0 | 318.7414 | 519.18 | 0 | 0 | 0 | 0 | 0 | 519.18 | 837.9215 | 0 | [9 empty] | 0% | 0 | 0 | 0 | 0 | 0 | 0 | 0 | 0 | 0 | 0 | 0
7 | XC21 | TD-0003451 | RWTS B4 220/66kV Transformer and 66kV CB Replacement | RWTS |  | 2018 | Network | Replacement - Major Station | Repex_OHD | 0 | 0 | 276 | 3590 | 6076 | 3867 | 0 | 0 | 0 | 0 | 9943 | 13809 | 0 | [9 empty] | 0% | 0 | 0 | 0 | 0 | 0 | 0 | 0 | 0 | 0 | 0 | 0
8 | XC15 | TD-0003435 | TSTS B2 Transformer and 66kV CB Replacement | TSTS |  | 2021 | Network | Replacement - Major Station | Repex_OHD | 34.298 | 1.5175 | 0 | 0 | 0 | 0 | 392.756 | 5104.476 | 8637.928 | 0 | 14135.16 | 14170.9755 | 35.8155 | [9 empty] | 0% | 0 | 0 | 0 | 0 | 0 | 0 | 0 | 0 | 0 | 0 | 0
9 | XB61 | TD-0003415 | SVTS Redevelopment Stage 1 | SVTS |  | 2021 | Network | Replacement - Major Station | Repex_OHD | 152.4665 | 13.6869 | 0 | 369.7401 | 430.003 | 2579.689 | 5589.052 | 6878.732 | 5911.472 | 0 | 21388.948 | 21924.8415 | 166.1534 | [9 empty] | 0% | 0 | 0 | 0 | 0 | 0 | 0 | 0 | 0 | 0 | 0 | 0
10 | XA14 | TD-0003319 | WMTS Redevelopment | WMTS | Yes | 2021 | Network | Replacement - Major Station CBD | Repex_OHD | 5348.4259 | 4189.3259 | 1415.3891 | 7285.5183 | 11361.44 | 11911.424 | 14141.28 | 8704 | 3888.512 | 0 | 50006.656 | 68245.3153 | 9537.7518 |  |  |  | 19.79% | 26.12% | 33.24% | 14.41% | 6.438% | 0% | 100% | 0 | 0 | 0 | 13504.2715 | 17825.6383 | 22687.176 | 9834.6151 | 4393.6143 | 0 | 68245.3153 | 0
11 | 284A | TD-0004189 | HYTS 500kV and 275kV CB Replacement | HYTS |  | 2018 | Network | Replacement - Major Station | Repex_OHD | 0 | 0 | 138 | 1800 | 3046 | 1938 | 0 | 0 | 0 | 0 | 4984 | 6922 | 0 | [9 empty] | 0% | 0 | 0 | 0 | 0 | 0 | 0 | 0 | 0 | 0 | 0 | 0
12 | 285A | TD-0004190 | FBTS Transformer and Circuit Breaker Replacement | FBTS |  | 2020 | Network | Replacement - Major Station | Repex_OHD | 0 | 0 | 0 | 0 | 203.522 | 2644.191 | 4474.613 | 2847.394 | 0 |  | 10169.72 | 10169.72 | 0 | [9 empty] | 0% | 0 | 0 | 0 | 0 | 0 | 0 | 0 | 0 | 0 | 0 | 0
13 | XB12 | TD-0003375 | Glenrowan Terminal Station Redevelopment Project | GNTS | Yes | 2015 | Network | Replacement - Major Station | Repex_OHD | 15381.8006 | 4875.2386 | 1555.5003 | 0 | 0 | 0 | 0 | 0 | 0 |  | 0 | 21812.5396 | 20257.0393 | 93% | [8 empty] | 100% | 20285.6618 | 1526.8778 | 0 | 0 | 0 | 0 | 0 | 0 | 0 | 21812.5396 | 3.638e-12 | bar: 2015-16
14 | XB54 | TD-0003400 | Ringwood Terminal Station (RWTS) 220kV Circuit Breaker Replacements | RWTS | Yes | 2015 | Network | Replacement - Major Station | Repex_OHD | 7979.0778 | 5233.286 | 649.65 | 0 | 0 | 0 | 0 | 0 | 0 |  | 0 | 13862.0138 | 13212.3638 | 85% | 2015-16: 15% | 100% | 11782.7117 | 2079.3021 | 0 | 0 | 0 | 0 | 0 | 0 | 0 | 13862.0138 | 0
15 | XB56 | TD-0003412 | HWPS CB Replacement Stage 3 | HWPS | Yes | 2015 | Network | Replacement - Major Station | Repex_OHD | 1741.2866 | 3596.7492 | 2733.321 | 0 | 0 | 0 | 0 | 0 | 0 |  | 0 | 8071.3568 | 5338.0358 | 20.49% | 2015-16: 79.51% | 100% | 1653.6369 | 6417.7199 | 0 | 0 | 0 | 0 | 0 | 0 | 0 | 8071.3568 | 0
16 | XB64 | TD-0003416 | MWTS B2 Transformer Replacement | MWTS | Yes | 2016 | Network | Replacement - Major Station | Repex_OHD | 261.1162 | 2274.3955 | 3367.2 | 0 | 0 | 0 | 0 | 0 | 0 |  | 0 | 5902.7117 | 2535.5117 |  | 2015-16: 100% | 100% | 0 | 5902.7117 | 0 | 0 | 0 | 0 | 0 | 0 | 0 | 5902.7117 | 0
17 | XC16 | TD-0003436 | TTS Bus Tie CB Replacement | TTS | Yes | 2016 | Network | Replacement - Major Station | Repex_OHD | 159.8213 | 88.6499 | 1451.5221 | 0 | 0 | 0 | 0 | 0 | 0 |  | 0 | 1699.9933 | 248.4712 |  | 2015-16: 100% | 100% | 0 | 1699.9933 | 0 | 0 | 0 | 0 | 0 | 0 | 0 | 1699.9933 | 0
18 | XC18 | TD-0003438 | YPS 220kV CB Replacement | YPS | Yes | 2017 | Network | Replacement - Major Station | Repex_OHD | 596.6378 | 2617.94 | 2095.35 | 4301.1878 | 0 | 0 | 0 | 0 | 0 |  | 0 | 9611.1156 | 3214.5777 |  | 2015-16: 32.21%; 2016-17: 67.79% | 100% | 0 | 3095.5037 | 6515.6119 | 0 | 0 | 0 | 0 | 0 | 0 | 9611.1156 | 0
19 |  |  | Other station transformer replacement |  |  |  | Network | Replacement - Major Station | Repex_OHD |  | 9613.3377 | 887.55 | 881.5477 | 0 | 0 | 0 | 0 | 0 |  | 0 | 11382.4354 | 9613.3377 | [9 empty] | 0% | 0 | 0 | 0 | 0 | 0 | 0 | 0 | 0 | 0 | 0 | 0
20 | X834, XC72 | TD-0003273, TD-0003522 | Power transformers - Bushings replacement |  |  |  | Network | Replacement - Other | Repex_OHD | 398.483 | 1232.3021 | 869.25 | 1752.1671 | 592.96 | 592.96 | 592.96 | 592.96 | 592.96 |  | 2964.8 | 7217.0022 | 1630.7851 | [9 empty] | 0% | 0 | 0 | 0 | 0 | 0 | 0 | 0 | 0 | 0 | 0 | 0
21 |  |  | Power transformers - life extension |  |  |  | Network | Replacement - Other | Repex_OHD |  | 0 | 0 | 0 | 1095.232 | 1095.232 | 1095.232 | 1095.232 | 1095.232 |  | 5476.16 | 5476.16 | 0 | [9 empty] | 0% | 0 | 0 | 0 | 0 | 0 | 0 | 0 | 0 | 0 | 0 | 0
22 | XC69 | TD-0003509 | Power transformers - improved safe access |  |  |  | Network | Security and Compliance | Repex_OHD |  | 0 | 0 | 1001.7588 | 436 | 436 | 436 | 436 | 436 |  | 2180 | 3181.7588 | 0 | [9 empty] | 0% | 0 | 0 | 0 | 0 | 0 | 0 | 0 | 0 | 0 | 0 | 0
23 |  |  | Circuit breakers |  |  |  | Network | Replacement - Other | Repex_OHD |  | 1831.3157 | 1747.65 | 1001.7588 | 5164.3328 | 5164.3328 | 5164.3328 | 5164.3328 | 5164.3328 |  | 25821.664 | 30402.3885 | 1831.3157 | [9 empty] | 0% | 0 | 0 | 0 | 0 | 0 | 0 | 0 | 0 | 0 | 0 | 0
24 | Various |  | Instrument transformers |  |  |  | Network | Security and Compliance | Repex_OHD |  | 492.1801 | 1098 | 2595.4659 | 1290.56 | 1290.56 | 1290.56 | 1290.56 | 1290.56 |  | 6452.8 | 10638.446 | 492.1801 | [9 empty] | 0% | 0 | 0 | 0 | 0 | 0 | 0 | 0 | 0 | 0 | 0 | 0
25 |  |  | Disconnectors |  |  |  | Network | Replacement - Other | Repex_OHD |  | 0 | 0 | 0 | 739.456 | 2127.68 | 2127.68 | 2127.68 | 2127.68 |  | 9250.176 | 9250.176 | 0 | [9 empty] | 0% | 0 | 0 | 0 | 0 | 0 | 0 | 0 | 0 | 0 | 0 | 0
26 | Various |  | Syn Cons |  |  |  | Network | Replacement - Other | Repex_OHD |  | 1746.2856 | 2096.265 | 2126.0599 | 0 | 0 | 0 | 0 | 0 |  | 0 | 5968.6105 | 1746.2856 | [9 empty] | 0% | 0 | 0 | 0 | 0 | 0 | 0 | 0 | 0 | 0 | 0 | 0
27 |  |  | Reactive plant |  |  |  | Network | Replacement - Other | Repex_OHD |  | 2779.9674 | 878.4842 | 7558.7252 | 143.008 | 143.008 | 143.008 | 143.008 | 143.008 |  | 715.04 | 11932.2168 | 2779.9674 | [9 empty] | 0% | 0 | 0 | 0 | 0 | 0 | 0 | 0 | 0 | 0 | 0 | 0
28 |  |  | On-line monitoring |  |  |  | Network | Replacement - Other | Repex_OHD |  | 0 | 0 | 0 | 148.24 | 174.4 | 87.2 | 87.2 | 87.2 |  | 584.24 | 584.24 | 0 | [9 empty] | 0% | 0 | 0 | 0 | 0 | 0 | 0 | 0 | 0 | 0 | 0 | 0
29 | Various |  | Fire protection systems |  |  |  | Network | Security and Compliance | Repex_OHD |  | 2142.867 | 558.15 | 2375.079 | 1530.36 | 1530.36 | 1530.36 | 1530.36 | 1530.36 |  | 7651.8 | 12727.896 | 2142.867 | [9 empty] | 0% | 0 | 0 | 0 | 0 | 0 | 0 | 0 | 0 | 0 | 0 | 0
30 |  |  | Civils |  |  |  | Network | Replacement - Other | Repex_OHD |  | 0 | 0 | 0 | 1543.44 | 1543.44 | 1543.44 | 1543.44 | 1543.44 |  | 7717.2 | 7717.2 | 0 | [9 empty] | 0% | 0 | 0 | 0 | 0 | 0 | 0 | 0 | 0 | 0 | 0 | 0
31 |  |  | Infrastructure security |  |  |  | Network | Security and Compliance | Repex_OHD |  | 878.7768 | 805.1997 | 1764.4902 | 2180 | 2180 | 2180 | 2180 | 2180 |  | 10900 | 14348.4667 | 878.7768 | [9 empty] | 0% | 0 | 0 | 0 | 0 | 0 | 0 | 0 | 0 | 0 | 0 | 0
32 |  |  | Structure fall arrests |  |  |  | Network | Security and Compliance | Repex_OHD |  | 43.0176 | 613.05 | 182.138 | 6.7309 | 297.5982 | 461.7026 | 0 | 0 |  | 766.0317 | 1604.2372 | 43.0176 | [9 empty] | 0% | 0 | 0 | 0 | 0 | 0 | 0 | 0 | 0 | 0 | 0 | 0
33 |  |  | Earth wires (incl. OPGW) |  |  |  | Network | Replacement - Other | Repex_OHD |  | 3075.3117 | 164.7 | 0 | 3315.344 | 3315.344 | 3315.344 | 3315.344 | 3315.344 |  | 16576.72 | 19816.7317 | 3075.3117 | [9 empty] | 0% | 0 | 0 | 0 | 0 | 0 | 0 | 0 | 0 | 0 | 0 | 0
34 |  |  | Conductor |  |  |  | Network | Replacement - Other | Repex_OHD |  | 678.5432 | 8014.485 | 409.8104 | 0 | 0 | 0 | 0 | 0 |  | 0 | 9102.8386 | 678.5432 | [9 empty] | 0% | 0 | 0 | 0 | 0 | 0 | 0 | 0 | 0 | 0 | 0 | 0
35 |  |  | Insulators |  |  |  | Network | Security and Compliance | Repex_OHD |  | 1189.1556 | 6325.8397 | 638.0293 | 988.9893 | 932.9606 | 932.9606 | 932.9606 | 773.3463 |  | 4561.2175 | 12714.2421 | 1189.1556 | [9 empty] | 0% | 0 | 0 | 0 | 0 | 0 | 0 | 0 | 0 | 0 | 0 | 0
36 |  |  | Towers |  |  |  | Network | Replacement - Other | Repex_OHD |  | 59.9269 | 0 | 0 | 20.3612 | 3068.4695 | 0 | 0 | 0 |  | 3088.8307 | 3148.7576 | 59.9269 | [9 empty] | 0% | 0 | 0 | 0 | 0 | 0 | 0 | 0 | 0 | 0 | 0 | 0
37 |  |  | Tower fall arrests |  |  |  | Network | Security and Compliance | Repex_OHD |  | 2358.21 | 3751.5 | 5102.5949 | 3761.808 | 3761.808 | 3761.808 | 3761.808 | 3761.808 |  | 18809.04 | 30021.3449 | 2358.21 | [9 empty] | 0% | 0 | 0 | 0 | 0 | 0 | 0 | 0 | 0 | 0 | 0 | 0
38 |  |  | Secondary & Protection program |  |  |  | Network | Replacement - Other | Repex_OHD |  | 14085.5614 | 22785.8699 | 12766.8144 | 18141.96 | 15423.936 | 13084.36 | 12452.16 | 13182.024 |  | 72284.44 | 121922.6856 | 14085.5614 | [9 empty] | 0% | 0 | 0 | 0 | 0 | 0 | 0 | 0 | 0 | 0 | 0 | 0
39 |  |  | Comms program |  |  |  | Network | Replacement - Other | Repex_OHD |  | 8855.1719 | 6202.785 | 13342.8803 | 7580.3028 | 10237.3793 | 11615.8116 | 10695.0375 | 6484.6311 |  | 46613.1623 | 75013.9994 | 8855.1719 | [9 empty] | 0% | 0 | 0 | 0 | 0 | 0 | 0 | 0 | 0 | 0 | 0 | 0
40 |  |  | Comms program - safety and security |  |  |  | Network | Security and Compliance | Repex_OHD |  | 0 | 887.3963 | 406.1676 | 1162.5373 | 247.0747 | 658.2706 | 0 | 1201.18 |  | 3269.0626 | 4562.6265 | 0 | [9 empty] | 0% | 0 | 0 | 0 | 0 | 0 | 0 | 0 | 0 | 0 | 0 | 0
41 |  |  | Other station works |  |  |  | Network | Replacement - Other | Repex_OHD |  | 4715.6316 | 3035.5502 | 2182.8864 | 0 | 0 | 0 | 0 | 0 |  | 0 | 9934.0682 | 4715.6316 | [9 empty] | 0% | 0 | 0 | 0 | 0 | 0 | 0 | 0 | 0 | 0 | 0 | 0
42 |  |  | Other station works - security & compliance |  |  |  | Network | Security and Compliance | Repex_OHD |  | 120.271 |  |  | 0 | 0 | 0 | 0 | 0 |  | 0 | 120.271 | 120.271 | [9 empty] | 0% | 0 | 0 | 0 | 0 | 0 | 0 | 0 | 0 | 0 | 0 | 0
43 |  |  | Buildings & Property |  |  |  | Non Network | Non Network - Premises | Non_IT_OHD |  | 131.3762 | 2712.8073 | 517.7863 | 213 | 574.9 | 91.75 | 201.53 | 979.33 |  | 2060.51 | 5422.4797 | 131.3762 | [9 empty] | 0% | 0 | 0 | 0 | 0 | 0 | 0 | 0 | 0 | 0 | 0 | 0
44 |  |  | Non-network - Other |  |  |  | Non Network | Non Network - Other | Non_IT_OHD |  | 2153.2519 | 2019.0119 | 2527.7625 | 2838.704 | 2838.704 | 2838.704 | 2838.704 | 2838.704 |  | 14193.5199 | 20893.5461 | 2153.2519 | [9 empty] | 0% | 0 | 0 | 0 | 0 | 0 | 0 | 0 | 0 | 0 | 0 | 0
45 |  |  | IT Strategy |  |  |  | Non Network | Non Network - IT | IT_OHD | 11265.4606 | 18851.8761 | 7320.8815 | 17538.2019 | 21650.0587 | 19533.919 | 11580.8036 | 9622.2469 | 8141.3251 |  | 70528.3533 | 125504.7735 | 30117.3368 | [9 empty] | 0% | 0 | 0 | 0 | 0 | 0 | 0 | 0 | 0 | 0 | 0 | 0
46 |  |  | Motor Vehicles |  |  |  | Non Network | Non Network - Vehicles | Non_IT_OHD |  | 792.9599 | 1371.1527 | 872.8106 | 1867.8901 | 1465.7382 | 2021.3429 | 1697.5047 | 1697.5047 |  | 8749.9806 | 11786.9037 | 792.9599 | [9 empty] | 0% | 0 | 0 | 0 | 0 | 0 | 0 | 0 | 0 | 0 | 0 | 0
|  |  | TOTAL | [6 empty] | 95408.3775 | 144061.6864 | 136791.7182 | 160212.3103 | 140481.6982 | 106475.9702 | 91151.3318 | 85242.6705 | 77003.8819 | 0 | 500355.5525 | 1036829.6449

## Proj_1
Go To: | Table of Contents
Master Inputs
|  | XC17 |  | Business case? | Yes
| Project name | FBTS Refurbishment
| Project category 1 | Network |  |  | Shaded cells = Inputs
| Project category 2 | Replacement - Major Station
| Regulatory classification | Prescribed
| Overhead Category | Repex_OHD |  | $000's | $000's | $000's | $000's | $000's | $000's | $000's | $000's | $000's | Project | 2017-22
|  |  |  | Prior | 2015-16 | 2016-17 | 2017-18 | 2018-19 | 2019-20 | 2020-21 | 2021-22 | 2022-23 | Total | Total | Check
| Project timing | Direct Expenditure (As incurred) - $ 2015/16 |  | 147.3242 | 1088.9186 | 7921.1797 | 3437.554 | 0 | 0 | 0 | 0 | 0 | 12594.9765 | 3437.554 | ok
| (excluding real cost escalators) | Assumed year commissioned (no BC)
|  | As Commissioned Capex (Direct) - $ 2015/16 |  | 0 | 0 | 8955.0283 | 3539.1884 | 100.7598 | 0 | 0 | 0 | 0 | 12594.9765 | 3639.9482 | ok
| Asset class | Secondary |  | 20.09% | 20.09% | 20.09% | 20.09% | 20.09% | 20.09% | 20.09% | 20.09% | 20.09%
|  | Switchgear |  | 62.08% | 62.08% | 62.08% | 62.08% | 62.08% | 62.08% | 62.08% | 62.08% | 62.08%
|  | Transformers |  | 0% | bar: 2015-16 to 2022-23
|  | Reactive |  | 0% | bar: 2015-16 to 2022-23
|  | Lines and towers |  | 0% | bar: 2015-16 to 2022-23
|  | Establishment |  | 15.9% | 15.9% | 15.9% | 15.9% | 15.9% | 15.9% | 15.9% | 15.9% | 15.9%
|  | Communications |  | 1.934% | 1.934% | 1.934% | 1.934% | 1.934% | 1.934% | 1.934% | 1.934% | 1.934%
Non System
Land
Easements
|  |  | Total | 100% | 100% | 100% | 100% | 100% | 100% | 100% | 100% | 100%
| Input costs % | Labour - internal |  | 10% | 10% | 10% | 10% | 10% | 10% | 10% | 10% | 10%
|  | Labour - external |  | 50% | 50% | 50% | 50% | 50% | 50% | 50% | 50% | 50%
|  | Materials |  | 40% | 40% | 40% | 40% | 40% | 40% | 40% | 40% | 40%
|  |  | Total | 100% | 100% | 100% | 100% | 100% | 100% | 100% | 100% | 100%
Material Escalation
| (By Asset Class) | Secondary |  | 0 | 0 | 0 | 0 | 0 | 0 | 0 | 0 | 0 | 0 | 0
|  | Switchgear |  | 0 | 0 | 0 | 0 | 0 | 0 | 0 | 0 | 0 | 0 | 0
|  | Transformers |  | 0 | 0 | 0 | 0 | 0 | 0 | 0 | 0 | 0 | 0 | 0
|  | Reactive |  | 0 | 0 | 0 | 0 | 0 | 0 | 0 | 0 | 0 | 0 | 0
|  | Lines and towers |  | 0 | 0 | 0 | 0 | 0 | 0 | 0 | 0 | 0 | 0 | 0
|  | Establishment |  | 0 | 0 | 0 | 0 | 0 | 0 | 0 | 0 | 0 | 0 | 0
|  | Communications |  | 0 | 0 | 0 | 0 | 0 | 0 | 0 | 0 | 0 | 0 | 0
|  | Non System |  | 0 | 0 | 0 | 0 | 0 | 0 | 0 | 0 | 0 | 0 | 0
|  | Land |  | 0 | 0 | 0 | 0 | 0 | 0 | 0 | 0 | 0 | 0 | 0
|  | Easements |  | 0 | 0 | 0 | 0 | 0 | 0 | 0 | 0 | 0 | 0 | 0
|  | Total Material escalation |  | 0 | 0 | 0 | 0 | 0 | 0 | 0 | 0 | 0 | 0 | 0
| Labour Escalation | Internal Labour |  | 0 | 0.63974 | 9.9124 | 7.1035 | 0 | 0 | 0 | 0 | 0 | 17.6557 | 7.1035
|  | External Labour |  | 0 | 2.2323 | 42.5849 | 36.5046 | 0 | 0 | 0 | 0 | 0 | 81.3218 | 36.5046
|  | Total Labour Escalation |  | 0 | 2.872 | 52.4973 | 43.6082 | 0 | 0 | 0 | 0 | 0 | 98.9775 | 43.6082
|  | Total Escalation |  | 0 | 2.872 | 52.4973 | 43.6082 | 0 | 0 | 0 | 0 | 0 | 98.9775 | 43.6082
|  | Escalation factors |  | 0 | 0.0026375 | 0.0066275 | 0.012686 | 0 | 0 | 0 | 0 | 0 | 0.0078585 | 0.012686
| Direct Expenditure (Escalated) | Total labour - internal |  | 14.9817 | 111.3846 | 815.5985 | 356.7945 | 0 | 0 | 0 | 0 | 0 | 1298.7593 | 356.7945
| (as incurred) | Total labour - external |  | 74.9083 | 555.9401 | 4070.8977 | 1784.9762 | 0 | 0 | 0 | 0 | 0 | 6486.7223 | 1784.9762
|  | Total materials |  | 59.9266 | 442.9361 | 3222.0739 | 1398.2832 | 0 | 0 | 0 | 0 | 0 | 5123.2198 | 1398.2832
|  | Total Direct - As Incurred $ Mar 2017 |  | 149.8165 | 1110.2608 | 8108.5701 | 3540.054 | 0 | 0 | 0 | 0 | 0 | 12908.7014 | 3540.054 | ok
| Capitalised Overheads | Overhead rate (applied to direct expenditure) |  | 8.008% | 5.944% | 7.259% | 8.819% | 12.03% | 13.05% | 11.79% | 11.1% | 11.36%
|  | Total overhead (as incurred) |  | 11.9976 | 65.9992 | 588.631 | 312.1854 | 0 | 0 | 0 | 0 | 0 | 978.8132 | 312.1854
|  | Total incl Overhead - As Incurred $ Mar 2017 |  | 161.8141 | 1176.26 | 8697.2011 | 3852.2394 | 0 | 0 | 0 | 0 | 0 | 13887.5146 | 3852.2394
|  | Total overheads (As incurred) - Cumulative |  | 11.9976 | 77.9968 | 666.6278 | 978.8132 | 978.8132 | 978.8132 | 978.8132 | 978.8132 | 978.8132
|  | Labour & Material Escalation - Cumulative |  | 0 | 2.872 | 55.3693 | 98.9775 | 98.9775 | 98.9775 | 98.9775 | 98.9775 | 98.9775
Expenditure By Asset Class - As Incurred
| Asset class breakdown | Secondary |  | 32.5084 | 236.3102 | 1747.2645 | 773.9135 | 0 | 0 | 0 | 0 | 0 | 2789.9966 | 773.9135
| (fully absorbed) | Switchgear |  | 100.4505 | 730.1956 | 5399.0256 | 2391.3831 | 0 | 0 | 0 | 0 | 0 | 8621.0548 | 2391.3831
| (as incurred) | Transformers |  | 0 | 0 | 0 | 0 | 0 | 0 | 0 | 0 | 0 | 0 | 0
|  | Reactive |  | 0 | 0 | 0 | 0 | 0 | 0 | 0 | 0 | 0 | 0 | 0
|  | Lines and towers |  | 0 | 0 | 0 | 0 | 0 | 0 | 0 | 0 | 0 | 0 | 0
|  | Establishment |  | 25.7262 | 187.0088 | 1382.733 | 612.4521 | 0 | 0 | 0 | 0 | 0 | 2207.9201 | 612.4521
|  | Communications |  | 3.129 | 22.7454 | 168.1779 | 74.4908 | 0 | 0 | 0 | 0 | 0 | 268.5431 | 74.4908
|  | Non System |  | 0 | 0 | 0 | 0 | 0 | 0 | 0 | 0 | 0 | 0 | 0
|  | Land |  | 0 | 0 | 0 | 0 | 0 | 0 | 0 | 0 | 0 | 0 | 0
|  | Easements |  | 0 | 0 | 0 | 0 | 0 | 0 | 0 | 0 | 0 | 0 | 0
|  | Total incl Overhead - As Incurred $ Mar 2017 |  | 161.8141 | 1176.26 | 8697.2011 | 3852.2394 | 0 | 0 | 0 | 0 | 0 | 13887.5146 | 3852.2394
|  |  | Check | 0 | 0 | 0 | 0 | 0 | 0 | 0 | 0 | 0 | 0 | 0
| As Commissioned Capex | Direct Expenditure (As Commissioned) - $ 2015/16 |  | 0 | 0 | 8955.0283 | 3539.1884 | 100.7598 | 0 | 0 | 0 | 0 | 12594.9765 | 3639.9482
|  | Labour & Material Escalation - $ 2015/16 |  | 0 | 0 | 55.3693 | 42.8163 | 0.79182 | 0 | 0 | 0 | 0 | 98.9775 | 43.6082
|  | Total Direct Expenditure - $ 2015/16 |  | 0 | 0 | 9010.3976 | 3582.0047 | 101.5516 | 0 | 0 | 0 | 0 | 12693.954 | 3683.5564
|  | Total Direct Expenditure - $ Mar 2017 |  | 0 | 0 | 9162.8292 | 3642.6026 | 103.2696 | 0 | 0 | 0 | 0 | 12908.7014 | 3745.8722
|  | Total overheads (As Commissioned) |  | 0 | 0 | 651.9827 | 319 | 7.8305 | 0 | 0 | 0 | 0 | 978.8132 | 326.8305
|  | Total incl Overhead - As commissioned $ Mar 2017 |  | 0 | 0 | 9814.8119 | 3961.6025 | 111.1001 | 0 | 0 | 0 | 0 | 13887.5146 | 4072.7026
|  | Total overheads (As Comm) - Cumulative |  | 0 | 0 | 651.9827 | 970.9827 | 978.8132 | 978.8132 | 978.8132 | 978.8132 | 978.8132
|  | Total real cost escalation (As Comm) - Cumulative |  | 0 | 0 | 55.3693 | 98.1856 | 98.9775 | 98.9775 | 98.9775 | 98.9775 | 98.9775
Expenditure By Asset Class - As Commissioned
| Asset class breakdown | Secondary |  | 0 | 0 | 1971.7921 | 795.8845 | 22.32 | 0 | 0 | 0 | 0 | 2789.9966 | 818.2045
| (fully absorbed) | Switchgear |  | 0 | 0 | 6092.8132 | 2459.2732 | 68.9684 | 0 | 0 | 0 | 0 | 8621.0548 | 2528.2417
| (as commissioned) | Transformers |  | 0 | 0 | 0 | 0 | 0 | 0 | 0 | 0 | 0 | 0 | 0
|  | Reactive |  | 0 | 0 | 0 | 0 | 0 | 0 | 0 | 0 | 0 | 0 | 0
|  | Lines and towers |  | 0 | 0 | 0 | 0 | 0 | 0 | 0 | 0 | 0 | 0 | 0
|  | Establishment |  | 0 | 0 | 1560.4175 | 629.8393 | 17.6634 | 0 | 0 | 0 | 0 | 2207.9201 | 647.5026
|  | Communications |  | 0 | 0 | 189.7892 | 76.6056 | 2.1483 | 0 | 0 | 0 | 0 | 268.5431 | 78.7539
|  | Non System |  | 0 | 0 | 0 | 0 | 0 | 0 | 0 | 0 | 0 | 0 | 0
|  | Land |  | 0 | 0 | 0 | 0 | 0 | 0 | 0 | 0 | 0 | 0 | 0
|  | Easements |  | 0 | 0 | 0 | 0 | 0 | 0 | 0 | 0 | 0 | 0 | 0
|  | Total incl Overhead - As commissioned $ Mar 2017 |  | 0 | 0 | 9814.8119 | 3961.6025 | 111.1001 | 0 | 0 | 0 | 0 | 13887.5146 | 4072.7026
|  |  | Check | 0 | 0 | 0 | 0 | 0 | 0 | 0 | 0 | 0 | 0 | 0
0
| Expenditure splits for RIN |  |  |  | 2015-16 | 2016-17 | 2017-18 | 2018-19 | 2019-20 | 2020-21 | 2021-22 | 2022-23
| Repex Category | Transmission Towers | bar: 2015-16 to 2022-23
Transmission Tower Support Structures | bar: 2015-16 to 2022-23
Conductors | bar: 2015-16 to 2022-23
Transmission Cables | bar: 2015-16 to 2022-23
|  | Substation Switchbays |  |  | 62.08% | 62.08% | 62.08% | 62.08% | 62.08% | 62.08% | 62.08% | 62.08%
Substation Power Transformers | bar: 2015-16 to 2022-23
Substation Reactive Plant | bar: 2015-16 to 2022-23
|  | Scada Network Control And Protection Systems |  |  | 22.02% | 22.02% | 22.02% | 22.02% | 22.02% | 22.02% | 22.02% | 22.02%
|  | Other |  |  | 15.9% | 15.9% | 15.9% | 15.9% | 15.9% | 15.9% | 15.9% | 15.9%
|  | Total |  |  | 100% | 100% | 100% | 100% | 100% | 100% | 100% | 100%
| Direct Expenditures | Materials - $ Mar 2017 |  |  | 2015-16 | 2016-17 | 2017-18 | 2018-19 | 2019-20 | 2020-21 | 2021-22 | 2022-23 | Total | 2017-22 Total
| (As Incurred) | Transmission Towers |  |  | 0 | 0 | 0 | 0 | 0 | 0 | 0 | 0 | 0 | 0
|  | Transmission Tower Support Structures |  |  | 0 | 0 | 0 | 0 | 0 | 0 | 0 | 0 | 0 | 0
|  | Conductors |  |  | 0 | 0 | 0 | 0 | 0 | 0 | 0 | 0 | 0 | 0
|  | Transmission Cables |  |  | 0 | 0 | 0 | 0 | 0 | 0 | 0 | 0 | 0 | 0
|  | Substation Switchbays |  |  | 274.9647 | 2000.1905 | 868.0226 | 0 | 0 | 0 | 0 | 0 | 3143.1778 | 868.0226
|  | Substation Power Transformers |  |  | 0 | 0 | 0 | 0 | 0 | 0 | 0 | 0 | 0 | 0
|  | Substation Reactive Plant |  |  | 0 | 0 | 0 | 0 | 0 | 0 | 0 | 0 | 0 | 0
|  | Scada Network Control And Protection Systems |  |  | 97.5508 | 709.6188 | 307.9532 | 0 | 0 | 0 | 0 | 0 | 1115.1227 | 307.9532
|  | Other |  |  | 70.4206 | 512.2646 | 222.3074 | 0 | 0 | 0 | 0 | 0 | 804.9926 | 222.3074
|  | Total Materials |  |  | 442.9361 | 3222.0739 | 1398.2832 | 0 | 0 | 0 | 0 | 0 | 5063.2932 | 1398.2832
|  | Labour (Internal) - $ Mar 2017 |  |  | 2015-16 | 2016-17 | 2017-18 | 2018-19 | 2019-20 | 2020-21 | 2021-22 | 2022-23 | Total | 2017-22 Total
|  | Transmission Towers |  |  | 0 | 0 | 0 | 0 | 0 | 0 | 0 | 0 | 0 | 0
|  | Transmission Tower Support Structures |  |  | 0 | 0 | 0 | 0 | 0 | 0 | 0 | 0 | 0 | 0
|  | Conductors |  |  | 0 | 0 | 0 | 0 | 0 | 0 | 0 | 0 | 0 | 0
|  | Transmission Cables |  |  | 0 | 0 | 0 | 0 | 0 | 0 | 0 | 0 | 0 | 0
|  | Substation Switchbays |  |  | 69.145 | 506.3051 | 221.49 | 0 | 0 | 0 | 0 | 0 | 796.9401 | 221.49
|  | Substation Power Transformers |  |  | 0 | 0 | 0 | 0 | 0 | 0 | 0 | 0 | 0 | 0
|  | Substation Reactive Plant |  |  | 0 | 0 | 0 | 0 | 0 | 0 | 0 | 0 | 0 | 0
|  | Scada Network Control And Protection Systems |  |  | 24.531 | 179.6247 | 78.5792 | 0 | 0 | 0 | 0 | 0 | 282.7349 | 78.5792
|  | Other |  |  | 17.7086 | 129.6687 | 56.7253 | 0 | 0 | 0 | 0 | 0 | 204.1026 | 56.7253
|  | Total Internal Labour |  |  | 111.3846 | 815.5985 | 356.7945 | 0 | 0 | 0 | 0 | 0 | 1283.7776 | 356.7945
|  | Labour (External) - $ Mar 2017 |  |  | 2015-16 | 2016-17 | 2017-18 | 2018-19 | 2019-20 | 2020-21 | 2021-22 | 2022-23 | Total | 2017-22 Total
|  | Transmission Towers |  |  | 0 | 0 | 0 | 0 | 0 | 0 | 0 | 0 | 0 | 0
|  | Transmission Tower Support Structures |  |  | 0 | 0 | 0 | 0 | 0 | 0 | 0 | 0 | 0 | 0
|  | Conductors |  |  | 0 | 0 | 0 | 0 | 0 | 0 | 0 | 0 | 0 | 0
|  | Transmission Cables |  |  | 0 | 0 | 0 | 0 | 0 | 0 | 0 | 0 | 0 | 0
|  | Substation Switchbays |  |  | 345.1151 | 2527.1212 | 1108.0729 | 0 | 0 | 0 | 0 | 0 | 3980.3091 | 1108.0729
|  | Substation Power Transformers |  |  | 0 | 0 | 0 | 0 | 0 | 0 | 0 | 0 | 0 | 0
|  | Substation Reactive Plant |  |  | 0 | 0 | 0 | 0 | 0 | 0 | 0 | 0 | 0 | 0
|  | Scada Network Control And Protection Systems |  |  | 122.4384 | 896.5609 | 393.1172 | 0 | 0 | 0 | 0 | 0 | 1412.1164 | 393.1172
|  | Other |  |  | 88.3867 | 647.2156 | 283.7862 | 0 | 0 | 0 | 0 | 0 | 1019.3885 | 283.7862
|  | Total External Labour |  |  | 555.9401 | 4070.8977 | 1784.9762 | 0 | 0 | 0 | 0 | 0 | 6411.814 | 1784.9762
|  | Total Direct - $ Mar 2017 |  |  | 2015-16 | 2016-17 | 2017-18 | 2018-19 | 2019-20 | 2020-21 | 2021-22 | 2022-23 | Total | 2017-22 Total
|  | Transmission Towers |  |  | 0 | 0 | 0 | 0 | 0 | 0 | 0 | 0 | 0 | 0
|  | Transmission Tower Support Structures |  |  | 0 | 0 | 0 | 0 | 0 | 0 | 0 | 0 | 0 | 0
|  | Conductors |  |  | 0 | 0 | 0 | 0 | 0 | 0 | 0 | 0 | 0 | 0
|  | Transmission Cables |  |  | 0 | 0 | 0 | 0 | 0 | 0 | 0 | 0 | 0 | 0
|  | Substation Switchbays |  |  | 689.2248 | 5033.6168 | 2197.5854 | 0 | 0 | 0 | 0 | 0 | 7920.427 | 2197.5854
|  | Substation Power Transformers |  |  | 0 | 0 | 0 | 0 | 0 | 0 | 0 | 0 | 0 | 0
|  | Substation Reactive Plant |  |  | 0 | 0 | 0 | 0 | 0 | 0 | 0 | 0 | 0 | 0
|  | Scada Network Control And Protection Systems |  |  | 244.5201 | 1785.8043 | 779.6496 | 0 | 0 | 0 | 0 | 0 | 2809.974 | 779.6496
|  | Other |  |  | 176.5159 | 1289.1489 | 562.8189 | 0 | 0 | 0 | 0 | 0 | 2028.4838 | 562.8189
|  | Total Direct - $ Mar 2017 |  |  | 1110.2608 | 8108.5701 | 3540.054 | 0 | 0 | 0 | 0 | 0 | 12758.8848 | 3540.054

## Proj_2
Go To: | Table of Contents
Master Inputs
|  | XC28 |  | Business case? | Yes
| Project name | HWPS 220kV Switchyard Redevelopment Stage 4
| Project category 1 | Network |  |  | Shaded cells = Inputs
| Project category 2 | Replacement - Major Station
| Regulatory classification | Prescribed
| Overhead Category | Repex_OHD |  | $000's | $000's | $000's | $000's | $000's | $000's | $000's | $000's | $000's | Project | 2017-22
|  |  |  | Prior | 2015-16 | 2016-17 | 2017-18 | 2018-19 | 2019-20 | 2020-21 | 2021-22 | 2022-23 | Total | Total | Check
| Project timing | Direct Expenditure (As incurred) - $ 2015/16 |  | 54.5534 | 1134.6 | 7604.2597 | 7713.246 | 3649.602 | 0 | 0 | 0 | 0 | 20156.2611 | 11362.848 | ok
| (excluding real cost escalators) | Assumed year commissioned (no BC)
|  | Direct Expenditure (As Commissioned) - $ 2015/16 |  | 0 | 0 | 8159.2545 | 8344.6921 | 3652.3145 | 0 | 0 | 0 | 0 | 20156.2611 | 11997.0066 | ok
| Asset class | Secondary |  | 5.578% | 5.578% | 5.578% | 5.578% | 5.578% | 5.578% | 5.578% | 5.578% | 5.578%
|  | Switchgear |  | 64.39% | 64.39% | 64.39% | 64.39% | 64.39% | 64.39% | 64.39% | 64.39% | 64.39%
Transformers
Reactive
Lines and towers
|  | Establishment |  | 30.03% | 30.03% | 30.03% | 30.03% | 30.03% | 30.03% | 30.03% | 30.03% | 30.03%
Communications
Non System
Land
Easements
|  |  | Total | 100% | 100% | 100% | 100% | 100% | 100% | 100% | 100% | 100%
| Input costs % | Labour - internal |  | 10% | 10% | 10% | 10% | 10% | 10% | 10% | 10% | 10%
|  | Labour - external |  | 50% | 50% | 50% | 50% | 50% | 50% | 50% | 50% | 50%
|  | Materials |  | 40% | 40% | 40% | 40% | 40% | 40% | 40% | 40% | 40%
|  |  | Total | 100% | 100% | 100% | 100% | 100% | 100% | 100% | 100% | 100%
Material Escalation
| (By Asset Class) | Secondary |  | 0 | 0 | 0 | 0 | 0 | 0 | 0 | 0 | 0 | 0 | 0
|  | Switchgear |  | 0 | 0 | 0 | 0 | 0 | 0 | 0 | 0 | 0 | 0 | 0
|  | Transformers |  | 0 | 0 | 0 | 0 | 0 | 0 | 0 | 0 | 0 | 0 | 0
|  | Reactive |  | 0 | 0 | 0 | 0 | 0 | 0 | 0 | 0 | 0 | 0 | 0
|  | Lines and towers |  | 0 | 0 | 0 | 0 | 0 | 0 | 0 | 0 | 0 | 0 | 0
|  | Establishment |  | 0 | 0 | 0 | 0 | 0 | 0 | 0 | 0 | 0 | 0 | 0
|  | Communications |  | 0 | 0 | 0 | 0 | 0 | 0 | 0 | 0 | 0 | 0 | 0
|  | Non System |  | 0 | 0 | 0 | 0 | 0 | 0 | 0 | 0 | 0 | 0 | 0
|  | Land |  | 0 | 0 | 0 | 0 | 0 | 0 | 0 | 0 | 0 | 0 | 0
|  | Easements |  | 0 | 0 | 0 | 0 | 0 | 0 | 0 | 0 | 0 | 0 | 0
|  | Total Material escalation |  | 0 | 0 | 0 | 0 | 0 | 0 | 0 | 0 | 0 | 0 | 0
| Labour Escalation | Internal Labour |  | 0 | 0.66658 | 9.5158 | 15.939 | 10.559 | 0 | 0 | 0 | 0 | 36.6804 | 26.498
|  | External Labour |  | 0 | 2.3259 | 40.8811 | 81.9097 | 58.184 | 0 | 0 | 0 | 0 | 183.3008 | 140.0937
|  | Total Labour Escalation |  | 0 | 2.9925 | 50.3969 | 97.8488 | 68.743 | 0 | 0 | 0 | 0 | 219.9812 | 166.5918
|  | Total Escalation |  | 0 | 2.9925 | 50.3969 | 97.8488 | 68.743 | 0 | 0 | 0 | 0 | 219.9812 | 166.5918
|  | Escalation factors |  | 0 | 0.0026375 | 0.0066275 | 0.012686 | 0.018836 | 0 | 0 | 0 | 0 | 0.010914 | 0.014661
| Direct Expenditure (Escalated) | Total labour - internal |  | 5.5476 | 116.0573 | 782.9671 | 800.582 | 381.872 | 0 | 0 | 0 | 0 | 2087.026 | 1182.454
| (as incurred) | Total labour - external |  | 27.7381 | 579.2625 | 3908.0243 | 4005.162 | 1914.84 | 0 | 0 | 0 | 0 | 10435.027 | 5920.0021
|  | Total materials |  | 22.1905 | 461.5177 | 3093.1613 | 3137.4933 | 1484.5374 | 0 | 0 | 0 | 0 | 8198.9002 | 4622.0307
|  | Total Direct - As Incurred $ Mar 2017 |  | 55.4763 | 1156.8375 | 7784.1527 | 7943.2373 | 3781.2493 | 0 | 0 | 0 | 0 | 20720.9531 | 11724.4867 | ok
| Capitalised Overheads | Overhead rate (applied to direct expenditure) |  | 8.008% | 5.944% | 7.259% | 8.819% | 12.03% | 13.05% | 11.79% | 11.1% | 11.36%
|  | Total overhead (as incurred) |  | 4.4426 | 68.768 | 565.0803 | 700.4874 | 454.8829 | 0 | 0 | 0 | 0 | 1793.6612 | 1155.3703
|  | Total incl Overhead - As Incurred $ Mar 2017 |  | 59.9189 | 1225.6054 | 8349.233 | 8643.7247 | 4236.1323 | 0 | 0 | 0 | 0 | 22514.6143 | 12879.857
|  | Total overheads (As incurred) - Cumulative |  | 4.4426 | 73.2106 | 638.2909 | 1338.7783 | 1793.6612 | 1793.6612 | 1793.6612 | 1793.6612 | 1793.6612
|  | Labour & Material Escalation - Cumulative |  | 0 | 2.9925 | 53.3894 | 151.2382 | 219.9812 | 219.9812 | 219.9812 | 219.9812 | 219.9812
Expenditure By Asset Class - As Incurred
| Asset class breakdown | Secondary |  | 3.3421 | 68.3604 | 465.6938 | 482.1196 | 236.278 | 0 | 0 | 0 | 0 | 1255.7938 | 718.3976
| (fully absorbed) | Switchgear |  | 38.5831 | 789.1947 | 5376.2572 | 5565.887 | 2727.74 | 0 | 0 | 0 | 0 | 14497.662 | 8293.627
| (as incurred) | Transformers |  | 0 | 0 | 0 | 0 | 0 | 0 | 0 | 0 | 0 | 0 | 0
|  | Reactive |  | 0 | 0 | 0 | 0 | 0 | 0 | 0 | 0 | 0 | 0 | 0
|  | Lines and towers |  | 0 | 0 | 0 | 0 | 0 | 0 | 0 | 0 | 0 | 0 | 0
|  | Establishment |  | 17.9937 | 368.0504 | 2507.282 | 2595.7181 | 1272.1142 | 0 | 0 | 0 | 0 | 6761.1585 | 3867.8324
|  | Communications |  | 0 | 0 | 0 | 0 | 0 | 0 | 0 | 0 | 0 | 0 | 0
|  | Non System |  | 0 | 0 | 0 | 0 | 0 | 0 | 0 | 0 | 0 | 0 | 0
|  | Land |  | 0 | 0 | 0 | 0 | 0 | 0 | 0 | 0 | 0 | 0 | 0
|  | Easements |  | 0 | 0 | 0 | 0 | 0 | 0 | 0 | 0 | 0 | 0 | 0
|  | Total incl Overhead - As Incurred $ Mar 2017 |  | 59.9189 | 1225.6054 | 8349.233 | 8643.7247 | 4236.1323 | 0 | 0 | 0 | 0 | 22514.6143 | 12879.857
|  |  | Check | 0 | 0 | 0 | 0 | 0 | 0 | 0 | 0 | 0 | 0 | 0
| As Commissioned Capex | Direct Expenditure (As Commissioned) - $ 2015/16 |  | 0 | 0 | 8159.2545 | 8344.6921 | 3652.3145 | 0 | 0 | 0 | 0 | 20156.2611 | 11997.0066
|  | Labour & Material Escalation - $ 2015/16 |  | 0 | 0 | 53.3894 | 97.8239 | 68.7679 | 0 | 0 | 0 | 0 | 219.9812 | 166.5918
|  | Total Direct Expenditure - $ 2015/16 |  | 0 | 0 | 8212.6439 | 8442.516 | 3721.0824 | 0 | 0 | 0 | 0 | 20376.2423 | 12163.5984
|  | Total Direct Expenditure - $ Mar 2017 |  | 0 | 0 | 8351.5796 | 8585.3405 | 3784.033 | 0 | 0 | 0 | 0 | 20720.9531 | 12369.3735
|  | Total overheads (As Commissioned) |  | 0 | 0 | 592.5368 | 746.0215 | 455.1029 | 0 | 0 | 0 | 0 | 1793.6612 | 1201.1244
|  | Total incl Overhead - As commissioned $ Mar 2017 |  | 0 | 0 | 8944.1164 | 9331.362 | 4239.1359 | 0 | 0 | 0 | 0 | 22514.6143 | 13570.4979
|  | Total overheads (As Comm) - Cumulative |  | 0 | 0 | 592.5368 | 1338.5583 | 1793.6612 | 1793.6612 | 1793.6612 | 1793.6612 | 1793.6612
|  | Total real cost escalation (As Comm) - Cumulative |  | 0 | 0 | 53.3894 | 151.2133 | 219.9812 | 219.9812 | 219.9812 | 219.9812 | 219.9812
Expenditure By Asset Class - As Commissioned
| Asset class breakdown | Secondary |  | 0 | 0 | 498.8745 | 520.4738 | 236.4456 | 0 | 0 | 0 | 0 | 1255.7938 | 756.9194
| (fully absorbed) | Switchgear |  | 0 | 0 | 5759.3159 | 6008.672 | 2729.6741 | 0 | 0 | 0 | 0 | 14497.662 | 8738.3461
| (as commissioned) | Transformers |  | 0 | 0 | 0 | 0 | 0 | 0 | 0 | 0 | 0 | 0 | 0
|  | Reactive |  | 0 | 0 | 0 | 0 | 0 | 0 | 0 | 0 | 0 | 0 | 0
|  | Lines and towers |  | 0 | 0 | 0 | 0 | 0 | 0 | 0 | 0 | 0 | 0 | 0
|  | Establishment |  | 0 | 0 | 2685.926 | 2802.2162 | 1273.0162 | 0 | 0 | 0 | 0 | 6761.1585 | 4075.2325
|  | Communications |  | 0 | 0 | 0 | 0 | 0 | 0 | 0 | 0 | 0 | 0 | 0
|  | Non System |  | 0 | 0 | 0 | 0 | 0 | 0 | 0 | 0 | 0 | 0 | 0
|  | Land |  | 0 | 0 | 0 | 0 | 0 | 0 | 0 | 0 | 0 | 0 | 0
|  | Easements |  | 0 | 0 | 0 | 0 | 0 | 0 | 0 | 0 | 0 | 0 | 0
|  | Total incl Overhead - As commissioned $ Mar 2017 |  | 0 | 0 | 8944.1164 | 9331.362 | 4239.1359 | 0 | 0 | 0 | 0 | 22514.6143 | 13570.4979
|  |  | Check | 0 | 0 | 0 | 0 | 0 | 0 | 0 | 0 | 0 | 0 | 0
0
| Expenditure splits for RIN |  |  |  | 2015-16 | 2016-17 | 2017-18 | 2018-19 | 2019-20 | 2020-21 | 2021-22 | 2022-23
| Repex Category | Transmission Towers | bar: 2015-16 to 2022-23
Transmission Tower Support Structures | bar: 2015-16 to 2022-23
Conductors | bar: 2015-16 to 2022-23
Transmission Cables | bar: 2015-16 to 2022-23
|  | Substation Switchbays |  |  | 64.39% | 64.39% | 64.39% | 64.39% | 64.39% | 64.39% | 64.39% | 64.39%
Substation Power Transformers | bar: 2015-16 to 2022-23
Substation Reactive Plant | bar: 2015-16 to 2022-23
|  | Scada Network Control And Protection Systems |  |  | 5.578% | 5.578% | 5.578% | 5.578% | 5.578% | 5.578% | 5.578% | 5.578%
|  | Other |  |  | 30.03% | 30.03% | 30.03% | 30.03% | 30.03% | 30.03% | 30.03% | 30.03%
|  | Total |  |  | 100% | 100% | 100% | 100% | 100% | 100% | 100% | 100%
| Direct Expenditures | Materials - $ Mar 2017 |  |  | 2015-16 | 2016-17 | 2017-18 | 2018-19 | 2019-20 | 2020-21 | 2021-22 | 2022-23 | Total | 2017-22 Total
| (As Incurred) | Transmission Towers |  |  | 0 | 0 | 0 | 0 | 0 | 0 | 0 | 0 | 0 | 0
|  | Transmission Tower Support Structures |  |  | 0 | 0 | 0 | 0 | 0 | 0 | 0 | 0 | 0 | 0
|  | Conductors |  |  | 0 | 0 | 0 | 0 | 0 | 0 | 0 | 0 | 0 | 0
|  | Transmission Cables |  |  | 0 | 0 | 0 | 0 | 0 | 0 | 0 | 0 | 0 | 0
|  | Substation Switchbays |  |  | 297.1816 | 1991.7555 | 2020.3019 | 955.9267 | 0 | 0 | 0 | 0 | 5265.1656 | 2976.2286
|  | Substation Power Transformers |  |  | 0 | 0 | 0 | 0 | 0 | 0 | 0 | 0 | 0 | 0
|  | Substation Reactive Plant |  |  | 0 | 0 | 0 | 0 | 0 | 0 | 0 | 0 | 0 | 0
|  | Scada Network Control And Protection Systems |  |  | 25.742 | 172.5267 | 174.9994 | 82.8028 | 0 | 0 | 0 | 0 | 456.0709 | 257.8022
|  | Other |  |  | 138.5942 | 928.8791 | 942.192 | 445.8079 | 0 | 0 | 0 | 0 | 2455.4731 | 1387.9999
|  | Total Materials |  |  | 461.5177 | 3093.1613 | 3137.4933 | 1484.5374 | 0 | 0 | 0 | 0 | 8176.7097 | 4622.0307
|  | Labour (Internal) - $ Mar 2017 |  |  | 2015-16 | 2016-17 | 2017-18 | 2018-19 | 2019-20 | 2020-21 | 2021-22 | 2022-23 | Total | 2017-22 Total
|  | Transmission Towers |  |  | 0 | 0 | 0 | 0 | 0 | 0 | 0 | 0 | 0 | 0
|  | Transmission Tower Support Structures |  |  | 0 | 0 | 0 | 0 | 0 | 0 | 0 | 0 | 0 | 0
|  | Conductors |  |  | 0 | 0 | 0 | 0 | 0 | 0 | 0 | 0 | 0 | 0
|  | Transmission Cables |  |  | 0 | 0 | 0 | 0 | 0 | 0 | 0 | 0 | 0 | 0
|  | Substation Switchbays |  |  | 74.7319 | 504.17 | 515.5126 | 245.8959 | 0 | 0 | 0 | 0 | 1340.3103 | 761.4085
|  | Substation Power Transformers |  |  | 0 | 0 | 0 | 0 | 0 | 0 | 0 | 0 | 0 | 0
|  | Substation Reactive Plant |  |  | 0 | 0 | 0 | 0 | 0 | 0 | 0 | 0 | 0 | 0
|  | Scada Network Control And Protection Systems |  |  | 6.4733 | 43.6714 | 44.6539 | 21.2996 | 0 | 0 | 0 | 0 | 116.0983 | 65.9535
|  | Other |  |  | 34.8521 | 235.1257 | 240.4155 | 114.6765 | 0 | 0 | 0 | 0 | 625.0698 | 355.092
|  | Total Internal Labour |  |  | 116.0573 | 782.9671 | 800.582 | 381.872 | 0 | 0 | 0 | 0 | 2081.4784 | 1182.454
|  | Labour (External) - $ Mar 2017 |  |  | 2015-16 | 2016-17 | 2017-18 | 2018-19 | 2019-20 | 2020-21 | 2021-22 | 2022-23 | Total | 2017-22 Total
|  | Transmission Towers |  |  | 0 | 0 | 0 | 0 | 0 | 0 | 0 | 0 | 0 | 0
|  | Transmission Tower Support Structures |  |  | 0 | 0 | 0 | 0 | 0 | 0 | 0 | 0 | 0 | 0
|  | Conductors |  |  | 0 | 0 | 0 | 0 | 0 | 0 | 0 | 0 | 0 | 0
|  | Transmission Cables |  |  | 0 | 0 | 0 | 0 | 0 | 0 | 0 | 0 | 0 | 0
|  | Substation Switchbays |  |  | 373 | 2516.464 | 2579.0131 | 1233.0082 | 0 | 0 | 0 | 0 | 6701.4853 | 3812.0213
|  | Substation Power Transformers |  |  | 0 | 0 | 0 | 0 | 0 | 0 | 0 | 0 | 0 | 0
|  | Substation Reactive Plant |  |  | 0 | 0 | 0 | 0 | 0 | 0 | 0 | 0 | 0 | 0
|  | Scada Network Control And Protection Systems |  |  | 32.3094 | 217.9772 | 223.3952 | 106.8037 | 0 | 0 | 0 | 0 | 580.4856 | 330.1989
|  | Other |  |  | 173.953 | 1173.5831 | 1202.7537 | 575.0281 | 0 | 0 | 0 | 0 | 3125.318 | 1777.7818
|  | Total External Labour |  |  | 579.2625 | 3908.0243 | 4005.162 | 1914.84 | 0 | 0 | 0 | 0 | 10407.2888 | 5920.0021
|  | Total Direct - $ Mar 2017 |  |  | 2015-16 | 2016-17 | 2017-18 | 2018-19 | 2019-20 | 2020-21 | 2021-22 | 2022-23 | Total | 2017-22 Total
|  | Transmission Towers |  |  | 0 | 0 | 0 | 0 | 0 | 0 | 0 | 0 | 0 | 0
|  | Transmission Tower Support Structures |  |  | 0 | 0 | 0 | 0 | 0 | 0 | 0 | 0 | 0 | 0
|  | Conductors |  |  | 0 | 0 | 0 | 0 | 0 | 0 | 0 | 0 | 0 | 0
|  | Transmission Cables |  |  | 0 | 0 | 0 | 0 | 0 | 0 | 0 | 0 | 0 | 0
|  | Substation Switchbays |  |  | 744.9134 | 5012.3894 | 5114.8276 | 2434.8307 | 0 | 0 | 0 | 0 | 13306.9612 | 7549.6583
|  | Substation Power Transformers |  |  | 0 | 0 | 0 | 0 | 0 | 0 | 0 | 0 | 0 | 0
|  | Substation Reactive Plant |  |  | 0 | 0 | 0 | 0 | 0 | 0 | 0 | 0 | 0 | 0
|  | Scada Network Control And Protection Systems |  |  | 64.5247 | 434.1754 | 443.0486 | 210.9061 | 0 | 0 | 0 | 0 | 1152.6548 | 653.9547
|  | Other |  |  | 347.3993 | 2337.5879 | 2385.3612 | 1135.5125 | 0 | 0 | 0 | 0 | 6205.8609 | 3520.8737
|  | Total Direct - $ Mar 2017 |  |  | 1156.8375 | 7784.1527 | 7943.2373 | 3781.2493 | 0 | 0 | 0 | 0 | 20665.4769 | 11724.4867

## Proj_3
Go To: | Table of Contents
Master Inputs
|  | XA09 |  | Business case? | Yes
| Project name | RTS Redevelopment Project
| Project category 1 | Network |  |  | Shaded cells = Inputs
| Project category 2 | Replacement - Major Station CBD
| Regulatory classification | Prescribed
| Overhead Category | Repex_OHD |  | $000's | $000's | $000's | $000's | $000's | $000's | $000's | $000's | $000's | Project | 2017-22
|  |  |  | Prior | 2015-16 | 2016-17 | 2017-18 | 2018-19 | 2019-20 | 2020-21 | 2021-22 | 2022-23 | Total | Total | Check
| Project timing | Direct Expenditure (As incurred) - $ 2015/16 |  | 87238.3435 | 27678.75 | 22138.7516 | 11436.882 | 1094.058 | 0 | 0 | 0 | 0 | 149586.785 | 12530.94 | ok
| (excluding real cost escalators) | Assumed year commissioned (no BC)
|  | Direct Expenditure (As Commissioned) - $ 2015/16 |  | 43380.1677 | 35900.8284 | 35900.8284 | 29917.357 | 4487.6036 | 0 | 0 | 0 | 0 | 149586.785 | 34404.9606 | ok
| Asset class | Secondary |  | 6.349% | 6.349% | 6.349% | 6.349% | 6.349% | 6.349% | 6.349% | 6.349% | 6.349%
|  | Switchgear |  | 43.22% | 43.22% | 43.22% | 43.22% | 43.22% | 43.22% | 43.22% | 43.22% | 43.22%
|  | Transformers |  | 34.11% | 34.11% | 34.11% | 34.11% | 34.11% | 34.11% | 34.11% | 34.11% | 34.11%
|  | Reactive |  | 0% | bar: 2015-16 to 2022-23
|  | Lines and towers |  | 9.917% | 9.917% | 9.917% | 9.917% | 9.917% | 9.917% | 9.917% | 9.917% | 9.917%
|  | Establishment |  | 6.403% | 6.403% | 6.403% | 6.403% | 6.403% | 6.403% | 6.403% | 6.403% | 6.403%
Communications
Non System
Land
Easements
|  |  | Total | 100% | 100% | 100% | 100% | 100% | 100% | 100% | 100% | 100%
| Input costs % | Labour - internal |  | 10% | 10% | 10% | 10% | 10% | 10% | 10% | 10% | 10%
|  | Labour - external |  | 50% | 50% | 50% | 50% | 50% | 50% | 50% | 50% | 50%
|  | Materials |  | 40% | 40% | 40% | 40% | 40% | 40% | 40% | 40% | 40%
|  |  | Total | 100% | 100% | 100% | 100% | 100% | 100% | 100% | 100% | 100%
Material Escalation
| (By Asset Class) | Secondary |  | 0 | 0 | 0 | 0 | 0 | 0 | 0 | 0 | 0 | 0 | 0
|  | Switchgear |  | 0 | 0 | 0 | 0 | 0 | 0 | 0 | 0 | 0 | 0 | 0
|  | Transformers |  | 0 | 0 | 0 | 0 | 0 | 0 | 0 | 0 | 0 | 0 | 0
|  | Reactive |  | 0 | 0 | 0 | 0 | 0 | 0 | 0 | 0 | 0 | 0 | 0
|  | Lines and towers |  | 0 | 0 | 0 | 0 | 0 | 0 | 0 | 0 | 0 | 0 | 0
|  | Establishment |  | 0 | 0 | 0 | 0 | 0 | 0 | 0 | 0 | 0 | 0 | 0
|  | Communications |  | 0 | 0 | 0 | 0 | 0 | 0 | 0 | 0 | 0 | 0 | 0
|  | Non System |  | 0 | 0 | 0 | 0 | 0 | 0 | 0 | 0 | 0 | 0 | 0
|  | Land |  | 0 | 0 | 0 | 0 | 0 | 0 | 0 | 0 | 0 | 0 | 0
|  | Easements |  | 0 | 0 | 0 | 0 | 0 | 0 | 0 | 0 | 0 | 0 | 0
|  | Total Material escalation |  | 0 | 0 | 0 | 0 | 0 | 0 | 0 | 0 | 0 | 0 | 0
| Labour Escalation | Internal Labour |  | 0 | 16.2613 | 27.7039 | 23.6338 | 3.1653 | 0 | 0 | 0 | 0 | 70.7643 | 26.7991
|  | External Labour |  | 0 | 56.7414 | 119.0197 | 121.4523 | 17.4421 | 0 | 0 | 0 | 0 | 314.6556 | 138.8944
|  | Total Labour Escalation |  | 0 | 73.0027 | 146.7237 | 145.0861 | 20.6074 | 0 | 0 | 0 | 0 | 385.4199 | 165.6935
|  | Total Escalation |  | 0 | 73.0027 | 146.7237 | 145.0861 | 20.6074 | 0 | 0 | 0 | 0 | 385.4199 | 165.6935
|  | Escalation factors |  | 0 | 0.0026375 | 0.0066275 | 0.012686 | 0.018836 | 0 | 0 | 0 | 0 | 0.0025766 | 0.013223
| Direct Expenditure (Escalated) | Total labour - internal |  | 8871.418 | 2831.2363 | 2279.5005 | 1187.0699 | 114.4755 | 0 | 0 | 0 | 0 | 15283.7003 | 1301.5454
| (as incurred) | Total labour - external |  | 44357.09 | 14131.2011 | 11377.6729 | 5938.6885 | 574.0204 | 0 | 0 | 0 | 0 | 76378.673 | 6512.7089
|  | Total materials |  | 35485.672 | 11258.7998 | 9005.3117 | 4652.1452 | 445.0266 | 0 | 0 | 0 | 0 | 60846.9554 | 5097.1718
|  | Total Direct - As Incurred $ Mar 2017 |  | 88714.1801 | 28221.2372 | 22662.4851 | 11777.9037 | 1133.5225 | 0 | 0 | 0 | 0 | 152509.3287 | 12911.4262 | ok
| Capitalised Overheads | Overhead rate (applied to direct expenditure) |  | 8.008% | 5.944% | 7.259% | 8.819% | 12.03% | 13.05% | 11.79% | 11.1% | 11.36%
|  | Total overhead (as incurred) |  | 7104.384 | 1677.6054 | 1645.1533 | 1038.6537 | 136.3623 | 0 | 0 | 0 | 0 | 11602.1588 | 1175.016
|  | Total incl Overhead - As Incurred $ Mar 2017 |  | 95818.5641 | 29898.8426 | 24307.6385 | 12816.5573 | 1269.8849 | 0 | 0 | 0 | 0 | 164111.4874 | 14086.4422
|  | Total overheads (As incurred) - Cumulative |  | 7104.384 | 8781.9894 | 10427.1428 | 11465.7964 | 11602.1588 | 11602.1588 | 11602.1588 | 11602.1588 | 11602.1588
|  | Labour & Material Escalation - Cumulative |  | 0 | 73.0027 | 219.7264 | 364.8125 | 385.4199 | 385.4199 | 385.4199 | 385.4199 | 385.4199
Expenditure By Asset Class - As Incurred
| Asset class breakdown | Secondary |  | 6083.9457 | 1898.4101 | 1543.3998 | 813.7801 | 80.6306 | 0 | 0 | 0 | 0 | 10420.1663 | 894.4107
| (fully absorbed) | Switchgear |  | 41416.6439 | 12923.4844 | 10506.7407 | 5539.8324 | 548.8954 | 0 | 0 | 0 | 0 | 70935.5969 | 6088.7279
| (as incurred) | Transformers |  | 32680.6105 | 10197.5274 | 8290.5486 | 4371.3128 | 433.1166 | 0 | 0 | 0 | 0 | 55973.1159 | 4804.4294
|  | Reactive |  | 0 | 0 | 0 | 0 | 0 | 0 | 0 | 0 | 0 | 0 | 0
|  | Lines and towers |  | 9502.2472 | 2965.0433 | 2410.5683 | 1271.0073 | 125.9334 | 0 | 0 | 0 | 0 | 16274.7995 | 1396.9407
|  | Establishment |  | 6135.1168 | 1914.3774 | 1556.3811 | 820.6247 | 81.3088 | 0 | 0 | 0 | 0 | 10507.8088 | 901.9335
|  | Communications |  | 0 | 0 | 0 | 0 | 0 | 0 | 0 | 0 | 0 | 0 | 0
|  | Non System |  | 0 | 0 | 0 | 0 | 0 | 0 | 0 | 0 | 0 | 0 | 0
|  | Land |  | 0 | 0 | 0 | 0 | 0 | 0 | 0 | 0 | 0 | 0 | 0
|  | Easements |  | 0 | 0 | 0 | 0 | 0 | 0 | 0 | 0 | 0 | 0 | 0
|  | Total incl Overhead - As Incurred $ Mar 2017 |  | 95818.5641 | 29898.8426 | 24307.6385 | 12816.5573 | 1269.8849 | 0 | 0 | 0 | 0 | 164111.4874 | 14086.4422
|  |  | Check | 0 | 0 | 0 | 0 | 0 | 0 | 0 | 0 | 0 | 0 | 0
| As Commissioned Capex | Direct Expenditure (As Commissioned) - $ 2015/16 |  | 43380.1677 | 35900.8284 | 35900.8284 | 29917.357 | 4487.6036 | 0 | 0 | 0 | 0 | 149586.785 | 34404.9606
|  | Labour & Material Escalation - $ 2015/16 |  | 0 | 50.3644 | 134.2938 | 171.8171 | 28.9446 | 0 | 0 | 0 | 0 | 385.4199 | 200.7617
|  | Total Direct Expenditure - $ 2015/16 |  | 43380.1677 | 35951.1928 | 36035.1222 | 30089.1741 | 4516.5481 | 0 | 0 | 0 | 0 | 149972.2049 | 34605.7222
|  | Total Direct Expenditure - $ Mar 2017 |  | 44114.0427 | 36559.3896 | 36644.7389 | 30598.2015 | 4592.9559 | 0 | 0 | 0 | 0 | 152509.3287 | 35191.1574
|  | Total overheads (As Commissioned) |  | 3532.7284 | 2525.9427 | 2704.3067 | 2440.7876 | 398.3934 | 0 | 0 | 0 | 0 | 11602.1588 | 2839.181
|  | Total incl Overhead - As commissioned $ Mar 2017 |  | 47646.771 | 39085.3323 | 39349.0457 | 33038.9891 | 4991.3493 | 0 | 0 | 0 | 0 | 164111.4874 | 38030.3384
|  | Total overheads (As Comm) - Cumulative |  | 3532.7284 | 6058.6711 | 8762.9778 | 11203.7654 | 11602.1588 | 11602.1588 | 11602.1588 | 11602.1588 | 11602.1588
|  | Total real cost escalation (As Comm) - Cumulative |  | 0 | 50.3644 | 184.6582 | 356.4753 | 385.4199 | 385.4199 | 385.4199 | 385.4199 | 385.4199
Expenditure By Asset Class - As Commissioned
| Asset class breakdown | Secondary |  | 3025.3049 | 2481.7011 | 2498.4455 | 2097.792 | 316.9229 | 0 | 0 | 0 | 0 | 10420.1663 | 2414.7149
| (fully absorbed) | Switchgear |  | 20594.8541 | 16894.2554 | 17008.2429 | 14280.7822 | 2157.4623 | 0 | 0 | 0 | 0 | 70935.5969 | 16438.2445
| (as commissioned) | Transformers |  | 16250.7712 | 13330.7416 | 13420.6857 | 11268.5297 | 1702.3877 | 0 | 0 | 0 | 0 | 55973.1159 | 12970.9173
|  | Reactive |  | 0 | 0 | 0 | 0 | 0 | 0 | 0 | 0 | 0 | 0 | 0
|  | Lines and towers |  | 4725.0906 | 3876.0599 | 3902.2121 | 3276.449 | 494.9879 | 0 | 0 | 0 | 0 | 16274.7995 | 3771.437
|  | Establishment |  | 3050.7502 | 2502.5743 | 2519.4595 | 2115.4362 | 319.5885 | 0 | 0 | 0 | 0 | 10507.8088 | 2435.0247
|  | Communications |  | 0 | 0 | 0 | 0 | 0 | 0 | 0 | 0 | 0 | 0 | 0
|  | Non System |  | 0 | 0 | 0 | 0 | 0 | 0 | 0 | 0 | 0 | 0 | 0
|  | Land |  | 0 | 0 | 0 | 0 | 0 | 0 | 0 | 0 | 0 | 0 | 0
|  | Easements |  | 0 | 0 | 0 | 0 | 0 | 0 | 0 | 0 | 0 | 0 | 0
|  | Total incl Overhead - As commissioned $ Mar 2017 |  | 47646.771 | 39085.3323 | 39349.0457 | 33038.9891 | 4991.3493 | 0 | 0 | 0 | 0 | 164111.4874 | 38030.3384
|  |  | Check | 0 | 0 | 0 | 0 | 0 | 0 | 0 | 0 | 0 | 0 | 0
0
| Expenditure splits for RIN |  |  |  | 2015-16 | 2016-17 | 2017-18 | 2018-19 | 2019-20 | 2020-21 | 2021-22 | 2022-23
| Repex Category | Transmission Towers |  |  | 4.958% | 4.958% | 4.958% | 4.958% | 4.958% | 4.958% | 4.958% | 4.958%
Transmission Tower Support Structures | bar: 2015-16 to 2022-23
|  | Conductors |  |  | 4.958% | 4.958% | 4.958% | 4.958% | 4.958% | 4.958% | 4.958% | 4.958%
Transmission Cables | bar: 2015-16 to 2022-23
|  | Substation Switchbays |  |  | 43.22% | 43.22% | 43.22% | 43.22% | 43.22% | 43.22% | 43.22% | 43.22%
|  | Substation Power Transformers |  |  | 34.11% | 34.11% | 34.11% | 34.11% | 34.11% | 34.11% | 34.11% | 34.11%
Substation Reactive Plant | bar: 2015-16 to 2022-23
|  | Scada Network Control And Protection Systems |  |  | 6.349% | 6.349% | 6.349% | 6.349% | 6.349% | 6.349% | 6.349% | 6.349%
|  | Other |  |  | 6.403% | 6.403% | 6.403% | 6.403% | 6.403% | 6.403% | 6.403% | 6.403%
|  | Total |  |  | 100% | 100% | 100% | 100% | 100% | 100% | 100% | 100%
| Direct Expenditures | Materials - $ Mar 2017 |  |  | 2015-16 | 2016-17 | 2017-18 | 2018-19 | 2019-20 | 2020-21 | 2021-22 | 2022-23 | Total | 2017-22 Total
| (As Incurred) | Transmission Towers |  |  | 558.2629 | 446.5246 | 230.6747 | 22.0665 | 0 | 0 | 0 | 0 | 1257.5287 | 252.7411
|  | Transmission Tower Support Structures |  |  | 0 | 0 | 0 | 0 | 0 | 0 | 0 | 0 | 0 | 0
|  | Conductors |  |  | 558.2629 | 446.5246 | 230.6747 | 22.0665 | 0 | 0 | 0 | 0 | 1257.5287 | 252.7411
|  | Transmission Cables |  |  | 0 | 0 | 0 | 0 | 0 | 0 | 0 | 0 | 0 | 0
|  | Substation Switchbays |  |  | 4866.5069 | 3892.4586 | 2010.8446 | 192.3584 | 0 | 0 | 0 | 0 | 10962.1685 | 2203.203
|  | Substation Power Transformers |  |  | 3840.0122 | 3071.4203 | 1586.6961 | 151.7842 | 0 | 0 | 0 | 0 | 8649.9128 | 1738.4803
|  | Substation Reactive Plant |  |  | 0 | 0 | 0 | 0 | 0 | 0 | 0 | 0 | 0 | 0
|  | Scada Network Control And Protection Systems |  |  | 714.8711 | 571.7872 | 295.3853 | 28.2567 | 0 | 0 | 0 | 0 | 1610.3004 | 323.6421
|  | Other |  |  | 720.8838 | 576.5964 | 297.8698 | 28.4944 | 0 | 0 | 0 | 0 | 1623.8444 | 326.3642
|  | Total Materials |  |  | 11258.7998 | 9005.3117 | 4652.1452 | 445.0266 | 0 | 0 | 0 | 0 | 25361.2834 | 5097.1718
|  | Labour (Internal) - $ Mar 2017 |  |  | 2015-16 | 2016-17 | 2017-18 | 2018-19 | 2019-20 | 2020-21 | 2021-22 | 2022-23 | Total | 2017-22 Total
|  | Transmission Towers |  |  | 140.3857 | 113.0281 | 58.8604 | 5.6762 | 0 | 0 | 0 | 0 | 317.9503 | 64.5366
|  | Transmission Tower Support Structures |  |  | 0 | 0 | 0 | 0 | 0 | 0 | 0 | 0 | 0 | 0
|  | Conductors |  |  | 140.3857 | 113.0281 | 58.8604 | 5.6762 | 0 | 0 | 0 | 0 | 317.9503 | 64.5366
|  | Transmission Cables |  |  | 0 | 0 | 0 | 0 | 0 | 0 | 0 | 0 | 0 | 0
|  | Substation Switchbays |  |  | 1223.7744 | 985.292 | 513.0994 | 49.4809 | 0 | 0 | 0 | 0 | 2771.6467 | 562.5804
|  | Substation Power Transformers |  |  | 965.6431 | 777.4638 | 404.8711 | 39.0439 | 0 | 0 | 0 | 0 | 2187.0219 | 443.915
|  | Substation Reactive Plant |  |  | 0 | 0 | 0 | 0 | 0 | 0 | 0 | 0 | 0 | 0
|  | Scada Network Control And Protection Systems |  |  | 179.7678 | 144.7356 | 75.3723 | 7.2686 | 0 | 0 | 0 | 0 | 407.1442 | 82.6409
|  | Other |  |  | 181.2798 | 145.953 | 76.0063 | 7.3297 | 0 | 0 | 0 | 0 | 410.5687 | 83.336
|  | Total Internal Labour |  |  | 2831.2363 | 2279.5005 | 1187.0699 | 114.4755 | 0 | 0 | 0 | 0 | 6412.2823 | 1301.5454
|  | Labour (External) - $ Mar 2017 |  |  | 2015-16 | 2016-17 | 2017-18 | 2018-19 | 2019-20 | 2020-21 | 2021-22 | 2022-23 | Total | 2017-22 Total
|  | Transmission Towers |  |  | 700.6897 | 564.1572 | 294.4674 | 28.4626 | 0 | 0 | 0 | 0 | 1587.7769 | 322.93
|  | Transmission Tower Support Structures |  |  | 0 | 0 | 0 | 0 | 0 | 0 | 0 | 0 | 0 | 0
|  | Conductors |  |  | 700.6897 | 564.1572 | 294.4674 | 28.4626 | 0 | 0 | 0 | 0 | 1587.7769 | 322.93
|  | Transmission Cables |  |  | 0 | 0 | 0 | 0 | 0 | 0 | 0 | 0 | 0 | 0
|  | Substation Switchbays |  |  | 6108.0745 | 4917.8886 | 2566.9405 | 248.1148 | 0 | 0 | 0 | 0 | 13841.0183 | 2815.0552
|  | Substation Power Transformers |  |  | 4819.6953 | 3880.5559 | 2025.4944 | 195.7798 | 0 | 0 | 0 | 0 | 10921.5254 | 2221.2742
|  | Substation Reactive Plant |  |  | 0 | 0 | 0 | 0 | 0 | 0 | 0 | 0 | 0 | 0
|  | Scada Network Control And Protection Systems |  |  | 897.2526 | 722.4189 | 377.0737 | 36.4471 | 0 | 0 | 0 | 0 | 2033.1923 | 413.5208
|  | Other |  |  | 904.7993 | 728.4951 | 380.2452 | 36.7537 | 0 | 0 | 0 | 0 | 2050.2932 | 416.9988
|  | Total External Labour |  |  | 14131.2011 | 11377.6729 | 5938.6885 | 574.0204 | 0 | 0 | 0 | 0 | 32021.5829 | 6512.7089
|  | Total Direct - $ Mar 2017 |  |  | 2015-16 | 2016-17 | 2017-18 | 2018-19 | 2019-20 | 2020-21 | 2021-22 | 2022-23 | Total | 2017-22 Total
|  | Transmission Towers |  |  | 1399.3383 | 1123.7099 | 584.0024 | 56.2052 | 0 | 0 | 0 | 0 | 3163.2559 | 640.2077
|  | Transmission Tower Support Structures |  |  | 0 | 0 | 0 | 0 | 0 | 0 | 0 | 0 | 0 | 0
|  | Conductors |  |  | 1399.3383 | 1123.7099 | 584.0024 | 56.2052 | 0 | 0 | 0 | 0 | 3163.2559 | 640.2077
|  | Transmission Cables |  |  | 0 | 0 | 0 | 0 | 0 | 0 | 0 | 0 | 0 | 0
|  | Substation Switchbays |  |  | 12198.3558 | 9795.6391 | 5090.8845 | 489.9541 | 0 | 0 | 0 | 0 | 27574.8335 | 5580.8386
|  | Substation Power Transformers |  |  | 9625.3505 | 7729.4401 | 4017.0617 | 386.6078 | 0 | 0 | 0 | 0 | 21758.4601 | 4403.6695
|  | Substation Reactive Plant |  |  | 0 | 0 | 0 | 0 | 0 | 0 | 0 | 0 | 0 | 0
|  | Scada Network Control And Protection Systems |  |  | 1791.8915 | 1438.9417 | 747.8313 | 71.9724 | 0 | 0 | 0 | 0 | 4050.637 | 819.8037
|  | Other |  |  | 1806.9629 | 1451.0444 | 754.1212 | 72.5777 | 0 | 0 | 0 | 0 | 4084.7063 | 826.699
|  | Total Direct - $ Mar 2017 |  |  | 28221.2372 | 22662.4851 | 11777.9037 | 1133.5225 | 0 | 0 | 0 | 0 | 63795.1486 | 12911.4262

## Proj_4
Go To: | Table of Contents
Master Inputs
|  | XB59 |  | Business case? | Yes
| Project name | HTS Rebuild
| Project category 1 | Network |  |  | Shaded cells = Inputs
| Project category 2 | Replacement - Major Station
| Regulatory classification | Prescribed
| Overhead Category | Repex_OHD |  | $000's | $000's | $000's | $000's | $000's | $000's | $000's | $000's | $000's | Project | 2017-22
|  |  |  | Prior | 2015-16 | 2016-17 | 2017-18 | 2018-19 | 2019-20 | 2020-21 | 2021-22 | 2022-23 | Total | Total | Check
| Project timing | Direct Expenditure (As incurred) - $ 2015/16 |  | 7805.1816 | 16881.75 | 18923.223 | 3639.548 | 0 | 0 | 0 | 0 | 0 | 47249.7026 | 3639.548 | ok
| (excluding real cost escalators) | Assumed year commissioned (no BC)
|  | Direct Expenditure (As Commissioned) - $ 2015/16 |  | 0 | 17482.39 | 13702.4138 | 16064.8989 | 0 | 0 | 0 | 0 | 0 | 47249.7026 | 16064.8989 | ok
| Asset class | Secondary |  | 13.06% | 13.06% | 13.06% | 13.06% | 13.06% | 13.06% | 13.06% | 13.06% | 13.06%
|  | Switchgear |  | 40.95% | 40.95% | 40.95% | 40.95% | 40.95% | 40.95% | 40.95% | 40.95% | 40.95%
|  | Transformers |  | 32.88% | 32.88% | 32.88% | 32.88% | 32.88% | 32.88% | 32.88% | 32.88% | 32.88%
|  | Reactive |  | 0% | bar: 2015-16 to 2022-23
|  | Lines and towers |  | 1.417% | 1.417% | 1.417% | 1.417% | 1.417% | 1.417% | 1.417% | 1.417% | 1.417%
|  | Establishment |  | 11.35% | 11.35% | 11.35% | 11.35% | 11.35% | 11.35% | 11.35% | 11.35% | 11.35%
|  | Communications |  | 0.333% | 0.333% | 0.333% | 0.333% | 0.333% | 0.333% | 0.333% | 0.333% | 0.333%
Non System
Land
Easements
|  |  | Total | 100% | 100% | 100% | 100% | 100% | 100% | 100% | 100% | 100%
| Input costs % | Labour - internal |  | 10% | 10% | 10% | 10% | 10% | 10% | 10% | 10% | 10%
|  | Labour - external |  | 50% | 50% | 50% | 50% | 50% | 50% | 50% | 50% | 50%
|  | Materials |  | 40% | 40% | 40% | 40% | 40% | 40% | 40% | 40% | 40%
|  |  | Total | 100% | 100% | 100% | 100% | 100% | 100% | 100% | 100% | 100%
Material Escalation
| (By Asset Class) | Secondary |  | 0 | 0 | 0 | 0 | 0 | 0 | 0 | 0 | 0 | 0 | 0
|  | Switchgear |  | 0 | 0 | 0 | 0 | 0 | 0 | 0 | 0 | 0 | 0 | 0
|  | Transformers |  | 0 | 0 | 0 | 0 | 0 | 0 | 0 | 0 | 0 | 0 | 0
|  | Reactive |  | 0 | 0 | 0 | 0 | 0 | 0 | 0 | 0 | 0 | 0 | 0
|  | Lines and towers |  | 0 | 0 | 0 | 0 | 0 | 0 | 0 | 0 | 0 | 0 | 0
|  | Establishment |  | 0 | 0 | 0 | 0 | 0 | 0 | 0 | 0 | 0 | 0 | 0
|  | Communications |  | 0 | 0 | 0 | 0 | 0 | 0 | 0 | 0 | 0 | 0 | 0
|  | Non System |  | 0 | 0 | 0 | 0 | 0 | 0 | 0 | 0 | 0 | 0 | 0
|  | Land |  | 0 | 0 | 0 | 0 | 0 | 0 | 0 | 0 | 0 | 0 | 0
|  | Easements |  | 0 | 0 | 0 | 0 | 0 | 0 | 0 | 0 | 0 | 0 | 0
|  | Total Material escalation |  | 0 | 0 | 0 | 0 | 0 | 0 | 0 | 0 | 0 | 0 | 0
| Labour Escalation | Internal Labour |  | 0 | 9.918 | 23.6801 | 7.5209 | 0 | 0 | 0 | 0 | 0 | 41.1191 | 7.5209
|  | External Labour |  | 0 | 34.6076 | 101.7328 | 38.6497 | 0 | 0 | 0 | 0 | 0 | 174.99 | 38.6497
|  | Total Labour Escalation |  | 0 | 44.5256 | 125.4129 | 46.1706 | 0 | 0 | 0 | 0 | 0 | 216.1091 | 46.1706
|  | Total Escalation |  | 0 | 44.5256 | 125.4129 | 46.1706 | 0 | 0 | 0 | 0 | 0 | 216.1091 | 46.1706
|  | Escalation factors |  | 0 | 0.0026375 | 0.0066275 | 0.012686 | 0 | 0 | 0 | 0 | 0 | 0.0045738 | 0.012686
| Direct Expenditure (Escalated) | Total labour - internal |  | 793.7224 | 1726.8202 | 1948.416 | 377.7601 | 0 | 0 | 0 | 0 | 0 | 4846.7187 | 377.7601
| (as incurred) | Total labour - external |  | 3968.6121 | 8618.8648 | 9725.1302 | 1889.8632 | 0 | 0 | 0 | 0 | 0 | 24202.4702 | 1889.8632
|  | Total materials |  | 3174.8897 | 6866.9374 | 7697.3411 | 1480.4477 | 0 | 0 | 0 | 0 | 0 | 19219.6159 | 1480.4477
|  | Total Direct - As Incurred $ Mar 2017 |  | 7937.2241 | 17212.6224 | 19370.8873 | 3748.071 | 0 | 0 | 0 | 0 | 0 | 48268.8048 | 3748.071 | ok
| Capitalised Overheads | Overhead rate (applied to direct expenditure) |  | 8.008% | 5.944% | 7.259% | 8.819% | 12.03% | 13.05% | 11.79% | 11.1% | 11.36%
|  | Total overhead (as incurred) |  | 635.6266 | 1023.2006 | 1406.2041 | 330.5298 | 0 | 0 | 0 | 0 | 0 | 3395.5611 | 330.5298
|  | Total incl Overhead - As Incurred $ Mar 2017 |  | 8572.8507 | 18235.823 | 20777.0914 | 4078.6008 | 0 | 0 | 0 | 0 | 0 | 51664.3659 | 4078.6008
|  | Total overheads (As incurred) - Cumulative |  | 635.6266 | 1658.8272 | 3065.0313 | 3395.5611 | 3395.5611 | 3395.5611 | 3395.5611 | 3395.5611 | 3395.5611
|  | Labour & Material Escalation - Cumulative |  | 0 | 44.5256 | 169.9385 | 216.1091 | 216.1091 | 216.1091 | 216.1091 | 216.1091 | 216.1091
Expenditure By Asset Class - As Incurred
| Asset class breakdown | Secondary |  | 1119.8988 | 2382.2036 | 2714.1775 | 532.8006 | 0 | 0 | 0 | 0 | 0 | 6749.0804 | 532.8006
| (fully absorbed) | Switchgear |  | 3510.7923 | 7468.0161 | 8508.7277 | 1670.2869 | 0 | 0 | 0 | 0 | 0 | 21157.8229 | 1670.2869
| (as incurred) | Transformers |  | 2818.8051 | 5996.0488 | 6831.6332 | 1341.0686 | 0 | 0 | 0 | 0 | 0 | 16987.5557 | 1341.0686
|  | Reactive |  | 0 | 0 | 0 | 0 | 0 | 0 | 0 | 0 | 0 | 0 | 0
|  | Lines and towers |  | 121.4518 | 258.3473 | 294.3495 | 57.7816 | 0 | 0 | 0 | 0 | 0 | 731.9303 | 57.7816
|  | Establishment |  | 973.3563 | 2070.4844 | 2359.0185 | 463.0819 | 0 | 0 | 0 | 0 | 0 | 5865.9412 | 463.0819
|  | Communications |  | 28.5464 | 60.7228 | 69.1849 | 13.5812 | 0 | 0 | 0 | 0 | 0 | 172.0353 | 13.5812
|  | Non System |  | 0 | 0 | 0 | 0 | 0 | 0 | 0 | 0 | 0 | 0 | 0
|  | Land |  | 0 | 0 | 0 | 0 | 0 | 0 | 0 | 0 | 0 | 0 | 0
|  | Easements |  | 0 | 0 | 0 | 0 | 0 | 0 | 0 | 0 | 0 | 0 | 0
|  | Total incl Overhead - As Incurred $ Mar 2017 |  | 8572.8507 | 18235.823 | 20777.0914 | 4078.6008 | 0 | 0 | 0 | 0 | 0 | 51664.3659 | 4078.6008
|  |  | Check | 0 | 0 | 0 | 3.638e-12 | 0 | 0 | 0 | 0 | 0 | 0 | 3.638e-12
| As Commissioned Capex | Direct Expenditure (As Commissioned) - $ 2015/16 |  | 0 | 17482.39 | 13702.4138 | 16064.8989 | 0 | 0 | 0 | 0 | 0 | 47249.7026 | 16064.8989
|  | Labour & Material Escalation - $ 2015/16 |  | 0 | 44.5256 | 76.9942 | 94.5893 | 0 | 0 | 0 | 0 | 0 | 216.1091 | 94.5893
|  | Total Direct Expenditure - $ 2015/16 |  | 0 | 17526.9156 | 13779.408 | 16159.4882 | 0 | 0 | 0 | 0 | 0 | 47465.8117 | 16159.4882
|  | Total Direct Expenditure - $ Mar 2017 |  | 0 | 17823.4236 | 14012.5183 | 16432.863 | 0 | 0 | 0 | 0 | 0 | 48268.8048 | 16432.863
|  | Total overheads (As Commissioned) |  | 0 | 1175.5928 | 1016.1536 | 1203.8147 | 0 | 0 | 0 | 0 | 0 | 3395.5611 | 1203.8147
|  | Total incl Overhead - As commissioned $ Mar 2017 |  | 0 | 18999.0164 | 15028.6718 | 17636.6776 | 0 | 0 | 0 | 0 | 0 | 51664.3659 | 17636.6776
|  | Total overheads (As Comm) - Cumulative |  | 0 | 1175.5928 | 2191.7464 | 3395.5611 | 3395.5611 | 3395.5611 | 3395.5611 | 3395.5611 | 3395.5611
|  | Total real cost escalation (As Comm) - Cumulative |  | 0 | 44.5256 | 121.5198 | 216.1091 | 216.1091 | 216.1091 | 216.1091 | 216.1091 | 216.1091
Expenditure By Asset Class - As Commissioned
| Asset class breakdown | Secondary |  | 0 | 2481.9019 | 1963.2432 | 2303.9353 | 0 | 0 | 0 | 0 | 0 | 6749.0804 | 2303.9353
| (fully absorbed) | Switchgear |  | 0 | 7780.5624 | 6154.6091 | 7222.6514 | 0 | 0 | 0 | 0 | 0 | 21157.8229 | 7222.6514
| (as commissioned) | Transformers |  | 0 | 6246.9914 | 4941.5181 | 5799.0462 | 0 | 0 | 0 | 0 | 0 | 16987.5557 | 5799.0462
|  | Reactive |  | 0 | 0 | 0 | 0 | 0 | 0 | 0 | 0 | 0 | 0 | 0
|  | Lines and towers |  | 0 | 269.1595 | 212.9116 | 249.8592 | 0 | 0 | 0 | 0 | 0 | 731.9303 | 249.8592
|  | Establishment |  | 0 | 2157.137 | 1706.3464 | 2002.4578 | 0 | 0 | 0 | 0 | 0 | 5865.9412 | 2002.4578
|  | Communications |  | 0 | 63.2641 | 50.0434 | 58.7277 | 0 | 0 | 0 | 0 | 0 | 172.0353 | 58.7277
|  | Non System |  | 0 | 0 | 0 | 0 | 0 | 0 | 0 | 0 | 0 | 0 | 0
|  | Land |  | 0 | 0 | 0 | 0 | 0 | 0 | 0 | 0 | 0 | 0 | 0
|  | Easements |  | 0 | 0 | 0 | 0 | 0 | 0 | 0 | 0 | 0 | 0 | 0
|  | Total incl Overhead - As commissioned $ Mar 2017 |  | 0 | 18999.0164 | 15028.6718 | 17636.6776 | 0 | 0 | 0 | 0 | 0 | 51664.3659 | 17636.6776
|  |  | Check | 0 | 0 | 0 | 0 | 0 | 0 | 0 | 0 | 0 | 0 | 0
0
| Expenditure splits for RIN |  |  |  | 2015-16 | 2016-17 | 2017-18 | 2018-19 | 2019-20 | 2020-21 | 2021-22 | 2022-23
| Repex Category | Transmission Towers |  |  | 0.7084% | 0.7084% | 0.7084% | 0.7084% | 0.7084% | 0.7084% | 0.7084% | 0.7084%
Transmission Tower Support Structures | bar: 2015-16 to 2022-23
|  | Conductors |  |  | 0.7084% | 0.7084% | 0.7084% | 0.7084% | 0.7084% | 0.7084% | 0.7084% | 0.7084%
Transmission Cables | bar: 2015-16 to 2022-23
|  | Substation Switchbays |  |  | 40.95% | 40.95% | 40.95% | 40.95% | 40.95% | 40.95% | 40.95% | 40.95%
|  | Substation Power Transformers |  |  | 32.88% | 32.88% | 32.88% | 32.88% | 32.88% | 32.88% | 32.88% | 32.88%
Substation Reactive Plant | bar: 2015-16 to 2022-23
|  | Scada Network Control And Protection Systems |  |  | 13.4% | 13.4% | 13.4% | 13.4% | 13.4% | 13.4% | 13.4% | 13.4%
|  | Other |  |  | 11.35% | 11.35% | 11.35% | 11.35% | 11.35% | 11.35% | 11.35% | 11.35%
|  | Total |  |  | 100% | 100% | 100% | 100% | 100% | 100% | 100% | 100%
| Direct Expenditures | Materials - $ Mar 2017 |  |  | 2015-16 | 2016-17 | 2017-18 | 2018-19 | 2019-20 | 2020-21 | 2021-22 | 2022-23 | Total | 2017-22 Total
| (As Incurred) | Transmission Towers |  |  | 48.642 | 54.5242 | 10.4868 | 0 | 0 | 0 | 0 | 0 | 113.653 | 10.4868
|  | Transmission Tower Support Structures |  |  | 0 | 0 | 0 | 0 | 0 | 0 | 0 | 0 | 0 | 0
|  | Conductors |  |  | 48.642 | 54.5242 | 10.4868 | 0 | 0 | 0 | 0 | 0 | 113.653 | 10.4868
|  | Transmission Cables |  |  | 0 | 0 | 0 | 0 | 0 | 0 | 0 | 0 | 0 | 0
|  | Substation Switchbays |  |  | 2812.179 | 3152.2497 | 606.2796 | 0 | 0 | 0 | 0 | 0 | 6570.7083 | 606.2796
|  | Substation Power Transformers |  |  | 2257.8905 | 2530.9323 | 486.7802 | 0 | 0 | 0 | 0 | 0 | 5275.6029 | 486.7802
|  | Substation Reactive Plant |  |  | 0 | 0 | 0 | 0 | 0 | 0 | 0 | 0 | 0 | 0
|  | Scada Network Control And Protection Systems |  |  | 919.9158 | 1031.1592 | 198.3253 | 0 | 0 | 0 | 0 | 0 | 2149.4004 | 198.3253
|  | Other |  |  | 779.668 | 873.9515 | 168.0891 | 0 | 0 | 0 | 0 | 0 | 1821.7086 | 168.0891
|  | Total Materials |  |  | 6866.9374 | 7697.3411 | 1480.4477 | 0 | 0 | 0 | 0 | 0 | 16044.7262 | 1480.4477
|  | Labour (Internal) - $ Mar 2017 |  |  | 2015-16 | 2016-17 | 2017-18 | 2018-19 | 2019-20 | 2020-21 | 2021-22 | 2022-23 | Total | 2017-22 Total
|  | Transmission Towers |  |  | 12.232 | 13.8016 | 2.6759 | 0 | 0 | 0 | 0 | 0 | 28.7094 | 2.6759
|  | Transmission Tower Support Structures |  |  | 0 | 0 | 0 | 0 | 0 | 0 | 0 | 0 | 0 | 0
|  | Conductors |  |  | 12.232 | 13.8016 | 2.6759 | 0 | 0 | 0 | 0 | 0 | 28.7094 | 2.6759
|  | Transmission Cables |  |  | 0 | 0 | 0 | 0 | 0 | 0 | 0 | 0 | 0 | 0
|  | Substation Switchbays |  |  | 707.1751 | 797.9241 | 154.702 | 0 | 0 | 0 | 0 | 0 | 1659.8012 | 154.702
|  | Substation Power Transformers |  |  | 567.7889 | 640.6509 | 124.2098 | 0 | 0 | 0 | 0 | 0 | 1332.6497 | 124.2098
|  | Substation Reactive Plant |  |  | 0 | 0 | 0 | 0 | 0 | 0 | 0 | 0 | 0 | 0
|  | Scada Network Control And Protection Systems |  |  | 231.3301 | 261.0157 | 50.6059 | 0 | 0 | 0 | 0 | 0 | 542.9517 | 50.6059
|  | Other |  |  | 196.0621 | 221.222 | 42.8907 | 0 | 0 | 0 | 0 | 0 | 460.1748 | 42.8907
|  | Total Internal Labour |  |  | 1726.8202 | 1948.416 | 377.7601 | 0 | 0 | 0 | 0 | 0 | 4052.9962 | 377.7601
|  | Labour (External) - $ Mar 2017 |  |  | 2015-16 | 2016-17 | 2017-18 | 2018-19 | 2019-20 | 2020-21 | 2021-22 | 2022-23 | Total | 2017-22 Total
|  | Transmission Towers |  |  | 61.0518 | 68.8881 | 13.3869 | 0 | 0 | 0 | 0 | 0 | 143.3268 | 13.3869
|  | Transmission Tower Support Structures |  |  | 0 | 0 | 0 | 0 | 0 | 0 | 0 | 0 | 0 | 0
|  | Conductors |  |  | 61.0518 | 68.8881 | 13.3869 | 0 | 0 | 0 | 0 | 0 | 143.3268 | 13.3869
|  | Transmission Cables |  |  | 0 | 0 | 0 | 0 | 0 | 0 | 0 | 0 | 0 | 0
|  | Substation Switchbays |  |  | 3529.6362 | 3982.679 | 773.9452 | 0 | 0 | 0 | 0 | 0 | 8286.2604 | 773.9452
|  | Substation Power Transformers |  |  | 2833.9348 | 3197.6816 | 621.3984 | 0 | 0 | 0 | 0 | 0 | 6653.0148 | 621.3984
|  | Substation Reactive Plant |  |  | 0 | 0 | 0 | 0 | 0 | 0 | 0 | 0 | 0 | 0
|  | Scada Network Control And Protection Systems |  |  | 1154.6094 | 1302.808 | 253.1718 | 0 | 0 | 0 | 0 | 0 | 2710.5892 | 253.1718
|  | Other |  |  | 978.5808 | 1104.1855 | 214.5739 | 0 | 0 | 0 | 0 | 0 | 2297.3402 | 214.5739
|  | Total External Labour |  |  | 8618.8648 | 9725.1302 | 1889.8632 | 0 | 0 | 0 | 0 | 0 | 20233.8582 | 1889.8632
|  | Total Direct - $ Mar 2017 |  |  | 2015-16 | 2016-17 | 2017-18 | 2018-19 | 2019-20 | 2020-21 | 2021-22 | 2022-23 | Total | 2017-22 Total
|  | Transmission Towers |  |  | 121.9258 | 137.2139 | 26.5495 | 0 | 0 | 0 | 0 | 0 | 285.6892 | 26.5495
|  | Transmission Tower Support Structures |  |  | 0 | 0 | 0 | 0 | 0 | 0 | 0 | 0 | 0 | 0
|  | Conductors |  |  | 121.9258 | 137.2139 | 26.5495 | 0 | 0 | 0 | 0 | 0 | 285.6892 | 26.5495
|  | Transmission Cables |  |  | 0 | 0 | 0 | 0 | 0 | 0 | 0 | 0 | 0 | 0
|  | Substation Switchbays |  |  | 7048.9904 | 7932.8527 | 1534.9269 | 0 | 0 | 0 | 0 | 0 | 16516.7699 | 1534.9269
|  | Substation Power Transformers |  |  | 5659.6143 | 6369.2648 | 1232.3884 | 0 | 0 | 0 | 0 | 0 | 13261.2674 | 1232.3884
|  | Substation Reactive Plant |  |  | 0 | 0 | 0 | 0 | 0 | 0 | 0 | 0 | 0 | 0
|  | Scada Network Control And Protection Systems |  |  | 2305.8553 | 2594.983 | 502.103 | 0 | 0 | 0 | 0 | 0 | 5402.9413 | 502.103
|  | Other |  |  | 1954.3109 | 2199.359 | 425.5537 | 0 | 0 | 0 | 0 | 0 | 4579.2235 | 425.5537
|  | Total Direct - $ Mar 2017 |  |  | 17212.6224 | 19370.8873 | 3748.071 | 0 | 0 | 0 | 0 | 0 | 40331.5806 | 3748.071

## Proj_5
Go To: | Table of Contents
Master Inputs
|  | XC19 |  | Business case? | Yes
| Project name | SMTS H2 Transformer Replacement
| Project category 1 | Network |  |  | Shaded cells = Inputs
| Project category 2 | Replacement - Major Station
| Regulatory classification | Prescribed
| Overhead Category | Repex_OHD |  | $000's | $000's | $000's | $000's | $000's | $000's | $000's | $000's | $000's | Project | 2017-22
|  |  |  | Prior | 2015-16 | 2016-17 | 2017-18 | 2018-19 | 2019-20 | 2020-21 | 2021-22 | 2022-23 | Total | Total | Check
| Project timing | Direct Expenditure (As incurred) - $ 2015/16 |  | 187.7001 | 2180.1888 | 8414.7736 | 16207.048 | 816.202 | 0 | 0 | 0 | 0 | 27805.9125 | 17023.25 | ok
| (excluding real cost escalators) | Assumed year commissioned (no BC)
|  | Direct Expenditure (As Commissioned) - $ 2015/16 |  | 0 | 0 | 11400.4241 | 15571.311 | 834.1774 | 0 | 0 | 0 | 0 | 27805.9125 | 16405.4884 | ok
| Asset class | Secondary |  | 13.06% | 13.06% | 13.06% | 13.06% | 13.06% | 13.06% | 13.06% | 13.06% | 13.06%
|  | Switchgear |  | 40.95% | 40.95% | 40.95% | 40.95% | 40.95% | 40.95% | 40.95% | 40.95% | 40.95%
|  | Transformers |  | 32.88% | 32.88% | 32.88% | 32.88% | 32.88% | 32.88% | 32.88% | 32.88% | 32.88%
|  | Reactive |  | 0% | bar: 2015-16 to 2022-23
|  | Lines and towers |  | 1.417% | 1.417% | 1.417% | 1.417% | 1.417% | 1.417% | 1.417% | 1.417% | 1.417%
|  | Establishment |  | 11.35% | 11.35% | 11.35% | 11.35% | 11.35% | 11.35% | 11.35% | 11.35% | 11.35%
|  | Communications |  | 0.333% | 0.333% | 0.333% | 0.333% | 0.333% | 0.333% | 0.333% | 0.333% | 0.333%
Non System
Land
Easements
|  |  | Total | 100% | 100% | 100% | 100% | 100% | 100% | 100% | 100% | 100%
| Input costs % | Labour - internal |  | 10% | 10% | 10% | 10% | 10% | 10% | 10% | 10% | 10%
|  | Labour - external |  | 50% | 50% | 50% | 50% | 50% | 50% | 50% | 50% | 50%
|  | Materials |  | 40% | 40% | 40% | 40% | 40% | 40% | 40% | 40% | 40%
|  |  | Total | 100% | 100% | 100% | 100% | 100% | 100% | 100% | 100% | 100%
Material Escalation
| (By Asset Class) | Secondary |  | 0 | 0 | 0 | 0 | 0 | 0 | 0 | 0 | 0 | 0 | 0
|  | Switchgear |  | 0 | 0 | 0 | 0 | 0 | 0 | 0 | 0 | 0 | 0 | 0
|  | Transformers |  | 0 | 0 | 0 | 0 | 0 | 0 | 0 | 0 | 0 | 0 | 0
|  | Reactive |  | 0 | 0 | 0 | 0 | 0 | 0 | 0 | 0 | 0 | 0 | 0
|  | Lines and towers |  | 0 | 0 | 0 | 0 | 0 | 0 | 0 | 0 | 0 | 0 | 0
|  | Establishment |  | 0 | 0 | 0 | 0 | 0 | 0 | 0 | 0 | 0 | 0 | 0
|  | Communications |  | 0 | 0 | 0 | 0 | 0 | 0 | 0 | 0 | 0 | 0 | 0
|  | Non System |  | 0 | 0 | 0 | 0 | 0 | 0 | 0 | 0 | 0 | 0 | 0
|  | Land |  | 0 | 0 | 0 | 0 | 0 | 0 | 0 | 0 | 0 | 0 | 0
|  | Easements |  | 0 | 0 | 0 | 0 | 0 | 0 | 0 | 0 | 0 | 0 | 0
|  | Total Material escalation |  | 0 | 0 | 0 | 0 | 0 | 0 | 0 | 0 | 0 | 0 | 0
| Labour Escalation | Internal Labour |  | 0 | 1.2809 | 10.5301 | 33.4911 | 2.3614 | 0 | 0 | 0 | 0 | 47.6634 | 35.8525
|  | External Labour |  | 0 | 4.4694 | 45.2385 | 172.1084 | 13.0124 | 0 | 0 | 0 | 0 | 234.8287 | 185.1208
|  | Total Labour Escalation |  | 0 | 5.7502 | 55.7686 | 205.5995 | 15.3738 | 0 | 0 | 0 | 0 | 282.4921 | 220.9733
|  | Total Escalation |  | 0 | 5.7502 | 55.7686 | 205.5995 | 15.3738 | 0 | 0 | 0 | 0 | 282.4921 | 220.9733
|  | Escalation factors |  | 0 | 0.0026375 | 0.0066275 | 0.012686 | 0.018836 | 0 | 0 | 0 | 0 | 0.010159 | 0.012981
| Direct Expenditure (Escalated) | Total labour - internal |  | 19.0875 | 223.0097 | 866.4211 | 1682.1804 | 85.4024 | 0 | 0 | 0 | 0 | 2876.1011 | 1767.5828
| (as incurred) | Total labour - external |  | 95.4377 | 1113.0808 | 4324.5682 | 8415.6337 | 428.2375 | 0 | 0 | 0 | 0 | 14376.958 | 8843.8712
|  | Total materials |  | 76.3502 | 886.8287 | 3422.8515 | 6592.491 | 332.004 | 0 | 0 | 0 | 0 | 11310.5253 | 6924.4949
|  | Total Direct - As Incurred $ Mar 2017 |  | 190.8755 | 2222.9192 | 8613.8408 | 16690.3051 | 845.6438 | 0 | 0 | 0 | 0 | 28563.5844 | 17535.9489 | ok
| Capitalised Overheads | Overhead rate (applied to direct expenditure) |  | 8.008% | 5.944% | 7.259% | 8.819% | 12.03% | 13.05% | 11.79% | 11.1% | 11.36%
|  | Total overhead (as incurred) |  | 15.2856 | 132.141 | 625.3105 | 1471.8618 | 101.7306 | 0 | 0 | 0 | 0 | 2346.3295 | 1573.5924
|  | Total incl Overhead - As Incurred $ Mar 2017 |  | 206.1611 | 2355.0602 | 9239.1513 | 18162.1669 | 947.3744 | 0 | 0 | 0 | 0 | 30909.9139 | 19109.5413
|  | Total overheads (As incurred) - Cumulative |  | 15.2856 | 147.4266 | 772.7371 | 2244.5989 | 2346.3295 | 2346.3295 | 2346.3295 | 2346.3295 | 2346.3295
|  | Labour & Material Escalation - Cumulative |  | 0 | 5.7502 | 61.5188 | 267.1183 | 282.4921 | 282.4921 | 282.4921 | 282.4921 | 282.4921
Expenditure By Asset Class - As Incurred
| Asset class breakdown | Secondary |  | 26.9315 | 307.649 | 1206.9397 | 2372.5816 | 123.7585 | 0 | 0 | 0 | 0 | 4037.8604 | 2496.3402
| (fully absorbed) | Switchgear |  | 84.428 | 964.4548 | 3783.6587 | 7437.8521 | 387.973 | 0 | 0 | 0 | 0 | 12658.3666 | 7825.8251
| (as incurred) | Transformers |  | 67.787 | 774.358 | 3037.8888 | 5971.8302 | 311.5024 | 0 | 0 | 0 | 0 | 10163.3665 | 6283.3327
|  | Reactive |  | 0 | 0 | 0 | 0 | 0 | 0 | 0 | 0 | 0 | 0 | 0
|  | Lines and towers |  | 2.9207 | 33.3642 | 130.8913 | 257.3039 | 13.4215 | 0 | 0 | 0 | 0 | 437.9015 | 270.7253
|  | Establishment |  | 23.4074 | 267.3921 | 1049.0077 | 2062.1216 | 107.5643 | 0 | 0 | 0 | 0 | 3509.4931 | 2169.6859
|  | Communications |  | 0.68649 | 7.842 | 30.7651 | 60.4775 | 3.1546 | 0 | 0 | 0 | 0 | 102.9258 | 63.6322
|  | Non System |  | 0 | 0 | 0 | 0 | 0 | 0 | 0 | 0 | 0 | 0 | 0
|  | Land |  | 0 | 0 | 0 | 0 | 0 | 0 | 0 | 0 | 0 | 0 | 0
|  | Easements |  | 0 | 0 | 0 | 0 | 0 | 0 | 0 | 0 | 0 | 0 | 0
|  | Total incl Overhead - As Incurred $ Mar 2017 |  | 206.1611 | 2355.0602 | 9239.1513 | 18162.1669 | 947.3744 | 0 | 0 | 0 | 0 | 30909.9139 | 19109.5413
|  |  | Check | 0 | 0 | 0 | 0 | 0 | 0 | 0 | 0 | 0 | 0 | 0
| As Commissioned Capex | Direct Expenditure (As Commissioned) - $ 2015/16 |  | 0 | 0 | 11400.4241 | 15571.311 | 834.1774 | 0 | 0 | 0 | 0 | 27805.9125 | 16405.4884
|  | Labour & Material Escalation - $ 2015/16 |  | 0 | 0 | 61.5188 | 205.4216 | 15.5517 | 0 | 0 | 0 | 0 | 282.4921 | 220.9733
|  | Total Direct Expenditure - $ 2015/16 |  | 0 | 0 | 11461.9429 | 15776.7326 | 849.7291 | 0 | 0 | 0 | 0 | 28088.4046 | 16626.4617
|  | Total Direct Expenditure - $ Mar 2017 |  | 0 | 0 | 11655.848 | 16043.6322 | 864.1042 | 0 | 0 | 0 | 0 | 28563.5844 | 16907.7364
|  | Total overheads (As Commissioned) |  | 0 | 0 | 816.7576 | 1426.3463 | 103.2256 | 0 | 0 | 0 | 0 | 2346.3295 | 1529.5718
|  | Total incl Overhead - As commissioned $ Mar 2017 |  | 0 | 0 | 12472.6056 | 17469.9785 | 967.3297 | 0 | 0 | 0 | 0 | 30909.9139 | 18437.3083
|  | Total overheads (As Comm) - Cumulative |  | 0 | 0 | 816.7576 | 2243.1039 | 2346.3295 | 2346.3295 | 2346.3295 | 2346.3295 | 2346.3295
|  | Total real cost escalation (As Comm) - Cumulative |  | 0 | 0 | 61.5188 | 266.9404 | 282.4921 | 282.4921 | 282.4921 | 282.4921 | 282.4921
Expenditure By Asset Class - As Commissioned
| Asset class breakdown | Secondary |  | 0 | 0 | 1629.3361 | 2282.1589 | 126.3654 | 0 | 0 | 0 | 0 | 4037.8604 | 2408.5242
| (fully absorbed) | Switchgear |  | 0 | 0 | 5107.8374 | 7154.384 | 396.1452 | 0 | 0 | 0 | 0 | 12658.3666 | 7550.5292
| (as commissioned) | Transformers |  | 0 | 0 | 4101.0681 | 5744.2345 | 318.0639 | 0 | 0 | 0 | 0 | 10163.3665 | 6062.2984
|  | Reactive |  | 0 | 0 | 0 | 0 | 0 | 0 | 0 | 0 | 0 | 0 | 0
|  | Lines and towers |  | 0 | 0 | 176.6997 | 247.4976 | 13.7042 | 0 | 0 | 0 | 0 | 437.9015 | 261.2018
|  | Establishment |  | 0 | 0 | 1416.1322 | 1983.5309 | 109.83 | 0 | 0 | 0 | 0 | 3509.4931 | 2093.361
|  | Communications |  | 0 | 0 | 41.5321 | 58.1726 | 3.2211 | 0 | 0 | 0 | 0 | 102.9258 | 61.3937
|  | Non System |  | 0 | 0 | 0 | 0 | 0 | 0 | 0 | 0 | 0 | 0 | 0
|  | Land |  | 0 | 0 | 0 | 0 | 0 | 0 | 0 | 0 | 0 | 0 | 0
|  | Easements |  | 0 | 0 | 0 | 0 | 0 | 0 | 0 | 0 | 0 | 0 | 0
|  | Total incl Overhead - As commissioned $ Mar 2017 |  | 0 | 0 | 12472.6056 | 17469.9785 | 967.3297 | 0 | 0 | 0 | 0 | 30909.9139 | 18437.3083
|  |  | Check | 0 | 0 | 0 | 0 | 0 | 0 | 0 | 0 | 0 | 0 | 0
0
| Expenditure splits for RIN |  |  |  | 2015-16 | 2016-17 | 2017-18 | 2018-19 | 2019-20 | 2020-21 | 2021-22 | 2022-23
| Repex Category | Transmission Towers |  |  | 0.7084% | 0.7084% | 0.7084% | 0.7084% | 0.7084% | 0.7084% | 0.7084% | 0.7084%
Transmission Tower Support Structures | bar: 2015-16 to 2022-23
|  | Conductors |  |  | 0.7084% | 0.7084% | 0.7084% | 0.7084% | 0.7084% | 0.7084% | 0.7084% | 0.7084%
Transmission Cables | bar: 2015-16 to 2022-23
|  | Substation Switchbays |  |  | 40.95% | 40.95% | 40.95% | 40.95% | 40.95% | 40.95% | 40.95% | 40.95%
|  | Substation Power Transformers |  |  | 32.88% | 32.88% | 32.88% | 32.88% | 32.88% | 32.88% | 32.88% | 32.88%
Substation Reactive Plant | bar: 2015-16 to 2022-23
|  | Scada Network Control And Protection Systems |  |  | 13.4% | 13.4% | 13.4% | 13.4% | 13.4% | 13.4% | 13.4% | 13.4%
|  | Other |  |  | 11.35% | 11.35% | 11.35% | 11.35% | 11.35% | 11.35% | 11.35% | 11.35%
|  | Total |  |  | 100% | 100% | 100% | 100% | 100% | 100% | 100% | 100%
| Direct Expenditures | Materials - $ Mar 2017 |  |  | 2015-16 | 2016-17 | 2017-18 | 2018-19 | 2019-20 | 2020-21 | 2021-22 | 2022-23 | Total | 2017-22 Total
| (As Incurred) | Transmission Towers |  |  | 6.2819 | 24.2458 | 46.698 | 2.3518 | 0 | 0 | 0 | 0 | 79.5774 | 49.0497
|  | Transmission Tower Support Structures |  |  | 0 | 0 | 0 | 0 | 0 | 0 | 0 | 0 | 0 | 0
|  | Conductors |  |  | 6.2819 | 24.2458 | 46.698 | 2.3518 | 0 | 0 | 0 | 0 | 79.5774 | 49.0497
|  | Transmission Cables |  |  | 0 | 0 | 0 | 0 | 0 | 0 | 0 | 0 | 0 | 0
|  | Substation Switchbays |  |  | 363.1781 | 1401.7415 | 2699.7865 | 135.9638 | 0 | 0 | 0 | 0 | 4600.6698 | 2835.7502
|  | Substation Power Transformers |  |  | 291.5946 | 1125.4543 | 2167.6509 | 109.1649 | 0 | 0 | 0 | 0 | 3693.8647 | 2276.8158
|  | Substation Reactive Plant |  |  | 0 | 0 | 0 | 0 | 0 | 0 | 0 | 0 | 0 | 0
|  | Scada Network Control And Protection Systems |  |  | 118.8023 | 458.5356 | 883.1502 | 44.4763 | 0 | 0 | 0 | 0 | 1504.9643 | 927.6264
|  | Other |  |  | 100.69 | 388.6285 | 748.5075 | 37.6955 | 0 | 0 | 0 | 0 | 1275.5215 | 786.203
|  | Total Materials |  |  | 886.8287 | 3422.8515 | 6592.491 | 332.004 | 0 | 0 | 0 | 0 | 11234.1751 | 6924.4949
|  | Labour (Internal) - $ Mar 2017 |  |  | 2015-16 | 2016-17 | 2017-18 | 2018-19 | 2019-20 | 2020-21 | 2021-22 | 2022-23 | Total | 2017-22 Total
|  | Transmission Towers |  |  | 1.5797 | 6.1373 | 11.9157 | 0.60495 | 0 | 0 | 0 | 0 | 20.2377 | 12.5207
|  | Transmission Tower Support Structures |  |  | 0 | 0 | 0 | 0 | 0 | 0 | 0 | 0 | 0 | 0
|  | Conductors |  |  | 1.5797 | 6.1373 | 11.9157 | 0.60495 | 0 | 0 | 0 | 0 | 20.2377 | 12.5207
|  | Transmission Cables |  |  | 0 | 0 | 0 | 0 | 0 | 0 | 0 | 0 | 0 | 0
|  | Substation Switchbays |  |  | 91.3279 | 354.8206 | 688.8941 | 34.9744 | 0 | 0 | 0 | 0 | 1170.017 | 723.8684
|  | Substation Power Transformers |  |  | 73.3269 | 284.8845 | 553.1111 | 28.0808 | 0 | 0 | 0 | 0 | 939.4033 | 581.1919
|  | Substation Reactive Plant |  |  | 0 | 0 | 0 | 0 | 0 | 0 | 0 | 0 | 0 | 0
|  | Scada Network Control And Protection Systems |  |  | 29.8751 | 116.0684 | 225.35 | 11.4408 | 0 | 0 | 0 | 0 | 382.7342 | 236.7908
|  | Other |  |  | 25.3204 | 98.3729 | 190.9938 | 9.6965 | 0 | 0 | 0 | 0 | 324.3836 | 200.6903
|  | Total Internal Labour |  |  | 223.0097 | 866.4211 | 1682.1804 | 85.4024 | 0 | 0 | 0 | 0 | 2857.0135 | 1767.5828
|  | Labour (External) - $ Mar 2017 |  |  | 2015-16 | 2016-17 | 2017-18 | 2018-19 | 2019-20 | 2020-21 | 2021-22 | 2022-23 | Total | 2017-22 Total
|  | Transmission Towers |  |  | 7.8845 | 30.6331 | 59.6122 | 3.0334 | 0 | 0 | 0 | 0 | 101.1633 | 62.6457
|  | Transmission Tower Support Structures |  |  | 0 | 0 | 0 | 0 | 0 | 0 | 0 | 0 | 0 | 0
|  | Conductors |  |  | 7.8845 | 30.6331 | 59.6122 | 3.0334 | 0 | 0 | 0 | 0 | 101.1633 | 62.6457
|  | Transmission Cables |  |  | 0 | 0 | 0 | 0 | 0 | 0 | 0 | 0 | 0 | 0
|  | Substation Switchbays |  |  | 455.8339 | 1771.0166 | 3446.4081 | 175.3737 | 0 | 0 | 0 | 0 | 5848.6323 | 3621.7818
|  | Substation Power Transformers |  |  | 365.9877 | 1421.9442 | 2767.1112 | 140.8071 | 0 | 0 | 0 | 0 | 4695.8502 | 2907.9183
|  | Substation Reactive Plant |  |  | 0 | 0 | 0 | 0 | 0 | 0 | 0 | 0 | 0 | 0
|  | Scada Network Control And Protection Systems |  |  | 149.1117 | 579.3323 | 1127.3839 | 57.368 | 0 | 0 | 0 | 0 | 1913.1959 | 1184.7519
|  | Other |  |  | 126.3785 | 491.0089 | 955.506 | 48.6218 | 0 | 0 | 0 | 0 | 1621.5153 | 1004.1278
|  | Total External Labour |  |  | 1113.0808 | 4324.5682 | 8415.6337 | 428.2375 | 0 | 0 | 0 | 0 | 14281.5203 | 8843.8712
|  | Total Direct - $ Mar 2017 |  |  | 2015-16 | 2016-17 | 2017-18 | 2018-19 | 2019-20 | 2020-21 | 2021-22 | 2022-23 | Total | 2017-22 Total
|  | Transmission Towers |  |  | 15.7461 | 61.0162 | 118.226 | 5.9901 | 0 | 0 | 0 | 0 | 200.9784 | 124.2161
|  | Transmission Tower Support Structures |  |  | 0 | 0 | 0 | 0 | 0 | 0 | 0 | 0 | 0 | 0
|  | Conductors |  |  | 15.7461 | 61.0162 | 118.226 | 5.9901 | 0 | 0 | 0 | 0 | 200.9784 | 124.2161
|  | Transmission Cables |  |  | 0 | 0 | 0 | 0 | 0 | 0 | 0 | 0 | 0 | 0
|  | Substation Switchbays |  |  | 910.3399 | 3527.5787 | 6835.0886 | 346.3118 | 0 | 0 | 0 | 0 | 11619.3191 | 7181.4005
|  | Substation Power Transformers |  |  | 730.9093 | 2832.2829 | 5487.8732 | 278.0528 | 0 | 0 | 0 | 0 | 9329.1181 | 5765.926
|  | Substation Reactive Plant |  |  | 0 | 0 | 0 | 0 | 0 | 0 | 0 | 0 | 0 | 0
|  | Scada Network Control And Protection Systems |  |  | 297.789 | 1153.9363 | 2235.8841 | 113.285 | 0 | 0 | 0 | 0 | 3800.8945 | 2349.1691
|  | Other |  |  | 252.3889 | 978.0103 | 1895.0073 | 96.0139 | 0 | 0 | 0 | 0 | 3221.4204 | 1991.0211
|  | Total Direct - $ Mar 2017 |  |  | 2222.9192 | 8613.8408 | 16690.3051 | 845.6438 | 0 | 0 | 0 | 0 | 28372.7089 | 17535.9489

## Proj_6
Go To: | Table of Contents
Master Inputs
|  | Various |  | Business case? | 0
| Project name | Other committed projects
| Project category 1 | Network |  |  | Shaded cells = Inputs
| Project category 2 | Replacement - Major Station
| Regulatory classification | Prescribed
| Overhead Category | Repex_OHD |  | $000's | $000's | $000's | $000's | $000's | $000's | $000's | $000's | $000's | Project | 2017-22
|  |  |  | Prior | 2015-16 | 2016-17 | 2017-18 | 2018-19 | 2019-20 | 2020-21 | 2021-22 | 2022-23 | Total | Total | Check
| Project timing | Direct Expenditure (As incurred) - $ 2015/16 |  | 0 | 0 | 318.7414 | 519.18 | 0 | 0 | 0 | 0 | 0 | 837.9215 | 519.18 | ok
| (excluding real cost escalators) | Assumed year commissioned (no BC) | bar: 2015-16 to 2022-23
|  | Direct Expenditure (As Commissioned) - $ 2015/16 |  | 0 | 0 | 0 | 837.9215 | 0 | 0 | 0 | 0 | 0 | 837.9215 | 837.9215 | ok
| Asset class | Secondary |  | 13.06% | 13.06% | 13.06% | 13.06% | 13.06% | 13.06% | 13.06% | 13.06% | 13.06%
|  | Switchgear |  | 40.95% | 40.95% | 40.95% | 40.95% | 40.95% | 40.95% | 40.95% | 40.95% | 40.95%
|  | Transformers |  | 32.88% | 32.88% | 32.88% | 32.88% | 32.88% | 32.88% | 32.88% | 32.88% | 32.88%
|  | Reactive |  | 0% | bar: 2015-16 to 2022-23
|  | Lines and towers |  | 1.417% | 1.417% | 1.417% | 1.417% | 1.417% | 1.417% | 1.417% | 1.417% | 1.417%
|  | Establishment |  | 11.35% | 11.35% | 11.35% | 11.35% | 11.35% | 11.35% | 11.35% | 11.35% | 11.35%
|  | Communications |  | 0.333% | 0.333% | 0.333% | 0.333% | 0.333% | 0.333% | 0.333% | 0.333% | 0.333%
Non System
Land
Easements
|  |  | Total | 100% | 100% | 100% | 100% | 100% | 100% | 100% | 100% | 100%
| Input costs % | Labour - internal |  | 10% | 10% | 10% | 10% | 10% | 10% | 10% | 10% | 10%
|  | Labour - external |  | 50% | 50% | 50% | 50% | 50% | 50% | 50% | 50% | 50%
|  | Materials |  | 40% | 40% | 40% | 40% | 40% | 40% | 40% | 40% | 40%
|  |  | Total | 100% | 100% | 100% | 100% | 100% | 100% | 100% | 100% | 100%
Material Escalation
| (By Asset Class) | Secondary |  | 0 | 0 | 0 | 0 | 0 | 0 | 0 | 0 | 0 | 0 | 0
|  | Switchgear |  | 0 | 0 | 0 | 0 | 0 | 0 | 0 | 0 | 0 | 0 | 0
|  | Transformers |  | 0 | 0 | 0 | 0 | 0 | 0 | 0 | 0 | 0 | 0 | 0
|  | Reactive |  | 0 | 0 | 0 | 0 | 0 | 0 | 0 | 0 | 0 | 0 | 0
|  | Lines and towers |  | 0 | 0 | 0 | 0 | 0 | 0 | 0 | 0 | 0 | 0 | 0
|  | Establishment |  | 0 | 0 | 0 | 0 | 0 | 0 | 0 | 0 | 0 | 0 | 0
|  | Communications |  | 0 | 0 | 0 | 0 | 0 | 0 | 0 | 0 | 0 | 0 | 0
|  | Non System |  | 0 | 0 | 0 | 0 | 0 | 0 | 0 | 0 | 0 | 0 | 0
|  | Land |  | 0 | 0 | 0 | 0 | 0 | 0 | 0 | 0 | 0 | 0 | 0
|  | Easements |  | 0 | 0 | 0 | 0 | 0 | 0 | 0 | 0 | 0 | 0 | 0
|  | Total Material escalation |  | 0 | 0 | 0 | 0 | 0 | 0 | 0 | 0 | 0 | 0 | 0
| Labour Escalation | Internal Labour |  | 0 | 0 | 0.39887 | 1.0729 | 0 | 0 | 0 | 0 | 0 | 1.4717 | 1.0729
|  | External Labour |  | 0 | 0 | 1.7136 | 5.5134 | 0 | 0 | 0 | 0 | 0 | 7.2269 | 5.5134
|  | Total Labour Escalation |  | 0 | 0 | 2.1124 | 6.5862 | 0 | 0 | 0 | 0 | 0 | 8.6987 | 6.5862
|  | Total Escalation |  | 0 | 0 | 2.1124 | 6.5862 | 0 | 0 | 0 | 0 | 0 | 8.6987 | 6.5862
|  | Escalation factors |  | 0 | 0 | 0.0066275 | 0.012686 | 0 | 0 | 0 | 0 | 0 | 0.010381 | 0.012686
| Direct Expenditure (Escalated) | Total labour - internal |  | 0 | 0 | 32.819 | 53.8873 | 0 | 0 | 0 | 0 | 0 | 86.7063 | 53.8873
| (as incurred) | Total labour - external |  | 0 | 0 | 163.8094 | 269.5882 | 0 | 0 | 0 | 0 | 0 | 433.3976 | 269.5882
|  | Total materials |  | 0 | 0 | 129.6535 | 211.1853 | 0 | 0 | 0 | 0 | 0 | 340.8387 | 211.1853
|  | Total Direct - As Incurred $ Mar 2017 |  | 0 | 0 | 326.2818 | 534.6608 | 0 | 0 | 0 | 0 | 0 | 860.9427 | 534.6608 | ok
| Capitalised Overheads | Overhead rate (applied to direct expenditure) |  | 8.008% | 5.944% | 7.259% | 8.819% | 12.03% | 13.05% | 11.79% | 11.1% | 11.36%
|  | Total overhead (as incurred) |  | 0 | 0 | 23.686 | 47.1499 | 0 | 0 | 0 | 0 | 0 | 70.8359 | 47.1499
|  | Total incl Overhead - As Incurred $ Mar 2017 |  | 0 | 0 | 349.9679 | 581.8107 | 0 | 0 | 0 | 0 | 0 | 931.7786 | 581.8107
|  | Total overheads (As incurred) - Cumulative |  | 0 | 0 | 23.686 | 70.8359 | 70.8359 | 70.8359 | 70.8359 | 70.8359 | 70.8359
|  | Labour & Material Escalation - Cumulative |  | 0 | 0 | 2.1124 | 8.6987 | 8.6987 | 8.6987 | 8.6987 | 8.6987 | 8.6987
Expenditure By Asset Class - As Incurred
| Asset class breakdown | Secondary |  | 0 | 0 | 45.7174 | 76.0038 | 0 | 0 | 0 | 0 | 0 | 121.7212 | 76.0038
| (fully absorbed) | Switchgear |  | 0 | 0 | 143.3204 | 238.2657 | 0 | 0 | 0 | 0 | 0 | 381.5861 | 238.2657
| (as incurred) | Transformers |  | 0 | 0 | 115.0715 | 191.3029 | 0 | 0 | 0 | 0 | 0 | 306.3744 | 191.3029
|  | Reactive |  | 0 | 0 | 0 | 0 | 0 | 0 | 0 | 0 | 0 | 0 | 0
|  | Lines and towers |  | 0 | 0 | 4.958 | 8.2425 | 0 | 0 | 0 | 0 | 0 | 13.2005 | 8.2425
|  | Establishment |  | 0 | 0 | 39.7351 | 66.0584 | 0 | 0 | 0 | 0 | 0 | 105.7936 | 66.0584
|  | Communications |  | 0 | 0 | 1.1653 | 1.9374 | 0 | 0 | 0 | 0 | 0 | 3.1027 | 1.9374
|  | Non System |  | 0 | 0 | 0 | 0 | 0 | 0 | 0 | 0 | 0 | 0 | 0
|  | Land |  | 0 | 0 | 0 | 0 | 0 | 0 | 0 | 0 | 0 | 0 | 0
|  | Easements |  | 0 | 0 | 0 | 0 | 0 | 0 | 0 | 0 | 0 | 0 | 0
|  | Total incl Overhead - As Incurred $ Mar 2017 |  | 0 | 0 | 349.9679 | 581.8107 | 0 | 0 | 0 | 0 | 0 | 931.7786 | 581.8107
|  |  | Check | 0 | 0 | 0 | 0 | 0 | 0 | 0 | 0 | 0 | 0 | 0
| As Commissioned Capex | Direct Expenditure (As Commissioned) - $ 2015/16 |  | 0 | 0 | 0 | 837.9215 | 0 | 0 | 0 | 0 | 0 | 837.9215 | 837.9215
|  | Labour & Material Escalation - $ 2015/16 |  | 0 | 0 | 0 | 8.6987 | 0 | 0 | 0 | 0 | 0 | 8.6987 | 8.6987
|  | Total Direct Expenditure - $ 2015/16 |  | 0 | 0 | 0 | 846.6201 | 0 | 0 | 0 | 0 | 0 | 846.6201 | 846.6201
|  | Total Direct Expenditure - $ Mar 2017 |  | 0 | 0 | 0 | 860.9427 | 0 | 0 | 0 | 0 | 0 | 860.9427 | 860.9427
|  | Total overheads (As Commissioned) |  | 0 | 0 | 0 | 70.8359 | 0 | 0 | 0 | 0 | 0 | 70.8359 | 70.8359
|  | Total incl Overhead - As commissioned $ Mar 2017 |  | 0 | 0 | 0 | 931.7786 | 0 | 0 | 0 | 0 | 0 | 931.7786 | 931.7786
|  | Total overheads (As Comm) - Cumulative |  | 0 | 0 | 0 | 70.8359 | 70.8359 | 70.8359 | 70.8359 | 70.8359 | 70.8359
|  | Total real cost escalation (As Comm) - Cumulative |  | 0 | 0 | 0 | 8.6987 | 8.6987 | 8.6987 | 8.6987 | 8.6987 | 8.6987
Expenditure By Asset Class - As Commissioned
| Asset class breakdown | Secondary |  | 0 | 0 | 0 | 121.7212 | 0 | 0 | 0 | 0 | 0 | 121.7212 | 121.7212
| (fully absorbed) | Switchgear |  | 0 | 0 | 0 | 381.5861 | 0 | 0 | 0 | 0 | 0 | 381.5861 | 381.5861
| (as commissioned) | Transformers |  | 0 | 0 | 0 | 306.3744 | 0 | 0 | 0 | 0 | 0 | 306.3744 | 306.3744
|  | Reactive |  | 0 | 0 | 0 | 0 | 0 | 0 | 0 | 0 | 0 | 0 | 0
|  | Lines and towers |  | 0 | 0 | 0 | 13.2005 | 0 | 0 | 0 | 0 | 0 | 13.2005 | 13.2005
|  | Establishment |  | 0 | 0 | 0 | 105.7936 | 0 | 0 | 0 | 0 | 0 | 105.7936 | 105.7936
|  | Communications |  | 0 | 0 | 0 | 3.1027 | 0 | 0 | 0 | 0 | 0 | 3.1027 | 3.1027
|  | Non System |  | 0 | 0 | 0 | 0 | 0 | 0 | 0 | 0 | 0 | 0 | 0
|  | Land |  | 0 | 0 | 0 | 0 | 0 | 0 | 0 | 0 | 0 | 0 | 0
|  | Easements |  | 0 | 0 | 0 | 0 | 0 | 0 | 0 | 0 | 0 | 0 | 0
|  | Total incl Overhead - As commissioned $ Mar 2017 |  | 0 | 0 | 0 | 931.7786 | 0 | 0 | 0 | 0 | 0 | 931.7786 | 931.7786
|  |  | Check | 0 | 0 | 0 | 0 | 0 | 0 | 0 | 0 | 0 | 0 | 0
0
| Expenditure splits for RIN |  |  |  | 2015-16 | 2016-17 | 2017-18 | 2018-19 | 2019-20 | 2020-21 | 2021-22 | 2022-23
| Repex Category | Transmission Towers |  |  | 0.7084% | 0.7084% | 0.7084% | 0.7084% | 0.7084% | 0.7084% | 0.7084% | 0.7084%
Transmission Tower Support Structures | bar: 2015-16 to 2022-23
|  | Conductors |  |  | 0.7084% | 0.7084% | 0.7084% | 0.7084% | 0.7084% | 0.7084% | 0.7084% | 0.7084%
Transmission Cables | bar: 2015-16 to 2022-23
|  | Substation Switchbays |  |  | 40.95% | 40.95% | 40.95% | 40.95% | 40.95% | 40.95% | 40.95% | 40.95%
|  | Substation Power Transformers |  |  | 32.88% | 32.88% | 32.88% | 32.88% | 32.88% | 32.88% | 32.88% | 32.88%
Substation Reactive Plant | bar: 2015-16 to 2022-23
|  | Scada Network Control And Protection Systems |  |  | 13.4% | 13.4% | 13.4% | 13.4% | 13.4% | 13.4% | 13.4% | 13.4%
|  | Other |  |  | 11.35% | 11.35% | 11.35% | 11.35% | 11.35% | 11.35% | 11.35% | 11.35%
|  | Total |  |  | 100% | 100% | 100% | 100% | 100% | 100% | 100% | 100%
| Direct Expenditures | Materials - $ Mar 2017 |  |  | 2015-16 | 2016-17 | 2017-18 | 2018-19 | 2019-20 | 2020-21 | 2021-22 | 2022-23 | Total | 2017-22 Total
| (As Incurred) | Transmission Towers |  |  | 0 | 0.9184 | 1.4959 | 0 | 0 | 0 | 0 | 0 | 2.4143 | 1.4959
|  | Transmission Tower Support Structures |  |  | 0 | 0 | 0 | 0 | 0 | 0 | 0 | 0 | 0 | 0
|  | Conductors |  |  | 0 | 0.9184 | 1.4959 | 0 | 0 | 0 | 0 | 0 | 2.4143 | 1.4959
|  | Transmission Cables |  |  | 0 | 0 | 0 | 0 | 0 | 0 | 0 | 0 | 0 | 0
|  | Substation Switchbays |  |  | 0 | 53.0963 | 86.4855 | 0 | 0 | 0 | 0 | 0 | 139.5818 | 86.4855
|  | Substation Power Transformers |  |  | 0 | 42.6308 | 69.439 | 0 | 0 | 0 | 0 | 0 | 112.0698 | 69.439
|  | Substation Reactive Plant |  |  | 0 | 0 | 0 | 0 | 0 | 0 | 0 | 0 | 0 | 0
|  | Scada Network Control And Protection Systems |  |  | 0 | 17.3688 | 28.291 | 0 | 0 | 0 | 0 | 0 | 45.6598 | 28.291
|  | Other |  |  | 0 | 14.7208 | 23.9778 | 0 | 0 | 0 | 0 | 0 | 38.6986 | 23.9778
|  | Total Materials |  |  | 0 | 129.6535 | 211.1853 | 0 | 0 | 0 | 0 | 0 | 340.8387 | 211.1853
|  | Labour (Internal) - $ Mar 2017 |  |  | 2015-16 | 2016-17 | 2017-18 | 2018-19 | 2019-20 | 2020-21 | 2021-22 | 2022-23 | Total | 2017-22 Total
|  | Transmission Towers |  |  | 0 | 0.23247 | 0.38171 | 0 | 0 | 0 | 0 | 0 | 0.61419 | 0.38171
|  | Transmission Tower Support Structures |  |  | 0 | 0 | 0 | 0 | 0 | 0 | 0 | 0 | 0 | 0
|  | Conductors |  |  | 0 | 0.23247 | 0.38171 | 0 | 0 | 0 | 0 | 0 | 0.61419 | 0.38171
|  | Transmission Cables |  |  | 0 | 0 | 0 | 0 | 0 | 0 | 0 | 0 | 0 | 0
|  | Substation Switchbays |  |  | 0 | 13.4402 | 22.0682 | 0 | 0 | 0 | 0 | 0 | 35.5084 | 22.0682
|  | Substation Power Transformers |  |  | 0 | 10.7911 | 17.7185 | 0 | 0 | 0 | 0 | 0 | 28.5096 | 17.7185
|  | Substation Reactive Plant |  |  | 0 | 0 | 0 | 0 | 0 | 0 | 0 | 0 | 0 | 0
|  | Scada Network Control And Protection Systems |  |  | 0 | 4.3965 | 7.2189 | 0 | 0 | 0 | 0 | 0 | 11.6154 | 7.2189
|  | Other |  |  | 0 | 3.7262 | 6.1183 | 0 | 0 | 0 | 0 | 0 | 9.8446 | 6.1183
|  | Total Internal Labour |  |  | 0 | 32.819 | 53.8873 | 0 | 0 | 0 | 0 | 0 | 86.7063 | 53.8873
|  | Labour (External) - $ Mar 2017 |  |  | 2015-16 | 2016-17 | 2017-18 | 2018-19 | 2019-20 | 2020-21 | 2021-22 | 2022-23 | Total | 2017-22 Total
|  | Transmission Towers |  |  | 0 | 1.1603 | 1.9096 | 0 | 0 | 0 | 0 | 0 | 3.07 | 1.9096
|  | Transmission Tower Support Structures |  |  | 0 | 0 | 0 | 0 | 0 | 0 | 0 | 0 | 0 | 0
|  | Conductors |  |  | 0 | 1.1603 | 1.9096 | 0 | 0 | 0 | 0 | 0 | 3.07 | 1.9096
|  | Transmission Cables |  |  | 0 | 0 | 0 | 0 | 0 | 0 | 0 | 0 | 0 | 0
|  | Substation Switchbays |  |  | 0 | 67.084 | 110.403 | 0 | 0 | 0 | 0 | 0 | 177.4869 | 110.403
|  | Substation Power Transformers |  |  | 0 | 53.8615 | 88.6422 | 0 | 0 | 0 | 0 | 0 | 142.5038 | 88.6422
|  | Substation Reactive Plant |  |  | 0 | 0 | 0 | 0 | 0 | 0 | 0 | 0 | 0 | 0
|  | Scada Network Control And Protection Systems |  |  | 0 | 21.9444 | 36.1149 | 0 | 0 | 0 | 0 | 0 | 58.0593 | 36.1149
|  | Other |  |  | 0 | 18.5988 | 30.6089 | 0 | 0 | 0 | 0 | 0 | 49.2077 | 30.6089
|  | Total External Labour |  |  | 0 | 163.8094 | 269.5882 | 0 | 0 | 0 | 0 | 0 | 433.3976 | 269.5882
|  | Total Direct - $ Mar 2017 |  |  | 2015-16 | 2016-17 | 2017-18 | 2018-19 | 2019-20 | 2020-21 | 2021-22 | 2022-23 | Total | 2017-22 Total
|  | Transmission Towers |  |  | 0 | 2.3112 | 3.7873 | 0 | 0 | 0 | 0 | 0 | 6.0985 | 3.7873
|  | Transmission Tower Support Structures |  |  | 0 | 0 | 0 | 0 | 0 | 0 | 0 | 0 | 0 | 0
|  | Conductors |  |  | 0 | 2.3112 | 3.7873 | 0 | 0 | 0 | 0 | 0 | 6.0985 | 3.7873
|  | Transmission Cables |  |  | 0 | 0 | 0 | 0 | 0 | 0 | 0 | 0 | 0 | 0
|  | Substation Switchbays |  |  | 0 | 133.6204 | 218.9567 | 0 | 0 | 0 | 0 | 0 | 352.5771 | 218.9567
|  | Substation Power Transformers |  |  | 0 | 107.2834 | 175.7997 | 0 | 0 | 0 | 0 | 0 | 283.0831 | 175.7997
|  | Substation Reactive Plant |  |  | 0 | 0 | 0 | 0 | 0 | 0 | 0 | 0 | 0 | 0
|  | Scada Network Control And Protection Systems |  |  | 0 | 43.7097 | 71.6248 | 0 | 0 | 0 | 0 | 0 | 115.3345 | 71.6248
|  | Other |  |  | 0 | 37.0458 | 60.7051 | 0 | 0 | 0 | 0 | 0 | 97.7509 | 60.7051
|  | Total Direct - $ Mar 2017 |  |  | 0 | 326.2818 | 534.6608 | 0 | 0 | 0 | 0 | 0 | 860.9427 | 534.6608

## Proj_7
Go To: | Table of Contents
Master Inputs
|  | XC21 |  | Business case? | 0
| Project name | RWTS B4 220/66kV Transformer and 66kV CB Replacement
| Project category 1 | Network |  |  | Shaded cells = Inputs
| Project category 2 | Replacement - Major Station
| Regulatory classification | Prescribed
| Overhead Category | Repex_OHD |  | $000's | $000's | $000's | $000's | $000's | $000's | $000's | $000's | $000's | Project | 2017-22
|  |  |  | Prior | 2015-16 | 2016-17 | 2017-18 | 2018-19 | 2019-20 | 2020-21 | 2021-22 | 2022-23 | Total | Total | Check
| Project timing | Direct Expenditure (As incurred) - $ 2015/16 |  | 0 | 276 | 3590 | 6076 | 3867 | 0 | 0 | 0 | 0 | 13809 | 9943 | ok
| (excluding real cost escalators) | Assumed year commissioned (no BC) | bar: 2015-16 to 2022-23
|  | Direct Expenditure (As Commissioned) - $ 2015/16 |  | 0 | 0 | 0 | 0 | 13809 | 0 | 0 | 0 | 0 | 13809 | 13809 | ok
| Asset class | Secondary |  | 13.06% | 13.06% | 13.06% | 13.06% | 13.06% | 13.06% | 13.06% | 13.06% | 13.06%
|  | Switchgear |  | 40.95% | 40.95% | 40.95% | 40.95% | 40.95% | 40.95% | 40.95% | 40.95% | 40.95%
|  | Transformers |  | 32.88% | 32.88% | 32.88% | 32.88% | 32.88% | 32.88% | 32.88% | 32.88% | 32.88%
|  | Reactive |  | 0% | bar: 2015-16 to 2022-23
|  | Lines and towers |  | 1.417% | 1.417% | 1.417% | 1.417% | 1.417% | 1.417% | 1.417% | 1.417% | 1.417%
|  | Establishment |  | 11.35% | 11.35% | 11.35% | 11.35% | 11.35% | 11.35% | 11.35% | 11.35% | 11.35%
|  | Communications |  | 0.333% | 0.333% | 0.333% | 0.333% | 0.333% | 0.333% | 0.333% | 0.333% | 0.333%
Non System
Land
Easements
|  |  | Total | 100% | 100% | 100% | 100% | 100% | 100% | 100% | 100% | 100%
| Input costs % | Labour - internal |  | 10% | 10% | 10% | 10% | 10% | 10% | 10% | 10% | 10%
|  | Labour - external |  | 50% | 50% | 50% | 50% | 50% | 50% | 50% | 50% | 50%
|  | Materials |  | 40% | 40% | 40% | 40% | 40% | 40% | 40% | 40% | 40%
|  |  | Total | 100% | 100% | 100% | 100% | 100% | 100% | 100% | 100% | 100%
Material Escalation
| (By Asset Class) | Secondary |  | 0 | 0 | 0 | 0 | 0 | 0 | 0 | 0 | 0 | 0 | 0
|  | Switchgear |  | 0 | 0 | 0 | 0 | 0 | 0 | 0 | 0 | 0 | 0 | 0
|  | Transformers |  | 0 | 0 | 0 | 0 | 0 | 0 | 0 | 0 | 0 | 0 | 0
|  | Reactive |  | 0 | 0 | 0 | 0 | 0 | 0 | 0 | 0 | 0 | 0 | 0
|  | Lines and towers |  | 0 | 0 | 0 | 0 | 0 | 0 | 0 | 0 | 0 | 0 | 0
|  | Establishment |  | 0 | 0 | 0 | 0 | 0 | 0 | 0 | 0 | 0 | 0 | 0
|  | Communications |  | 0 | 0 | 0 | 0 | 0 | 0 | 0 | 0 | 0 | 0 | 0
|  | Non System |  | 0 | 0 | 0 | 0 | 0 | 0 | 0 | 0 | 0 | 0 | 0
|  | Land |  | 0 | 0 | 0 | 0 | 0 | 0 | 0 | 0 | 0 | 0 | 0
|  | Easements |  | 0 | 0 | 0 | 0 | 0 | 0 | 0 | 0 | 0 | 0 | 0
|  | Total Material escalation |  | 0 | 0 | 0 | 0 | 0 | 0 | 0 | 0 | 0 | 0 | 0
| Labour Escalation | Internal Labour |  | 0 | 0.16215 | 4.4924 | 12.5558 | 11.188 | 0 | 0 | 0 | 0 | 28.3983 | 23.7437
|  | External Labour |  | 0 | 0.5658 | 19.3001 | 64.5232 | 61.6499 | 0 | 0 | 0 | 0 | 146.039 | 126.1731
|  | Total Labour Escalation |  | 0 | 0.72795 | 23.7926 | 77.079 | 72.8379 | 0 | 0 | 0 | 0 | 174.4374 | 149.9168
|  | Total Escalation |  | 0 | 0.72795 | 23.7926 | 77.079 | 72.8379 | 0 | 0 | 0 | 0 | 174.4374 | 149.9168
|  | Escalation factors |  | 0 | 0.0026375 | 0.0066275 | 0.012686 | 0.018836 | 0 | 0 | 0 | 0 | 0.012632 | 0.015078
| Direct Expenditure (Escalated) | Total labour - internal |  | 0 | 28.2318 | 369.6418 | 630.6471 | 404.6192 | 0 | 0 | 0 | 0 | 1433.1398 | 1035.2663
| (as incurred) | Total labour - external |  | 0 | 140.91 | 1844.9932 | 3155.0095 | 2028.9024 | 0 | 0 | 0 | 0 | 7169.8151 | 5183.9119
|  | Total materials |  | 0 | 112.2677 | 1460.2932 | 2471.5158 | 1572.9677 | 0 | 0 | 0 | 0 | 5617.0444 | 4044.4835
|  | Total Direct - As Incurred $ Mar 2017 |  | 0 | 281.4094 | 3674.9282 | 6257.1724 | 4006.4893 | 0 | 0 | 0 | 0 | 14219.9993 | 10263.6617 | ok
| Capitalised Overheads | Overhead rate (applied to direct expenditure) |  | 8.008% | 5.944% | 7.259% | 8.819% | 12.03% | 13.05% | 11.79% | 11.1% | 11.36%
|  | Total overhead (as incurred) |  | 0 | 16.7283 | 266.7766 | 551.799 | 481.9792 | 0 | 0 | 0 | 0 | 1317.2831 | 1033.7782
|  | Total incl Overhead - As Incurred $ Mar 2017 |  | 0 | 298.1378 | 3941.7047 | 6808.9714 | 4488.4685 | 0 | 0 | 0 | 0 | 15537.2824 | 11297.4398
|  | Total overheads (As incurred) - Cumulative |  | 0 | 16.7283 | 283.5049 | 835.3039 | 1317.2831 | 1317.2831 | 1317.2831 | 1317.2831 | 1317.2831
|  | Labour & Material Escalation - Cumulative |  | 0 | 0.72795 | 24.5205 | 101.5995 | 174.4374 | 174.4374 | 174.4374 | 174.4374 | 174.4374
Expenditure By Asset Class - As Incurred
| Asset class breakdown | Secondary |  | 0 | 38.9467 | 514.9174 | 889.4776 | 586.3429 | 0 | 0 | 0 | 0 | 2029.6846 | 1475.8205
| (fully absorbed) | Switchgear |  | 0 | 122.0947 | 1614.2246 | 2788.4405 | 1838.1377 | 0 | 0 | 0 | 0 | 6362.8976 | 4626.5783
| (as incurred) | Transformers |  | 0 | 98.0295 | 1296.0563 | 2238.8309 | 1475.8356 | 0 | 0 | 0 | 0 | 5108.7523 | 3714.6665
|  | Reactive |  | 0 | 0 | 0 | 0 | 0 | 0 | 0 | 0 | 0 | 0 | 0
|  | Lines and towers |  | 0 | 4.2237 | 55.8422 | 96.4629 | 63.5882 | 0 | 0 | 0 | 0 | 220.117 | 160.0511
|  | Establishment |  | 0 | 33.8504 | 447.5388 | 773.0865 | 509.618 | 0 | 0 | 0 | 0 | 1764.0937 | 1282.7046
|  | Communications |  | 0 | 0.99276 | 13.1253 | 22.6729 | 14.946 | 0 | 0 | 0 | 0 | 51.737 | 37.6189
|  | Non System |  | 0 | 0 | 0 | 0 | 0 | 0 | 0 | 0 | 0 | 0 | 0
|  | Land |  | 0 | 0 | 0 | 0 | 0 | 0 | 0 | 0 | 0 | 0 | 0
|  | Easements |  | 0 | 0 | 0 | 0 | 0 | 0 | 0 | 0 | 0 | 0 | 0
|  | Total incl Overhead - As Incurred $ Mar 2017 |  | 0 | 298.1378 | 3941.7047 | 6808.9714 | 4488.4685 | 0 | 0 | 0 | 0 | 15537.2824 | 11297.4398
|  |  | Check | 0 | 0 | 0 | 0 | 0 | 0 | 0 | 0 | 0 | 0 | 0
| As Commissioned Capex | Direct Expenditure (As Commissioned) - $ 2015/16 |  | 0 | 0 | 0 | 0 | 13809 | 0 | 0 | 0 | 0 | 13809 | 13809
|  | Labour & Material Escalation - $ 2015/16 |  | 0 | 0 | 0 | 0 | 174.4374 | 0 | 0 | 0 | 0 | 174.4374 | 174.4374
|  | Total Direct Expenditure - $ 2015/16 |  | 0 | 0 | 0 | 0 | 13983.4374 | 0 | 0 | 0 | 0 | 13983.4374 | 13983.4374
|  | Total Direct Expenditure - $ Mar 2017 |  | 0 | 0 | 0 | 0 | 14219.9993 | 0 | 0 | 0 | 0 | 14219.9993 | 14219.9993
|  | Total overheads (As Commissioned) |  | 0 | 0 | 0 | 0 | 1317.2831 | 0 | 0 | 0 | 0 | 1317.2831 | 1317.2831
|  | Total incl Overhead - As commissioned $ Mar 2017 |  | 0 | 0 | 0 | 0 | 15537.2824 | 0 | 0 | 0 | 0 | 15537.2824 | 15537.2824
|  | Total overheads (As Comm) - Cumulative |  | 0 | 0 | 0 | 0 | 1317.2831 | 1317.2831 | 1317.2831 | 1317.2831 | 1317.2831
|  | Total real cost escalation (As Comm) - Cumulative |  | 0 | 0 | 0 | 0 | 174.4374 | 174.4374 | 174.4374 | 174.4374 | 174.4374
Expenditure By Asset Class - As Commissioned
| Asset class breakdown | Secondary |  | 0 | 0 | 0 | 0 | 2029.6846 | 0 | 0 | 0 | 0 | 2029.6846 | 2029.6846
| (fully absorbed) | Switchgear |  | 0 | 0 | 0 | 0 | 6362.8976 | 0 | 0 | 0 | 0 | 6362.8976 | 6362.8976
| (as commissioned) | Transformers |  | 0 | 0 | 0 | 0 | 5108.7523 | 0 | 0 | 0 | 0 | 5108.7523 | 5108.7523
|  | Reactive |  | 0 | 0 | 0 | 0 | 0 | 0 | 0 | 0 | 0 | 0 | 0
|  | Lines and towers |  | 0 | 0 | 0 | 0 | 220.117 | 0 | 0 | 0 | 0 | 220.117 | 220.117
|  | Establishment |  | 0 | 0 | 0 | 0 | 1764.0937 | 0 | 0 | 0 | 0 | 1764.0937 | 1764.0937
|  | Communications |  | 0 | 0 | 0 | 0 | 51.737 | 0 | 0 | 0 | 0 | 51.737 | 51.737
|  | Non System |  | 0 | 0 | 0 | 0 | 0 | 0 | 0 | 0 | 0 | 0 | 0
|  | Land |  | 0 | 0 | 0 | 0 | 0 | 0 | 0 | 0 | 0 | 0 | 0
|  | Easements |  | 0 | 0 | 0 | 0 | 0 | 0 | 0 | 0 | 0 | 0 | 0
|  | Total incl Overhead - As commissioned $ Mar 2017 |  | 0 | 0 | 0 | 0 | 15537.2824 | 0 | 0 | 0 | 0 | 15537.2824 | 15537.2824
|  |  | Check | 0 | 0 | 0 | 0 | 0 | 0 | 0 | 0 | 0 | 0 | 0
0
| Expenditure splits for RIN |  |  |  | 2015-16 | 2016-17 | 2017-18 | 2018-19 | 2019-20 | 2020-21 | 2021-22 | 2022-23
| Repex Category | Transmission Towers |  |  | 0.7084% | 0.7084% | 0.7084% | 0.7084% | 0.7084% | 0.7084% | 0.7084% | 0.7084%
Transmission Tower Support Structures | bar: 2015-16 to 2022-23
|  | Conductors |  |  | 0.7084% | 0.7084% | 0.7084% | 0.7084% | 0.7084% | 0.7084% | 0.7084% | 0.7084%
Transmission Cables | bar: 2015-16 to 2022-23
|  | Substation Switchbays |  |  | 40.95% | 40.95% | 40.95% | 40.95% | 40.95% | 40.95% | 40.95% | 40.95%
|  | Substation Power Transformers |  |  | 32.88% | 32.88% | 32.88% | 32.88% | 32.88% | 32.88% | 32.88% | 32.88%
Substation Reactive Plant | bar: 2015-16 to 2022-23
|  | Scada Network Control And Protection Systems |  |  | 13.4% | 13.4% | 13.4% | 13.4% | 13.4% | 13.4% | 13.4% | 13.4%
|  | Other |  |  | 11.35% | 11.35% | 11.35% | 11.35% | 11.35% | 11.35% | 11.35% | 11.35%
|  | Total |  |  | 100% | 100% | 100% | 100% | 100% | 100% | 100% | 100%
| Direct Expenditures | Materials - $ Mar 2017 |  |  | 2015-16 | 2016-17 | 2017-18 | 2018-19 | 2019-20 | 2020-21 | 2021-22 | 2022-23 | Total | 2017-22 Total
| (As Incurred) | Transmission Towers |  |  | 0.79525 | 10.344 | 17.507 | 11.1421 | 0 | 0 | 0 | 0 | 39.7884 | 28.6491
|  | Transmission Tower Support Structures |  |  | 0 | 0 | 0 | 0 | 0 | 0 | 0 | 0 | 0 | 0
|  | Conductors |  |  | 0.79525 | 10.344 | 17.507 | 11.1421 | 0 | 0 | 0 | 0 | 39.7884 | 28.6491
|  | Transmission Cables |  |  | 0 | 0 | 0 | 0 | 0 | 0 | 0 | 0 | 0 | 0
|  | Substation Switchbays |  |  | 45.9764 | 598.0258 | 1012.1462 | 644.1688 | 0 | 0 | 0 | 0 | 2300.3172 | 1656.315
|  | Substation Power Transformers |  |  | 36.9143 | 480.1532 | 812.6493 | 517.2013 | 0 | 0 | 0 | 0 | 1846.9181 | 1329.8506
|  | Substation Reactive Plant |  |  | 0 | 0 | 0 | 0 | 0 | 0 | 0 | 0 | 0 | 0
|  | Scada Network Control And Protection Systems |  |  | 15.0397 | 195.6253 | 331.0918 | 210.7195 | 0 | 0 | 0 | 0 | 752.4764 | 541.8113
|  | Other |  |  | 12.7468 | 165.8008 | 280.6144 | 178.5938 | 0 | 0 | 0 | 0 | 637.7559 | 459.2082
|  | Total Materials |  |  | 112.2677 | 1460.2932 | 2471.5158 | 1572.9677 | 0 | 0 | 0 | 0 | 5617.0444 | 4044.4835
|  | Labour (Internal) - $ Mar 2017 |  |  | 2015-16 | 2016-17 | 2017-18 | 2018-19 | 2019-20 | 2020-21 | 2021-22 | 2022-23 | Total | 2017-22 Total
|  | Transmission Towers |  |  | 0.19998 | 2.6184 | 4.4672 | 2.8661 | 0 | 0 | 0 | 0 | 10.1517 | 7.3333
|  | Transmission Tower Support Structures |  |  | 0 | 0 | 0 | 0 | 0 | 0 | 0 | 0 | 0 | 0
|  | Conductors |  |  | 0.19998 | 2.6184 | 4.4672 | 2.8661 | 0 | 0 | 0 | 0 | 10.1517 | 7.3333
|  | Transmission Cables |  |  | 0 | 0 | 0 | 0 | 0 | 0 | 0 | 0 | 0 | 0
|  | Substation Switchbays |  |  | 11.5616 | 151.3773 | 258.2654 | 165.7015 | 0 | 0 | 0 | 0 | 586.9059 | 423.9669
|  | Substation Power Transformers |  |  | 9.2828 | 121.5404 | 207.3606 | 133.0412 | 0 | 0 | 0 | 0 | 471.225 | 340.4018
|  | Substation Reactive Plant |  |  | 0 | 0 | 0 | 0 | 0 | 0 | 0 | 0 | 0 | 0
|  | Scada Network Control And Protection Systems |  |  | 3.782 | 49.5183 | 84.4834 | 54.204 | 0 | 0 | 0 | 0 | 191.9878 | 138.6874
|  | Other |  |  | 3.2054 | 41.9689 | 71.6033 | 45.9402 | 0 | 0 | 0 | 0 | 162.7178 | 117.5435
|  | Total Internal Labour |  |  | 28.2318 | 369.6418 | 630.6471 | 404.6192 | 0 | 0 | 0 | 0 | 1433.1398 | 1035.2663
|  | Labour (External) - $ Mar 2017 |  |  | 2015-16 | 2016-17 | 2017-18 | 2018-19 | 2019-20 | 2020-21 | 2021-22 | 2022-23 | Total | 2017-22 Total
|  | Transmission Towers |  |  | 0.99814 | 13.069 | 22.3485 | 14.3718 | 0 | 0 | 0 | 0 | 50.7875 | 36.7203
|  | Transmission Tower Support Structures |  |  | 0 | 0 | 0 | 0 | 0 | 0 | 0 | 0 | 0 | 0
|  | Conductors |  |  | 0.99814 | 13.069 | 22.3485 | 14.3718 | 0 | 0 | 0 | 0 | 50.7875 | 36.7203
|  | Transmission Cables |  |  | 0 | 0 | 0 | 0 | 0 | 0 | 0 | 0 | 0 | 0
|  | Substation Switchbays |  |  | 57.7061 | 755.5699 | 1292.0537 | 830.8852 | 0 | 0 | 0 | 0 | 2936.2148 | 2122.9389
|  | Substation Power Transformers |  |  | 46.332 | 606.6449 | 1037.3862 | 667.1154 | 0 | 0 | 0 | 0 | 2357.4785 | 1704.5016
|  | Substation Reactive Plant |  |  | 0 | 0 | 0 | 0 | 0 | 0 | 0 | 0 | 0 | 0
|  | Scada Network Control And Protection Systems |  |  | 18.8767 | 247.1609 | 422.6547 | 271.7979 | 0 | 0 | 0 | 0 | 960.4903 | 694.4526
|  | Other |  |  | 15.9988 | 209.4794 | 358.2179 | 230.3604 | 0 | 0 | 0 | 0 | 814.0565 | 588.5783
|  | Total External Labour |  |  | 140.91 | 1844.9932 | 3155.0095 | 2028.9024 | 0 | 0 | 0 | 0 | 7169.8151 | 5183.9119
|  | Total Direct - $ Mar 2017 |  |  | 2015-16 | 2016-17 | 2017-18 | 2018-19 | 2019-20 | 2020-21 | 2021-22 | 2022-23 | Total | 2017-22 Total
|  | Transmission Towers |  |  | 1.9934 | 26.0314 | 44.3228 | 28.38 | 0 | 0 | 0 | 0 | 100.7275 | 72.7028
|  | Transmission Tower Support Structures |  |  | 0 | 0 | 0 | 0 | 0 | 0 | 0 | 0 | 0 | 0
|  | Conductors |  |  | 1.9934 | 26.0314 | 44.3228 | 28.38 | 0 | 0 | 0 | 0 | 100.7275 | 72.7028
|  | Transmission Cables |  |  | 0 | 0 | 0 | 0 | 0 | 0 | 0 | 0 | 0 | 0
|  | Substation Switchbays |  |  | 115.2441 | 1504.9731 | 2562.4653 | 1640.7555 | 0 | 0 | 0 | 0 | 5823.4379 | 4203.2208
|  | Substation Power Transformers |  |  | 92.5291 | 1208.3386 | 2057.3961 | 1317.3579 | 0 | 0 | 0 | 0 | 4675.6217 | 3374.754
|  | Substation Reactive Plant |  |  | 0 | 0 | 0 | 0 | 0 | 0 | 0 | 0 | 0 | 0
|  | Scada Network Control And Protection Systems |  |  | 37.6985 | 492.3046 | 838.2299 | 536.7215 | 0 | 0 | 0 | 0 | 1904.9544 | 1374.9514
|  | Other |  |  | 31.9511 | 417.2491 | 710.4356 | 454.8944 | 0 | 0 | 0 | 0 | 1614.5302 | 1165.33
|  | Total Direct - $ Mar 2017 |  |  | 281.4094 | 3674.9282 | 6257.1724 | 4006.4893 | 0 | 0 | 0 | 0 | 14219.9993 | 10263.6617

## Proj_8
Go To: | Table of Contents
Master Inputs
|  | XC15 |  | Business case? | 0
| Project name | TSTS B2 Transformer and 66kV CB Replacement
| Project category 1 | Network |  |  | Shaded cells = Inputs
| Project category 2 | Replacement - Major Station
| Regulatory classification | Prescribed
| Overhead Category | Repex_OHD |  | $000's | $000's | $000's | $000's | $000's | $000's | $000's | $000's | $000's | Project | 2017-22
|  |  |  | Prior | 2015-16 | 2016-17 | 2017-18 | 2018-19 | 2019-20 | 2020-21 | 2021-22 | 2022-23 | Total | Total | Check
| Project timing | Direct Expenditure (As incurred) - $ 2015/16 |  | 35.8155 | 0 | 0 | 0 | 0 | 392.756 | 5104.476 | 8637.928 | 0 | 14170.9755 | 14135.16 | ok
| (excluding real cost escalators) | Assumed year commissioned (no BC) | bar: 2015-16 to 2022-23
|  | Direct Expenditure (As Commissioned) - $ 2015/16 |  | 0 | 0 | 0 | 0 | 0 | 0 | 5533.0475 | 8637.928 | 0 | 14170.9755 | 14170.9755 | ok
| Asset class | Secondary |  | 13.06% | 13.06% | 13.06% | 13.06% | 13.06% | 13.06% | 13.06% | 13.06% | 13.06%
|  | Switchgear |  | 40.95% | 40.95% | 40.95% | 40.95% | 40.95% | 40.95% | 40.95% | 40.95% | 40.95%
|  | Transformers |  | 32.88% | 32.88% | 32.88% | 32.88% | 32.88% | 32.88% | 32.88% | 32.88% | 32.88%
|  | Reactive |  | 0% | bar: 2015-16 to 2022-23
|  | Lines and towers |  | 1.417% | 1.417% | 1.417% | 1.417% | 1.417% | 1.417% | 1.417% | 1.417% | 1.417%
|  | Establishment |  | 11.35% | 11.35% | 11.35% | 11.35% | 11.35% | 11.35% | 11.35% | 11.35% | 11.35%
|  | Communications |  | 0.333% | 0.333% | 0.333% | 0.333% | 0.333% | 0.333% | 0.333% | 0.333% | 0.333%
Non System
Land
Easements
|  |  | Total | 100% | 100% | 100% | 100% | 100% | 100% | 100% | 100% | 100%
| Input costs % | Labour - internal |  | 10% | 10% | 10% | 10% | 10% | 10% | 10% | 10% | 10%
|  | Labour - external |  | 50% | 50% | 50% | 50% | 50% | 50% | 50% | 50% | 50%
|  | Materials |  | 40% | 40% | 40% | 40% | 40% | 40% | 40% | 40% | 40%
|  |  | Total | 100% | 100% | 100% | 100% | 100% | 100% | 100% | 100% | 100%
Material Escalation
| (By Asset Class) | Secondary |  | 0 | 0 | 0 | 0 | 0 | 0 | 0 | 0 | 0 | 0 | 0
|  | Switchgear |  | 0 | 0 | 0 | 0 | 0 | 0 | 0 | 0 | 0 | 0 | 0
|  | Transformers |  | 0 | 0 | 0 | 0 | 0 | 0 | 0 | 0 | 0 | 0 | 0
|  | Reactive |  | 0 | 0 | 0 | 0 | 0 | 0 | 0 | 0 | 0 | 0 | 0
|  | Lines and towers |  | 0 | 0 | 0 | 0 | 0 | 0 | 0 | 0 | 0 | 0 | 0
|  | Establishment |  | 0 | 0 | 0 | 0 | 0 | 0 | 0 | 0 | 0 | 0 | 0
|  | Communications |  | 0 | 0 | 0 | 0 | 0 | 0 | 0 | 0 | 0 | 0 | 0
|  | Non System |  | 0 | 0 | 0 | 0 | 0 | 0 | 0 | 0 | 0 | 0 | 0
|  | Land |  | 0 | 0 | 0 | 0 | 0 | 0 | 0 | 0 | 0 | 0 | 0
|  | Easements |  | 0 | 0 | 0 | 0 | 0 | 0 | 0 | 0 | 0 | 0 | 0
|  | Total Material escalation |  | 0 | 0 | 0 | 0 | 0 | 0 | 0 | 0 | 0 | 0 | 0
| Labour Escalation | Internal Labour |  | 0 | 0 | 0 | 0 | 0 | 1.4707 | 23.854 | 48.5941 | 0 | 73.9188 | 73.9188
|  | External Labour |  | 0 | 0 | 0 | 0 | 0 | 8.3031 | 136.9078 | 282.4186 | 0 | 427.6295 | 427.6295
|  | Total Labour Escalation |  | 0 | 0 | 0 | 0 | 0 | 9.7739 | 160.7617 | 331.0127 | 0 | 501.5483 | 501.5483
|  | Total Escalation |  | 0 | 0 | 0 | 0 | 0 | 9.7739 | 160.7617 | 331.0127 | 0 | 501.5483 | 501.5483
|  | Escalation factors |  | 0 | 0 | 0 | 0 | 0 | 0.024885 | 0.031494 | 0.038321 | 0 | 0.035393 | 0.035482
| Direct Expenditure (Escalated) | Total labour - internal |  | 3.6421 | 0 | 0 | 0 | 0 | 41.4356 | 543.3405 | 927.8221 | 0 | 1516.2403 | 1512.5982
| (as incurred) | Total labour - external |  | 18.2107 | 0 | 0 | 0 | 0 | 208.1438 | 2734.6388 | 4679.2255 | 0 | 7640.2188 | 7622.0081
|  | Total materials |  | 14.5686 | 0 | 0 | 0 | 0 | 159.7601 | 2076.332 | 3513.6233 | 0 | 5764.284 | 5749.7155
|  | Total Direct - As Incurred $ Mar 2017 |  | 36.4214 | 0 | 0 | 0 | 0 | 409.3396 | 5354.3113 | 9120.6709 | 0 | 14920.7432 | 14884.3218 | ok
| Capitalised Overheads | Overhead rate (applied to direct expenditure) |  | 8.008% | 5.944% | 7.259% | 8.819% | 12.03% | 13.05% | 11.79% | 11.1% | 11.36%
|  | Total overhead (as incurred) |  | 2.9167 | 0 | 0 | 0 | 0 | 53.4111 | 631.329 | 1012.7393 | 0 | 1700.3961 | 1697.4794
|  | Total incl Overhead - As Incurred $ Mar 2017 |  | 39.3381 | 0 | 0 | 0 | 0 | 462.7506 | 5985.6403 | 10133.4102 | 0 | 16621.1393 | 16581.8012
|  | Total overheads (As incurred) - Cumulative |  | 2.9167 | 2.9167 | 2.9167 | 2.9167 | 2.9167 | 56.3278 | 687.6568 | 1700.3961 | 1700.3961
|  | Labour & Material Escalation - Cumulative |  | 0 | 0 | 0 | 0 | 0 | 9.7739 | 170.5356 | 501.5483 | 501.5483
Expenditure By Asset Class - As Incurred
| Asset class breakdown | Secondary |  | 5.1389 | 0 | 0 | 0 | 0 | 60.4506 | 781.9232 | 1323.7596 | 0 | 2171.2723 | 2166.1334
| (fully absorbed) | Switchgear |  | 16.1099 | 0 | 0 | 0 | 0 | 189.5077 | 2451.2663 | 4149.8796 | 0 | 6806.7635 | 6790.6536
| (as incurred) | Transformers |  | 12.9346 | 0 | 0 | 0 | 0 | 152.1552 | 1968.1147 | 3331.9265 | 0 | 5465.131 | 5452.1964
|  | Reactive |  | 0 | 0 | 0 | 0 | 0 | 0 | 0 | 0 | 0 | 0 | 0
|  | Lines and towers |  | 0.5573 | 0 | 0 | 0 | 0 | 6.5558 | 84.7987 | 143.5603 | 0 | 235.4721 | 234.9148
|  | Establishment |  | 4.4664 | 0 | 0 | 0 | 0 | 52.5404 | 679.606 | 1150.5413 | 0 | 1887.1542 | 1882.6878
|  | Communications |  | 0.13099 | 0 | 0 | 0 | 0 | 1.5409 | 19.9314 | 33.7429 | 0 | 55.3461 | 55.2151
|  | Non System |  | 0 | 0 | 0 | 0 | 0 | 0 | 0 | 0 | 0 | 0 | 0
|  | Land |  | 0 | 0 | 0 | 0 | 0 | 0 | 0 | 0 | 0 | 0 | 0
|  | Easements |  | 0 | 0 | 0 | 0 | 0 | 0 | 0 | 0 | 0 | 0 | 0
|  | Total incl Overhead - As Incurred $ Mar 2017 |  | 39.3381 | 0 | 0 | 0 | 0 | 462.7506 | 5985.6403 | 10133.4102 | 0 | 16621.1393 | 16581.8012
|  |  | Check | 0 | 0 | 0 | 0 | 0 | 0 | 0 | 0 | 0 | 0 | 0
| As Commissioned Capex | Direct Expenditure (As Commissioned) - $ 2015/16 |  | 0 | 0 | 0 | 0 | 0 | 0 | 5533.0475 | 8637.928 | 0 | 14170.9755 | 14170.9755
|  | Labour & Material Escalation - $ 2015/16 |  | 0 | 0 | 0 | 0 | 0 | 0 | 170.5356 | 331.0127 | 0 | 501.5483 | 501.5483
|  | Total Direct Expenditure - $ 2015/16 |  | 0 | 0 | 0 | 0 | 0 | 0 | 5703.5831 | 8968.9407 | 0 | 14672.5238 | 14672.5238
|  | Total Direct Expenditure - $ Mar 2017 |  | 0 | 0 | 0 | 0 | 0 | 0 | 5800.0723 | 9120.6709 | 0 | 14920.7432 | 14920.7432
|  | Total overheads (As Commissioned) |  | 0 | 0 | 0 | 0 | 0 | 0 | 687.6568 | 1012.7393 | 0 | 1700.3961 | 1700.3961
|  | Total incl Overhead - As commissioned $ Mar 2017 |  | 0 | 0 | 0 | 0 | 0 | 0 | 6487.7291 | 10133.4102 | 0 | 16621.1393 | 16621.1393
|  | Total overheads (As Comm) - Cumulative |  | 0 | 0 | 0 | 0 | 0 | 0 | 687.6568 | 1700.3961 | 1700.3961
|  | Total real cost escalation (As Comm) - Cumulative |  | 0 | 0 | 0 | 0 | 0 | 0 | 170.5356 | 501.5483 | 501.5483
Expenditure By Asset Class - As Commissioned
| Asset class breakdown | Secondary |  | 0 | 0 | 0 | 0 | 0 | 0 | 847.5127 | 1323.7596 | 0 | 2171.2723 | 2171.2723
| (fully absorbed) | Switchgear |  | 0 | 0 | 0 | 0 | 0 | 0 | 2656.8839 | 4149.8796 | 0 | 6806.7635 | 6806.7635
| (as commissioned) | Transformers |  | 0 | 0 | 0 | 0 | 0 | 0 | 2133.2045 | 3331.9265 | 0 | 5465.131 | 5465.131
|  | Reactive |  | 0 | 0 | 0 | 0 | 0 | 0 | 0 | 0 | 0 | 0 | 0
|  | Lines and towers |  | 0 | 0 | 0 | 0 | 0 | 0 | 91.9118 | 143.5603 | 0 | 235.4721 | 235.4721
|  | Establishment |  | 0 | 0 | 0 | 0 | 0 | 0 | 736.6129 | 1150.5413 | 0 | 1887.1542 | 1887.1542
|  | Communications |  | 0 | 0 | 0 | 0 | 0 | 0 | 21.6033 | 33.7429 | 0 | 55.3461 | 55.3461
|  | Non System |  | 0 | 0 | 0 | 0 | 0 | 0 | 0 | 0 | 0 | 0 | 0
|  | Land |  | 0 | 0 | 0 | 0 | 0 | 0 | 0 | 0 | 0 | 0 | 0
|  | Easements |  | 0 | 0 | 0 | 0 | 0 | 0 | 0 | 0 | 0 | 0 | 0
|  | Total incl Overhead - As commissioned $ Mar 2017 |  | 0 | 0 | 0 | 0 | 0 | 0 | 6487.7291 | 10133.4102 | 0 | 16621.1393 | 16621.1393
|  |  | Check | 0 | 0 | 0 | 0 | 0 | 0 | 0 | 0 | 0 | 0 | 0
0
| Expenditure splits for RIN |  |  |  | 2015-16 | 2016-17 | 2017-18 | 2018-19 | 2019-20 | 2020-21 | 2021-22 | 2022-23
| Repex Category | Transmission Towers |  |  | 0.7084% | 0.7084% | 0.7084% | 0.7084% | 0.7084% | 0.7084% | 0.7084% | 0.7084%
Transmission Tower Support Structures | bar: 2015-16 to 2022-23
|  | Conductors |  |  | 0.7084% | 0.7084% | 0.7084% | 0.7084% | 0.7084% | 0.7084% | 0.7084% | 0.7084%
Transmission Cables | bar: 2015-16 to 2022-23
|  | Substation Switchbays |  |  | 40.95% | 40.95% | 40.95% | 40.95% | 40.95% | 40.95% | 40.95% | 40.95%
|  | Substation Power Transformers |  |  | 32.88% | 32.88% | 32.88% | 32.88% | 32.88% | 32.88% | 32.88% | 32.88%
Substation Reactive Plant | bar: 2015-16 to 2022-23
|  | Scada Network Control And Protection Systems |  |  | 13.4% | 13.4% | 13.4% | 13.4% | 13.4% | 13.4% | 13.4% | 13.4%
|  | Other |  |  | 11.35% | 11.35% | 11.35% | 11.35% | 11.35% | 11.35% | 11.35% | 11.35%
|  | Total |  |  | 100% | 100% | 100% | 100% | 100% | 100% | 100% | 100%
| Direct Expenditures | Materials - $ Mar 2017 |  |  | 2015-16 | 2016-17 | 2017-18 | 2018-19 | 2019-20 | 2020-21 | 2021-22 | 2022-23 | Total | 2017-22 Total
| (As Incurred) | Transmission Towers |  |  | 0 | 0 | 0 | 0 | 1.1317 | 14.7077 | 24.8888 | 0 | 40.7282 | 40.7282
|  | Transmission Tower Support Structures |  |  | 0 | 0 | 0 | 0 | 0 | 0 | 0 | 0 | 0 | 0
|  | Conductors |  |  | 0 | 0 | 0 | 0 | 1.1317 | 14.7077 | 24.8888 | 0 | 40.7282 | 40.7282
|  | Transmission Cables |  |  | 0 | 0 | 0 | 0 | 0 | 0 | 0 | 0 | 0 | 0
|  | Substation Switchbays |  |  | 0 | 0 | 0 | 0 | 65.4257 | 850.3088 | 1438.9148 | 0 | 2354.6493 | 2354.6493
|  | Substation Power Transformers |  |  | 0 | 0 | 0 | 0 | 52.5301 | 682.7105 | 1155.3006 | 0 | 1890.5412 | 1890.5412
|  | Substation Reactive Plant |  |  | 0 | 0 | 0 | 0 | 0 | 0 | 0 | 0 | 0 | 0
|  | Scada Network Control And Protection Systems |  |  | 0 | 0 | 0 | 0 | 21.402 | 278.1518 | 470.6957 | 0 | 770.2494 | 770.2494
|  | Other |  |  | 0 | 0 | 0 | 0 | 18.1391 | 235.7455 | 398.9347 | 0 | 652.8193 | 652.8193
|  | Total Materials |  |  | 0 | 0 | 0 | 0 | 159.7601 | 2076.332 | 3513.6233 | 0 | 5749.7155 | 5749.7155
|  | Labour (Internal) - $ Mar 2017 |  |  | 2015-16 | 2016-17 | 2017-18 | 2018-19 | 2019-20 | 2020-21 | 2021-22 | 2022-23 | Total | 2017-22 Total
|  | Transmission Towers |  |  | 0 | 0 | 0 | 0 | 0.29351 | 3.8488 | 6.5722 | 0 | 10.7145 | 10.7145
|  | Transmission Tower Support Structures |  |  | 0 | 0 | 0 | 0 | 0 | 0 | 0 | 0 | 0 | 0
|  | Conductors |  |  | 0 | 0 | 0 | 0 | 0.29351 | 3.8488 | 6.5722 | 0 | 10.7145 | 10.7145
|  | Transmission Cables |  |  | 0 | 0 | 0 | 0 | 0 | 0 | 0 | 0 | 0 | 0
|  | Substation Switchbays |  |  | 0 | 0 | 0 | 0 | 16.9689 | 222.5112 | 379.9659 | 0 | 619.446 | 619.446
|  | Substation Power Transformers |  |  | 0 | 0 | 0 | 0 | 13.6243 | 178.6536 | 305.0735 | 0 | 497.3514 | 497.3514
|  | Substation Reactive Plant |  |  | 0 | 0 | 0 | 0 | 0 | 0 | 0 | 0 | 0 | 0
|  | Scada Network Control And Protection Systems |  |  | 0 | 0 | 0 | 0 | 5.5508 | 72.7875 | 124.2939 | 0 | 202.6323 | 202.6323
|  | Other |  |  | 0 | 0 | 0 | 0 | 4.7046 | 61.6906 | 105.3444 | 0 | 171.7395 | 171.7395
|  | Total Internal Labour |  |  | 0 | 0 | 0 | 0 | 41.4356 | 543.3405 | 927.8221 | 0 | 1512.5982 | 1512.5982
|  | Labour (External) - $ Mar 2017 |  |  | 2015-16 | 2016-17 | 2017-18 | 2018-19 | 2019-20 | 2020-21 | 2021-22 | 2022-23 | Total | 2017-22 Total
|  | Transmission Towers |  |  | 0 | 0 | 0 | 0 | 1.4744 | 19.3708 | 33.1453 | 0 | 53.9906 | 53.9906
|  | Transmission Tower Support Structures |  |  | 0 | 0 | 0 | 0 | 0 | 0 | 0 | 0 | 0 | 0
|  | Conductors |  |  | 0 | 0 | 0 | 0 | 1.4744 | 19.3708 | 33.1453 | 0 | 53.9906 | 53.9906
|  | Transmission Cables |  |  | 0 | 0 | 0 | 0 | 0 | 0 | 0 | 0 | 0 | 0
|  | Substation Switchbays |  |  | 0 | 0 | 0 | 0 | 85.24 | 1119.9016 | 1916.2574 | 0 | 3121.399 | 3121.399
|  | Substation Power Transformers |  |  | 0 | 0 | 0 | 0 | 68.4389 | 899.1658 | 1538.5576 | 0 | 2506.1623 | 2506.1623
|  | Substation Reactive Plant |  |  | 0 | 0 | 0 | 0 | 0 | 0 | 0 | 0 | 0 | 0
|  | Scada Network Control And Protection Systems |  |  | 0 | 0 | 0 | 0 | 27.8836 | 366.3405 | 626.8433 | 0 | 1021.0674 | 1021.0674
|  | Other |  |  | 0 | 0 | 0 | 0 | 23.6325 | 310.4893 | 531.2765 | 0 | 865.3982 | 865.3982
|  | Total External Labour |  |  | 0 | 0 | 0 | 0 | 208.1438 | 2734.6388 | 4679.2255 | 0 | 7622.0081 | 7622.0081
|  | Total Direct - $ Mar 2017 |  |  | 2015-16 | 2016-17 | 2017-18 | 2018-19 | 2019-20 | 2020-21 | 2021-22 | 2022-23 | Total | 2017-22 Total
|  | Transmission Towers |  |  | 0 | 0 | 0 | 0 | 2.8996 | 37.9273 | 64.6064 | 0 | 105.4333 | 105.4333
|  | Transmission Tower Support Structures |  |  | 0 | 0 | 0 | 0 | 0 | 0 | 0 | 0 | 0 | 0
|  | Conductors |  |  | 0 | 0 | 0 | 0 | 2.8996 | 37.9273 | 64.6064 | 0 | 105.4333 | 105.4333
|  | Transmission Cables |  |  | 0 | 0 | 0 | 0 | 0 | 0 | 0 | 0 | 0 | 0
|  | Substation Switchbays |  |  | 0 | 0 | 0 | 0 | 167.6346 | 2192.7216 | 3735.1381 | 0 | 6095.4942 | 6095.4942
|  | Substation Power Transformers |  |  | 0 | 0 | 0 | 0 | 134.5933 | 1760.5299 | 2998.9317 | 0 | 4894.0549 | 4894.0549
|  | Substation Reactive Plant |  |  | 0 | 0 | 0 | 0 | 0 | 0 | 0 | 0 | 0 | 0
|  | Scada Network Control And Protection Systems |  |  | 0 | 0 | 0 | 0 | 54.8364 | 717.2798 | 1221.8328 | 0 | 1993.9491 | 1993.9491
|  | Other |  |  | 0 | 0 | 0 | 0 | 46.4762 | 607.9253 | 1035.5555 | 0 | 1689.957 | 1689.957
|  | Total Direct - $ Mar 2017 |  |  | 0 | 0 | 0 | 0 | 409.3396 | 5354.3113 | 9120.6709 | 0 | 14884.3218 | 14884.3218

## Proj_9
Go To: | Table of Contents
Master Inputs
|  | XB61 |  | Business case? | 0
| Project name | SVTS Redevelopment Stage 1
| Project category 1 | Network |  |  | Shaded cells = Inputs
| Project category 2 | Replacement - Major Station
| Regulatory classification | Prescribed
| Overhead Category | Repex_OHD |  | $000's | $000's | $000's | $000's | $000's | $000's | $000's | $000's | $000's | Project | 2017-22
|  |  |  | Prior | 2015-16 | 2016-17 | 2017-18 | 2018-19 | 2019-20 | 2020-21 | 2021-22 | 2022-23 | Total | Total | Check
| Project timing | Direct Expenditure (As incurred) - $ 2015/16 |  | 166.1534 | 0 | 369.7401 | 430.003 | 2579.689 | 5589.052 | 6878.732 | 5911.472 | 0 | 21924.8415 | 21388.948 | ok
| (excluding real cost escalators) | Assumed year commissioned (no BC) | bar: 2015-16 to 2022-23
|  | Direct Expenditure (As Commissioned) - $ 2015/16 |  | 0 | 0 | 0 | 0 | 0 | 9134.6375 | 6878.732 | 5911.472 | 0 | 21924.8415 | 21924.8415 | ok
| Asset class | Secondary |  | 13.06% | 13.06% | 13.06% | 13.06% | 13.06% | 13.06% | 13.06% | 13.06% | 13.06%
|  | Switchgear |  | 40.95% | 40.95% | 40.95% | 40.95% | 40.95% | 40.95% | 40.95% | 40.95% | 40.95%
|  | Transformers |  | 32.88% | 32.88% | 32.88% | 32.88% | 32.88% | 32.88% | 32.88% | 32.88% | 32.88%
|  | Reactive |  | 0% | bar: 2015-16 to 2022-23
|  | Lines and towers |  | 1.417% | 1.417% | 1.417% | 1.417% | 1.417% | 1.417% | 1.417% | 1.417% | 1.417%
|  | Establishment |  | 11.35% | 11.35% | 11.35% | 11.35% | 11.35% | 11.35% | 11.35% | 11.35% | 11.35%
|  | Communications |  | 0.333% | 0.333% | 0.333% | 0.333% | 0.333% | 0.333% | 0.333% | 0.333% | 0.333%
Non System
Land
Easements
|  |  | Total | 100% | 100% | 100% | 100% | 100% | 100% | 100% | 100% | 100%
| Input costs % | Labour - internal |  | 10% | 10% | 10% | 10% | 10% | 10% | 10% | 10% | 10%
|  | Labour - external |  | 50% | 50% | 50% | 50% | 50% | 50% | 50% | 50% | 50%
|  | Materials |  | 40% | 40% | 40% | 40% | 40% | 40% | 40% | 40% | 40%
|  |  | Total | 100% | 100% | 100% | 100% | 100% | 100% | 100% | 100% | 100%
Material Escalation
| (By Asset Class) | Secondary |  | 0 | 0 | 0 | 0 | 0 | 0 | 0 | 0 | 0 | 0 | 0
|  | Switchgear |  | 0 | 0 | 0 | 0 | 0 | 0 | 0 | 0 | 0 | 0 | 0
|  | Transformers |  | 0 | 0 | 0 | 0 | 0 | 0 | 0 | 0 | 0 | 0 | 0
|  | Reactive |  | 0 | 0 | 0 | 0 | 0 | 0 | 0 | 0 | 0 | 0 | 0
|  | Lines and towers |  | 0 | 0 | 0 | 0 | 0 | 0 | 0 | 0 | 0 | 0 | 0
|  | Establishment |  | 0 | 0 | 0 | 0 | 0 | 0 | 0 | 0 | 0 | 0 | 0
|  | Communications |  | 0 | 0 | 0 | 0 | 0 | 0 | 0 | 0 | 0 | 0 | 0
|  | Non System |  | 0 | 0 | 0 | 0 | 0 | 0 | 0 | 0 | 0 | 0 | 0
|  | Land |  | 0 | 0 | 0 | 0 | 0 | 0 | 0 | 0 | 0 | 0 | 0
|  | Easements |  | 0 | 0 | 0 | 0 | 0 | 0 | 0 | 0 | 0 | 0 | 0
|  | Total Material escalation |  | 0 | 0 | 0 | 0 | 0 | 0 | 0 | 0 | 0 | 0 | 0
| Labour Escalation | Internal Labour |  | 0 | 0 | 0.46268 | 0.88858 | 7.4635 | 20.9289 | 32.1453 | 33.256 | 0 | 95.145 | 94.6823
|  | External Labour |  | 0 | 0 | 1.9878 | 4.5664 | 41.1269 | 118.1564 | 184.4953 | 193.2766 | 0 | 543.6093 | 541.6215
|  | Total Labour Escalation |  | 0 | 0 | 2.4504 | 5.4549 | 48.5904 | 139.0853 | 216.6406 | 226.5326 | 0 | 638.7543 | 636.3039
|  | Total Escalation |  | 0 | 0 | 2.4504 | 5.4549 | 48.5904 | 139.0853 | 216.6406 | 226.5326 | 0 | 638.7543 | 636.3039
|  | Escalation factors |  | 0 | 0 | 0.0066275 | 0.012686 | 0.018836 | 0.024885 | 0.031494 | 0.038321 | 0 | 0.029134 | 0.029749
| Direct Expenditure (Escalated) | Total labour - internal |  | 16.8964 | 0 | 38.07 | 44.6314 | 269.9228 | 589.6434 | 732.1993 | 634.9664 | 0 | 2326.3297 | 2271.3632
| (as incurred) | Total labour - external |  | 84.4821 | 0 | 190.0189 | 223.2823 | 1353.4878 | 2961.9571 | 3685.1672 | 3202.2854 | 0 | 11700.6809 | 11426.1798
|  | Total materials |  | 67.5857 | 0 | 150.398 | 174.911 | 1049.3321 | 2273.4415 | 2798.0406 | 2404.5912 | 0 | 8918.3002 | 8700.3164
|  | Total Direct - As Incurred $ Mar 2017 |  | 168.9643 | 0 | 378.4869 | 442.8247 | 2672.7428 | 5825.0419 | 7215.4071 | 6241.843 | 0 | 22945.3107 | 22397.8595 | ok
| Capitalised Overheads | Overhead rate (applied to direct expenditure) |  | 8.008% | 5.944% | 7.259% | 8.819% | 12.03% | 13.05% | 11.79% | 11.1% | 11.36%
|  | Total overhead (as incurred) |  | 13.5309 | 0 | 27.4758 | 39.0512 | 321.53 | 760.0577 | 850.7716 | 693.0806 | 0 | 2705.4977 | 2664.491
|  | Total incl Overhead - As Incurred $ Mar 2017 |  | 182.4952 | 0 | 405.9627 | 481.8759 | 2994.2727 | 6585.0996 | 8066.1787 | 6934.9236 | 0 | 25650.8084 | 25062.3505
|  | Total overheads (As incurred) - Cumulative |  | 13.5309 | 13.5309 | 41.0067 | 80.0579 | 401.5879 | 1161.6456 | 2012.4172 | 2705.4977 | 2705.4977
|  | Labour & Material Escalation - Cumulative |  | 0 | 0 | 2.4504 | 7.9054 | 56.4958 | 195.5811 | 412.2217 | 638.7543 | 638.7543
Expenditure By Asset Class - As Incurred
| Asset class breakdown | Secondary |  | 23.8399 | 0 | 53.0322 | 62.949 | 391.1514 | 860.2325 | 1053.7106 | 905.9311 | 0 | 3350.8467 | 3273.9746
| (fully absorbed) | Switchgear |  | 74.7363 | 0 | 166.2517 | 197.34 | 1226.228 | 2696.7595 | 3303.2977 | 2840.021 | 0 | 10504.6342 | 10263.6462
| (as incurred) | Transformers |  | 60.0055 | 0 | 133.483 | 158.4437 | 984.535 | 2165.2205 | 2652.2083 | 2280.2448 | 0 | 8434.1408 | 8240.6523
|  | Reactive |  | 0 | 0 | 0 | 0 | 0 | 0 | 0 | 0 | 0 | 0 | 0
|  | Lines and towers |  | 2.5854 | 0 | 5.7513 | 6.8267 | 42.4199 | 93.2913 | 114.2737 | 98.2472 | 0 | 363.3956 | 355.0589
|  | Establishment |  | 20.7204 | 0 | 46.0928 | 54.7119 | 339.9679 | 747.6683 | 915.8291 | 787.3871 | 0 | 2912.3774 | 2845.5643
|  | Communications |  | 0.60768 | 0 | 1.3518 | 1.6046 | 9.9705 | 21.9275 | 26.8593 | 23.0923 | 0 | 85.4137 | 83.4542
|  | Non System |  | 0 | 0 | 0 | 0 | 0 | 0 | 0 | 0 | 0 | 0 | 0
|  | Land |  | 0 | 0 | 0 | 0 | 0 | 0 | 0 | 0 | 0 | 0 | 0
|  | Easements |  | 0 | 0 | 0 | 0 | 0 | 0 | 0 | 0 | 0 | 0 | 0
|  | Total incl Overhead - As Incurred $ Mar 2017 |  | 182.4952 | 0 | 405.9627 | 481.8759 | 2994.2727 | 6585.0996 | 8066.1787 | 6934.9236 | 0 | 25650.8084 | 25062.3505
|  |  | Check | 0 | 0 | 0 | 0 | 0 | 0 | 0 | 0 | 0 | 0 | 0
| As Commissioned Capex | Direct Expenditure (As Commissioned) - $ 2015/16 |  | 0 | 0 | 0 | 0 | 0 | 9134.6375 | 6878.732 | 5911.472 | 0 | 21924.8415 | 21924.8415
|  | Labour & Material Escalation - $ 2015/16 |  | 0 | 0 | 0 | 0 | 0 | 195.5811 | 216.6406 | 226.5326 | 0 | 638.7543 | 638.7543
|  | Total Direct Expenditure - $ 2015/16 |  | 0 | 0 | 0 | 0 | 0 | 9330.2185 | 7095.3726 | 6138.0046 | 0 | 22563.5958 | 22563.5958
|  | Total Direct Expenditure - $ Mar 2017 |  | 0 | 0 | 0 | 0 | 0 | 9488.0606 | 7215.4071 | 6241.843 | 0 | 22945.3107 | 22945.3107
|  | Total overheads (As Commissioned) |  | 0 | 0 | 0 | 0 | 0 | 1161.6456 | 850.7716 | 693.0806 | 0 | 2705.4977 | 2705.4977
|  | Total incl Overhead - As commissioned $ Mar 2017 |  | 0 | 0 | 0 | 0 | 0 | 10649.7062 | 8066.1787 | 6934.9236 | 0 | 25650.8084 | 25650.8084
|  | Total overheads (As Comm) - Cumulative |  | 0 | 0 | 0 | 0 | 0 | 1161.6456 | 2012.4172 | 2705.4977 | 2705.4977
|  | Total real cost escalation (As Comm) - Cumulative |  | 0 | 0 | 0 | 0 | 0 | 195.5811 | 412.2217 | 638.7543 | 638.7543
Expenditure By Asset Class - As Commissioned
| Asset class breakdown | Secondary |  | 0 | 0 | 0 | 0 | 0 | 1391.205 | 1053.7106 | 905.9311 | 0 | 3350.8467 | 3350.8467
| (fully absorbed) | Switchgear |  | 0 | 0 | 0 | 0 | 0 | 4361.3155 | 3303.2977 | 2840.021 | 0 | 10504.6342 | 10504.6342
| (as commissioned) | Transformers |  | 0 | 0 | 0 | 0 | 0 | 3501.6877 | 2652.2083 | 2280.2448 | 0 | 8434.1408 | 8434.1408
|  | Reactive |  | 0 | 0 | 0 | 0 | 0 | 0 | 0 | 0 | 0 | 0 | 0
|  | Lines and towers |  | 0 | 0 | 0 | 0 | 0 | 150.8746 | 114.2737 | 98.2472 | 0 | 363.3956 | 363.3956
|  | Establishment |  | 0 | 0 | 0 | 0 | 0 | 1209.1613 | 915.8291 | 787.3871 | 0 | 2912.3774 | 2912.3774
|  | Communications |  | 0 | 0 | 0 | 0 | 0 | 35.4621 | 26.8593 | 23.0923 | 0 | 85.4137 | 85.4137
|  | Non System |  | 0 | 0 | 0 | 0 | 0 | 0 | 0 | 0 | 0 | 0 | 0
|  | Land |  | 0 | 0 | 0 | 0 | 0 | 0 | 0 | 0 | 0 | 0 | 0
|  | Easements |  | 0 | 0 | 0 | 0 | 0 | 0 | 0 | 0 | 0 | 0 | 0
|  | Total incl Overhead - As commissioned $ Mar 2017 |  | 0 | 0 | 0 | 0 | 0 | 10649.7062 | 8066.1787 | 6934.9236 | 0 | 25650.8084 | 25650.8084
|  |  | Check | 0 | 0 | 0 | 0 | 0 | 0 | 0 | 0 | 0 | 0 | 0
0
| Expenditure splits for RIN |  |  |  | 2015-16 | 2016-17 | 2017-18 | 2018-19 | 2019-20 | 2020-21 | 2021-22 | 2022-23
| Repex Category | Transmission Towers |  |  | 0.7084% | 0.7084% | 0.7084% | 0.7084% | 0.7084% | 0.7084% | 0.7084% | 0.7084%
Transmission Tower Support Structures | bar: 2015-16 to 2022-23
|  | Conductors |  |  | 0.7084% | 0.7084% | 0.7084% | 0.7084% | 0.7084% | 0.7084% | 0.7084% | 0.7084%
Transmission Cables | bar: 2015-16 to 2022-23
|  | Substation Switchbays |  |  | 40.95% | 40.95% | 40.95% | 40.95% | 40.95% | 40.95% | 40.95% | 40.95%
|  | Substation Power Transformers |  |  | 32.88% | 32.88% | 32.88% | 32.88% | 32.88% | 32.88% | 32.88% | 32.88%
Substation Reactive Plant | bar: 2015-16 to 2022-23
|  | Scada Network Control And Protection Systems |  |  | 13.4% | 13.4% | 13.4% | 13.4% | 13.4% | 13.4% | 13.4% | 13.4%
|  | Other |  |  | 11.35% | 11.35% | 11.35% | 11.35% | 11.35% | 11.35% | 11.35% | 11.35%
|  | Total |  |  | 100% | 100% | 100% | 100% | 100% | 100% | 100% | 100%
| Direct Expenditures | Materials - $ Mar 2017 |  |  | 2015-16 | 2016-17 | 2017-18 | 2018-19 | 2019-20 | 2020-21 | 2021-22 | 2022-23 | Total | 2017-22 Total
| (As Incurred) | Transmission Towers |  |  | 0 | 1.0653 | 1.239 | 7.433 | 16.1039 | 19.82 | 17.033 | 0 | 62.6941 | 61.6288
|  | Transmission Tower Support Structures |  |  | 0 | 0 | 0 | 0 | 0 | 0 | 0 | 0 | 0 | 0
|  | Conductors |  |  | 0 | 1.0653 | 1.239 | 7.433 | 16.1039 | 19.82 | 17.033 | 0 | 62.6941 | 61.6288
|  | Transmission Cables |  |  | 0 | 0 | 0 | 0 | 0 | 0 | 0 | 0 | 0 | 0
|  | Substation Switchbays |  |  | 0 | 61.5917 | 71.6303 | 429.7272 | 931.0299 | 1145.8661 | 984.739 | 0 | 3624.5843 | 3562.9926
|  | Substation Power Transformers |  |  | 0 | 49.4518 | 57.5118 | 345.0267 | 747.5213 | 920.0127 | 790.6441 | 0 | 2910.1684 | 2860.7166
|  | Substation Reactive Plant |  |  | 0 | 0 | 0 | 0 | 0 | 0 | 0 | 0 | 0 | 0
|  | Scada Network Control And Protection Systems |  |  | 0 | 20.1478 | 23.4316 | 140.5717 | 304.5571 | 374.834 | 322.1264 | 0 | 1185.6687 | 1165.5209
|  | Other |  |  | 0 | 17.0761 | 19.8593 | 119.1405 | 258.1252 | 317.6879 | 273.0159 | 0 | 1004.9048 | 987.8287
|  | Total Materials |  |  | 0 | 150.398 | 174.911 | 1049.3321 | 2273.4415 | 2798.0406 | 2404.5912 | 0 | 8850.7145 | 8700.3164
|  | Labour (Internal) - $ Mar 2017 |  |  | 2015-16 | 2016-17 | 2017-18 | 2018-19 | 2019-20 | 2020-21 | 2021-22 | 2022-23 | Total | 2017-22 Total
|  | Transmission Towers |  |  | 0 | 0.26967 | 0.31615 | 1.912 | 4.1767 | 5.1865 | 4.4978 | 0 | 16.3589 | 16.0892
|  | Transmission Tower Support Structures |  |  | 0 | 0 | 0 | 0 | 0 | 0 | 0 | 0 | 0 | 0
|  | Conductors |  |  | 0 | 0.26967 | 0.31615 | 1.912 | 4.1767 | 5.1865 | 4.4978 | 0 | 16.3589 | 16.0892
|  | Transmission Cables |  |  | 0 | 0 | 0 | 0 | 0 | 0 | 0 | 0 | 0 | 0
|  | Substation Switchbays |  |  | 0 | 15.5906 | 18.2776 | 110.54 | 241.4734 | 299.8535 | 260.0343 | 0 | 945.7695 | 930.1789
|  | Substation Power Transformers |  |  | 0 | 12.5177 | 14.6751 | 88.7523 | 193.8783 | 240.7515 | 208.7808 | 0 | 759.3556 | 746.838
|  | Substation Reactive Plant |  |  | 0 | 0 | 0 | 0 | 0 | 0 | 0 | 0 | 0 | 0
|  | Scada Network Control And Protection Systems |  |  | 0 | 5.1 | 5.979 | 36.1597 | 78.9904 | 98.0876 | 85.062 | 0 | 309.3787 | 304.2787
|  | Other |  |  | 0 | 4.3224 | 5.0674 | 30.6469 | 66.9478 | 83.1335 | 72.0937 | 0 | 262.2117 | 257.8892
|  | Total Internal Labour |  |  | 0 | 38.07 | 44.6314 | 269.9228 | 589.6434 | 732.1993 | 634.9664 | 0 | 2309.4332 | 2271.3632
|  | Labour (External) - $ Mar 2017 |  |  | 2015-16 | 2016-17 | 2017-18 | 2018-19 | 2019-20 | 2020-21 | 2021-22 | 2022-23 | Total | 2017-22 Total
|  | Transmission Towers |  |  | 0 | 1.346 | 1.5816 | 9.5874 | 20.9811 | 26.1039 | 22.6834 | 0 | 82.2835 | 80.9375
|  | Transmission Tower Support Structures |  |  | 0 | 0 | 0 | 0 | 0 | 0 | 0 | 0 | 0 | 0
|  | Conductors |  |  | 0 | 1.346 | 1.5816 | 9.5874 | 20.9811 | 26.1039 | 22.6834 | 0 | 82.2835 | 80.9375
|  | Transmission Cables |  |  | 0 | 0 | 0 | 0 | 0 | 0 | 0 | 0 | 0 | 0
|  | Substation Switchbays |  |  | 0 | 77.8174 | 91.4396 | 554.2864 | 1212.994 | 1509.1662 | 1311.4143 | 0 | 4757.1178 | 4679.3004
|  | Substation Power Transformers |  |  | 0 | 62.4794 | 73.4166 | 445.035 | 973.9094 | 1211.7053 | 1052.9308 | 0 | 3819.4763 | 3756.997
|  | Substation Reactive Plant |  |  | 0 | 0 | 0 | 0 | 0 | 0 | 0 | 0 | 0 | 0
|  | Scada Network Control And Protection Systems |  |  | 0 | 25.4555 | 29.9116 | 181.3173 | 396.7928 | 493.6762 | 428.9879 | 0 | 1556.1413 | 1530.6858
|  | Other |  |  | 0 | 21.5746 | 25.3513 | 153.6742 | 336.2988 | 418.4117 | 363.5856 | 0 | 1318.8963 | 1297.3216
|  | Total External Labour |  |  | 0 | 190.0189 | 223.2823 | 1353.4878 | 2961.9571 | 3685.1672 | 3202.2854 | 0 | 11616.1987 | 11426.1798
|  | Total Direct - $ Mar 2017 |  |  | 2015-16 | 2016-17 | 2017-18 | 2018-19 | 2019-20 | 2020-21 | 2021-22 | 2022-23 | Total | 2017-22 Total
|  | Transmission Towers |  |  | 0 | 2.681 | 3.1368 | 18.9324 | 41.2618 | 51.1104 | 44.2142 | 0 | 161.3365 | 158.6555
|  | Transmission Tower Support Structures |  |  | 0 | 0 | 0 | 0 | 0 | 0 | 0 | 0 | 0 | 0
|  | Conductors |  |  | 0 | 2.681 | 3.1368 | 18.9324 | 41.2618 | 51.1104 | 44.2142 | 0 | 161.3365 | 158.6555
|  | Transmission Cables |  |  | 0 | 0 | 0 | 0 | 0 | 0 | 0 | 0 | 0 | 0
|  | Substation Switchbays |  |  | 0 | 154.9997 | 181.3476 | 1094.5536 | 2385.4973 | 2954.8859 | 2556.1876 | 0 | 9327.4716 | 9172.4719
|  | Substation Power Transformers |  |  | 0 | 124.4488 | 145.6034 | 878.814 | 1915.309 | 2372.4695 | 2052.3557 | 0 | 7489.0003 | 7364.5516
|  | Substation Reactive Plant |  |  | 0 | 0 | 0 | 0 | 0 | 0 | 0 | 0 | 0 | 0
|  | Scada Network Control And Protection Systems |  |  | 0 | 50.7033 | 59.3221 | 358.0488 | 780.3403 | 966.5979 | 836.1763 | 0 | 3051.1887 | 3000.4854
|  | Other |  |  | 0 | 42.9732 | 50.2781 | 303.4616 | 661.3718 | 819.233 | 708.6951 | 0 | 2586.0128 | 2543.0396
|  | Total Direct - $ Mar 2017 |  |  | 0 | 378.4869 | 442.8247 | 2672.7428 | 5825.0419 | 7215.4071 | 6241.843 | 0 | 22776.3465 | 22397.8595

## Proj_10
Go To: | Table of Contents
Master Inputs
|  | XA14 |  | Business case? | Yes
| Project name | WMTS Redevelopment
| Project category 1 | Network |  |  | Shaded cells = Inputs
| Project category 2 | Replacement - Major Station CBD
| Regulatory classification | Prescribed
| Overhead Category | Repex_OHD |  | $000's | $000's | $000's | $000's | $000's | $000's | $000's | $000's | $000's | Project | 2017-22
|  |  |  | Prior | 2015-16 | 2016-17 | 2017-18 | 2018-19 | 2019-20 | 2020-21 | 2021-22 | 2022-23 | Total | Total | Check
| Project timing | Direct Expenditure (As incurred) - $ 2015/16 |  | 9537.7518 | 1415.3891 | 7285.5183 | 11361.44 | 11911.424 | 14141.28 | 8704 | 3888.512 | 0 | 68245.3153 | 50006.656 | ok
| (excluding real cost escalators) | Assumed year commissioned (no BC)
|  | Direct Expenditure (As Commissioned) - $ 2015/16 |  | 0 | 0 | 0 | 13504.2715 | 17825.6383 | 22687.176 | 9834.6151 | 4393.6143 | 0 | 68245.3153 | 68245.3153 | ok
| Asset class | Secondary |  | 8.545% | 8.545% | 8.545% | 8.545% | 8.545% | 8.545% | 8.545% | 8.545% | 8.545%
|  | Switchgear |  | 49.85% | 49.85% | 49.85% | 49.85% | 49.85% | 49.85% | 49.85% | 49.85% | 49.85%
|  | Transformers |  | 16.1% | 16.1% | 16.1% | 16.1% | 16.1% | 16.1% | 16.1% | 16.1% | 16.1%
|  | Reactive |  | 0% | bar: 2015-16 to 2022-23
|  | Lines and towers |  | 0% | bar: 2015-16 to 2022-23
|  | Establishment |  | 25.51% | 25.51% | 25.51% | 25.51% | 25.51% | 25.51% | 25.51% | 25.51% | 25.51%
|  | Communications |  | 0% | bar: 2015-16 to 2022-23
Non System
Land
Easements
|  |  | Total | 100% | 100% | 100% | 100% | 100% | 100% | 100% | 100% | 100%
| Input costs % | Labour - internal |  | 10% | 10% | 10% | 10% | 10% | 10% | 10% | 10% | 10%
|  | Labour - external |  | 50% | 50% | 50% | 50% | 50% | 50% | 50% | 50% | 50%
|  | Materials |  | 40% | 40% | 40% | 40% | 40% | 40% | 40% | 40% | 40%
|  |  | Total | 100% | 100% | 100% | 100% | 100% | 100% | 100% | 100% | 100%
Material Escalation
| (By Asset Class) | Secondary |  | 0 | 0 | 0 | 0 | 0 | 0 | 0 | 0 | 0 | 0 | 0
|  | Switchgear |  | 0 | 0 | 0 | 0 | 0 | 0 | 0 | 0 | 0 | 0 | 0
|  | Transformers |  | 0 | 0 | 0 | 0 | 0 | 0 | 0 | 0 | 0 | 0 | 0
|  | Reactive |  | 0 | 0 | 0 | 0 | 0 | 0 | 0 | 0 | 0 | 0 | 0
|  | Lines and towers |  | 0 | 0 | 0 | 0 | 0 | 0 | 0 | 0 | 0 | 0 | 0
|  | Establishment |  | 0 | 0 | 0 | 0 | 0 | 0 | 0 | 0 | 0 | 0 | 0
|  | Communications |  | 0 | 0 | 0 | 0 | 0 | 0 | 0 | 0 | 0 | 0 | 0
|  | Non System |  | 0 | 0 | 0 | 0 | 0 | 0 | 0 | 0 | 0 | 0 | 0
|  | Land |  | 0 | 0 | 0 | 0 | 0 | 0 | 0 | 0 | 0 | 0 | 0
|  | Easements |  | 0 | 0 | 0 | 0 | 0 | 0 | 0 | 0 | 0 | 0 | 0
|  | Total Material escalation |  | 0 | 0 | 0 | 0 | 0 | 0 | 0 | 0 | 0 | 0 | 0
| Labour Escalation | Internal Labour |  | 0 | 0.83154 | 9.1169 | 23.4779 | 34.462 | 52.9539 | 40.6751 | 21.8755 | 0 | 183.3927 | 173.4443
|  | External Labour |  | 0 | 2.9015 | 39.1675 | 120.6512 | 189.8987 | 298.9564 | 233.451 | 127.1356 | 0 | 1012.1619 | 970.0928
|  | Total Labour Escalation |  | 0 | 3.7331 | 48.2845 | 144.1291 | 224.3607 | 351.9102 | 274.1261 | 149.0111 | 0 | 1195.5547 | 1143.5371
|  | Total Escalation |  | 0 | 3.7331 | 48.2845 | 144.1291 | 224.3607 | 351.9102 | 274.1261 | 149.0111 | 0 | 1195.5547 | 1143.5371
|  | Escalation factors |  | 0 | 0.0026375 | 0.0066275 | 0.012686 | 0.018836 | 0.024885 | 0.031494 | 0.038321 | 0 | 0.017518 | 0.022868
| Direct Expenditure (Escalated) | Total labour - internal |  | 969.9105 | 144.779 | 750.1481 | 1179.2395 | 1246.3383 | 1491.9009 | 926.488 | 417.6751 | 0 | 7126.4794 | 5261.6418
| (as incurred) | Total labour - external |  | 4849.5524 | 722.6175 | 3744.2149 | 5899.5147 | 6249.5777 | 7494.27 | 4663.0244 | 2106.4339 | 0 | 35729.2056 | 26412.8208
|  | Total materials |  | 3879.6419 | 575.7335 | 2963.5078 | 4621.4579 | 4845.1732 | 5752.2049 | 3540.4992 | 1581.718 | 0 | 27759.9365 | 20341.0533
|  | Total Direct - As Incurred $ Mar 2017 |  | 9699.1048 | 1443.1299 | 7457.8708 | 11700.2121 | 12341.0893 | 14738.3758 | 9130.0117 | 4105.827 | 0 | 70615.6215 | 52015.5159 | ok
| Capitalised Overheads | Overhead rate (applied to direct expenditure) |  | 8.008% | 5.944% | 7.259% | 8.819% | 12.03% | 13.05% | 11.79% | 11.1% | 11.36%
|  | Total overhead (as incurred) |  | 776.721 | 85.7865 | 541.3943 | 1031.8023 | 1484.6286 | 1923.0789 | 1076.5234 | 455.902 | 0 | 7375.8371 | 5971.9352
|  | Total incl Overhead - As Incurred $ Mar 2017 |  | 10475.8258 | 1528.9165 | 7999.2652 | 12732.0145 | 13825.7179 | 16661.4547 | 10206.5351 | 4561.7291 | 0 | 77991.4586 | 57987.4511
|  | Total overheads (As incurred) - Cumulative |  | 776.721 | 862.5075 | 1403.9019 | 2435.7042 | 3920.3327 | 5843.4117 | 6919.9351 | 7375.8371 | 7375.8371
|  | Labour & Material Escalation - Cumulative |  | 0 | 3.7331 | 52.0176 | 196.1466 | 420.5073 | 772.4175 | 1046.5436 | 1195.5547 | 1195.5547
Expenditure By Asset Class - As Incurred
| Asset class breakdown | Secondary |  | 895.1076 | 130.6384 | 683.4977 | 1087.8877 | 1181.3393 | 1423.639 | 872.098 | 389.7772 | 0 | 6663.9849 | 4954.7412
| (fully absorbed) | Switchgear |  | 5222.2884 | 762.1779 | 3987.7019 | 6347.0177 | 6892.2382 | 8305.8772 | 5088.0447 | 2274.0608 | 0 | 38879.4069 | 28907.2387
| (as incurred) | Transformers |  | 1686.1453 | 246.088 | 1287.5284 | 2049.2921 | 2225.33 | 2681.7584 | 1642.8014 | 734.2369 | 0 | 12553.1807 | 9333.4189
|  | Reactive |  | 0 | 0 | 0 | 0 | 0 | 0 | 0 | 0 | 0 | 0 | 0
|  | Lines and towers |  | 0 | 0 | 0 | 0 | 0 | 0 | 0 | 0 | 0 | 0 | 0
|  | Establishment |  | 2672.2844 | 390.0122 | 2040.5372 | 3247.8169 | 3526.8103 | 4250.1801 | 2603.5909 | 1163.6541 | 0 | 19894.8862 | 14792.0524
|  | Communications |  | 0 | 0 | 0 | 0 | 0 | 0 | 0 | 0 | 0 | 0 | 0
|  | Non System |  | 0 | 0 | 0 | 0 | 0 | 0 | 0 | 0 | 0 | 0 | 0
|  | Land |  | 0 | 0 | 0 | 0 | 0 | 0 | 0 | 0 | 0 | 0 | 0
|  | Easements |  | 0 | 0 | 0 | 0 | 0 | 0 | 0 | 0 | 0 | 0 | 0
|  | Total incl Overhead - As Incurred $ Mar 2017 |  | 10475.8258 | 1528.9165 | 7999.2652 | 12732.0145 | 13825.7179 | 16661.4547 | 10206.5351 | 4561.7291 | 0 | 77991.4586 | 57987.4512
|  |  | Check | 1.0476e-05 | 1.5289e-06 | 7.9993e-06 | 1.2732e-05 | 1.3826e-05 | 1.6661e-05 | 1.0207e-05 | 4.5617e-06 | 0 | 7.7991e-05 | 5.7987e-05
| As Commissioned Capex | Direct Expenditure (As Commissioned) - $ 2015/16 |  | 0 | 0 | 0 | 13504.2715 | 17825.6383 | 22687.176 | 9834.6151 | 4393.6143 | 0 | 68245.3153 | 68245.3153
|  | Labour & Material Escalation - $ 2015/16 |  | 0 | 0 | 0 | 196.1466 | 121.222 | 432.3464 | 288.6148 | 157.2248 | 0 | 1195.5547 | 1195.5547
|  | Total Direct Expenditure - $ 2015/16 |  | 0 | 0 | 0 | 13700.4181 | 17946.8603 | 23119.5224 | 10123.2299 | 4550.8391 | 0 | 69440.8699 | 69440.8699
|  | Total Direct Expenditure - $ Mar 2017 |  | 0 | 0 | 0 | 13932.1921 | 18250.4726 | 23510.6422 | 10294.4876 | 4627.827 | 0 | 70615.6215 | 70615.6215
|  | Total overheads (As Commissioned) |  | 0 | 0 | 0 | 1119.9453 | 1838.8397 | 2712.8803 | 1193.9589 | 510.2129 | 0 | 7375.8371 | 7375.8371
|  | Total incl Overhead - As commissioned $ Mar 2017 |  | 0 | 0 | 0 | 15052.1374 | 20089.3123 | 26223.5224 | 11488.4465 | 5138.0399 | 0 | 77991.4586 | 77991.4586
|  | Total overheads (As Comm) - Cumulative |  | 0 | 0 | 0 | 1119.9453 | 2958.785 | 5671.6652 | 6865.6242 | 7375.8371 | 7375.8371
|  | Total real cost escalation (As Comm) - Cumulative |  | 0 | 0 | 0 | 196.1466 | 317.3686 | 749.715 | 1038.3298 | 1195.5547 | 1195.5547
Expenditure By Asset Class - As Commissioned
| Asset class breakdown | Secondary |  | 0 | 0 | 0 | 1286.1308 | 1716.5325 | 2240.6705 | 981.631 | 439.0201 | 0 | 6663.9849 | 6663.9849
| (fully absorbed) | Switchgear |  | 0 | 0 | 0 | 7503.6188 | 10014.6934 | 13072.6495 | 5727.0885 | 2561.3567 | 0 | 38879.4069 | 38879.4069
| (as commissioned) | Transformers |  | 0 | 0 | 0 | 2422.7294 | 3233.4921 | 4220.8291 | 1849.1326 | 826.9975 | 0 | 12553.1807 | 12553.1807
|  | Reactive |  | 0 | 0 | 0 | 0 | 0 | 0 | 0 | 0 | 0 | 0 | 0
|  | Lines and towers |  | 0 | 0 | 0 | 0 | 0 | 0 | 0 | 0 | 0 | 0 | 0
|  | Establishment |  | 0 | 0 | 0 | 3839.6584 | 5124.5943 | 6689.3735 | 2930.5945 | 1310.6656 | 0 | 19894.8862 | 19894.8862
|  | Communications |  | 0 | 0 | 0 | 0 | 0 | 0 | 0 | 0 | 0 | 0 | 0
|  | Non System |  | 0 | 0 | 0 | 0 | 0 | 0 | 0 | 0 | 0 | 0 | 0
|  | Land |  | 0 | 0 | 0 | 0 | 0 | 0 | 0 | 0 | 0 | 0 | 0
|  | Easements |  | 0 | 0 | 0 | 0 | 0 | 0 | 0 | 0 | 0 | 0 | 0
|  | Total incl Overhead - As commissioned $ Mar 2017 |  | 0 | 0 | 0 | 15052.1374 | 20089.3123 | 26223.5225 | 11488.4465 | 5138.04 | 0 | 77991.4587 | 77991.4587
|  |  | Check | 0 | 0 | 0 | 3.0104e-05 | 4.0179e-05 | 5.2447e-05 | 2.2977e-05 | 1.0276e-05 | 0 | 0.00015598 | 0.00015598
7.7991e-05
| Expenditure splits for RIN |  |  |  | 2015-16 | 2016-17 | 2017-18 | 2018-19 | 2019-20 | 2020-21 | 2021-22 | 2022-23
| Repex Category | Transmission Towers | bar: 2015-16 to 2022-23
Transmission Tower Support Structures | bar: 2015-16 to 2022-23
Conductors | bar: 2015-16 to 2022-23
Transmission Cables | bar: 2015-16 to 2022-23
|  | Substation Switchbays |  |  | 49.85% | 49.85% | 49.85% | 49.85% | 49.85% | 49.85% | 49.85% | 49.85%
|  | Substation Power Transformers |  |  | 16.1% | 16.1% | 16.1% | 16.1% | 16.1% | 16.1% | 16.1% | 16.1%
Substation Reactive Plant | bar: 2015-16 to 2022-23
|  | Scada Network Control And Protection Systems |  |  | 8.545% | 8.545% | 8.545% | 8.545% | 8.545% | 8.545% | 8.545% | 8.545%
|  | Other |  |  | 25.51% | 25.51% | 25.51% | 25.51% | 25.51% | 25.51% | 25.51% | 25.51%
|  | Total |  |  | 100% | 100% | 100% | 100% | 100% | 100% | 100% | 100%
| Direct Expenditures | Materials - $ Mar 2017 |  |  | 2015-16 | 2016-17 | 2017-18 | 2018-19 | 2019-20 | 2020-21 | 2021-22 | 2022-23 | Total | 2017-22 Total
| (As Incurred) | Transmission Towers |  |  | 0 | 0 | 0 | 0 | 0 | 0 | 0 | 0 | 0 | 0
|  | Transmission Tower Support Structures |  |  | 0 | 0 | 0 | 0 | 0 | 0 | 0 | 0 | 0 | 0
|  | Conductors |  |  | 0 | 0 | 0 | 0 | 0 | 0 | 0 | 0 | 0 | 0
|  | Transmission Cables |  |  | 0 | 0 | 0 | 0 | 0 | 0 | 0 | 0 | 0 | 0
|  | Substation Switchbays |  |  | 287.008 | 1477.3339 | 2303.8362 | 2415.3602 | 2867.5232 | 1764.9691 | 788.4999 | 0 | 11904.5304 | 10140.1885
|  | Substation Power Transformers |  |  | 92.6677 | 476.9939 | 743.8506 | 779.8589 | 925.851 | 569.864 | 254.5868 | 0 | 3843.6729 | 3274.0113
|  | Substation Reactive Plant |  |  | 0 | 0 | 0 | 0 | 0 | 0 | 0 | 0 | 0 | 0
|  | Scada Network Control And Protection Systems |  |  | 49.1936 | 253.2171 | 394.8807 | 413.9961 | 491.4975 | 302.5182 | 135.15 | 0 | 2040.4532 | 1738.0425
|  | Other |  |  | 146.8642 | 755.9629 | 1178.8904 | 1235.958 | 1467.3333 | 903.148 | 403.4814 | 0 | 6091.6381 | 5188.811
|  | Total Materials |  |  | 575.7335 | 2963.5078 | 4621.4579 | 4845.1732 | 5752.2049 | 3540.4993 | 1581.718 | 0 | 23880.2946 | 20341.0533
|  | Labour (Internal) - $ Mar 2017 |  |  | 2015-16 | 2016-17 | 2017-18 | 2018-19 | 2019-20 | 2020-21 | 2021-22 | 2022-23 | Total | 2017-22 Total
|  | Transmission Towers |  |  | 0 | 0 | 0 | 0 | 0 | 0 | 0 | 0 | 0 | 0
|  | Transmission Tower Support Structures |  |  | 0 | 0 | 0 | 0 | 0 | 0 | 0 | 0 | 0 | 0
|  | Conductors |  |  | 0 | 0 | 0 | 0 | 0 | 0 | 0 | 0 | 0 | 0
|  | Transmission Cables |  |  | 0 | 0 | 0 | 0 | 0 | 0 | 0 | 0 | 0 | 0
|  | Substation Switchbays |  |  | 72.1736 | 373.9552 | 587.861 | 621.3103 | 743.7253 | 461.8622 | 208.2146 | 0 | 3069.1021 | 2622.9733
|  | Substation Power Transformers |  |  | 23.303 | 120.7407 | 189.8055 | 200.6054 | 240.1302 | 149.1237 | 67.2272 | 0 | 990.9357 | 846.892
|  | Substation Reactive Plant |  |  | 0 | 0 | 0 | 0 | 0 | 0 | 0 | 0 | 0 | 0
|  | Scada Network Control And Protection Systems |  |  | 12.3706 | 64.0965 | 100.7602 | 106.4935 | 127.4756 | 79.1638 | 35.6883 | 0 | 526.0484 | 449.5813
|  | Other |  |  | 36.9318 | 191.3557 | 300.8129 | 317.9292 | 380.5699 | 236.3384 | 106.545 | 0 | 1570.4827 | 1342.1952
|  | Total Internal Labour |  |  | 144.779 | 750.1481 | 1179.2395 | 1246.3383 | 1491.9009 | 926.488 | 417.6751 | 0 | 6156.5689 | 5261.6418
|  | Labour (External) - $ Mar 2017 |  |  | 2015-16 | 2016-17 | 2017-18 | 2018-19 | 2019-20 | 2020-21 | 2021-22 | 2022-23 | Total | 2017-22 Total
|  | Transmission Towers |  |  | 0 | 0 | 0 | 0 | 0 | 0 | 0 | 0 | 0 | 0
|  | Transmission Tower Support Structures |  |  | 0 | 0 | 0 | 0 | 0 | 0 | 0 | 0 | 0 | 0
|  | Conductors |  |  | 0 | 0 | 0 | 0 | 0 | 0 | 0 | 0 | 0 | 0
|  | Transmission Cables |  |  | 0 | 0 | 0 | 0 | 0 | 0 | 0 | 0 | 0 | 0
|  | Substation Switchbays |  |  | 360.231 | 1866.523 | 2940.9584 | 3115.4678 | 3735.9575 | 2324.5574 | 1050.0753 | 0 | 15393.7703 | 13167.0163
|  | Substation Power Transformers |  |  | 116.3095 | 602.6533 | 949.5613 | 1005.906 | 1206.2465 | 750.541 | 339.0428 | 0 | 4970.2605 | 4251.2978
|  | Substation Reactive Plant |  |  | 0 | 0 | 0 | 0 | 0 | 0 | 0 | 0 | 0 | 0
|  | Scada Network Control And Protection Systems |  |  | 61.7441 | 319.9247 | 504.0844 | 533.9955 | 640.3483 | 398.4324 | 179.9844 | 0 | 2638.5138 | 2256.8451
|  | Other |  |  | 184.3329 | 955.1139 | 1504.9106 | 1594.2084 | 1911.7177 | 1189.4936 | 537.3314 | 0 | 7877.1085 | 6737.6617
|  | Total External Labour |  |  | 722.6175 | 3744.2149 | 5899.5147 | 6249.5778 | 7494.27 | 4663.0245 | 2106.4339 | 0 | 30879.6532 | 26412.8208
|  | Total Direct - $ Mar 2017 |  |  | 2015-16 | 2016-17 | 2017-18 | 2018-19 | 2019-20 | 2020-21 | 2021-22 | 2022-23 | Total | 2017-22 Total
|  | Transmission Towers |  |  | 0 | 0 | 0 | 0 | 0 | 0 | 0 | 0 | 0 | 0
|  | Transmission Tower Support Structures |  |  | 0 | 0 | 0 | 0 | 0 | 0 | 0 | 0 | 0 | 0
|  | Conductors |  |  | 0 | 0 | 0 | 0 | 0 | 0 | 0 | 0 | 0 | 0
|  | Transmission Cables |  |  | 0 | 0 | 0 | 0 | 0 | 0 | 0 | 0 | 0 | 0
|  | Substation Switchbays |  |  | 719.4126 | 3717.8122 | 5832.6555 | 6152.1382 | 7347.206 | 4551.3886 | 2046.7898 | 0 | 30367.4028 | 25930.1781
|  | Substation Power Transformers |  |  | 232.2802 | 1200.3879 | 1883.2175 | 1986.3704 | 2372.2277 | 1469.5287 | 660.8568 | 0 | 9804.8691 | 8372.2011
|  | Substation Reactive Plant |  |  | 0 | 0 | 0 | 0 | 0 | 0 | 0 | 0 | 0 | 0
|  | Scada Network Control And Protection Systems |  |  | 123.3083 | 637.2382 | 999.7253 | 1054.4851 | 1259.3214 | 780.1144 | 350.8226 | 0 | 5205.0154 | 4444.4689
|  | Other |  |  | 368.1288 | 1902.4326 | 2984.6139 | 3148.0956 | 3759.6208 | 2328.9799 | 1047.3578 | 0 | 15539.2294 | 13268.668
|  | Total Direct - $ Mar 2017 |  |  | 1443.1299 | 7457.8708 | 11700.2122 | 12341.0893 | 14738.3758 | 9130.0117 | 4105.827 | 0 | 60916.5167 | 52015.516

## Proj_11
Go To: | Table of Contents
Master Inputs
|  | 284A |  | Business case? | 0
| Project name | HYTS 500kV and 275kV CB Replacement
| Project category 1 | Network |  |  | Shaded cells = Inputs
| Project category 2 | Replacement - Major Station
| Regulatory classification | Prescribed
| Overhead Category | Repex_OHD |  | $000's | $000's | $000's | $000's | $000's | $000's | $000's | $000's | $000's | Project | 2017-22
|  |  |  | Prior | 2015-16 | 2016-17 | 2017-18 | 2018-19 | 2019-20 | 2020-21 | 2021-22 | 2022-23 | Total | Total | Check
| Project timing | Direct Expenditure (As incurred) - $ 2015/16 |  | 0 | 138 | 1800 | 3046 | 1938 | 0 | 0 | 0 | 0 | 6922 | 4984 | ok
| (excluding real cost escalators) | Assumed year commissioned (no BC) | bar: 2015-16 to 2022-23
|  | Direct Expenditure (As Commissioned) - $ 2015/16 |  | 0 | 0 | 0 | 4984 | 1938 | 0 | 0 | 0 | 0 | 6922 | 6922 | ok
| Asset class | Secondary |  | 13.06% | 13.06% | 13.06% | 13.06% | 13.06% | 13.06% | 13.06% | 13.06% | 13.06%
|  | Switchgear |  | 40.95% | 40.95% | 40.95% | 40.95% | 40.95% | 40.95% | 40.95% | 40.95% | 40.95%
|  | Transformers |  | 32.88% | 32.88% | 32.88% | 32.88% | 32.88% | 32.88% | 32.88% | 32.88% | 32.88%
|  | Reactive |  | 0% | bar: 2015-16 to 2022-23
|  | Lines and towers |  | 1.417% | 1.417% | 1.417% | 1.417% | 1.417% | 1.417% | 1.417% | 1.417% | 1.417%
|  | Establishment |  | 11.35% | 11.35% | 11.35% | 11.35% | 11.35% | 11.35% | 11.35% | 11.35% | 11.35%
|  | Communications |  | 0.333% | 0.333% | 0.333% | 0.333% | 0.333% | 0.333% | 0.333% | 0.333% | 0.333%
Non System
Land
Easements
|  |  | Total | 100% | 100% | 100% | 100% | 100% | 100% | 100% | 100% | 100%
| Input costs % | Labour - internal |  | 10% | 10% | 10% | 10% | 10% | 10% | 10% | 10% | 10%
|  | Labour - external |  | 50% | 50% | 50% | 50% | 50% | 50% | 50% | 50% | 50%
|  | Materials |  | 40% | 40% | 40% | 40% | 40% | 40% | 40% | 40% | 40%
|  |  | Total | 100% | 100% | 100% | 100% | 100% | 100% | 100% | 100% | 100%
Material Escalation
| (By Asset Class) | Secondary |  | 0 | 0 | 0 | 0 | 0 | 0 | 0 | 0 | 0 | 0 | 0
|  | Switchgear |  | 0 | 0 | 0 | 0 | 0 | 0 | 0 | 0 | 0 | 0 | 0
|  | Transformers |  | 0 | 0 | 0 | 0 | 0 | 0 | 0 | 0 | 0 | 0 | 0
|  | Reactive |  | 0 | 0 | 0 | 0 | 0 | 0 | 0 | 0 | 0 | 0 | 0
|  | Lines and towers |  | 0 | 0 | 0 | 0 | 0 | 0 | 0 | 0 | 0 | 0 | 0
|  | Establishment |  | 0 | 0 | 0 | 0 | 0 | 0 | 0 | 0 | 0 | 0 | 0
|  | Communications |  | 0 | 0 | 0 | 0 | 0 | 0 | 0 | 0 | 0 | 0 | 0
|  | Non System |  | 0 | 0 | 0 | 0 | 0 | 0 | 0 | 0 | 0 | 0 | 0
|  | Land |  | 0 | 0 | 0 | 0 | 0 | 0 | 0 | 0 | 0 | 0 | 0
|  | Easements |  | 0 | 0 | 0 | 0 | 0 | 0 | 0 | 0 | 0 | 0 | 0
|  | Total Material escalation |  | 0 | 0 | 0 | 0 | 0 | 0 | 0 | 0 | 0 | 0 | 0
| Labour Escalation | Internal Labour |  | 0 | 0.081075 | 2.2525 | 6.2944 | 5.607 | 0 | 0 | 0 | 0 | 14.235 | 11.9014
|  | External Labour |  | 0 | 0.2829 | 9.6769 | 32.3466 | 30.8967 | 0 | 0 | 0 | 0 | 73.2031 | 63.2433
|  | Total Labour Escalation |  | 0 | 0.36398 | 11.9294 | 38.641 | 36.5037 | 0 | 0 | 0 | 0 | 87.4381 | 75.1447
|  | Total Escalation |  | 0 | 0.36398 | 11.9294 | 38.641 | 36.5037 | 0 | 0 | 0 | 0 | 87.4381 | 75.1447
|  | Escalation factors |  | 0 | 0.0026375 | 0.0066275 | 0.012686 | 0.018836 | 0 | 0 | 0 | 0 | 0.012632 | 0.015077
| Direct Expenditure (Escalated) | Total labour - internal |  | 0 | 14.1159 | 185.3357 | 316.1539 | 202.7804 | 0 | 0 | 0 | 0 | 718.3859 | 518.9343
| (as incurred) | Total labour - external |  | 0 | 70.455 | 925.0662 | 1581.6588 | 1016.8122 | 0 | 0 | 0 | 0 | 3593.9923 | 2598.4711
|  | Total materials |  | 0 | 56.1338 | 732.1805 | 1239.012 | 788.3143 | 0 | 0 | 0 | 0 | 2815.6406 | 2027.3263
|  | Total Direct - As Incurred $ Mar 2017 |  | 0 | 140.7047 | 1842.5824 | 3136.8248 | 2007.9069 | 0 | 0 | 0 | 0 | 7128.0188 | 5144.7317 | ok
| Capitalised Overheads | Overhead rate (applied to direct expenditure) |  | 8.008% | 5.944% | 7.259% | 8.819% | 12.03% | 13.05% | 11.79% | 11.1% | 11.36%
|  | Total overhead (as incurred) |  | 0 | 8.3642 | 133.7598 | 276.626 | 241.5505 | 0 | 0 | 0 | 0 | 660.3005 | 518.1765
|  | Total incl Overhead - As Incurred $ Mar 2017 |  | 0 | 149.0689 | 1976.3422 | 3413.4508 | 2249.4574 | 0 | 0 | 0 | 0 | 7788.3193 | 5662.9082
|  | Total overheads (As incurred) - Cumulative |  | 0 | 8.3642 | 142.124 | 418.75 | 660.3005 | 660.3005 | 660.3005 | 660.3005 | 660.3005
|  | Labour & Material Escalation - Cumulative |  | 0 | 0.36398 | 12.2934 | 50.9344 | 87.4381 | 87.4381 | 87.4381 | 87.4381 | 87.4381
Expenditure By Asset Class - As Incurred
| Asset class breakdown | Secondary |  | 0 | 19.4733 | 258.1759 | 445.9099 | 293.8538 | 0 | 0 | 0 | 0 | 1017.4129 | 739.7637
| (fully absorbed) | Switchgear |  | 0 | 61.0474 | 809.3605 | 1397.8917 | 921.2079 | 0 | 0 | 0 | 0 | 3189.5075 | 2319.0996
| (as incurred) | Transformers |  | 0 | 49.0147 | 649.8333 | 1122.3632 | 739.6352 | 0 | 0 | 0 | 0 | 2560.8464 | 1861.9984
|  | Reactive |  | 0 | 0 | 0 | 0 | 0 | 0 | 0 | 0 | 0 | 0 | 0
|  | Lines and towers |  | 0 | 2.1119 | 27.9989 | 48.3584 | 31.8681 | 0 | 0 | 0 | 0 | 110.3373 | 80.2266
|  | Establishment |  | 0 | 16.9252 | 224.3927 | 387.5612 | 255.4021 | 0 | 0 | 0 | 0 | 884.2811 | 642.9632
|  | Communications |  | 0 | 0.49638 | 6.581 | 11.3663 | 7.4904 | 0 | 0 | 0 | 0 | 25.934 | 18.8567
|  | Non System |  | 0 | 0 | 0 | 0 | 0 | 0 | 0 | 0 | 0 | 0 | 0
|  | Land |  | 0 | 0 | 0 | 0 | 0 | 0 | 0 | 0 | 0 | 0 | 0
|  | Easements |  | 0 | 0 | 0 | 0 | 0 | 0 | 0 | 0 | 0 | 0 | 0
|  | Total incl Overhead - As Incurred $ Mar 2017 |  | 0 | 149.0689 | 1976.3422 | 3413.4508 | 2249.4574 | 0 | 0 | 0 | 0 | 7788.3193 | 5662.9082
|  |  | Check | 0 | 0 | 0 | 0 | 0 | 0 | 0 | 0 | 0 | 0 | 0
| As Commissioned Capex | Direct Expenditure (As Commissioned) - $ 2015/16 |  | 0 | 0 | 0 | 4984 | 1938 | 0 | 0 | 0 | 0 | 6922 | 6922
|  | Labour & Material Escalation - $ 2015/16 |  | 0 | 0 | 0 | 50.9344 | 36.5037 | 0 | 0 | 0 | 0 | 87.4381 | 87.4381
|  | Total Direct Expenditure - $ 2015/16 |  | 0 | 0 | 0 | 5034.9344 | 1974.5037 | 0 | 0 | 0 | 0 | 7009.4381 | 7009.4381
|  | Total Direct Expenditure - $ Mar 2017 |  | 0 | 0 | 0 | 5120.1118 | 2007.9069 | 0 | 0 | 0 | 0 | 7128.0188 | 7128.0188
|  | Total overheads (As Commissioned) |  | 0 | 0 | 0 | 418.75 | 241.5505 | 0 | 0 | 0 | 0 | 660.3005 | 660.3005
|  | Total incl Overhead - As commissioned $ Mar 2017 |  | 0 | 0 | 0 | 5538.8619 | 2249.4574 | 0 | 0 | 0 | 0 | 7788.3193 | 7788.3193
|  | Total overheads (As Comm) - Cumulative |  | 0 | 0 | 0 | 418.75 | 660.3005 | 660.3005 | 660.3005 | 660.3005 | 660.3005
|  | Total real cost escalation (As Comm) - Cumulative |  | 0 | 0 | 0 | 50.9344 | 87.4381 | 87.4381 | 87.4381 | 87.4381 | 87.4381
Expenditure By Asset Class - As Commissioned
| Asset class breakdown | Secondary |  | 0 | 0 | 0 | 723.5591 | 293.8538 | 0 | 0 | 0 | 0 | 1017.4129 | 1017.4129
| (fully absorbed) | Switchgear |  | 0 | 0 | 0 | 2268.2996 | 921.2079 | 0 | 0 | 0 | 0 | 3189.5075 | 3189.5075
| (as commissioned) | Transformers |  | 0 | 0 | 0 | 1821.2112 | 739.6352 | 0 | 0 | 0 | 0 | 2560.8464 | 2560.8464
|  | Reactive |  | 0 | 0 | 0 | 0 | 0 | 0 | 0 | 0 | 0 | 0 | 0
|  | Lines and towers |  | 0 | 0 | 0 | 78.4692 | 31.8681 | 0 | 0 | 0 | 0 | 110.3373 | 110.3373
|  | Establishment |  | 0 | 0 | 0 | 628.8791 | 255.4021 | 0 | 0 | 0 | 0 | 884.2811 | 884.2811
|  | Communications |  | 0 | 0 | 0 | 18.4437 | 7.4904 | 0 | 0 | 0 | 0 | 25.934 | 25.934
|  | Non System |  | 0 | 0 | 0 | 0 | 0 | 0 | 0 | 0 | 0 | 0 | 0
|  | Land |  | 0 | 0 | 0 | 0 | 0 | 0 | 0 | 0 | 0 | 0 | 0
|  | Easements |  | 0 | 0 | 0 | 0 | 0 | 0 | 0 | 0 | 0 | 0 | 0
|  | Total incl Overhead - As commissioned $ Mar 2017 |  | 0 | 0 | 0 | 5538.8619 | 2249.4574 | 0 | 0 | 0 | 0 | 7788.3193 | 7788.3193
|  |  | Check | 0 | 0 | 0 | 0 | 0 | 0 | 0 | 0 | 0 | 0 | 0
0
| Expenditure splits for RIN |  |  |  | 2015-16 | 2016-17 | 2017-18 | 2018-19 | 2019-20 | 2020-21 | 2021-22 | 2022-23
| Repex Category | Transmission Towers |  |  | 0.7084% | 0.7084% | 0.7084% | 0.7084% | 0.7084% | 0.7084% | 0.7084% | 0.7084%
Transmission Tower Support Structures | bar: 2015-16 to 2022-23
|  | Conductors |  |  | 0.7084% | 0.7084% | 0.7084% | 0.7084% | 0.7084% | 0.7084% | 0.7084% | 0.7084%
Transmission Cables | bar: 2015-16 to 2022-23
|  | Substation Switchbays |  |  | 40.95% | 40.95% | 40.95% | 40.95% | 40.95% | 40.95% | 40.95% | 40.95%
|  | Substation Power Transformers |  |  | 32.88% | 32.88% | 32.88% | 32.88% | 32.88% | 32.88% | 32.88% | 32.88%
Substation Reactive Plant | bar: 2015-16 to 2022-23
|  | Scada Network Control And Protection Systems |  |  | 13.4% | 13.4% | 13.4% | 13.4% | 13.4% | 13.4% | 13.4% | 13.4%
|  | Other |  |  | 11.35% | 11.35% | 11.35% | 11.35% | 11.35% | 11.35% | 11.35% | 11.35%
|  | Total |  |  | 100% | 100% | 100% | 100% | 100% | 100% | 100% | 100%
| Direct Expenditures | Materials - $ Mar 2017 |  |  | 2015-16 | 2016-17 | 2017-18 | 2018-19 | 2019-20 | 2020-21 | 2021-22 | 2022-23 | Total | 2017-22 Total
| (As Incurred) | Transmission Towers |  |  | 0.39762 | 5.1864 | 8.7766 | 5.584 | 0 | 0 | 0 | 0 | 19.9446 | 14.3606
|  | Transmission Tower Support Structures |  |  | 0 | 0 | 0 | 0 | 0 | 0 | 0 | 0 | 0 | 0
|  | Conductors |  |  | 0.39762 | 5.1864 | 8.7766 | 5.584 | 0 | 0 | 0 | 0 | 19.9446 | 14.3606
|  | Transmission Cables |  |  | 0 | 0 | 0 | 0 | 0 | 0 | 0 | 0 | 0 | 0
|  | Substation Switchbays |  |  | 22.9882 | 299.8458 | 507.4058 | 322.834 | 0 | 0 | 0 | 0 | 1153.0738 | 830.2398
|  | Substation Power Transformers |  |  | 18.4571 | 240.7454 | 407.3946 | 259.2025 | 0 | 0 | 0 | 0 | 925.7996 | 666.5971
|  | Substation Reactive Plant |  |  | 0 | 0 | 0 | 0 | 0 | 0 | 0 | 0 | 0 | 0
|  | Scada Network Control And Protection Systems |  |  | 7.5199 | 98.0851 | 165.9818 | 105.605 | 0 | 0 | 0 | 0 | 377.1918 | 271.5868
|  | Other |  |  | 6.3734 | 83.1313 | 140.6767 | 89.5047 | 0 | 0 | 0 | 0 | 319.6861 | 230.1814
|  | Total Materials |  |  | 56.1338 | 732.1805 | 1239.012 | 788.3143 | 0 | 0 | 0 | 0 | 2815.6406 | 2027.3263
|  | Labour (Internal) - $ Mar 2017 |  |  | 2015-16 | 2016-17 | 2017-18 | 2018-19 | 2019-20 | 2020-21 | 2021-22 | 2022-23 | Total | 2017-22 Total
|  | Transmission Towers |  |  | 0.09999 | 1.3128 | 2.2395 | 1.4364 | 0 | 0 | 0 | 0 | 5.0887 | 3.6759
|  | Transmission Tower Support Structures |  |  | 0 | 0 | 0 | 0 | 0 | 0 | 0 | 0 | 0 | 0
|  | Conductors |  |  | 0.09999 | 1.3128 | 2.2395 | 1.4364 | 0 | 0 | 0 | 0 | 5.0887 | 3.6759
|  | Transmission Cables |  |  | 0 | 0 | 0 | 0 | 0 | 0 | 0 | 0 | 0 | 0
|  | Substation Switchbays |  |  | 5.7808 | 75.8995 | 129.4728 | 83.0436 | 0 | 0 | 0 | 0 | 294.1966 | 212.5163
|  | Substation Power Transformers |  |  | 4.6414 | 60.9395 | 103.9533 | 66.6754 | 0 | 0 | 0 | 0 | 236.2096 | 170.6287
|  | Substation Reactive Plant |  |  | 0 | 0 | 0 | 0 | 0 | 0 | 0 | 0 | 0 | 0
|  | Scada Network Control And Protection Systems |  |  | 1.891 | 24.8281 | 42.3529 | 27.1651 | 0 | 0 | 0 | 0 | 96.2372 | 69.518
|  | Other |  |  | 1.6027 | 21.0429 | 35.8959 | 23.0236 | 0 | 0 | 0 | 0 | 81.5651 | 58.9195
|  | Total Internal Labour |  |  | 14.1159 | 185.3357 | 316.1539 | 202.7804 | 0 | 0 | 0 | 0 | 718.3859 | 518.9343
|  | Labour (External) - $ Mar 2017 |  |  | 2015-16 | 2016-17 | 2017-18 | 2018-19 | 2019-20 | 2020-21 | 2021-22 | 2022-23 | Total | 2017-22 Total
|  | Transmission Towers |  |  | 0.49907 | 6.5527 | 11.2037 | 7.2026 | 0 | 0 | 0 | 0 | 25.4581 | 18.4063
|  | Transmission Tower Support Structures |  |  | 0 | 0 | 0 | 0 | 0 | 0 | 0 | 0 | 0 | 0
|  | Conductors |  |  | 0.49907 | 6.5527 | 11.2037 | 7.2026 | 0 | 0 | 0 | 0 | 25.4581 | 18.4063
|  | Transmission Cables |  |  | 0 | 0 | 0 | 0 | 0 | 0 | 0 | 0 | 0 | 0
|  | Substation Switchbays |  |  | 28.853 | 378.8373 | 647.728 | 416.4095 | 0 | 0 | 0 | 0 | 1471.8278 | 1064.1375
|  | Substation Power Transformers |  |  | 23.166 | 304.1674 | 520.059 | 334.334 | 0 | 0 | 0 | 0 | 1181.7264 | 854.393
|  | Substation Reactive Plant |  |  | 0 | 0 | 0 | 0 | 0 | 0 | 0 | 0 | 0 | 0
|  | Scada Network Control And Protection Systems |  |  | 9.4384 | 123.9247 | 211.8838 | 136.2153 | 0 | 0 | 0 | 0 | 481.4621 | 348.0991
|  | Other |  |  | 7.9994 | 105.0315 | 179.5806 | 115.4483 | 0 | 0 | 0 | 0 | 408.0597 | 295.0288
|  | Total External Labour |  |  | 70.455 | 925.0662 | 1581.6588 | 1016.8122 | 0 | 0 | 0 | 0 | 3593.9923 | 2598.4711
|  | Total Direct - $ Mar 2017 |  |  | 2015-16 | 2016-17 | 2017-18 | 2018-19 | 2019-20 | 2020-21 | 2021-22 | 2022-23 | Total | 2017-22 Total
|  | Transmission Towers |  |  | 0.99668 | 13.052 | 22.2197 | 14.223 | 0 | 0 | 0 | 0 | 50.4914 | 36.4428
|  | Transmission Tower Support Structures |  |  | 0 | 0 | 0 | 0 | 0 | 0 | 0 | 0 | 0 | 0
|  | Conductors |  |  | 0.99668 | 13.052 | 22.2197 | 14.223 | 0 | 0 | 0 | 0 | 50.4914 | 36.4428
|  | Transmission Cables |  |  | 0 | 0 | 0 | 0 | 0 | 0 | 0 | 0 | 0 | 0
|  | Substation Switchbays |  |  | 57.622 | 754.5826 | 1284.6065 | 822.2871 | 0 | 0 | 0 | 0 | 2919.0982 | 2106.8936
|  | Substation Power Transformers |  |  | 46.2646 | 605.8522 | 1031.4069 | 660.2119 | 0 | 0 | 0 | 0 | 2343.7357 | 1691.6189
|  | Substation Reactive Plant |  |  | 0 | 0 | 0 | 0 | 0 | 0 | 0 | 0 | 0 | 0
|  | Scada Network Control And Protection Systems |  |  | 18.8492 | 246.8379 | 420.2186 | 268.9853 | 0 | 0 | 0 | 0 | 954.8911 | 689.2039
|  | Other |  |  | 15.9755 | 209.2057 | 356.1532 | 227.9766 | 0 | 0 | 0 | 0 | 809.311 | 584.1298
|  | Total Direct - $ Mar 2017 |  |  | 140.7047 | 1842.5824 | 3136.8248 | 2007.9069 | 0 | 0 | 0 | 0 | 7128.0188 | 5144.7317

## Proj_12
Go To: | Table of Contents
Master Inputs
|  | 285A |  | Business case? | 0
| Project name | FBTS Transformer and Circuit Breaker Replacement
| Project category 1 | Network |  |  | Shaded cells = Inputs
| Project category 2 | Replacement - Major Station
| Regulatory classification | Prescribed
| Overhead Category | Repex_OHD |  | $000's | $000's | $000's | $000's | $000's | $000's | $000's | $000's | $000's | Project | 2017-22
|  |  |  | Prior | 2015-16 | 2016-17 | 2017-18 | 2018-19 | 2019-20 | 2020-21 | 2021-22 | 2022-23 | Total | Total | Check
| Project timing | Direct Expenditure (As incurred) - $ 2015/16 |  | 0 | 0 | 0 | 203.522 | 2644.191 | 4474.613 | 2847.394 | 0 | 0 | 10169.72 | 10169.72 | ok
| (excluding real cost escalators) | Assumed year commissioned (no BC) | bar: 2015-16 to 2022-23
|  | Direct Expenditure (As Commissioned) - $ 2015/16 |  | 0 | 0 | 0 | 0 | 0 | 0 | 10169.72 | 0 | 0 | 10169.72 | 10169.72 | ok
| Asset class | Secondary |  | 13.06% | 13.06% | 13.06% | 13.06% | 13.06% | 13.06% | 13.06% | 13.06% | 13.06%
|  | Switchgear |  | 40.95% | 40.95% | 40.95% | 40.95% | 40.95% | 40.95% | 40.95% | 40.95% | 40.95%
|  | Transformers |  | 32.88% | 32.88% | 32.88% | 32.88% | 32.88% | 32.88% | 32.88% | 32.88% | 32.88%
|  | Reactive |  | 0% | bar: 2015-16 to 2022-23
|  | Lines and towers |  | 1.417% | 1.417% | 1.417% | 1.417% | 1.417% | 1.417% | 1.417% | 1.417% | 1.417%
|  | Establishment |  | 11.35% | 11.35% | 11.35% | 11.35% | 11.35% | 11.35% | 11.35% | 11.35% | 11.35%
|  | Communications |  | 0.333% | 0.333% | 0.333% | 0.333% | 0.333% | 0.333% | 0.333% | 0.333% | 0.333%
Non System
Land
Easements
|  |  | Total | 100% | 100% | 100% | 100% | 100% | 100% | 100% | 100% | 100%
| Input costs % | Labour - internal |  | 10% | 10% | 10% | 10% | 10% | 10% | 10% | 10% | 10%
|  | Labour - external |  | 50% | 50% | 50% | 50% | 50% | 50% | 50% | 50% | 50%
|  | Materials |  | 40% | 40% | 40% | 40% | 40% | 40% | 40% | 40% | 40%
|  |  | Total | 100% | 100% | 100% | 100% | 100% | 100% | 100% | 100% | 100%
Material Escalation
| (By Asset Class) | Secondary |  | 0 | 0 | 0 | 0 | 0 | 0 | 0 | 0 | 0 | 0 | 0
|  | Switchgear |  | 0 | 0 | 0 | 0 | 0 | 0 | 0 | 0 | 0 | 0 | 0
|  | Transformers |  | 0 | 0 | 0 | 0 | 0 | 0 | 0 | 0 | 0 | 0 | 0
|  | Reactive |  | 0 | 0 | 0 | 0 | 0 | 0 | 0 | 0 | 0 | 0 | 0
|  | Lines and towers |  | 0 | 0 | 0 | 0 | 0 | 0 | 0 | 0 | 0 | 0 | 0
|  | Establishment |  | 0 | 0 | 0 | 0 | 0 | 0 | 0 | 0 | 0 | 0 | 0
|  | Communications |  | 0 | 0 | 0 | 0 | 0 | 0 | 0 | 0 | 0 | 0 | 0
|  | Non System |  | 0 | 0 | 0 | 0 | 0 | 0 | 0 | 0 | 0 | 0 | 0
|  | Land |  | 0 | 0 | 0 | 0 | 0 | 0 | 0 | 0 | 0 | 0 | 0
|  | Easements |  | 0 | 0 | 0 | 0 | 0 | 0 | 0 | 0 | 0 | 0 | 0
|  | Total Material escalation |  | 0 | 0 | 0 | 0 | 0 | 0 | 0 | 0 | 0 | 0 | 0
| Labour Escalation | Internal Labour |  | 0 | 0 | 0 | 0.42057 | 7.6501 | 16.7558 | 13.3063 | 0 | 0 | 38.1328 | 38.1328
|  | External Labour |  | 0 | 0 | 0 | 2.1613 | 42.1552 | 94.5964 | 76.3703 | 0 | 0 | 215.2831 | 215.2831
|  | Total Labour Escalation |  | 0 | 0 | 0 | 2.5818 | 49.8053 | 111.3522 | 89.6766 | 0 | 0 | 253.4159 | 253.4159
|  | Total Escalation |  | 0 | 0 | 0 | 2.5818 | 49.8053 | 111.3522 | 89.6766 | 0 | 0 | 253.4159 | 253.4159
|  | Escalation factors |  | 0 | 0 | 0 | 0.012686 | 0.018836 | 0.024885 | 0.031494 | 0 | 0 | 0.024919 | 0.024919
| Direct Expenditure (Escalated) | Total labour - internal |  | 0 | 0 | 0 | 21.1242 | 276.6719 | 472.0704 | 303.0878 | 0 | 0 | 1072.9543 | 1072.9543
| (as incurred) | Total labour - external |  | 0 | 0 | 0 | 105.6804 | 1387.3301 | 2371.3524 | 1525.4444 | 0 | 0 | 5389.8072 | 5389.8072
|  | Total materials |  | 0 | 0 | 0 | 82.786 | 1075.5694 | 1820.1245 | 1158.2257 | 0 | 0 | 4136.7057 | 4136.7057
|  | Total Direct - As Incurred $ Mar 2017 |  | 0 | 0 | 0 | 209.5906 | 2739.5715 | 4663.5473 | 2986.7579 | 0 | 0 | 10599.4672 | 10599.4672 | ok
| Capitalised Overheads | Overhead rate (applied to direct expenditure) |  | 8.008% | 5.944% | 7.259% | 8.819% | 12.03% | 13.05% | 11.79% | 11.1% | 11.36%
|  | Total overhead (as incurred) |  | 0 | 0 | 0 | 18.4831 | 329.5695 | 608.5046 | 352.1698 | 0 | 0 | 1308.727 | 1308.727
|  | Total incl Overhead - As Incurred $ Mar 2017 |  | 0 | 0 | 0 | 228.0736 | 3069.1409 | 5272.0519 | 3338.9277 | 0 | 0 | 11908.1941 | 11908.1941
|  | Total overheads (As incurred) - Cumulative |  | 0 | 0 | 0 | 18.4831 | 348.0525 | 956.5571 | 1308.727 | 1308.727 | 1308.727
|  | Labour & Material Escalation - Cumulative |  | 0 | 0 | 0 | 2.5818 | 52.3872 | 163.7393 | 253.4159 | 253.4159 | 253.4159
Expenditure By Asset Class - As Incurred
| Asset class breakdown | Secondary |  | 0 | 0 | 0 | 29.794 | 400.9316 | 688.7049 | 436.1747 | 0 | 0 | 1555.6053 | 1555.6053
| (fully absorbed) | Switchgear |  | 0 | 0 | 0 | 93.4017 | 1256.8884 | 2159.0343 | 1367.3727 | 0 | 0 | 4876.6971 | 4876.6971
| (as incurred) | Transformers |  | 0 | 0 | 0 | 74.992 | 1009.1521 | 1733.4825 | 1097.8596 | 0 | 0 | 3915.4862 | 3915.4862
|  | Reactive |  | 0 | 0 | 0 | 0 | 0 | 0 | 0 | 0 | 0 | 0 | 0
|  | Lines and towers |  | 0 | 0 | 0 | 3.2311 | 43.4806 | 74.6893 | 47.3027 | 0 | 0 | 168.7037 | 168.7037
|  | Establishment |  | 0 | 0 | 0 | 25.8953 | 348.4684 | 598.5856 | 379.0999 | 0 | 0 | 1352.0492 | 1352.0492
|  | Communications |  | 0 | 0 | 0 | 0.75945 | 10.2198 | 17.5552 | 11.1182 | 0 | 0 | 39.6527 | 39.6527
|  | Non System |  | 0 | 0 | 0 | 0 | 0 | 0 | 0 | 0 | 0 | 0 | 0
|  | Land |  | 0 | 0 | 0 | 0 | 0 | 0 | 0 | 0 | 0 | 0 | 0
|  | Easements |  | 0 | 0 | 0 | 0 | 0 | 0 | 0 | 0 | 0 | 0 | 0
|  | Total incl Overhead - As Incurred $ Mar 2017 |  | 0 | 0 | 0 | 228.0736 | 3069.1409 | 5272.0519 | 3338.9277 | 0 | 0 | 11908.1941 | 11908.1941
|  |  | Check | 0 | 0 | 0 | 0 | 0 | 0 | 0 | 0 | 0 | 0 | 0
| As Commissioned Capex | Direct Expenditure (As Commissioned) - $ 2015/16 |  | 0 | 0 | 0 | 0 | 0 | 0 | 10169.72 | 0 | 0 | 10169.72 | 10169.72
|  | Labour & Material Escalation - $ 2015/16 |  | 0 | 0 | 0 | 0 | 0 | 0 | 253.4159 | 0 | 0 | 253.4159 | 253.4159
|  | Total Direct Expenditure - $ 2015/16 |  | 0 | 0 | 0 | 0 | 0 | 0 | 10423.1359 | 0 | 0 | 10423.1359 | 10423.1359
|  | Total Direct Expenditure - $ Mar 2017 |  | 0 | 0 | 0 | 0 | 0 | 0 | 10599.4672 | 0 | 0 | 10599.4672 | 10599.4672
|  | Total overheads (As Commissioned) |  | 0 | 0 | 0 | 0 | 0 | 0 | 1308.727 | 0 | 0 | 1308.727 | 1308.727
|  | Total incl Overhead - As commissioned $ Mar 2017 |  | 0 | 0 | 0 | 0 | 0 | 0 | 11908.1941 | 0 | 0 | 11908.1941 | 11908.1941
|  | Total overheads (As Comm) - Cumulative |  | 0 | 0 | 0 | 0 | 0 | 0 | 1308.727 | 1308.727 | 1308.727
|  | Total real cost escalation (As Comm) - Cumulative |  | 0 | 0 | 0 | 0 | 0 | 0 | 253.4159 | 253.4159 | 253.4159
Expenditure By Asset Class - As Commissioned
| Asset class breakdown | Secondary |  | 0 | 0 | 0 | 0 | 0 | 0 | 1555.6053 | 0 | 0 | 1555.6053 | 1555.6053
| (fully absorbed) | Switchgear |  | 0 | 0 | 0 | 0 | 0 | 0 | 4876.6971 | 0 | 0 | 4876.6971 | 4876.6971
| (as commissioned) | Transformers |  | 0 | 0 | 0 | 0 | 0 | 0 | 3915.4862 | 0 | 0 | 3915.4862 | 3915.4862
|  | Reactive |  | 0 | 0 | 0 | 0 | 0 | 0 | 0 | 0 | 0 | 0 | 0
|  | Lines and towers |  | 0 | 0 | 0 | 0 | 0 | 0 | 168.7037 | 0 | 0 | 168.7037 | 168.7037
|  | Establishment |  | 0 | 0 | 0 | 0 | 0 | 0 | 1352.0492 | 0 | 0 | 1352.0492 | 1352.0492
|  | Communications |  | 0 | 0 | 0 | 0 | 0 | 0 | 39.6527 | 0 | 0 | 39.6527 | 39.6527
|  | Non System |  | 0 | 0 | 0 | 0 | 0 | 0 | 0 | 0 | 0 | 0 | 0
|  | Land |  | 0 | 0 | 0 | 0 | 0 | 0 | 0 | 0 | 0 | 0 | 0
|  | Easements |  | 0 | 0 | 0 | 0 | 0 | 0 | 0 | 0 | 0 | 0 | 0
|  | Total incl Overhead - As commissioned $ Mar 2017 |  | 0 | 0 | 0 | 0 | 0 | 0 | 11908.1941 | 0 | 0 | 11908.1941 | 11908.1941
|  |  | Check | 0 | 0 | 0 | 0 | 0 | 0 | 0 | 0 | 0 | 0 | 0
0
| Expenditure splits for RIN |  |  |  | 2015-16 | 2016-17 | 2017-18 | 2018-19 | 2019-20 | 2020-21 | 2021-22 | 2022-23
| Repex Category | Transmission Towers |  |  | 0.7084% | 0.7084% | 0.7084% | 0.7084% | 0.7084% | 0.7084% | 0.7084% | 0.7084%
Transmission Tower Support Structures | bar: 2015-16 to 2022-23
|  | Conductors |  |  | 0.7084% | 0.7084% | 0.7084% | 0.7084% | 0.7084% | 0.7084% | 0.7084% | 0.7084%
Transmission Cables | bar: 2015-16 to 2022-23
|  | Substation Switchbays |  |  | 40.95% | 40.95% | 40.95% | 40.95% | 40.95% | 40.95% | 40.95% | 40.95%
|  | Substation Power Transformers |  |  | 32.88% | 32.88% | 32.88% | 32.88% | 32.88% | 32.88% | 32.88% | 32.88%
Substation Reactive Plant | bar: 2015-16 to 2022-23
|  | Scada Network Control And Protection Systems |  |  | 13.4% | 13.4% | 13.4% | 13.4% | 13.4% | 13.4% | 13.4% | 13.4%
|  | Other |  |  | 11.35% | 11.35% | 11.35% | 11.35% | 11.35% | 11.35% | 11.35% | 11.35%
|  | Total |  |  | 100% | 100% | 100% | 100% | 100% | 100% | 100% | 100%
| Direct Expenditures | Materials - $ Mar 2017 |  |  | 2015-16 | 2016-17 | 2017-18 | 2018-19 | 2019-20 | 2020-21 | 2021-22 | 2022-23 | Total | 2017-22 Total
| (As Incurred) | Transmission Towers |  |  | 0 | 0 | 0.58642 | 7.6188 | 12.8929 | 8.2043 | 0 | 0 | 29.3024 | 29.3024
|  | Transmission Tower Support Structures |  |  | 0 | 0 | 0 | 0 | 0 | 0 | 0 | 0 | 0 | 0
|  | Conductors |  |  | 0 | 0 | 0.58642 | 7.6188 | 12.8929 | 8.2043 | 0 | 0 | 29.3024 | 29.3024
|  | Transmission Cables |  |  | 0 | 0 | 0 | 0 | 0 | 0 | 0 | 0 | 0 | 0
|  | Substation Switchbays |  |  | 0 | 0 | 33.9029 | 440.472 | 745.3856 | 474.3218 | 0 | 0 | 1694.0823 | 1694.0823
|  | Substation Power Transformers |  |  | 0 | 0 | 27.2205 | 353.6537 | 598.4679 | 380.8316 | 0 | 0 | 1360.1738 | 1360.1738
|  | Substation Reactive Plant |  |  | 0 | 0 | 0 | 0 | 0 | 0 | 0 | 0 | 0 | 0
|  | Scada Network Control And Protection Systems |  |  | 0 | 0 | 11.0903 | 144.0866 | 243.8294 | 155.1594 | 0 | 0 | 554.1657 | 554.1657
|  | Other |  |  | 0 | 0 | 9.3995 | 122.1195 | 206.6559 | 131.5043 | 0 | 0 | 469.6791 | 469.6791
|  | Total Materials |  |  | 0 | 0 | 82.786 | 1075.5694 | 1820.1245 | 1158.2257 | 0 | 0 | 4136.7057 | 4136.7057
|  | Labour (Internal) - $ Mar 2017 |  |  | 2015-16 | 2016-17 | 2017-18 | 2018-19 | 2019-20 | 2020-21 | 2021-22 | 2022-23 | Total | 2017-22 Total
|  | Transmission Towers |  |  | 0 | 0 | 0.14963 | 1.9598 | 3.3439 | 2.1469 | 0 | 0 | 7.6003 | 7.6003
|  | Transmission Tower Support Structures |  |  | 0 | 0 | 0 | 0 | 0 | 0 | 0 | 0 | 0 | 0
|  | Conductors |  |  | 0 | 0 | 0.14963 | 1.9598 | 3.3439 | 2.1469 | 0 | 0 | 7.6003 | 7.6003
|  | Transmission Cables |  |  | 0 | 0 | 0 | 0 | 0 | 0 | 0 | 0 | 0 | 0
|  | Substation Switchbays |  |  | 0 | 0 | 8.6509 | 113.3039 | 193.3244 | 124.1219 | 0 | 0 | 439.4011 | 439.4011
|  | Substation Power Transformers |  |  | 0 | 0 | 6.9458 | 90.9714 | 155.2196 | 99.6571 | 0 | 0 | 352.7939 | 352.7939
|  | Substation Reactive Plant |  |  | 0 | 0 | 0 | 0 | 0 | 0 | 0 | 0 | 0 | 0
|  | Scada Network Control And Protection Systems |  |  | 0 | 0 | 2.8299 | 37.0638 | 63.24 | 40.6026 | 0 | 0 | 143.7362 | 143.7362
|  | Other |  |  | 0 | 0 | 2.3984 | 31.4132 | 53.5986 | 34.4124 | 0 | 0 | 121.8226 | 121.8226
|  | Total Internal Labour |  |  | 0 | 0 | 21.1242 | 276.6719 | 472.0704 | 303.0878 | 0 | 0 | 1072.9543 | 1072.9543
|  | Labour (External) - $ Mar 2017 |  |  | 2015-16 | 2016-17 | 2017-18 | 2018-19 | 2019-20 | 2020-21 | 2021-22 | 2022-23 | Total | 2017-22 Total
|  | Transmission Towers |  |  | 0 | 0 | 0.74859 | 9.8272 | 16.7975 | 10.8055 | 0 | 0 | 38.1788 | 38.1788
|  | Transmission Tower Support Structures |  |  | 0 | 0 | 0 | 0 | 0 | 0 | 0 | 0 | 0 | 0
|  | Conductors |  |  | 0 | 0 | 0.74859 | 9.8272 | 16.7975 | 10.8055 | 0 | 0 | 38.1788 | 38.1788
|  | Transmission Cables |  |  | 0 | 0 | 0 | 0 | 0 | 0 | 0 | 0 | 0 | 0
|  | Substation Switchbays |  |  | 0 | 0 | 43.2787 | 568.1457 | 971.1269 | 624.7068 | 0 | 0 | 2207.258 | 2207.258
|  | Substation Power Transformers |  |  | 0 | 0 | 34.7483 | 456.1625 | 779.715 | 501.5753 | 0 | 0 | 1772.2012 | 1772.2012
|  | Substation Reactive Plant |  |  | 0 | 0 | 0 | 0 | 0 | 0 | 0 | 0 | 0 | 0
|  | Scada Network Control And Protection Systems |  |  | 0 | 0 | 14.1573 | 185.851 | 317.6736 | 204.3532 | 0 | 0 | 722.035 | 722.035
|  | Other |  |  | 0 | 0 | 11.9989 | 157.5166 | 269.2419 | 173.198 | 0 | 0 | 611.9555 | 611.9555
|  | Total External Labour |  |  | 0 | 0 | 105.6804 | 1387.3301 | 2371.3524 | 1525.4444 | 0 | 0 | 5389.8072 | 5389.8072
|  | Total Direct - $ Mar 2017 |  |  | 2015-16 | 2016-17 | 2017-18 | 2018-19 | 2019-20 | 2020-21 | 2021-22 | 2022-23 | Total | 2017-22 Total
|  | Transmission Towers |  |  | 0 | 0 | 1.4846 | 19.4058 | 33.0343 | 21.1567 | 0 | 0 | 75.0815 | 75.0815
|  | Transmission Tower Support Structures |  |  | 0 | 0 | 0 | 0 | 0 | 0 | 0 | 0 | 0 | 0
|  | Conductors |  |  | 0 | 0 | 1.4846 | 19.4058 | 33.0343 | 21.1567 | 0 | 0 | 75.0815 | 75.0815
|  | Transmission Cables |  |  | 0 | 0 | 0 | 0 | 0 | 0 | 0 | 0 | 0 | 0
|  | Substation Switchbays |  |  | 0 | 0 | 85.8325 | 1121.9216 | 1909.8368 | 1223.1505 | 0 | 0 | 4340.7414 | 4340.7414
|  | Substation Power Transformers |  |  | 0 | 0 | 68.9146 | 900.7877 | 1533.4025 | 982.064 | 0 | 0 | 3485.1689 | 3485.1689
|  | Substation Reactive Plant |  |  | 0 | 0 | 0 | 0 | 0 | 0 | 0 | 0 | 0 | 0
|  | Scada Network Control And Protection Systems |  |  | 0 | 0 | 28.0774 | 367.0013 | 624.743 | 400.1152 | 0 | 0 | 1419.9369 | 1419.9369
|  | Other |  |  | 0 | 0 | 23.7968 | 311.0493 | 529.4964 | 339.1147 | 0 | 0 | 1203.4572 | 1203.4572
|  | Total Direct - $ Mar 2017 |  |  | 0 | 0 | 209.5906 | 2739.5715 | 4663.5473 | 2986.7579 | 0 | 0 | 10599.4672 | 10599.4672

## Proj_13
Go To: | Table of Contents
Master Inputs
|  | XB12 |  | Business case? | Yes
| Project name | Glenrowan Terminal Station Redevelopment Project
| Project category 1 | Network |  |  | Shaded cells = Inputs
| Project category 2 | Replacement - Major Station
| Regulatory classification | Prescribed
| Overhead Category | Repex_OHD |  | $000's | $000's | $000's | $000's | $000's | $000's | $000's | $000's | $000's | Project | 2017-22
|  |  |  | Prior | 2015-16 | 2016-17 | 2017-18 | 2018-19 | 2019-20 | 2020-21 | 2021-22 | 2022-23 | Total | Total | Check
| Project timing | Direct Expenditure (As incurred) - $ 2015/16 |  | 20257.0393 | 1555.5003 | 0 | 0 | 0 | 0 | 0 | 0 | 0 | 21812.5396 | 0 | ok
| (excluding real cost escalators) | Assumed year commissioned (no BC)
|  | Direct Expenditure (As Commissioned) - $ 2015/16 |  | 20285.6618 | 1526.8778 | 0 | 0 | 0 | 0 | 0 | 0 | 0 | 21812.5396 | 0 | ok
| Asset class | Secondary |  | 7.343% | 7.343% | 7.343% | 7.343% | 7.343% | 7.343% | 7.343% | 7.343% | 7.343%
|  | Switchgear |  | 39.13% | 39.13% | 39.13% | 39.13% | 39.13% | 39.13% | 39.13% | 39.13% | 39.13%
|  | Transformers |  | 29.04% | 29.04% | 29.04% | 29.04% | 29.04% | 29.04% | 29.04% | 29.04% | 29.04%
|  | Reactive |  | 0% | bar: 2015-16 to 2022-23
|  | Lines and towers |  | 0% | bar: 2015-16 to 2022-23
|  | Establishment |  | 24.15% | 24.15% | 24.15% | 24.15% | 24.15% | 24.15% | 24.15% | 24.15% | 24.15%
|  | Communications |  | 0.333% | 0.333% | 0.333% | 0.333% | 0.333% | 0.333% | 0.333% | 0.333% | 0.333%
Non System
Land
Easements
|  |  | Total | 100% | 100% | 100% | 100% | 100% | 100% | 100% | 100% | 100%
| Input costs % | Labour - internal |  | 10% | 10% | 10% | 10% | 10% | 10% | 10% | 10% | 10%
|  | Labour - external |  | 50% | 50% | 50% | 50% | 50% | 50% | 50% | 50% | 50%
|  | Materials |  | 40% | 40% | 40% | 40% | 40% | 40% | 40% | 40% | 40%
|  |  | Total | 100% | 100% | 100% | 100% | 100% | 100% | 100% | 100% | 100%
Material Escalation
| (By Asset Class) | Secondary |  | 0 | 0 | 0 | 0 | 0 | 0 | 0 | 0 | 0 | 0 | 0
|  | Switchgear |  | 0 | 0 | 0 | 0 | 0 | 0 | 0 | 0 | 0 | 0 | 0
|  | Transformers |  | 0 | 0 | 0 | 0 | 0 | 0 | 0 | 0 | 0 | 0 | 0
|  | Reactive |  | 0 | 0 | 0 | 0 | 0 | 0 | 0 | 0 | 0 | 0 | 0
|  | Lines and towers |  | 0 | 0 | 0 | 0 | 0 | 0 | 0 | 0 | 0 | 0 | 0
|  | Establishment |  | 0 | 0 | 0 | 0 | 0 | 0 | 0 | 0 | 0 | 0 | 0
|  | Communications |  | 0 | 0 | 0 | 0 | 0 | 0 | 0 | 0 | 0 | 0 | 0
|  | Non System |  | 0 | 0 | 0 | 0 | 0 | 0 | 0 | 0 | 0 | 0 | 0
|  | Land |  | 0 | 0 | 0 | 0 | 0 | 0 | 0 | 0 | 0 | 0 | 0
|  | Easements |  | 0 | 0 | 0 | 0 | 0 | 0 | 0 | 0 | 0 | 0 | 0
|  | Total Material escalation |  | 0 | 0 | 0 | 0 | 0 | 0 | 0 | 0 | 0 | 0 | 0
| Labour Escalation | Internal Labour |  | 0 | 0.91386 | 0 | 0 | 0 | 0 | 0 | 0 | 0 | 0.91386 | 0
|  | External Labour |  | 0 | 3.1888 | 0 | 0 | 0 | 0 | 0 | 0 | 0 | 3.1888 | 0
|  | Total Labour Escalation |  | 0 | 4.1026 | 0 | 0 | 0 | 0 | 0 | 0 | 0 | 4.1026 | 0
|  | Total Escalation |  | 0 | 4.1026 | 0 | 0 | 0 | 0 | 0 | 0 | 0 | 4.1026 | 0
|  | Escalation factors |  | 0 | 0.0026375 | 0 | 0 | 0 | 0 | 0 | 0 | 0 | 0.00018809 | 0
| Direct Expenditure (Escalated) | Total labour - internal |  | 2059.9734 | 159.1108 | 0 | 0 | 0 | 0 | 0 | 0 | 0 | 2219.0842 | 0
| (as incurred) | Total labour - external |  | 10299.8668 | 794.1503 | 0 | 0 | 0 | 0 | 0 | 0 | 0 | 11094.0171 | 0
|  | Total materials |  | 8239.8934 | 632.7261 | 0 | 0 | 0 | 0 | 0 | 0 | 0 | 8872.6195 | 0
|  | Total Direct - As Incurred $ Mar 2017 |  | 20599.7335 | 1585.9872 | 0 | 0 | 0 | 0 | 0 | 0 | 0 | 22185.7207 | 0 | ok
| Capitalised Overheads | Overhead rate (applied to direct expenditure) |  | 8.008% | 5.944% | 7.259% | 8.819% | 12.03% | 13.05% | 11.79% | 11.1% | 11.36%
|  | Total overhead (as incurred) |  | 1649.6621 | 94.2787 | 0 | 0 | 0 | 0 | 0 | 0 | 0 | 1743.9407 | 0
|  | Total incl Overhead - As Incurred $ Mar 2017 |  | 22249.3956 | 1680.2659 | 0 | 0 | 0 | 0 | 0 | 0 | 0 | 23929.6615 | 0
|  | Total overheads (As incurred) - Cumulative |  | 1649.6621 | 1743.9407 | 1743.9407 | 1743.9407 | 1743.9407 | 1743.9407 | 1743.9407 | 1743.9407 | 1743.9407
|  | Labour & Material Escalation - Cumulative |  | 0 | 4.1026 | 4.1026 | 4.1026 | 4.1026 | 4.1026 | 4.1026 | 4.1026 | 4.1026
Expenditure By Asset Class - As Incurred
| Asset class breakdown | Secondary |  | 1633.6917 | 123.3758 | 0 | 0 | 0 | 0 | 0 | 0 | 0 | 1757.0675 | 0
| (fully absorbed) | Switchgear |  | 8706.4421 | 657.5072 | 0 | 0 | 0 | 0 | 0 | 0 | 0 | 9363.9492 | 0
| (as incurred) | Transformers |  | 6462.2346 | 488.0255 | 0 | 0 | 0 | 0 | 0 | 0 | 0 | 6950.2601 | 0
|  | Reactive |  | 0 | 0 | 0 | 0 | 0 | 0 | 0 | 0 | 0 | 0 | 0
|  | Lines and towers |  | 0 | 0 | 0 | 0 | 0 | 0 | 0 | 0 | 0 | 0 | 0
|  | Establishment |  | 5372.9398 | 405.7624 | 0 | 0 | 0 | 0 | 0 | 0 | 0 | 5778.7022 | 0
|  | Communications |  | 74.0875 | 5.5951 | 0 | 0 | 0 | 0 | 0 | 0 | 0 | 79.6825 | 0
|  | Non System |  | 0 | 0 | 0 | 0 | 0 | 0 | 0 | 0 | 0 | 0 | 0
|  | Land |  | 0 | 0 | 0 | 0 | 0 | 0 | 0 | 0 | 0 | 0 | 0
|  | Easements |  | 0 | 0 | 0 | 0 | 0 | 0 | 0 | 0 | 0 | 0 | 0
|  | Total incl Overhead - As Incurred $ Mar 2017 |  | 22249.3956 | 1680.2659 | 0 | 0 | 0 | 0 | 0 | 0 | 0 | 23929.6615 | 0
|  |  | Check | 0 | 0 | 0 | 0 | 0 | 0 | 0 | 0 | 0 | 0 | 0
| As Commissioned Capex | Direct Expenditure (As Commissioned) - $ 2015/16 |  | 20285.6618 | 1526.8778 | 0 | 0 | 0 | 0 | 0 | 0 | 0 | 21812.5396 | 0
|  | Labour & Material Escalation - $ 2015/16 |  | 0 | 4.1026 | 0 | 0 | 0 | 0 | 0 | 0 | 0 | 4.1026 | 0
|  | Total Direct Expenditure - $ 2015/16 |  | 20285.6618 | 1530.9804 | 0 | 0 | 0 | 0 | 0 | 0 | 0 | 21816.6422 | 0
|  | Total Direct Expenditure - $ Mar 2017 |  | 20628.8403 | 1556.8804 | 0 | 0 | 0 | 0 | 0 | 0 | 0 | 22185.7207 | 0
|  | Total overheads (As Commissioned) |  | 1651.993 | 91.9477 | 0 | 0 | 0 | 0 | 0 | 0 | 0 | 1743.9407 | 0
|  | Total incl Overhead - As commissioned $ Mar 2017 |  | 22280.8333 | 1648.8282 | 0 | 0 | 0 | 0 | 0 | 0 | 0 | 23929.6615 | 0
|  | Total overheads (As Comm) - Cumulative |  | 1651.993 | 1743.9407 | 1743.9407 | 1743.9407 | 1743.9407 | 1743.9407 | 1743.9407 | 1743.9407 | 1743.9407
|  | Total real cost escalation (As Comm) - Cumulative |  | 0 | 4.1026 | 4.1026 | 4.1026 | 4.1026 | 4.1026 | 4.1026 | 4.1026 | 4.1026
Expenditure By Asset Class - As Commissioned
| Asset class breakdown | Secondary |  | 1636 | 121.0674 | 0 | 0 | 0 | 0 | 0 | 0 | 0 | 1757.0675 | 0
| (fully absorbed) | Switchgear |  | 8718.744 | 645.2053 | 0 | 0 | 0 | 0 | 0 | 0 | 0 | 9363.9492 | 0
| (as commissioned) | Transformers |  | 6471.3655 | 478.8946 | 0 | 0 | 0 | 0 | 0 | 0 | 0 | 6950.2601 | 0
|  | Reactive |  | 0 | 0 | 0 | 0 | 0 | 0 | 0 | 0 | 0 | 0 | 0
|  | Lines and towers |  | 0 | 0 | 0 | 0 | 0 | 0 | 0 | 0 | 0 | 0 | 0
|  | Establishment |  | 5380.5316 | 398.1706 | 0 | 0 | 0 | 0 | 0 | 0 | 0 | 5778.7022 | 0
|  | Communications |  | 74.1921 | 5.4904 | 0 | 0 | 0 | 0 | 0 | 0 | 0 | 79.6825 | 0
|  | Non System |  | 0 | 0 | 0 | 0 | 0 | 0 | 0 | 0 | 0 | 0 | 0
|  | Land |  | 0 | 0 | 0 | 0 | 0 | 0 | 0 | 0 | 0 | 0 | 0
|  | Easements |  | 0 | 0 | 0 | 0 | 0 | 0 | 0 | 0 | 0 | 0 | 0
|  | Total incl Overhead - As commissioned $ Mar 2017 |  | 22280.8333 | 1648.8282 | 0 | 0 | 0 | 0 | 0 | 0 | 0 | 23929.6615 | 0
|  |  | Check | 0 | 0 | 0 | 0 | 0 | 0 | 0 | 0 | 0 | 0 | 0
0
| Expenditure splits for RIN |  |  |  | 2015-16 | 2016-17 | 2017-18 | 2018-19 | 2019-20 | 2020-21 | 2021-22 | 2022-23
| Repex Category | Transmission Towers | bar: 2015-16 to 2022-23
Transmission Tower Support Structures | bar: 2015-16 to 2022-23
Conductors | bar: 2015-16 to 2022-23
Transmission Cables | bar: 2015-16 to 2022-23
|  | Substation Switchbays |  |  | 39.13% | 39.13% | 39.13% | 39.13% | 39.13% | 39.13% | 39.13% | 39.13%
|  | Substation Power Transformers |  |  | 29.04% | 29.04% | 29.04% | 29.04% | 29.04% | 29.04% | 29.04% | 29.04%
Substation Reactive Plant | bar: 2015-16 to 2022-23
|  | Scada Network Control And Protection Systems |  |  | 7.676% | 7.676% | 7.676% | 7.676% | 7.676% | 7.676% | 7.676% | 7.676%
|  | Other |  |  | 24.15% | 24.15% | 24.15% | 24.15% | 24.15% | 24.15% | 24.15% | 24.15%
|  | Total |  |  | 100% | 100% | 100% | 100% | 100% | 100% | 100% | 100%
| Direct Expenditures | Materials - $ Mar 2017 |  |  | 2015-16 | 2016-17 | 2017-18 | 2018-19 | 2019-20 | 2020-21 | 2021-22 | 2022-23 | Total | 2017-22 Total
| (As Incurred) | Transmission Towers |  |  | 0 | 0 | 0 | 0 | 0 | 0 | 0 | 0 | 0 | 0
|  | Transmission Tower Support Structures |  |  | 0 | 0 | 0 | 0 | 0 | 0 | 0 | 0 | 0 | 0
|  | Conductors |  |  | 0 | 0 | 0 | 0 | 0 | 0 | 0 | 0 | 0 | 0
|  | Transmission Cables |  |  | 0 | 0 | 0 | 0 | 0 | 0 | 0 | 0 | 0 | 0
|  | Substation Switchbays |  |  | 247.5929 | 0 | 0 | 0 | 0 | 0 | 0 | 0 | 247.5929 | 0
|  | Substation Power Transformers |  |  | 183.7724 | 0 | 0 | 0 | 0 | 0 | 0 | 0 | 183.7724 | 0
|  | Substation Reactive Plant |  |  | 0 | 0 | 0 | 0 | 0 | 0 | 0 | 0 | 0 | 0
|  | Scada Network Control And Protection Systems |  |  | 48.5657 | 0 | 0 | 0 | 0 | 0 | 0 | 0 | 48.5657 | 0
|  | Other |  |  | 152.7951 | 0 | 0 | 0 | 0 | 0 | 0 | 0 | 152.7951 | 0
|  | Total Materials |  |  | 632.7261 | 0 | 0 | 0 | 0 | 0 | 0 | 0 | 632.7261 | 0
|  | Labour (Internal) - $ Mar 2017 |  |  | 2015-16 | 2016-17 | 2017-18 | 2018-19 | 2019-20 | 2020-21 | 2021-22 | 2022-23 | Total | 2017-22 Total
|  | Transmission Towers |  |  | 0 | 0 | 0 | 0 | 0 | 0 | 0 | 0 | 0 | 0
|  | Transmission Tower Support Structures |  |  | 0 | 0 | 0 | 0 | 0 | 0 | 0 | 0 | 0 | 0
|  | Conductors |  |  | 0 | 0 | 0 | 0 | 0 | 0 | 0 | 0 | 0 | 0
|  | Transmission Cables |  |  | 0 | 0 | 0 | 0 | 0 | 0 | 0 | 0 | 0 | 0
|  | Substation Switchbays |  |  | 62.2619 | 0 | 0 | 0 | 0 | 0 | 0 | 0 | 62.2619 | 0
|  | Substation Power Transformers |  |  | 46.213 | 0 | 0 | 0 | 0 | 0 | 0 | 0 | 46.213 | 0
|  | Substation Reactive Plant |  |  | 0 | 0 | 0 | 0 | 0 | 0 | 0 | 0 | 0 | 0
|  | Scada Network Control And Protection Systems |  |  | 12.2127 | 0 | 0 | 0 | 0 | 0 | 0 | 0 | 12.2127 | 0
|  | Other |  |  | 38.4232 | 0 | 0 | 0 | 0 | 0 | 0 | 0 | 38.4232 | 0
|  | Total Internal Labour |  |  | 159.1108 | 0 | 0 | 0 | 0 | 0 | 0 | 0 | 159.1108 | 0
|  | Labour (External) - $ Mar 2017 |  |  | 2015-16 | 2016-17 | 2017-18 | 2018-19 | 2019-20 | 2020-21 | 2021-22 | 2022-23 | Total | 2017-22 Total
|  | Transmission Towers |  |  | 0 | 0 | 0 | 0 | 0 | 0 | 0 | 0 | 0 | 0
|  | Transmission Tower Support Structures |  |  | 0 | 0 | 0 | 0 | 0 | 0 | 0 | 0 | 0 | 0
|  | Conductors |  |  | 0 | 0 | 0 | 0 | 0 | 0 | 0 | 0 | 0 | 0
|  | Transmission Cables |  |  | 0 | 0 | 0 | 0 | 0 | 0 | 0 | 0 | 0 | 0
|  | Substation Switchbays |  |  | 310.7601 | 0 | 0 | 0 | 0 | 0 | 0 | 0 | 310.7601 | 0
|  | Substation Power Transformers |  |  | 230.6573 | 0 | 0 | 0 | 0 | 0 | 0 | 0 | 230.6573 | 0
|  | Substation Reactive Plant |  |  | 0 | 0 | 0 | 0 | 0 | 0 | 0 | 0 | 0 | 0
|  | Scada Network Control And Protection Systems |  |  | 60.956 | 0 | 0 | 0 | 0 | 0 | 0 | 0 | 60.956 | 0
|  | Other |  |  | 191.777 | 0 | 0 | 0 | 0 | 0 | 0 | 0 | 191.777 | 0
|  | Total External Labour |  |  | 794.1503 | 0 | 0 | 0 | 0 | 0 | 0 | 0 | 794.1503 | 0
|  | Total Direct - $ Mar 2017 |  |  | 2015-16 | 2016-17 | 2017-18 | 2018-19 | 2019-20 | 2020-21 | 2021-22 | 2022-23 | Total | 2017-22 Total
|  | Transmission Towers |  |  | 0 | 0 | 0 | 0 | 0 | 0 | 0 | 0 | 0 | 0
|  | Transmission Tower Support Structures |  |  | 0 | 0 | 0 | 0 | 0 | 0 | 0 | 0 | 0 | 0
|  | Conductors |  |  | 0 | 0 | 0 | 0 | 0 | 0 | 0 | 0 | 0 | 0
|  | Transmission Cables |  |  | 0 | 0 | 0 | 0 | 0 | 0 | 0 | 0 | 0 | 0
|  | Substation Switchbays |  |  | 620.6149 | 0 | 0 | 0 | 0 | 0 | 0 | 0 | 620.6149 | 0
|  | Substation Power Transformers |  |  | 460.6427 | 0 | 0 | 0 | 0 | 0 | 0 | 0 | 460.6427 | 0
|  | Substation Reactive Plant |  |  | 0 | 0 | 0 | 0 | 0 | 0 | 0 | 0 | 0 | 0
|  | Scada Network Control And Protection Systems |  |  | 121.7344 | 0 | 0 | 0 | 0 | 0 | 0 | 0 | 121.7344 | 0
|  | Other |  |  | 382.9953 | 0 | 0 | 0 | 0 | 0 | 0 | 0 | 382.9953 | 0
|  | Total Direct - $ Mar 2017 |  |  | 1585.9872 | 0 | 0 | 0 | 0 | 0 | 0 | 0 | 1585.9872 | 0

## Proj_14
Go To: | Table of Contents
Master Inputs
|  | XB54 |  | Business case? | Yes
| Project name | Ringwood Terminal Station (RWTS) 220kV Circuit Breaker Replacements
| Project category 1 | Network |  |  | Shaded cells = Inputs
| Project category 2 | Replacement - Major Station
| Regulatory classification | Prescribed
| Overhead Category | Repex_OHD |  | $000's | $000's | $000's | $000's | $000's | $000's | $000's | $000's | $000's | Project | 2017-22
|  |  |  | Prior | 2015-16 | 2016-17 | 2017-18 | 2018-19 | 2019-20 | 2020-21 | 2021-22 | 2022-23 | Total | Total | Check
| Project timing | Direct Expenditure (As incurred) - $ 2015/16 |  | 13212.3638 | 649.65 | 0 | 0 | 0 | 0 | 0 | 0 | 0 | 13862.0138 | 0 | ok
| (excluding real cost escalators) | Assumed year commissioned (no BC)
|  | Direct Expenditure (As Commissioned) - $ 2015/16 |  | 11782.7117 | 2079.3021 | 0 | 0 | 0 | 0 | 0 | 0 | 0 | 13862.0138 | 0 | ok
| Asset class | Secondary
|  | Switchgear |  | 100% | 100% | 100% | 100% | 100% | 100% | 100% | 100% | 100%
Transformers
Reactive
Lines and towers
Establishment
Communications
Non System
Land
Easements
|  |  | Total | 100% | 100% | 100% | 100% | 100% | 100% | 100% | 100% | 100%
| Input costs % | Labour - internal |  | 10% | 10% | 10% | 10% | 10% | 10% | 10% | 10% | 10%
|  | Labour - external |  | 50% | 50% | 50% | 50% | 50% | 50% | 50% | 50% | 50%
|  | Materials |  | 40% | 40% | 40% | 40% | 40% | 40% | 40% | 40% | 40%
|  |  | Total | 100% | 100% | 100% | 100% | 100% | 100% | 100% | 100% | 100%
Material Escalation
| (By Asset Class) | Secondary |  | 0 | 0 | 0 | 0 | 0 | 0 | 0 | 0 | 0 | 0 | 0
|  | Switchgear |  | 0 | 0 | 0 | 0 | 0 | 0 | 0 | 0 | 0 | 0 | 0
|  | Transformers |  | 0 | 0 | 0 | 0 | 0 | 0 | 0 | 0 | 0 | 0 | 0
|  | Reactive |  | 0 | 0 | 0 | 0 | 0 | 0 | 0 | 0 | 0 | 0 | 0
|  | Lines and towers |  | 0 | 0 | 0 | 0 | 0 | 0 | 0 | 0 | 0 | 0 | 0
|  | Establishment |  | 0 | 0 | 0 | 0 | 0 | 0 | 0 | 0 | 0 | 0 | 0
|  | Communications |  | 0 | 0 | 0 | 0 | 0 | 0 | 0 | 0 | 0 | 0 | 0
|  | Non System |  | 0 | 0 | 0 | 0 | 0 | 0 | 0 | 0 | 0 | 0 | 0
|  | Land |  | 0 | 0 | 0 | 0 | 0 | 0 | 0 | 0 | 0 | 0 | 0
|  | Easements |  | 0 | 0 | 0 | 0 | 0 | 0 | 0 | 0 | 0 | 0 | 0
|  | Total Material escalation |  | 0 | 0 | 0 | 0 | 0 | 0 | 0 | 0 | 0 | 0 | 0
| Labour Escalation | Internal Labour |  | 0 | 0.38167 | 0 | 0 | 0 | 0 | 0 | 0 | 0 | 0.38167 | 0
|  | External Labour |  | 0 | 1.3318 | 0 | 0 | 0 | 0 | 0 | 0 | 0 | 1.3318 | 0
|  | Total Labour Escalation |  | 0 | 1.7135 | 0 | 0 | 0 | 0 | 0 | 0 | 0 | 1.7135 | 0
|  | Total Escalation |  | 0 | 1.7135 | 0 | 0 | 0 | 0 | 0 | 0 | 0 | 1.7135 | 0
|  | Escalation factors |  | 0 | 0.0026375 | 0 | 0 | 0 | 0 | 0 | 0 | 0 | 0.00012361 | 0
| Direct Expenditure (Escalated) | Total labour - internal |  | 1343.5881 | 66.4522 | 0 | 0 | 0 | 0 | 0 | 0 | 0 | 1410.0403 | 0
| (as incurred) | Total labour - external |  | 6717.9406 | 331.6745 | 0 | 0 | 0 | 0 | 0 | 0 | 0 | 7049.6151 | 0
|  | Total materials |  | 5374.3525 | 264.2561 | 0 | 0 | 0 | 0 | 0 | 0 | 0 | 5638.6086 | 0
|  | Total Direct - As Incurred $ Mar 2017 |  | 13435.8812 | 662.3828 | 0 | 0 | 0 | 0 | 0 | 0 | 0 | 14098.264 | 0 | ok
| Capitalised Overheads | Overhead rate (applied to direct expenditure) |  | 8.008% | 5.944% | 7.259% | 8.819% | 12.03% | 13.05% | 11.79% | 11.1% | 11.36%
|  | Total overhead (as incurred) |  | 1075.9685 | 39.3752 | 0 | 0 | 0 | 0 | 0 | 0 | 0 | 1115.3437 | 0
|  | Total incl Overhead - As Incurred $ Mar 2017 |  | 14511.8497 | 701.758 | 0 | 0 | 0 | 0 | 0 | 0 | 0 | 15213.6076 | 0
|  | Total overheads (As incurred) - Cumulative |  | 1075.9685 | 1115.3437 | 1115.3437 | 1115.3437 | 1115.3437 | 1115.3437 | 1115.3437 | 1115.3437 | 1115.3437
|  | Labour & Material Escalation - Cumulative |  | 0 | 1.7135 | 1.7135 | 1.7135 | 1.7135 | 1.7135 | 1.7135 | 1.7135 | 1.7135
Expenditure By Asset Class - As Incurred
| Asset class breakdown | Secondary |  | 0 | 0 | 0 | 0 | 0 | 0 | 0 | 0 | 0 | 0 | 0
| (fully absorbed) | Switchgear |  | 14511.8497 | 701.758 | 0 | 0 | 0 | 0 | 0 | 0 | 0 | 15213.6076 | 0
| (as incurred) | Transformers |  | 0 | 0 | 0 | 0 | 0 | 0 | 0 | 0 | 0 | 0 | 0
|  | Reactive |  | 0 | 0 | 0 | 0 | 0 | 0 | 0 | 0 | 0 | 0 | 0
|  | Lines and towers |  | 0 | 0 | 0 | 0 | 0 | 0 | 0 | 0 | 0 | 0 | 0
|  | Establishment |  | 0 | 0 | 0 | 0 | 0 | 0 | 0 | 0 | 0 | 0 | 0
|  | Communications |  | 0 | 0 | 0 | 0 | 0 | 0 | 0 | 0 | 0 | 0 | 0
|  | Non System |  | 0 | 0 | 0 | 0 | 0 | 0 | 0 | 0 | 0 | 0 | 0
|  | Land |  | 0 | 0 | 0 | 0 | 0 | 0 | 0 | 0 | 0 | 0 | 0
|  | Easements |  | 0 | 0 | 0 | 0 | 0 | 0 | 0 | 0 | 0 | 0 | 0
|  | Total incl Overhead - As Incurred $ Mar 2017 |  | 14511.8497 | 701.758 | 0 | 0 | 0 | 0 | 0 | 0 | 0 | 15213.6076 | 0
|  |  | Check | 0 | 0 | 0 | 0 | 0 | 0 | 0 | 0 | 0 | 0 | 0
| As Commissioned Capex | Direct Expenditure (As Commissioned) - $ 2015/16 |  | 11782.7117 | 2079.3021 | 0 | 0 | 0 | 0 | 0 | 0 | 0 | 13862.0138 | 0
|  | Labour & Material Escalation - $ 2015/16 |  | 0 | 1.7135 | 0 | 0 | 0 | 0 | 0 | 0 | 0 | 1.7135 | 0
|  | Total Direct Expenditure - $ 2015/16 |  | 11782.7117 | 2081.0155 | 0 | 0 | 0 | 0 | 0 | 0 | 0 | 13863.7272 | 0
|  | Total Direct Expenditure - $ Mar 2017 |  | 11982.0433 | 2116.2207 | 0 | 0 | 0 | 0 | 0 | 0 | 0 | 14098.264 | 0
|  | Total overheads (As Commissioned) |  | 959.5426 | 155.801 | 0 | 0 | 0 | 0 | 0 | 0 | 0 | 1115.3437 | 0
|  | Total incl Overhead - As commissioned $ Mar 2017 |  | 12941.5859 | 2272.0217 | 0 | 0 | 0 | 0 | 0 | 0 | 0 | 15213.6076 | 0
|  | Total overheads (As Comm) - Cumulative |  | 959.5426 | 1115.3437 | 1115.3437 | 1115.3437 | 1115.3437 | 1115.3437 | 1115.3437 | 1115.3437 | 1115.3437
|  | Total real cost escalation (As Comm) - Cumulative |  | 0 | 1.7135 | 1.7135 | 1.7135 | 1.7135 | 1.7135 | 1.7135 | 1.7135 | 1.7135
Expenditure By Asset Class - As Commissioned
| Asset class breakdown | Secondary |  | 0 | 0 | 0 | 0 | 0 | 0 | 0 | 0 | 0 | 0 | 0
| (fully absorbed) | Switchgear |  | 12941.5859 | 2272.0217 | 0 | 0 | 0 | 0 | 0 | 0 | 0 | 15213.6076 | 0
| (as commissioned) | Transformers |  | 0 | 0 | 0 | 0 | 0 | 0 | 0 | 0 | 0 | 0 | 0
|  | Reactive |  | 0 | 0 | 0 | 0 | 0 | 0 | 0 | 0 | 0 | 0 | 0
|  | Lines and towers |  | 0 | 0 | 0 | 0 | 0 | 0 | 0 | 0 | 0 | 0 | 0
|  | Establishment |  | 0 | 0 | 0 | 0 | 0 | 0 | 0 | 0 | 0 | 0 | 0
|  | Communications |  | 0 | 0 | 0 | 0 | 0 | 0 | 0 | 0 | 0 | 0 | 0
|  | Non System |  | 0 | 0 | 0 | 0 | 0 | 0 | 0 | 0 | 0 | 0 | 0
|  | Land |  | 0 | 0 | 0 | 0 | 0 | 0 | 0 | 0 | 0 | 0 | 0
|  | Easements |  | 0 | 0 | 0 | 0 | 0 | 0 | 0 | 0 | 0 | 0 | 0
|  | Total incl Overhead - As commissioned $ Mar 2017 |  | 12941.5859 | 2272.0217 | 0 | 0 | 0 | 0 | 0 | 0 | 0 | 15213.6076 | 0
|  |  | Check | 0 | 0 | 0 | 0 | 0 | 0 | 0 | 0 | 0 | 0 | 0
0
| Expenditure splits for RIN |  |  |  | 2015-16 | 2016-17 | 2017-18 | 2018-19 | 2019-20 | 2020-21 | 2021-22 | 2022-23
| Repex Category | Transmission Towers | bar: 2015-16 to 2022-23
Transmission Tower Support Structures | bar: 2015-16 to 2022-23
Conductors | bar: 2015-16 to 2022-23
Transmission Cables | bar: 2015-16 to 2022-23
|  | Substation Switchbays |  |  | 100% | 100% | 100% | 100% | 100% | 100% | 100% | 100%
Substation Power Transformers | bar: 2015-16 to 2022-23
Substation Reactive Plant | bar: 2015-16 to 2022-23
Scada Network Control And Protection Systems | bar: 2015-16 to 2022-23
Other | bar: 2015-16 to 2022-23
|  | Total |  |  | 100% | 100% | 100% | 100% | 100% | 100% | 100% | 100%
| Direct Expenditures | Materials - $ Mar 2017 |  |  | 2015-16 | 2016-17 | 2017-18 | 2018-19 | 2019-20 | 2020-21 | 2021-22 | 2022-23 | Total | 2017-22 Total
| (As Incurred) | Transmission Towers |  |  | 0 | 0 | 0 | 0 | 0 | 0 | 0 | 0 | 0 | 0
|  | Transmission Tower Support Structures |  |  | 0 | 0 | 0 | 0 | 0 | 0 | 0 | 0 | 0 | 0
|  | Conductors |  |  | 0 | 0 | 0 | 0 | 0 | 0 | 0 | 0 | 0 | 0
|  | Transmission Cables |  |  | 0 | 0 | 0 | 0 | 0 | 0 | 0 | 0 | 0 | 0
|  | Substation Switchbays |  |  | 264.2561 | 0 | 0 | 0 | 0 | 0 | 0 | 0 | 264.2561 | 0
|  | Substation Power Transformers |  |  | 0 | 0 | 0 | 0 | 0 | 0 | 0 | 0 | 0 | 0
|  | Substation Reactive Plant |  |  | 0 | 0 | 0 | 0 | 0 | 0 | 0 | 0 | 0 | 0
|  | Scada Network Control And Protection Systems |  |  | 0 | 0 | 0 | 0 | 0 | 0 | 0 | 0 | 0 | 0
|  | Other |  |  | 0 | 0 | 0 | 0 | 0 | 0 | 0 | 0 | 0 | 0
|  | Total Materials |  |  | 264.2561 | 0 | 0 | 0 | 0 | 0 | 0 | 0 | 264.2561 | 0
|  | Labour (Internal) - $ Mar 2017 |  |  | 2015-16 | 2016-17 | 2017-18 | 2018-19 | 2019-20 | 2020-21 | 2021-22 | 2022-23 | Total | 2017-22 Total
|  | Transmission Towers |  |  | 0 | 0 | 0 | 0 | 0 | 0 | 0 | 0 | 0 | 0
|  | Transmission Tower Support Structures |  |  | 0 | 0 | 0 | 0 | 0 | 0 | 0 | 0 | 0 | 0
|  | Conductors |  |  | 0 | 0 | 0 | 0 | 0 | 0 | 0 | 0 | 0 | 0
|  | Transmission Cables |  |  | 0 | 0 | 0 | 0 | 0 | 0 | 0 | 0 | 0 | 0
|  | Substation Switchbays |  |  | 66.4522 | 0 | 0 | 0 | 0 | 0 | 0 | 0 | 66.4522 | 0
|  | Substation Power Transformers |  |  | 0 | 0 | 0 | 0 | 0 | 0 | 0 | 0 | 0 | 0
|  | Substation Reactive Plant |  |  | 0 | 0 | 0 | 0 | 0 | 0 | 0 | 0 | 0 | 0
|  | Scada Network Control And Protection Systems |  |  | 0 | 0 | 0 | 0 | 0 | 0 | 0 | 0 | 0 | 0
|  | Other |  |  | 0 | 0 | 0 | 0 | 0 | 0 | 0 | 0 | 0 | 0
|  | Total Internal Labour |  |  | 66.4522 | 0 | 0 | 0 | 0 | 0 | 0 | 0 | 66.4522 | 0
|  | Labour (External) - $ Mar 2017 |  |  | 2015-16 | 2016-17 | 2017-18 | 2018-19 | 2019-20 | 2020-21 | 2021-22 | 2022-23 | Total | 2017-22 Total
|  | Transmission Towers |  |  | 0 | 0 | 0 | 0 | 0 | 0 | 0 | 0 | 0 | 0
|  | Transmission Tower Support Structures |  |  | 0 | 0 | 0 | 0 | 0 | 0 | 0 | 0 | 0 | 0
|  | Conductors |  |  | 0 | 0 | 0 | 0 | 0 | 0 | 0 | 0 | 0 | 0
|  | Transmission Cables |  |  | 0 | 0 | 0 | 0 | 0 | 0 | 0 | 0 | 0 | 0
|  | Substation Switchbays |  |  | 331.6745 | 0 | 0 | 0 | 0 | 0 | 0 | 0 | 331.6745 | 0
|  | Substation Power Transformers |  |  | 0 | 0 | 0 | 0 | 0 | 0 | 0 | 0 | 0 | 0
|  | Substation Reactive Plant |  |  | 0 | 0 | 0 | 0 | 0 | 0 | 0 | 0 | 0 | 0
|  | Scada Network Control And Protection Systems |  |  | 0 | 0 | 0 | 0 | 0 | 0 | 0 | 0 | 0 | 0
|  | Other |  |  | 0 | 0 | 0 | 0 | 0 | 0 | 0 | 0 | 0 | 0
|  | Total External Labour |  |  | 331.6745 | 0 | 0 | 0 | 0 | 0 | 0 | 0 | 331.6745 | 0
|  | Total Direct - $ Mar 2017 |  |  | 2015-16 | 2016-17 | 2017-18 | 2018-19 | 2019-20 | 2020-21 | 2021-22 | 2022-23 | Total | 2017-22 Total
|  | Transmission Towers |  |  | 0 | 0 | 0 | 0 | 0 | 0 | 0 | 0 | 0 | 0
|  | Transmission Tower Support Structures |  |  | 0 | 0 | 0 | 0 | 0 | 0 | 0 | 0 | 0 | 0
|  | Conductors |  |  | 0 | 0 | 0 | 0 | 0 | 0 | 0 | 0 | 0 | 0
|  | Transmission Cables |  |  | 0 | 0 | 0 | 0 | 0 | 0 | 0 | 0 | 0 | 0
|  | Substation Switchbays |  |  | 662.3828 | 0 | 0 | 0 | 0 | 0 | 0 | 0 | 662.3828 | 0
|  | Substation Power Transformers |  |  | 0 | 0 | 0 | 0 | 0 | 0 | 0 | 0 | 0 | 0
|  | Substation Reactive Plant |  |  | 0 | 0 | 0 | 0 | 0 | 0 | 0 | 0 | 0 | 0
|  | Scada Network Control And Protection Systems |  |  | 0 | 0 | 0 | 0 | 0 | 0 | 0 | 0 | 0 | 0
|  | Other |  |  | 0 | 0 | 0 | 0 | 0 | 0 | 0 | 0 | 0 | 0
|  | Total Direct - $ Mar 2017 |  |  | 662.3828 | 0 | 0 | 0 | 0 | 0 | 0 | 0 | 662.3828 | 0

## Proj_15
Go To: | Table of Contents
Master Inputs
|  | XB56 |  | Business case? | Yes
| Project name | HWPS CB Replacement Stage 3
| Project category 1 | Network |  |  | Shaded cells = Inputs
| Project category 2 | Replacement - Major Station
| Regulatory classification | Prescribed
| Overhead Category | Repex_OHD |  | $000's | $000's | $000's | $000's | $000's | $000's | $000's | $000's | $000's | Project | 2017-22
|  |  |  | Prior | 2015-16 | 2016-17 | 2017-18 | 2018-19 | 2019-20 | 2020-21 | 2021-22 | 2022-23 | Total | Total | Check
| Project timing | Direct Expenditure (As incurred) - $ 2015/16 |  | 5338.0358 | 2733.321 | 0 | 0 | 0 | 0 | 0 | 0 | 0 | 8071.3568 | 0 | ok
| (excluding real cost escalators) | Assumed year commissioned (no BC)
|  | Direct Expenditure (As Commissioned) - $ 2015/16 |  | 1653.6369 | 6417.7199 | 0 | 0 | 0 | 0 | 0 | 0 | 0 | 8071.3568 | 0 | ok
| Asset class | Secondary
|  | Switchgear |  | 100% | 100% | 100% | 100% | 100% | 100% | 100% | 100% | 100%
Transformers
Reactive
Lines and towers
Establishment
Communications
Non System
Land
Easements
|  |  | Total | 100% | 100% | 100% | 100% | 100% | 100% | 100% | 100% | 100%
| Input costs % | Labour - internal |  | 10% | 10% | 10% | 10% | 10% | 10% | 10% | 10% | 10%
|  | Labour - external |  | 50% | 50% | 50% | 50% | 50% | 50% | 50% | 50% | 50%
|  | Materials |  | 40% | 40% | 40% | 40% | 40% | 40% | 40% | 40% | 40%
|  |  | Total | 100% | 100% | 100% | 100% | 100% | 100% | 100% | 100% | 100%
Material Escalation
| (By Asset Class) | Secondary |  | 0 | 0 | 0 | 0 | 0 | 0 | 0 | 0 | 0 | 0 | 0
|  | Switchgear |  | 0 | 0 | 0 | 0 | 0 | 0 | 0 | 0 | 0 | 0 | 0
|  | Transformers |  | 0 | 0 | 0 | 0 | 0 | 0 | 0 | 0 | 0 | 0 | 0
|  | Reactive |  | 0 | 0 | 0 | 0 | 0 | 0 | 0 | 0 | 0 | 0 | 0
|  | Lines and towers |  | 0 | 0 | 0 | 0 | 0 | 0 | 0 | 0 | 0 | 0 | 0
|  | Establishment |  | 0 | 0 | 0 | 0 | 0 | 0 | 0 | 0 | 0 | 0 | 0
|  | Communications |  | 0 | 0 | 0 | 0 | 0 | 0 | 0 | 0 | 0 | 0 | 0
|  | Non System |  | 0 | 0 | 0 | 0 | 0 | 0 | 0 | 0 | 0 | 0 | 0
|  | Land |  | 0 | 0 | 0 | 0 | 0 | 0 | 0 | 0 | 0 | 0 | 0
|  | Easements |  | 0 | 0 | 0 | 0 | 0 | 0 | 0 | 0 | 0 | 0 | 0
|  | Total Material escalation |  | 0 | 0 | 0 | 0 | 0 | 0 | 0 | 0 | 0 | 0 | 0
| Labour Escalation | Internal Labour |  | 0 | 1.6058 | 0 | 0 | 0 | 0 | 0 | 0 | 0 | 1.6058 | 0
|  | External Labour |  | 0 | 5.6033 | 0 | 0 | 0 | 0 | 0 | 0 | 0 | 5.6033 | 0
|  | Total Labour Escalation |  | 0 | 7.2091 | 0 | 0 | 0 | 0 | 0 | 0 | 0 | 7.2091 | 0
|  | Total Escalation |  | 0 | 7.2091 | 0 | 0 | 0 | 0 | 0 | 0 | 0 | 7.2091 | 0
|  | Escalation factors |  | 0 | 0.0026375 | 0 | 0 | 0 | 0 | 0 | 0 | 0 | 0.00089318 | 0
| Direct Expenditure (Escalated) | Total labour - internal |  | 542.8341 | 279.5891 | 0 | 0 | 0 | 0 | 0 | 0 | 0 | 822.4232 | 0
| (as incurred) | Total labour - external |  | 2714.1704 | 1395.4788 | 0 | 0 | 0 | 0 | 0 | 0 | 0 | 4109.6492 | 0
|  | Total materials |  | 2171.3364 | 1111.8246 | 0 | 0 | 0 | 0 | 0 | 0 | 0 | 3283.1609 | 0
|  | Total Direct - As Incurred $ Mar 2017 |  | 5428.3409 | 2786.8925 | 0 | 0 | 0 | 0 | 0 | 0 | 0 | 8215.2334 | 0 | ok
| Capitalised Overheads | Overhead rate (applied to direct expenditure) |  | 8.008% | 5.944% | 7.259% | 8.819% | 12.03% | 13.05% | 11.79% | 11.1% | 11.36%
|  | Total overhead (as incurred) |  | 434.7109 | 165.6662 | 0 | 0 | 0 | 0 | 0 | 0 | 0 | 600.3771 | 0
|  | Total incl Overhead - As Incurred $ Mar 2017 |  | 5863.0517 | 2952.5587 | 0 | 0 | 0 | 0 | 0 | 0 | 0 | 8815.6105 | 0
|  | Total overheads (As incurred) - Cumulative |  | 434.7109 | 600.3771 | 600.3771 | 600.3771 | 600.3771 | 600.3771 | 600.3771 | 600.3771 | 600.3771
|  | Labour & Material Escalation - Cumulative |  | 0 | 7.2091 | 7.2091 | 7.2091 | 7.2091 | 7.2091 | 7.2091 | 7.2091 | 7.2091
Expenditure By Asset Class - As Incurred
| Asset class breakdown | Secondary |  | 0 | 0 | 0 | 0 | 0 | 0 | 0 | 0 | 0 | 0 | 0
| (fully absorbed) | Switchgear |  | 5863.0517 | 2952.5587 | 0 | 0 | 0 | 0 | 0 | 0 | 0 | 8815.6105 | 0
| (as incurred) | Transformers |  | 0 | 0 | 0 | 0 | 0 | 0 | 0 | 0 | 0 | 0 | 0
|  | Reactive |  | 0 | 0 | 0 | 0 | 0 | 0 | 0 | 0 | 0 | 0 | 0
|  | Lines and towers |  | 0 | 0 | 0 | 0 | 0 | 0 | 0 | 0 | 0 | 0 | 0
|  | Establishment |  | 0 | 0 | 0 | 0 | 0 | 0 | 0 | 0 | 0 | 0 | 0
|  | Communications |  | 0 | 0 | 0 | 0 | 0 | 0 | 0 | 0 | 0 | 0 | 0
|  | Non System |  | 0 | 0 | 0 | 0 | 0 | 0 | 0 | 0 | 0 | 0 | 0
|  | Land |  | 0 | 0 | 0 | 0 | 0 | 0 | 0 | 0 | 0 | 0 | 0
|  | Easements |  | 0 | 0 | 0 | 0 | 0 | 0 | 0 | 0 | 0 | 0 | 0
|  | Total incl Overhead - As Incurred $ Mar 2017 |  | 5863.0517 | 2952.5587 | 0 | 0 | 0 | 0 | 0 | 0 | 0 | 8815.6105 | 0
|  |  | Check | 0 | 0 | 0 | 0 | 0 | 0 | 0 | 0 | 0 | 0 | 0
| As Commissioned Capex | Direct Expenditure (As Commissioned) - $ 2015/16 |  | 1653.6369 | 6417.7199 | 0 | 0 | 0 | 0 | 0 | 0 | 0 | 8071.3568 | 0
|  | Labour & Material Escalation - $ 2015/16 |  | 0 | 7.2091 | 0 | 0 | 0 | 0 | 0 | 0 | 0 | 7.2091 | 0
|  | Total Direct Expenditure - $ 2015/16 |  | 1653.6369 | 6424.929 | 0 | 0 | 0 | 0 | 0 | 0 | 0 | 8078.5659 | 0
|  | Total Direct Expenditure - $ Mar 2017 |  | 1681.6119 | 6533.6214 | 0 | 0 | 0 | 0 | 0 | 0 | 0 | 8215.2334 | 0
|  | Total overheads (As Commissioned) |  | 134.6664 | 465.7107 | 0 | 0 | 0 | 0 | 0 | 0 | 0 | 600.3771 | 0
|  | Total incl Overhead - As commissioned $ Mar 2017 |  | 1816.2783 | 6999.3322 | 0 | 0 | 0 | 0 | 0 | 0 | 0 | 8815.6105 | 0
|  | Total overheads (As Comm) - Cumulative |  | 134.6664 | 600.3771 | 600.3771 | 600.3771 | 600.3771 | 600.3771 | 600.3771 | 600.3771 | 600.3771
|  | Total real cost escalation (As Comm) - Cumulative |  | 0 | 7.2091 | 7.2091 | 7.2091 | 7.2091 | 7.2091 | 7.2091 | 7.2091 | 7.2091
Expenditure By Asset Class - As Commissioned
| Asset class breakdown | Secondary |  | 0 | 0 | 0 | 0 | 0 | 0 | 0 | 0 | 0 | 0 | 0
| (fully absorbed) | Switchgear |  | 1816.2783 | 6999.3322 | 0 | 0 | 0 | 0 | 0 | 0 | 0 | 8815.6105 | 0
| (as commissioned) | Transformers |  | 0 | 0 | 0 | 0 | 0 | 0 | 0 | 0 | 0 | 0 | 0
|  | Reactive |  | 0 | 0 | 0 | 0 | 0 | 0 | 0 | 0 | 0 | 0 | 0
|  | Lines and towers |  | 0 | 0 | 0 | 0 | 0 | 0 | 0 | 0 | 0 | 0 | 0
|  | Establishment |  | 0 | 0 | 0 | 0 | 0 | 0 | 0 | 0 | 0 | 0 | 0
|  | Communications |  | 0 | 0 | 0 | 0 | 0 | 0 | 0 | 0 | 0 | 0 | 0
|  | Non System |  | 0 | 0 | 0 | 0 | 0 | 0 | 0 | 0 | 0 | 0 | 0
|  | Land |  | 0 | 0 | 0 | 0 | 0 | 0 | 0 | 0 | 0 | 0 | 0
|  | Easements |  | 0 | 0 | 0 | 0 | 0 | 0 | 0 | 0 | 0 | 0 | 0
|  | Total incl Overhead - As commissioned $ Mar 2017 |  | 1816.2783 | 6999.3322 | 0 | 0 | 0 | 0 | 0 | 0 | 0 | 8815.6105 | 0
|  |  | Check | 0 | 0 | 0 | 0 | 0 | 0 | 0 | 0 | 0 | 0 | 0
0
| Expenditure splits for RIN |  |  |  | 2015-16 | 2016-17 | 2017-18 | 2018-19 | 2019-20 | 2020-21 | 2021-22 | 2022-23
| Repex Category | Transmission Towers | bar: 2015-16 to 2022-23
Transmission Tower Support Structures | bar: 2015-16 to 2022-23
Conductors | bar: 2015-16 to 2022-23
Transmission Cables | bar: 2015-16 to 2022-23
|  | Substation Switchbays |  |  | 100% | 100% | 100% | 100% | 100% | 100% | 100% | 100%
Substation Power Transformers | bar: 2015-16 to 2022-23
Substation Reactive Plant | bar: 2015-16 to 2022-23
Scada Network Control And Protection Systems | bar: 2015-16 to 2022-23
Other | bar: 2015-16 to 2022-23
|  | Total |  |  | 100% | 100% | 100% | 100% | 100% | 100% | 100% | 100%
| Direct Expenditures | Materials - $ Mar 2017 |  |  | 2015-16 | 2016-17 | 2017-18 | 2018-19 | 2019-20 | 2020-21 | 2021-22 | 2022-23 | Total | 2017-22 Total
| (As Incurred) | Transmission Towers |  |  | 0 | 0 | 0 | 0 | 0 | 0 | 0 | 0 | 0 | 0
|  | Transmission Tower Support Structures |  |  | 0 | 0 | 0 | 0 | 0 | 0 | 0 | 0 | 0 | 0
|  | Conductors |  |  | 0 | 0 | 0 | 0 | 0 | 0 | 0 | 0 | 0 | 0
|  | Transmission Cables |  |  | 0 | 0 | 0 | 0 | 0 | 0 | 0 | 0 | 0 | 0
|  | Substation Switchbays |  |  | 1111.8246 | 0 | 0 | 0 | 0 | 0 | 0 | 0 | 1111.8246 | 0
|  | Substation Power Transformers |  |  | 0 | 0 | 0 | 0 | 0 | 0 | 0 | 0 | 0 | 0
|  | Substation Reactive Plant |  |  | 0 | 0 | 0 | 0 | 0 | 0 | 0 | 0 | 0 | 0
|  | Scada Network Control And Protection Systems |  |  | 0 | 0 | 0 | 0 | 0 | 0 | 0 | 0 | 0 | 0
|  | Other |  |  | 0 | 0 | 0 | 0 | 0 | 0 | 0 | 0 | 0 | 0
|  | Total Materials |  |  | 1111.8246 | 0 | 0 | 0 | 0 | 0 | 0 | 0 | 1111.8246 | 0
|  | Labour (Internal) - $ Mar 2017 |  |  | 2015-16 | 2016-17 | 2017-18 | 2018-19 | 2019-20 | 2020-21 | 2021-22 | 2022-23 | Total | 2017-22 Total
|  | Transmission Towers |  |  | 0 | 0 | 0 | 0 | 0 | 0 | 0 | 0 | 0 | 0
|  | Transmission Tower Support Structures |  |  | 0 | 0 | 0 | 0 | 0 | 0 | 0 | 0 | 0 | 0
|  | Conductors |  |  | 0 | 0 | 0 | 0 | 0 | 0 | 0 | 0 | 0 | 0
|  | Transmission Cables |  |  | 0 | 0 | 0 | 0 | 0 | 0 | 0 | 0 | 0 | 0
|  | Substation Switchbays |  |  | 279.5891 | 0 | 0 | 0 | 0 | 0 | 0 | 0 | 279.5891 | 0
|  | Substation Power Transformers |  |  | 0 | 0 | 0 | 0 | 0 | 0 | 0 | 0 | 0 | 0
|  | Substation Reactive Plant |  |  | 0 | 0 | 0 | 0 | 0 | 0 | 0 | 0 | 0 | 0
|  | Scada Network Control And Protection Systems |  |  | 0 | 0 | 0 | 0 | 0 | 0 | 0 | 0 | 0 | 0
|  | Other |  |  | 0 | 0 | 0 | 0 | 0 | 0 | 0 | 0 | 0 | 0
|  | Total Internal Labour |  |  | 279.5891 | 0 | 0 | 0 | 0 | 0 | 0 | 0 | 279.5891 | 0
|  | Labour (External) - $ Mar 2017 |  |  | 2015-16 | 2016-17 | 2017-18 | 2018-19 | 2019-20 | 2020-21 | 2021-22 | 2022-23 | Total | 2017-22 Total
|  | Transmission Towers |  |  | 0 | 0 | 0 | 0 | 0 | 0 | 0 | 0 | 0 | 0
|  | Transmission Tower Support Structures |  |  | 0 | 0 | 0 | 0 | 0 | 0 | 0 | 0 | 0 | 0
|  | Conductors |  |  | 0 | 0 | 0 | 0 | 0 | 0 | 0 | 0 | 0 | 0
|  | Transmission Cables |  |  | 0 | 0 | 0 | 0 | 0 | 0 | 0 | 0 | 0 | 0
|  | Substation Switchbays |  |  | 1395.4788 | 0 | 0 | 0 | 0 | 0 | 0 | 0 | 1395.4788 | 0
|  | Substation Power Transformers |  |  | 0 | 0 | 0 | 0 | 0 | 0 | 0 | 0 | 0 | 0
|  | Substation Reactive Plant |  |  | 0 | 0 | 0 | 0 | 0 | 0 | 0 | 0 | 0 | 0
|  | Scada Network Control And Protection Systems |  |  | 0 | 0 | 0 | 0 | 0 | 0 | 0 | 0 | 0 | 0
|  | Other |  |  | 0 | 0 | 0 | 0 | 0 | 0 | 0 | 0 | 0 | 0
|  | Total External Labour |  |  | 1395.4788 | 0 | 0 | 0 | 0 | 0 | 0 | 0 | 1395.4788 | 0
|  | Total Direct - $ Mar 2017 |  |  | 2015-16 | 2016-17 | 2017-18 | 2018-19 | 2019-20 | 2020-21 | 2021-22 | 2022-23 | Total | 2017-22 Total
|  | Transmission Towers |  |  | 0 | 0 | 0 | 0 | 0 | 0 | 0 | 0 | 0 | 0
|  | Transmission Tower Support Structures |  |  | 0 | 0 | 0 | 0 | 0 | 0 | 0 | 0 | 0 | 0
|  | Conductors |  |  | 0 | 0 | 0 | 0 | 0 | 0 | 0 | 0 | 0 | 0
|  | Transmission Cables |  |  | 0 | 0 | 0 | 0 | 0 | 0 | 0 | 0 | 0 | 0
|  | Substation Switchbays |  |  | 2786.8925 | 0 | 0 | 0 | 0 | 0 | 0 | 0 | 2786.8925 | 0
|  | Substation Power Transformers |  |  | 0 | 0 | 0 | 0 | 0 | 0 | 0 | 0 | 0 | 0
|  | Substation Reactive Plant |  |  | 0 | 0 | 0 | 0 | 0 | 0 | 0 | 0 | 0 | 0
|  | Scada Network Control And Protection Systems |  |  | 0 | 0 | 0 | 0 | 0 | 0 | 0 | 0 | 0 | 0
|  | Other |  |  | 0 | 0 | 0 | 0 | 0 | 0 | 0 | 0 | 0 | 0
|  | Total Direct - $ Mar 2017 |  |  | 2786.8925 | 0 | 0 | 0 | 0 | 0 | 0 | 0 | 2786.8925 | 0

## Proj_16
Go To: | Table of Contents
Master Inputs
|  | XB64 |  | Business case? | Yes
| Project name | MWTS B2 Transformer Replacement
| Project category 1 | Network |  |  | Shaded cells = Inputs
| Project category 2 | Replacement - Major Station
| Regulatory classification | Prescribed
| Overhead Category | Repex_OHD |  | $000's | $000's | $000's | $000's | $000's | $000's | $000's | $000's | $000's | Project | 2017-22
|  |  |  | Prior | 2015-16 | 2016-17 | 2017-18 | 2018-19 | 2019-20 | 2020-21 | 2021-22 | 2022-23 | Total | Total | Check
| Project timing | Direct Expenditure (As incurred) - $ 2015/16 |  | 2535.5117 | 3367.2 | 0 | 0 | 0 | 0 | 0 | 0 | 0 | 5902.7117 | 0 | ok
| (excluding real cost escalators) | Assumed year commissioned (no BC)
|  | Direct Expenditure (As Commissioned) - $ 2015/16 |  | 0 | 5902.7117 | 0 | 0 | 0 | 0 | 0 | 0 | 0 | 5902.7117 | 0 | ok
| Asset class | Secondary
Switchgear
|  | Transformers |  | 100% | 100% | 100% | 100% | 100% | 100% | 100% | 100% | 100%
Reactive
Lines and towers
Establishment
Communications
Non System
Land
Easements
|  |  | Total | 100% | 100% | 100% | 100% | 100% | 100% | 100% | 100% | 100%
| Input costs % | Labour - internal |  | 10% | 10% | 10% | 10% | 10% | 10% | 10% | 10% | 10%
|  | Labour - external |  | 50% | 50% | 50% | 50% | 50% | 50% | 50% | 50% | 50%
|  | Materials |  | 40% | 40% | 40% | 40% | 40% | 40% | 40% | 40% | 40%
|  |  | Total | 100% | 100% | 100% | 100% | 100% | 100% | 100% | 100% | 100%
Material Escalation
| (By Asset Class) | Secondary |  | 0 | 0 | 0 | 0 | 0 | 0 | 0 | 0 | 0 | 0 | 0
|  | Switchgear |  | 0 | 0 | 0 | 0 | 0 | 0 | 0 | 0 | 0 | 0 | 0
|  | Transformers |  | 0 | 0 | 0 | 0 | 0 | 0 | 0 | 0 | 0 | 0 | 0
|  | Reactive |  | 0 | 0 | 0 | 0 | 0 | 0 | 0 | 0 | 0 | 0 | 0
|  | Lines and towers |  | 0 | 0 | 0 | 0 | 0 | 0 | 0 | 0 | 0 | 0 | 0
|  | Establishment |  | 0 | 0 | 0 | 0 | 0 | 0 | 0 | 0 | 0 | 0 | 0
|  | Communications |  | 0 | 0 | 0 | 0 | 0 | 0 | 0 | 0 | 0 | 0 | 0
|  | Non System |  | 0 | 0 | 0 | 0 | 0 | 0 | 0 | 0 | 0 | 0 | 0
|  | Land |  | 0 | 0 | 0 | 0 | 0 | 0 | 0 | 0 | 0 | 0 | 0
|  | Easements |  | 0 | 0 | 0 | 0 | 0 | 0 | 0 | 0 | 0 | 0 | 0
|  | Total Material escalation |  | 0 | 0 | 0 | 0 | 0 | 0 | 0 | 0 | 0 | 0 | 0
| Labour Escalation | Internal Labour |  | 0 | 1.9782 | 0 | 0 | 0 | 0 | 0 | 0 | 0 | 1.9782 | 0
|  | External Labour |  | 0 | 6.9028 | 0 | 0 | 0 | 0 | 0 | 0 | 0 | 6.9028 | 0
|  | Total Labour Escalation |  | 0 | 8.881 | 0 | 0 | 0 | 0 | 0 | 0 | 0 | 8.881 | 0
|  | Total Escalation |  | 0 | 8.881 | 0 | 0 | 0 | 0 | 0 | 0 | 0 | 8.881 | 0
|  | Escalation factors |  | 0 | 0.0026375 | 0 | 0 | 0 | 0 | 0 | 0 | 0 | 0.0015046 | 0
| Direct Expenditure (Escalated) | Total labour - internal |  | 257.8406 | 344.4281 | 0 | 0 | 0 | 0 | 0 | 0 | 0 | 602.2687 | 0
| (as incurred) | Total labour - external |  | 1289.2028 | 1719.1015 | 0 | 0 | 0 | 0 | 0 | 0 | 0 | 3008.3043 | 0
|  | Total materials |  | 1031.3623 | 1369.6656 | 0 | 0 | 0 | 0 | 0 | 0 | 0 | 2401.0278 | 0
|  | Total Direct - As Incurred $ Mar 2017 |  | 2578.4057 | 3433.1951 | 0 | 0 | 0 | 0 | 0 | 0 | 0 | 6011.6008 | 0 | ok
| Capitalised Overheads | Overhead rate (applied to direct expenditure) |  | 8.008% | 5.944% | 7.259% | 8.819% | 12.03% | 13.05% | 11.79% | 11.1% | 11.36%
|  | Total overhead (as incurred) |  | 206.4832 | 204.0855 | 0 | 0 | 0 | 0 | 0 | 0 | 0 | 410.5687 | 0
|  | Total incl Overhead - As Incurred $ Mar 2017 |  | 2784.8889 | 3637.2807 | 0 | 0 | 0 | 0 | 0 | 0 | 0 | 6422.1695 | 0
|  | Total overheads (As incurred) - Cumulative |  | 206.4832 | 410.5687 | 410.5687 | 410.5687 | 410.5687 | 410.5687 | 410.5687 | 410.5687 | 410.5687
|  | Labour & Material Escalation - Cumulative |  | 0 | 8.881 | 8.881 | 8.881 | 8.881 | 8.881 | 8.881 | 8.881 | 8.881
Expenditure By Asset Class - As Incurred
| Asset class breakdown | Secondary |  | 0 | 0 | 0 | 0 | 0 | 0 | 0 | 0 | 0 | 0 | 0
| (fully absorbed) | Switchgear |  | 0 | 0 | 0 | 0 | 0 | 0 | 0 | 0 | 0 | 0 | 0
| (as incurred) | Transformers |  | 2784.8889 | 3637.2807 | 0 | 0 | 0 | 0 | 0 | 0 | 0 | 6422.1695 | 0
|  | Reactive |  | 0 | 0 | 0 | 0 | 0 | 0 | 0 | 0 | 0 | 0 | 0
|  | Lines and towers |  | 0 | 0 | 0 | 0 | 0 | 0 | 0 | 0 | 0 | 0 | 0
|  | Establishment |  | 0 | 0 | 0 | 0 | 0 | 0 | 0 | 0 | 0 | 0 | 0
|  | Communications |  | 0 | 0 | 0 | 0 | 0 | 0 | 0 | 0 | 0 | 0 | 0
|  | Non System |  | 0 | 0 | 0 | 0 | 0 | 0 | 0 | 0 | 0 | 0 | 0
|  | Land |  | 0 | 0 | 0 | 0 | 0 | 0 | 0 | 0 | 0 | 0 | 0
|  | Easements |  | 0 | 0 | 0 | 0 | 0 | 0 | 0 | 0 | 0 | 0 | 0
|  | Total incl Overhead - As Incurred $ Mar 2017 |  | 2784.8889 | 3637.2807 | 0 | 0 | 0 | 0 | 0 | 0 | 0 | 6422.1695 | 0
|  |  | Check | 0 | 0 | 0 | 0 | 0 | 0 | 0 | 0 | 0 | 0 | 0
| As Commissioned Capex | Direct Expenditure (As Commissioned) - $ 2015/16 |  | 0 | 5902.7117 | 0 | 0 | 0 | 0 | 0 | 0 | 0 | 5902.7117 | 0
|  | Labour & Material Escalation - $ 2015/16 |  | 0 | 8.881 | 0 | 0 | 0 | 0 | 0 | 0 | 0 | 8.881 | 0
|  | Total Direct Expenditure - $ 2015/16 |  | 0 | 5911.5927 | 0 | 0 | 0 | 0 | 0 | 0 | 0 | 5911.5927 | 0
|  | Total Direct Expenditure - $ Mar 2017 |  | 0 | 6011.6008 | 0 | 0 | 0 | 0 | 0 | 0 | 0 | 6011.6008 | 0
|  | Total overheads (As Commissioned) |  | 0 | 410.5687 | 0 | 0 | 0 | 0 | 0 | 0 | 0 | 410.5687 | 0
|  | Total incl Overhead - As commissioned $ Mar 2017 |  | 0 | 6422.1695 | 0 | 0 | 0 | 0 | 0 | 0 | 0 | 6422.1695 | 0
|  | Total overheads (As Comm) - Cumulative |  | 0 | 410.5687 | 410.5687 | 410.5687 | 410.5687 | 410.5687 | 410.5687 | 410.5687 | 410.5687
|  | Total real cost escalation (As Comm) - Cumulative |  | 0 | 8.881 | 8.881 | 8.881 | 8.881 | 8.881 | 8.881 | 8.881 | 8.881
Expenditure By Asset Class - As Commissioned
| Asset class breakdown | Secondary |  | 0 | 0 | 0 | 0 | 0 | 0 | 0 | 0 | 0 | 0 | 0
| (fully absorbed) | Switchgear |  | 0 | 0 | 0 | 0 | 0 | 0 | 0 | 0 | 0 | 0 | 0
| (as commissioned) | Transformers |  | 0 | 6422.1695 | 0 | 0 | 0 | 0 | 0 | 0 | 0 | 6422.1695 | 0
|  | Reactive |  | 0 | 0 | 0 | 0 | 0 | 0 | 0 | 0 | 0 | 0 | 0
|  | Lines and towers |  | 0 | 0 | 0 | 0 | 0 | 0 | 0 | 0 | 0 | 0 | 0
|  | Establishment |  | 0 | 0 | 0 | 0 | 0 | 0 | 0 | 0 | 0 | 0 | 0
|  | Communications |  | 0 | 0 | 0 | 0 | 0 | 0 | 0 | 0 | 0 | 0 | 0
|  | Non System |  | 0 | 0 | 0 | 0 | 0 | 0 | 0 | 0 | 0 | 0 | 0
|  | Land |  | 0 | 0 | 0 | 0 | 0 | 0 | 0 | 0 | 0 | 0 | 0
|  | Easements |  | 0 | 0 | 0 | 0 | 0 | 0 | 0 | 0 | 0 | 0 | 0
|  | Total incl Overhead - As commissioned $ Mar 2017 |  | 0 | 6422.1695 | 0 | 0 | 0 | 0 | 0 | 0 | 0 | 6422.1695 | 0
|  |  | Check | 0 | 0 | 0 | 0 | 0 | 0 | 0 | 0 | 0 | 0 | 0
0
| Expenditure splits for RIN |  |  |  | 2015-16 | 2016-17 | 2017-18 | 2018-19 | 2019-20 | 2020-21 | 2021-22 | 2022-23
| Repex Category | Transmission Towers | bar: 2015-16 to 2022-23
Transmission Tower Support Structures | bar: 2015-16 to 2022-23
Conductors | bar: 2015-16 to 2022-23
Transmission Cables | bar: 2015-16 to 2022-23
Substation Switchbays | bar: 2015-16 to 2022-23
|  | Substation Power Transformers |  |  | 100% | 100% | 100% | 100% | 100% | 100% | 100% | 100%
Substation Reactive Plant | bar: 2015-16 to 2022-23
Scada Network Control And Protection Systems | bar: 2015-16 to 2022-23
Other | bar: 2015-16 to 2022-23
|  | Total |  |  | 100% | 100% | 100% | 100% | 100% | 100% | 100% | 100%
| Direct Expenditures | Materials - $ Mar 2017 |  |  | 2015-16 | 2016-17 | 2017-18 | 2018-19 | 2019-20 | 2020-21 | 2021-22 | 2022-23 | Total | 2017-22 Total
| (As Incurred) | Transmission Towers |  |  | 0 | 0 | 0 | 0 | 0 | 0 | 0 | 0 | 0 | 0
|  | Transmission Tower Support Structures |  |  | 0 | 0 | 0 | 0 | 0 | 0 | 0 | 0 | 0 | 0
|  | Conductors |  |  | 0 | 0 | 0 | 0 | 0 | 0 | 0 | 0 | 0 | 0
|  | Transmission Cables |  |  | 0 | 0 | 0 | 0 | 0 | 0 | 0 | 0 | 0 | 0
|  | Substation Switchbays |  |  | 0 | 0 | 0 | 0 | 0 | 0 | 0 | 0 | 0 | 0
|  | Substation Power Transformers |  |  | 1369.6656 | 0 | 0 | 0 | 0 | 0 | 0 | 0 | 1369.6656 | 0
|  | Substation Reactive Plant |  |  | 0 | 0 | 0 | 0 | 0 | 0 | 0 | 0 | 0 | 0
|  | Scada Network Control And Protection Systems |  |  | 0 | 0 | 0 | 0 | 0 | 0 | 0 | 0 | 0 | 0
|  | Other |  |  | 0 | 0 | 0 | 0 | 0 | 0 | 0 | 0 | 0 | 0
|  | Total Materials |  |  | 1369.6656 | 0 | 0 | 0 | 0 | 0 | 0 | 0 | 1369.6656 | 0
|  | Labour (Internal) - $ Mar 2017 |  |  | 2015-16 | 2016-17 | 2017-18 | 2018-19 | 2019-20 | 2020-21 | 2021-22 | 2022-23 | Total | 2017-22 Total
|  | Transmission Towers |  |  | 0 | 0 | 0 | 0 | 0 | 0 | 0 | 0 | 0 | 0
|  | Transmission Tower Support Structures |  |  | 0 | 0 | 0 | 0 | 0 | 0 | 0 | 0 | 0 | 0
|  | Conductors |  |  | 0 | 0 | 0 | 0 | 0 | 0 | 0 | 0 | 0 | 0
|  | Transmission Cables |  |  | 0 | 0 | 0 | 0 | 0 | 0 | 0 | 0 | 0 | 0
|  | Substation Switchbays |  |  | 0 | 0 | 0 | 0 | 0 | 0 | 0 | 0 | 0 | 0
|  | Substation Power Transformers |  |  | 344.4281 | 0 | 0 | 0 | 0 | 0 | 0 | 0 | 344.4281 | 0
|  | Substation Reactive Plant |  |  | 0 | 0 | 0 | 0 | 0 | 0 | 0 | 0 | 0 | 0
|  | Scada Network Control And Protection Systems |  |  | 0 | 0 | 0 | 0 | 0 | 0 | 0 | 0 | 0 | 0
|  | Other |  |  | 0 | 0 | 0 | 0 | 0 | 0 | 0 | 0 | 0 | 0
|  | Total Internal Labour |  |  | 344.4281 | 0 | 0 | 0 | 0 | 0 | 0 | 0 | 344.4281 | 0
|  | Labour (External) - $ Mar 2017 |  |  | 2015-16 | 2016-17 | 2017-18 | 2018-19 | 2019-20 | 2020-21 | 2021-22 | 2022-23 | Total | 2017-22 Total
|  | Transmission Towers |  |  | 0 | 0 | 0 | 0 | 0 | 0 | 0 | 0 | 0 | 0
|  | Transmission Tower Support Structures |  |  | 0 | 0 | 0 | 0 | 0 | 0 | 0 | 0 | 0 | 0
|  | Conductors |  |  | 0 | 0 | 0 | 0 | 0 | 0 | 0 | 0 | 0 | 0
|  | Transmission Cables |  |  | 0 | 0 | 0 | 0 | 0 | 0 | 0 | 0 | 0 | 0
|  | Substation Switchbays |  |  | 0 | 0 | 0 | 0 | 0 | 0 | 0 | 0 | 0 | 0
|  | Substation Power Transformers |  |  | 1719.1015 | 0 | 0 | 0 | 0 | 0 | 0 | 0 | 1719.1015 | 0
|  | Substation Reactive Plant |  |  | 0 | 0 | 0 | 0 | 0 | 0 | 0 | 0 | 0 | 0
|  | Scada Network Control And Protection Systems |  |  | 0 | 0 | 0 | 0 | 0 | 0 | 0 | 0 | 0 | 0
|  | Other |  |  | 0 | 0 | 0 | 0 | 0 | 0 | 0 | 0 | 0 | 0
|  | Total External Labour |  |  | 1719.1015 | 0 | 0 | 0 | 0 | 0 | 0 | 0 | 1719.1015 | 0
|  | Total Direct - $ Mar 2017 |  |  | 2015-16 | 2016-17 | 2017-18 | 2018-19 | 2019-20 | 2020-21 | 2021-22 | 2022-23 | Total | 2017-22 Total
|  | Transmission Towers |  |  | 0 | 0 | 0 | 0 | 0 | 0 | 0 | 0 | 0 | 0
|  | Transmission Tower Support Structures |  |  | 0 | 0 | 0 | 0 | 0 | 0 | 0 | 0 | 0 | 0
|  | Conductors |  |  | 0 | 0 | 0 | 0 | 0 | 0 | 0 | 0 | 0 | 0
|  | Transmission Cables |  |  | 0 | 0 | 0 | 0 | 0 | 0 | 0 | 0 | 0 | 0
|  | Substation Switchbays |  |  | 0 | 0 | 0 | 0 | 0 | 0 | 0 | 0 | 0 | 0
|  | Substation Power Transformers |  |  | 3433.1951 | 0 | 0 | 0 | 0 | 0 | 0 | 0 | 3433.1951 | 0
|  | Substation Reactive Plant |  |  | 0 | 0 | 0 | 0 | 0 | 0 | 0 | 0 | 0 | 0
|  | Scada Network Control And Protection Systems |  |  | 0 | 0 | 0 | 0 | 0 | 0 | 0 | 0 | 0 | 0
|  | Other |  |  | 0 | 0 | 0 | 0 | 0 | 0 | 0 | 0 | 0 | 0
|  | Total Direct - $ Mar 2017 |  |  | 3433.1951 | 0 | 0 | 0 | 0 | 0 | 0 | 0 | 3433.1951 | 0

## Proj_17
Go To: | Table of Contents
Master Inputs
|  | XC16 |  | Business case? | Yes
| Project name | TTS Bus Tie CB Replacement
| Project category 1 | Network |  |  | Shaded cells = Inputs
| Project category 2 | Replacement - Major Station
| Regulatory classification | Prescribed
| Overhead Category | Repex_OHD |  | $000's | $000's | $000's | $000's | $000's | $000's | $000's | $000's | $000's | Project | 2017-22
|  |  |  | Prior | 2015-16 | 2016-17 | 2017-18 | 2018-19 | 2019-20 | 2020-21 | 2021-22 | 2022-23 | Total | Total | Check
| Project timing | Direct Expenditure (As incurred) - $ 2015/16 |  | 248.4712 | 1451.5221 | 0 | 0 | 0 | 0 | 0 | 0 | 0 | 1699.9933 | 0 | ok
| (excluding real cost escalators) | Assumed year commissioned (no BC)
|  | Direct Expenditure (As Commissioned) - $ 2015/16 |  | 0 | 1699.9933 | 0 | 0 | 0 | 0 | 0 | 0 | 0 | 1699.9933 | 0 | ok
| Asset class | Secondary
|  | Switchgear |  | 100% | 100% | 100% | 100% | 100% | 100% | 100% | 100% | 100%
Transformers
Reactive
Lines and towers
Establishment
Communications
Non System
Land
Easements
|  |  | Total | 100% | 100% | 100% | 100% | 100% | 100% | 100% | 100% | 100%
| Input costs % | Labour - internal |  | 10% | 10% | 10% | 10% | 10% | 10% | 10% | 10% | 10%
|  | Labour - external |  | 50% | 50% | 50% | 50% | 50% | 50% | 50% | 50% | 50%
|  | Materials |  | 40% | 40% | 40% | 40% | 40% | 40% | 40% | 40% | 40%
|  |  | Total | 100% | 100% | 100% | 100% | 100% | 100% | 100% | 100% | 100%
Material Escalation
| (By Asset Class) | Secondary |  | 0 | 0 | 0 | 0 | 0 | 0 | 0 | 0 | 0 | 0 | 0
|  | Switchgear |  | 0 | 0 | 0 | 0 | 0 | 0 | 0 | 0 | 0 | 0 | 0
|  | Transformers |  | 0 | 0 | 0 | 0 | 0 | 0 | 0 | 0 | 0 | 0 | 0
|  | Reactive |  | 0 | 0 | 0 | 0 | 0 | 0 | 0 | 0 | 0 | 0 | 0
|  | Lines and towers |  | 0 | 0 | 0 | 0 | 0 | 0 | 0 | 0 | 0 | 0 | 0
|  | Establishment |  | 0 | 0 | 0 | 0 | 0 | 0 | 0 | 0 | 0 | 0 | 0
|  | Communications |  | 0 | 0 | 0 | 0 | 0 | 0 | 0 | 0 | 0 | 0 | 0
|  | Non System |  | 0 | 0 | 0 | 0 | 0 | 0 | 0 | 0 | 0 | 0 | 0
|  | Land |  | 0 | 0 | 0 | 0 | 0 | 0 | 0 | 0 | 0 | 0 | 0
|  | Easements |  | 0 | 0 | 0 | 0 | 0 | 0 | 0 | 0 | 0 | 0 | 0
|  | Total Material escalation |  | 0 | 0 | 0 | 0 | 0 | 0 | 0 | 0 | 0 | 0 | 0
| Labour Escalation | Internal Labour |  | 0 | 0.85277 | 0 | 0 | 0 | 0 | 0 | 0 | 0 | 0.85277 | 0
|  | External Labour |  | 0 | 2.9756 | 0 | 0 | 0 | 0 | 0 | 0 | 0 | 2.9756 | 0
|  | Total Labour Escalation |  | 0 | 3.8284 | 0 | 0 | 0 | 0 | 0 | 0 | 0 | 3.8284 | 0
|  | Total Escalation |  | 0 | 3.8284 | 0 | 0 | 0 | 0 | 0 | 0 | 0 | 3.8284 | 0
|  | Escalation factors |  | 0 | 0.0026375 | 0 | 0 | 0 | 0 | 0 | 0 | 0 | 0.002252 | 0
| Direct Expenditure (Escalated) | Total labour - internal |  | 25.2675 | 148.475 | 0 | 0 | 0 | 0 | 0 | 0 | 0 | 173.7425 | 0
| (as incurred) | Total labour - external |  | 126.3373 | 741.0649 | 0 | 0 | 0 | 0 | 0 | 0 | 0 | 867.4023 | 0
|  | Total materials |  | 101.0699 | 590.4312 | 0 | 0 | 0 | 0 | 0 | 0 | 0 | 691.501 | 0
|  | Total Direct - As Incurred $ Mar 2017 |  | 252.6747 | 1479.9711 | 0 | 0 | 0 | 0 | 0 | 0 | 0 | 1732.6458 | 0 | ok
| Capitalised Overheads | Overhead rate (applied to direct expenditure) |  | 8.008% | 5.944% | 7.259% | 8.819% | 12.03% | 13.05% | 11.79% | 11.1% | 11.36%
|  | Total overhead (as incurred) |  | 20.2346 | 87.9766 | 0 | 0 | 0 | 0 | 0 | 0 | 0 | 108.2112 | 0
|  | Total incl Overhead - As Incurred $ Mar 2017 |  | 272.9093 | 1567.9477 | 0 | 0 | 0 | 0 | 0 | 0 | 0 | 1840.857 | 0
|  | Total overheads (As incurred) - Cumulative |  | 20.2346 | 108.2112 | 108.2112 | 108.2112 | 108.2112 | 108.2112 | 108.2112 | 108.2112 | 108.2112
|  | Labour & Material Escalation - Cumulative |  | 0 | 3.8284 | 3.8284 | 3.8284 | 3.8284 | 3.8284 | 3.8284 | 3.8284 | 3.8284
Expenditure By Asset Class - As Incurred
| Asset class breakdown | Secondary |  | 0 | 0 | 0 | 0 | 0 | 0 | 0 | 0 | 0 | 0 | 0
| (fully absorbed) | Switchgear |  | 272.9093 | 1567.9477 | 0 | 0 | 0 | 0 | 0 | 0 | 0 | 1840.857 | 0
| (as incurred) | Transformers |  | 0 | 0 | 0 | 0 | 0 | 0 | 0 | 0 | 0 | 0 | 0
|  | Reactive |  | 0 | 0 | 0 | 0 | 0 | 0 | 0 | 0 | 0 | 0 | 0
|  | Lines and towers |  | 0 | 0 | 0 | 0 | 0 | 0 | 0 | 0 | 0 | 0 | 0
|  | Establishment |  | 0 | 0 | 0 | 0 | 0 | 0 | 0 | 0 | 0 | 0 | 0
|  | Communications |  | 0 | 0 | 0 | 0 | 0 | 0 | 0 | 0 | 0 | 0 | 0
|  | Non System |  | 0 | 0 | 0 | 0 | 0 | 0 | 0 | 0 | 0 | 0 | 0
|  | Land |  | 0 | 0 | 0 | 0 | 0 | 0 | 0 | 0 | 0 | 0 | 0
|  | Easements |  | 0 | 0 | 0 | 0 | 0 | 0 | 0 | 0 | 0 | 0 | 0
|  | Total incl Overhead - As Incurred $ Mar 2017 |  | 272.9093 | 1567.9477 | 0 | 0 | 0 | 0 | 0 | 0 | 0 | 1840.857 | 0
|  |  | Check | 0 | 0 | 0 | 0 | 0 | 0 | 0 | 0 | 0 | 0 | 0
| As Commissioned Capex | Direct Expenditure (As Commissioned) - $ 2015/16 |  | 0 | 1699.9933 | 0 | 0 | 0 | 0 | 0 | 0 | 0 | 1699.9933 | 0
|  | Labour & Material Escalation - $ 2015/16 |  | 0 | 3.8284 | 0 | 0 | 0 | 0 | 0 | 0 | 0 | 3.8284 | 0
|  | Total Direct Expenditure - $ 2015/16 |  | 0 | 1703.8217 | 0 | 0 | 0 | 0 | 0 | 0 | 0 | 1703.8217 | 0
|  | Total Direct Expenditure - $ Mar 2017 |  | 0 | 1732.6458 | 0 | 0 | 0 | 0 | 0 | 0 | 0 | 1732.6458 | 0
|  | Total overheads (As Commissioned) |  | 0 | 108.2112 | 0 | 0 | 0 | 0 | 0 | 0 | 0 | 108.2112 | 0
|  | Total incl Overhead - As commissioned $ Mar 2017 |  | 0 | 1840.857 | 0 | 0 | 0 | 0 | 0 | 0 | 0 | 1840.857 | 0
|  | Total overheads (As Comm) - Cumulative |  | 0 | 108.2112 | 108.2112 | 108.2112 | 108.2112 | 108.2112 | 108.2112 | 108.2112 | 108.2112
|  | Total real cost escalation (As Comm) - Cumulative |  | 0 | 3.8284 | 3.8284 | 3.8284 | 3.8284 | 3.8284 | 3.8284 | 3.8284 | 3.8284
Expenditure By Asset Class - As Commissioned
| Asset class breakdown | Secondary |  | 0 | 0 | 0 | 0 | 0 | 0 | 0 | 0 | 0 | 0 | 0
| (fully absorbed) | Switchgear |  | 0 | 1840.857 | 0 | 0 | 0 | 0 | 0 | 0 | 0 | 1840.857 | 0
| (as commissioned) | Transformers |  | 0 | 0 | 0 | 0 | 0 | 0 | 0 | 0 | 0 | 0 | 0
|  | Reactive |  | 0 | 0 | 0 | 0 | 0 | 0 | 0 | 0 | 0 | 0 | 0
|  | Lines and towers |  | 0 | 0 | 0 | 0 | 0 | 0 | 0 | 0 | 0 | 0 | 0
|  | Establishment |  | 0 | 0 | 0 | 0 | 0 | 0 | 0 | 0 | 0 | 0 | 0
|  | Communications |  | 0 | 0 | 0 | 0 | 0 | 0 | 0 | 0 | 0 | 0 | 0
|  | Non System |  | 0 | 0 | 0 | 0 | 0 | 0 | 0 | 0 | 0 | 0 | 0
|  | Land |  | 0 | 0 | 0 | 0 | 0 | 0 | 0 | 0 | 0 | 0 | 0
|  | Easements |  | 0 | 0 | 0 | 0 | 0 | 0 | 0 | 0 | 0 | 0 | 0
|  | Total incl Overhead - As commissioned $ Mar 2017 |  | 0 | 1840.857 | 0 | 0 | 0 | 0 | 0 | 0 | 0 | 1840.857 | 0
|  |  | Check | 0 | 0 | 0 | 0 | 0 | 0 | 0 | 0 | 0 | 0 | 0
0
| Expenditure splits for RIN |  |  |  | 2015-16 | 2016-17 | 2017-18 | 2018-19 | 2019-20 | 2020-21 | 2021-22 | 2022-23
| Repex Category | Transmission Towers | bar: 2015-16 to 2022-23
Transmission Tower Support Structures | bar: 2015-16 to 2022-23
Conductors | bar: 2015-16 to 2022-23
Transmission Cables | bar: 2015-16 to 2022-23
|  | Substation Switchbays |  |  | 100% | 100% | 100% | 100% | 100% | 100% | 100% | 100%
Substation Power Transformers | bar: 2015-16 to 2022-23
Substation Reactive Plant | bar: 2015-16 to 2022-23
Scada Network Control And Protection Systems | bar: 2015-16 to 2022-23
Other | bar: 2015-16 to 2022-23
|  | Total |  |  | 100% | 100% | 100% | 100% | 100% | 100% | 100% | 100%
| Direct Expenditures | Materials - $ Mar 2017 |  |  | 2015-16 | 2016-17 | 2017-18 | 2018-19 | 2019-20 | 2020-21 | 2021-22 | 2022-23 | Total | 2017-22 Total
| (As Incurred) | Transmission Towers |  |  | 0 | 0 | 0 | 0 | 0 | 0 | 0 | 0 | 0 | 0
|  | Transmission Tower Support Structures |  |  | 0 | 0 | 0 | 0 | 0 | 0 | 0 | 0 | 0 | 0
|  | Conductors |  |  | 0 | 0 | 0 | 0 | 0 | 0 | 0 | 0 | 0 | 0
|  | Transmission Cables |  |  | 0 | 0 | 0 | 0 | 0 | 0 | 0 | 0 | 0 | 0
|  | Substation Switchbays |  |  | 590.4312 | 0 | 0 | 0 | 0 | 0 | 0 | 0 | 590.4312 | 0
|  | Substation Power Transformers |  |  | 0 | 0 | 0 | 0 | 0 | 0 | 0 | 0 | 0 | 0
|  | Substation Reactive Plant |  |  | 0 | 0 | 0 | 0 | 0 | 0 | 0 | 0 | 0 | 0
|  | Scada Network Control And Protection Systems |  |  | 0 | 0 | 0 | 0 | 0 | 0 | 0 | 0 | 0 | 0
|  | Other |  |  | 0 | 0 | 0 | 0 | 0 | 0 | 0 | 0 | 0 | 0
|  | Total Materials |  |  | 590.4312 | 0 | 0 | 0 | 0 | 0 | 0 | 0 | 590.4312 | 0
|  | Labour (Internal) - $ Mar 2017 |  |  | 2015-16 | 2016-17 | 2017-18 | 2018-19 | 2019-20 | 2020-21 | 2021-22 | 2022-23 | Total | 2017-22 Total
|  | Transmission Towers |  |  | 0 | 0 | 0 | 0 | 0 | 0 | 0 | 0 | 0 | 0
|  | Transmission Tower Support Structures |  |  | 0 | 0 | 0 | 0 | 0 | 0 | 0 | 0 | 0 | 0
|  | Conductors |  |  | 0 | 0 | 0 | 0 | 0 | 0 | 0 | 0 | 0 | 0
|  | Transmission Cables |  |  | 0 | 0 | 0 | 0 | 0 | 0 | 0 | 0 | 0 | 0
|  | Substation Switchbays |  |  | 148.475 | 0 | 0 | 0 | 0 | 0 | 0 | 0 | 148.475 | 0
|  | Substation Power Transformers |  |  | 0 | 0 | 0 | 0 | 0 | 0 | 0 | 0 | 0 | 0
|  | Substation Reactive Plant |  |  | 0 | 0 | 0 | 0 | 0 | 0 | 0 | 0 | 0 | 0
|  | Scada Network Control And Protection Systems |  |  | 0 | 0 | 0 | 0 | 0 | 0 | 0 | 0 | 0 | 0
|  | Other |  |  | 0 | 0 | 0 | 0 | 0 | 0 | 0 | 0 | 0 | 0
|  | Total Internal Labour |  |  | 148.475 | 0 | 0 | 0 | 0 | 0 | 0 | 0 | 148.475 | 0
|  | Labour (External) - $ Mar 2017 |  |  | 2015-16 | 2016-17 | 2017-18 | 2018-19 | 2019-20 | 2020-21 | 2021-22 | 2022-23 | Total | 2017-22 Total
|  | Transmission Towers |  |  | 0 | 0 | 0 | 0 | 0 | 0 | 0 | 0 | 0 | 0
|  | Transmission Tower Support Structures |  |  | 0 | 0 | 0 | 0 | 0 | 0 | 0 | 0 | 0 | 0
|  | Conductors |  |  | 0 | 0 | 0 | 0 | 0 | 0 | 0 | 0 | 0 | 0
|  | Transmission Cables |  |  | 0 | 0 | 0 | 0 | 0 | 0 | 0 | 0 | 0 | 0
|  | Substation Switchbays |  |  | 741.0649 | 0 | 0 | 0 | 0 | 0 | 0 | 0 | 741.0649 | 0
|  | Substation Power Transformers |  |  | 0 | 0 | 0 | 0 | 0 | 0 | 0 | 0 | 0 | 0
|  | Substation Reactive Plant |  |  | 0 | 0 | 0 | 0 | 0 | 0 | 0 | 0 | 0 | 0
|  | Scada Network Control And Protection Systems |  |  | 0 | 0 | 0 | 0 | 0 | 0 | 0 | 0 | 0 | 0
|  | Other |  |  | 0 | 0 | 0 | 0 | 0 | 0 | 0 | 0 | 0 | 0
|  | Total External Labour |  |  | 741.0649 | 0 | 0 | 0 | 0 | 0 | 0 | 0 | 741.0649 | 0
|  | Total Direct - $ Mar 2017 |  |  | 2015-16 | 2016-17 | 2017-18 | 2018-19 | 2019-20 | 2020-21 | 2021-22 | 2022-23 | Total | 2017-22 Total
|  | Transmission Towers |  |  | 0 | 0 | 0 | 0 | 0 | 0 | 0 | 0 | 0 | 0
|  | Transmission Tower Support Structures |  |  | 0 | 0 | 0 | 0 | 0 | 0 | 0 | 0 | 0 | 0
|  | Conductors |  |  | 0 | 0 | 0 | 0 | 0 | 0 | 0 | 0 | 0 | 0
|  | Transmission Cables |  |  | 0 | 0 | 0 | 0 | 0 | 0 | 0 | 0 | 0 | 0
|  | Substation Switchbays |  |  | 1479.9711 | 0 | 0 | 0 | 0 | 0 | 0 | 0 | 1479.9711 | 0
|  | Substation Power Transformers |  |  | 0 | 0 | 0 | 0 | 0 | 0 | 0 | 0 | 0 | 0
|  | Substation Reactive Plant |  |  | 0 | 0 | 0 | 0 | 0 | 0 | 0 | 0 | 0 | 0
|  | Scada Network Control And Protection Systems |  |  | 0 | 0 | 0 | 0 | 0 | 0 | 0 | 0 | 0 | 0
|  | Other |  |  | 0 | 0 | 0 | 0 | 0 | 0 | 0 | 0 | 0 | 0
|  | Total Direct - $ Mar 2017 |  |  | 1479.9711 | 0 | 0 | 0 | 0 | 0 | 0 | 0 | 1479.9711 | 0

## Proj_18
Go To: | Table of Contents
Master Inputs
|  | XC18 |  | Business case? | Yes
| Project name | YPS 220kV CB Replacement
| Project category 1 | Network |  |  | Shaded cells = Inputs
| Project category 2 | Replacement - Major Station
| Regulatory classification | Prescribed
| Overhead Category | Repex_OHD |  | $000's | $000's | $000's | $000's | $000's | $000's | $000's | $000's | $000's | Project | 2017-22
|  |  |  | Prior | 2015-16 | 2016-17 | 2017-18 | 2018-19 | 2019-20 | 2020-21 | 2021-22 | 2022-23 | Total | Total | Check
| Project timing | Direct Expenditure (As incurred) - $ 2015/16 |  | 3214.5777 | 2095.35 | 4301.1878 | 0 | 0 | 0 | 0 | 0 | 0 | 9611.1156 | 0 | ok
| (excluding real cost escalators) | Assumed year commissioned (no BC)
|  | Direct Expenditure (As Commissioned) - $ 2015/16 |  | 0 | 3095.5037 | 6515.6119 | 0 | 0 | 0 | 0 | 0 | 0 | 9611.1156 | 0 | ok
| Asset class | Secondary
|  | Switchgear |  | 100% | 100% | 100% | 100% | 100% | 100% | 100% | 100% | 100%
Transformers
Reactive
Lines and towers
Establishment
Communications
Non System
Land
Easements
|  |  | Total | 100% | 100% | 100% | 100% | 100% | 100% | 100% | 100% | 100%
| Input costs % | Labour - internal |  | 10% | 10% | 10% | 10% | 10% | 10% | 10% | 10% | 10%
|  | Labour - external |  | 50% | 50% | 50% | 50% | 50% | 50% | 50% | 50% | 50%
|  | Materials |  | 40% | 40% | 40% | 40% | 40% | 40% | 40% | 40% | 40%
|  |  | Total | 100% | 100% | 100% | 100% | 100% | 100% | 100% | 100% | 100%
Material Escalation
| (By Asset Class) | Secondary |  | 0 | 0 | 0 | 0 | 0 | 0 | 0 | 0 | 0 | 0 | 0
|  | Switchgear |  | 0 | 0 | 0 | 0 | 0 | 0 | 0 | 0 | 0 | 0 | 0
|  | Transformers |  | 0 | 0 | 0 | 0 | 0 | 0 | 0 | 0 | 0 | 0 | 0
|  | Reactive |  | 0 | 0 | 0 | 0 | 0 | 0 | 0 | 0 | 0 | 0 | 0
|  | Lines and towers |  | 0 | 0 | 0 | 0 | 0 | 0 | 0 | 0 | 0 | 0 | 0
|  | Establishment |  | 0 | 0 | 0 | 0 | 0 | 0 | 0 | 0 | 0 | 0 | 0
|  | Communications |  | 0 | 0 | 0 | 0 | 0 | 0 | 0 | 0 | 0 | 0 | 0
|  | Non System |  | 0 | 0 | 0 | 0 | 0 | 0 | 0 | 0 | 0 | 0 | 0
|  | Land |  | 0 | 0 | 0 | 0 | 0 | 0 | 0 | 0 | 0 | 0 | 0
|  | Easements |  | 0 | 0 | 0 | 0 | 0 | 0 | 0 | 0 | 0 | 0 | 0
|  | Total Material escalation |  | 0 | 0 | 0 | 0 | 0 | 0 | 0 | 0 | 0 | 0 | 0
| Labour Escalation | Internal Labour |  | 0 | 1.231 | 5.3824 | 0 | 0 | 0 | 0 | 0 | 0 | 6.6134 | 0
|  | External Labour |  | 0 | 4.2955 | 23.1235 | 0 | 0 | 0 | 0 | 0 | 0 | 27.419 | 0
|  | Total Labour Escalation |  | 0 | 5.5265 | 28.5059 | 0 | 0 | 0 | 0 | 0 | 0 | 34.0324 | 0
|  | Total Escalation |  | 0 | 5.5265 | 28.5059 | 0 | 0 | 0 | 0 | 0 | 0 | 34.0324 | 0
|  | Escalation factors |  | 0 | 0.0026375 | 0.0066275 | 0 | 0 | 0 | 0 | 0 | 0 | 0.0035409 | 0
| Direct Expenditure (Escalated) | Total labour - internal |  | 326.896 | 214.3316 | 442.8687 | 0 | 0 | 0 | 0 | 0 | 0 | 984.0963 | 0
| (as incurred) | Total labour - external |  | 1634.4798 | 1069.767 | 2210.4909 | 0 | 0 | 0 | 0 | 0 | 0 | 4914.7377 | 0
|  | Total materials |  | 1307.5839 | 852.3191 | 1749.5809 | 0 | 0 | 0 | 0 | 0 | 0 | 3909.4838 | 0
|  | Total Direct - As Incurred $ Mar 2017 |  | 3268.9597 | 2136.4176 | 4402.9405 | 0 | 0 | 0 | 0 | 0 | 0 | 9808.3178 | 0 | ok
| Capitalised Overheads | Overhead rate (applied to direct expenditure) |  | 8.008% | 5.944% | 7.259% | 8.819% | 12.03% | 13.05% | 11.79% | 11.1% | 11.36%
|  | Total overhead (as incurred) |  | 261.7839 | 126.9989 | 319.6257 | 0 | 0 | 0 | 0 | 0 | 0 | 708.4085 | 0
|  | Total incl Overhead - As Incurred $ Mar 2017 |  | 3530.7436 | 2263.4165 | 4722.5662 | 0 | 0 | 0 | 0 | 0 | 0 | 10516.7263 | 0
|  | Total overheads (As incurred) - Cumulative |  | 261.7839 | 388.7828 | 708.4085 | 708.4085 | 708.4085 | 708.4085 | 708.4085 | 708.4085 | 708.4085
|  | Labour & Material Escalation - Cumulative |  | 0 | 5.5265 | 34.0324 | 34.0324 | 34.0324 | 34.0324 | 34.0324 | 34.0324 | 34.0324
Expenditure By Asset Class - As Incurred
| Asset class breakdown | Secondary |  | 0 | 0 | 0 | 0 | 0 | 0 | 0 | 0 | 0 | 0 | 0
| (fully absorbed) | Switchgear |  | 3530.7436 | 2263.4165 | 4722.5662 | 0 | 0 | 0 | 0 | 0 | 0 | 10516.7263 | 0
| (as incurred) | Transformers |  | 0 | 0 | 0 | 0 | 0 | 0 | 0 | 0 | 0 | 0 | 0
|  | Reactive |  | 0 | 0 | 0 | 0 | 0 | 0 | 0 | 0 | 0 | 0 | 0
|  | Lines and towers |  | 0 | 0 | 0 | 0 | 0 | 0 | 0 | 0 | 0 | 0 | 0
|  | Establishment |  | 0 | 0 | 0 | 0 | 0 | 0 | 0 | 0 | 0 | 0 | 0
|  | Communications |  | 0 | 0 | 0 | 0 | 0 | 0 | 0 | 0 | 0 | 0 | 0
|  | Non System |  | 0 | 0 | 0 | 0 | 0 | 0 | 0 | 0 | 0 | 0 | 0
|  | Land |  | 0 | 0 | 0 | 0 | 0 | 0 | 0 | 0 | 0 | 0 | 0
|  | Easements |  | 0 | 0 | 0 | 0 | 0 | 0 | 0 | 0 | 0 | 0 | 0
|  | Total incl Overhead - As Incurred $ Mar 2017 |  | 3530.7436 | 2263.4165 | 4722.5662 | 0 | 0 | 0 | 0 | 0 | 0 | 10516.7263 | 0
|  |  | Check | 0 | 0 | 0 | 0 | 0 | 0 | 0 | 0 | 0 | 0 | 0
| As Commissioned Capex | Direct Expenditure (As Commissioned) - $ 2015/16 |  | 0 | 3095.5037 | 6515.6119 | 0 | 0 | 0 | 0 | 0 | 0 | 9611.1156 | 0
|  | Labour & Material Escalation - $ 2015/16 |  | 0 | 5.5265 | 28.5059 | 0 | 0 | 0 | 0 | 0 | 0 | 34.0324 | 0
|  | Total Direct Expenditure - $ 2015/16 |  | 0 | 3101.0302 | 6544.1178 | 0 | 0 | 0 | 0 | 0 | 0 | 9645.148 | 0
|  | Total Direct Expenditure - $ Mar 2017 |  | 0 | 3153.4912 | 6654.8266 | 0 | 0 | 0 | 0 | 0 | 0 | 9808.3178 | 0
|  | Total overheads (As Commissioned) |  | 0 | 226.8155 | 481.593 | 0 | 0 | 0 | 0 | 0 | 0 | 708.4085 | 0
|  | Total incl Overhead - As commissioned $ Mar 2017 |  | 0 | 3380.3066 | 7136.4196 | 0 | 0 | 0 | 0 | 0 | 0 | 10516.7263 | 0
|  | Total overheads (As Comm) - Cumulative |  | 0 | 226.8155 | 708.4085 | 708.4085 | 708.4085 | 708.4085 | 708.4085 | 708.4085 | 708.4085
|  | Total real cost escalation (As Comm) - Cumulative |  | 0 | 5.5265 | 34.0324 | 34.0324 | 34.0324 | 34.0324 | 34.0324 | 34.0324 | 34.0324
Expenditure By Asset Class - As Commissioned
| Asset class breakdown | Secondary |  | 0 | 0 | 0 | 0 | 0 | 0 | 0 | 0 | 0 | 0 | 0
| (fully absorbed) | Switchgear |  | 0 | 3380.3066 | 7136.4196 | 0 | 0 | 0 | 0 | 0 | 0 | 10516.7263 | 0
| (as commissioned) | Transformers |  | 0 | 0 | 0 | 0 | 0 | 0 | 0 | 0 | 0 | 0 | 0
|  | Reactive |  | 0 | 0 | 0 | 0 | 0 | 0 | 0 | 0 | 0 | 0 | 0
|  | Lines and towers |  | 0 | 0 | 0 | 0 | 0 | 0 | 0 | 0 | 0 | 0 | 0
|  | Establishment |  | 0 | 0 | 0 | 0 | 0 | 0 | 0 | 0 | 0 | 0 | 0
|  | Communications |  | 0 | 0 | 0 | 0 | 0 | 0 | 0 | 0 | 0 | 0 | 0
|  | Non System |  | 0 | 0 | 0 | 0 | 0 | 0 | 0 | 0 | 0 | 0 | 0
|  | Land |  | 0 | 0 | 0 | 0 | 0 | 0 | 0 | 0 | 0 | 0 | 0
|  | Easements |  | 0 | 0 | 0 | 0 | 0 | 0 | 0 | 0 | 0 | 0 | 0
|  | Total incl Overhead - As commissioned $ Mar 2017 |  | 0 | 3380.3066 | 7136.4196 | 0 | 0 | 0 | 0 | 0 | 0 | 10516.7263 | 0
|  |  | Check | 0 | 0 | 0 | 0 | 0 | 0 | 0 | 0 | 0 | 0 | 0
0
| Expenditure splits for RIN |  |  |  | 2015-16 | 2016-17 | 2017-18 | 2018-19 | 2019-20 | 2020-21 | 2021-22 | 2022-23
| Repex Category | Transmission Towers | bar: 2015-16 to 2022-23
Transmission Tower Support Structures | bar: 2015-16 to 2022-23
Conductors | bar: 2015-16 to 2022-23
Transmission Cables | bar: 2015-16 to 2022-23
|  | Substation Switchbays |  |  | 100% | 100% | 100% | 100% | 100% | 100% | 100% | 100%
Substation Power Transformers | bar: 2015-16 to 2022-23
Substation Reactive Plant | bar: 2015-16 to 2022-23
Scada Network Control And Protection Systems | bar: 2015-16 to 2022-23
Other | bar: 2015-16 to 2022-23
|  | Total |  |  | 100% | 100% | 100% | 100% | 100% | 100% | 100% | 100%
| Direct Expenditures | Materials - $ Mar 2017 |  |  | 2015-16 | 2016-17 | 2017-18 | 2018-19 | 2019-20 | 2020-21 | 2021-22 | 2022-23 | Total | 2017-22 Total
| (As Incurred) | Transmission Towers |  |  | 0 | 0 | 0 | 0 | 0 | 0 | 0 | 0 | 0 | 0
|  | Transmission Tower Support Structures |  |  | 0 | 0 | 0 | 0 | 0 | 0 | 0 | 0 | 0 | 0
|  | Conductors |  |  | 0 | 0 | 0 | 0 | 0 | 0 | 0 | 0 | 0 | 0
|  | Transmission Cables |  |  | 0 | 0 | 0 | 0 | 0 | 0 | 0 | 0 | 0 | 0
|  | Substation Switchbays |  |  | 852.3191 | 1749.5809 | 0 | 0 | 0 | 0 | 0 | 0 | 2601.9 | 0
|  | Substation Power Transformers |  |  | 0 | 0 | 0 | 0 | 0 | 0 | 0 | 0 | 0 | 0
|  | Substation Reactive Plant |  |  | 0 | 0 | 0 | 0 | 0 | 0 | 0 | 0 | 0 | 0
|  | Scada Network Control And Protection Systems |  |  | 0 | 0 | 0 | 0 | 0 | 0 | 0 | 0 | 0 | 0
|  | Other |  |  | 0 | 0 | 0 | 0 | 0 | 0 | 0 | 0 | 0 | 0
|  | Total Materials |  |  | 852.3191 | 1749.5809 | 0 | 0 | 0 | 0 | 0 | 0 | 2601.9 | 0
|  | Labour (Internal) - $ Mar 2017 |  |  | 2015-16 | 2016-17 | 2017-18 | 2018-19 | 2019-20 | 2020-21 | 2021-22 | 2022-23 | Total | 2017-22 Total
|  | Transmission Towers |  |  | 0 | 0 | 0 | 0 | 0 | 0 | 0 | 0 | 0 | 0
|  | Transmission Tower Support Structures |  |  | 0 | 0 | 0 | 0 | 0 | 0 | 0 | 0 | 0 | 0
|  | Conductors |  |  | 0 | 0 | 0 | 0 | 0 | 0 | 0 | 0 | 0 | 0
|  | Transmission Cables |  |  | 0 | 0 | 0 | 0 | 0 | 0 | 0 | 0 | 0 | 0
|  | Substation Switchbays |  |  | 214.3316 | 442.8687 | 0 | 0 | 0 | 0 | 0 | 0 | 657.2003 | 0
|  | Substation Power Transformers |  |  | 0 | 0 | 0 | 0 | 0 | 0 | 0 | 0 | 0 | 0
|  | Substation Reactive Plant |  |  | 0 | 0 | 0 | 0 | 0 | 0 | 0 | 0 | 0 | 0
|  | Scada Network Control And Protection Systems |  |  | 0 | 0 | 0 | 0 | 0 | 0 | 0 | 0 | 0 | 0
|  | Other |  |  | 0 | 0 | 0 | 0 | 0 | 0 | 0 | 0 | 0 | 0
|  | Total Internal Labour |  |  | 214.3316 | 442.8687 | 0 | 0 | 0 | 0 | 0 | 0 | 657.2003 | 0
|  | Labour (External) - $ Mar 2017 |  |  | 2015-16 | 2016-17 | 2017-18 | 2018-19 | 2019-20 | 2020-21 | 2021-22 | 2022-23 | Total | 2017-22 Total
|  | Transmission Towers |  |  | 0 | 0 | 0 | 0 | 0 | 0 | 0 | 0 | 0 | 0
|  | Transmission Tower Support Structures |  |  | 0 | 0 | 0 | 0 | 0 | 0 | 0 | 0 | 0 | 0
|  | Conductors |  |  | 0 | 0 | 0 | 0 | 0 | 0 | 0 | 0 | 0 | 0
|  | Transmission Cables |  |  | 0 | 0 | 0 | 0 | 0 | 0 | 0 | 0 | 0 | 0
|  | Substation Switchbays |  |  | 1069.767 | 2210.4909 | 0 | 0 | 0 | 0 | 0 | 0 | 3280.2578 | 0
|  | Substation Power Transformers |  |  | 0 | 0 | 0 | 0 | 0 | 0 | 0 | 0 | 0 | 0
|  | Substation Reactive Plant |  |  | 0 | 0 | 0 | 0 | 0 | 0 | 0 | 0 | 0 | 0
|  | Scada Network Control And Protection Systems |  |  | 0 | 0 | 0 | 0 | 0 | 0 | 0 | 0 | 0 | 0
|  | Other |  |  | 0 | 0 | 0 | 0 | 0 | 0 | 0 | 0 | 0 | 0
|  | Total External Labour |  |  | 1069.767 | 2210.4909 | 0 | 0 | 0 | 0 | 0 | 0 | 3280.2578 | 0
|  | Total Direct - $ Mar 2017 |  |  | 2015-16 | 2016-17 | 2017-18 | 2018-19 | 2019-20 | 2020-21 | 2021-22 | 2022-23 | Total | 2017-22 Total
|  | Transmission Towers |  |  | 0 | 0 | 0 | 0 | 0 | 0 | 0 | 0 | 0 | 0
|  | Transmission Tower Support Structures |  |  | 0 | 0 | 0 | 0 | 0 | 0 | 0 | 0 | 0 | 0
|  | Conductors |  |  | 0 | 0 | 0 | 0 | 0 | 0 | 0 | 0 | 0 | 0
|  | Transmission Cables |  |  | 0 | 0 | 0 | 0 | 0 | 0 | 0 | 0 | 0 | 0
|  | Substation Switchbays |  |  | 2136.4176 | 4402.9405 | 0 | 0 | 0 | 0 | 0 | 0 | 6539.3581 | 0
|  | Substation Power Transformers |  |  | 0 | 0 | 0 | 0 | 0 | 0 | 0 | 0 | 0 | 0
|  | Substation Reactive Plant |  |  | 0 | 0 | 0 | 0 | 0 | 0 | 0 | 0 | 0 | 0
|  | Scada Network Control And Protection Systems |  |  | 0 | 0 | 0 | 0 | 0 | 0 | 0 | 0 | 0 | 0
|  | Other |  |  | 0 | 0 | 0 | 0 | 0 | 0 | 0 | 0 | 0 | 0
|  | Total Direct - $ Mar 2017 |  |  | 2136.4176 | 4402.9405 | 0 | 0 | 0 | 0 | 0 | 0 | 6539.3581 | 0

## Proj_19
Go To: | Table of Contents
Master Inputs
|  | 0% |  | Business case? | 0
| Project name | Other station transformer replacement
| Project category 1 | Network |  |  | Shaded cells = Inputs
| Project category 2 | Replacement - Major Station
| Regulatory classification | Prescribed
| Overhead Category | Repex_OHD |  | $000's | $000's | $000's | $000's | $000's | $000's | $000's | $000's | $000's | Project | 2017-22
|  |  |  | Prior | 2015-16 | 2016-17 | 2017-18 | 2018-19 | 2019-20 | 2020-21 | 2021-22 | 2022-23 | Total | Total | Check
| Project timing | Direct Expenditure (As incurred) - $ 2015/16 |  | 9613.3377 | 887.55 | 881.5477 | 0 | 0 | 0 | 0 | 0 | 0 | 11382.4354 | 0 | ok
| (excluding real cost escalators) | Assumed year commissioned (no BC) |  | x | bar: 2015-16 to 2022-23
|  | Direct Expenditure (As Commissioned) - $ 2015/16 |  | 9613.3377 | 887.55 | 881.5477 | 0 | 0 | 0 | 0 | 0 | 0 | 11382.4354 | 0 | ok
| Asset class | Secondary
Switchgear
|  | Transformers |  | 100% | 100% | 100% | 100% | 100% | 100% | 100% | 100% | 100%
Reactive
Lines and towers
Establishment
Communications
Non System
Land
Easements
|  |  | Total | 100% | 100% | 100% | 100% | 100% | 100% | 100% | 100% | 100%
| Input costs % | Labour - internal |  | 10% | 10% | 10% | 10% | 10% | 10% | 10% | 10% | 10%
|  | Labour - external |  | 50% | 50% | 50% | 50% | 50% | 50% | 50% | 50% | 50%
|  | Materials |  | 40% | 40% | 40% | 40% | 40% | 40% | 40% | 40% | 40%
|  |  | Total | 100% | 100% | 100% | 100% | 100% | 100% | 100% | 100% | 100%
Material Escalation
| (By Asset Class) | Secondary |  | 0 | 0 | 0 | 0 | 0 | 0 | 0 | 0 | 0 | 0 | 0
|  | Switchgear |  | 0 | 0 | 0 | 0 | 0 | 0 | 0 | 0 | 0 | 0 | 0
|  | Transformers |  | 0 | 0 | 0 | 0 | 0 | 0 | 0 | 0 | 0 | 0 | 0
|  | Reactive |  | 0 | 0 | 0 | 0 | 0 | 0 | 0 | 0 | 0 | 0 | 0
|  | Lines and towers |  | 0 | 0 | 0 | 0 | 0 | 0 | 0 | 0 | 0 | 0 | 0
|  | Establishment |  | 0 | 0 | 0 | 0 | 0 | 0 | 0 | 0 | 0 | 0 | 0
|  | Communications |  | 0 | 0 | 0 | 0 | 0 | 0 | 0 | 0 | 0 | 0 | 0
|  | Non System |  | 0 | 0 | 0 | 0 | 0 | 0 | 0 | 0 | 0 | 0 | 0
|  | Land |  | 0 | 0 | 0 | 0 | 0 | 0 | 0 | 0 | 0 | 0 | 0
|  | Easements |  | 0 | 0 | 0 | 0 | 0 | 0 | 0 | 0 | 0 | 0 | 0
|  | Total Material escalation |  | 0 | 0 | 0 | 0 | 0 | 0 | 0 | 0 | 0 | 0 | 0
| Labour Escalation | Internal Labour |  | 0 | 0.52144 | 1.1031 | 0 | 0 | 0 | 0 | 0 | 0 | 1.6246 | 0
|  | External Labour |  | 0 | 1.8195 | 4.7393 | 0 | 0 | 0 | 0 | 0 | 0 | 6.5587 | 0
|  | Total Labour Escalation |  | 0 | 2.3409 | 5.8424 | 0 | 0 | 0 | 0 | 0 | 0 | 8.1833 | 0
|  | Total Escalation |  | 0 | 2.3409 | 5.8424 | 0 | 0 | 0 | 0 | 0 | 0 | 8.1833 | 0
|  | Escalation factors |  | 0 | 0.0026375 | 0.0066275 | 0 | 0 | 0 | 0 | 0 | 0 | 0.00071894 | 0
| Direct Expenditure (Escalated) | Total labour - internal |  | 977.5969 | 90.7868 | 90.7679 | 0 | 0 | 0 | 0 | 0 | 0 | 1159.1516 | 0
| (as incurred) | Total labour - external |  | 4887.9847 | 453.1327 | 453.05 | 0 | 0 | 0 | 0 | 0 | 0 | 5794.1674 | 0
|  | Total materials |  | 3910.3877 | 361.026 | 358.5844 | 0 | 0 | 0 | 0 | 0 | 0 | 4629.9982 | 0
|  | Total Direct - As Incurred $ Mar 2017 |  | 9775.9693 | 904.9455 | 902.4024 | 0 | 0 | 0 | 0 | 0 | 0 | 11583.3172 | 0 | ok
| Capitalised Overheads | Overhead rate (applied to direct expenditure) |  | 8.008% | 5.944% | 7.259% | 8.819% | 12.03% | 13.05% | 11.79% | 11.1% | 11.36%
|  | Total overhead (as incurred) |  | 782.8764 | 53.7943 | 65.5087 | 0 | 0 | 0 | 0 | 0 | 0 | 902.1794 | 0
|  | Total incl Overhead - As Incurred $ Mar 2017 |  | 10558.8458 | 958.7397 | 967.9111 | 0 | 0 | 0 | 0 | 0 | 0 | 12485.4966 | 0
|  | Total overheads (As incurred) - Cumulative |  | 782.8764 | 836.6707 | 902.1794 | 902.1794 | 902.1794 | 902.1794 | 902.1794 | 902.1794 | 902.1794
|  | Labour & Material Escalation - Cumulative |  | 0 | 2.3409 | 8.1833 | 8.1833 | 8.1833 | 8.1833 | 8.1833 | 8.1833 | 8.1833
Expenditure By Asset Class - As Incurred
| Asset class breakdown | Secondary |  | 0 | 0 | 0 | 0 | 0 | 0 | 0 | 0 | 0 | 0 | 0
| (fully absorbed) | Switchgear |  | 0 | 0 | 0 | 0 | 0 | 0 | 0 | 0 | 0 | 0 | 0
| (as incurred) | Transformers |  | 10558.8458 | 958.7397 | 967.9111 | 0 | 0 | 0 | 0 | 0 | 0 | 12485.4966 | 0
|  | Reactive |  | 0 | 0 | 0 | 0 | 0 | 0 | 0 | 0 | 0 | 0 | 0
|  | Lines and towers |  | 0 | 0 | 0 | 0 | 0 | 0 | 0 | 0 | 0 | 0 | 0
|  | Establishment |  | 0 | 0 | 0 | 0 | 0 | 0 | 0 | 0 | 0 | 0 | 0
|  | Communications |  | 0 | 0 | 0 | 0 | 0 | 0 | 0 | 0 | 0 | 0 | 0
|  | Non System |  | 0 | 0 | 0 | 0 | 0 | 0 | 0 | 0 | 0 | 0 | 0
|  | Land |  | 0 | 0 | 0 | 0 | 0 | 0 | 0 | 0 | 0 | 0 | 0
|  | Easements |  | 0 | 0 | 0 | 0 | 0 | 0 | 0 | 0 | 0 | 0 | 0
|  | Total incl Overhead - As Incurred $ Mar 2017 |  | 10558.8458 | 958.7397 | 967.9111 | 0 | 0 | 0 | 0 | 0 | 0 | 12485.4966 | 0
|  |  | Check | 0 | 0 | 0 | 0 | 0 | 0 | 0 | 0 | 0 | 0 | 0
| As Commissioned Capex | Direct Expenditure (As Commissioned) - $ 2015/16 |  | 9613.3377 | 887.55 | 881.5477 | 0 | 0 | 0 | 0 | 0 | 0 | 11382.4354 | 0
|  | Labour & Material Escalation - $ 2015/16 |  | 0 | 2.3409 | 5.8424 | 0 | 0 | 0 | 0 | 0 | 0 | 8.1833 | 0
|  | Total Direct Expenditure - $ 2015/16 |  | 9613.3377 | 889.8909 | 887.3901 | 0 | 0 | 0 | 0 | 0 | 0 | 11390.6187 | 0
|  | Total Direct Expenditure - $ Mar 2017 |  | 9775.9693 | 904.9455 | 902.4024 | 0 | 0 | 0 | 0 | 0 | 0 | 11583.3172 | 0
|  | Total overheads (As Commissioned) |  | 782.8764 | 53.7943 | 65.5087 | 0 | 0 | 0 | 0 | 0 | 0 | 902.1794 | 0
|  | Total incl Overhead - As commissioned $ Mar 2017 |  | 10558.8458 | 958.7397 | 967.9111 | 0 | 0 | 0 | 0 | 0 | 0 | 12485.4966 | 0
|  | Total overheads (As Comm) - Cumulative |  | 782.8764 | 836.6707 | 902.1794 | 902.1794 | 902.1794 | 902.1794 | 902.1794 | 902.1794 | 902.1794
|  | Total real cost escalation (As Comm) - Cumulative |  | 0 | 2.3409 | 8.1833 | 8.1833 | 8.1833 | 8.1833 | 8.1833 | 8.1833 | 8.1833
Expenditure By Asset Class - As Commissioned
| Asset class breakdown | Secondary |  | 0 | 0 | 0 | 0 | 0 | 0 | 0 | 0 | 0 | 0 | 0
| (fully absorbed) | Switchgear |  | 0 | 0 | 0 | 0 | 0 | 0 | 0 | 0 | 0 | 0 | 0
| (as commissioned) | Transformers |  | 10558.8458 | 958.7397 | 967.9111 | 0 | 0 | 0 | 0 | 0 | 0 | 12485.4966 | 0
|  | Reactive |  | 0 | 0 | 0 | 0 | 0 | 0 | 0 | 0 | 0 | 0 | 0
|  | Lines and towers |  | 0 | 0 | 0 | 0 | 0 | 0 | 0 | 0 | 0 | 0 | 0
|  | Establishment |  | 0 | 0 | 0 | 0 | 0 | 0 | 0 | 0 | 0 | 0 | 0
|  | Communications |  | 0 | 0 | 0 | 0 | 0 | 0 | 0 | 0 | 0 | 0 | 0
|  | Non System |  | 0 | 0 | 0 | 0 | 0 | 0 | 0 | 0 | 0 | 0 | 0
|  | Land |  | 0 | 0 | 0 | 0 | 0 | 0 | 0 | 0 | 0 | 0 | 0
|  | Easements |  | 0 | 0 | 0 | 0 | 0 | 0 | 0 | 0 | 0 | 0 | 0
|  | Total incl Overhead - As commissioned $ Mar 2017 |  | 10558.8458 | 958.7397 | 967.9111 | 0 | 0 | 0 | 0 | 0 | 0 | 12485.4966 | 0
|  |  | Check | 0 | 0 | 0 | 0 | 0 | 0 | 0 | 0 | 0 | 0 | 0
0
| Expenditure splits for RIN |  |  |  | 2015-16 | 2016-17 | 2017-18 | 2018-19 | 2019-20 | 2020-21 | 2021-22 | 2022-23
| Repex Category | Transmission Towers | bar: 2015-16 to 2022-23
Transmission Tower Support Structures | bar: 2015-16 to 2022-23
Conductors | bar: 2015-16 to 2022-23
Transmission Cables | bar: 2015-16 to 2022-23
Substation Switchbays | bar: 2015-16 to 2022-23
|  | Substation Power Transformers |  |  | 100% | 100% | 100% | 100% | 100% | 100% | 100% | 100%
Substation Reactive Plant | bar: 2015-16 to 2022-23
Scada Network Control And Protection Systems | bar: 2015-16 to 2022-23
Other | bar: 2015-16 to 2022-23
|  | Total |  |  | 100% | 100% | 100% | 100% | 100% | 100% | 100% | 100%
| Direct Expenditures | Materials - $ Mar 2017 |  |  | 2015-16 | 2016-17 | 2017-18 | 2018-19 | 2019-20 | 2020-21 | 2021-22 | 2022-23 | Total | 2017-22 Total
| (As Incurred) | Transmission Towers |  |  | 0 | 0 | 0 | 0 | 0 | 0 | 0 | 0 | 0 | 0
|  | Transmission Tower Support Structures |  |  | 0 | 0 | 0 | 0 | 0 | 0 | 0 | 0 | 0 | 0
|  | Conductors |  |  | 0 | 0 | 0 | 0 | 0 | 0 | 0 | 0 | 0 | 0
|  | Transmission Cables |  |  | 0 | 0 | 0 | 0 | 0 | 0 | 0 | 0 | 0 | 0
|  | Substation Switchbays |  |  | 0 | 0 | 0 | 0 | 0 | 0 | 0 | 0 | 0 | 0
|  | Substation Power Transformers |  |  | 361.026 | 358.5844 | 0 | 0 | 0 | 0 | 0 | 0 | 719.6104 | 0
|  | Substation Reactive Plant |  |  | 0 | 0 | 0 | 0 | 0 | 0 | 0 | 0 | 0 | 0
|  | Scada Network Control And Protection Systems |  |  | 0 | 0 | 0 | 0 | 0 | 0 | 0 | 0 | 0 | 0
|  | Other |  |  | 0 | 0 | 0 | 0 | 0 | 0 | 0 | 0 | 0 | 0
|  | Total Materials |  |  | 361.026 | 358.5844 | 0 | 0 | 0 | 0 | 0 | 0 | 719.6104 | 0
|  | Labour (Internal) - $ Mar 2017 |  |  | 2015-16 | 2016-17 | 2017-18 | 2018-19 | 2019-20 | 2020-21 | 2021-22 | 2022-23 | Total | 2017-22 Total
|  | Transmission Towers |  |  | 0 | 0 | 0 | 0 | 0 | 0 | 0 | 0 | 0 | 0
|  | Transmission Tower Support Structures |  |  | 0 | 0 | 0 | 0 | 0 | 0 | 0 | 0 | 0 | 0
|  | Conductors |  |  | 0 | 0 | 0 | 0 | 0 | 0 | 0 | 0 | 0 | 0
|  | Transmission Cables |  |  | 0 | 0 | 0 | 0 | 0 | 0 | 0 | 0 | 0 | 0
|  | Substation Switchbays |  |  | 0 | 0 | 0 | 0 | 0 | 0 | 0 | 0 | 0 | 0
|  | Substation Power Transformers |  |  | 90.7868 | 90.7679 | 0 | 0 | 0 | 0 | 0 | 0 | 181.5547 | 0
|  | Substation Reactive Plant |  |  | 0 | 0 | 0 | 0 | 0 | 0 | 0 | 0 | 0 | 0
|  | Scada Network Control And Protection Systems |  |  | 0 | 0 | 0 | 0 | 0 | 0 | 0 | 0 | 0 | 0
|  | Other |  |  | 0 | 0 | 0 | 0 | 0 | 0 | 0 | 0 | 0 | 0
|  | Total Internal Labour |  |  | 90.7868 | 90.7679 | 0 | 0 | 0 | 0 | 0 | 0 | 181.5547 | 0
|  | Labour (External) - $ Mar 2017 |  |  | 2015-16 | 2016-17 | 2017-18 | 2018-19 | 2019-20 | 2020-21 | 2021-22 | 2022-23 | Total | 2017-22 Total
|  | Transmission Towers |  |  | 0 | 0 | 0 | 0 | 0 | 0 | 0 | 0 | 0 | 0
|  | Transmission Tower Support Structures |  |  | 0 | 0 | 0 | 0 | 0 | 0 | 0 | 0 | 0 | 0
|  | Conductors |  |  | 0 | 0 | 0 | 0 | 0 | 0 | 0 | 0 | 0 | 0
|  | Transmission Cables |  |  | 0 | 0 | 0 | 0 | 0 | 0 | 0 | 0 | 0 | 0
|  | Substation Switchbays |  |  | 0 | 0 | 0 | 0 | 0 | 0 | 0 | 0 | 0 | 0
|  | Substation Power Transformers |  |  | 453.1327 | 453.05 | 0 | 0 | 0 | 0 | 0 | 0 | 906.1827 | 0
|  | Substation Reactive Plant |  |  | 0 | 0 | 0 | 0 | 0 | 0 | 0 | 0 | 0 | 0
|  | Scada Network Control And Protection Systems |  |  | 0 | 0 | 0 | 0 | 0 | 0 | 0 | 0 | 0 | 0
|  | Other |  |  | 0 | 0 | 0 | 0 | 0 | 0 | 0 | 0 | 0 | 0
|  | Total External Labour |  |  | 453.1327 | 453.05 | 0 | 0 | 0 | 0 | 0 | 0 | 906.1827 | 0
|  | Total Direct - $ Mar 2017 |  |  | 2015-16 | 2016-17 | 2017-18 | 2018-19 | 2019-20 | 2020-21 | 2021-22 | 2022-23 | Total | 2017-22 Total
|  | Transmission Towers |  |  | 0 | 0 | 0 | 0 | 0 | 0 | 0 | 0 | 0 | 0
|  | Transmission Tower Support Structures |  |  | 0 | 0 | 0 | 0 | 0 | 0 | 0 | 0 | 0 | 0
|  | Conductors |  |  | 0 | 0 | 0 | 0 | 0 | 0 | 0 | 0 | 0 | 0
|  | Transmission Cables |  |  | 0 | 0 | 0 | 0 | 0 | 0 | 0 | 0 | 0 | 0
|  | Substation Switchbays |  |  | 0 | 0 | 0 | 0 | 0 | 0 | 0 | 0 | 0 | 0
|  | Substation Power Transformers |  |  | 904.9455 | 902.4024 | 0 | 0 | 0 | 0 | 0 | 0 | 1807.3478 | 0
|  | Substation Reactive Plant |  |  | 0 | 0 | 0 | 0 | 0 | 0 | 0 | 0 | 0 | 0
|  | Scada Network Control And Protection Systems |  |  | 0 | 0 | 0 | 0 | 0 | 0 | 0 | 0 | 0 | 0
|  | Other |  |  | 0 | 0 | 0 | 0 | 0 | 0 | 0 | 0 | 0 | 0
|  | Total Direct - $ Mar 2017 |  |  | 904.9455 | 902.4024 | 0 | 0 | 0 | 0 | 0 | 0 | 1807.3478 | 0

## Proj_20
Go To: | Table of Contents
Master Inputs
|  | X834, XC72 |  | Business case? | 0
| Project name | Power transformers - Bushings replacement
| Project category 1 | Network |  |  | Shaded cells = Inputs
| Project category 2 | Replacement - Other
| Regulatory classification | Prescribed
| Overhead Category | Repex_OHD |  | $000's | $000's | $000's | $000's | $000's | $000's | $000's | $000's | $000's | Project | 2017-22
|  |  |  | Prior | 2015-16 | 2016-17 | 2017-18 | 2018-19 | 2019-20 | 2020-21 | 2021-22 | 2022-23 | Total | Total | Check
| Project timing | Direct Expenditure (As incurred) - $ 2015/16 |  | 1630.7851 | 869.25 | 1752.1671 | 592.96 | 592.96 | 592.96 | 592.96 | 592.96 | 0 | 7217.0022 | 2964.8 | ok
| (excluding real cost escalators) | Assumed year commissioned (no BC) |  | x | bar: 2015-16 to 2022-23
|  | Direct Expenditure (As Commissioned) - $ 2015/16 |  | 1630.7851 | 869.25 | 1752.1671 | 592.96 | 592.96 | 592.96 | 592.96 | 592.96 | 0 | 7217.0022 | 2964.8 | ok
| Asset class | Secondary
Switchgear
|  | Transformers |  | 100% | 100% | 100% | 100% | 100% | 100% | 100% | 100% | 100%
Reactive
Lines and towers
Establishment
Communications
Non System
Land
Easements
|  |  | Total | 100% | 100% | 100% | 100% | 100% | 100% | 100% | 100% | 100%
| Input costs % | Labour - internal |  | 10% | 10% | 10% | 10% | 10% | 10% | 10% | 10% | 10%
|  | Labour - external |  | 50% | 50% | 50% | 50% | 50% | 50% | 50% | 50% | 50%
|  | Materials |  | 40% | 40% | 40% | 40% | 40% | 40% | 40% | 40% | 40%
|  |  | Total | 100% | 100% | 100% | 100% | 100% | 100% | 100% | 100% | 100%
Material Escalation
| (By Asset Class) | Secondary |  | 0 | 0 | 0 | 0 | 0 | 0 | 0 | 0 | 0 | 0 | 0
|  | Switchgear |  | 0 | 0 | 0 | 0 | 0 | 0 | 0 | 0 | 0 | 0 | 0
|  | Transformers |  | 0 | 0 | 0 | 0 | 0 | 0 | 0 | 0 | 0 | 0 | 0
|  | Reactive |  | 0 | 0 | 0 | 0 | 0 | 0 | 0 | 0 | 0 | 0 | 0
|  | Lines and towers |  | 0 | 0 | 0 | 0 | 0 | 0 | 0 | 0 | 0 | 0 | 0
|  | Establishment |  | 0 | 0 | 0 | 0 | 0 | 0 | 0 | 0 | 0 | 0 | 0
|  | Communications |  | 0 | 0 | 0 | 0 | 0 | 0 | 0 | 0 | 0 | 0 | 0
|  | Non System |  | 0 | 0 | 0 | 0 | 0 | 0 | 0 | 0 | 0 | 0 | 0
|  | Land |  | 0 | 0 | 0 | 0 | 0 | 0 | 0 | 0 | 0 | 0 | 0
|  | Easements |  | 0 | 0 | 0 | 0 | 0 | 0 | 0 | 0 | 0 | 0 | 0
|  | Total Material escalation |  | 0 | 0 | 0 | 0 | 0 | 0 | 0 | 0 | 0 | 0 | 0
| Labour Escalation | Internal Labour |  | 0 | 0.51068 | 2.1926 | 1.2253 | 1.7155 | 2.2204 | 2.771 | 3.3358 | 0 | 13.9714 | 11.2681
|  | External Labour |  | 0 | 1.782 | 9.4198 | 6.2969 | 9.4533 | 12.5356 | 15.9039 | 19.3869 | 0 | 74.7783 | 63.5765
|  | Total Labour Escalation |  | 0 | 2.2926 | 11.6124 | 7.5222 | 11.1688 | 14.756 | 18.6748 | 22.7227 | 0 | 88.7497 | 74.8446
|  | Total Escalation |  | 0 | 2.2926 | 11.6124 | 7.5222 | 11.1688 | 14.756 | 18.6748 | 22.7227 | 0 | 88.7497 | 74.8446
|  | Escalation factors |  | 0 | 0.0026375 | 0.0066275 | 0.012686 | 0.018836 | 0.024885 | 0.031494 | 0.038321 | 0 | 0.012297 | 0.025244
| Direct Expenditure (Escalated) | Total labour - internal |  | 165.8374 | 88.9149 | 180.4106 | 61.5452 | 62.0437 | 62.5571 | 63.117 | 63.6914 | 0 | 748.1172 | 312.9543
| (as incurred) | Total labour - external |  | 829.1868 | 443.7898 | 900.4837 | 307.899 | 311.1089 | 314.2433 | 317.6685 | 321.2105 | 0 | 3745.5905 | 1572.1303
|  | Total materials |  | 663.3494 | 353.5821 | 712.7236 | 241.1965 | 241.1965 | 241.1965 | 241.1965 | 241.1965 | 0 | 2935.6378 | 1205.9826
|  | Total Direct - As Incurred $ Mar 2017 |  | 1658.3736 | 886.2868 | 1793.6179 | 610.6407 | 614.3491 | 617.9969 | 621.982 | 626.0984 | 0 | 7429.3454 | 3091.0672 | ok
| Capitalised Overheads | Overhead rate (applied to direct expenditure) |  | 8.008% | 5.944% | 7.259% | 8.819% | 12.03% | 13.05% | 11.79% | 11.1% | 11.36%
|  | Total overhead (as incurred) |  | 132.8054 | 52.6851 | 130.2053 | 53.8503 | 73.906 | 80.6369 | 73.3382 | 69.5206 | 0 | 666.9478 | 351.252
|  | Total incl Overhead - As Incurred $ Mar 2017 |  | 1791.179 | 938.9719 | 1923.8233 | 664.4911 | 688.255 | 698.6338 | 695.3202 | 695.619 | 0 | 8096.2933 | 3442.3191
|  | Total overheads (As incurred) - Cumulative |  | 132.8054 | 185.4905 | 315.6959 | 369.5462 | 443.4522 | 524.0891 | 597.4272 | 666.9478 | 666.9478
|  | Labour & Material Escalation - Cumulative |  | 0 | 2.2926 | 13.9051 | 21.4272 | 32.5961 | 47.3521 | 66.0269 | 88.7497 | 88.7497
Expenditure By Asset Class - As Incurred
| Asset class breakdown | Secondary |  | 0 | 0 | 0 | 0 | 0 | 0 | 0 | 0 | 0 | 0 | 0
| (fully absorbed) | Switchgear |  | 0 | 0 | 0 | 0 | 0 | 0 | 0 | 0 | 0 | 0 | 0
| (as incurred) | Transformers |  | 1791.179 | 938.9719 | 1923.8233 | 664.4911 | 688.255 | 698.6338 | 695.3202 | 695.619 | 0 | 8096.2933 | 3442.3191
|  | Reactive |  | 0 | 0 | 0 | 0 | 0 | 0 | 0 | 0 | 0 | 0 | 0
|  | Lines and towers |  | 0 | 0 | 0 | 0 | 0 | 0 | 0 | 0 | 0 | 0 | 0
|  | Establishment |  | 0 | 0 | 0 | 0 | 0 | 0 | 0 | 0 | 0 | 0 | 0
|  | Communications |  | 0 | 0 | 0 | 0 | 0 | 0 | 0 | 0 | 0 | 0 | 0
|  | Non System |  | 0 | 0 | 0 | 0 | 0 | 0 | 0 | 0 | 0 | 0 | 0
|  | Land |  | 0 | 0 | 0 | 0 | 0 | 0 | 0 | 0 | 0 | 0 | 0
|  | Easements |  | 0 | 0 | 0 | 0 | 0 | 0 | 0 | 0 | 0 | 0 | 0
|  | Total incl Overhead - As Incurred $ Mar 2017 |  | 1791.179 | 938.9719 | 1923.8233 | 664.4911 | 688.255 | 698.6338 | 695.3202 | 695.619 | 0 | 8096.2933 | 3442.3191
|  |  | Check | 0 | 0 | 0 | 0 | 0 | 0 | 0 | 0 | 0 | 0 | 0
| As Commissioned Capex | Direct Expenditure (As Commissioned) - $ 2015/16 |  | 1630.7851 | 869.25 | 1752.1671 | 592.96 | 592.96 | 592.96 | 592.96 | 592.96 | 0 | 7217.0022 | 2964.8
|  | Labour & Material Escalation - $ 2015/16 |  | 0 | 2.2926 | 11.6124 | 7.5222 | 11.1688 | 14.756 | 18.6748 | 22.7227 | 0 | 88.7497 | 74.8446
|  | Total Direct Expenditure - $ 2015/16 |  | 1630.7851 | 871.5426 | 1763.7796 | 600.4822 | 604.1288 | 607.716 | 611.6348 | 615.6827 | 0 | 7305.7519 | 3039.6446
|  | Total Direct Expenditure - $ Mar 2017 |  | 1658.3736 | 886.2868 | 1793.6179 | 610.6407 | 614.3491 | 617.9969 | 621.982 | 626.0984 | 0 | 7429.3454 | 3091.0672
|  | Total overheads (As Commissioned) |  | 132.8054 | 52.6851 | 130.2053 | 53.8503 | 73.906 | 80.6369 | 73.3382 | 69.5206 | 0 | 666.9478 | 351.252
|  | Total incl Overhead - As commissioned $ Mar 2017 |  | 1791.179 | 938.9719 | 1923.8233 | 664.4911 | 688.255 | 698.6338 | 695.3202 | 695.619 | 0 | 8096.2933 | 3442.3191
|  | Total overheads (As Comm) - Cumulative |  | 132.8054 | 185.4905 | 315.6959 | 369.5462 | 443.4522 | 524.0891 | 597.4272 | 666.9478 | 666.9478
|  | Total real cost escalation (As Comm) - Cumulative |  | 0 | 2.2926 | 13.9051 | 21.4272 | 32.5961 | 47.3521 | 66.0269 | 88.7497 | 88.7497
Expenditure By Asset Class - As Commissioned
| Asset class breakdown | Secondary |  | 0 | 0 | 0 | 0 | 0 | 0 | 0 | 0 | 0 | 0 | 0
| (fully absorbed) | Switchgear |  | 0 | 0 | 0 | 0 | 0 | 0 | 0 | 0 | 0 | 0 | 0
| (as commissioned) | Transformers |  | 1791.179 | 938.9719 | 1923.8233 | 664.4911 | 688.255 | 698.6338 | 695.3202 | 695.619 | 0 | 8096.2933 | 3442.3191
|  | Reactive |  | 0 | 0 | 0 | 0 | 0 | 0 | 0 | 0 | 0 | 0 | 0
|  | Lines and towers |  | 0 | 0 | 0 | 0 | 0 | 0 | 0 | 0 | 0 | 0 | 0
|  | Establishment |  | 0 | 0 | 0 | 0 | 0 | 0 | 0 | 0 | 0 | 0 | 0
|  | Communications |  | 0 | 0 | 0 | 0 | 0 | 0 | 0 | 0 | 0 | 0 | 0
|  | Non System |  | 0 | 0 | 0 | 0 | 0 | 0 | 0 | 0 | 0 | 0 | 0
|  | Land |  | 0 | 0 | 0 | 0 | 0 | 0 | 0 | 0 | 0 | 0 | 0
|  | Easements |  | 0 | 0 | 0 | 0 | 0 | 0 | 0 | 0 | 0 | 0 | 0
|  | Total incl Overhead - As commissioned $ Mar 2017 |  | 1791.179 | 938.9719 | 1923.8233 | 664.4911 | 688.255 | 698.6338 | 695.3202 | 695.619 | 0 | 8096.2933 | 3442.3191
|  |  | Check | 0 | 0 | 0 | 0 | 0 | 0 | 0 | 0 | 0 | 0 | 0
0
| Expenditure splits for RIN |  |  |  | 2015-16 | 2016-17 | 2017-18 | 2018-19 | 2019-20 | 2020-21 | 2021-22 | 2022-23
| Repex Category | Transmission Towers | bar: 2015-16 to 2022-23
Transmission Tower Support Structures | bar: 2015-16 to 2022-23
Conductors | bar: 2015-16 to 2022-23
Transmission Cables | bar: 2015-16 to 2022-23
Substation Switchbays | bar: 2015-16 to 2022-23
|  | Substation Power Transformers |  |  | 100% | 100% | 100% | 100% | 100% | 100% | 100% | 100%
Substation Reactive Plant | bar: 2015-16 to 2022-23
Scada Network Control And Protection Systems | bar: 2015-16 to 2022-23
Other | bar: 2015-16 to 2022-23
|  | Total |  |  | 100% | 100% | 100% | 100% | 100% | 100% | 100% | 100%
| Direct Expenditures | Materials - $ Mar 2017 |  |  | 2015-16 | 2016-17 | 2017-18 | 2018-19 | 2019-20 | 2020-21 | 2021-22 | 2022-23 | Total | 2017-22 Total
| (As Incurred) | Transmission Towers |  |  | 0 | 0 | 0 | 0 | 0 | 0 | 0 | 0 | 0 | 0
|  | Transmission Tower Support Structures |  |  | 0 | 0 | 0 | 0 | 0 | 0 | 0 | 0 | 0 | 0
|  | Conductors |  |  | 0 | 0 | 0 | 0 | 0 | 0 | 0 | 0 | 0 | 0
|  | Transmission Cables |  |  | 0 | 0 | 0 | 0 | 0 | 0 | 0 | 0 | 0 | 0
|  | Substation Switchbays |  |  | 0 | 0 | 0 | 0 | 0 | 0 | 0 | 0 | 0 | 0
|  | Substation Power Transformers |  |  | 353.5821 | 712.7236 | 241.1965 | 241.1965 | 241.1965 | 241.1965 | 241.1965 | 0 | 2272.2883 | 1205.9826
|  | Substation Reactive Plant |  |  | 0 | 0 | 0 | 0 | 0 | 0 | 0 | 0 | 0 | 0
|  | Scada Network Control And Protection Systems |  |  | 0 | 0 | 0 | 0 | 0 | 0 | 0 | 0 | 0 | 0
|  | Other |  |  | 0 | 0 | 0 | 0 | 0 | 0 | 0 | 0 | 0 | 0
|  | Total Materials |  |  | 353.5821 | 712.7236 | 241.1965 | 241.1965 | 241.1965 | 241.1965 | 241.1965 | 0 | 2272.2883 | 1205.9826
|  | Labour (Internal) - $ Mar 2017 |  |  | 2015-16 | 2016-17 | 2017-18 | 2018-19 | 2019-20 | 2020-21 | 2021-22 | 2022-23 | Total | 2017-22 Total
|  | Transmission Towers |  |  | 0 | 0 | 0 | 0 | 0 | 0 | 0 | 0 | 0 | 0
|  | Transmission Tower Support Structures |  |  | 0 | 0 | 0 | 0 | 0 | 0 | 0 | 0 | 0 | 0
|  | Conductors |  |  | 0 | 0 | 0 | 0 | 0 | 0 | 0 | 0 | 0 | 0
|  | Transmission Cables |  |  | 0 | 0 | 0 | 0 | 0 | 0 | 0 | 0 | 0 | 0
|  | Substation Switchbays |  |  | 0 | 0 | 0 | 0 | 0 | 0 | 0 | 0 | 0 | 0
|  | Substation Power Transformers |  |  | 88.9149 | 180.4106 | 61.5452 | 62.0437 | 62.5571 | 63.117 | 63.6914 | 0 | 582.2798 | 312.9543
|  | Substation Reactive Plant |  |  | 0 | 0 | 0 | 0 | 0 | 0 | 0 | 0 | 0 | 0
|  | Scada Network Control And Protection Systems |  |  | 0 | 0 | 0 | 0 | 0 | 0 | 0 | 0 | 0 | 0
|  | Other |  |  | 0 | 0 | 0 | 0 | 0 | 0 | 0 | 0 | 0 | 0
|  | Total Internal Labour |  |  | 88.9149 | 180.4106 | 61.5452 | 62.0437 | 62.5571 | 63.117 | 63.6914 | 0 | 582.2798 | 312.9543
|  | Labour (External) - $ Mar 2017 |  |  | 2015-16 | 2016-17 | 2017-18 | 2018-19 | 2019-20 | 2020-21 | 2021-22 | 2022-23 | Total | 2017-22 Total
|  | Transmission Towers |  |  | 0 | 0 | 0 | 0 | 0 | 0 | 0 | 0 | 0 | 0
|  | Transmission Tower Support Structures |  |  | 0 | 0 | 0 | 0 | 0 | 0 | 0 | 0 | 0 | 0
|  | Conductors |  |  | 0 | 0 | 0 | 0 | 0 | 0 | 0 | 0 | 0 | 0
|  | Transmission Cables |  |  | 0 | 0 | 0 | 0 | 0 | 0 | 0 | 0 | 0 | 0
|  | Substation Switchbays |  |  | 0 | 0 | 0 | 0 | 0 | 0 | 0 | 0 | 0 | 0
|  | Substation Power Transformers |  |  | 443.7898 | 900.4837 | 307.899 | 311.1089 | 314.2433 | 317.6685 | 321.2105 | 0 | 2916.4037 | 1572.1303
|  | Substation Reactive Plant |  |  | 0 | 0 | 0 | 0 | 0 | 0 | 0 | 0 | 0 | 0
|  | Scada Network Control And Protection Systems |  |  | 0 | 0 | 0 | 0 | 0 | 0 | 0 | 0 | 0 | 0
|  | Other |  |  | 0 | 0 | 0 | 0 | 0 | 0 | 0 | 0 | 0 | 0
|  | Total External Labour |  |  | 443.7898 | 900.4837 | 307.899 | 311.1089 | 314.2433 | 317.6685 | 321.2105 | 0 | 2916.4037 | 1572.1303
|  | Total Direct - $ Mar 2017 |  |  | 2015-16 | 2016-17 | 2017-18 | 2018-19 | 2019-20 | 2020-21 | 2021-22 | 2022-23 | Total | 2017-22 Total
|  | Transmission Towers |  |  | 0 | 0 | 0 | 0 | 0 | 0 | 0 | 0 | 0 | 0
|  | Transmission Tower Support Structures |  |  | 0 | 0 | 0 | 0 | 0 | 0 | 0 | 0 | 0 | 0
|  | Conductors |  |  | 0 | 0 | 0 | 0 | 0 | 0 | 0 | 0 | 0 | 0
|  | Transmission Cables |  |  | 0 | 0 | 0 | 0 | 0 | 0 | 0 | 0 | 0 | 0
|  | Substation Switchbays |  |  | 0 | 0 | 0 | 0 | 0 | 0 | 0 | 0 | 0 | 0
|  | Substation Power Transformers |  |  | 886.2868 | 1793.6179 | 610.6407 | 614.3491 | 617.9969 | 621.982 | 626.0984 | 0 | 5770.9719 | 3091.0672
|  | Substation Reactive Plant |  |  | 0 | 0 | 0 | 0 | 0 | 0 | 0 | 0 | 0 | 0
|  | Scada Network Control And Protection Systems |  |  | 0 | 0 | 0 | 0 | 0 | 0 | 0 | 0 | 0 | 0
|  | Other |  |  | 0 | 0 | 0 | 0 | 0 | 0 | 0 | 0 | 0 | 0
|  | Total Direct - $ Mar 2017 |  |  | 886.2868 | 1793.6179 | 610.6407 | 614.3491 | 617.9969 | 621.982 | 626.0984 | 0 | 5770.9719 | 3091.0672

## Proj_21
Go To: | Table of Contents
Master Inputs
|  | 0% |  | Business case? | 0
| Project name | Power transformers - life extension
| Project category 1 | Network |  |  | Shaded cells = Inputs
| Project category 2 | Replacement - Other
| Regulatory classification | Prescribed
| Overhead Category | Repex_OHD |  | $000's | $000's | $000's | $000's | $000's | $000's | $000's | $000's | $000's | Project | 2017-22
|  |  |  | Prior | 2015-16 | 2016-17 | 2017-18 | 2018-19 | 2019-20 | 2020-21 | 2021-22 | 2022-23 | Total | Total | Check
| Project timing | Direct Expenditure (As incurred) - $ 2015/16 |  | 0 | 0 | 0 | 1095.232 | 1095.232 | 1095.232 | 1095.232 | 1095.232 | 0 | 5476.16 | 5476.16 | ok
| (excluding real cost escalators) | Assumed year commissioned (no BC) | bar: 2015-16 to 2022-23
|  | Direct Expenditure (As Commissioned) - $ 2015/16 |  | 0 | 0 | 0 | 1095.232 | 1095.232 | 1095.232 | 1095.232 | 1095.232 | 0 | 5476.16 | 5476.16 | ok
| Asset class | Secondary
Switchgear
|  | Transformers |  | 100% | 100% | 100% | 100% | 100% | 100% | 100% | 100% | 100%
Reactive
Lines and towers
Establishment
Communications
Non System
Land
Easements
|  |  | Total | 100% | 100% | 100% | 100% | 100% | 100% | 100% | 100% | 100%
| Input costs % | Labour - internal |  | 10% | 10% | 10% | 10% | 10% | 10% | 10% | 10% | 10%
|  | Labour - external |  | 50% | 50% | 50% | 50% | 50% | 50% | 50% | 50% | 50%
|  | Materials |  | 40% | 40% | 40% | 40% | 40% | 40% | 40% | 40% | 40%
|  |  | Total | 100% | 100% | 100% | 100% | 100% | 100% | 100% | 100% | 100%
Material Escalation
| (By Asset Class) | Secondary |  | 0 | 0 | 0 | 0 | 0 | 0 | 0 | 0 | 0 | 0 | 0
|  | Switchgear |  | 0 | 0 | 0 | 0 | 0 | 0 | 0 | 0 | 0 | 0 | 0
|  | Transformers |  | 0 | 0 | 0 | 0 | 0 | 0 | 0 | 0 | 0 | 0 | 0
|  | Reactive |  | 0 | 0 | 0 | 0 | 0 | 0 | 0 | 0 | 0 | 0 | 0
|  | Lines and towers |  | 0 | 0 | 0 | 0 | 0 | 0 | 0 | 0 | 0 | 0 | 0
|  | Establishment |  | 0 | 0 | 0 | 0 | 0 | 0 | 0 | 0 | 0 | 0 | 0
|  | Communications |  | 0 | 0 | 0 | 0 | 0 | 0 | 0 | 0 | 0 | 0 | 0
|  | Non System |  | 0 | 0 | 0 | 0 | 0 | 0 | 0 | 0 | 0 | 0 | 0
|  | Land |  | 0 | 0 | 0 | 0 | 0 | 0 | 0 | 0 | 0 | 0 | 0
|  | Easements |  | 0 | 0 | 0 | 0 | 0 | 0 | 0 | 0 | 0 | 0 | 0
|  | Total Material escalation |  | 0 | 0 | 0 | 0 | 0 | 0 | 0 | 0 | 0 | 0 | 0
| Labour Escalation | Internal Labour |  | 0 | 0 | 0 | 2.2632 | 3.1687 | 4.1012 | 5.1182 | 6.1614 | 0 | 20.8128 | 20.8128
|  | External Labour |  | 0 | 0 | 0 | 11.6307 | 17.4608 | 23.154 | 29.3753 | 35.8088 | 0 | 117.4296 | 117.4296
|  | Total Labour Escalation |  | 0 | 0 | 0 | 13.8939 | 20.6295 | 27.2552 | 34.4935 | 41.9702 | 0 | 138.2424 | 138.2424
|  | Total Escalation |  | 0 | 0 | 0 | 13.8939 | 20.6295 | 27.2552 | 34.4935 | 41.9702 | 0 | 138.2424 | 138.2424
|  | Escalation factors |  | 0 | 0 | 0 | 0.012686 | 0.018836 | 0.024885 | 0.031494 | 0.038321 | 0 | 0.025244 | 0.025244
| Direct Expenditure (Escalated) | Total labour - internal |  | 0 | 0 | 0 | 113.6776 | 114.5984 | 115.5467 | 116.5808 | 117.6417 | 0 | 578.0451 | 578.0451
| (as incurred) | Total labour - external |  | 0 | 0 | 0 | 568.7076 | 574.6364 | 580.4258 | 586.7525 | 593.2948 | 0 | 2903.8171 | 2903.8171
|  | Total materials |  | 0 | 0 | 0 | 445.5041 | 445.5041 | 445.5041 | 445.5041 | 445.5041 | 0 | 2227.5207 | 2227.5207
|  | Total Direct - As Incurred $ Mar 2017 |  | 0 | 0 | 0 | 1127.8893 | 1134.7389 | 1141.4766 | 1148.8374 | 1156.4406 | 0 | 5709.3829 | 5709.3829 | ok
| Capitalised Overheads | Overhead rate (applied to direct expenditure) |  | 8.008% | 5.944% | 7.259% | 8.819% | 12.03% | 13.05% | 11.79% | 11.1% | 11.36%
|  | Total overhead (as incurred) |  | 0 | 0 | 0 | 99.4648 | 136.5087 | 148.9411 | 135.4599 | 128.4086 | 0 | 648.783 | 648.783
|  | Total incl Overhead - As Incurred $ Mar 2017 |  | 0 | 0 | 0 | 1227.3541 | 1271.2476 | 1290.4177 | 1284.2973 | 1284.8492 | 0 | 6358.1659 | 6358.1659
|  | Total overheads (As incurred) - Cumulative |  | 0 | 0 | 0 | 99.4648 | 235.9734 | 384.9145 | 520.3744 | 648.783 | 648.783
|  | Labour & Material Escalation - Cumulative |  | 0 | 0 | 0 | 13.8939 | 34.5234 | 61.7786 | 96.2721 | 138.2424 | 138.2424
Expenditure By Asset Class - As Incurred
| Asset class breakdown | Secondary |  | 0 | 0 | 0 | 0 | 0 | 0 | 0 | 0 | 0 | 0 | 0
| (fully absorbed) | Switchgear |  | 0 | 0 | 0 | 0 | 0 | 0 | 0 | 0 | 0 | 0 | 0
| (as incurred) | Transformers |  | 0 | 0 | 0 | 1227.3541 | 1271.2476 | 1290.4177 | 1284.2973 | 1284.8492 | 0 | 6358.1659 | 6358.1659
|  | Reactive |  | 0 | 0 | 0 | 0 | 0 | 0 | 0 | 0 | 0 | 0 | 0
|  | Lines and towers |  | 0 | 0 | 0 | 0 | 0 | 0 | 0 | 0 | 0 | 0 | 0
|  | Establishment |  | 0 | 0 | 0 | 0 | 0 | 0 | 0 | 0 | 0 | 0 | 0
|  | Communications |  | 0 | 0 | 0 | 0 | 0 | 0 | 0 | 0 | 0 | 0 | 0
|  | Non System |  | 0 | 0 | 0 | 0 | 0 | 0 | 0 | 0 | 0 | 0 | 0
|  | Land |  | 0 | 0 | 0 | 0 | 0 | 0 | 0 | 0 | 0 | 0 | 0
|  | Easements |  | 0 | 0 | 0 | 0 | 0 | 0 | 0 | 0 | 0 | 0 | 0
|  | Total incl Overhead - As Incurred $ Mar 2017 |  | 0 | 0 | 0 | 1227.3541 | 1271.2476 | 1290.4177 | 1284.2973 | 1284.8492 | 0 | 6358.1659 | 6358.1659
|  |  | Check | 0 | 0 | 0 | 0 | 0 | 0 | 0 | 0 | 0 | 0 | 0
| As Commissioned Capex | Direct Expenditure (As Commissioned) - $ 2015/16 |  | 0 | 0 | 0 | 1095.232 | 1095.232 | 1095.232 | 1095.232 | 1095.232 | 0 | 5476.16 | 5476.16
|  | Labour & Material Escalation - $ 2015/16 |  | 0 | 0 | 0 | 13.8939 | 20.6295 | 27.2552 | 34.4935 | 41.9702 | 0 | 138.2424 | 138.2424
|  | Total Direct Expenditure - $ 2015/16 |  | 0 | 0 | 0 | 1109.1259 | 1115.8615 | 1122.4872 | 1129.7255 | 1137.2022 | 0 | 5614.4024 | 5614.4024
|  | Total Direct Expenditure - $ Mar 2017 |  | 0 | 0 | 0 | 1127.8893 | 1134.7389 | 1141.4766 | 1148.8374 | 1156.4406 | 0 | 5709.3829 | 5709.3829
|  | Total overheads (As Commissioned) |  | 0 | 0 | 0 | 99.4648 | 136.5087 | 148.9411 | 135.4599 | 128.4086 | 0 | 648.783 | 648.783
|  | Total incl Overhead - As commissioned $ Mar 2017 |  | 0 | 0 | 0 | 1227.3541 | 1271.2476 | 1290.4177 | 1284.2973 | 1284.8492 | 0 | 6358.1659 | 6358.1659
|  | Total overheads (As Comm) - Cumulative |  | 0 | 0 | 0 | 99.4648 | 235.9734 | 384.9145 | 520.3744 | 648.783 | 648.783
|  | Total real cost escalation (As Comm) - Cumulative |  | 0 | 0 | 0 | 13.8939 | 34.5234 | 61.7786 | 96.2721 | 138.2424 | 138.2424
Expenditure By Asset Class - As Commissioned
| Asset class breakdown | Secondary |  | 0 | 0 | 0 | 0 | 0 | 0 | 0 | 0 | 0 | 0 | 0
| (fully absorbed) | Switchgear |  | 0 | 0 | 0 | 0 | 0 | 0 | 0 | 0 | 0 | 0 | 0
| (as commissioned) | Transformers |  | 0 | 0 | 0 | 1227.3541 | 1271.2476 | 1290.4177 | 1284.2973 | 1284.8492 | 0 | 6358.1659 | 6358.1659
|  | Reactive |  | 0 | 0 | 0 | 0 | 0 | 0 | 0 | 0 | 0 | 0 | 0
|  | Lines and towers |  | 0 | 0 | 0 | 0 | 0 | 0 | 0 | 0 | 0 | 0 | 0
|  | Establishment |  | 0 | 0 | 0 | 0 | 0 | 0 | 0 | 0 | 0 | 0 | 0
|  | Communications |  | 0 | 0 | 0 | 0 | 0 | 0 | 0 | 0 | 0 | 0 | 0
|  | Non System |  | 0 | 0 | 0 | 0 | 0 | 0 | 0 | 0 | 0 | 0 | 0
|  | Land |  | 0 | 0 | 0 | 0 | 0 | 0 | 0 | 0 | 0 | 0 | 0
|  | Easements |  | 0 | 0 | 0 | 0 | 0 | 0 | 0 | 0 | 0 | 0 | 0
|  | Total incl Overhead - As commissioned $ Mar 2017 |  | 0 | 0 | 0 | 1227.3541 | 1271.2476 | 1290.4177 | 1284.2973 | 1284.8492 | 0 | 6358.1659 | 6358.1659
|  |  | Check | 0 | 0 | 0 | 0 | 0 | 0 | 0 | 0 | 0 | 0 | 0
0
| Expenditure splits for RIN |  |  |  | 2015-16 | 2016-17 | 2017-18 | 2018-19 | 2019-20 | 2020-21 | 2021-22 | 2022-23
| Repex Category | Transmission Towers | bar: 2015-16 to 2022-23
Transmission Tower Support Structures | bar: 2015-16 to 2022-23
Conductors | bar: 2015-16 to 2022-23
Transmission Cables | bar: 2015-16 to 2022-23
Substation Switchbays | bar: 2015-16 to 2022-23
|  | Substation Power Transformers |  |  | 100% | 100% | 100% | 100% | 100% | 100% | 100% | 100%
Substation Reactive Plant | bar: 2015-16 to 2022-23
Scada Network Control And Protection Systems | bar: 2015-16 to 2022-23
Other | bar: 2015-16 to 2022-23
|  | Total |  |  | 100% | 100% | 100% | 100% | 100% | 100% | 100% | 100%
| Direct Expenditures | Materials - $ Mar 2017 |  |  | 2015-16 | 2016-17 | 2017-18 | 2018-19 | 2019-20 | 2020-21 | 2021-22 | 2022-23 | Total | 2017-22 Total
| (As Incurred) | Transmission Towers |  |  | 0 | 0 | 0 | 0 | 0 | 0 | 0 | 0 | 0 | 0
|  | Transmission Tower Support Structures |  |  | 0 | 0 | 0 | 0 | 0 | 0 | 0 | 0 | 0 | 0
|  | Conductors |  |  | 0 | 0 | 0 | 0 | 0 | 0 | 0 | 0 | 0 | 0
|  | Transmission Cables |  |  | 0 | 0 | 0 | 0 | 0 | 0 | 0 | 0 | 0 | 0
|  | Substation Switchbays |  |  | 0 | 0 | 0 | 0 | 0 | 0 | 0 | 0 | 0 | 0
|  | Substation Power Transformers |  |  | 0 | 0 | 445.5041 | 445.5041 | 445.5041 | 445.5041 | 445.5041 | 0 | 2227.5207 | 2227.5207
|  | Substation Reactive Plant |  |  | 0 | 0 | 0 | 0 | 0 | 0 | 0 | 0 | 0 | 0
|  | Scada Network Control And Protection Systems |  |  | 0 | 0 | 0 | 0 | 0 | 0 | 0 | 0 | 0 | 0
|  | Other |  |  | 0 | 0 | 0 | 0 | 0 | 0 | 0 | 0 | 0 | 0
|  | Total Materials |  |  | 0 | 0 | 445.5041 | 445.5041 | 445.5041 | 445.5041 | 445.5041 | 0 | 2227.5207 | 2227.5207
|  | Labour (Internal) - $ Mar 2017 |  |  | 2015-16 | 2016-17 | 2017-18 | 2018-19 | 2019-20 | 2020-21 | 2021-22 | 2022-23 | Total | 2017-22 Total
|  | Transmission Towers |  |  | 0 | 0 | 0 | 0 | 0 | 0 | 0 | 0 | 0 | 0
|  | Transmission Tower Support Structures |  |  | 0 | 0 | 0 | 0 | 0 | 0 | 0 | 0 | 0 | 0
|  | Conductors |  |  | 0 | 0 | 0 | 0 | 0 | 0 | 0 | 0 | 0 | 0
|  | Transmission Cables |  |  | 0 | 0 | 0 | 0 | 0 | 0 | 0 | 0 | 0 | 0
|  | Substation Switchbays |  |  | 0 | 0 | 0 | 0 | 0 | 0 | 0 | 0 | 0 | 0
|  | Substation Power Transformers |  |  | 0 | 0 | 113.6776 | 114.5984 | 115.5467 | 116.5808 | 117.6417 | 0 | 578.0451 | 578.0451
|  | Substation Reactive Plant |  |  | 0 | 0 | 0 | 0 | 0 | 0 | 0 | 0 | 0 | 0
|  | Scada Network Control And Protection Systems |  |  | 0 | 0 | 0 | 0 | 0 | 0 | 0 | 0 | 0 | 0
|  | Other |  |  | 0 | 0 | 0 | 0 | 0 | 0 | 0 | 0 | 0 | 0
|  | Total Internal Labour |  |  | 0 | 0 | 113.6776 | 114.5984 | 115.5467 | 116.5808 | 117.6417 | 0 | 578.0451 | 578.0451
|  | Labour (External) - $ Mar 2017 |  |  | 2015-16 | 2016-17 | 2017-18 | 2018-19 | 2019-20 | 2020-21 | 2021-22 | 2022-23 | Total | 2017-22 Total
|  | Transmission Towers |  |  | 0 | 0 | 0 | 0 | 0 | 0 | 0 | 0 | 0 | 0
|  | Transmission Tower Support Structures |  |  | 0 | 0 | 0 | 0 | 0 | 0 | 0 | 0 | 0 | 0
|  | Conductors |  |  | 0 | 0 | 0 | 0 | 0 | 0 | 0 | 0 | 0 | 0
|  | Transmission Cables |  |  | 0 | 0 | 0 | 0 | 0 | 0 | 0 | 0 | 0 | 0
|  | Substation Switchbays |  |  | 0 | 0 | 0 | 0 | 0 | 0 | 0 | 0 | 0 | 0
|  | Substation Power Transformers |  |  | 0 | 0 | 568.7076 | 574.6364 | 580.4258 | 586.7525 | 593.2948 | 0 | 2903.8171 | 2903.8171
|  | Substation Reactive Plant |  |  | 0 | 0 | 0 | 0 | 0 | 0 | 0 | 0 | 0 | 0
|  | Scada Network Control And Protection Systems |  |  | 0 | 0 | 0 | 0 | 0 | 0 | 0 | 0 | 0 | 0
|  | Other |  |  | 0 | 0 | 0 | 0 | 0 | 0 | 0 | 0 | 0 | 0
|  | Total External Labour |  |  | 0 | 0 | 568.7076 | 574.6364 | 580.4258 | 586.7525 | 593.2948 | 0 | 2903.8171 | 2903.8171
|  | Total Direct - $ Mar 2017 |  |  | 2015-16 | 2016-17 | 2017-18 | 2018-19 | 2019-20 | 2020-21 | 2021-22 | 2022-23 | Total | 2017-22 Total
|  | Transmission Towers |  |  | 0 | 0 | 0 | 0 | 0 | 0 | 0 | 0 | 0 | 0
|  | Transmission Tower Support Structures |  |  | 0 | 0 | 0 | 0 | 0 | 0 | 0 | 0 | 0 | 0
|  | Conductors |  |  | 0 | 0 | 0 | 0 | 0 | 0 | 0 | 0 | 0 | 0
|  | Transmission Cables |  |  | 0 | 0 | 0 | 0 | 0 | 0 | 0 | 0 | 0 | 0
|  | Substation Switchbays |  |  | 0 | 0 | 0 | 0 | 0 | 0 | 0 | 0 | 0 | 0
|  | Substation Power Transformers |  |  | 0 | 0 | 1127.8893 | 1134.7389 | 1141.4766 | 1148.8374 | 1156.4406 | 0 | 5709.3829 | 5709.3829
|  | Substation Reactive Plant |  |  | 0 | 0 | 0 | 0 | 0 | 0 | 0 | 0 | 0 | 0
|  | Scada Network Control And Protection Systems |  |  | 0 | 0 | 0 | 0 | 0 | 0 | 0 | 0 | 0 | 0
|  | Other |  |  | 0 | 0 | 0 | 0 | 0 | 0 | 0 | 0 | 0 | 0
|  | Total Direct - $ Mar 2017 |  |  | 0 | 0 | 1127.8893 | 1134.7389 | 1141.4766 | 1148.8374 | 1156.4406 | 0 | 5709.3829 | 5709.3829

## Proj_22
Go To: | Table of Contents
Master Inputs
|  | XC69 |  | Business case? | 0
| Project name | Power transformers - improved safe access
| Project category 1 | Network |  |  | Shaded cells = Inputs
| Project category 2 | Security and Compliance
| Regulatory classification | Prescribed
| Overhead Category | Repex_OHD |  | $000's | $000's | $000's | $000's | $000's | $000's | $000's | $000's | $000's | Project | 2017-22
|  |  |  | Prior | 2015-16 | 2016-17 | 2017-18 | 2018-19 | 2019-20 | 2020-21 | 2021-22 | 2022-23 | Total | Total | Check
| Project timing | Direct Expenditure (As incurred) - $ 2015/16 |  | 0 | 0 | 1001.7588 | 436 | 436 | 436 | 436 | 436 | 0 | 3181.7588 | 2180 | ok
| (excluding real cost escalators) | Assumed year commissioned (no BC) | bar: 2015-16 to 2022-23
|  | Direct Expenditure (As Commissioned) - $ 2015/16 |  | 0 | 0 | 1001.7588 | 436 | 436 | 436 | 436 | 436 | 0 | 3181.7588 | 2180 | ok
| Asset class | Secondary
Switchgear
|  | Transformers |  | 100% | 100% | 100% | 100% | 100% | 100% | 100% | 100% | 100%
Reactive
Lines and towers
Establishment
Communications
Non System
Land
Easements
|  |  | Total | 100% | 100% | 100% | 100% | 100% | 100% | 100% | 100% | 100%
| Input costs % | Labour - internal |  | 10% | 10% | 10% | 10% | 10% | 10% | 10% | 10% | 10%
|  | Labour - external |  | 50% | 50% | 50% | 50% | 50% | 50% | 50% | 50% | 50%
|  | Materials |  | 40% | 40% | 40% | 40% | 40% | 40% | 40% | 40% | 40%
|  |  | Total | 100% | 100% | 100% | 100% | 100% | 100% | 100% | 100% | 100%
Material Escalation
| (By Asset Class) | Secondary |  | 0 | 0 | 0 | 0 | 0 | 0 | 0 | 0 | 0 | 0 | 0
|  | Switchgear |  | 0 | 0 | 0 | 0 | 0 | 0 | 0 | 0 | 0 | 0 | 0
|  | Transformers |  | 0 | 0 | 0 | 0 | 0 | 0 | 0 | 0 | 0 | 0 | 0
|  | Reactive |  | 0 | 0 | 0 | 0 | 0 | 0 | 0 | 0 | 0 | 0 | 0
|  | Lines and towers |  | 0 | 0 | 0 | 0 | 0 | 0 | 0 | 0 | 0 | 0 | 0
|  | Establishment |  | 0 | 0 | 0 | 0 | 0 | 0 | 0 | 0 | 0 | 0 | 0
|  | Communications |  | 0 | 0 | 0 | 0 | 0 | 0 | 0 | 0 | 0 | 0 | 0
|  | Non System |  | 0 | 0 | 0 | 0 | 0 | 0 | 0 | 0 | 0 | 0 | 0
|  | Land |  | 0 | 0 | 0 | 0 | 0 | 0 | 0 | 0 | 0 | 0 | 0
|  | Easements |  | 0 | 0 | 0 | 0 | 0 | 0 | 0 | 0 | 0 | 0 | 0
|  | Total Material escalation |  | 0 | 0 | 0 | 0 | 0 | 0 | 0 | 0 | 0 | 0 | 0
| Labour Escalation | Internal Labour |  | 0 | 0 | 1.2536 | 0.90097 | 1.2614 | 1.6327 | 2.0375 | 2.4528 | 0 | 9.5389 | 8.2853
|  | External Labour |  | 0 | 0 | 5.3855 | 4.63 | 6.951 | 9.2173 | 11.694 | 14.2551 | 0 | 52.133 | 46.7474
|  | Total Labour Escalation |  | 0 | 0 | 6.6391 | 5.531 | 8.2124 | 10.85 | 13.7315 | 16.7079 | 0 | 61.6719 | 55.0328
|  | Total Escalation |  | 0 | 0 | 6.6391 | 5.531 | 8.2124 | 10.85 | 13.7315 | 16.7079 | 0 | 61.6719 | 55.0328
|  | Escalation factors |  | 0 | 0 | 0.0066275 | 0.012686 | 0.018836 | 0.024885 | 0.031494 | 0.038321 | 0 | 0.019383 | 0.025244
| Direct Expenditure (Escalated) | Total labour - internal |  | 0 | 0 | 103.1454 | 45.2538 | 45.6204 | 45.9979 | 46.4096 | 46.8319 | 0 | 333.2588 | 230.1135
| (as incurred) | Total labour - external |  | 0 | 0 | 514.8295 | 226.3963 | 228.7565 | 231.0612 | 233.5798 | 236.1842 | 0 | 1670.8077 | 1155.9781
|  | Total materials |  | 0 | 0 | 407.4823 | 177.3504 | 177.3504 | 177.3504 | 177.3504 | 177.3504 | 0 | 1294.2342 | 886.7519
|  | Total Direct - As Incurred $ Mar 2017 |  | 0 | 0 | 1025.4572 | 449.0005 | 451.7273 | 454.4095 | 457.3397 | 460.3665 | 0 | 3298.3007 | 2272.8435 | ok
| Capitalised Overheads | Overhead rate (applied to direct expenditure) |  | 8.008% | 5.944% | 7.259% | 8.819% | 12.03% | 13.05% | 11.79% | 11.1% | 11.36%
|  | Total overhead (as incurred) |  | 0 | 0 | 74.4417 | 39.5958 | 54.3426 | 59.2918 | 53.9251 | 51.1181 | 0 | 332.7152 | 258.2735
|  | Total incl Overhead - As Incurred $ Mar 2017 |  | 0 | 0 | 1099.899 | 488.5964 | 506.0699 | 513.7013 | 511.2649 | 511.4846 | 0 | 3631.016 | 2531.117
|  | Total overheads (As incurred) - Cumulative |  | 0 | 0 | 74.4417 | 114.0376 | 168.3802 | 227.672 | 281.5971 | 332.7152 | 332.7152
|  | Labour & Material Escalation - Cumulative |  | 0 | 0 | 6.6391 | 12.1701 | 20.3825 | 31.2325 | 44.964 | 61.6719 | 61.6719
Expenditure By Asset Class - As Incurred
| Asset class breakdown | Secondary |  | 0 | 0 | 0 | 0 | 0 | 0 | 0 | 0 | 0 | 0 | 0
| (fully absorbed) | Switchgear |  | 0 | 0 | 0 | 0 | 0 | 0 | 0 | 0 | 0 | 0 | 0
| (as incurred) | Transformers |  | 0 | 0 | 1099.899 | 488.5964 | 506.0699 | 513.7013 | 511.2649 | 511.4846 | 0 | 3631.016 | 2531.117
|  | Reactive |  | 0 | 0 | 0 | 0 | 0 | 0 | 0 | 0 | 0 | 0 | 0
|  | Lines and towers |  | 0 | 0 | 0 | 0 | 0 | 0 | 0 | 0 | 0 | 0 | 0
|  | Establishment |  | 0 | 0 | 0 | 0 | 0 | 0 | 0 | 0 | 0 | 0 | 0
|  | Communications |  | 0 | 0 | 0 | 0 | 0 | 0 | 0 | 0 | 0 | 0 | 0
|  | Non System |  | 0 | 0 | 0 | 0 | 0 | 0 | 0 | 0 | 0 | 0 | 0
|  | Land |  | 0 | 0 | 0 | 0 | 0 | 0 | 0 | 0 | 0 | 0 | 0
|  | Easements |  | 0 | 0 | 0 | 0 | 0 | 0 | 0 | 0 | 0 | 0 | 0
|  | Total incl Overhead - As Incurred $ Mar 2017 |  | 0 | 0 | 1099.899 | 488.5964 | 506.0699 | 513.7013 | 511.2649 | 511.4846 | 0 | 3631.016 | 2531.117
|  |  | Check | 0 | 0 | 0 | 0 | 0 | 0 | 0 | 0 | 0 | 0 | 0
| As Commissioned Capex | Direct Expenditure (As Commissioned) - $ 2015/16 |  | 0 | 0 | 1001.7588 | 436 | 436 | 436 | 436 | 436 | 0 | 3181.7588 | 2180
|  | Labour & Material Escalation - $ 2015/16 |  | 0 | 0 | 6.6391 | 5.531 | 8.2124 | 10.85 | 13.7315 | 16.7079 | 0 | 61.6719 | 55.0328
|  | Total Direct Expenditure - $ 2015/16 |  | 0 | 0 | 1008.3979 | 441.531 | 444.2124 | 446.85 | 449.7315 | 452.7079 | 0 | 3243.4307 | 2235.0328
|  | Total Direct Expenditure - $ Mar 2017 |  | 0 | 0 | 1025.4572 | 449.0005 | 451.7273 | 454.4095 | 457.3397 | 460.3665 | 0 | 3298.3007 | 2272.8435
|  | Total overheads (As Commissioned) |  | 0 | 0 | 74.4417 | 39.5958 | 54.3426 | 59.2918 | 53.9251 | 51.1181 | 0 | 332.7152 | 258.2735
|  | Total incl Overhead - As commissioned $ Mar 2017 |  | 0 | 0 | 1099.899 | 488.5964 | 506.0699 | 513.7013 | 511.2649 | 511.4846 | 0 | 3631.016 | 2531.117
|  | Total overheads (As Comm) - Cumulative |  | 0 | 0 | 74.4417 | 114.0376 | 168.3802 | 227.672 | 281.5971 | 332.7152 | 332.7152
|  | Total real cost escalation (As Comm) - Cumulative |  | 0 | 0 | 6.6391 | 12.1701 | 20.3825 | 31.2325 | 44.964 | 61.6719 | 61.6719
Expenditure By Asset Class - As Commissioned
| Asset class breakdown | Secondary |  | 0 | 0 | 0 | 0 | 0 | 0 | 0 | 0 | 0 | 0 | 0
| (fully absorbed) | Switchgear |  | 0 | 0 | 0 | 0 | 0 | 0 | 0 | 0 | 0 | 0 | 0
| (as commissioned) | Transformers |  | 0 | 0 | 1099.899 | 488.5964 | 506.0699 | 513.7013 | 511.2649 | 511.4846 | 0 | 3631.016 | 2531.117
|  | Reactive |  | 0 | 0 | 0 | 0 | 0 | 0 | 0 | 0 | 0 | 0 | 0
|  | Lines and towers |  | 0 | 0 | 0 | 0 | 0 | 0 | 0 | 0 | 0 | 0 | 0
|  | Establishment |  | 0 | 0 | 0 | 0 | 0 | 0 | 0 | 0 | 0 | 0 | 0
|  | Communications |  | 0 | 0 | 0 | 0 | 0 | 0 | 0 | 0 | 0 | 0 | 0
|  | Non System |  | 0 | 0 | 0 | 0 | 0 | 0 | 0 | 0 | 0 | 0 | 0
|  | Land |  | 0 | 0 | 0 | 0 | 0 | 0 | 0 | 0 | 0 | 0 | 0
|  | Easements |  | 0 | 0 | 0 | 0 | 0 | 0 | 0 | 0 | 0 | 0 | 0
|  | Total incl Overhead - As commissioned $ Mar 2017 |  | 0 | 0 | 1099.899 | 488.5964 | 506.0699 | 513.7013 | 511.2649 | 511.4846 | 0 | 3631.016 | 2531.117
|  |  | Check | 0 | 0 | 0 | 0 | 0 | 0 | 0 | 0 | 0 | 0 | 0
0
| Expenditure splits for RIN |  |  |  | 2015-16 | 2016-17 | 2017-18 | 2018-19 | 2019-20 | 2020-21 | 2021-22 | 2022-23
| Repex Category | Transmission Towers | bar: 2015-16 to 2022-23
Transmission Tower Support Structures | bar: 2015-16 to 2022-23
Conductors | bar: 2015-16 to 2022-23
Transmission Cables | bar: 2015-16 to 2022-23
Substation Switchbays | bar: 2015-16 to 2022-23
|  | Substation Power Transformers |  |  | 100% | 100% | 100% | 100% | 100% | 100% | 100% | 100%
Substation Reactive Plant | bar: 2015-16 to 2022-23
Scada Network Control And Protection Systems | bar: 2015-16 to 2022-23
Other | bar: 2015-16 to 2022-23
|  | Total |  |  | 100% | 100% | 100% | 100% | 100% | 100% | 100% | 100%
| Direct Expenditures | Materials - $ Mar 2017 |  |  | 2015-16 | 2016-17 | 2017-18 | 2018-19 | 2019-20 | 2020-21 | 2021-22 | 2022-23 | Total | 2017-22 Total
| (As Incurred) | Transmission Towers |  |  | 0 | 0 | 0 | 0 | 0 | 0 | 0 | 0 | 0 | 0
|  | Transmission Tower Support Structures |  |  | 0 | 0 | 0 | 0 | 0 | 0 | 0 | 0 | 0 | 0
|  | Conductors |  |  | 0 | 0 | 0 | 0 | 0 | 0 | 0 | 0 | 0 | 0
|  | Transmission Cables |  |  | 0 | 0 | 0 | 0 | 0 | 0 | 0 | 0 | 0 | 0
|  | Substation Switchbays |  |  | 0 | 0 | 0 | 0 | 0 | 0 | 0 | 0 | 0 | 0
|  | Substation Power Transformers |  |  | 0 | 407.4823 | 177.3504 | 177.3504 | 177.3504 | 177.3504 | 177.3504 | 0 | 1294.2342 | 886.7519
|  | Substation Reactive Plant |  |  | 0 | 0 | 0 | 0 | 0 | 0 | 0 | 0 | 0 | 0
|  | Scada Network Control And Protection Systems |  |  | 0 | 0 | 0 | 0 | 0 | 0 | 0 | 0 | 0 | 0
|  | Other |  |  | 0 | 0 | 0 | 0 | 0 | 0 | 0 | 0 | 0 | 0
|  | Total Materials |  |  | 0 | 407.4823 | 177.3504 | 177.3504 | 177.3504 | 177.3504 | 177.3504 | 0 | 1294.2342 | 886.7519
|  | Labour (Internal) - $ Mar 2017 |  |  | 2015-16 | 2016-17 | 2017-18 | 2018-19 | 2019-20 | 2020-21 | 2021-22 | 2022-23 | Total | 2017-22 Total
|  | Transmission Towers |  |  | 0 | 0 | 0 | 0 | 0 | 0 | 0 | 0 | 0 | 0
|  | Transmission Tower Support Structures |  |  | 0 | 0 | 0 | 0 | 0 | 0 | 0 | 0 | 0 | 0
|  | Conductors |  |  | 0 | 0 | 0 | 0 | 0 | 0 | 0 | 0 | 0 | 0
|  | Transmission Cables |  |  | 0 | 0 | 0 | 0 | 0 | 0 | 0 | 0 | 0 | 0
|  | Substation Switchbays |  |  | 0 | 0 | 0 | 0 | 0 | 0 | 0 | 0 | 0 | 0
|  | Substation Power Transformers |  |  | 0 | 103.1454 | 45.2538 | 45.6204 | 45.9979 | 46.4096 | 46.8319 | 0 | 333.2588 | 230.1135
|  | Substation Reactive Plant |  |  | 0 | 0 | 0 | 0 | 0 | 0 | 0 | 0 | 0 | 0
|  | Scada Network Control And Protection Systems |  |  | 0 | 0 | 0 | 0 | 0 | 0 | 0 | 0 | 0 | 0
|  | Other |  |  | 0 | 0 | 0 | 0 | 0 | 0 | 0 | 0 | 0 | 0
|  | Total Internal Labour |  |  | 0 | 103.1454 | 45.2538 | 45.6204 | 45.9979 | 46.4096 | 46.8319 | 0 | 333.2588 | 230.1135
|  | Labour (External) - $ Mar 2017 |  |  | 2015-16 | 2016-17 | 2017-18 | 2018-19 | 2019-20 | 2020-21 | 2021-22 | 2022-23 | Total | 2017-22 Total
|  | Transmission Towers |  |  | 0 | 0 | 0 | 0 | 0 | 0 | 0 | 0 | 0 | 0
|  | Transmission Tower Support Structures |  |  | 0 | 0 | 0 | 0 | 0 | 0 | 0 | 0 | 0 | 0
|  | Conductors |  |  | 0 | 0 | 0 | 0 | 0 | 0 | 0 | 0 | 0 | 0
|  | Transmission Cables |  |  | 0 | 0 | 0 | 0 | 0 | 0 | 0 | 0 | 0 | 0
|  | Substation Switchbays |  |  | 0 | 0 | 0 | 0 | 0 | 0 | 0 | 0 | 0 | 0
|  | Substation Power Transformers |  |  | 0 | 514.8295 | 226.3963 | 228.7565 | 231.0612 | 233.5798 | 236.1842 | 0 | 1670.8077 | 1155.9781
|  | Substation Reactive Plant |  |  | 0 | 0 | 0 | 0 | 0 | 0 | 0 | 0 | 0 | 0
|  | Scada Network Control And Protection Systems |  |  | 0 | 0 | 0 | 0 | 0 | 0 | 0 | 0 | 0 | 0
|  | Other |  |  | 0 | 0 | 0 | 0 | 0 | 0 | 0 | 0 | 0 | 0
|  | Total External Labour |  |  | 0 | 514.8295 | 226.3963 | 228.7565 | 231.0612 | 233.5798 | 236.1842 | 0 | 1670.8077 | 1155.9781
|  | Total Direct - $ Mar 2017 |  |  | 2015-16 | 2016-17 | 2017-18 | 2018-19 | 2019-20 | 2020-21 | 2021-22 | 2022-23 | Total | 2017-22 Total
|  | Transmission Towers |  |  | 0 | 0 | 0 | 0 | 0 | 0 | 0 | 0 | 0 | 0
|  | Transmission Tower Support Structures |  |  | 0 | 0 | 0 | 0 | 0 | 0 | 0 | 0 | 0 | 0
|  | Conductors |  |  | 0 | 0 | 0 | 0 | 0 | 0 | 0 | 0 | 0 | 0
|  | Transmission Cables |  |  | 0 | 0 | 0 | 0 | 0 | 0 | 0 | 0 | 0 | 0
|  | Substation Switchbays |  |  | 0 | 0 | 0 | 0 | 0 | 0 | 0 | 0 | 0 | 0
|  | Substation Power Transformers |  |  | 0 | 1025.4572 | 449.0005 | 451.7273 | 454.4095 | 457.3397 | 460.3665 | 0 | 3298.3007 | 2272.8435
|  | Substation Reactive Plant |  |  | 0 | 0 | 0 | 0 | 0 | 0 | 0 | 0 | 0 | 0
|  | Scada Network Control And Protection Systems |  |  | 0 | 0 | 0 | 0 | 0 | 0 | 0 | 0 | 0 | 0
|  | Other |  |  | 0 | 0 | 0 | 0 | 0 | 0 | 0 | 0 | 0 | 0
|  | Total Direct - $ Mar 2017 |  |  | 0 | 1025.4572 | 449.0005 | 451.7273 | 454.4095 | 457.3397 | 460.3665 | 0 | 3298.3007 | 2272.8435

## Proj_23
Go To: | Table of Contents
Master Inputs
|  | 0% |  | Business case? | 0
| Project name | Circuit breakers
| Project category 1 | Network |  |  | Shaded cells = Inputs
| Project category 2 | Replacement - Other
| Regulatory classification | Prescribed
| Overhead Category | Repex_OHD |  | $000's | $000's | $000's | $000's | $000's | $000's | $000's | $000's | $000's | Project | 2017-22
|  |  |  | Prior | 2015-16 | 2016-17 | 2017-18 | 2018-19 | 2019-20 | 2020-21 | 2021-22 | 2022-23 | Total | Total | Check
| Project timing | Direct Expenditure (As incurred) - $ 2015/16 |  | 1831.3157 | 1747.65 | 1001.7588 | 5164.3328 | 5164.3328 | 5164.3328 | 5164.3328 | 5164.3328 | 0 | 30402.3885 | 25821.664 | ok
| (excluding real cost escalators) | Assumed year commissioned (no BC) |  | x | bar: 2015-16 to 2022-23
|  | Direct Expenditure (As Commissioned) - $ 2015/16 |  | 1831.3157 | 1747.65 | 1001.7588 | 5164.3328 | 5164.3328 | 5164.3328 | 5164.3328 | 5164.3328 | 0 | 30402.3885 | 25821.664 | ok
| Asset class | Secondary
|  | Switchgear |  | 100% | 100% | 100% | 100% | 100% | 100% | 100% | 100% | 100%
Transformers
Reactive
Lines and towers
Establishment
Communications
Non System
Land
Easements
|  |  | Total | 100% | 100% | 100% | 100% | 100% | 100% | 100% | 100% | 100%
| Input costs % | Labour - internal |  | 10% | 10% | 10% | 10% | 10% | 10% | 10% | 10% | 10%
|  | Labour - external |  | 50% | 50% | 50% | 50% | 50% | 50% | 50% | 50% | 50%
|  | Materials |  | 40% | 40% | 40% | 40% | 40% | 40% | 40% | 40% | 40%
|  |  | Total | 100% | 100% | 100% | 100% | 100% | 100% | 100% | 100% | 100%
Material Escalation
| (By Asset Class) | Secondary |  | 0 | 0 | 0 | 0 | 0 | 0 | 0 | 0 | 0 | 0 | 0
|  | Switchgear |  | 0 | 0 | 0 | 0 | 0 | 0 | 0 | 0 | 0 | 0 | 0
|  | Transformers |  | 0 | 0 | 0 | 0 | 0 | 0 | 0 | 0 | 0 | 0 | 0
|  | Reactive |  | 0 | 0 | 0 | 0 | 0 | 0 | 0 | 0 | 0 | 0 | 0
|  | Lines and towers |  | 0 | 0 | 0 | 0 | 0 | 0 | 0 | 0 | 0 | 0 | 0
|  | Establishment |  | 0 | 0 | 0 | 0 | 0 | 0 | 0 | 0 | 0 | 0 | 0
|  | Communications |  | 0 | 0 | 0 | 0 | 0 | 0 | 0 | 0 | 0 | 0 | 0
|  | Non System |  | 0 | 0 | 0 | 0 | 0 | 0 | 0 | 0 | 0 | 0 | 0
|  | Land |  | 0 | 0 | 0 | 0 | 0 | 0 | 0 | 0 | 0 | 0 | 0
|  | Easements |  | 0 | 0 | 0 | 0 | 0 | 0 | 0 | 0 | 0 | 0 | 0
|  | Total Material escalation |  | 0 | 0 | 0 | 0 | 0 | 0 | 0 | 0 | 0 | 0 | 0
| Labour Escalation | Internal Labour |  | 0 | 1.0267 | 1.2536 | 10.6718 | 14.9414 | 19.3385 | 24.1337 | 29.0528 | 0 | 100.4186 | 98.1383
|  | External Labour |  | 0 | 3.5827 | 5.3855 | 54.8419 | 82.3327 | 109.1775 | 138.5132 | 168.8488 | 0 | 562.6823 | 553.7141
|  | Total Labour Escalation |  | 0 | 4.6094 | 6.6391 | 65.5137 | 97.2741 | 128.5161 | 162.6469 | 197.9016 | 0 | 663.1009 | 651.8524
|  | Total Escalation |  | 0 | 4.6094 | 6.6391 | 65.5137 | 97.2741 | 128.5161 | 162.6469 | 197.9016 | 0 | 663.1009 | 651.8524
|  | Escalation factors |  | 0 | 0.0026375 | 0.0066275 | 0.012686 | 0.018836 | 0.024885 | 0.031494 | 0.038321 | 0 | 0.021811 | 0.025244
| Direct Expenditure (Escalated) | Total labour - internal |  | 186.2297 | 178.7657 | 103.1454 | 536.0223 | 540.3641 | 544.8356 | 549.7119 | 554.7143 | 0 | 3193.7889 | 2725.6482
| (as incurred) | Total labour - external |  | 931.1483 | 892.251 | 514.8295 | 2681.6193 | 2709.5752 | 2736.8742 | 2766.7061 | 2797.5549 | 0 | 16030.5587 | 13692.3298
|  | Total materials |  | 744.9186 | 710.8862 | 407.4823 | 2100.6797 | 2100.6797 | 2100.6797 | 2100.6797 | 2100.6797 | 0 | 12366.6858 | 10503.3987
|  | Total Direct - As Incurred $ Mar 2017 |  | 1862.2966 | 1781.9029 | 1025.4572 | 5318.3214 | 5350.6191 | 5382.3895 | 5417.0977 | 5452.9489 | 0 | 31591.0334 | 26921.3766 | ok
| Capitalised Overheads | Overhead rate (applied to direct expenditure) |  | 8.008% | 5.944% | 7.259% | 8.819% | 12.03% | 13.05% | 11.79% | 11.1% | 11.36%
|  | Total overhead (as incurred) |  | 149.1359 | 105.9248 | 74.4417 | 469.0049 | 643.6775 | 702.2999 | 638.7322 | 605.4835 | 0 | 3388.7004 | 3059.198
|  | Total incl Overhead - As Incurred $ Mar 2017 |  | 2011.4325 | 1887.8277 | 1099.899 | 5787.3262 | 5994.2966 | 6084.6894 | 6055.8299 | 6058.4324 | 0 | 34979.7338 | 29980.5746
|  | Total overheads (As incurred) - Cumulative |  | 149.1359 | 255.0607 | 329.5025 | 798.5073 | 1442.1849 | 2144.4848 | 2783.217 | 3388.7004 | 3388.7004
|  | Labour & Material Escalation - Cumulative |  | 0 | 4.6094 | 11.2485 | 76.7623 | 174.0364 | 302.5524 | 465.1993 | 663.1009 | 663.1009
Expenditure By Asset Class - As Incurred
| Asset class breakdown | Secondary |  | 0 | 0 | 0 | 0 | 0 | 0 | 0 | 0 | 0 | 0 | 0
| (fully absorbed) | Switchgear |  | 2011.4325 | 1887.8277 | 1099.899 | 5787.3262 | 5994.2966 | 6084.6894 | 6055.8299 | 6058.4324 | 0 | 34979.7338 | 29980.5746
| (as incurred) | Transformers |  | 0 | 0 | 0 | 0 | 0 | 0 | 0 | 0 | 0 | 0 | 0
|  | Reactive |  | 0 | 0 | 0 | 0 | 0 | 0 | 0 | 0 | 0 | 0 | 0
|  | Lines and towers |  | 0 | 0 | 0 | 0 | 0 | 0 | 0 | 0 | 0 | 0 | 0
|  | Establishment |  | 0 | 0 | 0 | 0 | 0 | 0 | 0 | 0 | 0 | 0 | 0
|  | Communications |  | 0 | 0 | 0 | 0 | 0 | 0 | 0 | 0 | 0 | 0 | 0
|  | Non System |  | 0 | 0 | 0 | 0 | 0 | 0 | 0 | 0 | 0 | 0 | 0
|  | Land |  | 0 | 0 | 0 | 0 | 0 | 0 | 0 | 0 | 0 | 0 | 0
|  | Easements |  | 0 | 0 | 0 | 0 | 0 | 0 | 0 | 0 | 0 | 0 | 0
|  | Total incl Overhead - As Incurred $ Mar 2017 |  | 2011.4325 | 1887.8277 | 1099.899 | 5787.3262 | 5994.2966 | 6084.6894 | 6055.8299 | 6058.4324 | 0 | 34979.7338 | 29980.5746
|  |  | Check | 0 | 0 | 0 | 0 | 0 | 0 | 0 | 0 | 0 | 0 | 0
| As Commissioned Capex | Direct Expenditure (As Commissioned) - $ 2015/16 |  | 1831.3157 | 1747.65 | 1001.7588 | 5164.3328 | 5164.3328 | 5164.3328 | 5164.3328 | 5164.3328 | 0 | 30402.3885 | 25821.664
|  | Labour & Material Escalation - $ 2015/16 |  | 0 | 4.6094 | 6.6391 | 65.5137 | 97.2741 | 128.5161 | 162.6469 | 197.9016 | 0 | 663.1009 | 651.8524
|  | Total Direct Expenditure - $ 2015/16 |  | 1831.3157 | 1752.2594 | 1008.3979 | 5229.8465 | 5261.6069 | 5292.8489 | 5326.9797 | 5362.2344 | 0 | 31065.4894 | 26473.5164
|  | Total Direct Expenditure - $ Mar 2017 |  | 1862.2966 | 1781.9029 | 1025.4572 | 5318.3214 | 5350.6191 | 5382.3895 | 5417.0977 | 5452.9489 | 0 | 31591.0334 | 26921.3766
|  | Total overheads (As Commissioned) |  | 149.1359 | 105.9248 | 74.4417 | 469.0049 | 643.6775 | 702.2999 | 638.7322 | 605.4835 | 0 | 3388.7004 | 3059.198
|  | Total incl Overhead - As commissioned $ Mar 2017 |  | 2011.4325 | 1887.8277 | 1099.899 | 5787.3262 | 5994.2966 | 6084.6894 | 6055.8299 | 6058.4324 | 0 | 34979.7338 | 29980.5746
|  | Total overheads (As Comm) - Cumulative |  | 149.1359 | 255.0607 | 329.5025 | 798.5073 | 1442.1849 | 2144.4848 | 2783.217 | 3388.7004 | 3388.7004
|  | Total real cost escalation (As Comm) - Cumulative |  | 0 | 4.6094 | 11.2485 | 76.7623 | 174.0364 | 302.5524 | 465.1993 | 663.1009 | 663.1009
Expenditure By Asset Class - As Commissioned
| Asset class breakdown | Secondary |  | 0 | 0 | 0 | 0 | 0 | 0 | 0 | 0 | 0 | 0 | 0
| (fully absorbed) | Switchgear |  | 2011.4325 | 1887.8277 | 1099.899 | 5787.3262 | 5994.2966 | 6084.6894 | 6055.8299 | 6058.4324 | 0 | 34979.7338 | 29980.5746
| (as commissioned) | Transformers |  | 0 | 0 | 0 | 0 | 0 | 0 | 0 | 0 | 0 | 0 | 0
|  | Reactive |  | 0 | 0 | 0 | 0 | 0 | 0 | 0 | 0 | 0 | 0 | 0
|  | Lines and towers |  | 0 | 0 | 0 | 0 | 0 | 0 | 0 | 0 | 0 | 0 | 0
|  | Establishment |  | 0 | 0 | 0 | 0 | 0 | 0 | 0 | 0 | 0 | 0 | 0
|  | Communications |  | 0 | 0 | 0 | 0 | 0 | 0 | 0 | 0 | 0 | 0 | 0
|  | Non System |  | 0 | 0 | 0 | 0 | 0 | 0 | 0 | 0 | 0 | 0 | 0
|  | Land |  | 0 | 0 | 0 | 0 | 0 | 0 | 0 | 0 | 0 | 0 | 0
|  | Easements |  | 0 | 0 | 0 | 0 | 0 | 0 | 0 | 0 | 0 | 0 | 0
|  | Total incl Overhead - As commissioned $ Mar 2017 |  | 2011.4325 | 1887.8277 | 1099.899 | 5787.3262 | 5994.2966 | 6084.6894 | 6055.8299 | 6058.4324 | 0 | 34979.7338 | 29980.5746
|  |  | Check | 0 | 0 | 0 | 0 | 0 | 0 | 0 | 0 | 0 | 0 | 0
0
| Expenditure splits for RIN |  |  |  | 2015-16 | 2016-17 | 2017-18 | 2018-19 | 2019-20 | 2020-21 | 2021-22 | 2022-23
| Repex Category | Transmission Towers | bar: 2015-16 to 2022-23
Transmission Tower Support Structures | bar: 2015-16 to 2022-23
Conductors | bar: 2015-16 to 2022-23
Transmission Cables | bar: 2015-16 to 2022-23
|  | Substation Switchbays |  |  | 100% | 100% | 100% | 100% | 100% | 100% | 100% | 100%
Substation Power Transformers | bar: 2015-16 to 2022-23
Substation Reactive Plant | bar: 2015-16 to 2022-23
Scada Network Control And Protection Systems | bar: 2015-16 to 2022-23
Other | bar: 2015-16 to 2022-23
|  | Total |  |  | 100% | 100% | 100% | 100% | 100% | 100% | 100% | 100%
| Direct Expenditures | Materials - $ Mar 2017 |  |  | 2015-16 | 2016-17 | 2017-18 | 2018-19 | 2019-20 | 2020-21 | 2021-22 | 2022-23 | Total | 2017-22 Total
| (As Incurred) | Transmission Towers |  |  | 0 | 0 | 0 | 0 | 0 | 0 | 0 | 0 | 0 | 0
|  | Transmission Tower Support Structures |  |  | 0 | 0 | 0 | 0 | 0 | 0 | 0 | 0 | 0 | 0
|  | Conductors |  |  | 0 | 0 | 0 | 0 | 0 | 0 | 0 | 0 | 0 | 0
|  | Transmission Cables |  |  | 0 | 0 | 0 | 0 | 0 | 0 | 0 | 0 | 0 | 0
|  | Substation Switchbays |  |  | 710.8862 | 407.4823 | 2100.6797 | 2100.6797 | 2100.6797 | 2100.6797 | 2100.6797 | 0 | 11621.7672 | 10503.3987
|  | Substation Power Transformers |  |  | 0 | 0 | 0 | 0 | 0 | 0 | 0 | 0 | 0 | 0
|  | Substation Reactive Plant |  |  | 0 | 0 | 0 | 0 | 0 | 0 | 0 | 0 | 0 | 0
|  | Scada Network Control And Protection Systems |  |  | 0 | 0 | 0 | 0 | 0 | 0 | 0 | 0 | 0 | 0
|  | Other |  |  | 0 | 0 | 0 | 0 | 0 | 0 | 0 | 0 | 0 | 0
|  | Total Materials |  |  | 710.8862 | 407.4823 | 2100.6797 | 2100.6797 | 2100.6797 | 2100.6797 | 2100.6797 | 0 | 11621.7672 | 10503.3987
|  | Labour (Internal) - $ Mar 2017 |  |  | 2015-16 | 2016-17 | 2017-18 | 2018-19 | 2019-20 | 2020-21 | 2021-22 | 2022-23 | Total | 2017-22 Total
|  | Transmission Towers |  |  | 0 | 0 | 0 | 0 | 0 | 0 | 0 | 0 | 0 | 0
|  | Transmission Tower Support Structures |  |  | 0 | 0 | 0 | 0 | 0 | 0 | 0 | 0 | 0 | 0
|  | Conductors |  |  | 0 | 0 | 0 | 0 | 0 | 0 | 0 | 0 | 0 | 0
|  | Transmission Cables |  |  | 0 | 0 | 0 | 0 | 0 | 0 | 0 | 0 | 0 | 0
|  | Substation Switchbays |  |  | 178.7657 | 103.1454 | 536.0223 | 540.3641 | 544.8356 | 549.7119 | 554.7143 | 0 | 3007.5592 | 2725.6482
|  | Substation Power Transformers |  |  | 0 | 0 | 0 | 0 | 0 | 0 | 0 | 0 | 0 | 0
|  | Substation Reactive Plant |  |  | 0 | 0 | 0 | 0 | 0 | 0 | 0 | 0 | 0 | 0
|  | Scada Network Control And Protection Systems |  |  | 0 | 0 | 0 | 0 | 0 | 0 | 0 | 0 | 0 | 0
|  | Other |  |  | 0 | 0 | 0 | 0 | 0 | 0 | 0 | 0 | 0 | 0
|  | Total Internal Labour |  |  | 178.7657 | 103.1454 | 536.0223 | 540.3641 | 544.8356 | 549.7119 | 554.7143 | 0 | 3007.5592 | 2725.6482
|  | Labour (External) - $ Mar 2017 |  |  | 2015-16 | 2016-17 | 2017-18 | 2018-19 | 2019-20 | 2020-21 | 2021-22 | 2022-23 | Total | 2017-22 Total
|  | Transmission Towers |  |  | 0 | 0 | 0 | 0 | 0 | 0 | 0 | 0 | 0 | 0
|  | Transmission Tower Support Structures |  |  | 0 | 0 | 0 | 0 | 0 | 0 | 0 | 0 | 0 | 0
|  | Conductors |  |  | 0 | 0 | 0 | 0 | 0 | 0 | 0 | 0 | 0 | 0
|  | Transmission Cables |  |  | 0 | 0 | 0 | 0 | 0 | 0 | 0 | 0 | 0 | 0
|  | Substation Switchbays |  |  | 892.251 | 514.8295 | 2681.6193 | 2709.5752 | 2736.8742 | 2766.7061 | 2797.5549 | 0 | 15099.4104 | 13692.3298
|  | Substation Power Transformers |  |  | 0 | 0 | 0 | 0 | 0 | 0 | 0 | 0 | 0 | 0
|  | Substation Reactive Plant |  |  | 0 | 0 | 0 | 0 | 0 | 0 | 0 | 0 | 0 | 0
|  | Scada Network Control And Protection Systems |  |  | 0 | 0 | 0 | 0 | 0 | 0 | 0 | 0 | 0 | 0
|  | Other |  |  | 0 | 0 | 0 | 0 | 0 | 0 | 0 | 0 | 0 | 0
|  | Total External Labour |  |  | 892.251 | 514.8295 | 2681.6193 | 2709.5752 | 2736.8742 | 2766.7061 | 2797.5549 | 0 | 15099.4104 | 13692.3298
|  | Total Direct - $ Mar 2017 |  |  | 2015-16 | 2016-17 | 2017-18 | 2018-19 | 2019-20 | 2020-21 | 2021-22 | 2022-23 | Total | 2017-22 Total
|  | Transmission Towers |  |  | 0 | 0 | 0 | 0 | 0 | 0 | 0 | 0 | 0 | 0
|  | Transmission Tower Support Structures |  |  | 0 | 0 | 0 | 0 | 0 | 0 | 0 | 0 | 0 | 0
|  | Conductors |  |  | 0 | 0 | 0 | 0 | 0 | 0 | 0 | 0 | 0 | 0
|  | Transmission Cables |  |  | 0 | 0 | 0 | 0 | 0 | 0 | 0 | 0 | 0 | 0
|  | Substation Switchbays |  |  | 1781.9029 | 1025.4572 | 5318.3214 | 5350.6191 | 5382.3895 | 5417.0977 | 5452.9489 | 0 | 29728.7368 | 26921.3766
|  | Substation Power Transformers |  |  | 0 | 0 | 0 | 0 | 0 | 0 | 0 | 0 | 0 | 0
|  | Substation Reactive Plant |  |  | 0 | 0 | 0 | 0 | 0 | 0 | 0 | 0 | 0 | 0
|  | Scada Network Control And Protection Systems |  |  | 0 | 0 | 0 | 0 | 0 | 0 | 0 | 0 | 0 | 0
|  | Other |  |  | 0 | 0 | 0 | 0 | 0 | 0 | 0 | 0 | 0 | 0
|  | Total Direct - $ Mar 2017 |  |  | 1781.9029 | 1025.4572 | 5318.3214 | 5350.6191 | 5382.3895 | 5417.0977 | 5452.9489 | 0 | 29728.7368 | 26921.3766

## Proj_24
Go To: | Table of Contents
Master Inputs
|  | Various |  | Business case? | 0
| Project name | Instrument transformers
| Project category 1 | Network |  |  | Shaded cells = Inputs
| Project category 2 | Security and Compliance
| Regulatory classification | Prescribed
| Overhead Category | Repex_OHD |  | $000's | $000's | $000's | $000's | $000's | $000's | $000's | $000's | $000's | Project | 2017-22
|  |  |  | Prior | 2015-16 | 2016-17 | 2017-18 | 2018-19 | 2019-20 | 2020-21 | 2021-22 | 2022-23 | Total | Total | Check
| Project timing | Direct Expenditure (As incurred) - $ 2015/16 |  | 492.1801 | 1098 | 2595.4659 | 1290.56 | 1290.56 | 1290.56 | 1290.56 | 1290.56 | 0 | 10638.446 | 6452.8 | ok
| (excluding real cost escalators) | Assumed year commissioned (no BC) |  | x | bar: 2015-16 to 2022-23
|  | Direct Expenditure (As Commissioned) - $ 2015/16 |  | 492.1801 | 1098 | 2595.4659 | 1290.56 | 1290.56 | 1290.56 | 1290.56 | 1290.56 | 0 | 10638.446 | 6452.8 | ok
| Asset class | Secondary
|  | Switchgear |  | 100% | 100% | 100% | 100% | 100% | 100% | 100% | 100% | 100%
Transformers
Reactive
Lines and towers
Establishment
Communications
Non System
Land
Easements
|  |  | Total | 100% | 100% | 100% | 100% | 100% | 100% | 100% | 100% | 100%
| Input costs % | Labour - internal |  | 10% | 10% | 10% | 10% | 10% | 10% | 10% | 10% | 10%
|  | Labour - external |  | 50% | 50% | 50% | 50% | 50% | 50% | 50% | 50% | 50%
|  | Materials |  | 40% | 40% | 40% | 40% | 40% | 40% | 40% | 40% | 40%
|  |  | Total | 100% | 100% | 100% | 100% | 100% | 100% | 100% | 100% | 100%
Material Escalation
| (By Asset Class) | Secondary |  | 0 | 0 | 0 | 0 | 0 | 0 | 0 | 0 | 0 | 0 | 0
|  | Switchgear |  | 0 | 0 | 0 | 0 | 0 | 0 | 0 | 0 | 0 | 0 | 0
|  | Transformers |  | 0 | 0 | 0 | 0 | 0 | 0 | 0 | 0 | 0 | 0 | 0
|  | Reactive |  | 0 | 0 | 0 | 0 | 0 | 0 | 0 | 0 | 0 | 0 | 0
|  | Lines and towers |  | 0 | 0 | 0 | 0 | 0 | 0 | 0 | 0 | 0 | 0 | 0
|  | Establishment |  | 0 | 0 | 0 | 0 | 0 | 0 | 0 | 0 | 0 | 0 | 0
|  | Communications |  | 0 | 0 | 0 | 0 | 0 | 0 | 0 | 0 | 0 | 0 | 0
|  | Non System |  | 0 | 0 | 0 | 0 | 0 | 0 | 0 | 0 | 0 | 0 | 0
|  | Land |  | 0 | 0 | 0 | 0 | 0 | 0 | 0 | 0 | 0 | 0 | 0
|  | Easements |  | 0 | 0 | 0 | 0 | 0 | 0 | 0 | 0 | 0 | 0 | 0
|  | Total Material escalation |  | 0 | 0 | 0 | 0 | 0 | 0 | 0 | 0 | 0 | 0 | 0
| Labour Escalation | Internal Labour |  | 0 | 0.64508 | 3.2479 | 2.6669 | 3.7338 | 4.8327 | 6.031 | 7.2603 | 0 | 28.4176 | 24.5246
|  | External Labour |  | 0 | 2.2509 | 13.9534 | 13.7049 | 20.5748 | 27.2833 | 34.6143 | 42.1951 | 0 | 154.5768 | 138.3724
|  | Total Labour Escalation |  | 0 | 2.896 | 17.2013 | 16.3718 | 24.3087 | 32.116 | 40.6452 | 49.4554 | 0 | 182.9944 | 162.8971
|  | Total Escalation |  | 0 | 2.896 | 17.2013 | 16.3718 | 24.3087 | 32.116 | 40.6452 | 49.4554 | 0 | 182.9944 | 162.8971
|  | Escalation factors |  | 0 | 0.0026375 | 0.0066275 | 0.012686 | 0.018836 | 0.024885 | 0.031494 | 0.038321 | 0 | 0.017201 | 0.025244
| Direct Expenditure (Escalated) | Total labour - internal |  | 50.0506 | 112.3135 | 267.2403 | 133.9513 | 135.0363 | 136.1537 | 137.3723 | 138.6224 | 0 | 1110.7403 | 681.1359
| (as incurred) | Total labour - external |  | 250.2532 | 560.5766 | 1333.8766 | 670.1332 | 677.1193 | 683.9413 | 691.3962 | 699.1053 | 0 | 5566.4017 | 3421.6953
|  | Total materials |  | 200.2026 | 446.6301 | 1055.7497 | 524.9571 | 524.9571 | 524.9571 | 524.9571 | 524.9571 | 0 | 4327.3679 | 2624.7856
|  | Total Direct - As Incurred $ Mar 2017 |  | 500.5065 | 1119.5202 | 2656.8665 | 1329.0415 | 1337.1127 | 1345.0521 | 1353.7256 | 1362.6848 | 0 | 11004.5099 | 6727.6167 | ok
| Capitalised Overheads | Overhead rate (applied to direct expenditure) |  | 8.008% | 5.944% | 7.259% | 8.819% | 12.03% | 13.05% | 11.79% | 11.1% | 11.36%
|  | Total overhead (as incurred) |  | 40.0814 | 66.5496 | 192.8717 | 117.2037 | 160.8542 | 175.5038 | 159.6183 | 151.3095 | 0 | 1063.9924 | 764.4896
|  | Total incl Overhead - As Incurred $ Mar 2017 |  | 540.5879 | 1186.0698 | 2849.7382 | 1446.2452 | 1497.9669 | 1520.5559 | 1513.344 | 1513.9943 | 0 | 12068.5022 | 7492.1063
|  | Total overheads (As incurred) - Cumulative |  | 40.0814 | 106.6311 | 299.5028 | 416.7065 | 577.5607 | 753.0645 | 912.6828 | 1063.9924 | 1063.9924
|  | Labour & Material Escalation - Cumulative |  | 0 | 2.896 | 20.0973 | 36.4691 | 60.7778 | 92.8938 | 133.539 | 182.9944 | 182.9944
Expenditure By Asset Class - As Incurred
| Asset class breakdown | Secondary |  | 0 | 0 | 0 | 0 | 0 | 0 | 0 | 0 | 0 | 0 | 0
| (fully absorbed) | Switchgear |  | 540.5879 | 1186.0698 | 2849.7382 | 1446.2452 | 1497.9669 | 1520.5559 | 1513.344 | 1513.9943 | 0 | 12068.5022 | 7492.1063
| (as incurred) | Transformers |  | 0 | 0 | 0 | 0 | 0 | 0 | 0 | 0 | 0 | 0 | 0
|  | Reactive |  | 0 | 0 | 0 | 0 | 0 | 0 | 0 | 0 | 0 | 0 | 0
|  | Lines and towers |  | 0 | 0 | 0 | 0 | 0 | 0 | 0 | 0 | 0 | 0 | 0
|  | Establishment |  | 0 | 0 | 0 | 0 | 0 | 0 | 0 | 0 | 0 | 0 | 0
|  | Communications |  | 0 | 0 | 0 | 0 | 0 | 0 | 0 | 0 | 0 | 0 | 0
|  | Non System |  | 0 | 0 | 0 | 0 | 0 | 0 | 0 | 0 | 0 | 0 | 0
|  | Land |  | 0 | 0 | 0 | 0 | 0 | 0 | 0 | 0 | 0 | 0 | 0
|  | Easements |  | 0 | 0 | 0 | 0 | 0 | 0 | 0 | 0 | 0 | 0 | 0
|  | Total incl Overhead - As Incurred $ Mar 2017 |  | 540.5879 | 1186.0698 | 2849.7382 | 1446.2452 | 1497.9669 | 1520.5559 | 1513.344 | 1513.9943 | 0 | 12068.5022 | 7492.1063
|  |  | Check | 0 | 0 | 0 | 0 | 0 | 0 | 0 | 0 | 0 | 0 | 0
| As Commissioned Capex | Direct Expenditure (As Commissioned) - $ 2015/16 |  | 492.1801 | 1098 | 2595.4659 | 1290.56 | 1290.56 | 1290.56 | 1290.56 | 1290.56 | 0 | 10638.446 | 6452.8
|  | Labour & Material Escalation - $ 2015/16 |  | 0 | 2.896 | 17.2013 | 16.3718 | 24.3087 | 32.116 | 40.6452 | 49.4554 | 0 | 182.9944 | 162.8971
|  | Total Direct Expenditure - $ 2015/16 |  | 492.1801 | 1100.896 | 2612.6672 | 1306.9318 | 1314.8687 | 1322.676 | 1331.2052 | 1340.0154 | 0 | 10821.4404 | 6615.6971
|  | Total Direct Expenditure - $ Mar 2017 |  | 500.5065 | 1119.5202 | 2656.8665 | 1329.0415 | 1337.1127 | 1345.0521 | 1353.7256 | 1362.6848 | 0 | 11004.5099 | 6727.6167
|  | Total overheads (As Commissioned) |  | 40.0814 | 66.5496 | 192.8717 | 117.2037 | 160.8542 | 175.5038 | 159.6183 | 151.3095 | 0 | 1063.9924 | 764.4896
|  | Total incl Overhead - As commissioned $ Mar 2017 |  | 540.5879 | 1186.0698 | 2849.7382 | 1446.2452 | 1497.9669 | 1520.5559 | 1513.344 | 1513.9943 | 0 | 12068.5022 | 7492.1063
|  | Total overheads (As Comm) - Cumulative |  | 40.0814 | 106.6311 | 299.5028 | 416.7065 | 577.5607 | 753.0645 | 912.6828 | 1063.9924 | 1063.9924
|  | Total real cost escalation (As Comm) - Cumulative |  | 0 | 2.896 | 20.0973 | 36.4691 | 60.7778 | 92.8938 | 133.539 | 182.9944 | 182.9944
Expenditure By Asset Class - As Commissioned
| Asset class breakdown | Secondary |  | 0 | 0 | 0 | 0 | 0 | 0 | 0 | 0 | 0 | 0 | 0
| (fully absorbed) | Switchgear |  | 540.5879 | 1186.0698 | 2849.7382 | 1446.2452 | 1497.9669 | 1520.5559 | 1513.344 | 1513.9943 | 0 | 12068.5022 | 7492.1063
| (as commissioned) | Transformers |  | 0 | 0 | 0 | 0 | 0 | 0 | 0 | 0 | 0 | 0 | 0
|  | Reactive |  | 0 | 0 | 0 | 0 | 0 | 0 | 0 | 0 | 0 | 0 | 0
|  | Lines and towers |  | 0 | 0 | 0 | 0 | 0 | 0 | 0 | 0 | 0 | 0 | 0
|  | Establishment |  | 0 | 0 | 0 | 0 | 0 | 0 | 0 | 0 | 0 | 0 | 0
|  | Communications |  | 0 | 0 | 0 | 0 | 0 | 0 | 0 | 0 | 0 | 0 | 0
|  | Non System |  | 0 | 0 | 0 | 0 | 0 | 0 | 0 | 0 | 0 | 0 | 0
|  | Land |  | 0 | 0 | 0 | 0 | 0 | 0 | 0 | 0 | 0 | 0 | 0
|  | Easements |  | 0 | 0 | 0 | 0 | 0 | 0 | 0 | 0 | 0 | 0 | 0
|  | Total incl Overhead - As commissioned $ Mar 2017 |  | 540.5879 | 1186.0698 | 2849.7382 | 1446.2452 | 1497.9669 | 1520.5559 | 1513.344 | 1513.9943 | 0 | 12068.5022 | 7492.1063
|  |  | Check | 0 | 0 | 0 | 0 | 0 | 0 | 0 | 0 | 0 | 0 | 0
0
| Expenditure splits for RIN |  |  |  | 2015-16 | 2016-17 | 2017-18 | 2018-19 | 2019-20 | 2020-21 | 2021-22 | 2022-23
| Repex Category | Transmission Towers | bar: 2015-16 to 2022-23
Transmission Tower Support Structures | bar: 2015-16 to 2022-23
Conductors | bar: 2015-16 to 2022-23
Transmission Cables | bar: 2015-16 to 2022-23
|  | Substation Switchbays |  |  | 100% | 100% | 100% | 100% | 100% | 100% | 100% | 100%
Substation Power Transformers | bar: 2015-16 to 2022-23
Substation Reactive Plant | bar: 2015-16 to 2022-23
Scada Network Control And Protection Systems | bar: 2015-16 to 2022-23
Other | bar: 2015-16 to 2022-23
|  | Total |  |  | 100% | 100% | 100% | 100% | 100% | 100% | 100% | 100%
| Direct Expenditures | Materials - $ Mar 2017 |  |  | 2015-16 | 2016-17 | 2017-18 | 2018-19 | 2019-20 | 2020-21 | 2021-22 | 2022-23 | Total | 2017-22 Total
| (As Incurred) | Transmission Towers |  |  | 0 | 0 | 0 | 0 | 0 | 0 | 0 | 0 | 0 | 0
|  | Transmission Tower Support Structures |  |  | 0 | 0 | 0 | 0 | 0 | 0 | 0 | 0 | 0 | 0
|  | Conductors |  |  | 0 | 0 | 0 | 0 | 0 | 0 | 0 | 0 | 0 | 0
|  | Transmission Cables |  |  | 0 | 0 | 0 | 0 | 0 | 0 | 0 | 0 | 0 | 0
|  | Substation Switchbays |  |  | 446.6301 | 1055.7497 | 524.9571 | 524.9571 | 524.9571 | 524.9571 | 524.9571 | 0 | 4127.1653 | 2624.7856
|  | Substation Power Transformers |  |  | 0 | 0 | 0 | 0 | 0 | 0 | 0 | 0 | 0 | 0
|  | Substation Reactive Plant |  |  | 0 | 0 | 0 | 0 | 0 | 0 | 0 | 0 | 0 | 0
|  | Scada Network Control And Protection Systems |  |  | 0 | 0 | 0 | 0 | 0 | 0 | 0 | 0 | 0 | 0
|  | Other |  |  | 0 | 0 | 0 | 0 | 0 | 0 | 0 | 0 | 0 | 0
|  | Total Materials |  |  | 446.6301 | 1055.7497 | 524.9571 | 524.9571 | 524.9571 | 524.9571 | 524.9571 | 0 | 4127.1653 | 2624.7856
|  | Labour (Internal) - $ Mar 2017 |  |  | 2015-16 | 2016-17 | 2017-18 | 2018-19 | 2019-20 | 2020-21 | 2021-22 | 2022-23 | Total | 2017-22 Total
|  | Transmission Towers |  |  | 0 | 0 | 0 | 0 | 0 | 0 | 0 | 0 | 0 | 0
|  | Transmission Tower Support Structures |  |  | 0 | 0 | 0 | 0 | 0 | 0 | 0 | 0 | 0 | 0
|  | Conductors |  |  | 0 | 0 | 0 | 0 | 0 | 0 | 0 | 0 | 0 | 0
|  | Transmission Cables |  |  | 0 | 0 | 0 | 0 | 0 | 0 | 0 | 0 | 0 | 0
|  | Substation Switchbays |  |  | 112.3135 | 267.2403 | 133.9513 | 135.0363 | 136.1537 | 137.3723 | 138.6224 | 0 | 1060.6897 | 681.1359
|  | Substation Power Transformers |  |  | 0 | 0 | 0 | 0 | 0 | 0 | 0 | 0 | 0 | 0
|  | Substation Reactive Plant |  |  | 0 | 0 | 0 | 0 | 0 | 0 | 0 | 0 | 0 | 0
|  | Scada Network Control And Protection Systems |  |  | 0 | 0 | 0 | 0 | 0 | 0 | 0 | 0 | 0 | 0
|  | Other |  |  | 0 | 0 | 0 | 0 | 0 | 0 | 0 | 0 | 0 | 0
|  | Total Internal Labour |  |  | 112.3135 | 267.2403 | 133.9513 | 135.0363 | 136.1537 | 137.3723 | 138.6224 | 0 | 1060.6897 | 681.1359
|  | Labour (External) - $ Mar 2017 |  |  | 2015-16 | 2016-17 | 2017-18 | 2018-19 | 2019-20 | 2020-21 | 2021-22 | 2022-23 | Total | 2017-22 Total
|  | Transmission Towers |  |  | 0 | 0 | 0 | 0 | 0 | 0 | 0 | 0 | 0 | 0
|  | Transmission Tower Support Structures |  |  | 0 | 0 | 0 | 0 | 0 | 0 | 0 | 0 | 0 | 0
|  | Conductors |  |  | 0 | 0 | 0 | 0 | 0 | 0 | 0 | 0 | 0 | 0
|  | Transmission Cables |  |  | 0 | 0 | 0 | 0 | 0 | 0 | 0 | 0 | 0 | 0
|  | Substation Switchbays |  |  | 560.5766 | 1333.8766 | 670.1332 | 677.1193 | 683.9413 | 691.3962 | 699.1053 | 0 | 5316.1484 | 3421.6953
|  | Substation Power Transformers |  |  | 0 | 0 | 0 | 0 | 0 | 0 | 0 | 0 | 0 | 0
|  | Substation Reactive Plant |  |  | 0 | 0 | 0 | 0 | 0 | 0 | 0 | 0 | 0 | 0
|  | Scada Network Control And Protection Systems |  |  | 0 | 0 | 0 | 0 | 0 | 0 | 0 | 0 | 0 | 0
|  | Other |  |  | 0 | 0 | 0 | 0 | 0 | 0 | 0 | 0 | 0 | 0
|  | Total External Labour |  |  | 560.5766 | 1333.8766 | 670.1332 | 677.1193 | 683.9413 | 691.3962 | 699.1053 | 0 | 5316.1484 | 3421.6953
|  | Total Direct - $ Mar 2017 |  |  | 2015-16 | 2016-17 | 2017-18 | 2018-19 | 2019-20 | 2020-21 | 2021-22 | 2022-23 | Total | 2017-22 Total
|  | Transmission Towers |  |  | 0 | 0 | 0 | 0 | 0 | 0 | 0 | 0 | 0 | 0
|  | Transmission Tower Support Structures |  |  | 0 | 0 | 0 | 0 | 0 | 0 | 0 | 0 | 0 | 0
|  | Conductors |  |  | 0 | 0 | 0 | 0 | 0 | 0 | 0 | 0 | 0 | 0
|  | Transmission Cables |  |  | 0 | 0 | 0 | 0 | 0 | 0 | 0 | 0 | 0 | 0
|  | Substation Switchbays |  |  | 1119.5202 | 2656.8665 | 1329.0415 | 1337.1127 | 1345.0521 | 1353.7256 | 1362.6848 | 0 | 10504.0034 | 6727.6167
|  | Substation Power Transformers |  |  | 0 | 0 | 0 | 0 | 0 | 0 | 0 | 0 | 0 | 0
|  | Substation Reactive Plant |  |  | 0 | 0 | 0 | 0 | 0 | 0 | 0 | 0 | 0 | 0
|  | Scada Network Control And Protection Systems |  |  | 0 | 0 | 0 | 0 | 0 | 0 | 0 | 0 | 0 | 0
|  | Other |  |  | 0 | 0 | 0 | 0 | 0 | 0 | 0 | 0 | 0 | 0
|  | Total Direct - $ Mar 2017 |  |  | 1119.5202 | 2656.8665 | 1329.0415 | 1337.1127 | 1345.0521 | 1353.7256 | 1362.6848 | 0 | 10504.0034 | 6727.6167

## Proj_25
Go To: | Table of Contents
Master Inputs
|  | 0% |  | Business case? | 0
| Project name | Disconnectors
| Project category 1 | Network |  |  | Shaded cells = Inputs
| Project category 2 | Replacement - Other
| Regulatory classification | Prescribed
| Overhead Category | Repex_OHD |  | $000's | $000's | $000's | $000's | $000's | $000's | $000's | $000's | $000's | Project | 2017-22
|  |  |  | Prior | 2015-16 | 2016-17 | 2017-18 | 2018-19 | 2019-20 | 2020-21 | 2021-22 | 2022-23 | Total | Total | Check
| Project timing | Direct Expenditure (As incurred) - $ 2015/16 |  | 0 | 0 | 0 | 739.456 | 2127.68 | 2127.68 | 2127.68 | 2127.68 | 0 | 9250.176 | 9250.176 | ok
| (excluding real cost escalators) | Assumed year commissioned (no BC) | bar: 2015-16 to 2022-23
|  | Direct Expenditure (As Commissioned) - $ 2015/16 |  | 0 | 0 | 0 | 739.456 | 2127.68 | 2127.68 | 2127.68 | 2127.68 | 0 | 9250.176 | 9250.176 | ok
| Asset class | Secondary
|  | Switchgear |  | 100% | 100% | 100% | 100% | 100% | 100% | 100% | 100% | 100%
Transformers
Reactive
Lines and towers
Establishment
Communications
Non System
Land
Easements
|  |  | Total | 100% | 100% | 100% | 100% | 100% | 100% | 100% | 100% | 100%
| Input costs % | Labour - internal |  | 10% | 10% | 10% | 10% | 10% | 10% | 10% | 10% | 10%
|  | Labour - external |  | 50% | 50% | 50% | 50% | 50% | 50% | 50% | 50% | 50%
|  | Materials |  | 40% | 40% | 40% | 40% | 40% | 40% | 40% | 40% | 40%
|  |  | Total | 100% | 100% | 100% | 100% | 100% | 100% | 100% | 100% | 100%
Material Escalation
| (By Asset Class) | Secondary |  | 0 | 0 | 0 | 0 | 0 | 0 | 0 | 0 | 0 | 0 | 0
|  | Switchgear |  | 0 | 0 | 0 | 0 | 0 | 0 | 0 | 0 | 0 | 0 | 0
|  | Transformers |  | 0 | 0 | 0 | 0 | 0 | 0 | 0 | 0 | 0 | 0 | 0
|  | Reactive |  | 0 | 0 | 0 | 0 | 0 | 0 | 0 | 0 | 0 | 0 | 0
|  | Lines and towers |  | 0 | 0 | 0 | 0 | 0 | 0 | 0 | 0 | 0 | 0 | 0
|  | Establishment |  | 0 | 0 | 0 | 0 | 0 | 0 | 0 | 0 | 0 | 0 | 0
|  | Communications |  | 0 | 0 | 0 | 0 | 0 | 0 | 0 | 0 | 0 | 0 | 0
|  | Non System |  | 0 | 0 | 0 | 0 | 0 | 0 | 0 | 0 | 0 | 0 | 0
|  | Land |  | 0 | 0 | 0 | 0 | 0 | 0 | 0 | 0 | 0 | 0 | 0
|  | Easements |  | 0 | 0 | 0 | 0 | 0 | 0 | 0 | 0 | 0 | 0 | 0
|  | Total Material escalation |  | 0 | 0 | 0 | 0 | 0 | 0 | 0 | 0 | 0 | 0 | 0
| Labour Escalation | Internal Labour |  | 0 | 0 | 0 | 1.528 | 6.1558 | 7.9674 | 9.943 | 11.9696 | 0 | 37.5638 | 37.5638
|  | External Labour |  | 0 | 0 | 0 | 7.8525 | 33.9207 | 44.9806 | 57.0668 | 69.5649 | 0 | 213.3855 | 213.3855
|  | Total Labour Escalation |  | 0 | 0 | 0 | 9.3806 | 40.0765 | 52.948 | 67.0097 | 81.5345 | 0 | 250.9493 | 250.9493
|  | Total Escalation |  | 0 | 0 | 0 | 9.3806 | 40.0765 | 52.948 | 67.0097 | 81.5345 | 0 | 250.9493 | 250.9493
|  | Escalation factors |  | 0 | 0 | 0 | 0.012686 | 0.018836 | 0.024885 | 0.031494 | 0.038321 | 0 | 0.027129 | 0.027129
| Direct Expenditure (Escalated) | Total labour - internal |  | 0 | 0 | 0 | 76.7505 | 222.6274 | 224.4696 | 226.4786 | 228.5396 | 0 | 978.8657 | 978.8657
| (as incurred) | Total labour - external |  | 0 | 0 | 0 | 383.9682 | 1116.3318 | 1127.5789 | 1139.8695 | 1152.579 | 0 | 4920.3273 | 4920.3273
|  | Total materials |  | 0 | 0 | 0 | 300.7862 | 865.4698 | 865.4698 | 865.4698 | 865.4698 | 0 | 3762.6656 | 3762.6656
|  | Total Direct - As Incurred $ Mar 2017 |  | 0 | 0 | 0 | 761.5049 | 2204.429 | 2217.5183 | 2231.8179 | 2246.5884 | 0 | 9661.8586 | 9661.8586 | ok
| Capitalised Overheads | Overhead rate (applied to direct expenditure) |  | 8.008% | 5.944% | 7.259% | 8.819% | 12.03% | 13.05% | 11.79% | 11.1% | 11.36%
|  | Total overhead (as incurred) |  | 0 | 0 | 0 | 67.1546 | 265.192 | 289.3441 | 263.1546 | 249.4563 | 0 | 1134.3015 | 1134.3015
|  | Total incl Overhead - As Incurred $ Mar 2017 |  | 0 | 0 | 0 | 828.6594 | 2469.621 | 2506.8625 | 2494.9725 | 2496.0447 | 0 | 10796.1601 | 10796.1601
|  | Total overheads (As incurred) - Cumulative |  | 0 | 0 | 0 | 67.1546 | 332.3466 | 621.6907 | 884.8453 | 1134.3015 | 1134.3015
|  | Labour & Material Escalation - Cumulative |  | 0 | 0 | 0 | 9.3806 | 49.4571 | 102.405 | 169.4148 | 250.9493 | 250.9493
Expenditure By Asset Class - As Incurred
| Asset class breakdown | Secondary |  | 0 | 0 | 0 | 0 | 0 | 0 | 0 | 0 | 0 | 0 | 0
| (fully absorbed) | Switchgear |  | 0 | 0 | 0 | 828.6594 | 2469.621 | 2506.8625 | 2494.9725 | 2496.0447 | 0 | 10796.1601 | 10796.1601
| (as incurred) | Transformers |  | 0 | 0 | 0 | 0 | 0 | 0 | 0 | 0 | 0 | 0 | 0
|  | Reactive |  | 0 | 0 | 0 | 0 | 0 | 0 | 0 | 0 | 0 | 0 | 0
|  | Lines and towers |  | 0 | 0 | 0 | 0 | 0 | 0 | 0 | 0 | 0 | 0 | 0
|  | Establishment |  | 0 | 0 | 0 | 0 | 0 | 0 | 0 | 0 | 0 | 0 | 0
|  | Communications |  | 0 | 0 | 0 | 0 | 0 | 0 | 0 | 0 | 0 | 0 | 0
|  | Non System |  | 0 | 0 | 0 | 0 | 0 | 0 | 0 | 0 | 0 | 0 | 0
|  | Land |  | 0 | 0 | 0 | 0 | 0 | 0 | 0 | 0 | 0 | 0 | 0
|  | Easements |  | 0 | 0 | 0 | 0 | 0 | 0 | 0 | 0 | 0 | 0 | 0
|  | Total incl Overhead - As Incurred $ Mar 2017 |  | 0 | 0 | 0 | 828.6594 | 2469.621 | 2506.8625 | 2494.9725 | 2496.0447 | 0 | 10796.1601 | 10796.1601
|  |  | Check | 0 | 0 | 0 | 0 | 0 | 0 | 0 | 0 | 0 | 0 | 0
| As Commissioned Capex | Direct Expenditure (As Commissioned) - $ 2015/16 |  | 0 | 0 | 0 | 739.456 | 2127.68 | 2127.68 | 2127.68 | 2127.68 | 0 | 9250.176 | 9250.176
|  | Labour & Material Escalation - $ 2015/16 |  | 0 | 0 | 0 | 9.3806 | 40.0765 | 52.948 | 67.0097 | 81.5345 | 0 | 250.9493 | 250.9493
|  | Total Direct Expenditure - $ 2015/16 |  | 0 | 0 | 0 | 748.8366 | 2167.7565 | 2180.628 | 2194.6897 | 2209.2145 | 0 | 9501.1253 | 9501.1253
|  | Total Direct Expenditure - $ Mar 2017 |  | 0 | 0 | 0 | 761.5049 | 2204.429 | 2217.5183 | 2231.8179 | 2246.5884 | 0 | 9661.8586 | 9661.8586
|  | Total overheads (As Commissioned) |  | 0 | 0 | 0 | 67.1546 | 265.192 | 289.3441 | 263.1546 | 249.4563 | 0 | 1134.3015 | 1134.3015
|  | Total incl Overhead - As commissioned $ Mar 2017 |  | 0 | 0 | 0 | 828.6594 | 2469.621 | 2506.8625 | 2494.9725 | 2496.0447 | 0 | 10796.1601 | 10796.1601
|  | Total overheads (As Comm) - Cumulative |  | 0 | 0 | 0 | 67.1546 | 332.3466 | 621.6907 | 884.8453 | 1134.3015 | 1134.3015
|  | Total real cost escalation (As Comm) - Cumulative |  | 0 | 0 | 0 | 9.3806 | 49.4571 | 102.405 | 169.4148 | 250.9493 | 250.9493
Expenditure By Asset Class - As Commissioned
| Asset class breakdown | Secondary |  | 0 | 0 | 0 | 0 | 0 | 0 | 0 | 0 | 0 | 0 | 0
| (fully absorbed) | Switchgear |  | 0 | 0 | 0 | 828.6594 | 2469.621 | 2506.8625 | 2494.9725 | 2496.0447 | 0 | 10796.1601 | 10796.1601
| (as commissioned) | Transformers |  | 0 | 0 | 0 | 0 | 0 | 0 | 0 | 0 | 0 | 0 | 0
|  | Reactive |  | 0 | 0 | 0 | 0 | 0 | 0 | 0 | 0 | 0 | 0 | 0
|  | Lines and towers |  | 0 | 0 | 0 | 0 | 0 | 0 | 0 | 0 | 0 | 0 | 0
|  | Establishment |  | 0 | 0 | 0 | 0 | 0 | 0 | 0 | 0 | 0 | 0 | 0
|  | Communications |  | 0 | 0 | 0 | 0 | 0 | 0 | 0 | 0 | 0 | 0 | 0
|  | Non System |  | 0 | 0 | 0 | 0 | 0 | 0 | 0 | 0 | 0 | 0 | 0
|  | Land |  | 0 | 0 | 0 | 0 | 0 | 0 | 0 | 0 | 0 | 0 | 0
|  | Easements |  | 0 | 0 | 0 | 0 | 0 | 0 | 0 | 0 | 0 | 0 | 0
|  | Total incl Overhead - As commissioned $ Mar 2017 |  | 0 | 0 | 0 | 828.6594 | 2469.621 | 2506.8625 | 2494.9725 | 2496.0447 | 0 | 10796.1601 | 10796.1601
|  |  | Check | 0 | 0 | 0 | 0 | 0 | 0 | 0 | 0 | 0 | 0 | 0
0
| Expenditure splits for RIN |  |  |  | 2015-16 | 2016-17 | 2017-18 | 2018-19 | 2019-20 | 2020-21 | 2021-22 | 2022-23
| Repex Category | Transmission Towers | bar: 2015-16 to 2022-23
Transmission Tower Support Structures | bar: 2015-16 to 2022-23
Conductors | bar: 2015-16 to 2022-23
Transmission Cables | bar: 2015-16 to 2022-23
|  | Substation Switchbays |  |  | 100% | 100% | 100% | 100% | 100% | 100% | 100% | 100%
Substation Power Transformers | bar: 2015-16 to 2022-23
Substation Reactive Plant | bar: 2015-16 to 2022-23
Scada Network Control And Protection Systems | bar: 2015-16 to 2022-23
Other | bar: 2015-16 to 2022-23
|  | Total |  |  | 100% | 100% | 100% | 100% | 100% | 100% | 100% | 100%
| Direct Expenditures | Materials - $ Mar 2017 |  |  | 2015-16 | 2016-17 | 2017-18 | 2018-19 | 2019-20 | 2020-21 | 2021-22 | 2022-23 | Total | 2017-22 Total
| (As Incurred) | Transmission Towers |  |  | 0 | 0 | 0 | 0 | 0 | 0 | 0 | 0 | 0 | 0
|  | Transmission Tower Support Structures |  |  | 0 | 0 | 0 | 0 | 0 | 0 | 0 | 0 | 0 | 0
|  | Conductors |  |  | 0 | 0 | 0 | 0 | 0 | 0 | 0 | 0 | 0 | 0
|  | Transmission Cables |  |  | 0 | 0 | 0 | 0 | 0 | 0 | 0 | 0 | 0 | 0
|  | Substation Switchbays |  |  | 0 | 0 | 300.7862 | 865.4698 | 865.4698 | 865.4698 | 865.4698 | 0 | 3762.6656 | 3762.6656
|  | Substation Power Transformers |  |  | 0 | 0 | 0 | 0 | 0 | 0 | 0 | 0 | 0 | 0
|  | Substation Reactive Plant |  |  | 0 | 0 | 0 | 0 | 0 | 0 | 0 | 0 | 0 | 0
|  | Scada Network Control And Protection Systems |  |  | 0 | 0 | 0 | 0 | 0 | 0 | 0 | 0 | 0 | 0
|  | Other |  |  | 0 | 0 | 0 | 0 | 0 | 0 | 0 | 0 | 0 | 0
|  | Total Materials |  |  | 0 | 0 | 300.7862 | 865.4698 | 865.4698 | 865.4698 | 865.4698 | 0 | 3762.6656 | 3762.6656
|  | Labour (Internal) - $ Mar 2017 |  |  | 2015-16 | 2016-17 | 2017-18 | 2018-19 | 2019-20 | 2020-21 | 2021-22 | 2022-23 | Total | 2017-22 Total
|  | Transmission Towers |  |  | 0 | 0 | 0 | 0 | 0 | 0 | 0 | 0 | 0 | 0
|  | Transmission Tower Support Structures |  |  | 0 | 0 | 0 | 0 | 0 | 0 | 0 | 0 | 0 | 0
|  | Conductors |  |  | 0 | 0 | 0 | 0 | 0 | 0 | 0 | 0 | 0 | 0
|  | Transmission Cables |  |  | 0 | 0 | 0 | 0 | 0 | 0 | 0 | 0 | 0 | 0
|  | Substation Switchbays |  |  | 0 | 0 | 76.7505 | 222.6274 | 224.4696 | 226.4786 | 228.5396 | 0 | 978.8657 | 978.8657
|  | Substation Power Transformers |  |  | 0 | 0 | 0 | 0 | 0 | 0 | 0 | 0 | 0 | 0
|  | Substation Reactive Plant |  |  | 0 | 0 | 0 | 0 | 0 | 0 | 0 | 0 | 0 | 0
|  | Scada Network Control And Protection Systems |  |  | 0 | 0 | 0 | 0 | 0 | 0 | 0 | 0 | 0 | 0
|  | Other |  |  | 0 | 0 | 0 | 0 | 0 | 0 | 0 | 0 | 0 | 0
|  | Total Internal Labour |  |  | 0 | 0 | 76.7505 | 222.6274 | 224.4696 | 226.4786 | 228.5396 | 0 | 978.8657 | 978.8657
|  | Labour (External) - $ Mar 2017 |  |  | 2015-16 | 2016-17 | 2017-18 | 2018-19 | 2019-20 | 2020-21 | 2021-22 | 2022-23 | Total | 2017-22 Total
|  | Transmission Towers |  |  | 0 | 0 | 0 | 0 | 0 | 0 | 0 | 0 | 0 | 0
|  | Transmission Tower Support Structures |  |  | 0 | 0 | 0 | 0 | 0 | 0 | 0 | 0 | 0 | 0
|  | Conductors |  |  | 0 | 0 | 0 | 0 | 0 | 0 | 0 | 0 | 0 | 0
|  | Transmission Cables |  |  | 0 | 0 | 0 | 0 | 0 | 0 | 0 | 0 | 0 | 0
|  | Substation Switchbays |  |  | 0 | 0 | 383.9682 | 1116.3318 | 1127.5789 | 1139.8695 | 1152.579 | 0 | 4920.3273 | 4920.3273
|  | Substation Power Transformers |  |  | 0 | 0 | 0 | 0 | 0 | 0 | 0 | 0 | 0 | 0
|  | Substation Reactive Plant |  |  | 0 | 0 | 0 | 0 | 0 | 0 | 0 | 0 | 0 | 0
|  | Scada Network Control And Protection Systems |  |  | 0 | 0 | 0 | 0 | 0 | 0 | 0 | 0 | 0 | 0
|  | Other |  |  | 0 | 0 | 0 | 0 | 0 | 0 | 0 | 0 | 0 | 0
|  | Total External Labour |  |  | 0 | 0 | 383.9682 | 1116.3318 | 1127.5789 | 1139.8695 | 1152.579 | 0 | 4920.3273 | 4920.3273
|  | Total Direct - $ Mar 2017 |  |  | 2015-16 | 2016-17 | 2017-18 | 2018-19 | 2019-20 | 2020-21 | 2021-22 | 2022-23 | Total | 2017-22 Total
|  | Transmission Towers |  |  | 0 | 0 | 0 | 0 | 0 | 0 | 0 | 0 | 0 | 0
|  | Transmission Tower Support Structures |  |  | 0 | 0 | 0 | 0 | 0 | 0 | 0 | 0 | 0 | 0
|  | Conductors |  |  | 0 | 0 | 0 | 0 | 0 | 0 | 0 | 0 | 0 | 0
|  | Transmission Cables |  |  | 0 | 0 | 0 | 0 | 0 | 0 | 0 | 0 | 0 | 0
|  | Substation Switchbays |  |  | 0 | 0 | 761.5049 | 2204.429 | 2217.5183 | 2231.8179 | 2246.5884 | 0 | 9661.8586 | 9661.8586
|  | Substation Power Transformers |  |  | 0 | 0 | 0 | 0 | 0 | 0 | 0 | 0 | 0 | 0
|  | Substation Reactive Plant |  |  | 0 | 0 | 0 | 0 | 0 | 0 | 0 | 0 | 0 | 0
|  | Scada Network Control And Protection Systems |  |  | 0 | 0 | 0 | 0 | 0 | 0 | 0 | 0 | 0 | 0
|  | Other |  |  | 0 | 0 | 0 | 0 | 0 | 0 | 0 | 0 | 0 | 0
|  | Total Direct - $ Mar 2017 |  |  | 0 | 0 | 761.5049 | 2204.429 | 2217.5183 | 2231.8179 | 2246.5884 | 0 | 9661.8586 | 9661.8586

## Proj_26
Go To: | Table of Contents
Master Inputs
|  | Various |  | Business case? | 0
| Project name | Syn Cons
| Project category 1 | Network |  |  | Shaded cells = Inputs
| Project category 2 | Replacement - Other
| Regulatory classification | Prescribed
| Overhead Category | Repex_OHD |  | $000's | $000's | $000's | $000's | $000's | $000's | $000's | $000's | $000's | Project | 2017-22
|  |  |  | Prior | 2015-16 | 2016-17 | 2017-18 | 2018-19 | 2019-20 | 2020-21 | 2021-22 | 2022-23 | Total | Total | Check
| Project timing | Direct Expenditure (As incurred) - $ 2015/16 |  | 1746.2856 | 2096.265 | 2126.0599 | 0 | 0 | 0 | 0 | 0 | 0 | 5968.6105 | 0 | ok
| (excluding real cost escalators) | Assumed year commissioned (no BC) |  | x | bar: 2015-16 to 2022-23
|  | Direct Expenditure (As Commissioned) - $ 2015/16 |  | 1746.2856 | 2096.265 | 2126.0599 | 0 | 0 | 0 | 0 | 0 | 0 | 5968.6105 | 0 | ok
| Asset class | Secondary
Switchgear
Transformers
|  | Reactive |  | 100% | 100% | 100% | 100% | 100% | 100% | 100% | 100% | 100%
Lines and towers
Establishment
Communications
Non System
Land
Easements
|  |  | Total | 100% | 100% | 100% | 100% | 100% | 100% | 100% | 100% | 100%
| Input costs % | Labour - internal |  | 10% | 10% | 10% | 10% | 10% | 10% | 10% | 10% | 10%
|  | Labour - external |  | 50% | 50% | 50% | 50% | 50% | 50% | 50% | 50% | 50%
|  | Materials |  | 40% | 40% | 40% | 40% | 40% | 40% | 40% | 40% | 40%
|  |  | Total | 100% | 100% | 100% | 100% | 100% | 100% | 100% | 100% | 100%
Material Escalation
| (By Asset Class) | Secondary |  | 0 | 0 | 0 | 0 | 0 | 0 | 0 | 0 | 0 | 0 | 0
|  | Switchgear |  | 0 | 0 | 0 | 0 | 0 | 0 | 0 | 0 | 0 | 0 | 0
|  | Transformers |  | 0 | 0 | 0 | 0 | 0 | 0 | 0 | 0 | 0 | 0 | 0
|  | Reactive |  | 0 | 0 | 0 | 0 | 0 | 0 | 0 | 0 | 0 | 0 | 0
|  | Lines and towers |  | 0 | 0 | 0 | 0 | 0 | 0 | 0 | 0 | 0 | 0 | 0
|  | Establishment |  | 0 | 0 | 0 | 0 | 0 | 0 | 0 | 0 | 0 | 0 | 0
|  | Communications |  | 0 | 0 | 0 | 0 | 0 | 0 | 0 | 0 | 0 | 0 | 0
|  | Non System |  | 0 | 0 | 0 | 0 | 0 | 0 | 0 | 0 | 0 | 0 | 0
|  | Land |  | 0 | 0 | 0 | 0 | 0 | 0 | 0 | 0 | 0 | 0 | 0
|  | Easements |  | 0 | 0 | 0 | 0 | 0 | 0 | 0 | 0 | 0 | 0 | 0
|  | Total Material escalation |  | 0 | 0 | 0 | 0 | 0 | 0 | 0 | 0 | 0 | 0 | 0
| Labour Escalation | Internal Labour |  | 0 | 1.2316 | 2.6605 | 0 | 0 | 0 | 0 | 0 | 0 | 3.8921 | 0
|  | External Labour |  | 0 | 4.2973 | 11.4299 | 0 | 0 | 0 | 0 | 0 | 0 | 15.7272 | 0
|  | Total Labour Escalation |  | 0 | 5.5289 | 14.0904 | 0 | 0 | 0 | 0 | 0 | 0 | 19.6193 | 0
|  | Total Escalation |  | 0 | 5.5289 | 14.0904 | 0 | 0 | 0 | 0 | 0 | 0 | 19.6193 | 0
|  | Escalation factors |  | 0 | 0.0026375 | 0.0066275 | 0 | 0 | 0 | 0 | 0 | 0 | 0.0032871 | 0
| Direct Expenditure (Escalated) | Total labour - internal |  | 177.5828 | 214.4252 | 218.9082 | 0 | 0 | 0 | 0 | 0 | 0 | 610.9162 | 0
| (as incurred) | Total labour - external |  | 887.914 | 1070.2341 | 1092.6368 | 0 | 0 | 0 | 0 | 0 | 0 | 3050.7849 | 0
|  | Total materials |  | 710.3312 | 852.6913 | 864.8108 | 0 | 0 | 0 | 0 | 0 | 0 | 2427.8333 | 0
|  | Total Direct - As Incurred $ Mar 2017 |  | 1775.828 | 2137.3506 | 2176.3559 | 0 | 0 | 0 | 0 | 0 | 0 | 6089.5345 | 0 | ok
| Capitalised Overheads | Overhead rate (applied to direct expenditure) |  | 8.008% | 5.944% | 7.259% | 8.819% | 12.03% | 13.05% | 11.79% | 11.1% | 11.36%
|  | Total overhead (as incurred) |  | 142.2114 | 127.0543 | 157.9897 | 0 | 0 | 0 | 0 | 0 | 0 | 427.2554 | 0
|  | Total incl Overhead - As Incurred $ Mar 2017 |  | 1918.0394 | 2264.4049 | 2334.3456 | 0 | 0 | 0 | 0 | 0 | 0 | 6516.7899 | 0
|  | Total overheads (As incurred) - Cumulative |  | 142.2114 | 269.2657 | 427.2554 | 427.2554 | 427.2554 | 427.2554 | 427.2554 | 427.2554 | 427.2554
|  | Labour & Material Escalation - Cumulative |  | 0 | 5.5289 | 19.6193 | 19.6193 | 19.6193 | 19.6193 | 19.6193 | 19.6193 | 19.6193
Expenditure By Asset Class - As Incurred
| Asset class breakdown | Secondary |  | 0 | 0 | 0 | 0 | 0 | 0 | 0 | 0 | 0 | 0 | 0
| (fully absorbed) | Switchgear |  | 0 | 0 | 0 | 0 | 0 | 0 | 0 | 0 | 0 | 0 | 0
| (as incurred) | Transformers |  | 0 | 0 | 0 | 0 | 0 | 0 | 0 | 0 | 0 | 0 | 0
|  | Reactive |  | 1918.0394 | 2264.4049 | 2334.3456 | 0 | 0 | 0 | 0 | 0 | 0 | 6516.7899 | 0
|  | Lines and towers |  | 0 | 0 | 0 | 0 | 0 | 0 | 0 | 0 | 0 | 0 | 0
|  | Establishment |  | 0 | 0 | 0 | 0 | 0 | 0 | 0 | 0 | 0 | 0 | 0
|  | Communications |  | 0 | 0 | 0 | 0 | 0 | 0 | 0 | 0 | 0 | 0 | 0
|  | Non System |  | 0 | 0 | 0 | 0 | 0 | 0 | 0 | 0 | 0 | 0 | 0
|  | Land |  | 0 | 0 | 0 | 0 | 0 | 0 | 0 | 0 | 0 | 0 | 0
|  | Easements |  | 0 | 0 | 0 | 0 | 0 | 0 | 0 | 0 | 0 | 0 | 0
|  | Total incl Overhead - As Incurred $ Mar 2017 |  | 1918.0394 | 2264.4049 | 2334.3456 | 0 | 0 | 0 | 0 | 0 | 0 | 6516.7899 | 0
|  |  | Check | 0 | 0 | 0 | 0 | 0 | 0 | 0 | 0 | 0 | 0 | 0
| As Commissioned Capex | Direct Expenditure (As Commissioned) - $ 2015/16 |  | 1746.2856 | 2096.265 | 2126.0599 | 0 | 0 | 0 | 0 | 0 | 0 | 5968.6105 | 0
|  | Labour & Material Escalation - $ 2015/16 |  | 0 | 5.5289 | 14.0904 | 0 | 0 | 0 | 0 | 0 | 0 | 19.6193 | 0
|  | Total Direct Expenditure - $ 2015/16 |  | 1746.2856 | 2101.7939 | 2140.1503 | 0 | 0 | 0 | 0 | 0 | 0 | 5988.2298 | 0
|  | Total Direct Expenditure - $ Mar 2017 |  | 1775.828 | 2137.3506 | 2176.3559 | 0 | 0 | 0 | 0 | 0 | 0 | 6089.5345 | 0
|  | Total overheads (As Commissioned) |  | 142.2114 | 127.0543 | 157.9897 | 0 | 0 | 0 | 0 | 0 | 0 | 427.2554 | 0
|  | Total incl Overhead - As commissioned $ Mar 2017 |  | 1918.0394 | 2264.4049 | 2334.3456 | 0 | 0 | 0 | 0 | 0 | 0 | 6516.7899 | 0
|  | Total overheads (As Comm) - Cumulative |  | 142.2114 | 269.2657 | 427.2554 | 427.2554 | 427.2554 | 427.2554 | 427.2554 | 427.2554 | 427.2554
|  | Total real cost escalation (As Comm) - Cumulative |  | 0 | 5.5289 | 19.6193 | 19.6193 | 19.6193 | 19.6193 | 19.6193 | 19.6193 | 19.6193
Expenditure By Asset Class - As Commissioned
| Asset class breakdown | Secondary |  | 0 | 0 | 0 | 0 | 0 | 0 | 0 | 0 | 0 | 0 | 0
| (fully absorbed) | Switchgear |  | 0 | 0 | 0 | 0 | 0 | 0 | 0 | 0 | 0 | 0 | 0
| (as commissioned) | Transformers |  | 0 | 0 | 0 | 0 | 0 | 0 | 0 | 0 | 0 | 0 | 0
|  | Reactive |  | 1918.0394 | 2264.4049 | 2334.3456 | 0 | 0 | 0 | 0 | 0 | 0 | 6516.7899 | 0
|  | Lines and towers |  | 0 | 0 | 0 | 0 | 0 | 0 | 0 | 0 | 0 | 0 | 0
|  | Establishment |  | 0 | 0 | 0 | 0 | 0 | 0 | 0 | 0 | 0 | 0 | 0
|  | Communications |  | 0 | 0 | 0 | 0 | 0 | 0 | 0 | 0 | 0 | 0 | 0
|  | Non System |  | 0 | 0 | 0 | 0 | 0 | 0 | 0 | 0 | 0 | 0 | 0
|  | Land |  | 0 | 0 | 0 | 0 | 0 | 0 | 0 | 0 | 0 | 0 | 0
|  | Easements |  | 0 | 0 | 0 | 0 | 0 | 0 | 0 | 0 | 0 | 0 | 0
|  | Total incl Overhead - As commissioned $ Mar 2017 |  | 1918.0394 | 2264.4049 | 2334.3456 | 0 | 0 | 0 | 0 | 0 | 0 | 6516.7899 | 0
|  |  | Check | 0 | 0 | 0 | 0 | 0 | 0 | 0 | 0 | 0 | 0 | 0
0
| Expenditure splits for RIN |  |  |  | 2015-16 | 2016-17 | 2017-18 | 2018-19 | 2019-20 | 2020-21 | 2021-22 | 2022-23
| Repex Category | Transmission Towers | bar: 2015-16 to 2022-23
Transmission Tower Support Structures | bar: 2015-16 to 2022-23
Conductors | bar: 2015-16 to 2022-23
Transmission Cables | bar: 2015-16 to 2022-23
Substation Switchbays | bar: 2015-16 to 2022-23
Substation Power Transformers | bar: 2015-16 to 2022-23
|  | Substation Reactive Plant |  |  | 100% | 100% | 100% | 100% | 100% | 100% | 100% | 100%
Scada Network Control And Protection Systems | bar: 2015-16 to 2022-23
Other | bar: 2015-16 to 2022-23
|  | Total |  |  | 100% | 100% | 100% | 100% | 100% | 100% | 100% | 100%
| Direct Expenditures | Materials - $ Mar 2017 |  |  | 2015-16 | 2016-17 | 2017-18 | 2018-19 | 2019-20 | 2020-21 | 2021-22 | 2022-23 | Total | 2017-22 Total
| (As Incurred) | Transmission Towers |  |  | 0 | 0 | 0 | 0 | 0 | 0 | 0 | 0 | 0 | 0
|  | Transmission Tower Support Structures |  |  | 0 | 0 | 0 | 0 | 0 | 0 | 0 | 0 | 0 | 0
|  | Conductors |  |  | 0 | 0 | 0 | 0 | 0 | 0 | 0 | 0 | 0 | 0
|  | Transmission Cables |  |  | 0 | 0 | 0 | 0 | 0 | 0 | 0 | 0 | 0 | 0
|  | Substation Switchbays |  |  | 0 | 0 | 0 | 0 | 0 | 0 | 0 | 0 | 0 | 0
|  | Substation Power Transformers |  |  | 0 | 0 | 0 | 0 | 0 | 0 | 0 | 0 | 0 | 0
|  | Substation Reactive Plant |  |  | 852.6913 | 864.8108 | 0 | 0 | 0 | 0 | 0 | 0 | 1717.5021 | 0
|  | Scada Network Control And Protection Systems |  |  | 0 | 0 | 0 | 0 | 0 | 0 | 0 | 0 | 0 | 0
|  | Other |  |  | 0 | 0 | 0 | 0 | 0 | 0 | 0 | 0 | 0 | 0
|  | Total Materials |  |  | 852.6913 | 864.8108 | 0 | 0 | 0 | 0 | 0 | 0 | 1717.5021 | 0
|  | Labour (Internal) - $ Mar 2017 |  |  | 2015-16 | 2016-17 | 2017-18 | 2018-19 | 2019-20 | 2020-21 | 2021-22 | 2022-23 | Total | 2017-22 Total
|  | Transmission Towers |  |  | 0 | 0 | 0 | 0 | 0 | 0 | 0 | 0 | 0 | 0
|  | Transmission Tower Support Structures |  |  | 0 | 0 | 0 | 0 | 0 | 0 | 0 | 0 | 0 | 0
|  | Conductors |  |  | 0 | 0 | 0 | 0 | 0 | 0 | 0 | 0 | 0 | 0
|  | Transmission Cables |  |  | 0 | 0 | 0 | 0 | 0 | 0 | 0 | 0 | 0 | 0
|  | Substation Switchbays |  |  | 0 | 0 | 0 | 0 | 0 | 0 | 0 | 0 | 0 | 0
|  | Substation Power Transformers |  |  | 0 | 0 | 0 | 0 | 0 | 0 | 0 | 0 | 0 | 0
|  | Substation Reactive Plant |  |  | 214.4252 | 218.9082 | 0 | 0 | 0 | 0 | 0 | 0 | 433.3334 | 0
|  | Scada Network Control And Protection Systems |  |  | 0 | 0 | 0 | 0 | 0 | 0 | 0 | 0 | 0 | 0
|  | Other |  |  | 0 | 0 | 0 | 0 | 0 | 0 | 0 | 0 | 0 | 0
|  | Total Internal Labour |  |  | 214.4252 | 218.9082 | 0 | 0 | 0 | 0 | 0 | 0 | 433.3334 | 0
|  | Labour (External) - $ Mar 2017 |  |  | 2015-16 | 2016-17 | 2017-18 | 2018-19 | 2019-20 | 2020-21 | 2021-22 | 2022-23 | Total | 2017-22 Total
|  | Transmission Towers |  |  | 0 | 0 | 0 | 0 | 0 | 0 | 0 | 0 | 0 | 0
|  | Transmission Tower Support Structures |  |  | 0 | 0 | 0 | 0 | 0 | 0 | 0 | 0 | 0 | 0
|  | Conductors |  |  | 0 | 0 | 0 | 0 | 0 | 0 | 0 | 0 | 0 | 0
|  | Transmission Cables |  |  | 0 | 0 | 0 | 0 | 0 | 0 | 0 | 0 | 0 | 0
|  | Substation Switchbays |  |  | 0 | 0 | 0 | 0 | 0 | 0 | 0 | 0 | 0 | 0
|  | Substation Power Transformers |  |  | 0 | 0 | 0 | 0 | 0 | 0 | 0 | 0 | 0 | 0
|  | Substation Reactive Plant |  |  | 1070.2341 | 1092.6368 | 0 | 0 | 0 | 0 | 0 | 0 | 2162.8709 | 0
|  | Scada Network Control And Protection Systems |  |  | 0 | 0 | 0 | 0 | 0 | 0 | 0 | 0 | 0 | 0
|  | Other |  |  | 0 | 0 | 0 | 0 | 0 | 0 | 0 | 0 | 0 | 0
|  | Total External Labour |  |  | 1070.2341 | 1092.6368 | 0 | 0 | 0 | 0 | 0 | 0 | 2162.8709 | 0
|  | Total Direct - $ Mar 2017 |  |  | 2015-16 | 2016-17 | 2017-18 | 2018-19 | 2019-20 | 2020-21 | 2021-22 | 2022-23 | Total | 2017-22 Total
|  | Transmission Towers |  |  | 0 | 0 | 0 | 0 | 0 | 0 | 0 | 0 | 0 | 0
|  | Transmission Tower Support Structures |  |  | 0 | 0 | 0 | 0 | 0 | 0 | 0 | 0 | 0 | 0
|  | Conductors |  |  | 0 | 0 | 0 | 0 | 0 | 0 | 0 | 0 | 0 | 0
|  | Transmission Cables |  |  | 0 | 0 | 0 | 0 | 0 | 0 | 0 | 0 | 0 | 0
|  | Substation Switchbays |  |  | 0 | 0 | 0 | 0 | 0 | 0 | 0 | 0 | 0 | 0
|  | Substation Power Transformers |  |  | 0 | 0 | 0 | 0 | 0 | 0 | 0 | 0 | 0 | 0
|  | Substation Reactive Plant |  |  | 2137.3506 | 2176.3559 | 0 | 0 | 0 | 0 | 0 | 0 | 4313.7064 | 0
|  | Scada Network Control And Protection Systems |  |  | 0 | 0 | 0 | 0 | 0 | 0 | 0 | 0 | 0 | 0
|  | Other |  |  | 0 | 0 | 0 | 0 | 0 | 0 | 0 | 0 | 0 | 0
|  | Total Direct - $ Mar 2017 |  |  | 2137.3506 | 2176.3559 | 0 | 0 | 0 | 0 | 0 | 0 | 4313.7064 | 0

## Proj_27
Go To: | Table of Contents
Master Inputs
|  | 0% |  | Business case? | 0
| Project name | Reactive plant
| Project category 1 | Network |  |  | Shaded cells = Inputs
| Project category 2 | Replacement - Other
| Regulatory classification | Prescribed
| Overhead Category | Repex_OHD |  | $000's | $000's | $000's | $000's | $000's | $000's | $000's | $000's | $000's | Project | 2017-22
|  |  |  | Prior | 2015-16 | 2016-17 | 2017-18 | 2018-19 | 2019-20 | 2020-21 | 2021-22 | 2022-23 | Total | Total | Check
| Project timing | Direct Expenditure (As incurred) - $ 2015/16 |  | 2779.9674 | 878.4842 | 7558.7252 | 143.008 | 143.008 | 143.008 | 143.008 | 143.008 | 0 | 11932.2168 | 715.04 | ok
| (excluding real cost escalators) | Assumed year commissioned (no BC) |  | x | bar: 2015-16 to 2022-23
|  | Direct Expenditure (As Commissioned) - $ 2015/16 |  | 2779.9674 | 878.4842 | 7558.7252 | 143.008 | 143.008 | 143.008 | 143.008 | 143.008 | 0 | 11932.2168 | 715.04 | ok
| Asset class | Secondary
Switchgear
Transformers
|  | Reactive |  | 100% | 100% | 100% | 100% | 100% | 100% | 100% | 100% | 100%
Lines and towers
Establishment
Communications
Non System
Land
Easements
|  |  | Total | 100% | 100% | 100% | 100% | 100% | 100% | 100% | 100% | 100%
| Input costs % | Labour - internal |  | 10% | 10% | 10% | 10% | 10% | 10% | 10% | 10% | 10%
|  | Labour - external |  | 50% | 50% | 50% | 50% | 50% | 50% | 50% | 50% | 50%
|  | Materials |  | 40% | 40% | 40% | 40% | 40% | 40% | 40% | 40% | 40%
|  |  | Total | 100% | 100% | 100% | 100% | 100% | 100% | 100% | 100% | 100%
Material Escalation
| (By Asset Class) | Secondary |  | 0 | 0 | 0 | 0 | 0 | 0 | 0 | 0 | 0 | 0 | 0
|  | Switchgear |  | 0 | 0 | 0 | 0 | 0 | 0 | 0 | 0 | 0 | 0 | 0
|  | Transformers |  | 0 | 0 | 0 | 0 | 0 | 0 | 0 | 0 | 0 | 0 | 0
|  | Reactive |  | 0 | 0 | 0 | 0 | 0 | 0 | 0 | 0 | 0 | 0 | 0
|  | Lines and towers |  | 0 | 0 | 0 | 0 | 0 | 0 | 0 | 0 | 0 | 0 | 0
|  | Establishment |  | 0 | 0 | 0 | 0 | 0 | 0 | 0 | 0 | 0 | 0 | 0
|  | Communications |  | 0 | 0 | 0 | 0 | 0 | 0 | 0 | 0 | 0 | 0 | 0
|  | Non System |  | 0 | 0 | 0 | 0 | 0 | 0 | 0 | 0 | 0 | 0 | 0
|  | Land |  | 0 | 0 | 0 | 0 | 0 | 0 | 0 | 0 | 0 | 0 | 0
|  | Easements |  | 0 | 0 | 0 | 0 | 0 | 0 | 0 | 0 | 0 | 0 | 0
|  | Total Material escalation |  | 0 | 0 | 0 | 0 | 0 | 0 | 0 | 0 | 0 | 0 | 0
| Labour Escalation | Internal Labour |  | 0 | 0.51611 | 9.4588 | 0.29552 | 0.41375 | 0.53551 | 0.6683 | 0.80452 | 0 | 12.6925 | 2.7176
|  | External Labour |  | 0 | 1.8009 | 40.6363 | 1.5187 | 2.2799 | 3.0233 | 3.8356 | 4.6757 | 0 | 57.7704 | 15.3332
|  | Total Labour Escalation |  | 0 | 2.317 | 50.0951 | 1.8142 | 2.6937 | 3.5588 | 4.5039 | 5.4802 | 0 | 70.4629 | 18.0508
|  | Total Escalation |  | 0 | 2.317 | 50.0951 | 1.8142 | 2.6937 | 3.5588 | 4.5039 | 5.4802 | 0 | 70.4629 | 18.0508
|  | Escalation factors |  | 0 | 0.0026375 | 0.0066275 | 0.012686 | 0.018836 | 0.024885 | 0.031494 | 0.038321 | 0 | 0.0059053 | 0.025244
| Direct Expenditure (Escalated) | Total labour - internal |  | 282.6997 | 89.8594 | 778.2787 | 14.8432 | 14.9635 | 15.0873 | 15.2223 | 15.3609 | 0 | 1226.315 | 75.4772
| (as incurred) | Total labour - external |  | 1413.4984 | 448.5042 | 3884.623 | 74.258 | 75.0321 | 75.7881 | 76.6142 | 77.4684 | 0 | 6125.7865 | 379.1608
|  | Total materials |  | 1130.7988 | 357.3383 | 3074.6394 | 58.1709 | 58.1709 | 58.1709 | 58.1709 | 58.1709 | 0 | 4853.631 | 290.8546
|  | Total Direct - As Incurred $ Mar 2017 |  | 2826.9969 | 895.702 | 7737.541 | 147.2722 | 148.1665 | 149.0463 | 150.0074 | 151.0002 | 0 | 12205.7325 | 745.4927 | ok
| Capitalised Overheads | Overhead rate (applied to direct expenditure) |  | 8.008% | 5.944% | 7.259% | 8.819% | 12.03% | 13.05% | 11.79% | 11.1% | 11.36%
|  | Total overhead (as incurred) |  | 226.3908 | 53.2448 | 561.6966 | 12.9874 | 17.8244 | 19.4477 | 17.6874 | 16.7667 | 0 | 926.0459 | 84.7137
|  | Total incl Overhead - As Incurred $ Mar 2017 |  | 3053.3877 | 948.9468 | 8299.2376 | 160.2596 | 165.9909 | 168.494 | 167.6949 | 167.7669 | 0 | 13131.7784 | 830.2064
|  | Total overheads (As incurred) - Cumulative |  | 226.3908 | 279.6356 | 841.3322 | 854.3196 | 872.144 | 891.5917 | 909.2792 | 926.0459 | 926.0459
|  | Labour & Material Escalation - Cumulative |  | 0 | 2.317 | 52.4121 | 54.2263 | 56.92 | 60.4788 | 64.9827 | 70.4629 | 70.4629
Expenditure By Asset Class - As Incurred
| Asset class breakdown | Secondary |  | 0 | 0 | 0 | 0 | 0 | 0 | 0 | 0 | 0 | 0 | 0
| (fully absorbed) | Switchgear |  | 0 | 0 | 0 | 0 | 0 | 0 | 0 | 0 | 0 | 0 | 0
| (as incurred) | Transformers |  | 0 | 0 | 0 | 0 | 0 | 0 | 0 | 0 | 0 | 0 | 0
|  | Reactive |  | 3053.3877 | 948.9468 | 8299.2376 | 160.2596 | 165.9909 | 168.494 | 167.6949 | 167.7669 | 0 | 13131.7784 | 830.2064
|  | Lines and towers |  | 0 | 0 | 0 | 0 | 0 | 0 | 0 | 0 | 0 | 0 | 0
|  | Establishment |  | 0 | 0 | 0 | 0 | 0 | 0 | 0 | 0 | 0 | 0 | 0
|  | Communications |  | 0 | 0 | 0 | 0 | 0 | 0 | 0 | 0 | 0 | 0 | 0
|  | Non System |  | 0 | 0 | 0 | 0 | 0 | 0 | 0 | 0 | 0 | 0 | 0
|  | Land |  | 0 | 0 | 0 | 0 | 0 | 0 | 0 | 0 | 0 | 0 | 0
|  | Easements |  | 0 | 0 | 0 | 0 | 0 | 0 | 0 | 0 | 0 | 0 | 0
|  | Total incl Overhead - As Incurred $ Mar 2017 |  | 3053.3877 | 948.9468 | 8299.2376 | 160.2596 | 165.9909 | 168.494 | 167.6949 | 167.7669 | 0 | 13131.7784 | 830.2064
|  |  | Check | 0 | 0 | 0 | 0 | 0 | 0 | 0 | 0 | 0 | 0 | 0
| As Commissioned Capex | Direct Expenditure (As Commissioned) - $ 2015/16 |  | 2779.9674 | 878.4842 | 7558.7252 | 143.008 | 143.008 | 143.008 | 143.008 | 143.008 | 0 | 11932.2168 | 715.04
|  | Labour & Material Escalation - $ 2015/16 |  | 0 | 2.317 | 50.0951 | 1.8142 | 2.6937 | 3.5588 | 4.5039 | 5.4802 | 0 | 70.4629 | 18.0508
|  | Total Direct Expenditure - $ 2015/16 |  | 2779.9674 | 880.8012 | 7608.8203 | 144.8222 | 145.7017 | 146.5668 | 147.5119 | 148.4882 | 0 | 12002.6797 | 733.0908
|  | Total Direct Expenditure - $ Mar 2017 |  | 2826.9969 | 895.702 | 7737.541 | 147.2722 | 148.1665 | 149.0463 | 150.0074 | 151.0002 | 0 | 12205.7325 | 745.4927
|  | Total overheads (As Commissioned) |  | 226.3908 | 53.2448 | 561.6966 | 12.9874 | 17.8244 | 19.4477 | 17.6874 | 16.7667 | 0 | 926.0459 | 84.7137
|  | Total incl Overhead - As commissioned $ Mar 2017 |  | 3053.3877 | 948.9468 | 8299.2376 | 160.2596 | 165.9909 | 168.494 | 167.6949 | 167.7669 | 0 | 13131.7784 | 830.2064
|  | Total overheads (As Comm) - Cumulative |  | 226.3908 | 279.6356 | 841.3322 | 854.3196 | 872.144 | 891.5917 | 909.2792 | 926.0459 | 926.0459
|  | Total real cost escalation (As Comm) - Cumulative |  | 0 | 2.317 | 52.4121 | 54.2263 | 56.92 | 60.4788 | 64.9827 | 70.4629 | 70.4629
Expenditure By Asset Class - As Commissioned
| Asset class breakdown | Secondary |  | 0 | 0 | 0 | 0 | 0 | 0 | 0 | 0 | 0 | 0 | 0
| (fully absorbed) | Switchgear |  | 0 | 0 | 0 | 0 | 0 | 0 | 0 | 0 | 0 | 0 | 0
| (as commissioned) | Transformers |  | 0 | 0 | 0 | 0 | 0 | 0 | 0 | 0 | 0 | 0 | 0
|  | Reactive |  | 3053.3877 | 948.9468 | 8299.2376 | 160.2596 | 165.9909 | 168.494 | 167.6949 | 167.7669 | 0 | 13131.7784 | 830.2064
|  | Lines and towers |  | 0 | 0 | 0 | 0 | 0 | 0 | 0 | 0 | 0 | 0 | 0
|  | Establishment |  | 0 | 0 | 0 | 0 | 0 | 0 | 0 | 0 | 0 | 0 | 0
|  | Communications |  | 0 | 0 | 0 | 0 | 0 | 0 | 0 | 0 | 0 | 0 | 0
|  | Non System |  | 0 | 0 | 0 | 0 | 0 | 0 | 0 | 0 | 0 | 0 | 0
|  | Land |  | 0 | 0 | 0 | 0 | 0 | 0 | 0 | 0 | 0 | 0 | 0
|  | Easements |  | 0 | 0 | 0 | 0 | 0 | 0 | 0 | 0 | 0 | 0 | 0
|  | Total incl Overhead - As commissioned $ Mar 2017 |  | 3053.3877 | 948.9468 | 8299.2376 | 160.2596 | 165.9909 | 168.494 | 167.6949 | 167.7669 | 0 | 13131.7784 | 830.2064
|  |  | Check | 0 | 0 | 0 | 0 | 0 | 0 | 0 | 0 | 0 | 0 | 0
0
| Expenditure splits for RIN |  |  |  | 2015-16 | 2016-17 | 2017-18 | 2018-19 | 2019-20 | 2020-21 | 2021-22 | 2022-23
| Repex Category | Transmission Towers | bar: 2015-16 to 2022-23
Transmission Tower Support Structures | bar: 2015-16 to 2022-23
Conductors | bar: 2015-16 to 2022-23
Transmission Cables | bar: 2015-16 to 2022-23
Substation Switchbays | bar: 2015-16 to 2022-23
Substation Power Transformers | bar: 2015-16 to 2022-23
|  | Substation Reactive Plant |  |  | 100% | 100% | 100% | 100% | 100% | 100% | 100% | 100%
Scada Network Control And Protection Systems | bar: 2015-16 to 2022-23
Other | bar: 2015-16 to 2022-23
|  | Total |  |  | 100% | 100% | 100% | 100% | 100% | 100% | 100% | 100%
| Direct Expenditures | Materials - $ Mar 2017 |  |  | 2015-16 | 2016-17 | 2017-18 | 2018-19 | 2019-20 | 2020-21 | 2021-22 | 2022-23 | Total | 2017-22 Total
| (As Incurred) | Transmission Towers |  |  | 0 | 0 | 0 | 0 | 0 | 0 | 0 | 0 | 0 | 0
|  | Transmission Tower Support Structures |  |  | 0 | 0 | 0 | 0 | 0 | 0 | 0 | 0 | 0 | 0
|  | Conductors |  |  | 0 | 0 | 0 | 0 | 0 | 0 | 0 | 0 | 0 | 0
|  | Transmission Cables |  |  | 0 | 0 | 0 | 0 | 0 | 0 | 0 | 0 | 0 | 0
|  | Substation Switchbays |  |  | 0 | 0 | 0 | 0 | 0 | 0 | 0 | 0 | 0 | 0
|  | Substation Power Transformers |  |  | 0 | 0 | 0 | 0 | 0 | 0 | 0 | 0 | 0 | 0
|  | Substation Reactive Plant |  |  | 357.3383 | 3074.6394 | 58.1709 | 58.1709 | 58.1709 | 58.1709 | 58.1709 | 0 | 3722.8323 | 290.8546
|  | Scada Network Control And Protection Systems |  |  | 0 | 0 | 0 | 0 | 0 | 0 | 0 | 0 | 0 | 0
|  | Other |  |  | 0 | 0 | 0 | 0 | 0 | 0 | 0 | 0 | 0 | 0
|  | Total Materials |  |  | 357.3383 | 3074.6394 | 58.1709 | 58.1709 | 58.1709 | 58.1709 | 58.1709 | 0 | 3722.8323 | 290.8546
|  | Labour (Internal) - $ Mar 2017 |  |  | 2015-16 | 2016-17 | 2017-18 | 2018-19 | 2019-20 | 2020-21 | 2021-22 | 2022-23 | Total | 2017-22 Total
|  | Transmission Towers |  |  | 0 | 0 | 0 | 0 | 0 | 0 | 0 | 0 | 0 | 0
|  | Transmission Tower Support Structures |  |  | 0 | 0 | 0 | 0 | 0 | 0 | 0 | 0 | 0 | 0
|  | Conductors |  |  | 0 | 0 | 0 | 0 | 0 | 0 | 0 | 0 | 0 | 0
|  | Transmission Cables |  |  | 0 | 0 | 0 | 0 | 0 | 0 | 0 | 0 | 0 | 0
|  | Substation Switchbays |  |  | 0 | 0 | 0 | 0 | 0 | 0 | 0 | 0 | 0 | 0
|  | Substation Power Transformers |  |  | 0 | 0 | 0 | 0 | 0 | 0 | 0 | 0 | 0 | 0
|  | Substation Reactive Plant |  |  | 89.8594 | 778.2787 | 14.8432 | 14.9635 | 15.0873 | 15.2223 | 15.3609 | 0 | 943.6153 | 75.4772
|  | Scada Network Control And Protection Systems |  |  | 0 | 0 | 0 | 0 | 0 | 0 | 0 | 0 | 0 | 0
|  | Other |  |  | 0 | 0 | 0 | 0 | 0 | 0 | 0 | 0 | 0 | 0
|  | Total Internal Labour |  |  | 89.8594 | 778.2787 | 14.8432 | 14.9635 | 15.0873 | 15.2223 | 15.3609 | 0 | 943.6153 | 75.4772
|  | Labour (External) - $ Mar 2017 |  |  | 2015-16 | 2016-17 | 2017-18 | 2018-19 | 2019-20 | 2020-21 | 2021-22 | 2022-23 | Total | 2017-22 Total
|  | Transmission Towers |  |  | 0 | 0 | 0 | 0 | 0 | 0 | 0 | 0 | 0 | 0
|  | Transmission Tower Support Structures |  |  | 0 | 0 | 0 | 0 | 0 | 0 | 0 | 0 | 0 | 0
|  | Conductors |  |  | 0 | 0 | 0 | 0 | 0 | 0 | 0 | 0 | 0 | 0
|  | Transmission Cables |  |  | 0 | 0 | 0 | 0 | 0 | 0 | 0 | 0 | 0 | 0
|  | Substation Switchbays |  |  | 0 | 0 | 0 | 0 | 0 | 0 | 0 | 0 | 0 | 0
|  | Substation Power Transformers |  |  | 0 | 0 | 0 | 0 | 0 | 0 | 0 | 0 | 0 | 0
|  | Substation Reactive Plant |  |  | 448.5042 | 3884.623 | 74.258 | 75.0321 | 75.7881 | 76.6142 | 77.4684 | 0 | 4712.288 | 379.1608
|  | Scada Network Control And Protection Systems |  |  | 0 | 0 | 0 | 0 | 0 | 0 | 0 | 0 | 0 | 0
|  | Other |  |  | 0 | 0 | 0 | 0 | 0 | 0 | 0 | 0 | 0 | 0
|  | Total External Labour |  |  | 448.5042 | 3884.623 | 74.258 | 75.0321 | 75.7881 | 76.6142 | 77.4684 | 0 | 4712.288 | 379.1608
|  | Total Direct - $ Mar 2017 |  |  | 2015-16 | 2016-17 | 2017-18 | 2018-19 | 2019-20 | 2020-21 | 2021-22 | 2022-23 | Total | 2017-22 Total
|  | Transmission Towers |  |  | 0 | 0 | 0 | 0 | 0 | 0 | 0 | 0 | 0 | 0
|  | Transmission Tower Support Structures |  |  | 0 | 0 | 0 | 0 | 0 | 0 | 0 | 0 | 0 | 0
|  | Conductors |  |  | 0 | 0 | 0 | 0 | 0 | 0 | 0 | 0 | 0 | 0
|  | Transmission Cables |  |  | 0 | 0 | 0 | 0 | 0 | 0 | 0 | 0 | 0 | 0
|  | Substation Switchbays |  |  | 0 | 0 | 0 | 0 | 0 | 0 | 0 | 0 | 0 | 0
|  | Substation Power Transformers |  |  | 0 | 0 | 0 | 0 | 0 | 0 | 0 | 0 | 0 | 0
|  | Substation Reactive Plant |  |  | 895.702 | 7737.541 | 147.2722 | 148.1665 | 149.0463 | 150.0074 | 151.0002 | 0 | 9378.7356 | 745.4927
|  | Scada Network Control And Protection Systems |  |  | 0 | 0 | 0 | 0 | 0 | 0 | 0 | 0 | 0 | 0
|  | Other |  |  | 0 | 0 | 0 | 0 | 0 | 0 | 0 | 0 | 0 | 0
|  | Total Direct - $ Mar 2017 |  |  | 895.702 | 7737.541 | 147.2722 | 148.1665 | 149.0463 | 150.0074 | 151.0002 | 0 | 9378.7356 | 745.4927

## Proj_28
Go To: | Table of Contents
Master Inputs
|  | 0% |  | Business case? | 0
| Project name | On-line monitoring
| Project category 1 | Network |  |  | Shaded cells = Inputs
| Project category 2 | Replacement - Other
| Regulatory classification | Prescribed
| Overhead Category | Repex_OHD |  | $000's | $000's | $000's | $000's | $000's | $000's | $000's | $000's | $000's | Project | 2017-22
|  |  |  | Prior | 2015-16 | 2016-17 | 2017-18 | 2018-19 | 2019-20 | 2020-21 | 2021-22 | 2022-23 | Total | Total | Check
| Project timing | Direct Expenditure (As incurred) - $ 2015/16 |  | 0 | 0 | 0 | 148.24 | 174.4 | 87.2 | 87.2 | 87.2 | 0 | 584.24 | 584.24 | ok
| (excluding real cost escalators) | Assumed year commissioned (no BC) | bar: 2015-16 to 2022-23
|  | Direct Expenditure (As Commissioned) - $ 2015/16 |  | 0 | 0 | 0 | 148.24 | 174.4 | 87.2 | 87.2 | 87.2 | 0 | 584.24 | 584.24 | ok
| Asset class | Secondary
Switchgear
Transformers
Reactive
Lines and towers
|  | Establishment |  | 100% | 100% | 100% | 100% | 100% | 100% | 100% | 100% | 100%
Communications
Non System
Land
Easements
|  |  | Total | 100% | 100% | 100% | 100% | 100% | 100% | 100% | 100% | 100%
| Input costs % | Labour - internal |  | 10% | 10% | 10% | 10% | 10% | 10% | 10% | 10% | 10%
|  | Labour - external |  | 50% | 50% | 50% | 50% | 50% | 50% | 50% | 50% | 50%
|  | Materials |  | 40% | 40% | 40% | 40% | 40% | 40% | 40% | 40% | 40%
|  |  | Total | 100% | 100% | 100% | 100% | 100% | 100% | 100% | 100% | 100%
Material Escalation
| (By Asset Class) | Secondary |  | 0 | 0 | 0 | 0 | 0 | 0 | 0 | 0 | 0 | 0 | 0
|  | Switchgear |  | 0 | 0 | 0 | 0 | 0 | 0 | 0 | 0 | 0 | 0 | 0
|  | Transformers |  | 0 | 0 | 0 | 0 | 0 | 0 | 0 | 0 | 0 | 0 | 0
|  | Reactive |  | 0 | 0 | 0 | 0 | 0 | 0 | 0 | 0 | 0 | 0 | 0
|  | Lines and towers |  | 0 | 0 | 0 | 0 | 0 | 0 | 0 | 0 | 0 | 0 | 0
|  | Establishment |  | 0 | 0 | 0 | 0 | 0 | 0 | 0 | 0 | 0 | 0 | 0
|  | Communications |  | 0 | 0 | 0 | 0 | 0 | 0 | 0 | 0 | 0 | 0 | 0
|  | Non System |  | 0 | 0 | 0 | 0 | 0 | 0 | 0 | 0 | 0 | 0 | 0
|  | Land |  | 0 | 0 | 0 | 0 | 0 | 0 | 0 | 0 | 0 | 0 | 0
|  | Easements |  | 0 | 0 | 0 | 0 | 0 | 0 | 0 | 0 | 0 | 0 | 0
|  | Total Material escalation |  | 0 | 0 | 0 | 0 | 0 | 0 | 0 | 0 | 0 | 0 | 0
| Labour Escalation | Internal Labour |  | 0 | 0 | 0 | 0.30633 | 0.50457 | 0.32653 | 0.4075 | 0.49056 | 0 | 2.0355 | 2.0355
|  | External Labour |  | 0 | 0 | 0 | 1.5742 | 2.7804 | 1.8435 | 2.3388 | 2.851 | 0 | 11.3879 | 11.3879
|  | Total Labour Escalation |  | 0 | 0 | 0 | 1.8805 | 3.285 | 2.17 | 2.7463 | 3.3416 | 0 | 13.4234 | 13.4234
|  | Total Escalation |  | 0 | 0 | 0 | 1.8805 | 3.285 | 2.17 | 2.7463 | 3.3416 | 0 | 13.4234 | 13.4234
|  | Escalation factors |  | 0 | 0 | 0 | 0.012686 | 0.018836 | 0.024885 | 0.031494 | 0.038321 | 0 | 0.022976 | 0.022976
| Direct Expenditure (Escalated) | Total labour - internal |  | 0 | 0 | 0 | 15.3863 | 18.2481 | 9.1996 | 9.2819 | 9.3664 | 0 | 61.4823 | 61.4823
| (as incurred) | Total labour - external |  | 0 | 0 | 0 | 76.9748 | 91.5026 | 46.2122 | 46.716 | 47.2368 | 0 | 308.6424 | 308.6424
|  | Total materials |  | 0 | 0 | 0 | 60.2991 | 70.9402 | 35.4701 | 35.4701 | 35.4701 | 0 | 237.6495 | 237.6495
|  | Total Direct - As Incurred $ Mar 2017 |  | 0 | 0 | 0 | 152.6602 | 180.6909 | 90.8819 | 91.4679 | 92.0733 | 0 | 607.7742 | 607.7742 | ok
| Capitalised Overheads | Overhead rate (applied to direct expenditure) |  | 8.008% | 5.944% | 7.259% | 8.819% | 12.03% | 13.05% | 11.79% | 11.1% | 11.36%
|  | Total overhead (as incurred) |  | 0 | 0 | 0 | 13.4626 | 21.7371 | 11.8584 | 10.785 | 10.2236 | 0 | 68.0666 | 68.0666
|  | Total incl Overhead - As Incurred $ Mar 2017 |  | 0 | 0 | 0 | 166.1228 | 202.428 | 102.7403 | 102.253 | 102.2969 | 0 | 675.8409 | 675.8409
|  | Total overheads (As incurred) - Cumulative |  | 0 | 0 | 0 | 13.4626 | 35.1996 | 47.058 | 57.843 | 68.0666 | 68.0666
|  | Labour & Material Escalation - Cumulative |  | 0 | 0 | 0 | 1.8805 | 5.1655 | 7.3355 | 10.0818 | 13.4234 | 13.4234
Expenditure By Asset Class - As Incurred
| Asset class breakdown | Secondary |  | 0 | 0 | 0 | 0 | 0 | 0 | 0 | 0 | 0 | 0 | 0
| (fully absorbed) | Switchgear |  | 0 | 0 | 0 | 0 | 0 | 0 | 0 | 0 | 0 | 0 | 0
| (as incurred) | Transformers |  | 0 | 0 | 0 | 0 | 0 | 0 | 0 | 0 | 0 | 0 | 0
|  | Reactive |  | 0 | 0 | 0 | 0 | 0 | 0 | 0 | 0 | 0 | 0 | 0
|  | Lines and towers |  | 0 | 0 | 0 | 0 | 0 | 0 | 0 | 0 | 0 | 0 | 0
|  | Establishment |  | 0 | 0 | 0 | 166.1228 | 202.428 | 102.7403 | 102.253 | 102.2969 | 0 | 675.8409 | 675.8409
|  | Communications |  | 0 | 0 | 0 | 0 | 0 | 0 | 0 | 0 | 0 | 0 | 0
|  | Non System |  | 0 | 0 | 0 | 0 | 0 | 0 | 0 | 0 | 0 | 0 | 0
|  | Land |  | 0 | 0 | 0 | 0 | 0 | 0 | 0 | 0 | 0 | 0 | 0
|  | Easements |  | 0 | 0 | 0 | 0 | 0 | 0 | 0 | 0 | 0 | 0 | 0
|  | Total incl Overhead - As Incurred $ Mar 2017 |  | 0 | 0 | 0 | 166.1228 | 202.428 | 102.7403 | 102.253 | 102.2969 | 0 | 675.8409 | 675.8409
|  |  | Check | 0 | 0 | 0 | 0 | 0 | 0 | 0 | 0 | 0 | 0 | 0
| As Commissioned Capex | Direct Expenditure (As Commissioned) - $ 2015/16 |  | 0 | 0 | 0 | 148.24 | 174.4 | 87.2 | 87.2 | 87.2 | 0 | 584.24 | 584.24
|  | Labour & Material Escalation - $ 2015/16 |  | 0 | 0 | 0 | 1.8805 | 3.285 | 2.17 | 2.7463 | 3.3416 | 0 | 13.4234 | 13.4234
|  | Total Direct Expenditure - $ 2015/16 |  | 0 | 0 | 0 | 150.1205 | 177.685 | 89.37 | 89.9463 | 90.5416 | 0 | 597.6634 | 597.6634
|  | Total Direct Expenditure - $ Mar 2017 |  | 0 | 0 | 0 | 152.6602 | 180.6909 | 90.8819 | 91.4679 | 92.0733 | 0 | 607.7742 | 607.7742
|  | Total overheads (As Commissioned) |  | 0 | 0 | 0 | 13.4626 | 21.7371 | 11.8584 | 10.785 | 10.2236 | 0 | 68.0666 | 68.0666
|  | Total incl Overhead - As commissioned $ Mar 2017 |  | 0 | 0 | 0 | 166.1228 | 202.428 | 102.7403 | 102.253 | 102.2969 | 0 | 675.8409 | 675.8409
|  | Total overheads (As Comm) - Cumulative |  | 0 | 0 | 0 | 13.4626 | 35.1996 | 47.058 | 57.843 | 68.0666 | 68.0666
|  | Total real cost escalation (As Comm) - Cumulative |  | 0 | 0 | 0 | 1.8805 | 5.1655 | 7.3355 | 10.0818 | 13.4234 | 13.4234
Expenditure By Asset Class - As Commissioned
| Asset class breakdown | Secondary |  | 0 | 0 | 0 | 0 | 0 | 0 | 0 | 0 | 0 | 0 | 0
| (fully absorbed) | Switchgear |  | 0 | 0 | 0 | 0 | 0 | 0 | 0 | 0 | 0 | 0 | 0
| (as commissioned) | Transformers |  | 0 | 0 | 0 | 0 | 0 | 0 | 0 | 0 | 0 | 0 | 0
|  | Reactive |  | 0 | 0 | 0 | 0 | 0 | 0 | 0 | 0 | 0 | 0 | 0
|  | Lines and towers |  | 0 | 0 | 0 | 0 | 0 | 0 | 0 | 0 | 0 | 0 | 0
|  | Establishment |  | 0 | 0 | 0 | 166.1228 | 202.428 | 102.7403 | 102.253 | 102.2969 | 0 | 675.8409 | 675.8409
|  | Communications |  | 0 | 0 | 0 | 0 | 0 | 0 | 0 | 0 | 0 | 0 | 0
|  | Non System |  | 0 | 0 | 0 | 0 | 0 | 0 | 0 | 0 | 0 | 0 | 0
|  | Land |  | 0 | 0 | 0 | 0 | 0 | 0 | 0 | 0 | 0 | 0 | 0
|  | Easements |  | 0 | 0 | 0 | 0 | 0 | 0 | 0 | 0 | 0 | 0 | 0
|  | Total incl Overhead - As commissioned $ Mar 2017 |  | 0 | 0 | 0 | 166.1228 | 202.428 | 102.7403 | 102.253 | 102.2969 | 0 | 675.8409 | 675.8409
|  |  | Check | 0 | 0 | 0 | 0 | 0 | 0 | 0 | 0 | 0 | 0 | 0
0
| Expenditure splits for RIN |  |  |  | 2015-16 | 2016-17 | 2017-18 | 2018-19 | 2019-20 | 2020-21 | 2021-22 | 2022-23
| Repex Category | Transmission Towers | bar: 2015-16 to 2022-23
Transmission Tower Support Structures | bar: 2015-16 to 2022-23
Conductors | bar: 2015-16 to 2022-23
Transmission Cables | bar: 2015-16 to 2022-23
Substation Switchbays | bar: 2015-16 to 2022-23
Substation Power Transformers | bar: 2015-16 to 2022-23
Substation Reactive Plant | bar: 2015-16 to 2022-23
Scada Network Control And Protection Systems | bar: 2015-16 to 2022-23
|  | Other |  |  | 100% | 100% | 100% | 100% | 100% | 100% | 100% | 100%
|  | Total |  |  | 100% | 100% | 100% | 100% | 100% | 100% | 100% | 100%
| Direct Expenditures | Materials - $ Mar 2017 |  |  | 2015-16 | 2016-17 | 2017-18 | 2018-19 | 2019-20 | 2020-21 | 2021-22 | 2022-23 | Total | 2017-22 Total
| (As Incurred) | Transmission Towers |  |  | 0 | 0 | 0 | 0 | 0 | 0 | 0 | 0 | 0 | 0
|  | Transmission Tower Support Structures |  |  | 0 | 0 | 0 | 0 | 0 | 0 | 0 | 0 | 0 | 0
|  | Conductors |  |  | 0 | 0 | 0 | 0 | 0 | 0 | 0 | 0 | 0 | 0
|  | Transmission Cables |  |  | 0 | 0 | 0 | 0 | 0 | 0 | 0 | 0 | 0 | 0
|  | Substation Switchbays |  |  | 0 | 0 | 0 | 0 | 0 | 0 | 0 | 0 | 0 | 0
|  | Substation Power Transformers |  |  | 0 | 0 | 0 | 0 | 0 | 0 | 0 | 0 | 0 | 0
|  | Substation Reactive Plant |  |  | 0 | 0 | 0 | 0 | 0 | 0 | 0 | 0 | 0 | 0
|  | Scada Network Control And Protection Systems |  |  | 0 | 0 | 0 | 0 | 0 | 0 | 0 | 0 | 0 | 0
|  | Other |  |  | 0 | 0 | 60.2991 | 70.9402 | 35.4701 | 35.4701 | 35.4701 | 0 | 237.6495 | 237.6495
|  | Total Materials |  |  | 0 | 0 | 60.2991 | 70.9402 | 35.4701 | 35.4701 | 35.4701 | 0 | 237.6495 | 237.6495
|  | Labour (Internal) - $ Mar 2017 |  |  | 2015-16 | 2016-17 | 2017-18 | 2018-19 | 2019-20 | 2020-21 | 2021-22 | 2022-23 | Total | 2017-22 Total
|  | Transmission Towers |  |  | 0 | 0 | 0 | 0 | 0 | 0 | 0 | 0 | 0 | 0
|  | Transmission Tower Support Structures |  |  | 0 | 0 | 0 | 0 | 0 | 0 | 0 | 0 | 0 | 0
|  | Conductors |  |  | 0 | 0 | 0 | 0 | 0 | 0 | 0 | 0 | 0 | 0
|  | Transmission Cables |  |  | 0 | 0 | 0 | 0 | 0 | 0 | 0 | 0 | 0 | 0
|  | Substation Switchbays |  |  | 0 | 0 | 0 | 0 | 0 | 0 | 0 | 0 | 0 | 0
|  | Substation Power Transformers |  |  | 0 | 0 | 0 | 0 | 0 | 0 | 0 | 0 | 0 | 0
|  | Substation Reactive Plant |  |  | 0 | 0 | 0 | 0 | 0 | 0 | 0 | 0 | 0 | 0
|  | Scada Network Control And Protection Systems |  |  | 0 | 0 | 0 | 0 | 0 | 0 | 0 | 0 | 0 | 0
|  | Other |  |  | 0 | 0 | 15.3863 | 18.2481 | 9.1996 | 9.2819 | 9.3664 | 0 | 61.4823 | 61.4823
|  | Total Internal Labour |  |  | 0 | 0 | 15.3863 | 18.2481 | 9.1996 | 9.2819 | 9.3664 | 0 | 61.4823 | 61.4823
|  | Labour (External) - $ Mar 2017 |  |  | 2015-16 | 2016-17 | 2017-18 | 2018-19 | 2019-20 | 2020-21 | 2021-22 | 2022-23 | Total | 2017-22 Total
|  | Transmission Towers |  |  | 0 | 0 | 0 | 0 | 0 | 0 | 0 | 0 | 0 | 0
|  | Transmission Tower Support Structures |  |  | 0 | 0 | 0 | 0 | 0 | 0 | 0 | 0 | 0 | 0
|  | Conductors |  |  | 0 | 0 | 0 | 0 | 0 | 0 | 0 | 0 | 0 | 0
|  | Transmission Cables |  |  | 0 | 0 | 0 | 0 | 0 | 0 | 0 | 0 | 0 | 0
|  | Substation Switchbays |  |  | 0 | 0 | 0 | 0 | 0 | 0 | 0 | 0 | 0 | 0
|  | Substation Power Transformers |  |  | 0 | 0 | 0 | 0 | 0 | 0 | 0 | 0 | 0 | 0
|  | Substation Reactive Plant |  |  | 0 | 0 | 0 | 0 | 0 | 0 | 0 | 0 | 0 | 0
|  | Scada Network Control And Protection Systems |  |  | 0 | 0 | 0 | 0 | 0 | 0 | 0 | 0 | 0 | 0
|  | Other |  |  | 0 | 0 | 76.9748 | 91.5026 | 46.2122 | 46.716 | 47.2368 | 0 | 308.6424 | 308.6424
|  | Total External Labour |  |  | 0 | 0 | 76.9748 | 91.5026 | 46.2122 | 46.716 | 47.2368 | 0 | 308.6424 | 308.6424
|  | Total Direct - $ Mar 2017 |  |  | 2015-16 | 2016-17 | 2017-18 | 2018-19 | 2019-20 | 2020-21 | 2021-22 | 2022-23 | Total | 2017-22 Total
|  | Transmission Towers |  |  | 0 | 0 | 0 | 0 | 0 | 0 | 0 | 0 | 0 | 0
|  | Transmission Tower Support Structures |  |  | 0 | 0 | 0 | 0 | 0 | 0 | 0 | 0 | 0 | 0
|  | Conductors |  |  | 0 | 0 | 0 | 0 | 0 | 0 | 0 | 0 | 0 | 0
|  | Transmission Cables |  |  | 0 | 0 | 0 | 0 | 0 | 0 | 0 | 0 | 0 | 0
|  | Substation Switchbays |  |  | 0 | 0 | 0 | 0 | 0 | 0 | 0 | 0 | 0 | 0
|  | Substation Power Transformers |  |  | 0 | 0 | 0 | 0 | 0 | 0 | 0 | 0 | 0 | 0
|  | Substation Reactive Plant |  |  | 0 | 0 | 0 | 0 | 0 | 0 | 0 | 0 | 0 | 0
|  | Scada Network Control And Protection Systems |  |  | 0 | 0 | 0 | 0 | 0 | 0 | 0 | 0 | 0 | 0
|  | Other |  |  | 0 | 0 | 152.6602 | 180.6909 | 90.8819 | 91.4679 | 92.0733 | 0 | 607.7742 | 607.7742
|  | Total Direct - $ Mar 2017 |  |  | 0 | 0 | 152.6602 | 180.6909 | 90.8819 | 91.4679 | 92.0733 | 0 | 607.7742 | 607.7742

## Proj_29
Go To: | Table of Contents
Master Inputs
|  | Various |  | Business case? | 0
| Project name | Fire protection systems
| Project category 1 | Network |  |  | Shaded cells = Inputs
| Project category 2 | Security and Compliance
| Regulatory classification | Prescribed
| Overhead Category | Repex_OHD |  | $000's | $000's | $000's | $000's | $000's | $000's | $000's | $000's | $000's | Project | 2017-22
|  |  |  | Prior | 2015-16 | 2016-17 | 2017-18 | 2018-19 | 2019-20 | 2020-21 | 2021-22 | 2022-23 | Total | Total | Check
| Project timing | Direct Expenditure (As incurred) - $ 2015/16 |  | 2142.867 | 558.15 | 2375.079 | 1530.36 | 1530.36 | 1530.36 | 1530.36 | 1530.36 | 0 | 12727.896 | 7651.8 | ok
| (excluding real cost escalators) | Assumed year commissioned (no BC) |  | x | bar: 2015-16 to 2022-23
|  | Direct Expenditure (As Commissioned) - $ 2015/16 |  | 2142.867 | 558.15 | 2375.079 | 1530.36 | 1530.36 | 1530.36 | 1530.36 | 1530.36 | 0 | 12727.896 | 7651.8 | ok
| Asset class | Secondary
Switchgear
Transformers
Reactive
Lines and towers
|  | Establishment |  | 100% | 100% | 100% | 100% | 100% | 100% | 100% | 100% | 100%
Communications
Non System
Land
Easements
|  |  | Total | 100% | 100% | 100% | 100% | 100% | 100% | 100% | 100% | 100%
| Input costs % | Labour - internal |  | 10% | 10% | 10% | 10% | 10% | 10% | 10% | 10% | 10%
|  | Labour - external |  | 50% | 50% | 50% | 50% | 50% | 50% | 50% | 50% | 50%
|  | Materials |  | 40% | 40% | 40% | 40% | 40% | 40% | 40% | 40% | 40%
|  |  | Total | 100% | 100% | 100% | 100% | 100% | 100% | 100% | 100% | 100%
Material Escalation
| (By Asset Class) | Secondary |  | 0 | 0 | 0 | 0 | 0 | 0 | 0 | 0 | 0 | 0 | 0
|  | Switchgear |  | 0 | 0 | 0 | 0 | 0 | 0 | 0 | 0 | 0 | 0 | 0
|  | Transformers |  | 0 | 0 | 0 | 0 | 0 | 0 | 0 | 0 | 0 | 0 | 0
|  | Reactive |  | 0 | 0 | 0 | 0 | 0 | 0 | 0 | 0 | 0 | 0 | 0
|  | Lines and towers |  | 0 | 0 | 0 | 0 | 0 | 0 | 0 | 0 | 0 | 0 | 0
|  | Establishment |  | 0 | 0 | 0 | 0 | 0 | 0 | 0 | 0 | 0 | 0 | 0
|  | Communications |  | 0 | 0 | 0 | 0 | 0 | 0 | 0 | 0 | 0 | 0 | 0
|  | Non System |  | 0 | 0 | 0 | 0 | 0 | 0 | 0 | 0 | 0 | 0 | 0
|  | Land |  | 0 | 0 | 0 | 0 | 0 | 0 | 0 | 0 | 0 | 0 | 0
|  | Easements |  | 0 | 0 | 0 | 0 | 0 | 0 | 0 | 0 | 0 | 0 | 0
|  | Total Material escalation |  | 0 | 0 | 0 | 0 | 0 | 0 | 0 | 0 | 0 | 0 | 0
| Labour Escalation | Internal Labour |  | 0 | 0.32791 | 2.9721 | 3.1624 | 4.4276 | 5.7306 | 7.1516 | 8.6093 | 0 | 32.3816 | 29.0816
|  | External Labour |  | 0 | 1.1442 | 12.7686 | 16.2514 | 24.3979 | 32.3529 | 41.046 | 50.0354 | 0 | 177.9963 | 164.0835
|  | Total Labour Escalation |  | 0 | 1.4721 | 15.7407 | 19.4139 | 28.8255 | 38.0835 | 48.1976 | 58.6447 | 0 | 210.3779 | 193.1651
|  | Total Escalation |  | 0 | 1.4721 | 15.7407 | 19.4139 | 28.8255 | 38.0835 | 48.1976 | 58.6447 | 0 | 210.3779 | 193.1651
|  | Escalation factors |  | 0 | 0.0026375 | 0.0066275 | 0.012686 | 0.018836 | 0.024885 | 0.031494 | 0.038321 | 0 | 0.016529 | 0.025244
| Direct Expenditure (Escalated) | Total labour - internal |  | 217.9119 | 57.0927 | 244.5483 | 158.8409 | 160.1275 | 161.4525 | 162.8975 | 164.3799 | 0 | 1327.2512 | 807.6983
| (as incurred) | Total labour - external |  | 1089.5593 | 284.9598 | 1220.6141 | 794.6511 | 802.9354 | 811.025 | 819.8651 | 829.0066 | 0 | 6652.6163 | 4057.4832
|  | Total materials |  | 871.6474 | 227.037 | 966.1035 | 622.4998 | 622.4998 | 622.4998 | 622.4998 | 622.4998 | 0 | 5177.287 | 3112.4991
|  | Total Direct - As Incurred $ Mar 2017 |  | 2179.1185 | 569.0894 | 2431.2659 | 1575.9918 | 1585.5627 | 1594.9773 | 1605.2625 | 1615.8863 | 0 | 13157.1545 | 7977.6807 | ok
| Capitalised Overheads | Overhead rate (applied to direct expenditure) |  | 8.008% | 5.944% | 7.259% | 8.819% | 12.03% | 13.05% | 11.79% | 11.1% | 11.36%
|  | Total overhead (as incurred) |  | 174.5076 | 33.8294 | 176.4946 | 138.9814 | 190.7426 | 208.1143 | 189.2772 | 179.4245 | 0 | 1291.3715 | 906.54
|  | Total incl Overhead - As Incurred $ Mar 2017 |  | 2353.6261 | 602.9188 | 2607.7604 | 1714.9732 | 1776.3053 | 1803.0916 | 1794.5396 | 1795.3108 | 0 | 14448.526 | 8884.2207
|  | Total overheads (As incurred) - Cumulative |  | 174.5076 | 208.337 | 384.8315 | 523.8129 | 714.5555 | 922.6699 | 1111.947 | 1291.3715 | 1291.3715
|  | Labour & Material Escalation - Cumulative |  | 0 | 1.4721 | 17.2129 | 36.6267 | 65.4522 | 103.5357 | 151.7333 | 210.3779 | 210.3779
Expenditure By Asset Class - As Incurred
| Asset class breakdown | Secondary |  | 0 | 0 | 0 | 0 | 0 | 0 | 0 | 0 | 0 | 0 | 0
| (fully absorbed) | Switchgear |  | 0 | 0 | 0 | 0 | 0 | 0 | 0 | 0 | 0 | 0 | 0
| (as incurred) | Transformers |  | 0 | 0 | 0 | 0 | 0 | 0 | 0 | 0 | 0 | 0 | 0
|  | Reactive |  | 0 | 0 | 0 | 0 | 0 | 0 | 0 | 0 | 0 | 0 | 0
|  | Lines and towers |  | 0 | 0 | 0 | 0 | 0 | 0 | 0 | 0 | 0 | 0 | 0
|  | Establishment |  | 2353.6261 | 602.9188 | 2607.7604 | 1714.9732 | 1776.3053 | 1803.0916 | 1794.5396 | 1795.3108 | 0 | 14448.526 | 8884.2207
|  | Communications |  | 0 | 0 | 0 | 0 | 0 | 0 | 0 | 0 | 0 | 0 | 0
|  | Non System |  | 0 | 0 | 0 | 0 | 0 | 0 | 0 | 0 | 0 | 0 | 0
|  | Land |  | 0 | 0 | 0 | 0 | 0 | 0 | 0 | 0 | 0 | 0 | 0
|  | Easements |  | 0 | 0 | 0 | 0 | 0 | 0 | 0 | 0 | 0 | 0 | 0
|  | Total incl Overhead - As Incurred $ Mar 2017 |  | 2353.6261 | 602.9188 | 2607.7604 | 1714.9732 | 1776.3053 | 1803.0916 | 1794.5396 | 1795.3108 | 0 | 14448.526 | 8884.2207
|  |  | Check | 0 | 0 | 0 | 0 | 0 | 0 | 0 | 0 | 0 | 0 | 0
| As Commissioned Capex | Direct Expenditure (As Commissioned) - $ 2015/16 |  | 2142.867 | 558.15 | 2375.079 | 1530.36 | 1530.36 | 1530.36 | 1530.36 | 1530.36 | 0 | 12727.896 | 7651.8
|  | Labour & Material Escalation - $ 2015/16 |  | 0 | 1.4721 | 15.7407 | 19.4139 | 28.8255 | 38.0835 | 48.1976 | 58.6447 | 0 | 210.3779 | 193.1651
|  | Total Direct Expenditure - $ 2015/16 |  | 2142.867 | 559.6221 | 2390.8197 | 1549.7739 | 1559.1855 | 1568.4435 | 1578.5576 | 1589.0047 | 0 | 12938.2739 | 7844.9651
|  | Total Direct Expenditure - $ Mar 2017 |  | 2179.1185 | 569.0894 | 2431.2659 | 1575.9918 | 1585.5627 | 1594.9773 | 1605.2625 | 1615.8863 | 0 | 13157.1545 | 7977.6807
|  | Total overheads (As Commissioned) |  | 174.5076 | 33.8294 | 176.4946 | 138.9814 | 190.7426 | 208.1143 | 189.2772 | 179.4245 | 0 | 1291.3715 | 906.54
|  | Total incl Overhead - As commissioned $ Mar 2017 |  | 2353.6261 | 602.9188 | 2607.7604 | 1714.9732 | 1776.3053 | 1803.0916 | 1794.5396 | 1795.3108 | 0 | 14448.526 | 8884.2207
|  | Total overheads (As Comm) - Cumulative |  | 174.5076 | 208.337 | 384.8315 | 523.8129 | 714.5555 | 922.6699 | 1111.947 | 1291.3715 | 1291.3715
|  | Total real cost escalation (As Comm) - Cumulative |  | 0 | 1.4721 | 17.2129 | 36.6267 | 65.4522 | 103.5357 | 151.7333 | 210.3779 | 210.3779
Expenditure By Asset Class - As Commissioned
| Asset class breakdown | Secondary |  | 0 | 0 | 0 | 0 | 0 | 0 | 0 | 0 | 0 | 0 | 0
| (fully absorbed) | Switchgear |  | 0 | 0 | 0 | 0 | 0 | 0 | 0 | 0 | 0 | 0 | 0
| (as commissioned) | Transformers |  | 0 | 0 | 0 | 0 | 0 | 0 | 0 | 0 | 0 | 0 | 0
|  | Reactive |  | 0 | 0 | 0 | 0 | 0 | 0 | 0 | 0 | 0 | 0 | 0
|  | Lines and towers |  | 0 | 0 | 0 | 0 | 0 | 0 | 0 | 0 | 0 | 0 | 0
|  | Establishment |  | 2353.6261 | 602.9188 | 2607.7604 | 1714.9732 | 1776.3053 | 1803.0916 | 1794.5396 | 1795.3108 | 0 | 14448.526 | 8884.2207
|  | Communications |  | 0 | 0 | 0 | 0 | 0 | 0 | 0 | 0 | 0 | 0 | 0
|  | Non System |  | 0 | 0 | 0 | 0 | 0 | 0 | 0 | 0 | 0 | 0 | 0
|  | Land |  | 0 | 0 | 0 | 0 | 0 | 0 | 0 | 0 | 0 | 0 | 0
|  | Easements |  | 0 | 0 | 0 | 0 | 0 | 0 | 0 | 0 | 0 | 0 | 0
|  | Total incl Overhead - As commissioned $ Mar 2017 |  | 2353.6261 | 602.9188 | 2607.7604 | 1714.9732 | 1776.3053 | 1803.0916 | 1794.5396 | 1795.3108 | 0 | 14448.526 | 8884.2207
|  |  | Check | 0 | 0 | 0 | 0 | 0 | 0 | 0 | 0 | 0 | 0 | 0
0
| Expenditure splits for RIN |  |  |  | 2015-16 | 2016-17 | 2017-18 | 2018-19 | 2019-20 | 2020-21 | 2021-22 | 2022-23
| Repex Category | Transmission Towers | bar: 2015-16 to 2022-23
Transmission Tower Support Structures | bar: 2015-16 to 2022-23
Conductors | bar: 2015-16 to 2022-23
Transmission Cables | bar: 2015-16 to 2022-23
Substation Switchbays | bar: 2015-16 to 2022-23
Substation Power Transformers | bar: 2015-16 to 2022-23
Substation Reactive Plant | bar: 2015-16 to 2022-23
Scada Network Control And Protection Systems | bar: 2015-16 to 2022-23
|  | Other |  |  | 100% | 100% | 100% | 100% | 100% | 100% | 100% | 100%
|  | Total |  |  | 100% | 100% | 100% | 100% | 100% | 100% | 100% | 100%
| Direct Expenditures | Materials - $ Mar 2017 |  |  | 2015-16 | 2016-17 | 2017-18 | 2018-19 | 2019-20 | 2020-21 | 2021-22 | 2022-23 | Total | 2017-22 Total
| (As Incurred) | Transmission Towers |  |  | 0 | 0 | 0 | 0 | 0 | 0 | 0 | 0 | 0 | 0
|  | Transmission Tower Support Structures |  |  | 0 | 0 | 0 | 0 | 0 | 0 | 0 | 0 | 0 | 0
|  | Conductors |  |  | 0 | 0 | 0 | 0 | 0 | 0 | 0 | 0 | 0 | 0
|  | Transmission Cables |  |  | 0 | 0 | 0 | 0 | 0 | 0 | 0 | 0 | 0 | 0
|  | Substation Switchbays |  |  | 0 | 0 | 0 | 0 | 0 | 0 | 0 | 0 | 0 | 0
|  | Substation Power Transformers |  |  | 0 | 0 | 0 | 0 | 0 | 0 | 0 | 0 | 0 | 0
|  | Substation Reactive Plant |  |  | 0 | 0 | 0 | 0 | 0 | 0 | 0 | 0 | 0 | 0
|  | Scada Network Control And Protection Systems |  |  | 0 | 0 | 0 | 0 | 0 | 0 | 0 | 0 | 0 | 0
|  | Other |  |  | 227.037 | 966.1035 | 622.4998 | 622.4998 | 622.4998 | 622.4998 | 622.4998 | 0 | 4305.6396 | 3112.4991
|  | Total Materials |  |  | 227.037 | 966.1035 | 622.4998 | 622.4998 | 622.4998 | 622.4998 | 622.4998 | 0 | 4305.6396 | 3112.4991
|  | Labour (Internal) - $ Mar 2017 |  |  | 2015-16 | 2016-17 | 2017-18 | 2018-19 | 2019-20 | 2020-21 | 2021-22 | 2022-23 | Total | 2017-22 Total
|  | Transmission Towers |  |  | 0 | 0 | 0 | 0 | 0 | 0 | 0 | 0 | 0 | 0
|  | Transmission Tower Support Structures |  |  | 0 | 0 | 0 | 0 | 0 | 0 | 0 | 0 | 0 | 0
|  | Conductors |  |  | 0 | 0 | 0 | 0 | 0 | 0 | 0 | 0 | 0 | 0
|  | Transmission Cables |  |  | 0 | 0 | 0 | 0 | 0 | 0 | 0 | 0 | 0 | 0
|  | Substation Switchbays |  |  | 0 | 0 | 0 | 0 | 0 | 0 | 0 | 0 | 0 | 0
|  | Substation Power Transformers |  |  | 0 | 0 | 0 | 0 | 0 | 0 | 0 | 0 | 0 | 0
|  | Substation Reactive Plant |  |  | 0 | 0 | 0 | 0 | 0 | 0 | 0 | 0 | 0 | 0
|  | Scada Network Control And Protection Systems |  |  | 0 | 0 | 0 | 0 | 0 | 0 | 0 | 0 | 0 | 0
|  | Other |  |  | 57.0927 | 244.5483 | 158.8409 | 160.1275 | 161.4525 | 162.8975 | 164.3799 | 0 | 1109.3393 | 807.6983
|  | Total Internal Labour |  |  | 57.0927 | 244.5483 | 158.8409 | 160.1275 | 161.4525 | 162.8975 | 164.3799 | 0 | 1109.3393 | 807.6983
|  | Labour (External) - $ Mar 2017 |  |  | 2015-16 | 2016-17 | 2017-18 | 2018-19 | 2019-20 | 2020-21 | 2021-22 | 2022-23 | Total | 2017-22 Total
|  | Transmission Towers |  |  | 0 | 0 | 0 | 0 | 0 | 0 | 0 | 0 | 0 | 0
|  | Transmission Tower Support Structures |  |  | 0 | 0 | 0 | 0 | 0 | 0 | 0 | 0 | 0 | 0
|  | Conductors |  |  | 0 | 0 | 0 | 0 | 0 | 0 | 0 | 0 | 0 | 0
|  | Transmission Cables |  |  | 0 | 0 | 0 | 0 | 0 | 0 | 0 | 0 | 0 | 0
|  | Substation Switchbays |  |  | 0 | 0 | 0 | 0 | 0 | 0 | 0 | 0 | 0 | 0
|  | Substation Power Transformers |  |  | 0 | 0 | 0 | 0 | 0 | 0 | 0 | 0 | 0 | 0
|  | Substation Reactive Plant |  |  | 0 | 0 | 0 | 0 | 0 | 0 | 0 | 0 | 0 | 0
|  | Scada Network Control And Protection Systems |  |  | 0 | 0 | 0 | 0 | 0 | 0 | 0 | 0 | 0 | 0
|  | Other |  |  | 284.9598 | 1220.6141 | 794.6511 | 802.9354 | 811.025 | 819.8651 | 829.0066 | 0 | 5563.0571 | 4057.4832
|  | Total External Labour |  |  | 284.9598 | 1220.6141 | 794.6511 | 802.9354 | 811.025 | 819.8651 | 829.0066 | 0 | 5563.0571 | 4057.4832
|  | Total Direct - $ Mar 2017 |  |  | 2015-16 | 2016-17 | 2017-18 | 2018-19 | 2019-20 | 2020-21 | 2021-22 | 2022-23 | Total | 2017-22 Total
|  | Transmission Towers |  |  | 0 | 0 | 0 | 0 | 0 | 0 | 0 | 0 | 0 | 0
|  | Transmission Tower Support Structures |  |  | 0 | 0 | 0 | 0 | 0 | 0 | 0 | 0 | 0 | 0
|  | Conductors |  |  | 0 | 0 | 0 | 0 | 0 | 0 | 0 | 0 | 0 | 0
|  | Transmission Cables |  |  | 0 | 0 | 0 | 0 | 0 | 0 | 0 | 0 | 0 | 0
|  | Substation Switchbays |  |  | 0 | 0 | 0 | 0 | 0 | 0 | 0 | 0 | 0 | 0
|  | Substation Power Transformers |  |  | 0 | 0 | 0 | 0 | 0 | 0 | 0 | 0 | 0 | 0
|  | Substation Reactive Plant |  |  | 0 | 0 | 0 | 0 | 0 | 0 | 0 | 0 | 0 | 0
|  | Scada Network Control And Protection Systems |  |  | 0 | 0 | 0 | 0 | 0 | 0 | 0 | 0 | 0 | 0
|  | Other |  |  | 569.0894 | 2431.2659 | 1575.9918 | 1585.5627 | 1594.9773 | 1605.2625 | 1615.8863 | 0 | 10978.036 | 7977.6807
|  | Total Direct - $ Mar 2017 |  |  | 569.0894 | 2431.2659 | 1575.9918 | 1585.5627 | 1594.9773 | 1605.2625 | 1615.8863 | 0 | 10978.036 | 7977.6807

## Proj_30
Go To: | Table of Contents
Master Inputs
|  | 0% |  | Business case? | 0
| Project name | Civils
| Project category 1 | Network |  |  | Shaded cells = Inputs
| Project category 2 | Replacement - Other
| Regulatory classification | Prescribed
| Overhead Category | Repex_OHD |  | $000's | $000's | $000's | $000's | $000's | $000's | $000's | $000's | $000's | Project | 2017-22
|  |  |  | Prior | 2015-16 | 2016-17 | 2017-18 | 2018-19 | 2019-20 | 2020-21 | 2021-22 | 2022-23 | Total | Total | Check
| Project timing | Direct Expenditure (As incurred) - $ 2015/16 |  | 0 | 0 | 0 | 1543.44 | 1543.44 | 1543.44 | 1543.44 | 1543.44 | 0 | 7717.2 | 7717.2 | ok
| (excluding real cost escalators) | Assumed year commissioned (no BC) | bar: 2015-16 to 2022-23
|  | Direct Expenditure (As Commissioned) - $ 2015/16 |  | 0 | 0 | 0 | 1543.44 | 1543.44 | 1543.44 | 1543.44 | 1543.44 | 0 | 7717.2 | 7717.2 | ok
| Asset class | Secondary
Switchgear
Transformers
Reactive
Lines and towers
|  | Establishment |  | 100% | 100% | 100% | 100% | 100% | 100% | 100% | 100% | 100%
Communications
Non System
Land
Easements
|  |  | Total | 100% | 100% | 100% | 100% | 100% | 100% | 100% | 100% | 100%
| Input costs % | Labour - internal |  | 10% | 10% | 10% | 10% | 10% | 10% | 10% | 10% | 10%
|  | Labour - external |  | 50% | 50% | 50% | 50% | 50% | 50% | 50% | 50% | 50%
|  | Materials |  | 40% | 40% | 40% | 40% | 40% | 40% | 40% | 40% | 40%
|  |  | Total | 100% | 100% | 100% | 100% | 100% | 100% | 100% | 100% | 100%
Material Escalation
| (By Asset Class) | Secondary |  | 0 | 0 | 0 | 0 | 0 | 0 | 0 | 0 | 0 | 0 | 0
|  | Switchgear |  | 0 | 0 | 0 | 0 | 0 | 0 | 0 | 0 | 0 | 0 | 0
|  | Transformers |  | 0 | 0 | 0 | 0 | 0 | 0 | 0 | 0 | 0 | 0 | 0
|  | Reactive |  | 0 | 0 | 0 | 0 | 0 | 0 | 0 | 0 | 0 | 0 | 0
|  | Lines and towers |  | 0 | 0 | 0 | 0 | 0 | 0 | 0 | 0 | 0 | 0 | 0
|  | Establishment |  | 0 | 0 | 0 | 0 | 0 | 0 | 0 | 0 | 0 | 0 | 0
|  | Communications |  | 0 | 0 | 0 | 0 | 0 | 0 | 0 | 0 | 0 | 0 | 0
|  | Non System |  | 0 | 0 | 0 | 0 | 0 | 0 | 0 | 0 | 0 | 0 | 0
|  | Land |  | 0 | 0 | 0 | 0 | 0 | 0 | 0 | 0 | 0 | 0 | 0
|  | Easements |  | 0 | 0 | 0 | 0 | 0 | 0 | 0 | 0 | 0 | 0 | 0
|  | Total Material escalation |  | 0 | 0 | 0 | 0 | 0 | 0 | 0 | 0 | 0 | 0 | 0
| Labour Escalation | Internal Labour |  | 0 | 0 | 0 | 3.1894 | 4.4655 | 5.7796 | 7.2127 | 8.6829 | 0 | 29.3301 | 29.3301
|  | External Labour |  | 0 | 0 | 0 | 16.3903 | 24.6064 | 32.6294 | 41.3968 | 50.463 | 0 | 165.4859 | 165.4859
|  | Total Labour Escalation |  | 0 | 0 | 0 | 19.5798 | 29.0719 | 38.409 | 48.6095 | 59.1459 | 0 | 194.8161 | 194.8161
|  | Total Escalation |  | 0 | 0 | 0 | 19.5798 | 29.0719 | 38.409 | 48.6095 | 59.1459 | 0 | 194.8161 | 194.8161
|  | Escalation factors |  | 0 | 0 | 0 | 0.012686 | 0.018836 | 0.024885 | 0.031494 | 0.038321 | 0 | 0.025244 | 0.025244
| Direct Expenditure (Escalated) | Total labour - internal |  | 0 | 0 | 0 | 160.1985 | 161.4961 | 162.8325 | 164.2898 | 165.7849 | 0 | 814.6017 | 814.6017
| (as incurred) | Total labour - external |  | 0 | 0 | 0 | 801.443 | 809.7981 | 817.9568 | 826.8725 | 836.0922 | 0 | 4092.1626 | 4092.1626
|  | Total materials |  | 0 | 0 | 0 | 627.8203 | 627.8203 | 627.8203 | 627.8203 | 627.8203 | 0 | 3139.1017 | 3139.1017
|  | Total Direct - As Incurred $ Mar 2017 |  | 0 | 0 | 0 | 1589.4618 | 1599.1145 | 1608.6096 | 1618.9827 | 1629.6973 | 0 | 8045.866 | 8045.866 | ok
| Capitalised Overheads | Overhead rate (applied to direct expenditure) |  | 8.008% | 5.944% | 7.259% | 8.819% | 12.03% | 13.05% | 11.79% | 11.1% | 11.36%
|  | Total overhead (as incurred) |  | 0 | 0 | 0 | 140.1693 | 192.3729 | 209.8931 | 190.8949 | 180.958 | 0 | 914.2882 | 914.2882
|  | Total incl Overhead - As Incurred $ Mar 2017 |  | 0 | 0 | 0 | 1729.6311 | 1791.4874 | 1818.5027 | 1809.8776 | 1810.6554 | 0 | 8960.1542 | 8960.1542
|  | Total overheads (As incurred) - Cumulative |  | 0 | 0 | 0 | 140.1693 | 332.5422 | 542.4353 | 733.3302 | 914.2882 | 914.2882
|  | Labour & Material Escalation - Cumulative |  | 0 | 0 | 0 | 19.5798 | 48.6516 | 87.0606 | 135.6701 | 194.8161 | 194.8161
Expenditure By Asset Class - As Incurred
| Asset class breakdown | Secondary |  | 0 | 0 | 0 | 0 | 0 | 0 | 0 | 0 | 0 | 0 | 0
| (fully absorbed) | Switchgear |  | 0 | 0 | 0 | 0 | 0 | 0 | 0 | 0 | 0 | 0 | 0
| (as incurred) | Transformers |  | 0 | 0 | 0 | 0 | 0 | 0 | 0 | 0 | 0 | 0 | 0
|  | Reactive |  | 0 | 0 | 0 | 0 | 0 | 0 | 0 | 0 | 0 | 0 | 0
|  | Lines and towers |  | 0 | 0 | 0 | 0 | 0 | 0 | 0 | 0 | 0 | 0 | 0
|  | Establishment |  | 0 | 0 | 0 | 1729.6311 | 1791.4874 | 1818.5027 | 1809.8776 | 1810.6554 | 0 | 8960.1542 | 8960.1542
|  | Communications |  | 0 | 0 | 0 | 0 | 0 | 0 | 0 | 0 | 0 | 0 | 0
|  | Non System |  | 0 | 0 | 0 | 0 | 0 | 0 | 0 | 0 | 0 | 0 | 0
|  | Land |  | 0 | 0 | 0 | 0 | 0 | 0 | 0 | 0 | 0 | 0 | 0
|  | Easements |  | 0 | 0 | 0 | 0 | 0 | 0 | 0 | 0 | 0 | 0 | 0
|  | Total incl Overhead - As Incurred $ Mar 2017 |  | 0 | 0 | 0 | 1729.6311 | 1791.4874 | 1818.5027 | 1809.8776 | 1810.6554 | 0 | 8960.1542 | 8960.1542
|  |  | Check | 0 | 0 | 0 | 0 | 0 | 0 | 0 | 0 | 0 | 0 | 0
| As Commissioned Capex | Direct Expenditure (As Commissioned) - $ 2015/16 |  | 0 | 0 | 0 | 1543.44 | 1543.44 | 1543.44 | 1543.44 | 1543.44 | 0 | 7717.2 | 7717.2
|  | Labour & Material Escalation - $ 2015/16 |  | 0 | 0 | 0 | 19.5798 | 29.0719 | 38.409 | 48.6095 | 59.1459 | 0 | 194.8161 | 194.8161
|  | Total Direct Expenditure - $ 2015/16 |  | 0 | 0 | 0 | 1563.0198 | 1572.5119 | 1581.849 | 1592.0495 | 1602.5859 | 0 | 7912.0161 | 7912.0161
|  | Total Direct Expenditure - $ Mar 2017 |  | 0 | 0 | 0 | 1589.4618 | 1599.1145 | 1608.6096 | 1618.9827 | 1629.6973 | 0 | 8045.866 | 8045.866
|  | Total overheads (As Commissioned) |  | 0 | 0 | 0 | 140.1693 | 192.3729 | 209.8931 | 190.8949 | 180.958 | 0 | 914.2882 | 914.2882
|  | Total incl Overhead - As commissioned $ Mar 2017 |  | 0 | 0 | 0 | 1729.6311 | 1791.4874 | 1818.5027 | 1809.8776 | 1810.6554 | 0 | 8960.1542 | 8960.1542
|  | Total overheads (As Comm) - Cumulative |  | 0 | 0 | 0 | 140.1693 | 332.5422 | 542.4353 | 733.3302 | 914.2882 | 914.2882
|  | Total real cost escalation (As Comm) - Cumulative |  | 0 | 0 | 0 | 19.5798 | 48.6516 | 87.0606 | 135.6701 | 194.8161 | 194.8161
Expenditure By Asset Class - As Commissioned
| Asset class breakdown | Secondary |  | 0 | 0 | 0 | 0 | 0 | 0 | 0 | 0 | 0 | 0 | 0
| (fully absorbed) | Switchgear |  | 0 | 0 | 0 | 0 | 0 | 0 | 0 | 0 | 0 | 0 | 0
| (as commissioned) | Transformers |  | 0 | 0 | 0 | 0 | 0 | 0 | 0 | 0 | 0 | 0 | 0
|  | Reactive |  | 0 | 0 | 0 | 0 | 0 | 0 | 0 | 0 | 0 | 0 | 0
|  | Lines and towers |  | 0 | 0 | 0 | 0 | 0 | 0 | 0 | 0 | 0 | 0 | 0
|  | Establishment |  | 0 | 0 | 0 | 1729.6311 | 1791.4874 | 1818.5027 | 1809.8776 | 1810.6554 | 0 | 8960.1542 | 8960.1542
|  | Communications |  | 0 | 0 | 0 | 0 | 0 | 0 | 0 | 0 | 0 | 0 | 0
|  | Non System |  | 0 | 0 | 0 | 0 | 0 | 0 | 0 | 0 | 0 | 0 | 0
|  | Land |  | 0 | 0 | 0 | 0 | 0 | 0 | 0 | 0 | 0 | 0 | 0
|  | Easements |  | 0 | 0 | 0 | 0 | 0 | 0 | 0 | 0 | 0 | 0 | 0
|  | Total incl Overhead - As commissioned $ Mar 2017 |  | 0 | 0 | 0 | 1729.6311 | 1791.4874 | 1818.5027 | 1809.8776 | 1810.6554 | 0 | 8960.1542 | 8960.1542
|  |  | Check | 0 | 0 | 0 | 0 | 0 | 0 | 0 | 0 | 0 | 0 | 0
0
| Expenditure splits for RIN |  |  |  | 2015-16 | 2016-17 | 2017-18 | 2018-19 | 2019-20 | 2020-21 | 2021-22 | 2022-23
| Repex Category | Transmission Towers | bar: 2015-16 to 2022-23
Transmission Tower Support Structures | bar: 2015-16 to 2022-23
Conductors | bar: 2015-16 to 2022-23
Transmission Cables | bar: 2015-16 to 2022-23
Substation Switchbays | bar: 2015-16 to 2022-23
Substation Power Transformers | bar: 2015-16 to 2022-23
Substation Reactive Plant | bar: 2015-16 to 2022-23
Scada Network Control And Protection Systems | bar: 2015-16 to 2022-23
|  | Other |  |  | 100% | 100% | 100% | 100% | 100% | 100% | 100% | 100%
|  | Total |  |  | 100% | 100% | 100% | 100% | 100% | 100% | 100% | 100%
| Direct Expenditures | Materials - $ Mar 2017 |  |  | 2015-16 | 2016-17 | 2017-18 | 2018-19 | 2019-20 | 2020-21 | 2021-22 | 2022-23 | Total | 2017-22 Total
| (As Incurred) | Transmission Towers |  |  | 0 | 0 | 0 | 0 | 0 | 0 | 0 | 0 | 0 | 0
|  | Transmission Tower Support Structures |  |  | 0 | 0 | 0 | 0 | 0 | 0 | 0 | 0 | 0 | 0
|  | Conductors |  |  | 0 | 0 | 0 | 0 | 0 | 0 | 0 | 0 | 0 | 0
|  | Transmission Cables |  |  | 0 | 0 | 0 | 0 | 0 | 0 | 0 | 0 | 0 | 0
|  | Substation Switchbays |  |  | 0 | 0 | 0 | 0 | 0 | 0 | 0 | 0 | 0 | 0
|  | Substation Power Transformers |  |  | 0 | 0 | 0 | 0 | 0 | 0 | 0 | 0 | 0 | 0
|  | Substation Reactive Plant |  |  | 0 | 0 | 0 | 0 | 0 | 0 | 0 | 0 | 0 | 0
|  | Scada Network Control And Protection Systems |  |  | 0 | 0 | 0 | 0 | 0 | 0 | 0 | 0 | 0 | 0
|  | Other |  |  | 0 | 0 | 627.8203 | 627.8203 | 627.8203 | 627.8203 | 627.8203 | 0 | 3139.1017 | 3139.1017
|  | Total Materials |  |  | 0 | 0 | 627.8203 | 627.8203 | 627.8203 | 627.8203 | 627.8203 | 0 | 3139.1017 | 3139.1017
|  | Labour (Internal) - $ Mar 2017 |  |  | 2015-16 | 2016-17 | 2017-18 | 2018-19 | 2019-20 | 2020-21 | 2021-22 | 2022-23 | Total | 2017-22 Total
|  | Transmission Towers |  |  | 0 | 0 | 0 | 0 | 0 | 0 | 0 | 0 | 0 | 0
|  | Transmission Tower Support Structures |  |  | 0 | 0 | 0 | 0 | 0 | 0 | 0 | 0 | 0 | 0
|  | Conductors |  |  | 0 | 0 | 0 | 0 | 0 | 0 | 0 | 0 | 0 | 0
|  | Transmission Cables |  |  | 0 | 0 | 0 | 0 | 0 | 0 | 0 | 0 | 0 | 0
|  | Substation Switchbays |  |  | 0 | 0 | 0 | 0 | 0 | 0 | 0 | 0 | 0 | 0
|  | Substation Power Transformers |  |  | 0 | 0 | 0 | 0 | 0 | 0 | 0 | 0 | 0 | 0
|  | Substation Reactive Plant |  |  | 0 | 0 | 0 | 0 | 0 | 0 | 0 | 0 | 0 | 0
|  | Scada Network Control And Protection Systems |  |  | 0 | 0 | 0 | 0 | 0 | 0 | 0 | 0 | 0 | 0
|  | Other |  |  | 0 | 0 | 160.1985 | 161.4961 | 162.8325 | 164.2898 | 165.7849 | 0 | 814.6017 | 814.6017
|  | Total Internal Labour |  |  | 0 | 0 | 160.1985 | 161.4961 | 162.8325 | 164.2898 | 165.7849 | 0 | 814.6017 | 814.6017
|  | Labour (External) - $ Mar 2017 |  |  | 2015-16 | 2016-17 | 2017-18 | 2018-19 | 2019-20 | 2020-21 | 2021-22 | 2022-23 | Total | 2017-22 Total
|  | Transmission Towers |  |  | 0 | 0 | 0 | 0 | 0 | 0 | 0 | 0 | 0 | 0
|  | Transmission Tower Support Structures |  |  | 0 | 0 | 0 | 0 | 0 | 0 | 0 | 0 | 0 | 0
|  | Conductors |  |  | 0 | 0 | 0 | 0 | 0 | 0 | 0 | 0 | 0 | 0
|  | Transmission Cables |  |  | 0 | 0 | 0 | 0 | 0 | 0 | 0 | 0 | 0 | 0
|  | Substation Switchbays |  |  | 0 | 0 | 0 | 0 | 0 | 0 | 0 | 0 | 0 | 0
|  | Substation Power Transformers |  |  | 0 | 0 | 0 | 0 | 0 | 0 | 0 | 0 | 0 | 0
|  | Substation Reactive Plant |  |  | 0 | 0 | 0 | 0 | 0 | 0 | 0 | 0 | 0 | 0
|  | Scada Network Control And Protection Systems |  |  | 0 | 0 | 0 | 0 | 0 | 0 | 0 | 0 | 0 | 0
|  | Other |  |  | 0 | 0 | 801.443 | 809.7981 | 817.9568 | 826.8725 | 836.0922 | 0 | 4092.1626 | 4092.1626
|  | Total External Labour |  |  | 0 | 0 | 801.443 | 809.7981 | 817.9568 | 826.8725 | 836.0922 | 0 | 4092.1626 | 4092.1626
|  | Total Direct - $ Mar 2017 |  |  | 2015-16 | 2016-17 | 2017-18 | 2018-19 | 2019-20 | 2020-21 | 2021-22 | 2022-23 | Total | 2017-22 Total
|  | Transmission Towers |  |  | 0 | 0 | 0 | 0 | 0 | 0 | 0 | 0 | 0 | 0
|  | Transmission Tower Support Structures |  |  | 0 | 0 | 0 | 0 | 0 | 0 | 0 | 0 | 0 | 0
|  | Conductors |  |  | 0 | 0 | 0 | 0 | 0 | 0 | 0 | 0 | 0 | 0
|  | Transmission Cables |  |  | 0 | 0 | 0 | 0 | 0 | 0 | 0 | 0 | 0 | 0
|  | Substation Switchbays |  |  | 0 | 0 | 0 | 0 | 0 | 0 | 0 | 0 | 0 | 0
|  | Substation Power Transformers |  |  | 0 | 0 | 0 | 0 | 0 | 0 | 0 | 0 | 0 | 0
|  | Substation Reactive Plant |  |  | 0 | 0 | 0 | 0 | 0 | 0 | 0 | 0 | 0 | 0
|  | Scada Network Control And Protection Systems |  |  | 0 | 0 | 0 | 0 | 0 | 0 | 0 | 0 | 0 | 0
|  | Other |  |  | 0 | 0 | 1589.4618 | 1599.1145 | 1608.6096 | 1618.9827 | 1629.6973 | 0 | 8045.866 | 8045.866
|  | Total Direct - $ Mar 2017 |  |  | 0 | 0 | 1589.4618 | 1599.1145 | 1608.6096 | 1618.9827 | 1629.6973 | 0 | 8045.866 | 8045.866

## Proj_31
Go To: | Table of Contents
Master Inputs
|  | 0% |  | Business case? | 0
| Project name | Infrastructure security
| Project category 1 | Network |  |  | Shaded cells = Inputs
| Project category 2 | Security and Compliance
| Regulatory classification | Prescribed
| Overhead Category | Repex_OHD |  | $000's | $000's | $000's | $000's | $000's | $000's | $000's | $000's | $000's | Project | 2017-22
|  |  |  | Prior | 2015-16 | 2016-17 | 2017-18 | 2018-19 | 2019-20 | 2020-21 | 2021-22 | 2022-23 | Total | Total | Check
| Project timing | Direct Expenditure (As incurred) - $ 2015/16 |  | 878.7768 | 805.1997 | 1764.4902 | 2180 | 2180 | 2180 | 2180 | 2180 | 0 | 14348.4667 | 10900 | ok
| (excluding real cost escalators) | Assumed year commissioned (no BC) |  | x | bar: 2015-16 to 2022-23
|  | Direct Expenditure (As Commissioned) - $ 2015/16 |  | 878.7768 | 805.1997 | 1764.4902 | 2180 | 2180 | 2180 | 2180 | 2180 | 0 | 14348.4667 | 10900 | ok
| Asset class | Secondary
Switchgear
Transformers
Reactive
Lines and towers
|  | Establishment |  | 100% | 100% | 100% | 100% | 100% | 100% | 100% | 100% | 100%
Communications
Non System
Land
Easements
|  |  | Total | 100% | 100% | 100% | 100% | 100% | 100% | 100% | 100% | 100%
| Input costs % | Labour - internal |  | 10% | 10% | 10% | 10% | 10% | 10% | 10% | 10% | 10%
|  | Labour - external |  | 50% | 50% | 50% | 50% | 50% | 50% | 50% | 50% | 50%
|  | Materials |  | 40% | 40% | 40% | 40% | 40% | 40% | 40% | 40% | 40%
|  |  | Total | 100% | 100% | 100% | 100% | 100% | 100% | 100% | 100% | 100%
Material Escalation
| (By Asset Class) | Secondary |  | 0 | 0 | 0 | 0 | 0 | 0 | 0 | 0 | 0 | 0 | 0
|  | Switchgear |  | 0 | 0 | 0 | 0 | 0 | 0 | 0 | 0 | 0 | 0 | 0
|  | Transformers |  | 0 | 0 | 0 | 0 | 0 | 0 | 0 | 0 | 0 | 0 | 0
|  | Reactive |  | 0 | 0 | 0 | 0 | 0 | 0 | 0 | 0 | 0 | 0 | 0
|  | Lines and towers |  | 0 | 0 | 0 | 0 | 0 | 0 | 0 | 0 | 0 | 0 | 0
|  | Establishment |  | 0 | 0 | 0 | 0 | 0 | 0 | 0 | 0 | 0 | 0 | 0
|  | Communications |  | 0 | 0 | 0 | 0 | 0 | 0 | 0 | 0 | 0 | 0 | 0
|  | Non System |  | 0 | 0 | 0 | 0 | 0 | 0 | 0 | 0 | 0 | 0 | 0
|  | Land |  | 0 | 0 | 0 | 0 | 0 | 0 | 0 | 0 | 0 | 0 | 0
|  | Easements |  | 0 | 0 | 0 | 0 | 0 | 0 | 0 | 0 | 0 | 0 | 0
|  | Total Material escalation |  | 0 | 0 | 0 | 0 | 0 | 0 | 0 | 0 | 0 | 0 | 0
| Labour Escalation | Internal Labour |  | 0 | 0.47305 | 2.208 | 4.5049 | 6.3072 | 8.1633 | 10.1875 | 12.264 | 0 | 44.1078 | 41.4267
|  | External Labour |  | 0 | 1.6507 | 9.486 | 23.1502 | 34.7548 | 46.0867 | 58.47 | 71.2755 | 0 | 244.8739 | 233.7372
|  | Total Labour Escalation |  | 0 | 2.1237 | 11.6941 | 27.6551 | 41.0619 | 54.25 | 68.6575 | 83.5394 | 0 | 288.9817 | 275.1639
|  | Total Escalation |  | 0 | 2.1237 | 11.6941 | 27.6551 | 41.0619 | 54.25 | 68.6575 | 83.5394 | 0 | 288.9817 | 275.1639
|  | Escalation factors |  | 0 | 0.0026375 | 0.0066275 | 0.012686 | 0.018836 | 0.024885 | 0.031494 | 0.038321 | 0 | 0.02014 | 0.025244
| Direct Expenditure (Escalated) | Total labour - internal |  | 89.3643 | 82.3632 | 181.6795 | 226.269 | 228.1018 | 229.9894 | 232.0478 | 234.1594 | 0 | 1503.9744 | 1150.5674
| (as incurred) | Total labour - external |  | 446.8217 | 411.0893 | 906.8168 | 1131.9817 | 1143.7826 | 1155.3062 | 1167.899 | 1180.9211 | 0 | 7544.6185 | 5779.8907
|  | Total materials |  | 357.4573 | 327.5286 | 717.7363 | 886.7519 | 886.7519 | 886.7519 | 886.7519 | 886.7519 | 0 | 5836.4816 | 4433.7594
|  | Total Direct - As Incurred $ Mar 2017 |  | 893.6433 | 820.9811 | 1806.2326 | 2245.0026 | 2258.6363 | 2272.0475 | 2286.6987 | 2301.8324 | 0 | 14885.0745 | 11364.2175 | ok
| Capitalised Overheads | Overhead rate (applied to direct expenditure) |  | 8.008% | 5.944% | 7.259% | 8.819% | 12.03% | 13.05% | 11.79% | 11.1% | 11.36%
|  | Total overhead (as incurred) |  | 71.5645 | 48.803 | 131.1211 | 197.9792 | 271.7131 | 296.4592 | 269.6256 | 255.5904 | 0 | 1542.8561 | 1291.3675
|  | Total incl Overhead - As Incurred $ Mar 2017 |  | 965.2078 | 869.7842 | 1937.3536 | 2442.9818 | 2530.3494 | 2568.5066 | 2556.3243 | 2557.4228 | 0 | 16427.9306 | 12655.585
|  | Total overheads (As incurred) - Cumulative |  | 71.5645 | 120.3675 | 251.4886 | 449.4678 | 721.181 | 1017.6401 | 1287.2657 | 1542.8561 | 1542.8561
|  | Labour & Material Escalation - Cumulative |  | 0 | 2.1237 | 13.8178 | 41.4729 | 82.5348 | 136.7848 | 205.4423 | 288.9817 | 288.9817
Expenditure By Asset Class - As Incurred
| Asset class breakdown | Secondary |  | 0 | 0 | 0 | 0 | 0 | 0 | 0 | 0 | 0 | 0 | 0
| (fully absorbed) | Switchgear |  | 0 | 0 | 0 | 0 | 0 | 0 | 0 | 0 | 0 | 0 | 0
| (as incurred) | Transformers |  | 0 | 0 | 0 | 0 | 0 | 0 | 0 | 0 | 0 | 0 | 0
|  | Reactive |  | 0 | 0 | 0 | 0 | 0 | 0 | 0 | 0 | 0 | 0 | 0
|  | Lines and towers |  | 0 | 0 | 0 | 0 | 0 | 0 | 0 | 0 | 0 | 0 | 0
|  | Establishment |  | 965.2078 | 869.7842 | 1937.3536 | 2442.9818 | 2530.3494 | 2568.5066 | 2556.3243 | 2557.4228 | 0 | 16427.9306 | 12655.585
|  | Communications |  | 0 | 0 | 0 | 0 | 0 | 0 | 0 | 0 | 0 | 0 | 0
|  | Non System |  | 0 | 0 | 0 | 0 | 0 | 0 | 0 | 0 | 0 | 0 | 0
|  | Land |  | 0 | 0 | 0 | 0 | 0 | 0 | 0 | 0 | 0 | 0 | 0
|  | Easements |  | 0 | 0 | 0 | 0 | 0 | 0 | 0 | 0 | 0 | 0 | 0
|  | Total incl Overhead - As Incurred $ Mar 2017 |  | 965.2078 | 869.7842 | 1937.3536 | 2442.9818 | 2530.3494 | 2568.5066 | 2556.3243 | 2557.4228 | 0 | 16427.9306 | 12655.585
|  |  | Check | 0 | 0 | 0 | 0 | 0 | 0 | 0 | 0 | 0 | 0 | 0
| As Commissioned Capex | Direct Expenditure (As Commissioned) - $ 2015/16 |  | 878.7768 | 805.1997 | 1764.4902 | 2180 | 2180 | 2180 | 2180 | 2180 | 0 | 14348.4667 | 10900
|  | Labour & Material Escalation - $ 2015/16 |  | 0 | 2.1237 | 11.6941 | 27.6551 | 41.0619 | 54.25 | 68.6575 | 83.5394 | 0 | 288.9817 | 275.1639
|  | Total Direct Expenditure - $ 2015/16 |  | 878.7768 | 807.3234 | 1776.1843 | 2207.6551 | 2221.0619 | 2234.25 | 2248.6575 | 2263.5394 | 0 | 14637.4485 | 11175.1639
|  | Total Direct Expenditure - $ Mar 2017 |  | 893.6433 | 820.9811 | 1806.2326 | 2245.0026 | 2258.6363 | 2272.0475 | 2286.6987 | 2301.8324 | 0 | 14885.0745 | 11364.2175
|  | Total overheads (As Commissioned) |  | 71.5645 | 48.803 | 131.1211 | 197.9792 | 271.7131 | 296.4592 | 269.6256 | 255.5904 | 0 | 1542.8561 | 1291.3675
|  | Total incl Overhead - As commissioned $ Mar 2017 |  | 965.2078 | 869.7842 | 1937.3536 | 2442.9818 | 2530.3494 | 2568.5066 | 2556.3243 | 2557.4228 | 0 | 16427.9306 | 12655.585
|  | Total overheads (As Comm) - Cumulative |  | 71.5645 | 120.3675 | 251.4886 | 449.4678 | 721.181 | 1017.6401 | 1287.2657 | 1542.8561 | 1542.8561
|  | Total real cost escalation (As Comm) - Cumulative |  | 0 | 2.1237 | 13.8178 | 41.4729 | 82.5348 | 136.7848 | 205.4423 | 288.9817 | 288.9817
Expenditure By Asset Class - As Commissioned
| Asset class breakdown | Secondary |  | 0 | 0 | 0 | 0 | 0 | 0 | 0 | 0 | 0 | 0 | 0
| (fully absorbed) | Switchgear |  | 0 | 0 | 0 | 0 | 0 | 0 | 0 | 0 | 0 | 0 | 0
| (as commissioned) | Transformers |  | 0 | 0 | 0 | 0 | 0 | 0 | 0 | 0 | 0 | 0 | 0
|  | Reactive |  | 0 | 0 | 0 | 0 | 0 | 0 | 0 | 0 | 0 | 0 | 0
|  | Lines and towers |  | 0 | 0 | 0 | 0 | 0 | 0 | 0 | 0 | 0 | 0 | 0
|  | Establishment |  | 965.2078 | 869.7842 | 1937.3536 | 2442.9818 | 2530.3494 | 2568.5066 | 2556.3243 | 2557.4228 | 0 | 16427.9306 | 12655.585
|  | Communications |  | 0 | 0 | 0 | 0 | 0 | 0 | 0 | 0 | 0 | 0 | 0
|  | Non System |  | 0 | 0 | 0 | 0 | 0 | 0 | 0 | 0 | 0 | 0 | 0
|  | Land |  | 0 | 0 | 0 | 0 | 0 | 0 | 0 | 0 | 0 | 0 | 0
|  | Easements |  | 0 | 0 | 0 | 0 | 0 | 0 | 0 | 0 | 0 | 0 | 0
|  | Total incl Overhead - As commissioned $ Mar 2017 |  | 965.2078 | 869.7842 | 1937.3536 | 2442.9818 | 2530.3494 | 2568.5066 | 2556.3243 | 2557.4228 | 0 | 16427.9306 | 12655.585
|  |  | Check | 0 | 0 | 0 | 0 | 0 | 0 | 0 | 0 | 0 | 0 | 0
0
| Expenditure splits for RIN |  |  |  | 2015-16 | 2016-17 | 2017-18 | 2018-19 | 2019-20 | 2020-21 | 2021-22 | 2022-23
| Repex Category | Transmission Towers | bar: 2015-16 to 2022-23
Transmission Tower Support Structures | bar: 2015-16 to 2022-23
Conductors | bar: 2015-16 to 2022-23
Transmission Cables | bar: 2015-16 to 2022-23
Substation Switchbays | bar: 2015-16 to 2022-23
Substation Power Transformers | bar: 2015-16 to 2022-23
Substation Reactive Plant | bar: 2015-16 to 2022-23
Scada Network Control And Protection Systems | bar: 2015-16 to 2022-23
|  | Other |  |  | 100% | 100% | 100% | 100% | 100% | 100% | 100% | 100%
|  | Total |  |  | 100% | 100% | 100% | 100% | 100% | 100% | 100% | 100%
| Direct Expenditures | Materials - $ Mar 2017 |  |  | 2015-16 | 2016-17 | 2017-18 | 2018-19 | 2019-20 | 2020-21 | 2021-22 | 2022-23 | Total | 2017-22 Total
| (As Incurred) | Transmission Towers |  |  | 0 | 0 | 0 | 0 | 0 | 0 | 0 | 0 | 0 | 0
|  | Transmission Tower Support Structures |  |  | 0 | 0 | 0 | 0 | 0 | 0 | 0 | 0 | 0 | 0
|  | Conductors |  |  | 0 | 0 | 0 | 0 | 0 | 0 | 0 | 0 | 0 | 0
|  | Transmission Cables |  |  | 0 | 0 | 0 | 0 | 0 | 0 | 0 | 0 | 0 | 0
|  | Substation Switchbays |  |  | 0 | 0 | 0 | 0 | 0 | 0 | 0 | 0 | 0 | 0
|  | Substation Power Transformers |  |  | 0 | 0 | 0 | 0 | 0 | 0 | 0 | 0 | 0 | 0
|  | Substation Reactive Plant |  |  | 0 | 0 | 0 | 0 | 0 | 0 | 0 | 0 | 0 | 0
|  | Scada Network Control And Protection Systems |  |  | 0 | 0 | 0 | 0 | 0 | 0 | 0 | 0 | 0 | 0
|  | Other |  |  | 327.5286 | 717.7363 | 886.7519 | 886.7519 | 886.7519 | 886.7519 | 886.7519 | 0 | 5479.0243 | 4433.7594
|  | Total Materials |  |  | 327.5286 | 717.7363 | 886.7519 | 886.7519 | 886.7519 | 886.7519 | 886.7519 | 0 | 5479.0243 | 4433.7594
|  | Labour (Internal) - $ Mar 2017 |  |  | 2015-16 | 2016-17 | 2017-18 | 2018-19 | 2019-20 | 2020-21 | 2021-22 | 2022-23 | Total | 2017-22 Total
|  | Transmission Towers |  |  | 0 | 0 | 0 | 0 | 0 | 0 | 0 | 0 | 0 | 0
|  | Transmission Tower Support Structures |  |  | 0 | 0 | 0 | 0 | 0 | 0 | 0 | 0 | 0 | 0
|  | Conductors |  |  | 0 | 0 | 0 | 0 | 0 | 0 | 0 | 0 | 0 | 0
|  | Transmission Cables |  |  | 0 | 0 | 0 | 0 | 0 | 0 | 0 | 0 | 0 | 0
|  | Substation Switchbays |  |  | 0 | 0 | 0 | 0 | 0 | 0 | 0 | 0 | 0 | 0
|  | Substation Power Transformers |  |  | 0 | 0 | 0 | 0 | 0 | 0 | 0 | 0 | 0 | 0
|  | Substation Reactive Plant |  |  | 0 | 0 | 0 | 0 | 0 | 0 | 0 | 0 | 0 | 0
|  | Scada Network Control And Protection Systems |  |  | 0 | 0 | 0 | 0 | 0 | 0 | 0 | 0 | 0 | 0
|  | Other |  |  | 82.3632 | 181.6795 | 226.269 | 228.1018 | 229.9894 | 232.0478 | 234.1594 | 0 | 1414.6101 | 1150.5674
|  | Total Internal Labour |  |  | 82.3632 | 181.6795 | 226.269 | 228.1018 | 229.9894 | 232.0478 | 234.1594 | 0 | 1414.6101 | 1150.5674
|  | Labour (External) - $ Mar 2017 |  |  | 2015-16 | 2016-17 | 2017-18 | 2018-19 | 2019-20 | 2020-21 | 2021-22 | 2022-23 | Total | 2017-22 Total
|  | Transmission Towers |  |  | 0 | 0 | 0 | 0 | 0 | 0 | 0 | 0 | 0 | 0
|  | Transmission Tower Support Structures |  |  | 0 | 0 | 0 | 0 | 0 | 0 | 0 | 0 | 0 | 0
|  | Conductors |  |  | 0 | 0 | 0 | 0 | 0 | 0 | 0 | 0 | 0 | 0
|  | Transmission Cables |  |  | 0 | 0 | 0 | 0 | 0 | 0 | 0 | 0 | 0 | 0
|  | Substation Switchbays |  |  | 0 | 0 | 0 | 0 | 0 | 0 | 0 | 0 | 0 | 0
|  | Substation Power Transformers |  |  | 0 | 0 | 0 | 0 | 0 | 0 | 0 | 0 | 0 | 0
|  | Substation Reactive Plant |  |  | 0 | 0 | 0 | 0 | 0 | 0 | 0 | 0 | 0 | 0
|  | Scada Network Control And Protection Systems |  |  | 0 | 0 | 0 | 0 | 0 | 0 | 0 | 0 | 0 | 0
|  | Other |  |  | 411.0893 | 906.8168 | 1131.9817 | 1143.7826 | 1155.3062 | 1167.899 | 1180.9211 | 0 | 7097.7968 | 5779.8907
|  | Total External Labour |  |  | 411.0893 | 906.8168 | 1131.9817 | 1143.7826 | 1155.3062 | 1167.899 | 1180.9211 | 0 | 7097.7968 | 5779.8907
|  | Total Direct - $ Mar 2017 |  |  | 2015-16 | 2016-17 | 2017-18 | 2018-19 | 2019-20 | 2020-21 | 2021-22 | 2022-23 | Total | 2017-22 Total
|  | Transmission Towers |  |  | 0 | 0 | 0 | 0 | 0 | 0 | 0 | 0 | 0 | 0
|  | Transmission Tower Support Structures |  |  | 0 | 0 | 0 | 0 | 0 | 0 | 0 | 0 | 0 | 0
|  | Conductors |  |  | 0 | 0 | 0 | 0 | 0 | 0 | 0 | 0 | 0 | 0
|  | Transmission Cables |  |  | 0 | 0 | 0 | 0 | 0 | 0 | 0 | 0 | 0 | 0
|  | Substation Switchbays |  |  | 0 | 0 | 0 | 0 | 0 | 0 | 0 | 0 | 0 | 0
|  | Substation Power Transformers |  |  | 0 | 0 | 0 | 0 | 0 | 0 | 0 | 0 | 0 | 0
|  | Substation Reactive Plant |  |  | 0 | 0 | 0 | 0 | 0 | 0 | 0 | 0 | 0 | 0
|  | Scada Network Control And Protection Systems |  |  | 0 | 0 | 0 | 0 | 0 | 0 | 0 | 0 | 0 | 0
|  | Other |  |  | 820.9811 | 1806.2326 | 2245.0026 | 2258.6363 | 2272.0475 | 2286.6987 | 2301.8324 | 0 | 13991.4312 | 11364.2175
|  | Total Direct - $ Mar 2017 |  |  | 820.9811 | 1806.2326 | 2245.0026 | 2258.6363 | 2272.0475 | 2286.6987 | 2301.8324 | 0 | 13991.4312 | 11364.2175

## Proj_32
Go To: | Table of Contents
Master Inputs
|  | 0% |  | Business case? | 0
| Project name | Structure fall arrests
| Project category 1 | Network |  |  | Shaded cells = Inputs
| Project category 2 | Security and Compliance
| Regulatory classification | Prescribed
| Overhead Category | Repex_OHD |  | $000's | $000's | $000's | $000's | $000's | $000's | $000's | $000's | $000's | Project | 2017-22
|  |  |  | Prior | 2015-16 | 2016-17 | 2017-18 | 2018-19 | 2019-20 | 2020-21 | 2021-22 | 2022-23 | Total | Total | Check
| Project timing | Direct Expenditure (As incurred) - $ 2015/16 |  | 43.0176 | 613.05 | 182.138 | 6.7309 | 297.5982 | 461.7026 | 0 | 0 | 0 | 1604.2372 | 766.0317 | ok
| (excluding real cost escalators) | Assumed year commissioned (no BC) | bar: 2015-16 to 2022-23
|  | Direct Expenditure (As Commissioned) - $ 2015/16 |  | 0 | 656.0676 | 182.138 | 0 | 304.329 | 461.7026 | 0 | 0 | 0 | 1604.2372 | 766.0317 | ok
| Asset class | Secondary
|  | Switchgear |  | 100% | 100% | 100% | 100% | 100% | 100% | 100% | 100% | 100%
Transformers
Reactive
Lines and towers
Establishment
Communications
Non System
Land
Easements
|  |  | Total | 100% | 100% | 100% | 100% | 100% | 100% | 100% | 100% | 100%
| Input costs % | Labour - internal |  | 10% | 10% | 10% | 10% | 10% | 10% | 10% | 10% | 10%
|  | Labour - external |  | 50% | 50% | 50% | 50% | 50% | 50% | 50% | 50% | 50%
|  | Materials |  | 40% | 40% | 40% | 40% | 40% | 40% | 40% | 40% | 40%
|  |  | Total | 100% | 100% | 100% | 100% | 100% | 100% | 100% | 100% | 100%
Material Escalation
| (By Asset Class) | Secondary |  | 0 | 0 | 0 | 0 | 0 | 0 | 0 | 0 | 0 | 0 | 0
|  | Switchgear |  | 0 | 0 | 0 | 0 | 0 | 0 | 0 | 0 | 0 | 0 | 0
|  | Transformers |  | 0 | 0 | 0 | 0 | 0 | 0 | 0 | 0 | 0 | 0 | 0
|  | Reactive |  | 0 | 0 | 0 | 0 | 0 | 0 | 0 | 0 | 0 | 0 | 0
|  | Lines and towers |  | 0 | 0 | 0 | 0 | 0 | 0 | 0 | 0 | 0 | 0 | 0
|  | Establishment |  | 0 | 0 | 0 | 0 | 0 | 0 | 0 | 0 | 0 | 0 | 0
|  | Communications |  | 0 | 0 | 0 | 0 | 0 | 0 | 0 | 0 | 0 | 0 | 0
|  | Non System |  | 0 | 0 | 0 | 0 | 0 | 0 | 0 | 0 | 0 | 0 | 0
|  | Land |  | 0 | 0 | 0 | 0 | 0 | 0 | 0 | 0 | 0 | 0 | 0
|  | Easements |  | 0 | 0 | 0 | 0 | 0 | 0 | 0 | 0 | 0 | 0 | 0
|  | Total Material escalation |  | 0 | 0 | 0 | 0 | 0 | 0 | 0 | 0 | 0 | 0 | 0
| Labour Escalation | Internal Labour |  | 0 | 0.36017 | 0.22792 | 0.013909 | 0.86101 | 1.7289 | 0 | 0 | 0 | 3.1919 | 2.6038
|  | External Labour |  | 0 | 1.2568 | 0.97919 | 0.071478 | 4.7445 | 9.7607 | 0 | 0 | 0 | 16.8126 | 14.5767
|  | Total Labour Escalation |  | 0 | 1.6169 | 1.2071 | 0.085387 | 5.6055 | 11.4896 | 0 | 0 | 0 | 20.0045 | 17.1805
|  | Total Escalation |  | 0 | 1.6169 | 1.2071 | 0.085387 | 5.6055 | 11.4896 | 0 | 0 | 0 | 20.0045 | 17.1805
|  | Escalation factors |  | 0 | 0.0026375 | 0.0066275 | 0.012686 | 0.018836 | 0.024885 | 0 | 0 | 0 | 0.01247 | 0.022428
| Direct Expenditure (Escalated) | Total labour - internal |  | 4.3745 | 62.7084 | 18.7537 | 0.69862 | 31.1388 | 48.7095 | 0 | 0 | 0 | 166.3836 | 80.547
| (as incurred) | Total labour - external |  | 21.8727 | 312.9886 | 93.6054 | 3.4951 | 156.1411 | 244.6825 | 0 | 0 | 0 | 832.7853 | 404.3187
|  | Total materials |  | 17.4981 | 249.3685 | 74.0877 | 2.7379 | 121.0531 | 187.8054 | 0 | 0 | 0 | 652.5506 | 311.5963
|  | Total Direct - As Incurred $ Mar 2017 |  | 43.7454 | 625.0654 | 186.4468 | 6.9316 | 308.333 | 481.1974 | 0 | 0 | 0 | 1651.7195 | 796.462 | ok
| Capitalised Overheads | Overhead rate (applied to direct expenditure) |  | 8.008% | 5.944% | 7.259% | 8.819% | 12.03% | 13.05% | 11.79% | 11.1% | 11.36%
|  | Total overhead (as incurred) |  | 3.5032 | 37.1569 | 13.5349 | 0.61127 | 37.0924 | 62.7871 | 0 | 0 | 0 | 154.6857 | 100.4908
|  | Total incl Overhead - As Incurred $ Mar 2017 |  | 47.2486 | 662.2223 | 199.9816 | 7.5429 | 345.4254 | 543.9845 | 0 | 0 | 0 | 1806.4052 | 896.9528
|  | Total overheads (As incurred) - Cumulative |  | 3.5032 | 40.6601 | 54.1949 | 54.8062 | 91.8986 | 154.6857 | 154.6857 | 154.6857 | 154.6857
|  | Labour & Material Escalation - Cumulative |  | 0 | 1.6169 | 2.824 | 2.9094 | 8.5149 | 20.0045 | 20.0045 | 20.0045 | 20.0045
Expenditure By Asset Class - As Incurred
| Asset class breakdown | Secondary |  | 0 | 0 | 0 | 0 | 0 | 0 | 0 | 0 | 0 | 0 | 0
| (fully absorbed) | Switchgear |  | 47.2486 | 662.2223 | 199.9816 | 7.5429 | 345.4254 | 543.9845 | 0 | 0 | 0 | 1806.4052 | 896.9528
| (as incurred) | Transformers |  | 0 | 0 | 0 | 0 | 0 | 0 | 0 | 0 | 0 | 0 | 0
|  | Reactive |  | 0 | 0 | 0 | 0 | 0 | 0 | 0 | 0 | 0 | 0 | 0
|  | Lines and towers |  | 0 | 0 | 0 | 0 | 0 | 0 | 0 | 0 | 0 | 0 | 0
|  | Establishment |  | 0 | 0 | 0 | 0 | 0 | 0 | 0 | 0 | 0 | 0 | 0
|  | Communications |  | 0 | 0 | 0 | 0 | 0 | 0 | 0 | 0 | 0 | 0 | 0
|  | Non System |  | 0 | 0 | 0 | 0 | 0 | 0 | 0 | 0 | 0 | 0 | 0
|  | Land |  | 0 | 0 | 0 | 0 | 0 | 0 | 0 | 0 | 0 | 0 | 0
|  | Easements |  | 0 | 0 | 0 | 0 | 0 | 0 | 0 | 0 | 0 | 0 | 0
|  | Total incl Overhead - As Incurred $ Mar 2017 |  | 47.2486 | 662.2223 | 199.9816 | 7.5429 | 345.4254 | 543.9845 | 0 | 0 | 0 | 1806.4052 | 896.9528
|  |  | Check | 0 | 0 | 0 | 0 | 0 | 0 | 0 | 0 | 0 | 0 | 0
| As Commissioned Capex | Direct Expenditure (As Commissioned) - $ 2015/16 |  | 0 | 656.0676 | 182.138 | 0 | 304.329 | 461.7026 | 0 | 0 | 0 | 1604.2372 | 766.0317
|  | Labour & Material Escalation - $ 2015/16 |  | 0 | 1.6169 | 1.2071 | 0 | 5.6909 | 11.4896 | 0 | 0 | 0 | 20.0045 | 17.1805
|  | Total Direct Expenditure - $ 2015/16 |  | 0 | 657.6845 | 183.3451 | 0 | 310.0199 | 473.1922 | 0 | 0 | 0 | 1624.2418 | 783.2122
|  | Total Direct Expenditure - $ Mar 2017 |  | 0 | 668.8108 | 186.4468 | 0 | 315.2646 | 481.1974 | 0 | 0 | 0 | 1651.7195 | 796.462
|  | Total overheads (As Commissioned) |  | 0 | 40.6601 | 13.5349 | 0 | 37.7036 | 62.7871 | 0 | 0 | 0 | 154.6857 | 100.4908
|  | Total incl Overhead - As commissioned $ Mar 2017 |  | 0 | 709.4709 | 199.9816 | 0 | 352.9682 | 543.9845 | 0 | 0 | 0 | 1806.4052 | 896.9528
|  | Total overheads (As Comm) - Cumulative |  | 0 | 40.6601 | 54.1949 | 54.1949 | 91.8986 | 154.6857 | 154.6857 | 154.6857 | 154.6857
|  | Total real cost escalation (As Comm) - Cumulative |  | 0 | 1.6169 | 2.824 | 2.824 | 8.5149 | 20.0045 | 20.0045 | 20.0045 | 20.0045
Expenditure By Asset Class - As Commissioned
| Asset class breakdown | Secondary |  | 0 | 0 | 0 | 0 | 0 | 0 | 0 | 0 | 0 | 0 | 0
| (fully absorbed) | Switchgear |  | 0 | 709.4709 | 199.9816 | 0 | 352.9682 | 543.9845 | 0 | 0 | 0 | 1806.4052 | 896.9528
| (as commissioned) | Transformers |  | 0 | 0 | 0 | 0 | 0 | 0 | 0 | 0 | 0 | 0 | 0
|  | Reactive |  | 0 | 0 | 0 | 0 | 0 | 0 | 0 | 0 | 0 | 0 | 0
|  | Lines and towers |  | 0 | 0 | 0 | 0 | 0 | 0 | 0 | 0 | 0 | 0 | 0
|  | Establishment |  | 0 | 0 | 0 | 0 | 0 | 0 | 0 | 0 | 0 | 0 | 0
|  | Communications |  | 0 | 0 | 0 | 0 | 0 | 0 | 0 | 0 | 0 | 0 | 0
|  | Non System |  | 0 | 0 | 0 | 0 | 0 | 0 | 0 | 0 | 0 | 0 | 0
|  | Land |  | 0 | 0 | 0 | 0 | 0 | 0 | 0 | 0 | 0 | 0 | 0
|  | Easements |  | 0 | 0 | 0 | 0 | 0 | 0 | 0 | 0 | 0 | 0 | 0
|  | Total incl Overhead - As commissioned $ Mar 2017 |  | 0 | 709.4709 | 199.9816 | 0 | 352.9682 | 543.9845 | 0 | 0 | 0 | 1806.4052 | 896.9528
|  |  | Check | 0 | 0 | 0 | 0 | 0 | 0 | 0 | 0 | 0 | 0 | 0
0
| Expenditure splits for RIN |  |  |  | 2015-16 | 2016-17 | 2017-18 | 2018-19 | 2019-20 | 2020-21 | 2021-22 | 2022-23
| Repex Category | Transmission Towers | bar: 2015-16 to 2022-23
Transmission Tower Support Structures | bar: 2015-16 to 2022-23
Conductors | bar: 2015-16 to 2022-23
Transmission Cables | bar: 2015-16 to 2022-23
Substation Switchbays | bar: 2015-16 to 2022-23
Substation Power Transformers | bar: 2015-16 to 2022-23
Substation Reactive Plant | bar: 2015-16 to 2022-23
Scada Network Control And Protection Systems | bar: 2015-16 to 2022-23
|  | Other |  |  | 100% | 100% | 100% | 100% | 100% | 100% | 100% | 100%
|  | Total |  |  | 100% | 100% | 100% | 100% | 100% | 100% | 100% | 100%
| Direct Expenditures | Materials - $ Mar 2017 |  |  | 2015-16 | 2016-17 | 2017-18 | 2018-19 | 2019-20 | 2020-21 | 2021-22 | 2022-23 | Total | 2017-22 Total
| (As Incurred) | Transmission Towers |  |  | 0 | 0 | 0 | 0 | 0 | 0 | 0 | 0 | 0 | 0
|  | Transmission Tower Support Structures |  |  | 0 | 0 | 0 | 0 | 0 | 0 | 0 | 0 | 0 | 0
|  | Conductors |  |  | 0 | 0 | 0 | 0 | 0 | 0 | 0 | 0 | 0 | 0
|  | Transmission Cables |  |  | 0 | 0 | 0 | 0 | 0 | 0 | 0 | 0 | 0 | 0
|  | Substation Switchbays |  |  | 0 | 0 | 0 | 0 | 0 | 0 | 0 | 0 | 0 | 0
|  | Substation Power Transformers |  |  | 0 | 0 | 0 | 0 | 0 | 0 | 0 | 0 | 0 | 0
|  | Substation Reactive Plant |  |  | 0 | 0 | 0 | 0 | 0 | 0 | 0 | 0 | 0 | 0
|  | Scada Network Control And Protection Systems |  |  | 0 | 0 | 0 | 0 | 0 | 0 | 0 | 0 | 0 | 0
|  | Other |  |  | 249.3685 | 74.0877 | 2.7379 | 121.0531 | 187.8054 | 0 | 0 | 0 | 635.0525 | 311.5963
|  | Total Materials |  |  | 249.3685 | 74.0877 | 2.7379 | 121.0531 | 187.8054 | 0 | 0 | 0 | 635.0525 | 311.5963
|  | Labour (Internal) - $ Mar 2017 |  |  | 2015-16 | 2016-17 | 2017-18 | 2018-19 | 2019-20 | 2020-21 | 2021-22 | 2022-23 | Total | 2017-22 Total
|  | Transmission Towers |  |  | 0 | 0 | 0 | 0 | 0 | 0 | 0 | 0 | 0 | 0
|  | Transmission Tower Support Structures |  |  | 0 | 0 | 0 | 0 | 0 | 0 | 0 | 0 | 0 | 0
|  | Conductors |  |  | 0 | 0 | 0 | 0 | 0 | 0 | 0 | 0 | 0 | 0
|  | Transmission Cables |  |  | 0 | 0 | 0 | 0 | 0 | 0 | 0 | 0 | 0 | 0
|  | Substation Switchbays |  |  | 0 | 0 | 0 | 0 | 0 | 0 | 0 | 0 | 0 | 0
|  | Substation Power Transformers |  |  | 0 | 0 | 0 | 0 | 0 | 0 | 0 | 0 | 0 | 0
|  | Substation Reactive Plant |  |  | 0 | 0 | 0 | 0 | 0 | 0 | 0 | 0 | 0 | 0
|  | Scada Network Control And Protection Systems |  |  | 0 | 0 | 0 | 0 | 0 | 0 | 0 | 0 | 0 | 0
|  | Other |  |  | 62.7084 | 18.7537 | 0.69862 | 31.1388 | 48.7095 | 0 | 0 | 0 | 162.009 | 80.547
|  | Total Internal Labour |  |  | 62.7084 | 18.7537 | 0.69862 | 31.1388 | 48.7095 | 0 | 0 | 0 | 162.009 | 80.547
|  | Labour (External) - $ Mar 2017 |  |  | 2015-16 | 2016-17 | 2017-18 | 2018-19 | 2019-20 | 2020-21 | 2021-22 | 2022-23 | Total | 2017-22 Total
|  | Transmission Towers |  |  | 0 | 0 | 0 | 0 | 0 | 0 | 0 | 0 | 0 | 0
|  | Transmission Tower Support Structures |  |  | 0 | 0 | 0 | 0 | 0 | 0 | 0 | 0 | 0 | 0
|  | Conductors |  |  | 0 | 0 | 0 | 0 | 0 | 0 | 0 | 0 | 0 | 0
|  | Transmission Cables |  |  | 0 | 0 | 0 | 0 | 0 | 0 | 0 | 0 | 0 | 0
|  | Substation Switchbays |  |  | 0 | 0 | 0 | 0 | 0 | 0 | 0 | 0 | 0 | 0
|  | Substation Power Transformers |  |  | 0 | 0 | 0 | 0 | 0 | 0 | 0 | 0 | 0 | 0
|  | Substation Reactive Plant |  |  | 0 | 0 | 0 | 0 | 0 | 0 | 0 | 0 | 0 | 0
|  | Scada Network Control And Protection Systems |  |  | 0 | 0 | 0 | 0 | 0 | 0 | 0 | 0 | 0 | 0
|  | Other |  |  | 312.9886 | 93.6054 | 3.4951 | 156.1411 | 244.6825 | 0 | 0 | 0 | 810.9126 | 404.3187
|  | Total External Labour |  |  | 312.9886 | 93.6054 | 3.4951 | 156.1411 | 244.6825 | 0 | 0 | 0 | 810.9126 | 404.3187
|  | Total Direct - $ Mar 2017 |  |  | 2015-16 | 2016-17 | 2017-18 | 2018-19 | 2019-20 | 2020-21 | 2021-22 | 2022-23 | Total | 2017-22 Total
|  | Transmission Towers |  |  | 0 | 0 | 0 | 0 | 0 | 0 | 0 | 0 | 0 | 0
|  | Transmission Tower Support Structures |  |  | 0 | 0 | 0 | 0 | 0 | 0 | 0 | 0 | 0 | 0
|  | Conductors |  |  | 0 | 0 | 0 | 0 | 0 | 0 | 0 | 0 | 0 | 0
|  | Transmission Cables |  |  | 0 | 0 | 0 | 0 | 0 | 0 | 0 | 0 | 0 | 0
|  | Substation Switchbays |  |  | 0 | 0 | 0 | 0 | 0 | 0 | 0 | 0 | 0 | 0
|  | Substation Power Transformers |  |  | 0 | 0 | 0 | 0 | 0 | 0 | 0 | 0 | 0 | 0
|  | Substation Reactive Plant |  |  | 0 | 0 | 0 | 0 | 0 | 0 | 0 | 0 | 0 | 0
|  | Scada Network Control And Protection Systems |  |  | 0 | 0 | 0 | 0 | 0 | 0 | 0 | 0 | 0 | 0
|  | Other |  |  | 625.0654 | 186.4468 | 6.9316 | 308.333 | 481.1974 | 0 | 0 | 0 | 1607.9742 | 796.462
|  | Total Direct - $ Mar 2017 |  |  | 625.0654 | 186.4468 | 6.9316 | 308.333 | 481.1974 | 0 | 0 | 0 | 1607.9742 | 796.462

## Proj_33
Go To: | Table of Contents
Master Inputs
|  | 0% |  | Business case? | 0
| Project name | Earth wires (incl. OPGW)
| Project category 1 | Network |  |  | Shaded cells = Inputs
| Project category 2 | Replacement - Other
| Regulatory classification | Prescribed
| Overhead Category | Repex_OHD |  | $000's | $000's | $000's | $000's | $000's | $000's | $000's | $000's | $000's | Project | 2017-22
|  |  |  | Prior | 2015-16 | 2016-17 | 2017-18 | 2018-19 | 2019-20 | 2020-21 | 2021-22 | 2022-23 | Total | Total | Check
| Project timing | Direct Expenditure (As incurred) - $ 2015/16 |  | 3075.3117 | 164.7 | 0 | 3315.344 | 3315.344 | 3315.344 | 3315.344 | 3315.344 | 0 | 19816.7317 | 16576.72 | ok
| (excluding real cost escalators) | Assumed year commissioned (no BC) |  | x | bar: 2015-16 to 2022-23
|  | Direct Expenditure (As Commissioned) - $ 2015/16 |  | 3075.3117 | 164.7 | 0 | 3315.344 | 3315.344 | 3315.344 | 3315.344 | 3315.344 | 0 | 19816.7317 | 16576.72 | ok
| Asset class | Secondary
Switchgear
Transformers
Reactive
|  | Lines and towers |  | 100% | 100% | 100% | 100% | 100% | 100% | 100% | 100% | 100%
Establishment
Communications
Non System
Land
Easements
|  |  | Total | 100% | 100% | 100% | 100% | 100% | 100% | 100% | 100% | 100%
| Input costs % | Labour - internal |  | 10% | 10% | 10% | 10% | 10% | 10% | 10% | 10% | 10%
|  | Labour - external |  | 50% | 50% | 50% | 50% | 50% | 50% | 50% | 50% | 50%
|  | Materials |  | 40% | 40% | 40% | 40% | 40% | 40% | 40% | 40% | 40%
|  |  | Total | 100% | 100% | 100% | 100% | 100% | 100% | 100% | 100% | 100%
Material Escalation
| (By Asset Class) | Secondary |  | 0 | 0 | 0 | 0 | 0 | 0 | 0 | 0 | 0 | 0 | 0
|  | Switchgear |  | 0 | 0 | 0 | 0 | 0 | 0 | 0 | 0 | 0 | 0 | 0
|  | Transformers |  | 0 | 0 | 0 | 0 | 0 | 0 | 0 | 0 | 0 | 0 | 0
|  | Reactive |  | 0 | 0 | 0 | 0 | 0 | 0 | 0 | 0 | 0 | 0 | 0
|  | Lines and towers |  | 0 | 0 | 0 | 0 | 0 | 0 | 0 | 0 | 0 | 0 | 0
|  | Establishment |  | 0 | 0 | 0 | 0 | 0 | 0 | 0 | 0 | 0 | 0 | 0
|  | Communications |  | 0 | 0 | 0 | 0 | 0 | 0 | 0 | 0 | 0 | 0 | 0
|  | Non System |  | 0 | 0 | 0 | 0 | 0 | 0 | 0 | 0 | 0 | 0 | 0
|  | Land |  | 0 | 0 | 0 | 0 | 0 | 0 | 0 | 0 | 0 | 0 | 0
|  | Easements |  | 0 | 0 | 0 | 0 | 0 | 0 | 0 | 0 | 0 | 0 | 0
|  | Total Material escalation |  | 0 | 0 | 0 | 0 | 0 | 0 | 0 | 0 | 0 | 0 | 0
| Labour Escalation | Internal Labour |  | 0 | 0.096761 | 0 | 6.851 | 9.5919 | 12.4147 | 15.4931 | 18.651 | 0 | 63.0985 | 63.0018
|  | External Labour |  | 0 | 0.33763 | 0 | 35.2068 | 52.8551 | 70.0886 | 88.9212 | 108.3958 | 0 | 355.8052 | 355.4676
|  | Total Labour Escalation |  | 0 | 0.4344 | 0 | 42.0578 | 62.447 | 82.5034 | 104.4143 | 127.0468 | 0 | 418.9037 | 418.4693
|  | Total Escalation |  | 0 | 0.4344 | 0 | 42.0578 | 62.447 | 82.5034 | 104.4143 | 127.0468 | 0 | 418.9037 | 418.4693
|  | Escalation factors |  | 0 | 0.0026375 | 0 | 0.012686 | 0.018836 | 0.024885 | 0.031494 | 0.038321 | 0 | 0.021139 | 0.025244
| Direct Expenditure (Escalated) | Total labour - internal |  | 312.7338 | 16.847 | 0 | 344.11 | 346.8973 | 349.7678 | 352.8982 | 356.1096 | 0 | 2079.3637 | 1749.7829
| (as incurred) | Total labour - external |  | 1563.6688 | 84.0865 | 0 | 1721.5178 | 1739.4646 | 1756.9897 | 1776.1409 | 1795.9448 | 0 | 10437.813 | 8790.0577
|  | Total materials |  | 1250.9351 | 66.9945 | 0 | 1348.5723 | 1348.5723 | 1348.5723 | 1348.5723 | 1348.5723 | 0 | 8060.7909 | 6742.8613
|  | Total Direct - As Incurred $ Mar 2017 |  | 3127.3377 | 167.928 | 0 | 3414.2 | 3434.9341 | 3455.3298 | 3477.6114 | 3500.6267 | 0 | 20577.9676 | 17282.7019 | ok
| Capitalised Overheads | Overhead rate (applied to direct expenditure) |  | 8.008% | 5.944% | 7.259% | 8.819% | 12.03% | 13.05% | 11.79% | 11.1% | 11.36%
|  | Total overhead (as incurred) |  | 250.4426 | 9.9824 | 0 | 301.0868 | 413.2213 | 450.8551 | 410.0466 | 388.7019 | 0 | 2224.3367 | 1963.9117
|  | Total incl Overhead - As Incurred $ Mar 2017 |  | 3377.7802 | 177.9105 | 0 | 3715.2868 | 3848.1554 | 3906.1849 | 3887.6579 | 3889.3286 | 0 | 22802.3043 | 19246.6136
|  | Total overheads (As incurred) - Cumulative |  | 250.4426 | 260.425 | 260.425 | 561.5118 | 974.7331 | 1425.5882 | 1835.6348 | 2224.3367 | 2224.3367
|  | Labour & Material Escalation - Cumulative |  | 0 | 0.4344 | 0.4344 | 42.4922 | 104.9392 | 187.4426 | 291.8569 | 418.9037 | 418.9037
Expenditure By Asset Class - As Incurred
| Asset class breakdown | Secondary |  | 0 | 0 | 0 | 0 | 0 | 0 | 0 | 0 | 0 | 0 | 0
| (fully absorbed) | Switchgear |  | 0 | 0 | 0 | 0 | 0 | 0 | 0 | 0 | 0 | 0 | 0
| (as incurred) | Transformers |  | 0 | 0 | 0 | 0 | 0 | 0 | 0 | 0 | 0 | 0 | 0
|  | Reactive |  | 0 | 0 | 0 | 0 | 0 | 0 | 0 | 0 | 0 | 0 | 0
|  | Lines and towers |  | 3377.7802 | 177.9105 | 0 | 3715.2868 | 3848.1554 | 3906.1849 | 3887.6579 | 3889.3286 | 0 | 22802.3043 | 19246.6136
|  | Establishment |  | 0 | 0 | 0 | 0 | 0 | 0 | 0 | 0 | 0 | 0 | 0
|  | Communications |  | 0 | 0 | 0 | 0 | 0 | 0 | 0 | 0 | 0 | 0 | 0
|  | Non System |  | 0 | 0 | 0 | 0 | 0 | 0 | 0 | 0 | 0 | 0 | 0
|  | Land |  | 0 | 0 | 0 | 0 | 0 | 0 | 0 | 0 | 0 | 0 | 0
|  | Easements |  | 0 | 0 | 0 | 0 | 0 | 0 | 0 | 0 | 0 | 0 | 0
|  | Total incl Overhead - As Incurred $ Mar 2017 |  | 3377.7802 | 177.9105 | 0 | 3715.2868 | 3848.1554 | 3906.1849 | 3887.6579 | 3889.3286 | 0 | 22802.3043 | 19246.6136
|  |  | Check | 0 | 0 | 0 | 0 | 0 | 0 | 0 | 0 | 0 | 0 | 0
| As Commissioned Capex | Direct Expenditure (As Commissioned) - $ 2015/16 |  | 3075.3117 | 164.7 | 0 | 3315.344 | 3315.344 | 3315.344 | 3315.344 | 3315.344 | 0 | 19816.7317 | 16576.72
|  | Labour & Material Escalation - $ 2015/16 |  | 0 | 0.4344 | 0 | 42.0578 | 62.447 | 82.5034 | 104.4143 | 127.0468 | 0 | 418.9037 | 418.4693
|  | Total Direct Expenditure - $ 2015/16 |  | 3075.3117 | 165.1344 | 0 | 3357.4018 | 3377.791 | 3397.8474 | 3419.7583 | 3442.3908 | 0 | 20235.6354 | 16995.1893
|  | Total Direct Expenditure - $ Mar 2017 |  | 3127.3377 | 167.928 | 0 | 3414.2 | 3434.9341 | 3455.3298 | 3477.6114 | 3500.6267 | 0 | 20577.9676 | 17282.7019
|  | Total overheads (As Commissioned) |  | 250.4426 | 9.9824 | 0 | 301.0868 | 413.2213 | 450.8551 | 410.0466 | 388.7019 | 0 | 2224.3367 | 1963.9117
|  | Total incl Overhead - As commissioned $ Mar 2017 |  | 3377.7802 | 177.9105 | 0 | 3715.2868 | 3848.1554 | 3906.1849 | 3887.6579 | 3889.3286 | 0 | 22802.3043 | 19246.6136
|  | Total overheads (As Comm) - Cumulative |  | 250.4426 | 260.425 | 260.425 | 561.5118 | 974.7331 | 1425.5882 | 1835.6348 | 2224.3367 | 2224.3367
|  | Total real cost escalation (As Comm) - Cumulative |  | 0 | 0.4344 | 0.4344 | 42.4922 | 104.9392 | 187.4426 | 291.8569 | 418.9037 | 418.9037
Expenditure By Asset Class - As Commissioned
| Asset class breakdown | Secondary |  | 0 | 0 | 0 | 0 | 0 | 0 | 0 | 0 | 0 | 0 | 0
| (fully absorbed) | Switchgear |  | 0 | 0 | 0 | 0 | 0 | 0 | 0 | 0 | 0 | 0 | 0
| (as commissioned) | Transformers |  | 0 | 0 | 0 | 0 | 0 | 0 | 0 | 0 | 0 | 0 | 0
|  | Reactive |  | 0 | 0 | 0 | 0 | 0 | 0 | 0 | 0 | 0 | 0 | 0
|  | Lines and towers |  | 3377.7802 | 177.9105 | 0 | 3715.2868 | 3848.1554 | 3906.1849 | 3887.6579 | 3889.3286 | 0 | 22802.3043 | 19246.6136
|  | Establishment |  | 0 | 0 | 0 | 0 | 0 | 0 | 0 | 0 | 0 | 0 | 0
|  | Communications |  | 0 | 0 | 0 | 0 | 0 | 0 | 0 | 0 | 0 | 0 | 0
|  | Non System |  | 0 | 0 | 0 | 0 | 0 | 0 | 0 | 0 | 0 | 0 | 0
|  | Land |  | 0 | 0 | 0 | 0 | 0 | 0 | 0 | 0 | 0 | 0 | 0
|  | Easements |  | 0 | 0 | 0 | 0 | 0 | 0 | 0 | 0 | 0 | 0 | 0
|  | Total incl Overhead - As commissioned $ Mar 2017 |  | 3377.7802 | 177.9105 | 0 | 3715.2868 | 3848.1554 | 3906.1849 | 3887.6579 | 3889.3286 | 0 | 22802.3043 | 19246.6136
|  |  | Check | 0 | 0 | 0 | 0 | 0 | 0 | 0 | 0 | 0 | 0 | 0
0
| Expenditure splits for RIN |  |  |  | 2015-16 | 2016-17 | 2017-18 | 2018-19 | 2019-20 | 2020-21 | 2021-22 | 2022-23
| Repex Category | Transmission Towers | bar: 2015-16 to 2022-23
Transmission Tower Support Structures | bar: 2015-16 to 2022-23
Conductors | bar: 2015-16 to 2022-23
Transmission Cables | bar: 2015-16 to 2022-23
Substation Switchbays | bar: 2015-16 to 2022-23
Substation Power Transformers | bar: 2015-16 to 2022-23
Substation Reactive Plant | bar: 2015-16 to 2022-23
Scada Network Control And Protection Systems | bar: 2015-16 to 2022-23
|  | Other |  |  | 100% | 100% | 100% | 100% | 100% | 100% | 100% | 100%
|  | Total |  |  | 100% | 100% | 100% | 100% | 100% | 100% | 100% | 100%
| Direct Expenditures | Materials - $ Mar 2017 |  |  | 2015-16 | 2016-17 | 2017-18 | 2018-19 | 2019-20 | 2020-21 | 2021-22 | 2022-23 | Total | 2017-22 Total
| (As Incurred) | Transmission Towers |  |  | 0 | 0 | 0 | 0 | 0 | 0 | 0 | 0 | 0 | 0
|  | Transmission Tower Support Structures |  |  | 0 | 0 | 0 | 0 | 0 | 0 | 0 | 0 | 0 | 0
|  | Conductors |  |  | 0 | 0 | 0 | 0 | 0 | 0 | 0 | 0 | 0 | 0
|  | Transmission Cables |  |  | 0 | 0 | 0 | 0 | 0 | 0 | 0 | 0 | 0 | 0
|  | Substation Switchbays |  |  | 0 | 0 | 0 | 0 | 0 | 0 | 0 | 0 | 0 | 0
|  | Substation Power Transformers |  |  | 0 | 0 | 0 | 0 | 0 | 0 | 0 | 0 | 0 | 0
|  | Substation Reactive Plant |  |  | 0 | 0 | 0 | 0 | 0 | 0 | 0 | 0 | 0 | 0
|  | Scada Network Control And Protection Systems |  |  | 0 | 0 | 0 | 0 | 0 | 0 | 0 | 0 | 0 | 0
|  | Other |  |  | 66.9945 | 0 | 1348.5723 | 1348.5723 | 1348.5723 | 1348.5723 | 1348.5723 | 0 | 6809.8558 | 6742.8613
|  | Total Materials |  |  | 66.9945 | 0 | 1348.5723 | 1348.5723 | 1348.5723 | 1348.5723 | 1348.5723 | 0 | 6809.8558 | 6742.8613
|  | Labour (Internal) - $ Mar 2017 |  |  | 2015-16 | 2016-17 | 2017-18 | 2018-19 | 2019-20 | 2020-21 | 2021-22 | 2022-23 | Total | 2017-22 Total
|  | Transmission Towers |  |  | 0 | 0 | 0 | 0 | 0 | 0 | 0 | 0 | 0 | 0
|  | Transmission Tower Support Structures |  |  | 0 | 0 | 0 | 0 | 0 | 0 | 0 | 0 | 0 | 0
|  | Conductors |  |  | 0 | 0 | 0 | 0 | 0 | 0 | 0 | 0 | 0 | 0
|  | Transmission Cables |  |  | 0 | 0 | 0 | 0 | 0 | 0 | 0 | 0 | 0 | 0
|  | Substation Switchbays |  |  | 0 | 0 | 0 | 0 | 0 | 0 | 0 | 0 | 0 | 0
|  | Substation Power Transformers |  |  | 0 | 0 | 0 | 0 | 0 | 0 | 0 | 0 | 0 | 0
|  | Substation Reactive Plant |  |  | 0 | 0 | 0 | 0 | 0 | 0 | 0 | 0 | 0 | 0
|  | Scada Network Control And Protection Systems |  |  | 0 | 0 | 0 | 0 | 0 | 0 | 0 | 0 | 0 | 0
|  | Other |  |  | 16.847 | 0 | 344.11 | 346.8973 | 349.7678 | 352.8982 | 356.1096 | 0 | 1766.6299 | 1749.7829
|  | Total Internal Labour |  |  | 16.847 | 0 | 344.11 | 346.8973 | 349.7678 | 352.8982 | 356.1096 | 0 | 1766.6299 | 1749.7829
|  | Labour (External) - $ Mar 2017 |  |  | 2015-16 | 2016-17 | 2017-18 | 2018-19 | 2019-20 | 2020-21 | 2021-22 | 2022-23 | Total | 2017-22 Total
|  | Transmission Towers |  |  | 0 | 0 | 0 | 0 | 0 | 0 | 0 | 0 | 0 | 0
|  | Transmission Tower Support Structures |  |  | 0 | 0 | 0 | 0 | 0 | 0 | 0 | 0 | 0 | 0
|  | Conductors |  |  | 0 | 0 | 0 | 0 | 0 | 0 | 0 | 0 | 0 | 0
|  | Transmission Cables |  |  | 0 | 0 | 0 | 0 | 0 | 0 | 0 | 0 | 0 | 0
|  | Substation Switchbays |  |  | 0 | 0 | 0 | 0 | 0 | 0 | 0 | 0 | 0 | 0
|  | Substation Power Transformers |  |  | 0 | 0 | 0 | 0 | 0 | 0 | 0 | 0 | 0 | 0
|  | Substation Reactive Plant |  |  | 0 | 0 | 0 | 0 | 0 | 0 | 0 | 0 | 0 | 0
|  | Scada Network Control And Protection Systems |  |  | 0 | 0 | 0 | 0 | 0 | 0 | 0 | 0 | 0 | 0
|  | Other |  |  | 84.0865 | 0 | 1721.5178 | 1739.4646 | 1756.9897 | 1776.1409 | 1795.9448 | 0 | 8874.1442 | 8790.0577
|  | Total External Labour |  |  | 84.0865 | 0 | 1721.5178 | 1739.4646 | 1756.9897 | 1776.1409 | 1795.9448 | 0 | 8874.1442 | 8790.0577
|  | Total Direct - $ Mar 2017 |  |  | 2015-16 | 2016-17 | 2017-18 | 2018-19 | 2019-20 | 2020-21 | 2021-22 | 2022-23 | Total | 2017-22 Total
|  | Transmission Towers |  |  | 0 | 0 | 0 | 0 | 0 | 0 | 0 | 0 | 0 | 0
|  | Transmission Tower Support Structures |  |  | 0 | 0 | 0 | 0 | 0 | 0 | 0 | 0 | 0 | 0
|  | Conductors |  |  | 0 | 0 | 0 | 0 | 0 | 0 | 0 | 0 | 0 | 0
|  | Transmission Cables |  |  | 0 | 0 | 0 | 0 | 0 | 0 | 0 | 0 | 0 | 0
|  | Substation Switchbays |  |  | 0 | 0 | 0 | 0 | 0 | 0 | 0 | 0 | 0 | 0
|  | Substation Power Transformers |  |  | 0 | 0 | 0 | 0 | 0 | 0 | 0 | 0 | 0 | 0
|  | Substation Reactive Plant |  |  | 0 | 0 | 0 | 0 | 0 | 0 | 0 | 0 | 0 | 0
|  | Scada Network Control And Protection Systems |  |  | 0 | 0 | 0 | 0 | 0 | 0 | 0 | 0 | 0 | 0
|  | Other |  |  | 167.928 | 0 | 3414.2 | 3434.9341 | 3455.3298 | 3477.6114 | 3500.6267 | 0 | 17450.6299 | 17282.7019
|  | Total Direct - $ Mar 2017 |  |  | 167.928 | 0 | 3414.2 | 3434.9341 | 3455.3298 | 3477.6114 | 3500.6267 | 0 | 17450.6299 | 17282.7019

## Proj_34
Go To: | Table of Contents
Master Inputs
|  | 0% |  | Business case? | 0
| Project name | Conductor
| Project category 1 | Network |  |  | Shaded cells = Inputs
| Project category 2 | Replacement - Other
| Regulatory classification | Prescribed
| Overhead Category | Repex_OHD |  | $000's | $000's | $000's | $000's | $000's | $000's | $000's | $000's | $000's | Project | 2017-22
|  |  |  | Prior | 2015-16 | 2016-17 | 2017-18 | 2018-19 | 2019-20 | 2020-21 | 2021-22 | 2022-23 | Total | Total | Check
| Project timing | Direct Expenditure (As incurred) - $ 2015/16 |  | 678.5432 | 8014.485 | 409.8104 | 0 | 0 | 0 | 0 | 0 | 0 | 9102.8386 | 0 | ok
| (excluding real cost escalators) | Assumed year commissioned (no BC) |  | x | bar: 2015-16 to 2022-23
|  | Direct Expenditure (As Commissioned) - $ 2015/16 |  | 678.5432 | 8014.485 | 409.8104 | 0 | 0 | 0 | 0 | 0 | 0 | 9102.8386 | 0 | ok
| Asset class | Secondary
Switchgear
Transformers
Reactive
|  | Lines and towers |  | 100% | 100% | 100% | 100% | 100% | 100% | 100% | 100% | 100%
Establishment
Communications
Non System
Land
Easements
|  |  | Total | 100% | 100% | 100% | 100% | 100% | 100% | 100% | 100% | 100%
| Input costs % | Labour - internal |  | 10% | 10% | 10% | 10% | 10% | 10% | 10% | 10% | 10%
|  | Labour - external |  | 50% | 50% | 50% | 50% | 50% | 50% | 50% | 50% | 50%
|  | Materials |  | 40% | 40% | 40% | 40% | 40% | 40% | 40% | 40% | 40%
|  |  | Total | 100% | 100% | 100% | 100% | 100% | 100% | 100% | 100% | 100%
Material Escalation
| (By Asset Class) | Secondary |  | 0 | 0 | 0 | 0 | 0 | 0 | 0 | 0 | 0 | 0 | 0
|  | Switchgear |  | 0 | 0 | 0 | 0 | 0 | 0 | 0 | 0 | 0 | 0 | 0
|  | Transformers |  | 0 | 0 | 0 | 0 | 0 | 0 | 0 | 0 | 0 | 0 | 0
|  | Reactive |  | 0 | 0 | 0 | 0 | 0 | 0 | 0 | 0 | 0 | 0 | 0
|  | Lines and towers |  | 0 | 0 | 0 | 0 | 0 | 0 | 0 | 0 | 0 | 0 | 0
|  | Establishment |  | 0 | 0 | 0 | 0 | 0 | 0 | 0 | 0 | 0 | 0 | 0
|  | Communications |  | 0 | 0 | 0 | 0 | 0 | 0 | 0 | 0 | 0 | 0 | 0
|  | Non System |  | 0 | 0 | 0 | 0 | 0 | 0 | 0 | 0 | 0 | 0 | 0
|  | Land |  | 0 | 0 | 0 | 0 | 0 | 0 | 0 | 0 | 0 | 0 | 0
|  | Easements |  | 0 | 0 | 0 | 0 | 0 | 0 | 0 | 0 | 0 | 0 | 0
|  | Total Material escalation |  | 0 | 0 | 0 | 0 | 0 | 0 | 0 | 0 | 0 | 0 | 0
| Labour Escalation | Internal Labour |  | 0 | 4.7085 | 0.51283 | 0 | 0 | 0 | 0 | 0 | 0 | 5.2213 | 0
|  | External Labour |  | 0 | 16.4297 | 2.2032 | 0 | 0 | 0 | 0 | 0 | 0 | 18.6329 | 0
|  | Total Labour Escalation |  | 0 | 21.1382 | 2.716 | 0 | 0 | 0 | 0 | 0 | 0 | 23.8542 | 0
|  | Total Escalation |  | 0 | 21.1382 | 2.716 | 0 | 0 | 0 | 0 | 0 | 0 | 23.8542 | 0
|  | Escalation factors |  | 0 | 0.0026375 | 0.0066275 | 0 | 0 | 0 | 0 | 0 | 0 | 0.0026205 | 0
| Direct Expenditure (Escalated) | Total labour - internal |  | 69.0022 | 819.795 | 42.1958 | 0 | 0 | 0 | 0 | 0 | 0 | 930.9931 | 0
| (as incurred) | Total labour - external |  | 345.0111 | 4091.7418 | 210.6121 | 0 | 0 | 0 | 0 | 0 | 0 | 4647.3651 | 0
|  | Total materials |  | 276.0089 | 3260.0274 | 166.6973 | 0 | 0 | 0 | 0 | 0 | 0 | 3702.7336 | 0
|  | Total Direct - As Incurred $ Mar 2017 |  | 690.0223 | 8171.5642 | 419.5052 | 0 | 0 | 0 | 0 | 0 | 0 | 9281.0917 | 0 | ok
| Capitalised Overheads | Overhead rate (applied to direct expenditure) |  | 8.008% | 5.944% | 7.259% | 8.819% | 12.03% | 13.05% | 11.79% | 11.1% | 11.36%
|  | Total overhead (as incurred) |  | 55.2582 | 485.7569 | 30.4534 | 0 | 0 | 0 | 0 | 0 | 0 | 571.4685 | 0
|  | Total incl Overhead - As Incurred $ Mar 2017 |  | 745.2804 | 8657.3211 | 449.9587 | 0 | 0 | 0 | 0 | 0 | 0 | 9852.5602 | 0
|  | Total overheads (As incurred) - Cumulative |  | 55.2582 | 541.015 | 571.4685 | 571.4685 | 571.4685 | 571.4685 | 571.4685 | 571.4685 | 571.4685
|  | Labour & Material Escalation - Cumulative |  | 0 | 21.1382 | 23.8542 | 23.8542 | 23.8542 | 23.8542 | 23.8542 | 23.8542 | 23.8542
Expenditure By Asset Class - As Incurred
| Asset class breakdown | Secondary |  | 0 | 0 | 0 | 0 | 0 | 0 | 0 | 0 | 0 | 0 | 0
| (fully absorbed) | Switchgear |  | 0 | 0 | 0 | 0 | 0 | 0 | 0 | 0 | 0 | 0 | 0
| (as incurred) | Transformers |  | 0 | 0 | 0 | 0 | 0 | 0 | 0 | 0 | 0 | 0 | 0
|  | Reactive |  | 0 | 0 | 0 | 0 | 0 | 0 | 0 | 0 | 0 | 0 | 0
|  | Lines and towers |  | 745.2804 | 8657.3211 | 449.9587 | 0 | 0 | 0 | 0 | 0 | 0 | 9852.5602 | 0
|  | Establishment |  | 0 | 0 | 0 | 0 | 0 | 0 | 0 | 0 | 0 | 0 | 0
|  | Communications |  | 0 | 0 | 0 | 0 | 0 | 0 | 0 | 0 | 0 | 0 | 0
|  | Non System |  | 0 | 0 | 0 | 0 | 0 | 0 | 0 | 0 | 0 | 0 | 0
|  | Land |  | 0 | 0 | 0 | 0 | 0 | 0 | 0 | 0 | 0 | 0 | 0
|  | Easements |  | 0 | 0 | 0 | 0 | 0 | 0 | 0 | 0 | 0 | 0 | 0
|  | Total incl Overhead - As Incurred $ Mar 2017 |  | 745.2804 | 8657.3211 | 449.9587 | 0 | 0 | 0 | 0 | 0 | 0 | 9852.5602 | 0
|  |  | Check | 0 | 0 | 0 | 0 | 0 | 0 | 0 | 0 | 0 | 0 | 0
| As Commissioned Capex | Direct Expenditure (As Commissioned) - $ 2015/16 |  | 678.5432 | 8014.485 | 409.8104 | 0 | 0 | 0 | 0 | 0 | 0 | 9102.8386 | 0
|  | Labour & Material Escalation - $ 2015/16 |  | 0 | 21.1382 | 2.716 | 0 | 0 | 0 | 0 | 0 | 0 | 23.8542 | 0
|  | Total Direct Expenditure - $ 2015/16 |  | 678.5432 | 8035.6232 | 412.5264 | 0 | 0 | 0 | 0 | 0 | 0 | 9126.6928 | 0
|  | Total Direct Expenditure - $ Mar 2017 |  | 690.0223 | 8171.5642 | 419.5052 | 0 | 0 | 0 | 0 | 0 | 0 | 9281.0917 | 0
|  | Total overheads (As Commissioned) |  | 55.2582 | 485.7569 | 30.4534 | 0 | 0 | 0 | 0 | 0 | 0 | 571.4685 | 0
|  | Total incl Overhead - As commissioned $ Mar 2017 |  | 745.2804 | 8657.3211 | 449.9587 | 0 | 0 | 0 | 0 | 0 | 0 | 9852.5602 | 0
|  | Total overheads (As Comm) - Cumulative |  | 55.2582 | 541.015 | 571.4685 | 571.4685 | 571.4685 | 571.4685 | 571.4685 | 571.4685 | 571.4685
|  | Total real cost escalation (As Comm) - Cumulative |  | 0 | 21.1382 | 23.8542 | 23.8542 | 23.8542 | 23.8542 | 23.8542 | 23.8542 | 23.8542
Expenditure By Asset Class - As Commissioned
| Asset class breakdown | Secondary |  | 0 | 0 | 0 | 0 | 0 | 0 | 0 | 0 | 0 | 0 | 0
| (fully absorbed) | Switchgear |  | 0 | 0 | 0 | 0 | 0 | 0 | 0 | 0 | 0 | 0 | 0
| (as commissioned) | Transformers |  | 0 | 0 | 0 | 0 | 0 | 0 | 0 | 0 | 0 | 0 | 0
|  | Reactive |  | 0 | 0 | 0 | 0 | 0 | 0 | 0 | 0 | 0 | 0 | 0
|  | Lines and towers |  | 745.2804 | 8657.3211 | 449.9587 | 0 | 0 | 0 | 0 | 0 | 0 | 9852.5602 | 0
|  | Establishment |  | 0 | 0 | 0 | 0 | 0 | 0 | 0 | 0 | 0 | 0 | 0
|  | Communications |  | 0 | 0 | 0 | 0 | 0 | 0 | 0 | 0 | 0 | 0 | 0
|  | Non System |  | 0 | 0 | 0 | 0 | 0 | 0 | 0 | 0 | 0 | 0 | 0
|  | Land |  | 0 | 0 | 0 | 0 | 0 | 0 | 0 | 0 | 0 | 0 | 0
|  | Easements |  | 0 | 0 | 0 | 0 | 0 | 0 | 0 | 0 | 0 | 0 | 0
|  | Total incl Overhead - As commissioned $ Mar 2017 |  | 745.2804 | 8657.3211 | 449.9587 | 0 | 0 | 0 | 0 | 0 | 0 | 9852.5602 | 0
|  |  | Check | 0 | 0 | 0 | 0 | 0 | 0 | 0 | 0 | 0 | 0 | 0
0
| Expenditure splits for RIN |  |  |  | 2015-16 | 2016-17 | 2017-18 | 2018-19 | 2019-20 | 2020-21 | 2021-22 | 2022-23
| Repex Category | Transmission Towers | bar: 2015-16 to 2022-23
Transmission Tower Support Structures | bar: 2015-16 to 2022-23
|  | Conductors |  |  | 100% | 100% | 100% | 100% | 100% | 100% | 100% | 100%
Transmission Cables | bar: 2015-16 to 2022-23
Substation Switchbays | bar: 2015-16 to 2022-23
Substation Power Transformers | bar: 2015-16 to 2022-23
Substation Reactive Plant | bar: 2015-16 to 2022-23
Scada Network Control And Protection Systems | bar: 2015-16 to 2022-23
Other | bar: 2015-16 to 2022-23
|  | Total |  |  | 100% | 100% | 100% | 100% | 100% | 100% | 100% | 100%
| Direct Expenditures | Materials - $ Mar 2017 |  |  | 2015-16 | 2016-17 | 2017-18 | 2018-19 | 2019-20 | 2020-21 | 2021-22 | 2022-23 | Total | 2017-22 Total
| (As Incurred) | Transmission Towers |  |  | 0 | 0 | 0 | 0 | 0 | 0 | 0 | 0 | 0 | 0
|  | Transmission Tower Support Structures |  |  | 0 | 0 | 0 | 0 | 0 | 0 | 0 | 0 | 0 | 0
|  | Conductors |  |  | 3260.0274 | 166.6973 | 0 | 0 | 0 | 0 | 0 | 0 | 3426.7247 | 0
|  | Transmission Cables |  |  | 0 | 0 | 0 | 0 | 0 | 0 | 0 | 0 | 0 | 0
|  | Substation Switchbays |  |  | 0 | 0 | 0 | 0 | 0 | 0 | 0 | 0 | 0 | 0
|  | Substation Power Transformers |  |  | 0 | 0 | 0 | 0 | 0 | 0 | 0 | 0 | 0 | 0
|  | Substation Reactive Plant |  |  | 0 | 0 | 0 | 0 | 0 | 0 | 0 | 0 | 0 | 0
|  | Scada Network Control And Protection Systems |  |  | 0 | 0 | 0 | 0 | 0 | 0 | 0 | 0 | 0 | 0
|  | Other |  |  | 0 | 0 | 0 | 0 | 0 | 0 | 0 | 0 | 0 | 0
|  | Total Materials |  |  | 3260.0274 | 166.6973 | 0 | 0 | 0 | 0 | 0 | 0 | 3426.7247 | 0
|  | Labour (Internal) - $ Mar 2017 |  |  | 2015-16 | 2016-17 | 2017-18 | 2018-19 | 2019-20 | 2020-21 | 2021-22 | 2022-23 | Total | 2017-22 Total
|  | Transmission Towers |  |  | 0 | 0 | 0 | 0 | 0 | 0 | 0 | 0 | 0 | 0
|  | Transmission Tower Support Structures |  |  | 0 | 0 | 0 | 0 | 0 | 0 | 0 | 0 | 0 | 0
|  | Conductors |  |  | 819.795 | 42.1958 | 0 | 0 | 0 | 0 | 0 | 0 | 861.9908 | 0
|  | Transmission Cables |  |  | 0 | 0 | 0 | 0 | 0 | 0 | 0 | 0 | 0 | 0
|  | Substation Switchbays |  |  | 0 | 0 | 0 | 0 | 0 | 0 | 0 | 0 | 0 | 0
|  | Substation Power Transformers |  |  | 0 | 0 | 0 | 0 | 0 | 0 | 0 | 0 | 0 | 0
|  | Substation Reactive Plant |  |  | 0 | 0 | 0 | 0 | 0 | 0 | 0 | 0 | 0 | 0
|  | Scada Network Control And Protection Systems |  |  | 0 | 0 | 0 | 0 | 0 | 0 | 0 | 0 | 0 | 0
|  | Other |  |  | 0 | 0 | 0 | 0 | 0 | 0 | 0 | 0 | 0 | 0
|  | Total Internal Labour |  |  | 819.795 | 42.1958 | 0 | 0 | 0 | 0 | 0 | 0 | 861.9908 | 0
|  | Labour (External) - $ Mar 2017 |  |  | 2015-16 | 2016-17 | 2017-18 | 2018-19 | 2019-20 | 2020-21 | 2021-22 | 2022-23 | Total | 2017-22 Total
|  | Transmission Towers |  |  | 0 | 0 | 0 | 0 | 0 | 0 | 0 | 0 | 0 | 0
|  | Transmission Tower Support Structures |  |  | 0 | 0 | 0 | 0 | 0 | 0 | 0 | 0 | 0 | 0
|  | Conductors |  |  | 4091.7418 | 210.6121 | 0 | 0 | 0 | 0 | 0 | 0 | 4302.3539 | 0
|  | Transmission Cables |  |  | 0 | 0 | 0 | 0 | 0 | 0 | 0 | 0 | 0 | 0
|  | Substation Switchbays |  |  | 0 | 0 | 0 | 0 | 0 | 0 | 0 | 0 | 0 | 0
|  | Substation Power Transformers |  |  | 0 | 0 | 0 | 0 | 0 | 0 | 0 | 0 | 0 | 0
|  | Substation Reactive Plant |  |  | 0 | 0 | 0 | 0 | 0 | 0 | 0 | 0 | 0 | 0
|  | Scada Network Control And Protection Systems |  |  | 0 | 0 | 0 | 0 | 0 | 0 | 0 | 0 | 0 | 0
|  | Other |  |  | 0 | 0 | 0 | 0 | 0 | 0 | 0 | 0 | 0 | 0
|  | Total External Labour |  |  | 4091.7418 | 210.6121 | 0 | 0 | 0 | 0 | 0 | 0 | 4302.3539 | 0
|  | Total Direct - $ Mar 2017 |  |  | 2015-16 | 2016-17 | 2017-18 | 2018-19 | 2019-20 | 2020-21 | 2021-22 | 2022-23 | Total | 2017-22 Total
|  | Transmission Towers |  |  | 0 | 0 | 0 | 0 | 0 | 0 | 0 | 0 | 0 | 0
|  | Transmission Tower Support Structures |  |  | 0 | 0 | 0 | 0 | 0 | 0 | 0 | 0 | 0 | 0
|  | Conductors |  |  | 8171.5642 | 419.5052 | 0 | 0 | 0 | 0 | 0 | 0 | 8591.0694 | 0
|  | Transmission Cables |  |  | 0 | 0 | 0 | 0 | 0 | 0 | 0 | 0 | 0 | 0
|  | Substation Switchbays |  |  | 0 | 0 | 0 | 0 | 0 | 0 | 0 | 0 | 0 | 0
|  | Substation Power Transformers |  |  | 0 | 0 | 0 | 0 | 0 | 0 | 0 | 0 | 0 | 0
|  | Substation Reactive Plant |  |  | 0 | 0 | 0 | 0 | 0 | 0 | 0 | 0 | 0 | 0
|  | Scada Network Control And Protection Systems |  |  | 0 | 0 | 0 | 0 | 0 | 0 | 0 | 0 | 0 | 0
|  | Other |  |  | 0 | 0 | 0 | 0 | 0 | 0 | 0 | 0 | 0 | 0
|  | Total Direct - $ Mar 2017 |  |  | 8171.5642 | 419.5052 | 0 | 0 | 0 | 0 | 0 | 0 | 8591.0694 | 0

## Proj_35
Go To: | Table of Contents
Master Inputs
|  | 0% |  | Business case? | 0
| Project name | Insulators
| Project category 1 | Network |  |  | Shaded cells = Inputs
| Project category 2 | Security and Compliance
| Regulatory classification | Prescribed
| Overhead Category | Repex_OHD |  | $000's | $000's | $000's | $000's | $000's | $000's | $000's | $000's | $000's | Project | 2017-22
|  |  |  | Prior | 2015-16 | 2016-17 | 2017-18 | 2018-19 | 2019-20 | 2020-21 | 2021-22 | 2022-23 | Total | Total | Check
| Project timing | Direct Expenditure (As incurred) - $ 2015/16 |  | 1189.1556 | 6325.8397 | 638.0293 | 988.9893 | 932.9606 | 932.9606 | 932.9606 | 773.3463 | 0 | 12714.2421 | 4561.2175 | ok
| (excluding real cost escalators) | Assumed year commissioned (no BC) |  | x | bar: 2015-16 to 2022-23
|  | Direct Expenditure (As Commissioned) - $ 2015/16 |  | 1189.1556 | 6325.8397 | 638.0293 | 988.9893 | 932.9606 | 932.9606 | 932.9606 | 773.3463 | 0 | 12714.2421 | 4561.2175 | ok
| Asset class | Secondary
Switchgear
Transformers
Reactive
|  | Lines and towers |  | 100% | 100% | 100% | 100% | 100% | 100% | 100% | 100% | 100%
Establishment
Communications
Non System
Land
Easements
|  |  | Total | 100% | 100% | 100% | 100% | 100% | 100% | 100% | 100% | 100%
| Input costs % | Labour - internal |  | 10% | 10% | 10% | 10% | 10% | 10% | 10% | 10% | 10%
|  | Labour - external |  | 50% | 50% | 50% | 50% | 50% | 50% | 50% | 50% | 50%
|  | Materials |  | 40% | 40% | 40% | 40% | 40% | 40% | 40% | 40% | 40%
|  |  | Total | 100% | 100% | 100% | 100% | 100% | 100% | 100% | 100% | 100%
Material Escalation
| (By Asset Class) | Secondary |  | 0 | 0 | 0 | 0 | 0 | 0 | 0 | 0 | 0 | 0 | 0
|  | Switchgear |  | 0 | 0 | 0 | 0 | 0 | 0 | 0 | 0 | 0 | 0 | 0
|  | Transformers |  | 0 | 0 | 0 | 0 | 0 | 0 | 0 | 0 | 0 | 0 | 0
|  | Reactive |  | 0 | 0 | 0 | 0 | 0 | 0 | 0 | 0 | 0 | 0 | 0
|  | Lines and towers |  | 0 | 0 | 0 | 0 | 0 | 0 | 0 | 0 | 0 | 0 | 0
|  | Establishment |  | 0 | 0 | 0 | 0 | 0 | 0 | 0 | 0 | 0 | 0 | 0
|  | Communications |  | 0 | 0 | 0 | 0 | 0 | 0 | 0 | 0 | 0 | 0 | 0
|  | Non System |  | 0 | 0 | 0 | 0 | 0 | 0 | 0 | 0 | 0 | 0 | 0
|  | Land |  | 0 | 0 | 0 | 0 | 0 | 0 | 0 | 0 | 0 | 0 | 0
|  | Easements |  | 0 | 0 | 0 | 0 | 0 | 0 | 0 | 0 | 0 | 0 | 0
|  | Total Material escalation |  | 0 | 0 | 0 | 0 | 0 | 0 | 0 | 0 | 0 | 0 | 0
| Labour Escalation | Internal Labour |  | 0 | 3.7164 | 0.79842 | 2.0437 | 2.6992 | 3.4936 | 4.3599 | 4.3506 | 0 | 21.4618 | 16.947
|  | External Labour |  | 0 | 12.968 | 3.4301 | 10.5024 | 14.8738 | 19.7234 | 25.023 | 25.2847 | 0 | 111.8055 | 95.4074
|  | Total Labour Escalation |  | 0 | 16.6844 | 4.2285 | 12.5461 | 17.573 | 23.217 | 29.3829 | 29.6353 | 0 | 133.2673 | 112.3544
|  | Total Escalation |  | 0 | 16.6844 | 4.2285 | 12.5461 | 17.573 | 23.217 | 29.3829 | 29.6353 | 0 | 133.2673 | 112.3544
|  | Escalation factors |  | 0 | 0.0026375 | 0.0066275 | 0.012686 | 0.018836 | 0.024885 | 0.031494 | 0.038321 | 0 | 0.010482 | 0.024633
| Direct Expenditure (Escalated) | Total labour - internal |  | 120.9273 | 647.0649 | 65.6942 | 102.6503 | 97.6193 | 98.4271 | 99.308 | 83.0671 | 0 | 1314.7582 | 481.0718
| (as incurred) | Total labour - external |  | 604.6365 | 3229.6152 | 327.8996 | 513.5402 | 489.4973 | 494.429 | 499.8183 | 418.927 | 0 | 6578.3632 | 2416.2119
|  | Total materials |  | 483.7092 | 2573.1423 | 259.5292 | 402.2881 | 379.4975 | 379.4975 | 379.4975 | 314.5717 | 0 | 5171.7331 | 1855.3524
|  | Total Direct - As Incurred $ Mar 2017 |  | 1209.2729 | 6449.8224 | 653.123 | 1018.4787 | 966.6141 | 972.3536 | 978.6238 | 816.5658 | 0 | 13064.8544 | 4752.636 | ok
| Capitalised Overheads | Overhead rate (applied to direct expenditure) |  | 8.008% | 5.944% | 7.259% | 8.819% | 12.03% | 13.05% | 11.79% | 11.1% | 11.36%
|  | Total overhead (as incurred) |  | 96.8407 | 383.4083 | 47.4126 | 89.8162 | 116.2833 | 126.8737 | 115.3899 | 90.6697 | 0 | 1066.6944 | 539.0329
|  | Total incl Overhead - As Incurred $ Mar 2017 |  | 1306.1136 | 6833.2307 | 700.5356 | 1108.2949 | 1082.8975 | 1099.2273 | 1094.0137 | 907.2355 | 0 | 14131.5489 | 5291.6689
|  | Total overheads (As incurred) - Cumulative |  | 96.8407 | 480.249 | 527.6616 | 617.4778 | 733.7611 | 860.6348 | 976.0248 | 1066.6944 | 1066.6944
|  | Labour & Material Escalation - Cumulative |  | 0 | 16.6844 | 20.9129 | 33.459 | 51.0321 | 74.2491 | 103.632 | 133.2673 | 133.2673
Expenditure By Asset Class - As Incurred
| Asset class breakdown | Secondary |  | 0 | 0 | 0 | 0 | 0 | 0 | 0 | 0 | 0 | 0 | 0
| (fully absorbed) | Switchgear |  | 0 | 0 | 0 | 0 | 0 | 0 | 0 | 0 | 0 | 0 | 0
| (as incurred) | Transformers |  | 0 | 0 | 0 | 0 | 0 | 0 | 0 | 0 | 0 | 0 | 0
|  | Reactive |  | 0 | 0 | 0 | 0 | 0 | 0 | 0 | 0 | 0 | 0 | 0
|  | Lines and towers |  | 1306.1136 | 6833.2307 | 700.5356 | 1108.2949 | 1082.8975 | 1099.2273 | 1094.0137 | 907.2355 | 0 | 14131.5489 | 5291.6689
|  | Establishment |  | 0 | 0 | 0 | 0 | 0 | 0 | 0 | 0 | 0 | 0 | 0
|  | Communications |  | 0 | 0 | 0 | 0 | 0 | 0 | 0 | 0 | 0 | 0 | 0
|  | Non System |  | 0 | 0 | 0 | 0 | 0 | 0 | 0 | 0 | 0 | 0 | 0
|  | Land |  | 0 | 0 | 0 | 0 | 0 | 0 | 0 | 0 | 0 | 0 | 0
|  | Easements |  | 0 | 0 | 0 | 0 | 0 | 0 | 0 | 0 | 0 | 0 | 0
|  | Total incl Overhead - As Incurred $ Mar 2017 |  | 1306.1136 | 6833.2307 | 700.5356 | 1108.2949 | 1082.8975 | 1099.2273 | 1094.0137 | 907.2355 | 0 | 14131.5489 | 5291.6689
|  |  | Check | 0 | 0 | 0 | 0 | 0 | 0 | 0 | 0 | 0 | 0 | 0
| As Commissioned Capex | Direct Expenditure (As Commissioned) - $ 2015/16 |  | 1189.1556 | 6325.8397 | 638.0293 | 988.9893 | 932.9606 | 932.9606 | 932.9606 | 773.3463 | 0 | 12714.2421 | 4561.2175
|  | Labour & Material Escalation - $ 2015/16 |  | 0 | 16.6844 | 4.2285 | 12.5461 | 17.573 | 23.217 | 29.3829 | 29.6353 | 0 | 133.2673 | 112.3544
|  | Total Direct Expenditure - $ 2015/16 |  | 1189.1556 | 6342.5241 | 642.2578 | 1001.5354 | 950.5337 | 956.1777 | 962.3436 | 802.9816 | 0 | 12847.5094 | 4673.5718
|  | Total Direct Expenditure - $ Mar 2017 |  | 1209.2729 | 6449.8224 | 653.123 | 1018.4787 | 966.6141 | 972.3536 | 978.6238 | 816.5658 | 0 | 13064.8544 | 4752.636
|  | Total overheads (As Commissioned) |  | 96.8407 | 383.4083 | 47.4126 | 89.8162 | 116.2833 | 126.8737 | 115.3899 | 90.6697 | 0 | 1066.6944 | 539.0329
|  | Total incl Overhead - As commissioned $ Mar 2017 |  | 1306.1136 | 6833.2307 | 700.5356 | 1108.2949 | 1082.8975 | 1099.2273 | 1094.0137 | 907.2355 | 0 | 14131.5489 | 5291.6689
|  | Total overheads (As Comm) - Cumulative |  | 96.8407 | 480.249 | 527.6616 | 617.4778 | 733.7611 | 860.6348 | 976.0248 | 1066.6944 | 1066.6944
|  | Total real cost escalation (As Comm) - Cumulative |  | 0 | 16.6844 | 20.9129 | 33.459 | 51.0321 | 74.2491 | 103.632 | 133.2673 | 133.2673
Expenditure By Asset Class - As Commissioned
| Asset class breakdown | Secondary |  | 0 | 0 | 0 | 0 | 0 | 0 | 0 | 0 | 0 | 0 | 0
| (fully absorbed) | Switchgear |  | 0 | 0 | 0 | 0 | 0 | 0 | 0 | 0 | 0 | 0 | 0
| (as commissioned) | Transformers |  | 0 | 0 | 0 | 0 | 0 | 0 | 0 | 0 | 0 | 0 | 0
|  | Reactive |  | 0 | 0 | 0 | 0 | 0 | 0 | 0 | 0 | 0 | 0 | 0
|  | Lines and towers |  | 1306.1136 | 6833.2307 | 700.5356 | 1108.2949 | 1082.8975 | 1099.2273 | 1094.0137 | 907.2355 | 0 | 14131.5489 | 5291.6689
|  | Establishment |  | 0 | 0 | 0 | 0 | 0 | 0 | 0 | 0 | 0 | 0 | 0
|  | Communications |  | 0 | 0 | 0 | 0 | 0 | 0 | 0 | 0 | 0 | 0 | 0
|  | Non System |  | 0 | 0 | 0 | 0 | 0 | 0 | 0 | 0 | 0 | 0 | 0
|  | Land |  | 0 | 0 | 0 | 0 | 0 | 0 | 0 | 0 | 0 | 0 | 0
|  | Easements |  | 0 | 0 | 0 | 0 | 0 | 0 | 0 | 0 | 0 | 0 | 0
|  | Total incl Overhead - As commissioned $ Mar 2017 |  | 1306.1136 | 6833.2307 | 700.5356 | 1108.2949 | 1082.8975 | 1099.2273 | 1094.0137 | 907.2355 | 0 | 14131.5489 | 5291.6689
|  |  | Check | 0 | 0 | 0 | 0 | 0 | 0 | 0 | 0 | 0 | 0 | 0
0
| Expenditure splits for RIN |  |  |  | 2015-16 | 2016-17 | 2017-18 | 2018-19 | 2019-20 | 2020-21 | 2021-22 | 2022-23
| Repex Category | Transmission Towers | bar: 2015-16 to 2022-23
Transmission Tower Support Structures | bar: 2015-16 to 2022-23
|  | Conductors |  |  | 100% | 100% | 100% | 100% | 100% | 100% | 100% | 100%
Transmission Cables | bar: 2015-16 to 2022-23
Substation Switchbays | bar: 2015-16 to 2022-23
Substation Power Transformers | bar: 2015-16 to 2022-23
Substation Reactive Plant | bar: 2015-16 to 2022-23
Scada Network Control And Protection Systems | bar: 2015-16 to 2022-23
Other | bar: 2015-16 to 2022-23
|  | Total |  |  | 100% | 100% | 100% | 100% | 100% | 100% | 100% | 100%
| Direct Expenditures | Materials - $ Mar 2017 |  |  | 2015-16 | 2016-17 | 2017-18 | 2018-19 | 2019-20 | 2020-21 | 2021-22 | 2022-23 | Total | 2017-22 Total
| (As Incurred) | Transmission Towers |  |  | 0 | 0 | 0 | 0 | 0 | 0 | 0 | 0 | 0 | 0
|  | Transmission Tower Support Structures |  |  | 0 | 0 | 0 | 0 | 0 | 0 | 0 | 0 | 0 | 0
|  | Conductors |  |  | 2573.1423 | 259.5292 | 402.2881 | 379.4975 | 379.4975 | 379.4975 | 314.5717 | 0 | 4688.0239 | 1855.3524
|  | Transmission Cables |  |  | 0 | 0 | 0 | 0 | 0 | 0 | 0 | 0 | 0 | 0
|  | Substation Switchbays |  |  | 0 | 0 | 0 | 0 | 0 | 0 | 0 | 0 | 0 | 0
|  | Substation Power Transformers |  |  | 0 | 0 | 0 | 0 | 0 | 0 | 0 | 0 | 0 | 0
|  | Substation Reactive Plant |  |  | 0 | 0 | 0 | 0 | 0 | 0 | 0 | 0 | 0 | 0
|  | Scada Network Control And Protection Systems |  |  | 0 | 0 | 0 | 0 | 0 | 0 | 0 | 0 | 0 | 0
|  | Other |  |  | 0 | 0 | 0 | 0 | 0 | 0 | 0 | 0 | 0 | 0
|  | Total Materials |  |  | 2573.1423 | 259.5292 | 402.2881 | 379.4975 | 379.4975 | 379.4975 | 314.5717 | 0 | 4688.0239 | 1855.3524
|  | Labour (Internal) - $ Mar 2017 |  |  | 2015-16 | 2016-17 | 2017-18 | 2018-19 | 2019-20 | 2020-21 | 2021-22 | 2022-23 | Total | 2017-22 Total
|  | Transmission Towers |  |  | 0 | 0 | 0 | 0 | 0 | 0 | 0 | 0 | 0 | 0
|  | Transmission Tower Support Structures |  |  | 0 | 0 | 0 | 0 | 0 | 0 | 0 | 0 | 0 | 0
|  | Conductors |  |  | 647.0649 | 65.6942 | 102.6503 | 97.6193 | 98.4271 | 99.308 | 83.0671 | 0 | 1193.8309 | 481.0718
|  | Transmission Cables |  |  | 0 | 0 | 0 | 0 | 0 | 0 | 0 | 0 | 0 | 0
|  | Substation Switchbays |  |  | 0 | 0 | 0 | 0 | 0 | 0 | 0 | 0 | 0 | 0
|  | Substation Power Transformers |  |  | 0 | 0 | 0 | 0 | 0 | 0 | 0 | 0 | 0 | 0
|  | Substation Reactive Plant |  |  | 0 | 0 | 0 | 0 | 0 | 0 | 0 | 0 | 0 | 0
|  | Scada Network Control And Protection Systems |  |  | 0 | 0 | 0 | 0 | 0 | 0 | 0 | 0 | 0 | 0
|  | Other |  |  | 0 | 0 | 0 | 0 | 0 | 0 | 0 | 0 | 0 | 0
|  | Total Internal Labour |  |  | 647.0649 | 65.6942 | 102.6503 | 97.6193 | 98.4271 | 99.308 | 83.0671 | 0 | 1193.8309 | 481.0718
|  | Labour (External) - $ Mar 2017 |  |  | 2015-16 | 2016-17 | 2017-18 | 2018-19 | 2019-20 | 2020-21 | 2021-22 | 2022-23 | Total | 2017-22 Total
|  | Transmission Towers |  |  | 0 | 0 | 0 | 0 | 0 | 0 | 0 | 0 | 0 | 0
|  | Transmission Tower Support Structures |  |  | 0 | 0 | 0 | 0 | 0 | 0 | 0 | 0 | 0 | 0
|  | Conductors |  |  | 3229.6152 | 327.8996 | 513.5402 | 489.4973 | 494.429 | 499.8183 | 418.927 | 0 | 5973.7268 | 2416.2119
|  | Transmission Cables |  |  | 0 | 0 | 0 | 0 | 0 | 0 | 0 | 0 | 0 | 0
|  | Substation Switchbays |  |  | 0 | 0 | 0 | 0 | 0 | 0 | 0 | 0 | 0 | 0
|  | Substation Power Transformers |  |  | 0 | 0 | 0 | 0 | 0 | 0 | 0 | 0 | 0 | 0
|  | Substation Reactive Plant |  |  | 0 | 0 | 0 | 0 | 0 | 0 | 0 | 0 | 0 | 0
|  | Scada Network Control And Protection Systems |  |  | 0 | 0 | 0 | 0 | 0 | 0 | 0 | 0 | 0 | 0
|  | Other |  |  | 0 | 0 | 0 | 0 | 0 | 0 | 0 | 0 | 0 | 0
|  | Total External Labour |  |  | 3229.6152 | 327.8996 | 513.5402 | 489.4973 | 494.429 | 499.8183 | 418.927 | 0 | 5973.7268 | 2416.2119
|  | Total Direct - $ Mar 2017 |  |  | 2015-16 | 2016-17 | 2017-18 | 2018-19 | 2019-20 | 2020-21 | 2021-22 | 2022-23 | Total | 2017-22 Total
|  | Transmission Towers |  |  | 0 | 0 | 0 | 0 | 0 | 0 | 0 | 0 | 0 | 0
|  | Transmission Tower Support Structures |  |  | 0 | 0 | 0 | 0 | 0 | 0 | 0 | 0 | 0 | 0
|  | Conductors |  |  | 6449.8224 | 653.123 | 1018.4787 | 966.6141 | 972.3536 | 978.6238 | 816.5658 | 0 | 11855.5815 | 4752.636
|  | Transmission Cables |  |  | 0 | 0 | 0 | 0 | 0 | 0 | 0 | 0 | 0 | 0
|  | Substation Switchbays |  |  | 0 | 0 | 0 | 0 | 0 | 0 | 0 | 0 | 0 | 0
|  | Substation Power Transformers |  |  | 0 | 0 | 0 | 0 | 0 | 0 | 0 | 0 | 0 | 0
|  | Substation Reactive Plant |  |  | 0 | 0 | 0 | 0 | 0 | 0 | 0 | 0 | 0 | 0
|  | Scada Network Control And Protection Systems |  |  | 0 | 0 | 0 | 0 | 0 | 0 | 0 | 0 | 0 | 0
|  | Other |  |  | 0 | 0 | 0 | 0 | 0 | 0 | 0 | 0 | 0 | 0
|  | Total Direct - $ Mar 2017 |  |  | 6449.8224 | 653.123 | 1018.4787 | 966.6141 | 972.3536 | 978.6238 | 816.5658 | 0 | 11855.5815 | 4752.636

## Proj_36
Go To: | Table of Contents
Master Inputs
|  | 0% |  | Business case? | 0
| Project name | Towers
| Project category 1 | Network |  |  | Shaded cells = Inputs
| Project category 2 | Replacement - Other
| Regulatory classification | Prescribed
| Overhead Category | Repex_OHD |  | $000's | $000's | $000's | $000's | $000's | $000's | $000's | $000's | $000's | Project | 2017-22
|  |  |  | Prior | 2015-16 | 2016-17 | 2017-18 | 2018-19 | 2019-20 | 2020-21 | 2021-22 | 2022-23 | Total | Total | Check
| Project timing | Direct Expenditure (As incurred) - $ 2015/16 |  | 59.9269 | 0 | 0 | 20.3612 | 3068.4695 | 0 | 0 | 0 | 0 | 3148.7576 | 3088.8307 | ok
| (excluding real cost escalators) | Assumed year commissioned (no BC) |  | x | bar: 2015-16 to 2022-23
|  | Direct Expenditure (As Commissioned) - $ 2015/16 |  | 59.9269 | 0 | 0 | 0 | 3088.8307 | 0 | 0 | 0 | 0 | 3148.7576 | 3088.8307 | ok
| Asset class | Secondary
Switchgear
Transformers
Reactive
|  | Lines and towers |  | 100% | 100% | 100% | 100% | 100% | 100% | 100% | 100% | 100%
Establishment
Communications
Non System
Land
Easements
|  |  | Total | 100% | 100% | 100% | 100% | 100% | 100% | 100% | 100% | 100%
| Input costs % | Labour - internal |  | 10% | 10% | 10% | 10% | 10% | 10% | 10% | 10% | 10%
|  | Labour - external |  | 50% | 50% | 50% | 50% | 50% | 50% | 50% | 50% | 50%
|  | Materials |  | 40% | 40% | 40% | 40% | 40% | 40% | 40% | 40% | 40%
|  |  | Total | 100% | 100% | 100% | 100% | 100% | 100% | 100% | 100% | 100%
Material Escalation
| (By Asset Class) | Secondary |  | 0 | 0 | 0 | 0 | 0 | 0 | 0 | 0 | 0 | 0 | 0
|  | Switchgear |  | 0 | 0 | 0 | 0 | 0 | 0 | 0 | 0 | 0 | 0 | 0
|  | Transformers |  | 0 | 0 | 0 | 0 | 0 | 0 | 0 | 0 | 0 | 0 | 0
|  | Reactive |  | 0 | 0 | 0 | 0 | 0 | 0 | 0 | 0 | 0 | 0 | 0
|  | Lines and towers |  | 0 | 0 | 0 | 0 | 0 | 0 | 0 | 0 | 0 | 0 | 0
|  | Establishment |  | 0 | 0 | 0 | 0 | 0 | 0 | 0 | 0 | 0 | 0 | 0
|  | Communications |  | 0 | 0 | 0 | 0 | 0 | 0 | 0 | 0 | 0 | 0 | 0
|  | Non System |  | 0 | 0 | 0 | 0 | 0 | 0 | 0 | 0 | 0 | 0 | 0
|  | Land |  | 0 | 0 | 0 | 0 | 0 | 0 | 0 | 0 | 0 | 0 | 0
|  | Easements |  | 0 | 0 | 0 | 0 | 0 | 0 | 0 | 0 | 0 | 0 | 0
|  | Total Material escalation |  | 0 | 0 | 0 | 0 | 0 | 0 | 0 | 0 | 0 | 0 | 0
| Labour Escalation | Internal Labour |  | 0 | 0 | 0 | 0.042075 | 8.8777 | 0 | 0 | 0 | 0 | 8.9197 | 8.9197
|  | External Labour |  | 0 | 0 | 0 | 0.21622 | 48.9193 | 0 | 0 | 0 | 0 | 49.1355 | 49.1355
|  | Total Labour Escalation |  | 0 | 0 | 0 | 0.2583 | 57.7969 | 0 | 0 | 0 | 0 | 58.0552 | 58.0552
|  | Total Escalation |  | 0 | 0 | 0 | 0.2583 | 57.7969 | 0 | 0 | 0 | 0 | 58.0552 | 58.0552
|  | Escalation factors |  | 0 | 0 | 0 | 0.012686 | 0.018836 | 0 | 0 | 0 | 0 | 0.018438 | 0.018795
| Direct Expenditure (Escalated) | Total labour - internal |  | 6.0941 | 0 | 0 | 2.1134 | 321.0658 | 0 | 0 | 0 | 0 | 329.2732 | 323.1792
| (as incurred) | Total labour - external |  | 30.4704 | 0 | 0 | 10.5727 | 1609.9367 | 0 | 0 | 0 | 0 | 1650.9798 | 1620.5094
|  | Total materials |  | 24.3763 | 0 | 0 | 8.2823 | 1248.1519 | 0 | 0 | 0 | 0 | 1280.8104 | 1256.4341
|  | Total Direct - As Incurred $ Mar 2017 |  | 60.9407 | 0 | 0 | 20.9683 | 3179.1544 | 0 | 0 | 0 | 0 | 3261.0634 | 3200.1227 | ok
| Capitalised Overheads | Overhead rate (applied to direct expenditure) |  | 8.008% | 5.944% | 7.259% | 8.819% | 12.03% | 13.05% | 11.79% | 11.1% | 11.36%
|  | Total overhead (as incurred) |  | 4.8802 | 0 | 0 | 1.8491 | 382.4511 | 0 | 0 | 0 | 0 | 389.1805 | 384.3002
|  | Total incl Overhead - As Incurred $ Mar 2017 |  | 65.821 | 0 | 0 | 22.8175 | 3561.6055 | 0 | 0 | 0 | 0 | 3650.2439 | 3584.4229
|  | Total overheads (As incurred) - Cumulative |  | 4.8802 | 4.8802 | 4.8802 | 6.7294 | 389.1805 | 389.1805 | 389.1805 | 389.1805 | 389.1805
|  | Labour & Material Escalation - Cumulative |  | 0 | 0 | 0 | 0.2583 | 58.0552 | 58.0552 | 58.0552 | 58.0552 | 58.0552
Expenditure By Asset Class - As Incurred
| Asset class breakdown | Secondary |  | 0 | 0 | 0 | 0 | 0 | 0 | 0 | 0 | 0 | 0 | 0
| (fully absorbed) | Switchgear |  | 0 | 0 | 0 | 0 | 0 | 0 | 0 | 0 | 0 | 0 | 0
| (as incurred) | Transformers |  | 0 | 0 | 0 | 0 | 0 | 0 | 0 | 0 | 0 | 0 | 0
|  | Reactive |  | 0 | 0 | 0 | 0 | 0 | 0 | 0 | 0 | 0 | 0 | 0
|  | Lines and towers |  | 65.821 | 0 | 0 | 22.8175 | 3561.6055 | 0 | 0 | 0 | 0 | 3650.2439 | 3584.4229
|  | Establishment |  | 0 | 0 | 0 | 0 | 0 | 0 | 0 | 0 | 0 | 0 | 0
|  | Communications |  | 0 | 0 | 0 | 0 | 0 | 0 | 0 | 0 | 0 | 0 | 0
|  | Non System |  | 0 | 0 | 0 | 0 | 0 | 0 | 0 | 0 | 0 | 0 | 0
|  | Land |  | 0 | 0 | 0 | 0 | 0 | 0 | 0 | 0 | 0 | 0 | 0
|  | Easements |  | 0 | 0 | 0 | 0 | 0 | 0 | 0 | 0 | 0 | 0 | 0
|  | Total incl Overhead - As Incurred $ Mar 2017 |  | 65.821 | 0 | 0 | 22.8175 | 3561.6055 | 0 | 0 | 0 | 0 | 3650.2439 | 3584.4229
|  |  | Check | 0 | 0 | 0 | 0 | 0 | 0 | 0 | 0 | 0 | 0 | 0
| As Commissioned Capex | Direct Expenditure (As Commissioned) - $ 2015/16 |  | 59.9269 | 0 | 0 | 0 | 3088.8307 | 0 | 0 | 0 | 0 | 3148.7576 | 3088.8307
|  | Labour & Material Escalation - $ 2015/16 |  | 0 | 0 | 0 | 0 | 58.0552 | 0 | 0 | 0 | 0 | 58.0552 | 58.0552
|  | Total Direct Expenditure - $ 2015/16 |  | 59.9269 | 0 | 0 | 0 | 3146.8859 | 0 | 0 | 0 | 0 | 3206.8128 | 3146.8859
|  | Total Direct Expenditure - $ Mar 2017 |  | 60.9407 | 0 | 0 | 0 | 3200.1227 | 0 | 0 | 0 | 0 | 3261.0634 | 3200.1227
|  | Total overheads (As Commissioned) |  | 4.8802 | 0 | 0 | 0 | 384.3002 | 0 | 0 | 0 | 0 | 389.1805 | 384.3002
|  | Total incl Overhead - As commissioned $ Mar 2017 |  | 65.821 | 0 | 0 | 0 | 3584.4229 | 0 | 0 | 0 | 0 | 3650.2439 | 3584.4229
|  | Total overheads (As Comm) - Cumulative |  | 4.8802 | 4.8802 | 4.8802 | 4.8802 | 389.1805 | 389.1805 | 389.1805 | 389.1805 | 389.1805
|  | Total real cost escalation (As Comm) - Cumulative |  | 0 | 0 | 0 | 0 | 58.0552 | 58.0552 | 58.0552 | 58.0552 | 58.0552
Expenditure By Asset Class - As Commissioned
| Asset class breakdown | Secondary |  | 0 | 0 | 0 | 0 | 0 | 0 | 0 | 0 | 0 | 0 | 0
| (fully absorbed) | Switchgear |  | 0 | 0 | 0 | 0 | 0 | 0 | 0 | 0 | 0 | 0 | 0
| (as commissioned) | Transformers |  | 0 | 0 | 0 | 0 | 0 | 0 | 0 | 0 | 0 | 0 | 0
|  | Reactive |  | 0 | 0 | 0 | 0 | 0 | 0 | 0 | 0 | 0 | 0 | 0
|  | Lines and towers |  | 65.821 | 0 | 0 | 0 | 3584.4229 | 0 | 0 | 0 | 0 | 3650.2439 | 3584.4229
|  | Establishment |  | 0 | 0 | 0 | 0 | 0 | 0 | 0 | 0 | 0 | 0 | 0
|  | Communications |  | 0 | 0 | 0 | 0 | 0 | 0 | 0 | 0 | 0 | 0 | 0
|  | Non System |  | 0 | 0 | 0 | 0 | 0 | 0 | 0 | 0 | 0 | 0 | 0
|  | Land |  | 0 | 0 | 0 | 0 | 0 | 0 | 0 | 0 | 0 | 0 | 0
|  | Easements |  | 0 | 0 | 0 | 0 | 0 | 0 | 0 | 0 | 0 | 0 | 0
|  | Total incl Overhead - As commissioned $ Mar 2017 |  | 65.821 | 0 | 0 | 0 | 3584.4229 | 0 | 0 | 0 | 0 | 3650.2439 | 3584.4229
|  |  | Check | 0 | 0 | 0 | 0 | 0 | 0 | 0 | 0 | 0 | 0 | 0
0
| Expenditure splits for RIN |  |  |  | 2015-16 | 2016-17 | 2017-18 | 2018-19 | 2019-20 | 2020-21 | 2021-22 | 2022-23
| Repex Category | Transmission Towers |  |  | 100% | 100% | 100% | 100% | 100% | 100% | 100% | 100%
Transmission Tower Support Structures | bar: 2015-16 to 2022-23
Conductors | bar: 2015-16 to 2022-23
Transmission Cables | bar: 2015-16 to 2022-23
Substation Switchbays | bar: 2015-16 to 2022-23
Substation Power Transformers | bar: 2015-16 to 2022-23
Substation Reactive Plant | bar: 2015-16 to 2022-23
Scada Network Control And Protection Systems | bar: 2015-16 to 2022-23
Other | bar: 2015-16 to 2022-23
|  | Total |  |  | 100% | 100% | 100% | 100% | 100% | 100% | 100% | 100%
| Direct Expenditures | Materials - $ Mar 2017 |  |  | 2015-16 | 2016-17 | 2017-18 | 2018-19 | 2019-20 | 2020-21 | 2021-22 | 2022-23 | Total | 2017-22 Total
| (As Incurred) | Transmission Towers |  |  | 0 | 0 | 8.2823 | 1248.1519 | 0 | 0 | 0 | 0 | 1256.4341 | 1256.4341
|  | Transmission Tower Support Structures |  |  | 0 | 0 | 0 | 0 | 0 | 0 | 0 | 0 | 0 | 0
|  | Conductors |  |  | 0 | 0 | 0 | 0 | 0 | 0 | 0 | 0 | 0 | 0
|  | Transmission Cables |  |  | 0 | 0 | 0 | 0 | 0 | 0 | 0 | 0 | 0 | 0
|  | Substation Switchbays |  |  | 0 | 0 | 0 | 0 | 0 | 0 | 0 | 0 | 0 | 0
|  | Substation Power Transformers |  |  | 0 | 0 | 0 | 0 | 0 | 0 | 0 | 0 | 0 | 0
|  | Substation Reactive Plant |  |  | 0 | 0 | 0 | 0 | 0 | 0 | 0 | 0 | 0 | 0
|  | Scada Network Control And Protection Systems |  |  | 0 | 0 | 0 | 0 | 0 | 0 | 0 | 0 | 0 | 0
|  | Other |  |  | 0 | 0 | 0 | 0 | 0 | 0 | 0 | 0 | 0 | 0
|  | Total Materials |  |  | 0 | 0 | 8.2823 | 1248.1519 | 0 | 0 | 0 | 0 | 1256.4341 | 1256.4341
|  | Labour (Internal) - $ Mar 2017 |  |  | 2015-16 | 2016-17 | 2017-18 | 2018-19 | 2019-20 | 2020-21 | 2021-22 | 2022-23 | Total | 2017-22 Total
|  | Transmission Towers |  |  | 0 | 0 | 2.1134 | 321.0658 | 0 | 0 | 0 | 0 | 323.1792 | 323.1792
|  | Transmission Tower Support Structures |  |  | 0 | 0 | 0 | 0 | 0 | 0 | 0 | 0 | 0 | 0
|  | Conductors |  |  | 0 | 0 | 0 | 0 | 0 | 0 | 0 | 0 | 0 | 0
|  | Transmission Cables |  |  | 0 | 0 | 0 | 0 | 0 | 0 | 0 | 0 | 0 | 0
|  | Substation Switchbays |  |  | 0 | 0 | 0 | 0 | 0 | 0 | 0 | 0 | 0 | 0
|  | Substation Power Transformers |  |  | 0 | 0 | 0 | 0 | 0 | 0 | 0 | 0 | 0 | 0
|  | Substation Reactive Plant |  |  | 0 | 0 | 0 | 0 | 0 | 0 | 0 | 0 | 0 | 0
|  | Scada Network Control And Protection Systems |  |  | 0 | 0 | 0 | 0 | 0 | 0 | 0 | 0 | 0 | 0
|  | Other |  |  | 0 | 0 | 0 | 0 | 0 | 0 | 0 | 0 | 0 | 0
|  | Total Internal Labour |  |  | 0 | 0 | 2.1134 | 321.0658 | 0 | 0 | 0 | 0 | 323.1792 | 323.1792
|  | Labour (External) - $ Mar 2017 |  |  | 2015-16 | 2016-17 | 2017-18 | 2018-19 | 2019-20 | 2020-21 | 2021-22 | 2022-23 | Total | 2017-22 Total
|  | Transmission Towers |  |  | 0 | 0 | 10.5727 | 1609.9367 | 0 | 0 | 0 | 0 | 1620.5094 | 1620.5094
|  | Transmission Tower Support Structures |  |  | 0 | 0 | 0 | 0 | 0 | 0 | 0 | 0 | 0 | 0
|  | Conductors |  |  | 0 | 0 | 0 | 0 | 0 | 0 | 0 | 0 | 0 | 0
|  | Transmission Cables |  |  | 0 | 0 | 0 | 0 | 0 | 0 | 0 | 0 | 0 | 0
|  | Substation Switchbays |  |  | 0 | 0 | 0 | 0 | 0 | 0 | 0 | 0 | 0 | 0
|  | Substation Power Transformers |  |  | 0 | 0 | 0 | 0 | 0 | 0 | 0 | 0 | 0 | 0
|  | Substation Reactive Plant |  |  | 0 | 0 | 0 | 0 | 0 | 0 | 0 | 0 | 0 | 0
|  | Scada Network Control And Protection Systems |  |  | 0 | 0 | 0 | 0 | 0 | 0 | 0 | 0 | 0 | 0
|  | Other |  |  | 0 | 0 | 0 | 0 | 0 | 0 | 0 | 0 | 0 | 0
|  | Total External Labour |  |  | 0 | 0 | 10.5727 | 1609.9367 | 0 | 0 | 0 | 0 | 1620.5094 | 1620.5094
|  | Total Direct - $ Mar 2017 |  |  | 2015-16 | 2016-17 | 2017-18 | 2018-19 | 2019-20 | 2020-21 | 2021-22 | 2022-23 | Total | 2017-22 Total
|  | Transmission Towers |  |  | 0 | 0 | 20.9683 | 3179.1544 | 0 | 0 | 0 | 0 | 3200.1227 | 3200.1227
|  | Transmission Tower Support Structures |  |  | 0 | 0 | 0 | 0 | 0 | 0 | 0 | 0 | 0 | 0
|  | Conductors |  |  | 0 | 0 | 0 | 0 | 0 | 0 | 0 | 0 | 0 | 0
|  | Transmission Cables |  |  | 0 | 0 | 0 | 0 | 0 | 0 | 0 | 0 | 0 | 0
|  | Substation Switchbays |  |  | 0 | 0 | 0 | 0 | 0 | 0 | 0 | 0 | 0 | 0
|  | Substation Power Transformers |  |  | 0 | 0 | 0 | 0 | 0 | 0 | 0 | 0 | 0 | 0
|  | Substation Reactive Plant |  |  | 0 | 0 | 0 | 0 | 0 | 0 | 0 | 0 | 0 | 0
|  | Scada Network Control And Protection Systems |  |  | 0 | 0 | 0 | 0 | 0 | 0 | 0 | 0 | 0 | 0
|  | Other |  |  | 0 | 0 | 0 | 0 | 0 | 0 | 0 | 0 | 0 | 0
|  | Total Direct - $ Mar 2017 |  |  | 0 | 0 | 20.9683 | 3179.1544 | 0 | 0 | 0 | 0 | 3200.1227 | 3200.1227

## Proj_37
Go To: | Table of Contents
Master Inputs
|  | 0% |  | Business case? | 0
| Project name | Tower fall arrests
| Project category 1 | Network |  |  | Shaded cells = Inputs
| Project category 2 | Security and Compliance
| Regulatory classification | Prescribed
| Overhead Category | Repex_OHD |  | $000's | $000's | $000's | $000's | $000's | $000's | $000's | $000's | $000's | Project | 2017-22
|  |  |  | Prior | 2015-16 | 2016-17 | 2017-18 | 2018-19 | 2019-20 | 2020-21 | 2021-22 | 2022-23 | Total | Total | Check
| Project timing | Direct Expenditure (As incurred) - $ 2015/16 |  | 2358.21 | 3751.5 | 5102.5949 | 3761.808 | 3761.808 | 3761.808 | 3761.808 | 3761.808 | 0 | 30021.3449 | 18809.04 | ok
| (excluding real cost escalators) | Assumed year commissioned (no BC) |  | x | bar: 2015-16 to 2022-23
|  | Direct Expenditure (As Commissioned) - $ 2015/16 |  | 2358.21 | 3751.5 | 5102.5949 | 3761.808 | 3761.808 | 3761.808 | 3761.808 | 3761.808 | 0 | 30021.3449 | 18809.04 | ok
| Asset class | Secondary
Switchgear
Transformers
Reactive
|  | Lines and towers |  | 100% | 100% | 100% | 100% | 100% | 100% | 100% | 100% | 100%
Establishment
Communications
Non System
Land
Easements
|  |  | Total | 100% | 100% | 100% | 100% | 100% | 100% | 100% | 100% | 100%
| Input costs % | Labour - internal |  | 10% | 10% | 10% | 10% | 10% | 10% | 10% | 10% | 10%
|  | Labour - external |  | 50% | 50% | 50% | 50% | 50% | 50% | 50% | 50% | 50%
|  | Materials |  | 40% | 40% | 40% | 40% | 40% | 40% | 40% | 40% | 40%
|  |  | Total | 100% | 100% | 100% | 100% | 100% | 100% | 100% | 100% | 100%
Material Escalation
| (By Asset Class) | Secondary |  | 0 | 0 | 0 | 0 | 0 | 0 | 0 | 0 | 0 | 0 | 0
|  | Switchgear |  | 0 | 0 | 0 | 0 | 0 | 0 | 0 | 0 | 0 | 0 | 0
|  | Transformers |  | 0 | 0 | 0 | 0 | 0 | 0 | 0 | 0 | 0 | 0 | 0
|  | Reactive |  | 0 | 0 | 0 | 0 | 0 | 0 | 0 | 0 | 0 | 0 | 0
|  | Lines and towers |  | 0 | 0 | 0 | 0 | 0 | 0 | 0 | 0 | 0 | 0 | 0
|  | Establishment |  | 0 | 0 | 0 | 0 | 0 | 0 | 0 | 0 | 0 | 0 | 0
|  | Communications |  | 0 | 0 | 0 | 0 | 0 | 0 | 0 | 0 | 0 | 0 | 0
|  | Non System |  | 0 | 0 | 0 | 0 | 0 | 0 | 0 | 0 | 0 | 0 | 0
|  | Land |  | 0 | 0 | 0 | 0 | 0 | 0 | 0 | 0 | 0 | 0 | 0
|  | Easements |  | 0 | 0 | 0 | 0 | 0 | 0 | 0 | 0 | 0 | 0 | 0
|  | Total Material escalation |  | 0 | 0 | 0 | 0 | 0 | 0 | 0 | 0 | 0 | 0 | 0
| Labour Escalation | Internal Labour |  | 0 | 2.204 | 6.3853 | 7.7736 | 10.8836 | 14.0866 | 17.5795 | 21.1627 | 0 | 80.0752 | 71.486
|  | External Labour |  | 0 | 7.6906 | 27.432 | 39.948 | 59.9729 | 79.5272 | 100.8959 | 122.993 | 0 | 438.4595 | 403.3369
|  | Total Labour Escalation |  | 0 | 9.8946 | 33.8172 | 47.7216 | 70.8565 | 93.6138 | 118.4754 | 144.1557 | 0 | 518.5347 | 474.8229
|  | Total Escalation |  | 0 | 9.8946 | 33.8172 | 47.7216 | 70.8565 | 93.6138 | 118.4754 | 144.1557 | 0 | 518.5347 | 474.8229
|  | Escalation factors |  | 0 | 0.0026375 | 0.0066275 | 0.012686 | 0.018836 | 0.024885 | 0.031494 | 0.038321 | 0 | 0.017272 | 0.025244
| Direct Expenditure (Escalated) | Total labour - internal |  | 239.8105 | 383.7378 | 525.385 | 390.4499 | 393.6125 | 396.8696 | 400.4216 | 404.0655 | 0 | 3134.3524 | 1985.4191
| (as incurred) | Total labour - external |  | 1199.0523 | 1915.3033 | 2622.3545 | 1953.3476 | 1973.7113 | 1993.5964 | 2015.3266 | 2037.7975 | 0 | 15710.4894 | 9973.7793
|  | Total materials |  | 959.2418 | 1525.9861 | 2075.5668 | 1530.179 | 1530.179 | 1530.179 | 1530.179 | 1530.179 | 0 | 12211.6899 | 7650.8952
|  | Total Direct - As Incurred $ Mar 2017 |  | 2398.1046 | 3825.0272 | 5223.3063 | 3873.9765 | 3897.5028 | 3920.6451 | 3945.9273 | 3972.042 | 0 | 31056.5317 | 19610.0937 | ok
| Capitalised Overheads | Overhead rate (applied to direct expenditure) |  | 8.008% | 5.944% | 7.259% | 8.819% | 12.03% | 13.05% | 11.79% | 11.1% | 11.36%
|  | Total overhead (as incurred) |  | 192.0443 | 227.3779 | 379.1791 | 341.6329 | 468.8682 | 511.5699 | 465.2659 | 441.0468 | 0 | 3026.9851 | 2228.3838
|  | Total incl Overhead - As Incurred $ Mar 2017 |  | 2590.1489 | 4052.4051 | 5602.4853 | 4215.6094 | 4366.371 | 4432.215 | 4411.1932 | 4413.0888 | 0 | 34083.5168 | 21838.4774
|  | Total overheads (As incurred) - Cumulative |  | 192.0443 | 419.4223 | 798.6013 | 1140.2343 | 1609.1024 | 2120.6724 | 2585.9383 | 3026.9851 | 3026.9851
|  | Labour & Material Escalation - Cumulative |  | 0 | 9.8946 | 43.7118 | 91.4334 | 162.2899 | 255.9037 | 374.379 | 518.5347 | 518.5347
Expenditure By Asset Class - As Incurred
| Asset class breakdown | Secondary |  | 0 | 0 | 0 | 0 | 0 | 0 | 0 | 0 | 0 | 0 | 0
| (fully absorbed) | Switchgear |  | 0 | 0 | 0 | 0 | 0 | 0 | 0 | 0 | 0 | 0 | 0
| (as incurred) | Transformers |  | 0 | 0 | 0 | 0 | 0 | 0 | 0 | 0 | 0 | 0 | 0
|  | Reactive |  | 0 | 0 | 0 | 0 | 0 | 0 | 0 | 0 | 0 | 0 | 0
|  | Lines and towers |  | 2590.1489 | 4052.4051 | 5602.4853 | 4215.6094 | 4366.371 | 4432.215 | 4411.1932 | 4413.0888 | 0 | 34083.5168 | 21838.4774
|  | Establishment |  | 0 | 0 | 0 | 0 | 0 | 0 | 0 | 0 | 0 | 0 | 0
|  | Communications |  | 0 | 0 | 0 | 0 | 0 | 0 | 0 | 0 | 0 | 0 | 0
|  | Non System |  | 0 | 0 | 0 | 0 | 0 | 0 | 0 | 0 | 0 | 0 | 0
|  | Land |  | 0 | 0 | 0 | 0 | 0 | 0 | 0 | 0 | 0 | 0 | 0
|  | Easements |  | 0 | 0 | 0 | 0 | 0 | 0 | 0 | 0 | 0 | 0 | 0
|  | Total incl Overhead - As Incurred $ Mar 2017 |  | 2590.1489 | 4052.4051 | 5602.4853 | 4215.6094 | 4366.371 | 4432.215 | 4411.1932 | 4413.0888 | 0 | 34083.5168 | 21838.4774
|  |  | Check | 0 | 0 | 0 | 0 | 0 | 0 | 0 | 0 | 0 | 0 | 0
| As Commissioned Capex | Direct Expenditure (As Commissioned) - $ 2015/16 |  | 2358.21 | 3751.5 | 5102.5949 | 3761.808 | 3761.808 | 3761.808 | 3761.808 | 3761.808 | 0 | 30021.3449 | 18809.04
|  | Labour & Material Escalation - $ 2015/16 |  | 0 | 9.8946 | 33.8172 | 47.7216 | 70.8565 | 93.6138 | 118.4754 | 144.1557 | 0 | 518.5347 | 474.8229
|  | Total Direct Expenditure - $ 2015/16 |  | 2358.21 | 3761.3946 | 5136.4121 | 3809.5296 | 3832.6645 | 3855.4218 | 3880.2834 | 3905.9637 | 0 | 30539.8796 | 19283.8629
|  | Total Direct Expenditure - $ Mar 2017 |  | 2398.1046 | 3825.0272 | 5223.3063 | 3873.9765 | 3897.5028 | 3920.6451 | 3945.9273 | 3972.042 | 0 | 31056.5317 | 19610.0937
|  | Total overheads (As Commissioned) |  | 192.0443 | 227.3779 | 379.1791 | 341.6329 | 468.8682 | 511.5699 | 465.2659 | 441.0468 | 0 | 3026.9851 | 2228.3838
|  | Total incl Overhead - As commissioned $ Mar 2017 |  | 2590.1489 | 4052.4051 | 5602.4853 | 4215.6094 | 4366.371 | 4432.215 | 4411.1932 | 4413.0888 | 0 | 34083.5168 | 21838.4774
|  | Total overheads (As Comm) - Cumulative |  | 192.0443 | 419.4223 | 798.6013 | 1140.2343 | 1609.1024 | 2120.6724 | 2585.9383 | 3026.9851 | 3026.9851
|  | Total real cost escalation (As Comm) - Cumulative |  | 0 | 9.8946 | 43.7118 | 91.4334 | 162.2899 | 255.9037 | 374.379 | 518.5347 | 518.5347
Expenditure By Asset Class - As Commissioned
| Asset class breakdown | Secondary |  | 0 | 0 | 0 | 0 | 0 | 0 | 0 | 0 | 0 | 0 | 0
| (fully absorbed) | Switchgear |  | 0 | 0 | 0 | 0 | 0 | 0 | 0 | 0 | 0 | 0 | 0
| (as commissioned) | Transformers |  | 0 | 0 | 0 | 0 | 0 | 0 | 0 | 0 | 0 | 0 | 0
|  | Reactive |  | 0 | 0 | 0 | 0 | 0 | 0 | 0 | 0 | 0 | 0 | 0
|  | Lines and towers |  | 2590.1489 | 4052.4051 | 5602.4853 | 4215.6094 | 4366.371 | 4432.215 | 4411.1932 | 4413.0888 | 0 | 34083.5168 | 21838.4774
|  | Establishment |  | 0 | 0 | 0 | 0 | 0 | 0 | 0 | 0 | 0 | 0 | 0
|  | Communications |  | 0 | 0 | 0 | 0 | 0 | 0 | 0 | 0 | 0 | 0 | 0
|  | Non System |  | 0 | 0 | 0 | 0 | 0 | 0 | 0 | 0 | 0 | 0 | 0
|  | Land |  | 0 | 0 | 0 | 0 | 0 | 0 | 0 | 0 | 0 | 0 | 0
|  | Easements |  | 0 | 0 | 0 | 0 | 0 | 0 | 0 | 0 | 0 | 0 | 0
|  | Total incl Overhead - As commissioned $ Mar 2017 |  | 2590.1489 | 4052.4051 | 5602.4853 | 4215.6094 | 4366.371 | 4432.215 | 4411.1932 | 4413.0888 | 0 | 34083.5168 | 21838.4774
|  |  | Check | 0 | 0 | 0 | 0 | 0 | 0 | 0 | 0 | 0 | 0 | 0
0
| Expenditure splits for RIN |  |  |  | 2015-16 | 2016-17 | 2017-18 | 2018-19 | 2019-20 | 2020-21 | 2021-22 | 2022-23
| Repex Category | Transmission Towers | bar: 2015-16 to 2022-23
Transmission Tower Support Structures | bar: 2015-16 to 2022-23
Conductors | bar: 2015-16 to 2022-23
Transmission Cables | bar: 2015-16 to 2022-23
Substation Switchbays | bar: 2015-16 to 2022-23
Substation Power Transformers | bar: 2015-16 to 2022-23
Substation Reactive Plant | bar: 2015-16 to 2022-23
Scada Network Control And Protection Systems | bar: 2015-16 to 2022-23
|  | Other |  |  | 100% | 100% | 100% | 100% | 100% | 100% | 100% | 100%
|  | Total |  |  | 100% | 100% | 100% | 100% | 100% | 100% | 100% | 100%
| Direct Expenditures | Materials - $ Mar 2017 |  |  | 2015-16 | 2016-17 | 2017-18 | 2018-19 | 2019-20 | 2020-21 | 2021-22 | 2022-23 | Total | 2017-22 Total
| (As Incurred) | Transmission Towers |  |  | 0 | 0 | 0 | 0 | 0 | 0 | 0 | 0 | 0 | 0
|  | Transmission Tower Support Structures |  |  | 0 | 0 | 0 | 0 | 0 | 0 | 0 | 0 | 0 | 0
|  | Conductors |  |  | 0 | 0 | 0 | 0 | 0 | 0 | 0 | 0 | 0 | 0
|  | Transmission Cables |  |  | 0 | 0 | 0 | 0 | 0 | 0 | 0 | 0 | 0 | 0
|  | Substation Switchbays |  |  | 0 | 0 | 0 | 0 | 0 | 0 | 0 | 0 | 0 | 0
|  | Substation Power Transformers |  |  | 0 | 0 | 0 | 0 | 0 | 0 | 0 | 0 | 0 | 0
|  | Substation Reactive Plant |  |  | 0 | 0 | 0 | 0 | 0 | 0 | 0 | 0 | 0 | 0
|  | Scada Network Control And Protection Systems |  |  | 0 | 0 | 0 | 0 | 0 | 0 | 0 | 0 | 0 | 0
|  | Other |  |  | 1525.9861 | 2075.5668 | 1530.179 | 1530.179 | 1530.179 | 1530.179 | 1530.179 | 0 | 11252.4481 | 7650.8952
|  | Total Materials |  |  | 1525.9861 | 2075.5668 | 1530.179 | 1530.179 | 1530.179 | 1530.179 | 1530.179 | 0 | 11252.4481 | 7650.8952
|  | Labour (Internal) - $ Mar 2017 |  |  | 2015-16 | 2016-17 | 2017-18 | 2018-19 | 2019-20 | 2020-21 | 2021-22 | 2022-23 | Total | 2017-22 Total
|  | Transmission Towers |  |  | 0 | 0 | 0 | 0 | 0 | 0 | 0 | 0 | 0 | 0
|  | Transmission Tower Support Structures |  |  | 0 | 0 | 0 | 0 | 0 | 0 | 0 | 0 | 0 | 0
|  | Conductors |  |  | 0 | 0 | 0 | 0 | 0 | 0 | 0 | 0 | 0 | 0
|  | Transmission Cables |  |  | 0 | 0 | 0 | 0 | 0 | 0 | 0 | 0 | 0 | 0
|  | Substation Switchbays |  |  | 0 | 0 | 0 | 0 | 0 | 0 | 0 | 0 | 0 | 0
|  | Substation Power Transformers |  |  | 0 | 0 | 0 | 0 | 0 | 0 | 0 | 0 | 0 | 0
|  | Substation Reactive Plant |  |  | 0 | 0 | 0 | 0 | 0 | 0 | 0 | 0 | 0 | 0
|  | Scada Network Control And Protection Systems |  |  | 0 | 0 | 0 | 0 | 0 | 0 | 0 | 0 | 0 | 0
|  | Other |  |  | 383.7378 | 525.385 | 390.4499 | 393.6125 | 396.8696 | 400.4216 | 404.0655 | 0 | 2894.5419 | 1985.4191
|  | Total Internal Labour |  |  | 383.7378 | 525.385 | 390.4499 | 393.6125 | 396.8696 | 400.4216 | 404.0655 | 0 | 2894.5419 | 1985.4191
|  | Labour (External) - $ Mar 2017 |  |  | 2015-16 | 2016-17 | 2017-18 | 2018-19 | 2019-20 | 2020-21 | 2021-22 | 2022-23 | Total | 2017-22 Total
|  | Transmission Towers |  |  | 0 | 0 | 0 | 0 | 0 | 0 | 0 | 0 | 0 | 0
|  | Transmission Tower Support Structures |  |  | 0 | 0 | 0 | 0 | 0 | 0 | 0 | 0 | 0 | 0
|  | Conductors |  |  | 0 | 0 | 0 | 0 | 0 | 0 | 0 | 0 | 0 | 0
|  | Transmission Cables |  |  | 0 | 0 | 0 | 0 | 0 | 0 | 0 | 0 | 0 | 0
|  | Substation Switchbays |  |  | 0 | 0 | 0 | 0 | 0 | 0 | 0 | 0 | 0 | 0
|  | Substation Power Transformers |  |  | 0 | 0 | 0 | 0 | 0 | 0 | 0 | 0 | 0 | 0
|  | Substation Reactive Plant |  |  | 0 | 0 | 0 | 0 | 0 | 0 | 0 | 0 | 0 | 0
|  | Scada Network Control And Protection Systems |  |  | 0 | 0 | 0 | 0 | 0 | 0 | 0 | 0 | 0 | 0
|  | Other |  |  | 1915.3033 | 2622.3545 | 1953.3476 | 1973.7113 | 1993.5964 | 2015.3266 | 2037.7975 | 0 | 14511.4371 | 9973.7793
|  | Total External Labour |  |  | 1915.3033 | 2622.3545 | 1953.3476 | 1973.7113 | 1993.5964 | 2015.3266 | 2037.7975 | 0 | 14511.4371 | 9973.7793
|  | Total Direct - $ Mar 2017 |  |  | 2015-16 | 2016-17 | 2017-18 | 2018-19 | 2019-20 | 2020-21 | 2021-22 | 2022-23 | Total | 2017-22 Total
|  | Transmission Towers |  |  | 0 | 0 | 0 | 0 | 0 | 0 | 0 | 0 | 0 | 0
|  | Transmission Tower Support Structures |  |  | 0 | 0 | 0 | 0 | 0 | 0 | 0 | 0 | 0 | 0
|  | Conductors |  |  | 0 | 0 | 0 | 0 | 0 | 0 | 0 | 0 | 0 | 0
|  | Transmission Cables |  |  | 0 | 0 | 0 | 0 | 0 | 0 | 0 | 0 | 0 | 0
|  | Substation Switchbays |  |  | 0 | 0 | 0 | 0 | 0 | 0 | 0 | 0 | 0 | 0
|  | Substation Power Transformers |  |  | 0 | 0 | 0 | 0 | 0 | 0 | 0 | 0 | 0 | 0
|  | Substation Reactive Plant |  |  | 0 | 0 | 0 | 0 | 0 | 0 | 0 | 0 | 0 | 0
|  | Scada Network Control And Protection Systems |  |  | 0 | 0 | 0 | 0 | 0 | 0 | 0 | 0 | 0 | 0
|  | Other |  |  | 3825.0272 | 5223.3063 | 3873.9765 | 3897.5028 | 3920.6451 | 3945.9273 | 3972.042 | 0 | 28658.4271 | 19610.0937
|  | Total Direct - $ Mar 2017 |  |  | 3825.0272 | 5223.3063 | 3873.9765 | 3897.5028 | 3920.6451 | 3945.9273 | 3972.042 | 0 | 28658.4271 | 19610.0937

## Proj_38
Go To: | Table of Contents
Master Inputs
|  | 0% |  | Business case? | 0
| Project name | Secondary & Protection program
| Project category 1 | Network |  |  | Shaded cells = Inputs
| Project category 2 | Replacement - Other
| Regulatory classification | Prescribed
| Overhead Category | Repex_OHD |  | $000's | $000's | $000's | $000's | $000's | $000's | $000's | $000's | $000's | Project | 2017-22
|  |  |  | Prior | 2015-16 | 2016-17 | 2017-18 | 2018-19 | 2019-20 | 2020-21 | 2021-22 | 2022-23 | Total | Total | Check
| Project timing | Direct Expenditure (As incurred) - $ 2015/16 |  | 14085.5614 | 22785.8699 | 12766.8144 | 18141.96 | 15423.936 | 13084.36 | 12452.16 | 13182.024 | 0 | 121922.6856 | 72284.44 | ok
| (excluding real cost escalators) | Assumed year commissioned (no BC) |  | x | bar: 2015-16 to 2022-23
|  | Direct Expenditure (As Commissioned) - $ 2015/16 |  | 14085.5614 | 22785.8699 | 12766.8144 | 18141.96 | 15423.936 | 13084.36 | 12452.16 | 13182.024 | 0 | 121922.6856 | 72284.44 | ok
| Asset class | Secondary |  | 100% | 100% | 100% | 100% | 100% | 100% | 100% | 100% | 100%
Switchgear
Transformers
Reactive
Lines and towers
Establishment
Communications
Non System
Land
Easements
|  |  | Total | 100% | 100% | 100% | 100% | 100% | 100% | 100% | 100% | 100%
| Input costs % | Labour - internal |  | 10% | 10% | 10% | 10% | 10% | 10% | 10% | 10% | 10%
|  | Labour - external |  | 50% | 50% | 50% | 50% | 50% | 50% | 50% | 50% | 50%
|  | Materials |  | 40% | 40% | 40% | 40% | 40% | 40% | 40% | 40% | 40%
|  |  | Total | 100% | 100% | 100% | 100% | 100% | 100% | 100% | 100% | 100%
Material Escalation
| (By Asset Class) | Secondary |  | 0 | 0 | 0 | 0 | 0 | 0 | 0 | 0 | 0 | 0 | 0
|  | Switchgear |  | 0 | 0 | 0 | 0 | 0 | 0 | 0 | 0 | 0 | 0 | 0
|  | Transformers |  | 0 | 0 | 0 | 0 | 0 | 0 | 0 | 0 | 0 | 0 | 0
|  | Reactive |  | 0 | 0 | 0 | 0 | 0 | 0 | 0 | 0 | 0 | 0 | 0
|  | Lines and towers |  | 0 | 0 | 0 | 0 | 0 | 0 | 0 | 0 | 0 | 0 | 0
|  | Establishment |  | 0 | 0 | 0 | 0 | 0 | 0 | 0 | 0 | 0 | 0 | 0
|  | Communications |  | 0 | 0 | 0 | 0 | 0 | 0 | 0 | 0 | 0 | 0 | 0
|  | Non System |  | 0 | 0 | 0 | 0 | 0 | 0 | 0 | 0 | 0 | 0 | 0
|  | Land |  | 0 | 0 | 0 | 0 | 0 | 0 | 0 | 0 | 0 | 0 | 0
|  | Easements |  | 0 | 0 | 0 | 0 | 0 | 0 | 0 | 0 | 0 | 0 | 0
|  | Total Material escalation |  | 0 | 0 | 0 | 0 | 0 | 0 | 0 | 0 | 0 | 0 | 0
| Labour Escalation | Internal Labour |  | 0 | 13.3867 | 15.9761 | 37.4895 | 44.6244 | 48.9961 | 58.1907 | 74.1577 | 0 | 292.8212 | 263.4584
|  | External Labour |  | 0 | 46.711 | 68.6354 | 192.656 | 245.8971 | 276.6123 | 333.9809 | 430.9886 | 0 | 1595.4813 | 1480.1349
|  | Total Labour Escalation |  | 0 | 60.0977 | 84.6115 | 230.1454 | 290.5215 | 325.6084 | 392.1716 | 505.1463 | 0 | 1888.3026 | 1743.5933
|  | Total Escalation |  | 0 | 60.0977 | 84.6115 | 230.1454 | 290.5215 | 325.6084 | 392.1716 | 505.1463 | 0 | 1888.3026 | 1743.5933
|  | Escalation factors |  | 0 | 0.0026375 | 0.0066275 | 0.012686 | 0.018836 | 0.024885 | 0.031494 | 0.038321 | 0 | 0.015488 | 0.024121
| Direct Expenditure (Escalated) | Total labour - internal |  | 1432.3851 | 2330.7477 | 1314.5258 | 1883.011 | 1613.866 | 1380.3962 | 1325.4569 | 1415.9151 | 0 | 12696.3037 | 7618.6451
| (as incurred) | Total labour - external |  | 7161.9255 | 11633.1738 | 6561.1937 | 9420.3516 | 8092.4906 | 6934.1479 | 6671.0393 | 7140.7938 | 0 | 63615.1163 | 38258.8233
|  | Total materials |  | 5729.5404 | 9268.538 | 5193.1177 | 7379.5491 | 6273.9469 | 5322.2848 | 5065.1267 | 5362.0113 | 0 | 49594.115 | 29402.9188
|  | Total Direct - As Incurred $ Mar 2017 |  | 14323.8509 | 23232.4595 | 13068.8372 | 18682.9117 | 15980.3036 | 13636.8288 | 13061.6229 | 13918.7202 | 0 | 125905.5349 | 75280.3872 | ok
| Capitalised Overheads | Overhead rate (applied to direct expenditure) |  | 8.008% | 5.944% | 7.259% | 8.819% | 12.03% | 13.05% | 11.79% | 11.1% | 11.36%
|  | Total overhead (as incurred) |  | 1147.0786 | 1381.0486 | 948.7151 | 1647.5831 | 1922.4247 | 1779.3479 | 1540.1013 | 1545.5042 | 0 | 11911.8034 | 8434.9612
|  | Total incl Overhead - As Incurred $ Mar 2017 |  | 15470.9295 | 24613.5081 | 14017.5523 | 20330.4948 | 17902.7283 | 15416.1767 | 14601.7242 | 15464.2244 | 0 | 137817.3383 | 83715.3484
|  | Total overheads (As incurred) - Cumulative |  | 1147.0786 | 2528.1272 | 3476.8422 | 5124.4253 | 7046.85 | 8826.198 | 10366.2992 | 11911.8034 | 11911.8034
|  | Labour & Material Escalation - Cumulative |  | 0 | 60.0977 | 144.7093 | 374.8547 | 665.3762 | 990.9846 | 1383.1562 | 1888.3026 | 1888.3026
Expenditure By Asset Class - As Incurred
| Asset class breakdown | Secondary |  | 15470.9295 | 24613.5081 | 14017.5523 | 20330.4948 | 17902.7283 | 15416.1767 | 14601.7242 | 15464.2244 | 0 | 137817.3383 | 83715.3484
| (fully absorbed) | Switchgear |  | 0 | 0 | 0 | 0 | 0 | 0 | 0 | 0 | 0 | 0 | 0
| (as incurred) | Transformers |  | 0 | 0 | 0 | 0 | 0 | 0 | 0 | 0 | 0 | 0 | 0
|  | Reactive |  | 0 | 0 | 0 | 0 | 0 | 0 | 0 | 0 | 0 | 0 | 0
|  | Lines and towers |  | 0 | 0 | 0 | 0 | 0 | 0 | 0 | 0 | 0 | 0 | 0
|  | Establishment |  | 0 | 0 | 0 | 0 | 0 | 0 | 0 | 0 | 0 | 0 | 0
|  | Communications |  | 0 | 0 | 0 | 0 | 0 | 0 | 0 | 0 | 0 | 0 | 0
|  | Non System |  | 0 | 0 | 0 | 0 | 0 | 0 | 0 | 0 | 0 | 0 | 0
|  | Land |  | 0 | 0 | 0 | 0 | 0 | 0 | 0 | 0 | 0 | 0 | 0
|  | Easements |  | 0 | 0 | 0 | 0 | 0 | 0 | 0 | 0 | 0 | 0 | 0
|  | Total incl Overhead - As Incurred $ Mar 2017 |  | 15470.9295 | 24613.5081 | 14017.5523 | 20330.4948 | 17902.7283 | 15416.1767 | 14601.7242 | 15464.2244 | 0 | 137817.3383 | 83715.3484
|  |  | Check | 0 | 0 | 0 | 0 | 0 | 0 | 0 | 0 | 0 | 0 | 0
| As Commissioned Capex | Direct Expenditure (As Commissioned) - $ 2015/16 |  | 14085.5614 | 22785.8699 | 12766.8144 | 18141.96 | 15423.936 | 13084.36 | 12452.16 | 13182.024 | 0 | 121922.6856 | 72284.44
|  | Labour & Material Escalation - $ 2015/16 |  | 0 | 60.0977 | 84.6115 | 230.1454 | 290.5215 | 325.6084 | 392.1716 | 505.1463 | 0 | 1888.3026 | 1743.5933
|  | Total Direct Expenditure - $ 2015/16 |  | 14085.5614 | 22845.9676 | 12851.4259 | 18372.1054 | 15714.4575 | 13409.9684 | 12844.3316 | 13687.1703 | 0 | 123810.9881 | 74028.0333
|  | Total Direct Expenditure - $ Mar 2017 |  | 14323.8509 | 23232.4595 | 13068.8372 | 18682.9117 | 15980.3036 | 13636.8288 | 13061.6229 | 13918.7202 | 0 | 125905.5349 | 75280.3872
|  | Total overheads (As Commissioned) |  | 1147.0786 | 1381.0486 | 948.7151 | 1647.5831 | 1922.4247 | 1779.3479 | 1540.1013 | 1545.5042 | 0 | 11911.8034 | 8434.9612
|  | Total incl Overhead - As commissioned $ Mar 2017 |  | 15470.9295 | 24613.5081 | 14017.5523 | 20330.4948 | 17902.7283 | 15416.1767 | 14601.7242 | 15464.2244 | 0 | 137817.3383 | 83715.3484
|  | Total overheads (As Comm) - Cumulative |  | 1147.0786 | 2528.1272 | 3476.8422 | 5124.4253 | 7046.85 | 8826.198 | 10366.2992 | 11911.8034 | 11911.8034
|  | Total real cost escalation (As Comm) - Cumulative |  | 0 | 60.0977 | 144.7093 | 374.8547 | 665.3762 | 990.9846 | 1383.1562 | 1888.3026 | 1888.3026
Expenditure By Asset Class - As Commissioned
| Asset class breakdown | Secondary |  | 15470.9295 | 24613.5081 | 14017.5523 | 20330.4948 | 17902.7283 | 15416.1767 | 14601.7242 | 15464.2244 | 0 | 137817.3383 | 83715.3484
| (fully absorbed) | Switchgear |  | 0 | 0 | 0 | 0 | 0 | 0 | 0 | 0 | 0 | 0 | 0
| (as commissioned) | Transformers |  | 0 | 0 | 0 | 0 | 0 | 0 | 0 | 0 | 0 | 0 | 0
|  | Reactive |  | 0 | 0 | 0 | 0 | 0 | 0 | 0 | 0 | 0 | 0 | 0
|  | Lines and towers |  | 0 | 0 | 0 | 0 | 0 | 0 | 0 | 0 | 0 | 0 | 0
|  | Establishment |  | 0 | 0 | 0 | 0 | 0 | 0 | 0 | 0 | 0 | 0 | 0
|  | Communications |  | 0 | 0 | 0 | 0 | 0 | 0 | 0 | 0 | 0 | 0 | 0
|  | Non System |  | 0 | 0 | 0 | 0 | 0 | 0 | 0 | 0 | 0 | 0 | 0
|  | Land |  | 0 | 0 | 0 | 0 | 0 | 0 | 0 | 0 | 0 | 0 | 0
|  | Easements |  | 0 | 0 | 0 | 0 | 0 | 0 | 0 | 0 | 0 | 0 | 0
|  | Total incl Overhead - As commissioned $ Mar 2017 |  | 15470.9295 | 24613.5081 | 14017.5523 | 20330.4948 | 17902.7283 | 15416.1767 | 14601.7242 | 15464.2244 | 0 | 137817.3383 | 83715.3484
|  |  | Check | 0 | 0 | 0 | 0 | 0 | 0 | 0 | 0 | 0 | 0 | 0
0
| Expenditure splits for RIN |  |  |  | 2015-16 | 2016-17 | 2017-18 | 2018-19 | 2019-20 | 2020-21 | 2021-22 | 2022-23
| Repex Category | Transmission Towers | bar: 2015-16 to 2022-23
Transmission Tower Support Structures | bar: 2015-16 to 2022-23
Conductors | bar: 2015-16 to 2022-23
Transmission Cables | bar: 2015-16 to 2022-23
Substation Switchbays | bar: 2015-16 to 2022-23
Substation Power Transformers | bar: 2015-16 to 2022-23
Substation Reactive Plant | bar: 2015-16 to 2022-23
|  | Scada Network Control And Protection Systems |  |  | 100% | 100% | 100% | 100% | 100% | 100% | 100% | 100%
Other | bar: 2015-16 to 2022-23
|  | Total |  |  | 100% | 100% | 100% | 100% | 100% | 100% | 100% | 100%
| Direct Expenditures | Materials - $ Mar 2017 |  |  | 2015-16 | 2016-17 | 2017-18 | 2018-19 | 2019-20 | 2020-21 | 2021-22 | 2022-23 | Total | 2017-22 Total
| (As Incurred) | Transmission Towers |  |  | 0 | 0 | 0 | 0 | 0 | 0 | 0 | 0 | 0 | 0
|  | Transmission Tower Support Structures |  |  | 0 | 0 | 0 | 0 | 0 | 0 | 0 | 0 | 0 | 0
|  | Conductors |  |  | 0 | 0 | 0 | 0 | 0 | 0 | 0 | 0 | 0 | 0
|  | Transmission Cables |  |  | 0 | 0 | 0 | 0 | 0 | 0 | 0 | 0 | 0 | 0
|  | Substation Switchbays |  |  | 0 | 0 | 0 | 0 | 0 | 0 | 0 | 0 | 0 | 0
|  | Substation Power Transformers |  |  | 0 | 0 | 0 | 0 | 0 | 0 | 0 | 0 | 0 | 0
|  | Substation Reactive Plant |  |  | 0 | 0 | 0 | 0 | 0 | 0 | 0 | 0 | 0 | 0
|  | Scada Network Control And Protection Systems |  |  | 9268.538 | 5193.1177 | 7379.5491 | 6273.9469 | 5322.2848 | 5065.1267 | 5362.0113 | 0 | 43864.5746 | 29402.9188
|  | Other |  |  | 0 | 0 | 0 | 0 | 0 | 0 | 0 | 0 | 0 | 0
|  | Total Materials |  |  | 9268.538 | 5193.1177 | 7379.5491 | 6273.9469 | 5322.2848 | 5065.1267 | 5362.0113 | 0 | 43864.5746 | 29402.9188
|  | Labour (Internal) - $ Mar 2017 |  |  | 2015-16 | 2016-17 | 2017-18 | 2018-19 | 2019-20 | 2020-21 | 2021-22 | 2022-23 | Total | 2017-22 Total
|  | Transmission Towers |  |  | 0 | 0 | 0 | 0 | 0 | 0 | 0 | 0 | 0 | 0
|  | Transmission Tower Support Structures |  |  | 0 | 0 | 0 | 0 | 0 | 0 | 0 | 0 | 0 | 0
|  | Conductors |  |  | 0 | 0 | 0 | 0 | 0 | 0 | 0 | 0 | 0 | 0
|  | Transmission Cables |  |  | 0 | 0 | 0 | 0 | 0 | 0 | 0 | 0 | 0 | 0
|  | Substation Switchbays |  |  | 0 | 0 | 0 | 0 | 0 | 0 | 0 | 0 | 0 | 0
|  | Substation Power Transformers |  |  | 0 | 0 | 0 | 0 | 0 | 0 | 0 | 0 | 0 | 0
|  | Substation Reactive Plant |  |  | 0 | 0 | 0 | 0 | 0 | 0 | 0 | 0 | 0 | 0
|  | Scada Network Control And Protection Systems |  |  | 2330.7477 | 1314.5258 | 1883.011 | 1613.866 | 1380.3962 | 1325.4569 | 1415.9151 | 0 | 11263.9186 | 7618.6451
|  | Other |  |  | 0 | 0 | 0 | 0 | 0 | 0 | 0 | 0 | 0 | 0
|  | Total Internal Labour |  |  | 2330.7477 | 1314.5258 | 1883.011 | 1613.866 | 1380.3962 | 1325.4569 | 1415.9151 | 0 | 11263.9186 | 7618.6451
|  | Labour (External) - $ Mar 2017 |  |  | 2015-16 | 2016-17 | 2017-18 | 2018-19 | 2019-20 | 2020-21 | 2021-22 | 2022-23 | Total | 2017-22 Total
|  | Transmission Towers |  |  | 0 | 0 | 0 | 0 | 0 | 0 | 0 | 0 | 0 | 0
|  | Transmission Tower Support Structures |  |  | 0 | 0 | 0 | 0 | 0 | 0 | 0 | 0 | 0 | 0
|  | Conductors |  |  | 0 | 0 | 0 | 0 | 0 | 0 | 0 | 0 | 0 | 0
|  | Transmission Cables |  |  | 0 | 0 | 0 | 0 | 0 | 0 | 0 | 0 | 0 | 0
|  | Substation Switchbays |  |  | 0 | 0 | 0 | 0 | 0 | 0 | 0 | 0 | 0 | 0
|  | Substation Power Transformers |  |  | 0 | 0 | 0 | 0 | 0 | 0 | 0 | 0 | 0 | 0
|  | Substation Reactive Plant |  |  | 0 | 0 | 0 | 0 | 0 | 0 | 0 | 0 | 0 | 0
|  | Scada Network Control And Protection Systems |  |  | 11633.1738 | 6561.1937 | 9420.3516 | 8092.4906 | 6934.1479 | 6671.0393 | 7140.7938 | 0 | 56453.1908 | 38258.8233
|  | Other |  |  | 0 | 0 | 0 | 0 | 0 | 0 | 0 | 0 | 0 | 0
|  | Total External Labour |  |  | 11633.1738 | 6561.1937 | 9420.3516 | 8092.4906 | 6934.1479 | 6671.0393 | 7140.7938 | 0 | 56453.1908 | 38258.8233
|  | Total Direct - $ Mar 2017 |  |  | 2015-16 | 2016-17 | 2017-18 | 2018-19 | 2019-20 | 2020-21 | 2021-22 | 2022-23 | Total | 2017-22 Total
|  | Transmission Towers |  |  | 0 | 0 | 0 | 0 | 0 | 0 | 0 | 0 | 0 | 0
|  | Transmission Tower Support Structures |  |  | 0 | 0 | 0 | 0 | 0 | 0 | 0 | 0 | 0 | 0
|  | Conductors |  |  | 0 | 0 | 0 | 0 | 0 | 0 | 0 | 0 | 0 | 0
|  | Transmission Cables |  |  | 0 | 0 | 0 | 0 | 0 | 0 | 0 | 0 | 0 | 0
|  | Substation Switchbays |  |  | 0 | 0 | 0 | 0 | 0 | 0 | 0 | 0 | 0 | 0
|  | Substation Power Transformers |  |  | 0 | 0 | 0 | 0 | 0 | 0 | 0 | 0 | 0 | 0
|  | Substation Reactive Plant |  |  | 0 | 0 | 0 | 0 | 0 | 0 | 0 | 0 | 0 | 0
|  | Scada Network Control And Protection Systems |  |  | 23232.4595 | 13068.8372 | 18682.9117 | 15980.3036 | 13636.8288 | 13061.6229 | 13918.7202 | 0 | 111581.684 | 75280.3872
|  | Other |  |  | 0 | 0 | 0 | 0 | 0 | 0 | 0 | 0 | 0 | 0
|  | Total Direct - $ Mar 2017 |  |  | 23232.4595 | 13068.8372 | 18682.9117 | 15980.3036 | 13636.8288 | 13061.6229 | 13918.7202 | 0 | 111581.684 | 75280.3872

## Proj_39
Go To: | Table of Contents
Master Inputs
|  | 0% |  | Business case? | 0
| Project name | Comms program
| Project category 1 | Network |  |  | Shaded cells = Inputs
| Project category 2 | Replacement - Other
| Regulatory classification | Prescribed
| Overhead Category | Repex_OHD |  | $000's | $000's | $000's | $000's | $000's | $000's | $000's | $000's | $000's | Project | 2017-22
|  |  |  | Prior | 2015-16 | 2016-17 | 2017-18 | 2018-19 | 2019-20 | 2020-21 | 2021-22 | 2022-23 | Total | Total | Check
| Project timing | Direct Expenditure (As incurred) - $ 2015/16 |  | 8855.1719 | 6202.785 | 13342.8803 | 7580.3028 | 10237.3793 | 11615.8116 | 10695.0375 | 6484.6311 | 0 | 75013.9994 | 46613.1623 | ok
| (excluding real cost escalators) | Assumed year commissioned (no BC) |  | x | bar: 2015-16 to 2022-23
|  | Direct Expenditure (As Commissioned) - $ 2015/16 |  | 8855.1719 | 6202.785 | 13342.8803 | 7580.3028 | 10237.3793 | 11615.8116 | 10695.0375 | 6484.6311 | 0 | 75013.9994 | 46613.1623 | ok
| Asset class | Secondary
Switchgear
Transformers
Reactive
Lines and towers
Establishment
|  | Communications |  | 100% | 100% | 100% | 100% | 100% | 100% | 100% | 100% | 100%
Non System
Land
Easements
|  |  | Total | 100% | 100% | 100% | 100% | 100% | 100% | 100% | 100% | 100%
| Input costs % | Labour - internal |  | 10% | 10% | 10% | 10% | 10% | 10% | 10% | 10% | 10%
|  | Labour - external |  | 50% | 50% | 50% | 50% | 50% | 50% | 50% | 50% | 50%
|  | Materials |  | 40% | 40% | 40% | 40% | 40% | 40% | 40% | 40% | 40%
|  |  | Total | 100% | 100% | 100% | 100% | 100% | 100% | 100% | 100% | 100%
Material Escalation
| (By Asset Class) | Secondary |  | 0 | 0 | 0 | 0 | 0 | 0 | 0 | 0 | 0 | 0 | 0
|  | Switchgear |  | 0 | 0 | 0 | 0 | 0 | 0 | 0 | 0 | 0 | 0 | 0
|  | Transformers |  | 0 | 0 | 0 | 0 | 0 | 0 | 0 | 0 | 0 | 0 | 0
|  | Reactive |  | 0 | 0 | 0 | 0 | 0 | 0 | 0 | 0 | 0 | 0 | 0
|  | Lines and towers |  | 0 | 0 | 0 | 0 | 0 | 0 | 0 | 0 | 0 | 0 | 0
|  | Establishment |  | 0 | 0 | 0 | 0 | 0 | 0 | 0 | 0 | 0 | 0 | 0
|  | Communications |  | 0 | 0 | 0 | 0 | 0 | 0 | 0 | 0 | 0 | 0 | 0
|  | Non System |  | 0 | 0 | 0 | 0 | 0 | 0 | 0 | 0 | 0 | 0 | 0
|  | Land |  | 0 | 0 | 0 | 0 | 0 | 0 | 0 | 0 | 0 | 0 | 0
|  | Easements |  | 0 | 0 | 0 | 0 | 0 | 0 | 0 | 0 | 0 | 0 | 0
|  | Total Material escalation |  | 0 | 0 | 0 | 0 | 0 | 0 | 0 | 0 | 0 | 0 | 0
| Labour Escalation | Internal Labour |  | 0 | 3.6441 | 16.697 | 15.6643 | 29.6187 | 43.4969 | 49.9795 | 36.4804 | 0 | 195.5809 | 175.2398
|  | External Labour |  | 0 | 12.7157 | 71.7324 | 80.498 | 163.2101 | 245.5662 | 286.8529 | 212.0161 | 0 | 1072.5914 | 988.1433
|  | Total Labour Escalation |  | 0 | 16.3598 | 88.4294 | 96.1623 | 192.8288 | 289.0632 | 336.8323 | 248.4965 | 0 | 1268.1723 | 1163.3831
|  | Total Escalation |  | 0 | 16.3598 | 88.4294 | 96.1623 | 192.8288 | 289.0632 | 336.8323 | 248.4965 | 0 | 1268.1723 | 1163.3831
|  | Escalation factors |  | 0 | 0.0026375 | 0.0066275 | 0.012686 | 0.018836 | 0.024885 | 0.031494 | 0.038321 | 0 | 0.016906 | 0.024958
| Direct Expenditure (Escalated) | Total labour - internal |  | 900.4977 | 634.4777 | 1373.84 | 786.7834 | 1071.1765 | 1225.4647 | 1138.4218 | 696.5309 | 0 | 7827.1929 | 4918.3774
| (as incurred) | Total labour - external |  | 4502.4887 | 3166.7905 | 6857.2488 | 3936.1303 | 5371.2552 | 6155.8804 | 5729.6899 | 3512.7696 | 0 | 39232.2534 | 24705.7254
|  | Total materials |  | 3601.991 | 2523.0877 | 5427.4423 | 3083.4164 | 4164.2272 | 4724.9279 | 4350.3874 | 2637.7334 | 0 | 30513.2133 | 18960.6923
|  | Total Direct - As Incurred $ Mar 2017 |  | 9004.9774 | 6324.3559 | 13658.5311 | 7806.3301 | 10606.6589 | 12106.273 | 11218.4992 | 6847.0339 | 0 | 77572.6596 | 48584.7952 | ok
| Capitalised Overheads | Overhead rate (applied to direct expenditure) |  | 8.008% | 5.944% | 7.259% | 8.819% | 12.03% | 13.05% | 11.79% | 11.1% | 11.36%
|  | Total overhead (as incurred) |  | 721.1341 | 375.95 | 991.5231 | 688.414 | 1275.9772 | 1579.6394 | 1322.7778 | 760.2796 | 0 | 7715.6952 | 5627.088
|  | Total incl Overhead - As Incurred $ Mar 2017 |  | 9726.1115 | 6700.3059 | 14650.0542 | 8494.7441 | 11882.6361 | 13685.9124 | 12541.277 | 7607.3136 | 0 | 85288.3548 | 54211.8832
|  | Total overheads (As incurred) - Cumulative |  | 721.1341 | 1097.084 | 2088.6072 | 2777.0211 | 4052.9984 | 5632.6377 | 6955.4155 | 7715.6952 | 7715.6952
|  | Labour & Material Escalation - Cumulative |  | 0 | 16.3598 | 104.7892 | 200.9515 | 393.7803 | 682.8434 | 1019.6758 | 1268.1723 | 1268.1723
Expenditure By Asset Class - As Incurred
| Asset class breakdown | Secondary |  | 0 | 0 | 0 | 0 | 0 | 0 | 0 | 0 | 0 | 0 | 0
| (fully absorbed) | Switchgear |  | 0 | 0 | 0 | 0 | 0 | 0 | 0 | 0 | 0 | 0 | 0
| (as incurred) | Transformers |  | 0 | 0 | 0 | 0 | 0 | 0 | 0 | 0 | 0 | 0 | 0
|  | Reactive |  | 0 | 0 | 0 | 0 | 0 | 0 | 0 | 0 | 0 | 0 | 0
|  | Lines and towers |  | 0 | 0 | 0 | 0 | 0 | 0 | 0 | 0 | 0 | 0 | 0
|  | Establishment |  | 0 | 0 | 0 | 0 | 0 | 0 | 0 | 0 | 0 | 0 | 0
|  | Communications |  | 9726.1115 | 6700.3059 | 14650.0542 | 8494.7441 | 11882.6361 | 13685.9124 | 12541.277 | 7607.3136 | 0 | 85288.3548 | 54211.8832
|  | Non System |  | 0 | 0 | 0 | 0 | 0 | 0 | 0 | 0 | 0 | 0 | 0
|  | Land |  | 0 | 0 | 0 | 0 | 0 | 0 | 0 | 0 | 0 | 0 | 0
|  | Easements |  | 0 | 0 | 0 | 0 | 0 | 0 | 0 | 0 | 0 | 0 | 0
|  | Total incl Overhead - As Incurred $ Mar 2017 |  | 9726.1115 | 6700.3059 | 14650.0542 | 8494.7441 | 11882.6361 | 13685.9124 | 12541.277 | 7607.3136 | 0 | 85288.3548 | 54211.8832
|  |  | Check | 0 | 0 | 0 | 0 | 0 | 0 | 0 | 0 | 0 | 0 | 0
| As Commissioned Capex | Direct Expenditure (As Commissioned) - $ 2015/16 |  | 8855.1719 | 6202.785 | 13342.8803 | 7580.3028 | 10237.3793 | 11615.8116 | 10695.0375 | 6484.6311 | 0 | 75013.9994 | 46613.1623
|  | Labour & Material Escalation - $ 2015/16 |  | 0 | 16.3598 | 88.4294 | 96.1623 | 192.8288 | 289.0632 | 336.8323 | 248.4965 | 0 | 1268.1723 | 1163.3831
|  | Total Direct Expenditure - $ 2015/16 |  | 8855.1719 | 6219.1448 | 13431.3097 | 7676.4651 | 10430.208 | 11904.8748 | 11031.8698 | 6733.1276 | 0 | 76282.1717 | 47776.5453
|  | Total Direct Expenditure - $ Mar 2017 |  | 9004.9774 | 6324.3559 | 13658.5311 | 7806.3301 | 10606.6589 | 12106.273 | 11218.4992 | 6847.0339 | 0 | 77572.6596 | 48584.7952
|  | Total overheads (As Commissioned) |  | 721.1341 | 375.95 | 991.5231 | 688.414 | 1275.9772 | 1579.6394 | 1322.7778 | 760.2796 | 0 | 7715.6952 | 5627.088
|  | Total incl Overhead - As commissioned $ Mar 2017 |  | 9726.1115 | 6700.3059 | 14650.0542 | 8494.7441 | 11882.6361 | 13685.9124 | 12541.277 | 7607.3136 | 0 | 85288.3548 | 54211.8832
|  | Total overheads (As Comm) - Cumulative |  | 721.1341 | 1097.084 | 2088.6072 | 2777.0211 | 4052.9984 | 5632.6377 | 6955.4155 | 7715.6952 | 7715.6952
|  | Total real cost escalation (As Comm) - Cumulative |  | 0 | 16.3598 | 104.7892 | 200.9515 | 393.7803 | 682.8434 | 1019.6758 | 1268.1723 | 1268.1723
Expenditure By Asset Class - As Commissioned
| Asset class breakdown | Secondary |  | 0 | 0 | 0 | 0 | 0 | 0 | 0 | 0 | 0 | 0 | 0
| (fully absorbed) | Switchgear |  | 0 | 0 | 0 | 0 | 0 | 0 | 0 | 0 | 0 | 0 | 0
| (as commissioned) | Transformers |  | 0 | 0 | 0 | 0 | 0 | 0 | 0 | 0 | 0 | 0 | 0
|  | Reactive |  | 0 | 0 | 0 | 0 | 0 | 0 | 0 | 0 | 0 | 0 | 0
|  | Lines and towers |  | 0 | 0 | 0 | 0 | 0 | 0 | 0 | 0 | 0 | 0 | 0
|  | Establishment |  | 0 | 0 | 0 | 0 | 0 | 0 | 0 | 0 | 0 | 0 | 0
|  | Communications |  | 9726.1115 | 6700.3059 | 14650.0542 | 8494.7441 | 11882.6361 | 13685.9124 | 12541.277 | 7607.3136 | 0 | 85288.3548 | 54211.8832
|  | Non System |  | 0 | 0 | 0 | 0 | 0 | 0 | 0 | 0 | 0 | 0 | 0
|  | Land |  | 0 | 0 | 0 | 0 | 0 | 0 | 0 | 0 | 0 | 0 | 0
|  | Easements |  | 0 | 0 | 0 | 0 | 0 | 0 | 0 | 0 | 0 | 0 | 0
|  | Total incl Overhead - As commissioned $ Mar 2017 |  | 9726.1115 | 6700.3059 | 14650.0542 | 8494.7441 | 11882.6361 | 13685.9124 | 12541.277 | 7607.3136 | 0 | 85288.3548 | 54211.8832
|  |  | Check | 0 | 0 | 0 | 0 | 0 | 0 | 0 | 0 | 0 | 0 | 0
0
| Expenditure splits for RIN |  |  |  | 2015-16 | 2016-17 | 2017-18 | 2018-19 | 2019-20 | 2020-21 | 2021-22 | 2022-23
| Repex Category | Transmission Towers | bar: 2015-16 to 2022-23
Transmission Tower Support Structures | bar: 2015-16 to 2022-23
Conductors | bar: 2015-16 to 2022-23
Transmission Cables | bar: 2015-16 to 2022-23
Substation Switchbays | bar: 2015-16 to 2022-23
Substation Power Transformers | bar: 2015-16 to 2022-23
Substation Reactive Plant | bar: 2015-16 to 2022-23
|  | Scada Network Control And Protection Systems |  |  | 100% | 100% | 100% | 100% | 100% | 100% | 100% | 100%
Other | bar: 2015-16 to 2022-23
|  | Total |  |  | 100% | 100% | 100% | 100% | 100% | 100% | 100% | 100%
| Direct Expenditures | Materials - $ Mar 2017 |  |  | 2015-16 | 2016-17 | 2017-18 | 2018-19 | 2019-20 | 2020-21 | 2021-22 | 2022-23 | Total | 2017-22 Total
| (As Incurred) | Transmission Towers |  |  | 0 | 0 | 0 | 0 | 0 | 0 | 0 | 0 | 0 | 0
|  | Transmission Tower Support Structures |  |  | 0 | 0 | 0 | 0 | 0 | 0 | 0 | 0 | 0 | 0
|  | Conductors |  |  | 0 | 0 | 0 | 0 | 0 | 0 | 0 | 0 | 0 | 0
|  | Transmission Cables |  |  | 0 | 0 | 0 | 0 | 0 | 0 | 0 | 0 | 0 | 0
|  | Substation Switchbays |  |  | 0 | 0 | 0 | 0 | 0 | 0 | 0 | 0 | 0 | 0
|  | Substation Power Transformers |  |  | 0 | 0 | 0 | 0 | 0 | 0 | 0 | 0 | 0 | 0
|  | Substation Reactive Plant |  |  | 0 | 0 | 0 | 0 | 0 | 0 | 0 | 0 | 0 | 0
|  | Scada Network Control And Protection Systems |  |  | 2523.0877 | 5427.4423 | 3083.4164 | 4164.2272 | 4724.9279 | 4350.3874 | 2637.7334 | 0 | 26911.2223 | 18960.6923
|  | Other |  |  | 0 | 0 | 0 | 0 | 0 | 0 | 0 | 0 | 0 | 0
|  | Total Materials |  |  | 2523.0877 | 5427.4423 | 3083.4164 | 4164.2272 | 4724.9279 | 4350.3874 | 2637.7334 | 0 | 26911.2223 | 18960.6923
|  | Labour (Internal) - $ Mar 2017 |  |  | 2015-16 | 2016-17 | 2017-18 | 2018-19 | 2019-20 | 2020-21 | 2021-22 | 2022-23 | Total | 2017-22 Total
|  | Transmission Towers |  |  | 0 | 0 | 0 | 0 | 0 | 0 | 0 | 0 | 0 | 0
|  | Transmission Tower Support Structures |  |  | 0 | 0 | 0 | 0 | 0 | 0 | 0 | 0 | 0 | 0
|  | Conductors |  |  | 0 | 0 | 0 | 0 | 0 | 0 | 0 | 0 | 0 | 0
|  | Transmission Cables |  |  | 0 | 0 | 0 | 0 | 0 | 0 | 0 | 0 | 0 | 0
|  | Substation Switchbays |  |  | 0 | 0 | 0 | 0 | 0 | 0 | 0 | 0 | 0 | 0
|  | Substation Power Transformers |  |  | 0 | 0 | 0 | 0 | 0 | 0 | 0 | 0 | 0 | 0
|  | Substation Reactive Plant |  |  | 0 | 0 | 0 | 0 | 0 | 0 | 0 | 0 | 0 | 0
|  | Scada Network Control And Protection Systems |  |  | 634.4777 | 1373.84 | 786.7834 | 1071.1765 | 1225.4647 | 1138.4218 | 696.5309 | 0 | 6926.6952 | 4918.3774
|  | Other |  |  | 0 | 0 | 0 | 0 | 0 | 0 | 0 | 0 | 0 | 0
|  | Total Internal Labour |  |  | 634.4777 | 1373.84 | 786.7834 | 1071.1765 | 1225.4647 | 1138.4218 | 696.5309 | 0 | 6926.6952 | 4918.3774
|  | Labour (External) - $ Mar 2017 |  |  | 2015-16 | 2016-17 | 2017-18 | 2018-19 | 2019-20 | 2020-21 | 2021-22 | 2022-23 | Total | 2017-22 Total
|  | Transmission Towers |  |  | 0 | 0 | 0 | 0 | 0 | 0 | 0 | 0 | 0 | 0
|  | Transmission Tower Support Structures |  |  | 0 | 0 | 0 | 0 | 0 | 0 | 0 | 0 | 0 | 0
|  | Conductors |  |  | 0 | 0 | 0 | 0 | 0 | 0 | 0 | 0 | 0 | 0
|  | Transmission Cables |  |  | 0 | 0 | 0 | 0 | 0 | 0 | 0 | 0 | 0 | 0
|  | Substation Switchbays |  |  | 0 | 0 | 0 | 0 | 0 | 0 | 0 | 0 | 0 | 0
|  | Substation Power Transformers |  |  | 0 | 0 | 0 | 0 | 0 | 0 | 0 | 0 | 0 | 0
|  | Substation Reactive Plant |  |  | 0 | 0 | 0 | 0 | 0 | 0 | 0 | 0 | 0 | 0
|  | Scada Network Control And Protection Systems |  |  | 3166.7905 | 6857.2488 | 3936.1303 | 5371.2552 | 6155.8804 | 5729.6899 | 3512.7696 | 0 | 34729.7647 | 24705.7254
|  | Other |  |  | 0 | 0 | 0 | 0 | 0 | 0 | 0 | 0 | 0 | 0
|  | Total External Labour |  |  | 3166.7905 | 6857.2488 | 3936.1303 | 5371.2552 | 6155.8804 | 5729.6899 | 3512.7696 | 0 | 34729.7647 | 24705.7254
|  | Total Direct - $ Mar 2017 |  |  | 2015-16 | 2016-17 | 2017-18 | 2018-19 | 2019-20 | 2020-21 | 2021-22 | 2022-23 | Total | 2017-22 Total
|  | Transmission Towers |  |  | 0 | 0 | 0 | 0 | 0 | 0 | 0 | 0 | 0 | 0
|  | Transmission Tower Support Structures |  |  | 0 | 0 | 0 | 0 | 0 | 0 | 0 | 0 | 0 | 0
|  | Conductors |  |  | 0 | 0 | 0 | 0 | 0 | 0 | 0 | 0 | 0 | 0
|  | Transmission Cables |  |  | 0 | 0 | 0 | 0 | 0 | 0 | 0 | 0 | 0 | 0
|  | Substation Switchbays |  |  | 0 | 0 | 0 | 0 | 0 | 0 | 0 | 0 | 0 | 0
|  | Substation Power Transformers |  |  | 0 | 0 | 0 | 0 | 0 | 0 | 0 | 0 | 0 | 0
|  | Substation Reactive Plant |  |  | 0 | 0 | 0 | 0 | 0 | 0 | 0 | 0 | 0 | 0
|  | Scada Network Control And Protection Systems |  |  | 6324.3559 | 13658.5311 | 7806.3301 | 10606.6589 | 12106.273 | 11218.4992 | 6847.0339 | 0 | 68567.6822 | 48584.7952
|  | Other |  |  | 0 | 0 | 0 | 0 | 0 | 0 | 0 | 0 | 0 | 0
|  | Total Direct - $ Mar 2017 |  |  | 6324.3559 | 13658.5311 | 7806.3301 | 10606.6589 | 12106.273 | 11218.4992 | 6847.0339 | 0 | 68567.6822 | 48584.7952

## Proj_40
Go To: | Table of Contents
Master Inputs
|  | 0% |  | Business case? | 0
| Project name | Comms program - safety and security
| Project category 1 | Network |  |  | Shaded cells = Inputs
| Project category 2 | Security and Compliance
| Regulatory classification | Prescribed
| Overhead Category | Repex_OHD |  | $000's | $000's | $000's | $000's | $000's | $000's | $000's | $000's | $000's | Project | 2017-22
|  |  |  | Prior | 2015-16 | 2016-17 | 2017-18 | 2018-19 | 2019-20 | 2020-21 | 2021-22 | 2022-23 | Total | Total | Check
| Project timing | Direct Expenditure (As incurred) - $ 2015/16 |  | 0 | 887.3963 | 406.1676 | 1162.5373 | 247.0747 | 658.2706 | 0 | 1201.18 | 0 | 4562.6265 | 3269.0626 | ok
| (excluding real cost escalators) | Assumed year commissioned (no BC) | bar: 2015-16 to 2022-23
|  | Direct Expenditure (As Commissioned) - $ 2015/16 |  | 0 | 887.3963 | 406.1676 | 1162.5373 | 247.0747 | 658.2706 | 0 | 1201.18 | 0 | 4562.6265 | 3269.0626 | ok
| Asset class | Secondary
Switchgear
Transformers
Reactive
Lines and towers
Establishment
|  | Communications |  | 100% | 100% | 100% | 100% | 100% | 100% | 100% | 100% | 100%
Non System
Land
Easements
|  |  | Total | 100% | 100% | 100% | 100% | 100% | 100% | 100% | 100% | 100%
| Input costs % | Labour - internal |  | 10% | 10% | 10% | 10% | 10% | 10% | 10% | 10% | 10%
|  | Labour - external |  | 50% | 50% | 50% | 50% | 50% | 50% | 50% | 50% | 50%
|  | Materials |  | 40% | 40% | 40% | 40% | 40% | 40% | 40% | 40% | 40%
|  |  | Total | 100% | 100% | 100% | 100% | 100% | 100% | 100% | 100% | 100%
Material Escalation
| (By Asset Class) | Secondary |  | 0 | 0 | 0 | 0 | 0 | 0 | 0 | 0 | 0 | 0 | 0
|  | Switchgear |  | 0 | 0 | 0 | 0 | 0 | 0 | 0 | 0 | 0 | 0 | 0
|  | Transformers |  | 0 | 0 | 0 | 0 | 0 | 0 | 0 | 0 | 0 | 0 | 0
|  | Reactive |  | 0 | 0 | 0 | 0 | 0 | 0 | 0 | 0 | 0 | 0 | 0
|  | Lines and towers |  | 0 | 0 | 0 | 0 | 0 | 0 | 0 | 0 | 0 | 0 | 0
|  | Establishment |  | 0 | 0 | 0 | 0 | 0 | 0 | 0 | 0 | 0 | 0 | 0
|  | Communications |  | 0 | 0 | 0 | 0 | 0 | 0 | 0 | 0 | 0 | 0 | 0
|  | Non System |  | 0 | 0 | 0 | 0 | 0 | 0 | 0 | 0 | 0 | 0 | 0
|  | Land |  | 0 | 0 | 0 | 0 | 0 | 0 | 0 | 0 | 0 | 0 | 0
|  | Easements |  | 0 | 0 | 0 | 0 | 0 | 0 | 0 | 0 | 0 | 0 | 0
|  | Total Material escalation |  | 0 | 0 | 0 | 0 | 0 | 0 | 0 | 0 | 0 | 0 | 0
| Labour Escalation | Internal Labour |  | 0 | 0.52135 | 0.50827 | 2.4023 | 0.71483 | 2.465 | 0 | 6.7574 | 0 | 13.3692 | 12.3396
|  | External Labour |  | 0 | 1.8192 | 2.1836 | 12.3454 | 3.939 | 13.9163 | 0 | 39.2728 | 0 | 73.4762 | 69.4735
|  | Total Labour Escalation |  | 0 | 2.3405 | 2.6919 | 14.7477 | 4.6538 | 16.3813 | 0 | 46.0302 | 0 | 86.8454 | 81.8131
|  | Total Escalation |  | 0 | 2.3405 | 2.6919 | 14.7477 | 4.6538 | 16.3813 | 0 | 46.0302 | 0 | 86.8454 | 81.8131
|  | Escalation factors (applied to $2015/16 Capex) |  | 0 | 0.0026375 | 0.0066275 | 0.012686 | 0.018836 | 0.024885 | 0 | 0.038321 | 0 | 0.019034 | 0.025026
| Direct Expenditure (Escalated) | Total labour - internal |  | 0 | 90.771 | 41.8208 | 120.6634 | 25.8524 | 69.4474 | 0 | 129.0218 | 0 | 477.5767 | 344.985
| (as incurred) | Total labour - external |  | 0 | 453.0542 | 208.74 | 603.6564 | 129.6329 | 348.8551 | 0 | 650.6875 | 0 | 2394.6262 | 1732.8319
|  | Total materials |  | 0 | 360.9634 | 165.2156 | 472.8817 | 100.5018 | 267.7627 | 0 | 488.6003 | 0 | 1855.9255 | 1329.7465
|  | Total Direct - As Incurred $ Mar 2017 |  | 0 | 904.7887 | 415.7763 | 1197.2015 | 255.9871 | 686.0652 | 0 | 1268.3097 | 0 | 4728.1284 | 3407.5634 | ok
| Capitalised Overheads | Overhead rate (applied to direct expenditure) |  | 8.008% | 5.944% | 7.259% | 8.819% | 12.03% | 13.05% | 11.79% | 11.1% | 11.36%
|  | Total overhead (as incurred) |  | 0 | 53.785 | 30.1827 | 105.5772 | 30.7952 | 89.5185 | 0 | 140.8303 | 0 | 450.6889 | 366.7212
|  | Total incl Overhead - As Incurred $ Mar 2017 |  | 0 | 958.5737 | 445.959 | 1302.7787 | 286.7822 | 775.5837 | 0 | 1409.14 | 0 | 5178.8173 | 3774.2846
|  | Total overheads (As incurred) - Cumulative |  | 0 | 53.785 | 83.9677 | 189.5449 | 220.34 | 309.8585 | 309.8585 | 450.6889 | 450.6889
|  | Labour & Material Escalation - Cumulative |  | 0 | 2.3405 | 5.0324 | 19.7801 | 24.4339 | 40.8152 | 40.8152 | 86.8454 | 86.8454
Expenditure By Asset Class - As Incurred
| Asset class breakdown | Secondary |  | 0 | 0 | 0 | 0 | 0 | 0 | 0 | 0 | 0 | 0 | 0
| (fully absorbed) | Switchgear |  | 0 | 0 | 0 | 0 | 0 | 0 | 0 | 0 | 0 | 0 | 0
| (as incurred) | Transformers |  | 0 | 0 | 0 | 0 | 0 | 0 | 0 | 0 | 0 | 0 | 0
|  | Reactive |  | 0 | 0 | 0 | 0 | 0 | 0 | 0 | 0 | 0 | 0 | 0
|  | Lines and towers |  | 0 | 0 | 0 | 0 | 0 | 0 | 0 | 0 | 0 | 0 | 0
|  | Establishment |  | 0 | 0 | 0 | 0 | 0 | 0 | 0 | 0 | 0 | 0 | 0
|  | Communications |  | 0 | 958.5737 | 445.959 | 1302.7787 | 286.7822 | 775.5837 | 0 | 1409.14 | 0 | 5178.8173 | 3774.2846
|  | Non System |  | 0 | 0 | 0 | 0 | 0 | 0 | 0 | 0 | 0 | 0 | 0
|  | Land |  | 0 | 0 | 0 | 0 | 0 | 0 | 0 | 0 | 0 | 0 | 0
|  | Easements |  | 0 | 0 | 0 | 0 | 0 | 0 | 0 | 0 | 0 | 0 | 0
|  | Total incl Overhead - As Incurred $ Mar 2017 |  | 0 | 958.5737 | 445.959 | 1302.7787 | 286.7822 | 775.5837 | 0 | 1409.14 | 0 | 5178.8173 | 3774.2846
|  |  | Check | 0 | 0 | 0 | 0 | 0 | 0 | 0 | 0 | 0 | 0 | 0
| As Commissioned Capex | Direct Expenditure (As Commissioned) - $ 2015/16 |  | 0 | 887.3963 | 406.1676 | 1162.5373 | 247.0747 | 658.2706 | 0 | 1201.18 | 0 | 4562.6265 | 3269.0626
|  | Labour & Material Escalation - $ 2015/16 |  | 0 | 2.3405 | 2.6919 | 14.7477 | 4.6538 | 16.3813 | 0 | 46.0302 | 0 | 86.8454 | 81.8131
|  | Total Direct Expenditure - $ 2015/16 |  | 0 | 889.7368 | 408.8595 | 1177.285 | 251.7285 | 674.6519 | 0 | 1247.2102 | 0 | 4649.472 | 3350.8757
|  | Total Direct Expenditure - $ Mar 2017 |  | 0 | 904.7887 | 415.7763 | 1197.2015 | 255.9871 | 686.0652 | 0 | 1268.3097 | 0 | 4728.1284 | 3407.5634
|  | Total overheads (As Commissioned) |  | 0 | 53.785 | 30.1827 | 105.5772 | 30.7952 | 89.5185 | 0 | 140.8303 | 0 | 450.6889 | 366.7212
|  | Total incl Overhead - As commissioned $ Mar 2017 |  | 0 | 958.5737 | 445.959 | 1302.7787 | 286.7822 | 775.5837 | 0 | 1409.14 | 0 | 5178.8173 | 3774.2846
|  | Total overheads (As Comm) - Cumulative |  | 0 | 53.785 | 83.9677 | 189.5449 | 220.34 | 309.8585 | 309.8585 | 450.6889 | 450.6889
|  | Total real cost escalation (As Comm) - Cumulative |  | 0 | 2.3405 | 5.0324 | 19.7801 | 24.4339 | 40.8152 | 40.8152 | 86.8454 | 86.8454
Expenditure By Asset Class - As Commissioned
| Asset class breakdown | Secondary |  | 0 | 0 | 0 | 0 | 0 | 0 | 0 | 0 | 0 | 0 | 0
| (fully absorbed) | Switchgear |  | 0 | 0 | 0 | 0 | 0 | 0 | 0 | 0 | 0 | 0 | 0
| (as commissioned) | Transformers |  | 0 | 0 | 0 | 0 | 0 | 0 | 0 | 0 | 0 | 0 | 0
|  | Reactive |  | 0 | 0 | 0 | 0 | 0 | 0 | 0 | 0 | 0 | 0 | 0
|  | Lines and towers |  | 0 | 0 | 0 | 0 | 0 | 0 | 0 | 0 | 0 | 0 | 0
|  | Establishment |  | 0 | 0 | 0 | 0 | 0 | 0 | 0 | 0 | 0 | 0 | 0
|  | Communications |  | 0 | 958.5737 | 445.959 | 1302.7787 | 286.7822 | 775.5837 | 0 | 1409.14 | 0 | 5178.8173 | 3774.2846
|  | Non System |  | 0 | 0 | 0 | 0 | 0 | 0 | 0 | 0 | 0 | 0 | 0
|  | Land |  | 0 | 0 | 0 | 0 | 0 | 0 | 0 | 0 | 0 | 0 | 0
|  | Easements |  | 0 | 0 | 0 | 0 | 0 | 0 | 0 | 0 | 0 | 0 | 0
|  | Total incl Overhead - As commissioned $ Mar 2017 |  | 0 | 958.5737 | 445.959 | 1302.7787 | 286.7822 | 775.5837 | 0 | 1409.14 | 0 | 5178.8173 | 3774.2846
|  |  | Check | 0 | 0 | 0 | 0 | 0 | 0 | 0 | 0 | 0 | 0 | 0
0
| Expenditure splits for RIN |  |  |  | 2015-16 | 2016-17 | 2017-18 | 2018-19 | 2019-20 | 2020-21 | 2021-22 | 2022-23
| Repex Category | Transmission Towers | bar: 2015-16 to 2022-23
Transmission Tower Support Structures | bar: 2015-16 to 2022-23
Conductors | bar: 2015-16 to 2022-23
Transmission Cables | bar: 2015-16 to 2022-23
Substation Switchbays | bar: 2015-16 to 2022-23
Substation Power Transformers | bar: 2015-16 to 2022-23
Substation Reactive Plant | bar: 2015-16 to 2022-23
|  | Scada Network Control And Protection Systems |  |  | 100% | 100% | 100% | 100% | 100% | 100% | 100% | 100%
Other | bar: 2015-16 to 2022-23
|  | Total |  |  | 100% | 100% | 100% | 100% | 100% | 100% | 100% | 100%
| Direct Expenditures | Materials - $ Mar 2017 |  |  | 2015-16 | 2016-17 | 2017-18 | 2018-19 | 2019-20 | 2020-21 | 2021-22 | 2022-23 | Total | 2017-22 Total
| (As Incurred) | Transmission Towers |  |  | 0 | 0 | 0 | 0 | 0 | 0 | 0 | 0 | 0 | 0
|  | Transmission Tower Support Structures |  |  | 0 | 0 | 0 | 0 | 0 | 0 | 0 | 0 | 0 | 0
|  | Conductors |  |  | 0 | 0 | 0 | 0 | 0 | 0 | 0 | 0 | 0 | 0
|  | Transmission Cables |  |  | 0 | 0 | 0 | 0 | 0 | 0 | 0 | 0 | 0 | 0
|  | Substation Switchbays |  |  | 0 | 0 | 0 | 0 | 0 | 0 | 0 | 0 | 0 | 0
|  | Substation Power Transformers |  |  | 0 | 0 | 0 | 0 | 0 | 0 | 0 | 0 | 0 | 0
|  | Substation Reactive Plant |  |  | 0 | 0 | 0 | 0 | 0 | 0 | 0 | 0 | 0 | 0
|  | Scada Network Control And Protection Systems |  |  | 360.9634 | 165.2156 | 472.8817 | 100.5018 | 267.7627 | 0 | 488.6003 | 0 | 1855.9255 | 1329.7465
|  | Other |  |  | 0 | 0 | 0 | 0 | 0 | 0 | 0 | 0 | 0 | 0
|  | Total Materials |  |  | 360.9634 | 165.2156 | 472.8817 | 100.5018 | 267.7627 | 0 | 488.6003 | 0 | 1855.9255 | 1329.7465
|  | Labour (Internal) - $ Mar 2017 |  |  | 2015-16 | 2016-17 | 2017-18 | 2018-19 | 2019-20 | 2020-21 | 2021-22 | 2022-23 | Total | 2017-22 Total
|  | Transmission Towers |  |  | 0 | 0 | 0 | 0 | 0 | 0 | 0 | 0 | 0 | 0
|  | Transmission Tower Support Structures |  |  | 0 | 0 | 0 | 0 | 0 | 0 | 0 | 0 | 0 | 0
|  | Conductors |  |  | 0 | 0 | 0 | 0 | 0 | 0 | 0 | 0 | 0 | 0
|  | Transmission Cables |  |  | 0 | 0 | 0 | 0 | 0 | 0 | 0 | 0 | 0 | 0
|  | Substation Switchbays |  |  | 0 | 0 | 0 | 0 | 0 | 0 | 0 | 0 | 0 | 0
|  | Substation Power Transformers |  |  | 0 | 0 | 0 | 0 | 0 | 0 | 0 | 0 | 0 | 0
|  | Substation Reactive Plant |  |  | 0 | 0 | 0 | 0 | 0 | 0 | 0 | 0 | 0 | 0
|  | Scada Network Control And Protection Systems |  |  | 90.771 | 41.8208 | 120.6634 | 25.8524 | 69.4474 | 0 | 129.0218 | 0 | 477.5767 | 344.985
|  | Other |  |  | 0 | 0 | 0 | 0 | 0 | 0 | 0 | 0 | 0 | 0
|  | Total Internal Labour |  |  | 90.771 | 41.8208 | 120.6634 | 25.8524 | 69.4474 | 0 | 129.0218 | 0 | 477.5767 | 344.985
|  | Labour (External) - $ Mar 2017 |  |  | 2015-16 | 2016-17 | 2017-18 | 2018-19 | 2019-20 | 2020-21 | 2021-22 | 2022-23 | Total | 2017-22 Total
|  | Transmission Towers |  |  | 0 | 0 | 0 | 0 | 0 | 0 | 0 | 0 | 0 | 0
|  | Transmission Tower Support Structures |  |  | 0 | 0 | 0 | 0 | 0 | 0 | 0 | 0 | 0 | 0
|  | Conductors |  |  | 0 | 0 | 0 | 0 | 0 | 0 | 0 | 0 | 0 | 0
|  | Transmission Cables |  |  | 0 | 0 | 0 | 0 | 0 | 0 | 0 | 0 | 0 | 0
|  | Substation Switchbays |  |  | 0 | 0 | 0 | 0 | 0 | 0 | 0 | 0 | 0 | 0
|  | Substation Power Transformers |  |  | 0 | 0 | 0 | 0 | 0 | 0 | 0 | 0 | 0 | 0
|  | Substation Reactive Plant |  |  | 0 | 0 | 0 | 0 | 0 | 0 | 0 | 0 | 0 | 0
|  | Scada Network Control And Protection Systems |  |  | 453.0542 | 208.74 | 603.6564 | 129.6329 | 348.8551 | 0 | 650.6875 | 0 | 2394.6262 | 1732.8319
|  | Other |  |  | 0 | 0 | 0 | 0 | 0 | 0 | 0 | 0 | 0 | 0
|  | Total External Labour |  |  | 453.0542 | 208.74 | 603.6564 | 129.6329 | 348.8551 | 0 | 650.6875 | 0 | 2394.6262 | 1732.8319
|  | Total Direct - $ Mar 2017 |  |  | 2015-16 | 2016-17 | 2017-18 | 2018-19 | 2019-20 | 2020-21 | 2021-22 | 2022-23 | Total | 2017-22 Total
|  | Transmission Towers |  |  | 0 | 0 | 0 | 0 | 0 | 0 | 0 | 0 | 0 | 0
|  | Transmission Tower Support Structures |  |  | 0 | 0 | 0 | 0 | 0 | 0 | 0 | 0 | 0 | 0
|  | Conductors |  |  | 0 | 0 | 0 | 0 | 0 | 0 | 0 | 0 | 0 | 0
|  | Transmission Cables |  |  | 0 | 0 | 0 | 0 | 0 | 0 | 0 | 0 | 0 | 0
|  | Substation Switchbays |  |  | 0 | 0 | 0 | 0 | 0 | 0 | 0 | 0 | 0 | 0
|  | Substation Power Transformers |  |  | 0 | 0 | 0 | 0 | 0 | 0 | 0 | 0 | 0 | 0
|  | Substation Reactive Plant |  |  | 0 | 0 | 0 | 0 | 0 | 0 | 0 | 0 | 0 | 0
|  | Scada Network Control And Protection Systems |  |  | 904.7887 | 415.7763 | 1197.2015 | 255.9871 | 686.0652 | 0 | 1268.3097 | 0 | 4728.1284 | 3407.5634
|  | Other |  |  | 0 | 0 | 0 | 0 | 0 | 0 | 0 | 0 | 0 | 0
|  | Total Direct - $ Mar 2017 |  |  | 904.7887 | 415.7763 | 1197.2015 | 255.9871 | 686.0652 | 0 | 1268.3097 | 0 | 4728.1284 | 3407.5634

## Proj_41
Go To: | Table of Contents
Master Inputs
|  | 0% |  | Business case? | 0
| Project name | Other station works
| Project category 1 | Network |  |  | Shaded cells = Inputs
| Project category 2 | Replacement - Other
| Regulatory classification | Prescribed
| Overhead Category | Repex_OHD |  | $000's | $000's | $000's | $000's | $000's | $000's | $000's | $000's | $000's | Project | 2017-22
|  |  |  | Prior | 2015-16 | 2016-17 | 2017-18 | 2018-19 | 2019-20 | 2020-21 | 2021-22 | 2022-23 | Total | Total | Check
| Project timing | Direct Expenditure (As incurred) - $ 2015/16 |  | 4715.6316 | 3035.5502 | 2182.8864 | 0 | 0 | 0 | 0 | 0 | 0 | 9934.0682 | 0 | ok
| (excluding real cost escalators) | Assumed year commissioned (no BC) |  | x | bar: 2015-16 to 2022-23
|  | Direct Expenditure (As Commissioned) - $ 2015/16 |  | 4715.6316 | 3035.5502 | 2182.8864 | 0 | 0 | 0 | 0 | 0 | 0 | 9934.0682 | 0 | ok
| Asset class | Secondary |  | 17.18% | 17.18% | 17.18% | 17.18% | 17.18% | 17.18% | 17.18% | 17.18% | 17.18%
|  | Switchgear |  | 30.93% | 30.93% | 30.93% | 30.93% | 30.93% | 30.93% | 30.93% | 30.93% | 30.93%
|  | Transformers |  | 44% | 44% | 44% | 44% | 44% | 44% | 44% | 44% | 44%
|  | Reactive |  | 0% | bar: 2015-16 to 2022-23
|  | Lines and towers |  | 0% | bar: 2015-16 to 2022-23
|  | Establishment |  | 7.895% | 7.895% | 7.895% | 7.895% | 7.895% | 7.895% | 7.895% | 7.895% | 7.895%
|  | Communications |  | 0% | bar: 2015-16 to 2022-23
Non System
Land
Easements
|  |  | Total | 100% | 100% | 100% | 100% | 100% | 100% | 100% | 100% | 100%
| Input costs % | Labour - internal |  | 10% | 10% | 10% | 10% | 10% | 10% | 10% | 10% | 10%
|  | Labour - external |  | 50% | 50% | 50% | 50% | 50% | 50% | 50% | 50% | 50%
|  | Materials |  | 40% | 40% | 40% | 40% | 40% | 40% | 40% | 40% | 40%
|  |  | Total | 100% | 100% | 100% | 100% | 100% | 100% | 100% | 100% | 100%
Material Escalation
| (By Asset Class) | Secondary |  | 0 | 0 | 0 | 0 | 0 | 0 | 0 | 0 | 0 | 0 | 0
|  | Switchgear |  | 0 | 0 | 0 | 0 | 0 | 0 | 0 | 0 | 0 | 0 | 0
|  | Transformers |  | 0 | 0 | 0 | 0 | 0 | 0 | 0 | 0 | 0 | 0 | 0
|  | Reactive |  | 0 | 0 | 0 | 0 | 0 | 0 | 0 | 0 | 0 | 0 | 0
|  | Lines and towers |  | 0 | 0 | 0 | 0 | 0 | 0 | 0 | 0 | 0 | 0 | 0
|  | Establishment |  | 0 | 0 | 0 | 0 | 0 | 0 | 0 | 0 | 0 | 0 | 0
|  | Communications |  | 0 | 0 | 0 | 0 | 0 | 0 | 0 | 0 | 0 | 0 | 0
|  | Non System |  | 0 | 0 | 0 | 0 | 0 | 0 | 0 | 0 | 0 | 0 | 0
|  | Land |  | 0 | 0 | 0 | 0 | 0 | 0 | 0 | 0 | 0 | 0 | 0
|  | Easements |  | 0 | 0 | 0 | 0 | 0 | 0 | 0 | 0 | 0 | 0 | 0
|  | Total Material escalation |  | 0 | 0 | 0 | 0 | 0 | 0 | 0 | 0 | 0 | 0 | 0
| Labour Escalation | Internal Labour |  | 0 | 1.7834 | 2.7316 | 0 | 0 | 0 | 0 | 0 | 0 | 4.515 | 0
|  | External Labour |  | 0 | 6.2229 | 11.7354 | 0 | 0 | 0 | 0 | 0 | 0 | 17.9583 | 0
|  | Total Labour Escalation |  | 0 | 8.0063 | 14.467 | 0 | 0 | 0 | 0 | 0 | 0 | 22.4733 | 0
|  | Total Escalation |  | 0 | 8.0063 | 14.467 | 0 | 0 | 0 | 0 | 0 | 0 | 22.4733 | 0
|  | Escalation factors |  | 0 | 0.0026375 | 0.0066275 | 0 | 0 | 0 | 0 | 0 | 0 | 0.0022622 | 0
| Direct Expenditure (Escalated) | Total labour - internal |  | 479.5407 | 310.5039 | 224.7593 | 0 | 0 | 0 | 0 | 0 | 0 | 1014.804 | 0
| (as incurred) | Total labour - external |  | 2397.7037 | 1549.7799 | 1121.8414 | 0 | 0 | 0 | 0 | 0 | 0 | 5069.3249 | 0
|  | Total materials |  | 1918.1629 | 1234.7614 | 887.926 | 0 | 0 | 0 | 0 | 0 | 0 | 4040.8503 | 0
|  | Total Direct - As Incurred $ Mar 2017 |  | 4795.4073 | 3095.0452 | 2234.5267 | 0 | 0 | 0 | 0 | 0 | 0 | 10124.9792 | 0 | ok
| Capitalised Overheads | Overhead rate (applied to direct expenditure) |  | 8.008% | 5.944% | 7.259% | 8.819% | 12.03% | 13.05% | 11.79% | 11.1% | 11.36%
|  | Total overhead (as incurred) |  | 384.0245 | 183.9843 | 162.2125 | 0 | 0 | 0 | 0 | 0 | 0 | 730.2213 | 0
|  | Total incl Overhead - As Incurred $ Mar 2017 |  | 5179.4318 | 3279.0294 | 2396.7392 | 0 | 0 | 0 | 0 | 0 | 0 | 10855.2005 | 0
|  | Total overheads (As incurred) - Cumulative |  | 384.0245 | 568.0088 | 730.2213 | 730.2213 | 730.2213 | 730.2213 | 730.2213 | 730.2213 | 730.2213
|  | Labour & Material Escalation - Cumulative |  | 0 | 8.0063 | 22.4733 | 22.4733 | 22.4733 | 22.4733 | 22.4733 | 22.4733 | 22.4733
Expenditure By Asset Class - As Incurred
| Asset class breakdown | Secondary |  | 889.8097 | 563.3267 | 411.7521 | 0 | 0 | 0 | 0 | 0 | 0 | 1864.8885 | 0
| (fully absorbed) | Switchgear |  | 1601.864 | 1014.1188 | 741.2493 | 0 | 0 | 0 | 0 | 0 | 0 | 3357.232 | 0
| (as incurred) | Transformers |  | 2278.8601 | 1442.716 | 1054.5237 | 0 | 0 | 0 | 0 | 0 | 0 | 4776.0998 | 0
|  | Reactive |  | 0 | 0 | 0 | 0 | 0 | 0 | 0 | 0 | 0 | 0 | 0
|  | Lines and towers |  | 0 | 0 | 0 | 0 | 0 | 0 | 0 | 0 | 0 | 0 | 0
|  | Establishment |  | 408.898 | 258.8679 | 189.2142 | 0 | 0 | 0 | 0 | 0 | 0 | 856.9802 | 0
|  | Communications |  | 0 | 0 | 0 | 0 | 0 | 0 | 0 | 0 | 0 | 0 | 0
|  | Non System |  | 0 | 0 | 0 | 0 | 0 | 0 | 0 | 0 | 0 | 0 | 0
|  | Land |  | 0 | 0 | 0 | 0 | 0 | 0 | 0 | 0 | 0 | 0 | 0
|  | Easements |  | 0 | 0 | 0 | 0 | 0 | 0 | 0 | 0 | 0 | 0 | 0
|  | Total incl Overhead - As Incurred $ Mar 2017 |  | 5179.4318 | 3279.0294 | 2396.7392 | 0 | 0 | 0 | 0 | 0 | 0 | 10855.2005 | 0
|  |  | Check | 0 | 0 | 0 | 0 | 0 | 0 | 0 | 0 | 0 | 0 | 0
| As Commissioned Capex | Direct Expenditure (As Commissioned) - $ 2015/16 |  | 4715.6316 | 3035.5502 | 2182.8864 | 0 | 0 | 0 | 0 | 0 | 0 | 9934.0682 | 0
|  | Labour & Material Escalation - $ 2015/16 |  | 0 | 8.0063 | 14.467 | 0 | 0 | 0 | 0 | 0 | 0 | 22.4733 | 0
|  | Total Direct Expenditure - $ 2015/16 |  | 4715.6316 | 3043.5564 | 2197.3534 | 0 | 0 | 0 | 0 | 0 | 0 | 9956.5414 | 0
|  | Total Direct Expenditure - $ Mar 2017 |  | 4795.4073 | 3095.0452 | 2234.5267 | 0 | 0 | 0 | 0 | 0 | 0 | 10124.9792 | 0
|  | Total overheads (As Commissioned) |  | 384.0245 | 183.9843 | 162.2125 | 0 | 0 | 0 | 0 | 0 | 0 | 730.2213 | 0
|  | Total incl Overhead - As commissioned $ Mar 2017 |  | 5179.4318 | 3279.0294 | 2396.7392 | 0 | 0 | 0 | 0 | 0 | 0 | 10855.2005 | 0
|  | Total overheads (As Comm) - Cumulative |  | 384.0245 | 568.0088 | 730.2213 | 730.2213 | 730.2213 | 730.2213 | 730.2213 | 730.2213 | 730.2213
|  | Total real cost escalation (As Comm) - Cumulative |  | 0 | 8.0063 | 22.4733 | 22.4733 | 22.4733 | 22.4733 | 22.4733 | 22.4733 | 22.4733
Expenditure By Asset Class - As Commissioned
| Asset class breakdown | Secondary |  | 889.8097 | 563.3267 | 411.7521 | 0 | 0 | 0 | 0 | 0 | 0 | 1864.8885 | 0
| (fully absorbed) | Switchgear |  | 1601.864 | 1014.1188 | 741.2493 | 0 | 0 | 0 | 0 | 0 | 0 | 3357.232 | 0
| (as commissioned) | Transformers |  | 2278.8601 | 1442.716 | 1054.5237 | 0 | 0 | 0 | 0 | 0 | 0 | 4776.0998 | 0
|  | Reactive |  | 0 | 0 | 0 | 0 | 0 | 0 | 0 | 0 | 0 | 0 | 0
|  | Lines and towers |  | 0 | 0 | 0 | 0 | 0 | 0 | 0 | 0 | 0 | 0 | 0
|  | Establishment |  | 408.898 | 258.8679 | 189.2142 | 0 | 0 | 0 | 0 | 0 | 0 | 856.9802 | 0
|  | Communications |  | 0 | 0 | 0 | 0 | 0 | 0 | 0 | 0 | 0 | 0 | 0
|  | Non System |  | 0 | 0 | 0 | 0 | 0 | 0 | 0 | 0 | 0 | 0 | 0
|  | Land |  | 0 | 0 | 0 | 0 | 0 | 0 | 0 | 0 | 0 | 0 | 0
|  | Easements |  | 0 | 0 | 0 | 0 | 0 | 0 | 0 | 0 | 0 | 0 | 0
|  | Total incl Overhead - As commissioned $ Mar 2017 |  | 5179.4318 | 3279.0294 | 2396.7392 | 0 | 0 | 0 | 0 | 0 | 0 | 10855.2005 | 0
|  |  | Check | 0 | 0 | 0 | 0 | 0 | 0 | 0 | 0 | 0 | 0 | 0
0
| Expenditure splits for RIN |  |  |  | 2015-16 | 2016-17 | 2017-18 | 2018-19 | 2019-20 | 2020-21 | 2021-22 | 2022-23
| Repex Category | Transmission Towers | bar: 2015-16 to 2022-23
Transmission Tower Support Structures | bar: 2015-16 to 2022-23
Conductors | bar: 2015-16 to 2022-23
Transmission Cables | bar: 2015-16 to 2022-23
|  | Substation Switchbays |  |  | 30.93% | 30.93% | 30.93% | 30.93% | 30.93% | 30.93% | 30.93% | 30.93%
|  | Substation Power Transformers |  |  | 44% | 44% | 44% | 44% | 44% | 44% | 44% | 44%
Substation Reactive Plant | bar: 2015-16 to 2022-23
|  | Scada Network Control And Protection Systems |  |  | 17.18% | 17.18% | 17.18% | 17.18% | 17.18% | 17.18% | 17.18% | 17.18%
|  | Other |  |  | 7.895% | 7.895% | 7.895% | 7.895% | 7.895% | 7.895% | 7.895% | 7.895%
|  | Total |  |  | 100% | 100% | 100% | 100% | 100% | 100% | 100% | 100%
| Direct Expenditures | Materials - $ Mar 2017 |  |  | 2015-16 | 2016-17 | 2017-18 | 2018-19 | 2019-20 | 2020-21 | 2021-22 | 2022-23 | Total | 2017-22 Total
| (As Incurred) | Transmission Towers |  |  | 0 | 0 | 0 | 0 | 0 | 0 | 0 | 0 | 0 | 0
|  | Transmission Tower Support Structures |  |  | 0 | 0 | 0 | 0 | 0 | 0 | 0 | 0 | 0 | 0
|  | Conductors |  |  | 0 | 0 | 0 | 0 | 0 | 0 | 0 | 0 | 0 | 0
|  | Transmission Cables |  |  | 0 | 0 | 0 | 0 | 0 | 0 | 0 | 0 | 0 | 0
|  | Substation Switchbays |  |  | 381.8797 | 274.6125 | 0 | 0 | 0 | 0 | 0 | 0 | 656.4922 | 0
|  | Substation Power Transformers |  |  | 543.2736 | 390.672 | 0 | 0 | 0 | 0 | 0 | 0 | 933.9456 | 0
|  | Substation Reactive Plant |  |  | 0 | 0 | 0 | 0 | 0 | 0 | 0 | 0 | 0 | 0
|  | Scada Network Control And Protection Systems |  |  | 212.128 | 152.5428 | 0 | 0 | 0 | 0 | 0 | 0 | 364.6709 | 0
|  | Other |  |  | 97.4801 | 70.0987 | 0 | 0 | 0 | 0 | 0 | 0 | 167.5788 | 0
|  | Total Materials |  |  | 1234.7614 | 887.926 | 0 | 0 | 0 | 0 | 0 | 0 | 2122.6874 | 0
|  | Labour (Internal) - $ Mar 2017 |  |  | 2015-16 | 2016-17 | 2017-18 | 2018-19 | 2019-20 | 2020-21 | 2021-22 | 2022-23 | Total | 2017-22 Total
|  | Transmission Towers |  |  | 0 | 0 | 0 | 0 | 0 | 0 | 0 | 0 | 0 | 0
|  | Transmission Tower Support Structures |  |  | 0 | 0 | 0 | 0 | 0 | 0 | 0 | 0 | 0 | 0
|  | Conductors |  |  | 0 | 0 | 0 | 0 | 0 | 0 | 0 | 0 | 0 | 0
|  | Transmission Cables |  |  | 0 | 0 | 0 | 0 | 0 | 0 | 0 | 0 | 0 | 0
|  | Substation Switchbays |  |  | 96.0308 | 69.5122 | 0 | 0 | 0 | 0 | 0 | 0 | 165.543 | 0
|  | Substation Power Transformers |  |  | 136.6163 | 98.8902 | 0 | 0 | 0 | 0 | 0 | 0 | 235.5065 | 0
|  | Substation Reactive Plant |  |  | 0 | 0 | 0 | 0 | 0 | 0 | 0 | 0 | 0 | 0
|  | Scada Network Control And Protection Systems |  |  | 53.3436 | 38.6129 | 0 | 0 | 0 | 0 | 0 | 0 | 91.9565 | 0
|  | Other |  |  | 24.5132 | 17.744 | 0 | 0 | 0 | 0 | 0 | 0 | 42.2572 | 0
|  | Total Internal Labour |  |  | 310.5039 | 224.7593 | 0 | 0 | 0 | 0 | 0 | 0 | 535.2632 | 0
|  | Labour (External) - $ Mar 2017 |  |  | 2015-16 | 2016-17 | 2017-18 | 2018-19 | 2019-20 | 2020-21 | 2021-22 | 2022-23 | Total | 2017-22 Total
|  | Transmission Towers |  |  | 0 | 0 | 0 | 0 | 0 | 0 | 0 | 0 | 0 | 0
|  | Transmission Tower Support Structures |  |  | 0 | 0 | 0 | 0 | 0 | 0 | 0 | 0 | 0 | 0
|  | Conductors |  |  | 0 | 0 | 0 | 0 | 0 | 0 | 0 | 0 | 0 | 0
|  | Transmission Cables |  |  | 0 | 0 | 0 | 0 | 0 | 0 | 0 | 0 | 0 | 0
|  | Substation Switchbays |  |  | 479.3067 | 346.9565 | 0 | 0 | 0 | 0 | 0 | 0 | 826.2632 | 0
|  | Substation Power Transformers |  |  | 681.8762 | 493.5907 | 0 | 0 | 0 | 0 | 0 | 0 | 1175.467 | 0
|  | Substation Reactive Plant |  |  | 0 | 0 | 0 | 0 | 0 | 0 | 0 | 0 | 0 | 0
|  | Scada Network Control And Protection Systems |  |  | 266.2472 | 192.7287 | 0 | 0 | 0 | 0 | 0 | 0 | 458.9759 | 0
|  | Other |  |  | 122.3497 | 88.5655 | 0 | 0 | 0 | 0 | 0 | 0 | 210.9152 | 0
|  | Total External Labour |  |  | 1549.7799 | 1121.8414 | 0 | 0 | 0 | 0 | 0 | 0 | 2671.6213 | 0
|  | Total Direct - $ Mar 2017 |  |  | 2015-16 | 2016-17 | 2017-18 | 2018-19 | 2019-20 | 2020-21 | 2021-22 | 2022-23 | Total | 2017-22 Total
|  | Transmission Towers |  |  | 0 | 0 | 0 | 0 | 0 | 0 | 0 | 0 | 0 | 0
|  | Transmission Tower Support Structures |  |  | 0 | 0 | 0 | 0 | 0 | 0 | 0 | 0 | 0 | 0
|  | Conductors |  |  | 0 | 0 | 0 | 0 | 0 | 0 | 0 | 0 | 0 | 0
|  | Transmission Cables |  |  | 0 | 0 | 0 | 0 | 0 | 0 | 0 | 0 | 0 | 0
|  | Substation Switchbays |  |  | 957.2172 | 691.0812 | 0 | 0 | 0 | 0 | 0 | 0 | 1648.2984 | 0
|  | Substation Power Transformers |  |  | 1361.7661 | 983.153 | 0 | 0 | 0 | 0 | 0 | 0 | 2344.9191 | 0
|  | Substation Reactive Plant |  |  | 0 | 0 | 0 | 0 | 0 | 0 | 0 | 0 | 0 | 0
|  | Scada Network Control And Protection Systems |  |  | 531.7188 | 383.8845 | 0 | 0 | 0 | 0 | 0 | 0 | 915.6033 | 0
|  | Other |  |  | 244.343 | 176.4081 | 0 | 0 | 0 | 0 | 0 | 0 | 420.7511 | 0
|  | Total Direct - $ Mar 2017 |  |  | 3095.0452 | 2234.5267 | 0 | 0 | 0 | 0 | 0 | 0 | 5329.5718 | 0

## Proj_42
Go To: | Table of Contents
Master Inputs
|  | 0% |  | Business case? | 0
| Project name | Other station works - security & compliance
| Project category 1 | Network |  |  | Shaded cells = Inputs
| Project category 2 | Security and Compliance
| Regulatory classification | Prescribed
| Overhead Category | Repex_OHD |  | $000's | $000's | $000's | $000's | $000's | $000's | $000's | $000's | $000's | Project | 2017-22
|  |  |  | Prior | 2015-16 | 2016-17 | 2017-18 | 2018-19 | 2019-20 | 2020-21 | 2021-22 | 2022-23 | Total | Total | Check
| Project timing | Direct Expenditure (As incurred) - $ 2015/16 |  | 120.271 | 0 | 0 | 0 | 0 | 0 | 0 | 0 | 0 | 120.271 | 0 | ok
| (excluding real cost escalators) | Assumed year commissioned (no BC) |  | x
|  | Direct Expenditure (As Commissioned) - $ 2015/16 |  | 120.271 | 0 | 0 | 0 | 0 | 0 | 0 | 0 | 0 | 120.271 | 0 | ok
| Asset class | Secondary |  | 0% | bar: 2015-16 to 2022-23
|  | Switchgear |  | 0% | bar: 2015-16 to 2022-23
|  | Transformers |  | 0% | bar: 2015-16 to 2022-23
|  | Reactive |  | 0% | bar: 2015-16 to 2022-23
|  | Lines and towers |  | 0% | bar: 2015-16 to 2022-23
|  | Establishment |  | 100% | 100% | 100% | 100% | 100% | 100% | 100% | 100% | 100%
|  | Communications |  | 0% | bar: 2015-16 to 2022-23
|  | Non System |  | 0% | bar: 2015-16 to 2022-23
|  | Land |  | 0% | bar: 2015-16 to 2022-23
|  | Easements |  | 0% | bar: 2015-16 to 2022-23
|  |  | Total | 100% | 100% | 100% | 100% | 100% | 100% | 100% | 100% | 100%
| Input costs % | Labour - internal |  | 10% | 10% | 10% | 10% | 10% | 10% | 10% | 10% | 10%
|  | Labour - external |  | 50% | 50% | 50% | 50% | 50% | 50% | 50% | 50% | 50%
|  | Materials |  | 40% | 40% | 40% | 40% | 40% | 40% | 40% | 40% | 40%
|  |  | Total | 100% | 100% | 100% | 100% | 100% | 100% | 100% | 100% | 100%
Material Escalation
| (By Asset Class) | Secondary |  | 0 | 0 | 0 | 0 | 0 | 0 | 0 | 0 | 0 | 0 | 0
|  | Switchgear |  | 0 | 0 | 0 | 0 | 0 | 0 | 0 | 0 | 0 | 0 | 0
|  | Transformers |  | 0 | 0 | 0 | 0 | 0 | 0 | 0 | 0 | 0 | 0 | 0
|  | Reactive |  | 0 | 0 | 0 | 0 | 0 | 0 | 0 | 0 | 0 | 0 | 0
|  | Lines and towers |  | 0 | 0 | 0 | 0 | 0 | 0 | 0 | 0 | 0 | 0 | 0
|  | Establishment |  | 0 | 0 | 0 | 0 | 0 | 0 | 0 | 0 | 0 | 0 | 0
|  | Communications |  | 0 | 0 | 0 | 0 | 0 | 0 | 0 | 0 | 0 | 0 | 0
|  | Non System |  | 0 | 0 | 0 | 0 | 0 | 0 | 0 | 0 | 0 | 0 | 0
|  | Land |  | 0 | 0 | 0 | 0 | 0 | 0 | 0 | 0 | 0 | 0 | 0
|  | Easements |  | 0 | 0 | 0 | 0 | 0 | 0 | 0 | 0 | 0 | 0 | 0
|  | Total Material escalation |  | 0 | 0 | 0 | 0 | 0 | 0 | 0 | 0 | 0 | 0 | 0
| Labour Escalation | Internal Labour |  | 0 | 0 | 0 | 0 | 0 | 0 | 0 | 0 | 0 | 0 | 0
|  | External Labour |  | 0 | 0 | 0 | 0 | 0 | 0 | 0 | 0 | 0 | 0 | 0
|  | Total Labour Escalation |  | 0 | 0 | 0 | 0 | 0 | 0 | 0 | 0 | 0 | 0 | 0
|  | Total Escalation |  | 0 | 0 | 0 | 0 | 0 | 0 | 0 | 0 | 0 | 0 | 0
|  | Escalation factors |  | 0 | 0 | 0 | 0 | 0 | 0 | 0 | 0 | 0 | 0 | 0
| Direct Expenditure (Escalated) | Total labour - internal |  | 12.2306 | 0 | 0 | 0 | 0 | 0 | 0 | 0 | 0 | 12.2306 | 0
| (as incurred) | Total labour - external |  | 61.1528 | 0 | 0 | 0 | 0 | 0 | 0 | 0 | 0 | 61.1528 | 0
|  | Total materials |  | 48.9223 | 0 | 0 | 0 | 0 | 0 | 0 | 0 | 0 | 48.9223 | 0
|  | Total Direct - As Incurred $ Mar 2017 |  | 122.3056 | 0 | 0 | 0 | 0 | 0 | 0 | 0 | 0 | 122.3056 | 0 | ok
| Capitalised Overheads | Overhead rate (applied to direct expenditure) |  | 8.008% | 5.944% | 7.259% | 8.819% | 12.03% | 13.05% | 11.79% | 11.1% | 11.36%
|  | Total overhead (as incurred) |  | 9.7944 | 0 | 0 | 0 | 0 | 0 | 0 | 0 | 0 | 9.7944 | 0
|  | Total incl Overhead - As Incurred $ Mar 2017 |  | 132.1001 | 0 | 0 | 0 | 0 | 0 | 0 | 0 | 0 | 132.1001 | 0
|  | Total overheads (As incurred) - Cumulative |  | 9.7944 | 9.7944 | 9.7944 | 9.7944 | 9.7944 | 9.7944 | 9.7944 | 9.7944 | 9.7944
|  | Labour & Material Escalation - Cumulative |  | 0 | 0 | 0 | 0 | 0 | 0 | 0 | 0 | 0
Expenditure By Asset Class - As Incurred
| Asset class breakdown | Secondary |  | 0 | 0 | 0 | 0 | 0 | 0 | 0 | 0 | 0 | 0 | 0
| (fully absorbed) | Switchgear |  | 0 | 0 | 0 | 0 | 0 | 0 | 0 | 0 | 0 | 0 | 0
| (as incurred) | Transformers |  | 0 | 0 | 0 | 0 | 0 | 0 | 0 | 0 | 0 | 0 | 0
|  | Reactive |  | 0 | 0 | 0 | 0 | 0 | 0 | 0 | 0 | 0 | 0 | 0
|  | Lines and towers |  | 0 | 0 | 0 | 0 | 0 | 0 | 0 | 0 | 0 | 0 | 0
|  | Establishment |  | 132.1001 | 0 | 0 | 0 | 0 | 0 | 0 | 0 | 0 | 132.1001 | 0
|  | Communications |  | 0 | 0 | 0 | 0 | 0 | 0 | 0 | 0 | 0 | 0 | 0
|  | Non System |  | 0 | 0 | 0 | 0 | 0 | 0 | 0 | 0 | 0 | 0 | 0
|  | Land |  | 0 | 0 | 0 | 0 | 0 | 0 | 0 | 0 | 0 | 0 | 0
|  | Easements |  | 0 | 0 | 0 | 0 | 0 | 0 | 0 | 0 | 0 | 0 | 0
|  | Total incl Overhead - As Incurred $ Mar 2017 |  | 132.1001 | 0 | 0 | 0 | 0 | 0 | 0 | 0 | 0 | 132.1001 | 0
|  |  | Check | 0 | 0 | 0 | 0 | 0 | 0 | 0 | 0 | 0 | 0 | 0
| As Commissioned Capex | Direct Expenditure (As Commissioned) - $ 2015/16 |  | 120.271 | 0 | 0 | 0 | 0 | 0 | 0 | 0 | 0 | 120.271 | 0
|  | Labour & Material Escalation - $ 2015/16 |  | 0 | 0 | 0 | 0 | 0 | 0 | 0 | 0 | 0 | 0 | 0
|  | Total Direct Expenditure - $ 2015/16 |  | 120.271 | 0 | 0 | 0 | 0 | 0 | 0 | 0 | 0 | 120.271 | 0
|  | Total Direct Expenditure - $ Mar 2017 |  | 122.3056 | 0 | 0 | 0 | 0 | 0 | 0 | 0 | 0 | 122.3056 | 0
|  | Total overheads (As Commissioned) |  | 9.7944 | 0 | 0 | 0 | 0 | 0 | 0 | 0 | 0 | 9.7944 | 0
|  | Total incl Overhead - As commissioned $ Mar 2017 |  | 132.1001 | 0 | 0 | 0 | 0 | 0 | 0 | 0 | 0 | 132.1001 | 0
|  | Total overheads (As Comm) - Cumulative |  | 9.7944 | 9.7944 | 9.7944 | 9.7944 | 9.7944 | 9.7944 | 9.7944 | 9.7944 | 9.7944
|  | Total real cost escalation (As Comm) - Cumulative |  | 0 | 0 | 0 | 0 | 0 | 0 | 0 | 0 | 0
Expenditure By Asset Class - As Commissioned
| Asset class breakdown | Secondary |  | 0 | 0 | 0 | 0 | 0 | 0 | 0 | 0 | 0 | 0 | 0
| (fully absorbed) | Switchgear |  | 0 | 0 | 0 | 0 | 0 | 0 | 0 | 0 | 0 | 0 | 0
| (as commissioned) | Transformers |  | 0 | 0 | 0 | 0 | 0 | 0 | 0 | 0 | 0 | 0 | 0
|  | Reactive |  | 0 | 0 | 0 | 0 | 0 | 0 | 0 | 0 | 0 | 0 | 0
|  | Lines and towers |  | 0 | 0 | 0 | 0 | 0 | 0 | 0 | 0 | 0 | 0 | 0
|  | Establishment |  | 132.1001 | 0 | 0 | 0 | 0 | 0 | 0 | 0 | 0 | 132.1001 | 0
|  | Communications |  | 0 | 0 | 0 | 0 | 0 | 0 | 0 | 0 | 0 | 0 | 0
|  | Non System |  | 0 | 0 | 0 | 0 | 0 | 0 | 0 | 0 | 0 | 0 | 0
|  | Land |  | 0 | 0 | 0 | 0 | 0 | 0 | 0 | 0 | 0 | 0 | 0
|  | Easements |  | 0 | 0 | 0 | 0 | 0 | 0 | 0 | 0 | 0 | 0 | 0
|  | Total incl Overhead - As commissioned $ Mar 2017 |  | 132.1001 | 0 | 0 | 0 | 0 | 0 | 0 | 0 | 0 | 132.1001 | 0
|  |  | Check | 0 | 0 | 0 | 0 | 0 | 0 | 0 | 0 | 0 | 0 | 0
0

## Proj_43
Go To: | Table of Contents
Master Inputs
|  | 0% |  | Business case? | 0
| Project name | Buildings & Property
| Project category 1 | Non Network |  |  | Shaded cells = Inputs
| Project category 2 | Non Network - Premises
| Regulatory classification | Prescribed
| Overhead Category | Non_IT_OHD |  | $000's | $000's | $000's | $000's | $000's | $000's | $000's | $000's | $000's | Project | 2017-22
|  |  |  | Prior | 2015-16 | 2016-17 | 2017-18 | 2018-19 | 2019-20 | 2020-21 | 2021-22 | 2022-23 | Total | Total | Check
| Project timing | Direct Expenditure (As incurred) - $ 2015/16 |  | 131.3762 | 2712.8073 | 517.7863 | 213 | 574.9 | 91.75 | 201.53 | 979.33 | 0 | 5422.4797 | 2060.51 | ok
| (excluding real cost escalators) | Assumed year commissioned (no BC) |  | x | bar: 2015-16 to 2022-23
|  | Direct Expenditure (As Commissioned) - $ 2015/16 |  | 131.3762 | 2712.8073 | 517.7863 | 213 | 574.9 | 91.75 | 201.53 | 979.33 | 0 | 5422.4797 | 2060.51 | ok
| Asset class | Secondary
Switchgear
Transformers
Reactive
Lines and towers
Establishment
Communications
|  | Non System |  | 100% | 100% | 100% | 100% | 100% | 100% | 100% | 100% | 100%
Land
Easements
|  |  | Total | 100% | 100% | 100% | 100% | 100% | 100% | 100% | 100% | 100%
| Input costs % | Labour - internal |  | 10% | 10% | 10% | 10% | 10% | 10% | 10% | 10% | 10%
|  | Labour - external |  | 50% | 50% | 50% | 50% | 50% | 50% | 50% | 50% | 50%
|  | Materials |  | 40% | 40% | 40% | 40% | 40% | 40% | 40% | 40% | 40%
|  |  | Total | 100% | 100% | 100% | 100% | 100% | 100% | 100% | 100% | 100%
Material Escalation
| (By Asset Class) | Secondary |  | 0 | 0 | 0 | 0 | 0 | 0 | 0 | 0 | 0 | 0 | 0
|  | Switchgear |  | 0 | 0 | 0 | 0 | 0 | 0 | 0 | 0 | 0 | 0 | 0
|  | Transformers |  | 0 | 0 | 0 | 0 | 0 | 0 | 0 | 0 | 0 | 0 | 0
|  | Reactive |  | 0 | 0 | 0 | 0 | 0 | 0 | 0 | 0 | 0 | 0 | 0
|  | Lines and towers |  | 0 | 0 | 0 | 0 | 0 | 0 | 0 | 0 | 0 | 0 | 0
|  | Establishment |  | 0 | 0 | 0 | 0 | 0 | 0 | 0 | 0 | 0 | 0 | 0
|  | Communications |  | 0 | 0 | 0 | 0 | 0 | 0 | 0 | 0 | 0 | 0 | 0
|  | Non System |  | 0 | 0 | 0 | 0 | 0 | 0 | 0 | 0 | 0 | 0 | 0
|  | Land |  | 0 | 0 | 0 | 0 | 0 | 0 | 0 | 0 | 0 | 0 | 0
|  | Easements |  | 0 | 0 | 0 | 0 | 0 | 0 | 0 | 0 | 0 | 0 | 0
|  | Total Material escalation |  | 0 | 0 | 0 | 0 | 0 | 0 | 0 | 0 | 0 | 0 | 0
| Labour Escalation | Internal Labour |  | 0 | 1.5938 | 0.64795 | 0.44015 | 1.6633 | 0.34357 | 0.94178 | 5.5094 | 0 | 11.1399 | 8.8982
|  | External Labour |  | 0 | 5.5613 | 2.7837 | 2.2619 | 9.1654 | 1.9397 | 5.4053 | 32.0194 | 0 | 59.1365 | 50.7916
|  | Total Labour Escalation |  | 0 | 7.155 | 3.4316 | 2.7021 | 10.8287 | 2.2832 | 6.347 | 37.5288 | 0 | 70.2764 | 59.6898
|  | Total Escalation |  | 0 | 7.155 | 3.4316 | 2.7021 | 10.8287 | 2.2832 | 6.347 | 37.5288 | 0 | 70.2764 | 59.6898
|  | Escalation factors |  | 0 | 0.0026375 | 0.0066275 | 0.012686 | 0.018836 | 0.024885 | 0.031494 | 0.038321 | 0 | 0.01296 | 0.028968
| Direct Expenditure (Escalated) | Total labour - internal |  | 13.3599 | 277.4908 | 53.3135 | 22.1079 | 60.154 | 9.6796 | 21.4516 | 105.1924 | 0 | 562.7497 | 218.5855
| (as incurred) | Total labour - external |  | 66.7994 | 1385.0056 | 266.1037 | 110.6019 | 301.6333 | 48.6236 | 107.9664 | 530.5099 | 0 | 2817.2436 | 1099.335
|  | Total materials |  | 53.4395 | 1103.4802 | 210.6183 | 86.6414 | 233.8503 | 37.3209 | 81.9757 | 398.359 | 0 | 2205.6854 | 838.1473
|  | Total Direct - As Incurred $ Mar 2017 |  | 133.5988 | 2765.9767 | 530.0355 | 219.3512 | 595.6376 | 95.624 | 211.3938 | 1034.0613 | 0 | 5585.6787 | 2156.0678 | ok
| Capitalised Overheads | Overhead rate (applied to direct expenditure) |  | 0% | bar: 2015-16 to 2022-23
|  | Total overhead (as incurred) |  | 0 | 0 | 0 | 0 | 0 | 0 | 0 | 0 | 0 | 0 | 0
|  | Total incl Overhead - As Incurred $ Mar 2017 |  | 133.5988 | 2765.9767 | 530.0355 | 219.3512 | 595.6376 | 95.624 | 211.3938 | 1034.0613 | 0 | 5585.6787 | 2156.0678
|  | Total overheads (As incurred) - Cumulative |  | 0 | 0 | 0 | 0 | 0 | 0 | 0 | 0 | 0
|  | Labour & Material Escalation - Cumulative |  | 0 | 7.155 | 10.5866 | 13.2887 | 24.1174 | 26.4006 | 32.7477 | 70.2764 | 70.2764
Expenditure By Asset Class - As Incurred
| Asset class breakdown | Secondary |  | 0 | 0 | 0 | 0 | 0 | 0 | 0 | 0 | 0 | 0 | 0
| (fully absorbed) | Switchgear |  | 0 | 0 | 0 | 0 | 0 | 0 | 0 | 0 | 0 | 0 | 0
| (as incurred) | Transformers |  | 0 | 0 | 0 | 0 | 0 | 0 | 0 | 0 | 0 | 0 | 0
|  | Reactive |  | 0 | 0 | 0 | 0 | 0 | 0 | 0 | 0 | 0 | 0 | 0
|  | Lines and towers |  | 0 | 0 | 0 | 0 | 0 | 0 | 0 | 0 | 0 | 0 | 0
|  | Establishment |  | 0 | 0 | 0 | 0 | 0 | 0 | 0 | 0 | 0 | 0 | 0
|  | Communications |  | 0 | 0 | 0 | 0 | 0 | 0 | 0 | 0 | 0 | 0 | 0
|  | Non System |  | 133.5988 | 2765.9767 | 530.0355 | 219.3512 | 595.6376 | 95.624 | 211.3938 | 1034.0613 | 0 | 5585.6787 | 2156.0678
|  | Land |  | 0 | 0 | 0 | 0 | 0 | 0 | 0 | 0 | 0 | 0 | 0
|  | Easements |  | 0 | 0 | 0 | 0 | 0 | 0 | 0 | 0 | 0 | 0 | 0
|  | Total incl Overhead - As Incurred $ Mar 2017 |  | 133.5988 | 2765.9767 | 530.0355 | 219.3512 | 595.6376 | 95.624 | 211.3938 | 1034.0613 | 0 | 5585.6787 | 2156.0678
|  |  | Check | 0 | 0 | 0 | 0 | 0 | 0 | 0 | 0 | 0 | 0 | 0
| As Commissioned Capex | Direct Expenditure (As Commissioned) - $ 2015/16 |  | 131.3762 | 2712.8073 | 517.7863 | 213 | 574.9 | 91.75 | 201.53 | 979.33 | 0 | 5422.4797 | 2060.51
|  | Labour & Material Escalation - $ 2015/16 |  | 0 | 7.155 | 3.4316 | 2.7021 | 10.8287 | 2.2832 | 6.347 | 37.5288 | 0 | 70.2764 | 59.6898
|  | Total Direct Expenditure - $ 2015/16 |  | 131.3762 | 2719.9623 | 521.2179 | 215.7021 | 585.7287 | 94.0332 | 207.877 | 1016.8588 | 0 | 5492.7561 | 2120.1998
|  | Total Direct Expenditure - $ Mar 2017 |  | 133.5988 | 2765.9767 | 530.0355 | 219.3512 | 595.6376 | 95.624 | 211.3938 | 1034.0613 | 0 | 5585.6787 | 2156.0678
|  | Total overheads (As Commissioned) |  | 0 | 0 | 0 | 0 | 0 | 0 | 0 | 0 | 0 | 0 | 0
|  | Total incl Overhead - As commissioned $ Mar 2017 |  | 133.5988 | 2765.9767 | 530.0355 | 219.3512 | 595.6376 | 95.624 | 211.3938 | 1034.0613 | 0 | 5585.6787 | 2156.0678
|  | Total overheads (As Comm) - Cumulative |  | 0 | 0 | 0 | 0 | 0 | 0 | 0 | 0 | 0
|  | Total real cost escalation (As Comm) - Cumulative |  | 0 | 7.155 | 10.5866 | 13.2887 | 24.1174 | 26.4006 | 32.7477 | 70.2764 | 70.2764
Expenditure By Asset Class - As Commissioned
| Asset class breakdown | Secondary |  | 0 | 0 | 0 | 0 | 0 | 0 | 0 | 0 | 0 | 0 | 0
| (fully absorbed) | Switchgear |  | 0 | 0 | 0 | 0 | 0 | 0 | 0 | 0 | 0 | 0 | 0
| (as commissioned) | Transformers |  | 0 | 0 | 0 | 0 | 0 | 0 | 0 | 0 | 0 | 0 | 0
|  | Reactive |  | 0 | 0 | 0 | 0 | 0 | 0 | 0 | 0 | 0 | 0 | 0
|  | Lines and towers |  | 0 | 0 | 0 | 0 | 0 | 0 | 0 | 0 | 0 | 0 | 0
|  | Establishment |  | 0 | 0 | 0 | 0 | 0 | 0 | 0 | 0 | 0 | 0 | 0
|  | Communications |  | 0 | 0 | 0 | 0 | 0 | 0 | 0 | 0 | 0 | 0 | 0
|  | Non System |  | 133.5988 | 2765.9767 | 530.0355 | 219.3512 | 595.6376 | 95.624 | 211.3938 | 1034.0613 | 0 | 5585.6787 | 2156.0678
|  | Land |  | 0 | 0 | 0 | 0 | 0 | 0 | 0 | 0 | 0 | 0 | 0
|  | Easements |  | 0 | 0 | 0 | 0 | 0 | 0 | 0 | 0 | 0 | 0 | 0
|  | Total incl Overhead - As commissioned $ Mar 2017 |  | 133.5988 | 2765.9767 | 530.0355 | 219.3512 | 595.6376 | 95.624 | 211.3938 | 1034.0613 | 0 | 5585.6787 | 2156.0678
|  |  | Check | 0 | 0 | 0 | 0 | 0 | 0 | 0 | 0 | 0 | 0 | 0
0

## Proj_44
Go To: | Table of Contents
Master Inputs
|  | 0% |  | Business case? | 0
| Project name | Non-network - Other
| Project category 1 | Non Network |  |  | Shaded cells = Inputs
| Project category 2 | Non Network - Other
| Regulatory classification | Prescribed
| Overhead Category | Non_IT_OHD |  | $000's | $000's | $000's | $000's | $000's | $000's | $000's | $000's | $000's | Project | 2017-22
|  |  |  | Prior | 2015-16 | 2016-17 | 2017-18 | 2018-19 | 2019-20 | 2020-21 | 2021-22 | 2022-23 | Total | Total | Check
| Project timing | Direct Expenditure (As incurred) - $ 2015/16 |  | 2153.2519 | 2019.0119 | 2527.7625 | 2838.704 | 2838.704 | 2838.704 | 2838.704 | 2838.704 | 0 | 20893.5461 | 14193.5199 | ok
| (excluding real cost escalators) | Assumed year commissioned (no BC) |  | x | bar: 2015-16 to 2022-23
|  | Direct Expenditure (As Commissioned) - $ 2015/16 |  | 2153.2519 | 2019.0119 | 2527.7625 | 2838.704 | 2838.704 | 2838.704 | 2838.704 | 2838.704 | 0 | 20893.5461 | 14193.5199 | ok
| Asset class | Secondary
Switchgear
Transformers
Reactive
Lines and towers
Establishment
Communications
|  | Non System |  | 100% | 100% | 100% | 100% | 100% | 100% | 100% | 100% | 100%
Land
Easements
|  |  | Total | 100% | 100% | 100% | 100% | 100% | 100% | 100% | 100% | 100%
| Input costs % | Labour - internal |  | 10% | 10% | 10% | 10% | 10% | 10% | 10% | 10% | 10%
|  | Labour - external |  | 50% | 50% | 50% | 50% | 50% | 50% | 50% | 50% | 50%
|  | Materials |  | 40% | 40% | 40% | 40% | 40% | 40% | 40% | 40% | 40%
|  |  | Total | 100% | 100% | 100% | 100% | 100% | 100% | 100% | 100% | 100%
Material Escalation
| (By Asset Class) | Secondary |  | 0 | 0 | 0 | 0 | 0 | 0 | 0 | 0 | 0 | 0 | 0
|  | Switchgear |  | 0 | 0 | 0 | 0 | 0 | 0 | 0 | 0 | 0 | 0 | 0
|  | Transformers |  | 0 | 0 | 0 | 0 | 0 | 0 | 0 | 0 | 0 | 0 | 0
|  | Reactive |  | 0 | 0 | 0 | 0 | 0 | 0 | 0 | 0 | 0 | 0 | 0
|  | Lines and towers |  | 0 | 0 | 0 | 0 | 0 | 0 | 0 | 0 | 0 | 0 | 0
|  | Establishment |  | 0 | 0 | 0 | 0 | 0 | 0 | 0 | 0 | 0 | 0 | 0
|  | Communications |  | 0 | 0 | 0 | 0 | 0 | 0 | 0 | 0 | 0 | 0 | 0
|  | Non System |  | 0 | 0 | 0 | 0 | 0 | 0 | 0 | 0 | 0 | 0 | 0
|  | Land |  | 0 | 0 | 0 | 0 | 0 | 0 | 0 | 0 | 0 | 0 | 0
|  | Easements |  | 0 | 0 | 0 | 0 | 0 | 0 | 0 | 0 | 0 | 0 | 0
|  | Total Material escalation |  | 0 | 0 | 0 | 0 | 0 | 0 | 0 | 0 | 0 | 0 | 0
| Labour Escalation | Internal Labour |  | 0 | 1.1862 | 3.1632 | 5.866 | 8.2129 | 10.6299 | 13.2657 | 15.9696 | 0 | 58.2935 | 53.9441
|  | External Labour |  | 0 | 4.139 | 13.5895 | 30.1452 | 45.2562 | 60.0122 | 76.1372 | 92.8119 | 0 | 322.0912 | 304.3627
|  | Total Labour Escalation |  | 0 | 5.3251 | 16.7526 | 36.0113 | 53.4691 | 70.642 | 89.4029 | 108.7815 | 0 | 380.3847 | 358.3069
|  | Total Escalation |  | 0 | 5.3251 | 16.7526 | 36.0113 | 53.4691 | 70.642 | 89.4029 | 108.7815 | 0 | 380.3847 | 358.3069
|  | Escalation factors |  | 0 | 0.0026375 | 0.0066275 | 0.012686 | 0.018836 | 0.024885 | 0.031494 | 0.038321 | 0 | 0.018206 | 0.025244
| Direct Expenditure (Escalated) | Total labour - internal |  | 218.9679 | 206.523 | 260.2692 | 294.638 | 297.0246 | 299.4824 | 302.1628 | 304.9125 | 0 | 2183.9805 | 1498.2203
| (as incurred) | Total labour - external |  | 1094.8395 | 1030.793 | 1299.082 | 1474.0188 | 1489.3854 | 1504.391 | 1520.7888 | 1537.7456 | 0 | 10951.0443 | 7526.3296
|  | Total materials |  | 875.8716 | 821.2672 | 1028.2102 | 1154.6909 | 1154.6909 | 1154.6909 | 1154.6909 | 1154.6909 | 0 | 8498.8033 | 5773.4543
|  | Total Direct - As Incurred $ Mar 2017 |  | 2189.6791 | 2058.5833 | 2587.5614 | 2923.3476 | 2941.1008 | 2958.5643 | 2977.6425 | 2997.349 | 0 | 21633.8281 | 14798.0043 | ok
| Capitalised Overheads | Overhead rate (applied to direct expenditure) |  | 0% | bar: 2015-16 to 2022-23
|  | Total overhead (as incurred) |  | 0 | 0 | 0 | 0 | 0 | 0 | 0 | 0 | 0 | 0 | 0
|  | Total incl Overhead - As Incurred $ Mar 2017 |  | 2189.6791 | 2058.5833 | 2587.5614 | 2923.3476 | 2941.1008 | 2958.5643 | 2977.6425 | 2997.349 | 0 | 21633.8281 | 14798.0043
|  | Total overheads (As incurred) - Cumulative |  | 0 | 0 | 0 | 0 | 0 | 0 | 0 | 0 | 0
|  | Labour & Material Escalation - Cumulative |  | 0 | 5.3251 | 22.0778 | 58.089 | 111.5582 | 182.2002 | 271.6031 | 380.3847 | 380.3847
Expenditure By Asset Class - As Incurred
| Asset class breakdown | Secondary |  | 0 | 0 | 0 | 0 | 0 | 0 | 0 | 0 | 0 | 0 | 0
| (fully absorbed) | Switchgear |  | 0 | 0 | 0 | 0 | 0 | 0 | 0 | 0 | 0 | 0 | 0
| (as incurred) | Transformers |  | 0 | 0 | 0 | 0 | 0 | 0 | 0 | 0 | 0 | 0 | 0
|  | Reactive |  | 0 | 0 | 0 | 0 | 0 | 0 | 0 | 0 | 0 | 0 | 0
|  | Lines and towers |  | 0 | 0 | 0 | 0 | 0 | 0 | 0 | 0 | 0 | 0 | 0
|  | Establishment |  | 0 | 0 | 0 | 0 | 0 | 0 | 0 | 0 | 0 | 0 | 0
|  | Communications |  | 0 | 0 | 0 | 0 | 0 | 0 | 0 | 0 | 0 | 0 | 0
|  | Non System |  | 2189.6791 | 2058.5833 | 2587.5614 | 2923.3476 | 2941.1008 | 2958.5643 | 2977.6425 | 2997.349 | 0 | 21633.8281 | 14798.0043
|  | Land |  | 0 | 0 | 0 | 0 | 0 | 0 | 0 | 0 | 0 | 0 | 0
|  | Easements |  | 0 | 0 | 0 | 0 | 0 | 0 | 0 | 0 | 0 | 0 | 0
|  | Total incl Overhead - As Incurred $ Mar 2017 |  | 2189.6791 | 2058.5833 | 2587.5614 | 2923.3476 | 2941.1008 | 2958.5643 | 2977.6425 | 2997.349 | 0 | 21633.8281 | 14798.0043
|  |  | Check | 0 | 0 | 0 | 0 | 0 | 0 | 0 | 0 | 0 | 0 | 0
| As Commissioned Capex | Direct Expenditure (As Commissioned) - $ 2015/16 |  | 2153.2519 | 2019.0119 | 2527.7625 | 2838.704 | 2838.704 | 2838.704 | 2838.704 | 2838.704 | 0 | 20893.5461 | 14193.5199
|  | Labour & Material Escalation - $ 2015/16 |  | 0 | 5.3251 | 16.7526 | 36.0113 | 53.4691 | 70.642 | 89.4029 | 108.7815 | 0 | 380.3847 | 358.3069
|  | Total Direct Expenditure - $ 2015/16 |  | 2153.2519 | 2024.337 | 2544.5151 | 2874.7152 | 2892.1731 | 2909.346 | 2928.1069 | 2947.4855 | 0 | 21273.9308 | 14551.8268
|  | Total Direct Expenditure - $ Mar 2017 |  | 2189.6791 | 2058.5833 | 2587.5614 | 2923.3476 | 2941.1008 | 2958.5643 | 2977.6425 | 2997.349 | 0 | 21633.8281 | 14798.0043
|  | Total overheads (As Commissioned) |  | 0 | 0 | 0 | 0 | 0 | 0 | 0 | 0 | 0 | 0 | 0
|  | Total incl Overhead - As commissioned $ Mar 2017 |  | 2189.6791 | 2058.5833 | 2587.5614 | 2923.3476 | 2941.1008 | 2958.5643 | 2977.6425 | 2997.349 | 0 | 21633.8281 | 14798.0043
|  | Total overheads (As Comm) - Cumulative |  | 0 | 0 | 0 | 0 | 0 | 0 | 0 | 0 | 0
|  | Total real cost escalation (As Comm) - Cumulative |  | 0 | 5.3251 | 22.0778 | 58.089 | 111.5582 | 182.2002 | 271.6031 | 380.3847 | 380.3847
Expenditure By Asset Class - As Commissioned
| Asset class breakdown | Secondary |  | 0 | 0 | 0 | 0 | 0 | 0 | 0 | 0 | 0 | 0 | 0
| (fully absorbed) | Switchgear |  | 0 | 0 | 0 | 0 | 0 | 0 | 0 | 0 | 0 | 0 | 0
| (as commissioned) | Transformers |  | 0 | 0 | 0 | 0 | 0 | 0 | 0 | 0 | 0 | 0 | 0
|  | Reactive |  | 0 | 0 | 0 | 0 | 0 | 0 | 0 | 0 | 0 | 0 | 0
|  | Lines and towers |  | 0 | 0 | 0 | 0 | 0 | 0 | 0 | 0 | 0 | 0 | 0
|  | Establishment |  | 0 | 0 | 0 | 0 | 0 | 0 | 0 | 0 | 0 | 0 | 0
|  | Communications |  | 0 | 0 | 0 | 0 | 0 | 0 | 0 | 0 | 0 | 0 | 0
|  | Non System |  | 2189.6791 | 2058.5833 | 2587.5614 | 2923.3476 | 2941.1008 | 2958.5643 | 2977.6425 | 2997.349 | 0 | 21633.8281 | 14798.0043
|  | Land |  | 0 | 0 | 0 | 0 | 0 | 0 | 0 | 0 | 0 | 0 | 0
|  | Easements |  | 0 | 0 | 0 | 0 | 0 | 0 | 0 | 0 | 0 | 0 | 0
|  | Total incl Overhead - As commissioned $ Mar 2017 |  | 2189.6791 | 2058.5833 | 2587.5614 | 2923.3476 | 2941.1008 | 2958.5643 | 2977.6425 | 2997.349 | 0 | 21633.8281 | 14798.0043
|  |  | Check | 0 | 0 | 0 | 0 | 0 | 0 | 0 | 0 | 0 | 0 | 0
0

## Proj_45
Go To: | Table of Contents
Master Inputs
|  | 0% |  | Business case? | 0
| Project name | IT Strategy
| Project category 1 | Non Network |  |  | Shaded cells = Inputs
| Project category 2 | Non Network - IT
| Regulatory classification | Prescribed
| Overhead Category | IT_OHD |  | $000's | $000's | $000's | $000's | $000's | $000's | $000's | $000's | $000's | Project | 2017-22
|  |  |  | Prior | 2015-16 | 2016-17 | 2017-18 | 2018-19 | 2019-20 | 2020-21 | 2021-22 | 2022-23 | Total | Total | Check
| Project timing | Direct Expenditure (As incurred) - $ 2015/16 |  | 30117.3368 | 7320.8815 | 17538.2019 | 21650.0587 | 19533.919 | 11580.8036 | 9622.2469 | 8141.3251 | 0 | 125504.7735 | 70528.3533 | ok
| (excluding real cost escalators) | Assumed year commissioned (no BC) |  | x | bar: 2015-16 to 2022-23
|  | Direct Expenditure (As Commissioned) - $ 2015/16 |  | 6264.4346 | 31173.7837 | 17538.2019 | 21650.0587 | 19533.919 | 11580.8036 | 9622.2469 | 8141.3251 | 0 | 125504.7735 | 70528.3533 | ok
| Asset class | Secondary
Switchgear
Transformers
Reactive
Lines and towers
Establishment
Communications
|  | Non System |  | 100% | 100% | 100% | 100% | 100% | 100% | 100% | 100% | 100%
Land
Easements
|  |  | Total | 100% | 100% | 100% | 100% | 100% | 100% | 100% | 100% | 100%
| Input costs % | Labour - internal |  | 10% | 10% | 10% | 10% | 10% | 10% | 10% | 10% | 10%
|  | Labour - external |  | 50% | 50% | 50% | 50% | 50% | 50% | 50% | 50% | 50%
|  | Materials |  | 40% | 40% | 40% | 40% | 40% | 40% | 40% | 40% | 40%
|  |  | Total | 100% | 100% | 100% | 100% | 100% | 100% | 100% | 100% | 100%
Material Escalation
| (By Asset Class) | Secondary |  | 0 | 0 | 0 | 0 | 0 | 0 | 0 | 0 | 0 | 0 | 0
|  | Switchgear |  | 0 | 0 | 0 | 0 | 0 | 0 | 0 | 0 | 0 | 0 | 0
|  | Transformers |  | 0 | 0 | 0 | 0 | 0 | 0 | 0 | 0 | 0 | 0 | 0
|  | Reactive |  | 0 | 0 | 0 | 0 | 0 | 0 | 0 | 0 | 0 | 0 | 0
|  | Lines and towers |  | 0 | 0 | 0 | 0 | 0 | 0 | 0 | 0 | 0 | 0 | 0
|  | Establishment |  | 0 | 0 | 0 | 0 | 0 | 0 | 0 | 0 | 0 | 0 | 0
|  | Communications |  | 0 | 0 | 0 | 0 | 0 | 0 | 0 | 0 | 0 | 0 | 0
|  | Non System |  | 0 | 0 | 0 | 0 | 0 | 0 | 0 | 0 | 0 | 0 | 0
|  | Land |  | 0 | 0 | 0 | 0 | 0 | 0 | 0 | 0 | 0 | 0 | 0
|  | Easements |  | 0 | 0 | 0 | 0 | 0 | 0 | 0 | 0 | 0 | 0 | 0
|  | Total Material escalation |  | 0 | 0 | 0 | 0 | 0 | 0 | 0 | 0 | 0 | 0 | 0
| Labour Escalation | Internal Labour |  | 0 | 4.301 | 21.9469 | 44.7388 | 56.5153 | 43.3658 | 44.9662 | 45.8004 | 0 | 261.6344 | 235.3865
|  | External Labour |  | 0 | 15.0078 | 94.2868 | 229.9097 | 311.4208 | 244.8261 | 258.0794 | 266.1821 | 0 | 1419.7127 | 1310.4181
|  | Total Labour Escalation |  | 0 | 19.3088 | 116.2337 | 274.6485 | 367.9361 | 288.192 | 303.0456 | 311.9825 | 0 | 1681.3472 | 1545.8046
|  | Total Escalation |  | 0 | 19.3088 | 116.2337 | 274.6485 | 367.9361 | 288.192 | 303.0456 | 311.9825 | 0 | 1681.3472 | 1545.8046
|  | Escalation factors |  | 0 | 0.0026375 | 0.0066275 | 0.012686 | 0.018836 | 0.024885 | 0.031494 | 0.038321 | 0 | 0.013397 | 0.021917
| Direct Expenditure (Escalated) | Total labour - internal |  | 3062.6841 | 748.8469 | 1805.8083 | 2247.1276 | 2043.9094 | 1221.7714 | 1024.2298 | 874.4807 | 0 | 13028.858 | 7411.5188
| (as incurred) | Total labour - external |  | 15313.4203 | 3737.6272 | 9013.3323 | 11241.9587 | 10248.8792 | 6137.3277 | 5154.9601 | 4410.2123 | 0 | 65257.7177 | 37193.3379
|  | Total materials |  | 12250.7362 | 2977.8924 | 7133.9603 | 8806.5276 | 7945.752 | 4710.6878 | 3914.0117 | 3311.6217 | 0 | 51051.1898 | 28688.6008
|  | Total Direct - As Incurred $ Mar 2017 |  | 30626.8406 | 7464.3665 | 17953.1009 | 22295.6139 | 20238.5406 | 12069.7869 | 10093.2015 | 8596.3146 | 0 | 129337.7655 | 73293.4576 | ok
| Capitalised Overheads | Overhead rate (applied to direct expenditure) |  | 4.88% | 7.515% | 8.752% | 6.726% | 6.526% | 9.587% | 8.021% | 8.021% | 7.776%
|  | Total overhead (as incurred) |  | 1494.5393 | 560.9619 | 1571.2419 | 1499.6416 | 1320.7023 | 1157.1289 | 809.5965 | 689.5281 | 0 | 9103.3406 | 5476.5975
|  | Total incl Overhead - As Incurred $ Mar 2017 |  | 32121.3799 | 8025.3284 | 19524.3428 | 23795.2555 | 21559.2429 | 13226.9158 | 10902.7981 | 9285.8428 | 0 | 138441.1062 | 78770.0551
|  | Total overheads (As incurred) - Cumulative |  | 1494.5393 | 2055.5011 | 3626.7431 | 5126.3847 | 6447.087 | 7604.2159 | 8413.8125 | 9103.3406 | 9103.3406
|  | Labour & Material Escalation - Cumulative |  | 0 | 19.3088 | 135.5425 | 410.191 | 778.1271 | 1066.3191 | 1369.3647 | 1681.3472 | 1681.3472
Expenditure By Asset Class - As Incurred
| Asset class breakdown | Secondary |  | 0 | 0 | 0 | 0 | 0 | 0 | 0 | 0 | 0 | 0 | 0
| (fully absorbed) | Switchgear |  | 0 | 0 | 0 | 0 | 0 | 0 | 0 | 0 | 0 | 0 | 0
| (as incurred) | Transformers |  | 0 | 0 | 0 | 0 | 0 | 0 | 0 | 0 | 0 | 0 | 0
|  | Reactive |  | 0 | 0 | 0 | 0 | 0 | 0 | 0 | 0 | 0 | 0 | 0
|  | Lines and towers |  | 0 | 0 | 0 | 0 | 0 | 0 | 0 | 0 | 0 | 0 | 0
|  | Establishment |  | 0 | 0 | 0 | 0 | 0 | 0 | 0 | 0 | 0 | 0 | 0
|  | Communications |  | 0 | 0 | 0 | 0 | 0 | 0 | 0 | 0 | 0 | 0 | 0
|  | Non System |  | 32121.3799 | 8025.3284 | 19524.3428 | 23795.2555 | 21559.2429 | 13226.9158 | 10902.7981 | 9285.8428 | 0 | 138441.1062 | 78770.0551
|  | Land |  | 0 | 0 | 0 | 0 | 0 | 0 | 0 | 0 | 0 | 0 | 0
|  | Easements |  | 0 | 0 | 0 | 0 | 0 | 0 | 0 | 0 | 0 | 0 | 0
|  | Total incl Overhead - As Incurred $ Mar 2017 |  | 32121.3799 | 8025.3284 | 19524.3428 | 23795.2555 | 21559.2429 | 13226.9158 | 10902.7981 | 9285.8428 | 0 | 138441.1062 | 78770.0551
|  |  | Check | 0 | 0 | 0 | 0 | 0 | 0 | 0 | 0 | 0 | 0 | 0
| As Commissioned Capex | Direct Expenditure (As Commissioned) - $ 2015/16 |  | 6264.4346 | 31173.7837 | 17538.2019 | 21650.0587 | 19533.919 | 11580.8036 | 9622.2469 | 8141.3251 | 0 | 125504.7735 | 70528.3533
|  | Labour & Material Escalation - $ 2015/16 |  | 0 | 19.3088 | 116.2337 | 274.6485 | 367.9361 | 288.192 | 303.0456 | 311.9825 | 0 | 1681.3472 | 1545.8046
|  | Total Direct Expenditure - $ 2015/16 |  | 6264.4346 | 31193.0925 | 17654.4356 | 21924.7072 | 19901.8551 | 11868.9956 | 9925.2924 | 8453.3076 | 0 | 127186.1207 | 72074.1579
|  | Total Direct Expenditure - $ Mar 2017 |  | 6370.4119 | 31720.7952 | 17953.1009 | 22295.6139 | 20238.5406 | 12069.7869 | 10093.2015 | 8596.3146 | 0 | 129337.7655 | 73293.4576
|  | Total overheads (As Commissioned) |  | 310.8656 | 1744.6355 | 1571.2419 | 1499.6416 | 1320.7023 | 1157.1289 | 809.5965 | 689.5281 | 0 | 9103.3406 | 5476.5975
|  | Total incl Overhead - As commissioned $ Mar 2017 |  | 6681.2775 | 33465.4308 | 19524.3428 | 23795.2555 | 21559.2429 | 13226.9158 | 10902.7981 | 9285.8428 | 0 | 138441.1062 | 78770.0551
|  | Total overheads (As Comm) - Cumulative |  | 310.8656 | 2055.5011 | 3626.7431 | 5126.3847 | 6447.087 | 7604.2159 | 8413.8125 | 9103.3406 | 9103.3406
|  | Total real cost escalation (As Comm) - Cumulative |  | 0 | 19.3088 | 135.5425 | 410.191 | 778.1271 | 1066.3191 | 1369.3647 | 1681.3472 | 1681.3472
Expenditure By Asset Class - As Commissioned
| Asset class breakdown | Secondary |  | 0 | 0 | 0 | 0 | 0 | 0 | 0 | 0 | 0 | 0 | 0
| (fully absorbed) | Switchgear |  | 0 | 0 | 0 | 0 | 0 | 0 | 0 | 0 | 0 | 0 | 0
| (as commissioned) | Transformers |  | 0 | 0 | 0 | 0 | 0 | 0 | 0 | 0 | 0 | 0 | 0
|  | Reactive |  | 0 | 0 | 0 | 0 | 0 | 0 | 0 | 0 | 0 | 0 | 0
|  | Lines and towers |  | 0 | 0 | 0 | 0 | 0 | 0 | 0 | 0 | 0 | 0 | 0
|  | Establishment |  | 0 | 0 | 0 | 0 | 0 | 0 | 0 | 0 | 0 | 0 | 0
|  | Communications |  | 0 | 0 | 0 | 0 | 0 | 0 | 0 | 0 | 0 | 0 | 0
|  | Non System |  | 6681.2775 | 33465.4308 | 19524.3428 | 23795.2555 | 21559.2429 | 13226.9158 | 10902.7981 | 9285.8428 | 0 | 138441.1062 | 78770.0551
|  | Land |  | 0 | 0 | 0 | 0 | 0 | 0 | 0 | 0 | 0 | 0 | 0
|  | Easements |  | 0 | 0 | 0 | 0 | 0 | 0 | 0 | 0 | 0 | 0 | 0
|  | Total incl Overhead - As commissioned $ Mar 2017 |  | 6681.2775 | 33465.4308 | 19524.3428 | 23795.2555 | 21559.2429 | 13226.9158 | 10902.7981 | 9285.8428 | 0 | 138441.1062 | 78770.0551
|  |  | Check | 0 | 0 | 0 | 0 | 0 | 0 | 0 | 0 | 0 | 0 | 0
0

## Proj_46
Go To: | Table of Contents
Master Inputs
|  | 0% |  | Business case? | 0
| Project name | Motor Vehicles
| Project category 1 | Non Network |  |  | Shaded cells = Inputs
| Project category 2 | Non Network - Vehicles
| Regulatory classification | Prescribed
| Overhead Category | Non_IT_OHD |  | $000's | $000's | $000's | $000's | $000's | $000's | $000's | $000's | $000's | Project | 2017-22
|  |  |  | Prior | 2015-16 | 2016-17 | 2017-18 | 2018-19 | 2019-20 | 2020-21 | 2021-22 | 2022-23 | Total | Total | Check
| Project timing | Direct Expenditure (As incurred) - $ 2015/16 |  | 792.9599 | 1371.1527 | 872.8106 | 1867.8901 | 1465.7382 | 2021.3429 | 1697.5047 | 1697.5047 | 0 | 11786.9037 | 8749.9806 | ok
| (excluding real cost escalators) | Assumed year commissioned (no BC) |  | x | bar: 2015-16 to 2022-23
|  | Direct Expenditure (As Commissioned) - $ 2015/16 |  | 792.9599 | 1371.1527 | 872.8106 | 1867.8901 | 1465.7382 | 2021.3429 | 1697.5047 | 1697.5047 | 0 | 11786.9037 | 8749.9806 | ok
| Asset class | Secondary
Switchgear
Transformers
Reactive
Lines and towers
Establishment
Communications
|  | Non System |  | 100% | 100% | 100% | 100% | 100% | 100% | 100% | 100% | 100%
Land
Easements
|  |  | Total | 100% | 100% | 100% | 100% | 100% | 100% | 100% | 100% | 100%
| Input costs % | Labour - internal |  | 10% | 10% | 10% | 10% | 10% | 10% | 10% | 10% | 10%
|  | Labour - external |  | 50% | 50% | 50% | 50% | 50% | 50% | 50% | 50% | 50%
|  | Materials |  | 40% | 40% | 40% | 40% | 40% | 40% | 40% | 40% | 40%
|  |  | Total | 100% | 100% | 100% | 100% | 100% | 100% | 100% | 100% | 100%
Material Escalation
| (By Asset Class) | Secondary |  | 0 | 0 | 0 | 0 | 0 | 0 | 0 | 0 | 0 | 0 | 0
|  | Switchgear |  | 0 | 0 | 0 | 0 | 0 | 0 | 0 | 0 | 0 | 0 | 0
|  | Transformers |  | 0 | 0 | 0 | 0 | 0 | 0 | 0 | 0 | 0 | 0 | 0
|  | Reactive |  | 0 | 0 | 0 | 0 | 0 | 0 | 0 | 0 | 0 | 0 | 0
|  | Lines and towers |  | 0 | 0 | 0 | 0 | 0 | 0 | 0 | 0 | 0 | 0 | 0
|  | Establishment |  | 0 | 0 | 0 | 0 | 0 | 0 | 0 | 0 | 0 | 0 | 0
|  | Communications |  | 0 | 0 | 0 | 0 | 0 | 0 | 0 | 0 | 0 | 0 | 0
|  | Non System |  | 0 | 0 | 0 | 0 | 0 | 0 | 0 | 0 | 0 | 0 | 0
|  | Land |  | 0 | 0 | 0 | 0 | 0 | 0 | 0 | 0 | 0 | 0 | 0
|  | Easements |  | 0 | 0 | 0 | 0 | 0 | 0 | 0 | 0 | 0 | 0 | 0
|  | Total Material escalation |  | 0 | 0 | 0 | 0 | 0 | 0 | 0 | 0 | 0 | 0 | 0
| Labour Escalation | Internal Labour |  | 0 | 0.80555 | 1.0922 | 3.8599 | 4.2407 | 7.5692 | 7.9327 | 9.5496 | 0 | 35.0498 | 33.152
|  | External Labour |  | 0 | 2.8109 | 4.6923 | 19.8358 | 23.3676 | 42.7326 | 45.529 | 55.5002 | 0 | 194.4683 | 186.9652
|  | Total Labour Escalation |  | 0 | 3.6164 | 5.7845 | 23.6957 | 27.6083 | 50.3018 | 53.4617 | 65.0498 | 0 | 229.5181 | 220.1172
|  | Total Escalation |  | 0 | 3.6164 | 5.7845 | 23.6957 | 27.6083 | 50.3018 | 53.4617 | 65.0498 | 0 | 229.5181 | 220.1172
|  | Escalation factors |  | 0 | 0.0026375 | 0.0066275 | 0.012686 | 0.018836 | 0.024885 | 0.031494 | 0.038321 | 0 | 0.019472 | 0.025156
| Direct Expenditure (Escalated) | Total labour - internal |  | 80.6375 | 140.2541 | 89.8683 | 193.8742 | 153.3658 | 213.2511 | 180.6891 | 182.3333 | 0 | 1234.2734 | 923.5135
| (as incurred) | Total labour - external |  | 403.1873 | 700.0328 | 448.5598 | 969.9163 | 769.0302 | 1071.2248 | 909.4101 | 919.5501 | 0 | 6190.9114 | 4639.1314
|  | Total materials |  | 322.5498 | 557.7395 | 355.0305 | 759.7959 | 596.2138 | 822.2154 | 690.4888 | 690.4888 | 0 | 4794.5225 | 3559.2026
|  | Total Direct - As Incurred $ Mar 2017 |  | 806.3746 | 1398.0265 | 893.4586 | 1923.5864 | 1518.6098 | 2106.6913 | 1780.588 | 1792.3722 | 0 | 12219.7072 | 9121.8476 | ok
| Capitalised Overheads | Overhead rate (applied to direct expenditure) |  | 0% | bar: 2015-16 to 2022-23
|  | Total overhead (as incurred) |  | 0 | 0 | 0 | 0 | 0 | 0 | 0 | 0 | 0 | 0 | 0
|  | Total incl Overhead - As Incurred $ Mar 2017 |  | 806.3746 | 1398.0265 | 893.4586 | 1923.5864 | 1518.6098 | 2106.6913 | 1780.588 | 1792.3722 | 0 | 12219.7072 | 9121.8476
|  | Total overheads (As incurred) - Cumulative |  | 0 | 0 | 0 | 0 | 0 | 0 | 0 | 0 | 0
|  | Labour & Material Escalation - Cumulative |  | 0 | 3.6164 | 9.4009 | 33.0966 | 60.7049 | 111.0067 | 164.4683 | 229.5181 | 229.5181
Expenditure By Asset Class - As Incurred
| Asset class breakdown | Secondary |  | 0 | 0 | 0 | 0 | 0 | 0 | 0 | 0 | 0 | 0 | 0
| (fully absorbed) | Switchgear |  | 0 | 0 | 0 | 0 | 0 | 0 | 0 | 0 | 0 | 0 | 0
| (as incurred) | Transformers |  | 0 | 0 | 0 | 0 | 0 | 0 | 0 | 0 | 0 | 0 | 0
|  | Reactive |  | 0 | 0 | 0 | 0 | 0 | 0 | 0 | 0 | 0 | 0 | 0
|  | Lines and towers |  | 0 | 0 | 0 | 0 | 0 | 0 | 0 | 0 | 0 | 0 | 0
|  | Establishment |  | 0 | 0 | 0 | 0 | 0 | 0 | 0 | 0 | 0 | 0 | 0
|  | Communications |  | 0 | 0 | 0 | 0 | 0 | 0 | 0 | 0 | 0 | 0 | 0
|  | Non System |  | 806.3746 | 1398.0265 | 893.4586 | 1923.5864 | 1518.6098 | 2106.6913 | 1780.588 | 1792.3722 | 0 | 12219.7072 | 9121.8476
|  | Land |  | 0 | 0 | 0 | 0 | 0 | 0 | 0 | 0 | 0 | 0 | 0
|  | Easements |  | 0 | 0 | 0 | 0 | 0 | 0 | 0 | 0 | 0 | 0 | 0
|  | Total incl Overhead - As Incurred $ Mar 2017 |  | 806.3746 | 1398.0265 | 893.4586 | 1923.5864 | 1518.6098 | 2106.6913 | 1780.588 | 1792.3722 | 0 | 12219.7072 | 9121.8476
|  |  | Check | 0 | 0 | 0 | 0 | 0 | 0 | 0 | 0 | 0 | 0 | 0
| As Commissioned Capex | Direct Expenditure (As Commissioned) - $ 2015/16 |  | 792.9599 | 1371.1527 | 872.8106 | 1867.8901 | 1465.7382 | 2021.3429 | 1697.5047 | 1697.5047 | 0 | 11786.9037 | 8749.9806
|  | Labour & Material Escalation - $ 2015/16 |  | 0 | 3.6164 | 5.7845 | 23.6957 | 27.6083 | 50.3018 | 53.4617 | 65.0498 | 0 | 229.5181 | 220.1172
|  | Total Direct Expenditure - $ 2015/16 |  | 792.9599 | 1374.7691 | 878.5951 | 1891.5858 | 1493.3464 | 2071.6446 | 1750.9664 | 1762.5545 | 0 | 12016.4219 | 8970.0978
|  | Total Direct Expenditure - $ Mar 2017 |  | 806.3746 | 1398.0265 | 893.4586 | 1923.5864 | 1518.6098 | 2106.6913 | 1780.588 | 1792.3722 | 0 | 12219.7072 | 9121.8476
|  | Total overheads (As Commissioned) |  | 0 | 0 | 0 | 0 | 0 | 0 | 0 | 0 | 0 | 0 | 0
|  | Total incl Overhead - As commissioned $ Mar 2017 |  | 806.3746 | 1398.0265 | 893.4586 | 1923.5864 | 1518.6098 | 2106.6913 | 1780.588 | 1792.3722 | 0 | 12219.7072 | 9121.8476
|  | Total overheads (As Comm) - Cumulative |  | 0 | 0 | 0 | 0 | 0 | 0 | 0 | 0 | 0
|  | Total real cost escalation (As Comm) - Cumulative |  | 0 | 3.6164 | 9.4009 | 33.0966 | 60.7049 | 111.0067 | 164.4683 | 229.5181 | 229.5181
Expenditure By Asset Class - As Commissioned
| Asset class breakdown | Secondary |  | 0 | 0 | 0 | 0 | 0 | 0 | 0 | 0 | 0 | 0 | 0
| (fully absorbed) | Switchgear |  | 0 | 0 | 0 | 0 | 0 | 0 | 0 | 0 | 0 | 0 | 0
| (as commissioned) | Transformers |  | 0 | 0 | 0 | 0 | 0 | 0 | 0 | 0 | 0 | 0 | 0
|  | Reactive |  | 0 | 0 | 0 | 0 | 0 | 0 | 0 | 0 | 0 | 0 | 0
|  | Lines and towers |  | 0 | 0 | 0 | 0 | 0 | 0 | 0 | 0 | 0 | 0 | 0
|  | Establishment |  | 0 | 0 | 0 | 0 | 0 | 0 | 0 | 0 | 0 | 0 | 0
|  | Communications |  | 0 | 0 | 0 | 0 | 0 | 0 | 0 | 0 | 0 | 0 | 0
|  | Non System |  | 806.3746 | 1398.0265 | 893.4586 | 1923.5864 | 1518.6098 | 2106.6913 | 1780.588 | 1792.3722 | 0 | 12219.7072 | 9121.8476
|  | Land |  | 0 | 0 | 0 | 0 | 0 | 0 | 0 | 0 | 0 | 0 | 0
|  | Easements |  | 0 | 0 | 0 | 0 | 0 | 0 | 0 | 0 | 0 | 0 | 0
|  | Total incl Overhead - As commissioned $ Mar 2017 |  | 806.3746 | 1398.0265 | 893.4586 | 1923.5864 | 1518.6098 | 2106.6913 | 1780.588 | 1792.3722 | 0 | 12219.7072 | 9121.8476
|  |  | Check | 0 | 0 | 0 | 0 | 0 | 0 | 0 | 0 | 0 | 0 | 0
0

## Outputs-->
Table of Contents
Outputs Section

## 5.1(a)_Direct_Fcast
Table of Contents
As Incurred Capex - Direct Cost Forecast Summary (Real March 2017)
[10 empty] | Efficiency factor --> |  | 0%
As Incurred - $000's, $ Mar 2017 | [8 empty] | As Incurred - $000's, $ Mar 2017
(Including real costs escalators, excluding Efficiency factors) | [8 empty] | (Including real cost escalators and Efficiency factors)
Total - All Categories | 2015-16 | 2016-17 | 2017-18 | 2018-19 | 2019-20 | 2020-21 | 2021-22 | Total | Total - All Categories | 2015-16 | 2016-17 | 2017-18 | 2018-19 | 2019-20 | 2020-21 | 2021-22 | Total
|  |  | Y1 | Y2 | Y3 | Y4 | Y5 | 2017-22 |  |  |  | Y1 | Y2 | Y3 | Y4 | Y5 | 2017-22
Total labour - internal | 13992.3111 | 16496.1447 | 14581.0364 | 11140.9921 | 9616.439 | 9073.5649 | 8271.1849 | 52683.2174 | Total labour - internal | 13992.3111 | 16496.1447 | 14581.0364 | 11140.9921 | 9616.439 | 9073.5649 | 8271.1849 | 52683.2174
Total labour - external | 69838.0989 | 82337.22 | 72946.1972 | 55864.8449 | 48306.2841 | 45667.3548 | 41713.5369 | 264498.2179 | Total labour - external | 69838.0989 | 82337.22 | 72946.1972 | 55864.8449 | 48306.2841 | 45667.3548 | 41713.5369 | 264498.2179
Total materials | 55642.3455 | 65169.0676 | 57143.3073 | 43310.9021 | 37077.3462 | 34673.8983 | 31322.6317 | 203528.0856 | Total materials | 55642.3455 | 65169.0676 | 57143.3073 | 43310.9021 | 37077.3462 | 34673.8983 | 31322.6317 | 203528.0856
Total Direct - $Mar 2017 | 139472.7555 | 164002.4322 | 144670.541 | 110316.7391 | 95000.0693 | 89414.818 | 81307.3535 | 520709.521 | Total Direct - $Mar 2017 | 139472.7555 | 164002.4322 | 144670.541 | 110316.7391 | 95000.0693 | 89414.818 | 81307.3535 | 520709.521
IT & Non System | 2015-16 | 2016-17 | 2017-18 | 2018-19 | 2019-20 | 2020-21 | 2021-22 | Total | IT & Non System | 2015-16 | 2016-17 | 2017-18 | 2018-19 | 2019-20 | 2020-21 | 2021-22 | Total
|  |  | Y1 | Y2 | Y3 | Y4 | Y5 | 2017-22 |  |  |  | Y1 | Y2 | Y3 | Y4 | Y5 | 2017-22
Total labour - internal | 1373.1148 | 2209.2593 | 2757.7477 | 2554.4538 | 1744.1845 | 1528.5333 | 1466.9188 | 10051.8382 | Total labour - internal | 1373.1148 | 2209.2593 | 2757.7477 | 2554.4538 | 1744.1845 | 1528.5333 | 1466.9188 | 10051.8382
Total labour - external | 6853.4587 | 11027.0778 | 13796.4956 | 12808.9281 | 8761.5669 | 7693.1254 | 7398.0178 | 50458.1339 | Total labour - external | 6853.4587 | 11027.0778 | 13796.4956 | 12808.9281 | 8761.5669 | 7693.1254 | 7398.0178 | 50458.1339
Total materials | 5460.3794 | 8727.8193 | 10807.6558 | 9930.507 | 6724.9149 | 5841.167 | 5555.1604 | 38859.4051 | Total materials | 5460.3794 | 8727.8193 | 10807.6558 | 9930.507 | 6724.9149 | 5841.167 | 5555.1604 | 38859.4051
Total Direct - $Mar 2017 | 13686.953 | 21964.1564 | 27361.8991 | 25293.8889 | 17230.6664 | 15062.8258 | 14420.097 | 99369.3772 | Total Direct - $Mar 2017 | 13686.953 | 21964.1564 | 27361.8991 | 25293.8889 | 17230.6664 | 15062.8258 | 14420.097 | 99369.3772
Network Replacement | 2015-16 | 2016-17 | 2017-18 | 2018-19 | 2019-20 | 2020-21 | 2021-22 | Total | Network Replacement | 2015-16 | 2016-17 | 2017-18 | 2018-19 | 2019-20 | 2020-21 | 2021-22 | Total
|  |  | Y1 | Y2 | Y3 | Y4 | Y5 | 2017-22 |  |  |  | Y1 | Y2 | Y3 | Y4 | Y5 | 2017-22
Total labour - internal | 12619.1963 | 14286.8853 | 11823.2888 | 8586.5383 | 7872.2544 | 7545.0316 | 6804.2661 | 42631.3792 | Total labour - internal | 12619.1963 | 14286.8853 | 11823.2888 | 8586.5383 | 7872.2544 | 7545.0316 | 6804.2661 | 42631.3792
Total labour - external | 62984.6402 | 71310.1422 | 59149.7016 | 43055.9167 | 39544.7172 | 37974.2294 | 34315.5191 | 214040.084 | Total labour - external | 62984.6402 | 71310.1422 | 59149.7016 | 43055.9167 | 39544.7172 | 37974.2294 | 34315.5191 | 214040.084
Total materials | 50181.9661 | 56441.2483 | 46335.6515 | 33380.3952 | 30352.4313 | 28832.7312 | 25767.4713 | 164668.6805 | Total materials | 50181.9661 | 56441.2483 | 46335.6515 | 33380.3952 | 30352.4313 | 28832.7312 | 25767.4713 | 164668.6805
Total Direct - $Mar 2017 | 125785.8026 | 142038.2759 | 117308.6419 | 85022.8502 | 77769.4029 | 74351.9923 | 66887.2565 | 421340.1438 | Total Direct - $Mar 2017 | 125785.8026 | 142038.2759 | 117308.6419 | 85022.8502 | 77769.4029 | 74351.9923 | 66887.2565 | 421340.1438
Total Repex Direct - $2015/16 | 123693.2476 | 139675.347 | 115357.1118 | 83608.422 | 76475.6421 | 73115.083 | 65774.5295 | 414330.7883

## 5.1(b)_Total_Fcast
Table of Contents
Forecast Capex by Asset Class - As Incurred Capex (Total incl Overhead)
[10 empty] | Output for PTRM model | Efficiency factor --> |  | 0%
As Incurred - $000's, $ Mar 2017 | [9 empty] | As Incurred - $m, Mar 2017
(Before Efficiency factors are applied) |  |  | Forecast Period (Real Mar 2017) | [6 empty] | (Including Efficiency factors) |  |  | Forecast Period (Real Mar 2017)
| 2015-16 | 2016-17 | 2017-18 | 2018-19 | 2019-20 | 2020-21 | 2021-22 | 2022-23 | TOTAL |  | 2015-16 | 2016-17 | 2017-18 | 2018-19 | 2019-20 | 2020-21 | 2021-22 | 2022-23 | TOTAL
Asset class | Year -2 | Year -1 | Year 1 | Year 2 | Year 3 | Year 4 | Year 5 | Year 6 |  | Asset class | Year -2 | Year -1 | Year 1 | Year 2 | Year 3 | Year 4 | Year 5 | Year 6
Secondary | 30382.2023 | 23662.1203 | 27897.7122 | 21197.0145 | 18449.2037 | 17745.6308 | 18083.6923 | 0 | 103373.2534 | Secondary | 30.3822 | 23.6621 | 27.8977 | 21.197 | 18.4492 | 17.7456 | 18.0837 | 0 | 103.3733
Switchgear | 36714.0922 | 49908.7033 | 41737.3727 | 26106.6185 | 24007.2711 | 22274.1277 | 19332.4328 | 0 | 133457.8229 | Switchgear | 36.7141 | 49.9087 | 41.7374 | 26.1066 | 24.0073 | 22.2741 | 19.3324 | 0 | 133.4578
Transformers | 24826.8004 | 26688.2002 | 19899.878 | 9644.6794 | 9235.3695 | 9851.8664 | 8838.361 | 0 | 57470.1543 | Transformers | 24.8268 | 26.6882 | 19.8999 | 9.6447 | 9.2354 | 9.8519 | 8.8384 | 0 | 57.4702
Reactive | 3213.3517 | 10633.5832 | 160.2596 | 165.9909 | 168.494 | 167.6949 | 167.7669 | 0 | 830.2064 | Reactive | 3.2134 | 10.6336 | 0.16026 | 0.16599 | 0.16849 | 0.16769 | 0.16777 | 0 | 0.83021
Lines and towers | 22983.9578 | 9683.3391 | 10811.223 | 13179.7411 | 9612.1636 | 9639.24 | 9451.4605 | 0 | 52693.8281 | Lines and towers | 22.984 | 9.6833 | 10.8112 | 13.1797 | 9.6122 | 9.6392 | 9.4515 | 0 | 52.6938
Establishment | 7385.4342 | 16387.0472 | 17162.8376 | 12741.8242 | 11941.8156 | 10841.1204 | 9367.2684 | 0 | 62054.8662 | Establishment | 7.3854 | 16.387 | 17.1628 | 12.7418 | 11.9418 | 10.8411 | 9.3673 | 0 | 62.0549
Communications | 7757.274 | 15386.3646 | 9984.413 | 12215.1997 | 14502.5197 | 12599.1858 | 9073.2888 | 0 | 58374.6069 | Communications | 7.7573 | 15.3864 | 9.9844 | 12.2152 | 14.5025 | 12.5992 | 9.0733 | 0 | 58.3746
Inventory | [9 empty] | Inventory | 0 | 0 | 0 | 0 | 0 | 0 | 0 | 0 | bar: Forecast Period (Real Mar 2017) 2017-18 Year 1 to Forecast Period (Real Mar 2017) 2021-22 Year 5
IT | 8025.3284 | 19524.3428 | 23795.2555 | 21559.2429 | 13226.9158 | 10902.7981 | 9285.8428 | 0 | 78770.0551 | IT | 8.0253 | 19.5243 | 23.7953 | 21.5592 | 13.2269 | 10.9028 | 9.2858 | 0 | 78.7701
Vehicles | 1398.0265 | 893.4586 | 1923.5864 | 1518.6098 | 2106.6913 | 1780.588 | 1792.3722 | 0 | 9121.8476 | Vehicles | 1.398 | 0.89346 | 1.9236 | 1.5186 | 2.1067 | 1.7806 | 1.7924 | 0 | 9.1218
Other Non System | 2058.5833 | 2587.5614 | 2923.3476 | 2941.1008 | 2958.5643 | 2977.6425 | 2997.349 | 0 | 14798.0043 | Other Non System | 2.0586 | 2.5876 | 2.9233 | 2.9411 | 2.9586 | 2.9776 | 2.9973 | 0 | 14.798
Premises | 2765.9767 | 530.0355 | 219.3512 | 595.6376 | 95.624 | 211.3938 | 1034.0613 | 0 | 2156.0678 | Premises | 2.766 | 0.53004 | 0.21935 | 0.59564 | 0.095624 | 0.21139 | 1.0341 | 0 | 2.1561
Land | 0 | 0 | 0 | 0 | 0 | 0 | 0 | 0 | 0 | Land | 0 | 0 | 0 | 0 | 0 | 0 | 0 | 0 | 0
Easements | 0 | 0 | 0 | 0 | 0 | 0 | 0 | 0 | 0 | Easements | 0 | 0 | 0 | 0 | 0 | 0 | 0 | 0 | 0
TOTAL CAPEX | 147511.0274 | 175884.7563 | 156515.2367 | 121865.6595 | 106304.6326 | 98991.2882 | 89423.896 | 0 | 573100.713 | TOTAL CAPEX | 147.511 | 175.8848 | 156.5152 | 121.8657 | 106.3046 | 98.9913 | 89.4239 | 0 | 573.1007
Check | 1.5289e-06 | 7.9993e-06 | 1.2732e-05 | 1.3826e-05 | 1.6661e-05 | 1.0207e-05 | 4.5617e-06 | 0
Output for RFM model
As Incurred - $m, Nominal
[10 empty] | (Including Efficiency factors) |  |  | Forecast Period (Nominal)
[11 empty] | 2015-16 | 2016-17 | 2017-18 | 2018-19 | 2019-20 | 2020-21 | 2021-22 | 2022-23 | TOTAL
[10 empty] | Asset class | Year -2 | Year -1 | Year 1 | Year 2 | Year 3 | Year 4 | Year 5 | Year 6
[10 empty] | Secondary | 29.8768 | 23.6184 | 28.5005 | 22.1639 | 19.7441 | 19.4375 | 20.2732 |  | 110.1193
[10 empty] | Switchgear | 36.1033 | 49.8165 | 42.6392 | 27.2975 | 25.6923 | 24.3977 | 21.6732 |  | 141.6999
[10 empty] | Transformers | 24.4138 | 26.6389 | 20.3299 | 10.0846 | 9.8836 | 10.7911 | 9.9085 |  | 60.9977
[10 empty] | Reactive | 3.1599 | 10.6139 | 0.16372 | 0.17356 | 0.18032 | 0.18368 | 0.18808 |  | 0.88937
[10 empty] | Lines and towers | 22.6016 | 9.6654 | 11.0448 | 13.7809 | 10.2868 | 10.5582 | 10.5958 |  | 56.2666
[10 empty] | Establishment | 7.2626 | 16.3568 | 17.5337 | 13.3231 | 12.78 | 11.8747 | 10.5014 |  | 66.0129
[10 empty] | Communications | 7.6282 | 15.3579 | 10.2002 | 12.7724 | 15.5204 | 13.8004 | 10.1719 |  | 62.4652
[10 empty] | Inventory | 0 | 0 | 0 | 0 | 0 | 0 | 0
[10 empty] | IT | 7.8918 | 19.4883 | 24.3094 | 22.5427 | 14.1553 | 11.9422 | 10.4102 |  | 83.3598
[10 empty] | Vehicles | 1.3748 | 0.89181 | 1.9652 | 1.5879 | 2.2546 | 1.9503 | 2.0094 |  | 9.7673
[10 empty] | Other Non System | 2.0243 | 2.5828 | 2.9865 | 3.0753 | 3.1662 | 3.2615 | 3.3603 |  | 15.8498
[10 empty] | Premises | 2.72 | 0.52906 | 0.22409 | 0.62281 | 0.10234 | 0.23155 | 1.1593 |  | 2.34
[10 empty] | Land | 0 | 0 | 0 | 0 | 0 | 0 | 0 |  | 0
[10 empty] | Easements | 0 | 0 | 0 | 0 | 0 | 0 | 0 |  | 0
[10 empty] | TOTAL CAPEX | 145.0571 | 175.5596 | 159.8972 | 127.4247 | 113.7659 | 108.4289 | 100.2511 | 0 | 609.7678

## 5.1(c)_Total_Fcast
Table of Contents
Forecast Capex by Driver - As Incurred Capex (Total incl Overhead)
[11 empty] | Efficiency factor --> |  | 0%
As Incurred - $000's, $ Mar 2017 | [9 empty] | As Incurred - $m, Mar 2017
(Before Efficiency factors are applied) |  |  | Forecast Period (Real Mar 2017) | [6 empty] | (Including Efficiency factors) |  |  | Forecast Period (Real Mar 2017)
| 2015-16 | 2016-17 | 2017-18 | 2018-19 | 2019-20 | 2020-21 | 2021-22 | 2022-23 | TOTAL |  | 2015-16 | 2016-17 | 2017-18 | 2018-19 | 2019-20 | 2020-21 | 2021-22 | 2022-23 | TOTAL
Project Driver | Year -2 | Year -1 | Year 1 | Year 2 | Year 3 | Year 4 | Year 5 | Year 6 |  | Project Driver | Year -2 | Year -1 | Year 1 | Year 2 | Year 3 | Year 4 | Year 5 | Year 6
Replacement - Major Station CBD | 31427.7591 | 32306.9037 | 25548.5718 | 15095.6027 | 16661.4547 | 10206.5351 | 4561.7291 | 0 | 72073.8933 | Replacement - Major Station CBD | 31.4278 | 32.3069 | 25.5486 | 15.0956 | 16.6615 | 10.2065 | 4.5617 | 0 | 72.0739
Replacement - Major Station | 37201.9225 | 59427.1315 | 46250.9142 | 17984.8462 | 12319.9021 | 17390.7467 | 17068.3338 | 0 | 111014.7431 | Replacement - Major Station | 37.2019 | 59.4271 | 46.2509 | 17.9848 | 12.3199 | 17.3907 | 17.0683 | 0 | 111.0147
Replacement - Other | 49468.2263 | 45171.6098 | 43127.1874 | 49778.4518 | 45678.6144 | 43640.9045 | 39576.5311 | 0 | 221801.6892 | Replacement - Other | 49.4682 | 45.1716 | 43.1272 | 49.7785 | 45.6786 | 43.6409 | 39.5765 | 0 | 221.8017
Security and Compliance | 15165.2046 | 15443.7129 | 12727.0226 | 12392.1675 | 13256.8661 | 11880.6796 | 13107.6769 | 0 | 63364.4126 | Security and Compliance | 15.1652 | 15.4437 | 12.727 | 12.3922 | 13.2569 | 11.8807 | 13.1077 | 0 | 63.3644
Non Network - Other | 2058.5833 | 2587.5614 | 2923.3476 | 2941.1008 | 2958.5643 | 2977.6425 | 2997.349 | 0 | 14798.0043 | Non Network - Other | 2.0586 | 2.5876 | 2.9233 | 2.9411 | 2.9586 | 2.9776 | 2.9973 | 0 | 14.798
Non Network - Vehicles | 1398.0265 | 893.4586 | 1923.5864 | 1518.6098 | 2106.6913 | 1780.588 | 1792.3722 | 0 | 9121.8476 | Non Network - Vehicles | 1.398 | 0.89346 | 1.9236 | 1.5186 | 2.1067 | 1.7806 | 1.7924 | 0 | 9.1218
Non Network - Premises | 2765.9767 | 530.0355 | 219.3512 | 595.6376 | 95.624 | 211.3938 | 1034.0613 | 0 | 2156.0678 | Non Network - Premises | 2.766 | 0.53004 | 0.21935 | 0.59564 | 0.095624 | 0.21139 | 1.0341 | 0 | 2.1561
Non Network - IT | 8025.3284 | 19524.3428 | 23795.2555 | 21559.2429 | 13226.9158 | 10902.7981 | 9285.8428 | 0 | 78770.0551 | Non Network - IT | 8.0253 | 19.5243 | 23.7953 | 21.5592 | 13.2269 | 10.9028 | 9.2858 | 0 | 78.7701
TOTAL CAPEX | 147511.0274 | 175884.7563 | 156515.2367 | 121865.6595 | 106304.6326 | 98991.2882 | 89423.896 | 0 | 573100.7129 | TOTAL CAPEX | 147.511 | 175.8848 | 156.5152 | 121.8657 | 106.3046 | 98.9913 | 89.4239 | 0 | 573.1007
[10 empty] | Check | -1.5289e-09 | -7.9992e-09 | -1.2732e-08 | -1.3826e-08 | -1.6661e-08 | -1.0207e-08 | -4.5617e-09 | 0 | -5.7987e-08
As Incurred - $m, Nominal
[10 empty] | (Including Efficiency factors) |  |  | Forecast Period (Nominal)
[11 empty] | 2015-16 | 2016-17 | 2017-18 | 2018-19 | 2019-20 | 2020-21 | 2021-22 | 2022-23 | TOTAL
[10 empty] | Project Driver | Year -2 | Year -1 | Year 1 | Year 2 | Year 3 | Year 4 | Year 5 | Year 6
[10 empty] | Replacement - Major Station CBD | 30.9049 | 32.2472 | 26.1006 | 15.7842 | 17.8309 | 11.1796 | 5.1141 |  | 76.0094
[10 empty] | Replacement - Major Station | 36.583 | 59.3173 | 47.2503 | 18.8052 | 13.1846 | 19.0487 | 19.1349 |  | 117.4238
[10 empty] | Replacement - Other | 48.6453 | 45.0881 | 44.0591 | 52.0491 | 48.8847 | 47.8015 | 44.3684 |  | 237.1628
[10 empty] | Security and Compliance | 14.9129 | 15.4152 | 13.002 | 12.9574 | 14.1873 | 13.0134 | 14.6947 |  | 67.8549
[10 empty] | Non Network - Other | 2.0243 | 2.5828 | 2.9865 | 3.0753 | 3.1662 | 3.2615 | 3.3603 |  | 15.8498
[10 empty] | Non Network - Vehicles | 1.3748 | 0.89181 | 1.9652 | 1.5879 | 2.2546 | 1.9503 | 2.0094 |  | 9.7673
[10 empty] | Non Network - Premises | 2.72 | 0.52906 | 0.22409 | 0.62281 | 0.10234 | 0.23155 | 1.1593 |  | 2.34
[10 empty] | Non Network - IT | 7.8918 | 19.4883 | 24.3094 | 22.5427 | 14.1553 | 11.9422 | 10.4102 |  | 83.3598
[11 empty] | 145.0571 | 175.5596 | 159.8972 | 127.4247 | 113.7659 | 108.4289 | 100.2511 | 0 | 609.7678
[10 empty] | Check | -1.5035e-09 | -7.9845e-09 | -1.3007e-08 | -1.4456e-08 | -1.7831e-08 | -1.118e-08 | -5.1141e-09 | 0 | -6.1588e-08

## 5.1(d)_Repl_Fcast
Table of Contents
Asset Replacement - As Incurred (Total incl Overhead) | [8 empty] | Efficiency factor |  |  | 0%
As Incurred - $000's, $ Mar 2017 | [8 empty] | As Incurred - $m, $ Mar 2017
(Before Efficiency factors are applied) |  |  | Forecast Period (Real Mar 2017) | [5 empty] | (Including Efficiency factors) |  |  | Forecast Period (Real Mar 2017)
Asset Replacement Expenditure - | 2015-16 | 2016-17 | 2017-18 | 2018-19 | 2019-20 | 2020-21 | 2021-22 |  | Asset Replacement Expenditure - | 2015-16 | 2016-17 | 2017-18 | 2018-19 | 2019-20 | 2020-21 | 2021-22
Excluding Major Stations | Year -2 | Year -1 | Year 1 | Year 2 | Year 3 | Year 4 | Year 5 | TOTAL | Excluding Major Stations | Year -2 | Year -1 | Year 1 | Year 2 | Year 3 | Year 4 | Year 5 | TOTAL
Lines | 8835.2315 | 449.9587 | 3738.1042 | 7409.7609 | 3906.1849 | 3887.6579 | 3889.3286 | 22831.0366 | Lines | 8.8352 | 0.44996 | 3.7381 | 7.4098 | 3.9062 | 3.8877 | 3.8893 | 22.831
Stations | 9319.1808 | 16054.0446 | 10563.8443 | 12583.3265 | 12670.3404 | 12610.2454 | 12615.6645 | 61043.4211 | Stations | 9.3192 | 16.054 | 10.5638 | 12.5833 | 12.6703 | 12.6102 | 12.6157 | 61.0434
Secondary and Protection | 24613.5081 | 14017.5523 | 20330.4948 | 17902.7283 | 15416.1767 | 14601.7242 | 15464.2244 | 83715.3484 | Secondary and Protection | 24.6135 | 14.0176 | 20.3305 | 17.9027 | 15.4162 | 14.6017 | 15.4642 | 83.7153
Communications | 6700.3059 | 14650.0542 | 8494.7441 | 11882.6361 | 13685.9124 | 12541.277 | 7607.3136 | 54211.8832 | Communications | 6.7003 | 14.6501 | 8.4947 | 11.8826 | 13.6859 | 12.5413 | 7.6073 | 54.2119
[8 empty] | 0 | [8 empty] | 0
[8 empty] | 0 | [8 empty] | 0
[8 empty] | 0 | [8 empty] | 0
[8 empty] | 0 | [8 empty] | 0
[8 empty] | 0 | [8 empty] | 0
TOTAL CAPEX | 49468.2263 | 45171.6098 | 43127.1874 | 49778.4518 | 45678.6144 | 43640.9045 | 39576.5311 | 221801.6892 | TOTAL CAPEX | 49.4682 | 45.1716 | 43.1272 | 49.7785 | 45.6786 | 43.6409 | 39.5765 | 221.8017
Check | 0 | 0 | 0 | 0 | 0 | 0 | 0
Security & Compliance - As Incurred (Total incl Overhead) | [8 empty] | Efficiency factor |  |  | 0%
As Commissioned - $000's, $ Mar 2017 | [8 empty] | As Incurred - $m, Mar 2017
(Before Efficiency factors are applied) | Forecast Period (Real Mar 2017) 2017-18: Forecast Period (Real Mar 2017) |  | (Including Efficiency factors) |  |  | Forecast Period (Real Mar 2017)
| 2015-16 | 2016-17 | 2017-18 | 2018-19 | 2019-20 | 2020-21 | 2021-22 |  |  | 2015-16 | 2016-17 | 2017-18 | 2018-19 | 2019-20 | 2020-21 | 2021-22
Security & Compliance Expenditure | Year -2 | Year -1 | Year 1 | Year 2 | Year 3 | Year 4 | Year 5 | TOTAL | Security & Compliance Expenditure | Year -2 | Year -1 | Year 1 | Year 2 | Year 3 | Year 4 | Year 5 | TOTAL
Tower fall arrest | 4052.4051 | 5602.4853 | 4215.6094 | 4366.371 | 4432.215 | 4411.1932 | 4413.0888 | 21838.4774 | Tower fall arrest | 4.0524 | 5.6025 | 4.2156 | 4.3664 | 4.4322 | 4.4112 | 4.4131 | 21.8385
Instrument transformer replacement | 1186.0698 | 2849.7382 | 1446.2452 | 1497.9669 | 1520.5559 | 1513.344 | 1513.9943 | 7492.1063 | Instrument transformer replacement | 1.1861 | 2.8497 | 1.4462 | 1.498 | 1.5206 | 1.5133 | 1.514 | 7.4921
Power transformers - improved safe access | 0 | 1099.899 | 488.5964 | 506.0699 | 513.7013 | 511.2649 | 511.4846 | 2531.117 | Power transformers - improved safe access | 0 | 1.0999 | 0.4886 | 0.50607 | 0.5137 | 0.51126 | 0.51148 | 2.5311
Insulator replacement | 6833.2307 | 700.5356 | 1108.2949 | 1082.8975 | 1099.2273 | 1094.0137 | 907.2355 | 5291.6689 | Insulator replacement | 6.8332 | 0.70054 | 1.1083 | 1.0829 | 1.0992 | 1.094 | 0.90724 | 5.2917
Fire protection and infrastructure | 602.9188 | 2607.7604 | 1714.9732 | 1776.3053 | 1803.0916 | 1794.5396 | 1795.3108 | 8884.2207 | Fire protection and infrastructure | 0.60292 | 2.6078 | 1.715 | 1.7763 | 1.8031 | 1.7945 | 1.7953 | 8.8842
Infrastructure security systems | 869.7842 | 1937.3536 | 2442.9818 | 2530.3494 | 2568.5066 | 2556.3243 | 2557.4228 | 12655.585 | Infrastructure security systems | 0.86978 | 1.9374 | 2.443 | 2.5303 | 2.5685 | 2.5563 | 2.5574 | 12.6556
Comms - safety and security | 958.5737 | 445.959 | 1302.7787 | 286.7822 | 775.5837 | 0 | 1409.14 | 3774.2846 | Comms - safety and security | 0.95857 | 0.44596 | 1.3028 | 0.28678 | 0.77558 | 0 | 1.4091 | 3.7743
Station structure fall arrests | 662.2223 | 199.9816 | 7.5429 | 345.4254 | 543.9845 | 0 | 0 | 896.9528 | Station structure fall arrests | 0.66222 | 0.19998 | 0.0075429 | 0.34543 | 0.54398 | 0 | 0 | 0.89695
Other | 0 | 0 | 0 | 0 | 0 | 0 | 0 | 0 | Other | 0 | 0 | 0 | 0 | 0 | 0 | 0 | 0
TOTAL CAPEX | 15165.2046 | 15443.7129 | 12727.0226 | 12392.1675 | 13256.8661 | 11880.6796 | 13107.6769 | 63364.4126 | TOTAL CAPEX | 15.1652 | 15.4437 | 12.727 | 12.3922 | 13.2569 | 11.8807 | 13.1077 | 63.3644
Check | 0 | 0 | 0 | 0 | 0 | 0 | 0

## 5.2(a)_Total_Fcast
Table of Contents
Forecast Capex by Asset Class - As Commissioned Capex (Total incl Overhead)
[10 empty] | Output for PTRM model | Efficiency factor --> |  | 0%
As Commissioned - $000's, $ Mar 2017 | [9 empty] | As Commissioned - $m, $ Mar 2017
(Before Efficiency factors are applied) |  |  | Forecast Period (Real Mar 2017) | [6 empty] | (Including Efficiency factors) |  |  | Forecast Period (Real Mar 2017)
| 2015-16 | 2016-17 | 2017-18 | 2018-19 | 2019-20 | 2020-21 | 2021-22 | 2022-23 | TOTAL |  | 2015-16 | 2016-17 | 2017-18 | 2018-19 | 2019-20 | 2020-21 | 2021-22 | 2022-23 | TOTAL
Asset class | Year -2 | Year -1 | Year 1 | Year 2 | Year 3 | Year 4 | Year 5 | Year 6 |  | Asset class | Year -2 | Year -1 | Year 1 | Year 2 | Year 3 | Year 4 | Year 5 | Year 6
Secondary | 30261.5053 | 22990.9958 | 30462.1504 | 22644.853 | 19048.0522 | 19040.1838 | 18132.9352 | 0 | 109328.1745 | Secondary | 30.2615 | 22.991 | 30.4622 | 22.6449 | 19.0481 | 19.0402 | 18.1329 | 0 | 109.3282
Switchgear | 44610.0278 | 52150.1063 | 55341.4982 | 32965.9017 | 28090.0573 | 26628.1136 | 19619.7287 | 0 | 162645.2995 | Switchgear | 44.61 | 52.1501 | 55.3415 | 32.9659 | 28.0901 | 26.6281 | 19.6197 | 0 | 162.6453
Transformers | 29819.2248 | 27509.4289 | 29742.567 | 13567.9037 | 10225.2697 | 13040.9139 | 8931.1216 | 0 | 75507.7759 | Transformers | 29.8192 | 27.5094 | 29.7426 | 13.5679 | 10.2253 | 13.0409 | 8.9311 | 0 | 75.5078
Reactive | 3213.3517 | 10633.5832 | 160.2596 | 165.9909 | 168.494 | 167.6949 | 167.7669 | 0 | 830.2064 | Reactive | 3.2134 | 10.6336 | 0.16026 | 0.16599 | 0.16849 | 0.16769 | 0.16777 | 0 | 0.83021
Lines and towers | 23866.0868 | 11044.803 | 12904.6667 | 13642.5241 | 9588.5019 | 9767.7541 | 9451.4605 | 0 | 55354.9071 | Lines and towers | 23.8661 | 11.0448 | 12.9047 | 13.6425 | 9.5885 | 9.7678 | 9.4515 | 0 | 55.3549
Establishment | 6789.4528 | 14622.6099 | 20161.5204 | 15164.7583 | 14191.376 | 12198.0801 | 9514.2799 | 0 | 71230.0147 | Establishment | 6.7895 | 14.6226 | 20.1615 | 15.1648 | 14.1914 | 12.1981 | 9.5143 | 0 | 71.23
Communications | 7727.6341 | 15377.3779 | 10012.5751 | 12234.0152 | 14496.9581 | 12629.3922 | 9073.2888 | 0 | 58446.2294 | Communications | 7.7276 | 15.3774 | 10.0126 | 12.234 | 14.497 | 12.6294 | 9.0733 | 0 | 58.4462
Inventory | [9 empty] | Inventory | 0 | 0 | 0 | 0 | 0 | 0 | 0 | 0 | bar: Forecast Period (Real Mar 2017) 2017-18 Year 1 to Forecast Period (Real Mar 2017) 2021-22 Year 5
IT | 33465.4308 | 19524.3428 | 23795.2555 | 21559.2429 | 13226.9158 | 10902.7981 | 9285.8428 | 0 | 78770.0551 | IT | 33.4654 | 19.5243 | 23.7953 | 21.5592 | 13.2269 | 10.9028 | 9.2858 | 0 | 78.7701
Vehicles | 1398.0265 | 893.4586 | 1923.5864 | 1518.6098 | 2106.6913 | 1780.588 | 1792.3722 | 0 | 9121.8476 | Vehicles | 1.398 | 0.89346 | 1.9236 | 1.5186 | 2.1067 | 1.7806 | 1.7924 | 0 | 9.1218
Other Non System | 2058.5833 | 2587.5614 | 2923.3476 | 2941.1008 | 2958.5643 | 2977.6425 | 2997.349 | 0 | 14798.0043 | Other Non System | 2.0586 | 2.5876 | 2.9233 | 2.9411 | 2.9586 | 2.9776 | 2.9973 | 0 | 14.798
Premises | 2765.9767 | 530.0355 | 219.3512 | 595.6376 | 95.624 | 211.3938 | 1034.0613 | 0 | 2156.0678 | Premises | 2.766 | 0.53004 | 0.21935 | 0.59564 | 0.095624 | 0.21139 | 1.0341 | 0 | 2.1561
Land | 0 | 0 | 0 | 0 | 0 | 0 | 0 | 0 | 0 | Land | 0 | 0 | 0 | 0 | 0 | 0 | 0 | 0 | 0
Easements | 0 | 0 | 0 | 0 | 0 | 0 | 0 | 0 | 0 | Easements | 0 | 0 | 0 | 0 | 0 | 0 | 0 | 0 | 0
TOTAL CAPEX | 185975.3004 | 177864.3033 | 187646.778 | 137000.538 | 114196.5044 | 109344.5549 | 90000.2069 | 0 | 638188.5822 | TOTAL CAPEX | 185.9753 | 177.8643 | 187.6468 | 137.0005 | 114.1965 | 109.3446 | 90.0002 | 0 | 638.1886
Check | 0 | 0 | 0 | 0 | 0 | 0 | 0 | 0
Output for RFM model
As Commissioned - $m, Nominal
[10 empty] | (Including Efficiency factors) |  |  | Forecast Period (Nominal)
[11 empty] | 2015-16 | 2016-17 | 2017-18 | 2018-19 | 2019-20 | 2020-21 | 2021-22 | 2022-23 | TOTAL
[10 empty] | Asset class | Year -2 | Year -1 | Year 1 | Year 2 | Year 3 | Year 4 | Year 5 | Year 6
[10 empty] | Secondary | 29.7581 | 22.9485 | 31.1204 | 23.6778 | 20.385 | 20.8554 | 20.3284 | 0 | 116.367
[10 empty] | Switchgear | 43.8679 | 52.0537 | 56.5373 | 34.4697 | 30.0616 | 29.1668 | 21.9952 | 0 | 172.2306
[10 empty] | Transformers | 29.3232 | 27.4586 | 30.3852 | 14.1868 | 10.943 | 14.2842 | 10.0125 | 0 | 79.8117
[10 empty] | Reactive | 3.1599 | 10.6139 | 0.16372 | 0.17356 | 0.18032 | 0.18368 | 0.18808 | 0 | 0.88937
[10 empty] | Lines and towers | 23.4691 | 11.0244 | 13.1835 | 14.2648 | 10.2615 | 10.699 | 10.5958 | 0 | 59.0047
[10 empty] | Establishment | 6.6765 | 14.5956 | 20.5972 | 15.8565 | 15.1874 | 13.361 | 10.6662 | 0 | 75.6684
[10 empty] | Communications | 7.5991 | 15.349 | 10.2289 | 12.7921 | 15.5145 | 13.8334 | 10.1719 | 0 | 62.5408
[10 empty] | Inventory | 0 | 0 | 0 | 0 | 0 | 0 | 0
[10 empty] | IT | 32.9087 | 19.4883 | 24.3094 | 22.5427 | 14.1553 | 11.9422 | 10.4102 | 0 | 83.3598
[10 empty] | Vehicles | 1.3748 | 0.89181 | 1.9652 | 1.5879 | 2.2546 | 1.9503 | 2.0094 | 0 | 9.7673
[10 empty] | Other Non System | 2.0243 | 2.5828 | 2.9865 | 3.0753 | 3.1662 | 3.2615 | 3.3603 | 0 | 15.8498
[10 empty] | Premises | 2.72 | 0.52906 | 0.22409 | 0.62281 | 0.10234 | 0.23155 | 1.1593 | 0 | 2.34
[10 empty] | Land | 0 | 0 | 0 | 0 | 0 | 0 | 0 | 0 | 0
[10 empty] | Easements | 0 | 0 | 0 | 0 | 0 | 0 | 0 | 0 | 0
[10 empty] | TOTAL CAPEX | 182.8814 | 177.5355 | 191.7015 | 143.2499 | 122.2117 | 119.7692 | 100.8972 | 0 | 677.8295

## 5.2(b)_Total_Fcast
Table of Contents
Forecast Capex by Driver - As Commissioned Capex (Total incl Overhead)
[11 empty] | Efficiency factor |  | 0%
As Commissioned - $000's, $ Mar 2017 | [9 empty] | As Commissioned - $m, $ Mar 2017
(Before Efficiency factors are applied) |  |  | Forecast Period (Real Mar 2017) | [6 empty] | (Including Efficiency factors) |  |  | Forecast Period (Real Mar 2017)
| 2015-16 | 2016-17 | 2017-18 | 2018-19 | 2019-20 | 2020-21 | 2021-22 | 2022-23 | TOTAL |  | 2015-16 | 2016-17 | 2017-18 | 2018-19 | 2019-20 | 2020-21 | 2021-22 | 2022-23 | TOTAL
Project Driver | Year -2 | Year -1 | Year 1 | Year 2 | Year 3 | Year 4 | Year 5 | Year 6 |  | Project Driver | Year -2 | Year -1 | Year 1 | Year 2 | Year 3 | Year 4 | Year 5 | Year 6
Replacement - Major Station CBD | 39085.3323 | 39349.0457 | 48091.1265 | 25080.6616 | 26223.5225 | 11488.4465 | 5138.04 | 0 | 116021.7971 | Replacement - Major Station CBD | 39.0853 | 39.349 | 48.0911 | 25.0807 | 26.2235 | 11.4884 | 5.138 | 0 | 116.0218
Replacement - Major Station | 42521.2714 | 54364.5365 | 54870.2611 | 23104.3056 | 10649.7062 | 26462.1019 | 17068.3338 | 0 | 132154.7085 | Replacement - Major Station | 42.5213 | 54.3645 | 54.8703 | 23.1043 | 10.6497 | 26.4621 | 17.0683 | 0 | 132.1547
Replacement - Other | 49468.2263 | 45171.6098 | 43104.37 | 49801.2693 | 45678.6144 | 43640.9045 | 39576.5311 | 0 | 221801.6892 | Replacement - Other | 49.4682 | 45.1716 | 43.1044 | 49.8013 | 45.6786 | 43.6409 | 39.5765 | 0 | 221.8017
Security and Compliance | 15212.4532 | 15443.7129 | 12719.4797 | 12399.7104 | 13256.8661 | 11880.6796 | 13107.6769 | 0 | 63364.4126 | Security and Compliance | 15.2125 | 15.4437 | 12.7195 | 12.3997 | 13.2569 | 11.8807 | 13.1077 | 0 | 63.3644
Non Network - Other | 2058.5833 | 2587.5614 | 2923.3476 | 2941.1008 | 2958.5643 | 2977.6425 | 2997.349 | 0 | 14798.0043 | Non Network - Other | 2.0586 | 2.5876 | 2.9233 | 2.9411 | 2.9586 | 2.9776 | 2.9973 | 0 | 14.798
Non Network - Vehicles | 1398.0265 | 893.4586 | 1923.5864 | 1518.6098 | 2106.6913 | 1780.588 | 1792.3722 | 0 | 9121.8476 | Non Network - Vehicles | 1.398 | 0.89346 | 1.9236 | 1.5186 | 2.1067 | 1.7806 | 1.7924 | 0 | 9.1218
Non Network - Premises | 2765.9767 | 530.0355 | 219.3512 | 595.6376 | 95.624 | 211.3938 | 1034.0613 | 0 | 2156.0678 | Non Network - Premises | 2.766 | 0.53004 | 0.21935 | 0.59564 | 0.095624 | 0.21139 | 1.0341 | 0 | 2.1561
Non Network - IT | 33465.4308 | 19524.3428 | 23795.2555 | 21559.2429 | 13226.9158 | 10902.7981 | 9285.8428 | 0 | 78770.0551 | Non Network - IT | 33.4654 | 19.5243 | 23.7953 | 21.5592 | 13.2269 | 10.9028 | 9.2858 | 0 | 78.7701
TOTAL CAPEX | 185975.3004 | 177864.3033 | 187646.778 | 137000.538 | 114196.5044 | 109344.5549 | 90000.2069 | 0 | 638188.5822 | TOTAL CAPEX | 185.9753 | 177.8643 | 187.6468 | 137.0005 | 114.1965 | 109.3446 | 90.0002 | 0 | 638.1886
[10 empty] | Check | 0 | 0 | 0 | 0 | 0 | 0 | 0 | 0 | 0
As Commissioned - $m, Nominal
[10 empty] | (Including Efficiency factors) |  |  | Forecast Period (Nominal)
[11 empty] | 2015-16 | 2016-17 | 2017-18 | 2018-19 | 2019-20 | 2020-21 | 2021-22 | 2022-23 | TOTAL
[10 empty] | Project Driver | Year -2 | Year -1 | Year 1 | Year 2 | Year 3 | Year 4 | Year 5 | Year 6
[10 empty] | Replacement - Major Station CBD | 38.4351 | 39.2763 | 49.1303 | 26.2247 | 28.0641 | 12.5837 | 5.7601 |  | 121.763
[10 empty] | Replacement - Major Station | 41.8139 | 54.264 | 56.0559 | 24.1582 | 11.3972 | 28.9849 | 19.1349 |  | 139.7312
[10 empty] | Replacement - Other | 48.6453 | 45.0881 | 44.0358 | 52.073 | 48.8847 | 47.8015 | 44.3684 |  | 237.1634
[10 empty] | Security and Compliance | 14.9594 | 15.4152 | 12.9943 | 12.9653 | 14.1873 | 13.0134 | 14.6947 |  | 67.8551
[10 empty] | Non Network - Other | 2.0243 | 2.5828 | 2.9865 | 3.0753 | 3.1662 | 3.2615 | 3.3603 |  | 15.8498
[10 empty] | Non Network - Vehicles | 1.3748 | 0.89181 | 1.9652 | 1.5879 | 2.2546 | 1.9503 | 2.0094 |  | 9.7673
[10 empty] | Non Network - Premises | 2.72 | 0.52906 | 0.22409 | 0.62281 | 0.10234 | 0.23155 | 1.1593 |  | 2.34
[10 empty] | Non Network - IT | 32.9087 | 19.4883 | 24.3094 | 22.5427 | 14.1553 | 11.9422 | 10.4102 |  | 83.3598
[10 empty] | TOTAL CAPEX | 182.8814 | 177.5355 | 191.7015 | 143.2499 | 122.2117 | 119.7692 | 100.8972 | 0 | 677.8295
[10 empty] | Check | 0 | 0 | 0 | 0 | 0 | 0 | 0 | 0 | 0

## RIN_Outputs-->
Table of Contents
RIN Outputs

## 2.1 Exp Summary
Table of Contents
Table 2.1.1 - Prescribed transmission services capex (as incurred)
Forecast ($0's. real March 2017)
|  | 2015-16 | 2016-17 | 2017-18 | 2018-19 | 2019-20 | 2020-21 | 2021-22
| Replacement expenditure | 125785802.5735 | 142038275.8506 | 117308641.8979 | 85022850.2177 | 77769402.926 | 74351992.252 | 66887256.4859
Connections
Augmentation Expenditure
| Non-network | 13686952.95 | 21964156.3988 | 27361899.066 | 25293888.9259 | 17230666.4074 | 15062825.7731 | 14420097.0432
| capitalised network overheads | 3858370.4986 | 5703515.542 | 5685453.9459 | 5543481.7824 | 5426190.3542 | 4596705.6784 | 3895940.3771
| capitalised corporate overheads | 4179901.3734 | 6178808.5038 | 6159241.7747 | 6005438.5975 | 5878372.8838 | 4979764.4849 | 4220602.0752
balancing item
| TOTAL CAPEX | 147511027.3955 | 175884756.2952 | 156515236.6844 | 121865659.5234 | 106304632.5714 | 98991288.1884 | 89423895.9815
| Check | -0.001529 | -0.0079993 | -0.012732 | -0.013826 | -0.016661 | -0.010207 | -0.0045617
| capitalised network overheads % | 48% | 48% | 48% | 48% | 48% | 48% | 48%
| capitalised corporate overheads % | 52% | 52% | 52% | 52% | 52% | 52% | 52%

## 2.6 Non Network - Submission
Table of Contents
|  |  |  | Direct Costs only |  |  | Efficiency | 0%
2.6.1 NON-NETWORK EXPENDITURE
EXPENDITURE Forecast ($0's. real March 2017)
| SERVICE SUBCATEGORY | ASSET CATEGORY | ASSET REPORTING CATEGORY | 2015-16 | 2016-17 | 2017-18 | 2018-19 | 2019-20 | 2020-21 | 2021-22 | Allocators
| IT & COMMUNICATIONS | Client device expenditure | Opex
|  |  | Capex | 0 |  | 967743.1182 | 570996.1847 | 0 | 0 | 93280.9516
|  | Recurrent expenditure | Opex
|  |  | Capex | 5244307.9199 | 15903944.8881 | 13790339.4338 | 17766765.9012 | 8644187.9586 | 4709535.401 | 6063261.8571
|  | Non-recurrent expenditure | Opex
|  |  | Capex | 2356138.3408 | 2376451.535 | 9435495.4021 | 3623629.6337 | 4453066.5241 | 6242872.5084 | 3171552.356
| MOTOR VEHICLES | Car | Opex
|  |  | Capex | 349506.6147 | 223364.6496 | 480896.5887 | 379652.4555 | 526672.8133 | 445146.9929 | 448093.0413 | 25%
|  | Light commercial vehicle | Opex
|  |  | Capex | 1048519.844 | 670093.9487 | 1442689.7661 | 1138957.3666 | 1580018.44 | 1335440.9786 | 1344279.1239 | 75%
|  | Elevated work platform (LCV) | Opex
Capex
|  | Elevated work platform (HCV) | Opex
Capex
|  | Heavy commercial vehicle | Opex
Capex
| BUILDINGS AND PROPERTY | Total buildings and property expenditure | Opex
|  |  | Capex | 2765976.6805 | 530035.4621 | 219351.1726 | 595637.6189 | 95624.0155 | 211393.756 | 1034061.2516
| OTHER | Other expenditure | Opex
|  |  | Capex | 469356.9953 | 970335.5382 | 365418.4543 | 367637.606 | 369820.5355 | 372205.3142 | 374668.6239
| OTHER - TNSP nominated | Tools and Equipment | Opex
|  |  | Capex | 1589226.3176 | 1617225.8971 | 2557929.1801 | 2573463.2419 | 2588743.7487 | 2605437.1995 | 2622680.367 | 77.2% | FY16
|  |  | Opex | [7 empty] | 62.5% | FY17
|  |  | Capex | [7 empty] | 87.5% | FY18-22
Opex
Capex
Opex
Capex
Opex
Capex
Opex
Capex
Opex
Capex
Opex
Capex
Opex
Capex
Opex
Capex
Opex
Capex
|  | Total | Opex | 0 | 0 | 0 | 0 | 0 | 0 | 0
|  | Total | Capex | 13823032.7129 | 22291451.9187 | 29259863.116 | 27016740.0085 | 18258134.0357 | 15922032.1506 | 15151877.5724
|  |  | Check | 136079.7629 | 327295.5199 | 1897964.05 | 1722851.0826 | 1027467.6283 | 859206.3775 | 731780.5292

## 2.10 Overheads - Submission
Table of Contents
Capitalised Overheads - Prescribed Transmission Services
Historicals per Category Analysis RIN's
| $Nominal | 2011/12 | 2012/13 | 2013/14 | 2014/15
| Capitalised Network Overheads | 6678145.0878 | 6590621.7074 | 6323658.3623 | 7312340.3577
| Capitalised Corporate Overheads | 6912989.5439 | 9325225.6389 | 7912417.3229 | 5664015.5063
| Total Overheads - Nominal | 13591134.6317 | 15915847.3463 | 14236075.6853 | 12976355.864
| Historical splits | 2011/12 | 2012/13 | 2013/14 | 2014/15 | Avg
| Capitalised Network Overheads | 49.14% | 41.41% | 44.42% | 56.35% | 48%
| Capitalised Corporate Overheads | 50.86% | 58.59% | 55.58% | 43.65% | 52%
| Total Overheads | 100% | 100% | 100% | 100% | 100%
Forecast Capitalised Overheads (excl Efficiency)
|  | Actual | Actual | Actual | Actual | Forecast | Forecast | Forecast | Forecast | Forecast | Forecast | Forecast
| Real $2015/16 | 2011/12 | 2012/13 | 2013/14 | 2014/15 | 2015/16 | 2016/17 | 2017/18 | 2018/19 | 2019/20 | 2020/21 | 2021/22
| Capitalised Network Overheads | 7318261.5915 | 7026474.4456 | 6609403.2392 | 7481086.6736 | 3794183.189 | 5608632.6586 | 5590871.5327 | 5451261.1982 | 5335921.0138 | 4520235.5285 | 3831128.0603
| Capitalised Corporate Overheads | 7575616.4618 | 9941923.9276 | 8269952.8798 | 5794723.5565 | 4110365.1214 | 6076018.7135 | 6056777.4938 | 5905532.9647 | 5780581.0983 | 4896921.8225 | 4150388.732
| Total Overheads - $2015/16 | 14893878.0533 | 16968398.3732 | 14879356.119 | 13275810.2301 | 7904548.3104 | 11684651.3722 | 11647649.0265 | 11356794.1629 | 11116502.112 | 9417157.351 | 7981516.7923
| Check |  |  |  |  | 0 | 0 | 0 | 0 | 0 | 0 | 0
Forecast Capitalised Overheads (Incl Efficiency)
Efficiency factor (applies to 2017-22) | bar: 2011/12
|  | Actual | Actual | Actual | Actual | Forecast | Forecast | Forecast | Forecast | Forecast | Forecast | Forecast | Total
| Real $ Mar 2017 | 2011/12 | 2012/13 | 2013/14 | 2014/15 | 2015/16 | 2016/17 | 2017/18 | 2018/19 | 2019/20 | 2020/21 | 2021/22 | 2017-22
| Capitalised Network Overheads | 7442066.7688 | 7145343.3742 | 6721216.4519 | 7607646.4106 | 3858370.4986 | 5703515.542 | 5685453.9459 | 5543481.7824 | 5426190.3542 | 4596705.6784 | 3895940.3771 | 25147772.138
| Capitalised Corporate Overheads | 7703775.3869 | 10110114.37 | 8409858.0977 | 5892754.5941 | 4179901.3734 | 6178808.5038 | 6159241.7747 | 6005438.5975 | 5878372.8838 | 4979764.4849 | 4220602.0752 | 27243419.8161
| Total Overheads - $ Mar 2017 | 15145842.1557 | 17255457.7442 | 15131074.5496 | 13500401.0047 | 8038271.872 | 11882324.0458 | 11844695.7205 | 11548920.3799 | 11304563.238 | 9576470.1633 | 8116542.4524 | 52391191.9541
TABLE 2.10.1 - NETWORK OVERHEADS EXPENDITURE
[6 empty] | EXPENDITURE Forecast ($0's. real March 2017) | [6 empty] | Allocators
[6 empty] | 2015-16 | 2016-17 | 2017-18 | 2018-19 | 2019-20 | 2020-21 | 2021-22
| MAINTENANCE SUPPORT |  | MAINTENANCE |  |  | 1230820.189 | 1819421.4579 | 1813659.8087 | 1768370.6886 | 1730954.723 | 1466349.1114 | 1242804.9803 | 31.9% | Based on FY14/15 Actual splits
| NETWORK MONITORING & CONTROL |  | OPERATIONS |  |  | 733090.3947 | 1083667.953 | 1080236.2497 | 1053261.5386 | 1030976.1673 | 873374.0789 | 740228.6717 | 19%
| ASSET MANAGEMENT SUPPORT |  | ASSET MANAGEMENT SUPPORT |  |  | 1875168.0623 | 2771908.5534 | 2763130.6177 | 2694132.1462 | 2637128.5122 | 2233998.9597 | 1893427.0233 | 48.6%
|  |  | ASSET WORKS PROGRAM |  |  | 19291.8525 | 28517.5777 | 28427.2697 | 27717.4089 | 27130.9518 | 22983.5284 | 19479.7019 | 0.5%
| Total Overhead Expenditure - Prescribed Services |  |  |  |  | 3858370.4986 | 5703515.542 | 5685453.9459 | 5543481.7824 | 5426190.3542 | 4596705.6784 | 3895940.3771
[6 empty] | 0 | 0 | 0 | 0 | 0 | 0 | 0
TABLE 2.10.2 - CORPORATE OVERHEADS EXPENDITURE
EXPENDITURE Forecast ($0's. real March 2017)
[6 empty] | 2015-16 | 2016-17 | 2017-18 | 2018-19 | 2019-20 | 2020-21 | 2021-22
| CORPORATE OVERHEADS |  | OH&S |  |  | 87777.9288 | 129754.9786 | 129344.0773 | 126114.2105 | 123445.8306 | 104575.0542 | 88632.6436 | 2.1% | Based on FY14/15 Actual splits
|  |  | FINANCE |  |  | 229894.5755 | 339834.4677 | 338758.2976 | 330299.1229 | 323310.5086 | 273887.0467 | 232133.1141 | 5.5%
|  |  | HR |  |  | 317672.5044 | 469589.4463 | 468102.3749 | 456413.3334 | 446756.3392 | 378462.1009 | 320765.7577 | 7.6%
|  |  | IT SUPPORT |  |  | 1136933.1736 | 1680635.913 | 1675313.7627 | 1633479.2985 | 1598917.4244 | 1354495.9399 | 1148003.7645 | 27.2%
|  |  | OTHER |  |  | 2407623.1911 | 3558993.6982 | 3547723.2622 | 3459132.6322 | 3385942.781 | 2868344.3433 | 2431066.7953 | 57.6%
| Total Overhead Expenditure - Prescribed Services |  |  |  |  | 4179901.3734 | 6178808.5038 | 6159241.7747 | 6005438.5975 | 5878372.8838 | 4979764.4849 | 4220602.0752
[6 empty] | 0 | 0 | 0 | 0 | 0 | 0 | 0

## 2.12 Input Tables
Table of Contents
[5 empty] | Efficiency | 0%
| 2.12 Input Tables | Capex As Incurred
|  |  |  | -2 | -1 | 1 | 2 | 3 | 4 | 5 | -2 | -1 | 1 | 2 | 3 | 4 | 5 | -2 | -1 | 1 | 2 | 3 | 4 | 5 | -2 | -1 | 1 | 2 | 3 | 4 | 5
|  |  |  | DIRECT MATERIAL EXPENDITURE Forecast ($0's. real March 2017) | [6 empty] | DIRECT LABOUR EXPENDITURE Forecast ($0's. real March 2017) | [6 empty] | CONTRACT EXPENDITURE Forecast ($0's. real March 2017) | [6 empty] | OTHER EXPENDITURE Forecast ($0's. real March 2017) | [6 empty] | RELATED PARTY CONTRACT MARGIN EXPENDITURE Forecast ($0's. real March 2017) | [6 empty] | RELATED PARTY CONTRACT MARGIN Forecast ($0's. real March 2017) | [6 empty] | TOTAL EXPENDITURE Forecast ($0's. real March 2017) | [6 empty] | Check - Total Expenditure ($0's, real March 2017)
|  |  |  | 2015-16 | 2016-17 | 2017-18 | 2018-19 | 2019-20 | 2020-21 | 2021-22 | 2015-16 | 2016-17 | 2017-18 | 2018-19 | 2019-20 | 2020-21 | 2021-22 | 2015-16 | 2016-17 | 2017-18 | 2018-19 | 2019-20 | 2020-21 | 2021-22 | 2015-16 | 2016-17 | 2017-18 | 2018-19 | 2019-20 | 2020-21 | 2021-22 | 2015-16 | 2016-17 | 2017-18 | 2018-19 | 2019-20 | 2020-21 | 2021-22 | 2015-16 | 2016-17 | 2017-18 | 2018-19 | 2019-20 | 2020-21 | 2021-22 | 2015-16 | 2016-17 | 2017-18 | 2018-19 | 2019-20 | 2020-21 | 2021-22 | 2015-16 | 2016-17 | 2017-18 | 2018-19 | 2019-20 | 2020-21 | 2021-22
| AUGMENTATION | Subtransmission Substations, Switching Stations , Zone Substations
Subtransmission Lines
HV Feeders
Other Assets
| CONNECTIONS | All New Customer Connections
| REPLACEMENT | Transmission Towers | REPLACEMENT | 614379.668 | 542808.8097 | 325746.6051 | 1304348.0118 | 30128.4864 | 42731.9817 | 41921.7436 | 154497.2871 | 137400.3492 | 83119.4998 | 335521.3174 | 7814.1717 | 11182.2273 | 11070.0307 | 771123.2808 | 685806.4727 | 415831.3059 | 1682421.6469 | 39252.9502 | 56280.2761 | 55828.7764 | 0 | 0 | 0 | 0 | 0 | 0 | 0 | [14 empty] | 1540000.2359 | 1366015.6316 | 824697.4108 | 3322290.9761 | 77195.6084 | 110194.4851 | 108820.5507 | 0 | 0 | 0 | 0 | 0 | 0 | 0
|  | Transmission Tower Support Structures | REPLACEMENT | 0 | 0 | 0 | 0 | 0 | 0 | 0 | 0 | 0 | 0 | 0 | 0 | 0 | 0 | 0 | 0 | 0 | 0 | 0 | 0 | 0 | 0 | 0 | 0 | 0 | 0 | 0 | 0 | [14 empty] | 0 | 0 | 0 | 0 | 0 | 0 | 0 | 0 | 0 | 0 | 0 | 0 | 0 | 0
|  | Conductors | REPLACEMENT | 6447549.3351 | 969035.3201 | 719752.4567 | 435693.6739 | 409626.0132 | 422229.5085 | 356493.4259 | 1621357.1719 | 245290.4025 | 183656.4473 | 112074.7792 | 106241.2484 | 110490.2263 | 94137.1429 | 8092480.3593 | 1224318.1817 | 918798.8435 | 561982.2791 | 533681.954 | 556098.5561 | 474755.82 | 0 | 0 | 0 | 0 | 0 | 0 | 0 | [14 empty] | 16161386.8662 | 2438643.9043 | 1822207.7474 | 1109750.7322 | 1049549.2156 | 1088818.2908 | 925386.3888 | 0 | 0 | 0 | 0 | 0 | 0 | 0
|  | Transmission Cables | REPLACEMENT | 0 | 0 | 0 | 0 | 0 | 0 | 0 | 0 | 0 | 0 | 0 | 0 | 0 | 0 | 0 | 0 | 0 | 0 | 0 | 0 | 0 | 0 | 0 | 0 | 0 | 0 | 0 | 0 | [14 empty] | 0 | 0 | 0 | 0 | 0 | 0 | 0 | 0 | 0 | 0 | 0 | 0 | 0 | 0
|  | Substation Switchbays | REPLACEMENT | 13575802.6341 | 18415714.6595 | 15147065.1717 | 9027917.7121 | 8100471.0456 | 7726572.4424 | 6703260.3989 | 3413890.1187 | 4661541.1923 | 3865017.9662 | 2322278.1163 | 2100950.9384 | 2021911.5926 | 1770090.9362 | 17039329.2812 | 23267154.2701 | 19335961.7375 | 11644717.5503 | 10553712.599 | 10176303.8642 | 8926986.1817 | 0 | 0 | 0 | 0 | 0 | 0 | 0 | [14 empty] | 34029022.034 | 46344410.122 | 38348044.8754 | 22994913.3787 | 20755134.583 | 19924787.8992 | 17400337.5168 | 0 | 0 | 0 | 0 | 0 | 0 | 0
|  | Substation Power Transformers | REPLACEMENT | 9348856.0279 | 9887244.3674 | 7223244.1338 | 3379943.2872 | 3188421.3346 | 3417469.8233 | 3064582.5063 | 2350945.1393 | 2502742.7797 | 1843127.2352 | 869432.8615 | 826953.983 | 894293.2853 | 809246.4554 | 11733982.922 | 12491942.0319 | 9220820.7074 | 4359641.522 | 4154040.2058 | 4500988.1974 | 4081220.7879 | 0 | 0 | 0 | 0 | 0 | 0 | 0 | [14 empty] | 23433784.0891 | 24881929.1789 | 18287192.0764 | 8609017.6707 | 8169415.5233 | 8812751.306 | 7955049.7497 | 0 | 0 | 0 | 0 | 0 | 0 | 0
|  | Substation Reactive Plant | REPLACEMENT | 1210029.5537 | 3939450.199 | 58170.9233 | 58170.9233 | 58170.9233 | 58170.9233 | 58170.9233 | 304284.6193 | 997186.8981 | 14843.2492 | 14963.4796 | 15087.3024 | 15222.3337 | 15360.857 | 1518738.3435 | 4977259.7597 | 74257.9988 | 75032.1384 | 75788.0872 | 76614.1774 | 77468.4255 | 0 | 0 | 0 | 0 | 0 | 0 | 0 | [14 empty] | 3033052.5165 | 9913896.8568 | 147272.1714 | 148166.5413 | 149046.3129 | 150007.4344 | 151000.2057 | 0 | 0 | 0 | 0 | 0 | 0 | 0
|  | Scada Network Control And Protection Systems | REPLACEMENT | 14361918.0659 | 14466390.0247 | 13750427.9534 | 11709190.5841 | 11376261.3829 | 10526177.5556 | 9416316.9855 | 3611573.5836 | 3661854.7936 | 3508643.4554 | 3011989.9095 | 2950565.0837 | 2754520.272 | 2486511.9892 | 18026002.4124 | 18277418.7513 | 17553086.7376 | 15103174.5572 | 14821581.6599 | 13863531.6156 | 12540066.566 | 0 | 0 | 0 | 0 | 0 | 0 | 0 | [14 empty] | 35999494.0619 | 36405663.5696 | 34812158.1464 | 29824355.0508 | 29148408.1265 | 27144229.4432 | 24442895.5406 | 0 | 0 | 0 | 0 | 0 | 0 | 0
|  | Other | REPLACEMENT | 4623430.8098 | 8220604.9179 | 9111244.2863 | 7465130.9795 | 7189352.1238 | 6639379.0015 | 6126725.3192 | 1162648.3664 | 2080868.9296 | 2324880.9233 | 1920277.8384 | 1864641.6988 | 1737411.7011 | 1617848.6752 | 5802983.5951 | 10386242.7473 | 11630944.2722 | 9628947.0622 | 9366659.7486 | 8744412.6996 | 8159192.5433 | 0 | 0 | 0 | 0 | 0 | 0 | 0 | [14 empty] | 11589062.7713 | 20687716.5948 | 23067069.4817 | 19014355.8801 | 18420653.5711 | 17121203.4023 | 15903766.5377 | 0 | 0 | 0 | 0 | 0 | 0 | 0
| NON-NETWORK EXPENDITURE | It And Communications | NON-NETWORK | 2977892.4079 | 7133960.3334 | 8806527.6325 | 7945752.0224 | 4710687.7842 | 3914011.6927 | 3311621.7095 | 748846.8815 | 1805808.277 | 2247127.5547 | 2043909.4183 | 1221771.4088 | 1024229.7829 | 874480.6592 | 3737627.2085 | 9013332.2928 | 11241958.7169 | 10248879.1963 | 6137327.6614 | 5154960.0564 | 4410212.267 | 0 | 0 | 0 | 0 | 0 | 0 | 0 | [14 empty] | 7464366.4979 | 17953100.9032 | 22295613.9041 | 20238540.637 | 12069786.8543 | 10093201.5319 | 8596314.6357 | 0 | 0 | 0 | 0 | 0 | 0 | 0
|  | Motor Vehicles | NON-NETWORK | 557739.5454 | 355030.4894 | 759795.9159 | 596213.7924 | 822215.4104 | 690488.7531 | 690488.7531 | 140254.0663 | 89868.3153 | 193874.1817 | 153365.8466 | 213251.0848 | 180689.0733 | 182333.3439 | 700032.847 | 448559.7936 | 969916.2572 | 769030.1832 | 1071224.7581 | 909410.1451 | 919550.0682 | 0 | 0 | 0 | 0 | 0 | 0 | 0 | [14 empty] | 1398026.4587 | 893458.5982 | 1923586.3548 | 1518609.8221 | 2106691.2534 | 1780587.9715 | 1792372.1652 | 0 | 0 | 0 | 0 | 0 | 0 | 0
|  | Buildings And Property | NON-NETWORK | 1103480.2431 | 210618.3206 | 86641.3534 | 233850.3008 | 37320.8647 | 81975.7368 | 398359.0451 | 277490.7974 | 53313.4877 | 22107.9386 | 60154.0082 | 9679.5983 | 21451.6455 | 105192.3531 | 1385005.6401 | 266103.6538 | 110601.8806 | 301633.3099 | 48623.5526 | 107966.3737 | 530509.8533 | 0 | 0 | 0 | 0 | 0 | 0 | 0 | [14 empty] | 2765976.6805 | 530035.4621 | 219351.1726 | 595637.6189 | 95624.0155 | 211393.756 | 1034061.2516 | 0 | 0 | 0 | 0 | 0 | 0 | 0
|  | Other | NON-NETWORK | 821267.2328 | 1028210.1537 | 1154690.8658 | 1154690.8658 | 1154690.8658 | 1154690.8658 | 1154690.8658 | 206523.0445 | 260269.2361 | 294637.9969 | 297024.5647 | 299482.443 | 302162.8108 | 304912.4924 | 1030793.0356 | 1299082.0455 | 1474018.7717 | 1489385.4174 | 1504390.9755 | 1520788.8371 | 1537745.6326 | 0 | 0 | 0 | 0 | 0 | 0 | 0 | [14 empty] | 2058583.3129 | 2587561.4353 | 2923347.6344 | 2941100.8479 | 2958564.2842 | 2977642.5137 | 2997348.9908 | 0 | 0 | 0 | 0 | 0 | 0 | 0
|  | Total Repex (from above) |  | DIRECT MATERIAL EXPENDITURE Forecast ($0's. real March 2017) 2015-16: 50181966.0944; DIRECT MATERIAL EXPENDITURE Forecast ($0's. real March 2017) 2016-17: 56441248.2983; DIRECT MATERIAL EXPENDITURE Forecast ($0's. real March 2017) 2017-18: 46335651.5302; DIRECT MATERIAL EXPENDITURE Forecast ($0's. real March 2017) 2018-19: 33380395.172; DIRECT MATERIAL EXPENDITURE Forecast ($0's. real March 2017) 2019-20: 30352431.3097; DIRECT MATERIAL EXPENDITURE Forecast ($0's. real March 2017) 2020-21: 28832731.2363; DIRECT MATERIAL EXPENDITURE Forecast ($0's. real March 2017) 2021-22: 25767471.3028; DIRECT LABOUR EXPENDITURE Forecast ($0's. real March 2017) 2015-16: 12619196.2863; DIRECT LABOUR EXPENDITURE Forecast ($0's. real March 2017) 2016-17: 14286885.3451; DIRECT LABOUR EXPENDITURE Forecast ($0's. real March 2017) 2017-18: 11823288.7764; DIRECT LABOUR EXPENDITURE Forecast ($0's. real March 2017) 2018-19: 8586538.3019; DIRECT LABOUR EXPENDITURE Forecast ($0's. real March 2017) 2019-20: 7872254.4263; DIRECT LABOUR EXPENDITURE Forecast ($0's. real March 2017) 2020-21: 7545031.6384; DIRECT LABOUR EXPENDITURE Forecast ($0's. real March 2017) 2021-22: 6804266.0866; CONTRACT EXPENDITURE Forecast ($0's. real March 2017) 2015-16: 62984640.1942; CONTRACT EXPENDITURE Forecast ($0's. real March 2017) 2016-17: 71310142.2147; CONTRACT EXPENDITURE Forecast ($0's. real March 2017) 2017-18: 59149701.6029; CONTRACT EXPENDITURE Forecast ($0's. real March 2017) 2018-19: 43055916.7561; CONTRACT EXPENDITURE Forecast ($0's. real March 2017) 2019-20: 39544717.2047; CONTRACT EXPENDITURE Forecast ($0's. real March 2017) 2020-21: 37974229.3864; CONTRACT EXPENDITURE Forecast ($0's. real March 2017) 2021-22: 34315519.1007; OTHER EXPENDITURE Forecast ($0's. real March 2017) 2021-22: REPLACEMENT | 125785802.5749 | 142038275.8581 | 117308641.9096 | 85022850.23 | 77769402.9407 | 74351992.2611 | 66887256.4901 | 0 | 0 | 0 | 0 | 0 | 0 | 0
|  | Check |  | DIRECT MATERIAL EXPENDITURE Forecast ($0's. real March 2017) 2015-16: 0.00057575; DIRECT MATERIAL EXPENDITURE Forecast ($0's. real March 2017) 2016-17: 0.0029635; DIRECT MATERIAL EXPENDITURE Forecast ($0's. real March 2017) 2017-18: 0.0046215; DIRECT MATERIAL EXPENDITURE Forecast ($0's. real March 2017) 2018-19: 0.0048452; DIRECT MATERIAL EXPENDITURE Forecast ($0's. real March 2017) 2019-20: 0.0057522; DIRECT MATERIAL EXPENDITURE Forecast ($0's. real March 2017) 2020-21: 0.0035405; DIRECT MATERIAL EXPENDITURE Forecast ($0's. real March 2017) 2021-22: 0.0015817; DIRECT LABOUR EXPENDITURE Forecast ($0's. real March 2017) 2015-16: 0.00014478; DIRECT LABOUR EXPENDITURE Forecast ($0's. real March 2017) 2016-17: 0.00075015; DIRECT LABOUR EXPENDITURE Forecast ($0's. real March 2017) 2017-18: 0.0011792; DIRECT LABOUR EXPENDITURE Forecast ($0's. real March 2017) 2018-19: 0.0012463; DIRECT LABOUR EXPENDITURE Forecast ($0's. real March 2017) 2019-20: 0.0014919; DIRECT LABOUR EXPENDITURE Forecast ($0's. real March 2017) 2020-21: 0.00092649; DIRECT LABOUR EXPENDITURE Forecast ($0's. real March 2017) 2021-22: 0.00041768; CONTRACT EXPENDITURE Forecast ($0's. real March 2017) 2015-16: 0.00072263; CONTRACT EXPENDITURE Forecast ($0's. real March 2017) 2016-17: 0.0037442; CONTRACT EXPENDITURE Forecast ($0's. real March 2017) 2017-18: 0.0058995; CONTRACT EXPENDITURE Forecast ($0's. real March 2017) 2018-19: 0.0062496; CONTRACT EXPENDITURE Forecast ($0's. real March 2017) 2019-20: 0.0074942; CONTRACT EXPENDITURE Forecast ($0's. real March 2017) 2020-21: 0.004663; CONTRACT EXPENDITURE Forecast ($0's. real March 2017) 2021-22: 0.0021064; OTHER EXPENDITURE Forecast ($0's. real March 2017) 2021-22: Check | 0.0014431 | 0.0074579 | 0.0117 | 0.012341 | 0.014738 | 0.00913 | 0.0041058
|  | Total Non Network (from above) |  | DIRECT MATERIAL EXPENDITURE Forecast ($0's. real March 2017) 2015-16: 5460379.4293; DIRECT MATERIAL EXPENDITURE Forecast ($0's. real March 2017) 2016-17: 8727819.2972; DIRECT MATERIAL EXPENDITURE Forecast ($0's. real March 2017) 2017-18: 10807655.7676; DIRECT MATERIAL EXPENDITURE Forecast ($0's. real March 2017) 2018-19: 9930506.9813; DIRECT MATERIAL EXPENDITURE Forecast ($0's. real March 2017) 2019-20: 6724914.9251; DIRECT MATERIAL EXPENDITURE Forecast ($0's. real March 2017) 2020-21: 5841167.0483; DIRECT MATERIAL EXPENDITURE Forecast ($0's. real March 2017) 2021-22: 5555160.3735; DIRECT LABOUR EXPENDITURE Forecast ($0's. real March 2017) 2015-16: 1373114.7896; DIRECT LABOUR EXPENDITURE Forecast ($0's. real March 2017) 2016-17: 2209259.316; DIRECT LABOUR EXPENDITURE Forecast ($0's. real March 2017) 2017-18: 2757747.672; DIRECT LABOUR EXPENDITURE Forecast ($0's. real March 2017) 2018-19: 2554453.8377; DIRECT LABOUR EXPENDITURE Forecast ($0's. real March 2017) 2019-20: 1744184.5349; DIRECT LABOUR EXPENDITURE Forecast ($0's. real March 2017) 2020-21: 1528533.3125; DIRECT LABOUR EXPENDITURE Forecast ($0's. real March 2017) 2021-22: 1466918.8486; CONTRACT EXPENDITURE Forecast ($0's. real March 2017) 2015-16: 6853458.7312; CONTRACT EXPENDITURE Forecast ($0's. real March 2017) 2016-17: 11027077.7856; CONTRACT EXPENDITURE Forecast ($0's. real March 2017) 2017-18: 13796495.6264; CONTRACT EXPENDITURE Forecast ($0's. real March 2017) 2018-19: 12808928.1068; CONTRACT EXPENDITURE Forecast ($0's. real March 2017) 2019-20: 8761566.9475; CONTRACT EXPENDITURE Forecast ($0's. real March 2017) 2020-21: 7693125.4122; CONTRACT EXPENDITURE Forecast ($0's. real March 2017) 2021-22: 7398017.8211; OTHER EXPENDITURE Forecast ($0's. real March 2017) 2021-22: NON-NETWORK | 13686952.95 | 21964156.3988 | 27361899.066 | 25293888.9259 | 17230666.4074 | 15062825.7731 | 14420097.0432 | 0 | 0 | 0 | 0 | 0 | 0 | 0
|  | Check |  | DIRECT MATERIAL EXPENDITURE Forecast ($0's. real March 2017) 2015-16: 0; DIRECT MATERIAL EXPENDITURE Forecast ($0's. real March 2017) 2016-17: 0; DIRECT MATERIAL EXPENDITURE Forecast ($0's. real March 2017) 2017-18: 0; DIRECT MATERIAL EXPENDITURE Forecast ($0's. real March 2017) 2018-19: 0; DIRECT MATERIAL EXPENDITURE Forecast ($0's. real March 2017) 2019-20: 0; DIRECT MATERIAL EXPENDITURE Forecast ($0's. real March 2017) 2020-21: 0; DIRECT MATERIAL EXPENDITURE Forecast ($0's. real March 2017) 2021-22: 0; DIRECT LABOUR EXPENDITURE Forecast ($0's. real March 2017) 2015-16: 0; DIRECT LABOUR EXPENDITURE Forecast ($0's. real March 2017) 2016-17: 0; DIRECT LABOUR EXPENDITURE Forecast ($0's. real March 2017) 2017-18: 0; DIRECT LABOUR EXPENDITURE Forecast ($0's. real March 2017) 2018-19: 0; DIRECT LABOUR EXPENDITURE Forecast ($0's. real March 2017) 2019-20: 0; DIRECT LABOUR EXPENDITURE Forecast ($0's. real March 2017) 2020-21: 0; DIRECT LABOUR EXPENDITURE Forecast ($0's. real March 2017) 2021-22: 0; CONTRACT EXPENDITURE Forecast ($0's. real March 2017) 2015-16: 0; CONTRACT EXPENDITURE Forecast ($0's. real March 2017) 2016-17: 0; CONTRACT EXPENDITURE Forecast ($0's. real March 2017) 2017-18: 0; CONTRACT EXPENDITURE Forecast ($0's. real March 2017) 2018-19: 0; CONTRACT EXPENDITURE Forecast ($0's. real March 2017) 2019-20: 0; CONTRACT EXPENDITURE Forecast ($0's. real March 2017) 2020-21: 0; CONTRACT EXPENDITURE Forecast ($0's. real March 2017) 2021-22: 0; OTHER EXPENDITURE Forecast ($0's. real March 2017) 2021-22: Check | 0 | 0 | 0 | 0 | 0 | 0 | 0

## Error_Chks
Table of Contents
Error Checks Summary
No | Project Description | Project Inputs | As-Comm Forecast | Escalation Check
1 | FBTS Refurbishment | ok | ok | ok | Proj_1!R54
2 | HWPS 220kV Switchyard Redevelopment Stage 4 | ok | ok | ok | Proj_2!R54
3 | RTS Redevelopment Project | ok | ok | ok | Proj_3!R54
4 | HTS Rebuild | ok | ok | ok | Proj_4!R54
5 | SMTS H2 Transformer Replacement | ok | ok | ok | Proj_5!R54
6 | Other committed projects | ok | ok | ok | Proj_6!R54
7 | RWTS B4 220/66kV Transformer and 66kV CB Replacement | ok | ok | ok | Proj_7!R54
8 | TSTS B2 Transformer and 66kV CB Replacement | ok | ok | ok | Proj_8!R54
9 | SVTS Redevelopment Stage 1 | ok | ok | ok | Proj_9!R54
10 | WMTS Redevelopment | ok | ok | ok | Proj_10!R54
11 | HYTS 500kV and 275kV CB Replacement | ok | ok | ok | Proj_11!R54
12 | FBTS Transformer and Circuit Breaker Replacement | ok | ok | ok | Proj_12!R54
13 | Glenrowan Terminal Station Redevelopment Project | ok | ok | ok | Proj_13!R54
14 | Ringwood Terminal Station (RWTS) 220kV Circuit Breaker Replacements | ok | ok | ok | Proj_14!R54
15 | HWPS CB Replacement Stage 3 | ok | ok | ok | Proj_15!R54
16 | MWTS B2 Transformer Replacement | ok | ok | ok | Proj_16!R54
17 | TTS Bus Tie CB Replacement | ok | ok | ok | Proj_17!R54
18 | YPS 220kV CB Replacement | ok | ok | ok | Proj_18!R54
19 | Other station transformer replacement | ok | ok | ok | Proj_19!R54
20 | Power transformers - Bushings replacement | ok | ok | ok | Proj_20!R54
21 | Power transformers - life extension | ok | ok | ok | Proj_21!R54
22 | Power transformers - improved safe access | ok | ok | ok | Proj_22!R54
23 | Circuit breakers | ok | ok | ok | Proj_23!R54
24 | Instrument transformers | ok | ok | ok | Proj_24!R54
25 | Disconnectors | ok | ok | ok | Proj_25!R54
26 | Syn Cons | ok | ok | ok | Proj_26!R54
27 | Reactive plant | ok | ok | ok | Proj_27!R54
28 | On-line monitoring | ok | ok | ok | Proj_28!R54
29 | Fire protection systems | ok | ok | ok | Proj_29!R54
30 | Civils | ok | ok | ok | Proj_30!R54
31 | Infrastructure security | ok | ok | ok | Proj_31!R54
32 | Structure fall arrests | ok | ok | ok | Proj_32!R54
33 | Earth wires (incl. OPGW) | ok | ok | ok | Proj_33!R54
34 | Conductor | ok | ok | ok | Proj_34!R54
35 | Insulators | ok | ok | ok | Proj_35!R54
36 | Towers | ok | ok | ok | Proj_36!R54
37 | Tower fall arrests | ok | ok | ok | Proj_37!R54
38 | Secondary & Protection program | ok | ok | ok | Proj_38!R54
39 | Comms program | ok | ok | ok | Proj_39!R54
40 | Comms program - safety and security | ok | ok | ok | Proj_40!R54
41 | Other station works | ok | ok | ok | Proj_41!R54
42 | Other station works - security & compliance | ok | ok | ok | Proj_42!R54
43 | Buildings & Property | ok | ok | ok | Proj_43!R54
44 | Non-network - Other | ok | ok | ok | Proj_44!R54
45 | IT Strategy | ok | ok | ok | Proj_45!R54
46 | Motor Vehicles | ok | ok | ok | Proj_46!R54