## Plan Lvl
SAMP | Description | FY20 (R) | FY21 (R) | FY22 (R) | FY23 (R) | FY24 (R) | FY25 (R) | FY26 (R) | FY27 (R) | FY28 (R) | FY29 (R) | FY20 (N) | FY21 (N) | FY22 (N) | FY23 (N) | FY24 (N) | FY25 (N) | FY26 (N) | FY27 (N) | FY28 (N) | FY29 (N) | Total (R) | Total (N)
PR | Major projects | 48779978 | 54031929 | 75114207 | 84164107 | 78253667 | 71064851 | 69762154 | 73674650 | 78245200 | 65032400 | 49999477.45 | 56767295.4056 | 80889785.3226 | 92901426.2345 | 88536841.5326 | 82413439.971 | 82925278.605 | 89765407.033 | 97717532.8561 | 83246970.112 | 698123143 | 805163454.5225 | Growth
PRL | Major projects - land | 8848146 | 3000000 | 3500000 | 3000000 | 3000000 | 2800000 | 0 | 5000000 | 0 | 5000000 | 9069349.65 | 3151875 | 3769117.1875 | 3311438.6719 | 3394224.6387 | 3247141.571 | 0 | 6092014.4875 | 0 | 6400422.721 | 34148146 | 38435583.9276 | Growth
AG | Automation growth | 300000 | 300000 | 300000 | 300000 | 300000 | 300000 | 300000 | 300000 | 300000 | 300000 | 307500 | 315187.5 | 323067.1875 | 331143.8672 | 339422.4639 | 347908.0255 | 356605.7261 | 365520.8693 | 374658.891 | 384025.3633 | 3000000 | 3445039.8936 | Growth
HV | Distribution works program | 6800844 | 7103063 | 6647368 | 6275047 | 5947097 | 6000000 | 6000000 | 6000000 | 6000000 | 6000000 | 6970865.1 | 7462655.5644 | 7158488.2801 | 6926477.7679 | 6728594.3887 | 6958160.5093 | 7132114.522 | 7310417.3851 | 7493177.8197 | 7680507.2652 | 62773419 | 71821458.6022 | Growth
EH | Dist environmental enhancement | 0 | 0 | 0 | 0 | 0 | 0 | 0 | 0 | 0 | 0 | 0 | 0 | 0 | 0 | 0 | 0 | 0 | 0 | 0 | 0 | 0 | 0 | Growth
LV | Low voltage development capital | 1830000 | 1830000 | 1830000 | 1830000 | 1830000 | 1830000 | 1830000 | 1830000 | 1830000 | 1830000 | 1875750 | 1922643.75 | 1970709.8437 | 2019977.5898 | 2070477.0296 | 2122238.9553 | 2175294.9292 | 2229677.3024 | 2285419.235 | 2342554.7159 | 18300000 | 21014743.3511 | Growth
AR | Asset relocation | 1623650 | 1563851 | 1542485 | 1535001 | 1533069 | 1533069 | 1533069 | 1533069 | 1533069 | 1533069 | 1664241.25 | 1643020.9569 | 1661087.6357 | 1694353.8909 | 1734526.8575 | 1777890.029 | 1822337.2797 | 1867895.7117 | 1914593.1045 | 1962457.9321 | 15463401 | 17742404.6479 | Growth
DU | Duct installation RMS road works | 2152731 | 2206549 | 2261713 | 2318255 | 2376212 | 2376212 | 2376212 | 2376212 | 2376212 | 2558920 | 2206549.275 | 2318255.5431 | 2435617.5261 | 2558919.7528 | 2688465.7724 | 2755677.4167 | 2824569.3521 | 2895183.5859 | 2967563.1755 | 3275633.9418 | 23379228 | 26926435.3414 | Growth
IC | Industrial & commercial | 7501444 | 5332550 | 4584087 | 4321346 | 4245553 | 4245553 | 4245553 | 4245553 | 4245553 | 4245553 | 7688980.1 | 5602510.3438 | 4936560.3145 | 4769957.4197 | 4803453.5325 | 4923539.8708 | 5046628.3675 | 5172794.0767 | 5302113.9287 | 5434666.7769 | 47212745 | 53681204.7309 | Growth
NU | Non-urban extension | 1019340 | 743122 | 661806 | 631694 | 619417 | 619417 | 619417 | 619417 | 619417 | 619417 | 1044823.5 | 780742.5512 | 712692.677 | 697271.9801 | 700813.481 | 718333.818 | 736292.1635 | 754699.4676 | 773566.9543 | 792906.1281 | 6772464 | 7712142.7208 | Growth
UR | Underground residential | 21659051 | 14600685 | 11758786 | 11056595 | 10803669 | 10803669 | 10803669 | 10803669 | 10803669 | 10803669 | 22200527.275 | 15339844.6781 | 12662926.4048 | 12204412.0874 | 12223359.836 | 12528943.8319 | 12842167.4276 | 13163221.6133 | 13492302.1537 | 13829609.7075 | 123897131 | 140487315.0153 | Growth
RC | Reliability compliance | 4000000 | 4000000 | 4000000 | 4000000 | 4000000 | 4000000 | 4000000 | 4000000 | 4000000 | 4000000 | 4100000 | 4202500 | 4307562.5 | 4415251.5625 | 4525632.8516 | 4638773.6729 | 4754743.0147 | 4873611.59 | 4995451.8798 | 5120338.1768 | 40000000 | 45933865.2482 | Reliability
PQ | Power quality capital | 442400 | 717700 | 973300 | 1047600 | 1464538 | 1399560 | 1529516 | 1529516 | 1269604 | 1269604 | 453460 | 754033.5625 | 1048137.6453 | 1156354.3842 | 1656990.3213 | 1623060.5204 | 1818113.8792 | 1863566.7262 | 1585561.4221 | 1625200.4576 | 11643338 | 13584478.9189 | Reliability
TS | Transmission substation capital (rebuild) | 25994927 | 33488457 | 27401500 | 34141500 | 34393500 | 28941500 | 29570500 | 33070500 | 36055500 | 40757500 | 26644800.175 | 35183810.1356 | 29508418.4609 | 37685827.8053 | 38913088.3701 | 33563267.0632 | 35150032.0788 | 40293193.0221 | 45028378.8129 | 52173045.8101 | 323815384 | 374143861.7341 | Sustainability
TM | Transmission mains capital (refurb) | 10719865 | 12169670 | 12007670 | 9407670 | 10485670 | 23824670 | 30552670 | 34590670 | 39240670 | 44940670 | 10987861.625 | 12785759.5437 | 12930947.2511 | 10384307.4167 | 11863573.1557 | 27629312.9901 | 36317523.5655 | 42145372.5548 | 49006219.6789 | 57527857.0728 | 227939895 | 271578734.8544 | Sustainability
DS | Distribution refurbishment capital | 57383080 | 62236080 | 66694080 | 68130580 | 71674580 | 72149580 | 77429580 | 88024580 | 101364580 | 112764580 | 58817657 | 65386781.55 | 71822229.495 | 75203412.4498 | 81093208.4675 | 83671393.0528 | 92039438.6585 | 107249403.3241 | 126590470.4263 | 144348195.9908 | 777851300 | 906222190.4148 | Sustainability
AU | Automation capital | 3290000 | 3290000 | 4290000 | 4290000 | 3290000 | 3290000 | 3290000 | 4290000 | 4290000 | 3290000 | 3372250 | 3456556.25 | 4619860.7812 | 4735357.3008 | 3722333.0204 | 3815391.3459 | 3910776.1296 | 5226948.4303 | 5357622.1411 | 4211478.1504 | 36900000 | 42428573.5497 | Sustainability
CC | Communications refurbishment | 2175000 | 2035000 | 1865000 | 1645000 | 1445000 | 2130000 | 2620000 | 2290000 | 2560000 | 1870000 | 2229375 | 2138021.875 | 2008401.0156 | 1815772.2051 | 1634884.8676 | 2470146.9808 | 3114356.6746 | 2790142.6353 | 3197089.2031 | 2393758.0976 | 20635000 | 23791948.5547 | Sustainability
PS | Protection systems capital | 8725000 | 6080000 | 5530000 | 5530000 | 5530000 | 5780000 | 5780000 | 5780000 | 5780000 | 5780000 | 8943125 | 6387800 | 5955205.1562 | 6104085.2852 | 6256687.4173 | 6703027.9573 | 6870603.6562 | 7042368.7476 | 7218427.9663 | 7398888.6655 | 60295000 | 68880219.8515 | Sustainability
EF | Efficiency | 9085366 | 4116895 | 2092860 | 2000000 | 2000000 | 2000000 | 2000000 | 2000000 | 2000000 | 2000000 | 9312500.15 | 4325312.8094 | 2253781.3134 | 2207625.7812 | 2262816.4258 | 2319386.8364 | 2377371.5073 | 2436805.795 | 2497725.9399 | 2560169.0884 | 29295121 | 32553495.6469 | Efficiency
MC | Metering capital | 2537584 | 1797185 | 1736786 | 1646386 | 1635987 | 1550588 | 1535189 | 1449790 | 1434391 | 1348992 | 2601023.6 | 1888167.4906 | 1870328.561 | 1817302.0897 | 1850969.128 | 1798206.698 | 1824857.2935 | 1766428.3368 | 1791357.8043 | 1726823.8094 | 16672878 | 18935464.8114 | Miscellaneous
SL | Streetlighting capital | 4750000 | 4750000 | 4750000 | 4750000 | 4750000 | 4750000 | 4750000 | 4750000 | 4750000 | 4750000 | 4868750 | 4990468.75 | 5115230.4687 | 5243111.2305 | 5374189.0112 | 5508543.7365 | 5646257.3299 | 5787413.7632 | 5932099.1073 | 6080401.5849 | 47500000 | 54546464.9822
SP | Essential spares | 1000000 | 1000000 | 1000000 | 1000000 | 1000000 | 1000000 | 1000000 | 1000000 | 1000000 | 1000000 | 1025000 | 1050625 | 1076890.625 | 1103812.8906 | 1131408.2129 | 1159693.4182 | 1188685.7537 | 1218402.8975 | 1248862.9699 | 1280084.5442 | 10000000 | 11483466.3121 | Miscellaneous
SW | Network switching | 6283900.8865 | 6382175.5445 | 6686467.7532 | 6495126.3573 | 6714861.5396 | 7423719.2767 | 7683873.5145 | 7944102.7058 | 8085985.7683 | 8183178.6979 | 6440998.4086 | 6705273.1814 | 7200594.4377 | 7169404.1994 | 7597249.4943 | 8609238.3838 | 9133710.9797 | 9679117.7549 | 10098288.2016 | 10475160.5735 | 71883392.0442 | 83109035.6151 | Switching & Overheads
OH | Capitalised overheads | 73106139.0812 | 73273110.1037 | 73775204.5564 | 73462071.757 | 73820942.4206 | 76860996.0999 | 77233408.4879 | 77593252.7624 | 77784338.9426 | 78058962.8601 | 74933792.5582 | 76982561.3027 | 79447826.1443 | 81088381.7774 | 83521620.538 | 89135191.2943 | 91806252.3768 | 94539843.993 | 97141980.5473 | 99922071.8932 | 754968427.0719 | 868519522.4252 | Switching & Overheads
| Total | 310008445.9677 | 306048021.6482 | 321003320.3096 | 332977979.1143 | 331113762.9602 | 336673384.3766 | 346444811.0024 | 374694981.4683 | 395568189.7109 | 407936515.558 | 317758657.1169 | 321541702.7441 | 345685466.2352 | 367545385.6407 | 374624830.8143 | 390437907.9489 | 411814011.2709 | 456529451.1034 | 494010464.2192 | 522193228.5791 | 3462469412.1161 | 4002141105.6727
| Check | OK | OK | OK | OK | OK | OK | OK | OK | OK | OK | OK | OK | OK | OK | OK | OK | OK | OK | OK | OK

## Program Lvl
Code | ID | Description | FY20 (R) | FY21 (R) | FY22 (R) | FY23 (R) | FY24 (R) | FY25 (R) | FY26 (R) | FY27 (R) | FY28 (R) | FY29 (R) | FY20 (N) | FY21 (N) | FY22 (N) | FY23 (N) | FY24 (N) | FY25 (N) | FY26 (N) | FY27 (N) | FY28 (N) | FY29 (N) | Total (R) | Total (N)
AG | AG | Automation - operational/capacity risk | 300000 | 300000 | 300000 | 300000 | 300000 | 300000 | 300000 | 300000 | 300000 | 300000 | 307500 | 315187.5 | 323067.1875 | 331143.8672 | 339422.4639 | 347908.0255 | 356605.7261 | 365520.8693 | 374658.891 | 384025.3633 | 3000000 | 3445039.8936
AR | AR | Asset relocation | 1623650 | 1563851 | 1542485 | 1535001 | 1533069 | 1533069 | 1533069 | 1533069 | 1533069 | 1533069 | 1664241.25 | 1643020.9569 | 1661087.6357 | 1694353.8909 | 1734526.8575 | 1777890.029 | 1822337.2797 | 1867895.7117 | 1914593.1045 | 1962457.9321 | 15463401 | 17742404.6479
AU | AU004 | Substation SCADA RTU replacement | 2180000 | 2180000 | 2180000 | 2180000 | 2180000 | 2180000 | 2180000 | 2180000 | 2180000 | 2180000 | 2234500 | 2290362.5 | 2347621.5625 | 2406312.1016 | 2466469.9041 | 2528131.6517 | 2591334.943 | 2656118.3166 | 2722521.2745 | 2790584.3063 | 21800000 | 25033956.5603
AU | AU013 | SCADA master station development software | 1110000 | 1110000 | 2110000 | 2110000 | 1110000 | 1110000 | 1110000 | 2110000 | 2110000 | 1110000 | 1137750 | 1166193.75 | 2272239.2187 | 2329045.1992 | 1255863.1163 | 1287259.6942 | 1319441.1866 | 2570830.1137 | 2635100.8666 | 1420893.8441 | 15100000 | 17394616.9895
CC | CC002 | Communications development SCADA | 625000 | 525000 | 525000 | 525000 | 525000 | 450000 | 450000 | 450000 | 450000 | 450000 | 640625 | 551578.125 | 565367.5781 | 579501.7676 | 593989.3118 | 521862.0382 | 534908.5892 | 548281.3039 | 561988.3365 | 576038.0449 | 4975000 | 5674140.0951
CC | CC007 | SCADA radio repeaters | 880000 | 840000 | 850000 | 690000 | 640000 | 740000 | 620000 | 610000 | 590000 | 490000 | 902000 | 882525 | 915357.0312 | 761630.8945 | 724101.2562 | 858173.1295 | 736985.1673 | 743225.7675 | 736829.1523 | 627241.4267 | 6950000 | 7888068.8252
CC | CC020 | Microwave refurbishment and extension | 670000 | 670000 | 490000 | 430000 | 280000 | 940000 | 1550000 | 1230000 | 1520000 | 930000 | 686750 | 703918.75 | 527676.4062 | 474639.543 | 316794.2996 | 1090111.8131 | 1842462.9182 | 1498635.5639 | 1898271.7143 | 1190478.6261 | 8710000 | 10229739.6345
DS | DS002 | Pole substation refurbishment | 700000 | 700000 | 700000 | 750000 | 800000 | 800000 | 800000 | 800000 | 800000 | 800000 | 717500 | 735437.5 | 753823.4375 | 827859.668 | 905126.5703 | 927754.7346 | 950948.6029 | 974722.318 | 999090.376 | 1024067.6354 | 7650000 | 8816330.8426
DS | DS005 | Distribution pole replacement | 11330000 | 12100000 | 12870000 | 13640000 | 14410000 | 15180000 | 16720000 | 17490000 | 17490000 | 17490000 | 11613250 | 12712562.5 | 13859582.3437 | 15056007.8281 | 16303592.3478 | 17604146.0885 | 19874825.8013 | 21309866.6774 | 21842613.3444 | 22388678.678 | 148720000 | 172565125.6093
DS | DS006 | LV CONSAC cable replacement | 6750000 | 7500000 | 9750000 | 9750000 | 11250000 | 11250000 | 12000000 | 12000000 | 12750000 | 12750000 | 6918750 | 7879687.5 | 10499683.5937 | 10762175.6836 | 12728342.395 | 13046550.9549 | 14264229.044 | 14620834.7701 | 15923002.8668 | 16321077.9385 | 105750000 | 122964334.7467
DS | DS007 | Service wire replacement program | 9200000 | 9300000 | 9300000 | 9450000 | 9800000 | 9800000 | 10300000 | 10300000 | 10800000 | 10800000 | 9430000 | 9770812.5 | 10015082.8125 | 10431031.8164 | 11087800.4863 | 11364995.4985 | 12243463.2628 | 12549549.8444 | 13487720.0754 | 13824913.0773 | 99050000 | 114205369.3736
DS | DS008 | Traffic black spot remediation | 1000000 | 1000000 | 1000000 | 1000000 | 1000000 | 1000000 | 1000000 | 1000000 | 1000000 | 1000000 | 1025000 | 1050625 | 1076890.625 | 1103812.8906 | 1131408.2129 | 1159693.4182 | 1188685.7537 | 1218402.8975 | 1248862.9699 | 1280084.5442 | 10000000 | 11483466.3121
DS | DS011 | HV distribution steel mains replacement | 3696000 | 4312000 | 5236000 | 5390000 | 6006000 | 6006000 | 6006000 | 6006000 | 6006000 | 6006000 | 3788400 | 4530295 | 5638599.3125 | 5949551.4805 | 6795237.7266 | 6965118.6698 | 7139246.6365 | 7317727.8024 | 7500670.9975 | 7688187.7724 | 54670000 | 63313035.3983
DS | DS014 | LV cable network renewal | 0 | 1300000 | 1300000 | 1300000 | 1300000 | 1300000 | 1300000 | 1300000 | 1300000 | 1300000 | 0 | 1365812.5 | 1399957.8125 | 1434956.7578 | 1470830.6768 | 1507601.4437 | 1545291.4798 | 1583923.7668 | 1623521.8609 | 1664109.9075 | 11700000 | 13596006.2057
DS | DS301 | Ground substation refurbishment program | 510000 | 510000 | 850000 | 850000 | 1020000 | 1275000 | 1275000 | 1275000 | 1275000 | 1275000 | 522750 | 535818.75 | 915357.0312 | 938240.957 | 1154036.3771 | 1478609.1082 | 1515574.3359 | 1553463.6943 | 1592300.2867 | 1632107.7939 | 10115000 | 11838258.3344
DS | DS302 | Distribution transformer replacement program | 1250000 | 1250000 | 1250000 | 1562500 | 1562500 | 1562500 | 1562500 | 1687500 | 1687500 | 1687500 | 1281250 | 1313281.25 | 1346113.2812 | 1724707.6416 | 1767825.3326 | 1812020.966 | 1857321.4901 | 2056054.8895 | 2107456.2618 | 2160142.6683 | 15062500 | 17426173.7812
DS | DS305 | Compact LV switchgear replacement | 500000 | 500000 | 500000 | 500000 | 500000 | 500000 | 500000 | 500000 | 500000 | 500000 | 512500 | 525312.5 | 538445.3125 | 551906.4453 | 565704.1064 | 579846.7091 | 594342.8768 | 609201.4488 | 624431.485 | 640042.2721 | 5000000 | 5741733.156
DS | DS307 | Holec MD4 epoxy switchgear replacement | 5950000 | 5600000 | 5950000 | 5950000 | 5950000 | 5950000 | 7700000 | 7700000 | 9450000 | 9450000 | 6098750 | 5883500 | 6407499.2187 | 6567686.6992 | 6731878.8667 | 6900175.8384 | 9152880.3032 | 9381702.3108 | 11801755.066 | 12096798.9427 | 69650000 | 81022627.2458
DS | DS312 | Miscellaneous substation renewal expenditure | 1500000 | 1500000 | 1500000 | 1500000 | 1500000 | 1500000 | 2000000 | 2000000 | 2500000 | 2500000 | 1537500 | 1575937.5 | 1615335.9375 | 1655719.3359 | 1697112.3193 | 1739540.1273 | 2377371.5073 | 2436805.795 | 3122157.4249 | 3200211.3605 | 18000000 | 20957691.3078
DS | DS315 | Low voltage switchgear replacement | 708000 | 708000 | 708000 | 708000 | 708000 | 708000 | 708000 | 708000 | 708000 | 708000 | 725700 | 743842.5 | 762438.5625 | 781499.5266 | 801037.0147 | 821062.9401 | 841589.5136 | 862629.2514 | 884194.9827 | 906299.8573 | 7080000 | 8130294.1489
DS | DS317 | Future distribution substation renewals | 0 | 0 | 0 | 0 | 0 | 0 | 0 | 4500000 | 9300000 | 15000000 | 0 | 0 | 0 | 0 | 0 | 0 | 0 | 5482813.0388 | 11614425.6205 | 19201268.1629 | 28800000 | 36298506.8223
DS | DS318 | Distribution substation earthing refurbishment | 270000 | 270000 | 270000 | 270000 | 270000 | 270000 | 270000 | 270000 | 270000 | 270000 | 276750 | 283668.75 | 290760.4687 | 298029.4805 | 305480.2175 | 313117.2229 | 320945.1535 | 328968.7823 | 337193.0019 | 345622.8269 | 2700000 | 3100535.9043
DS | DS405 | Air break switch replacement program | 3640000 | 3640000 | 3640000 | 3640000 | 3640000 | 3640000 | 3640000 | 3640000 | 3640000 | 3640000 | 3731000 | 3824275 | 3919881.875 | 4017878.9219 | 4118325.8949 | 4221284.0423 | 4326816.1434 | 4434986.5469 | 4545861.2106 | 4659507.7409 | 36400000 | 41799817.3759
DS | DS409 | Miscellaneous mains renewal expenditure | 1095000 | 1095000 | 1095000 | 1095000 | 1095000 | 1200000 | 1200000 | 1200000 | 1200000 | 1200000 | 1122375 | 1150434.375 | 1179195.2344 | 1208675.1152 | 1238891.9931 | 1391632.1019 | 1426422.9044 | 1462083.477 | 1498635.5639 | 1536101.453 | 11475000 | 13214447.218
DS | DS413 | Low mains remediation | 1625000 | 1625000 | 1625000 | 1625000 | 1625000 | 975000 | 975000 | 975000 | 975000 | 975000 | 1665625 | 1707265.625 | 1749947.2656 | 1793695.9473 | 1838538.3459 | 1130701.0828 | 1158968.6098 | 1187942.8251 | 1217641.3957 | 1248082.4306 | 13000000 | 14698408.5278
DS | DS414 | Copper distribution mains replacement | 0 | 960000 | 960000 | 960000 | 960000 | 960000 | 1200000 | 1680000 | 1920000 | 1920000 | 0 | 1008600 | 1033815 | 1059660.375 | 1086151.8844 | 1113305.6815 | 1426422.9044 | 2046916.8678 | 2397816.9023 | 2457762.3249 | 11520000 | 13630451.9402
DS | DS415 | LV mains replacement | 1100000 | 1100000 | 1100000 | 1100000 | 1100000 | 1095000 | 1095000 | 1095000 | 1095000 | 1095000 | 1127500 | 1155687.5 | 1184579.6875 | 1214194.1797 | 1244549.0342 | 1269864.2929 | 1301610.9003 | 1334151.1728 | 1367504.9521 | 1401692.5759 | 10975000 | 12601334.2953
DS | DS416 | Asbestos service fuse replacement | 261000 | 0 | 0 | 0 | 0 | 0 | 0 | 0 | 0 | 0 | 267525 | 0 | 0 | 0 | 0 | 0 | 0 | 0 | 0 | 0 | 261000 | 267525
DS | DS417 | Distribution access track reconstruction | 440000 | 1408000 | 1232000 | 1232000 | 1320000 | 1320000 | 1320000 | 1540000 | 1540000 | 1540000 | 451000 | 1479280 | 1326729.25 | 1359897.4812 | 1493458.841 | 1530795.312 | 1569065.1948 | 1876340.4622 | 1923248.9737 | 1971330.1981 | 12892000 | 14981145.7131
DS | DS418 | Pole top structure/hardware refurbishment (LV) | 2609650 | 2609650 | 2609650 | 2609650 | 2609650 | 2609650 | 2609650 | 2609650 | 2609650 | 2609650 | 2674891.25 | 2741763.5312 | 2810307.6195 | 2880565.31 | 2952579.4428 | 3026393.9288 | 3102053.7771 | 3179605.1215 | 3259095.2495 | 3340572.6308 | 26096500 | 29967827.8612
DS | DS420 | Future distribution feeder refurbishment works | 0 | 0 | 0 | 0 | 0 | 0 | 0 | 4500000 | 9300000 | 15000000 | 0 | 0 | 0 | 0 | 0 | 0 | 0 | 5482813.0388 | 11614425.6205 | 19201268.1629 | 28800000 | 36298506.8223
DS | DS421 | Pole top structure/hardware refurbishment (HV) | 3248430 | 3248430 | 3248430 | 3248430 | 3248430 | 3248430 | 3248430 | 3248430 | 3248430 | 3248430 | 3329640.75 | 3412881.7687 | 3498203.813 | 3585658.9083 | 3675300.381 | 3767182.8905 | 3861362.4628 | 3957896.5244 | 4056843.9375 | 4158265.0359 | 32484300 | 37303236.4721
DU | DU | Duct installation RMS road works | 2152731 | 2206549 | 2261713 | 2318255 | 2376212 | 2376212 | 2376212 | 2376212 | 2376212 | 2558920 | 2206549.275 | 2318255.5431 | 2435617.5261 | 2558919.7528 | 2688465.7724 | 2755677.4167 | 2824569.3521 | 2895183.5859 | 2967563.1755 | 3275633.9418 | 23379228 | 26926435.3414
EF | EF001 | Distribution management system | 8585366 | 3616895 | 92860 | 0 | 0 | 0 | 0 | 0 | 0 | 0 | 8800000.15 | 3800000.3094 | 100000.0634 | 0 | 0 | 0 | 0 | 0 | 0 | 0 | 12295121 | 12700000.5228
EF | EF002 | Technology pilots | 500000 | 500000 | 2000000 | 2000000 | 2000000 | 2000000 | 2000000 | 2000000 | 2000000 | 2000000 | 512500 | 525312.5 | 2153781.25 | 2207625.7812 | 2262816.4258 | 2319386.8364 | 2377371.5073 | 2436805.795 | 2497725.9399 | 2560169.0884 | 17000000 | 19853495.1241
HV | HVW | HV development works | 6800844 | 7103063 | 6647368 | 6275047 | 5947097 | 6000000 | 6000000 | 6000000 | 6000000 | 6000000 | 6970865.1 | 7462655.5644 | 7158488.2801 | 6926477.7679 | 6728594.3887 | 6958160.5093 | 7132114.522 | 7310417.3851 | 7493177.8197 | 7680507.2652 | 62773419 | 71821458.6022
IC | IC | Industrial & commercial | 7501444 | 5332550 | 4584087 | 4321346 | 4245553 | 4245553 | 4245553 | 4245553 | 4245553 | 4245553 | 7688980.1 | 5602510.3438 | 4936560.3145 | 4769957.4197 | 4803453.5325 | 4923539.8708 | 5046628.3675 | 5172794.0767 | 5302113.9287 | 5434666.7769 | 47212745 | 53681204.7309
LV | LV001 | Overloaded distribution sub uprates | 80000 | 80000 | 80000 | 80000 | 80000 | 80000 | 80000 | 80000 | 80000 | 80000 | 82000 | 84050 | 86151.25 | 88305.0312 | 90512.657 | 92775.4735 | 95094.8603 | 97472.2318 | 99909.0376 | 102406.7635 | 800000 | 918677.305
LV | LV002 | Quality of supply reactive projects | 500000 | 500000 | 500000 | 500000 | 500000 | 500000 | 500000 | 500000 | 500000 | 500000 | 512500 | 525312.5 | 538445.3125 | 551906.4453 | 565704.1064 | 579846.7091 | 594342.8768 | 609201.4488 | 624431.485 | 640042.2721 | 5000000 | 5741733.156
LV | LV003 | LV planning reactive projects | 1000000 | 1000000 | 1000000 | 1000000 | 1000000 | 1000000 | 1000000 | 1000000 | 1000000 | 1000000 | 1025000 | 1050625 | 1076890.625 | 1103812.8906 | 1131408.2129 | 1159693.4182 | 1188685.7537 | 1218402.8975 | 1248862.9699 | 1280084.5442 | 10000000 | 11483466.3121
LV | LV005 | Dsub monitoring & LV feeder monitoring for solar PV | 250000 | 250000 | 250000 | 250000 | 250000 | 250000 | 250000 | 250000 | 250000 | 250000 | 256250 | 262656.25 | 269222.6562 | 275953.2227 | 282852.0532 | 289923.3546 | 297171.4384 | 304600.7244 | 312215.7425 | 320021.136 | 2500000 | 2870866.578
MC | MC104 | Meters - renewal | 60000 | 60000 | 10000 | 10000 | 10000 | 10000 | 10000 | 10000 | 10000 | 10000 | 61500 | 63037.5 | 10768.9062 | 11038.1289 | 11314.0821 | 11596.9342 | 11886.8575 | 12184.029 | 12488.6297 | 12800.8454 | 200000 | 218615.9131
MC | MC105 | Relays - renewal | 957584 | 907185 | 856786 | 806386 | 755987 | 705588 | 655189 | 604790 | 554391 | 503992 | 981523.6 | 953111.2406 | 922664.811 | 890099.2616 | 855329.9006 | 818265.7596 | 778813.8303 | 736877.8884 | 692358.3908 | 645152.3696 | 7307878 | 8274197.0525
MC | MC107 | Test equipment | 120000 | 80000 | 120000 | 80000 | 120000 | 85000 | 120000 | 85000 | 120000 | 85000 | 123000 | 84050 | 129226.875 | 88305.0312 | 135768.9855 | 98573.9405 | 142642.2904 | 103564.2463 | 149863.5564 | 108807.1863 | 1015000 | 1163802.1117
MC | MC109 | Demand management technology | 1400000 | 750000 | 750000 | 750000 | 750000 | 750000 | 750000 | 750000 | 750000 | 750000 | 1435000 | 787968.75 | 807667.9687 | 827859.668 | 848556.1597 | 869770.0637 | 891514.3153 | 913802.1731 | 936647.2275 | 960063.4081 | 8150000 | 9278849.734
NU | NU | Non urban extension | 1019340 | 743122 | 661806 | 631694 | 619417 | 619417 | 619417 | 619417 | 619417 | 619417 | 1044823.5 | 780742.5512 | 712692.677 | 697271.9801 | 700813.481 | 718333.818 | 736292.1635 | 754699.4676 | 773566.9543 | 792906.1281 | 6772464 | 7712142.7208
PQ | PQ001 | Permanent power quality monitoring | 100000 | 100000 | 100000 | 100000 | 100000 | 100000 | 100000 | 100000 | 100000 | 100000 | 102500 | 105062.5 | 107689.0625 | 110381.2891 | 113140.8213 | 115969.3418 | 118868.5754 | 121840.2898 | 124886.297 | 128008.4544 | 1000000 | 1148346.6312
PQ | PQ004 | Power quality monitoring replacement | 342400 | 617700 | 873300 | 947600 | 1364538 | 1299560 | 1429516 | 1429516 | 1169604 | 1169604 | 350960 | 648971.0625 | 940448.5828 | 1045973.0952 | 1543849.5 | 1507091.1786 | 1699245.3038 | 1741726.4364 | 1460675.1251 | 1497192.0032 | 10643338 | 12436132.2877
PR | PR081 | Collimore Park ZS establishment | 0 | 0 | 0 | 0 | 0 | 0 | 0 | 4195200 | 12585600 | 11187200 | 0 | 0 | 0 | 0 | 0 | 0 | 0 | 5111443.8356 | 15717689.7946 | 14320561.8128 | 27968000 | 35149695.443
PR | PR110 | Edmondson Park ZS establishment | 1765854 | 5111 | 0 | 0 | 0 | 0 | 0 | 0 | 0 | 0 | 1810000.35 | 5369.7444 | 0 | 0 | 0 | 0 | 0 | 0 | 0 | 0 | 1770965 | 1815370.0944
PR | PR113 | Augment feeder 308 Nepean to Douglas Park | 1313250 | 3939750 | 3502000 | 0 | 0 | 0 | 0 | 0 | 0 | 0 | 1346081.25 | 4139199.8437 | 3771270.9687 | 0 | 0 | 0 | 0 | 0 | 0 | 0 | 8755000 | 9256552.0625
PR | PR170 | Holsworthy 33/11kV ZS establishment | 0 | 0 | 0 | 0 | 0 | 0 | 0 | 4202400 | 8404800 | 8404800 | 0 | 0 | 0 | 0 | 0 | 0 | 0 | 5120216.3365 | 10496443.4898 | 10758854.5771 | 21012000 | 26375514.4034
PR | PR190 | Eschol Park ZS establishment | 0 | 0 | 0 | 0 | 0 | 0 | 4429200 | 8858400 | 8858400 | 0 | 0 | 0 | 0 | 0 | 0 | 0 | 5264926.9401 | 10793100.2273 | 11062927.733 | 0 | 22146000 | 27120954.9004
PRL | PR248 | Penrith Lakes ZS site acquisition | 0 | 0 | 0 | 0 | 0 | 300000 | 0 | 0 | 0 | 0 | 0 | 0 | 0 | 0 | 0 | 347908.0255 | 0 | 0 | 0 | 0 | 300000 | 347908.0255
PR | PR249 | Establish Penrith Lakes 33/11kV Zone Substation | 0 | 0 | 0 | 0 | 0 | 1571001 | 6284004 | 0 | 0 | 0 | 0 | 0 | 0 | 0 | 0 | 1821879.5197 | 7469706.0308 | 0 | 0 | 0 | 7855005 | 9291585.5505
PR | PR258 | Menangle Park 66/11kV ZS establishment | 4487188 | 8566 | 0 | 0 | 0 | 0 | 0 | 0 | 0 | 0 | 4599367.7 | 8999.6537 | 0 | 0 | 0 | 0 | 0 | 0 | 0 | 0 | 4495754 | 4608367.3537
PR | PR278 | Kemps Creek new BSP associated works | 0 | 0 | 0 | 0 | 0 | 0 | 0 | 1278000 | 1278000 | 0 | 0 | 0 | 0 | 0 | 0 | 0 | 0 | 1557118.903 | 1596046.8756 | 0 | 2556000 | 3153165.7786
PR | PR292 | South Marsden Park (industrial) 132/11kV ZS establishment | 1215012 | 0 | 0 | 0 | 0 | 0 | 0 | 0 | 0 | 0 | 1245387.3 | 0 | 0 | 0 | 0 | 0 | 0 | 0 | 0 | 0 | 1215012 | 1245387.3
PR | PR423 | Maryland ZS establishment | 0 | 4126720 | 8253440 | 8253440 | 0 | 0 | 0 | 0 | 0 | 0 | 0 | 4335635.2 | 8888052.16 | 9110253.464 | 0 | 0 | 0 | 0 | 0 | 0 | 20633600 | 22333940.824
PR | PR425 | Austral ZS establishment (interim initially) | 0 | 3556000 | 0 | 0 | 0 | 0 | 0 | 0 | 0 | 0 | 0 | 3736022.5 | 0 | 0 | 0 | 0 | 0 | 0 | 0 | 0 | 3556000 | 3736022.5
PR | PR427 | Leppington North ZS establishment | 1755910 | 0 | 0 | 0 | 0 | 0 | 0 | 0 | 0 | 0 | 1799807.75 | 0 | 0 | 0 | 0 | 0 | 0 | 0 | 0 | 0 | 1755910 | 1799807.75
PRL | PR430 | North Rossmore ZS site purchase | 0 | 0 | 0 | 3000000 | 0 | 0 | 0 | 0 | 0 | 0 | 0 | 0 | 0 | 3311438.6719 | 0 | 0 | 0 | 0 | 0 | 0 | 3000000 | 3311438.6719
PRL | PR432 | Rossmore ZS site purchase | 0 | 0 | 0 | 0 | 3000000 | 0 | 0 | 0 | 0 | 0 | 0 | 0 | 0 | 0 | 3394224.6387 | 0 | 0 | 0 | 0 | 0 | 3000000 | 3394224.6387
PR | PR433 | Rossmore ZS establishment | 0 | 0 | 0 | 0 | 0 | 0 | 0 | 0 | 0 | 10000000 | 0 | 0 | 0 | 0 | 0 | 0 | 0 | 0 | 0 | 12800845.442 | 10000000 | 12800845.442
PR | PR435 | Catherine Fields North ZS establishment (interim) | 0 | 0 | 0 | 0 | 0 | 0 | 0 | 4291200 | 8582400 | 8582400 | 0 | 0 | 0 | 0 | 0 | 0 | 0 | 5228410.5138 | 10718241.5533 | 10986197.5921 | 21456000 | 26932849.6592
PRL | PR436 | Catherine Fields ZS site purchase | 653024 | 0 | 0 | 0 | 0 | 0 | 0 | 0 | 0 | 0 | 669349.6 | 0 | 0 | 0 | 0 | 0 | 0 | 0 | 0 | 0 | 653024 | 669349.6
PRL | PR438 | North Bringelly ZS site purchase | 0 | 0 | 3500000 | 0 | 0 | 0 | 0 | 0 | 0 | 0 | 0 | 0 | 3769117.1875 | 0 | 0 | 0 | 0 | 0 | 0 | 0 | 3500000 | 3769117.1875
PR | PR439 | North Bringelly ZS establishment | 0 | 0 | 0 | 0 | 0 | 0 | 4420000 | 8840000 | 8840000 | 0 | 0 | 0 | 0 | 0 | 0 | 0 | 5253991.0312 | 10770681.614 | 11039948.6543 | 0 | 22100000 | 27064621.2995
PR | PR444 | Culburra Beach development (33kV fdr and single transformer ZS) | 0 | 0 | 0 | 0 | 0 | 0 | 3832500 | 1916250 | 0 | 0 | 0 | 0 | 0 | 0 | 0 | 0 | 4555638.1509 | 2334764.5524 | 0 | 0 | 5748750 | 6890402.7033
PR | PR499 | Southpipe (Oakdale Estate) ZS 132/11kV establishment | 6347200 | 12694400 | 12694400 | 0 | 0 | 0 | 0 | 0 | 0 | 0 | 6505880 | 13337054 | 13670480.35 | 0 | 0 | 0 | 0 | 0 | 0 | 0 | 31736000 | 33513414.35
PRL | PR602 | Riverstone West site purchase | 0 | 0 | 0 | 0 | 0 | 0 | 0 | 5000000 | 0 | 0 | 0 | 0 | 0 | 0 | 0 | 0 | 0 | 6092014.4875 | 0 | 0 | 5000000 | 6092014.4875
PRL | PR603 | Eschol Park ZS site purchase | 0 | 0 | 0 | 0 | 0 | 0 | 0 | 0 | 0 | 5000000 | 0 | 0 | 0 | 0 | 0 | 0 | 0 | 0 | 0 | 6400422.721 | 5000000 | 6400422.721
PR | PR620 | West Dapto ZS establishment | 0 | 0 | 4085600 | 8171200 | 4671200 | 3500000 | 0 | 0 | 0 | 0 | 0 | 0 | 4399744.3375 | 9019475.8919 | 5285034.0441 | 4058926.9637 | 0 | 0 | 0 | 0 | 20428000 | 22763181.2372
PR | PR653 | Avondale (South West Dapto) 132/11kV ZS establishment | 0 | 0 | 0 | 0 | 0 | 0 | 5000000 | 5000000 | 5000000 | 0 | 0 | 0 | 0 | 0 | 0 | 0 | 5943428.7683 | 6092014.4875 | 6244314.8497 | 0 | 15000000 | 18279758.1056
PR | PR656 | Leppington South ZS establishment (permanent) | 13566645 | 3526693 | 0 | 0 | 0 | 0 | 0 | 0 | 0 | 0 | 13905811.125 | 3705231.8331 | 0 | 0 | 0 | 0 | 0 | 0 | 0 | 0 | 17093338 | 17611042.9581
PR | PR657 | Calderwood ZS establishment (interim initially) | 1476500 | 1476500 | 0 | 0 | 0 | 0 | 0 | 0 | 0 | 0 | 1513412.5 | 1551247.8125 | 0 | 0 | 0 | 0 | 0 | 0 | 0 | 0 | 2953000 | 3064660.3125
PRL | PR659 | Avondale (South West Dapto) 132/11kV Zone Substation establishment site purchase | 0 | 0 | 0 | 0 | 0 | 2500000 | 0 | 0 | 0 | 0 | 0 | 0 | 0 | 0 | 0 | 2899233.5455 | 0 | 0 | 0 | 0 | 2500000 | 2899233.5455
PR | PR673 | Liverpool ZS 11kV switchboard extension & distribution works | 292683 | 0 | 0 | 0 | 0 | 0 | 0 | 0 | 0 | 0 | 300000.075 | 0 | 0 | 0 | 0 | 0 | 0 | 0 | 0 | 0 | 292683 | 300000.075
PR | PR677 | South Penrith Zone Substation | 0 | 0 | 0 | 5826000 | 11652000 | 11652000 | 0 | 0 | 0 | 0 | 0 | 0 | 0 | 6430813.9008 | 13183168.4966 | 13512747.709 | 0 | 0 | 0 | 0 | 29130000 | 33126730.1064
PR | PR698 | Marsden Park (residential) 132/11kV ZS - stage 2 | 3064000 | 3064000 | 0 | 0 | 0 | 0 | 0 | 0 | 0 | 0 | 3140600 | 3219115 | 0 | 0 | 0 | 0 | 0 | 0 | 0 | 0 | 6128000 | 6359715
PR | PR700 | Riverstone east ZS establishment | 0 | 0 | 4085600 | 8171200 | 4671200 | 3500000 | 0 | 0 | 0 | 0 | 0 | 0 | 4399744.3375 | 9019475.8919 | 5285034.0441 | 4058926.9637 | 0 | 0 | 0 | 0 | 20428000 | 22763181.2372
PRL | PR703 | Riverstone East site purchase | 6000000 | 0 | 0 | 0 | 0 | 0 | 0 | 0 | 0 | 0 | 6150000 | 0 | 0 | 0 | 0 | 0 | 0 | 0 | 0 | 0 | 6000000 | 6150000
PRL | PR704 | Oakdale (Southpipe) site purchase | 195122 | 0 | 0 | 0 | 0 | 0 | 0 | 0 | 0 | 0 | 200000.05 | 0 | 0 | 0 | 0 | 0 | 0 | 0 | 0 | 0 | 195122 | 200000.05
PR | PR713 | Box Hill 132/22kV ZS establishment | 7169600 | 14339200 | 14339200 | 0 | 0 | 0 | 0 | 0 | 0 | 0 | 7348840 | 15065122 | 15441750.05 | 0 | 0 | 0 | 0 | 0 | 0 | 0 | 35848000 | 37855712.05
PRL | PR717 | Acquire improved site for West Dapto ZS | 2000000 | 0 | 0 | 0 | 0 | 0 | 0 | 0 | 0 | 0 | 2050000 | 0 | 0 | 0 | 0 | 0 | 0 | 0 | 0 | 0 | 2000000 | 2050000
PR | PR722 | Camellia TS connection works for Ausgrid | 274973 | 104989 | 0 | 0 | 0 | 0 | 0 | 0 | 0 | 0 | 281847.325 | 110304.0681 | 0 | 0 | 0 | 0 | 0 | 0 | 0 | 0 | 379962 | 392151.3931
PR | PR723 | Supply to Luddenham Science Park | 0 | 0 | 0 | 8617000 | 17234000 | 17234000 | 0 | 0 | 0 | 0 | 0 | 0 | 0 | 9511555.6785 | 19498689.141 | 19986156.3695 | 0 | 0 | 0 | 0 | 43085000 | 48996401.189
PR | PR724 | Establish Mt Gilead ZS | 0 | 0 | 4044600 | 8089200 | 4589200 | 3500000 | 0 | 0 | 0 | 0 | 0 | 0 | 4355591.8219 | 8928963.2348 | 5192258.5706 | 4058926.9637 | 0 | 0 | 0 | 0 | 20223000 | 22535740.5911
PR | PR728 | Western Sydney Employment Lands ZS | 0 | 0 | 4517000 | 9034000 | 9034000 | 0 | 0 | 0 | 0 | 0 | 0 | 0 | 4864314.9531 | 9971845.6539 | 10221141.7953 | 0 | 0 | 0 | 0 | 0 | 22585000 | 25057302.4023
PR | PR729 | Cheriton Avenue 3rd transformer | 0 | 0 | 0 | 0 | 0 | 0 | 0 | 0 | 0 | 5520000 | 0 | 0 | 0 | 0 | 0 | 0 | 0 | 0 | 0 | 7066066.684 | 5520000 | 7066066.684
PR | PR732 | Feeder 214/215 contraints | 5140000 | 5140000 | 0 | 0 | 0 | 0 | 0 | 0 | 0 | 0 | 5268500 | 5400212.5 | 0 | 0 | 0 | 0 | 0 | 0 | 0 | 0 | 10280000 | 10668712.5
PR | PR733 | Bringelly ZS augmentation | 0 | 0 | 0 | 0 | 0 | 4264000 | 8528000 | 8528000 | 0 | 0 | 0 | 0 | 0 | 0 | 0 | 4944932.7353 | 10137112.1073 | 10390539.91 | 0 | 0 | 21320000 | 25472584.7525
PR | PR739 | South Gilead (South Campbelltown) | 0 | 0 | 0 | 0 | 0 | 4044600 | 8089200 | 8089200 | 0 | 0 | 0 | 0 | 0 | 0 | 0 | 4690495.9993 | 9615516.7986 | 9855904.7185 | 0 | 0 | 20223000 | 24161917.5164
PR | PR740 | AFIC upgrade Minto, Prospect, Kingswood | 311163 | 0 | 0 | 0 | 0 | 0 | 0 | 0 | 0 | 0 | 318942.075 | 0 | 0 | 0 | 0 | 0 | 0 | 0 | 0 | 0 | 311163 | 318942.075
PR | PR741 | Western Sydney Airport 132kV supply | 0 | 0 | 15509167 | 15509167 | 15509167 | 0 | 0 | 0 | 0 | 0 | 0 | 0 | 16701676.5439 | 17119218.4575 | 17547198.9189 | 0 | 0 | 0 | 0 | 0 | 46527501 | 51368093.9202
PR | PR742 | North Bomaderry ZS establishment | 0 | 0 | 3683200 | 7366400 | 3866400 | 3500000 | 0 | 0 | 0 | 0 | 0 | 0 | 3966403.55 | 8131127.2775 | 4374476.7143 | 4058926.9637 | 0 | 0 | 0 | 0 | 18416000 | 20530934.5056
PR | PR744 | Termeil ZS establishment | 0 | 0 | 0 | 0 | 0 | 3980750 | 3980750 | 0 | 0 | 0 | 0 | 0 | 0 | 0 | 0 | 4616449.5746 | 4731860.8139 | 0 | 0 | 0 | 7961500 | 9348310.3885
PR | PR745 | Austral Permanent ZS establishment | 0 | 0 | 0 | 0 | 0 | 10518500 | 10518500 | 0 | 0 | 0 | 0 | 0 | 0 | 0 | 0 | 12198235.2195 | 12503191.1 | 0 | 0 | 0 | 21037000 | 24701426.3194
PR | PR746 | Sydney University - Western Sydney Employment Lands ZS establishment | 0 | 0 | 0 | 0 | 0 | 0 | 0 | 12256000 | 12256000 | 0 | 0 | 0 | 0 | 0 | 0 | 0 | 0 | 14932745.9119 | 15306064.5597 | 0 | 24512000 | 30238810.4716
PR | PR748 | Establish permanent Catherine Park ZS | 0 | 0 | 0 | 0 | 1900000 | 3800000 | 3800000 | 0 | 0 | 0 | 0 | 0 | 0 | 0 | 2149675.6045 | 4406834.9892 | 4517005.8639 | 0 | 0 | 0 | 9500000 | 11073516.4576
PR | PR749 | Nepean ZS augmentation | 0 | 0 | 0 | 0 | 0 | 0 | 3600000 | 0 | 0 | 0 | 0 | 0 | 0 | 0 | 0 | 0 | 4279268.7132 | 0 | 0 | 0 | 3600000 | 4279268.7132
PR | PR751 | Parklea ZS to Bella Vista ZS load transfer | 0 | 1000000 | 0 | 0 | 0 | 0 | 0 | 0 | 0 | 0 | 0 | 1050625 | 0 | 0 | 0 | 0 | 0 | 0 | 0 | 0 | 1000000 | 1050625
PR | PR752 | Kemps Creek 132kV conversion | 0 | 0 | 0 | 0 | 0 | 0 | 0 | 0 | 0 | 8898000 | 0 | 0 | 0 | 0 | 0 | 0 | 0 | 0 | 0 | 11390192.2743 | 8898000 | 11390192.2743
PR | PR754 | Augment Westmead Zone Substation | 0 | 0 | 0 | 5126500 | 5126500 | 0 | 0 | 0 | 0 | 0 | 0 | 0 | 0 | 5658696.7838 | 5800164.2034 | 0 | 0 | 0 | 0 | 0 | 10253000 | 11458860.9872
PR | PR755 | Narellan ZS busbar augmentation | 0 | 0 | 0 | 0 | 0 | 0 | 7280000 | 0 | 0 | 0 | 0 | 0 | 0 | 0 | 0 | 0 | 8653632.2867 | 0 | 0 | 0 | 7280000 | 8653632.2867
PRL | PR761 | Glenfield Zone Substation site acquisition | 0 | 3000000 | 0 | 0 | 0 | 0 | 0 | 0 | 0 | 0 | 0 | 3151875 | 0 | 0 | 0 | 0 | 0 | 0 | 0 | 0 | 3000000 | 3151875
PR | PR765 | Minto 66kV Reconfiguration | 300000 | 400000 | 0 | 0 | 0 | 0 | 0 | 0 | 0 | 0 | 307500 | 420250 | 0 | 0 | 0 | 0 | 0 | 0 | 0 | 0 | 700000 | 727750
PR | PR766 | Baulkham Hills 132kV bus section CB | 0 | 350000 | 0 | 0 | 0 | 0 | 0 | 0 | 0 | 0 | 0 | 367718.75 | 0 | 0 | 0 | 0 | 0 | 0 | 0 | 0 | 350000 | 367718.75
PR | PR767 | Mt Terry 132kV bus section CB | 0 | 0 | 400000 | 0 | 0 | 0 | 0 | 0 | 0 | 0 | 0 | 0 | 430756.25 | 0 | 0 | 0 | 0 | 0 | 0 | 0 | 400000 | 430756.25
PR | PR768 | Establish Glenfield 66/11kV Zone Substation | 0 | 0 | 0 | 0 | 0 | 0 | 0 | 6220000 | 12440000 | 12440000 | 0 | 0 | 0 | 0 | 0 | 0 | 0 | 7578466.0225 | 15535855.3461 | 15924251.7298 | 31100000 | 39038573.0985
PR | PR769 | Nepean TS 132kV bus section CB | 300000 | 300000 | 0 | 0 | 0 | 0 | 0 | 0 | 0 | 0 | 307500 | 315187.5 | 0 | 0 | 0 | 0 | 0 | 0 | 0 | 0 | 600000 | 622687.5
PS | PS008 | Substation protection relay refurbishment | 4375000 | 4500000 | 4500000 | 4500000 | 4500000 | 4750000 | 4750000 | 4750000 | 4750000 | 4750000 | 4484375 | 4727812.5 | 4846007.8125 | 4967158.0078 | 5091336.958 | 5508543.7365 | 5646257.3299 | 5787413.7632 | 5932099.1073 | 6080401.5849 | 46125000 | 53071405.8001
PS | PS011 | Protection refurbishment (miscellaneous) | 700000 | 700000 | 700000 | 700000 | 700000 | 700000 | 700000 | 700000 | 700000 | 700000 | 717500 | 735437.5 | 753823.4375 | 772669.0234 | 791985.749 | 811785.3927 | 832080.0276 | 852882.0283 | 874204.079 | 896059.1809 | 7000000 | 8038426.4184
PS | PS012 | Distribution feeder safety improvement | 3100000 | 0 | 0 | 0 | 0 | 0 | 0 | 0 | 0 | 0 | 3177500 | 0 | 0 | 0 | 0 | 0 | 0 | 0 | 0 | 0 | 3100000 | 3177500
PS | PS013 | Feeder differential relay replacement | 0 | 330000 | 330000 | 330000 | 330000 | 330000 | 330000 | 330000 | 330000 | 330000 | 0 | 346706.25 | 355373.9062 | 364258.2539 | 373364.7103 | 382698.828 | 392266.2987 | 402072.9562 | 412124.7801 | 422427.8996 | 2970000 | 3451293.883
PS | PS014 | Under frequency load shedding | 550000 | 550000 | 0 | 0 | 0 | 0 | 0 | 0 | 0 | 0 | 563750 | 577843.75 | 0 | 0 | 0 | 0 | 0 | 0 | 0 | 0 | 1100000 | 1141593.75
RC | RC | Reliability compliance | 4000000 | 4000000 | 4000000 | 4000000 | 4000000 | 4000000 | 4000000 | 4000000 | 4000000 | 4000000 | 4100000 | 4202500 | 4307562.5 | 4415251.5625 | 4525632.8516 | 4638773.6729 | 4754743.0147 | 4873611.59 | 4995451.8798 | 5120338.1768 | 40000000 | 45933865.2482
SL | SL001 | Streetlighting growth | 1750000 | 1750000 | 1750000 | 1750000 | 1750000 | 1750000 | 1750000 | 1750000 | 1750000 | 1750000 | 1793750 | 1838593.75 | 1884558.5937 | 1931672.5586 | 1979964.3726 | 2029463.4819 | 2080200.0689 | 2132205.0706 | 2185510.1974 | 2240147.9523 | 17500000 | 20096066.0461
SL | SL002 | Streetlighting refurbishment | 3000000 | 3000000 | 3000000 | 3000000 | 3000000 | 3000000 | 3000000 | 3000000 | 3000000 | 3000000 | 3075000 | 3151875 | 3230671.875 | 3311438.6719 | 3394224.6387 | 3479080.2546 | 3566057.261 | 3655208.6925 | 3746588.9098 | 3840253.6326 | 30000000 | 34450398.9362
SP | SP | Essential spares | 1000000 | 1000000 | 1000000 | 1000000 | 1000000 | 1000000 | 1000000 | 1000000 | 1000000 | 1000000 | 1025000 | 1050625 | 1076890.625 | 1103812.8906 | 1131408.2129 | 1159693.4182 | 1188685.7537 | 1218402.8975 | 1248862.9699 | 1280084.5442 | 10000000 | 11483466.3121
TM | TM012 | Sub-transmission pole replacement | 3720000 | 3720000 | 3720000 | 3720000 | 4920000 | 5540000 | 5540000 | 5540000 | 5540000 | 5540000 | 3813000 | 3908325 | 4006033.125 | 4106183.9531 | 5566528.4074 | 6424701.5369 | 6585319.0753 | 6749952.0522 | 6918700.8535 | 7091668.3748 | 47500000 | 55170412.3783
TM | TM014 | Renewal of 33kV and 66kV gas and oil filled cables | 0 | 0 | 0 | 0 | 0 | 0 | 2250000 | 2250000 | 2250000 | 2250000 | 0 | 0 | 0 | 0 | 0 | 0 | 2674542.9458 | 2741406.5194 | 2809941.6824 | 2880190.2244 | 9000000 | 11106081.372
TM | TM015 | Subtransmission tower replacement | 960000 | 960000 | 960000 | 960000 | 960000 | 1920000 | 1920000 | 1920000 | 1920000 | 1920000 | 984000 | 1008600 | 1033815 | 1059660.375 | 1086151.8844 | 2226611.363 | 2282276.647 | 2339333.5632 | 2397816.9023 | 2457762.3249 | 14400000 | 16876028.0598
TM | TM028 | 132kV oil cable replacement | 0 | 0 | 0 | 0 | 0 | 10200000 | 9900000 | 9900000 | 10200000 | 10200000 | 0 | 0 | 0 | 0 | 0 | 11828872.8658 | 11767988.9613 | 12062188.6853 | 12738402.2935 | 13056862.3508 | 50400000 | 61454315.1567
TM | TM030 | Feeder 7028 replacement | 1600000 | 1600000 | 1600000 | 0 | 0 | 0 | 0 | 0 | 0 | 0 | 1640000 | 1681000 | 1723025 | 0 | 0 | 0 | 0 | 0 | 0 | 0 | 4800000 | 5044025
TM | TM031 | Steel tower asbestos removal | 2812195 | 0 | 0 | 0 | 0 | 0 | 0 | 0 | 0 | 0 | 2882499.875 | 0 | 0 | 0 | 0 | 0 | 0 | 0 | 0 | 0 | 2812195 | 2882499.875
TM | TM033 | Pole top structure/hardware refurbishment (TR) | 1347670 | 1347670 | 1347670 | 1347670 | 1347670 | 1347670 | 1347670 | 1347670 | 1347670 | 1347670 | 1381361.75 | 1415895.7937 | 1451293.1886 | 1487575.5183 | 1524764.9063 | 1562884.0289 | 1601956.1296 | 1642005.0329 | 1683055.1587 | 1725131.5377 | 13476700 | 15475923.0448
TM | TM132 | Sub-transmission pilot cable renewal program | 0 | 0 | 0 | 0 | 0 | 0 | 1115000 | 1115000 | 1115000 | 1115000 | 0 | 0 | 0 | 0 | 0 | 0 | 1325384.6153 | 1358519.2307 | 1392482.2115 | 1427294.2668 | 4460000 | 5503680.3243
TM | TM134 | Wollongong - Port Kembla pilot cable replacement | 0 | 0 | 0 | 0 | 0 | 0 | 1665000 | 1665000 | 1665000 | 1665000 | 0 | 0 | 0 | 0 | 0 | 0 | 1979161.7799 | 2028640.8244 | 2079356.845 | 2131340.7661 | 6660000 | 8218500.2153
TM | TM135 | Optical fibre protection and communication upgrades in the Blue Mountains | 0 | 0 | 0 | 0 | 0 | 0 | 928000 | 928000 | 928000 | 928000 | 0 | 0 | 0 | 0 | 0 | 0 | 1103100.3794 | 1130677.8889 | 1158944.8361 | 1187918.457 | 3712000 | 4580641.5614
TM | TM137 | Optical fibre protection and communication upgrades in the Macarthur area | 0 | 0 | 0 | 0 | 0 | 0 | 908000 | 908000 | 908000 | 908000 | 0 | 0 | 0 | 0 | 0 | 0 | 1079326.6643 | 1106309.8309 | 1133967.5767 | 1162316.7661 | 3632000 | 4481920.8381
TM | TM171 | Replacement of corroded earthwires | 0 | 0 | 0 | 0 | 138000 | 897000 | 897000 | 897000 | 897000 | 897000 | 0 | 0 | 0 | 0 | 156134.3334 | 1040244.9961 | 1066251.121 | 1092907.3991 | 1120230.084 | 1148235.8361 | 4623000 | 5624003.7698
TM | TM172 | Earthwire replacement due to fault rating | 0 | 1000000 | 1000000 | 0 | 0 | 0 | 0 | 0 | 0 | 0 | 0 | 1050625 | 1076890.625 | 0 | 0 | 0 | 0 | 0 | 0 | 0 | 2000000 | 2127515.625
TM | TM174 | Hardex earthwire replacement | 0 | 1000000 | 1000000 | 1000000 | 1000000 | 1000000 | 1000000 | 1000000 | 1000000 | 1000000 | 0 | 1050625 | 1076890.625 | 1103812.8906 | 1131408.2129 | 1159693.4182 | 1188685.7537 | 1218402.8975 | 1248862.9699 | 1280084.5442 | 9000000 | 10458466.3121
TM | TM302 | Oil filled cable auxiliary equipment refurbishment | 0 | 72000 | 0 | 0 | 0 | 0 | 72000 | 0 | 0 | 0 | 0 | 75645 | 0 | 0 | 0 | 0 | 85585.3743 | 0 | 0 | 0 | 144000 | 161230.3743
TM | TM303 | Guilford and Camellia 132kV cables oil testing and flushing | 0 | 90000 | 0 | 0 | 0 | 0 | 90000 | 0 | 0 | 0 | 0 | 94556.25 | 0 | 0 | 0 | 0 | 106981.7178 | 0 | 0 | 0 | 180000 | 201537.9678
TM | TM419 | Future sub-transmission feeder refurbishment works | 0 | 0 | 0 | 0 | 0 | 0 | 0 | 4500000 | 9300000 | 15000000 | 0 | 0 | 0 | 0 | 0 | 0 | 0 | 5482813.0388 | 11614425.6205 | 19201268.1629 | 28800000 | 36298506.8223
TM | TM801 | Steel tower painting program | 0 | 0 | 0 | 0 | 0 | 800000 | 800000 | 800000 | 800000 | 800000 | 0 | 0 | 0 | 0 | 0 | 927754.7346 | 950948.6029 | 974722.318 | 999090.376 | 1024067.6354 | 4000000 | 4876583.6668
TM | TM803 | Steel tower below ground rectification work | 0 | 1500000 | 1500000 | 1500000 | 1500000 | 1500000 | 1500000 | 1200000 | 750000 | 750000 | 0 | 1575937.5 | 1615335.9375 | 1655719.3359 | 1697112.3193 | 1739540.1273 | 1783028.6305 | 1462083.477 | 936647.2275 | 960063.4081 | 11700000 | 13425467.9632
TM | TM805 | Earthing refurbishment of lines 940/941 | 280000 | 280000 | 280000 | 280000 | 20000 | 20000 | 20000 | 20000 | 20000 | 20000 | 287000 | 294175 | 301529.375 | 309067.6094 | 22628.1643 | 23193.8684 | 23773.7151 | 24368.058 | 24977.2594 | 25601.6909 | 1240000 | 1336314.7403
TM | TM809 | Subtransmission line earthing refurbishment | 0 | 600000 | 600000 | 600000 | 600000 | 600000 | 600000 | 600000 | 600000 | 600000 | 0 | 630375 | 646134.375 | 662287.7344 | 678844.9277 | 695816.0509 | 713211.4522 | 731041.7385 | 749317.782 | 768050.7265 | 5400000 | 6275079.7872
TS | TS004 | 132kV circuit breaker replacement | 0 | 0 | 0 | 362000 | 362000 | 362000 | 362000 | 362000 | 362000 | 362000 | 0 | 0 | 0 | 399580.2664 | 409569.7731 | 419809.0174 | 430304.2428 | 441061.8489 | 452088.3951 | 463390.605 | 2534000 | 3015804.1487
TS | TS005 | 33kV circuit breaker replacement | 0 | 0 | 0 | 770000 | 770000 | 1184000 | 1184000 | 1184000 | 1184000 | 1184000 | 0 | 0 | 0 | 849935.9258 | 871184.3239 | 1373077.0072 | 1407403.9323 | 1442589.0307 | 1478653.7564 | 1515620.1003 | 7460000 | 8938464.0766
TS | TS007 | 11kV circuit breaker replacement | 0 | 350000 | 350000 | 0 | 0 | 0 | 0 | 0 | 0 | 0 | 0 | 367718.75 | 376911.7187 | 0 | 0 | 0 | 0 | 0 | 0 | 0 | 700000 | 744630.4688
TS | TS008 | Battery replacement | 520000 | 520000 | 520000 | 520000 | 520000 | 1040000 | 1040000 | 1040000 | 1040000 | 1040000 | 533000 | 546325 | 559983.125 | 573982.7031 | 588332.2707 | 1206081.1549 | 1236233.1838 | 1267139.0134 | 1298817.4887 | 1331287.926 | 7800000 | 9141181.8657
TS | TS009 | Auxiliary switchgear replacement | 0 | 0 | 0 | 282000 | 0 | 282000 | 0 | 0 | 0 | 0 | 0 | 0 | 0 | 311275.2352 | 0 | 327033.5439 | 0 | 0 | 0 | 0 | 564000 | 638308.7791
TS | TS015 | Replacement of surge arrester in zone and sub-transmission substations | 37000 | 118000 | 118000 | 118000 | 50000 | 50000 | 50000 | 50000 | 50000 | 50000 | 37925 | 123973.75 | 127073.0937 | 130249.9211 | 56570.4106 | 57984.6709 | 59434.2877 | 60920.1449 | 62443.1485 | 64004.2272 | 691000 | 780578.6547
TS | TS016 | VT and CT replacement | 0 | 0 | 0 | 698000 | 698000 | 698000 | 698000 | 698000 | 698000 | 698000 | 0 | 0 | 0 | 770461.3977 | 789722.9326 | 809466.0059 | 829702.6561 | 850445.2225 | 871706.353 | 893499.0118 | 4886000 | 5815003.5796
TS | TS024 | Building and amenities refurbishment | 1500000 | 1500000 | 1500000 | 1500000 | 1500000 | 2000000 | 2000000 | 2000000 | 2000000 | 2000000 | 1537500 | 1575937.5 | 1615335.9375 | 1655719.3359 | 1697112.3193 | 2319386.8364 | 2377371.5073 | 2436805.795 | 2497725.9399 | 2560169.0884 | 17500000 | 20273064.2598
TS | TS025 | Asbestos and other hazardous material reporting, management and removal | 89000 | 450000 | 450000 | 518000 | 520000 | 539000 | 450000 | 450000 | 518000 | 520000 | 91225 | 472781.25 | 484600.7812 | 571775.0773 | 588332.2707 | 625074.7524 | 534908.5892 | 548281.3039 | 646911.0184 | 665643.963 | 4504000 | 5229534.0062
TS | TS026 | Noise attenuation in ZS and TS | 0 | 0 | 1000000 | 0 | 1000000 | 0 | 1000000 | 0 | 1000000 | 0 | 0 | 0 | 1076890.625 | 0 | 1131408.2129 | 0 | 1188685.7537 | 0 | 1248862.9699 | 0 | 4000000 | 4645847.5615
TS | TS027 | Substation switchyard lighting improvement | 110000 | 110000 | 110000 | 110000 | 110000 | 110000 | 110000 | 110000 | 110000 | 110000 | 112750 | 115568.75 | 118457.9687 | 121419.418 | 124454.9034 | 127566.276 | 130755.4329 | 134024.3187 | 137374.9267 | 140809.2999 | 1100000 | 1263181.2943
TS | TS031 | Substation safety fence upgrade program | 100000 | 100000 | 100000 | 100000 | 100000 | 100000 | 100000 | 100000 | 100000 | 100000 | 102500 | 105062.5 | 107689.0625 | 110381.2891 | 113140.8213 | 115969.3418 | 118868.5754 | 121840.2898 | 124886.297 | 128008.4544 | 1000000 | 1148346.6312
TS | TS032 | Substation security systems | 150000 | 150000 | 150000 | 0 | 0 | 0 | 0 | 0 | 0 | 0 | 153750 | 157593.75 | 161533.5937 | 0 | 0 | 0 | 0 | 0 | 0 | 0 | 450000 | 472877.3438
TS | TS033 | Substation fire hydrant installations | 200000 | 200000 | 200000 | 200000 | 200000 | 200000 | 200000 | 200000 | 200000 | 200000 | 205000 | 210125 | 215378.125 | 220762.5781 | 226281.6426 | 231938.6836 | 237737.1507 | 243680.5795 | 249772.594 | 256016.9088 | 2000000 | 2296693.2624
TS | TS034 | Substation deluge showers and fire blankets | 160000 | 160000 | 160000 | 160000 | 160000 | 160000 | 160000 | 160000 | 160000 | 160000 | 164000 | 168100 | 172302.5 | 176610.0625 | 181025.3141 | 185550.9469 | 190189.7206 | 194944.4636 | 199818.0752 | 204813.5271 | 1600000 | 1837354.6099
TS | TS035 | Substation oil containment program - bund walls | 70000 | 70000 | 70000 | 70000 | 70000 | 70000 | 70000 | 70000 | 70000 | 70000 | 71750 | 73543.75 | 75382.3437 | 77266.9023 | 79198.5749 | 81178.5393 | 83208.0028 | 85288.2028 | 87420.4079 | 89605.9181 | 700000 | 803842.6418
TS | TS036 | Substation earthing | 340000 | 408000 | 0 | 0 | 0 | 0 | 0 | 0 | 0 | 0 | 348500 | 428655 | 0 | 0 | 0 | 0 | 0 | 0 | 0 | 0 | 748000 | 777155
TS | TS049 | Tunnelboard refurbishment | 0 | 0 | 0 | 45000 | 45000 | 0 | 0 | 0 | 45000 | 45000 | 0 | 0 | 0 | 49671.5801 | 50913.3696 | 0 | 0 | 0 | 56198.8336 | 57603.8045 | 180000 | 214387.5878
TS | TS055 | 66kV circuit breaker replacement | 258000 | 258000 | 0 | 0 | 0 | 258000 | 258000 | 258000 | 258000 | 258000 | 264450 | 271061.25 | 0 | 0 | 0 | 299200.9019 | 306680.9244 | 314347.9476 | 322206.6462 | 330261.8124 | 1806000 | 2108209.4826
TS | TS086 | Busbar support and isolator replacement | 0 | 94500 | 94500 | 94500 | 94500 | 94500 | 94500 | 94500 | 94500 | 94500 | 0 | 99284.0625 | 101766.1641 | 104310.3182 | 106918.0761 | 109591.028 | 112330.8037 | 115139.0738 | 118017.5507 | 120967.9894 | 850500 | 988325.0665
TS | TS116 | Roof refurbishment for control and switch rooms | 1500000 | 1500000 | 1500000 | 1500000 | 1500000 | 1500000 | 1500000 | 1500000 | 1500000 | 1500000 | 1537500 | 1575937.5 | 1615335.9375 | 1655719.3359 | 1697112.3193 | 1739540.1273 | 1783028.6305 | 1827604.3463 | 1873294.4549 | 1920126.8163 | 15000000 | 17225199.4681
TS | TS144 | Substation fire stopping measures | 66000 | 66000 | 66000 | 66000 | 66000 | 66000 | 66000 | 66000 | 66000 | 66000 | 67650 | 69341.25 | 71074.7812 | 72851.6508 | 74672.9421 | 76539.7656 | 78453.2597 | 80414.5912 | 82424.956 | 84485.5799 | 660000 | 757908.7766
TS | TS146 | Marayong Zone Substation renewal | 8204878 | 1829077 | 0 | 0 | 0 | 0 | 0 | 0 | 0 | 0 | 8409999.95 | 1921674.0231 | 0 | 0 | 0 | 0 | 0 | 0 | 0 | 0 | 10033955 | 10331673.9731
TS | TS155 | Sussex Inlet Zone Substation - stage 2 renewal | 1678556 | 37345 | 0 | 0 | 0 | 0 | 0 | 0 | 0 | 0 | 1720519.9 | 39235.5906 | 0 | 0 | 0 | 0 | 0 | 0 | 0 | 0 | 1715901 | 1759755.4906
TS | TS167 | Carlingford Transmission Substation control building replacement | 0 | 4500000 | 4500000 | 4500000 | 0 | 0 | 0 | 0 | 0 | 0 | 0 | 4727812.5 | 4846007.8125 | 4967158.0078 | 0 | 0 | 0 | 0 | 0 | 0 | 13500000 | 14540978.3203
TS | TS173 | 11kV switchboard truck replacement program | 3648000 | 3648000 | 3648000 | 2928000 | 2928000 | 2928000 | 2928000 | 2928000 | 0 | 0 | 3739200 | 3832680 | 3928497 | 3231964.1437 | 3312763.2473 | 3395582.3285 | 3480471.8867 | 3567483.6839 | 0 | 0 | 25584000 | 28488642.2903
TS | TS177 | Substation battery duplication | 0 | 918000 | 765000 | 0 | 0 | 0 | 0 | 0 | 0 | 0 | 0 | 964473.75 | 823821.3281 | 0 | 0 | 0 | 0 | 0 | 0 | 0 | 1683000 | 1788295.0781
TS | TS180 | Transformer fire wall installation | 0 | 600000 | 600000 | 600000 | 600000 | 600000 | 600000 | 600000 | 600000 | 600000 | 0 | 630375 | 646134.375 | 662287.7344 | 678844.9277 | 695816.0509 | 713211.4522 | 731041.7385 | 749317.782 | 768050.7265 | 5400000 | 6275079.7872
TS | TS199 | Future sub-transmission substation renewal programs | 0 | 0 | 0 | 0 | 0 | 0 | 0 | 4500000 | 9300000 | 15000000 | 0 | 0 | 0 | 0 | 0 | 0 | 0 | 5482813.0388 | 11614425.6205 | 19201268.1629 | 28800000 | 36298506.8223
TS | TS600 | Power transformer replacement | 1700000 | 11600000 | 7500000 | 11000000 | 11100000 | 12700000 | 12700000 | 12700000 | 12700000 | 12700000 | 1742500 | 12187250 | 8076679.6875 | 12141941.7969 | 12558631.1631 | 14728106.4113 | 15096309.0716 | 15473716.7984 | 15860559.7183 | 16257073.7113 | 106400000 | 124122768.3584
TS | TS616 | Camellia TS transformer replacement and 33kV busbar rearrangement | 332642 | 0 | 0 | 0 | 0 | 0 | 0 | 0 | 0 | 0 | 340958.05 | 0 | 0 | 0 | 0 | 0 | 0 | 0 | 0 | 0 | 332642 | 340958.05
TS | TS617 | Prospect ZS transformer replacement | 29268 | 0 | 0 | 0 | 0 | 0 | 0 | 0 | 0 | 0 | 29999.7 | 0 | 0 | 0 | 0 | 0 | 0 | 0 | 0 | 0 | 29268 | 29999.7
TS | TS618 | Albion Park ZS transformer replacement | 1577261 | 0 | 0 | 0 | 0 | 0 | 0 | 0 | 0 | 0 | 1616692.525 | 0 | 0 | 0 | 0 | 0 | 0 | 0 | 0 | 0 | 1577261 | 1616692.525
TS | TS620 | Minto 66/11kV No 1 transformer replacement | 1080563 | 0 | 0 | 0 | 0 | 0 | 0 | 0 | 0 | 0 | 1107577.075 | 0 | 0 | 0 | 0 | 0 | 0 | 0 | 0 | 0 | 1080563 | 1107577.075
TS | TS700 | 11kV zone substation switchboard replacement | 0 | 4000000 | 4000000 | 8000000 | 12000000 | 4000000 | 4000000 | 4000000 | 4000000 | 4000000 | 0 | 4202500 | 4307562.5 | 8830503.125 | 13576898.5547 | 4638773.6729 | 4754743.0147 | 4873611.59 | 4995451.8798 | 5120338.1768 | 48000000 | 55300382.5138
TS | TS701 | North Rocks ZS 11kV switchboard replacement | 777546 | 36169 | 0 | 0 | 0 | 0 | 0 | 0 | 0 | 0 | 796984.65 | 38000.0556 | 0 | 0 | 0 | 0 | 0 | 0 | 0 | 0 | 813715 | 834984.7056
TS | TS702 | Kellyville ZS 11kV switchboard replacement | 953171 | 265366 | 0 | 0 | 0 | 0 | 0 | 0 | 0 | 0 | 977000.275 | 278800.1537 | 0 | 0 | 0 | 0 | 0 | 0 | 0 | 0 | 1218537 | 1255800.4287
TS | TS703 | Horsley Park ZS 11kV switchboard replacement | 424390 | 0 | 0 | 0 | 0 | 0 | 0 | 0 | 0 | 0 | 434999.75 | 0 | 0 | 0 | 0 | 0 | 0 | 0 | 0 | 0 | 424390 | 434999.75
TS | TS704 | Port Central ZS 11kV switchboard replacement | 488652 | 0 | 0 | 0 | 0 | 0 | 0 | 0 | 0 | 0 | 500868.3 | 0 | 0 | 0 | 0 | 0 | 0 | 0 | 0 | 0 | 488652 | 500868.3
UR | UR | Underground residential | 21659051 | 14600685 | 11758786 | 11056595 | 10803669 | 10803669 | 10803669 | 10803669 | 10803669 | 10803669 | 22200527.275 | 15339844.6781 | 12662926.4048 | 12204412.0874 | 12223359.836 | 12528943.8319 | 12842167.4276 | 13163221.6133 | 13492302.1537 | 13829609.7075 | 123897131 | 140487315.0153
| SW | Network Switching | 6283900.8865 | 6382175.5445 | 6686467.7532 | 6495126.3573 | 6714861.5396 | 7423719.2767 | 7683873.5145 | 7944102.7058 | 8085985.7683 | 8183178.6979 | 6440998.4086 | 6705273.1814 | 7200594.4377 | 7169404.1994 | 7597249.4943 | 8609238.3838 | 9133710.9797 | 9679117.7549 | 10098288.2016 | 10475160.5735 | 71883392.0442 | 83109035.6151
| OH | Capitalised Overheads | 73106139.0812 | 73273110.1037 | 73775204.5564 | 73462071.757 | 73820942.4206 | 76860996.0999 | 77233408.4879 | 77593252.7624 | 77784338.9426 | 78058962.8601 | 74933792.5582 | 76982561.3027 | 79447826.1443 | 81088381.7774 | 83521620.538 | 89135191.2943 | 91806252.3768 | 94539843.993 | 97141980.5473 | 99922071.8932 | 754968427.0719 | 868519522.4252
|  | Total | 310008445.9677 | 306048021.6482 | 321003320.3096 | 332977979.1143 | 331113762.9602 | 336673384.3766 | 346444811.0024 | 374694981.4683 | 395568189.7109 | 407936515.558 | 317758657.1169 | 321541702.7441 | 345685466.2352 | 367545385.6407 | 374624830.8143 | 390437907.9489 | 411814011.2709 | 456529451.1034 | 494010464.2192 | 522193228.5791 | 3462469412.1161 | 4002141105.6727
|  | Check | OK | OK | OK | OK | OK | OK | OK | OK | OK | OK | OK | OK | OK | OK | OK | OK | OK | OK | OK | OK

## Division Lvl
ID | Description | Division | FY15 (R) | FY16 (R) | FY17 (R) | FY18 (R) | FY19 (R) | FY20 (R) | FY21 (R) | FY22 (R) | FY23 (R) | FY24 (R) | FY25 (R) | FY26 (R) | FY27 (R) | FY28 (R) | FY29 (R) | FY15 (N) | FY16 (N) | FY17 (N) | FY18 (N) | FY19 (N) | FY20 (N) | FY21 (N) | FY22 (N) | FY23 (N) | FY24 (N) | FY25 (N) | FY26 (N) | FY27 (N) | FY28 (N) | FY29 (N) | Reg Tot (R) | SAMP Tot (R) | Reg Tot (N) | SAMP Tot (N) | Rank | Wgt Rank | Percentage | Code | Plantname | Category | Type | Classification | RAB Category
AG | Automation - operational/capacity risk | Program - Short Term Need | 0 | 0 | 0 | 0 | 0 | 300000 | 300000 | 300000 | 300000 | 300000 | 300000 | 300000 | 300000 | 300000 | 300000 | 0 | 0 | 0 | 0 | 0 | 307500 | 315187.5 | 323067.1875 | 331143.8672 | 339422.4639 | 347908.0255 | 356605.7261 | 365520.8693 | 374658.891 | 384025.3633 | 1500000 | 3000000 | 1616321.0186 | 3445039.8936 | 190 | 2850 | 65.71% | AG | AGs | Augex | Std | Std | Substations
AR | Asset relocation | Program - Short Term Need | 2733942.8635 | 1668163.1086 | 1595295.129 | 1944069.7658 | 1670000 | 1623650 | 1563851 | 1542485 | 1535001 | 1533069 | 1533069 | 1533069 | 1533069 | 1533069 | 1533069 | 2476817.3 | 1549055.28 | 1518424.87 | 1896653.43 | 1670000 | 1664241.25 | 1643020.9569 | 1661087.6357 | 1694353.8909 | 1734526.8575 | 1777890.029 | 1822337.2797 | 1867895.7117 | 1914593.1045 | 1962457.9321 | 7798056 | 15463401 | 8397230.591 | 17742404.6479 | 140 | 2100 | 77.81% | AR | ARs | Connections | Std | Std | Distribution lines and cables
AU002 | Transmission substation SCADA upgrade | Program - Short Term Need | 305769.3723 | 886.2271 | 0 | 0 | 0 | 0 | 0 | 0 | 0 | 0 | 0 | 0 | 0 | 0 | 0 | 277011.96 | 822.95 | 0 | 0 | 0 | 0 | 0 | 0 | 0 | 0 | 0 | 0 | 0 | 0 | 0 | 0 | 0 | 0 | 0 |  | 4950 | 12.48% | AU | AU002s | Repex | Std | Unallocated | Unallocated
AU004 | Substation SCADA RTU replacement | Program - Short Term Need | 116685.5287 | 1122999.6894 | 1111472.3986 | 2960666.2417 | 714162 | 2180000 | 2180000 | 2180000 | 2180000 | 2180000 | 2180000 | 2180000 | 2180000 | 2180000 | 2180000 | 105711.33 | 1042816.85 | 1057915.43 | 2888454.87 | 714162 | 2234500 | 2290362.5 | 2347621.5625 | 2406312.1016 | 2466469.9041 | 2528131.6517 | 2591334.943 | 2656118.3166 | 2722521.2745 | 2790584.3063 | 10900000 | 21800000 | 11745266.0682 | 25033956.5603 | 220 | 3300 | 53.99% | AU | AU004s | Repex | Std | Std | Substations
AU008 | Western Sydney Ramtel SCADA upgrades | Program - Short Term Need | 0 | 24273.9654 | 0 | 0 | 0 | 0 | 0 | 0 | 0 | 0 | 0 | 0 | 0 | 0 | 0 | 0 | 22540.79 | 0 | 0 | 0 | 0 | 0 | 0 | 0 | 0 | 0 | 0 | 0 | 0 | 0 | 0 | 0 | 0 | 0 |  | 4950 | 12.48% | AU | AU008s | Repex | Std | Unallocated | Unallocated
AU013 | SCADA master station development software | Program - Short Term Need | 1686876.2209 | 557786.4943 | 812095.6702 | 1213077.5883 | 978004 | 1110000 | 1110000 | 2110000 | 2110000 | 1110000 | 1110000 | 1110000 | 2110000 | 2110000 | 1110000 | 1528226.6 | 517960.21 | 772964.35 | 1183490.33 | 978004 | 1137750 | 1166193.75 | 2272239.2187 | 2329045.1992 | 1255863.1163 | 1287259.6942 | 1319441.1866 | 2570830.1137 | 2635100.8666 | 1420893.8441 | 7550000 | 15100000 | 8161091.2843 | 17394616.9895 | 310 | 4650 | 20.88% | AU | AU013s | Repex | Std | Std | Substations
AU014 | SCADA substation refurbishments | Program - Short Term Need | 822.3737 | 0 | 0 | 0 | 0 | 0 | 0 | 0 | 0 | 0 | 0 | 0 | 0 | 0 | 0 | 745.03 | 0 | 0 | 0 | 0 | 0 | 0 | 0 | 0 | 0 | 0 | 0 | 0 | 0 | 0 | 0 | 0 | 0 | 0 |  | 4950 | 12.48% | AU | AU014s | Repex | Std | Unallocated | Unallocated
AU016 | PM121 (MD1000) MD3 to DNP3 conversion | Program - Short Term Need | 19982.1371 | 0 | 0 | 0 | 0 | 0 | 0 | 0 | 0 | 0 | 0 | 0 | 0 | 0 | 0 | 18102.83 | 0 | 0 | 0 | 0 | 0 | 0 | 0 | 0 | 0 | 0 | 0 | 0 | 0 | 0 | 0 | 0 | 0 | 0 |  | 2250 | 70.42% | AU | AU016s | Repex | Std | Std | Substations
AU017 | AFIC availability and SCADA control | Program - Short Term Need | 41352.9371 | 44085.2638 | 0 | 0 | 0 | 0 | 0 | 0 | 0 | 0 | 0 | 0 | 0 | 0 | 0 | 37463.72 | 40937.55 | 0 | 0 | 0 | 0 | 0 | 0 | 0 | 0 | 0 | 0 | 0 | 0 | 0 | 0 | 0 | 0 | 0 |  | 4950 | 12.48% | AU | AU017s | Repex | Std | Unallocated | Unallocated
CC002 | Communications development SCADA | Program - Short Term Need | 793146.5849 | 621496.9374 | 877149.2145 | 1503248.6922 | 515765.25 | 625000 | 525000 | 525000 | 525000 | 525000 | 450000 | 450000 | 450000 | 450000 | 450000 | 718551.66 | 577121.69 | 834883.25 | 1466584.09 | 515765.25 | 640625 | 551578.125 | 565367.5781 | 579501.7676 | 593989.3118 | 521862.0382 | 534908.5892 | 548281.3039 | 561988.3365 | 576038.0449 | 2725000 | 4975000 | 2931061.7825 | 5674140.0951 | 150 | 2250 | 70.42% | CC | CC002s | Repex | Std | Std | Communications
CC007 | SCADA radio repeaters | Program - Short Term Need | 461807.1552 | 572788.3237 | 645775.2294 | 1193470.2095 | 692279.51 | 880000 | 840000 | 850000 | 690000 | 640000 | 740000 | 620000 | 610000 | 590000 | 490000 | 418374.49 | 531890.9 | 614658.16 | 1164361.18 | 692279.51 | 902000 | 882525 | 915357.0312 | 761630.8945 | 724101.2562 | 858173.1295 | 736985.1673 | 743225.7675 | 736829.1523 | 627241.4267 | 3900000 | 6950000 | 4185614.182 | 7888068.8252 | 270 | 4050 | 37% | CC | CC007s | Repex | Std | Std | Communications
CC020 | Microwave refurbishment and extension | Program - Short Term Need | 732876.6239 | 569554.2381 | 1222197.7674 | 1155336.745 | 418230.73 | 670000 | 670000 | 490000 | 430000 | 280000 | 940000 | 1550000 | 1230000 | 1520000 | 930000 | 663950.05 | 528887.73 | 1163305.43 | 1127157.8 | 418230.73 | 686750 | 703918.75 | 527676.4062 | 474639.543 | 316794.2996 | 1090111.8131 | 1842462.9182 | 1498635.5639 | 1898271.7143 | 1190478.6261 | 2540000 | 8710000 | 2709778.9988 | 10229739.6345 | 230 | 3450 | 50.98% | CC | CC020s | Repex | Std | Std | Communications
DS002 | Pole substation refurbishment | Program - Short Term Need | 1318579.3584 | 1181006.909 | 447305.2747 | 349933.934 | 740000 | 700000 | 700000 | 700000 | 750000 | 800000 | 800000 | 800000 | 800000 | 800000 | 800000 | 1194567.82 | 1096682.32 | 425751.6 | 341398.96 | 740000 | 717500 | 735437.5 | 753823.4375 | 827859.668 | 905126.5703 | 927754.7346 | 950948.6029 | 974722.318 | 999090.376 | 1024067.6354 | 3650000 | 7650000 | 3939747.1758 | 8816330.8426 | 280 | 4200 | 36.07% | DS | DS002s | Repex | Std | Std | Transformers
DS003 | Distribution substation refurbishment | Program - Short Term Need | 0 | 0 | 2661.2436 | 35397.9752 | 0 | 0 | 0 | 0 | 0 | 0 | 0 | 0 | 0 | 0 | 0 | 0 | 0 | 2533.01 | 34534.61 | 0 | 0 | 0 | 0 | 0 | 0 | 0 | 0 | 0 | 0 | 0 | 0 | 0 | 0 | 0 |  | 4950 | 12.48% | DS | DS003s | Repex | Std | Std | Substations
DS004 | Distribution mains refurbishment | Program - Short Term Need | 0 | 0 | 246286.1362 | 24466.0735 | 0 | 0 | 0 | 0 | 0 | 0 | 0 | 0 | 0 | 0 | 0 | 0 | 0 | 234418.69 | 23869.34 | 0 | 0 | 0 | 0 | 0 | 0 | 0 | 0 | 0 | 0 | 0 | 0 | 0 | 0 | 0 |  | 4950 | 12.48% | DS | DS004s | Repex | Std | Std | Distribution lines and cables
DS005 | Distribution pole replacement | Program - Short Term Need | 13908946.5661 | 9461723.0064 | 10401856.7061 | 19777878.7362 | 10800000 | 11330000 | 12100000 | 12870000 | 13640000 | 14410000 | 15180000 | 16720000 | 17490000 | 17490000 | 17490000 | 12600819.11 | 8786150.41 | 9900636.96 | 19295491.45 | 10800000 | 11613250 | 12712562.5 | 13859582.3437 | 15056007.8281 | 16303592.3478 | 17604146.0885 | 19874825.8013 | 21309866.6774 | 21842613.3444 | 22388678.678 | 64350000 | 148720000 | 69544995.0196 | 172565125.6093 | 310 | 4650 | 20.88% | DS | DS005s | Repex | Std | Std | Distribution lines and cables
DS006 | LV CONSAC cable replacement | Program - Short Term Need | 8248472.0254 | 5793141.8077 | 1645048.1063 | 7980857.1935 | 6053654 | 6750000 | 7500000 | 9750000 | 9750000 | 11250000 | 11250000 | 11250000 | 11250000 | 11250000 | 11250000 | 7472708.55 | 5379508.07 | 1565780.47 | 7786202.14 | 6053654 | 6918750 | 7879687.5 | 10499683.5937 | 10762175.6836 | 12728342.395 | 13046550.9549 | 13372714.7288 | 13707032.597 | 14049708.4119 | 14400951.1222 | 45000000 | 101250000 | 48788639.1724 | 117365596.9871 | 230 | 3450 | 50.98% | DS | DS006s | Repex | Std | Std | Distribution lines and cables
DS006 | LV CONSAC cable replacement | Program - Medium Term Need | 0 | 0 | 0 | 0 | 0 | 0 | 0 | 0 | 0 | 0 | 0 | 750000 | 750000 | 750000 | 750000 | 0 | 0 | 0 | 0 | 0 | 0 | 0 | 0 | 0 | 0 | 0 | 891514.3153 | 913802.1731 | 936647.2275 | 960063.4081 | 0 | 3000000 | 0 | 3702027.124 | 230 | 2300 | 69.32% | DS | DS006m | Repex | Std | Std | Distribution lines and cables
DS006 | LV CONSAC cable replacement | Program - Long Term Need | 0 | 0 | 0 | 0 | 0 | 0 | 0 | 0 | 0 | 0 | 0 | 0 | 0 | 750000 | 750000 | 0 | 0 | 0 | 0 | 0 | 0 | 0 | 0 | 0 | 0 | 0 | 0 | 0 | 936647.2275 | 960063.4081 | 0 | 1500000 | 0 | 1896710.6356 | 230 | 1150 | 94.51% | DS | DS006l | Repex | Std | Std | Distribution lines and cables
DS007 | Service wire replacement program | Program - Short Term Need | 12405507.8988 | 11672784.7041 | 15089577.4927 | 14430746.9272 | 4489678.5 | 9200000 | 9300000 | 9300000 | 9450000 | 9800000 | 9800000 | 9800000 | 9800000 | 9800000 | 9800000 | 11238777.88 | 10839341 | 14362477.09 | 14078777.49 | 4489678.5 | 9430000 | 9770812.5 | 10015082.8125 | 10431031.8164 | 11087800.4863 | 11364995.4985 | 11649120.3859 | 11940348.3956 | 12238857.1055 | 12544828.5331 | 47050000 | 96050000 | 50734727.6152 | 110472877.5339 | 300 | 4500 | 25.39% | DS | DS007s | Repex | Std | Std | Low Voltage lines and cables
DS007 | Service wire replacement program | Program - Medium Term Need | 0 | 0 | 0 | 0 | 0 | 0 | 0 | 0 | 0 | 0 | 0 | 500000 | 500000 | 500000 | 500000 | 0 | 0 | 0 | 0 | 0 | 0 | 0 | 0 | 0 | 0 | 0 | 594342.8768 | 609201.4488 | 624431.485 | 640042.2721 | 0 | 2000000 | 0 | 2468018.0827 | 300 | 3000 | 58.17% | DS | DS007m | Repex | Std | Std | Low Voltage lines and cables
DS007 | Service wire replacement program | Program - Long Term Need | 0 | 0 | 0 | 0 | 0 | 0 | 0 | 0 | 0 | 0 | 0 | 0 | 0 | 500000 | 500000 | 0 | 0 | 0 | 0 | 0 | 0 | 0 | 0 | 0 | 0 | 0 | 0 | 0 | 624431.485 | 640042.2721 | 0 | 1000000 | 0 | 1264473.7571 | 300 | 1500 | 92.23% | DS | DS007l | Repex | Std | Std | Low Voltage lines and cables
DS008 | Traffic black spot remediation | Program - Short Term Need | 1296459.3896 | 640607.9769 | 973021.9607 | 855722.1827 | 917955.5 | 1000000 | 1000000 | 1000000 | 1000000 | 1000000 | 1000000 | 1000000 | 1000000 | 1000000 | 1000000 | 1174528.22 | 594868.19 | 926136.31 | 834850.91 | 917955.5 | 1025000 | 1050625 | 1076890.625 | 1103812.8906 | 1131408.2129 | 1159693.4182 | 1188685.7537 | 1218402.8975 | 1248862.9699 | 1280084.5442 | 5000000 | 10000000 | 5387736.7285 | 11483466.3121 | 150 | 2250 | 70.42% | DS | DS008s | Repex | Std | Std | Distribution lines and cables
DS009 | Reliability focused distribution mains renewal | Program - Short Term Need | 1298565.4426 | 1143448.7654 | 19752.3699 | 0 | 0 | 0 | 0 | 0 | 0 | 0 | 0 | 0 | 0 | 0 | 0 | 1176436.2 | 1061805.85 | 18800.59 | 0 | 0 | 0 | 0 | 0 | 0 | 0 | 0 | 0 | 0 | 0 | 0 | 0 | 0 | 0 | 0 |  | 3750 | 38.4% | DS | DS009s | Repex | Std | Std | Distribution lines and cables
DS011 | HV distribution steel mains replacement | Program - Short Term Need | 8201639.0657 | 7405988.7494 | 7539224.5365 | 3588956.2687 | 4367566 | 3696000 | 4312000 | 5236000 | 5390000 | 6006000 | 6006000 | 6006000 | 6006000 | 6006000 | 6006000 | 7430280.2 | 6877196.79 | 7175942.45 | 3501420.75 | 4367566 | 3788400 | 4530295 | 5638599.3125 | 5949551.4805 | 6795237.7266 | 6965118.6698 | 7139246.6365 | 7317727.8024 | 7500670.9975 | 7688187.7724 | 24640000 | 54670000 | 26702083.5196 | 63313035.3983 | 280 | 4200 | 36.07% | DS | DS011s | Repex | Std | Std | Distribution lines and cables
DS012 | HV porcelain expulsion drop-out fuse replacement program | Program - Short Term Need | 208513.8645 | 791133.1855 | 892188.239 | 559284.567 | 3383.53 | 0 | 0 | 0 | 0 | 0 | 0 | 0 | 0 | 0 | 0 | 188903.27 | 734645.81 | 849197.61 | 545643.48 | 3383.53 | 0 | 0 | 0 | 0 | 0 | 0 | 0 | 0 | 0 | 0 | 0 | 0 | 0 | 0 |  | 4800 | 12.48% | DS | DS012s | Repex | Std | Std | Distribution lines and cables
DS014 | LV cable network renewal | Program - Short Term Need | 0 | 0 | 0 | 179634.899 | 213.75 | 0 | 1300000 | 1300000 | 1300000 | 1300000 | 1300000 | 1300000 | 1300000 | 1300000 | 1300000 | 0 | 0 | 0 | 175253.56 | 213.75 | 0 | 1365812.5 | 1399957.8125 | 1434956.7578 | 1470830.6768 | 1507601.4437 | 1545291.4798 | 1583923.7668 | 1623521.8609 | 1664109.9075 | 5200000 | 11700000 | 5671557.7471 | 13596006.2057 | 230 | 3450 | 50.98% | DS | DS014s | Repex | Std | Std | Low Voltage lines and cables
DS301 | Ground substation refurbishment program | Program - Short Term Need | 3149598.4758 | 1420775.2282 | 591244.661 | 1554908.846 | 504882.99 | 510000 | 510000 | 510000 | 510000 | 510000 | 510000 | 510000 | 510000 | 510000 | 510000 | 2853380.77 | 1319331.04 | 562755.18 | 1516984.24 | 504882.99 | 522750 | 535818.75 | 549214.2187 | 562944.5742 | 577018.1886 | 591443.6433 | 606229.7344 | 621385.4777 | 636920.1147 | 652843.1175 | 2550000 | 5100000 | 2747745.7315 | 5856567.8191 | 240 | 3600 | 42.42% | DS | DS301s | Repex | Std | Std | Substations
DS301 | Ground substation refurbishment program | Program - Medium Term Need | 0 | 0 | 0 | 0 | 0 | 0 | 0 | 340000 | 340000 | 510000 | 510000 | 510000 | 510000 | 510000 | 510000 | 0 | 0 | 0 | 0 | 0 | 0 | 0 | 366142.8125 | 375296.3828 | 577018.1886 | 591443.6433 | 606229.7344 | 621385.4777 | 636920.1147 | 652843.1175 | 1190000 | 3740000 | 1318457.3839 | 4427279.4715 | 240 | 2400 | 69.32% | DS | DS301m | Repex | Std | Std | Substations
DS301 | Ground substation refurbishment program | Program - Long Term Need | 0 | 0 | 0 | 0 | 0 | 0 | 0 | 0 | 0 | 0 | 255000 | 255000 | 255000 | 255000 | 255000 | 0 | 0 | 0 | 0 | 0 | 0 | 0 | 0 | 0 | 0 | 295721.8216 | 303114.8672 | 310692.7389 | 318460.0573 | 326421.5588 | 0 | 1275000 | 0 | 1554411.0438 | 240 | 1200 | 94.51% | DS | DS301l | Repex | Std | Std | Substations
DS302 | Distribution transformer replacement program | Program - Short Term Need | 2440045.5507 | 1714624.1547 | 1452056.5937 | 1871701.045 | 1169485.63 | 1125000 | 1125000 | 1125000 | 1437500 | 1437500 | 1437500 | 1437500 | 1437500 | 1437500 | 1437500 | 2210560.84 | 1592198.98 | 1382088.37 | 1826049.8 | 1169485.63 | 1153125 | 1181953.125 | 1211501.9531 | 1586731.0303 | 1626399.306 | 1667059.2887 | 1708735.7709 | 1751454.1652 | 1795240.5193 | 1840121.5323 | 6250000 | 13437500 | 6759710.4144 | 15522321.6908 | 270 | 4050 | 37% | DS | DS302s | Repex | Std | Std | Substations
DS302 | Distribution transformer replacement program | Program - Medium Term Need | 0 | 0 | 0 | 0 | 0 | 125000 | 125000 | 125000 | 125000 | 125000 | 125000 | 125000 | 125000 | 125000 | 125000 | 0 | 0 | 0 | 0 | 0 | 128125 | 131328.125 | 134611.3281 | 137976.6113 | 141426.0266 | 144961.6773 | 148585.7192 | 152300.3622 | 156107.8712 | 160010.568 | 625000 | 1250000 | 673467.0911 | 1435433.289 | 270 | 2700 | 66.07% | DS | DS302m | Repex | Std | Std | Substations
DS302 | Distribution transformer replacement program | Program - Long Term Need | 0 | 0 | 0 | 0 | 0 | 0 | 0 | 0 | 0 | 0 | 0 | 0 | 125000 | 125000 | 125000 | 0 | 0 | 0 | 0 | 0 | 0 | 0 | 0 | 0 | 0 | 0 | 0 | 152300.3622 | 156107.8712 | 160010.568 | 0 | 375000 | 0 | 468418.8015 | 270 | 1350 | 92.23% | DS | DS302l | Repex | Std | Std | Substations
DS305 | Compact LV switchgear replacement | Program - Short Term Need | 107292.1362 | 89441.1401 | 88810.2243 | 152935.4735 | 387187.91 | 300000 | 300000 | 300000 | 300000 | 300000 | 300000 | 300000 | 300000 | 300000 | 300000 | 97201.38 | 83054.99 | 84530.85 | 149205.34 | 387187.91 | 307500 | 315187.5 | 323067.1875 | 331143.8672 | 339422.4639 | 347908.0255 | 356605.7261 | 365520.8693 | 374658.891 | 384025.3633 | 1500000 | 3000000 | 1616321.0186 | 3445039.8936 | 240 | 3600 | 42.42% | DS | DS305s | Repex | Std | Std | Substations
DS305 | Compact LV switchgear replacement | Program - Medium Term Need | 0 | 0 | 0 | 0 | 0 | 200000 | 200000 | 200000 | 200000 | 200000 | 200000 | 200000 | 200000 | 200000 | 200000 | 0 | 0 | 0 | 0 | 0 | 205000 | 210125 | 215378.125 | 220762.5781 | 226281.6426 | 231938.6836 | 237737.1507 | 243680.5795 | 249772.594 | 256016.9088 | 1000000 | 2000000 | 1077547.3457 | 2296693.2624 | 240 | 2400 | 69.32% | DS | DS305m | Repex | Std | Std | Substations
DS307 | Holec MD4 epoxy switchgear replacement | Program - Short Term Need | 2207373.2399 | 596556.829 | 384905.0629 | 6677361.5263 | 2360741.09 | 5950000 | 5600000 | 5950000 | 5950000 | 5950000 | 5950000 | 5950000 | 5950000 | 5950000 | 5950000 | 1999771.21 | 553962.32 | 366358.18 | 6514499.05 | 2360741.09 | 6098750 | 5883500 | 6407499.2187 | 6567686.6992 | 6731878.8667 | 6900175.8384 | 7072680.2343 | 7249497.2402 | 7430734.6712 | 7616503.038 | 29400000 | 59150000 | 31689314.7847 | 67958905.8067 | 280 | 4200 | 36.07% | DS | DS307s | Repex | Std | Std | Substations
DS307 | Holec MD4 epoxy switchgear replacement | Program - Medium Term Need | 0 | 0 | 0 | 0 | 0 | 0 | 0 | 0 | 0 | 0 | 0 | 1750000 | 1750000 | 1750000 | 1750000 | 0 | 0 | 0 | 0 | 0 | 0 | 0 | 0 | 0 | 0 | 0 | 2080200.0689 | 2132205.0706 | 2185510.1974 | 2240147.9523 | 0 | 7000000 | 0 | 8638063.2893 | 280 | 2800 | 65.99% | DS | DS307m | Repex | Std | Std | Substations
DS307 | Holec MD4 epoxy switchgear replacement | Program - Long Term Need | 0 | 0 | 0 | 0 | 0 | 0 | 0 | 0 | 0 | 0 | 0 | 0 | 0 | 1750000 | 1750000 | 0 | 0 | 0 | 0 | 0 | 0 | 0 | 0 | 0 | 0 | 0 | 0 | 0 | 2185510.1974 | 2240147.9523 | 0 | 3500000 | 0 | 4425658.1498 | 280 | 1400 | 92.23% | DS | DS307l | Repex | Std | Std | Substations
DS308 | HV RGB12 switchgear replacement | Program - Short Term Need | 1320770.8134 | 788516.2874 | 100206.2801 | 432822.4347 | 454584 | 0 | 0 | 0 | 0 | 0 | 0 | 0 | 0 | 0 | 0 | 1196553.17 | 732215.76 | 95377.78 | 422265.79 | 454584 | 0 | 0 | 0 | 0 | 0 | 0 | 0 | 0 | 0 | 0 | 0 | 0 | 0 | 0 |  | 4200 | 36.07% | DS | DS308s | Repex | Std | Std | Substations
DS312 | Miscellaneous substation renewal expenditure | Program - Short Term Need | 355237.1113 | 415649.9083 | 582597.4814 | 1543728.31 | 877711.92 | 1500000 | 1500000 | 1500000 | 1500000 | 1500000 | 1500000 | 1500000 | 1500000 | 1500000 | 1500000 | 321827.29 | 385972.26 | 554524.67 | 1506076.4 | 877711.92 | 1537500 | 1575937.5 | 1615335.9375 | 1655719.3359 | 1697112.3193 | 1739540.1273 | 1783028.6305 | 1827604.3463 | 1873294.4549 | 1920126.8163 | 7500000 | 15000000 | 8081605.0928 | 17225199.4681 | 230 | 3450 | 50.98% | DS | DS312s | Repex | Std | Std | Substations
DS312 | Miscellaneous substation renewal expenditure | Program - Medium Term Need | 0 | 0 | 0 | 0 | 0 | 0 | 0 | 0 | 0 | 0 | 0 | 500000 | 500000 | 500000 | 500000 | 0 | 0 | 0 | 0 | 0 | 0 | 0 | 0 | 0 | 0 | 0 | 594342.8768 | 609201.4488 | 624431.485 | 640042.2721 | 0 | 2000000 | 0 | 2468018.0827 | 230 | 2300 | 69.32% | DS | DS312m | Repex | Std | Std | Substations
DS312 | Miscellaneous substation renewal expenditure | Program - Long Term Need | 0 | 0 | 0 | 0 | 0 | 0 | 0 | 0 | 0 | 0 | 0 | 0 | 0 | 500000 | 500000 | 0 | 0 | 0 | 0 | 0 | 0 | 0 | 0 | 0 | 0 | 0 | 0 | 0 | 624431.485 | 640042.2721 | 0 | 1000000 | 0 | 1264473.7571 | 230 | 1150 | 94.51% | DS | DS312l | Repex | Std | Std | Substations
DS313 | Padmount substation fire risk mitigation | Program - Short Term Need | 506581.9232 | 374120.2352 | 207085.794 | -7073.9248 | 61797.11 | 0 | 0 | 0 | 0 | 0 | 0 | 0 | 0 | 0 | 0 | 458938.22 | 347407.83 | 197107.24 | -6901.39 | 61797.11 | 0 | 0 | 0 | 0 | 0 | 0 | 0 | 0 | 0 | 0 | 0 | 0 | 0 | 0 |  | 3300 | 53.99% | DS | DS313s | Repex | Std | Std | Substations
DS315 | Low voltage switchgear replacement | Program - Short Term Need | 0 | 0 | 397729.6325 | 1011199.2565 | 263730.92 | 531000 | 531000 | 531000 | 531000 | 531000 | 531000 | 531000 | 531000 | 531000 | 531000 | 0 | 0 | 378564.79 | 986535.86 | 263730.92 | 544275 | 557881.875 | 571828.9219 | 586124.6449 | 600777.761 | 615797.2051 | 631192.1352 | 646971.9386 | 663146.237 | 679724.893 | 2655000 | 5310000 | 2860888.2028 | 6097720.6117 | 280 | 4200 | 36.07% | DS | DS315s | Repex | Std | Std | Substations
DS315 | Low voltage switchgear replacement | Program - Medium Term Need | 0 | 0 | 0 | 0 | 0 | 177000 | 177000 | 177000 | 177000 | 177000 | 177000 | 177000 | 177000 | 177000 | 177000 | 0 | 0 | 0 | 0 | 0 | 181425 | 185960.625 | 190609.6406 | 195374.8816 | 200259.2537 | 205265.735 | 210397.3784 | 215657.3129 | 221048.7457 | 226574.9643 | 885000 | 1770000 | 953629.4009 | 2032573.5372 | 280 | 2800 | 65.99% | DS | DS315m | Repex | Std | Std | Substations
DS316 | HV oil switchgear replacement program | Program - Short Term Need | 0 | 0 | 440052.201 | 1125263.7883 | 17102.96 | 0 | 0 | 0 | 0 | 0 | 0 | 0 | 0 | 0 | 0 | 0 | 0 | 418848.02 | 1097818.33 | 17102.96 | 0 | 0 | 0 | 0 | 0 | 0 | 0 | 0 | 0 | 0 | 0 | 0 | 0 | 0 |  | 4950 | 12.48% | DS | DS316s | Repex | Std | Std | Substations
DS317 | Future distribution substation renewals | Program - Short Term Need | 0 | 0 | 0 | 0 | 0 | 0 | 0 | 0 | 0 | 0 | 0 | 0 | 3500000 | 7500000 | 12000000 | 0 | 0 | 0 | 0 | 0 | 0 | 0 | 0 | 0 | 0 | 0 | 0 | 4264410.1413 | 9366472.2746 | 15361014.5304 | 0 | 23000000 | 0 | 28991896.9462 | 180 | 2700 | 66.07% | DS | DS317s | Repex | Std | Unallocated | Unallocated
DS317 | Future distribution substation renewals | Program - Medium Term Need | 0 | 0 | 0 | 0 | 0 | 0 | 0 | 0 | 0 | 0 | 0 | 0 | 500000 | 900000 | 1500000 | 0 | 0 | 0 | 0 | 0 | 0 | 0 | 0 | 0 | 0 | 0 | 0 | 609201.4488 | 1123976.673 | 1920126.8163 | 0 | 2900000 | 0 | 3653304.938 | 180 | 1800 | 81.86% | DS | DS317m | Repex | Std | Unallocated | Unallocated
DS317 | Future distribution substation renewals | Program - Long Term Need | 0 | 0 | 0 | 0 | 0 | 0 | 0 | 0 | 0 | 0 | 0 | 0 | 500000 | 900000 | 1500000 | 0 | 0 | 0 | 0 | 0 | 0 | 0 | 0 | 0 | 0 | 0 | 0 | 609201.4488 | 1123976.673 | 1920126.8163 | 0 | 2900000 | 0 | 3653304.938 | 180 | 900 | 97.41% | DS | DS317l | Repex | Std | Unallocated | Unallocated
DS318 | Distribution substation earthing refurbishment | Program - Short Term Need | 0 | 0 | 0 | 0 | 0 | 180000 | 180000 | 180000 | 180000 | 180000 | 180000 | 180000 | 180000 | 180000 | 180000 | 0 | 0 | 0 | 0 | 0 | 184500 | 189112.5 | 193840.3125 | 198686.3203 | 203653.4783 | 208744.8153 | 213963.4357 | 219312.5216 | 224795.3346 | 230415.218 | 900000 | 1800000 | 969792.6111 | 2067023.9362 | 340 | 5100 | 9.228% | DS | DS318s | Repex | Std | Std | Substations
DS318 | Distribution substation earthing refurbishment | Program - Medium Term Need | 0 | 0 | 0 | 0 | 0 | 90000 | 90000 | 90000 | 90000 | 90000 | 90000 | 90000 | 90000 | 90000 | 90000 | 0 | 0 | 0 | 0 | 0 | 92250 | 94556.25 | 96920.1562 | 99343.1602 | 101826.7392 | 104372.4076 | 106981.7178 | 109656.2608 | 112397.6673 | 115207.609 | 450000 | 900000 | 484896.3056 | 1033511.9681 | 340 | 3400 | 51.02% | DS | DS318m | Repex | Std | Std | Substations
DS404 | Cast iron UGOH replacement program | Program - Short Term Need | 2322792.3972 | 1224070.2575 | 362053.9166 | 1487.2955 | 0 | 0 | 0 | 0 | 0 | 0 | 0 | 0 | 0 | 0 | 0 | 2104335.27 | 1136670.92 | 344608.13 | 1451.02 | 0 | 0 | 0 | 0 | 0 | 0 | 0 | 0 | 0 | 0 | 0 | 0 | 0 | 0 | 0 |  | 4950 | 12.48% | DS | DS404s | Repex | Std | Std | Distribution lines and cables
DS405 | Air break switch replacement program | Program - Short Term Need | 3767844.0206 | 4535954.2559 | 3250812.1041 | 7898444.0672 | 7304354.42 | 3640000 | 3640000 | 3640000 | 3640000 | 3640000 | 3640000 | 3640000 | 3640000 | 3640000 | 3640000 | 3413480.72 | 4212084.45 | 3094169.76 | 7705799.09 | 7304354.42 | 3731000 | 3824275 | 3919881.875 | 4017878.9219 | 4118325.8949 | 4221284.0423 | 4326816.1434 | 4434986.5469 | 4545861.2106 | 4659507.7409 | 18200000 | 36400000 | 19611361.6918 | 41799817.3759 | 280 | 4200 | 36.07% | DS | DS405s | Repex | Std | Std | Distribution lines and cables
DS409 | Miscellaneous mains renewal expenditure | Program - Short Term Need | 2025137.7716 | 933937.0883 | 938760.8693 | 10981870.0388 | 2087412.32 | 1095000 | 1095000 | 1095000 | 1095000 | 1095000 | 1200000 | 1200000 | 1200000 | 1200000 | 1200000 | 1834674.87 | 867253.43 | 893526.11 | 10714019.55 | 2087412.32 | 1122375 | 1150434.375 | 1179195.2344 | 1208675.1152 | 1238891.9931 | 1391632.1019 | 1426422.9044 | 1462083.477 | 1498635.5639 | 1536101.453 | 5475000 | 11475000 | 5899571.7177 | 13214447.218 | 290 | 4350 | 29.11% | DS | DS409s | Repex | Std | Std | Distribution lines and cables
DS410 | Capital works for compliance to NSW Maritime Waterways - crossing codes | Program - Short Term Need | 796287.7935 | 0 | 0 | 0 | 0 | 0 | 0 | 0 | 0 | 0 | 0 | 0 | 0 | 0 | 0 | 721397.44 | 0 | 0 | 0 | 0 | 0 | 0 | 0 | 0 | 0 | 0 | 0 | 0 | 0 | 0 | 0 | 0 | 0 | 0 |  | 3200 | 53.99% | DS | DS410s | Repex | Std | Std | Distribution lines and cables
DS411 | Capital works for compliance to NSW Maritime Waterways - signage replacement and drawings update | Program - Short Term Need | 331360.3801 | 1290.0719 | 42149.7932 | 0 | 0 | 0 | 0 | 0 | 0 | 0 | 0 | 0 | 0 | 0 | 0 | 300196.15 | 1197.96 | 40118.78 | 0 | 0 | 0 | 0 | 0 | 0 | 0 | 0 | 0 | 0 | 0 | 0 | 0 | 0 | 0 | 0 |  | 3200 | 53.99% | DS | DS411s | Repex | Std | Std | Distribution lines and cables
DS413 | Low mains remediation | Program - Short Term Need | 2745546.266 | 5302978.9402 | 2864226.1463 | 2148731.8027 | 2293431.29 | 1625000 | 1625000 | 1625000 | 1625000 | 1625000 | 975000 | 975000 | 975000 | 975000 | 975000 | 2487329.41 | 4924343.12 | 2726211.68 | 2096323.71 | 2293431.29 | 1665625 | 1707265.625 | 1749947.2656 | 1793695.9473 | 1838538.3459 | 1130701.0828 | 1158968.6098 | 1187942.8251 | 1217641.3957 | 1248082.4306 | 8125000 | 13000000 | 8755072.1838 | 14698408.5278 | 230 | 3450 | 50.98% | DS | DS413s | Repex | Std | Std | Distribution lines and cables
DS414 | Copper distribution mains replacement | Program - Short Term Need | 0 | 0 | 0 | 774684.4425 | 4779336 | 0 | 960000 | 960000 | 960000 | 960000 | 960000 | 960000 | 960000 | 960000 | 960000 | 0 | 0 | 0 | 755789.7 | 4779336 | 0 | 1008600 | 1033815 | 1059660.375 | 1086151.8844 | 1113305.6815 | 1141138.3235 | 1169666.7816 | 1198908.4511 | 1228881.1624 | 3840000 | 8640000 | 4188227.2594 | 10040127.6596 | 260 | 3900 | 38.3% | DS | DS414s | Repex | Std | Std | Distribution lines and cables
DS414 | Copper distribution mains replacement | Program - Medium Term Need | 0 | 0 | 0 | 0 | 0 | 0 | 0 | 0 | 0 | 0 | 0 | 240000 | 480000 | 480000 | 480000 | 0 | 0 | 0 | 0 | 0 | 0 | 0 | 0 | 0 | 0 | 0 | 285284.5809 | 584833.3908 | 599454.2256 | 614440.5812 | 0 | 1680000 | 0 | 2084012.7785 | 260 | 2600 | 66.3% | DS | DS414m | Repex | Std | Std | Distribution lines and cables
DS414 | Copper distribution mains replacement | Program - Long Term Need | 0 | 0 | 0 | 0 | 0 | 0 | 0 | 0 | 0 | 0 | 0 | 0 | 240000 | 480000 | 480000 | 0 | 0 | 0 | 0 | 0 | 0 | 0 | 0 | 0 | 0 | 0 | 0 | 292416.6954 | 599454.2256 | 614440.5812 | 0 | 1200000 | 0 | 1506311.5022 | 260 | 1300 | 92.23% | DS | DS414l | Repex | Std | Std | Distribution lines and cables
DS415 | LV mains replacement | Program - Short Term Need | 0 | 85174.8225 | 249.2713 | 0 | 0 | 966000 | 966000 | 966000 | 966000 | 966000 | 960000 | 960000 | 960000 | 960000 | 960000 | 0 | 79093.29 | 237.26 | 0 | 0 | 990150 | 1014903.75 | 1040276.3437 | 1066283.2523 | 1092940.3337 | 1113305.6815 | 1141138.3235 | 1169666.7816 | 1198908.4511 | 1228881.1624 | 4830000 | 9630000 | 5204553.6797 | 11056454.0799 | 190 | 2850 | 65.71% | DS | DS415s | Repex | Std | Std | Distribution lines and cables
DS415 | LV mains replacement | Program - Medium Term Need | 0 | 0 | 0 | 0 | 0 | 134000 | 134000 | 134000 | 134000 | 134000 | 135000 | 135000 | 135000 | 135000 | 135000 | 0 | 0 | 0 | 0 | 0 | 137350 | 140783.75 | 144303.3437 | 147910.9273 | 151608.7005 | 156558.6115 | 160472.5767 | 164484.3912 | 168596.5009 | 172811.4135 | 670000 | 1345000 | 721956.7216 | 1544880.2154 | 190 | 1900 | 80.2% | DS | DS415m | Repex | Std | Std | Distribution lines and cables
DS416 | Asbestos service fuse replacement | Program - Short Term Need | 0 | 0 | 69685.2351 | 27594.9578 | 86000 | 261000 | 0 | 0 | 0 | 0 | 0 | 0 | 0 | 0 | 0 | 0 | 0 | 66327.41 | 26921.91 | 86000 | 267525 | 0 | 0 | 0 | 0 | 0 | 0 | 0 | 0 | 0 | 261000 | 261000 | 267525 | 267525 | 200 | 3000 | 58.17% | DS | DS416s | Repex | Std | Std | Customer metering & load control
DS417 | Distribution access track reconstruction | Program - Short Term Need | 0 | 0 | 0 | 0 | 500000 | 440000 | 1408000 | 528000 | 528000 | 616000 | 616000 | 616000 | 616000 | 616000 | 616000 | 0 | 0 | 0 | 0 | 500000 | 451000 | 1479280 | 568598.25 | 582813.2062 | 696947.4591 | 714371.1456 | 732230.4243 | 750536.1849 | 769299.5895 | 788532.0792 | 3520000 | 6600000 | 3778638.9154 | 7533608.3388 | 290 | 4350 | 29.11% | DS | DS417s | Repex | Std | Std | Distribution lines and cables
DS417 | Distribution access track reconstruction | Program - Medium Term Need | 0 | 0 | 0 | 0 | 0 | 0 | 0 | 704000 | 704000 | 704000 | 704000 | 704000 | 704000 | 704000 | 704000 | 0 | 0 | 0 | 0 | 0 | 0 | 0 | 758131 | 777084.275 | 796511.3819 | 816424.1664 | 836834.7706 | 857755.6398 | 879199.5308 | 901179.5191 | 2112000 | 5632000 | 2331726.6569 | 6623120.2837 | 290 | 2900 | 59.38% | DS | DS417m | Repex | Std | Std | Distribution lines and cables
DS417 | Distribution access track reconstruction | Program - Long Term Need | 0 | 0 | 0 | 0 | 0 | 0 | 0 | 0 | 0 | 0 | 0 | 0 | 220000 | 220000 | 220000 | 0 | 0 | 0 | 0 | 0 | 0 | 0 | 0 | 0 | 0 | 0 | 0 | 268048.6375 | 274749.8534 | 281618.5997 | 0 | 660000 | 0 | 824417.0906 | 290 | 1450 | 92.23% | DS | DS417l | Repex | Std | Std | Distribution lines and cables
DS418 | Pole top structure/hardware refurbishment (LV) | Program - Short Term Need | 0 | 0 | 0 | 227313.881 | 3923342.5 | 2609650 | 2609650 | 2609650 | 2609650 | 2609650 | 2609650 | 2609650 | 2609650 | 2609650 | 2609650 | 0 | 0 | 0 | 221769.64 | 3923342.5 | 2674891.25 | 2741763.5312 | 2810307.6195 | 2880565.31 | 2952579.4428 | 3026393.9288 | 3102053.7771 | 3179605.1215 | 3259095.2495 | 3340572.6308 | 13048250 | 26096500 | 14060107.1536 | 29967827.8612 | 330 | 4950 | 12.48% | DS | DS418s | Repex | Std | Std | Distribution lines and cables
DS420 | Future distribution feeder refurbishment works | Program - Short Term Need | 0 | 0 | 0 | 0 | 0 | 0 | 0 | 0 | 0 | 0 | 0 | 0 | 3500000 | 7500000 | 12000000 | 0 | 0 | 0 | 0 | 0 | 0 | 0 | 0 | 0 | 0 | 0 | 0 | 4264410.1413 | 9366472.2746 | 15361014.5304 | 0 | 23000000 | 0 | 28991896.9462 | 180 | 2700 | 66.07% | DS | DS420s | Repex | Std | Unallocated | Unallocated
DS420 | Future distribution feeder refurbishment works | Program - Medium Term Need | 0 | 0 | 0 | 0 | 0 | 0 | 0 | 0 | 0 | 0 | 0 | 0 | 500000 | 900000 | 1500000 | 0 | 0 | 0 | 0 | 0 | 0 | 0 | 0 | 0 | 0 | 0 | 0 | 609201.4488 | 1123976.673 | 1920126.8163 | 0 | 2900000 | 0 | 3653304.938 | 180 | 1800 | 81.86% | DS | DS420m | Repex | Std | Unallocated | Unallocated
DS420 | Future distribution feeder refurbishment works | Program - Long Term Need | 0 | 0 | 0 | 0 | 0 | 0 | 0 | 0 | 0 | 0 | 0 | 0 | 500000 | 900000 | 1500000 | 0 | 0 | 0 | 0 | 0 | 0 | 0 | 0 | 0 | 0 | 0 | 0 | 609201.4488 | 1123976.673 | 1920126.8163 | 0 | 2900000 | 0 | 3653304.938 | 180 | 900 | 97.41% | DS | DS420l | Repex | Std | Unallocated | Unallocated
DS421 | Pole top structure/hardware refurbishment (HV) | Program - Short Term Need | 0 | 0 | 0 | 195642.6315 | 3793027.469 | 3248430 | 3248430 | 3248430 | 3248430 | 3248430 | 3248430 | 3248430 | 3248430 | 3248430 | 3248430 | 0 | 0 | 0 | 190870.86 | 3793027.469 | 3329640.75 | 3412881.7687 | 3498203.813 | 3585658.9083 | 3675300.381 | 3767182.8905 | 3861362.4628 | 3957896.5244 | 4056843.9375 | 4158265.0359 | 16242150 | 32484300 | 17501685.621 | 37303236.4721 | 330 | 4950 | 12.48% | DS | DS421s | Repex | Std | Std | Distribution lines and cables
DU | Duct installation RMS road works | Program - Short Term Need | 0 | 0 | 0 | 79748.0237 | 700000 | 2152731 | 2206549 | 2261713 | 2318255 | 2376212 | 2376212 | 2376212 | 2376212 | 2376212 | 2558920 | 0 | 0 | 0 | 77802.95 | 700000 | 2206549.275 | 2318255.5431 | 2435617.5261 | 2558919.7528 | 2688465.7724 | 2755677.4167 | 2824569.3521 | 2895183.5859 | 2967563.1755 | 3275633.9418 | 11315460 | 23379228 | 12207807.8694 | 26926435.3414 | 170 | 2550 | 68.26% | DU | DUs | Connections | Std | Std | Distribution lines and cables
EF001 | Distribution management system | Program - Short Term Need | 71964.5605 | 120698.9889 | 857741.8069 | 3065208.011 | 11928177.61 | 8585366 | 3616895 | 92860 | 0 | 0 | 0 | 0 | 0 | 0 | 0 | 65196.34 | 112081.01 | 816411 | 2990446.84 | 11928177.61 | 8800000.15 | 3800000.3094 | 100000.0634 | 0 | 0 | 0 | 0 | 0 | 0 | 0 | 12295121 | 12295121 | 12700000.5228 | 12700000.5228 | 260 | 3900 | 38.3% | EF | EF001s | Other | Std | Std | Communications
EF002 | Technology pilots | Program - Short Term Need | 254503.3787 | 449660.5157 | 435221.4062 | 610515.994 | 505504.11 | 500000 | 500000 | 2000000 | 2000000 | 2000000 | 2000000 | 2000000 | 2000000 | 2000000 | 2000000 | 230567.5 | 417554.49 | 414250 | 595625.36 | 505504.11 | 512500 | 525312.5 | 2153781.25 | 2207625.7812 | 2262816.4258 | 2319386.8364 | 2377371.5073 | 2436805.795 | 2497725.9399 | 2560169.0884 | 7000000 | 17000000 | 7662035.957 | 19853495.1241 | 230 | 3450 | 50.98% | EF | EF002s | Other | Std | Std | Distribution lines and cables
EF003 | Battery energy storage system pilot | Program - Short Term Need | 0 | 1786.0877 | 95258.0675 | 615452.886 | 1639952.52 | 0 | 0 | 0 | 0 | 0 | 0 | 0 | 0 | 0 | 0 | 0 | 1658.56 | 90668 | 600441.84 | 1639952.52 | 0 | 0 | 0 | 0 | 0 | 0 | 0 | 0 | 0 | 0 | 0 | 0 | 0 | 0 |  | 3450 | 50.98% | EF | EF003s | Other | Std | Std | Substations
EH | Dist environmental enhancement program | Program - Short Term Need | 210327.5947 | 829.4427 | 0 | 0 | 0 | 0 | 0 | 0 | 0 | 0 | 0 | 0 | 0 | 0 | 0 | 190546.42 | 770.22 | 0 | 0 | 0 | 0 | 0 | 0 | 0 | 0 | 0 | 0 | 0 | 0 | 0 | 0 | 0 | 0 | 0 | 190 | 2850 | 65.71% | EH | EHs | Other | Std | Std | Distribution lines and cables
HVW | HV development works | Program - Short Term Need | 12168298.3099 | 3394168.4358 | 4034648.1366 | 6380732.8813 | 8536573.1465 | 6800844 | 7103063 | 6647368 | 6275047 | 5947097 | 6000000 | 6000000 | 6000000 | 6000000 | 6000000 | 11023877.7 | 3151822.81 | 3840236.18 | 6225105.25 | 8536573.1465 | 6970865.1 | 7462655.5644 | 7158488.2801 | 6926477.7679 | 6728594.3887 | 6958160.5093 | 7132114.522 | 7310417.3851 | 7493177.8197 | 7680507.2652 | 32773419 | 62773419 | 35247081.101 | 71821458.6022 | 350 | 5250 | 4.682% | HV | HVWs | Augex | Std | Std | Distribution lines and cables
IC | Industrial & commercial | Program - Short Term Need | 5775111.8121 | 5057027.5673 | 4060823.4919 | 7644284.4112 | 10000000 | 7501444 | 5332550 | 4584087 | 4321346 | 4245553 | 4245553 | 4245553 | 4245553 | 4245553 | 4245553 | 5231966.27 | 4695952.82 | 3865150.26 | 7457838.45 | 10000000 | 7688980.1 | 5602510.3438 | 4936560.3145 | 4769957.4197 | 4803453.5325 | 4923539.8708 | 5046628.3675 | 5172794.0767 | 5302113.9287 | 5434666.7769 | 25984980 | 47212745 | 27801461.7103 | 53681204.7309 | 200 | 3000 | 58.17% | IC | ICs | Connections | Std | Std | Distribution lines and cables
LV001 | Overloaded distribution sub uprates | Program - Short Term Need | 14341.9071 | 1327.0092 | 70682.0051 | 72865.7227 | 120000 | 80000 | 80000 | 80000 | 80000 | 80000 | 80000 | 80000 | 80000 | 80000 | 80000 | 12993.06 | 1232.26 | 67276.15 | 71088.51 | 120000 | 82000 | 84050 | 86151.25 | 88305.0312 | 90512.657 | 92775.4735 | 95094.8603 | 97472.2318 | 99909.0376 | 102406.7635 | 400000 | 800000 | 431018.9383 | 918677.305 | 330 | 4950 | 12.48% | LV | LV001s | Augex | Std | Std | Low Voltage lines and cables
LV002 | Quality of supply reactive projects | Program - Short Term Need | 576163.1641 | 409913.495 | 399286.0389 | 347846.296 | 499406.74 | 500000 | 500000 | 500000 | 500000 | 500000 | 500000 | 500000 | 500000 | 500000 | 500000 | 521975.39 | 380645.43 | 380046.2 | 339362.24 | 499406.74 | 512500 | 525312.5 | 538445.3125 | 551906.4453 | 565704.1064 | 579846.7091 | 594342.8768 | 609201.4488 | 624431.485 | 640042.2721 | 2500000 | 5000000 | 2693868.3643 | 5741733.156 | 300 | 4500 | 25.39% | LV | LV002s | Other | Std | Std | Low Voltage lines and cables
LV003 | LV planning reactive projects | Program - Short Term Need | 924859.7093 | 655911.2281 | 536572.9201 | 490499.769 | 998030.36 | 850000 | 850000 | 850000 | 850000 | 850000 | 850000 | 850000 | 850000 | 850000 | 850000 | 837877.25 | 609078.78 | 510717.83 | 478536.36 | 998030.36 | 871250 | 893031.25 | 915357.0312 | 938240.957 | 961696.981 | 985739.4055 | 1010382.8906 | 1035642.4629 | 1061533.5245 | 1088071.8626 | 4250000 | 8500000 | 4579576.2192 | 9760946.3652 | 300 | 4500 | 25.39% | LV | LV003s | Other | Std | Std | Low Voltage lines and cables
LV003 | LV planning reactive projects | Program - Medium Term Need | 924859.7093 | 655911.2281 | 536572.9201 | 490499.769 | 998030.36 | 150000 | 150000 | 150000 | 150000 | 150000 | 150000 | 150000 | 150000 | 150000 | 150000 | 837877.25 | 609078.78 | 510717.83 | 478536.36 | 998030.36 | 153750 | 157593.75 | 161533.5937 | 165571.9336 | 169711.2319 | 173954.0127 | 178302.8631 | 182760.4346 | 187329.4455 | 192012.6816 | 750000 | 1500000 | 808160.5093 | 1722519.9468 | 300 | 3000 | 58.17% | LV | LV003m | Other | Std | Std | Low Voltage lines and cables
LV004 | Low voltage system augmentations | Program - Short Term Need | 152582.4732 | 141871.197 | 188004.8786 | 147599.1287 | 2498.02 | 0 | 0 | 0 | 0 | 0 | 0 | 0 | 0 | 0 | 0 | 138232.19 | 131741.51 | 178945.75 | 143999.15 | 2498.02 | 0 | 0 | 0 | 0 | 0 | 0 | 0 | 0 | 0 | 0 | 0 | 0 | 0 | 0 |  | 1200 | 94.51% | LV | LV004s | Other | Std | Std | Low Voltage lines and cables
LV005 | Dsub monitoring & LV feeder monitoring for solar PV | Program - Short Term Need | 86854.1023 | 100479.7105 | 117966.9592 | 114432.6912 | 232429.45 | 250000 | 250000 | 250000 | 250000 | 250000 | 250000 | 250000 | 250000 | 250000 | 250000 | 78685.53 | 93305.4 | 112282.65 | 111641.65 | 232429.45 | 256250 | 262656.25 | 269222.6562 | 275953.2227 | 282852.0532 | 289923.3546 | 297171.4384 | 304600.7244 | 312215.7425 | 320021.136 | 1250000 | 2500000 | 1346934.1821 | 2870866.578 | 250 | 3750 | 38.4% | LV | LV005s | Other | Std | Std | Low Voltage lines and cables
MC101 | Meters - Growth | Program - Short Term Need | 1622994.3303 | 1432903.9243 | 1841402.5329 | 670296.5053 | 0 | 0 | 0 | 0 | 0 | 0 | 0 | 0 | 0 | 0 | 0 | 1470352.76 | 1330593.74 | 1752673.44 | 653947.81 | 0 | 0 | 0 | 0 | 0 | 0 | 0 | 0 | 0 | 0 | 0 | 0 | 0 | 0 | 0 |  | 1050 | 95.95% | MC | MC101s | Other | Alt | Alt | Metering & Load control
MC102 | Relays - growth | Program - Short Term Need | 176447.504 | 139050.0667 | 35066.427 | 95056.1015 | 2847.56 | 0 | 0 | 0 | 0 | 0 | 0 | 0 | 0 | 0 | 0 | 159852.73 | 129121.81 | 33376.73 | 92737.66 | 2847.56 | 0 | 0 | 0 | 0 | 0 | 0 | 0 | 0 | 0 | 0 | 0 | 0 | 0 | 0 |  | 1050 | 95.95% | MC | MC102s | Other | Std | Std | Customer metering & load control
MC104 | Meters - renewal | Program - Short Term Need | 726964.856 | 711086.3223 | 185696.5504 | 189086.752 | 25000 | 60000 | 60000 | 10000 | 10000 | 10000 | 10000 | 10000 | 10000 | 10000 | 10000 | 658594.28 | 660314.34 | 176748.65 | 184474.88 | 25000 | 61500 | 63037.5 | 10768.9062 | 11038.1289 | 11314.0821 | 11596.9342 | 11886.8575 | 12184.029 | 12488.6297 | 12800.8454 | 150000 | 200000 | 157658.6173 | 218615.9131 | 50 | 750 | 99.19% | MC | MC104s | Other | Alt | Alt | Metering & Load control
MC105 | Relays - renewal | Program - Short Term Need | 121831.9128 | 204684.4288 | 194050.6791 | 259200.073 | 100000 | 400000 | 400000 | 400000 | 400000 | 400000 | 400000 | 400000 | 400000 | 400000 | 400000 | 110373.7 | 190069.84 | 184700.23 | 252878.12 | 100000 | 410000 | 420250 | 430756.25 | 441525.1562 | 452563.2852 | 463877.3673 | 475474.3015 | 487361.159 | 499545.188 | 512033.8177 | 2000000 | 4000000 | 2155094.6914 | 4593386.5248 | 100 | 1500 | 92.23% | MC | MC105s | Other | Std | Std | Customer metering & load control
MC105 | Relays - renewal | Program - Medium Term Need | 121831.9128 | 204684.4288 | 194050.6791 | 259200.073 | 100000 | 557584 | 507185 | 456786 | 406386 | 355987 | 305588 | 255189 | 204790 | 154391 | 103992 | 110373.7 | 190069.84 | 184700.23 | 252878.12 | 100000 | 571523.6 | 532861.2406 | 491908.561 | 448574.1054 | 402766.6155 | 354388.3923 | 303339.5288 | 249516.7294 | 192813.2028 | 133118.5519 | 2283928 | 3307878 | 2447634.1225 | 3680810.5277 | 100 | 1000 | 97.41% | MC | MC105m | Other | Std | Std | Customer metering & load control
MC106 | Labour (meter/relay renewal) | Program - Short Term Need | 890291.6121 | 288277.342 | 64185.0241 | 3437.2042 | 0 | 0 | 0 | 0 | 0 | 0 | 0 | 0 | 0 | 0 | 0 | 806560.26 | 267694.17 | 61092.23 | 3353.37 | 0 | 0 | 0 | 0 | 0 | 0 | 0 | 0 | 0 | 0 | 0 | 0 | 0 | 0 | 0 |  | 4950 | 12.48% | MC | MC106s | Other | Alt | Alt | Metering & load control
MC107 | Test equipment | Program - Short Term Need | 0 | 0 | 0 | 0 | 80000 | 120000 | 80000 | 120000 | 80000 | 120000 | 85000 | 120000 | 85000 | 120000 | 85000 | 0 | 0 | 0 | 0 | 80000 | 123000 | 84050 | 129226.875 | 88305.0312 | 135768.9855 | 98573.9405 | 142642.2904 | 103564.2463 | 149863.5564 | 108807.1863 | 520000 | 1015000 | 560350.8918 | 1163802.1117 | 50 | 750 | 99.19% | MC | MC107s | Other | Alt | Alt | Metering & Load control
MC108 | Smart metering pilot | Program - Short Term Need | 17797.2609 | 0 | 0 | 0 | 0 | 0 | 0 | 0 | 0 | 0 | 0 | 0 | 0 | 0 | 0 | 16123.44 | 0 | 0 | 0 | 0 | 0 | 0 | 0 | 0 | 0 | 0 | 0 | 0 | 0 | 0 | 0 | 0 | 0 | 0 |  | 4950 | 12.48% | MC | MC108s | Other | Alt | Unallocated | Unallocated
MC109 | Demand management technology | Program - Short Term Need | 0 | 0 | 0 | 13940 | 508000 | 1400000 | 750000 | 750000 | 750000 | 750000 | 750000 | 750000 | 750000 | 750000 | 750000 | 0 | 0 | 0 | 13600 | 508000 | 1435000 | 787968.75 | 807667.9687 | 827859.668 | 848556.1597 | 869770.0637 | 891514.3153 | 913802.1731 | 936647.2275 | 960063.4081 | 4400000 | 8150000 | 4707052.5464 | 9278849.734 | 80 | 1200 | 94.51% | MC | MC109s | Other | Std | Std | Distribution lines and cables
MC110 | Labour meter renewal | Program - Short Term Need | 0 | 721362.1311 | 115837.4158 | 150762.6785 | 0 | 0 | 0 | 0 | 0 | 0 | 0 | 0 | 0 | 0 | 0 | 0 | 669856.45 | 110255.72 | 147085.54 | 0 | 0 | 0 | 0 | 0 | 0 | 0 | 0 | 0 | 0 | 0 | 0 | 0 | 0 | 0 |  | 4950 | 12.48% | MC | MC110s | Other | Alt | Alt | Metering & load control
MC111 | Labour relay renewal | Program - Short Term Need | 0 | 12755.6402 | 3192.9334 | 0 | 0 | 0 | 0 | 0 | 0 | 0 | 0 | 0 | 0 | 0 | 0 | 0 | 11844.88 | 3039.08 | 0 | 0 | 0 | 0 | 0 | 0 | 0 | 0 | 0 | 0 | 0 | 0 | 0 | 0 | 0 | 0 |  | 4950 | 12.48% | MC | MC111s | Other | Std | Unallocated | Unallocated
MC112 | Neutral integrity monitoring | Program - Short Term Need | 0 | 3834.2152 | 853508.4605 | 90792.0092 | 0 | 0 | 0 | 0 | 0 | 0 | 0 | 0 | 0 | 0 | 0 | 0 | 3560.45 | 812381.64 | 88577.57 | 0 | 0 | 0 | 0 | 0 | 0 | 0 | 0 | 0 | 0 | 0 | 0 | 0 | 0 | 0 |  | 3600 | 42.42% | MC | MC112s | Other | Std | Std | Customer metering & load control
NU | Non urban extension | Program - Short Term Need | 920344.9711 | 677445.4545 | 675453.7781 | 1023878.3425 | 850000 | 1019340 | 743122 | 661806 | 631694 | 619417 | 619417 | 619417 | 619417 | 619417 | 619417 | 833787.12 | 629075.45 | 642906.63 | 998905.7 | 850000 | 1044823.5 | 780742.5512 | 712692.677 | 697271.9801 | 700813.481 | 718333.818 | 736292.1635 | 754699.4676 | 773566.9543 | 792906.1281 | 3675379 | 6772464 | 3936344.1894 | 7712142.7208 | 120 | 1800 | 81.86% | NU | NUs | Connections | Std | Std | Distribution lines and cables
OFP | Overloaded feeders (compliance) | Program - Short Term Need | 1876478.5254 | 35310.5759 | 0 | 0 | 0 | 0 | 0 | 0 | 0 | 0 | 0 | 0 | 0 | 0 | 0 | 1699996.93 | 32789.38 | 0 | 0 | 0 | 0 | 0 | 0 | 0 | 0 | 0 | 0 | 0 | 0 | 0 | 0 | 0 | 0 | 0 |  | 3200 | 53.99% | OF | OFPs | Augex | Std | Std | Distribution lines and cables
PF | Power factor | Program - Short Term Need | 3231.2687 | 68.781 | 0 | 0 | 0 | 0 | 0 | 0 | 0 | 0 | 0 | 0 | 0 | 0 | 0 | 2927.37 | 63.87 | 0 | 0 | 0 | 0 | 0 | 0 | 0 | 0 | 0 | 0 | 0 | 0 | 0 | 0 | 0 | 0 | 0 |  | 4950 | 12.48% | PF | PFs | Other | Std | Unallocated | Unallocated
PQ001 | Permanent power quality monitoring | Program - Short Term Need | 423335.523 | 238308.454 | 321265.6493 | 542551.3497 | 428055.67 | 100000 | 100000 | 100000 | 100000 | 100000 | 100000 | 100000 | 100000 | 100000 | 100000 | 383521.09 | 221293.09 | 305785.27 | 529318.39 | 428055.67 | 102500 | 105062.5 | 107689.0625 | 110381.2891 | 113140.8213 | 115969.3418 | 118868.5754 | 121840.2898 | 124886.297 | 128008.4544 | 500000 | 1000000 | 538773.6729 | 1148346.6312 | 300 | 4500 | 25.39% | PQ | PQ001s | Other | Std | Std | Substations
PQ003 | PQ surveying | Program - Short Term Need | 66245.8825 | 0 | 0 | 0 | 0 | 0 | 0 | 0 | 0 | 0 | 0 | 0 | 0 | 0 | 0 | 60015.5 | 0 | 0 | 0 | 0 | 0 | 0 | 0 | 0 | 0 | 0 | 0 | 0 | 0 | 0 | 0 | 0 | 0 | 0 |  | 3600 | 42.42% | PQ | PQ003s | Other | Std | Std | Substations
PQ004 | Power quality monitoring replacement | Program - Short Term Need | 0 | 0 | 0 | 14024.8392 | 363621.62 | 342400 | 617700 | 873300 | 947600 | 1364538 | 1299560 | 1429516 | 1429516 | 1169604 | 1169604 | 0 | 0 | 0 | 13682.77 | 363621.62 | 350960 | 648971.0625 | 940448.5828 | 1045973.0952 | 1543849.5 | 1507091.1786 | 1699245.3038 | 1741726.4364 | 1460675.1251 | 1497192.0032 | 4145538 | 10643338 | 4530202.2405 | 12436132.2877 | 200 | 3000 | 58.17% | PQ | PQ004s | Other | Std | Std | Substations
PR017 | Werrington ZS rebuild to 132kV | Major Project - Committed Project | 0 | 36624.5117 | 0 | 0 | 0 | 0 | 0 | 0 | 0 | 0 | 0 | 0 | 0 | 0 | 0 | 0 | 34009.5 | 0 | 0 | 0 | 0 | 0 | 0 | 0 | 0 | 0 | 0 | 0 | 0 | 0 | 0 | 0 | 0 | 0 |  | 4950 | 12.48% | PR | PR017 | Augex | Std | Unallocated | Unallocated
PR035 | Baulkham Hills TS 11kV supply | Major Project - Committed Project | 3253.7424 | 0 | 0 | 0 | 0 | 0 | 0 | 0 | 0 | 0 | 0 | 0 | 0 | 0 | 0 | 2947.73 | 0 | 0 | 0 | 0 | 0 | 0 | 0 | 0 | 0 | 0 | 0 | 0 | 0 | 0 | 0 | 0 | 0 | 0 |  | 4950 | 12.48% | PR | PR035 | Augex | Std | Unallocated | Unallocated
PR044 | West Liverpool ZS (Hoxton Park ZS rebuild) | Major Project - Committed Project | 29186.6783 | 0 | 0 | 0 | 0 | 0 | 0 | 0 | 0 | 0 | 0 | 0 | 0 | 0 | 0 | 26441.69 | 0 | 0 | 0 | 0 | 0 | 0 | 0 | 0 | 0 | 0 | 0 | 0 | 0 | 0 | 0 | 0 | 0 | 0 |  | 6450 | 0% | PR | PR044 | Augex | Std | Std | Substations
PR052 | Penrith TS transformer and busbar augment | Major Project - Committed Project | 1410939.2795 | 873709.5032 | 117052.9889 | 0 | 0 | 0 | 0 | 0 | 0 | 0 | 0 | 0 | 0 | 0 | 0 | 1278241.35 | 811326.13 | 111412.72 | 0 | 0 | 0 | 0 | 0 | 0 | 0 | 0 | 0 | 0 | 0 | 0 | 0 | 0 | 0 | 0 |  | 6150 | 0% | PR | PR052 | Augex | Std | Std | Substations
PR054 | Quakers Hill ZS augment (132kV bar + 1st 132/11kV tfr) | Major Project - Committed Project | 17844.9125 | 0 | 0 | 0 | 0 | 0 | 0 | 0 | 0 | 0 | 0 | 0 | 0 | 0 | 0 | 16166.61 | 0 | 0 | 0 | 0 | 0 | 0 | 0 | 0 | 0 | 0 | 0 | 0 | 0 | 0 | 0 | 0 | 0 | 0 |  | 4950 | 12.48% | PR | PR054 | Augex | Std | Std | Sub-transmission lines and cables
PR059 | ELTS 132kV busbar & substation works | Major Project - Committed Project | 144285.785 | 0 | 0 | 0 | 0 | 0 | 0 | 0 | 0 | 0 | 0 | 0 | 0 | 0 | 0 | 130715.8 | 0 | 0 | 0 | 0 | 0 | 0 | 0 | 0 | 0 | 0 | 0 | 0 | 0 | 0 | 0 | 0 | 0 | 0 |  | 4950 | 12.48% | PR | PR059 | Augex | Std | Std | Substations
PR060 | WLTS-ELTS first 132kV cable links | Major Project - Committed Project | 621251.8896 | 59161.6356 | 0 | 0 | 0 | 0 | 0 | 0 | 0 | 0 | 0 | 0 | 0 | 0 | 0 | 562823.55 | 54937.46 | 0 | 0 | 0 | 0 | 0 | 0 | 0 | 0 | 0 | 0 | 0 | 0 | 0 | 0 | 0 | 0 | 0 |  | 4950 | 12.48% | PR | PR060 | Augex | Std | Std | Sub-transmission lines and cables
PR061 | Russell Vale ZS augment | Major Project - Committed Project | 673645.8145 | 226552.8359 | 0 | 0 | 0 | 0 | 0 | 0 | 0 | 0 | 0 | 0 | 0 | 0 | 0 | 610289.86 | 210376.83 | 0 | 0 | 0 | 0 | 0 | 0 | 0 | 0 | 0 | 0 | 0 | 0 | 0 | 0 | 0 | 0 | 0 |  | 5325 | 1.962% | PR | PR061 | Augex | Std | Std | Substations
PR070 | Caddens ZS establishment and feeders | Major Project - Committed Project | 251312.8406 | 121973.7043 | 0 | 0 | 0 | 0 | 0 | 0 | 0 | 0 | 0 | 0 | 0 | 0 | 0 | 227677.03 | 113264.71 | 0 | 0 | 0 | 0 | 0 | 0 | 0 | 0 | 0 | 0 | 0 | 0 | 0 | 0 | 0 | 0 | 0 |  | 4950 | 12.48% | PR | PR070 | Augex | Std | Std | Substations
PR073 | Campbelltown 66kV busbar & line to Ambarvale | Major Project - Committed Project | 475.2135 | 0 | 0 | 0 | 0 | 0 | 0 | 0 | 0 | 0 | 0 | 0 | 0 | 0 | 0 | 430.52 | 0 | 0 | 0 | 0 | 0 | 0 | 0 | 0 | 0 | 0 | 0 | 0 | 0 | 0 | 0 | 0 | 0 | 0 |  | 4950 | 12.48% | PR | PR073 | Augex | Std | Unallocated | Unallocated
PR081 | Collimore Park ZS establishment | Major Project - Future/Planning Stage | 0 | 0 | 0 | 0 | 0 | 0 | 0 | 0 | 0 | 0 | 0 | 0 | 4195200 | 12585600 | 11187200 | 0 | 0 | 0 | 0 | 0 | 0 | 0 | 0 | 0 | 0 | 0 | 0 | 5111443.8356 | 15717689.7946 | 14320561.8128 | 0 | 27968000 | 0 | 35149695.443 | 210 | 1050 | 95.95% | PR | PR081 | Augex | Std | Unallocated | Unallocated
PR090 | Doonside 132kV/11kV ZS rebuild | Major Project - Committed Project | 1327579.2085 | 1114596.1518 | 149280.5221 | 724.1727 | 51000 | 0 | 0 | 0 | 0 | 0 | 0 | 0 | 0 | 0 | 0 | 1202721.24 | 1035013.33 | 142087.35 | 706.51 | 51000 | 0 | 0 | 0 | 0 | 0 | 0 | 0 | 0 | 0 | 0 | 0 | 0 | 0 | 0 |  | 6750 | 0% | PR | PR090 | Augex | Std | Std | Substations
PR091 | West Parramatta CBD 132kV/11kV ZS establishment | Major Project - Committed Project | 4400455.4143 | 1014795.2055 | 88776.4572 | 0 | 0 | 0 | 0 | 0 | 0 | 0 | 0 | 0 | 0 | 0 | 0 | 3986595.42 | 942338.23 | 84498.71 | 0 | 0 | 0 | 0 | 0 | 0 | 0 | 0 | 0 | 0 | 0 | 0 | 0 | 0 | 0 | 0 |  | 5850 | 1.663% | PR | PR091 | Augex | Std | Std | Substations
PR096 | Berry ZS LDC CT's | Major Project - Committed Project | 4939.7945 | 0 | 0 | 0 | 0 | 0 | 0 | 0 | 0 | 0 | 0 | 0 | 0 | 0 | 0 | 4475.21 | 0 | 0 | 0 | 0 | 0 | 0 | 0 | 0 | 0 | 0 | 0 | 0 | 0 | 0 | 0 | 0 | 0 | 0 |  | 4950 | 12.48% | PR | PR096 | Augex | Std | Unallocated | Unallocated
PR102 | Kemps Creek/Luddenham capacity uprate | Major Project - Committed Project | 979194.932 | 5375.1165 | 0 | 0 | 0 | 0 | 0 | 0 | 0 | 0 | 0 | 0 | 0 | 0 | 0 | 887102.28 | 4991.33 | 0 | 0 | 0 | 0 | 0 | 0 | 0 | 0 | 0 | 0 | 0 | 0 | 0 | 0 | 0 | 0 | 0 |  | 4500 | 25.39% | PR | PR102 | Augex | Std | Std | Sub-transmission lines and cables
PR110 | Edmondson Park ZS establishment | Major Project - Committed Project | 9511670.8172 | 3578837.4092 | 145433.9949 | 1620019.9312 | 3153918 | 1765854 | 5111 | 0 | 0 | 0 | 0 | 0 | 0 | 0 | 0 | 8617104.31 | 3323306.31 | 138426.17 | 1580507.25 | 3153918 | 1810000.35 | 5369.7444 | 0 | 0 | 0 | 0 | 0 | 0 | 0 | 0 | 1770965 | 1770965 | 1815370.0944 | 1815370.0944 | 170 | 2550 | 68.26% | PR | PR110 | Augex | Std | Std | Substations
PR113 | Augment feeder 308 Nepean to Douglas Park | Major Project - Committed Project | 3197.9226 | 0 | 0 | 9178.3215 | 99996 | 1313250 | 3939750 | 3502000 | 0 | 0 | 0 | 0 | 0 | 0 | 0 | 2897.16 | 0 | 0 | 8954.46 | 99996 | 1346081.25 | 4139199.8437 | 3771270.9687 | 0 | 0 | 0 | 0 | 0 | 0 | 0 | 8755000 | 8755000 | 9256552.0625 | 9256552.0625 | 340 | 5100 | 9.228% | PR | PR113 | Augex | Std | Std | Sub-transmission lines and cables
PR123 | Connection works associated with Tomerong/Bamarang BSP | Major Project - Committed Project | 827423.4301 | 3168.826 | 0 | 0 | 0 | 0 | 0 | 0 | 0 | 0 | 0 | 0 | 0 | 0 | 0 | 749604.79 | 2942.57 | 0 | 0 | 0 | 0 | 0 | 0 | 0 | 0 | 0 | 0 | 0 | 0 | 0 | 0 | 0 | 0 | 0 |  | 4950 | 12.48% | PR | PR123 | Augex | Std | Std | Sub-transmission lines and cables
PR126 | Chipping Norton 33/11kV ZS establishment | Major Project - Committed Project | 1072924.8393 | 167.155 | 0 | 0 | 0 | 0 | 0 | 0 | 0 | 0 | 0 | 0 | 0 | 0 | 0 | 972016.95 | 155.22 | 0 | 0 | 0 | 0 | 0 | 0 | 0 | 0 | 0 | 0 | 0 | 0 | 0 | 0 | 0 | 0 | 0 |  | 4950 | 12.48% | PR | PR126 | Augex | Std | Std | Substations
PR128 | Nepean ZS establishment | Major Project - Committed Project | 355952.5255 | 259765.3489 | 16319.8834 | 7984.0325 | 0 | 0 | 0 | 0 | 0 | 0 | 0 | 0 | 0 | 0 | 0 | 322475.42 | 241217.95 | 15533.5 | 7789.3 | 0 | 0 | 0 | 0 | 0 | 0 | 0 | 0 | 0 | 0 | 0 | 0 | 0 | 0 | 0 |  | 3750 | 38.4% | PR | PR128 | Augex | Std | Std | Substations
PR144 | Sherwood ZS augment | Major Project - Committed Project | 31865.0582 | 3165.8646 | 0 | 0 | 0 | 0 | 0 | 0 | 0 | 0 | 0 | 0 | 0 | 0 | 0 | 28868.17 | 2939.82 | 0 | 0 | 0 | 0 | 0 | 0 | 0 | 0 | 0 | 0 | 0 | 0 | 0 | 0 | 0 | 0 | 0 |  | 4950 | 12.48% | PR | PR144 | Augex | Std | Std | Substations
PR148 | Dapto ZS 3rd transformer & 33kV bus section CB's | Major Project - Committed Project | 17432.1086 | -158.206 | 1670.126 | 0 | 0 | 0 | 0 | 0 | 0 | 0 | 0 | 0 | 0 | 0 | 0 | 15792.63 | -146.91 | 1589.65 | 0 | 0 | 0 | 0 | 0 | 0 | 0 | 0 | 0 | 0 | 0 | 0 | 0 | 0 | 0 | 0 |  | 4950 | 12.48% | PR | PR148 | Augex | Std | Std | Transformers
PR149 | Gerringong ZS augment | Major Project - Committed Project | 82887.4955 | 82461.7796 | 4419.1284 | 0 | 0 | 0 | 0 | 0 | 0 | 0 | 0 | 0 | 0 | 0 | 0 | 75091.98 | 76573.96 | 4206.19 | 0 | 0 | 0 | 0 | 0 | 0 | 0 | 0 | 0 | 0 | 0 | 0 | 0 | 0 | 0 | 0 |  | 4950 | 12.48% | PR | PR149 | Augex | Std | Std | Substations
PR157 | Richmond ZS rebuild | Major Project - Committed Project | 3237660.8117 | 1327392.6254 | 328164.757 | 11571.7887 | 0 | 0 | 0 | 0 | 0 | 0 | 0 | 0 | 0 | 0 | 0 | 2933160.9 | 1232616.01 | 312351.94 | 11289.55 | 0 | 0 | 0 | 0 | 0 | 0 | 0 | 0 | 0 | 0 | 0 | 0 | 0 | 0 | 0 |  | 6450 | 0% | PR | PR157 | Augex | Std | Std | Substations
PR170 | Holsworthy 33/11kV ZS establishment | Major Project - Future/Planning Stage | 0 | 0 | 0 | 0 | 0 | 0 | 0 | 0 | 0 | 0 | 0 | 0 | 4202400 | 8404800 | 8404800 | 0 | 0 | 0 | 0 | 0 | 0 | 0 | 0 | 0 | 0 | 0 | 0 | 5120216.3365 | 10496443.4898 | 10758854.5771 | 0 | 21012000 | 0 | 26375514.4034 | 40 | 200 | 100% | PR | PR170 | Augex | Std | Std | Substations
PR172 | Parklea ZS 3rd transformer | Major Project - Committed Project | 98673.7749 | 0 | 0 | 0 | 0 | 0 | 0 | 0 | 0 | 0 | 0 | 0 | 0 | 0 | 0 | 89393.57 | 0 | 0 | 0 | 0 | 0 | 0 | 0 | 0 | 0 | 0 | 0 | 0 | 0 | 0 | 0 | 0 | 0 | 0 |  | 4950 | 12.48% | PR | PR172 | Augex | Std | Std | Transformers
PR176 | Cheriton Av 132/11kV ZS establishment | Major Project - Committed Project | 10491.4987 | 5861.2249 | 0 | 0 | 0 | 0 | 0 | 0 | 0 | 0 | 0 | 0 | 0 | 0 | 0 | 9504.78 | 5442.73 | 0 | 0 | 0 | 0 | 0 | 0 | 0 | 0 | 0 | 0 | 0 | 0 | 0 | 0 | 0 | 0 | 0 |  | 4950 | 12.48% | PR | PR176 | Augex | Std | Std | Substations
PR183 | Schofields ZS establishment | Major Project - Committed Project | 10155.9616 | 0 | 0 | 0 | 0 | 0 | 0 | 0 | 0 | 0 | 0 | 0 | 0 | 0 | 0 | 9200.8 | 0 | 0 | 0 | 0 | 0 | 0 | 0 | 0 | 0 | 0 | 0 | 0 | 0 | 0 | 0 | 0 | 0 | 0 |  | 4950 | 12.48% | PR | PR183 | Augex | Std | Unallocated | Unallocated
PR184 | Box Hill 22kV conversion | Major Project - Committed Project | 0 | 141890.7965 | 3822125.6629 | 49457.5415 | 195.82 | 0 | 0 | 0 | 0 | 0 | 0 | 0 | 0 | 0 | 0 | 0 | 131759.71 | 3637954.23 | 48251.26 | 195.82 | 0 | 0 | 0 | 0 | 0 | 0 | 0 | 0 | 0 | 0 | 0 | 0 | 0 | 0 |  | 3750 | 38.4% | PR | PR184 | Augex | Std | Std | Substations
PR186 | Glenorie ZS establishment | Major Project - Committed Project | 789961.6432 | 53119.5146 | 0 | 0 | 0 | 0 | 0 | 0 | 0 | 0 | 0 | 0 | 0 | 0 | 0 | 715666.26 | 49326.75 | 0 | 0 | 0 | 0 | 0 | 0 | 0 | 0 | 0 | 0 | 0 | 0 | 0 | 0 | 0 | 0 | 0 |  | 4950 | 12.48% | PR | PR186 | Augex | Std | Std | Substations
PR190 | Eschol Park ZS establishment | Major Project - Future/Planning Stage | 0 | 0 | 0 | 0 | 0 | 0 | 0 | 0 | 0 | 0 | 0 | 4429200 | 8858400 | 8858400 | 0 | 0 | 0 | 0 | 0 | 0 | 0 | 0 | 0 | 0 | 0 | 0 | 5264926.9401 | 10793100.2273 | 11062927.733 | 0 | 0 | 22146000 | 0 | 27120954.9004 | 80 | 400 | 99.71% | PR | PR190 | Augex | Std | Std | Distribution lines and cables
PR192 | Feeder 7158 augment from Albion Park to Warilla | Major Project - Committed Project | 11640.8659 | 0 | 0 | 0 | 0 | 0 | 0 | 0 | 0 | 0 | 0 | 0 | 0 | 0 | 0 | 10546.05 | 0 | 0 | 0 | 0 | 0 | 0 | 0 | 0 | 0 | 0 | 0 | 0 | 0 | 0 | 0 | 0 | 0 | 0 |  | 4950 | 12.48% | PR | PR192 | Augex | Std | Unallocated | Unallocated
PR200 | Cordeaux/Figtree 33/11kV ZS establishment | Major Project - Committed Project | 37293.0912 | 0 | 0 | 0 | 0 | 0 | 0 | 0 | 0 | 0 | 0 | 0 | 0 | 0 | 0 | 33785.7 | 0 | 0 | 0 | 0 | 0 | 0 | 0 | 0 | 0 | 0 | 0 | 0 | 0 | 0 | 0 | 0 | 0 | 0 |  | 4950 | 12.48% | PR | PR200 | Augex | Std | Std | Substations
PR204 | Canley Vale subtransmission network upgrade | Major Project - Committed Project | 1113803.6004 | 0 | 0 | 0 | 0 | 0 | 0 | 0 | 0 | 0 | 0 | 0 | 0 | 0 | 0 | 1009051.09 | 0 | 0 | 0 | 0 | 0 | 0 | 0 | 0 | 0 | 0 | 0 | 0 | 0 | 0 | 0 | 0 | 0 | 0 |  | 5400 | 1.962% | PR | PR204 | Augex | Std | Std | Sub-transmission lines and cables
PR206 | Cawdor 66/11kV ZS establishment | Major Project - Committed Project | 49734.9279 | 4596.4276 | 0 | 0 | 0 | 0 | 0 | 0 | 0 | 0 | 0 | 0 | 0 | 0 | 0 | 45057.39 | 4268.24 | 0 | 0 | 0 | 0 | 0 | 0 | 0 | 0 | 0 | 0 | 0 | 0 | 0 | 0 | 0 | 0 | 0 |  | 4950 | 12.48% | PR | PR206 | Augex | Std | Std | Substations
PR208 | Abbotsbury 132/11kV ZS establishment | Major Project - Committed Project | 2482470.6543 | 605390.2397 | 4097.4375 | 0 | 0 | 0 | 0 | 0 | 0 | 0 | 0 | 0 | 0 | 0 | 0 | 2248995.89 | 562165.02 | 3900 | 0 | 0 | 0 | 0 | 0 | 0 | 0 | 0 | 0 | 0 | 0 | 0 | 0 | 0 | 0 | 0 |  | 5700 | 1.663% | PR | PR208 | Augex | Std | Std | Substations
PR244 | Bellavista ZS establishment with two 132kV cable links | Major Project - Committed Project | 9713.5534 | 0 | 0 | 0 | 0 | 0 | 0 | 0 | 0 | 0 | 0 | 0 | 0 | 0 | 0 | 8800 | 0 | 0 | 0 | 0 | 0 | 0 | 0 | 0 | 0 | 0 | 0 | 0 | 0 | 0 | 0 | 0 | 0 | 0 |  | 4950 | 12.48% | PR | PR244 | Augex | Std | Unallocated | Unallocated
PR248 | Penrith Lakes ZS site acquisition | Major Project - Future/Planning Stage | 0 | 39210.8692 | 80.2888 | 0 | 0 | 0 | 0 | 0 | 0 | 0 | 300000 | 0 | 0 | 0 | 0 | 0 | 36411.19 | 76.42 | 0 | 0 | 0 | 0 | 0 | 0 | 0 | 347908.0255 | 0 | 0 | 0 | 0 | 0 | 300000 | 0 | 347908.0255 | 140 | 700 | 99.19% | PRL | PR248 | Augex | Std | Std | Land
PR249 | Establish Penrith Lakes 33/11kV Zone Substation | Major Project - Future/Planning Stage | 0 | 0 | 0 | 0 | 0 | 0 | 0 | 0 | 0 | 0 | 1571001 | 6284004 | 0 | 0 | 0 | 0 | 0 | 0 | 0 | 0 | 0 | 0 | 0 | 0 | 0 | 1821879.5197 | 7469706.0308 | 0 | 0 | 0 | 0 | 7855005 | 0 | 9291585.5505 | 140 | 700 | 99.19% | PR | PR249 | Augex | Std | Std | Substations
PR255 | Line works associated with Oran Park | Major Project - Committed Project | 3558454.5897 | 2634593.7562 | 464174.9292 | 56477.5 | 0 | 0 | 0 | 0 | 0 | 0 | 0 | 0 | 0 | 0 | 0 | 3223784.23 | 2446482.21 | 441808.38 | 55100 | 0 | 0 | 0 | 0 | 0 | 0 | 0 | 0 | 0 | 0 | 0 | 0 | 0 | 0 | 0 |  | 3300 | 53.99% | PR | PR255 | Augex | Std | Std | Sub-transmission lines and cables
PR257 | Menangle Park 66/11kV ZS site purchase | Major Project - Committed Project | 12083.4397 | 0 | 0 | 188281.348 | 4023 | 0 | 0 | 0 | 0 | 0 | 0 | 0 | 0 | 0 | 0 | 10947 | 0 | 0 | 183689.12 | 4023 | 0 | 0 | 0 | 0 | 0 | 0 | 0 | 0 | 0 | 0 | 0 | 0 | 0 | 0 |  | 3150 | 54.53% | PRL | PR257 | Augex | Std | Std | Land
PR258 | Menangle Park 66/11kV ZS establishment | Major Project - Committed Project | 0 | 0 | 0 | 94743.4047 | 295852.71 | 4487188 | 8566 | 0 | 0 | 0 | 0 | 0 | 0 | 0 | 0 | 0 | 0 | 0 | 92432.59 | 295852.71 | 4599367.7 | 8999.6537 | 0 | 0 | 0 | 0 | 0 | 0 | 0 | 0 | 4495754 | 4495754 | 4608367.3537 | 4608367.3537 | 170 | 2550 | 68.26% | PR | PR258 | Augex | Std | Std | Substations
PR261 | Huntingwood ZS establishment | Major Project - Committed Project | 273525.331 | 641.1807 | 0 | 61248.711 | 0 | 0 | 0 | 0 | 0 | 0 | 0 | 0 | 0 | 0 | 0 | 247800.45 | 595.4 | 0 | 59754.84 | 0 | 0 | 0 | 0 | 0 | 0 | 0 | 0 | 0 | 0 | 0 | 0 | 0 | 0 | 0 |  | 4950 | 12.48% | PR | PR261 | Augex | Std | Std | Substations
PR278 | Kemps Creek new BSP associated works | Major Project - Future/Planning Stage | 0 | 0 | 0 | 0 | 0 | 0 | 0 | 0 | 0 | 0 | 0 | 0 | 1278000 | 1278000 | 0 | 0 | 0 | 0 | 0 | 0 | 0 | 0 | 0 | 0 | 0 | 0 | 0 | 1557118.903 | 1596046.8756 | 0 | 0 | 2556000 | 0 | 3153165.7786 | 20 | 100 | 100% | PR | PR278 | Augex | Std | Std | Sub-transmission lines and cables
PR280 | Wilton Park 66/11kV ZS establishment & 66kV line works | Major Project - Committed Project | 39802.5436 | 0 | 0 | 0 | 0 | 0 | 0 | 0 | 0 | 0 | 0 | 0 | 0 | 0 | 0 | 36059.14 | 0 | 0 | 0 | 0 | 0 | 0 | 0 | 0 | 0 | 0 | 0 | 0 | 0 | 0 | 0 | 0 | 0 | 0 |  | 4950 | 12.48% | PR | PR280 | Augex | Std | Std | Substations
PR288 | Holroyd 330/132kV BSP associated works | Major Project - Committed Project | 33452.0652 | 0 | 0 | 0 | 0 | 0 | 0 | 0 | 0 | 0 | 0 | 0 | 0 | 0 | 0 | 30305.92 | 0 | 0 | 0 | 0 | 0 | 0 | 0 | 0 | 0 | 0 | 0 | 0 | 0 | 0 | 0 | 0 | 0 | 0 |  | 4950 | 12.48% | PR | PR288 | Augex | Std | Std | Sub-transmission lines and cables
PR291 | Marsden Park Zone Substation site acquisition | Major Project - Committed Project | 184736.333 | 2762.3321 | 0 | 0 | 0 | 0 | 0 | 0 | 0 | 0 | 0 | 0 | 0 | 0 | 0 | 167362 | 2565.1 | 0 | 0 | 0 | 0 | 0 | 0 | 0 | 0 | 0 | 0 | 0 | 0 | 0 | 0 | 0 | 0 | 0 |  | 4950 | 12.48% | PRL | PR291 | Augex | Std | Unallocated | Unallocated
PR292 | South Marsden Park (industrial) 132/11kV ZS establishment | Major Project - Committed Project | 0 | 1350.7224 | 79607.905 | 10040624.8797 | 14082714.11 | 1215012 | 0 | 0 | 0 | 0 | 0 | 0 | 0 | 0 | 0 | 0 | 1254.28 | 75771.95 | 9795731.59 | 14082714.11 | 1245387.3 | 0 | 0 | 0 | 0 | 0 | 0 | 0 | 0 | 0 | 1215012 | 1215012 | 1245387.3 | 1245387.3 | 210 | 3150 | 54.53% | PR | PR292 | Augex | Std | Std | Substations
PR303 | Mittagong ZS transformer augment | Major Project - Committed Project | 321073.6277 | 9985.2314 | 0 | 0 | 0 | 0 | 0 | 0 | 0 | 0 | 0 | 0 | 0 | 0 | 0 | 290876.86 | 9272.28 | 0 | 0 | 0 | 0 | 0 | 0 | 0 | 0 | 0 | 0 | 0 | 0 | 0 | 0 | 0 | 0 | 0 |  | 4950 | 12.48% | PR | PR303 | Augex | Std | Std | Transformers
PR308 | Granville ZS & Camellia TS rebuild | Major Project - Committed Project | 2477296.7632 | 190336.8319 | 0 | 0 | 0 | 0 | 0 | 0 | 0 | 0 | 0 | 0 | 0 | 0 | 0 | 2244308.6 | 176746.67 | 0 | 0 | 0 | 0 | 0 | 0 | 0 | 0 | 0 | 0 | 0 | 0 | 0 | 0 | 0 | 0 | 0 |  | 3900 | 38.3% | PR | PR308 | Augex | Std | Std | Substations
PR311 | Quakers Hill ZS 2nd 132kV feeder | Major Project - Committed Project | 6415.2722 | 0 | 0 | 0 | 0 | 0 | 0 | 0 | 0 | 0 | 0 | 0 | 0 | 0 | 0 | 5811.92 | 0 | 0 | 0 | 0 | 0 | 0 | 0 | 0 | 0 | 0 | 0 | 0 | 0 | 0 | 0 | 0 | 0 | 0 |  | 4950 | 12.48% | PR | PR311 | Augex | Std | Unallocated | Unallocated
PR326 | Casula 33/11kV ZS establishment with link to LTS or WLTS | Major Project - Committed Project | 497599.1822 | 48528.0622 | 0 | 0 | 0 | 0 | 0 | 0 | 0 | 0 | 0 | 0 | 0 | 0 | 0 | 450800.3 | 45063.13 | 0 | 0 | 0 | 0 | 0 | 0 | 0 | 0 | 0 | 0 | 0 | 0 | 0 | 0 | 0 | 0 | 0 |  | 4950 | 12.48% | PR | PR326 | Augex | Std | Std | Substations
PR329 | Box Hill site purchase | Major Project - Committed Project | 6155.8983 | 60096.0429 | 50795.0922 | 0 | 350271 | 0 | 0 | 0 | 0 | 0 | 0 | 0 | 0 | 0 | 0 | 5576.94 | 55805.15 | 48347.5 | 0 | 350271 | 0 | 0 | 0 | 0 | 0 | 0 | 0 | 0 | 0 | 0 | 0 | 0 | 0 | 0 |  | 3750 | 38.4% | PRL | PR329 | Augex | Std | Std | Land
PR339 | North Eastern Creek ZS establishment | Major Project - Committed Project | 117753.3353 | 852.2835 | 0 | 0 | 0 | 0 | 0 | 0 | 0 | 0 | 0 | 0 | 0 | 0 | 0 | 106678.71 | 791.43 | 0 | 0 | 0 | 0 | 0 | 0 | 0 | 0 | 0 | 0 | 0 | 0 | 0 | 0 | 0 | 0 | 0 |  | 4950 | 12.48% | PR | PR339 | Augex | Std | Std | Substations
PR342 | Jordan Springs establishment | Major Project - Committed Project | 3409131.8194 | 237485.2034 | 9983.8792 | 0 | 0 | 0 | 0 | 0 | 0 | 0 | 0 | 0 | 0 | 0 | 0 | 3088505.17 | 220528.62 | 9502.8 | 0 | 0 | 0 | 0 | 0 | 0 | 0 | 0 | 0 | 0 | 0 | 0 | 0 | 0 | 0 | 0 |  | 3300 | 53.99% | PR | PR342 | Augex | Std | Std | Substations
PR343 | Wetherill Park ZS augmentation | Major Project - Committed Project | 128.2631 | 27245.3328 | 0 | 0 | 0 | 0 | 0 | 0 | 0 | 0 | 0 | 0 | 0 | 0 | 0 | 116.2 | 25300 | 0 | 0 | 0 | 0 | 0 | 0 | 0 | 0 | 0 | 0 | 0 | 0 | 0 | 0 | 0 | 0 | 0 |  | 4950 | 12.48% | PR | PR343 | Augex | Std | Unallocated | Unallocated
PR353 | Shoalhaven Feeder 7510/7511 Augment | Major Project - Committed Project | -198518.2427 | 38018.7728 | 0 | 0 | 0 | 0 | 0 | 0 | 0 | 0 | 0 | 0 | 0 | 0 | 0 | -179847.73 | 35304.21 | 0 | 0 | 0 | 0 | 0 | 0 | 0 | 0 | 0 | 0 | 0 | 0 | 0 | 0 | 0 | 0 | 0 |  | 4950 | 12.48% | PR | PR353 | Augex | Std | Std | Sub-transmission lines and cables
PR384 | Glossodia ZS transformer augments | Major Project - Committed Project | 2072.1659 | 1360.619 | 0 | 0 | 0 | 0 | 0 | 0 | 0 | 0 | 0 | 0 | 0 | 0 | 0 | 1877.28 | 1263.47 | 0 | 0 | 0 | 0 | 0 | 0 | 0 | 0 | 0 | 0 | 0 | 0 | 0 | 0 | 0 | 0 | 0 |  | 4950 | 12.48% | PR | PR384 | Augex | Std | Std | Substations
PR406 | Tomerong ZS establishment | Major Project - Committed Project | 720806.441 | 512300.4973 | 106051.4533 | 156461.5657 | 0 | 0 | 0 | 0 | 0 | 0 | 0 | 0 | 0 | 0 | 0 | 653015.06 | 475721.94 | 100941.3 | 152645.43 | 0 | 0 | 0 | 0 | 0 | 0 | 0 | 0 | 0 | 0 | 0 | 0 | 0 | 0 | 0 |  | 4350 | 29.11% | PR | PR406 | Augex | Std | Std | Substations
PR408 | Oran Park (permanent) ZS establishment | Major Project - Committed Project | 6335258.0661 | 2855407.2389 | 1289990.0284 | 235711.8802 | 0 | 0 | 0 | 0 | 0 | 0 | 0 | 0 | 0 | 0 | 0 | 5739431.13 | 2651529.48 | 1227831.08 | 229962.81 | 0 | 0 | 0 | 0 | 0 | 0 | 0 | 0 | 0 | 0 | 0 | 0 | 0 | 0 | 0 |  | 3000 | 58.17% | PR | PR408 | Augex | Std | Std | Substations
PR413 | Windsor transformer | Major Project - Committed Project | 1195819.8564 | 186773.8747 | 0 | 0 | 0 | 0 | 0 | 0 | 0 | 0 | 0 | 0 | 0 | 0 | 0 | 1083353.77 | 173438.11 | 0 | 0 | 0 | 0 | 0 | 0 | 0 | 0 | 0 | 0 | 0 | 0 | 0 | 0 | 0 | 0 | 0 |  | 3300 | 53.99% | PR | PR413 | Augex | Std | Std | Transformers
PR423 | Maryland ZS establishment | Major Project - Prior to Approval | 0 | 0 | 0 | 0 | 0 | 0 | 4126720 | 8253440 | 8253440 | 0 | 0 | 0 | 0 | 0 | 0 | 0 | 0 | 0 | 0 | 0 | 0 | 4335635.2 | 8888052.16 | 9110253.464 | 0 | 0 | 0 | 0 | 0 | 0 | 20633600 | 20633600 | 22333940.824 | 22333940.824 | 80 | 800 | 99.14% | PR | PR423 | Augex | Std | Std | Substations
PR424 | Austral ZS site purchase | Major Project - Committed Project | 0 | 8615.125 | 4727.8125 | 273310.51 | 1520855.6 | 0 | 0 | 0 | 0 | 0 | 0 | 0 | 0 | 0 | 0 | 0 | 8000 | 4500 | 266644.4 | 1520855.6 | 0 | 0 | 0 | 0 | 0 | 0 | 0 | 0 | 0 | 0 | 0 | 0 | 0 | 0 |  | 3200 | 53.99% | PRL | PR424 | Augex | Std | Std | Land
PR425 | Austral ZS establishment (interim initially) | Major Project - Prior to Approval | 0 | 0 | 0 | 0 | 0 | 0 | 3556000 | 0 | 0 | 0 | 0 | 0 | 0 | 0 | 0 | 0 | 0 | 0 | 0 | 0 | 0 | 3736022.5 | 0 | 0 | 0 | 0 | 0 | 0 | 0 | 0 | 3556000 | 3556000 | 3736022.5 | 3736022.5 | 160 | 1600 | 91.23% | PR | PR425 | Augex | Std | Std | Substations
PR426 | Leppington North ZS site purchase (strategic) | Major Project - Committed Project | 323960.2529 | 1849047.3608 | 10646.9602 | 0 | 0 | 0 | 0 | 0 | 0 | 0 | 0 | 0 | 0 | 0 | 0 | 293492 | 1717024.29 | 10133.93 | 0 | 0 | 0 | 0 | 0 | 0 | 0 | 0 | 0 | 0 | 0 | 0 | 0 | 0 | 0 | 0 |  | 4950 | 12.48% | PRL | PR426 | Augex | Std | Std | Land
PR427 | Leppington North ZS establishment | Major Project - Committed Project | 722.9202 | 89769.0317 | 585063.4139 | 8848381.3493 | 9689043 | 1755910 | 0 | 0 | 0 | 0 | 0 | 0 | 0 | 0 | 0 | 654.93 | 83359.47 | 556871.78 | 8632567.17 | 9689043 | 1799807.75 | 0 | 0 | 0 | 0 | 0 | 0 | 0 | 0 | 0 | 1755910 | 1755910 | 1799807.75 | 1799807.75 | 210 | 3150 | 54.53% | PR | PR427 | Augex | Std | Std | Substations
PR429 | Leppington South ZS establishment (interim initially) | Major Project - Committed Project | 2213712.7685 | 118926.1039 | 0 | 0 | 0 | 0 | 0 | 0 | 0 | 0 | 0 | 0 | 0 | 0 | 0 | 2005514.51 | 110434.71 | 0 | 0 | 0 | 0 | 0 | 0 | 0 | 0 | 0 | 0 | 0 | 0 | 0 | 0 | 0 | 0 | 0 |  | 3675 | 38.4% | PR | PR429 | Augex | Std | Std | Substations
PR430 | North Rossmore ZS site purchase | Major Project - Prior to Approval | 0 | 0 | 0 | 0 | 0 | 0 | 0 | 0 | 3000000 | 0 | 0 | 0 | 0 | 0 | 0 | 0 | 0 | 0 | 0 | 0 | 0 | 0 | 0 | 3311438.6719 | 0 | 0 | 0 | 0 | 0 | 0 | 3000000 | 3000000 | 3311438.6719 | 3311438.6719 | 40 | 400 | 99.71% | PRL | PR430 | Augex | Std | Std | Land
PR432 | Rossmore ZS site purchase | Major Project - Prior to Approval | 0 | 0 | 0 | 0 | 0 | 0 | 0 | 0 | 0 | 3000000 | 0 | 0 | 0 | 0 | 0 | 0 | 0 | 0 | 0 | 0 | 0 | 0 | 0 | 0 | 3394224.6387 | 0 | 0 | 0 | 0 | 0 | 3000000 | 3000000 | 3394224.6387 | 3394224.6387 | 40 | 400 | 99.71% | PRL | PR432 | Augex | Std | Std | Land
PR433 | Rossmore ZS establishment | Major Project - Future/Planning Stage | 0 | 0 | 0 | 0 | 0 | 0 | 0 | 0 | 0 | 0 | 0 | 0 | 0 | 0 | 10000000 | 0 | 0 | 0 | 0 | 0 | 0 | 0 | 0 | 0 | 0 | 0 | 0 | 0 | 0 | 12800845.442 | 0 | 10000000 | 0 | 12800845.442 | 160 | 800 | 99.14% | PR | PR433 | Augex | Std | Unallocated | Unallocated
PR434 | Catherine Fields North land purchase | Major Project - Committed Project | 1024524.4102 | 44159.02 | 0 | 0 | 0 | 0 | 0 | 0 | 0 | 0 | 0 | 0 | 0 | 0 | 0 | 928168.55 | 41006.04 | 0 | 0 | 0 | 0 | 0 | 0 | 0 | 0 | 0 | 0 | 0 | 0 | 0 | 0 | 0 | 0 | 0 |  | 4950 | 12.48% | PRL | PR434 | Augex | Std | Unallocated | Unallocated
PR435 | Catherine Fields North ZS establishment (interim) | Major Project - Future/Planning Stage | 0 | 0 | 0 | 0 | 0 | 0 | 0 | 0 | 0 | 0 | 0 | 0 | 4291200 | 8582400 | 8582400 | 0 | 0 | 0 | 0 | 0 | 0 | 0 | 0 | 0 | 0 | 0 | 0 | 5228410.5138 | 10718241.5533 | 10986197.5921 | 0 | 21456000 | 0 | 26932849.6592 | 140 | 700 | 99.19% | PR | PR435 | Augex | Std | Std | Substations
PR436 | Catherine Fields ZS site purchase | Major Project - Committed Project | 5519.0645 | 0 | 140723.5492 | 0 | 0 | 653024 | 0 | 0 | 0 | 0 | 0 | 0 | 0 | 0 | 0 | 5000 | 0 | 133942.7 | 0 | 0 | 669349.6 | 0 | 0 | 0 | 0 | 0 | 0 | 0 | 0 | 0 | 653024 | 653024 | 669349.6 | 669349.6 | 240 | 3600 | 42.42% | PRL | PR436 | Augex | Std | Std | Land
PR437 | Catherine Fields 11kV feeder works | Major Project - Committed Project | 0 | 321.6995 | 60244.3399 | 3754127.116 | 239162 | 0 | 0 | 0 | 0 | 0 | 0 | 0 | 0 | 0 | 0 | 0 | 298.73 | 57341.43 | 3662563.04 | 239162 | 0 | 0 | 0 | 0 | 0 | 0 | 0 | 0 | 0 | 0 | 0 | 0 | 0 | 0 |  | 2400 | 69.32% | PR | PR437 | Augex | Std | Std | Substations
PR438 | North Bringelly ZS site purchase | Major Project - Prior to Approval | 0 | 0 | 0 | 0 | 0 | 0 | 0 | 3500000 | 0 | 0 | 0 | 0 | 0 | 0 | 0 | 0 | 0 | 0 | 0 | 0 | 0 | 0 | 3769117.1875 | 0 | 0 | 0 | 0 | 0 | 0 | 0 | 3500000 | 3500000 | 3769117.1875 | 3769117.1875 | 20 | 200 | 100% | PRL | PR438 | Augex | Std | Std | Land
PR439 | North Bringelly ZS establishment | Major Project - Future/Planning Stage | 0 | 0 | 0 | 0 | 0 | 0 | 0 | 0 | 0 | 0 | 0 | 4420000 | 8840000 | 8840000 | 0 | 0 | 0 | 0 | 0 | 0 | 0 | 0 | 0 | 0 | 0 | 0 | 5253991.0312 | 10770681.614 | 11039948.6543 | 0 | 0 | 22100000 | 0 | 27064621.2995 | 40 | 200 | 100% | PR | PR439 | Augex | Std | Unallocated | Unallocated
PR440 | Feeder 443 and 458/1 augmentation and Cattai rebuild | Major Project - Committed Project | 2238121.5043 | 529613.2156 | 344112.7507 | 0 | 0 | 0 | 0 | 0 | 0 | 0 | 0 | 0 | 0 | 0 | 0 | 2027627.62 | 491798.52 | 327531.47 | 0 | 0 | 0 | 0 | 0 | 0 | 0 | 0 | 0 | 0 | 0 | 0 | 0 | 0 | 0 | 0 |  | 4800 | 12.48% | PR | PR440 | Augex | Std | Std | Sub-transmission lines and cables
PR444 | Culburra Beach development (33kV fdr and single transformer ZS) | Major Project - Future/Planning Stage | 0 | 0 | 0 | 0 | 0 | 0 | 0 | 0 | 0 | 0 | 0 | 3832500 | 1916250 | 0 | 0 | 0 | 0 | 0 | 0 | 0 | 0 | 0 | 0 | 0 | 0 | 0 | 4555638.1509 | 2334764.5524 | 0 | 0 | 0 | 5748750 | 0 | 6890402.7033 | 110 | 550 | 99.19% | PR | PR444 | Augex | Std | Std | Substations
PR479 | Far South Coast 132kV voltage constraints | Major Project - Committed Project | 225077.2723 | 2952658.0329 | 1957660.5664 | 349581.457 | 12266.55 | 0 | 0 | 0 | 0 | 0 | 0 | 0 | 0 | 0 | 0 | 203908.9 | 2741836.51 | 1863329.51 | 341055.08 | 12266.55 | 0 | 0 | 0 | 0 | 0 | 0 | 0 | 0 | 0 | 0 | 0 | 0 | 0 | 0 |  | 4800 | 12.48% | PR | PR479 | Augex | Std | Std | Transformers
PR487 | Connection works associated with Macarthur BSP | Major Project - Committed Project | 4361592.1603 | 1915730.1729 | 283330.3647 | 288152.9917 | 14791.17 | 0 | 0 | 0 | 0 | 0 | 0 | 0 | 0 | 0 | 0 | 3951387.23 | 1778945.91 | 269677.92 | 281124.87 | 14791.17 | 0 | 0 | 0 | 0 | 0 | 0 | 0 | 0 | 0 | 0 | 0 | 0 | 0 | 0 |  | 4050 | 37% | PR | PR487 | Augex | Std | Std | Sub-transmission lines and cables
PR499 | Southpipe (Oakdale Estate) ZS 132/11kV establishment | Major Project - Committed Project | 0 | 0 | 0 | 0 | 50000 | 6347200 | 12694400 | 12694400 | 0 | 0 | 0 | 0 | 0 | 0 | 0 | 0 | 0 | 0 | 0 | 50000 | 6505880 | 13337054 | 13670480.35 | 0 | 0 | 0 | 0 | 0 | 0 | 0 | 31736000 | 31736000 | 33513414.35 | 33513414.35 | 140 | 2100 | 77.81% | PR | PR499 | Augex | Std | Std | Substations
PR517 | Installation of OPGW on Feeders 98W and 98F | Major Project - Committed Project | 650183.7637 | 9403.3766 | 0 | 0 | 0 | 0 | 0 | 0 | 0 | 0 | 0 | 0 | 0 | 0 | 0 | 589034.4 | 8731.97 | 0 | 0 | 0 | 0 | 0 | 0 | 0 | 0 | 0 | 0 | 0 | 0 | 0 | 0 | 0 | 0 | 0 |  | 3825 | 38.3% | PR | PR517 | Augex | Std | Std | Sub-transmission lines and cables
PR521 | Culburra ZS fdr duplication & provision for rural ZS's | Major Project - Committed Project | 2278980.7611 | 265278.7597 | 0 | 0 | 0 | 0 | 0 | 0 | 0 | 0 | 0 | 0 | 0 | 0 | 0 | 2064644.09 | 246337.7 | 0 | 0 | 0 | 0 | 0 | 0 | 0 | 0 | 0 | 0 | 0 | 0 | 0 | 0 | 0 | 0 | 0 |  | 3150 | 54.53% | PR | PR521 | Augex | Std | Std | Sub-transmission lines and cables
PR559 | Mamre ZS transformer augment and 11kV busbar extension | Major Project - Committed Project | 115435.9132 | 126038.7295 | 0 | 0 | 0 | 0 | 0 | 0 | 0 | 0 | 0 | 0 | 0 | 0 | 0 | 104579.24 | 117039.49 | 0 | 0 | 0 | 0 | 0 | 0 | 0 | 0 | 0 | 0 | 0 | 0 | 0 | 0 | 0 | 0 | 0 |  | 3750 | 38.4% | PR | PR559 | Augex | Std | Std | Substations
PR563 | Shoalhaven TS 132kV capacitor install | Major Project - Committed Project | 461.5262 | 0 | 0 | 0 | 0 | 0 | 0 | 0 | 0 | 0 | 0 | 0 | 0 | 0 | 0 | 418.12 | 0 | 0 | 0 | 0 | 0 | 0 | 0 | 0 | 0 | 0 | 0 | 0 | 0 | 0 | 0 | 0 | 0 | 0 |  | 4950 | 12.48% | PR | PR563 | Augex | Std | Unallocated | Unallocated
PR595 | The Oaks ZS establishment | Major Project - Committed Project | 674.6504 | 0 | 0 | 0 | 0 | 0 | 0 | 0 | 0 | 0 | 0 | 0 | 0 | 0 | 0 | 611.2 | 0 | 0 | 0 | 0 | 0 | 0 | 0 | 0 | 0 | 0 | 0 | 0 | 0 | 0 | 0 | 0 | 0 | 0 |  | 4950 | 12.48% | PR | PR595 | Augex | Std | Unallocated | Unallocated
PR596 | Marsden Park (residential) 132/11kV ZS establishment - stage 1 | Major Project - Committed Project | 7139181.0328 | 5702680.8091 | 4918321.4277 | 281593.3607 | 179571.14 | 0 | 0 | 0 | 0 | 0 | 0 | 0 | 0 | 0 | 0 | 6467745.66 | 5295506.04 | 4681329.14 | 274725.23 | 179571.14 | 0 | 0 | 0 | 0 | 0 | 0 | 0 | 0 | 0 | 0 | 0 | 0 | 0 | 0 |  | 4050 | 37% | PR | PR596 | Augex | Std | Std | Substations
PR599 | Penrith CBD ZS site purchase | Major Project - Committed Project | 0 | 0 | 0 | 29673.75 | 3367600 | 0 | 0 | 0 | 0 | 0 | 0 | 0 | 0 | 0 | 0 | 0 | 0 | 0 | 28950 | 3367600 | 0 | 0 | 0 | 0 | 0 | 0 | 0 | 0 | 0 | 0 | 0 | 0 | 0 | 0 |  | 2100 | 77.81% | PRL | PR599 | Augex | Std | Std | Land
PR602 | Riverstone West site purchase | Major Project - Future/Planning Stage | 0 | 0 | 0 | 0 | 0 | 0 | 0 | 0 | 0 | 0 | 0 | 0 | 5000000 | 0 | 0 | 0 | 0 | 0 | 0 | 0 | 0 | 0 | 0 | 0 | 0 | 0 | 0 | 6092014.4875 | 0 | 0 | 0 | 5000000 | 0 | 6092014.4875 | 70 | 350 | 99.71% | PRL | PR602 | Augex | Std | Std | Land
PR603 | Eschol Park ZS site purchase | Major Project - Future/Planning Stage | 0 | 0 | 0 | 0 | 0 | 0 | 0 | 0 | 0 | 0 | 0 | 0 | 0 | 0 | 5000000 | 0 | 0 | 0 | 0 | 0 | 0 | 0 | 0 | 0 | 0 | 0 | 0 | 0 | 0 | 6400422.721 | 0 | 5000000 | 0 | 6400422.721 | 100 | 500 | 99.19% | PRL | PR603 | Augex | Std | Std | Land
PR620 | West Dapto ZS establishment | Major Project - Prior to Approval | 0 | 0 | 0 | 0 | 0 | 0 | 0 | 4085600 | 8171200 | 4671200 | 3500000 | 0 | 0 | 0 | 0 | 0 | 0 | 0 | 0 | 0 | 0 | 0 | 4399744.3375 | 9019475.8919 | 5285034.0441 | 4058926.9637 | 0 | 0 | 0 | 0 | 16928000 | 20428000 | 18704254.2734 | 22763181.2372 | 110 | 1100 | 95.95% | PR | PR620 | Augex | Std | Std | Substations
PR632 | Mt Druitt TS automation scheme | Major Project - Committed Project | 2246.8663 | 0 | 0 | 0 | 0 | 0 | 0 | 0 | 0 | 0 | 0 | 0 | 0 | 0 | 0 | 2035.55 | 0 | 0 | 0 | 0 | 0 | 0 | 0 | 0 | 0 | 0 | 0 | 0 | 0 | 0 | 0 | 0 | 0 | 0 |  | 4950 | 12.48% | PR | PR632 | Augex | Std | Unallocated | Unallocated
PR642 | Auxiliary transformer at Shoalhaven TS | Major Project - Committed Project | 91518.8929 | 0 | 0 | 0 | 0 | 0 | 0 | 0 | 0 | 0 | 0 | 0 | 0 | 0 | 0 | 82911.6 | 0 | 0 | 0 | 0 | 0 | 0 | 0 | 0 | 0 | 0 | 0 | 0 | 0 | 0 | 0 | 0 | 0 | 0 |  | 4950 | 12.48% | PR | PR642 | Augex | Std | Unallocated | Unallocated
PR643 | Fibre works at Carlingford TS for Ausgrid | Major Project - Committed Project | 10078.6285 | 59328.3598 | 177027.3077 | 0 | 0 | 0 | 0 | 0 | 0 | 0 | 0 | 0 | 0 | 0 | 0 | 9130.74 | 55092.28 | 168497.14 | 0 | 0 | 0 | 0 | 0 | 0 | 0 | 0 | 0 | 0 | 0 | 0 | 0 | 0 | 0 | 0 |  | 4950 | 12.48% | PR | PR643 | Augex | Std | Std | Substations
PR652 | Purchase of additional land Lawson TS | Major Project - Committed Project | 66296.3268 | 0 | 0 | 0 | 0 | 0 | 0 | 0 | 0 | 0 | 0 | 0 | 0 | 0 | 0 | 60061.2 | 0 | 0 | 0 | 0 | 0 | 0 | 0 | 0 | 0 | 0 | 0 | 0 | 0 | 0 | 0 | 0 | 0 | 0 |  | 4950 | 12.48% | PRL | PR652 | Augex | Std | Unallocated | Unallocated
PR653 | Avondale (South West Dapto) 132/11kV ZS establishment | Major Project - Future/Planning Stage | 0 | 0 | 0 | 0 | 0 | 0 | 0 | 0 | 0 | 0 | 0 | 5000000 | 5000000 | 5000000 | 0 | 0 | 0 | 0 | 0 | 0 | 0 | 0 | 0 | 0 | 0 | 0 | 5943428.7683 | 6092014.4875 | 6244314.8497 | 0 | 0 | 15000000 | 0 | 18279758.1056 | 110 | 550 | 99.19% | PR | PR653 | Augex | Std | Unallocated | Unallocated
PR656 | Leppington South ZS establishment (permanent) | Major Project - Committed Project | 0 | 0 | 0 | 300160.1595 | 7152455 | 13566645 | 3526693 | 0 | 0 | 0 | 0 | 0 | 0 | 0 | 0 | 0 | 0 | 0 | 292839.18 | 7152455 | 13905811.125 | 3705231.8331 | 0 | 0 | 0 | 0 | 0 | 0 | 0 | 0 | 17093338 | 17093338 | 17611042.9581 | 17611042.9581 | 230 | 3450 | 50.98% | PR | PR656 | Augex | Std | Std | Substations
PR657 | Calderwood ZS establishment (interim initially) | Major Project - Committed Project | 0 | 0 | 0 | 0 | 46912.52 | 1476500 | 1476500 | 0 | 0 | 0 | 0 | 0 | 0 | 0 | 0 | 0 | 0 | 0 | 0 | 46912.52 | 1513412.5 | 1551247.8125 | 0 | 0 | 0 | 0 | 0 | 0 | 0 | 0 | 2953000 | 2953000 | 3064660.3125 | 3064660.3125 | 170 | 2550 | 68.26% | PR | PR657 | Augex | Std | Std | Substations
PR659 | Avondale (South West Dapto) 132/11kV Zone Substation establishment site purchase | Major Project - Future/Planning Stage | 0 | 0 | 0 | 0 | 0 | 0 | 0 | 0 | 0 | 0 | 2500000 | 0 | 0 | 0 | 0 | 0 | 0 | 0 | 0 | 0 | 0 | 0 | 0 | 0 | 0 | 2899233.5455 | 0 | 0 | 0 | 0 | 0 | 2500000 | 0 | 2899233.5455 | 60 | 300 | 99.71% | PRL | PR659 | Augex | Std | Std | Land
PR660 | Install 66kV iso Douglas Pk/Appin/Wcliff | Major Project - Committed Project | 666.2725 | 0 | 0 | 0 | 0 | 0 | 0 | 0 | 0 | 0 | 0 | 0 | 0 | 0 | 0 | 603.61 | 0 | 0 | 0 | 0 | 0 | 0 | 0 | 0 | 0 | 0 | 0 | 0 | 0 | 0 | 0 | 0 | 0 | 0 |  | 4950 | 12.48% | PR | PR660 | Augex | Std | Unallocated | Unallocated
PR673 | Liverpool ZS 11kV switchboard extension & distribution works | Major Project - Committed Project | 107758.1991 | 1888010.7713 | 3089775.9288 | 643581.9713 | 1625842 | 292683 | 0 | 0 | 0 | 0 | 0 | 0 | 0 | 0 | 0 | 97623.61 | 1753205.69 | 2940893.21 | 627884.85 | 1625842 | 300000.075 | 0 | 0 | 0 | 0 | 0 | 0 | 0 | 0 | 0 | 292683 | 292683 | 300000.075 | 300000.075 | 360 | 5400 | 1.962% | PR | PR673 | Augex | Std | Std | Substations
PR674 | South Marsden Park (stage 1) | Major Project - Committed Project | 2210208.5158 | 12696510.1327 | 3107001.6926 | 205041 | 0 | 0 | 0 | 0 | 0 | 0 | 0 | 0 | 0 | 0 | 0 | 2002339.83 | 11789971.83 | 2957288.94 | 200040 | 0 | 0 | 0 | 0 | 0 | 0 | 0 | 0 | 0 | 0 | 0 | 0 | 0 | 0 | 0 |  | 5100 | 9.228% | PR | PR674 | Augex | Std | Std | Substations
PR677 | South Penrith Zone Substation | Major Project - Prior to Approval | 0 | 0 | 1477.6831 | 0 | 0 | 0 | 0 | 0 | 5826000 | 11652000 | 11652000 | 0 | 0 | 0 | 0 | 0 | 0 | 1406.48 | 0 | 0 | 0 | 0 | 0 | 6430813.9008 | 13183168.4966 | 13512747.709 | 0 | 0 | 0 | 0 | 17478000 | 29130000 | 19613982.3974 | 33126730.1064 | 210 | 2100 | 77.81% | PR | PR677 | Augex | Std | Std | Substations
PR698 | Marsden Park (residential) 132/11kV ZS - stage 2 | Major Project - Prior to Approval | 0 | 0 | 0 | 0 | 0 | 3064000 | 3064000 | 0 | 0 | 0 | 0 | 0 | 0 | 0 | 0 | 0 | 0 | 0 | 0 | 0 | 3140600 | 3219115 | 0 | 0 | 0 | 0 | 0 | 0 | 0 | 0 | 6128000 | 6128000 | 6359715 | 6359715 | 200 | 2000 | 80.12% | PR | PR698 | Augex | Std | Std | Substations
PR700 | Riverstone east ZS establishment | Major Project - Prior to Approval | 0 | 0 | 0 | 0 | 0 | 0 | 0 | 4085600 | 8171200 | 4671200 | 3500000 | 0 | 0 | 0 | 0 | 0 | 0 | 0 | 0 | 0 | 0 | 0 | 4399744.3375 | 9019475.8919 | 5285034.0441 | 4058926.9637 | 0 | 0 | 0 | 0 | 16928000 | 20428000 | 18704254.2734 | 22763181.2372 | 120 | 1200 | 94.51% | PR | PR700 | Augex | Std | Std | Substations
PR701 | Dapto 33kV feeder constraints | Major Project - Committed Project | 1364.2575 | 0 | 0 | 0 | 0 | 0 | 0 | 0 | 0 | 0 | 0 | 0 | 0 | 0 | 0 | 1235.95 | 0 | 0 | 0 | 0 | 0 | 0 | 0 | 0 | 0 | 0 | 0 | 0 | 0 | 0 | 0 | 0 | 0 | 0 |  | 2400 | 69.32% | PR | PR701 | Augex | Std | Std | Sub-transmission lines and cables
PR702 | Penrith ZS 11kV transformer cable constraints | Major Project - Committed Project | 0 | 5901.2529 | 452715.2055 | 1316070.7362 | 7722 | 0 | 0 | 0 | 0 | 0 | 0 | 0 | 0 | 0 | 0 | 0 | 5479.9 | 430900.85 | 1283971.45 | 7722 | 0 | 0 | 0 | 0 | 0 | 0 | 0 | 0 | 0 | 0 | 0 | 0 | 0 | 0 |  | 3750 | 38.4% | PR | PR702 | Augex | Std | Std | Transformers
PR703 | Riverstone East site purchase | Major Project - Prior to Approval | 0 | 0 | 0 | 0 | 0 | 6000000 | 0 | 0 | 0 | 0 | 0 | 0 | 0 | 0 | 0 | 0 | 0 | 0 | 0 | 0 | 6150000 | 0 | 0 | 0 | 0 | 0 | 0 | 0 | 0 | 0 | 6000000 | 6000000 | 6150000 | 6150000 | 120 | 1200 | 94.51% | PRL | PR703 | Augex | Std | Std | Land
PR704 | Oakdale (Southpipe) site purchase | Major Project - Committed Project | 0 | 0 | 0 | 3664.3545 | 128559 | 195122 | 0 | 0 | 0 | 0 | 0 | 0 | 0 | 0 | 0 | 0 | 0 | 0 | 3574.98 | 128559 | 200000.05 | 0 | 0 | 0 | 0 | 0 | 0 | 0 | 0 | 0 | 195122 | 195122 | 200000.05 | 200000.05 | 160 | 2400 | 69.32% | PRL | PR704 | Augex | Std | Std | Land
PR707 | 132kV ducts Bringelly Rd | Major Project - Committed Project | 4074.648 | 19851.4233 | 345107.0307 | 266459.9533 | 850291.18 | 0 | 0 | 0 | 0 | 0 | 0 | 0 | 0 | 0 | 0 | 3691.43 | 18434.02 | 328477.84 | 259960.93 | 850291.18 | 0 | 0 | 0 | 0 | 0 | 0 | 0 | 0 | 0 | 0 | 0 | 0 | 0 | 0 |  | 2850 | 65.71% | PR | PR707 | Augex | Std | Std | Sub-transmission lines and cables
PR709 | Feeder 230 undergrounding | Major Project - Committed Project | 0 | 48312.781 | 2813121.8972 | 2881.2955 | 0 | 0 | 0 | 0 | 0 | 0 | 0 | 0 | 0 | 0 | 0 | 0 | 44863.22 | 2677569.92 | 2811.02 | 0 | 0 | 0 | 0 | 0 | 0 | 0 | 0 | 0 | 0 | 0 | 0 | 0 | 0 | 0 |  | 3300 | 53.99% | PR | PR709 | Augex | Std | Std | Sub-transmission lines and cables
PR710 | Feeder 868 rebuild & rearrangement South32 | Major Project - Committed Project | 0 | 0 | 124728.6346 | 1481294.3813 | 25008 | 0 | 0 | 0 | 0 | 0 | 0 | 0 | 0 | 0 | 0 | 0 | 0 | 118718.51 | 1445165.25 | 25008 | 0 | 0 | 0 | 0 | 0 | 0 | 0 | 0 | 0 | 0 | 0 | 0 | 0 | 0 |  | 1050 | 95.95% | PR | PR710 | Augex | Std | Std | Sub-transmission lines and cables
PR713 | Box Hill 132/22kV ZS establishment | Major Project - Prior to Approval | 0 | 0 | 0 | 0 | 0 | 7169600 | 14339200 | 14339200 | 0 | 0 | 0 | 0 | 0 | 0 | 0 | 0 | 0 | 0 | 0 | 0 | 7348840 | 15065122 | 15441750.05 | 0 | 0 | 0 | 0 | 0 | 0 | 0 | 35848000 | 35848000 | 37855712.05 | 37855712.05 | 170 | 1700 | 88.98% | PR | PR713 | Augex | Std | Std | Substations
PR715 | Nepean TS constraints | Major Project - Committed Project | 0 | 14991.9436 | 297168.2937 | 109886.0885 | 0 | 0 | 0 | 0 | 0 | 0 | 0 | 0 | 0 | 0 | 0 | 0 | 13921.51 | 282849.06 | 107205.94 | 0 | 0 | 0 | 0 | 0 | 0 | 0 | 0 | 0 | 0 | 0 | 0 | 0 | 0 | 0 |  | 4950 | 12.48% | PR | PR715 | Augex | Std | Std | Substations
PR716 | Box Hill ZS - 132kV ducts Old Pitt Town | Major Project - Committed Project | 0 | 3806.9699 | 342851.1076 | 0 | 0 | 0 | 0 | 0 | 0 | 0 | 0 | 0 | 0 | 0 | 0 | 0 | 3535.15 | 326330.62 | 0 | 0 | 0 | 0 | 0 | 0 | 0 | 0 | 0 | 0 | 0 | 0 | 0 | 0 | 0 | 0 |  | 4950 | 12.48% | PR | PR716 | Augex | Std | Std | Sub-transmission lines and cables
PR717 | Acquire improved site for West Dapto ZS | Major Project - Committed Project | 0 | 0 | 0 | 0 | 1250000 | 2000000 | 0 | 0 | 0 | 0 | 0 | 0 | 0 | 0 | 0 | 0 | 0 | 0 | 0 | 1250000 | 2050000 | 0 | 0 | 0 | 0 | 0 | 0 | 0 | 0 | 0 | 2000000 | 2000000 | 2050000 | 2050000 | 140 | 2100 | 77.81% | PRL | PR717 | Augex | Std | Std | Land
PR722 | Camellia TS connection works for Ausgrid | Major Project - Committed Project | 0 | 0 | 14099.4821 | 88734.701 | 1247859 | 274973 | 104989 | 0 | 0 | 0 | 0 | 0 | 0 | 0 | 0 | 0 | 0 | 13420.09 | 86570.44 | 1247859 | 281847.325 | 110304.0681 | 0 | 0 | 0 | 0 | 0 | 0 | 0 | 0 | 379962 | 379962 | 392151.3931 | 392151.3931 | 170 | 2550 | 68.26% | PR | PR722 | Augex | Std | Std | Substations
PR723 | Supply to Luddenham Science Park | Major Project - Prior to Approval | 0 | 4375.8697 | 7870.2634 | 0 | 0 | 0 | 0 | 0 | 8617000 | 17234000 | 17234000 | 0 | 0 | 0 | 0 | 0 | 4063.43 | 7491.03 | 0 | 0 | 0 | 0 | 0 | 9511555.6785 | 19498689.141 | 19986156.3695 | 0 | 0 | 0 | 0 | 25851000 | 43085000 | 29010244.8195 | 48996401.189 | 210 | 2100 | 77.81% | PR | PR723 | Augex | Std | Std | Substations
PR724 | Establish Mt Gilead ZS | Major Project - Prior to Approval | 0 | 0 | 0 | 0 | 0 | 0 | 0 | 4044600 | 8089200 | 4589200 | 3500000 | 0 | 0 | 0 | 0 | 0 | 0 | 0 | 0 | 0 | 0 | 0 | 4355591.8219 | 8928963.2348 | 5192258.5706 | 4058926.9637 | 0 | 0 | 0 | 0 | 16723000 | 20223000 | 18476813.6273 | 22535740.5911 | 200 | 2000 | 80.12% | PR | PR724 | Augex | Std | Std | Substations
PR727 | Luddenham ZS site purchase | Major Project - Committed Project | 0 | 0 | 10703.7675 | 0 | 0 | 0 | 0 | 0 | 0 | 0 | 0 | 0 | 0 | 0 | 0 | 0 | 0 | 10188 | 0 | 0 | 0 | 0 | 0 | 0 | 0 | 0 | 0 | 0 | 0 | 0 | 0 | 0 | 0 | 0 |  | 4950 | 12.48% | PRL | PR727 | Augex | Std | Std | Land
PR728 | Western Sydney Employment Lands ZS | Major Project - Prior to Approval | 0 | 0 | 0 | 0 | 0 | 0 | 0 | 4517000 | 9034000 | 9034000 | 0 | 0 | 0 | 0 | 0 | 0 | 0 | 0 | 0 | 0 | 0 | 0 | 4864314.9531 | 9971845.6539 | 10221141.7953 | 0 | 0 | 0 | 0 | 0 | 22585000 | 22585000 | 25057302.4023 | 25057302.4023 | 160 | 1600 | 91.23% | PR | PR728 | Augex | Std | Std | Substations
PR729 | Cheriton Avenue 3rd transformer | Major Project - Future/Planning Stage | 0 | 0 | 0 | 0 | 0 | 0 | 0 | 0 | 0 | 0 | 0 | 0 | 0 | 0 | 5520000 | 0 | 0 | 0 | 0 | 0 | 0 | 0 | 0 | 0 | 0 | 0 | 0 | 0 | 0 | 7066066.684 | 0 | 5520000 | 0 | 7066066.684 | 210 | 1050 | 95.95% | PR | PR729 | Augex | Std | Unallocated | Unallocated
PR732 | Feeder 214/215 contraints | Major Project - Committed Project | 0 | 0 | 0 | 2946.4547 | 0 | 5140000 | 5140000 | 0 | 0 | 0 | 0 | 0 | 0 | 0 | 0 | 0 | 0 | 0 | 2874.59 | 0 | 5268500 | 5400212.5 | 0 | 0 | 0 | 0 | 0 | 0 | 0 | 0 | 10280000 | 10280000 | 10668712.5 | 10668712.5 | 220 | 3300 | 53.99% | PR | PR732 | Augex | Std | Std | Sub-transmission lines and cables
PR733 | Bringelly ZS augmentation | Major Project - Future/Planning Stage | 0 | 0 | 0 | 0 | 0 | 0 | 0 | 0 | 0 | 0 | 4264000 | 8528000 | 8528000 | 0 | 0 | 0 | 0 | 0 | 0 | 0 | 0 | 0 | 0 | 0 | 0 | 4944932.7353 | 10137112.1073 | 10390539.91 | 0 | 0 | 0 | 21320000 | 0 | 25472584.7525 | 140 | 700 | 99.19% | PR | PR733 | Augex | Std | Unallocated | Unallocated
PR735 | Termeil area distribution works | Major Project - Committed Project | 0 | 0 | 1795.5076 | 786359.3667 | 1131110.14 | 0 | 0 | 0 | 0 | 0 | 0 | 0 | 0 | 0 | 0 | 0 | 0 | 1708.99 | 767179.87 | 1131110.14 | 0 | 0 | 0 | 0 | 0 | 0 | 0 | 0 | 0 | 0 | 0 | 0 | 0 | 0 |  | 4950 | 12.48% | PR | PR735 | Augex | Std | Std | Distribution lines and cables
PR739 | South Gilead (South Campbelltown) | Major Project - Future/Planning Stage | 0 | 0 | 0 | 0 | 0 | 0 | 0 | 0 | 0 | 0 | 4044600 | 8089200 | 8089200 | 0 | 0 | 0 | 0 | 0 | 0 | 0 | 0 | 0 | 0 | 0 | 0 | 4690495.9993 | 9615516.7986 | 9855904.7185 | 0 | 0 | 0 | 20223000 | 0 | 24161917.5164 | 110 | 550 | 99.19% | PR | PR739 | Augex | Std | Std | Substations
PR740 | AFIC upgrade Minto, Prospect, Kingswood | Major Project - Committed Project | 0 | 0 | 0 | 39173.6447 | 2242841 | 311163 | 0 | 0 | 0 | 0 | 0 | 0 | 0 | 0 | 0 | 0 | 0 | 0 | 38218.19 | 2242841 | 318942.075 | 0 | 0 | 0 | 0 | 0 | 0 | 0 | 0 | 0 | 311163 | 311163 | 318942.075 | 318942.075 | 150 | 2250 | 70.42% | PR | PR740 | Augex | Std | Std | Substations
PR741 | Western Sydney Airport 132kV supply | Major Project - Prior to Approval | 0 | 0 | 0 | 0 | 0 | 0 | 0 | 15509167 | 15509167 | 15509167 | 0 | 0 | 0 | 0 | 0 | 0 | 0 | 0 | 0 | 0 | 0 | 0 | 16701676.5439 | 17119218.4575 | 17547198.9189 | 0 | 0 | 0 | 0 | 0 | 46527501 | 46527501 | 51368093.9202 | 51368093.9202 | 170 | 1700 | 88.98% | PR | PR741 | Augex | Cont | Std | Sub-transmission lines and cables
PR742 | North Bomaderry ZS establishment | Major Project - Prior to Approval | 0 | 0 | 0 | 0 | 0 | 0 | 0 | 3683200 | 7366400 | 3866400 | 3500000 | 0 | 0 | 0 | 0 | 0 | 0 | 0 | 0 | 0 | 0 | 0 | 3966403.55 | 8131127.2775 | 4374476.7143 | 4058926.9637 | 0 | 0 | 0 | 0 | 14916000 | 18416000 | 16472007.5418 | 20530934.5056 | 100 | 1000 | 97.41% | PR | PR742 | Augex | Std | Std | Substations
PR744 | Termeil ZS establishment | Major Project - Future/Planning Stage | 0 | 0 | 0 | 0 | 0 | 0 | 0 | 0 | 0 | 0 | 3980750 | 3980750 | 0 | 0 | 0 | 0 | 0 | 0 | 0 | 0 | 0 | 0 | 0 | 0 | 0 | 4616449.5746 | 4731860.8139 | 0 | 0 | 0 | 0 | 7961500 | 0 | 9348310.3885 | 270 | 1350 | 92.23% | PR | PR744 | Augex | Std | Std | Substations
PR745 | Austral Permanent ZS establishment | Major Project - Future/Planning Stage | 0 | 0 | 0 | 0 | 0 | 0 | 0 | 0 | 0 | 0 | 10518500 | 10518500 | 0 | 0 | 0 | 0 | 0 | 0 | 0 | 0 | 0 | 0 | 0 | 0 | 0 | 12198235.2195 | 12503191.1 | 0 | 0 | 0 | 0 | 21037000 | 0 | 24701426.3194 | 160 | 800 | 99.14% | PR | PR745 | Augex | Std | Unallocated | Unallocated
PR746 | Sydney University - Western Sydney Employment Lands ZS establishment | Major Project - Future/Planning Stage | 0 | 0 | 0 | 0 | 0 | 0 | 0 | 0 | 0 | 0 | 0 | 0 | 12256000 | 12256000 | 0 | 0 | 0 | 0 | 0 | 0 | 0 | 0 | 0 | 0 | 0 | 0 | 0 | 14932745.9119 | 15306064.5597 | 0 | 0 | 24512000 | 0 | 30238810.4716 | 80 | 400 | 99.71% | PR | PR746 | Augex | Std | Unallocated | Unallocated
PR748 | Establish permanent Catherine Park ZS | Major Project - Prior to Approval | 0 | 0 | 0 | 0 | 0 | 0 | 0 | 0 | 0 | 1900000 | 3800000 | 3800000 | 0 | 0 | 0 | 0 | 0 | 0 | 0 | 0 | 0 | 0 | 0 | 0 | 2149675.6045 | 4406834.9892 | 4517005.8639 | 0 | 0 | 0 | 1900000 | 9500000 | 2149675.6045 | 11073516.4576 | 240 | 2400 | 69.32% | PR | PR748 | Augex | Std | Std | Substations
PR749 | Nepean ZS augmentation | Major Project - Future/Planning Stage | 0 | 0 | 0 | 0 | 0 | 0 | 0 | 0 | 0 | 0 | 0 | 3600000 | 0 | 0 | 0 | 0 | 0 | 0 | 0 | 0 | 0 | 0 | 0 | 0 | 0 | 0 | 4279268.7132 | 0 | 0 | 0 | 0 | 3600000 | 0 | 4279268.7132 | 250 | 1250 | 92.23% | PR | PR749 | Augex | Std | Unallocated | Unallocated
PR750 | Feeder 512 augmentation | Major Project - Committed Project | 0 | 0 | 0 | 1213361.5132 | 2000 | 0 | 0 | 0 | 0 | 0 | 0 | 0 | 0 | 0 | 0 | 0 | 0 | 0 | 1183767.33 | 2000 | 0 | 0 | 0 | 0 | 0 | 0 | 0 | 0 | 0 | 0 | 0 | 0 | 0 | 0 |  | 2300 | 69.32% | PR | PR750 | Augex | Std | Std | Sub-transmission lines and cables
PR751 | Parklea ZS to Bella Vista ZS load transfer | Major Project - Prior to Approval | 0 | 0 | 0 | 0 | 0 | 0 | 1000000 | 0 | 0 | 0 | 0 | 0 | 0 | 0 | 0 | 0 | 0 | 0 | 0 | 0 | 0 | 1050625 | 0 | 0 | 0 | 0 | 0 | 0 | 0 | 0 | 1000000 | 1000000 | 1050625 | 1050625 | 360 | 3600 | 42.42% | PR | PR751 | Augex | Std | Std | Substations
PR752 | Kemps Creek 132kV conversion | Major Project - Future/Planning Stage | 0 | 0 | 0 | 0 | 0 | 0 | 0 | 0 | 0 | 0 | 0 | 0 | 0 | 0 | 8898000 | 0 | 0 | 0 | 0 | 0 | 0 | 0 | 0 | 0 | 0 | 0 | 0 | 0 | 0 | 11390192.2743 | 0 | 8898000 | 0 | 11390192.2743 | 340 | 1700 | 88.98% | PR | PR752 | Augex | Std | Unallocated | Unallocated
PR754 | Augment Westmead Zone Substation | Major Project - Prior to Approval | 0 | 0 | 0 | 0 | 0 | 0 | 0 | 0 | 5126500 | 5126500 | 0 | 0 | 0 | 0 | 0 | 0 | 0 | 0 | 0 | 0 | 0 | 0 | 0 | 5658696.7838 | 5800164.2034 | 0 | 0 | 0 | 0 | 0 | 10253000 | 10253000 | 11458860.9872 | 11458860.9872 | 360 | 3600 | 42.42% | PR | PR754 | Augex | Std | Std | Substations
PR755 | Narellan ZS busbar augmentation | Major Project - Future/Planning Stage | 0 | 0 | 0 | 0 | 0 | 0 | 0 | 0 | 0 | 0 | 0 | 7280000 | 0 | 0 | 0 | 0 | 0 | 0 | 0 | 0 | 0 | 0 | 0 | 0 | 0 | 0 | 8653632.2867 | 0 | 0 | 0 | 0 | 7280000 | 0 | 8653632.2867 | 360 | 1800 | 81.86% | PR | PR755 | Augex | Std | Unallocated | Unallocated
PR761 | Glenfield Zone Substation site acquisition | Major Project - Prior to Approval | 0 | 0 | 0 | 0 | 0 | 0 | 3000000 | 0 | 0 | 0 | 0 | 0 | 0 | 0 | 0 | 0 | 0 | 0 | 0 | 0 | 0 | 3151875 | 0 | 0 | 0 | 0 | 0 | 0 | 0 | 0 | 3000000 | 3000000 | 3151875 | 3151875 | 170 | 1700 | 88.98% | PRL | PR761 | Augex | Std | Std | Substations
PR765 | Minto 66kV Reconfiguration | Major Project - Prior to Approval | 0 | 0 | 0 | 0 | 0 | 300000 | 400000 | 0 | 0 | 0 | 0 | 0 | 0 | 0 | 0 | 0 | 0 | 0 | 0 | 0 | 307500 | 420250 | 0 | 0 | 0 | 0 | 0 | 0 | 0 | 0 | 700000 | 700000 | 727750 | 727750 | 180 | 1800 | 81.86% | PR | PR765 | Augex | Std | Std | Substations
PR766 | Baulkham Hills 132kV bus section CB | Major Project - Prior to Approval | 0 | 0 | 0 | 0 | 0 | 0 | 350000 | 0 | 0 | 0 | 0 | 0 | 0 | 0 | 0 | 0 | 0 | 0 | 0 | 0 | 0 | 367718.75 | 0 | 0 | 0 | 0 | 0 | 0 | 0 | 0 | 350000 | 350000 | 367718.75 | 367718.75 | 180 | 1800 | 81.86% | PR | PR766 | Augex | Std | Std | Substations
PR767 | Mt Terry 132kV bus section CB | Major Project - Prior to Approval | 0 | 0 | 0 | 0 | 0 | 0 | 0 | 400000 | 0 | 0 | 0 | 0 | 0 | 0 | 0 | 0 | 0 | 0 | 0 | 0 | 0 | 0 | 430756.25 | 0 | 0 | 0 | 0 | 0 | 0 | 0 | 400000 | 400000 | 430756.25 | 430756.25 | 180 | 1800 | 81.86% | PR | PR767 | Augex | Std | Std | Substations
PR768 | Establish Glenfield 66/11kV Zone Substation | Major Project - Future/Planning Stage | 0 | 0 | 0 | 0 | 0 | 0 | 0 | 0 | 0 | 0 | 0 | 0 | 6220000 | 12440000 | 12440000 | 0 | 0 | 0 | 0 | 0 | 0 | 0 | 0 | 0 | 0 | 0 | 0 | 7578466.0225 | 15535855.3461 | 15924251.7298 | 0 | 31100000 | 0 | 39038573.0985 | 170 | 850 | 97.41% | PR | PR768 | Augex | Std | Unallocated | Unallocated
PR769 | Nepean TS 132kV bus section CB | Major Project - Prior to Approval | 0 | 0 | 0 | 0 | 0 | 300000 | 300000 | 0 | 0 | 0 | 0 | 0 | 0 | 0 | 0 | 0 | 0 | 0 | 0 | 0 | 307500 | 315187.5 | 0 | 0 | 0 | 0 | 0 | 0 | 0 | 0 | 600000 | 600000 | 622687.5 | 622687.5 | 180 | 1800 | 81.86% | PR | PR769 | Augex | Std | Std | Substations
PS002 | Replacement of ASEA RI O/C relays | Program - Short Term Need | 0 | 0 | 230.8853 | 219160.3237 | 8296.02 | 0 | 0 | 0 | 0 | 0 | 0 | 0 | 0 | 0 | 0 | 0 | 0 | 219.76 | 213814.95 | 8296.02 | 0 | 0 | 0 | 0 | 0 | 0 | 0 | 0 | 0 | 0 | 0 | 0 | 0 | 0 |  | 4950 | 12.48% | PS | PS002s | Repex | Std | Std | Substations
PS004 | Underfrequency load shed program | Program - Short Term Need | 172.526 | 0 | 0 | 0 | 0 | 0 | 0 | 0 | 0 | 0 | 0 | 0 | 0 | 0 | 0 | 156.3 | 0 | 0 | 0 | 0 | 0 | 0 | 0 | 0 | 0 | 0 | 0 | 0 | 0 | 0 | 0 | 0 | 0 | 0 |  | 4950 | 12.48% | PS | PS004s | Repex | Std | Unallocated | Unallocated
PS008 | Substation protection relay refurbishment | Program - Short Term Need | 3355003.7604 | 2255634.3407 | 1196036.0597 | 5533394.2555 | 4598385 | 4375000 | 4500000 | 4500000 | 4500000 | 4500000 | 4750000 | 4750000 | 4750000 | 4750000 | 4750000 | 3039467.82 | 2094580.72 | 1138404.34 | 5398433.42 | 4598385 | 4484375 | 4727812.5 | 4846007.8125 | 4967158.0078 | 5091336.958 | 5508543.7365 | 5646257.3299 | 5787413.7632 | 5932099.1073 | 6080401.5849 | 22375000 | 46125000 | 24116690.2783 | 53071405.8001 | 240 | 3600 | 42.42% | PS | PS008s | Repex | Std | Std | Substations
PS009 | Installation of SEF relays | Program - Short Term Need | 683558.573 | 1220098.3079 | 205824.4872 | 0 | 0 | 0 | 0 | 0 | 0 | 0 | 0 | 0 | 0 | 0 | 0 | 619270.33 | 1132982.57 | 195906.71 | 0 | 0 | 0 | 0 | 0 | 0 | 0 | 0 | 0 | 0 | 0 | 0 | 0 | 0 | 0 | 0 |  | 2850 | 65.71% | PS | PS009s | Repex | Std | Std | Substations
PS010 | Protection refurbishment (interfacing feeders) | Program - Short Term Need | 1255085.2704 | 599963.8956 | 100702.1961 | 185269.4983 | 0 | 0 | 0 | 0 | 0 | 0 | 0 | 0 | 0 | 0 | 0 | 1137045.31 | 557126.12 | 95849.8 | 180750.73 | 0 | 0 | 0 | 0 | 0 | 0 | 0 | 0 | 0 | 0 | 0 | 0 | 0 | 0 | 0 |  | 2550 | 68.26% | PS | PS010s | Repex | Std | Std | Substations
PS011 | Protection refurbishment (miscellaneous) | Program - Short Term Need | 347959.6066 | 188032.8783 | 16674.7215 | 703542.0113 | 1259449.92 | 700000 | 700000 | 700000 | 700000 | 700000 | 700000 | 700000 | 700000 | 700000 | 700000 | 315234.23 | 174607.22 | 15871.24 | 686382.45 | 1259449.92 | 717500 | 735437.5 | 753823.4375 | 772669.0234 | 791985.749 | 811785.3927 | 832080.0276 | 852882.0283 | 874204.079 | 896059.1809 | 3500000 | 7000000 | 3771415.71 | 8038426.4184 | 150 | 2250 | 70.42% | PS | PS011s | Repex | Std | Std | Substations
PS012 | Distribution feeder safety improvement | Program - Short Term Need | 17979.103 | 703156.3582 | 3532415.8822 | 7009037.74 | 2633018.75 | 3100000 | 0 | 0 | 0 | 0 | 0 | 0 | 0 | 0 | 0 | 16288.18 | 652950.58 | 3362204.29 | 6838085.6 | 2633018.75 | 3177500 | 0 | 0 | 0 | 0 | 0 | 0 | 0 | 0 | 0 | 3100000 | 3100000 | 3177500 | 3177500 | 310 | 4650 | 20.88% | PS | PS012s | Repex | Std | Std | Substations
PS013 | Feeder differential relay replacement | Program - Short Term Need | 0 | 0 | 0 | 0 | 0 | 0 | 330000 | 330000 | 330000 | 330000 | 330000 | 330000 | 330000 | 330000 | 330000 | 0 | 0 | 0 | 0 | 0 | 0 | 346706.25 | 355373.9062 | 364258.2539 | 373364.7103 | 382698.828 | 392266.2987 | 402072.9562 | 412124.7801 | 422427.8996 | 1320000 | 2970000 | 1439703.1204 | 3451293.883 | 240 | 3600 | 42.42% | PS | PS013s | Repex | Std | Std | Substations
PS014 | Under frequency load shedding | Program - Short Term Need | 0 | 0 | 0 | 82613.565 | 313232.73 | 550000 | 550000 | 0 | 0 | 0 | 0 | 0 | 0 | 0 | 0 | 0 | 0 | 0 | 80598.6 | 313232.73 | 563750 | 577843.75 | 0 | 0 | 0 | 0 | 0 | 0 | 0 | 0 | 1100000 | 1100000 | 1141593.75 | 1141593.75 | 170 | 2550 | 68.26% | PS | PS014s | Repex | Std | Std | Substations
RC | Reliability compliance | Program - Short Term Need | 0 | 0 | 0 | 0 | 3685231.26 | 4000000 | 4000000 | 4000000 | 4000000 | 4000000 | 4000000 | 4000000 | 4000000 | 4000000 | 4000000 | 0 | 0 | 0 | 0 | 3685231.26 | 4100000 | 4202500 | 4307562.5 | 4415251.5625 | 4525632.8516 | 4638773.6729 | 4754743.0147 | 4873611.59 | 4995451.8798 | 5120338.1768 | 20000000 | 40000000 | 21550946.9141 | 45933865.2482 | 400 | 6000 | 1.663% | RC | RCs | Reliability | Std | Std | Distribution lines and cables
RI | Reliability enhancement | Program - Short Term Need | 6307384.0422 | 4721125.3512 | 2665383.556 | 3560136.8562 | 359985.37 | 0 | 0 | 0 | 0 | 0 | 0 | 0 | 0 | 0 | 0 | 5714178.64 | 4384034.22 | 2536950.44 | 3473304.25 | 359985.37 | 0 | 0 | 0 | 0 | 0 | 0 | 0 | 0 | 0 | 0 | 0 | 0 | 0 | 0 |  | 6000 | 1.663% | RI | RIs | Reliability | Std | Std | Distribution lines and cables
SG001 | Smart grid fibre rollout & trial | Program - Short Term Need | 15629.262 | 0 | 0 | 0 | 0 | 0 | 0 | 0 | 0 | 0 | 0 | 0 | 0 | 0 | 0 | 14159.34 | 0 | 0 | 0 | 0 | 0 | 0 | 0 | 0 | 0 | 0 | 0 | 0 | 0 | 0 | 0 | 0 | 0 | 0 |  | 4950 | 12.48% | SG | SG001s | Other | Std | Unallocated | Unallocated
SG002 | Smart meter rollout | Program - Short Term Need | 5494.2287 | 0 | 0 | 0 | 0 | 0 | 0 | 0 | 0 | 0 | 0 | 0 | 0 | 0 | 0 | 4977.5 | 0 | 0 | 0 | 0 | 0 | 0 | 0 | 0 | 0 | 0 | 0 | 0 | 0 | 0 | 0 | 0 | 0 | 0 |  | 4950 | 12.48% | SG | SG002s | Other | Std | Unallocated | Unallocated
SL001 | Streetlighting growth | Program - Short Term Need | 962081.7591 | 1054541.6231 | 1377529.3957 | 983564.6723 | 1100000 | 1750000 | 1750000 | 1750000 | 1750000 | 1750000 | 1750000 | 1750000 | 1750000 | 1750000 | 1750000 | 871598.59 | 979246.73 | 1311152.31 | 959575.29 | 1100000 | 1793750 | 1838593.75 | 1884558.5937 | 1931672.5586 | 1979964.3726 | 2029463.4819 | 2080200.0689 | 2132205.0706 | 2185510.1974 | 2240147.9523 | 8750000 | 17500000 | 9428539.2749 | 20096066.0461 | 100 | 1500 | 92.23% | SL | SL001s | Other | Alt | Alt | Public lighting
SL002 | Streetlighting refurbishment | Program - Short Term Need | 5434956.262 | 7073916.161 | 2519818.4747 | 3787356.714 | 1900000 | 3000000 | 3000000 | 3000000 | 3000000 | 3000000 | 3000000 | 3000000 | 3000000 | 3000000 | 3000000 | 4923802.13 | 6568834.38 | 2398399.5 | 3694982.16 | 1900000 | 3075000 | 3151875 | 3230671.875 | 3311438.6719 | 3394224.6387 | 3479080.2546 | 3566057.261 | 3655208.6925 | 3746588.9098 | 3840253.6326 | 15000000 | 30000000 | 16163210.1855 | 34450398.9362 | 220 | 3300 | 53.99% | SL | SL002s | Other | Alt | Alt | Public lighting
SP | Essential spares | Program - Short Term Need | 2793314.7291 | -338398.3409 | 493862.3243 | 863285.3605 | 1423626.78 | 1000000 | 1000000 | 1000000 | 1000000 | 1000000 | 1000000 | 1000000 | 1000000 | 1000000 | 1000000 | 2530605.28 | -314236.5 | 470065.27 | 842229.62 | 1423626.78 | 1025000 | 1050625 | 1076890.625 | 1103812.8906 | 1131408.2129 | 1159693.4182 | 1188685.7537 | 1218402.8975 | 1248862.9699 | 1280084.5442 | 5000000 | 10000000 | 5387736.7285 | 11483466.3121 | 160 | 2400 | 69.32% | SP | SPs | Repex | Std | Std | Emergency Spares (Major Plant, Excludes Inventory)
TM004 | 66 & 33kV line refurbishment | Program - Short Term Need | 1528294.7343 | -39544.7376 | 0 | 0 | 0 | 0 | 0 | 0 | 0 | 0 | 0 | 0 | 0 | 0 | 0 | 1384559.6 | -36721.22 | 0 | 0 | 0 | 0 | 0 | 0 | 0 | 0 | 0 | 0 | 0 | 0 | 0 | 0 | 0 | 0 | 0 |  | 4950 | 12.48% | TM | TM004s | Repex | Std | Unallocated | Unallocated
TM008 | 132kV tower refurb/safety upgrade | Program - Short Term Need | 6962.2667 | 134846.1011 | 247563.3705 | 120412.9205 | 0 | 0 | 0 | 0 | 0 | 0 | 0 | 0 | 0 | 0 | 0 | 6307.47 | 125218.01 | 235634.38 | 117476.02 | 0 | 0 | 0 | 0 | 0 | 0 | 0 | 0 | 0 | 0 | 0 | 0 | 0 | 0 | 0 |  | 4950 | 12.48% | TM | TM008s | Repex | Std | Std | Sub-transmission lines and cables
TM012 | Sub-transmission pole replacement | Program - Short Term Need | 2179178.8894 | 3724333.7217 | 3064270.8827 | 3208186.2347 | 2499999.99 | 2760000 | 2760000 | 2760000 | 2760000 | 3960000 | 4270000 | 4270000 | 4270000 | 4270000 | 4270000 | 1974228.52 | 3458414.1 | 2916617.14 | 3129937.79 | 2499999.99 | 2829000 | 2899725 | 2972218.125 | 3046523.5781 | 4480376.523 | 4951890.8958 | 5075688.1682 | 5202580.3724 | 5332644.8817 | 5465961.0037 | 15000000 | 36350000 | 16227843.2262 | 42256608.5479 | 310 | 4650 | 20.88% | TM | TM012s | Repex | Std | Std | Sub-transmission lines and cables
TM012 | Sub-transmission pole replacement | Program - Medium Term Need | 0 | 0 | 0 | 0 | 0 | 960000 | 960000 | 960000 | 960000 | 960000 | 1270000 | 1270000 | 1270000 | 1270000 | 1270000 | 0 | 0 | 0 | 0 | 0 | 984000 | 1008600 | 1033815 | 1059660.375 | 1086151.8844 | 1472810.6411 | 1509630.9072 | 1547371.6798 | 1586055.9718 | 1625707.3711 | 4800000 | 11150000 | 5172227.2594 | 12913803.8305 | 310 | 3100 | 54.93% | TM | TM012m | Repex | Std | Std | Sub-transmission lines and cables
TM013 | Underground pilots | Program - Short Term Need | -23689.5466 | 0 | 0 | 0 | 0 | 0 | 0 | 0 | 0 | 0 | 0 | 0 | 0 | 0 | 0 | -21461.56 | 0 | 0 | 0 | 0 | 0 | 0 | 0 | 0 | 0 | 0 | 0 | 0 | 0 | 0 | 0 | 0 | 0 | 0 |  | 4950 | 12.48% | TM | TM013s | Repex | Std | Unallocated | Unallocated
TM014 | Renewal of 33kV and 66kV gas and oil filled cables | Program - Short Term Need | 1167626.1351 | 3154901.4306 | 2904864.4999 | 15631.9982 | 0 | 0 | 0 | 0 | 0 | 0 | 0 | 0 | 0 | 0 | 0 | 1057811.65 | 2929639.61 | 2764891.85 | 15250.73 | 0 | 0 | 0 | 0 | 0 | 0 | 0 | 0 | 0 | 0 | 0 | 0 | 0 | 0 | 0 |  | 2700 | 66.07% | TM | TM014s | Repex | Std | Std | Sub-transmission lines and cables
TM014 | Renewal of 33kV and 66kV gas and oil filled cables | Program - Medium Term Need | 0 | 0 | 0 | 0 | 0 | 0 | 0 | 0 | 0 | 0 | 0 | 2250000 | 2250000 | 2250000 | 2250000 | 0 | 0 | 0 | 0 | 0 | 0 | 0 | 0 | 0 | 0 | 0 | 2674542.9458 | 2741406.5194 | 2809941.6824 | 2880190.2244 | 0 | 9000000 | 0 | 11106081.372 | 180 | 1800 | 81.86% | TM | TM014m | Repex | Std | Std | Sub-transmission lines and cables
TM015 | Subtransmission tower replacement | Program - Short Term Need | 0 | 0 | 0 | 0 | 0 | 960000 | 960000 | 960000 | 960000 | 960000 | 1920000 | 1920000 | 1920000 | 1920000 | 1920000 | 0 | 0 | 0 | 0 | 0 | 984000 | 1008600 | 1033815 | 1059660.375 | 1086151.8844 | 2226611.363 | 2282276.647 | 2339333.5632 | 2397816.9023 | 2457762.3249 | 4800000 | 14400000 | 5172227.2594 | 16876028.0598 | 310 | 4650 | 20.88% | TM | TM015s | Repex | Std | Std | Sub-transmission lines and cables
TM016 | Cast iron UGOH replacement within zone substations | Program - Short Term Need | 619.6364 | 8503.5268 | 0 | 0 | 0 | 0 | 0 | 0 | 0 | 0 | 0 | 0 | 0 | 0 | 0 | 561.36 | 7896.37 | 0 | 0 | 0 | 0 | 0 | 0 | 0 | 0 | 0 | 0 | 0 | 0 | 0 | 0 | 0 | 0 | 0 |  | 3750 | 38.4% | TM | TM016s | Repex | Std | Std | Sub-transmission lines and cables
TM017 | Installation of overhead earthwire | Program - Short Term Need | 206.5565 | 0 | 0 | 0 | 0 | 0 | 0 | 0 | 0 | 0 | 0 | 0 | 0 | 0 | 0 | 187.13 | 0 | 0 | 0 | 0 | 0 | 0 | 0 | 0 | 0 | 0 | 0 | 0 | 0 | 0 | 0 | 0 | 0 | 0 |  | 4950 | 12.48% | TM | TM017s | Repex | Std | Unallocated | Unallocated
TM019 | Access track reconstruction | Program - Short Term Need | 1348163.2217 | 1435837.3851 | 504222.7265 | 174435.197 | 0 | 0 | 0 | 0 | 0 | 0 | 0 | 0 | 0 | 0 | 0 | 1221369.34 | 1333317.75 | 479926.45 | 170180.68 | 0 | 0 | 0 | 0 | 0 | 0 | 0 | 0 | 0 | 0 | 0 | 0 | 0 | 0 | 0 |  | 4500 | 25.39% | TM | TM019s | Repex | Std | Std | Sub-transmission lines and cables
TM020 | Traffic blackspot remediation - transmission | Major Project - Committed Project | 854.1966 | 0 | 0 | 0 | 0 | 0 | 0 | 0 | 0 | 0 | 0 | 0 | 0 | 0 | 0 | 773.86 | 0 | 0 | 0 | 0 | 0 | 0 | 0 | 0 | 0 | 0 | 0 | 0 | 0 | 0 | 0 | 0 | 0 | 0 |  | 4950 | 12.48% | TM | TM020 | Repex | Std | Unallocated | Unallocated
TM021 | Capital works for compliance to NSW Maritime Waterways | Major Project - Committed Project | 111362.7443 | 0 | 0 | 0 | 0 | 0 | 0 | 0 | 0 | 0 | 0 | 0 | 0 | 0 | 0 | 100889.15 | 0 | 0 | 0 | 0 | 0 | 0 | 0 | 0 | 0 | 0 | 0 | 0 | 0 | 0 | 0 | 0 | 0 | 0 |  | 4950 | 12.48% | TM | TM021 | Repex | Std | Std | Sub-transmission lines and cables
TM023 | Renewal of 132kV cable 233 | Major Project - Committed Project | 116444.8755 | 250.7648 | 0 | 0 | 0 | 0 | 0 | 0 | 0 | 0 | 0 | 0 | 0 | 0 | 0 | 105493.31 | 232.86 | 0 | 0 | 0 | 0 | 0 | 0 | 0 | 0 | 0 | 0 | 0 | 0 | 0 | 0 | 0 | 0 | 0 |  | 3750 | 38.4% | TM | TM023 | Repex | Std | Std | Sub-transmission lines and cables
TM027 | Steel tower asbestos removal | Major Project - Committed Project | 0 | 30875.8649 | 75110.1268 | 809.299 | 0 | 0 | 0 | 0 | 0 | 0 | 0 | 0 | 0 | 0 | 0 | 0 | 28671.31 | 71490.9 | 789.56 | 0 | 0 | 0 | 0 | 0 | 0 | 0 | 0 | 0 | 0 | 0 | 0 | 0 | 0 | 0 |  | 3900 | 38.3% | TM | TM027 | Repex | Std | Std | Sub-transmission lines and cables
TM028 | 132kV oil cable replacement | Program - Long Term Need | 0 | 0 | 0 | 0 | 0 | 0 | 0 | 0 | 0 | 0 | 10200000 | 9900000 | 9900000 | 10200000 | 10200000 | 0 | 0 | 0 | 0 | 0 | 0 | 0 | 0 | 0 | 0 | 11828872.8658 | 11767988.9613 | 12062188.6853 | 12738402.2935 | 13056862.3508 | 0 | 50400000 | 0 | 61454315.1567 | 260 | 1300 | 92.23% | TM | TM028l | Repex | Std | Std | Sub-transmission lines and cables
TM029 | Installation of aerial marker malls on high spans | Program - Short Term Need | 0 | 0 | 0 | 6447.3525 | 122585.18 | 0 | 0 | 0 | 0 | 0 | 0 | 0 | 0 | 0 | 0 | 0 | 0 | 0 | 6290.1 | 122585.18 | 0 | 0 | 0 | 0 | 0 | 0 | 0 | 0 | 0 | 0 | 0 | 0 | 0 | 0 |  | 2100 | 77.81% | TM | TM029s | Repex | Std | Std | Sub-transmission lines and cables
TM030 | Feeder 7028 replacement | Major Project - Prior to Approval | 0 | 0 | 0 | 0 | 0 | 1600000 | 1600000 | 1600000 | 0 | 0 | 0 | 0 | 0 | 0 | 0 | 0 | 0 | 0 | 0 | 0 | 1640000 | 1681000 | 1723025 | 0 | 0 | 0 | 0 | 0 | 0 | 0 | 4800000 | 4800000 | 5044025 | 5044025 | 200 | 2000 | 80.12% | TM | TM030 | Repex | Std | Std | Sub-transmission lines and cables
TM031 | Steel tower asbestos removal | Program - Short Term Need | 0 | 0 | 0 | 0 | 112125 | 12195 | 0 | 0 | 0 | 0 | 0 | 0 | 0 | 0 | 0 | 0 | 0 | 0 | 0 | 112125 | 12499.875 | 0 | 0 | 0 | 0 | 0 | 0 | 0 | 0 | 0 | 12195 | 12195 | 12499.875 | 12499.875 | 260 | 3900 | 38.3% | TM | TM031s | Repex | Std | Std | Sub-transmission lines and cables
TM031 | Steel tower asbestos removal | Program - Medium Term Need | 0 | 0 | 0 | 0 | 0 | 2800000 | 0 | 0 | 0 | 0 | 0 | 0 | 0 | 0 | 0 | 0 | 0 | 0 | 0 | 0 | 2870000 | 0 | 0 | 0 | 0 | 0 | 0 | 0 | 0 | 0 | 2800000 | 2800000 | 2870000 | 2870000 | 260 | 2600 | 66.3% | TM | TM031m | Repex | Std | Std | Sub-transmission lines and cables
TM033 | Pole top structure/hardware refurbishment (TR) | Program - Short Term Need | 0 | 0 | 0 | 97158.561 | 734759.36 | 1347670 | 1347670 | 1347670 | 1347670 | 1347670 | 1347670 | 1347670 | 1347670 | 1347670 | 1347670 | 0 | 0 | 0 | 94788.84 | 734759.36 | 1381361.75 | 1415895.7937 | 1451293.1886 | 1487575.5183 | 1524764.9063 | 1562884.0289 | 1601956.1296 | 1642005.0329 | 1683055.1587 | 1725131.5377 | 6738350 | 13476700 | 7260891.1569 | 15475923.0448 | 330 | 4950 | 12.48% | TM | TM033s | Repex | Std | Std | Sub-transmission lines and cables
TM131 | Underground pilots replacement | Program - Short Term Need | 723130.4859 | 9838.6451 | 0 | 0 | 0 | 0 | 0 | 0 | 0 | 0 | 0 | 0 | 0 | 0 | 0 | 655120.53 | 9136.16 | 0 | 0 | 0 | 0 | 0 | 0 | 0 | 0 | 0 | 0 | 0 | 0 | 0 | 0 | 0 | 0 | 0 |  | 1950 | 80.12% | TM | TM131s | Repex | Std | Std | Sub-transmission lines and cables
TM132 | Sub-transmission pilot cable renewal program | Program - Short Term Need | 5002226.1323 | 533412.5503 | 45031.2584 | 3803.9595 | 0 | 0 | 0 | 0 | 0 | 0 | 0 | 1115000 | 1115000 | 1115000 | 1115000 | 4531769.99 | 495326.58 | 42861.4 | 3711.18 | 0 | 0 | 0 | 0 | 0 | 0 | 0 | 1325384.6153 | 1358519.2307 | 1392482.2115 | 1427294.2668 | 0 | 4460000 | 0 | 5503680.3243 | 160 | 2400 | 69.32% | TM | TM132s | Repex | Std | Std | Sub-transmission lines and cables
TM133 | Hardex pilot cable renewal | Program - Short Term Need | 9595140.4747 | 1005249.6685 | 0 | 0 | 0 | 0 | 0 | 0 | 0 | 0 | 0 | 0 | 0 | 0 | 0 | 8692723.7 | 933474.25 | 0 | 0 | 0 | 0 | 0 | 0 | 0 | 0 | 0 | 0 | 0 | 0 | 0 | 0 | 0 | 0 | 0 |  | 3300 | 53.99% | TM | TM133s | Repex | Std | Std | Sub-transmission lines and cables
TM134 | Wollongong - Port Kembla pilot cable replacement | Program - Short Term Need | 0 | 0 | 0 | 0 | 0 | 0 | 0 | 0 | 0 | 0 | 0 | 1665000 | 1665000 | 1665000 | 1665000 | 0 | 0 | 0 | 0 | 0 | 0 | 0 | 0 | 0 | 0 | 0 | 1979161.7799 | 2028640.8244 | 2079356.845 | 2131340.7661 | 0 | 6660000 | 0 | 8218500.2153 | 110 | 1650 | 89.01% | TM | TM134s | Repex | Std | Std | Sub-transmission lines and cables
TM135 | Optical fibre protection and communication upgrades in the Blue Mountains | Program - Short Term Need | 0 | 0 | 0 | 0 | 0 | 0 | 0 | 0 | 0 | 0 | 0 | 928000 | 928000 | 928000 | 928000 | 0 | 0 | 0 | 0 | 0 | 0 | 0 | 0 | 0 | 0 | 0 | 1103100.3794 | 1130677.8889 | 1158944.8361 | 1187918.457 | 0 | 3712000 | 0 | 4580641.5614 | 110 | 1650 | 89.01% | TM | TM135s | Repex | Std | Std | Sub-transmission lines and cables
TM137 | Optical fibre protection and communication upgrades in the Macarthur area | Program - Short Term Need | 0 | 0 | 0 | 0 | 0 | 0 | 0 | 0 | 0 | 0 | 0 | 908000 | 908000 | 908000 | 908000 | 0 | 0 | 0 | 0 | 0 | 0 | 0 | 0 | 0 | 0 | 0 | 1079326.6643 | 1106309.8309 | 1133967.5767 | 1162316.7661 | 0 | 3632000 | 0 | 4481920.8381 | 110 | 1650 | 89.01% | TM | TM137s | Repex | Std | Std | Sub-transmission lines and cables
TM138 | 132kV optical fibre ring completion | Major Project - Committed Project | 0 | 11357.9762 | 180308.2835 | 401610.3648 | 5000 | 0 | 0 | 0 | 0 | 0 | 0 | 0 | 0 | 0 | 0 | 0 | 10547.01 | 171620.02 | 391814.99 | 5000 | 0 | 0 | 0 | 0 | 0 | 0 | 0 | 0 | 0 | 0 | 0 | 0 | 0 | 0 |  | 1650 | 89.01% | TM | TM138 | Repex | Std | Std | Sub-transmission lines and cables
TM171 | Replacement of corroded earthwires | Program - Short Term Need | 155323.0861 | 2059242.5512 | 2371342.1745 | 1611617.34 | 3545011.83 | 0 | 0 | 0 | 0 | 138000 | 897000 | 897000 | 897000 | 897000 | 897000 | 140715.05 | 1912211.42 | 2257077.62 | 1572309.6 | 3545011.83 | 0 | 0 | 0 | 0 | 156134.3334 | 1040244.9961 | 1066251.121 | 1092907.3991 | 1120230.084 | 1148235.8361 | 138000 | 4623000 | 156134.3334 | 5624003.7698 | 270 | 4050 | 37% | TM | TM171s | Repex | Std | Std | Sub-transmission lines and cables
TM172 | Earthwire replacement due to fault rating | Program - Short Term Need | 0 | 0 | 0 | 0 | 0 | 0 | 1000000 | 1000000 | 0 | 0 | 0 | 0 | 0 | 0 | 0 | 0 | 0 | 0 | 0 | 0 | 0 | 1050625 | 1076890.625 | 0 | 0 | 0 | 0 | 0 | 0 | 0 | 2000000 | 2000000 | 2127515.625 | 2127515.625 | 170 | 2550 | 68.26% | TM | TM172s | Repex | Std | Std | Sub-transmission lines and cables
TM174 | Hardex earthwire replacement | Program - Short Term Need | 0 | 39983.0967 | 3575.8862 | 0 | 0 | 0 | 1000000 | 1000000 | 1000000 | 1000000 | 1000000 | 1000000 | 1000000 | 1000000 | 1000000 | 0 | 37128.28 | 3403.58 | 0 | 0 | 0 | 1050625 | 1076890.625 | 1103812.8906 | 1131408.2129 | 1159693.4182 | 1188685.7537 | 1218402.8975 | 1248862.9699 | 1280084.5442 | 4000000 | 9000000 | 4362736.7285 | 10458466.3121 | 240 | 3600 | 42.42% | TM | TM174s | Repex | Std | Std | Sub-transmission lines and cables
TM302 | Oil filled cable auxiliary equipment refurbishment | Program - Short Term Need | 516.3637 | 9073.6758 | 42897.0818 | 174604.5167 | 321511 | 0 | 0 | 0 | 0 | 0 | 0 | 0 | 0 | 0 | 0 | 467.8 | 8425.81 | 40830.06 | 170345.87 | 321511 | 0 | 0 | 0 | 0 | 0 | 0 | 0 | 0 | 0 | 0 | 0 | 0 | 0 | 0 |  | 3000 | 58.17% | TM | TM302s | Repex | Std | Std | Sub-transmission lines and cables
TM302 | Oil filled cable auxiliary equipment refurbishment | Program - Medium Term Need | 0 | 0 | 0 | 0 | 0 | 0 | 72000 | 0 | 0 | 0 | 0 | 72000 | 0 | 0 | 0 | 0 | 0 | 0 | 0 | 0 | 0 | 75645 | 0 | 0 | 0 | 0 | 85585.3743 | 0 | 0 | 0 | 72000 | 144000 | 75645 | 161230.3743 | 200 | 2000 | 80.12% | TM | TM302m | Repex | Std | Std | Sub-transmission lines and cables
TM303 | Guilford and Camellia 132kV cables oil testing and flushing | Program - Short Term Need | 516.3637 | 15315.28 | 40622.2475 | 278030.0712 | 168040 | 0 | 0 | 0 | 0 | 0 | 0 | 0 | 0 | 0 | 0 | 467.8 | 14221.76 | 38664.84 | 271248.85 | 168040 | 0 | 0 | 0 | 0 | 0 | 0 | 0 | 0 | 0 | 0 | 0 | 0 | 0 | 0 |  | 3900 | 38.3% | TM | TM303s | Repex | Std | Std | Sub-transmission lines and cables
TM303 | Guilford and Camellia 132kV cables oil testing and flushing | Program - Medium Term Need | 0 | 0 | 0 | 0 | 0 | 0 | 90000 | 0 | 0 | 0 | 0 | 90000 | 0 | 0 | 0 | 0 | 0 | 0 | 0 | 0 | 0 | 94556.25 | 0 | 0 | 0 | 0 | 106981.7178 | 0 | 0 | 0 | 90000 | 180000 | 94556.25 | 201537.9678 | 260 | 2600 | 66.3% | TM | TM303m | Repex | Std | Std | Sub-transmission lines and cables
TM401 | South Coast 33kV overhead line refurbishment | Program - Short Term Need | 493765.9491 | 644240.3721 | 646087.7483 | 792822.5965 | 932355.84 | 0 | 0 | 0 | 0 | 0 | 0 | 0 | 0 | 0 | 0 | 447327.58 | 598241.23 | 614955.62 | 773485.46 | 932355.84 | 0 | 0 | 0 | 0 | 0 | 0 | 0 | 0 | 0 | 0 | 0 | 0 | 0 | 0 |  | 3600 | 42.42% | TM | TM401s | Repex | Std | Std | Sub-transmission lines and cables
TM404 | Avon/Nepean Dam feeder refurbishment | Major Project - Committed Project | 640420.7816 | 3701741.1702 | 1774014.6995 | 36180.3782 | 0 | 0 | 0 | 0 | 0 | 0 | 0 | 0 | 0 | 0 | 0 | 580189.62 | 3437434.67 | 1688532.73 | 35297.93 | 0 | 0 | 0 | 0 | 0 | 0 | 0 | 0 | 0 | 0 | 0 | 0 | 0 | 0 | 0 |  | 5250 | 4.682% | TM | TM404 | Repex | Std | Std | Sub-transmission lines and cables
TM408 | Ringwood Feeder 7906 Refurbishment | Major Project - Committed Project | 0 | 0 | 14108.0341 | 0 | 0 | 0 | 0 | 0 | 0 | 0 | 0 | 0 | 0 | 0 | 0 | 0 | 0 | 13428.23 | 0 | 0 | 0 | 0 | 0 | 0 | 0 | 0 | 0 | 0 | 0 | 0 | 0 | 0 | 0 | 0 |  | 3200 | 53.99% | TM | TM408 | Repex | Std | Std | Sub-transmission lines and cables
TM410 | Hazelbook ZS to Springwood ZS Feeder 808 refurbishment | Major Project - Committed Project | 1280699.381 | 263593.232 | 61665.4573 | 0 | 13970 | 0 | 0 | 0 | 0 | 0 | 0 | 0 | 0 | 0 | 0 | 1160250.43 | 244772.52 | 58694.07 | 0 | 13970 | 0 | 0 | 0 | 0 | 0 | 0 | 0 | 0 | 0 | 0 | 0 | 0 | 0 | 0 |  | 4350 | 29.11% | TM | TM410 | Repex | Std | Std | Sub-transmission lines and cables
TM419 | Future sub-transmission feeder refurbishment works | Program - Short Term Need | 0 | 0 | 0 | 0 | 0 | 0 | 0 | 0 | 0 | 0 | 0 | 0 | 3500000 | 7500000 | 12000000 | 0 | 0 | 0 | 0 | 0 | 0 | 0 | 0 | 0 | 0 | 0 | 0 | 4264410.1413 | 9366472.2746 | 15361014.5304 | 0 | 23000000 | 0 | 28991896.9462 | 150 | 2250 | 70.42% | TM | TM419s | Repex | Std | Std | Sub-transmission lines and cables
TM419 | Future sub-transmission feeder refurbishment works | Program - Medium Term Need | 0 | 0 | 0 | 0 | 0 | 0 | 0 | 0 | 0 | 0 | 0 | 0 | 500000 | 900000 | 1500000 | 0 | 0 | 0 | 0 | 0 | 0 | 0 | 0 | 0 | 0 | 0 | 0 | 609201.4488 | 1123976.673 | 1920126.8163 | 0 | 2900000 | 0 | 3653304.938 | 150 | 1500 | 92.23% | TM | TM419m | Repex | Std | Std | Sub-transmission lines and cables
TM419 | Future sub-transmission feeder refurbishment works | Program - Long Term Need | 0 | 0 | 0 | 0 | 0 | 0 | 0 | 0 | 0 | 0 | 0 | 0 | 500000 | 900000 | 1500000 | 0 | 0 | 0 | 0 | 0 | 0 | 0 | 0 | 0 | 0 | 0 | 0 | 609201.4488 | 1123976.673 | 1920126.8163 | 0 | 2900000 | 0 | 3653304.938 | 150 | 750 | 99.19% | TM | TM419l | Repex | Std | Std | Sub-transmission lines and cables
TM801 | Steel tower painting program | Program - Short Term Need | 491596.736 | 206474.5333 | 90771.3734 | 0 | 0 | 0 | 0 | 0 | 0 | 0 | 800000 | 800000 | 800000 | 800000 | 800000 | 445362.38 | 191732.13 | 86397.5 | 0 | 0 | 0 | 0 | 0 | 0 | 0 | 927754.7346 | 950948.6029 | 974722.318 | 999090.376 | 1024067.6354 | 0 | 4000000 | 0 | 4876583.6668 | 170 | 2550 | 68.26% | TM | TM801s | Repex | Std | Std | Sub-transmission lines and cables
TM803 | Steel tower below ground rectification work | Program - Short Term Need | 34762.4125 | 225013.1193 | 269076.1676 | 197408.44 | 4408559.12 | 0 | 1500000 | 1500000 | 1500000 | 1500000 | 1500000 | 1500000 | 1200000 | 750000 | 750000 | 31493.03 | 208947.05 | 256110.57 | 192593.6 | 4408559.12 | 0 | 1575937.5 | 1615335.9375 | 1655719.3359 | 1697112.3193 | 1739540.1273 | 1783028.6305 | 1462083.477 | 936647.2275 | 960063.4081 | 6000000 | 11700000 | 6544105.0928 | 13425467.9632 | 310 | 4650 | 20.88% | TM | TM803s | Repex | Std | Std | Sub-transmission lines and cables
TM805 | Earthing refurbishment of lines 940/941 | Program - Short Term Need | 0 | 0 | 3862.1921 | 778244.698 | 46970 | 200000 | 200000 | 200000 | 200000 | 20000 | 20000 | 20000 | 20000 | 20000 | 20000 | 0 | 0 | 3676.09 | 759263.12 | 46970 | 205000 | 210125 | 215378.125 | 220762.5781 | 22628.1643 | 23193.8684 | 23773.7151 | 24368.058 | 24977.2594 | 25601.6909 | 820000 | 920000 | 873893.8674 | 995808.4591 | 270 | 4050 | 37% | TM | TM805s | Repex | Std | Std | Sub-transmission lines and cables
TM805 | Earthing refurbishment of lines 940/941 | Program - Medium Term Need | 0 | 0 | 0 | 0 | 0 | 80000 | 80000 | 80000 | 80000 | 0 | 0 | 0 | 0 | 0 | 0 | 0 | 0 | 0 | 0 | 0 | 82000 | 84050 | 86151.25 | 88305.0312 | 0 | 0 | 0 | 0 | 0 | 0 | 320000 | 320000 | 340506.2812 | 340506.2812 | 270 | 2700 | 66.07% | TM | TM805m | Repex | Std | Std | Sub-transmission lines and cables
TM809 | Subtransmission line earthing refurbishment | Program - Short Term Need | 0 | 0 | 0 | 0 | 0 | 0 | 300000 | 300000 | 300000 | 300000 | 300000 | 300000 | 300000 | 300000 | 300000 | 0 | 0 | 0 | 0 | 0 | 0 | 315187.5 | 323067.1875 | 331143.8672 | 339422.4639 | 347908.0255 | 356605.7261 | 365520.8693 | 374658.891 | 384025.3633 | 1200000 | 2700000 | 1308821.0186 | 3137539.8936 | 150 | 2250 | 70.42% | TM | TM809s | Repex | Std | Std | Sub-transmission lines and cables
TM809 | Subtransmission line earthing refurbishment | Program - Medium Term Need | 0 | 0 | 0 | 0 | 0 | 0 | 300000 | 300000 | 300000 | 300000 | 300000 | 300000 | 300000 | 300000 | 300000 | 0 | 0 | 0 | 0 | 0 | 0 | 315187.5 | 323067.1875 | 331143.8672 | 339422.4639 | 347908.0255 | 356605.7261 | 365520.8693 | 374658.891 | 384025.3633 | 1200000 | 2700000 | 1308821.0186 | 3137539.8936 | 150 | 1500 | 92.23% | TM | TM809m | Repex | Std | Std | Sub-transmission lines and cables
TS001 | Power transformer replacement | Program - Short Term Need | 183374.8681 | 12136.7081 | 0 | 0 | 0 | 0 | 0 | 0 | 0 | 0 | 0 | 0 | 0 | 0 | 0 | 166128.58 | 11270.14 | 0 | 0 | 0 | 0 | 0 | 0 | 0 | 0 | 0 | 0 | 0 | 0 | 0 | 0 | 0 | 0 | 0 |  | 4950 | 12.48% | TS | TS001s | Repex | Std | Unallocated | Unallocated
TS004 | 132kV circuit breaker replacement | Program - Short Term Need | 6412.7334 | 142114.6712 | 0 | 5539.2435 | 100000 | 0 | 0 | 0 | 362000 | 362000 | 362000 | 362000 | 362000 | 362000 | 362000 | 5809.62 | 131967.6 | 0 | 5404.14 | 100000 | 0 | 0 | 0 | 399580.2664 | 409569.7731 | 419809.0174 | 430304.2428 | 441061.8489 | 452088.3951 | 463390.605 | 724000 | 2534000 | 809150.0395 | 3015804.1487 | 240 | 3600 | 42.42% | TS | TS004s | Repex | Std | Std | Substations
TS005 | 33kV circuit breaker replacement | Program - Short Term Need | 1061307.01 | 834040.3525 | 103727.6599 | 3365934.77 | 1522311.51 | 0 | 0 | 0 | 770000 | 770000 | 1184000 | 1184000 | 1184000 | 1184000 | 1184000 | 961491.77 | 774489.38 | 98729.48 | 3283838.8 | 1522311.51 | 0 | 0 | 0 | 849935.9258 | 871184.3239 | 1373077.0072 | 1407403.9323 | 1442589.0307 | 1478653.7564 | 1515620.1003 | 1540000 | 7460000 | 1721120.2497 | 8938464.0766 | 240 | 3600 | 42.42% | TS | TS005s | Repex | Std | Std | Substations
TS007 | 11kV circuit breaker replacement | Program - Short Term Need | 0 | 0 | 0 | 27910.5142 | 33.59 | 0 | 350000 | 350000 | 0 | 0 | 0 | 0 | 0 | 0 | 0 | 0 | 0 | 0 | 27229.77 | 33.59 | 0 | 367718.75 | 376911.7187 | 0 | 0 | 0 | 0 | 0 | 0 | 0 | 700000 | 700000 | 744630.4688 | 744630.4688 | 230 | 3450 | 50.98% | TS | TS007s | Repex | Std | Std | Substations
TS008 | Battery replacement | Program - Short Term Need | 359859.0739 | 161080.9012 | 261411.0282 | 689744.886 | 1300326.84 | 520000 | 520000 | 520000 | 520000 | 520000 | 520000 | 520000 | 520000 | 520000 | 520000 | 326014.56 | 149579.63 | 248814.78 | 672921.84 | 1300326.84 | 533000 | 546325 | 559983.125 | 573982.7031 | 588332.2707 | 603040.5775 | 618116.5919 | 633569.5067 | 649408.7444 | 665643.963 | 2600000 | 5200000 | 2801623.0988 | 5971402.4823 | 370 | 5550 | 1.939% | TS | TS008s | Repex | Std | Std | Substations
TS008 | Battery replacement | Program - Medium Term Need | 0 | 0 | 0 | 0 | 0 | 0 | 0 | 0 | 0 | 0 | 520000 | 520000 | 520000 | 520000 | 520000 | 0 | 0 | 0 | 0 | 0 | 0 | 0 | 0 | 0 | 0 | 603040.5775 | 618116.5919 | 633569.5067 | 649408.7444 | 665643.963 | 0 | 2600000 | 0 | 3169779.3834 | 370 | 3700 | 38.4% | TS | TS008m | Repex | Std | Std | Substations
TS009 | Auxiliary switchgear replacement | Program - Short Term Need | 79042.9594 | 570495.7959 | 1138445.1888 | 1545833.1783 | 647392 | 0 | 0 | 0 | 282000 | 0 | 282000 | 0 | 0 | 0 | 0 | 71609.02 | 529762.06 | 1083588.52 | 1508129.93 | 647392 | 0 | 0 | 0 | 311275.2352 | 0 | 327033.5439 | 0 | 0 | 0 | 0 | 282000 | 564000 | 311275.2352 | 638308.7791 | 190 | 2850 | 65.71% | TS | TS009s | Repex | Std | Std | Substations
TS011 | Freq injection replacement/augmentation | Program - Short Term Need | 566.3664 | 0 | 0 | 0 | 0 | 0 | 0 | 0 | 0 | 0 | 0 | 0 | 0 | 0 | 0 | 513.1 | 0 | 0 | 0 | 0 | 0 | 0 | 0 | 0 | 0 | 0 | 0 | 0 | 0 | 0 | 0 | 0 | 0 | 0 |  | 4950 | 12.48% | TS | TS011s | Repex | Std | Unallocated | Unallocated
TS015 | Replacement of surge arrester in zone and sub-transmission substations | Program - Short Term Need | 54916.5678 | 22110.5029 | 22485.3922 | 73212.511 | 57400 | 37000 | 50000 | 50000 | 50000 | 25000 | 50000 | 50000 | 50000 | 50000 | 50000 | 49751.7 | 20531.8 | 21401.92 | 71426.84 | 57400 | 37925 | 52531.25 | 53844.5312 | 55190.6445 | 28285.2053 | 57984.6709 | 59434.2877 | 60920.1449 | 62443.1485 | 64004.2272 | 212000 | 462000 | 227776.6311 | 532563.1103 | 190 | 2850 | 65.71% | TS | TS015s | Repex | Std | Std | Substations
TS015 | Replacement of surge arrester in zone and sub-transmission substations | Program - Medium Term Need | 0 | 0 | 0 | 0 | 0 | 0 | 68000 | 68000 | 68000 | 25000 | 0 | 0 | 0 | 0 | 0 | 0 | 0 | 0 | 0 | 0 | 0 | 71442.5 | 73228.5625 | 75059.2766 | 28285.2053 | 0 | 0 | 0 | 0 | 0 | 229000 | 229000 | 248015.5444 | 248015.5444 | 190 | 1900 | 80.2% | TS | TS015m | Repex | Std | Std | Substations
TS016 | VT and CT replacement | Program - Short Term Need | 1647852.329 | 664754.3308 | 229164.0165 | 116662.8555 | 1131559.16 | 0 | 0 | 0 | 698000 | 698000 | 698000 | 698000 | 698000 | 698000 | 698000 | 1492872.88 | 617290.48 | 218121.61 | 113817.42 | 1131559.16 | 0 | 0 | 0 | 770461.3977 | 789722.9326 | 809466.0059 | 829702.6561 | 850445.2225 | 871706.353 | 893499.0118 | 1396000 | 4886000 | 1560184.3303 | 5815003.5796 | 240 | 3600 | 42.42% | TS | TS016s | Repex | Std | Std | Substations
TS017 | Power transformer refurbishment | Program - Short Term Need | 660037.2475 | 0 | 0 | 20569.1977 | 0 | 0 | 0 | 0 | 0 | 0 | 0 | 0 | 0 | 0 | 0 | 597961.17 | 0 | 0 | 20067.51 | 0 | 0 | 0 | 0 | 0 | 0 | 0 | 0 | 0 | 0 | 0 | 0 | 0 | 0 | 0 |  | 2100 | 77.81% | TS | TS017s | Repex | Std | Std | Transformers
TS020 | Portable earthing set cabinets | Program - Short Term Need | 28841.527 | 0 | 0 | 0 | 0 | 0 | 0 | 0 | 0 | 0 | 0 | 0 | 0 | 0 | 0 | 26129 | 0 | 0 | 0 | 0 | 0 | 0 | 0 | 0 | 0 | 0 | 0 | 0 | 0 | 0 | 0 | 0 | 0 | 0 |  | 1350 | 92.23% | TS | TS020s | Repex | Std | Std | Substations
TS024 | Building and amenities refurbishment | Program - Short Term Need | 1956897.1226 | 224420.6679 | 238963.6582 | 1690201.0457 | 740909.15 | 1500000 | 1500000 | 1500000 | 1500000 | 1500000 | 1000000 | 1000000 | 1000000 | 1000000 | 1000000 | 1772852.21 | 208396.9 | 227449.05 | 1648976.63 | 740909.15 | 1537500 | 1575937.5 | 1615335.9375 | 1655719.3359 | 1697112.3193 | 1159693.4182 | 1188685.7537 | 1218402.8975 | 1248862.9699 | 1280084.5442 | 7500000 | 12500000 | 8081605.0928 | 14177334.6763 | 200 | 3000 | 58.17% | TS | TS024s | Repex | Std | Std | Substations
TS024 | Building and amenities refurbishment | Program - Medium Term Need | 0 | 0 | 0 | 0 | 0 | 0 | 0 | 0 | 0 | 0 | 1000000 | 1000000 | 1000000 | 1000000 | 1000000 | 0 | 0 | 0 | 0 | 0 | 0 | 0 | 0 | 0 | 0 | 1159693.4182 | 1188685.7537 | 1218402.8975 | 1248862.9699 | 1280084.5442 | 0 | 5000000 | 0 | 6095729.5835 | 200 | 2000 | 80.12% | TS | TS024m | Repex | Std | Std | Substations
TS025 | Asbestos and other hazardous material reporting, management and removal | Program - Short Term Need | 1510953.9111 | 380046.5043 | 140462.7841 | 333384.366 | 641743.65 | 89000 | 450000 | 450000 | 518000 | 520000 | 539000 | 450000 | 450000 | 518000 | 520000 | 1368849.67 | 352910.96 | 133694.5 | 325253.04 | 641743.65 | 91225 | 472781.25 | 484600.7812 | 571775.0773 | 588332.2707 | 625074.7524 | 534908.5892 | 548281.3039 | 646911.0184 | 665643.963 | 2027000 | 4504000 | 2208714.3793 | 5229534.0062 | 160 | 2400 | 69.32% | TS | TS025s | Repex | Std | Std | Substations
TS026 | Noise attenuation in ZS and TS | Program - Short Term Need | 2537007.5105 | 60574.3438 | 255672.1468 | 2112.4327 | 0 | 0 | 0 | 1000000 | 0 | 1000000 | 0 | 1000000 | 0 | 1000000 | 0 | 2298403.59 | 56249.3 | 243352.43 | 2060.91 | 0 | 0 | 0 | 1076890.625 | 0 | 1131408.2129 | 0 | 1188685.7537 | 0 | 1248862.9699 | 0 | 2000000 | 4000000 | 2208298.8379 | 4645847.5615 | 210 | 3150 | 54.53% | TS | TS026s | Repex | Std | Std | Substations
TS027 | Substation switchyard lighting improvement | Program - Short Term Need | 531359.2443 | 414573.1684 | 286525.7566 | 28716.0002 | 0 | 110000 | 110000 | 110000 | 110000 | 110000 | 110000 | 110000 | 110000 | 110000 | 110000 | 481385.25 | 384972.4 | 272719.34 | 28015.61 | 0 | 112750 | 115568.75 | 118457.9687 | 121419.418 | 124454.9034 | 127566.276 | 130755.4329 | 134024.3187 | 137374.9267 | 140809.2999 | 550000 | 1100000 | 592651.0401 | 1263181.2943 | 140 | 2100 | 77.81% | TS | TS027s | Repex | Std | Std | Substations
TS028 | Control cable trench and cover refurbishment | Program - Short Term Need | 13597.1646 | 0 | 0 | 0 | 0 | 0 | 0 | 0 | 0 | 0 | 0 | 0 | 0 | 0 | 0 | 12318.36 | 0 | 0 | 0 | 0 | 0 | 0 | 0 | 0 | 0 | 0 | 0 | 0 | 0 | 0 | 0 | 0 | 0 | 0 |  | 600 | 99.19% | TS | TS028s | Repex | Std | Std | Substations
TS029 | Substation control room temperature reduction initiatives | Program - Short Term Need | 95883.1152 | 15956.2022 | 421.0065 | 1153.33 | 0 | 0 | 0 | 0 | 0 | 0 | 0 | 0 | 0 | 0 | 0 | 86865.37 | 14816.92 | 400.72 | 1125.2 | 0 | 0 | 0 | 0 | 0 | 0 | 0 | 0 | 0 | 0 | 0 | 0 | 0 | 0 | 0 |  | 1500 | 92.23% | TS | TS029s | Repex | Std | Std | Substations
TS031 | Substation safety fence upgrade program | Program - Short Term Need | 149721.7765 | 241168.4601 | 3615.915 | 3991.5755 | 646105.78 | 100000 | 100000 | 100000 | 100000 | 100000 | 100000 | 100000 | 100000 | 100000 | 100000 | 135640.54 | 223948.89 | 3441.68 | 3894.22 | 646105.78 | 102500 | 105062.5 | 107689.0625 | 110381.2891 | 113140.8213 | 115969.3418 | 118868.5754 | 121840.2898 | 124886.297 | 128008.4544 | 500000 | 1000000 | 538773.6729 | 1148346.6312 | 230 | 3450 | 50.98% | TS | TS031s | Repex | Std | Std | Substations
TS032 | Substation security systems | Program - Short Term Need | 2584854.3885 | 46442.1251 | 269107.0665 | 3819.2012 | 0 | 150000 | 150000 | 150000 | 0 | 0 | 0 | 0 | 0 | 0 | 0 | 2341750.5 | 43126.13 | 256139.98 | 3726.05 | 0 | 153750 | 157593.75 | 161533.5937 | 0 | 0 | 0 | 0 | 0 | 0 | 0 | 450000 | 450000 | 472877.3438 | 472877.3438 | 150 | 2250 | 70.42% | TS | TS032s | Repex | Std | Std | Substations
TS033 | Substation fire hydrant installations | Program - Short Term Need | 770042.4013 | 693600.2354 | 318122.2318 | 584229.8998 | 191793 | 200000 | 200000 | 200000 | 200000 | 200000 | 200000 | 200000 | 200000 | 200000 | 200000 | 697620.41 | 644076.77 | 302793.32 | 569980.39 | 191793 | 205000 | 210125 | 215378.125 | 220762.5781 | 226281.6426 | 231938.6836 | 237737.1507 | 243680.5795 | 249772.594 | 256016.9088 | 1000000 | 2000000 | 1077547.3457 | 2296693.2624 | 160 | 2400 | 69.32% | TS | TS033s | Repex | Std | Std | Substations
TS034 | Substation deluge showers and fire blankets | Program - Short Term Need | 447990.3539 | 358580.2296 | 148722.9239 | 8132.268 | 152066.08 | 160000 | 160000 | 160000 | 160000 | 160000 | 160000 | 160000 | 160000 | 160000 | 160000 | 405857.15 | 332977.39 | 141556.62 | 7933.92 | 152066.08 | 164000 | 168100 | 172302.5 | 176610.0625 | 181025.3141 | 185550.9469 | 190189.7206 | 194944.4636 | 199818.0752 | 204813.5271 | 800000 | 1600000 | 862037.8766 | 1837354.6099 | 120 | 1800 | 81.86% | TS | TS034s | Repex | Std | Std | Substations
TS035 | Substation oil containment program - bund walls | Program - Short Term Need | 589858.3362 | 564481.1895 | 19831.2298 | 11680.695 | 198616 | 70000 | 70000 | 70000 | 70000 | 70000 | 70000 | 70000 | 70000 | 70000 | 70000 | 534382.54 | 524176.9 | 18875.65 | 11395.8 | 198616 | 71750 | 73543.75 | 75382.3437 | 77266.9023 | 79198.5749 | 81178.5393 | 83208.0028 | 85288.2028 | 87420.4079 | 89605.9181 | 350000 | 700000 | 377141.571 | 803842.6418 | 110 | 1650 | 89.01% | TS | TS035s | Repex | Std | Std | Substations
TS036 | Substation earthing | Program - Short Term Need | 1919878.947 | 1501035.9404 | 2046544.9123 | 2481136.2585 | 755210 | 340000 | 408000 | 0 | 0 | 0 | 0 | 0 | 0 | 0 | 0 | 1739315.57 | 1393861.09 | 1947930.91 | 2420620.74 | 755210 | 348500 | 428655 | 0 | 0 | 0 | 0 | 0 | 0 | 0 | 0 | 748000 | 748000 | 777155 | 777155 | 370 | 5550 | 1.939% | TS | TS036s | Repex | Std | Std | Substations
TS047 | Equipment labelling in TS & ZS | Program - Short Term Need | -60.7097 | 0 | 0 | 0 | 0 | 0 | 0 | 0 | 0 | 0 | 0 | 0 | 0 | 0 | 0 | -55 | 0 | 0 | 0 | 0 | 0 | 0 | 0 | 0 | 0 | 0 | 0 | 0 | 0 | 0 | 0 | 0 | 0 | 0 |  | 4950 | 12.48% | TS | TS047s | Repex | Std | Unallocated | Unallocated
TS048 | Substation oil containment program - separators | Program - Short Term Need | 34064.2508 | 309.1107 | 0 | 0 | 0 | 0 | 0 | 0 | 0 | 0 | 0 | 0 | 0 | 0 | 0 | 30860.53 | 287.04 | 0 | 0 | 0 | 0 | 0 | 0 | 0 | 0 | 0 | 0 | 0 | 0 | 0 | 0 | 0 | 0 | 0 |  | 1000 | 97.41% | TS | TS048s | Repex | Std | Std | Substations
TS049 | Tunnelboard refurbishment | Program - Short Term Need | 10046.7283 | 33076.3509 | 0 | 0 | 0 | 0 | 0 | 0 | 45000 | 45000 | 0 | 0 | 0 | 45000 | 45000 | 9101.84 | 30714.68 | 0 | 0 | 0 | 0 | 0 | 0 | 49671.5801 | 50913.3696 | 0 | 0 | 0 | 56198.8336 | 57603.8045 | 90000 | 180000 | 100584.9497 | 214387.5878 | 150 | 2250 | 70.42% | TS | TS049s | Repex | Std | Std | Substations
TS050 | POW switching for capacitors | Program - Short Term Need | 160500.09 | 60521.0916 | 0 | 0 | 0 | 0 | 0 | 0 | 0 | 0 | 0 | 0 | 0 | 0 | 0 | 145405.16 | 56199.85 | 0 | 0 | 0 | 0 | 0 | 0 | 0 | 0 | 0 | 0 | 0 | 0 | 0 | 0 | 0 | 0 | 0 |  | 2250 | 70.42% | TS | TS050s | Repex | Std | Std | Substations
TS055 | 66kV circuit breaker replacement | Program - Short Term Need | 528802.3942 | 31569.3071 | 0 | 0 | 0 | 258000 | 258000 | 0 | 0 | 0 | 258000 | 258000 | 258000 | 258000 | 258000 | 479068.87 | 29315.24 | 0 | 0 | 0 | 264450 | 271061.25 | 0 | 0 | 0 | 299200.9019 | 306680.9244 | 314347.9476 | 322206.6462 | 330261.8124 | 516000 | 1806000 | 535511.25 | 2108209.4826 | 240 | 3600 | 42.42% | TS | TS055s | Repex | Std | Std | Substations
TS057 | Substation insulation co-ordination | Program - Short Term Need | 79919.7179 | 0 | 0 | 1494.45 | 135353 | 0 | 0 | 0 | 0 | 0 | 0 | 0 | 0 | 0 | 0 | 72403.32 | 0 | 0 | 1458 | 135353 | 0 | 0 | 0 | 0 | 0 | 0 | 0 | 0 | 0 | 0 | 0 | 0 | 0 | 0 |  | 2400 | 69.32% | TS | TS057s | Repex | Std | Std | Substations
TS060 | Lawson TS rebuild | Major Project - Committed Project | 2379.5446 | 36.7435 | 0 | 0 | 0 | 0 | 0 | 0 | 0 | 0 | 0 | 0 | 0 | 0 | 0 | 2155.75 | 34.12 | 0 | 0 | 0 | 0 | 0 | 0 | 0 | 0 | 0 | 0 | 0 | 0 | 0 | 0 | 0 | 0 | 0 |  | 4950 | 12.48% | TS | TS060 | Repex | Std | Unallocated | Unallocated
TS067 | Rosehill ZS renewal | Major Project - Committed Project | 16789.1044 | 0 | 0 | 0 | 0 | 0 | 0 | 0 | 0 | 0 | 0 | 0 | 0 | 0 | 0 | 15210.1 | 0 | 0 | 0 | 0 | 0 | 0 | 0 | 0 | 0 | 0 | 0 | 0 | 0 | 0 | 0 | 0 | 0 | 0 |  | 4950 | 12.48% | TS | TS067 | Repex | Std | Std | Substations
TS072 | Holroyd ZS renewal | Major Project - Committed Project | 349485.0981 | 1897.0505 | -1097.9031 | 0 | 0 | 0 | 0 | 0 | 0 | 0 | 0 | 0 | 0 | 0 | 0 | 316616.25 | 1761.6 | -1045 | 0 | 0 | 0 | 0 | 0 | 0 | 0 | 0 | 0 | 0 | 0 | 0 | 0 | 0 | 0 | 0 |  | 4950 | 12.48% | TS | TS072 | Repex | Std | Std | Substations
TS086 | Busbar support and isolator replacement | Program - Short Term Need | 0 | 0 | 13011.0766 | 598284.3102 | 197917 | 0 | 94500 | 94500 | 94500 | 94500 | 94500 | 94500 | 94500 | 94500 | 94500 | 0 | 0 | 12384.13 | 583692.01 | 197917 | 0 | 99284.0625 | 101766.1641 | 104310.3182 | 106918.0761 | 109591.028 | 112330.8037 | 115139.0738 | 118017.5507 | 120967.9894 | 378000 | 850500 | 412278.6208 | 988325.0665 | 200 | 3000 | 58.17% | TS | TS086s | Repex | Std | Std | Substations
TS092 | Jasper Rd 11kV CB renewal | Major Project - Committed Project | 8807.5769 | 0 | 0 | 0 | 0 | 0 | 0 | 0 | 0 | 0 | 0 | 0 | 0 | 0 | 0 | 7979.23 | 0 | 0 | 0 | 0 | 0 | 0 | 0 | 0 | 0 | 0 | 0 | 0 | 0 | 0 | 0 | 0 | 0 | 0 |  | 4950 | 12.48% | TS | TS092 | Repex | Std | Std | Substations
TS099 | Substation power outlet installation | Program - Short Term Need | 85533.9421 | 61810.0543 | 64802.0037 | 14350 | 0 | 0 | 0 | 0 | 0 | 0 | 0 | 0 | 0 | 0 | 0 | 77489.53 | 57396.78 | 61679.48 | 14000 | 0 | 0 | 0 | 0 | 0 | 0 | 0 | 0 | 0 | 0 | 0 | 0 | 0 | 0 | 0 |  | 750 | 99.19% | TS | TS099s | Repex | Std | Std | Substations
TS100 | Substation internal fence replacement | Program - Short Term Need | 77447.0998 | 0 | 0 | 0 | 0 | 0 | 0 | 0 | 0 | 0 | 0 | 0 | 0 | 0 | 0 | 70163.25 | 0 | 0 | 0 | 0 | 0 | 0 | 0 | 0 | 0 | 0 | 0 | 0 | 0 | 0 | 0 | 0 | 0 | 0 |  | 1350 | 92.23% | TS | TS100s | Repex | Std | Std | Substations
TS102 | Rydalmere Zone Substation renewal | Major Project - Committed Project | 3399238.6535 | 1787716.9536 | 1986003.2245 | 59785.4517 | 0 | 0 | 0 | 0 | 0 | 0 | 0 | 0 | 0 | 0 | 0 | 3079542.45 | 1660072.91 | 1890306.46 | 58327.27 | 0 | 0 | 0 | 0 | 0 | 0 | 0 | 0 | 0 | 0 | 0 | 0 | 0 | 0 | 0 |  | 3450 | 50.98% | TS | TS102 | Repex | Std | Std | Substations
TS111 | Blackheath ZS 11kV switchyard renewal | Major Project - Committed Project | 64047.3963 | 0 | 0 | 0 | 0 | 0 | 0 | 0 | 0 | 0 | 0 | 0 | 0 | 0 | 0 | 58023.78 | 0 | 0 | 0 | 0 | 0 | 0 | 0 | 0 | 0 | 0 | 0 | 0 | 0 | 0 | 0 | 0 | 0 | 0 |  | 4950 | 12.48% | TS | TS111 | Repex | Std | Std | Substations
TS116 | Roof refurbishment for control and switch rooms | Program - Short Term Need | 1325763.9441 | 798588.2839 | 188394.0721 | 1148046.5145 | 556587.42 | 1000000 | 1000000 | 1000000 | 1000000 | 1000000 | 1000000 | 1000000 | 1000000 | 1000000 | 1000000 | 1201076.7 | 741568.61 | 179316.19 | 1120045.38 | 556587.42 | 1025000 | 1050625 | 1076890.625 | 1103812.8906 | 1131408.2129 | 1159693.4182 | 1188685.7537 | 1218402.8975 | 1248862.9699 | 1280084.5442 | 5000000 | 10000000 | 5387736.7285 | 11483466.3121 | 280 | 4200 | 36.07% | TS | TS116s | Repex | Std | Std | Substations
TS116 | Roof refurbishment for control and switch rooms | Program - Medium Term Need | 0 | 0 | 0 | 0 | 0 | 500000 | 500000 | 500000 | 500000 | 500000 | 500000 | 500000 | 500000 | 500000 | 500000 | 0 | 0 | 0 | 0 | 0 | 512500 | 525312.5 | 538445.3125 | 551906.4453 | 565704.1064 | 579846.7091 | 594342.8768 | 609201.4488 | 624431.485 | 640042.2721 | 2500000 | 5000000 | 2693868.3643 | 5741733.156 | 280 | 2800 | 65.99% | TS | TS116m | Repex | Std | Std | Substations
TS118 | Smithfield Zone Substation rebuilding | Major Project - Committed Project | 10327.2734 | 0 | 0 | 0 | 0 | 0 | 0 | 0 | 0 | 0 | 0 | 0 | 0 | 0 | 0 | 9356 | 0 | 0 | 0 | 0 | 0 | 0 | 0 | 0 | 0 | 0 | 0 | 0 | 0 | 0 | 0 | 0 | 0 | 0 |  | 4950 | 12.48% | TS | TS118 | Repex | Std | Unallocated | Unallocated
TS119 | Bomaderry ZS redevelopment (fmr PR403) | Major Project - Committed Project | 4033.0453 | 0 | 0 | 0 | 0 | 0 | 0 | 0 | 0 | 0 | 0 | 0 | 0 | 0 | 0 | 3653.74 | 0 | 0 | 0 | 0 | 0 | 0 | 0 | 0 | 0 | 0 | 0 | 0 | 0 | 0 | 0 | 0 | 0 | 0 |  | 4950 | 12.48% | TS | TS119 | Repex | Std | Std | Substations
TS120 | Canley Vale ZS redevelopment | Major Project - Committed Project | 971846.7944 | 99740.4897 | 0 | 0 | 0 | 0 | 0 | 0 | 0 | 0 | 0 | 0 | 0 | 0 | 0 | 880445.23 | 92618.96 | 0 | 0 | 0 | 0 | 0 | 0 | 0 | 0 | 0 | 0 | 0 | 0 | 0 | 0 | 0 | 0 | 0 |  | 4950 | 12.48% | TS | TS120 | Repex | Std | Std | Substations
TS121 | Port Kembla ZS | Major Project - Committed Project | 1879541.275 | 523682.4128 | 0 | 0 | 0 | 0 | 0 | 0 | 0 | 0 | 0 | 0 | 0 | 0 | 0 | 1702771.63 | 486291.18 | 0 | 0 | 0 | 0 | 0 | 0 | 0 | 0 | 0 | 0 | 0 | 0 | 0 | 0 | 0 | 0 | 0 |  | 4200 | 36.07% | TS | TS121 | Repex | Std | Std | Substations
TS122 | Leabons Lane Zone Substation renewal | Major Project - Committed Project | 3040645.8297 | 1639394.6971 | 2573137.3362 | 2578508.1733 | 217104 | 0 | 0 | 0 | 0 | 0 | 0 | 0 | 0 | 0 | 0 | 2754675.05 | 1522340.95 | 2449149.16 | 2515617.73 | 217104 | 0 | 0 | 0 | 0 | 0 | 0 | 0 | 0 | 0 | 0 | 0 | 0 | 0 | 0 |  | 3450 | 50.98% | TS | TS122 | Repex | Std | Std | Substations
TS123 | St Marys Zone Substation renewal | Major Project - Committed Project | 5427859.9703 | 3835902.8642 | 210400.7155 | 0 | 0 | 0 | 0 | 0 | 0 | 0 | 0 | 0 | 0 | 0 | 0 | 4917373.24 | 3562017.14 | 200262.43 | 0 | 0 | 0 | 0 | 0 | 0 | 0 | 0 | 0 | 0 | 0 | 0 | 0 | 0 | 0 | 0 |  | 3450 | 50.98% | TS | TS123 | Repex | Std | Std | Substations
TS124 | Substation control building fire alarm systems | Program - Short Term Need | 3548.7916 | 0 | 0 | 0 | 0 | 0 | 0 | 0 | 0 | 0 | 0 | 0 | 0 | 0 | 0 | 3215.03 | 0 | 0 | 0 | 0 | 0 | 0 | 0 | 0 | 0 | 0 | 0 | 0 | 0 | 0 | 0 | 0 | 0 | 0 |  | 3000 | 58.17% | TS | TS124s | Repex | Std | Std | Substations
TS125 | Guildford Transmission Substation renewal | Major Project - Committed Project | 4509601.3491 | 2363590.289 | 456076.4491 | 1251.402 | 0 | 0 | 0 | 0 | 0 | 0 | 0 | 0 | 0 | 0 | 0 | 4085476.25 | 2194828.55 | 434100.13 | 1220.88 | 0 | 0 | 0 | 0 | 0 | 0 | 0 | 0 | 0 | 0 | 0 | 0 | 0 | 0 | 0 |  | 6300 | 0% | TS | TS125 | Repex | Std | Std | Substations
TS126 | Comalco HVC renewal | Major Project - Committed Project | 10783.1702 | 0 | 0 | 0 | 0 | 0 | 0 | 0 | 0 | 0 | 0 | 0 | 0 | 0 | 0 | 9769.02 | 0 | 0 | 0 | 0 | 0 | 0 | 0 | 0 | 0 | 0 | 0 | 0 | 0 | 0 | 0 | 0 | 0 | 0 |  | 4950 | 12.48% | TS | TS126 | Repex | Std | Std | Substations
TS127 | Castle Hill Zone Substation renewal | Major Project - Committed Project | -1529272.547 | 406444.1519 | 811916.1289 | 933226.6558 | 367933 | 0 | 0 | 0 | 0 | 0 | 0 | 0 | 0 | 0 | 0 | -1385445.45 | 377423.8 | 772793.46 | 910465.03 | 367933 | 0 | 0 | 0 | 0 | 0 | 0 | 0 | 0 | 0 | 0 | 0 | 0 | 0 | 0 |  | 3450 | 50.98% | TS | TS127 | Repex | Std | Std | Substations
TS128 | Capacitor bank refurbishment | Program - Short Term Need | 0 | 0 | 0 | 345973.58 | 1372467 | 0 | 0 | 0 | 0 | 0 | 0 | 0 | 0 | 0 | 0 | 0 | 0 | 0 | 337535.2 | 1372467 | 0 | 0 | 0 | 0 | 0 | 0 | 0 | 0 | 0 | 0 | 0 | 0 | 0 | 0 |  | 4200 | 36.07% | TS | TS128s | Repex | Std | Std | Substations
TS130 | Northmead Zone Substation renewal | Major Project - Committed Project | 4115108.7439 | 1433481.3423 | 457693.7602 | 0 | 0 | 0 | 0 | 0 | 0 | 0 | 0 | 0 | 0 | 0 | 0 | 3728085.42 | 1331129.93 | 435639.51 | 0 | 0 | 0 | 0 | 0 | 0 | 0 | 0 | 0 | 0 | 0 | 0 | 0 | 0 | 0 | 0 |  | 4500 | 25.39% | TS | TS130 | Repex | Std | Std | Substations
TS131 | Bulli Zone Substation renewal | Major Project - Committed Project | 1077772.5979 | 264627.8116 | 0 | 0 | 0 | 0 | 0 | 0 | 0 | 0 | 0 | 0 | 0 | 0 | 0 | 976408.78 | 245733.23 | 0 | 0 | 0 | 0 | 0 | 0 | 0 | 0 | 0 | 0 | 0 | 0 | 0 | 0 | 0 | 0 | 0 |  | 4125 | 36.07% | TS | TS131 | Repex | Std | Std | Substations
TS133 | Corrimal ZS redevelopment | Major Project - Committed Project | 1360727.4271 | 0 | 0 | 0 | 0 | 0 | 0 | 0 | 0 | 0 | 0 | 0 | 0 | 0 | 0 | 1232751.89 | 0 | 0 | 0 | 0 | 0 | 0 | 0 | 0 | 0 | 0 | 0 | 0 | 0 | 0 | 0 | 0 | 0 | 0 |  | 4575 | 20.88% | TS | TS133 | Repex | Std | Std | Substations
TS134 | South Granville Zone Substation renewal | Major Project - Committed Project | 2726290.0735 | 233342.9759 | 43955.681 | 0 | 0 | 0 | 0 | 0 | 0 | 0 | 0 | 0 | 0 | 0 | 0 | 2469884.25 | 216682.15 | 41837.65 | 0 | 0 | 0 | 0 | 0 | 0 | 0 | 0 | 0 | 0 | 0 | 0 | 0 | 0 | 0 | 0 |  | 3450 | 50.98% | TS | TS134 | Repex | Std | Std | Substations
TS135 | Ringwood ZS redevelopment | Major Project - Committed Project | 7573.8784 | 7327.2392 | 0 | 0 | 0 | 0 | 0 | 0 | 0 | 0 | 0 | 0 | 0 | 0 | 0 | 6861.56 | 6804.07 | 0 | 0 | 0 | 0 | 0 | 0 | 0 | 0 | 0 | 0 | 0 | 0 | 0 | 0 | 0 | 0 | 0 |  | 4950 | 12.48% | TS | TS135 | Repex | Std | Std | Substations
TS136 | Kandos ZS redevelopment | Major Project - Committed Project | 48899.9597 | 107.226 | 0 | 0 | 0 | 0 | 0 | 0 | 0 | 0 | 0 | 0 | 0 | 0 | 0 | 44300.95 | 99.57 | 0 | 0 | 0 | 0 | 0 | 0 | 0 | 0 | 0 | 0 | 0 | 0 | 0 | 0 | 0 | 0 | 0 |  | 4950 | 12.48% | TS | TS136 | Repex | Std | Std | Substations
TS137 | Power transformer oil temperature indicator | Program - Short Term Need | 3583.4071 | 0 | 0 | 0 | 0 | 0 | 0 | 0 | 0 | 0 | 0 | 0 | 0 | 0 | 0 | 3246.39 | 0 | 0 | 0 | 0 | 0 | 0 | 0 | 0 | 0 | 0 | 0 | 0 | 0 | 0 | 0 | 0 | 0 | 0 |  | 4950 | 12.48% | TS | TS137s | Repex | Std | Unallocated | Unallocated
TS138 | Baulkham Hills switchgear rearrangement | Major Project - Committed Project | 20041.8644 | 0 | 0 | 0 | 0 | 0 | 0 | 0 | 0 | 0 | 0 | 0 | 0 | 0 | 0 | 18156.94 | 0 | 0 | 0 | 0 | 0 | 0 | 0 | 0 | 0 | 0 | 0 | 0 | 0 | 0 | 0 | 0 | 0 | 0 |  | 4950 | 12.48% | TS | TS138 | Repex | Std | Std | Substations
TS139 | Oakdale ZS swgr rearrangement | Major Project - Committed Project | 42471.2872 | 14742.6327 | 0 | 0 | 0 | 0 | 0 | 0 | 0 | 0 | 0 | 0 | 0 | 0 | 0 | 38476.89 | 13690 | 0 | 0 | 0 | 0 | 0 | 0 | 0 | 0 | 0 | 0 | 0 | 0 | 0 | 0 | 0 | 0 | 0 |  | 4950 | 12.48% | TS | TS139 | Repex | Std | Std | Substations
TS143 | Westmead Zone Substation renewal and augmentation | Major Project - Committed Project | 2432949.4688 | 731617.1021 | 2317.7313 | 0 | 0 | 0 | 0 | 0 | 0 | 0 | 0 | 0 | 0 | 0 | 0 | 2204132.14 | 679379.21 | 2206.05 | 0 | 0 | 0 | 0 | 0 | 0 | 0 | 0 | 0 | 0 | 0 | 0 | 0 | 0 | 0 | 0 |  | 5700 | 1.663% | TS | TS143 | Repex | Std | Std | Substations
TS144 | Substation fire stopping measures | Program - Short Term Need | 146786.5725 | 112904.1746 | 52660.9707 | 11606.5157 | 186676 | 66000 | 66000 | 66000 | 66000 | 66000 | 66000 | 66000 | 66000 | 66000 | 66000 | 132981.39 | 104842.75 | 50123.47 | 11323.43 | 186676 | 67650 | 69341.25 | 71074.7812 | 72851.6508 | 74672.9421 | 76539.7656 | 78453.2597 | 80414.5912 | 82424.956 | 84485.5799 | 330000 | 660000 | 355590.6241 | 757908.7766 | 160 | 2400 | 69.32% | TS | TS144s | Repex | Std | Std | Substations
TS146 | Marayong Zone Substation renewal | Major Project - Committed Project | 0 | 0 | 28322.2234 | 2381634.65 | 2558031 | 8204878 | 1829077 | 0 | 0 | 0 | 0 | 0 | 0 | 0 | 0 | 0 | 0 | 26957.5 | 2323546 | 2558031 | 8409999.95 | 1921674.0231 | 0 | 0 | 0 | 0 | 0 | 0 | 0 | 0 | 10033955 | 10033955 | 10331673.9731 | 10331673.9731 | 230 | 3450 | 50.98% | TS | TS146 | Repex | Std | Std | Substations
TS149 | South Windsor ZS refurbishment | Major Project - Committed Project | 9279.777 | 0 | 0 | 0 | 0 | 0 | 0 | 0 | 0 | 0 | 0 | 0 | 0 | 0 | 0 | 8407.02 | 0 | 0 | 0 | 0 | 0 | 0 | 0 | 0 | 0 | 0 | 0 | 0 | 0 | 0 | 0 | 0 | 0 | 0 |  | 4950 | 12.48% | TS | TS149 | Repex | Std | Std | Substations
TS155 | Sussex Inlet Zone Substation - stage 2 renewal | Major Project - Committed Project | 0 | 0 | 0 | 275065.5457 | 3841000.34 | 1678556 | 37345 | 0 | 0 | 0 | 0 | 0 | 0 | 0 | 0 | 0 | 0 | 0 | 268356.63 | 3841000.34 | 1720519.9 | 39235.5906 | 0 | 0 | 0 | 0 | 0 | 0 | 0 | 0 | 1715901 | 1715901 | 1759755.4906 | 1759755.4906 | 210 | 3150 | 54.53% | TS | TS155 | Repex | Std | Std | Substations
TS156 | Lawson TS - RailCorp connections works | Major Project - Committed Project | 264448.1257 | 0 | 0 | 0 | 0 | 0 | 0 | 0 | 0 | 0 | 0 | 0 | 0 | 0 | 0 | 239576.95 | 0 | 0 | 0 | 0 | 0 | 0 | 0 | 0 | 0 | 0 | 0 | 0 | 0 | 0 | 0 | 0 | 0 | 0 |  | 3975 | 37% | TS | TS156 | Repex | Std | Std | Substations
TS167 | Carlingford Transmission Substation control building replacement | Major Project - Prior to Approval | 0 | 0 | 0 | 0 | 0 | 0 | 4500000 | 4500000 | 4500000 | 0 | 0 | 0 | 0 | 0 | 0 | 0 | 0 | 0 | 0 | 0 | 0 | 4727812.5 | 4846007.8125 | 4967158.0078 | 0 | 0 | 0 | 0 | 0 | 0 | 13500000 | 13500000 | 14540978.3203 | 14540978.3203 | 180 | 1800 | 81.86% | TS | TS167 | Repex | Std | Std | Substations
TS168 | Carramar Zone Substation switchgear replacement | Major Project - Committed Project | 42401.0736 | 342189.8466 | 993229.2827 | 80616.824 | 9370 | 0 | 0 | 0 | 0 | 0 | 0 | 0 | 0 | 0 | 0 | 38413.28 | 317757.29 | 945369.93 | 78650.56 | 9370 | 0 | 0 | 0 | 0 | 0 | 0 | 0 | 0 | 0 | 0 | 0 | 0 | 0 | 0 |  | 3750 | 38.4% | TS | TS168 | Repex | Std | Std | Substations
TS173 | 11kV switchboard truck replacement program | Program - Short Term Need | 0 | 19319.3532 | 50784.1447 | 541075.9135 | 1841138 | 3648000 | 3648000 | 3648000 | 2928000 | 2928000 | 2928000 | 2928000 | 2928000 | 0 | 0 | 0 | 17939.94 | 48337.08 | 527878.94 | 1841138 | 3739200 | 3832680 | 3928497 | 3231964.1437 | 3312763.2473 | 3395582.3285 | 3480471.8867 | 3567483.6839 | 0 | 0 | 16800000 | 25584000 | 18045104.3911 | 28488642.2903 | 290 | 4350 | 29.11% | TS | TS173s | Repex | Std | Std | Substations
TS175 | Defective CT replacement program | Program - Short Term Need | 10974.6928 | 1277290.0306 | 134878.0188 | 0 | 0 | 0 | 0 | 0 | 0 | 0 | 0 | 0 | 0 | 0 | 0 | 9942.53 | 1186090.77 | 128378.84 | 0 | 0 | 0 | 0 | 0 | 0 | 0 | 0 | 0 | 0 | 0 | 0 | 0 | 0 | 0 | 0 |  | 2100 | 77.81% | TS | TS175s | Repex | Std | Std | Substations
TS177 | Substation battery duplication | Program - Short Term Need | 0 | 4042.6366 | 300347.7371 | 1639041.3073 | 2245214.8 | 0 | 918000 | 765000 | 0 | 0 | 0 | 0 | 0 | 0 | 0 | 0 | 3753.99 | 285875.3 | 1599064.69 | 2245214.8 | 0 | 964473.75 | 823821.3281 | 0 | 0 | 0 | 0 | 0 | 0 | 0 | 1683000 | 1683000 | 1788295.0781 | 1788295.0781 | 330 | 4950 | 12.48% | TS | TS177s | Repex | Std | Std | Substations
TS178 | Jerrara SS steel support structures | Major Project - Committed Project | 0 | 6499.5626 | 285176.4914 | 109516.8015 | 0 | 0 | 0 | 0 | 0 | 0 | 0 | 0 | 0 | 0 | 0 | 0 | 6035.49 | 271435.09 | 106845.66 | 0 | 0 | 0 | 0 | 0 | 0 | 0 | 0 | 0 | 0 | 0 | 0 | 0 | 0 | 0 |  | 3000 | 58.17% | TS | TS178 | Repex | Std | Std | Substations
TS179 | 33kV wall bushing replacement | Program - Short Term Need | 0 | 0 | 0 | 307198.7115 | 237836.91 | 0 | 0 | 0 | 0 | 0 | 0 | 0 | 0 | 0 | 0 | 0 | 0 | 0 | 299706.06 | 237836.91 | 0 | 0 | 0 | 0 | 0 | 0 | 0 | 0 | 0 | 0 | 0 | 0 | 0 | 0 |  | 3150 | 54.53% | TS | TS179s | Repex | Std | Std | Substations
TS180 | Transformer fire wall installation | Program - Short Term Need | 0 | 0 | 0 | 0 | 0 | 0 | 600000 | 600000 | 600000 | 600000 | 600000 | 600000 | 600000 | 600000 | 600000 | 0 | 0 | 0 | 0 | 0 | 0 | 630375 | 646134.375 | 662287.7344 | 678844.9277 | 695816.0509 | 713211.4522 | 731041.7385 | 749317.782 | 768050.7265 | 2400000 | 5400000 | 2617642.0371 | 6275079.7872 | 140 | 2100 | 77.81% | TS | TS180s | Repex | Std | Std | Substations
TS181 | 11kV capacitor bank refurbishment | Program - Short Term Need | 0 | 0 | 3893.9419 | 2406895.5802 | 377909 | 0 | 0 | 0 | 0 | 0 | 0 | 0 | 0 | 0 | 0 | 0 | 0 | 3706.31 | 2348190.81 | 377909 | 0 | 0 | 0 | 0 | 0 | 0 | 0 | 0 | 0 | 0 | 0 | 0 | 0 | 0 |  | 4050 | 37% | TS | TS181s | Repex | Std | Std | Substations
TS182 | Substation civil capital works scoping | Program - Short Term Need | 0 | 0 | 0 | 212316.1527 | 0 | 0 | 0 | 0 | 0 | 0 | 0 | 0 | 0 | 0 | 0 | 0 | 0 | 0 | 207137.71 | 0 | 0 | 0 | 0 | 0 | 0 | 0 | 0 | 0 | 0 | 0 | 0 | 0 | 0 | 0 |  | 3450 | 50.98% | TS | TS182s | Repex | Std | Std | Substations
TS183 | Carlingford TS/Dundas ZS Redevelopment | Major Project - Committed Project | 0 | 0 | 0 | 50391.2345 | 0 | 0 | 0 | 0 | 0 | 0 | 0 | 0 | 0 | 0 | 0 | 0 | 0 | 0 | 49162.18 | 0 | 0 | 0 | 0 | 0 | 0 | 0 | 0 | 0 | 0 | 0 | 0 | 0 | 0 | 0 |  | 4950 | 12.48% | TS | TS183 | Repex | Std | Std | Substations
TS184 | Blaxland Zone Substation reinstatement | Major Project - Committed Project | 0 | 0 | 0 | 1182549.6545 | 946244 | 0 | 0 | 0 | 0 | 0 | 0 | 0 | 0 | 0 | 0 | 0 | 0 | 0 | 1153706.98 | 946244 | 0 | 0 | 0 | 0 | 0 | 0 | 0 | 0 | 0 | 0 | 0 | 0 | 0 | 0 |  | 4500 | 25.39% | TS | TS184 | Repex | Std | Std | Substations
TS185 | Penrith TS civil development | Major Project - Committed Project | 0 | 0 | 0 | 1479735.1308 | 2086556.62 | 0 | 0 | 0 | 0 | 0 | 0 | 0 | 0 | 0 | 0 | 0 | 0 | 0 | 1443644.03 | 2086556.62 | 0 | 0 | 0 | 0 | 0 | 0 | 0 | 0 | 0 | 0 | 0 | 0 | 0 | 0 |  | 3450 | 50.98% | TS | TS185 | Repex | Std | Std | Substations
TS187 | Mobile substation No 2 refurbishment | Program - Short Term Need | 0 | 0 | 0 | 60193.9963 | 481274 | 0 | 0 | 0 | 0 | 0 | 0 | 0 | 0 | 0 | 0 | 0 | 0 | 0 | 58725.85 | 481274 | 0 | 0 | 0 | 0 | 0 | 0 | 0 | 0 | 0 | 0 | 0 | 0 | 0 | 0 |  | 2850 | 65.71% | TS | TS187s | Repex | Std | Std | Substations
TS188 | Bossley Park ZS civil refurbishment | Major Project - Committed Project | 0 | 0 | 0 | 8463.958 | 271743 | 0 | 0 | 0 | 0 | 0 | 0 | 0 | 0 | 0 | 0 | 0 | 0 | 0 | 8257.52 | 271743 | 0 | 0 | 0 | 0 | 0 | 0 | 0 | 0 | 0 | 0 | 0 | 0 | 0 | 0 |  | 3000 | 58.17% | TS | TS188 | Repex | Std | Std | Substations
TS199 | Future sub-transmission substation renewal programs | Program - Short Term Need | 0 | 0 | 0 | 0 | 0 | 0 | 0 | 0 | 0 | 0 | 0 | 0 | 3500000 | 7500000 | 12000000 | 0 | 0 | 0 | 0 | 0 | 0 | 0 | 0 | 0 | 0 | 0 | 0 | 4264410.1413 | 9366472.2746 | 15361014.5304 | 0 | 23000000 | 0 | 28991896.9462 | 180 | 2700 | 66.07% | TS | TS199s | Repex | Std | Std | Substations
TS199 | Future sub-transmission substation renewal programs | Program - Medium Term Need | 0 | 0 | 0 | 0 | 0 | 0 | 0 | 0 | 0 | 0 | 0 | 0 | 500000 | 900000 | 1500000 | 0 | 0 | 0 | 0 | 0 | 0 | 0 | 0 | 0 | 0 | 0 | 0 | 609201.4488 | 1123976.673 | 1920126.8163 | 0 | 2900000 | 0 | 3653304.938 | 180 | 1800 | 81.86% | TS | TS199m | Repex | Std | Std | Substations
TS199 | Future sub-transmission substation renewal programs | Program - Long Term Need | 0 | 0 | 0 | 0 | 0 | 0 | 0 | 0 | 0 | 0 | 0 | 0 | 500000 | 900000 | 1500000 | 0 | 0 | 0 | 0 | 0 | 0 | 0 | 0 | 0 | 0 | 0 | 0 | 609201.4488 | 1123976.673 | 1920126.8163 | 0 | 2900000 | 0 | 3653304.938 | 180 | 900 | 97.41% | TS | TS199l | Repex | Std | Std | Substations
TS600 | Power transformer replacement | Program - Short Term Need | 0 | 0 | 0 | 0 | 0 | 1700000 | 11600000 | 7500000 | 11000000 | 11100000 | 12700000 | 12700000 | 12700000 | 12700000 | 12700000 | 0 | 0 | 0 | 0 | 0 | 1742500 | 12187250 | 8076679.6875 | 12141941.7969 | 12558631.1631 | 14728106.4113 | 15096309.0716 | 15473716.7984 | 15860559.7183 | 16257073.7113 | 42900000 | 106400000 | 46707002.6475 | 124122768.3584 | 340 | 5100 | 9.228% | TS | TS600s | Repex | Std | Std | Transformers
TS601 | Cranebrook ZS 33kV No 3 - transformer replacement | Major Project - Committed Project | 99498.9965 | 3041.2145 | -12.9857 | 0 | 0 | 0 | 0 | 0 | 0 | 0 | 0 | 0 | 0 | 0 | 0 | 90141.18 | 2824.07 | -12.36 | 0 | 0 | 0 | 0 | 0 | 0 | 0 | 0 | 0 | 0 | 0 | 0 | 0 | 0 | 0 | 0 |  | 4950 | 12.48% | TS | TS601 | Repex | Std | Std | Transformers
TS602 | Prospect ZS 33kV No3 transformer | Major Project - Committed Project | 721251.984 | 47568.2188 | 0 | 0 | 0 | 0 | 0 | 0 | 0 | 0 | 0 | 0 | 0 | 0 | 0 | 653418.7 | 44171.82 | 0 | 0 | 0 | 0 | 0 | 0 | 0 | 0 | 0 | 0 | 0 | 0 | 0 | 0 | 0 | 0 | 0 |  | 4950 | 12.48% | TS | TS602 | Repex | Std | Std | Transformers
TS603 | Kingwood ZS 33kV No 3 - transformer replacement | Major Project - Committed Project | 66467.6937 | 0 | 0 | 0 | 0 | 0 | 0 | 0 | 0 | 0 | 0 | 0 | 0 | 0 | 0 | 60216.45 | 0 | 0 | 0 | 0 | 0 | 0 | 0 | 0 | 0 | 0 | 0 | 0 | 0 | 0 | 0 | 0 | 0 | 0 |  | 4950 | 12.48% | TS | TS603 | Repex | Std | Unallocated | Unallocated
TS604 | Liverpool TS 132kV No 3 - transformer replacement | Major Project - Committed Project | 566975.3898 | 73639.7193 | 0 | 0 | 0 | 0 | 0 | 0 | 0 | 0 | 0 | 0 | 0 | 0 | 0 | 513651.72 | 68381.8 | 0 | 0 | 0 | 0 | 0 | 0 | 0 | 0 | 0 | 0 | 0 | 0 | 0 | 0 | 0 | 0 | 0 |  | 4950 | 12.48% | TS | TS604 | Repex | Std | Std | Transformers
TS605 | West Liverpool 132 kV No 3 transformer | Major Project - Committed Project | 872832.6256 | 67977.7515 | 0 | 0 | 0 | 0 | 0 | 0 | 0 | 0 | 0 | 0 | 0 | 0 | 0 | 790743.28 | 63124.1 | 0 | 0 | 0 | 0 | 0 | 0 | 0 | 0 | 0 | 0 | 0 | 0 | 0 | 0 | 0 | 0 | 0 |  | 4950 | 12.48% | TS | TS605 | Repex | Std | Std | Substations
TS615 | Gerringong ZS 33kV No 2 transformer replacement | Major Project - Committed Project | 0 | 0 | 110597.1295 | 373474.4735 | 15251.65 | 0 | 0 | 0 | 0 | 0 | 0 | 0 | 0 | 0 | 0 | 0 | 0 | 105267.94 | 364365.34 | 15251.65 | 0 | 0 | 0 | 0 | 0 | 0 | 0 | 0 | 0 | 0 | 0 | 0 | 0 | 0 |  | 5100 | 9.228% | TS | TS615 | Repex | Std | Std | Transformers
TS616 | Camellia TS transformer replacement and 33kV busbar rearrangement | Major Project - Committed Project | 0 | 0 | 0 | 1330940.0832 | 2660563 | 332642 | 0 | 0 | 0 | 0 | 0 | 0 | 0 | 0 | 0 | 0 | 0 | 0 | 1298478.13 | 2660563 | 340958.05 | 0 | 0 | 0 | 0 | 0 | 0 | 0 | 0 | 0 | 332642 | 332642 | 340958.05 | 340958.05 | 340 | 5100 | 9.228% | TS | TS616 | Repex | Std | Std | Transformers
TS617 | Prospect ZS transformer replacement | Major Project - Committed Project | 0 | 0 | 0 | 292312.288 | 2449406 | 29268 | 0 | 0 | 0 | 0 | 0 | 0 | 0 | 0 | 0 | 0 | 0 | 0 | 285182.72 | 2449406 | 29999.7 | 0 | 0 | 0 | 0 | 0 | 0 | 0 | 0 | 0 | 29268 | 29268 | 29999.7 | 29999.7 | 340 | 5100 | 9.228% | TS | TS617 | Repex | Std | Std | Transformers
TS618 | Albion Park ZS transformer replacement | Major Project - Committed Project | 0 | 0 | 0 | 400093.1597 | 1248155.45 | 1577261 | 0 | 0 | 0 | 0 | 0 | 0 | 0 | 0 | 0 | 0 | 0 | 0 | 390334.79 | 1248155.45 | 1616692.525 | 0 | 0 | 0 | 0 | 0 | 0 | 0 | 0 | 0 | 1577261 | 1577261 | 1616692.525 | 1616692.525 | 340 | 5100 | 9.228% | TS | TS618 | Repex | Std | Std | Transformers
TS619 | Dundas ZS 66kV No 2 transformer | Major Project - Committed Project | 0 | 0 | 0 | 26522.6028 | 375000 | 0 | 0 | 0 | 0 | 0 | 0 | 0 | 0 | 0 | 0 | 0 | 0 | 0 | 25875.71 | 375000 | 0 | 0 | 0 | 0 | 0 | 0 | 0 | 0 | 0 | 0 | 0 | 0 | 0 | 0 |  | 5100 | 9.228% | TS | TS619 | Repex | Std | Std | Transformers
TS620 | Minto 66/11kV No 1 transformer replacement | Major Project - Committed Project | 0 | 0 | 0 | 4993.144 | 662423 | 1080563 | 0 | 0 | 0 | 0 | 0 | 0 | 0 | 0 | 0 | 0 | 0 | 0 | 4871.36 | 662423 | 1107577.075 | 0 | 0 | 0 | 0 | 0 | 0 | 0 | 0 | 0 | 1080563 | 1080563 | 1107577.075 | 1107577.075 | 340 | 4950 | 12.48% | TS | TS620 | Repex | Std | Std | Transformers
TS700 | 11kV zone substation switchboard replacement | Program - Short Term Need | 0 | 0 | 0 | 0 | 0 | 0 | 4000000 | 4000000 | 4000000 | 4000000 | 4000000 | 4000000 | 4000000 | 4000000 | 4000000 | 0 | 0 | 0 | 0 | 0 | 0 | 4202500 | 4307562.5 | 4415251.5625 | 4525632.8516 | 4638773.6729 | 4754743.0147 | 4873611.59 | 4995451.8798 | 5120338.1768 | 16000000 | 36000000 | 17450946.9141 | 41833865.2482 | 290 | 4350 | 29.11% | TS | TS700s | Repex | Std | Std | Substations
TS700 | 11kV zone substation switchboard replacement | Program - Medium Term Need | 0 | 0 | 0 | 0 | 0 | 0 | 0 | 0 | 4000000 | 8000000 | 0 | 0 | 0 | 0 | 0 | 0 | 0 | 0 | 0 | 0 | 0 | 0 | 0 | 4415251.5625 | 9051265.7031 | 0 | 0 | 0 | 0 | 0 | 12000000 | 12000000 | 13466517.2656 | 13466517.2656 | 290 | 2900 | 59.38% | TS | TS700m | Repex | Std | Std | Substations
TS701 | North Rocks ZS 11kV switchboard replacement | Major Project - Committed Project | 0 | 0 | 0 | 940590.4095 | 1453893 | 777546 | 36169 | 0 | 0 | 0 | 0 | 0 | 0 | 0 | 0 | 0 | 0 | 0 | 917649.18 | 1453893 | 796984.65 | 38000.0556 | 0 | 0 | 0 | 0 | 0 | 0 | 0 | 0 | 813715 | 813715 | 834984.7056 | 834984.7056 | 290 | 4350 | 29.11% | TS | TS701 | Repex | Std | Std | Substations
TS702 | Kellyville ZS 11kV switchboard replacement | Major Project - Committed Project | 0 | 0 | 0 | 788605.685 | 573638 | 953171 | 265366 | 0 | 0 | 0 | 0 | 0 | 0 | 0 | 0 | 0 | 0 | 0 | 769371.4 | 573638 | 977000.275 | 278800.1537 | 0 | 0 | 0 | 0 | 0 | 0 | 0 | 0 | 1218537 | 1218537 | 1255800.4287 | 1255800.4287 | 290 | 4350 | 29.11% | TS | TS702 | Repex | Std | Std | Substations
TS703 | Horsley Park ZS 11kV switchboard replacement | Major Project - Committed Project | 0 | 0 | 0 | 342639.993 | 1941242 | 424390 | 0 | 0 | 0 | 0 | 0 | 0 | 0 | 0 | 0 | 0 | 0 | 0 | 334282.92 | 1941242 | 434999.75 | 0 | 0 | 0 | 0 | 0 | 0 | 0 | 0 | 0 | 424390 | 424390 | 434999.75 | 434999.75 | 290 | 4350 | 29.11% | TS | TS703 | Repex | Std | Std | Substations
TS704 | Port Central ZS 11kV switchboard replacement | Major Project - Committed Project | 0 | 0 | 0 | 289959.6362 | 1583396.03 | 488652 | 0 | 0 | 0 | 0 | 0 | 0 | 0 | 0 | 0 | 0 | 0 | 0 | 282887.45 | 1583396.03 | 500868.3 | 0 | 0 | 0 | 0 | 0 | 0 | 0 | 0 | 0 | 488652 | 488652 | 500868.3 | 500868.3 | 290 | 4350 | 29.11% | TS | TS704 | Repex | Std | Std | Substations
UR | Underground residential | Program - Short Term Need | 7817292.9294 | 10255821.3887 | 9476480.8203 | 14222289.9507 | 27120000.008 | 21659051 | 14600685 | 11758786 | 11056595 | 10803669 | 10803669 | 10803669 | 10803669 | 10803669 | 10803669 | 7082081.57 | 9523549.7 | 9019850.87 | 13875404.83 | 27120000.008 | 22200527.275 | 15339844.6781 | 12662926.4048 | 12204412.0874 | 12223359.836 | 12528943.8319 | 12842167.4276 | 13163221.6133 | 13492302.1537 | 13829609.7075 | 69878786 | 123897131 | 74631070.2813 | 140487315.0153 | 190 | 2850 | 65.71% | UR | URs | Connections | Std | Std | Distribution lines and cables
SW | Network Switching | Overheads | 6762274.761 | 4467538.1453 | 3442736.0766 | 4703599.0172 | 3277485.76 | 6283900.8865 | 6382175.5445 | 6686467.7532 | 6495126.3573 | 6714861.5396 | 7423719.2767 | 7683873.5145 | 7944102.7058 | 8085985.7683 | 8183178.6979 | 6126287.18 | 4148553.29 | 3276845.76 | 4588877.09 | 3277485.76 | 6440998.4086 | 6705273.1814 | 7200594.4377 | 7169404.1994 | 7597249.4943 | 8609238.3838 | 9133710.9797 | 9679117.7549 | 10098288.2016 | 10475160.5735 | [9 empty] | Overheads |  | Std | Overheads
OH | Capitalised Overheads | Overheads | 82318236.313 | 67117356.5879 | 52931914.9947 | 70569224.026 | 66922514.26 | 73106139.0812 | 73273110.1037 | 73775204.5564 | 73462071.757 | 73820942.4206 | 76860996.0999 | 77233408.4879 | 77593252.7624 | 77784338.9426 | 78058962.8601 | 74576259.2666 | 62325137.79 | 50381358.71 | 68848023.44 | 66922514.26 | 74933792.5582 | 76982561.3027 | 79447826.1443 | 81088381.7774 | 83521620.538 | 89135191.2943 | 91806252.3768 | 94539843.993 | 97141980.5473 | 99922071.8932 | [9 empty] | Overheads |  | Std | Overheads
|  | Total - Exc SWOH | 281816507.318 | 189233085.6165 | 145052384.1857 | 227818569.7107 | 246955911.5435 | 230618406 | 226392736 | 240541648 | 253020781 | 250577959 | 252388669 | 261527529 | 289157626 | 309697865 | 321694374 | 255311846.52 | 175721731.83 | 138062947.47 | 222262019.23 | 246955911.5435 | 236383866.15 | 237853868.26 | 259037045.6533 | 279287599.6638 | 283505960.782 | 292693478.2708 | 310874047.9144 | 352310489.3555 | 386770195.4704 | 411795996.1123
|  | Total - Inc SWOH | 370897018.392 | 260817980.3497 | 201427035.257 | 303091392.754 | 317155911.5635 | 310008445.9677 | 306048021.6482 | 321003320.3096 | 332977979.1143 | 331113762.9602 | 336673384.3766 | 346444811.0024 | 374694981.4683 | 395568189.7109 | 407936515.558 | 336014392.9666 | 242195422.91 | 191721151.94 | 295698919.76 | 317155911.5635 | 317758657.1169 | 321541702.7441 | 345685466.2352 | 367545385.6407 | 374624830.8143 | 390437907.9489 | 411814011.2709 | 456529451.1034 | 494010464.2192 | 522193228.5791
|  |  | FY15 (R) | FY16 (R) | FY17 (R) | FY18 (R) | FY19 (R) | FY20 (R) | FY21 (R) | FY22 (R) | FY23 (R) | FY24 (R) | FY25 (R) | FY26 (R) | FY27 (R) | FY28 (R) | FY28 (R) | FY15 (N) | FY16 (N) | FY17 (N) | FY18 (N) | FY19 (N) | FY20 (N) | FY21 (N) | FY22 (N) | FY23 (N) | FY24 (N) | FY25 (N) | FY26 (N) | FY27 (N) | FY28 (N) | FY28 (N)
|  | Augex | 85743846.1862 | 48149533.4848 | 29873629.6632 | 39270519.837 | 57478433.0865 | 64808968 | 64514992 | 70132408 | 78309987 | 72071597 | 80244851 | 76142154 | 85054650 | 84625200 | 76412400 | 77679692.74 | 44711628.43 | 28434150.78 | 38312702.28 | 57478433.0865 | 66429192.2 | 67781063.47 | 75524932.6839 | 86439573.1153 | 81542396.7619 | 93059425.5502 | 90509093.7134 | 103630832.0067 | 105685278.6044 | 97814332.2249
|  | Repex | 158727336.2466 | 104081433.8491 | 85833088.5273 | 147132319.0065 | 123680707.799 | 109287872 | 120299207 | 118788250 | 124144750 | 127818750 | 137115750 | 150242750 | 169045750 | 190290750 | 210402750 | 143799132.62 | 96649958.16 | 81697169.33 | 143543725.86 | 123680707.799 | 112020068.8 | 126389354.3544 | 127921952.7852 | 137032575.3534 | 144615183.5114 | 159012232.8083 | 178591416.5169 | 205965831.6117 | 237647071.1986 | 269333308.3314
|  | Connections | 17246692.5761 | 17658457.5191 | 15808053.2194 | 24914270.494 | 40340000.008 | 33956216 | 24446757 | 20808877 | 19862891 | 19577920 | 19577920 | 19577920 | 19577920 | 19577920 | 19760628 | 15624652.26 | 16397633.25 | 15046332.63 | 24306605.36 | 40340000.008 | 34805121.4 | 25684374.0731 | 22408884.5581 | 21924915.1309 | 22150619.4793 | 22704384.9663 | 23271994.5905 | 23853794.4552 | 24450139.3166 | 25295274.4864
|  | Reliability | 6307384.0422 | 4721125.3512 | 2665383.556 | 3560136.8562 | 4045216.63 | 4000000 | 4000000 | 4000000 | 4000000 | 4000000 | 4000000 | 4000000 | 4000000 | 4000000 | 4000000 | 5714178.64 | 4384034.22 | 2536950.44 | 3473304.25 | 4045216.63 | 4100000 | 4202500 | 4307562.5 | 4415251.5625 | 4525632.8516 | 4638773.6729 | 4754743.0147 | 4873611.59 | 4995451.8798 | 5120338.1768
|  | Other | 4136162.1867 | 3340447.9085 | 4767759.826 | 7156818.9907 | 18306554.02 | 13635350 | 8241780 | 6422946 | 6353986 | 6720525 | 6605148 | 6684705 | 6634306 | 6323995 | 6273596 | 3747158.8 | 3101937.96 | 4538022.44 | 6982262.43 | 18306554.02 | 13976233.75 | 8659020.1125 | 6916810.3323 | 7013611.6537 | 7603657.1799 | 7659946.6619 | 7946013.601 | 8083257.6534 | 7897803.1776 | 8030733.2761
|  | Overheads | 89080511.074 | 71584894.7332 | 56374651.0713 | 75272823.0433 | 70200000.02 | 79390039.9677 | 79655285.6482 | 80461672.3096 | 79957198.1143 | 80535803.9602 | 84284715.3766 | 84917282.0024 | 85537355.4683 | 85870324.7109 | 86242141.558 | 80702546.4466 | 66473691.08 | 53658204.47 | 73436900.53 | 70200000.02 | 81374790.9669 | 83687834.4841 | 86648420.582 | 88257785.9769 | 91118870.0324 | 97744429.6781 | 100939963.3565 | 104218961.7479 | 107240268.7488 | 110397232.4667
|  | Contingent | 0 | 0 | 0 | 0 | 0 | 0 | 0 | 15509167 | 15509167 | 15509167 | 0 | 0 | 0 | 0 | 0 | 0 | 0 | 0 | 0 | 0 | 0 | 0 | 16701676.5439 | 17119218.4575 | 17547198.9189 | 0 | 0 | 0 | 0 | 0
|  | Alternate Control | 9655086.0803 | 11282087.5038 | 6104469.3937 | 5784504.5262 | 3105000 | 4930000 | 4890000 | 4880000 | 4840000 | 4880000 | 4845000 | 4880000 | 4845000 | 4880000 | 4845000 | 8747031.46 | 10476539.81 | 5810321.85 | 5643419.05 | 3105000 | 5053250 | 5137556.25 | 5255226.25 | 5342454.3906 | 5521272.0789 | 5618714.6112 | 5800786.4779 | 5903162.0384 | 6094451.2933 | 6202009.6166

## Non System
Non System - Final Submission
$m; Real 18/19 (Jun)
Non System | FY18 | FY19 | FY20 | FY21 | FY22 | FY23 | FY24 | RCP
| Forecast | Forecast | Forecast | Forecast | Forecast | Forecast | Forecast | Forecast
Information & Communication Technology | 48.041 | 41.0643 | 30.6372 | 16.8163 | 16.5192 | 14.1439 | 13.0738 | 91.1904
Furniture, fittings, plant and equipment | 3.2182 | 3.5844 | 4.7762 | 4.6724 | 2.8882 | 3.1906 | 3.1725 | 18.7
Motor Vehicles | 4.0018 | 4.7456 | 6.8734 | 4.1203 | 4.4065 | 5.0878 | 1.612 | 22.1
Buildings | 3.2959 | 3.7258 | 7.4 | 9.5 | 7.9 | 7.6 | 5.7 | 38.1
Land (non-system) | 0.0051184 | 0 | 0 | 0 | 0 | 0 | 0 | 0
Other non system assets | 0 | 0 | 0 | 0 | 0 | 0 | 0 | 0
Total | 58.5619 | 53.1201 | 49.6867 | 35.1089 | 31.714 | 30.0224 | 23.5584 | 170.0904
$m; Nominal
CPI | 1.277% | 1.949% | 1.964% | 1.932% | 2.456% | 2.5% | 2.5%
Index | 0.98089 | 1 | 1.0196 | 1.0393 | 1.0649 | 1.0915 | 1.1188
Non System | FY18 | FY19 | FY20 | FY21 | FY22 | FY23 | FY24
| Forecast | Forecast | Forecast | Forecast | Forecast | Forecast | Forecast
Information & Communication Technology | 46.8247 | 40.67 | 30.9365 | 17.3113 | 17.3786 | 15.2485 | 14.4472
Furniture, fittings, plant and equipment | 3.1367 | 3.55 | 4.8229 | 4.8099 | 3.0385 | 3.4398 | 3.5058
Motor Vehicles | 3.9004 | 4.7 | 6.9405 | 4.2416 | 4.6357 | 5.4852 | 1.7813
Buildings | 3.2124 | 3.69 | 7.4723 | 9.7797 | 8.311 | 8.1935 | 6.2988
Land (non-system) | 0.0049888 | 0 | 0 | 0 | 0 | 0 | 0
Other non system assets | 0 | 0 | 0 | 0 | 0 | 0 | 0
Total | 57.0793 | 52.61 | 50.1723 | 36.1425 | 33.3638 | 32.367 | 26.0331
Check:

## RIN Cat Summary
RIN / Submission Categories
RIN Categories:
| $Real FY19 | FY18 | FY19 | FY20 | FY21 | FY22 | FY23 | FY24 | FY25 | FY26 | FY27 | FY28 | RCP
| Customer Connection | 24914270.494 | 40340000.008 | 33956216 | 24446757 | 20808877 | 19862891 | 19577920 | 19577920 | 19577920 | 19577920 | 19577920 | 118652661
| Augex | 39270519.837 | 57478433.0865 | 64808968 | 64514992 | 70132408 | 78309987 | 72071597 | 80244851 | 76142154 | 85054650 | 84625200 | 349837952
| Repex | 150692455.8627 | 127725924.429 | 113287872 | 124299207 | 122788250 | 128144750 | 131818750 | 130915750 | 144342750 | 163145750 | 184090750 | 620338829
| Other | 7156818.9908 | 18306554.02 | 13635350 | 8241780 | 6422946 | 6353986 | 6720525 | 6605148 | 6684705 | 6634306 | 6323995 | 41374587
| Overheads | 75272823.0433 | 70200000.02 | 79390039.9677 | 79655285.6482 | 80461672.3096 | 79957198.1143 | 80535803.9602 | 84284715.3766 | 84917282.0024 | 85537355.4683 | 85870324.7109 | 400000000
| Total System | 297306888.2277 | 314050911.5635 | 305078445.9677 | 301158021.6482 | 300614153.3096 | 312628812.1143 | 310724595.9602 | 321628384.3766 | 331664811.0024 | 359949981.4683 | 380488189.7109 | 1530204029
| Non System | 58561899.8298 | 53120118.5878 | 49686736.0244 | 35108941.55 | 31713950.6162 | 30022401.5922 | 23558369.2171 |  |  |  |  | 170090399
| Total Capex | 355868788.0575 | 367171030.1513 | 354765181.9921 | 336266963.1982 | 332328103.9258 | 342651213.7066 | 334282965.1774 |  |  |  |  | 1700294428
Submission Categories:
| $Real FY19 | FY18 | FY19 | FY20 | FY21 | FY22 | FY23 | FY24 | FY25 | FY26 | FY27 | FY28 | RCP
| Customer Connection | 24914270.494 | 40340000.008 | 33956216 | 24446757 | 20808877 | 19862891 | 19577920 | 19577920 | 19577920 | 19577920 | 19577920 | 118652661
| Augex | 39270519.837 | 57478433.0865 | 64808968 | 64514992 | 70132408 | 78309987 | 72071597 | 80244851 | 76142154 | 85054650 | 84625200 | 349837952
| Repex | 147132319.0065 | 123680707.799 | 109287872 | 120299207 | 118788250 | 124144750 | 127818750 | 126915750 | 140342750 | 159145750 | 180090750 | 600338829
| Reliability | 3560136.8562 | 4045216.63 | 4000000 | 4000000 | 4000000 | 4000000 | 4000000 | 4000000 | 4000000 | 4000000 | 4000000 | 20000000
| Other | 7156818.9908 | 18306554.02 | 13635350 | 8241780 | 6422946 | 6353986 | 6720525 | 6605148 | 6684705 | 6634306 | 6323995 | 41374587
| Overheads | 75272823.0433 | 70200000.02 | 79390039.9677 | 79655285.6482 | 80461672.3096 | 79957198.1143 | 80535803.9602 | 84284715.3766 | 84917282.0024 | 85537355.4683 | 85870324.7109 | 400000000
| Total System | 297306888.2277 | 314050911.5635 | 305078445.9677 | 301158021.6482 | 300614153.3096 | 312628812.1143 | 310724595.9602 | 321628384.3766 | 331664811.0024 | 359949981.4683 | 380488189.7109 | 1530204029
| Non System | 58561899.8298 | 53120118.5878 | 49686736.0244 | 35108941.55 | 31713950.6162 | 30022401.5922 | 23558369.2171 |  |  |  |  | 170090399
| Total Capex | 355868788.0575 | 367171030.1513 | 354765181.9921 | 336266963.1982 | 332328103.9258 | 342651213.7066 | 334282965.1774 |  |  |  |  | 1700294428
| Check: | 0 | 0 | 0 | 0 | 0 | 0 | 0 | 0 | 0 | 0 | 0 | 0
Calculation
Pivot RIN Categories:
| Row Labels | Sum of FY18 (R) | Sum of FY19 (R) | Sum of FY20 (R) | Sum of FY21 (R) | Sum of FY22 (R) | Sum of FY23 (R) | Sum of FY24 (R) | Sum of FY25 (R) | Sum of FY26 (R) | Sum of FY27 (R) | Sum of FY28 (R) | RCP
| Augex | 39270519.837 | 57478433.0865 | 64808968 | 64514992 | 85641575 | 93819154 | 87580764 | 80244851 | 76142154 | 85054650 | 84625200 | 396365453
| Connections | 24914270.494 | 40340000.008 | 33956216 | 24446757 | 20808877 | 19862891 | 19577920 | 19577920 | 19577920 | 19577920 | 19577920 | 118652661
| Other | 12941323.517 | 21411554.02 | 18565350 | 13131780 | 11302946 | 11193986 | 11600525 | 11450148 | 11564705 | 11479306 | 11203995 | 65794587
| Overheads | 75272823.0433 | 70200000.02 | 79390039.9677 | 79655285.6482 | 80461672.3096 | 79957198.1143 | 80535803.9602 | 84284715.3766 | 84917282.0024 | 85537355.4683 | 85870324.7109 | 400000000
| Reliability | 3560136.8562 | 4045216.63 | 4000000 | 4000000 | 4000000 | 4000000 | 4000000 | 4000000 | 4000000 | 4000000 | 4000000 | 20000000
| Repex | 147132319.0065 | 123680707.799 | 109287872 | 120299207 | 118788250 | 124144750 | 127818750 | 137115750 | 150242750 | 169045750 | 190290750 | 600338829
| Grand Total | 303091392.754 | 317155911.5635 | 310008445.9677 | 306048021.6482 | 321003320.3096 | 332977979.1143 | 331113762.9602 | 336673384.3766 | 346444811.0024 | 374694981.4683 | 395568189.7109 | 1601151530
Adjustments
|  | FY18 | FY19 | FY20 | FY21 | FY22 | FY23 | FY24 | FY25 | FY26 | FY27 | FY28 | RCP | Comment | RIN Category
PR741 | Western Sydney Airport 132kV supply | 0 | 0 | 0 | 0 | 15509167 | 15509167 | 15509167 | 0 | 0 | 0 | 0 | 46527501 | Contingent | Augex
TM028 | 132kV oil cable replacement | 0 | 0 | 0 | 0 | 0 | 0 | 0 | 10200000 | 9900000 | 9900000 | 10200000 | 0 | Remove | Repex
MC101 | Meters - Growth | 670296.5053 | 0 | 0 | 0 | 0 | 0 | 0 | 0 | 0 | 0 | 0 | 0 | Alt | Other
MC104 | Meters - renewal | 189086.752 | 25000 | 60000 | 60000 | 10000 | 10000 | 10000 | 10000 | 10000 | 10000 | 10000 | 150000 | Alt | Other
MC106 | Labour (meter/relay renewal) | 3437.2042 | 0 | 0 | 0 | 0 | 0 | 0 | 0 | 0 | 0 | 0 | 0 | Alt | Other
MC107 | Test equipment | 0 | 80000 | 120000 | 80000 | 120000 | 80000 | 120000 | 85000 | 120000 | 85000 | 120000 | 520000 | Alt | Other
MC110 | Labour meter renewal | 150762.6785 | 0 | 0 | 0 | 0 | 0 | 0 | 0 | 0 | 0 | 0 | 0 | Alt | Other
SL001 | Streetlighting growth | 983564.6723 | 1100000 | 1750000 | 1750000 | 1750000 | 1750000 | 1750000 | 1750000 | 1750000 | 1750000 | 1750000 | 8750000 | Alt | Other
SL002 | Streetlighting refurbishment | 3787356.714 | 1900000 | 3000000 | 3000000 | 3000000 | 3000000 | 3000000 | 3000000 | 3000000 | 3000000 | 3000000 | 15000000 | Alt | Other

## RAB Cat Summary
RAB Category
RAB Categories:
| $Real FY19 | FY18 | FY19 | FY20 | FY21 | FY22 | FY23 | FY24 | RCP
| Sub-transmission lines and cables | 15021276.8032 | 17905373.1104 | 23214073.463 | 28890989.8087 | 21178168.3948 | 12640599.5398 | 14154275.4789 | 100078106.6852
| Distribution lines and cables | 122227000.0771 | 131222005.396 | 112455150.7067 | 105231198.7863 | 107289060.9552 | 105043758.8007 | 108717188.8644 | 538736358.1132
| Substations | 120228360.9851 | 116757677.9605 | 117667814.1647 | 123135176.8842 | 133989025.1311 | 153585097.6625 | 145965380.2019 | 674342494.0444
| Transformers | 5978019.4012 | 10523000.6869 | 7326224.9292 | 16723241.1354 | 11196948.7963 | 15787867.197 | 16063434.9735 | 67097717.0315
| Low Voltage lines and cables | 21791293.686 | 9453415.0618 | 14910004.9872 | 16899990.8384 | 16972935.7973 | 16903095.2628 | 17453799.5133 | 83139826.3991
| Customer metering and Load control | 979948.8587 | 372001.232 | 1647243.2926 | 1233420.6105 | 1169925.4843 | 1083499.1555 | 1020483.0265 | 6154571.5695
| Communication | 9262318.0656 | 17456520.1535 | 14545522.2778 | 7684390.4843 | 2673421.7281 | 2210301.4076 | 1950559.9611 | 29064195.8589
| Land | 662718.5199 | 8527456.3397 | 11960643.7886 | 0 | 4779185.4618 | 4030944.8163 | 4049605.4555 | 24820379.5222
| Easements | 0 | 0 | 0 | 0 | 0 | 0 | 0 | 0
| Emergency Spares (Major Plant, Excludes Inventory) | 1155951.8309 | 1833461.6227 | 1351768.3579 | 1359613.1004 | 1365481.5605 | 1343648.2721 | 1349868.4852 | 6770379.7761
| Total System | 297306888.2277 | 314050911.5635 | 305078445.9677 | 301158021.6482 | 300614153.3096 | 312628812.1143 | 310724595.9602 | 1530204029
| Information & Communication Technology | 48040979.1844 | 41064345.6181 | 30637169 | 16816254 | 16519250 | 14143911 | 13073815 | 91190399
| Furniture, fittings, plant and equipment | 3218178.5274 | 3584421.6116 | 4776208.7856 | 4672381.6498 | 2888212.8897 | 3190649.8926 | 3172546.7823 | 18700000
| Motor Vehicles | 4001761.1973 | 4745572.2745 | 6873358.2388 | 4120305.9002 | 4406487.7265 | 5087840.6997 | 1612007.4348 | 22100000
| Buildings | 3295862.4991 | 3725779.0836 | 7400000 | 9500000 | 7900000 | 7600000 | 5700000 | 38100000
| Land (non-system) | 5118.4216 | 0 | 0 | 0 | 0 | 0 | 0 | 0
| Other non system assets | 0 | 0 | 0 | 0 | 0 | 0 | 0 | 0
| Total Capex | 355868788.0575 | 367171030.1513 | 354765181.9921 | 336266963.1982 | 332328103.9258 | 342651213.7066 | 334282965.1774 | 1700294428
| Check: | 0 | 0 | 0 | 0 | 0 | 0 | 0 | 0
Live PTRM (Net Capex + Disposals):
| $Real FY19 | FY18 | FY19 | FY20 | FY21 | FY22 | FY23 | FY24 | RCP
| Sub-transmission lines and cables | [7 empty] | 0
| Distribution lines and cables | [7 empty] | 0
| Substations | [7 empty] | 0
| Transformers | [7 empty] | 0
| Low Voltage lines and cables | [7 empty] | 0
| Customer metering and Load control | [7 empty] | 0
| Communication | [7 empty] | 0
| Land | [7 empty] | 0
| Easements | [7 empty] | 0
| Emergency Spares (Major Plant, Excludes Inventory) | [7 empty] | 0
| Total System | 0 | 0 | 0 | 0 | 0 | 0 | 0 | 0
| Information & Communication Technology | [7 empty] | 0
| Furniture, fittings, plant and equipment | [7 empty] | 0
| Motor Vehicles | [7 empty] | 0
| Buildings | [7 empty] | 0
| Land (non-system) | [7 empty] | 0
| Other non system assets | [7 empty] | 0
| Total Capex | 0 | 0 | 0 | 0 | 0 | 0 | 0 | 0
Variance:
| $Real FY19 | FY18 | FY19 | FY20 | FY21 | FY22 | FY23 | FY24 | RCP
| Sub-transmission lines and cables | 15021276.8032 | 17905373.1104 | 23214073.463 | 28890989.8087 | 21178168.3948 | 12640599.5398 | 14154275.4789 | 100078106.6852
| Distribution lines and cables | 122227000.0771 | 131222005.396 | 112455150.7067 | 105231198.7863 | 107289060.9552 | 105043758.8007 | 108717188.8644 | 538736358.1132
| Substations | 120228360.9851 | 116757677.9605 | 117667814.1647 | 123135176.8842 | 133989025.1311 | 153585097.6625 | 145965380.2019 | 674342494.0444
| Transformers | 5978019.4012 | 10523000.6869 | 7326224.9292 | 16723241.1354 | 11196948.7963 | 15787867.197 | 16063434.9735 | 67097717.0315
| Low Voltage lines and cables | 21791293.686 | 9453415.0618 | 14910004.9872 | 16899990.8384 | 16972935.7973 | 16903095.2628 | 17453799.5133 | 83139826.3991
| Customer metering and Load control | 979948.8587 | 372001.232 | 1647243.2926 | 1233420.6105 | 1169925.4843 | 1083499.1555 | 1020483.0265 | 6154571.5695
| Communication | 9262318.0656 | 17456520.1535 | 14545522.2778 | 7684390.4843 | 2673421.7281 | 2210301.4076 | 1950559.9611 | 29064195.8589
| Land | 662718.5199 | 8527456.3397 | 11960643.7886 | 0 | 4779185.4618 | 4030944.8163 | 4049605.4555 | 24820379.5222
| Easements | 0 | 0 | 0 | 0 | 0 | 0 | 0 | 0
| Emergency Spares (Major Plant, Excludes Inventory) | 1155951.8309 | 1833461.6227 | 1351768.3579 | 1359613.1004 | 1365481.5605 | 1343648.2721 | 1349868.4852 | 6770379.7761
| Total System | 297306888.2277 | 314050911.5635 | 305078445.9677 | 301158021.6482 | 300614153.3096 | 312628812.1143 | 310724595.9602 | 1530204029
| Information & Communication Technology | 48040979.1844 | 41064345.6181 | 30637169 | 16816254 | 16519250 | 14143911 | 13073815 | 91190399
| Furniture, fittings, plant and equipment | 3218178.5274 | 3584421.6116 | 4776208.7856 | 4672381.6498 | 2888212.8897 | 3190649.8926 | 3172546.7823 | 18700000
| Motor Vehicles | 4001761.1973 | 4745572.2745 | 6873358.2388 | 4120305.9002 | 4406487.7265 | 5087840.6997 | 1612007.4348 | 22100000
| Buildings | 3295862.4991 | 3725779.0836 | 7400000 | 9500000 | 7900000 | 7600000 | 5700000 | 38100000
| Land (non-system) | 5118.4216 | 0 | 0 | 0 | 0 | 0 | 0 | 0
| Other non system assets | 0 | 0 | 0 | 0 | 0 | 0 | 0 | 0
| Total Capex | 355868788.0575 | 367171030.1513 | 354765181.9921 | 336266963.1982 | 332328103.9258 | 342651213.7066 | 334282965.1774 | 1700294428
Calculation
Pivot RAB Categories:
| Row Labels | Sum of FY18 (R) | Sum of FY19 (R) | Sum of FY20 (R) | Sum of FY21 (R) | Sum of FY22 (R) | Sum of FY23 (R) | Sum of FY24 (R) | RCP | Comment
| Communications | 6917263.6577 | 13554453.1 | 10760366 | 5651895 | 1957860 | 1645000 | 1445000 | 21460121
| Customer metering & load control | 731843.2145 | 288847.56 | 1218584 | 907185 | 856786 | 806386 | 755987 | 4544928
| Distribution lines and cables | 91281294.7732 | 101889867.0635 | 83191140 | 77397900 | 78572325 | 78178018 | 80539097 | 397878480
| Emergency Spares (Major Plant, Excludes Inventory) | 863285.3605 | 1423626.78 | 1000000 | 1000000 | 1000000 | 1000000 | 1000000 | 5000000
| Land | 494929.9625 | 6621308.6 | 8848146 | 0 | 3500000 | 3000000 | 3000000 | 18348146
| Low Voltage lines and cables | 16274125.203 | 7340287.18 | 11030000 | 12430000 | 12430000 | 12580000 | 12930000 | 61400000
| Metering & Load control | 1013583.14 | 105000 | 180000 | 140000 | 130000 | 90000 | 130000 | 670000 | Alt
| Overheads | 75272823.0433 | 70200000.02 | 79390039.9677 | 79655285.6482 | 80461672.3096 | 79957198.1143 | 80535803.9602 | 400000000
| Public lighting | 4770921.3862 | 3000000 | 4750000 | 4750000 | 4750000 | 4750000 | 4750000 | 23750000 | Alt
| Substations | 89788675.5975 | 90658759.94 | 87047321 | 90566336 | 98125840 | 114304540 | 108133038 | 498177075
| Sub-transmission lines and cables | 11218156.3392 | 13902973.67 | 17173115 | 21249420 | 31018837 | 24916837 | 25994837 | 120353046
| Transformers | 4464491.0762 | 8170787.65 | 5419734 | 12300000 | 8200000 | 11750000 | 11900000 | 49569734
| Unallocated | 0 | 0 | 0 | 0 | 0 | 0 | 0 | 0 | Check Zero
| Grand Total | 303091392.754 | 317155911.5635 | 310008445.9677 | 306048021.6482 | 321003320.3096 | 332977979.1143 | 331113762.9602 | 1601151530
| Check: | 0 | 0 | 0 | 0 | 0 | 0 | 0
Adjustments
|  | FY18 | FY19 | FY20 | FY21 | FY22 | FY23 | FY24 | RCP | Comment | RAB Category
0
PR741 | Western Sydney Airport 132kV supply | 0 | 0 | 0 | 0 | 15509167 | 15509167 | 15509167 | 46527501 | Contingent | Sub-transmission lines and cables
TM028 | 132kV oil cable replacement | 0 | 0 | 0 | 0 | 0 | 0 | 0 | 0 | Remove | Sub-transmission lines and cables
| Total (Remove Alt & Adjustments) | 297306888.2277 | 314050911.5635 | 305078445.9677 | 301158021.6482 | 300614153.3096 | 312628812.1143 | 310724595.9602 | 1530204029
| Check: | 0 | 0 | 0 | 0 | 0 | 0 | 0 | 0
RAB Categories (PTRM Order / Overheads Not Allocated):
|  | FY18 | FY19 | FY20 | FY21 | FY22 | FY23 | FY24 | RCP
| Sub-transmission lines and cables | 11218156.3392 | 13902973.67 | 17173115 | 21249420 | 15509670 | 9407670 | 10485670 | 73825545
| Distribution lines and cables | 91281294.7732 | 101889867.0635 | 83191140 | 77397900 | 78572325 | 78178018 | 80539097 | 397878480
| Substations | 89788675.5975 | 90658759.94 | 87047321 | 90566336 | 98125840 | 114304540 | 108133038 | 498177075
| Transformers | 4464491.0762 | 8170787.65 | 5419734 | 12300000 | 8200000 | 11750000 | 11900000 | 49569734
| Low Voltage lines and cables | 16274125.203 | 7340287.18 | 11030000 | 12430000 | 12430000 | 12580000 | 12930000 | 61400000
| Customer metering and Load control | 731843.2145 | 288847.56 | 1218584 | 907185 | 856786 | 806386 | 755987 | 4544928
| Communication | 6917263.6577 | 13554453.1 | 10760366 | 5651895 | 1957860 | 1645000 | 1445000 | 21460121
| Land | 494929.9625 | 6621308.6 | 8848146 | 0 | 3500000 | 3000000 | 3000000 | 18348146
| Easements | 0 | 0 | 0 | 0 | 0 | 0 | 0 | 0
| Emergency Spares (Major Plant, Excludes Inventory) | 863285.3605 | 1423626.78 | 1000000 | 1000000 | 1000000 | 1000000 | 1000000 | 5000000
| Overheads | 75272823.0433 | 70200000.02 | 79390039.9677 | 79655285.6482 | 80461672.3096 | 79957198.1143 | 80535803.9602 | 400000000
| Total | 297306888.2277 | 314050911.5635 | 305078445.9677 | 301158021.6482 | 300614153.3096 | 312628812.1143 | 310724595.9602 | 1530204029
| Check: | 0 | 0 | 0 | 0 | 0 | 0 | 0 | 0

## RAB Cat Summary ($Nom)
RAB Category
RAB Categories:
| $Real FY19 | FY18 | FY19 | FY20 | FY21 | FY22 | FY23 | FY24 | RCP
| Sub-transmission lines and cables | 15021276.8032 | 17905373.1104 | 23214073.463 | 28890989.8087 | 21178168.3948 | 12640599.5398 | 14154275.4789 | 100078106.6852
| Distribution lines and cables | 122227000.0771 | 131222005.396 | 112455150.7067 | 105231198.7863 | 107289060.9552 | 105043758.8007 | 108717188.8644 | 538736358.1132
| Substations | 120228360.9851 | 116757677.9605 | 117667814.1647 | 123135176.8842 | 133989025.1311 | 153585097.6625 | 145965380.2019 | 674342494.0444
| Transformers | 5978019.4012 | 10523000.6869 | 7326224.9292 | 16723241.1354 | 11196948.7963 | 15787867.197 | 16063434.9735 | 67097717.0315
| Low Voltage lines and cables | 21791293.686 | 9453415.0618 | 14910004.9872 | 16899990.8384 | 16972935.7973 | 16903095.2628 | 17453799.5133 | 83139826.3991
| Customer metering and Load control | 979948.8587 | 372001.232 | 1647243.2926 | 1233420.6105 | 1169925.4843 | 1083499.1555 | 1020483.0265 | 6154571.5695
| Communication | 9262318.0656 | 17456520.1535 | 14545522.2778 | 7684390.4843 | 2673421.7281 | 2210301.4076 | 1950559.9611 | 29064195.8589
| Land | 662718.5199 | 8527456.3397 | 11960643.7886 | 0 | 4779185.4618 | 4030944.8163 | 4049605.4555 | 24820379.5222
| Easements | 0 | 0 | 0 | 0 | 0 | 0 | 0 | 0
| Emergency Spares (Major Plant, Excludes Inventory) | 1155951.8309 | 1833461.6227 | 1351768.3579 | 1359613.1004 | 1365481.5605 | 1343648.2721 | 1349868.4852 | 6770379.7761
| Total System | 297306888.2277 | 314050911.5635 | 305078445.9677 | 301158021.6482 | 300614153.3096 | 312628812.1143 | 310724595.9602 | 1530204029
| Information & Communication Technology | 48040979.1844 | 41064345.6181 | 30637169 | 16816254 | 16519250 | 14143911 | 13073815 | 91190399
| Furniture, fittings, plant and equipment | 3218178.5274 | 3584421.6116 | 4776208.7856 | 4672381.6498 | 2888212.8897 | 3190649.8926 | 3172546.7823 | 18700000
| Motor Vehicles | 4001761.1973 | 4745572.2745 | 6873358.2388 | 4120305.9002 | 4406487.7265 | 5087840.6997 | 1612007.4348 | 22100000
| Buildings | 3295862.4991 | 3725779.0836 | 7400000 | 9500000 | 7900000 | 7600000 | 5700000 | 38100000
| Land (non-system) | 5118.4216 | 0 | 0 | 0 | 0 | 0 | 0 | 0
| Other non system assets | 0 | 0 | 0 | 0 | 0 | 0 | 0 | 0
| Total Capex | 355868788.0575 | 367171030.1513 | 354765181.9921 | 336266963.1982 | 332328103.9258 | 342651213.7066 | 334282965.1774 | 1700294428
| Check: | 0 | 0 | 0 | 0 | 0 | 0 | 0 | 0
CPI Index
|  | FY18 | FY19 | FY20 | FY21 | FY22 | FY23 | FY24
| Dec-Dec sum of 4 quarters (Lagged - Pricing) | 1.277% | 1.949% | 1.964% | 1.932% | 2.456% | 2.5% | 2.5%
| Index (Real 18/19) | 0.98089 | 1 | 1.0196 | 1.0393 | 1.0649 | 1.0915 | 1.1188
RAB Categories:
| $Nominal | FY18 | FY19 | FY20 | FY21 | FY22 | FY23 | FY24 | RCP
| Sub-transmission lines and cables | 14640974.5654 | 17733425.76 | 23440910.243 | 29741524.4649 | 22279913.5303 | 13627758.832 | 15641135.4036 | 104731242.4738
| Distribution lines and cables | 119132509.3584 | 129961865.4365 | 113554008.4457 | 108329146.6959 | 112870525.7351 | 113247081.9309 | 120137570.7473 | 568138333.5548
| Substations | 117184470.9529 | 115636440.5954 | 118817607.5482 | 126760207.9417 | 140959493.6767 | 165579224.6671 | 161298561.6519 | 713415095.4856
| Transformers | 5826670.4722 | 10421947.1051 | 7397813.2817 | 17215564.0445 | 11779444.1112 | 17020810.2831 | 17750845.8022 | 71164477.5227
| Low Voltage lines and cables | 21239591.067 | 9362632.8333 | 15055698.3972 | 17397517.1604 | 17855913.4516 | 18223131.3499 | 19287263.5481 | 87819523.9071
| Customer metering and Load control | 955138.9342 | 368428.8615 | 1663339.3632 | 1269731.8266 | 1230788.1466 | 1168114.3082 | 1127681.4005 | 6459655.045
| Communication | 9027818.6729 | 17288883.1894 | 14687654.1377 | 7910614.6622 | 2812500.2985 | 2382913.4396 | 2155459.8474 | 29949142.3855
| Land | 645940.0969 | 8445566.1989 | 12077517.4569 | 0 | 5027811.5109 | 4345738.7957 | 4475003.1434 | 25926070.9069
| Easements | 0 | 0 | 0 | 0 | 0 | 0 | 0 | 0
| Emergency Spares (Major Plant, Excludes Inventory) | 1126685.9387 | 1815854.6806 | 1364977.1892 | 1399639.3532 | 1436517.5745 | 1448579.5986 | 1491667.7145 | 7141381.43
| Total System | 289779800.0585 | 311035044.6609 | 308059526.0627 | 310023946.1494 | 316252908.0355 | 337043353.2051 | 343365189.2587 | 1614744922.7114
| Information & Communication Technology | 46824698.2963 | 40670000 | 30936540.7055 | 17311315.1561 | 17378625.7019 | 15248470.4101 | 14447176.1173 | 95322128.0909
| Furniture, fittings, plant and equipment | 3136702.0649 | 3550000 | 4822879.6046 | 4809933.9645 | 3038465.4726 | 3439821.5936 | 3505812.3512 | 19616912.9864
| Motor Vehicles | 3900446.3252 | 4700000 | 6940521.3954 | 4241605.4121 | 4635725.0395 | 5485172.2667 | 1781343.4956 | 23084367.6093
| Buildings | 3212419.2672 | 3690000 | 7472309.247 | 9779674.7113 | 8310979.1937 | 8193516.9924 | 6298766.1879 | 40055246.3322
| Land (non-system) | 4988.8356 | 0 | 0 | 0 | 0 | 0 | 0 | 0
| Other non system assets | 0 | 0 | 0 | 0 | 0 | 0 | 0 | 0
| Total Capex | 346859054.8477 | 363645044.6609 | 358231777.0152 | 346166475.3934 | 349616703.4431 | 369410334.4679 | 369398287.4107 | 1792823577.7302

## RAB Cat Lookup
Project ID | Classification | Project / Program Description | RAB Category
AR | Std | Asset Relocation | Distribution lines and cables
AU004 | Std | PM102 ZS SCADA refurbishment | Substations
AU013 | Std | SCADA master station development software | Substations
AU016 | Std | PM121 (MD1000) MD3 to DNP3 conversion | Substations
CC002 | Std | Communications development SCADA | Communications
CC007 | Std | SCADA radio repeaters | Communications
CC020 | Std | Microwave refurbishment and extension | Communications
DS002 | Std | Pole substation refurbishment | Transformers
DS003 | Std | Distribution Substation Refurbishment | Substations
DS004 | Std | Distribution mains refurbishment | Distribution lines and cables
DS005 | Std | Pole replacement capital | Distribution lines and cables
DS006 | Std | LV CONSAC cable replacement | Distribution lines and cables
DS007 | Std | Service wire replacement program | Low Voltage lines and cables
DS008 | Std | Traffic black spot remediation | Distribution lines and cables
DS009 | Std | Reliability focused distribution mains renewal | Distribution lines and cables
DS011 | Std | HV distribution steel mains replacement | Distribution lines and cables
DS012 | Std | HV expulsion drop-out fuse replacement program | Distribution lines and cables
DS013 | Std | Lapstone Distribution Network Renewal | Distribution lines and cables
DS014 | Std | LV cable network renewal | Low Voltage lines and cables
DS301 | Std | Ground substation refurbishment program | Substations
DS302 | Std | Distribution transformer replacement programs | Substations
DS305 | Std | Compact LV switchgear replacement | Substations
DS307 | Std | Holec MD4 epoxy switchgear replacement | Substations
DS308 | Std | HV oil and RGB12 switchgear replacement | Substations
DS310 | Std | Upgrading of direct connected substations | Substations
DS312 | Std | Miscellaneous substation renewal expenditure | Substations
DS313 | Std | Padmount substation fire risk mitigation | Substations
DS314 | Std | Basement Substation Refurbishment | Substations
DS315 | Std | Compact LV switchgear replacement | Substations
DS316 | Std | HV oil switchgear replacement program | Substations
DS404 | Std | Cast iron UGOH replacement program | Distribution lines and cables
DS405 | Std | Air-break switch replacement | Distribution lines and cables
DS409 | Std | Miscellaneous mains renewal expenditure | Distribution lines and cables
DS410 | Std | Capital works for Compliance to NSW Maritime Waterways - Crossing Codes | Distribution lines and cables
DS411 | Std | Capital works for compliance to NSW Maritime Waterways - Signage Replacement and Drawings update | Distribution lines and cables
DS413 | Std | Low Mains Remediation | Distribution lines and cables
DS414 | Std | Copper distribution mains replacement | Distribution lines and cables
DS415 | Std | LV Mains Refurbishment | Distribution lines and cables
DS416 | Std | Asbestos Service Fuse Replacement | Customer metering & load control
DU | Std | Duct installation RMS road works | Distribution lines and cables
EF001 | Std | Distribution Management System | Communications
EF002 | Std | Technology Pilots | Distribution lines and cables
EF003 | Std | BESS Pilot - West Dapto | Substations
EH | Std | DIST ENVIRON. ENHANCEMENT PROGRAM Total | Distribution lines and cables
HVW | Std | HV Development Works | Distribution lines and cables
IC | Std | Industrial & Commercial | Distribution lines and cables
LV001 | Std | Overloaded Distribution sub uprates | Low Voltage lines and cables
LV002 | Std | Quality of supply reactive projects | Low Voltage lines and cables
LV003 | Std | Quality of supply planned projects | Low Voltage lines and cables
LV004 | Std | Low Voltage System Augmentations | Low Voltage lines and cables
LV005 | Std | Dsub Monitoring & LV Feeder Monitoring for Solar PV | Low Voltage lines and cables
MC101 | Alt | Meters - Growth | Metering & Load control
MC102 | Std | Relays - Growth | Customer metering & load control
MC104 | Alt | Meters - Renewal | Metering & Load control
MC105 | Std | Relays - Renewal | Customer metering & load control
MC106 | Alt | Labour (meter/relay renewal) | Metering & load control
MC107 | Alt | Test Equipment | Metering & Load control
MC109 | Std | Demand Management Technology | Distribution lines and cables
MC112 | Std | Neutral integrity monitoring | Customer metering & load control
NU | Std | Non Urban Extension | Distribution lines and cables
OFP | Std | Overloaded Feeders (Compliance) | Distribution lines and cables
PQ001 | Std | PQ Monitoring | Substations
PQ002 | Std | PQ Monitoring – Statistical assessment of the LV network | Substations
PQ003 | Std | PQ Surveying | Substations
PR044 | Std | West Liverpool ZS (Hoxton Park ZS Rebuild) | Substations
PR052 | Std | Penrith TS transformer and Busbar Augment | Substations
PR054 | Std | Quakers Hill ZS augment (132kV bar + 1st 132/11kV tfr) | Sub-transmission lines and cables
PR059 | Std | ELTS 132kV Bus bar & Substation works | Substations
PR060 | Std | WLTS-ELTS first 132kV Cable Links | Sub-transmission lines and cables
PR061 | Std | Russell Vale ZS Augment | Substations
PR070 | Std | Caddens ZS Establishment + feeders | Substations
PR090 | Std | Doonside 132kV/11kV ZS rebuild | Substations
PR091 | Std | West Parramatta CBD 132kV/11kV ZS establishment | Substations
PR102 | Std | Kemps Creek / Luddenham Capacity uprate | Sub-transmission lines and cables
PR110 | Std | Edmondson Park ZS Establishment | Substations
PR113 | Std | Augment feeder 308 Nepean to Douglas Park | Sub-transmission lines and cables
PR123 | Std | Connection Works Associated with Tomerong / Bamarang BSP | Sub-transmission lines and cables
PR126 | Std | Chipping Norton 33/11kV ZS establishment | Substations
PR128 | Std | Convert Camden ZS to 66kV | Substations
PR144 | Std | Sherwood ZS Augment | Substations
PR148 | Std | Dapto ZS 3rd transformer & 33kV Bus Section CB's | Transformers
PR149 | Std | Gerringong ZS Augment | Substations
PR157 | Std | Richmond ZS rebuild | Substations
PR170 | Std | Holsworthy 33/11kV ZS establishment | Substations
PR172 | Std | PARKLEA ZS 3RD TRANSFORMER | Transformers
PR176 | Std | Cheriton Avenue 132/11kV ZS Establishment | Substations
PR184 | Std | Box Hill ZS Establishment (interim) | Substations
PR186 | Std | Glenorie ZS establishment | Substations
PR190 | Std | Eschol Park ZS Establishment | Distribution lines and cables
PR200 | Std | Cordeaux / Figtree 33/11kV ZS Establishment | Substations
PR204 | Std | Canley Vale Subtransmission Network Upgrade | Sub-transmission lines and cables
PR206 | Std | Cawdor 66/11kV ZS Establishment | Substations
PR208 | Std | Abbotsbury 132/11kV ZS Establishment | Substations
PR248 | Std | Penrith Lakes ZS Land Purchase | Land
PR255 | Std | Line works associated with Oran Park | Sub-transmission lines and cables
PR257 | Std | Menangle Park 66/11kV ZS Site Purchase | Land
PR258 | Std | Menangle Park 66/11kV ZS establishment (mobile) | Substations
PR261 | Std | Huntingwood ZS | Substations
PR278 | Std | Kemps Creek new BSP associated works | Sub-transmission lines and cables
PR280 | Std | Wilton Park 66/11kV ZS establishment & 66kV line works | Substations
PR288 | Std | Holroyd 330/132kV BSP associated works | Sub-transmission lines and cables
PR292 | Std | South Marsden Park (Industrial) 132/11kV ZS establishment | Substations
PR303 | Std | Mittagong ZS transformer augment | Transformers
PR308 | Std | Granville ZS & Camellia TS Rebuild | Substations
PR326 | Std | Casula 33/11kV ZS establishment with link to LTS or WLTS | Substations
PR329 | Std | Box Hill ZSSite Purchase | Land
PR339 | Std | North Eastern Creek ZS establishment | Substations
PR342 | Std | Jordan Springs establishment | Substations
PR353 | Std | SHOALHAVEN FEEDER 7510/7511 AUGMENT | Sub-transmission lines and cables
PR384 | Std | Glossodia ZS transformer augments | Substations
PR406 | Std | Tomerong ZS Establishment | Substations
PR408 | Std | Oran Park (permanent) ZS Establishment | Substations
PR413 | Std | Windsor Transformer | Transformers
PR423 | Std | Maryland ZS | Substations
PR424 | Std | Austral ZS Site Purchase | Land
PR425 | Std | Austral ZS Establishment (interim initially) | Substations
PR426 | Std | Leppington North ZS Site Purchase (Strategic) | Land
PR427 | Std | Leppington North ZS Establishment (interim initially) | Substations
PR429 | Std | Leppington South ZS Establishment (interim initially) | Substations
PR430 | Std | North Rossmore ZS Site Purchase | Land
PR432 | Std | Rossmore ZS Site Purchase | Land
PR435 | Std | Catherine Fields North ZS Establishment (Interim) | Substations
PR436 | Std | Catherine Fields ZS Site Purchase | Land
PR437 | Std | Catherine Fields ZS Establishment (interim) | Substations
PR438 | Std | North Bringelly ZS Site Purchase | Land
PR440 | Std | Feeder 443 and 458/1 Augmentation and Cattai Rebuild | Sub-transmission lines and cables
PR444 | Std | Culburra Beach Development (33kV fdr and single transformer ZS) | Substations
PR479 | Std | Far South Coast 132kV Voltage Constraints | Transformers
PR487 | Std | Connection Works Associated with Macarthur BSP | Sub-transmission lines and cables
PR499 | Std | Southpipe (Oakdale Estate) ZS 132/11kV establishment | Substations
PR517 | Std | Installation of OPGW on Feeders 98W and 98F | Sub-transmission lines and cables
PR521 | Std | Culburra ZS fdr deplication & provision for rural ZS's | Sub-transmission lines and cables
PR559 | Std | Mamre ZS Transformer Augment and 11kV busbar extension | Substations
PR596 | Std | Marsden Park (Residential) 132/11kV ZS establishment - Stage 1 | Substations
PR599 | Std | Penrith CBD ZS Site Purchase | Land
PR602 | Std | Riverstone West Site Purchase | Land
PR603 | Std | Eschol Park ZS Site Purchase | Land
PR615 | Std | Cordeaux Feeder - LFI installation | Sub-transmission lines and cables
PR620 | Std | West Dapto ZS Establishment (interim initially) | Substations
PR643 | Std | Fibre Works At Carlingford TS For Ausgrid | Substations
PR656 | Std | Leppington South ZS Establishment (permanent) | Substations
PR657 | Std | Calderwood ZS Establishment (interim initially) | Substations
PR659 | Std | Avondale (South West Dapto) 132/11kV Zone Substation Establishment Site Purchase | Land
PR673 | Std | Liverpool ZS 11kV Switchboard Extension & Distribution Works | Substations
PR674 | Std | South Marsden Park (Stage 1) | Substations
PR677 | Std | Penrith Panthers 132/11kV ZS Establishment | Substations
PR698 | Std | Marsden Park (Residential) 132/11kV ZS - Stage 2 | Substations
PR700 | Std | Riverstone East | Substations
PR701 | Std | Dapto 33kV Feeder Constraints | Sub-transmission lines and cables
PR702 | Std | Penrith ZS 11kV transformer cable constraints | Transformers
PR703 | Std | Riverstone East Site Purchase | Land
PR704 | Std | Oakdale (Southpipe) Site Purchase | Land
PR707 | Std | 132kV Ducts Bringelly Rd (ARP2273) | Sub-transmission lines and cables
PR709 | Std | Feeder 230 Undergrounding | Sub-transmission lines and cables
PR710 | Std | FDR 868 Rebuild & Rearrangement South32 | Sub-transmission lines and cables
PR715 | Std | Nepean TS Constraints | Substations
PR716 | Std | Box Hill ZS - 132kV Ducts Old Pitt Town | Sub-transmission lines and cables
PR717 | Std | Acquire improved site for West Dapto ZS | Land
PR722 | Std | Camellia TS - Connection of Ausgird | Substations
PR727 | Std | Luddenham ZS Additional Land Acquisition | Land
PR730 | Std | Feeder 7018 constraints | Sub-transmission lines and cables
PS008 | Std | Substation protection relay refurbishment | Substations
PS009 | Std | Installation of SEF relays | Substations
PS010 | Std | Protection refurbishment (interfacing feeders) | Substations
PS011 | Std | Protection refurbishment (miscellaneous) | Substations
PS012 | Std | Distribution feeder protection modernisation | Substations
RI | Std | Reliability HV Development | Distribution lines and cables
RIAR | Std | Line Fault Indicators | Distribution lines and cables
RIDFA | Std | DFA - Radio, SCADA, Software | Substations
RIHV | Std | Reliability HV Development | Distribution lines and cables
RILB | Std | Automated Load Break Switches | Distribution lines and cables
RIRR | Std | Automated Reclosers | Distribution lines and cables
RITR | Std | Reliability Transmission Development | Distribution lines and cables
SL001 | Alt | Streetlighting Growth | Public lighting
SL002 | Alt | Streetlighting Refurbishment | Public lighting
SLWSROC | Alt | WSROC SL Replacement Program | Public lighting
SP001 | Std | Spares Purchase | Emergency spares
TM008 | Std | 132KV TOWER REFURB/SAFETY UPGRADE | Sub-transmission lines and cables
TM012 | Std | Sub-transmission pole replacement | Sub-transmission lines and cables
TM014 | Std | Renewal of 33kV and 66kV gas and oil filled cables | Sub-transmission lines and cables
TM016 | Std | Cast iron UGOH replacement within zone substations | Sub-transmission lines and cables
TM019 | Std | Access track reconstruction | Sub-transmission lines and cables
TM021 | Std | Capital Works for compliance to NSW Maritime Waterways | Sub-transmission lines and cables
TM023 | Std | Renewal of 132kV cable 233 | Sub-transmission lines and cables
TM026 | Std | Installation of vibration dampers (sub-transmission) | Sub-transmission lines and cables
TM027 | Std | Steel Tower Asbestos Removal | Sub-transmission lines and cables
TM028 | Std | 132kV oil cable 228 replacement | Sub-transmission lines and cables
TM131 | Std | Underground Pilots Replacement | Sub-transmission lines and cables
TM132 | Std | Sub Transmission Pilot cable renewal program | Sub-transmission lines and cables
TM133 | Std | Hardex pilot cable renewal | Sub-transmission lines and cables
TM134 | Std | Wollongong - Port Kembla pilot cable replacement | Sub-transmission lines and cables
TM135 | Std | Optical fibre protection and communication upgrades in the Blue Mountains | Sub-transmission lines and cables
TM137 | Std | Optical fibre protection and communication upgrades in the Macarthur area | Sub-transmission lines and cables
TM171 | Std | Replacement of corroded earthwires | Sub-transmission lines and cables
TM172 | Std | Earthwire replacement due to fault rating | Sub-transmission lines and cables
TM174 | Std | Hardex Earthwire Replacement | Sub-transmission lines and cables
TM302 | Std | Oil filled cable auxiliary equipment refurbishment | Sub-transmission lines and cables
TM303 | Std | Guilford and Camellia 132kV feeder, oil testing and flushing | Sub-transmission lines and cables
TM401 | Std | South Coast 33kV overhead line refurbishment | Sub-transmission lines and cables
TM404 | Std | Avon/Nepean Dam feeder refurbishment | Sub-transmission lines and cables
TM408 | Std | Ringwood Feeder 7906 Refurbishment | Sub-transmission lines and cables
TM410 | Std | Hazelbook ZS to Springwood ZS Feeder 808 refurbishment | Sub-transmission lines and cables
TM419 | Std | Future feeder refurbishment works | Sub-transmission lines and cables
TM801 | Std | Steel tower painting program | Sub-transmission lines and cables
TM803 | Std | Steel tower below ground rectification work | Sub-transmission lines and cables
TM805 | Std | EARTHING REFURBISHMENT ON BLUE MOUNTAINS | Sub-transmission lines and cables
TM809 | Std | Steel tower earthing refurbishment works | Sub-transmission lines and cables
TS004 | Std | 132kV circuit breaker replacement | Substations
TS005 | Std | 33kV circuit breaker replacement | Substations
TS007 | Std | 11kV circuit breaker replacement | Substations
TS008 | Std | Battery replacement | Substations
TS009 | Std | Auxiliary switchgear replacement | Substations
TS015 | Std | Replacement of surge arrester in zone and sub-transmission substations | Substations
TS016 | Std | VT and CT replacement | Substations
TS020 | Std | Portable earthing set cabinets | Substations
TS024 | Std | Building and amenities refurbishment | Substations
TS025 | Std | Asbestos and other hazardous material reporting, management and removal | Substations
TS026 | Std | Noise attenuation in ZS and TS | Substations
TS027 | Std | Substation switchyard lighting improvement | Substations
TS028 | Std | Control cable trench and cover refurbishment | Substations
TS029 | Std | Substation control room temperature reduction initiatives | Substations
TS031 | Std | Substation safety fence upgrade program | Substations
TS032 | Std | Substation security systems | Substations
TS033 | Std | Substation fire hydrant installations | Substations
TS034 | Std | Substation deluge showers and fire blankets | Substations
TS035 | Std | Substation oil containment program - bund walls | Substations
TS036 | Std | Substation earthing | Substations
TS048 | Std | Substation oil containment program - separators | Substations
TS049 | Std | Tunnelboard refurbishment | Substations
TS050 | Std | POW switching for capacitors | Substations
TS055 | Std | 66kV circuit breaker replacement | Substations
TS057 | Std | Substation insulation co-ordination | Substations
TS067 | Std | Rosehill ZS Renewal | Substations
TS072 | Std | Holroyd ZS Renewal | Substations
TS086 | Std | Busbar support and isolator replacement | Substations
TS092 | Std | Jasper Rd 11kV CB Renewal | Substations
TS099 | Std | Substation power outlet installation | Substations
TS100 | Std | Substation internal fence replacement | Substations
TS102 | Std | Rydalmere Zone Substation renewal | Substations
TS111 | Std | Blackheath ZS 11kV Switchyard renewal | Substations
TS116 | Std | Roof refurbuishment for control and switch rooms | Substations
TS119 | Std | Bomaderry ZS Redevelopment (fmr PR403) | Substations
TS120 | Std | Canley Vale ZS Redevelopment | Substations
TS121 | Std | Port Kembla ZS | Substations
TS122 | Std | Leabons Lane Zone Substation renewal | Substations
TS123 | Std | St Marys Zone Substation renewal | Substations
TS124 | Std | Substation control building fire alarm systems | Substations
TS125 | Std | Guildford Transmission Substation renewal | Substations
TS126 | Std | Comalco HVC Substation Renewal | Substations
TS127 | Std | Castle Hill Zone Substation renewal | Substations
TS128 | Std | Capacitor bank replacement | Substations
TS130 | Std | Northmead Zone Substation Renewal | Substations
TS131 | Std | Bulli Zone Substation Renewal | Substations
TS133 | Std | Corrimal ZS Redevelopment | Substations
TS134 | Std | South Granville Zone Substation renewal | Substations
TS135 | Std | Ringwood ZS Redevelopment | Substations
TS136 | Std | Kandos ZS Redevelopment | Substations
TS138 | Std | Baulkham Hills Switchgear Rearrangement | Substations
TS139 | Std | Oakdale ZS Swgr Rearrangement | Substations
TS143 | Std | Westmead Zone Substation renewal and augmentation | Substations
TS144 | Std | Substation fire stopping measures | Substations
TS146 | Std | Marayong Zone Substation renewal | Substations
TS149 | Std | South Windsor ZS Refurbishment | Substations
TS155 | Std | Sussex Inlet Zone Substation - stage 2 renewal | Substations
TS156 | Std | Lawson TS - RailCorp Connections Works | Substations
TS163 | Std | Unanderra Zone Substation renewal | Substations
TS165 | Std | Greystanes Zone Substation renewal | Substations
TS167 | Std | Carlingford Transmission Substation control building replacement | Substations
TS168 | Std | Carramar Zone Substation switchgear replacement | Substations
TS173 | Std | 11kV Switchboard Truck Replacement Program | Substations
TS174 | Std | West Wollongong Zone Substation 11kV renewal | Substations
TS175 | Std | Defective CT Replacement Program | Substations
TS177 | Std | Substation Battery Redundancy Program | Substations
TS178 | Std | Jerrara SS Rearrangement | Substations
TS179 | Std | 33kV wall bushing replacement | Substations
TS180 | Std | Transformer fire wall installation | Substations
TS181 | Std | 11kV capacitor bank refurbishment | Substations
TS182 | Std | Substation civil capital works scoping | Substations
TS199 | Std | Substation renewal program to be identified | Substations
TS600 | Std | Power transformer replacement | Transformers
TS602 | Std | Prospect ZS 33kV No3 Transformer | Transformers
TS604 | Std | Liverpool TS 132kV No 3 - Transformer Replacement | Transformers
TS605 | Std | West Liverpool 132 kV No 3 Transformer | Substations
TS606 | Std | Jasper Road 33kV No 3 - Transformer Replacement | Substations
TS607 | Std | West Liverpool 132 kV No 1 - Demolition | Substations
TS615 | Std | Gerringong ZS No.2 TX Replacement | Transformers
UR | Std | Underground Residential | Distribution lines and cables
AG | Std | Automation - operational/capacity risk | Substations
DS318 | Std | Distribution substation earthing refurbishment | Substations
DS417 | Std | Distribution access track reconstruction | Distribution lines and cables
DS418 | Std | Pole top structure/hardware refurbishment | Distribution lines and cables
MC110 | Alt | Labour Meter Renewal | Metering & load control
PQ004 | Std | Power quality monitoring replacement | Substations
PR249 | Std | Establish Penrith Lakes 33/11kV Zone Substation | Substations
PR713 | Std | Box Hill 132/22kV ZS establishment | Substations
PR723 | Std | Supply to Luddenham Science Park | Substations
PR724 | Std | Establish Mt Gilead ZS | Substations
PR728 | Std | Western Sydney Employment Lands ZS | Substations
PR732 | Std | Feeder 214/215 contraints | Sub-transmission lines and cables
PR735 | Std | Termeil Area Distribution Works | Distribution lines and cables
PR739 | Std | South Gilead (South Campbelltown) | Substations
PR740 | Std | AFIC upgrade Minto, Prospect, Kingswood | Substations
PR741 | Std | Western Sydney Airport 132kV supply | Sub-transmission lines and cables
PR742 | Std | North Bomaderry ZS establishment | Substations
PR744 | Std | Termeil ZS establishment | Substations
PR748 | Std | Establish permanent Catherine Park ZS | Substations
PR750 | Std | Feeder 512 augmentation | Sub-transmission lines and cables
PR751 | Std | Parklea ZS to Bella Vista ZS load transfer | Substations
PR754 | Std | Augment Westmead Zone Substation | Substations
PS002 | Std | Replacement of ASEA RI O/C Relays | Substations
PS012 | Std | Distribution feeder safety improvement | Substations
PS013 | Std | Feeder differential relay replacement | Substations
PS014 | Std | Under frequency load shedding | Substations
RC | Std | Reliability compliance | Distribution lines and cables
SP | Std | Essential spares | Emergency Spares (Major Plant, Excludes Inventory)
TM015 | Std | Subtransmission tower replacement | Sub-transmission lines and cables
TM029 | Std | Installation of Aerial Marker Balls | Sub-transmission lines and cables
TM030 | Std | Feeder 7028 replacement | Sub-transmission lines and cables
TM138 | Std | 132kV optical fibre ring completion | Sub-transmission lines and cables
TS017 | Std | Power transformer refurbishment | Transformers
TS018 | Std | PCB Dechlorination | Transformers
TS184 | Std | Blaxland Zone Substation reinstatement | Substations
TS185 | Std | Penrith TS civil development | Substations
TS187 | Std | Mobile substation No 2 refurbishment | Substations
TS188 | Std | Bossley Park ZS civil refurbishment | Substations
TS616 | Std | Camellia TS transformer replacement and 33kV busbar rearrangement | Transformers
TS617 | Std | Prospect ZS transformer replacement | Transformers
TS618 | Std | Albion Park ZS transformer replacement | Transformers
TS619 | Std | Dundas 66/11kV Tx2 Replacement | Transformers
TS700 | Std | 11kV zone substation switchboard replacement | Substations
TS701 | Std | North Rocks ZS 11kV switchboard replacement | Substations
TS702 | Std | Kellyville ZS 11kV switchboard replacement | Substations
TS703 | Std | Horsley Park ZS 11kV switchboard replacement | Substations
TS704 | Std | Port Central ZS 11kV switchboard replacement | Substations
DS421 | Std | Pole top structure/hardware refurbishment (HV) | Distribution lines and cables
PR761 | Std | Glenfield Zone Substation site acquisition | Substations
PR765 | Std | Minto 66kV Reconfiguration | Substations
PR766 | Std | Baulkham Hills 132kV bus section CB | Substations
PR767 | Std | Mt Terry 132kV bus section CB | Substations
PR769 | Std | Nepean TS 132kV bus section CB | Substations
TM031 | Std | Steel tower asbestos removal | Sub-transmission lines and cables
TM031 | Std | Steel tower asbestos removal | Sub-transmission lines and cables
TM033 | Std | Pole top structure/hardware refurbishment (TR) | Sub-transmission lines and cables
TS601 | Std | Cranebrook ZS 33kV No 3 - transformer replacement | Transformers
TS620 | Std | Minto 66/11kV No 1 transformer replacement | Transformers
TS183 | Std | Carlingford TS/Dundas ZS Redevelopment | Substations
SW | Std | Network Switching | Overheads
OH | Std | Capitalised Overheads | Overheads

## Config (hidden)
Divisions
Program - Short Term Need |  | 15
Program - Medium Term Need |  | 10
Program - Long Term Need |  | 5
Major Project - Committed Project |  | 15
Major Project - Prior to Approval |  | 10
Major Project - Future/Planning Stage |  | 5
Land Purchases
PR248
PR257
PR291
PR329
PR424
PR426
PR430
PR432
PR434
PR436
PR438
PR599
PR602
PR603
PR652
PR659
PR703
PR704
PR717
PR727
PR761
Escalators
Base Year | FY19
CPI | 2.5%
FY15 | FY16 | FY17 | FY18 | FY19 | FY20 | FY21 | FY22 | FY23 | FY24 | FY25 | FY26 | FY27 | FY28 | FY29
0.90595 | 0.9286 | 0.95181 | 0.97561 | 1 | 1.025 | 1.0506 | 1.0769 | 1.1038 | 1.1314 | 1.1597 | 1.1887 | 1.2184 | 1.2489 | 1.2801

## Version Control (hidden)
Version | Change History
PIP 20.1 DRAFT v1 | Initial draft, noted green CASH ranking means default 4950, blue means carried over from previous PIP

## Doc - Charts (hidden)
| FY19 | FY20 | FY21 | FY22 | FY23 | FY24 | FY25 | FY26 | FY27 | FY28 | 5Yr | 10Yr
Augex | 57478433.0865 | 66429192.2 | 67781063.47 | 75524932.6839 | 86439573.1153 | 81542396.7619 | 93059425.5502 | 90509093.7134 | 103630832.0067 | 105685278.6044 | 377717158.2311 | 404347391.5813
Repex | 123680707.799 | 112020068.8 | 126389354.3544 | 127921952.7852 | 137032575.3534 | 144615183.5114 | 159012232.8083 | 178591416.5169 | 205965831.6117 | 237647071.1986 | 647979134.8044 | 694971298.8127
Customer Connection | 40340000.008 | 34805121.4 | 25684374.0731 | 22408884.5581 | 21924915.1309 | 22150619.4793 | 22704384.9663 | 23271994.5905 | 23853794.4552 | 24450139.3166 | 126973914.6414 | 114873178.2077
Reliability | 4045216.63 | 4100000 | 4202500 | 4307562.5 | 4415251.5625 | 4525632.8516 | 4638773.6729 | 4754743.0147 | 4873611.59 | 4995451.8798 | 21550946.9141 | 22089720.5869
Other | 18306554.02 | 13976233.75 | 8659020.1125 | 6916810.3323 | 7013611.6537 | 7603657.1799 | 7659946.6619 | 7946013.601 | 8083257.6534 | 7897803.1776 | 44169333.0284 | 37853045.9403
Overheads | 70200000.02 | 81374790.9669 | 83687834.4841 | 86648420.582 | 88257785.9769 | 91118870.0324 | 97744429.6781 | 100939963.3565 | 104218961.7479 | 107240268.7488
Total | 314050911.5635 | 312705407.1169 | 316404146.4941 | 323728563.4414 | 345083712.7926 | 351556359.8165 | 384819193.3377 | 406013224.793 | 450626289.0649 | 487916012.9259
Major Projects
Automation Growth Program
Distribution Works Program
Low Voltage Development
Customer Connections
Reliability Compliance
Power Quality
SARP
Efficiency
Metering
Growth | FY19: 1033069677
Reliability | FY19: 51643338
Sustainability | FY19: 1447436579
Efficiency | FY19: 29295121
Miscellaneous | FY19: 26672878
| FY09 | FY10 | FY11 | FY12 | FY13 | FY14 | FY15 | FY16 | FY17 | FY18 | FY19 | FY20 | FY21 | FY22 | FY23 | FY24 | FY25 | FY26 | FY27 | FY28
Actual | 26672878 FY09: 381; 26672878 FY10: 369; 26672878 FY11: 420; 26672878 FY12: 575.8589; 26672878 FY13: 545.2625; 26672878 FY14: 485; 26672878 FY15: 335; 26672878 FY16: 241; 26672878 FY17: 191
Budgeted | 26672878 FY18: 295.6989
Projected | 26672878 FY19: 317.1559; 26672878 FY20: 317.7587; 26672878 FY21: 321.5417; 26672878 FY22: 345.6855; 26672878 FY23: 367.5454; 26672878 FY24: 374.6248; 26672878 FY25: 390.4379; 26672878 FY26: 411.814; 26672878 FY27: 456.5295; 26672878 FY28: 494.0105
| FY15 | FY16 | FY17 | FY18 | FY19
Initial Proposal | 26672878 FY09: 383577421.9343; 26672878 FY10: 352775925.0513; 26672878 FY11: 315527945.7458; 26672878 FY12: 322770777.9207; 26672878 FY13: 327119010.4636
Revised Proposal | 26672878 FY09: 381350412; 26672878 FY10: 337012327; 26672878 FY11: 289532929; 26672878 FY12: 284470000; 26672878 FY13: 277078966
Final Program | 26672878 FY09: 336014392.9666; 26672878 FY10: 242195422.91; 26672878 FY11: 191721151.94; 26672878 FY12: 295698919.76; 26672878 FY13: 317155911.5635
| FY19 | FY20 | FY21 | FY22 | FY23 | FY24 | FY25 | FY26 | FY27 | FY28 | Total | Total Reg
Augex | #REF! | #REF! | #REF! | #REF! | #REF! | #REF! | #REF! | #REF! | #REF! | #REF! | #REF! | #REF!
Customer Connections | #REF! | #REF! | #REF! | #REF! | #REF! | #REF! | #REF! | #REF! | #REF! | #REF! | #REF! | #REF!
Other System | #REF! | #REF! | #REF! | #REF! | #REF! | #REF! | #REF! | #REF! | #REF! | #REF! | #REF! | #REF!
Repex | #REF! | #REF! | #REF! | #REF! | #REF! | #REF! | #REF! | #REF! | #REF! | #REF! | #REF! | #REF!
Augex
|  | FY19 | FY20 | FY21 | FY22 | FY23 | FY24 | FY25 | FY26 | FY27 | FY28
AG | Automation growth | 0 | 307500 | 315187.5 | 323067.1875 | 331143.8672 | 339422.4639 | 347908.0255 | 356605.7261 | 365520.8693 | 374658.891
HV | Distribution works program | 8536573.1465 | 6970865.1 | 7462655.5644 | 7158488.2801 | 6926477.7679 | 6728594.3887 | 6958160.5093 | 7132114.522 | 7310417.3851 | 7493177.8197
LV | Low voltage development capital | 120000 | 82000 | 84050 | 86151.25 | 88305.0312 | 90512.657 | 92775.4735 | 95094.8603 | 97472.2318 | 99909.0376
PR | Major projects | 42200551.34 | 49999477.45 | 56767295.4056 | 80889785.3226 | 92901426.2345 | 88536841.5326 | 82413439.971 | 82925278.605 | 89765407.033 | 97717532.8561
PRL | Major projects - land | 6621308.6 | 9069349.65 | 3151875 | 3769117.1875 | 3311438.6719 | 3394224.6387 | 3247141.571 | 0 | 6092014.4875 | 0
Customer Connection
|  | FY19 | FY20 | FY21 | FY22 | FY23 | FY24 | FY25 | FY26 | FY27 | FY28
AR | Asset relocation | 0 | 0 | 0 | 0 | 0 | 0 | 0 | 0 | 0 | 0
DU | Duct installation RMS road works | 0 | 0 | 0 | 0 | 0 | 0 | 0 | 0 | 0 | 0
IC | Industrial & commercial | 0 | 0 | 0 | 0 | 0 | 0 | 0 | 0 | 0 | 0
NU | Non-urban extension | 0 | 0 | 0 | 0 | 0 | 0 | 0 | 0 | 0 | 0
UR | Underground residential | 0 | 0 | 0 | 0 | 0 | 0 | 0 | 0 | 0 | 0
Other
|  | FY19 | FY20 | FY21 | FY22 | FY23 | FY24 | FY25 | FY26 | FY27 | FY28
EF | Efficiency | 14073634.24 | 9312500.15 | 4325312.8094 | 2253781.3134 | 2207625.7812 | 2262816.4258 | 2319386.8364 | 2377371.5073 | 2436805.795 | 2497725.9399
LV | Low voltage development capital | 2730394.93 | 1793750 | 1838593.75 | 1884558.5937 | 1931672.5586 | 1979964.3726 | 2029463.4819 | 2080200.0689 | 2132205.0706 | 2185510.1974
MC | Metering capital | 815847.56 | 2601023.6 | 1888167.4906 | 1870328.561 | 1817302.0897 | 1850969.128 | 1798206.698 | 1824857.2935 | 1766428.3368 | 1791357.8043
PQ | Power quality capital | 791677.29 | 453460 | 754033.5625 | 1048137.6453 | 1156354.3842 | 1656990.3213 | 1623060.5204 | 1818113.8792 | 1863566.7262 | 1585561.4221
SL | Streetlighting capital | 3000000 | 4868750 | 4990468.75 | 5115230.4687 | 5243111.2305 | 5374189.0112 | 5508543.7365 | 5646257.3299 | 5787413.7632 | 5932099.1073
Reliability
|  | FY19 | FY20 | FY21 | FY22 | FY23 | FY24 | FY25 | FY26 | FY27 | FY28
RC | Reliability compliance | 3685231.26 | 4100000 | 4202500 | 4307562.5 | 4415251.5625 | 4525632.8516 | 4638773.6729 | 4754743.0147 | 4873611.59 | 4995451.8798
Repex
|  | FY19 | FY20 | FY21 | FY22 | FY23 | FY24 | FY25 | FY26 | FY27 | FY28
AU | Automation capital | 1692166 | 3372250 | 3456556.25 | 4619860.7812 | 4735357.3008 | 3722333.0204 | 3815391.3459 | 3910776.1296 | 5226948.4303 | 5357622.1411
CC | Communications refurbishment | 1626275.49 | 2229375 | 2138021.875 | 2008401.0156 | 1815772.2051 | 1634884.8676 | 2470146.9808 | 3114356.6746 | 2790142.6353 | 3197089.2031
DS | Distribution refurbishment capital | 58236579.809 | 58817657 | 65386781.55 | 71822229.495 | 75203412.4498 | 81093208.4675 | 83671393.0528 | 92039438.6585 | 107249403.3241 | 126590470.4263
TM | Transmission mains capital (refurb) | 12910887.32 | 10987861.625 | 12785759.5437 | 12930947.2511 | 10384307.4167 | 11863573.1557 | 27629312.9901 | 36317523.5655 | 42145372.5548 | 49006219.6789
TS | Transmission substation capital (rebuild) | 38978789.98 | 26644800.175 | 35183810.1356 | 29508418.4609 | 37685827.8053 | 38913088.3701 | 33563267.0632 | 35150032.0788 | 40293193.0221 | 45028378.8129
PS | Protection systems capital | 8812382.42 | 8943125 | 6387800 | 5955205.1562 | 6104085.2852 | 6256687.4173 | 6703027.9573 | 6870603.6562 | 7042368.7476 | 7218427.9663
SP | Essential spares | 1423626.78 | 1025000 | 1050625 | 1076890.625 | 1103812.8906 | 1131408.2129 | 1159693.4182 | 1188685.7537 | 1218402.8975 | 1248862.9699

## Doc - Prog (hidden)
Program/Project |  | #REF! | FY20 | FY21 | FY22 | FY23 | FY24 | FY25 | FY26 | FY27 | FY28 | Total
Augex
PR | Major Projects
PR081 | Collimore Park ZS establishment | #REF! | 0 | 0 | 0 | 0 | 0 | 0 | 0 | 5111443.8356 | 15717689.7946 | #REF!
PR110 | Edmondson Park ZS establishment | #REF! | 1810000.35 | 5369.7444 | 0 | 0 | 0 | 0 | 0 | 0 | 0 | #REF!
PR113 | Augment feeder 308 Nepean to Douglas Park | #REF! | 1346081.25 | 4139199.8437 | 3771270.9687 | 0 | 0 | 0 | 0 | 0 | 0 | #REF!
PR170 | Holsworthy 33/11kV ZS establishment | #REF! | 0 | 0 | 0 | 0 | 0 | 0 | 0 | 5120216.3365 | 10496443.4898 | #REF!
PR190 | Eschol Park ZS establishment | #REF! | 0 | 0 | 0 | 0 | 0 | 0 | 5264926.9401 | 10793100.2273 | 11062927.733 | #REF!
PR249 | Establish Penrith Lakes 33/11kV Zone Substation | #REF! | 0 | 0 | 0 | 0 | 0 | 1821879.5197 | 7469706.0308 | 0 | 0 | #REF!
PR258 | Menangle Park 66/11kV ZS establishment | #REF! | 4599367.7 | 8999.6537 | 0 | 0 | 0 | 0 | 0 | 0 | 0 | #REF!
PR270 | #N/A | #REF! | #N/A | #N/A | #N/A | #N/A | #N/A | #N/A | #N/A | #N/A | #N/A | #REF!
PR278 | Kemps Creek new BSP associated works | #REF! | 0 | 0 | 0 | 0 | 0 | 0 | 0 | 1557118.903 | 1596046.8756 | #REF!
PR292 | South Marsden Park (industrial) 132/11kV ZS establishment | #REF! | 1245387.3 | 0 | 0 | 0 | 0 | 0 | 0 | 0 | 0 | #REF!
PR423 | Maryland ZS establishment | #REF! | 0 | 4335635.2 | 8888052.16 | 9110253.464 | 0 | 0 | 0 | 0 | 0 | #REF!
PR425 | Austral ZS establishment (interim initially) | #REF! | 0 | 3736022.5 | 0 | 0 | 0 | 0 | 0 | 0 | 0 | #REF!
PR427 | Leppington North ZS establishment | #REF! | 1799807.75 | 0 | 0 | 0 | 0 | 0 | 0 | 0 | 0 | #REF!
PR433 | Rossmore ZS establishment | #REF! | 0 | 0 | 0 | 0 | 0 | 0 | 0 | 0 | 0 | #REF!
PR435 | Catherine Fields North ZS establishment (interim) | #REF! | 0 | 0 | 0 | 0 | 0 | 0 | 0 | 5228410.5138 | 10718241.5533 | #REF!
PR437 | #N/A | #REF! | #N/A | #N/A | #N/A | #N/A | #N/A | #N/A | #N/A | #N/A | #N/A | #REF!
PR439 | North Bringelly ZS establishment | #REF! | 0 | 0 | 0 | 0 | 0 | 0 | 5253991.0312 | 10770681.614 | 11039948.6543 | #REF!
PR444 | Culburra Beach development (33kV fdr and single transformer ZS) | #REF! | 0 | 0 | 0 | 0 | 0 | 0 | 4555638.1509 | 2334764.5524 | 0 | #REF!
PR499 | Southpipe (Oakdale Estate) ZS 132/11kV establishment | #REF! | 6505880 | 13337054 | 13670480.35 | 0 | 0 | 0 | 0 | 0 | 0 | #REF!
PR620 | West Dapto ZS establishment | #REF! | 0 | 0 | 4399744.3375 | 9019475.8919 | 5285034.0441 | 4058926.9637 | 0 | 0 | 0 | #REF!
PR653 | Avondale (South West Dapto) 132/11kV ZS establishment | #REF! | 0 | 0 | 0 | 0 | 0 | 0 | 5943428.7683 | 6092014.4875 | 6244314.8497 | #REF!
PR656 | Leppington South ZS establishment (permanent) | #REF! | 13905811.125 | 3705231.8331 | 0 | 0 | 0 | 0 | 0 | 0 | 0 | #REF!
PR657 | Calderwood ZS establishment (interim initially) | #REF! | 1513412.5 | 1551247.8125 | 0 | 0 | 0 | 0 | 0 | 0 | 0 | #REF!
PR673 | Liverpool ZS 11kV switchboard extension & distribution works | #REF! | 300000.075 | 0 | 0 | 0 | 0 | 0 | 0 | 0 | 0 | #REF!
PR677 | South Penrith Zone Substation | #REF! | 0 | 0 | 0 | 6430813.9008 | 13183168.4966 | 13512747.709 | 0 | 0 | 0 | #REF!
PR698 | Marsden Park (residential) 132/11kV ZS - stage 2 | #REF! | 3140600 | 3219115 | 0 | 0 | 0 | 0 | 0 | 0 | 0 | #REF!
PR700 | Riverstone east ZS establishment | #REF! | 0 | 0 | 4399744.3375 | 9019475.8919 | 5285034.0441 | 4058926.9637 | 0 | 0 | 0 | #REF!
PR702 | #N/A | #REF! | #N/A | #N/A | #N/A | #N/A | #N/A | #N/A | #N/A | #N/A | #N/A | #REF!
PR710 | #N/A | #REF! | #N/A | #N/A | #N/A | #N/A | #N/A | #N/A | #N/A | #N/A | #N/A | #REF!
PR713 | Box Hill 132/22kV ZS establishment | #REF! | 7348840 | 15065122 | 15441750.05 | 0 | 0 | 0 | 0 | 0 | 0 | #REF!
PR722 | Camellia TS connection works for Ausgrid | #REF! | 281847.325 | 110304.0681 | 0 | 0 | 0 | 0 | 0 | 0 | 0 | #REF!
PR723 | Supply to Luddenham Science Park | #REF! | 0 | 0 | 0 | 9511555.6785 | 19498689.141 | 19986156.3695 | 0 | 0 | 0 | #REF!
PR724 | Establish Mt Gilead ZS | #REF! | 0 | 0 | 4355591.8219 | 8928963.2348 | 5192258.5706 | 4058926.9637 | 0 | 0 | 0 | #REF!
PR728 | Western Sydney Employment Lands ZS | #REF! | 0 | 0 | 4864314.9531 | 9971845.6539 | 10221141.7953 | 0 | 0 | 0 | 0 | #REF!
PR729 | Cheriton Avenue 3rd transformer | #REF! | 0 | 0 | 0 | 0 | 0 | 0 | 0 | 0 | 0 | #REF!
PR732 | Feeder 214/215 contraints | #REF! | 5268500 | 5400212.5 | 0 | 0 | 0 | 0 | 0 | 0 | 0 | #REF!
PR733 | Bringelly ZS augmentation | #REF! | 0 | 0 | 0 | 0 | 0 | 4944932.7353 | 10137112.1073 | 10390539.91 | 0 | #REF!
PR739 | South Gilead (South Campbelltown) | #REF! | 0 | 0 | 0 | 0 | 0 | 4690495.9993 | 9615516.7986 | 9855904.7185 | 0 | #REF!
PR740 | AFIC upgrade Minto, Prospect, Kingswood | #REF! | 318942.075 | 0 | 0 | 0 | 0 | 0 | 0 | 0 | 0 | #REF!
PR741 | Western Sydney Airport 132kV supply | #REF! | 0 | 0 | 16701676.5439 | 17119218.4575 | 17547198.9189 | 0 | 0 | 0 | 0 | #REF!
PR742 | North Bomaderry ZS establishment | #REF! | 0 | 0 | 3966403.55 | 8131127.2775 | 4374476.7143 | 4058926.9637 | 0 | 0 | 0 | #REF!
PR744 | Termeil ZS establishment | #REF! | 0 | 0 | 0 | 0 | 0 | 4616449.5746 | 4731860.8139 | 0 | 0 | #REF!
PR745 | Austral Permanent ZS establishment | #REF! | 0 | 0 | 0 | 0 | 0 | 12198235.2195 | 12503191.1 | 0 | 0 | #REF!
PR746 | Sydney University - Western Sydney Employment Lands ZS establishment | #REF! | 0 | 0 | 0 | 0 | 0 | 0 | 0 | 14932745.9119 | 15306064.5597 | #REF!
PR748 | Establish permanent Catherine Park ZS | #REF! | 0 | 0 | 0 | 0 | 2149675.6045 | 4406834.9892 | 4517005.8639 | 0 | 0 | #REF!
PR749 | Nepean ZS augmentation | #REF! | 0 | 0 | 0 | 0 | 0 | 0 | 4279268.7132 | 0 | 0 | #REF!
PR750 | #N/A | #REF! | #N/A | #N/A | #N/A | #N/A | #N/A | #N/A | #N/A | #N/A | #N/A | #REF!
PR751 | Parklea ZS to Bella Vista ZS load transfer | #REF! | 0 | 1050625 | 0 | 0 | 0 | 0 | 0 | 0 | 0 | #REF!
PR752 | Kemps Creek 132kV conversion | #REF! | 0 | 0 | 0 | 0 | 0 | 0 | 0 | 0 | 0 | #REF!
PR754 | Augment Westmead Zone Substation | #REF! | 0 | 0 | 0 | 5658696.7838 | 5800164.2034 | 0 | 0 | 0 | 0 | #REF!
PR755 | Narellan ZS busbar augmentation | #REF! | 0 | 0 | 0 | 0 | 0 | 0 | 8653632.2867 | 0 | 0 | #REF!
PR756 | #N/A | #REF! | #N/A | #N/A | #N/A | #N/A | #N/A | #N/A | #N/A | #N/A | #N/A | #REF!
| Major Projects Total | #REF! | #N/A | #N/A | #N/A | #N/A | #N/A | #N/A | #N/A | #N/A | #N/A | #REF!
PRL | Major Projects – Land
PR248 | Penrith Lakes ZS site acquisition | #REF! | 0 | 0 | 0 | 0 | 0 | 347908.0255 | 0 | 0 | 0 | #REF!
PR599 | #N/A | #REF! | #N/A | #N/A | #N/A | #N/A | #N/A | #N/A | #N/A | #N/A | #N/A | #REF!
PR430 | North Rossmore ZS site purchase | #REF! | 0 | 0 | 0 | 3311438.6719 | 0 | 0 | 0 | 0 | 0 | #REF!
PR432 | Rossmore ZS site purchase | #REF! | 0 | 0 | 0 | 0 | 3394224.6387 | 0 | 0 | 0 | 0 | #REF!
PR438 | North Bringelly ZS site purchase | #REF! | 0 | 0 | 3769117.1875 | 0 | 0 | 0 | 0 | 0 | 0 | #REF!
PR602 | Riverstone West site purchase | #REF! | 0 | 0 | 0 | 0 | 0 | 0 | 0 | 6092014.4875 | 0 | #REF!
PR603 | Eschol Park ZS site purchase | #REF! | 0 | 0 | 0 | 0 | 0 | 0 | 0 | 0 | 0 | #REF!
PR659 | Avondale (South West Dapto) 132/11kV Zone Substation establishment site purchase | #REF! | 0 | 0 | 0 | 0 | 0 | 2899233.5455 | 0 | 0 | 0 | #REF!
PR703 | Riverstone East site purchase | #REF! | 6150000 | 0 | 0 | 0 | 0 | 0 | 0 | 0 | 0 | #REF!
PR704 | Oakdale (Southpipe) site purchase | #REF! | 200000.05 | 0 | 0 | 0 | 0 | 0 | 0 | 0 | 0 | #REF!
PR717 | Acquire improved site for West Dapto ZS | #REF! | 2050000 | 0 | 0 | 0 | 0 | 0 | 0 | 0 | 0 | #REF!
PR727 | #N/A | #REF! | #N/A | #N/A | #N/A | #N/A | #N/A | #N/A | #N/A | #N/A | #N/A | #REF!
| Major Projects – Land Total | #REF! | #N/A | #N/A | #N/A | #N/A | #N/A | #N/A | #N/A | #N/A | #N/A | #REF!
AG | Automation growth | #REF! | 307500 | 315187.5 | 323067.1875 | 331143.8672 | 339422.4639 | 347908.0255 | 356605.7261 | 365520.8693 | 374658.891 | #REF!
HVW | HV development works | #REF! | 6970865.1 | 7462655.5644 | 7158488.2801 | 6926477.7679 | 6728594.3887 | 6958160.5093 | 7132114.522 | 7310417.3851 | 7493177.8197 | #REF!
LV | Low Voltage Development
LV001 | Overloaded distribution sub uprates | #REF! | 82000 | 84050 | 86151.25 | 88305.0312 | 90512.657 | 92775.4735 | 95094.8603 | 97472.2318 | 99909.0376 | #REF!
| Low Voltage Development Total | #REF! | 82000 | 84050 | 86151.25 | 88305.0312 | 90512.657 | 92775.4735 | 95094.8603 | 97472.2318 | 99909.0376 | #REF!
| Augex Total | #REF! | #N/A | #N/A | #N/A | #N/A | #N/A | #N/A | #N/A | #N/A | #N/A | #REF!
Repex
TS | Transmission Substation Refurbishment
TS004 | 132kV circuit breaker replacement | #REF! | 0 | 0 | 0 | 399580.2664 | 409569.7731 | 419809.0174 | 430304.2428 | 441061.8489 | 452088.3951 | #REF!
TS005 | 33kV circuit breaker replacement | #REF! | 0 | 0 | 0 | 849935.9258 | 871184.3239 | 1373077.0072 | 1407403.9323 | 1442589.0307 | 1478653.7564 | #REF!
TS007 | 11kV circuit breaker replacement | #REF! | 0 | 367718.75 | 376911.7187 | 0 | 0 | 0 | 0 | 0 | 0 | #REF!
TS008 | Battery replacement | #REF! | 533000 | 546325 | 559983.125 | 573982.7031 | 588332.2707 | 1206081.1549 | 1236233.1838 | 1267139.0134 | 1298817.4887 | #REF!
TS009 | Auxiliary switchgear replacement | #REF! | 0 | 0 | 0 | 311275.2352 | 0 | 327033.5439 | 0 | 0 | 0 | #REF!
TS015 | Replacement of surge arrester in zone and sub-transmission substations | #REF! | 37925 | 123973.75 | 127073.0937 | 130249.9211 | 56570.4106 | 57984.6709 | 59434.2877 | 60920.1449 | 62443.1485 | #REF!
TS016 | VT and CT replacement | #REF! | 0 | 0 | 0 | 770461.3977 | 789722.9326 | 809466.0059 | 829702.6561 | 850445.2225 | 871706.353 | #REF!
TS017 | Transformer Renewals Total | #REF! | #N/A | #N/A | #N/A | #N/A | #N/A | #N/A | #N/A | #N/A | #N/A | #REF!
TS024 | Building and amenities refurbishment | #REF! | 1537500 | 1575937.5 | 1615335.9375 | 1655719.3359 | 1697112.3193 | 2319386.8364 | 2377371.5073 | 2436805.795 | 2497725.9399 | #REF!
TS025 | Asbestos and other hazardous material reporting, management and removal | #REF! | 91225 | 472781.25 | 484600.7812 | 571775.0773 | 588332.2707 | 625074.7524 | 534908.5892 | 548281.3039 | 646911.0184 | #REF!
TS026 | Noise attenuation in ZS and TS | #REF! | 0 | 0 | 1076890.625 | 0 | 1131408.2129 | 0 | 1188685.7537 | 0 | 1248862.9699 | #REF!
TS027 | Substation switchyard lighting improvement | #REF! | 112750 | 115568.75 | 118457.9687 | 121419.418 | 124454.9034 | 127566.276 | 130755.4329 | 134024.3187 | 137374.9267 | #REF!
TS031 | Substation safety fence upgrade program | #REF! | 102500 | 105062.5 | 107689.0625 | 110381.2891 | 113140.8213 | 115969.3418 | 118868.5754 | 121840.2898 | 124886.297 | #REF!
TS032 | Substation security systems | #REF! | 153750 | 157593.75 | 161533.5937 | 0 | 0 | 0 | 0 | 0 | 0 | #REF!
TS033 | Substation fire hydrant installations | #REF! | 205000 | 210125 | 215378.125 | 220762.5781 | 226281.6426 | 231938.6836 | 237737.1507 | 243680.5795 | 249772.594 | #REF!
TS034 | Substation deluge showers and fire blankets | #REF! | 164000 | 168100 | 172302.5 | 176610.0625 | 181025.3141 | 185550.9469 | 190189.7206 | 194944.4636 | 199818.0752 | #REF!
TS035 | Substation oil containment program - bund walls | #REF! | 71750 | 73543.75 | 75382.3437 | 77266.9023 | 79198.5749 | 81178.5393 | 83208.0028 | 85288.2028 | 87420.4079 | #REF!
TS036 | Substation earthing | #REF! | 348500 | 428655 | 0 | 0 | 0 | 0 | 0 | 0 | 0 | #REF!
TS049 | Circuit Breakers Renewals Total | #REF! | 0 | 0 | 0 | 49671.5801 | 50913.3696 | 0 | 0 | 0 | 56198.8336 | #REF!
TS050 | #N/A | #REF! | #N/A | #N/A | #N/A | #N/A | #N/A | #N/A | #N/A | #N/A | #N/A | #REF!
TS055 | 66kV circuit breaker replacement | #REF! | 264450 | 271061.25 | 0 | 0 | 0 | 299200.9019 | 306680.9244 | 314347.9476 | 322206.6462 | #REF!
TS057 | #N/A | #REF! | #N/A | #N/A | #N/A | #N/A | #N/A | #N/A | #N/A | #N/A | #N/A | #REF!
TS086 | Busbar support and isolator replacement | #REF! | 0 | 99284.0625 | 101766.1641 | 104310.3182 | 106918.0761 | 109591.028 | 112330.8037 | 115139.0738 | 118017.5507 | #REF!
TS116 | Roof refurbishment for control and switch rooms | #REF! | 1537500 | 1575937.5 | 1615335.9375 | 1655719.3359 | 1697112.3193 | 1739540.1273 | 1783028.6305 | 1827604.3463 | 1873294.4549 | #REF!
TS122 | #N/A | #REF! | #N/A | #N/A | #N/A | #N/A | #N/A | #N/A | #N/A | #N/A | #N/A | #REF!
TS127 | #N/A | #REF! | #N/A | #N/A | #N/A | #N/A | #N/A | #N/A | #N/A | #N/A | #N/A | #REF!
TS128 | #N/A | #REF! | #N/A | #N/A | #N/A | #N/A | #N/A | #N/A | #N/A | #N/A | #N/A | #REF!
TS144 | Substation fire stopping measures | #REF! | 67650 | 69341.25 | 71074.7812 | 72851.6508 | 74672.9421 | 76539.7656 | 78453.2597 | 80414.5912 | 82424.956 | #REF!
TS146 | Marayong Zone Substation renewal | #REF! | 8409999.95 | 1921674.0231 | 0 | 0 | 0 | 0 | 0 | 0 | 0 | #REF!
TS155 | Sussex Inlet Zone Substation - stage 2 renewal | #REF! | 1720519.9 | 39235.5906 | 0 | 0 | 0 | 0 | 0 | 0 | 0 | #REF!
TS163 | #N/A | #REF! | #N/A | #N/A | #N/A | #N/A | #N/A | #N/A | #N/A | #N/A | #N/A | #REF!
TS165 | #N/A | #REF! | #N/A | #N/A | #N/A | #N/A | #N/A | #N/A | #N/A | #N/A | #N/A | #REF!
TS167 | Carlingford Transmission Substation control building replacement | #REF! | 0 | 4727812.5 | 4846007.8125 | 4967158.0078 | 0 | 0 | 0 | 0 | 0 | #REF!
TS173 | 11kV switchboard truck replacement program | #REF! | 3739200 | 3832680 | 3928497 | 3231964.1437 | 3312763.2473 | 3395582.3285 | 3480471.8867 | 3567483.6839 | 0 | #REF!
TS174 | #N/A | #REF! | #N/A | #N/A | #N/A | #N/A | #N/A | #N/A | #N/A | #N/A | #N/A | #REF!
TS177 | Substation battery duplication | #REF! | 0 | 964473.75 | 823821.3281 | 0 | 0 | 0 | 0 | 0 | 0 | #REF!
TS179 | #N/A | #REF! | #N/A | #N/A | #N/A | #N/A | #N/A | #N/A | #N/A | #N/A | #N/A | #REF!
TS180 | Transformer fire wall installation | #REF! | 0 | 630375 | 646134.375 | 662287.7344 | 678844.9277 | 695816.0509 | 713211.4522 | 731041.7385 | 749317.782 | #REF!
TS181 | #N/A | #REF! | #N/A | #N/A | #N/A | #N/A | #N/A | #N/A | #N/A | #N/A | #N/A | #REF!
TS184 | #N/A | #REF! | #N/A | #N/A | #N/A | #N/A | #N/A | #N/A | #N/A | #N/A | #N/A | #REF!
TS185 | #N/A | #REF! | #N/A | #N/A | #N/A | #N/A | #N/A | #N/A | #N/A | #N/A | #N/A | #REF!
TS187 | #N/A | #REF! | #N/A | #N/A | #N/A | #N/A | #N/A | #N/A | #N/A | #N/A | #N/A | #REF!
TS188 | #N/A | #REF! | #N/A | #N/A | #N/A | #N/A | #N/A | #N/A | #N/A | #N/A | #N/A | #REF!
TS199 | Future sub-transmission substation renewal programs | #REF! | 0 | 0 | 0 | 0 | 0 | 0 | 0 | 5482813.0388 | 11614425.6205 | #REF!
TS600 | Power transformer replacement | #REF! | 1742500 | 12187250 | 8076679.6875 | 12141941.7969 | 12558631.1631 | 14728106.4113 | 15096309.0716 | 15473716.7984 | 15860559.7183 | #REF!
TS615 | #N/A | #REF! | #N/A | #N/A | #N/A | #N/A | #N/A | #N/A | #N/A | #N/A | #N/A | #REF!
TS616 | Camellia TS transformer replacement and 33kV busbar rearrangement | #REF! | 340958.05 | 0 | 0 | 0 | 0 | 0 | 0 | 0 | 0 | #REF!
TS617 | Prospect ZS transformer replacement | #REF! | 29999.7 | 0 | 0 | 0 | 0 | 0 | 0 | 0 | 0 | #REF!
TS618 | Albion Park ZS transformer replacement | #REF! | 1616692.525 | 0 | 0 | 0 | 0 | 0 | 0 | 0 | 0 | #REF!
TS700 | 11kV zone substation switchboard replacement | #REF! | 0 | 4202500 | 4307562.5 | 8830503.125 | 13576898.5547 | 4638773.6729 | 4754743.0147 | 4873611.59 | 4995451.8798 | #REF!
TS701 | North Rocks ZS 11kV switchboard replacement | #REF! | 796984.65 | 38000.0556 | 0 | 0 | 0 | 0 | 0 | 0 | 0 | #REF!
TS702 | Kellyville ZS 11kV switchboard replacement | #REF! | 977000.275 | 278800.1537 | 0 | 0 | 0 | 0 | 0 | 0 | 0 | #REF!
TS703 | Horsley Park ZS 11kV switchboard replacement | #REF! | 434999.75 | 0 | 0 | 0 | 0 | 0 | 0 | 0 | 0 | #REF!
TS704 | Port Central ZS 11kV switchboard replacement | #REF! | 500868.3 | 0 | 0 | 0 | 0 | 0 | 0 | 0 | 0 | #REF!
| Transmission Substation Refurbishment Total | #REF! | #N/A | #N/A | #N/A | #N/A | #N/A | #N/A | #N/A | #N/A | #N/A | #REF!
TM | Transmission Mains Refurbishment
TM012 | Sub-transmission pole replacement | #REF! | 3813000 | 3908325 | 4006033.125 | 4106183.9531 | 5566528.4074 | 6424701.5369 | 6585319.0753 | 6749952.0522 | 6918700.8535 | #REF!
TM014 | Renewal of 33kV and 66kV gas and oil filled cables | #REF! | 0 | 0 | 0 | 0 | 0 | 0 | 2674542.9458 | 2741406.5194 | 2809941.6824 | #REF!
TM015 | Subtransmission tower replacement | #REF! | 984000 | 1008600 | 1033815 | 1059660.375 | 1086151.8844 | 2226611.363 | 2282276.647 | 2339333.5632 | 2397816.9023 | #REF!
TM027 | #N/A | #REF! | #N/A | #N/A | #N/A | #N/A | #N/A | #N/A | #N/A | #N/A | #N/A | #REF!
TM028 | 132kV oil cable replacement | #REF! | 0 | 0 | 0 | 0 | 0 | 11828872.8658 | 11767988.9613 | 12062188.6853 | 12738402.2935 | #REF!
TM030 | Feeder 7028 replacement | #REF! | 1640000 | 1681000 | 1723025 | 0 | 0 | 0 | 0 | 0 | 0 | #REF!
TM132 | Sub-transmission pilot cable renewal program | #REF! | 0 | 0 | 0 | 0 | 0 | 0 | 1325384.6153 | 1358519.2307 | 1392482.2115 | #REF!
TM134 | Wollongong - Port Kembla pilot cable replacement | #REF! | 0 | 0 | 0 | 0 | 0 | 0 | 1979161.7799 | 2028640.8244 | 2079356.845 | #REF!
TM135 | Optical fibre protection and communication upgrades in the Blue Mountains | #REF! | 0 | 0 | 0 | 0 | 0 | 0 | 1103100.3794 | 1130677.8889 | 1158944.8361 | #REF!
TM137 | Optical fibre protection and communication upgrades in the Macarthur area | #REF! | 0 | 0 | 0 | 0 | 0 | 0 | 1079326.6643 | 1106309.8309 | 1133967.5767 | #REF!
TM138 | #N/A | #REF! | #N/A | #N/A | #N/A | #N/A | #N/A | #N/A | #N/A | #N/A | #N/A | #REF!
TM171 | Replacement of corroded earthwires | #REF! | 0 | 0 | 0 | 0 | 156134.3334 | 1040244.9961 | 1066251.121 | 1092907.3991 | 1120230.084 | #REF!
TM172 | Earthwire replacement due to fault rating | #REF! | 0 | 1050625 | 1076890.625 | 0 | 0 | 0 | 0 | 0 | 0 | #REF!
TM174 | Hardex earthwire replacement | #REF! | 0 | 1050625 | 1076890.625 | 1103812.8906 | 1131408.2129 | 1159693.4182 | 1188685.7537 | 1218402.8975 | 1248862.9699 | #REF!
TM302 | Oil filled cable auxiliary equipment refurbishment | #REF! | 0 | 75645 | 0 | 0 | 0 | 0 | 85585.3743 | 0 | 0 | #REF!
TM303 | Guilford and Camellia 132kV cables oil testing and flushing | #REF! | 0 | 94556.25 | 0 | 0 | 0 | 0 | 106981.7178 | 0 | 0 | #REF!
TM401 | #N/A | #REF! | #N/A | #N/A | #N/A | #N/A | #N/A | #N/A | #N/A | #N/A | #N/A | #REF!
TM419 | Future sub-transmission feeder refurbishment works | #REF! | 0 | 0 | 0 | 0 | 0 | 0 | 0 | 5482813.0388 | 11614425.6205 | #REF!
TM801 | Steel tower painting program | #REF! | 0 | 0 | 0 | 0 | 0 | 927754.7346 | 950948.6029 | 974722.318 | 999090.376 | #REF!
TM803 | Steel tower below ground rectification work | #REF! | 0 | 1575937.5 | 1615335.9375 | 1655719.3359 | 1697112.3193 | 1739540.1273 | 1783028.6305 | 1462083.477 | 936647.2275 | #REF!
TM805 | Earthing refurbishment of lines 940/941 | #REF! | 287000 | 294175 | 301529.375 | 309067.6094 | 22628.1643 | 23193.8684 | 23773.7151 | 24368.058 | 24977.2594 | #REF!
TM809 | Subtransmission line earthing refurbishment | #REF! | 0 | 630375 | 646134.375 | 662287.7344 | 678844.9277 | 695816.0509 | 713211.4522 | 731041.7385 | 749317.782 | #REF!
| Transmission Mains Capital Refurbishment Total | #REF! | #N/A | #N/A | #N/A | #N/A | #N/A | #N/A | #N/A | #N/A | #N/A | #REF!
DS | Distribution Refurbishment
DS002 | Pole substation refurbishment | #REF! | 717500 | 735437.5 | 753823.4375 | 827859.668 | 905126.5703 | 927754.7346 | 950948.6029 | 974722.318 | 999090.376 | #REF!
DS005 | Distribution pole replacement | #REF! | 11613250 | 12712562.5 | 13859582.3437 | 15056007.8281 | 16303592.3478 | 17604146.0885 | 19874825.8013 | 21309866.6774 | 21842613.3444 | #REF!
DS006 | LV CONSAC cable replacement | #REF! | 6918750 | 7879687.5 | 10499683.5937 | 10762175.6836 | 12728342.395 | 13046550.9549 | 14264229.044 | 14620834.7701 | 15923002.8668 | #REF!
DS007 | Service wire replacement program | #REF! | 9430000 | 9770812.5 | 10015082.8125 | 10431031.8164 | 11087800.4863 | 11364995.4985 | 12243463.2628 | 12549549.8444 | 13487720.0754 | #REF!
DS008 | Traffic black spot remediation | #REF! | 1025000 | 1050625 | 1076890.625 | 1103812.8906 | 1131408.2129 | 1159693.4182 | 1188685.7537 | 1218402.8975 | 1248862.9699 | #REF!
DS011 | HV distribution steel mains replacement | #REF! | 3788400 | 4530295 | 5638599.3125 | 5949551.4805 | 6795237.7266 | 6965118.6698 | 7139246.6365 | 7317727.8024 | 7500670.9975 | #REF!
DS014 | LV cable network renewal | #REF! | 0 | 1365812.5 | 1399957.8125 | 1434956.7578 | 1470830.6768 | 1507601.4437 | 1545291.4798 | 1583923.7668 | 1623521.8609 | #REF!
DS301 | Ground substation refurbishment program | #REF! | 522750 | 535818.75 | 915357.0312 | 938240.957 | 1154036.3771 | 1478609.1082 | 1515574.3359 | 1553463.6943 | 1592300.2867 | #REF!
DS302 | Distribution transformer replacement program | #REF! | 1281250 | 1313281.25 | 1346113.2812 | 1724707.6416 | 1767825.3326 | 1812020.966 | 1857321.4901 | 2056054.8895 | 2107456.2618 | #REF!
DS305 | Compact LV switchgear replacement | #REF! | 512500 | 525312.5 | 538445.3125 | 551906.4453 | 565704.1064 | 579846.7091 | 594342.8768 | 609201.4488 | 624431.485 | #REF!
DS307 | Holec MD4 epoxy switchgear replacement | #REF! | 6098750 | 5883500 | 6407499.2187 | 6567686.6992 | 6731878.8667 | 6900175.8384 | 9152880.3032 | 9381702.3108 | 11801755.066 | #REF!
DS308 | #N/A | #REF! | #N/A | #N/A | #N/A | #N/A | #N/A | #N/A | #N/A | #N/A | #N/A | #REF!
DS312 | Miscellaneous substation renewal expenditure | #REF! | 1537500 | 1575937.5 | 1615335.9375 | 1655719.3359 | 1697112.3193 | 1739540.1273 | 2377371.5073 | 2436805.795 | 3122157.4249 | #REF!
DS315 | Low voltage switchgear replacement | #REF! | 725700 | 743842.5 | 762438.5625 | 781499.5266 | 801037.0147 | 821062.9401 | 841589.5136 | 862629.2514 | 884194.9827 | #REF!
DS317 | Future distribution substation renewals | #REF! | 0 | 0 | 0 | 0 | 0 | 0 | 0 | 5482813.0388 | 11614425.6205 | #REF!
DS318 | Distribution substation earthing refurbishment | #REF! | 276750 | 283668.75 | 290760.4687 | 298029.4805 | 305480.2175 | 313117.2229 | 320945.1535 | 328968.7823 | 337193.0019 | #REF!
DS405 | Air break switch replacement program | #REF! | 3731000 | 3824275 | 3919881.875 | 4017878.9219 | 4118325.8949 | 4221284.0423 | 4326816.1434 | 4434986.5469 | 4545861.2106 | #REF!
DS409 | Miscellaneous mains renewal expenditure | #REF! | 1122375 | 1150434.375 | 1179195.2344 | 1208675.1152 | 1238891.9931 | 1391632.1019 | 1426422.9044 | 1462083.477 | 1498635.5639 | #REF!
DS413 | Low mains remediation | #REF! | 1665625 | 1707265.625 | 1749947.2656 | 1793695.9473 | 1838538.3459 | 1130701.0828 | 1158968.6098 | 1187942.8251 | 1217641.3957 | #REF!
DS414 | Copper distribution mains replacement | #REF! | 0 | 1008600 | 1033815 | 1059660.375 | 1086151.8844 | 1113305.6815 | 1426422.9044 | 2046916.8678 | 2397816.9023 | #REF!
DS415 | LV mains replacement | #REF! | 1127500 | 1155687.5 | 1184579.6875 | 1214194.1797 | 1244549.0342 | 1269864.2929 | 1301610.9003 | 1334151.1728 | 1367504.9521 | #REF!
DS416 | Asbestos service fuse replacement | #REF! | 267525 | 0 | 0 | 0 | 0 | 0 | 0 | 0 | 0 | #REF!
DS417 | Distribution access track reconstruction | #REF! | 451000 | 1479280 | 1326729.25 | 1359897.4812 | 1493458.841 | 1530795.312 | 1569065.1948 | 1876340.4622 | 1923248.9737 | #REF!
DS418 | Pole top structure/hardware refurbishment (LV) | #REF! | 2674891.25 | 2741763.5312 | 2810307.6195 | 2880565.31 | 2952579.4428 | 3026393.9288 | 3102053.7771 | 3179605.1215 | 3259095.2495 | #REF!
DS420 | Future distribution feeder refurbishment works | #REF! | 0 | 0 | 0 | 0 | 0 | 0 | 0 | 5482813.0388 | 11614425.6205 | #REF!
| Distribution Refurbishment Capital Total | #REF! | #N/A | #N/A | #N/A | #N/A | #N/A | #N/A | #N/A | #N/A | #N/A | #REF!
AU | Automation
AU004 | Substation SCADA RTU replacement | #REF! | 2234500 | 2290362.5 | 2347621.5625 | 2406312.1016 | 2466469.9041 | 2528131.6517 | 2591334.943 | 2656118.3166 | 2722521.2745 | #REF!
AU013 | SCADA master station development software | #REF! | 1137750 | 1166193.75 | 2272239.2187 | 2329045.1992 | 1255863.1163 | 1287259.6942 | 1319441.1866 | 2570830.1137 | 2635100.8666 | #REF!
| Automation Total | #REF! | 3372250 | 3456556.25 | 4619860.7812 | 4735357.3008 | 3722333.0204 | 3815391.3459 | 3910776.1296 | 5226948.4303 | 5357622.1411 | #REF!
CC | Communications
CC002 | Communications development SCADA | #REF! | 640625 | 551578.125 | 565367.5781 | 579501.7676 | 593989.3118 | 521862.0382 | 534908.5892 | 548281.3039 | 561988.3365 | #REF!
CC007 | SCADA radio repeaters | #REF! | 902000 | 882525 | 915357.0312 | 761630.8945 | 724101.2562 | 858173.1295 | 736985.1673 | 743225.7675 | 736829.1523 | #REF!
CC020 | Microwave refurbishment and extension | #REF! | 686750 | 703918.75 | 527676.4062 | 474639.543 | 316794.2996 | 1090111.8131 | 1842462.9182 | 1498635.5639 | 1898271.7143 | #REF!
| Communications Total | #REF! | 2229375 | 2138021.875 | 2008401.0156 | 1815772.2051 | 1634884.8676 | 2470146.9808 | 3114356.6746 | 2790142.6353 | 3197089.2031 | #REF!
PS | Protection Refurbishment
PS008 | Substation protection relay refurbishment | #REF! | 4484375 | 4727812.5 | 4846007.8125 | 4967158.0078 | 5091336.958 | 5508543.7365 | 5646257.3299 | 5787413.7632 | 5932099.1073 | #REF!
PS011 | Protection refurbishment (miscellaneous) | #REF! | 717500 | 735437.5 | 753823.4375 | 772669.0234 | 791985.749 | 811785.3927 | 832080.0276 | 852882.0283 | 874204.079 | #REF!
PS012 | Distribution feeder safety improvement | #REF! | 3177500 | 0 | 0 | 0 | 0 | 0 | 0 | 0 | 0 | #REF!
PS013 | Feeder differential relay replacement | #REF! | 0 | 346706.25 | 355373.9062 | 364258.2539 | 373364.7103 | 382698.828 | 392266.2987 | 402072.9562 | 412124.7801 | #REF!
PS014 | Under frequency load shedding | #REF! | 563750 | 577843.75 | 0 | 0 | 0 | 0 | 0 | 0 | 0 | #REF!
| Protection Refurbishment Total | #REF! | 8943125 | 6387800 | 5955205.1562 | 6104085.2852 | 6256687.4173 | 6703027.9573 | 6870603.6562 | 7042368.7476 | 7218427.9663 | #REF!
SP | Essential spares | #REF! | 1025000 | 1050625 | 1076890.625 | 1103812.8906 | 1131408.2129 | 1159693.4182 | 1188685.7537 | 1218402.8975 | 1248862.9699 | #REF!
| Total Repex | #REF! | #N/A | #N/A | #N/A | #N/A | #N/A | #N/A | #N/A | #N/A | #N/A | #REF!
Customer Connection
AR | Asset relocation | #REF! | 1664241.25 | 1643020.9569 | 1661087.6357 | 1694353.8909 | 1734526.8575 | 1777890.029 | 1822337.2797 | 1867895.7117 | 1914593.1045 | #REF!
DU | Duct installation RMS road works | #REF! | 2206549.275 | 2318255.5431 | 2435617.5261 | 2558919.7528 | 2688465.7724 | 2755677.4167 | 2824569.3521 | 2895183.5859 | 2967563.1755 | #REF!
IC | Industrial & commercial | #REF! | 7688980.1 | 5602510.3438 | 4936560.3145 | 4769957.4197 | 4803453.5325 | 4923539.8708 | 5046628.3675 | 5172794.0767 | 5302113.9287 | #REF!
NU | Non urban extension | #REF! | 1044823.5 | 780742.5512 | 712692.677 | 697271.9801 | 700813.481 | 718333.818 | 736292.1635 | 754699.4676 | 773566.9543 | #REF!
UR | Underground residential | #REF! | 22200527.275 | 15339844.6781 | 12662926.4048 | 12204412.0874 | 12223359.836 | 12528943.8319 | 12842167.4276 | 13163221.6133 | 13492302.1537 | #REF!
| Customer Connection Total | #REF! | 34805121.4 | 25684374.0731 | 22408884.5581 | 21924915.1309 | 22150619.4793 | 22704384.9663 | 23271994.5905 | 23853794.4552 | 24450139.3166 | #REF!
Reliability
RC | Reliability compliance | #REF! | 4100000 | 4202500 | 4307562.5 | 4415251.5625 | 4525632.8516 | 4638773.6729 | 4754743.0147 | 4873611.59 | 4995451.8798 | #REF!
| Reliability Total | #REF! | 4100000 | 4202500 | 4307562.5 | 4415251.5625 | 4525632.8516 | 4638773.6729 | 4754743.0147 | 4873611.59 | 4995451.8798 | #REF!
Other System
LV | Low Voltage Development
LV002 | Quality of supply reactive projects | #REF! | 512500 | 525312.5 | 538445.3125 | 551906.4453 | 565704.1064 | 579846.7091 | 594342.8768 | 609201.4488 | 624431.485 | #REF!
LV003 | LV planning reactive projects | #REF! | 1025000 | 1050625 | 1076890.625 | 1103812.8906 | 1131408.2129 | 1159693.4182 | 1188685.7537 | 1218402.8975 | 1248862.9699 | #REF!
LV005 | Dsub monitoring & LV feeder monitoring for solar PV | #REF! | 256250 | 262656.25 | 269222.6562 | 275953.2227 | 282852.0532 | 289923.3546 | 297171.4384 | 304600.7244 | 312215.7425 | #REF!
| Low Voltage Development Total | #REF! | 1793750 | 1838593.75 | 1884558.5937 | 1931672.5586 | 1979964.3726 | 2029463.4819 | 2080200.0689 | 2132205.0706 | 2185510.1974 | #REF!
PQ | Power Quality
PQ001 | Permanent power quality monitoring | #REF! | 102500 | 105062.5 | 107689.0625 | 110381.2891 | 113140.8213 | 115969.3418 | 118868.5754 | 121840.2898 | 124886.297 | #REF!
PQ004 | Power quality monitoring replacement | #REF! | 350960 | 648971.0625 | 940448.5828 | 1045973.0952 | 1543849.5 | 1507091.1786 | 1699245.3038 | 1741726.4364 | 1460675.1251 | #REF!
| Power Quality Total | #REF! | 453460 | 754033.5625 | 1048137.6453 | 1156354.3842 | 1656990.3213 | 1623060.5204 | 1818113.8792 | 1863566.7262 | 1585561.4221 | #REF!
EF | Efficiency
EF001 | Distribution management system | #REF! | 8800000.15 | 3800000.3094 | 100000.0634 | 0 | 0 | 0 | 0 | 0 | 0 | #REF!
EF002 | Technology pilots | #REF! | 512500 | 525312.5 | 2153781.25 | 2207625.7812 | 2262816.4258 | 2319386.8364 | 2377371.5073 | 2436805.795 | 2497725.9399 | #REF!
EF003 | #N/A | #REF! | #N/A | #N/A | #N/A | #N/A | #N/A | #N/A | #N/A | #N/A | #N/A | #REF!
| Efficiency Total | #REF! | #N/A | #N/A | #N/A | #N/A | #N/A | #N/A | #N/A | #N/A | #N/A | #REF!
MC | Metering
MC104 | Meters - renewal | #REF! | 61500 | 63037.5 | 10768.9062 | 11038.1289 | 11314.0821 | 11596.9342 | 11886.8575 | 12184.029 | 12488.6297 | #REF!
MC105 | Relays - renewal | #REF! | 981523.6 | 953111.2406 | 922664.811 | 890099.2616 | 855329.9006 | 818265.7596 | 778813.8303 | 736877.8884 | 692358.3908 | #REF!
MC107 | Test equipment | #REF! | 123000 | 84050 | 129226.875 | 88305.0312 | 135768.9855 | 98573.9405 | 142642.2904 | 103564.2463 | 149863.5564 | #REF!
MC109 | Demand management technology | #REF! | 1435000 | 787968.75 | 807667.9687 | 827859.668 | 848556.1597 | 869770.0637 | 891514.3153 | 913802.1731 | 936647.2275 | #REF!
| Metering Total | #REF! | 2601023.6 | 1888167.4906 | 1870328.561 | 1817302.0897 | 1850969.128 | 1798206.698 | 1824857.2935 | 1766428.3368 | 1791357.8043 | #REF!
SL | Streetlighting
SL001 | Streetlighting growth | #REF! | 1793750 | 1838593.75 | 1884558.5937 | 1931672.5586 | 1979964.3726 | 2029463.4819 | 2080200.0689 | 2132205.0706 | 2185510.1974 | #REF!
SL002 | Streetlighting refurbishment | #REF! | 3075000 | 3151875 | 3230671.875 | 3311438.6719 | 3394224.6387 | 3479080.2546 | 3566057.261 | 3655208.6925 | 3746588.9098 | #REF!
| Streetlighting | #REF! | 4868750 | 4990468.75 | 5115230.4687 | 5243111.2305 | 5374189.0112 | 5508543.7365 | 5646257.3299 | 5787413.7632 | 5932099.1073 | #REF!
| Other System Total | #REF! | #N/A | #N/A | #N/A | #N/A | #N/A | #N/A | #N/A | #N/A | #N/A | #REF!
Overheads
SW | Network Switching Total | #REF! | 6440998.4086 | 6705273.1814 | 7200594.4377 | 7169404.1994 | 7597249.4943 | 8609238.3838 | 9133710.9797 | 9679117.7549 | 10098288.2016 | #REF!
OH | Capitalised Overheads Total | #REF! | 74933792.5582 | 76982561.3027 | 79447826.1443 | 81088381.7774 | 83521620.538 | 89135191.2943 | 91806252.3768 | 94539843.993 | 97141980.5473 | #REF!
| Overheads Total | #REF! | 81374790.9669 | 83687834.4841 | 86648420.582 | 88257785.9769 | 91118870.0324 | 97744429.6781 | 100939963.3565 | 104218961.7479 | 107240268.7488 | #REF!
| Total Capex | #REF! | #N/A | #N/A | #N/A | #N/A | #N/A | #N/A | #N/A | #N/A | #N/A | #REF!
|  | #REF! | #N/A | #N/A | #N/A | #N/A | #N/A | #N/A | #N/A | #N/A | #N/A | #REF!
Program/Project |  | FY19 | FY20 | FY21 | FY22 | FY23 | FY24 | FY25 | FY26 | FY27 | FY28 | Total
Augex
PR | Major Projects | #REF! | #N/A | #N/A | #N/A | #N/A | #N/A | #N/A | #N/A | #N/A | #N/A | #REF!
PRL | Major Projects – Land | #REF! | #N/A | #N/A | #N/A | #N/A | #N/A | #N/A | #N/A | #N/A | #N/A | #REF!
AG | Automation growth | #REF! | 307500 | 315187.5 | 323067.1875 | 331143.8672 | 339422.4639 | 347908.0255 | 356605.7261 | 365520.8693 | 374658.891 | #REF!
HVW | HV development works | #REF! | 6970865.1 | 7462655.5644 | 7158488.2801 | 6926477.7679 | 6728594.3887 | 6958160.5093 | 7132114.522 | 7310417.3851 | 7493177.8197 | #REF!
LV | Low Voltage Development | #REF! | 82000 | 84050 | 86151.25 | 88305.0312 | 90512.657 | 92775.4735 | 95094.8603 | 97472.2318 | 99909.0376 | #REF!
| Augex Total | #REF! | #N/A | #N/A | #N/A | #N/A | #N/A | #N/A | #N/A | #N/A | #N/A | #REF!
Repex
TS | Transmission Substation Refurbishment | #REF! | #N/A | #N/A | #N/A | #N/A | #N/A | #N/A | #N/A | #N/A | #N/A | #REF!
TM | Transmission Mains Refurbishment | #REF! | #N/A | #N/A | #N/A | #N/A | #N/A | #N/A | #N/A | #N/A | #N/A | #REF!
DS | Distribution Refurbishment | #REF! | #N/A | #N/A | #N/A | #N/A | #N/A | #N/A | #N/A | #N/A | #N/A | #REF!
AU | Automation | #REF! | 3372250 | 3456556.25 | 4619860.7812 | 4735357.3008 | 3722333.0204 | 3815391.3459 | 3910776.1296 | 5226948.4303 | 5357622.1411 | #REF!
CC | Communications | #REF! | 2229375 | 2138021.875 | 2008401.0156 | 1815772.2051 | 1634884.8676 | 2470146.9808 | 3114356.6746 | 2790142.6353 | 3197089.2031 | #REF!
PS | Protection Refurbishment | #REF! | 8943125 | 6387800 | 5955205.1562 | 6104085.2852 | 6256687.4173 | 6703027.9573 | 6870603.6562 | 7042368.7476 | 7218427.9663 | #REF!
SP | Essential spares | #REF! | 1025000 | 1050625 | 1076890.625 | 1103812.8906 | 1131408.2129 | 1159693.4182 | 1188685.7537 | 1218402.8975 | 1248862.9699 | #REF!
| Repex Total | #REF! | #N/A | #N/A | #N/A | #N/A | #N/A | #N/A | #N/A | #N/A | #N/A | #REF!
Customer Connection
AR | Asset relocation | #REF! | 1664241.25 | 1643020.9569 | 1661087.6357 | 1694353.8909 | 1734526.8575 | 1777890.029 | 1822337.2797 | 1867895.7117 | 1914593.1045 | #REF!
DU | Duct installation RMS road works | #REF! | 2206549.275 | 2318255.5431 | 2435617.5261 | 2558919.7528 | 2688465.7724 | 2755677.4167 | 2824569.3521 | 2895183.5859 | 2967563.1755 | #REF!
IC | Industrial & commercial | #REF! | 7688980.1 | 5602510.3438 | 4936560.3145 | 4769957.4197 | 4803453.5325 | 4923539.8708 | 5046628.3675 | 5172794.0767 | 5302113.9287 | #REF!
NU | Non urban extension | #REF! | 1044823.5 | 780742.5512 | 712692.677 | 697271.9801 | 700813.481 | 718333.818 | 736292.1635 | 754699.4676 | 773566.9543 | #REF!
UR | Underground residential | #REF! | 22200527.275 | 15339844.6781 | 12662926.4048 | 12204412.0874 | 12223359.836 | 12528943.8319 | 12842167.4276 | 13163221.6133 | 13492302.1537 | #REF!
| Customer Connection Total | #REF! | 34805121.4 | 25684374.0731 | 22408884.5581 | 21924915.1309 | 22150619.4793 | 22704384.9663 | 23271994.5905 | 23853794.4552 | 24450139.3166 | #REF!
Reliability
RC | Reliability compliance | #REF! | 4100000 | 4202500 | 4307562.5 | 4415251.5625 | 4525632.8516 | 4638773.6729 | 4754743.0147 | 4873611.59 | 4995451.8798 | #REF!
| Reliability Total | #REF! | 4100000 | 4202500 | 4307562.5 | 4415251.5625 | 4525632.8516 | 4638773.6729 | 4754743.0147 | 4873611.59 | 4995451.8798 | #REF!
Other System
LV | Low Voltage Development | #REF! | 1793750 | 1838593.75 | 1884558.5937 | 1931672.5586 | 1979964.3726 | 2029463.4819 | 2080200.0689 | 2132205.0706 | 2185510.1974 | #REF!
PQ | Power Quality | #REF! | 453460 | 754033.5625 | 1048137.6453 | 1156354.3842 | 1656990.3213 | 1623060.5204 | 1818113.8792 | 1863566.7262 | 1585561.4221 | #REF!
EF | Efficiency | #REF! | #N/A | #N/A | #N/A | #N/A | #N/A | #N/A | #N/A | #N/A | #N/A | #REF!
MC | Metering | #REF! | 2601023.6 | 1888167.4906 | 1870328.561 | 1817302.0897 | 1850969.128 | 1798206.698 | 1824857.2935 | 1766428.3368 | 1791357.8043 | #REF!
SL | Streetlighting | #REF! | 4868750 | 4990468.75 | 5115230.4687 | 5243111.2305 | 5374189.0112 | 5508543.7365 | 5646257.3299 | 5787413.7632 | 5932099.1073 | #REF!
| Other System Total | #REF! | #N/A | #N/A | #N/A | #N/A | #N/A | #N/A | #N/A | #N/A | #N/A | #REF!
Overheads
SW | Network Switching Total | #REF! | 6440998.4086 | 6705273.1814 | 7200594.4377 | 7169404.1994 | 7597249.4943 | 8609238.3838 | 9133710.9797 | 9679117.7549 | 10098288.2016 | #REF!
OH | Capitalised Overheads Total | #REF! | 74933792.5582 | 76982561.3027 | 79447826.1443 | 81088381.7774 | 83521620.538 | 89135191.2943 | 91806252.3768 | 94539843.993 | 97141980.5473 | #REF!
| Overheads Total | #REF! | 81374790.9669 | 83687834.4841 | 86648420.582 | 88257785.9769 | 91118870.0324 | 97744429.6781 | 100939963.3565 | 104218961.7479 | 107240268.7488 | #REF!
| Capex Total | #REF! | #N/A | #N/A | #N/A | #N/A | #N/A | #N/A | #N/A | #N/A | #N/A | #REF!
|  | #REF! | #N/A | #N/A | #N/A | #N/A | #N/A | #N/A | #N/A | #N/A | #N/A | #REF!

## Doc - CASH (hidden)
Program/Project Description |  | Division | RIN Category | Rank | Weighted Rank | Percent | Plant
AG | Automation - operational/capacity risk | Program - Short Term Need | Augex | 190 | 2850 | 65.71% | AGs
AR | Asset relocation | Program - Short Term Need | Customer Connection | 140 | 2100 | 77.81% | ARs
AU004 | Substation SCADA RTU replacement | Program - Short Term Need | Repex | 220 | 3300 | 53.99% | AU004s
AU013 | SCADA master station development software | Program - Short Term Need | Repex | 310 | 4650 | 20.88% | AU013s
CC002 | Communications development SCADA | Program - Short Term Need | Repex | 150 | 2250 | 70.42% | CC002s
CC007 | SCADA radio repeaters | Program - Short Term Need | Repex | 270 | 4050 | 37% | CC007s
CC020 | Microwave refurbishment and extension | Program - Short Term Need | Repex | 230 | 3450 | 50.98% | CC020s
DS002 | Pole substation refurbishment | Program - Short Term Need | Repex | 280 | 4200 | 36.07% | DS002s
DS005 | Distribution pole replacement | Program - Short Term Need | Repex | 310 | 4650 | 20.88% | DS005s
DS006 | LV CONSAC cable replacement | Program - Short Term Need | Repex | 230 | 3450 | 50.98% | DS006s
DS007 | Service wire replacement program | Program - Short Term Need | Repex | 300 | 4500 | 25.39% | DS007s
DS008 | Traffic black spot remediation | Program - Short Term Need | Repex | 150 | 2250 | 70.42% | DS008s
DS011 | HV distribution steel mains replacement | Program - Short Term Need | Repex | 280 | 4200 | 36.07% | DS011s
DS014 | LV cable network renewal | Program - Short Term Need | Repex | 230 | 3450 | 50.98% | DS014s
DS301 | Ground substation refurbishment program | Program - Short Term Need | Repex | 240 | 3600 | 42.42% | DS301s
DS302 | Distribution transformer replacement program | Program - Short Term Need | Repex | 270 | 4050 | 37% | DS302s
DS305 | Compact LV switchgear replacement | Program - Short Term Need | Repex | 240 | 3600 | 42.42% | DS305s
DS307 | Holec MD4 epoxy switchgear replacement | Program - Short Term Need | Repex | 280 | 4200 | 36.07% | DS307s
DS308 | HV RGB12 switchgear replacement | Program - Short Term Need | Repex |  | 4200 | 36.07% | DS308s
DS312 | Miscellaneous substation renewal expenditure | Program - Short Term Need | Repex | 230 | 3450 | 50.98% | DS312s
DS315 | Low voltage switchgear replacement | Program - Short Term Need | Repex | 280 | 4200 | 36.07% | DS315s
DS317 | Future distribution substation renewals | Program - Short Term Need | Repex | 180 | 2700 | 66.07% | DS317s
DS318 | Distribution substation earthing refurbishment | Program - Short Term Need | Repex | 340 | 5100 | 9.228% | DS318s
DS405 | Air break switch replacement program | Program - Short Term Need | Repex | 280 | 4200 | 36.07% | DS405s
DS409 | Miscellaneous mains renewal expenditure | Program - Short Term Need | Repex | 290 | 4350 | 29.11% | DS409s
DS413 | Low mains remediation | Program - Short Term Need | Repex | 230 | 3450 | 50.98% | DS413s
DS414 | Copper distribution mains replacement | Program - Short Term Need | Repex | 260 | 3900 | 38.3% | DS414s
DS415 | LV mains replacement | Program - Short Term Need | Repex | 190 | 2850 | 65.71% | DS415s
DS416 | Asbestos service fuse replacement | Program - Short Term Need | Repex | 200 | 3000 | 58.17% | DS416s
DS417 | Distribution access track reconstruction | Program - Short Term Need | Repex | 290 | 4350 | 29.11% | DS417s
DS418 | Pole top structure/hardware refurbishment (LV) | Program - Short Term Need | Repex | 330 | 4950 | 12.48% | DS418s
DS420 | Future distribution feeder refurbishment works | Program - Short Term Need | Repex | 180 | 2700 | 66.07% | DS420s
DU | Duct installation RMS road works | Program - Short Term Need | Customer Connection | 170 | 2550 | 68.26% | DUs
EF001 | Distribution management system | Program - Short Term Need | Other | 260 | 3900 | 38.3% | EF001s
EF002 | Technology pilots | Program - Short Term Need | Other | 230 | 3450 | 50.98% | EF002s
EF003 | Battery energy storage system pilot | Program - Short Term Need | Other |  | 3450 | 50.98% | EF003s
EH | Dist environmental enhancement program | Program - Short Term Need | Other | 190 | 2850 | 65.71% | EHs
HVW | HV development works | Program - Short Term Need | Augex | 350 | 5250 | 4.682% | HVWs
IC | Industrial & commercial | Program - Short Term Need | Customer Connection | 200 | 3000 | 58.17% | ICs
LV001 | Overloaded distribution sub uprates | Program - Short Term Need | Augex | 330 | 4950 | 12.48% | LV001s
LV002 | Quality of supply reactive projects | Program - Short Term Need | Other | 300 | 4500 | 25.39% | LV002s
LV003 | LV planning reactive projects | Program - Short Term Need | Other | 300 | 4500 | 25.39% | LV003s
LV005 | Dsub monitoring & LV feeder monitoring for solar PV | Program - Short Term Need | Other | 250 | 3750 | 38.4% | LV005s
MC104 | Meters - renewal | Program - Short Term Need | Other | 50 | 750 | 99.19% | MC104s
MC105 | Relays - renewal | Program - Short Term Need | Other | 100 | 1500 | 92.23% | MC105s
MC107 | Test equipment | Program - Short Term Need | Other | 50 | 750 | 99.19% | MC107s
MC109 | Demand management technology | Program - Short Term Need | Other | 80 | 1200 | 94.51% | MC109s
NU | Non urban extension | Program - Short Term Need | Customer Connection | 120 | 1800 | 81.86% | NUs
PQ001 | Permanent power quality monitoring | Program - Short Term Need | Other | 300 | 4500 | 25.39% | PQ001s
PQ004 | Power quality monitoring replacement | Program - Short Term Need | Other | 200 | 3000 | 58.17% | PQ004s
PR081 | Collimore Park ZS establishment | Major Project - Future/Planning Stage | Augex | 210 | 1050 | 95.95% | PR081
PR110 | Edmondson Park ZS establishment | Major Project - Committed Project | Augex | 170 | 2550 | 68.26% | PR110
PR113 | Augment feeder 308 Nepean to Douglas Park | Major Project - Committed Project | Augex | 340 | 5100 | 9.228% | PR113
PR170 | Holsworthy 33/11kV ZS establishment | Major Project - Future/Planning Stage | Augex | 40 | 200 | 100% | PR170
PR190 | Eschol Park ZS establishment | Major Project - Future/Planning Stage | Augex | 80 | 400 | 99.71% | PR190
PR248 | Penrith Lakes ZS site acquisition | Major Project - Future/Planning Stage | Augex | 140 | 700 | 99.19% | PR248
PR249 | Establish Penrith Lakes 33/11kV Zone Substation | Major Project - Future/Planning Stage | Augex | 140 | 700 | 99.19% | PR249
PR258 | Menangle Park 66/11kV ZS establishment | Major Project - Committed Project | Augex | 170 | 2550 | 68.26% | PR258
#N/A | #N/A | #N/A | Augex | #N/A | #N/A | #N/A | PR270
PR278 | Kemps Creek new BSP associated works | Major Project - Future/Planning Stage | Augex | 20 | 100 | 100% | PR278
PR292 | South Marsden Park (industrial) 132/11kV ZS establishment | Major Project - Committed Project | Augex | 210 | 3150 | 54.53% | PR292
PR423 | Maryland ZS establishment | Major Project - Prior to Approval | Augex | 80 | 800 | 99.14% | PR423
PR425 | Austral ZS establishment (interim initially) | Major Project - Prior to Approval | Augex | 160 | 1600 | 91.23% | PR425
PR427 | Leppington North ZS establishment | Major Project - Committed Project | Augex | 210 | 3150 | 54.53% | PR427
PR430 | North Rossmore ZS site purchase | Major Project - Prior to Approval | Augex | 40 | 400 | 99.71% | PR430
PR432 | Rossmore ZS site purchase | Major Project - Prior to Approval | Augex | 40 | 400 | 99.71% | PR432
PR433 | Rossmore ZS establishment | Major Project - Future/Planning Stage | Augex | 160 | 800 | 99.14% | PR433
PR435 | Catherine Fields North ZS establishment (interim) | Major Project - Future/Planning Stage | Augex | 140 | 700 | 99.19% | PR435
PR437 | Catherine Fields 11kV feeder works | Major Project - Committed Project | Augex |  | 2400 | 69.32% | PR437
PR438 | North Bringelly ZS site purchase | Major Project - Prior to Approval | Augex | 20 | 200 | 100% | PR438
PR439 | North Bringelly ZS establishment | Major Project - Future/Planning Stage | Augex | 40 | 200 | 100% | PR439
PR444 | Culburra Beach development (33kV fdr and single transformer ZS) | Major Project - Future/Planning Stage | Augex | 110 | 550 | 99.19% | PR444
PR499 | Southpipe (Oakdale Estate) ZS 132/11kV establishment | Major Project - Committed Project | Augex | 140 | 2100 | 77.81% | PR499
PR599 | Penrith CBD ZS site purchase | Major Project - Committed Project | Augex |  | 2100 | 77.81% | PR599
PR602 | Riverstone West site purchase | Major Project - Future/Planning Stage | Augex | 70 | 350 | 99.71% | PR602
PR603 | Eschol Park ZS site purchase | Major Project - Future/Planning Stage | Augex | 100 | 500 | 99.19% | PR603
PR620 | West Dapto ZS establishment | Major Project - Prior to Approval | Augex | 110 | 1100 | 95.95% | PR620
PR653 | Avondale (South West Dapto) 132/11kV ZS establishment | Major Project - Future/Planning Stage | Augex | 110 | 550 | 99.19% | PR653
PR656 | Leppington South ZS establishment (permanent) | Major Project - Committed Project | Augex | 230 | 3450 | 50.98% | PR656
PR657 | Calderwood ZS establishment (interim initially) | Major Project - Committed Project | Augex | 170 | 2550 | 68.26% | PR657
PR659 | Avondale (South West Dapto) 132/11kV Zone Substation establishment site purchase | Major Project - Future/Planning Stage | Augex | 60 | 300 | 99.71% | PR659
PR673 | Liverpool ZS 11kV switchboard extension & distribution works | Major Project - Committed Project | Augex | 360 | 5400 | 1.962% | PR673
PR677 | South Penrith Zone Substation | Major Project - Prior to Approval | Augex | 210 | 2100 | 77.81% | PR677
PR698 | Marsden Park (residential) 132/11kV ZS - stage 2 | Major Project - Prior to Approval | Augex | 200 | 2000 | 80.12% | PR698
PR700 | Riverstone east ZS establishment | Major Project - Prior to Approval | Augex | 120 | 1200 | 94.51% | PR700
PR702 | Penrith ZS 11kV transformer cable constraints | Major Project - Committed Project | Augex |  | 3750 | 38.4% | PR702
PR703 | Riverstone East site purchase | Major Project - Prior to Approval | Augex | 120 | 1200 | 94.51% | PR703
PR704 | Oakdale (Southpipe) site purchase | Major Project - Committed Project | Augex | 160 | 2400 | 69.32% | PR704
PR710 | Feeder 868 rebuild & rearrangement South32 | Major Project - Committed Project | Augex |  | 1050 | 95.95% | PR710
PR713 | Box Hill 132/22kV ZS establishment | Major Project - Prior to Approval | Augex | 170 | 1700 | 88.98% | PR713
PR717 | Acquire improved site for West Dapto ZS | Major Project - Committed Project | Augex | 140 | 2100 | 77.81% | PR717
PR722 | Camellia TS connection works for Ausgrid | Major Project - Committed Project | Augex | 170 | 2550 | 68.26% | PR722
PR723 | Supply to Luddenham Science Park | Major Project - Prior to Approval | Augex | 210 | 2100 | 77.81% | PR723
PR724 | Establish Mt Gilead ZS | Major Project - Prior to Approval | Augex | 200 | 2000 | 80.12% | PR724
PR727 | Luddenham ZS site purchase | Major Project - Committed Project | Augex |  | 4950 | 12.48% | PR727
PR728 | Western Sydney Employment Lands ZS | Major Project - Prior to Approval | Augex | 160 | 1600 | 91.23% | PR728
PR729 | Cheriton Avenue 3rd transformer | Major Project - Future/Planning Stage | Augex | 210 | 1050 | 95.95% | PR729
PR732 | Feeder 214/215 contraints | Major Project - Committed Project | Augex | 220 | 3300 | 53.99% | PR732
PR733 | Bringelly ZS augmentation | Major Project - Future/Planning Stage | Augex | 140 | 700 | 99.19% | PR733
PR739 | South Gilead (South Campbelltown) | Major Project - Future/Planning Stage | Augex | 110 | 550 | 99.19% | PR739
PR740 | AFIC upgrade Minto, Prospect, Kingswood | Major Project - Committed Project | Augex | 150 | 2250 | 70.42% | PR740
PR741 | Western Sydney Airport 132kV supply | Major Project - Prior to Approval | Augex | 170 | 1700 | 88.98% | PR741
PR742 | North Bomaderry ZS establishment | Major Project - Prior to Approval | Augex | 100 | 1000 | 97.41% | PR742
PR744 | Termeil ZS establishment | Major Project - Future/Planning Stage | Augex | 270 | 1350 | 92.23% | PR744
PR745 | Austral Permanent ZS establishment | Major Project - Future/Planning Stage | Augex | 160 | 800 | 99.14% | PR745
PR746 | Sydney University - Western Sydney Employment Lands ZS establishment | Major Project - Future/Planning Stage | Augex | 80 | 400 | 99.71% | PR746
PR748 | Establish permanent Catherine Park ZS | Major Project - Prior to Approval | Augex | 240 | 2400 | 69.32% | PR748
PR749 | Nepean ZS augmentation | Major Project - Future/Planning Stage | Augex | 250 | 1250 | 92.23% | PR749
PR750 | Feeder 512 augmentation | Major Project - Committed Project | Augex |  | 2300 | 69.32% | PR750
PR751 | Parklea ZS to Bella Vista ZS load transfer | Major Project - Prior to Approval | Augex | 360 | 3600 | 42.42% | PR751
PR752 | Kemps Creek 132kV conversion | Major Project - Future/Planning Stage | Augex | 340 | 1700 | 88.98% | PR752
PR754 | Augment Westmead Zone Substation | Major Project - Prior to Approval | Augex | 360 | 3600 | 42.42% | PR754
PR755 | Narellan ZS busbar augmentation | Major Project - Future/Planning Stage | Augex | 360 | 1800 | 81.86% | PR755
#N/A | #N/A | #N/A | Augex | #N/A | #N/A | #N/A | PR756
PS008 | Substation protection relay refurbishment | Program - Short Term Need | Repex | 240 | 3600 | 42.42% | PS008s
PS011 | Protection refurbishment (miscellaneous) | Program - Short Term Need | Repex | 150 | 2250 | 70.42% | PS011s
PS012 | Distribution feeder safety improvement | Program - Short Term Need | Repex | 310 | 4650 | 20.88% | PS012s
PS013 | Feeder differential relay replacement | Program - Short Term Need | Repex | 240 | 3600 | 42.42% | PS013s
PS014 | Under frequency load shedding | Program - Short Term Need | Repex | 170 | 2550 | 68.26% | PS014s
RC | Reliability compliance | Program - Short Term Need | Reliability | 400 | 6000 | 1.663% | RCs
SL001 | Streetlighting growth | Program - Short Term Need | Other | 100 | 1500 | 92.23% | SL001s
SL002 | Streetlighting refurbishment | Program - Short Term Need | Other | 220 | 3300 | 53.99% | SL002s
SP | Essential spares | Program - Short Term Need | Repex | 160 | 2400 | 69.32% | SPs
TM012 | Sub-transmission pole replacement | Program - Short Term Need | Repex | 310 | 4650 | 20.88% | TM012s
TM014 | Renewal of 33kV and 66kV gas and oil filled cables | Program - Short Term Need | Repex |  | 2700 | 66.07% | TM014s
TM015 | Subtransmission tower replacement | Program - Short Term Need | Repex | 310 | 4650 | 20.88% | TM015s
TM027 | Steel tower asbestos removal | Major Project - Committed Project | Repex |  | 3900 | 38.3% | TM027
TM028 | 132kV oil cable replacement | Program - Long Term Need | Repex | 260 | 1300 | 92.23% | TM028l
TM030 | Feeder 7028 replacement | Major Project - Prior to Approval | Repex | 200 | 2000 | 80.12% | TM030
TM132 | Sub-transmission pilot cable renewal program | Program - Short Term Need | Repex | 160 | 2400 | 69.32% | TM132s
TM134 | Wollongong - Port Kembla pilot cable replacement | Program - Short Term Need | Repex | 110 | 1650 | 89.01% | TM134s
TM135 | Optical fibre protection and communication upgrades in the Blue Mountains | Program - Short Term Need | Repex | 110 | 1650 | 89.01% | TM135s
TM137 | Optical fibre protection and communication upgrades in the Macarthur area | Program - Short Term Need | Repex | 110 | 1650 | 89.01% | TM137s
TM138 | 132kV optical fibre ring completion | Major Project - Committed Project | Repex |  | 1650 | 89.01% | TM138
TM171 | Replacement of corroded earthwires | Program - Short Term Need | Repex | 270 | 4050 | 37% | TM171s
TM172 | Earthwire replacement due to fault rating | Program - Short Term Need | Repex | 170 | 2550 | 68.26% | TM172s
TM174 | Hardex earthwire replacement | Program - Short Term Need | Repex | 240 | 3600 | 42.42% | TM174s
TM302 | Oil filled cable auxiliary equipment refurbishment | Program - Short Term Need | Repex |  | 3000 | 58.17% | TM302s
TM303 | Guilford and Camellia 132kV cables oil testing and flushing | Program - Short Term Need | Repex |  | 3900 | 38.3% | TM303s
TM401 | South Coast 33kV overhead line refurbishment | Program - Short Term Need | Repex |  | 3600 | 42.42% | TM401s
TM419 | Future sub-transmission feeder refurbishment works | Program - Short Term Need | Repex | 150 | 2250 | 70.42% | TM419s
TM801 | Steel tower painting program | Program - Short Term Need | Repex | 170 | 2550 | 68.26% | TM801s
TM803 | Steel tower below ground rectification work | Program - Short Term Need | Repex | 310 | 4650 | 20.88% | TM803s
TM805 | Earthing refurbishment of lines 940/941 | Program - Short Term Need | Repex | 270 | 4050 | 37% | TM805s
TM809 | Subtransmission line earthing refurbishment | Program - Short Term Need | Repex | 150 | 2250 | 70.42% | TM809s
TS004 | 132kV circuit breaker replacement | Program - Short Term Need | Repex | 240 | 3600 | 42.42% | TS004s
TS005 | 33kV circuit breaker replacement | Program - Short Term Need | Repex | 240 | 3600 | 42.42% | TS005s
TS007 | 11kV circuit breaker replacement | Program - Short Term Need | Repex | 230 | 3450 | 50.98% | TS007s
TS008 | Battery replacement | Program - Short Term Need | Repex | 370 | 5550 | 1.939% | TS008s
TS009 | Auxiliary switchgear replacement | Program - Short Term Need | Repex | 190 | 2850 | 65.71% | TS009s
TS015 | Replacement of surge arrester in zone and sub-transmission substations | Program - Short Term Need | Repex | 190 | 2850 | 65.71% | TS015s
TS016 | VT and CT replacement | Program - Short Term Need | Repex | 240 | 3600 | 42.42% | TS016s
TS017 | Power transformer refurbishment | Program - Short Term Need | Repex |  | 2100 | 77.81% | TS017s
TS024 | Building and amenities refurbishment | Program - Short Term Need | Repex | 200 | 3000 | 58.17% | TS024s
TS025 | Asbestos and other hazardous material reporting, management and removal | Program - Short Term Need | Repex | 160 | 2400 | 69.32% | TS025s
TS026 | Noise attenuation in ZS and TS | Program - Short Term Need | Repex | 210 | 3150 | 54.53% | TS026s
TS027 | Substation switchyard lighting improvement | Program - Short Term Need | Repex | 140 | 2100 | 77.81% | TS027s
TS031 | Substation safety fence upgrade program | Program - Short Term Need | Repex | 230 | 3450 | 50.98% | TS031s
TS032 | Substation security systems | Program - Short Term Need | Repex | 150 | 2250 | 70.42% | TS032s
TS033 | Substation fire hydrant installations | Program - Short Term Need | Repex | 160 | 2400 | 69.32% | TS033s
TS034 | Substation deluge showers and fire blankets | Program - Short Term Need | Repex | 120 | 1800 | 81.86% | TS034s
TS035 | Substation oil containment program - bund walls | Program - Short Term Need | Repex | 110 | 1650 | 89.01% | TS035s
TS036 | Substation earthing | Program - Short Term Need | Repex | 370 | 5550 | 1.939% | TS036s
TS049 | Tunnelboard refurbishment | Program - Short Term Need | Repex | 150 | 2250 | 70.42% | TS049s
TS050 | POW switching for capacitors | Program - Short Term Need | Repex |  | 2250 | 70.42% | TS050s
TS055 | 66kV circuit breaker replacement | Program - Short Term Need | Repex | 240 | 3600 | 42.42% | TS055s
TS057 | Substation insulation co-ordination | Program - Short Term Need | Repex |  | 2400 | 69.32% | TS057s
TS086 | Busbar support and isolator replacement | Program - Short Term Need | Repex | 200 | 3000 | 58.17% | TS086s
TS116 | Roof refurbishment for control and switch rooms | Program - Short Term Need | Repex | 280 | 4200 | 36.07% | TS116s
TS122 | Leabons Lane Zone Substation renewal | Major Project - Committed Project | Repex |  | 3450 | 50.98% | TS122
TS127 | Castle Hill Zone Substation renewal | Major Project - Committed Project | Repex |  | 3450 | 50.98% | TS127
TS128 | Capacitor bank refurbishment | Program - Short Term Need | Repex |  | 4200 | 36.07% | TS128s
TS144 | Substation fire stopping measures | Program - Short Term Need | Repex | 160 | 2400 | 69.32% | TS144s
TS146 | Marayong Zone Substation renewal | Major Project - Committed Project | Repex | 230 | 3450 | 50.98% | TS146
TS155 | Sussex Inlet Zone Substation - stage 2 renewal | Major Project - Committed Project | Repex | 210 | 3150 | 54.53% | TS155
#N/A | #N/A | #N/A | Repex | #N/A | #N/A | #N/A | TS163
#N/A | #N/A | #N/A | Repex | #N/A | #N/A | #N/A | TS165
TS167 | Carlingford Transmission Substation control building replacement | Major Project - Prior to Approval | Repex | 180 | 1800 | 81.86% | TS167
TS173 | 11kV switchboard truck replacement program | Program - Short Term Need | Repex | 290 | 4350 | 29.11% | TS173s
#N/A | #N/A | #N/A | Repex | #N/A | #N/A | #N/A | TS174
TS177 | Substation battery duplication | Program - Short Term Need | Repex | 330 | 4950 | 12.48% | TS177s
TS179 | 33kV wall bushing replacement | Program - Short Term Need | Repex |  | 3150 | 54.53% | TS179s
TS180 | Transformer fire wall installation | Program - Short Term Need | Repex | 140 | 2100 | 77.81% | TS180s
TS181 | 11kV capacitor bank refurbishment | Program - Short Term Need | Repex |  | 4050 | 37% | TS181s
TS184 | Blaxland Zone Substation reinstatement | Major Project - Committed Project | Repex |  | 4500 | 25.39% | TS184
TS185 | Penrith TS civil development | Major Project - Committed Project | Repex |  | 3450 | 50.98% | TS185
TS187 | Mobile substation No 2 refurbishment | Program - Short Term Need | Repex |  | 2850 | 65.71% | TS187s
TS188 | Bossley Park ZS civil refurbishment | Major Project - Committed Project | Repex |  | 3000 | 58.17% | TS188
TS199 | Future sub-transmission substation renewal programs | Program - Short Term Need | Repex | 180 | 2700 | 66.07% | TS199s
TS600 | Power transformer replacement | Program - Short Term Need | Repex | 340 | 5100 | 9.228% | TS600s
TS615 | Gerringong ZS 33kV No 2 transformer replacement | Major Project - Committed Project | Repex |  | 5100 | 9.228% | TS615
TS616 | Camellia TS transformer replacement and 33kV busbar rearrangement | Major Project - Committed Project | Repex | 340 | 5100 | 9.228% | TS616
TS617 | Prospect ZS transformer replacement | Major Project - Committed Project | Repex | 340 | 5100 | 9.228% | TS617
TS618 | Albion Park ZS transformer replacement | Major Project - Committed Project | Repex | 340 | 5100 | 9.228% | TS618
TS700 | 11kV zone substation switchboard replacement | Program - Short Term Need | Repex | 290 | 4350 | 29.11% | TS700s
TS701 | North Rocks ZS 11kV switchboard replacement | Major Project - Committed Project | Repex | 290 | 4350 | 29.11% | TS701
TS702 | Kellyville ZS 11kV switchboard replacement | Major Project - Committed Project | Repex | 290 | 4350 | 29.11% | TS702
TS703 | Horsley Park ZS 11kV switchboard replacement | Major Project - Committed Project | Repex | 290 | 4350 | 29.11% | TS703
TS704 | Port Central ZS 11kV switchboard replacement | Major Project - Committed Project | Repex | 290 | 4350 | 29.11% | TS704
UR | Underground residential | Program - Short Term Need | Customer Connection | 190 | 2850 | 65.71% | URs

## SRP Prog Comp (hidden)
ID | Program | PIP SRP | AER - Endeavour Energy 2019-24 - Draft decision - Capex Model - November 2018 | Change | % Change
AR | Asset relocation | 18773713.7429 | 15779946.7158 | -2993767.0271 | -15.95%
AU004 | PM102 ZS SCADA refurbishment | 18774222.4529 | 22243372.2539 | 3469149.8011 | 18.48%
AU013 | SCADA master station development software | 18226060.0201 | 15973723.1454 | -2252336.8747 | -12.36%
CC002 | Communications development SCADA | 5101690.8839 | 5098102.0502 | -3588.8338 | -0.07035%
CC007 | SCADA radio repeaters | 7101553.7104 | 7260827.3985 | 159273.6881 | 2.243%
CC020 | Microwave refurbishment and extension | 5554650.8034 | 9039261.0084 | 3484610.205 | 62.73%
DS002 | Pole substation refurbishment | 8626635.1923 | 7792263.2073 | -834371.985 | -9.672%
DS005 | Distribution pole replacement | 150176446.9313 | 150176446.9313 | 0 | 0%
DS006 | LV CONSAC cable replacement | 101150508.9009 | 106643256.8082 | 5492747.9074 | 5.43%
DS007 | Service wire replacement program | 107208406.791 | 100380456.2963 | -6827950.4947 | -6.369%
DS008 | Traffic black spot remediation | 10203381.7679 | 10203381.7679 | 0 | 0%
DS011 | HV distribution steel mains replacement | 58469441.4315 | 55624847.6259 | -2844593.8056 | -4.865%
DS014 | LV cable network renewal | 15548984.2045 | 11931896.2982 | -3617087.9062 | -23.26%
DS301 | Ground substation refurbishment program | 10206150.5406 | 10206150.5406 | 0 | 0%
DS302 | Distribution transformer replacement program | 15408911.1892 | 15266031.1129 | -142880.0763 | -0.9273%
DS305 | Compact LV switchgear replacement | 5101690.8839 | 5101690.8839 | 0 | 0%
DS307 | Holec MD4 epoxy switchgear replacement | 76723772.0469 | 68925828.3031 | -7797943.7437 | -10.16%
DS308 | HV RGB12 switchgear replacement | 0 | 0 | 0
DS312 | Miscellaneous substation renewal expenditure | 38119658.7072 | 17757479.9473 | -20362178.7598 | -53.42%
DS315 | Low voltage switchgear replacement | 7223994.2916 | 7223994.2916 | 0 | 0%
DS317 | Future distribution substation renewals | 74599819.5799 | 17097238.6593 | -57502580.9206 | -77.08%
DS318 | Distribution substation earthing refurbishment | 2754913.0773 | 2754913.0773 | 0 | 0%
DS405 | Air break switch replacement | 37650478.7234 | 37140309.635 | -510169.0884 | -1.355%
DS409 | Miscellaneous mains renewal expenditure | 12998311.348 | 11678345.7649 | -1319965.5831 | -10.15%
DS413 | Low mains remediation | 13450326.0972 | 13450326.0972 | 0 | 0%
DS414 | Copper distribution mains replacement | 23504116.2429 | 11172689.6154 | -12331426.6275 | -52.46%
DS415 | LV mains replacement | 11238097.3314 | 11199641.7194 | -38455.6119 | -0.3422%
DS416 | Asbestos service fuse replacement | 267525 | 267525 | 0 | 0%
DS417 | Distribution access track reconstruction | 6056171.0516 | 13009815.515 | 6953644.4635 | 114.8%
DS418 | Pole top structure/hardware refurbishment | 85804569.7678 | 26627255.2305 | -59177314.5374 | -68.97%
DU | Duct installation RMS road works | 24313476.3407 | 23650801.3996 | -662674.941 | -2.726%
EF001 | Distribution management system | 12700000 | 12700000.5228 | 0.52281 | 4.117e-06%
EF002 | Technology pilots | 17293326.0357 | 17293326.0357 | 0 | 0%
EF003 | Battery energy storage system pilot | 0 | 0 | 0
HVW | HV development works | 64140951.3371 | 64140951.3371 | 0 | 0%
IC | Industrial & commercial | 137965604.4043 | 48246537.954 | -89719066.4502 | -65.03%
LV001 | Overloaded distribution sub uprates | 1224405.8121 | 816270.5414 | -408135.2707 | -33.33%
LV002 | Quality of supply reactive projects | 5101690.8839 | 5101690.8839 | 0 | 0%
LV003 | LV planning reactive projects | 10203381.7679 | 10203381.7679 | 0 | 0%
LV004 | Low voltage system augmentations | 0 | 0 | 0
LV005 | Dsub monitoring & LV feeder monitoring for solar PV | 2550845.442 | 2550845.442 | 0 | 0%
MC102 | Relays - growth | 0 | 0 | 0
MC104 | Meters - renewal | 25625 | 205815.0677 | 180190.0677 | 703.2%
MC105 | Relays - renewal | 7629044.6829 | 7629044.6829 | 0 | 0%
MC107 | Test equipment | 846005.8077 | 1054994.9255 | 208989.1178 | 24.7%
MC109 | Demand management technology | 8318786.3259 | 8318786.3259 | 0 | 0%
NU | Non urban extension | 17304965.5589 | 6919236.5927 | -10385728.9662 | -60.02%
OH | Capitalised Overheads | 768597450.532 | 768597450.532 | 0 | 0%
PQ001 | Permanent power quality monitoring | 1020338.1768 | 1020338.1768 | 0 | 0%
PR110 | Edmondson Park ZS establishment | 1941000 | 1815370.0944 | -125629.9056 | -6.472%
PR113 | Augment feeder 308 Nepean to Douglas Park | 6223800 | 9256552.0625 | 3032752.0625 | 48.73%
PR170 | Holsworthy 33/11kV ZS establishment | 24994973.7884 | 15616659.8263 | -9378313.9621 | -37.52%
PR190 | Eschol Park ZS establishment | 25766499.192 | 27120954.9004 | 1354455.7085 | 5.257%
PR248 | Penrith Lakes ZS site acquisition | 1103812.8906 | 347908.0255 | -755904.8652 | -68.48%
PR249 | Establish Penrith Lakes 33/11kV Zone Substation | 20830356.6075 | 9291585.5505 | -11538771.057 | -55.39%
PR258 | Menangle Park 66/11kV ZS establishment | 3587500 | 4608367.3537 | 1020867.3537 | 28.46%
PR278 | Kemps Creek new BSP associated works | 5279948.9564 | 3153165.7786 | -2126783.1777 | -40.28%
PR292 | South Marsden Park (industrial) 132/11kV ZS establishment | 9800000 | 1245387.3 | -8554612.7 | -87.29%
PR423 | Maryland ZS | 22550855.0678 | 22333940.824 | -216914.2438 | -0.9619%
PR425 | Austral ZS establishment (interim initially) | 2500000 | 3736022.5 | 1236022.5 | 49.44%
PR427 | Leppington North ZS establishment | 3283215 | 1799807.75 | -1483407.25 | -45.18%
PR430 | North Rossmore ZS site purchase | 3311438.6719 | 3311438.6719 | 0 | 0%
PR432 | Rossmore ZS site purchase | 3394224.6387 | 3394224.6387 | 0 | 0%
PR435 | Catherine Fields North ZS establishment (interim) | 33764317.3127 | 15946652.0671 | -17817665.2456 | -52.77%
PR437 | Catherine Fields 11kV feeder works | 0 | 0 | 0
PR438 | North Bringelly ZS site purchase | 3959928.7451 | 3769117.1875 | -190811.5576 | -4.819%
PR444 | Culburra Beach development (33kV fdr and single transformer ZS) | 9042529.4042 | 6890402.7033 | -2152126.7009 | -23.8%
PR499 | Southpipe (Oakdale Estate) ZS 132/11kV establishment | 28734199.125 | 33513414.35 | 4779215.225 | 16.63%
PR599 | Penrith CBD ZS site purchase | 0 | 0 | 0
PR602 | Riverstone West site purchase | 5943428.7683 | 6092014.4875 | 148585.7192 | 2.5%
PR603 | Eschol Park ZS site purchase | 3479080.2546 | 0 | -3479080.2546 | -100%
PR620 | West Dapto ZS establishment | 13685270.0966 | 22763181.2372 | 9077911.1406 | 66.33%
PR656 | Leppington South ZS establishment (permanent) | 14500000 | 17611042.9581 | 3111042.9581 | 21.46%
PR657 | Calderwood ZS establishment (interim initially) | 16295731.875 | 3064660.3125 | -13231071.5625 | -81.19%
PR659 | Avondale (South West Dapto) 132/11kV Zone Substation establishment site purchase | 2899233.5455 | 2899233.5455 | 0 | 0%
PR673 | Liverpool ZS 11kV switchboard extension & distribution works | 0 | 300000.075 | 300000.075 | Added
PR677 | South Penrith Zone Substation | 29646734.8438 | 33126730.1064 | 3479995.2626 | 11.74%
PR698 | Marsden Park (residential) 132/11kV ZS - stage 2 | 9288101.5625 | 6359715 | -2928386.5625 | -31.53%
PR700 | Riverstone east | 22904937.2635 | 22763181.2372 | -141756.0263 | -0.6189%
PR702 | Penrith ZS 11kV transformer cable constraints | 0 | 0 | 0
PR703 | Riverstone East site purchase | 6150000 | 6150000 | 0 | 0%
PR704 | Oakdale (Southpipe) site purchase | 0 | 200000.05 | 200000.05 | Added
PR710 | Feeder 868 rebuild & rearrangement South32 | 0 | 0 | 0
PR713 | Box Hill 132/22kV ZS establishment | 36821387.625 | 37855712.05 | 1034324.425 | 2.809%
PR717 | Acquire improved site for West Dapto ZS | 2050000 | 2050000 | 0 | 0%
PR722 | Camellia TS connection works for Ausgrid | 132418 | 392151.3931 | 259733.3931 | 196.1%
PR723 | Supply to Luddenham Science Park | 42840623.25 | 48996401.189 | 6155777.939 | 14.37%
PR724 | Establish Mt Gilead ZS | 21379420.7346 | 22535740.5911 | 1156319.8564 | 5.409%
PR727 | Luddenham ZS site purchase | 1000000 | 0 | -1000000 | -100%
PR728 | Western Sydney Employment Lands ZS | 26050274.9792 | 25057302.4023 | -992972.5769 | -3.812%
PR729 | Cheriton Avenue 3rd transformer | 8891369.4374 | 0 | -8891369.4374 | -100%
PR732 | Feeder 214/215 contraints | 9807328.125 | 10668712.5 | 861384.375 | 8.783%
PR733 | Bringelly ZS augmentation | 25313381.0978 | 25472584.7525 | 159203.6547 | 0.6289%
PR739 | South Gilead (South Campbelltown) | 22461753.9093 | 24161917.5164 | 1700163.6071 | 7.569%
PR740 | AFIC upgrade Minto, Prospect, Kingswood | 0 | 318942.075 | 318942.075 | Added
PR741 | Western Sydney Airport 132kV supply | 67604065.6134 | 51368093.9202 | -16235971.6932 | -24.02%
PR742 | North Bomaderry | 20480752.8159 | 20530934.5056 | 50181.6897 | 0.245%
PR744 | Termeil ZS | 8879415.8337 | 9348310.3885 | 468894.5547 | 5.281%
PR745 | Austral Permanent ZS | 26524942.7464 | 24701426.3194 | -1823516.427 | -6.875%
PR746 | Sydney University - Western Sydney Employment Lands | 30199334.2177 | 30238810.4716 | 39476.2539 | 0.1307%
PS008 | Substation protection relay refurbishment | 43037864.2968 | 46991004.2152 | 3953139.9184 | 9.185%
PS010 | Protection refurbishment (interfacing feeders) | 0 | 0 | 0
PS011 | Protection refurbishment (miscellaneous) | 7142367.2375 | 7142367.2375 | 0 | 0%
PS012 | Distribution feeder safety improvement | 3177500 | 3177500 | 0 | 0%
PS013 | Feeder differential relay replacement | 3367115.9834 | 3028865.9834 | -338250 | -10.05%
PS014 | Under frequency load shedding | 1141593.75 | 1141593.75 | 0 | 0%
RI | Reliability enhancement | 0 | 0 | 0
SL001 | Streetlighting growth | 17855918.0937 | 17855918.0937 | 0 | 0%
SL002 | Streetlighting refurbishment | 30610145.3036 | 30610145.3036 | 0 | 0%
SP | Essential spares | 10203381.7679 | 10203381.7679 | 0 | 0%
SW | Network Switching | 72633875.0416 | 72633875.0416 | 0 | 0%
TM012 | Sub-transmission pole replacement | 45093044.0791 | 48078744.0035 | 2985699.9244 | 6.621%
TM014 | Renewal of 33kV and 66kV gas and oil filled cables | 7184358.3945 | 8225891.1475 | 1041532.753 | 14.5%
TM028 | 132kV oil cable 228 replacement | 48156450.3934 | 48397452.8059 | 241002.4125 | 0.5005%
TM132 | Sub-transmission pilot cable renewal program | 9693212.6795 | 4076386.0576 | -5616826.6219 | -57.95%
TM134 | Wollongong - Port Kembla pilot cable replacement | 16478461.5551 | 6087159.4492 | -10391302.1059 | -63.06%
TM135 | Optical fibre protection and communication upgrades in the Blue Mountains | 6632198.1491 | 3392723.1044 | -3239475.0447 | -48.84%
TM137 | Optical fibre protection and communication upgrades in the Macarthur area | 13060328.6629 | 3319604.072 | -9740724.5909 | -74.58%
TM138 | 132kV optical fibre ring completion | 0 | 0 | 0
TM171 | Replacement of corroded earthwires | 9739106.0911 | 4475767.9337 | -5263338.1574 | -54.04%
TM172 | Earthwire replacement due to fault rating | 10203381.7679 | 2127515.625 | -8075866.1429 | -79.15%
TM174 | Hardex earthwire replacement | 10203381.7679 | 9178381.7679 | -1025000 | -10.05%
TM302 | Oil filled cable auxiliary equipment refurbishment | 161230.3743 | 161230.3743 | 0 | 0%
TM303 | Guilford and Camellia 132kV cables oil testing and flushing | 201537.9678 | 201537.9678 | 0 | 0%
TM401 | South Coast 33kV overhead line refurbishment | 11994983.1214 | 0 | -11994983.1214 | -100%
TM419 | Future feeder refurbishment works | 74599819.5799 | 17097238.6593 | -57502580.9206 | -77.08%
TM801 | Steel tower painting program | 3852516.0315 | 3852516.0315 | 0 | 0%
TM803 | Steel tower below ground rectification work | 21427101.7125 | 12465404.5551 | -8961697.1574 | -41.82%
TM805 | Earthing refurbishment of lines 940/941 | 1310713.0494 | 1310713.0494 | 0 | 0%
TM809 | Subtransmission line earthing refurbishment | 5507029.0607 | 5507029.0607 | 0 | 0%
TS004 | 132kV circuit breaker replacement | 3693624.2 | 2552413.5437 | -1141210.6562 | -30.9%
TS005 | 33kV circuit breaker replacement | 8688179.5753 | 7422843.9763 | -1265335.599 | -14.56%
TS007 | 11kV circuit breaker replacement | 744630.4688 | 744630.4688 | 0 | 0%
TS008 | Battery replacement | 12244058.1214 | 7809893.9397 | -4434164.1817 | -36.21%
TS009 | Auxiliary switchgear replacement | 6257506.7922 | 638308.7791 | -5619198.0131 | -89.8%
TS015 | Replacement of surge arrester in zone and sub-transmission substations | 729866.4798 | 716574.4275 | -13292.0524 | -1.821%
TS016 | VT and CT replacement | 7142367.2375 | 4921504.5677 | -2220862.6698 | -31.09%
TS018 | Transformer oil replacement | 0 | 0 | 0
TS024 | Building and amenities refurbishment | 20406763.5357 | 17712895.1715 | -2693868.3643 | -13.2%
TS025 | Asbestos and other hazardous material reporting, management and removal | 5305758.5193 | 4563890.0432 | -741868.4761 | -13.98%
TS026 | Noise attenuation in ZS and TS | 10203381.7679 | 4645847.5615 | -5557534.2063 | -54.47%
TS027 | Substation switchyard lighting improvement | 1224405.8121 | 1122371.9945 | -102033.8177 | -8.333%
TS031 | Substation safety fence upgrade program | 1020338.1768 | 1020338.1768 | 0 | 0%
TS032 | Substation security systems | 472877.3438 | 472877.3438 | 0 | 0%
TS033 | Substation fire hydrant installations | 2040676.3536 | 2040676.3536 | 0 | 0%
TS034 | Substation deluge showers and fire blankets | 1632541.0829 | 1632541.0829 | 0 | 0%
TS035 | Substation oil containment program - bund walls | 714236.7237 | 714236.7237 | 0 | 0%
TS036 | Substation earthing | 5614190.8839 | 777155 | -4837035.8839 | -86.16%
TS049 | Tunnelboard refurbishment | 459152.1796 | 156783.7833 | -302368.3962 | -65.85%
TS050 | POW switching for capacitors | 662287.7344 | 0 | -662287.7344 | -100%
TS055 | 66kV circuit breaker replacement | 2632472.4961 | 1777947.6701 | -854524.826 | -32.46%
TS057 | Substation insulation co-ordination | 1530507.2652 | 0 | -1530507.2652 | -100%
TS086 | Busbar support and isolator replacement | 964219.5771 | 867357.0771 | -96862.5 | -10.05%
TS116 | Roof refurbishment for control and switch rooms | 15305072.6518 | 15305072.6518 | 0 | 0%
TS122 | Leabons Lane Zone Substation renewal | 0 | 0 | 0
TS127 | Castle Hill Zone Substation renewal | 0 | 0 | 0
TS128 | Capacitor bank refurbishment | 0 | 0 | 0
TS144 | Substation fire stopping measures | 673423.1967 | 673423.1967 | 0 | 0%
TS146 | Marayong Zone Substation renewal | 6865450 | 10331673.9731 | 3466223.9731 | 50.49%
TS155 | Sussex Inlet Zone Substation - stage 2 renewal | 7716932.1429 | 1759755.4906 | -5957176.6522 | -77.2%
TS163 | Unanderra Zone Substation renewal | 16615076.2305 | 0 | -16615076.2305 | -100%
TS165 | Greystanes Zone Substation renewal | 24289778.6445 | 0 | -24289778.6445 | -100%
TS167 | Carlingford Transmission Substation control building replacement | 14186320.3125 | 14540978.3203 | 354658.0078 | 2.5%
TS173 | 11kV switchboard truck replacement program | 0 | 28488642.2903 | 28488642.2903 | Added
TS174 | West Wollongong Zone Substation 11kV renewal | 13530408.3984 | 0 | -13530408.3984 | -100%
TS177 | Substation battery duplication | 9703836.5799 | 1788295.0781 | -7915541.5018 | -81.57%
TS179 | 33kV wall bushing replacement | 1712071.2182 | 0 | -1712071.2182 | -100%
TS180 | Transformer fire wall installation | 2040676.3536 | 5507029.0607 | 3466352.7071 | 169.9%
TS181 | 11kV capacitor bank refurbishment | 0 | 0 | 0
TS183 | Carlingford Transmission Substation redevelopment | 0 | 0 | 0
TS184 | Blaxland Zone Substation reinstatement | 0 | 0 | 0
TS185 | Penrith TS civil development | 2050000 | 0 | -2050000 | -100%
TS199 | Future substation renewal programs | 126094234.3812 | 17097238.6593 | -108996995.7219 | -86.44%
TS600 | Power transformer replacement | 144123603.5786 | 107865694.6471 | -36257908.9316 | -25.16%
TS615 | Gerringong ZS 33kV No 2 transformer replacement | 0 | 0 | 0
TS616 | Camellia TS transformer replacement and 33kV busbar rearrangement | 0 | 340958.05 | 340958.05 | Added
TS617 | Prospect ZS transformer replacement | 0 | 29999.7 | 29999.7 | Added
TS618 | Albion Park ZS transformer replacement | 0 | 1616692.525 | 1616692.525 | Added
UR | Underground residential | 437446932.4127 | 126657705.3078 | -310789227.105 | -71.05%

## CASH (hidden)
Proj | Rank
AG | 190
AR | 140
AU004 | 220
AU013 | 310
CC002 | 150
CC007 | 270
CC020 | 230
DS002 | 280
DS005 | 310
DS006 | 230
DS007 | 300
DS008 | 150
DS011 | 280
DS014 | 230
DS301 | 240
DS302 | 270
DS305 | 240
DS307 | 280
DS312 | 230
DS315 | 280
DS317 | 180
DS318 | 340
DS405 | 280
DS409 | 290
DS413 | 230
DS414 | 260
DS415 | 190
DS416 | 200
DS417 | 290
DS418 | 330
DS420 | 180
DS421 | 330
DU | 170
EF001 | 260
EF002 | 230
EH | 190
HVW | 350
IC | 200
LV001 | 330
LV002 | 300
LV003 | 300
LV005 | 250
MC104 | 50
MC105 | 100
MC107 | 50
MC109 | 80
NU | 120
PQ001 | 300
PQ004 | 200
PR081 | 210
PR110 | 170
PR113 | 340
PR170 | 40
PR190 | 80
PR248 | 140
PR249 | 140
PR258 | 170
PR278 | 20
PR292 | 210
PR423 | 80
PR425 | 160
PR427 | 210
PR430 | 40
PR432 | 40
PR433 | 160
PR435 | 140
PR436 | 240
PR438 | 20
PR439 | 40
PR444 | 110
PR499 | 140
PR602 | 70
PR603 | 100
PR620 | 110
PR653 | 110
PR656 | 230
PR657 | 170
PR659 | 60
PR673 | 360
PR677 | 210
PR698 | 200
PR700 | 120
PR703 | 120
PR704 | 160
PR713 | 170
PR717 | 140
PR722 | 170
PR723 | 210
PR724 | 200
PR728 | 160
PR729 | 210
PR732 | 220
PR733 | 140
PR739 | 110
PR740 | 150
PR741 | 170
PR742 | 100
PR744 | 270
PR745 | 160
PR746 | 80
PR748 | 240
PR749 | 250
PR751 | 360
PR752 | 340
PR754 | 360
PR755 | 360
PR761 | 170
PR765 | 180
PR766 | 180
PR767 | 180
PR768 | 170
PR769 | 180
PS008 | 240
PS011 | 150
PS012 | 310
PS013 | 240
PS014 | 170
RC | 400
SL001 | 100
SL002 | 220
SP | 160
TM012 | 310
TM014 | 180
TM015 | 310
TM028 | 260
TM030 | 200
TM031 | 260
TM033 | 330
TM132 | 160
TM134 | 110
TM135 | 110
TM137 | 110
TM171 | 270
TM172 | 170
TM174 | 240
TM302 | 200
TM303 | 260
TM419 | 150
TM801 | 170
TM803 | 310
TM805 | 270
TM809 | 150
TS004 | 240
TS005 | 240
TS007 | 230
TS008 | 370
TS009 | 190
TS015 | 190
TS016 | 240
TS024 | 200
TS025 | 160
TS026 | 210
TS027 | 140
TS031 | 230
TS032 | 150
TS033 | 160
TS034 | 120
TS035 | 110
TS036 | 370
TS049 | 150
TS055 | 240
TS086 | 200
TS116 | 280
TS144 | 160
TS146 | 230
TS155 | 210
TS167 | 180
TS173 | 290
TS177 | 330
TS180 | 140
TS199 | 180
TS600 | 340
TS616 | 340
TS617 | 340
TS618 | 340
TS620 | 340
TS700 | 290
TS701 | 290
TS702 | 290
TS703 | 290
TS704 | 290
UR | 190

## SRP Comp (hidden)
| PIP SRP | [13 empty] | AER - Endeavour Energy 2019-24 - Draft decision - Capex Model - November 2018
| FY15 | FY16 | FY17 | FY18 | FY19 | FY20 | FY21 | FY22 | FY23 | FY24 | FY25 | FY26 | FY27 | FY28 | FY15 | FY16 | FY17 | FY18 | FY19 | FY20 | FY21 | FY22 | FY23 | FY24 | FY25 | FY26 | FY27 | FY28 | FY29
AG | 0 | 0 | 0 | 0 | 300000 | 307500 | 315187.5 | 323067.1875 | 331143.8672 | 339422.4639 | 347908.0255 | 356605.7261 | 365520.8693 | 374658.891 | 0 | 0 | 0 | 0 | 0 | 307500 | 315187.5 | 323067.1875 | 331143.8672 | 339422.4639 | 347908.0255 | 356605.7261 | 365520.8693 | 374658.891 | 384025.3633
AR | 2476817.3 | 1549055.28 | 1518424.87 | 1660155.1572 | 1674562.9105 | 1863202.975 | 1901068.115 | 1955611.8372 | 2013924.28 | 2080036.2976 | 2141221.9769 | 2204145.5211 | 2268923.2782 | 2345579.462 | 2476817.3 | 1549055.28 | 1518424.87 | 1896653.43 | 1670000 | 1664241.25 | 1643020.9569 | 1661087.6357 | 1694353.8909 | 1734526.8575 | 1777890.029 | 1822337.2797 | 1867895.7117 | 1914593.1045 | 1962457.9321
AU | 1967261.47 | 1625078.35 | 1830879.78 | 3068701 | 2044144 | 3936000 | 4034400 | 3058369.375 | 3134828.6094 | 4344607.5375 | 4453222.7259 | 4564553.2941 | 4678667.1264 | 4795633.8046 | 1967261.47 | 1625078.35 | 1830879.78 | 4071945.2 | 1692166 | 3372250 | 3456556.25 | 4619860.7812 | 4735357.3008 | 3722333.0204 | 3815391.3459 | 3910776.1296 | 5226948.4303 | 5357622.1411 | 4211478.1504
CC | 1800876.2 | 1637900.32 | 2612846.84 | 2679463 | 2170000 | 1687150 | 1729328.75 | 1772561.9687 | 1816876.018 | 1862297.9184 | 2140794.05 | 2194313.9013 | 2249171.7488 | 2305401.0425 | 1800876.2 | 1637900.32 | 2612846.84 | 3758103.07 | 1626275.49 | 2229375 | 2138021.875 | 2008401.0156 | 1815772.2051 | 1634884.8676 | 2470146.9808 | 3114356.6746 | 2790142.6353 | 3197089.2031 | 2393758.0976
DS | 62476667.99 | 51604984.79 | 46667028.99 | 70304887.1328 | 62411426.2174 | 68376725 | 75556747.5 | 82527513.0469 | 86704502.5586 | 86949286.8648 | 113615744.029 | 130235977.2292 | 147101437.0251 | 156024197.4245 | 62476667.99 | 51604984.79 | 46667028.99 | 82342921.59 | 58236579.809 | 58817657 | 65386781.55 | 71822229.495 | 75203412.4498 | 81093208.4675 | 83671393.0528 | 92039438.6585 | 107249403.3241 | 126590470.4263 | 144348195.9908
DU | 0 | 0 | 0 | 0 | 1955226.0176 | 2206549.275 | 2318255.5431 | 2435617.5261 | 2558919.7528 | 2688465.7724 | 2824569.0042 | 2967563.4935 | 3117795.5425 | 3195740.4311 | 0 | 0 | 0 | 77802.95 | 700000 | 2206549.275 | 2318255.5431 | 2435617.5261 | 2558919.7528 | 2688465.7724 | 2755677.4167 | 2824569.3521 | 2895183.5859 | 2967563.1755 | 3275633.9418
EF | 295763.84 | 531294.06 | 1321329 | 4004600.99 | 14244814 | 9312500 | 4325312.5 | 2253781.25 | 2207625.7812 | 2262816.4258 | 2319386.8364 | 2377371.5073 | 2436805.795 | 2497725.9399 | 295763.84 | 531294.06 | 1321329 | 4186514.04 | 14073634.24 | 9312500.15 | 4325312.8094 | 2253781.3134 | 2207625.7812 | 2262816.4258 | 2319386.8364 | 2377371.5073 | 2436805.795 | 2497725.9399 | 2560169.0884
EH | 190546.42 | 770.22 | 0 | 0 | 0 | 0 | 0 | 0 | 0 | 0 | 0 | 0 | 0 | 0 | 190546.42 | 770.22 | 0 | 0 | 0 | 0 | 0 | 0 | 0 | 0 | 0 | 0 | 0 | 0 | 0
HV | 11023877.7 | 3151822.81 | 3840236.18 | 4480000 | 7057544 | 6970865.1 | 7462655.5644 | 7158488.2801 | 6926477.7679 | 6728594.3887 | 6958160.5093 | 7132114.522 | 7310417.3851 | 7493177.8197 | 11023877.7 | 3151822.81 | 3840236.18 | 6225105.25 | 8536573.1465 | 6970865.1 | 7462655.5644 | 7158488.2801 | 6926477.7679 | 6728594.3887 | 6958160.5093 | 7132114.522 | 7310417.3851 | 7493177.8197 | 7680507.2652
IC | 5231966.27 | 4695952.82 | 3865150.26 | 8725596.4249 | 10000000 | 14182418.65 | 13958796.0144 | 14282150.9943 | 14690991.2548 | 15327508.38 | 15736695.2562 | 16154393.9215 | 16583267.581 | 17049382.3521 | 5231966.27 | 4695952.82 | 3865150.26 | 7457838.45 | 10000000 | 7688980.1 | 5602510.3438 | 4936560.3145 | 4769957.4197 | 4803453.5325 | 4923539.8708 | 5046628.3675 | 5172794.0767 | 5302113.9287 | 5434666.7769
LV | 1589763.42 | 1216003.38 | 1249268.58 | 1882222.76 | 1870000 | 1916750 | 1964668.75 | 2013785.4687 | 2064130.1055 | 2115733.3581 | 2168626.6921 | 2222842.3594 | 2278413.4183 | 2335373.7538 | 2427640.67 | 1825082.16 | 1759986.41 | 1623164.27 | 2850394.93 | 1875750 | 1922643.75 | 1970709.8437 | 2019977.5898 | 2070477.0296 | 2122238.9553 | 2175294.9292 | 2229677.3024 | 2285419.235 | 2342554.7159
MC | 3221857.17 | 3263055.68 | 3134267.72 | 1838337.59 | 905000 | 2524148.6 | 1825129.9906 | 1816484.0298 | 1806263.9608 | 1800055.7584 | 1786609.7638 | 1771366.4346 | 1754244.3078 | 1735158.9707 | 3332230.87 | 3453125.52 | 3318967.95 | 1689533.07 | 815847.56 | 2601023.6 | 1888167.4906 | 1870328.561 | 1817302.0897 | 1850969.128 | 1798206.698 | 1824857.2935 | 1766428.3368 | 1791357.8043 | 1726823.8094
NU | 833787.12 | 629075.45 | 642906.63 | 1123423.0321 | 850000 | 1774809.025 | 1750945.3594 | 1792149.5323 | 1843593.809 | 1922175.4353 | 1973837.6274 | 2026602.2283 | 2080788.4684 | 2140064.0739 | 833787.12 | 629075.45 | 642906.63 | 998905.7 | 850000 | 1044823.5 | 780742.5512 | 712692.677 | 697271.9801 | 700813.481 | 718333.818 | 736292.1635 | 754699.4676 | 773566.9543 | 792906.1281
OF | 1699996.93 | 32789.38 | 0 | 0 | 0 | 0 | 0 | 0 | 0 | 0 | 0 | 0 | 0 | 0 | 1699996.93 | 32789.38 | 0 | 0 | 0 | 0 | 0 | 0 | 0 | 0 | 0 | 0 | 0 | 0 | 0
PF | 2927.37 | 63.87 | 0 | 0 | 0 | 0 | 0 | 0 | 0 | 0 | 0 | 0 | 0 | 0 | 2927.37 | 63.87 | 0 | 0 | 0 | 0 | 0 | 0 | 0 | 0 | 0 | 0 | 0 | 0 | 0
PQ | 443536.59 | 221293.09 | 305785.27 | 624192.51 | 1015000 | 453460 | 754033.5625 | 1048137.6453 | 1156354.3842 | 1656990.3213 | 1623060.5204 | 1818113.8792 | 1863566.7262 | 1585561.4221 | 443536.59 | 221293.09 | 305785.27 | 543001.16 | 791677.29 | 453460 | 754033.5625 | 1048137.6453 | 1156354.3842 | 1656990.3213 | 1623060.5204 | 1818113.8792 | 1863566.7262 | 1585561.4221 | 1625200.4576
PR | 63472217.36 | 39664972.21 | 24319449.9 | 28454496.13 | 46024482 | 79265204.5 | 91556178.0625 | 106359928.5532 | 89009006.6858 | 90250359.271 | 106981067.2704 | 101878689.8896 | 112255114.1563 | 113432974.6974 | 63472217.36 | 39664972.21 | 24319449.9 | 31533650.02 | 42200551.34 | 49999477.45 | 56767295.4056 | 80889785.3226 | 92901426.2345 | 88536841.5326 | 82413439.971 | 82925278.605 | 89765407.033 | 97717532.8561 | 83246970.112
PRL | 1470607.69 | 1860811.77 | 207188.55 | 3276626 | 4020000 | 9200000 | 0 | 0 | 4415251.5625 | 7354153.3838 | 6378313.8002 | 5943428.7683 | 0 | 0 | 1470607.69 | 1860811.77 | 207188.55 | 482858.5 | 6621308.6 | 9069349.65 | 3151875 | 3769117.1875 | 3311438.6719 | 3394224.6387 | 3247141.571 | 0 | 6092014.4875 | 0 | 6400422.721
PS | 5127462.17 | 4612247.21 | 4808456.14 | 11018722.87 | 9940800 | 9120450 | 6091523.75 | 5651522 | 5792810.05 | 5937630.3012 | 6086071.0588 | 6238222.8353 | 6394178.4061 | 6554032.8663 | 5127462.17 | 4612247.21 | 4808456.14 | 13398065.75 | 8812382.42 | 8943125 | 6387800 | 5955205.1562 | 6104085.2852 | 6256687.4173 | 6703027.9573 | 6870603.6562 | 7042368.7476 | 7218427.9663 | 7398888.6655
RC | 0 | 0 | 0 | 0 | 4000000 | 4100000 | 4202500 | 4307562.5 | 4415251.5625 | 4525632.8516 | 4638773.6729 | 4754743.0147 | 4873611.59 | 4995451.8798 | 0 | 0 | 0 | 0 | 3685231.26 | 4100000 | 4202500 | 4307562.5 | 4415251.5625 | 4525632.8516 | 4638773.6729 | 4754743.0147 | 4873611.59 | 4995451.8798 | 5120338.1768
RI | 5714178.64 | 4384034.22 | 2536950.44 | 1406985.95 | 0 | 0 | 0 | 0 | 0 | 0 | 0 | 0 | 0 | 0 | 5714178.64 | 4384034.22 | 2536950.44 | 3473304.25 | 359985.37 | 0 | 0 | 0 | 0 | 0 | 0 | 0 | 0 | 0 | 0
SG | 19136.84 | 0 | 0 | 0 | 0 | 0 | 0 | 0 | 0 | 0 | 0 | 0 | 0 | 0 | 19136.84 | 0 | 0 | 0 | 0 | 0 | 0 | 0 | 0 | 0 | 0 | 0 | 0 | 0 | 0
SL | 5795400.72 | 7548081.11 | 3709551.81 | 4120000 | 4400000 | 4868750 | 4990468.75 | 5115230.4687 | 5243111.2305 | 5374189.0112 | 5508543.7365 | 5646257.3299 | 5787413.7632 | 5932099.1073 | 5795400.72 | 7548081.11 | 3709551.81 | 4654557.45 | 3000000 | 4868750 | 4990468.75 | 5115230.4687 | 5243111.2305 | 5374189.0112 | 5508543.7365 | 5646257.3299 | 5787413.7632 | 5932099.1073 | 6080401.5849
SP | 2530605.28 | -314236.5 | 470065.27 | 1034008.5 | 1239026 | 1025000 | 1050625 | 1076890.625 | 1103812.8906 | 1131408.2129 | 1159693.4182 | 1188685.7537 | 1218402.8975 | 1248862.9699 | 2530605.28 | -314236.5 | 470065.27 | 842229.62 | 1423626.78 | 1025000 | 1050625 | 1076890.625 | 1103812.8906 | 1131408.2129 | 1159693.4182 | 1188685.7537 | 1218402.8975 | 1248862.9699 | 1280084.5442
TM | 22516607.74 | 15948267.66 | 11744813.05 | 7845649.79 | 13859524.81 | 18721625 | 20210873.125 | 23147763.9844 | 25492558.709 | 28008010.3101 | 49402939.6159 | 57089010.6914 | 63990520.1772 | 67838236.5276 | 22516607.74 | 15948267.66 | 11744813.05 | 7704784.32 | 12910887.32 | 10987861.625 | 12785759.5437 | 12930947.2511 | 10384307.4167 | 11863573.1557 | 27629312.9901 | 36317523.5655 | 42145372.5548 | 49006219.6789 | 57527857.0728
TS | 47379651.77 | 21535716.33 | 13563079.26 | 30511887.39 | 54347180.72 | 51955200 | 52083083.3929 | 54772810.9687 | 56942395.5887 | 67195465.1718 | 64526501.4828 | 70632896.1687 | 68134308.4317 | 73084709.8643 | 47379651.77 | 21535716.33 | 13563079.26 | 31425676.31 | 38978789.98 | 26644800.175 | 35183810.1356 | 29508418.4609 | 37685827.8053 | 38913088.3701 | 33563267.0632 | 35150032.0788 | 40293193.0221 | 45028378.8129 | 52173045.8101
UR | 7082081.57 | 9523549.7 | 9019850.87 | 26952400.4014 | 33939845.5741 | 45068788.75 | 44256646.2206 | 45265989.3014 | 46558252.64 | 48607408.0335 | 49896500.4959 | 51211713.2663 | 52561847.3889 | 54019786.3161 | 7082081.57 | 9523549.7 | 9019850.87 | 13875404.83 | 27120000.008 | 22200527.275 | 15339844.6781 | 12662926.4048 | 12204412.0874 | 12223359.836 | 12528943.8319 | 12842167.4276 | 13163221.6133 | 13492302.1537 | 13829609.7075
SW | 6126287.18 | 4148553.29 | 3276845.76 | 2862677.78 | 3277639.0026 | 6440998.4086 | 6705273.1814 | 7200594.4377 | 7169404.1994 | 7597249.4943 | 8609238.3838 | 9133710.9797 | 9679117.7549 | 10098288.2016 | 6126287.18 | 4148553.29 | 3276845.76 | 4588877.09 | 3277485.76 | 6440998.4086 | 6705273.1814 | 7200594.4377 | 7169404.1994 | 7597249.4943 | 8609238.3838 | 9133710.9797 | 9679117.7549 | 10098288.2016 | 10475160.5735
OH | 74576259.2666 | 62325137.79 | 50381358.71 | 75239328.1381 | 73255146 | 74933792.5582 | 76982561.3027 | 79447826.1443 | 81088381.7774 | 83521620.538 | 89135191.2943 | 91806252.3768 | 94539843.993 | 97141980.5473 | 74576259.2666 | 62325137.79 | 50381358.71 | 68848023.44 | 66922514.26 | 74933792.5582 | 76982561.3027 | 79447826.1443 | 81088381.7774 | 83521620.538 | 89135191.2943 | 91806252.3768 | 94539843.993 | 97141980.5473 | 99922071.8932
| 335066142.0166 | 241396274.29 | 191025733.88 | 293114362.5465 | 354801361.2523 | 420211887.8419 | 426026261.9345 | 454783837.1256 | 454485869.0457 | 479581117.5015 | 550412671.2467 | 581549575.092 | 613523377.8308 | 638224078.3653 | 336014392.9666 | 242195422.91 | 191721151.94 | 295698919.76 | 317155911.5635 | 317758657.1169 | 321541702.7441 | 345685466.2352 | 367545385.6407 | 374624830.8143 | 390437907.9489 | 411814011.2709 | 456529451.1034 | 494010464.2192 | 522193228.5791
|  | Cur Reg (5yrs) |  | Next Reg (5yrs) |  | Total (9yrs) | [5 empty] | Cur Reg Diff (5yrs) | Next Reg Diff (5yrs) | Total Diff (9yrs) | PIP SRP | AER - Endeavour Energy 2019-24 - Draft decision - Capex Model - November 2018
|  | Diff $M | Diff % | Diff $M | Diff % | Diff $M | Diff % | PIP SRP | AER - Endeavour Energy 2019-24 - Draft decision - Capex Model - November 2018 |  | Cust Conn | -22234604.1499 | -206330360.1327 | -414550464.4896 | 635804692.4595 | 221254227.97
AG | PIP SRP FY15: PR; PIP SRP FY16: -300000; PIP SRP FY17: -100%; PIP SRP FY18: 0; PIP SRP FY19: 0%; PIP SRP FY20: 0; PIP SRP FY21: 1.521e-14%; PIP SRP FY22: 3061014.5304; PIP SRP FY23: 3061014.5304; PIP SRP FY25: PR; PIP SRP FY26: -1237235.67; PIP SRP FY27: -85619250.9254; PIP SRP FY28: -170328024.984; AER - Endeavour Energy 2019-24 - Draft decision - Capex Model - November 2018 FY15: 927340685.1315; AER - Endeavour Energy 2019-24 - Draft decision - Capex Model - November 2018 FY16: 757012660.1475
AR | PIP SRP FY15: Cust Conn; PIP SRP FY16: 231935.3623; PIP SRP FY17: 2.612%; PIP SRP FY18: -1416612.9137; PIP SRP FY19: -14.43%; PIP SRP FY20: -2993767.0271; PIP SRP FY21: -15.95%; PIP SRP FY22: 18773713.7429; PIP SRP FY23: 15779946.7158; PIP SRP FY25: Efficiency; PIP SRP FY26: 10733.29; PIP SRP FY27: 0.52281; PIP SRP FY28: 0.52281; AER - Endeavour Energy 2019-24 - Draft decision - Capex Model - November 2018 FY15: 29993326.0357; AER - Endeavour Energy 2019-24 - Draft decision - Capex Model - November 2018 FY16: 29993326.5585
AU | PIP SRP FY15: SARP; PIP SRP FY16: 651266.2; PIP SRP FY17: 6.181%; PIP SRP FY18: 1398151.8306; PIP SRP FY19: 7.554%; PIP SRP FY20: 1216812.9264; PIP SRP FY21: 3.289%; PIP SRP FY22: 37000282.4729; PIP SRP FY23: 38217095.3993; PIP SRP FY25: SARP; PIP SRP FY26: -5243809.6713; PIP SRP FY27: -216023519.4232; PIP SRP FY28: -553953353.8543; AER - Endeavour Energy 2019-24 - Draft decision - Capex Model - November 2018 FY15: 1972945659.0264; AER - Endeavour Energy 2019-24 - Draft decision - Capex Model - November 2018 FY16: 1418992305.1721
CC | PIP SRP FY15: SARP; PIP SRP FY16: 534915.56; PIP SRP FY17: 4.907%; PIP SRP FY18: 958240.3082; PIP SRP FY19: 10.81%; PIP SRP FY20: 3640295.0593; PIP SRP FY21: 20.5%; PIP SRP FY22: 17757895.3978; PIP SRP FY23: 21398190.4571; PIP SRP FY25: Metering; PIP SRP FY26: 247186.81; PIP SRP FY27: 255708.5297; PIP SRP FY28: 389179.1855; AER - Endeavour Energy 2019-24 - Draft decision - Capex Model - November 2018 FY15: 16819461.8165; AER - Endeavour Energy 2019-24 - Draft decision - Capex Model - November 2018 FY16: 17208641.0019
DS | PIP SRP FY15: SARP; PIP SRP FY16: 7863188.0487; PIP SRP FY17: 2.679%; PIP SRP FY18: -47791486.008; PIP SRP FY19: -11.94%; PIP SRP FY20: -185218136.254; PIP SRP FY21: -19.56%; PIP SRP FY22: 947092130.6779; PIP SRP FY23: 761873994.424; PIP SRP FY25: Power Qual; PIP SRP FY26: -304514.06; PIP SRP FY27: 0; PIP SRP FY28: 0; AER - Endeavour Energy 2019-24 - Draft decision - Capex Model - November 2018 FY15: 11959278.4612; AER - Endeavour Energy 2019-24 - Draft decision - Capex Model - November 2018 FY16: 11959278.4612
DU | PIP SRP FY15: Cust Conn; PIP SRP FY16: -1177423.0676; PIP SRP FY17: -60.22%; PIP SRP FY18: 0; PIP SRP FY19: 0%; PIP SRP FY20: -662674.941; PIP SRP FY21: -2.726%; PIP SRP FY22: 24313476.3407; PIP SRP FY23: 23650801.3996; PIP SRP FY25: Spares; PIP SRP FY26: -7178.1; PIP SRP FY27: 0; PIP SRP FY28: 0; AER - Endeavour Energy 2019-24 - Draft decision - Capex Model - November 2018 FY15: 10203381.7679; AER - Endeavour Energy 2019-24 - Draft decision - Capex Model - November 2018 FY16: 10203381.7679
EF | PIP SRP FY15: Efficiency; PIP SRP FY16: 10733.29; PIP SRP FY17: 0.05262%; PIP SRP FY18: 0.52281; PIP SRP FY19: 2.568e-06%; PIP SRP FY20: 0.52281; PIP SRP FY21: 1.743e-06%; PIP SRP FY22: 29993326.0357; PIP SRP FY23: 29993326.5585; PIP SRP FY25: DWP; PIP SRP FY26: 3224134.3965; PIP SRP FY27: 0; PIP SRP FY28: 0; AER - Endeavour Energy 2019-24 - Draft decision - Capex Model - November 2018 FY15: 64140951.3371; AER - Endeavour Energy 2019-24 - Draft decision - Capex Model - November 2018 FY16: 64140951.3371
EH | PIP SRP FY15: DWP; PIP SRP FY16: 0; PIP SRP FY17: 0%; PIP SRP FY18: 0; PIP SRP FY19: 0%; PIP SRP FY20: 0; PIP SRP FY21: 0%; PIP SRP FY22: 0; PIP SRP FY23: 0; PIP SRP FY25: Streetlight; PIP SRP FY26: -865442.55; PIP SRP FY27: 0; PIP SRP FY28: 0; AER - Endeavour Energy 2019-24 - Draft decision - Capex Model - November 2018 FY15: 48466063.3973; AER - Endeavour Energy 2019-24 - Draft decision - Capex Model - November 2018 FY16: 48466063.3973
HV | PIP SRP FY15: DWP; PIP SRP FY16: 3224134.3965; PIP SRP FY17: 10.91%; PIP SRP FY18: 0; PIP SRP FY19: 0%; PIP SRP FY20: 0; PIP SRP FY21: 1.162e-14%; PIP SRP FY22: 64140951.3371; PIP SRP FY23: 64140951.3371; PIP SRP FY25: RWP; PIP SRP FY26: 2111534.93; PIP SRP FY27: 0; PIP SRP FY28: 0; AER - Endeavour Energy 2019-24 - Draft decision - Capex Model - November 2018 FY15: 40813527.0714; AER - Endeavour Energy 2019-24 - Draft decision - Capex Model - November 2018 FY16: 40813527.0714
IC | PIP SRP FY15: Cust Conn; PIP SRP FY16: -1267757.9749; PIP SRP FY17: -3.899%; PIP SRP FY18: -44640403.5831; PIP SRP FY19: -61.62%; PIP SRP FY20: -89719066.4502; PIP SRP FY21: -65.03%; PIP SRP FY22: 137965604.4043; PIP SRP FY23: 48246537.954; PIP SRP FY25: LV; PIP SRP FY26: 2679010.3; PIP SRP FY27: -215509.4691; PIP SRP FY28: -408135.2707; AER - Endeavour Energy 2019-24 - Draft decision - Capex Model - November 2018 FY15: 19080323.9059; AER - Endeavour Energy 2019-24 - Draft decision - Capex Model - November 2018 FY16: 18672188.6352
LV | PIP SRP FY15: LV; PIP SRP FY16: 2679010.3; PIP SRP FY17: 34.31%; PIP SRP FY18: -215509.4691; PIP SRP FY19: -2.139%; PIP SRP FY20: -408135.2707; PIP SRP FY21: -2.139%; PIP SRP FY22: 19080323.9059; PIP SRP FY23: 18672188.6352; PIP SRP FY25: SWOH; PIP SRP FY26: -10997890.3707; PIP SRP FY27: 0; PIP SRP FY28: 0; AER - Endeavour Energy 2019-24 - Draft decision - Capex Model - November 2018 FY15: 841231325.5736; AER - Endeavour Energy 2019-24 - Draft decision - Capex Model - November 2018 FY16: 841231325.5736
MC | PIP SRP FY15: Metering; PIP SRP FY16: 247186.81; PIP SRP FY17: 1.999%; PIP SRP FY18: 255708.5297; PIP SRP FY19: 2.617%; PIP SRP FY20: 389179.1855; PIP SRP FY21: 2.314%; PIP SRP FY22: 16819461.8165; PIP SRP FY23: 17208641.0019; PIP SRP FY25: Total; PIP SRP FY26: -32618074.8453; PIP SRP FY27: -507932930.8979; PIP SRP FY28: -1138850798.8903; AER - Endeavour Energy 2019-24 - Draft decision - Capex Model - November 2018 FY15: 4618798675.9839; AER - Endeavour Energy 2019-24 - Draft decision - Capex Model - November 2018 FY16: 3479947877.0936
NU | PIP SRP FY15: Cust Conn; PIP SRP FY16: -124517.3321; PIP SRP FY17: -3.052%; PIP SRP FY18: -5147328.9716; PIP SRP FY19: -56.67%; PIP SRP FY20: -10385728.9662; PIP SRP FY21: -60.02%; PIP SRP FY22: 17304965.5589; PIP SRP FY23: 6919236.5927
OF | PIP SRP FY15: DWP; PIP SRP FY16: 0; PIP SRP FY17: 0%; PIP SRP FY18: 0; PIP SRP FY19: 0%; PIP SRP FY20: 0; PIP SRP FY21: 0%; PIP SRP FY22: 0; PIP SRP FY23: 0
PF | PIP SRP FY15: Other; PIP SRP FY16: 0; PIP SRP FY17: 0%; PIP SRP FY18: 0; PIP SRP FY19: 0%; PIP SRP FY20: 0; PIP SRP FY21: 0%; PIP SRP FY22: 0; PIP SRP FY23: 0
PQ | PIP SRP FY15: Power Qual; PIP SRP FY16: -304514.06; PIP SRP FY17: -11.67%; PIP SRP FY18: 0; PIP SRP FY19: 0%; PIP SRP FY20: 0; PIP SRP FY21: 1.557e-14%; PIP SRP FY22: 11959278.4612; PIP SRP FY23: 11959278.4612
PR | PIP SRP FY15: PR; PIP SRP FY16: -744776.77; PIP SRP FY17: -0.3688%; PIP SRP FY18: -87345851.1272; PIP SRP FY19: -19.14%; PIP SRP FY20: -169072038.6757; PIP SRP FY21: -18.98%; PIP SRP FY22: 890988523.0863; PIP SRP FY23: 721916484.4105
PRL | PIP SRP FY15: PR; PIP SRP FY16: -192458.9; PIP SRP FY17: -1.776%; PIP SRP FY18: 1726600.2018; PIP SRP FY19: 8.234%; PIP SRP FY20: -1255986.3082; PIP SRP FY21: -3.773%; PIP SRP FY22: 33291147.5148; PIP SRP FY23: 32035161.2066
PS | PIP SRP FY15: SARP; PIP SRP FY16: 1250925.3; PIP SRP FY17: 3.523%; PIP SRP FY18: 1052966.7574; PIP SRP FY19: 3.231%; PIP SRP FY20: 3614889.9184; PIP SRP FY21: 6.247%; PIP SRP FY22: 57866441.2677; PIP SRP FY23: 61481331.1861
RC | PIP SRP FY15: RWP; PIP SRP FY16: -314768.74; PIP SRP FY17: -7.869%; PIP SRP FY18: 0; PIP SRP FY19: 0%; PIP SRP FY20: 0; PIP SRP FY21: 0%; PIP SRP FY22: 40813527.0714; PIP SRP FY23: 40813527.0714
RI | PIP SRP FY15: RWP; PIP SRP FY16: 2426303.67; PIP SRP FY17: 17.28%; PIP SRP FY18: 0; PIP SRP FY19: 0%; PIP SRP FY20: 0; PIP SRP FY21: 0%; PIP SRP FY22: 0; PIP SRP FY23: 0
SG | PIP SRP FY15: Other; PIP SRP FY16: 0; PIP SRP FY17: 0%; PIP SRP FY18: 0; PIP SRP FY19: 0%; PIP SRP FY20: 0; PIP SRP FY21: 0%; PIP SRP FY22: 0; PIP SRP FY23: 0
SL | PIP SRP FY15: Streetlight; PIP SRP FY16: -865442.55; PIP SRP FY17: -3.384%; PIP SRP FY18: 0; PIP SRP FY19: 0%; PIP SRP FY20: 0; PIP SRP FY21: 1.537e-14%; PIP SRP FY22: 48466063.3973; PIP SRP FY23: 48466063.3973
SP | PIP SRP FY15: Spares; PIP SRP FY16: -7178.1; PIP SRP FY17: -0.1447%; PIP SRP FY18: 0; PIP SRP FY19: 0%; PIP SRP FY20: 0; PIP SRP FY21: 0%; PIP SRP FY22: 10203381.7679; PIP SRP FY23: 10203381.7679
TM | PIP SRP FY15: SARP; PIP SRP FY16: -1089502.96; PIP SRP FY17: -1.515%; PIP SRP FY18: -56628382.1362; PIP SRP FY19: -48.99%; PIP SRP FY20: -139850660.3589; PIP SRP FY21: -39.52%; PIP SRP FY22: 353901538.1405; PIP SRP FY23: 214050877.7816
TS | PIP SRP FY15: SARP; PIP SRP FY16: -14454601.82; PIP SRP FY17: -8.638%; PIP SRP FY18: -115013010.1752; PIP SRP FY19: -40.65%; PIP SRP FY20: -237356555.1455; PIP SRP FY21: -42.44%; PIP SRP FY22: 559327371.0695; PIP SRP FY23: 321970815.924
UR | PIP SRP FY15: Cust Conn; PIP SRP FY16: -19896841.1375; PIP SRP FY17: -23%; PIP SRP FY18: -155126014.6643; PIP SRP FY19: -67.52%; PIP SRP FY20: -310789227.105; PIP SRP FY21: -71.05%; PIP SRP FY22: 437446932.4127; PIP SRP FY23: 126657705.3078
SW | PIP SRP FY15: SWOH; PIP SRP FY16: 1726046.0674; PIP SRP FY17: 8.765%; PIP SRP FY18: 0; PIP SRP FY19: 0%; PIP SRP FY20: 0; PIP SRP FY21: 0%; PIP SRP FY22: 72633875.0416; PIP SRP FY23: 72633875.0416
OH | PIP SRP FY15: SWOH; PIP SRP FY16: -12723936.4381; PIP SRP FY17: -3.789%; PIP SRP FY18: 0; PIP SRP FY19: 0%; PIP SRP FY20: 0; PIP SRP FY21: 0%; PIP SRP FY22: 768597450.532; PIP SRP FY23: 768597450.532
| FY20 | FY21 | FY22 | FY23 | FY24 | FY25 | FY26 | FY27 | FY28 | FY29
PIP SRP ($Nom) | 420211887.8419 | 426026261.9345 | 454783837.1256 | 454485869.0457 | 479581117.5015 | 550412671.2467 | 581549575.092 | 613523377.8308 | 638224078.3653
AER - Endeavour Energy 2019-24 - Draft decision - Capex Model - November 2018 ($Nom) | 317758657.1169 | 321541702.7441 | 345685466.2352 | 367545385.6407 | 374624830.8143 | 390437907.9489 | 411814011.2709 | 456529451.1034 | 494010464.2192 | 522193228.5791
PIP SRP ($Real) | 409962817.4067 | 405497929.2654 | 422312003.2507 | 411741766.1143 | 423879826.9602 | 474619121.4009 | 489237440.0024 | 503547208.4683 | 511044120.7109
AER - Endeavour Energy 2019-24 - Draft decision - Capex Model - November 2018 ($Real) | 310008445.9677 | 306048021.6482 | 321003320.3096 | 332977979.1143 | 331113762.9602 | 336673384.3766 | 346444811.0024 | 374694981.4683 | 395568189.7109 | 407936515.558

## SRP (hidden)
ID | Code | Description | FY15 (N) | FY16 (N) | FY17 (N) | FY18 (N) | FY19 (N) | FY20 (N) | FY21 (N) | FY22 (N) | FY23 (N) | FY24 (N) | FY25 (N) | FY26 (N) | FY27 (N) | FY28 (N) | 9 Yr Tot
AG | AG | Automation - operational/capacity risk | 0 | 0 | 0 | 0 | 300000 | 307500 | 315187.5 | 323067.1875 | 331143.8672 | 339422.4639 | 347908.0255 | 356605.7261 | 365520.8693 | 374658.891 | 3061014.5304
AR | AR | Asset relocation | 2476817.3 | 1549055.28 | 1518424.87 | 1660155.1572 | 1674562.9105 | 1863202.975 | 1901068.115 | 1955611.8372 | 2013924.28 | 2080036.2976 | 2141221.9769 | 2204145.5211 | 2268923.2782 | 2345579.462 | 18773713.7429
AU002 | AU | Transmission substation SCADA upgrade | 277011.96 | 822.95 | 0 | 0 | 0 | 0 | 0 | 0 | 0 | 0 | 0 | 0 | 0 | 0 | 0
AU004 | AU | Substation SCADA RTU replacement | 105711.33 | 1042816.85 | 1057915.43 | 2052335 | 1044144 | 1886000 | 1933150 | 1981478.75 | 2031015.7187 | 2081791.1117 | 2133835.8895 | 2187181.7867 | 2241861.3314 | 2297907.8647 | 18774222.4529
AU008 | AU | Western Sydney Ramtel SCADA upgrades | 0 | 22540.79 | 0 | 0 | 0 | 0 | 0 | 0 | 0 | 0 | 0 | 0 | 0 | 0 | 0
AU013 | AU | SCADA master station development software | 1528226.6 | 517960.21 | 772964.35 | 1016366 | 1000000 | 2050000 | 2101250 | 1076890.625 | 1103812.8906 | 2262816.4258 | 2319386.8364 | 2377371.5073 | 2436805.795 | 2497725.9399 | 18226060.0201
AU014 | AU | SCADA substation refurbishments | 745.03 | 0 | 0 | 0 | 0 | 0 | 0 | 0 | 0 | 0 | 0 | 0 | 0 | 0 | 0
AU016 | AU | PM121 (MD1000) MD3 to DNP3 conversion | 18102.83 | 0 | 0 | 0 | 0 | 0 | 0 | 0 | 0 | 0 | 0 | 0 | 0 | 0 | 0
AU017 | AU | AFIC availability and SCADA control | 37463.72 | 40937.55 | 0 | 0 | 0 | 0 | 0 | 0 | 0 | 0 | 0 | 0 | 0 | 0 | 0
CC002 | CC | Communications development SCADA | 718551.66 | 577121.69 | 834883.25 | 1108931 | 750000 | 512500 | 525312.5 | 538445.3125 | 551906.4453 | 565704.1064 | 579846.7091 | 594342.8768 | 609201.4488 | 624431.485 | 5101690.8839
CC007 | CC | SCADA radio repeaters | 418374.49 | 531890.9 | 614658.16 | 721201 | 870000 | 713400 | 731235 | 749515.875 | 768253.7719 | 787460.1162 | 807146.6191 | 827325.2846 | 848008.4167 | 869208.6271 | 7101553.7104
CC020 | CC | Microwave refurbishment and extension | 663950.05 | 528887.73 | 1163305.43 | 849331 | 550000 | 461250 | 472781.25 | 484600.7812 | 496715.8008 | 509133.6958 | 753800.7218 | 772645.7399 | 791961.8834 | 811760.9305 | 5554650.8034
DS002 | DS | Pole substation refurbishment | 1194567.82 | 1096682.32 | 425751.6 | 300000 | 735000 | 753375 | 772209.375 | 791514.6094 | 869252.6514 | 950382.8988 | 1035026.3758 | 1123308.0372 | 1151390.7381 | 1180175.5066 | 8626635.1923
DS003 | DS | Distribution substation refurbishment | 0 | 0 | 2533.01 | 0 | 0 | 0 | 0 | 0 | 0 | 0 | 0 | 0 | 0 | 0 | 0
DS004 | DS | Distribution mains refurbishment | 0 | 0 | 234418.69 | 23869.34 | 0 | 0 | 0 | 0 | 0 | 0 | 0 | 0 | 0 | 0 | 0
DS005 | DS | Distribution pole replacement | 12600819.11 | 8786150.41 | 9900636.96 | 15100000 | 10800000 | 11613250 | 12712562.5 | 13859582.3437 | 15056007.8281 | 16303592.3478 | 17604146.0885 | 19874825.8013 | 21309866.6774 | 21842613.3444 | 150176446.9313
DS006 | DS | LV CONSAC cable replacement | 7472708.55 | 5379508.07 | 1565780.47 | 4240174.3128 | 6000000 | 7123750 | 9140437.5 | 10499683.5937 | 11645225.9961 | 11936356.646 | 12234765.5621 | 12540634.7012 | 12854150.5687 | 13175504.3329 | 101150508.9009
DS007 | DS | Service wire replacement program | 11238777.88 | 10839341 | 14362477.09 | 15000000 | 9167401 | 9430000 | 9770812.5 | 10015082.8125 | 10431031.8164 | 11087800.4863 | 11944842.2076 | 13432149.0165 | 14986355.6394 | 16110332.3123 | 107208406.791
DS008 | DS | Traffic black spot remediation | 1174528.22 | 594868.19 | 926136.31 | 2220000 | 1700000 | 1025000 | 1050625 | 1076890.625 | 1103812.8906 | 1131408.2129 | 1159693.4182 | 1188685.7537 | 1218402.8975 | 1248862.9699 | 10203381.7679
DS009 | DS | Reliability focused distribution mains renewal | 1176436.2 | 1061805.85 | 18800.59 | 0 | 0 | 0 | 0 | 0 | 0 | 0 | 0 | 0 | 0 | 0 | 0
DS011 | DS | HV distribution steel mains replacement | 7430280.2 | 6877196.79 | 7175942.45 | 4528898 | 4800000 | 4920000 | 5043000 | 5169075 | 6181352.1875 | 6335885.9922 | 7422037.8766 | 7607588.8235 | 7797778.5441 | 7992723.0077 | 58469441.4315
DS012 | DS | HV porcelain expulsion drop-out fuse replacement program | 188903.27 | 734645.81 | 849197.61 | 700000 | 0 | 0 | 0 | 0 | 0 | 0 | 0 | 0 | 0 | 0 | 0
DS014 | DS | LV cable network renewal | 0 | 0 | 0 | 7993.28 | 0 | 666250 | 2048718.75 | 2519924.0625 | 2582922.1641 | 1470830.6768 | 1507601.4437 | 1545291.4798 | 1583923.7668 | 1623521.8609 | 15548984.2045
DS301 | DS | Ground substation refurbishment program | 2853380.77 | 1319331.04 | 562755.18 | 1244873 | 510000 | 522750 | 535818.75 | 915357.0312 | 938240.957 | 1154036.3771 | 1478609.1082 | 1515574.3359 | 1553463.6943 | 1592300.2867 | 10206150.5406
DS302 | DS | Distribution transformer replacement program | 2210560.84 | 1592198.98 | 1382088.37 | 1000000 | 1170000 | 1199250 | 1229231.25 | 1259962.0312 | 1614326.3525 | 1654684.5114 | 2035261.949 | 2086143.4977 | 2138297.0851 | 2191754.5123 | 15408911.1892
DS305 | DS | Compact LV switchgear replacement | 97201.38 | 83054.99 | 84530.85 | 80000 | 508400 | 512500 | 525312.5 | 538445.3125 | 551906.4453 | 565704.1064 | 579846.7091 | 594342.8768 | 609201.4488 | 624431.485 | 5101690.8839
DS307 | DS | Holec MD4 epoxy switchgear replacement | 1999771.21 | 553962.32 | 366358.18 | 3902000 | 4035224.6688 | 6098750 | 6618937.5 | 8480513.6719 | 8692526.5137 | 8909839.6765 | 9132585.6684 | 9360900.3101 | 9594922.8179 | 9834795.8883 | 76723772.0469
DS308 | DS | HV RGB12 switchgear replacement | 1196553.17 | 732215.76 | 95377.78 | 507000 | 598000 | 0 | 0 | 0 | 0 | 0 | 0 | 0 | 0 | 0 | 0
DS312 | DS | Miscellaneous substation renewal expenditure | 321827.29 | 385972.26 | 554524.67 | 615000 | 750000 | 3587500 | 3677187.5 | 3769117.1875 | 3863345.1172 | 3959928.7451 | 4638773.6729 | 4754743.0147 | 4873611.59 | 4995451.8798 | 38119658.7072
DS313 | DS | Padmount substation fire risk mitigation | 458938.22 | 347407.83 | 197107.24 | 2344.03 | 0 | 0 | 0 | 0 | 0 | 0 | 0 | 0 | 0 | 0 | 0
DS315 | DS | Low voltage switchgear replacement | 0 | 0 | 378564.79 | 1686026 | 354000 | 725700 | 743842.5 | 762438.5625 | 781499.5266 | 801037.0147 | 821062.9401 | 841589.5136 | 862629.2514 | 884194.9827 | 7223994.2916
DS316 | DS | HV oil switchgear replacement program | 0 | 0 | 418848.02 | 1441000 | 0 | 0 | 0 | 0 | 0 | 0 | 0 | 0 | 0 | 0 | 0
DS317 | DS | Future distribution substation renewals | 0 | 0 | 0 | 0 | 0 | 0 | 0 | 0 | 0 | 0 | 10669179.4476 | 16284994.8253 | 22418613.3142 | 25227031.9929 | 74599819.5799
DS318 | DS | Distribution substation earthing refurbishment | 0 | 0 | 0 | 0 | 676000 | 276750 | 283668.75 | 290760.4687 | 298029.4805 | 305480.2175 | 313117.2229 | 320945.1535 | 328968.7823 | 337193.0019 | 2754913.0773
DS404 | DS | Cast iron UGOH replacement program | 2104335.27 | 1136670.92 | 344608.13 | 1270.96 | 0 | 0 | 0 | 0 | 0 | 0 | 0 | 0 | 0 | 0 | 0
DS405 | DS | Air break switch replacement | 3413480.72 | 4212084.45 | 3094169.76 | 3398754 | 6146400.5487 | 3782250 | 3876806.25 | 3973726.4062 | 4073069.5664 | 4174896.3056 | 4279268.7132 | 4386250.431 | 4495906.6918 | 4608304.3591 | 37650478.7234
DS409 | DS | Miscellaneous mains renewal expenditure | 1834674.87 | 867253.43 | 893526.11 | 12000000 | 750000 | 1127500 | 1208218.75 | 1238424.2187 | 1324575.4687 | 1357689.8555 | 1623570.7855 | 1664160.0551 | 1705764.0565 | 1748408.1579 | 12998311.348
DS410 | DS | Capital works for compliance to NSW Maritime Waterways - crossing codes | 721397.44 | 0 | 0 | 0 | 0 | 0 | 0 | 0 | 0 | 0 | 0 | 0 | 0 | 0 | 0
DS411 | DS | Capital works for compliance to NSW Maritime Waterways - signage replacement and drawings update | 300196.15 | 1197.96 | 40118.78 | 0 | 0 | 0 | 0 | 0 | 0 | 0 | 0 | 0 | 0 | 0 | 0
DS413 | DS | Low mains remediation | 2487329.41 | 4924343.12 | 2726211.68 | 2300000 | 1800000 | 1665625 | 1707265.625 | 1749947.2656 | 1793695.9473 | 1838538.3459 | 1130701.0828 | 1158968.6098 | 1187942.8251 | 1217641.3957 | 13450326.0972
DS414 | DS | Copper distribution mains replacement | 0 | 0 | 0 | 0 | 5600000 | 1476000 | 2521500 | 2584537.5 | 2649150.9375 | 2715379.7109 | 2783264.2037 | 2852845.8088 | 2924166.954 | 2997271.1279 | 23504116.2429
DS415 | DS | LV mains replacement | 0 | 79093.29 | 237.26 | 0 | 550000 | 902000 | 1155687.5 | 1303037.6562 | 1335613.5977 | 1244549.0342 | 1275662.76 | 1307554.329 | 1340243.1873 | 1373749.2669 | 11238097.3314
DS416 | DS | Asbestos service fuse replacement | 0 | 0 | 66327.41 | 5684.21 | 261000 | 267525 | 0 | 0 | 0 | 0 | 0 | 0 | 0 | 0 | 267525
DS417 | DS | Distribution access track reconstruction | 0 | 0 | 0 | 0 | 500000 | 451000 | 1479280 | 2037477.0625 | 2088413.9891 | 0 | 0 | 0 | 0 | 0 | 6056171.0516
DS418 | DS | Pole top structure/hardware refurbishment | 0 | 0 | 0 | 0 | 5000000 | 10250000 | 9455625 | 9692015.625 | 8830503.125 | 9051265.7031 | 9277547.3457 | 9509486.0293 | 9747223.1801 | 9990903.7596 | 85804569.7678
DS420 | DS | Future distribution feeder refurbishment works | 0 | 0 | 0 | 0 | 0 | 0 | 0 | 0 | 0 | 0 | 10669179.4476 | 16284994.8253 | 22418613.3142 | 25227031.9929 | 74599819.5799
DU | DU | Duct installation RMS road works | 0 | 0 | 0 | 0 | 1955226.0176 | 2206549.275 | 2318255.5431 | 2435617.5261 | 2558919.7528 | 2688465.7724 | 2824569.0042 | 2967563.4935 | 3117795.5425 | 3195740.4311 | 24313476.3407
EF001 | EF | Distribution management system | 65196.34 | 112081.01 | 816411 | 2213234.13 | 12000000 | 8800000 | 3800000 | 100000 | 0 | 0 | 0 | 0 | 0 | 0 | 12700000
EF002 | EF | Technology pilots | 230567.5 | 417554.49 | 414250 | 661579.57 | 552599 | 512500 | 525312.5 | 2153781.25 | 2207625.7812 | 2262816.4258 | 2319386.8364 | 2377371.5073 | 2436805.795 | 2497725.9399 | 17293326.0357
EF003 | EF | Battery energy storage system pilot | 0 | 1658.56 | 90668 | 1129787.29 | 1692215 | 0 | 0 | 0 | 0 | 0 | 0 | 0 | 0 | 0 | 0
EH | EH | Dist environmental enhancement program | 190546.42 | 770.22 | 0 | 0 | 0 | 0 | 0 | 0 | 0 | 0 | 0 | 0 | 0 | 0 | 0
HVW | HV | HV development works | 11023877.7 | 3151822.81 | 3840236.18 | 4480000 | 7057544 | 6970865.1 | 7462655.5644 | 7158488.2801 | 6926477.7679 | 6728594.3887 | 6958160.5093 | 7132114.522 | 7310417.3851 | 7493177.8197 | 64140951.3371
IC | IC | Industrial & commercial | 5231966.27 | 4695952.82 | 3865150.26 | 8725596.4249 | 10000000 | 14182418.65 | 13958796.0144 | 14282150.9943 | 14690991.2548 | 15327508.38 | 15736695.2562 | 16154393.9215 | 16583267.581 | 17049382.3521 | 137965604.4043
LV001 | LV | Overloaded distribution sub uprates | 12993.06 | 1232.26 | 67276.15 | 15284.76 | 120000 | 123000 | 126075 | 129226.875 | 132457.5469 | 135768.9855 | 139163.2102 | 142642.2904 | 146208.3477 | 149863.5564 | 1224405.8121
LV002 | LV | Quality of supply reactive projects | 521975.39 | 380645.43 | 380046.2 | 650000 | 500000 | 512500 | 525312.5 | 538445.3125 | 551906.4453 | 565704.1064 | 579846.7091 | 594342.8768 | 609201.4488 | 624431.485 | 5101690.8839
LV003 | LV | LV planning reactive projects | 837877.25 | 609078.78 | 510717.83 | 800000 | 1000000 | 1025000 | 1050625 | 1076890.625 | 1103812.8906 | 1131408.2129 | 1159693.4182 | 1188685.7537 | 1218402.8975 | 1248862.9699 | 10203381.7679
LV004 | LV | Low voltage system augmentations | 138232.19 | 131741.51 | 178945.75 | 250000 | 0 | 0 | 0 | 0 | 0 | 0 | 0 | 0 | 0 | 0 | 0
LV005 | LV | Dsub monitoring & LV feeder monitoring for solar PV | 78685.53 | 93305.4 | 112282.65 | 166938 | 250000 | 256250 | 262656.25 | 269222.6562 | 275953.2227 | 282852.0532 | 289923.3546 | 297171.4384 | 304600.7244 | 312215.7425 | 2550845.442
MC101 | MC | Meters - Growth | 1470352.76 | 1330593.74 | 1752673.44 | 565255 | 0 | 0 | 0 | 0 | 0 | 0 | 0 | 0 | 0 | 0 | 0
MC102 | MC | Relays - growth | 159852.73 | 129121.81 | 33376.73 | 102991 | 0 | 0 | 0 | 0 | 0 | 0 | 0 | 0 | 0 | 0 | 0
MC104 | MC | Meters - renewal | 658594.28 | 660314.34 | 176748.65 | 274637 | 25000 | 25625 | 0 | 0 | 0 | 0 | 0 | 0 | 0 | 0 | 25625
MC105 | MC | Relays - renewal | 110373.7 | 190069.84 | 184700.23 | 230000 | 300000 | 981523.6 | 953111.2406 | 922664.811 | 890099.2616 | 855329.9006 | 818265.7596 | 778813.8303 | 736877.8884 | 692358.3908 | 7629044.6829
MC106 | MC | Labour (meter/relay renewal) | 806560.26 | 267694.17 | 61092.23 | 2996.2 | 0 | 0 | 0 | 0 | 0 | 0 | 0 | 0 | 0 | 0 | 0
MC107 | MC | Test equipment | 0 | 0 | 0 | 80000 | 80000 | 82000 | 84050 | 86151.25 | 88305.0312 | 96169.6981 | 98573.9405 | 101038.2891 | 103564.2463 | 106153.3524 | 846005.8077
MC108 | MC | Smart metering pilot | 16123.44 | 0 | 0 | 0 | 0 | 0 | 0 | 0 | 0 | 0 | 0 | 0 | 0 | 0 | 0
MC109 | MC | Demand management technology | 0 | 0 | 0 | 300000 | 500000 | 1435000 | 787968.75 | 807667.9687 | 827859.668 | 848556.1597 | 869770.0637 | 891514.3153 | 913802.1731 | 936647.2275 | 8318786.3259
MC110 | MC | Labour meter renewal | 0 | 669856.45 | 110255.72 | 175795.42 | 0 | 0 | 0 | 0 | 0 | 0 | 0 | 0 | 0 | 0 | 0
MC111 | MC | Labour relay renewal | 0 | 11844.88 | 3039.08 | 0 | 0 | 0 | 0 | 0 | 0 | 0 | 0 | 0 | 0 | 0 | 0
MC112 | MC | Neutral integrity monitoring | 0 | 3560.45 | 812381.64 | 106662.97 | 0 | 0 | 0 | 0 | 0 | 0 | 0 | 0 | 0 | 0 | 0
NU | NU | Non urban extension | 833787.12 | 629075.45 | 642906.63 | 1123423.0321 | 850000 | 1774809.025 | 1750945.3594 | 1792149.5323 | 1843593.809 | 1922175.4353 | 1973837.6274 | 2026602.2283 | 2080788.4684 | 2140064.0739 | 17304965.5589
OFP | OF | Overloaded feeders (compliance) | 1699996.93 | 32789.38 | 0 | 0 | 0 | 0 | 0 | 0 | 0 | 0 | 0 | 0 | 0 | 0 | 0
OH | OH | Capitalised Overheads | 74576259.2666 | 62325137.79 | 50381358.71 | 75239328.1381 | 73255146 | 74933792.5582 | 76982561.3027 | 79447826.1443 | 81088381.7774 | 83521620.538 | 89135191.2943 | 91806252.3768 | 94539843.993 | 97141980.5473 | 768597450.532
PF | PF | Power factor | 2927.37 | 63.87 | 0 | 0 | 0 | 0 | 0 | 0 | 0 | 0 | 0 | 0 | 0 | 0 | 0
PQ001 | PQ | Permanent power quality monitoring | 383521.09 | 221293.09 | 305785.27 | 624192.51 | 615000 | 102500 | 105062.5 | 107689.0625 | 110381.2891 | 113140.8213 | 115969.3418 | 118868.5754 | 121840.2898 | 124886.297 | 1020338.1768
PQ003 | PQ | PQ surveying | 60015.5 | 0 | 0 | 0 | 0 | 0 | 0 | 0 | 0 | 0 | 0 | 0 | 0 | 0 | 0
PQ004 | PQ | Power quality monitoring replacement | 0 | 0 | 0 | 0 | 400000 | 350960 | 648971.0625 | 940448.5828 | 1045973.0952 | 1543849.5 | 1507091.1786 | 1699245.3038 | 1741726.4364 | 1460675.1251 | 10938940.2844
PR017 | PR | Werrington ZS rebuild to 132kV | 0 | 34009.5 | 0 | 0 | 0 | 0 | 0 | 0 | 0 | 0 | 0 | 0 | 0 | 0 | 0
PR035 | PR | Baulkham Hills TS 11kV supply | 2947.73 | 0 | 0 | 0 | 0 | 0 | 0 | 0 | 0 | 0 | 0 | 0 | 0 | 0 | 0
PR044 | PR | West Liverpool ZS (Hoxton Park ZS rebuild) | 26441.69 | 0 | 0 | 0 | 0 | 0 | 0 | 0 | 0 | 0 | 0 | 0 | 0 | 0 | 0
PR052 | PR | Penrith TS transformer and busbar augment | 1278241.35 | 811326.13 | 111412.72 | 0 | 0 | 0 | 0 | 0 | 0 | 0 | 0 | 0 | 0 | 0 | 0
PR054 | PR | Quakers Hill ZS augment (132kV bar + 1st 132/11kV tfr) | 16166.61 | 0 | 0 | 0 | 0 | 0 | 0 | 0 | 0 | 0 | 0 | 0 | 0 | 0 | 0
PR059 | PR | ELTS 132kV busbar & substation works | 130715.8 | 0 | 0 | 0 | 0 | 0 | 0 | 0 | 0 | 0 | 0 | 0 | 0 | 0 | 0
PR060 | PR | WLTS-ELTS first 132kV cable links | 562823.55 | 54937.46 | 0 | 0 | 0 | 0 | 0 | 0 | 0 | 0 | 0 | 0 | 0 | 0 | 0
PR061 | PR | Russell Vale ZS augment | 610289.86 | 210376.83 | 0 | 0 | 0 | 0 | 0 | 0 | 0 | 0 | 0 | 0 | 0 | 0 | 0
PR070 | PR | Caddens ZS establishment and feeders | 227677.03 | 113264.71 | 0 | 0 | 0 | 0 | 0 | 0 | 0 | 0 | 0 | 0 | 0 | 0 | 0
PR073 | PR | Campbelltown 66kV busbar & line to Ambarvale | 430.52 | 0 | 0 | 0 | 0 | 0 | 0 | 0 | 0 | 0 | 0 | 0 | 0 | 0 | 0
PR081 | PR | Collimore Park ZS establishment | 0 | 0 | 0 | 0 | 0 | 0 | 0 | 0 | 0 | 0 | 0 | 6628111.7625 | 13587629.113 | 13927319.8409 | 34143060.7163
PR090 | PR | Doonside 132kV/11kV ZS rebuild | 1202721.24 | 1035013.33 | 142087.35 | 47751 | 0 | 0 | 0 | 0 | 0 | 0 | 0 | 0 | 0 | 0 | 0
PR091 | PR | West Parramatta CBD 132kV/11kV ZS establishment | 3986595.42 | 942338.23 | 84498.71 | 0 | 0 | 0 | 0 | 0 | 0 | 0 | 0 | 0 | 0 | 0 | 0
PR096 | PR | Berry ZS LDC CT's | 4475.21 | 0 | 0 | 0 | 0 | 0 | 0 | 0 | 0 | 0 | 0 | 0 | 0 | 0 | 0
PR102 | PR | Kemps Creek/Luddenham capacity uprate | 887102.28 | 4991.33 | 0 | 0 | 0 | 0 | 0 | 0 | 0 | 0 | 0 | 0 | 0 | 0 | 0
PR110 | PR | Edmondson Park ZS establishment | 8617104.31 | 3323306.31 | 138426.17 | 1457484.54 | 2187000 | 1935000 | 6000 | 0 | 0 | 0 | 0 | 0 | 0 | 0 | 1941000
PR113 | PR | Augment feeder 308 Nepean to Douglas Park | 2897.16 | 0 | 0 | 0 | 518000 | 6223800 | 0 | 0 | 0 | 0 | 0 | 0 | 0 | 0 | 6223800
PR123 | PR | Connection works associated with Tomerong/Bamarang BSP | 749604.79 | 2942.57 | 0 | 0 | 0 | 0 | 0 | 0 | 0 | 0 | 0 | 0 | 0 | 0 | 0
PR126 | PR | Chipping Norton 33/11kV ZS establishment | 972016.95 | 155.22 | 0 | 0 | 0 | 0 | 0 | 0 | 0 | 0 | 0 | 0 | 0 | 0 | 0
PR128 | PR | Nepean ZS establishment | 322475.42 | 241217.95 | 15533.5 | 19739 | 0 | 0 | 0 | 0 | 0 | 0 | 0 | 0 | 0 | 0 | 0
PR144 | PR | Sherwood ZS augment | 28868.17 | 2939.82 | 0 | 0 | 0 | 0 | 0 | 0 | 0 | 0 | 0 | 0 | 0 | 0 | 0
PR148 | PR | Dapto ZS 3rd transformer & 33kV bus section CB's | 15792.63 | -146.91 | 1589.65 | 0 | 0 | 0 | 0 | 0 | 0 | 0 | 0 | 0 | 0 | 0 | 0
PR149 | PR | Gerringong ZS augment | 75091.98 | 76573.96 | 4206.19 | 0 | 0 | 0 | 0 | 0 | 0 | 0 | 0 | 0 | 0 | 0 | 0
PR157 | PR | Richmond ZS rebuild | 2933160.9 | 1232616.01 | 312351.94 | 11289.55 | 0 | 0 | 0 | 0 | 0 | 0 | 0 | 0 | 0 | 0 | 0
PR170 | PR | Holsworthy 33/11kV ZS establishment | 0 | 0 | 0 | 0 | 0 | 0 | 0 | 0 | 0 | 0 | 0 | 4852215.2465 | 9947041.2553 | 10195717.2867 | 24994973.7884
PR172 | PR | Parklea ZS 3rd transformer | 89393.57 | 0 | 0 | 0 | 0 | 0 | 0 | 0 | 0 | 0 | 0 | 0 | 0 | 0 | 0
PR176 | PR | Cheriton Av 132/11kV ZS establishment | 9504.78 | 5442.73 | 0 | 0 | 0 | 0 | 0 | 0 | 0 | 0 | 0 | 0 | 0 | 0 | 0
PR183 | PR | Schofields ZS establishment | 9200.8 | 0 | 0 | 0 | 0 | 0 | 0 | 0 | 0 | 0 | 0 | 0 | 0 | 0 | 0
PR184 | PR | Box Hill 22kV conversion | 0 | 131759.71 | 3637954.23 | 46000 | 0 | 0 | 0 | 0 | 0 | 0 | 0 | 0 | 0 | 0 | 0
PR186 | PR | Glenorie ZS establishment | 715666.26 | 49326.75 | 0 | 0 | 0 | 0 | 0 | 0 | 0 | 0 | 0 | 0 | 0 | 0 | 0
PR190 | PR | Eschol Park ZS establishment | 0 | 0 | 0 | 0 | 0 | 0 | 0 | 0 | 0 | 0 | 0 | 5001989.6514 | 10254078.7854 | 10510430.7551 | 25766499.192
PR192 | PR | Feeder 7158 augment from Albion Park to Warilla | 10546.05 | 0 | 0 | 0 | 0 | 0 | 0 | 0 | 0 | 0 | 0 | 0 | 0 | 0 | 0
PR200 | PR | Cordeaux/Figtree 33/11kV ZS establishment | 33785.7 | 0 | 0 | 0 | 0 | 0 | 0 | 0 | 0 | 0 | 0 | 0 | 0 | 0 | 0
PR204 | PR | Canley Vale subtransmission network upgrade | 1009051.09 | 0 | 0 | 0 | 0 | 0 | 0 | 0 | 0 | 0 | 0 | 0 | 0 | 0 | 0
PR206 | PR | Cawdor 66/11kV ZS establishment | 45057.39 | 4268.24 | 0 | 0 | 0 | 0 | 0 | 0 | 0 | 0 | 0 | 0 | 0 | 0 | 0
PR208 | PR | Abbotsbury 132/11kV ZS establishment | 2248995.89 | 562165.02 | 3900 | 0 | 0 | 0 | 0 | 0 | 0 | 0 | 0 | 0 | 0 | 0 | 0
PR244 | PR | Bellavista ZS establishment with two 132kV cable links | 8800 | 0 | 0 | 0 | 0 | 0 | 0 | 0 | 0 | 0 | 0 | 0 | 0 | 0 | 0
PR248 | PRL | Penrith Lakes ZS site acquisition | 0 | 36411.19 | 76.42 | 0 | 0 | 0 | 0 | 0 | 1103812.8906 | 0 | 0 | 0 | 0 | 0 | 1103812.8906
PR249 | PR | Establish Penrith Lakes 33/11kV Zone Substation | 0 | 0 | 0 | 0 | 0 | 0 | 0 | 0 | 0 | 4084383.6485 | 16745972.959 | 0 | 0 | 0 | 20830356.6075
PR255 | PR | Line works associated with Oran Park | 3223784.23 | 2446482.21 | 441808.38 | 55100 | 0 | 0 | 0 | 0 | 0 | 0 | 0 | 0 | 0 | 0 | 0
PR257 | PRL | Menangle Park 66/11kV ZS site purchase | 10947 | 0 | 0 | 1036355 | 0 | 0 | 0 | 0 | 0 | 0 | 0 | 0 | 0 | 0 | 0
PR258 | PR | Menangle Park 66/11kV ZS establishment | 0 | 0 | 0 | 466666.68 | 3800000 | 3587500 | 0 | 0 | 0 | 0 | 0 | 0 | 0 | 0 | 3587500
PR261 | PR | Huntingwood ZS establishment | 247800.45 | 595.4 | 0 | 60000 | 0 | 0 | 0 | 0 | 0 | 0 | 0 | 0 | 0 | 0 | 0
PR270 | PR | West Epping Zone Substation establishment | 0 | 0 | 0 | 0 | 0 | 0 | 0 | 0 | 0 | 0 | 0 | 7693174.1977 | 15771007.1054 | 16165282.283 | 39629463.5861
PR278 | PR | Kemps Creek new BSP associated works | 0 | 0 | 0 | 0 | 0 | 0 | 0 | 0 | 0 | 0 | 0 | 0 | 2607382.2007 | 2672566.7557 | 5279948.9564
PR280 | PR | Wilton Park 66/11kV ZS establishment & 66kV line works | 36059.14 | 0 | 0 | 0 | 0 | 0 | 0 | 0 | 0 | 0 | 0 | 0 | 0 | 0 | 0
PR288 | PR | Holroyd 330/132kV BSP associated works | 30305.92 | 0 | 0 | 0 | 0 | 0 | 0 | 0 | 0 | 0 | 0 | 0 | 0 | 0 | 0
PR291 | PRL | Marsden Park Zone Substation site acquisition | 167362 | 2565.1 | 0 | 0 | 0 | 0 | 0 | 0 | 0 | 0 | 0 | 0 | 0 | 0 | 0
PR292 | PR | South Marsden Park (industrial) 132/11kV ZS establishment | 0 | 1254.28 | 75771.95 | 4482575.33 | 14500000 | 9800000 | 0 | 0 | 0 | 0 | 0 | 0 | 0 | 0 | 9800000
PR303 | PR | Mittagong ZS transformer augment | 290876.86 | 9272.28 | 0 | 0 | 0 | 0 | 0 | 0 | 0 | 0 | 0 | 0 | 0 | 0 | 0
PR308 | PR | Granville ZS & Camellia TS rebuild | 2244308.6 | 176746.67 | 0 | 0 | 0 | 0 | 0 | 0 | 0 | 0 | 0 | 0 | 0 | 0 | 0
PR311 | PR | Quakers Hill ZS 2nd 132kV feeder | 5811.92 | 0 | 0 | 0 | 0 | 0 | 0 | 0 | 0 | 0 | 0 | 0 | 0 | 0 | 0
PR326 | PR | Casula 33/11kV ZS establishment with link to LTS or WLTS | 450800.3 | 45063.13 | 0 | 0 | 0 | 0 | 0 | 0 | 0 | 0 | 0 | 0 | 0 | 0 | 0
PR329 | PRL | Box Hill site purchase | 5576.94 | 55805.15 | 48347.5 | 340271 | 0 | 0 | 0 | 0 | 0 | 0 | 0 | 0 | 0 | 0 | 0
PR339 | PR | North Eastern Creek ZS establishment | 106678.71 | 791.43 | 0 | 0 | 0 | 0 | 0 | 0 | 0 | 0 | 0 | 0 | 0 | 0 | 0
PR342 | PR | Jordan Springs establishment | 3088505.17 | 220528.62 | 9502.8 | 0 | 0 | 0 | 0 | 0 | 0 | 0 | 0 | 0 | 0 | 0 | 0
PR343 | PR | Wetherill Park ZS augmentation | 116.2 | 25300 | 0 | 0 | 0 | 0 | 0 | 0 | 0 | 0 | 0 | 0 | 0 | 0 | 0
PR353 | PR | Shoalhaven Feeder 7510/7511 Augment | -179847.73 | 35304.21 | 0 | 0 | 0 | 0 | 0 | 0 | 0 | 0 | 0 | 0 | 0 | 0 | 0
PR384 | PR | Glossodia ZS transformer augments | 1877.28 | 1263.47 | 0 | 0 | 0 | 0 | 0 | 0 | 0 | 0 | 0 | 0 | 0 | 0 | 0
PR406 | PR | Tomerong ZS establishment | 653015.06 | 475721.94 | 100941.3 | 145461.91 | 0 | 0 | 0 | 0 | 0 | 0 | 0 | 0 | 0 | 0 | 0
PR408 | PR | Oran Park (permanent) ZS establishment | 5739431.13 | 2651529.48 | 1227831.08 | 140757 | 0 | 0 | 0 | 0 | 0 | 0 | 0 | 0 | 0 | 0 | 0
PR413 | PR | Windsor transformer | 1083353.77 | 173438.11 | 0 | 0 | 0 | 0 | 0 | 0 | 0 | 0 | 0 | 0 | 0 | 0 | 0
PR423 | PR | Maryland ZS establishment | 0 | 0 | 0 | 0 | 0 | 0 | 4377744.25 | 8974375.7125 | 9198735.1053 | 0 | 0 | 0 | 0 | 0 | 22550855.0678
PR424 | PRL | Austral ZS site purchase | 0 | 8000 | 4500 | 1800000 | 0 | 0 | 0 | 0 | 0 | 0 | 0 | 0 | 0 | 0 | 0
PR425 | PR | Austral ZS establishment (interim initially) | 0 | 0 | 0 | 0 | 0 | 0 | 2500000 | 0 | 0 | 0 | 0 | 0 | 0 | 0 | 2500000
PR426 | PRL | Leppington North ZS site purchase (strategic) | 293492 | 1717024.29 | 10133.93 | 0 | 0 | 0 | 0 | 0 | 0 | 0 | 0 | 0 | 0 | 0 | 0
PR427 | PR | Leppington North ZS establishment | 654.93 | 83359.47 | 556871.78 | 10077970.73 | 10000000 | 2984220 | 298995 | 0 | 0 | 0 | 0 | 0 | 0 | 0 | 3283215
PR429 | PR | Leppington South ZS establishment (interim initially) | 2005514.51 | 110434.71 | 0 | 0 | 0 | 0 | 0 | 0 | 0 | 0 | 0 | 0 | 0 | 0 | 0
PR430 | PRL | North Rossmore ZS site purchase | 0 | 0 | 0 | 0 | 0 | 0 | 0 | 0 | 3311438.6719 | 0 | 0 | 0 | 0 | 0 | 3311438.6719
PR432 | PRL | Rossmore ZS site purchase | 0 | 0 | 0 | 0 | 0 | 0 | 0 | 0 | 0 | 3394224.6387 | 0 | 0 | 0 | 0 | 3394224.6387
PR433 | PR | Rossmore ZS establishment | 0 | 0 | 0 | 0 | 0 | 0 | 0 | 0 | 0 | 0 | 0 | 0 | 0 | 12488629.6995 | 12488629.6995
PR434 | PRL | Catherine Fields North land purchase | 928168.55 | 41006.04 | 0 | 0 | 0 | 0 | 0 | 0 | 0 | 0 | 0 | 0 | 0 | 0 | 0
PR435 | PR | Catherine Fields North ZS establishment (interim) | 0 | 0 | 0 | 0 | 0 | 0 | 0 | 0 | 0 | 0 | 6554587.1997 | 13436903.7595 | 13772826.3535 | 0 | 33764317.3127
PR436 | PRL | Catherine Fields ZS site purchase | 5000 | 0 | 133942.7 | 0 | 0 | 0 | 0 | 0 | 0 | 0 | 0 | 0 | 0 | 0 | 0
PR437 | PR | Catherine Fields 11kV feeder works | 0 | 298.73 | 57341.43 | 3240300 | 530000 | 0 | 0 | 0 | 0 | 0 | 0 | 0 | 0 | 0 | 0
PR438 | PRL | North Bringelly ZS site purchase | 0 | 0 | 0 | 0 | 0 | 0 | 0 | 0 | 0 | 3959928.7451 | 0 | 0 | 0 | 0 | 3959928.7451
PR439 | PR | North Bringelly ZS establishment | 0 | 0 | 0 | 0 | 0 | 0 | 0 | 0 | 0 | 0 | 0 | 5253991.0312 | 10770681.614 | 11039948.6543 | 27064621.2995
PR440 | PR | Feeder 443 and 458/1 augmentation and Cattai rebuild | 2027627.62 | 491798.52 | 327531.47 | 0 | 0 | 0 | 0 | 0 | 0 | 0 | 0 | 0 | 0 | 0 | 0
PR444 | PR | Culburra Beach development (33kV fdr and single transformer ZS) | 0 | 0 | 0 | 0 | 0 | 0 | 0 | 0 | 0 | 0 | 0 | 0 | 4465446.6194 | 4577082.7849 | 9042529.4042
PR479 | PR | Far South Coast 132kV voltage constraints | 203908.9 | 2741836.51 | 1863329.51 | 390833.78 | 0 | 0 | 0 | 0 | 0 | 0 | 0 | 0 | 0 | 0 | 0
PR487 | PR | Connection works associated with Macarthur BSP | 3951387.23 | 1778945.91 | 269677.92 | 185998 | 0 | 0 | 0 | 0 | 0 | 0 | 0 | 0 | 0 | 0 | 0
PR499 | PR | Southpipe (Oakdale Estate) ZS 132/11kV establishment | 0 | 0 | 0 | 0 | 0 | 5588300 | 13557265 | 9588634.125 | 0 | 0 | 0 | 0 | 0 | 0 | 28734199.125
PR517 | PR | Installation of OPGW on Feeders 98W and 98F | 589034.4 | 8731.97 | 0 | 0 | 0 | 0 | 0 | 0 | 0 | 0 | 0 | 0 | 0 | 0 | 0
PR521 | PR | Culburra ZS fdr duplication & provision for rural ZS's | 2064644.09 | 246337.7 | 0 | 0 | 0 | 0 | 0 | 0 | 0 | 0 | 0 | 0 | 0 | 0 | 0
PR559 | PR | Mamre ZS transformer augment and 11kV busbar extension | 104579.24 | 117039.49 | 0 | 0 | 0 | 0 | 0 | 0 | 0 | 0 | 0 | 0 | 0 | 0 | 0
PR563 | PR | Shoalhaven TS 132kV capacitor install | 418.12 | 0 | 0 | 0 | 0 | 0 | 0 | 0 | 0 | 0 | 0 | 0 | 0 | 0 | 0
PR595 | PR | The Oaks ZS establishment | 611.2 | 0 | 0 | 0 | 0 | 0 | 0 | 0 | 0 | 0 | 0 | 0 | 0 | 0 | 0
PR596 | PR | Marsden Park (residential) 132/11kV ZS establishment - stage 1 | 6467745.66 | 5295506.04 | 4681329.14 | 307213 | 0 | 0 | 0 | 0 | 0 | 0 | 0 | 0 | 0 | 0 | 0
PR599 | PRL | Penrith CBD ZS site purchase | 0 | 0 | 0 | 100000 | 3720000 | 0 | 0 | 0 | 0 | 0 | 0 | 0 | 0 | 0 | 0
PR602 | PRL | Riverstone West site purchase | 0 | 0 | 0 | 0 | 0 | 0 | 0 | 0 | 0 | 0 | 0 | 5943428.7683 | 0 | 0 | 5943428.7683
PR603 | PRL | Eschol Park ZS site purchase | 0 | 0 | 0 | 0 | 0 | 0 | 0 | 0 | 0 | 0 | 3479080.2546 | 0 | 0 | 0 | 3479080.2546
PR620 | PR | West Dapto ZS establishment | 0 | 0 | 0 | 0 | 0 | 0 | 0 | 2656689.1719 | 5446212.8023 | 5582368.1224 | 0 | 0 | 0 | 0 | 13685270.0966
PR632 | PR | Mt Druitt TS automation scheme | 2035.55 | 0 | 0 | 0 | 0 | 0 | 0 | 0 | 0 | 0 | 0 | 0 | 0 | 0 | 0
PR642 | PR | Auxiliary transformer at Shoalhaven TS | 82911.6 | 0 | 0 | 0 | 0 | 0 | 0 | 0 | 0 | 0 | 0 | 0 | 0 | 0 | 0
PR643 | PR | Fibre works at Carlingford TS for Ausgrid | 9130.74 | 55092.28 | 168497.14 | 0 | 0 | 0 | 0 | 0 | 0 | 0 | 0 | 0 | 0 | 0 | 0
PR652 | PRL | Purchase of additional land Lawson TS | 60061.2 | 0 | 0 | 0 | 0 | 0 | 0 | 0 | 0 | 0 | 0 | 0 | 0 | 0 | 0
PR653 | PR | Avondale (South West Dapto) 132/11kV ZS establishment | 0 | 0 | 0 | 0 | 0 | 0 | 0 | 0 | 0 | 0 | 0 | 5943428.7683 | 6092014.4875 | 6244314.8497 | 18279758.1056
PR656 | PR | Leppington South ZS establishment (permanent) | 0 | 0 | 0 | 666666.68 | 10900000 | 12500000 | 2000000 | 0 | 0 | 0 | 0 | 0 | 0 | 0 | 14500000
PR657 | PR | Calderwood ZS establishment (interim initially) | 0 | 0 | 0 | 0 | 200000 | 8047275 | 8248456.875 | 0 | 0 | 0 | 0 | 0 | 0 | 0 | 16295731.875
PR659 | PRL | Avondale (South West Dapto) 132/11kV Zone Substation establishment site purchase | 0 | 0 | 0 | 0 | 0 | 0 | 0 | 0 | 0 | 0 | 2899233.5455 | 0 | 0 | 0 | 2899233.5455
PR660 | PR | Install 66kV iso Douglas Pk/Appin/Wcliff | 603.61 | 0 | 0 | 0 | 0 | 0 | 0 | 0 | 0 | 0 | 0 | 0 | 0 | 0 | 0
PR673 | PR | Liverpool ZS 11kV switchboard extension & distribution works | 97623.61 | 1753205.69 | 2940893.21 | 1254766 | 950000 | 0 | 0 | 0 | 0 | 0 | 0 | 0 | 0 | 0 | 0
PR674 | PR | South Marsden Park (stage 1) | 2002339.83 | 11789971.83 | 2957288.94 | 0 | 0 | 0 | 0 | 0 | 0 | 0 | 0 | 0 | 0 | 0 | 0
PR677 | PR | South Penrith Zone Substation | 0 | 0 | 1406.48 | 0 | 0 | 4730375 | 13899768.75 | 11016591.0937 | 0 | 0 | 0 | 0 | 0 | 0 | 29646734.8438
PR698 | PR | Marsden Park (residential) 132/11kV ZS - stage 2 | 0 | 0 | 0 | 0 | 0 | 3549062.5 | 5739039.0625 | 0 | 0 | 0 | 0 | 0 | 0 | 0 | 9288101.5625
PR700 | PR | Riverstone east ZS establishment | 0 | 0 | 0 | 0 | 0 | 0 | 0 | 4446481.3906 | 9115286.8508 | 9343169.0221 | 0 | 0 | 0 | 0 | 22904937.2635
PR701 | PR | Dapto 33kV feeder constraints | 1235.95 | 0 | 0 | 0 | 0 | 0 | 0 | 0 | 0 | 0 | 0 | 0 | 0 | 0 | 0
PR702 | PR | Penrith ZS 11kV transformer cable constraints | 0 | 5479.9 | 430900.85 | 964883 | 50400 | 0 | 0 | 0 | 0 | 0 | 0 | 0 | 0 | 0 | 0
PR703 | PRL | Riverstone East site purchase | 0 | 0 | 0 | 0 | 0 | 6150000 | 0 | 0 | 0 | 0 | 0 | 0 | 0 | 0 | 6150000
PR704 | PRL | Oakdale (Southpipe) site purchase | 0 | 0 | 0 | 0 | 300000 | 0 | 0 | 0 | 0 | 0 | 0 | 0 | 0 | 0 | 0
PR707 | PR | 132kV ducts Bringelly Rd | 3691.43 | 18434.02 | 328477.84 | 1063563.26 | 0 | 0 | 0 | 0 | 0 | 0 | 0 | 0 | 0 | 0 | 0
PR709 | PR | Feeder 230 undergrounding | 0 | 44863.22 | 2677569.92 | 12440.4 | 0 | 0 | 0 | 0 | 0 | 0 | 0 | 0 | 0 | 0 | 0
PR710 | PR | Feeder 868 rebuild & rearrangement South32 | 0 | 0 | 118718.51 | 1392160 | 22000 | 0 | 0 | 0 | 0 | 0 | 0 | 0 | 0 | 0 | 0
PR713 | PR | Box Hill 132/22kV ZS establishment | 0 | 0 | 0 | 0 | 0 | 5088100 | 16734355 | 14998932.625 | 0 | 0 | 0 | 0 | 0 | 0 | 36821387.625
PR715 | PR | Nepean TS constraints | 0 | 13921.51 | 282849.06 | 136411 | 0 | 0 | 0 | 0 | 0 | 0 | 0 | 0 | 0 | 0 | 0
PR716 | PR | Box Hill ZS - 132kV ducts Old Pitt Town | 0 | 3535.15 | 326330.62 | 0 | 0 | 0 | 0 | 0 | 0 | 0 | 0 | 0 | 0 | 0 | 0
PR717 | PRL | Acquire improved site for West Dapto ZS | 0 | 0 | 0 | 0 | 0 | 2050000 | 0 | 0 | 0 | 0 | 0 | 0 | 0 | 0 | 2050000
PR722 | PR | Camellia TS connection works for Ausgrid | 0 | 0 | 13420.09 | 136773 | 187082 | 31847 | 100571 | 0 | 0 | 0 | 0 | 0 | 0 | 0 | 132418
PR723 | PR | Supply to Luddenham Science Park | 0 | 4063.43 | 7491.03 | 0 | 0 | 6256600 | 19129780 | 17454243.25 | 0 | 0 | 0 | 0 | 0 | 0 | 42840623.25
PR724 | PR | Establish Mt Gilead ZS | 0 | 0 | 0 | 0 | 0 | 0 | 0 | 4150336.4687 | 8508189.7609 | 8720894.505 | 0 | 0 | 0 | 0 | 21379420.7346
PR727 | PRL | Luddenham ZS site purchase | 0 | 0 | 10188 | 0 | 0 | 1000000 | 0 | 0 | 0 | 0 | 0 | 0 | 0 | 0 | 1000000
PR728 | PR | Western Sydney Employment Lands ZS | 0 | 0 | 0 | 0 | 0 | 0 | 0 | 5057078.375 | 10367010.6687 | 10626185.9355 | 0 | 0 | 0 | 0 | 26050274.9792
PR729 | PR | Cheriton Avenue 3rd transformer | 0 | 0 | 0 | 0 | 0 | 0 | 0 | 0 | 0 | 0 | 0 | 8891369.4374 | 0 | 0 | 8891369.4374
PR730 | PR | Feeder 7018 constraints | 0 | 0 | 0 | 0 | 0 | 0 | 0 | 0 | 0 | 0 | 0 | 0 | 0 | 0 | 0
PR732 | PR | Feeder 214/215 contraints | 0 | 0 | 0 | 0 | 0 | 4843125 | 4964203.125 | 0 | 0 | 0 | 0 | 0 | 0 | 0 | 9807328.125
PR733 | PR | Bringelly ZS augmentation | 0 | 0 | 0 | 0 | 0 | 0 | 0 | 0 | 0 | 0 | 0 | 4914026.9057 | 10073755.1566 | 10325599.0355 | 25313381.0978
PR735 | PR | Termeil area distribution works | 0 | 0 | 1708.99 | 700000.02 | 0 | 0 | 0 | 0 | 0 | 0 | 0 | 0 | 0 | 0 | 0
PR739 | PR | South Gilead (South Campbelltown) | 0 | 0 | 0 | 0 | 0 | 0 | 0 | 0 | 0 | 4360447.2525 | 8938916.8676 | 9162389.7893 | 0 | 0 | 22461753.9093
PR740 | PR | AFIC upgrade Minto, Prospect, Kingswood | 0 | 0 | 0 | 0 | 1900000 | 0 | 0 | 0 | 0 | 0 | 0 | 0 | 0 | 0 | 0
PR741 | PR | Western Sydney Airport 132kV supply | 0 | 0 | 0 | 0 | 0 | 0 | 0 | 21980594.3876 | 22530109.2473 | 23093361.9785 | 0 | 0 | 0 | 0 | 67604065.6134
PR742 | PR | North Bomaderry ZS establishment | 0 | 0 | 0 | 0 | 0 | 0 | 0 | 3975880.1875 | 8150554.3844 | 8354318.244 | 0 | 0 | 0 | 0 | 20480752.8159
PR744 | PR | Termeil ZS establishment | 0 | 0 | 0 | 0 | 0 | 0 | 0 | 0 | 4384896.708 | 4494519.1257 | 0 | 0 | 0 | 0 | 8879415.8337
PR745 | PR | Austral Permanent ZS establishment | 0 | 0 | 0 | 0 | 0 | 0 | 0 | 0 | 0 | 0 | 13098737.1587 | 13426205.5877 | 0 | 0 | 26524942.7464
PR746 | PR | Sydney University - Western Sydney Employment Lands ZS establishment | 0 | 0 | 0 | 0 | 0 | 0 | 0 | 0 | 0 | 0 | 0 | 0 | 14913251.4655 | 15286082.7522 | 30199334.2177
PR748 | PR | Establish permanent Catherine Park ZS | 0 | 0 | 0 | 0 | 0 | 0 | 0 | 2060091.7656 | 4224291.9324 | 4329899.2307 | 0 | 0 | 0 | 0 | 10614282.9288
PR749 | PR | Nepean ZS augmentation | 0 | 0 | 0 | 0 | 0 | 0 | 0 | 0 | 0 | 0 | 8236651.7898 | 0 | 0 | 0 | 8236651.7898
PR750 | PR | Feeder 512 augmentation | 0 | 0 | 0 | 991692.25 | 280000 | 0 | 0 | 0 | 0 | 0 | 0 | 0 | 0 | 0 | 0
PR751 | PR | Parklea ZS to Bella Vista ZS load transfer | 0 | 0 | 0 | 0 | 0 | 4100000 | 0 | 0 | 0 | 0 | 0 | 0 | 0 | 0 | 4100000
PR752 | PR | Kemps Creek 132kV conversion | 0 | 0 | 0 | 0 | 0 | 0 | 0 | 0 | 0 | 0 | 24077554.7489 | 10576925.8361 | 0 | 0 | 34654480.5851
PR754 | PR | Augment Westmead Zone Substation | 0 | 0 | 0 | 0 | 0 | 0 | 0 | 0 | 7083719.2256 | 7260812.2062 | 7004548.246 | 0 | 0 | 0 | 21349079.6778
PR755 | PR | Narellan ZS busbar augmentation | 0 | 0 | 0 | 0 | 0 | 0 | 0 | 0 | 0 | 0 | 8442568.0846 | 0 | 0 | 0 | 8442568.0846
PR756 | PR | Luddenham ZS augmentation | 0 | 0 | 0 | 0 | 0 | 0 | 0 | 0 | 0 | 0 | 13881530.216 | 6097957.9163 | 0 | 0 | 19979488.1323
PS002 | PS | Replacement of ASEA RI O/C relays | 0 | 0 | 219.76 | 102331.97 | 0 | 0 | 0 | 0 | 0 | 0 | 0 | 0 | 0 | 0 | 0
PS004 | PS | Underfrequency load shed program | 156.3 | 0 | 0 | 0 | 0 | 0 | 0 | 0 | 0 | 0 | 0 | 0 | 0 | 0 | 0
PS008 | PS | Substation protection relay refurbishment | 3039467.82 | 2094580.72 | 1138404.34 | 3769753 | 3600000 | 4323450 | 4431536.25 | 4542324.6562 | 4655882.7727 | 4772279.842 | 4891586.838 | 5013876.509 | 5139223.4217 | 5267704.0072 | 43037864.2968
PS009 | PS | Installation of SEF relays | 619270.33 | 1132982.57 | 195906.71 | 0 | 0 | 0 | 0 | 0 | 0 | 0 | 0 | 0 | 0 | 0 | 0
PS010 | PS | Protection refurbishment (interfacing feeders) | 1137045.31 | 557126.12 | 95849.8 | 149093.49 | 0 | 0 | 0 | 0 | 0 | 0 | 0 | 0 | 0 | 0 | 0
PS011 | PS | Protection refurbishment (miscellaneous) | 315234.23 | 174607.22 | 15871.24 | 463447.41 | 895000 | 717500 | 735437.5 | 753823.4375 | 772669.0234 | 791985.749 | 811785.3927 | 832080.0276 | 852882.0283 | 874204.079 | 7142367.2375
PS012 | PS | Distribution feeder safety improvement | 16288.18 | 652950.58 | 3362204.29 | 6534097 | 4615800 | 3177500 | 0 | 0 | 0 | 0 | 0 | 0 | 0 | 0 | 3177500
PS013 | PS | Feeder differential relay replacement | 0 | 0 | 0 | 0 | 330000 | 338250 | 346706.25 | 355373.9062 | 364258.2539 | 373364.7103 | 382698.828 | 392266.2987 | 402072.9562 | 412124.7801 | 3367115.9834
PS014 | PS | Under frequency load shedding | 0 | 0 | 0 | 0 | 500000 | 563750 | 577843.75 | 0 | 0 | 0 | 0 | 0 | 0 | 0 | 1141593.75
RC | RC | Reliability compliance | 0 | 0 | 0 | 0 | 4000000 | 4100000 | 4202500 | 4307562.5 | 4415251.5625 | 4525632.8516 | 4638773.6729 | 4754743.0147 | 4873611.59 | 4995451.8798 | 40813527.0714
RI | RI | Reliability enhancement | 5714178.64 | 4384034.22 | 2536950.44 | 1406985.95 | 0 | 0 | 0 | 0 | 0 | 0 | 0 | 0 | 0 | 0 | 0
SG001 | SG | Smart grid fibre rollout & trial | 14159.34 | 0 | 0 | 0 | 0 | 0 | 0 | 0 | 0 | 0 | 0 | 0 | 0 | 0 | 0
SG002 | SG | Smart meter rollout | 4977.5 | 0 | 0 | 0 | 0 | 0 | 0 | 0 | 0 | 0 | 0 | 0 | 0 | 0 | 0
SL001 | SL | Streetlighting growth | 871598.59 | 979246.73 | 1311152.31 | 1420000 | 1400000 | 1793750 | 1838593.75 | 1884558.5937 | 1931672.5586 | 1979964.3726 | 2029463.4819 | 2080200.0689 | 2132205.0706 | 2185510.1974 | 17855918.0937
SL002 | SL | Streetlighting refurbishment | 4923802.13 | 6568834.38 | 2398399.5 | 2700000 | 3000000 | 3075000 | 3151875 | 3230671.875 | 3311438.6719 | 3394224.6387 | 3479080.2546 | 3566057.261 | 3655208.6925 | 3746588.9098 | 30610145.3036
SP | SP | Essential spares | 2530605.28 | -314236.5 | 470065.27 | 1034008.5 | 1239026 | 1025000 | 1050625 | 1076890.625 | 1103812.8906 | 1131408.2129 | 1159693.4182 | 1188685.7537 | 1218402.8975 | 1248862.9699 | 10203381.7679
SW | SW | Network Switching | 6126287.18 | 4148553.29 | 3276845.76 | 2862677.78 | 3277639.0026 | 6440998.4086 | 6705273.1814 | 7200594.4377 | 7169404.1994 | 7597249.4943 | 8609238.3838 | 9133710.9797 | 9679117.7549 | 10098288.2016 | 72633875.0416
TM004 | TM | 66 & 33kV line refurbishment | 1384559.6 | -36721.22 | 0 | 0 | 0 | 0 | 0 | 0 | 0 | 0 | 0 | 0 | 0 | 0 | 0
TM008 | TM | 132kV tower refurb/safety upgrade | 6307.47 | 125218.01 | 235634.38 | 4149.22 | 0 | 0 | 0 | 0 | 0 | 0 | 0 | 0 | 0 | 0 | 0
TM012 | TM | Sub-transmission pole replacement | 1974228.52 | 3458414.1 | 2916617.14 | 3000000.01 | 2500000 | 3813000 | 3908325 | 4006033.125 | 4106183.9531 | 5566528.4074 | 5705691.6176 | 5848333.908 | 5994542.2557 | 6144405.8121 | 45093044.0791
TM013 | TM | Underground pilots | -21461.56 | 0 | 0 | 0 | 0 | 0 | 0 | 0 | 0 | 0 | 0 | 0 | 0 | 0 | 0
TM014 | TM | Renewal of 33kV and 66kV gas and oil filled cables | 1057811.65 | 2929639.61 | 2764891.85 | 15250.91 | 0 | 0 | 0 | 0 | 0 | 814613.9133 | 887165.4649 | 1818689.2031 | 1809328.3028 | 1854561.5104 | 7184358.3945
TM015 | TM | Subtransmission tower replacement | 0 | 0 | 0 | 0 | 1600000 | 1640000 | 1681000 | 4307562.5 | 6181352.1875 | 6335885.9922 | 6494283.142 | 6656640.2205 | 6823056.2261 | 6993632.6317 | 47113412.9
TM016 | TM | Cast iron UGOH replacement within zone substations | 561.36 | 7896.37 | 0 | 0 | 0 | 0 | 0 | 0 | 0 | 0 | 0 | 0 | 0 | 0 | 0
TM017 | TM | Installation of overhead earthwire | 187.13 | 0 | 0 | 0 | 0 | 0 | 0 | 0 | 0 | 0 | 0 | 0 | 0 | 0 | 0
TM019 | TM | Access track reconstruction | 1221369.34 | 1333317.75 | 479926.45 | 214470 | 0 | 0 | 0 | 0 | 0 | 0 | 0 | 0 | 0 | 0 | 0
TM020 | TM | Traffic blackspot remediation - transmission | 773.86 | 0 | 0 | 0 | 0 | 0 | 0 | 0 | 0 | 0 | 0 | 0 | 0 | 0 | 0
TM021 | TM | Capital works for compliance to NSW Maritime Waterways | 100889.15 | 0 | 0 | 0 | 0 | 0 | 0 | 0 | 0 | 0 | 0 | 0 | 0 | 0 | 0
TM023 | TM | Renewal of 132kV cable 233 | 105493.31 | 232.86 | 0 | 0 | 0 | 0 | 0 | 0 | 0 | 0 | 0 | 0 | 0 | 0 | 0
TM027 | TM | Steel tower asbestos removal | 0 | 28671.31 | 71490.9 | 181000 | 3013000 | 0 | 0 | 0 | 0 | 0 | 0 | 0 | 0 | 0 | 0
TM028 | TM | 132kV oil cable replacement | 0 | 0 | 0 | 0 | 0 | 0 | 0 | 0 | 0 | 0 | 11596934.1821 | 11886857.5367 | 12184028.9751 | 12488629.6995 | 48156450.3934
TM029 | TM | Installation of aerial marker malls on high spans | 0 | 0 | 0 | 130000 | 0 | 0 | 0 | 0 | 0 | 0 | 0 | 0 | 0 | 0 | 0
TM030 | TM | Feeder 7028 replacement | 0 | 0 | 0 | 0 | 500000 | 1691250 | 2311375 | 2369159.375 | 2428388.3594 | 2489098.0684 | 0 | 0 | 0 | 0 | 11289270.8027
TM131 | TM | Underground pilots replacement | 655120.53 | 9136.16 | 0 | 0 | 0 | 0 | 0 | 0 | 0 | 0 | 0 | 0 | 0 | 0 | 0
TM132 | TM | Sub-transmission pilot cable renewal program | 4531769.99 | 495326.58 | 42861.4 | 3711 | 0 | 973750 | 998093.75 | 1023046.0937 | 1048622.2461 | 1074837.8022 | 1101708.7473 | 1129251.466 | 1157482.7526 | 1186419.8215 | 9693212.6795
TM133 | TM | Hardex pilot cable renewal | 8692723.7 | 933474.25 | 0 | 0 | 0 | 0 | 0 | 0 | 0 | 0 | 0 | 0 | 0 | 0 | 0
TM134 | TM | Wollongong - Port Kembla pilot cable replacement | 0 | 0 | 0 | 0 | 0 | 1655375 | 1696759.375 | 1739178.3594 | 1782657.8184 | 1827224.2638 | 1872904.8704 | 1919727.4922 | 1967720.6795 | 2016913.6965 | 16478461.5551
TM135 | TM | Optical fibre protection and communication upgrades in the Blue Mountains | 0 | 0 | 0 | 0 | 0 | 666250 | 682906.25 | 699978.9062 | 717478.3789 | 735415.3384 | 753800.7218 | 772645.7399 | 791961.8834 | 811760.9305 | 6632198.1491
TM137 | TM | Optical fibre protection and communication upgrades in the Macarthur area | 0 | 0 | 0 | 0 | 0 | 1312000 | 1344800 | 1378420 | 1412880.5 | 1448202.5125 | 1484407.5753 | 1521517.7647 | 1559555.7088 | 1598544.6015 | 13060328.6629
TM138 | TM | 132kV optical fibre ring completion | 0 | 10547.01 | 171620.02 | 459030 | 5000 | 0 | 0 | 0 | 0 | 0 | 0 | 0 | 0 | 0 | 0
TM171 | TM | Replacement of corroded earthwires | 140715.05 | 1912211.42 | 2257077.62 | 1730441.85 | 2000000 | 1373500 | 1050625 | 969201.5625 | 993431.6016 | 1018267.3916 | 1043724.0764 | 1069817.1783 | 1096562.6078 | 1123976.673 | 9739106.0911
TM172 | TM | Earthwire replacement due to fault rating | 0 | 0 | 0 | 0 | 0 | 1025000 | 1050625 | 1076890.625 | 1103812.8906 | 1131408.2129 | 1159693.4182 | 1188685.7537 | 1218402.8975 | 1248862.9699 | 10203381.7679
TM174 | TM | Hardex earthwire replacement | 0 | 37128.28 | 3403.58 | 0 | 0 | 1025000 | 1050625 | 1076890.625 | 1103812.8906 | 1131408.2129 | 1159693.4182 | 1188685.7537 | 1218402.8975 | 1248862.9699 | 10203381.7679
TM302 | TM | Oil filled cable auxiliary equipment refurbishment | 467.8 | 8425.81 | 40830.06 | 324875 | 0 | 0 | 75645 | 0 | 0 | 0 | 0 | 85585.3743 | 0 | 0 | 161230.3743
TM303 | TM | Guilford and Camellia 132kV cables oil testing and flushing | 467.8 | 14221.76 | 38664.84 | 162681 | 465136 | 0 | 94556.25 | 0 | 0 | 0 | 0 | 106981.7178 | 0 | 0 | 201537.9678
TM401 | TM | South Coast 33kV overhead line refurbishment | 447327.58 | 598241.23 | 614955.62 | 464955.07 | 998000 | 1107000 | 1134675 | 1292268.75 | 1324575.4687 | 1357689.8555 | 1391632.1019 | 1426422.9044 | 1462083.477 | 1498635.5639 | 11994983.1214
TM404 | TM | Avon/Nepean Dam feeder refurbishment | 580189.62 | 3437434.67 | 1688532.73 | 34512.66 | 0 | 0 | 0 | 0 | 0 | 0 | 0 | 0 | 0 | 0 | 0
TM408 | TM | Ringwood Feeder 7906 Refurbishment | 0 | 0 | 13428.23 | 0 | 0 | 0 | 0 | 0 | 0 | 0 | 0 | 0 | 0 | 0 | 0
TM410 | TM | Hazelbook ZS to Springwood ZS Feeder 808 refurbishment | 1160250.43 | 244772.52 | 58694.07 | 36862 | 0 | 0 | 0 | 0 | 0 | 0 | 0 | 0 | 0 | 0 | 0
TM419 | TM | Future sub-transmission feeder refurbishment works | 0 | 0 | 0 | 0 | 0 | 0 | 0 | 0 | 0 | 0 | 10669179.4476 | 16284994.8253 | 22418613.3142 | 25227031.9929 | 74599819.5799
TM801 | TM | Steel tower painting program | 445362.38 | 191732.13 | 86397.5 | 28000 | 0 | 0 | 0 | 0 | 0 | 0 | 927754.7346 | 950948.6029 | 974722.318 | 999090.376 | 3852516.0315
TM803 | TM | Steel tower below ground rectification work | 31493.03 | 208947.05 | 256110.57 | 499999.96 | 2599999.92 | 2152500 | 2206312.5 | 2261470.3125 | 2318007.0703 | 2375957.2471 | 2435356.1782 | 2496240.0827 | 2558646.0848 | 2622612.2369 | 21427101.7125
TM805 | TM | Earthing refurbishment of lines 940/941 | 0 | 0 | 3676.09 | 555711.11 | 178388.89 | 287000 | 294175 | 301529.375 | 309067.6094 | 22628.1643 | 23193.8684 | 23773.7151 | 24368.058 | 24977.2594 | 1310713.0494
TM809 | TM | Subtransmission line earthing refurbishment | 0 | 0 | 0 | 0 | 0 | 0 | 630375 | 646134.375 | 662287.7344 | 678844.9277 | 695816.0509 | 713211.4522 | 731041.7385 | 749317.782 | 5507029.0607
TS001 | TS | Power transformer replacement | 166128.58 | 11270.14 | 0 | 0 | 0 | 0 | 0 | 0 | 0 | 0 | 0 | 0 | 0 | 0 | 0
TS004 | TS | 132kV circuit breaker replacement | 5809.62 | 131967.6 | 0 | 0 | 903000 | 371050 | 380326.25 | 389834.4062 | 399580.2664 | 409569.7731 | 419809.0174 | 430304.2428 | 441061.8489 | 452088.3951 | 3693624.2
TS005 | TS | 33kV circuit breaker replacement | 961491.77 | 774489.38 | 98729.48 | 1494290.37 | 3410000 | 872787.5 | 894607.1875 | 916972.3672 | 939896.6764 | 963394.0933 | 987478.9456 | 1012165.9192 | 1037470.0672 | 1063406.8189 | 8688179.5753
TS007 | TS | 11kV circuit breaker replacement | 0 | 0 | 0 | 5000 | 0 | 0 | 367718.75 | 376911.7187 | 0 | 0 | 0 | 0 | 0 | 0 | 744630.4688
TS008 | TS | Battery replacement | 326014.56 | 149579.63 | 248814.78 | 1181071.26 | 1253792 | 1230000 | 1260750 | 1292268.75 | 1324575.4687 | 1357689.8555 | 1391632.1019 | 1426422.9044 | 1462083.477 | 1498635.5639 | 12244058.1214
TS009 | TS | Auxiliary switchgear replacement | 71609.02 | 529762.06 | 1083588.52 | 1161162.01 | 817000 | 1025000 | 1050625 | 1076890.625 | 1103812.8906 | 1131408.2129 | 869770.0637 | 0 | 0 | 0 | 6257506.7922
TS011 | TS | Freq injection replacement/augmentation | 513.1 | 0 | 0 | 0 | 0 | 0 | 0 | 0 | 0 | 0 | 0 | 0 | 0 | 0 | 0
TS015 | TS | Replacement of surge arrester in zone and sub-transmission substations | 49751.7 | 20531.8 | 21401.92 | 169683 | 132000 | 112750 | 115568.75 | 118457.9687 | 121419.418 | 49781.9614 | 51026.5104 | 52302.1732 | 53609.7275 | 54949.9707 | 729866.4798
TS016 | TS | VT and CT replacement | 1492872.88 | 617290.48 | 218121.61 | 295677.11 | 1095000 | 717500 | 735437.5 | 753823.4375 | 772669.0234 | 791985.749 | 811785.3927 | 832080.0276 | 852882.0283 | 874204.079 | 7142367.2375
TS017 | TS | Power transformer refurbishment | 597961.17 | 0 | 0 | 1368.37 | 600000 | 615000 | 630375 | 646134.375 | 662287.7344 | 678844.9277 | 695816.0509 | 713211.4522 | 731041.7385 | 749317.782 | 6122029.0607
TS018 | TS | Transformer oil replacement | 0 | 0 | 0 | 100000 | 0 | 0 | 0 | 0 | 0 | 0 | 0 | 0 | 0 | 0 | 0
TS020 | TS | Portable earthing set cabinets | 26129 | 0 | 0 | 0 | 0 | 0 | 0 | 0 | 0 | 0 | 0 | 0 | 0 | 0 | 0
TS024 | TS | Building and amenities refurbishment | 1772852.21 | 208396.9 | 227449.05 | 1711100 | 500000 | 2050000 | 2101250 | 2153781.25 | 2207625.7812 | 2262816.4258 | 2319386.8364 | 2377371.5073 | 2436805.795 | 2497725.9399 | 20406763.5357
TS025 | TS | Asbestos and other hazardous material reporting, management and removal | 1368849.67 | 352910.96 | 133694.5 | 200000 | 650000 | 533000 | 546325 | 559983.125 | 573982.7031 | 588332.2707 | 603040.5775 | 618116.5919 | 633569.5067 | 649408.7444 | 5305758.5193
TS026 | TS | Noise attenuation in ZS and TS | 2298403.59 | 56249.3 | 243352.43 | 2060.91 | 0 | 1025000 | 1050625 | 1076890.625 | 1103812.8906 | 1131408.2129 | 1159693.4182 | 1188685.7537 | 1218402.8975 | 1248862.9699 | 10203381.7679
TS027 | TS | Substation switchyard lighting improvement | 481385.25 | 384972.4 | 272719.34 | 35500 | 0 | 123000 | 126075 | 129226.875 | 132457.5469 | 135768.9855 | 139163.2102 | 142642.2904 | 146208.3477 | 149863.5564 | 1224405.8121
TS028 | TS | Control cable trench and cover refurbishment | 12318.36 | 0 | 0 | 0 | 0 | 0 | 0 | 0 | 0 | 0 | 0 | 0 | 0 | 0 | 0
TS029 | TS | Substation control room temperature reduction initiatives | 86865.37 | 14816.92 | 400.72 | 2000 | 0 | 0 | 0 | 0 | 0 | 0 | 0 | 0 | 0 | 0 | 0
TS031 | TS | Substation safety fence upgrade program | 135640.54 | 223948.89 | 3441.68 | 100000 | 300000 | 102500 | 105062.5 | 107689.0625 | 110381.2891 | 113140.8213 | 115969.3418 | 118868.5754 | 121840.2898 | 124886.297 | 1020338.1768
TS032 | TS | Substation security systems | 2341750.5 | 43126.13 | 256139.98 | 0 | 0 | 153750 | 157593.75 | 161533.5937 | 0 | 0 | 0 | 0 | 0 | 0 | 472877.3438
TS033 | TS | Substation fire hydrant installations | 697620.41 | 644076.77 | 302793.32 | 557206.68 | 200000 | 205000 | 210125 | 215378.125 | 220762.5781 | 226281.6426 | 231938.6836 | 237737.1507 | 243680.5795 | 249772.594 | 2040676.3536
TS034 | TS | Substation deluge showers and fire blankets | 405857.15 | 332977.39 | 141556.62 | 0 | 160000 | 164000 | 168100 | 172302.5 | 176610.0625 | 181025.3141 | 185550.9469 | 190189.7206 | 194944.4636 | 199818.0752 | 1632541.0829
TS035 | TS | Substation oil containment program - bund walls | 534382.54 | 524176.9 | 18875.65 | 0 | 210000 | 71750 | 73543.75 | 75382.3437 | 77266.9023 | 79198.5749 | 81178.5393 | 83208.0028 | 85288.2028 | 87420.4079 | 714236.7237
TS036 | TS | Substation earthing | 1739315.57 | 1393861.09 | 1947930.91 | 2179501 | 998483 | 1025000 | 525312.5 | 538445.3125 | 551906.4453 | 565704.1064 | 579846.7091 | 594342.8768 | 609201.4488 | 624431.485 | 5614190.8839
TS047 | TS | Equipment labelling in TS & ZS | -55 | 0 | 0 | 0 | 0 | 0 | 0 | 0 | 0 | 0 | 0 | 0 | 0 | 0 | 0
TS048 | TS | Substation oil containment program - separators | 30860.53 | 287.04 | 0 | 0 | 0 | 0 | 0 | 0 | 0 | 0 | 0 | 0 | 0 | 0 | 0
TS049 | TS | Tunnelboard refurbishment | 9101.84 | 30714.68 | 0 | 0 | 0 | 46125 | 47278.125 | 48460.0781 | 49671.5801 | 50913.3696 | 52186.2038 | 53490.8589 | 54828.1304 | 56198.8336 | 459152.1796
TS050 | TS | POW switching for capacitors | 145405.16 | 56199.85 | 0 | 0 | 0 | 0 | 0 | 0 | 662287.7344 | 0 | 0 | 0 | 0 | 0 | 662287.7344
TS055 | TS | 66kV circuit breaker replacement | 479068.87 | 29315.24 | 0 | 0 | 258000 | 264450 | 271061.25 | 277837.7812 | 284783.7258 | 291903.3189 | 299200.9019 | 306680.9244 | 314347.9476 | 322206.6462 | 2632472.4961
TS057 | TS | Substation insulation co-ordination | 72403.32 | 0 | 0 | 0 | 150000 | 153750 | 157593.75 | 161533.5937 | 165571.9336 | 169711.2319 | 173954.0127 | 178302.8631 | 182760.4346 | 187329.4455 | 1530507.2652
TS060 | TS | Lawson TS rebuild | 2155.75 | 34.12 | 0 | 0 | 0 | 0 | 0 | 0 | 0 | 0 | 0 | 0 | 0 | 0 | 0
TS067 | TS | Rosehill ZS renewal | 15210.1 | 0 | 0 | 0 | 0 | 0 | 0 | 0 | 0 | 0 | 0 | 0 | 0 | 0 | 0
TS072 | TS | Holroyd ZS renewal | 316616.25 | 1761.6 | -1045 | 0 | 0 | 0 | 0 | 0 | 0 | 0 | 0 | 0 | 0 | 0 | 0
TS086 | TS | Busbar support and isolator replacement | 0 | 0 | 12384.13 | 566900.85 | 325000 | 96862.5 | 99284.0625 | 101766.1641 | 104310.3182 | 106918.0761 | 109591.028 | 112330.8037 | 115139.0738 | 118017.5507 | 964219.5771
TS092 | TS | Jasper Rd 11kV CB renewal | 7979.23 | 0 | 0 | 0 | 0 | 0 | 0 | 0 | 0 | 0 | 0 | 0 | 0 | 0 | 0
TS099 | TS | Substation power outlet installation | 77489.53 | 57396.78 | 61679.48 | 0 | 0 | 0 | 0 | 0 | 0 | 0 | 0 | 0 | 0 | 0 | 0
TS100 | TS | Substation internal fence replacement | 70163.25 | 0 | 0 | 0 | 0 | 0 | 0 | 0 | 0 | 0 | 0 | 0 | 0 | 0 | 0
TS102 | TS | Rydalmere Zone Substation renewal | 3079542.45 | 1660072.91 | 1890306.46 | 52398 | 0 | 0 | 0 | 0 | 0 | 0 | 0 | 0 | 0 | 0 | 0
TS111 | TS | Blackheath ZS 11kV switchyard renewal | 58023.78 | 0 | 0 | 0 | 0 | 0 | 0 | 0 | 0 | 0 | 0 | 0 | 0 | 0 | 0
TS116 | TS | Roof refurbishment for control and switch rooms | 1201076.7 | 741568.61 | 179316.19 | 1300000 | 500000 | 1537500 | 1575937.5 | 1615335.9375 | 1655719.3359 | 1697112.3193 | 1739540.1273 | 1783028.6305 | 1827604.3463 | 1873294.4549 | 15305072.6518
TS118 | TS | Smithfield Zone Substation rebuilding | 9356 | 0 | 0 | 0 | 0 | 0 | 0 | 0 | 0 | 0 | 0 | 0 | 0 | 0 | 0
TS119 | TS | Bomaderry ZS redevelopment (fmr PR403) | 3653.74 | 0 | 0 | 0 | 0 | 0 | 0 | 0 | 0 | 0 | 0 | 0 | 0 | 0 | 0
TS120 | TS | Canley Vale ZS redevelopment | 880445.23 | 92618.96 | 0 | 0 | 0 | 0 | 0 | 0 | 0 | 0 | 0 | 0 | 0 | 0 | 0
TS121 | TS | Port Kembla ZS | 1702771.63 | 486291.18 | 0 | 0 | 0 | 0 | 0 | 0 | 0 | 0 | 0 | 0 | 0 | 0 | 0
TS122 | TS | Leabons Lane Zone Substation renewal | 2754675.05 | 1522340.95 | 2449149.16 | 2689732 | 75000 | 0 | 0 | 0 | 0 | 0 | 0 | 0 | 0 | 0 | 0
TS123 | TS | St Marys Zone Substation renewal | 4917373.24 | 3562017.14 | 200262.43 | 0 | 0 | 0 | 0 | 0 | 0 | 0 | 0 | 0 | 0 | 0 | 0
TS124 | TS | Substation control building fire alarm systems | 3215.03 | 0 | 0 | 0 | 0 | 0 | 0 | 0 | 0 | 0 | 0 | 0 | 0 | 0 | 0
TS125 | TS | Guildford Transmission Substation renewal | 4085476.25 | 2194828.55 | 434100.13 | 1220.88 | 0 | 0 | 0 | 0 | 0 | 0 | 0 | 0 | 0 | 0 | 0
TS126 | TS | Comalco HVC renewal | 9769.02 | 0 | 0 | 0 | 0 | 0 | 0 | 0 | 0 | 0 | 0 | 0 | 0 | 0 | 0
TS127 | TS | Castle Hill Zone Substation renewal | -1385445.45 | 377423.8 | 772793.46 | 661524 | 163333 | 0 | 0 | 0 | 0 | 0 | 0 | 0 | 0 | 0 | 0
TS128 | TS | Capacitor bank refurbishment | 0 | 0 | 0 | 107615.86 | 1270000 | 0 | 0 | 0 | 0 | 0 | 0 | 0 | 0 | 0 | 0
TS130 | TS | Northmead Zone Substation renewal | 3728085.42 | 1331129.93 | 435639.51 | 0 | 0 | 0 | 0 | 0 | 0 | 0 | 0 | 0 | 0 | 0 | 0
TS131 | TS | Bulli Zone Substation renewal | 976408.78 | 245733.23 | 0 | 0 | 0 | 0 | 0 | 0 | 0 | 0 | 0 | 0 | 0 | 0 | 0
TS133 | TS | Corrimal ZS redevelopment | 1232751.89 | 0 | 0 | 0 | 0 | 0 | 0 | 0 | 0 | 0 | 0 | 0 | 0 | 0 | 0
TS134 | TS | South Granville Zone Substation renewal | 2469884.25 | 216682.15 | 41837.65 | 0 | 0 | 0 | 0 | 0 | 0 | 0 | 0 | 0 | 0 | 0 | 0
TS135 | TS | Ringwood ZS redevelopment | 6861.56 | 6804.07 | 0 | 0 | 0 | 0 | 0 | 0 | 0 | 0 | 0 | 0 | 0 | 0 | 0
TS136 | TS | Kandos ZS redevelopment | 44300.95 | 99.57 | 0 | 0 | 0 | 0 | 0 | 0 | 0 | 0 | 0 | 0 | 0 | 0 | 0
TS137 | TS | Power transformer oil temperature indicator | 3246.39 | 0 | 0 | 0 | 0 | 0 | 0 | 0 | 0 | 0 | 0 | 0 | 0 | 0 | 0
TS138 | TS | Baulkham Hills switchgear rearrangement | 18156.94 | 0 | 0 | 0 | 0 | 0 | 0 | 0 | 0 | 0 | 0 | 0 | 0 | 0 | 0
TS139 | TS | Oakdale ZS swgr rearrangement | 38476.89 | 13690 | 0 | 0 | 0 | 0 | 0 | 0 | 0 | 0 | 0 | 0 | 0 | 0 | 0
TS143 | TS | Westmead Zone Substation renewal and augmentation | 2204132.14 | 679379.21 | 2206.05 | 0 | 0 | 0 | 0 | 0 | 0 | 0 | 0 | 0 | 0 | 0 | 0
TS144 | TS | Substation fire stopping measures | 132981.39 | 104842.75 | 50123.47 | 0 | 198000 | 67650 | 69341.25 | 71074.7812 | 72851.6508 | 74672.9421 | 76539.7656 | 78453.2597 | 80414.5912 | 82424.956 | 673423.1967
TS146 | TS | Marayong Zone Substation renewal | 0 | 0 | 26957.5 | 1634062 | 13051000 | 6865450 | 0 | 0 | 0 | 0 | 0 | 0 | 0 | 0 | 6865450
TS149 | TS | South Windsor ZS refurbishment | 8407.02 | 0 | 0 | 0 | 0 | 0 | 0 | 0 | 0 | 0 | 0 | 0 | 0 | 0 | 0
TS155 | TS | Sussex Inlet Zone Substation - stage 2 renewal | 0 | 0 | 0 | 299999.98 | 2400000 | 3754575 | 3962357.1429 | 0 | 0 | 0 | 0 | 0 | 0 | 0 | 7716932.1429
TS156 | TS | Lawson TS - RailCorp connections works | 239576.95 | 0 | 0 | 0 | 0 | 0 | 0 | 0 | 0 | 0 | 0 | 0 | 0 | 0 | 0
TS163 | TS | Unanderra Zone Substation renewal | 0 | 0 | 0 | 0 | 0 | 0 | 0 | 4307562.5 | 5519064.4531 | 6788449.2773 | 0 | 0 | 0 | 0 | 16615076.2305
TS165 | TS | Greystanes Zone Substation renewal | 0 | 0 | 0 | 0 | 0 | 0 | 0 | 0 | 0 | 7885915.2438 | 8083063.1249 | 8320800.2757 | 0 | 0 | 24289778.6445
TS167 | TS | Carlingford Transmission Substation control building replacement | 0 | 0 | 0 | 0 | 0 | 4612500 | 4727812.5 | 4846007.8125 | 0 | 0 | 0 | 0 | 0 | 0 | 14186320.3125
TS168 | TS | Carramar Zone Substation switchgear replacement | 38413.28 | 317757.29 | 945369.93 | 69717.03 | 0 | 0 | 0 | 0 | 0 | 0 | 0 | 0 | 0 | 0 | 0
TS173 | TS | 11kV switchboard truck replacement program | 0 | 17939.94 | 48337.08 | 863184.06 | 2894255 | 0 | 0 | 0 | 0 | 0 | 0 | 0 | 0 | 0 | 0
TS174 | TS | West Wollongong Zone Substation 11kV renewal | 0 | 0 | 0 | 0 | 0 | 0 | 3151875 | 4307562.5 | 6070970.8984 | 0 | 0 | 0 | 0 | 0 | 13530408.3984
TS175 | TS | Defective CT replacement program | 9942.53 | 1186090.77 | 128378.84 | 0 | 0 | 0 | 0 | 0 | 0 | 0 | 0 | 0 | 0 | 0 | 0
TS177 | TS | Substation battery duplication | 0 | 3753.99 | 285875.3 | 2015606.51 | 1582100 | 1025000 | 1050625 | 1076890.625 | 1103812.8906 | 1131408.2129 | 1159693.4182 | 1188685.7537 | 1218402.8975 | 749317.782 | 9703836.5799
TS178 | TS | Jerrara SS steel support structures | 0 | 6035.49 | 271435.09 | 115742.32 | 0 | 0 | 0 | 0 | 0 | 0 | 0 | 0 | 0 | 0 | 0
TS179 | TS | 33kV wall bushing replacement | 0 | 0 | 0 | 669212.3 | 38000 | 123000 | 126075 | 193840.3125 | 198686.3203 | 203653.4783 | 208744.8153 | 213963.4357 | 219312.5216 | 224795.3346 | 1712071.2182
TS180 | TS | Transformer fire wall installation | 0 | 0 | 0 | 0 | 200000 | 205000 | 210125 | 215378.125 | 220762.5781 | 226281.6426 | 231938.6836 | 237737.1507 | 243680.5795 | 249772.594 | 2040676.3536
TS181 | TS | 11kV capacitor bank refurbishment | 0 | 0 | 3706.31 | 2666415 | 887526 | 0 | 0 | 0 | 0 | 0 | 0 | 0 | 0 | 0 | 0
TS182 | TS | Substation civil capital works scoping | 0 | 0 | 0 | 300000 | 0 | 0 | 0 | 0 | 0 | 0 | 0 | 0 | 0 | 0 | 0
TS184 | TS | Blaxland Zone Substation reinstatement | 0 | 0 | 0 | 1050900 | 691500 | 0 | 0 | 0 | 0 | 0 | 0 | 0 | 0 | 0 | 0
TS185 | TS | Penrith TS civil development | 0 | 0 | 0 | 750000 | 2101666.63 | 2050000 | 0 | 0 | 0 | 0 | 0 | 0 | 0 | 0 | 2050000
TS187 | TS | Mobile substation No 2 refurbishment | 0 | 0 | 0 | 132000 | 270000 | 0 | 0 | 0 | 0 | 0 | 0 | 0 | 0 | 0 | 0
TS188 | TS | Bossley Park ZS civil refurbishment | 0 | 0 | 0 | 200000 | 200000 | 0 | 0 | 0 | 0 | 0 | 0 | 0 | 0 | 0 | 0
TS199 | TS | Future sub-transmission substation renewal programs | 0 | 0 | 0 | 0 | 0 | 4100000 | 6303750 | 6461343.75 | 6622877.3437 | 13576898.5547 | 14496167.7277 | 20207657.8124 | 24977259.399 | 29348279.7938 | 126094234.3812
TS600 | TS | Power transformer replacement | 0 | 0 | 0 | 0 | 0 | 10250000 | 12607500 | 12922687.5 | 15453380.4687 | 15839714.9805 | 18555094.6914 | 19018972.0587 | 19494446.3602 | 19981807.5192 | 144123603.5786
TS601 | TS | Cranebrook ZS 33kV No 3 - transformer replacement | 90141.18 | 2824.07 | -12.36 | 0 | 0 | 0 | 0 | 0 | 0 | 0 | 0 | 0 | 0 | 0 | 0
TS602 | TS | Prospect ZS 33kV No3 transformer | 653418.7 | 44171.82 | 0 | 0 | 0 | 0 | 0 | 0 | 0 | 0 | 0 | 0 | 0 | 0 | 0
TS603 | TS | Kingwood ZS 33kV No 3 - transformer replacement | 60216.45 | 0 | 0 | 0 | 0 | 0 | 0 | 0 | 0 | 0 | 0 | 0 | 0 | 0 | 0
TS604 | TS | Liverpool TS 132kV No 3 - transformer replacement | 513651.72 | 68381.8 | 0 | 0 | 0 | 0 | 0 | 0 | 0 | 0 | 0 | 0 | 0 | 0 | 0
TS605 | TS | West Liverpool 132 kV No 3 transformer | 790743.28 | 63124.1 | 0 | 0 | 0 | 0 | 0 | 0 | 0 | 0 | 0 | 0 | 0 | 0 | 0
TS615 | TS | Gerringong ZS 33kV No 2 transformer replacement | 0 | 0 | 105267.94 | 396609.39 | 6894.09 | 0 | 0 | 0 | 0 | 0 | 0 | 0 | 0 | 0 | 0
TS616 | TS | Camellia TS transformer replacement and 33kV busbar rearrangement | 0 | 0 | 0 | 1169340 | 2608611 | 0 | 0 | 0 | 0 | 0 | 0 | 0 | 0 | 0 | 0
TS617 | TS | Prospect ZS transformer replacement | 0 | 0 | 0 | 792486 | 2449406 | 0 | 0 | 0 | 0 | 0 | 0 | 0 | 0 | 0 | 0
TS618 | TS | Albion Park ZS transformer replacement | 0 | 0 | 0 | 507041.82 | 2457614 | 0 | 0 | 0 | 0 | 0 | 0 | 0 | 0 | 0 | 0
TS619 | TS | Dundas ZS 66kV No 2 transformer | 0 | 0 | 0 | 256666.66 | 0 | 0 | 0 | 0 | 0 | 0 | 0 | 0 | 0 | 0 | 0
TS700 | TS | 11kV zone substation switchboard replacement | 0 | 0 | 0 | 0 | 0 | 6406250 | 7223046.875 | 7403623.0469 | 8278596.6797 | 8485561.5967 | 8697700.6366 | 8915143.1525 | 9138021.7313 | 9366472.2746 | 73914415.9933
TS701 | TS | North Rocks ZS 11kV switchboard replacement | 0 | 0 | 0 | 548574.04 | 2100000 | 0 | 0 | 0 | 0 | 0 | 0 | 0 | 0 | 0 | 0
TS702 | TS | Kellyville ZS 11kV switchboard replacement | 0 | 0 | 0 | 538929 | 1890000 | 0 | 0 | 0 | 0 | 0 | 0 | 0 | 0 | 0 | 0
TS703 | TS | Horsley Park ZS 11kV switchboard replacement | 0 | 0 | 0 | 496138.68 | 2610000 | 0 | 0 | 0 | 0 | 0 | 0 | 0 | 0 | 0 | 0
TS704 | TS | Port Central ZS 11kV switchboard replacement | 0 | 0 | 0 | 464250.3 | 1740000 | 0 | 0 | 0 | 0 | 0 | 0 | 0 | 0 | 0 | 0
UR | UR | Underground residential | 7082081.57 | 9523549.7 | 9019850.87 | 26952400.4014 | 33939845.5741 | 45068788.75 | 44256646.2206 | 45265989.3014 | 46558252.64 | 48607408.0335 | 49896500.4959 | 51211713.2663 | 52561847.3889 | 54019786.3161 | 437446932.4127

## Totals (hidden)
| FY20 | FY21 | FY22 | FY23 | FY24 | Total | Target
Repex | 109287872 | 120299207 | 118788250 | 124144750 | 127818750 | 600338829 | 600000000
Augex | 64808968 | 64514992 | 70132408 | 78309987 | 72071597 | 349837952 | 350000000
Connections | 33956216 | 24446757 | 20808877 | 19862891 | 19577920 | 118652661 | 119000000
Other Network | 13635350 | 8241780 | 6422946 | 6353986 | 6720525 | 41374587 | 41000000
Reliability | 4000000 | 4000000 | 4000000 | 4000000 | 4000000 | 20000000 | 20000000
Overheads | 79390039.9677 | 79655285.6482 | 80461672.3096 | 79957198.1143 | 80535803.9602 | 400000000 | 400000000
Total | 305078445.9677 | 301158021.6482 | 300614153.3096 | 312628812.1143 | 310724595.9602 | 1530204029 | 1530000000

## PIP 19.1 (hidden)
ID | Description | FY20 (R) | FY21 (R) | FY22 (R) | FY23 (R) | FY24 (R) | Tot (R)
AG | Automation - operational/capacity risk | 300000 | 300000 | 300000 | 300000 | 300000 | 1500000
AR | Asset relocation | 1817759 | 1809464 | 1815980 | 1824516 | 1838449 | 9106168
AU002 | Transmission substation SCADA upgrade | 0 | 0 | 0 | 0 | 0 | 0
AU004 | Substation SCADA RTU replacement | 1840000 | 1840000 | 1840000 | 1840000 | 1840000 | 9200000
AU008 | Western Sydney Ramtel SCADA upgrades | 0 | 0 | 0 | 0 | 0 | 0
AU013 | SCADA master station development software | 2000000 | 2000000 | 1000000 | 1000000 | 2000000 | 8000000
AU014 | SCADA substation refurbishments | 0 | 0 | 0 | 0 | 0 | 0
AU016 | PM121 (MD1000) MD3 to DNP3 conversion | 0 | 0 | 0 | 0 | 0 | 0
AU017 | AFIC availability and SCADA control | 0 | 0 | 0 | 0 | 0 | 0
CC002 | Communications development SCADA | 500000 | 500000 | 500000 | 500000 | 500000 | 2500000
CC007 | SCADA radio repeaters | 696000 | 696000 | 696000 | 696000 | 696000 | 3480000
CC020 | Microwave refurbishment and extension | 450000 | 450000 | 450000 | 450000 | 450000 | 2250000
DS002 | Pole substation refurbishment | 735000 | 735000 | 735000 | 787500 | 840000 | 3832500
DS003 | Distribution substation refurbishment | 0 | 0 | 0 | 0 | 0 | 0
DS004 | Distribution mains refurbishment | 0 | 0 | 0 | 0 | 0 | 0
DS005 | Distribution pole replacement | 11330000 | 12100000 | 12870000 | 13640000 | 14410000 | 64350000
DS006 | LV CONSAC cable replacement | 8750000 | 11000000 | 12250000 | 13250000 | 13250000 | 58500000
DS007 | Service wire replacement program | 12600000 | 12600000 | 12600000 | 12950000 | 13300000 | 64050000
DS008 | Traffic black spot remediation | 1000000 | 1000000 | 1000000 | 1000000 | 1000000 | 5000000
DS009 | Reliability focused distribution mains renewal | 0 | 0 | 0 | 0 | 0 | 0
DS011 | HV distribution steel mains replacement | 4800000 | 4800000 | 4800000 | 5600000 | 5600000 | 25600000
DS012 | HV porcelain expulsion drop-out fuse replacement program | 0 | 0 | 0 | 0 | 0 | 0
DS014 | LV cable network renewal | 650000 | 1950000 | 2340000 | 2340000 | 1300000 | 8580000
DS301 | Ground substation refurbishment program | 510000 | 510000 | 850000 | 850000 | 1020000 | 3740000
DS302 | Distribution transformer replacement program | 1170000 | 1170000 | 1170000 | 1462500 | 1462500 | 6435000
DS305 | Compact LV switchgear replacement | 500000 | 500000 | 500000 | 500000 | 500000 | 2500000
DS307 | Holec MD4 epoxy switchgear replacement | 5950000 | 6300000 | 7875000 | 7875000 | 7875000 | 35875000
DS308 | HV RGB12 switchgear replacement | 0 | 0 | 0 | 0 | 0 | 0
DS312 | Miscellaneous substation renewal expenditure | 3500000 | 3500000 | 3500000 | 3500000 | 3500000 | 17500000
DS313 | Padmount substation fire risk mitigation | 0 | 0 | 0 | 0 | 0 | 0
DS315 | Low voltage switchgear replacement | 708000 | 708000 | 708000 | 708000 | 708000 | 3540000
DS316 | HV oil switchgear replacement program | 0 | 0 | 0 | 0 | 0 | 0
DS317 | Future distribution substation renewals | 0 | 0 | 0 | 0 | 0 | 0
DS318 | Distribution substation earthing refurbishment | 270000 | 270000 | 270000 | 270000 | 270000 | 1350000
DS404 | Cast iron UGOH replacement program | 0 | 0 | 0 | 0 | 0 | 0
DS405 | Air break switch replacement | 3690000 | 3690000 | 3690000 | 3690000 | 3690000 | 18450000
DS409 | Miscellaneous mains renewal expenditure | 2500000 | 2500000 | 2500000 | 2500000 | 2500000 | 12500000
DS410 | Capital works for compliance to NSW Maritime Waterways - crossing codes | 0 | 0 | 0 | 0 | 0 | 0
DS411 | Capital works for compliance to NSW Maritime Waterways - signage replacement and drawings update | 0 | 0 | 0 | 0 | 0 | 0
DS413 | Low mains remediation | 1625000 | 1625000 | 1625000 | 1625000 | 1625000 | 8125000
DS414 | Copper distribution mains replacement | 1440000 | 2400000 | 2400000 | 2400000 | 2400000 | 11040000
DS415 | LV mains replacement | 1200000 | 1500000 | 1650000 | 1650000 | 1500000 | 7500000
DS416 | Asbestos service fuse replacement | 261000 | 0 | 0 | 0 | 0 | 261000
DS417 | Distribution access track reconstruction | 440000 | 1408000 | 1892000 | 1892000 | 0 | 5632000
DS418 | Pole top structure/hardware refurbishment | 10000000 | 9000000 | 9000000 | 8000000 | 8000000 | 44000000
DS420 | Future distribution feeder refurbishment works | 0 | 0 | 0 | 0 | 0 | 0
DU | Duct installation RMS road works | 2152731 | 2206549 | 2261713 | 2318255 | 2376212 | 11315460
EF001 | Distribution management system | 8585365.8537 | 3616894.7055 | 92859.9411 | 0 | 0 | 12295120.5003
EF002 | Technology pilots | 500000 | 500000 | 2000000 | 2000000 | 2000000 | 7000000
EF003 | Battery energy storage system pilot | 0 | 0 | 0 | 0 | 0 | 0
EH | Dist environmental enhancement program | 0 | 0 | 0 | 0 | 0 | 0
HVW | HV development works | 6800844 | 7103063 | 6647368 | 6275047 | 5947097 | 32773419
IC | Industrial & commercial | 13836506 | 13286183 | 13262397 | 13309313 | 13547284 | 67241683
LV001 | Overloaded distribution sub uprates | 120000 | 120000 | 120000 | 120000 | 120000 | 600000
LV002 | Quality of supply reactive projects | 500000 | 500000 | 500000 | 500000 | 500000 | 2500000
LV003 | LV planning reactive projects | 1000000 | 1000000 | 1000000 | 1000000 | 1000000 | 5000000
LV004 | Low voltage system augmentations | 0 | 0 | 0 | 0 | 0 | 0
LV005 | Dsub monitoring & LV feeder monitoring for solar PV | 250000 | 250000 | 250000 | 250000 | 250000 | 1250000
MC101 | Meters - Growth | 0 | 0 | 0 | 0 | 0 | 0
MC102 | Relays - growth | 0 | 0 | 0 | 0 | 0 | 0
MC104 | Meters - renewal | 25000 | 0 | 0 | 0 | 0 | 25000
MC105 | Relays - renewal | 957584 | 907185 | 856786 | 806386 | 755987 | 4283928
MC106 | Labour (meter/relay renewal) | 0 | 0 | 0 | 0 | 0 | 0
MC107 | Test equipment | 80000 | 80000 | 80000 | 80000 | 85000 | 405000
MC108 | Smart metering pilot | 0 | 0 | 0 | 0 | 0 | 0
MC109 | Demand management technology | 1400000 | 750000 | 750000 | 750000 | 750000 | 4400000
MC110 | Labour meter renewal | 0 | 0 | 0 | 0 | 0 | 0
MC111 | Labour relay renewal | 0 | 0 | 0 | 0 | 0 | 0
MC112 | Neutral integrity monitoring | 0 | 0 | 0 | 0 | 0 | 0
NU | Non urban extension | 1731521 | 1666575 | 1664189 | 1670205 | 1698923 | 8431413
OFP | Overloaded feeders (compliance) | 0 | 0 | 0 | 0 | 0 | 0
PF | Power factor | 0 | 0 | 0 | 0 | 0 | 0
PQ001 | Permanent power quality monitoring | 100000 | 100000 | 100000 | 100000 | 100000 | 500000
PQ003 | PQ surveying | 0 | 0 | 0 | 0 | 0 | 0
PQ004 | Power quality monitoring replacement | 342400 | 617700 | 873300 | 947600 | 1364538 | 4145538
PR017 | Werrington ZS rebuild to 132kV | 0 | 0 | 0 | 0 | 0 | 0
PR035 | Baulkham Hills TS 11kV supply | 0 | 0 | 0 | 0 | 0 | 0
PR044 | West Liverpool ZS (Hoxton Park ZS rebuild) | 0 | 0 | 0 | 0 | 0 | 0
PR052 | Penrith TS transformer and busbar augment | 0 | 0 | 0 | 0 | 0 | 0
PR054 | Quakers Hill ZS augment (132kV bar + 1st 132/11kV tfr) | 0 | 0 | 0 | 0 | 0 | 0
PR059 | ELTS 132kV busbar & substation works | 0 | 0 | 0 | 0 | 0 | 0
PR060 | WLTS-ELTS first 132kV cable links | 0 | 0 | 0 | 0 | 0 | 0
PR061 | Russell Vale ZS augment | 0 | 0 | 0 | 0 | 0 | 0
PR070 | Caddens ZS establishment and feeders | 0 | 0 | 0 | 0 | 0 | 0
PR073 | Campbelltown 66kV busbar & line to Ambarvale | 0 | 0 | 0 | 0 | 0 | 0
PR081 | Collimore Park ZS establishment | 0 | 0 | 0 | 0 | 0 | 0
PR090 | Doonside 132kV/11kV ZS rebuild | 0 | 0 | 0 | 0 | 0 | 0
PR091 | West Parramatta CBD 132kV/11kV ZS establishment | 0 | 0 | 0 | 0 | 0 | 0
PR096 | Berry ZS LDC CT's | 0 | 0 | 0 | 0 | 0 | 0
PR102 | Kemps Creek/Luddenham capacity uprate | 0 | 0 | 0 | 0 | 0 | 0
PR110 | Edmondson Park ZS establishment | 1887804.878 | 5710.8864 | 0 | 0 | 0 | 1893515.7644
PR113 | Augment feeder 308 Nepean to Douglas Park | 6072000 | 0 | 0 | 0 | 0 | 6072000
PR123 | Connection works associated with Tomerong/Bamarang BSP | 0 | 0 | 0 | 0 | 0 | 0
PR126 | Chipping Norton 33/11kV ZS establishment | 0 | 0 | 0 | 0 | 0 | 0
PR128 | Nepean ZS establishment | 0 | 0 | 0 | 0 | 0 | 0
PR144 | Sherwood ZS augment | 0 | 0 | 0 | 0 | 0 | 0
PR148 | Dapto ZS 3rd transformer & 33kV bus section CB's | 0 | 0 | 0 | 0 | 0 | 0
PR149 | Gerringong ZS augment | 0 | 0 | 0 | 0 | 0 | 0
PR157 | Richmond ZS rebuild | 0 | 0 | 0 | 0 | 0 | 0
PR170 | Holsworthy 33/11kV ZS establishment | 0 | 0 | 0 | 0 | 0 | 0
PR172 | Parklea ZS 3rd transformer | 0 | 0 | 0 | 0 | 0 | 0
PR176 | Cheriton Av 132/11kV ZS establishment | 0 | 0 | 0 | 0 | 0 | 0
PR183 | Schofields ZS establishment | 0 | 0 | 0 | 0 | 0 | 0
PR184 | Box Hill 22kV conversion | 0 | 0 | 0 | 0 | 0 | 0
PR186 | Glenorie ZS establishment | 0 | 0 | 0 | 0 | 0 | 0
PR190 | Eschol Park ZS establishment | 0 | 0 | 0 | 0 | 0 | 0
PR192 | Feeder 7158 augment from Albion Park to Warilla | 0 | 0 | 0 | 0 | 0 | 0
PR200 | Cordeaux/Figtree 33/11kV ZS establishment | 0 | 0 | 0 | 0 | 0 | 0
PR204 | Canley Vale subtransmission network upgrade | 0 | 0 | 0 | 0 | 0 | 0
PR206 | Cawdor 66/11kV ZS establishment | 0 | 0 | 0 | 0 | 0 | 0
PR208 | Abbotsbury 132/11kV ZS establishment | 0 | 0 | 0 | 0 | 0 | 0
PR244 | Bellavista ZS establishment with two 132kV cable links | 0 | 0 | 0 | 0 | 0 | 0
PR248 | Penrith Lakes ZS site acquisition | 0 | 0 | 0 | 1000000 | 0 | 1000000
PR249 | Establish Penrith Lakes 33/11kV Zone Substation | 0 | 0 | 0 | 0 | 3610000 | 3610000
PR255 | Line works associated with Oran Park | 0 | 0 | 0 | 0 | 0 | 0
PR257 | Menangle Park 66/11kV ZS site purchase | 0 | 0 | 0 | 0 | 0 | 0
PR258 | Menangle Park 66/11kV ZS establishment | 10270000 | 0 | 0 | 0 | 0 | 10270000
PR261 | Huntingwood ZS establishment | 0 | 0 | 0 | 0 | 0 | 0
PR270 | West Epping Zone Substation establishment | 0 | 0 | 0 | 0 | 0 | 0
PR278 | Kemps Creek new BSP associated works | 0 | 0 | 0 | 0 | 0 | 0
PR280 | Wilton Park 66/11kV ZS establishment & 66kV line works | 0 | 0 | 0 | 0 | 0 | 0
PR288 | Holroyd 330/132kV BSP associated works | 0 | 0 | 0 | 0 | 0 | 0
PR291 | Marsden Park Zone Substation site acquisition | 0 | 0 | 0 | 0 | 0 | 0
PR292 | South Marsden Park (industrial) 132/11kV ZS establishment | 9560975.6098 | 0 | 0 | 0 | 0 | 9560975.6098
PR303 | Mittagong ZS transformer augment | 0 | 0 | 0 | 0 | 0 | 0
PR308 | Granville ZS & Camellia TS rebuild | 0 | 0 | 0 | 0 | 0 | 0
PR311 | Quakers Hill ZS 2nd 132kV feeder | 0 | 0 | 0 | 0 | 0 | 0
PR326 | Casula 33/11kV ZS establishment with link to LTS or WLTS | 0 | 0 | 0 | 0 | 0 | 0
PR329 | Box Hill site purchase | 0 | 0 | 0 | 0 | 0 | 0
PR339 | North Eastern Creek ZS establishment | 0 | 0 | 0 | 0 | 0 | 0
PR342 | Jordan Springs establishment | 0 | 0 | 0 | 0 | 0 | 0
PR343 | Wetherill Park ZS augmentation | 0 | 0 | 0 | 0 | 0 | 0
PR353 | Shoalhaven Feeder 7510/7511 Augment | 0 | 0 | 0 | 0 | 0 | 0
PR384 | Glossodia ZS transformer augments | 0 | 0 | 0 | 0 | 0 | 0
PR406 | Tomerong ZS establishment | 0 | 0 | 0 | 0 | 0 | 0
PR408 | Oran Park (permanent) ZS establishment | 0 | 0 | 0 | 0 | 0 | 0
PR413 | Windsor transformer | 0 | 0 | 0 | 0 | 0 | 0
PR423 | Maryland ZS establishment | 0 | 4166800 | 8333600 | 8333600 | 0 | 20834000
PR424 | Austral ZS site purchase | 0 | 0 | 0 | 0 | 0 | 0
PR425 | Austral ZS establishment (interim initially) | 0 | 2379535.9905 | 0 | 0 | 0 | 2379535.9905
PR426 | Leppington North ZS site purchase (strategic) | 0 | 0 | 0 | 0 | 0 | 0
PR427 | Leppington North ZS establishment | 2911434.1463 | 284587.7454 | 0 | 0 | 0 | 3196021.8917
PR429 | Leppington South ZS establishment (interim initially) | 0 | 0 | 0 | 0 | 0 | 0
PR430 | North Rossmore ZS site purchase | 0 | 0 | 0 | 3000000 | 0 | 3000000
PR432 | Rossmore ZS site purchase | 0 | 0 | 0 | 0 | 3000000 | 3000000
PR433 | Rossmore ZS establishment | 0 | 0 | 0 | 0 | 0 | 0
PR434 | Catherine Fields North land purchase | 0 | 0 | 0 | 0 | 0 | 0
PR435 | Catherine Fields North ZS establishment (interim) | 0 | 0 | 0 | 0 | 0 | 0
PR436 | Catherine Fields ZS site purchase | 0 | 0 | 0 | 0 | 0 | 0
PR437 | Catherine Fields 11kV feeder works | 0 | 0 | 0 | 0 | 0 | 0
PR438 | North Bringelly ZS site purchase | 0 | 0 | 0 | 0 | 3500000 | 3500000
PR439 | North Bringelly ZS establishment | 0 | 0 | 0 | 0 | 0 | 0
PR440 | Feeder 443 and 458/1 augmentation and Cattai rebuild | 0 | 0 | 0 | 0 | 0 | 0
PR444 | Culburra Beach development (33kV fdr and single transformer ZS) | 0 | 0 | 0 | 0 | 0 | 0
PR479 | Far South Coast 132kV voltage constraints | 0 | 0 | 0 | 0 | 0 | 0
PR487 | Connection works associated with Macarthur BSP | 0 | 0 | 0 | 0 | 0 | 0
PR499 | Southpipe (Oakdale Estate) ZS 132/11kV establishment | 5452000 | 12904000 | 8904000 | 0 | 0 | 27260000
PR517 | Installation of OPGW on Feeders 98W and 98F | 0 | 0 | 0 | 0 | 0 | 0
PR521 | Culburra ZS fdr duplication & provision for rural ZS's | 0 | 0 | 0 | 0 | 0 | 0
PR559 | Mamre ZS transformer augment and 11kV busbar extension | 0 | 0 | 0 | 0 | 0 | 0
PR563 | Shoalhaven TS 132kV capacitor install | 0 | 0 | 0 | 0 | 0 | 0
PR595 | The Oaks ZS establishment | 0 | 0 | 0 | 0 | 0 | 0
PR596 | Marsden Park (residential) 132/11kV ZS establishment - stage 1 | 0 | 0 | 0 | 0 | 0 | 0
PR599 | Penrith CBD ZS site purchase | 0 | 0 | 0 | 0 | 0 | 0
PR602 | Riverstone West site purchase | 0 | 0 | 0 | 0 | 0 | 0
PR603 | Eschol Park ZS site purchase | 0 | 0 | 0 | 0 | 0 | 0
PR620 | West Dapto ZS establishment | 0 | 0 | 4129000 | 8258000 | 8258000 | 20645000
PR632 | Mt Druitt TS automation scheme | 0 | 0 | 0 | 0 | 0 | 0
PR642 | Auxiliary transformer at Shoalhaven TS | 0 | 0 | 0 | 0 | 0 | 0
PR643 | Fibre works at Carlingford TS for Ausgrid | 0 | 0 | 0 | 0 | 0 | 0
PR652 | Purchase of additional land Lawson TS | 0 | 0 | 0 | 0 | 0 | 0
PR653 | Avondale (South West Dapto) 132/11kV ZS establishment | 0 | 0 | 0 | 0 | 0 | 0
PR656 | Leppington South ZS establishment (permanent) | 12195121.9512 | 1903628.7924 | 0 | 0 | 0 | 14098750.7436
PR657 | Calderwood ZS establishment (interim initially) | 7851000 | 7851000 | 0 | 0 | 0 | 15702000
PR659 | Avondale (South West Dapto) 132/11kV Zone Substation establishment site purchase | 0 | 0 | 0 | 0 | 2500000 | 2500000
PR660 | Install 66kV iso Douglas Pk/Appin/Wcliff | 0 | 0 | 0 | 0 | 0 | 0
PR673 | Liverpool ZS 11kV switchboard extension & distribution works | 0 | 0 | 0 | 0 | 0 | 0
PR674 | South Marsden Park (stage 1) | 0 | 0 | 0 | 0 | 0 | 0
PR677 | South Penrith Zone Substation | 4615000 | 13230000 | 10230000 | 0 | 0 | 28075000
PR698 | Marsden Park (residential) 132/11kV ZS - stage 2 | 3462500 | 5462500 | 0 | 0 | 0 | 8925000
PR700 | Riverstone east ZS establishment | 0 | 0 | 4129000 | 8258000 | 8258000 | 20645000
PR701 | Dapto 33kV feeder constraints | 0 | 0 | 0 | 0 | 0 | 0
PR702 | Penrith ZS 11kV transformer cable constraints | 0 | 0 | 0 | 0 | 0 | 0
PR703 | Riverstone East site purchase | 6000000 | 0 | 0 | 0 | 0 | 6000000
PR704 | Oakdale (Southpipe) site purchase | 0 | 0 | 0 | 0 | 0 | 0
PR707 | 132kV ducts Bringelly Rd | 0 | 0 | 0 | 0 | 0 | 0
PR709 | Feeder 230 undergrounding | 0 | 0 | 0 | 0 | 0 | 0
PR710 | Feeder 868 rebuild & rearrangement South32 | 0 | 0 | 0 | 0 | 0 | 0
PR713 | Box Hill 132/22kV ZS establishment | 4964000 | 15928000 | 13928000 | 0 | 0 | 34820000
PR715 | Nepean TS constraints | 0 | 0 | 0 | 0 | 0 | 0
PR716 | Box Hill ZS - 132kV ducts Old Pitt Town | 0 | 0 | 0 | 0 | 0 | 0
PR717 | Acquire improved site for West Dapto ZS | 2000000 | 0 | 0 | 0 | 0 | 2000000
PR722 | Camellia TS connection works for Ausgrid | 31070.2439 | 95724.9256 | 0 | 0 | 0 | 126795.1695
PR723 | Supply to Luddenham Science Park | 6104000 | 18208000 | 16208000 | 0 | 0 | 40520000
PR724 | Establish Mt Gilead ZS | 0 | 0 | 3854000 | 7708000 | 7708000 | 19270000
PR727 | Luddenham ZS site purchase | 975609.7561 | 0 | 0 | 0 | 0 | 975609.7561
PR728 | Western Sydney Employment Lands ZS | 0 | 0 | 4696000 | 9392000 | 9392000 | 23480000
PR729 | Cheriton Avenue 3rd transformer | 0 | 0 | 0 | 0 | 0 | 0
PR730 | Feeder 7018 constraints | 0 | 0 | 0 | 0 | 0 | 0
PR732 | Feeder 214/215 contraints | 4725000 | 4725000 | 0 | 0 | 0 | 9450000
PR733 | Bringelly ZS augmentation | 0 | 0 | 0 | 0 | 0 | 0
PR735 | Termeil area distribution works | 0 | 0 | 0 | 0 | 0 | 0
PR739 | South Gilead (South Campbelltown) | 0 | 0 | 0 | 0 | 3854000 | 3854000
PR740 | AFIC upgrade Minto, Prospect, Kingswood | 0 | 0 | 0 | 0 | 0 | 0
PR741 | Western Sydney Airport 132kV supply | 0 | 0 | 20411167 | 20411167 | 20411167 | 61233501
PR742 | North Bomaderry ZS establishment | 0 | 0 | 3692000 | 7384000 | 7384000 | 18460000
PR744 | Termeil ZS establishment | 0 | 0 | 0 | 3972500 | 3972500 | 7945000
PR745 | Austral Permanent ZS establishment | 0 | 0 | 0 | 0 | 0 | 0
PR746 | Sydney University - Western Sydney Employment Lands ZS establishment | 0 | 0 | 0 | 0 | 0 | 0
PR748 | Establish permanent Catherine Park ZS | 0 | 0 | 4395600 | 8791200 | 8791200 | 21978000
PR749 | Nepean ZS augmentation | 0 | 0 | 0 | 0 | 0 | 0
PR750 | Feeder 512 augmentation | 0 | 0 | 0 | 0 | 0 | 0
PR751 | Parklea ZS to Bella Vista ZS load transfer | 4000000 | 0 | 0 | 0 | 0 | 4000000
PR752 | Kemps Creek 132kV conversion | 0 | 0 | 0 | 0 | 0 | 0
PR754 | Augment Westmead Zone Substation | 0 | 0 | 0 | 6417500 | 6417500 | 12835000
PR755 | Narellan ZS busbar augmentation | 0 | 0 | 0 | 0 | 0 | 0
PR756 | Luddenham ZS augmentation | 0 | 0 | 0 | 0 | 0 | 0
PS002 | Replacement of ASEA RI O/C relays | 0 | 0 | 0 | 0 | 0 | 0
PS004 | Underfrequency load shed program | 0 | 0 | 0 | 0 | 0 | 0
PS008 | Substation protection relay refurbishment | 4218000 | 4218000 | 4218000 | 4218000 | 4218000 | 21090000
PS009 | Installation of SEF relays | 0 | 0 | 0 | 0 | 0 | 0
PS010 | Protection refurbishment (interfacing feeders) | 0 | 0 | 0 | 0 | 0 | 0
PS011 | Protection refurbishment (miscellaneous) | 700000 | 700000 | 700000 | 700000 | 700000 | 3500000
PS012 | Distribution feeder safety improvement | 3100000 | 0 | 0 | 0 | 0 | 3100000
PS013 | Feeder differential relay replacement | 330000 | 330000 | 330000 | 330000 | 330000 | 1650000
PS014 | Under frequency load shedding | 550000 | 550000 | 0 | 0 | 0 | 1100000
RC | Reliability compliance | 4000000 | 4000000 | 4000000 | 4000000 | 4000000 | 20000000
RI | Reliability enhancement | 0 | 0 | 0 | 0 | 0 | 0
SG001 | Smart grid fibre rollout & trial | 0 | 0 | 0 | 0 | 0 | 0
SG002 | Smart meter rollout | 0 | 0 | 0 | 0 | 0 | 0
SL001 | Streetlighting growth | 1750000 | 1750000 | 1750000 | 1750000 | 1750000 | 8750000
SL002 | Streetlighting refurbishment | 3000000 | 3000000 | 3000000 | 3000000 | 3000000 | 15000000
SP | Essential spares | 1000000 | 1000000 | 1000000 | 1000000 | 1000000 | 5000000
TM004 | 66 & 33kV line refurbishment | 0 | 0 | 0 | 0 | 0 | 0
TM008 | 132kV tower refurb/safety upgrade | 0 | 0 | 0 | 0 | 0 | 0
TM012 | Sub-transmission pole replacement | 3720000 | 3720000 | 3720000 | 3720000 | 4920000 | 19800000
TM013 | Underground pilots | 0 | 0 | 0 | 0 | 0 | 0
TM014 | Renewal of 33kV and 66kV gas and oil filled cables | 0 | 0 | 0 | 0 | 720000 | 720000
TM015 | Subtransmission tower replacement | 1600000 | 1600000 | 4000000 | 5600000 | 5600000 | 18400000
TM016 | Cast iron UGOH replacement within zone substations | 0 | 0 | 0 | 0 | 0 | 0
TM017 | Installation of overhead earthwire | 0 | 0 | 0 | 0 | 0 | 0
TM019 | Access track reconstruction | 0 | 0 | 0 | 0 | 0 | 0
TM020 | Traffic blackspot remediation - transmission | 0 | 0 | 0 | 0 | 0 | 0
TM021 | Capital works for compliance to NSW Maritime Waterways | 0 | 0 | 0 | 0 | 0 | 0
TM023 | Renewal of 132kV cable 233 | 0 | 0 | 0 | 0 | 0 | 0
TM027 | Steel tower asbestos removal | 0 | 0 | 0 | 0 | 0 | 0
TM028 | 132kV oil cable replacement | 0 | 9900000 | 9900000 | 9900000 | 9900000 | 39600000
TM029 | Installation of aerial marker malls on high spans | 0 | 0 | 0 | 0 | 0 | 0
TM030 | Feeder 7028 replacement | 1650000 | 2200000 | 2200000 | 2200000 | 2200000 | 10450000
TM131 | Underground pilots replacement | 0 | 0 | 0 | 0 | 0 | 0
TM132 | Sub-transmission pilot cable renewal program | 950000 | 950000 | 950000 | 950000 | 950000 | 4750000
TM133 | Hardex pilot cable renewal | 0 | 0 | 0 | 0 | 0 | 0
TM134 | Wollongong - Port Kembla pilot cable replacement | 1615000 | 1615000 | 1615000 | 1615000 | 1615000 | 8075000
TM135 | Optical fibre protection and communication upgrades in the Blue Mountains | 650000 | 650000 | 650000 | 650000 | 650000 | 3250000
TM137 | Optical fibre protection and communication upgrades in the Macarthur area | 1280000 | 1280000 | 1280000 | 1280000 | 1280000 | 6400000
TM138 | 132kV optical fibre ring completion | 0 | 0 | 0 | 0 | 0 | 0
TM171 | Replacement of corroded earthwires | 4080000 | 4080000 | 3060000 | 3060000 | 3060000 | 17340000
TM172 | Earthwire replacement due to fault rating | 1000000 | 1000000 | 1000000 | 1000000 | 1000000 | 5000000
TM174 | Hardex earthwire replacement | 1000000 | 1000000 | 1000000 | 1000000 | 1000000 | 5000000
TM302 | Oil filled cable auxiliary equipment refurbishment | 0 | 72000 | 0 | 0 | 0 | 72000
TM303 | Guilford and Camellia 132kV cables oil testing and flushing | 0 | 90000 | 0 | 0 | 0 | 90000
TM401 | South Coast 33kV overhead line refurbishment | 1080000 | 1080000 | 1200000 | 1200000 | 1200000 | 5760000
TM404 | Avon/Nepean Dam feeder refurbishment | 0 | 0 | 0 | 0 | 0 | 0
TM408 | Ringwood Feeder 7906 Refurbishment | 0 | 0 | 0 | 0 | 0 | 0
TM410 | Hazelbook ZS to Springwood ZS Feeder 808 refurbishment | 0 | 0 | 0 | 0 | 0 | 0
TM419 | Future sub-transmission feeder refurbishment works | 0 | 0 | 0 | 0 | 0 | 0
TM801 | Steel tower painting program | 0 | 0 | 0 | 0 | 0 | 0
TM803 | Steel tower below ground rectification work | 2100000 | 2100000 | 2100000 | 2100000 | 2100000 | 10500000
TM805 | Earthing refurbishment of lines 940/941 | 280000 | 280000 | 280000 | 280000 | 20000 | 1140000
TM809 | Subtransmission line earthing refurbishment | 0 | 600000 | 600000 | 600000 | 600000 | 2400000
TS001 | Power transformer replacement | 0 | 0 | 0 | 0 | 0 | 0
TS004 | 132kV circuit breaker replacement | 362000 | 362000 | 362000 | 362000 | 362000 | 1810000
TS005 | 33kV circuit breaker replacement | 851500 | 851500 | 851500 | 851500 | 851500 | 4257500
TS007 | 11kV circuit breaker replacement | 0 | 350000 | 350000 | 0 | 0 | 700000
TS008 | Battery replacement | 1200000 | 1200000 | 1200000 | 1200000 | 1200000 | 6000000
TS009 | Auxiliary switchgear replacement | 1000000 | 1000000 | 1000000 | 1000000 | 1000000 | 5000000
TS011 | Freq injection replacement/augmentation | 0 | 0 | 0 | 0 | 0 | 0
TS015 | Replacement of surge arrester in zone and sub-transmission substations | 110000 | 110000 | 110000 | 110000 | 44000 | 484000
TS016 | VT and CT replacement | 700000 | 700000 | 700000 | 700000 | 700000 | 3500000
TS017 | Power transformer refurbishment | 600000 | 600000 | 600000 | 600000 | 600000 | 3000000
TS018 | Transformer oil replacement | 0 | 0 | 0 | 0 | 0 | 0
TS020 | Portable earthing set cabinets | 0 | 0 | 0 | 0 | 0 | 0
TS024 | Building and amenities refurbishment | 2000000 | 2000000 | 2000000 | 2000000 | 2000000 | 10000000
TS025 | Asbestos and other hazardous material reporting, management and removal | 520000 | 520000 | 520000 | 520000 | 520000 | 2600000
TS026 | Noise attenuation in ZS and TS | 1000000 | 1000000 | 1000000 | 1000000 | 1000000 | 5000000
TS027 | Substation switchyard lighting improvement | 120000 | 120000 | 120000 | 120000 | 120000 | 600000
TS028 | Control cable trench and cover refurbishment | 0 | 0 | 0 | 0 | 0 | 0
TS029 | Substation control room temperature reduction initiatives | 0 | 0 | 0 | 0 | 0 | 0
TS031 | Substation safety fence upgrade program | 100000 | 100000 | 100000 | 100000 | 100000 | 500000
TS032 | Substation security systems | 150000 | 150000 | 150000 | 0 | 0 | 450000
TS033 | Substation fire hydrant installations | 200000 | 200000 | 200000 | 200000 | 200000 | 1000000
TS034 | Substation deluge showers and fire blankets | 160000 | 160000 | 160000 | 160000 | 160000 | 800000
TS035 | Substation oil containment program - bund walls | 70000 | 70000 | 70000 | 70000 | 70000 | 350000
TS036 | Substation earthing | 1000000 | 500000 | 500000 | 500000 | 500000 | 3000000
TS047 | Equipment labelling in TS & ZS | 0 | 0 | 0 | 0 | 0 | 0
TS048 | Substation oil containment program - separators | 0 | 0 | 0 | 0 | 0 | 0
TS049 | Tunnelboard refurbishment | 45000 | 45000 | 45000 | 45000 | 45000 | 225000
TS050 | POW switching for capacitors | 0 | 0 | 0 | 600000 | 0 | 600000
TS055 | 66kV circuit breaker replacement | 258000 | 258000 | 258000 | 258000 | 258000 | 1290000
TS057 | Substation insulation co-ordination | 150000 | 150000 | 150000 | 150000 | 150000 | 750000
TS060 | Lawson TS rebuild | 0 | 0 | 0 | 0 | 0 | 0
TS067 | Rosehill ZS renewal | 0 | 0 | 0 | 0 | 0 | 0
TS072 | Holroyd ZS renewal | 0 | 0 | 0 | 0 | 0 | 0
TS086 | Busbar support and isolator replacement | 94500 | 94500 | 94500 | 94500 | 94500 | 472500
TS092 | Jasper Rd 11kV CB renewal | 0 | 0 | 0 | 0 | 0 | 0
TS099 | Substation power outlet installation | 0 | 0 | 0 | 0 | 0 | 0
TS100 | Substation internal fence replacement | 0 | 0 | 0 | 0 | 0 | 0
TS102 | Rydalmere Zone Substation renewal | 0 | 0 | 0 | 0 | 0 | 0
TS111 | Blackheath ZS 11kV switchyard renewal | 0 | 0 | 0 | 0 | 0 | 0
TS116 | Roof refurbishment for control and switch rooms | 1500000 | 1500000 | 1500000 | 1500000 | 1500000 | 7500000
TS118 | Smithfield Zone Substation rebuilding | 0 | 0 | 0 | 0 | 0 | 0
TS119 | Bomaderry ZS redevelopment (fmr PR403) | 0 | 0 | 0 | 0 | 0 | 0
TS120 | Canley Vale ZS redevelopment | 0 | 0 | 0 | 0 | 0 | 0
TS121 | Port Kembla ZS | 0 | 0 | 0 | 0 | 0 | 0
TS122 | Leabons Lane Zone Substation renewal | 0 | 0 | 0 | 0 | 0 | 0
TS123 | St Marys Zone Substation renewal | 0 | 0 | 0 | 0 | 0 | 0
TS124 | Substation control building fire alarm systems | 0 | 0 | 0 | 0 | 0 | 0
TS125 | Guildford Transmission Substation renewal | 0 | 0 | 0 | 0 | 0 | 0
TS126 | Comalco HVC renewal | 0 | 0 | 0 | 0 | 0 | 0
TS127 | Castle Hill Zone Substation renewal | 0 | 0 | 0 | 0 | 0 | 0
TS128 | Capacitor bank refurbishment | 0 | 0 | 0 | 0 | 0 | 0
TS130 | Northmead Zone Substation renewal | 0 | 0 | 0 | 0 | 0 | 0
TS131 | Bulli Zone Substation renewal | 0 | 0 | 0 | 0 | 0 | 0
TS133 | Corrimal ZS redevelopment | 0 | 0 | 0 | 0 | 0 | 0
TS134 | South Granville Zone Substation renewal | 0 | 0 | 0 | 0 | 0 | 0
TS135 | Ringwood ZS redevelopment | 0 | 0 | 0 | 0 | 0 | 0
TS136 | Kandos ZS redevelopment | 0 | 0 | 0 | 0 | 0 | 0
TS137 | Power transformer oil temperature indicator | 0 | 0 | 0 | 0 | 0 | 0
TS138 | Baulkham Hills switchgear rearrangement | 0 | 0 | 0 | 0 | 0 | 0
TS139 | Oakdale ZS swgr rearrangement | 0 | 0 | 0 | 0 | 0 | 0
TS143 | Westmead Zone Substation renewal and augmentation | 0 | 0 | 0 | 0 | 0 | 0
TS144 | Substation fire stopping measures | 66000 | 66000 | 66000 | 66000 | 66000 | 330000
TS146 | Marayong Zone Substation renewal | 6698000 | 0 | 0 | 0 | 0 | 6698000
TS149 | South Windsor ZS refurbishment | 0 | 0 | 0 | 0 | 0 | 0
TS155 | Sussex Inlet Zone Substation - stage 2 renewal | 3663000 | 3771428.5714 | 0 | 0 | 0 | 7434428.5714
TS156 | Lawson TS - RailCorp connections works | 0 | 0 | 0 | 0 | 0 | 0
TS163 | Unanderra Zone Substation renewal | 0 | 0 | 4000000 | 5000000 | 6000000 | 15000000
TS165 | Greystanes Zone Substation renewal | 0 | 0 | 0 | 0 | 6970000 | 6970000
TS167 | Carlingford Transmission Substation control building replacement | 4500000 | 4500000 | 4500000 | 0 | 0 | 13500000
TS168 | Carramar Zone Substation switchgear replacement | 0 | 0 | 0 | 0 | 0 | 0
TS173 | 11kV switchboard truck replacement program | 0 | 0 | 0 | 0 | 0 | 0
TS174 | West Wollongong Zone Substation 11kV renewal | 0 | 3000000 | 4000000 | 5500000 | 0 | 12500000
TS175 | Defective CT replacement program | 0 | 0 | 0 | 0 | 0 | 0
TS177 | Substation battery duplication | 1000000 | 1000000 | 1000000 | 1000000 | 1000000 | 5000000
TS178 | Jerrara SS steel support structures | 0 | 0 | 0 | 0 | 0 | 0
TS179 | 33kV wall bushing replacement | 120000 | 120000 | 180000 | 180000 | 180000 | 780000
TS180 | Transformer fire wall installation | 200000 | 200000 | 200000 | 200000 | 200000 | 1000000
TS181 | 11kV capacitor bank refurbishment | 0 | 0 | 0 | 0 | 0 | 0
TS182 | Substation civil capital works scoping | 0 | 0 | 0 | 0 | 0 | 0
TS184 | Blaxland Zone Substation reinstatement | 0 | 0 | 0 | 0 | 0 | 0
TS185 | Penrith TS civil development | 2000000 | 0 | 0 | 0 | 0 | 2000000
TS187 | Mobile substation No 2 refurbishment | 0 | 0 | 0 | 0 | 0 | 0
TS188 | Bossley Park ZS civil refurbishment | 0 | 0 | 0 | 0 | 0 | 0
TS199 | Future sub-transmission substation renewal programs | 4000000 | 6000000 | 6000000 | 6000000 | 12000000 | 34000000
TS600 | Power transformer replacement | 10000000 | 12000000 | 12000000 | 14000000 | 14000000 | 62000000
TS601 | Cranebrook ZS 33kV No 3 - transformer replacement | 0 | 0 | 0 | 0 | 0 | 0
TS602 | Prospect ZS 33kV No3 transformer | 0 | 0 | 0 | 0 | 0 | 0
TS603 | Kingwood ZS 33kV No 3 - transformer replacement | 0 | 0 | 0 | 0 | 0 | 0
TS604 | Liverpool TS 132kV No 3 - transformer replacement | 0 | 0 | 0 | 0 | 0 | 0
TS605 | West Liverpool 132 kV No 3 transformer | 0 | 0 | 0 | 0 | 0 | 0
TS615 | Gerringong ZS 33kV No 2 transformer replacement | 0 | 0 | 0 | 0 | 0 | 0
TS616 | Camellia TS transformer replacement and 33kV busbar rearrangement | 0 | 0 | 0 | 0 | 0 | 0
TS617 | Prospect ZS transformer replacement | 0 | 0 | 0 | 0 | 0 | 0
TS618 | Albion Park ZS transformer replacement | 0 | 0 | 0 | 0 | 0 | 0
TS619 | Dundas ZS 66kV No 2 transformer | 0 | 0 | 0 | 0 | 0 | 0
TS700 | 11kV zone substation switchboard replacement | 6250000 | 6875000 | 6875000 | 7500000 | 7500000 | 35000000
TS701 | North Rocks ZS 11kV switchboard replacement | 0 | 0 | 0 | 0 | 0 | 0
TS702 | Kellyville ZS 11kV switchboard replacement | 0 | 0 | 0 | 0 | 0 | 0
TS703 | Horsley Park ZS 11kV switchboard replacement | 0 | 0 | 0 | 0 | 0 | 0
TS704 | Port Central ZS 11kV switchboard replacement | 0 | 0 | 0 | 0 | 0 | 0
UR | Underground residential | 43969550 | 42124113 | 42033971 | 42179479 | 42961866 | 213268979

## Comp (hidden)
ID | Description | PIP FY20 | PIP FY19 | Diff | % Diff
AG | Automation - operational/capacity risk | 1500000 | 1500000 | 0 | 0%
AR | Asset relocation | 7798056 | 9106168 | -1308112 | -14.37%
AU004 | Substation SCADA RTU replacement | 10900000 | 9200000 | 1700000 | 18.48%
AU013 | SCADA master station development software | 7550000 | 8000000 | -450000 | -5.625%
CC002 | Communications development SCADA | 2725000 | 2500000 | 225000 | 9%
CC007 | SCADA radio repeaters | 3900000 | 3480000 | 420000 | 12.07%
CC020 | Microwave refurbishment and extension | 2540000 | 2250000 | 290000 | 12.89%
DS002 | Pole substation refurbishment | 3650000 | 3832500 | -182500 | -4.762%
DS005 | Distribution pole replacement | 64350000 | 64350000 | 0 | 0%
DS006 | LV CONSAC cable replacement | 45000000 | 58500000 | -13500000 | -23.08%
DS007 | Service wire replacement program | 47050000 | 64050000 | -17000000 | -26.54%
DS008 | Traffic black spot remediation | 5000000 | 5000000 | 0 | 0%
DS011 | HV distribution steel mains replacement | 24640000 | 25600000 | -960000 | -3.75%
DS014 | LV cable network renewal | 5200000 | 8580000 | -3380000 | -39.39%
DS301 | Ground substation refurbishment program | 3740000 | 3740000 | 0 | 0%
DS302 | Distribution transformer replacement program | 6875000 | 6435000 | 440000 | 6.838%
DS305 | Compact LV switchgear replacement | 2500000 | 2500000 | 0 | 0%
DS307 | Holec MD4 epoxy switchgear replacement | 29400000 | 35875000 | -6475000 | -18.05%
DS312 | Miscellaneous substation renewal expenditure | 7500000 | 17500000 | -10000000 | -57.14%
DS315 | Low voltage switchgear replacement | 3540000 | 3540000 | 0 | 0%
DS318 | Distribution substation earthing refurbishment | 1350000 | 1350000 | 0 | 0%
DS405 | Air break switch replacement program | 18200000 | 18450000 | -250000 | -1.355%
DS409 | Miscellaneous mains renewal expenditure | 5475000 | 12500000 | -7025000 | -56.2%
DS413 | Low mains remediation | 8125000 | 8125000 | 0 | 0%
DS414 | Copper distribution mains replacement | 3840000 | 11040000 | -7200000 | -65.22%
DS415 | LV mains replacement | 5500000 | 7500000 | -2000000 | -26.67%
DS416 | Asbestos service fuse replacement | 261000 | 261000 | 0 | 0%
DS417 | Distribution access track reconstruction | 5632000 | 5632000 | 0 | 0%
DS418 | Pole top structure/hardware refurbishment (LV) | 13048250 | 44000000 | -30951750 | -70.34%
DS421 | Pole top structure/hardware refurbishment (HV) | 16242150 | 0 | 16242150 | New
DU | Duct installation RMS road works | 11315460 | 11315460 | 0 | 0%
EF001 | Distribution management system | 12295121 | 12295120.5003 | 0.49972 | 4.064e-06%
EF002 | Technology pilots | 7000000 | 7000000 | 0 | 0%
HVW | HV development works | 32773419 | 32773419 | 0 | 0%
IC | Industrial & commercial | 25984980 | 67241683 | -41256703 | -61.36%
LV001 | Overloaded distribution sub uprates | 400000 | 600000 | -200000 | -33.33%
LV002 | Quality of supply reactive projects | 2500000 | 2500000 | 0 | 0%
LV003 | LV planning reactive projects | 5000000 | 5000000 | 0 | 0%
LV005 | Dsub monitoring & LV feeder monitoring for solar PV | 1250000 | 1250000 | 0 | 0%
MC104 | Meters - renewal | 150000 | 25000 | 125000 | 500%
MC105 | Relays - renewal | 4283928 | 4283928 | 0 | 0%
MC107 | Test equipment | 520000 | 405000 | 115000 | 28.4%
MC109 | Demand management technology | 4400000 | 4400000 | 0 | 0%
NU | Non urban extension | 3675379 | 8431413 | -4756034 | -56.41%
PQ001 | Permanent power quality monitoring | 500000 | 500000 | 0 | 0%
PQ004 | Power quality monitoring replacement | 4145538 | 4145538 | 0 | 0%
PR110 | Edmondson Park ZS establishment | 1770965 | 1893515.7644 | -122550.7644 | -6.472%
PR113 | Augment feeder 308 Nepean to Douglas Park | 8755000 | 6072000 | 2683000 | 44.19%
PR248 | Penrith Lakes ZS site acquisition | 0 | 1000000 | -1000000 | -100%
PR249 | Establish Penrith Lakes 33/11kV Zone Substation | 0 | 3610000 | -3610000 | -100%
PR258 | Menangle Park 66/11kV ZS establishment | 4495754 | 10270000 | -5774246 | -56.22%
PR292 | South Marsden Park (industrial) 132/11kV ZS establishment | 1215012 | 9560975.6098 | -8345963.6098 | -87.29%
PR423 | Maryland ZS establishment | 20633600 | 20834000 | -200400 | -0.9619%
PR425 | Austral ZS establishment (interim initially) | 3556000 | 2379535.9905 | 1176464.0095 | 49.44%
PR427 | Leppington North ZS establishment | 1755910 | 3196021.8917 | -1440111.8917 | -45.06%
PR430 | North Rossmore ZS site purchase | 3000000 | 3000000 | 0 | 0%
PR432 | Rossmore ZS site purchase | 3000000 | 3000000 | 0 | 0%
PR436 | Catherine Fields ZS site purchase | 653024 | 0 | 653024 | New
PR438 | North Bringelly ZS site purchase | 3500000 | 3500000 | 0 | 0%
PR499 | Southpipe (Oakdale Estate) ZS 132/11kV establishment | 31736000 | 27260000 | 4476000 | 16.42%
PR620 | West Dapto ZS establishment | 16928000 | 20645000 | -3717000 | -18%
PR656 | Leppington South ZS establishment (permanent) | 17093338 | 14098750.7436 | 2994587.2564 | 21.24%
PR657 | Calderwood ZS establishment (interim initially) | 2953000 | 15702000 | -12749000 | -81.19%
PR659 | Avondale (South West Dapto) 132/11kV Zone Substation establishment site purchase | 0 | 2500000 | -2500000 | -100%
PR673 | Liverpool ZS 11kV switchboard extension & distribution works | 292683 | 0 | 292683 | New
PR677 | South Penrith Zone Substation | 17478000 | 28075000 | -10597000 | -37.75%
PR698 | Marsden Park (residential) 132/11kV ZS - stage 2 | 6128000 | 8925000 | -2797000 | -31.34%
PR700 | Riverstone east ZS establishment | 16928000 | 20645000 | -3717000 | -18%
PR703 | Riverstone East site purchase | 6000000 | 6000000 | 0 | 0%
PR704 | Oakdale (Southpipe) site purchase | 195122 | 0 | 195122 | New
PR713 | Box Hill 132/22kV ZS establishment | 35848000 | 34820000 | 1028000 | 2.952%
PR717 | Acquire improved site for West Dapto ZS | 2000000 | 2000000 | 0 | 0%
PR722 | Camellia TS connection works for Ausgrid | 379962 | 126795.1695 | 253166.8305 | 199.7%
PR723 | Supply to Luddenham Science Park | 25851000 | 40520000 | -14669000 | -36.2%
PR724 | Establish Mt Gilead ZS | 16723000 | 19270000 | -2547000 | -13.22%
PR727 | Luddenham ZS site purchase | 0 | 975609.7561 | -975609.7561 | -100%
PR728 | Western Sydney Employment Lands ZS | 22585000 | 23480000 | -895000 | -3.812%
PR732 | Feeder 214/215 contraints | 10280000 | 9450000 | 830000 | 8.783%
PR739 | South Gilead (South Campbelltown) | 0 | 3854000 | -3854000 | -100%
PR740 | AFIC upgrade Minto, Prospect, Kingswood | 311163 | 0 | 311163 | New
PR741 | Western Sydney Airport 132kV supply | 46527501 | 61233501 | -14706000 | -24.02%
PR742 | North Bomaderry ZS establishment | 14916000 | 18460000 | -3544000 | -19.2%
PR744 | Termeil ZS establishment | 0 | 7945000 | -7945000 | -100%
PR748 | Establish permanent Catherine Park ZS | 1900000 | 21978000 | -20078000 | -91.35%
PR751 | Parklea ZS to Bella Vista ZS load transfer | 1000000 | 4000000 | -3000000 | -75%
PR754 | Augment Westmead Zone Substation | 10253000 | 12835000 | -2582000 | -20.12%
PR761 | Glenfield Zone Substation site acquisition | 3000000 | 0 | 3000000 | New
PR765 | Minto 66kV Reconfiguration | 700000 | 0 | 700000 | New
PR766 | Baulkham Hills 132kV bus section CB | 350000 | 0 | 350000 | New
PR767 | Mt Terry 132kV bus section CB | 400000 | 0 | 400000 | New
PR769 | Nepean TS 132kV bus section CB | 600000 | 0 | 600000 | New
PS008 | Substation protection relay refurbishment | 22375000 | 21090000 | 1285000 | 6.093%
PS011 | Protection refurbishment (miscellaneous) | 3500000 | 3500000 | 0 | 0%
PS012 | Distribution feeder safety improvement | 3100000 | 3100000 | 0 | 0%
PS013 | Feeder differential relay replacement | 1320000 | 1650000 | -330000 | -20%
PS014 | Under frequency load shedding | 1100000 | 1100000 | 0 | 0%
RC | Reliability compliance | 20000000 | 20000000 | 0 | 0%
SL001 | Streetlighting growth | 8750000 | 8750000 | 0 | 0%
SL002 | Streetlighting refurbishment | 15000000 | 15000000 | 0 | 0%
SP | Essential spares | 5000000 | 5000000 | 0 | 0%
TM012 | Sub-transmission pole replacement | 19800000 | 19800000 | 0 | 0%
TM014 | Renewal of 33kV and 66kV gas and oil filled cables | 0 | 720000 | -720000 | -100%
TM015 | Subtransmission tower replacement | 4800000 | 18400000 | -13600000 | -73.91%
TM028 | 132kV oil cable replacement | 0 | 39600000 | -39600000 | -100%
TM030 | Feeder 7028 replacement | 4800000 | 10450000 | -5650000 | -54.07%
TM031 | Steel tower asbestos removal | 2812195 | 0 | 2812195 | New
TM033 | Pole top structure/hardware refurbishment (TR) | 6738350 | 0 | 6738350 | New
TM132 | Sub-transmission pilot cable renewal program | 0 | 4750000 | -4750000 | -100%
TM134 | Wollongong - Port Kembla pilot cable replacement | 0 | 8075000 | -8075000 | -100%
TM135 | Optical fibre protection and communication upgrades in the Blue Mountains | 0 | 3250000 | -3250000 | -100%
TM137 | Optical fibre protection and communication upgrades in the Macarthur area | 0 | 6400000 | -6400000 | -100%
TM171 | Replacement of corroded earthwires | 138000 | 17340000 | -17202000 | -99.2%
TM172 | Earthwire replacement due to fault rating | 2000000 | 5000000 | -3000000 | -60%
TM174 | Hardex earthwire replacement | 4000000 | 5000000 | -1000000 | -20%
TM302 | Oil filled cable auxiliary equipment refurbishment | 72000 | 72000 | 0 | 0%
TM303 | Guilford and Camellia 132kV cables oil testing and flushing | 90000 | 90000 | 0 | 0%
TM401 | South Coast 33kV overhead line refurbishment | 0 | 5760000 | -5760000 | -100%
TM803 | Steel tower below ground rectification work | 6000000 | 10500000 | -4500000 | -42.86%
TM805 | Earthing refurbishment of lines 940/941 | 1140000 | 1140000 | 0 | 0%
TM809 | Subtransmission line earthing refurbishment | 2400000 | 2400000 | 0 | 0%
TS004 | 132kV circuit breaker replacement | 724000 | 1810000 | -1086000 | -60%
TS005 | 33kV circuit breaker replacement | 1540000 | 4257500 | -2717500 | -63.83%
TS007 | 11kV circuit breaker replacement | 700000 | 700000 | 0 | 0%
TS008 | Battery replacement | 2600000 | 6000000 | -3400000 | -56.67%
TS009 | Auxiliary switchgear replacement | 282000 | 5000000 | -4718000 | -94.36%
TS015 | Replacement of surge arrester in zone and sub-transmission substations | 441000 | 484000 | -43000 | -8.884%
TS016 | VT and CT replacement | 1396000 | 3500000 | -2104000 | -60.11%
TS017 | Power transformer refurbishment | 0 | 3000000 | -3000000 | -100%
TS024 | Building and amenities refurbishment | 7500000 | 10000000 | -2500000 | -25%
TS025 | Asbestos and other hazardous material reporting, management and removal | 2027000 | 2600000 | -573000 | -22.04%
TS026 | Noise attenuation in ZS and TS | 2000000 | 5000000 | -3000000 | -60%
TS027 | Substation switchyard lighting improvement | 550000 | 600000 | -50000 | -8.333%
TS031 | Substation safety fence upgrade program | 500000 | 500000 | 0 | 0%
TS032 | Substation security systems | 450000 | 450000 | 0 | 0%
TS033 | Substation fire hydrant installations | 1000000 | 1000000 | 0 | 0%
TS034 | Substation deluge showers and fire blankets | 800000 | 800000 | 0 | 0%
TS035 | Substation oil containment program - bund walls | 350000 | 350000 | 0 | 0%
TS036 | Substation earthing | 748000 | 3000000 | -2252000 | -75.07%
TS049 | Tunnelboard refurbishment | 90000 | 225000 | -135000 | -60%
TS050 | POW switching for capacitors | 0 | 600000 | -600000 | -100%
TS055 | 66kV circuit breaker replacement | 516000 | 1290000 | -774000 | -60%
TS057 | Substation insulation co-ordination | 0 | 750000 | -750000 | -100%
TS086 | Busbar support and isolator replacement | 378000 | 472500 | -94500 | -20%
TS116 | Roof refurbishment for control and switch rooms | 7500000 | 7500000 | 0 | 0%
TS144 | Substation fire stopping measures | 330000 | 330000 | 0 | 0%
TS146 | Marayong Zone Substation renewal | 10033955 | 6698000 | 3335955 | 49.81%
TS155 | Sussex Inlet Zone Substation - stage 2 renewal | 1715901 | 7434428.5714 | -5718527.5714 | -76.92%
TS163 | Unanderra Zone Substation renewal | 0 | 15000000 | -15000000 | -100%
TS165 | Greystanes Zone Substation renewal | 0 | 6970000 | -6970000 | -100%
TS167 | Carlingford Transmission Substation control building replacement | 13500000 | 13500000 | 0 | 0%
TS173 | 11kV switchboard truck replacement program | 16800000 | 0 | 16800000 | New
TS174 | West Wollongong Zone Substation 11kV renewal | 0 | 12500000 | -12500000 | -100%
TS177 | Substation battery duplication | 1683000 | 5000000 | -3317000 | -66.34%
TS179 | 33kV wall bushing replacement | 0 | 780000 | -780000 | -100%
TS180 | Transformer fire wall installation | 2400000 | 1000000 | 1400000 | 140%
TS185 | Penrith TS civil development | 0 | 2000000 | -2000000 | -100%
TS199 | Future sub-transmission substation renewal programs | 0 | 34000000 | -34000000 | -100%
TS600 | Power transformer replacement | 42900000 | 62000000 | -19100000 | -30.81%
TS616 | Camellia TS transformer replacement and 33kV busbar rearrangement | 332642 | 0 | 332642 | New
TS617 | Prospect ZS transformer replacement | 29268 | 0 | 29268 | New
TS618 | Albion Park ZS transformer replacement | 1577261 | 0 | 1577261 | New
TS620 | Minto 66/11kV No 1 transformer replacement | 1080563 | 0 | 1080563 | New
TS700 | 11kV zone substation switchboard replacement | 28000000 | 35000000 | -7000000 | -20%
TS701 | North Rocks ZS 11kV switchboard replacement | 813715 | 0 | 813715 | New
TS702 | Kellyville ZS 11kV switchboard replacement | 1218537 | 0 | 1218537 | New
TS703 | Horsley Park ZS 11kV switchboard replacement | 424390 | 0 | 424390 | New
TS704 | Port Central ZS 11kV switchboard replacement | 488652 | 0 | 488652 | New
UR | Underground residential | 69878786 | 213268979 | -143390193 | -67.23%

## Excl. Escalators --->
Capex Listing Exclusive of Escalators

## Escalators
Escalators
Labour escalators
| FY19 | FY20 | FY21 | FY22 | FY23 | FY24 | FY25 | FY26 | FY27 | FY28
Labour - WPI utility |  | 0.424% | 0.7042% | 1.109% | 1.29% | 1.143% | 0% | 0% | 0% | 0% | <--- Inputs
System capex labour proportion |  | 23.8% | 23.8% | 23.8% | 23.8% | 23.8% | 23.8% | 23.8% | 23.8% | 23.8% | <--- Inputs
Labour escalator |  | 0.1009% | 0.1676% | 0.264% | 0.3071% | 0.272% | 0% | 0% | 0% | 0%
Index | 1 | 1.001 | 1.0027 | 1.0053 | 1.0084 | 1.0112 | 1.0112 | 1.0112 | 1.0112 | 1.0112

## Plan Lvl (excl. Esc)
SAMP | Description | FY20 (R) | FY21 (R) | FY22 (R) | FY23 (R) | FY24 (R) | FY25 (R) | FY26 (R) | FY27 (R) | FY28 (R) | FY29 (R) | FY20 (N) | FY21 (N) | FY22 (N) | FY23 (N) | FY24 (N) | FY25 (N) | FY26 (N) | FY27 (N) | FY28 (N) | FY29 (N) | Total (R) | Total (N)
PR | Major projects | 48730802.765 | 53887148.2674 | 74715673.518 | 83461227.2723 | 77389641.766 | 70280199.9176 | 68991886.4362 | 72861183.2431 | 77381268.253 | 65032400 | 49949072.8342 | 56615185.1484 | 80460608.3521 | 92125578.5305 | 87559276.2867 | 81503485.2751 | 82009672.5254 | 88774276.7794 | 96638600.4887 | 83246970.112 | 692731431.4386 | 798882726.3325 | Growth
PRL | Major projects - land | 8839226.1588 | 2991961.379 | 3481430.0484 | 2974946.0993 | 2966875.9842 | 2769084.2519 | 0 | 4944793.307 | 0 | 5000000 | 9060206.8127 | 3143429.4238 | 3749119.3807 | 3283783.8533 | 3356747.8552 | 3211288.7814 | 0 | 6024750.4928 | 0 | 6400422.721 | 33968317.2286 | 38229749.321 | Growth
AG | Automation growth | 299697.5691 | 299196.1379 | 298408.2899 | 297494.6099 | 296687.5984 | 296687.5984 | 296687.5984 | 296687.5984 | 296687.5984 | 300000 | 307190.0084 | 314342.9424 | 321353.0898 | 328378.3853 | 335674.7855 | 344066.6552 | 352668.3215 | 361485.0296 | 370522.1553 | 384025.3633 | 2978234.5989 | 3419706.7362 | Growth
HV | Distribution works program | 6793988.0498 | 7084030.0563 | 6612099.0566 | 6222642.1984 | 5881433.0883 | 5933751.9684 | 5933751.9684 | 5933751.9684 | 5933751.9684 | 6000000 | 6963837.751 | 7442659.0779 | 7120507.4856 | 6868632.6724 | 6654301.6997 | 6881333.1031 | 7053366.4306 | 7229700.5914 | 7410443.1062 | 7680507.2652 | 62329200.323 | 71305289.183 | Growth
EH | Dist environmental enhancement | 0 | 0 | 0 | 0 | 0 | 0 | 0 | 0 | 0 | 0 | 0 | 0 | 0 | 0 | 0 | 0 | 0 | 0 | 0 | 0 | 0 | 0 | Growth
LV | Low voltage development capital | 1828155.1718 | 1825096.4412 | 1820290.5682 | 1814717.1205 | 1809794.3504 | 1809794.3504 | 1809794.3504 | 1809794.3504 | 1809794.3504 | 1830000 | 1873859.0511 | 1917491.9485 | 1960253.8476 | 2003108.1505 | 2047616.1916 | 2098806.5964 | 2151276.7613 | 2205058.6804 | 2260185.1474 | 2342554.7159 | 18167231.0535 | 20860211.0908 | Growth
AR | Asset relocation | 1622013.1938 | 1559660.5982 | 1534301.0366 | 1522181.7458 | 1516141.8661 | 1516141.8661 | 1516141.8661 | 1516141.8661 | 1516141.8661 | 1533069 | 1662563.5236 | 1638618.416 | 1652274.4023 | 1680203.8329 | 1715375.3592 | 1758259.7432 | 1802216.2367 | 1847271.6427 | 1893453.4337 | 1962457.9321 | 15351934.9048 | 17612694.5223 | Growth
DU | Duct installation RMS road works | 2150560.8257 | 2200636.463 | 2249713.0283 | 2298894.5564 | 2349975.4387 | 2349975.4387 | 2349975.4387 | 2349975.4387 | 2349975.4387 | 2558920 | 2204324.8464 | 2312043.6839 | 2422694.8691 | 2537549.4456 | 2658781.5115 | 2725251.0492 | 2793382.3255 | 2863216.8836 | 2934797.3057 | 3275633.9418 | 23208602.0671 | 26727675.8624 | Growth
IC | Industrial & commercial | 7493881.7729 | 5318261.2172 | 4559765.2075 | 4285257.1421 | 4198676.4118 | 4198676.4118 | 4198676.4118 | 4198676.4118 | 4198676.4118 | 4245553 | 7681228.8172 | 5587498.1914 | 4910368.4042 | 4730122.0731 | 4750416.9756 | 4869177.4 | 4990906.8349 | 5115679.5058 | 5243571.4935 | 5434666.7769 | 46896100.3987 | 53313636.4725 | Growth
NU | Non-urban extension | 1018312.4004 | 741130.7746 | 658294.6556 | 626418.5337 | 612577.8072 | 612577.8072 | 612577.8072 | 612577.8072 | 612577.8072 | 619417 | 1043770.2104 | 778650.5201 | 708911.3431 | 691448.8525 | 693075.5621 | 710402.4511 | 728162.5124 | 746366.5752 | 765025.7396 | 792906.1281 | 6726462.4003 | 7658719.8946 | Growth
UR | Underground residential | 21637216.4489 | 14561561.8758 | 11696397.4038 | 10964258.0554 | 10684382.0324 | 10684382.0324 | 10684382.0324 | 10684382.0324 | 10684382.0324 | 10803669 | 22178146.8601 | 15298740.9457 | 12595740.7104 | 12102489.3777 | 12088397.5812 | 12390607.5207 | 12700372.7087 | 13017882.0264 | 13343329.0771 | 13829609.7075 | 123085012.9462 | 139545316.5157 | Growth
RC | Reliability compliance | 3995967.5886 | 3989281.8387 | 3978777.1982 | 3966594.799 | 3955834.6456 | 3955834.6456 | 3955834.6456 | 3955834.6456 | 3955834.6456 | 4000000 | 4095866.7783 | 4191239.2318 | 4284707.8637 | 4378378.471 | 4475663.8069 | 4587555.402 | 4702244.2871 | 4819800.3943 | 4940295.4041 | 5120338.1768 | 39709794.6525 | 45596089.816 | Reliability
PQ | Power quality capital | 441954.0153 | 715776.8939 | 968135.9618 | 1038851.1779 | 1448367.54 | 1384106.9841 | 1512628.0959 | 1512628.0959 | 1255585.8723 | 1269604 | 453002.8657 | 752013.0992 | 1042576.5409 | 1146697.3216 | 1638694.9301 | 1605139.7596 | 1798039.4683 | 1842990.455 | 1568054.7016 | 1625200.4576 | 11547638.6373 | 13472409.5995 | Reliability
TS | Transmission substation capital (rebuild) | 25968721.4399 | 33398723.329 | 27256115.8491 | 33856374.0826 | 34013749.7209 | 28621947.0989 | 29244002.0969 | 32705357.4118 | 35657399.0161 | 40757500 | 26617939.4759 | 35089533.6976 | 29351855.6318 | 37371102.1421 | 38483435.7854 | 33192683.667 | 34761928.6729 | 39848302.2347 | 44531205.2359 | 52173045.8101 | 321479890.0453 | 371421032.3534 | Sustainability
TM | Transmission mains capital (refurb) | 10709058.2735 | 12137060.8785 | 11943960.8999 | 9329103.7232 | 10369894.1671 | 23561613.7515 | 30215327.6254 | 34208742.7001 | 38807400.4756 | 44940670 | 10976784.7304 | 12751499.5855 | 12862339.5184 | 10297584.9476 | 11732583.4274 | 27324248.3901 | 35916529.4907 | 41680031.226 | 48465125.414 | 57527857.0728 | 226222832.4948 | 269534583.8029 | Sustainability
DS | Distribution refurbishment capital | 57325231.9534 | 62069315.914 | 66340221.1896 | 67561601.0703 | 70883196.6932 | 71352952.0574 | 76574653.7896 | 87052670.8071 | 100245379.3502 | 112764580 | 58758362.7522 | 65211575.0321 | 71441162.2595 | 74575366.1727 | 80197830.8946 | 82747548.871 | 91023200.0517 | 106065226.3473 | 125192742.1788 | 144348195.9908 | 772169802.8247 | 899561210.5508 | Sustainability
AU | Automation capital | 3286683.3416 | 3281184.3123 | 4267238.5451 | 4254172.9219 | 3253673.996 | 3253673.996 | 3253673.996 | 4242632.6574 | 4242632.6574 | 3290000 | 3368850.4252 | 3447294.2681 | 4595349.1838 | 4695810.9102 | 3681233.4811 | 3773264.3182 | 3867595.9261 | 5169235.9229 | 5298466.8209 | 4211478.1504 | 36625566.4238 | 42108579.4069 | Sustainability
CC | Communications refurbishment | 2172807.3763 | 2029547.1354 | 1855104.8687 | 1631262.1111 | 1429045.2657 | 2106481.9488 | 2591071.6929 | 2264715.3346 | 2531734.1732 | 1870000 | 2227127.5607 | 2132292.9592 | 1997745.0414 | 1800608.1462 | 1616833.5502 | 2442873.2516 | 3079970.008 | 2759335.7257 | 3161789.0586 | 2393758.0976 | 20481769.9066 | 23612333.3994 | Sustainability
PS | Protection systems capital | 8716204.3026 | 6063708.3948 | 5500659.4765 | 5483817.3096 | 5468941.3975 | 5716181.0629 | 5716181.0629 | 5716181.0629 | 5716181.0629 | 5780000 | 8934109.4102 | 6370683.6323 | 5923608.6216 | 6053108.2362 | 6187605.213 | 6629017.5559 | 6794742.9948 | 6964611.5697 | 7138726.859 | 7398888.6655 | 59878055.1327 | 68395102.7582 | Sustainability
EF | Efficiency | 9076207.0166 | 4105863.6138 | 2081755.9118 | 1983297.3995 | 1977917.3228 | 1977917.3228 | 1977917.3228 | 1977917.3228 | 1977917.3228 | 2000000 | 9303112.192 | 4313722.9593 | 2241823.4249 | 2189189.2355 | 2237831.9034 | 2293777.701 | 2351122.1435 | 2409900.1971 | 2470147.7021 | 2560169.0884 | 29136710.5557 | 32370796.5473 | Efficiency
MC | Metering capital | 2535025.8543 | 1792369.3703 | 1727571.1337 | 1632636.5362 | 1617923.5136 | 1533467.4329 | 1518238.4584 | 1433782.3777 | 1418553.4033 | 1348992 | 2598401.5007 | 1883108.0697 | 1860405.1579 | 1802125.2544 | 1830531.9511 | 1778352.0889 | 1804708.4262 | 1746924.6034 | 1771578.8163 | 1726823.8094 | 16558560.0805 | 18802959.678 | Miscellaneous
SL | Streetlighting capital | 4745211.5115 | 4737272.1835 | 4724797.9229 | 4710331.3238 | 4697553.6417 | 4697553.6417 | 4697553.6417 | 4697553.6417 | 4697553.6417 | 4750000 | 4863841.7992 | 4977096.5877 | 5088090.5881 | 5199324.4343 | 5314850.7707 | 5447722.0399 | 5583915.0909 | 5723512.9682 | 5866600.7924 | 6080401.5849 | 47155381.1498 | 54145356.6565
SP | Essential spares | 998991.8971 | 997320.4597 | 994694.2995 | 991648.6998 | 988958.6614 | 988958.6614 | 988958.6614 | 988958.6614 | 988958.6614 | 1000000 | 1023966.6946 | 1047809.8079 | 1071176.9659 | 1094594.6178 | 1118915.9517 | 1146888.8505 | 1175561.0718 | 1204950.0986 | 1235073.851 | 1280084.5442 | 9927448.6631 | 11399022.454 | Miscellaneous
SW | Network switching | 6283900.8865 | 6382175.5445 | 6686467.7532 | 6495126.3573 | 6714861.5396 | 7423719.2767 | 7683873.5145 | 7944102.7058 | 8085985.7683 | 8183178.6979 | 6440998.4086 | 6705273.1814 | 7200594.4377 | 7169404.1994 | 7597249.4943 | 8609238.3838 | 9133710.9797 | 9679117.7549 | 10098288.2016 | 10475160.5735 | 71883392.0442 | 83109035.6151 | Switching & Overheads
OH | Capitalised overheads | 73106139.0812 | 73273110.1037 | 73775204.5564 | 73462071.757 | 73820942.4206 | 76860996.0999 | 77233408.4879 | 77593252.7624 | 77784338.9426 | 78058962.8601 | 74933792.5582 | 76982561.3027 | 79447826.1443 | 81088381.7774 | 83521620.538 | 89135191.2943 | 91806252.3768 | 94539843.993 | 97141980.5473 | 99922071.8932 | 754968427.0719 | 868519522.4252 | Switching & Overheads
| Total | 309775958.8948 | 305441393.1828 | 319727078.3791 | 330864926.603 | 328347046.8692 | 333886675.6233 | 343557197.0015 | 371502294.2109 | 392148710.7198 | 407936515.558 | 317520357.8672 | 320904363.7127 | 344311093.2651 | 365212971.0401 | 371494545.5062 | 387206180.1494 | 408381545.6459 | 452639471.6981 | 489740003.5306 | 522193228.5791 | 3443187797.0424 | 3979603760.9944
| Check | OK | OK | OK | OK | OK | OK | OK | OK | OK | OK | OK | OK | OK | OK | OK | OK | OK | OK | OK | OK

## Program Lvl (excl. Esc)
Code | ID | Description | FY20 (R) | FY21 (R) | FY22 (R) | FY23 (R) | FY24 (R) | FY25 (R) | FY26 (R) | FY27 (R) | FY28 (R) | FY29 (R) | FY20 (N) | FY21 (N) | FY22 (N) | FY23 (N) | FY24 (N) | FY25 (N) | FY26 (N) | FY27 (N) | FY28 (N) | FY29 (N) | Total (R) | Total (N)
AG | AG | Automation - operational/capacity risk | 299697.5691 | 299196.1379 | 298408.2899 | 297494.6099 | 296687.5984 | 296687.5984 | 296687.5984 | 296687.5984 | 296687.5984 | 300000 | 307190.0084 | 314342.9424 | 321353.0898 | 328378.3853 | 335674.7855 | 344066.6552 | 352668.3215 | 361485.0296 | 370522.1553 | 384025.3633 | 2978234.5989 | 3419706.7362
AR | AR | Asset relocation | 1622013.1938 | 1559660.5982 | 1534301.0366 | 1522181.7458 | 1516141.8661 | 1516141.8661 | 1516141.8661 | 1516141.8661 | 1516141.8661 | 1533069 | 1662563.5236 | 1638618.416 | 1652274.4023 | 1680203.8329 | 1715375.3592 | 1758259.7432 | 1802216.2367 | 1847271.6427 | 1893453.4337 | 1962457.9321 | 15351934.9048 | 17612694.5223
AU | AU004 | Substation SCADA RTU replacement | 2177802.3358 | 2174158.6021 | 2168433.573 | 2161794.1655 | 2155929.8819 | 2155929.8819 | 2155929.8819 | 2155929.8819 | 2155929.8819 | 2180000 | 2232247.3942 | 2284225.3813 | 2335165.7857 | 2386216.2667 | 2439236.7747 | 2500217.6941 | 2562723.1365 | 2626791.2149 | 2692460.9952 | 2790584.3063 | 21641838.0856 | 24849868.9497
AU | AU013 | SCADA master station development software | 1108881.0058 | 1107025.7102 | 2098804.972 | 2092378.7565 | 1097744.1142 | 1097744.1142 | 1097744.1142 | 2086702.7756 | 2086702.7756 | 1110000 | 1136603.031 | 1163068.8868 | 2260183.3981 | 2309594.6435 | 1241996.7064 | 1273046.6241 | 1304872.7897 | 2542444.708 | 2606005.8257 | 1420893.8441 | 14983728.3382 | 17258710.4572
CC | CC002 | Communications development SCADA | 624369.9357 | 523593.2413 | 522214.5073 | 520615.5674 | 519203.2972 | 445031.3976 | 445031.3976 | 445031.3976 | 445031.3976 | 450000 | 639979.1841 | 550100.1492 | 562367.9071 | 574662.1743 | 587430.8747 | 516099.9827 | 529002.4823 | 542227.5444 | 555783.233 | 576038.0449 | 4940122.1394 | 5633691.5766
CC | CC007 | SCADA radio repeaters | 879112.8695 | 837749.1861 | 845490.1546 | 684237.6028 | 632933.5433 | 731829.4094 | 613154.3701 | 603264.7835 | 583485.6102 | 490000 | 901090.6912 | 880160.2387 | 910500.421 | 755270.2863 | 716106.2091 | 848697.7494 | 728847.8645 | 735019.5601 | 728693.5721 | 627241.4267 | 6901257.5295 | 7831628.0191
CC | CC020 | Microwave refurbishment and extension | 669324.5711 | 668204.708 | 487400.2068 | 426408.9409 | 276908.4252 | 929621.1417 | 1532885.9252 | 1216419.1535 | 1503217.1653 | 930000 | 686057.6854 | 702032.5713 | 524876.7133 | 470675.6856 | 313296.4665 | 1078075.5195 | 1822119.6612 | 1482088.6212 | 1877312.2536 | 1190478.6261 | 8640390.2377 | 10147013.8037
DS | DS002 | Pole substation refurbishment | 699294.328 | 698124.3218 | 696286.0097 | 743736.5248 | 791166.9291 | 791166.9291 | 791166.9291 | 791166.9291 | 791166.9291 | 800000 | 716776.6862 | 733466.8656 | 749823.8761 | 820945.9633 | 895132.7614 | 917511.0804 | 940448.8574 | 963960.0789 | 988059.0808 | 1024067.6354 | 7593275.8299 | 8750192.8855
DS | DS005 | Distribution pole replacement | 11318578.1947 | 12067577.5621 | 12801715.6352 | 13526088.2646 | 14250894.3108 | 15012392.4801 | 16535388.8186 | 17296886.9879 | 17296886.9879 | 17490000 | 11601542.6496 | 12678498.6761 | 13786047.5514 | 14930270.5862 | 16123578.8642 | 17409772.7507 | 19655381.12 | 21074577.2239 | 21601441.6545 | 22388678.678 | 147596409.2418 | 171249789.7549
DS | DS006 | LV CONSAC cable replacement | 6743195.3057 | 7479903.4476 | 9698269.4206 | 9668574.8226 | 11125784.9408 | 11125784.9408 | 11867503.9368 | 11867503.9368 | 12609222.9329 | 12750000 | 6911775.1884 | 7858573.5596 | 10443975.4178 | 10672297.5231 | 12587804.4568 | 12902499.5682 | 14106732.8613 | 14459401.1828 | 15747191.6007 | 16321077.9385 | 104935743.6844 | 122011329.2972
DS | DS007 | Service wire replacement program | 9190725.4538 | 9275080.275 | 9250656.9858 | 9371080.2126 | 9691794.8817 | 9691794.8817 | 10186274.2124 | 10186274.2124 | 10680753.5431 | 10800000 | 9420493.5901 | 9744631.2139 | 9961945.7831 | 10343919.1378 | 10965376.3268 | 11239510.735 | 12108279.0393 | 12410986.0152 | 13338797.5911 | 13824913.0773 | 98324434.6586 | 113358852.5097
DS | DS008 | Traffic black spot remediation | 998991.8971 | 997320.4597 | 994694.2995 | 991648.6998 | 988958.6614 | 988958.6614 | 988958.6614 | 988958.6614 | 988958.6614 | 1000000 | 1023966.6946 | 1047809.8079 | 1071176.9659 | 1094594.6178 | 1118915.9517 | 1146888.8505 | 1175561.0718 | 1204950.0986 | 1235073.851 | 1280084.5442 | 9927448.6631 | 11399022.454
DS | DS011 | HV distribution steel mains replacement | 3692274.0519 | 4300445.8221 | 5208219.3524 | 5344986.4917 | 5939685.7204 | 5939685.7204 | 5939685.7204 | 5939685.7204 | 5939685.7204 | 6006000 | 3784580.9032 | 4518155.8919 | 5608682.5936 | 5899864.9897 | 6720209.206 | 6888214.4362 | 7060419.7971 | 7236930.292 | 7417853.5493 | 7688187.7724 | 54250354.3199 | 62823099.4313
DS | DS014 | LV cable network renewal | 0 | 1296516.5976 | 1293102.5894 | 1289143.3097 | 1285646.2598 | 1285646.2598 | 1285646.2598 | 1285646.2598 | 1285646.2598 | 1300000 | 0 | 1362152.7503 | 1392530.0557 | 1422973.0031 | 1454590.7372 | 1490955.5057 | 1528229.3933 | 1566435.1281 | 1605596.0063 | 1664109.9075 | 11606993.7958 | 13487572.4873
DS | DS301 | Ground substation refurbishment program | 509485.8675 | 508633.4344 | 845490.1546 | 842901.3948 | 1008737.8346 | 1260922.2933 | 1260922.2933 | 1260922.2933 | 1260922.2933 | 1275000 | 522223.0142 | 534383.0021 | 910500.421 | 930405.4251 | 1141294.2708 | 1462283.2844 | 1498840.3665 | 1536311.3757 | 1574719.1601 | 1632107.7939 | 10033937.8592 | 11743068.1137
DS | DS302 | Distribution transformer replacement program | 1248739.8714 | 1246650.5746 | 1243367.8744 | 1549451.0934 | 1545247.9084 | 1545247.9084 | 1545247.9084 | 1668867.7411 | 1668867.7411 | 1687500 | 1279958.3682 | 1309762.2599 | 1338971.2074 | 1710304.0902 | 1748306.1746 | 1792013.8289 | 1836814.1746 | 2033353.2913 | 2084187.1236 | 2160142.6683 | 14949188.6214 | 17293813.1872
DS | DS305 | Compact LV switchgear replacement | 499495.9486 | 498660.2298 | 497347.1498 | 495824.3499 | 494479.3307 | 494479.3307 | 494479.3307 | 494479.3307 | 494479.3307 | 500000 | 511983.3473 | 523904.904 | 535588.483 | 547297.3089 | 559457.9759 | 573444.4253 | 587780.5359 | 602475.0493 | 617536.9255 | 640042.2721 | 4963724.3316 | 5699511.227
DS | DS307 | Holec MD4 epoxy switchgear replacement | 5944001.788 | 5584994.5742 | 5918431.0823 | 5900309.7635 | 5884304.0353 | 5884304.0353 | 7614981.6928 | 7614981.6928 | 9345659.3502 | 9450000 | 6092601.8327 | 5867734.9245 | 6373502.9473 | 6512837.9757 | 6657549.9127 | 6823988.6605 | 9051820.2527 | 9278115.759 | 11671447.8922 | 12096798.9427 | 69141968.0145 | 80426399.0999
DS | DS312 | Miscellaneous substation renewal expenditure | 1498487.8457 | 1495980.6895 | 1492041.4493 | 1487473.0496 | 1483437.9921 | 1483437.9921 | 1977917.3228 | 1977917.3228 | 2472396.6535 | 2500000 | 1535950.0419 | 1571714.7119 | 1606765.4489 | 1641891.9266 | 1678373.9276 | 1720333.2758 | 2351122.1435 | 2409900.1971 | 3087684.6276 | 3200211.3605 | 17869090.3175 | 20803947.6614
DS | DS315 | Low voltage switchgear replacement | 707286.2632 | 706102.8854 | 704243.5641 | 702087.2794 | 700182.7323 | 700182.7323 | 700182.7323 | 700182.7323 | 700182.7323 | 708000 | 724968.4198 | 741849.344 | 758393.2919 | 774972.9894 | 792192.4938 | 811997.3062 | 832297.2388 | 853104.6698 | 874432.2865 | 906299.8573 | 7028633.6535 | 8070507.8974
DS | DS317 | Future distribution substation renewals | 0 | 0 | 0 | 0 | 0 | 0 | 0 | 4450313.9763 | 9197315.551 | 15000000 | 0 | 0 | 0 | 0 | 0 | 0 | 0 | 5422275.4436 | 11486186.8146 | 19201268.1629 | 28647629.5273 | 36109730.4211
DS | DS318 | Distribution substation earthing refurbishment | 269727.8122 | 269276.5241 | 268567.4609 | 267745.1489 | 267018.8386 | 267018.8386 | 267018.8386 | 267018.8386 | 267018.8386 | 270000 | 276471.0075 | 282908.6481 | 289217.7808 | 295540.5468 | 302107.307 | 309659.9896 | 317401.4894 | 325336.5266 | 333469.9398 | 345622.8269 | 2680411.139 | 3077736.0626
DS | DS405 | Air break switch replacement program | 3636330.5056 | 3630246.4732 | 3620687.2504 | 3609601.2671 | 3599809.5275 | 3599809.5275 | 3599809.5275 | 3599809.5275 | 3599809.5275 | 3640000 | 3727238.7683 | 3814027.7009 | 3899084.156 | 3984324.4086 | 4072854.0643 | 4174675.4159 | 4279042.3013 | 4386018.3588 | 4495668.8178 | 4659507.7409 | 36135913.1338 | 41492441.7326
DS | DS409 | Miscellaneous mains renewal expenditure | 1093896.1274 | 1092065.9033 | 1089190.258 | 1085855.3262 | 1082909.7342 | 1186750.3937 | 1186750.3937 | 1186750.3937 | 1186750.3937 | 1200000 | 1121243.5306 | 1147351.7397 | 1172938.7777 | 1198581.1064 | 1225212.9671 | 1376266.6206 | 1410673.2861 | 1445940.1183 | 1482088.6212 | 1536101.453 | 11390918.9239 | 13116398.2208
DS | DS413 | Low mains remediation | 1623361.8329 | 1620645.747 | 1616378.2368 | 1611429.1371 | 1607057.8248 | 964234.6949 | 964234.6949 | 964234.6949 | 964234.6949 | 975000 | 1663945.8787 | 1702690.9379 | 1740662.5696 | 1778716.2539 | 1818238.4215 | 1118216.6292 | 1146172.045 | 1174826.3461 | 1204197.0048 | 1248082.4306 | 12910811.5579 | 14595748.5173
DS | DS414 | Copper distribution mains replacement | 0 | 957427.6413 | 954906.5276 | 951982.7518 | 949400.3149 | 949400.3149 | 1186750.3937 | 1661450.5512 | 1898800.6299 | 1920000 | 0 | 1005897.4156 | 1028329.8873 | 1050810.833 | 1074159.3136 | 1101013.2965 | 1410673.2861 | 2024316.1656 | 2371341.794 | 2457762.3249 | 11430119.1252 | 13524304.3167
DS | DS415 | LV mains replacement | 1098891.0869 | 1097052.5056 | 1094163.7295 | 1090813.5697 | 1087854.5275 | 1082909.7342 | 1082909.7342 | 1082909.7342 | 1082909.7342 | 1095000 | 1126363.364 | 1152590.7887 | 1178294.6625 | 1204054.0795 | 1230807.5469 | 1255843.2913 | 1287239.3736 | 1319420.3579 | 1352405.8669 | 1401692.5759 | 10895414.3562 | 12508711.9073
DS | DS416 | Asbestos service fuse replacement | 260736.8852 | 0 | 0 | 0 | 0 | 0 | 0 | 0 | 0 | 0 | 267255.3073 | 0 | 0 | 0 | 0 | 0 | 0 | 0 | 0 | 0 | 260736.8852 | 267255.3073
DS | DS417 | Distribution access track reconstruction | 439556.4347 | 1404227.2072 | 1225463.377 | 1221711.1981 | 1305425.433 | 1305425.433 | 1305425.433 | 1522996.3386 | 1522996.3386 | 1540000 | 450545.3456 | 1475316.2096 | 1319690.022 | 1348540.5691 | 1476969.0563 | 1513893.2827 | 1551740.6147 | 1855623.1518 | 1902013.7306 | 1971330.1981 | 12793227.1934 | 14865662.1804
DS | DS418 | Pole top structure/hardware refurbishment (LV) | 2607019.2044 | 2602657.3376 | 2595803.9788 | 2587856.0293 | 2580835.9707 | 2580835.9707 | 2580835.9707 | 2580835.9707 | 2580835.9707 | 2609650 | 2672194.6845 | 2734416.8653 | 2795396.9691 | 2856508.8442 | 2919979.0134 | 2992978.4887 | 3067802.951 | 3144498.0247 | 3223110.4753 | 3340572.6308 | 25907166.4037 | 29747458.9471
DS | DS420 | Future distribution feeder refurbishment works | 0 | 0 | 0 | 0 | 0 | 0 | 0 | 4450313.9763 | 9197315.551 | 15000000 | 0 | 0 | 0 | 0 | 0 | 0 | 0 | 5422275.4436 | 11486186.8146 | 19201268.1629 | 28647629.5273 | 36109730.4211
DS | DS421 | Pole top structure/hardware refurbishment (HV) | 3245155.2485 | 3239725.7008 | 3231194.8035 | 3221301.3857 | 3212562.9845 | 3212562.9845 | 3212562.9845 | 3212562.9845 | 3212562.9845 | 3248430 | 3326284.1297 | 3403736.8144 | 3479643.3914 | 3555713.9942 | 3634720.145 | 3725588.1487 | 3818727.8524 | 3914196.0487 | 4012050.9499 | 4158265.0359 | 32248622.0607 | 37028926.5102
DU | DU | Duct installation RMS road works | 2150560.8257 | 2200636.463 | 2249713.0283 | 2298894.5564 | 2349975.4387 | 2349975.4387 | 2349975.4387 | 2349975.4387 | 2349975.4387 | 2558920 | 2204324.8464 | 2312043.6839 | 2422694.8691 | 2537549.4456 | 2658781.5115 | 2725251.0492 | 2793382.3255 | 2863216.8836 | 2934797.3057 | 3275633.9418 | 23208602.0671 | 26727675.8624
EF | EF001 | Distribution management system | 8576711.068 | 3607203.384 | 92367.3127 | 0 | 0 | 0 | 0 | 0 | 0 | 0 | 8791128.8447 | 3789818.0553 | 99469.4931 | 0 | 0 | 0 | 0 | 0 | 0 | 0 | 12276281.7647 | 12680416.3931
EF | EF002 | Technology pilots | 499495.9486 | 498660.2298 | 1989388.5991 | 1983297.3995 | 1977917.3228 | 1977917.3228 | 1977917.3228 | 1977917.3228 | 1977917.3228 | 2000000 | 511983.3473 | 523904.904 | 2142353.9318 | 2189189.2355 | 2237831.9034 | 2293777.701 | 2351122.1435 | 2409900.1971 | 2470147.7021 | 2560169.0884 | 16860428.791 | 19690380.1542
HV | HVW | HV development works | 6793988.0498 | 7084030.0563 | 6612099.0566 | 6222642.1984 | 5881433.0883 | 5933751.9684 | 5933751.9684 | 5933751.9684 | 5933751.9684 | 6000000 | 6963837.751 | 7442659.0779 | 7120507.4856 | 6868632.6724 | 6654301.6997 | 6881333.1031 | 7053366.4306 | 7229700.5914 | 7410443.1062 | 7680507.2652 | 62329200.323 | 71305289.183
IC | IC | Industrial & commercial | 7493881.7729 | 5318261.2172 | 4559765.2075 | 4285257.1421 | 4198676.4118 | 4198676.4118 | 4198676.4118 | 4198676.4118 | 4198676.4118 | 4245553 | 7681228.8172 | 5587498.1914 | 4910368.4042 | 4730122.0731 | 4750416.9756 | 4869177.4 | 4990906.8349 | 5115679.5058 | 5243571.4935 | 5434666.7769 | 46896100.3987 | 53313636.4725
LV | LV001 | Overloaded distribution sub uprates | 79919.3518 | 79785.6368 | 79575.544 | 79331.896 | 79116.6929 | 79116.6929 | 79116.6929 | 79116.6929 | 79116.6929 | 80000 | 81917.3356 | 83824.7846 | 85694.1573 | 87567.5694 | 89513.2761 | 91751.108 | 94044.8857 | 96396.0079 | 98805.9081 | 102406.7635 | 794195.893 | 911921.7963
LV | LV002 | Quality of supply reactive projects | 499495.9486 | 498660.2298 | 497347.1498 | 495824.3499 | 494479.3307 | 494479.3307 | 494479.3307 | 494479.3307 | 494479.3307 | 500000 | 511983.3473 | 523904.904 | 535588.483 | 547297.3089 | 559457.9759 | 573444.4253 | 587780.5359 | 602475.0493 | 617536.9255 | 640042.2721 | 4963724.3316 | 5699511.227
LV | LV003 | LV planning reactive projects | 998991.8971 | 997320.4597 | 994694.2995 | 991648.6998 | 988958.6614 | 988958.6614 | 988958.6614 | 988958.6614 | 988958.6614 | 1000000 | 1023966.6946 | 1047809.8079 | 1071176.9659 | 1094594.6178 | 1118915.9517 | 1146888.8505 | 1175561.0718 | 1204950.0986 | 1235073.851 | 1280084.5442 | 9927448.6631 | 11399022.454
LV | LV005 | Dsub monitoring & LV feeder monitoring for solar PV | 249747.9743 | 249330.1149 | 248673.5749 | 247912.1749 | 247239.6654 | 247239.6654 | 247239.6654 | 247239.6654 | 247239.6654 | 250000 | 255991.6736 | 261952.452 | 267794.2415 | 273648.6544 | 279728.9879 | 286722.2126 | 293890.2679 | 301237.5246 | 308768.4628 | 320021.136 | 2481862.1658 | 2849755.6135
MC | MC104 | Meters - renewal | 59939.5138 | 59839.2276 | 9946.943 | 9916.487 | 9889.5866 | 9889.5866 | 9889.5866 | 9889.5866 | 9889.5866 | 10000 | 61438.0017 | 62868.5885 | 10711.7697 | 10945.9462 | 11189.1595 | 11468.8885 | 11755.6107 | 12049.501 | 12350.7385 | 12800.8454 | 199090.1045 | 217579.0497
MC | MC105 | Relays - renewal | 956618.6568 | 904754.1612 | 852240.1501 | 799651.6284 | 747639.8916 | 697797.364 | 647954.8364 | 598112.3088 | 548269.7813 | 503992 | 980534.1233 | 950557.3406 | 917769.4279 | 882665.7754 | 845885.9136 | 809231.0103 | 770214.6831 | 728741.7701 | 684713.8273 | 645152.3696 | 7257030.7786 | 8215466.2412
MC | MC107 | Test equipment | 119879.0277 | 79785.6368 | 119363.3159 | 79331.896 | 118675.0394 | 84061.4862 | 118675.0394 | 84061.4862 | 118675.0394 | 85000 | 122876.0033 | 83824.7846 | 128541.2359 | 87567.5694 | 134269.9142 | 97485.5523 | 141067.3286 | 102420.7584 | 148208.8621 | 108807.1863 | 1007507.9669 | 1155069.1952
MC | MC109 | Demand management technology | 1398588.656 | 747990.3448 | 746020.7247 | 743736.5248 | 741718.9961 | 741718.9961 | 741718.9961 | 741718.9961 | 741718.9961 | 750000 | 1433553.3724 | 785857.356 | 803382.7244 | 820945.9633 | 839186.9638 | 860166.6379 | 881670.8038 | 903712.5739 | 926305.3883 | 960063.4081 | 8094931.2305 | 9214845.192
NU | NU | Non urban extension | 1018312.4004 | 741130.7746 | 658294.6556 | 626418.5337 | 612577.8072 | 612577.8072 | 612577.8072 | 612577.8072 | 612577.8072 | 619417 | 1043770.2104 | 778650.5201 | 708911.3431 | 691448.8525 | 693075.5621 | 710402.4511 | 728162.5124 | 746366.5752 | 765025.7396 | 792906.1281 | 6726462.4003 | 7658719.8946
PQ | PQ001 | Permanent power quality monitoring | 99899.1897 | 99732.046 | 99469.43 | 99164.87 | 98895.8661 | 98895.8661 | 98895.8661 | 98895.8661 | 98895.8661 | 100000 | 102396.6695 | 104780.9808 | 107117.6966 | 109459.4618 | 111891.5952 | 114688.8851 | 117556.1072 | 120495.0099 | 123507.3851 | 128008.4544 | 992744.8663 | 1139902.2454
PQ | PQ004 | Power quality monitoring replacement | 342054.8256 | 616044.8479 | 868666.5318 | 939686.3079 | 1349471.6739 | 1285211.118 | 1413732.2298 | 1413732.2298 | 1156690.0062 | 1169604 | 350606.1962 | 647232.1184 | 935458.8443 | 1037237.8598 | 1526803.3349 | 1490450.8746 | 1680483.3611 | 1722495.4451 | 1444547.3165 | 1497192.0032 | 10554893.771 | 12332507.3541
PR | PR081 | Collimore Park ZS establishment | 0 | 0 | 0 | 0 | 0 | 0 | 0 | 4148879.3763 | 12446638.1289 | 11187200 | 0 | 0 | 0 | 0 | 0 | 0 | 0 | 5055006.6535 | 15544145.4595 | 14320561.8128 | 27782717.5052 | 34919713.9259
PR | PR110 | Edmondson Park ZS establishment | 1764073.8375 | 5097.3049 | 0 | 0 | 0 | 0 | 0 | 0 | 0 | 0 | 1808175.6835 | 5355.3559 | 0 | 0 | 0 | 0 | 0 | 0 | 0 | 0 | 1769171.1424 | 1813531.0394
PR | PR113 | Augment feeder 308 Nepean to Douglas Park | 1311926.1089 | 3929193.281 | 3483419.437 | 0 | 0 | 0 | 0 | 0 | 0 | 0 | 1344724.2617 | 4128108.6909 | 3751261.7347 | 0 | 0 | 0 | 0 | 0 | 0 | 0 | 8724538.827 | 9224094.6872
PR | PR170 | Holsworthy 33/11kV ZS establishment | 0 | 0 | 0 | 0 | 0 | 0 | 0 | 4155999.8787 | 8311999.7573 | 8404800 | 0 | 0 | 0 | 0 | 0 | 0 | 0 | 5063682.2942 | 10380548.7031 | 10758854.5771 | 20872799.636 | 26203085.5744
PR | PR190 | Eschol Park ZS establishment | 0 | 0 | 0 | 0 | 0 | 0 | 4380295.7031 | 8760591.4061 | 8760591.4061 | 0 | 0 | 0 | 0 | 0 | 0 | 0 | 5206795.0991 | 10673929.9531 | 10940778.202 | 0 | 21901478.5154 | 26821503.2542
PRL | PR248 | Penrith Lakes ZS site acquisition | 0 | 0 | 0 | 0 | 0 | 296687.5984 | 0 | 0 | 0 | 0 | 0 | 0 | 0 | 0 | 0 | 344066.6552 | 0 | 0 | 0 | 0 | 296687.5984 | 344066.6552
PR | PR249 | Establish Penrith Lakes 33/11kV Zone Substation | 0 | 0 | 0 | 0 | 0 | 1553655.046 | 6214620.1841 | 0 | 0 | 0 | 0 | 0 | 0 | 0 | 0 | 1801763.531 | 7387230.4773 | 0 | 0 | 0 | 7768275.2301 | 9188994.0083
PR | PR258 | Menangle Park 66/11kV ZS establishment | 4482664.453 | 8543.0471 | 0 | 0 | 0 | 0 | 0 | 0 | 0 | 0 | 4594731.0643 | 8975.5388 | 0 | 0 | 0 | 0 | 0 | 0 | 0 | 0 | 4491207.5 | 4603706.6031
PR | PR278 | Kemps Creek new BSP associated works | 0 | 0 | 0 | 0 | 0 | 0 | 0 | 1263889.1693 | 1263889.1693 | 0 | 0 | 0 | 0 | 0 | 0 | 0 | 0 | 1539926.226 | 1578424.3816 | 0 | 2527778.3385 | 3118350.6076
PR | PR292 | South Marsden Park (industrial) 132/11kV ZS establishment | 1213787.1429 | 0 | 0 | 0 | 0 | 0 | 0 | 0 | 0 | 0 | 1244131.8215 | 0 | 0 | 0 | 0 | 0 | 0 | 0 | 0 | 0 | 1213787.1429 | 1244131.8215
PR | PR423 | Maryland ZS establishment | 0 | 4115662.2874 | 8209649.7197 | 8184513.0445 | 0 | 0 | 0 | 0 | 0 | 0 | 0 | 4324017.6906 | 8840894.8176 | 9034171.002 | 0 | 0 | 0 | 0 | 0 | 0 | 20509825.0515 | 22199083.5103
PR | PR425 | Austral ZS establishment (interim initially) | 0 | 3546471.5546 | 0 | 0 | 0 | 0 | 0 | 0 | 0 | 0 | 0 | 3726011.6771 | 0 | 0 | 0 | 0 | 0 | 0 | 0 | 0 | 3546471.5546 | 3726011.6771
PR | PR427 | Leppington North ZS establishment | 1754139.8621 | 0 | 0 | 0 | 0 | 0 | 0 | 0 | 0 | 0 | 1797993.3587 | 0 | 0 | 0 | 0 | 0 | 0 | 0 | 0 | 0 | 1754139.8621 | 1797993.3587
PRL | PR430 | North Rossmore ZS site purchase | 0 | 0 | 0 | 2974946.0993 | 0 | 0 | 0 | 0 | 0 | 0 | 0 | 0 | 0 | 3283783.8533 | 0 | 0 | 0 | 0 | 0 | 0 | 2974946.0993 | 3283783.8533
PRL | PR432 | Rossmore ZS site purchase | 0 | 0 | 0 | 0 | 2966875.9842 | 0 | 0 | 0 | 0 | 0 | 0 | 0 | 0 | 0 | 3356747.8552 | 0 | 0 | 0 | 0 | 0 | 2966875.9842 | 3356747.8552
PR | PR433 | Rossmore ZS establishment | 0 | 0 | 0 | 0 | 0 | 0 | 0 | 0 | 0 | 10000000 | 0 | 0 | 0 | 0 | 0 | 0 | 0 | 0 | 0 | 12800845.442 | 10000000 | 12800845.442
PR | PR435 | Catherine Fields North ZS establishment (interim) | 0 | 0 | 0 | 0 | 0 | 0 | 0 | 4243819.4078 | 8487638.8156 | 8582400 | 0 | 0 | 0 | 0 | 0 | 0 | 0 | 5170681.863 | 10599897.8191 | 10986197.5921 | 21313858.2234 | 26756777.2742
PRL | PR436 | Catherine Fields ZS site purchase | 652365.6846 | 0 | 0 | 0 | 0 | 0 | 0 | 0 | 0 | 0 | 668674.8268 | 0 | 0 | 0 | 0 | 0 | 0 | 0 | 0 | 0 | 652365.6846 | 668674.8268
PRL | PR438 | North Bringelly ZS site purchase | 0 | 0 | 3481430.0484 | 0 | 0 | 0 | 0 | 0 | 0 | 0 | 0 | 0 | 3749119.3807 | 0 | 0 | 0 | 0 | 0 | 0 | 0 | 3481430.0484 | 3749119.3807
PR | PR439 | North Bringelly ZS establishment | 0 | 0 | 0 | 0 | 0 | 0 | 4371197.2834 | 8742394.5668 | 8742394.5668 | 0 | 0 | 0 | 0 | 0 | 0 | 0 | 5195979.9372 | 10651758.8713 | 10918052.8431 | 0 | 21855986.4169 | 26765791.6517
PR | PR444 | Culburra Beach development (33kV fdr and single transformer ZS) | 0 | 0 | 0 | 0 | 0 | 0 | 3790184.0698 | 1895092.0349 | 0 | 0 | 0 | 0 | 0 | 0 | 0 | 0 | 4505337.8076 | 2308985.6264 | 0 | 0 | 5685276.1047 | 6814323.4339
PR | PR499 | Southpipe (Oakdale Estate) ZS 132/11kV establishment | 6340801.3696 | 12660384.8433 | 12627047.3162 | 0 | 0 | 0 | 0 | 0 | 0 | 0 | 6499321.4038 | 13301316.826 | 13597948.8762 | 0 | 0 | 0 | 0 | 0 | 0 | 0 | 31628233.5291 | 33398587.106
PRL | PR602 | Riverstone West site purchase | 0 | 0 | 0 | 0 | 0 | 0 | 0 | 4944793.307 | 0 | 0 | 0 | 0 | 0 | 0 | 0 | 0 | 0 | 6024750.4928 | 0 | 0 | 4944793.307 | 6024750.4928
PRL | PR603 | Eschol Park ZS site purchase | 0 | 0 | 0 | 0 | 0 | 0 | 0 | 0 | 0 | 5000000 | 0 | 0 | 0 | 0 | 0 | 0 | 0 | 0 | 0 | 6400422.721 | 5000000 | 6400422.721
PR | PR620 | West Dapto ZS establishment | 0 | 0 | 4063923.0302 | 8102959.8554 | 4619623.6991 | 3461355.3149 | 0 | 0 | 0 | 0 | 0 | 0 | 4376400.612 | 8944151.5406 | 5226680.1937 | 4014110.9768 | 0 | 0 | 0 | 0 | 20247861.8997 | 22561343.323
PR | PR653 | Avondale (South West Dapto) 132/11kV ZS establishment | 0 | 0 | 0 | 0 | 0 | 0 | 4944793.307 | 4944793.307 | 4944793.307 | 0 | 0 | 0 | 0 | 0 | 0 | 0 | 5877805.3589 | 6024750.4928 | 6175369.2552 | 0 | 14834379.921 | 18077925.1069
PR | PR656 | Leppington South ZS establishment (permanent) | 13552968.4265 | 3517243.0839 | 0 | 0 | 0 | 0 | 0 | 0 | 0 | 0 | 13891792.6371 | 3695303.515 | 0 | 0 | 0 | 0 | 0 | 0 | 0 | 0 | 17070211.5104 | 17587096.1522
PR | PR657 | Calderwood ZS establishment (interim initially) | 1475011.5361 | 1472543.6587 | 0 | 0 | 0 | 0 | 0 | 0 | 0 | 0 | 1511886.8245 | 1547091.1814 | 0 | 0 | 0 | 0 | 0 | 0 | 0 | 0 | 2947555.1948 | 3058978.006
PRL | PR659 | Avondale (South West Dapto) 132/11kV Zone Substation establishment site purchase | 0 | 0 | 0 | 0 | 0 | 2472396.6535 | 0 | 0 | 0 | 0 | 0 | 0 | 0 | 0 | 0 | 2867222.1263 | 0 | 0 | 0 | 0 | 2472396.6535 | 2867222.1263
PR | PR673 | Liverpool ZS 11kV switchboard extension & distribution works | 292387.9454 | 0 | 0 | 0 | 0 | 0 | 0 | 0 | 0 | 0 | 299697.6441 | 0 | 0 | 0 | 0 | 0 | 0 | 0 | 0 | 0 | 292387.9454 | 299697.6441
PR | PR677 | South Penrith Zone Substation | 0 | 0 | 0 | 5777345.3248 | 11523346.3226 | 11523346.3226 | 0 | 0 | 0 | 0 | 0 | 0 | 0 | 6377108.2431 | 13037608.6694 | 13363548.8861 | 0 | 0 | 0 | 0 | 28824037.97 | 32778265.7986
PR | PR698 | Marsden Park (residential) 132/11kV ZS - stage 2 | 3060911.1729 | 3055789.8884 | 0 | 0 | 0 | 0 | 0 | 0 | 0 | 0 | 3137433.9522 | 3210489.2515 | 0 | 0 | 0 | 0 | 0 | 0 | 0 | 0 | 6116701.0613 | 6347923.2037
PR | PR700 | Riverstone east ZS establishment | 0 | 0 | 4063923.0302 | 8102959.8554 | 4619623.6991 | 3461355.3149 | 0 | 0 | 0 | 0 | 0 | 0 | 4376400.612 | 8944151.5406 | 5226680.1937 | 4014110.9768 | 0 | 0 | 0 | 0 | 20247861.8997 | 22561343.323
PRL | PR703 | Riverstone East site purchase | 5993951.3829 | 0 | 0 | 0 | 0 | 0 | 0 | 0 | 0 | 0 | 6143800.1675 | 0 | 0 | 0 | 0 | 0 | 0 | 0 | 0 | 0 | 5993951.3829 | 6143800.1675
PRL | PR704 | Oakdale (Southpipe) site purchase | 194925.297 | 0 | 0 | 0 | 0 | 0 | 0 | 0 | 0 | 0 | 199798.4294 | 0 | 0 | 0 | 0 | 0 | 0 | 0 | 0 | 0 | 194925.297 | 199798.4294
PR | PR713 | Box Hill 132/22kV ZS establishment | 7162372.3058 | 14300777.5354 | 14263120.5001 | 0 | 0 | 0 | 0 | 0 | 0 | 0 | 7341431.6134 | 15024754.3981 | 15359820.7498 | 0 | 0 | 0 | 0 | 0 | 0 | 0 | 35726270.3412 | 37726006.7613
PRL | PR717 | Acquire improved site for West Dapto ZS | 1997983.7943 | 0 | 0 | 0 | 0 | 0 | 0 | 0 | 0 | 0 | 2047933.3892 | 0 | 0 | 0 | 0 | 0 | 0 | 0 | 0 | 0 | 1997983.7943 | 2047933.3892
PR | PR722 | Camellia TS connection works for Ausgrid | 274695.7989 | 104707.6777 | 0 | 0 | 0 | 0 | 0 | 0 | 0 | 0 | 281563.1939 | 110008.5039 | 0 | 0 | 0 | 0 | 0 | 0 | 0 | 0 | 379403.4767 | 391571.6978
PR | PR723 | Supply to Luddenham Science Park | 0 | 0 | 0 | 8545036.8458 | 17043713.5706 | 17043713.5706 | 0 | 0 | 0 | 0 | 0 | 0 | 0 | 9432121.8212 | 19283397.5119 | 19765482.4497 | 0 | 0 | 0 | 0 | 42632463.9869 | 48481001.7828
PR | PR724 | Establish Mt Gilead ZS | 0 | 0 | 4023140.564 | 8021644.662 | 4538529.0889 | 3461355.3149 | 0 | 0 | 0 | 0 | 0 | 0 | 4332482.3564 | 8854394.782 | 5134929.0856 | 4014110.9768 | 0 | 0 | 0 | 0 | 20044669.6298 | 22335917.2007
PR | PR728 | Western Sydney Employment Lands ZS | 0 | 0 | 4493034.1511 | 8958554.3536 | 8934252.5471 | 0 | 0 | 0 | 0 | 0 | 0 | 0 | 4838506.3551 | 9888567.7768 | 10108286.7078 | 0 | 0 | 0 | 0 | 0 | 22385841.0517 | 24835360.8397
PR | PR729 | Cheriton Avenue 3rd transformer | 0 | 0 | 0 | 0 | 0 | 0 | 0 | 0 | 0 | 5520000 | 0 | 0 | 0 | 0 | 0 | 0 | 0 | 0 | 0 | 7066066.684 | 5520000 | 7066066.684
PR | PR732 | Feeder 214/215 contraints | 5134818.3513 | 5126227.1627 | 0 | 0 | 0 | 0 | 0 | 0 | 0 | 0 | 5263188.8101 | 5385742.4128 | 0 | 0 | 0 | 0 | 0 | 0 | 0 | 0 | 10261045.5141 | 10648931.223
PR | PR733 | Bringelly ZS augmentation | 0 | 0 | 0 | 0 | 0 | 4216919.7322 | 8433839.4644 | 8433839.4644 | 0 | 0 | 0 | 0 | 0 | 0 | 0 | 4890334.0586 | 10025184.8201 | 10275814.4406 | 0 | 0 | 21084598.661 | 25191333.3192
PR | PR739 | South Gilead (South Campbelltown) | 0 | 0 | 0 | 0 | 0 | 3999942.2019 | 7999884.4038 | 7999884.4038 | 0 | 0 | 0 | 0 | 0 | 0 | 0 | 4638706.6448 | 9509348.6218 | 9747082.3373 | 0 | 0 | 19999711.0095 | 23895137.6039
PR | PR740 | AFIC upgrade Minto, Prospect, Kingswood | 310849.3157 | 0 | 0 | 0 | 0 | 0 | 0 | 0 | 0 | 0 | 318620.5486 | 0 | 0 | 0 | 0 | 0 | 0 | 0 | 0 | 0 | 310849.3157 | 318620.5486
PR | PR741 | Western Sydney Airport 132kV supply | 0 | 0 | 15426880.0056 | 15379645.2898 | 15337925.0357 | 0 | 0 | 0 | 0 | 0 | 0 | 0 | 16613062.4511 | 16976250.7241 | 17353454.3541 | 0 | 0 | 0 | 0 | 0 | 46144450.3312 | 50942767.5293
PR | PR742 | North Bomaderry ZS establishment | 0 | 0 | 3663658.0441 | 7304880.9818 | 3823709.7684 | 3461355.3149 | 0 | 0 | 0 | 0 | 0 | 0 | 3945359.0009 | 8063221.7922 | 4326176.6357 | 4014110.9768 | 0 | 0 | 0 | 0 | 18253604.1093 | 20348868.4056
PR | PR744 | Termeil ZS establishment | 0 | 0 | 0 | 0 | 0 | 3936797.1914 | 3936797.1914 | 0 | 0 | 0 | 0 | 0 | 0 | 0 | 0 | 4565477.7917 | 4679614.7365 | 0 | 0 | 0 | 7873594.3827 | 9245092.5281
PR | PR745 | Austral Permanent ZS establishment | 0 | 0 | 0 | 0 | 0 | 10402361.6799 | 10402361.6799 | 0 | 0 | 0 | 0 | 0 | 0 | 0 | 0 | 12063550.3741 | 12365139.1334 | 0 | 0 | 0 | 20804723.3599 | 24428689.5075
PR | PR746 | Sydney University - Western Sydney Employment Lands ZS establishment | 0 | 0 | 0 | 0 | 0 | 0 | 0 | 12120677.3541 | 12120677.3541 | 0 | 0 | 0 | 0 | 0 | 0 | 0 | 0 | 14767868.408 | 15137065.1182 | 0 | 24241354.7082 | 29904933.5263
PR | PR748 | Establish permanent Catherine Park ZS | 0 | 0 | 0 | 0 | 1879021.4567 | 3758042.9133 | 3758042.9133 | 0 | 0 | 0 | 0 | 0 | 0 | 0 | 2125940.3083 | 4358177.6319 | 4467132.0727 | 0 | 0 | 0 | 9395107.2833 | 10951250.0129
PR | PR749 | Nepean ZS augmentation | 0 | 0 | 0 | 0 | 0 | 0 | 3560251.181 | 0 | 0 | 0 | 0 | 0 | 0 | 0 | 0 | 0 | 4232019.8584 | 0 | 0 | 0 | 3560251.181 | 4232019.8584
PR | PR751 | Parklea ZS to Bella Vista ZS load transfer | 0 | 997320.4597 | 0 | 0 | 0 | 0 | 0 | 0 | 0 | 0 | 0 | 1047809.8079 | 0 | 0 | 0 | 0 | 0 | 0 | 0 | 0 | 997320.4597 | 1047809.8079
PR | PR752 | Kemps Creek 132kV conversion | 0 | 0 | 0 | 0 | 0 | 0 | 0 | 0 | 0 | 8898000 | 0 | 0 | 0 | 0 | 0 | 0 | 0 | 0 | 0 | 11390192.2743 | 8898000 | 11390192.2743
PR | PR754 | Augment Westmead Zone Substation | 0 | 0 | 0 | 5083687.0593 | 5069896.5777 | 0 | 0 | 0 | 0 | 0 | 0 | 0 | 0 | 5611439.3079 | 5736122.6265 | 0 | 0 | 0 | 0 | 0 | 10153583.6369 | 11347561.9344
PR | PR755 | Narellan ZS busbar augmentation | 0 | 0 | 0 | 0 | 0 | 0 | 7199619.055 | 0 | 0 | 0 | 0 | 0 | 0 | 0 | 0 | 0 | 8558084.6025 | 0 | 0 | 0 | 7199619.055 | 8558084.6025
PRL | PR761 | Glenfield Zone Substation site acquisition | 0 | 2991961.379 | 0 | 0 | 0 | 0 | 0 | 0 | 0 | 0 | 0 | 3143429.4238 | 0 | 0 | 0 | 0 | 0 | 0 | 0 | 0 | 2991961.379 | 3143429.4238
PR | PR765 | Minto 66kV Reconfiguration | 299697.5691 | 398928.1839 | 0 | 0 | 0 | 0 | 0 | 0 | 0 | 0 | 307190.0084 | 419123.9232 | 0 | 0 | 0 | 0 | 0 | 0 | 0 | 0 | 698625.753 | 726313.9316
PR | PR766 | Baulkham Hills 132kV bus section CB | 0 | 349062.1609 | 0 | 0 | 0 | 0 | 0 | 0 | 0 | 0 | 0 | 366733.4328 | 0 | 0 | 0 | 0 | 0 | 0 | 0 | 0 | 349062.1609 | 366733.4328
PR | PR767 | Mt Terry 132kV bus section CB | 0 | 0 | 397877.7198 | 0 | 0 | 0 | 0 | 0 | 0 | 0 | 0 | 0 | 428470.7864 | 0 | 0 | 0 | 0 | 0 | 0 | 0 | 397877.7198 | 428470.7864
PR | PR768 | Establish Glenfield 66/11kV Zone Substation | 0 | 0 | 0 | 0 | 0 | 0 | 0 | 6151322.8739 | 12302645.7478 | 12440000 | 0 | 0 | 0 | 0 | 0 | 0 | 0 | 7494789.6131 | 15364318.7068 | 15924251.7298 | 30893968.6217 | 38783360.0497
PR | PR769 | Nepean TS 132kV bus section CB | 299697.5691 | 299196.1379 | 0 | 0 | 0 | 0 | 0 | 0 | 0 | 0 | 307190.0084 | 314342.9424 | 0 | 0 | 0 | 0 | 0 | 0 | 0 | 0 | 598893.707 | 621532.9508
PS | PS008 | Substation protection relay refurbishment | 4370589.55 | 4487942.0685 | 4476124.348 | 4462419.1489 | 4450313.9763 | 4697553.6417 | 4697553.6417 | 4697553.6417 | 4697553.6417 | 4750000 | 4479854.2888 | 4715144.1358 | 4820296.3467 | 4925675.7799 | 5035121.7827 | 5447722.0399 | 5583915.0909 | 5723512.9682 | 5866600.7924 | 6080401.5849 | 45787603.6583 | 52678244.8102
PS | PS011 | Protection refurbishment (miscellaneous) | 699294.328 | 698124.3218 | 696286.0097 | 694154.0898 | 692271.063 | 692271.063 | 692271.063 | 692271.063 | 692271.063 | 700000 | 716776.6862 | 733466.8656 | 749823.8761 | 766216.2324 | 783241.1662 | 802822.1954 | 822892.7502 | 843465.069 | 864551.6957 | 896059.1809 | 6949214.0642 | 7979315.7178
PS | PS012 | Distribution feeder safety improvement | 3096874.8812 | 0 | 0 | 0 | 0 | 0 | 0 | 0 | 0 | 0 | 3174296.7532 | 0 | 0 | 0 | 0 | 0 | 0 | 0 | 0 | 0 | 3096874.8812 | 3174296.7532
PS | PS013 | Feeder differential relay replacement | 0 | 329115.7517 | 328249.1189 | 327244.0709 | 326356.3583 | 326356.3583 | 326356.3583 | 326356.3583 | 326356.3583 | 330000 | 0 | 345777.2366 | 353488.3988 | 361216.2239 | 369242.2641 | 378473.3207 | 387935.1537 | 397633.5325 | 407574.3708 | 422427.8996 | 2946390.7328 | 3423768.4006
PS | PS014 | Under frequency load shedding | 549445.5434 | 548526.2528 | 0 | 0 | 0 | 0 | 0 | 0 | 0 | 0 | 563181.682 | 576295.3944 | 0 | 0 | 0 | 0 | 0 | 0 | 0 | 0 | 1097971.7963 | 1139477.0764
RC | RC | Reliability compliance | 3995967.5886 | 3989281.8387 | 3978777.1982 | 3966594.799 | 3955834.6456 | 3955834.6456 | 3955834.6456 | 3955834.6456 | 3955834.6456 | 4000000 | 4095866.7783 | 4191239.2318 | 4284707.8637 | 4378378.471 | 4475663.8069 | 4587555.402 | 4702244.2871 | 4819800.3943 | 4940295.4041 | 5120338.1768 | 39709794.6525 | 45596089.816
SL | SL001 | Streetlighting growth | 1748235.82 | 1745310.8044 | 1740715.0242 | 1735385.2246 | 1730677.6575 | 1730677.6575 | 1730677.6575 | 1730677.6575 | 1730677.6575 | 1750000 | 1791941.7155 | 1833667.1639 | 1874559.6904 | 1915540.5811 | 1958102.9155 | 2007055.4884 | 2057231.8756 | 2108662.6725 | 2161379.2393 | 2240147.9523 | 17373035.1605 | 19948289.2945
SL | SL002 | Streetlighting refurbishment | 2996975.6914 | 2991961.379 | 2984082.8986 | 2974946.0993 | 2966875.9842 | 2966875.9842 | 2966875.9842 | 2966875.9842 | 2966875.9842 | 3000000 | 3071900.0837 | 3143429.4238 | 3213530.8978 | 3283783.8533 | 3356747.8552 | 3440666.5515 | 3526683.2153 | 3614850.2957 | 3705221.5531 | 3840253.6326 | 29782345.9894 | 34197067.362
SP | SP | Essential spares | 998991.8971 | 997320.4597 | 994694.2995 | 991648.6998 | 988958.6614 | 988958.6614 | 988958.6614 | 988958.6614 | 988958.6614 | 1000000 | 1023966.6946 | 1047809.8079 | 1071176.9659 | 1094594.6178 | 1118915.9517 | 1146888.8505 | 1175561.0718 | 1204950.0986 | 1235073.851 | 1280084.5442 | 9927448.6631 | 11399022.454
TM | TM012 | Sub-transmission pole replacement | 3716249.8574 | 3710032.11 | 3700262.7943 | 3688933.1631 | 4865676.6141 | 5478830.9842 | 5478830.9842 | 5478830.9842 | 5478830.9842 | 5540000 | 3809156.1038 | 3897852.4856 | 3984778.3132 | 4071891.9781 | 5505066.4824 | 6353764.2318 | 6512608.3376 | 6675423.5461 | 6842309.1347 | 7091668.3748 | 47136478.4755 | 54744518.9882
TM | TM014 | Renewal of 33kV and 66kV gas and oil filled cables | 0 | 0 | 0 | 0 | 0 | 0 | 2225156.9882 | 2225156.9882 | 2225156.9882 | 2250000 | 0 | 0 | 0 | 0 | 0 | 0 | 2645012.4115 | 2711137.7218 | 2778916.1648 | 2880190.2244 | 8925470.9645 | 11015256.5225
TM | TM015 | Subtransmission tower replacement | 959032.2213 | 957427.6413 | 954906.5276 | 951982.7518 | 949400.3149 | 1898800.6299 | 1898800.6299 | 1898800.6299 | 1898800.6299 | 1920000 | 983008.0268 | 1005897.4156 | 1028329.8873 | 1050810.833 | 1074159.3136 | 2202026.593 | 2257077.2578 | 2313504.1892 | 2371341.794 | 2457762.3249 | 14287951.9764 | 16743917.6353
TM | TM028 | 132kV oil cable replacement | 0 | 0 | 0 | 0 | 0 | 10087378.3463 | 9790690.7479 | 9790690.7479 | 10087378.3463 | 10200000 | 0 | 0 | 0 | 0 | 0 | 11698266.2752 | 11638054.6106 | 11929005.9758 | 12597753.2805 | 13056862.3508 | 49956138.1883 | 60919942.4929
TM | TM030 | Feeder 7028 replacement | 1598387.0354 | 1595712.7355 | 1591510.8793 | 0 | 0 | 0 | 0 | 0 | 0 | 0 | 1638346.7113 | 1676495.6927 | 1713883.1455 | 0 | 0 | 0 | 0 | 0 | 0 | 0 | 4785610.6502 | 5028725.5495
TM | TM031 | Steel tower asbestos removal | 2809360.0182 | 0 | 0 | 0 | 0 | 0 | 0 | 0 | 0 | 0 | 2879594.0187 | 0 | 0 | 0 | 0 | 0 | 0 | 0 | 0 | 0 | 2809360.0182 | 2879594.0187
TM | TM033 | Pole top structure/hardware refurbishment (TR) | 1346311.41 | 1344058.8639 | 1340519.6667 | 1336415.2032 | 1332789.9192 | 1332789.9192 | 1332789.9192 | 1332789.9192 | 1332789.9192 | 1347670 | 1379969.1953 | 1412101.8439 | 1443593.0617 | 1475152.3285 | 1507929.4607 | 1545627.6972 | 1584268.3896 | 1623875.0993 | 1664471.9768 | 1725131.5377 | 13378924.7398 | 15362120.5906
TM | TM132 | Sub-transmission pilot cable renewal program | 0 | 0 | 0 | 0 | 0 | 0 | 1102688.9075 | 1102688.9075 | 1102688.9075 | 1115000 | 0 | 0 | 0 | 0 | 0 | 0 | 1310750.595 | 1343519.3599 | 1377107.3439 | 1427294.2668 | 4423066.7224 | 5458671.5656
TM | TM134 | Wollongong - Port Kembla pilot cable replacement | 0 | 0 | 0 | 0 | 0 | 0 | 1646616.1712 | 1646616.1712 | 1646616.1712 | 1665000 | 0 | 0 | 0 | 0 | 0 | 0 | 1957309.1845 | 2006241.9141 | 2056397.962 | 2131340.7661 | 6604848.5137 | 8151289.8267
TM | TM135 | Optical fibre protection and communication upgrades in the Blue Mountains | 0 | 0 | 0 | 0 | 0 | 0 | 917753.6378 | 917753.6378 | 917753.6378 | 928000 | 0 | 0 | 0 | 0 | 0 | 0 | 1090920.6746 | 1118193.6915 | 1146148.5338 | 1187918.457 | 3681260.9133 | 4543181.3568
TM | TM137 | Optical fibre protection and communication upgrades in the Macarthur area | 0 | 0 | 0 | 0 | 0 | 0 | 897974.4646 | 897974.4646 | 897974.4646 | 908000 | 0 | 0 | 0 | 0 | 0 | 0 | 1067409.4532 | 1094094.6895 | 1121447.0567 | 1162316.7661 | 3601923.3937 | 4445267.9655
TM | TM171 | Replacement of corroded earthwires | 0 | 0 | 0 | 0 | 136476.2953 | 887095.9193 | 887095.9193 | 887095.9193 | 887095.9193 | 897000 | 0 | 0 | 0 | 0 | 154410.4013 | 1028759.2989 | 1054478.2814 | 1080840.2384 | 1107861.2444 | 1148235.8361 | 4581859.9724 | 5574585.3006
TM | TM172 | Earthwire replacement due to fault rating | 0 | 997320.4597 | 994694.2995 | 0 | 0 | 0 | 0 | 0 | 0 | 0 | 0 | 1047809.8079 | 1071176.9659 | 0 | 0 | 0 | 0 | 0 | 0 | 0 | 1992014.7592 | 2118986.7739
TM | TM174 | Hardex earthwire replacement | 0 | 997320.4597 | 994694.2995 | 991648.6998 | 988958.6614 | 988958.6614 | 988958.6614 | 988958.6614 | 988958.6614 | 1000000 | 0 | 1047809.8079 | 1071176.9659 | 1094594.6178 | 1118915.9517 | 1146888.8505 | 1175561.0718 | 1204950.0986 | 1235073.851 | 1280084.5442 | 8928456.766 | 10375055.7594
TM | TM302 | Oil filled cable auxiliary equipment refurbishment | 0 | 71807.0731 | 0 | 0 | 0 | 0 | 71205.0236 | 0 | 0 | 0 | 0 | 75442.3062 | 0 | 0 | 0 | 0 | 84640.3972 | 0 | 0 | 0 | 143012.0967 | 160082.7033
TM | TM303 | Guilford and Camellia 132kV cables oil testing and flushing | 0 | 89758.8414 | 0 | 0 | 0 | 0 | 89006.2795 | 0 | 0 | 0 | 0 | 94302.8827 | 0 | 0 | 0 | 0 | 105800.4965 | 0 | 0 | 0 | 178765.1209 | 200103.3792
TM | TM419 | Future sub-transmission feeder refurbishment works | 0 | 0 | 0 | 0 | 0 | 0 | 0 | 4450313.9763 | 9197315.551 | 15000000 | 0 | 0 | 0 | 0 | 0 | 0 | 0 | 5422275.4436 | 11486186.8146 | 19201268.1629 | 28647629.5273 | 36109730.4211
TM | TM801 | Steel tower painting program | 0 | 0 | 0 | 0 | 0 | 791166.9291 | 791166.9291 | 791166.9291 | 791166.9291 | 800000 | 0 | 0 | 0 | 0 | 0 | 917511.0804 | 940448.8574 | 963960.0789 | 988059.0808 | 1024067.6354 | 3964667.7165 | 4834046.7329
TM | TM803 | Steel tower below ground rectification work | 0 | 1495980.6895 | 1492041.4493 | 1487473.0496 | 1483437.9921 | 1483437.9921 | 1483437.9921 | 1186750.3937 | 741718.9961 | 750000 | 0 | 1571714.7119 | 1606765.4489 | 1641891.9266 | 1678373.9276 | 1720333.2758 | 1763341.6077 | 1445940.1183 | 926305.3883 | 960063.4081 | 11604278.5545 | 13314729.8131
TM | TM805 | Earthing refurbishment of lines 940/941 | 279717.7312 | 279249.7287 | 278514.4039 | 277661.6359 | 19779.1732 | 19779.1732 | 19779.1732 | 19779.1732 | 19779.1732 | 20000 | 286710.6745 | 293386.7462 | 299929.5505 | 306486.493 | 22378.319 | 22937.777 | 23511.2214 | 24099.002 | 24701.477 | 25601.6909 | 1234039.3659 | 1329742.9515
TM | TM809 | Subtransmission line earthing refurbishment | 0 | 598392.2758 | 596816.5797 | 594989.2199 | 593375.1968 | 593375.1968 | 593375.1968 | 593375.1968 | 593375.1968 | 600000 | 0 | 628685.8848 | 642706.1796 | 656756.7707 | 671349.571 | 688133.3103 | 705336.6431 | 722970.0591 | 741044.3106 | 768050.7265 | 5357074.0596 | 6225033.4557
TS | TS004 | 132kV circuit breaker replacement | 0 | 0 | 0 | 358976.8293 | 358003.0354 | 358003.0354 | 358003.0354 | 358003.0354 | 358003.0354 | 362000 | 0 | 0 | 0 | 396243.2516 | 405047.5745 | 415173.7639 | 425553.108 | 436191.9357 | 447096.7341 | 463390.605 | 2510992.0064 | 2988696.9728
TS | TS005 | 33kV circuit breaker replacement | 0 | 0 | 0 | 763569.4988 | 761498.1693 | 1170927.0551 | 1170927.0551 | 1170927.0551 | 1170927.0551 | 1184000 | 0 | 0 | 0 | 842837.8557 | 861565.2828 | 1357916.399 | 1391864.309 | 1426660.9167 | 1462327.4396 | 1515620.1003 | 7392775.8885 | 8858792.3031
TS | TS007 | 11kV circuit breaker replacement | 0 | 349062.1609 | 348143.0048 | 0 | 0 | 0 | 0 | 0 | 0 | 0 | 0 | 366733.4328 | 374911.9381 | 0 | 0 | 0 | 0 | 0 | 0 | 0 | 697205.1657 | 741645.3709
TS | TS008 | Battery replacement | 519475.7865 | 518606.639 | 517241.0358 | 515657.3239 | 514258.5039 | 1028517.0079 | 1028517.0079 | 1028517.0079 | 1028517.0079 | 1040000 | 532462.6812 | 544861.1001 | 557012.0223 | 569189.2012 | 581836.2949 | 1192764.4045 | 1222583.5146 | 1253148.1025 | 1284476.8051 | 1331287.926 | 7739307.3205 | 9069622.0524
TS | TS009 | Auxiliary switchgear replacement | 0 | 0 | 0 | 279644.9333 | 0 | 278886.3425 | 0 | 0 | 0 | 0 | 0 | 0 | 0 | 308675.6822 | 0 | 323422.6558 | 0 | 0 | 0 | 0 | 558531.2758 | 632098.3381
TS | TS015 | Replacement of surge arrester in zone and sub-transmission substations | 36962.7002 | 117683.8142 | 117373.9273 | 117014.5466 | 49447.9331 | 49447.9331 | 49447.9331 | 49447.9331 | 49447.9331 | 50000 | 37886.7677 | 123641.5573 | 126398.882 | 129162.1649 | 55945.7976 | 57344.4425 | 58778.0536 | 60247.5049 | 61753.6926 | 64004.2272 | 686274.6537 | 775163.0903
TS | TS016 | VT and CT replacement | 0 | 0 | 0 | 692170.7924 | 690293.1457 | 690293.1457 | 690293.1457 | 690293.1457 | 690293.1457 | 698000 | 0 | 0 | 0 | 764027.0432 | 781003.3343 | 800528.4177 | 820541.6281 | 841055.1688 | 862081.548 | 893499.0118 | 4841636.5207 | 5762736.1519
TS | TS024 | Building and amenities refurbishment | 1498487.8457 | 1495980.6895 | 1492041.4493 | 1487473.0496 | 1483437.9921 | 1977917.3228 | 1977917.3228 | 1977917.3228 | 1977917.3228 | 2000000 | 1535950.0419 | 1571714.7119 | 1606765.4489 | 1641891.9266 | 1678373.9276 | 2293777.701 | 2351122.1435 | 2409900.1971 | 2470147.7021 | 2560169.0884 | 17369090.3175 | 20119812.889
TS | TS025 | Asbestos and other hazardous material reporting, management and removal | 88910.2788 | 448794.2069 | 447612.4348 | 513674.0265 | 514258.5039 | 533048.7185 | 445031.3976 | 445031.3976 | 512280.5866 | 520000 | 91133.0358 | 471514.4136 | 482029.6347 | 567000.012 | 581836.2949 | 618173.0904 | 529002.4823 | 542227.5444 | 639768.2548 | 665643.963 | 4468641.5513 | 5188328.7258
TS | TS026 | Noise attenuation in ZS and TS | 0 | 0 | 994694.2995 | 0 | 988958.6614 | 0 | 988958.6614 | 0 | 988958.6614 | 0 | 0 | 0 | 1071176.9659 | 0 | 1118915.9517 | 0 | 1175561.0718 | 0 | 1235073.851 | 0 | 3961570.2837 | 4600727.8404
TS | TS027 | Substation switchyard lighting improvement | 109889.1087 | 109705.2506 | 109416.373 | 109081.357 | 108785.4528 | 108785.4528 | 108785.4528 | 108785.4528 | 108785.4528 | 110000 | 112636.3364 | 115259.0789 | 117829.4663 | 120405.408 | 123080.7547 | 126157.7736 | 129311.7179 | 132544.5108 | 135858.1236 | 140809.2999 | 1092019.3529 | 1253892.4699
TS | TS031 | Substation safety fence upgrade program | 99899.1897 | 99732.046 | 99469.43 | 99164.87 | 98895.8661 | 98895.8661 | 98895.8661 | 98895.8661 | 98895.8661 | 100000 | 102396.6695 | 104780.9808 | 107117.6966 | 109459.4618 | 111891.5952 | 114688.8851 | 117556.1072 | 120495.0099 | 123507.3851 | 128008.4544 | 992744.8663 | 1139902.2454
TS | TS032 | Substation security systems | 149848.7846 | 149598.069 | 149204.1449 | 0 | 0 | 0 | 0 | 0 | 0 | 0 | 153595.0042 | 157171.4712 | 160676.5449 | 0 | 0 | 0 | 0 | 0 | 0 | 0 | 448650.9985 | 471443.0203
TS | TS033 | Substation fire hydrant installations | 199798.3794 | 199464.0919 | 198938.8599 | 198329.74 | 197791.7323 | 197791.7323 | 197791.7323 | 197791.7323 | 197791.7323 | 200000 | 204793.3389 | 209561.9616 | 214235.3932 | 218918.9236 | 223783.1903 | 229377.7701 | 235112.2144 | 240990.0197 | 247014.7702 | 256016.9088 | 1985489.7326 | 2279804.4908
TS | TS034 | Substation deluge showers and fire blankets | 159838.7035 | 159571.2735 | 159151.0879 | 158663.792 | 158233.3858 | 158233.3858 | 158233.3858 | 158233.3858 | 158233.3858 | 160000 | 163834.6711 | 167649.5693 | 171388.3145 | 175135.1388 | 179026.5523 | 183502.2161 | 188089.7715 | 192792.0158 | 197611.8162 | 204813.5271 | 1588391.7861 | 1823843.5926
TS | TS035 | Substation oil containment program - bund walls | 69929.4328 | 69812.4322 | 69628.601 | 69415.409 | 69227.1063 | 69227.1063 | 69227.1063 | 69227.1063 | 69227.1063 | 70000 | 71677.6686 | 73346.6866 | 74982.3876 | 76621.6232 | 78324.1166 | 80282.2195 | 82289.275 | 84346.5069 | 86455.1696 | 89605.9181 | 694921.4064 | 797931.5718
TS | TS036 | Substation earthing | 339657.245 | 406906.7475 | 0 | 0 | 0 | 0 | 0 | 0 | 0 | 0 | 348148.6762 | 427506.4016 | 0 | 0 | 0 | 0 | 0 | 0 | 0 | 0 | 746563.9926 | 775655.0778
TS | TS049 | Tunnelboard refurbishment | 0 | 0 | 0 | 44624.1915 | 44503.1398 | 0 | 0 | 0 | 44503.1398 | 45000 | 0 | 0 | 0 | 49256.7578 | 50351.2178 | 0 | 0 | 0 | 55578.3233 | 57603.8045 | 178630.471 | 212790.1034
TS | TS055 | 66kV circuit breaker replacement | 257739.9095 | 257308.6786 | 0 | 0 | 0 | 255151.3346 | 255151.3346 | 255151.3346 | 255151.3346 | 258000 | 264183.4072 | 270334.9305 | 0 | 0 | 0 | 295897.3234 | 303294.7565 | 310877.1254 | 318649.0536 | 330261.8124 | 1793653.9266 | 2093498.409
TS | TS086 | Busbar support and isolator replacement | 0 | 94246.7834 | 93998.6113 | 93710.8021 | 93456.5935 | 93456.5935 | 93456.5935 | 93456.5935 | 93456.5935 | 94500 | 0 | 99018.0269 | 101226.2233 | 103439.1914 | 105737.5574 | 108380.9964 | 111090.5213 | 113867.7843 | 116714.4789 | 120967.9894 | 843739.1644 | 980442.7693
TS | TS116 | Roof refurbishment for control and switch rooms | 1498487.8457 | 1495980.6895 | 1492041.4493 | 1487473.0496 | 1483437.9921 | 1483437.9921 | 1483437.9921 | 1483437.9921 | 1483437.9921 | 1500000 | 1535950.0419 | 1571714.7119 | 1606765.4489 | 1641891.9266 | 1678373.9276 | 1720333.2758 | 1763341.6077 | 1807425.1479 | 1852610.7765 | 1920126.8163 | 14891172.9947 | 17098533.681
TS | TS144 | Substation fire stopping measures | 65933.4652 | 65823.1503 | 65649.8238 | 65448.8142 | 65271.2717 | 65271.2717 | 65271.2717 | 65271.2717 | 65271.2717 | 66000 | 67581.8018 | 69155.4473 | 70697.6798 | 72243.2448 | 73848.4528 | 75694.6641 | 77587.0307 | 79526.7065 | 81514.8742 | 84485.5799 | 655211.6118 | 752335.482
TS | TS146 | Marayong Zone Substation renewal | 8196606.6391 | 1824175.9144 | 0 | 0 | 0 | 0 | 0 | 0 | 0 | 0 | 8401521.8051 | 1916524.8201 | 0 | 0 | 0 | 0 | 0 | 0 | 0 | 0 | 10020782.5535 | 10318046.6252
TS | TS155 | Sussex Inlet Zone Substation - stage 2 renewal | 1676863.8429 | 37244.9326 | 0 | 0 | 0 | 0 | 0 | 0 | 0 | 0 | 1718785.439 | 39130.4573 | 0 | 0 | 0 | 0 | 0 | 0 | 0 | 0 | 1714108.7755 | 1757915.8963
TS | TS167 | Carlingford Transmission Substation control building replacement | 0 | 4487942.0685 | 4476124.348 | 4462419.1489 | 0 | 0 | 0 | 0 | 0 | 0 | 0 | 4715144.1358 | 4820296.3467 | 4925675.7799 | 0 | 0 | 0 | 0 | 0 | 0 | 13426485.5654 | 14461116.2623
TS | TS173 | 11kV switchboard truck replacement program | 3644322.4408 | 3638225.0369 | 3628644.8048 | 2903547.3929 | 2895670.9606 | 2895670.9606 | 2895670.9606 | 2895670.9606 | 0 | 0 | 3735430.5018 | 3822410.1794 | 3907653.5717 | 3204973.0408 | 3276185.9066 | 3358090.5543 | 3442042.8182 | 3528093.8886 | 0 | 0 | 25397423.5176 | 28274880.4614
TS | TS177 | Substation battery duplication | 0 | 915540.182 | 760941.1392 | 0 | 0 | 0 | 0 | 0 | 0 | 0 | 0 | 961889.4037 | 819450.3789 | 0 | 0 | 0 | 0 | 0 | 0 | 0 | 1676481.3211 | 1781339.7826
TS | TS180 | Transformer fire wall installation | 0 | 598392.2758 | 596816.5797 | 594989.2199 | 593375.1968 | 593375.1968 | 593375.1968 | 593375.1968 | 593375.1968 | 600000 | 0 | 628685.8848 | 642706.1796 | 656756.7707 | 671349.571 | 688133.3103 | 705336.6431 | 722970.0591 | 741044.3106 | 768050.7265 | 5357074.0596 | 6225033.4557
TS | TS199 | Future sub-transmission substation renewal programs | 0 | 0 | 0 | 0 | 0 | 0 | 0 | 4450313.9763 | 9197315.551 | 15000000 | 0 | 0 | 0 | 0 | 0 | 0 | 0 | 5422275.4436 | 11486186.8146 | 19201268.1629 | 28647629.5273 | 36109730.4211
TS | TS600 | Power transformer replacement | 1698286.2252 | 11568917.3322 | 7460207.2466 | 10908135.6973 | 10977441.1415 | 12559774.9998 | 12559774.9998 | 12559774.9998 | 12559774.9998 | 12700000 | 1740743.3808 | 12154593.7722 | 8033827.2444 | 12040540.7953 | 12419967.0641 | 14565488.4015 | 14929625.6115 | 15302866.2518 | 15685437.9081 | 16257073.7113 | 105552087.6419 | 123130164.141
TS | TS616 | Camellia TS transformer replacement and 33kV busbar rearrangement | 332306.6627 | 0 | 0 | 0 | 0 | 0 | 0 | 0 | 0 | 0 | 340614.3292 | 0 | 0 | 0 | 0 | 0 | 0 | 0 | 0 | 0 | 332306.6627 | 340614.3292
TS | TS617 | Prospect ZS transformer replacement | 29238.4948 | 0 | 0 | 0 | 0 | 0 | 0 | 0 | 0 | 0 | 29969.4572 | 0 | 0 | 0 | 0 | 0 | 0 | 0 | 0 | 0 | 29238.4948 | 29969.4572
TS | TS618 | Albion Park ZS transformer replacement | 1575670.9587 | 0 | 0 | 0 | 0 | 0 | 0 | 0 | 0 | 0 | 1615062.7327 | 0 | 0 | 0 | 0 | 0 | 0 | 0 | 0 | 0 | 1575670.9587 | 1615062.7327
TS | TS620 | Minto 66/11kV No 1 transformer replacement | 1079473.6814 | 0 | 0 | 0 | 0 | 0 | 0 | 0 | 0 | 0 | 1106460.5234 | 0 | 0 | 0 | 0 | 0 | 0 | 0 | 0 | 0 | 1079473.6814 | 1106460.5234
TS | TS700 | 11kV zone substation switchboard replacement | 0 | 3989281.8387 | 3978777.1982 | 7933189.598 | 11867503.9368 | 3955834.6456 | 3955834.6456 | 3955834.6456 | 3955834.6456 | 4000000 | 0 | 4191239.2318 | 4284707.8637 | 8756756.9421 | 13426991.4206 | 4587555.402 | 4702244.2871 | 4819800.3943 | 4940295.4041 | 5120338.1768 | 47592091.1541 | 54829929.1225
TS | TS701 | North Rocks ZS 11kV switchboard replacement | 776762.1537 | 36072.0837 | 0 | 0 | 0 | 0 | 0 | 0 | 0 | 0 | 796181.2075 | 37898.2329 | 0 | 0 | 0 | 0 | 0 | 0 | 0 | 0 | 812834.2374 | 834079.4404
TS | TS702 | Kellyville ZS 11kV switchboard replacement | 952210.1056 | 264654.9411 | 0 | 0 | 0 | 0 | 0 | 0 | 0 | 0 | 976015.3582 | 278053.0975 | 0 | 0 | 0 | 0 | 0 | 0 | 0 | 0 | 1216865.0467 | 1254068.4557
TS | TS703 | Horsley Park ZS 11kV switchboard replacement | 423962.1712 | 0 | 0 | 0 | 0 | 0 | 0 | 0 | 0 | 0 | 434561.2255 | 0 | 0 | 0 | 0 | 0 | 0 | 0 | 0 | 0 | 423962.1712 | 434561.2255
TS | TS704 | Port Central ZS 11kV switchboard replacement | 488159.3885 | 0 | 0 | 0 | 0 | 0 | 0 | 0 | 0 | 0 | 500363.3732 | 0 | 0 | 0 | 0 | 0 | 0 | 0 | 0 | 0 | 488159.3885 | 500363.3732
UR | UR | Underground residential | 21637216.4489 | 14561561.8758 | 11696397.4038 | 10964258.0554 | 10684382.0324 | 10684382.0324 | 10684382.0324 | 10684382.0324 | 10684382.0324 | 10803669 | 22178146.8601 | 15298740.9457 | 12595740.7104 | 12102489.3777 | 12088397.5812 | 12390607.5207 | 12700372.7087 | 13017882.0264 | 13343329.0771 | 13829609.7075 | 123085012.9462 | 139545316.5157
| SW | Network Switching | 6283900.8865 | 6382175.5445 | 6686467.7532 | 6495126.3573 | 6714861.5396 | 7423719.2767 | 7683873.5145 | 7944102.7058 | 8085985.7683 | 8183178.6979 | 6440998.4086 | 6705273.1814 | 7200594.4377 | 7169404.1994 | 7597249.4943 | 8609238.3838 | 9133710.9797 | 9679117.7549 | 10098288.2016 | 10475160.5735 | 71883392.0442 | 83109035.6151
| OH | Capitalised Overheads | 73106139.0812 | 73273110.1037 | 73775204.5564 | 73462071.757 | 73820942.4206 | 76860996.0999 | 77233408.4879 | 77593252.7624 | 77784338.9426 | 78058962.8601 | 74933792.5582 | 76982561.3027 | 79447826.1443 | 81088381.7774 | 83521620.538 | 89135191.2943 | 91806252.3768 | 94539843.993 | 97141980.5473 | 99922071.8932 | 754968427.0719 | 868519522.4252
|  | Total | 309775958.8948 | 305441393.1828 | 319727078.3791 | 330864926.603 | 328347046.8692 | 333886675.6233 | 343557197.0015 | 371502294.2109 | 392148710.7198 | 407936515.558 | 317520357.8672 | 320904363.7127 | 344311093.2651 | 365212971.0401 | 371494545.5062 | 387206180.1494 | 408381545.6459 | 452639471.6981 | 489740003.5306 | 522193228.5791 | 3443187797.0424 | 3979603760.9944
|  | Check | OK | OK | OK | OK | OK | OK | OK | OK | OK | OK | OK | OK | OK | OK | OK | OK | OK | OK | OK | OK

## Division Lvl (excl. Esc)
ID | Description | Division | FY15 (R) | FY16 (R) | FY17 (R) | FY18 (R) | FY19 (R) | FY20 (R) | FY21 (R) | FY22 (R) | FY23 (R) | FY24 (R) | FY25 (R) | FY26 (R) | FY27 (R) | FY28 (R) | FY29 (R) | FY15 (N) | FY16 (N) | FY17 (N) | FY18 (N) | FY19 (N) | FY20 (N) | FY21 (N) | FY22 (N) | FY23 (N) | FY24 (N) | FY25 (N) | FY26 (N) | FY27 (N) | FY28 (N) | FY29 (N) | Reg Tot (R) | SAMP Tot (R) | Reg Tot (N) | SAMP Tot (N) | Rank | Wgt Rank | Percentage | Code | Plantname | Category | Type | Classification | RAB Category
AG | Automation - operational/capacity risk | Program - Short Term Need | 0 | 0 | 0 | 0 | 0 | 299697.5691 | 299196.1379 | 298408.2899 | 297494.6099 | 296687.5984 | 296687.5984 | 296687.5984 | 296687.5984 | 296687.5984 | 300000 | 0 | 0 | 0 | 0 | 0 | 307190.0084 | 314342.9424 | 321353.0898 | 328378.3853 | 335674.7855 | 344066.6552 | 352668.3215 | 361485.0296 | 370522.1553 | 384025.3633 | 1491484.2053 | 2978234.5989 | 1606939.2114 | 3419706.7362 | 190 | 2850 | 65.73% | AG | AGs | Augex | Std | Std | Substations
AR | Asset relocation | Program - Short Term Need | 2733942.8635 | 1668163.1086 | 1595295.129 | 1944069.7658 | 1670000 | 1622013.1938 | 1559660.5982 | 1534301.0366 | 1522181.7458 | 1516141.8661 | 1516141.8661 | 1516141.8661 | 1516141.8661 | 1516141.8661 | 1533069 | 2476817.3 | 1549055.28 | 1518424.87 | 1896653.43 | 1670000 | 1662563.5236 | 1638618.416 | 1652274.4023 | 1680203.8329 | 1715375.3592 | 1758259.7432 | 1802216.2367 | 1847271.6427 | 1893453.4337 | 1962457.9321 | 7754298.4405 | 15351934.9048 | 8349035.5339 | 17612694.5223 | 140 | 2100 | 77.83% | AR | ARs | Connections | Std | Std | Distribution lines and cables
AU002 | Transmission substation SCADA upgrade | Program - Short Term Need | 305769.3723 | 886.2271 | 0 | 0 | 0 | 0 | 0 | 0 | 0 | 0 | 0 | 0 | 0 | 0 | 0 | 277011.96 | 822.95 | 0 | 0 | 0 | 0 | 0 | 0 | 0 | 0 | 0 | 0 | 0 | 0 | 0 | 0 | 0 | 0 | 0 |  | 4950 | 12.48% | AU | AU002s | Repex | Std | Unallocated | Unallocated
AU004 | Substation SCADA RTU replacement | Program - Short Term Need | 116685.5287 | 1122999.6894 | 1111472.3986 | 2960666.2417 | 714162 | 2177802.3358 | 2174158.6021 | 2168433.573 | 2161794.1655 | 2155929.8819 | 2155929.8819 | 2155929.8819 | 2155929.8819 | 2155929.8819 | 2180000 | 105711.33 | 1042816.85 | 1057915.43 | 2888454.87 | 714162 | 2232247.3942 | 2284225.3813 | 2335165.7857 | 2386216.2667 | 2439236.7747 | 2500217.6941 | 2562723.1365 | 2626791.2149 | 2692460.9952 | 2790584.3063 | 10838118.5582 | 21641838.0856 | 11677091.6027 | 24849868.9497 | 220 | 3300 | 54.01% | AU | AU004s | Repex | Std | Std | Substations
AU008 | Western Sydney Ramtel SCADA upgrades | Program - Short Term Need | 0 | 24273.9654 | 0 | 0 | 0 | 0 | 0 | 0 | 0 | 0 | 0 | 0 | 0 | 0 | 0 | 0 | 22540.79 | 0 | 0 | 0 | 0 | 0 | 0 | 0 | 0 | 0 | 0 | 0 | 0 | 0 | 0 | 0 | 0 | 0 |  | 4950 | 12.48% | AU | AU008s | Repex | Std | Unallocated | Unallocated
AU013 | SCADA master station development software | Program - Short Term Need | 1686876.2209 | 557786.4943 | 812095.6702 | 1213077.5883 | 978004 | 1108881.0058 | 1107025.7102 | 2098804.972 | 2092378.7565 | 1097744.1142 | 1097744.1142 | 1097744.1142 | 2086702.7756 | 2086702.7756 | 1110000 | 1528226.6 | 517960.21 | 772964.35 | 1183490.33 | 978004 | 1136603.031 | 1163068.8868 | 2260183.3981 | 2309594.6435 | 1241996.7064 | 1273046.6241 | 1304872.7897 | 2542444.708 | 2606005.8257 | 1420893.8441 | 7504834.5587 | 14983728.3382 | 8111446.6658 | 17258710.4572 | 310 | 4650 | 20.88% | AU | AU013s | Repex | Std | Std | Substations
AU014 | SCADA substation refurbishments | Program - Short Term Need | 822.3737 | 0 | 0 | 0 | 0 | 0 | 0 | 0 | 0 | 0 | 0 | 0 | 0 | 0 | 0 | 745.03 | 0 | 0 | 0 | 0 | 0 | 0 | 0 | 0 | 0 | 0 | 0 | 0 | 0 | 0 | 0 | 0 | 0 | 0 |  | 4950 | 12.48% | AU | AU014s | Repex | Std | Unallocated | Unallocated
AU016 | PM121 (MD1000) MD3 to DNP3 conversion | Program - Short Term Need | 19982.1371 | 0 | 0 | 0 | 0 | 0 | 0 | 0 | 0 | 0 | 0 | 0 | 0 | 0 | 0 | 18102.83 | 0 | 0 | 0 | 0 | 0 | 0 | 0 | 0 | 0 | 0 | 0 | 0 | 0 | 0 | 0 | 0 | 0 | 0 |  | 2250 | 70.44% | AU | AU016s | Repex | Std | Std | Substations
AU017 | AFIC availability and SCADA control | Program - Short Term Need | 41352.9371 | 44085.2638 | 0 | 0 | 0 | 0 | 0 | 0 | 0 | 0 | 0 | 0 | 0 | 0 | 0 | 37463.72 | 40937.55 | 0 | 0 | 0 | 0 | 0 | 0 | 0 | 0 | 0 | 0 | 0 | 0 | 0 | 0 | 0 | 0 | 0 |  | 4950 | 12.48% | AU | AU017s | Repex | Std | Unallocated | Unallocated
CC002 | Communications development SCADA | Program - Short Term Need | 793146.5849 | 621496.9374 | 877149.2145 | 1503248.6922 | 515765.25 | 624369.9357 | 523593.2413 | 522214.5073 | 520615.5674 | 519203.2972 | 445031.3976 | 445031.3976 | 445031.3976 | 445031.3976 | 450000 | 718551.66 | 577121.69 | 834883.25 | 1466584.09 | 515765.25 | 639979.1841 | 550100.1492 | 562367.9071 | 574662.1743 | 587430.8747 | 516099.9827 | 529002.4823 | 542227.5444 | 555783.233 | 576038.0449 | 2709996.5489 | 4940122.1394 | 2914540.2894 | 5633691.5766 | 150 | 2250 | 70.44% | CC | CC002s | Repex | Std | Std | Communications
CC007 | SCADA radio repeaters | Program - Short Term Need | 461807.1552 | 572788.3237 | 645775.2294 | 1193470.2095 | 692279.51 | 879112.8695 | 837749.1861 | 845490.1546 | 684237.6028 | 632933.5433 | 731829.4094 | 613154.3701 | 603264.7835 | 583485.6102 | 490000 | 418374.49 | 531890.9 | 614658.16 | 1164361.18 | 692279.51 | 901090.6912 | 880160.2387 | 910500.421 | 755270.2863 | 716106.2091 | 848697.7494 | 728847.8645 | 735019.5601 | 728693.5721 | 627241.4267 | 3879523.3564 | 6901257.5295 | 4163127.8463 | 7831628.0191 | 270 | 4050 | 37% | CC | CC007s | Repex | Std | Std | Communications
CC020 | Microwave refurbishment and extension | Program - Short Term Need | 732876.6239 | 569554.2381 | 1222197.7674 | 1155336.745 | 418230.73 | 669324.5711 | 668204.708 | 487400.2068 | 426408.9409 | 276908.4252 | 929621.1417 | 1532885.9252 | 1216419.1535 | 1503217.1653 | 930000 | 663950.05 | 528887.73 | 1163305.43 | 1127157.8 | 418230.73 | 686057.6854 | 702032.5713 | 524876.7133 | 470675.6856 | 313296.4665 | 1078075.5195 | 1822119.6612 | 1482088.6212 | 1877312.2536 | 1190478.6261 | 2528246.8519 | 8640390.2377 | 2696939.1221 | 10147013.8037 | 230 | 3450 | 50.99% | CC | CC020s | Repex | Std | Std | Communications
DS002 | Pole substation refurbishment | Program - Short Term Need | 1318579.3584 | 1181006.909 | 447305.2747 | 349933.934 | 740000 | 699294.328 | 698124.3218 | 696286.0097 | 743736.5248 | 791166.9291 | 791166.9291 | 791166.9291 | 791166.9291 | 791166.9291 | 800000 | 1194567.82 | 1096682.32 | 425751.6 | 341398.96 | 740000 | 716776.6862 | 733466.8656 | 749823.8761 | 820945.9633 | 895132.7614 | 917511.0804 | 940448.8574 | 963960.0789 | 988059.0808 | 1024067.6354 | 3628608.1134 | 7593275.8299 | 3916146.1526 | 8750192.8855 | 280 | 4200 | 36.07% | DS | DS002s | Repex | Std | Std | Transformers
DS003 | Distribution substation refurbishment | Program - Short Term Need | 0 | 0 | 2661.2436 | 35397.9752 | 0 | 0 | 0 | 0 | 0 | 0 | 0 | 0 | 0 | 0 | 0 | 0 | 0 | 2533.01 | 34534.61 | 0 | 0 | 0 | 0 | 0 | 0 | 0 | 0 | 0 | 0 | 0 | 0 | 0 | 0 | 0 |  | 4950 | 12.48% | DS | DS003s | Repex | Std | Std | Substations
DS004 | Distribution mains refurbishment | Program - Short Term Need | 0 | 0 | 246286.1362 | 24466.0735 | 0 | 0 | 0 | 0 | 0 | 0 | 0 | 0 | 0 | 0 | 0 | 0 | 0 | 234418.69 | 23869.34 | 0 | 0 | 0 | 0 | 0 | 0 | 0 | 0 | 0 | 0 | 0 | 0 | 0 | 0 | 0 |  | 4950 | 12.48% | DS | DS004s | Repex | Std | Std | Distribution lines and cables
DS005 | Distribution pole replacement | Program - Short Term Need | 13908946.5661 | 9461723.0064 | 10401856.7061 | 19777878.7362 | 10800000 | 11318578.1947 | 12067577.5621 | 12801715.6352 | 13526088.2646 | 14250894.3108 | 15012392.4801 | 16535388.8186 | 17296886.9879 | 17296886.9879 | 17490000 | 12600819.11 | 8786150.41 | 9900636.96 | 19295491.45 | 10800000 | 11601542.6496 | 12678498.6761 | 13786047.5514 | 14930270.5862 | 16123578.8642 | 17409772.7507 | 19655381.12 | 21074577.2239 | 21601441.6545 | 22388678.678 | 63964853.9673 | 147596409.2418 | 69119938.3276 | 171249789.7549 | 310 | 4650 | 20.88% | DS | DS005s | Repex | Std | Std | Distribution lines and cables
DS006 | LV CONSAC cable replacement | Program - Short Term Need | 8248472.0254 | 5793141.8077 | 1645048.1063 | 7980857.1935 | 6053654 | 6743195.3057 | 7479903.4476 | 9698269.4206 | 9668574.8226 | 11125784.9408 | 11125784.9408 | 11125784.9408 | 11125784.9408 | 11125784.9408 | 11250000 | 7472708.55 | 5379508.07 | 1565780.47 | 7786202.14 | 6053654 | 6911775.1884 | 7858573.5596 | 10443975.4178 | 10672297.5231 | 12587804.4568 | 12902499.5682 | 13225062.0574 | 13555688.6089 | 13894580.8241 | 14400951.1222 | 44715727.9372 | 100468867.7002 | 48474426.1457 | 116453208.3266 | 230 | 3450 | 50.99% | DS | DS006s | Repex | Std | Std | Distribution lines and cables
DS006 | LV CONSAC cable replacement | Program - Medium Term Need | 0 | 0 | 0 | 0 | 0 | 0 | 0 | 0 | 0 | 0 | 0 | 741718.9961 | 741718.9961 | 741718.9961 | 750000 | 0 | 0 | 0 | 0 | 0 | 0 | 0 | 0 | 0 | 0 | 0 | 881670.8038 | 903712.5739 | 926305.3883 | 960063.4081 | 0 | 2975156.9882 | 0 | 3671752.1742 | 230 | 2300 | 69.34% | DS | DS006m | Repex | Std | Std | Distribution lines and cables
DS006 | LV CONSAC cable replacement | Program - Long Term Need | 0 | 0 | 0 | 0 | 0 | 0 | 0 | 0 | 0 | 0 | 0 | 0 | 0 | 741718.9961 | 750000 | 0 | 0 | 0 | 0 | 0 | 0 | 0 | 0 | 0 | 0 | 0 | 0 | 0 | 926305.3883 | 960063.4081 | 0 | 1491718.9961 | 0 | 1886368.7964 | 230 | 1150 | 94.52% | DS | DS006l | Repex | Std | Std | Distribution lines and cables
DS007 | Service wire replacement program | Program - Short Term Need | 12405507.8988 | 11672784.7041 | 15089577.4927 | 14430746.9272 | 4489678.5 | 9190725.4538 | 9275080.275 | 9250656.9858 | 9371080.2126 | 9691794.8817 | 9691794.8817 | 9691794.8817 | 9691794.8817 | 9691794.8817 | 9800000 | 11238777.88 | 10839341 | 14362477.09 | 14078777.49 | 4489678.5 | 9420493.5901 | 9744631.2139 | 9961945.7831 | 10343919.1378 | 10965376.3268 | 11239510.735 | 11520498.5034 | 11808510.966 | 12103723.7401 | 12544828.5331 | 46779337.8089 | 95346517.3358 | 50436366.0517 | 109653438.5293 | 300 | 4500 | 25.4% | DS | DS007s | Repex | Std | Std | Low Voltage lines and cables
DS007 | Service wire replacement program | Program - Medium Term Need | 0 | 0 | 0 | 0 | 0 | 0 | 0 | 0 | 0 | 0 | 0 | 494479.3307 | 494479.3307 | 494479.3307 | 500000 | 0 | 0 | 0 | 0 | 0 | 0 | 0 | 0 | 0 | 0 | 0 | 587780.5359 | 602475.0493 | 617536.9255 | 640042.2721 | 0 | 1983437.9921 | 0 | 2447834.7828 | 300 | 3000 | 58.18% | DS | DS007m | Repex | Std | Std | Low Voltage lines and cables
DS007 | Service wire replacement program | Program - Long Term Need | 0 | 0 | 0 | 0 | 0 | 0 | 0 | 0 | 0 | 0 | 0 | 0 | 0 | 494479.3307 | 500000 | 0 | 0 | 0 | 0 | 0 | 0 | 0 | 0 | 0 | 0 | 0 | 0 | 0 | 617536.9255 | 640042.2721 | 0 | 994479.3307 | 0 | 1257579.1976 | 300 | 1500 | 92.24% | DS | DS007l | Repex | Std | Std | Low Voltage lines and cables
DS008 | Traffic black spot remediation | Program - Short Term Need | 1296459.3896 | 640607.9769 | 973021.9607 | 855722.1827 | 917955.5 | 998991.8971 | 997320.4597 | 994694.2995 | 991648.6998 | 988958.6614 | 988958.6614 | 988958.6614 | 988958.6614 | 988958.6614 | 1000000 | 1174528.22 | 594868.19 | 926136.31 | 834850.91 | 917955.5 | 1023966.6946 | 1047809.8079 | 1071176.9659 | 1094594.6178 | 1118915.9517 | 1146888.8505 | 1175561.0718 | 1204950.0986 | 1235073.851 | 1280084.5442 | 4971614.0175 | 9927448.6631 | 5356464.0379 | 11399022.454 | 150 | 2250 | 70.44% | DS | DS008s | Repex | Std | Std | Distribution lines and cables
DS009 | Reliability focused distribution mains renewal | Program - Short Term Need | 1298565.4426 | 1143448.7654 | 19752.3699 | 0 | 0 | 0 | 0 | 0 | 0 | 0 | 0 | 0 | 0 | 0 | 0 | 1176436.2 | 1061805.85 | 18800.59 | 0 | 0 | 0 | 0 | 0 | 0 | 0 | 0 | 0 | 0 | 0 | 0 | 0 | 0 | 0 | 0 |  | 3750 | 38.41% | DS | DS009s | Repex | Std | Std | Distribution lines and cables
DS011 | HV distribution steel mains replacement | Program - Short Term Need | 8201639.0657 | 7405988.7494 | 7539224.5365 | 3588956.2687 | 4367566 | 3692274.0519 | 4300445.8221 | 5208219.3524 | 5344986.4917 | 5939685.7204 | 5939685.7204 | 5939685.7204 | 5939685.7204 | 5939685.7204 | 6006000 | 7430280.2 | 6877196.79 | 7175942.45 | 3501420.75 | 4367566 | 3784580.9032 | 4518155.8919 | 5608682.5936 | 5899864.9897 | 6720209.206 | 6888214.4362 | 7060419.7971 | 7236930.292 | 7417853.5493 | 7688187.7724 | 24485611.4384 | 54250354.3199 | 26531493.5843 | 62823099.4313 | 280 | 4200 | 36.07% | DS | DS011s | Repex | Std | Std | Distribution lines and cables
DS012 | HV porcelain expulsion drop-out fuse replacement program | Program - Short Term Need | 208513.8645 | 791133.1855 | 892188.239 | 559284.567 | 3383.53 | 0 | 0 | 0 | 0 | 0 | 0 | 0 | 0 | 0 | 0 | 188903.27 | 734645.81 | 849197.61 | 545643.48 | 3383.53 | 0 | 0 | 0 | 0 | 0 | 0 | 0 | 0 | 0 | 0 | 0 | 0 | 0 | 0 |  | 4800 | 12.48% | DS | DS012s | Repex | Std | Std | Distribution lines and cables
DS014 | LV cable network renewal | Program - Short Term Need | 0 | 0 | 0 | 179634.899 | 213.75 | 0 | 1296516.5976 | 1293102.5894 | 1289143.3097 | 1285646.2598 | 1285646.2598 | 1285646.2598 | 1285646.2598 | 1285646.2598 | 1300000 | 0 | 0 | 0 | 175253.56 | 213.75 | 0 | 1362152.7503 | 1392530.0557 | 1422973.0031 | 1454590.7372 | 1490955.5057 | 1528229.3933 | 1566435.1281 | 1605596.0063 | 1664109.9075 | 5164408.7565 | 11606993.7958 | 5632246.5463 | 13487572.4873 | 230 | 3450 | 50.99% | DS | DS014s | Repex | Std | Std | Low Voltage lines and cables
DS301 | Ground substation refurbishment program | Program - Short Term Need | 3149598.4758 | 1420775.2282 | 591244.661 | 1554908.846 | 504882.99 | 509485.8675 | 508633.4344 | 507294.0928 | 505740.8369 | 504368.9173 | 504368.9173 | 504368.9173 | 504368.9173 | 504368.9173 | 510000 | 2853380.77 | 1319331.04 | 562755.18 | 1516984.24 | 504882.99 | 522223.0142 | 534383.0021 | 546300.2526 | 558243.2551 | 570647.1354 | 584913.3138 | 599536.1466 | 614524.5503 | 629887.664 | 652843.1175 | 2535523.1489 | 5062998.8182 | 2731796.6593 | 5813501.4515 | 240 | 3600 | 42.43% | DS | DS301s | Repex | Std | Std | Substations
DS301 | Ground substation refurbishment program | Program - Medium Term Need | 0 | 0 | 0 | 0 | 0 | 0 | 0 | 338196.0618 | 337160.5579 | 504368.9173 | 504368.9173 | 504368.9173 | 504368.9173 | 504368.9173 | 510000 | 0 | 0 | 0 | 0 | 0 | 0 | 0 | 364200.1684 | 372162.17 | 570647.1354 | 584913.3138 | 599536.1466 | 614524.5503 | 629887.664 | 652843.1175 | 1179725.5371 | 3707201.2063 | 1307009.4738 | 4388714.266 | 240 | 2400 | 69.34% | DS | DS301m | Repex | Std | Std | Substations
DS301 | Ground substation refurbishment program | Program - Long Term Need | 0 | 0 | 0 | 0 | 0 | 0 | 0 | 0 | 0 | 0 | 252184.4587 | 252184.4587 | 252184.4587 | 252184.4587 | 255000 | 0 | 0 | 0 | 0 | 0 | 0 | 0 | 0 | 0 | 0 | 292456.6569 | 299768.0733 | 307262.2751 | 314943.832 | 326421.5588 | 0 | 1263737.8346 | 0 | 1540852.3961 | 240 | 1200 | 94.52% | DS | DS301l | Repex | Std | Std | Substations
DS302 | Distribution transformer replacement program | Program - Short Term Need | 2440045.5507 | 1714624.1547 | 1452056.5937 | 1871701.045 | 1169485.63 | 1123865.8843 | 1121985.5171 | 1119031.087 | 1425495.0059 | 1421628.0758 | 1421628.0758 | 1421628.0758 | 1421628.0758 | 1421628.0758 | 1437500 | 2210560.84 | 1592198.98 | 1382088.37 | 1826049.8 | 1169485.63 | 1151962.5314 | 1178786.0339 | 1205074.0867 | 1573479.763 | 1608441.6806 | 1648652.7226 | 1689869.0407 | 1732115.7667 | 1775418.6609 | 1840121.5323 | 6212005.5701 | 13336017.8731 | 6717744.0956 | 15403921.8187 | 270 | 4050 | 37% | DS | DS302s | Repex | Std | Std | Substations
DS302 | Distribution transformer replacement program | Program - Medium Term Need | 0 | 0 | 0 | 0 | 0 | 124873.9871 | 124665.0575 | 124336.7874 | 123956.0875 | 123619.8327 | 123619.8327 | 123619.8327 | 123619.8327 | 123619.8327 | 125000 | 0 | 0 | 0 | 0 | 0 | 127995.8368 | 130976.226 | 133897.1207 | 136824.3272 | 139864.494 | 143361.1063 | 146945.134 | 150618.7623 | 154384.2314 | 160010.568 | 621451.7522 | 1240931.0829 | 669558.0047 | 1424877.8067 | 270 | 2700 | 66.09% | DS | DS302m | Repex | Std | Std | Substations
DS302 | Distribution transformer replacement program | Program - Long Term Need | 0 | 0 | 0 | 0 | 0 | 0 | 0 | 0 | 0 | 0 | 0 | 0 | 123619.8327 | 123619.8327 | 125000 | 0 | 0 | 0 | 0 | 0 | 0 | 0 | 0 | 0 | 0 | 0 | 0 | 150618.7623 | 154384.2314 | 160010.568 | 0 | 372239.6654 | 0 | 465013.5617 | 270 | 1350 | 92.24% | DS | DS302l | Repex | Std | Std | Substations
DS305 | Compact LV switchgear replacement | Program - Short Term Need | 107292.1362 | 89441.1401 | 88810.2243 | 152935.4735 | 387187.91 | 299697.5691 | 299196.1379 | 298408.2899 | 297494.6099 | 296687.5984 | 296687.5984 | 296687.5984 | 296687.5984 | 296687.5984 | 300000 | 97201.38 | 83054.99 | 84530.85 | 149205.34 | 387187.91 | 307190.0084 | 314342.9424 | 321353.0898 | 328378.3853 | 335674.7855 | 344066.6552 | 352668.3215 | 361485.0296 | 370522.1553 | 384025.3633 | 1491484.2053 | 2978234.5989 | 1606939.2114 | 3419706.7362 | 240 | 3600 | 42.43% | DS | DS305s | Repex | Std | Std | Substations
DS305 | Compact LV switchgear replacement | Program - Medium Term Need | 0 | 0 | 0 | 0 | 0 | 199798.3794 | 199464.0919 | 198938.8599 | 198329.74 | 197791.7323 | 197791.7323 | 197791.7323 | 197791.7323 | 197791.7323 | 200000 | 0 | 0 | 0 | 0 | 0 | 204793.3389 | 209561.9616 | 214235.3932 | 218918.9236 | 223783.1903 | 229377.7701 | 235112.2144 | 240990.0197 | 247014.7702 | 256016.9088 | 994322.8035 | 1985489.7326 | 1071292.8076 | 2279804.4908 | 240 | 2400 | 69.34% | DS | DS305m | Repex | Std | Std | Substations
DS307 | Holec MD4 epoxy switchgear replacement | Program - Short Term Need | 2207373.2399 | 596556.829 | 384905.0629 | 6677361.5263 | 2360741.09 | 5944001.788 | 5584994.5742 | 5918431.0823 | 5900309.7635 | 5884304.0353 | 5884304.0353 | 5884304.0353 | 5884304.0353 | 5884304.0353 | 5950000 | 1999771.21 | 553962.32 | 366358.18 | 6514499.05 | 2360741.09 | 6092601.8327 | 5867734.9245 | 6373502.9473 | 6512837.9757 | 6657549.9127 | 6823988.6605 | 6994588.377 | 7169453.0865 | 7348689.4136 | 7616503.038 | 29232041.2434 | 58719257.3847 | 31504227.5929 | 67457450.1685 | 280 | 4200 | 36.07% | DS | DS307s | Repex | Std | Std | Substations
DS307 | Holec MD4 epoxy switchgear replacement | Program - Medium Term Need | 0 | 0 | 0 | 0 | 0 | 0 | 0 | 0 | 0 | 0 | 0 | 1730677.6575 | 1730677.6575 | 1730677.6575 | 1750000 | 0 | 0 | 0 | 0 | 0 | 0 | 0 | 0 | 0 | 0 | 0 | 2057231.8756 | 2108662.6725 | 2161379.2393 | 2240147.9523 | 0 | 6942032.9724 | 0 | 8567421.7397 | 280 | 2800 | 66.01% | DS | DS307m | Repex | Std | Std | Substations
DS307 | Holec MD4 epoxy switchgear replacement | Program - Long Term Need | 0 | 0 | 0 | 0 | 0 | 0 | 0 | 0 | 0 | 0 | 0 | 0 | 0 | 1730677.6575 | 1750000 | 0 | 0 | 0 | 0 | 0 | 0 | 0 | 0 | 0 | 0 | 0 | 0 | 0 | 2161379.2393 | 2240147.9523 | 0 | 3480677.6575 | 0 | 4401527.1916 | 280 | 1400 | 92.24% | DS | DS307l | Repex | Std | Std | Substations
DS308 | HV RGB12 switchgear replacement | Program - Short Term Need | 1320770.8134 | 788516.2874 | 100206.2801 | 432822.4347 | 454584 | 0 | 0 | 0 | 0 | 0 | 0 | 0 | 0 | 0 | 0 | 1196553.17 | 732215.76 | 95377.78 | 422265.79 | 454584 | 0 | 0 | 0 | 0 | 0 | 0 | 0 | 0 | 0 | 0 | 0 | 0 | 0 | 0 |  | 4200 | 36.07% | DS | DS308s | Repex | Std | Std | Substations
DS312 | Miscellaneous substation renewal expenditure | Program - Short Term Need | 355237.1113 | 415649.9083 | 582597.4814 | 1543728.31 | 877711.92 | 1498487.8457 | 1495980.6895 | 1492041.4493 | 1487473.0496 | 1483437.9921 | 1483437.9921 | 1483437.9921 | 1483437.9921 | 1483437.9921 | 1500000 | 321827.29 | 385972.26 | 554524.67 | 1506076.4 | 877711.92 | 1535950.0419 | 1571714.7119 | 1606765.4489 | 1641891.9266 | 1678373.9276 | 1720333.2758 | 1763341.6077 | 1807425.1479 | 1852610.7765 | 1920126.8163 | 7457421.0263 | 14891172.9947 | 8034696.0569 | 17098533.681 | 230 | 3450 | 50.99% | DS | DS312s | Repex | Std | Std | Substations
DS312 | Miscellaneous substation renewal expenditure | Program - Medium Term Need | 0 | 0 | 0 | 0 | 0 | 0 | 0 | 0 | 0 | 0 | 0 | 494479.3307 | 494479.3307 | 494479.3307 | 500000 | 0 | 0 | 0 | 0 | 0 | 0 | 0 | 0 | 0 | 0 | 0 | 587780.5359 | 602475.0493 | 617536.9255 | 640042.2721 | 0 | 1983437.9921 | 0 | 2447834.7828 | 230 | 2300 | 69.34% | DS | DS312m | Repex | Std | Std | Substations
DS312 | Miscellaneous substation renewal expenditure | Program - Long Term Need | 0 | 0 | 0 | 0 | 0 | 0 | 0 | 0 | 0 | 0 | 0 | 0 | 0 | 494479.3307 | 500000 | 0 | 0 | 0 | 0 | 0 | 0 | 0 | 0 | 0 | 0 | 0 | 0 | 0 | 617536.9255 | 640042.2721 | 0 | 994479.3307 | 0 | 1257579.1976 | 230 | 1150 | 94.52% | DS | DS312l | Repex | Std | Std | Substations
DS313 | Padmount substation fire risk mitigation | Program - Short Term Need | 506581.9232 | 374120.2352 | 207085.794 | -7073.9248 | 61797.11 | 0 | 0 | 0 | 0 | 0 | 0 | 0 | 0 | 0 | 0 | 458938.22 | 347407.83 | 197107.24 | -6901.39 | 61797.11 | 0 | 0 | 0 | 0 | 0 | 0 | 0 | 0 | 0 | 0 | 0 | 0 | 0 | 0 |  | 3300 | 54.01% | DS | DS313s | Repex | Std | Std | Substations
DS315 | Low voltage switchgear replacement | Program - Short Term Need | 0 | 0 | 397729.6325 | 1011199.2565 | 263730.92 | 530464.6974 | 529577.1641 | 528182.6731 | 526565.4596 | 525137.0492 | 525137.0492 | 525137.0492 | 525137.0492 | 525137.0492 | 531000 | 0 | 0 | 378564.79 | 986535.86 | 263730.92 | 543726.3148 | 556387.008 | 568794.9689 | 581229.742 | 594144.3704 | 608997.9796 | 624222.9291 | 639828.5023 | 655824.2149 | 679724.893 | 2639927.0433 | 5271475.2401 | 2844282.4041 | 6052880.9231 | 280 | 4200 | 36.07% | DS | DS315s | Repex | Std | Std | Substations
DS315 | Low voltage switchgear replacement | Program - Medium Term Need | 0 | 0 | 0 | 0 | 0 | 176821.5658 | 176525.7214 | 176060.891 | 175521.8199 | 175045.6831 | 175045.6831 | 175045.6831 | 175045.6831 | 175045.6831 | 177000 | 0 | 0 | 0 | 0 | 0 | 181242.1049 | 185462.336 | 189598.323 | 193743.2473 | 198048.1235 | 202999.3265 | 208074.3097 | 213276.1674 | 218608.0716 | 226574.9643 | 879975.6811 | 1757158.4134 | 948094.1347 | 2017626.9744 | 280 | 2800 | 66.01% | DS | DS315m | Repex | Std | Std | Substations
DS316 | HV oil switchgear replacement program | Program - Short Term Need | 0 | 0 | 440052.201 | 1125263.7883 | 17102.96 | 0 | 0 | 0 | 0 | 0 | 0 | 0 | 0 | 0 | 0 | 0 | 0 | 418848.02 | 1097818.33 | 17102.96 | 0 | 0 | 0 | 0 | 0 | 0 | 0 | 0 | 0 | 0 | 0 | 0 | 0 | 0 |  | 4950 | 12.48% | DS | DS316s | Repex | Std | Std | Substations
DS317 | Future distribution substation renewals | Program - Short Term Need | 0 | 0 | 0 | 0 | 0 | 0 | 0 | 0 | 0 | 0 | 0 | 0 | 3461355.3149 | 7417189.9605 | 12000000 | 0 | 0 | 0 | 0 | 0 | 0 | 0 | 0 | 0 | 0 | 0 | 0 | 4217325.345 | 9263053.8827 | 15361014.5304 | 0 | 22878545.2754 | 0 | 28841393.7581 | 180 | 2700 | 66.09% | DS | DS317s | Repex | Std | Unallocated | Unallocated
DS317 | Future distribution substation renewals | Program - Medium Term Need | 0 | 0 | 0 | 0 | 0 | 0 | 0 | 0 | 0 | 0 | 0 | 0 | 494479.3307 | 890062.7953 | 1500000 | 0 | 0 | 0 | 0 | 0 | 0 | 0 | 0 | 0 | 0 | 0 | 0 | 602475.0493 | 1111566.4659 | 1920126.8163 | 0 | 2884542.126 | 0 | 3634168.3315 | 180 | 1800 | 81.87% | DS | DS317m | Repex | Std | Unallocated | Unallocated
DS317 | Future distribution substation renewals | Program - Long Term Need | 0 | 0 | 0 | 0 | 0 | 0 | 0 | 0 | 0 | 0 | 0 | 0 | 494479.3307 | 890062.7953 | 1500000 | 0 | 0 | 0 | 0 | 0 | 0 | 0 | 0 | 0 | 0 | 0 | 0 | 602475.0493 | 1111566.4659 | 1920126.8163 | 0 | 2884542.126 | 0 | 3634168.3315 | 180 | 900 | 97.42% | DS | DS317l | Repex | Std | Unallocated | Unallocated
DS318 | Distribution substation earthing refurbishment | Program - Short Term Need | 0 | 0 | 0 | 0 | 0 | 179818.5415 | 179517.6827 | 179044.9739 | 178496.766 | 178012.5591 | 178012.5591 | 178012.5591 | 178012.5591 | 178012.5591 | 180000 | 0 | 0 | 0 | 0 | 0 | 184314.005 | 188605.7654 | 192811.8539 | 197027.0312 | 201404.8713 | 206439.9931 | 211600.9929 | 216891.0177 | 222313.2932 | 230415.218 | 894890.5232 | 1786940.7594 | 964163.5268 | 2051824.0417 | 340 | 5100 | 9.229% | DS | DS318s | Repex | Std | Std | Substations
DS318 | Distribution substation earthing refurbishment | Program - Medium Term Need | 0 | 0 | 0 | 0 | 0 | 89909.2707 | 89758.8414 | 89522.487 | 89248.383 | 89006.2795 | 89006.2795 | 89006.2795 | 89006.2795 | 89006.2795 | 90000 | 0 | 0 | 0 | 0 | 0 | 92157.0025 | 94302.8827 | 96405.9269 | 98513.5156 | 100702.4357 | 103219.9965 | 105800.4965 | 108445.5089 | 111156.6466 | 115207.609 | 447445.2616 | 893470.3797 | 482081.7634 | 1025912.0209 | 340 | 3400 | 51.03% | DS | DS318m | Repex | Std | Std | Substations
DS404 | Cast iron UGOH replacement program | Program - Short Term Need | 2322792.3972 | 1224070.2575 | 362053.9166 | 1487.2955 | 0 | 0 | 0 | 0 | 0 | 0 | 0 | 0 | 0 | 0 | 0 | 2104335.27 | 1136670.92 | 344608.13 | 1451.02 | 0 | 0 | 0 | 0 | 0 | 0 | 0 | 0 | 0 | 0 | 0 | 0 | 0 | 0 | 0 |  | 4950 | 12.48% | DS | DS404s | Repex | Std | Std | Distribution lines and cables
DS405 | Air break switch replacement program | Program - Short Term Need | 3767844.0206 | 4535954.2559 | 3250812.1041 | 7898444.0672 | 7304354.42 | 3636330.5056 | 3630246.4732 | 3620687.2504 | 3609601.2671 | 3599809.5275 | 3599809.5275 | 3599809.5275 | 3599809.5275 | 3599809.5275 | 3640000 | 3413480.72 | 4212084.45 | 3094169.76 | 7705799.09 | 7304354.42 | 3727238.7683 | 3814027.7009 | 3899084.156 | 3984324.4086 | 4072854.0643 | 4174675.4159 | 4279042.3013 | 4386018.3588 | 4495668.8178 | 4659507.7409 | 18096675.0238 | 36135913.1338 | 19497529.098 | 41492441.7326 | 280 | 4200 | 36.07% | DS | DS405s | Repex | Std | Std | Distribution lines and cables
DS409 | Miscellaneous mains renewal expenditure | Program - Short Term Need | 2025137.7716 | 933937.0883 | 938760.8693 | 10981870.0388 | 2087412.32 | 1093896.1274 | 1092065.9033 | 1089190.258 | 1085855.3262 | 1082909.7342 | 1186750.3937 | 1186750.3937 | 1186750.3937 | 1186750.3937 | 1200000 | 1834674.87 | 867253.43 | 893526.11 | 10714019.55 | 2087412.32 | 1121243.5306 | 1147351.7397 | 1172938.7777 | 1198581.1064 | 1225212.9671 | 1376266.6206 | 1410673.2861 | 1445940.1183 | 1482088.6212 | 1536101.453 | 5443917.3492 | 11390918.9239 | 5865328.1215 | 13116398.2208 | 290 | 4350 | 29.12% | DS | DS409s | Repex | Std | Std | Distribution lines and cables
DS410 | Capital works for compliance to NSW Maritime Waterways - crossing codes | Program - Short Term Need | 796287.7935 | 0 | 0 | 0 | 0 | 0 | 0 | 0 | 0 | 0 | 0 | 0 | 0 | 0 | 0 | 721397.44 | 0 | 0 | 0 | 0 | 0 | 0 | 0 | 0 | 0 | 0 | 0 | 0 | 0 | 0 | 0 | 0 | 0 | 0 |  | 3200 | 54.01% | DS | DS410s | Repex | Std | Std | Distribution lines and cables
DS411 | Capital works for compliance to NSW Maritime Waterways - signage replacement and drawings update | Program - Short Term Need | 331360.3801 | 1290.0719 | 42149.7932 | 0 | 0 | 0 | 0 | 0 | 0 | 0 | 0 | 0 | 0 | 0 | 0 | 300196.15 | 1197.96 | 40118.78 | 0 | 0 | 0 | 0 | 0 | 0 | 0 | 0 | 0 | 0 | 0 | 0 | 0 | 0 | 0 | 0 |  | 3200 | 54.01% | DS | DS411s | Repex | Std | Std | Distribution lines and cables
DS413 | Low mains remediation | Program - Short Term Need | 2745546.266 | 5302978.9402 | 2864226.1463 | 2148731.8027 | 2293431.29 | 1623361.8329 | 1620645.747 | 1616378.2368 | 1611429.1371 | 1607057.8248 | 964234.6949 | 964234.6949 | 964234.6949 | 964234.6949 | 975000 | 2487329.41 | 4924343.12 | 2726211.68 | 2096323.71 | 2293431.29 | 1663945.8787 | 1702690.9379 | 1740662.5696 | 1778716.2539 | 1818238.4215 | 1118216.6292 | 1146172.045 | 1174826.3461 | 1204197.0048 | 1248082.4306 | 8078872.7785 | 12910811.5579 | 8704254.0616 | 14595748.5173 | 230 | 3450 | 50.99% | DS | DS413s | Repex | Std | Std | Distribution lines and cables
DS414 | Copper distribution mains replacement | Program - Short Term Need | 0 | 0 | 0 | 774684.4425 | 4779336 | 0 | 957427.6413 | 954906.5276 | 951982.7518 | 949400.3149 | 949400.3149 | 949400.3149 | 949400.3149 | 949400.3149 | 960000 | 0 | 0 | 0 | 755789.7 | 4779336 | 0 | 1005897.4156 | 1028329.8873 | 1050810.833 | 1074159.3136 | 1101013.2965 | 1128538.6289 | 1156752.0946 | 1185670.897 | 1228881.1624 | 3813717.2356 | 8571318.4953 | 4159197.4496 | 9960053.529 | 260 | 3900 | 38.31% | DS | DS414s | Repex | Std | Std | Distribution lines and cables
DS414 | Copper distribution mains replacement | Program - Medium Term Need | 0 | 0 | 0 | 0 | 0 | 0 | 0 | 0 | 0 | 0 | 0 | 237350.0787 | 474700.1575 | 474700.1575 | 480000 | 0 | 0 | 0 | 0 | 0 | 0 | 0 | 0 | 0 | 0 | 0 | 282134.6572 | 578376.0473 | 592835.4485 | 614440.5812 | 0 | 1666750.3937 | 0 | 2067786.7342 | 260 | 2600 | 66.32% | DS | DS414m | Repex | Std | Std | Distribution lines and cables
DS414 | Copper distribution mains replacement | Program - Long Term Need | 0 | 0 | 0 | 0 | 0 | 0 | 0 | 0 | 0 | 0 | 0 | 0 | 237350.0787 | 474700.1575 | 480000 | 0 | 0 | 0 | 0 | 0 | 0 | 0 | 0 | 0 | 0 | 0 | 0 | 289188.0237 | 592835.4485 | 614440.5812 | 0 | 1192050.2362 | 0 | 1496464.0534 | 260 | 1300 | 92.24% | DS | DS414l | Repex | Std | Std | Distribution lines and cables
DS415 | LV mains replacement | Program - Short Term Need | 0 | 85174.8225 | 249.2713 | 0 | 0 | 965026.1726 | 963411.564 | 960874.6934 | 957932.644 | 955334.0669 | 949400.3149 | 949400.3149 | 949400.3149 | 949400.3149 | 960000 | 0 | 79093.29 | 237.26 | 0 | 0 | 989151.827 | 1012184.2745 | 1034756.9491 | 1057378.4008 | 1080872.8094 | 1101013.2965 | 1128538.6289 | 1156752.0946 | 1185670.897 | 1228881.1624 | 4802579.1409 | 9560180.4007 | 5174344.2606 | 10975200.3401 | 190 | 2850 | 65.73% | DS | DS415s | Repex | Std | Std | Distribution lines and cables
DS415 | LV mains replacement | Program - Medium Term Need | 0 | 0 | 0 | 0 | 0 | 133864.9142 | 133640.9416 | 133289.0361 | 132880.9258 | 132520.4606 | 133509.4193 | 133509.4193 | 133509.4193 | 133509.4193 | 135000 | 0 | 0 | 0 | 0 | 0 | 137211.5371 | 140406.5143 | 143537.7134 | 146675.6788 | 149934.7375 | 154829.9948 | 158700.7447 | 162668.2633 | 166734.9699 | 172811.4135 | 666196.2783 | 1335233.9555 | 717766.1811 | 1533511.5673 | 190 | 1900 | 80.21% | DS | DS415m | Repex | Std | Std | Distribution lines and cables
DS416 | Asbestos service fuse replacement | Program - Short Term Need | 0 | 0 | 69685.2351 | 27594.9578 | 86000 | 260736.8852 | 0 | 0 | 0 | 0 | 0 | 0 | 0 | 0 | 0 | 0 | 0 | 66327.41 | 26921.91 | 86000 | 267255.3073 | 0 | 0 | 0 | 0 | 0 | 0 | 0 | 0 | 0 | 260736.8852 | 260736.8852 | 267255.3073 | 267255.3073 | 200 | 3000 | 58.18% | DS | DS416s | Repex | Std | Std | Customer metering & load control
DS417 | Distribution access track reconstruction | Program - Short Term Need | 0 | 0 | 0 | 0 | 500000 | 439556.4347 | 1404227.2072 | 525198.5902 | 523590.5135 | 609198.5354 | 609198.5354 | 609198.5354 | 609198.5354 | 609198.5354 | 616000 | 0 | 0 | 0 | 0 | 500000 | 450545.3456 | 1475316.2096 | 565581.438 | 577945.9582 | 689252.2263 | 706483.5319 | 724145.6202 | 742249.2607 | 760805.4922 | 788532.0792 | 3501771.281 | 6554565.4227 | 3758641.1776 | 7480857.1619 | 290 | 4350 | 29.12% | DS | DS417s | Repex | Std | Std | Distribution lines and cables
DS417 | Distribution access track reconstruction | Program - Medium Term Need | 0 | 0 | 0 | 0 | 0 | 0 | 0 | 700264.7869 | 698120.6846 | 696226.8976 | 696226.8976 | 696226.8976 | 696226.8976 | 696226.8976 | 704000 | 0 | 0 | 0 | 0 | 0 | 0 | 0 | 754108.584 | 770594.6109 | 787716.83 | 807409.7508 | 827594.9945 | 848284.8694 | 869491.9911 | 901179.5191 | 2094612.3691 | 5583519.9596 | 2312420.0249 | 6566381.1498 | 290 | 2900 | 59.4% | DS | DS417m | Repex | Std | Std | Distribution lines and cables
DS417 | Distribution access track reconstruction | Program - Long Term Need | 0 | 0 | 0 | 0 | 0 | 0 | 0 | 0 | 0 | 0 | 0 | 0 | 217570.9055 | 217570.9055 | 220000 | 0 | 0 | 0 | 0 | 0 | 0 | 0 | 0 | 0 | 0 | 0 | 0 | 265089.0217 | 271716.2472 | 281618.5997 | 0 | 655141.811 | 0 | 818423.8686 | 290 | 1450 | 92.24% | DS | DS417l | Repex | Std | Std | Distribution lines and cables
DS418 | Pole top structure/hardware refurbishment (LV) | Program - Short Term Need | 0 | 0 | 0 | 227313.881 | 3923342.5 | 2607019.2044 | 2602657.3376 | 2595803.9788 | 2587856.0293 | 2580835.9707 | 2580835.9707 | 2580835.9707 | 2580835.9707 | 2580835.9707 | 2609650 | 0 | 0 | 0 | 221769.64 | 3923342.5 | 2672194.6845 | 2734416.8653 | 2795396.9691 | 2856508.8442 | 2919979.0134 | 2992978.4887 | 3067802.951 | 3144498.0247 | 3223110.4753 | 3340572.6308 | 12974172.5208 | 25907166.4037 | 13978496.3766 | 29747458.9471 | 330 | 4950 | 12.48% | DS | DS418s | Repex | Std | Std | Distribution lines and cables
DS420 | Future distribution feeder refurbishment works | Program - Short Term Need | 0 | 0 | 0 | 0 | 0 | 0 | 0 | 0 | 0 | 0 | 0 | 0 | 3461355.3149 | 7417189.9605 | 12000000 | 0 | 0 | 0 | 0 | 0 | 0 | 0 | 0 | 0 | 0 | 0 | 0 | 4217325.345 | 9263053.8827 | 15361014.5304 | 0 | 22878545.2754 | 0 | 28841393.7581 | 180 | 2700 | 66.09% | DS | DS420s | Repex | Std | Unallocated | Unallocated
DS420 | Future distribution feeder refurbishment works | Program - Medium Term Need | 0 | 0 | 0 | 0 | 0 | 0 | 0 | 0 | 0 | 0 | 0 | 0 | 494479.3307 | 890062.7953 | 1500000 | 0 | 0 | 0 | 0 | 0 | 0 | 0 | 0 | 0 | 0 | 0 | 0 | 602475.0493 | 1111566.4659 | 1920126.8163 | 0 | 2884542.126 | 0 | 3634168.3315 | 180 | 1800 | 81.87% | DS | DS420m | Repex | Std | Unallocated | Unallocated
DS420 | Future distribution feeder refurbishment works | Program - Long Term Need | 0 | 0 | 0 | 0 | 0 | 0 | 0 | 0 | 0 | 0 | 0 | 0 | 494479.3307 | 890062.7953 | 1500000 | 0 | 0 | 0 | 0 | 0 | 0 | 0 | 0 | 0 | 0 | 0 | 0 | 602475.0493 | 1111566.4659 | 1920126.8163 | 0 | 2884542.126 | 0 | 3634168.3315 | 180 | 900 | 97.42% | DS | DS420l | Repex | Std | Unallocated | Unallocated
DS421 | Pole top structure/hardware refurbishment (HV) | Program - Short Term Need | 0 | 0 | 0 | 195642.6315 | 3793027.469 | 3245155.2485 | 3239725.7008 | 3231194.8035 | 3221301.3857 | 3212562.9845 | 3212562.9845 | 3212562.9845 | 3212562.9845 | 3212562.9845 | 3248430 | 0 | 0 | 0 | 190870.86 | 3793027.469 | 3326284.1297 | 3403736.8144 | 3479643.3914 | 3555713.9942 | 3634720.145 | 3725588.1487 | 3818727.8524 | 3914196.0487 | 4012050.9499 | 4158265.0359 | 16149940.1229 | 32248622.0607 | 17400098.4747 | 37028926.5102 | 330 | 4950 | 12.48% | DS | DS421s | Repex | Std | Std | Distribution lines and cables
DU | Duct installation RMS road works | Program - Short Term Need | 0 | 0 | 0 | 79748.0237 | 700000 | 2150560.8257 | 2200636.463 | 2249713.0283 | 2298894.5564 | 2349975.4387 | 2349975.4387 | 2349975.4387 | 2349975.4387 | 2349975.4387 | 2558920 | 0 | 0 | 0 | 77802.95 | 700000 | 2204324.8464 | 2312043.6839 | 2422694.8691 | 2537549.4456 | 2658781.5115 | 2725251.0492 | 2793382.3255 | 2863216.8836 | 2934797.3057 | 3275633.9418 | 11249780.3122 | 23208602.0671 | 12135394.3565 | 26727675.8624 | 170 | 2550 | 68.28% | DU | DUs | Connections | Std | Std | Distribution lines and cables
EF001 | Distribution management system | Program - Short Term Need | 71964.5605 | 120698.9889 | 857741.8069 | 3065208.011 | 11928177.61 | 8576711.068 | 3607203.384 | 92367.3127 | 0 | 0 | 0 | 0 | 0 | 0 | 0 | 65196.34 | 112081.01 | 816411 | 2990446.84 | 11928177.61 | 8791128.8447 | 3789818.0553 | 99469.4931 | 0 | 0 | 0 | 0 | 0 | 0 | 0 | 12276281.7647 | 12276281.7647 | 12680416.3931 | 12680416.3931 | 260 | 3900 | 38.31% | EF | EF001s | Other | Std | Std | Communications
EF002 | Technology pilots | Program - Short Term Need | 254503.3787 | 449660.5157 | 435221.4062 | 610515.994 | 505504.11 | 499495.9486 | 498660.2298 | 1989388.5991 | 1983297.3995 | 1977917.3228 | 1977917.3228 | 1977917.3228 | 1977917.3228 | 1977917.3228 | 2000000 | 230567.5 | 417554.49 | 414250 | 595625.36 | 505504.11 | 511983.3473 | 523904.904 | 2142353.9318 | 2189189.2355 | 2237831.9034 | 2293777.701 | 2351122.1435 | 2409900.1971 | 2470147.7021 | 2560169.0884 | 6948759.4998 | 16860428.791 | 7605263.3221 | 19690380.1542 | 230 | 3450 | 50.99% | EF | EF002s | Other | Std | Std | Distribution lines and cables
EF003 | Battery energy storage system pilot | Program - Short Term Need | 0 | 1786.0877 | 95258.0675 | 615452.886 | 1639952.52 | 0 | 0 | 0 | 0 | 0 | 0 | 0 | 0 | 0 | 0 | 0 | 1658.56 | 90668 | 600441.84 | 1639952.52 | 0 | 0 | 0 | 0 | 0 | 0 | 0 | 0 | 0 | 0 | 0 | 0 | 0 | 0 |  | 3450 | 50.99% | EF | EF003s | Other | Std | Std | Substations
EH | Dist environmental enhancement program | Program - Short Term Need | 210327.5947 | 829.4427 | 0 | 0 | 0 | 0 | 0 | 0 | 0 | 0 | 0 | 0 | 0 | 0 | 0 | 190546.42 | 770.22 | 0 | 0 | 0 | 0 | 0 | 0 | 0 | 0 | 0 | 0 | 0 | 0 | 0 | 0 | 0 | 0 | 0 | 190 | 2850 | 65.73% | EH | EHs | Other | Std | Std | Distribution lines and cables
HVW | HV development works | Program - Short Term Need | 12168298.3099 | 3394168.4358 | 4034648.1366 | 6380732.8813 | 8536573.1465 | 6793988.0498 | 7084030.0563 | 6612099.0566 | 6222642.1984 | 5881433.0883 | 5933751.9684 | 5933751.9684 | 5933751.9684 | 5933751.9684 | 6000000 | 11023877.7 | 3151822.81 | 3840236.18 | 6225105.25 | 8536573.1465 | 6963837.751 | 7442659.0779 | 7120507.4856 | 6868632.6724 | 6654301.6997 | 6881333.1031 | 7053366.4306 | 7229700.5914 | 7410443.1062 | 7680507.2652 | 32594192.4494 | 62329200.323 | 35049938.6866 | 71305289.183 | 350 | 5250 | 4.683% | HV | HVWs | Augex | Std | Std | Distribution lines and cables
IC | Industrial & commercial | Program - Short Term Need | 5775111.8121 | 5057027.5673 | 4060823.4919 | 7644284.4112 | 10000000 | 7493881.7729 | 5318261.2172 | 4559765.2075 | 4285257.1421 | 4198676.4118 | 4198676.4118 | 4198676.4118 | 4198676.4118 | 4198676.4118 | 4245553 | 5231966.27 | 4695952.82 | 3865150.26 | 7457838.45 | 10000000 | 7681228.8172 | 5587498.1914 | 4910368.4042 | 4730122.0731 | 4750416.9756 | 4869177.4 | 4990906.8349 | 5115679.5058 | 5243571.4935 | 5434666.7769 | 25855841.7515 | 46896100.3987 | 27659634.4614 | 53313636.4725 | 200 | 3000 | 58.18% | IC | ICs | Connections | Std | Std | Distribution lines and cables
LV001 | Overloaded distribution sub uprates | Program - Short Term Need | 14341.9071 | 1327.0092 | 70682.0051 | 72865.7227 | 120000 | 79919.3518 | 79785.6368 | 79575.544 | 79331.896 | 79116.6929 | 79116.6929 | 79116.6929 | 79116.6929 | 79116.6929 | 80000 | 12993.06 | 1232.26 | 67276.15 | 71088.51 | 120000 | 81917.3356 | 83824.7846 | 85694.1573 | 87567.5694 | 89513.2761 | 91751.108 | 94044.8857 | 96396.0079 | 98805.9081 | 102406.7635 | 397729.1214 | 794195.893 | 428517.123 | 911921.7963 | 330 | 4950 | 12.48% | LV | LV001s | Augex | Std | Std | Low Voltage lines and cables
LV002 | Quality of supply reactive projects | Program - Short Term Need | 576163.1641 | 409913.495 | 399286.0389 | 347846.296 | 499406.74 | 499495.9486 | 498660.2298 | 497347.1498 | 495824.3499 | 494479.3307 | 494479.3307 | 494479.3307 | 494479.3307 | 494479.3307 | 500000 | 521975.39 | 380645.43 | 380046.2 | 339362.24 | 499406.74 | 511983.3473 | 523904.904 | 535588.483 | 547297.3089 | 559457.9759 | 573444.4253 | 587780.5359 | 602475.0493 | 617536.9255 | 640042.2721 | 2485807.0088 | 4963724.3316 | 2678232.019 | 5699511.227 | 300 | 4500 | 25.4% | LV | LV002s | Other | Std | Std | Low Voltage lines and cables
LV003 | LV planning reactive projects | Program - Short Term Need | 924859.7093 | 655911.2281 | 536572.9201 | 490499.769 | 998030.36 | 849143.1126 | 847722.3907 | 845490.1546 | 842901.3948 | 840614.8622 | 840614.8622 | 840614.8622 | 840614.8622 | 840614.8622 | 850000 | 837877.25 | 609078.78 | 510717.83 | 478536.36 | 998030.36 | 870371.6904 | 890638.3368 | 910500.421 | 930405.4251 | 951078.559 | 974855.5229 | 999226.911 | 1024207.5838 | 1049812.7734 | 1088071.8626 | 4225871.9149 | 8438331.3637 | 4552994.4322 | 9689169.0859 | 300 | 4500 | 25.4% | LV | LV003s | Other | Std | Std | Low Voltage lines and cables
LV003 | LV planning reactive projects | Program - Medium Term Need | 924859.7093 | 655911.2281 | 536572.9201 | 490499.769 | 998030.36 | 149848.7846 | 149598.069 | 149204.1449 | 148747.305 | 148343.7992 | 148343.7992 | 148343.7992 | 148343.7992 | 148343.7992 | 150000 | 837877.25 | 609078.78 | 510717.83 | 478536.36 | 998030.36 | 153595.0042 | 157171.4712 | 160676.5449 | 164189.1927 | 167837.3928 | 172033.3276 | 176334.1608 | 180742.5148 | 185261.0777 | 192012.6816 | 745742.1026 | 1489117.2995 | 803469.6057 | 1709853.3681 | 300 | 3000 | 58.18% | LV | LV003m | Other | Std | Std | Low Voltage lines and cables
LV004 | Low voltage system augmentations | Program - Short Term Need | 152582.4732 | 141871.197 | 188004.8786 | 147599.1287 | 2498.02 | 0 | 0 | 0 | 0 | 0 | 0 | 0 | 0 | 0 | 0 | 138232.19 | 131741.51 | 178945.75 | 143999.15 | 2498.02 | 0 | 0 | 0 | 0 | 0 | 0 | 0 | 0 | 0 | 0 | 0 | 0 | 0 | 0 |  | 1200 | 94.52% | LV | LV004s | Other | Std | Std | Low Voltage lines and cables
LV005 | Dsub monitoring & LV feeder monitoring for solar PV | Program - Short Term Need | 86854.1023 | 100479.7105 | 117966.9592 | 114432.6912 | 232429.45 | 249747.9743 | 249330.1149 | 248673.5749 | 247912.1749 | 247239.6654 | 247239.6654 | 247239.6654 | 247239.6654 | 247239.6654 | 250000 | 78685.53 | 93305.4 | 112282.65 | 111641.65 | 232429.45 | 255991.6736 | 261952.452 | 267794.2415 | 273648.6544 | 279728.9879 | 286722.2126 | 293890.2679 | 301237.5246 | 308768.4628 | 320021.136 | 1242903.5044 | 2481862.1658 | 1339116.0095 | 2849755.6135 | 250 | 3750 | 38.41% | LV | LV005s | Other | Std | Std | Low Voltage lines and cables
MC101 | Meters - Growth | Program - Short Term Need | 1622994.3303 | 1432903.9243 | 1841402.5329 | 670296.5053 | 0 | 0 | 0 | 0 | 0 | 0 | 0 | 0 | 0 | 0 | 0 | 1470352.76 | 1330593.74 | 1752673.44 | 653947.81 | 0 | 0 | 0 | 0 | 0 | 0 | 0 | 0 | 0 | 0 | 0 | 0 | 0 | 0 | 0 |  | 1050 | 95.96% | MC | MC101s | Other | Alt | Alt | Metering & Load control
MC102 | Relays - growth | Program - Short Term Need | 176447.504 | 139050.0667 | 35066.427 | 95056.1015 | 2847.56 | 0 | 0 | 0 | 0 | 0 | 0 | 0 | 0 | 0 | 0 | 159852.73 | 129121.81 | 33376.73 | 92737.66 | 2847.56 | 0 | 0 | 0 | 0 | 0 | 0 | 0 | 0 | 0 | 0 | 0 | 0 | 0 | 0 |  | 1050 | 95.96% | MC | MC102s | Other | Std | Std | Customer metering & load control
MC104 | Meters - renewal | Program - Short Term Need | 726964.856 | 711086.3223 | 185696.5504 | 189086.752 | 25000 | 59939.5138 | 59839.2276 | 9946.943 | 9916.487 | 9889.5866 | 9889.5866 | 9889.5866 | 9889.5866 | 9889.5866 | 10000 | 658594.28 | 660314.34 | 176748.65 | 184474.88 | 25000 | 61438.0017 | 62868.5885 | 10711.7697 | 10945.9462 | 11189.1595 | 11468.8885 | 11755.6107 | 12049.501 | 12350.7385 | 12800.8454 | 149531.758 | 199090.1045 | 157153.4655 | 217579.0497 | 50 | 750 | 99.19% | MC | MC104s | Other | Alt | Alt | Metering & Load control
MC105 | Relays - renewal | Program - Short Term Need | 121831.9128 | 204684.4288 | 194050.6791 | 259200.073 | 100000 | 399596.7589 | 398928.1839 | 397877.7198 | 396659.4799 | 395583.4646 | 395583.4646 | 395583.4646 | 395583.4646 | 395583.4646 | 400000 | 110373.7 | 190069.84 | 184700.23 | 252878.12 | 100000 | 409586.6778 | 419123.9232 | 428470.7864 | 437837.8471 | 447566.3807 | 458755.5402 | 470224.4287 | 481980.0394 | 494029.5404 | 512033.8177 | 1988645.607 | 3970979.4652 | 2142585.6152 | 4559608.9816 | 100 | 1500 | 92.24% | MC | MC105s | Other | Std | Std | Customer metering & load control
MC105 | Relays - renewal | Program - Medium Term Need | 121831.9128 | 204684.4288 | 194050.6791 | 259200.073 | 100000 | 557021.898 | 505825.9773 | 454362.4303 | 402992.1485 | 352056.427 | 302213.8994 | 252371.3718 | 202528.8443 | 152686.3167 | 103992 | 110373.7 | 190069.84 | 184700.23 | 252878.12 | 100000 | 570947.4454 | 531433.4174 | 489298.6416 | 444827.9283 | 398319.5329 | 350475.47 | 299990.2543 | 246761.7307 | 190684.2869 | 133118.5519 | 2272258.8811 | 3286051.3134 | 2434826.9657 | 3655857.2596 | 100 | 1000 | 97.42% | MC | MC105m | Other | Std | Std | Customer metering & load control
MC106 | Labour (meter/relay renewal) | Program - Short Term Need | 890291.6121 | 288277.342 | 64185.0241 | 3437.2042 | 0 | 0 | 0 | 0 | 0 | 0 | 0 | 0 | 0 | 0 | 0 | 806560.26 | 267694.17 | 61092.23 | 3353.37 | 0 | 0 | 0 | 0 | 0 | 0 | 0 | 0 | 0 | 0 | 0 | 0 | 0 | 0 | 0 |  | 4950 | 12.48% | MC | MC106s | Other | Alt | Alt | Metering & load control
MC107 | Test equipment | Program - Short Term Need | 0 | 0 | 0 | 0 | 80000 | 119879.0277 | 79785.6368 | 119363.3159 | 79331.896 | 118675.0394 | 84061.4862 | 118675.0394 | 84061.4862 | 118675.0394 | 85000 | 0 | 0 | 0 | 0 | 80000 | 122876.0033 | 83824.7846 | 128541.2359 | 87567.5694 | 134269.9142 | 97485.5523 | 141067.3286 | 102420.7584 | 148208.8621 | 108807.1863 | 517034.9157 | 1007507.9669 | 557079.5075 | 1155069.1952 | 50 | 750 | 99.19% | MC | MC107s | Other | Alt | Alt | Metering & Load control
MC108 | Smart metering pilot | Program - Short Term Need | 17797.2609 | 0 | 0 | 0 | 0 | 0 | 0 | 0 | 0 | 0 | 0 | 0 | 0 | 0 | 0 | 16123.44 | 0 | 0 | 0 | 0 | 0 | 0 | 0 | 0 | 0 | 0 | 0 | 0 | 0 | 0 | 0 | 0 | 0 | 0 |  | 4950 | 12.48% | MC | MC108s | Other | Alt | Unallocated | Unallocated
MC109 | Demand management technology | Program - Short Term Need | 0 | 0 | 0 | 13940 | 508000 | 1398588.656 | 747990.3448 | 746020.7247 | 743736.5248 | 741718.9961 | 741718.9961 | 741718.9961 | 741718.9961 | 741718.9961 | 750000 | 0 | 0 | 0 | 13600 | 508000 | 1433553.3724 | 785857.356 | 803382.7244 | 820945.9633 | 839186.9638 | 860166.6379 | 881670.8038 | 903712.5739 | 926305.3883 | 960063.4081 | 4378055.2463 | 8094931.2305 | 4682926.3799 | 9214845.192 | 80 | 1200 | 94.52% | MC | MC109s | Other | Std | Std | Distribution lines and cables
MC110 | Labour meter renewal | Program - Short Term Need | 0 | 721362.1311 | 115837.4158 | 150762.6785 | 0 | 0 | 0 | 0 | 0 | 0 | 0 | 0 | 0 | 0 | 0 | 0 | 669856.45 | 110255.72 | 147085.54 | 0 | 0 | 0 | 0 | 0 | 0 | 0 | 0 | 0 | 0 | 0 | 0 | 0 | 0 | 0 |  | 4950 | 12.48% | MC | MC110s | Other | Alt | Alt | Metering & load control
MC111 | Labour relay renewal | Program - Short Term Need | 0 | 12755.6402 | 3192.9334 | 0 | 0 | 0 | 0 | 0 | 0 | 0 | 0 | 0 | 0 | 0 | 0 | 0 | 11844.88 | 3039.08 | 0 | 0 | 0 | 0 | 0 | 0 | 0 | 0 | 0 | 0 | 0 | 0 | 0 | 0 | 0 | 0 |  | 4950 | 12.48% | MC | MC111s | Other | Std | Unallocated | Unallocated
MC112 | Neutral integrity monitoring | Program - Short Term Need | 0 | 3834.2152 | 853508.4605 | 90792.0092 | 0 | 0 | 0 | 0 | 0 | 0 | 0 | 0 | 0 | 0 | 0 | 0 | 3560.45 | 812381.64 | 88577.57 | 0 | 0 | 0 | 0 | 0 | 0 | 0 | 0 | 0 | 0 | 0 | 0 | 0 | 0 | 0 |  | 3600 | 42.43% | MC | MC112s | Other | Std | Std | Customer metering & load control
NU | Non urban extension | Program - Short Term Need | 920344.9711 | 677445.4545 | 675453.7781 | 1023878.3425 | 850000 | 1018312.4004 | 741130.7746 | 658294.6556 | 626418.5337 | 612577.8072 | 612577.8072 | 612577.8072 | 612577.8072 | 612577.8072 | 619417 | 833787.12 | 629075.45 | 642906.63 | 998905.7 | 850000 | 1043770.2104 | 778650.5201 | 708911.3431 | 691448.8525 | 693075.5621 | 710402.4511 | 728162.5124 | 746366.5752 | 765025.7396 | 792906.1281 | 3656734.1716 | 6726462.4003 | 3915856.4882 | 7658719.8946 | 120 | 1800 | 81.87% | NU | NUs | Connections | Std | Std | Distribution lines and cables
OFP | Overloaded feeders (compliance) | Program - Short Term Need | 1876478.5254 | 35310.5759 | 0 | 0 | 0 | 0 | 0 | 0 | 0 | 0 | 0 | 0 | 0 | 0 | 0 | 1699996.93 | 32789.38 | 0 | 0 | 0 | 0 | 0 | 0 | 0 | 0 | 0 | 0 | 0 | 0 | 0 | 0 | 0 | 0 | 0 |  | 3200 | 54.01% | OF | OFPs | Augex | Std | Std | Distribution lines and cables
PF | Power factor | Program - Short Term Need | 3231.2687 | 68.781 | 0 | 0 | 0 | 0 | 0 | 0 | 0 | 0 | 0 | 0 | 0 | 0 | 0 | 2927.37 | 63.87 | 0 | 0 | 0 | 0 | 0 | 0 | 0 | 0 | 0 | 0 | 0 | 0 | 0 | 0 | 0 | 0 | 0 |  | 4950 | 12.48% | PF | PFs | Other | Std | Unallocated | Unallocated
PQ001 | Permanent power quality monitoring | Program - Short Term Need | 423335.523 | 238308.454 | 321265.6493 | 542551.3497 | 428055.67 | 99899.1897 | 99732.046 | 99469.43 | 99164.87 | 98895.8661 | 98895.8661 | 98895.8661 | 98895.8661 | 98895.8661 | 100000 | 383521.09 | 221293.09 | 305785.27 | 529318.39 | 428055.67 | 102396.6695 | 104780.9808 | 107117.6966 | 109459.4618 | 111891.5952 | 114688.8851 | 117556.1072 | 120495.0099 | 123507.3851 | 128008.4544 | 497161.4018 | 992744.8663 | 535646.4038 | 1139902.2454 | 300 | 4500 | 25.4% | PQ | PQ001s | Other | Std | Std | Substations
PQ003 | PQ surveying | Program - Short Term Need | 66245.8825 | 0 | 0 | 0 | 0 | 0 | 0 | 0 | 0 | 0 | 0 | 0 | 0 | 0 | 0 | 60015.5 | 0 | 0 | 0 | 0 | 0 | 0 | 0 | 0 | 0 | 0 | 0 | 0 | 0 | 0 | 0 | 0 | 0 | 0 |  | 3600 | 42.43% | PQ | PQ003s | Other | Std | Std | Substations
PQ004 | Power quality monitoring replacement | Program - Short Term Need | 0 | 0 | 0 | 14024.8392 | 363621.62 | 342054.8256 | 616044.8479 | 868666.5318 | 939686.3079 | 1349471.6739 | 1285211.118 | 1413732.2298 | 1413732.2298 | 1156690.0062 | 1169604 | 0 | 0 | 0 | 13682.77 | 363621.62 | 350606.1962 | 647232.1184 | 935458.8443 | 1037237.8598 | 1526803.3349 | 1490450.8746 | 1680483.3611 | 1722495.4451 | 1444547.3165 | 1497192.0032 | 4115924.1871 | 10554893.771 | 4497338.3536 | 12332507.3541 | 200 | 3000 | 58.18% | PQ | PQ004s | Other | Std | Std | Substations
PR017 | Werrington ZS rebuild to 132kV | Major Project - Committed Project | 0 | 36624.5117 | 0 | 0 | 0 | 0 | 0 | 0 | 0 | 0 | 0 | 0 | 0 | 0 | 0 | 0 | 34009.5 | 0 | 0 | 0 | 0 | 0 | 0 | 0 | 0 | 0 | 0 | 0 | 0 | 0 | 0 | 0 | 0 | 0 |  | 4950 | 12.48% | PR | PR017 | Augex | Std | Unallocated | Unallocated
PR035 | Baulkham Hills TS 11kV supply | Major Project - Committed Project | 3253.7424 | 0 | 0 | 0 | 0 | 0 | 0 | 0 | 0 | 0 | 0 | 0 | 0 | 0 | 0 | 2947.73 | 0 | 0 | 0 | 0 | 0 | 0 | 0 | 0 | 0 | 0 | 0 | 0 | 0 | 0 | 0 | 0 | 0 | 0 |  | 4950 | 12.48% | PR | PR035 | Augex | Std | Unallocated | Unallocated
PR044 | West Liverpool ZS (Hoxton Park ZS rebuild) | Major Project - Committed Project | 29186.6783 | 0 | 0 | 0 | 0 | 0 | 0 | 0 | 0 | 0 | 0 | 0 | 0 | 0 | 0 | 26441.69 | 0 | 0 | 0 | 0 | 0 | 0 | 0 | 0 | 0 | 0 | 0 | 0 | 0 | 0 | 0 | 0 | 0 | 0 |  | 6450 | 0% | PR | PR044 | Augex | Std | Std | Substations
PR052 | Penrith TS transformer and busbar augment | Major Project - Committed Project | 1410939.2795 | 873709.5032 | 117052.9889 | 0 | 0 | 0 | 0 | 0 | 0 | 0 | 0 | 0 | 0 | 0 | 0 | 1278241.35 | 811326.13 | 111412.72 | 0 | 0 | 0 | 0 | 0 | 0 | 0 | 0 | 0 | 0 | 0 | 0 | 0 | 0 | 0 | 0 |  | 6150 | 0% | PR | PR052 | Augex | Std | Std | Substations
PR054 | Quakers Hill ZS augment (132kV bar + 1st 132/11kV tfr) | Major Project - Committed Project | 17844.9125 | 0 | 0 | 0 | 0 | 0 | 0 | 0 | 0 | 0 | 0 | 0 | 0 | 0 | 0 | 16166.61 | 0 | 0 | 0 | 0 | 0 | 0 | 0 | 0 | 0 | 0 | 0 | 0 | 0 | 0 | 0 | 0 | 0 | 0 |  | 4950 | 12.48% | PR | PR054 | Augex | Std | Std | Sub-transmission lines and cables
PR059 | ELTS 132kV busbar & substation works | Major Project - Committed Project | 144285.785 | 0 | 0 | 0 | 0 | 0 | 0 | 0 | 0 | 0 | 0 | 0 | 0 | 0 | 0 | 130715.8 | 0 | 0 | 0 | 0 | 0 | 0 | 0 | 0 | 0 | 0 | 0 | 0 | 0 | 0 | 0 | 0 | 0 | 0 |  | 4950 | 12.48% | PR | PR059 | Augex | Std | Std | Substations
PR060 | WLTS-ELTS first 132kV cable links | Major Project - Committed Project | 621251.8896 | 59161.6356 | 0 | 0 | 0 | 0 | 0 | 0 | 0 | 0 | 0 | 0 | 0 | 0 | 0 | 562823.55 | 54937.46 | 0 | 0 | 0 | 0 | 0 | 0 | 0 | 0 | 0 | 0 | 0 | 0 | 0 | 0 | 0 | 0 | 0 |  | 4950 | 12.48% | PR | PR060 | Augex | Std | Std | Sub-transmission lines and cables
PR061 | Russell Vale ZS augment | Major Project - Committed Project | 673645.8145 | 226552.8359 | 0 | 0 | 0 | 0 | 0 | 0 | 0 | 0 | 0 | 0 | 0 | 0 | 0 | 610289.86 | 210376.83 | 0 | 0 | 0 | 0 | 0 | 0 | 0 | 0 | 0 | 0 | 0 | 0 | 0 | 0 | 0 | 0 | 0 |  | 5325 | 1.963% | PR | PR061 | Augex | Std | Std | Substations
PR070 | Caddens ZS establishment and feeders | Major Project - Committed Project | 251312.8406 | 121973.7043 | 0 | 0 | 0 | 0 | 0 | 0 | 0 | 0 | 0 | 0 | 0 | 0 | 0 | 227677.03 | 113264.71 | 0 | 0 | 0 | 0 | 0 | 0 | 0 | 0 | 0 | 0 | 0 | 0 | 0 | 0 | 0 | 0 | 0 |  | 4950 | 12.48% | PR | PR070 | Augex | Std | Std | Substations
PR073 | Campbelltown 66kV busbar & line to Ambarvale | Major Project - Committed Project | 475.2135 | 0 | 0 | 0 | 0 | 0 | 0 | 0 | 0 | 0 | 0 | 0 | 0 | 0 | 0 | 430.52 | 0 | 0 | 0 | 0 | 0 | 0 | 0 | 0 | 0 | 0 | 0 | 0 | 0 | 0 | 0 | 0 | 0 | 0 |  | 4950 | 12.48% | PR | PR073 | Augex | Std | Unallocated | Unallocated
PR081 | Collimore Park ZS establishment | Major Project - Future/Planning Stage | 0 | 0 | 0 | 0 | 0 | 0 | 0 | 0 | 0 | 0 | 0 | 0 | 4148879.3763 | 12446638.1289 | 11187200 | 0 | 0 | 0 | 0 | 0 | 0 | 0 | 0 | 0 | 0 | 0 | 0 | 5055006.6535 | 15544145.4595 | 14320561.8128 | 0 | 27782717.5052 | 0 | 34919713.9259 | 210 | 1050 | 95.96% | PR | PR081 | Augex | Std | Unallocated | Unallocated
PR090 | Doonside 132kV/11kV ZS rebuild | Major Project - Committed Project | 1327579.2085 | 1114596.1518 | 149280.5221 | 724.1727 | 51000 | 0 | 0 | 0 | 0 | 0 | 0 | 0 | 0 | 0 | 0 | 1202721.24 | 1035013.33 | 142087.35 | 706.51 | 51000 | 0 | 0 | 0 | 0 | 0 | 0 | 0 | 0 | 0 | 0 | 0 | 0 | 0 | 0 |  | 6750 | 0% | PR | PR090 | Augex | Std | Std | Substations
PR091 | West Parramatta CBD 132kV/11kV ZS establishment | Major Project - Committed Project | 4400455.4143 | 1014795.2055 | 88776.4572 | 0 | 0 | 0 | 0 | 0 | 0 | 0 | 0 | 0 | 0 | 0 | 0 | 3986595.42 | 942338.23 | 84498.71 | 0 | 0 | 0 | 0 | 0 | 0 | 0 | 0 | 0 | 0 | 0 | 0 | 0 | 0 | 0 | 0 |  | 5850 | 1.663% | PR | PR091 | Augex | Std | Std | Substations
PR096 | Berry ZS LDC CT's | Major Project - Committed Project | 4939.7945 | 0 | 0 | 0 | 0 | 0 | 0 | 0 | 0 | 0 | 0 | 0 | 0 | 0 | 0 | 4475.21 | 0 | 0 | 0 | 0 | 0 | 0 | 0 | 0 | 0 | 0 | 0 | 0 | 0 | 0 | 0 | 0 | 0 | 0 |  | 4950 | 12.48% | PR | PR096 | Augex | Std | Unallocated | Unallocated
PR102 | Kemps Creek/Luddenham capacity uprate | Major Project - Committed Project | 979194.932 | 5375.1165 | 0 | 0 | 0 | 0 | 0 | 0 | 0 | 0 | 0 | 0 | 0 | 0 | 0 | 887102.28 | 4991.33 | 0 | 0 | 0 | 0 | 0 | 0 | 0 | 0 | 0 | 0 | 0 | 0 | 0 | 0 | 0 | 0 | 0 |  | 4500 | 25.4% | PR | PR102 | Augex | Std | Std | Sub-transmission lines and cables
PR110 | Edmondson Park ZS establishment | Major Project - Committed Project | 9511670.8172 | 3578837.4092 | 145433.9949 | 1620019.9312 | 3153918 | 1764073.8375 | 5097.3049 | 0 | 0 | 0 | 0 | 0 | 0 | 0 | 0 | 8617104.31 | 3323306.31 | 138426.17 | 1580507.25 | 3153918 | 1808175.6835 | 5355.3559 | 0 | 0 | 0 | 0 | 0 | 0 | 0 | 0 | 1769171.1424 | 1769171.1424 | 1813531.0394 | 1813531.0394 | 170 | 2550 | 68.28% | PR | PR110 | Augex | Std | Std | Substations
PR113 | Augment feeder 308 Nepean to Douglas Park | Major Project - Committed Project | 3197.9226 | 0 | 0 | 9178.3215 | 99996 | 1311926.1089 | 3929193.281 | 3483419.437 | 0 | 0 | 0 | 0 | 0 | 0 | 0 | 2897.16 | 0 | 0 | 8954.46 | 99996 | 1344724.2617 | 4128108.6909 | 3751261.7347 | 0 | 0 | 0 | 0 | 0 | 0 | 0 | 8724538.827 | 8724538.827 | 9224094.6872 | 9224094.6872 | 340 | 5100 | 9.229% | PR | PR113 | Augex | Std | Std | Sub-transmission lines and cables
PR123 | Connection works associated with Tomerong/Bamarang BSP | Major Project - Committed Project | 827423.4301 | 3168.826 | 0 | 0 | 0 | 0 | 0 | 0 | 0 | 0 | 0 | 0 | 0 | 0 | 0 | 749604.79 | 2942.57 | 0 | 0 | 0 | 0 | 0 | 0 | 0 | 0 | 0 | 0 | 0 | 0 | 0 | 0 | 0 | 0 | 0 |  | 4950 | 12.48% | PR | PR123 | Augex | Std | Std | Sub-transmission lines and cables
PR126 | Chipping Norton 33/11kV ZS establishment | Major Project - Committed Project | 1072924.8393 | 167.155 | 0 | 0 | 0 | 0 | 0 | 0 | 0 | 0 | 0 | 0 | 0 | 0 | 0 | 972016.95 | 155.22 | 0 | 0 | 0 | 0 | 0 | 0 | 0 | 0 | 0 | 0 | 0 | 0 | 0 | 0 | 0 | 0 | 0 |  | 4950 | 12.48% | PR | PR126 | Augex | Std | Std | Substations
PR128 | Nepean ZS establishment | Major Project - Committed Project | 355952.5255 | 259765.3489 | 16319.8834 | 7984.0325 | 0 | 0 | 0 | 0 | 0 | 0 | 0 | 0 | 0 | 0 | 0 | 322475.42 | 241217.95 | 15533.5 | 7789.3 | 0 | 0 | 0 | 0 | 0 | 0 | 0 | 0 | 0 | 0 | 0 | 0 | 0 | 0 | 0 |  | 3750 | 38.41% | PR | PR128 | Augex | Std | Std | Substations
PR144 | Sherwood ZS augment | Major Project - Committed Project | 31865.0582 | 3165.8646 | 0 | 0 | 0 | 0 | 0 | 0 | 0 | 0 | 0 | 0 | 0 | 0 | 0 | 28868.17 | 2939.82 | 0 | 0 | 0 | 0 | 0 | 0 | 0 | 0 | 0 | 0 | 0 | 0 | 0 | 0 | 0 | 0 | 0 |  | 4950 | 12.48% | PR | PR144 | Augex | Std | Std | Substations
PR148 | Dapto ZS 3rd transformer & 33kV bus section CB's | Major Project - Committed Project | 17432.1086 | -158.206 | 1670.126 | 0 | 0 | 0 | 0 | 0 | 0 | 0 | 0 | 0 | 0 | 0 | 0 | 15792.63 | -146.91 | 1589.65 | 0 | 0 | 0 | 0 | 0 | 0 | 0 | 0 | 0 | 0 | 0 | 0 | 0 | 0 | 0 | 0 |  | 4950 | 12.48% | PR | PR148 | Augex | Std | Std | Transformers
PR149 | Gerringong ZS augment | Major Project - Committed Project | 82887.4955 | 82461.7796 | 4419.1284 | 0 | 0 | 0 | 0 | 0 | 0 | 0 | 0 | 0 | 0 | 0 | 0 | 75091.98 | 76573.96 | 4206.19 | 0 | 0 | 0 | 0 | 0 | 0 | 0 | 0 | 0 | 0 | 0 | 0 | 0 | 0 | 0 | 0 |  | 4950 | 12.48% | PR | PR149 | Augex | Std | Std | Substations
PR157 | Richmond ZS rebuild | Major Project - Committed Project | 3237660.8117 | 1327392.6254 | 328164.757 | 11571.7887 | 0 | 0 | 0 | 0 | 0 | 0 | 0 | 0 | 0 | 0 | 0 | 2933160.9 | 1232616.01 | 312351.94 | 11289.55 | 0 | 0 | 0 | 0 | 0 | 0 | 0 | 0 | 0 | 0 | 0 | 0 | 0 | 0 | 0 |  | 6450 | 0% | PR | PR157 | Augex | Std | Std | Substations
PR170 | Holsworthy 33/11kV ZS establishment | Major Project - Future/Planning Stage | 0 | 0 | 0 | 0 | 0 | 0 | 0 | 0 | 0 | 0 | 0 | 0 | 4155999.8787 | 8311999.7573 | 8404800 | 0 | 0 | 0 | 0 | 0 | 0 | 0 | 0 | 0 | 0 | 0 | 0 | 5063682.2942 | 10380548.7031 | 10758854.5771 | 0 | 20872799.636 | 0 | 26203085.5744 | 40 | 200 | 100% | PR | PR170 | Augex | Std | Std | Substations
PR172 | Parklea ZS 3rd transformer | Major Project - Committed Project | 98673.7749 | 0 | 0 | 0 | 0 | 0 | 0 | 0 | 0 | 0 | 0 | 0 | 0 | 0 | 0 | 89393.57 | 0 | 0 | 0 | 0 | 0 | 0 | 0 | 0 | 0 | 0 | 0 | 0 | 0 | 0 | 0 | 0 | 0 | 0 |  | 4950 | 12.48% | PR | PR172 | Augex | Std | Std | Transformers
PR176 | Cheriton Av 132/11kV ZS establishment | Major Project - Committed Project | 10491.4987 | 5861.2249 | 0 | 0 | 0 | 0 | 0 | 0 | 0 | 0 | 0 | 0 | 0 | 0 | 0 | 9504.78 | 5442.73 | 0 | 0 | 0 | 0 | 0 | 0 | 0 | 0 | 0 | 0 | 0 | 0 | 0 | 0 | 0 | 0 | 0 |  | 4950 | 12.48% | PR | PR176 | Augex | Std | Std | Substations
PR183 | Schofields ZS establishment | Major Project - Committed Project | 10155.9616 | 0 | 0 | 0 | 0 | 0 | 0 | 0 | 0 | 0 | 0 | 0 | 0 | 0 | 0 | 9200.8 | 0 | 0 | 0 | 0 | 0 | 0 | 0 | 0 | 0 | 0 | 0 | 0 | 0 | 0 | 0 | 0 | 0 | 0 |  | 4950 | 12.48% | PR | PR183 | Augex | Std | Unallocated | Unallocated
PR184 | Box Hill 22kV conversion | Major Project - Committed Project | 0 | 141890.7965 | 3822125.6629 | 49457.5415 | 195.82 | 0 | 0 | 0 | 0 | 0 | 0 | 0 | 0 | 0 | 0 | 0 | 131759.71 | 3637954.23 | 48251.26 | 195.82 | 0 | 0 | 0 | 0 | 0 | 0 | 0 | 0 | 0 | 0 | 0 | 0 | 0 | 0 |  | 3750 | 38.41% | PR | PR184 | Augex | Std | Std | Substations
PR186 | Glenorie ZS establishment | Major Project - Committed Project | 789961.6432 | 53119.5146 | 0 | 0 | 0 | 0 | 0 | 0 | 0 | 0 | 0 | 0 | 0 | 0 | 0 | 715666.26 | 49326.75 | 0 | 0 | 0 | 0 | 0 | 0 | 0 | 0 | 0 | 0 | 0 | 0 | 0 | 0 | 0 | 0 | 0 |  | 4950 | 12.48% | PR | PR186 | Augex | Std | Std | Substations
PR190 | Eschol Park ZS establishment | Major Project - Future/Planning Stage | 0 | 0 | 0 | 0 | 0 | 0 | 0 | 0 | 0 | 0 | 0 | 4380295.7031 | 8760591.4061 | 8760591.4061 | 0 | 0 | 0 | 0 | 0 | 0 | 0 | 0 | 0 | 0 | 0 | 0 | 5206795.0991 | 10673929.9531 | 10940778.202 | 0 | 0 | 21901478.5154 | 0 | 26821503.2542 | 80 | 400 | 99.71% | PR | PR190 | Augex | Std | Std | Distribution lines and cables
PR192 | Feeder 7158 augment from Albion Park to Warilla | Major Project - Committed Project | 11640.8659 | 0 | 0 | 0 | 0 | 0 | 0 | 0 | 0 | 0 | 0 | 0 | 0 | 0 | 0 | 10546.05 | 0 | 0 | 0 | 0 | 0 | 0 | 0 | 0 | 0 | 0 | 0 | 0 | 0 | 0 | 0 | 0 | 0 | 0 |  | 4950 | 12.48% | PR | PR192 | Augex | Std | Unallocated | Unallocated
PR200 | Cordeaux/Figtree 33/11kV ZS establishment | Major Project - Committed Project | 37293.0912 | 0 | 0 | 0 | 0 | 0 | 0 | 0 | 0 | 0 | 0 | 0 | 0 | 0 | 0 | 33785.7 | 0 | 0 | 0 | 0 | 0 | 0 | 0 | 0 | 0 | 0 | 0 | 0 | 0 | 0 | 0 | 0 | 0 | 0 |  | 4950 | 12.48% | PR | PR200 | Augex | Std | Std | Substations
PR204 | Canley Vale subtransmission network upgrade | Major Project - Committed Project | 1113803.6004 | 0 | 0 | 0 | 0 | 0 | 0 | 0 | 0 | 0 | 0 | 0 | 0 | 0 | 0 | 1009051.09 | 0 | 0 | 0 | 0 | 0 | 0 | 0 | 0 | 0 | 0 | 0 | 0 | 0 | 0 | 0 | 0 | 0 | 0 |  | 5400 | 1.963% | PR | PR204 | Augex | Std | Std | Sub-transmission lines and cables
PR206 | Cawdor 66/11kV ZS establishment | Major Project - Committed Project | 49734.9279 | 4596.4276 | 0 | 0 | 0 | 0 | 0 | 0 | 0 | 0 | 0 | 0 | 0 | 0 | 0 | 45057.39 | 4268.24 | 0 | 0 | 0 | 0 | 0 | 0 | 0 | 0 | 0 | 0 | 0 | 0 | 0 | 0 | 0 | 0 | 0 |  | 4950 | 12.48% | PR | PR206 | Augex | Std | Std | Substations
PR208 | Abbotsbury 132/11kV ZS establishment | Major Project - Committed Project | 2482470.6543 | 605390.2397 | 4097.4375 | 0 | 0 | 0 | 0 | 0 | 0 | 0 | 0 | 0 | 0 | 0 | 0 | 2248995.89 | 562165.02 | 3900 | 0 | 0 | 0 | 0 | 0 | 0 | 0 | 0 | 0 | 0 | 0 | 0 | 0 | 0 | 0 | 0 |  | 5700 | 1.663% | PR | PR208 | Augex | Std | Std | Substations
PR244 | Bellavista ZS establishment with two 132kV cable links | Major Project - Committed Project | 9713.5534 | 0 | 0 | 0 | 0 | 0 | 0 | 0 | 0 | 0 | 0 | 0 | 0 | 0 | 0 | 8800 | 0 | 0 | 0 | 0 | 0 | 0 | 0 | 0 | 0 | 0 | 0 | 0 | 0 | 0 | 0 | 0 | 0 | 0 |  | 4950 | 12.48% | PR | PR244 | Augex | Std | Unallocated | Unallocated
PR248 | Penrith Lakes ZS site acquisition | Major Project - Future/Planning Stage | 0 | 39210.8692 | 80.2888 | 0 | 0 | 0 | 0 | 0 | 0 | 0 | 296687.5984 | 0 | 0 | 0 | 0 | 0 | 36411.19 | 76.42 | 0 | 0 | 0 | 0 | 0 | 0 | 0 | 344066.6552 | 0 | 0 | 0 | 0 | 0 | 296687.5984 | 0 | 344066.6552 | 140 | 700 | 99.19% | PRL | PR248 | Augex | Std | Std | Land
PR249 | Establish Penrith Lakes 33/11kV Zone Substation | Major Project - Future/Planning Stage | 0 | 0 | 0 | 0 | 0 | 0 | 0 | 0 | 0 | 0 | 1553655.046 | 6214620.1841 | 0 | 0 | 0 | 0 | 0 | 0 | 0 | 0 | 0 | 0 | 0 | 0 | 0 | 1801763.531 | 7387230.4773 | 0 | 0 | 0 | 0 | 7768275.2301 | 0 | 9188994.0083 | 140 | 700 | 99.19% | PR | PR249 | Augex | Std | Std | Substations
PR255 | Line works associated with Oran Park | Major Project - Committed Project | 3558454.5897 | 2634593.7562 | 464174.9292 | 56477.5 | 0 | 0 | 0 | 0 | 0 | 0 | 0 | 0 | 0 | 0 | 0 | 3223784.23 | 2446482.21 | 441808.38 | 55100 | 0 | 0 | 0 | 0 | 0 | 0 | 0 | 0 | 0 | 0 | 0 | 0 | 0 | 0 | 0 |  | 3300 | 54.01% | PR | PR255 | Augex | Std | Std | Sub-transmission lines and cables
PR257 | Menangle Park 66/11kV ZS site purchase | Major Project - Committed Project | 12083.4397 | 0 | 0 | 188281.348 | 4023 | 0 | 0 | 0 | 0 | 0 | 0 | 0 | 0 | 0 | 0 | 10947 | 0 | 0 | 183689.12 | 4023 | 0 | 0 | 0 | 0 | 0 | 0 | 0 | 0 | 0 | 0 | 0 | 0 | 0 | 0 |  | 3150 | 54.55% | PRL | PR257 | Augex | Std | Std | Land
PR258 | Menangle Park 66/11kV ZS establishment | Major Project - Committed Project | 0 | 0 | 0 | 94743.4047 | 295852.71 | 4482664.453 | 8543.0471 | 0 | 0 | 0 | 0 | 0 | 0 | 0 | 0 | 0 | 0 | 0 | 92432.59 | 295852.71 | 4594731.0643 | 8975.5388 | 0 | 0 | 0 | 0 | 0 | 0 | 0 | 0 | 4491207.5 | 4491207.5 | 4603706.6031 | 4603706.6031 | 170 | 2550 | 68.28% | PR | PR258 | Augex | Std | Std | Substations
PR261 | Huntingwood ZS establishment | Major Project - Committed Project | 273525.331 | 641.1807 | 0 | 61248.711 | 0 | 0 | 0 | 0 | 0 | 0 | 0 | 0 | 0 | 0 | 0 | 247800.45 | 595.4 | 0 | 59754.84 | 0 | 0 | 0 | 0 | 0 | 0 | 0 | 0 | 0 | 0 | 0 | 0 | 0 | 0 | 0 |  | 4950 | 12.48% | PR | PR261 | Augex | Std | Std | Substations
PR278 | Kemps Creek new BSP associated works | Major Project - Future/Planning Stage | 0 | 0 | 0 | 0 | 0 | 0 | 0 | 0 | 0 | 0 | 0 | 0 | 1263889.1693 | 1263889.1693 | 0 | 0 | 0 | 0 | 0 | 0 | 0 | 0 | 0 | 0 | 0 | 0 | 0 | 1539926.226 | 1578424.3816 | 0 | 0 | 2527778.3385 | 0 | 3118350.6076 | 20 | 100 | 100% | PR | PR278 | Augex | Std | Std | Sub-transmission lines and cables
PR280 | Wilton Park 66/11kV ZS establishment & 66kV line works | Major Project - Committed Project | 39802.5436 | 0 | 0 | 0 | 0 | 0 | 0 | 0 | 0 | 0 | 0 | 0 | 0 | 0 | 0 | 36059.14 | 0 | 0 | 0 | 0 | 0 | 0 | 0 | 0 | 0 | 0 | 0 | 0 | 0 | 0 | 0 | 0 | 0 | 0 |  | 4950 | 12.48% | PR | PR280 | Augex | Std | Std | Substations
PR288 | Holroyd 330/132kV BSP associated works | Major Project - Committed Project | 33452.0652 | 0 | 0 | 0 | 0 | 0 | 0 | 0 | 0 | 0 | 0 | 0 | 0 | 0 | 0 | 30305.92 | 0 | 0 | 0 | 0 | 0 | 0 | 0 | 0 | 0 | 0 | 0 | 0 | 0 | 0 | 0 | 0 | 0 | 0 |  | 4950 | 12.48% | PR | PR288 | Augex | Std | Std | Sub-transmission lines and cables
PR291 | Marsden Park Zone Substation site acquisition | Major Project - Committed Project | 184736.333 | 2762.3321 | 0 | 0 | 0 | 0 | 0 | 0 | 0 | 0 | 0 | 0 | 0 | 0 | 0 | 167362 | 2565.1 | 0 | 0 | 0 | 0 | 0 | 0 | 0 | 0 | 0 | 0 | 0 | 0 | 0 | 0 | 0 | 0 | 0 |  | 4950 | 12.48% | PRL | PR291 | Augex | Std | Unallocated | Unallocated
PR292 | South Marsden Park (industrial) 132/11kV ZS establishment | Major Project - Committed Project | 0 | 1350.7224 | 79607.905 | 10040624.8797 | 14082714.11 | 1213787.1429 | 0 | 0 | 0 | 0 | 0 | 0 | 0 | 0 | 0 | 0 | 1254.28 | 75771.95 | 9795731.59 | 14082714.11 | 1244131.8215 | 0 | 0 | 0 | 0 | 0 | 0 | 0 | 0 | 0 | 1213787.1429 | 1213787.1429 | 1244131.8215 | 1244131.8215 | 210 | 3150 | 54.55% | PR | PR292 | Augex | Std | Std | Substations
PR303 | Mittagong ZS transformer augment | Major Project - Committed Project | 321073.6277 | 9985.2314 | 0 | 0 | 0 | 0 | 0 | 0 | 0 | 0 | 0 | 0 | 0 | 0 | 0 | 290876.86 | 9272.28 | 0 | 0 | 0 | 0 | 0 | 0 | 0 | 0 | 0 | 0 | 0 | 0 | 0 | 0 | 0 | 0 | 0 |  | 4950 | 12.48% | PR | PR303 | Augex | Std | Std | Transformers
PR308 | Granville ZS & Camellia TS rebuild | Major Project - Committed Project | 2477296.7632 | 190336.8319 | 0 | 0 | 0 | 0 | 0 | 0 | 0 | 0 | 0 | 0 | 0 | 0 | 0 | 2244308.6 | 176746.67 | 0 | 0 | 0 | 0 | 0 | 0 | 0 | 0 | 0 | 0 | 0 | 0 | 0 | 0 | 0 | 0 | 0 |  | 3900 | 38.31% | PR | PR308 | Augex | Std | Std | Substations
PR311 | Quakers Hill ZS 2nd 132kV feeder | Major Project - Committed Project | 6415.2722 | 0 | 0 | 0 | 0 | 0 | 0 | 0 | 0 | 0 | 0 | 0 | 0 | 0 | 0 | 5811.92 | 0 | 0 | 0 | 0 | 0 | 0 | 0 | 0 | 0 | 0 | 0 | 0 | 0 | 0 | 0 | 0 | 0 | 0 |  | 4950 | 12.48% | PR | PR311 | Augex | Std | Unallocated | Unallocated
PR326 | Casula 33/11kV ZS establishment with link to LTS or WLTS | Major Project - Committed Project | 497599.1822 | 48528.0622 | 0 | 0 | 0 | 0 | 0 | 0 | 0 | 0 | 0 | 0 | 0 | 0 | 0 | 450800.3 | 45063.13 | 0 | 0 | 0 | 0 | 0 | 0 | 0 | 0 | 0 | 0 | 0 | 0 | 0 | 0 | 0 | 0 | 0 |  | 4950 | 12.48% | PR | PR326 | Augex | Std | Std | Substations
PR329 | Box Hill site purchase | Major Project - Committed Project | 6155.8983 | 60096.0429 | 50795.0922 | 0 | 350271 | 0 | 0 | 0 | 0 | 0 | 0 | 0 | 0 | 0 | 0 | 5576.94 | 55805.15 | 48347.5 | 0 | 350271 | 0 | 0 | 0 | 0 | 0 | 0 | 0 | 0 | 0 | 0 | 0 | 0 | 0 | 0 |  | 3750 | 38.41% | PRL | PR329 | Augex | Std | Std | Land
PR339 | North Eastern Creek ZS establishment | Major Project - Committed Project | 117753.3353 | 852.2835 | 0 | 0 | 0 | 0 | 0 | 0 | 0 | 0 | 0 | 0 | 0 | 0 | 0 | 106678.71 | 791.43 | 0 | 0 | 0 | 0 | 0 | 0 | 0 | 0 | 0 | 0 | 0 | 0 | 0 | 0 | 0 | 0 | 0 |  | 4950 | 12.48% | PR | PR339 | Augex | Std | Std | Substations
PR342 | Jordan Springs establishment | Major Project - Committed Project | 3409131.8194 | 237485.2034 | 9983.8792 | 0 | 0 | 0 | 0 | 0 | 0 | 0 | 0 | 0 | 0 | 0 | 0 | 3088505.17 | 220528.62 | 9502.8 | 0 | 0 | 0 | 0 | 0 | 0 | 0 | 0 | 0 | 0 | 0 | 0 | 0 | 0 | 0 | 0 |  | 3300 | 54.01% | PR | PR342 | Augex | Std | Std | Substations
PR343 | Wetherill Park ZS augmentation | Major Project - Committed Project | 128.2631 | 27245.3328 | 0 | 0 | 0 | 0 | 0 | 0 | 0 | 0 | 0 | 0 | 0 | 0 | 0 | 116.2 | 25300 | 0 | 0 | 0 | 0 | 0 | 0 | 0 | 0 | 0 | 0 | 0 | 0 | 0 | 0 | 0 | 0 | 0 |  | 4950 | 12.48% | PR | PR343 | Augex | Std | Unallocated | Unallocated
PR353 | Shoalhaven Feeder 7510/7511 Augment | Major Project - Committed Project | -198518.2427 | 38018.7728 | 0 | 0 | 0 | 0 | 0 | 0 | 0 | 0 | 0 | 0 | 0 | 0 | 0 | -179847.73 | 35304.21 | 0 | 0 | 0 | 0 | 0 | 0 | 0 | 0 | 0 | 0 | 0 | 0 | 0 | 0 | 0 | 0 | 0 |  | 4950 | 12.48% | PR | PR353 | Augex | Std | Std | Sub-transmission lines and cables
PR384 | Glossodia ZS transformer augments | Major Project - Committed Project | 2072.1659 | 1360.619 | 0 | 0 | 0 | 0 | 0 | 0 | 0 | 0 | 0 | 0 | 0 | 0 | 0 | 1877.28 | 1263.47 | 0 | 0 | 0 | 0 | 0 | 0 | 0 | 0 | 0 | 0 | 0 | 0 | 0 | 0 | 0 | 0 | 0 |  | 4950 | 12.48% | PR | PR384 | Augex | Std | Std | Substations
PR406 | Tomerong ZS establishment | Major Project - Committed Project | 720806.441 | 512300.4973 | 106051.4533 | 156461.5657 | 0 | 0 | 0 | 0 | 0 | 0 | 0 | 0 | 0 | 0 | 0 | 653015.06 | 475721.94 | 100941.3 | 152645.43 | 0 | 0 | 0 | 0 | 0 | 0 | 0 | 0 | 0 | 0 | 0 | 0 | 0 | 0 | 0 |  | 4350 | 29.12% | PR | PR406 | Augex | Std | Std | Substations
PR408 | Oran Park (permanent) ZS establishment | Major Project - Committed Project | 6335258.0661 | 2855407.2389 | 1289990.0284 | 235711.8802 | 0 | 0 | 0 | 0 | 0 | 0 | 0 | 0 | 0 | 0 | 0 | 5739431.13 | 2651529.48 | 1227831.08 | 229962.81 | 0 | 0 | 0 | 0 | 0 | 0 | 0 | 0 | 0 | 0 | 0 | 0 | 0 | 0 | 0 |  | 3000 | 58.18% | PR | PR408 | Augex | Std | Std | Substations
PR413 | Windsor transformer | Major Project - Committed Project | 1195819.8564 | 186773.8747 | 0 | 0 | 0 | 0 | 0 | 0 | 0 | 0 | 0 | 0 | 0 | 0 | 0 | 1083353.77 | 173438.11 | 0 | 0 | 0 | 0 | 0 | 0 | 0 | 0 | 0 | 0 | 0 | 0 | 0 | 0 | 0 | 0 | 0 |  | 3300 | 54.01% | PR | PR413 | Augex | Std | Std | Transformers
PR423 | Maryland ZS establishment | Major Project - Prior to Approval | 0 | 0 | 0 | 0 | 0 | 0 | 4115662.2874 | 8209649.7197 | 8184513.0445 | 0 | 0 | 0 | 0 | 0 | 0 | 0 | 0 | 0 | 0 | 0 | 0 | 4324017.6906 | 8840894.8176 | 9034171.002 | 0 | 0 | 0 | 0 | 0 | 0 | 20509825.0515 | 20509825.0515 | 22199083.5103 | 22199083.5103 | 80 | 800 | 99.14% | PR | PR423 | Augex | Std | Std | Substations
PR424 | Austral ZS site purchase | Major Project - Committed Project | 0 | 8615.125 | 4727.8125 | 273310.51 | 1520855.6 | 0 | 0 | 0 | 0 | 0 | 0 | 0 | 0 | 0 | 0 | 0 | 8000 | 4500 | 266644.4 | 1520855.6 | 0 | 0 | 0 | 0 | 0 | 0 | 0 | 0 | 0 | 0 | 0 | 0 | 0 | 0 |  | 3200 | 54.01% | PRL | PR424 | Augex | Std | Std | Land
PR425 | Austral ZS establishment (interim initially) | Major Project - Prior to Approval | 0 | 0 | 0 | 0 | 0 | 0 | 3546471.5546 | 0 | 0 | 0 | 0 | 0 | 0 | 0 | 0 | 0 | 0 | 0 | 0 | 0 | 0 | 3726011.6771 | 0 | 0 | 0 | 0 | 0 | 0 | 0 | 0 | 3546471.5546 | 3546471.5546 | 3726011.6771 | 3726011.6771 | 160 | 1600 | 91.24% | PR | PR425 | Augex | Std | Std | Substations
PR426 | Leppington North ZS site purchase (strategic) | Major Project - Committed Project | 323960.2529 | 1849047.3608 | 10646.9602 | 0 | 0 | 0 | 0 | 0 | 0 | 0 | 0 | 0 | 0 | 0 | 0 | 293492 | 1717024.29 | 10133.93 | 0 | 0 | 0 | 0 | 0 | 0 | 0 | 0 | 0 | 0 | 0 | 0 | 0 | 0 | 0 | 0 |  | 4950 | 12.48% | PRL | PR426 | Augex | Std | Std | Land
PR427 | Leppington North ZS establishment | Major Project - Committed Project | 722.9202 | 89769.0317 | 585063.4139 | 8848381.3493 | 9689043 | 1754139.8621 | 0 | 0 | 0 | 0 | 0 | 0 | 0 | 0 | 0 | 654.93 | 83359.47 | 556871.78 | 8632567.17 | 9689043 | 1797993.3587 | 0 | 0 | 0 | 0 | 0 | 0 | 0 | 0 | 0 | 1754139.8621 | 1754139.8621 | 1797993.3587 | 1797993.3587 | 210 | 3150 | 54.55% | PR | PR427 | Augex | Std | Std | Substations
PR429 | Leppington South ZS establishment (interim initially) | Major Project - Committed Project | 2213712.7685 | 118926.1039 | 0 | 0 | 0 | 0 | 0 | 0 | 0 | 0 | 0 | 0 | 0 | 0 | 0 | 2005514.51 | 110434.71 | 0 | 0 | 0 | 0 | 0 | 0 | 0 | 0 | 0 | 0 | 0 | 0 | 0 | 0 | 0 | 0 | 0 |  | 3675 | 38.41% | PR | PR429 | Augex | Std | Std | Substations
PR430 | North Rossmore ZS site purchase | Major Project - Prior to Approval | 0 | 0 | 0 | 0 | 0 | 0 | 0 | 0 | 2974946.0993 | 0 | 0 | 0 | 0 | 0 | 0 | 0 | 0 | 0 | 0 | 0 | 0 | 0 | 0 | 3283783.8533 | 0 | 0 | 0 | 0 | 0 | 0 | 2974946.0993 | 2974946.0993 | 3283783.8533 | 3283783.8533 | 40 | 400 | 99.71% | PRL | PR430 | Augex | Std | Std | Land
PR432 | Rossmore ZS site purchase | Major Project - Prior to Approval | 0 | 0 | 0 | 0 | 0 | 0 | 0 | 0 | 0 | 2966875.9842 | 0 | 0 | 0 | 0 | 0 | 0 | 0 | 0 | 0 | 0 | 0 | 0 | 0 | 0 | 3356747.8552 | 0 | 0 | 0 | 0 | 0 | 2966875.9842 | 2966875.9842 | 3356747.8552 | 3356747.8552 | 40 | 400 | 99.71% | PRL | PR432 | Augex | Std | Std | Land
PR433 | Rossmore ZS establishment | Major Project - Future/Planning Stage | 0 | 0 | 0 | 0 | 0 | 0 | 0 | 0 | 0 | 0 | 0 | 0 | 0 | 0 | 10000000 | 0 | 0 | 0 | 0 | 0 | 0 | 0 | 0 | 0 | 0 | 0 | 0 | 0 | 0 | 12800845.442 | 0 | 10000000 | 0 | 12800845.442 | 160 | 800 | 99.14% | PR | PR433 | Augex | Std | Unallocated | Unallocated
PR434 | Catherine Fields North land purchase | Major Project - Committed Project | 1024524.4102 | 44159.02 | 0 | 0 | 0 | 0 | 0 | 0 | 0 | 0 | 0 | 0 | 0 | 0 | 0 | 928168.55 | 41006.04 | 0 | 0 | 0 | 0 | 0 | 0 | 0 | 0 | 0 | 0 | 0 | 0 | 0 | 0 | 0 | 0 | 0 |  | 4950 | 12.48% | PRL | PR434 | Augex | Std | Unallocated | Unallocated
PR435 | Catherine Fields North ZS establishment (interim) | Major Project - Future/Planning Stage | 0 | 0 | 0 | 0 | 0 | 0 | 0 | 0 | 0 | 0 | 0 | 0 | 4243819.4078 | 8487638.8156 | 8582400 | 0 | 0 | 0 | 0 | 0 | 0 | 0 | 0 | 0 | 0 | 0 | 0 | 5170681.863 | 10599897.8191 | 10986197.5921 | 0 | 21313858.2234 | 0 | 26756777.2742 | 140 | 700 | 99.19% | PR | PR435 | Augex | Std | Std | Substations
PR436 | Catherine Fields ZS site purchase | Major Project - Committed Project | 5519.0645 | 0 | 140723.5492 | 0 | 0 | 652365.6846 | 0 | 0 | 0 | 0 | 0 | 0 | 0 | 0 | 0 | 5000 | 0 | 133942.7 | 0 | 0 | 668674.8268 | 0 | 0 | 0 | 0 | 0 | 0 | 0 | 0 | 0 | 652365.6846 | 652365.6846 | 668674.8268 | 668674.8268 | 240 | 3600 | 42.43% | PRL | PR436 | Augex | Std | Std | Land
PR437 | Catherine Fields 11kV feeder works | Major Project - Committed Project | 0 | 321.6995 | 60244.3399 | 3754127.116 | 239162 | 0 | 0 | 0 | 0 | 0 | 0 | 0 | 0 | 0 | 0 | 0 | 298.73 | 57341.43 | 3662563.04 | 239162 | 0 | 0 | 0 | 0 | 0 | 0 | 0 | 0 | 0 | 0 | 0 | 0 | 0 | 0 |  | 2400 | 69.34% | PR | PR437 | Augex | Std | Std | Substations
PR438 | North Bringelly ZS site purchase | Major Project - Prior to Approval | 0 | 0 | 0 | 0 | 0 | 0 | 0 | 3481430.0484 | 0 | 0 | 0 | 0 | 0 | 0 | 0 | 0 | 0 | 0 | 0 | 0 | 0 | 0 | 3749119.3807 | 0 | 0 | 0 | 0 | 0 | 0 | 0 | 3481430.0484 | 3481430.0484 | 3749119.3807 | 3749119.3807 | 20 | 200 | 100% | PRL | PR438 | Augex | Std | Std | Land
PR439 | North Bringelly ZS establishment | Major Project - Future/Planning Stage | 0 | 0 | 0 | 0 | 0 | 0 | 0 | 0 | 0 | 0 | 0 | 4371197.2834 | 8742394.5668 | 8742394.5668 | 0 | 0 | 0 | 0 | 0 | 0 | 0 | 0 | 0 | 0 | 0 | 0 | 5195979.9372 | 10651758.8713 | 10918052.8431 | 0 | 0 | 21855986.4169 | 0 | 26765791.6517 | 40 | 200 | 100% | PR | PR439 | Augex | Std | Unallocated | Unallocated
PR440 | Feeder 443 and 458/1 augmentation and Cattai rebuild | Major Project - Committed Project | 2238121.5043 | 529613.2156 | 344112.7507 | 0 | 0 | 0 | 0 | 0 | 0 | 0 | 0 | 0 | 0 | 0 | 0 | 2027627.62 | 491798.52 | 327531.47 | 0 | 0 | 0 | 0 | 0 | 0 | 0 | 0 | 0 | 0 | 0 | 0 | 0 | 0 | 0 | 0 |  | 4800 | 12.48% | PR | PR440 | Augex | Std | Std | Sub-transmission lines and cables
PR444 | Culburra Beach development (33kV fdr and single transformer ZS) | Major Project - Future/Planning Stage | 0 | 0 | 0 | 0 | 0 | 0 | 0 | 0 | 0 | 0 | 0 | 3790184.0698 | 1895092.0349 | 0 | 0 | 0 | 0 | 0 | 0 | 0 | 0 | 0 | 0 | 0 | 0 | 0 | 4505337.8076 | 2308985.6264 | 0 | 0 | 0 | 5685276.1047 | 0 | 6814323.4339 | 110 | 550 | 99.19% | PR | PR444 | Augex | Std | Std | Substations
PR479 | Far South Coast 132kV voltage constraints | Major Project - Committed Project | 225077.2723 | 2952658.0329 | 1957660.5664 | 349581.457 | 12266.55 | 0 | 0 | 0 | 0 | 0 | 0 | 0 | 0 | 0 | 0 | 203908.9 | 2741836.51 | 1863329.51 | 341055.08 | 12266.55 | 0 | 0 | 0 | 0 | 0 | 0 | 0 | 0 | 0 | 0 | 0 | 0 | 0 | 0 |  | 4800 | 12.48% | PR | PR479 | Augex | Std | Std | Transformers
PR487 | Connection works associated with Macarthur BSP | Major Project - Committed Project | 4361592.1603 | 1915730.1729 | 283330.3647 | 288152.9917 | 14791.17 | 0 | 0 | 0 | 0 | 0 | 0 | 0 | 0 | 0 | 0 | 3951387.23 | 1778945.91 | 269677.92 | 281124.87 | 14791.17 | 0 | 0 | 0 | 0 | 0 | 0 | 0 | 0 | 0 | 0 | 0 | 0 | 0 | 0 |  | 4050 | 37% | PR | PR487 | Augex | Std | Std | Sub-transmission lines and cables
PR499 | Southpipe (Oakdale Estate) ZS 132/11kV establishment | Major Project - Committed Project | 0 | 0 | 0 | 0 | 50000 | 6340801.3696 | 12660384.8433 | 12627047.3162 | 0 | 0 | 0 | 0 | 0 | 0 | 0 | 0 | 0 | 0 | 0 | 50000 | 6499321.4038 | 13301316.826 | 13597948.8762 | 0 | 0 | 0 | 0 | 0 | 0 | 0 | 31628233.5291 | 31628233.5291 | 33398587.106 | 33398587.106 | 140 | 2100 | 77.83% | PR | PR499 | Augex | Std | Std | Substations
PR517 | Installation of OPGW on Feeders 98W and 98F | Major Project - Committed Project | 650183.7637 | 9403.3766 | 0 | 0 | 0 | 0 | 0 | 0 | 0 | 0 | 0 | 0 | 0 | 0 | 0 | 589034.4 | 8731.97 | 0 | 0 | 0 | 0 | 0 | 0 | 0 | 0 | 0 | 0 | 0 | 0 | 0 | 0 | 0 | 0 | 0 |  | 3825 | 38.31% | PR | PR517 | Augex | Std | Std | Sub-transmission lines and cables
PR521 | Culburra ZS fdr duplication & provision for rural ZS's | Major Project - Committed Project | 2278980.7611 | 265278.7597 | 0 | 0 | 0 | 0 | 0 | 0 | 0 | 0 | 0 | 0 | 0 | 0 | 0 | 2064644.09 | 246337.7 | 0 | 0 | 0 | 0 | 0 | 0 | 0 | 0 | 0 | 0 | 0 | 0 | 0 | 0 | 0 | 0 | 0 |  | 3150 | 54.55% | PR | PR521 | Augex | Std | Std | Sub-transmission lines and cables
PR559 | Mamre ZS transformer augment and 11kV busbar extension | Major Project - Committed Project | 115435.9132 | 126038.7295 | 0 | 0 | 0 | 0 | 0 | 0 | 0 | 0 | 0 | 0 | 0 | 0 | 0 | 104579.24 | 117039.49 | 0 | 0 | 0 | 0 | 0 | 0 | 0 | 0 | 0 | 0 | 0 | 0 | 0 | 0 | 0 | 0 | 0 |  | 3750 | 38.41% | PR | PR559 | Augex | Std | Std | Substations
PR563 | Shoalhaven TS 132kV capacitor install | Major Project - Committed Project | 461.5262 | 0 | 0 | 0 | 0 | 0 | 0 | 0 | 0 | 0 | 0 | 0 | 0 | 0 | 0 | 418.12 | 0 | 0 | 0 | 0 | 0 | 0 | 0 | 0 | 0 | 0 | 0 | 0 | 0 | 0 | 0 | 0 | 0 | 0 |  | 4950 | 12.48% | PR | PR563 | Augex | Std | Unallocated | Unallocated
PR595 | The Oaks ZS establishment | Major Project - Committed Project | 674.6504 | 0 | 0 | 0 | 0 | 0 | 0 | 0 | 0 | 0 | 0 | 0 | 0 | 0 | 0 | 611.2 | 0 | 0 | 0 | 0 | 0 | 0 | 0 | 0 | 0 | 0 | 0 | 0 | 0 | 0 | 0 | 0 | 0 | 0 |  | 4950 | 12.48% | PR | PR595 | Augex | Std | Unallocated | Unallocated
PR596 | Marsden Park (residential) 132/11kV ZS establishment - stage 1 | Major Project - Committed Project | 7139181.0328 | 5702680.8091 | 4918321.4277 | 281593.3607 | 179571.14 | 0 | 0 | 0 | 0 | 0 | 0 | 0 | 0 | 0 | 0 | 6467745.66 | 5295506.04 | 4681329.14 | 274725.23 | 179571.14 | 0 | 0 | 0 | 0 | 0 | 0 | 0 | 0 | 0 | 0 | 0 | 0 | 0 | 0 |  | 4050 | 37% | PR | PR596 | Augex | Std | Std | Substations
PR599 | Penrith CBD ZS site purchase | Major Project - Committed Project | 0 | 0 | 0 | 29673.75 | 3367600 | 0 | 0 | 0 | 0 | 0 | 0 | 0 | 0 | 0 | 0 | 0 | 0 | 0 | 28950 | 3367600 | 0 | 0 | 0 | 0 | 0 | 0 | 0 | 0 | 0 | 0 | 0 | 0 | 0 | 0 |  | 2100 | 77.83% | PRL | PR599 | Augex | Std | Std | Land
PR602 | Riverstone West site purchase | Major Project - Future/Planning Stage | 0 | 0 | 0 | 0 | 0 | 0 | 0 | 0 | 0 | 0 | 0 | 0 | 4944793.307 | 0 | 0 | 0 | 0 | 0 | 0 | 0 | 0 | 0 | 0 | 0 | 0 | 0 | 0 | 6024750.4928 | 0 | 0 | 0 | 4944793.307 | 0 | 6024750.4928 | 70 | 350 | 99.71% | PRL | PR602 | Augex | Std | Std | Land
PR603 | Eschol Park ZS site purchase | Major Project - Future/Planning Stage | 0 | 0 | 0 | 0 | 0 | 0 | 0 | 0 | 0 | 0 | 0 | 0 | 0 | 0 | 5000000 | 0 | 0 | 0 | 0 | 0 | 0 | 0 | 0 | 0 | 0 | 0 | 0 | 0 | 0 | 6400422.721 | 0 | 5000000 | 0 | 6400422.721 | 100 | 500 | 99.19% | PRL | PR603 | Augex | Std | Std | Land
PR620 | West Dapto ZS establishment | Major Project - Prior to Approval | 0 | 0 | 0 | 0 | 0 | 0 | 0 | 4063923.0302 | 8102959.8554 | 4619623.6991 | 3461355.3149 | 0 | 0 | 0 | 0 | 0 | 0 | 0 | 0 | 0 | 0 | 0 | 4376400.612 | 8944151.5406 | 5226680.1937 | 4014110.9768 | 0 | 0 | 0 | 0 | 16786506.5848 | 20247861.8997 | 18547232.3463 | 22561343.323 | 110 | 1100 | 95.96% | PR | PR620 | Augex | Std | Std | Substations
PR632 | Mt Druitt TS automation scheme | Major Project - Committed Project | 2246.8663 | 0 | 0 | 0 | 0 | 0 | 0 | 0 | 0 | 0 | 0 | 0 | 0 | 0 | 0 | 2035.55 | 0 | 0 | 0 | 0 | 0 | 0 | 0 | 0 | 0 | 0 | 0 | 0 | 0 | 0 | 0 | 0 | 0 | 0 |  | 4950 | 12.48% | PR | PR632 | Augex | Std | Unallocated | Unallocated
PR642 | Auxiliary transformer at Shoalhaven TS | Major Project - Committed Project | 91518.8929 | 0 | 0 | 0 | 0 | 0 | 0 | 0 | 0 | 0 | 0 | 0 | 0 | 0 | 0 | 82911.6 | 0 | 0 | 0 | 0 | 0 | 0 | 0 | 0 | 0 | 0 | 0 | 0 | 0 | 0 | 0 | 0 | 0 | 0 |  | 4950 | 12.48% | PR | PR642 | Augex | Std | Unallocated | Unallocated
PR643 | Fibre works at Carlingford TS for Ausgrid | Major Project - Committed Project | 10078.6285 | 59328.3598 | 177027.3077 | 0 | 0 | 0 | 0 | 0 | 0 | 0 | 0 | 0 | 0 | 0 | 0 | 9130.74 | 55092.28 | 168497.14 | 0 | 0 | 0 | 0 | 0 | 0 | 0 | 0 | 0 | 0 | 0 | 0 | 0 | 0 | 0 | 0 |  | 4950 | 12.48% | PR | PR643 | Augex | Std | Std | Substations
PR652 | Purchase of additional land Lawson TS | Major Project - Committed Project | 66296.3268 | 0 | 0 | 0 | 0 | 0 | 0 | 0 | 0 | 0 | 0 | 0 | 0 | 0 | 0 | 60061.2 | 0 | 0 | 0 | 0 | 0 | 0 | 0 | 0 | 0 | 0 | 0 | 0 | 0 | 0 | 0 | 0 | 0 | 0 |  | 4950 | 12.48% | PRL | PR652 | Augex | Std | Unallocated | Unallocated
PR653 | Avondale (South West Dapto) 132/11kV ZS establishment | Major Project - Future/Planning Stage | 0 | 0 | 0 | 0 | 0 | 0 | 0 | 0 | 0 | 0 | 0 | 4944793.307 | 4944793.307 | 4944793.307 | 0 | 0 | 0 | 0 | 0 | 0 | 0 | 0 | 0 | 0 | 0 | 0 | 5877805.3589 | 6024750.4928 | 6175369.2552 | 0 | 0 | 14834379.921 | 0 | 18077925.1069 | 110 | 550 | 99.19% | PR | PR653 | Augex | Std | Unallocated | Unallocated
PR656 | Leppington South ZS establishment (permanent) | Major Project - Committed Project | 0 | 0 | 0 | 300160.1595 | 7152455 | 13552968.4265 | 3517243.0839 | 0 | 0 | 0 | 0 | 0 | 0 | 0 | 0 | 0 | 0 | 0 | 292839.18 | 7152455 | 13891792.6371 | 3695303.515 | 0 | 0 | 0 | 0 | 0 | 0 | 0 | 0 | 17070211.5104 | 17070211.5104 | 17587096.1522 | 17587096.1522 | 230 | 3450 | 50.99% | PR | PR656 | Augex | Std | Std | Substations
PR657 | Calderwood ZS establishment (interim initially) | Major Project - Committed Project | 0 | 0 | 0 | 0 | 46912.52 | 1475011.5361 | 1472543.6587 | 0 | 0 | 0 | 0 | 0 | 0 | 0 | 0 | 0 | 0 | 0 | 0 | 46912.52 | 1511886.8245 | 1547091.1814 | 0 | 0 | 0 | 0 | 0 | 0 | 0 | 0 | 2947555.1948 | 2947555.1948 | 3058978.006 | 3058978.006 | 170 | 2550 | 68.28% | PR | PR657 | Augex | Std | Std | Substations
PR659 | Avondale (South West Dapto) 132/11kV Zone Substation establishment site purchase | Major Project - Future/Planning Stage | 0 | 0 | 0 | 0 | 0 | 0 | 0 | 0 | 0 | 0 | 2472396.6535 | 0 | 0 | 0 | 0 | 0 | 0 | 0 | 0 | 0 | 0 | 0 | 0 | 0 | 0 | 2867222.1263 | 0 | 0 | 0 | 0 | 0 | 2472396.6535 | 0 | 2867222.1263 | 60 | 300 | 99.71% | PRL | PR659 | Augex | Std | Std | Land
PR660 | Install 66kV iso Douglas Pk/Appin/Wcliff | Major Project - Committed Project | 666.2725 | 0 | 0 | 0 | 0 | 0 | 0 | 0 | 0 | 0 | 0 | 0 | 0 | 0 | 0 | 603.61 | 0 | 0 | 0 | 0 | 0 | 0 | 0 | 0 | 0 | 0 | 0 | 0 | 0 | 0 | 0 | 0 | 0 | 0 |  | 4950 | 12.48% | PR | PR660 | Augex | Std | Unallocated | Unallocated
PR673 | Liverpool ZS 11kV switchboard extension & distribution works | Major Project - Committed Project | 107758.1991 | 1888010.7713 | 3089775.9288 | 643581.9713 | 1625842 | 292387.9454 | 0 | 0 | 0 | 0 | 0 | 0 | 0 | 0 | 0 | 97623.61 | 1753205.69 | 2940893.21 | 627884.85 | 1625842 | 299697.6441 | 0 | 0 | 0 | 0 | 0 | 0 | 0 | 0 | 0 | 292387.9454 | 292387.9454 | 299697.6441 | 299697.6441 | 360 | 5400 | 1.963% | PR | PR673 | Augex | Std | Std | Substations
PR674 | South Marsden Park (stage 1) | Major Project - Committed Project | 2210208.5158 | 12696510.1327 | 3107001.6926 | 205041 | 0 | 0 | 0 | 0 | 0 | 0 | 0 | 0 | 0 | 0 | 0 | 2002339.83 | 11789971.83 | 2957288.94 | 200040 | 0 | 0 | 0 | 0 | 0 | 0 | 0 | 0 | 0 | 0 | 0 | 0 | 0 | 0 | 0 |  | 5100 | 9.229% | PR | PR674 | Augex | Std | Std | Substations
PR677 | South Penrith Zone Substation | Major Project - Prior to Approval | 0 | 0 | 1477.6831 | 0 | 0 | 0 | 0 | 0 | 5777345.3248 | 11523346.3226 | 11523346.3226 | 0 | 0 | 0 | 0 | 0 | 0 | 1406.48 | 0 | 0 | 0 | 0 | 0 | 6377108.2431 | 13037608.6694 | 13363548.8861 | 0 | 0 | 0 | 0 | 17300691.6474 | 28824037.97 | 19414716.9125 | 32778265.7986 | 210 | 2100 | 77.83% | PR | PR677 | Augex | Std | Std | Substations
PR698 | Marsden Park (residential) 132/11kV ZS - stage 2 | Major Project - Prior to Approval | 0 | 0 | 0 | 0 | 0 | 3060911.1729 | 3055789.8884 | 0 | 0 | 0 | 0 | 0 | 0 | 0 | 0 | 0 | 0 | 0 | 0 | 0 | 3137433.9522 | 3210489.2515 | 0 | 0 | 0 | 0 | 0 | 0 | 0 | 0 | 6116701.0613 | 6116701.0613 | 6347923.2037 | 6347923.2037 | 200 | 2000 | 80.14% | PR | PR698 | Augex | Std | Std | Substations
PR700 | Riverstone east ZS establishment | Major Project - Prior to Approval | 0 | 0 | 0 | 0 | 0 | 0 | 0 | 4063923.0302 | 8102959.8554 | 4619623.6991 | 3461355.3149 | 0 | 0 | 0 | 0 | 0 | 0 | 0 | 0 | 0 | 0 | 0 | 4376400.612 | 8944151.5406 | 5226680.1937 | 4014110.9768 | 0 | 0 | 0 | 0 | 16786506.5848 | 20247861.8997 | 18547232.3463 | 22561343.323 | 120 | 1200 | 94.52% | PR | PR700 | Augex | Std | Std | Substations
PR701 | Dapto 33kV feeder constraints | Major Project - Committed Project | 1364.2575 | 0 | 0 | 0 | 0 | 0 | 0 | 0 | 0 | 0 | 0 | 0 | 0 | 0 | 0 | 1235.95 | 0 | 0 | 0 | 0 | 0 | 0 | 0 | 0 | 0 | 0 | 0 | 0 | 0 | 0 | 0 | 0 | 0 | 0 |  | 2400 | 69.34% | PR | PR701 | Augex | Std | Std | Sub-transmission lines and cables
PR702 | Penrith ZS 11kV transformer cable constraints | Major Project - Committed Project | 0 | 5901.2529 | 452715.2055 | 1316070.7362 | 7722 | 0 | 0 | 0 | 0 | 0 | 0 | 0 | 0 | 0 | 0 | 0 | 5479.9 | 430900.85 | 1283971.45 | 7722 | 0 | 0 | 0 | 0 | 0 | 0 | 0 | 0 | 0 | 0 | 0 | 0 | 0 | 0 |  | 3750 | 38.41% | PR | PR702 | Augex | Std | Std | Transformers
PR703 | Riverstone East site purchase | Major Project - Prior to Approval | 0 | 0 | 0 | 0 | 0 | 5993951.3829 | 0 | 0 | 0 | 0 | 0 | 0 | 0 | 0 | 0 | 0 | 0 | 0 | 0 | 0 | 6143800.1675 | 0 | 0 | 0 | 0 | 0 | 0 | 0 | 0 | 0 | 5993951.3829 | 5993951.3829 | 6143800.1675 | 6143800.1675 | 120 | 1200 | 94.52% | PRL | PR703 | Augex | Std | Std | Land
PR704 | Oakdale (Southpipe) site purchase | Major Project - Committed Project | 0 | 0 | 0 | 3664.3545 | 128559 | 194925.297 | 0 | 0 | 0 | 0 | 0 | 0 | 0 | 0 | 0 | 0 | 0 | 0 | 3574.98 | 128559 | 199798.4294 | 0 | 0 | 0 | 0 | 0 | 0 | 0 | 0 | 0 | 194925.297 | 194925.297 | 199798.4294 | 199798.4294 | 160 | 2400 | 69.34% | PRL | PR704 | Augex | Std | Std | Land
PR707 | 132kV ducts Bringelly Rd | Major Project - Committed Project | 4074.648 | 19851.4233 | 345107.0307 | 266459.9533 | 850291.18 | 0 | 0 | 0 | 0 | 0 | 0 | 0 | 0 | 0 | 0 | 3691.43 | 18434.02 | 328477.84 | 259960.93 | 850291.18 | 0 | 0 | 0 | 0 | 0 | 0 | 0 | 0 | 0 | 0 | 0 | 0 | 0 | 0 |  | 2850 | 65.73% | PR | PR707 | Augex | Std | Std | Sub-transmission lines and cables
PR709 | Feeder 230 undergrounding | Major Project - Committed Project | 0 | 48312.781 | 2813121.8972 | 2881.2955 | 0 | 0 | 0 | 0 | 0 | 0 | 0 | 0 | 0 | 0 | 0 | 0 | 44863.22 | 2677569.92 | 2811.02 | 0 | 0 | 0 | 0 | 0 | 0 | 0 | 0 | 0 | 0 | 0 | 0 | 0 | 0 | 0 |  | 3300 | 54.01% | PR | PR709 | Augex | Std | Std | Sub-transmission lines and cables
PR710 | Feeder 868 rebuild & rearrangement South32 | Major Project - Committed Project | 0 | 0 | 124728.6346 | 1481294.3813 | 25008 | 0 | 0 | 0 | 0 | 0 | 0 | 0 | 0 | 0 | 0 | 0 | 0 | 118718.51 | 1445165.25 | 25008 | 0 | 0 | 0 | 0 | 0 | 0 | 0 | 0 | 0 | 0 | 0 | 0 | 0 | 0 |  | 1050 | 95.96% | PR | PR710 | Augex | Std | Std | Sub-transmission lines and cables
PR713 | Box Hill 132/22kV ZS establishment | Major Project - Prior to Approval | 0 | 0 | 0 | 0 | 0 | 7162372.3058 | 14300777.5354 | 14263120.5001 | 0 | 0 | 0 | 0 | 0 | 0 | 0 | 0 | 0 | 0 | 0 | 0 | 7341431.6134 | 15024754.3981 | 15359820.7498 | 0 | 0 | 0 | 0 | 0 | 0 | 0 | 35726270.3412 | 35726270.3412 | 37726006.7613 | 37726006.7613 | 170 | 1700 | 89% | PR | PR713 | Augex | Std | Std | Substations
PR715 | Nepean TS constraints | Major Project - Committed Project | 0 | 14991.9436 | 297168.2937 | 109886.0885 | 0 | 0 | 0 | 0 | 0 | 0 | 0 | 0 | 0 | 0 | 0 | 0 | 13921.51 | 282849.06 | 107205.94 | 0 | 0 | 0 | 0 | 0 | 0 | 0 | 0 | 0 | 0 | 0 | 0 | 0 | 0 | 0 |  | 4950 | 12.48% | PR | PR715 | Augex | Std | Std | Substations
PR716 | Box Hill ZS - 132kV ducts Old Pitt Town | Major Project - Committed Project | 0 | 3806.9699 | 342851.1076 | 0 | 0 | 0 | 0 | 0 | 0 | 0 | 0 | 0 | 0 | 0 | 0 | 0 | 3535.15 | 326330.62 | 0 | 0 | 0 | 0 | 0 | 0 | 0 | 0 | 0 | 0 | 0 | 0 | 0 | 0 | 0 | 0 |  | 4950 | 12.48% | PR | PR716 | Augex | Std | Std | Sub-transmission lines and cables
PR717 | Acquire improved site for West Dapto ZS | Major Project - Committed Project | 0 | 0 | 0 | 0 | 1250000 | 1997983.7943 | 0 | 0 | 0 | 0 | 0 | 0 | 0 | 0 | 0 | 0 | 0 | 0 | 0 | 1250000 | 2047933.3892 | 0 | 0 | 0 | 0 | 0 | 0 | 0 | 0 | 0 | 1997983.7943 | 1997983.7943 | 2047933.3892 | 2047933.3892 | 140 | 2100 | 77.83% | PRL | PR717 | Augex | Std | Std | Land
PR722 | Camellia TS connection works for Ausgrid | Major Project - Committed Project | 0 | 0 | 14099.4821 | 88734.701 | 1247859 | 274695.7989 | 104707.6777 | 0 | 0 | 0 | 0 | 0 | 0 | 0 | 0 | 0 | 0 | 13420.09 | 86570.44 | 1247859 | 281563.1939 | 110008.5039 | 0 | 0 | 0 | 0 | 0 | 0 | 0 | 0 | 379403.4767 | 379403.4767 | 391571.6978 | 391571.6978 | 170 | 2550 | 68.28% | PR | PR722 | Augex | Std | Std | Substations
PR723 | Supply to Luddenham Science Park | Major Project - Prior to Approval | 0 | 4375.8697 | 7870.2634 | 0 | 0 | 0 | 0 | 0 | 8545036.8458 | 17043713.5706 | 17043713.5706 | 0 | 0 | 0 | 0 | 0 | 4063.43 | 7491.03 | 0 | 0 | 0 | 0 | 0 | 9432121.8212 | 19283397.5119 | 19765482.4497 | 0 | 0 | 0 | 0 | 25588750.4163 | 42632463.9869 | 28715519.3331 | 48481001.7828 | 210 | 2100 | 77.83% | PR | PR723 | Augex | Std | Std | Substations
PR724 | Establish Mt Gilead ZS | Major Project - Prior to Approval | 0 | 0 | 0 | 0 | 0 | 0 | 0 | 4023140.564 | 8021644.662 | 4538529.0889 | 3461355.3149 | 0 | 0 | 0 | 0 | 0 | 0 | 0 | 0 | 0 | 0 | 0 | 4332482.3564 | 8854394.782 | 5134929.0856 | 4014110.9768 | 0 | 0 | 0 | 0 | 16583314.3149 | 20044669.6298 | 18321806.224 | 22335917.2007 | 200 | 2000 | 80.14% | PR | PR724 | Augex | Std | Std | Substations
PR727 | Luddenham ZS site purchase | Major Project - Committed Project | 0 | 0 | 10703.7675 | 0 | 0 | 0 | 0 | 0 | 0 | 0 | 0 | 0 | 0 | 0 | 0 | 0 | 0 | 10188 | 0 | 0 | 0 | 0 | 0 | 0 | 0 | 0 | 0 | 0 | 0 | 0 | 0 | 0 | 0 | 0 |  | 4950 | 12.48% | PRL | PR727 | Augex | Std | Std | Land
PR728 | Western Sydney Employment Lands ZS | Major Project - Prior to Approval | 0 | 0 | 0 | 0 | 0 | 0 | 0 | 4493034.1511 | 8958554.3536 | 8934252.5471 | 0 | 0 | 0 | 0 | 0 | 0 | 0 | 0 | 0 | 0 | 0 | 0 | 4838506.3551 | 9888567.7768 | 10108286.7078 | 0 | 0 | 0 | 0 | 0 | 22385841.0517 | 22385841.0517 | 24835360.8397 | 24835360.8397 | 160 | 1600 | 91.24% | PR | PR728 | Augex | Std | Std | Substations
PR729 | Cheriton Avenue 3rd transformer | Major Project - Future/Planning Stage | 0 | 0 | 0 | 0 | 0 | 0 | 0 | 0 | 0 | 0 | 0 | 0 | 0 | 0 | 5520000 | 0 | 0 | 0 | 0 | 0 | 0 | 0 | 0 | 0 | 0 | 0 | 0 | 0 | 0 | 7066066.684 | 0 | 5520000 | 0 | 7066066.684 | 210 | 1050 | 95.96% | PR | PR729 | Augex | Std | Unallocated | Unallocated
PR732 | Feeder 214/215 contraints | Major Project - Committed Project | 0 | 0 | 0 | 2946.4547 | 0 | 5134818.3513 | 5126227.1627 | 0 | 0 | 0 | 0 | 0 | 0 | 0 | 0 | 0 | 0 | 0 | 2874.59 | 0 | 5263188.8101 | 5385742.4128 | 0 | 0 | 0 | 0 | 0 | 0 | 0 | 0 | 10261045.5141 | 10261045.5141 | 10648931.223 | 10648931.223 | 220 | 3300 | 54.01% | PR | PR732 | Augex | Std | Std | Sub-transmission lines and cables
PR733 | Bringelly ZS augmentation | Major Project - Future/Planning Stage | 0 | 0 | 0 | 0 | 0 | 0 | 0 | 0 | 0 | 0 | 4216919.7322 | 8433839.4644 | 8433839.4644 | 0 | 0 | 0 | 0 | 0 | 0 | 0 | 0 | 0 | 0 | 0 | 0 | 4890334.0586 | 10025184.8201 | 10275814.4406 | 0 | 0 | 0 | 21084598.661 | 0 | 25191333.3192 | 140 | 700 | 99.19% | PR | PR733 | Augex | Std | Unallocated | Unallocated
PR735 | Termeil area distribution works | Major Project - Committed Project | 0 | 0 | 1795.5076 | 786359.3667 | 1131110.14 | 0 | 0 | 0 | 0 | 0 | 0 | 0 | 0 | 0 | 0 | 0 | 0 | 1708.99 | 767179.87 | 1131110.14 | 0 | 0 | 0 | 0 | 0 | 0 | 0 | 0 | 0 | 0 | 0 | 0 | 0 | 0 |  | 4950 | 12.48% | PR | PR735 | Augex | Std | Std | Distribution lines and cables
PR739 | South Gilead (South Campbelltown) | Major Project - Future/Planning Stage | 0 | 0 | 0 | 0 | 0 | 0 | 0 | 0 | 0 | 0 | 3999942.2019 | 7999884.4038 | 7999884.4038 | 0 | 0 | 0 | 0 | 0 | 0 | 0 | 0 | 0 | 0 | 0 | 0 | 4638706.6448 | 9509348.6218 | 9747082.3373 | 0 | 0 | 0 | 19999711.0095 | 0 | 23895137.6039 | 110 | 550 | 99.19% | PR | PR739 | Augex | Std | Std | Substations
PR740 | AFIC upgrade Minto, Prospect, Kingswood | Major Project - Committed Project | 0 | 0 | 0 | 39173.6447 | 2242841 | 310849.3157 | 0 | 0 | 0 | 0 | 0 | 0 | 0 | 0 | 0 | 0 | 0 | 0 | 38218.19 | 2242841 | 318620.5486 | 0 | 0 | 0 | 0 | 0 | 0 | 0 | 0 | 0 | 310849.3157 | 310849.3157 | 318620.5486 | 318620.5486 | 150 | 2250 | 70.44% | PR | PR740 | Augex | Std | Std | Substations
PR741 | Western Sydney Airport 132kV supply | Major Project - Prior to Approval | 0 | 0 | 0 | 0 | 0 | 0 | 0 | 15426880.0056 | 15379645.2898 | 15337925.0357 | 0 | 0 | 0 | 0 | 0 | 0 | 0 | 0 | 0 | 0 | 0 | 0 | 16613062.4511 | 16976250.7241 | 17353454.3541 | 0 | 0 | 0 | 0 | 0 | 46144450.3312 | 46144450.3312 | 50942767.5293 | 50942767.5293 | 170 | 1700 | 89% | PR | PR741 | Augex | Cont | Std | Sub-transmission lines and cables
PR742 | North Bomaderry ZS establishment | Major Project - Prior to Approval | 0 | 0 | 0 | 0 | 0 | 0 | 0 | 3663658.0441 | 7304880.9818 | 3823709.7684 | 3461355.3149 | 0 | 0 | 0 | 0 | 0 | 0 | 0 | 0 | 0 | 0 | 0 | 3945359.0009 | 8063221.7922 | 4326176.6357 | 4014110.9768 | 0 | 0 | 0 | 0 | 14792248.7944 | 18253604.1093 | 16334757.4289 | 20348868.4056 | 100 | 1000 | 97.42% | PR | PR742 | Augex | Std | Std | Substations
PR744 | Termeil ZS establishment | Major Project - Future/Planning Stage | 0 | 0 | 0 | 0 | 0 | 0 | 0 | 0 | 0 | 0 | 3936797.1914 | 3936797.1914 | 0 | 0 | 0 | 0 | 0 | 0 | 0 | 0 | 0 | 0 | 0 | 0 | 0 | 4565477.7917 | 4679614.7365 | 0 | 0 | 0 | 0 | 7873594.3827 | 0 | 9245092.5281 | 270 | 1350 | 92.24% | PR | PR744 | Augex | Std | Std | Substations
PR745 | Austral Permanent ZS establishment | Major Project - Future/Planning Stage | 0 | 0 | 0 | 0 | 0 | 0 | 0 | 0 | 0 | 0 | 10402361.6799 | 10402361.6799 | 0 | 0 | 0 | 0 | 0 | 0 | 0 | 0 | 0 | 0 | 0 | 0 | 0 | 12063550.3741 | 12365139.1334 | 0 | 0 | 0 | 0 | 20804723.3599 | 0 | 24428689.5075 | 160 | 800 | 99.14% | PR | PR745 | Augex | Std | Unallocated | Unallocated
PR746 | Sydney University - Western Sydney Employment Lands ZS establishment | Major Project - Future/Planning Stage | 0 | 0 | 0 | 0 | 0 | 0 | 0 | 0 | 0 | 0 | 0 | 0 | 12120677.3541 | 12120677.3541 | 0 | 0 | 0 | 0 | 0 | 0 | 0 | 0 | 0 | 0 | 0 | 0 | 0 | 14767868.408 | 15137065.1182 | 0 | 0 | 24241354.7082 | 0 | 29904933.5263 | 80 | 400 | 99.71% | PR | PR746 | Augex | Std | Unallocated | Unallocated
PR748 | Establish permanent Catherine Park ZS | Major Project - Prior to Approval | 0 | 0 | 0 | 0 | 0 | 0 | 0 | 0 | 0 | 1879021.4567 | 3758042.9133 | 3758042.9133 | 0 | 0 | 0 | 0 | 0 | 0 | 0 | 0 | 0 | 0 | 0 | 0 | 2125940.3083 | 4358177.6319 | 4467132.0727 | 0 | 0 | 0 | 1879021.4567 | 9395107.2833 | 2125940.3083 | 10951250.0129 | 240 | 2400 | 69.34% | PR | PR748 | Augex | Std | Std | Substations
PR749 | Nepean ZS augmentation | Major Project - Future/Planning Stage | 0 | 0 | 0 | 0 | 0 | 0 | 0 | 0 | 0 | 0 | 0 | 3560251.181 | 0 | 0 | 0 | 0 | 0 | 0 | 0 | 0 | 0 | 0 | 0 | 0 | 0 | 0 | 4232019.8584 | 0 | 0 | 0 | 0 | 3560251.181 | 0 | 4232019.8584 | 250 | 1250 | 92.24% | PR | PR749 | Augex | Std | Unallocated | Unallocated
PR750 | Feeder 512 augmentation | Major Project - Committed Project | 0 | 0 | 0 | 1213361.5132 | 2000 | 0 | 0 | 0 | 0 | 0 | 0 | 0 | 0 | 0 | 0 | 0 | 0 | 0 | 1183767.33 | 2000 | 0 | 0 | 0 | 0 | 0 | 0 | 0 | 0 | 0 | 0 | 0 | 0 | 0 | 0 |  | 2300 | 69.34% | PR | PR750 | Augex | Std | Std | Sub-transmission lines and cables
PR751 | Parklea ZS to Bella Vista ZS load transfer | Major Project - Prior to Approval | 0 | 0 | 0 | 0 | 0 | 0 | 997320.4597 | 0 | 0 | 0 | 0 | 0 | 0 | 0 | 0 | 0 | 0 | 0 | 0 | 0 | 0 | 1047809.8079 | 0 | 0 | 0 | 0 | 0 | 0 | 0 | 0 | 997320.4597 | 997320.4597 | 1047809.8079 | 1047809.8079 | 360 | 3600 | 42.43% | PR | PR751 | Augex | Std | Std | Substations
PR752 | Kemps Creek 132kV conversion | Major Project - Future/Planning Stage | 0 | 0 | 0 | 0 | 0 | 0 | 0 | 0 | 0 | 0 | 0 | 0 | 0 | 0 | 8898000 | 0 | 0 | 0 | 0 | 0 | 0 | 0 | 0 | 0 | 0 | 0 | 0 | 0 | 0 | 11390192.2743 | 0 | 8898000 | 0 | 11390192.2743 | 340 | 1700 | 89% | PR | PR752 | Augex | Std | Unallocated | Unallocated
PR754 | Augment Westmead Zone Substation | Major Project - Prior to Approval | 0 | 0 | 0 | 0 | 0 | 0 | 0 | 0 | 5083687.0593 | 5069896.5777 | 0 | 0 | 0 | 0 | 0 | 0 | 0 | 0 | 0 | 0 | 0 | 0 | 0 | 5611439.3079 | 5736122.6265 | 0 | 0 | 0 | 0 | 0 | 10153583.6369 | 10153583.6369 | 11347561.9344 | 11347561.9344 | 360 | 3600 | 42.43% | PR | PR754 | Augex | Std | Std | Substations
PR755 | Narellan ZS busbar augmentation | Major Project - Future/Planning Stage | 0 | 0 | 0 | 0 | 0 | 0 | 0 | 0 | 0 | 0 | 0 | 7199619.055 | 0 | 0 | 0 | 0 | 0 | 0 | 0 | 0 | 0 | 0 | 0 | 0 | 0 | 0 | 8558084.6025 | 0 | 0 | 0 | 0 | 7199619.055 | 0 | 8558084.6025 | 360 | 1800 | 81.87% | PR | PR755 | Augex | Std | Unallocated | Unallocated
PR761 | Glenfield Zone Substation site acquisition | Major Project - Prior to Approval | 0 | 0 | 0 | 0 | 0 | 0 | 2991961.379 | 0 | 0 | 0 | 0 | 0 | 0 | 0 | 0 | 0 | 0 | 0 | 0 | 0 | 0 | 3143429.4238 | 0 | 0 | 0 | 0 | 0 | 0 | 0 | 0 | 2991961.379 | 2991961.379 | 3143429.4238 | 3143429.4238 | 170 | 1700 | 89% | PRL | PR761 | Augex | Std | Std | Substations
PR765 | Minto 66kV Reconfiguration | Major Project - Prior to Approval | 0 | 0 | 0 | 0 | 0 | 299697.5691 | 398928.1839 | 0 | 0 | 0 | 0 | 0 | 0 | 0 | 0 | 0 | 0 | 0 | 0 | 0 | 307190.0084 | 419123.9232 | 0 | 0 | 0 | 0 | 0 | 0 | 0 | 0 | 698625.753 | 698625.753 | 726313.9316 | 726313.9316 | 180 | 1800 | 81.87% | PR | PR765 | Augex | Std | Std | Substations
PR766 | Baulkham Hills 132kV bus section CB | Major Project - Prior to Approval | 0 | 0 | 0 | 0 | 0 | 0 | 349062.1609 | 0 | 0 | 0 | 0 | 0 | 0 | 0 | 0 | 0 | 0 | 0 | 0 | 0 | 0 | 366733.4328 | 0 | 0 | 0 | 0 | 0 | 0 | 0 | 0 | 349062.1609 | 349062.1609 | 366733.4328 | 366733.4328 | 180 | 1800 | 81.87% | PR | PR766 | Augex | Std | Std | Substations
PR767 | Mt Terry 132kV bus section CB | Major Project - Prior to Approval | 0 | 0 | 0 | 0 | 0 | 0 | 0 | 397877.7198 | 0 | 0 | 0 | 0 | 0 | 0 | 0 | 0 | 0 | 0 | 0 | 0 | 0 | 0 | 428470.7864 | 0 | 0 | 0 | 0 | 0 | 0 | 0 | 397877.7198 | 397877.7198 | 428470.7864 | 428470.7864 | 180 | 1800 | 81.87% | PR | PR767 | Augex | Std | Std | Substations
PR768 | Establish Glenfield 66/11kV Zone Substation | Major Project - Future/Planning Stage | 0 | 0 | 0 | 0 | 0 | 0 | 0 | 0 | 0 | 0 | 0 | 0 | 6151322.8739 | 12302645.7478 | 12440000 | 0 | 0 | 0 | 0 | 0 | 0 | 0 | 0 | 0 | 0 | 0 | 0 | 7494789.6131 | 15364318.7068 | 15924251.7298 | 0 | 30893968.6217 | 0 | 38783360.0497 | 170 | 850 | 97.42% | PR | PR768 | Augex | Std | Unallocated | Unallocated
PR769 | Nepean TS 132kV bus section CB | Major Project - Prior to Approval | 0 | 0 | 0 | 0 | 0 | 299697.5691 | 299196.1379 | 0 | 0 | 0 | 0 | 0 | 0 | 0 | 0 | 0 | 0 | 0 | 0 | 0 | 307190.0084 | 314342.9424 | 0 | 0 | 0 | 0 | 0 | 0 | 0 | 0 | 598893.707 | 598893.707 | 621532.9508 | 621532.9508 | 180 | 1800 | 81.87% | PR | PR769 | Augex | Std | Std | Substations
PS002 | Replacement of ASEA RI O/C relays | Program - Short Term Need | 0 | 0 | 230.8853 | 219160.3237 | 8296.02 | 0 | 0 | 0 | 0 | 0 | 0 | 0 | 0 | 0 | 0 | 0 | 0 | 219.76 | 213814.95 | 8296.02 | 0 | 0 | 0 | 0 | 0 | 0 | 0 | 0 | 0 | 0 | 0 | 0 | 0 | 0 |  | 4950 | 12.48% | PS | PS002s | Repex | Std | Std | Substations
PS004 | Underfrequency load shed program | Program - Short Term Need | 172.526 | 0 | 0 | 0 | 0 | 0 | 0 | 0 | 0 | 0 | 0 | 0 | 0 | 0 | 0 | 156.3 | 0 | 0 | 0 | 0 | 0 | 0 | 0 | 0 | 0 | 0 | 0 | 0 | 0 | 0 | 0 | 0 | 0 | 0 |  | 4950 | 12.48% | PS | PS004s | Repex | Std | Unallocated | Unallocated
PS008 | Substation protection relay refurbishment | Program - Short Term Need | 3355003.7604 | 2255634.3407 | 1196036.0597 | 5533394.2555 | 4598385 | 4370589.55 | 4487942.0685 | 4476124.348 | 4462419.1489 | 4450313.9763 | 4697553.6417 | 4697553.6417 | 4697553.6417 | 4697553.6417 | 4750000 | 3039467.82 | 2094580.72 | 1138404.34 | 5398433.42 | 4598385 | 4479854.2888 | 4715144.1358 | 4820296.3467 | 4925675.7799 | 5035121.7827 | 5447722.0399 | 5583915.0909 | 5723512.9682 | 5866600.7924 | 6080401.5849 | 22247389.0917 | 45787603.6583 | 23976092.3338 | 52678244.8102 | 240 | 3600 | 42.43% | PS | PS008s | Repex | Std | Std | Substations
PS009 | Installation of SEF relays | Program - Short Term Need | 683558.573 | 1220098.3079 | 205824.4872 | 0 | 0 | 0 | 0 | 0 | 0 | 0 | 0 | 0 | 0 | 0 | 0 | 619270.33 | 1132982.57 | 195906.71 | 0 | 0 | 0 | 0 | 0 | 0 | 0 | 0 | 0 | 0 | 0 | 0 | 0 | 0 | 0 | 0 |  | 2850 | 65.73% | PS | PS009s | Repex | Std | Std | Substations
PS010 | Protection refurbishment (interfacing feeders) | Program - Short Term Need | 1255085.2704 | 599963.8956 | 100702.1961 | 185269.4983 | 0 | 0 | 0 | 0 | 0 | 0 | 0 | 0 | 0 | 0 | 0 | 1137045.31 | 557126.12 | 95849.8 | 180750.73 | 0 | 0 | 0 | 0 | 0 | 0 | 0 | 0 | 0 | 0 | 0 | 0 | 0 | 0 | 0 |  | 2550 | 68.28% | PS | PS010s | Repex | Std | Std | Substations
PS011 | Protection refurbishment (miscellaneous) | Program - Short Term Need | 347959.6066 | 188032.8783 | 16674.7215 | 703542.0113 | 1259449.92 | 699294.328 | 698124.3218 | 696286.0097 | 694154.0898 | 692271.063 | 692271.063 | 692271.063 | 692271.063 | 692271.063 | 700000 | 315234.23 | 174607.22 | 15871.24 | 686382.45 | 1259449.92 | 716776.6862 | 733466.8656 | 749823.8761 | 766216.2324 | 783241.1662 | 802822.1954 | 822892.7502 | 843465.069 | 864551.6957 | 896059.1809 | 3480129.8123 | 6949214.0642 | 3749524.8265 | 7979315.7178 | 150 | 2250 | 70.44% | PS | PS011s | Repex | Std | Std | Substations
PS012 | Distribution feeder safety improvement | Program - Short Term Need | 17979.103 | 703156.3582 | 3532415.8822 | 7009037.74 | 2633018.75 | 3096874.8812 | 0 | 0 | 0 | 0 | 0 | 0 | 0 | 0 | 0 | 16288.18 | 652950.58 | 3362204.29 | 6838085.6 | 2633018.75 | 3174296.7532 | 0 | 0 | 0 | 0 | 0 | 0 | 0 | 0 | 0 | 3096874.8812 | 3096874.8812 | 3174296.7532 | 3174296.7532 | 310 | 4650 | 20.88% | PS | PS012s | Repex | Std | Std | Substations
PS013 | Feeder differential relay replacement | Program - Short Term Need | 0 | 0 | 0 | 0 | 0 | 0 | 329115.7517 | 328249.1189 | 327244.0709 | 326356.3583 | 326356.3583 | 326356.3583 | 326356.3583 | 326356.3583 | 330000 | 0 | 0 | 0 | 0 | 0 | 0 | 345777.2366 | 353488.3988 | 361216.2239 | 369242.2641 | 378473.3207 | 387935.1537 | 397633.5325 | 407574.3708 | 422427.8996 | 1310965.2997 | 2946390.7328 | 1429724.1233 | 3423768.4006 | 240 | 3600 | 42.43% | PS | PS013s | Repex | Std | Std | Substations
PS014 | Under frequency load shedding | Program - Short Term Need | 0 | 0 | 0 | 82613.565 | 313232.73 | 549445.5434 | 548526.2528 | 0 | 0 | 0 | 0 | 0 | 0 | 0 | 0 | 0 | 0 | 0 | 80598.6 | 313232.73 | 563181.682 | 576295.3944 | 0 | 0 | 0 | 0 | 0 | 0 | 0 | 0 | 1097971.7963 | 1097971.7963 | 1139477.0764 | 1139477.0764 | 170 | 2550 | 68.28% | PS | PS014s | Repex | Std | Std | Substations
RC | Reliability compliance | Program - Short Term Need | 0 | 0 | 0 | 0 | 3685231.26 | 3995967.5886 | 3989281.8387 | 3978777.1982 | 3966594.799 | 3955834.6456 | 3955834.6456 | 3955834.6456 | 3955834.6456 | 3955834.6456 | 4000000 | 0 | 0 | 0 | 0 | 3685231.26 | 4095866.7783 | 4191239.2318 | 4284707.8637 | 4378378.471 | 4475663.8069 | 4587555.402 | 4702244.2871 | 4819800.3943 | 4940295.4041 | 5120338.1768 | 19886456.0701 | 39709794.6525 | 21425856.1517 | 45596089.816 | 400 | 6000 | 1.663% | RC | RCs | Reliability | Std | Std | Distribution lines and cables
RI | Reliability enhancement | Program - Short Term Need | 6307384.0422 | 4721125.3512 | 2665383.556 | 3560136.8562 | 359985.37 | 0 | 0 | 0 | 0 | 0 | 0 | 0 | 0 | 0 | 0 | 5714178.64 | 4384034.22 | 2536950.44 | 3473304.25 | 359985.37 | 0 | 0 | 0 | 0 | 0 | 0 | 0 | 0 | 0 | 0 | 0 | 0 | 0 | 0 |  | 6000 | 1.663% | RI | RIs | Reliability | Std | Std | Distribution lines and cables
SG001 | Smart grid fibre rollout & trial | Program - Short Term Need | 15629.262 | 0 | 0 | 0 | 0 | 0 | 0 | 0 | 0 | 0 | 0 | 0 | 0 | 0 | 0 | 14159.34 | 0 | 0 | 0 | 0 | 0 | 0 | 0 | 0 | 0 | 0 | 0 | 0 | 0 | 0 | 0 | 0 | 0 | 0 |  | 4950 | 12.48% | SG | SG001s | Other | Std | Unallocated | Unallocated
SG002 | Smart meter rollout | Program - Short Term Need | 5494.2287 | 0 | 0 | 0 | 0 | 0 | 0 | 0 | 0 | 0 | 0 | 0 | 0 | 0 | 0 | 4977.5 | 0 | 0 | 0 | 0 | 0 | 0 | 0 | 0 | 0 | 0 | 0 | 0 | 0 | 0 | 0 | 0 | 0 | 0 |  | 4950 | 12.48% | SG | SG002s | Other | Std | Unallocated | Unallocated
SL001 | Streetlighting growth | Program - Short Term Need | 962081.7591 | 1054541.6231 | 1377529.3957 | 983564.6723 | 1100000 | 1748235.82 | 1745310.8044 | 1740715.0242 | 1735385.2246 | 1730677.6575 | 1730677.6575 | 1730677.6575 | 1730677.6575 | 1730677.6575 | 1750000 | 871598.59 | 979246.73 | 1311152.31 | 959575.29 | 1100000 | 1791941.7155 | 1833667.1639 | 1874559.6904 | 1915540.5811 | 1958102.9155 | 2007055.4884 | 2057231.8756 | 2108662.6725 | 2161379.2393 | 2240147.9523 | 8700324.5307 | 17373035.1605 | 9373812.0664 | 19948289.2945 | 100 | 1500 | 92.24% | SL | SL001s | Other | Alt | Alt | Public lighting
SL002 | Streetlighting refurbishment | Program - Short Term Need | 5434956.262 | 7073916.161 | 2519818.4747 | 3787356.714 | 1900000 | 2996975.6914 | 2991961.379 | 2984082.8986 | 2974946.0993 | 2966875.9842 | 2966875.9842 | 2966875.9842 | 2966875.9842 | 2966875.9842 | 3000000 | 4923802.13 | 6568834.38 | 2398399.5 | 3694982.16 | 1900000 | 3071900.0837 | 3143429.4238 | 3213530.8978 | 3283783.8533 | 3356747.8552 | 3440666.5515 | 3526683.2153 | 3614850.2957 | 3705221.5531 | 3840253.6326 | 14914842.0526 | 29782345.9894 | 16069392.1138 | 34197067.362 | 220 | 3300 | 54.01% | SL | SL002s | Other | Alt | Alt | Public lighting
SP | Essential spares | Program - Short Term Need | 2793314.7291 | -338398.3409 | 493862.3243 | 863285.3605 | 1423626.78 | 998991.8971 | 997320.4597 | 994694.2995 | 991648.6998 | 988958.6614 | 988958.6614 | 988958.6614 | 988958.6614 | 988958.6614 | 1000000 | 2530605.28 | -314236.5 | 470065.27 | 842229.62 | 1423626.78 | 1023966.6946 | 1047809.8079 | 1071176.9659 | 1094594.6178 | 1118915.9517 | 1146888.8505 | 1175561.0718 | 1204950.0986 | 1235073.851 | 1280084.5442 | 4971614.0175 | 9927448.6631 | 5356464.0379 | 11399022.454 | 160 | 2400 | 69.34% | SP | SPs | Repex | Std | Std | Emergency Spares (Major Plant, Excludes Inventory)
TM004 | 66 & 33kV line refurbishment | Program - Short Term Need | 1528294.7343 | -39544.7376 | 0 | 0 | 0 | 0 | 0 | 0 | 0 | 0 | 0 | 0 | 0 | 0 | 0 | 1384559.6 | -36721.22 | 0 | 0 | 0 | 0 | 0 | 0 | 0 | 0 | 0 | 0 | 0 | 0 | 0 | 0 | 0 | 0 | 0 |  | 4950 | 12.48% | TM | TM004s | Repex | Std | Unallocated | Unallocated
TM008 | 132kV tower refurb/safety upgrade | Program - Short Term Need | 6962.2667 | 134846.1011 | 247563.3705 | 120412.9205 | 0 | 0 | 0 | 0 | 0 | 0 | 0 | 0 | 0 | 0 | 0 | 6307.47 | 125218.01 | 235634.38 | 117476.02 | 0 | 0 | 0 | 0 | 0 | 0 | 0 | 0 | 0 | 0 | 0 | 0 | 0 | 0 | 0 |  | 4950 | 12.48% | TM | TM008s | Repex | Std | Std | Sub-transmission lines and cables
TM012 | Sub-transmission pole replacement | Program - Short Term Need | 2179178.8894 | 3724333.7217 | 3064270.8827 | 3208186.2347 | 2499999.99 | 2757217.6361 | 2752604.4687 | 2745356.2668 | 2736950.4113 | 3916276.2991 | 4222853.4842 | 4222853.4842 | 4222853.4842 | 4222853.4842 | 4270000 | 1974228.52 | 3458414.1 | 2916617.14 | 3129937.79 | 2499999.99 | 2826148.077 | 2891955.0699 | 2956448.426 | 3021081.145 | 4430907.1688 | 4897215.3917 | 5019645.7765 | 5145136.9209 | 5273765.3439 | 5465961.0037 | 14908405.082 | 36069819.0188 | 16126539.8867 | 41928264.3234 | 310 | 4650 | 20.88% | TM | TM012s | Repex | Std | Std | Sub-transmission lines and cables
TM012 | Sub-transmission pole replacement | Program - Medium Term Need | 0 | 0 | 0 | 0 | 0 | 959032.2213 | 957427.6413 | 954906.5276 | 951982.7518 | 949400.3149 | 1255977.5 | 1255977.5 | 1255977.5 | 1255977.5 | 1270000 | 0 | 0 | 0 | 0 | 0 | 983008.0268 | 1005897.4156 | 1028329.8873 | 1050810.833 | 1074159.3136 | 1456548.8401 | 1492962.5612 | 1530286.6252 | 1568543.7908 | 1625707.3711 | 4772749.4568 | 11066659.4567 | 5142205.4764 | 12816254.6648 | 310 | 3100 | 54.95% | TM | TM012m | Repex | Std | Std | Sub-transmission lines and cables
TM013 | Underground pilots | Program - Short Term Need | -23689.5466 | 0 | 0 | 0 | 0 | 0 | 0 | 0 | 0 | 0 | 0 | 0 | 0 | 0 | 0 | -21461.56 | 0 | 0 | 0 | 0 | 0 | 0 | 0 | 0 | 0 | 0 | 0 | 0 | 0 | 0 | 0 | 0 | 0 | 0 |  | 4950 | 12.48% | TM | TM013s | Repex | Std | Unallocated | Unallocated
TM014 | Renewal of 33kV and 66kV gas and oil filled cables | Program - Short Term Need | 1167626.1351 | 3154901.4306 | 2904864.4999 | 15631.9982 | 0 | 0 | 0 | 0 | 0 | 0 | 0 | 0 | 0 | 0 | 0 | 1057811.65 | 2929639.61 | 2764891.85 | 15250.73 | 0 | 0 | 0 | 0 | 0 | 0 | 0 | 0 | 0 | 0 | 0 | 0 | 0 | 0 | 0 |  | 2700 | 66.09% | TM | TM014s | Repex | Std | Std | Sub-transmission lines and cables
TM014 | Renewal of 33kV and 66kV gas and oil filled cables | Program - Medium Term Need | 0 | 0 | 0 | 0 | 0 | 0 | 0 | 0 | 0 | 0 | 0 | 2225156.9882 | 2225156.9882 | 2225156.9882 | 2250000 | 0 | 0 | 0 | 0 | 0 | 0 | 0 | 0 | 0 | 0 | 0 | 2645012.4115 | 2711137.7218 | 2778916.1648 | 2880190.2244 | 0 | 8925470.9645 | 0 | 11015256.5225 | 180 | 1800 | 81.87% | TM | TM014m | Repex | Std | Std | Sub-transmission lines and cables
TM015 | Subtransmission tower replacement | Program - Short Term Need | 0 | 0 | 0 | 0 | 0 | 959032.2213 | 957427.6413 | 954906.5276 | 951982.7518 | 949400.3149 | 1898800.6299 | 1898800.6299 | 1898800.6299 | 1898800.6299 | 1920000 | 0 | 0 | 0 | 0 | 0 | 983008.0268 | 1005897.4156 | 1028329.8873 | 1050810.833 | 1074159.3136 | 2202026.593 | 2257077.2578 | 2313504.1892 | 2371341.794 | 2457762.3249 | 4772749.4568 | 14287951.9764 | 5142205.4764 | 16743917.6353 | 310 | 4650 | 20.88% | TM | TM015s | Repex | Std | Std | Sub-transmission lines and cables
TM016 | Cast iron UGOH replacement within zone substations | Program - Short Term Need | 619.6364 | 8503.5268 | 0 | 0 | 0 | 0 | 0 | 0 | 0 | 0 | 0 | 0 | 0 | 0 | 0 | 561.36 | 7896.37 | 0 | 0 | 0 | 0 | 0 | 0 | 0 | 0 | 0 | 0 | 0 | 0 | 0 | 0 | 0 | 0 | 0 |  | 3750 | 38.41% | TM | TM016s | Repex | Std | Std | Sub-transmission lines and cables
TM017 | Installation of overhead earthwire | Program - Short Term Need | 206.5565 | 0 | 0 | 0 | 0 | 0 | 0 | 0 | 0 | 0 | 0 | 0 | 0 | 0 | 0 | 187.13 | 0 | 0 | 0 | 0 | 0 | 0 | 0 | 0 | 0 | 0 | 0 | 0 | 0 | 0 | 0 | 0 | 0 | 0 |  | 4950 | 12.48% | TM | TM017s | Repex | Std | Unallocated | Unallocated
TM019 | Access track reconstruction | Program - Short Term Need | 1348163.2217 | 1435837.3851 | 504222.7265 | 174435.197 | 0 | 0 | 0 | 0 | 0 | 0 | 0 | 0 | 0 | 0 | 0 | 1221369.34 | 1333317.75 | 479926.45 | 170180.68 | 0 | 0 | 0 | 0 | 0 | 0 | 0 | 0 | 0 | 0 | 0 | 0 | 0 | 0 | 0 |  | 4500 | 25.4% | TM | TM019s | Repex | Std | Std | Sub-transmission lines and cables
TM020 | Traffic blackspot remediation - transmission | Major Project - Committed Project | 854.1966 | 0 | 0 | 0 | 0 | 0 | 0 | 0 | 0 | 0 | 0 | 0 | 0 | 0 | 0 | 773.86 | 0 | 0 | 0 | 0 | 0 | 0 | 0 | 0 | 0 | 0 | 0 | 0 | 0 | 0 | 0 | 0 | 0 | 0 |  | 4950 | 12.48% | TM | TM020 | Repex | Std | Unallocated | Unallocated
TM021 | Capital works for compliance to NSW Maritime Waterways | Major Project - Committed Project | 111362.7443 | 0 | 0 | 0 | 0 | 0 | 0 | 0 | 0 | 0 | 0 | 0 | 0 | 0 | 0 | 100889.15 | 0 | 0 | 0 | 0 | 0 | 0 | 0 | 0 | 0 | 0 | 0 | 0 | 0 | 0 | 0 | 0 | 0 | 0 |  | 4950 | 12.48% | TM | TM021 | Repex | Std | Std | Sub-transmission lines and cables
TM023 | Renewal of 132kV cable 233 | Major Project - Committed Project | 116444.8755 | 250.7648 | 0 | 0 | 0 | 0 | 0 | 0 | 0 | 0 | 0 | 0 | 0 | 0 | 0 | 105493.31 | 232.86 | 0 | 0 | 0 | 0 | 0 | 0 | 0 | 0 | 0 | 0 | 0 | 0 | 0 | 0 | 0 | 0 | 0 |  | 3750 | 38.41% | TM | TM023 | Repex | Std | Std | Sub-transmission lines and cables
TM027 | Steel tower asbestos removal | Major Project - Committed Project | 0 | 30875.8649 | 75110.1268 | 809.299 | 0 | 0 | 0 | 0 | 0 | 0 | 0 | 0 | 0 | 0 | 0 | 0 | 28671.31 | 71490.9 | 789.56 | 0 | 0 | 0 | 0 | 0 | 0 | 0 | 0 | 0 | 0 | 0 | 0 | 0 | 0 | 0 |  | 3900 | 38.31% | TM | TM027 | Repex | Std | Std | Sub-transmission lines and cables
TM028 | 132kV oil cable replacement | Program - Long Term Need | 0 | 0 | 0 | 0 | 0 | 0 | 0 | 0 | 0 | 0 | 10087378.3463 | 9790690.7479 | 9790690.7479 | 10087378.3463 | 10200000 | 0 | 0 | 0 | 0 | 0 | 0 | 0 | 0 | 0 | 0 | 11698266.2752 | 11638054.6106 | 11929005.9758 | 12597753.2805 | 13056862.3508 | 0 | 49956138.1883 | 0 | 60919942.4929 | 260 | 1300 | 92.24% | TM | TM028l | Repex | Std | Std | Sub-transmission lines and cables
TM029 | Installation of aerial marker malls on high spans | Program - Short Term Need | 0 | 0 | 0 | 6447.3525 | 122585.18 | 0 | 0 | 0 | 0 | 0 | 0 | 0 | 0 | 0 | 0 | 0 | 0 | 0 | 6290.1 | 122585.18 | 0 | 0 | 0 | 0 | 0 | 0 | 0 | 0 | 0 | 0 | 0 | 0 | 0 | 0 |  | 2100 | 77.83% | TM | TM029s | Repex | Std | Std | Sub-transmission lines and cables
TM030 | Feeder 7028 replacement | Major Project - Prior to Approval | 0 | 0 | 0 | 0 | 0 | 1598387.0354 | 1595712.7355 | 1591510.8793 | 0 | 0 | 0 | 0 | 0 | 0 | 0 | 0 | 0 | 0 | 0 | 0 | 1638346.7113 | 1676495.6927 | 1713883.1455 | 0 | 0 | 0 | 0 | 0 | 0 | 0 | 4785610.6502 | 4785610.6502 | 5028725.5495 | 5028725.5495 | 200 | 2000 | 80.14% | TM | TM030 | Repex | Std | Std | Sub-transmission lines and cables
TM031 | Steel tower asbestos removal | Program - Short Term Need | 0 | 0 | 0 | 0 | 112125 | 12182.7062 | 0 | 0 | 0 | 0 | 0 | 0 | 0 | 0 | 0 | 0 | 0 | 0 | 0 | 112125 | 12487.2738 | 0 | 0 | 0 | 0 | 0 | 0 | 0 | 0 | 0 | 12182.7062 | 12182.7062 | 12487.2738 | 12487.2738 | 260 | 3900 | 38.31% | TM | TM031s | Repex | Std | Std | Sub-transmission lines and cables
TM031 | Steel tower asbestos removal | Program - Medium Term Need | 0 | 0 | 0 | 0 | 0 | 2797177.312 | 0 | 0 | 0 | 0 | 0 | 0 | 0 | 0 | 0 | 0 | 0 | 0 | 0 | 0 | 2867106.7448 | 0 | 0 | 0 | 0 | 0 | 0 | 0 | 0 | 0 | 2797177.312 | 2797177.312 | 2867106.7448 | 2867106.7448 | 260 | 2600 | 66.32% | TM | TM031m | Repex | Std | Std | Sub-transmission lines and cables
TM033 | Pole top structure/hardware refurbishment (TR) | Program - Short Term Need | 0 | 0 | 0 | 97158.561 | 734759.36 | 1346311.41 | 1344058.8639 | 1340519.6667 | 1336415.2032 | 1332789.9192 | 1332789.9192 | 1332789.9192 | 1332789.9192 | 1332789.9192 | 1347670 | 0 | 0 | 0 | 94788.84 | 734759.36 | 1379969.1953 | 1412101.8439 | 1443593.0617 | 1475152.3285 | 1507929.4607 | 1545627.6972 | 1584268.3896 | 1623875.0993 | 1664471.9768 | 1725131.5377 | 6700095.063 | 13378924.7398 | 7218745.89 | 15362120.5906 | 330 | 4950 | 12.48% | TM | TM033s | Repex | Std | Std | Sub-transmission lines and cables
TM131 | Underground pilots replacement | Program - Short Term Need | 723130.4859 | 9838.6451 | 0 | 0 | 0 | 0 | 0 | 0 | 0 | 0 | 0 | 0 | 0 | 0 | 0 | 655120.53 | 9136.16 | 0 | 0 | 0 | 0 | 0 | 0 | 0 | 0 | 0 | 0 | 0 | 0 | 0 | 0 | 0 | 0 | 0 |  | 1950 | 80.14% | TM | TM131s | Repex | Std | Std | Sub-transmission lines and cables
TM132 | Sub-transmission pilot cable renewal program | Program - Short Term Need | 5002226.1323 | 533412.5503 | 45031.2584 | 3803.9595 | 0 | 0 | 0 | 0 | 0 | 0 | 0 | 1102688.9075 | 1102688.9075 | 1102688.9075 | 1115000 | 4531769.99 | 495326.58 | 42861.4 | 3711.18 | 0 | 0 | 0 | 0 | 0 | 0 | 0 | 1310750.595 | 1343519.3599 | 1377107.3439 | 1427294.2668 | 0 | 4423066.7224 | 0 | 5458671.5656 | 160 | 2400 | 69.34% | TM | TM132s | Repex | Std | Std | Sub-transmission lines and cables
TM133 | Hardex pilot cable renewal | Program - Short Term Need | 9595140.4747 | 1005249.6685 | 0 | 0 | 0 | 0 | 0 | 0 | 0 | 0 | 0 | 0 | 0 | 0 | 0 | 8692723.7 | 933474.25 | 0 | 0 | 0 | 0 | 0 | 0 | 0 | 0 | 0 | 0 | 0 | 0 | 0 | 0 | 0 | 0 | 0 |  | 3300 | 54.01% | TM | TM133s | Repex | Std | Std | Sub-transmission lines and cables
TM134 | Wollongong - Port Kembla pilot cable replacement | Program - Short Term Need | 0 | 0 | 0 | 0 | 0 | 0 | 0 | 0 | 0 | 0 | 0 | 1646616.1712 | 1646616.1712 | 1646616.1712 | 1665000 | 0 | 0 | 0 | 0 | 0 | 0 | 0 | 0 | 0 | 0 | 0 | 1957309.1845 | 2006241.9141 | 2056397.962 | 2131340.7661 | 0 | 6604848.5137 | 0 | 8151289.8267 | 110 | 1650 | 89.03% | TM | TM134s | Repex | Std | Std | Sub-transmission lines and cables
TM135 | Optical fibre protection and communication upgrades in the Blue Mountains | Program - Short Term Need | 0 | 0 | 0 | 0 | 0 | 0 | 0 | 0 | 0 | 0 | 0 | 917753.6378 | 917753.6378 | 917753.6378 | 928000 | 0 | 0 | 0 | 0 | 0 | 0 | 0 | 0 | 0 | 0 | 0 | 1090920.6746 | 1118193.6915 | 1146148.5338 | 1187918.457 | 0 | 3681260.9133 | 0 | 4543181.3568 | 110 | 1650 | 89.03% | TM | TM135s | Repex | Std | Std | Sub-transmission lines and cables
TM137 | Optical fibre protection and communication upgrades in the Macarthur area | Program - Short Term Need | 0 | 0 | 0 | 0 | 0 | 0 | 0 | 0 | 0 | 0 | 0 | 897974.4646 | 897974.4646 | 897974.4646 | 908000 | 0 | 0 | 0 | 0 | 0 | 0 | 0 | 0 | 0 | 0 | 0 | 1067409.4532 | 1094094.6895 | 1121447.0567 | 1162316.7661 | 0 | 3601923.3937 | 0 | 4445267.9655 | 110 | 1650 | 89.03% | TM | TM137s | Repex | Std | Std | Sub-transmission lines and cables
TM138 | 132kV optical fibre ring completion | Major Project - Committed Project | 0 | 11357.9762 | 180308.2835 | 401610.3648 | 5000 | 0 | 0 | 0 | 0 | 0 | 0 | 0 | 0 | 0 | 0 | 0 | 10547.01 | 171620.02 | 391814.99 | 5000 | 0 | 0 | 0 | 0 | 0 | 0 | 0 | 0 | 0 | 0 | 0 | 0 | 0 | 0 |  | 1650 | 89.03% | TM | TM138 | Repex | Std | Std | Sub-transmission lines and cables
TM171 | Replacement of corroded earthwires | Program - Short Term Need | 155323.0861 | 2059242.5512 | 2371342.1745 | 1611617.34 | 3545011.83 | 0 | 0 | 0 | 0 | 136476.2953 | 887095.9193 | 887095.9193 | 887095.9193 | 887095.9193 | 897000 | 140715.05 | 1912211.42 | 2257077.62 | 1572309.6 | 3545011.83 | 0 | 0 | 0 | 0 | 154410.4013 | 1028759.2989 | 1054478.2814 | 1080840.2384 | 1107861.2444 | 1148235.8361 | 136476.2953 | 4581859.9724 | 154410.4013 | 5574585.3006 | 270 | 4050 | 37% | TM | TM171s | Repex | Std | Std | Sub-transmission lines and cables
TM172 | Earthwire replacement due to fault rating | Program - Short Term Need | 0 | 0 | 0 | 0 | 0 | 0 | 997320.4597 | 994694.2995 | 0 | 0 | 0 | 0 | 0 | 0 | 0 | 0 | 0 | 0 | 0 | 0 | 0 | 1047809.8079 | 1071176.9659 | 0 | 0 | 0 | 0 | 0 | 0 | 0 | 1992014.7592 | 1992014.7592 | 2118986.7739 | 2118986.7739 | 170 | 2550 | 68.28% | TM | TM172s | Repex | Std | Std | Sub-transmission lines and cables
TM174 | Hardex earthwire replacement | Program - Short Term Need | 0 | 39983.0967 | 3575.8862 | 0 | 0 | 0 | 997320.4597 | 994694.2995 | 991648.6998 | 988958.6614 | 988958.6614 | 988958.6614 | 988958.6614 | 988958.6614 | 1000000 | 0 | 37128.28 | 3403.58 | 0 | 0 | 0 | 1047809.8079 | 1071176.9659 | 1094594.6178 | 1118915.9517 | 1146888.8505 | 1175561.0718 | 1204950.0986 | 1235073.851 | 1280084.5442 | 3972622.1204 | 8928456.766 | 4332497.3433 | 10375055.7594 | 240 | 3600 | 42.43% | TM | TM174s | Repex | Std | Std | Sub-transmission lines and cables
TM302 | Oil filled cable auxiliary equipment refurbishment | Program - Short Term Need | 516.3637 | 9073.6758 | 42897.0818 | 174604.5167 | 321511 | 0 | 0 | 0 | 0 | 0 | 0 | 0 | 0 | 0 | 0 | 467.8 | 8425.81 | 40830.06 | 170345.87 | 321511 | 0 | 0 | 0 | 0 | 0 | 0 | 0 | 0 | 0 | 0 | 0 | 0 | 0 | 0 |  | 3000 | 58.18% | TM | TM302s | Repex | Std | Std | Sub-transmission lines and cables
TM302 | Oil filled cable auxiliary equipment refurbishment | Program - Medium Term Need | 0 | 0 | 0 | 0 | 0 | 0 | 71807.0731 | 0 | 0 | 0 | 0 | 71205.0236 | 0 | 0 | 0 | 0 | 0 | 0 | 0 | 0 | 0 | 75442.3062 | 0 | 0 | 0 | 0 | 84640.3972 | 0 | 0 | 0 | 71807.0731 | 143012.0967 | 75442.3062 | 160082.7033 | 200 | 2000 | 80.14% | TM | TM302m | Repex | Std | Std | Sub-transmission lines and cables
TM303 | Guilford and Camellia 132kV cables oil testing and flushing | Program - Short Term Need | 516.3637 | 15315.28 | 40622.2475 | 278030.0712 | 168040 | 0 | 0 | 0 | 0 | 0 | 0 | 0 | 0 | 0 | 0 | 467.8 | 14221.76 | 38664.84 | 271248.85 | 168040 | 0 | 0 | 0 | 0 | 0 | 0 | 0 | 0 | 0 | 0 | 0 | 0 | 0 | 0 |  | 3900 | 38.31% | TM | TM303s | Repex | Std | Std | Sub-transmission lines and cables
TM303 | Guilford and Camellia 132kV cables oil testing and flushing | Program - Medium Term Need | 0 | 0 | 0 | 0 | 0 | 0 | 89758.8414 | 0 | 0 | 0 | 0 | 89006.2795 | 0 | 0 | 0 | 0 | 0 | 0 | 0 | 0 | 0 | 94302.8827 | 0 | 0 | 0 | 0 | 105800.4965 | 0 | 0 | 0 | 89758.8414 | 178765.1209 | 94302.8827 | 200103.3792 | 260 | 2600 | 66.32% | TM | TM303m | Repex | Std | Std | Sub-transmission lines and cables
TM401 | South Coast 33kV overhead line refurbishment | Program - Short Term Need | 493765.9491 | 644240.3721 | 646087.7483 | 792822.5965 | 932355.84 | 0 | 0 | 0 | 0 | 0 | 0 | 0 | 0 | 0 | 0 | 447327.58 | 598241.23 | 614955.62 | 773485.46 | 932355.84 | 0 | 0 | 0 | 0 | 0 | 0 | 0 | 0 | 0 | 0 | 0 | 0 | 0 | 0 |  | 3600 | 42.43% | TM | TM401s | Repex | Std | Std | Sub-transmission lines and cables
TM404 | Avon/Nepean Dam feeder refurbishment | Major Project - Committed Project | 640420.7816 | 3701741.1702 | 1774014.6995 | 36180.3782 | 0 | 0 | 0 | 0 | 0 | 0 | 0 | 0 | 0 | 0 | 0 | 580189.62 | 3437434.67 | 1688532.73 | 35297.93 | 0 | 0 | 0 | 0 | 0 | 0 | 0 | 0 | 0 | 0 | 0 | 0 | 0 | 0 | 0 |  | 5250 | 4.683% | TM | TM404 | Repex | Std | Std | Sub-transmission lines and cables
TM408 | Ringwood Feeder 7906 Refurbishment | Major Project - Committed Project | 0 | 0 | 14108.0341 | 0 | 0 | 0 | 0 | 0 | 0 | 0 | 0 | 0 | 0 | 0 | 0 | 0 | 0 | 13428.23 | 0 | 0 | 0 | 0 | 0 | 0 | 0 | 0 | 0 | 0 | 0 | 0 | 0 | 0 | 0 | 0 |  | 3200 | 54.01% | TM | TM408 | Repex | Std | Std | Sub-transmission lines and cables
TM410 | Hazelbook ZS to Springwood ZS Feeder 808 refurbishment | Major Project - Committed Project | 1280699.381 | 263593.232 | 61665.4573 | 0 | 13970 | 0 | 0 | 0 | 0 | 0 | 0 | 0 | 0 | 0 | 0 | 1160250.43 | 244772.52 | 58694.07 | 0 | 13970 | 0 | 0 | 0 | 0 | 0 | 0 | 0 | 0 | 0 | 0 | 0 | 0 | 0 | 0 |  | 4350 | 29.12% | TM | TM410 | Repex | Std | Std | Sub-transmission lines and cables
TM419 | Future sub-transmission feeder refurbishment works | Program - Short Term Need | 0 | 0 | 0 | 0 | 0 | 0 | 0 | 0 | 0 | 0 | 0 | 0 | 3461355.3149 | 7417189.9605 | 12000000 | 0 | 0 | 0 | 0 | 0 | 0 | 0 | 0 | 0 | 0 | 0 | 0 | 4217325.345 | 9263053.8827 | 15361014.5304 | 0 | 22878545.2754 | 0 | 28841393.7581 | 150 | 2250 | 70.44% | TM | TM419s | Repex | Std | Std | Sub-transmission lines and cables
TM419 | Future sub-transmission feeder refurbishment works | Program - Medium Term Need | 0 | 0 | 0 | 0 | 0 | 0 | 0 | 0 | 0 | 0 | 0 | 0 | 494479.3307 | 890062.7953 | 1500000 | 0 | 0 | 0 | 0 | 0 | 0 | 0 | 0 | 0 | 0 | 0 | 0 | 602475.0493 | 1111566.4659 | 1920126.8163 | 0 | 2884542.126 | 0 | 3634168.3315 | 150 | 1500 | 92.24% | TM | TM419m | Repex | Std | Std | Sub-transmission lines and cables
TM419 | Future sub-transmission feeder refurbishment works | Program - Long Term Need | 0 | 0 | 0 | 0 | 0 | 0 | 0 | 0 | 0 | 0 | 0 | 0 | 494479.3307 | 890062.7953 | 1500000 | 0 | 0 | 0 | 0 | 0 | 0 | 0 | 0 | 0 | 0 | 0 | 0 | 602475.0493 | 1111566.4659 | 1920126.8163 | 0 | 2884542.126 | 0 | 3634168.3315 | 150 | 750 | 99.19% | TM | TM419l | Repex | Std | Std | Sub-transmission lines and cables
TM801 | Steel tower painting program | Program - Short Term Need | 491596.736 | 206474.5333 | 90771.3734 | 0 | 0 | 0 | 0 | 0 | 0 | 0 | 791166.9291 | 791166.9291 | 791166.9291 | 791166.9291 | 800000 | 445362.38 | 191732.13 | 86397.5 | 0 | 0 | 0 | 0 | 0 | 0 | 0 | 917511.0804 | 940448.8574 | 963960.0789 | 988059.0808 | 1024067.6354 | 0 | 3964667.7165 | 0 | 4834046.7329 | 170 | 2550 | 68.28% | TM | TM801s | Repex | Std | Std | Sub-transmission lines and cables
TM803 | Steel tower below ground rectification work | Program - Short Term Need | 34762.4125 | 225013.1193 | 269076.1676 | 197408.44 | 4408559.12 | 0 | 1495980.6895 | 1492041.4493 | 1487473.0496 | 1483437.9921 | 1483437.9921 | 1483437.9921 | 1186750.3937 | 741718.9961 | 750000 | 31493.03 | 208947.05 | 256110.57 | 192593.6 | 4408559.12 | 0 | 1571714.7119 | 1606765.4489 | 1641891.9266 | 1678373.9276 | 1720333.2758 | 1763341.6077 | 1445940.1183 | 926305.3883 | 960063.4081 | 5958933.1806 | 11604278.5545 | 6498746.015 | 13314729.8131 | 310 | 4650 | 20.88% | TM | TM803s | Repex | Std | Std | Sub-transmission lines and cables
TM805 | Earthing refurbishment of lines 940/941 | Program - Short Term Need | 0 | 0 | 3862.1921 | 778244.698 | 46970 | 199798.3794 | 199464.0919 | 198938.8599 | 198329.74 | 19779.1732 | 19779.1732 | 19779.1732 | 19779.1732 | 19779.1732 | 20000 | 0 | 0 | 3676.09 | 759263.12 | 46970 | 204793.3389 | 209561.9616 | 214235.3932 | 218918.9236 | 22378.319 | 22937.777 | 23511.2214 | 24099.002 | 24701.477 | 25601.6909 | 816310.2445 | 915426.9374 | 869887.9363 | 990739.1046 | 270 | 4050 | 37% | TM | TM805s | Repex | Std | Std | Sub-transmission lines and cables
TM805 | Earthing refurbishment of lines 940/941 | Program - Medium Term Need | 0 | 0 | 0 | 0 | 0 | 79919.3518 | 79785.6368 | 79575.544 | 79331.896 | 0 | 0 | 0 | 0 | 0 | 0 | 0 | 0 | 0 | 0 | 0 | 81917.3356 | 83824.7846 | 85694.1573 | 87567.5694 | 0 | 0 | 0 | 0 | 0 | 0 | 318612.4285 | 318612.4285 | 339003.8469 | 339003.8469 | 270 | 2700 | 66.09% | TM | TM805m | Repex | Std | Std | Sub-transmission lines and cables
TM809 | Subtransmission line earthing refurbishment | Program - Short Term Need | 0 | 0 | 0 | 0 | 0 | 0 | 299196.1379 | 298408.2899 | 297494.6099 | 296687.5984 | 296687.5984 | 296687.5984 | 296687.5984 | 296687.5984 | 300000 | 0 | 0 | 0 | 0 | 0 | 0 | 314342.9424 | 321353.0898 | 328378.3853 | 335674.7855 | 344066.6552 | 352668.3215 | 361485.0296 | 370522.1553 | 384025.3633 | 1191786.6361 | 2678537.0298 | 1299749.203 | 3112516.7278 | 150 | 2250 | 70.44% | TM | TM809s | Repex | Std | Std | Sub-transmission lines and cables
TM809 | Subtransmission line earthing refurbishment | Program - Medium Term Need | 0 | 0 | 0 | 0 | 0 | 0 | 299196.1379 | 298408.2899 | 297494.6099 | 296687.5984 | 296687.5984 | 296687.5984 | 296687.5984 | 296687.5984 | 300000 | 0 | 0 | 0 | 0 | 0 | 0 | 314342.9424 | 321353.0898 | 328378.3853 | 335674.7855 | 344066.6552 | 352668.3215 | 361485.0296 | 370522.1553 | 384025.3633 | 1191786.6361 | 2678537.0298 | 1299749.203 | 3112516.7278 | 150 | 1500 | 92.24% | TM | TM809m | Repex | Std | Std | Sub-transmission lines and cables
TS001 | Power transformer replacement | Program - Short Term Need | 183374.8681 | 12136.7081 | 0 | 0 | 0 | 0 | 0 | 0 | 0 | 0 | 0 | 0 | 0 | 0 | 0 | 166128.58 | 11270.14 | 0 | 0 | 0 | 0 | 0 | 0 | 0 | 0 | 0 | 0 | 0 | 0 | 0 | 0 | 0 | 0 | 0 |  | 4950 | 12.48% | TS | TS001s | Repex | Std | Unallocated | Unallocated
TS004 | 132kV circuit breaker replacement | Program - Short Term Need | 6412.7334 | 142114.6712 | 0 | 5539.2435 | 100000 | 0 | 0 | 0 | 358976.8293 | 358003.0354 | 358003.0354 | 358003.0354 | 358003.0354 | 358003.0354 | 362000 | 5809.62 | 131967.6 | 0 | 5404.14 | 100000 | 0 | 0 | 0 | 396243.2516 | 405047.5745 | 415173.7639 | 425553.108 | 436191.9357 | 447096.7341 | 463390.605 | 716979.8647 | 2510992.0064 | 801290.8261 | 2988696.9728 | 240 | 3600 | 42.43% | TS | TS004s | Repex | Std | Std | Substations
TS005 | 33kV circuit breaker replacement | Program - Short Term Need | 1061307.01 | 834040.3525 | 103727.6599 | 3365934.77 | 1522311.51 | 0 | 0 | 0 | 763569.4988 | 761498.1693 | 1170927.0551 | 1170927.0551 | 1170927.0551 | 1170927.0551 | 1184000 | 961491.77 | 774489.38 | 98729.48 | 3283838.8 | 1522311.51 | 0 | 0 | 0 | 842837.8557 | 861565.2828 | 1357916.399 | 1391864.309 | 1426660.9167 | 1462327.4396 | 1515620.1003 | 1525067.6681 | 7392775.8885 | 1704403.1385 | 8858792.3031 | 240 | 3600 | 42.43% | TS | TS005s | Repex | Std | Std | Substations
TS007 | 11kV circuit breaker replacement | Program - Short Term Need | 0 | 0 | 0 | 27910.5142 | 33.59 | 0 | 349062.1609 | 348143.0048 | 0 | 0 | 0 | 0 | 0 | 0 | 0 | 0 | 0 | 0 | 27229.77 | 33.59 | 0 | 366733.4328 | 374911.9381 | 0 | 0 | 0 | 0 | 0 | 0 | 0 | 697205.1657 | 697205.1657 | 741645.3709 | 741645.3709 | 230 | 3450 | 50.99% | TS | TS007s | Repex | Std | Std | Substations
TS008 | Battery replacement | Program - Short Term Need | 359859.0739 | 161080.9012 | 261411.0282 | 689744.886 | 1300326.84 | 519475.7865 | 518606.639 | 517241.0358 | 515657.3239 | 514258.5039 | 514258.5039 | 514258.5039 | 514258.5039 | 514258.5039 | 520000 | 326014.56 | 149579.63 | 248814.78 | 672921.84 | 1300326.84 | 532462.6812 | 544861.1001 | 557012.0223 | 569189.2012 | 581836.2949 | 596382.2023 | 611291.7573 | 626574.0513 | 642238.4025 | 665643.963 | 2585239.2891 | 5162273.3048 | 2785361.2997 | 5927491.6761 | 370 | 5550 | 1.939% | TS | TS008s | Repex | Std | Std | Substations
TS008 | Battery replacement | Program - Medium Term Need | 0 | 0 | 0 | 0 | 0 | 0 | 0 | 0 | 0 | 0 | 514258.5039 | 514258.5039 | 514258.5039 | 514258.5039 | 520000 | 0 | 0 | 0 | 0 | 0 | 0 | 0 | 0 | 0 | 0 | 596382.2023 | 611291.7573 | 626574.0513 | 642238.4025 | 665643.963 | 0 | 2577034.0157 | 0 | 3142130.3764 | 370 | 3700 | 38.41% | TS | TS008m | Repex | Std | Std | Substations
TS009 | Auxiliary switchgear replacement | Program - Short Term Need | 79042.9594 | 570495.7959 | 1138445.1888 | 1545833.1783 | 647392 | 0 | 0 | 0 | 279644.9333 | 0 | 278886.3425 | 0 | 0 | 0 | 0 | 71609.02 | 529762.06 | 1083588.52 | 1508129.93 | 647392 | 0 | 0 | 0 | 308675.6822 | 0 | 323422.6558 | 0 | 0 | 0 | 0 | 279644.9333 | 558531.2758 | 308675.6822 | 632098.3381 | 190 | 2850 | 65.73% | TS | TS009s | Repex | Std | Std | Substations
TS011 | Freq injection replacement/augmentation | Program - Short Term Need | 566.3664 | 0 | 0 | 0 | 0 | 0 | 0 | 0 | 0 | 0 | 0 | 0 | 0 | 0 | 0 | 513.1 | 0 | 0 | 0 | 0 | 0 | 0 | 0 | 0 | 0 | 0 | 0 | 0 | 0 | 0 | 0 | 0 | 0 | 0 |  | 4950 | 12.48% | TS | TS011s | Repex | Std | Unallocated | Unallocated
TS015 | Replacement of surge arrester in zone and sub-transmission substations | Program - Short Term Need | 54916.5678 | 22110.5029 | 22485.3922 | 73212.511 | 57400 | 36962.7002 | 49866.023 | 49734.715 | 49582.435 | 24723.9665 | 49447.9331 | 49447.9331 | 49447.9331 | 49447.9331 | 50000 | 49751.7 | 20531.8 | 21401.92 | 71426.84 | 57400 | 37886.7677 | 52390.4904 | 53558.8483 | 54729.7309 | 27972.8988 | 57344.4425 | 58778.0536 | 60247.5049 | 61753.6926 | 64004.2272 | 210869.8397 | 458661.572 | 226538.7361 | 528666.6569 | 190 | 2850 | 65.73% | TS | TS015s | Repex | Std | Std | Substations
TS015 | Replacement of surge arrester in zone and sub-transmission substations | Program - Medium Term Need | 0 | 0 | 0 | 0 | 0 | 0 | 67817.7913 | 67639.2124 | 67432.1116 | 24723.9665 | 0 | 0 | 0 | 0 | 0 | 0 | 0 | 0 | 0 | 0 | 0 | 71251.0669 | 72840.0337 | 74432.434 | 27972.8988 | 0 | 0 | 0 | 0 | 0 | 227613.0817 | 227613.0817 | 246496.4334 | 246496.4334 | 190 | 1900 | 80.21% | TS | TS015m | Repex | Std | Std | Substations
TS016 | VT and CT replacement | Program - Short Term Need | 1647852.329 | 664754.3308 | 229164.0165 | 116662.8555 | 1131559.16 | 0 | 0 | 0 | 692170.7924 | 690293.1457 | 690293.1457 | 690293.1457 | 690293.1457 | 690293.1457 | 698000 | 1492872.88 | 617290.48 | 218121.61 | 113817.42 | 1131559.16 | 0 | 0 | 0 | 764027.0432 | 781003.3343 | 800528.4177 | 820541.6281 | 841055.1688 | 862081.548 | 893499.0118 | 1382463.9381 | 4841636.5207 | 1545030.3775 | 5762736.1519 | 240 | 3600 | 42.43% | TS | TS016s | Repex | Std | Std | Substations
TS017 | Power transformer refurbishment | Program - Short Term Need | 660037.2475 | 0 | 0 | 20569.1977 | 0 | 0 | 0 | 0 | 0 | 0 | 0 | 0 | 0 | 0 | 0 | 597961.17 | 0 | 0 | 20067.51 | 0 | 0 | 0 | 0 | 0 | 0 | 0 | 0 | 0 | 0 | 0 | 0 | 0 | 0 | 0 |  | 2100 | 77.83% | TS | TS017s | Repex | Std | Std | Transformers
TS020 | Portable earthing set cabinets | Program - Short Term Need | 28841.527 | 0 | 0 | 0 | 0 | 0 | 0 | 0 | 0 | 0 | 0 | 0 | 0 | 0 | 0 | 26129 | 0 | 0 | 0 | 0 | 0 | 0 | 0 | 0 | 0 | 0 | 0 | 0 | 0 | 0 | 0 | 0 | 0 | 0 |  | 1350 | 92.24% | TS | TS020s | Repex | Std | Std | Substations
TS024 | Building and amenities refurbishment | Program - Short Term Need | 1956897.1226 | 224420.6679 | 238963.6582 | 1690201.0457 | 740909.15 | 1498487.8457 | 1495980.6895 | 1492041.4493 | 1487473.0496 | 1483437.9921 | 988958.6614 | 988958.6614 | 988958.6614 | 988958.6614 | 1000000 | 1772852.21 | 208396.9 | 227449.05 | 1648976.63 | 740909.15 | 1535950.0419 | 1571714.7119 | 1606765.4489 | 1641891.9266 | 1678373.9276 | 1146888.8505 | 1175561.0718 | 1204950.0986 | 1235073.851 | 1280084.5442 | 7457421.0263 | 12413255.6719 | 8034696.0569 | 14077254.473 | 200 | 3000 | 58.18% | TS | TS024s | Repex | Std | Std | Substations
TS024 | Building and amenities refurbishment | Program - Medium Term Need | 0 | 0 | 0 | 0 | 0 | 0 | 0 | 0 | 0 | 0 | 988958.6614 | 988958.6614 | 988958.6614 | 988958.6614 | 1000000 | 0 | 0 | 0 | 0 | 0 | 0 | 0 | 0 | 0 | 0 | 1146888.8505 | 1175561.0718 | 1204950.0986 | 1235073.851 | 1280084.5442 | 0 | 4955834.6456 | 0 | 6042558.4161 | 200 | 2000 | 80.14% | TS | TS024m | Repex | Std | Std | Substations
TS025 | Asbestos and other hazardous material reporting, management and removal | Program - Short Term Need | 1510953.9111 | 380046.5043 | 140462.7841 | 333384.366 | 641743.65 | 88910.2788 | 448794.2069 | 447612.4348 | 513674.0265 | 514258.5039 | 533048.7185 | 445031.3976 | 445031.3976 | 512280.5866 | 520000 | 1368849.67 | 352910.96 | 133694.5 | 325253.04 | 641743.65 | 91133.0358 | 471514.4136 | 482029.6347 | 567000.012 | 581836.2949 | 618173.0904 | 529002.4823 | 542227.5444 | 639768.2548 | 665643.963 | 2013249.4509 | 4468641.5513 | 2193513.391 | 5188328.7258 | 160 | 2400 | 69.34% | TS | TS025s | Repex | Std | Std | Substations
TS026 | Noise attenuation in ZS and TS | Program - Short Term Need | 2537007.5105 | 60574.3438 | 255672.1468 | 2112.4327 | 0 | 0 | 0 | 994694.2995 | 0 | 988958.6614 | 0 | 988958.6614 | 0 | 988958.6614 | 0 | 2298403.59 | 56249.3 | 243352.43 | 2060.91 | 0 | 0 | 0 | 1071176.9659 | 0 | 1118915.9517 | 0 | 1175561.0718 | 0 | 1235073.851 | 0 | 1983652.9609 | 3961570.2837 | 2190092.9176 | 4600727.8404 | 210 | 3150 | 54.55% | TS | TS026s | Repex | Std | Std | Substations
TS027 | Substation switchyard lighting improvement | Program - Short Term Need | 531359.2443 | 414573.1684 | 286525.7566 | 28716.0002 | 0 | 109889.1087 | 109705.2506 | 109416.373 | 109081.357 | 108785.4528 | 108785.4528 | 108785.4528 | 108785.4528 | 108785.4528 | 110000 | 481385.25 | 384972.4 | 272719.34 | 28015.61 | 0 | 112636.3364 | 115259.0789 | 117829.4663 | 120405.408 | 123080.7547 | 126157.7736 | 129311.7179 | 132544.5108 | 135858.1236 | 140809.2999 | 546877.5419 | 1092019.3529 | 589211.0442 | 1253892.4699 | 140 | 2100 | 77.83% | TS | TS027s | Repex | Std | Std | Substations
TS028 | Control cable trench and cover refurbishment | Program - Short Term Need | 13597.1646 | 0 | 0 | 0 | 0 | 0 | 0 | 0 | 0 | 0 | 0 | 0 | 0 | 0 | 0 | 12318.36 | 0 | 0 | 0 | 0 | 0 | 0 | 0 | 0 | 0 | 0 | 0 | 0 | 0 | 0 | 0 | 0 | 0 | 0 |  | 600 | 99.19% | TS | TS028s | Repex | Std | Std | Substations
TS029 | Substation control room temperature reduction initiatives | Program - Short Term Need | 95883.1152 | 15956.2022 | 421.0065 | 1153.33 | 0 | 0 | 0 | 0 | 0 | 0 | 0 | 0 | 0 | 0 | 0 | 86865.37 | 14816.92 | 400.72 | 1125.2 | 0 | 0 | 0 | 0 | 0 | 0 | 0 | 0 | 0 | 0 | 0 | 0 | 0 | 0 | 0 |  | 1500 | 92.24% | TS | TS029s | Repex | Std | Std | Substations
TS031 | Substation safety fence upgrade program | Program - Short Term Need | 149721.7765 | 241168.4601 | 3615.915 | 3991.5755 | 646105.78 | 99899.1897 | 99732.046 | 99469.43 | 99164.87 | 98895.8661 | 98895.8661 | 98895.8661 | 98895.8661 | 98895.8661 | 100000 | 135640.54 | 223948.89 | 3441.68 | 3894.22 | 646105.78 | 102396.6695 | 104780.9808 | 107117.6966 | 109459.4618 | 111891.5952 | 114688.8851 | 117556.1072 | 120495.0099 | 123507.3851 | 128008.4544 | 497161.4018 | 992744.8663 | 535646.4038 | 1139902.2454 | 230 | 3450 | 50.99% | TS | TS031s | Repex | Std | Std | Substations
TS032 | Substation security systems | Program - Short Term Need | 2584854.3885 | 46442.1251 | 269107.0665 | 3819.2012 | 0 | 149848.7846 | 149598.069 | 149204.1449 | 0 | 0 | 0 | 0 | 0 | 0 | 0 | 2341750.5 | 43126.13 | 256139.98 | 3726.05 | 0 | 153595.0042 | 157171.4712 | 160676.5449 | 0 | 0 | 0 | 0 | 0 | 0 | 0 | 448650.9985 | 448650.9985 | 471443.0203 | 471443.0203 | 150 | 2250 | 70.44% | TS | TS032s | Repex | Std | Std | Substations
TS033 | Substation fire hydrant installations | Program - Short Term Need | 770042.4013 | 693600.2354 | 318122.2318 | 584229.8998 | 191793 | 199798.3794 | 199464.0919 | 198938.8599 | 198329.74 | 197791.7323 | 197791.7323 | 197791.7323 | 197791.7323 | 197791.7323 | 200000 | 697620.41 | 644076.77 | 302793.32 | 569980.39 | 191793 | 204793.3389 | 209561.9616 | 214235.3932 | 218918.9236 | 223783.1903 | 229377.7701 | 235112.2144 | 240990.0197 | 247014.7702 | 256016.9088 | 994322.8035 | 1985489.7326 | 1071292.8076 | 2279804.4908 | 160 | 2400 | 69.34% | TS | TS033s | Repex | Std | Std | Substations
TS034 | Substation deluge showers and fire blankets | Program - Short Term Need | 447990.3539 | 358580.2296 | 148722.9239 | 8132.268 | 152066.08 | 159838.7035 | 159571.2735 | 159151.0879 | 158663.792 | 158233.3858 | 158233.3858 | 158233.3858 | 158233.3858 | 158233.3858 | 160000 | 405857.15 | 332977.39 | 141556.62 | 7933.92 | 152066.08 | 163834.6711 | 167649.5693 | 171388.3145 | 175135.1388 | 179026.5523 | 183502.2161 | 188089.7715 | 192792.0158 | 197611.8162 | 204813.5271 | 795458.2428 | 1588391.7861 | 857034.2461 | 1823843.5926 | 120 | 1800 | 81.87% | TS | TS034s | Repex | Std | Std | Substations
TS035 | Substation oil containment program - bund walls | Program - Short Term Need | 589858.3362 | 564481.1895 | 19831.2298 | 11680.695 | 198616 | 69929.4328 | 69812.4322 | 69628.601 | 69415.409 | 69227.1063 | 69227.1063 | 69227.1063 | 69227.1063 | 69227.1063 | 70000 | 534382.54 | 524176.9 | 18875.65 | 11395.8 | 198616 | 71677.6686 | 73346.6866 | 74982.3876 | 76621.6232 | 78324.1166 | 80282.2195 | 82289.275 | 84346.5069 | 86455.1696 | 89605.9181 | 348012.9812 | 694921.4064 | 374952.4827 | 797931.5718 | 110 | 1650 | 89.03% | TS | TS035s | Repex | Std | Std | Substations
TS036 | Substation earthing | Program - Short Term Need | 1919878.947 | 1501035.9404 | 2046544.9123 | 2481136.2585 | 755210 | 339657.245 | 406906.7475 | 0 | 0 | 0 | 0 | 0 | 0 | 0 | 0 | 1739315.57 | 1393861.09 | 1947930.91 | 2420620.74 | 755210 | 348148.6762 | 427506.4016 | 0 | 0 | 0 | 0 | 0 | 0 | 0 | 0 | 746563.9926 | 746563.9926 | 775655.0778 | 775655.0778 | 370 | 5550 | 1.939% | TS | TS036s | Repex | Std | Std | Substations
TS047 | Equipment labelling in TS & ZS | Program - Short Term Need | -60.7097 | 0 | 0 | 0 | 0 | 0 | 0 | 0 | 0 | 0 | 0 | 0 | 0 | 0 | 0 | -55 | 0 | 0 | 0 | 0 | 0 | 0 | 0 | 0 | 0 | 0 | 0 | 0 | 0 | 0 | 0 | 0 | 0 | 0 |  | 4950 | 12.48% | TS | TS047s | Repex | Std | Unallocated | Unallocated
TS048 | Substation oil containment program - separators | Program - Short Term Need | 34064.2508 | 309.1107 | 0 | 0 | 0 | 0 | 0 | 0 | 0 | 0 | 0 | 0 | 0 | 0 | 0 | 30860.53 | 287.04 | 0 | 0 | 0 | 0 | 0 | 0 | 0 | 0 | 0 | 0 | 0 | 0 | 0 | 0 | 0 | 0 | 0 |  | 1000 | 97.42% | TS | TS048s | Repex | Std | Std | Substations
TS049 | Tunnelboard refurbishment | Program - Short Term Need | 10046.7283 | 33076.3509 | 0 | 0 | 0 | 0 | 0 | 0 | 44624.1915 | 44503.1398 | 0 | 0 | 0 | 44503.1398 | 45000 | 9101.84 | 30714.68 | 0 | 0 | 0 | 0 | 0 | 0 | 49256.7578 | 50351.2178 | 0 | 0 | 0 | 55578.3233 | 57603.8045 | 89127.3313 | 178630.471 | 99607.9756 | 212790.1034 | 150 | 2250 | 70.44% | TS | TS049s | Repex | Std | Std | Substations
TS050 | POW switching for capacitors | Program - Short Term Need | 160500.09 | 60521.0916 | 0 | 0 | 0 | 0 | 0 | 0 | 0 | 0 | 0 | 0 | 0 | 0 | 0 | 145405.16 | 56199.85 | 0 | 0 | 0 | 0 | 0 | 0 | 0 | 0 | 0 | 0 | 0 | 0 | 0 | 0 | 0 | 0 | 0 |  | 2250 | 70.44% | TS | TS050s | Repex | Std | Std | Substations
TS055 | 66kV circuit breaker replacement | Program - Short Term Need | 528802.3942 | 31569.3071 | 0 | 0 | 0 | 257739.9095 | 257308.6786 | 0 | 0 | 0 | 255151.3346 | 255151.3346 | 255151.3346 | 255151.3346 | 258000 | 479068.87 | 29315.24 | 0 | 0 | 0 | 264183.4072 | 270334.9305 | 0 | 0 | 0 | 295897.3234 | 303294.7565 | 310877.1254 | 318649.0536 | 330261.8124 | 515048.5881 | 1793653.9266 | 534518.3377 | 2093498.409 | 240 | 3600 | 42.43% | TS | TS055s | Repex | Std | Std | Substations
TS057 | Substation insulation co-ordination | Program - Short Term Need | 79919.7179 | 0 | 0 | 1494.45 | 135353 | 0 | 0 | 0 | 0 | 0 | 0 | 0 | 0 | 0 | 0 | 72403.32 | 0 | 0 | 1458 | 135353 | 0 | 0 | 0 | 0 | 0 | 0 | 0 | 0 | 0 | 0 | 0 | 0 | 0 | 0 |  | 2400 | 69.34% | TS | TS057s | Repex | Std | Std | Substations
TS060 | Lawson TS rebuild | Major Project - Committed Project | 2379.5446 | 36.7435 | 0 | 0 | 0 | 0 | 0 | 0 | 0 | 0 | 0 | 0 | 0 | 0 | 0 | 2155.75 | 34.12 | 0 | 0 | 0 | 0 | 0 | 0 | 0 | 0 | 0 | 0 | 0 | 0 | 0 | 0 | 0 | 0 | 0 |  | 4950 | 12.48% | TS | TS060 | Repex | Std | Unallocated | Unallocated
TS067 | Rosehill ZS renewal | Major Project - Committed Project | 16789.1044 | 0 | 0 | 0 | 0 | 0 | 0 | 0 | 0 | 0 | 0 | 0 | 0 | 0 | 0 | 15210.1 | 0 | 0 | 0 | 0 | 0 | 0 | 0 | 0 | 0 | 0 | 0 | 0 | 0 | 0 | 0 | 0 | 0 | 0 |  | 4950 | 12.48% | TS | TS067 | Repex | Std | Std | Substations
TS072 | Holroyd ZS renewal | Major Project - Committed Project | 349485.0981 | 1897.0505 | -1097.9031 | 0 | 0 | 0 | 0 | 0 | 0 | 0 | 0 | 0 | 0 | 0 | 0 | 316616.25 | 1761.6 | -1045 | 0 | 0 | 0 | 0 | 0 | 0 | 0 | 0 | 0 | 0 | 0 | 0 | 0 | 0 | 0 | 0 |  | 4950 | 12.48% | TS | TS072 | Repex | Std | Std | Substations
TS086 | Busbar support and isolator replacement | Program - Short Term Need | 0 | 0 | 13011.0766 | 598284.3102 | 197917 | 0 | 94246.7834 | 93998.6113 | 93710.8021 | 93456.5935 | 93456.5935 | 93456.5935 | 93456.5935 | 93456.5935 | 94500 | 0 | 0 | 12384.13 | 583692.01 | 197917 | 0 | 99018.0269 | 101226.2233 | 103439.1914 | 105737.5574 | 108380.9964 | 111090.5213 | 113867.7843 | 116714.4789 | 120967.9894 | 375412.7904 | 843739.1644 | 409420.9989 | 980442.7693 | 200 | 3000 | 58.18% | TS | TS086s | Repex | Std | Std | Substations
TS092 | Jasper Rd 11kV CB renewal | Major Project - Committed Project | 8807.5769 | 0 | 0 | 0 | 0 | 0 | 0 | 0 | 0 | 0 | 0 | 0 | 0 | 0 | 0 | 7979.23 | 0 | 0 | 0 | 0 | 0 | 0 | 0 | 0 | 0 | 0 | 0 | 0 | 0 | 0 | 0 | 0 | 0 | 0 |  | 4950 | 12.48% | TS | TS092 | Repex | Std | Std | Substations
TS099 | Substation power outlet installation | Program - Short Term Need | 85533.9421 | 61810.0543 | 64802.0037 | 14350 | 0 | 0 | 0 | 0 | 0 | 0 | 0 | 0 | 0 | 0 | 0 | 77489.53 | 57396.78 | 61679.48 | 14000 | 0 | 0 | 0 | 0 | 0 | 0 | 0 | 0 | 0 | 0 | 0 | 0 | 0 | 0 | 0 |  | 750 | 99.19% | TS | TS099s | Repex | Std | Std | Substations
TS100 | Substation internal fence replacement | Program - Short Term Need | 77447.0998 | 0 | 0 | 0 | 0 | 0 | 0 | 0 | 0 | 0 | 0 | 0 | 0 | 0 | 0 | 70163.25 | 0 | 0 | 0 | 0 | 0 | 0 | 0 | 0 | 0 | 0 | 0 | 0 | 0 | 0 | 0 | 0 | 0 | 0 |  | 1350 | 92.24% | TS | TS100s | Repex | Std | Std | Substations
TS102 | Rydalmere Zone Substation renewal | Major Project - Committed Project | 3399238.6535 | 1787716.9536 | 1986003.2245 | 59785.4517 | 0 | 0 | 0 | 0 | 0 | 0 | 0 | 0 | 0 | 0 | 0 | 3079542.45 | 1660072.91 | 1890306.46 | 58327.27 | 0 | 0 | 0 | 0 | 0 | 0 | 0 | 0 | 0 | 0 | 0 | 0 | 0 | 0 | 0 |  | 3450 | 50.99% | TS | TS102 | Repex | Std | Std | Substations
TS111 | Blackheath ZS 11kV switchyard renewal | Major Project - Committed Project | 64047.3963 | 0 | 0 | 0 | 0 | 0 | 0 | 0 | 0 | 0 | 0 | 0 | 0 | 0 | 0 | 58023.78 | 0 | 0 | 0 | 0 | 0 | 0 | 0 | 0 | 0 | 0 | 0 | 0 | 0 | 0 | 0 | 0 | 0 | 0 |  | 4950 | 12.48% | TS | TS111 | Repex | Std | Std | Substations
TS116 | Roof refurbishment for control and switch rooms | Program - Short Term Need | 1325763.9441 | 798588.2839 | 188394.0721 | 1148046.5145 | 556587.42 | 998991.8971 | 997320.4597 | 994694.2995 | 991648.6998 | 988958.6614 | 988958.6614 | 988958.6614 | 988958.6614 | 988958.6614 | 1000000 | 1201076.7 | 741568.61 | 179316.19 | 1120045.38 | 556587.42 | 1023966.6946 | 1047809.8079 | 1071176.9659 | 1094594.6178 | 1118915.9517 | 1146888.8505 | 1175561.0718 | 1204950.0986 | 1235073.851 | 1280084.5442 | 4971614.0175 | 9927448.6631 | 5356464.0379 | 11399022.454 | 280 | 4200 | 36.07% | TS | TS116s | Repex | Std | Std | Substations
TS116 | Roof refurbishment for control and switch rooms | Program - Medium Term Need | 0 | 0 | 0 | 0 | 0 | 499495.9486 | 498660.2298 | 497347.1498 | 495824.3499 | 494479.3307 | 494479.3307 | 494479.3307 | 494479.3307 | 494479.3307 | 500000 | 0 | 0 | 0 | 0 | 0 | 511983.3473 | 523904.904 | 535588.483 | 547297.3089 | 559457.9759 | 573444.4253 | 587780.5359 | 602475.0493 | 617536.9255 | 640042.2721 | 2485807.0088 | 4963724.3316 | 2678232.019 | 5699511.227 | 280 | 2800 | 66.01% | TS | TS116m | Repex | Std | Std | Substations
TS118 | Smithfield Zone Substation rebuilding | Major Project - Committed Project | 10327.2734 | 0 | 0 | 0 | 0 | 0 | 0 | 0 | 0 | 0 | 0 | 0 | 0 | 0 | 0 | 9356 | 0 | 0 | 0 | 0 | 0 | 0 | 0 | 0 | 0 | 0 | 0 | 0 | 0 | 0 | 0 | 0 | 0 | 0 |  | 4950 | 12.48% | TS | TS118 | Repex | Std | Unallocated | Unallocated
TS119 | Bomaderry ZS redevelopment (fmr PR403) | Major Project - Committed Project | 4033.0453 | 0 | 0 | 0 | 0 | 0 | 0 | 0 | 0 | 0 | 0 | 0 | 0 | 0 | 0 | 3653.74 | 0 | 0 | 0 | 0 | 0 | 0 | 0 | 0 | 0 | 0 | 0 | 0 | 0 | 0 | 0 | 0 | 0 | 0 |  | 4950 | 12.48% | TS | TS119 | Repex | Std | Std | Substations
TS120 | Canley Vale ZS redevelopment | Major Project - Committed Project | 971846.7944 | 99740.4897 | 0 | 0 | 0 | 0 | 0 | 0 | 0 | 0 | 0 | 0 | 0 | 0 | 0 | 880445.23 | 92618.96 | 0 | 0 | 0 | 0 | 0 | 0 | 0 | 0 | 0 | 0 | 0 | 0 | 0 | 0 | 0 | 0 | 0 |  | 4950 | 12.48% | TS | TS120 | Repex | Std | Std | Substations
TS121 | Port Kembla ZS | Major Project - Committed Project | 1879541.275 | 523682.4128 | 0 | 0 | 0 | 0 | 0 | 0 | 0 | 0 | 0 | 0 | 0 | 0 | 0 | 1702771.63 | 486291.18 | 0 | 0 | 0 | 0 | 0 | 0 | 0 | 0 | 0 | 0 | 0 | 0 | 0 | 0 | 0 | 0 | 0 |  | 4200 | 36.07% | TS | TS121 | Repex | Std | Std | Substations
TS122 | Leabons Lane Zone Substation renewal | Major Project - Committed Project | 3040645.8297 | 1639394.6971 | 2573137.3362 | 2578508.1733 | 217104 | 0 | 0 | 0 | 0 | 0 | 0 | 0 | 0 | 0 | 0 | 2754675.05 | 1522340.95 | 2449149.16 | 2515617.73 | 217104 | 0 | 0 | 0 | 0 | 0 | 0 | 0 | 0 | 0 | 0 | 0 | 0 | 0 | 0 |  | 3450 | 50.99% | TS | TS122 | Repex | Std | Std | Substations
TS123 | St Marys Zone Substation renewal | Major Project - Committed Project | 5427859.9703 | 3835902.8642 | 210400.7155 | 0 | 0 | 0 | 0 | 0 | 0 | 0 | 0 | 0 | 0 | 0 | 0 | 4917373.24 | 3562017.14 | 200262.43 | 0 | 0 | 0 | 0 | 0 | 0 | 0 | 0 | 0 | 0 | 0 | 0 | 0 | 0 | 0 | 0 |  | 3450 | 50.99% | TS | TS123 | Repex | Std | Std | Substations
TS124 | Substation control building fire alarm systems | Program - Short Term Need | 3548.7916 | 0 | 0 | 0 | 0 | 0 | 0 | 0 | 0 | 0 | 0 | 0 | 0 | 0 | 0 | 3215.03 | 0 | 0 | 0 | 0 | 0 | 0 | 0 | 0 | 0 | 0 | 0 | 0 | 0 | 0 | 0 | 0 | 0 | 0 |  | 3000 | 58.18% | TS | TS124s | Repex | Std | Std | Substations
TS125 | Guildford Transmission Substation renewal | Major Project - Committed Project | 4509601.3491 | 2363590.289 | 456076.4491 | 1251.402 | 0 | 0 | 0 | 0 | 0 | 0 | 0 | 0 | 0 | 0 | 0 | 4085476.25 | 2194828.55 | 434100.13 | 1220.88 | 0 | 0 | 0 | 0 | 0 | 0 | 0 | 0 | 0 | 0 | 0 | 0 | 0 | 0 | 0 |  | 6300 | 0% | TS | TS125 | Repex | Std | Std | Substations
TS126 | Comalco HVC renewal | Major Project - Committed Project | 10783.1702 | 0 | 0 | 0 | 0 | 0 | 0 | 0 | 0 | 0 | 0 | 0 | 0 | 0 | 0 | 9769.02 | 0 | 0 | 0 | 0 | 0 | 0 | 0 | 0 | 0 | 0 | 0 | 0 | 0 | 0 | 0 | 0 | 0 | 0 |  | 4950 | 12.48% | TS | TS126 | Repex | Std | Std | Substations
TS127 | Castle Hill Zone Substation renewal | Major Project - Committed Project | -1529272.547 | 406444.1519 | 811916.1289 | 933226.6558 | 367933 | 0 | 0 | 0 | 0 | 0 | 0 | 0 | 0 | 0 | 0 | -1385445.45 | 377423.8 | 772793.46 | 910465.03 | 367933 | 0 | 0 | 0 | 0 | 0 | 0 | 0 | 0 | 0 | 0 | 0 | 0 | 0 | 0 |  | 3450 | 50.99% | TS | TS127 | Repex | Std | Std | Substations
TS128 | Capacitor bank refurbishment | Program - Short Term Need | 0 | 0 | 0 | 345973.58 | 1372467 | 0 | 0 | 0 | 0 | 0 | 0 | 0 | 0 | 0 | 0 | 0 | 0 | 0 | 337535.2 | 1372467 | 0 | 0 | 0 | 0 | 0 | 0 | 0 | 0 | 0 | 0 | 0 | 0 | 0 | 0 |  | 4200 | 36.07% | TS | TS128s | Repex | Std | Std | Substations
TS130 | Northmead Zone Substation renewal | Major Project - Committed Project | 4115108.7439 | 1433481.3423 | 457693.7602 | 0 | 0 | 0 | 0 | 0 | 0 | 0 | 0 | 0 | 0 | 0 | 0 | 3728085.42 | 1331129.93 | 435639.51 | 0 | 0 | 0 | 0 | 0 | 0 | 0 | 0 | 0 | 0 | 0 | 0 | 0 | 0 | 0 | 0 |  | 4500 | 25.4% | TS | TS130 | Repex | Std | Std | Substations
TS131 | Bulli Zone Substation renewal | Major Project - Committed Project | 1077772.5979 | 264627.8116 | 0 | 0 | 0 | 0 | 0 | 0 | 0 | 0 | 0 | 0 | 0 | 0 | 0 | 976408.78 | 245733.23 | 0 | 0 | 0 | 0 | 0 | 0 | 0 | 0 | 0 | 0 | 0 | 0 | 0 | 0 | 0 | 0 | 0 |  | 4125 | 36.07% | TS | TS131 | Repex | Std | Std | Substations
TS133 | Corrimal ZS redevelopment | Major Project - Committed Project | 1360727.4271 | 0 | 0 | 0 | 0 | 0 | 0 | 0 | 0 | 0 | 0 | 0 | 0 | 0 | 0 | 1232751.89 | 0 | 0 | 0 | 0 | 0 | 0 | 0 | 0 | 0 | 0 | 0 | 0 | 0 | 0 | 0 | 0 | 0 | 0 |  | 4575 | 20.88% | TS | TS133 | Repex | Std | Std | Substations
TS134 | South Granville Zone Substation renewal | Major Project - Committed Project | 2726290.0735 | 233342.9759 | 43955.681 | 0 | 0 | 0 | 0 | 0 | 0 | 0 | 0 | 0 | 0 | 0 | 0 | 2469884.25 | 216682.15 | 41837.65 | 0 | 0 | 0 | 0 | 0 | 0 | 0 | 0 | 0 | 0 | 0 | 0 | 0 | 0 | 0 | 0 |  | 3450 | 50.99% | TS | TS134 | Repex | Std | Std | Substations
TS135 | Ringwood ZS redevelopment | Major Project - Committed Project | 7573.8784 | 7327.2392 | 0 | 0 | 0 | 0 | 0 | 0 | 0 | 0 | 0 | 0 | 0 | 0 | 0 | 6861.56 | 6804.07 | 0 | 0 | 0 | 0 | 0 | 0 | 0 | 0 | 0 | 0 | 0 | 0 | 0 | 0 | 0 | 0 | 0 |  | 4950 | 12.48% | TS | TS135 | Repex | Std | Std | Substations
TS136 | Kandos ZS redevelopment | Major Project - Committed Project | 48899.9597 | 107.226 | 0 | 0 | 0 | 0 | 0 | 0 | 0 | 0 | 0 | 0 | 0 | 0 | 0 | 44300.95 | 99.57 | 0 | 0 | 0 | 0 | 0 | 0 | 0 | 0 | 0 | 0 | 0 | 0 | 0 | 0 | 0 | 0 | 0 |  | 4950 | 12.48% | TS | TS136 | Repex | Std | Std | Substations
TS137 | Power transformer oil temperature indicator | Program - Short Term Need | 3583.4071 | 0 | 0 | 0 | 0 | 0 | 0 | 0 | 0 | 0 | 0 | 0 | 0 | 0 | 0 | 3246.39 | 0 | 0 | 0 | 0 | 0 | 0 | 0 | 0 | 0 | 0 | 0 | 0 | 0 | 0 | 0 | 0 | 0 | 0 |  | 4950 | 12.48% | TS | TS137s | Repex | Std | Unallocated | Unallocated
TS138 | Baulkham Hills switchgear rearrangement | Major Project - Committed Project | 20041.8644 | 0 | 0 | 0 | 0 | 0 | 0 | 0 | 0 | 0 | 0 | 0 | 0 | 0 | 0 | 18156.94 | 0 | 0 | 0 | 0 | 0 | 0 | 0 | 0 | 0 | 0 | 0 | 0 | 0 | 0 | 0 | 0 | 0 | 0 |  | 4950 | 12.48% | TS | TS138 | Repex | Std | Std | Substations
TS139 | Oakdale ZS swgr rearrangement | Major Project - Committed Project | 42471.2872 | 14742.6327 | 0 | 0 | 0 | 0 | 0 | 0 | 0 | 0 | 0 | 0 | 0 | 0 | 0 | 38476.89 | 13690 | 0 | 0 | 0 | 0 | 0 | 0 | 0 | 0 | 0 | 0 | 0 | 0 | 0 | 0 | 0 | 0 | 0 |  | 4950 | 12.48% | TS | TS139 | Repex | Std | Std | Substations
TS143 | Westmead Zone Substation renewal and augmentation | Major Project - Committed Project | 2432949.4688 | 731617.1021 | 2317.7313 | 0 | 0 | 0 | 0 | 0 | 0 | 0 | 0 | 0 | 0 | 0 | 0 | 2204132.14 | 679379.21 | 2206.05 | 0 | 0 | 0 | 0 | 0 | 0 | 0 | 0 | 0 | 0 | 0 | 0 | 0 | 0 | 0 | 0 |  | 5700 | 1.663% | TS | TS143 | Repex | Std | Std | Substations
TS144 | Substation fire stopping measures | Program - Short Term Need | 146786.5725 | 112904.1746 | 52660.9707 | 11606.5157 | 186676 | 65933.4652 | 65823.1503 | 65649.8238 | 65448.8142 | 65271.2717 | 65271.2717 | 65271.2717 | 65271.2717 | 65271.2717 | 66000 | 132981.39 | 104842.75 | 50123.47 | 11323.43 | 186676 | 67581.8018 | 69155.4473 | 70697.6798 | 72243.2448 | 73848.4528 | 75694.6641 | 77587.0307 | 79526.7065 | 81514.8742 | 84485.5799 | 328126.5252 | 655211.6118 | 353526.6265 | 752335.482 | 160 | 2400 | 69.34% | TS | TS144s | Repex | Std | Std | Substations
TS146 | Marayong Zone Substation renewal | Major Project - Committed Project | 0 | 0 | 28322.2234 | 2381634.65 | 2558031 | 8196606.6391 | 1824175.9144 | 0 | 0 | 0 | 0 | 0 | 0 | 0 | 0 | 0 | 0 | 26957.5 | 2323546 | 2558031 | 8401521.8051 | 1916524.8201 | 0 | 0 | 0 | 0 | 0 | 0 | 0 | 0 | 10020782.5535 | 10020782.5535 | 10318046.6252 | 10318046.6252 | 230 | 3450 | 50.99% | TS | TS146 | Repex | Std | Std | Substations
TS149 | South Windsor ZS refurbishment | Major Project - Committed Project | 9279.777 | 0 | 0 | 0 | 0 | 0 | 0 | 0 | 0 | 0 | 0 | 0 | 0 | 0 | 0 | 8407.02 | 0 | 0 | 0 | 0 | 0 | 0 | 0 | 0 | 0 | 0 | 0 | 0 | 0 | 0 | 0 | 0 | 0 | 0 |  | 4950 | 12.48% | TS | TS149 | Repex | Std | Std | Substations
TS155 | Sussex Inlet Zone Substation - stage 2 renewal | Major Project - Committed Project | 0 | 0 | 0 | 275065.5457 | 3841000.34 | 1676863.8429 | 37244.9326 | 0 | 0 | 0 | 0 | 0 | 0 | 0 | 0 | 0 | 0 | 0 | 268356.63 | 3841000.34 | 1718785.439 | 39130.4573 | 0 | 0 | 0 | 0 | 0 | 0 | 0 | 0 | 1714108.7755 | 1714108.7755 | 1757915.8963 | 1757915.8963 | 210 | 3150 | 54.55% | TS | TS155 | Repex | Std | Std | Substations
TS156 | Lawson TS - RailCorp connections works | Major Project - Committed Project | 264448.1257 | 0 | 0 | 0 | 0 | 0 | 0 | 0 | 0 | 0 | 0 | 0 | 0 | 0 | 0 | 239576.95 | 0 | 0 | 0 | 0 | 0 | 0 | 0 | 0 | 0 | 0 | 0 | 0 | 0 | 0 | 0 | 0 | 0 | 0 |  | 3975 | 37% | TS | TS156 | Repex | Std | Std | Substations
TS167 | Carlingford Transmission Substation control building replacement | Major Project - Prior to Approval | 0 | 0 | 0 | 0 | 0 | 0 | 4487942.0685 | 4476124.348 | 4462419.1489 | 0 | 0 | 0 | 0 | 0 | 0 | 0 | 0 | 0 | 0 | 0 | 0 | 4715144.1358 | 4820296.3467 | 4925675.7799 | 0 | 0 | 0 | 0 | 0 | 0 | 13426485.5654 | 13426485.5654 | 14461116.2623 | 14461116.2623 | 180 | 1800 | 81.87% | TS | TS167 | Repex | Std | Std | Substations
TS168 | Carramar Zone Substation switchgear replacement | Major Project - Committed Project | 42401.0736 | 342189.8466 | 993229.2827 | 80616.824 | 9370 | 0 | 0 | 0 | 0 | 0 | 0 | 0 | 0 | 0 | 0 | 38413.28 | 317757.29 | 945369.93 | 78650.56 | 9370 | 0 | 0 | 0 | 0 | 0 | 0 | 0 | 0 | 0 | 0 | 0 | 0 | 0 | 0 |  | 3750 | 38.41% | TS | TS168 | Repex | Std | Std | Substations
TS173 | 11kV switchboard truck replacement program | Program - Short Term Need | 0 | 19319.3532 | 50784.1447 | 541075.9135 | 1841138 | 3644322.4408 | 3638225.0369 | 3628644.8048 | 2903547.3929 | 2895670.9606 | 2895670.9606 | 2895670.9606 | 2895670.9606 | 0 | 0 | 0 | 17939.94 | 48337.08 | 527878.94 | 1841138 | 3735430.5018 | 3822410.1794 | 3907653.5717 | 3204973.0408 | 3276185.9066 | 3358090.5543 | 3442042.8182 | 3528093.8886 | 0 | 0 | 16710410.6359 | 25397423.5176 | 17946653.2003 | 28274880.4614 | 290 | 4350 | 29.12% | TS | TS173s | Repex | Std | Std | Substations
TS175 | Defective CT replacement program | Program - Short Term Need | 10974.6928 | 1277290.0306 | 134878.0188 | 0 | 0 | 0 | 0 | 0 | 0 | 0 | 0 | 0 | 0 | 0 | 0 | 9942.53 | 1186090.77 | 128378.84 | 0 | 0 | 0 | 0 | 0 | 0 | 0 | 0 | 0 | 0 | 0 | 0 | 0 | 0 | 0 | 0 |  | 2100 | 77.83% | TS | TS175s | Repex | Std | Std | Substations
TS177 | Substation battery duplication | Program - Short Term Need | 0 | 4042.6366 | 300347.7371 | 1639041.3073 | 2245214.8 | 0 | 915540.182 | 760941.1392 | 0 | 0 | 0 | 0 | 0 | 0 | 0 | 0 | 3753.99 | 285875.3 | 1599064.69 | 2245214.8 | 0 | 961889.4037 | 819450.3789 | 0 | 0 | 0 | 0 | 0 | 0 | 0 | 1676481.3211 | 1676481.3211 | 1781339.7826 | 1781339.7826 | 330 | 4950 | 12.48% | TS | TS177s | Repex | Std | Std | Substations
TS178 | Jerrara SS steel support structures | Major Project - Committed Project | 0 | 6499.5626 | 285176.4914 | 109516.8015 | 0 | 0 | 0 | 0 | 0 | 0 | 0 | 0 | 0 | 0 | 0 | 0 | 6035.49 | 271435.09 | 106845.66 | 0 | 0 | 0 | 0 | 0 | 0 | 0 | 0 | 0 | 0 | 0 | 0 | 0 | 0 | 0 |  | 3000 | 58.18% | TS | TS178 | Repex | Std | Std | Substations
TS179 | 33kV wall bushing replacement | Program - Short Term Need | 0 | 0 | 0 | 307198.7115 | 237836.91 | 0 | 0 | 0 | 0 | 0 | 0 | 0 | 0 | 0 | 0 | 0 | 0 | 0 | 299706.06 | 237836.91 | 0 | 0 | 0 | 0 | 0 | 0 | 0 | 0 | 0 | 0 | 0 | 0 | 0 | 0 |  | 3150 | 54.55% | TS | TS179s | Repex | Std | Std | Substations
TS180 | Transformer fire wall installation | Program - Short Term Need | 0 | 0 | 0 | 0 | 0 | 0 | 598392.2758 | 596816.5797 | 594989.2199 | 593375.1968 | 593375.1968 | 593375.1968 | 593375.1968 | 593375.1968 | 600000 | 0 | 0 | 0 | 0 | 0 | 0 | 628685.8848 | 642706.1796 | 656756.7707 | 671349.571 | 688133.3103 | 705336.6431 | 722970.0591 | 741044.3106 | 768050.7265 | 2383573.2722 | 5357074.0596 | 2599498.406 | 6225033.4557 | 140 | 2100 | 77.83% | TS | TS180s | Repex | Std | Std | Substations
TS181 | 11kV capacitor bank refurbishment | Program - Short Term Need | 0 | 0 | 3893.9419 | 2406895.5802 | 377909 | 0 | 0 | 0 | 0 | 0 | 0 | 0 | 0 | 0 | 0 | 0 | 0 | 3706.31 | 2348190.81 | 377909 | 0 | 0 | 0 | 0 | 0 | 0 | 0 | 0 | 0 | 0 | 0 | 0 | 0 | 0 |  | 4050 | 37% | TS | TS181s | Repex | Std | Std | Substations
TS182 | Substation civil capital works scoping | Program - Short Term Need | 0 | 0 | 0 | 212316.1527 | 0 | 0 | 0 | 0 | 0 | 0 | 0 | 0 | 0 | 0 | 0 | 0 | 0 | 0 | 207137.71 | 0 | 0 | 0 | 0 | 0 | 0 | 0 | 0 | 0 | 0 | 0 | 0 | 0 | 0 | 0 |  | 3450 | 50.99% | TS | TS182s | Repex | Std | Std | Substations
TS183 | Carlingford TS/Dundas ZS Redevelopment | Major Project - Committed Project | 0 | 0 | 0 | 50391.2345 | 0 | 0 | 0 | 0 | 0 | 0 | 0 | 0 | 0 | 0 | 0 | 0 | 0 | 0 | 49162.18 | 0 | 0 | 0 | 0 | 0 | 0 | 0 | 0 | 0 | 0 | 0 | 0 | 0 | 0 | 0 |  | 4950 | 12.48% | TS | TS183 | Repex | Std | Std | Substations
TS184 | Blaxland Zone Substation reinstatement | Major Project - Committed Project | 0 | 0 | 0 | 1182549.6545 | 946244 | 0 | 0 | 0 | 0 | 0 | 0 | 0 | 0 | 0 | 0 | 0 | 0 | 0 | 1153706.98 | 946244 | 0 | 0 | 0 | 0 | 0 | 0 | 0 | 0 | 0 | 0 | 0 | 0 | 0 | 0 |  | 4500 | 25.4% | TS | TS184 | Repex | Std | Std | Substations
TS185 | Penrith TS civil development | Major Project - Committed Project | 0 | 0 | 0 | 1479735.1308 | 2086556.62 | 0 | 0 | 0 | 0 | 0 | 0 | 0 | 0 | 0 | 0 | 0 | 0 | 0 | 1443644.03 | 2086556.62 | 0 | 0 | 0 | 0 | 0 | 0 | 0 | 0 | 0 | 0 | 0 | 0 | 0 | 0 |  | 3450 | 50.99% | TS | TS185 | Repex | Std | Std | Substations
TS187 | Mobile substation No 2 refurbishment | Program - Short Term Need | 0 | 0 | 0 | 60193.9963 | 481274 | 0 | 0 | 0 | 0 | 0 | 0 | 0 | 0 | 0 | 0 | 0 | 0 | 0 | 58725.85 | 481274 | 0 | 0 | 0 | 0 | 0 | 0 | 0 | 0 | 0 | 0 | 0 | 0 | 0 | 0 |  | 2850 | 65.73% | TS | TS187s | Repex | Std | Std | Substations
TS188 | Bossley Park ZS civil refurbishment | Major Project - Committed Project | 0 | 0 | 0 | 8463.958 | 271743 | 0 | 0 | 0 | 0 | 0 | 0 | 0 | 0 | 0 | 0 | 0 | 0 | 0 | 8257.52 | 271743 | 0 | 0 | 0 | 0 | 0 | 0 | 0 | 0 | 0 | 0 | 0 | 0 | 0 | 0 |  | 3000 | 58.18% | TS | TS188 | Repex | Std | Std | Substations
TS199 | Future sub-transmission substation renewal programs | Program - Short Term Need | 0 | 0 | 0 | 0 | 0 | 0 | 0 | 0 | 0 | 0 | 0 | 0 | 3461355.3149 | 7417189.9605 | 12000000 | 0 | 0 | 0 | 0 | 0 | 0 | 0 | 0 | 0 | 0 | 0 | 0 | 4217325.345 | 9263053.8827 | 15361014.5304 | 0 | 22878545.2754 | 0 | 28841393.7581 | 180 | 2700 | 66.09% | TS | TS199s | Repex | Std | Std | Substations
TS199 | Future sub-transmission substation renewal programs | Program - Medium Term Need | 0 | 0 | 0 | 0 | 0 | 0 | 0 | 0 | 0 | 0 | 0 | 0 | 494479.3307 | 890062.7953 | 1500000 | 0 | 0 | 0 | 0 | 0 | 0 | 0 | 0 | 0 | 0 | 0 | 0 | 602475.0493 | 1111566.4659 | 1920126.8163 | 0 | 2884542.126 | 0 | 3634168.3315 | 180 | 1800 | 81.87% | TS | TS199m | Repex | Std | Std | Substations
TS199 | Future sub-transmission substation renewal programs | Program - Long Term Need | 0 | 0 | 0 | 0 | 0 | 0 | 0 | 0 | 0 | 0 | 0 | 0 | 494479.3307 | 890062.7953 | 1500000 | 0 | 0 | 0 | 0 | 0 | 0 | 0 | 0 | 0 | 0 | 0 | 0 | 602475.0493 | 1111566.4659 | 1920126.8163 | 0 | 2884542.126 | 0 | 3634168.3315 | 180 | 900 | 97.42% | TS | TS199l | Repex | Std | Std | Substations
TS600 | Power transformer replacement | Program - Short Term Need | 0 | 0 | 0 | 0 | 0 | 1698286.2252 | 11568917.3322 | 7460207.2466 | 10908135.6973 | 10977441.1415 | 12559774.9998 | 12559774.9998 | 12559774.9998 | 12559774.9998 | 12700000 | 0 | 0 | 0 | 0 | 0 | 1740743.3808 | 12154593.7722 | 8033827.2444 | 12040540.7953 | 12419967.0641 | 14565488.4015 | 14929625.6115 | 15302866.2518 | 15685437.9081 | 16257073.7113 | 42612987.6428 | 105552087.6419 | 46389672.2568 | 123130164.141 | 340 | 5100 | 9.229% | TS | TS600s | Repex | Std | Std | Transformers
TS601 | Cranebrook ZS 33kV No 3 - transformer replacement | Major Project - Committed Project | 99498.9965 | 3041.2145 | -12.9857 | 0 | 0 | 0 | 0 | 0 | 0 | 0 | 0 | 0 | 0 | 0 | 0 | 90141.18 | 2824.07 | -12.36 | 0 | 0 | 0 | 0 | 0 | 0 | 0 | 0 | 0 | 0 | 0 | 0 | 0 | 0 | 0 | 0 |  | 4950 | 12.48% | TS | TS601 | Repex | Std | Std | Transformers
TS602 | Prospect ZS 33kV No3 transformer | Major Project - Committed Project | 721251.984 | 47568.2188 | 0 | 0 | 0 | 0 | 0 | 0 | 0 | 0 | 0 | 0 | 0 | 0 | 0 | 653418.7 | 44171.82 | 0 | 0 | 0 | 0 | 0 | 0 | 0 | 0 | 0 | 0 | 0 | 0 | 0 | 0 | 0 | 0 | 0 |  | 4950 | 12.48% | TS | TS602 | Repex | Std | Std | Transformers
TS603 | Kingwood ZS 33kV No 3 - transformer replacement | Major Project - Committed Project | 66467.6937 | 0 | 0 | 0 | 0 | 0 | 0 | 0 | 0 | 0 | 0 | 0 | 0 | 0 | 0 | 60216.45 | 0 | 0 | 0 | 0 | 0 | 0 | 0 | 0 | 0 | 0 | 0 | 0 | 0 | 0 | 0 | 0 | 0 | 0 |  | 4950 | 12.48% | TS | TS603 | Repex | Std | Unallocated | Unallocated
TS604 | Liverpool TS 132kV No 3 - transformer replacement | Major Project - Committed Project | 566975.3898 | 73639.7193 | 0 | 0 | 0 | 0 | 0 | 0 | 0 | 0 | 0 | 0 | 0 | 0 | 0 | 513651.72 | 68381.8 | 0 | 0 | 0 | 0 | 0 | 0 | 0 | 0 | 0 | 0 | 0 | 0 | 0 | 0 | 0 | 0 | 0 |  | 4950 | 12.48% | TS | TS604 | Repex | Std | Std | Transformers
TS605 | West Liverpool 132 kV No 3 transformer | Major Project - Committed Project | 872832.6256 | 67977.7515 | 0 | 0 | 0 | 0 | 0 | 0 | 0 | 0 | 0 | 0 | 0 | 0 | 0 | 790743.28 | 63124.1 | 0 | 0 | 0 | 0 | 0 | 0 | 0 | 0 | 0 | 0 | 0 | 0 | 0 | 0 | 0 | 0 | 0 |  | 4950 | 12.48% | TS | TS605 | Repex | Std | Std | Substations
TS615 | Gerringong ZS 33kV No 2 transformer replacement | Major Project - Committed Project | 0 | 0 | 110597.1295 | 373474.4735 | 15251.65 | 0 | 0 | 0 | 0 | 0 | 0 | 0 | 0 | 0 | 0 | 0 | 0 | 105267.94 | 364365.34 | 15251.65 | 0 | 0 | 0 | 0 | 0 | 0 | 0 | 0 | 0 | 0 | 0 | 0 | 0 | 0 |  | 5100 | 9.229% | TS | TS615 | Repex | Std | Std | Transformers
TS616 | Camellia TS transformer replacement and 33kV busbar rearrangement | Major Project - Committed Project | 0 | 0 | 0 | 1330940.0832 | 2660563 | 332306.6627 | 0 | 0 | 0 | 0 | 0 | 0 | 0 | 0 | 0 | 0 | 0 | 0 | 1298478.13 | 2660563 | 340614.3292 | 0 | 0 | 0 | 0 | 0 | 0 | 0 | 0 | 0 | 332306.6627 | 332306.6627 | 340614.3292 | 340614.3292 | 340 | 5100 | 9.229% | TS | TS616 | Repex | Std | Std | Transformers
TS617 | Prospect ZS transformer replacement | Major Project - Committed Project | 0 | 0 | 0 | 292312.288 | 2449406 | 29238.4948 | 0 | 0 | 0 | 0 | 0 | 0 | 0 | 0 | 0 | 0 | 0 | 0 | 285182.72 | 2449406 | 29969.4572 | 0 | 0 | 0 | 0 | 0 | 0 | 0 | 0 | 0 | 29238.4948 | 29238.4948 | 29969.4572 | 29969.4572 | 340 | 5100 | 9.229% | TS | TS617 | Repex | Std | Std | Transformers
TS618 | Albion Park ZS transformer replacement | Major Project - Committed Project | 0 | 0 | 0 | 400093.1597 | 1248155.45 | 1575670.9587 | 0 | 0 | 0 | 0 | 0 | 0 | 0 | 0 | 0 | 0 | 0 | 0 | 390334.79 | 1248155.45 | 1615062.7327 | 0 | 0 | 0 | 0 | 0 | 0 | 0 | 0 | 0 | 1575670.9587 | 1575670.9587 | 1615062.7327 | 1615062.7327 | 340 | 5100 | 9.229% | TS | TS618 | Repex | Std | Std | Transformers
TS619 | Dundas ZS 66kV No 2 transformer | Major Project - Committed Project | 0 | 0 | 0 | 26522.6028 | 375000 | 0 | 0 | 0 | 0 | 0 | 0 | 0 | 0 | 0 | 0 | 0 | 0 | 0 | 25875.71 | 375000 | 0 | 0 | 0 | 0 | 0 | 0 | 0 | 0 | 0 | 0 | 0 | 0 | 0 | 0 |  | 5100 | 9.229% | TS | TS619 | Repex | Std | Std | Transformers
TS620 | Minto 66/11kV No 1 transformer replacement | Major Project - Committed Project | 0 | 0 | 0 | 4993.144 | 662423 | 1079473.6814 | 0 | 0 | 0 | 0 | 0 | 0 | 0 | 0 | 0 | 0 | 0 | 0 | 4871.36 | 662423 | 1106460.5234 | 0 | 0 | 0 | 0 | 0 | 0 | 0 | 0 | 0 | 1079473.6814 | 1079473.6814 | 1106460.5234 | 1106460.5234 | 340 | 4950 | 12.48% | TS | TS620 | Repex | Std | Std | Transformers
TS700 | 11kV zone substation switchboard replacement | Program - Short Term Need | 0 | 0 | 0 | 0 | 0 | 0 | 3989281.8387 | 3978777.1982 | 3966594.799 | 3955834.6456 | 3955834.6456 | 3955834.6456 | 3955834.6456 | 3955834.6456 | 4000000 | 0 | 0 | 0 | 0 | 0 | 0 | 4191239.2318 | 4284707.8637 | 4378378.471 | 4475663.8069 | 4587555.402 | 4702244.2871 | 4819800.3943 | 4940295.4041 | 5120338.1768 | 15890488.4815 | 35713827.0639 | 17329989.3734 | 41500223.0377 | 290 | 4350 | 29.12% | TS | TS700s | Repex | Std | Std | Substations
TS700 | 11kV zone substation switchboard replacement | Program - Medium Term Need | 0 | 0 | 0 | 0 | 0 | 0 | 0 | 0 | 3966594.799 | 7911669.2912 | 0 | 0 | 0 | 0 | 0 | 0 | 0 | 0 | 0 | 0 | 0 | 0 | 0 | 4378378.471 | 8951327.6137 | 0 | 0 | 0 | 0 | 0 | 11878264.0902 | 11878264.0902 | 13329706.0848 | 13329706.0848 | 290 | 2900 | 59.4% | TS | TS700m | Repex | Std | Std | Substations
TS701 | North Rocks ZS 11kV switchboard replacement | Major Project - Committed Project | 0 | 0 | 0 | 940590.4095 | 1453893 | 776762.1537 | 36072.0837 | 0 | 0 | 0 | 0 | 0 | 0 | 0 | 0 | 0 | 0 | 0 | 917649.18 | 1453893 | 796181.2075 | 37898.2329 | 0 | 0 | 0 | 0 | 0 | 0 | 0 | 0 | 812834.2374 | 812834.2374 | 834079.4404 | 834079.4404 | 290 | 4350 | 29.12% | TS | TS701 | Repex | Std | Std | Substations
TS702 | Kellyville ZS 11kV switchboard replacement | Major Project - Committed Project | 0 | 0 | 0 | 788605.685 | 573638 | 952210.1056 | 264654.9411 | 0 | 0 | 0 | 0 | 0 | 0 | 0 | 0 | 0 | 0 | 0 | 769371.4 | 573638 | 976015.3582 | 278053.0975 | 0 | 0 | 0 | 0 | 0 | 0 | 0 | 0 | 1216865.0467 | 1216865.0467 | 1254068.4557 | 1254068.4557 | 290 | 4350 | 29.12% | TS | TS702 | Repex | Std | Std | Substations
TS703 | Horsley Park ZS 11kV switchboard replacement | Major Project - Committed Project | 0 | 0 | 0 | 342639.993 | 1941242 | 423962.1712 | 0 | 0 | 0 | 0 | 0 | 0 | 0 | 0 | 0 | 0 | 0 | 0 | 334282.92 | 1941242 | 434561.2255 | 0 | 0 | 0 | 0 | 0 | 0 | 0 | 0 | 0 | 423962.1712 | 423962.1712 | 434561.2255 | 434561.2255 | 290 | 4350 | 29.12% | TS | TS703 | Repex | Std | Std | Substations
TS704 | Port Central ZS 11kV switchboard replacement | Major Project - Committed Project | 0 | 0 | 0 | 289959.6362 | 1583396.03 | 488159.3885 | 0 | 0 | 0 | 0 | 0 | 0 | 0 | 0 | 0 | 0 | 0 | 0 | 282887.45 | 1583396.03 | 500363.3732 | 0 | 0 | 0 | 0 | 0 | 0 | 0 | 0 | 0 | 488159.3885 | 488159.3885 | 500363.3732 | 500363.3732 | 290 | 4350 | 29.12% | TS | TS704 | Repex | Std | Std | Substations
UR | Underground residential | Program - Short Term Need | 7817292.9294 | 10255821.3887 | 9476480.8203 | 14222289.9507 | 27120000.008 | 21637216.4489 | 14561561.8758 | 11696397.4038 | 10964258.0554 | 10684382.0324 | 10684382.0324 | 10684382.0324 | 10684382.0324 | 10684382.0324 | 10803669 | 7082081.57 | 9523549.7 | 9019850.87 | 13875404.83 | 27120000.008 | 22178146.8601 | 15298740.9457 | 12595740.7104 | 12102489.3777 | 12088397.5812 | 12390607.5207 | 12700372.7087 | 13017882.0264 | 13343329.0771 | 13829609.7075 | 69543815.8164 | 123085012.9462 | 74263515.4752 | 139545316.5157 | 190 | 2850 | 65.73% | UR | URs | Connections | Std | Std | Distribution lines and cables
SW | Network Switching | Overheads | 6762274.761 | 4467538.1453 | 3442736.0766 | 4703599.0172 | 3277485.76 | 6283900.8865 | 6382175.5445 | 6686467.7532 | 6495126.3573 | 6714861.5396 | 7423719.2767 | 7683873.5145 | 7944102.7058 | 8085985.7683 | 8183178.6979 | 6126287.18 | 4148553.29 | 3276845.76 | 4588877.09 | 3277485.76 | 6440998.4086 | 6705273.1814 | 7200594.4377 | 7169404.1994 | 7597249.4943 | 8609238.3838 | 9133710.9797 | 9679117.7549 | 10098288.2016 | 10475160.5735 | [9 empty] | Overheads |  | Std | Overheads
OH | Capitalised Overheads | Overheads | 82318236.313 | 67117356.5879 | 52931914.9947 | 70569224.026 | 66922514.26 | 73106139.0812 | 73273110.1037 | 73775204.5564 | 73462071.757 | 73820942.4206 | 76860996.0999 | 77233408.4879 | 77593252.7624 | 77784338.9426 | 78058962.8601 | 74576259.2666 | 62325137.79 | 50381358.71 | 68848023.44 | 66922514.26 | 74933792.5582 | 76982561.3027 | 79447826.1443 | 81088381.7774 | 83521620.538 | 89135191.2943 | 91806252.3768 | 94539843.993 | 97141980.5473 | 99922071.8932 | [9 empty] | Overheads |  | Std | Overheads
|  | Total - Exc SWOH | 281816507.318 | 189233085.6165 | 145052384.1857 | 227818569.7107 | 246955911.5435 | 230385918.9271 | 225786107.5346 | 239265406.0696 | 250907728.4887 | 247811242.909 | 249601960.2468 | 258639914.9991 | 285964938.7426 | 306278386.0088 | 321694374 | 255311846.52 | 175721731.83 | 138062947.47 | 222262019.23 | 246955911.5435 | 236145566.9003 | 237216529.2285 | 257662672.6831 | 276955185.0633 | 280375675.4739 | 289461750.4712 | 307441582.2894 | 348420509.9502 | 382499734.7818 | 411795996.1123
|  | Total - Inc SWOH | 370897018.392 | 260817980.3497 | 201427035.257 | 303091392.754 | 317155911.5635 | 309775958.8948 | 305441393.1828 | 319727078.3791 | 330864926.603 | 328347046.8692 | 333886675.6233 | 343557197.0015 | 371502294.2109 | 392148710.7198 | 407936515.558 | 336014392.9666 | 242195422.91 | 191721151.94 | 295698919.76 | 317155911.5635 | 317520357.8672 | 320904363.7127 | 344311093.2651 | 365212971.0401 | 371494545.5062 | 387206180.1494 | 408381545.6459 | 452639471.6981 | 489740003.5306 | 522193228.5791
|  |  | FY15 (R) | FY16 (R) | FY17 (R) | FY18 (R) | FY19 (R) | FY20 (R) | FY21 (R) | FY22 (R) | FY23 (R) | FY24 (R) | FY25 (R) | FY26 (R) | FY27 (R) | FY28 (R) | FY28 (R) | FY15 (N) | FY16 (N) | FY17 (N) | FY18 (N) | FY19 (N) | FY20 (N) | FY21 (N) | FY22 (N) | FY23 (N) | FY24 (N) | FY25 (N) | FY26 (N) | FY27 (N) | FY28 (N) | FY28 (N)
|  | Augex | 85743846.1862 | 48149533.4848 | 29873629.6632 | 39270519.837 | 57478433.0865 | 64743633.8945 | 64342121.4774 | 69760306.4512 | 77655996.7861 | 71275830.0941 | 79358840.4292 | 75301442.696 | 84115532.8098 | 83690824.5127 | 76412400 | 77679692.74 | 44711628.43 | 28434150.78 | 38312702.28 | 57478433.0865 | 66362224.7419 | 67599441.3772 | 75124220.0144 | 85717690.2868 | 80642059.549 | 92031924.9228 | 89509752.1633 | 102486608.9011 | 104518371.6583 | 97814332.2249
|  | Repex | 158727336.2466 | 104081433.8491 | 85833088.5273 | 147132319.0065 | 123680707.799 | 109177698.5845 | 119976860.4238 | 118157995.1283 | 123107979.9184 | 126407459.9018 | 135601808.5769 | 148583868.9251 | 167179258.6354 | 188189685.3968 | 210402750 | 143799132.62 | 96649958.16 | 81697169.33 | 143543725.86 | 123680707.799 | 111907141.0491 | 126050688.9827 | 127243237.2225 | 135888175.1728 | 143018438.3036 | 157256524.9044 | 176619528.2161 | 203691693.1249 | 235023129.4182 | 269333308.3314
|  | Connections | 17246692.5761 | 17658457.5191 | 15808053.2194 | 24914270.494 | 40340000.008 | 33921984.6418 | 24381250.9288 | 20698471.3319 | 19697010.0335 | 19361753.5562 | 19361753.5562 | 19361753.5562 | 19361753.5562 | 19361753.5562 | 19760628 | 15624652.26 | 16397633.25 | 15046332.63 | 24306605.36 | 40340000.008 | 34770034.2578 | 25615551.7571 | 22289989.7292 | 21741813.5817 | 21906046.9894 | 22453698.1642 | 23015040.6183 | 23590416.6337 | 24180177.0496 | 25295274.4864
|  | Reliability | 6307384.0422 | 4721125.3512 | 2665383.556 | 3560136.8562 | 4045216.63 | 3995967.5886 | 3989281.8387 | 3978777.1982 | 3966594.799 | 3955834.6456 | 3955834.6456 | 3955834.6456 | 3955834.6456 | 3955834.6456 | 4000000 | 5714178.64 | 4384034.22 | 2536950.44 | 3473304.25 | 4045216.63 | 4095866.7783 | 4191239.2318 | 4284707.8637 | 4378378.471 | 4475663.8069 | 4587555.402 | 4702244.2871 | 4819800.3943 | 4940295.4041 | 5120338.1768
|  | Other | 4136162.1867 | 3340447.9085 | 4767759.826 | 7156818.9907 | 18306554.02 | 13621604.1648 | 8219695.8181 | 6388867.7725 | 6300921.9551 | 6646321.4079 | 6532218.3244 | 6610896.9087 | 6561054.3811 | 6254169.6299 | 6273596 | 3747158.8 | 3101937.96 | 4538022.44 | 6982262.43 | 18306554.02 | 13962144.2689 | 8635817.9189 | 6880111.8086 | 6955038.8769 | 7519702.6264 | 7575370.5972 | 7858278.9743 | 7994007.6686 | 7810600.8586 | 8030733.2761
|  | Overheads | 89080511.074 | 71584894.7332 | 56374651.0713 | 75272823.0433 | 70200000.02 | 79390039.9677 | 79655285.6482 | 80461672.3096 | 79957198.1143 | 80535803.9602 | 84284715.3766 | 84917282.0024 | 85537355.4683 | 85870324.7109 | 86242141.558 | 80702546.4466 | 66473691.08 | 53658204.47 | 73436900.53 | 70200000.02 | 81374790.9669 | 83687834.4841 | 86648420.582 | 88257785.9769 | 91118870.0324 | 97744429.6781 | 100939963.3565 | 104218961.7479 | 107240268.7488 | 110397232.4667
|  | Contingent | 0 | 0 | 0 | 0 | 0 | 0 | 0 | 15426880.0056 | 15379645.2898 | 15337925.0357 | 0 | 0 | 0 | 0 | 0 | 0 | 0 | 0 | 0 | 0 | 0 | 0 | 16613062.4511 | 16976250.7241 | 17353454.3541 | 0 | 0 | 0 | 0 | 0
|  | Alternate Control | 9655086.0803 | 11282087.5038 | 6104469.3937 | 5784504.5262 | 3105000 | 4925030.0529 | 4876897.0478 | 4854108.1818 | 4799579.7068 | 4826118.2676 | 4791504.7145 | 4826118.2676 | 4791504.7145 | 4826118.2676 | 4845000 | 8747031.46 | 10476539.81 | 5810321.85 | 5643419.05 | 3105000 | 5048155.8043 | 5123789.9609 | 5227343.5937 | 5297837.9499 | 5460309.8444 | 5556676.4807 | 5736738.0303 | 5837983.2276 | 6027160.393 | 6202009.6166

## RIN Cat Summary (excl. Esc)
RIN / Submission Categories
RIN Categories:
| $Real FY19 | FY18 | FY19 | FY20 | FY21 | FY22 | FY23 | FY24 | FY25 | FY26 | FY27 | FY28 | RCP
| Customer Connection | 24914270.494 | 40340000.008 | 33921984.6418 | 24381250.9288 | 20698471.3319 | 19697010.0335 | 19361753.5562 | 19361753.5562 | 19361753.5562 | 19361753.5562 | 19361753.5562 | 118060470.4922
| Augex | 39270519.837 | 57478433.0865 | 64743633.8945 | 64342121.4774 | 69760306.4512 | 77655996.7861 | 71275830.0941 | 79358840.4292 | 75301442.696 | 84115532.8098 | 83690824.5127 | 347777888.7032
| Repex | 150692455.8627 | 127725924.429 | 113173666.1731 | 123966142.2625 | 122136772.3265 | 127074574.7175 | 130363294.5474 | 129470264.8762 | 142749012.8228 | 161344402.5331 | 182058141.6961 | 616714450.027
| Other | 7156818.9908 | 18306554.02 | 13621604.1648 | 8219695.8181 | 6388867.7725 | 6300921.9551 | 6646321.4079 | 6532218.3244 | 6610896.9087 | 6561054.3811 | 6254169.6299 | 41177411.1185
| Overheads | 75272823.0433 | 70200000.02 | 79390039.9677 | 79655285.6482 | 80461672.3096 | 79957198.1143 | 80535803.9602 | 84284715.3766 | 84917282.0024 | 85537355.4683 | 85870324.7109 | 400000000
| Total System | 297306888.2277 | 314050911.5635 | 304850928.8419 | 300564496.135 | 299446090.1917 | 310685701.6065 | 308183003.5658 | 319007792.5626 | 328940387.986 | 356920098.7485 | 377235214.1059 | 1523730220.3409
| Non System | 58561899.8298 | 53120118.5878 | 49686736.0244 | 35108941.55 | 31713950.6162 | 30022401.5922 | 23558369.2171 |  |  |  |  | 170090399
| Total Capex | 355868788.0575 | 367171030.1513 | 354537664.8663 | 335673437.685 | 331160040.8079 | 340708103.1987 | 331741372.783 |  |  |  |  | 1693820619.3409
Submission Categories:
| $Real FY19 | FY18 | FY19 | FY20 | FY21 | FY22 | FY23 | FY24 | FY25 | FY26 | FY27 | FY28 | RCP
| Customer Connection | 24914270.494 | 40340000.008 | 33921984.6418 | 24381250.9288 | 20698471.3319 | 19697010.0335 | 19361753.5562 | 19361753.5562 | 19361753.5562 | 19361753.5562 | 19361753.5562 | 118060470.4922
| Augex | 39270519.837 | 57478433.0865 | 64743633.8945 | 64342121.4774 | 69760306.4512 | 77655996.7861 | 71275830.0941 | 79358840.4292 | 75301442.696 | 84115532.8098 | 83690824.5127 | 347777888.7032
| Repex | 147132319.0065 | 123680707.799 | 109177698.5845 | 119976860.4238 | 118157995.1283 | 123107979.9184 | 126407459.9018 | 125514430.2306 | 138793178.1772 | 157388567.8875 | 178102307.0505 | 596827993.9569
| Reliability | 3560136.8562 | 4045216.63 | 3995967.5886 | 3989281.8387 | 3978777.1982 | 3966594.799 | 3955834.6456 | 3955834.6456 | 3955834.6456 | 3955834.6456 | 3955834.6456 | 19886456.0701
| Other | 7156818.9908 | 18306554.02 | 13621604.1648 | 8219695.8181 | 6388867.7725 | 6300921.9551 | 6646321.4079 | 6532218.3244 | 6610896.9087 | 6561054.3811 | 6254169.6299 | 41177411.1185
| Overheads | 75272823.0433 | 70200000.02 | 79390039.9677 | 79655285.6482 | 80461672.3096 | 79957198.1143 | 80535803.9602 | 84284715.3766 | 84917282.0024 | 85537355.4683 | 85870324.7109 | 400000000
| Total System | 297306888.2277 | 314050911.5635 | 304850928.8419 | 300564496.135 | 299446090.1917 | 310685701.6065 | 308183003.5658 | 319007792.5626 | 328940387.986 | 356920098.7485 | 377235214.1059 | 1523730220.3409
| Non System | 58561899.8298 | 53120118.5878 | 49686736.0244 | 35108941.55 | 31713950.6162 | 30022401.5922 | 23558369.2171 |  |  |  |  | 170090399
| Total Capex | 355868788.0575 | 367171030.1513 | 354537664.8663 | 335673437.685 | 331160040.8079 | 340708103.1987 | 331741372.783 |  |  |  |  | 1693820619.3409
| Check: | 0 | 0 | 0 | 0 | 0 | 0 | 0 | 0 | 0 | 0 | 0 | 0
Calculation
Pivot RIN Categories:
| Row Labels | Sum of FY18 (R) | Sum of FY19 (R) | Sum of FY20 (R) | Sum of FY21 (R) | Sum of FY22 (R) | Sum of FY23 (R) | Sum of FY24 (R) | Sum of FY25 (R) | Sum of FY26 (R) | Sum of FY27 (R) | Sum of FY28 (R) | RCP
| Augex | 39270519.837 | 57478433.0865 | 64743633.8945 | 64342121.4774 | 85187186.4568 | 93035642.0759 | 86613755.1298 | 79358840.4292 | 75301442.696 | 84115532.8098 | 83690824.5127 | 393922339.0344
| Connections | 24914270.494 | 40340000.008 | 33921984.6418 | 24381250.9288 | 20698471.3319 | 19697010.0335 | 19361753.5562 | 19361753.5562 | 19361753.5562 | 19361753.5562 | 19361753.5562 | 118060470.4922
| Other | 12941323.517 | 21411554.02 | 18546634.2177 | 13096592.866 | 11242975.9543 | 11100501.6619 | 11472439.6755 | 11323723.0389 | 11437015.1763 | 11352559.0956 | 11080287.8975 | 65459144.3754
| Overheads | 75272823.0433 | 70200000.02 | 79390039.9677 | 79655285.6482 | 80461672.3096 | 79957198.1143 | 80535803.9602 | 84284715.3766 | 84917282.0024 | 85537355.4683 | 85870324.7109 | 400000000
| Reliability | 3560136.8562 | 4045216.63 | 3995967.5886 | 3989281.8387 | 3978777.1982 | 3966594.799 | 3955834.6456 | 3955834.6456 | 3955834.6456 | 3955834.6456 | 3955834.6456 | 19886456.0701
| Repex | 147132319.0065 | 123680707.799 | 109177698.5845 | 119976860.4238 | 118157995.1283 | 123107979.9184 | 126407459.9018 | 135601808.5769 | 148583868.9251 | 167179258.6354 | 188189685.3968 | 596827993.9569
| Grand Total | 303091392.754 | 317155911.5635 | 309775958.8948 | 305441393.1828 | 319727078.3791 | 330864926.603 | 328347046.8692 | 333886675.6233 | 343557197.0015 | 371502294.2109 | 392148710.7198 | 1594156403.929
Adjustments
|  | FY18 | FY19 | FY20 | FY21 | FY22 | FY23 | FY24 | FY25 | FY26 | FY27 | FY28 | RCP | Comment | RIN Category
PR741 | Western Sydney Airport 132kV supply | 0 | 0 | 0 | 0 | 15426880.0056 | 15379645.2898 | 15337925.0357 | 0 | 0 | 0 | 0 | 46144450.3312 | Contingent | Augex
TM028 | 132kV oil cable replacement | 0 | 0 | 0 | 0 | 0 | 0 | 0 | 10087378.3463 | 9790690.7479 | 9790690.7479 | 10087378.3463 | 0 | Remove | Repex
MC101 | Meters - Growth | 670296.5053 | 0 | 0 | 0 | 0 | 0 | 0 | 0 | 0 | 0 | 0 | 0 | Alt | Other
MC104 | Meters - renewal | 189086.752 | 25000 | 59939.5138 | 59839.2276 | 9946.943 | 9916.487 | 9889.5866 | 9889.5866 | 9889.5866 | 9889.5866 | 9889.5866 | 149531.758 | Alt | Other
MC106 | Labour (meter/relay renewal) | 3437.2042 | 0 | 0 | 0 | 0 | 0 | 0 | 0 | 0 | 0 | 0 | 0 | Alt | Other
MC107 | Test equipment | 0 | 80000 | 119879.0277 | 79785.6368 | 119363.3159 | 79331.896 | 118675.0394 | 84061.4862 | 118675.0394 | 84061.4862 | 118675.0394 | 517034.9157 | Alt | Other
MC110 | Labour meter renewal | 150762.6785 | 0 | 0 | 0 | 0 | 0 | 0 | 0 | 0 | 0 | 0 | 0 | Alt | Other
SL001 | Streetlighting growth | 983564.6723 | 1100000 | 1748235.82 | 1745310.8044 | 1740715.0242 | 1735385.2246 | 1730677.6575 | 1730677.6575 | 1730677.6575 | 1730677.6575 | 1730677.6575 | 8700324.5307 | Alt | Other
SL002 | Streetlighting refurbishment | 3787356.714 | 1900000 | 2996975.6914 | 2991961.379 | 2984082.8986 | 2974946.0993 | 2966875.9842 | 2966875.9842 | 2966875.9842 | 2966875.9842 | 2966875.9842 | 14914842.0526 | Alt | Other

## RAB Cat Summary (excl. Esc)
RAB Category
RAB Categories:
| $Real FY19 | FY18 | FY19 | FY20 | FY21 | FY22 | FY23 | FY24 | RCP
| Sub-transmission lines and cables | 15021276.8032 | 17905373.1104 | 23196761.1968 | 28834051.1309 | 21095878.7317 | 12562033.263 | 14038499.646 | 99727223.9684
| Distribution lines and cables | 122227000.0771 | 131222005.396 | 112371285.4812 | 105023807.9922 | 106872179.7349 | 104390870.6996 | 107827929.4239 | 536486073.3317
| Substations | 120228360.9851 | 116757677.9605 | 117580061.5121 | 122892500.7348 | 133468398.8175 | 152630506.1291 | 144771446.7155 | 671342913.909
| Transformers | 5978019.4012 | 10523000.6869 | 7320761.2799 | 16690282.7894 | 11153442.0526 | 15689739.4191 | 15932043.0442 | 66786268.5852
| Low Voltage lines and cables | 21791293.686 | 9453415.0618 | 14898885.6128 | 16866684.1522 | 16906985.9407 | 16798035.9057 | 17311035.0052 | 82781626.6166
| Customer metering and Load control | 979948.8587 | 372001.232 | 1646014.8346 | 1230989.7717 | 1165379.6344 | 1076764.7839 | 1012135.9181 | 6131284.9428
| Communication | 9262318.0656 | 17456520.1535 | 14534674.7222 | 7669246.0037 | 2663033.9094 | 2196563.5187 | 1934605.2268 | 28998123.3808
| Land | 662718.5199 | 8527456.3397 | 11951723.9473 | 0 | 4760615.5103 | 4005890.9155 | 4016481.4397 | 24734711.8128
| Easements | 0 | 0 | 0 | 0 | 0 | 0 | 0 | 0
| Emergency Spares (Major Plant, Excludes Inventory) | 1155951.8309 | 1833461.6227 | 1350760.255 | 1356933.5601 | 1360175.8601 | 1335296.9718 | 1338827.1466 | 6741993.7936
| Total System | 297306888.2277 | 314050911.5635 | 304850928.8419 | 300564496.135 | 299446090.1917 | 310685701.6065 | 308183003.5658 | 1523730220.3409
| Information & Communication Technology | 48040979.1844 | 41064345.6181 | 30637169 | 16816254 | 16519250 | 14143911 | 13073815 | 91190399
| Furniture, fittings, plant and equipment | 3218178.5274 | 3584421.6116 | 4776208.7856 | 4672381.6498 | 2888212.8897 | 3190649.8926 | 3172546.7823 | 18700000
| Motor Vehicles | 4001761.1973 | 4745572.2745 | 6873358.2388 | 4120305.9002 | 4406487.7265 | 5087840.6997 | 1612007.4348 | 22100000
| Buildings | 3295862.4991 | 3725779.0836 | 7400000 | 9500000 | 7900000 | 7600000 | 5700000 | 38100000
| Land (non-system) | 5118.4216 | 0 | 0 | 0 | 0 | 0 | 0 | 0
| Other non system assets | 0 | 0 | 0 | 0 | 0 | 0 | 0 | 0
| Total Capex | 355868788.0575 | 367171030.1513 | 354537664.8663 | 335673437.685 | 331160040.8079 | 340708103.1987 | 331741372.783 | 1693820619.3409
| Check: | 0 | 0 | 0 | 0 | 0 | 0 | 0 | 0
Live PTRM (Net Capex + Disposals):
| $Real FY19 | FY18 | FY19 | FY20 | FY21 | FY22 | FY23 | FY24 | RCP
| Sub-transmission lines and cables | [7 empty] | 0
| Distribution lines and cables | [7 empty] | 0
| Substations | [7 empty] | 0
| Transformers | [7 empty] | 0
| Low Voltage lines and cables | [7 empty] | 0
| Customer metering and Load control | [7 empty] | 0
| Communication | [7 empty] | 0
| Land | [7 empty] | 0
| Easements | [7 empty] | 0
| Emergency Spares (Major Plant, Excludes Inventory) | [7 empty] | 0
| Total System | 0 | 0 | 0 | 0 | 0 | 0 | 0 | 0
| Information & Communication Technology | [7 empty] | 0
| Furniture, fittings, plant and equipment | [7 empty] | 0
| Motor Vehicles | [7 empty] | 0
| Buildings | [7 empty] | 0
| Land (non-system) | [7 empty] | 0
| Other non system assets | [7 empty] | 0
| Total Capex | 0 | 0 | 0 | 0 | 0 | 0 | 0 | 0
Variance:
| $Real FY19 | FY18 | FY19 | FY20 | FY21 | FY22 | FY23 | FY24 | RCP
| Sub-transmission lines and cables | 15021276.8032 | 17905373.1104 | 23196761.1968 | 28834051.1309 | 21095878.7317 | 12562033.263 | 14038499.646 | 99727223.9684
| Distribution lines and cables | 122227000.0771 | 131222005.396 | 112371285.4812 | 105023807.9922 | 106872179.7349 | 104390870.6996 | 107827929.4239 | 536486073.3317
| Substations | 120228360.9851 | 116757677.9605 | 117580061.5121 | 122892500.7348 | 133468398.8175 | 152630506.1291 | 144771446.7155 | 671342913.909
| Transformers | 5978019.4012 | 10523000.6869 | 7320761.2799 | 16690282.7894 | 11153442.0526 | 15689739.4191 | 15932043.0442 | 66786268.5852
| Low Voltage lines and cables | 21791293.686 | 9453415.0618 | 14898885.6128 | 16866684.1522 | 16906985.9407 | 16798035.9057 | 17311035.0052 | 82781626.6166
| Customer metering and Load control | 979948.8587 | 372001.232 | 1646014.8346 | 1230989.7717 | 1165379.6344 | 1076764.7839 | 1012135.9181 | 6131284.9428
| Communication | 9262318.0656 | 17456520.1535 | 14534674.7222 | 7669246.0037 | 2663033.9094 | 2196563.5187 | 1934605.2268 | 28998123.3808
| Land | 662718.5199 | 8527456.3397 | 11951723.9473 | 0 | 4760615.5103 | 4005890.9155 | 4016481.4397 | 24734711.8128
| Easements | 0 | 0 | 0 | 0 | 0 | 0 | 0 | 0
| Emergency Spares (Major Plant, Excludes Inventory) | 1155951.8309 | 1833461.6227 | 1350760.255 | 1356933.5601 | 1360175.8601 | 1335296.9718 | 1338827.1466 | 6741993.7936
| Total System | 297306888.2277 | 314050911.5635 | 304850928.8419 | 300564496.135 | 299446090.1917 | 310685701.6065 | 308183003.5658 | 1523730220.3409
| Information & Communication Technology | 48040979.1844 | 41064345.6181 | 30637169 | 16816254 | 16519250 | 14143911 | 13073815 | 91190399
| Furniture, fittings, plant and equipment | 3218178.5274 | 3584421.6116 | 4776208.7856 | 4672381.6498 | 2888212.8897 | 3190649.8926 | 3172546.7823 | 18700000
| Motor Vehicles | 4001761.1973 | 4745572.2745 | 6873358.2388 | 4120305.9002 | 4406487.7265 | 5087840.6997 | 1612007.4348 | 22100000
| Buildings | 3295862.4991 | 3725779.0836 | 7400000 | 9500000 | 7900000 | 7600000 | 5700000 | 38100000
| Land (non-system) | 5118.4216 | 0 | 0 | 0 | 0 | 0 | 0 | 0
| Other non system assets | 0 | 0 | 0 | 0 | 0 | 0 | 0 | 0
| Total Capex | 355868788.0575 | 367171030.1513 | 354537664.8663 | 335673437.685 | 331160040.8079 | 340708103.1987 | 331741372.783 | 1693820619.3409
Calculation
Pivot RAB Categories:
| Row Labels | Sum of FY18 (R) | Sum of FY19 (R) | Sum of FY20 (R) | Sum of FY21 (R) | Sum of FY22 (R) | Sum of FY23 (R) | Sum of FY24 (R) | RCP | Comment
| Communications | 6917263.6577 | 13554453.1 | 10749518.4443 | 5636750.5194 | 1947472.1813 | 1631262.1111 | 1429045.2657 | 21394048.5219
| Customer metering & load control | 731843.2145 | 288847.56 | 1217355.542 | 904754.1612 | 852240.1501 | 799651.6284 | 747639.8916 | 4521641.3733
| Distribution lines and cables | 91281294.7732 | 101889867.0635 | 83107274.7745 | 77190509.2059 | 78155443.7798 | 77525129.8988 | 79649837.5595 | 395628195.2184
| Emergency Spares (Major Plant, Excludes Inventory) | 863285.3605 | 1423626.78 | 998991.8971 | 997320.4597 | 994694.2995 | 991648.6998 | 988958.6614 | 4971614.0175
| Land | 494929.9625 | 6621308.6 | 8839226.1588 | 0 | 3481430.0484 | 2974946.0993 | 2966875.9842 | 18262478.2907
| Low Voltage lines and cables | 16274125.203 | 7340287.18 | 11018880.6255 | 12396693.3138 | 12364050.1434 | 12474940.6429 | 12787235.4919 | 61041800.2175
| Metering & Load control | 1013583.14 | 105000 | 179818.5415 | 139624.8644 | 129310.2589 | 89248.383 | 128564.626 | 666566.6737 | Alt
| Overheads | 75272823.0433 | 70200000.02 | 79390039.9677 | 79655285.6482 | 80461672.3096 | 79957198.1143 | 80535803.9602 | 400000000
| Public lighting | 4770921.3862 | 3000000 | 4745211.5115 | 4737272.1835 | 4724797.9229 | 4710331.3238 | 4697553.6417 | 23615166.5832 | Alt
| Substations | 89788675.5975 | 90658759.94 | 86959568.3474 | 90323659.8506 | 97605213.6864 | 113349948.4667 | 106939104.5136 | 495177494.8647
| Sub-transmission lines and cables | 11218156.3392 | 13902973.67 | 17155802.7338 | 21192481.3222 | 30854260.3425 | 24708749.013 | 25707819.2028 | 119619112.6143
| Transformers | 4464491.0762 | 8170787.65 | 5414270.3507 | 12267041.654 | 8156493.2563 | 11651872.2221 | 11768608.0707 | 49258285.5537
| Unallocated | 0 | 0 | 0 | 0 | 0 | 0 | 0 | 0 | Check Zero
| Grand Total | 303091392.754 | 317155911.5635 | 309775958.8948 | 305441393.1828 | 319727078.3791 | 330864926.603 | 328347046.8692 | 1594156403.929
| Check: | 0 | 0 | 0 | 0 | 0 | 0 | 0
Adjustments
|  | FY18 | FY19 | FY20 | FY21 | FY22 | FY23 | FY24 | RCP | Comment | RAB Category
0
PR741 | Western Sydney Airport 132kV supply | 0 | 0 | 0 | 0 | 15426880.0056 | 15379645.2898 | 15337925.0357 | 46144450.3312 | Contingent | Sub-transmission lines and cables
TM028 | 132kV oil cable replacement | 0 | 0 | 0 | 0 | 0 | 0 | 0 | 0 | Remove | Sub-transmission lines and cables
| Total (Remove Alt & Adjustments) | 297306888.2277 | 314050911.5635 | 304850928.8419 | 300564496.135 | 299446090.1917 | 310685701.6065 | 308183003.5658 | 1523730220.3409
| Check: | 0 | 0 | 0 | 0 | 0 | 0 | 0 | 0
RAB Categories (PTRM Order / Overheads Not Allocated):
|  | FY18 | FY19 | FY20 | FY21 | FY22 | FY23 | FY24 | RCP
| Sub-transmission lines and cables | 11218156.3392 | 13902973.67 | 17155802.7338 | 21192481.3222 | 15427380.3369 | 9329103.7232 | 10369894.1671 | 73474662.2832
| Distribution lines and cables | 91281294.7732 | 101889867.0635 | 83107274.7745 | 77190509.2059 | 78155443.7798 | 77525129.8988 | 79649837.5595 | 395628195.2184
| Substations | 89788675.5975 | 90658759.94 | 86959568.3474 | 90323659.8506 | 97605213.6864 | 113349948.4667 | 106939104.5136 | 495177494.8647
| Transformers | 4464491.0762 | 8170787.65 | 5414270.3507 | 12267041.654 | 8156493.2563 | 11651872.2221 | 11768608.0707 | 49258285.5537
| Low Voltage lines and cables | 16274125.203 | 7340287.18 | 11018880.6255 | 12396693.3138 | 12364050.1434 | 12474940.6429 | 12787235.4919 | 61041800.2175
| Customer metering and Load control | 731843.2145 | 288847.56 | 1217355.542 | 904754.1612 | 852240.1501 | 799651.6284 | 747639.8916 | 4521641.3733
| Communication | 6917263.6577 | 13554453.1 | 10749518.4443 | 5636750.5194 | 1947472.1813 | 1631262.1111 | 1429045.2657 | 21394048.5219
| Land | 494929.9625 | 6621308.6 | 8839226.1588 | 0 | 3481430.0484 | 2974946.0993 | 2966875.9842 | 18262478.2907
| Easements | 0 | 0 | 0 | 0 | 0 | 0 | 0 | 0
| Emergency Spares (Major Plant, Excludes Inventory) | 863285.3605 | 1423626.78 | 998991.8971 | 997320.4597 | 994694.2995 | 991648.6998 | 988958.6614 | 4971614.0175
| Overheads | 75272823.0433 | 70200000.02 | 79390039.9677 | 79655285.6482 | 80461672.3096 | 79957198.1143 | 80535803.9602 | 400000000
| Total | 297306888.2277 | 314050911.5635 | 304850928.8419 | 300564496.135 | 299446090.1917 | 310685701.6065 | 308183003.5658 | 1523730220.3409
| Check: | 0 | 0 | 0 | 0 | 0 | 0 | 0 | 0

## RAB Cat Summary ($N)(excl. Esc)
RAB Category
RAB Categories:
| $Real FY19 | FY18 | FY19 | FY20 | FY21 | FY22 | FY23 | FY24 | RCP
| Sub-transmission lines and cables | 15021276.8032 | 17905373.1104 | 23196761.1968 | 28834051.1309 | 21095878.7317 | 12562033.263 | 14038499.646 | 99727223.9684
| Distribution lines and cables | 122227000.0771 | 131222005.396 | 112371285.4812 | 105023807.9922 | 106872179.7349 | 104390870.6996 | 107827929.4239 | 536486073.3317
| Substations | 120228360.9851 | 116757677.9605 | 117580061.5121 | 122892500.7348 | 133468398.8175 | 152630506.1291 | 144771446.7155 | 671342913.909
| Transformers | 5978019.4012 | 10523000.6869 | 7320761.2799 | 16690282.7894 | 11153442.0526 | 15689739.4191 | 15932043.0442 | 66786268.5852
| Low Voltage lines and cables | 21791293.686 | 9453415.0618 | 14898885.6128 | 16866684.1522 | 16906985.9407 | 16798035.9057 | 17311035.0052 | 82781626.6166
| Customer metering and Load control | 979948.8587 | 372001.232 | 1646014.8346 | 1230989.7717 | 1165379.6344 | 1076764.7839 | 1012135.9181 | 6131284.9428
| Communication | 9262318.0656 | 17456520.1535 | 14534674.7222 | 7669246.0037 | 2663033.9094 | 2196563.5187 | 1934605.2268 | 28998123.3808
| Land | 662718.5199 | 8527456.3397 | 11951723.9473 | 0 | 4760615.5103 | 4005890.9155 | 4016481.4397 | 24734711.8128
| Easements | 0 | 0 | 0 | 0 | 0 | 0 | 0 | 0
| Emergency Spares (Major Plant, Excludes Inventory) | 1155951.8309 | 1833461.6227 | 1350760.255 | 1356933.5601 | 1360175.8601 | 1335296.9718 | 1338827.1466 | 6741993.7936
| Total System | 297306888.2277 | 314050911.5635 | 304850928.8419 | 300564496.135 | 299446090.1917 | 310685701.6065 | 308183003.5658 | 1523730220.3409
| Information & Communication Technology | 48040979.1844 | 41064345.6181 | 30637169 | 16816254 | 16519250 | 14143911 | 13073815 | 91190399
| Furniture, fittings, plant and equipment | 3218178.5274 | 3584421.6116 | 4776208.7856 | 4672381.6498 | 2888212.8897 | 3190649.8926 | 3172546.7823 | 18700000
| Motor Vehicles | 4001761.1973 | 4745572.2745 | 6873358.2388 | 4120305.9002 | 4406487.7265 | 5087840.6997 | 1612007.4348 | 22100000
| Buildings | 3295862.4991 | 3725779.0836 | 7400000 | 9500000 | 7900000 | 7600000 | 5700000 | 38100000
| Land (non-system) | 5118.4216 | 0 | 0 | 0 | 0 | 0 | 0 | 0
| Other non system assets | 0 | 0 | 0 | 0 | 0 | 0 | 0 | 0
| Total Capex | 355868788.0575 | 367171030.1513 | 354537664.8663 | 335673437.685 | 331160040.8079 | 340708103.1987 | 331741372.783 | 1693820619.3409
| Check: | 0 | 0 | 0 | 0 | 0 | 0 | 0 | 0
CPI Index
|  | FY18 | FY19 | FY20 | FY21 | FY22 | FY23 | FY24
| Dec-Dec sum of 4 quarters (Lagged - Pricing) | 1.277% | 1.949% | 1.964% | 1.932% | 2.456% | 2.5% | 2.5%
| Index (Real 18/19) | 0.98089 | 1 | 1.0196 | 1.0393 | 1.0649 | 1.0915 | 1.1188
RAB Categories:
| $Nominal | FY18 | FY19 | FY20 | FY21 | FY22 | FY23 | FY24 | RCP
| Sub-transmission lines and cables | 14640974.5654 | 17733425.76 | 23423428.8096 | 29682909.5442 | 22193342.9382 | 13543056.9736 | 15513197.7015 | 104355935.967
| Distribution lines and cables | 119132509.3584 | 129961865.4365 | 113469323.7295 | 108115650.4322 | 112431957.2354 | 112543206.9636 | 119154897.5374 | 565715035.8981
| Substations | 117184470.9529 | 115636440.5954 | 118728997.4188 | 126510387.5416 | 140411782.9855 | 164550084.9369 | 159979209.3932 | 710180462.276
| Transformers | 5826670.4722 | 10421947.1051 | 7392296.2442 | 17181635.4231 | 11733674.03 | 16915019.281 | 17605651.5843 | 70828276.5627
| Low Voltage lines and cables | 21239591.067 | 9362632.8333 | 15044470.3695 | 17363229.9439 | 17786532.7065 | 18109867.4515 | 19129502.0996 | 87433602.5709
| Customer metering and Load control | 955138.9342 | 368428.8615 | 1662098.9012 | 1267229.4253 | 1226005.8094 | 1160854.0203 | 1118457.4558 | 6434645.6121
| Communication | 9027818.6729 | 17288883.1894 | 14676700.585 | 7895024.3366 | 2801572.0776 | 2368102.6993 | 2137829.1209 | 29879228.8194
| Land | 645940.0969 | 8445566.1989 | 12068510.4553 | 0 | 5008275.5006 | 4318728.3271 | 4438399.5591 | 25833913.8421
| Easements | 0 | 0 | 0 | 0 | 0 | 0 | 0 | 0
| Emergency Spares (Major Plant, Excludes Inventory) | 1126685.9387 | 1815854.6806 | 1363959.2357 | 1396880.9287 | 1430935.8573 | 1439576.109 | 1479466.5197 | 7110818.6504
| Total System | 289779800.0585 | 311035044.6609 | 307829785.7488 | 309412947.5755 | 315024079.1406 | 334948496.7624 | 340556610.9715 | 1607771920.1988
| Information & Communication Technology | 46824698.2963 | 40670000 | 30936540.7055 | 17311315.1561 | 17378625.7019 | 15248470.4101 | 14447176.1173 | 95322128.0909
| Furniture, fittings, plant and equipment | 3136702.0649 | 3550000 | 4822879.6046 | 4809933.9645 | 3038465.4726 | 3439821.5936 | 3505812.3512 | 19616912.9864
| Motor Vehicles | 3900446.3252 | 4700000 | 6940521.3954 | 4241605.4121 | 4635725.0395 | 5485172.2667 | 1781343.4956 | 23084367.6093
| Buildings | 3212419.2672 | 3690000 | 7472309.247 | 9779674.7113 | 8310979.1937 | 8193516.9924 | 6298766.1879 | 40055246.3322
| Land (non-system) | 4988.8356 | 0 | 0 | 0 | 0 | 0 | 0 | 0
| Other non system assets | 0 | 0 | 0 | 0 | 0 | 0 | 0 | 0
| Total Capex | 346859054.8477 | 363645044.6609 | 358002036.7013 | 345555476.8195 | 348387874.5482 | 367315478.0252 | 366589709.1235 | 1785850575.2176

## Impact of Escalator
RIN / Submission Categories
RIN Categories:
Inclusive of Escalator
| $Real FY19 | FY18 | FY19 | FY20 | FY21 | FY22 | FY23 | FY24 | FY25 | FY26 | FY27 | FY28 | RCP
| Customer Connection | 24914270.494 | 40340000.008 | 33956216 | 24446757 | 20808877 | 19862891 | 19577920 | 19577920 | 19577920 | 19577920 | 19577920 | 118652661
| Augex | 39270519.837 | 57478433.0865 | 64808968 | 64514992 | 70132408 | 78309987 | 72071597 | 80244851 | 76142154 | 85054650 | 84625200 | 349837952
| Repex | 150692455.8627 | 127725924.429 | 113287872 | 124299207 | 122788250 | 128144750 | 131818750 | 130915750 | 144342750 | 163145750 | 184090750 | 620338829
| Other | 7156818.9908 | 18306554.02 | 13635350 | 8241780 | 6422946 | 6353986 | 6720525 | 6605148 | 6684705 | 6634306 | 6323995 | 41374587
| Overheads | 75272823.0433 | 70200000.02 | 79390039.9677 | 79655285.6482 | 80461672.3096 | 79957198.1143 | 80535803.9602 | 84284715.3766 | 84917282.0024 | 85537355.4683 | 85870324.7109 | 400000000
| Total System | 297306888.2277 | 314050911.5635 | 305078445.9677 | 301158021.6482 | 300614153.3096 | 312628812.1143 | 310724595.9602 | 321628384.3766 | 331664811.0024 | 359949981.4683 | 380488189.7109 | 1530204029
| Non System | 58561899.8298 | 53120118.5878 | 49686736.0244 | 35108941.55 | 31713950.6162 | 30022401.5922 | 23558369.2171 |  |  |  |  | 170090399
| Total Capex | 355868788.0575 | 367171030.1513 | 354765181.9921 | 336266963.1982 | 332328103.9258 | 342651213.7066 | 334282965.1774 |  |  |  |  | 1700294428
Exclusive of Escalator
| $Real FY19 | FY18 | FY19 | FY20 | FY21 | FY22 | FY23 | FY24 | FY25 | FY26 | FY27 | FY28 | RCP
| Customer Connection | 24914270.494 | 40340000.008 | 33921984.6418 | 24381250.9288 | 20698471.3319 | 19697010.0335 | 19361753.5562 | 19361753.5562 | 19361753.5562 | 19361753.5562 | 19361753.5562 | 118060470.4922
| Augex | 39270519.837 | 57478433.0865 | 64743633.8945 | 64342121.4774 | 69760306.4512 | 77655996.7861 | 71275830.0941 | 79358840.4292 | 75301442.696 | 84115532.8098 | 83690824.5127 | 347777888.7032
| Repex | 150692455.8627 | 127725924.429 | 113173666.1731 | 123966142.2625 | 122136772.3265 | 127074574.7175 | 130363294.5474 | 129470264.8762 | 142749012.8228 | 161344402.5331 | 182058141.6961 | 616714450.027
| Other | 7156818.9908 | 18306554.02 | 13621604.1648 | 8219695.8181 | 6388867.7725 | 6300921.9551 | 6646321.4079 | 6532218.3244 | 6610896.9087 | 6561054.3811 | 6254169.6299 | 41177411.1185
| Overheads | 75272823.0433 | 70200000.02 | 79390039.9677 | 79655285.6482 | 80461672.3096 | 79957198.1143 | 80535803.9602 | 84284715.3766 | 84917282.0024 | 85537355.4683 | 85870324.7109 | 400000000
| Total System | 297306888.2277 | 314050911.5635 | 304850928.8419 | 300564496.135 | 299446090.1917 | 310685701.6065 | 308183003.5658 | 319007792.5626 | 328940387.986 | 356920098.7485 | 377235214.1059 | 1523730220.3409
| Non System | 58561899.8298 | 53120118.5878 | 49686736.0244 | 35108941.55 | 31713950.6162 | 30022401.5922 | 23558369.2171 |  |  |  |  | 170090399
| Total Capex | 355868788.0575 | 367171030.1513 | 354537664.8663 | 335673437.685 | 331160040.8079 | 340708103.1987 | 331741372.783 |  |  |  |  | 1693820619.3409
Impact of Escalator
| $Real FY19 | FY18 | FY19 | FY20 | FY21 | FY22 | FY23 | FY24 | FY25 | FY26 | FY27 | FY28 | RCP
| Customer Connection | 0 | 0 | 34231.3582 | 65506.0712 | 110405.6681 | 165880.9665 | 216166.4438 | 216166.4438 | 216166.4438 | 216166.4438 | 216166.4438 | 592190.5078
| Augex | 0 | 0 | 65334.1055 | 172870.5226 | 372101.5488 | 653990.2139 | 795766.9059 | 886010.5708 | 840711.304 | 939117.1902 | 934375.4873 | 2060063.2968
| Repex | 0 | 0 | 114205.8269 | 333064.7375 | 651477.6735 | 1070175.2825 | 1455455.4526 | 1445485.1238 | 1593737.1772 | 1801347.4669 | 2032608.3039 | 3624378.973
| Other | 0 | 0 | 13745.8352 | 22084.1819 | 34078.2275 | 53064.0449 | 74203.5921 | 72929.6756 | 73808.0913 | 73251.6189 | 69825.3701 | 197175.8815
| Overheads | 0 | 0 | 0 | 0 | 0 | 0 | 0 | 0 | 0 | 0 | 0 | 0
| Total System | 0 | 0 | 227517.1258 | 593525.5132 | 1168063.1179 | 1943110.5079 | 2541592.3944 | 2620591.814 | 2724423.0164 | 3029882.7198 | 3252975.6051 | 6473808.6591
| Non System | 0 | 0 | 0 | 0 | 0 | 0 | 0 |  |  |  |  | 0
| Total Capex | 0 | 0 | 227517.1258 | 593525.5132 | 1168063.1179 | 1943110.5079 | 2541592.3944 |  |  |  |  | 6473808.6591
Submission Categories:
Inclusive of Escalator
| $Real FY19 | FY18 | FY19 | FY20 | FY21 | FY22 | FY23 | FY24 | FY25 | FY26 | FY27 | FY28 | RCP
| Customer Connection | 24914270.494 | 40340000.008 | 33956216 | 24446757 | 20808877 | 19862891 | 19577920 | 19577920 | 19577920 | 19577920 | 19577920 | 118652661
| Augex | 39270519.837 | 57478433.0865 | 64808968 | 64514992 | 70132408 | 78309987 | 72071597 | 80244851 | 76142154 | 85054650 | 84625200 | 349837952
| Repex | 147132319.0065 | 123680707.799 | 109287872 | 120299207 | 118788250 | 124144750 | 127818750 | 126915750 | 140342750 | 159145750 | 180090750 | 600338829
| Reliability | 3560136.8562 | 4045216.63 | 4000000 | 4000000 | 4000000 | 4000000 | 4000000 | 4000000 | 4000000 | 4000000 | 4000000 | 20000000
| Other | 7156818.9908 | 18306554.02 | 13635350 | 8241780 | 6422946 | 6353986 | 6720525 | 6605148 | 6684705 | 6634306 | 6323995 | 41374587
| Overheads | 75272823.0433 | 70200000.02 | 79390039.9677 | 79655285.6482 | 80461672.3096 | 79957198.1143 | 80535803.9602 | 84284715.3766 | 84917282.0024 | 85537355.4683 | 85870324.7109 | 400000000
| Total System | 297306888.2277 | 314050911.5635 | 305078445.9677 | 301158021.6482 | 300614153.3096 | 312628812.1143 | 310724595.9602 | 321628384.3766 | 331664811.0024 | 359949981.4683 | 380488189.7109 | 1530204029
| Non System | 58561899.8298 | 53120118.5878 | 49686736.0244 | 35108941.55 | 31713950.6162 | 30022401.5922 | 23558369.2171 |  |  |  |  | 170090399
| Total Capex | 355868788.0575 | 367171030.1513 | 354765181.9921 | 336266963.1982 | 332328103.9258 | 342651213.7066 | 334282965.1774 |  |  |  |  | 1700294428
Exclusive of Escalator
| $Real FY19 | FY18 | FY19 | FY20 | FY21 | FY22 | FY23 | FY24 | FY25 | FY26 | FY27 | FY28 | RCP
| Customer Connection | 24914270.494 | 40340000.008 | 33921984.6418 | 24381250.9288 | 20698471.3319 | 19697010.0335 | 19361753.5562 | 19361753.5562 | 19361753.5562 | 19361753.5562 | 19361753.5562 | 118060470.4922
| Augex | 39270519.837 | 57478433.0865 | 64743633.8945 | 64342121.4774 | 69760306.4512 | 77655996.7861 | 71275830.0941 | 79358840.4292 | 75301442.696 | 84115532.8098 | 83690824.5127 | 347777888.7032
| Repex | 147132319.0065 | 123680707.799 | 109177698.5845 | 119976860.4238 | 118157995.1283 | 123107979.9184 | 126407459.9018 | 125514430.2306 | 138793178.1772 | 157388567.8875 | 178102307.0505 | 596827993.9569
| Reliability | 3560136.8562 | 4045216.63 | 3995967.5886 | 3989281.8387 | 3978777.1982 | 3966594.799 | 3955834.6456 | 3955834.6456 | 3955834.6456 | 3955834.6456 | 3955834.6456 | 19886456.0701
| Other | 7156818.9908 | 18306554.02 | 13621604.1648 | 8219695.8181 | 6388867.7725 | 6300921.9551 | 6646321.4079 | 6532218.3244 | 6610896.9087 | 6561054.3811 | 6254169.6299 | 41177411.1185
| Overheads | 75272823.0433 | 70200000.02 | 79390039.9677 | 79655285.6482 | 80461672.3096 | 79957198.1143 | 80535803.9602 | 84284715.3766 | 84917282.0024 | 85537355.4683 | 85870324.7109 | 400000000
| Total System | 297306888.2277 | 314050911.5635 | 304850928.8419 | 300564496.135 | 299446090.1917 | 310685701.6065 | 308183003.5658 | 319007792.5626 | 328940387.986 | 356920098.7485 | 377235214.1059 | 1523730220.3409
| Non System | 58561899.8298 | 53120118.5878 | 49686736.0244 | 35108941.55 | 31713950.6162 | 30022401.5922 | 23558369.2171 |  |  |  |  | 170090399
| Total Capex | 355868788.0575 | 367171030.1513 | 354537664.8663 | 335673437.685 | 331160040.8079 | 340708103.1987 | 331741372.783 |  |  |  |  | 1693820619.3409
Impact of Escalator
| $Real FY19 | FY18 | FY19 | FY20 | FY21 | FY22 | FY23 | FY24 | FY25 | FY26 | FY27 | FY28 | RCP
| Customer Connection | 0 | 0 | 34231.3582 | 65506.0712 | 110405.6681 | 165880.9665 | 216166.4438 | 216166.4438 | 216166.4438 | 216166.4438 | 216166.4438 | 592190.5078
| Augex | 0 | 0 | 65334.1055 | 172870.5226 | 372101.5488 | 653990.2139 | 795766.9059 | 886010.5708 | 840711.304 | 939117.1902 | 934375.4873 | 2060063.2968
| Repex | 0 | 0 | 110173.4155 | 322346.5762 | 630254.8717 | 1036770.0816 | 1411290.0982 | 1401319.7694 | 1549571.8228 | 1757182.1125 | 1988442.9495 | 3510835.0431
| Reliability | 0 | 0 | 4032.4114 | 10718.1613 | 21222.8018 | 33405.201 | 44165.3544 | 44165.3544 | 44165.3544 | 44165.3544 | 44165.3544 | 113543.9299
| Other | 0 | 0 | 13745.8352 | 22084.1819 | 34078.2275 | 53064.0449 | 74203.5921 | 72929.6756 | 73808.0913 | 73251.6189 | 69825.3701 | 197175.8815
| Overheads | 0 | 0 | 0 | 0 | 0 | 0 | 0 | 0 | 0 | 0 | 0 | 0
| Total System | 0 | 0 | 227517.1258 | 593525.5132 | 1168063.1179 | 1943110.5079 | 2541592.3944 | 2620591.814 | 2724423.0164 | 3029882.7198 | 3252975.6051 | 6473808.6591
| Non System | 0 | 0 | 0 | 0 | 0 | 0 | 0 |  |  |  |  | 0
| Total Capex | 0 | 0 | 227517.1258 | 593525.5132 | 1168063.1179 | 1943110.5079 | 2541592.3944 |  |  |  |  | 6473808.6591
RAB Category
RAB Categories:
Inclusive of Escalator
| $Real FY19 | FY18 | FY19 | FY20 | FY21 | FY22 | FY23 | FY24 |  |  |  |  | RCP
| Sub-transmission lines and cables | 15021276.8032 | 17905373.1104 | 23214073.463 | 28890989.8087 | 21178168.3948 | 12640599.5398 | 14154275.4789 |  |  |  |  | 100078106.6852
| Distribution lines and cables | 122227000.0771 | 131222005.396 | 112455150.7067 | 105231198.7863 | 107289060.9552 | 105043758.8007 | 108717188.8644 |  |  |  |  | 538736358.1132
| Substations | 120228360.9851 | 116757677.9605 | 117667814.1647 | 123135176.8842 | 133989025.1311 | 153585097.6625 | 145965380.2019 |  |  |  |  | 674342494.0444
| Transformers | 5978019.4012 | 10523000.6869 | 7326224.9292 | 16723241.1354 | 11196948.7963 | 15787867.197 | 16063434.9735 |  |  |  |  | 67097717.0315
| Low Voltage lines and cables | 21791293.686 | 9453415.0618 | 14910004.9872 | 16899990.8384 | 16972935.7973 | 16903095.2628 | 17453799.5133 |  |  |  |  | 83139826.3991
| Customer metering and Load control | 979948.8587 | 372001.232 | 1647243.2926 | 1233420.6105 | 1169925.4843 | 1083499.1555 | 1020483.0265 |  |  |  |  | 6154571.5695
| Communication | 9262318.0656 | 17456520.1535 | 14545522.2778 | 7684390.4843 | 2673421.7281 | 2210301.4076 | 1950559.9611 |  |  |  |  | 29064195.8589
| Land | 662718.5199 | 8527456.3397 | 11960643.7886 | 0 | 4779185.4618 | 4030944.8163 | 4049605.4555 |  |  |  |  | 24820379.5222
| Easements | 0 | 0 | 0 | 0 | 0 | 0 | 0 |  |  |  |  | 0
| Emergency Spares (Major Plant, Excludes Inventory) | 1155951.8309 | 1833461.6227 | 1351768.3579 | 1359613.1004 | 1365481.5605 | 1343648.2721 | 1349868.4852 |  |  |  |  | 6770379.7761
| Total System | 297306888.2277 | 314050911.5635 | 305078445.9677 | 301158021.6482 | 300614153.3096 | 312628812.1143 | 310724595.9602 |  |  |  |  | 1530204029
| Information & Communication Technology | 48040979.1844 | 41064345.6181 | 30637169 | 16816254 | 16519250 | 14143911 | 13073815 |  |  |  |  | 91190399
| Furniture, fittings, plant and equipment | 3218178.5274 | 3584421.6116 | 4776208.7856 | 4672381.6498 | 2888212.8897 | 3190649.8926 | 3172546.7823 |  |  |  |  | 18700000
| Motor Vehicles | 4001761.1973 | 4745572.2745 | 6873358.2388 | 4120305.9002 | 4406487.7265 | 5087840.6997 | 1612007.4348 |  |  |  |  | 22100000
| Buildings | 3295862.4991 | 3725779.0836 | 7400000 | 9500000 | 7900000 | 7600000 | 5700000 |  |  |  |  | 38100000
| Land (non-system) | 5118.4216 | 0 | 0 | 0 | 0 | 0 | 0 |  |  |  |  | 0
| Other non system assets | 0 | 0 | 0 | 0 | 0 | 0 | 0 |  |  |  |  | 0
| Total Capex | 355868788.0575 | 367171030.1513 | 354765181.9921 | 336266963.1982 | 332328103.9258 | 342651213.7066 | 334282965.1774 |  |  |  |  | 1700294428
Exclusive of Escalator
| $Real FY19 | FY18 | FY19 | FY20 | FY21 | FY22 | FY23 | FY24 |  |  |  |  | RCP
| Sub-transmission lines and cables | 15021276.8032 | 17905373.1104 | 23196761.1968 | 28834051.1309 | 21095878.7317 | 12562033.263 | 14038499.646 |  |  |  |  | 99727223.9684
| Distribution lines and cables | 122227000.0771 | 131222005.396 | 112371285.4812 | 105023807.9922 | 106872179.7349 | 104390870.6996 | 107827929.4239 |  |  |  |  | 536486073.3317
| Substations | 120228360.9851 | 116757677.9605 | 117580061.5121 | 122892500.7348 | 133468398.8175 | 152630506.1291 | 144771446.7155 |  |  |  |  | 671342913.909
| Transformers | 5978019.4012 | 10523000.6869 | 7320761.2799 | 16690282.7894 | 11153442.0526 | 15689739.4191 | 15932043.0442 |  |  |  |  | 66786268.5852
| Low Voltage lines and cables | 21791293.686 | 9453415.0618 | 14898885.6128 | 16866684.1522 | 16906985.9407 | 16798035.9057 | 17311035.0052 |  |  |  |  | 82781626.6166
| Customer metering and Load control | 979948.8587 | 372001.232 | 1646014.8346 | 1230989.7717 | 1165379.6344 | 1076764.7839 | 1012135.9181 |  |  |  |  | 6131284.9428
| Communication | 9262318.0656 | 17456520.1535 | 14534674.7222 | 7669246.0037 | 2663033.9094 | 2196563.5187 | 1934605.2268 |  |  |  |  | 28998123.3808
| Land | 662718.5199 | 8527456.3397 | 11951723.9473 | 0 | 4760615.5103 | 4005890.9155 | 4016481.4397 |  |  |  |  | 24734711.8128
| Easements | 0 | 0 | 0 | 0 | 0 | 0 | 0 |  |  |  |  | 0
| Emergency Spares (Major Plant, Excludes Inventory) | 1155951.8309 | 1833461.6227 | 1350760.255 | 1356933.5601 | 1360175.8601 | 1335296.9718 | 1338827.1466 |  |  |  |  | 6741993.7936
| Total System | 297306888.2277 | 314050911.5635 | 304850928.8419 | 300564496.135 | 299446090.1917 | 310685701.6065 | 308183003.5658 |  |  |  |  | 1523730220.3409
| Information & Communication Technology | 48040979.1844 | 41064345.6181 | 30637169 | 16816254 | 16519250 | 14143911 | 13073815 |  |  |  |  | 91190399
| Furniture, fittings, plant and equipment | 3218178.5274 | 3584421.6116 | 4776208.7856 | 4672381.6498 | 2888212.8897 | 3190649.8926 | 3172546.7823 |  |  |  |  | 18700000
| Motor Vehicles | 4001761.1973 | 4745572.2745 | 6873358.2388 | 4120305.9002 | 4406487.7265 | 5087840.6997 | 1612007.4348 |  |  |  |  | 22100000
| Buildings | 3295862.4991 | 3725779.0836 | 7400000 | 9500000 | 7900000 | 7600000 | 5700000 |  |  |  |  | 38100000
| Land (non-system) | 5118.4216 | 0 | 0 | 0 | 0 | 0 | 0 |  |  |  |  | 0
| Other non system assets | 0 | 0 | 0 | 0 | 0 | 0 | 0 |  |  |  |  | 0
| Total Capex | 355868788.0575 | 367171030.1513 | 354537664.8663 | 335673437.685 | 331160040.8079 | 340708103.1987 | 331741372.783 |  |  |  |  | 1693820619.3409
Impact of Escalator
| $Real FY19 | FY18 | FY19 | FY20 | FY21 | FY22 | FY23 | FY24 |  |  |  |  | RCP
| Sub-transmission lines and cables | 0 | 0 | 17312.2662 | 56938.6778 | 82289.6631 | 78566.2768 | 115775.8329 |  |  |  |  | 350882.7168
| Distribution lines and cables | 0 | 0 | 83865.2255 | 207390.7941 | 416881.2202 | 652888.1012 | 889259.4405 |  |  |  |  | 2250284.7816
| Substations | 0 | 0 | 87752.6526 | 242676.1494 | 520626.3136 | 954591.5333 | 1193933.4864 |  |  |  |  | 2999580.1353
| Transformers | 0 | 0 | 5463.6493 | 32958.346 | 43506.7437 | 98127.7779 | 131391.9293 |  |  |  |  | 311448.4463
| Low Voltage lines and cables | 0 | 0 | 11119.3745 | 33306.6862 | 65949.8566 | 105059.3571 | 142764.5081 |  |  |  |  | 358199.7825
| Customer metering and Load control | 0 | 0 | 1228.458 | 2430.8388 | 4545.8499 | 6734.3716 | 8347.1084 |  |  |  |  | 23286.6267
| Communication | 0 | 0 | 10847.5557 | 15144.4806 | 10387.8187 | 13737.8889 | 15954.7343 |  |  |  |  | 66072.4781
| Land | 0 | 0 | 8919.8412 | 0 | 18569.9516 | 25053.9007 | 33124.0158 |  |  |  |  | 85667.7093
| Easements | 0 | 0 | 0 | 0 | 0 | 0 | 0 |  |  |  |  | 0
| Emergency Spares (Major Plant, Excludes Inventory) | 0 | 0 | 1008.1029 | 2679.5403 | 5305.7005 | 8351.3002 | 11041.3386 |  |  |  |  | 28385.9825
| Total System | 0 | 0 | 227517.1258 | 593525.5132 | 1168063.1179 | 1943110.5079 | 2541592.3944 |  |  |  |  | 6473808.6591
| Information & Communication Technology | 0 | 0 | 0 | 0 | 0 | 0 | 0 |  |  |  |  | 0
| Furniture, fittings, plant and equipment | 0 | 0 | 0 | 0 | 0 | 0 | 0 |  |  |  |  | 0
| Motor Vehicles | 0 | 0 | 0 | 0 | 0 | 0 | 0 |  |  |  |  | 0
| Buildings | 0 | 0 | 0 | 0 | 0 | 0 | 0 |  |  |  |  | 0
| Land (non-system) | 0 | 0 | 0 | 0 | 0 | 0 | 0 |  |  |  |  | 0
| Other non system assets | 0 | 0 | 0 | 0 | 0 | 0 | 0 |  |  |  |  | 0
| Total Capex | 0 | 0 | 227517.1258 | 593525.5132 | 1168063.1179 | 1943110.5079 | 2541592.3944 |  |  |  |  | 6473808.6591