## ToC
Table of Contents
TransGrid Capex Forecast Model
WB Check |  | 0
Sheet Check |  | 0
Table of Contents
Table of Contents
| 1 | Inputs - Inflation profiles
| 2 | Inputs - Model settings, Escalation and Asset Classifications
| 3 | Input - Forecast Capex Project Details
| 4 | Inputs - Fixed & Variable Overheads
| 5 | Inputs - Next period (2023-2028) contingent projects
| 6 | Inputs - Current period (2018-2023) capex impacting next period (2023-2028)
| 7 | Calculation - Capex Forecast Detail
| 8 | Calculation - Capex Summary (Exclude NCIPAP,Exclude Contingent Projects)
| 9 | Outputs - RIN Population Model
| 10 | Outputs - Summary by Project
| 11 | Outputs - Capex Flowing Into PTRM (Exclude NCIPAP,Exclude Contingent Projects)
| 12 | Lookup Tables
| 13 | Checks
Model Legend
Model assumptions
Hard coded inputs
Model outputs
AER amendments
Notes
Methodology applied within model
| 1 | Project level inputs are based on TransGrid forecasts which enter the model as direct un-escalated capex excluding overheads in Real 2021 dollars.
| 2 | Real price escalation relating to labour and non-labour components are applied to the direct unescalated capex forecast in line with the approach to the opex model.
| 3 | Overheads are calculated based on historical 4 year averages and include a fixed and variable split.
| 4 | Expenditure has been converted from Real 2021 dollars to Real 2023 dollars based on unlagged June to June CPI profile.
| 5 | Forecast NCIPAP expenditure has been excluded from outputs which flow into the next period PTRM.
| 6 | Forecast expenditure on contingent projects has been excluded from outputs which flow into the next period PTRM.
End

## Inflation
Inputs - Inflation profiles
TransGrid Capex Forecast Model
WB Check |  | 0
Sheet Check |  | 0
Table of Contents
AER amendments
Inflation Index Calculation
| Inflation |  | Source | Unit | Basis | Timing | 2012 | 2013 | 2014 | 2015 | 2016 | 2017 | 2018 | 2019 | 2020 | 2021 | 2022 | 2023 | 2024 | 2025 | 2026 | 2027 | 2028
|  | December to December, Unlagged Inflation | ABS | Percent | N/A | N/A | 1.585% | 2.503% | 2.93% | 1.718% | 1.689% | 1.476% | 1.909% | 1.784% | 1.84% | 0.8606% | 3.498% | 7.8% | 2.999% | 2.999% | 2.999% | 2.999% | 2.999%
|  | Unlagged Index: Real (EoP) to Nominal (EoP) | Calculated | Index | N/A | N/A | 1 | 1.025 | 1.0551 | 1.0732 | 1.0913 | 1.1074 | 1.1285 | 1.1487 | 1.1698 | 1.1799 | 1.2212 | 1.3164 | 1.3559 | 1.3966 | 1.4385 | 1.4816 | 1.526
| Profiles (FY) |  | Convert From | Convert From Timing | Convert To | Convert To Timing | 2012 | 2013 | 2014 | 2015 | 2016 | 2017 | 2018 | 2019 | 2020 | 2021 | 2022 | 2023 | 2024 | 2025 | 2026 | 2027 | 2028
|  | Real 2021 (Mid Period) to Real 2023 (End Period) | 2021 | Mid Period | 2023 | End Period | 1.1205 | 1.1205 | 1.1205 | 1.1205 | 1.1205 | 1.1205 | 1.1205 | 1.1205 | 1.1205 | 1.1205 | 1.1205 | 1.1205 | 1.1205 | 1.1205 | 1.1205 | 1.1205 | 1.1205
|  | Real 2020 (End Period) to Real 2021 (End Period) | 2020 | End Period | 2021 | End Period | 1.0086 | 1.0086 | 1.0086 | 1.0086 | 1.0086 | 1.0086 | 1.0086 | 1.0086 | 1.0086 | 1.0086 | 1.0086 | 1.0086 | 1.0086 | 1.0086 | 1.0086 | 1.0086 | 1.0086
|  | Real 2026 (End Period) to Real 2021 (End Period) | 2026 | End Period | 2021 | End Period | 0.82025 | 0.82025 | 0.82025 | 0.82025 | 0.82025 | 0.82025 | 0.82025 | 0.82025 | 0.82025 | 0.82025 | 0.82025 | 0.82025 | 0.82025 | 0.82025 | 0.82025 | 0.82025 | 0.82025
|  | Nominal (Mid Period) to Real 2023 (End Period) | Nominal | Mid Period | 2023 | End Period | 1.3268 | 1.3002 | 1.2659 | 1.2371 | 1.2164 | 1.1975 | 1.1776 | 1.1562 | 1.1356 | 1.1205 | 1.0967 | 1.0383 | 0.98533 | 0.95664 | 0.92878 | 0.90173 | 0.87548
End

## General
Inputs - Model settings, Escalation and Asset Classifications
TransGrid Capex Forecast Model
WB Check |  | 0
Sheet Check |  | 0
Table of Contents
AER amendments
Input ¦ Model Settings
General
Model Name
TransGrid Capex Forecast Model
Capex Inclusion / Exclusion
|  |  | Category | Include in PTRM?
|  |  | NCIPAP | FALSE
|  |  | Contingent Projects | FALSE
Input ¦ Real Price Escalation Rates
Input Cost Categories
Labour Escalation Rates
|  |  | IC_Category_List | Source | Unit | Basis | Timing |  |  | FY22 | FY23 | FY24 | FY25 | FY26 | FY27 | FY28
|  | 1 | Labour | BIS Oxford | Percent | N/A | N/A |  |  | -1.394% | -1.069% | 0.8086% | 1.431% | 1.376% | 0.6456% | 0.5491%
|  | 2 | Non-Labour | ABS / RBA | Percent | N/A | N/A |  |  | 0% | 0% | 0% | 0% | 0% | 0% | 0%
Calc ¦ Escalation Profiles
| Escalation Index |  |  | Source | Unit | Basis | Timing
Cost Escalation Index
|  |  | Esc_Category_List | [5 empty] | FY21 | FY22 | FY23 | FY24 | FY25 | FY26 | FY27 | FY28
|  | 1 | Labour | Calculated | Index | N/A | N/A |  | 1 | 0.98606 | 0.97552 | 0.9834 | 0.99748 | 1.0112 | 1.0177 | 1.0233
|  | 2 | Non-Labour | Calculated | Index | N/A | N/A | bar: FY21 to Cost Escalation Index FY28
Input ¦ Asset Classifications
| RIN Level 1 |  |  | Source | Unit | Basis | Timing
AC_RIN_Lvl_1
|  | 1 | Replacement Expenditure | TransGrid | Name | N/A | N/A
|  | 2 | Connections | TransGrid | Name | N/A | N/A
|  | 3 | Augmentation Expenditure | TransGrid | Name | N/A | N/A
|  | 4 | Non-network - ICT | TransGrid | Name | N/A | N/A
|  | 5 | Non-network - Other | TransGrid | Name | N/A | N/A
|  | 6 | Capitalised Network Overheads | TransGrid | Name | N/A | N/A
|  | 7 | Capitalised Corporate Overheads | TransGrid | Name | N/A | N/A
|  | 8 | [Spare] | TransGrid | Name | N/A | N/A
| RIN Level 2 |  |  | Source | Unit | Basis | Timing
AC_RIN_Lvl_2
|  | 1 | NCIPAP | TransGrid | Name | N/A | N/A
|  | 2 | Transmission Lines | TransGrid | Name | N/A | N/A
|  | 3 | Substation | TransGrid | Name | N/A | N/A
|  | 4 | Digital Infrastructure | TransGrid | Name | N/A | N/A
|  | 5 | Others | TransGrid | Name | N/A | N/A
|  | 6 | Augmentations | TransGrid | Name | N/A | N/A
|  | 7 | Information Technology | TransGrid | Name | N/A | N/A
|  | 8 | Security/Compliance | TransGrid | Name | N/A | N/A
|  | 9 | Property | TransGrid | Name | N/A | N/A
|  | 10 | Fleet | TransGrid | Name | N/A | N/A
|  | 11 | Augex - Major Project | TransGrid | Name | N/A | N/A
|  | 12 | Connections | TransGrid | Name | N/A | N/A
|  | 13 | [Spare] | TransGrid | Name | N/A | N/A
| RIN Level 3 |  |  | Source | Unit | Basis | Timing
AC_RIN_Lvl_3
|  | 1 | NCIPAP | TransGrid | Name | N/A | N/A
|  | 2 | Repex | TransGrid | Name | N/A | N/A
|  | 3 | Augex | TransGrid | Name | N/A | N/A
|  | 4 | ICT | TransGrid | Name | N/A | N/A
|  | 5 | Fleet & Property | TransGrid | Name | N/A | N/A
|  | 6 | [Spare] | TransGrid | Name | N/A | N/A
|  | 7 | [Spare] | TransGrid | Name | N/A | N/A
|  | 8 | [Spare] | TransGrid | Name | N/A | N/A
|  | 9 | [Spare] | TransGrid | Name | N/A | N/A
|  | 10 | [Spare] | TransGrid | Name | N/A | N/A
| Asset Class - Current |  |  | Source | Unit | Basis | Timing | PTRM Category Mapping
AC_Asset_Class
|  | 1 | Transmission Lines | TransGrid | Name | N/A | N/A | Transmission Lines (2018 onwards)
|  | 2 | Underground Cables | TransGrid | Name | N/A | N/A | Underground Cables (2018 onwards)
|  | 3 | Substations | TransGrid | Name | N/A | N/A | Substations (2018 onwards)
|  | 4 | Secondary Systems | TransGrid | Name | N/A | N/A | Secondary Systems (2018-23)
|  | 5 | Communications (short life) | TransGrid | Name | N/A | N/A | Communications (short life) (2018 onwards)
|  | 6 | Business IT | TransGrid | Name | N/A | N/A | Business IT (2018 onwards)
|  | 7 | Minor Plant, Motor Vehicles & Mobile Plant | TransGrid | Name | N/A | N/A | Minor Plant, Motor Vehicles & Mobile Plant (2018 onwards)
|  | 8 | Transmission Line Life Extension | TransGrid | Name | N/A | N/A | Transmission Line Life Extension (2018 onwards)
|  | 9 | Land and Easements | TransGrid | Name | N/A | N/A | Land and Easements
|  | 10 | Synchronous Condensers | TransGrid | Name | N/A | N/A | Synchronous Condensers
|  | 11 | Leasehold Land and Property | TransGrid | Name | N/A | N/A | Leasehold Land and Property
|  | 12 | [Spare] | TransGrid | Name | N/A | N/A | [Spare]
|  | 13 | [Spare] | TransGrid | Name | N/A | N/A | [Spare]
|  | 14 | [Spare] | TransGrid | Name | N/A | N/A | [Spare]
|  | 15 | [Spare] | TransGrid | Name | N/A | N/A | [Spare]
|  | 16 | [Spare] | TransGrid | Name | N/A | N/A | [Spare]
|  | 17 | [Spare] | TransGrid | Name | N/A | N/A | [Spare]
|  | 18 | [Spare] | TransGrid | Name | N/A | N/A | [Spare]
|  | 19 | Buildings | TransGrid | Name | N/A | N/A | Buildings
|  | 20 | In-house software | TransGrid | Name | N/A | N/A | In-house software
| Augex Driver |  |  | Source | Unit | Basis | Timing
Augex_Driver
|  | 1 | Compliance | TransGrid | Name | N/A | N/A
|  | 2 | Demand | TransGrid | Name | N/A | N/A
|  | 3 | Economic Benefits | TransGrid | Name | N/A | N/A
|  | 4 | Strategic Property | TransGrid | Name | N/A | N/A
|  | 5 | Augex - Major Project | TransGrid | Name | N/A | N/A
|  | 6 | Connections | TransGrid | Name | N/A | N/A
|  | 7 | N/A | TransGrid | Name | N/A | N/A
| Fleet & Property Allocation |  |  | Source | Unit | Basis | Timing
Fleet_Property
|  | 1 | Agricultural | TransGrid | Name | N/A | N/A
|  | 2 | Excavation | TransGrid | Name | N/A | N/A
|  | 3 | Heavy Commercial | TransGrid | Name | N/A | N/A
|  | 4 | Light Commercial | TransGrid | Name | N/A | N/A
|  | 5 | Material Handling | TransGrid | Name | N/A | N/A
|  | 6 | Motorcycle/ATV | TransGrid | Name | N/A | N/A
|  | 7 | Passenger | TransGrid | Name | N/A | N/A
|  | 8 | Plant | TransGrid | Name | N/A | N/A
|  | 9 | Trailer | TransGrid | Name | N/A | N/A
|  | 10 | Tracking units | TransGrid | Name | N/A | N/A
|  | 11 | Other Fleet | TransGrid | Name | N/A | N/A
|  | 12 | Haymarket Office | TransGrid | Name | N/A | N/A
|  | 13 | Wallgrove Depot | TransGrid | Name | N/A | N/A
|  | 14 | Orange Depot | TransGrid | Name | N/A | N/A
|  | 15 | Wagga Depot | TransGrid | Name | N/A | N/A
|  | 16 | Waratah West Depot | TransGrid | Name | N/A | N/A
|  | 17 | Tamworth Depot | TransGrid | Name | N/A | N/A
|  | 18 | Yass Depot | TransGrid | Name | N/A | N/A
|  | 19 | Other Property | TransGrid | Name | N/A | N/A
|  | 20 | Depots | TransGrid | Name | N/A | N/A
|  | 21 | N/A | TransGrid | Name | N/A | N/A
| [Spare Asset Classification] |  |  | Source | Unit | Basis | Timing
[TBC]
|  | 1 | [Spare] | TBC | Name | N/A | N/A
|  | 2 | [Spare] | TBC | Name | N/A | N/A
|  | 3 | [Spare] | TBC | Name | N/A | N/A
|  | 4 | [Spare] | TBC | Name | N/A | N/A
|  | 5 | [Spare] | TBC | Name | N/A | N/A
|  | 6 | [Spare] | TBC | Name | N/A | N/A
|  | 7 | [Spare] | TBC | Name | N/A | N/A
|  | 8 | [Spare] | TBC | Name | N/A | N/A
|  | 9 | [Spare] | TBC | Name | N/A | N/A
|  | 10 | [Spare] | TBC | Name | N/A | N/A
| PTRM Asset Classification |  |  | Source | Unit | Basis | Timing
AC_PTRM_Class
|  | 1 | Transmission Lines (pre 2004-05) | AER PTRM | Name | N/A | N/A
|  | 2 | Underground Cables (pre 2004-05) | AER PTRM | Name | N/A | N/A
|  | 3 | Substations including Buildings (pre 2004-05) | AER PTRM | Name | N/A | N/A
|  | 4 | Transmission Lines (2004-09) | AER PTRM | Name | N/A | N/A
|  | 5 | Underground Cables (2004-09) | AER PTRM | Name | N/A | N/A
|  | 6 | Substations including Buildings (2004-09) | AER PTRM | Name | N/A | N/A
|  | 7 | SCADA and Communications (2004-09) | AER PTRM | Name | N/A | N/A
|  | 8 | Transmission Lines & Cables (09-14) | AER PTRM | Name | N/A | N/A
|  | 9 | Substations (09-14) | AER PTRM | Name | N/A | N/A
|  | 10 | Secondary Systems (09-14) | AER PTRM | Name | N/A | N/A
|  | 11 | Communications (09-14) | AER PTRM | Name | N/A | N/A
|  | 12 | Minor Plant, Motor Vehicles & Mobile Plant (2009-14) | AER PTRM | Name | N/A | N/A
|  | 13 | Transmission Lines (2014-18) | AER PTRM | Name | N/A | N/A
|  | 14 | Underground Cables (2014-18) | AER PTRM | Name | N/A | N/A
|  | 15 | Substations (2014-18) | AER PTRM | Name | N/A | N/A
|  | 16 | Secondary Systems (2014-18) | AER PTRM | Name | N/A | N/A
|  | 17 | Communications (short life) (2014-18) | AER PTRM | Name | N/A | N/A
|  | 18 | Business IT (2014-18) | AER PTRM | Name | N/A | N/A
|  | 19 | Minor Plant, Motor Vehicles & Mobile Plant (2014-18) | AER PTRM | Name | N/A | N/A
|  | 20 | Transmission Line Life Extension (2014-18) | AER PTRM | Name | N/A | N/A
|  | 21 | Residual - other | AER PTRM | Name | N/A | N/A
|  | 22 | Transmission Lines (2018 onwards) | AER PTRM | Name | N/A | N/A
|  | 23 | Underground Cables (2018 onwards) | AER PTRM | Name | N/A | N/A
|  | 24 | Substations (2018 onwards) | AER PTRM | Name | N/A | N/A
|  | 25 | Secondary Systems (2018-23) | AER PTRM | Name | N/A | N/A
|  | 26 | Communications (short life) (2018 onwards) | AER PTRM | Name | N/A | N/A
|  | 27 | Business IT (2018 onwards) | AER PTRM | Name | N/A | N/A
|  | 28 | Minor Plant, Motor Vehicles & Mobile Plant (2018 onwards) | AER PTRM | Name | N/A | N/A
|  | 29 | Transmission Line Life Extension (2018 onwards) | AER PTRM | Name | N/A | N/A
|  | 30 | Land and Easements | AER PTRM | Name | N/A | N/A
|  | 31 | Synchronous Condensers | AER PTRM | Name | N/A | N/A
|  | 32 | Leasehold Land and Property | AER PTRM | Name | N/A | N/A
|  | 33 | [Spare] | AER PTRM | Name | N/A | N/A
|  | 34 | [Spare] | AER PTRM | Name | N/A | N/A
|  | 35 | [Spare] | AER PTRM | Name | N/A | N/A
|  | 36 | [Spare] | AER PTRM | Name | N/A | N/A
|  | 37 | [Spare] | AER PTRM | Name | N/A | N/A
|  | 38 | [Spare] | AER PTRM | Name | N/A | N/A
|  | 39 | [Spare] | AER PTRM | Name | N/A | N/A
|  | 40 | [Spare] | AER PTRM | Name | N/A | N/A
|  | 41 | [Spare] | AER PTRM | Name | N/A | N/A
|  | 42 | [Spare] | AER PTRM | Name | N/A | N/A
|  | 43 | [Spare] | AER PTRM | Name | N/A | N/A
|  | 44 | [Spare] | AER PTRM | Name | N/A | N/A
|  | 45 | [Spare] | AER PTRM | Name | N/A | N/A
|  | 46 | [Spare] | AER PTRM | Name | N/A | N/A
|  | 47 | Spare straight-line tax asset class | AER PTRM | Name | N/A | N/A
|  | 48 | Buildings | AER PTRM | Name | N/A | N/A
|  | 49 | In-house software | AER PTRM | Name | N/A | N/A
|  | 50 | Equity raising costs | AER PTRM | Name | N/A | N/A
| Repex Category |  |  | Source | Unit | Basis | Timing
|  | 1 | Transmission Lines | TransGrid | Name | N/A | N/A
|  | 2 | Substations | TransGrid | Name | N/A | N/A
|  | 3 | Digital Infrastructure | TransGrid | Name | N/A | N/A
|  | 4 | Communications | TransGrid | Name | N/A | N/A
| Repex Subcategory 1 |  |  | Source | Unit | Basis | Timing
Repex_SC_1
|  | 1 | DI - Protection systems | TransGrid | Name | N/A | N/A
|  | 2 | DI - Control systems | TransGrid | Name | N/A | N/A
|  | 3 | DI - Market metering systems | TransGrid | Name | N/A | N/A
|  | 4 | DI - Communications systems | TransGrid | Name | N/A | N/A
|  | 5 | DI - SCADA | TransGrid | Name | N/A | N/A
|  | 6 | DI - OPGW | TransGrid | Name | N/A | N/A
|  | 7 | DI - AC/DC & Auxiliary systems | TransGrid | Name | N/A | N/A
|  | 8 | DI - Network Buildings & Security | TransGrid | Name | N/A | N/A
|  | 9 | Substations - Power Transformers | TransGrid | Name | N/A | N/A
|  | 10 | Substations - Reactive plant | TransGrid | Name | N/A | N/A
|  | 11 | Substations - Site Establishment and supporting assets | TransGrid | Name | N/A | N/A
|  | 12 | Substations - Switchbay Equipment | TransGrid | Name | N/A | N/A
|  | 13 | TL - Transmission poles | TransGrid | Name | N/A | N/A
|  | 14 | TL - Transmission towers | TransGrid | Name | N/A | N/A
|  | 15 | TL - Insulators | TransGrid | Name | N/A | N/A
|  | 16 | TL - Overhead conductors | TransGrid | Name | N/A | N/A
|  | 17 | TL - Underground cables | TransGrid | Name | N/A | N/A
|  | 18 | N/A | TransGrid | Name | N/A | N/A
| Repex Subcategory 2 |  |  | Source | Unit | Basis | Timing
Repex_SC_2
|  | 1 | DI - Safe and Reliable Network | TransGrid | Name | N/A | N/A
|  | 2 | DI - Cyber/physical security | TransGrid | Name | N/A | N/A
|  | 3 | DI - Compliance | TransGrid | Name | N/A | N/A
|  | 4 | DI - Climate change and resilience | TransGrid | Name | N/A | N/A
|  | 5 | DI - Change in generation mix | TransGrid | Name | N/A | N/A
|  | 6 | Substations - Safe and Reliable Network | TransGrid | Name | N/A | N/A
|  | 7 | Substations - Cyber/physical security | TransGrid | Name | N/A | N/A
|  | 8 | Substations - Compliance | TransGrid | Name | N/A | N/A
|  | 9 | Substations - Climate change and resilience | TransGrid | Name | N/A | N/A
|  | 10 | Substations - Change in generation mix | TransGrid | Name | N/A | N/A
|  | 11 | TL - Safe and Reliable Network | TransGrid | Name | N/A | N/A
|  | 12 | TL - Cyber/physical security | TransGrid | Name | N/A | N/A
|  | 13 | TL - Compliance | TransGrid | Name | N/A | N/A
|  | 14 | TL - Climate change and resilience | TransGrid | Name | N/A | N/A
|  | 15 | TL - Change in generation mix | TransGrid | Name | N/A | N/A
|  | 16 | N/A | TransGrid | Name | N/A | N/A
| ICT Category (FY19-23) |  |  | Source | Unit | Basis | Timing
ICT_Category
|  | 1 | Digital Enterprise | TransGrid | Name | N/A | N/A
|  | 2 | Digital Field Force | TransGrid | Name | N/A | N/A
|  | 3 | Intelligent Operations Centre | TransGrid | Name | N/A | N/A
|  | 4 | Intelligent Asset Design | TransGrid | Name | N/A | N/A
|  | 5 | Pervasive Security | TransGrid | Name | N/A | N/A
|  | 6 | Enterprise Analytics Platform | TransGrid | Name | N/A | N/A
|  | 7 | Information Infrastructure Refresh | TransGrid | Name | N/A | N/A
|  | 8 | Corporate Data Network Refresh | TransGrid | Name | N/A | N/A
|  | 9 | N/A | TransGrid | Name | N/A | N/A
End

## Forecast_Capex_Input
Input - Forecast Capex Project Details
TransGrid Capex Forecast Model
| WB Check |  | 0
| Sheet Check |  | 0 | Commercial in Confidence | [69 empty] | 0
| Table of Contents |  |  | AER amendments
[5 empty] | Asset Classification | [10 empty] | Project / Prog. | Asset Life | Input Cost |  | Forecast Capex, As Incurred (Unescalated) ($M) ($Real 21) | [5 empty] | As Commission Percentage |  |  |  |  | Asset Class Allocation | [19 empty] | Total Alloc. | Transmission Lines - Secondary Allocation for Repex | [6 empty] | Substation - Secondary Allocation for Repex | [5 empty] | Digital Infrastructure - Secondary Allocation for Repex | [8 empty] | Checks | Calculation
[52 empty] | Asset Class Included: | Repex SubCat: | Repex SubCat: |  | NOT Repex SubCat: |  |  | Asset Class Included: | Repex SubCat: |  |  |  |  | Asset Class Included: | [5 empty] | Repex SubCat: | Repex SubCat:
[52 empty] | Transmission Lines | TL - Transmission poles | TL - Transmission towers |  | DI - OPGW |  |  | Substations | Substations - Site Establishment and supporting assets |  |  |  |  | Secondary Systems | [5 empty] | DI - OPGW | DI - AC/DC & Auxiliary systems
[52 empty] | Underground Cables | [6 empty] | Synchronous Condensers | [5 empty] | Communications (short life)
[20 empty] | 2024 | 2025 | 2026 | 2027 | 2028 | 2024 - 2028 | 2024 | 2025 | 2026 | 2027 | 2028 | 1 | 2 | 3 | 4 | 5 | 6 | 7 | 8 | 9 | 10 | 11 | 12 | 13 | 14 | 15 | 16 | 17 | 18 | 19 | 20 |  | Transmission Line Life Extension | [12 empty] | Business IT
0 |  | Index | Program / Project Name | Apply As Commissioned Percentages? (If FALSE, AC = AI) | RIN Level 1 | RIN Level 2 | RIN Level 3 | Augex Driver | Fleet & Property Allocation | Repex Subcategory 1 | Repex Subcategory 2 | ICT Category (FY19-23) | Previously Allowed but Not Undertaken | Immediately Expensed % | Key External Driver | Project / Program Classification | Regulatory Depreciation Life | Labour Weighting (n%) | Non-Labour Weighting (1-n%) | FY24 | FY25 | FY26 | FY27 | FY28 | FY24 - FY28 | FY24 | FY25 | FY26 | FY27 | FY28 | Transmission Lines | Underground Cables | Substations | Secondary Systems | Communications (short life) | Business IT | Minor Plant, Motor Vehicles & Mobile Plant | Transmission Line Life Extension | Land and Easements | Synchronous Condensers | Leasehold Land and Property | [Spare] | [Spare] | [Spare] | [Spare] | [Spare] | [Spare] | [Spare] | Buildings | In-house software | Total % Allocation | % Allocated to Transmission Lines,Underground Cables and Transmission Line Life Extension | Transmission Lines - Poles | Transmission Lines - Towers | Transmission Lines - Insulators | Transmission Lines - Overhead Conductor | Transmission Lines - Underground Cable | Transmission Lines - Others | % Allocated to Substations and Synchronous Condensers | Substation - Site Establishment and Supporting Assets | Substation - Power Transformers | Substation - Switchbay Equipment | Substation - Reactive Plant | Substation - Others | % Allocated to Digital Infrastructure | Digital Infrastructure - Protection Systems | Digital Infrastructure - Control Systems & SCADA | Digital Infrastructure - Market Metering Systems | Digital Infrastructure - Network Property | Digital Infrastructure - Communications Systems | Digital Infrastructure - Optical Fibre Systems | Digital Infrastructure - AC/DC and Auxiliary Systems | Digital Infrastructure - Others | Asset Allocation Check | # of Asset Categories Allocated | # of Rows Required | Cumulative Rows Required | Augex Total 24-28 ($Real 23) | Augex Ranking
0 |  | 1 | Increase capacity for Generation between DNT and WG1 | TRUE | Augmentation Expenditure | NCIPAP | NCIPAP | N/A | N/A | N/A | N/A | N/A | No | 0% | N/A | Project | 40 | 20% | 80% | 0.48331 | 3.2829 | 0 | 0 | 0 | 3.7662 | 0% | 100% | 0% | 0% | 0% | 0% | 0% | 100% | 0% | 0% | 0% | 0% | 0% | 0% | 0% | 0% | 0% | 0% | 0% | 0% | 0% | 0% | 0% | 0% | 0% | 100% | 0% | 0% | 0% | 0% | 0% | 0% | 100% | 100% | 0% | 0% | 0% | 0% | 100% | 0% | 0% | 0% | 0% | 0% | 0% | 0% | 0% | 100% | 0 | 1 | 2 | 3 | N/A | N/A
0 |  | 2 | Darlington Point 330/220 kV Transformer Tripping Scheme | TRUE | Augmentation Expenditure | NCIPAP | NCIPAP | N/A | N/A | N/A | N/A | N/A | No | 0% | N/A | Project | 15 | 20% | 80% | 0.12205 | 0.15791 | 0 | 0 | 0 | 0.27996 | 0% | 100% | 0% | 0% | 0% | 0% | 0% | 0% | 100% | 0% | 0% | 0% | 0% | 0% | 0% | 0% | 0% | 0% | 0% | 0% | 0% | 0% | 0% | 0% | 0% | 100% | 0% | 0% | 0% | 0% | 0% | 0% | 100% | 0% | 0% | 0% | 0% | 0% | 100% | 100% | 0% | 0% | 0% | 0% | 0% | 0% | 0% | 100% | 0 | 1 | 2 | 5 | N/A | N/A
0 |  | 3 | Increase capacity for generation X5 Voltage Stability constraints | TRUE | Augmentation Expenditure | NCIPAP | NCIPAP | N/A | N/A | N/A | N/A | N/A | No | 0% | N/A | Project | 40 | 12% | 88% | 0.8111 | 4.1466 | 0 | 0 | 0 | 4.9577 | 0% | 100% | 0% | 0% | 0% | 0% | 0% | 100% | 0% | 0% | 0% | 0% | 0% | 0% | 0% | 0% | 0% | 0% | 0% | 0% | 0% | 0% | 0% | 0% | 0% | 100% | 0% | 0% | 0% | 0% | 0% | 0% | 100% | 100% | 0% | 0% | 0% | 0% | 100% | 0% | 0% | 0% | 0% | 0% | 0% | 0% | 0% | 100% | 0 | 1 | 2 | 7 | N/A | N/A
0 |  | 4 | 94T Dynamic Ratings | TRUE | Augmentation Expenditure | NCIPAP | NCIPAP | N/A | N/A | N/A | N/A | N/A | No | 0% | N/A | Project | 15 | 20% | 80% | 0.011437 | 0.38974 | 0 | 0 | 0 | 0.40118 | 0% | 100% | 0% | 0% | 0% | 0% | 0% | 0% | 100% | 0% | 0% | 0% | 0% | 0% | 0% | 0% | 0% | 0% | 0% | 0% | 0% | 0% | 0% | 0% | 0% | 100% | 0% | 0% | 0% | 0% | 0% | 0% | 100% | 0% | 0% | 0% | 0% | 0% | 100% | 100% | 0% | 0% | 0% | 0% | 0% | 0% | 0% | 100% | 0 | 1 | 2 | 9 | N/A | N/A
0 |  | 5 | Increase capacity in Yass Transformers | TRUE | Augmentation Expenditure | NCIPAP | NCIPAP | N/A | N/A | N/A | N/A | N/A | No | 0% | N/A | Project | 15 | 17% | 83% | 0.99651 | 0.45296 | 0 | 0 | 0 | 1.4495 | 0% | 100% | 0% | 0% | 0% | 0% | 0% | 0% | 100% | 0% | 0% | 0% | 0% | 0% | 0% | 0% | 0% | 0% | 0% | 0% | 0% | 0% | 0% | 0% | 0% | 100% | 0% | 0% | 0% | 0% | 0% | 0% | 100% | 0% | 0% | 0% | 0% | 0% | 100% | 100% | 0% | 0% | 0% | 0% | 0% | 0% | 0% | 100% | 0 | 1 | 2 | 11 | N/A | N/A
0 |  | 6 | Maintain capacity during Climate Change (DLR ) | TRUE | Augmentation Expenditure | NCIPAP | NCIPAP | N/A | N/A | N/A | N/A | N/A | No | 0% | N/A | Project | 15 | 20% | 80% | 0.03852 | 0.10786 | 4.3605 | 0.023112 | 0 | 4.53 | 25% | 25% | 25% | 25% | 0% | 0% | 0% | 0% | 100% | 0% | 0% | 0% | 0% | 0% | 0% | 0% | 0% | 0% | 0% | 0% | 0% | 0% | 0% | 0% | 0% | 100% | 0% | 0% | 0% | 0% | 0% | 0% | 100% | 0% | 0% | 0% | 0% | 0% | 100% | 100% | 0% | 0% | 0% | 0% | 0% | 0% | 0% | 100% | 0 | 1 | 2 | 13 | N/A | N/A
0 |  | 7 | Auxiliary transformer renewal program | FALSE | Replacement Expenditure | Substation | Repex | N/A | N/A | Substations - Site Establishment and supporting assets | Substations - Safe and Reliable Network | N/A | No | 0% | Safety security & reliability | Program | 40 | 14.99% | 85.01% | 0 | 0 | 0 | 0 | 0 | 0 | 0% | 100% | 0% | 0% | 0% | 0% | 0% | 100% | 0% | 0% | 0% | 0% | 0% | 0% | 0% | 0% | 0% | 0% | 0% | 0% | 0% | 0% | 0% | 0% | 0% | 100% | 0% | 0% | 0% | 0% | 0% | 0% | 100% | 100% | 100% | 0% | 0% | 0% | 0% | 0% | 0% | 0% | 0% | 0% | 0% | 0% | 0% | 100% | 0 | 1 | 2 | 15 | N/A | N/A
0 |  | 8 | Circuit Breaker Program | TRUE | Replacement Expenditure | Substation | Repex | N/A | N/A | Substations - Switchbay Equipment | Substations - Safe and Reliable Network | N/A | No | 0% | Safety security & reliability | Program | 40 | 27.91% | 72.09% | 6.2956 | 5.7233 | 2.8617 | 6.2956 | 6.5818 | 27.758 | 10% | 11% | 14% | 32% | 33% | 0% | 0% | 100% | 0% | 0% | 0% | 0% | 0% | 0% | 0% | 0% | 0% | 0% | 0% | 0% | 0% | 0% | 0% | 0% | 0% | 100% | 0% | 0% | 0% | 0% | 0% | 0% | 100% | 100% | 0% | 0% | 100% | 0% | 0% | 0% | 0% | 0% | 0% | 0% | 0% | 0% | 0% | 100% | 0 | 1 | 2 | 17 | N/A | N/A
0 |  | 9 | Cowra substation Secondary Systems Renewal | TRUE | Replacement Expenditure | Digital Infrastructure | Repex | N/A | N/A | DI - Protection systems | DI - Safe and Reliable Network | N/A | Yes | 0% | Safety security & reliability | Project | 15 | 32.75% | 67.25% | 0.49469 | 0.44972 | 0.22486 | 0.49469 | 0.51718 | 2.1811 | 10% | 11% | 14% | 32% | 33% | 0% | 0% | 0% | 95.75% | 0% | 4.248% | 0% | 0% | 0% | 0% | 0% | 0% | 0% | 0% | 0% | 0% | 0% | 0% | 0% | 0% | 100% | 0% | 0% | 0% | 0% | 0% | 0% | 100% | 0% | 0% | 0% | 0% | 0% | 100% | 100% | 58.41% | 30.97% | 6.372% | 0% | 0% | 0% | 4.248% | 0% | 0 | 2 | 4 | 21 | N/A | N/A
0 |  | 10 | Dumaresq Secondary Systems Renewal | FALSE | Replacement Expenditure | Digital Infrastructure | Repex | N/A | N/A | DI - Protection systems | DI - Safe and Reliable Network | N/A | No | 0% | Safety security & reliability | Project | 15 | 0% | 100% | 0 | 0 | 0 | 0 | 0 | 0 | 0% | 0% | 0% | 0% | 0% | 0% | 0% | 0% | 89.79% | 0% | 10.21% | 0% | 0% | 0% | 0% | 0% | 0% | 0% | 0% | 0% | 0% | 0% | 0% | 0% | 0% | 100% | 0% | 0% | 0% | 0% | 0% | 0% | 100% | 0% | 0% | 0% | 0% | 0% | 100% | 100% | 33.27% | 51.98% | 4.537% | 0% | 0% | 0% | 10.21% | 0% | 0 | 2 | 4 | 25 | N/A | N/A
0 |  | 11 | Finley Secondary Systems Renewal | TRUE | Replacement Expenditure | Digital Infrastructure | Repex | N/A | N/A | DI - Protection systems | DI - Safe and Reliable Network | N/A | No | 0% | Safety security & reliability | Project | 15 | 37.28% | 62.72% | 0.62047 | 0.56407 | 0.28203 | 0.62047 | 0.64868 | 2.7357 | 10% | 11% | 14% | 32% | 33% | 0% | 0% | 0% | 96.05% | 0% | 3.947% | 0% | 0% | 0% | 0% | 0% | 0% | 0% | 0% | 0% | 0% | 0% | 0% | 0% | 0% | 100% | 0% | 0% | 0% | 0% | 0% | 0% | 100% | 0% | 0% | 0% | 0% | 0% | 100% | 100% | 59.34% | 29.61% | 7.105% | 0% | 0% | 0% | 3.947% | 0% | 0 | 2 | 4 | 29 | N/A | N/A
0 |  | 12 | Fire Extinguisher Renewal | TRUE | Replacement Expenditure | Digital Infrastructure | Repex | N/A | N/A | DI - Network Buildings & Security | DI - Compliance | N/A | No | 0% | Safety security & reliability | Program | 5 | 19.36% | 80.64% | 0.35385 | 0.35385 | 0 | 0 | 0 | 0.7077 | 0% | 100% | 0% | 0% | 0% | 0% | 0% | 0% | 0% | 0% | 100% | 0% | 0% | 0% | 0% | 0% | 0% | 0% | 0% | 0% | 0% | 0% | 0% | 0% | 0% | 100% | 0% | 0% | 0% | 0% | 0% | 0% | 100% | 0% | 0% | 0% | 0% | 0% | 100% | 100% | 0% | 0% | 0% | 100% | 0% | 0% | 0% | 0% | 0 | 1 | 2 | 31 | N/A | N/A
0 |  | 13 | Fit OLCM to OIP bushings | TRUE | Replacement Expenditure | Substation | Repex | N/A | N/A | Substations - Site Establishment and supporting assets | Substations - Safe and Reliable Network | N/A | No | 0% | Safety security & reliability | Program | 15 | 29.86% | 70.14% | 1.0082 | 0.91652 | 0.45826 | 1.0082 | 1.054 | 4.4451 | 10% | 11% | 14% | 32% | 33% | 0% | 0% | 100% | 0% | 0% | 0% | 0% | 0% | 0% | 0% | 0% | 0% | 0% | 0% | 0% | 0% | 0% | 0% | 0% | 0% | 100% | 0% | 0% | 0% | 0% | 0% | 0% | 100% | 100% | 100% | 0% | 0% | 0% | 0% | 0% | 0% | 0% | 0% | 0% | 0% | 0% | 0% | 100% | 0 | 1 | 2 | 33 | N/A | N/A
0 |  | 14 | Forbes Secondary Systems Renewal | TRUE | Replacement Expenditure | Digital Infrastructure | Repex | N/A | N/A | DI - Protection systems | DI - Safe and Reliable Network | N/A | No | 0% | Safety security & reliability | Project | 15 | 20.7% | 79.3% | 0 | 0 | 0 | 0 | 0 | 0 | 10% | 11% | 14% | 32% | 33% | 0% | 0% | 0% | 91.34% | 0% | 8.66% | 0% | 0% | 0% | 0% | 0% | 0% | 0% | 0% | 0% | 0% | 0% | 0% | 0% | 0% | 100% | 0% | 0% | 0% | 0% | 0% | 0% | 100% | 0% | 0% | 0% | 0% | 0% | 100% | 100% | 65.77% | 20.62% | 4.948% | 0% | 0% | 0% | 8.66% | 0% | 0 | 2 | 4 | 37 | N/A | N/A
0 |  | 15 | FY24-28 SCADA Secure Remote Access Protocol Refresh | FALSE | Replacement Expenditure | Digital Infrastructure | Repex | N/A | N/A | DI - SCADA | DI - Cyber/physical security | N/A | No | 0% | Safety security & reliability | Program | 10 | 0% | 100% | 0 | 0 | 0 | 0 | 0 | 0 | 0% | 0% | 0% | 0% | 0% | 0% | 0% | 0% | 100% | 0% | 0% | 0% | 0% | 0% | 0% | 0% | 0% | 0% | 0% | 0% | 0% | 0% | 0% | 0% | 0% | 100% | 0% | 0% | 0% | 0% | 0% | 0% | 100% | 0% | 0% | 0% | 0% | 0% | 100% | 100% | 0% | 100% | 0% | 0% | 0% | 0% | 0% | 0% | 0 | 1 | 2 | 39 | N/A | N/A
0 |  | 16 | Gunnedah Secondary Systems Renewal | TRUE | Replacement Expenditure | Digital Infrastructure | Repex | N/A | N/A | DI - Protection systems | DI - Safe and Reliable Network | N/A | No | 0% | Safety security & reliability | Project | 15 | 36.58% | 63.42% | 0 | 0 | 0 | 0 | 0 | 0 | 10% | 11% | 14% | 32% | 33% | 0% | 0% | 0% | 92.15% | 0% | 7.85% | 0% | 0% | 0% | 0% | 0% | 0% | 0% | 0% | 0% | 0% | 0% | 0% | 0% | 0% | 100% | 0% | 0% | 0% | 0% | 0% | 0% | 100% | 0% | 0% | 0% | 0% | 0% | 100% | 100% | 59.63% | 28.04% | 4.486% | 0% | 0% | 0% | 7.85% | 0% | 0 | 2 | 4 | 43 | N/A | N/A
0 |  | 17 | Kemps Creek Secondary Systems Renewal | TRUE | Replacement Expenditure | Digital Infrastructure | Repex | N/A | N/A | DI - Protection systems | DI - Safe and Reliable Network | N/A | No | 0% | Safety security & reliability | Project | 15 | 16.31% | 83.69% | 0 | 0 | 0 | 0 | 0 | 0 | 0% | 0% | 0% | 0% | 100% | 0% | 0% | 0% | 91.97% | 0% | 8.032% | 0% | 0% | 0% | 0% | 0% | 0% | 0% | 0% | 0% | 0% | 0% | 0% | 0% | 0% | 100% | 0% | 0% | 0% | 0% | 0% | 0% | 100% | 0% | 0% | 0% | 0% | 0% | 100% | 100% | 61.85% | 30.12% | 0% | 0% | 0% | 0% | 8.032% | 0% | 0 | 2 | 4 | 47 | N/A | N/A
0 |  | 18 | Kempsey Secondary Systems Renewal | TRUE | Replacement Expenditure | Digital Infrastructure | Repex | N/A | N/A | DI - Protection systems | DI - Safe and Reliable Network | N/A | No | 0% | Safety security & reliability | Project | 15 | 21.24% | 78.76% | 0 | 0 | 1.2377 | 4.9832 | 2.2899 | 8.5108 | 0% | 0% | 0% | 0% | 100% | 0% | 0% | 0% | 96.14% | 0% | 3.859% | 0% | 0% | 0% | 0% | 0% | 0% | 0% | 0% | 0% | 0% | 0% | 0% | 0% | 0% | 100% | 0% | 0% | 0% | 0% | 0% | 0% | 100% | 0% | 0% | 0% | 0% | 0% | 100% | 100% | 48.34% | 37.51% | 10.29% | 0% | 0% | 0% | 3.859% | 0% | 0 | 2 | 4 | 51 | N/A | N/A
0 |  | 19 | Line 1 Refurbishment | FALSE | Replacement Expenditure | Transmission Lines | Repex | N/A | N/A | TL - Transmission towers | TL - Safe and Reliable Network | N/A | No | 0% | Safety security & reliability | Project | 35 | 0% | 100% | 0 | 0 | 0 | 0 | 0 | 0 | 0% | 0% | 0% | 0% | 0% | 100% | 0% | 0% | 0% | 0% | 0% | 0% | 0% | 0% | 0% | 0% | 0% | 0% | 0% | 0% | 0% | 0% | 0% | 0% | 0% | 100% | 100% | 0% | 40% | 60% | 0% | 0% | 0% | 0% | 0% | 0% | 0% | 0% | 100% | 0% | 0% | 0% | 0% | 0% | 0% | 0% | 0% | 100% | 0 | 1 | 2 | 53 | N/A | N/A
0 |  | 20 | Line 11 - Sydney Sth - Dapto - Twr Repl | TRUE | Replacement Expenditure | Transmission Lines | Repex | N/A | N/A | TL - Transmission towers | TL - Safe and Reliable Network | N/A | Yes | 0% | Safety security & reliability | Project | 50 | 6.85% | 93.15% | 0 | 0.27373 | 0.50697 | 0.85796 | 26.3356 | 27.9743 | 0% | 0% | 0% | 0% | 0% | 100% | 0% | 0% | 0% | 0% | 0% | 0% | 0% | 0% | 0% | 0% | 0% | 0% | 0% | 0% | 0% | 0% | 0% | 0% | 0% | 100% | 100% | 0% | 77.6% | 1.846% | 20.56% | 0% | 0% | 0% | 0% | 0% | 0% | 0% | 100% | 0% | 0% | 0% | 0% | 0% | 0% | 0% | 0% | 100% | 0 | 1 | 2 | 55 | N/A | N/A
0 |  | 21 | Line 12 Refurbishment | TRUE | Replacement Expenditure | Transmission Lines | Repex | N/A | N/A | TL - Transmission towers | TL - Safe and Reliable Network | N/A | Yes | 0% | Safety security & reliability | Project | 35 | 12.88% | 87.12% | 0.076427 | 3.7682 | 0 | 0 | 0 | 3.8446 | 0% | 100% | 0% | 0% | 0% | 100% | 0% | 0% | 0% | 0% | 0% | 0% | 0% | 0% | 0% | 0% | 0% | 0% | 0% | 0% | 0% | 0% | 0% | 0% | 0% | 100% | 100% | 0% | 25.39% | 21.53% | 53.08% | 0% | 0% | 0% | 0% | 0% | 0% | 0% | 100% | 0% | 0% | 0% | 0% | 0% | 0% | 0% | 0% | 100% | 0 | 1 | 2 | 57 | N/A | N/A
0 |  | 22 | Line 12/76 Refurbishment | TRUE | Replacement Expenditure | Transmission Lines | Repex | N/A | N/A | TL - Transmission towers | TL - Safe and Reliable Network | N/A | No | 0% | Safety security & reliability | Project | 35 | 13.15% | 86.85% | 4.5125 | 0.23942 | 0 | 0 | 0 | 4.7519 | 0% | 100% | 0% | 0% | 0% | 100% | 0% | 0% | 0% | 0% | 0% | 0% | 0% | 0% | 0% | 0% | 0% | 0% | 0% | 0% | 0% | 0% | 0% | 0% | 0% | 100% | 100% | 0% | 5.541% | 50.52% | 43.94% | 0% | 0% | 0% | 0% | 0% | 0% | 0% | 100% | 0% | 0% | 0% | 0% | 0% | 0% | 0% | 0% | 100% | 0 | 1 | 2 | 59 | N/A | N/A
0 |  | 23 | Line 13 kemps creek sydney south refurb | TRUE | Replacement Expenditure | Transmission Lines | Repex | N/A | N/A | TL - Transmission towers | TL - Safe and Reliable Network | N/A | Yes | 0% | Safety security & reliability | Project | 35 | 12.85% | 87.15% | 2.5703 | 0 | 0 | 0 | 0 | 2.5703 | 100% | 0% | 0% | 0% | 0% | 100% | 0% | 0% | 0% | 0% | 0% | 0% | 0% | 0% | 0% | 0% | 0% | 0% | 0% | 0% | 0% | 0% | 0% | 0% | 0% | 100% | 100% | 0% | 38.82% | 32.91% | 28.27% | 0% | 0% | 0% | 0% | 0% | 0% | 0% | 100% | 0% | 0% | 0% | 0% | 0% | 0% | 0% | 0% | 100% | 0 | 1 | 2 | 61 | N/A | N/A
0 |  | 24 | Line 13/78 Refurbishment | TRUE | Replacement Expenditure | Transmission Lines | Repex | N/A | N/A | TL - Transmission towers | TL - Safe and Reliable Network | N/A | No | 0% | Safety security & reliability | Project | 35 | 13.26% | 86.74% | 3.8218 | 0 | 0 | 0 | 0 | 3.8218 | 100% | 0% | 0% | 0% | 0% | 100% | 0% | 0% | 0% | 0% | 0% | 0% | 0% | 0% | 0% | 0% | 0% | 0% | 0% | 0% | 0% | 0% | 0% | 0% | 0% | 100% | 100% | 0% | 6.448% | 53.66% | 39.89% | 0% | 0% | 0% | 0% | 0% | 0% | 0% | 100% | 0% | 0% | 0% | 0% | 0% | 0% | 0% | 0% | 100% | 0 | 1 | 2 | 63 | N/A | N/A
0 |  | 25 | Line 16 Marulan Avon refurb | TRUE | Replacement Expenditure | Transmission Lines | Repex | N/A | N/A | TL - Transmission towers | TL - Safe and Reliable Network | N/A | Yes | 0% | Safety security & reliability | Project | 35 | 13.22% | 86.78% | 0.53621 | 6.9444 | 0 | 0 | 0 | 7.4807 | 0% | 100% | 0% | 0% | 0% | 100% | 0% | 0% | 0% | 0% | 0% | 0% | 0% | 0% | 0% | 0% | 0% | 0% | 0% | 0% | 0% | 0% | 0% | 0% | 0% | 100% | 100% | 0% | 21.51% | 47.1% | 31.39% | 0% | 0% | 0% | 0% | 0% | 0% | 0% | 100% | 0% | 0% | 0% | 0% | 0% | 0% | 0% | 0% | 100% | 0 | 1 | 2 | 65 | N/A | N/A
0 |  | 26 | Line 24/90 Refurbishment | TRUE | Replacement Expenditure | Transmission Lines | Repex | N/A | N/A | TL - Transmission towers | TL - Safe and Reliable Network | N/A | No | 0% | Safety security & reliability | Project | 35 | 24.91% | 75.09% | 0.87914 | 0 | 0 | 0 | 0 | 0.87914 | 100% | 0% | 0% | 0% | 0% | 100% | 0% | 0% | 0% | 0% | 0% | 0% | 0% | 0% | 0% | 0% | 0% | 0% | 0% | 0% | 0% | 0% | 0% | 0% | 0% | 100% | 100% | 0% | 8.479% | 80.57% | 10.95% | 0% | 0% | 0% | 0% | 0% | 0% | 0% | 100% | 0% | 0% | 0% | 0% | 0% | 0% | 0% | 0% | 100% | 0 | 1 | 2 | 67 | N/A | N/A
0 |  | 27 | Line 25/92 Refurbishment | TRUE | Replacement Expenditure | Transmission Lines | Repex | N/A | N/A | TL - Transmission towers | TL - Safe and Reliable Network | N/A | No | 0% | Safety security & reliability | Project | 35 | 12.34% | 87.66% | 0 | 0 | 0.058656 | 3.0914 | 0.15262 | 3.3027 | 0% | 0% | 0% | 0% | 100% | 100% | 0% | 0% | 0% | 0% | 0% | 0% | 0% | 0% | 0% | 0% | 0% | 0% | 0% | 0% | 0% | 0% | 0% | 0% | 0% | 100% | 100% | 0% | 38.04% | 55.6% | 6.352% | 0% | 0% | 0% | 0% | 0% | 0% | 0% | 100% | 0% | 0% | 0% | 0% | 0% | 0% | 0% | 0% | 100% | 0 | 1 | 2 | 69 | N/A | N/A
0 |  | 28 | Line 25/93 Refurbishment | FALSE | Replacement Expenditure | Transmission Lines | Repex | N/A | N/A | TL - Transmission towers | TL - Safe and Reliable Network | N/A | No | 0% | Safety security & reliability | Project | 35 | 0% | 100% | 0 | 0 | 0 | 0 | 0 | 0 | 0% | 0% | 0% | 0% | 0% | 100% | 0% | 0% | 0% | 0% | 0% | 0% | 0% | 0% | 0% | 0% | 0% | 0% | 0% | 0% | 0% | 0% | 0% | 0% | 0% | 100% | 100% | 0% | 0% | 100% | 0% | 0% | 0% | 0% | 0% | 0% | 0% | 0% | 100% | 0% | 0% | 0% | 0% | 0% | 0% | 0% | 0% | 100% | 0 | 1 | 2 | 71 | N/A | N/A
0 |  | 29 | Line 29/26 Refurbishment | TRUE | Replacement Expenditure | Transmission Lines | Repex | N/A | N/A | TL - Transmission towers | TL - Safe and Reliable Network | N/A | No | 0% | Safety security & reliability | Project | 35 | 12.76% | 87.24% | 0 | 0 | 0 | 0.082773 | 4.0811 | 4.1638 | 0% | 0% | 0% | 0% | 100% | 100% | 0% | 0% | 0% | 0% | 0% | 0% | 0% | 0% | 0% | 0% | 0% | 0% | 0% | 0% | 0% | 0% | 0% | 0% | 0% | 100% | 100% | 0% | 36.14% | 43.25% | 20.61% | 0% | 0% | 0% | 0% | 0% | 0% | 0% | 100% | 0% | 0% | 0% | 0% | 0% | 0% | 0% | 0% | 100% | 0 | 1 | 2 | 73 | N/A | N/A
0 |  | 30 | Line 76/77 Refurbishment | FALSE | Replacement Expenditure | Transmission Lines | Repex | N/A | N/A | TL - Transmission towers | TL - Safe and Reliable Network | N/A | No | 0% | Safety security & reliability | Project | 35 | 0% | 100% | 0 | 0 | 0 | 0 | 0 | 0 | 0% | 0% | 0% | 0% | 0% | 100% | 0% | 0% | 0% | 0% | 0% | 0% | 0% | 0% | 0% | 0% | 0% | 0% | 0% | 0% | 0% | 0% | 0% | 0% | 0% | 100% | 100% | 0% | 40% | 60% | 0% | 0% | 0% | 0% | 0% | 0% | 0% | 0% | 100% | 0% | 0% | 0% | 0% | 0% | 0% | 0% | 0% | 100% | 0 | 1 | 2 | 75 | N/A | N/A
0 |  | 31 | Line 76/78 Refurbishment | TRUE | Replacement Expenditure | Transmission Lines | Repex | N/A | N/A | TL - Transmission towers | TL - Safe and Reliable Network | N/A | No | 0% | Safety security & reliability | Project | 35 | 12.38% | 87.62% | 3.1057 | 0 | 0 | 0 | 0 | 3.1057 | 100% | 0% | 0% | 0% | 0% | 100% | 0% | 0% | 0% | 0% | 0% | 0% | 0% | 0% | 0% | 0% | 0% | 0% | 0% | 0% | 0% | 0% | 0% | 0% | 0% | 100% | 100% | 0% | 9.25% | 75.22% | 15.53% | 0% | 0% | 0% | 0% | 0% | 0% | 0% | 100% | 0% | 0% | 0% | 0% | 0% | 0% | 0% | 0% | 100% | 0 | 1 | 2 | 77 | N/A | N/A
0 |  | 32 | Line 82 Refurbishment | FALSE | Replacement Expenditure | Transmission Lines | Repex | N/A | N/A | TL - Transmission towers | TL - Safe and Reliable Network | N/A | No | 0% | Safety security & reliability | Project | 35 | 0% | 100% | 0 | 0 | 0 | 0 | 0 | 0 | 0% | 0% | 0% | 0% | 0% | 100% | 0% | 0% | 0% | 0% | 0% | 0% | 0% | 0% | 0% | 0% | 0% | 0% | 0% | 0% | 0% | 0% | 0% | 0% | 0% | 100% | 100% | 0% | 0% | 100% | 0% | 0% | 0% | 0% | 0% | 0% | 0% | 0% | 100% | 0% | 0% | 0% | 0% | 0% | 0% | 0% | 0% | 100% | 0 | 1 | 2 | 79 | N/A | N/A
0 |  | 33 | Line 82/95 Refurbishment | TRUE | Replacement Expenditure | Transmission Lines | Repex | N/A | N/A | TL - Transmission towers | TL - Safe and Reliable Network | N/A | No | 0% | Safety security & reliability | Project | 35 | 12.47% | 87.53% | 0 | 0.069526 | 3.6643 | 0.1809 | 0 | 3.9147 | 0% | 0% | 0% | 100% | 0% | 100% | 0% | 0% | 0% | 0% | 0% | 0% | 0% | 0% | 0% | 0% | 0% | 0% | 0% | 0% | 0% | 0% | 0% | 0% | 0% | 100% | 100% | 0% | 27.33% | 57.53% | 15.15% | 0% | 0% | 0% | 0% | 0% | 0% | 0% | 100% | 0% | 0% | 0% | 0% | 0% | 0% | 0% | 0% | 100% | 0 | 1 | 2 | 81 | N/A | N/A
0 |  | 34 | Line 8C/8E Refurbishment | TRUE | Replacement Expenditure | Transmission Lines | Repex | N/A | N/A | TL - Insulators | TL - Safe and Reliable Network | N/A | No | 0% | Safety security & reliability | Project | 35 | 13.04% | 86.96% | 0 | 0.12942 | 0.29652 | 3.6286 | 13.1205 | 17.175 | 0% | 0% | 0% | 0% | 100% | 100% | 0% | 0% | 0% | 0% | 0% | 0% | 0% | 0% | 0% | 0% | 0% | 0% | 0% | 0% | 0% | 0% | 0% | 0% | 0% | 100% | 100% | 0% | 12.62% | 73.87% | 13.51% | 0% | 0% | 0% | 0% | 0% | 0% | 0% | 100% | 0% | 0% | 0% | 0% | 0% | 0% | 0% | 0% | 100% | 0 | 1 | 2 | 83 | N/A | N/A
0 |  | 35 | Line 8C/8J Refurbishment | TRUE | Replacement Expenditure | Transmission Lines | Repex | N/A | N/A | TL - Insulators | TL - Safe and Reliable Network | N/A | No | 0% | Safety security & reliability | Project | 35 | 12.43% | 87.57% | 0.084055 | 0.49891 | 7.0238 | 0 | 0 | 7.6068 | 0% | 0% | 100% | 0% | 0% | 100% | 0% | 0% | 0% | 0% | 0% | 0% | 0% | 0% | 0% | 0% | 0% | 0% | 0% | 0% | 0% | 0% | 0% | 0% | 0% | 100% | 100% | 0% | 2.093% | 91.56% | 6.345% | 0% | 0% | 0% | 0% | 0% | 0% | 0% | 100% | 0% | 0% | 0% | 0% | 0% | 0% | 0% | 0% | 100% | 0 | 1 | 2 | 85 | N/A | N/A
0 |  | 36 | Line 8L/8M Refurbishment | TRUE | Replacement Expenditure | Transmission Lines | Repex | N/A | N/A | TL - Insulators | TL - Safe and Reliable Network | N/A | No | 0% | Safety security & reliability | Project | 35 | 12.28% | 87.72% | 0 | 0 | 0 | 0 | 0.075003 | 0.075003 | 0% | 0% | 0% | 0% | 0% | 100% | 0% | 0% | 0% | 0% | 0% | 0% | 0% | 0% | 0% | 0% | 0% | 0% | 0% | 0% | 0% | 0% | 0% | 0% | 0% | 100% | 100% | 0% | 4.217% | 77.51% | 18.27% | 0% | 0% | 0% | 0% | 0% | 0% | 0% | 100% | 0% | 0% | 0% | 0% | 0% | 0% | 0% | 0% | 100% | 0 | 1 | 2 | 87 | N/A | N/A
0 |  | 37 | Line 90/92 Refurbishment | TRUE | Replacement Expenditure | Transmission Lines | Repex | N/A | N/A | TL - Transmission towers | TL - Safe and Reliable Network | N/A | No | 0% | Safety security & reliability | Project | 35 | 24.24% | 75.76% | 0.03334 | 1.1648 | 0 | 0 | 0 | 1.1982 | 0% | 100% | 0% | 0% | 0% | 100% | 0% | 0% | 0% | 0% | 0% | 0% | 0% | 0% | 0% | 0% | 0% | 0% | 0% | 0% | 0% | 0% | 0% | 0% | 0% | 100% | 100% | 0% | 1.741% | 92.28% | 5.981% | 0% | 0% | 0% | 0% | 0% | 0% | 0% | 100% | 0% | 0% | 0% | 0% | 0% | 0% | 0% | 0% | 100% | 0 | 1 | 2 | 89 | N/A | N/A
0 |  | 38 | Line 92/93 Refurbishment | TRUE | Replacement Expenditure | Transmission Lines | Repex | N/A | N/A | TL - Transmission towers | TL - Safe and Reliable Network | N/A | No | 0% | Safety security & reliability | Project | 35 | 23.25% | 76.75% | 0.05212 | 2.044 | 0 | 0 | 0 | 2.0961 | 0% | 100% | 0% | 0% | 0% | 100% | 0% | 0% | 0% | 0% | 0% | 0% | 0% | 0% | 0% | 0% | 0% | 0% | 0% | 0% | 0% | 0% | 0% | 0% | 0% | 100% | 100% | 0% | 1.736% | 45.68% | 52.58% | 0% | 0% | 0% | 0% | 0% | 0% | 0% | 100% | 0% | 0% | 0% | 0% | 0% | 0% | 0% | 0% | 100% | 0 | 1 | 2 | 91 | N/A | N/A
0 |  | 39 | Line 94/96 Refurbishment | TRUE | Replacement Expenditure | Transmission Lines | Repex | N/A | N/A | TL - Transmission towers | TL - Safe and Reliable Network | N/A | No | 0% | Safety security & reliability | Project | 35 | 12.15% | 87.85% | 0 | 0 | 0.055103 | 2.9042 | 0.14337 | 3.1026 | 0% | 0% | 0% | 0% | 100% | 100% | 0% | 0% | 0% | 0% | 0% | 0% | 0% | 0% | 0% | 0% | 0% | 0% | 0% | 0% | 0% | 0% | 0% | 0% | 0% | 100% | 100% | 0% | 34.95% | 43.36% | 21.69% | 0% | 0% | 0% | 0% | 0% | 0% | 0% | 100% | 0% | 0% | 0% | 0% | 0% | 0% | 0% | 0% | 100% | 0 | 1 | 2 | 93 | N/A | N/A
0 |  | 40 | Line 947 Refurbishment | TRUE | Replacement Expenditure | Transmission Lines | Repex | N/A | N/A | TL - Transmission poles | TL - Safe and Reliable Network | N/A | No | 0% | Safety security & reliability | Project | 50 | 13.9% | 86.1% | 0 | 0 | 0 | 0.12021 | 4.7144 | 4.8346 | 0% | 0% | 0% | 0% | 100% | 100% | 0% | 0% | 0% | 0% | 0% | 0% | 0% | 0% | 0% | 0% | 0% | 0% | 0% | 0% | 0% | 0% | 0% | 0% | 0% | 100% | 100% | 95.81% | 0% | 0.8544% | 3.337% | 0% | 0% | 0% | 0% | 0% | 0% | 0% | 100% | 0% | 0% | 0% | 0% | 0% | 0% | 0% | 0% | 100% | 0 | 1 | 2 | 95 | N/A | N/A
0 |  | 41 | Line 94M Refurbishment | TRUE | Replacement Expenditure | Transmission Lines | Repex | N/A | N/A | TL - Transmission poles | TL - Safe and Reliable Network | N/A | No | 0% | Safety security & reliability | Project | 50 | 14.07% | 85.93% | 0 | 0.13697 | 6.0234 | 0 | 0 | 6.1604 | 0% | 0% | 100% | 0% | 0% | 100% | 0% | 0% | 0% | 0% | 0% | 0% | 0% | 0% | 0% | 0% | 0% | 0% | 0% | 0% | 0% | 0% | 0% | 0% | 0% | 100% | 100% | 95.94% | 0% | 0.7187% | 3.344% | 0% | 0% | 0% | 0% | 0% | 0% | 0% | 100% | 0% | 0% | 0% | 0% | 0% | 0% | 0% | 0% | 100% | 0 | 1 | 2 | 97 | N/A | N/A
0 |  | 42 | Line 94U Refurbishment | TRUE | Replacement Expenditure | Transmission Lines | Repex | N/A | N/A | TL - Transmission poles | TL - Safe and Reliable Network | N/A | No | 0% | Safety security & reliability | Project | 50 | 9.874% | 90.13% | 0 | 0 | 0.2729 | 14.3832 | 0.71007 | 15.3662 | 0% | 0% | 0% | 0% | 100% | 100% | 0% | 0% | 0% | 0% | 0% | 0% | 0% | 0% | 0% | 0% | 0% | 0% | 0% | 0% | 0% | 0% | 0% | 0% | 0% | 100% | 100% | 90.61% | 0% | 3.552% | 5.841% | 0% | 0% | 0% | 0% | 0% | 0% | 0% | 100% | 0% | 0% | 0% | 0% | 0% | 0% | 0% | 0% | 100% | 0 | 1 | 2 | 99 | N/A | N/A
0 |  | 43 | Line 95 Refurbishment | TRUE | Replacement Expenditure | Transmission Lines | Repex | N/A | N/A | TL - Transmission towers | TL - Safe and Reliable Network | N/A | No | 0% | Safety security & reliability | Project | 35 | 25.46% | 74.54% | 0 | 0.045603 | 1.7884 | 0 | 0 | 1.834 | 0% | 0% | 100% | 0% | 0% | 100% | 0% | 0% | 0% | 0% | 0% | 0% | 0% | 0% | 0% | 0% | 0% | 0% | 0% | 0% | 0% | 0% | 0% | 0% | 0% | 100% | 100% | 0% | 67.78% | 26.15% | 6.068% | 0% | 0% | 0% | 0% | 0% | 0% | 0% | 100% | 0% | 0% | 0% | 0% | 0% | 0% | 0% | 0% | 100% | 0 | 1 | 2 | 101 | N/A | N/A
0 |  | 44 | Line 963 Refurb | TRUE | Replacement Expenditure | Transmission Lines | Repex | N/A | N/A | TL - Transmission poles | TL - Safe and Reliable Network | N/A | No | 0% | Safety security & reliability | Project | 35 | 13.24% | 86.76% | 0.098603 | 2.506 | 4.3885 | 0 | 0 | 6.9931 | 0% | 0% | 100% | 0% | 0% | 100% | 0% | 0% | 0% | 0% | 0% | 0% | 0% | 0% | 0% | 0% | 0% | 0% | 0% | 0% | 0% | 0% | 0% | 0% | 0% | 100% | 100% | 43.62% | 0% | 33.06% | 23.32% | 0% | 0% | 0% | 0% | 0% | 0% | 0% | 100% | 0% | 0% | 0% | 0% | 0% | 0% | 0% | 0% | 100% | 0 | 1 | 2 | 103 | N/A | N/A
0 |  | 45 | Line 963/96P Refurbishment | FALSE | Replacement Expenditure | Transmission Lines | Repex | N/A | N/A | TL - Transmission poles | TL - Safe and Reliable Network | N/A | No | 0% | Safety security & reliability | Project | 35 | 0% | 100% | 0 | 0 | 0 | 0 | 0 | 0 | 0% | 0% | 0% | 0% | 0% | 100% | 0% | 0% | 0% | 0% | 0% | 0% | 0% | 0% | 0% | 0% | 0% | 0% | 0% | 0% | 0% | 0% | 0% | 0% | 0% | 100% | 100% | 0% | 0% | 100% | 0% | 0% | 0% | 0% | 0% | 0% | 0% | 0% | 100% | 0% | 0% | 0% | 0% | 0% | 0% | 0% | 0% | 100% | 0 | 1 | 2 | 105 | N/A | N/A
0 |  | 46 | Line 964 Refurbishment | TRUE | Replacement Expenditure | Transmission Lines | Repex | N/A | N/A | TL - Transmission poles | TL - Safe and Reliable Network | N/A | No | 0% | Safety security & reliability | Project | 50 | 13.08% | 86.92% | 0.061191 | 2.3998 | 0 | 0 | 0 | 2.4609 | 0% | 100% | 0% | 0% | 0% | 100% | 0% | 0% | 0% | 0% | 0% | 0% | 0% | 0% | 0% | 0% | 0% | 0% | 0% | 0% | 0% | 0% | 0% | 0% | 0% | 100% | 100% | 66.99% | 0% | 29.58% | 3.424% | 0% | 0% | 0% | 0% | 0% | 0% | 0% | 100% | 0% | 0% | 0% | 0% | 0% | 0% | 0% | 0% | 100% | 0 | 1 | 2 | 107 | N/A | N/A
0 |  | 47 | Line 965 Refurbishment | FALSE | Replacement Expenditure | Transmission Lines | Repex | N/A | N/A | TL - Transmission poles | TL - Safe and Reliable Network | N/A | No | 0% | Safety security & reliability | Project | 50 | 0% | 100% | 0 | 0 | 0 | 0 | 0 | 0 | 0% | 0% | 0% | 0% | 0% | 100% | 0% | 0% | 0% | 0% | 0% | 0% | 0% | 0% | 0% | 0% | 0% | 0% | 0% | 0% | 0% | 0% | 0% | 0% | 0% | 100% | 100% | 70% | 0% | 30% | 0% | 0% | 0% | 0% | 0% | 0% | 0% | 0% | 100% | 0% | 0% | 0% | 0% | 0% | 0% | 0% | 0% | 100% | 0 | 1 | 2 | 109 | N/A | N/A
0 |  | 48 | Line 966 Refurbishment | TRUE | Replacement Expenditure | Transmission Lines | Repex | N/A | N/A | TL - Transmission poles | TL - Safe and Reliable Network | N/A | No | 0% | Safety security & reliability | Project | 50 | 13.87% | 86.13% | 0.2367 | 11.6701 | 0 | 0 | 0 | 11.9068 | 0% | 100% | 0% | 0% | 0% | 100% | 0% | 0% | 0% | 0% | 0% | 0% | 0% | 0% | 0% | 0% | 0% | 0% | 0% | 0% | 0% | 0% | 0% | 0% | 0% | 100% | 100% | 95.98% | 0% | 0.8171% | 3.199% | 0% | 0% | 0% | 0% | 0% | 0% | 0% | 100% | 0% | 0% | 0% | 0% | 0% | 0% | 0% | 0% | 100% | 0 | 1 | 2 | 111 | N/A | N/A
0 |  | 49 | Line 977/1 Refurbishment | TRUE | Replacement Expenditure | Transmission Lines | Repex | N/A | N/A | TL - Transmission poles | TL - Safe and Reliable Network | N/A | No | 0% | Safety security & reliability | Project | 35 | 14.69% | 85.31% | 0.087466 | 0.51916 | 7.3089 | 0 | 0 | 7.9155 | 0% | 0% | 100% | 0% | 0% | 100% | 0% | 0% | 0% | 0% | 0% | 0% | 0% | 0% | 0% | 0% | 0% | 0% | 0% | 0% | 0% | 0% | 0% | 0% | 0% | 100% | 100% | 45.22% | 0% | 51.41% | 3.378% | 0% | 0% | 0% | 0% | 0% | 0% | 0% | 100% | 0% | 0% | 0% | 0% | 0% | 0% | 0% | 0% | 100% | 0 | 1 | 2 | 113 | N/A | N/A
0 |  | 50 | Line 978 Refurbishment | FALSE | Replacement Expenditure | Transmission Lines | Repex | N/A | N/A | TL - Transmission poles | TL - Safe and Reliable Network | N/A | No | 0% | Safety security & reliability | Project | 50 | 0% | 100% | 0 | 0 | 0 | 0 | 0 | 0 | 0% | 0% | 0% | 0% | 0% | 100% | 0% | 0% | 0% | 0% | 0% | 0% | 0% | 0% | 0% | 0% | 0% | 0% | 0% | 0% | 0% | 0% | 0% | 0% | 0% | 100% | 100% | 0% | 0% | 100% | 0% | 0% | 0% | 0% | 0% | 0% | 0% | 0% | 100% | 0% | 0% | 0% | 0% | 0% | 0% | 0% | 0% | 100% | 0 | 1 | 2 | 115 | N/A | N/A
0 |  | 51 | Line 991 Refurbishment | FALSE | Replacement Expenditure | Transmission Lines | Repex | N/A | N/A | TL - Transmission poles | TL - Safe and Reliable Network | N/A | No | 0% | Safety security & reliability | Project | 50 | 0% | 100% | 0 | 0 | 0 | 0 | 0 | 0 | 0% | 0% | 0% | 0% | 0% | 100% | 0% | 0% | 0% | 0% | 0% | 0% | 0% | 0% | 0% | 0% | 0% | 0% | 0% | 0% | 0% | 0% | 0% | 0% | 0% | 100% | 100% | 70% | 0% | 30% | 0% | 0% | 0% | 0% | 0% | 0% | 0% | 0% | 100% | 0% | 0% | 0% | 0% | 0% | 0% | 0% | 0% | 100% | 0 | 1 | 2 | 117 | N/A | N/A
0 |  | 52 | Line 99B Refurbishment | TRUE | Replacement Expenditure | Transmission Lines | Repex | N/A | N/A | TL - Transmission poles | TL - Safe and Reliable Network | N/A | No | 0% | Safety security & reliability | Project | 50 | 13.06% | 86.94% | 0.074064 | 2.9046 | 0 | 0 | 0 | 2.9787 | 0% | 100% | 0% | 0% | 0% | 100% | 0% | 0% | 0% | 0% | 0% | 0% | 0% | 0% | 0% | 0% | 0% | 0% | 0% | 0% | 0% | 0% | 0% | 0% | 0% | 100% | 100% | 96.02% | 0% | 0.9221% | 3.054% | 0% | 0% | 0% | 0% | 0% | 0% | 0% | 100% | 0% | 0% | 0% | 0% | 0% | 0% | 0% | 0% | 100% | 0 | 1 | 2 | 119 | N/A | N/A
0 |  | 53 | Line 99Z Refurbishment | TRUE | Replacement Expenditure | Transmission Lines | Repex | N/A | N/A | TL - Transmission poles | TL - Safe and Reliable Network | N/A | Yes | 0% | Safety security & reliability | Project | 50 | 12.84% | 87.16% | 2.4215 | 0 | 0 | 0 | 0 | 2.4215 | 100% | 0% | 0% | 0% | 0% | 100% | 0% | 0% | 0% | 0% | 0% | 0% | 0% | 0% | 0% | 0% | 0% | 0% | 0% | 0% | 0% | 0% | 0% | 0% | 0% | 100% | 100% | 95.51% | 0% | 1.728% | 2.766% | 0% | 0% | 0% | 0% | 0% | 0% | 0% | 100% | 0% | 0% | 0% | 0% | 0% | 0% | 0% | 0% | 100% | 0 | 1 | 2 | 121 | N/A | N/A
0 |  | 54 | Line 9ML Refurbishment | TRUE | Replacement Expenditure | Transmission Lines | Repex | N/A | N/A | TL - Transmission poles | TL - Safe and Reliable Network | N/A | No | 0% | Safety security & reliability | Project | 50 | 14.06% | 85.94% | 4.4312 | 0 | 0 | 0 | 0 | 4.4312 | 100% | 0% | 0% | 0% | 0% | 100% | 0% | 0% | 0% | 0% | 0% | 0% | 0% | 0% | 0% | 0% | 0% | 0% | 0% | 0% | 0% | 0% | 0% | 0% | 0% | 100% | 100% | 95.83% | 0% | 0.737% | 3.429% | 0% | 0% | 0% | 0% | 0% | 0% | 0% | 100% | 0% | 0% | 0% | 0% | 0% | 0% | 0% | 0% | 100% | 0 | 1 | 2 | 123 | N/A | N/A
0 |  | 55 | Line 9W/96 Refurbishment | TRUE | Replacement Expenditure | Transmission Lines | Repex | N/A | N/A | TL - Transmission towers | TL - Safe and Reliable Network | N/A | No | 0% | Safety security & reliability | Project | 35 | 24.62% | 75.38% | 0 | 0 | 0.032218 | 1.1257 | 0 | 1.1579 | 0% | 0% | 0% | 100% | 0% | 100% | 0% | 0% | 0% | 0% | 0% | 0% | 0% | 0% | 0% | 0% | 0% | 0% | 0% | 0% | 0% | 0% | 0% | 0% | 0% | 100% | 100% | 0% | 9.579% | 90.42% | 0% | 0% | 0% | 0% | 0% | 0% | 0% | 0% | 100% | 0% | 0% | 0% | 0% | 0% | 0% | 0% | 0% | 100% | 0 | 1 | 2 | 125 | N/A | N/A
0 |  | 56 | Nambucca Secondary Systems Renewal | TRUE | Replacement Expenditure | Digital Infrastructure | Repex | N/A | N/A | DI - Protection systems | DI - Safe and Reliable Network | N/A | No | 0% | Safety security & reliability | Project | 15 | 34.23% | 65.77% | 0 | 0 | 0 | 0 | 0 | 0 | 10% | 11% | 14% | 32% | 33% | 0% | 0% | 0% | 96.39% | 0% | 3.609% | 0% | 0% | 0% | 0% | 0% | 0% | 0% | 0% | 0% | 0% | 0% | 0% | 0% | 0% | 100% | 0% | 0% | 0% | 0% | 0% | 0% | 100% | 0% | 0% | 0% | 0% | 0% | 100% | 100% | 36.39% | 56.39% | 3.609% | 0% | 0% | 0% | 3.609% | 0% | 0 | 2 | 4 | 129 | N/A | N/A
0 |  | 57 | Narrabri Secondary Systems Renewal | TRUE | Replacement Expenditure | Digital Infrastructure | Repex | N/A | N/A | DI - Protection systems | DI - Safe and Reliable Network | N/A | No | 0% | Safety security & reliability | Project | 15 | 20.71% | 79.29% | 1.5601 | 5.7424 | 1.8063 | 0 | 0 | 9.1088 | 0% | 0% | 100% | 0% | 0% | 0% | 0% | 0% | 89.71% | 0% | 10.29% | 0% | 0% | 0% | 0% | 0% | 0% | 0% | 0% | 0% | 0% | 0% | 0% | 0% | 0% | 100% | 0% | 0% | 0% | 0% | 0% | 0% | 100% | 0% | 0% | 0% | 0% | 0% | 100% | 100% | 64.15% | 21.44% | 4.117% | 0% | 0% | 0% | 10.29% | 0% | 0 | 2 | 4 | 133 | N/A | N/A
0 |  | 58 | Newcastle Secondary Systems Renewal | TRUE | Replacement Expenditure | Digital Infrastructure | Repex | N/A | N/A | DI - Protection systems | DI - Safe and Reliable Network | N/A | No | 0% | Safety security & reliability | Project | 15 | 16.13% | 83.87% | 1.5118 | 1.3744 | 0.68718 | 1.5118 | 1.5805 | 6.6656 | 10% | 11% | 14% | 32% | 33% | 0% | 0% | 0% | 96.7% | 0% | 3.3% | 0% | 0% | 0% | 0% | 0% | 0% | 0% | 0% | 0% | 0% | 0% | 0% | 0% | 0% | 100% | 0% | 0% | 0% | 0% | 0% | 0% | 100% | 0% | 0% | 0% | 0% | 0% | 100% | 100% | 68.56% | 16.04% | 12.1% | 0% | 0% | 0% | 3.3% | 0% | 0 | 2 | 4 | 137 | N/A | N/A
0 |  | 59 | OLCM replacements | FALSE | Replacement Expenditure | Substation | Repex | N/A | N/A | Substations - Site Establishment and supporting assets | Substations - Safe and Reliable Network | N/A | No | 0% | Safety security & reliability | Program | 15 | 30.32% | 69.68% | 0 | 0 | 0 | 0 | 0 | 0 | 10% | 11% | 14% | 32% | 33% | 0% | 0% | 100% | 0% | 0% | 0% | 0% | 0% | 0% | 0% | 0% | 0% | 0% | 0% | 0% | 0% | 0% | 0% | 0% | 0% | 100% | 0% | 0% | 0% | 0% | 0% | 0% | 100% | 100% | 100% | 0% | 0% | 0% | 0% | 0% | 0% | 0% | 0% | 0% | 0% | 0% | 0% | 100% | 0 | 1 | 2 | 139 | N/A | N/A
0 |  | 60 | Panorama Secondary Systems Renewal | TRUE | Replacement Expenditure | Digital Infrastructure | Repex | N/A | N/A | DI - Protection systems | DI - Safe and Reliable Network | N/A | No | 0% | Safety security & reliability | Project | 15 | 36.74% | 63.26% | 0.47093 | 0.42811 | 0.21406 | 0.47093 | 0.49233 | 2.0764 | 10% | 11% | 14% | 32% | 33% | 0% | 0% | 0% | 85.68% | 0% | 14.32% | 0% | 0% | 0% | 0% | 0% | 0% | 0% | 0% | 0% | 0% | 0% | 0% | 0% | 0% | 100% | 0% | 0% | 0% | 0% | 0% | 0% | 100% | 0% | 0% | 0% | 0% | 0% | 100% | 100% | 72.94% | 0% | 12.73% | 0% | 0% | 0% | 14.32% | 0% | 0 | 2 | 4 | 143 | N/A | N/A
0 |  | 61 | Physical Security Upgrade | TRUE | Replacement Expenditure | Digital Infrastructure | Repex | N/A | N/A | DI - Network Buildings & Security | DI - Cyber/physical security | N/A | No | 0% | Safety security & reliability | Project | 10 | 7.638% | 92.36% | 6.2795 | 6.2795 | 6.2795 | 6.2795 | 6.2795 | 31.3973 | 20% | 20% | 20% | 20% | 20% | 0% | 0% | 0% | 0% | 0% | 100% | 0% | 0% | 0% | 0% | 0% | 0% | 0% | 0% | 0% | 0% | 0% | 0% | 0% | 0% | 100% | 0% | 0% | 0% | 0% | 0% | 0% | 100% | 0% | 0% | 0% | 0% | 0% | 100% | 100% | 0% | 0% | 0% | 100% | 0% | 0% | 0% | 0% | 0 | 1 | 2 | 145 | N/A | N/A
0 |  | 62 | Regentville Secondary Systems Renewal | TRUE | Replacement Expenditure | Digital Infrastructure | Repex | N/A | N/A | DI - Protection systems | DI - Safe and Reliable Network | N/A | No | 0% | Safety security & reliability | Project | 15 | 21.1% | 78.9% | 0 | 0 | 1.29 | 4.2984 | 1.132 | 6.7205 | 0% | 0% | 0% | 0% | 100% | 0% | 0% | 0% | 96.61% | 0% | 3.385% | 0% | 0% | 0% | 0% | 0% | 0% | 0% | 0% | 0% | 0% | 0% | 0% | 0% | 0% | 100% | 0% | 0% | 0% | 0% | 0% | 0% | 100% | 0% | 0% | 0% | 0% | 0% | 100% | 100% | 40.34% | 52.89% | 3.385% | 0% | 0% | 0% | 3.385% | 0% | 0 | 2 | 4 | 149 | N/A | N/A
0 |  | 63 | Sydney east Secondary Systems Renewal | TRUE | Replacement Expenditure | Digital Infrastructure | Repex | N/A | N/A | DI - Protection systems | DI - Safe and Reliable Network | N/A | No | 0% | Safety security & reliability | Project | 15 | 21.86% | 78.14% | 7.4799 | 9.5153 | 0.57752 | 0 | 0 | 17.5727 | 0% | 0% | 100% | 0% | 0% | 0% | 0% | 0% | 94.61% | 0% | 5.388% | 0% | 0% | 0% | 0% | 0% | 0% | 0% | 0% | 0% | 0% | 0% | 0% | 0% | 0% | 100% | 0% | 0% | 0% | 0% | 0% | 0% | 100% | 0% | 0% | 0% | 0% | 0% | 100% | 100% | 66.45% | 18.37% | 9.796% | 0% | 0% | 0% | 5.388% | 0% | 0 | 2 | 4 | 153 | N/A | N/A
0 |  | 64 | Tamworth Transformer Renewals | TRUE | Replacement Expenditure | Substation | Repex | N/A | N/A | Substations - Power Transformers | Substations - Safe and Reliable Network | N/A | Yes | 0% | Safety security & reliability | Project | 40 | 8.989% | 91.01% | 0.22711 | 1.2189 | 3.199 | 0 | 0 | 4.645 | 0% | 0% | 100% | 0% | 0% | 0% | 0% | 98.97% | 1.03% | 0% | 0% | 0% | 0% | 0% | 0% | 0% | 0% | 0% | 0% | 0% | 0% | 0% | 0% | 0% | 0% | 100% | 0% | 0% | 0% | 0% | 0% | 0% | 100% | 98.97% | 15.76% | 84.24% | 0% | 0% | 0% | 1.03% | 0% | 100% | 0% | 0% | 0% | 0% | 0% | 0% | 0 | 2 | 4 | 157 | N/A | N/A
0 |  | 65 | Tenterfield Transformer Renewals | TRUE | Replacement Expenditure | Substation | Repex | N/A | N/A | Substations - Power Transformers | Substations - Safe and Reliable Network | N/A | No | 0% | Safety security & reliability | Project | 40 | 14.55% | 85.45% | 0 | 0 | 0.18942 | 1.3581 | 0.98722 | 2.5348 | 0% | 0% | 0% | 0% | 100% | 0% | 0% | 91.3% | 8.698% | 0% | 0% | 0% | 0% | 0% | 0% | 0% | 0% | 0% | 0% | 0% | 0% | 0% | 0% | 0% | 0% | 100% | 0% | 0% | 0% | 0% | 0% | 0% | 100% | 91.3% | 46.67% | 42.03% | 11.31% | 0% | 0% | 8.698% | 17.48% | 67.53% | 14.99% | 0% | 0% | 0% | 0% | 0% | 0 | 2 | 4 | 161 | N/A | N/A
0 |  | 66 | Tomago Secondary Systems Renewal | TRUE | Replacement Expenditure | Digital Infrastructure | Repex | N/A | N/A | DI - Protection systems | DI - Safe and Reliable Network | N/A | No | 0% | Safety security & reliability | Project | 15 | 16.24% | 83.76% | 0 | 5.2055 | 5.1913 | 5.1913 | 2.7308 | 18.3188 | 0% | 0% | 0% | 0% | 100% | 0% | 0% | 0% | 95.16% | 0% | 4.835% | 0% | 0% | 0% | 0% | 0% | 0% | 0% | 0% | 0% | 0% | 0% | 0% | 0% | 0% | 100% | 0% | 0% | 0% | 0% | 0% | 0% | 100% | 0% | 0% | 0% | 0% | 0% | 100% | 100% | 37.68% | 47.01% | 10.48% | 0% | 0% | 0% | 4.835% | 0% | 0 | 2 | 4 | 165 | N/A | N/A
0 |  | 67 | Transformer Compound Wall Renewal | TRUE | Replacement Expenditure | Substation | Repex | N/A | N/A | Substations - Site Establishment and supporting assets | Substations - Safe and Reliable Network | N/A | Yes | 0% | Safety security & reliability | Project | 40 | 29.27% | 70.73% | 0.53351 | 0.48501 | 0.24251 | 0.53351 | 0.55776 | 2.3523 | 10% | 11% | 14% | 32% | 33% | 0% | 0% | 100% | 0% | 0% | 0% | 0% | 0% | 0% | 0% | 0% | 0% | 0% | 0% | 0% | 0% | 0% | 0% | 0% | 0% | 100% | 0% | 0% | 0% | 0% | 0% | 0% | 100% | 100% | 100% | 0% | 0% | 0% | 0% | 0% | 0% | 0% | 0% | 0% | 0% | 0% | 0% | 100% | 0 | 1 | 2 | 167 | N/A | N/A
0 |  | 68 | Transmission Line Protection Relay Replacements | TRUE | Replacement Expenditure | Digital Infrastructure | Repex | N/A | N/A | DI - Protection systems | DI - Safe and Reliable Network | N/A | No | 0% | Safety security & reliability | Project | 15 | 51.36% | 48.64% | 2.591 | 2.3554 | 1.1777 | 2.591 | 2.7088 | 11.4239 | 10% | 11% | 14% | 32% | 33% | 0% | 0% | 0% | 100% | 0% | 0% | 0% | 0% | 0% | 0% | 0% | 0% | 0% | 0% | 0% | 0% | 0% | 0% | 0% | 0% | 100% | 0% | 0% | 0% | 0% | 0% | 0% | 100% | 0% | 0% | 0% | 0% | 0% | 100% | 100% | 100% | 0% | 0% | 0% | 0% | 0% | 0% | 0% | 0 | 1 | 2 | 169 | N/A | N/A
0 |  | 69 | Uranquinty Secondary Systems Renewal | FALSE | Replacement Expenditure | Digital Infrastructure | Repex | N/A | N/A | DI - Protection systems | DI - Safe and Reliable Network | N/A | Yes | 0% | Safety security & reliability | Project | 15 | 0% | 100% | 0 | 0 | 0 | 0 | 0 | 0 | 0% | 0% | 0% | 0% | 0% | 0% | 0% | 0% | 94% | 6% | 0% | 0% | 0% | 0% | 0% | 0% | 0% | 0% | 0% | 0% | 0% | 0% | 0% | 0% | 0% | 100% | 0% | 0% | 0% | 0% | 0% | 0% | 100% | 0% | 0% | 0% | 0% | 0% | 100% | 100% | 56.89% | 29.4% | 7.713% | 0% | 6% | 0% | 0% | 0% | 0 | 2 | 4 | 173 | N/A | N/A
0 |  | 70 | Vales point Secondary Systems Renewal | TRUE | Replacement Expenditure | Digital Infrastructure | Repex | N/A | N/A | DI - Protection systems | DI - Safe and Reliable Network | N/A | No | 0% | Safety security & reliability | Project | 15 | 21.44% | 78.56% | 0 | 0 | 0 | 0 | 0 | 0 | 10% | 11% | 14% | 32% | 33% | 0% | 0% | 0% | 94.67% | 0% | 5.329% | 0% | 0% | 0% | 0% | 0% | 0% | 0% | 0% | 0% | 0% | 0% | 0% | 0% | 0% | 100% | 0% | 0% | 0% | 0% | 0% | 0% | 100% | 0% | 0% | 0% | 0% | 0% | 100% | 100% | 28.33% | 59.95% | 6.394% | 0% | 0% | 0% | 5.329% | 0% | 0 | 2 | 4 | 177 | N/A | N/A
0 |  | 71 | Wallerwang Secondary Systems Renewal | TRUE | Replacement Expenditure | Digital Infrastructure | Repex | N/A | N/A | DI - Protection systems | DI - Safe and Reliable Network | N/A | No | 0% | Safety security & reliability | Project | 15 | 20.88% | 79.12% | 0 | 0 | 1.9914 | 5.8668 | 0.23268 | 8.0909 | 0% | 0% | 0% | 0% | 100% | 0% | 0% | 0% | 93.13% | 0% | 6.87% | 0% | 0% | 0% | 0% | 0% | 0% | 0% | 0% | 0% | 0% | 0% | 0% | 0% | 0% | 100% | 0% | 0% | 0% | 0% | 0% | 0% | 100% | 0% | 0% | 0% | 0% | 0% | 100% | 100% | 41.98% | 47.71% | 3.435% | 0% | 0% | 0% | 6.87% | 0% | 0 | 2 | 4 | 181 | N/A | N/A
0 |  | 72 | Line 86 | FALSE | Replacement Expenditure | Transmission Lines | Repex | N/A | N/A | TL - Transmission poles | TL - Safe and Reliable Network | N/A | Yes | 0% | Safety security & reliability | Project | 50 | 0% | 100% | 0 | 0 | 0 | 0 | 0 | 0 | 0% | 0% | 0% | 0% | 0% | 100% | 0% | 0% | 0% | 0% | 0% | 0% | 0% | 0% | 0% | 0% | 0% | 0% | 0% | 0% | 0% | 0% | 0% | 0% | 0% | 100% | 100% | 85% | 0% | 0% | 15% | 0% | 0% | 0% | 0% | 0% | 0% | 0% | 100% | 0% | 0% | 0% | 0% | 0% | 0% | 0% | 0% | 100% | 0 | 1 | 2 | 183 | N/A | N/A
0 |  | 73 | CT Program | TRUE | Replacement Expenditure | Substation | Repex | N/A | N/A | Substations - Switchbay Equipment | Substations - Safe and Reliable Network | N/A | No | 0% | Safety security & reliability | Program | 40 | 44.54% | 55.46% | 1.3421 | 1.2201 | 0.61004 | 1.3421 | 1.4031 | 5.9174 | 10% | 11% | 14% | 32% | 33% | 0% | 0% | 100% | 0% | 0% | 0% | 0% | 0% | 0% | 0% | 0% | 0% | 0% | 0% | 0% | 0% | 0% | 0% | 0% | 0% | 100% | 0% | 0% | 0% | 0% | 0% | 0% | 100% | 100% | 0% | 0% | 100% | 0% | 0% | 0% | 0% | 0% | 0% | 0% | 0% | 0% | 0% | 100% | 0 | 1 | 2 | 185 | N/A | N/A
0 |  | 74 | VT Program | TRUE | Replacement Expenditure | Substation | Repex | N/A | N/A | Substations - Switchbay Equipment | Substations - Safe and Reliable Network | N/A | No | 0% | Safety security & reliability | Program | 40 | 38.88% | 61.12% | 2.6168 | 2.3789 | 1.1894 | 2.6168 | 2.7357 | 11.5376 | 10% | 11% | 14% | 32% | 33% | 0% | 0% | 100% | 0% | 0% | 0% | 0% | 0% | 0% | 0% | 0% | 0% | 0% | 0% | 0% | 0% | 0% | 0% | 0% | 0% | 100% | 0% | 0% | 0% | 0% | 0% | 0% | 100% | 100% | 0% | 0% | 100% | 0% | 0% | 0% | 0% | 0% | 0% | 0% | 0% | 0% | 0% | 100% | 0 | 1 | 2 | 187 | N/A | N/A
0 |  | 75 | Disconnector | TRUE | Replacement Expenditure | Substation | Repex | N/A | N/A | Substations - Switchbay Equipment | Substations - Safe and Reliable Network | N/A | No | 0% | Safety security & reliability | Program | 40 | 44.43% | 55.57% | 2.8919 | 2.629 | 1.3145 | 2.8919 | 3.0234 | 12.7508 | 10% | 11% | 14% | 32% | 33% | 0% | 0% | 100% | 0% | 0% | 0% | 0% | 0% | 0% | 0% | 0% | 0% | 0% | 0% | 0% | 0% | 0% | 0% | 0% | 0% | 100% | 0% | 0% | 0% | 0% | 0% | 0% | 100% | 100% | 0% | 0% | 100% | 0% | 0% | 0% | 0% | 0% | 0% | 0% | 0% | 0% | 0% | 100% | 0 | 1 | 2 | 189 | N/A | N/A
0 |  | 76 | Steelwork Program | TRUE | Replacement Expenditure | Substation | Repex | N/A | N/A | Substations - Site Establishment and supporting assets | Substations - Safe and Reliable Network | N/A | Yes | 0% | Safety security & reliability | Program | 40 | 0% | 100% | 6.5216 | 6.5216 | 6.5216 | 6.5216 | 6.5216 | 32.6078 | 20% | 20% | 20% | 20% | 20% | 0% | 0% | 100% | 0% | 0% | 0% | 0% | 0% | 0% | 0% | 0% | 0% | 0% | 0% | 0% | 0% | 0% | 0% | 0% | 0% | 100% | 0% | 0% | 0% | 0% | 0% | 0% | 100% | 100% | 100% | 0% | 0% | 0% | 0% | 0% | 0% | 0% | 0% | 0% | 0% | 0% | 0% | 100% | 0 | 1 | 2 | 191 | N/A | N/A
0 |  | 77 | Transformer refurbishment program | TRUE | Replacement Expenditure | Substation | Repex | N/A | N/A | Substations - Power Transformers | Substations - Safe and Reliable Network | N/A | No | 0% | Safety security & reliability | Program | 40 | 11.72% | 88.28% | 0.82785 | 2.8329 | 3.1037 | 3.9974 | 2.2985 | 13.0604 | 0% | 25.89% | 0% | 49.99% | 24.13% | 0% | 0% | 94.89% | 5.109% | 0% | 0% | 0% | 0% | 0% | 0% | 0% | 0% | 0% | 0% | 0% | 0% | 0% | 0% | 0% | 0% | 100% | 0% | 0% | 0% | 0% | 0% | 0% | 100% | 94.89% | 31.64% | 64.64% | 3.721% | 0% | 0% | 5.109% | 14.05% | 81.56% | 4.395% | 0% | 0% | 0% | 0% | 0% | 0 | 2 | 4 | 195 | N/A | N/A
0 |  | 78 | Air Cored Reactors | FALSE | Replacement Expenditure | Substation | Repex | N/A | N/A | Substations - Reactive plant | Substations - Safe and Reliable Network | N/A | No | 0% | Safety security & reliability | Program | 40 | 0% | 100% | 0 | 0 | 0 | 0 | 0 | 0 | 0% | 0% | 0% | 0% | 0% | 0% | 0% | 100% | 0% | 0% | 0% | 0% | 0% | 0% | 0% | 0% | 0% | 0% | 0% | 0% | 0% | 0% | 0% | 0% | 0% | 100% | 0% | 0% | 0% | 0% | 0% | 0% | 100% | 100% | 0% | 0% | 0% | 100% | 0% | 0% | 0% | 0% | 0% | 0% | 0% | 0% | 0% | 100% | 0 | 1 | 2 | 197 | N/A | N/A
0 |  | 79 | Capacitor Banks | TRUE | Replacement Expenditure | Substation | Repex | N/A | N/A | Substations - Reactive plant | Substations - Safe and Reliable Network | N/A | No | 0% | Safety security & reliability | Program | 40 | 14.1% | 85.9% | 1.9608 | 0.41805 | 2.2192 | 2.6632 | 2.8832 | 10.1444 | 17.28% | 0% | 21.44% | 21.51% | 39.77% | 0% | 0% | 95.21% | 4.792% | 0% | 0% | 0% | 0% | 0% | 0% | 0% | 0% | 0% | 0% | 0% | 0% | 0% | 0% | 0% | 0% | 100% | 0% | 0% | 0% | 0% | 0% | 0% | 100% | 95.21% | 46.98% | 0% | 1.524% | 51.5% | 0% | 4.792% | 9.766% | 87.45% | 2.788% | 0% | 0% | 0% | 0% | 0% | 0 | 2 | 4 | 201 | N/A | N/A
0 |  | 80 | Subs - Capital spares | TRUE | Replacement Expenditure | Substation | Repex | N/A | N/A | Substations - Site Establishment and supporting assets | Substations - Safe and Reliable Network | N/A | No | 0% | Safety security & reliability | Program | 40 | 0% | 100% | 1.1092 | 1.1092 | 1.1092 | 1.1092 | 1.1092 | 5.546 | 20% | 20% | 20% | 20% | 20% | 0% | 0% | 100% | 0% | 0% | 0% | 0% | 0% | 0% | 0% | 0% | 0% | 0% | 0% | 0% | 0% | 0% | 0% | 0% | 0% | 100% | 0% | 0% | 0% | 0% | 0% | 0% | 100% | 100% | 100% | 0% | 0% | 0% | 0% | 0% | 0% | 0% | 0% | 0% | 0% | 0% | 0% | 100% | 0 | 1 | 2 | 203 | N/A | N/A
0 |  | 81 | 33kV Air core reactor switching duty | FALSE | Replacement Expenditure | Substation | Repex | N/A | N/A | Substations - Switchbay Equipment | Substations - Safe and Reliable Network | N/A | No | 0% | Safety security & reliability | Program | 40 | 35.21% | 64.79% | 0 | 0 | 0 | 0 | 0 | 0 | 0% | 0% | 100% | 0% | 0% | 0% | 0% | 100% | 0% | 0% | 0% | 0% | 0% | 0% | 0% | 0% | 0% | 0% | 0% | 0% | 0% | 0% | 0% | 0% | 0% | 100% | 0% | 0% | 0% | 0% | 0% | 0% | 100% | 100% | 0% | 0% | 0% | 100% | 0% | 0% | 0% | 0% | 0% | 0% | 0% | 0% | 0% | 100% | 0 | 1 | 2 | 205 | N/A | N/A
0 |  | 82 | Reactor Renewal program | FALSE | Replacement Expenditure | Substation | Repex | N/A | N/A | Substations - Reactive plant | Substations - Safe and Reliable Network | N/A | No | 0% | Safety security & reliability | Program | 40 | 13.88% | 86.12% | 0 | 0 | 0 | 0 | 0 | 0 | 0% | 0% | 0% | 0% | 0% | 0% | 0% | 100% | 0% | 0% | 0% | 0% | 0% | 0% | 0% | 0% | 0% | 0% | 0% | 0% | 0% | 0% | 0% | 0% | 0% | 100% | 0% | 0% | 0% | 0% | 0% | 0% | 100% | 100% | 0% | 0% | 0% | 100% | 0% | 0% | 0% | 0% | 0% | 0% | 0% | 0% | 0% | 100% | 0 | 1 | 2 | 207 | N/A | N/A
0 |  | 83 | Molong No1 Transformer Renewal | TRUE | Replacement Expenditure | Substation | Repex | N/A | N/A | Substations - Power Transformers | Substations - Safe and Reliable Network | N/A | No | 0% | Safety security & reliability | Project | 40 | 15.34% | 84.66% | 0.051242 | 0.27954 | 1.7459 | 0 | 0 | 2.0767 | 0% | 0% | 100% | 0% | 0% | 0% | 0% | 89.29% | 10.71% | 0% | 0% | 0% | 0% | 0% | 0% | 0% | 0% | 0% | 0% | 0% | 0% | 0% | 0% | 0% | 0% | 100% | 0% | 0% | 0% | 0% | 0% | 0% | 100% | 89.29% | 27.4% | 59.34% | 13.25% | 0% | 0% | 10.71% | 14.7% | 72.69% | 12.61% | 0% | 0% | 0% | 0% | 0% | 0 | 2 | 4 | 211 | N/A | N/A
0 |  | 84 | Yass No3 Transformer Renewal | TRUE | Replacement Expenditure | Substation | Repex | N/A | N/A | Substations - Power Transformers | Substations - Safe and Reliable Network | N/A | No | 0% | Safety security & reliability | Project | 40 | 14.68% | 85.32% | 0 | 0 | 0.12909 | 1.1988 | 0.038981 | 1.3669 | 0% | 0% | 0% | 0% | 100% | 0% | 0% | 93.37% | 6.629% | 0% | 0% | 0% | 0% | 0% | 0% | 0% | 0% | 0% | 0% | 0% | 0% | 0% | 0% | 0% | 0% | 100% | 0% | 0% | 0% | 0% | 0% | 0% | 100% | 93.37% | 24.65% | 75.35% | 0% | 0% | 0% | 6.629% | 37.3% | 61% | 1.701% | 0% | 0% | 0% | 0% | 0% | 0 | 2 | 4 | 215 | N/A | N/A
0 |  | 85 | Substation Noise Compliance | FALSE | Replacement Expenditure | Substation | Repex | N/A | N/A | Substations - Site Establishment and supporting assets | Substations - Compliance | N/A | No | 0% | Safety security & reliability | Program | 40 | 0% | 100% | 0 | 0 | 0 | 0 | 0 | 0 | 0% | 0% | 0% | 0% | 0% | 0% | 0% | 100% | 0% | 0% | 0% | 0% | 0% | 0% | 0% | 0% | 0% | 0% | 0% | 0% | 0% | 0% | 0% | 0% | 0% | 100% | 0% | 0% | 0% | 0% | 0% | 0% | 100% | 100% | 100% | 0% | 0% | 0% | 0% | 0% | 0% | 0% | 0% | 0% | 0% | 0% | 0% | 100% | 0 | 1 | 2 | 217 | N/A | N/A
0 |  | 86 | Conductor Replacement | TRUE | Replacement Expenditure | Transmission Lines | Repex | N/A | N/A | TL - Overhead conductors | TL - Safe and Reliable Network | N/A | No | 0% | Safety security & reliability | Program | 50 | 13.21% | 86.79% | 0 | 0.36426 | 18.947 | 8.9881 | 0.83837 | 29.1377 | 0% | 0% | 20.81% | 47.14% | 30.65% | 100% | 0% | 0% | 0% | 0% | 0% | 0% | 0% | 0% | 0% | 0% | 0% | 0% | 0% | 0% | 0% | 0% | 0% | 0% | 0% | 100% | 100% | 0% | 4.074% | 22.02% | 73.9% | 0% | 0% | 0% | 0% | 0% | 0% | 0% | 100% | 0% | 0% | 0% | 0% | 0% | 0% | 0% | 0% | 100% | 0 | 1 | 2 | 219 | N/A | N/A
0 |  | 87 | Earthwire Capacity Replacement | FALSE | Replacement Expenditure | Transmission Lines | Repex | N/A | N/A | TL - Overhead conductors | TL - Safe and Reliable Network | N/A | No | 0% | Safety security & reliability | Program | 50 | 0% | 100% | 0 | 0 | 0 | 0 | 0 | 0 | 0% | 0% | 0% | 0% | 0% | 100% | 0% | 0% | 0% | 0% | 0% | 0% | 0% | 0% | 0% | 0% | 0% | 0% | 0% | 0% | 0% | 0% | 0% | 0% | 0% | 100% | 100% | 0% | 0% | 0% | 100% | 0% | 0% | 0% | 0% | 0% | 0% | 0% | 100% | 0% | 0% | 0% | 0% | 0% | 0% | 0% | 0% | 100% | 0 | 1 | 2 | 221 | N/A | N/A
0 |  | 88 | Low Spans - Main grid | TRUE | Replacement Expenditure | Transmission Lines | Repex | N/A | N/A | TL - Transmission towers | TL - Compliance | N/A | No | 0% | Safety security & reliability | Program | 35 | 8.3% | 91.7% | 0 | 0.1595 | 8.0675 | 2.5136 | 0 | 10.7405 | 0% | 0% | 22.77% | 77.23% | 0% | 100% | 0% | 0% | 0% | 0% | 0% | 0% | 0% | 0% | 0% | 0% | 0% | 0% | 0% | 0% | 0% | 0% | 0% | 0% | 0% | 100% | 100% | 0% | 37.92% | 60.8% | 1.281% | 0% | 0% | 0% | 0% | 0% | 0% | 0% | 100% | 0% | 0% | 0% | 0% | 0% | 0% | 0% | 0% | 100% | 0 | 1 | 2 | 223 | N/A | N/A
0 |  | 89 | Low Spans -132kV TL | TRUE | Replacement Expenditure | Transmission Lines | Repex | N/A | N/A | TL - Insulators | TL - Change in generation mix | N/A | No | 0% | Energy transition | Program | 35 | 12.93% | 87.07% | 0.038201 | 1.5835 | 0.56512 | 0 | 0 | 2.1869 | 0% | 73.5% | 26.5% | 0% | 0% | 100% | 0% | 0% | 0% | 0% | 0% | 0% | 0% | 0% | 0% | 0% | 0% | 0% | 0% | 0% | 0% | 0% | 0% | 0% | 0% | 100% | 100% | 0% | 60.88% | 38.11% | 1.017% | 0% | 0% | 0% | 0% | 0% | 0% | 0% | 100% | 0% | 0% | 0% | 0% | 0% | 0% | 0% | 0% | 100% | 0 | 1 | 2 | 225 | N/A | N/A
0 |  | 90 | Various lines- Insulator condition | FALSE | Replacement Expenditure | Transmission Lines | Repex | N/A | N/A | TL - Insulators | TL - Safe and Reliable Network | N/A | No | 0% | Safety security & reliability | Program | 35 | 24.51% | 75.49% | 0 | 0 | 0 | 0 | 0 | 0 | 35.91% | 0% | 0% | 0% | 63.29% | 100% | 0% | 0% | 0% | 0% | 0% | 0% | 0% | 0% | 0% | 0% | 0% | 0% | 0% | 0% | 0% | 0% | 0% | 0% | 0% | 100% | 100% | 0% | 0% | 86.28% | 13.72% | 0% | 0% | 0% | 0% | 0% | 0% | 0% | 100% | 0% | 0% | 0% | 0% | 0% | 0% | 0% | 0% | 100% | 0 | 1 | 2 | 227 | N/A | N/A
0 |  | 91 | Asbestos (Carryover from RP2) | TRUE | Replacement Expenditure | Transmission Lines | Repex | N/A | N/A | TL - Transmission towers | TL - Compliance | N/A | No | 0% | Safety security & reliability | Program | 35 | 18.37% | 81.63% | 6.197 | 6.1542 | 6.1542 | 0.11183 | 0.12955 | 18.7467 | 20% | 20% | 20% | 20% | 20% | 100% | 0% | 0% | 0% | 0% | 0% | 0% | 0% | 0% | 0% | 0% | 0% | 0% | 0% | 0% | 0% | 0% | 0% | 0% | 0% | 100% | 100% | 0% | 100% | 0% | 0% | 0% | 0% | 0% | 0% | 0% | 0% | 0% | 100% | 0% | 0% | 0% | 0% | 0% | 0% | 0% | 0% | 100% | 0 | 1 | 2 | 229 | N/A | N/A
0 |  | 92 | Public Safety Enhancements - Climbing deterrents, signage, aerial marker balls, earthing | TRUE | Replacement Expenditure | Transmission Lines | Repex | N/A | N/A | TL - Transmission towers | TL - Compliance | N/A | No | 0% | Safety security & reliability | Program | 35 | 15.29% | 84.71% | 6.0184 | 0 | 0 | 0 | 0 | 6.0184 | 37.01% | 17.59% | 22.7% | 22.7% | 0% | 100% | 0% | 0% | 0% | 0% | 0% | 0% | 0% | 0% | 0% | 0% | 0% | 0% | 0% | 0% | 0% | 0% | 0% | 0% | 0% | 100% | 100% | 0% | 100% | 0% | 0% | 0% | 0% | 0% | 0% | 0% | 0% | 0% | 100% | 0% | 0% | 0% | 0% | 0% | 0% | 0% | 0% | 100% | 0 | 1 | 2 | 231 | N/A | N/A
0 |  | 93 | Underground Cable Capital Spares RP3 | TRUE | Replacement Expenditure | Transmission Lines | Repex | N/A | N/A | TL - Underground cables | TL - Safe and Reliable Network | N/A | No | 0% | Safety security & reliability | Project | 45 | 0% | 100% | 0.5509 | 0.54939 | 0.54939 | 0.54939 | 0.54939 | 2.7485 | 0% | 0% | 0% | 0% | 100% | 0% | 100% | 0% | 0% | 0% | 0% | 0% | 0% | 0% | 0% | 0% | 0% | 0% | 0% | 0% | 0% | 0% | 0% | 0% | 0% | 100% | 100% | 0% | 0% | 0% | 0% | 100% | 0% | 0% | 0% | 0% | 0% | 0% | 100% | 0% | 0% | 0% | 0% | 0% | 0% | 0% | 0% | 100% | 0 | 1 | 2 | 233 | N/A | N/A
0 |  | 94 | Cable Monitoring Systems Renewal RP3 | TRUE | Replacement Expenditure | Transmission Lines | Repex | N/A | N/A | TL - Underground cables | TL - Safe and Reliable Network | N/A | No | 0% | Safety security & reliability | Project | 10 | 27.17% | 72.83% | 1.0855 | 2.1869 | 0.025725 | 0 | 0 | 3.2981 | 0% | 0% | 100% | 0% | 0% | 0% | 100% | 0% | 0% | 0% | 0% | 0% | 0% | 0% | 0% | 0% | 0% | 0% | 0% | 0% | 0% | 0% | 0% | 0% | 0% | 100% | 100% | 0% | 0% | 0% | 0% | 100% | 0% | 0% | 0% | 0% | 0% | 0% | 100% | 0% | 0% | 0% | 0% | 0% | 0% | 0% | 0% | 100% | 0 | 1 | 2 | 235 | N/A | N/A
0 |  | 95 | TL Digital Twin Programme | FALSE | Replacement Expenditure | Digital Infrastructure | Repex | N/A | N/A | DI - Protection systems | DI - Safe and Reliable Network | N/A | No | 0% | Safety security & reliability | Program | 4 | 0% | 100% | 0 | 0 | 0 | 0 | 0 | 0 | 0% | 0% | 0% | 0% | 0% | 0% | 0% | 0% | 100% | 0% | 0% | 0% | 0% | 0% | 0% | 0% | 0% | 0% | 0% | 0% | 0% | 0% | 0% | 0% | 0% | 100% | 0% | 0% | 0% | 0% | 0% | 0% | 100% | 0% | 0% | 0% | 0% | 0% | 100% | 100% | 100% | 0% | 0% | 0% | 0% | 0% | 0% | 0% | 0 | 1 | 2 | 237 | N/A | N/A
0 |  | 96 | Lower Tumut Secondary Systems Renewal | TRUE | Replacement Expenditure | Digital Infrastructure | Repex | N/A | N/A | DI - Protection systems | DI - Safe and Reliable Network | N/A | No | 0% | Safety security & reliability | Project | 15 | 19.75% | 80.25% | 0 | 0 | 0 | 0 | 0 | 0 | 0% | 0% | 0% | 100% | 0% | 0% | 0% | 0% | 92.34% | 0% | 7.656% | 0% | 0% | 0% | 0% | 0% | 0% | 0% | 0% | 0% | 0% | 0% | 0% | 0% | 0% | 100% | 0% | 0% | 0% | 0% | 0% | 0% | 100% | 0% | 0% | 0% | 0% | 0% | 100% | 100% | 57.89% | 23.92% | 10.53% | 0% | 0% | 0% | 7.656% | 0% | 0 | 2 | 4 | 241 | N/A | N/A
0 |  | 97 | Tenterfield Secondary Systems Renewal | TRUE | Replacement Expenditure | Digital Infrastructure | Repex | N/A | N/A | DI - Protection systems | DI - Safe and Reliable Network | N/A | No | 0% | Safety security & reliability | Project | 15 | 20.94% | 79.06% | 0.41363 | 0.37603 | 0.18801 | 0.41363 | 0.43243 | 1.8237 | 10% | 11% | 14% | 32% | 33% | 0% | 0% | 0% | 95.66% | 0% | 4.337% | 0% | 0% | 0% | 0% | 0% | 0% | 0% | 0% | 0% | 0% | 0% | 0% | 0% | 0% | 100% | 0% | 0% | 0% | 0% | 0% | 0% | 100% | 0% | 0% | 0% | 0% | 0% | 100% | 100% | 47.71% | 42.17% | 5.783% | 0% | 0% | 0% | 4.337% | 0% | 0 | 2 | 4 | 245 | N/A | N/A
0 |  | 98 | YSN Secondary Systems Renewal | FALSE | Replacement Expenditure | Digital Infrastructure | Repex | N/A | N/A | DI - Protection systems | DI - Safe and Reliable Network | N/A | No | 0% | Safety security & reliability | Project | 15 | 0% | 100% | 0 | 0 | 0 | 0 | 0 | 0 | 0% | 0% | 0% | 0% | 0% | 0% | 0% | 0% | 96.34% | 0% | 3.663% | 0% | 0% | 0% | 0% | 0% | 0% | 0% | 0% | 0% | 0% | 0% | 0% | 0% | 0% | 100% | 0% | 0% | 0% | 0% | 0% | 0% | 100% | 0% | 0% | 0% | 0% | 0% | 100% | 100% | 64.47% | 27.47% | 4.396% | 0% | 0% | 0% | 3.663% | 0% | 0 | 2 | 4 | 249 | N/A | N/A
0 |  | 99 | ER0 Secondary Systems Renewal | TRUE | Replacement Expenditure | Digital Infrastructure | Repex | N/A | N/A | DI - Protection systems | DI - Safe and Reliable Network | N/A | No | 0% | Safety security & reliability | Project | 15 | 21.88% | 78.12% | 0 | 0 | 0 | 0 | 0 | 0 | 10% | 11% | 14% | 32% | 33% | 0% | 0% | 0% | 91.66% | 0% | 8.343% | 0% | 0% | 0% | 0% | 0% | 0% | 0% | 0% | 0% | 0% | 0% | 0% | 0% | 0% | 100% | 0% | 0% | 0% | 0% | 0% | 0% | 100% | 0% | 0% | 0% | 0% | 0% | 100% | 100% | 48.44% | 37.66% | 5.562% | 0% | 0% | 0% | 8.343% | 0% | 0 | 2 | 4 | 253 | N/A | N/A
0 |  | 100 | BER Secondary Systems Renewal | TRUE | Replacement Expenditure | Digital Infrastructure | Repex | N/A | N/A | DI - Protection systems | DI - Safe and Reliable Network | N/A | No | 0% | Safety security & reliability | Project | 15 | 21.97% | 78.03% | 0.43194 | 0.39267 | 0.19634 | 0.43194 | 0.45157 | 1.9045 | 10% | 11% | 14% | 32% | 33% | 0% | 0% | 0% | 97.35% | 0% | 2.655% | 0% | 0% | 0% | 0% | 0% | 0% | 0% | 0% | 0% | 0% | 0% | 0% | 0% | 0% | 100% | 0% | 0% | 0% | 0% | 0% | 0% | 100% | 0% | 0% | 0% | 0% | 0% | 100% | 100% | 55.16% | 36.87% | 5.31% | 0% | 0% | 0% | 2.655% | 0% | 0 | 2 | 4 | 257 | N/A | N/A
0 |  | 101 | BRG Secondary Systems Renewal | TRUE | Replacement Expenditure | Digital Infrastructure | Repex | N/A | N/A | DI - Protection systems | DI - Safe and Reliable Network | N/A | No | 0% | Safety security & reliability | Project | 15 | 20.62% | 79.38% | 0 | 0 | 0 | 0 | 0 | 0 | 10% | 11% | 14% | 32% | 33% | 0% | 0% | 0% | 89.83% | 0% | 10.17% | 0% | 0% | 0% | 0% | 0% | 0% | 0% | 0% | 0% | 0% | 0% | 0% | 0% | 0% | 100% | 0% | 0% | 0% | 0% | 0% | 0% | 100% | 0% | 0% | 0% | 0% | 0% | 100% | 100% | 50.61% | 36.32% | 2.906% | 0% | 0% | 0% | 10.17% | 0% | 0 | 2 | 4 | 261 | N/A | N/A
0 |  | 102 | LSM Secondary Systems Renewal | TRUE | Replacement Expenditure | Digital Infrastructure | Repex | N/A | N/A | DI - Protection systems | DI - Safe and Reliable Network | N/A | No | 0% | Safety security & reliability | Project | 15 | 22.3% | 77.7% | 0.5754 | 0.52309 | 0.26154 | 0.5754 | 0.60155 | 2.537 | 10% | 11% | 14% | 32% | 33% | 0% | 0% | 0% | 94.62% | 0% | 5.384% | 0% | 0% | 0% | 0% | 0% | 0% | 0% | 0% | 0% | 0% | 0% | 0% | 0% | 0% | 100% | 0% | 0% | 0% | 0% | 0% | 0% | 100% | 0% | 0% | 0% | 0% | 0% | 100% | 100% | 36.19% | 54.84% | 3.589% | 0% | 0% | 0% | 5.384% | 0% | 0 | 2 | 4 | 265 | N/A | N/A
0 |  | 103 | MPP Secondary Systems Renewal | TRUE | Replacement Expenditure | Digital Infrastructure | Repex | N/A | N/A | DI - Protection systems | DI - Safe and Reliable Network | N/A | No | 0% | Safety security & reliability | Project | 15 | 21.09% | 78.91% | 0.42472 | 0.38611 | 0.19305 | 0.42472 | 0.44402 | 1.8726 | 10% | 11% | 14% | 32% | 33% | 0% | 0% | 0% | 97.18% | 0% | 2.824% | 0% | 0% | 0% | 0% | 0% | 0% | 0% | 0% | 0% | 0% | 0% | 0% | 0% | 0% | 100% | 0% | 0% | 0% | 0% | 0% | 0% | 100% | 0% | 0% | 0% | 0% | 0% | 100% | 100% | 72.47% | 17.65% | 7.059% | 0% | 0% | 0% | 2.824% | 0% | 0 | 2 | 4 | 269 | N/A | N/A
0 |  | 104 | INV Secondary Systems Renewal | TRUE | Replacement Expenditure | Digital Infrastructure | Repex | N/A | N/A | DI - Protection systems | DI - Safe and Reliable Network | N/A | Yes | 0% | Safety security & reliability | Project | 15 | 38.51% | 61.49% | 0.47747 | 0.43407 | 0.21703 | 0.47747 | 0.49918 | 2.1052 | 10% | 11% | 14% | 32% | 33% | 0% | 0% | 0% | 93.54% | 0% | 6.463% | 0% | 0% | 0% | 0% | 0% | 0% | 0% | 0% | 0% | 0% | 0% | 0% | 0% | 0% | 100% | 0% | 0% | 0% | 0% | 0% | 0% | 100% | 0% | 0% | 0% | 0% | 0% | 100% | 100% | 53.32% | 35.91% | 4.309% | 0% | 0% | 0% | 6.463% | 0% | 0 | 2 | 4 | 273 | N/A | N/A
0 |  | 105 | COF Secondary Systems Renewal | FALSE | Replacement Expenditure | Digital Infrastructure | Repex | N/A | N/A | DI - Protection systems | DI - Safe and Reliable Network | N/A | No | 0% | Safety security & reliability | Project | 15 | 0% | 100% | 0 | 0 | 0 | 0 | 0 | 0 | 0% | 0% | 0% | 0% | 0% | 0% | 0% | 0% | 96.99% | 0% | 3.012% | 0% | 0% | 0% | 0% | 0% | 0% | 0% | 0% | 0% | 0% | 0% | 0% | 0% | 0% | 100% | 0% | 0% | 0% | 0% | 0% | 0% | 100% | 0% | 0% | 0% | 0% | 0% | 100% | 100% | 51.91% | 42.67% | 2.41% | 0% | 0% | 0% | 3.012% | 0% | 0 | 2 | 4 | 277 | N/A | N/A
0 |  | 106 | GNS Secondary Systems Renewal | FALSE | Replacement Expenditure | Digital Infrastructure | Repex | N/A | N/A | DI - Protection systems | DI - Safe and Reliable Network | N/A | Yes | 0% | Safety security & reliability | Project | 15 | 0% | 100% | 0 | 0 | 0 | 0 | 0 | 0 | 0% | 0% | 0% | 0% | 0% | 0% | 0% | 0% | 100% | 0% | 0% | 0% | 0% | 0% | 0% | 0% | 0% | 0% | 0% | 0% | 0% | 0% | 0% | 0% | 0% | 100% | 0% | 0% | 0% | 0% | 0% | 0% | 100% | 0% | 0% | 0% | 0% | 0% | 100% | 100% | 37.93% | 57.47% | 4.598% | 0% | 0% | 0% | 0% | 0% | 0 | 1 | 2 | 279 | N/A | N/A
0 |  | 107 | BRD Secondary Systems Renewal | FALSE | Replacement Expenditure | Digital Infrastructure | Repex | N/A | N/A | DI - Protection systems | DI - Safe and Reliable Network | N/A | No | 0% | Safety security & reliability | Project | 15 | 0% | 100% | 0 | 0 | 0 | 0 | 0 | 0 | 0% | 0% | 0% | 0% | 0% | 0% | 0% | 0% | 97.78% | 0% | 2.219% | 0% | 0% | 0% | 0% | 0% | 0% | 0% | 0% | 0% | 0% | 0% | 0% | 0% | 0% | 100% | 0% | 0% | 0% | 0% | 0% | 0% | 100% | 0% | 0% | 0% | 0% | 0% | 100% | 100% | 32.55% | 58.57% | 6.658% | 0% | 0% | 0% | 2.219% | 0% | 0 | 2 | 4 | 283 | N/A | N/A
0 |  | 108 | AR1 Secondary Systems Renewal | FALSE | Replacement Expenditure | Digital Infrastructure | Repex | N/A | N/A | DI - Protection systems | DI - Safe and Reliable Network | N/A | No | 0% | Safety security & reliability | Project | 15 | 21.31% | 78.69% | 0 | 0 | 0 | 0 | 0 | 0 | 0% | 0% | 0% | 0% | 0% | 0% | 0% | 0% | 97% | 0% | 3% | 0% | 0% | 0% | 0% | 0% | 0% | 0% | 0% | 0% | 0% | 0% | 0% | 0% | 0% | 100% | 0% | 0% | 0% | 0% | 0% | 0% | 100% | 0% | 0% | 0% | 0% | 0% | 100% | 100% | 50.19% | 45.31% | 1.5% | 0% | 0% | 0% | 3% | 0% | 0 | 2 | 4 | 287 | N/A | N/A
0 |  | 109 | WL1 Secondary Systems Renewal | TRUE | Replacement Expenditure | Digital Infrastructure | Repex | N/A | N/A | DI - Protection systems | DI - Safe and Reliable Network | N/A | No | 0% | Safety security & reliability | Project | 15 | 21.14% | 78.86% | 0.53652 | 0.48775 | 0.24387 | 0.53652 | 0.56091 | 2.3656 | 10% | 11% | 14% | 32% | 33% | 0% | 0% | 0% | 95.76% | 0% | 4.238% | 0% | 0% | 0% | 0% | 0% | 0% | 0% | 0% | 0% | 0% | 0% | 0% | 0% | 0% | 100% | 0% | 0% | 0% | 0% | 0% | 0% | 100% | 0% | 0% | 0% | 0% | 0% | 100% | 100% | 64.38% | 27.75% | 3.633% | 0% | 0% | 0% | 4.238% | 0% | 0 | 2 | 4 | 291 | N/A | N/A
0 |  | 110 | Busbar Protection Relay Replacements | TRUE | Replacement Expenditure | Digital Infrastructure | Repex | N/A | N/A | DI - Protection systems | DI - Safe and Reliable Network | N/A | No | 0% | Safety security & reliability | Program | 15 | 51.5% | 48.5% | 0.60837 | 0.55306 | 0.27653 | 0.60837 | 0.63602 | 2.6823 | 10% | 11% | 14% | 32% | 33% | 0% | 0% | 0% | 100% | 0% | 0% | 0% | 0% | 0% | 0% | 0% | 0% | 0% | 0% | 0% | 0% | 0% | 0% | 0% | 0% | 100% | 0% | 0% | 0% | 0% | 0% | 0% | 100% | 0% | 0% | 0% | 0% | 0% | 100% | 100% | 100% | 0% | 0% | 0% | 0% | 0% | 0% | 0% | 0 | 1 | 2 | 293 | N/A | N/A
0 |  | 111 | Capacitor Protection Relay Replacements | TRUE | Replacement Expenditure | Digital Infrastructure | Repex | N/A | N/A | DI - Protection systems | DI - Safe and Reliable Network | N/A | No | 0% | Safety security & reliability | Program | 15 | 62.7% | 37.3% | 0.36921 | 0.33564 | 0.16782 | 0.36921 | 0.38599 | 1.6279 | 10% | 11% | 14% | 32% | 33% | 0% | 0% | 0% | 100% | 0% | 0% | 0% | 0% | 0% | 0% | 0% | 0% | 0% | 0% | 0% | 0% | 0% | 0% | 0% | 0% | 100% | 0% | 0% | 0% | 0% | 0% | 0% | 100% | 0% | 0% | 0% | 0% | 0% | 100% | 100% | 100% | 0% | 0% | 0% | 0% | 0% | 0% | 0% | 0 | 1 | 2 | 295 | N/A | N/A
0 |  | 112 | Reactor Protection Relay Replacements | TRUE | Replacement Expenditure | Digital Infrastructure | Repex | N/A | N/A | DI - Protection systems | DI - Safe and Reliable Network | N/A | No | 0% | Safety security & reliability | Program | 15 | 62.7% | 37.3% | 0.19081 | 0.17346 | 0.086732 | 0.19081 | 0.19948 | 0.8413 | 10% | 11% | 14% | 32% | 33% | 0% | 0% | 0% | 100% | 0% | 0% | 0% | 0% | 0% | 0% | 0% | 0% | 0% | 0% | 0% | 0% | 0% | 0% | 0% | 0% | 100% | 0% | 0% | 0% | 0% | 0% | 0% | 100% | 0% | 0% | 0% | 0% | 0% | 100% | 100% | 100% | 0% | 0% | 0% | 0% | 0% | 0% | 0% | 0 | 1 | 2 | 297 | N/A | N/A
0 |  | 113 | Transformer Protection Relay Replacements | TRUE | Replacement Expenditure | Digital Infrastructure | Repex | N/A | N/A | DI - Protection systems | DI - Safe and Reliable Network | N/A | No | 0% | Safety security & reliability | Program | 15 | 54.27% | 45.73% | 1.1269 | 1.0245 | 0.51225 | 1.1269 | 1.1782 | 4.9688 | 10% | 11% | 14% | 32% | 33% | 0% | 0% | 0% | 100% | 0% | 0% | 0% | 0% | 0% | 0% | 0% | 0% | 0% | 0% | 0% | 0% | 0% | 0% | 0% | 0% | 100% | 0% | 0% | 0% | 0% | 0% | 0% | 100% | 0% | 0% | 0% | 0% | 0% | 100% | 100% | 100% | 0% | 0% | 0% | 0% | 0% | 0% | 0% | 0 | 1 | 2 | 299 | N/A | N/A
0 |  | 114 | UFLS Protection Relay Replacements | TRUE | Replacement Expenditure | Digital Infrastructure | Repex | N/A | N/A | DI - Protection systems | DI - Safe and Reliable Network | N/A | No | 0% | Safety security & reliability | Program | 15 | 57.57% | 42.43% | 0.090759 | 0.082508 | 0.041254 | 0.090759 | 0.094884 | 0.40016 | 10% | 11% | 14% | 32% | 33% | 0% | 0% | 0% | 100% | 0% | 0% | 0% | 0% | 0% | 0% | 0% | 0% | 0% | 0% | 0% | 0% | 0% | 0% | 0% | 0% | 100% | 0% | 0% | 0% | 0% | 0% | 0% | 100% | 0% | 0% | 0% | 0% | 0% | 100% | 100% | 100% | 0% | 0% | 0% | 0% | 0% | 0% | 0% | 0 | 1 | 2 | 301 | N/A | N/A
0 |  | 115 | Digital Intertrips | FALSE | Replacement Expenditure | Digital Infrastructure | Repex | N/A | N/A | DI - Protection systems | DI - Safe and Reliable Network | N/A | Yes | 0% | Safety security & reliability | Program | 15 | 0% | 100% | 0 | 0 | 0 | 0 | 0 | 0 | 0% | 0% | 0% | 0% | 0% | 0% | 0% | 0% | 0% | 100% | 0% | 0% | 0% | 0% | 0% | 0% | 0% | 0% | 0% | 0% | 0% | 0% | 0% | 0% | 0% | 100% | 0% | 0% | 0% | 0% | 0% | 0% | 100% | 0% | 0% | 0% | 0% | 0% | 100% | 100% | 0% | 0% | 0% | 0% | 100% | 0% | 0% | 0% | 0 | 1 | 2 | 303 | N/A | N/A
0 |  | 116 | Temporary protection renewal for recall periods | TRUE | Replacement Expenditure | Digital Infrastructure | Repex | N/A | N/A | DI - Protection systems | DI - Safe and Reliable Network | N/A | No | 0% | Safety security & reliability | Program | 15 | 25.25% | 74.75% | 0.13993 | 0.12721 | 0.063603 | 0.13993 | 0.14629 | 0.61695 | 10% | 11% | 14% | 32% | 33% | 0% | 0% | 0% | 100% | 0% | 0% | 0% | 0% | 0% | 0% | 0% | 0% | 0% | 0% | 0% | 0% | 0% | 0% | 0% | 0% | 100% | 0% | 0% | 0% | 0% | 0% | 0% | 100% | 0% | 0% | 0% | 0% | 0% | 100% | 100% | 100% | 0% | 0% | 0% | 0% | 0% | 0% | 0% | 0 | 1 | 2 | 305 | N/A | N/A
0 |  | 117 | Time Domain Protection Proof of Concept | FALSE | Replacement Expenditure | Digital Infrastructure | Repex | N/A | N/A | DI - Protection systems | DI - Safe and Reliable Network | N/A | No | 0% | Safety security & reliability | Program | 15 | 0% | 100% | 0 | 0 | 0 | 0 | 0 | 0 | 0% | 0% | 0% | 0% | 0% | 0% | 0% | 0% | 100% | 0% | 0% | 0% | 0% | 0% | 0% | 0% | 0% | 0% | 0% | 0% | 0% | 0% | 0% | 0% | 0% | 100% | 0% | 0% | 0% | 0% | 0% | 0% | 100% | 0% | 0% | 0% | 0% | 0% | 100% | 100% | 100% | 0% | 0% | 0% | 0% | 0% | 0% | 0% | 0 | 1 | 2 | 307 | N/A | N/A
0 |  | 118 | Market Metering Protection Relay Replacements | FALSE | Replacement Expenditure | Digital Infrastructure | Repex | N/A | N/A | DI - Market metering systems | DI - Safe and Reliable Network | N/A | No | 0% | Safety security & reliability | Program | 15 | 0% | 100% | 0 | 0 | 0 | 0 | 0 | 0 | 0% | 0% | 0% | 0% | 0% | 0% | 0% | 0% | 100% | 0% | 0% | 0% | 0% | 0% | 0% | 0% | 0% | 0% | 0% | 0% | 0% | 0% | 0% | 0% | 0% | 100% | 0% | 0% | 0% | 0% | 0% | 0% | 100% | 0% | 0% | 0% | 0% | 0% | 100% | 100% | 0% | 0% | 100% | 0% | 0% | 0% | 0% | 0% | 0 | 1 | 2 | 309 | N/A | N/A
0 |  | 119 | NiCd / Chargers Renewal | FALSE | Replacement Expenditure | Digital Infrastructure | Repex | N/A | N/A | DI - AC/DC & Auxiliary systems | DI - Safe and Reliable Network | N/A | No | 0% | Safety security & reliability | Program | 20 | 0% | 100% | 0 | 0 | 0 | 0 | 0 | 0 | 0% | 0% | 0% | 0% | 0% | 0% | 0% | 0% | 0% | 0% | 100% | 0% | 0% | 0% | 0% | 0% | 0% | 0% | 0% | 0% | 0% | 0% | 0% | 0% | 0% | 100% | 0% | 0% | 0% | 0% | 0% | 0% | 100% | 0% | 0% | 0% | 0% | 0% | 100% | 100% | 0% | 0% | 0% | 0% | 0% | 0% | 100% | 0% | 0 | 1 | 2 | 311 | N/A | N/A
0 |  | 120 | RPS Renewal | FALSE | Replacement Expenditure | Digital Infrastructure | Repex | N/A | N/A | DI - AC/DC & Auxiliary systems | DI - Safe and Reliable Network | N/A | Yes | 0% | Safety security & reliability | Program | 10 | 0% | 100% | 0 | 0 | 0 | 0 | 0 | 0 | 0% | 0% | 0% | 0% | 0% | 0% | 0% | 0% | 0% | 0% | 100% | 0% | 0% | 0% | 0% | 0% | 0% | 0% | 0% | 0% | 0% | 0% | 0% | 0% | 0% | 100% | 0% | 0% | 0% | 0% | 0% | 0% | 100% | 0% | 0% | 0% | 0% | 0% | 100% | 100% | 0% | 0% | 0% | 0% | 0% | 0% | 100% | 0% | 0 | 1 | 2 | 313 | N/A | N/A
0 |  | 121 | RTU Renewal Program | FALSE | Replacement Expenditure | Digital Infrastructure | Repex | N/A | N/A | DI - Control systems | DI - Safe and Reliable Network | N/A | No | 0% | Safety security & reliability | Program | 15 | 0% | 100% | 0 | 0 | 0 | 0 | 0 | 0 | 0% | 0% | 0% | 0% | 0% | 0% | 0% | 0% | 100% | 0% | 0% | 0% | 0% | 0% | 0% | 0% | 0% | 0% | 0% | 0% | 0% | 0% | 0% | 0% | 0% | 100% | 0% | 0% | 0% | 0% | 0% | 0% | 100% | 0% | 0% | 0% | 0% | 0% | 100% | 100% | 0% | 100% | 0% | 0% | 0% | 0% | 0% | 0% | 0 | 1 | 2 | 315 | N/A | N/A
0 |  | 122 | HMI/Gateway Renewal Programs | FALSE | Replacement Expenditure | Digital Infrastructure | Repex | N/A | N/A | DI - Control systems | DI - Safe and Reliable Network | N/A | No | 0% | Safety security & reliability | Program | 15 | 13.72% | 86.28% | 0 | 0 | 0 | 0 | 0 | 0 | 0% | 0% | 0% | 0% | 0% | 0% | 0% | 0% | 100% | 0% | 0% | 0% | 0% | 0% | 0% | 0% | 0% | 0% | 0% | 0% | 0% | 0% | 0% | 0% | 0% | 100% | 0% | 0% | 0% | 0% | 0% | 0% | 100% | 0% | 0% | 0% | 0% | 0% | 100% | 100% | 0% | 100% | 0% | 0% | 0% | 0% | 0% | 0% | 0 | 1 | 2 | 317 | N/A | N/A
0 |  | 123 | OTN Network Replacement | TRUE | Replacement Expenditure | Digital Infrastructure | Repex | N/A | N/A | DI - Communications systems | DI - Compliance | N/A | No | 0% | Safety security & reliability | Program | 10 | 27.94% | 72.06% | 4.2384 | 4.2384 | 0 | 0 | 0 | 8.4768 | 0% | 100% | 0% | 0% | 0% | 0% | 0% | 0% | 0% | 100% | 0% | 0% | 0% | 0% | 0% | 0% | 0% | 0% | 0% | 0% | 0% | 0% | 0% | 0% | 0% | 100% | 0% | 0% | 0% | 0% | 0% | 0% | 100% | 0% | 0% | 0% | 0% | 0% | 100% | 100% | 0% | 0% | 0% | 0% | 100% | 0% | 0% | 0% | 0 | 1 | 2 | 319 | N/A | N/A
0 |  | 124 | Multiplexer Renewal program | TRUE | Replacement Expenditure | Digital Infrastructure | Repex | N/A | N/A | DI - Communications systems | DI - Safe and Reliable Network | N/A | No | 0% | Safety security & reliability | Program | 10 | 33.68% | 66.32% | 1.506 | 1.3691 | 0.68457 | 1.506 | 1.5745 | 6.6403 | 10% | 11% | 14% | 32% | 33% | 0% | 0% | 0% | 0% | 100% | 0% | 0% | 0% | 0% | 0% | 0% | 0% | 0% | 0% | 0% | 0% | 0% | 0% | 0% | 0% | 100% | 0% | 0% | 0% | 0% | 0% | 0% | 100% | 0% | 0% | 0% | 0% | 0% | 100% | 100% | 0% | 0% | 0% | 0% | 100% | 0% | 0% | 0% | 0 | 1 | 2 | 321 | N/A | N/A
0 |  | 125 | Microwave Renewal Program | TRUE | Replacement Expenditure | Digital Infrastructure | Repex | N/A | N/A | DI - Communications systems | DI - Safe and Reliable Network | N/A | No | 0% | Safety security & reliability | Program | 10 | 27.37% | 72.63% | 1.4822 | 1.3475 | 0.67373 | 1.4822 | 1.5496 | 6.5352 | 10% | 11% | 14% | 32% | 33% | 0% | 0% | 0% | 0% | 100% | 0% | 0% | 0% | 0% | 0% | 0% | 0% | 0% | 0% | 0% | 0% | 0% | 0% | 0% | 0% | 100% | 0% | 0% | 0% | 0% | 0% | 0% | 100% | 0% | 0% | 0% | 0% | 0% | 100% | 100% | 0% | 0% | 0% | 0% | 100% | 0% | 0% | 0% | 0 | 1 | 2 | 323 | N/A | N/A
0 |  | 126 | OPGW rollout | FALSE | Replacement Expenditure | Digital Infrastructure | Repex | N/A | N/A | DI - OPGW | DI - Safe and Reliable Network | N/A | No | 0% | Safety security & reliability | Program | 50 | 0% | 100% | 0 | 0 | 0 | 0 | 0 | 0 | 0% | 0% | 0% | 0% | 0% | 100% | 0% | 0% | 0% | 0% | 0% | 0% | 0% | 0% | 0% | 0% | 0% | 0% | 0% | 0% | 0% | 0% | 0% | 0% | 0% | 100% | 100% | 0% | 0% | 0% | 0% | 0% | 100% | 0% | 0% | 0% | 0% | 0% | 100% | 0% | 0% | 0% | 0% | 0% | 0% | 0% | 0% | 100% | 0 | 1 | 2 | 325 | N/A | N/A
0 |  | 127 | DI - Capital spares | TRUE | Replacement Expenditure | Digital Infrastructure | Repex | N/A | N/A | DI - Protection systems | DI - Safe and Reliable Network | N/A | No | 0% | Safety security & reliability | Program | 15 | 0% | 100% | 0.406 | 0.406 | 0.406 | 0.406 | 0.406 | 2.03 | 20% | 20% | 20% | 20% | 20% | 0% | 0% | 0% | 100% | 0% | 0% | 0% | 0% | 0% | 0% | 0% | 0% | 0% | 0% | 0% | 0% | 0% | 0% | 0% | 0% | 100% | 0% | 0% | 0% | 0% | 0% | 0% | 100% | 0% | 0% | 0% | 0% | 0% | 100% | 100% | 100% | 0% | 0% | 0% | 0% | 0% | 0% | 0% | 0 | 1 | 2 | 327 | N/A | N/A
0 |  | 128 | Comms Alarm System Renewals | TRUE | Replacement Expenditure | Digital Infrastructure | Repex | N/A | N/A | DI - Communications systems | DI - Safe and Reliable Network | N/A | No | 0% | Safety security & reliability | Program | 15 | 50.71% | 49.29% | 0.97026 | 0.88205 | 0.44103 | 0.97026 | 1.0144 | 4.278 | 10% | 11% | 14% | 32% | 33% | 0% | 0% | 0% | 0% | 100% | 0% | 0% | 0% | 0% | 0% | 0% | 0% | 0% | 0% | 0% | 0% | 0% | 0% | 0% | 0% | 100% | 0% | 0% | 0% | 0% | 0% | 0% | 100% | 0% | 0% | 0% | 0% | 0% | 100% | 100% | 0% | 0% | 0% | 0% | 100% | 0% | 0% | 0% | 0 | 1 | 2 | 329 | N/A | N/A
0 |  | 129 | Operational Building Refurbs | TRUE | Replacement Expenditure | Digital Infrastructure | Repex | N/A | N/A | DI - Network Buildings & Security | DI - Safe and Reliable Network | N/A | No | 0% | Safety security & reliability | Program | 40 | 2.378% | 97.62% | 2.4585 | 1.9668 | 0.98338 | 2.1634 | 2.2618 | 9.8338 | 10% | 11% | 14% | 32% | 33% | 0% | 0% | 0% | 0% | 0% | 100% | 0% | 0% | 0% | 0% | 0% | 0% | 0% | 0% | 0% | 0% | 0% | 0% | 0% | 0% | 100% | 0% | 0% | 0% | 0% | 0% | 0% | 100% | 0% | 0% | 0% | 0% | 0% | 100% | 100% | 0% | 0% | 0% | 100% | 0% | 0% | 0% | 0% | 0 | 1 | 2 | 331 | N/A | N/A
0 |  | 130 | Palisade Gate Renewals | TRUE | Replacement Expenditure | Digital Infrastructure | Repex | N/A | N/A | DI - Network Buildings & Security | DI - Safe and Reliable Network | N/A | No | 0% | Safety security & reliability | Program | 40 | 12.22% | 87.78% | 2.1946 | 2.1946 | 0 | 0 | 0 | 4.3893 | 0% | 100% | 0% | 0% | 0% | 0% | 0% | 0% | 0% | 0% | 100% | 0% | 0% | 0% | 0% | 0% | 0% | 0% | 0% | 0% | 0% | 0% | 0% | 0% | 0% | 100% | 0% | 0% | 0% | 0% | 0% | 0% | 100% | 0% | 0% | 0% | 0% | 0% | 100% | 100% | 0% | 0% | 0% | 100% | 0% | 0% | 0% | 0% | 0 | 1 | 2 | 333 | N/A | N/A
0 |  | 131 | Fire Systems Renewals | TRUE | Replacement Expenditure | Digital Infrastructure | Repex | N/A | N/A | DI - Network Buildings & Security | DI - Safe and Reliable Network | N/A | No | 0% | Safety security & reliability | Program | 10 | 2.378% | 97.62% | 1.9422 | 1.9422 | 0 | 0 | 0 | 3.8844 | 0% | 100% | 0% | 0% | 0% | 0% | 0% | 0% | 0% | 0% | 100% | 0% | 0% | 0% | 0% | 0% | 0% | 0% | 0% | 0% | 0% | 0% | 0% | 0% | 0% | 100% | 0% | 0% | 0% | 0% | 0% | 0% | 100% | 0% | 0% | 0% | 0% | 0% | 100% | 100% | 0% | 0% | 0% | 100% | 0% | 0% | 0% | 0% | 0 | 1 | 2 | 335 | N/A | N/A
0 |  | 132 | Fire Systems (Mechanical) Renewal | FALSE | Replacement Expenditure | Digital Infrastructure | Repex | N/A | N/A | DI - Network Buildings & Security | DI - Safe and Reliable Network | N/A | No | 0% | Safety security & reliability | Program | 40 | 0% | 100% | 0 | 0 | 0 | 0 | 0 | 0 | 0% | 0% | 0% | 0% | 0% | 0% | 0% | 0% | 0% | 0% | 100% | 0% | 0% | 0% | 0% | 0% | 0% | 0% | 0% | 0% | 0% | 0% | 0% | 0% | 0% | 100% | 0% | 0% | 0% | 0% | 0% | 0% | 100% | 0% | 0% | 0% | 0% | 0% | 100% | 100% | 0% | 0% | 0% | 100% | 0% | 0% | 0% | 0% | 0 | 1 | 2 | 337 | N/A | N/A
0 |  | 133 | SCADA Duplicate Comms | FALSE | Replacement Expenditure | Digital Infrastructure | Repex | N/A | N/A | DI - Control systems | DI - Safe and Reliable Network | N/A | No | 0% | Safety security & reliability | Program | 15 | 0% | 100% | 0 | 0 | 0 | 0 | 0 | 0 | 0% | 0% | 0% | 0% | 0% | 0% | 0% | 0% | 0% | 100% | 0% | 0% | 0% | 0% | 0% | 0% | 0% | 0% | 0% | 0% | 0% | 0% | 0% | 0% | 0% | 100% | 0% | 0% | 0% | 0% | 0% | 0% | 100% | 0% | 0% | 0% | 0% | 0% | 100% | 100% | 0% | 0% | 0% | 0% | 100% | 0% | 0% | 0% | 0 | 1 | 2 | 339 | N/A | N/A
0 |  | 134 | AMC Enhancements | FALSE | Replacement Expenditure | Digital Infrastructure | Repex | N/A | N/A | DI - SCADA | DI - Safe and Reliable Network | N/A | No | 0% | Safety security & reliability | Program | 0 | 0% | 100% | 0 | 0 | 0 | 0 | 0 | 0 | 0% | 0% | 0% | 0% | 0% | 0% | 0% | 0% | 0% | 0% | 100% | 0% | 0% | 0% | 0% | 0% | 0% | 0% | 0% | 0% | 0% | 0% | 0% | 0% | 0% | 100% | 0% | 0% | 0% | 0% | 0% | 0% | 100% | 0% | 0% | 0% | 0% | 0% | 100% | 100% | 0% | 0% | 0% | 100% | 0% | 0% | 0% | 0% | 0 | 1 | 2 | 341 | N/A | N/A
0 |  | 135 | SCADA Hardware Renewal | FALSE | Replacement Expenditure | Digital Infrastructure | Repex | N/A | N/A | DI - SCADA | DI - Safe and Reliable Network | N/A | No | 0% | Safety security & reliability | Program | 10 | 0% | 100% | 0 | 0 | 0 | 0 | 0 | 0 | 0% | 0% | 0% | 0% | 0% | 0% | 0% | 0% | 100% | 0% | 0% | 0% | 0% | 0% | 0% | 0% | 0% | 0% | 0% | 0% | 0% | 0% | 0% | 0% | 0% | 100% | 0% | 0% | 0% | 0% | 0% | 0% | 100% | 0% | 0% | 0% | 0% | 0% | 100% | 100% | 0% | 100% | 0% | 0% | 0% | 0% | 0% | 0% | 0 | 1 | 2 | 343 | N/A | N/A
0 |  | 136 | FY24-28 SSZ Core Refresh | FALSE | Replacement Expenditure | Digital Infrastructure | Repex | N/A | N/A | DI - Communications systems | DI - Cyber/physical security | N/A | No | 0% | Safety security & reliability | Program | 10 | 0% | 100% | 0 | 0 | 0 | 0 | 0 | 0 | 0% | 0% | 0% | 0% | 0% | 0% | 0% | 0% | 0% | 100% | 0% | 0% | 0% | 0% | 0% | 0% | 0% | 0% | 0% | 0% | 0% | 0% | 0% | 0% | 0% | 100% | 0% | 0% | 0% | 0% | 0% | 0% | 100% | 0% | 0% | 0% | 0% | 0% | 100% | 100% | 0% | 0% | 0% | 0% | 100% | 0% | 0% | 0% | 0 | 1 | 2 | 345 | N/A | N/A
0 |  | 137 | FY24-28 Critical Infrastructure Uplift OT Environment | TRUE | Replacement Expenditure | Digital Infrastructure | Repex | N/A | N/A | DI - SCADA | DI - Cyber/physical security | N/A | No | 0% | Safety security & reliability | Program | 10 | 23.66% | 76.34% | 0.61212 | 2.2541 | 0.70886 | 0 | 0 | 3.5751 | 0% | 0% | 100% | 0% | 0% | 0% | 0% | 0% | 0% | 100% | 0% | 0% | 0% | 0% | 0% | 0% | 0% | 0% | 0% | 0% | 0% | 0% | 0% | 0% | 0% | 100% | 0% | 0% | 0% | 0% | 0% | 0% | 100% | 0% | 0% | 0% | 0% | 0% | 100% | 100% | 0% | 0% | 0% | 0% | 100% | 0% | 0% | 0% | 0 | 1 | 2 | 347 | N/A | N/A
0 |  | 138 | Lismore 415V AC DIst. Replacement | FALSE | Replacement Expenditure | Digital Infrastructure | Repex | N/A | N/A | DI - AC/DC & Auxiliary systems | DI - Safe and Reliable Network | N/A | Yes | 0% | Safety security & reliability | Project | 40 | 0% | 100% | 0 | 0 | 0 | 0 | 0 | 0 | 0% | 0% | 0% | 0% | 0% | 0% | 0% | 0% | 0% | 0% | 100% | 0% | 0% | 0% | 0% | 0% | 0% | 0% | 0% | 0% | 0% | 0% | 0% | 0% | 0% | 100% | 0% | 0% | 0% | 0% | 0% | 0% | 100% | 0% | 0% | 0% | 0% | 0% | 100% | 100% | 0% | 0% | 0% | 0% | 0% | 0% | 100% | 0% | 0 | 1 | 2 | 349 | N/A | N/A
0 |  | 139 | BKH SVC Server Upgrade | TRUE | Replacement Expenditure | Digital Infrastructure | Repex | N/A | N/A | DI - Control systems | DI - Safe and Reliable Network | N/A | No | 0% | Safety security & reliability | Project | 10 | 13.39% | 86.61% | 0.41682 | 0.41682 | 0 | 0 | 0 | 0.83363 | 0% | 100% | 0% | 0% | 0% | 0% | 0% | 0% | 100% | 0% | 0% | 0% | 0% | 0% | 0% | 0% | 0% | 0% | 0% | 0% | 0% | 0% | 0% | 0% | 0% | 100% | 0% | 0% | 0% | 0% | 0% | 0% | 100% | 0% | 0% | 0% | 0% | 0% | 100% | 100% | 0% | 100% | 0% | 0% | 0% | 0% | 0% | 0% | 0 | 1 | 2 | 351 | N/A | N/A
0 |  | 140 | Cable 41 (26F) Bridge Works | FALSE | Replacement Expenditure | Transmission Lines | Repex | N/A | N/A | TL - Underground cables | TL - Safe and Reliable Network | N/A | Yes | 0% | Safety security & reliability | Project | 45 | 24.56% | 75.44% | 0 | 0 | 0 | 0 | 0 | 0 | 0% | 0% | 0% | 0% | 0% | 0% | 100% | 0% | 0% | 0% | 0% | 0% | 0% | 0% | 0% | 0% | 0% | 0% | 0% | 0% | 0% | 0% | 0% | 0% | 0% | 100% | 100% | 0% | 0% | 0% | 0% | 100% | 0% | 0% | 0% | 0% | 0% | 0% | 100% | 0% | 0% | 0% | 0% | 0% | 0% | 0% | 0% | 100% | 0 | 1 | 2 | 353 | N/A | N/A
0 |  | 141 | Line 23 - Vales Point Munmorah Refurb | TRUE | Replacement Expenditure | Transmission Lines | Repex | N/A | N/A | TL - Transmission towers | TL - Safe and Reliable Network | N/A | Yes | 0% | Safety security & reliability | Project | 50 | 10.64% | 89.36% | 9.9935 | 0.52601 | 0 | 0 | 0 | 10.5195 | 0% | 100% | 0% | 0% | 0% | 100% | 0% | 0% | 0% | 0% | 0% | 0% | 0% | 0% | 0% | 0% | 0% | 0% | 0% | 0% | 0% | 0% | 0% | 0% | 0% | 100% | 100% | 0% | 71.96% | 8.216% | 19.82% | 0% | 0% | 0% | 0% | 0% | 0% | 0% | 100% | 0% | 0% | 0% | 0% | 0% | 0% | 0% | 0% | 100% | 0 | 1 | 2 | 355 | N/A | N/A
0 |  | 142 | Line 992 Refurbishment | TRUE | Replacement Expenditure | Transmission Lines | Repex | N/A | N/A | TL - Transmission poles | TL - Safe and Reliable Network | N/A | No | 0% | Safety security & reliability | Program | 50 | 13.8% | 86.2% | 0 | 0.12275 | 5.3981 | 0 | 0 | 5.5208 | 0% | 0% | 100% | 0% | 0% | 100% | 0% | 0% | 0% | 0% | 0% | 0% | 0% | 0% | 0% | 0% | 0% | 0% | 0% | 0% | 0% | 0% | 0% | 0% | 0% | 100% | 100% | 96.04% | 0% | 0.8577% | 3.1% | 0% | 0% | 0% | 0% | 0% | 0% | 0% | 100% | 0% | 0% | 0% | 0% | 0% | 0% | 0% | 0% | 100% | 0 | 1 | 2 | 357 | N/A | N/A
0 |  | 143 | Misc Plant Tools and Test Equip | TRUE | Replacement Expenditure | Substation | Repex | N/A | N/A | Substations - Site Establishment and supporting assets | Substations - Safe and Reliable Network | N/A | No | 0% | Safety security & reliability | Program | 8 | 0% | 100% | 5.275 | 2.151 | 2.028 | 1.151 | 1.14 | 11.745 | 20% | 20% | 20% | 20% | 20% | 0% | 0% | 100% | 0% | 0% | 0% | 0% | 0% | 0% | 0% | 0% | 0% | 0% | 0% | 0% | 0% | 0% | 0% | 0% | 0% | 100% | 0% | 0% | 0% | 0% | 0% | 0% | 100% | 100% | 100% | 0% | 0% | 0% | 0% | 0% | 0% | 0% | 0% | 0% | 0% | 0% | 0% | 100% | 0 | 1 | 2 | 359 | N/A | N/A
0 |  | 144 | Increase capacity for generation in the Molong to Parkes area | TRUE | Augmentation Expenditure | Augmentations | Augex | Economic Benefits | N/A | N/A | N/A | N/A | No | 0% | Energy transition | Project | 50 | 20% | 80% | 2.2736 | 3.9947 | 0 | 0 | 0 | 6.2684 | 0% | 100% | 0% | 0% | 0% | 100% | 0% | 0% | 0% | 0% | 0% | 0% | 0% | 0% | 0% | 0% | 0% | 0% | 0% | 0% | 0% | 0% | 0% | 0% | 0% | 100% | 100% | 0% | 0% | 0% | 0% | 0% | 100% | 0% | 0% | 0% | 0% | 0% | 100% | 0% | 0% | 0% | 0% | 0% | 0% | 0% | 0% | 100% | 0 | 1 | 2 | 361 | 6.2684 | 9
0 |  | 145 | Increase capacity for generation in Wagga North area | TRUE | Augmentation Expenditure | Augmentations | Augex | Economic Benefits | N/A | N/A | N/A | N/A | No | 0% | Energy transition | Project | 45.9375 | 20% | 80% | 0.272 | 9.5199 | 0 | 0 | 0 | 9.7919 | 0% | 100% | 0% | 0% | 0% | 60% | 0% | 15% | 5% | 0% | 0% | 0% | 0% | 20% | 0% | 0% | 0% | 0% | 0% | 0% | 0% | 0% | 0% | 0% | 0% | 100% | 60% | 0% | 0% | 0% | 0% | 0% | 100% | 15% | 0% | 0% | 0% | 0% | 100% | 5% | 0% | 0% | 0% | 0% | 0% | 0% | 0% | 100% | 0 | 4 | 8 | 369 | 9.7919 | 7
0 |  | 146 | Supply to Western Sydney Priority Growth area | TRUE | Augmentation Expenditure | Augex - Major Project | Augex | Augex - Major Project | N/A | N/A | N/A | N/A | Yes | 0% | Localised maximum demand growth | Project | 40.3125 | 12% | 88% | c-i-c | c-i-c | c-i-c | c-i-c | c-i-c | c-i-c | 0% | 0% | 0% | 0% | 100% | 15% | 0% | 60% | 5% | 0% | 0% | 0% | 0% | 20% | 0% | 0% | 0% | 0% | 0% | 0% | 0% | 0% | 0% | 0% | 0% | 100% | 15% | 0% | 0% | 0% | 0% | 0% | 100% | 60% | 0% | 0% | 0% | 0% | 100% | 5% | 0% | 0% | 0% | 0% | 0% | 0% | 0% | 100% | 0 | 4 | 8 | 377 | c-i-c | c-i-c
0 |  | 147 | Increase capacity of 132 kV busbars at Wagga Substation | TRUE | Augmentation Expenditure | Augmentations | Augex | Economic Benefits | N/A | N/A | N/A | N/A | No | 0% | Energy transition | Project | 40 | 35% | 65% | 0.40897 | 1.963 | 2.372 | 0.16359 | 0 | 4.9076 | 0% | 0% | 80% | 20% | 0% | 0% | 0% | 100% | 0% | 0% | 0% | 0% | 0% | 0% | 0% | 0% | 0% | 0% | 0% | 0% | 0% | 0% | 0% | 0% | 0% | 100% | 0% | 0% | 0% | 0% | 0% | 0% | 100% | 100% | 0% | 0% | 0% | 0% | 100% | 0% | 0% | 0% | 0% | 0% | 0% | 0% | 0% | 100% | 0 | 1 | 2 | 379 | 4.9076 | 10
0 |  | 148 | Supply to Sydney West Area | TRUE | Augmentation Expenditure | Augmentations | Augex | Demand | N/A | N/A | N/A | N/A | No | 0% | Localised maximum demand growth | Project | 38.75 | 12% | 88% | 16.1192 | 0.46858 | 0 | 0 | 0 | 16.5878 | 0% | 100% | 0% | 0% | 0% | 0% | 0% | 95% | 5% | 0% | 0% | 0% | 0% | 0% | 0% | 0% | 0% | 0% | 0% | 0% | 0% | 0% | 0% | 0% | 0% | 100% | 0% | 0% | 0% | 0% | 0% | 0% | 100% | 95% | 0% | 0% | 0% | 0% | 100% | 5% | 0% | 0% | 0% | 0% | 0% | 0% | 0% | 100% | 0 | 2 | 4 | 383 | 16.5878 | 5
0 |  | 149 | Maintain quality of supply in ACT | FALSE | Augmentation Expenditure | Augmentations | Augex | Compliance | N/A | N/A | N/A | N/A | No | 0% | Safety security & reliability | Project | 38.75 | 16% | 84% | 0 | 0 | 0 | 0 | 0 | 0 | 0% | 0% | 0% | 100% | 0% | 0% | 0% | 95% | 5% | 0% | 0% | 0% | 0% | 0% | 0% | 0% | 0% | 0% | 0% | 0% | 0% | 0% | 0% | 0% | 0% | 100% | 0% | 0% | 0% | 0% | 0% | 0% | 100% | 95% | 0% | 0% | 0% | 0% | 100% | 5% | 0% | 0% | 0% | 0% | 0% | 0% | 0% | 100% | 0 | 2 | 4 | 387 | 0 | 14
0 |  | 150 | Improve voltage control in Southern NSW area | TRUE | Augmentation Expenditure | Augmentations | Augex | Compliance | N/A | N/A | N/A | N/A | No | 0% | Energy transition | Project | 38.75 | 10% | 90% | 0.83399 | 1.8929 | 17.0358 | 0.17804 | 0 | 19.9407 | 0% | 0% | 50% | 50% | 0% | 0% | 0% | 95% | 5% | 0% | 0% | 0% | 0% | 0% | 0% | 0% | 0% | 0% | 0% | 0% | 0% | 0% | 0% | 0% | 0% | 100% | 0% | 0% | 0% | 0% | 0% | 0% | 100% | 95% | 0% | 0% | 0% | 0% | 100% | 5% | 0% | 0% | 0% | 0% | 0% | 0% | 0% | 100% | 0 | 2 | 4 | 391 | 19.9407 | 3
0 |  | 151 | Improve operational response to busbar trips | FALSE | Augmentation Expenditure | Augmentations | Augex | Economic Benefits | N/A | N/A | N/A | N/A | Yes | 0% | Safety security & reliability | Project | 15 | 28% | 72% | 0 | 0 | 0 | 0 | 0 | 0 | 0% | 0% | 0% | 100% | 0% | 0% | 0% | 0% | 100% | 0% | 0% | 0% | 0% | 0% | 0% | 0% | 0% | 0% | 0% | 0% | 0% | 0% | 0% | 0% | 0% | 100% | 0% | 0% | 0% | 0% | 0% | 0% | 100% | 0% | 0% | 0% | 0% | 0% | 100% | 100% | 0% | 0% | 0% | 0% | 0% | 0% | 0% | 100% | 0 | 1 | 2 | 393 | 0 | 15
0 |  | 152 | Maintain Voltage in Greater Sydney area | TRUE | Augmentation Expenditure | Augmentations | Augex | Compliance | N/A | N/A | N/A | N/A | No | 0% | Energy transition | Project | 38.75 | 16% | 84% | 1.1012 | 7.221 | 0.23468 | 0 | 0 | 8.5569 | 0% | 0% | 100% | 0% | 0% | 0% | 0% | 95% | 5% | 0% | 0% | 0% | 0% | 0% | 0% | 0% | 0% | 0% | 0% | 0% | 0% | 0% | 0% | 0% | 0% | 100% | 0% | 0% | 0% | 0% | 0% | 0% | 100% | 95% | 0% | 0% | 0% | 0% | 100% | 5% | 0% | 0% | 0% | 0% | 0% | 0% | 0% | 100% | 0 | 2 | 4 | 397 | 8.5569 | 8
0 |  | 153 | Manage multiple contingencies in North West NSW area | TRUE | Augmentation Expenditure | Augmentations | Augex | Economic Benefits | N/A | N/A | N/A | N/A | Yes | 0% | Safety security & reliability | Project | 14 | 20% | 80% | 0 | 0 | 0 | 0 | 0 | 0 | 0% | 0% | 100% | 0% | 0% | 0% | 0% | 0% | 80% | 20% | 0% | 0% | 0% | 0% | 0% | 0% | 0% | 0% | 0% | 0% | 0% | 0% | 0% | 0% | 0% | 100% | 0% | 0% | 0% | 0% | 0% | 0% | 100% | 0% | 0% | 0% | 0% | 0% | 100% | 100% | 0% | 0% | 0% | 0% | 0% | 0% | 0% | 100% | 0 | 2 | 4 | 401 | 0 | 16
0 |  | 154 | Manage multiple contingencies in Sydney Northwest area | TRUE | Augmentation Expenditure | Augmentations | Augex | Economic Benefits | N/A | N/A | N/A | N/A | Yes | 0% | Safety security & reliability | Project | 14 | 20% | 80% | 0 | 0 | 0 | 0 | 0 | 0 | 0% | 0% | 0% | 0% | 90% | 0% | 0% | 0% | 80% | 20% | 0% | 0% | 0% | 0% | 0% | 0% | 0% | 0% | 0% | 0% | 0% | 0% | 0% | 0% | 0% | 100% | 0% | 0% | 0% | 0% | 0% | 0% | 100% | 0% | 0% | 0% | 0% | 0% | 100% | 100% | 0% | 0% | 0% | 0% | 0% | 0% | 0% | 100% | 0 | 2 | 4 | 405 | 0 | 17
0 |  | 155 | Manage multiple contingencies in the Bayswater to Sydney area | TRUE | Augmentation Expenditure | Augmentations | Augex | Economic Benefits | N/A | N/A | N/A | N/A | Yes | 0% | Safety security & reliability | Project | 14 | 20% | 80% | 0 | 0 | 0 | 0 | 0 | 0 | 0% | 0% | 0% | 100% | 0% | 0% | 0% | 0% | 80% | 20% | 0% | 0% | 0% | 0% | 0% | 0% | 0% | 0% | 0% | 0% | 0% | 0% | 0% | 0% | 0% | 100% | 0% | 0% | 0% | 0% | 0% | 0% | 100% | 0% | 0% | 0% | 0% | 0% | 100% | 100% | 0% | 0% | 0% | 0% | 0% | 0% | 0% | 100% | 0 | 2 | 4 | 409 | 0 | 18
0 |  | 156 | Supply to Strathnairn area (EVOEnergy) | TRUE | Connections | Connections | Augex | Connections | N/A | N/A | N/A | N/A | Yes | 0% | Localised maximum demand growth | Project | 35 | 28% | 72% | c-i-c | c-i-c | c-i-c | c-i-c | c-i-c | c-i-c | 0% | 0% | 0% | 0% | 100% | 0% | 0% | 80% | 20% | 0% | 0% | 0% | 0% | 0% | 0% | 0% | 0% | 0% | 0% | 0% | 0% | 0% | 0% | 0% | 0% | 100% | 0% | 0% | 0% | 0% | 0% | 0% | 100% | 80% | 0% | 0% | 0% | 0% | 100% | 20% | 0% | 0% | 0% | 0% | 0% | 0% | 0% | 100% | 0 | 2 | 4 | 413 | c-i-c | c-i-c
0 |  | 157 | Condition of AusGrid cables 9SA and 92P | TRUE | Connections | Connections | Augex | Connections | N/A | N/A | N/A | N/A | Yes | 0% | Safety security & reliability | Project | 15 | 79% | 21% | c-i-c | c-i-c | c-i-c | c-i-c | c-i-c | c-i-c | 0% | 0% | 0% | 0% | 100% | 0% | 0% | 0% | 100% | 0% | 0% | 0% | 0% | 0% | 0% | 0% | 0% | 0% | 0% | 0% | 0% | 0% | 0% | 0% | 0% | 100% | 0% | 0% | 0% | 0% | 0% | 0% | 100% | 0% | 0% | 0% | 0% | 0% | 100% | 100% | 0% | 0% | 0% | 0% | 0% | 0% | 0% | 100% | 0 | 1 | 2 | 415 | c-i-c | c-i-c
0 |  | 158 | Improve voltage regulation following under frequency load shedding events | FALSE | Augmentation Expenditure | Augmentations | Augex | Compliance | N/A | N/A | N/A | N/A | Yes | 0% | Energy transition | Project | 15 | 58% | 42% | 0 | 0 | 0 | 0 | 0 | 0 | 0% | 25% | 25% | 25% | 25% | 0% | 0% | 0% | 100% | 0% | 0% | 0% | 0% | 0% | 0% | 0% | 0% | 0% | 0% | 0% | 0% | 0% | 0% | 0% | 0% | 100% | 0% | 0% | 0% | 0% | 0% | 0% | 100% | 0% | 0% | 0% | 0% | 0% | 100% | 100% | 0% | 0% | 0% | 0% | 0% | 0% | 0% | 100% | 0 | 1 | 2 | 417 | 0 | 19
0 |  | 159 | Supply to Far West NSW Network | TRUE | Augmentation Expenditure | Augmentations | Augex | Demand | N/A | N/A | N/A | N/A | Yes | 0% | Localised maximum demand growth | Project | 38.75 | 20% | 80% | 0 | 0 | 0 | 0 | 0 | 0 | 0% | 0% | 0% | 0% | 50% | 0% | 0% | 95% | 5% | 0% | 0% | 0% | 0% | 0% | 0% | 0% | 0% | 0% | 0% | 0% | 0% | 0% | 0% | 0% | 0% | 100% | 0% | 0% | 0% | 0% | 0% | 0% | 100% | 95% | 0% | 0% | 0% | 0% | 100% | 5% | 0% | 0% | 0% | 0% | 0% | 0% | 0% | 100% | 0 | 2 | 4 | 421 | 0 | 20
0 |  | 160 | Strategic property acquisition for Western Sydney Priority Growth Area | TRUE | Augmentation Expenditure | Augmentations | Augex | Strategic Property | N/A | N/A | N/A | N/A | No | 0% | Localised maximum demand growth | Project | N/A | 10% | 90% | c-i-c | c-i-c | c-i-c | c-i-c | c-i-c | c-i-c | 100% | 0% | 0% | 0% | 0% | 0% | 0% | 0% | 0% | 0% | 0% | 0% | 0% | 100% | 0% | 0% | 0% | 0% | 0% | 0% | 0% | 0% | 0% | 0% | 0% | 100% | 0% | 0% | 0% | 0% | 0% | 0% | 100% | 0% | 0% | 0% | 0% | 0% | 100% | 0% | 0% | 0% | 0% | 0% | 0% | 0% | 0% | 100% | 0 | 1 | 2 | 423 | c-i-c | c-i-c
0 |  | 161 | Maintain Voltage in the Vineyard Area | TRUE | Augmentation Expenditure | Augmentations | Augex | Demand | N/A | N/A | N/A | N/A | No | 0% | Localised maximum demand growth | Project | 38.75 | 12% | 88% | 5.6957 | 29.9722 | 0.84034 | 0 | 0 | 36.5082 | 0% | 0% | 100% | 0% | 0% | 0% | 0% | 95% | 5% | 0% | 0% | 0% | 0% | 0% | 0% | 0% | 0% | 0% | 0% | 0% | 0% | 0% | 0% | 0% | 0% | 100% | 0% | 0% | 0% | 0% | 0% | 0% | 100% | 95% | 0% | 0% | 0% | 0% | 100% | 5% | 0% | 0% | 0% | 0% | 0% | 0% | 0% | 100% | 0 | 2 | 4 | 427 | 36.5082 | 2
0 |  | 162 | Voltage control under light load conditions | TRUE | Augmentation Expenditure | Augmentations | Augex | Compliance | N/A | N/A | N/A | N/A | No | 0% | Energy transition | Project | 38.75 | 17% | 83% | 2.6243 | 1.9094 | 0 | 0 | 0 | 4.5337 | 0% | 100% | 0% | 0% | 0% | 0% | 0% | 95% | 5% | 0% | 0% | 0% | 0% | 0% | 0% | 0% | 0% | 0% | 0% | 0% | 0% | 0% | 0% | 0% | 0% | 100% | 0% | 0% | 0% | 0% | 0% | 0% | 100% | 95% | 0% | 0% | 0% | 0% | 100% | 5% | 0% | 0% | 0% | 0% | 0% | 0% | 0% | 100% | 0 | 2 | 4 | 431 | 4.5337 | 11
0 |  | 163 | Maintain voltage in Beryl area | TRUE | Augmentation Expenditure | Augmentations | Augex | Demand | N/A | N/A | N/A | N/A | Yes | 0% | Localised maximum demand growth | Project | 40 | 12% | 88% | 0 | 1.3364 | 6.3455 | 12.1911 | 0 | 19.873 | 0% | 0% | 100% | 0% | 0% | 0% | 0% | 100% | 0% | 0% | 0% | 0% | 0% | 0% | 0% | 0% | 0% | 0% | 0% | 0% | 0% | 0% | 0% | 0% | 0% | 100% | 0% | 0% | 0% | 0% | 0% | 0% | 100% | 100% | 0% | 0% | 0% | 0% | 100% | 0% | 0% | 0% | 0% | 0% | 0% | 0% | 0% | 100% | 0 | 1 | 2 | 433 | 19.873 | 4
0 |  | 164 | Maintain voltage in Alpine area | TRUE | Augmentation Expenditure | Augmentations | Augex | Compliance | N/A | N/A | N/A | N/A | No | 0% | Localised maximum demand growth | Project | 38.75 | 12% | 88% | 0 | 0 | 0 | 0 | 0 | 0 | 0% | 0% | 0% | 0% | 5% | 0% | 0% | 95% | 5% | 0% | 0% | 0% | 0% | 0% | 0% | 0% | 0% | 0% | 0% | 0% | 0% | 0% | 0% | 0% | 0% | 100% | 0% | 0% | 0% | 0% | 0% | 0% | 100% | 95% | 0% | 0% | 0% | 0% | 100% | 5% | 0% | 0% | 0% | 0% | 0% | 0% | 0% | 100% | 0 | 2 | 4 | 437 | 0 | 21
0 |  | 165 | Application Maintenance | TRUE | Non-network - ICT | Information Technology | ICT | N/A | N/A | N/A | N/A | N/A | No | 0% | Safety security & reliability | Program | 5 | 60% | 40% | 4.8044 | 3.2861 | 2.4404 | 0.67186 | 3.2861 | 14.4889 | 15% | 20% | 10% | 30% | 25% | 0% | 0% | 0% | 0% | 0% | 70% | 0% | 0% | 0% | 0% | 0% | 0% | 0% | 0% | 0% | 0% | 0% | 0% | 0% | 30% | 100% | 0% | 0% | 0% | 0% | 0% | 0% | 100% | 0% | 0% | 0% | 0% | 0% | 100% | 70% | 0% | 0% | 0% | 0% | 0% | 0% | 0% | 100% | 0 | 2 | 4 | 441 | N/A | N/A
0 |  | 166 | Bespoke Applications | TRUE | Non-network - ICT | Information Technology | ICT | N/A | N/A | N/A | N/A | N/A | No | 0% | Safety security & reliability | Program | 5 | 70% | 30% | 3.2216 | 3.4081 | 4.3102 | 2.1701 | 0.73086 | 13.8408 | 40% | 30% | 20% | 10% | 0% | 0% | 0% | 0% | 0% | 0% | 0% | 0% | 0% | 0% | 0% | 0% | 0% | 0% | 0% | 0% | 0% | 0% | 0% | 0% | 100% | 100% | 0% | 0% | 0% | 0% | 0% | 0% | 100% | 0% | 0% | 0% | 0% | 0% | 100% | 0% | 0% | 0% | 0% | 0% | 0% | 0% | 0% | 100% | 0 | 1 | 2 | 443 | N/A | N/A
0 |  | 167 | Customer Safety and Support | TRUE | Non-network - ICT | Information Technology | ICT | N/A | N/A | N/A | N/A | N/A | No | 0% | Safety security & reliability | Program | 5 | 60% | 40% | 0.55469 | 0.22596 | 0 | 0 | 0 | 0.78064 | 65% | 20% | 15% | 0% | 0% | 0% | 0% | 0% | 0% | 0% | 100% | 0% | 0% | 0% | 0% | 0% | 0% | 0% | 0% | 0% | 0% | 0% | 0% | 0% | 0% | 100% | 0% | 0% | 0% | 0% | 0% | 0% | 100% | 0% | 0% | 0% | 0% | 0% | 100% | 100% | 0% | 0% | 0% | 0% | 0% | 0% | 0% | 100% | 0 | 1 | 2 | 445 | N/A | N/A
0 |  | 168 | Cyber Security | TRUE | Non-network - ICT | Security/Compliance | ICT | N/A | N/A | N/A | N/A | Pervasive Security | No | 0% | Safety security & reliability | Program | 5 | 60% | 40% | c-i-c | c-i-c | c-i-c | c-i-c | c-i-c | 9.4306 | 45% | 45% | 10% | 0% | 0% | 0% | 0% | 0% | 0% | 0% | 100% | 0% | 0% | 0% | 0% | 0% | 0% | 0% | 0% | 0% | 0% | 0% | 0% | 0% | 0% | 100% | 0% | 0% | 0% | 0% | 0% | 0% | 100% | 0% | 0% | 0% | 0% | 0% | 100% | 100% | 0% | 0% | 0% | 0% | 0% | 0% | 0% | 100% | 0 | 1 | 2 | 447 | N/A | N/A
0 |  | 169 | Data and Decisioning | TRUE | Non-network - ICT | Information Technology | ICT | N/A | N/A | N/A | N/A | Enterprise Analytics Platform | No | 0% | Safety security & reliability | Program | 5 | 80% | 20% | 2.2152 | 1.9038 | 0.91662 | 0 | 0 | 5.0356 | 55% | 45% | 0% | 0% | 0% | 0% | 0% | 0% | 0% | 0% | 100% | 0% | 0% | 0% | 0% | 0% | 0% | 0% | 0% | 0% | 0% | 0% | 0% | 0% | 0% | 100% | 0% | 0% | 0% | 0% | 0% | 0% | 100% | 0% | 0% | 0% | 0% | 0% | 100% | 100% | 0% | 0% | 0% | 0% | 0% | 0% | 0% | 100% | 0 | 1 | 2 | 449 | N/A | N/A
0 |  | 170 | Employee Enablement | TRUE | Non-network - ICT | Information Technology | ICT | N/A | N/A | N/A | N/A | N/A | No | 0% | Safety security & reliability | Program | 5 | 60% | 40% | 3.9779 | 1.275 | 1.9684 | 1.2507 | 1.2507 | 9.7228 | 20% | 20% | 20% | 20% | 20% | 0% | 0% | 0% | 0% | 0% | 0% | 0% | 0% | 0% | 0% | 0% | 0% | 0% | 0% | 0% | 0% | 0% | 0% | 0% | 100% | 100% | 0% | 0% | 0% | 0% | 0% | 0% | 100% | 0% | 0% | 0% | 0% | 0% | 100% | 0% | 0% | 0% | 0% | 0% | 0% | 0% | 0% | 100% | 0 | 1 | 2 | 451 | N/A | N/A
0 |  | 171 | Infrastructure and Network | TRUE | Non-network - ICT | Information Technology | ICT | N/A | N/A | N/A | N/A | N/A | No | 0% | Safety security & reliability | Program | 5 | 60% | 40% | c-i-c | c-i-c | c-i-c | c-i-c | c-i-c | 14.1061 | 40% | 10% | 25% | 25% | 0% | 0% | 0% | 0% | 0% | 0% | 0% | 0% | 0% | 0% | 0% | 0% | 0% | 0% | 0% | 0% | 0% | 0% | 0% | 0% | 100% | 100% | 0% | 0% | 0% | 0% | 0% | 0% | 100% | 0% | 0% | 0% | 0% | 0% | 100% | 0% | 0% | 0% | 0% | 0% | 0% | 0% | 0% | 100% | 0 | 1 | 2 | 453 | N/A | N/A
0 |  | 172 | Operational Evolution | TRUE | Non-network - ICT | Information Technology | ICT | N/A | N/A | N/A | N/A | N/A | No | 0% | Safety security & reliability | Program | 5 | 80% | 20% | 0.61185 | 0.27126 | 0.1722 | 0.48079 | 0 | 1.5361 | 45% | 30% | 15% | 10% | 0% | 0% | 0% | 0% | 0% | 0% | 100% | 0% | 0% | 0% | 0% | 0% | 0% | 0% | 0% | 0% | 0% | 0% | 0% | 0% | 0% | 100% | 0% | 0% | 0% | 0% | 0% | 0% | 100% | 0% | 0% | 0% | 0% | 0% | 100% | 100% | 0% | 0% | 0% | 0% | 0% | 0% | 0% | 100% | 0 | 1 | 2 | 455 | N/A | N/A
0 |  | 173 | Agricultural | FALSE | Non-network - Other | Fleet | Fleet & Property | N/A | Agricultural | N/A | N/A | N/A | No | 0% | Safety security & reliability | Program | 8 | 0% | 100% | 0 | 0 | 0 | 0 | 0 | 0 | 20% | 20% | 20% | 20% | 20% | 0% | 0% | 0% | 0% | 0% | 0% | 100% | 0% | 0% | 0% | 0% | 0% | 0% | 0% | 0% | 0% | 0% | 0% | 0% | 0% | 100% | 0% | 0% | 0% | 0% | 0% | 0% | 100% | 0% | 0% | 0% | 0% | 0% | 100% | 0% | 0% | 0% | 0% | 0% | 0% | 0% | 0% | 100% | 0 | 1 | 2 | 457 | N/A | N/A
0 |  | 174 | Excavation | TRUE | Non-network - Other | Fleet | Fleet & Property | N/A | Excavation | N/A | N/A | N/A | No | 0% | Safety security & reliability | Program | 8 | 0% | 100% | 0 | 0 | 0.19 | 0 | 0.075 | 0.265 | 20% | 20% | 20% | 20% | 20% | 0% | 0% | 0% | 0% | 0% | 0% | 100% | 0% | 0% | 0% | 0% | 0% | 0% | 0% | 0% | 0% | 0% | 0% | 0% | 0% | 100% | 0% | 0% | 0% | 0% | 0% | 0% | 100% | 0% | 0% | 0% | 0% | 0% | 100% | 0% | 0% | 0% | 0% | 0% | 0% | 0% | 0% | 100% | 0 | 1 | 2 | 459 | N/A | N/A
0 |  | 175 | Heavy Commercial | TRUE | Non-network - Other | Fleet | Fleet & Property | N/A | Heavy Commercial | N/A | N/A | N/A | No | 0% | Safety security & reliability | Program | 8 | 0% | 100% | 0.62 | 0.27 | 0.415 | 1.255 | 0.52 | 3.08 | 20% | 20% | 20% | 20% | 20% | 0% | 0% | 0% | 0% | 0% | 0% | 100% | 0% | 0% | 0% | 0% | 0% | 0% | 0% | 0% | 0% | 0% | 0% | 0% | 0% | 100% | 0% | 0% | 0% | 0% | 0% | 0% | 100% | 0% | 0% | 0% | 0% | 0% | 100% | 0% | 0% | 0% | 0% | 0% | 0% | 0% | 0% | 100% | 0 | 1 | 2 | 461 | N/A | N/A
0 |  | 176 | Light Commercial | TRUE | Non-network - Other | Fleet | Fleet & Property | N/A | Light Commercial | N/A | N/A | N/A | No | 0% | Safety security & reliability | Program | 8 | 0% | 100% | 6.27 | 6.585 | 6.216 | 6.215 | 5.672 | 30.958 | 20% | 20% | 20% | 20% | 20% | 0% | 0% | 0% | 0% | 0% | 0% | 100% | 0% | 0% | 0% | 0% | 0% | 0% | 0% | 0% | 0% | 0% | 0% | 0% | 0% | 100% | 0% | 0% | 0% | 0% | 0% | 0% | 100% | 0% | 0% | 0% | 0% | 0% | 100% | 0% | 0% | 0% | 0% | 0% | 0% | 0% | 0% | 100% | 0 | 1 | 2 | 463 | N/A | N/A
0 |  | 177 | Material Handling | TRUE | Non-network - Other | Fleet | Fleet & Property | N/A | Material Handling | N/A | N/A | N/A | No | 0% | Safety security & reliability | Program | 8 | 0% | 100% | 0.675 | 1.1 | 1.1 | 1.15 | 1.05 | 5.075 | 20% | 20% | 20% | 20% | 20% | 0% | 0% | 0% | 0% | 0% | 0% | 100% | 0% | 0% | 0% | 0% | 0% | 0% | 0% | 0% | 0% | 0% | 0% | 0% | 0% | 100% | 0% | 0% | 0% | 0% | 0% | 0% | 100% | 0% | 0% | 0% | 0% | 0% | 100% | 0% | 0% | 0% | 0% | 0% | 0% | 0% | 0% | 100% | 0 | 1 | 2 | 465 | N/A | N/A
0 |  | 178 | Motorcycle/ATV | TRUE | Non-network - Other | Fleet | Fleet & Property | N/A | Motorcycle/ATV | N/A | N/A | N/A | No | 0% | Safety security & reliability | Program | 8 | 0% | 100% | 0.273 | 0.021 | 0.168 | 0.147 | 0 | 0.609 | 20% | 20% | 20% | 20% | 20% | 0% | 0% | 0% | 0% | 0% | 0% | 100% | 0% | 0% | 0% | 0% | 0% | 0% | 0% | 0% | 0% | 0% | 0% | 0% | 0% | 100% | 0% | 0% | 0% | 0% | 0% | 0% | 100% | 0% | 0% | 0% | 0% | 0% | 100% | 0% | 0% | 0% | 0% | 0% | 0% | 0% | 0% | 100% | 0 | 1 | 2 | 467 | N/A | N/A
0 |  | 179 | Other | TRUE | Non-network - Other | Fleet | Fleet & Property | N/A | Other Fleet | N/A | N/A | N/A | No | 0% | Safety security & reliability | Program | 8 | 0% | 100% | 0 | 0.04 | 0 | 0 | 0.285 | 0.325 | 20% | 20% | 20% | 20% | 20% | 0% | 0% | 0% | 0% | 0% | 0% | 100% | 0% | 0% | 0% | 0% | 0% | 0% | 0% | 0% | 0% | 0% | 0% | 0% | 0% | 100% | 0% | 0% | 0% | 0% | 0% | 0% | 100% | 0% | 0% | 0% | 0% | 0% | 100% | 0% | 0% | 0% | 0% | 0% | 0% | 0% | 0% | 100% | 0 | 1 | 2 | 469 | N/A | N/A
0 |  | 180 | Passenger | TRUE | Non-network - Other | Fleet | Fleet & Property | N/A | Passenger | N/A | N/A | N/A | No | 0% | Safety security & reliability | Program | 8 | 0% | 100% | 0.50135 | 0.41567 | 0.495 | 0.4474 | 0.495 | 2.3544 | 20% | 20% | 20% | 20% | 20% | 0% | 0% | 0% | 0% | 0% | 0% | 100% | 0% | 0% | 0% | 0% | 0% | 0% | 0% | 0% | 0% | 0% | 0% | 0% | 0% | 100% | 0% | 0% | 0% | 0% | 0% | 0% | 100% | 0% | 0% | 0% | 0% | 0% | 100% | 0% | 0% | 0% | 0% | 0% | 0% | 0% | 0% | 100% | 0 | 1 | 2 | 471 | N/A | N/A
0 |  | 181 | Plant | TRUE | Non-network - Other | Fleet | Fleet & Property | N/A | Plant | N/A | N/A | N/A | No | 0% | Safety security & reliability | Program | 8 | 0% | 100% | 0.015 | 0.165 | 0 | 0 | 0.03 | 0.21 | 20% | 20% | 20% | 20% | 20% | 0% | 0% | 0% | 0% | 0% | 0% | 100% | 0% | 0% | 0% | 0% | 0% | 0% | 0% | 0% | 0% | 0% | 0% | 0% | 0% | 100% | 0% | 0% | 0% | 0% | 0% | 0% | 100% | 0% | 0% | 0% | 0% | 0% | 100% | 0% | 0% | 0% | 0% | 0% | 0% | 0% | 0% | 100% | 0 | 1 | 2 | 473 | N/A | N/A
0 |  | 182 | Trailer | TRUE | Non-network - Other | Fleet | Fleet & Property | N/A | Trailer | N/A | N/A | N/A | No | 0% | Safety security & reliability | Program | 8 | 0% | 100% | 0.162 | 0.54 | 0.388 | 0.217 | 0.735 | 2.042 | 20% | 20% | 20% | 20% | 20% | 0% | 0% | 0% | 0% | 0% | 0% | 100% | 0% | 0% | 0% | 0% | 0% | 0% | 0% | 0% | 0% | 0% | 0% | 0% | 0% | 100% | 0% | 0% | 0% | 0% | 0% | 0% | 100% | 0% | 0% | 0% | 0% | 0% | 100% | 0% | 0% | 0% | 0% | 0% | 0% | 0% | 0% | 100% | 0 | 1 | 2 | 475 | N/A | N/A
0 |  | 183 | Tracking units | FALSE | Non-network - Other | Fleet | Fleet & Property | N/A | Tracking units | N/A | N/A | N/A | No | 0% | Safety security & reliability | Program | 8 | 0% | 100% | 0 | 0 | 0 | 0 | 0 | 0 | 20% | 20% | 20% | 20% | 20% | 0% | 0% | 0% | 0% | 0% | 0% | 100% | 0% | 0% | 0% | 0% | 0% | 0% | 0% | 0% | 0% | 0% | 0% | 0% | 0% | 100% | 0% | 0% | 0% | 0% | 0% | 0% | 100% | 0% | 0% | 0% | 0% | 0% | 100% | 0% | 0% | 0% | 0% | 0% | 0% | 0% | 0% | 100% | 0 | 1 | 2 | 477 | N/A | N/A
0 |  | 184 | Deferred p2-3 works for FY22-23 | FALSE | Non-network - Other | Property | Fleet & Property | N/A | Other Property | N/A | N/A | N/A | No | 0% | Safety security & reliability | Project | 40 | 20% | 80% | 0 | 0 | 0 | 0 | 0 | 0 | 20% | 20% | 20% | 20% | 20% | 0% | 0% | 0% | 0% | 0% | 0% | 0% | 0% | 0% | 0% | 0% | 0% | 0% | 0% | 0% | 0% | 0% | 0% | 100% | 0% | 100% | 0% | 0% | 0% | 0% | 0% | 0% | 100% | 0% | 0% | 0% | 0% | 0% | 100% | 0% | 0% | 0% | 0% | 0% | 0% | 0% | 0% | 100% | 0 | 1 | 2 | 479 | N/A | N/A
0 |  | 185 | 180 Thomas Street - Ultimo drainage project | FALSE | Non-network - Other | Property | Fleet & Property | N/A | Haymarket Office | N/A | N/A | N/A | No | 0% | Safety security & reliability | Project | 40 | 20% | 80% | 0 | 0 | 0 | 0 | 0 | 0 | 20% | 20% | 20% | 20% | 20% | 0% | 0% | 0% | 0% | 0% | 0% | 0% | 0% | 0% | 0% | 0% | 0% | 0% | 0% | 0% | 0% | 0% | 0% | 100% | 0% | 100% | 0% | 0% | 0% | 0% | 0% | 0% | 100% | 0% | 0% | 0% | 0% | 0% | 100% | 0% | 0% | 0% | 0% | 0% | 0% | 0% | 0% | 100% | 0 | 1 | 2 | 481 | N/A | N/A
0 |  | 186 | Yass Old System Control Block demolition | FALSE | Non-network - Other | Property | Fleet & Property | N/A | Yass Depot | N/A | N/A | N/A | No | 0% | Safety security & reliability | Project | 40 | 20% | 80% | 0 | 0 | 0 | 0 | 0 | 0 | 20% | 20% | 20% | 20% | 20% | 0% | 0% | 0% | 0% | 0% | 0% | 0% | 0% | 0% | 0% | 0% | 0% | 0% | 0% | 0% | 0% | 0% | 0% | 100% | 0% | 100% | 0% | 0% | 0% | 0% | 0% | 0% | 100% | 0% | 0% | 0% | 0% | 0% | 100% | 0% | 0% | 0% | 0% | 0% | 0% | 0% | 0% | 100% | 0 | 1 | 2 | 483 | N/A | N/A
0 |  | 187 | Ultimo Prescribed 2020 Audit Recommended Cap Works - reviewed and prioritised | TRUE | Non-network - Other | Property | Fleet & Property | N/A | Haymarket Office | N/A | N/A | N/A | No | 0% | Safety security & reliability | Program | 40 | 8% | 92% | 0.008 | 0.042 | 0.078 | 0.042 | 0.023 | 0.193 | 20% | 20% | 20% | 20% | 20% | 0% | 0% | 0% | 0% | 0% | 0% | 0% | 0% | 0% | 0% | 0% | 0% | 0% | 0% | 0% | 0% | 0% | 0% | 100% | 0% | 100% | 0% | 0% | 0% | 0% | 0% | 0% | 100% | 0% | 0% | 0% | 0% | 0% | 100% | 0% | 0% | 0% | 0% | 0% | 0% | 0% | 0% | 100% | 0 | 1 | 2 | 485 | N/A | N/A
0 |  | 188 | Wallgrove 2020 Audit Recommended Cap Works - reviewed and prioritised | TRUE | Non-network - Other | Property | Fleet & Property | N/A | Wallgrove Depot | N/A | N/A | N/A | No | 0% | Safety security & reliability | Program | 40 | 7.5% | 92.5% | 0.17781 | 3.4912 | 0.28037 | 1.4499 | 0.10016 | 5.4994 | 20% | 20% | 20% | 20% | 20% | 0% | 0% | 0% | 0% | 0% | 0% | 0% | 0% | 0% | 0% | 0% | 0% | 0% | 0% | 0% | 0% | 0% | 0% | 100% | 0% | 100% | 0% | 0% | 0% | 0% | 0% | 0% | 100% | 0% | 0% | 0% | 0% | 0% | 100% | 0% | 0% | 0% | 0% | 0% | 0% | 0% | 0% | 100% | 0 | 1 | 2 | 487 | N/A | N/A
0 |  | 189 | Waratah 2020 Audit Recommended Cap Works - reviewed and prioritised | TRUE | Non-network - Other | Property | Fleet & Property | N/A | Waratah West Depot | N/A | N/A | N/A | No | 0% | Safety security & reliability | Program | 40 | 7.5% | 92.5% | 4.1818 | 0.3195 | 0.904 | 0.42811 | 1.5251 | 7.3585 | 20% | 20% | 20% | 20% | 20% | 0% | 0% | 0% | 0% | 0% | 0% | 0% | 0% | 0% | 0% | 0% | 0% | 0% | 0% | 0% | 0% | 0% | 0% | 100% | 0% | 100% | 0% | 0% | 0% | 0% | 0% | 0% | 100% | 0% | 0% | 0% | 0% | 0% | 100% | 0% | 0% | 0% | 0% | 0% | 0% | 0% | 0% | 100% | 0 | 1 | 2 | 489 | N/A | N/A
0 |  | 190 | Orange 2020 Audit Recommended Cap Works - reviewed and prioritised | TRUE | Non-network - Other | Property | Fleet & Property | N/A | Orange Depot | N/A | N/A | N/A | No | 0% | Safety security & reliability | Program | 40 | 7.5% | 92.5% | 0.11234 | 0 | 0.078641 | 0.41755 | 1.0213 | 1.6298 | 20% | 20% | 20% | 20% | 20% | 0% | 0% | 0% | 0% | 0% | 0% | 0% | 0% | 0% | 0% | 0% | 0% | 0% | 0% | 0% | 0% | 0% | 0% | 100% | 0% | 100% | 0% | 0% | 0% | 0% | 0% | 0% | 100% | 0% | 0% | 0% | 0% | 0% | 100% | 0% | 0% | 0% | 0% | 0% | 0% | 0% | 0% | 100% | 0 | 1 | 2 | 491 | N/A | N/A
0 |  | 191 | Tamworth 2020 Audit Recommended Cap Works - reviewed and prioritised | TRUE | Non-network - Other | Property | Fleet & Property | N/A | Tamworth Depot | N/A | N/A | N/A | No | 0% | Safety security & reliability | Program | 40 | 7.5% | 92.5% | 0.014035 | 0.0052235 | 0.018714 | 0.017778 | 0.032749 | 0.0885 | 20% | 20% | 20% | 20% | 20% | 0% | 0% | 0% | 0% | 0% | 0% | 0% | 0% | 0% | 0% | 0% | 0% | 0% | 0% | 0% | 0% | 0% | 0% | 100% | 0% | 100% | 0% | 0% | 0% | 0% | 0% | 0% | 100% | 0% | 0% | 0% | 0% | 0% | 100% | 0% | 0% | 0% | 0% | 0% | 0% | 0% | 0% | 100% | 0 | 1 | 2 | 493 | N/A | N/A
0 |  | 192 | Yass 2020 Audit Recommended Cap Works - reviewed and prioritised | TRUE | Non-network - Other | Property | Fleet & Property | N/A | Yass Depot | N/A | N/A | N/A | No | 0% | Safety security & reliability | Program | 40 | 7.5% | 92.5% | 0.37843 | 0.34886 | 0.23402 | 0.9286 | 0.071143 | 1.9611 | 20% | 20% | 20% | 20% | 20% | 0% | 0% | 0% | 0% | 0% | 0% | 0% | 0% | 0% | 0% | 0% | 0% | 0% | 0% | 0% | 0% | 0% | 0% | 100% | 0% | 100% | 0% | 0% | 0% | 0% | 0% | 0% | 100% | 0% | 0% | 0% | 0% | 0% | 100% | 0% | 0% | 0% | 0% | 0% | 0% | 0% | 0% | 100% | 0 | 1 | 2 | 495 | N/A | N/A
0 |  | 193 | Wagga 2020 Audit Recommended Cap Works - reviewed and prioritised | TRUE | Non-network - Other | Property | Fleet & Property | N/A | Wagga Depot | N/A | N/A | N/A | No | 0% | Safety security & reliability | Program | 40 | 7.5% | 92.5% | 0 | 0.16323 | 1.9694 | 0.30768 | 0 | 2.4403 | 20% | 20% | 20% | 20% | 20% | 0% | 0% | 0% | 0% | 0% | 0% | 0% | 0% | 0% | 0% | 0% | 0% | 0% | 0% | 0% | 0% | 0% | 0% | 100% | 0% | 100% | 0% | 0% | 0% | 0% | 0% | 0% | 100% | 0% | 0% | 0% | 0% | 0% | 100% | 0% | 0% | 0% | 0% | 0% | 0% | 0% | 0% | 100% | 0 | 1 | 2 | 497 | N/A | N/A
0 |  | 194 | Property leases | FALSE | Non-network - Other | Property | Fleet & Property | N/A | Other Property | N/A | N/A | N/A | N/A | 0% | N/A | Project | 5 | 0% | 100% | 0.058361 | 0.66635 | 0 | 0.59196 | 2.0923 | 3.409 | 0% | 0% | 0% | 0% | 0% | 0% | 0% | 0% | 0% | 0% | 0% | 0% | 0% | 0% | 0% | 100% | 0% | 0% | 0% | 0% | 0% | 0% | 0% | 0% | 0% | 100% | 0% | 0% | 0% | 0% | 0% | 0% | 100% | 0% | 0% | 0% | 0% | 0% | 100% | 0% | 0% | 0% | 0% | 0% | 0% | 0% | 0% | 100% | 0 | 1 | 2 | 499 | N/A | N/A
0 |  | 195 | [Project Name] | FALSE | [Spare] | [Spare] | [Spare] | N/A | N/A | N/A | N/A | N/A | N/A | 0% | N/A | Project |  | 40% | 60% | 0 | 0 | 0 | 0 | 0 | 0 | 0% | 0% | 0% | 0% | 0% | [20 empty] | 0% | 0% | 0% | 0% | 0% | 0% | 0% | 100% | 0% | 0% | 0% | 0% | 0% | 100% | 0% | 0% | 0% | 0% | 0% | 0% | 0% | 0% | 100% | 0 | 0 | 0 | 499 | N/A | N/A | bar: 1 to 20
0 |  | 196 | [Project Name] | FALSE | [Spare] | [Spare] | [Spare] | N/A | N/A | N/A | N/A | N/A | N/A | 0% | N/A | Project |  | 40% | 60% | 0 | 0 | 0 | 0 | 0 | 0 | 0% | 0% | 0% | 0% | 0% | [20 empty] | 0% | 0% | 0% | 0% | 0% | 0% | 0% | 100% | 0% | 0% | 0% | 0% | 0% | 100% | 0% | 0% | 0% | 0% | 0% | 0% | 0% | 0% | 100% | 0 | 0 | 0 | 499 | N/A | N/A | bar: 1 to 20
0 |  | 197 | [Project Name] | FALSE | [Spare] | [Spare] | [Spare] | N/A | N/A | N/A | N/A | N/A | N/A | 0% | N/A | Project |  | 40% | 60% | 0 | 0 | 0 | 0 | 0 | 0 | 0% | 0% | 0% | 0% | 0% | [20 empty] | 0% | 0% | 0% | 0% | 0% | 0% | 0% | 100% | 0% | 0% | 0% | 0% | 0% | 100% | 0% | 0% | 0% | 0% | 0% | 0% | 0% | 0% | 100% | 0 | 0 | 0 | 499 | N/A | N/A | bar: 1 to 20
0 |  | 198 | [Project Name] | FALSE | [Spare] | [Spare] | [Spare] | N/A | N/A | N/A | N/A | N/A | N/A | 0% | N/A | Project |  | 40% | 60% | 0 | 0 | 0 | 0 | 0 | 0 | 0% | 0% | 0% | 0% | 0% | [20 empty] | 0% | 0% | 0% | 0% | 0% | 0% | 0% | 100% | 0% | 0% | 0% | 0% | 0% | 100% | 0% | 0% | 0% | 0% | 0% | 0% | 0% | 0% | 100% | 0 | 0 | 0 | 499 | N/A | N/A | bar: 1 to 20
0 |  | 199 | [Project Name] | FALSE | [Spare] | [Spare] | [Spare] | N/A | N/A | N/A | N/A | N/A | N/A | 0% | N/A | Project |  | 40% | 60% | 0 | 0 | 0 | 0 | 0 | 0 | 0% | 0% | 0% | 0% | 0% | [20 empty] | 0% | 0% | 0% | 0% | 0% | 0% | 0% | 100% | 0% | 0% | 0% | 0% | 0% | 100% | 0% | 0% | 0% | 0% | 0% | 0% | 0% | 0% | 100% | 0 | 0 | 0 | 499 | N/A | N/A | bar: 1 to 20
0 |  | 200 | [Project Name] | FALSE | [Spare] | [Spare] | [Spare] | N/A | N/A | N/A | N/A | N/A | N/A | 0% | N/A | Project |  | 40% | 60% | 0 | 0 | 0 | 0 | 0 | 0 | 0% | 0% | 0% | 0% | 0% | [20 empty] | 0% | 0% | 0% | 0% | 0% | 0% | 0% | 100% | 0% | 0% | 0% | 0% | 0% | 100% | 0% | 0% | 0% | 0% | 0% | 0% | 0% | 0% | 100% | 0 | 0 | 0 | 499 | N/A | N/A | bar: 1 to 20
0 |  | 201 | [Project Name] | FALSE | [Spare] | [Spare] | [Spare] | N/A | N/A | N/A | N/A | N/A | N/A | 0% | N/A | Project |  | 40% | 60% | 0 | 0 | 0 | 0 | 0 | 0 | 0% | 0% | 0% | 0% | 0% | [20 empty] | 0% | 0% | 0% | 0% | 0% | 0% | 0% | 100% | 0% | 0% | 0% | 0% | 0% | 100% | 0% | 0% | 0% | 0% | 0% | 0% | 0% | 0% | 100% | 0 | 0 | 0 | 499 | N/A | N/A | bar: 1 to 20
0 |  | 202 | [Project Name] | FALSE | [Spare] | [Spare] | [Spare] | N/A | N/A | N/A | N/A | N/A | N/A | 0% | N/A | Project |  | 40% | 60% | 0 | 0 | 0 | 0 | 0 | 0 | 0% | 0% | 0% | 0% | 0% | [20 empty] | 0% | 0% | 0% | 0% | 0% | 0% | 0% | 100% | 0% | 0% | 0% | 0% | 0% | 100% | 0% | 0% | 0% | 0% | 0% | 0% | 0% | 0% | 100% | 0 | 0 | 0 | 499 | N/A | N/A | bar: 1 to 20
0 |  | 203 | [Project Name] | FALSE | [Spare] | [Spare] | [Spare] | N/A | N/A | N/A | N/A | N/A | N/A | 0% | N/A | Project |  | 40% | 60% | 0 | 0 | 0 | 0 | 0 | 0 | 0% | 0% | 0% | 0% | 0% | [20 empty] | 0% | 0% | 0% | 0% | 0% | 0% | 0% | 100% | 0% | 0% | 0% | 0% | 0% | 100% | 0% | 0% | 0% | 0% | 0% | 0% | 0% | 0% | 100% | 0 | 0 | 0 | 499 | N/A | N/A | bar: 1 to 20
0 |  | 204 | [Project Name] | FALSE | [Spare] | [Spare] | [Spare] | N/A | N/A | N/A | N/A | N/A | N/A | 0% | N/A | Project |  | 40% | 60% | 0 | 0 | 0 | 0 | 0 | 0 | 0% | 0% | 0% | 0% | 0% | [20 empty] | 0% | 0% | 0% | 0% | 0% | 0% | 0% | 100% | 0% | 0% | 0% | 0% | 0% | 100% | 0% | 0% | 0% | 0% | 0% | 0% | 0% | 0% | 100% | 0 | 0 | 0 | 499 | N/A | N/A | bar: 1 to 20
0 |  | 205 | [Project Name] | FALSE | [Spare] | [Spare] | [Spare] | N/A | N/A | N/A | N/A | N/A | N/A | 0% | N/A | Project |  | 40% | 60% | 0 | 0 | 0 | 0 | 0 | 0 | 0% | 0% | 0% | 0% | 0% | [20 empty] | 0% | 0% | 0% | 0% | 0% | 0% | 0% | 100% | 0% | 0% | 0% | 0% | 0% | 100% | 0% | 0% | 0% | 0% | 0% | 0% | 0% | 0% | 100% | 0 | 0 | 0 | 499 | N/A | N/A | bar: 1 to 20
0 |  | 206 | [Project Name] | FALSE | [Spare] | [Spare] | [Spare] | N/A | N/A | N/A | N/A | N/A | N/A | 0% | N/A | Project |  | 40% | 60% | 0 | 0 | 0 | 0 | 0 | 0 | 0% | 0% | 0% | 0% | 0% | [20 empty] | 0% | 0% | 0% | 0% | 0% | 0% | 0% | 100% | 0% | 0% | 0% | 0% | 0% | 100% | 0% | 0% | 0% | 0% | 0% | 0% | 0% | 0% | 100% | 0 | 0 | 0 | 499 | N/A | N/A | bar: 1 to 20
0 |  | 207 | [Project Name] | FALSE | [Spare] | [Spare] | [Spare] | N/A | N/A | N/A | N/A | N/A | N/A | 0% | N/A | Project |  | 40% | 60% | 0 | 0 | 0 | 0 | 0 | 0 | 0% | 0% | 0% | 0% | 0% | [20 empty] | 0% | 0% | 0% | 0% | 0% | 0% | 0% | 100% | 0% | 0% | 0% | 0% | 0% | 100% | 0% | 0% | 0% | 0% | 0% | 0% | 0% | 0% | 100% | 0 | 0 | 0 | 499 | N/A | N/A | bar: 1 to 20
0 |  | 208 | [Project Name] | FALSE | [Spare] | [Spare] | [Spare] | N/A | N/A | N/A | N/A | N/A | N/A | 0% | N/A | Project |  | 40% | 60% | 0 | 0 | 0 | 0 | 0 | 0 | 0% | 0% | 0% | 0% | 0% | [20 empty] | 0% | 0% | 0% | 0% | 0% | 0% | 0% | 100% | 0% | 0% | 0% | 0% | 0% | 100% | 0% | 0% | 0% | 0% | 0% | 0% | 0% | 0% | 100% | 0 | 0 | 0 | 499 | N/A | N/A | bar: 1 to 20
0 |  | 209 | [Project Name] | FALSE | [Spare] | [Spare] | [Spare] | N/A | N/A | N/A | N/A | N/A | N/A | 0% | N/A | Project |  | 40% | 60% | 0 | 0 | 0 | 0 | 0 | 0 | 0% | 0% | 0% | 0% | 0% | [20 empty] | 0% | 0% | 0% | 0% | 0% | 0% | 0% | 100% | 0% | 0% | 0% | 0% | 0% | 100% | 0% | 0% | 0% | 0% | 0% | 0% | 0% | 0% | 100% | 0 | 0 | 0 | 499 | N/A | N/A | bar: 1 to 20
0 |  | 210 | [Project Name] | FALSE | [Spare] | [Spare] | [Spare] | N/A | N/A | N/A | N/A | N/A | N/A | 0% | N/A | Project |  | 40% | 60% | 0 | 0 | 0 | 0 | 0 | 0 | 0% | 0% | 0% | 0% | 0% | [20 empty] | 0% | 0% | 0% | 0% | 0% | 0% | 0% | 100% | 0% | 0% | 0% | 0% | 0% | 100% | 0% | 0% | 0% | 0% | 0% | 0% | 0% | 0% | 100% | 0 | 0 | 0 | 499 | N/A | N/A | bar: 1 to 20
0 |  | 211 | [Project Name] | FALSE | [Spare] | [Spare] | [Spare] | N/A | N/A | N/A | N/A | N/A | N/A | 0% | N/A | Project |  | 40% | 60% | 0 | 0 | 0 | 0 | 0 | 0 | 0% | 0% | 0% | 0% | 0% | [20 empty] | 0% | 0% | 0% | 0% | 0% | 0% | 0% | 100% | 0% | 0% | 0% | 0% | 0% | 100% | 0% | 0% | 0% | 0% | 0% | 0% | 0% | 0% | 100% | 0 | 0 | 0 | 499 | N/A | N/A | bar: 1 to 20
0 |  | 212 | [Project Name] | FALSE | [Spare] | [Spare] | [Spare] | N/A | N/A | N/A | N/A | N/A | N/A | 0% | N/A | Project |  | 40% | 60% | 0 | 0 | 0 | 0 | 0 | 0 | 0% | 0% | 0% | 0% | 0% | [20 empty] | 0% | 0% | 0% | 0% | 0% | 0% | 0% | 100% | 0% | 0% | 0% | 0% | 0% | 100% | 0% | 0% | 0% | 0% | 0% | 0% | 0% | 0% | 100% | 0 | 0 | 0 | 499 | N/A | N/A | bar: 1 to 20
0 |  | 213 | [Project Name] | FALSE | [Spare] | [Spare] | [Spare] | N/A | N/A | N/A | N/A | N/A | N/A | 0% | N/A | Project |  | 40% | 60% | 0 | 0 | 0 | 0 | 0 | 0 | 0% | 0% | 0% | 0% | 0% | [20 empty] | 0% | 0% | 0% | 0% | 0% | 0% | 0% | 100% | 0% | 0% | 0% | 0% | 0% | 100% | 0% | 0% | 0% | 0% | 0% | 0% | 0% | 0% | 100% | 0 | 0 | 0 | 499 | N/A | N/A | bar: 1 to 20
0 |  | 214 | [Project Name] | FALSE | [Spare] | [Spare] | [Spare] | N/A | N/A | N/A | N/A | N/A | N/A | 0% | N/A | Project |  | 40% | 60% | 0 | 0 | 0 | 0 | 0 | 0 | 0% | 0% | 0% | 0% | 0% | [20 empty] | 0% | 0% | 0% | 0% | 0% | 0% | 0% | 100% | 0% | 0% | 0% | 0% | 0% | 100% | 0% | 0% | 0% | 0% | 0% | 0% | 0% | 0% | 100% | 0 | 0 | 0 | 499 | N/A | N/A | bar: 1 to 20
0 |  | 215 | [Project Name] | FALSE | [Spare] | [Spare] | [Spare] | N/A | N/A | N/A | N/A | N/A | N/A | 0% | N/A | Project |  | 40% | 60% | 0 | 0 | 0 | 0 | 0 | 0 | 0% | 0% | 0% | 0% | 0% | [20 empty] | 0% | 0% | 0% | 0% | 0% | 0% | 0% | 100% | 0% | 0% | 0% | 0% | 0% | 100% | 0% | 0% | 0% | 0% | 0% | 0% | 0% | 0% | 100% | 0 | 0 | 0 | 499 | N/A | N/A | bar: 1 to 20
0 |  | 216 | [Project Name] | FALSE | [Spare] | [Spare] | [Spare] | N/A | N/A | N/A | N/A | N/A | N/A | 0% | N/A | Project |  | 40% | 60% | 0 | 0 | 0 | 0 | 0 | 0 | 0% | 0% | 0% | 0% | 0% | [20 empty] | 0% | 0% | 0% | 0% | 0% | 0% | 0% | 100% | 0% | 0% | 0% | 0% | 0% | 100% | 0% | 0% | 0% | 0% | 0% | 0% | 0% | 0% | 100% | 0 | 0 | 0 | 499 | N/A | N/A | bar: 1 to 20
0 |  | 217 | [Project Name] | FALSE | [Spare] | [Spare] | [Spare] | N/A | N/A | N/A | N/A | N/A | N/A | 0% | N/A | Project |  | 40% | 60% | 0 | 0 | 0 | 0 | 0 | 0 | 0% | 0% | 0% | 0% | 0% | [20 empty] | 0% | 0% | 0% | 0% | 0% | 0% | 0% | 100% | 0% | 0% | 0% | 0% | 0% | 100% | 0% | 0% | 0% | 0% | 0% | 0% | 0% | 0% | 100% | 0 | 0 | 0 | 499 | N/A | N/A | bar: 1 to 20
0 |  | 218 | [Project Name] | FALSE | [Spare] | [Spare] | [Spare] | N/A | N/A | N/A | N/A | N/A | N/A | 0% | N/A | Project |  | 40% | 60% | 0 | 0 | 0 | 0 | 0 | 0 | 0% | 0% | 0% | 0% | 0% | [20 empty] | 0% | 0% | 0% | 0% | 0% | 0% | 0% | 100% | 0% | 0% | 0% | 0% | 0% | 100% | 0% | 0% | 0% | 0% | 0% | 0% | 0% | 0% | 100% | 0 | 0 | 0 | 499 | N/A | N/A | bar: 1 to 20
0 |  | 219 | [Project Name] | FALSE | [Spare] | [Spare] | [Spare] | N/A | N/A | N/A | N/A | N/A | N/A | 0% | N/A | Project |  | 40% | 60% | 0 | 0 | 0 | 0 | 0 | 0 | 0% | 0% | 0% | 0% | 0% | [20 empty] | 0% | 0% | 0% | 0% | 0% | 0% | 0% | 100% | 0% | 0% | 0% | 0% | 0% | 100% | 0% | 0% | 0% | 0% | 0% | 0% | 0% | 0% | 100% | 0 | 0 | 0 | 499 | N/A | N/A | bar: 1 to 20
0 |  | 220 | [Project Name] | FALSE | [Spare] | [Spare] | [Spare] | N/A | N/A | N/A | N/A | N/A | N/A | 0% | N/A | Project |  | 40% | 60% | 0 | 0 | 0 | 0 | 0 | 0 | 0% | 0% | 0% | 0% | 0% | [20 empty] | 0% | 0% | 0% | 0% | 0% | 0% | 0% | 100% | 0% | 0% | 0% | 0% | 0% | 100% | 0% | 0% | 0% | 0% | 0% | 0% | 0% | 0% | 100% | 0 | 0 | 0 | 499 | N/A | N/A | bar: 1 to 20
0 |  | 221 | [Project Name] | FALSE | [Spare] | [Spare] | [Spare] | N/A | N/A | N/A | N/A | N/A | N/A | 0% | N/A | Project |  | 40% | 60% | 0 | 0 | 0 | 0 | 0 | 0 | 0% | 0% | 0% | 0% | 0% | [20 empty] | 0% | 0% | 0% | 0% | 0% | 0% | 0% | 100% | 0% | 0% | 0% | 0% | 0% | 100% | 0% | 0% | 0% | 0% | 0% | 0% | 0% | 0% | 100% | 0 | 0 | 0 | 499 | N/A | N/A | bar: 1 to 20
0 |  | 222 | [Project Name] | FALSE | [Spare] | [Spare] | [Spare] | N/A | N/A | N/A | N/A | N/A | N/A | 0% | N/A | Project |  | 40% | 60% | 0 | 0 | 0 | 0 | 0 | 0 | 0% | 0% | 0% | 0% | 0% | [20 empty] | 0% | 0% | 0% | 0% | 0% | 0% | 0% | 100% | 0% | 0% | 0% | 0% | 0% | 100% | 0% | 0% | 0% | 0% | 0% | 0% | 0% | 0% | 100% | 0 | 0 | 0 | 499 | N/A | N/A | bar: 1 to 20
0 |  | 223 | [Project Name] | FALSE | [Spare] | [Spare] | [Spare] | N/A | N/A | N/A | N/A | N/A | N/A | 0% | N/A | Project |  | 40% | 60% | 0 | 0 | 0 | 0 | 0 | 0 | 0% | 0% | 0% | 0% | 0% | [20 empty] | 0% | 0% | 0% | 0% | 0% | 0% | 0% | 100% | 0% | 0% | 0% | 0% | 0% | 100% | 0% | 0% | 0% | 0% | 0% | 0% | 0% | 0% | 100% | 0 | 0 | 0 | 499 | N/A | N/A | bar: 1 to 20
0 |  | 224 | [Project Name] | FALSE | [Spare] | [Spare] | [Spare] | N/A | N/A | N/A | N/A | N/A | N/A | 0% | N/A | Project |  | 40% | 60% | 0 | 0 | 0 | 0 | 0 | 0 | 0% | 0% | 0% | 0% | 0% | [20 empty] | 0% | 0% | 0% | 0% | 0% | 0% | 0% | 100% | 0% | 0% | 0% | 0% | 0% | 100% | 0% | 0% | 0% | 0% | 0% | 0% | 0% | 0% | 100% | 0 | 0 | 0 | 499 | N/A | N/A | bar: 1 to 20
0 |  | 225 | [Project Name] | FALSE | [Spare] | [Spare] | [Spare] | N/A | N/A | N/A | N/A | N/A | N/A | 0% | N/A | Project |  | 40% | 60% | 0 | 0 | 0 | 0 | 0 | 0 | 0% | 0% | 0% | 0% | 0% | [20 empty] | 0% | 0% | 0% | 0% | 0% | 0% | 0% | 100% | 0% | 0% | 0% | 0% | 0% | 100% | 0% | 0% | 0% | 0% | 0% | 0% | 0% | 0% | 100% | 0 | 0 | 0 | 499 | N/A | N/A | bar: 1 to 20
0 |  | 226 | [Project Name] | FALSE | [Spare] | [Spare] | [Spare] | N/A | N/A | N/A | N/A | N/A | N/A | 0% | N/A | Project |  | 40% | 60% | 0 | 0 | 0 | 0 | 0 | 0 | 0% | 0% | 0% | 0% | 0% | [20 empty] | 0% | 0% | 0% | 0% | 0% | 0% | 0% | 100% | 0% | 0% | 0% | 0% | 0% | 100% | 0% | 0% | 0% | 0% | 0% | 0% | 0% | 0% | 100% | 0 | 0 | 0 | 499 | N/A | N/A | bar: 1 to 20
0 |  | 227 | [Project Name] | FALSE | [Spare] | [Spare] | [Spare] | N/A | N/A | N/A | N/A | N/A | N/A | 0% | N/A | Project |  | 40% | 60% | 0 | 0 | 0 | 0 | 0 | 0 | 0% | 0% | 0% | 0% | 0% | [20 empty] | 0% | 0% | 0% | 0% | 0% | 0% | 0% | 100% | 0% | 0% | 0% | 0% | 0% | 100% | 0% | 0% | 0% | 0% | 0% | 0% | 0% | 0% | 100% | 0 | 0 | 0 | 499 | N/A | N/A | bar: 1 to 20
0 |  | 228 | [Project Name] | FALSE | [Spare] | [Spare] | [Spare] | N/A | N/A | N/A | N/A | N/A | N/A | 0% | N/A | Project |  | 40% | 60% | 0 | 0 | 0 | 0 | 0 | 0 | 0% | 0% | 0% | 0% | 0% | [20 empty] | 0% | 0% | 0% | 0% | 0% | 0% | 0% | 100% | 0% | 0% | 0% | 0% | 0% | 100% | 0% | 0% | 0% | 0% | 0% | 0% | 0% | 0% | 100% | 0 | 0 | 0 | 499 | N/A | N/A | bar: 1 to 20
0 |  | 229 | [Project Name] | FALSE | [Spare] | [Spare] | [Spare] | N/A | N/A | N/A | N/A | N/A | N/A | 0% | N/A | Project |  | 40% | 60% | 0 | 0 | 0 | 0 | 0 | 0 | 0% | 0% | 0% | 0% | 0% | [20 empty] | 0% | 0% | 0% | 0% | 0% | 0% | 0% | 100% | 0% | 0% | 0% | 0% | 0% | 100% | 0% | 0% | 0% | 0% | 0% | 0% | 0% | 0% | 100% | 0 | 0 | 0 | 499 | N/A | N/A | bar: 1 to 20
0 |  | 230 | [Project Name] | FALSE | [Spare] | [Spare] | [Spare] | N/A | N/A | N/A | N/A | N/A | N/A | 0% | N/A | Project |  | 40% | 60% | 0 | 0 | 0 | 0 | 0 | 0 | 0% | 0% | 0% | 0% | 0% | [20 empty] | 0% | 0% | 0% | 0% | 0% | 0% | 0% | 100% | 0% | 0% | 0% | 0% | 0% | 100% | 0% | 0% | 0% | 0% | 0% | 0% | 0% | 0% | 100% | 0 | 0 | 0 | 499 | N/A | N/A | bar: 1 to 20
0 |  | 231 | [Project Name] | FALSE | [Spare] | [Spare] | [Spare] | N/A | N/A | N/A | N/A | N/A | N/A | 0% | N/A | Project |  | 40% | 60% | 0 | 0 | 0 | 0 | 0 | 0 | 0% | 0% | 0% | 0% | 0% | [20 empty] | 0% | 0% | 0% | 0% | 0% | 0% | 0% | 100% | 0% | 0% | 0% | 0% | 0% | 100% | 0% | 0% | 0% | 0% | 0% | 0% | 0% | 0% | 100% | 0 | 0 | 0 | 499 | N/A | N/A | bar: 1 to 20
0 |  | 232 | [Project Name] | FALSE | [Spare] | [Spare] | [Spare] | N/A | N/A | N/A | N/A | N/A | N/A | 0% | N/A | Project |  | 40% | 60% | 0 | 0 | 0 | 0 | 0 | 0 | 0% | 0% | 0% | 0% | 0% | [20 empty] | 0% | 0% | 0% | 0% | 0% | 0% | 0% | 100% | 0% | 0% | 0% | 0% | 0% | 100% | 0% | 0% | 0% | 0% | 0% | 0% | 0% | 0% | 100% | 0 | 0 | 0 | 499 | N/A | N/A | bar: 1 to 20
0 |  | 233 | [Project Name] | FALSE | [Spare] | [Spare] | [Spare] | N/A | N/A | N/A | N/A | N/A | N/A | 0% | N/A | Project |  | 40% | 60% | 0 | 0 | 0 | 0 | 0 | 0 | 0% | 0% | 0% | 0% | 0% | [20 empty] | 0% | 0% | 0% | 0% | 0% | 0% | 0% | 100% | 0% | 0% | 0% | 0% | 0% | 100% | 0% | 0% | 0% | 0% | 0% | 0% | 0% | 0% | 100% | 0 | 0 | 0 | 499 | N/A | N/A | bar: 1 to 20
0 |  | 234 | [Project Name] | FALSE | [Spare] | [Spare] | [Spare] | N/A | N/A | N/A | N/A | N/A | N/A | 0% | N/A | Project |  | 40% | 60% | 0 | 0 | 0 | 0 | 0 | 0 | 0% | 0% | 0% | 0% | 0% | [20 empty] | 0% | 0% | 0% | 0% | 0% | 0% | 0% | 100% | 0% | 0% | 0% | 0% | 0% | 100% | 0% | 0% | 0% | 0% | 0% | 0% | 0% | 0% | 100% | 0 | 0 | 0 | 499 | N/A | N/A | bar: 1 to 20
0 |  | 235 | [Project Name] | FALSE | [Spare] | [Spare] | [Spare] | N/A | N/A | N/A | N/A | N/A | N/A | 0% | N/A | Project |  | 40% | 60% | 0 | 0 | 0 | 0 | 0 | 0 | 0% | 0% | 0% | 0% | 0% | [20 empty] | 0% | 0% | 0% | 0% | 0% | 0% | 0% | 100% | 0% | 0% | 0% | 0% | 0% | 100% | 0% | 0% | 0% | 0% | 0% | 0% | 0% | 0% | 100% | 0 | 0 | 0 | 499 | N/A | N/A | bar: 1 to 20
0 |  | 236 | [Project Name] | FALSE | [Spare] | [Spare] | [Spare] | N/A | N/A | N/A | N/A | N/A | N/A | 0% | N/A | Project |  | 40% | 60% | 0 | 0 | 0 | 0 | 0 | 0 | 0% | 0% | 0% | 0% | 0% | [20 empty] | 0% | 0% | 0% | 0% | 0% | 0% | 0% | 100% | 0% | 0% | 0% | 0% | 0% | 100% | 0% | 0% | 0% | 0% | 0% | 0% | 0% | 0% | 100% | 0 | 0 | 0 | 499 | N/A | N/A | bar: 1 to 20
0 |  | 237 | [Project Name] | FALSE | [Spare] | [Spare] | [Spare] | N/A | N/A | N/A | N/A | N/A | N/A | 0% | N/A | Project |  | 40% | 60% | 0 | 0 | 0 | 0 | 0 | 0 | 0% | 0% | 0% | 0% | 0% | [20 empty] | 0% | 0% | 0% | 0% | 0% | 0% | 0% | 100% | 0% | 0% | 0% | 0% | 0% | 100% | 0% | 0% | 0% | 0% | 0% | 0% | 0% | 0% | 100% | 0 | 0 | 0 | 499 | N/A | N/A | bar: 1 to 20
0 |  | 238 | [Project Name] | FALSE | [Spare] | [Spare] | [Spare] | N/A | N/A | N/A | N/A | N/A | N/A | 0% | N/A | Project |  | 40% | 60% | 0 | 0 | 0 | 0 | 0 | 0 | 0% | 0% | 0% | 0% | 0% | [20 empty] | 0% | 0% | 0% | 0% | 0% | 0% | 0% | 100% | 0% | 0% | 0% | 0% | 0% | 100% | 0% | 0% | 0% | 0% | 0% | 0% | 0% | 0% | 100% | 0 | 0 | 0 | 499 | N/A | N/A | bar: 1 to 20
0 |  | 239 | [Project Name] | FALSE | [Spare] | [Spare] | [Spare] | N/A | N/A | N/A | N/A | N/A | N/A | 0% | N/A | Project |  | 40% | 60% | 0 | 0 | 0 | 0 | 0 | 0 | 0% | 0% | 0% | 0% | 0% | [20 empty] | 0% | 0% | 0% | 0% | 0% | 0% | 0% | 100% | 0% | 0% | 0% | 0% | 0% | 100% | 0% | 0% | 0% | 0% | 0% | 0% | 0% | 0% | 100% | 0 | 0 | 0 | 499 | N/A | N/A | bar: 1 to 20
0 |  | 240 | [Project Name] | FALSE | [Spare] | [Spare] | [Spare] | N/A | N/A | N/A | N/A | N/A | N/A | 0% | N/A | Project |  | 40% | 60% | 0 | 0 | 0 | 0 | 0 | 0 | 0% | 0% | 0% | 0% | 0% | [20 empty] | 0% | 0% | 0% | 0% | 0% | 0% | 0% | 100% | 0% | 0% | 0% | 0% | 0% | 100% | 0% | 0% | 0% | 0% | 0% | 0% | 0% | 0% | 100% | 0 | 0 | 0 | 499 | N/A | N/A | bar: 1 to 20
0 |  | 241 | [Project Name] | FALSE | [Spare] | [Spare] | [Spare] | N/A | N/A | N/A | N/A | N/A | N/A | 0% | N/A | Project |  | 40% | 60% | 0 | 0 | 0 | 0 | 0 | 0 | 0% | 0% | 0% | 0% | 0% | [20 empty] | 0% | 0% | 0% | 0% | 0% | 0% | 0% | 100% | 0% | 0% | 0% | 0% | 0% | 100% | 0% | 0% | 0% | 0% | 0% | 0% | 0% | 0% | 100% | 0 | 0 | 0 | 499 | N/A | N/A | bar: 1 to 20
0 |  | 242 | [Project Name] | FALSE | [Spare] | [Spare] | [Spare] | N/A | N/A | N/A | N/A | N/A | N/A | 0% | N/A | Project |  | 40% | 60% | 0 | 0 | 0 | 0 | 0 | 0 | 0% | 0% | 0% | 0% | 0% | [20 empty] | 0% | 0% | 0% | 0% | 0% | 0% | 0% | 100% | 0% | 0% | 0% | 0% | 0% | 100% | 0% | 0% | 0% | 0% | 0% | 0% | 0% | 0% | 100% | 0 | 0 | 0 | 499 | N/A | N/A | bar: 1 to 20
0 |  | 243 | [Project Name] | FALSE | [Spare] | [Spare] | [Spare] | N/A | N/A | N/A | N/A | N/A | N/A | 0% | N/A | Project |  | 40% | 60% | 0 | 0 | 0 | 0 | 0 | 0 | 0% | 0% | 0% | 0% | 0% | [20 empty] | 0% | 0% | 0% | 0% | 0% | 0% | 0% | 100% | 0% | 0% | 0% | 0% | 0% | 100% | 0% | 0% | 0% | 0% | 0% | 0% | 0% | 0% | 100% | 0 | 0 | 0 | 499 | N/A | N/A | bar: 1 to 20
0 |  | 244 | [Project Name] | FALSE | [Spare] | [Spare] | [Spare] | N/A | N/A | N/A | N/A | N/A | N/A | 0% | N/A | Project |  | 40% | 60% | 0 | 0 | 0 | 0 | 0 | 0 | 0% | 0% | 0% | 0% | 0% | [20 empty] | 0% | 0% | 0% | 0% | 0% | 0% | 0% | 100% | 0% | 0% | 0% | 0% | 0% | 100% | 0% | 0% | 0% | 0% | 0% | 0% | 0% | 0% | 100% | 0 | 0 | 0 | 499 | N/A | N/A | bar: 1 to 20
0 |  | 245 | [Project Name] | FALSE | [Spare] | [Spare] | [Spare] | N/A | N/A | N/A | N/A | N/A | N/A | 0% | N/A | Project |  | 40% | 60% | 0 | 0 | 0 | 0 | 0 | 0 | 0% | 0% | 0% | 0% | 0% | [20 empty] | 0% | 0% | 0% | 0% | 0% | 0% | 0% | 100% | 0% | 0% | 0% | 0% | 0% | 100% | 0% | 0% | 0% | 0% | 0% | 0% | 0% | 0% | 100% | 0 | 0 | 0 | 499 | N/A | N/A | bar: 1 to 20
0 |  | 246 | [Project Name] | FALSE | [Spare] | [Spare] | [Spare] | N/A | N/A | N/A | N/A | N/A | N/A | 0% | N/A | Project |  | 40% | 60% | 0 | 0 | 0 | 0 | 0 | 0 | 0% | 0% | 0% | 0% | 0% | [20 empty] | 0% | 0% | 0% | 0% | 0% | 0% | 0% | 100% | 0% | 0% | 0% | 0% | 0% | 100% | 0% | 0% | 0% | 0% | 0% | 0% | 0% | 0% | 100% | 0 | 0 | 0 | 499 | N/A | N/A | bar: 1 to 20
0 |  | 247 | [Project Name] | FALSE | [Spare] | [Spare] | [Spare] | N/A | N/A | N/A | N/A | N/A | N/A | 0% | N/A | Project |  | 40% | 60% | 0 | 0 | 0 | 0 | 0 | 0 | 0% | 0% | 0% | 0% | 0% | [20 empty] | 0% | 0% | 0% | 0% | 0% | 0% | 0% | 100% | 0% | 0% | 0% | 0% | 0% | 100% | 0% | 0% | 0% | 0% | 0% | 0% | 0% | 0% | 100% | 0 | 0 | 0 | 499 | N/A | N/A | bar: 1 to 20
0 |  | 248 | [Project Name] | FALSE | [Spare] | [Spare] | [Spare] | N/A | N/A | N/A | N/A | N/A | N/A | 0% | N/A | Project |  | 40% | 60% | 0 | 0 | 0 | 0 | 0 | 0 | 0% | 0% | 0% | 0% | 0% | [20 empty] | 0% | 0% | 0% | 0% | 0% | 0% | 0% | 100% | 0% | 0% | 0% | 0% | 0% | 100% | 0% | 0% | 0% | 0% | 0% | 0% | 0% | 0% | 100% | 0 | 0 | 0 | 499 | N/A | N/A | bar: 1 to 20
0 |  | 249 | [Project Name] | FALSE | [Spare] | [Spare] | [Spare] | N/A | N/A | N/A | N/A | N/A | N/A | 0% | N/A | Project |  | 40% | 60% | 0 | 0 | 0 | 0 | 0 | 0 | 0% | 0% | 0% | 0% | 0% | [20 empty] | 0% | 0% | 0% | 0% | 0% | 0% | 0% | 100% | 0% | 0% | 0% | 0% | 0% | 100% | 0% | 0% | 0% | 0% | 0% | 0% | 0% | 0% | 100% | 0 | 0 | 0 | 499 | N/A | N/A | bar: 1 to 20
0 |  | 250 | [Project Name] | FALSE | [Spare] | [Spare] | [Spare] | N/A | N/A | N/A | N/A | N/A | N/A | 0% | N/A | Project |  | 40% | 60% | 0 | 0 | 0 | 0 | 0 | 0 | 0% | 0% | 0% | 0% | 0% | [20 empty] | 0% | 0% | 0% | 0% | 0% | 0% | 0% | 100% | 0% | 0% | 0% | 0% | 0% | 100% | 0% | 0% | 0% | 0% | 0% | 0% | 0% | 0% | 100% | 0 | 0 | 0 | 499 | N/A | N/A | bar: 1 to 20
0 |  | 251 | [Project Name] | FALSE | [Spare] | [Spare] | [Spare] | N/A | N/A | N/A | N/A | N/A | N/A | 0% | N/A | Project |  | 40% | 60% | 0 | 0 | 0 | 0 | 0 | 0 | 0% | 0% | 0% | 0% | 0% | [20 empty] | 0% | 0% | 0% | 0% | 0% | 0% | 0% | 100% | 0% | 0% | 0% | 0% | 0% | 100% | 0% | 0% | 0% | 0% | 0% | 0% | 0% | 0% | 100% | 0 | 0 | 0 | 499 | N/A | N/A | bar: 1 to 20
0 |  | 252 | [Project Name] | FALSE | [Spare] | [Spare] | [Spare] | N/A | N/A | N/A | N/A | N/A | N/A | 0% | N/A | Project |  | 40% | 60% | 0 | 0 | 0 | 0 | 0 | 0 | 0% | 0% | 0% | 0% | 0% | [20 empty] | 0% | 0% | 0% | 0% | 0% | 0% | 0% | 100% | 0% | 0% | 0% | 0% | 0% | 100% | 0% | 0% | 0% | 0% | 0% | 0% | 0% | 0% | 100% | 0 | 0 | 0 | 499 | N/A | N/A | bar: 1 to 20
0 |  | 253 | [Project Name] | FALSE | [Spare] | [Spare] | [Spare] | N/A | N/A | N/A | N/A | N/A | N/A | 0% | N/A | Project |  | 40% | 60% | 0 | 0 | 0 | 0 | 0 | 0 | 0% | 0% | 0% | 0% | 0% | [20 empty] | 0% | 0% | 0% | 0% | 0% | 0% | 0% | 100% | 0% | 0% | 0% | 0% | 0% | 100% | 0% | 0% | 0% | 0% | 0% | 0% | 0% | 0% | 100% | 0 | 0 | 0 | 499 | N/A | N/A | bar: 1 to 20
0 |  | 254 | [Project Name] | FALSE | [Spare] | [Spare] | [Spare] | N/A | N/A | N/A | N/A | N/A | N/A | 0% | N/A | Project |  | 40% | 60% | 0 | 0 | 0 | 0 | 0 | 0 | 0% | 0% | 0% | 0% | 0% | [20 empty] | 0% | 0% | 0% | 0% | 0% | 0% | 0% | 100% | 0% | 0% | 0% | 0% | 0% | 100% | 0% | 0% | 0% | 0% | 0% | 0% | 0% | 0% | 100% | 0 | 0 | 0 | 499 | N/A | N/A | bar: 1 to 20
0 |  | 255 | [Project Name] | FALSE | [Spare] | [Spare] | [Spare] | N/A | N/A | N/A | N/A | N/A | N/A | 0% | N/A | Project |  | 40% | 60% | 0 | 0 | 0 | 0 | 0 | 0 | 0% | 0% | 0% | 0% | 0% | [20 empty] | 0% | 0% | 0% | 0% | 0% | 0% | 0% | 100% | 0% | 0% | 0% | 0% | 0% | 100% | 0% | 0% | 0% | 0% | 0% | 0% | 0% | 0% | 100% | 0 | 0 | 0 | 499 | N/A | N/A | bar: 1 to 20
0 |  | 256 | [Project Name] | FALSE | [Spare] | [Spare] | [Spare] | N/A | N/A | N/A | N/A | N/A | N/A | 0% | N/A | Project |  | 40% | 60% | 0 | 0 | 0 | 0 | 0 | 0 | 0% | 0% | 0% | 0% | 0% | [20 empty] | 0% | 0% | 0% | 0% | 0% | 0% | 0% | 100% | 0% | 0% | 0% | 0% | 0% | 100% | 0% | 0% | 0% | 0% | 0% | 0% | 0% | 0% | 100% | 0 | 0 | 0 | 499 | N/A | N/A | bar: 1 to 20
0 |  | 257 | [Project Name] | FALSE | [Spare] | [Spare] | [Spare] | N/A | N/A | N/A | N/A | N/A | N/A | 0% | N/A | Project |  | 40% | 60% | 0 | 0 | 0 | 0 | 0 | 0 | 0% | 0% | 0% | 0% | 0% | [20 empty] | 0% | 0% | 0% | 0% | 0% | 0% | 0% | 100% | 0% | 0% | 0% | 0% | 0% | 100% | 0% | 0% | 0% | 0% | 0% | 0% | 0% | 0% | 100% | 0 | 0 | 0 | 499 | N/A | N/A | bar: 1 to 20
0 |  | 258 | [Project Name] | FALSE | [Spare] | [Spare] | [Spare] | N/A | N/A | N/A | N/A | N/A | N/A | 0% | N/A | Project |  | 40% | 60% | 0 | 0 | 0 | 0 | 0 | 0 | 0% | 0% | 0% | 0% | 0% | [20 empty] | 0% | 0% | 0% | 0% | 0% | 0% | 0% | 100% | 0% | 0% | 0% | 0% | 0% | 100% | 0% | 0% | 0% | 0% | 0% | 0% | 0% | 0% | 100% | 0 | 0 | 0 | 499 | N/A | N/A | bar: 1 to 20
0 |  | 259 | [Project Name] | FALSE | [Spare] | [Spare] | [Spare] | N/A | N/A | N/A | N/A | N/A | N/A | 0% | N/A | Project |  | 40% | 60% | 0 | 0 | 0 | 0 | 0 | 0 | 0% | 0% | 0% | 0% | 0% | [20 empty] | 0% | 0% | 0% | 0% | 0% | 0% | 0% | 100% | 0% | 0% | 0% | 0% | 0% | 100% | 0% | 0% | 0% | 0% | 0% | 0% | 0% | 0% | 100% | 0 | 0 | 0 | 499 | N/A | N/A | bar: 1 to 20
0 |  | 260 | [Project Name] | FALSE | [Spare] | [Spare] | [Spare] | N/A | N/A | N/A | N/A | N/A | N/A | 0% | N/A | Project |  | 40% | 60% | 0 | 0 | 0 | 0 | 0 | 0 | 0% | 0% | 0% | 0% | 0% | [20 empty] | 0% | 0% | 0% | 0% | 0% | 0% | 0% | 100% | 0% | 0% | 0% | 0% | 0% | 100% | 0% | 0% | 0% | 0% | 0% | 0% | 0% | 0% | 100% | 0 | 0 | 0 | 499 | N/A | N/A | bar: 1 to 20
0 |  | 261 | [Project Name] | FALSE | [Spare] | [Spare] | [Spare] | N/A | N/A | N/A | N/A | N/A | N/A | 0% | N/A | Project |  | 40% | 60% | 0 | 0 | 0 | 0 | 0 | 0 | 0% | 0% | 0% | 0% | 0% | [20 empty] | 0% | 0% | 0% | 0% | 0% | 0% | 0% | 100% | 0% | 0% | 0% | 0% | 0% | 100% | 0% | 0% | 0% | 0% | 0% | 0% | 0% | 0% | 100% | 0 | 0 | 0 | 499 | N/A | N/A | bar: 1 to 20
0 |  | 262 | [Project Name] | FALSE | [Spare] | [Spare] | [Spare] | N/A | N/A | N/A | N/A | N/A | N/A | 0% | N/A | Project |  | 40% | 60% | 0 | 0 | 0 | 0 | 0 | 0 | 0% | 0% | 0% | 0% | 0% | [20 empty] | 0% | 0% | 0% | 0% | 0% | 0% | 0% | 100% | 0% | 0% | 0% | 0% | 0% | 100% | 0% | 0% | 0% | 0% | 0% | 0% | 0% | 0% | 100% | 0 | 0 | 0 | 499 | N/A | N/A | bar: 1 to 20
0 |  | 263 | [Project Name] | FALSE | [Spare] | [Spare] | [Spare] | N/A | N/A | N/A | N/A | N/A | N/A | 0% | N/A | Project |  | 40% | 60% | 0 | 0 | 0 | 0 | 0 | 0 | 0% | 0% | 0% | 0% | 0% | [20 empty] | 0% | 0% | 0% | 0% | 0% | 0% | 0% | 100% | 0% | 0% | 0% | 0% | 0% | 100% | 0% | 0% | 0% | 0% | 0% | 0% | 0% | 0% | 100% | 0 | 0 | 0 | 499 | N/A | N/A | bar: 1 to 20
0 |  | 264 | [Project Name] | FALSE | [Spare] | [Spare] | [Spare] | N/A | N/A | N/A | N/A | N/A | N/A | 0% | N/A | Project |  | 40% | 60% | 0 | 0 | 0 | 0 | 0 | 0 | 0% | 0% | 0% | 0% | 0% | [20 empty] | 0% | 0% | 0% | 0% | 0% | 0% | 0% | 100% | 0% | 0% | 0% | 0% | 0% | 100% | 0% | 0% | 0% | 0% | 0% | 0% | 0% | 0% | 100% | 0 | 0 | 0 | 499 | N/A | N/A | bar: 1 to 20
0 |  | 265 | [Project Name] | FALSE | [Spare] | [Spare] | [Spare] | N/A | N/A | N/A | N/A | N/A | N/A | 0% | N/A | Project |  | 40% | 60% | 0 | 0 | 0 | 0 | 0 | 0 | 0% | 0% | 0% | 0% | 0% | [20 empty] | 0% | 0% | 0% | 0% | 0% | 0% | 0% | 100% | 0% | 0% | 0% | 0% | 0% | 100% | 0% | 0% | 0% | 0% | 0% | 0% | 0% | 0% | 100% | 0 | 0 | 0 | 499 | N/A | N/A | bar: 1 to 20
0 |  | 266 | [Project Name] | FALSE | [Spare] | [Spare] | [Spare] | N/A | N/A | N/A | N/A | N/A | N/A | 0% | N/A | Project |  | 40% | 60% | 0 | 0 | 0 | 0 | 0 | 0 | 0% | 0% | 0% | 0% | 0% | [20 empty] | 0% | 0% | 0% | 0% | 0% | 0% | 0% | 100% | 0% | 0% | 0% | 0% | 0% | 100% | 0% | 0% | 0% | 0% | 0% | 0% | 0% | 0% | 100% | 0 | 0 | 0 | 499 | N/A | N/A | bar: 1 to 20
0 |  | 267 | [Project Name] | FALSE | [Spare] | [Spare] | [Spare] | N/A | N/A | N/A | N/A | N/A | N/A | 0% | N/A | Project |  | 40% | 60% | 0 | 0 | 0 | 0 | 0 | 0 | 0% | 0% | 0% | 0% | 0% | [20 empty] | 0% | 0% | 0% | 0% | 0% | 0% | 0% | 100% | 0% | 0% | 0% | 0% | 0% | 100% | 0% | 0% | 0% | 0% | 0% | 0% | 0% | 0% | 100% | 0 | 0 | 0 | 499 | N/A | N/A | bar: 1 to 20
0 |  | 268 | [Project Name] | FALSE | [Spare] | [Spare] | [Spare] | N/A | N/A | N/A | N/A | N/A | N/A | 0% | N/A | Project |  | 40% | 60% | 0 | 0 | 0 | 0 | 0 | 0 | 0% | 0% | 0% | 0% | 0% | [20 empty] | 0% | 0% | 0% | 0% | 0% | 0% | 0% | 100% | 0% | 0% | 0% | 0% | 0% | 100% | 0% | 0% | 0% | 0% | 0% | 0% | 0% | 0% | 100% | 0 | 0 | 0 | 499 | N/A | N/A | bar: 1 to 20
0 |  | 269 | [Project Name] | FALSE | [Spare] | [Spare] | [Spare] | N/A | N/A | N/A | N/A | N/A | N/A | 0% | N/A | Project |  | 40% | 60% | 0 | 0 | 0 | 0 | 0 | 0 | 0% | 0% | 0% | 0% | 0% | [20 empty] | 0% | 0% | 0% | 0% | 0% | 0% | 0% | 100% | 0% | 0% | 0% | 0% | 0% | 100% | 0% | 0% | 0% | 0% | 0% | 0% | 0% | 0% | 100% | 0 | 0 | 0 | 499 | N/A | N/A | bar: 1 to 20
0 |  | 270 | [Project Name] | FALSE | [Spare] | [Spare] | [Spare] | N/A | N/A | N/A | N/A | N/A | N/A | 0% | N/A | Project |  | 40% | 60% | 0 | 0 | 0 | 0 | 0 | 0 | 0% | 0% | 0% | 0% | 0% | [20 empty] | 0% | 0% | 0% | 0% | 0% | 0% | 0% | 100% | 0% | 0% | 0% | 0% | 0% | 100% | 0% | 0% | 0% | 0% | 0% | 0% | 0% | 0% | 100% | 0 | 0 | 0 | 499 | N/A | N/A | bar: 1 to 20
0 |  | 271 | [Project Name] | FALSE | [Spare] | [Spare] | [Spare] | N/A | N/A | N/A | N/A | N/A | N/A | 0% | N/A | Project |  | 40% | 60% | 0 | 0 | 0 | 0 | 0 | 0 | 0% | 0% | 0% | 0% | 0% | [20 empty] | 0% | 0% | 0% | 0% | 0% | 0% | 0% | 100% | 0% | 0% | 0% | 0% | 0% | 100% | 0% | 0% | 0% | 0% | 0% | 0% | 0% | 0% | 100% | 0 | 0 | 0 | 499 | N/A | N/A | bar: 1 to 20
0 |  | 272 | [Project Name] | FALSE | [Spare] | [Spare] | [Spare] | N/A | N/A | N/A | N/A | N/A | N/A | 0% | N/A | Project |  | 40% | 60% | 0 | 0 | 0 | 0 | 0 | 0 | 0% | 0% | 0% | 0% | 0% | [20 empty] | 0% | 0% | 0% | 0% | 0% | 0% | 0% | 100% | 0% | 0% | 0% | 0% | 0% | 100% | 0% | 0% | 0% | 0% | 0% | 0% | 0% | 0% | 100% | 0 | 0 | 0 | 499 | N/A | N/A | bar: 1 to 20
0 |  | 273 | [Project Name] | FALSE | [Spare] | [Spare] | [Spare] | N/A | N/A | N/A | N/A | N/A | N/A | 0% | N/A | Project |  | 40% | 60% | 0 | 0 | 0 | 0 | 0 | 0 | 0% | 0% | 0% | 0% | 0% | [20 empty] | 0% | 0% | 0% | 0% | 0% | 0% | 0% | 100% | 0% | 0% | 0% | 0% | 0% | 100% | 0% | 0% | 0% | 0% | 0% | 0% | 0% | 0% | 100% | 0 | 0 | 0 | 499 | N/A | N/A | bar: 1 to 20
0 |  | 274 | [Project Name] | FALSE | [Spare] | [Spare] | [Spare] | N/A | N/A | N/A | N/A | N/A | N/A | 0% | N/A | Project |  | 40% | 60% | 0 | 0 | 0 | 0 | 0 | 0 | 0% | 0% | 0% | 0% | 0% | [20 empty] | 0% | 0% | 0% | 0% | 0% | 0% | 0% | 100% | 0% | 0% | 0% | 0% | 0% | 100% | 0% | 0% | 0% | 0% | 0% | 0% | 0% | 0% | 100% | 0 | 0 | 0 | 499 | N/A | N/A | bar: 1 to 20
0 |  | 275 | [Project Name] | FALSE | [Spare] | [Spare] | [Spare] | N/A | N/A | N/A | N/A | N/A | N/A | 0% | N/A | Project |  | 40% | 60% | 0 | 0 | 0 | 0 | 0 | 0 | 0% | 0% | 0% | 0% | 0% | [20 empty] | 0% | 0% | 0% | 0% | 0% | 0% | 0% | 100% | 0% | 0% | 0% | 0% | 0% | 100% | 0% | 0% | 0% | 0% | 0% | 0% | 0% | 0% | 100% | 0 | 0 | 0 | 499 | N/A | N/A | bar: 1 to 20
|  |  | Total | [16 empty] | 202.312 | 226.0197 | 187.0009 | 165.3165 | 188.1675 | 968.8167
End

## Overheads
Inputs - Fixed & Variable Overheads
TransGrid Capex Forecast Model
| WB Check |  | 0
| Sheet Check |  | 0
Table of Contents
AER amendments
Input ¦ Historical Overheads
Input ¦ Indexation
|  |  |  | Year | [5 empty] | 2018 | 2019 | 2020 | 2021 | 2022
|  |  |  | Nominal (Mid Period) to Real 2023 (End Period) | [5 empty] | 1.1776 | 1.1562 | 1.1356 | 1.1205 | 1.0967
Input ¦ Historical capex and allocations to network and corporate overheads
|  |  |  | Include Period? (1=Yes, 0=No) | [5 empty] | 0 | 1 | 1 | 1 | 0
|  |  | Historical & Estimated Capex |  | Source | Unit | Basis | Timing |  | FY18 | FY19 | FY20 | FY21 | FY22 | 3 Yr Total | 3 Yr Average | Proportion of Direct | Proportion of Total | Attract Network OH? | Attract Corporate OH?
|  |  |  | Replacement Expenditure | CA RIN, 2.1.1 | $Million | Nominal | Mid Period |  | 160.2714 | 131.3024 | 153.8761 | 148.3756 | 0 | 433.5541 | 144.518 | N/A | N/A | TRUE | TRUE
|  |  |  | Connections | CA RIN, 2.1.1 | $Million | Nominal | Mid Period |  | 0.33435 | 0.78003 | 1.1299 | 1.9612 | 0 | 3.8711 | 1.2904 | N/A | N/A | TRUE | TRUE
|  |  |  | Augmentation Expenditure | CA RIN, 2.1.1 | $Million | Nominal | Mid Period |  | 4.4274 | 22.8962 | 102.2736 | 565.6727 | 0 | 690.8425 | 230.2808 | N/A | N/A | TRUE | TRUE
|  |  |  | Non-network - ICT | CA RIN, 2.1.1 | $Million | Nominal | Mid Period |  | 19.6454 | 20.2234 | 19.1504 | 18.667 | 0 | 58.0408 | 19.3469 | N/A | N/A | FALSE | TRUE
|  |  |  | Non-network - Other | CA RIN, 2.1.1 | $Million | Nominal | Mid Period |  | 9.9457 | 8.5803 | 9.7584 | 11.2439 | 0 | 29.5826 | 9.8609 | N/A | N/A | FALSE | TRUE
|  |  |  | Capitalised Network Overheads | CA RIN, 2.1.1 | $Million | Nominal | Mid Period |  | 30.7802 | 22.294 | 25.6508 | 28.3957 | 0 | 76.3405 | 25.4468 | 6.768% | 5.836% | FALSE | FALSE
|  |  |  | Capitalised Corporate Overheads | CA RIN, 2.1.1 | $Million | Nominal | Mid Period |  | 1.0506 | 3.2115 | 6.2305 | 6.8831 | 0 | 16.3251 | 5.4417 | 1.343% | 1.248% | FALSE | FALSE
|  |  |  | Balancing item | CA RIN, 2.1.1 | $Million | Nominal | Mid Period |  | 2.5142 | 0.92725 | -1.618 | 0.33437 | 0 | -0.35635 | -0.11878 | N/A | N/A | TRUE | TRUE
|  |  |  | Total Capex | Calculated | $Million | Nominal | Mid Period |  | 228.9693 | 210.215 | 316.4517 | 781.5336 | 0 | 1308.2002 | N/A | N/A | N/A
|  |  | Historical & Estimated Capex |  | Source | Unit | Basis | Timing |  | FY18 | FY19 | FY20 | FY21 | FY22 | 3 Yr Total | 3 Yr Average
|  |  |  | Replacement Expenditure | Calculated | $Million | $Real 23 | Mid Period |  | 0 | 151.8121 | 174.7451 | 166.2551 | 0 | 492.8124 | 164.2708
|  |  |  | Connections | Calculated | $Million | $Real 23 | Mid Period |  | 0 | 0.90188 | 1.2831 | 2.1975 | 0 | 4.3825 | 1.4608
|  |  |  | Augmentation Expenditure | Calculated | $Million | $Real 23 | Mid Period |  | 0 | 26.4726 | 116.1441 | 633.8375 | 0 | 776.4542 | 258.8181
|  |  |  | Non-network - ICT | Calculated | $Million | $Real 23 | Mid Period |  | 0 | 23.3824 | 21.7476 | 20.9164 | 0 | 66.0464 | 22.0155
|  |  |  | Non-network - Other | Calculated | $Million | $Real 23 | Mid Period |  | 0 | 9.9206 | 11.0818 | 12.5988 | 0 | 33.6012 | 11.2004
|  |  |  | Capitalised Network Overheads | Calculated | $Million | $Real 23 | Mid Period |  | 0 | 25.7763 | 29.1296 | 31.8175 | 0 | 86.7235 | 28.9078
|  |  |  | Capitalised Corporate Overheads | Calculated | $Million | $Real 23 | Mid Period |  | 0 | 3.7132 | 7.0755 | 7.7125 | 0 | 18.5012 | 6.1671
|  |  |  | Balancing item | Calculated | $Million | $Real 23 | Mid Period |  | 0 | 1.0721 | -1.8374 | 0.37466 | 0 | -0.39065 | -0.13022
|  |  |  | Total Capex | Calculated | $Million | $Real 23 | Mid Period |  | 0 | 243.0511 | 359.3694 | 875.71 | 0 | 1478.1306 | N/A
Inputs ¦ Forecast Overheads
Input ¦ Proportion of fixed and variable overheads
|  |  | Fixed vs. Variable Proportion |  | Source | Unit | Basis | Timing |  | Proportion
|  |  |  | Proportion of fixed costs | TGD | Percent | N/A | N/A |  | 75%
|  |  |  | Proportion of variable costs | Calculated | Percent | N/A | N/A |  | 25%
|  |  | Fixed vs. Variable Amounts |  | Source | Unit | Basis | Timing |  | 3 Yr Average | Fixed (Annual) | Variable (Annual) | Direct escalated capex attracting overheads | Variable Rate
|  |  |  | Capitalised Network Overheads | Calculated | $Million | $Real 23 | End Period |  | 28.9078 | 21.6809 | 7.227 | 1273.2584 | 1.703%
|  |  |  | Capitalised Corporate Overheads | Calculated | $Million | $Real 23 | End Period |  | 6.1671 | 4.6253 | 1.5418 | 1372.9059 | 0.3369%
Calc ¦ Fixed overheads including escalation
|  |  | Rate of Change Factor |  | Source | Unit | Basis | Timing |  | FY18 | FY19 | FY20 | FY21 | FY22 | FY23 | FY24 | FY25 | FY26 | FY27 | FY28
|  |  |  | Overall Rate of Change | Calculated | Percent | N/A | N/A | [5 empty] | -0.9813% | -0.7529% | 0.5692% | 1.008% | 0.9684% | 0.4545% | 0.3866%
|  |  |  | Rate of Change Factor | Calculated | Factor | N/A | N/A |  |  |  |  | 1 | 0.99019 | 0.98273 | 0.98833 | 0.99828 | 1.008 | 1.0125 | 1.0164
[14 empty] | 0.99019 | 0.98273 | 0.98833 | 0.99828 | 1.008 | 1.0125 | 1.0164
|  |  | Fixed Overheads | [6 empty] | FY24: FY24; FY25: FY25; FY26: FY26; FY27: FY27; FY28: FY28
|  |  |  | Network Overheads | Calculated | $Million | $Real 23 | End Period |  | FY24: 21.4278; FY25: 21.6436; FY26: 21.8532; FY27: 21.9526; FY28: 22.0374
|  |  |  | Corporate Overheads | Calculated | $Million | $Real 23 | End Period |  | FY24: 4.5713; FY25: 4.6173; FY26: 4.6621; FY27: 4.6833; FY28: 4.7014
|  |  |  | Total Fixed Overheads | Calculated | $Million | $Real 23 | Mid Period |  | FY24: 25.999; FY25: 26.261; FY26: 26.5153; FY27: 26.6358; FY28: 26.7388
Calc ¦ Variable Overheads
|  |  | Capex Item |  | Source | Unit | Basis | Timing |  | FY24: FY24; FY25: FY25; FY26: FY26; FY27: FY27; FY28: FY28
|  |  |  | Direct escalated capex excluding OH | Calculated | $Million | $Real 23 | End Period |  | FY24: 223.1717; FY25: 243.566; FY26: 205.0517; FY27: 185.8308; FY28: 211.6496 | Applied to variable corporate overheads
|  |  |  | Less non network expenditure | Calculated | $Million | $Real 23 | End Period |  | FY24: -37.2517; FY25: -32.9462; FY26: -30.3751; FY27: -27.5173; FY28: -24.9143
|  |  |  | Direct escalated capex attracting network OH | Calculated | $Million | $Real 23 | End Period |  | FY24: 185.92; FY25: 210.6197; FY26: 174.6766; FY27: 158.3135; FY28: 186.7353 | Applied to variable network overheads
|  |  | Variable Overheads | [6 empty] | FY24: FY24; FY25: FY25; FY26: FY26; FY27: FY27; FY28: FY28
|  |  |  | Network Overheads | Calculated | $Million | $Real 23 | End Period |  | FY24: 3.1658; FY25: 3.5864; FY26: 2.9744; FY27: 2.6957; FY28: 3.1797
|  |  |  | Corporate Overheads | Calculated | $Million | $Real 23 | End Period |  | FY24: 0.75186; FY25: 0.82057; FY26: 0.69081; FY27: 0.62606; FY28: 0.71304
|  |  |  | Total Variable Overheads | Calculated | $Million | $Real 23 | Mid Period |  | FY24: 3.9177; FY25: 4.407; FY26: 3.6652; FY27: 3.3218; FY28: 3.8927
Calcs ¦ Checks
|  |  |  | Calculated Network Overheads (Calc. Sheet) | Calculated | $Million | $Real 23 | End Period |  | FY24: 24.5936; FY25: 25.23; FY26: 24.8276; FY27: 24.6483; FY28: 25.2171
|  |  |  | Calculated Corporate Overheads (Calc. Sheet) | Calculated | $Million | $Real 23 | End Period |  | FY24: 5.3232; FY25: 5.4379; FY26: 5.3529; FY27: 5.3093; FY28: 5.4144
|  |  |  | Calculated Network Overheads (Output Sheet) | Calculated | $Million | $Real 23 | End Period |  | FY24: 24.5936; FY25: 25.23; FY26: 24.8276; FY27: 24.6483; FY28: 25.2171
|  |  |  | Calculated Corporate Overheads (Output Sheet) | Calculated | $Million | $Real 23 | End Period |  | FY24: 5.3232; FY25: 5.4379; FY26: 5.3529; FY27: 5.3093; FY28: 5.4144
0 |  |  |  | Network Overheads Check 1 | Calculated | N/A | N/A | N/A |  | FY24: 0; FY25: 0; FY26: 0; FY27: 0; FY28: 0
0 |  |  |  | Corporate Overheads Check 1 | Calculated | N/A | N/A | N/A |  | FY24: 0; FY25: 0; FY26: 0; FY27: 0; FY28: 0
0 |  |  |  | Network Overheads Check 2 | Calculated | N/A | N/A | N/A |  | FY24: 0; FY25: 0; FY26: 0; FY27: 0; FY28: 0
0 |  |  |  | Corporate Overheads Check 2 | Calculated | N/A | N/A | N/A |  | FY24: 0; FY25: 0; FY26: 0; FY27: 0; FY28: 0
Calcs ¦ Rate of Change
Input ¦ Forecast output change
|  |  | Rate of Change Factor |  | Source | Unit | Basis | Timing | MPFP |  |  |  | FY21 | FY22 | FY23 | FY24 | FY25 | FY26 | FY27 | FY28
|  |  |  | Energy throughput (GWh) | TGD | GWh | N/A | N/A | N/A |  |  |  | 71300 | 71075.8197 | 71150.2335 | 70775.8149 | 70797.0913 | 70797.0913 | 71083.2472 | 71590.381
|  |  |  | Ratcheted Maximum Demand (MW) | TGD | MW | N/A | N/A | N/A |  |  |  | 19300 | 18886.4196 | 18943.7816 | 19029.6944 | 19158.2734 | 19357.5422 | 19556.8111 | 19798.2532
|  |  |  | Customer numbers (#) | TGD | Number | N/A | N/A | N/A |  |  |  | 3998218.5372 | 4052993.4898 | 4107768.4423 | 4162543.3948 | 4217318.3473 | 4272093.2998 | 4326868.2523 | 4381643.2049
|  |  |  | Circuit Length (km) | TGD | Km | N/A | N/A | N/A |  |  |  | 13039 | 13039 | 13059 | 13353 | 14427 | 14427 | 14427 | 14427
|  |  |  | Energy throughput (GWh) | Opex / Calc | Percent | N/A | N/A | 14.91% |  |  |  |  | -0.3149% | 0.1046% | -0.5276% | 0.03006% | 0% | 0.4034% | 0.7109%
|  |  |  | Ratcheted Maximum Demand (MW) | Opex / Calc | Percent | N/A | N/A | 24.71% |  |  |  |  | -2.166% | 0.3033% | 0.4525% | 0.6734% | 1.035% | 1.024% | 1.227%
|  |  |  | Customer numbers (#) | Opex / Calc | Percent | N/A | N/A | 7.59% |  |  |  |  | 1.361% | 1.342% | 1.325% | 1.307% | 1.29% | 1.274% | 1.258%
|  |  |  | Circuit Length (km) | Opex / Calc | Percent | N/A | N/A | 52.79% |  |  |  |  | 0% | 0.1533% | 2.226% | 7.736% | 0% | 0% | 0%
|  |  |  | Forecast output change | Calculated | Percent | N/A | N/A | N/A |  |  |  |  | -0.4789% | 0.2733% | 1.309% | 4.354% | 0.3536% | 0.4099% | 0.5047%
0 |  |  |  | Check - Alignment to opex model | Calculated | N/A | N/A | N/A | N/A | [6 empty] | 0 | 0 | 0 | 0 | 0
Input ¦ Forecast price change
|  |  | Rate of Change Factor |  | Source | Unit | Basis | Timing | Weighting |  |  |  |  | FY22 | FY23 | FY24 | FY25 | FY26 | FY27 | FY28
|  |  |  | WPI - BIS Oxford | BIS | Percent | N/A | N/A | 70.4% |  |  |  |  | -1.394% | -1.069% | 0.8086% | 1.431% | 1.376% | 0.6456% | 0.5491%
|  |  |  | CPI | TGD | Percent | N/A | N/A | 29.6% | bar: FY22 to FY28
|  |  |  | Forecast price change | Calculated | Percent | N/A | N/A | N/A |  |  |  |  | -0.9813% | -0.7529% | 0.5692% | 1.008% | 0.9684% | 0.4545% | 0.3866%
0 |  |  |  | Check - Alignment to opex model | Calculated | N/A | N/A | N/A | N/A | [6 empty] | 0 | 0 | 0 | 0 | 0
Input ¦ Forecast productivity change
|  |  | Rate of Change Factor |  | Source | Unit | Basis | Timing | [5 empty] | FY22 | FY23 | FY24 | FY25 | FY26 | FY27 | FY28
|  |  |  | Partial factor productivity | Opex Model | Percent | N/A | N/A | [5 empty] | 0% | 0% | 0.5% | 0.5% | 0.5% | 0.5% | 0.5%
0 |  |  |  | Check - Alignment to opex model | Calculated | N/A | N/A | N/A | [7 empty] | 0 | 0 | 0 | 0 | 0
Calc ¦ Overall rate of change
|  |  | Rate of Change Factor |  | Source | Unit | Basis | Timing | [5 empty] | FY22 | FY23 | FY24 | FY25 | FY26 | FY27 | FY28
|  |  |  | Forecast output change | Calculated | Percent | N/A | N/A | bar: FY22 to FY28
|  |  |  | Forecast price change | Calculated | Percent | N/A | N/A | [5 empty] | -0.9813% | -0.7529% | 0.5692% | 1.008% | 0.9684% | 0.4545% | 0.3866%
|  |  |  | Forecast productivity change | Calculated | Percent | N/A | N/A | bar: FY22 to FY28
|  |  |  | Overall rate of change | Calculated | Percent | N/A | N/A | [5 empty] | -0.9813% | -0.7529% | 0.5692% | 1.008% | 0.9684% | 0.4545% | 0.3866%
0 |  |  |  | Check - Alignment to opex model | Calculated | N/A | N/A | N/A | [7 empty] | 0 | 0 | 0 | 0 | 0
End

## Contin_Proj_Input
Inputs - Next period (2023-2028) contingent projects
TransGrid Capex Forecast Model
WB Check |  | 0 |  | Commercial in Confidence |  |  |  | Real 2020 (End Period) to Real 2021 (End Period) | 1.0086 | 1.0086 | 1.0086 | 1.0086 | 1.0086 | 1.0086 | 1.0086
Sheet Check |  | 0 | [5 empty] | Real 2026 (End Period) to Real 2021 (End Period) | 0.82025 | 0.82025 | 0.82025 | 0.82025 | 0.82025 | 0.82025 | 0.82025 |  |  | Real 2021 (Mid Period) to Real 2023 (End Period) | 1.1205 | 1.1205 | 1.1205 | 1.1205 | 1.1205 | 1.1205 | 1.1205
Table of Contents
[9 empty] | Escalated Cost (OER) ($M) ($Real 21) | [9 empty] | Escalated Cost (OER) ($M) ($Real 23)
[9 empty] | 2024 | 2025 | 2026 | 2027 | 2028 | RP3 | Total Cost |  |  |  | 2024 | 2025 | 2026 | 2027 | 2028 | RP3 | Total Cost
| Index | ID | Project Asset Class | Header Project Description | Project Name | Category | FY24-FY28 |  | FY24 | FY25 | FY26 | FY27 | FY28 | FY24 - FY28 | Total Project Cost | Contingent RP3 | Rank FY24-28 |  | FY24 | FY25 | FY26 | FY27 | FY28 | FY24 - FY28 | Total Project Cost | Total 24-28 ($Real 23)
| 1 | 2162 | Augex | Increase capacity for generation in the Molong to Parkes area | Increase capacity for generation in the Molong to Parkes area | Economic Benefits | 6.2684 |  | 2.2736 | 3.9947 | 0 | 0 | 0 | 6.2684 | 6.359 | N/A | N/A |  | 2.5476 | 4.4761 | 0 | 0 | 0 | 7.0237 | 7.1252 | 7.0237
| 2 | N2205 | Augex | Increase capacity for generation in Wagga North area | Increase capacity for generation in Wagga North area | Economic Benefits | 9.7919 |  | 0.272 | 9.5199 | 0 | 0 | 0 | 9.7919 | 9.8825 | N/A | N/A |  | 0.30477 | 10.667 | 0 | 0 | 0 | 10.9718 | 11.0734 | 10.9718
| 3 | 1687 | Augex | Supply to Western Sydney Priority Growth area | Supply to Western Sydney Priority Growth area | Augex - Major Project | c-i-c |  | c-i-c | c-i-c | c-i-c | c-i-c | c-i-c | c-i-c | c-i-c | c-i-c | N/A |  | c-i-c | c-i-c | c-i-c | c-i-c | c-i-c | c-i-c | c-i-c | c-i-c
| 4 | N2208 | Augex | Increase capacity of 132 kV busbars at Wagga Substation | Increase capacity of 132 kV busbars at Wagga Substation | Economic Benefits | 4.9076 |  | 0.40897 | 1.963 | 2.372 | 0.16359 | 0 | 4.9076 | 5.153 | N/A | N/A |  | 0.45825 | 2.1996 | 2.6578 | 0.1833 | 0 | 5.499 | 5.7739 | 5.499
| 5 | N2371 | Augex | Supply to Sydney West Area | Supply to Sydney West Area | Demand | 16.5878 |  | 16.1192 | 0.46858 | 0 | 0 | 0 | 16.5878 | 18.7433 | N/A | N/A |  | 18.0617 | 0.52505 | 0 | 0 | 0 | 18.5867 | 21.0019 | 18.5867
| 6 | N2293 | Augex | Maintain quality of supply in ACT | Maintain quality of supply in ACT | Compliance | 0 |  | 0 | 0 | 0 | 0 | 0 | 0 | 0 | N/A | N/A |  | 0 | 0 | 0 | 0 | 0 | 0 | 0 | 0
| 7 | 2145 | Augex | Improve voltage control in Southern NSW area | Improve voltage control in Southern NSW area | Compliance | 19.9407 |  | 0.83399 | 1.8929 | 17.0358 | 0.17804 | 0 | 19.9407 | 19.9407 | N/A | N/A |  | 0.93448 | 2.121 | 19.0887 | 0.1995 | 0 | 22.3436 | 22.3436 | 22.3436
| 8 | 1422 | Augex | Improve operational response to busbar trips | Improve operational response to busbar trips | Economic Benefits | 0 |  | 0 | 0 | 0 | 0 | 0 | 0 | 0 | N/A | N/A |  | 0 | 0 | 0 | 0 | 0 | 0 | 0 | 0
| 9 | N2584 | Augex | Maintain Voltage in Greater Sydney area | Maintain Voltage in Greater Sydney area | Compliance | 8.5569 |  | 1.1012 | 7.221 | 0.23468 | 0 | 0 | 8.5569 | 8.5569 | N/A | N/A |  | 1.2339 | 8.0912 | 0.26296 | 0 | 0 | 9.588 | 9.588 | 9.588
| 10 | 1473 | Augex | Manage multiple contingencies in North West NSW area | Manage multiple contingencies in North West NSW area | Economic Benefits | 2.5334 |  | 0.17765 | 0.98093 | 1.3749 | 0 | 0 | 2.5334 | 2.5334 | N/A | N/A |  | 0.19906 | 1.0991 | 1.5405 | 0 | 0 | 2.8387 | 2.8387 | 2.8387
| 11 | 1491 | Augex | Manage multiple contingencies in Sydney Northwest area | Manage multiple contingencies in Sydney Northwest area | Economic Benefits | 9.5649 |  | 0 | 0.4658 | 0.92356 | 5.0274 | 3.1481 | 9.5649 | 9.6131 | N/A | N/A |  | 0 | 0.52193 | 1.0349 | 5.6332 | 3.5275 | 10.7175 | 10.7715 | 10.7175
| 12 | 1522 | Augex | Manage multiple contingencies in the Bayswater to Sydney area | Manage multiple contingencies in the Bayswater to Sydney area | Economic Benefits | 4.5009 |  | 0.25005 | 0.71789 | 3.0571 | 0.4759 | 0 | 4.5009 | 4.5009 | N/A | N/A |  | 0.28018 | 0.8044 | 3.4255 | 0.53325 | 0 | 5.0433 | 5.0433 | 5.0433
| 13 | 1443 | Augex | Supply to Strathnairn area (EVOEnergy) | Supply to Strathnairn area (EVOEnergy) | Connections | 2.5505 |  | 0 | 0 | 0 | 0.54593 | 2.0046 | 2.5505 | 2.5505 | N/A | N/A |  | 0 | 0 | 0 | 0.61172 | 2.2462 | 2.8579 | 2.8579 | 2.8579
| 14 | 1440 | Augex | Condition of AusGrid cables 9SA and 92P | Condition of AusGrid cables 9SA and 92P | Connections | 0.14169 |  | 0 | 0 | 0 | 0 | 0.14169 | 0.14169 | 0.14169 | N/A | N/A |  | 0 | 0 | 0 | 0 | 0.15877 | 0.15877 | 0.15877 | 0.15877
| 15 | 1520 | Augex | Improve voltage regulation following under frequency load shedding events | Improve voltage regulation following under frequency load shedding events | Compliance | 0 |  | 0 | 0 | 0 | 0 | 0 | 0 | 0 | N/A | N/A |  | 0 | 0 | 0 | 0 | 0 | 0 | 0 | 0
| 16 | 1698 | Augex | Supply to Far West NSW Network | Supply to Far West NSW Network | Demand | 7.9697 |  | 0 | 0 | 0 | 1.0436 | 6.926 | 7.9697 | 14.6206 | N/A | N/A |  | 0 | 0 | 0 | 1.1694 | 7.7606 | 8.93 | 16.3824 | 8.93
| 17 | 2137 | Augex | Strategic property acquisition for Western Sydney Priority Growth Area | Strategic property acquisition for Western Sydney Priority Growth Area | Strategic Property | c-i-c |  | c-i-c | c-i-c | c-i-c | c-i-c | c-i-c | c-i-c | c-i-c | c-i-c | N/A |  | c-i-c | c-i-c | c-i-c | c-i-c | c-i-c | c-i-c | c-i-c | c-i-c
| 18 | N2360 | Augex | Maintain Voltage in the Vineyard Area | Maintain Voltage in the Vineyard Area | Demand | 36.5082 |  | 5.6957 | 29.9722 | 0.84034 | 0 | 0 | 36.5082 | 38.0021 | N/A | N/A |  | 6.382 | 33.5839 | 0.94161 | 0 | 0 | 40.9075 | 42.5815 | 40.9075
| 19 | N2649 | Augex | Voltage control under light load conditions | Voltage control under light load conditions | Compliance | 4.5337 |  | 2.6243 | 1.9094 | 0 | 0 | 0 | 4.5337 | 4.8957 | N/A | N/A |  | 2.9406 | 2.1395 | 0 | 0 | 0 | 5.0801 | 5.4857 | 5.0801
| 20 | 1316 | Augex | Maintain voltage in Beryl area | Maintain voltage in Beryl area | Demand | 19.873 |  | 0 | 1.3364 | 6.3455 | 12.1911 | 0 | 19.873 | 19.873 | N/A | N/A |  | 0 | 1.4974 | 7.1102 | 13.6601 | 0 | 22.2678 | 22.2678 | 22.2678
| 21 | N2645 | Augex | Maintain voltage in Alpine area | Maintain voltage in Alpine area | Compliance | 2.0205 |  | 0 | 0 | 0 | 0.28865 | 1.7319 | 2.0205 | 21.5525 | N/A | N/A |  | 0 | 0 | 0 | 0.32343 | 1.9406 | 2.264 | 24.1496 | 2.264
| 22 | 0 | Contingent RP3 | 0 | 0% | 0% | 0 |  | 0 | 0 | 0 | 0 | 0 | 0 | 0 | 0 | 22 |  | 0 | 0 | 0 | 0 | 0 | 0 | 0 | 0
| 23 | N2363 | Contingent RP3 | Improving stability in South-Western NSW | Improving stability in South-Western NSW | Compliance | 121 |  | 66 | 55 | 0 | 0 | 0 | 121 | 166.9 | 121 | 15 |  | 73.9531 | 61.6276 | 0 | 0 | 0 | 135.5808 | 187.0118 | 135.5808
| 24 | N2384 | Contingent RP3 | Supply to Bathurst Orange and Parkes Stage 1 | Supply to Bathurst Orange and Parkes Stage 1 | Demand | 111.721 |  | 4.54 | 17.707 | 84.603 | 4.871 | 0 | 111.721 | 111.717 | 111.721 | 16 |  | 5.0871 | 19.8407 | 94.7978 | 5.458 | 0 | 125.1836 | 125.1791 | 125.1836
| 25 | 1693 | Contingent RP3 | Supply to North West Slopes Area | Supply to North West Slopes Area | Demand | 158.277 |  | 6.588 | 28.058 | 80.845 | 31.141 | 11.645 | 158.277 | 160.297 | 158.277 | 13 |  | 7.3819 | 31.439 | 90.587 | 34.8936 | 13.0482 | 177.3497 | 179.6131 | 177.3497
| 26 | 1555 | Contingent RP3 | Line 86 refurbishment | Line 86 refurbishment | Economic Benefits | 315.14 |  | 32.36 | 35.36 | 20.55 | 226.87 | 0 | 315.14 | 315.14 | 315.14 | 7 |  | 36.2594 | 39.621 | 23.0263 | 254.2083 | 0 | 353.115 | 353.115 | 353.115
| 27 | 0 | Contingent RP3 | 0 | 0% | 0% | 0 |  | 0 | 0 | 0 | 0 | 0 | 0 | 0 | 0 | 23 |  | 0 | 0 | 0 | 0 | 0 | 0 | 0 | 0
| 28 | 0 | Contingent RP3 | 0 | 0% | 0% | 0 |  | 0 | 0 | 0 | 0 | 0 | 0 | 0 | 0 | 24 |  | 0 | 0 | 0 | 0 | 0 | 0 | 0 | 0
| 29 | N2415 | Contingent RP3 | Meeting NSW system inertia requirement | Meeting NSW system inertia requirement | Compliance | 100 |  | 0 | 0 | 0 | 20 | 80 | 100 | 250 | 100 | 17 |  | 0 | 0 | 0 | 22.41 | 89.6402 | 112.0502 | 280.1255 | 112.0502
| 30 | N2416 | Contingent RP3 | Meeting NSW system strength requirement | Meeting NSW system strength requirement | Compliance | 270 |  | 0 | 0 | 0 | 100 | 170 | 270 | 610 | 270 | 8 |  | 0 | 0 | 0 | 112.0502 | 190.4854 | 302.5356 | 683.5063 | 302.5356
| 31 | N2587 | Contingent RP3 | Improve capacity of Southern NSW lines for renewables | Improve capacity of Southern NSW lines for renewables | Economic Benefits | 262.5 |  | 0 | 0 | 37.5 | 75 | 150 | 262.5 | 375 | 262.5 | 9 |  | 0 | 0 | 42.0188 | 84.0377 | 168.0753 | 294.1318 | 420.1883 | 294.1318
| 32 | N2657 | Contingent RP3 | Supply to ACT -Network Capability | Supply to ACT -Network Capability | Demand | 68 |  | 0 | 0 | 8 | 20 | 40 | 68 | 90 | 68 | 19 |  | 0 | 0 | 8.964 | 22.41 | 44.8201 | 76.1941 | 100.8452 | 76.1941
| 33 | N2384 | Contingent RP3 | Supply to Bathurst Orange and Parkes Stage 2 | Supply to Bathurst Orange and Parkes Stage 2 | Demand | 90 |  | 0 | 0 | 10 | 30 | 50 | 90 | 385.4 | 90 | 18 |  | 0 | 0 | 11.205 | 33.6151 | 56.0251 | 100.8452 | 431.8415 | 100.8452
| 34 | TBA | Contingent RP3 | Moree Special Activation Precinct | Moree Special Activation Precinct | Demand | 40 |  | 0 | 0 | 0 | 20 | 20 | 40 | 40 | 40 | 21 |  | 0 | 0 | 0 | 22.41 | 22.41 | 44.8201 | 44.8201 | 44.8201
| 35 | 2153 | Contingent RP3 | Strategic Easement acquisition for supply to Sydney from the south | Strategic Easement acquisition for supply to Sydney from the south | Strategic Property | 240.0749 |  | 2.8053 | 1.9797 | 235.2899 | 0 | 0 | 240.0749 | 240.0749 | 240.0749 | 10 |  | 3.1433 | 2.2182 | 263.6429 | 0 | 0 | 269.0044 | 269.0044 | 269.0044
| 36 | N2534 | Contingent RP3 | Manage increased fault levels in Southern NSW | Manage increased fault levels in Southern NSW | Compliance | 48.64 |  | 2.3 | 11.2 | 30.3 | 4.84 | 0 | 48.64 | 48.64 | 48.64 | 20 |  | 2.5772 | 12.5496 | 33.9512 | 5.4232 | 0 | 54.5012 | 54.5012 | 54.5012
| 37 | 0 | Contingent RP3 | 0 | 0% | 0% | 0 |  | 0 | 0 | 0 | 0 | 0 | 0 | 0 | 0 | 25 |  | 0 | 0 | 0 | 0 | 0 | 0 | 0 | 0
| 38 | 0 | Contingent RP3 | 0 | 0% | 0% | 0 |  | 0 | 0 | 0 | 0 | 0 | 0 | 0 | 0 | 26 |  | 0 | 0 | 0 | 0 | 0 | 0 | 0 | 0
| 39 | N2588 | Contingent RP3 | Renewable Energy Zone in South Western NSW | Renewable Energy Zone in South Western NSW | Economic Benefits | 991.2 |  | 0 | 0 | 141.6 | 283.2 | 566.4 | 991.2 | 1416 | 991.2 | 4 |  | 0 | 0 | 158.6631 | 317.3262 | 634.6524 | 1110.6417 | 1586.631 | 1110.6417
| 40 | N2596 | Contingent RP3 | Renewable energy zone in Hunter region | Renewable energy zone in Hunter region | Economic Benefits | 225 |  | 0 | 0 | 25 | 75 | 125 | 225 | 250 | 225 | 11 |  | 0 | 0 | 28.0126 | 84.0377 | 140.0628 | 252.113 | 280.1255 | 252.113
| 41 | N2597 | Contingent RP3 | Renewable energy zone in Illawarra region | Renewable energy zone in Illawarra region | Economic Benefits | 225 |  | 0 | 0 | 25 | 75 | 125 | 225 | 250 | 225 | 12 |  | 0 | 0 | 28.0126 | 84.0377 | 140.0628 | 252.113 | 280.1255 | 252.113
| 42 | 1903 | Contingent RP3 | Renewable Energy Zone in Central West NSW area | Renewable Energy Zone in Central West NSW area | Economic Benefits | 661.5 |  | 20.25 | 60.75 | 384.75 | 195.75 | 0 | 661.5 | 675 | 661.5 | 6 |  | 22.6902 | 68.0705 | 431.1132 | 219.3383 | 0 | 741.2122 | 756.3389 | 741.2122
| 43 | N2414 | Contingent RP3 | Renewable Energy Zone in New England area | Renewable Energy Zone in New England area | Economic Benefits | 1905 |  | 40 | 140 | 875 | 850 | 0 | 1905 | 1905 | 1905 | 2 |  | 44.8201 | 156.8703 | 980.4394 | 952.4268 | 0 | 2134.5566 | 2134.5566 | 2134.5566
| 44 | 0 | Contingent RP3 | 0 | 0% | 0% | 0 |  | 0 | 0 | 0 | 0 | 0 | 0 | 0 | 0 | 27 |  | 0 | 0 | 0 | 0 | 0 | 0 | 0 | 0
| 45 | 0 | Contingent RP3 | 0 | 0% | 0% | 0 |  | 0 | 0 | 0 | 0 | 0 | 0 | 0 | 0 | 28 |  | 0 | 0 | 0 | 0 | 0 | 0 | 0 | 0
| 46 | 1901 | Contingent RP3 | Humelink | Humelink | Economic Benefits | 3444.5769 |  | 622.2462 | 497.7969 | 1162.2669 | 1162.2669 | 0 | 3444.5769 | 3444.5769 | 3444.5769 | 1 |  | 697.2281 | 557.7825 | 1302.3226 | 1302.3226 | 0 | 3859.6558 | 3859.6558 | 3859.6558
| 47 | 1746 | Contingent RP3 | VNI West | VNI West | Economic Benefits | 1615 |  | 0 | 161.5 | 323 | 646 | 484.5 | 1615 | 2942 | 1615 | 3 |  | 0 | 180.9611 | 361.9222 | 723.8444 | 542.8833 | 1809.611 | 3296.5173 | 1809.611
| 48 | N2413 | Contingent RP3 | QNI Connect | QNI Connect | Economic Benefits | 151.5 |  | 0 | 0 | 0 | 0 | 151.5 | 151.5 | 1253 | 151.5 | 14 |  | 0 | 0 | 0 | 0 | 169.7561 | 169.7561 | 1403.9892 | 169.7561
| 49 | N2417 | Contingent RP3 | Supply to Sydney from the North - Sydney Ring northern option | Supply to Sydney from the North - Sydney Ring northern option | Economic Benefits | 880 |  | 88 | 176 | 352 | 264 | 0 | 880 | 880 | 880 | 5 |  | 98.6042 | 197.2084 | 394.4168 | 295.8126 | 0 | 986.0419 | 986.0419 | 986.0419
| 50 | 0 | Contingent RP3 | 0 | 0% | 0% | 0 |  | 0 | 0 | 0 | 0 | 0 | 0 | 0 | 0 | 29 |  | 0 | 0 | 0 | 0 | 0 | 0 | 0 | 0
| 51 | 0 | Contingent RP3 | 0 | 0% | 0% | 0 |  | 0 | 0 | 0 | 0 | 0 | 0 | 0 | 0 | 30 |  | 0 | 0 | 0 | 0 | 0 | 0 | 0 | 0
| 52 | [5 empty] | 0 | [8 empty] | N/A | N/A |  | 0 | 0 | 0 | 0 | 0 | 0 | 0 | 0
| 53 | [5 empty] | 0 | [8 empty] | N/A | N/A |  | 0 | 0 | 0 | 0 | 0 | 0 | 0 | 0
| 54 | [5 empty] | 0 | [8 empty] | N/A | N/A |  | 0 | 0 | 0 | 0 | 0 | 0 | 0 | 0
| 55 | [5 empty] | 0 | [8 empty] | N/A | N/A |  | 0 | 0 | 0 | 0 | 0 | 0 | 0 | 0
| 56 | [5 empty] | 0 | [8 empty] | N/A | N/A |  | 0 | 0 | 0 | 0 | 0 | 0 | 0 | 0
| 57 | [5 empty] | 0 | [8 empty] | N/A | N/A |  | 0 | 0 | 0 | 0 | 0 | 0 | 0 | 0
| 58 | [5 empty] | 0 | [8 empty] | N/A | N/A |  | 0 | 0 | 0 | 0 | 0 | 0 | 0 | 0
| 59 | [5 empty] | 0 | [8 empty] | N/A | N/A |  | 0 | 0 | 0 | 0 | 0 | 0 | 0 | 0
| 60 | [5 empty] | 0 | [8 empty] | N/A | N/A |  | 0 | 0 | 0 | 0 | 0 | 0 | 0 | 0
| 61 | [5 empty] | 0 | [8 empty] | N/A | N/A |  | 0 | 0 | 0 | 0 | 0 | 0 | 0 | 0
| 62 | [5 empty] | 0 | [8 empty] | N/A | N/A |  | 0 | 0 | 0 | 0 | 0 | 0 | 0 | 0
| 63 | [5 empty] | 0 | [8 empty] | N/A | N/A |  | 0 | 0 | 0 | 0 | 0 | 0 | 0 | 0
| 64 | [5 empty] | 0 | [8 empty] | N/A | N/A |  | 0 | 0 | 0 | 0 | 0 | 0 | 0 | 0
| 65 | [5 empty] | 0 | [8 empty] | N/A | N/A |  | 0 | 0 | 0 | 0 | 0 | 0 | 0 | 0
| 66 | [5 empty] | 0 | [8 empty] | N/A | N/A |  | 0 | 0 | 0 | 0 | 0 | 0 | 0 | 0
| 67 | [5 empty] | 0 | [8 empty] | N/A | N/A |  | 0 | 0 | 0 | 0 | 0 | 0 | 0 | 0
| 68 | [5 empty] | 0 | [8 empty] | N/A | N/A |  | 0 | 0 | 0 | 0 | 0 | 0 | 0 | 0
| 69 | [5 empty] | 0 | [8 empty] | N/A | N/A |  | 0 | 0 | 0 | 0 | 0 | 0 | 0 | 0
| 70 | [5 empty] | 0 | [8 empty] | N/A | N/A |  | 0 | 0 | 0 | 0 | 0 | 0 | 0 | 0
| 71 | [5 empty] | 0 | [8 empty] | N/A | N/A |  | 0 | 0 | 0 | 0 | 0 | 0 | 0 | 0
| 72 | [5 empty] | 0 | [8 empty] | N/A | N/A |  | 0 | 0 | 0 | 0 | 0 | 0 | 0 | 0
| 73 | [5 empty] | 0 | [8 empty] | N/A | N/A |  | 0 | 0 | 0 | 0 | 0 | 0 | 0 | 0
| 74 | [5 empty] | 0 | [8 empty] | N/A | N/A |  | 0 | 0 | 0 | 0 | 0 | 0 | 0 | 0
| 75 | [5 empty] | 0 | [8 empty] | N/A | N/A |  | 0 | 0 | 0 | 0 | 0 | 0 | 0 | 0
|  | Totals |  |  |  |  | 12165.0496 |  | 931.2989 | 1246.5419 | 3831.3463 | 4116.1883 | 2039.6742 | 12165.0496 | 16083.2165 |  |  |  | 1043.5224 | 1396.7529 | 4293.0317 | 4612.1978 | 2285.4593 | 13630.9642 | 18021.2785 | 13630.9642
End

## Current_Period_Capex_Input
Inputs - Current period (2018-2023) capex impacting next period (2023-2028)
TransGrid Capex Forecast Model
| WB Check |  | 0
| Sheet Check |  | 0
Table of Contents
Input ¦ Current period actionable ISP capex deferred to next period and not included in next period forecast
[8 empty] | Nominal, Mid Period | [5 empty] | Real 2023, End Period
|  | As Incurred - PEC |  | Source | Unit | Basis | Timing | FY24 | FY25 | FY26 | FY27 | FY28 | FY24 - FY28 | FY24 | FY25 | FY26 | FY27 | FY28 | FY24 - FY28
|  | 1 | Transmission Lines (pre 2004-05) | TransGrid | $Million | Various | Various | 0 | 0 | 0 | 0 | 0 | 0 | 0 | 0 | 0 | 0 | 0 | 0
|  | 2 | Underground Cables (pre 2004-05) | TransGrid | $Million | Various | Various | 0 | 0 | 0 | 0 | 0 | 0 | 0 | 0 | 0 | 0 | 0 | 0
|  | 3 | Substations including Buildings (pre 2004-05) | TransGrid | $Million | Various | Various | 0 | 0 | 0 | 0 | 0 | 0 | 0 | 0 | 0 | 0 | 0 | 0
|  | 4 | Transmission Lines (2004-09) | TransGrid | $Million | Various | Various | 0 | 0 | 0 | 0 | 0 | 0 | 0 | 0 | 0 | 0 | 0 | 0
|  | 5 | Underground Cables (2004-09) | TransGrid | $Million | Various | Various | 0 | 0 | 0 | 0 | 0 | 0 | 0 | 0 | 0 | 0 | 0 | 0
|  | 6 | Substations including Buildings (2004-09) | TransGrid | $Million | Various | Various | 0 | 0 | 0 | 0 | 0 | 0 | 0 | 0 | 0 | 0 | 0 | 0
|  | 7 | SCADA and Communications (2004-09) | TransGrid | $Million | Various | Various | 0 | 0 | 0 | 0 | 0 | 0 | 0 | 0 | 0 | 0 | 0 | 0
|  | 8 | Transmission Lines & Cables (09-14) | TransGrid | $Million | Various | Various | 0 | 0 | 0 | 0 | 0 | 0 | 0 | 0 | 0 | 0 | 0 | 0
|  | 9 | Substations (09-14) | TransGrid | $Million | Various | Various | 0 | 0 | 0 | 0 | 0 | 0 | 0 | 0 | 0 | 0 | 0 | 0
|  | 10 | Secondary Systems (09-14) | TransGrid | $Million | Various | Various | 0 | 0 | 0 | 0 | 0 | 0 | 0 | 0 | 0 | 0 | 0 | 0
|  | 11 | Communications (09-14) | TransGrid | $Million | Various | Various | 0 | 0 | 0 | 0 | 0 | 0 | 0 | 0 | 0 | 0 | 0 | 0
|  | 12 | Minor Plant, Motor Vehicles & Mobile Plant (2009-14) | TransGrid | $Million | Various | Various | 0 | 0 | 0 | 0 | 0 | 0 | 0 | 0 | 0 | 0 | 0 | 0
|  | 13 | Transmission Lines (2014-18) | TransGrid | $Million | Various | Various | 0 | 0 | 0 | 0 | 0 | 0 | 0 | 0 | 0 | 0 | 0 | 0
|  | 14 | Underground Cables (2014-18) | TransGrid | $Million | Various | Various | 0 | 0 | 0 | 0 | 0 | 0 | 0 | 0 | 0 | 0 | 0 | 0
|  | 15 | Substations (2014-18) | TransGrid | $Million | Various | Various | 0 | 0 | 0 | 0 | 0 | 0 | 0 | 0 | 0 | 0 | 0 | 0
|  | 16 | Secondary Systems (2014-18) | TransGrid | $Million | Various | Various | 0 | 0 | 0 | 0 | 0 | 0 | 0 | 0 | 0 | 0 | 0 | 0
|  | 17 | Communications (short life) (2014-18) | TransGrid | $Million | Various | Various | 0 | 0 | 0 | 0 | 0 | 0 | 0 | 0 | 0 | 0 | 0 | 0
|  | 18 | Business IT (2014-18) | TransGrid | $Million | Various | Various | 0 | 0 | 0 | 0 | 0 | 0 | 0 | 0 | 0 | 0 | 0 | 0
|  | 19 | Minor Plant, Motor Vehicles & Mobile Plant (2014-18) | TransGrid | $Million | Various | Various | 0 | 0 | 0 | 0 | 0 | 0 | 0 | 0 | 0 | 0 | 0 | 0
|  | 20 | Transmission Line Life Extension (2014-18) | TransGrid | $Million | Various | Various | 0 | 0 | 0 | 0 | 0 | 0 | 0 | 0 | 0 | 0 | 0 | 0
|  | 21 | Residual - other | TransGrid | $Million | Various | Various | 0 | 0 | 0 | 0 | 0 | 0 | 0 | 0 | 0 | 0 | 0 | 0
|  | 22 | Transmission Lines (2018 onwards) | TransGrid | $Million | Various | Various | 332.49 | 31.0524 | 0 | 0 | 0 | 363.5424 | 327.6131 | 29.7059 | 0 | 0 | 0 | 357.319
|  | 23 | Underground Cables (2018 onwards) | TransGrid | $Million | Various | Various | 0 | 0 | 0 | 0 | 0 | 0 | 0 | 0 | 0 | 0 | 0 | 0
|  | 24 | Substations (2018 onwards) | TransGrid | $Million | Various | Various | 60.16 | 33.6324 | 0 | 0 | 0 | 93.7924 | 59.2776 | 32.1741 | 0 | 0 | 0 | 91.4516
|  | 25 | Secondary Systems (2018-23) | TransGrid | $Million | Various | Various | 4.87 | 2.43 | 0 | 0 | 0 | 7.3 | 4.7986 | 2.3246 | 0 | 0 | 0 | 7.1232
|  | 26 | Communications (short life) (2018 onwards) | TransGrid | $Million | Various | Various | 0.22 | 0.11 | 0 | 0 | 0 | 0.33 | 0.21677 | 0.10523 | 0 | 0 | 0 | 0.322
|  | 27 | Business IT (2018 onwards) | TransGrid | $Million | Various | Various | 0 | 0 | 0 | 0 | 0 | 0 | 0 | 0 | 0 | 0 | 0 | 0
|  | 28 | Minor Plant, Motor Vehicles & Mobile Plant (2018 onwards) | TransGrid | $Million | Various | Various | 0 | 0 | 0 | 0 | 0 | 0 | 0 | 0 | 0 | 0 | 0 | 0
|  | 29 | Transmission Line Life Extension (2018 onwards) | TransGrid | $Million | Various | Various | 0 | 0 | 0 | 0 | 0 | 0 | 0 | 0 | 0 | 0 | 0 | 0
|  | 30 | Land and Easements | TransGrid | $Million | Various | Various | 48.3 | 11.04 | 0 | 0 | 0 | 59.34 | 47.5915 | 10.5613 | 0 | 0 | 0 | 58.1528
|  | 31 | Synchronous Condensers | TransGrid | $Million | Various | Various | 16.53 | 0 | 0 | 0 | 0 | 16.53 | 16.2875 | 0 | 0 | 0 | 0 | 16.2875
|  | 32 | Leasehold Land and Property | TransGrid | $Million | Various | Various | 0 | 0 | 0 | 0 | 0 | 0 | 0 | 0 | 0 | 0 | 0 | 0
|  | 33 | [Spare] | TransGrid | $Million | Various | Various | 0 | 0 | 0 | 0 | 0 | 0 | 0 | 0 | 0 | 0 | 0 | 0
|  | 34 | [Spare] | TransGrid | $Million | Various | Various | 0 | 0 | 0 | 0 | 0 | 0 | 0 | 0 | 0 | 0 | 0 | 0
|  | 35 | [Spare] | TransGrid | $Million | Various | Various | 0 | 0 | 0 | 0 | 0 | 0 | 0 | 0 | 0 | 0 | 0 | 0
|  | 36 | [Spare] | TransGrid | $Million | Various | Various | 0 | 0 | 0 | 0 | 0 | 0 | 0 | 0 | 0 | 0 | 0 | 0
|  | 37 | [Spare] | TransGrid | $Million | Various | Various | 0 | 0 | 0 | 0 | 0 | 0 | 0 | 0 | 0 | 0 | 0 | 0
|  | 38 | [Spare] | TransGrid | $Million | Various | Various | 0 | 0 | 0 | 0 | 0 | 0 | 0 | 0 | 0 | 0 | 0 | 0
|  | 39 | [Spare] | TransGrid | $Million | Various | Various | 0 | 0 | 0 | 0 | 0 | 0 | 0 | 0 | 0 | 0 | 0 | 0
|  | 40 | [Spare] | TransGrid | $Million | Various | Various | 0 | 0 | 0 | 0 | 0 | 0 | 0 | 0 | 0 | 0 | 0 | 0
|  | 41 | [Spare] | TransGrid | $Million | Various | Various | 0 | 0 | 0 | 0 | 0 | 0 | 0 | 0 | 0 | 0 | 0 | 0
|  | 42 | [Spare] | TransGrid | $Million | Various | Various | 0 | 0 | 0 | 0 | 0 | 0 | 0 | 0 | 0 | 0 | 0 | 0
|  | 43 | [Spare] | TransGrid | $Million | Various | Various | 0 | 0 | 0 | 0 | 0 | 0 | 0 | 0 | 0 | 0 | 0 | 0
|  | 44 | [Spare] | TransGrid | $Million | Various | Various | 0 | 0 | 0 | 0 | 0 | 0 | 0 | 0 | 0 | 0 | 0 | 0
|  | 45 | [Spare] | TransGrid | $Million | Various | Various | 0 | 0 | 0 | 0 | 0 | 0 | 0 | 0 | 0 | 0 | 0 | 0
|  | 46 | [Spare] | TransGrid | $Million | Various | Various | 0 | 0 | 0 | 0 | 0 | 0 | 0 | 0 | 0 | 0 | 0 | 0
|  | 47 | Spare straight-line tax asset class | TransGrid | $Million | Various | Various | 0 | 0 | 0 | 0 | 0 | 0 | 0 | 0 | 0 | 0 | 0 | 0
|  | 48 | Buildings | TransGrid | $Million | Various | Various | 0 | 0 | 0 | 0 | 0 | 0 | 0 | 0 | 0 | 0 | 0 | 0
|  | 49 | In-house software | TransGrid | $Million | Various | Various | 0 | 0 | 0 | 0 | 0 | 0 | 0 | 0 | 0 | 0 | 0 | 0
|  | 50 | Equity raising costs | TransGrid | $Million | Various | Various | 0 | 0 | 0 | 0 | 0 | 0 | 0 | 0 | 0 | 0 | 0 | 0
|  |  | Total Capex - As Incurred - PEC | Calculated | $Million | Various | Various | 462.57 | 78.2648 | 0 | 0 | 0 | 540.8348 | 455.7851 | 74.8711 | 0 | 0 | 0 | 530.6562
0 |  |  | Check - Source | Calculated | N/A | N/A | N/A | 0 | 0 | 0 | 0 | 0
Input ¦ Capex incurred in the current period to be commissioned next period (including PEC and other capex)
[8 empty] | Nominal, Mid Period | [5 empty] | Real 2023, End Period
|  | As Commissioned |  | Source | Unit | Basis | Timing | FY24 | FY25 | FY26 | FY27 | FY28 | FY24 - FY28 | FY24 | FY25 | FY26 | FY27 | FY28 | FY24 - FY28
|  | 1 | Transmission Lines (pre 2004-05) | TransGrid | $Million | Various | Various | 0 | 0 | 0 | 0 | 0 | 0 | 0 | 0 | 0 | 0 | 0 | 0
|  | 2 | Underground Cables (pre 2004-05) | TransGrid | $Million | Various | Various | 0 | 0 | 0 | 0 | 0 | 0 | 0 | 0 | 0 | 0 | 0 | 0
|  | 3 | Substations including Buildings (pre 2004-05) | TransGrid | $Million | Various | Various | 0 | 0 | 0 | 0 | 0 | 0 | 0 | 0 | 0 | 0 | 0 | 0
|  | 4 | Transmission Lines (2004-09) | TransGrid | $Million | Various | Various | 0 | 0 | 0 | 0 | 0 | 0 | 0 | 0 | 0 | 0 | 0 | 0
|  | 5 | Underground Cables (2004-09) | TransGrid | $Million | Various | Various | 0 | 0 | 0 | 0 | 0 | 0 | 0 | 0 | 0 | 0 | 0 | 0
|  | 6 | Substations including Buildings (2004-09) | TransGrid | $Million | Various | Various | 0 | 0 | 0 | 0 | 0 | 0 | 0 | 0 | 0 | 0 | 0 | 0
|  | 7 | SCADA and Communications (2004-09) | TransGrid | $Million | Various | Various | 0 | 0 | 0 | 0 | 0 | 0 | 0 | 0 | 0 | 0 | 0 | 0
|  | 8 | Transmission Lines & Cables (09-14) | TransGrid | $Million | Various | Various | 0 | 0 | 0 | 0 | 0 | 0 | 0 | 0 | 0 | 0 | 0 | 0
|  | 9 | Substations (09-14) | TransGrid | $Million | Various | Various | 0 | 0 | 0 | 0 | 0 | 0 | 0 | 0 | 0 | 0 | 0 | 0
|  | 10 | Secondary Systems (09-14) | TransGrid | $Million | Various | Various | 0 | 0 | 0 | 0 | 0 | 0 | 0 | 0 | 0 | 0 | 0 | 0
|  | 11 | Communications (09-14) | TransGrid | $Million | Various | Various | 0 | 0 | 0 | 0 | 0 | 0 | 0 | 0 | 0 | 0 | 0 | 0
|  | 12 | Minor Plant, Motor Vehicles & Mobile Plant (2009-14) | TransGrid | $Million | Various | Various | 0 | 0 | 0 | 0 | 0 | 0 | 0 | 0 | 0 | 0 | 0 | 0
|  | 13 | Transmission Lines (2014-18) | TransGrid | $Million | Various | Various | 0 | 0 | 0 | 0 | 0 | 0 | 0 | 0 | 0 | 0 | 0 | 0
|  | 14 | Underground Cables (2014-18) | TransGrid | $Million | Various | Various | 0 | 0 | 0 | 0 | 0 | 0 | 0 | 0 | 0 | 0 | 0 | 0
|  | 15 | Substations (2014-18) | TransGrid | $Million | Various | Various | 0 | 0 | 0 | 0 | 0 | 0 | 0 | 0 | 0 | 0 | 0 | 0
|  | 16 | Secondary Systems (2014-18) | TransGrid | $Million | Various | Various | 0 | 0 | 0 | 0 | 0 | 0 | 0 | 0 | 0 | 0 | 0 | 0
|  | 17 | Communications (short life) (2014-18) | TransGrid | $Million | Various | Various | 0 | 0 | 0 | 0 | 0 | 0 | 0 | 0 | 0 | 0 | 0 | 0
|  | 18 | Business IT (2014-18) | TransGrid | $Million | Various | Various | 0 | 0 | 0 | 0 | 0 | 0 | 0 | 0 | 0 | 0 | 0 | 0
|  | 19 | Minor Plant, Motor Vehicles & Mobile Plant (2014-18) | TransGrid | $Million | Various | Various | 0 | 0 | 0 | 0 | 0 | 0 | 0 | 0 | 0 | 0 | 0 | 0
|  | 20 | Transmission Line Life Extension (2014-18) | TransGrid | $Million | Various | Various | 0 | 0 | 0 | 0 | 0 | 0 | 0 | 0 | 0 | 0 | 0 | 0
|  | 21 | Residual - other | TransGrid | $Million | Various | Various | 0 | 0 | 0 | 0 | 0 | 0 | 0 | 0 | 0 | 0 | 0 | 0
|  | 22 | Transmission Lines (2018 onwards) | TransGrid | $Million | Various | Various | 407.1914 | 820.8174 | 0.072487 | 1.3807 | 0 | 1229.462 | 401.2188 | 785.2258 | 0.067325 | 1.2451 | 0 | 1187.757
|  | 23 | Underground Cables (2018 onwards) | TransGrid | $Million | Various | Various | 0 | 0 | 0 | 0 | 0 | 0 | 0 | 0 | 0 | 0 | 0 | 0
|  | 24 | Substations (2018 onwards) | TransGrid | $Million | Various | Various | 211.6344 | 154.1886 | 1.2488 | 0.16365 | 0 | 367.2355 | 208.5302 | 147.5028 | 1.1598 | 0.14757 | 0 | 357.3404
|  | 25 | Secondary Systems (2018-23) | TransGrid | $Million | Various | Various | 24.5257 | 11.0961 | 0.11409 | 0 | 0 | 35.7358 | 24.1659 | 10.615 | 0.10596 | 0 | 0 | 34.8868
|  | 26 | Communications (short life) (2018 onwards) | TransGrid | $Million | Various | Various | 0.95735 | 2.3122 | 0 | 0 | 0 | 3.2696 | 0.94331 | 2.212 | 0 | 0 | 0 | 3.1553
|  | 27 | Business IT (2018 onwards) | TransGrid | $Million | Various | Various | 0 | 0.072363 | 0 | 0 | 0 | 0.072363 | 0 | 0.069226 | 0 | 0 | 0 | 0.069226
|  | 28 | Minor Plant, Motor Vehicles & Mobile Plant (2018 onwards) | TransGrid | $Million | Various | Various | 0 | 0 | 0 | 0 | 0 | 0 | 0 | 0 | 0 | 0 | 0 | 0
|  | 29 | Transmission Line Life Extension (2018 onwards) | TransGrid | $Million | Various | Various | 6.0237 | 5.5537 | 0.45336 | 0 | 0.8332 | 12.864 | 5.9353 | 5.3129 | 0.42108 | 0 | 0.72944 | 12.3988
|  | 30 | Land and Easements | TransGrid | $Million | Various | Various | 54.018 | 181.622 | 0 | 0 | 0 | 235.64 | 53.2257 | 173.7467 | 0 | 0 | 0 | 226.9723
|  | 31 | Synchronous Condensers | TransGrid | $Million | Various | Various | 57.4506 | 101.445 | 0 | 0 | 0 | 158.8956 | 56.6079 | 97.0462 | 0 | 0 | 0 | 153.6542
|  | 32 | Leasehold Land and Property | TransGrid | $Million | Various | Various | 0 | 0 | 0 | 0 | 0 | 0 | 0 | 0 | 0 | 0 | 0 | 0
|  | 33 | [Spare] | TransGrid | $Million | Various | Various | 0 | 0 | 0 | 0 | 0 | 0 | 0 | 0 | 0 | 0 | 0 | 0
|  | 34 | [Spare] | TransGrid | $Million | Various | Various | 0 | 0 | 0 | 0 | 0 | 0 | 0 | 0 | 0 | 0 | 0 | 0
|  | 35 | [Spare] | TransGrid | $Million | Various | Various | 0 | 0 | 0 | 0 | 0 | 0 | 0 | 0 | 0 | 0 | 0 | 0
|  | 36 | [Spare] | TransGrid | $Million | Various | Various | 0 | 0 | 0 | 0 | 0 | 0 | 0 | 0 | 0 | 0 | 0 | 0
|  | 37 | [Spare] | TransGrid | $Million | Various | Various | 0 | 0 | 0 | 0 | 0 | 0 | 0 | 0 | 0 | 0 | 0 | 0
|  | 38 | [Spare] | TransGrid | $Million | Various | Various | 0 | 0 | 0 | 0 | 0 | 0 | 0 | 0 | 0 | 0 | 0 | 0
|  | 39 | [Spare] | TransGrid | $Million | Various | Various | 0 | 0 | 0 | 0 | 0 | 0 | 0 | 0 | 0 | 0 | 0 | 0
|  | 40 | [Spare] | TransGrid | $Million | Various | Various | 0 | 0 | 0 | 0 | 0 | 0 | 0 | 0 | 0 | 0 | 0 | 0
|  | 41 | [Spare] | TransGrid | $Million | Various | Various | 0 | 0 | 0 | 0 | 0 | 0 | 0 | 0 | 0 | 0 | 0 | 0
|  | 42 | [Spare] | TransGrid | $Million | Various | Various | 0 | 0 | 0 | 0 | 0 | 0 | 0 | 0 | 0 | 0 | 0 | 0
|  | 43 | [Spare] | TransGrid | $Million | Various | Various | 0 | 0 | 0 | 0 | 0 | 0 | 0 | 0 | 0 | 0 | 0 | 0
|  | 44 | [Spare] | TransGrid | $Million | Various | Various | 0 | 0 | 0 | 0 | 0 | 0 | 0 | 0 | 0 | 0 | 0 | 0
|  | 45 | [Spare] | TransGrid | $Million | Various | Various | 0 | 0 | 0 | 0 | 0 | 0 | 0 | 0 | 0 | 0 | 0 | 0
|  | 46 | [Spare] | TransGrid | $Million | Various | Various | 0 | 0 | 0 | 0 | 0 | 0 | 0 | 0 | 0 | 0 | 0 | 0
|  | 47 | Spare straight-line tax asset class | TransGrid | $Million | Various | Various | 0 | 0 | 0 | 0 | 0 | 0 | 0 | 0 | 0 | 0 | 0 | 0
|  | 48 | Buildings | TransGrid | $Million | Various | Various | 0 | 0 | 0 | 0 | 0 | 0 | 0 | 0 | 0 | 0 | 0 | 0
|  | 49 | In-house software | TransGrid | $Million | Various | Various | 0 | 0 | 0 | 0 | 0 | 0 | 0 | 0 | 0 | 0 | 0 | 0
|  | 50 | Equity raising costs | TransGrid | $Million | Various | Various | 0 | 0 | 0 | 0 | 0 | 0 | 0 | 0 | 0 | 0 | 0 | 0
|  |  | Total Capex - As Commissioned | Calculated | $Million | Various | Various | 761.8012 | 1277.1074 | 1.8887 | 1.5444 | 0.8332 | 2043.1748 | 750.6272 | 1221.7305 | 1.7542 | 1.3926 | 0.72944 | 1976.234
0 |  |  | Check - Source | Calculated | N/A | N/A | N/A | 0 | 0 | 0 | 0 | 0
Input ¦ PEC Forecast by Driver
[8 empty] | Nominal, Mid Period | [5 empty] | Real 2023, End Period
|  | As Incurred - PEC |  | Source | Unit | Basis | Timing | FY24 | FY25 | FY26 | FY27 | FY28 | FY24 - FY28 | FY24 | FY25 | FY26 | FY27 | FY28 | FY24 - FY28
|  | 1 | Direct escalated capex | TransGrid | $Million | Various | Various | 457.7435 | 76.5417 | 0 | 0 | 0 | 534.2852 | 451.0294 | 73.2227 | 0 | 0 | 0 | 524.2522
|  | 2 | Network overheads | TransGrid | $Million | Various | Various | 3.8848 | 1.3869 | 0 | 0 | 0 | 5.2717 | 3.8278 | 1.3268 | 0 | 0 | 0 | 5.1546
|  | 3 | Corporate overheads | TransGrid | $Million | Various | Various | 0.94167 | 0.33619 | 0 | 0 | 0 | 1.2779 | 0.92786 | 0.32161 | 0 | 0 | 0 | 1.2495
|  |  | Total Capex - As Incurred - PEC | Calculated | $Million | Various | Various | 462.57 | 78.2648 | 0 | 0 | 0 | 540.8348 | 1957.0395 | 2518.3321 | 3.5084 | 2.7852 | 1.4589 | 4483.1242
0 |  |  | Check - Source | Calculated | N/A | N/A | N/A | 0 | 0
End

## Capex_Forecast
Calculation - Capex Forecast Detail
TransGrid Capex Forecast Model
WB Check |  | 0
Sheet Check |  | 0
Table of Contents |  |  |  | Convert From | Convert From Timing | Convert To | Convert To Timing | [18 empty] | Criteria | Criteria
|  | Real 2021 (Mid Period) to Real 2023 (End Period) |  | 2021 | Mid Period | 2023 | End Period | [18 empty] | NCIPAP | N/A |  | 1.1205 | 1.1205 | 1.1205 | 1.1205 | 1.1205
Commercial in Confidence
|  |  |  | Asset Classification | [14 empty] | Input Cost | Overheads | Calculations | [7 empty] | Direct Unescalated Capex, As Incurred ($M) $Real 23 | [5 empty] | Escalated Capex, As Incurred ($M) $Real 23 | [5 empty] | Network Overhead, As Incurred ($M) $Real 23 | [5 empty] | Corporate Overhead, As Incurred ($M) $Real 23 | [5 empty] | Total Capex, As Incurred (Escalated + OH) ($M) $Real 23 | [5 empty] | As Commission Percentage |  |  |  |  | Direct Unescalated Capex, As Commissioned ($M) $Real 23 | [5 empty] | Escalated Capex, As Commissioned ($M) $Real 23 | [5 empty] | Network Overhead, As Commissioned ($M) $Real 23 | [5 empty] | Corporate Overhead, As Commissioned ($M) $Real 23 | [5 empty] | Total Capex, As Commissioned (Escalated + OH) ($M) $Real 23 | [5 empty] | Transmission Lines - Secondary Allocation for Repex | [6 empty] | Substation - Secondary Allocation for Repex | [5 empty] | Digital Infrastructure - Secondary Allocation for Repex | [8 empty] | Additional Calc.
| Index | Project Name | Apply As Commissioned Percentages? (If FALSE, AC = AI) | Input Cost Category | Asset Class - Current | Asset Class Allocation % | RIN Level 1 | RIN Level 2 | RIN Level 3 | Augex Driver | Fleet & Property Allocation | Repex Subcategory 1 | Repex Subcategory 2 | ICT Category (FY19-23) | Previously Allowed but Not Undertaken | Immediately Expensed % | Key External Driver | PTRM Asset Classification | Labour Weighting (n%) | Network Overhead Applicable? | Project Match | Input Cost Category (1 or 2) | Offset Height | Asset Category | Match Escalation Row | NCIPAP Project | Contingent Projects | Project Overall Inclusion | FY24 | FY25 | FY26 | FY27 | FY28 | FY24 - FY28 | FY24 | FY25 | FY26 | FY27 | FY28 | FY24 - FY28 | FY24 | FY25 | FY26 | FY27 | FY28 | FY24 - FY28 | FY24 | FY25 | FY26 | FY27 | FY28 | FY24 - FY28 | FY24 | FY25 | FY26 | FY27 | FY28 | FY24 - FY28 | FY24 | FY25 | FY26 | FY27 | FY28 | FY24 | FY25 | FY26 | FY27 | FY28 | FY24 - FY28 | FY24 | FY25 | FY26 | FY27 | FY28 | FY24 - FY28 | FY24 | FY25 | FY26 | FY27 | FY28 | FY24 - FY28 | FY24 | FY25 | FY26 | FY27 | FY28 | FY24 - FY28 | FY24 | FY25 | FY26 | FY27 | FY28 | FY24 - FY28 | Asset Class Included In Secondary Allocation? | Transmission Lines - Poles | Transmission Lines - Towers | Transmission Lines - Insulators | Transmission Lines - Overhead Conductor | Transmission Lines - Underground Cable | Transmission Lines - Others | Asset Class Included In Secondary Allocation? | Substation - Site Establishment and Supporting Assets | Substation - Power Transformers | Substation - Switchbay Equipment | Substation - Reactive Plant | Substation - Others | Asset Class Included In Secondary Allocation? | Digital Infrastructure - Protection Systems | Digital Infrastructure - Control Systems & SCADA | Digital Infrastructure - Market Metering Systems | Digital Infrastructure - Network Property | Digital Infrastructure - Communications Systems | Digital Infrastructure - Optical Fibre Systems | Digital Infrastructure - AC/DC and Auxiliary Systems | Digital Infrastructure - Others | Augex Total 24-28 ($Real 23) | Augex Ranking
| 1 | Increase capacity for Generation between DNT and WG1 | TRUE | Labour | Substations | 100% | Augmentation Expenditure | NCIPAP | NCIPAP | N/A | N/A | N/A | N/A | N/A | No | 0% | N/A | Substations (2018 onwards) | 20% | TRUE | 1 | 1 | 1 | 3 | 1 | TRUE | FALSE | FALSE | 0.10831 | 0.73569 | 0 | 0 | 0 | 0.844 | 0.10651 | 0.73384 | 0 | 0 | 0 | 0.84035 | 0.0072091 | 0.049668 | 0 | 0 | 0 | 0.056877 | 0.0013292 | 0.0091576 | 0 | 0 | 0 | 0.010487 | 0.11505 | 0.79266 | 0 | 0 | 0 | 0.90771 | 0% | 100% | 0% | 0% | 0% | 0 | 0.844 | 0 | 0 | 0 | 0.844 | 0 | 0.84035 | 0 | 0 | 0 | 0.84035 | 0 | 0.056877 | 0 | 0 | 0 | 0.056877 | 0 | 0.010487 | 0 | 0 | 0 | 0.010487 | 0 | 0.90771 | 0 | 0 | 0 | 0.90771 | FALSE | 0% | 0% | 0% | 0% | 0% | 0% | TRUE | 0% | 0% | 0% | 0% | 0% | FALSE | 0% | 0% | 0% | 0% | 0% | 0% | 0% | 0% | N/A | N/A
| 2 | Increase capacity for Generation between DNT and WG1 | TRUE | Non-Labour | Substations | 100% | Augmentation Expenditure | NCIPAP | NCIPAP | N/A | N/A | N/A | N/A | N/A | No | 0% | N/A | Substations (2018 onwards) | 80% | TRUE | 1 | 2 | 2 | 3 | 2 | TRUE | FALSE | FALSE | 0.43324 | 2.9428 | 0 | 0 | 0 | 3.376 | 0.43324 | 2.9428 | 0 | 0 | 0 | 3.376 | 0.029323 | 0.19918 | 0 | 0 | 0 | 0.2285 | 0.0054064 | 0.036723 | 0 | 0 | 0 | 0.042129 | 0.46797 | 3.1787 | 0 | 0 | 0 | 3.6466 | 0% | 100% | 0% | 0% | 0% | 0 | 3.376 | 0 | 0 | 0 | 3.376 | 0 | 3.376 | 0 | 0 | 0 | 3.376 | 0 | 0.2285 | 0 | 0 | 0 | 0.2285 | 0 | 0.042129 | 0 | 0 | 0 | 0.042129 | 0 | 3.6466 | 0 | 0 | 0 | 3.6466 | FALSE | 0% | 0% | 0% | 0% | 0% | 0% | TRUE | 0% | 0% | 0% | 0% | 0% | FALSE | 0% | 0% | 0% | 0% | 0% | 0% | 0% | 0% | N/A | N/A
| 3 | Darlington Point 330/220 kV Transformer Tripping Scheme | TRUE | Labour | Secondary Systems | 100% | Augmentation Expenditure | NCIPAP | NCIPAP | N/A | N/A | N/A | N/A | N/A | No | 0% | N/A | Secondary Systems (2018-23) | 20% | TRUE | 2 | 1 | 1 | 4 | 1 | TRUE | FALSE | FALSE | 0.027352 | 0.035387 | 0 | 0 | 0 | 0.062739 | 0.026898 | 0.035297 | 0 | 0 | 0 | 0.062195 | 0.0018205 | 0.002389 | 0 | 0 | 0 | 0.0042096 | 0.00033566 | 0.00044048 | 0 | 0 | 0 | 0.00077614 | 0.029054 | 0.038127 | 0 | 0 | 0 | 0.067181 | 0% | 100% | 0% | 0% | 0% | 0 | 0.062739 | 0 | 0 | 0 | 0.062739 | 0 | 0.062195 | 0 | 0 | 0 | 0.062195 | 0 | 0.0042096 | 0 | 0 | 0 | 0.0042096 | 0 | 0.00077614 | 0 | 0 | 0 | 0.00077614 | 0 | 0.067181 | 0 | 0 | 0 | 0.067181 | FALSE | 0% | 0% | 0% | 0% | 0% | 0% | FALSE | 0% | 0% | 0% | 0% | 0% | TRUE | 0% | 0% | 0% | 0% | 0% | 0% | 0% | 0% | N/A | N/A
| 4 | Darlington Point 330/220 kV Transformer Tripping Scheme | TRUE | Non-Labour | Secondary Systems | 100% | Augmentation Expenditure | NCIPAP | NCIPAP | N/A | N/A | N/A | N/A | N/A | No | 0% | N/A | Secondary Systems (2018-23) | 80% | TRUE | 2 | 2 | 2 | 4 | 2 | TRUE | FALSE | FALSE | 0.10941 | 0.14155 | 0 | 0 | 0 | 0.25095 | 0.10941 | 0.14155 | 0 | 0 | 0 | 0.25095 | 0.0074051 | 0.0095803 | 0 | 0 | 0 | 0.016985 | 0.0013653 | 0.0017664 | 0 | 0 | 0 | 0.0031317 | 0.11818 | 0.15289 | 0 | 0 | 0 | 0.27107 | 0% | 100% | 0% | 0% | 0% | 0 | 0.25095 | 0 | 0 | 0 | 0.25095 | 0 | 0.25095 | 0 | 0 | 0 | 0.25095 | 0 | 0.016985 | 0 | 0 | 0 | 0.016985 | 0 | 0.0031317 | 0 | 0 | 0 | 0.0031317 | 0 | 0.27107 | 0 | 0 | 0 | 0.27107 | FALSE | 0% | 0% | 0% | 0% | 0% | 0% | FALSE | 0% | 0% | 0% | 0% | 0% | TRUE | 0% | 0% | 0% | 0% | 0% | 0% | 0% | 0% | N/A | N/A
| 5 | Increase capacity for generation X5 Voltage Stability constraints | TRUE | Labour | Substations | 100% | Augmentation Expenditure | NCIPAP | NCIPAP | N/A | N/A | N/A | N/A | N/A | No | 0% | N/A | Substations (2018 onwards) | 12% | TRUE | 3 | 1 | 1 | 3 | 1 | TRUE | FALSE | FALSE | 0.10906 | 0.55756 | 0 | 0 | 0 | 0.66662 | 0.10725 | 0.55615 | 0 | 0 | 0 | 0.6634 | 0.007259 | 0.037642 | 0 | 0 | 0 | 0.044901 | 0.0013384 | 0.0069402 | 0 | 0 | 0 | 0.0082786 | 0.11585 | 0.60073 | 0 | 0 | 0 | 0.71658 | 0% | 100% | 0% | 0% | 0% | 0 | 0.66662 | 0 | 0 | 0 | 0.66662 | 0 | 0.6634 | 0 | 0 | 0 | 0.6634 | 0 | 0.044901 | 0 | 0 | 0 | 0.044901 | 0 | 0.0082786 | 0 | 0 | 0 | 0.0082786 | 0 | 0.71658 | 0 | 0 | 0 | 0.71658 | FALSE | 0% | 0% | 0% | 0% | 0% | 0% | TRUE | 0% | 0% | 0% | 0% | 0% | FALSE | 0% | 0% | 0% | 0% | 0% | 0% | 0% | 0% | N/A | N/A
| 6 | Increase capacity for generation X5 Voltage Stability constraints | TRUE | Non-Labour | Substations | 100% | Augmentation Expenditure | NCIPAP | NCIPAP | N/A | N/A | N/A | N/A | N/A | No | 0% | N/A | Substations (2018 onwards) | 88% | TRUE | 3 | 2 | 2 | 3 | 2 | TRUE | FALSE | FALSE | 0.79978 | 4.0887 | 0 | 0 | 0 | 4.8885 | 0.79978 | 4.0887 | 0 | 0 | 0 | 4.8885 | 0.054131 | 0.27674 | 0 | 0 | 0 | 0.33087 | 0.0099804 | 0.051024 | 0 | 0 | 0 | 0.061004 | 0.86389 | 4.4165 | 0 | 0 | 0 | 5.2804 | 0% | 100% | 0% | 0% | 0% | 0 | 4.8885 | 0 | 0 | 0 | 4.8885 | 0 | 4.8885 | 0 | 0 | 0 | 4.8885 | 0 | 0.33087 | 0 | 0 | 0 | 0.33087 | 0 | 0.061004 | 0 | 0 | 0 | 0.061004 | 0 | 5.2804 | 0 | 0 | 0 | 5.2804 | FALSE | 0% | 0% | 0% | 0% | 0% | 0% | TRUE | 0% | 0% | 0% | 0% | 0% | FALSE | 0% | 0% | 0% | 0% | 0% | 0% | 0% | 0% | N/A | N/A
| 7 | 94T Dynamic Ratings | TRUE | Labour | Secondary Systems | 100% | Augmentation Expenditure | NCIPAP | NCIPAP | N/A | N/A | N/A | N/A | N/A | No | 0% | N/A | Secondary Systems (2018-23) | 20% | TRUE | 4 | 1 | 1 | 4 | 1 | TRUE | FALSE | FALSE | 0.0025631 | 0.087341 | 0 | 0 | 0 | 0.089904 | 0.0025205 | 0.087121 | 0 | 0 | 0 | 0.089641 | 0.0001706 | 0.0058966 | 0 | 0 | 0 | 0.0060672 | 3.1454e-05 | 0.0010872 | 0 | 0 | 0 | 0.0011186 | 0.0027226 | 0.094105 | 0 | 0 | 0 | 0.096827 | 0% | 100% | 0% | 0% | 0% | 0 | 0.089904 | 0 | 0 | 0 | 0.089904 | 0 | 0.089641 | 0 | 0 | 0 | 0.089641 | 0 | 0.0060672 | 0 | 0 | 0 | 0.0060672 | 0 | 0.0011186 | 0 | 0 | 0 | 0.0011186 | 0 | 0.096827 | 0 | 0 | 0 | 0.096827 | FALSE | 0% | 0% | 0% | 0% | 0% | 0% | FALSE | 0% | 0% | 0% | 0% | 0% | TRUE | 0% | 0% | 0% | 0% | 0% | 0% | 0% | 0% | N/A | N/A
| 8 | 94T Dynamic Ratings | TRUE | Non-Labour | Secondary Systems | 100% | Augmentation Expenditure | NCIPAP | NCIPAP | N/A | N/A | N/A | N/A | N/A | No | 0% | N/A | Secondary Systems (2018-23) | 80% | TRUE | 4 | 2 | 2 | 4 | 2 | TRUE | FALSE | FALSE | 0.010252 | 0.34936 | 0 | 0 | 0 | 0.35962 | 0.010252 | 0.34936 | 0 | 0 | 0 | 0.35962 | 0.0006939 | 0.023646 | 0 | 0 | 0 | 0.02434 | 0.00012794 | 0.0043597 | 0 | 0 | 0 | 0.0044877 | 0.011074 | 0.37737 | 0 | 0 | 0 | 0.38844 | 0% | 100% | 0% | 0% | 0% | 0 | 0.35962 | 0 | 0 | 0 | 0.35962 | 0 | 0.35962 | 0 | 0 | 0 | 0.35962 | 0 | 0.02434 | 0 | 0 | 0 | 0.02434 | 0 | 0.0044877 | 0 | 0 | 0 | 0.0044877 | 0 | 0.38844 | 0 | 0 | 0 | 0.38844 | FALSE | 0% | 0% | 0% | 0% | 0% | 0% | FALSE | 0% | 0% | 0% | 0% | 0% | TRUE | 0% | 0% | 0% | 0% | 0% | 0% | 0% | 0% | N/A | N/A
| 9 | Increase capacity in Yass Transformers | TRUE | Labour | Secondary Systems | 100% | Augmentation Expenditure | NCIPAP | NCIPAP | N/A | N/A | N/A | N/A | N/A | No | 0% | N/A | Secondary Systems (2018-23) | 17% | TRUE | 5 | 1 | 1 | 4 | 1 | TRUE | FALSE | FALSE | 0.18982 | 0.086282 | 0 | 0 | 0 | 0.2761 | 0.18667 | 0.086064 | 0 | 0 | 0 | 0.27273 | 0.012634 | 0.0058251 | 0 | 0 | 0 | 0.018459 | 0.0023295 | 0.001074 | 0 | 0 | 0 | 0.0034035 | 0.20163 | 0.092963 | 0 | 0 | 0 | 0.2946 | 0% | 100% | 0% | 0% | 0% | 0 | 0.2761 | 0 | 0 | 0 | 0.2761 | 0 | 0.27273 | 0 | 0 | 0 | 0.27273 | 0 | 0.018459 | 0 | 0 | 0 | 0.018459 | 0 | 0.0034035 | 0 | 0 | 0 | 0.0034035 | 0 | 0.2946 | 0 | 0 | 0 | 0.2946 | FALSE | 0% | 0% | 0% | 0% | 0% | 0% | FALSE | 0% | 0% | 0% | 0% | 0% | TRUE | 0% | 0% | 0% | 0% | 0% | 0% | 0% | 0% | N/A | N/A
| 10 | Increase capacity in Yass Transformers | TRUE | Non-Labour | Secondary Systems | 100% | Augmentation Expenditure | NCIPAP | NCIPAP | N/A | N/A | N/A | N/A | N/A | No | 0% | N/A | Secondary Systems (2018-23) | 83% | TRUE | 5 | 2 | 2 | 4 | 2 | TRUE | FALSE | FALSE | 0.92677 | 0.42126 | 0 | 0 | 0 | 1.348 | 0.92677 | 0.42126 | 0 | 0 | 0 | 1.348 | 0.062727 | 0.028512 | 0 | 0 | 0 | 0.091239 | 0.011565 | 0.0052569 | 0 | 0 | 0 | 0.016822 | 1.0011 | 0.45503 | 0 | 0 | 0 | 1.4561 | 0% | 100% | 0% | 0% | 0% | 0 | 1.348 | 0 | 0 | 0 | 1.348 | 0 | 1.348 | 0 | 0 | 0 | 1.348 | 0 | 0.091239 | 0 | 0 | 0 | 0.091239 | 0 | 0.016822 | 0 | 0 | 0 | 0.016822 | 0 | 1.4561 | 0 | 0 | 0 | 1.4561 | FALSE | 0% | 0% | 0% | 0% | 0% | 0% | FALSE | 0% | 0% | 0% | 0% | 0% | TRUE | 0% | 0% | 0% | 0% | 0% | 0% | 0% | 0% | N/A | N/A
| 11 | Maintain capacity during Climate Change (DLR ) | TRUE | Labour | Secondary Systems | 100% | Augmentation Expenditure | NCIPAP | NCIPAP | N/A | N/A | N/A | N/A | N/A | No | 0% | N/A | Secondary Systems (2018-23) | 20% | TRUE | 6 | 1 | 1 | 4 | 1 | TRUE | FALSE | FALSE | 0.0086324 | 0.024171 | 0.97719 | 0.0051795 | 0 | 1.0152 | 0.0084892 | 0.02411 | 0.98813 | 0.0052713 | 0 | 1.026 | 0.00057457 | 0.0016318 | 0.06688 | 0.00035678 | 0 | 0.069443 | 0.00010594 | 0.00030087 | 0.012331 | 6.5781e-05 | 0 | 0.012804 | 0.0091697 | 0.026043 | 1.0673 | 0.0056938 | 0 | 1.1083 | 25% | 25% | 25% | 25% | 0% | 0.25379 | 0.25379 | 0.25379 | 0.25379 | 0 | 1.0152 | 0.2565 | 0.2565 | 0.2565 | 0.2565 | 0 | 1.026 | 0.017361 | 0.017361 | 0.017361 | 0.017361 | 0 | 0.069443 | 0.0032009 | 0.0032009 | 0.0032009 | 0.0032009 | 0 | 0.012804 | 0.27706 | 0.27706 | 0.27706 | 0.27706 | 0 | 1.1083 | FALSE | 0% | 0% | 0% | 0% | 0% | 0% | FALSE | 0% | 0% | 0% | 0% | 0% | TRUE | 0% | 0% | 0% | 0% | 0% | 0% | 0% | 0% | N/A | N/A
| 12 | Maintain capacity during Climate Change (DLR ) | TRUE | Non-Labour | Secondary Systems | 100% | Augmentation Expenditure | NCIPAP | NCIPAP | N/A | N/A | N/A | N/A | N/A | No | 0% | N/A | Secondary Systems (2018-23) | 80% | TRUE | 6 | 2 | 2 | 4 | 2 | TRUE | FALSE | FALSE | 0.03453 | 0.096683 | 3.9088 | 0.020718 | 0 | 4.0607 | 0.03453 | 0.096683 | 3.9088 | 0.020718 | 0 | 4.0607 | 0.0023371 | 0.0065438 | 0.26456 | 0.0014022 | 0 | 0.27484 | 0.0004309 | 0.0012065 | 0.048778 | 0.00025854 | 0 | 0.050674 | 0.037298 | 0.10443 | 4.2221 | 0.022379 | 0 | 4.3862 | 25% | 25% | 25% | 25% | 0% | 1.0152 | 1.0152 | 1.0152 | 1.0152 | 0 | 4.0607 | 1.0152 | 1.0152 | 1.0152 | 1.0152 | 0 | 4.0607 | 0.06871 | 0.06871 | 0.06871 | 0.06871 | 0 | 0.27484 | 0.012668 | 0.012668 | 0.012668 | 0.012668 | 0 | 0.050674 | 1.0966 | 1.0966 | 1.0966 | 1.0966 | 0 | 4.3862 | FALSE | 0% | 0% | 0% | 0% | 0% | 0% | FALSE | 0% | 0% | 0% | 0% | 0% | TRUE | 0% | 0% | 0% | 0% | 0% | 0% | 0% | 0% | N/A | N/A
| 13 | Auxiliary transformer renewal program | FALSE | Labour | Substations | 100% | Replacement Expenditure | Substation | Repex | N/A | N/A | Substations - Site Establishment and supporting assets | Substations - Safe and Reliable Network | N/A | No | 0% | Safety security & reliability | Substations (2018 onwards) | 14.99% | TRUE | 7 | 1 | 1 | 3 | 1 | FALSE | FALSE | TRUE | 0 | 0 | 0 | 0 | 0 | 0 | 0 | 0 | 0 | 0 | 0 | 0 | 0 | 0 | 0 | 0 | 0 | 0 | 0 | 0 | 0 | 0 | 0 | 0 | 0 | 0 | 0 | 0 | 0 | 0 | 0% | 100% | 0% | 0% | 0% | 0 | 0 | 0 | 0 | 0 | 0 | 0 | 0 | 0 | 0 | 0 | 0 | 0 | 0 | 0 | 0 | 0 | 0 | 0 | 0 | 0 | 0 | 0 | 0 | 0 | 0 | 0 | 0 | 0 | 0 | FALSE | 0% | 0% | 0% | 0% | 0% | 0% | TRUE | 100% | 0% | 0% | 0% | 0% | FALSE | 0% | 0% | 0% | 0% | 0% | 0% | 0% | 0% | N/A | N/A
| 14 | Auxiliary transformer renewal program | FALSE | Non-Labour | Substations | 100% | Replacement Expenditure | Substation | Repex | N/A | N/A | Substations - Site Establishment and supporting assets | Substations - Safe and Reliable Network | N/A | No | 0% | Safety security & reliability | Substations (2018 onwards) | 85.01% | TRUE | 7 | 2 | 2 | 3 | 2 | FALSE | FALSE | TRUE | 0 | 0 | 0 | 0 | 0 | 0 | 0 | 0 | 0 | 0 | 0 | 0 | 0 | 0 | 0 | 0 | 0 | 0 | 0 | 0 | 0 | 0 | 0 | 0 | 0 | 0 | 0 | 0 | 0 | 0 | 0% | 100% | 0% | 0% | 0% | 0 | 0 | 0 | 0 | 0 | 0 | 0 | 0 | 0 | 0 | 0 | 0 | 0 | 0 | 0 | 0 | 0 | 0 | 0 | 0 | 0 | 0 | 0 | 0 | 0 | 0 | 0 | 0 | 0 | 0 | FALSE | 0% | 0% | 0% | 0% | 0% | 0% | TRUE | 100% | 0% | 0% | 0% | 0% | FALSE | 0% | 0% | 0% | 0% | 0% | 0% | 0% | 0% | N/A | N/A
| 15 | Circuit Breaker Program | TRUE | Labour | Substations | 100% | Replacement Expenditure | Substation | Repex | N/A | N/A | Substations - Switchbay Equipment | Substations - Safe and Reliable Network | N/A | No | 0% | Safety security & reliability | Substations (2018 onwards) | 27.91% | TRUE | 8 | 1 | 1 | 3 | 1 | FALSE | FALSE | TRUE | 1.9687 | 1.7897 | 0.89486 | 1.9687 | 2.0582 | 8.6801 | 1.936 | 1.7852 | 0.90488 | 2.0036 | 2.1062 | 8.7358 | 0.2561 | 0.21385 | 0.12861 | 0.31194 | 0.28442 | 1.1949 | 0.046178 | 0.039857 | 0.023622 | 0.057244 | 0.05388 | 0.22078 | 2.2383 | 2.0389 | 1.0571 | 2.3728 | 2.4445 | 10.1515 | 10% | 11% | 14% | 32% | 33% | 0.86801 | 0.95481 | 1.2152 | 2.7776 | 2.8644 | 8.6801 | 0.87358 | 0.96094 | 1.223 | 2.7955 | 2.8828 | 8.7358 | 0.11949 | 0.13144 | 0.16729 | 0.38238 | 0.39433 | 1.1949 | 0.022078 | 0.024286 | 0.030909 | 0.07065 | 0.072858 | 0.22078 | 1.0152 | 1.1167 | 1.4212 | 3.2485 | 3.35 | 10.1515 | FALSE | 0% | 0% | 0% | 0% | 0% | 0% | TRUE | 0% | 0% | 100% | 0% | 0% | FALSE | 0% | 0% | 0% | 0% | 0% | 0% | 0% | 0% | N/A | N/A
| 16 | Circuit Breaker Program | TRUE | Non-Labour | Substations | 100% | Replacement Expenditure | Substation | Repex | N/A | N/A | Substations - Switchbay Equipment | Substations - Safe and Reliable Network | N/A | No | 0% | Safety security & reliability | Substations (2018 onwards) | 72.09% | TRUE | 8 | 2 | 2 | 3 | 2 | FALSE | FALSE | TRUE | 5.0856 | 4.6233 | 2.3116 | 5.0856 | 5.3167 | 22.4228 | 5.0856 | 4.6233 | 2.3116 | 5.0856 | 5.3167 | 22.4228 | 0.67272 | 0.55382 | 0.32856 | 0.79179 | 0.71798 | 3.0649 | 0.1213 | 0.10322 | 0.060345 | 0.1453 | 0.13601 | 0.56618 | 5.8796 | 5.2803 | 2.7005 | 6.0227 | 6.1707 | 26.0538 | 10% | 11% | 14% | 32% | 33% | 2.2423 | 2.4665 | 3.1392 | 7.1753 | 7.3995 | 22.4228 | 2.2423 | 2.4665 | 3.1392 | 7.1753 | 7.3995 | 22.4228 | 0.30649 | 0.33714 | 0.42908 | 0.98076 | 1.0114 | 3.0649 | 0.056618 | 0.06228 | 0.079265 | 0.18118 | 0.18684 | 0.56618 | 2.6054 | 2.8659 | 3.6475 | 8.3372 | 8.5978 | 26.0538 | FALSE | 0% | 0% | 0% | 0% | 0% | 0% | TRUE | 0% | 0% | 100% | 0% | 0% | FALSE | 0% | 0% | 0% | 0% | 0% | 0% | 0% | 0% | N/A | N/A
| 17 | Cowra substation Secondary Systems Renewal | TRUE | Labour | Secondary Systems | 95.75% | Replacement Expenditure | Digital Infrastructure | Repex | N/A | N/A | DI - Protection systems | DI - Safe and Reliable Network | N/A | Yes | 0% | Safety security & reliability | Secondary Systems (2018-23) | 32.75% | TRUE | 9 | 1 | 1 | 4 | 1 | FALSE | FALSE | TRUE | 0.17383 | 0.15802 | 0.079012 | 0.17383 | 0.18173 | 0.76642 | 0.17094 | 0.15762 | 0.079897 | 0.17691 | 0.18596 | 0.77133 | 0.022612 | 0.018882 | 0.011356 | 0.027543 | 0.025113 | 0.10551 | 0.0040773 | 0.0035192 | 0.0020857 | 0.0050544 | 0.0047573 | 0.019494 | 0.19763 | 0.18003 | 0.093338 | 0.2095 | 0.21583 | 0.89633 | 10% | 11% | 14% | 32% | 33% | 0.076642 | 0.084306 | 0.1073 | 0.24525 | 0.25292 | 0.76642 | 0.077133 | 0.084847 | 0.10799 | 0.24683 | 0.25454 | 0.77133 | 0.010551 | 0.011606 | 0.014771 | 0.033762 | 0.034817 | 0.10551 | 0.0019494 | 0.0021443 | 0.0027291 | 0.006238 | 0.006433 | 0.019494 | 0.089633 | 0.098597 | 0.12549 | 0.28683 | 0.29579 | 0.89633 | FALSE | 0% | 0% | 0% | 0% | 0% | 0% | FALSE | 0% | 0% | 0% | 0% | 0% | TRUE | 58.41% | 30.97% | 6.372% | 0% | 0% | 0% | 4.248% | 0% | N/A | N/A
| 18 | Cowra substation Secondary Systems Renewal | TRUE | Labour | Business IT | 4.248% | Replacement Expenditure | Digital Infrastructure | Repex | N/A | N/A | DI - Protection systems | DI - Safe and Reliable Network | N/A | Yes | 0% | Safety security & reliability | Business IT (2018 onwards) | 32.75% | TRUE | 9 | 1 | 2 | 6 | 1 | FALSE | FALSE | TRUE | 0.0077113 | 0.0070103 | 0.0035051 | 0.0077113 | 0.0080618 | 0.034 | 0.0075833 | 0.0069926 | 0.0035444 | 0.007848 | 0.0082498 | 0.034218 | 0.0010031 | 0.00083764 | 0.00050378 | 0.0012219 | 0.0011141 | 0.0046805 | 0.00018088 | 0.00015612 | 9.2527e-05 | 0.00022422 | 0.00021105 | 0.00086479 | 0.0087673 | 0.0079864 | 0.0041407 | 0.0092941 | 0.0095749 | 0.039763 | 10% | 11% | 14% | 32% | 33% | 0.0034 | 0.00374 | 0.00476 | 0.01088 | 0.01122 | 0.034 | 0.0034218 | 0.003764 | 0.0047905 | 0.01095 | 0.011292 | 0.034218 | 0.00046805 | 0.00051486 | 0.00065527 | 0.0014978 | 0.0015446 | 0.0046805 | 8.6479e-05 | 9.5127e-05 | 0.00012107 | 0.00027673 | 0.00028538 | 0.00086479 | 0.0039763 | 0.004374 | 0.0055669 | 0.012724 | 0.013122 | 0.039763 | FALSE | 0% | 0% | 0% | 0% | 0% | 0% | FALSE | 0% | 0% | 0% | 0% | 0% | TRUE | 58.41% | 30.97% | 6.372% | 0% | 0% | 0% | 4.248% | 0% | N/A | N/A
| 19 | Cowra substation Secondary Systems Renewal | TRUE | Non-Labour | Secondary Systems | 95.75% | Replacement Expenditure | Digital Infrastructure | Repex | N/A | N/A | DI - Protection systems | DI - Safe and Reliable Network | N/A | Yes | 0% | Safety security & reliability | Secondary Systems (2018-23) | 67.25% | TRUE | 9 | 2 | 3 | 4 | 2 | FALSE | FALSE | TRUE | 0.35693 | 0.32448 | 0.16224 | 0.35693 | 0.37316 | 1.5737 | 0.35693 | 0.32448 | 0.16224 | 0.35693 | 0.37316 | 1.5737 | 0.047215 | 0.03887 | 0.02306 | 0.055572 | 0.050392 | 0.21511 | 0.0085136 | 0.0072445 | 0.0042353 | 0.010198 | 0.009546 | 0.039737 | 0.41266 | 0.3706 | 0.18954 | 0.4227 | 0.43309 | 1.8286 | 10% | 11% | 14% | 32% | 33% | 0.15737 | 0.17311 | 0.22032 | 0.5036 | 0.51934 | 1.5737 | 0.15737 | 0.17311 | 0.22032 | 0.5036 | 0.51934 | 1.5737 | 0.021511 | 0.023662 | 0.030115 | 0.068835 | 0.070986 | 0.21511 | 0.0039737 | 0.0043711 | 0.0055632 | 0.012716 | 0.013113 | 0.039737 | 0.18286 | 0.20114 | 0.256 | 0.58515 | 0.60343 | 1.8286 | FALSE | 0% | 0% | 0% | 0% | 0% | 0% | FALSE | 0% | 0% | 0% | 0% | 0% | TRUE | 58.41% | 30.97% | 6.372% | 0% | 0% | 0% | 4.248% | 0% | N/A | N/A
| 20 | Cowra substation Secondary Systems Renewal | TRUE | Non-Labour | Business IT | 4.248% | Replacement Expenditure | Digital Infrastructure | Repex | N/A | N/A | DI - Protection systems | DI - Safe and Reliable Network | N/A | Yes | 0% | Safety security & reliability | Business IT (2018 onwards) | 67.25% | TRUE | 9 | 2 | 4 | 6 | 2 | FALSE | FALSE | TRUE | 0.015834 | 0.014395 | 0.0071974 | 0.015834 | 0.016554 | 0.069815 | 0.015834 | 0.014395 | 0.0071974 | 0.015834 | 0.016554 | 0.069815 | 0.0020946 | 0.0017243 | 0.001023 | 0.0024653 | 0.0022355 | 0.0095427 | 0.00037768 | 0.00032138 | 0.00018789 | 0.0004524 | 0.00042348 | 0.0017628 | 0.018307 | 0.016441 | 0.0084083 | 0.018752 | 0.019213 | 0.08112 | 10% | 11% | 14% | 32% | 33% | 0.0069815 | 0.0076796 | 0.0097741 | 0.022341 | 0.023039 | 0.069815 | 0.0069815 | 0.0076796 | 0.0097741 | 0.022341 | 0.023039 | 0.069815 | 0.00095427 | 0.0010497 | 0.001336 | 0.0030537 | 0.0031491 | 0.0095427 | 0.00017628 | 0.00019391 | 0.0002468 | 0.00056411 | 0.00058174 | 0.0017628 | 0.008112 | 0.0089233 | 0.011357 | 0.025959 | 0.02677 | 0.08112 | FALSE | 0% | 0% | 0% | 0% | 0% | 0% | FALSE | 0% | 0% | 0% | 0% | 0% | TRUE | 58.41% | 30.97% | 6.372% | 0% | 0% | 0% | 4.248% | 0% | N/A | N/A
| 21 | Dumaresq Secondary Systems Renewal | FALSE | Labour | Secondary Systems | 89.79% | Replacement Expenditure | Digital Infrastructure | Repex | N/A | N/A | DI - Protection systems | DI - Safe and Reliable Network | N/A | No | 0% | Safety security & reliability | Secondary Systems (2018-23) | 0% | TRUE | 10 | 1 | 1 | 4 | 1 | FALSE | FALSE | TRUE | 0 | 0 | 0 | 0 | 0 | 0 | 0 | 0 | 0 | 0 | 0 | 0 | 0 | 0 | 0 | 0 | 0 | 0 | 0 | 0 | 0 | 0 | 0 | 0 | 0 | 0 | 0 | 0 | 0 | 0 | 0% | 0% | 0% | 0% | 0% | 0 | 0 | 0 | 0 | 0 | 0 | 0 | 0 | 0 | 0 | 0 | 0 | 0 | 0 | 0 | 0 | 0 | 0 | 0 | 0 | 0 | 0 | 0 | 0 | 0 | 0 | 0 | 0 | 0 | 0 | FALSE | 0% | 0% | 0% | 0% | 0% | 0% | FALSE | 0% | 0% | 0% | 0% | 0% | TRUE | 33.27% | 51.98% | 4.537% | 0% | 0% | 0% | 10.21% | 0% | N/A | N/A
| 22 | Dumaresq Secondary Systems Renewal | FALSE | Labour | Business IT | 10.21% | Replacement Expenditure | Digital Infrastructure | Repex | N/A | N/A | DI - Protection systems | DI - Safe and Reliable Network | N/A | No | 0% | Safety security & reliability | Business IT (2018 onwards) | 0% | TRUE | 10 | 1 | 2 | 6 | 1 | FALSE | FALSE | TRUE | 0 | 0 | 0 | 0 | 0 | 0 | 0 | 0 | 0 | 0 | 0 | 0 | 0 | 0 | 0 | 0 | 0 | 0 | 0 | 0 | 0 | 0 | 0 | 0 | 0 | 0 | 0 | 0 | 0 | 0 | 0% | 0% | 0% | 0% | 0% | 0 | 0 | 0 | 0 | 0 | 0 | 0 | 0 | 0 | 0 | 0 | 0 | 0 | 0 | 0 | 0 | 0 | 0 | 0 | 0 | 0 | 0 | 0 | 0 | 0 | 0 | 0 | 0 | 0 | 0 | FALSE | 0% | 0% | 0% | 0% | 0% | 0% | FALSE | 0% | 0% | 0% | 0% | 0% | TRUE | 33.27% | 51.98% | 4.537% | 0% | 0% | 0% | 10.21% | 0% | N/A | N/A
| 23 | Dumaresq Secondary Systems Renewal | FALSE | Non-Labour | Secondary Systems | 89.79% | Replacement Expenditure | Digital Infrastructure | Repex | N/A | N/A | DI - Protection systems | DI - Safe and Reliable Network | N/A | No | 0% | Safety security & reliability | Secondary Systems (2018-23) | 100% | TRUE | 10 | 2 | 3 | 4 | 2 | FALSE | FALSE | TRUE | 0 | 0 | 0 | 0 | 0 | 0 | 0 | 0 | 0 | 0 | 0 | 0 | 0 | 0 | 0 | 0 | 0 | 0 | 0 | 0 | 0 | 0 | 0 | 0 | 0 | 0 | 0 | 0 | 0 | 0 | 0% | 0% | 0% | 0% | 0% | 0 | 0 | 0 | 0 | 0 | 0 | 0 | 0 | 0 | 0 | 0 | 0 | 0 | 0 | 0 | 0 | 0 | 0 | 0 | 0 | 0 | 0 | 0 | 0 | 0 | 0 | 0 | 0 | 0 | 0 | FALSE | 0% | 0% | 0% | 0% | 0% | 0% | FALSE | 0% | 0% | 0% | 0% | 0% | TRUE | 33.27% | 51.98% | 4.537% | 0% | 0% | 0% | 10.21% | 0% | N/A | N/A
| 24 | Dumaresq Secondary Systems Renewal | FALSE | Non-Labour | Business IT | 10.21% | Replacement Expenditure | Digital Infrastructure | Repex | N/A | N/A | DI - Protection systems | DI - Safe and Reliable Network | N/A | No | 0% | Safety security & reliability | Business IT (2018 onwards) | 100% | TRUE | 10 | 2 | 4 | 6 | 2 | FALSE | FALSE | TRUE | 0 | 0 | 0 | 0 | 0 | 0 | 0 | 0 | 0 | 0 | 0 | 0 | 0 | 0 | 0 | 0 | 0 | 0 | 0 | 0 | 0 | 0 | 0 | 0 | 0 | 0 | 0 | 0 | 0 | 0 | 0% | 0% | 0% | 0% | 0% | 0 | 0 | 0 | 0 | 0 | 0 | 0 | 0 | 0 | 0 | 0 | 0 | 0 | 0 | 0 | 0 | 0 | 0 | 0 | 0 | 0 | 0 | 0 | 0 | 0 | 0 | 0 | 0 | 0 | 0 | FALSE | 0% | 0% | 0% | 0% | 0% | 0% | FALSE | 0% | 0% | 0% | 0% | 0% | TRUE | 33.27% | 51.98% | 4.537% | 0% | 0% | 0% | 10.21% | 0% | N/A | N/A
| 25 | Finley Secondary Systems Renewal | TRUE | Labour | Secondary Systems | 96.05% | Replacement Expenditure | Digital Infrastructure | Repex | N/A | N/A | DI - Protection systems | DI - Safe and Reliable Network | N/A | No | 0% | Safety security & reliability | Secondary Systems (2018-23) | 37.28% | TRUE | 11 | 1 | 1 | 4 | 1 | FALSE | FALSE | TRUE | 0.24893 | 0.2263 | 0.11315 | 0.24893 | 0.26025 | 1.0976 | 0.2448 | 0.22573 | 0.11442 | 0.25334 | 0.26631 | 1.1046 | 0.032382 | 0.02704 | 0.016263 | 0.039444 | 0.035964 | 0.15109 | 0.005839 | 0.0050397 | 0.0029869 | 0.0072382 | 0.0068128 | 0.027917 | 0.28302 | 0.25781 | 0.13367 | 0.30003 | 0.30909 | 1.2836 | 10% | 11% | 14% | 32% | 33% | 0.10976 | 0.12073 | 0.15366 | 0.35122 | 0.3622 | 1.0976 | 0.11046 | 0.12151 | 0.15465 | 0.35347 | 0.36452 | 1.1046 | 0.015109 | 0.01662 | 0.021153 | 0.04835 | 0.049861 | 0.15109 | 0.0027917 | 0.0030708 | 0.0039083 | 0.0089333 | 0.0092125 | 0.027917 | 0.12836 | 0.1412 | 0.17971 | 0.41076 | 0.42359 | 1.2836 | FALSE | 0% | 0% | 0% | 0% | 0% | 0% | FALSE | 0% | 0% | 0% | 0% | 0% | TRUE | 59.34% | 29.61% | 7.105% | 0% | 0% | 0% | 3.947% | 0% | N/A | N/A
| 26 | Finley Secondary Systems Renewal | TRUE | Labour | Business IT | 3.947% | Replacement Expenditure | Digital Infrastructure | Repex | N/A | N/A | DI - Protection systems | DI - Safe and Reliable Network | N/A | No | 0% | Safety security & reliability | Business IT (2018 onwards) | 37.28% | TRUE | 11 | 1 | 2 | 6 | 1 | FALSE | FALSE | TRUE | 0.01023 | 0.0093001 | 0.00465 | 0.01023 | 0.010695 | 0.045105 | 0.01006 | 0.0092766 | 0.0047021 | 0.010411 | 0.010944 | 0.045395 | 0.0013308 | 0.0011112 | 0.00066833 | 0.001621 | 0.001478 | 0.0062093 | 0.00023996 | 0.00020711 | 0.00012275 | 0.00029746 | 0.00027998 | 0.0011473 | 0.011631 | 0.010595 | 0.0054932 | 0.01233 | 0.012702 | 0.052751 | 10% | 11% | 14% | 32% | 33% | 0.0045105 | 0.0049616 | 0.0063147 | 0.014434 | 0.014885 | 0.045105 | 0.0045395 | 0.0049934 | 0.0063553 | 0.014526 | 0.01498 | 0.045395 | 0.00062093 | 0.00068302 | 0.0008693 | 0.001987 | 0.0020491 | 0.0062093 | 0.00011473 | 0.0001262 | 0.00016062 | 0.00036712 | 0.0003786 | 0.0011473 | 0.0052751 | 0.0058027 | 0.0073852 | 0.01688 | 0.017408 | 0.052751 | FALSE | 0% | 0% | 0% | 0% | 0% | 0% | FALSE | 0% | 0% | 0% | 0% | 0% | TRUE | 59.34% | 29.61% | 7.105% | 0% | 0% | 0% | 3.947% | 0% | N/A | N/A
| 27 | Finley Secondary Systems Renewal | TRUE | Non-Labour | Secondary Systems | 96.05% | Replacement Expenditure | Digital Infrastructure | Repex | N/A | N/A | DI - Protection systems | DI - Safe and Reliable Network | N/A | No | 0% | Safety security & reliability | Secondary Systems (2018-23) | 62.72% | TRUE | 11 | 2 | 3 | 4 | 2 | FALSE | FALSE | TRUE | 0.41887 | 0.38079 | 0.19039 | 0.41887 | 0.43791 | 1.8468 | 0.41887 | 0.38079 | 0.19039 | 0.41887 | 0.43791 | 1.8468 | 0.055408 | 0.045615 | 0.027062 | 0.065215 | 0.059136 | 0.25243 | 0.0099909 | 0.0085016 | 0.0049702 | 0.011967 | 0.011202 | 0.046633 | 0.48427 | 0.4349 | 0.22243 | 0.49605 | 0.50825 | 2.1459 | 10% | 11% | 14% | 32% | 33% | 0.18468 | 0.20315 | 0.25856 | 0.59098 | 0.60945 | 1.8468 | 0.18468 | 0.20315 | 0.25856 | 0.59098 | 0.60945 | 1.8468 | 0.025243 | 0.027768 | 0.035341 | 0.080779 | 0.083303 | 0.25243 | 0.0046633 | 0.0051296 | 0.0065286 | 0.014922 | 0.015389 | 0.046633 | 0.21459 | 0.23605 | 0.30043 | 0.68669 | 0.70814 | 2.1459 | FALSE | 0% | 0% | 0% | 0% | 0% | 0% | FALSE | 0% | 0% | 0% | 0% | 0% | TRUE | 59.34% | 29.61% | 7.105% | 0% | 0% | 0% | 3.947% | 0% | N/A | N/A
| 28 | Finley Secondary Systems Renewal | TRUE | Non-Labour | Business IT | 3.947% | Replacement Expenditure | Digital Infrastructure | Repex | N/A | N/A | DI - Protection systems | DI - Safe and Reliable Network | N/A | No | 0% | Safety security & reliability | Business IT (2018 onwards) | 62.72% | TRUE | 11 | 2 | 4 | 6 | 2 | FALSE | FALSE | TRUE | 0.017214 | 0.015649 | 0.0078244 | 0.017214 | 0.017996 | 0.075897 | 0.017214 | 0.015649 | 0.0078244 | 0.017214 | 0.017996 | 0.075897 | 0.002277 | 0.0018746 | 0.0011121 | 0.0026801 | 0.0024302 | 0.010374 | 0.00041059 | 0.00034938 | 0.00020426 | 0.00049181 | 0.00046038 | 0.0019164 | 0.019901 | 0.017873 | 0.0091408 | 0.020386 | 0.020887 | 0.088187 | 10% | 11% | 14% | 32% | 33% | 0.0075897 | 0.0083487 | 0.010626 | 0.024287 | 0.025046 | 0.075897 | 0.0075897 | 0.0083487 | 0.010626 | 0.024287 | 0.025046 | 0.075897 | 0.0010374 | 0.0011411 | 0.0014524 | 0.0033197 | 0.0034234 | 0.010374 | 0.00019164 | 0.0002108 | 0.0002683 | 0.00061325 | 0.00063241 | 0.0019164 | 0.0088187 | 0.0097006 | 0.012346 | 0.02822 | 0.029102 | 0.088187 | FALSE | 0% | 0% | 0% | 0% | 0% | 0% | FALSE | 0% | 0% | 0% | 0% | 0% | TRUE | 59.34% | 29.61% | 7.105% | 0% | 0% | 0% | 3.947% | 0% | N/A | N/A
| 29 | Fire Extinguisher Renewal | TRUE | Labour | Business IT | 100% | Replacement Expenditure | Digital Infrastructure | Repex | N/A | N/A | DI - Network Buildings & Security | DI - Compliance | N/A | No | 0% | Safety security & reliability | Business IT (2018 onwards) | 19.36% | TRUE | 12 | 1 | 1 | 6 | 1 | FALSE | FALSE | TRUE | 0.076765 | 0.076765 | 0 | 0 | 0 | 0.15353 | 0.075491 | 0.076571 | 0 | 0 | 0 | 0.15206 | 0.009986 | 0.0091724 | 0 | 0 | 0 | 0.019158 | 0.0018006 | 0.0017096 | 0 | 0 | 0 | 0.0035102 | 0.087278 | 0.087453 | 0 | 0 | 0 | 0.17473 | 0% | 100% | 0% | 0% | 0% | 0 | 0.15353 | 0 | 0 | 0 | 0.15353 | 0 | 0.15206 | 0 | 0 | 0 | 0.15206 | 0 | 0.019158 | 0 | 0 | 0 | 0.019158 | 0 | 0.0035102 | 0 | 0 | 0 | 0.0035102 | 0 | 0.17473 | 0 | 0 | 0 | 0.17473 | FALSE | 0% | 0% | 0% | 0% | 0% | 0% | FALSE | 0% | 0% | 0% | 0% | 0% | TRUE | 0% | 0% | 0% | 100% | 0% | 0% | 0% | 0% | N/A | N/A
| 30 | Fire Extinguisher Renewal | TRUE | Non-Labour | Business IT | 100% | Replacement Expenditure | Digital Infrastructure | Repex | N/A | N/A | DI - Network Buildings & Security | DI - Compliance | N/A | No | 0% | Safety security & reliability | Business IT (2018 onwards) | 80.64% | TRUE | 12 | 2 | 2 | 6 | 2 | FALSE | FALSE | TRUE | 0.31972 | 0.31972 | 0 | 0 | 0 | 0.63944 | 0.31972 | 0.31972 | 0 | 0 | 0 | 0.63944 | 0.042293 | 0.038299 | 0 | 0 | 0 | 0.080592 | 0.0076261 | 0.0071382 | 0 | 0 | 0 | 0.014764 | 0.36964 | 0.36516 | 0 | 0 | 0 | 0.7348 | 0% | 100% | 0% | 0% | 0% | 0 | 0.63944 | 0 | 0 | 0 | 0.63944 | 0 | 0.63944 | 0 | 0 | 0 | 0.63944 | 0 | 0.080592 | 0 | 0 | 0 | 0.080592 | 0 | 0.014764 | 0 | 0 | 0 | 0.014764 | 0 | 0.7348 | 0 | 0 | 0 | 0.7348 | FALSE | 0% | 0% | 0% | 0% | 0% | 0% | FALSE | 0% | 0% | 0% | 0% | 0% | TRUE | 0% | 0% | 0% | 100% | 0% | 0% | 0% | 0% | N/A | N/A
| 31 | Fit OLCM to OIP bushings | TRUE | Labour | Substations | 100% | Replacement Expenditure | Substation | Repex | N/A | N/A | Substations - Site Establishment and supporting assets | Substations - Safe and Reliable Network | N/A | No | 0% | Safety security & reliability | Substations (2018 onwards) | 29.86% | TRUE | 13 | 1 | 1 | 3 | 1 | FALSE | FALSE | TRUE | 0.33732 | 0.30666 | 0.15333 | 0.33732 | 0.35265 | 1.4873 | 0.33172 | 0.30588 | 0.15505 | 0.3433 | 0.36088 | 1.4968 | 0.043881 | 0.036642 | 0.022037 | 0.05345 | 0.048734 | 0.20474 | 0.0079124 | 0.0068292 | 0.0040475 | 0.0098084 | 0.0092319 | 0.037829 | 0.38352 | 0.34935 | 0.18113 | 0.40656 | 0.41884 | 1.7394 | 10% | 11% | 14% | 32% | 33% | 0.14873 | 0.1636 | 0.20822 | 0.47593 | 0.4908 | 1.4873 | 0.14968 | 0.16465 | 0.20956 | 0.47899 | 0.49395 | 1.4968 | 0.020474 | 0.022522 | 0.028664 | 0.065518 | 0.067565 | 0.20474 | 0.0037829 | 0.0041612 | 0.0052961 | 0.012105 | 0.012484 | 0.037829 | 0.17394 | 0.19133 | 0.24352 | 0.55661 | 0.574 | 1.7394 | FALSE | 0% | 0% | 0% | 0% | 0% | 0% | TRUE | 100% | 0% | 0% | 0% | 0% | FALSE | 0% | 0% | 0% | 0% | 0% | 0% | 0% | 0% | N/A | N/A
| 32 | Fit OLCM to OIP bushings | TRUE | Non-Labour | Substations | 100% | Replacement Expenditure | Substation | Repex | N/A | N/A | Substations - Site Establishment and supporting assets | Substations - Safe and Reliable Network | N/A | No | 0% | Safety security & reliability | Substations (2018 onwards) | 70.14% | TRUE | 13 | 2 | 2 | 3 | 2 | FALSE | FALSE | TRUE | 0.79234 | 0.7203 | 0.36015 | 0.79234 | 0.82835 | 3.4935 | 0.79234 | 0.7203 | 0.36015 | 0.79234 | 0.82835 | 3.4935 | 0.10481 | 0.086285 | 0.05119 | 0.12336 | 0.11186 | 0.47751 | 0.018899 | 0.016082 | 0.0094018 | 0.022638 | 0.021191 | 0.088211 | 0.91604 | 0.82267 | 0.42074 | 0.93833 | 0.9614 | 4.0592 | 10% | 11% | 14% | 32% | 33% | 0.34935 | 0.38428 | 0.48909 | 1.1179 | 1.1528 | 3.4935 | 0.34935 | 0.38428 | 0.48909 | 1.1179 | 1.1528 | 3.4935 | 0.047751 | 0.052526 | 0.066851 | 0.1528 | 0.15758 | 0.47751 | 0.0088211 | 0.0097032 | 0.01235 | 0.028227 | 0.02911 | 0.088211 | 0.40592 | 0.44651 | 0.56829 | 1.2989 | 1.3395 | 4.0592 | FALSE | 0% | 0% | 0% | 0% | 0% | 0% | TRUE | 100% | 0% | 0% | 0% | 0% | FALSE | 0% | 0% | 0% | 0% | 0% | 0% | 0% | 0% | N/A | N/A
| 33 | Forbes Secondary Systems Renewal | TRUE | Labour | Secondary Systems | 91.34% | Replacement Expenditure | Digital Infrastructure | Repex | N/A | N/A | DI - Protection systems | DI - Safe and Reliable Network | N/A | No | 0% | Safety security & reliability | Secondary Systems (2018-23) | 20.7% | TRUE | 14 | 1 | 1 | 4 | 1 | FALSE | FALSE | TRUE | 0 | 0 | 0 | 0 | 0 | 0 | 0 | 0 | 0 | 0 | 0 | 0 | 0 | 0 | 0 | 0 | 0 | 0 | 0 | 0 | 0 | 0 | 0 | 0 | 0 | 0 | 0 | 0 | 0 | 0 | 10% | 11% | 14% | 32% | 33% | 0 | 0 | 0 | 0 | 0 | 0 | 0 | 0 | 0 | 0 | 0 | 0 | 0 | 0 | 0 | 0 | 0 | 0 | 0 | 0 | 0 | 0 | 0 | 0 | 0 | 0 | 0 | 0 | 0 | 0 | FALSE | 0% | 0% | 0% | 0% | 0% | 0% | FALSE | 0% | 0% | 0% | 0% | 0% | TRUE | 65.77% | 20.62% | 4.948% | 0% | 0% | 0% | 8.66% | 0% | N/A | N/A
| 34 | Forbes Secondary Systems Renewal | TRUE | Labour | Business IT | 8.66% | Replacement Expenditure | Digital Infrastructure | Repex | N/A | N/A | DI - Protection systems | DI - Safe and Reliable Network | N/A | No | 0% | Safety security & reliability | Business IT (2018 onwards) | 20.7% | TRUE | 14 | 1 | 2 | 6 | 1 | FALSE | FALSE | TRUE | 0 | 0 | 0 | 0 | 0 | 0 | 0 | 0 | 0 | 0 | 0 | 0 | 0 | 0 | 0 | 0 | 0 | 0 | 0 | 0 | 0 | 0 | 0 | 0 | 0 | 0 | 0 | 0 | 0 | 0 | 10% | 11% | 14% | 32% | 33% | 0 | 0 | 0 | 0 | 0 | 0 | 0 | 0 | 0 | 0 | 0 | 0 | 0 | 0 | 0 | 0 | 0 | 0 | 0 | 0 | 0 | 0 | 0 | 0 | 0 | 0 | 0 | 0 | 0 | 0 | FALSE | 0% | 0% | 0% | 0% | 0% | 0% | FALSE | 0% | 0% | 0% | 0% | 0% | TRUE | 65.77% | 20.62% | 4.948% | 0% | 0% | 0% | 8.66% | 0% | N/A | N/A
| 35 | Forbes Secondary Systems Renewal | TRUE | Non-Labour | Secondary Systems | 91.34% | Replacement Expenditure | Digital Infrastructure | Repex | N/A | N/A | DI - Protection systems | DI - Safe and Reliable Network | N/A | No | 0% | Safety security & reliability | Secondary Systems (2018-23) | 79.3% | TRUE | 14 | 2 | 3 | 4 | 2 | FALSE | FALSE | TRUE | 0 | 0 | 0 | 0 | 0 | 0 | 0 | 0 | 0 | 0 | 0 | 0 | 0 | 0 | 0 | 0 | 0 | 0 | 0 | 0 | 0 | 0 | 0 | 0 | 0 | 0 | 0 | 0 | 0 | 0 | 10% | 11% | 14% | 32% | 33% | 0 | 0 | 0 | 0 | 0 | 0 | 0 | 0 | 0 | 0 | 0 | 0 | 0 | 0 | 0 | 0 | 0 | 0 | 0 | 0 | 0 | 0 | 0 | 0 | 0 | 0 | 0 | 0 | 0 | 0 | FALSE | 0% | 0% | 0% | 0% | 0% | 0% | FALSE | 0% | 0% | 0% | 0% | 0% | TRUE | 65.77% | 20.62% | 4.948% | 0% | 0% | 0% | 8.66% | 0% | N/A | N/A
| 36 | Forbes Secondary Systems Renewal | TRUE | Non-Labour | Business IT | 8.66% | Replacement Expenditure | Digital Infrastructure | Repex | N/A | N/A | DI - Protection systems | DI - Safe and Reliable Network | N/A | No | 0% | Safety security & reliability | Business IT (2018 onwards) | 79.3% | TRUE | 14 | 2 | 4 | 6 | 2 | FALSE | FALSE | TRUE | 0 | 0 | 0 | 0 | 0 | 0 | 0 | 0 | 0 | 0 | 0 | 0 | 0 | 0 | 0 | 0 | 0 | 0 | 0 | 0 | 0 | 0 | 0 | 0 | 0 | 0 | 0 | 0 | 0 | 0 | 10% | 11% | 14% | 32% | 33% | 0 | 0 | 0 | 0 | 0 | 0 | 0 | 0 | 0 | 0 | 0 | 0 | 0 | 0 | 0 | 0 | 0 | 0 | 0 | 0 | 0 | 0 | 0 | 0 | 0 | 0 | 0 | 0 | 0 | 0 | FALSE | 0% | 0% | 0% | 0% | 0% | 0% | FALSE | 0% | 0% | 0% | 0% | 0% | TRUE | 65.77% | 20.62% | 4.948% | 0% | 0% | 0% | 8.66% | 0% | N/A | N/A
| 37 | FY24-28 SCADA Secure Remote Access Protocol Refresh | FALSE | Labour | Secondary Systems | 100% | Replacement Expenditure | Digital Infrastructure | Repex | N/A | N/A | DI - SCADA | DI - Cyber/physical security | N/A | No | 0% | Safety security & reliability | Secondary Systems (2018-23) | 0% | TRUE | 15 | 1 | 1 | 4 | 1 | FALSE | FALSE | TRUE | 0 | 0 | 0 | 0 | 0 | 0 | 0 | 0 | 0 | 0 | 0 | 0 | 0 | 0 | 0 | 0 | 0 | 0 | 0 | 0 | 0 | 0 | 0 | 0 | 0 | 0 | 0 | 0 | 0 | 0 | 0% | 0% | 0% | 0% | 0% | 0 | 0 | 0 | 0 | 0 | 0 | 0 | 0 | 0 | 0 | 0 | 0 | 0 | 0 | 0 | 0 | 0 | 0 | 0 | 0 | 0 | 0 | 0 | 0 | 0 | 0 | 0 | 0 | 0 | 0 | FALSE | 0% | 0% | 0% | 0% | 0% | 0% | FALSE | 0% | 0% | 0% | 0% | 0% | TRUE | 0% | 100% | 0% | 0% | 0% | 0% | 0% | 0% | N/A | N/A
| 38 | FY24-28 SCADA Secure Remote Access Protocol Refresh | FALSE | Non-Labour | Secondary Systems | 100% | Replacement Expenditure | Digital Infrastructure | Repex | N/A | N/A | DI - SCADA | DI - Cyber/physical security | N/A | No | 0% | Safety security & reliability | Secondary Systems (2018-23) | 100% | TRUE | 15 | 2 | 2 | 4 | 2 | FALSE | FALSE | TRUE | 0 | 0 | 0 | 0 | 0 | 0 | 0 | 0 | 0 | 0 | 0 | 0 | 0 | 0 | 0 | 0 | 0 | 0 | 0 | 0 | 0 | 0 | 0 | 0 | 0 | 0 | 0 | 0 | 0 | 0 | 0% | 0% | 0% | 0% | 0% | 0 | 0 | 0 | 0 | 0 | 0 | 0 | 0 | 0 | 0 | 0 | 0 | 0 | 0 | 0 | 0 | 0 | 0 | 0 | 0 | 0 | 0 | 0 | 0 | 0 | 0 | 0 | 0 | 0 | 0 | FALSE | 0% | 0% | 0% | 0% | 0% | 0% | FALSE | 0% | 0% | 0% | 0% | 0% | TRUE | 0% | 100% | 0% | 0% | 0% | 0% | 0% | 0% | N/A | N/A
| 39 | Gunnedah Secondary Systems Renewal | TRUE | Labour | Secondary Systems | 92.15% | Replacement Expenditure | Digital Infrastructure | Repex | N/A | N/A | DI - Protection systems | DI - Safe and Reliable Network | N/A | No | 0% | Safety security & reliability | Secondary Systems (2018-23) | 36.58% | TRUE | 16 | 1 | 1 | 4 | 1 | FALSE | FALSE | TRUE | 0 | 0 | 0 | 0 | 0 | 0 | 0 | 0 | 0 | 0 | 0 | 0 | 0 | 0 | 0 | 0 | 0 | 0 | 0 | 0 | 0 | 0 | 0 | 0 | 0 | 0 | 0 | 0 | 0 | 0 | 10% | 11% | 14% | 32% | 33% | 0 | 0 | 0 | 0 | 0 | 0 | 0 | 0 | 0 | 0 | 0 | 0 | 0 | 0 | 0 | 0 | 0 | 0 | 0 | 0 | 0 | 0 | 0 | 0 | 0 | 0 | 0 | 0 | 0 | 0 | FALSE | 0% | 0% | 0% | 0% | 0% | 0% | FALSE | 0% | 0% | 0% | 0% | 0% | TRUE | 59.63% | 28.04% | 4.486% | 0% | 0% | 0% | 7.85% | 0% | N/A | N/A
| 40 | Gunnedah Secondary Systems Renewal | TRUE | Labour | Business IT | 7.85% | Replacement Expenditure | Digital Infrastructure | Repex | N/A | N/A | DI - Protection systems | DI - Safe and Reliable Network | N/A | No | 0% | Safety security & reliability | Business IT (2018 onwards) | 36.58% | TRUE | 16 | 1 | 2 | 6 | 1 | FALSE | FALSE | TRUE | 0 | 0 | 0 | 0 | 0 | 0 | 0 | 0 | 0 | 0 | 0 | 0 | 0 | 0 | 0 | 0 | 0 | 0 | 0 | 0 | 0 | 0 | 0 | 0 | 0 | 0 | 0 | 0 | 0 | 0 | 10% | 11% | 14% | 32% | 33% | 0 | 0 | 0 | 0 | 0 | 0 | 0 | 0 | 0 | 0 | 0 | 0 | 0 | 0 | 0 | 0 | 0 | 0 | 0 | 0 | 0 | 0 | 0 | 0 | 0 | 0 | 0 | 0 | 0 | 0 | FALSE | 0% | 0% | 0% | 0% | 0% | 0% | FALSE | 0% | 0% | 0% | 0% | 0% | TRUE | 59.63% | 28.04% | 4.486% | 0% | 0% | 0% | 7.85% | 0% | N/A | N/A
| 41 | Gunnedah Secondary Systems Renewal | TRUE | Non-Labour | Secondary Systems | 92.15% | Replacement Expenditure | Digital Infrastructure | Repex | N/A | N/A | DI - Protection systems | DI - Safe and Reliable Network | N/A | No | 0% | Safety security & reliability | Secondary Systems (2018-23) | 63.42% | TRUE | 16 | 2 | 3 | 4 | 2 | FALSE | FALSE | TRUE | 0 | 0 | 0 | 0 | 0 | 0 | 0 | 0 | 0 | 0 | 0 | 0 | 0 | 0 | 0 | 0 | 0 | 0 | 0 | 0 | 0 | 0 | 0 | 0 | 0 | 0 | 0 | 0 | 0 | 0 | 10% | 11% | 14% | 32% | 33% | 0 | 0 | 0 | 0 | 0 | 0 | 0 | 0 | 0 | 0 | 0 | 0 | 0 | 0 | 0 | 0 | 0 | 0 | 0 | 0 | 0 | 0 | 0 | 0 | 0 | 0 | 0 | 0 | 0 | 0 | FALSE | 0% | 0% | 0% | 0% | 0% | 0% | FALSE | 0% | 0% | 0% | 0% | 0% | TRUE | 59.63% | 28.04% | 4.486% | 0% | 0% | 0% | 7.85% | 0% | N/A | N/A
| 42 | Gunnedah Secondary Systems Renewal | TRUE | Non-Labour | Business IT | 7.85% | Replacement Expenditure | Digital Infrastructure | Repex | N/A | N/A | DI - Protection systems | DI - Safe and Reliable Network | N/A | No | 0% | Safety security & reliability | Business IT (2018 onwards) | 63.42% | TRUE | 16 | 2 | 4 | 6 | 2 | FALSE | FALSE | TRUE | 0 | 0 | 0 | 0 | 0 | 0 | 0 | 0 | 0 | 0 | 0 | 0 | 0 | 0 | 0 | 0 | 0 | 0 | 0 | 0 | 0 | 0 | 0 | 0 | 0 | 0 | 0 | 0 | 0 | 0 | 10% | 11% | 14% | 32% | 33% | 0 | 0 | 0 | 0 | 0 | 0 | 0 | 0 | 0 | 0 | 0 | 0 | 0 | 0 | 0 | 0 | 0 | 0 | 0 | 0 | 0 | 0 | 0 | 0 | 0 | 0 | 0 | 0 | 0 | 0 | FALSE | 0% | 0% | 0% | 0% | 0% | 0% | FALSE | 0% | 0% | 0% | 0% | 0% | TRUE | 59.63% | 28.04% | 4.486% | 0% | 0% | 0% | 7.85% | 0% | N/A | N/A
| 43 | Kemps Creek Secondary Systems Renewal | TRUE | Labour | Secondary Systems | 91.97% | Replacement Expenditure | Digital Infrastructure | Repex | N/A | N/A | DI - Protection systems | DI - Safe and Reliable Network | N/A | No | 0% | Safety security & reliability | Secondary Systems (2018-23) | 16.31% | TRUE | 17 | 1 | 1 | 4 | 1 | FALSE | FALSE | TRUE | 0 | 0 | 0 | 0 | 0 | 0 | 0 | 0 | 0 | 0 | 0 | 0 | 0 | 0 | 0 | 0 | 0 | 0 | 0 | 0 | 0 | 0 | 0 | 0 | 0 | 0 | 0 | 0 | 0 | 0 | 0% | 0% | 0% | 0% | 100% | 0 | 0 | 0 | 0 | 0 | 0 | 0 | 0 | 0 | 0 | 0 | 0 | 0 | 0 | 0 | 0 | 0 | 0 | 0 | 0 | 0 | 0 | 0 | 0 | 0 | 0 | 0 | 0 | 0 | 0 | FALSE | 0% | 0% | 0% | 0% | 0% | 0% | FALSE | 0% | 0% | 0% | 0% | 0% | TRUE | 61.85% | 30.12% | 0% | 0% | 0% | 0% | 8.032% | 0% | N/A | N/A
| 44 | Kemps Creek Secondary Systems Renewal | TRUE | Labour | Business IT | 8.032% | Replacement Expenditure | Digital Infrastructure | Repex | N/A | N/A | DI - Protection systems | DI - Safe and Reliable Network | N/A | No | 0% | Safety security & reliability | Business IT (2018 onwards) | 16.31% | TRUE | 17 | 1 | 2 | 6 | 1 | FALSE | FALSE | TRUE | 0 | 0 | 0 | 0 | 0 | 0 | 0 | 0 | 0 | 0 | 0 | 0 | 0 | 0 | 0 | 0 | 0 | 0 | 0 | 0 | 0 | 0 | 0 | 0 | 0 | 0 | 0 | 0 | 0 | 0 | 0% | 0% | 0% | 0% | 100% | 0 | 0 | 0 | 0 | 0 | 0 | 0 | 0 | 0 | 0 | 0 | 0 | 0 | 0 | 0 | 0 | 0 | 0 | 0 | 0 | 0 | 0 | 0 | 0 | 0 | 0 | 0 | 0 | 0 | 0 | FALSE | 0% | 0% | 0% | 0% | 0% | 0% | FALSE | 0% | 0% | 0% | 0% | 0% | TRUE | 61.85% | 30.12% | 0% | 0% | 0% | 0% | 8.032% | 0% | N/A | N/A
| 45 | Kemps Creek Secondary Systems Renewal | TRUE | Non-Labour | Secondary Systems | 91.97% | Replacement Expenditure | Digital Infrastructure | Repex | N/A | N/A | DI - Protection systems | DI - Safe and Reliable Network | N/A | No | 0% | Safety security & reliability | Secondary Systems (2018-23) | 83.69% | TRUE | 17 | 2 | 3 | 4 | 2 | FALSE | FALSE | TRUE | 0 | 0 | 0 | 0 | 0 | 0 | 0 | 0 | 0 | 0 | 0 | 0 | 0 | 0 | 0 | 0 | 0 | 0 | 0 | 0 | 0 | 0 | 0 | 0 | 0 | 0 | 0 | 0 | 0 | 0 | 0% | 0% | 0% | 0% | 100% | 0 | 0 | 0 | 0 | 0 | 0 | 0 | 0 | 0 | 0 | 0 | 0 | 0 | 0 | 0 | 0 | 0 | 0 | 0 | 0 | 0 | 0 | 0 | 0 | 0 | 0 | 0 | 0 | 0 | 0 | FALSE | 0% | 0% | 0% | 0% | 0% | 0% | FALSE | 0% | 0% | 0% | 0% | 0% | TRUE | 61.85% | 30.12% | 0% | 0% | 0% | 0% | 8.032% | 0% | N/A | N/A
| 46 | Kemps Creek Secondary Systems Renewal | TRUE | Non-Labour | Business IT | 8.032% | Replacement Expenditure | Digital Infrastructure | Repex | N/A | N/A | DI - Protection systems | DI - Safe and Reliable Network | N/A | No | 0% | Safety security & reliability | Business IT (2018 onwards) | 83.69% | TRUE | 17 | 2 | 4 | 6 | 2 | FALSE | FALSE | TRUE | 0 | 0 | 0 | 0 | 0 | 0 | 0 | 0 | 0 | 0 | 0 | 0 | 0 | 0 | 0 | 0 | 0 | 0 | 0 | 0 | 0 | 0 | 0 | 0 | 0 | 0 | 0 | 0 | 0 | 0 | 0% | 0% | 0% | 0% | 100% | 0 | 0 | 0 | 0 | 0 | 0 | 0 | 0 | 0 | 0 | 0 | 0 | 0 | 0 | 0 | 0 | 0 | 0 | 0 | 0 | 0 | 0 | 0 | 0 | 0 | 0 | 0 | 0 | 0 | 0 | FALSE | 0% | 0% | 0% | 0% | 0% | 0% | FALSE | 0% | 0% | 0% | 0% | 0% | TRUE | 61.85% | 30.12% | 0% | 0% | 0% | 0% | 8.032% | 0% | N/A | N/A
| 47 | Kempsey Secondary Systems Renewal | TRUE | Labour | Secondary Systems | 96.14% | Replacement Expenditure | Digital Infrastructure | Repex | N/A | N/A | DI - Protection systems | DI - Safe and Reliable Network | N/A | No | 0% | Safety security & reliability | Secondary Systems (2018-23) | 21.24% | TRUE | 18 | 1 | 1 | 4 | 1 | FALSE | FALSE | TRUE | 0 | 0 | 0.28319 | 1.1402 | 0.52394 | 1.9473 | 0 | 0 | 0.28636 | 1.1604 | 0.53615 | 1.9829 | 0 | 0 | 0.040702 | 0.18067 | 0.072403 | 0.29377 | 0 | 0 | 0.0074755 | 0.033154 | 0.013716 | 0.054345 | 0 | 0 | 0.33454 | 1.3742 | 0.62227 | 2.331 | 0% | 0% | 0% | 0% | 100% | 0 | 0 | 0 | 0 | 1.9473 | 1.9473 | 0 | 0 | 0 | 0 | 1.9829 | 1.9829 | 0 | 0 | 0 | 0 | 0.29377 | 0.29377 | 0 | 0 | 0 | 0 | 0.054345 | 0.054345 | 0 | 0 | 0 | 0 | 2.331 | 2.331 | FALSE | 0% | 0% | 0% | 0% | 0% | 0% | FALSE | 0% | 0% | 0% | 0% | 0% | TRUE | 48.34% | 37.51% | 10.29% | 0% | 0% | 0% | 3.859% | 0% | N/A | N/A
| 48 | Kempsey Secondary Systems Renewal | TRUE | Labour | Business IT | 3.859% | Replacement Expenditure | Digital Infrastructure | Repex | N/A | N/A | DI - Protection systems | DI - Safe and Reliable Network | N/A | No | 0% | Safety security & reliability | Business IT (2018 onwards) | 21.24% | TRUE | 18 | 1 | 2 | 6 | 1 | FALSE | FALSE | TRUE | 0 | 0 | 0.011366 | 0.04576 | 0.021028 | 0.078153 | 0 | 0 | 0.011493 | 0.046571 | 0.021518 | 0.079582 | 0 | 0 | 0.0016335 | 0.0072508 | 0.0029058 | 0.01179 | 0 | 0 | 0.00030002 | 0.0013306 | 0.00055047 | 0.0021811 | 0 | 0 | 0.013426 | 0.055153 | 0.024974 | 0.093553 | 0% | 0% | 0% | 0% | 100% | 0 | 0 | 0 | 0 | 0.078153 | 0.078153 | 0 | 0 | 0 | 0 | 0.079582 | 0.079582 | 0 | 0 | 0 | 0 | 0.01179 | 0.01179 | 0 | 0 | 0 | 0 | 0.0021811 | 0.0021811 | 0 | 0 | 0 | 0 | 0.093553 | 0.093553 | FALSE | 0% | 0% | 0% | 0% | 0% | 0% | FALSE | 0% | 0% | 0% | 0% | 0% | TRUE | 48.34% | 37.51% | 10.29% | 0% | 0% | 0% | 3.859% | 0% | N/A | N/A
| 49 | Kempsey Secondary Systems Renewal | TRUE | Non-Labour | Secondary Systems | 96.14% | Replacement Expenditure | Digital Infrastructure | Repex | N/A | N/A | DI - Protection systems | DI - Safe and Reliable Network | N/A | No | 0% | Safety security & reliability | Secondary Systems (2018-23) | 78.76% | TRUE | 18 | 2 | 3 | 4 | 2 | FALSE | FALSE | TRUE | 0 | 0 | 1.0501 | 4.2281 | 1.9429 | 7.2211 | 0 | 0 | 1.0501 | 4.2281 | 1.9429 | 7.2211 | 0 | 0 | 0.14926 | 0.65828 | 0.26237 | 1.0699 | 0 | 0 | 0.027414 | 0.1208 | 0.049702 | 0.19792 | 0 | 0 | 1.2268 | 5.0072 | 2.2549 | 8.4889 | 0% | 0% | 0% | 0% | 100% | 0 | 0 | 0 | 0 | 7.2211 | 7.2211 | 0 | 0 | 0 | 0 | 7.2211 | 7.2211 | 0 | 0 | 0 | 0 | 1.0699 | 1.0699 | 0 | 0 | 0 | 0 | 0.19792 | 0.19792 | 0 | 0 | 0 | 0 | 8.4889 | 8.4889 | FALSE | 0% | 0% | 0% | 0% | 0% | 0% | FALSE | 0% | 0% | 0% | 0% | 0% | TRUE | 48.34% | 37.51% | 10.29% | 0% | 0% | 0% | 3.859% | 0% | N/A | N/A
| 50 | Kempsey Secondary Systems Renewal | TRUE | Non-Labour | Business IT | 3.859% | Replacement Expenditure | Digital Infrastructure | Repex | N/A | N/A | DI - Protection systems | DI - Safe and Reliable Network | N/A | No | 0% | Safety security & reliability | Business IT (2018 onwards) | 78.76% | TRUE | 18 | 2 | 4 | 6 | 2 | FALSE | FALSE | TRUE | 0 | 0 | 0.042146 | 0.16969 | 0.077975 | 0.28981 | 0 | 0 | 0.042146 | 0.16969 | 0.077975 | 0.28981 | 0 | 0 | 0.0059904 | 0.026419 | 0.01053 | 0.04294 | 0 | 0 | 0.0011002 | 0.0048481 | 0.0019947 | 0.0079431 | 0 | 0 | 0.049237 | 0.20096 | 0.090499 | 0.34069 | 0% | 0% | 0% | 0% | 100% | 0 | 0 | 0 | 0 | 0.28981 | 0.28981 | 0 | 0 | 0 | 0 | 0.28981 | 0.28981 | 0 | 0 | 0 | 0 | 0.04294 | 0.04294 | 0 | 0 | 0 | 0 | 0.0079431 | 0.0079431 | 0 | 0 | 0 | 0 | 0.34069 | 0.34069 | FALSE | 0% | 0% | 0% | 0% | 0% | 0% | FALSE | 0% | 0% | 0% | 0% | 0% | TRUE | 48.34% | 37.51% | 10.29% | 0% | 0% | 0% | 3.859% | 0% | N/A | N/A
| 51 | Line 1 Refurbishment | FALSE | Labour | Transmission Lines | 100% | Replacement Expenditure | Transmission Lines | Repex | N/A | N/A | TL - Transmission towers | TL - Safe and Reliable Network | N/A | No | 0% | Safety security & reliability | Transmission Lines (2018 onwards) | 0% | TRUE | 19 | 1 | 1 | 1 | 1 | FALSE | FALSE | TRUE | 0 | 0 | 0 | 0 | 0 | 0 | 0 | 0 | 0 | 0 | 0 | 0 | 0 | 0 | 0 | 0 | 0 | 0 | 0 | 0 | 0 | 0 | 0 | 0 | 0 | 0 | 0 | 0 | 0 | 0 | 0% | 0% | 0% | 0% | 0% | 0 | 0 | 0 | 0 | 0 | 0 | 0 | 0 | 0 | 0 | 0 | 0 | 0 | 0 | 0 | 0 | 0 | 0 | 0 | 0 | 0 | 0 | 0 | 0 | 0 | 0 | 0 | 0 | 0 | 0 | TRUE | 0% | 40% | 60% | 0% | 0% | 0% | FALSE | 0% | 0% | 0% | 0% | 0% | FALSE | 0% | 0% | 0% | 0% | 0% | 0% | 0% | 0% | N/A | N/A
| 52 | Line 1 Refurbishment | FALSE | Non-Labour | Transmission Lines | 100% | Replacement Expenditure | Transmission Lines | Repex | N/A | N/A | TL - Transmission towers | TL - Safe and Reliable Network | N/A | No | 0% | Safety security & reliability | Transmission Lines (2018 onwards) | 100% | TRUE | 19 | 2 | 2 | 1 | 2 | FALSE | FALSE | TRUE | 0 | 0 | 0 | 0 | 0 | 0 | 0 | 0 | 0 | 0 | 0 | 0 | 0 | 0 | 0 | 0 | 0 | 0 | 0 | 0 | 0 | 0 | 0 | 0 | 0 | 0 | 0 | 0 | 0 | 0 | 0% | 0% | 0% | 0% | 0% | 0 | 0 | 0 | 0 | 0 | 0 | 0 | 0 | 0 | 0 | 0 | 0 | 0 | 0 | 0 | 0 | 0 | 0 | 0 | 0 | 0 | 0 | 0 | 0 | 0 | 0 | 0 | 0 | 0 | 0 | TRUE | 0% | 40% | 60% | 0% | 0% | 0% | FALSE | 0% | 0% | 0% | 0% | 0% | FALSE | 0% | 0% | 0% | 0% | 0% | 0% | 0% | 0% | N/A | N/A
| 53 | Line 11 - Sydney Sth - Dapto - Twr Repl | TRUE | Labour | Transmission Lines | 100% | Replacement Expenditure | Transmission Lines | Repex | N/A | N/A | TL - Transmission towers | TL - Safe and Reliable Network | N/A | Yes | 0% | Safety security & reliability | Transmission Lines (2018 onwards) | 6.85% | TRUE | 20 | 1 | 1 | 1 | 1 | FALSE | FALSE | TRUE | 0 | 0.021011 | 0.038914 | 0.065854 | 2.0214 | 2.1472 | 0 | 0.020958 | 0.03935 | 0.067022 | 2.0686 | 2.1959 | 0 | 0.0025106 | 0.005593 | 0.010435 | 0.27935 | 0.29788 | 0 | 0.00046791 | 0.0010272 | 0.0019149 | 0.052918 | 0.056328 | 0 | 0.023937 | 0.04597 | 0.079371 | 2.4008 | 2.5501 | 0% | 0% | 0% | 0% | 0% | 0 | 0 | 0 | 0 | 0 | 0 | 0 | 0 | 0 | 0 | 0 | 0 | 0 | 0 | 0 | 0 | 0 | 0 | 0 | 0 | 0 | 0 | 0 | 0 | 0 | 0 | 0 | 0 | 0 | 0 | TRUE | 0% | 77.6% | 1.846% | 20.56% | 0% | 0% | FALSE | 0% | 0% | 0% | 0% | 0% | FALSE | 0% | 0% | 0% | 0% | 0% | 0% | 0% | 0% | N/A | N/A
| 54 | Line 11 - Sydney Sth - Dapto - Twr Repl | TRUE | Non-Labour | Transmission Lines | 100% | Replacement Expenditure | Transmission Lines | Repex | N/A | N/A | TL - Transmission towers | TL - Safe and Reliable Network | N/A | Yes | 0% | Safety security & reliability | Transmission Lines (2018 onwards) | 93.15% | TRUE | 20 | 2 | 2 | 1 | 2 | FALSE | FALSE | TRUE | 0 | 0.28571 | 0.52915 | 0.89549 | 27.4876 | 29.198 | 0 | 0.28571 | 0.52915 | 0.89549 | 27.4876 | 29.198 | 0 | 0.034225 | 0.075211 | 0.13942 | 3.712 | 3.9608 | 0 | 0.0063788 | 0.013814 | 0.025585 | 0.70319 | 0.74896 | 0 | 0.32631 | 0.61818 | 1.0605 | 31.9028 | 33.9078 | 0% | 0% | 0% | 0% | 0% | 0 | 0 | 0 | 0 | 0 | 0 | 0 | 0 | 0 | 0 | 0 | 0 | 0 | 0 | 0 | 0 | 0 | 0 | 0 | 0 | 0 | 0 | 0 | 0 | 0 | 0 | 0 | 0 | 0 | 0 | TRUE | 0% | 77.6% | 1.846% | 20.56% | 0% | 0% | FALSE | 0% | 0% | 0% | 0% | 0% | FALSE | 0% | 0% | 0% | 0% | 0% | 0% | 0% | 0% | N/A | N/A
| 55 | Line 12 Refurbishment | TRUE | Labour | Transmission Lines | 100% | Replacement Expenditure | Transmission Lines | Repex | N/A | N/A | TL - Transmission towers | TL - Safe and Reliable Network | N/A | Yes | 0% | Safety security & reliability | Transmission Lines (2018 onwards) | 12.88% | TRUE | 21 | 1 | 1 | 1 | 1 | FALSE | FALSE | TRUE | 0.01103 | 0.54383 | 0 | 0 | 0 | 0.55486 | 0.010847 | 0.54246 | 0 | 0 | 0 | 0.5533 | 0.0014348 | 0.06498 | 0 | 0 | 0 | 0.066415 | 0.00025872 | 0.012111 | 0 | 0 | 0 | 0.01237 | 0.01254 | 0.61955 | 0 | 0 | 0 | 0.63209 | 0% | 100% | 0% | 0% | 0% | 0 | 0.55486 | 0 | 0 | 0 | 0.55486 | 0 | 0.5533 | 0 | 0 | 0 | 0.5533 | 0 | 0.066415 | 0 | 0 | 0 | 0.066415 | 0 | 0.01237 | 0 | 0 | 0 | 0.01237 | 0 | 0.63209 | 0 | 0 | 0 | 0.63209 | TRUE | 0% | 25.39% | 21.53% | 53.08% | 0% | 0% | FALSE | 0% | 0% | 0% | 0% | 0% | FALSE | 0% | 0% | 0% | 0% | 0% | 0% | 0% | 0% | N/A | N/A
| 56 | Line 12 Refurbishment | TRUE | Non-Labour | Transmission Lines | 100% | Replacement Expenditure | Transmission Lines | Repex | N/A | N/A | TL - Transmission towers | TL - Safe and Reliable Network | N/A | Yes | 0% | Safety security & reliability | Transmission Lines (2018 onwards) | 87.12% | TRUE | 21 | 2 | 2 | 1 | 2 | FALSE | FALSE | TRUE | 0.074606 | 3.6784 | 0 | 0 | 0 | 3.753 | 0.074606 | 3.6784 | 0 | 0 | 0 | 3.753 | 0.0098689 | 0.44064 | 0 | 0 | 0 | 0.45051 | 0.0017795 | 0.082125 | 0 | 0 | 0 | 0.083905 | 0.086255 | 4.2012 | 0 | 0 | 0 | 4.2874 | 0% | 100% | 0% | 0% | 0% | 0 | 3.753 | 0 | 0 | 0 | 3.753 | 0 | 3.753 | 0 | 0 | 0 | 3.753 | 0 | 0.45051 | 0 | 0 | 0 | 0.45051 | 0 | 0.083905 | 0 | 0 | 0 | 0.083905 | 0 | 4.2874 | 0 | 0 | 0 | 4.2874 | TRUE | 0% | 25.39% | 21.53% | 53.08% | 0% | 0% | FALSE | 0% | 0% | 0% | 0% | 0% | FALSE | 0% | 0% | 0% | 0% | 0% | 0% | 0% | 0% | N/A | N/A
| 57 | Line 12/76 Refurbishment | TRUE | Labour | Transmission Lines | 100% | Replacement Expenditure | Transmission Lines | Repex | N/A | N/A | TL - Transmission towers | TL - Safe and Reliable Network | N/A | No | 0% | Safety security & reliability | Transmission Lines (2018 onwards) | 13.15% | TRUE | 22 | 1 | 1 | 1 | 1 | FALSE | FALSE | TRUE | 0.66493 | 0.035279 | 0 | 0 | 0 | 0.70021 | 0.6539 | 0.03519 | 0 | 0 | 0 | 0.68909 | 0.086498 | 0.0042154 | 0 | 0 | 0 | 0.090713 | 0.015597 | 0.00078567 | 0 | 0 | 0 | 0.016383 | 0.75599 | 0.040191 | 0 | 0 | 0 | 0.79618 | 0% | 100% | 0% | 0% | 0% | 0 | 0.70021 | 0 | 0 | 0 | 0.70021 | 0 | 0.68909 | 0 | 0 | 0 | 0.68909 | 0 | 0.090713 | 0 | 0 | 0 | 0.090713 | 0 | 0.016383 | 0 | 0 | 0 | 0.016383 | 0 | 0.79618 | 0 | 0 | 0 | 0.79618 | TRUE | 0% | 5.541% | 50.52% | 43.94% | 0% | 0% | FALSE | 0% | 0% | 0% | 0% | 0% | FALSE | 0% | 0% | 0% | 0% | 0% | 0% | 0% | 0% | N/A | N/A
| 58 | Line 12/76 Refurbishment | TRUE | Non-Labour | Transmission Lines | 100% | Replacement Expenditure | Transmission Lines | Repex | N/A | N/A | TL - Transmission towers | TL - Safe and Reliable Network | N/A | No | 0% | Safety security & reliability | Transmission Lines (2018 onwards) | 86.85% | TRUE | 22 | 2 | 2 | 1 | 2 | FALSE | FALSE | TRUE | 4.3913 | 0.23299 | 0 | 0 | 0 | 4.6243 | 4.3913 | 0.23299 | 0 | 0 | 0 | 4.6243 | 0.58089 | 0.02791 | 0 | 0 | 0 | 0.6088 | 0.10474 | 0.0052018 | 0 | 0 | 0 | 0.10995 | 5.077 | 0.2661 | 0 | 0 | 0 | 5.3431 | 0% | 100% | 0% | 0% | 0% | 0 | 4.6243 | 0 | 0 | 0 | 4.6243 | 0 | 4.6243 | 0 | 0 | 0 | 4.6243 | 0 | 0.6088 | 0 | 0 | 0 | 0.6088 | 0 | 0.10995 | 0 | 0 | 0 | 0.10995 | 0 | 5.3431 | 0 | 0 | 0 | 5.3431 | TRUE | 0% | 5.541% | 50.52% | 43.94% | 0% | 0% | FALSE | 0% | 0% | 0% | 0% | 0% | FALSE | 0% | 0% | 0% | 0% | 0% | 0% | 0% | 0% | N/A | N/A
| 59 | Line 13 kemps creek sydney south refurb | TRUE | Labour | Transmission Lines | 100% | Replacement Expenditure | Transmission Lines | Repex | N/A | N/A | TL - Transmission towers | TL - Safe and Reliable Network | N/A | Yes | 0% | Safety security & reliability | Transmission Lines (2018 onwards) | 12.85% | TRUE | 23 | 1 | 1 | 1 | 1 | FALSE | FALSE | TRUE | 0.37003 | 0 | 0 | 0 | 0 | 0.37003 | 0.36389 | 0 | 0 | 0 | 0 | 0.36389 | 0.048135 | 0 | 0 | 0 | 0 | 0.048135 | 0.0086796 | 0 | 0 | 0 | 0 | 0.0086796 | 0.4207 | 0 | 0 | 0 | 0 | 0.4207 | 100% | 0% | 0% | 0% | 0% | 0.37003 | 0 | 0 | 0 | 0 | 0.37003 | 0.36389 | 0 | 0 | 0 | 0 | 0.36389 | 0.048135 | 0 | 0 | 0 | 0 | 0.048135 | 0.0086796 | 0 | 0 | 0 | 0 | 0.0086796 | 0.4207 | 0 | 0 | 0 | 0 | 0.4207 | TRUE | 0% | 38.82% | 32.91% | 28.27% | 0% | 0% | FALSE | 0% | 0% | 0% | 0% | 0% | FALSE | 0% | 0% | 0% | 0% | 0% | 0% | 0% | 0% | N/A | N/A
| 60 | Line 13 kemps creek sydney south refurb | TRUE | Non-Labour | Transmission Lines | 100% | Replacement Expenditure | Transmission Lines | Repex | N/A | N/A | TL - Transmission towers | TL - Safe and Reliable Network | N/A | Yes | 0% | Safety security & reliability | Transmission Lines (2018 onwards) | 87.15% | TRUE | 23 | 2 | 2 | 1 | 2 | FALSE | FALSE | TRUE | 2.51 | 0 | 0 | 0 | 0 | 2.51 | 2.51 | 0 | 0 | 0 | 0 | 2.51 | 0.33203 | 0 | 0 | 0 | 0 | 0.33203 | 0.05987 | 0 | 0 | 0 | 0 | 0.05987 | 2.9019 | 0 | 0 | 0 | 0 | 2.9019 | 100% | 0% | 0% | 0% | 0% | 2.51 | 0 | 0 | 0 | 0 | 2.51 | 2.51 | 0 | 0 | 0 | 0 | 2.51 | 0.33203 | 0 | 0 | 0 | 0 | 0.33203 | 0.05987 | 0 | 0 | 0 | 0 | 0.05987 | 2.9019 | 0 | 0 | 0 | 0 | 2.9019 | TRUE | 0% | 38.82% | 32.91% | 28.27% | 0% | 0% | FALSE | 0% | 0% | 0% | 0% | 0% | FALSE | 0% | 0% | 0% | 0% | 0% | 0% | 0% | 0% | N/A | N/A
| 61 | Line 13/78 Refurbishment | TRUE | Labour | Transmission Lines | 100% | Replacement Expenditure | Transmission Lines | Repex | N/A | N/A | TL - Transmission towers | TL - Safe and Reliable Network | N/A | No | 0% | Safety security & reliability | Transmission Lines (2018 onwards) | 13.26% | TRUE | 24 | 1 | 1 | 1 | 1 | FALSE | FALSE | TRUE | 0.56798 | 0 | 0 | 0 | 0 | 0.56798 | 0.55855 | 0 | 0 | 0 | 0 | 0.55855 | 0.073885 | 0 | 0 | 0 | 0 | 0.073885 | 0.013323 | 0 | 0 | 0 | 0 | 0.013323 | 0.64576 | 0 | 0 | 0 | 0 | 0.64576 | 100% | 0% | 0% | 0% | 0% | 0.56798 | 0 | 0 | 0 | 0 | 0.56798 | 0.55855 | 0 | 0 | 0 | 0 | 0.55855 | 0.073885 | 0 | 0 | 0 | 0 | 0.073885 | 0.013323 | 0 | 0 | 0 | 0 | 0.013323 | 0.64576 | 0 | 0 | 0 | 0 | 0.64576 | TRUE | 0% | 6.448% | 53.66% | 39.89% | 0% | 0% | FALSE | 0% | 0% | 0% | 0% | 0% | FALSE | 0% | 0% | 0% | 0% | 0% | 0% | 0% | 0% | N/A | N/A
| 62 | Line 13/78 Refurbishment | TRUE | Non-Labour | Transmission Lines | 100% | Replacement Expenditure | Transmission Lines | Repex | N/A | N/A | TL - Transmission towers | TL - Safe and Reliable Network | N/A | No | 0% | Safety security & reliability | Transmission Lines (2018 onwards) | 86.74% | TRUE | 24 | 2 | 2 | 1 | 2 | FALSE | FALSE | TRUE | 3.7143 | 0 | 0 | 0 | 0 | 3.7143 | 3.7143 | 0 | 0 | 0 | 0 | 3.7143 | 0.49134 | 0 | 0 | 0 | 0 | 0.49134 | 0.088596 | 0 | 0 | 0 | 0 | 0.088596 | 4.2943 | 0 | 0 | 0 | 0 | 4.2943 | 100% | 0% | 0% | 0% | 0% | 3.7143 | 0 | 0 | 0 | 0 | 3.7143 | 3.7143 | 0 | 0 | 0 | 0 | 3.7143 | 0.49134 | 0 | 0 | 0 | 0 | 0.49134 | 0.088596 | 0 | 0 | 0 | 0 | 0.088596 | 4.2943 | 0 | 0 | 0 | 0 | 4.2943 | TRUE | 0% | 6.448% | 53.66% | 39.89% | 0% | 0% | FALSE | 0% | 0% | 0% | 0% | 0% | FALSE | 0% | 0% | 0% | 0% | 0% | 0% | 0% | 0% | N/A | N/A
| 63 | Line 16 Marulan Avon refurb | TRUE | Labour | Transmission Lines | 100% | Replacement Expenditure | Transmission Lines | Repex | N/A | N/A | TL - Transmission towers | TL - Safe and Reliable Network | N/A | Yes | 0% | Safety security & reliability | Transmission Lines (2018 onwards) | 13.22% | TRUE | 25 | 1 | 1 | 1 | 1 | FALSE | FALSE | TRUE | 0.079458 | 1.0291 | 0 | 0 | 0 | 1.1085 | 0.07814 | 1.0265 | 0 | 0 | 0 | 1.1046 | 0.010336 | 0.12296 | 0 | 0 | 0 | 0.1333 | 0.0018638 | 0.022917 | 0 | 0 | 0 | 0.024781 | 0.09034 | 1.1723 | 0 | 0 | 0 | 1.2627 | 0% | 100% | 0% | 0% | 0% | 0 | 1.1085 | 0 | 0 | 0 | 1.1085 | 0 | 1.1046 | 0 | 0 | 0 | 1.1046 | 0 | 0.1333 | 0 | 0 | 0 | 0.1333 | 0 | 0.024781 | 0 | 0 | 0 | 0.024781 | 0 | 1.2627 | 0 | 0 | 0 | 1.2627 | TRUE | 0% | 21.51% | 47.1% | 31.39% | 0% | 0% | FALSE | 0% | 0% | 0% | 0% | 0% | FALSE | 0% | 0% | 0% | 0% | 0% | 0% | 0% | 0% | N/A | N/A
| 64 | Line 16 Marulan Avon refurb | TRUE | Non-Labour | Transmission Lines | 100% | Replacement Expenditure | Transmission Lines | Repex | N/A | N/A | TL - Transmission towers | TL - Safe and Reliable Network | N/A | Yes | 0% | Safety security & reliability | Transmission Lines (2018 onwards) | 86.78% | TRUE | 25 | 2 | 2 | 1 | 2 | FALSE | FALSE | TRUE | 0.52136 | 6.7522 | 0 | 0 | 0 | 7.2736 | 0.52136 | 6.7522 | 0 | 0 | 0 | 7.2736 | 0.068966 | 0.80884 | 0 | 0 | 0 | 0.87781 | 0.012436 | 0.15075 | 0 | 0 | 0 | 0.16319 | 0.60277 | 7.7118 | 0 | 0 | 0 | 8.3146 | 0% | 100% | 0% | 0% | 0% | 0 | 7.2736 | 0 | 0 | 0 | 7.2736 | 0 | 7.2736 | 0 | 0 | 0 | 7.2736 | 0 | 0.87781 | 0 | 0 | 0 | 0.87781 | 0 | 0.16319 | 0 | 0 | 0 | 0.16319 | 0 | 8.3146 | 0 | 0 | 0 | 8.3146 | TRUE | 0% | 21.51% | 47.1% | 31.39% | 0% | 0% | FALSE | 0% | 0% | 0% | 0% | 0% | FALSE | 0% | 0% | 0% | 0% | 0% | 0% | 0% | 0% | N/A | N/A
| 65 | Line 24/90 Refurbishment | TRUE | Labour | Transmission Lines | 100% | Replacement Expenditure | Transmission Lines | Repex | N/A | N/A | TL - Transmission towers | TL - Safe and Reliable Network | N/A | No | 0% | Safety security & reliability | Transmission Lines (2018 onwards) | 24.91% | TRUE | 26 | 1 | 1 | 1 | 1 | FALSE | FALSE | TRUE | 0.24537 | 0 | 0 | 0 | 0 | 0.24537 | 0.2413 | 0 | 0 | 0 | 0 | 0.2413 | 0.031919 | 0 | 0 | 0 | 0 | 0.031919 | 0.0057556 | 0 | 0 | 0 | 0 | 0.0057556 | 0.27898 | 0 | 0 | 0 | 0 | 0.27898 | 100% | 0% | 0% | 0% | 0% | 0.24537 | 0 | 0 | 0 | 0 | 0.24537 | 0.2413 | 0 | 0 | 0 | 0 | 0.2413 | 0.031919 | 0 | 0 | 0 | 0 | 0.031919 | 0.0057556 | 0 | 0 | 0 | 0 | 0.0057556 | 0.27898 | 0 | 0 | 0 | 0 | 0.27898 | TRUE | 0% | 8.479% | 80.57% | 10.95% | 0% | 0% | FALSE | 0% | 0% | 0% | 0% | 0% | FALSE | 0% | 0% | 0% | 0% | 0% | 0% | 0% | 0% | N/A | N/A
| 66 | Line 24/90 Refurbishment | TRUE | Non-Labour | Transmission Lines | 100% | Replacement Expenditure | Transmission Lines | Repex | N/A | N/A | TL - Transmission towers | TL - Safe and Reliable Network | N/A | No | 0% | Safety security & reliability | Transmission Lines (2018 onwards) | 75.09% | TRUE | 26 | 2 | 2 | 1 | 2 | FALSE | FALSE | TRUE | 0.73971 | 0 | 0 | 0 | 0 | 0.73971 | 0.73971 | 0 | 0 | 0 | 0 | 0.73971 | 0.097849 | 0 | 0 | 0 | 0 | 0.097849 | 0.017644 | 0 | 0 | 0 | 0 | 0.017644 | 0.8552 | 0 | 0 | 0 | 0 | 0.8552 | 100% | 0% | 0% | 0% | 0% | 0.73971 | 0 | 0 | 0 | 0 | 0.73971 | 0.73971 | 0 | 0 | 0 | 0 | 0.73971 | 0.097849 | 0 | 0 | 0 | 0 | 0.097849 | 0.017644 | 0 | 0 | 0 | 0 | 0.017644 | 0.8552 | 0 | 0 | 0 | 0 | 0.8552 | TRUE | 0% | 8.479% | 80.57% | 10.95% | 0% | 0% | FALSE | 0% | 0% | 0% | 0% | 0% | FALSE | 0% | 0% | 0% | 0% | 0% | 0% | 0% | 0% | N/A | N/A
| 67 | Line 25/92 Refurbishment | TRUE | Labour | Transmission Lines | 100% | Replacement Expenditure | Transmission Lines | Repex | N/A | N/A | TL - Transmission towers | TL - Safe and Reliable Network | N/A | No | 0% | Safety security & reliability | Transmission Lines (2018 onwards) | 12.34% | TRUE | 27 | 1 | 1 | 1 | 1 | FALSE | FALSE | TRUE | 0 | 0 | 0.008111 | 0.42749 | 0.021104 | 0.4567 | 0 | 0 | 0.0082019 | 0.43506 | 0.021596 | 0.46486 | 0 | 0 | 0.0011658 | 0.067737 | 0.0029164 | 0.071819 | 0 | 0 | 0.00021411 | 0.01243 | 0.00055247 | 0.013197 | 0 | 0 | 0.0095817 | 0.51523 | 0.025065 | 0.54988 | 0% | 0% | 0% | 0% | 100% | 0 | 0 | 0 | 0 | 0.4567 | 0.4567 | 0 | 0 | 0 | 0 | 0.46486 | 0.46486 | 0 | 0 | 0 | 0 | 0.071819 | 0.071819 | 0 | 0 | 0 | 0 | 0.013197 | 0.013197 | 0 | 0 | 0 | 0 | 0.54988 | 0.54988 | TRUE | 0% | 38.04% | 55.6% | 6.352% | 0% | 0% | FALSE | 0% | 0% | 0% | 0% | 0% | FALSE | 0% | 0% | 0% | 0% | 0% | 0% | 0% | 0% | N/A | N/A
| 68 | Line 25/92 Refurbishment | TRUE | Non-Labour | Transmission Lines | 100% | Replacement Expenditure | Transmission Lines | Repex | N/A | N/A | TL - Transmission towers | TL - Safe and Reliable Network | N/A | No | 0% | Safety security & reliability | Transmission Lines (2018 onwards) | 87.66% | TRUE | 27 | 2 | 2 | 1 | 2 | FALSE | FALSE | TRUE | 0 | 0 | 0.057613 | 3.0365 | 0.1499 | 3.244 | 0 | 0 | 0.057613 | 3.0365 | 0.1499 | 3.244 | 0 | 0 | 0.0081888 | 0.47275 | 0.020243 | 0.50119 | 0 | 0 | 0.001504 | 0.086754 | 0.0038348 | 0.092092 | 0 | 0 | 0.067306 | 3.596 | 0.17398 | 3.8373 | 0% | 0% | 0% | 0% | 100% | 0 | 0 | 0 | 0 | 3.244 | 3.244 | 0 | 0 | 0 | 0 | 3.244 | 3.244 | 0 | 0 | 0 | 0 | 0.50119 | 0.50119 | 0 | 0 | 0 | 0 | 0.092092 | 0.092092 | 0 | 0 | 0 | 0 | 3.8373 | 3.8373 | TRUE | 0% | 38.04% | 55.6% | 6.352% | 0% | 0% | FALSE | 0% | 0% | 0% | 0% | 0% | FALSE | 0% | 0% | 0% | 0% | 0% | 0% | 0% | 0% | N/A | N/A
| 69 | Line 25/93 Refurbishment | FALSE | Labour | Transmission Lines | 100% | Replacement Expenditure | Transmission Lines | Repex | N/A | N/A | TL - Transmission towers | TL - Safe and Reliable Network | N/A | No | 0% | Safety security & reliability | Transmission Lines (2018 onwards) | 0% | TRUE | 28 | 1 | 1 | 1 | 1 | FALSE | FALSE | TRUE | 0 | 0 | 0 | 0 | 0 | 0 | 0 | 0 | 0 | 0 | 0 | 0 | 0 | 0 | 0 | 0 | 0 | 0 | 0 | 0 | 0 | 0 | 0 | 0 | 0 | 0 | 0 | 0 | 0 | 0 | 0% | 0% | 0% | 0% | 0% | 0 | 0 | 0 | 0 | 0 | 0 | 0 | 0 | 0 | 0 | 0 | 0 | 0 | 0 | 0 | 0 | 0 | 0 | 0 | 0 | 0 | 0 | 0 | 0 | 0 | 0 | 0 | 0 | 0 | 0 | TRUE | 0% | 0% | 100% | 0% | 0% | 0% | FALSE | 0% | 0% | 0% | 0% | 0% | FALSE | 0% | 0% | 0% | 0% | 0% | 0% | 0% | 0% | N/A | N/A
| 70 | Line 25/93 Refurbishment | FALSE | Non-Labour | Transmission Lines | 100% | Replacement Expenditure | Transmission Lines | Repex | N/A | N/A | TL - Transmission towers | TL - Safe and Reliable Network | N/A | No | 0% | Safety security & reliability | Transmission Lines (2018 onwards) | 100% | TRUE | 28 | 2 | 2 | 1 | 2 | FALSE | FALSE | TRUE | 0 | 0 | 0 | 0 | 0 | 0 | 0 | 0 | 0 | 0 | 0 | 0 | 0 | 0 | 0 | 0 | 0 | 0 | 0 | 0 | 0 | 0 | 0 | 0 | 0 | 0 | 0 | 0 | 0 | 0 | 0% | 0% | 0% | 0% | 0% | 0 | 0 | 0 | 0 | 0 | 0 | 0 | 0 | 0 | 0 | 0 | 0 | 0 | 0 | 0 | 0 | 0 | 0 | 0 | 0 | 0 | 0 | 0 | 0 | 0 | 0 | 0 | 0 | 0 | 0 | TRUE | 0% | 0% | 100% | 0% | 0% | 0% | FALSE | 0% | 0% | 0% | 0% | 0% | FALSE | 0% | 0% | 0% | 0% | 0% | 0% | 0% | 0% | N/A | N/A
| 71 | Line 29/26 Refurbishment | TRUE | Labour | Transmission Lines | 100% | Replacement Expenditure | Transmission Lines | Repex | N/A | N/A | TL - Transmission towers | TL - Safe and Reliable Network | N/A | No | 0% | Safety security & reliability | Transmission Lines (2018 onwards) | 12.76% | TRUE | 29 | 1 | 1 | 1 | 1 | FALSE | FALSE | TRUE | 0 | 0 | 0 | 0.011831 | 0.58332 | 0.59515 | 0 | 0 | 0 | 0.012041 | 0.59692 | 0.60896 | 0 | 0 | 0 | 0.0018747 | 0.08061 | 0.082484 | 0 | 0 | 0 | 0.00034401 | 0.01527 | 0.015614 | 0 | 0 | 0 | 0.014259 | 0.6928 | 0.70706 | 0% | 0% | 0% | 0% | 100% | 0 | 0 | 0 | 0 | 0.59515 | 0.59515 | 0 | 0 | 0 | 0 | 0.60896 | 0.60896 | 0 | 0 | 0 | 0 | 0.082484 | 0.082484 | 0 | 0 | 0 | 0 | 0.015614 | 0.015614 | 0 | 0 | 0 | 0 | 0.70706 | 0.70706 | TRUE | 0% | 36.14% | 43.25% | 20.61% | 0% | 0% | FALSE | 0% | 0% | 0% | 0% | 0% | FALSE | 0% | 0% | 0% | 0% | 0% | 0% | 0% | 0% | N/A | N/A
| 72 | Line 29/26 Refurbishment | TRUE | Non-Labour | Transmission Lines | 100% | Replacement Expenditure | Transmission Lines | Repex | N/A | N/A | TL - Transmission towers | TL - Safe and Reliable Network | N/A | No | 0% | Safety security & reliability | Transmission Lines (2018 onwards) | 87.24% | TRUE | 29 | 2 | 2 | 1 | 2 | FALSE | FALSE | TRUE | 0 | 0 | 0 | 0.080916 | 3.9895 | 4.0704 | 0 | 0 | 0 | 0.080916 | 3.9895 | 4.0704 | 0 | 0 | 0 | 0.012598 | 0.53875 | 0.55135 | 0 | 0 | 0 | 0.0023118 | 0.10206 | 0.10437 | 0 | 0 | 0 | 0.095826 | 4.6303 | 4.7262 | 0% | 0% | 0% | 0% | 100% | 0 | 0 | 0 | 0 | 4.0704 | 4.0704 | 0 | 0 | 0 | 0 | 4.0704 | 4.0704 | 0 | 0 | 0 | 0 | 0.55135 | 0.55135 | 0 | 0 | 0 | 0 | 0.10437 | 0.10437 | 0 | 0 | 0 | 0 | 4.7262 | 4.7262 | TRUE | 0% | 36.14% | 43.25% | 20.61% | 0% | 0% | FALSE | 0% | 0% | 0% | 0% | 0% | FALSE | 0% | 0% | 0% | 0% | 0% | 0% | 0% | 0% | N/A | N/A
| 73 | Line 76/77 Refurbishment | FALSE | Labour | Transmission Lines | 100% | Replacement Expenditure | Transmission Lines | Repex | N/A | N/A | TL - Transmission towers | TL - Safe and Reliable Network | N/A | No | 0% | Safety security & reliability | Transmission Lines (2018 onwards) | 0% | TRUE | 30 | 1 | 1 | 1 | 1 | FALSE | FALSE | TRUE | 0 | 0 | 0 | 0 | 0 | 0 | 0 | 0 | 0 | 0 | 0 | 0 | 0 | 0 | 0 | 0 | 0 | 0 | 0 | 0 | 0 | 0 | 0 | 0 | 0 | 0 | 0 | 0 | 0 | 0 | 0% | 0% | 0% | 0% | 0% | 0 | 0 | 0 | 0 | 0 | 0 | 0 | 0 | 0 | 0 | 0 | 0 | 0 | 0 | 0 | 0 | 0 | 0 | 0 | 0 | 0 | 0 | 0 | 0 | 0 | 0 | 0 | 0 | 0 | 0 | TRUE | 0% | 40% | 60% | 0% | 0% | 0% | FALSE | 0% | 0% | 0% | 0% | 0% | FALSE | 0% | 0% | 0% | 0% | 0% | 0% | 0% | 0% | N/A | N/A
| 74 | Line 76/77 Refurbishment | FALSE | Non-Labour | Transmission Lines | 100% | Replacement Expenditure | Transmission Lines | Repex | N/A | N/A | TL - Transmission towers | TL - Safe and Reliable Network | N/A | No | 0% | Safety security & reliability | Transmission Lines (2018 onwards) | 100% | TRUE | 30 | 2 | 2 | 1 | 2 | FALSE | FALSE | TRUE | 0 | 0 | 0 | 0 | 0 | 0 | 0 | 0 | 0 | 0 | 0 | 0 | 0 | 0 | 0 | 0 | 0 | 0 | 0 | 0 | 0 | 0 | 0 | 0 | 0 | 0 | 0 | 0 | 0 | 0 | 0% | 0% | 0% | 0% | 0% | 0 | 0 | 0 | 0 | 0 | 0 | 0 | 0 | 0 | 0 | 0 | 0 | 0 | 0 | 0 | 0 | 0 | 0 | 0 | 0 | 0 | 0 | 0 | 0 | 0 | 0 | 0 | 0 | 0 | 0 | TRUE | 0% | 40% | 60% | 0% | 0% | 0% | FALSE | 0% | 0% | 0% | 0% | 0% | FALSE | 0% | 0% | 0% | 0% | 0% | 0% | 0% | 0% | N/A | N/A
| 75 | Line 76/78 Refurbishment | TRUE | Labour | Transmission Lines | 100% | Replacement Expenditure | Transmission Lines | Repex | N/A | N/A | TL - Transmission towers | TL - Safe and Reliable Network | N/A | No | 0% | Safety security & reliability | Transmission Lines (2018 onwards) | 12.38% | TRUE | 31 | 1 | 1 | 1 | 1 | FALSE | FALSE | TRUE | 0.43068 | 0 | 0 | 0 | 0 | 0.43068 | 0.42353 | 0 | 0 | 0 | 0 | 0.42353 | 0.056025 | 0 | 0 | 0 | 0 | 0.056025 | 0.010102 | 0 | 0 | 0 | 0 | 0.010102 | 0.48966 | 0 | 0 | 0 | 0 | 0.48966 | 100% | 0% | 0% | 0% | 0% | 0.43068 | 0 | 0 | 0 | 0 | 0.43068 | 0.42353 | 0 | 0 | 0 | 0 | 0.42353 | 0.056025 | 0 | 0 | 0 | 0 | 0.056025 | 0.010102 | 0 | 0 | 0 | 0 | 0.010102 | 0.48966 | 0 | 0 | 0 | 0 | 0.48966 | TRUE | 0% | 9.25% | 75.22% | 15.53% | 0% | 0% | FALSE | 0% | 0% | 0% | 0% | 0% | FALSE | 0% | 0% | 0% | 0% | 0% | 0% | 0% | 0% | N/A | N/A
| 76 | Line 76/78 Refurbishment | TRUE | Non-Labour | Transmission Lines | 100% | Replacement Expenditure | Transmission Lines | Repex | N/A | N/A | TL - Transmission towers | TL - Safe and Reliable Network | N/A | No | 0% | Safety security & reliability | Transmission Lines (2018 onwards) | 87.62% | TRUE | 31 | 2 | 2 | 1 | 2 | FALSE | FALSE | TRUE | 3.0493 | 0 | 0 | 0 | 0 | 3.0493 | 3.0493 | 0 | 0 | 0 | 0 | 3.0493 | 0.40336 | 0 | 0 | 0 | 0 | 0.40336 | 0.072732 | 0 | 0 | 0 | 0 | 0.072732 | 3.5253 | 0 | 0 | 0 | 0 | 3.5253 | 100% | 0% | 0% | 0% | 0% | 3.0493 | 0 | 0 | 0 | 0 | 3.0493 | 3.0493 | 0 | 0 | 0 | 0 | 3.0493 | 0.40336 | 0 | 0 | 0 | 0 | 0.40336 | 0.072732 | 0 | 0 | 0 | 0 | 0.072732 | 3.5253 | 0 | 0 | 0 | 0 | 3.5253 | TRUE | 0% | 9.25% | 75.22% | 15.53% | 0% | 0% | FALSE | 0% | 0% | 0% | 0% | 0% | FALSE | 0% | 0% | 0% | 0% | 0% | 0% | 0% | 0% | N/A | N/A
| 77 | Line 82 Refurbishment | FALSE | Labour | Transmission Lines | 100% | Replacement Expenditure | Transmission Lines | Repex | N/A | N/A | TL - Transmission towers | TL - Safe and Reliable Network | N/A | No | 0% | Safety security & reliability | Transmission Lines (2018 onwards) | 0% | TRUE | 32 | 1 | 1 | 1 | 1 | FALSE | FALSE | TRUE | 0 | 0 | 0 | 0 | 0 | 0 | 0 | 0 | 0 | 0 | 0 | 0 | 0 | 0 | 0 | 0 | 0 | 0 | 0 | 0 | 0 | 0 | 0 | 0 | 0 | 0 | 0 | 0 | 0 | 0 | 0% | 0% | 0% | 0% | 0% | 0 | 0 | 0 | 0 | 0 | 0 | 0 | 0 | 0 | 0 | 0 | 0 | 0 | 0 | 0 | 0 | 0 | 0 | 0 | 0 | 0 | 0 | 0 | 0 | 0 | 0 | 0 | 0 | 0 | 0 | TRUE | 0% | 0% | 100% | 0% | 0% | 0% | FALSE | 0% | 0% | 0% | 0% | 0% | FALSE | 0% | 0% | 0% | 0% | 0% | 0% | 0% | 0% | N/A | N/A
| 78 | Line 82 Refurbishment | FALSE | Non-Labour | Transmission Lines | 100% | Replacement Expenditure | Transmission Lines | Repex | N/A | N/A | TL - Transmission towers | TL - Safe and Reliable Network | N/A | No | 0% | Safety security & reliability | Transmission Lines (2018 onwards) | 100% | TRUE | 32 | 2 | 2 | 1 | 2 | FALSE | FALSE | TRUE | 0 | 0 | 0 | 0 | 0 | 0 | 0 | 0 | 0 | 0 | 0 | 0 | 0 | 0 | 0 | 0 | 0 | 0 | 0 | 0 | 0 | 0 | 0 | 0 | 0 | 0 | 0 | 0 | 0 | 0 | 0% | 0% | 0% | 0% | 0% | 0 | 0 | 0 | 0 | 0 | 0 | 0 | 0 | 0 | 0 | 0 | 0 | 0 | 0 | 0 | 0 | 0 | 0 | 0 | 0 | 0 | 0 | 0 | 0 | 0 | 0 | 0 | 0 | 0 | 0 | TRUE | 0% | 0% | 100% | 0% | 0% | 0% | FALSE | 0% | 0% | 0% | 0% | 0% | FALSE | 0% | 0% | 0% | 0% | 0% | 0% | 0% | 0% | N/A | N/A
| 79 | Line 82/95 Refurbishment | TRUE | Labour | Transmission Lines | 100% | Replacement Expenditure | Transmission Lines | Repex | N/A | N/A | TL - Transmission towers | TL - Safe and Reliable Network | N/A | No | 0% | Safety security & reliability | Transmission Lines (2018 onwards) | 12.47% | TRUE | 33 | 1 | 1 | 1 | 1 | FALSE | FALSE | TRUE | 0 | 0.0097148 | 0.51201 | 0.025277 | 0 | 0.547 | 0 | 0.0096903 | 0.51775 | 0.025725 | 0 | 0.55316 | 0 | 0.0011608 | 0.07359 | 0.0040052 | 0 | 0.078756 | 0 | 0.00021635 | 0.013516 | 0.00073498 | 0 | 0.014467 | 0 | 0.011067 | 0.60485 | 0.030465 | 0 | 0.64638 | 0% | 0% | 0% | 100% | 0% | 0 | 0 | 0 | 0.547 | 0 | 0.547 | 0 | 0 | 0 | 0.55316 | 0 | 0.55316 | 0 | 0 | 0 | 0.078756 | 0 | 0.078756 | 0 | 0 | 0 | 0.014467 | 0 | 0.014467 | 0 | 0 | 0 | 0.64638 | 0 | 0.64638 | TRUE | 0% | 27.33% | 57.53% | 15.15% | 0% | 0% | FALSE | 0% | 0% | 0% | 0% | 0% | FALSE | 0% | 0% | 0% | 0% | 0% | 0% | 0% | 0% | N/A | N/A
| 80 | Line 82/95 Refurbishment | TRUE | Non-Labour | Transmission Lines | 100% | Replacement Expenditure | Transmission Lines | Repex | N/A | N/A | TL - Transmission towers | TL - Safe and Reliable Network | N/A | No | 0% | Safety security & reliability | Transmission Lines (2018 onwards) | 87.53% | TRUE | 33 | 2 | 2 | 1 | 2 | FALSE | FALSE | TRUE | 0 | 0.068189 | 3.5939 | 0.17742 | 0 | 3.8395 | 0 | 0.068189 | 3.5939 | 0.17742 | 0 | 3.8395 | 0 | 0.0081683 | 0.51081 | 0.027623 | 0 | 0.5466 | 0 | 0.0015224 | 0.093818 | 0.0050691 | 0 | 0.10041 | 0 | 0.07788 | 4.1985 | 0.21011 | 0 | 4.4865 | 0% | 0% | 0% | 100% | 0% | 0 | 0 | 0 | 3.8395 | 0 | 3.8395 | 0 | 0 | 0 | 3.8395 | 0 | 3.8395 | 0 | 0 | 0 | 0.5466 | 0 | 0.5466 | 0 | 0 | 0 | 0.10041 | 0 | 0.10041 | 0 | 0 | 0 | 4.4865 | 0 | 4.4865 | TRUE | 0% | 27.33% | 57.53% | 15.15% | 0% | 0% | FALSE | 0% | 0% | 0% | 0% | 0% | FALSE | 0% | 0% | 0% | 0% | 0% | 0% | 0% | 0% | N/A | N/A
| 81 | Line 8C/8E Refurbishment | TRUE | Labour | Transmission Lines | 100% | Replacement Expenditure | Transmission Lines | Repex | N/A | N/A | TL - Insulators | TL - Safe and Reliable Network | N/A | No | 0% | Safety security & reliability | Transmission Lines (2018 onwards) | 13.04% | TRUE | 34 | 1 | 1 | 1 | 1 | FALSE | FALSE | TRUE | 0 | 0.018904 | 0.043311 | 0.53001 | 1.9164 | 2.5087 | 0 | 0.018856 | 0.043796 | 0.5394 | 1.9611 | 2.5632 | 0 | 0.0022587 | 0.006225 | 0.083981 | 0.26484 | 0.3573 | 0 | 0.00042098 | 0.0011433 | 0.015411 | 0.050169 | 0.067145 | 0 | 0.021536 | 0.051165 | 0.6388 | 2.2761 | 2.9876 | 0% | 0% | 0% | 0% | 100% | 0 | 0 | 0 | 0 | 2.5087 | 2.5087 | 0 | 0 | 0 | 0 | 2.5632 | 2.5632 | 0 | 0 | 0 | 0 | 0.3573 | 0.3573 | 0 | 0 | 0 | 0 | 0.067145 | 0.067145 | 0 | 0 | 0 | 0 | 2.9876 | 2.9876 | TRUE | 0% | 12.62% | 73.87% | 13.51% | 0% | 0% | FALSE | 0% | 0% | 0% | 0% | 0% | FALSE | 0% | 0% | 0% | 0% | 0% | 0% | 0% | 0% | N/A | N/A
| 82 | Line 8C/8E Refurbishment | TRUE | Non-Labour | Transmission Lines | 100% | Replacement Expenditure | Transmission Lines | Repex | N/A | N/A | TL - Insulators | TL - Safe and Reliable Network | N/A | No | 0% | Safety security & reliability | Transmission Lines (2018 onwards) | 86.96% | TRUE | 34 | 2 | 2 | 1 | 2 | FALSE | FALSE | TRUE | 0 | 0.12611 | 0.28894 | 3.5358 | 12.7851 | 16.7359 | 0 | 0.12611 | 0.28894 | 3.5358 | 12.7851 | 16.7359 | 0 | 0.015107 | 0.041069 | 0.5505 | 1.7265 | 2.3332 | 0 | 0.0028156 | 0.0075428 | 0.10102 | 0.32707 | 0.43845 | 0 | 0.14403 | 0.33755 | 4.1873 | 14.8387 | 19.5076 | 0% | 0% | 0% | 0% | 100% | 0 | 0 | 0 | 0 | 16.7359 | 16.7359 | 0 | 0 | 0 | 0 | 16.7359 | 16.7359 | 0 | 0 | 0 | 0 | 2.3332 | 2.3332 | 0 | 0 | 0 | 0 | 0.43845 | 0.43845 | 0 | 0 | 0 | 0 | 19.5076 | 19.5076 | TRUE | 0% | 12.62% | 73.87% | 13.51% | 0% | 0% | FALSE | 0% | 0% | 0% | 0% | 0% | FALSE | 0% | 0% | 0% | 0% | 0% | 0% | 0% | 0% | N/A | N/A
| 83 | Line 8C/8J Refurbishment | TRUE | Labour | Transmission Lines | 100% | Replacement Expenditure | Transmission Lines | Repex | N/A | N/A | TL - Insulators | TL - Safe and Reliable Network | N/A | No | 0% | Safety security & reliability | Transmission Lines (2018 onwards) | 12.43% | TRUE | 35 | 1 | 1 | 1 | 1 | FALSE | FALSE | TRUE | 0.011706 | 0.069483 | 0.97821 | 0 | 0 | 1.0594 | 0.011512 | 0.069308 | 0.98916 | 0 | 0 | 1.07 | 0.0015228 | 0.0083024 | 0.14059 | 0 | 0 | 0.15042 | 0.00027459 | 0.0015474 | 0.025822 | 0 | 0 | 0.027644 | 0.013309 | 0.079158 | 1.1556 | 0 | 0 | 1.248 | 0% | 0% | 100% | 0% | 0% | 0 | 0 | 1.0594 | 0 | 0 | 1.0594 | 0 | 0 | 1.07 | 0 | 0 | 1.07 | 0 | 0 | 0.15042 | 0 | 0 | 0.15042 | 0 | 0 | 0.027644 | 0 | 0 | 0.027644 | 0 | 0 | 1.248 | 0 | 0 | 1.248 | TRUE | 0% | 2.093% | 91.56% | 6.345% | 0% | 0% | FALSE | 0% | 0% | 0% | 0% | 0% | FALSE | 0% | 0% | 0% | 0% | 0% | 0% | 0% | 0% | N/A | N/A
| 84 | Line 8C/8J Refurbishment | TRUE | Non-Labour | Transmission Lines | 100% | Replacement Expenditure | Transmission Lines | Repex | N/A | N/A | TL - Insulators | TL - Safe and Reliable Network | N/A | No | 0% | Safety security & reliability | Transmission Lines (2018 onwards) | 87.57% | TRUE | 35 | 2 | 2 | 1 | 2 | FALSE | FALSE | TRUE | 0.082478 | 0.48955 | 6.892 | 0 | 0 | 7.464 | 0.082478 | 0.48955 | 6.892 | 0 | 0 | 7.464 | 0.01091 | 0.058643 | 0.97959 | 0 | 0 | 1.0491 | 0.0019673 | 0.01093 | 0.17992 | 0 | 0 | 0.19281 | 0.095355 | 0.55912 | 8.0515 | 0 | 0 | 8.706 | 0% | 0% | 100% | 0% | 0% | 0 | 0 | 7.464 | 0 | 0 | 7.464 | 0 | 0 | 7.464 | 0 | 0 | 7.464 | 0 | 0 | 1.0491 | 0 | 0 | 1.0491 | 0 | 0 | 0.19281 | 0 | 0 | 0.19281 | 0 | 0 | 8.706 | 0 | 0 | 8.706 | TRUE | 0% | 2.093% | 91.56% | 6.345% | 0% | 0% | FALSE | 0% | 0% | 0% | 0% | 0% | FALSE | 0% | 0% | 0% | 0% | 0% | 0% | 0% | 0% | N/A | N/A
| 85 | Line 8L/8M Refurbishment | TRUE | Labour | Transmission Lines | 100% | Replacement Expenditure | Transmission Lines | Repex | N/A | N/A | TL - Insulators | TL - Safe and Reliable Network | N/A | No | 0% | Safety security & reliability | Transmission Lines (2018 onwards) | 12.28% | TRUE | 36 | 1 | 1 | 1 | 1 | FALSE | FALSE | TRUE | 0 | 0 | 0 | 0 | 0.010318 | 0.010318 | 0 | 0 | 0 | 0 | 0.010558 | 0.010558 | 0 | 0 | 0 | 0 | 0.0014258 | 0.0014258 | 0 | 0 | 0 | 0 | 0.0002701 | 0.0002701 | 0 | 0 | 0 | 0 | 0.012254 | 0.012254 | 0% | 0% | 0% | 0% | 0% | 0 | 0 | 0 | 0 | 0 | 0 | 0 | 0 | 0 | 0 | 0 | 0 | 0 | 0 | 0 | 0 | 0 | 0 | 0 | 0 | 0 | 0 | 0 | 0 | 0 | 0 | 0 | 0 | 0 | 0 | TRUE | 0% | 4.217% | 77.51% | 18.27% | 0% | 0% | FALSE | 0% | 0% | 0% | 0% | 0% | FALSE | 0% | 0% | 0% | 0% | 0% | 0% | 0% | 0% | N/A | N/A
| 86 | Line 8L/8M Refurbishment | TRUE | Non-Labour | Transmission Lines | 100% | Replacement Expenditure | Transmission Lines | Repex | N/A | N/A | TL - Insulators | TL - Safe and Reliable Network | N/A | No | 0% | Safety security & reliability | Transmission Lines (2018 onwards) | 87.72% | TRUE | 36 | 2 | 2 | 1 | 2 | FALSE | FALSE | TRUE | 0 | 0 | 0 | 0 | 0.073724 | 0.073724 | 0 | 0 | 0 | 0 | 0.073724 | 0.073724 | 0 | 0 | 0 | 0 | 0.0099558 | 0.0099558 | 0 | 0 | 0 | 0 | 0.001886 | 0.001886 | 0 | 0 | 0 | 0 | 0.085565 | 0.085565 | 0% | 0% | 0% | 0% | 0% | 0 | 0 | 0 | 0 | 0 | 0 | 0 | 0 | 0 | 0 | 0 | 0 | 0 | 0 | 0 | 0 | 0 | 0 | 0 | 0 | 0 | 0 | 0 | 0 | 0 | 0 | 0 | 0 | 0 | 0 | TRUE | 0% | 4.217% | 77.51% | 18.27% | 0% | 0% | FALSE | 0% | 0% | 0% | 0% | 0% | FALSE | 0% | 0% | 0% | 0% | 0% | 0% | 0% | 0% | N/A | N/A
| 87 | Line 90/92 Refurbishment | TRUE | Labour | Transmission Lines | 100% | Replacement Expenditure | Transmission Lines | Repex | N/A | N/A | TL - Transmission towers | TL - Safe and Reliable Network | N/A | No | 0% | Safety security & reliability | Transmission Lines (2018 onwards) | 24.24% | TRUE | 37 | 1 | 1 | 1 | 1 | FALSE | FALSE | TRUE | 0.0090539 | 0.31634 | 0 | 0 | 0 | 0.32539 | 0.0089037 | 0.31554 | 0 | 0 | 0 | 0.32444 | 0.0011778 | 0.037798 | 0 | 0 | 0 | 0.038976 | 0.00021237 | 0.0070448 | 0 | 0 | 0 | 0.0072571 | 0.010294 | 0.36038 | 0 | 0 | 0 | 0.37067 | 0% | 100% | 0% | 0% | 0% | 0 | 0.32539 | 0 | 0 | 0 | 0.32539 | 0 | 0.32444 | 0 | 0 | 0 | 0.32444 | 0 | 0.038976 | 0 | 0 | 0 | 0.038976 | 0 | 0.0072571 | 0 | 0 | 0 | 0.0072571 | 0 | 0.37067 | 0 | 0 | 0 | 0.37067 | TRUE | 0% | 1.741% | 92.28% | 5.981% | 0% | 0% | FALSE | 0% | 0% | 0% | 0% | 0% | FALSE | 0% | 0% | 0% | 0% | 0% | 0% | 0% | 0% | N/A | N/A
| 88 | Line 90/92 Refurbishment | TRUE | Non-Labour | Transmission Lines | 100% | Replacement Expenditure | Transmission Lines | Repex | N/A | N/A | TL - Transmission towers | TL - Safe and Reliable Network | N/A | No | 0% | Safety security & reliability | Transmission Lines (2018 onwards) | 75.76% | TRUE | 37 | 2 | 2 | 1 | 2 | FALSE | FALSE | TRUE | 0.028303 | 0.98888 | 0 | 0 | 0 | 1.0172 | 0.028303 | 0.98888 | 0 | 0 | 0 | 1.0172 | 0.0037439 | 0.11846 | 0 | 0 | 0 | 0.1222 | 0.00067509 | 0.022078 | 0 | 0 | 0 | 0.022753 | 0.032722 | 1.1294 | 0 | 0 | 0 | 1.1621 | 0% | 100% | 0% | 0% | 0% | 0 | 1.0172 | 0 | 0 | 0 | 1.0172 | 0 | 1.0172 | 0 | 0 | 0 | 1.0172 | 0 | 0.1222 | 0 | 0 | 0 | 0.1222 | 0 | 0.022753 | 0 | 0 | 0 | 0.022753 | 0 | 1.1621 | 0 | 0 | 0 | 1.1621 | TRUE | 0% | 1.741% | 92.28% | 5.981% | 0% | 0% | FALSE | 0% | 0% | 0% | 0% | 0% | FALSE | 0% | 0% | 0% | 0% | 0% | 0% | 0% | 0% | N/A | N/A
| 89 | Line 92/93 Refurbishment | TRUE | Labour | Transmission Lines | 100% | Replacement Expenditure | Transmission Lines | Repex | N/A | N/A | TL - Transmission towers | TL - Safe and Reliable Network | N/A | No | 0% | Safety security & reliability | Transmission Lines (2018 onwards) | 23.25% | TRUE | 38 | 1 | 1 | 1 | 1 | FALSE | FALSE | TRUE | 0.013581 | 0.5326 | 0 | 0 | 0 | 0.54618 | 0.013355 | 0.53126 | 0 | 0 | 0 | 0.54461 | 0.0017666 | 0.063639 | 0 | 0 | 0 | 0.065406 | 0.00031855 | 0.011861 | 0 | 0 | 0 | 0.01218 | 0.01544 | 0.60676 | 0 | 0 | 0 | 0.6222 | 0% | 100% | 0% | 0% | 0% | 0 | 0.54618 | 0 | 0 | 0 | 0.54618 | 0 | 0.54461 | 0 | 0 | 0 | 0.54461 | 0 | 0.065406 | 0 | 0 | 0 | 0.065406 | 0 | 0.01218 | 0 | 0 | 0 | 0.01218 | 0 | 0.6222 | 0 | 0 | 0 | 0.6222 | TRUE | 0% | 1.736% | 45.68% | 52.58% | 0% | 0% | FALSE | 0% | 0% | 0% | 0% | 0% | FALSE | 0% | 0% | 0% | 0% | 0% | 0% | 0% | 0% | N/A | N/A
| 90 | Line 92/93 Refurbishment | TRUE | Non-Labour | Transmission Lines | 100% | Replacement Expenditure | Transmission Lines | Repex | N/A | N/A | TL - Transmission towers | TL - Safe and Reliable Network | N/A | No | 0% | Safety security & reliability | Transmission Lines (2018 onwards) | 76.75% | TRUE | 38 | 2 | 2 | 1 | 2 | FALSE | FALSE | TRUE | 0.04482 | 1.7577 | 0 | 0 | 0 | 1.8026 | 0.04482 | 1.7577 | 0 | 0 | 0 | 1.8026 | 0.0059288 | 0.21056 | 0 | 0 | 0 | 0.21649 | 0.0010691 | 0.039244 | 0 | 0 | 0 | 0.040313 | 0.051818 | 2.0075 | 0 | 0 | 0 | 2.0594 | 0% | 100% | 0% | 0% | 0% | 0 | 1.8026 | 0 | 0 | 0 | 1.8026 | 0 | 1.8026 | 0 | 0 | 0 | 1.8026 | 0 | 0.21649 | 0 | 0 | 0 | 0.21649 | 0 | 0.040313 | 0 | 0 | 0 | 0.040313 | 0 | 2.0594 | 0 | 0 | 0 | 2.0594 | TRUE | 0% | 1.736% | 45.68% | 52.58% | 0% | 0% | FALSE | 0% | 0% | 0% | 0% | 0% | FALSE | 0% | 0% | 0% | 0% | 0% | 0% | 0% | 0% | N/A | N/A
| 91 | Line 94/96 Refurbishment | TRUE | Labour | Transmission Lines | 100% | Replacement Expenditure | Transmission Lines | Repex | N/A | N/A | TL - Transmission towers | TL - Safe and Reliable Network | N/A | No | 0% | Safety security & reliability | Transmission Lines (2018 onwards) | 12.15% | TRUE | 39 | 1 | 1 | 1 | 1 | FALSE | FALSE | TRUE | 0 | 0 | 0.0075047 | 0.39553 | 0.019527 | 0.42256 | 0 | 0 | 0.0075887 | 0.40254 | 0.019982 | 0.43011 | 0 | 0 | 0.0010786 | 0.062673 | 0.0026984 | 0.06645 | 0 | 0 | 0.0001981 | 0.011501 | 0.00051117 | 0.01221 | 0 | 0 | 0.0088655 | 0.47672 | 0.023191 | 0.50877 | 0% | 0% | 0% | 0% | 100% | 0 | 0 | 0 | 0 | 0.42256 | 0.42256 | 0 | 0 | 0 | 0 | 0.43011 | 0.43011 | 0 | 0 | 0 | 0 | 0.06645 | 0.06645 | 0 | 0 | 0 | 0 | 0.01221 | 0.01221 | 0 | 0 | 0 | 0 | 0.50877 | 0.50877 | TRUE | 0% | 34.95% | 43.36% | 21.69% | 0% | 0% | FALSE | 0% | 0% | 0% | 0% | 0% | FALSE | 0% | 0% | 0% | 0% | 0% | 0% | 0% | 0% | N/A | N/A
| 92 | Line 94/96 Refurbishment | TRUE | Non-Labour | Transmission Lines | 100% | Replacement Expenditure | Transmission Lines | Repex | N/A | N/A | TL - Transmission towers | TL - Safe and Reliable Network | N/A | No | 0% | Safety security & reliability | Transmission Lines (2018 onwards) | 87.85% | TRUE | 39 | 2 | 2 | 1 | 2 | FALSE | FALSE | TRUE | 0 | 0 | 0.054238 | 2.8586 | 0.14112 | 3.054 | 0 | 0 | 0.054238 | 2.8586 | 0.14112 | 3.054 | 0 | 0 | 0.0077091 | 0.44506 | 0.019058 | 0.47183 | 0 | 0 | 0.0014159 | 0.081672 | 0.0036102 | 0.086698 | 0 | 0 | 0.063363 | 3.3853 | 0.16379 | 3.6125 | 0% | 0% | 0% | 0% | 100% | 0 | 0 | 0 | 0 | 3.054 | 3.054 | 0 | 0 | 0 | 0 | 3.054 | 3.054 | 0 | 0 | 0 | 0 | 0.47183 | 0.47183 | 0 | 0 | 0 | 0 | 0.086698 | 0.086698 | 0 | 0 | 0 | 0 | 3.6125 | 3.6125 | TRUE | 0% | 34.95% | 43.36% | 21.69% | 0% | 0% | FALSE | 0% | 0% | 0% | 0% | 0% | FALSE | 0% | 0% | 0% | 0% | 0% | 0% | 0% | 0% | N/A | N/A
| 93 | Line 947 Refurbishment | TRUE | Labour | Transmission Lines | 100% | Replacement Expenditure | Transmission Lines | Repex | N/A | N/A | TL - Transmission poles | TL - Safe and Reliable Network | N/A | No | 0% | Safety security & reliability | Transmission Lines (2018 onwards) | 13.9% | TRUE | 40 | 1 | 1 | 1 | 1 | FALSE | FALSE | TRUE | 0 | 0 | 0 | 0.018721 | 0.7342 | 0.75292 | 0 | 0 | 0 | 0.019053 | 0.75131 | 0.77037 | 0 | 0 | 0 | 0.0029664 | 0.10146 | 0.10443 | 0 | 0 | 0 | 0.00054436 | 0.01922 | 0.019764 | 0 | 0 | 0 | 0.022564 | 0.87199 | 0.89456 | 0% | 0% | 0% | 0% | 100% | 0 | 0 | 0 | 0 | 0.75292 | 0.75292 | 0 | 0 | 0 | 0 | 0.77037 | 0.77037 | 0 | 0 | 0 | 0 | 0.10443 | 0.10443 | 0 | 0 | 0 | 0 | 0.019764 | 0.019764 | 0 | 0 | 0 | 0 | 0.89456 | 0.89456 | TRUE | 95.81% | 0% | 0.8544% | 3.337% | 0% | 0% | FALSE | 0% | 0% | 0% | 0% | 0% | FALSE | 0% | 0% | 0% | 0% | 0% | 0% | 0% | 0% | N/A | N/A
| 94 | Line 947 Refurbishment | TRUE | Non-Labour | Transmission Lines | 100% | Replacement Expenditure | Transmission Lines | Repex | N/A | N/A | TL - Transmission poles | TL - Safe and Reliable Network | N/A | No | 0% | Safety security & reliability | Transmission Lines (2018 onwards) | 86.1% | TRUE | 40 | 2 | 2 | 1 | 2 | FALSE | FALSE | TRUE | 0 | 0 | 0 | 0.11598 | 4.5483 | 4.6643 | 0 | 0 | 0 | 0.11598 | 4.5483 | 4.6643 | 0 | 0 | 0 | 0.018057 | 0.61421 | 0.63227 | 0 | 0 | 0 | 0.0033135 | 0.11635 | 0.11967 | 0 | 0 | 0 | 0.13735 | 5.2789 | 5.4162 | 0% | 0% | 0% | 0% | 100% | 0 | 0 | 0 | 0 | 4.6643 | 4.6643 | 0 | 0 | 0 | 0 | 4.6643 | 4.6643 | 0 | 0 | 0 | 0 | 0.63227 | 0.63227 | 0 | 0 | 0 | 0 | 0.11967 | 0.11967 | 0 | 0 | 0 | 0 | 5.4162 | 5.4162 | TRUE | 95.81% | 0% | 0.8544% | 3.337% | 0% | 0% | FALSE | 0% | 0% | 0% | 0% | 0% | FALSE | 0% | 0% | 0% | 0% | 0% | 0% | 0% | 0% | N/A | N/A
| 95 | Line 94M Refurbishment | TRUE | Labour | Transmission Lines | 100% | Replacement Expenditure | Transmission Lines | Repex | N/A | N/A | TL - Transmission poles | TL - Safe and Reliable Network | N/A | No | 0% | Safety security & reliability | Transmission Lines (2018 onwards) | 14.07% | TRUE | 41 | 1 | 1 | 1 | 1 | FALSE | FALSE | TRUE | 0 | 0.021597 | 0.94978 | 0 | 0 | 0.97138 | 0 | 0.021543 | 0.96042 | 0 | 0 | 0.98196 | 0 | 0.0025806 | 0.13651 | 0 | 0 | 0.13909 | 0 | 0.00048096 | 0.025072 | 0 | 0 | 0.025553 | 0 | 0.024604 | 1.122 | 0 | 0 | 1.1466 | 0% | 0% | 100% | 0% | 0% | 0 | 0 | 0.97138 | 0 | 0 | 0.97138 | 0 | 0 | 0.98196 | 0 | 0 | 0.98196 | 0 | 0 | 0.13909 | 0 | 0 | 0.13909 | 0 | 0 | 0.025553 | 0 | 0 | 0.025553 | 0 | 0 | 1.1466 | 0 | 0 | 1.1466 | TRUE | 95.94% | 0% | 0.7187% | 3.344% | 0% | 0% | FALSE | 0% | 0% | 0% | 0% | 0% | FALSE | 0% | 0% | 0% | 0% | 0% | 0% | 0% | 0% | N/A | N/A
| 96 | Line 94M Refurbishment | TRUE | Non-Labour | Transmission Lines | 100% | Replacement Expenditure | Transmission Lines | Repex | N/A | N/A | TL - Transmission poles | TL - Safe and Reliable Network | N/A | No | 0% | Safety security & reliability | Transmission Lines (2018 onwards) | 85.93% | TRUE | 41 | 2 | 2 | 1 | 2 | FALSE | FALSE | TRUE | 0 | 0.13187 | 5.7995 | 0 | 0 | 5.9314 | 0 | 0.13187 | 5.7995 | 0 | 0 | 5.9314 | 0 | 0.015797 | 0.82431 | 0 | 0 | 0.84011 | 0 | 0.0029443 | 0.1514 | 0 | 0 | 0.15434 | 0 | 0.15062 | 6.7752 | 0 | 0 | 6.9258 | 0% | 0% | 100% | 0% | 0% | 0 | 0 | 5.9314 | 0 | 0 | 5.9314 | 0 | 0 | 5.9314 | 0 | 0 | 5.9314 | 0 | 0 | 0.84011 | 0 | 0 | 0.84011 | 0 | 0 | 0.15434 | 0 | 0 | 0.15434 | 0 | 0 | 6.9258 | 0 | 0 | 6.9258 | TRUE | 95.94% | 0% | 0.7187% | 3.344% | 0% | 0% | FALSE | 0% | 0% | 0% | 0% | 0% | FALSE | 0% | 0% | 0% | 0% | 0% | 0% | 0% | 0% | N/A | N/A
| 97 | Line 94U Refurbishment | TRUE | Labour | Transmission Lines | 100% | Replacement Expenditure | Transmission Lines | Repex | N/A | N/A | TL - Transmission poles | TL - Safe and Reliable Network | N/A | No | 0% | Safety security & reliability | Transmission Lines (2018 onwards) | 9.874% | TRUE | 42 | 1 | 1 | 1 | 1 | FALSE | FALSE | TRUE | 0 | 0 | 0.030194 | 1.5914 | 0.078562 | 1.7001 | 0 | 0 | 0.030532 | 1.6196 | 0.080394 | 1.7305 | 0 | 0 | 0.0043397 | 0.25215 | 0.010857 | 0.26735 | 0 | 0 | 0.00079704 | 0.046272 | 0.0020566 | 0.049126 | 0 | 0 | 0.035669 | 1.918 | 0.093307 | 2.047 | 0% | 0% | 0% | 0% | 100% | 0 | 0 | 0 | 0 | 1.7001 | 1.7001 | 0 | 0 | 0 | 0 | 1.7305 | 1.7305 | 0 | 0 | 0 | 0 | 0.26735 | 0.26735 | 0 | 0 | 0 | 0 | 0.049126 | 0.049126 | 0 | 0 | 0 | 0 | 2.047 | 2.047 | TRUE | 90.61% | 0% | 3.552% | 5.841% | 0% | 0% | FALSE | 0% | 0% | 0% | 0% | 0% | FALSE | 0% | 0% | 0% | 0% | 0% | 0% | 0% | 0% | N/A | N/A
| 98 | Line 94U Refurbishment | TRUE | Non-Labour | Transmission Lines | 100% | Replacement Expenditure | Transmission Lines | Repex | N/A | N/A | TL - Transmission poles | TL - Safe and Reliable Network | N/A | No | 0% | Safety security & reliability | Transmission Lines (2018 onwards) | 90.13% | TRUE | 42 | 2 | 2 | 1 | 2 | FALSE | FALSE | TRUE | 0 | 0 | 0.2756 | 14.5251 | 0.71708 | 15.5178 | 0 | 0 | 0.2756 | 14.5251 | 0.71708 | 15.5178 | 0 | 0 | 0.039172 | 2.2615 | 0.096836 | 2.3975 | 0 | 0 | 0.0071944 | 0.41499 | 0.018344 | 0.44053 | 0 | 0 | 0.32196 | 17.2016 | 0.83226 | 18.3558 | 0% | 0% | 0% | 0% | 100% | 0 | 0 | 0 | 0 | 15.5178 | 15.5178 | 0 | 0 | 0 | 0 | 15.5178 | 15.5178 | 0 | 0 | 0 | 0 | 2.3975 | 2.3975 | 0 | 0 | 0 | 0 | 0.44053 | 0.44053 | 0 | 0 | 0 | 0 | 18.3558 | 18.3558 | TRUE | 90.61% | 0% | 3.552% | 5.841% | 0% | 0% | FALSE | 0% | 0% | 0% | 0% | 0% | FALSE | 0% | 0% | 0% | 0% | 0% | 0% | 0% | 0% | N/A | N/A
| 99 | Line 95 Refurbishment | TRUE | Labour | Transmission Lines | 100% | Replacement Expenditure | Transmission Lines | Repex | N/A | N/A | TL - Transmission towers | TL - Safe and Reliable Network | N/A | No | 0% | Safety security & reliability | Transmission Lines (2018 onwards) | 25.46% | TRUE | 43 | 1 | 1 | 1 | 1 | FALSE | FALSE | TRUE | 0 | 0.013007 | 0.51012 | 0 | 0 | 0.52312 | 0 | 0.012974 | 0.51583 | 0 | 0 | 0.5288 | 0 | 0.0015542 | 0.073317 | 0 | 0 | 0.074871 | 0 | 0.00028967 | 0.013466 | 0 | 0 | 0.013755 | 0 | 0.014818 | 0.60261 | 0 | 0 | 0.61743 | 0% | 0% | 100% | 0% | 0% | 0 | 0 | 0.52312 | 0 | 0 | 0.52312 | 0 | 0 | 0.5288 | 0 | 0 | 0.5288 | 0 | 0 | 0.074871 | 0 | 0 | 0.074871 | 0 | 0 | 0.013755 | 0 | 0 | 0.013755 | 0 | 0 | 0.61743 | 0 | 0 | 0.61743 | TRUE | 0% | 67.78% | 26.15% | 6.068% | 0% | 0% | FALSE | 0% | 0% | 0% | 0% | 0% | FALSE | 0% | 0% | 0% | 0% | 0% | 0% | 0% | 0% | N/A | N/A
| 100 | Line 95 Refurbishment | TRUE | Non-Labour | Transmission Lines | 100% | Replacement Expenditure | Transmission Lines | Repex | N/A | N/A | TL - Transmission towers | TL - Safe and Reliable Network | N/A | No | 0% | Safety security & reliability | Transmission Lines (2018 onwards) | 74.54% | TRUE | 43 | 2 | 2 | 1 | 2 | FALSE | FALSE | TRUE | 0 | 0.038091 | 1.4938 | 0 | 0 | 1.5319 | 0 | 0.038091 | 1.4938 | 0 | 0 | 1.5319 | 0 | 0.0045629 | 0.21233 | 0 | 0 | 0.21689 | 0 | 0.00085043 | 0.038997 | 0 | 0 | 0.039847 | 0 | 0.043504 | 1.7452 | 0 | 0 | 1.7887 | 0% | 0% | 100% | 0% | 0% | 0 | 0 | 1.5319 | 0 | 0 | 1.5319 | 0 | 0 | 1.5319 | 0 | 0 | 1.5319 | 0 | 0 | 0.21689 | 0 | 0 | 0.21689 | 0 | 0 | 0.039847 | 0 | 0 | 0.039847 | 0 | 0 | 1.7887 | 0 | 0 | 1.7887 | TRUE | 0% | 67.78% | 26.15% | 6.068% | 0% | 0% | FALSE | 0% | 0% | 0% | 0% | 0% | FALSE | 0% | 0% | 0% | 0% | 0% | 0% | 0% | 0% | N/A | N/A
| 101 | Line 963 Refurb | TRUE | Labour | Transmission Lines | 100% | Replacement Expenditure | Transmission Lines | Repex | N/A | N/A | TL - Transmission poles | TL - Safe and Reliable Network | N/A | No | 0% | Safety security & reliability | Transmission Lines (2018 onwards) | 13.24% | TRUE | 44 | 1 | 1 | 1 | 1 | FALSE | FALSE | TRUE | 0.014625 | 0.37168 | 0.6509 | 0 | 0 | 1.0372 | 0.014382 | 0.37074 | 0.65818 | 0 | 0 | 1.0433 | 0.0019024 | 0.044411 | 0.093551 | 0 | 0 | 0.13986 | 0.00034304 | 0.0082773 | 0.017182 | 0 | 0 | 0.025802 | 0.016627 | 0.42343 | 0.76892 | 0 | 0 | 1.209 | 0% | 0% | 100% | 0% | 0% | 0 | 0 | 1.0372 | 0 | 0 | 1.0372 | 0 | 0 | 1.0433 | 0 | 0 | 1.0433 | 0 | 0 | 0.13986 | 0 | 0 | 0.13986 | 0 | 0 | 0.025802 | 0 | 0 | 0.025802 | 0 | 0 | 1.209 | 0 | 0 | 1.209 | TRUE | 43.62% | 0% | 33.06% | 23.32% | 0% | 0% | FALSE | 0% | 0% | 0% | 0% | 0% | FALSE | 0% | 0% | 0% | 0% | 0% | 0% | 0% | 0% | N/A | N/A
| 102 | Line 963 Refurb | TRUE | Non-Labour | Transmission Lines | 100% | Replacement Expenditure | Transmission Lines | Repex | N/A | N/A | TL - Transmission poles | TL - Safe and Reliable Network | N/A | No | 0% | Safety security & reliability | Transmission Lines (2018 onwards) | 86.76% | TRUE | 44 | 2 | 2 | 1 | 2 | FALSE | FALSE | TRUE | 0.09586 | 2.4363 | 4.2665 | 0 | 0 | 6.7986 | 0.09586 | 2.4363 | 4.2665 | 0 | 0 | 6.7986 | 0.01268 | 0.29184 | 0.60641 | 0 | 0 | 0.91094 | 0.0022865 | 0.054393 | 0.11138 | 0 | 0 | 0.16806 | 0.11083 | 2.7825 | 4.9843 | 0 | 0 | 7.8776 | 0% | 0% | 100% | 0% | 0% | 0 | 0 | 6.7986 | 0 | 0 | 6.7986 | 0 | 0 | 6.7986 | 0 | 0 | 6.7986 | 0 | 0 | 0.91094 | 0 | 0 | 0.91094 | 0 | 0 | 0.16806 | 0 | 0 | 0.16806 | 0 | 0 | 7.8776 | 0 | 0 | 7.8776 | TRUE | 43.62% | 0% | 33.06% | 23.32% | 0% | 0% | FALSE | 0% | 0% | 0% | 0% | 0% | FALSE | 0% | 0% | 0% | 0% | 0% | 0% | 0% | 0% | N/A | N/A
| 103 | Line 963/96P Refurbishment | FALSE | Labour | Transmission Lines | 100% | Replacement Expenditure | Transmission Lines | Repex | N/A | N/A | TL - Transmission poles | TL - Safe and Reliable Network | N/A | No | 0% | Safety security & reliability | Transmission Lines (2018 onwards) | 0% | TRUE | 45 | 1 | 1 | 1 | 1 | FALSE | FALSE | TRUE | 0 | 0 | 0 | 0 | 0 | 0 | 0 | 0 | 0 | 0 | 0 | 0 | 0 | 0 | 0 | 0 | 0 | 0 | 0 | 0 | 0 | 0 | 0 | 0 | 0 | 0 | 0 | 0 | 0 | 0 | 0% | 0% | 0% | 0% | 0% | 0 | 0 | 0 | 0 | 0 | 0 | 0 | 0 | 0 | 0 | 0 | 0 | 0 | 0 | 0 | 0 | 0 | 0 | 0 | 0 | 0 | 0 | 0 | 0 | 0 | 0 | 0 | 0 | 0 | 0 | TRUE | 0% | 0% | 100% | 0% | 0% | 0% | FALSE | 0% | 0% | 0% | 0% | 0% | FALSE | 0% | 0% | 0% | 0% | 0% | 0% | 0% | 0% | N/A | N/A
| 104 | Line 963/96P Refurbishment | FALSE | Non-Labour | Transmission Lines | 100% | Replacement Expenditure | Transmission Lines | Repex | N/A | N/A | TL - Transmission poles | TL - Safe and Reliable Network | N/A | No | 0% | Safety security & reliability | Transmission Lines (2018 onwards) | 100% | TRUE | 45 | 2 | 2 | 1 | 2 | FALSE | FALSE | TRUE | 0 | 0 | 0 | 0 | 0 | 0 | 0 | 0 | 0 | 0 | 0 | 0 | 0 | 0 | 0 | 0 | 0 | 0 | 0 | 0 | 0 | 0 | 0 | 0 | 0 | 0 | 0 | 0 | 0 | 0 | 0% | 0% | 0% | 0% | 0% | 0 | 0 | 0 | 0 | 0 | 0 | 0 | 0 | 0 | 0 | 0 | 0 | 0 | 0 | 0 | 0 | 0 | 0 | 0 | 0 | 0 | 0 | 0 | 0 | 0 | 0 | 0 | 0 | 0 | 0 | TRUE | 0% | 0% | 100% | 0% | 0% | 0% | FALSE | 0% | 0% | 0% | 0% | 0% | FALSE | 0% | 0% | 0% | 0% | 0% | 0% | 0% | 0% | N/A | N/A
| 105 | Line 964 Refurbishment | TRUE | Labour | Transmission Lines | 100% | Replacement Expenditure | Transmission Lines | Repex | N/A | N/A | TL - Transmission poles | TL - Safe and Reliable Network | N/A | No | 0% | Safety security & reliability | Transmission Lines (2018 onwards) | 13.08% | TRUE | 46 | 1 | 1 | 1 | 1 | FALSE | FALSE | TRUE | 0.0089662 | 0.35164 | 0 | 0 | 0 | 0.3606 | 0.0088174 | 0.35075 | 0 | 0 | 0 | 0.35957 | 0.0011664 | 0.042016 | 0 | 0 | 0 | 0.043182 | 0.00021032 | 0.0078309 | 0 | 0 | 0 | 0.0080412 | 0.010194 | 0.40059 | 0 | 0 | 0 | 0.41079 | 0% | 100% | 0% | 0% | 0% | 0 | 0.3606 | 0 | 0 | 0 | 0.3606 | 0 | 0.35957 | 0 | 0 | 0 | 0.35957 | 0 | 0.043182 | 0 | 0 | 0 | 0.043182 | 0 | 0.0080412 | 0 | 0 | 0 | 0.0080412 | 0 | 0.41079 | 0 | 0 | 0 | 0.41079 | TRUE | 66.99% | 0% | 29.58% | 3.424% | 0% | 0% | FALSE | 0% | 0% | 0% | 0% | 0% | FALSE | 0% | 0% | 0% | 0% | 0% | 0% | 0% | 0% | N/A | N/A
| 106 | Line 964 Refurbishment | TRUE | Non-Labour | Transmission Lines | 100% | Replacement Expenditure | Transmission Lines | Repex | N/A | N/A | TL - Transmission poles | TL - Safe and Reliable Network | N/A | No | 0% | Safety security & reliability | Transmission Lines (2018 onwards) | 86.92% | TRUE | 46 | 2 | 2 | 1 | 2 | FALSE | FALSE | TRUE | 0.059598 | 2.3373 | 0 | 0 | 0 | 2.3969 | 0.059598 | 2.3373 | 0 | 0 | 0 | 2.3969 | 0.0078836 | 0.27998 | 0 | 0 | 0 | 0.28787 | 0.0014215 | 0.052183 | 0 | 0 | 0 | 0.053605 | 0.068903 | 2.6695 | 0 | 0 | 0 | 2.7384 | 0% | 100% | 0% | 0% | 0% | 0 | 2.3969 | 0 | 0 | 0 | 2.3969 | 0 | 2.3969 | 0 | 0 | 0 | 2.3969 | 0 | 0.28787 | 0 | 0 | 0 | 0.28787 | 0 | 0.053605 | 0 | 0 | 0 | 0.053605 | 0 | 2.7384 | 0 | 0 | 0 | 2.7384 | TRUE | 66.99% | 0% | 29.58% | 3.424% | 0% | 0% | FALSE | 0% | 0% | 0% | 0% | 0% | FALSE | 0% | 0% | 0% | 0% | 0% | 0% | 0% | 0% | N/A | N/A
| 107 | Line 965 Refurbishment | FALSE | Labour | Transmission Lines | 100% | Replacement Expenditure | Transmission Lines | Repex | N/A | N/A | TL - Transmission poles | TL - Safe and Reliable Network | N/A | No | 0% | Safety security & reliability | Transmission Lines (2018 onwards) | 0% | TRUE | 47 | 1 | 1 | 1 | 1 | FALSE | FALSE | TRUE | 0 | 0 | 0 | 0 | 0 | 0 | 0 | 0 | 0 | 0 | 0 | 0 | 0 | 0 | 0 | 0 | 0 | 0 | 0 | 0 | 0 | 0 | 0 | 0 | 0 | 0 | 0 | 0 | 0 | 0 | 0% | 0% | 0% | 0% | 0% | 0 | 0 | 0 | 0 | 0 | 0 | 0 | 0 | 0 | 0 | 0 | 0 | 0 | 0 | 0 | 0 | 0 | 0 | 0 | 0 | 0 | 0 | 0 | 0 | 0 | 0 | 0 | 0 | 0 | 0 | TRUE | 70% | 0% | 30% | 0% | 0% | 0% | FALSE | 0% | 0% | 0% | 0% | 0% | FALSE | 0% | 0% | 0% | 0% | 0% | 0% | 0% | 0% | N/A | N/A
| 108 | Line 965 Refurbishment | FALSE | Non-Labour | Transmission Lines | 100% | Replacement Expenditure | Transmission Lines | Repex | N/A | N/A | TL - Transmission poles | TL - Safe and Reliable Network | N/A | No | 0% | Safety security & reliability | Transmission Lines (2018 onwards) | 100% | TRUE | 47 | 2 | 2 | 1 | 2 | FALSE | FALSE | TRUE | 0 | 0 | 0 | 0 | 0 | 0 | 0 | 0 | 0 | 0 | 0 | 0 | 0 | 0 | 0 | 0 | 0 | 0 | 0 | 0 | 0 | 0 | 0 | 0 | 0 | 0 | 0 | 0 | 0 | 0 | 0% | 0% | 0% | 0% | 0% | 0 | 0 | 0 | 0 | 0 | 0 | 0 | 0 | 0 | 0 | 0 | 0 | 0 | 0 | 0 | 0 | 0 | 0 | 0 | 0 | 0 | 0 | 0 | 0 | 0 | 0 | 0 | 0 | 0 | 0 | TRUE | 70% | 0% | 30% | 0% | 0% | 0% | FALSE | 0% | 0% | 0% | 0% | 0% | FALSE | 0% | 0% | 0% | 0% | 0% | 0% | 0% | 0% | N/A | N/A
| 109 | Line 966 Refurbishment | TRUE | Labour | Transmission Lines | 100% | Replacement Expenditure | Transmission Lines | Repex | N/A | N/A | TL - Transmission poles | TL - Safe and Reliable Network | N/A | No | 0% | Safety security & reliability | Transmission Lines (2018 onwards) | 13.87% | TRUE | 48 | 1 | 1 | 1 | 1 | FALSE | FALSE | TRUE | 0.036792 | 1.814 | 0 | 0 | 0 | 1.8508 | 0.036181 | 1.8094 | 0 | 0 | 0 | 1.8456 | 0.0047861 | 0.21675 | 0 | 0 | 0 | 0.22154 | 0.000863 | 0.040398 | 0 | 0 | 0 | 0.041261 | 0.04183 | 2.0666 | 0 | 0 | 0 | 2.1084 | 0% | 100% | 0% | 0% | 0% | 0 | 1.8508 | 0 | 0 | 0 | 1.8508 | 0 | 1.8456 | 0 | 0 | 0 | 1.8456 | 0 | 0.22154 | 0 | 0 | 0 | 0.22154 | 0 | 0.041261 | 0 | 0 | 0 | 0.041261 | 0 | 2.1084 | 0 | 0 | 0 | 2.1084 | TRUE | 95.98% | 0% | 0.8171% | 3.199% | 0% | 0% | FALSE | 0% | 0% | 0% | 0% | 0% | FALSE | 0% | 0% | 0% | 0% | 0% | 0% | 0% | 0% | N/A | N/A
| 110 | Line 966 Refurbishment | TRUE | Non-Labour | Transmission Lines | 100% | Replacement Expenditure | Transmission Lines | Repex | N/A | N/A | TL - Transmission poles | TL - Safe and Reliable Network | N/A | No | 0% | Safety security & reliability | Transmission Lines (2018 onwards) | 86.13% | TRUE | 48 | 2 | 2 | 1 | 2 | FALSE | FALSE | TRUE | 0.22843 | 11.2624 | 0 | 0 | 0 | 11.4909 | 0.22843 | 11.2624 | 0 | 0 | 0 | 11.4909 | 0.030216 | 1.3491 | 0 | 0 | 0 | 1.3793 | 0.0054485 | 0.25145 | 0 | 0 | 0 | 0.2569 | 0.26409 | 12.863 | 0 | 0 | 0 | 13.1271 | 0% | 100% | 0% | 0% | 0% | 0 | 11.4909 | 0 | 0 | 0 | 11.4909 | 0 | 11.4909 | 0 | 0 | 0 | 11.4909 | 0 | 1.3793 | 0 | 0 | 0 | 1.3793 | 0 | 0.2569 | 0 | 0 | 0 | 0.2569 | 0 | 13.1271 | 0 | 0 | 0 | 13.1271 | TRUE | 95.98% | 0% | 0.8171% | 3.199% | 0% | 0% | FALSE | 0% | 0% | 0% | 0% | 0% | FALSE | 0% | 0% | 0% | 0% | 0% | 0% | 0% | 0% | N/A | N/A
| 111 | Line 977/1 Refurbishment | TRUE | Labour | Transmission Lines | 100% | Replacement Expenditure | Transmission Lines | Repex | N/A | N/A | TL - Transmission poles | TL - Safe and Reliable Network | N/A | No | 0% | Safety security & reliability | Transmission Lines (2018 onwards) | 14.69% | TRUE | 49 | 1 | 1 | 1 | 1 | FALSE | FALSE | TRUE | 0.014399 | 0.085466 | 1.2032 | 0 | 0 | 1.3031 | 0.01416 | 0.085251 | 1.2167 | 0 | 0 | 1.3161 | 0.0018731 | 0.010212 | 0.17293 | 0 | 0 | 0.18502 | 0.00033775 | 0.0019033 | 0.031762 | 0 | 0 | 0.034003 | 0.016371 | 0.097366 | 1.4214 | 0 | 0 | 1.5351 | 0% | 0% | 100% | 0% | 0% | 0 | 0 | 1.3031 | 0 | 0 | 1.3031 | 0 | 0 | 1.3161 | 0 | 0 | 1.3161 | 0 | 0 | 0.18502 | 0 | 0 | 0.18502 | 0 | 0 | 0.034003 | 0 | 0 | 0.034003 | 0 | 0 | 1.5351 | 0 | 0 | 1.5351 | TRUE | 45.22% | 0% | 51.41% | 3.378% | 0% | 0% | FALSE | 0% | 0% | 0% | 0% | 0% | FALSE | 0% | 0% | 0% | 0% | 0% | 0% | 0% | 0% | N/A | N/A
| 112 | Line 977/1 Refurbishment | TRUE | Non-Labour | Transmission Lines | 100% | Replacement Expenditure | Transmission Lines | Repex | N/A | N/A | TL - Transmission poles | TL - Safe and Reliable Network | N/A | No | 0% | Safety security & reliability | Transmission Lines (2018 onwards) | 85.31% | TRUE | 49 | 2 | 2 | 1 | 2 | FALSE | FALSE | TRUE | 0.083607 | 0.49625 | 6.9864 | 0 | 0 | 7.5662 | 0.083607 | 0.49625 | 6.9864 | 0 | 0 | 7.5662 | 0.01106 | 0.059446 | 0.99301 | 0 | 0 | 1.0635 | 0.0019942 | 0.011079 | 0.18238 | 0 | 0 | 0.19545 | 0.096661 | 0.56678 | 8.1618 | 0 | 0 | 8.8252 | 0% | 0% | 100% | 0% | 0% | 0 | 0 | 7.5662 | 0 | 0 | 7.5662 | 0 | 0 | 7.5662 | 0 | 0 | 7.5662 | 0 | 0 | 1.0635 | 0 | 0 | 1.0635 | 0 | 0 | 0.19545 | 0 | 0 | 0.19545 | 0 | 0 | 8.8252 | 0 | 0 | 8.8252 | TRUE | 45.22% | 0% | 51.41% | 3.378% | 0% | 0% | FALSE | 0% | 0% | 0% | 0% | 0% | FALSE | 0% | 0% | 0% | 0% | 0% | 0% | 0% | 0% | N/A | N/A
| 113 | Line 978 Refurbishment | FALSE | Labour | Transmission Lines | 100% | Replacement Expenditure | Transmission Lines | Repex | N/A | N/A | TL - Transmission poles | TL - Safe and Reliable Network | N/A | No | 0% | Safety security & reliability | Transmission Lines (2018 onwards) | 0% | TRUE | 50 | 1 | 1 | 1 | 1 | FALSE | FALSE | TRUE | 0 | 0 | 0 | 0 | 0 | 0 | 0 | 0 | 0 | 0 | 0 | 0 | 0 | 0 | 0 | 0 | 0 | 0 | 0 | 0 | 0 | 0 | 0 | 0 | 0 | 0 | 0 | 0 | 0 | 0 | 0% | 0% | 0% | 0% | 0% | 0 | 0 | 0 | 0 | 0 | 0 | 0 | 0 | 0 | 0 | 0 | 0 | 0 | 0 | 0 | 0 | 0 | 0 | 0 | 0 | 0 | 0 | 0 | 0 | 0 | 0 | 0 | 0 | 0 | 0 | TRUE | 0% | 0% | 100% | 0% | 0% | 0% | FALSE | 0% | 0% | 0% | 0% | 0% | FALSE | 0% | 0% | 0% | 0% | 0% | 0% | 0% | 0% | N/A | N/A
| 114 | Line 978 Refurbishment | FALSE | Non-Labour | Transmission Lines | 100% | Replacement Expenditure | Transmission Lines | Repex | N/A | N/A | TL - Transmission poles | TL - Safe and Reliable Network | N/A | No | 0% | Safety security & reliability | Transmission Lines (2018 onwards) | 100% | TRUE | 50 | 2 | 2 | 1 | 2 | FALSE | FALSE | TRUE | 0 | 0 | 0 | 0 | 0 | 0 | 0 | 0 | 0 | 0 | 0 | 0 | 0 | 0 | 0 | 0 | 0 | 0 | 0 | 0 | 0 | 0 | 0 | 0 | 0 | 0 | 0 | 0 | 0 | 0 | 0% | 0% | 0% | 0% | 0% | 0 | 0 | 0 | 0 | 0 | 0 | 0 | 0 | 0 | 0 | 0 | 0 | 0 | 0 | 0 | 0 | 0 | 0 | 0 | 0 | 0 | 0 | 0 | 0 | 0 | 0 | 0 | 0 | 0 | 0 | TRUE | 0% | 0% | 100% | 0% | 0% | 0% | FALSE | 0% | 0% | 0% | 0% | 0% | FALSE | 0% | 0% | 0% | 0% | 0% | 0% | 0% | 0% | N/A | N/A
| 115 | Line 991 Refurbishment | FALSE | Labour | Transmission Lines | 100% | Replacement Expenditure | Transmission Lines | Repex | N/A | N/A | TL - Transmission poles | TL - Safe and Reliable Network | N/A | No | 0% | Safety security & reliability | Transmission Lines (2018 onwards) | 0% | TRUE | 51 | 1 | 1 | 1 | 1 | FALSE | FALSE | TRUE | 0 | 0 | 0 | 0 | 0 | 0 | 0 | 0 | 0 | 0 | 0 | 0 | 0 | 0 | 0 | 0 | 0 | 0 | 0 | 0 | 0 | 0 | 0 | 0 | 0 | 0 | 0 | 0 | 0 | 0 | 0% | 0% | 0% | 0% | 0% | 0 | 0 | 0 | 0 | 0 | 0 | 0 | 0 | 0 | 0 | 0 | 0 | 0 | 0 | 0 | 0 | 0 | 0 | 0 | 0 | 0 | 0 | 0 | 0 | 0 | 0 | 0 | 0 | 0 | 0 | TRUE | 70% | 0% | 30% | 0% | 0% | 0% | FALSE | 0% | 0% | 0% | 0% | 0% | FALSE | 0% | 0% | 0% | 0% | 0% | 0% | 0% | 0% | N/A | N/A
| 116 | Line 991 Refurbishment | FALSE | Non-Labour | Transmission Lines | 100% | Replacement Expenditure | Transmission Lines | Repex | N/A | N/A | TL - Transmission poles | TL - Safe and Reliable Network | N/A | No | 0% | Safety security & reliability | Transmission Lines (2018 onwards) | 100% | TRUE | 51 | 2 | 2 | 1 | 2 | FALSE | FALSE | TRUE | 0 | 0 | 0 | 0 | 0 | 0 | 0 | 0 | 0 | 0 | 0 | 0 | 0 | 0 | 0 | 0 | 0 | 0 | 0 | 0 | 0 | 0 | 0 | 0 | 0 | 0 | 0 | 0 | 0 | 0 | 0% | 0% | 0% | 0% | 0% | 0 | 0 | 0 | 0 | 0 | 0 | 0 | 0 | 0 | 0 | 0 | 0 | 0 | 0 | 0 | 0 | 0 | 0 | 0 | 0 | 0 | 0 | 0 | 0 | 0 | 0 | 0 | 0 | 0 | 0 | TRUE | 70% | 0% | 30% | 0% | 0% | 0% | FALSE | 0% | 0% | 0% | 0% | 0% | FALSE | 0% | 0% | 0% | 0% | 0% | 0% | 0% | 0% | N/A | N/A
| 117 | Line 99B Refurbishment | TRUE | Labour | Transmission Lines | 100% | Replacement Expenditure | Transmission Lines | Repex | N/A | N/A | TL - Transmission poles | TL - Safe and Reliable Network | N/A | No | 0% | Safety security & reliability | Transmission Lines (2018 onwards) | 13.06% | TRUE | 52 | 1 | 1 | 1 | 1 | FALSE | FALSE | TRUE | 0.010836 | 0.42495 | 0 | 0 | 0 | 0.43579 | 0.010656 | 0.42388 | 0 | 0 | 0 | 0.43453 | 0.0014096 | 0.050776 | 0 | 0 | 0 | 0.052186 | 0.00025417 | 0.0094636 | 0 | 0 | 0 | 0.0097178 | 0.01232 | 0.48412 | 0 | 0 | 0 | 0.49644 | 0% | 100% | 0% | 0% | 0% | 0 | 0.43579 | 0 | 0 | 0 | 0.43579 | 0 | 0.43453 | 0 | 0 | 0 | 0.43453 | 0 | 0.052186 | 0 | 0 | 0 | 0.052186 | 0 | 0.0097178 | 0 | 0 | 0 | 0.0097178 | 0 | 0.49644 | 0 | 0 | 0 | 0.49644 | TRUE | 96.02% | 0% | 0.9221% | 3.054% | 0% | 0% | FALSE | 0% | 0% | 0% | 0% | 0% | FALSE | 0% | 0% | 0% | 0% | 0% | 0% | 0% | 0% | N/A | N/A
| 118 | Line 99B Refurbishment | TRUE | Non-Labour | Transmission Lines | 100% | Replacement Expenditure | Transmission Lines | Repex | N/A | N/A | TL - Transmission poles | TL - Safe and Reliable Network | N/A | No | 0% | Safety security & reliability | Transmission Lines (2018 onwards) | 86.94% | TRUE | 52 | 2 | 2 | 1 | 2 | FALSE | FALSE | TRUE | 0.072153 | 2.8297 | 0 | 0 | 0 | 2.9018 | 0.072153 | 2.8297 | 0 | 0 | 0 | 2.9018 | 0.0095444 | 0.33896 | 0 | 0 | 0 | 0.34851 | 0.001721 | 0.063176 | 0 | 0 | 0 | 0.064897 | 0.083418 | 3.2318 | 0 | 0 | 0 | 3.3152 | 0% | 100% | 0% | 0% | 0% | 0 | 2.9018 | 0 | 0 | 0 | 2.9018 | 0 | 2.9018 | 0 | 0 | 0 | 2.9018 | 0 | 0.34851 | 0 | 0 | 0 | 0.34851 | 0 | 0.064897 | 0 | 0 | 0 | 0.064897 | 0 | 3.3152 | 0 | 0 | 0 | 3.3152 | TRUE | 96.02% | 0% | 0.9221% | 3.054% | 0% | 0% | FALSE | 0% | 0% | 0% | 0% | 0% | FALSE | 0% | 0% | 0% | 0% | 0% | 0% | 0% | 0% | N/A | N/A
| 119 | Line 99Z Refurbishment | TRUE | Labour | Transmission Lines | 100% | Replacement Expenditure | Transmission Lines | Repex | N/A | N/A | TL - Transmission poles | TL - Safe and Reliable Network | N/A | Yes | 0% | Safety security & reliability | Transmission Lines (2018 onwards) | 12.84% | TRUE | 53 | 1 | 1 | 1 | 1 | FALSE | FALSE | TRUE | 0.3483 | 0 | 0 | 0 | 0 | 0.3483 | 0.34252 | 0 | 0 | 0 | 0 | 0.34252 | 0.045308 | 0 | 0 | 0 | 0 | 0.045308 | 0.0081698 | 0 | 0 | 0 | 0 | 0.0081698 | 0.39599 | 0 | 0 | 0 | 0 | 0.39599 | 100% | 0% | 0% | 0% | 0% | 0.3483 | 0 | 0 | 0 | 0 | 0.3483 | 0.34252 | 0 | 0 | 0 | 0 | 0.34252 | 0.045308 | 0 | 0 | 0 | 0 | 0.045308 | 0.0081698 | 0 | 0 | 0 | 0 | 0.0081698 | 0.39599 | 0 | 0 | 0 | 0 | 0.39599 | TRUE | 95.51% | 0% | 1.728% | 2.766% | 0% | 0% | FALSE | 0% | 0% | 0% | 0% | 0% | FALSE | 0% | 0% | 0% | 0% | 0% | 0% | 0% | 0% | N/A | N/A
| 120 | Line 99Z Refurbishment | TRUE | Non-Labour | Transmission Lines | 100% | Replacement Expenditure | Transmission Lines | Repex | N/A | N/A | TL - Transmission poles | TL - Safe and Reliable Network | N/A | Yes | 0% | Safety security & reliability | Transmission Lines (2018 onwards) | 87.16% | TRUE | 53 | 2 | 2 | 1 | 2 | FALSE | FALSE | TRUE | 2.3651 | 0 | 0 | 0 | 0 | 2.3651 | 2.3651 | 0 | 0 | 0 | 0 | 2.3651 | 0.31285 | 0 | 0 | 0 | 0 | 0.31285 | 0.056412 | 0 | 0 | 0 | 0 | 0.056412 | 2.7343 | 0 | 0 | 0 | 0 | 2.7343 | 100% | 0% | 0% | 0% | 0% | 2.3651 | 0 | 0 | 0 | 0 | 2.3651 | 2.3651 | 0 | 0 | 0 | 0 | 2.3651 | 0.31285 | 0 | 0 | 0 | 0 | 0.31285 | 0.056412 | 0 | 0 | 0 | 0 | 0.056412 | 2.7343 | 0 | 0 | 0 | 0 | 2.7343 | TRUE | 95.51% | 0% | 1.728% | 2.766% | 0% | 0% | FALSE | 0% | 0% | 0% | 0% | 0% | FALSE | 0% | 0% | 0% | 0% | 0% | 0% | 0% | 0% | N/A | N/A
| 121 | Line 9ML Refurbishment | TRUE | Labour | Transmission Lines | 100% | Replacement Expenditure | Transmission Lines | Repex | N/A | N/A | TL - Transmission poles | TL - Safe and Reliable Network | N/A | No | 0% | Safety security & reliability | Transmission Lines (2018 onwards) | 14.06% | TRUE | 54 | 1 | 1 | 1 | 1 | FALSE | FALSE | TRUE | 0.69812 | 0 | 0 | 0 | 0 | 0.69812 | 0.68653 | 0 | 0 | 0 | 0 | 0.68653 | 0.090815 | 0 | 0 | 0 | 0 | 0.090815 | 0.016375 | 0 | 0 | 0 | 0 | 0.016375 | 0.79373 | 0 | 0 | 0 | 0 | 0.79373 | 100% | 0% | 0% | 0% | 0% | 0.69812 | 0 | 0 | 0 | 0 | 0.69812 | 0.68653 | 0 | 0 | 0 | 0 | 0.68653 | 0.090815 | 0 | 0 | 0 | 0 | 0.090815 | 0.016375 | 0 | 0 | 0 | 0 | 0.016375 | 0.79373 | 0 | 0 | 0 | 0 | 0.79373 | TRUE | 95.83% | 0% | 0.737% | 3.429% | 0% | 0% | FALSE | 0% | 0% | 0% | 0% | 0% | FALSE | 0% | 0% | 0% | 0% | 0% | 0% | 0% | 0% | N/A | N/A
| 122 | Line 9ML Refurbishment | TRUE | Non-Labour | Transmission Lines | 100% | Replacement Expenditure | Transmission Lines | Repex | N/A | N/A | TL - Transmission poles | TL - Safe and Reliable Network | N/A | No | 0% | Safety security & reliability | Transmission Lines (2018 onwards) | 85.94% | TRUE | 54 | 2 | 2 | 1 | 2 | FALSE | FALSE | TRUE | 4.2671 | 0 | 0 | 0 | 0 | 4.2671 | 4.2671 | 0 | 0 | 0 | 0 | 4.2671 | 0.56445 | 0 | 0 | 0 | 0 | 0.56445 | 0.10178 | 0 | 0 | 0 | 0 | 0.10178 | 4.9333 | 0 | 0 | 0 | 0 | 4.9333 | 100% | 0% | 0% | 0% | 0% | 4.2671 | 0 | 0 | 0 | 0 | 4.2671 | 4.2671 | 0 | 0 | 0 | 0 | 4.2671 | 0.56445 | 0 | 0 | 0 | 0 | 0.56445 | 0.10178 | 0 | 0 | 0 | 0 | 0.10178 | 4.9333 | 0 | 0 | 0 | 0 | 4.9333 | TRUE | 95.83% | 0% | 0.737% | 3.429% | 0% | 0% | FALSE | 0% | 0% | 0% | 0% | 0% | FALSE | 0% | 0% | 0% | 0% | 0% | 0% | 0% | 0% | N/A | N/A
| 123 | Line 9W/96 Refurbishment | TRUE | Labour | Transmission Lines | 100% | Replacement Expenditure | Transmission Lines | Repex | N/A | N/A | TL - Transmission towers | TL - Safe and Reliable Network | N/A | No | 0% | Safety security & reliability | Transmission Lines (2018 onwards) | 24.62% | TRUE | 55 | 1 | 1 | 1 | 1 | FALSE | FALSE | TRUE | 0 | 0 | 0.0088893 | 0.31058 | 0 | 0.31947 | 0 | 0 | 0.0089888 | 0.31609 | 0 | 0.32508 | 0 | 0 | 0.0012776 | 0.049213 | 0 | 0.05049 | 0 | 0 | 0.00023465 | 0.0090308 | 0 | 0.0092655 | 0 | 0 | 0.010501 | 0.37433 | 0 | 0.38483 | 0% | 0% | 0% | 100% | 0% | 0 | 0 | 0 | 0.31947 | 0 | 0.31947 | 0 | 0 | 0 | 0.32508 | 0 | 0.32508 | 0 | 0 | 0 | 0.05049 | 0 | 0.05049 | 0 | 0 | 0 | 0.0092655 | 0 | 0.0092655 | 0 | 0 | 0 | 0.38483 | 0 | 0.38483 | TRUE | 0% | 9.579% | 90.42% | 0% | 0% | 0% | FALSE | 0% | 0% | 0% | 0% | 0% | FALSE | 0% | 0% | 0% | 0% | 0% | 0% | 0% | 0% | N/A | N/A
| 124 | Line 9W/96 Refurbishment | TRUE | Non-Labour | Transmission Lines | 100% | Replacement Expenditure | Transmission Lines | Repex | N/A | N/A | TL - Transmission towers | TL - Safe and Reliable Network | N/A | No | 0% | Safety security & reliability | Transmission Lines (2018 onwards) | 75.38% | TRUE | 55 | 2 | 2 | 1 | 2 | FALSE | FALSE | TRUE | 0 | 0 | 0.027211 | 0.95073 | 0 | 0.97794 | 0 | 0 | 0.027211 | 0.95073 | 0 | 0.97794 | 0 | 0 | 0.0038676 | 0.14802 | 0 | 0.15189 | 0 | 0 | 0.00071035 | 0.027163 | 0 | 0.027873 | 0 | 0 | 0.031789 | 1.1259 | 0 | 1.1577 | 0% | 0% | 0% | 100% | 0% | 0 | 0 | 0 | 0.97794 | 0 | 0.97794 | 0 | 0 | 0 | 0.97794 | 0 | 0.97794 | 0 | 0 | 0 | 0.15189 | 0 | 0.15189 | 0 | 0 | 0 | 0.027873 | 0 | 0.027873 | 0 | 0 | 0 | 1.1577 | 0 | 1.1577 | TRUE | 0% | 9.579% | 90.42% | 0% | 0% | 0% | FALSE | 0% | 0% | 0% | 0% | 0% | FALSE | 0% | 0% | 0% | 0% | 0% | 0% | 0% | 0% | N/A | N/A
| 125 | Nambucca Secondary Systems Renewal | TRUE | Labour | Secondary Systems | 96.39% | Replacement Expenditure | Digital Infrastructure | Repex | N/A | N/A | DI - Protection systems | DI - Safe and Reliable Network | N/A | No | 0% | Safety security & reliability | Secondary Systems (2018-23) | 34.23% | TRUE | 56 | 1 | 1 | 4 | 1 | FALSE | FALSE | TRUE | 0 | 0 | 0 | 0 | 0 | 0 | 0 | 0 | 0 | 0 | 0 | 0 | 0 | 0 | 0 | 0 | 0 | 0 | 0 | 0 | 0 | 0 | 0 | 0 | 0 | 0 | 0 | 0 | 0 | 0 | 10% | 11% | 14% | 32% | 33% | 0 | 0 | 0 | 0 | 0 | 0 | 0 | 0 | 0 | 0 | 0 | 0 | 0 | 0 | 0 | 0 | 0 | 0 | 0 | 0 | 0 | 0 | 0 | 0 | 0 | 0 | 0 | 0 | 0 | 0 | FALSE | 0% | 0% | 0% | 0% | 0% | 0% | FALSE | 0% | 0% | 0% | 0% | 0% | TRUE | 36.39% | 56.39% | 3.609% | 0% | 0% | 0% | 3.609% | 0% | N/A | N/A
| 126 | Nambucca Secondary Systems Renewal | TRUE | Labour | Business IT | 3.609% | Replacement Expenditure | Digital Infrastructure | Repex | N/A | N/A | DI - Protection systems | DI - Safe and Reliable Network | N/A | No | 0% | Safety security & reliability | Business IT (2018 onwards) | 34.23% | TRUE | 56 | 1 | 2 | 6 | 1 | FALSE | FALSE | TRUE | 0 | 0 | 0 | 0 | 0 | 0 | 0 | 0 | 0 | 0 | 0 | 0 | 0 | 0 | 0 | 0 | 0 | 0 | 0 | 0 | 0 | 0 | 0 | 0 | 0 | 0 | 0 | 0 | 0 | 0 | 10% | 11% | 14% | 32% | 33% | 0 | 0 | 0 | 0 | 0 | 0 | 0 | 0 | 0 | 0 | 0 | 0 | 0 | 0 | 0 | 0 | 0 | 0 | 0 | 0 | 0 | 0 | 0 | 0 | 0 | 0 | 0 | 0 | 0 | 0 | FALSE | 0% | 0% | 0% | 0% | 0% | 0% | FALSE | 0% | 0% | 0% | 0% | 0% | TRUE | 36.39% | 56.39% | 3.609% | 0% | 0% | 0% | 3.609% | 0% | N/A | N/A
| 127 | Nambucca Secondary Systems Renewal | TRUE | Non-Labour | Secondary Systems | 96.39% | Replacement Expenditure | Digital Infrastructure | Repex | N/A | N/A | DI - Protection systems | DI - Safe and Reliable Network | N/A | No | 0% | Safety security & reliability | Secondary Systems (2018-23) | 65.77% | TRUE | 56 | 2 | 3 | 4 | 2 | FALSE | FALSE | TRUE | 0 | 0 | 0 | 0 | 0 | 0 | 0 | 0 | 0 | 0 | 0 | 0 | 0 | 0 | 0 | 0 | 0 | 0 | 0 | 0 | 0 | 0 | 0 | 0 | 0 | 0 | 0 | 0 | 0 | 0 | 10% | 11% | 14% | 32% | 33% | 0 | 0 | 0 | 0 | 0 | 0 | 0 | 0 | 0 | 0 | 0 | 0 | 0 | 0 | 0 | 0 | 0 | 0 | 0 | 0 | 0 | 0 | 0 | 0 | 0 | 0 | 0 | 0 | 0 | 0 | FALSE | 0% | 0% | 0% | 0% | 0% | 0% | FALSE | 0% | 0% | 0% | 0% | 0% | TRUE | 36.39% | 56.39% | 3.609% | 0% | 0% | 0% | 3.609% | 0% | N/A | N/A
| 128 | Nambucca Secondary Systems Renewal | TRUE | Non-Labour | Business IT | 3.609% | Replacement Expenditure | Digital Infrastructure | Repex | N/A | N/A | DI - Protection systems | DI - Safe and Reliable Network | N/A | No | 0% | Safety security & reliability | Business IT (2018 onwards) | 65.77% | TRUE | 56 | 2 | 4 | 6 | 2 | FALSE | FALSE | TRUE | 0 | 0 | 0 | 0 | 0 | 0 | 0 | 0 | 0 | 0 | 0 | 0 | 0 | 0 | 0 | 0 | 0 | 0 | 0 | 0 | 0 | 0 | 0 | 0 | 0 | 0 | 0 | 0 | 0 | 0 | 10% | 11% | 14% | 32% | 33% | 0 | 0 | 0 | 0 | 0 | 0 | 0 | 0 | 0 | 0 | 0 | 0 | 0 | 0 | 0 | 0 | 0 | 0 | 0 | 0 | 0 | 0 | 0 | 0 | 0 | 0 | 0 | 0 | 0 | 0 | FALSE | 0% | 0% | 0% | 0% | 0% | 0% | FALSE | 0% | 0% | 0% | 0% | 0% | TRUE | 36.39% | 56.39% | 3.609% | 0% | 0% | 0% | 3.609% | 0% | N/A | N/A
| 129 | Narrabri Secondary Systems Renewal | TRUE | Labour | Secondary Systems | 89.71% | Replacement Expenditure | Digital Infrastructure | Repex | N/A | N/A | DI - Protection systems | DI - Safe and Reliable Network | N/A | No | 0% | Safety security & reliability | Secondary Systems (2018-23) | 20.71% | TRUE | 57 | 1 | 1 | 4 | 1 | FALSE | FALSE | TRUE | 0.32476 | 1.1953 | 0.376 | 0 | 0 | 1.8961 | 0.31937 | 1.1923 | 0.38021 | 0 | 0 | 1.8919 | 0.042247 | 0.14283 | 0.054041 | 0 | 0 | 0.23912 | 0.0076178 | 0.02662 | 0.0099254 | 0 | 0 | 0.044163 | 0.36924 | 1.3618 | 0.44417 | 0 | 0 | 2.1752 | 0% | 0% | 100% | 0% | 0% | 0 | 0 | 1.8961 | 0 | 0 | 1.8961 | 0 | 0 | 1.8919 | 0 | 0 | 1.8919 | 0 | 0 | 0.23912 | 0 | 0 | 0.23912 | 0 | 0 | 0.044163 | 0 | 0 | 0.044163 | 0 | 0 | 2.1752 | 0 | 0 | 2.1752 | FALSE | 0% | 0% | 0% | 0% | 0% | 0% | FALSE | 0% | 0% | 0% | 0% | 0% | TRUE | 64.15% | 21.44% | 4.117% | 0% | 0% | 0% | 10.29% | 0% | N/A | N/A
| 130 | Narrabri Secondary Systems Renewal | TRUE | Labour | Business IT | 10.29% | Replacement Expenditure | Digital Infrastructure | Repex | N/A | N/A | DI - Protection systems | DI - Safe and Reliable Network | N/A | No | 0% | Safety security & reliability | Business IT (2018 onwards) | 20.71% | TRUE | 57 | 1 | 2 | 6 | 1 | FALSE | FALSE | TRUE | 0.037258 | 0.13713 | 0.043136 | 0 | 0 | 0.21753 | 0.036639 | 0.13679 | 0.043619 | 0 | 0 | 0.21705 | 0.0048467 | 0.016386 | 0.0061997 | 0 | 0 | 0.027432 | 0.00087393 | 0.003054 | 0.0011387 | 0 | 0 | 0.0050665 | 0.04236 | 0.15623 | 0.050957 | 0 | 0 | 0.24954 | 0% | 0% | 100% | 0% | 0% | 0 | 0 | 0.21753 | 0 | 0 | 0.21753 | 0 | 0 | 0.21705 | 0 | 0 | 0.21705 | 0 | 0 | 0.027432 | 0 | 0 | 0.027432 | 0 | 0 | 0.0050665 | 0 | 0 | 0.0050665 | 0 | 0 | 0.24954 | 0 | 0 | 0.24954 | FALSE | 0% | 0% | 0% | 0% | 0% | 0% | FALSE | 0% | 0% | 0% | 0% | 0% | TRUE | 64.15% | 21.44% | 4.117% | 0% | 0% | 0% | 10.29% | 0% | N/A | N/A
| 131 | Narrabri Secondary Systems Renewal | TRUE | Non-Labour | Secondary Systems | 89.71% | Replacement Expenditure | Digital Infrastructure | Repex | N/A | N/A | DI - Protection systems | DI - Safe and Reliable Network | N/A | No | 0% | Safety security & reliability | Secondary Systems (2018-23) | 79.29% | TRUE | 57 | 2 | 3 | 4 | 2 | FALSE | FALSE | TRUE | 1.2435 | 4.5768 | 1.4396 | 0 | 0 | 7.2599 | 1.2435 | 4.5768 | 1.4396 | 0 | 0 | 7.2599 | 0.16449 | 0.54825 | 0.20462 | 0 | 0 | 0.91736 | 0.02966 | 0.10218 | 0.037582 | 0 | 0 | 0.16942 | 1.4376 | 5.2272 | 1.6818 | 0 | 0 | 8.3467 | 0% | 0% | 100% | 0% | 0% | 0 | 0 | 7.2599 | 0 | 0 | 7.2599 | 0 | 0 | 7.2599 | 0 | 0 | 7.2599 | 0 | 0 | 0.91736 | 0 | 0 | 0.91736 | 0 | 0 | 0.16942 | 0 | 0 | 0.16942 | 0 | 0 | 8.3467 | 0 | 0 | 8.3467 | FALSE | 0% | 0% | 0% | 0% | 0% | 0% | FALSE | 0% | 0% | 0% | 0% | 0% | TRUE | 64.15% | 21.44% | 4.117% | 0% | 0% | 0% | 10.29% | 0% | N/A | N/A
| 132 | Narrabri Secondary Systems Renewal | TRUE | Non-Labour | Business IT | 10.29% | Replacement Expenditure | Digital Infrastructure | Repex | N/A | N/A | DI - Protection systems | DI - Safe and Reliable Network | N/A | No | 0% | Safety security & reliability | Business IT (2018 onwards) | 79.29% | TRUE | 57 | 2 | 4 | 6 | 2 | FALSE | FALSE | TRUE | 0.14265 | 0.52506 | 0.16516 | 0 | 0 | 0.83288 | 0.14265 | 0.52506 | 0.16516 | 0 | 0 | 0.83288 | 0.01887 | 0.062897 | 0.023475 | 0 | 0 | 0.10524 | 0.0034026 | 0.011723 | 0.0043115 | 0 | 0 | 0.019437 | 0.16493 | 0.59968 | 0.19295 | 0 | 0 | 0.95756 | 0% | 0% | 100% | 0% | 0% | 0 | 0 | 0.83288 | 0 | 0 | 0.83288 | 0 | 0 | 0.83288 | 0 | 0 | 0.83288 | 0 | 0 | 0.10524 | 0 | 0 | 0.10524 | 0 | 0 | 0.019437 | 0 | 0 | 0.019437 | 0 | 0 | 0.95756 | 0 | 0 | 0.95756 | FALSE | 0% | 0% | 0% | 0% | 0% | 0% | FALSE | 0% | 0% | 0% | 0% | 0% | TRUE | 64.15% | 21.44% | 4.117% | 0% | 0% | 0% | 10.29% | 0% | N/A | N/A
| 133 | Newcastle Secondary Systems Renewal | TRUE | Labour | Secondary Systems | 96.7% | Replacement Expenditure | Digital Infrastructure | Repex | N/A | N/A | DI - Protection systems | DI - Safe and Reliable Network | N/A | No | 0% | Safety security & reliability | Secondary Systems (2018-23) | 16.13% | TRUE | 58 | 1 | 1 | 4 | 1 | FALSE | FALSE | TRUE | 0.26422 | 0.2402 | 0.1201 | 0.26422 | 0.27623 | 1.165 | 0.25983 | 0.23959 | 0.12144 | 0.2689 | 0.28267 | 1.1724 | 0.034371 | 0.0287 | 0.017261 | 0.041866 | 0.038172 | 0.16037 | 0.0061976 | 0.0053492 | 0.0031703 | 0.0076827 | 0.0072311 | 0.029631 | 0.3004 | 0.27364 | 0.14187 | 0.31845 | 0.32807 | 1.3624 | 10% | 11% | 14% | 32% | 33% | 0.1165 | 0.12814 | 0.16309 | 0.37279 | 0.38443 | 1.165 | 0.11724 | 0.12897 | 0.16414 | 0.37518 | 0.3869 | 1.1724 | 0.016037 | 0.017641 | 0.022452 | 0.051318 | 0.052922 | 0.16037 | 0.0029631 | 0.0032594 | 0.0041483 | 0.0094819 | 0.0097782 | 0.029631 | 0.13624 | 0.14987 | 0.19074 | 0.43598 | 0.4496 | 1.3624 | FALSE | 0% | 0% | 0% | 0% | 0% | 0% | FALSE | 0% | 0% | 0% | 0% | 0% | TRUE | 68.56% | 16.04% | 12.1% | 0% | 0% | 0% | 3.3% | 0% | N/A | N/A
| 134 | Newcastle Secondary Systems Renewal | TRUE | Labour | Business IT | 3.3% | Replacement Expenditure | Digital Infrastructure | Repex | N/A | N/A | DI - Protection systems | DI - Safe and Reliable Network | N/A | No | 0% | Safety security & reliability | Business IT (2018 onwards) | 16.13% | TRUE | 58 | 1 | 2 | 6 | 1 | FALSE | FALSE | TRUE | 0.0090159 | 0.0081963 | 0.0040981 | 0.0090159 | 0.0094257 | 0.039752 | 0.0088663 | 0.0081756 | 0.004144 | 0.0091757 | 0.0096455 | 0.040007 | 0.0011728 | 0.00097935 | 0.00058901 | 0.0014286 | 0.0013025 | 0.0054723 | 0.00021148 | 0.00018253 | 0.00010818 | 0.00026216 | 0.00024675 | 0.0010111 | 0.010251 | 0.0093375 | 0.0048412 | 0.010866 | 0.011195 | 0.046491 | 10% | 11% | 14% | 32% | 33% | 0.0039752 | 0.0043727 | 0.0055653 | 0.012721 | 0.013118 | 0.039752 | 0.0040007 | 0.0044008 | 0.005601 | 0.012802 | 0.013202 | 0.040007 | 0.00054723 | 0.00060196 | 0.00076613 | 0.0017511 | 0.0018059 | 0.0054723 | 0.00010111 | 0.00011122 | 0.00014155 | 0.00032355 | 0.00033366 | 0.0010111 | 0.0046491 | 0.005114 | 0.0065087 | 0.014877 | 0.015342 | 0.046491 | FALSE | 0% | 0% | 0% | 0% | 0% | 0% | FALSE | 0% | 0% | 0% | 0% | 0% | TRUE | 68.56% | 16.04% | 12.1% | 0% | 0% | 0% | 3.3% | 0% | N/A | N/A
| 135 | Newcastle Secondary Systems Renewal | TRUE | Non-Labour | Secondary Systems | 96.7% | Replacement Expenditure | Digital Infrastructure | Repex | N/A | N/A | DI - Protection systems | DI - Safe and Reliable Network | N/A | No | 0% | Safety security & reliability | Secondary Systems (2018-23) | 83.87% | TRUE | 58 | 2 | 3 | 4 | 2 | FALSE | FALSE | TRUE | 1.3738 | 1.249 | 0.62448 | 1.3738 | 1.4363 | 6.0574 | 1.3738 | 1.249 | 0.62448 | 1.3738 | 1.4363 | 6.0574 | 0.18173 | 0.14961 | 0.08876 | 0.2139 | 0.19396 | 0.82796 | 0.032769 | 0.027884 | 0.016302 | 0.039252 | 0.036743 | 0.15295 | 1.5884 | 1.4264 | 0.72954 | 1.627 | 1.667 | 7.0383 | 10% | 11% | 14% | 32% | 33% | 0.60574 | 0.66632 | 0.84804 | 1.9384 | 1.9989 | 6.0574 | 0.60574 | 0.66632 | 0.84804 | 1.9384 | 1.9989 | 6.0574 | 0.082796 | 0.091076 | 0.11591 | 0.26495 | 0.27323 | 0.82796 | 0.015295 | 0.016825 | 0.021413 | 0.048944 | 0.050474 | 0.15295 | 0.70383 | 0.77422 | 0.98537 | 2.2523 | 2.3227 | 7.0383 | FALSE | 0% | 0% | 0% | 0% | 0% | 0% | FALSE | 0% | 0% | 0% | 0% | 0% | TRUE | 68.56% | 16.04% | 12.1% | 0% | 0% | 0% | 3.3% | 0% | N/A | N/A
| 136 | Newcastle Secondary Systems Renewal | TRUE | Non-Labour | Business IT | 3.3% | Replacement Expenditure | Digital Infrastructure | Repex | N/A | N/A | DI - Protection systems | DI - Safe and Reliable Network | N/A | No | 0% | Safety security & reliability | Business IT (2018 onwards) | 83.87% | TRUE | 58 | 2 | 4 | 6 | 2 | FALSE | FALSE | TRUE | 0.04688 | 0.042618 | 0.021309 | 0.04688 | 0.049011 | 0.2067 | 0.04688 | 0.042618 | 0.021309 | 0.04688 | 0.049011 | 0.2067 | 0.0062013 | 0.0051052 | 0.0030288 | 0.0072989 | 0.0066186 | 0.028253 | 0.0011182 | 0.00095151 | 0.00055628 | 0.0013394 | 0.0012538 | 0.0052192 | 0.0542 | 0.048675 | 0.024894 | 0.055518 | 0.056883 | 0.24017 | 10% | 11% | 14% | 32% | 33% | 0.02067 | 0.022737 | 0.028938 | 0.066144 | 0.068211 | 0.2067 | 0.02067 | 0.022737 | 0.028938 | 0.066144 | 0.068211 | 0.2067 | 0.0028253 | 0.0031078 | 0.0039554 | 0.0090409 | 0.0093234 | 0.028253 | 0.00052192 | 0.00057411 | 0.00073068 | 0.0016701 | 0.0017223 | 0.0052192 | 0.024017 | 0.026419 | 0.033624 | 0.076855 | 0.079256 | 0.24017 | FALSE | 0% | 0% | 0% | 0% | 0% | 0% | FALSE | 0% | 0% | 0% | 0% | 0% | TRUE | 68.56% | 16.04% | 12.1% | 0% | 0% | 0% | 3.3% | 0% | N/A | N/A
| 137 | OLCM replacements | FALSE | Labour | Substations | 100% | Replacement Expenditure | Substation | Repex | N/A | N/A | Substations - Site Establishment and supporting assets | Substations - Safe and Reliable Network | N/A | No | 0% | Safety security & reliability | Substations (2018 onwards) | 30.32% | TRUE | 59 | 1 | 1 | 3 | 1 | FALSE | FALSE | TRUE | 0 | 0 | 0 | 0 | 0 | 0 | 0 | 0 | 0 | 0 | 0 | 0 | 0 | 0 | 0 | 0 | 0 | 0 | 0 | 0 | 0 | 0 | 0 | 0 | 0 | 0 | 0 | 0 | 0 | 0 | 10% | 11% | 14% | 32% | 33% | 0 | 0 | 0 | 0 | 0 | 0 | 0 | 0 | 0 | 0 | 0 | 0 | 0 | 0 | 0 | 0 | 0 | 0 | 0 | 0 | 0 | 0 | 0 | 0 | 0 | 0 | 0 | 0 | 0 | 0 | FALSE | 0% | 0% | 0% | 0% | 0% | 0% | TRUE | 100% | 0% | 0% | 0% | 0% | FALSE | 0% | 0% | 0% | 0% | 0% | 0% | 0% | 0% | N/A | N/A
| 138 | OLCM replacements | FALSE | Non-Labour | Substations | 100% | Replacement Expenditure | Substation | Repex | N/A | N/A | Substations - Site Establishment and supporting assets | Substations - Safe and Reliable Network | N/A | No | 0% | Safety security & reliability | Substations (2018 onwards) | 69.68% | TRUE | 59 | 2 | 2 | 3 | 2 | FALSE | FALSE | TRUE | 0 | 0 | 0 | 0 | 0 | 0 | 0 | 0 | 0 | 0 | 0 | 0 | 0 | 0 | 0 | 0 | 0 | 0 | 0 | 0 | 0 | 0 | 0 | 0 | 0 | 0 | 0 | 0 | 0 | 0 | 10% | 11% | 14% | 32% | 33% | 0 | 0 | 0 | 0 | 0 | 0 | 0 | 0 | 0 | 0 | 0 | 0 | 0 | 0 | 0 | 0 | 0 | 0 | 0 | 0 | 0 | 0 | 0 | 0 | 0 | 0 | 0 | 0 | 0 | 0 | FALSE | 0% | 0% | 0% | 0% | 0% | 0% | TRUE | 100% | 0% | 0% | 0% | 0% | FALSE | 0% | 0% | 0% | 0% | 0% | 0% | 0% | 0% | N/A | N/A
| 139 | Panorama Secondary Systems Renewal | TRUE | Labour | Secondary Systems | 85.68% | Replacement Expenditure | Digital Infrastructure | Repex | N/A | N/A | DI - Protection systems | DI - Safe and Reliable Network | N/A | No | 0% | Safety security & reliability | Secondary Systems (2018-23) | 36.74% | TRUE | 60 | 1 | 1 | 4 | 1 | FALSE | FALSE | TRUE | 0.1661 | 0.151 | 0.0755 | 0.1661 | 0.17365 | 0.73235 | 0.16334 | 0.15062 | 0.076345 | 0.16904 | 0.1777 | 0.73705 | 0.021607 | 0.018043 | 0.010851 | 0.026319 | 0.023997 | 0.10082 | 0.0038961 | 0.0033628 | 0.001993 | 0.0048297 | 0.0045459 | 0.018627 | 0.18885 | 0.17202 | 0.08919 | 0.20019 | 0.20624 | 0.8565 | 10% | 11% | 14% | 32% | 33% | 0.073235 | 0.080559 | 0.10253 | 0.23435 | 0.24168 | 0.73235 | 0.073705 | 0.081076 | 0.10319 | 0.23586 | 0.24323 | 0.73705 | 0.010082 | 0.01109 | 0.014114 | 0.032261 | 0.03327 | 0.10082 | 0.0018627 | 0.002049 | 0.0026078 | 0.0059608 | 0.0061471 | 0.018627 | 0.08565 | 0.094214 | 0.11991 | 0.27408 | 0.28264 | 0.8565 | FALSE | 0% | 0% | 0% | 0% | 0% | 0% | FALSE | 0% | 0% | 0% | 0% | 0% | TRUE | 72.94% | 0% | 12.73% | 0% | 0% | 0% | 14.32% | 0% | N/A | N/A
| 140 | Panorama Secondary Systems Renewal | TRUE | Labour | Business IT | 14.32% | Replacement Expenditure | Digital Infrastructure | Repex | N/A | N/A | DI - Protection systems | DI - Safe and Reliable Network | N/A | No | 0% | Safety security & reliability | Business IT (2018 onwards) | 36.74% | TRUE | 60 | 1 | 2 | 6 | 1 | FALSE | FALSE | TRUE | 0.027769 | 0.025245 | 0.012622 | 0.027769 | 0.029031 | 0.12244 | 0.027308 | 0.025181 | 0.012764 | 0.028261 | 0.029708 | 0.12322 | 0.0036123 | 0.0030164 | 0.0018142 | 0.0044001 | 0.0040118 | 0.016855 | 0.00065136 | 0.0005622 | 0.0003332 | 0.00080744 | 0.00075999 | 0.0031142 | 0.031572 | 0.02876 | 0.014911 | 0.033469 | 0.03448 | 0.14319 | 10% | 11% | 14% | 32% | 33% | 0.012244 | 0.013468 | 0.017141 | 0.03918 | 0.040404 | 0.12244 | 0.012322 | 0.013554 | 0.017251 | 0.039431 | 0.040663 | 0.12322 | 0.0016855 | 0.001854 | 0.0023597 | 0.0053935 | 0.0055621 | 0.016855 | 0.00031142 | 0.00034256 | 0.00043599 | 0.00099654 | 0.0010277 | 0.0031142 | 0.014319 | 0.015751 | 0.020047 | 0.045821 | 0.047253 | 0.14319 | FALSE | 0% | 0% | 0% | 0% | 0% | 0% | FALSE | 0% | 0% | 0% | 0% | 0% | TRUE | 72.94% | 0% | 12.73% | 0% | 0% | 0% | 14.32% | 0% | N/A | N/A
| 141 | Panorama Secondary Systems Renewal | TRUE | Non-Labour | Secondary Systems | 85.68% | Replacement Expenditure | Digital Infrastructure | Repex | N/A | N/A | DI - Protection systems | DI - Safe and Reliable Network | N/A | No | 0% | Safety security & reliability | Secondary Systems (2018-23) | 63.26% | TRUE | 60 | 2 | 3 | 4 | 2 | FALSE | FALSE | TRUE | 0.28599 | 0.25999 | 0.13 | 0.28599 | 0.29899 | 1.261 | 0.28599 | 0.25999 | 0.13 | 0.28599 | 0.29899 | 1.261 | 0.037831 | 0.031144 | 0.018477 | 0.044527 | 0.040376 | 0.17236 | 0.0068215 | 0.0058046 | 0.0033935 | 0.0081709 | 0.0076487 | 0.031839 | 0.33064 | 0.29694 | 0.15187 | 0.33869 | 0.34702 | 1.4652 | 10% | 11% | 14% | 32% | 33% | 0.1261 | 0.13871 | 0.17653 | 0.40351 | 0.41612 | 1.261 | 0.1261 | 0.13871 | 0.17653 | 0.40351 | 0.41612 | 1.261 | 0.017236 | 0.018959 | 0.02413 | 0.055154 | 0.056877 | 0.17236 | 0.0031839 | 0.0035023 | 0.0044575 | 0.010189 | 0.010507 | 0.031839 | 0.14652 | 0.16117 | 0.20512 | 0.46885 | 0.4835 | 1.4652 | FALSE | 0% | 0% | 0% | 0% | 0% | 0% | FALSE | 0% | 0% | 0% | 0% | 0% | TRUE | 72.94% | 0% | 12.73% | 0% | 0% | 0% | 14.32% | 0% | N/A | N/A
| 142 | Panorama Secondary Systems Renewal | TRUE | Non-Labour | Business IT | 14.32% | Replacement Expenditure | Digital Infrastructure | Repex | N/A | N/A | DI - Protection systems | DI - Safe and Reliable Network | N/A | No | 0% | Safety security & reliability | Business IT (2018 onwards) | 63.26% | TRUE | 60 | 2 | 4 | 6 | 2 | FALSE | FALSE | TRUE | 0.047813 | 0.043466 | 0.021733 | 0.047813 | 0.049986 | 0.21081 | 0.047813 | 0.043466 | 0.021733 | 0.047813 | 0.049986 | 0.21081 | 0.0063247 | 0.0052068 | 0.003089 | 0.0074441 | 0.0067502 | 0.028815 | 0.0011404 | 0.00097043 | 0.00056734 | 0.001366 | 0.0012787 | 0.005323 | 0.055278 | 0.049643 | 0.025389 | 0.056623 | 0.058015 | 0.24495 | 10% | 11% | 14% | 32% | 33% | 0.021081 | 0.023189 | 0.029513 | 0.067459 | 0.069567 | 0.21081 | 0.021081 | 0.023189 | 0.029513 | 0.067459 | 0.069567 | 0.21081 | 0.0028815 | 0.0031696 | 0.0040341 | 0.0092207 | 0.0095089 | 0.028815 | 0.0005323 | 0.00058553 | 0.00074522 | 0.0017034 | 0.0017566 | 0.005323 | 0.024495 | 0.026944 | 0.034293 | 0.078383 | 0.080833 | 0.24495 | FALSE | 0% | 0% | 0% | 0% | 0% | 0% | FALSE | 0% | 0% | 0% | 0% | 0% | TRUE | 72.94% | 0% | 12.73% | 0% | 0% | 0% | 14.32% | 0% | N/A | N/A
| 143 | Physical Security Upgrade | TRUE | Labour | Business IT | 100% | Replacement Expenditure | Digital Infrastructure | Repex | N/A | N/A | DI - Network Buildings & Security | DI - Cyber/physical security | N/A | No | 0% | Safety security & reliability | Business IT (2018 onwards) | 7.638% | TRUE | 61 | 1 | 1 | 6 | 1 | FALSE | FALSE | TRUE | 0.53741 | 0.53741 | 0.53741 | 0.53741 | 0.53741 | 2.6871 | 0.52849 | 0.53606 | 0.54343 | 0.54694 | 0.54994 | 2.7049 | 0.069909 | 0.064214 | 0.07724 | 0.085155 | 0.074265 | 0.37078 | 0.012606 | 0.011968 | 0.014186 | 0.015626 | 0.014069 | 0.068455 | 0.61101 | 0.61224 | 0.63486 | 0.64772 | 0.63828 | 3.1441 | 20% | 20% | 20% | 20% | 20% | 0.53741 | 0.53741 | 0.53741 | 0.53741 | 0.53741 | 2.6871 | 0.54097 | 0.54097 | 0.54097 | 0.54097 | 0.54097 | 2.7049 | 0.074157 | 0.074157 | 0.074157 | 0.074157 | 0.074157 | 0.37078 | 0.013691 | 0.013691 | 0.013691 | 0.013691 | 0.013691 | 0.068455 | 0.62882 | 0.62882 | 0.62882 | 0.62882 | 0.62882 | 3.1441 | FALSE | 0% | 0% | 0% | 0% | 0% | 0% | FALSE | 0% | 0% | 0% | 0% | 0% | TRUE | 0% | 0% | 0% | 100% | 0% | 0% | 0% | 0% | N/A | N/A
| 144 | Physical Security Upgrade | TRUE | Non-Labour | Business IT | 100% | Replacement Expenditure | Digital Infrastructure | Repex | N/A | N/A | DI - Network Buildings & Security | DI - Cyber/physical security | N/A | No | 0% | Safety security & reliability | Business IT (2018 onwards) | 92.36% | TRUE | 61 | 2 | 2 | 6 | 2 | FALSE | FALSE | TRUE | 6.4987 | 6.4987 | 6.4987 | 6.4987 | 6.4987 | 32.4937 | 6.4987 | 6.4987 | 6.4987 | 6.4987 | 6.4987 | 32.4937 | 0.85966 | 0.77848 | 0.9237 | 1.0118 | 0.8776 | 4.4512 | 0.15501 | 0.14509 | 0.16965 | 0.18567 | 0.16625 | 0.82168 | 7.5134 | 7.4223 | 7.5921 | 7.6962 | 7.5426 | 37.7666 | 20% | 20% | 20% | 20% | 20% | 6.4987 | 6.4987 | 6.4987 | 6.4987 | 6.4987 | 32.4937 | 6.4987 | 6.4987 | 6.4987 | 6.4987 | 6.4987 | 32.4937 | 0.89025 | 0.89025 | 0.89025 | 0.89025 | 0.89025 | 4.4512 | 0.16434 | 0.16434 | 0.16434 | 0.16434 | 0.16434 | 0.82168 | 7.5533 | 7.5533 | 7.5533 | 7.5533 | 7.5533 | 37.7666 | FALSE | 0% | 0% | 0% | 0% | 0% | 0% | FALSE | 0% | 0% | 0% | 0% | 0% | TRUE | 0% | 0% | 0% | 100% | 0% | 0% | 0% | 0% | N/A | N/A
| 145 | Regentville Secondary Systems Renewal | TRUE | Labour | Secondary Systems | 96.61% | Replacement Expenditure | Digital Infrastructure | Repex | N/A | N/A | DI - Protection systems | DI - Safe and Reliable Network | N/A | No | 0% | Safety security & reliability | Secondary Systems (2018-23) | 21.1% | TRUE | 62 | 1 | 1 | 4 | 1 | FALSE | FALSE | TRUE | 0 | 0 | 0.29463 | 0.98171 | 0.25855 | 1.5349 | 0 | 0 | 0.29793 | 0.99911 | 0.26457 | 1.5616 | 0 | 0 | 0.042346 | 0.15555 | 0.035729 | 0.23363 | 0 | 0 | 0.0077775 | 0.028545 | 0.0067683 | 0.043091 | 0 | 0 | 0.34805 | 1.1832 | 0.30707 | 1.8383 | 0% | 0% | 0% | 0% | 100% | 0 | 0 | 0 | 0 | 1.5349 | 1.5349 | 0 | 0 | 0 | 0 | 1.5616 | 1.5616 | 0 | 0 | 0 | 0 | 0.23363 | 0.23363 | 0 | 0 | 0 | 0 | 0.043091 | 0.043091 | 0 | 0 | 0 | 0 | 1.8383 | 1.8383 | FALSE | 0% | 0% | 0% | 0% | 0% | 0% | FALSE | 0% | 0% | 0% | 0% | 0% | TRUE | 40.34% | 52.89% | 3.385% | 0% | 0% | 0% | 3.385% | 0% | N/A | N/A
| 146 | Regentville Secondary Systems Renewal | TRUE | Labour | Business IT | 3.385% | Replacement Expenditure | Digital Infrastructure | Repex | N/A | N/A | DI - Protection systems | DI - Safe and Reliable Network | N/A | No | 0% | Safety security & reliability | Business IT (2018 onwards) | 21.1% | TRUE | 62 | 1 | 2 | 6 | 1 | FALSE | FALSE | TRUE | 0 | 0 | 0.010323 | 0.034396 | 0.0090586 | 0.053777 | 0 | 0 | 0.010438 | 0.035005 | 0.0092698 | 0.054714 | 0 | 0 | 0.0014837 | 0.0054501 | 0.0012518 | 0.0081856 | 0 | 0 | 0.0002725 | 0.0010001 | 0.00023714 | 0.0015098 | 0 | 0 | 0.012195 | 0.041456 | 0.010759 | 0.064409 | 0% | 0% | 0% | 0% | 100% | 0 | 0 | 0 | 0 | 0.053777 | 0.053777 | 0 | 0 | 0 | 0 | 0.054714 | 0.054714 | 0 | 0 | 0 | 0 | 0.0081856 | 0.0081856 | 0 | 0 | 0 | 0 | 0.0015098 | 0.0015098 | 0 | 0 | 0 | 0 | 0.064409 | 0.064409 | FALSE | 0% | 0% | 0% | 0% | 0% | 0% | FALSE | 0% | 0% | 0% | 0% | 0% | TRUE | 40.34% | 52.89% | 3.385% | 0% | 0% | 0% | 3.385% | 0% | N/A | N/A
| 147 | Regentville Secondary Systems Renewal | TRUE | Non-Labour | Secondary Systems | 96.61% | Replacement Expenditure | Digital Infrastructure | Repex | N/A | N/A | DI - Protection systems | DI - Safe and Reliable Network | N/A | No | 0% | Safety security & reliability | Secondary Systems (2018-23) | 78.9% | TRUE | 62 | 2 | 3 | 4 | 2 | FALSE | FALSE | TRUE | 0 | 0 | 1.1019 | 3.6717 | 0.96698 | 5.7406 | 0 | 0 | 1.1019 | 3.6717 | 0.96698 | 5.7406 | 0 | 0 | 0.15662 | 0.57165 | 0.13058 | 0.85886 | 0 | 0 | 0.028766 | 0.1049 | 0.024737 | 0.1584 | 0 | 0 | 1.2873 | 4.3482 | 1.1223 | 6.7578 | 0% | 0% | 0% | 0% | 100% | 0 | 0 | 0 | 0 | 5.7406 | 5.7406 | 0 | 0 | 0 | 0 | 5.7406 | 5.7406 | 0 | 0 | 0 | 0 | 0.85886 | 0.85886 | 0 | 0 | 0 | 0 | 0.1584 | 0.1584 | 0 | 0 | 0 | 0 | 6.7578 | 6.7578 | FALSE | 0% | 0% | 0% | 0% | 0% | 0% | FALSE | 0% | 0% | 0% | 0% | 0% | TRUE | 40.34% | 52.89% | 3.385% | 0% | 0% | 0% | 3.385% | 0% | N/A | N/A
| 148 | Regentville Secondary Systems Renewal | TRUE | Non-Labour | Business IT | 3.385% | Replacement Expenditure | Digital Infrastructure | Repex | N/A | N/A | DI - Protection systems | DI - Safe and Reliable Network | N/A | No | 0% | Safety security & reliability | Business IT (2018 onwards) | 78.9% | TRUE | 62 | 2 | 4 | 6 | 2 | FALSE | FALSE | TRUE | 0 | 0 | 0.038608 | 0.12864 | 0.033879 | 0.20113 | 0 | 0 | 0.038608 | 0.12864 | 0.033879 | 0.20113 | 0 | 0 | 0.0054875 | 0.020029 | 0.0045752 | 0.030091 | 0 | 0 | 0.0010079 | 0.0036754 | 0.0008667 | 0.0055499 | 0 | 0 | 0.045103 | 0.15235 | 0.039321 | 0.23677 | 0% | 0% | 0% | 0% | 100% | 0 | 0 | 0 | 0 | 0.20113 | 0.20113 | 0 | 0 | 0 | 0 | 0.20113 | 0.20113 | 0 | 0 | 0 | 0 | 0.030091 | 0.030091 | 0 | 0 | 0 | 0 | 0.0055499 | 0.0055499 | 0 | 0 | 0 | 0 | 0.23677 | 0.23677 | FALSE | 0% | 0% | 0% | 0% | 0% | 0% | FALSE | 0% | 0% | 0% | 0% | 0% | TRUE | 40.34% | 52.89% | 3.385% | 0% | 0% | 0% | 3.385% | 0% | N/A | N/A
| 149 | Sydney east Secondary Systems Renewal | TRUE | Labour | Secondary Systems | 94.61% | Replacement Expenditure | Digital Infrastructure | Repex | N/A | N/A | DI - Protection systems | DI - Safe and Reliable Network | N/A | No | 0% | Safety security & reliability | Secondary Systems (2018-23) | 21.86% | TRUE | 63 | 1 | 1 | 4 | 1 | FALSE | FALSE | TRUE | 1.7332 | 2.2048 | 0.13382 | 0 | 0 | 4.0718 | 1.7044 | 2.1993 | 0.13532 | 0 | 0 | 4.039 | 0.22546 | 0.26345 | 0.019233 | 0 | 0 | 0.50815 | 0.040655 | 0.049101 | 0.0035325 | 0 | 0 | 0.093288 | 1.9706 | 2.5118 | 0.15808 | 0 | 0 | 4.6405 | 0% | 0% | 100% | 0% | 0% | 0 | 0 | 4.0718 | 0 | 0 | 4.0718 | 0 | 0 | 4.039 | 0 | 0 | 4.039 | 0 | 0 | 0.50815 | 0 | 0 | 0.50815 | 0 | 0 | 0.093288 | 0 | 0 | 0.093288 | 0 | 0 | 4.6405 | 0 | 0 | 4.6405 | FALSE | 0% | 0% | 0% | 0% | 0% | 0% | FALSE | 0% | 0% | 0% | 0% | 0% | TRUE | 66.45% | 18.37% | 9.796% | 0% | 0% | 0% | 5.388% | 0% | N/A | N/A
| 150 | Sydney east Secondary Systems Renewal | TRUE | Labour | Business IT | 5.388% | Replacement Expenditure | Digital Infrastructure | Repex | N/A | N/A | DI - Protection systems | DI - Safe and Reliable Network | N/A | No | 0% | Safety security & reliability | Business IT (2018 onwards) | 21.86% | TRUE | 63 | 1 | 2 | 6 | 1 | FALSE | FALSE | TRUE | 0.098698 | 0.12556 | 0.0076204 | 0 | 0 | 0.23187 | 0.09706 | 0.12524 | 0.0077058 | 0 | 0 | 0.23 | 0.012839 | 0.015002 | 0.0010953 | 0 | 0 | 0.028937 | 0.0023151 | 0.0027961 | 0.00020116 | 0 | 0 | 0.0053124 | 0.11221 | 0.14304 | 0.0090022 | 0 | 0 | 0.26425 | 0% | 0% | 100% | 0% | 0% | 0 | 0 | 0.23187 | 0 | 0 | 0.23187 | 0 | 0 | 0.23 | 0 | 0 | 0.23 | 0 | 0 | 0.028937 | 0 | 0 | 0.028937 | 0 | 0 | 0.0053124 | 0 | 0 | 0.0053124 | 0 | 0 | 0.26425 | 0 | 0 | 0.26425 | FALSE | 0% | 0% | 0% | 0% | 0% | 0% | FALSE | 0% | 0% | 0% | 0% | 0% | TRUE | 66.45% | 18.37% | 9.796% | 0% | 0% | 0% | 5.388% | 0% | N/A | N/A
| 151 | Sydney east Secondary Systems Renewal | TRUE | Non-Labour | Secondary Systems | 94.61% | Replacement Expenditure | Digital Infrastructure | Repex | N/A | N/A | DI - Protection systems | DI - Safe and Reliable Network | N/A | No | 0% | Safety security & reliability | Secondary Systems (2018-23) | 78.14% | TRUE | 63 | 2 | 3 | 4 | 2 | FALSE | FALSE | TRUE | 6.1965 | 7.8826 | 0.47843 | 0 | 0 | 14.5575 | 6.1965 | 7.8826 | 0.47843 | 0 | 0 | 14.5575 | 0.81967 | 0.94426 | 0.068001 | 0 | 0 | 1.8319 | 0.1478 | 0.17599 | 0.012489 | 0 | 0 | 0.33628 | 7.1639 | 9.0029 | 0.55892 | 0 | 0 | 16.7257 | 0% | 0% | 100% | 0% | 0% | 0 | 0 | 14.5575 | 0 | 0 | 14.5575 | 0 | 0 | 14.5575 | 0 | 0 | 14.5575 | 0 | 0 | 1.8319 | 0 | 0 | 1.8319 | 0 | 0 | 0.33628 | 0 | 0 | 0.33628 | 0 | 0 | 16.7257 | 0 | 0 | 16.7257 | FALSE | 0% | 0% | 0% | 0% | 0% | 0% | FALSE | 0% | 0% | 0% | 0% | 0% | TRUE | 66.45% | 18.37% | 9.796% | 0% | 0% | 0% | 5.388% | 0% | N/A | N/A
| 152 | Sydney east Secondary Systems Renewal | TRUE | Non-Labour | Business IT | 5.388% | Replacement Expenditure | Digital Infrastructure | Repex | N/A | N/A | DI - Protection systems | DI - Safe and Reliable Network | N/A | No | 0% | Safety security & reliability | Business IT (2018 onwards) | 78.14% | TRUE | 63 | 2 | 4 | 6 | 2 | FALSE | FALSE | TRUE | 0.35286 | 0.44888 | 0.027244 | 0 | 0 | 0.82899 | 0.35286 | 0.44888 | 0.027244 | 0 | 0 | 0.82899 | 0.046677 | 0.053771 | 0.0038724 | 0 | 0 | 0.10432 | 0.0084166 | 0.010022 | 0.00071121 | 0 | 0 | 0.01915 | 0.40796 | 0.51267 | 0.031828 | 0 | 0 | 0.95246 | 0% | 0% | 100% | 0% | 0% | 0 | 0 | 0.82899 | 0 | 0 | 0.82899 | 0 | 0 | 0.82899 | 0 | 0 | 0.82899 | 0 | 0 | 0.10432 | 0 | 0 | 0.10432 | 0 | 0 | 0.01915 | 0 | 0 | 0.01915 | 0 | 0 | 0.95246 | 0 | 0 | 0.95246 | FALSE | 0% | 0% | 0% | 0% | 0% | 0% | FALSE | 0% | 0% | 0% | 0% | 0% | TRUE | 66.45% | 18.37% | 9.796% | 0% | 0% | 0% | 5.388% | 0% | N/A | N/A
| 153 | Tamworth Transformer Renewals | TRUE | Labour | Substations | 98.97% | Replacement Expenditure | Substation | Repex | N/A | N/A | Substations - Power Transformers | Substations - Safe and Reliable Network | N/A | Yes | 0% | Safety security & reliability | Substations (2018 onwards) | 8.989% | TRUE | 64 | 1 | 1 | 3 | 1 | FALSE | FALSE | TRUE | 0.02264 | 0.12151 | 0.3189 | 0 | 0 | 0.46305 | 0.022265 | 0.12121 | 0.32247 | 0 | 0 | 0.46594 | 0.0029452 | 0.014519 | 0.045834 | 0 | 0 | 0.063298 | 0.00053106 | 0.0027061 | 0.008418 | 0 | 0 | 0.011655 | 0.025741 | 0.13843 | 0.37672 | 0 | 0 | 0.54089 | 0% | 0% | 100% | 0% | 0% | 0 | 0 | 0.46305 | 0 | 0 | 0.46305 | 0 | 0 | 0.46594 | 0 | 0 | 0.46594 | 0 | 0 | 0.063298 | 0 | 0 | 0.063298 | 0 | 0 | 0.011655 | 0 | 0 | 0.011655 | 0 | 0 | 0.54089 | 0 | 0 | 0.54089 | FALSE | 0% | 0% | 0% | 0% | 0% | 0% | TRUE | 15.76% | 84.24% | 0% | 0% | 0% | FALSE | 0% | 0% | 0% | 0% | 0% | 0% | 0% | 0% | N/A | N/A
| 154 | Tamworth Transformer Renewals | TRUE | Labour | Secondary Systems | 1.03% | Replacement Expenditure | Substation | Repex | N/A | N/A | Substations - Power Transformers | Substations - Safe and Reliable Network | N/A | Yes | 0% | Safety security & reliability | Secondary Systems (2018-23) | 8.989% | TRUE | 64 | 1 | 2 | 4 | 1 | FALSE | FALSE | TRUE | 0.00023563 | 0.0012646 | 0.0033189 | 0 | 0 | 0.0048191 | 0.00023172 | 0.0012614 | 0.003356 | 0 | 0 | 0.0048492 | 3.0651e-05 | 0.00015111 | 0.00047701 | 0 | 0 | 0.00065877 | 5.5269e-06 | 2.8163e-05 | 8.7609e-05 | 0 | 0 | 0.0001213 | 0.00026789 | 0.0014407 | 0.0039206 | 0 | 0 | 0.0056292 | 0% | 0% | 100% | 0% | 0% | 0 | 0 | 0.0048191 | 0 | 0 | 0.0048191 | 0 | 0 | 0.0048492 | 0 | 0 | 0.0048492 | 0 | 0 | 0.00065877 | 0 | 0 | 0.00065877 | 0 | 0 | 0.0001213 | 0 | 0 | 0.0001213 | 0 | 0 | 0.0056292 | 0 | 0 | 0.0056292 | FALSE | 0% | 0% | 0% | 0% | 0% | 0% | FALSE | 0% | 0% | 0% | 0% | 0% | TRUE | 0% | 100% | 0% | 0% | 0% | 0% | 0% | 0% | N/A | N/A
| 155 | Tamworth Transformer Renewals | TRUE | Non-Labour | Substations | 98.97% | Replacement Expenditure | Substation | Repex | N/A | N/A | Substations - Power Transformers | Substations - Safe and Reliable Network | N/A | Yes | 0% | Safety security & reliability | Substations (2018 onwards) | 91.01% | TRUE | 64 | 2 | 3 | 3 | 2 | FALSE | FALSE | TRUE | 0.22922 | 1.2302 | 3.2286 | 0 | 0 | 4.6881 | 0.22922 | 1.2302 | 3.2286 | 0 | 0 | 4.6881 | 0.030321 | 0.14737 | 0.4589 | 0 | 0 | 0.63659 | 0.0054674 | 0.027467 | 0.084283 | 0 | 0 | 0.11722 | 0.26501 | 1.4051 | 3.7718 | 0 | 0 | 5.4419 | 0% | 0% | 100% | 0% | 0% | 0 | 0 | 4.6881 | 0 | 0 | 4.6881 | 0 | 0 | 4.6881 | 0 | 0 | 4.6881 | 0 | 0 | 0.63659 | 0 | 0 | 0.63659 | 0 | 0 | 0.11722 | 0 | 0 | 0.11722 | 0 | 0 | 5.4419 | 0 | 0 | 5.4419 | FALSE | 0% | 0% | 0% | 0% | 0% | 0% | TRUE | 15.76% | 84.24% | 0% | 0% | 0% | FALSE | 0% | 0% | 0% | 0% | 0% | 0% | 0% | 0% | N/A | N/A
| 156 | Tamworth Transformer Renewals | TRUE | Non-Labour | Secondary Systems | 1.03% | Replacement Expenditure | Substation | Repex | N/A | N/A | Substations - Power Transformers | Substations - Safe and Reliable Network | N/A | Yes | 0% | Safety security & reliability | Secondary Systems (2018-23) | 91.01% | TRUE | 64 | 2 | 4 | 4 | 2 | FALSE | FALSE | TRUE | 0.0023856 | 0.012804 | 0.033601 | 0 | 0 | 0.04879 | 0.0023856 | 0.012804 | 0.033601 | 0 | 0 | 0.04879 | 0.00031556 | 0.0015337 | 0.0047759 | 0 | 0 | 0.0066252 | 5.6901e-05 | 0.00028586 | 0.00087716 | 0 | 0 | 0.0012199 | 0.002758 | 0.014623 | 0.039254 | 0 | 0 | 0.056636 | 0% | 0% | 100% | 0% | 0% | 0 | 0 | 0.04879 | 0 | 0 | 0.04879 | 0 | 0 | 0.04879 | 0 | 0 | 0.04879 | 0 | 0 | 0.0066252 | 0 | 0 | 0.0066252 | 0 | 0 | 0.0012199 | 0 | 0 | 0.0012199 | 0 | 0 | 0.056636 | 0 | 0 | 0.056636 | FALSE | 0% | 0% | 0% | 0% | 0% | 0% | FALSE | 0% | 0% | 0% | 0% | 0% | TRUE | 0% | 100% | 0% | 0% | 0% | 0% | 0% | 0% | N/A | N/A
| 157 | Tenterfield Transformer Renewals | TRUE | Labour | Substations | 91.3% | Replacement Expenditure | Substation | Repex | N/A | N/A | Substations - Power Transformers | Substations - Safe and Reliable Network | N/A | No | 0% | Safety security & reliability | Substations (2018 onwards) | 14.55% | TRUE | 65 | 1 | 1 | 3 | 1 | FALSE | FALSE | TRUE | 0 | 0 | 0.028194 | 0.20216 | 0.14695 | 0.3773 | 0 | 0 | 0.02851 | 0.20574 | 0.15037 | 0.38462 | 0 | 0 | 0.0040523 | 0.032032 | 0.020306 | 0.056391 | 0 | 0 | 0.00074426 | 0.0058781 | 0.0038468 | 0.010469 | 0 | 0 | 0.033307 | 0.24365 | 0.17452 | 0.45148 | 0% | 0% | 0% | 0% | 100% | 0 | 0 | 0 | 0 | 0.3773 | 0.3773 | 0 | 0 | 0 | 0 | 0.38462 | 0.38462 | 0 | 0 | 0 | 0 | 0.056391 | 0.056391 | 0 | 0 | 0 | 0 | 0.010469 | 0.010469 | 0 | 0 | 0 | 0 | 0.45148 | 0.45148 | FALSE | 0% | 0% | 0% | 0% | 0% | 0% | TRUE | 46.67% | 42.03% | 11.31% | 0% | 0% | FALSE | 0% | 0% | 0% | 0% | 0% | 0% | 0% | 0% | N/A | N/A
| 158 | Tenterfield Transformer Renewals | TRUE | Labour | Secondary Systems | 8.698% | Replacement Expenditure | Substation | Repex | N/A | N/A | Substations - Power Transformers | Substations - Safe and Reliable Network | N/A | No | 0% | Safety security & reliability | Secondary Systems (2018-23) | 14.55% | TRUE | 65 | 1 | 2 | 4 | 1 | FALSE | FALSE | TRUE | 0 | 0 | 0.002686 | 0.019259 | 0.013999 | 0.035944 | 0 | 0 | 0.0027161 | 0.0196 | 0.014325 | 0.036642 | 0 | 0 | 0.00038605 | 0.0030516 | 0.0019345 | 0.0053722 | 0 | 0 | 7.0903e-05 | 0.00055999 | 0.00036647 | 0.00099736 | 0 | 0 | 0.003173 | 0.023212 | 0.016626 | 0.043011 | 0% | 0% | 0% | 0% | 100% | 0 | 0 | 0 | 0 | 0.035944 | 0.035944 | 0 | 0 | 0 | 0 | 0.036642 | 0.036642 | 0 | 0 | 0 | 0 | 0.0053722 | 0.0053722 | 0 | 0 | 0 | 0 | 0.00099736 | 0.00099736 | 0 | 0 | 0 | 0 | 0.043011 | 0.043011 | FALSE | 0% | 0% | 0% | 0% | 0% | 0% | FALSE | 0% | 0% | 0% | 0% | 0% | TRUE | 17.48% | 67.53% | 14.99% | 0% | 0% | 0% | 0% | 0% | N/A | N/A
| 159 | Tenterfield Transformer Renewals | TRUE | Non-Labour | Substations | 91.3% | Replacement Expenditure | Substation | Repex | N/A | N/A | Substations - Power Transformers | Substations - Safe and Reliable Network | N/A | No | 0% | Safety security & reliability | Substations (2018 onwards) | 85.45% | TRUE | 65 | 2 | 3 | 3 | 2 | FALSE | FALSE | TRUE | 0 | 0 | 0.16559 | 1.1873 | 0.86302 | 2.2159 | 0 | 0 | 0.16559 | 1.1873 | 0.86302 | 2.2159 | 0 | 0 | 0.023536 | 0.18485 | 0.11654 | 0.32493 | 0 | 0 | 0.0043226 | 0.033921 | 0.022078 | 0.060321 | 0 | 0 | 0.19344 | 1.406 | 1.0016 | 2.6011 | 0% | 0% | 0% | 0% | 100% | 0 | 0 | 0 | 0 | 2.2159 | 2.2159 | 0 | 0 | 0 | 0 | 2.2159 | 2.2159 | 0 | 0 | 0 | 0 | 0.32493 | 0.32493 | 0 | 0 | 0 | 0 | 0.060321 | 0.060321 | 0 | 0 | 0 | 0 | 2.6011 | 2.6011 | FALSE | 0% | 0% | 0% | 0% | 0% | 0% | TRUE | 46.67% | 42.03% | 11.31% | 0% | 0% | FALSE | 0% | 0% | 0% | 0% | 0% | 0% | 0% | 0% | N/A | N/A
| 160 | Tenterfield Transformer Renewals | TRUE | Non-Labour | Secondary Systems | 8.698% | Replacement Expenditure | Substation | Repex | N/A | N/A | Substations - Power Transformers | Substations - Safe and Reliable Network | N/A | No | 0% | Safety security & reliability | Secondary Systems (2018-23) | 85.45% | TRUE | 65 | 2 | 4 | 4 | 2 | FALSE | FALSE | TRUE | 0 | 0 | 0.015775 | 0.11311 | 0.082217 | 0.2111 | 0 | 0 | 0.015775 | 0.11311 | 0.082217 | 0.2111 | 0 | 0 | 0.0022422 | 0.01761 | 0.011103 | 0.030955 | 0 | 0 | 0.0004118 | 0.0032316 | 0.0021033 | 0.0057466 | 0 | 0 | 0.018429 | 0.13395 | 0.095423 | 0.2478 | 0% | 0% | 0% | 0% | 100% | 0 | 0 | 0 | 0 | 0.2111 | 0.2111 | 0 | 0 | 0 | 0 | 0.2111 | 0.2111 | 0 | 0 | 0 | 0 | 0.030955 | 0.030955 | 0 | 0 | 0 | 0 | 0.0057466 | 0.0057466 | 0 | 0 | 0 | 0 | 0.2478 | 0.2478 | FALSE | 0% | 0% | 0% | 0% | 0% | 0% | FALSE | 0% | 0% | 0% | 0% | 0% | TRUE | 17.48% | 67.53% | 14.99% | 0% | 0% | 0% | 0% | 0% | N/A | N/A
| 161 | Tomago Secondary Systems Renewal | TRUE | Labour | Secondary Systems | 95.16% | Replacement Expenditure | Digital Infrastructure | Repex | N/A | N/A | DI - Protection systems | DI - Safe and Reliable Network | N/A | No | 0% | Safety security & reliability | Secondary Systems (2018-23) | 16.24% | TRUE | 66 | 1 | 1 | 4 | 1 | FALSE | FALSE | TRUE | 0 | 0.90158 | 0.89912 | 0.89912 | 0.47296 | 3.1728 | 0 | 0.89931 | 0.90919 | 0.91506 | 0.48399 | 3.2075 | 0 | 0.10773 | 0.12923 | 0.14247 | 0.065359 | 0.44478 | 0 | 0.020078 | 0.023734 | 0.026144 | 0.012381 | 0.082338 | 0 | 1.0271 | 1.0621 | 1.0837 | 0.56173 | 3.7347 | 0% | 0% | 0% | 0% | 100% | 0 | 0 | 0 | 0 | 3.1728 | 3.1728 | 0 | 0 | 0 | 0 | 3.2075 | 3.2075 | 0 | 0 | 0 | 0 | 0.44478 | 0.44478 | 0 | 0 | 0 | 0 | 0.082338 | 0.082338 | 0 | 0 | 0 | 0 | 3.7347 | 3.7347 | FALSE | 0% | 0% | 0% | 0% | 0% | 0% | FALSE | 0% | 0% | 0% | 0% | 0% | TRUE | 37.68% | 47.01% | 10.48% | 0% | 0% | 0% | 4.835% | 0% | N/A | N/A
| 162 | Tomago Secondary Systems Renewal | TRUE | Labour | Business IT | 4.835% | Replacement Expenditure | Digital Infrastructure | Repex | N/A | N/A | DI - Protection systems | DI - Safe and Reliable Network | N/A | No | 0% | Safety security & reliability | Business IT (2018 onwards) | 16.24% | TRUE | 66 | 1 | 2 | 6 | 1 | FALSE | FALSE | TRUE | 0 | 0.045811 | 0.045686 | 0.045686 | 0.024032 | 0.16121 | 0 | 0.045695 | 0.046197 | 0.046496 | 0.024592 | 0.16298 | 0 | 0.0054738 | 0.0065662 | 0.007239 | 0.003321 | 0.0226 | 0 | 0.0010202 | 0.001206 | 0.0013284 | 0.00062912 | 0.0041837 | 0 | 0.052189 | 0.053969 | 0.055063 | 0.028542 | 0.18976 | 0% | 0% | 0% | 0% | 100% | 0 | 0 | 0 | 0 | 0.16121 | 0.16121 | 0 | 0 | 0 | 0 | 0.16298 | 0.16298 | 0 | 0 | 0 | 0 | 0.0226 | 0.0226 | 0 | 0 | 0 | 0 | 0.0041837 | 0.0041837 | 0 | 0 | 0 | 0 | 0.18976 | 0.18976 | FALSE | 0% | 0% | 0% | 0% | 0% | 0% | FALSE | 0% | 0% | 0% | 0% | 0% | TRUE | 37.68% | 47.01% | 10.48% | 0% | 0% | 0% | 4.835% | 0% | N/A | N/A
| 163 | Tomago Secondary Systems Renewal | TRUE | Non-Labour | Secondary Systems | 95.16% | Replacement Expenditure | Digital Infrastructure | Repex | N/A | N/A | DI - Protection systems | DI - Safe and Reliable Network | N/A | No | 0% | Safety security & reliability | Secondary Systems (2018-23) | 83.76% | TRUE | 66 | 2 | 3 | 4 | 2 | FALSE | FALSE | TRUE | 0 | 4.6491 | 4.6364 | 4.6364 | 2.4389 | 16.3609 | 0 | 4.6491 | 4.6364 | 4.6364 | 2.4389 | 16.3609 | 0 | 0.55692 | 0.659 | 0.72186 | 0.32935 | 2.2671 | 0 | 0.1038 | 0.12103 | 0.13247 | 0.062392 | 0.41969 | 0 | 5.3099 | 5.4165 | 5.4908 | 2.8306 | 19.0477 | 0% | 0% | 0% | 0% | 100% | 0 | 0 | 0 | 0 | 16.3609 | 16.3609 | 0 | 0 | 0 | 0 | 16.3609 | 16.3609 | 0 | 0 | 0 | 0 | 2.2671 | 2.2671 | 0 | 0 | 0 | 0 | 0.41969 | 0.41969 | 0 | 0 | 0 | 0 | 19.0477 | 19.0477 | FALSE | 0% | 0% | 0% | 0% | 0% | 0% | FALSE | 0% | 0% | 0% | 0% | 0% | TRUE | 37.68% | 47.01% | 10.48% | 0% | 0% | 0% | 4.835% | 0% | N/A | N/A
| 164 | Tomago Secondary Systems Renewal | TRUE | Non-Labour | Business IT | 4.835% | Replacement Expenditure | Digital Infrastructure | Repex | N/A | N/A | DI - Protection systems | DI - Safe and Reliable Network | N/A | No | 0% | Safety security & reliability | Business IT (2018 onwards) | 83.76% | TRUE | 66 | 2 | 4 | 6 | 2 | FALSE | FALSE | TRUE | 0 | 0.23623 | 0.23558 | 0.23558 | 0.12392 | 0.83132 | 0 | 0.23623 | 0.23558 | 0.23558 | 0.12392 | 0.83132 | 0 | 0.028298 | 0.033485 | 0.036679 | 0.016735 | 0.1152 | 0 | 0.0052741 | 0.0061499 | 0.0067308 | 0.0031702 | 0.021325 | 0 | 0.2698 | 0.27522 | 0.27899 | 0.14383 | 0.96785 | 0% | 0% | 0% | 0% | 100% | 0 | 0 | 0 | 0 | 0.83132 | 0.83132 | 0 | 0 | 0 | 0 | 0.83132 | 0.83132 | 0 | 0 | 0 | 0 | 0.1152 | 0.1152 | 0 | 0 | 0 | 0 | 0.021325 | 0.021325 | 0 | 0 | 0 | 0 | 0.96785 | 0.96785 | FALSE | 0% | 0% | 0% | 0% | 0% | 0% | FALSE | 0% | 0% | 0% | 0% | 0% | TRUE | 37.68% | 47.01% | 10.48% | 0% | 0% | 0% | 4.835% | 0% | N/A | N/A
| 165 | Transformer Compound Wall Renewal | TRUE | Labour | Substations | 100% | Replacement Expenditure | Substation | Repex | N/A | N/A | Substations - Site Establishment and supporting assets | Substations - Safe and Reliable Network | N/A | Yes | 0% | Safety security & reliability | Substations (2018 onwards) | 29.27% | TRUE | 67 | 1 | 1 | 3 | 1 | FALSE | FALSE | TRUE | 0.175 | 0.15909 | 0.079544 | 0.175 | 0.18295 | 0.77158 | 0.17209 | 0.15869 | 0.080435 | 0.1781 | 0.18722 | 0.77653 | 0.022765 | 0.019009 | 0.011433 | 0.027729 | 0.025282 | 0.10622 | 0.0041048 | 0.0035429 | 0.0020998 | 0.0050884 | 0.0047894 | 0.019625 | 0.19896 | 0.18124 | 0.093967 | 0.21092 | 0.21729 | 0.90237 | 10% | 11% | 14% | 32% | 33% | 0.077158 | 0.084874 | 0.10802 | 0.24691 | 0.25462 | 0.77158 | 0.077653 | 0.085418 | 0.10871 | 0.24849 | 0.25626 | 0.77653 | 0.010622 | 0.011684 | 0.01487 | 0.033989 | 0.035052 | 0.10622 | 0.0019625 | 0.0021588 | 0.0027475 | 0.0062801 | 0.0064763 | 0.019625 | 0.090237 | 0.099261 | 0.12633 | 0.28876 | 0.29778 | 0.90237 | FALSE | 0% | 0% | 0% | 0% | 0% | 0% | TRUE | 100% | 0% | 0% | 0% | 0% | FALSE | 0% | 0% | 0% | 0% | 0% | 0% | 0% | 0% | N/A | N/A
| 166 | Transformer Compound Wall Renewal | TRUE | Non-Labour | Substations | 100% | Replacement Expenditure | Substation | Repex | N/A | N/A | Substations - Site Establishment and supporting assets | Substations - Safe and Reliable Network | N/A | Yes | 0% | Safety security & reliability | Substations (2018 onwards) | 70.73% | TRUE | 67 | 2 | 2 | 3 | 2 | FALSE | FALSE | TRUE | 0.4228 | 0.38437 | 0.19218 | 0.4228 | 0.44202 | 1.8642 | 0.4228 | 0.38437 | 0.19218 | 0.4228 | 0.44202 | 1.8642 | 0.055929 | 0.046043 | 0.027316 | 0.065828 | 0.059692 | 0.25481 | 0.010085 | 0.0085815 | 0.005017 | 0.01208 | 0.011308 | 0.047071 | 0.48882 | 0.43899 | 0.22452 | 0.50071 | 0.51302 | 2.1661 | 10% | 11% | 14% | 32% | 33% | 0.18642 | 0.20506 | 0.26099 | 0.59654 | 0.61518 | 1.8642 | 0.18642 | 0.20506 | 0.26099 | 0.59654 | 0.61518 | 1.8642 | 0.025481 | 0.028029 | 0.035673 | 0.081538 | 0.084086 | 0.25481 | 0.0047071 | 0.0051778 | 0.0065899 | 0.015063 | 0.015533 | 0.047071 | 0.21661 | 0.23827 | 0.30325 | 0.69314 | 0.7148 | 2.1661 | FALSE | 0% | 0% | 0% | 0% | 0% | 0% | TRUE | 100% | 0% | 0% | 0% | 0% | FALSE | 0% | 0% | 0% | 0% | 0% | 0% | 0% | 0% | N/A | N/A
| 167 | Transmission Line Protection Relay Replacements | TRUE | Labour | Secondary Systems | 100% | Replacement Expenditure | Digital Infrastructure | Repex | N/A | N/A | DI - Protection systems | DI - Safe and Reliable Network | N/A | No | 0% | Safety security & reliability | Secondary Systems (2018-23) | 51.36% | TRUE | 68 | 1 | 1 | 4 | 1 | FALSE | FALSE | TRUE | 1.4912 | 1.3556 | 0.67782 | 1.4912 | 1.559 | 6.5748 | 1.4665 | 1.3522 | 0.68541 | 1.5176 | 1.5953 | 6.617 | 0.19398 | 0.16198 | 0.09742 | 0.23628 | 0.21544 | 0.90511 | 0.034978 | 0.03019 | 0.017893 | 0.04336 | 0.040812 | 0.16723 | 1.6954 | 1.5444 | 0.80072 | 1.7973 | 1.8516 | 7.6894 | 10% | 11% | 14% | 32% | 33% | 0.65748 | 0.72323 | 0.92048 | 2.1039 | 2.1697 | 6.5748 | 0.6617 | 0.72787 | 0.92638 | 2.1175 | 2.1836 | 6.617 | 0.090511 | 0.099562 | 0.12671 | 0.28963 | 0.29868 | 0.90511 | 0.016723 | 0.018396 | 0.023412 | 0.053514 | 0.055187 | 0.16723 | 0.76894 | 0.84583 | 1.0765 | 2.4606 | 2.5375 | 7.6894 | FALSE | 0% | 0% | 0% | 0% | 0% | 0% | FALSE | 0% | 0% | 0% | 0% | 0% | TRUE | 100% | 0% | 0% | 0% | 0% | 0% | 0% | 0% | N/A | N/A
| 168 | Transmission Line Protection Relay Replacements | TRUE | Non-Labour | Secondary Systems | 100% | Replacement Expenditure | Digital Infrastructure | Repex | N/A | N/A | DI - Protection systems | DI - Safe and Reliable Network | N/A | No | 0% | Safety security & reliability | Secondary Systems (2018-23) | 48.64% | TRUE | 68 | 2 | 2 | 4 | 2 | FALSE | FALSE | TRUE | 1.412 | 1.2836 | 0.64182 | 1.412 | 1.4762 | 6.2257 | 1.412 | 1.2836 | 0.64182 | 1.412 | 1.4762 | 6.2257 | 0.18678 | 0.15377 | 0.091225 | 0.21984 | 0.19935 | 0.85096 | 0.03368 | 0.028659 | 0.016755 | 0.040342 | 0.037764 | 0.1572 | 1.6325 | 1.4661 | 0.7498 | 1.6722 | 1.7133 | 7.2338 | 10% | 11% | 14% | 32% | 33% | 0.62257 | 0.68482 | 0.87159 | 1.9922 | 2.0545 | 6.2257 | 0.62257 | 0.68482 | 0.87159 | 1.9922 | 2.0545 | 6.2257 | 0.085096 | 0.093606 | 0.11913 | 0.27231 | 0.28082 | 0.85096 | 0.01572 | 0.017292 | 0.022008 | 0.050304 | 0.051876 | 0.1572 | 0.72338 | 0.79572 | 1.0127 | 2.3148 | 2.3872 | 7.2338 | FALSE | 0% | 0% | 0% | 0% | 0% | 0% | FALSE | 0% | 0% | 0% | 0% | 0% | TRUE | 100% | 0% | 0% | 0% | 0% | 0% | 0% | 0% | N/A | N/A
| 169 | Uranquinty Secondary Systems Renewal | FALSE | Labour | Secondary Systems | 94% | Replacement Expenditure | Digital Infrastructure | Repex | N/A | N/A | DI - Protection systems | DI - Safe and Reliable Network | N/A | Yes | 0% | Safety security & reliability | Secondary Systems (2018-23) | 0% | TRUE | 69 | 1 | 1 | 4 | 1 | FALSE | FALSE | TRUE | 0 | 0 | 0 | 0 | 0 | 0 | 0 | 0 | 0 | 0 | 0 | 0 | 0 | 0 | 0 | 0 | 0 | 0 | 0 | 0 | 0 | 0 | 0 | 0 | 0 | 0 | 0 | 0 | 0 | 0 | 0% | 0% | 0% | 0% | 0% | 0 | 0 | 0 | 0 | 0 | 0 | 0 | 0 | 0 | 0 | 0 | 0 | 0 | 0 | 0 | 0 | 0 | 0 | 0 | 0 | 0 | 0 | 0 | 0 | 0 | 0 | 0 | 0 | 0 | 0 | FALSE | 0% | 0% | 0% | 0% | 0% | 0% | FALSE | 0% | 0% | 0% | 0% | 0% | TRUE | 56.89% | 29.4% | 7.713% | 0% | 6% | 0% | 0% | 0% | N/A | N/A
| 170 | Uranquinty Secondary Systems Renewal | FALSE | Labour | Communications (short life) | 6% | Replacement Expenditure | Digital Infrastructure | Repex | N/A | N/A | DI - Protection systems | DI - Safe and Reliable Network | N/A | Yes | 0% | Safety security & reliability | Communications (short life) (2018 onwards) | 0% | TRUE | 69 | 1 | 2 | 5 | 1 | FALSE | FALSE | TRUE | 0 | 0 | 0 | 0 | 0 | 0 | 0 | 0 | 0 | 0 | 0 | 0 | 0 | 0 | 0 | 0 | 0 | 0 | 0 | 0 | 0 | 0 | 0 | 0 | 0 | 0 | 0 | 0 | 0 | 0 | 0% | 0% | 0% | 0% | 0% | 0 | 0 | 0 | 0 | 0 | 0 | 0 | 0 | 0 | 0 | 0 | 0 | 0 | 0 | 0 | 0 | 0 | 0 | 0 | 0 | 0 | 0 | 0 | 0 | 0 | 0 | 0 | 0 | 0 | 0 | FALSE | 0% | 0% | 0% | 0% | 0% | 0% | FALSE | 0% | 0% | 0% | 0% | 0% | TRUE | 56.89% | 29.4% | 7.713% | 0% | 6% | 0% | 0% | 0% | N/A | N/A
| 171 | Uranquinty Secondary Systems Renewal | FALSE | Non-Labour | Secondary Systems | 94% | Replacement Expenditure | Digital Infrastructure | Repex | N/A | N/A | DI - Protection systems | DI - Safe and Reliable Network | N/A | Yes | 0% | Safety security & reliability | Secondary Systems (2018-23) | 100% | TRUE | 69 | 2 | 3 | 4 | 2 | FALSE | FALSE | TRUE | 0 | 0 | 0 | 0 | 0 | 0 | 0 | 0 | 0 | 0 | 0 | 0 | 0 | 0 | 0 | 0 | 0 | 0 | 0 | 0 | 0 | 0 | 0 | 0 | 0 | 0 | 0 | 0 | 0 | 0 | 0% | 0% | 0% | 0% | 0% | 0 | 0 | 0 | 0 | 0 | 0 | 0 | 0 | 0 | 0 | 0 | 0 | 0 | 0 | 0 | 0 | 0 | 0 | 0 | 0 | 0 | 0 | 0 | 0 | 0 | 0 | 0 | 0 | 0 | 0 | FALSE | 0% | 0% | 0% | 0% | 0% | 0% | FALSE | 0% | 0% | 0% | 0% | 0% | TRUE | 56.89% | 29.4% | 7.713% | 0% | 6% | 0% | 0% | 0% | N/A | N/A
| 172 | Uranquinty Secondary Systems Renewal | FALSE | Non-Labour | Communications (short life) | 6% | Replacement Expenditure | Digital Infrastructure | Repex | N/A | N/A | DI - Protection systems | DI - Safe and Reliable Network | N/A | Yes | 0% | Safety security & reliability | Communications (short life) (2018 onwards) | 100% | TRUE | 69 | 2 | 4 | 5 | 2 | FALSE | FALSE | TRUE | 0 | 0 | 0 | 0 | 0 | 0 | 0 | 0 | 0 | 0 | 0 | 0 | 0 | 0 | 0 | 0 | 0 | 0 | 0 | 0 | 0 | 0 | 0 | 0 | 0 | 0 | 0 | 0 | 0 | 0 | 0% | 0% | 0% | 0% | 0% | 0 | 0 | 0 | 0 | 0 | 0 | 0 | 0 | 0 | 0 | 0 | 0 | 0 | 0 | 0 | 0 | 0 | 0 | 0 | 0 | 0 | 0 | 0 | 0 | 0 | 0 | 0 | 0 | 0 | 0 | FALSE | 0% | 0% | 0% | 0% | 0% | 0% | FALSE | 0% | 0% | 0% | 0% | 0% | TRUE | 56.89% | 29.4% | 7.713% | 0% | 6% | 0% | 0% | 0% | N/A | N/A
| 173 | Vales point Secondary Systems Renewal | TRUE | Labour | Secondary Systems | 94.67% | Replacement Expenditure | Digital Infrastructure | Repex | N/A | N/A | DI - Protection systems | DI - Safe and Reliable Network | N/A | No | 0% | Safety security & reliability | Secondary Systems (2018-23) | 21.44% | TRUE | 70 | 1 | 1 | 4 | 1 | FALSE | FALSE | TRUE | 0 | 0 | 0 | 0 | 0 | 0 | 0 | 0 | 0 | 0 | 0 | 0 | 0 | 0 | 0 | 0 | 0 | 0 | 0 | 0 | 0 | 0 | 0 | 0 | 0 | 0 | 0 | 0 | 0 | 0 | 10% | 11% | 14% | 32% | 33% | 0 | 0 | 0 | 0 | 0 | 0 | 0 | 0 | 0 | 0 | 0 | 0 | 0 | 0 | 0 | 0 | 0 | 0 | 0 | 0 | 0 | 0 | 0 | 0 | 0 | 0 | 0 | 0 | 0 | 0 | FALSE | 0% | 0% | 0% | 0% | 0% | 0% | FALSE | 0% | 0% | 0% | 0% | 0% | TRUE | 28.33% | 59.95% | 6.394% | 0% | 0% | 0% | 5.329% | 0% | N/A | N/A
| 174 | Vales point Secondary Systems Renewal | TRUE | Labour | Business IT | 5.329% | Replacement Expenditure | Digital Infrastructure | Repex | N/A | N/A | DI - Protection systems | DI - Safe and Reliable Network | N/A | No | 0% | Safety security & reliability | Business IT (2018 onwards) | 21.44% | TRUE | 70 | 1 | 2 | 6 | 1 | FALSE | FALSE | TRUE | 0 | 0 | 0 | 0 | 0 | 0 | 0 | 0 | 0 | 0 | 0 | 0 | 0 | 0 | 0 | 0 | 0 | 0 | 0 | 0 | 0 | 0 | 0 | 0 | 0 | 0 | 0 | 0 | 0 | 0 | 10% | 11% | 14% | 32% | 33% | 0 | 0 | 0 | 0 | 0 | 0 | 0 | 0 | 0 | 0 | 0 | 0 | 0 | 0 | 0 | 0 | 0 | 0 | 0 | 0 | 0 | 0 | 0 | 0 | 0 | 0 | 0 | 0 | 0 | 0 | FALSE | 0% | 0% | 0% | 0% | 0% | 0% | FALSE | 0% | 0% | 0% | 0% | 0% | TRUE | 28.33% | 59.95% | 6.394% | 0% | 0% | 0% | 5.329% | 0% | N/A | N/A
| 175 | Vales point Secondary Systems Renewal | TRUE | Non-Labour | Secondary Systems | 94.67% | Replacement Expenditure | Digital Infrastructure | Repex | N/A | N/A | DI - Protection systems | DI - Safe and Reliable Network | N/A | No | 0% | Safety security & reliability | Secondary Systems (2018-23) | 78.56% | TRUE | 70 | 2 | 3 | 4 | 2 | FALSE | FALSE | TRUE | 0 | 0 | 0 | 0 | 0 | 0 | 0 | 0 | 0 | 0 | 0 | 0 | 0 | 0 | 0 | 0 | 0 | 0 | 0 | 0 | 0 | 0 | 0 | 0 | 0 | 0 | 0 | 0 | 0 | 0 | 10% | 11% | 14% | 32% | 33% | 0 | 0 | 0 | 0 | 0 | 0 | 0 | 0 | 0 | 0 | 0 | 0 | 0 | 0 | 0 | 0 | 0 | 0 | 0 | 0 | 0 | 0 | 0 | 0 | 0 | 0 | 0 | 0 | 0 | 0 | FALSE | 0% | 0% | 0% | 0% | 0% | 0% | FALSE | 0% | 0% | 0% | 0% | 0% | TRUE | 28.33% | 59.95% | 6.394% | 0% | 0% | 0% | 5.329% | 0% | N/A | N/A
| 176 | Vales point Secondary Systems Renewal | TRUE | Non-Labour | Business IT | 5.329% | Replacement Expenditure | Digital Infrastructure | Repex | N/A | N/A | DI - Protection systems | DI - Safe and Reliable Network | N/A | No | 0% | Safety security & reliability | Business IT (2018 onwards) | 78.56% | TRUE | 70 | 2 | 4 | 6 | 2 | FALSE | FALSE | TRUE | 0 | 0 | 0 | 0 | 0 | 0 | 0 | 0 | 0 | 0 | 0 | 0 | 0 | 0 | 0 | 0 | 0 | 0 | 0 | 0 | 0 | 0 | 0 | 0 | 0 | 0 | 0 | 0 | 0 | 0 | 10% | 11% | 14% | 32% | 33% | 0 | 0 | 0 | 0 | 0 | 0 | 0 | 0 | 0 | 0 | 0 | 0 | 0 | 0 | 0 | 0 | 0 | 0 | 0 | 0 | 0 | 0 | 0 | 0 | 0 | 0 | 0 | 0 | 0 | 0 | FALSE | 0% | 0% | 0% | 0% | 0% | 0% | FALSE | 0% | 0% | 0% | 0% | 0% | TRUE | 28.33% | 59.95% | 6.394% | 0% | 0% | 0% | 5.329% | 0% | N/A | N/A
| 177 | Wallerwang Secondary Systems Renewal | TRUE | Labour | Secondary Systems | 93.13% | Replacement Expenditure | Digital Infrastructure | Repex | N/A | N/A | DI - Protection systems | DI - Safe and Reliable Network | N/A | No | 0% | Safety security & reliability | Secondary Systems (2018-23) | 20.88% | TRUE | 71 | 1 | 1 | 4 | 1 | FALSE | FALSE | TRUE | 0 | 0 | 0.43388 | 1.2783 | 0.050696 | 1.7629 | 0 | 0 | 0.43874 | 1.3009 | 0.051878 | 1.7916 | 0 | 0 | 0.062361 | 0.20255 | 0.0070057 | 0.27191 | 0 | 0 | 0.011453 | 0.037169 | 0.0013271 | 0.049949 | 0 | 0 | 0.51256 | 1.5406 | 0.060211 | 2.1134 | 0% | 0% | 0% | 0% | 100% | 0 | 0 | 0 | 0 | 1.7629 | 1.7629 | 0 | 0 | 0 | 0 | 1.7916 | 1.7916 | 0 | 0 | 0 | 0 | 0.27191 | 0.27191 | 0 | 0 | 0 | 0 | 0.049949 | 0.049949 | 0 | 0 | 0 | 0 | 2.1134 | 2.1134 | FALSE | 0% | 0% | 0% | 0% | 0% | 0% | FALSE | 0% | 0% | 0% | 0% | 0% | TRUE | 41.98% | 47.71% | 3.435% | 0% | 0% | 0% | 6.87% | 0% | N/A | N/A
| 178 | Wallerwang Secondary Systems Renewal | TRUE | Labour | Business IT | 6.87% | Replacement Expenditure | Digital Infrastructure | Repex | N/A | N/A | DI - Protection systems | DI - Safe and Reliable Network | N/A | No | 0% | Safety security & reliability | Business IT (2018 onwards) | 20.88% | TRUE | 71 | 1 | 2 | 6 | 1 | FALSE | FALSE | TRUE | 0 | 0 | 0.032008 | 0.094299 | 0.0037399 | 0.13005 | 0 | 0 | 0.032366 | 0.09597 | 0.0038271 | 0.13216 | 0 | 0 | 0.0046004 | 0.014942 | 0.00051681 | 0.020059 | 0 | 0 | 0.00084492 | 0.0027419 | 9.7903e-05 | 0.0036848 | 0 | 0 | 0.037812 | 0.11365 | 0.0044418 | 0.15591 | 0% | 0% | 0% | 0% | 100% | 0 | 0 | 0 | 0 | 0.13005 | 0.13005 | 0 | 0 | 0 | 0 | 0.13216 | 0.13216 | 0 | 0 | 0 | 0 | 0.020059 | 0.020059 | 0 | 0 | 0 | 0 | 0.0036848 | 0.0036848 | 0 | 0 | 0 | 0 | 0.15591 | 0.15591 | FALSE | 0% | 0% | 0% | 0% | 0% | 0% | FALSE | 0% | 0% | 0% | 0% | 0% | TRUE | 41.98% | 47.71% | 3.435% | 0% | 0% | 0% | 6.87% | 0% | N/A | N/A
| 179 | Wallerwang Secondary Systems Renewal | TRUE | Non-Labour | Secondary Systems | 93.13% | Replacement Expenditure | Digital Infrastructure | Repex | N/A | N/A | DI - Protection systems | DI - Safe and Reliable Network | N/A | No | 0% | Safety security & reliability | Secondary Systems (2018-23) | 79.12% | TRUE | 71 | 2 | 3 | 4 | 2 | FALSE | FALSE | TRUE | 0 | 0 | 1.6442 | 4.8439 | 0.19211 | 6.6801 | 0 | 0 | 1.6442 | 4.8439 | 0.19211 | 6.6801 | 0 | 0 | 0.23369 | 0.75416 | 0.025943 | 1.0138 | 0 | 0 | 0.042921 | 0.13839 | 0.0049145 | 0.18623 | 0 | 0 | 1.9208 | 5.7364 | 0.22296 | 7.8802 | 0% | 0% | 0% | 0% | 100% | 0 | 0 | 0 | 0 | 6.6801 | 6.6801 | 0 | 0 | 0 | 0 | 6.6801 | 6.6801 | 0 | 0 | 0 | 0 | 1.0138 | 1.0138 | 0 | 0 | 0 | 0 | 0.18623 | 0.18623 | 0 | 0 | 0 | 0 | 7.8802 | 7.8802 | FALSE | 0% | 0% | 0% | 0% | 0% | 0% | FALSE | 0% | 0% | 0% | 0% | 0% | TRUE | 41.98% | 47.71% | 3.435% | 0% | 0% | 0% | 6.87% | 0% | N/A | N/A
| 180 | Wallerwang Secondary Systems Renewal | TRUE | Non-Labour | Business IT | 6.87% | Replacement Expenditure | Digital Infrastructure | Repex | N/A | N/A | DI - Protection systems | DI - Safe and Reliable Network | N/A | No | 0% | Safety security & reliability | Business IT (2018 onwards) | 79.12% | TRUE | 71 | 2 | 4 | 6 | 2 | FALSE | FALSE | TRUE | 0 | 0 | 0.12129 | 0.35734 | 0.014172 | 0.4928 | 0 | 0 | 0.12129 | 0.35734 | 0.014172 | 0.4928 | 0 | 0 | 0.01724 | 0.055635 | 0.0019138 | 0.074788 | 0 | 0 | 0.0031663 | 0.010209 | 0.00036254 | 0.013738 | 0 | 0 | 0.1417 | 0.42318 | 0.016448 | 0.58132 | 0% | 0% | 0% | 0% | 100% | 0 | 0 | 0 | 0 | 0.4928 | 0.4928 | 0 | 0 | 0 | 0 | 0.4928 | 0.4928 | 0 | 0 | 0 | 0 | 0.074788 | 0.074788 | 0 | 0 | 0 | 0 | 0.013738 | 0.013738 | 0 | 0 | 0 | 0 | 0.58132 | 0.58132 | FALSE | 0% | 0% | 0% | 0% | 0% | 0% | FALSE | 0% | 0% | 0% | 0% | 0% | TRUE | 41.98% | 47.71% | 3.435% | 0% | 0% | 0% | 6.87% | 0% | N/A | N/A
| 181 | Line 86 | FALSE | Labour | Transmission Lines | 100% | Replacement Expenditure | Transmission Lines | Repex | N/A | N/A | TL - Transmission poles | TL - Safe and Reliable Network | N/A | Yes | 0% | Safety security & reliability | Transmission Lines (2018 onwards) | 0% | TRUE | 72 | 1 | 1 | 1 | 1 | FALSE | FALSE | TRUE | 0 | 0 | 0 | 0 | 0 | 0 | 0 | 0 | 0 | 0 | 0 | 0 | 0 | 0 | 0 | 0 | 0 | 0 | 0 | 0 | 0 | 0 | 0 | 0 | 0 | 0 | 0 | 0 | 0 | 0 | 0% | 0% | 0% | 0% | 0% | 0 | 0 | 0 | 0 | 0 | 0 | 0 | 0 | 0 | 0 | 0 | 0 | 0 | 0 | 0 | 0 | 0 | 0 | 0 | 0 | 0 | 0 | 0 | 0 | 0 | 0 | 0 | 0 | 0 | 0 | TRUE | 85% | 0% | 0% | 15% | 0% | 0% | FALSE | 0% | 0% | 0% | 0% | 0% | FALSE | 0% | 0% | 0% | 0% | 0% | 0% | 0% | 0% | N/A | N/A
| 182 | Line 86 | FALSE | Non-Labour | Transmission Lines | 100% | Replacement Expenditure | Transmission Lines | Repex | N/A | N/A | TL - Transmission poles | TL - Safe and Reliable Network | N/A | Yes | 0% | Safety security & reliability | Transmission Lines (2018 onwards) | 100% | TRUE | 72 | 2 | 2 | 1 | 2 | FALSE | FALSE | TRUE | 0 | 0 | 0 | 0 | 0 | 0 | 0 | 0 | 0 | 0 | 0 | 0 | 0 | 0 | 0 | 0 | 0 | 0 | 0 | 0 | 0 | 0 | 0 | 0 | 0 | 0 | 0 | 0 | 0 | 0 | 0% | 0% | 0% | 0% | 0% | 0 | 0 | 0 | 0 | 0 | 0 | 0 | 0 | 0 | 0 | 0 | 0 | 0 | 0 | 0 | 0 | 0 | 0 | 0 | 0 | 0 | 0 | 0 | 0 | 0 | 0 | 0 | 0 | 0 | 0 | TRUE | 85% | 0% | 0% | 15% | 0% | 0% | FALSE | 0% | 0% | 0% | 0% | 0% | FALSE | 0% | 0% | 0% | 0% | 0% | 0% | 0% | 0% | N/A | N/A
| 183 | CT Program | TRUE | Labour | Substations | 100% | Replacement Expenditure | Substation | Repex | N/A | N/A | Substations - Switchbay Equipment | Substations - Safe and Reliable Network | N/A | No | 0% | Safety security & reliability | Substations (2018 onwards) | 44.54% | TRUE | 73 | 1 | 1 | 3 | 1 | FALSE | FALSE | TRUE | 0.66974 | 0.60886 | 0.30443 | 0.66974 | 0.70019 | 2.953 | 0.65863 | 0.60732 | 0.30784 | 0.68162 | 0.71651 | 2.9719 | 0.087123 | 0.072751 | 0.043754 | 0.10612 | 0.096759 | 0.40651 | 0.01571 | 0.013559 | 0.0080361 | 0.019474 | 0.01833 | 0.075109 | 0.76146 | 0.69363 | 0.35963 | 0.80721 | 0.8316 | 3.4535 | 10% | 11% | 14% | 32% | 33% | 0.2953 | 0.32483 | 0.41341 | 0.94495 | 0.97448 | 2.953 | 0.29719 | 0.32691 | 0.41607 | 0.95101 | 0.98073 | 2.9719 | 0.040651 | 0.044716 | 0.056911 | 0.13008 | 0.13415 | 0.40651 | 0.0075109 | 0.008262 | 0.010515 | 0.024035 | 0.024786 | 0.075109 | 0.34535 | 0.37989 | 0.48349 | 1.1051 | 1.1397 | 3.4535 | FALSE | 0% | 0% | 0% | 0% | 0% | 0% | TRUE | 0% | 0% | 100% | 0% | 0% | FALSE | 0% | 0% | 0% | 0% | 0% | 0% | 0% | 0% | N/A | N/A
| 184 | CT Program | TRUE | Non-Labour | Substations | 100% | Replacement Expenditure | Substation | Repex | N/A | N/A | Substations - Switchbay Equipment | Substations - Safe and Reliable Network | N/A | No | 0% | Safety security & reliability | Substations (2018 onwards) | 55.46% | TRUE | 73 | 2 | 2 | 3 | 2 | FALSE | FALSE | TRUE | 0.83407 | 0.75825 | 0.37912 | 0.83407 | 0.87199 | 3.6775 | 0.83407 | 0.75825 | 0.37912 | 0.83407 | 0.87199 | 3.6775 | 0.11033 | 0.09083 | 0.053887 | 0.12986 | 0.11776 | 0.50266 | 0.019895 | 0.016929 | 0.0098971 | 0.02383 | 0.022307 | 0.092858 | 0.9643 | 0.86601 | 0.44291 | 0.98776 | 1.012 | 4.273 | 10% | 11% | 14% | 32% | 33% | 0.36775 | 0.40453 | 0.51485 | 1.1768 | 1.2136 | 3.6775 | 0.36775 | 0.40453 | 0.51485 | 1.1768 | 1.2136 | 3.6775 | 0.050266 | 0.055293 | 0.070373 | 0.16085 | 0.16588 | 0.50266 | 0.0092858 | 0.010214 | 0.013 | 0.029714 | 0.030643 | 0.092858 | 0.4273 | 0.47003 | 0.59822 | 1.3674 | 1.4101 | 4.273 | FALSE | 0% | 0% | 0% | 0% | 0% | 0% | TRUE | 0% | 0% | 100% | 0% | 0% | FALSE | 0% | 0% | 0% | 0% | 0% | 0% | 0% | 0% | N/A | N/A
| 185 | VT Program | TRUE | Labour | Substations | 100% | Replacement Expenditure | Substation | Repex | N/A | N/A | Substations - Switchbay Equipment | Substations - Safe and Reliable Network | N/A | No | 0% | Safety security & reliability | Substations (2018 onwards) | 38.88% | TRUE | 74 | 1 | 1 | 3 | 1 | FALSE | FALSE | TRUE | 1.1401 | 1.0364 | 0.51821 | 1.1401 | 1.1919 | 5.0266 | 1.1211 | 1.0338 | 0.52401 | 1.1603 | 1.2197 | 5.0589 | 0.14831 | 0.12384 | 0.074481 | 0.18065 | 0.16471 | 0.69198 | 0.026742 | 0.023081 | 0.013679 | 0.03315 | 0.031202 | 0.12785 | 1.2962 | 1.1807 | 0.61217 | 1.3741 | 1.4156 | 5.8787 | 10% | 11% | 14% | 32% | 33% | 0.50266 | 0.55293 | 0.70373 | 1.6085 | 1.6588 | 5.0266 | 0.50589 | 0.55648 | 0.70825 | 1.6189 | 1.6694 | 5.0589 | 0.069198 | 0.076118 | 0.096877 | 0.22143 | 0.22835 | 0.69198 | 0.012785 | 0.014064 | 0.017899 | 0.040913 | 0.042192 | 0.12785 | 0.58787 | 0.64666 | 0.82302 | 1.8812 | 1.94 | 5.8787 | FALSE | 0% | 0% | 0% | 0% | 0% | 0% | TRUE | 0% | 0% | 100% | 0% | 0% | FALSE | 0% | 0% | 0% | 0% | 0% | 0% | 0% | 0% | N/A | N/A
| 186 | VT Program | TRUE | Non-Labour | Substations | 100% | Replacement Expenditure | Substation | Repex | N/A | N/A | Substations - Switchbay Equipment | Substations - Safe and Reliable Network | N/A | No | 0% | Safety security & reliability | Substations (2018 onwards) | 61.12% | TRUE | 74 | 2 | 2 | 3 | 2 | FALSE | FALSE | TRUE | 1.792 | 1.6291 | 0.81457 | 1.792 | 1.8735 | 7.9013 | 1.792 | 1.6291 | 0.81457 | 1.792 | 1.8735 | 7.9013 | 0.23705 | 0.19515 | 0.11578 | 0.27901 | 0.253 | 1.08 | 0.042744 | 0.036372 | 0.021264 | 0.0512 | 0.047928 | 0.19951 | 2.0718 | 1.8607 | 0.95161 | 2.1223 | 2.1744 | 9.1808 | 10% | 11% | 14% | 32% | 33% | 0.79013 | 0.86914 | 1.1062 | 2.5284 | 2.6074 | 7.9013 | 0.79013 | 0.86914 | 1.1062 | 2.5284 | 2.6074 | 7.9013 | 0.108 | 0.1188 | 0.1512 | 0.3456 | 0.3564 | 1.08 | 0.019951 | 0.021946 | 0.027931 | 0.063843 | 0.065838 | 0.19951 | 0.91808 | 1.0099 | 1.2853 | 2.9379 | 3.0297 | 9.1808 | FALSE | 0% | 0% | 0% | 0% | 0% | 0% | TRUE | 0% | 0% | 100% | 0% | 0% | FALSE | 0% | 0% | 0% | 0% | 0% | 0% | 0% | 0% | N/A | N/A
| 187 | Disconnector | TRUE | Labour | Substations | 100% | Replacement Expenditure | Substation | Repex | N/A | N/A | Substations - Switchbay Equipment | Substations - Safe and Reliable Network | N/A | No | 0% | Safety security & reliability | Substations (2018 onwards) | 44.43% | TRUE | 75 | 1 | 1 | 3 | 1 | FALSE | FALSE | TRUE | 1.4398 | 1.3089 | 0.65445 | 1.4398 | 1.5052 | 6.3482 | 1.4159 | 1.3056 | 0.66178 | 1.4653 | 1.5403 | 6.3889 | 0.1873 | 0.1564 | 0.094062 | 0.22814 | 0.20801 | 0.8739 | 0.033772 | 0.029149 | 0.017276 | 0.041865 | 0.039405 | 0.16147 | 1.637 | 1.4911 | 0.77312 | 1.7353 | 1.7877 | 7.4243 | 10% | 11% | 14% | 32% | 33% | 0.63482 | 0.6983 | 0.88875 | 2.0314 | 2.0949 | 6.3482 | 0.63889 | 0.70278 | 0.89445 | 2.0445 | 2.1083 | 6.3889 | 0.08739 | 0.096129 | 0.12235 | 0.27965 | 0.28839 | 0.8739 | 0.016147 | 0.017761 | 0.022605 | 0.051669 | 0.053284 | 0.16147 | 0.74243 | 0.81667 | 1.0394 | 2.3758 | 2.45 | 7.4243 | FALSE | 0% | 0% | 0% | 0% | 0% | 0% | TRUE | 0% | 0% | 100% | 0% | 0% | FALSE | 0% | 0% | 0% | 0% | 0% | 0% | 0% | 0% | N/A | N/A
| 188 | Disconnector | TRUE | Non-Labour | Substations | 100% | Replacement Expenditure | Substation | Repex | N/A | N/A | Substations - Switchbay Equipment | Substations - Safe and Reliable Network | N/A | No | 0% | Safety security & reliability | Substations (2018 onwards) | 55.57% | TRUE | 75 | 2 | 2 | 3 | 2 | FALSE | FALSE | TRUE | 1.8006 | 1.6369 | 0.81847 | 1.8006 | 1.8825 | 7.9392 | 1.8006 | 1.6369 | 0.81847 | 1.8006 | 1.8825 | 7.9392 | 0.23819 | 0.19609 | 0.11633 | 0.28035 | 0.25421 | 1.0852 | 0.042949 | 0.036547 | 0.021366 | 0.051445 | 0.048157 | 0.20046 | 2.0818 | 1.8696 | 0.95617 | 2.1324 | 2.1849 | 9.2248 | 10% | 11% | 14% | 32% | 33% | 0.79392 | 0.87331 | 1.1115 | 2.5405 | 2.6199 | 7.9392 | 0.79392 | 0.87331 | 1.1115 | 2.5405 | 2.6199 | 7.9392 | 0.10852 | 0.11937 | 0.15192 | 0.34725 | 0.35811 | 1.0852 | 0.020046 | 0.022051 | 0.028065 | 0.064149 | 0.066153 | 0.20046 | 0.92248 | 1.0147 | 1.2915 | 2.9519 | 3.0442 | 9.2248 | FALSE | 0% | 0% | 0% | 0% | 0% | 0% | TRUE | 0% | 0% | 100% | 0% | 0% | FALSE | 0% | 0% | 0% | 0% | 0% | 0% | 0% | 0% | N/A | N/A
| 189 | Steelwork Program | TRUE | Labour | Substations | 100% | Replacement Expenditure | Substation | Repex | N/A | N/A | Substations - Site Establishment and supporting assets | Substations - Safe and Reliable Network | N/A | Yes | 0% | Safety security & reliability | Substations (2018 onwards) | 0% | TRUE | 76 | 1 | 1 | 3 | 1 | FALSE | FALSE | TRUE | 0 | 0 | 0 | 0 | 0 | 0 | 0 | 0 | 0 | 0 | 0 | 0 | 0 | 0 | 0 | 0 | 0 | 0 | 0 | 0 | 0 | 0 | 0 | 0 | 0 | 0 | 0 | 0 | 0 | 0 | 20% | 20% | 20% | 20% | 20% | 0 | 0 | 0 | 0 | 0 | 0 | 0 | 0 | 0 | 0 | 0 | 0 | 0 | 0 | 0 | 0 | 0 | 0 | 0 | 0 | 0 | 0 | 0 | 0 | 0 | 0 | 0 | 0 | 0 | 0 | FALSE | 0% | 0% | 0% | 0% | 0% | 0% | TRUE | 100% | 0% | 0% | 0% | 0% | FALSE | 0% | 0% | 0% | 0% | 0% | 0% | 0% | 0% | N/A | N/A
| 190 | Steelwork Program | TRUE | Non-Labour | Substations | 100% | Replacement Expenditure | Substation | Repex | N/A | N/A | Substations - Site Establishment and supporting assets | Substations - Safe and Reliable Network | N/A | Yes | 0% | Safety security & reliability | Substations (2018 onwards) | 100% | TRUE | 76 | 2 | 2 | 3 | 2 | FALSE | FALSE | TRUE | 7.3074 | 7.3074 | 7.3074 | 7.3074 | 7.3074 | 36.5371 | 7.3074 | 7.3074 | 7.3074 | 7.3074 | 7.3074 | 36.5371 | 0.96663 | 0.87535 | 1.0386 | 1.1377 | 0.98681 | 5.0051 | 0.1743 | 0.16315 | 0.19076 | 0.20878 | 0.18694 | 0.92392 | 8.4483 | 8.3459 | 8.5368 | 8.6539 | 8.4812 | 42.4662 | 20% | 20% | 20% | 20% | 20% | 7.3074 | 7.3074 | 7.3074 | 7.3074 | 7.3074 | 36.5371 | 7.3074 | 7.3074 | 7.3074 | 7.3074 | 7.3074 | 36.5371 | 1.001 | 1.001 | 1.001 | 1.001 | 1.001 | 5.0051 | 0.18478 | 0.18478 | 0.18478 | 0.18478 | 0.18478 | 0.92392 | 8.4932 | 8.4932 | 8.4932 | 8.4932 | 8.4932 | 42.4662 | FALSE | 0% | 0% | 0% | 0% | 0% | 0% | TRUE | 100% | 0% | 0% | 0% | 0% | FALSE | 0% | 0% | 0% | 0% | 0% | 0% | 0% | 0% | N/A | N/A
| 191 | Transformer refurbishment program | TRUE | Labour | Substations | 94.89% | Replacement Expenditure | Substation | Repex | N/A | N/A | Substations - Power Transformers | Substations - Safe and Reliable Network | N/A | No | 0% | Safety security & reliability | Substations (2018 onwards) | 11.72% | TRUE | 77 | 1 | 1 | 3 | 1 | FALSE | FALSE | TRUE | 0.10315 | 0.35298 | 0.38673 | 0.49808 | 0.2864 | 1.6273 | 0.10144 | 0.35209 | 0.39106 | 0.50691 | 0.29308 | 1.6446 | 0.013418 | 0.042177 | 0.055583 | 0.078923 | 0.039578 | 0.22968 | 0.0024196 | 0.0078609 | 0.010209 | 0.014483 | 0.0074975 | 0.042469 | 0.11728 | 0.40213 | 0.45685 | 0.60032 | 0.34015 | 1.9167 | 0% | 25.89% | 0% | 49.99% | 24.13% | 0 | 0.42124 | 0 | 0.81344 | 0.39267 | 1.6273 | 0 | 0.42571 | 0 | 0.82205 | 0.39682 | 1.6446 | 0 | 0.059453 | 0 | 0.11481 | 0.05542 | 0.22968 | 0 | 0.010993 | 0 | 0.021229 | 0.010248 | 0.042469 | 0 | 0.49615 | 0 | 0.95809 | 0.46249 | 1.9167 | FALSE | 0% | 0% | 0% | 0% | 0% | 0% | TRUE | 31.64% | 64.64% | 3.721% | 0% | 0% | FALSE | 0% | 0% | 0% | 0% | 0% | 0% | 0% | 0% | N/A | N/A
| 192 | Transformer refurbishment program | TRUE | Labour | Secondary Systems | 5.109% | Replacement Expenditure | Substation | Repex | N/A | N/A | Substations - Power Transformers | Substations - Safe and Reliable Network | N/A | No | 0% | Safety security & reliability | Secondary Systems (2018-23) | 11.72% | TRUE | 77 | 1 | 2 | 4 | 1 | FALSE | FALSE | TRUE | 0.0055533 | 0.019003 | 0.02082 | 0.026815 | 0.015419 | 0.087611 | 0.0054612 | 0.018955 | 0.021053 | 0.02729 | 0.015778 | 0.088539 | 0.0007224 | 0.0022707 | 0.0029924 | 0.0042489 | 0.0021307 | 0.012365 | 0.00013026 | 0.0004232 | 0.0005496 | 0.00077971 | 0.00040364 | 0.0022864 | 0.0063138 | 0.021649 | 0.024595 | 0.032319 | 0.018313 | 0.10319 | 0% | 25.89% | 0% | 49.99% | 24.13% | 0 | 0.022678 | 0 | 0.043793 | 0.02114 | 0.087611 | 0 | 0.022919 | 0 | 0.044256 | 0.021364 | 0.088539 | 0 | 0.0032008 | 0 | 0.0061808 | 0.0029836 | 0.012365 | 0 | 0.00059185 | 0 | 0.0011429 | 0.00055169 | 0.0022864 | 0 | 0.026711 | 0 | 0.05158 | 0.024899 | 0.10319 | FALSE | 0% | 0% | 0% | 0% | 0% | 0% | FALSE | 0% | 0% | 0% | 0% | 0% | TRUE | 14.05% | 81.56% | 4.395% | 0% | 0% | 0% | 0% | 0% | N/A | N/A
| 193 | Transformer refurbishment program | TRUE | Non-Labour | Substations | 94.89% | Replacement Expenditure | Substation | Repex | N/A | N/A | Substations - Power Transformers | Substations - Safe and Reliable Network | N/A | No | 0% | Safety security & reliability | Substations (2018 onwards) | 88.28% | TRUE | 77 | 2 | 3 | 3 | 2 | FALSE | FALSE | TRUE | 0.77707 | 2.6591 | 2.9133 | 3.7522 | 2.1575 | 12.2592 | 0.77707 | 2.6591 | 2.9133 | 3.7522 | 2.1575 | 12.2592 | 0.10279 | 0.31853 | 0.41409 | 0.58419 | 0.29136 | 1.711 | 0.018535 | 0.059368 | 0.076053 | 0.1072 | 0.055194 | 0.31635 | 0.89839 | 3.037 | 3.4035 | 4.4436 | 2.5041 | 14.2865 | 0% | 25.89% | 0% | 49.99% | 24.13% | 0 | 3.1733 | 0 | 6.1278 | 2.9581 | 12.2592 | 0 | 3.1733 | 0 | 6.1278 | 2.9581 | 12.2592 | 0 | 0.44289 | 0 | 0.85523 | 0.41284 | 1.711 | 0 | 0.081889 | 0 | 0.15813 | 0.076333 | 0.31635 | 0 | 3.6981 | 0 | 7.1412 | 3.4472 | 14.2865 | FALSE | 0% | 0% | 0% | 0% | 0% | 0% | TRUE | 31.64% | 64.64% | 3.721% | 0% | 0% | FALSE | 0% | 0% | 0% | 0% | 0% | 0% | 0% | 0% | N/A | N/A
| 194 | Transformer refurbishment program | TRUE | Non-Labour | Secondary Systems | 5.109% | Replacement Expenditure | Substation | Repex | N/A | N/A | Substations - Power Transformers | Substations - Safe and Reliable Network | N/A | No | 0% | Safety security & reliability | Secondary Systems (2018-23) | 88.28% | TRUE | 77 | 2 | 4 | 4 | 2 | FALSE | FALSE | TRUE | 0.041835 | 0.14316 | 0.15684 | 0.20201 | 0.11615 | 0.66 | 0.041835 | 0.14316 | 0.15684 | 0.20201 | 0.11615 | 0.66 | 0.0055339 | 0.017149 | 0.022293 | 0.031451 | 0.015686 | 0.092112 | 0.00099785 | 0.0031962 | 0.0040944 | 0.0057714 | 0.0029714 | 0.017031 | 0.048366 | 0.1635 | 0.18323 | 0.23923 | 0.13481 | 0.76914 | 0% | 25.89% | 0% | 49.99% | 24.13% | 0 | 0.17084 | 0 | 0.3299 | 0.15925 | 0.66 | 0 | 0.17084 | 0 | 0.3299 | 0.15925 | 0.66 | 0 | 0.023844 | 0 | 0.046043 | 0.022226 | 0.092112 | 0 | 0.0044086 | 0 | 0.0085132 | 0.0041095 | 0.017031 | 0 | 0.19909 | 0 | 0.38446 | 0.18559 | 0.76914 | FALSE | 0% | 0% | 0% | 0% | 0% | 0% | FALSE | 0% | 0% | 0% | 0% | 0% | TRUE | 14.05% | 81.56% | 4.395% | 0% | 0% | 0% | 0% | 0% | N/A | N/A
| 195 | Air Cored Reactors | FALSE | Labour | Substations | 100% | Replacement Expenditure | Substation | Repex | N/A | N/A | Substations - Reactive plant | Substations - Safe and Reliable Network | N/A | No | 0% | Safety security & reliability | Substations (2018 onwards) | 0% | TRUE | 78 | 1 | 1 | 3 | 1 | FALSE | FALSE | TRUE | 0 | 0 | 0 | 0 | 0 | 0 | 0 | 0 | 0 | 0 | 0 | 0 | 0 | 0 | 0 | 0 | 0 | 0 | 0 | 0 | 0 | 0 | 0 | 0 | 0 | 0 | 0 | 0 | 0 | 0 | 0% | 0% | 0% | 0% | 0% | 0 | 0 | 0 | 0 | 0 | 0 | 0 | 0 | 0 | 0 | 0 | 0 | 0 | 0 | 0 | 0 | 0 | 0 | 0 | 0 | 0 | 0 | 0 | 0 | 0 | 0 | 0 | 0 | 0 | 0 | FALSE | 0% | 0% | 0% | 0% | 0% | 0% | TRUE | 0% | 0% | 0% | 100% | 0% | FALSE | 0% | 0% | 0% | 0% | 0% | 0% | 0% | 0% | N/A | N/A
| 196 | Air Cored Reactors | FALSE | Non-Labour | Substations | 100% | Replacement Expenditure | Substation | Repex | N/A | N/A | Substations - Reactive plant | Substations - Safe and Reliable Network | N/A | No | 0% | Safety security & reliability | Substations (2018 onwards) | 100% | TRUE | 78 | 2 | 2 | 3 | 2 | FALSE | FALSE | TRUE | 0 | 0 | 0 | 0 | 0 | 0 | 0 | 0 | 0 | 0 | 0 | 0 | 0 | 0 | 0 | 0 | 0 | 0 | 0 | 0 | 0 | 0 | 0 | 0 | 0 | 0 | 0 | 0 | 0 | 0 | 0% | 0% | 0% | 0% | 0% | 0 | 0 | 0 | 0 | 0 | 0 | 0 | 0 | 0 | 0 | 0 | 0 | 0 | 0 | 0 | 0 | 0 | 0 | 0 | 0 | 0 | 0 | 0 | 0 | 0 | 0 | 0 | 0 | 0 | 0 | FALSE | 0% | 0% | 0% | 0% | 0% | 0% | TRUE | 0% | 0% | 0% | 100% | 0% | FALSE | 0% | 0% | 0% | 0% | 0% | 0% | 0% | 0% | N/A | N/A
| 197 | Capacitor Banks | TRUE | Labour | Substations | 95.21% | Replacement Expenditure | Substation | Repex | N/A | N/A | Substations - Reactive plant | Substations - Safe and Reliable Network | N/A | No | 0% | Safety security & reliability | Substations (2018 onwards) | 14.1% | TRUE | 79 | 1 | 1 | 3 | 1 | FALSE | FALSE | TRUE | 0.29485 | 0.062863 | 0.33371 | 0.40048 | 0.43355 | 1.5255 | 0.28996 | 0.062704 | 0.33745 | 0.40758 | 0.44366 | 1.5413 | 0.038355 | 0.0075113 | 0.047963 | 0.063457 | 0.059913 | 0.2172 | 0.0069161 | 0.0014 | 0.0088091 | 0.011645 | 0.01135 | 0.04012 | 0.33523 | 0.071616 | 0.39422 | 0.48268 | 0.51492 | 1.7987 | 17.28% | 0% | 21.44% | 21.51% | 39.77% | 0.26365 | 0 | 0.32704 | 0.32807 | 0.6067 | 1.5255 | 0.26639 | 0 | 0.33044 | 0.33149 | 0.61302 | 1.5413 | 0.037539 | 0 | 0.046565 | 0.046712 | 0.086384 | 0.2172 | 0.006934 | 0 | 0.0086011 | 0.0086284 | 0.015956 | 0.04012 | 0.31087 | 0 | 0.38561 | 0.38683 | 0.71536 | 1.7987 | FALSE | 0% | 0% | 0% | 0% | 0% | 0% | TRUE | 46.98% | 0% | 1.524% | 51.5% | 0% | FALSE | 0% | 0% | 0% | 0% | 0% | 0% | 0% | 0% | N/A | N/A
| 198 | Capacitor Banks | TRUE | Labour | Secondary Systems | 4.792% | Replacement Expenditure | Substation | Repex | N/A | N/A | Substations - Reactive plant | Substations - Safe and Reliable Network | N/A | No | 0% | Safety security & reliability | Secondary Systems (2018-23) | 14.1% | TRUE | 79 | 1 | 2 | 4 | 1 | FALSE | FALSE | TRUE | 0.01484 | 0.0031639 | 0.016796 | 0.020156 | 0.02182 | 0.076775 | 0.014593 | 0.0031559 | 0.016984 | 0.020513 | 0.022329 | 0.077575 | 0.0019304 | 0.00037804 | 0.002414 | 0.0031938 | 0.0030154 | 0.010932 | 0.00034808 | 7.0459e-05 | 0.00044336 | 0.00058608 | 0.00057122 | 0.0020192 | 0.016872 | 0.0036044 | 0.019841 | 0.024293 | 0.025916 | 0.090526 | 17.28% | 0% | 21.44% | 21.51% | 39.77% | 0.013269 | 0 | 0.01646 | 0.016512 | 0.030535 | 0.076775 | 0.013407 | 0 | 0.016631 | 0.016684 | 0.030853 | 0.077575 | 0.0018893 | 0 | 0.0023436 | 0.002351 | 0.0043476 | 0.010932 | 0.00034898 | 0 | 0.00043289 | 0.00043426 | 0.00080307 | 0.0020192 | 0.015646 | 0 | 0.019408 | 0.019469 | 0.036004 | 0.090526 | FALSE | 0% | 0% | 0% | 0% | 0% | 0% | FALSE | 0% | 0% | 0% | 0% | 0% | TRUE | 9.766% | 87.45% | 2.788% | 0% | 0% | 0% | 0% | 0% | N/A | N/A
| 199 | Capacitor Banks | TRUE | Non-Labour | Substations | 95.21% | Replacement Expenditure | Substation | Repex | N/A | N/A | Substations - Reactive plant | Substations - Safe and Reliable Network | N/A | No | 0% | Safety security & reliability | Substations (2018 onwards) | 85.9% | TRUE | 79 | 2 | 3 | 3 | 2 | FALSE | FALSE | TRUE | 1.7969 | 0.38311 | 2.0338 | 2.4407 | 2.6422 | 9.2967 | 1.7969 | 0.38311 | 2.0338 | 2.4407 | 2.6422 | 9.2967 | 0.2377 | 0.045893 | 0.28907 | 0.38 | 0.35681 | 1.3095 | 0.042861 | 0.0085535 | 0.053092 | 0.069732 | 0.067593 | 0.24183 | 2.0775 | 0.43756 | 2.3759 | 2.8904 | 3.0666 | 10.848 | 17.28% | 0% | 21.44% | 21.51% | 39.77% | 1.6068 | 0 | 1.9931 | 1.9994 | 3.6975 | 9.2967 | 1.6068 | 0 | 1.9931 | 1.9994 | 3.6975 | 9.2967 | 0.22632 | 0 | 0.28073 | 0.28162 | 0.5208 | 1.3095 | 0.041796 | 0 | 0.051845 | 0.05201 | 0.09618 | 0.24183 | 1.8749 | 0 | 2.3257 | 2.333 | 4.3144 | 10.848 | FALSE | 0% | 0% | 0% | 0% | 0% | 0% | TRUE | 46.98% | 0% | 1.524% | 51.5% | 0% | FALSE | 0% | 0% | 0% | 0% | 0% | 0% | 0% | 0% | N/A | N/A
| 200 | Capacitor Banks | TRUE | Non-Labour | Secondary Systems | 4.792% | Replacement Expenditure | Substation | Repex | N/A | N/A | Substations - Reactive plant | Substations - Safe and Reliable Network | N/A | No | 0% | Safety security & reliability | Secondary Systems (2018-23) | 85.9% | TRUE | 79 | 2 | 4 | 4 | 2 | FALSE | FALSE | TRUE | 0.090438 | 0.019282 | 0.10236 | 0.12284 | 0.13298 | 0.4679 | 0.090438 | 0.019282 | 0.10236 | 0.12284 | 0.13298 | 0.4679 | 0.011963 | 0.0023098 | 0.014549 | 0.019125 | 0.017958 | 0.065905 | 0.0021572 | 0.00043049 | 0.0026721 | 0.0035096 | 0.0034019 | 0.012171 | 0.10456 | 0.022022 | 0.11958 | 0.14547 | 0.15434 | 0.54598 | 17.28% | 0% | 21.44% | 21.51% | 39.77% | 0.080868 | 0 | 0.10031 | 0.10063 | 0.18609 | 0.4679 | 0.080868 | 0 | 0.10031 | 0.10063 | 0.18609 | 0.4679 | 0.011391 | 0 | 0.014129 | 0.014174 | 0.026211 | 0.065905 | 0.0021036 | 0 | 0.0026093 | 0.0026176 | 0.0048407 | 0.012171 | 0.094362 | 0 | 0.11705 | 0.11742 | 0.21714 | 0.54598 | FALSE | 0% | 0% | 0% | 0% | 0% | 0% | FALSE | 0% | 0% | 0% | 0% | 0% | TRUE | 9.766% | 87.45% | 2.788% | 0% | 0% | 0% | 0% | 0% | N/A | N/A
| 201 | Subs - Capital spares | TRUE | Labour | Substations | 100% | Replacement Expenditure | Substation | Repex | N/A | N/A | Substations - Site Establishment and supporting assets | Substations - Safe and Reliable Network | N/A | No | 0% | Safety security & reliability | Substations (2018 onwards) | 0% | TRUE | 80 | 1 | 1 | 3 | 1 | FALSE | FALSE | TRUE | 0 | 0 | 0 | 0 | 0 | 0 | 0 | 0 | 0 | 0 | 0 | 0 | 0 | 0 | 0 | 0 | 0 | 0 | 0 | 0 | 0 | 0 | 0 | 0 | 0 | 0 | 0 | 0 | 0 | 0 | 20% | 20% | 20% | 20% | 20% | 0 | 0 | 0 | 0 | 0 | 0 | 0 | 0 | 0 | 0 | 0 | 0 | 0 | 0 | 0 | 0 | 0 | 0 | 0 | 0 | 0 | 0 | 0 | 0 | 0 | 0 | 0 | 0 | 0 | 0 | FALSE | 0% | 0% | 0% | 0% | 0% | 0% | TRUE | 100% | 0% | 0% | 0% | 0% | FALSE | 0% | 0% | 0% | 0% | 0% | 0% | 0% | 0% | N/A | N/A
| 202 | Subs - Capital spares | TRUE | Non-Labour | Substations | 100% | Replacement Expenditure | Substation | Repex | N/A | N/A | Substations - Site Establishment and supporting assets | Substations - Safe and Reliable Network | N/A | No | 0% | Safety security & reliability | Substations (2018 onwards) | 100% | TRUE | 80 | 2 | 2 | 3 | 2 | FALSE | FALSE | TRUE | 1.2429 | 1.2429 | 1.2429 | 1.2429 | 1.2429 | 6.2143 | 1.2429 | 1.2429 | 1.2429 | 1.2429 | 1.2429 | 6.2143 | 0.16441 | 0.14888 | 0.17665 | 0.1935 | 0.16784 | 0.85129 | 0.029645 | 0.027748 | 0.032445 | 0.035509 | 0.031795 | 0.15714 | 1.4369 | 1.4195 | 1.452 | 1.4719 | 1.4425 | 7.2227 | 20% | 20% | 20% | 20% | 20% | 1.2429 | 1.2429 | 1.2429 | 1.2429 | 1.2429 | 6.2143 | 1.2429 | 1.2429 | 1.2429 | 1.2429 | 1.2429 | 6.2143 | 0.17026 | 0.17026 | 0.17026 | 0.17026 | 0.17026 | 0.85129 | 0.031429 | 0.031429 | 0.031429 | 0.031429 | 0.031429 | 0.15714 | 1.4445 | 1.4445 | 1.4445 | 1.4445 | 1.4445 | 7.2227 | FALSE | 0% | 0% | 0% | 0% | 0% | 0% | TRUE | 100% | 0% | 0% | 0% | 0% | FALSE | 0% | 0% | 0% | 0% | 0% | 0% | 0% | 0% | N/A | N/A
| 203 | 33kV Air core reactor switching duty | FALSE | Labour | Substations | 100% | Replacement Expenditure | Substation | Repex | N/A | N/A | Substations - Switchbay Equipment | Substations - Safe and Reliable Network | N/A | No | 0% | Safety security & reliability | Substations (2018 onwards) | 35.21% | TRUE | 81 | 1 | 1 | 3 | 1 | FALSE | FALSE | TRUE | 0 | 0 | 0 | 0 | 0 | 0 | 0 | 0 | 0 | 0 | 0 | 0 | 0 | 0 | 0 | 0 | 0 | 0 | 0 | 0 | 0 | 0 | 0 | 0 | 0 | 0 | 0 | 0 | 0 | 0 | 0% | 0% | 100% | 0% | 0% | 0 | 0 | 0 | 0 | 0 | 0 | 0 | 0 | 0 | 0 | 0 | 0 | 0 | 0 | 0 | 0 | 0 | 0 | 0 | 0 | 0 | 0 | 0 | 0 | 0 | 0 | 0 | 0 | 0 | 0 | FALSE | 0% | 0% | 0% | 0% | 0% | 0% | TRUE | 0% | 0% | 0% | 100% | 0% | FALSE | 0% | 0% | 0% | 0% | 0% | 0% | 0% | 0% | N/A | N/A
| 204 | 33kV Air core reactor switching duty | FALSE | Non-Labour | Substations | 100% | Replacement Expenditure | Substation | Repex | N/A | N/A | Substations - Switchbay Equipment | Substations - Safe and Reliable Network | N/A | No | 0% | Safety security & reliability | Substations (2018 onwards) | 64.79% | TRUE | 81 | 2 | 2 | 3 | 2 | FALSE | FALSE | TRUE | 0 | 0 | 0 | 0 | 0 | 0 | 0 | 0 | 0 | 0 | 0 | 0 | 0 | 0 | 0 | 0 | 0 | 0 | 0 | 0 | 0 | 0 | 0 | 0 | 0 | 0 | 0 | 0 | 0 | 0 | 0% | 0% | 100% | 0% | 0% | 0 | 0 | 0 | 0 | 0 | 0 | 0 | 0 | 0 | 0 | 0 | 0 | 0 | 0 | 0 | 0 | 0 | 0 | 0 | 0 | 0 | 0 | 0 | 0 | 0 | 0 | 0 | 0 | 0 | 0 | FALSE | 0% | 0% | 0% | 0% | 0% | 0% | TRUE | 0% | 0% | 0% | 100% | 0% | FALSE | 0% | 0% | 0% | 0% | 0% | 0% | 0% | 0% | N/A | N/A
| 205 | Reactor Renewal program | FALSE | Labour | Substations | 100% | Replacement Expenditure | Substation | Repex | N/A | N/A | Substations - Reactive plant | Substations - Safe and Reliable Network | N/A | No | 0% | Safety security & reliability | Substations (2018 onwards) | 13.88% | TRUE | 82 | 1 | 1 | 3 | 1 | FALSE | FALSE | TRUE | 0 | 0 | 0 | 0 | 0 | 0 | 0 | 0 | 0 | 0 | 0 | 0 | 0 | 0 | 0 | 0 | 0 | 0 | 0 | 0 | 0 | 0 | 0 | 0 | 0 | 0 | 0 | 0 | 0 | 0 | 0% | 0% | 0% | 0% | 0% | 0 | 0 | 0 | 0 | 0 | 0 | 0 | 0 | 0 | 0 | 0 | 0 | 0 | 0 | 0 | 0 | 0 | 0 | 0 | 0 | 0 | 0 | 0 | 0 | 0 | 0 | 0 | 0 | 0 | 0 | FALSE | 0% | 0% | 0% | 0% | 0% | 0% | TRUE | 0% | 0% | 0% | 100% | 0% | FALSE | 0% | 0% | 0% | 0% | 0% | 0% | 0% | 0% | N/A | N/A
| 206 | Reactor Renewal program | FALSE | Non-Labour | Substations | 100% | Replacement Expenditure | Substation | Repex | N/A | N/A | Substations - Reactive plant | Substations - Safe and Reliable Network | N/A | No | 0% | Safety security & reliability | Substations (2018 onwards) | 86.12% | TRUE | 82 | 2 | 2 | 3 | 2 | FALSE | FALSE | TRUE | 0 | 0 | 0 | 0 | 0 | 0 | 0 | 0 | 0 | 0 | 0 | 0 | 0 | 0 | 0 | 0 | 0 | 0 | 0 | 0 | 0 | 0 | 0 | 0 | 0 | 0 | 0 | 0 | 0 | 0 | 0% | 0% | 0% | 0% | 0% | 0 | 0 | 0 | 0 | 0 | 0 | 0 | 0 | 0 | 0 | 0 | 0 | 0 | 0 | 0 | 0 | 0 | 0 | 0 | 0 | 0 | 0 | 0 | 0 | 0 | 0 | 0 | 0 | 0 | 0 | FALSE | 0% | 0% | 0% | 0% | 0% | 0% | TRUE | 0% | 0% | 0% | 100% | 0% | FALSE | 0% | 0% | 0% | 0% | 0% | 0% | 0% | 0% | N/A | N/A
| 207 | Molong No1 Transformer Renewal | TRUE | Labour | Substations | 89.29% | Replacement Expenditure | Substation | Repex | N/A | N/A | Substations - Power Transformers | Substations - Safe and Reliable Network | N/A | No | 0% | Safety security & reliability | Substations (2018 onwards) | 15.34% | TRUE | 83 | 1 | 1 | 3 | 1 | FALSE | FALSE | TRUE | 0.007863 | 0.042895 | 0.2679 | 0 | 0 | 0.31866 | 0.0077325 | 0.042787 | 0.2709 | 0 | 0 | 0.32142 | 0.0010229 | 0.0051254 | 0.038505 | 0 | 0 | 0.044653 | 0.00018444 | 0.00095527 | 0.0070719 | 0 | 0 | 0.0082116 | 0.0089397 | 0.048868 | 0.31648 | 0 | 0 | 0.37429 | 0% | 0% | 100% | 0% | 0% | 0 | 0 | 0.31866 | 0 | 0 | 0.31866 | 0 | 0 | 0.32142 | 0 | 0 | 0.32142 | 0 | 0 | 0.044653 | 0 | 0 | 0.044653 | 0 | 0 | 0.0082116 | 0 | 0 | 0.0082116 | 0 | 0 | 0.37429 | 0 | 0 | 0.37429 | FALSE | 0% | 0% | 0% | 0% | 0% | 0% | TRUE | 27.4% | 59.34% | 13.25% | 0% | 0% | FALSE | 0% | 0% | 0% | 0% | 0% | 0% | 0% | 0% | N/A | N/A
| 208 | Molong No1 Transformer Renewal | TRUE | Labour | Secondary Systems | 10.71% | Replacement Expenditure | Substation | Repex | N/A | N/A | Substations - Power Transformers | Substations - Safe and Reliable Network | N/A | No | 0% | Safety security & reliability | Secondary Systems (2018-23) | 15.34% | TRUE | 83 | 1 | 2 | 4 | 1 | FALSE | FALSE | TRUE | 0.00094326 | 0.0051458 | 0.032138 | 0 | 0 | 0.038227 | 0.0009276 | 0.0051328 | 0.032498 | 0 | 0 | 0.038559 | 0.0001227 | 0.00061486 | 0.0046191 | 0 | 0 | 0.0053567 | 2.2125e-05 | 0.0001146 | 0.00084836 | 0 | 0 | 0.00098509 | 0.0010724 | 0.0058623 | 0.037966 | 0 | 0 | 0.0449 | 0% | 0% | 100% | 0% | 0% | 0 | 0 | 0.038227 | 0 | 0 | 0.038227 | 0 | 0 | 0.038559 | 0 | 0 | 0.038559 | 0 | 0 | 0.0053567 | 0 | 0 | 0.0053567 | 0 | 0 | 0.00098509 | 0 | 0 | 0.00098509 | 0 | 0 | 0.0449 | 0 | 0 | 0.0449 | FALSE | 0% | 0% | 0% | 0% | 0% | 0% | FALSE | 0% | 0% | 0% | 0% | 0% | TRUE | 14.7% | 72.69% | 12.61% | 0% | 0% | 0% | 0% | 0% | N/A | N/A
| 209 | Molong No1 Transformer Renewal | TRUE | Non-Labour | Substations | 89.29% | Replacement Expenditure | Substation | Repex | N/A | N/A | Substations - Power Transformers | Substations - Safe and Reliable Network | N/A | No | 0% | Safety security & reliability | Substations (2018 onwards) | 84.66% | TRUE | 83 | 2 | 3 | 3 | 2 | FALSE | FALSE | TRUE | 0.043404 | 0.23678 | 1.4788 | 0 | 0 | 1.759 | 0.043404 | 0.23678 | 1.4788 | 0 | 0 | 1.759 | 0.0057415 | 0.028364 | 0.21019 | 0 | 0 | 0.2443 | 0.0010353 | 0.0052865 | 0.038605 | 0 | 0 | 0.044927 | 0.050181 | 0.27044 | 1.7276 | 0 | 0 | 2.0483 | 0% | 0% | 100% | 0% | 0% | 0 | 0 | 1.759 | 0 | 0 | 1.759 | 0 | 0 | 1.759 | 0 | 0 | 1.759 | 0 | 0 | 0.2443 | 0 | 0 | 0.2443 | 0 | 0 | 0.044927 | 0 | 0 | 0.044927 | 0 | 0 | 2.0483 | 0 | 0 | 2.0483 | FALSE | 0% | 0% | 0% | 0% | 0% | 0% | TRUE | 27.4% | 59.34% | 13.25% | 0% | 0% | FALSE | 0% | 0% | 0% | 0% | 0% | 0% | 0% | 0% | N/A | N/A
| 210 | Molong No1 Transformer Renewal | TRUE | Non-Labour | Secondary Systems | 10.71% | Replacement Expenditure | Substation | Repex | N/A | N/A | Substations - Power Transformers | Substations - Safe and Reliable Network | N/A | No | 0% | Safety security & reliability | Secondary Systems (2018-23) | 84.66% | TRUE | 83 | 2 | 4 | 4 | 2 | FALSE | FALSE | TRUE | 0.0052069 | 0.028405 | 0.17741 | 0 | 0 | 0.21102 | 0.0052069 | 0.028405 | 0.17741 | 0 | 0 | 0.21102 | 0.00068877 | 0.0034027 | 0.025216 | 0 | 0 | 0.029307 | 0.0001242 | 0.00063418 | 0.0046312 | 0 | 0 | 0.0053896 | 0.0060198 | 0.032442 | 0.20725 | 0 | 0 | 0.24571 | 0% | 0% | 100% | 0% | 0% | 0 | 0 | 0.21102 | 0 | 0 | 0.21102 | 0 | 0 | 0.21102 | 0 | 0 | 0.21102 | 0 | 0 | 0.029307 | 0 | 0 | 0.029307 | 0 | 0 | 0.0053896 | 0 | 0 | 0.0053896 | 0 | 0 | 0.24571 | 0 | 0 | 0.24571 | FALSE | 0% | 0% | 0% | 0% | 0% | 0% | FALSE | 0% | 0% | 0% | 0% | 0% | TRUE | 14.7% | 72.69% | 12.61% | 0% | 0% | 0% | 0% | 0% | N/A | N/A
| 211 | Yass No3 Transformer Renewal | TRUE | Labour | Substations | 93.37% | Replacement Expenditure | Substation | Repex | N/A | N/A | Substations - Power Transformers | Substations - Safe and Reliable Network | N/A | No | 0% | Safety security & reliability | Substations (2018 onwards) | 14.68% | TRUE | 84 | 1 | 1 | 3 | 1 | FALSE | FALSE | TRUE | 0 | 0 | 0.019825 | 0.1841 | 0.0059863 | 0.20991 | 0 | 0 | 0.020047 | 0.18736 | 0.0061258 | 0.21353 | 0 | 0 | 0.0028493 | 0.029171 | 0.00082725 | 0.032847 | 0 | 0 | 0.00052332 | 0.005353 | 0.00015671 | 0.0060331 | 0 | 0 | 0.023419 | 0.22188 | 0.0071098 | 0.25241 | 0% | 0% | 0% | 0% | 100% | 0 | 0 | 0 | 0 | 0.20991 | 0.20991 | 0 | 0 | 0 | 0 | 0.21353 | 0.21353 | 0 | 0 | 0 | 0 | 0.032847 | 0.032847 | 0 | 0 | 0 | 0 | 0.0060331 | 0.0060331 | 0 | 0 | 0 | 0 | 0.25241 | 0.25241 | FALSE | 0% | 0% | 0% | 0% | 0% | 0% | TRUE | 24.65% | 75.35% | 0% | 0% | 0% | FALSE | 0% | 0% | 0% | 0% | 0% | 0% | 0% | 0% | N/A | N/A
| 212 | Yass No3 Transformer Renewal | TRUE | Labour | Secondary Systems | 6.629% | Replacement Expenditure | Substation | Repex | N/A | N/A | Substations - Power Transformers | Substations - Safe and Reliable Network | N/A | No | 0% | Safety security & reliability | Secondary Systems (2018-23) | 14.68% | TRUE | 84 | 1 | 2 | 4 | 1 | FALSE | FALSE | TRUE | 0 | 0 | 0.0014074 | 0.01307 | 0.00042499 | 0.014902 | 0 | 0 | 0.0014232 | 0.013302 | 0.0004349 | 0.01516 | 0 | 0 | 0.00020229 | 0.002071 | 5.873e-05 | 0.002332 | 0 | 0 | 3.7153e-05 | 0.00038003 | 1.1126e-05 | 0.00042831 | 0 | 0 | 0.0016626 | 0.015752 | 0.00050475 | 0.01792 | 0% | 0% | 0% | 0% | 100% | 0 | 0 | 0 | 0 | 0.014902 | 0.014902 | 0 | 0 | 0 | 0 | 0.01516 | 0.01516 | 0 | 0 | 0 | 0 | 0.002332 | 0.002332 | 0 | 0 | 0 | 0 | 0.00042831 | 0.00042831 | 0 | 0 | 0 | 0 | 0.01792 | 0.01792 | FALSE | 0% | 0% | 0% | 0% | 0% | 0% | FALSE | 0% | 0% | 0% | 0% | 0% | TRUE | 37.3% | 61% | 1.701% | 0% | 0% | 0% | 0% | 0% | N/A | N/A
| 213 | Yass No3 Transformer Renewal | TRUE | Non-Labour | Substations | 93.37% | Replacement Expenditure | Substation | Repex | N/A | N/A | Substations - Power Transformers | Substations - Safe and Reliable Network | N/A | No | 0% | Safety security & reliability | Substations (2018 onwards) | 85.32% | TRUE | 84 | 2 | 3 | 3 | 2 | FALSE | FALSE | TRUE | 0 | 0 | 0.11523 | 1.0701 | 0.034796 | 1.2201 | 0 | 0 | 0.11523 | 1.0701 | 0.034796 | 1.2201 | 0 | 0 | 0.016379 | 0.16661 | 0.004699 | 0.18769 | 0 | 0 | 0.0030082 | 0.030574 | 0.00089016 | 0.034472 | 0 | 0 | 0.13462 | 1.2673 | 0.040386 | 1.4423 | 0% | 0% | 0% | 0% | 100% | 0 | 0 | 0 | 0 | 1.2201 | 1.2201 | 0 | 0 | 0 | 0 | 1.2201 | 1.2201 | 0 | 0 | 0 | 0 | 0.18769 | 0.18769 | 0 | 0 | 0 | 0 | 0.034472 | 0.034472 | 0 | 0 | 0 | 0 | 1.4423 | 1.4423 | FALSE | 0% | 0% | 0% | 0% | 0% | 0% | TRUE | 24.65% | 75.35% | 0% | 0% | 0% | FALSE | 0% | 0% | 0% | 0% | 0% | 0% | 0% | 0% | N/A | N/A
| 214 | Yass No3 Transformer Renewal | TRUE | Non-Labour | Secondary Systems | 6.629% | Replacement Expenditure | Substation | Repex | N/A | N/A | Substations - Power Transformers | Substations - Safe and Reliable Network | N/A | No | 0% | Safety security & reliability | Secondary Systems (2018-23) | 85.32% | TRUE | 84 | 2 | 4 | 4 | 2 | FALSE | FALSE | TRUE | 0 | 0 | 0.008181 | 0.075971 | 0.0024703 | 0.086622 | 0 | 0 | 0.008181 | 0.075971 | 0.0024703 | 0.086622 | 0 | 0 | 0.0011628 | 0.011828 | 0.0003336 | 0.013325 | 0 | 0 | 0.00021356 | 0.0021705 | 6.3196e-05 | 0.0024473 | 0 | 0 | 0.0095574 | 0.08997 | 0.0028671 | 0.10239 | 0% | 0% | 0% | 0% | 100% | 0 | 0 | 0 | 0 | 0.086622 | 0.086622 | 0 | 0 | 0 | 0 | 0.086622 | 0.086622 | 0 | 0 | 0 | 0 | 0.013325 | 0.013325 | 0 | 0 | 0 | 0 | 0.0024473 | 0.0024473 | 0 | 0 | 0 | 0 | 0.10239 | 0.10239 | FALSE | 0% | 0% | 0% | 0% | 0% | 0% | FALSE | 0% | 0% | 0% | 0% | 0% | TRUE | 37.3% | 61% | 1.701% | 0% | 0% | 0% | 0% | 0% | N/A | N/A
| 215 | Substation Noise Compliance | FALSE | Labour | Substations | 100% | Replacement Expenditure | Substation | Repex | N/A | N/A | Substations - Site Establishment and supporting assets | Substations - Compliance | N/A | No | 0% | Safety security & reliability | Substations (2018 onwards) | 0% | TRUE | 85 | 1 | 1 | 3 | 1 | FALSE | FALSE | TRUE | 0 | 0 | 0 | 0 | 0 | 0 | 0 | 0 | 0 | 0 | 0 | 0 | 0 | 0 | 0 | 0 | 0 | 0 | 0 | 0 | 0 | 0 | 0 | 0 | 0 | 0 | 0 | 0 | 0 | 0 | 0% | 0% | 0% | 0% | 0% | 0 | 0 | 0 | 0 | 0 | 0 | 0 | 0 | 0 | 0 | 0 | 0 | 0 | 0 | 0 | 0 | 0 | 0 | 0 | 0 | 0 | 0 | 0 | 0 | 0 | 0 | 0 | 0 | 0 | 0 | FALSE | 0% | 0% | 0% | 0% | 0% | 0% | TRUE | 100% | 0% | 0% | 0% | 0% | FALSE | 0% | 0% | 0% | 0% | 0% | 0% | 0% | 0% | N/A | N/A
| 216 | Substation Noise Compliance | FALSE | Non-Labour | Substations | 100% | Replacement Expenditure | Substation | Repex | N/A | N/A | Substations - Site Establishment and supporting assets | Substations - Compliance | N/A | No | 0% | Safety security & reliability | Substations (2018 onwards) | 100% | TRUE | 85 | 2 | 2 | 3 | 2 | FALSE | FALSE | TRUE | 0 | 0 | 0 | 0 | 0 | 0 | 0 | 0 | 0 | 0 | 0 | 0 | 0 | 0 | 0 | 0 | 0 | 0 | 0 | 0 | 0 | 0 | 0 | 0 | 0 | 0 | 0 | 0 | 0 | 0 | 0% | 0% | 0% | 0% | 0% | 0 | 0 | 0 | 0 | 0 | 0 | 0 | 0 | 0 | 0 | 0 | 0 | 0 | 0 | 0 | 0 | 0 | 0 | 0 | 0 | 0 | 0 | 0 | 0 | 0 | 0 | 0 | 0 | 0 | 0 | FALSE | 0% | 0% | 0% | 0% | 0% | 0% | TRUE | 100% | 0% | 0% | 0% | 0% | FALSE | 0% | 0% | 0% | 0% | 0% | 0% | 0% | 0% | N/A | N/A
| 217 | Conductor Replacement | TRUE | Labour | Transmission Lines | 100% | Replacement Expenditure | Transmission Lines | Repex | N/A | N/A | TL - Overhead conductors | TL - Safe and Reliable Network | N/A | No | 0% | Safety security & reliability | Transmission Lines (2018 onwards) | 13.21% | TRUE | 86 | 1 | 1 | 1 | 1 | FALSE | FALSE | TRUE | 0 | 0.053901 | 2.8037 | 1.33 | 0.12406 | 4.3116 | 0 | 0.053765 | 2.8351 | 1.3536 | 0.12695 | 4.3694 | 0 | 0.0064405 | 0.40296 | 0.21074 | 0.017144 | 0.63729 | 0 | 0.0012004 | 0.074009 | 0.038673 | 0.0032476 | 0.11713 | 0 | 0.061406 | 3.312 | 1.603 | 0.14734 | 5.1238 | 0% | 0% | 20.81% | 47.14% | 30.65% | 0 | 0 | 0.89704 | 2.0325 | 1.3213 | 4.2509 | 0 | 0 | 0.90905 | 2.0597 | 1.339 | 4.3078 | 0 | 0 | 0.13259 | 0.30042 | 0.1953 | 0.62831 | 0 | 0 | 0.024369 | 0.055216 | 0.035895 | 0.11548 | 0 | 0 | 1.066 | 2.4154 | 1.5702 | 5.0516 | TRUE | 0% | 4.074% | 22.02% | 73.9% | 0% | 0% | FALSE | 0% | 0% | 0% | 0% | 0% | FALSE | 0% | 0% | 0% | 0% | 0% | 0% | 0% | 0% | N/A | N/A
| 218 | Conductor Replacement | TRUE | Non-Labour | Transmission Lines | 100% | Replacement Expenditure | Transmission Lines | Repex | N/A | N/A | TL - Overhead conductors | TL - Safe and Reliable Network | N/A | No | 0% | Safety security & reliability | Transmission Lines (2018 onwards) | 86.79% | TRUE | 86 | 2 | 2 | 1 | 2 | FALSE | FALSE | TRUE | 0 | 0.35425 | 18.4265 | 8.7411 | 0.81534 | 28.3372 | 0 | 0.35425 | 18.4265 | 8.7411 | 0.81534 | 28.3372 | 0 | 0.042436 | 2.619 | 1.3609 | 0.11011 | 4.1325 | 0 | 0.0079091 | 0.48102 | 0.24974 | 0.020858 | 0.75953 | 0 | 0.4046 | 21.5265 | 10.3518 | 0.9463 | 33.2293 | 0% | 0% | 20.81% | 47.14% | 30.65% | 0 | 0 | 5.8956 | 13.3583 | 8.6841 | 27.9379 | 0 | 0 | 5.8956 | 13.3583 | 8.6841 | 27.9379 | 0 | 0 | 0.85977 | 1.9481 | 1.2664 | 4.0743 | 0 | 0 | 0.15802 | 0.35805 | 0.23276 | 0.74883 | 0 | 0 | 6.9134 | 15.6644 | 10.1833 | 32.761 | TRUE | 0% | 4.074% | 22.02% | 73.9% | 0% | 0% | FALSE | 0% | 0% | 0% | 0% | 0% | FALSE | 0% | 0% | 0% | 0% | 0% | 0% | 0% | 0% | N/A | N/A
| 219 | Earthwire Capacity Replacement | FALSE | Labour | Transmission Lines | 100% | Replacement Expenditure | Transmission Lines | Repex | N/A | N/A | TL - Overhead conductors | TL - Safe and Reliable Network | N/A | No | 0% | Safety security & reliability | Transmission Lines (2018 onwards) | 0% | TRUE | 87 | 1 | 1 | 1 | 1 | FALSE | FALSE | TRUE | 0 | 0 | 0 | 0 | 0 | 0 | 0 | 0 | 0 | 0 | 0 | 0 | 0 | 0 | 0 | 0 | 0 | 0 | 0 | 0 | 0 | 0 | 0 | 0 | 0 | 0 | 0 | 0 | 0 | 0 | 0% | 0% | 0% | 0% | 0% | 0 | 0 | 0 | 0 | 0 | 0 | 0 | 0 | 0 | 0 | 0 | 0 | 0 | 0 | 0 | 0 | 0 | 0 | 0 | 0 | 0 | 0 | 0 | 0 | 0 | 0 | 0 | 0 | 0 | 0 | TRUE | 0% | 0% | 0% | 100% | 0% | 0% | FALSE | 0% | 0% | 0% | 0% | 0% | FALSE | 0% | 0% | 0% | 0% | 0% | 0% | 0% | 0% | N/A | N/A
| 220 | Earthwire Capacity Replacement | FALSE | Non-Labour | Transmission Lines | 100% | Replacement Expenditure | Transmission Lines | Repex | N/A | N/A | TL - Overhead conductors | TL - Safe and Reliable Network | N/A | No | 0% | Safety security & reliability | Transmission Lines (2018 onwards) | 100% | TRUE | 87 | 2 | 2 | 1 | 2 | FALSE | FALSE | TRUE | 0 | 0 | 0 | 0 | 0 | 0 | 0 | 0 | 0 | 0 | 0 | 0 | 0 | 0 | 0 | 0 | 0 | 0 | 0 | 0 | 0 | 0 | 0 | 0 | 0 | 0 | 0 | 0 | 0 | 0 | 0% | 0% | 0% | 0% | 0% | 0 | 0 | 0 | 0 | 0 | 0 | 0 | 0 | 0 | 0 | 0 | 0 | 0 | 0 | 0 | 0 | 0 | 0 | 0 | 0 | 0 | 0 | 0 | 0 | 0 | 0 | 0 | 0 | 0 | 0 | TRUE | 0% | 0% | 0% | 100% | 0% | 0% | FALSE | 0% | 0% | 0% | 0% | 0% | FALSE | 0% | 0% | 0% | 0% | 0% | 0% | 0% | 0% | N/A | N/A
| 221 | Low Spans - Main grid | TRUE | Labour | Transmission Lines | 100% | Replacement Expenditure | Transmission Lines | Repex | N/A | N/A | TL - Transmission towers | TL - Compliance | N/A | No | 0% | Safety security & reliability | Transmission Lines (2018 onwards) | 8.3% | TRUE | 88 | 1 | 1 | 1 | 1 | FALSE | FALSE | TRUE | 0 | 0.014834 | 0.75031 | 0.23377 | 0 | 0.99891 | 0 | 0.014796 | 0.75871 | 0.23791 | 0 | 1.0114 | 0 | 0.0017725 | 0.10784 | 0.037042 | 0 | 0.14665 | 0 | 0.00033035 | 0.019806 | 0.0067974 | 0 | 0.026934 | 0 | 0.016899 | 0.88635 | 0.28175 | 0 | 1.185 | 0% | 0% | 22.77% | 77.23% | 0% | 0 | 0 | 0.22744 | 0.77147 | 0 | 0.99891 | 0 | 0 | 0.23029 | 0.78113 | 0 | 1.0114 | 0 | 0 | 0.033392 | 0.11326 | 0 | 0.14665 | 0 | 0 | 0.0061326 | 0.020801 | 0 | 0.026934 | 0 | 0 | 0.26982 | 0.91519 | 0 | 1.185 | TRUE | 0% | 37.92% | 60.8% | 1.281% | 0% | 0% | FALSE | 0% | 0% | 0% | 0% | 0% | FALSE | 0% | 0% | 0% | 0% | 0% | 0% | 0% | 0% | N/A | N/A
| 222 | Low Spans - Main grid | TRUE | Non-Labour | Transmission Lines | 100% | Replacement Expenditure | Transmission Lines | Repex | N/A | N/A | TL - Transmission towers | TL - Compliance | N/A | No | 0% | Safety security & reliability | Transmission Lines (2018 onwards) | 91.7% | TRUE | 88 | 2 | 2 | 1 | 2 | FALSE | FALSE | TRUE | 0 | 0.16388 | 8.2893 | 2.5827 | 0 | 11.0359 | 0 | 0.16388 | 8.2893 | 2.5827 | 0 | 11.0359 | 0 | 0.019631 | 1.1782 | 0.4021 | 0 | 1.5999 | 0 | 0.0036589 | 0.21639 | 0.073789 | 0 | 0.29384 | 0 | 0.18717 | 9.6839 | 3.0586 | 0 | 12.9296 | 0% | 0% | 22.77% | 77.23% | 0% | 0 | 0 | 2.5128 | 8.5231 | 0 | 11.0359 | 0 | 0 | 2.5128 | 8.5231 | 0 | 11.0359 | 0 | 0 | 0.36429 | 1.2356 | 0 | 1.5999 | 0 | 0 | 0.066905 | 0.22693 | 0 | 0.29384 | 0 | 0 | 2.944 | 9.9857 | 0 | 12.9296 | TRUE | 0% | 37.92% | 60.8% | 1.281% | 0% | 0% | FALSE | 0% | 0% | 0% | 0% | 0% | FALSE | 0% | 0% | 0% | 0% | 0% | 0% | 0% | 0% | N/A | N/A
| 223 | Low Spans -132kV TL | TRUE | Labour | Transmission Lines | 100% | Replacement Expenditure | Transmission Lines | Repex | N/A | N/A | TL - Insulators | TL - Change in generation mix | N/A | No | 0% | Energy transition | Transmission Lines (2018 onwards) | 12.93% | TRUE | 89 | 1 | 1 | 1 | 1 | FALSE | FALSE | TRUE | 0.0055328 | 0.22935 | 0.08185 | 0 | 0 | 0.31674 | 0.005441 | 0.22877 | 0.082766 | 0 | 0 | 0.31698 | 0.00071974 | 0.027405 | 0.011764 | 0 | 0 | 0.039888 | 0.00012978 | 0.0051077 | 0.0021606 | 0 | 0 | 0.0073981 | 0.0062905 | 0.26129 | 0.096691 | 0 | 0 | 0.36427 | 0% | 73.5% | 26.5% | 0% | 0% | 0 | 0.2328 | 0.083937 | 0 | 0 | 0.31674 | 0 | 0.23298 | 0.084002 | 0 | 0 | 0.31698 | 0 | 0.029318 | 0.010571 | 0 | 0 | 0.039888 | 0 | 0.0054375 | 0.0019605 | 0 | 0 | 0.0073981 | 0 | 0.26774 | 0.096533 | 0 | 0 | 0.36427 | TRUE | 0% | 60.88% | 38.11% | 1.017% | 0% | 0% | FALSE | 0% | 0% | 0% | 0% | 0% | FALSE | 0% | 0% | 0% | 0% | 0% | 0% | 0% | 0% | N/A | N/A
| 224 | Low Spans -132kV TL | TRUE | Non-Labour | Transmission Lines | 100% | Replacement Expenditure | Transmission Lines | Repex | N/A | N/A | TL - Insulators | TL - Change in generation mix | N/A | No | 0% | Energy transition | Transmission Lines (2018 onwards) | 87.07% | TRUE | 89 | 2 | 2 | 1 | 2 | FALSE | FALSE | TRUE | 0.037271 | 1.545 | 0.55137 | 0 | 0 | 2.1336 | 0.037271 | 1.545 | 0.55137 | 0 | 0 | 2.1336 | 0.0049302 | 0.18508 | 0.078369 | 0 | 0 | 0.26837 | 0.000889 | 0.034494 | 0.014394 | 0 | 0 | 0.049777 | 0.04309 | 1.7646 | 0.64413 | 0 | 0 | 2.4518 | 0% | 73.5% | 26.5% | 0% | 0% | 0 | 1.5682 | 0.56543 | 0 | 0 | 2.1336 | 0 | 1.5682 | 0.56543 | 0 | 0 | 2.1336 | 0 | 0.19725 | 0.071121 | 0 | 0 | 0.26837 | 0 | 0.036586 | 0.013191 | 0 | 0 | 0.049777 | 0 | 1.8021 | 0.64974 | 0 | 0 | 2.4518 | TRUE | 0% | 60.88% | 38.11% | 1.017% | 0% | 0% | FALSE | 0% | 0% | 0% | 0% | 0% | FALSE | 0% | 0% | 0% | 0% | 0% | 0% | 0% | 0% | N/A | N/A
| 225 | Various lines- Insulator condition | FALSE | Labour | Transmission Lines | 100% | Replacement Expenditure | Transmission Lines | Repex | N/A | N/A | TL - Insulators | TL - Safe and Reliable Network | N/A | No | 0% | Safety security & reliability | Transmission Lines (2018 onwards) | 24.51% | TRUE | 90 | 1 | 1 | 1 | 1 | FALSE | FALSE | TRUE | 0 | 0 | 0 | 0 | 0 | 0 | 0 | 0 | 0 | 0 | 0 | 0 | 0 | 0 | 0 | 0 | 0 | 0 | 0 | 0 | 0 | 0 | 0 | 0 | 0 | 0 | 0 | 0 | 0 | 0 | 35.91% | 0% | 0% | 0% | 63.29% | 0 | 0 | 0 | 0 | 0 | 0 | 0 | 0 | 0 | 0 | 0 | 0 | 0 | 0 | 0 | 0 | 0 | 0 | 0 | 0 | 0 | 0 | 0 | 0 | 0 | 0 | 0 | 0 | 0 | 0 | TRUE | 0% | 0% | 86.28% | 13.72% | 0% | 0% | FALSE | 0% | 0% | 0% | 0% | 0% | FALSE | 0% | 0% | 0% | 0% | 0% | 0% | 0% | 0% | N/A | N/A
| 226 | Various lines- Insulator condition | FALSE | Non-Labour | Transmission Lines | 100% | Replacement Expenditure | Transmission Lines | Repex | N/A | N/A | TL - Insulators | TL - Safe and Reliable Network | N/A | No | 0% | Safety security & reliability | Transmission Lines (2018 onwards) | 75.49% | TRUE | 90 | 2 | 2 | 1 | 2 | FALSE | FALSE | TRUE | 0 | 0 | 0 | 0 | 0 | 0 | 0 | 0 | 0 | 0 | 0 | 0 | 0 | 0 | 0 | 0 | 0 | 0 | 0 | 0 | 0 | 0 | 0 | 0 | 0 | 0 | 0 | 0 | 0 | 0 | 35.91% | 0% | 0% | 0% | 63.29% | 0 | 0 | 0 | 0 | 0 | 0 | 0 | 0 | 0 | 0 | 0 | 0 | 0 | 0 | 0 | 0 | 0 | 0 | 0 | 0 | 0 | 0 | 0 | 0 | 0 | 0 | 0 | 0 | 0 | 0 | TRUE | 0% | 0% | 86.28% | 13.72% | 0% | 0% | FALSE | 0% | 0% | 0% | 0% | 0% | FALSE | 0% | 0% | 0% | 0% | 0% | 0% | 0% | 0% | N/A | N/A
| 227 | Asbestos (Carryover from RP2) | TRUE | Labour | Transmission Lines | 100% | Replacement Expenditure | Transmission Lines | Repex | N/A | N/A | TL - Transmission towers | TL - Compliance | N/A | No | 0% | Safety security & reliability | Transmission Lines (2018 onwards) | 18.37% | TRUE | 91 | 1 | 1 | 1 | 1 | FALSE | FALSE | TRUE | 1.2759 | 1.2671 | 1.2671 | 0.023025 | 0.026673 | 3.8598 | 1.2547 | 1.2639 | 1.2813 | 0.023433 | 0.027295 | 3.8506 | 0.16598 | 0.1514 | 0.18212 | 0.0036483 | 0.003686 | 0.50683 | 0.029928 | 0.028218 | 0.033448 | 0.00066949 | 0.00069826 | 0.092962 | 1.4506 | 1.4435 | 1.4968 | 0.027751 | 0.03168 | 4.4504 | 20% | 20% | 20% | 20% | 20% | 0.77196 | 0.77196 | 0.77196 | 0.77196 | 0.77196 | 3.8598 | 0.77013 | 0.77013 | 0.77013 | 0.77013 | 0.77013 | 3.8506 | 0.10137 | 0.10137 | 0.10137 | 0.10137 | 0.10137 | 0.50683 | 0.018592 | 0.018592 | 0.018592 | 0.018592 | 0.018592 | 0.092962 | 0.89009 | 0.89009 | 0.89009 | 0.89009 | 0.89009 | 4.4504 | TRUE | 0% | 100% | 0% | 0% | 0% | 0% | FALSE | 0% | 0% | 0% | 0% | 0% | FALSE | 0% | 0% | 0% | 0% | 0% | 0% | 0% | 0% | N/A | N/A
| 228 | Asbestos (Carryover from RP2) | TRUE | Non-Labour | Transmission Lines | 100% | Replacement Expenditure | Transmission Lines | Repex | N/A | N/A | TL - Transmission towers | TL - Compliance | N/A | No | 0% | Safety security & reliability | Transmission Lines (2018 onwards) | 81.63% | TRUE | 91 | 2 | 2 | 1 | 2 | FALSE | FALSE | TRUE | 5.6678 | 5.6287 | 5.6287 | 0.10228 | 0.11849 | 17.146 | 5.6678 | 5.6287 | 5.6287 | 0.10228 | 0.11849 | 17.146 | 0.74974 | 0.67426 | 0.80003 | 0.015924 | 0.016001 | 2.256 | 0.13519 | 0.12567 | 0.14694 | 0.0029222 | 0.0030312 | 0.41375 | 6.5528 | 6.4286 | 6.5757 | 0.12113 | 0.13752 | 19.8157 | 20% | 20% | 20% | 20% | 20% | 3.4292 | 3.4292 | 3.4292 | 3.4292 | 3.4292 | 17.146 | 3.4292 | 3.4292 | 3.4292 | 3.4292 | 3.4292 | 17.146 | 0.45119 | 0.45119 | 0.45119 | 0.45119 | 0.45119 | 2.256 | 0.08275 | 0.08275 | 0.08275 | 0.08275 | 0.08275 | 0.41375 | 3.9631 | 3.9631 | 3.9631 | 3.9631 | 3.9631 | 19.8157 | TRUE | 0% | 100% | 0% | 0% | 0% | 0% | FALSE | 0% | 0% | 0% | 0% | 0% | FALSE | 0% | 0% | 0% | 0% | 0% | 0% | 0% | 0% | N/A | N/A
| 229 | Public Safety Enhancements - Climbing deterrents, signage, aerial marker balls, earthing | TRUE | Labour | Transmission Lines | 100% | Replacement Expenditure | Transmission Lines | Repex | N/A | N/A | TL - Transmission towers | TL - Compliance | N/A | No | 0% | Safety security & reliability | Transmission Lines (2018 onwards) | 15.29% | TRUE | 92 | 1 | 1 | 1 | 1 | FALSE | FALSE | TRUE | 1.0313 | 0 | 0 | 0 | 0 | 1.0313 | 1.0142 | 0 | 0 | 0 | 0 | 1.0142 | 0.13416 | 0 | 0 | 0 | 0 | 0.13416 | 0.024192 | 0 | 0 | 0 | 0 | 0.024192 | 1.1726 | 0 | 0 | 0 | 0 | 1.1726 | 37.01% | 17.59% | 22.7% | 22.7% | 0% | 0.38175 | 0.18143 | 0.23408 | 0.23408 | 0 | 1.0313 | 0.37541 | 0.17842 | 0.2302 | 0.2302 | 0 | 1.0142 | 0.049659 | 0.023601 | 0.030451 | 0.030451 | 0 | 0.13416 | 0.0089544 | 0.0042557 | 0.0054908 | 0.0054908 | 0 | 0.024192 | 0.43402 | 0.20627 | 0.26614 | 0.26614 | 0 | 1.1726 | TRUE | 0% | 100% | 0% | 0% | 0% | 0% | FALSE | 0% | 0% | 0% | 0% | 0% | FALSE | 0% | 0% | 0% | 0% | 0% | 0% | 0% | 0% | N/A | N/A
| 230 | Public Safety Enhancements - Climbing deterrents, signage, aerial marker balls, earthing | TRUE | Non-Labour | Transmission Lines | 100% | Replacement Expenditure | Transmission Lines | Repex | N/A | N/A | TL - Transmission towers | TL - Compliance | N/A | No | 0% | Safety security & reliability | Transmission Lines (2018 onwards) | 84.71% | TRUE | 92 | 2 | 2 | 1 | 2 | FALSE | FALSE | TRUE | 5.7123 | 0 | 0 | 0 | 0 | 5.7123 | 5.7123 | 0 | 0 | 0 | 0 | 5.7123 | 0.75562 | 0 | 0 | 0 | 0 | 0.75562 | 0.13625 | 0 | 0 | 0 | 0 | 0.13625 | 6.6041 | 0 | 0 | 0 | 0 | 6.6041 | 37.01% | 17.59% | 22.7% | 22.7% | 0% | 2.1144 | 1.0049 | 1.2965 | 1.2965 | 0 | 5.7123 | 2.1144 | 1.0049 | 1.2965 | 1.2965 | 0 | 5.7123 | 0.27969 | 0.13293 | 0.1715 | 0.1715 | 0 | 0.75562 | 0.050432 | 0.023969 | 0.030925 | 0.030925 | 0 | 0.13625 | 2.4445 | 1.1618 | 1.4989 | 1.4989 | 0 | 6.6041 | TRUE | 0% | 100% | 0% | 0% | 0% | 0% | FALSE | 0% | 0% | 0% | 0% | 0% | FALSE | 0% | 0% | 0% | 0% | 0% | 0% | 0% | 0% | N/A | N/A
| 231 | Underground Cable Capital Spares RP3 | TRUE | Labour | Underground Cables | 100% | Replacement Expenditure | Transmission Lines | Repex | N/A | N/A | TL - Underground cables | TL - Safe and Reliable Network | N/A | No | 0% | Safety security & reliability | Underground Cables (2018 onwards) | 0% | TRUE | 93 | 1 | 1 | 2 | 1 | FALSE | FALSE | TRUE | 0 | 0 | 0 | 0 | 0 | 0 | 0 | 0 | 0 | 0 | 0 | 0 | 0 | 0 | 0 | 0 | 0 | 0 | 0 | 0 | 0 | 0 | 0 | 0 | 0 | 0 | 0 | 0 | 0 | 0 | 0% | 0% | 0% | 0% | 100% | 0 | 0 | 0 | 0 | 0 | 0 | 0 | 0 | 0 | 0 | 0 | 0 | 0 | 0 | 0 | 0 | 0 | 0 | 0 | 0 | 0 | 0 | 0 | 0 | 0 | 0 | 0 | 0 | 0 | 0 | TRUE | 0% | 0% | 0% | 0% | 100% | 0% | FALSE | 0% | 0% | 0% | 0% | 0% | FALSE | 0% | 0% | 0% | 0% | 0% | 0% | 0% | 0% | N/A | N/A
| 232 | Underground Cable Capital Spares RP3 | TRUE | Non-Labour | Underground Cables | 100% | Replacement Expenditure | Transmission Lines | Repex | N/A | N/A | TL - Underground cables | TL - Safe and Reliable Network | N/A | No | 0% | Safety security & reliability | Underground Cables (2018 onwards) | 100% | TRUE | 93 | 2 | 2 | 2 | 2 | FALSE | FALSE | TRUE | 0.61728 | 0.61559 | 0.61559 | 0.61559 | 0.61559 | 3.0797 | 0.61728 | 0.61559 | 0.61559 | 0.61559 | 0.61559 | 3.0797 | 0.081654 | 0.073742 | 0.087497 | 0.095844 | 0.083131 | 0.42187 | 0.014724 | 0.013744 | 0.01607 | 0.017588 | 0.015748 | 0.077874 | 0.71366 | 0.70308 | 0.71916 | 0.72903 | 0.71447 | 3.5794 | 0% | 0% | 0% | 0% | 100% | 0 | 0 | 0 | 0 | 3.0797 | 3.0797 | 0 | 0 | 0 | 0 | 3.0797 | 3.0797 | 0 | 0 | 0 | 0 | 0.42187 | 0.42187 | 0 | 0 | 0 | 0 | 0.077874 | 0.077874 | 0 | 0 | 0 | 0 | 3.5794 | 3.5794 | TRUE | 0% | 0% | 0% | 0% | 100% | 0% | FALSE | 0% | 0% | 0% | 0% | 0% | FALSE | 0% | 0% | 0% | 0% | 0% | 0% | 0% | 0% | N/A | N/A
| 233 | Cable Monitoring Systems Renewal RP3 | TRUE | Labour | Underground Cables | 100% | Replacement Expenditure | Transmission Lines | Repex | N/A | N/A | TL - Underground cables | TL - Safe and Reliable Network | N/A | No | 0% | Safety security & reliability | Underground Cables (2018 onwards) | 27.17% | TRUE | 94 | 1 | 1 | 2 | 1 | FALSE | FALSE | TRUE | 0.33049 | 0.66581 | 0.0078323 | 0 | 0 | 1.0041 | 0.32501 | 0.66413 | 0.00792 | 0 | 0 | 0.99706 | 0.042992 | 0.079556 | 0.0011257 | 0 | 0 | 0.12367 | 0.0077521 | 0.014828 | 0.00020675 | 0 | 0 | 0.022786 | 0.37575 | 0.75852 | 0.0092524 | 0 | 0 | 1.1435 | 0% | 0% | 100% | 0% | 0% | 0 | 0 | 1.0041 | 0 | 0 | 1.0041 | 0 | 0 | 0.99706 | 0 | 0 | 0.99706 | 0 | 0 | 0.12367 | 0 | 0 | 0.12367 | 0 | 0 | 0.022786 | 0 | 0 | 0.022786 | 0 | 0 | 1.1435 | 0 | 0 | 1.1435 | TRUE | 0% | 0% | 0% | 0% | 100% | 0% | FALSE | 0% | 0% | 0% | 0% | 0% | FALSE | 0% | 0% | 0% | 0% | 0% | 0% | 0% | 0% | N/A | N/A
| 234 | Cable Monitoring Systems Renewal RP3 | TRUE | Non-Labour | Underground Cables | 100% | Replacement Expenditure | Transmission Lines | Repex | N/A | N/A | TL - Underground cables | TL - Safe and Reliable Network | N/A | No | 0% | Safety security & reliability | Underground Cables (2018 onwards) | 72.83% | TRUE | 94 | 2 | 2 | 2 | 2 | FALSE | FALSE | TRUE | 0.8858 | 1.7846 | 0.020993 | 0 | 0 | 2.6914 | 0.8858 | 1.7846 | 0.020993 | 0 | 0 | 2.6914 | 0.11717 | 0.21377 | 0.0029838 | 0 | 0 | 0.33393 | 0.021128 | 0.039843 | 0.00054801 | 0 | 0 | 0.061519 | 1.0241 | 2.0382 | 0.024524 | 0 | 0 | 3.0868 | 0% | 0% | 100% | 0% | 0% | 0 | 0 | 2.6914 | 0 | 0 | 2.6914 | 0 | 0 | 2.6914 | 0 | 0 | 2.6914 | 0 | 0 | 0.33393 | 0 | 0 | 0.33393 | 0 | 0 | 0.061519 | 0 | 0 | 0.061519 | 0 | 0 | 3.0868 | 0 | 0 | 3.0868 | TRUE | 0% | 0% | 0% | 0% | 100% | 0% | FALSE | 0% | 0% | 0% | 0% | 0% | FALSE | 0% | 0% | 0% | 0% | 0% | 0% | 0% | 0% | N/A | N/A
| 235 | TL Digital Twin Programme | FALSE | Labour | Secondary Systems | 100% | Replacement Expenditure | Digital Infrastructure | Repex | N/A | N/A | DI - Protection systems | DI - Safe and Reliable Network | N/A | No | 0% | Safety security & reliability | Secondary Systems (2018-23) | 0% | TRUE | 95 | 1 | 1 | 4 | 1 | FALSE | FALSE | TRUE | 0 | 0 | 0 | 0 | 0 | 0 | 0 | 0 | 0 | 0 | 0 | 0 | 0 | 0 | 0 | 0 | 0 | 0 | 0 | 0 | 0 | 0 | 0 | 0 | 0 | 0 | 0 | 0 | 0 | 0 | 0% | 0% | 0% | 0% | 0% | 0 | 0 | 0 | 0 | 0 | 0 | 0 | 0 | 0 | 0 | 0 | 0 | 0 | 0 | 0 | 0 | 0 | 0 | 0 | 0 | 0 | 0 | 0 | 0 | 0 | 0 | 0 | 0 | 0 | 0 | FALSE | 0% | 0% | 0% | 0% | 0% | 0% | FALSE | 0% | 0% | 0% | 0% | 0% | TRUE | 100% | 0% | 0% | 0% | 0% | 0% | 0% | 0% | N/A | N/A
| 236 | TL Digital Twin Programme | FALSE | Non-Labour | Secondary Systems | 100% | Replacement Expenditure | Digital Infrastructure | Repex | N/A | N/A | DI - Protection systems | DI - Safe and Reliable Network | N/A | No | 0% | Safety security & reliability | Secondary Systems (2018-23) | 100% | TRUE | 95 | 2 | 2 | 4 | 2 | FALSE | FALSE | TRUE | 0 | 0 | 0 | 0 | 0 | 0 | 0 | 0 | 0 | 0 | 0 | 0 | 0 | 0 | 0 | 0 | 0 | 0 | 0 | 0 | 0 | 0 | 0 | 0 | 0 | 0 | 0 | 0 | 0 | 0 | 0% | 0% | 0% | 0% | 0% | 0 | 0 | 0 | 0 | 0 | 0 | 0 | 0 | 0 | 0 | 0 | 0 | 0 | 0 | 0 | 0 | 0 | 0 | 0 | 0 | 0 | 0 | 0 | 0 | 0 | 0 | 0 | 0 | 0 | 0 | FALSE | 0% | 0% | 0% | 0% | 0% | 0% | FALSE | 0% | 0% | 0% | 0% | 0% | TRUE | 100% | 0% | 0% | 0% | 0% | 0% | 0% | 0% | N/A | N/A
| 237 | Lower Tumut Secondary Systems Renewal | TRUE | Labour | Secondary Systems | 92.34% | Replacement Expenditure | Digital Infrastructure | Repex | N/A | N/A | DI - Protection systems | DI - Safe and Reliable Network | N/A | No | 0% | Safety security & reliability | Secondary Systems (2018-23) | 19.75% | TRUE | 96 | 1 | 1 | 4 | 1 | FALSE | FALSE | TRUE | 0 | 0 | 0 | 0 | 0 | 0 | 0 | 0 | 0 | 0 | 0 | 0 | 0 | 0 | 0 | 0 | 0 | 0 | 0 | 0 | 0 | 0 | 0 | 0 | 0 | 0 | 0 | 0 | 0 | 0 | 0% | 0% | 0% | 100% | 0% | 0 | 0 | 0 | 0 | 0 | 0 | 0 | 0 | 0 | 0 | 0 | 0 | 0 | 0 | 0 | 0 | 0 | 0 | 0 | 0 | 0 | 0 | 0 | 0 | 0 | 0 | 0 | 0 | 0 | 0 | FALSE | 0% | 0% | 0% | 0% | 0% | 0% | FALSE | 0% | 0% | 0% | 0% | 0% | TRUE | 57.89% | 23.92% | 10.53% | 0% | 0% | 0% | 7.656% | 0% | N/A | N/A
| 238 | Lower Tumut Secondary Systems Renewal | TRUE | Labour | Business IT | 7.656% | Replacement Expenditure | Digital Infrastructure | Repex | N/A | N/A | DI - Protection systems | DI - Safe and Reliable Network | N/A | No | 0% | Safety security & reliability | Business IT (2018 onwards) | 19.75% | TRUE | 96 | 1 | 2 | 6 | 1 | FALSE | FALSE | TRUE | 0 | 0 | 0 | 0 | 0 | 0 | 0 | 0 | 0 | 0 | 0 | 0 | 0 | 0 | 0 | 0 | 0 | 0 | 0 | 0 | 0 | 0 | 0 | 0 | 0 | 0 | 0 | 0 | 0 | 0 | 0% | 0% | 0% | 100% | 0% | 0 | 0 | 0 | 0 | 0 | 0 | 0 | 0 | 0 | 0 | 0 | 0 | 0 | 0 | 0 | 0 | 0 | 0 | 0 | 0 | 0 | 0 | 0 | 0 | 0 | 0 | 0 | 0 | 0 | 0 | FALSE | 0% | 0% | 0% | 0% | 0% | 0% | FALSE | 0% | 0% | 0% | 0% | 0% | TRUE | 57.89% | 23.92% | 10.53% | 0% | 0% | 0% | 7.656% | 0% | N/A | N/A
| 239 | Lower Tumut Secondary Systems Renewal | TRUE | Non-Labour | Secondary Systems | 92.34% | Replacement Expenditure | Digital Infrastructure | Repex | N/A | N/A | DI - Protection systems | DI - Safe and Reliable Network | N/A | No | 0% | Safety security & reliability | Secondary Systems (2018-23) | 80.25% | TRUE | 96 | 2 | 3 | 4 | 2 | FALSE | FALSE | TRUE | 0 | 0 | 0 | 0 | 0 | 0 | 0 | 0 | 0 | 0 | 0 | 0 | 0 | 0 | 0 | 0 | 0 | 0 | 0 | 0 | 0 | 0 | 0 | 0 | 0 | 0 | 0 | 0 | 0 | 0 | 0% | 0% | 0% | 100% | 0% | 0 | 0 | 0 | 0 | 0 | 0 | 0 | 0 | 0 | 0 | 0 | 0 | 0 | 0 | 0 | 0 | 0 | 0 | 0 | 0 | 0 | 0 | 0 | 0 | 0 | 0 | 0 | 0 | 0 | 0 | FALSE | 0% | 0% | 0% | 0% | 0% | 0% | FALSE | 0% | 0% | 0% | 0% | 0% | TRUE | 57.89% | 23.92% | 10.53% | 0% | 0% | 0% | 7.656% | 0% | N/A | N/A
| 240 | Lower Tumut Secondary Systems Renewal | TRUE | Non-Labour | Business IT | 7.656% | Replacement Expenditure | Digital Infrastructure | Repex | N/A | N/A | DI - Protection systems | DI - Safe and Reliable Network | N/A | No | 0% | Safety security & reliability | Business IT (2018 onwards) | 80.25% | TRUE | 96 | 2 | 4 | 6 | 2 | FALSE | FALSE | TRUE | 0 | 0 | 0 | 0 | 0 | 0 | 0 | 0 | 0 | 0 | 0 | 0 | 0 | 0 | 0 | 0 | 0 | 0 | 0 | 0 | 0 | 0 | 0 | 0 | 0 | 0 | 0 | 0 | 0 | 0 | 0% | 0% | 0% | 100% | 0% | 0 | 0 | 0 | 0 | 0 | 0 | 0 | 0 | 0 | 0 | 0 | 0 | 0 | 0 | 0 | 0 | 0 | 0 | 0 | 0 | 0 | 0 | 0 | 0 | 0 | 0 | 0 | 0 | 0 | 0 | FALSE | 0% | 0% | 0% | 0% | 0% | 0% | FALSE | 0% | 0% | 0% | 0% | 0% | TRUE | 57.89% | 23.92% | 10.53% | 0% | 0% | 0% | 7.656% | 0% | N/A | N/A
| 241 | Tenterfield Secondary Systems Renewal | TRUE | Labour | Secondary Systems | 95.66% | Replacement Expenditure | Digital Infrastructure | Repex | N/A | N/A | DI - Protection systems | DI - Safe and Reliable Network | N/A | No | 0% | Safety security & reliability | Secondary Systems (2018-23) | 20.94% | TRUE | 97 | 1 | 1 | 4 | 1 | FALSE | FALSE | TRUE | 0.092836 | 0.084396 | 0.042198 | 0.092836 | 0.097056 | 0.40932 | 0.091295 | 0.084183 | 0.042671 | 0.094482 | 0.099319 | 0.41195 | 0.012077 | 0.010084 | 0.006065 | 0.01471 | 0.013412 | 0.056348 | 0.0021776 | 0.0018795 | 0.0011139 | 0.0026994 | 0.0025408 | 0.010411 | 0.10555 | 0.096147 | 0.04985 | 0.11189 | 0.11527 | 0.47871 | 10% | 11% | 14% | 32% | 33% | 0.040932 | 0.045025 | 0.057305 | 0.13098 | 0.13508 | 0.40932 | 0.041195 | 0.045314 | 0.057673 | 0.13182 | 0.13594 | 0.41195 | 0.0056348 | 0.0061983 | 0.0078887 | 0.018031 | 0.018595 | 0.056348 | 0.0010411 | 0.0011452 | 0.0014576 | 0.0033316 | 0.0034357 | 0.010411 | 0.047871 | 0.052658 | 0.067019 | 0.15319 | 0.15797 | 0.47871 | FALSE | 0% | 0% | 0% | 0% | 0% | 0% | FALSE | 0% | 0% | 0% | 0% | 0% | TRUE | 47.71% | 42.17% | 5.783% | 0% | 0% | 0% | 4.337% | 0% | N/A | N/A
| 242 | Tenterfield Secondary Systems Renewal | TRUE | Labour | Business IT | 4.337% | Replacement Expenditure | Digital Infrastructure | Repex | N/A | N/A | DI - Protection systems | DI - Safe and Reliable Network | N/A | No | 0% | Safety security & reliability | Business IT (2018 onwards) | 20.94% | TRUE | 97 | 1 | 2 | 6 | 1 | FALSE | FALSE | TRUE | 0.0042092 | 0.0038265 | 0.0019133 | 0.0042092 | 0.0044005 | 0.018559 | 0.0041393 | 0.0038169 | 0.0019347 | 0.0042838 | 0.0045031 | 0.018678 | 0.00054755 | 0.00045722 | 0.00027499 | 0.00066696 | 0.00060811 | 0.0025548 | 9.8732e-05 | 8.5217e-05 | 5.0505e-05 | 0.00012239 | 0.0001152 | 0.00047204 | 0.0047856 | 0.0043593 | 0.0022602 | 0.0050731 | 0.0052264 | 0.021705 | 10% | 11% | 14% | 32% | 33% | 0.0018559 | 0.0020415 | 0.0025982 | 0.0059388 | 0.0061244 | 0.018559 | 0.0018678 | 0.0020546 | 0.0026149 | 0.0059769 | 0.0061637 | 0.018678 | 0.00025548 | 0.00028103 | 0.00035768 | 0.00081754 | 0.00084309 | 0.0025548 | 4.7204e-05 | 5.1925e-05 | 6.6086e-05 | 0.00015105 | 0.00015577 | 0.00047204 | 0.0021705 | 0.0023875 | 0.0030387 | 0.0069455 | 0.0071625 | 0.021705 | FALSE | 0% | 0% | 0% | 0% | 0% | 0% | FALSE | 0% | 0% | 0% | 0% | 0% | TRUE | 47.71% | 42.17% | 5.783% | 0% | 0% | 0% | 4.337% | 0% | N/A | N/A
| 243 | Tenterfield Secondary Systems Renewal | TRUE | Non-Labour | Secondary Systems | 95.66% | Replacement Expenditure | Digital Infrastructure | Repex | N/A | N/A | DI - Protection systems | DI - Safe and Reliable Network | N/A | No | 0% | Safety security & reliability | Secondary Systems (2018-23) | 79.06% | TRUE | 97 | 2 | 3 | 4 | 2 | FALSE | FALSE | TRUE | 0.35053 | 0.31867 | 0.15933 | 0.35053 | 0.36647 | 1.5455 | 0.35053 | 0.31867 | 0.15933 | 0.35053 | 0.36647 | 1.5455 | 0.046369 | 0.038173 | 0.022647 | 0.054575 | 0.049488 | 0.21125 | 0.008361 | 0.0071146 | 0.0041594 | 0.010015 | 0.0093749 | 0.039025 | 0.40526 | 0.36395 | 0.18614 | 0.41512 | 0.42533 | 1.7958 | 10% | 11% | 14% | 32% | 33% | 0.15455 | 0.17001 | 0.21637 | 0.49457 | 0.51002 | 1.5455 | 0.15455 | 0.17001 | 0.21637 | 0.49457 | 0.51002 | 1.5455 | 0.021125 | 0.023238 | 0.029575 | 0.067601 | 0.069713 | 0.21125 | 0.0039025 | 0.0042927 | 0.0054635 | 0.012488 | 0.012878 | 0.039025 | 0.17958 | 0.19754 | 0.25141 | 0.57466 | 0.59262 | 1.7958 | FALSE | 0% | 0% | 0% | 0% | 0% | 0% | FALSE | 0% | 0% | 0% | 0% | 0% | TRUE | 47.71% | 42.17% | 5.783% | 0% | 0% | 0% | 4.337% | 0% | N/A | N/A
| 244 | Tenterfield Secondary Systems Renewal | TRUE | Non-Labour | Business IT | 4.337% | Replacement Expenditure | Digital Infrastructure | Repex | N/A | N/A | DI - Protection systems | DI - Safe and Reliable Network | N/A | No | 0% | Safety security & reliability | Business IT (2018 onwards) | 79.06% | TRUE | 97 | 2 | 4 | 6 | 2 | FALSE | FALSE | TRUE | 0.015893 | 0.014448 | 0.0072242 | 0.015893 | 0.016616 | 0.070074 | 0.015893 | 0.014448 | 0.0072242 | 0.015893 | 0.016616 | 0.070074 | 0.0021024 | 0.0017308 | 0.0010268 | 0.0024745 | 0.0022438 | 0.0095782 | 0.00037909 | 0.00032258 | 0.00018859 | 0.00045408 | 0.00042506 | 0.0017694 | 0.018375 | 0.016502 | 0.0084396 | 0.018822 | 0.019284 | 0.081422 | 10% | 11% | 14% | 32% | 33% | 0.0070074 | 0.0077082 | 0.0098104 | 0.022424 | 0.023125 | 0.070074 | 0.0070074 | 0.0077082 | 0.0098104 | 0.022424 | 0.023125 | 0.070074 | 0.00095782 | 0.0010536 | 0.0013409 | 0.003065 | 0.0031608 | 0.0095782 | 0.00017694 | 0.00019463 | 0.00024771 | 0.0005662 | 0.0005839 | 0.0017694 | 0.0081422 | 0.0089564 | 0.011399 | 0.026055 | 0.026869 | 0.081422 | FALSE | 0% | 0% | 0% | 0% | 0% | 0% | FALSE | 0% | 0% | 0% | 0% | 0% | TRUE | 47.71% | 42.17% | 5.783% | 0% | 0% | 0% | 4.337% | 0% | N/A | N/A
| 245 | YSN Secondary Systems Renewal | FALSE | Labour | Secondary Systems | 96.34% | Replacement Expenditure | Digital Infrastructure | Repex | N/A | N/A | DI - Protection systems | DI - Safe and Reliable Network | N/A | No | 0% | Safety security & reliability | Secondary Systems (2018-23) | 0% | TRUE | 98 | 1 | 1 | 4 | 1 | FALSE | FALSE | TRUE | 0 | 0 | 0 | 0 | 0 | 0 | 0 | 0 | 0 | 0 | 0 | 0 | 0 | 0 | 0 | 0 | 0 | 0 | 0 | 0 | 0 | 0 | 0 | 0 | 0 | 0 | 0 | 0 | 0 | 0 | 0% | 0% | 0% | 0% | 0% | 0 | 0 | 0 | 0 | 0 | 0 | 0 | 0 | 0 | 0 | 0 | 0 | 0 | 0 | 0 | 0 | 0 | 0 | 0 | 0 | 0 | 0 | 0 | 0 | 0 | 0 | 0 | 0 | 0 | 0 | FALSE | 0% | 0% | 0% | 0% | 0% | 0% | FALSE | 0% | 0% | 0% | 0% | 0% | TRUE | 64.47% | 27.47% | 4.396% | 0% | 0% | 0% | 3.663% | 0% | N/A | N/A
| 246 | YSN Secondary Systems Renewal | FALSE | Labour | Business IT | 3.663% | Replacement Expenditure | Digital Infrastructure | Repex | N/A | N/A | DI - Protection systems | DI - Safe and Reliable Network | N/A | No | 0% | Safety security & reliability | Business IT (2018 onwards) | 0% | TRUE | 98 | 1 | 2 | 6 | 1 | FALSE | FALSE | TRUE | 0 | 0 | 0 | 0 | 0 | 0 | 0 | 0 | 0 | 0 | 0 | 0 | 0 | 0 | 0 | 0 | 0 | 0 | 0 | 0 | 0 | 0 | 0 | 0 | 0 | 0 | 0 | 0 | 0 | 0 | 0% | 0% | 0% | 0% | 0% | 0 | 0 | 0 | 0 | 0 | 0 | 0 | 0 | 0 | 0 | 0 | 0 | 0 | 0 | 0 | 0 | 0 | 0 | 0 | 0 | 0 | 0 | 0 | 0 | 0 | 0 | 0 | 0 | 0 | 0 | FALSE | 0% | 0% | 0% | 0% | 0% | 0% | FALSE | 0% | 0% | 0% | 0% | 0% | TRUE | 64.47% | 27.47% | 4.396% | 0% | 0% | 0% | 3.663% | 0% | N/A | N/A
| 247 | YSN Secondary Systems Renewal | FALSE | Non-Labour | Secondary Systems | 96.34% | Replacement Expenditure | Digital Infrastructure | Repex | N/A | N/A | DI - Protection systems | DI - Safe and Reliable Network | N/A | No | 0% | Safety security & reliability | Secondary Systems (2018-23) | 100% | TRUE | 98 | 2 | 3 | 4 | 2 | FALSE | FALSE | TRUE | 0 | 0 | 0 | 0 | 0 | 0 | 0 | 0 | 0 | 0 | 0 | 0 | 0 | 0 | 0 | 0 | 0 | 0 | 0 | 0 | 0 | 0 | 0 | 0 | 0 | 0 | 0 | 0 | 0 | 0 | 0% | 0% | 0% | 0% | 0% | 0 | 0 | 0 | 0 | 0 | 0 | 0 | 0 | 0 | 0 | 0 | 0 | 0 | 0 | 0 | 0 | 0 | 0 | 0 | 0 | 0 | 0 | 0 | 0 | 0 | 0 | 0 | 0 | 0 | 0 | FALSE | 0% | 0% | 0% | 0% | 0% | 0% | FALSE | 0% | 0% | 0% | 0% | 0% | TRUE | 64.47% | 27.47% | 4.396% | 0% | 0% | 0% | 3.663% | 0% | N/A | N/A
| 248 | YSN Secondary Systems Renewal | FALSE | Non-Labour | Business IT | 3.663% | Replacement Expenditure | Digital Infrastructure | Repex | N/A | N/A | DI - Protection systems | DI - Safe and Reliable Network | N/A | No | 0% | Safety security & reliability | Business IT (2018 onwards) | 100% | TRUE | 98 | 2 | 4 | 6 | 2 | FALSE | FALSE | TRUE | 0 | 0 | 0 | 0 | 0 | 0 | 0 | 0 | 0 | 0 | 0 | 0 | 0 | 0 | 0 | 0 | 0 | 0 | 0 | 0 | 0 | 0 | 0 | 0 | 0 | 0 | 0 | 0 | 0 | 0 | 0% | 0% | 0% | 0% | 0% | 0 | 0 | 0 | 0 | 0 | 0 | 0 | 0 | 0 | 0 | 0 | 0 | 0 | 0 | 0 | 0 | 0 | 0 | 0 | 0 | 0 | 0 | 0 | 0 | 0 | 0 | 0 | 0 | 0 | 0 | FALSE | 0% | 0% | 0% | 0% | 0% | 0% | FALSE | 0% | 0% | 0% | 0% | 0% | TRUE | 64.47% | 27.47% | 4.396% | 0% | 0% | 0% | 3.663% | 0% | N/A | N/A
| 249 | ER0 Secondary Systems Renewal | TRUE | Labour | Secondary Systems | 91.66% | Replacement Expenditure | Digital Infrastructure | Repex | N/A | N/A | DI - Protection systems | DI - Safe and Reliable Network | N/A | No | 0% | Safety security & reliability | Secondary Systems (2018-23) | 21.88% | TRUE | 99 | 1 | 1 | 4 | 1 | FALSE | FALSE | TRUE | 0 | 0 | 0 | 0 | 0 | 0 | 0 | 0 | 0 | 0 | 0 | 0 | 0 | 0 | 0 | 0 | 0 | 0 | 0 | 0 | 0 | 0 | 0 | 0 | 0 | 0 | 0 | 0 | 0 | 0 | 10% | 11% | 14% | 32% | 33% | 0 | 0 | 0 | 0 | 0 | 0 | 0 | 0 | 0 | 0 | 0 | 0 | 0 | 0 | 0 | 0 | 0 | 0 | 0 | 0 | 0 | 0 | 0 | 0 | 0 | 0 | 0 | 0 | 0 | 0 | FALSE | 0% | 0% | 0% | 0% | 0% | 0% | FALSE | 0% | 0% | 0% | 0% | 0% | TRUE | 48.44% | 37.66% | 5.562% | 0% | 0% | 0% | 8.343% | 0% | N/A | N/A
| 250 | ER0 Secondary Systems Renewal | TRUE | Labour | Business IT | 8.343% | Replacement Expenditure | Digital Infrastructure | Repex | N/A | N/A | DI - Protection systems | DI - Safe and Reliable Network | N/A | No | 0% | Safety security & reliability | Business IT (2018 onwards) | 21.88% | TRUE | 99 | 1 | 2 | 6 | 1 | FALSE | FALSE | TRUE | 0 | 0 | 0 | 0 | 0 | 0 | 0 | 0 | 0 | 0 | 0 | 0 | 0 | 0 | 0 | 0 | 0 | 0 | 0 | 0 | 0 | 0 | 0 | 0 | 0 | 0 | 0 | 0 | 0 | 0 | 10% | 11% | 14% | 32% | 33% | 0 | 0 | 0 | 0 | 0 | 0 | 0 | 0 | 0 | 0 | 0 | 0 | 0 | 0 | 0 | 0 | 0 | 0 | 0 | 0 | 0 | 0 | 0 | 0 | 0 | 0 | 0 | 0 | 0 | 0 | FALSE | 0% | 0% | 0% | 0% | 0% | 0% | FALSE | 0% | 0% | 0% | 0% | 0% | TRUE | 48.44% | 37.66% | 5.562% | 0% | 0% | 0% | 8.343% | 0% | N/A | N/A
| 251 | ER0 Secondary Systems Renewal | TRUE | Non-Labour | Secondary Systems | 91.66% | Replacement Expenditure | Digital Infrastructure | Repex | N/A | N/A | DI - Protection systems | DI - Safe and Reliable Network | N/A | No | 0% | Safety security & reliability | Secondary Systems (2018-23) | 78.12% | TRUE | 99 | 2 | 3 | 4 | 2 | FALSE | FALSE | TRUE | 0 | 0 | 0 | 0 | 0 | 0 | 0 | 0 | 0 | 0 | 0 | 0 | 0 | 0 | 0 | 0 | 0 | 0 | 0 | 0 | 0 | 0 | 0 | 0 | 0 | 0 | 0 | 0 | 0 | 0 | 10% | 11% | 14% | 32% | 33% | 0 | 0 | 0 | 0 | 0 | 0 | 0 | 0 | 0 | 0 | 0 | 0 | 0 | 0 | 0 | 0 | 0 | 0 | 0 | 0 | 0 | 0 | 0 | 0 | 0 | 0 | 0 | 0 | 0 | 0 | FALSE | 0% | 0% | 0% | 0% | 0% | 0% | FALSE | 0% | 0% | 0% | 0% | 0% | TRUE | 48.44% | 37.66% | 5.562% | 0% | 0% | 0% | 8.343% | 0% | N/A | N/A
| 252 | ER0 Secondary Systems Renewal | TRUE | Non-Labour | Business IT | 8.343% | Replacement Expenditure | Digital Infrastructure | Repex | N/A | N/A | DI - Protection systems | DI - Safe and Reliable Network | N/A | No | 0% | Safety security & reliability | Business IT (2018 onwards) | 78.12% | TRUE | 99 | 2 | 4 | 6 | 2 | FALSE | FALSE | TRUE | 0 | 0 | 0 | 0 | 0 | 0 | 0 | 0 | 0 | 0 | 0 | 0 | 0 | 0 | 0 | 0 | 0 | 0 | 0 | 0 | 0 | 0 | 0 | 0 | 0 | 0 | 0 | 0 | 0 | 0 | 10% | 11% | 14% | 32% | 33% | 0 | 0 | 0 | 0 | 0 | 0 | 0 | 0 | 0 | 0 | 0 | 0 | 0 | 0 | 0 | 0 | 0 | 0 | 0 | 0 | 0 | 0 | 0 | 0 | 0 | 0 | 0 | 0 | 0 | 0 | FALSE | 0% | 0% | 0% | 0% | 0% | 0% | FALSE | 0% | 0% | 0% | 0% | 0% | TRUE | 48.44% | 37.66% | 5.562% | 0% | 0% | 0% | 8.343% | 0% | N/A | N/A
| 253 | BER Secondary Systems Renewal | TRUE | Labour | Secondary Systems | 97.35% | Replacement Expenditure | Digital Infrastructure | Repex | N/A | N/A | DI - Protection systems | DI - Safe and Reliable Network | N/A | No | 0% | Safety security & reliability | Secondary Systems (2018-23) | 21.97% | TRUE | 100 | 1 | 1 | 4 | 1 | FALSE | FALSE | TRUE | 0.10351 | 0.094096 | 0.047048 | 0.10351 | 0.10821 | 0.45637 | 0.10179 | 0.093859 | 0.047575 | 0.10534 | 0.11073 | 0.4593 | 0.013465 | 0.011243 | 0.0067621 | 0.016401 | 0.014954 | 0.062824 | 0.0024279 | 0.0020955 | 0.0012419 | 0.0030097 | 0.0028328 | 0.011608 | 0.11768 | 0.1072 | 0.055579 | 0.12475 | 0.12852 | 0.53373 | 10% | 11% | 14% | 32% | 33% | 0.045637 | 0.0502 | 0.063891 | 0.14604 | 0.1506 | 0.45637 | 0.04593 | 0.050523 | 0.064301 | 0.14697 | 0.15157 | 0.4593 | 0.0062824 | 0.0069107 | 0.0087954 | 0.020104 | 0.020732 | 0.062824 | 0.0011608 | 0.0012769 | 0.0016251 | 0.0037145 | 0.0038306 | 0.011608 | 0.053373 | 0.05871 | 0.074722 | 0.17079 | 0.17613 | 0.53373 | FALSE | 0% | 0% | 0% | 0% | 0% | 0% | FALSE | 0% | 0% | 0% | 0% | 0% | TRUE | 55.16% | 36.87% | 5.31% | 0% | 0% | 0% | 2.655% | 0% | N/A | N/A
| 254 | BER Secondary Systems Renewal | TRUE | Labour | Business IT | 2.655% | Replacement Expenditure | Digital Infrastructure | Repex | N/A | N/A | DI - Protection systems | DI - Safe and Reliable Network | N/A | No | 0% | Safety security & reliability | Business IT (2018 onwards) | 21.97% | TRUE | 100 | 1 | 2 | 6 | 1 | FALSE | FALSE | TRUE | 0.0028229 | 0.0025663 | 0.0012831 | 0.0028229 | 0.0029512 | 0.012446 | 0.002776 | 0.0025598 | 0.0012975 | 0.0028729 | 0.00302 | 0.012526 | 0.00036722 | 0.00030664 | 0.00018442 | 0.00044729 | 0.00040783 | 0.0017134 | 6.6215e-05 | 5.715e-05 | 3.3871e-05 | 8.2081e-05 | 7.7258e-05 | 0.00031658 | 0.0032095 | 0.0029236 | 0.0015158 | 0.0034023 | 0.0035051 | 0.014556 | 10% | 11% | 14% | 32% | 33% | 0.0012446 | 0.0013691 | 0.0017425 | 0.0039828 | 0.0041073 | 0.012446 | 0.0012526 | 0.0013779 | 0.0017537 | 0.0040084 | 0.0041337 | 0.012526 | 0.00017134 | 0.00018847 | 0.00023988 | 0.00054829 | 0.00056542 | 0.0017134 | 3.1658e-05 | 3.4823e-05 | 4.4321e-05 | 0.0001013 | 0.00010447 | 0.00031658 | 0.0014556 | 0.0016012 | 0.0020379 | 0.004658 | 0.0048036 | 0.014556 | FALSE | 0% | 0% | 0% | 0% | 0% | 0% | FALSE | 0% | 0% | 0% | 0% | 0% | TRUE | 55.16% | 36.87% | 5.31% | 0% | 0% | 0% | 2.655% | 0% | N/A | N/A
| 255 | BER Secondary Systems Renewal | TRUE | Non-Labour | Secondary Systems | 97.35% | Replacement Expenditure | Digital Infrastructure | Repex | N/A | N/A | DI - Protection systems | DI - Safe and Reliable Network | N/A | No | 0% | Safety security & reliability | Secondary Systems (2018-23) | 78.03% | TRUE | 100 | 2 | 3 | 4 | 2 | FALSE | FALSE | TRUE | 0.36763 | 0.33421 | 0.16711 | 0.36763 | 0.38434 | 1.6209 | 0.36763 | 0.33421 | 0.16711 | 0.36763 | 0.38434 | 1.6209 | 0.04863 | 0.040035 | 0.023751 | 0.057238 | 0.051902 | 0.22156 | 0.0087689 | 0.0074617 | 0.0043623 | 0.010503 | 0.0098322 | 0.040929 | 0.42503 | 0.38171 | 0.19522 | 0.43537 | 0.44608 | 1.8834 | 10% | 11% | 14% | 32% | 33% | 0.16209 | 0.1783 | 0.22693 | 0.51869 | 0.5349 | 1.6209 | 0.16209 | 0.1783 | 0.22693 | 0.51869 | 0.5349 | 1.6209 | 0.022156 | 0.024371 | 0.031018 | 0.070898 | 0.073114 | 0.22156 | 0.0040929 | 0.0045021 | 0.00573 | 0.013097 | 0.013506 | 0.040929 | 0.18834 | 0.20717 | 0.26368 | 0.60269 | 0.62152 | 1.8834 | FALSE | 0% | 0% | 0% | 0% | 0% | 0% | FALSE | 0% | 0% | 0% | 0% | 0% | TRUE | 55.16% | 36.87% | 5.31% | 0% | 0% | 0% | 2.655% | 0% | N/A | N/A
| 256 | BER Secondary Systems Renewal | TRUE | Non-Labour | Business IT | 2.655% | Replacement Expenditure | Digital Infrastructure | Repex | N/A | N/A | DI - Protection systems | DI - Safe and Reliable Network | N/A | No | 0% | Safety security & reliability | Business IT (2018 onwards) | 78.03% | TRUE | 100 | 2 | 4 | 6 | 2 | FALSE | FALSE | TRUE | 0.010026 | 0.0091148 | 0.0045574 | 0.010026 | 0.010482 | 0.044207 | 0.010026 | 0.0091148 | 0.0045574 | 0.010026 | 0.010482 | 0.044207 | 0.0013263 | 0.0010919 | 0.00064777 | 0.001561 | 0.0014155 | 0.0060425 | 0.00023915 | 0.0002035 | 0.00011897 | 0.00028646 | 0.00026815 | 0.0011162 | 0.011592 | 0.01041 | 0.0053242 | 0.011874 | 0.012166 | 0.051366 | 10% | 11% | 14% | 32% | 33% | 0.0044207 | 0.0048628 | 0.006189 | 0.014146 | 0.014588 | 0.044207 | 0.0044207 | 0.0048628 | 0.006189 | 0.014146 | 0.014588 | 0.044207 | 0.00060425 | 0.00066467 | 0.00084594 | 0.0019336 | 0.001994 | 0.0060425 | 0.00011162 | 0.00012279 | 0.00015627 | 0.00035719 | 0.00036836 | 0.0011162 | 0.0051366 | 0.0056502 | 0.0071912 | 0.016437 | 0.016951 | 0.051366 | FALSE | 0% | 0% | 0% | 0% | 0% | 0% | FALSE | 0% | 0% | 0% | 0% | 0% | TRUE | 55.16% | 36.87% | 5.31% | 0% | 0% | 0% | 2.655% | 0% | N/A | N/A
| 257 | BRG Secondary Systems Renewal | TRUE | Labour | Secondary Systems | 89.83% | Replacement Expenditure | Digital Infrastructure | Repex | N/A | N/A | DI - Protection systems | DI - Safe and Reliable Network | N/A | No | 0% | Safety security & reliability | Secondary Systems (2018-23) | 20.62% | TRUE | 101 | 1 | 1 | 4 | 1 | FALSE | FALSE | TRUE | 0 | 0 | 0 | 0 | 0 | 0 | 0 | 0 | 0 | 0 | 0 | 0 | 0 | 0 | 0 | 0 | 0 | 0 | 0 | 0 | 0 | 0 | 0 | 0 | 0 | 0 | 0 | 0 | 0 | 0 | 10% | 11% | 14% | 32% | 33% | 0 | 0 | 0 | 0 | 0 | 0 | 0 | 0 | 0 | 0 | 0 | 0 | 0 | 0 | 0 | 0 | 0 | 0 | 0 | 0 | 0 | 0 | 0 | 0 | 0 | 0 | 0 | 0 | 0 | 0 | FALSE | 0% | 0% | 0% | 0% | 0% | 0% | FALSE | 0% | 0% | 0% | 0% | 0% | TRUE | 50.61% | 36.32% | 2.906% | 0% | 0% | 0% | 10.17% | 0% | N/A | N/A
| 258 | BRG Secondary Systems Renewal | TRUE | Labour | Business IT | 10.17% | Replacement Expenditure | Digital Infrastructure | Repex | N/A | N/A | DI - Protection systems | DI - Safe and Reliable Network | N/A | No | 0% | Safety security & reliability | Business IT (2018 onwards) | 20.62% | TRUE | 101 | 1 | 2 | 6 | 1 | FALSE | FALSE | TRUE | 0 | 0 | 0 | 0 | 0 | 0 | 0 | 0 | 0 | 0 | 0 | 0 | 0 | 0 | 0 | 0 | 0 | 0 | 0 | 0 | 0 | 0 | 0 | 0 | 0 | 0 | 0 | 0 | 0 | 0 | 10% | 11% | 14% | 32% | 33% | 0 | 0 | 0 | 0 | 0 | 0 | 0 | 0 | 0 | 0 | 0 | 0 | 0 | 0 | 0 | 0 | 0 | 0 | 0 | 0 | 0 | 0 | 0 | 0 | 0 | 0 | 0 | 0 | 0 | 0 | FALSE | 0% | 0% | 0% | 0% | 0% | 0% | FALSE | 0% | 0% | 0% | 0% | 0% | TRUE | 50.61% | 36.32% | 2.906% | 0% | 0% | 0% | 10.17% | 0% | N/A | N/A
| 259 | BRG Secondary Systems Renewal | TRUE | Non-Labour | Secondary Systems | 89.83% | Replacement Expenditure | Digital Infrastructure | Repex | N/A | N/A | DI - Protection systems | DI - Safe and Reliable Network | N/A | No | 0% | Safety security & reliability | Secondary Systems (2018-23) | 79.38% | TRUE | 101 | 2 | 3 | 4 | 2 | FALSE | FALSE | TRUE | 0 | 0 | 0 | 0 | 0 | 0 | 0 | 0 | 0 | 0 | 0 | 0 | 0 | 0 | 0 | 0 | 0 | 0 | 0 | 0 | 0 | 0 | 0 | 0 | 0 | 0 | 0 | 0 | 0 | 0 | 10% | 11% | 14% | 32% | 33% | 0 | 0 | 0 | 0 | 0 | 0 | 0 | 0 | 0 | 0 | 0 | 0 | 0 | 0 | 0 | 0 | 0 | 0 | 0 | 0 | 0 | 0 | 0 | 0 | 0 | 0 | 0 | 0 | 0 | 0 | FALSE | 0% | 0% | 0% | 0% | 0% | 0% | FALSE | 0% | 0% | 0% | 0% | 0% | TRUE | 50.61% | 36.32% | 2.906% | 0% | 0% | 0% | 10.17% | 0% | N/A | N/A
| 260 | BRG Secondary Systems Renewal | TRUE | Non-Labour | Business IT | 10.17% | Replacement Expenditure | Digital Infrastructure | Repex | N/A | N/A | DI - Protection systems | DI - Safe and Reliable Network | N/A | No | 0% | Safety security & reliability | Business IT (2018 onwards) | 79.38% | TRUE | 101 | 2 | 4 | 6 | 2 | FALSE | FALSE | TRUE | 0 | 0 | 0 | 0 | 0 | 0 | 0 | 0 | 0 | 0 | 0 | 0 | 0 | 0 | 0 | 0 | 0 | 0 | 0 | 0 | 0 | 0 | 0 | 0 | 0 | 0 | 0 | 0 | 0 | 0 | 10% | 11% | 14% | 32% | 33% | 0 | 0 | 0 | 0 | 0 | 0 | 0 | 0 | 0 | 0 | 0 | 0 | 0 | 0 | 0 | 0 | 0 | 0 | 0 | 0 | 0 | 0 | 0 | 0 | 0 | 0 | 0 | 0 | 0 | 0 | FALSE | 0% | 0% | 0% | 0% | 0% | 0% | FALSE | 0% | 0% | 0% | 0% | 0% | TRUE | 50.61% | 36.32% | 2.906% | 0% | 0% | 0% | 10.17% | 0% | N/A | N/A
| 261 | LSM Secondary Systems Renewal | TRUE | Labour | Secondary Systems | 94.62% | Replacement Expenditure | Digital Infrastructure | Repex | N/A | N/A | DI - Protection systems | DI - Safe and Reliable Network | N/A | No | 0% | Safety security & reliability | Secondary Systems (2018-23) | 22.3% | TRUE | 102 | 1 | 1 | 4 | 1 | FALSE | FALSE | TRUE | 0.13601 | 0.12365 | 0.061823 | 0.13601 | 0.14219 | 0.59968 | 0.13375 | 0.12333 | 0.062515 | 0.13842 | 0.14551 | 0.60353 | 0.017693 | 0.014774 | 0.0088856 | 0.021551 | 0.01965 | 0.082553 | 0.0031903 | 0.0027536 | 0.001632 | 0.0039548 | 0.0037224 | 0.015253 | 0.15464 | 0.14086 | 0.073033 | 0.16393 | 0.16888 | 0.70134 | 10% | 11% | 14% | 32% | 33% | 0.059968 | 0.065965 | 0.083955 | 0.1919 | 0.19789 | 0.59968 | 0.060353 | 0.066388 | 0.084494 | 0.19313 | 0.19916 | 0.60353 | 0.0082553 | 0.0090809 | 0.011557 | 0.026417 | 0.027243 | 0.082553 | 0.0015253 | 0.0016778 | 0.0021354 | 0.004881 | 0.0050335 | 0.015253 | 0.070134 | 0.077147 | 0.098187 | 0.22443 | 0.23144 | 0.70134 | FALSE | 0% | 0% | 0% | 0% | 0% | 0% | FALSE | 0% | 0% | 0% | 0% | 0% | TRUE | 36.19% | 54.84% | 3.589% | 0% | 0% | 0% | 5.384% | 0% | N/A | N/A
| 262 | LSM Secondary Systems Renewal | TRUE | Labour | Business IT | 5.384% | Replacement Expenditure | Digital Infrastructure | Repex | N/A | N/A | DI - Protection systems | DI - Safe and Reliable Network | N/A | No | 0% | Safety security & reliability | Business IT (2018 onwards) | 22.3% | TRUE | 102 | 1 | 2 | 6 | 1 | FALSE | FALSE | TRUE | 0.0077392 | 0.0070357 | 0.0035178 | 0.0077392 | 0.008091 | 0.034123 | 0.0076108 | 0.0070179 | 0.0035572 | 0.0078764 | 0.0082797 | 0.034342 | 0.0010068 | 0.00084067 | 0.00050561 | 0.0012263 | 0.0011181 | 0.0046974 | 0.00018153 | 0.00015668 | 9.2862e-05 | 0.00022504 | 0.00021181 | 0.00086793 | 0.0087991 | 0.0080153 | 0.0041557 | 0.0093278 | 0.0096096 | 0.039907 | 10% | 11% | 14% | 32% | 33% | 0.0034123 | 0.0037535 | 0.0047772 | 0.010919 | 0.011261 | 0.034123 | 0.0034342 | 0.0037776 | 0.0048079 | 0.010989 | 0.011333 | 0.034342 | 0.00046974 | 0.00051672 | 0.00065764 | 0.0015032 | 0.0015502 | 0.0046974 | 8.6793e-05 | 9.5472e-05 | 0.00012151 | 0.00027774 | 0.00028642 | 0.00086793 | 0.0039907 | 0.0043898 | 0.005587 | 0.01277 | 0.013169 | 0.039907 | FALSE | 0% | 0% | 0% | 0% | 0% | 0% | FALSE | 0% | 0% | 0% | 0% | 0% | TRUE | 36.19% | 54.84% | 3.589% | 0% | 0% | 0% | 5.384% | 0% | N/A | N/A
| 263 | LSM Secondary Systems Renewal | TRUE | Non-Labour | Secondary Systems | 94.62% | Replacement Expenditure | Digital Infrastructure | Repex | N/A | N/A | DI - Protection systems | DI - Safe and Reliable Network | N/A | No | 0% | Safety security & reliability | Secondary Systems (2018-23) | 77.7% | TRUE | 102 | 2 | 3 | 4 | 2 | FALSE | FALSE | TRUE | 0.47401 | 0.43092 | 0.21546 | 0.47401 | 0.49556 | 2.09 | 0.47401 | 0.43092 | 0.21546 | 0.47401 | 0.49556 | 2.09 | 0.062702 | 0.05162 | 0.030624 | 0.0738 | 0.066921 | 0.28567 | 0.011306 | 0.0096208 | 0.0056246 | 0.013543 | 0.012677 | 0.052772 | 0.54802 | 0.49216 | 0.25171 | 0.56135 | 0.57515 | 2.4284 | 10% | 11% | 14% | 32% | 33% | 0.209 | 0.22989 | 0.29259 | 0.66879 | 0.68968 | 2.09 | 0.209 | 0.22989 | 0.29259 | 0.66879 | 0.68968 | 2.09 | 0.028567 | 0.031423 | 0.039993 | 0.091413 | 0.09427 | 0.28567 | 0.0052772 | 0.0058049 | 0.007388 | 0.016887 | 0.017415 | 0.052772 | 0.24284 | 0.26712 | 0.33997 | 0.77709 | 0.80137 | 2.4284 | FALSE | 0% | 0% | 0% | 0% | 0% | 0% | FALSE | 0% | 0% | 0% | 0% | 0% | TRUE | 36.19% | 54.84% | 3.589% | 0% | 0% | 0% | 5.384% | 0% | N/A | N/A
| 264 | LSM Secondary Systems Renewal | TRUE | Non-Labour | Business IT | 5.384% | Replacement Expenditure | Digital Infrastructure | Repex | N/A | N/A | DI - Protection systems | DI - Safe and Reliable Network | N/A | No | 0% | Safety security & reliability | Business IT (2018 onwards) | 77.7% | TRUE | 102 | 2 | 4 | 6 | 2 | FALSE | FALSE | TRUE | 0.026972 | 0.02452 | 0.01226 | 0.026972 | 0.028198 | 0.11892 | 0.026972 | 0.02452 | 0.01226 | 0.026972 | 0.028198 | 0.11892 | 0.0035679 | 0.0029373 | 0.0017426 | 0.0041994 | 0.0038079 | 0.016255 | 0.00064335 | 0.00054744 | 0.00032005 | 0.00077061 | 0.00072136 | 0.0030028 | 0.031183 | 0.028005 | 0.014323 | 0.031942 | 0.032727 | 0.13818 | 10% | 11% | 14% | 32% | 33% | 0.011892 | 0.013081 | 0.016649 | 0.038055 | 0.039244 | 0.11892 | 0.011892 | 0.013081 | 0.016649 | 0.038055 | 0.039244 | 0.11892 | 0.0016255 | 0.0017881 | 0.0022757 | 0.0052016 | 0.0053642 | 0.016255 | 0.00030028 | 0.00033031 | 0.00042039 | 0.0009609 | 0.00099093 | 0.0030028 | 0.013818 | 0.0152 | 0.019345 | 0.044218 | 0.0456 | 0.13818 | FALSE | 0% | 0% | 0% | 0% | 0% | 0% | FALSE | 0% | 0% | 0% | 0% | 0% | TRUE | 36.19% | 54.84% | 3.589% | 0% | 0% | 0% | 5.384% | 0% | N/A | N/A
| 265 | MPP Secondary Systems Renewal | TRUE | Labour | Secondary Systems | 97.18% | Replacement Expenditure | Digital Infrastructure | Repex | N/A | N/A | DI - Protection systems | DI - Safe and Reliable Network | N/A | No | 0% | Safety security & reliability | Secondary Systems (2018-23) | 21.09% | TRUE | 103 | 1 | 1 | 4 | 1 | FALSE | FALSE | TRUE | 0.097539 | 0.088672 | 0.044336 | 0.097539 | 0.10197 | 0.43006 | 0.09592 | 0.088448 | 0.044832 | 0.099268 | 0.10435 | 0.43282 | 0.012688 | 0.010595 | 0.0063722 | 0.015455 | 0.014092 | 0.059203 | 0.0022879 | 0.0019747 | 0.0011703 | 0.0028361 | 0.0026695 | 0.010939 | 0.1109 | 0.10102 | 0.052375 | 0.11756 | 0.12111 | 0.50296 | 10% | 11% | 14% | 32% | 33% | 0.043006 | 0.047306 | 0.060208 | 0.13762 | 0.14192 | 0.43006 | 0.043282 | 0.04761 | 0.060594 | 0.1385 | 0.14283 | 0.43282 | 0.0059203 | 0.0065123 | 0.0082884 | 0.018945 | 0.019537 | 0.059203 | 0.0010939 | 0.0012032 | 0.0015314 | 0.0035003 | 0.0036097 | 0.010939 | 0.050296 | 0.055325 | 0.070414 | 0.16095 | 0.16598 | 0.50296 | FALSE | 0% | 0% | 0% | 0% | 0% | 0% | FALSE | 0% | 0% | 0% | 0% | 0% | TRUE | 72.47% | 17.65% | 7.059% | 0% | 0% | 0% | 2.824% | 0% | N/A | N/A
| 266 | MPP Secondary Systems Renewal | TRUE | Labour | Business IT | 2.824% | Replacement Expenditure | Digital Infrastructure | Repex | N/A | N/A | DI - Protection systems | DI - Safe and Reliable Network | N/A | No | 0% | Safety security & reliability | Business IT (2018 onwards) | 21.09% | TRUE | 103 | 1 | 2 | 6 | 1 | FALSE | FALSE | TRUE | 0.0028341 | 0.0025764 | 0.0012882 | 0.0028341 | 0.0029629 | 0.012496 | 0.002787 | 0.0025699 | 0.0013026 | 0.0028843 | 0.003032 | 0.012576 | 0.00036867 | 0.00030785 | 0.00018515 | 0.00044906 | 0.00040944 | 0.0017202 | 6.6477e-05 | 5.7377e-05 | 3.4005e-05 | 8.2406e-05 | 7.7563e-05 | 0.00031783 | 0.0032222 | 0.0029351 | 0.0015218 | 0.0034158 | 0.003519 | 0.014614 | 10% | 11% | 14% | 32% | 33% | 0.0012496 | 0.0013745 | 0.0017494 | 0.0039986 | 0.0041235 | 0.012496 | 0.0012576 | 0.0013833 | 0.0017606 | 0.0040243 | 0.00415 | 0.012576 | 0.00017202 | 0.00018922 | 0.00024082 | 0.00055045 | 0.00056766 | 0.0017202 | 3.1783e-05 | 3.4961e-05 | 4.4496e-05 | 0.0001017 | 0.00010488 | 0.00031783 | 0.0014614 | 0.0016075 | 0.0020459 | 0.0046764 | 0.0048226 | 0.014614 | FALSE | 0% | 0% | 0% | 0% | 0% | 0% | FALSE | 0% | 0% | 0% | 0% | 0% | TRUE | 72.47% | 17.65% | 7.059% | 0% | 0% | 0% | 2.824% | 0% | N/A | N/A
| 267 | MPP Secondary Systems Renewal | TRUE | Non-Labour | Secondary Systems | 97.18% | Replacement Expenditure | Digital Infrastructure | Repex | N/A | N/A | DI - Protection systems | DI - Safe and Reliable Network | N/A | No | 0% | Safety security & reliability | Secondary Systems (2018-23) | 78.91% | TRUE | 103 | 2 | 3 | 4 | 2 | FALSE | FALSE | TRUE | 0.36492 | 0.33175 | 0.16587 | 0.36492 | 0.38151 | 1.609 | 0.36492 | 0.33175 | 0.16587 | 0.36492 | 0.38151 | 1.609 | 0.048272 | 0.03974 | 0.023576 | 0.056815 | 0.05152 | 0.21992 | 0.0087042 | 0.0074066 | 0.0043301 | 0.010426 | 0.0097597 | 0.040627 | 0.4219 | 0.37889 | 0.19378 | 0.43216 | 0.44279 | 1.8695 | 10% | 11% | 14% | 32% | 33% | 0.1609 | 0.17699 | 0.22526 | 0.51487 | 0.53096 | 1.609 | 0.1609 | 0.17699 | 0.22526 | 0.51487 | 0.53096 | 1.609 | 0.021992 | 0.024191 | 0.030789 | 0.070375 | 0.072574 | 0.21992 | 0.0040627 | 0.0044689 | 0.0056877 | 0.013001 | 0.013407 | 0.040627 | 0.18695 | 0.20565 | 0.26173 | 0.59824 | 0.61694 | 1.8695 | FALSE | 0% | 0% | 0% | 0% | 0% | 0% | FALSE | 0% | 0% | 0% | 0% | 0% | TRUE | 72.47% | 17.65% | 7.059% | 0% | 0% | 0% | 2.824% | 0% | N/A | N/A
| 268 | MPP Secondary Systems Renewal | TRUE | Non-Labour | Business IT | 2.824% | Replacement Expenditure | Digital Infrastructure | Repex | N/A | N/A | DI - Protection systems | DI - Safe and Reliable Network | N/A | No | 0% | Safety security & reliability | Business IT (2018 onwards) | 78.91% | TRUE | 103 | 2 | 4 | 6 | 2 | FALSE | FALSE | TRUE | 0.010603 | 0.0096391 | 0.0048195 | 0.010603 | 0.011085 | 0.04675 | 0.010603 | 0.0096391 | 0.0048195 | 0.010603 | 0.011085 | 0.04675 | 0.0014026 | 0.0011547 | 0.00068502 | 0.0016508 | 0.0014969 | 0.00639 | 0.00025291 | 0.0002152 | 0.00012581 | 0.00030293 | 0.00028357 | 0.0011804 | 0.012258 | 0.011009 | 0.0056304 | 0.012557 | 0.012865 | 0.05432 | 10% | 11% | 14% | 32% | 33% | 0.004675 | 0.0051425 | 0.0065449 | 0.01496 | 0.015427 | 0.04675 | 0.004675 | 0.0051425 | 0.0065449 | 0.01496 | 0.015427 | 0.04675 | 0.000639 | 0.0007029 | 0.0008946 | 0.0020448 | 0.0021087 | 0.00639 | 0.00011804 | 0.00012985 | 0.00016526 | 0.00037774 | 0.00038954 | 0.0011804 | 0.005432 | 0.0059752 | 0.0076048 | 0.017382 | 0.017926 | 0.05432 | FALSE | 0% | 0% | 0% | 0% | 0% | 0% | FALSE | 0% | 0% | 0% | 0% | 0% | TRUE | 72.47% | 17.65% | 7.059% | 0% | 0% | 0% | 2.824% | 0% | N/A | N/A
| 269 | INV Secondary Systems Renewal | TRUE | Labour | Secondary Systems | 93.54% | Replacement Expenditure | Digital Infrastructure | Repex | N/A | N/A | DI - Protection systems | DI - Safe and Reliable Network | N/A | Yes | 0% | Safety security & reliability | Secondary Systems (2018-23) | 38.51% | TRUE | 104 | 1 | 1 | 4 | 1 | FALSE | FALSE | TRUE | 0.19272 | 0.1752 | 0.087598 | 0.19272 | 0.20148 | 0.8497 | 0.18952 | 0.17475 | 0.088579 | 0.19613 | 0.20617 | 0.85515 | 0.025069 | 0.020934 | 0.01259 | 0.030536 | 0.027842 | 0.11697 | 0.0045204 | 0.0039016 | 0.0023124 | 0.0056036 | 0.0052743 | 0.021612 | 0.21911 | 0.19959 | 0.10348 | 0.23227 | 0.23929 | 0.99374 | 10% | 11% | 14% | 32% | 33% | 0.08497 | 0.093467 | 0.11896 | 0.2719 | 0.2804 | 0.8497 | 0.085515 | 0.094067 | 0.11972 | 0.27365 | 0.2822 | 0.85515 | 0.011697 | 0.012867 | 0.016376 | 0.037431 | 0.038601 | 0.11697 | 0.0021612 | 0.0023774 | 0.0030257 | 0.0069159 | 0.0071321 | 0.021612 | 0.099374 | 0.10931 | 0.13912 | 0.318 | 0.32793 | 0.99374 | FALSE | 0% | 0% | 0% | 0% | 0% | 0% | FALSE | 0% | 0% | 0% | 0% | 0% | TRUE | 53.32% | 35.91% | 4.309% | 0% | 0% | 0% | 6.463% | 0% | N/A | N/A
| 270 | INV Secondary Systems Renewal | TRUE | Labour | Business IT | 6.463% | Replacement Expenditure | Digital Infrastructure | Repex | N/A | N/A | DI - Protection systems | DI - Safe and Reliable Network | N/A | Yes | 0% | Safety security & reliability | Business IT (2018 onwards) | 38.51% | TRUE | 104 | 1 | 2 | 6 | 1 | FALSE | FALSE | TRUE | 0.013316 | 0.012106 | 0.0060528 | 0.013316 | 0.013922 | 0.058713 | 0.013095 | 0.012075 | 0.0061206 | 0.013552 | 0.014246 | 0.059089 | 0.0017322 | 0.0014465 | 0.00086995 | 0.00211 | 0.0019238 | 0.0080825 | 0.00031235 | 0.00026959 | 0.00015978 | 0.0003872 | 0.00036444 | 0.0014934 | 0.01514 | 0.013791 | 0.0071503 | 0.016049 | 0.016534 | 0.068665 | 10% | 11% | 14% | 32% | 33% | 0.0058713 | 0.0064584 | 0.0082198 | 0.018788 | 0.019375 | 0.058713 | 0.0059089 | 0.0064998 | 0.0082725 | 0.018909 | 0.019499 | 0.059089 | 0.00080825 | 0.00088907 | 0.0011315 | 0.0025864 | 0.0026672 | 0.0080825 | 0.00014934 | 0.00016427 | 0.00020907 | 0.00047788 | 0.00049281 | 0.0014934 | 0.0068665 | 0.0075532 | 0.0096131 | 0.021973 | 0.02266 | 0.068665 | FALSE | 0% | 0% | 0% | 0% | 0% | 0% | FALSE | 0% | 0% | 0% | 0% | 0% | TRUE | 53.32% | 35.91% | 4.309% | 0% | 0% | 0% | 6.463% | 0% | N/A | N/A
| 271 | INV Secondary Systems Renewal | TRUE | Non-Labour | Secondary Systems | 93.54% | Replacement Expenditure | Digital Infrastructure | Repex | N/A | N/A | DI - Protection systems | DI - Safe and Reliable Network | N/A | Yes | 0% | Safety security & reliability | Secondary Systems (2018-23) | 61.49% | TRUE | 104 | 2 | 3 | 4 | 2 | FALSE | FALSE | TRUE | 0.30772 | 0.27974 | 0.13987 | 0.30772 | 0.3217 | 1.3567 | 0.30772 | 0.27974 | 0.13987 | 0.30772 | 0.3217 | 1.3567 | 0.040705 | 0.03351 | 0.01988 | 0.047909 | 0.043443 | 0.18545 | 0.0073397 | 0.0062456 | 0.0036513 | 0.0087916 | 0.0082298 | 0.034258 | 0.35576 | 0.3195 | 0.1634 | 0.36442 | 0.37338 | 1.5764 | 10% | 11% | 14% | 32% | 33% | 0.13567 | 0.14924 | 0.18994 | 0.43416 | 0.44773 | 1.3567 | 0.13567 | 0.14924 | 0.18994 | 0.43416 | 0.44773 | 1.3567 | 0.018545 | 0.020399 | 0.025963 | 0.059343 | 0.061198 | 0.18545 | 0.0034258 | 0.0037684 | 0.0047961 | 0.010963 | 0.011305 | 0.034258 | 0.15764 | 0.17341 | 0.2207 | 0.50446 | 0.52023 | 1.5764 | FALSE | 0% | 0% | 0% | 0% | 0% | 0% | FALSE | 0% | 0% | 0% | 0% | 0% | TRUE | 53.32% | 35.91% | 4.309% | 0% | 0% | 0% | 6.463% | 0% | N/A | N/A
| 272 | INV Secondary Systems Renewal | TRUE | Non-Labour | Business IT | 6.463% | Replacement Expenditure | Digital Infrastructure | Repex | N/A | N/A | DI - Protection systems | DI - Safe and Reliable Network | N/A | Yes | 0% | Safety security & reliability | Business IT (2018 onwards) | 61.49% | TRUE | 104 | 2 | 4 | 6 | 2 | FALSE | FALSE | TRUE | 0.021262 | 0.01933 | 0.0096648 | 0.021262 | 0.022229 | 0.093748 | 0.021262 | 0.01933 | 0.0096648 | 0.021262 | 0.022229 | 0.093748 | 0.0028126 | 0.0023155 | 0.0013737 | 0.0033104 | 0.0030018 | 0.012814 | 0.00050716 | 0.00043156 | 0.0002523 | 0.00060748 | 0.00056866 | 0.0023672 | 0.024582 | 0.022077 | 0.011291 | 0.02518 | 0.025799 | 0.10893 | 10% | 11% | 14% | 32% | 33% | 0.0093748 | 0.010312 | 0.013125 | 0.029999 | 0.030937 | 0.093748 | 0.0093748 | 0.010312 | 0.013125 | 0.029999 | 0.030937 | 0.093748 | 0.0012814 | 0.0014095 | 0.001794 | 0.0041005 | 0.0042286 | 0.012814 | 0.00023672 | 0.00026039 | 0.0003314 | 0.00075749 | 0.00078116 | 0.0023672 | 0.010893 | 0.011982 | 0.01525 | 0.034857 | 0.035947 | 0.10893 | FALSE | 0% | 0% | 0% | 0% | 0% | 0% | FALSE | 0% | 0% | 0% | 0% | 0% | TRUE | 53.32% | 35.91% | 4.309% | 0% | 0% | 0% | 6.463% | 0% | N/A | N/A
| 273 | COF Secondary Systems Renewal | FALSE | Labour | Secondary Systems | 96.99% | Replacement Expenditure | Digital Infrastructure | Repex | N/A | N/A | DI - Protection systems | DI - Safe and Reliable Network | N/A | No | 0% | Safety security & reliability | Secondary Systems (2018-23) | 0% | TRUE | 105 | 1 | 1 | 4 | 1 | FALSE | FALSE | TRUE | 0 | 0 | 0 | 0 | 0 | 0 | 0 | 0 | 0 | 0 | 0 | 0 | 0 | 0 | 0 | 0 | 0 | 0 | 0 | 0 | 0 | 0 | 0 | 0 | 0 | 0 | 0 | 0 | 0 | 0 | 0% | 0% | 0% | 0% | 0% | 0 | 0 | 0 | 0 | 0 | 0 | 0 | 0 | 0 | 0 | 0 | 0 | 0 | 0 | 0 | 0 | 0 | 0 | 0 | 0 | 0 | 0 | 0 | 0 | 0 | 0 | 0 | 0 | 0 | 0 | FALSE | 0% | 0% | 0% | 0% | 0% | 0% | FALSE | 0% | 0% | 0% | 0% | 0% | TRUE | 51.91% | 42.67% | 2.41% | 0% | 0% | 0% | 3.012% | 0% | N/A | N/A
| 274 | COF Secondary Systems Renewal | FALSE | Labour | Business IT | 3.012% | Replacement Expenditure | Digital Infrastructure | Repex | N/A | N/A | DI - Protection systems | DI - Safe and Reliable Network | N/A | No | 0% | Safety security & reliability | Business IT (2018 onwards) | 0% | TRUE | 105 | 1 | 2 | 6 | 1 | FALSE | FALSE | TRUE | 0 | 0 | 0 | 0 | 0 | 0 | 0 | 0 | 0 | 0 | 0 | 0 | 0 | 0 | 0 | 0 | 0 | 0 | 0 | 0 | 0 | 0 | 0 | 0 | 0 | 0 | 0 | 0 | 0 | 0 | 0% | 0% | 0% | 0% | 0% | 0 | 0 | 0 | 0 | 0 | 0 | 0 | 0 | 0 | 0 | 0 | 0 | 0 | 0 | 0 | 0 | 0 | 0 | 0 | 0 | 0 | 0 | 0 | 0 | 0 | 0 | 0 | 0 | 0 | 0 | FALSE | 0% | 0% | 0% | 0% | 0% | 0% | FALSE | 0% | 0% | 0% | 0% | 0% | TRUE | 51.91% | 42.67% | 2.41% | 0% | 0% | 0% | 3.012% | 0% | N/A | N/A
| 275 | COF Secondary Systems Renewal | FALSE | Non-Labour | Secondary Systems | 96.99% | Replacement Expenditure | Digital Infrastructure | Repex | N/A | N/A | DI - Protection systems | DI - Safe and Reliable Network | N/A | No | 0% | Safety security & reliability | Secondary Systems (2018-23) | 100% | TRUE | 105 | 2 | 3 | 4 | 2 | FALSE | FALSE | TRUE | 0 | 0 | 0 | 0 | 0 | 0 | 0 | 0 | 0 | 0 | 0 | 0 | 0 | 0 | 0 | 0 | 0 | 0 | 0 | 0 | 0 | 0 | 0 | 0 | 0 | 0 | 0 | 0 | 0 | 0 | 0% | 0% | 0% | 0% | 0% | 0 | 0 | 0 | 0 | 0 | 0 | 0 | 0 | 0 | 0 | 0 | 0 | 0 | 0 | 0 | 0 | 0 | 0 | 0 | 0 | 0 | 0 | 0 | 0 | 0 | 0 | 0 | 0 | 0 | 0 | FALSE | 0% | 0% | 0% | 0% | 0% | 0% | FALSE | 0% | 0% | 0% | 0% | 0% | TRUE | 51.91% | 42.67% | 2.41% | 0% | 0% | 0% | 3.012% | 0% | N/A | N/A
| 276 | COF Secondary Systems Renewal | FALSE | Non-Labour | Business IT | 3.012% | Replacement Expenditure | Digital Infrastructure | Repex | N/A | N/A | DI - Protection systems | DI - Safe and Reliable Network | N/A | No | 0% | Safety security & reliability | Business IT (2018 onwards) | 100% | TRUE | 105 | 2 | 4 | 6 | 2 | FALSE | FALSE | TRUE | 0 | 0 | 0 | 0 | 0 | 0 | 0 | 0 | 0 | 0 | 0 | 0 | 0 | 0 | 0 | 0 | 0 | 0 | 0 | 0 | 0 | 0 | 0 | 0 | 0 | 0 | 0 | 0 | 0 | 0 | 0% | 0% | 0% | 0% | 0% | 0 | 0 | 0 | 0 | 0 | 0 | 0 | 0 | 0 | 0 | 0 | 0 | 0 | 0 | 0 | 0 | 0 | 0 | 0 | 0 | 0 | 0 | 0 | 0 | 0 | 0 | 0 | 0 | 0 | 0 | FALSE | 0% | 0% | 0% | 0% | 0% | 0% | FALSE | 0% | 0% | 0% | 0% | 0% | TRUE | 51.91% | 42.67% | 2.41% | 0% | 0% | 0% | 3.012% | 0% | N/A | N/A
| 277 | GNS Secondary Systems Renewal | FALSE | Labour | Secondary Systems | 100% | Replacement Expenditure | Digital Infrastructure | Repex | N/A | N/A | DI - Protection systems | DI - Safe and Reliable Network | N/A | Yes | 0% | Safety security & reliability | Secondary Systems (2018-23) | 0% | TRUE | 106 | 1 | 1 | 4 | 1 | FALSE | FALSE | TRUE | 0 | 0 | 0 | 0 | 0 | 0 | 0 | 0 | 0 | 0 | 0 | 0 | 0 | 0 | 0 | 0 | 0 | 0 | 0 | 0 | 0 | 0 | 0 | 0 | 0 | 0 | 0 | 0 | 0 | 0 | 0% | 0% | 0% | 0% | 0% | 0 | 0 | 0 | 0 | 0 | 0 | 0 | 0 | 0 | 0 | 0 | 0 | 0 | 0 | 0 | 0 | 0 | 0 | 0 | 0 | 0 | 0 | 0 | 0 | 0 | 0 | 0 | 0 | 0 | 0 | FALSE | 0% | 0% | 0% | 0% | 0% | 0% | FALSE | 0% | 0% | 0% | 0% | 0% | TRUE | 37.93% | 57.47% | 4.598% | 0% | 0% | 0% | 0% | 0% | N/A | N/A
| 278 | GNS Secondary Systems Renewal | FALSE | Non-Labour | Secondary Systems | 100% | Replacement Expenditure | Digital Infrastructure | Repex | N/A | N/A | DI - Protection systems | DI - Safe and Reliable Network | N/A | Yes | 0% | Safety security & reliability | Secondary Systems (2018-23) | 100% | TRUE | 106 | 2 | 2 | 4 | 2 | FALSE | FALSE | TRUE | 0 | 0 | 0 | 0 | 0 | 0 | 0 | 0 | 0 | 0 | 0 | 0 | 0 | 0 | 0 | 0 | 0 | 0 | 0 | 0 | 0 | 0 | 0 | 0 | 0 | 0 | 0 | 0 | 0 | 0 | 0% | 0% | 0% | 0% | 0% | 0 | 0 | 0 | 0 | 0 | 0 | 0 | 0 | 0 | 0 | 0 | 0 | 0 | 0 | 0 | 0 | 0 | 0 | 0 | 0 | 0 | 0 | 0 | 0 | 0 | 0 | 0 | 0 | 0 | 0 | FALSE | 0% | 0% | 0% | 0% | 0% | 0% | FALSE | 0% | 0% | 0% | 0% | 0% | TRUE | 37.93% | 57.47% | 4.598% | 0% | 0% | 0% | 0% | 0% | N/A | N/A
| 279 | BRD Secondary Systems Renewal | FALSE | Labour | Secondary Systems | 97.78% | Replacement Expenditure | Digital Infrastructure | Repex | N/A | N/A | DI - Protection systems | DI - Safe and Reliable Network | N/A | No | 0% | Safety security & reliability | Secondary Systems (2018-23) | 0% | TRUE | 107 | 1 | 1 | 4 | 1 | FALSE | FALSE | TRUE | 0 | 0 | 0 | 0 | 0 | 0 | 0 | 0 | 0 | 0 | 0 | 0 | 0 | 0 | 0 | 0 | 0 | 0 | 0 | 0 | 0 | 0 | 0 | 0 | 0 | 0 | 0 | 0 | 0 | 0 | 0% | 0% | 0% | 0% | 0% | 0 | 0 | 0 | 0 | 0 | 0 | 0 | 0 | 0 | 0 | 0 | 0 | 0 | 0 | 0 | 0 | 0 | 0 | 0 | 0 | 0 | 0 | 0 | 0 | 0 | 0 | 0 | 0 | 0 | 0 | FALSE | 0% | 0% | 0% | 0% | 0% | 0% | FALSE | 0% | 0% | 0% | 0% | 0% | TRUE | 32.55% | 58.57% | 6.658% | 0% | 0% | 0% | 2.219% | 0% | N/A | N/A
| 280 | BRD Secondary Systems Renewal | FALSE | Labour | Business IT | 2.219% | Replacement Expenditure | Digital Infrastructure | Repex | N/A | N/A | DI - Protection systems | DI - Safe and Reliable Network | N/A | No | 0% | Safety security & reliability | Business IT (2018 onwards) | 0% | TRUE | 107 | 1 | 2 | 6 | 1 | FALSE | FALSE | TRUE | 0 | 0 | 0 | 0 | 0 | 0 | 0 | 0 | 0 | 0 | 0 | 0 | 0 | 0 | 0 | 0 | 0 | 0 | 0 | 0 | 0 | 0 | 0 | 0 | 0 | 0 | 0 | 0 | 0 | 0 | 0% | 0% | 0% | 0% | 0% | 0 | 0 | 0 | 0 | 0 | 0 | 0 | 0 | 0 | 0 | 0 | 0 | 0 | 0 | 0 | 0 | 0 | 0 | 0 | 0 | 0 | 0 | 0 | 0 | 0 | 0 | 0 | 0 | 0 | 0 | FALSE | 0% | 0% | 0% | 0% | 0% | 0% | FALSE | 0% | 0% | 0% | 0% | 0% | TRUE | 32.55% | 58.57% | 6.658% | 0% | 0% | 0% | 2.219% | 0% | N/A | N/A
| 281 | BRD Secondary Systems Renewal | FALSE | Non-Labour | Secondary Systems | 97.78% | Replacement Expenditure | Digital Infrastructure | Repex | N/A | N/A | DI - Protection systems | DI - Safe and Reliable Network | N/A | No | 0% | Safety security & reliability | Secondary Systems (2018-23) | 100% | TRUE | 107 | 2 | 3 | 4 | 2 | FALSE | FALSE | TRUE | 0 | 0 | 0 | 0 | 0 | 0 | 0 | 0 | 0 | 0 | 0 | 0 | 0 | 0 | 0 | 0 | 0 | 0 | 0 | 0 | 0 | 0 | 0 | 0 | 0 | 0 | 0 | 0 | 0 | 0 | 0% | 0% | 0% | 0% | 0% | 0 | 0 | 0 | 0 | 0 | 0 | 0 | 0 | 0 | 0 | 0 | 0 | 0 | 0 | 0 | 0 | 0 | 0 | 0 | 0 | 0 | 0 | 0 | 0 | 0 | 0 | 0 | 0 | 0 | 0 | FALSE | 0% | 0% | 0% | 0% | 0% | 0% | FALSE | 0% | 0% | 0% | 0% | 0% | TRUE | 32.55% | 58.57% | 6.658% | 0% | 0% | 0% | 2.219% | 0% | N/A | N/A
| 282 | BRD Secondary Systems Renewal | FALSE | Non-Labour | Business IT | 2.219% | Replacement Expenditure | Digital Infrastructure | Repex | N/A | N/A | DI - Protection systems | DI - Safe and Reliable Network | N/A | No | 0% | Safety security & reliability | Business IT (2018 onwards) | 100% | TRUE | 107 | 2 | 4 | 6 | 2 | FALSE | FALSE | TRUE | 0 | 0 | 0 | 0 | 0 | 0 | 0 | 0 | 0 | 0 | 0 | 0 | 0 | 0 | 0 | 0 | 0 | 0 | 0 | 0 | 0 | 0 | 0 | 0 | 0 | 0 | 0 | 0 | 0 | 0 | 0% | 0% | 0% | 0% | 0% | 0 | 0 | 0 | 0 | 0 | 0 | 0 | 0 | 0 | 0 | 0 | 0 | 0 | 0 | 0 | 0 | 0 | 0 | 0 | 0 | 0 | 0 | 0 | 0 | 0 | 0 | 0 | 0 | 0 | 0 | FALSE | 0% | 0% | 0% | 0% | 0% | 0% | FALSE | 0% | 0% | 0% | 0% | 0% | TRUE | 32.55% | 58.57% | 6.658% | 0% | 0% | 0% | 2.219% | 0% | N/A | N/A
| 283 | AR1 Secondary Systems Renewal | FALSE | Labour | Secondary Systems | 97% | Replacement Expenditure | Digital Infrastructure | Repex | N/A | N/A | DI - Protection systems | DI - Safe and Reliable Network | N/A | No | 0% | Safety security & reliability | Secondary Systems (2018-23) | 21.31% | TRUE | 108 | 1 | 1 | 4 | 1 | FALSE | FALSE | TRUE | 0 | 0 | 0 | 0 | 0 | 0 | 0 | 0 | 0 | 0 | 0 | 0 | 0 | 0 | 0 | 0 | 0 | 0 | 0 | 0 | 0 | 0 | 0 | 0 | 0 | 0 | 0 | 0 | 0 | 0 | 0% | 0% | 0% | 0% | 0% | 0 | 0 | 0 | 0 | 0 | 0 | 0 | 0 | 0 | 0 | 0 | 0 | 0 | 0 | 0 | 0 | 0 | 0 | 0 | 0 | 0 | 0 | 0 | 0 | 0 | 0 | 0 | 0 | 0 | 0 | FALSE | 0% | 0% | 0% | 0% | 0% | 0% | FALSE | 0% | 0% | 0% | 0% | 0% | TRUE | 50.19% | 45.31% | 1.5% | 0% | 0% | 0% | 3% | 0% | N/A | N/A
| 284 | AR1 Secondary Systems Renewal | FALSE | Labour | Business IT | 3% | Replacement Expenditure | Digital Infrastructure | Repex | N/A | N/A | DI - Protection systems | DI - Safe and Reliable Network | N/A | No | 0% | Safety security & reliability | Business IT (2018 onwards) | 21.31% | TRUE | 108 | 1 | 2 | 6 | 1 | FALSE | FALSE | TRUE | 0 | 0 | 0 | 0 | 0 | 0 | 0 | 0 | 0 | 0 | 0 | 0 | 0 | 0 | 0 | 0 | 0 | 0 | 0 | 0 | 0 | 0 | 0 | 0 | 0 | 0 | 0 | 0 | 0 | 0 | 0% | 0% | 0% | 0% | 0% | 0 | 0 | 0 | 0 | 0 | 0 | 0 | 0 | 0 | 0 | 0 | 0 | 0 | 0 | 0 | 0 | 0 | 0 | 0 | 0 | 0 | 0 | 0 | 0 | 0 | 0 | 0 | 0 | 0 | 0 | FALSE | 0% | 0% | 0% | 0% | 0% | 0% | FALSE | 0% | 0% | 0% | 0% | 0% | TRUE | 50.19% | 45.31% | 1.5% | 0% | 0% | 0% | 3% | 0% | N/A | N/A
| 285 | AR1 Secondary Systems Renewal | FALSE | Non-Labour | Secondary Systems | 97% | Replacement Expenditure | Digital Infrastructure | Repex | N/A | N/A | DI - Protection systems | DI - Safe and Reliable Network | N/A | No | 0% | Safety security & reliability | Secondary Systems (2018-23) | 78.69% | TRUE | 108 | 2 | 3 | 4 | 2 | FALSE | FALSE | TRUE | 0 | 0 | 0 | 0 | 0 | 0 | 0 | 0 | 0 | 0 | 0 | 0 | 0 | 0 | 0 | 0 | 0 | 0 | 0 | 0 | 0 | 0 | 0 | 0 | 0 | 0 | 0 | 0 | 0 | 0 | 0% | 0% | 0% | 0% | 0% | 0 | 0 | 0 | 0 | 0 | 0 | 0 | 0 | 0 | 0 | 0 | 0 | 0 | 0 | 0 | 0 | 0 | 0 | 0 | 0 | 0 | 0 | 0 | 0 | 0 | 0 | 0 | 0 | 0 | 0 | FALSE | 0% | 0% | 0% | 0% | 0% | 0% | FALSE | 0% | 0% | 0% | 0% | 0% | TRUE | 50.19% | 45.31% | 1.5% | 0% | 0% | 0% | 3% | 0% | N/A | N/A
| 286 | AR1 Secondary Systems Renewal | FALSE | Non-Labour | Business IT | 3% | Replacement Expenditure | Digital Infrastructure | Repex | N/A | N/A | DI - Protection systems | DI - Safe and Reliable Network | N/A | No | 0% | Safety security & reliability | Business IT (2018 onwards) | 78.69% | TRUE | 108 | 2 | 4 | 6 | 2 | FALSE | FALSE | TRUE | 0 | 0 | 0 | 0 | 0 | 0 | 0 | 0 | 0 | 0 | 0 | 0 | 0 | 0 | 0 | 0 | 0 | 0 | 0 | 0 | 0 | 0 | 0 | 0 | 0 | 0 | 0 | 0 | 0 | 0 | 0% | 0% | 0% | 0% | 0% | 0 | 0 | 0 | 0 | 0 | 0 | 0 | 0 | 0 | 0 | 0 | 0 | 0 | 0 | 0 | 0 | 0 | 0 | 0 | 0 | 0 | 0 | 0 | 0 | 0 | 0 | 0 | 0 | 0 | 0 | FALSE | 0% | 0% | 0% | 0% | 0% | 0% | FALSE | 0% | 0% | 0% | 0% | 0% | TRUE | 50.19% | 45.31% | 1.5% | 0% | 0% | 0% | 3% | 0% | N/A | N/A
| 287 | WL1 Secondary Systems Renewal | TRUE | Labour | Secondary Systems | 95.76% | Replacement Expenditure | Digital Infrastructure | Repex | N/A | N/A | DI - Protection systems | DI - Safe and Reliable Network | N/A | No | 0% | Safety security & reliability | Secondary Systems (2018-23) | 21.14% | TRUE | 109 | 1 | 1 | 4 | 1 | FALSE | FALSE | TRUE | 0.12172 | 0.11065 | 0.055326 | 0.12172 | 0.12725 | 0.53667 | 0.1197 | 0.11037 | 0.055946 | 0.12388 | 0.13022 | 0.54011 | 0.015834 | 0.013222 | 0.0079519 | 0.019287 | 0.017585 | 0.073879 | 0.0028551 | 0.0024642 | 0.0014605 | 0.0035392 | 0.0033312 | 0.01365 | 0.13839 | 0.12606 | 0.065358 | 0.1467 | 0.15113 | 0.62764 | 10% | 11% | 14% | 32% | 33% | 0.053667 | 0.059033 | 0.075133 | 0.17173 | 0.1771 | 0.53667 | 0.054011 | 0.059412 | 0.075616 | 0.17284 | 0.17824 | 0.54011 | 0.0073879 | 0.0081266 | 0.010343 | 0.023641 | 0.02438 | 0.073879 | 0.001365 | 0.0015015 | 0.001911 | 0.0043681 | 0.0045046 | 0.01365 | 0.062764 | 0.06904 | 0.08787 | 0.20084 | 0.20712 | 0.62764 | FALSE | 0% | 0% | 0% | 0% | 0% | 0% | FALSE | 0% | 0% | 0% | 0% | 0% | TRUE | 64.38% | 27.75% | 3.633% | 0% | 0% | 0% | 4.238% | 0% | N/A | N/A
| 288 | WL1 Secondary Systems Renewal | TRUE | Labour | Business IT | 4.238% | Replacement Expenditure | Digital Infrastructure | Repex | N/A | N/A | DI - Protection systems | DI - Safe and Reliable Network | N/A | No | 0% | Safety security & reliability | Business IT (2018 onwards) | 21.14% | TRUE | 109 | 1 | 2 | 6 | 1 | FALSE | FALSE | TRUE | 0.0053869 | 0.0048972 | 0.0024486 | 0.0053869 | 0.0056318 | 0.023751 | 0.0052975 | 0.0048848 | 0.002476 | 0.0054824 | 0.0057631 | 0.023904 | 0.00070075 | 0.00058515 | 0.00035193 | 0.00085357 | 0.00077826 | 0.0032697 | 0.00012636 | 0.00010906 | 6.4636e-05 | 0.00015664 | 0.00014743 | 0.00060412 | 0.0061246 | 0.005579 | 0.0028926 | 0.0064926 | 0.0066887 | 0.027778 | 10% | 11% | 14% | 32% | 33% | 0.0023751 | 0.0026126 | 0.0033252 | 0.0076004 | 0.0078379 | 0.023751 | 0.0023904 | 0.0026294 | 0.0033465 | 0.0076492 | 0.0078882 | 0.023904 | 0.00032697 | 0.00035966 | 0.00045775 | 0.0010463 | 0.001079 | 0.0032697 | 6.0412e-05 | 6.6453e-05 | 8.4577e-05 | 0.00019332 | 0.00019936 | 0.00060412 | 0.0027778 | 0.0030555 | 0.0038889 | 0.0088888 | 0.0091666 | 0.027778 | FALSE | 0% | 0% | 0% | 0% | 0% | 0% | FALSE | 0% | 0% | 0% | 0% | 0% | TRUE | 64.38% | 27.75% | 3.633% | 0% | 0% | 0% | 4.238% | 0% | N/A | N/A
| 289 | WL1 Secondary Systems Renewal | TRUE | Non-Labour | Secondary Systems | 95.76% | Replacement Expenditure | Digital Infrastructure | Repex | N/A | N/A | DI - Protection systems | DI - Safe and Reliable Network | N/A | No | 0% | Safety security & reliability | Secondary Systems (2018-23) | 78.86% | TRUE | 109 | 2 | 3 | 4 | 2 | FALSE | FALSE | TRUE | 0.45398 | 0.41271 | 0.20635 | 0.45398 | 0.47461 | 2.0016 | 0.45398 | 0.41271 | 0.20635 | 0.45398 | 0.47461 | 2.0016 | 0.060052 | 0.049438 | 0.02933 | 0.070681 | 0.064093 | 0.27359 | 0.010828 | 0.0092142 | 0.0053869 | 0.01297 | 0.012141 | 0.050541 | 0.52486 | 0.47136 | 0.24107 | 0.53763 | 0.55085 | 2.3258 | 10% | 11% | 14% | 32% | 33% | 0.20016 | 0.22018 | 0.28023 | 0.64052 | 0.66054 | 2.0016 | 0.20016 | 0.22018 | 0.28023 | 0.64052 | 0.66054 | 2.0016 | 0.027359 | 0.030095 | 0.038303 | 0.08755 | 0.090286 | 0.27359 | 0.0050541 | 0.0055595 | 0.0070758 | 0.016173 | 0.016679 | 0.050541 | 0.23258 | 0.25583 | 0.32561 | 0.74424 | 0.7675 | 2.3258 | FALSE | 0% | 0% | 0% | 0% | 0% | 0% | FALSE | 0% | 0% | 0% | 0% | 0% | TRUE | 64.38% | 27.75% | 3.633% | 0% | 0% | 0% | 4.238% | 0% | N/A | N/A
| 290 | WL1 Secondary Systems Renewal | TRUE | Non-Labour | Business IT | 4.238% | Replacement Expenditure | Digital Infrastructure | Repex | N/A | N/A | DI - Protection systems | DI - Safe and Reliable Network | N/A | No | 0% | Safety security & reliability | Business IT (2018 onwards) | 78.86% | TRUE | 109 | 2 | 4 | 6 | 2 | FALSE | FALSE | TRUE | 0.020092 | 0.018265 | 0.0091326 | 0.020092 | 0.021005 | 0.088586 | 0.020092 | 0.018265 | 0.0091326 | 0.020092 | 0.021005 | 0.088586 | 0.0026577 | 0.002188 | 0.0012981 | 0.0031281 | 0.0028366 | 0.012108 | 0.00047923 | 0.00040779 | 0.00023841 | 0.00057403 | 0.00053735 | 0.0022368 | 0.023229 | 0.020861 | 0.010669 | 0.023794 | 0.024379 | 0.10293 | 10% | 11% | 14% | 32% | 33% | 0.0088586 | 0.0097445 | 0.012402 | 0.028348 | 0.029233 | 0.088586 | 0.0088586 | 0.0097445 | 0.012402 | 0.028348 | 0.029233 | 0.088586 | 0.0012108 | 0.0013319 | 0.0016952 | 0.0038747 | 0.0039958 | 0.012108 | 0.00022368 | 0.00024605 | 0.00031315 | 0.00071578 | 0.00073815 | 0.0022368 | 0.010293 | 0.011322 | 0.01441 | 0.032938 | 0.033967 | 0.10293 | FALSE | 0% | 0% | 0% | 0% | 0% | 0% | FALSE | 0% | 0% | 0% | 0% | 0% | TRUE | 64.38% | 27.75% | 3.633% | 0% | 0% | 0% | 4.238% | 0% | N/A | N/A
| 291 | Busbar Protection Relay Replacements | TRUE | Labour | Secondary Systems | 100% | Replacement Expenditure | Digital Infrastructure | Repex | N/A | N/A | DI - Protection systems | DI - Safe and Reliable Network | N/A | No | 0% | Safety security & reliability | Secondary Systems (2018-23) | 51.5% | TRUE | 110 | 1 | 1 | 4 | 1 | FALSE | FALSE | TRUE | 0.35104 | 0.31913 | 0.15956 | 0.35104 | 0.367 | 1.5478 | 0.34521 | 0.31832 | 0.16135 | 0.35726 | 0.37555 | 1.5577 | 0.045665 | 0.038132 | 0.022933 | 0.055623 | 0.050715 | 0.21307 | 0.0082341 | 0.0071069 | 0.004212 | 0.010207 | 0.0096073 | 0.039368 | 0.39911 | 0.36356 | 0.1885 | 0.42309 | 0.43587 | 1.8101 | 10% | 11% | 14% | 32% | 33% | 0.15478 | 0.17025 | 0.21669 | 0.49528 | 0.51076 | 1.5478 | 0.15577 | 0.17135 | 0.21808 | 0.49846 | 0.51404 | 1.5577 | 0.021307 | 0.023438 | 0.02983 | 0.068182 | 0.070313 | 0.21307 | 0.0039368 | 0.0043304 | 0.0055115 | 0.012598 | 0.012991 | 0.039368 | 0.18101 | 0.19911 | 0.25342 | 0.57924 | 0.59734 | 1.8101 | FALSE | 0% | 0% | 0% | 0% | 0% | 0% | FALSE | 0% | 0% | 0% | 0% | 0% | TRUE | 100% | 0% | 0% | 0% | 0% | 0% | 0% | 0% | N/A | N/A
| 292 | Busbar Protection Relay Replacements | TRUE | Non-Labour | Secondary Systems | 100% | Replacement Expenditure | Digital Infrastructure | Repex | N/A | N/A | DI - Protection systems | DI - Safe and Reliable Network | N/A | No | 0% | Safety security & reliability | Secondary Systems (2018-23) | 48.5% | TRUE | 110 | 2 | 2 | 4 | 2 | FALSE | FALSE | TRUE | 0.33064 | 0.30058 | 0.15029 | 0.33064 | 0.34567 | 1.4578 | 0.33064 | 0.30058 | 0.15029 | 0.33064 | 0.34567 | 1.4578 | 0.043737 | 0.036006 | 0.021361 | 0.051478 | 0.046679 | 0.19926 | 0.0078864 | 0.0067108 | 0.0039233 | 0.0094465 | 0.0088428 | 0.03681 | 0.38226 | 0.3433 | 0.17557 | 0.39156 | 0.40119 | 1.6939 | 10% | 11% | 14% | 32% | 33% | 0.14578 | 0.16036 | 0.20409 | 0.4665 | 0.48108 | 1.4578 | 0.14578 | 0.16036 | 0.20409 | 0.4665 | 0.48108 | 1.4578 | 0.019926 | 0.021919 | 0.027897 | 0.063764 | 0.065756 | 0.19926 | 0.003681 | 0.0040491 | 0.0051534 | 0.011779 | 0.012147 | 0.03681 | 0.16939 | 0.18633 | 0.23714 | 0.54204 | 0.55898 | 1.6939 | FALSE | 0% | 0% | 0% | 0% | 0% | 0% | FALSE | 0% | 0% | 0% | 0% | 0% | TRUE | 100% | 0% | 0% | 0% | 0% | 0% | 0% | 0% | N/A | N/A
| 293 | Capacitor Protection Relay Replacements | TRUE | Labour | Secondary Systems | 100% | Replacement Expenditure | Digital Infrastructure | Repex | N/A | N/A | DI - Protection systems | DI - Safe and Reliable Network | N/A | No | 0% | Safety security & reliability | Secondary Systems (2018-23) | 62.7% | TRUE | 111 | 1 | 1 | 4 | 1 | FALSE | FALSE | TRUE | 0.25941 | 0.23582 | 0.11791 | 0.25941 | 0.2712 | 1.1438 | 0.2551 | 0.23523 | 0.11923 | 0.26401 | 0.27752 | 1.1511 | 0.033745 | 0.028178 | 0.016947 | 0.041104 | 0.037477 | 0.15745 | 0.0060848 | 0.0052518 | 0.0031126 | 0.0075428 | 0.0070995 | 0.029091 | 0.29493 | 0.26866 | 0.13929 | 0.31265 | 0.3221 | 1.3376 | 10% | 11% | 14% | 32% | 33% | 0.11438 | 0.12581 | 0.16013 | 0.366 | 0.37744 | 1.1438 | 0.11511 | 0.12662 | 0.16115 | 0.36835 | 0.37986 | 1.1511 | 0.015745 | 0.01732 | 0.022043 | 0.050384 | 0.051959 | 0.15745 | 0.0029091 | 0.0032001 | 0.0040728 | 0.0093093 | 0.0096002 | 0.029091 | 0.13376 | 0.14714 | 0.18727 | 0.42804 | 0.44142 | 1.3376 | FALSE | 0% | 0% | 0% | 0% | 0% | 0% | FALSE | 0% | 0% | 0% | 0% | 0% | TRUE | 100% | 0% | 0% | 0% | 0% | 0% | 0% | 0% | N/A | N/A
| 294 | Capacitor Protection Relay Replacements | TRUE | Non-Labour | Secondary Systems | 100% | Replacement Expenditure | Digital Infrastructure | Repex | N/A | N/A | DI - Protection systems | DI - Safe and Reliable Network | N/A | No | 0% | Safety security & reliability | Secondary Systems (2018-23) | 37.3% | TRUE | 111 | 2 | 2 | 4 | 2 | FALSE | FALSE | TRUE | 0.15429 | 0.14027 | 0.070133 | 0.15429 | 0.1613 | 0.68029 | 0.15429 | 0.14027 | 0.070133 | 0.15429 | 0.1613 | 0.68029 | 0.02041 | 0.016802 | 0.0099683 | 0.024022 | 0.021783 | 0.092985 | 0.0036802 | 0.0031316 | 0.0018308 | 0.0044082 | 0.0041265 | 0.017177 | 0.17838 | 0.1602 | 0.081932 | 0.18272 | 0.18721 | 0.79045 | 10% | 11% | 14% | 32% | 33% | 0.068029 | 0.074831 | 0.09524 | 0.21769 | 0.22449 | 0.68029 | 0.068029 | 0.074831 | 0.09524 | 0.21769 | 0.22449 | 0.68029 | 0.0092985 | 0.010228 | 0.013018 | 0.029755 | 0.030685 | 0.092985 | 0.0017177 | 0.0018895 | 0.0024048 | 0.0054967 | 0.0056685 | 0.017177 | 0.079045 | 0.086949 | 0.11066 | 0.25294 | 0.26085 | 0.79045 | FALSE | 0% | 0% | 0% | 0% | 0% | 0% | FALSE | 0% | 0% | 0% | 0% | 0% | TRUE | 100% | 0% | 0% | 0% | 0% | 0% | 0% | 0% | N/A | N/A
| 295 | Reactor Protection Relay Replacements | TRUE | Labour | Secondary Systems | 100% | Replacement Expenditure | Digital Infrastructure | Repex | N/A | N/A | DI - Protection systems | DI - Safe and Reliable Network | N/A | No | 0% | Safety security & reliability | Secondary Systems (2018-23) | 62.7% | TRUE | 112 | 1 | 1 | 4 | 1 | FALSE | FALSE | TRUE | 0.13406 | 0.12188 | 0.060938 | 0.13406 | 0.14016 | 0.5911 | 0.13184 | 0.12157 | 0.06162 | 0.13644 | 0.14342 | 0.59489 | 0.01744 | 0.014563 | 0.0087584 | 0.021243 | 0.019368 | 0.081372 | 0.0031446 | 0.0027142 | 0.0016086 | 0.0038982 | 0.0036691 | 0.015035 | 0.15242 | 0.13885 | 0.071987 | 0.16158 | 0.16646 | 0.6913 | 10% | 11% | 14% | 32% | 33% | 0.05911 | 0.065021 | 0.082754 | 0.18915 | 0.19506 | 0.5911 | 0.059489 | 0.065438 | 0.083285 | 0.19037 | 0.19631 | 0.59489 | 0.0081372 | 0.0089509 | 0.011392 | 0.026039 | 0.026853 | 0.081372 | 0.0015035 | 0.0016538 | 0.0021049 | 0.0048111 | 0.0049614 | 0.015035 | 0.06913 | 0.076043 | 0.096782 | 0.22122 | 0.22813 | 0.6913 | FALSE | 0% | 0% | 0% | 0% | 0% | 0% | FALSE | 0% | 0% | 0% | 0% | 0% | TRUE | 100% | 0% | 0% | 0% | 0% | 0% | 0% | 0% | N/A | N/A
| 296 | Reactor Protection Relay Replacements | TRUE | Non-Labour | Secondary Systems | 100% | Replacement Expenditure | Digital Infrastructure | Repex | N/A | N/A | DI - Protection systems | DI - Safe and Reliable Network | N/A | No | 0% | Safety security & reliability | Secondary Systems (2018-23) | 37.3% | TRUE | 112 | 2 | 2 | 4 | 2 | FALSE | FALSE | TRUE | 0.079739 | 0.07249 | 0.036245 | 0.079739 | 0.083363 | 0.35158 | 0.079739 | 0.07249 | 0.036245 | 0.079739 | 0.083363 | 0.35158 | 0.010548 | 0.0086835 | 0.0051517 | 0.012415 | 0.011258 | 0.048055 | 0.001902 | 0.0016184 | 0.00094618 | 0.0022782 | 0.0021326 | 0.0088773 | 0.092189 | 0.082792 | 0.042343 | 0.094432 | 0.096754 | 0.40851 | 10% | 11% | 14% | 32% | 33% | 0.035158 | 0.038673 | 0.049221 | 0.1125 | 0.11602 | 0.35158 | 0.035158 | 0.038673 | 0.049221 | 0.1125 | 0.11602 | 0.35158 | 0.0048055 | 0.0052861 | 0.0067278 | 0.015378 | 0.015858 | 0.048055 | 0.00088773 | 0.00097651 | 0.0012428 | 0.0028408 | 0.0029295 | 0.0088773 | 0.040851 | 0.044936 | 0.057191 | 0.13072 | 0.13481 | 0.40851 | FALSE | 0% | 0% | 0% | 0% | 0% | 0% | FALSE | 0% | 0% | 0% | 0% | 0% | TRUE | 100% | 0% | 0% | 0% | 0% | 0% | 0% | 0% | N/A | N/A
| 297 | Transformer Protection Relay Replacements | TRUE | Labour | Secondary Systems | 100% | Replacement Expenditure | Digital Infrastructure | Repex | N/A | N/A | DI - Protection systems | DI - Safe and Reliable Network | N/A | No | 0% | Safety security & reliability | Secondary Systems (2018-23) | 54.27% | TRUE | 113 | 1 | 1 | 4 | 1 | FALSE | FALSE | TRUE | 0.68525 | 0.62295 | 0.31148 | 0.68525 | 0.7164 | 3.0213 | 0.67388 | 0.62138 | 0.31496 | 0.6974 | 0.7331 | 3.0407 | 0.089141 | 0.074435 | 0.044767 | 0.10858 | 0.098999 | 0.41592 | 0.016073 | 0.013873 | 0.0082222 | 0.019925 | 0.018754 | 0.076848 | 0.77909 | 0.70969 | 0.36795 | 0.8259 | 0.85085 | 3.5335 | 10% | 11% | 14% | 32% | 33% | 0.30213 | 0.33235 | 0.42299 | 0.96682 | 0.99704 | 3.0213 | 0.30407 | 0.33448 | 0.4257 | 0.97303 | 1.0034 | 3.0407 | 0.041592 | 0.045751 | 0.058229 | 0.13309 | 0.13725 | 0.41592 | 0.0076848 | 0.0084533 | 0.010759 | 0.024591 | 0.02536 | 0.076848 | 0.35335 | 0.38868 | 0.49469 | 1.1307 | 1.1661 | 3.5335 | FALSE | 0% | 0% | 0% | 0% | 0% | 0% | FALSE | 0% | 0% | 0% | 0% | 0% | TRUE | 100% | 0% | 0% | 0% | 0% | 0% | 0% | 0% | N/A | N/A
| 298 | Transformer Protection Relay Replacements | TRUE | Non-Labour | Secondary Systems | 100% | Replacement Expenditure | Digital Infrastructure | Repex | N/A | N/A | DI - Protection systems | DI - Safe and Reliable Network | N/A | No | 0% | Safety security & reliability | Secondary Systems (2018-23) | 45.73% | TRUE | 113 | 2 | 2 | 4 | 2 | FALSE | FALSE | TRUE | 0.5775 | 0.525 | 0.2625 | 0.5775 | 0.60375 | 2.5462 | 0.5775 | 0.525 | 0.2625 | 0.5775 | 0.60375 | 2.5462 | 0.076392 | 0.06289 | 0.03731 | 0.089913 | 0.081532 | 0.34804 | 0.013775 | 0.011721 | 0.0068526 | 0.0165 | 0.015445 | 0.064293 | 0.66767 | 0.59961 | 0.30666 | 0.68391 | 0.70073 | 2.9586 | 10% | 11% | 14% | 32% | 33% | 0.25462 | 0.28009 | 0.35647 | 0.8148 | 0.84026 | 2.5462 | 0.25462 | 0.28009 | 0.35647 | 0.8148 | 0.84026 | 2.5462 | 0.034804 | 0.038284 | 0.048725 | 0.11137 | 0.11485 | 0.34804 | 0.0064293 | 0.0070722 | 0.009001 | 0.020574 | 0.021217 | 0.064293 | 0.29586 | 0.32544 | 0.4142 | 0.94675 | 0.97633 | 2.9586 | FALSE | 0% | 0% | 0% | 0% | 0% | 0% | FALSE | 0% | 0% | 0% | 0% | 0% | TRUE | 100% | 0% | 0% | 0% | 0% | 0% | 0% | 0% | N/A | N/A
| 299 | UFLS Protection Relay Replacements | TRUE | Labour | Secondary Systems | 100% | Replacement Expenditure | Digital Infrastructure | Repex | N/A | N/A | DI - Protection systems | DI - Safe and Reliable Network | N/A | No | 0% | Safety security & reliability | Secondary Systems (2018-23) | 57.57% | TRUE | 114 | 1 | 1 | 4 | 1 | FALSE | FALSE | TRUE | 0.058543 | 0.053221 | 0.02661 | 0.058543 | 0.061204 | 0.25812 | 0.057571 | 0.053087 | 0.026908 | 0.059581 | 0.062631 | 0.25978 | 0.0076156 | 0.0063592 | 0.0038246 | 0.0092763 | 0.0084578 | 0.035534 | 0.0013732 | 0.0011852 | 0.00070245 | 0.0017023 | 0.0016022 | 0.0065654 | 0.06656 | 0.060631 | 0.031436 | 0.070559 | 0.072691 | 0.30188 | 10% | 11% | 14% | 32% | 33% | 0.025812 | 0.028393 | 0.036137 | 0.082599 | 0.08518 | 0.25812 | 0.025978 | 0.028576 | 0.036369 | 0.083129 | 0.085727 | 0.25978 | 0.0035534 | 0.0039087 | 0.0049747 | 0.011371 | 0.011726 | 0.035534 | 0.00065654 | 0.00072219 | 0.00091915 | 0.0021009 | 0.0021666 | 0.0065654 | 0.030188 | 0.033206 | 0.042263 | 0.096601 | 0.099619 | 0.30188 | FALSE | 0% | 0% | 0% | 0% | 0% | 0% | FALSE | 0% | 0% | 0% | 0% | 0% | TRUE | 100% | 0% | 0% | 0% | 0% | 0% | 0% | 0% | N/A | N/A
| 300 | UFLS Protection Relay Replacements | TRUE | Non-Labour | Secondary Systems | 100% | Replacement Expenditure | Digital Infrastructure | Repex | N/A | N/A | DI - Protection systems | DI - Safe and Reliable Network | N/A | No | 0% | Safety security & reliability | Secondary Systems (2018-23) | 42.43% | TRUE | 114 | 2 | 2 | 4 | 2 | FALSE | FALSE | TRUE | 0.043152 | 0.039229 | 0.019615 | 0.043152 | 0.045114 | 0.19026 | 0.043152 | 0.039229 | 0.019615 | 0.043152 | 0.045114 | 0.19026 | 0.0057082 | 0.0046993 | 0.0027879 | 0.0067185 | 0.0060922 | 0.026006 | 0.0010293 | 0.00087584 | 0.00051204 | 0.0012329 | 0.0011541 | 0.0048041 | 0.04989 | 0.044804 | 0.022915 | 0.051104 | 0.05236 | 0.22107 | 10% | 11% | 14% | 32% | 33% | 0.019026 | 0.020929 | 0.026637 | 0.060884 | 0.062786 | 0.19026 | 0.019026 | 0.020929 | 0.026637 | 0.060884 | 0.062786 | 0.19026 | 0.0026006 | 0.0028607 | 0.0036409 | 0.0083219 | 0.008582 | 0.026006 | 0.00048041 | 0.00052846 | 0.00067258 | 0.0015373 | 0.0015854 | 0.0048041 | 0.022107 | 0.024318 | 0.03095 | 0.070743 | 0.072954 | 0.22107 | FALSE | 0% | 0% | 0% | 0% | 0% | 0% | FALSE | 0% | 0% | 0% | 0% | 0% | TRUE | 100% | 0% | 0% | 0% | 0% | 0% | 0% | 0% | N/A | N/A
| 301 | Digital Intertrips | FALSE | Labour | Communications (short life) | 100% | Replacement Expenditure | Digital Infrastructure | Repex | N/A | N/A | DI - Protection systems | DI - Safe and Reliable Network | N/A | Yes | 0% | Safety security & reliability | Communications (short life) (2018 onwards) | 0% | TRUE | 115 | 1 | 1 | 5 | 1 | FALSE | FALSE | TRUE | 0 | 0 | 0 | 0 | 0 | 0 | 0 | 0 | 0 | 0 | 0 | 0 | 0 | 0 | 0 | 0 | 0 | 0 | 0 | 0 | 0 | 0 | 0 | 0 | 0 | 0 | 0 | 0 | 0 | 0 | 0% | 0% | 0% | 0% | 0% | 0 | 0 | 0 | 0 | 0 | 0 | 0 | 0 | 0 | 0 | 0 | 0 | 0 | 0 | 0 | 0 | 0 | 0 | 0 | 0 | 0 | 0 | 0 | 0 | 0 | 0 | 0 | 0 | 0 | 0 | FALSE | 0% | 0% | 0% | 0% | 0% | 0% | FALSE | 0% | 0% | 0% | 0% | 0% | TRUE | 0% | 0% | 0% | 0% | 100% | 0% | 0% | 0% | N/A | N/A
| 302 | Digital Intertrips | FALSE | Non-Labour | Communications (short life) | 100% | Replacement Expenditure | Digital Infrastructure | Repex | N/A | N/A | DI - Protection systems | DI - Safe and Reliable Network | N/A | Yes | 0% | Safety security & reliability | Communications (short life) (2018 onwards) | 100% | TRUE | 115 | 2 | 2 | 5 | 2 | FALSE | FALSE | TRUE | 0 | 0 | 0 | 0 | 0 | 0 | 0 | 0 | 0 | 0 | 0 | 0 | 0 | 0 | 0 | 0 | 0 | 0 | 0 | 0 | 0 | 0 | 0 | 0 | 0 | 0 | 0 | 0 | 0 | 0 | 0% | 0% | 0% | 0% | 0% | 0 | 0 | 0 | 0 | 0 | 0 | 0 | 0 | 0 | 0 | 0 | 0 | 0 | 0 | 0 | 0 | 0 | 0 | 0 | 0 | 0 | 0 | 0 | 0 | 0 | 0 | 0 | 0 | 0 | 0 | FALSE | 0% | 0% | 0% | 0% | 0% | 0% | FALSE | 0% | 0% | 0% | 0% | 0% | TRUE | 0% | 0% | 0% | 0% | 100% | 0% | 0% | 0% | N/A | N/A
| 303 | Temporary protection renewal for recall periods | TRUE | Labour | Secondary Systems | 100% | Replacement Expenditure | Digital Infrastructure | Repex | N/A | N/A | DI - Protection systems | DI - Safe and Reliable Network | N/A | No | 0% | Safety security & reliability | Secondary Systems (2018-23) | 25.25% | TRUE | 116 | 1 | 1 | 4 | 1 | FALSE | FALSE | TRUE | 0.039589 | 0.03599 | 0.017995 | 0.039589 | 0.041388 | 0.17455 | 0.038932 | 0.035899 | 0.018196 | 0.040291 | 0.042353 | 0.17567 | 0.0051499 | 0.0043003 | 0.0025863 | 0.006273 | 0.0057195 | 0.024029 | 0.00092861 | 0.00080149 | 0.00047502 | 0.0011511 | 0.0010835 | 0.0044397 | 0.04501 | 0.041001 | 0.021258 | 0.047715 | 0.049156 | 0.20414 | 10% | 11% | 14% | 32% | 33% | 0.017455 | 0.019201 | 0.024437 | 0.055856 | 0.057602 | 0.17455 | 0.017567 | 0.019324 | 0.024594 | 0.056215 | 0.057971 | 0.17567 | 0.0024029 | 0.0026432 | 0.0033641 | 0.0076893 | 0.0079296 | 0.024029 | 0.00044397 | 0.00048837 | 0.00062156 | 0.0014207 | 0.0014651 | 0.0044397 | 0.020414 | 0.022455 | 0.02858 | 0.065325 | 0.067366 | 0.20414 | FALSE | 0% | 0% | 0% | 0% | 0% | 0% | FALSE | 0% | 0% | 0% | 0% | 0% | TRUE | 100% | 0% | 0% | 0% | 0% | 0% | 0% | 0% | N/A | N/A
| 304 | Temporary protection renewal for recall periods | TRUE | Non-Labour | Secondary Systems | 100% | Replacement Expenditure | Digital Infrastructure | Repex | N/A | N/A | DI - Protection systems | DI - Safe and Reliable Network | N/A | No | 0% | Safety security & reliability | Secondary Systems (2018-23) | 74.75% | TRUE | 116 | 2 | 2 | 4 | 2 | FALSE | FALSE | TRUE | 0.1172 | 0.10654 | 0.053272 | 0.1172 | 0.12253 | 0.51674 | 0.1172 | 0.10654 | 0.053272 | 0.1172 | 0.12253 | 0.51674 | 0.015503 | 0.012763 | 0.0075718 | 0.018247 | 0.016546 | 0.070631 | 0.0027955 | 0.0023787 | 0.0013907 | 0.0033485 | 0.0031344 | 0.013048 | 0.1355 | 0.12169 | 0.062235 | 0.13879 | 0.14221 | 0.60042 | 10% | 11% | 14% | 32% | 33% | 0.051674 | 0.056841 | 0.072344 | 0.16536 | 0.17052 | 0.51674 | 0.051674 | 0.056841 | 0.072344 | 0.16536 | 0.17052 | 0.51674 | 0.0070631 | 0.0077694 | 0.0098883 | 0.022602 | 0.023308 | 0.070631 | 0.0013048 | 0.0014353 | 0.0018267 | 0.0041753 | 0.0043058 | 0.013048 | 0.060042 | 0.066046 | 0.084059 | 0.19213 | 0.19814 | 0.60042 | FALSE | 0% | 0% | 0% | 0% | 0% | 0% | FALSE | 0% | 0% | 0% | 0% | 0% | TRUE | 100% | 0% | 0% | 0% | 0% | 0% | 0% | 0% | N/A | N/A
| 305 | Time Domain Protection Proof of Concept | FALSE | Labour | Secondary Systems | 100% | Replacement Expenditure | Digital Infrastructure | Repex | N/A | N/A | DI - Protection systems | DI - Safe and Reliable Network | N/A | No | 0% | Safety security & reliability | Secondary Systems (2018-23) | 0% | TRUE | 117 | 1 | 1 | 4 | 1 | FALSE | FALSE | TRUE | 0 | 0 | 0 | 0 | 0 | 0 | 0 | 0 | 0 | 0 | 0 | 0 | 0 | 0 | 0 | 0 | 0 | 0 | 0 | 0 | 0 | 0 | 0 | 0 | 0 | 0 | 0 | 0 | 0 | 0 | 0% | 0% | 0% | 0% | 0% | 0 | 0 | 0 | 0 | 0 | 0 | 0 | 0 | 0 | 0 | 0 | 0 | 0 | 0 | 0 | 0 | 0 | 0 | 0 | 0 | 0 | 0 | 0 | 0 | 0 | 0 | 0 | 0 | 0 | 0 | FALSE | 0% | 0% | 0% | 0% | 0% | 0% | FALSE | 0% | 0% | 0% | 0% | 0% | TRUE | 100% | 0% | 0% | 0% | 0% | 0% | 0% | 0% | N/A | N/A
| 306 | Time Domain Protection Proof of Concept | FALSE | Non-Labour | Secondary Systems | 100% | Replacement Expenditure | Digital Infrastructure | Repex | N/A | N/A | DI - Protection systems | DI - Safe and Reliable Network | N/A | No | 0% | Safety security & reliability | Secondary Systems (2018-23) | 100% | TRUE | 117 | 2 | 2 | 4 | 2 | FALSE | FALSE | TRUE | 0 | 0 | 0 | 0 | 0 | 0 | 0 | 0 | 0 | 0 | 0 | 0 | 0 | 0 | 0 | 0 | 0 | 0 | 0 | 0 | 0 | 0 | 0 | 0 | 0 | 0 | 0 | 0 | 0 | 0 | 0% | 0% | 0% | 0% | 0% | 0 | 0 | 0 | 0 | 0 | 0 | 0 | 0 | 0 | 0 | 0 | 0 | 0 | 0 | 0 | 0 | 0 | 0 | 0 | 0 | 0 | 0 | 0 | 0 | 0 | 0 | 0 | 0 | 0 | 0 | FALSE | 0% | 0% | 0% | 0% | 0% | 0% | FALSE | 0% | 0% | 0% | 0% | 0% | TRUE | 100% | 0% | 0% | 0% | 0% | 0% | 0% | 0% | N/A | N/A
| 307 | Market Metering Protection Relay Replacements | FALSE | Labour | Secondary Systems | 100% | Replacement Expenditure | Digital Infrastructure | Repex | N/A | N/A | DI - Market metering systems | DI - Safe and Reliable Network | N/A | No | 0% | Safety security & reliability | Secondary Systems (2018-23) | 0% | TRUE | 118 | 1 | 1 | 4 | 1 | FALSE | FALSE | TRUE | 0 | 0 | 0 | 0 | 0 | 0 | 0 | 0 | 0 | 0 | 0 | 0 | 0 | 0 | 0 | 0 | 0 | 0 | 0 | 0 | 0 | 0 | 0 | 0 | 0 | 0 | 0 | 0 | 0 | 0 | 0% | 0% | 0% | 0% | 0% | 0 | 0 | 0 | 0 | 0 | 0 | 0 | 0 | 0 | 0 | 0 | 0 | 0 | 0 | 0 | 0 | 0 | 0 | 0 | 0 | 0 | 0 | 0 | 0 | 0 | 0 | 0 | 0 | 0 | 0 | FALSE | 0% | 0% | 0% | 0% | 0% | 0% | FALSE | 0% | 0% | 0% | 0% | 0% | TRUE | 0% | 0% | 100% | 0% | 0% | 0% | 0% | 0% | N/A | N/A
| 308 | Market Metering Protection Relay Replacements | FALSE | Non-Labour | Secondary Systems | 100% | Replacement Expenditure | Digital Infrastructure | Repex | N/A | N/A | DI - Market metering systems | DI - Safe and Reliable Network | N/A | No | 0% | Safety security & reliability | Secondary Systems (2018-23) | 100% | TRUE | 118 | 2 | 2 | 4 | 2 | FALSE | FALSE | TRUE | 0 | 0 | 0 | 0 | 0 | 0 | 0 | 0 | 0 | 0 | 0 | 0 | 0 | 0 | 0 | 0 | 0 | 0 | 0 | 0 | 0 | 0 | 0 | 0 | 0 | 0 | 0 | 0 | 0 | 0 | 0% | 0% | 0% | 0% | 0% | 0 | 0 | 0 | 0 | 0 | 0 | 0 | 0 | 0 | 0 | 0 | 0 | 0 | 0 | 0 | 0 | 0 | 0 | 0 | 0 | 0 | 0 | 0 | 0 | 0 | 0 | 0 | 0 | 0 | 0 | FALSE | 0% | 0% | 0% | 0% | 0% | 0% | FALSE | 0% | 0% | 0% | 0% | 0% | TRUE | 0% | 0% | 100% | 0% | 0% | 0% | 0% | 0% | N/A | N/A
| 309 | NiCd / Chargers Renewal | FALSE | Labour | Business IT | 100% | Replacement Expenditure | Digital Infrastructure | Repex | N/A | N/A | DI - AC/DC & Auxiliary systems | DI - Safe and Reliable Network | N/A | No | 0% | Safety security & reliability | Business IT (2018 onwards) | 0% | TRUE | 119 | 1 | 1 | 6 | 1 | FALSE | FALSE | TRUE | 0 | 0 | 0 | 0 | 0 | 0 | 0 | 0 | 0 | 0 | 0 | 0 | 0 | 0 | 0 | 0 | 0 | 0 | 0 | 0 | 0 | 0 | 0 | 0 | 0 | 0 | 0 | 0 | 0 | 0 | 0% | 0% | 0% | 0% | 0% | 0 | 0 | 0 | 0 | 0 | 0 | 0 | 0 | 0 | 0 | 0 | 0 | 0 | 0 | 0 | 0 | 0 | 0 | 0 | 0 | 0 | 0 | 0 | 0 | 0 | 0 | 0 | 0 | 0 | 0 | FALSE | 0% | 0% | 0% | 0% | 0% | 0% | FALSE | 0% | 0% | 0% | 0% | 0% | TRUE | 0% | 0% | 0% | 0% | 0% | 0% | 100% | 0% | N/A | N/A
| 310 | NiCd / Chargers Renewal | FALSE | Non-Labour | Business IT | 100% | Replacement Expenditure | Digital Infrastructure | Repex | N/A | N/A | DI - AC/DC & Auxiliary systems | DI - Safe and Reliable Network | N/A | No | 0% | Safety security & reliability | Business IT (2018 onwards) | 100% | TRUE | 119 | 2 | 2 | 6 | 2 | FALSE | FALSE | TRUE | 0 | 0 | 0 | 0 | 0 | 0 | 0 | 0 | 0 | 0 | 0 | 0 | 0 | 0 | 0 | 0 | 0 | 0 | 0 | 0 | 0 | 0 | 0 | 0 | 0 | 0 | 0 | 0 | 0 | 0 | 0% | 0% | 0% | 0% | 0% | 0 | 0 | 0 | 0 | 0 | 0 | 0 | 0 | 0 | 0 | 0 | 0 | 0 | 0 | 0 | 0 | 0 | 0 | 0 | 0 | 0 | 0 | 0 | 0 | 0 | 0 | 0 | 0 | 0 | 0 | FALSE | 0% | 0% | 0% | 0% | 0% | 0% | FALSE | 0% | 0% | 0% | 0% | 0% | TRUE | 0% | 0% | 0% | 0% | 0% | 0% | 100% | 0% | N/A | N/A
| 311 | RPS Renewal | FALSE | Labour | Business IT | 100% | Replacement Expenditure | Digital Infrastructure | Repex | N/A | N/A | DI - AC/DC & Auxiliary systems | DI - Safe and Reliable Network | N/A | Yes | 0% | Safety security & reliability | Business IT (2018 onwards) | 0% | TRUE | 120 | 1 | 1 | 6 | 1 | FALSE | FALSE | TRUE | 0 | 0 | 0 | 0 | 0 | 0 | 0 | 0 | 0 | 0 | 0 | 0 | 0 | 0 | 0 | 0 | 0 | 0 | 0 | 0 | 0 | 0 | 0 | 0 | 0 | 0 | 0 | 0 | 0 | 0 | 0% | 0% | 0% | 0% | 0% | 0 | 0 | 0 | 0 | 0 | 0 | 0 | 0 | 0 | 0 | 0 | 0 | 0 | 0 | 0 | 0 | 0 | 0 | 0 | 0 | 0 | 0 | 0 | 0 | 0 | 0 | 0 | 0 | 0 | 0 | FALSE | 0% | 0% | 0% | 0% | 0% | 0% | FALSE | 0% | 0% | 0% | 0% | 0% | TRUE | 0% | 0% | 0% | 0% | 0% | 0% | 100% | 0% | N/A | N/A
| 312 | RPS Renewal | FALSE | Non-Labour | Business IT | 100% | Replacement Expenditure | Digital Infrastructure | Repex | N/A | N/A | DI - AC/DC & Auxiliary systems | DI - Safe and Reliable Network | N/A | Yes | 0% | Safety security & reliability | Business IT (2018 onwards) | 100% | TRUE | 120 | 2 | 2 | 6 | 2 | FALSE | FALSE | TRUE | 0 | 0 | 0 | 0 | 0 | 0 | 0 | 0 | 0 | 0 | 0 | 0 | 0 | 0 | 0 | 0 | 0 | 0 | 0 | 0 | 0 | 0 | 0 | 0 | 0 | 0 | 0 | 0 | 0 | 0 | 0% | 0% | 0% | 0% | 0% | 0 | 0 | 0 | 0 | 0 | 0 | 0 | 0 | 0 | 0 | 0 | 0 | 0 | 0 | 0 | 0 | 0 | 0 | 0 | 0 | 0 | 0 | 0 | 0 | 0 | 0 | 0 | 0 | 0 | 0 | FALSE | 0% | 0% | 0% | 0% | 0% | 0% | FALSE | 0% | 0% | 0% | 0% | 0% | TRUE | 0% | 0% | 0% | 0% | 0% | 0% | 100% | 0% | N/A | N/A
| 313 | RTU Renewal Program | FALSE | Labour | Secondary Systems | 100% | Replacement Expenditure | Digital Infrastructure | Repex | N/A | N/A | DI - Control systems | DI - Safe and Reliable Network | N/A | No | 0% | Safety security & reliability | Secondary Systems (2018-23) | 0% | TRUE | 121 | 1 | 1 | 4 | 1 | FALSE | FALSE | TRUE | 0 | 0 | 0 | 0 | 0 | 0 | 0 | 0 | 0 | 0 | 0 | 0 | 0 | 0 | 0 | 0 | 0 | 0 | 0 | 0 | 0 | 0 | 0 | 0 | 0 | 0 | 0 | 0 | 0 | 0 | 0% | 0% | 0% | 0% | 0% | 0 | 0 | 0 | 0 | 0 | 0 | 0 | 0 | 0 | 0 | 0 | 0 | 0 | 0 | 0 | 0 | 0 | 0 | 0 | 0 | 0 | 0 | 0 | 0 | 0 | 0 | 0 | 0 | 0 | 0 | FALSE | 0% | 0% | 0% | 0% | 0% | 0% | FALSE | 0% | 0% | 0% | 0% | 0% | TRUE | 0% | 100% | 0% | 0% | 0% | 0% | 0% | 0% | N/A | N/A
| 314 | RTU Renewal Program | FALSE | Non-Labour | Secondary Systems | 100% | Replacement Expenditure | Digital Infrastructure | Repex | N/A | N/A | DI - Control systems | DI - Safe and Reliable Network | N/A | No | 0% | Safety security & reliability | Secondary Systems (2018-23) | 100% | TRUE | 121 | 2 | 2 | 4 | 2 | FALSE | FALSE | TRUE | 0 | 0 | 0 | 0 | 0 | 0 | 0 | 0 | 0 | 0 | 0 | 0 | 0 | 0 | 0 | 0 | 0 | 0 | 0 | 0 | 0 | 0 | 0 | 0 | 0 | 0 | 0 | 0 | 0 | 0 | 0% | 0% | 0% | 0% | 0% | 0 | 0 | 0 | 0 | 0 | 0 | 0 | 0 | 0 | 0 | 0 | 0 | 0 | 0 | 0 | 0 | 0 | 0 | 0 | 0 | 0 | 0 | 0 | 0 | 0 | 0 | 0 | 0 | 0 | 0 | FALSE | 0% | 0% | 0% | 0% | 0% | 0% | FALSE | 0% | 0% | 0% | 0% | 0% | TRUE | 0% | 100% | 0% | 0% | 0% | 0% | 0% | 0% | N/A | N/A
| 315 | HMI/Gateway Renewal Programs | FALSE | Labour | Secondary Systems | 100% | Replacement Expenditure | Digital Infrastructure | Repex | N/A | N/A | DI - Control systems | DI - Safe and Reliable Network | N/A | No | 0% | Safety security & reliability | Secondary Systems (2018-23) | 13.72% | TRUE | 122 | 1 | 1 | 4 | 1 | FALSE | FALSE | TRUE | 0 | 0 | 0 | 0 | 0 | 0 | 0 | 0 | 0 | 0 | 0 | 0 | 0 | 0 | 0 | 0 | 0 | 0 | 0 | 0 | 0 | 0 | 0 | 0 | 0 | 0 | 0 | 0 | 0 | 0 | 0% | 0% | 0% | 0% | 0% | 0 | 0 | 0 | 0 | 0 | 0 | 0 | 0 | 0 | 0 | 0 | 0 | 0 | 0 | 0 | 0 | 0 | 0 | 0 | 0 | 0 | 0 | 0 | 0 | 0 | 0 | 0 | 0 | 0 | 0 | FALSE | 0% | 0% | 0% | 0% | 0% | 0% | FALSE | 0% | 0% | 0% | 0% | 0% | TRUE | 0% | 100% | 0% | 0% | 0% | 0% | 0% | 0% | N/A | N/A
| 316 | HMI/Gateway Renewal Programs | FALSE | Non-Labour | Secondary Systems | 100% | Replacement Expenditure | Digital Infrastructure | Repex | N/A | N/A | DI - Control systems | DI - Safe and Reliable Network | N/A | No | 0% | Safety security & reliability | Secondary Systems (2018-23) | 86.28% | TRUE | 122 | 2 | 2 | 4 | 2 | FALSE | FALSE | TRUE | 0 | 0 | 0 | 0 | 0 | 0 | 0 | 0 | 0 | 0 | 0 | 0 | 0 | 0 | 0 | 0 | 0 | 0 | 0 | 0 | 0 | 0 | 0 | 0 | 0 | 0 | 0 | 0 | 0 | 0 | 0% | 0% | 0% | 0% | 0% | 0 | 0 | 0 | 0 | 0 | 0 | 0 | 0 | 0 | 0 | 0 | 0 | 0 | 0 | 0 | 0 | 0 | 0 | 0 | 0 | 0 | 0 | 0 | 0 | 0 | 0 | 0 | 0 | 0 | 0 | FALSE | 0% | 0% | 0% | 0% | 0% | 0% | FALSE | 0% | 0% | 0% | 0% | 0% | TRUE | 0% | 100% | 0% | 0% | 0% | 0% | 0% | 0% | N/A | N/A
| 317 | OTN Network Replacement | TRUE | Labour | Communications (short life) | 100% | Replacement Expenditure | Digital Infrastructure | Repex | N/A | N/A | DI - Communications systems | DI - Compliance | N/A | No | 0% | Safety security & reliability | Communications (short life) (2018 onwards) | 27.94% | TRUE | 123 | 1 | 1 | 5 | 1 | FALSE | FALSE | TRUE | 1.3269 | 1.3269 | 0 | 0 | 0 | 2.6538 | 1.3049 | 1.3235 | 0 | 0 | 0 | 2.6284 | 0.17261 | 0.15854 | 0 | 0 | 0 | 0.33115 | 0.031124 | 0.029549 | 0 | 0 | 0 | 0.060673 | 1.5086 | 1.5116 | 0 | 0 | 0 | 3.0202 | 0% | 100% | 0% | 0% | 0% | 0 | 2.6538 | 0 | 0 | 0 | 2.6538 | 0 | 2.6284 | 0 | 0 | 0 | 2.6284 | 0 | 0.33115 | 0 | 0 | 0 | 0.33115 | 0 | 0.060673 | 0 | 0 | 0 | 0.060673 | 0 | 3.0202 | 0 | 0 | 0 | 3.0202 | FALSE | 0% | 0% | 0% | 0% | 0% | 0% | FALSE | 0% | 0% | 0% | 0% | 0% | TRUE | 0% | 0% | 0% | 0% | 100% | 0% | 0% | 0% | N/A | N/A
| 318 | OTN Network Replacement | TRUE | Non-Labour | Communications (short life) | 100% | Replacement Expenditure | Digital Infrastructure | Repex | N/A | N/A | DI - Communications systems | DI - Compliance | N/A | No | 0% | Safety security & reliability | Communications (short life) (2018 onwards) | 72.06% | TRUE | 123 | 2 | 2 | 5 | 2 | FALSE | FALSE | TRUE | 3.4222 | 3.4222 | 0 | 0 | 0 | 6.8445 | 3.4222 | 3.4222 | 0 | 0 | 0 | 6.8445 | 0.4527 | 0.40995 | 0 | 0 | 0 | 0.86264 | 0.081628 | 0.076406 | 0 | 0 | 0 | 0.15803 | 3.9566 | 3.9086 | 0 | 0 | 0 | 7.8652 | 0% | 100% | 0% | 0% | 0% | 0 | 6.8445 | 0 | 0 | 0 | 6.8445 | 0 | 6.8445 | 0 | 0 | 0 | 6.8445 | 0 | 0.86264 | 0 | 0 | 0 | 0.86264 | 0 | 0.15803 | 0 | 0 | 0 | 0.15803 | 0 | 7.8652 | 0 | 0 | 0 | 7.8652 | FALSE | 0% | 0% | 0% | 0% | 0% | 0% | FALSE | 0% | 0% | 0% | 0% | 0% | TRUE | 0% | 0% | 0% | 0% | 100% | 0% | 0% | 0% | N/A | N/A
| 319 | Multiplexer Renewal program | TRUE | Labour | Communications (short life) | 100% | Replacement Expenditure | Digital Infrastructure | Repex | N/A | N/A | DI - Communications systems | DI - Safe and Reliable Network | N/A | No | 0% | Safety security & reliability | Communications (short life) (2018 onwards) | 33.68% | TRUE | 124 | 1 | 1 | 5 | 1 | FALSE | FALSE | TRUE | 0.56837 | 0.5167 | 0.25835 | 0.56837 | 0.5942 | 2.506 | 0.55893 | 0.51539 | 0.26124 | 0.57844 | 0.60805 | 2.5221 | 0.073936 | 0.061739 | 0.037131 | 0.090059 | 0.082113 | 0.34498 | 0.013332 | 0.011507 | 0.0068197 | 0.016526 | 0.015555 | 0.06374 | 0.6462 | 0.58864 | 0.30519 | 0.68503 | 0.70572 | 2.9308 | 10% | 11% | 14% | 32% | 33% | 0.2506 | 0.27566 | 0.35084 | 0.80191 | 0.82697 | 2.506 | 0.25221 | 0.27743 | 0.35309 | 0.80706 | 0.83228 | 2.5221 | 0.034498 | 0.037948 | 0.048297 | 0.11039 | 0.11384 | 0.34498 | 0.006374 | 0.0070114 | 0.0089236 | 0.020397 | 0.021034 | 0.06374 | 0.29308 | 0.32239 | 0.41031 | 0.93785 | 0.96716 | 2.9308 | FALSE | 0% | 0% | 0% | 0% | 0% | 0% | FALSE | 0% | 0% | 0% | 0% | 0% | TRUE | 0% | 0% | 0% | 0% | 100% | 0% | 0% | 0% | N/A | N/A
| 320 | Multiplexer Renewal program | TRUE | Non-Labour | Communications (short life) | 100% | Replacement Expenditure | Digital Infrastructure | Repex | N/A | N/A | DI - Communications systems | DI - Safe and Reliable Network | N/A | No | 0% | Safety security & reliability | Communications (short life) (2018 onwards) | 66.32% | TRUE | 124 | 2 | 2 | 5 | 2 | FALSE | FALSE | TRUE | 1.1192 | 1.0174 | 0.50871 | 1.1192 | 1.17 | 4.9345 | 1.1192 | 1.0174 | 0.50871 | 1.1192 | 1.17 | 4.9345 | 0.14804 | 0.12188 | 0.072305 | 0.17425 | 0.158 | 0.67447 | 0.026695 | 0.022715 | 0.01328 | 0.031975 | 0.029932 | 0.1246 | 1.2939 | 1.162 | 0.59429 | 1.3254 | 1.358 | 5.7335 | 10% | 11% | 14% | 32% | 33% | 0.49345 | 0.54279 | 0.69083 | 1.579 | 1.6284 | 4.9345 | 0.49345 | 0.54279 | 0.69083 | 1.579 | 1.6284 | 4.9345 | 0.067447 | 0.074192 | 0.094426 | 0.21583 | 0.22258 | 0.67447 | 0.01246 | 0.013706 | 0.017443 | 0.039871 | 0.041117 | 0.1246 | 0.57335 | 0.63069 | 0.8027 | 1.8347 | 1.8921 | 5.7335 | FALSE | 0% | 0% | 0% | 0% | 0% | 0% | FALSE | 0% | 0% | 0% | 0% | 0% | TRUE | 0% | 0% | 0% | 0% | 100% | 0% | 0% | 0% | N/A | N/A
| 321 | Microwave Renewal Program | TRUE | Labour | Communications (short life) | 100% | Replacement Expenditure | Digital Infrastructure | Repex | N/A | N/A | DI - Communications systems | DI - Safe and Reliable Network | N/A | No | 0% | Safety security & reliability | Communications (short life) (2018 onwards) | 27.37% | TRUE | 125 | 1 | 1 | 5 | 1 | FALSE | FALSE | TRUE | 0.45451 | 0.41319 | 0.2066 | 0.45451 | 0.47517 | 2.004 | 0.44697 | 0.41215 | 0.20891 | 0.46257 | 0.48625 | 2.0168 | 0.059125 | 0.049371 | 0.029693 | 0.072018 | 0.065664 | 0.27587 | 0.010661 | 0.0092017 | 0.0054536 | 0.013216 | 0.012439 | 0.050971 | 0.51675 | 0.47072 | 0.24406 | 0.5478 | 0.56435 | 2.3437 | 10% | 11% | 14% | 32% | 33% | 0.2004 | 0.22044 | 0.28056 | 0.64127 | 0.66131 | 2.004 | 0.20168 | 0.22185 | 0.28236 | 0.64539 | 0.66556 | 2.0168 | 0.027587 | 0.030346 | 0.038622 | 0.088279 | 0.091037 | 0.27587 | 0.0050971 | 0.0056069 | 0.007136 | 0.016311 | 0.016821 | 0.050971 | 0.23437 | 0.2578 | 0.32811 | 0.74998 | 0.77341 | 2.3437 | FALSE | 0% | 0% | 0% | 0% | 0% | 0% | FALSE | 0% | 0% | 0% | 0% | 0% | TRUE | 0% | 0% | 0% | 0% | 100% | 0% | 0% | 0% | N/A | N/A
| 322 | Microwave Renewal Program | TRUE | Non-Labour | Communications (short life) | 100% | Replacement Expenditure | Digital Infrastructure | Repex | N/A | N/A | DI - Communications systems | DI - Safe and Reliable Network | N/A | No | 0% | Safety security & reliability | Communications (short life) (2018 onwards) | 72.63% | TRUE | 125 | 2 | 2 | 5 | 2 | FALSE | FALSE | TRUE | 1.2063 | 1.0966 | 0.54832 | 1.2063 | 1.2611 | 5.3187 | 1.2063 | 1.0966 | 0.54832 | 1.2063 | 1.2611 | 5.3187 | 0.15957 | 0.13137 | 0.077936 | 0.18781 | 0.17031 | 0.72699 | 0.028773 | 0.024484 | 0.014314 | 0.034465 | 0.032262 | 0.1343 | 1.3947 | 1.2525 | 0.64057 | 1.4286 | 1.4637 | 6.18 | 10% | 11% | 14% | 32% | 33% | 0.53187 | 0.58506 | 0.74462 | 1.702 | 1.7552 | 5.3187 | 0.53187 | 0.58506 | 0.74462 | 1.702 | 1.7552 | 5.3187 | 0.072699 | 0.079969 | 0.10178 | 0.23264 | 0.23991 | 0.72699 | 0.01343 | 0.014773 | 0.018802 | 0.042976 | 0.044319 | 0.1343 | 0.618 | 0.6798 | 0.8652 | 1.9776 | 2.0394 | 6.18 | FALSE | 0% | 0% | 0% | 0% | 0% | 0% | FALSE | 0% | 0% | 0% | 0% | 0% | TRUE | 0% | 0% | 0% | 0% | 100% | 0% | 0% | 0% | N/A | N/A
| 323 | OPGW rollout | FALSE | Labour | Transmission Lines | 100% | Replacement Expenditure | Digital Infrastructure | Repex | N/A | N/A | DI - OPGW | DI - Safe and Reliable Network | N/A | No | 0% | Safety security & reliability | Transmission Lines (2018 onwards) | 0% | TRUE | 126 | 1 | 1 | 1 | 1 | FALSE | FALSE | TRUE | 0 | 0 | 0 | 0 | 0 | 0 | 0 | 0 | 0 | 0 | 0 | 0 | 0 | 0 | 0 | 0 | 0 | 0 | 0 | 0 | 0 | 0 | 0 | 0 | 0 | 0 | 0 | 0 | 0 | 0 | 0% | 0% | 0% | 0% | 0% | 0 | 0 | 0 | 0 | 0 | 0 | 0 | 0 | 0 | 0 | 0 | 0 | 0 | 0 | 0 | 0 | 0 | 0 | 0 | 0 | 0 | 0 | 0 | 0 | 0 | 0 | 0 | 0 | 0 | 0 | TRUE | 0% | 0% | 0% | 0% | 0% | 100% | FALSE | 0% | 0% | 0% | 0% | 0% | FALSE | 0% | 0% | 0% | 0% | 0% | 0% | 0% | 0% | N/A | N/A
| 324 | OPGW rollout | FALSE | Non-Labour | Transmission Lines | 100% | Replacement Expenditure | Digital Infrastructure | Repex | N/A | N/A | DI - OPGW | DI - Safe and Reliable Network | N/A | No | 0% | Safety security & reliability | Transmission Lines (2018 onwards) | 100% | TRUE | 126 | 2 | 2 | 1 | 2 | FALSE | FALSE | TRUE | 0 | 0 | 0 | 0 | 0 | 0 | 0 | 0 | 0 | 0 | 0 | 0 | 0 | 0 | 0 | 0 | 0 | 0 | 0 | 0 | 0 | 0 | 0 | 0 | 0 | 0 | 0 | 0 | 0 | 0 | 0% | 0% | 0% | 0% | 0% | 0 | 0 | 0 | 0 | 0 | 0 | 0 | 0 | 0 | 0 | 0 | 0 | 0 | 0 | 0 | 0 | 0 | 0 | 0 | 0 | 0 | 0 | 0 | 0 | 0 | 0 | 0 | 0 | 0 | 0 | TRUE | 0% | 0% | 0% | 0% | 0% | 100% | FALSE | 0% | 0% | 0% | 0% | 0% | FALSE | 0% | 0% | 0% | 0% | 0% | 0% | 0% | 0% | N/A | N/A
| 325 | DI - Capital spares | TRUE | Labour | Secondary Systems | 100% | Replacement Expenditure | Digital Infrastructure | Repex | N/A | N/A | DI - Protection systems | DI - Safe and Reliable Network | N/A | No | 0% | Safety security & reliability | Secondary Systems (2018-23) | 0% | TRUE | 127 | 1 | 1 | 4 | 1 | FALSE | FALSE | TRUE | 0 | 0 | 0 | 0 | 0 | 0 | 0 | 0 | 0 | 0 | 0 | 0 | 0 | 0 | 0 | 0 | 0 | 0 | 0 | 0 | 0 | 0 | 0 | 0 | 0 | 0 | 0 | 0 | 0 | 0 | 20% | 20% | 20% | 20% | 20% | 0 | 0 | 0 | 0 | 0 | 0 | 0 | 0 | 0 | 0 | 0 | 0 | 0 | 0 | 0 | 0 | 0 | 0 | 0 | 0 | 0 | 0 | 0 | 0 | 0 | 0 | 0 | 0 | 0 | 0 | FALSE | 0% | 0% | 0% | 0% | 0% | 0% | FALSE | 0% | 0% | 0% | 0% | 0% | TRUE | 100% | 0% | 0% | 0% | 0% | 0% | 0% | 0% | N/A | N/A
| 326 | DI - Capital spares | TRUE | Non-Labour | Secondary Systems | 100% | Replacement Expenditure | Digital Infrastructure | Repex | N/A | N/A | DI - Protection systems | DI - Safe and Reliable Network | N/A | No | 0% | Safety security & reliability | Secondary Systems (2018-23) | 100% | TRUE | 127 | 2 | 2 | 4 | 2 | FALSE | FALSE | TRUE | 0.45492 | 0.45492 | 0.45492 | 0.45492 | 0.45492 | 2.2746 | 0.45492 | 0.45492 | 0.45492 | 0.45492 | 0.45492 | 2.2746 | 0.060178 | 0.054495 | 0.06466 | 0.070828 | 0.061434 | 0.3116 | 0.010851 | 0.010157 | 0.011876 | 0.012997 | 0.011638 | 0.057519 | 0.52595 | 0.51958 | 0.53146 | 0.53875 | 0.528 | 2.6437 | 20% | 20% | 20% | 20% | 20% | 0.45492 | 0.45492 | 0.45492 | 0.45492 | 0.45492 | 2.2746 | 0.45492 | 0.45492 | 0.45492 | 0.45492 | 0.45492 | 2.2746 | 0.062319 | 0.062319 | 0.062319 | 0.062319 | 0.062319 | 0.3116 | 0.011504 | 0.011504 | 0.011504 | 0.011504 | 0.011504 | 0.057519 | 0.52875 | 0.52875 | 0.52875 | 0.52875 | 0.52875 | 2.6437 | FALSE | 0% | 0% | 0% | 0% | 0% | 0% | FALSE | 0% | 0% | 0% | 0% | 0% | TRUE | 100% | 0% | 0% | 0% | 0% | 0% | 0% | 0% | N/A | N/A
| 327 | Comms Alarm System Renewals | TRUE | Labour | Communications (short life) | 100% | Replacement Expenditure | Digital Infrastructure | Repex | N/A | N/A | DI - Communications systems | DI - Safe and Reliable Network | N/A | No | 0% | Safety security & reliability | Communications (short life) (2018 onwards) | 50.71% | TRUE | 128 | 1 | 1 | 5 | 1 | FALSE | FALSE | TRUE | 0.55132 | 0.5012 | 0.2506 | 0.55132 | 0.57638 | 2.4308 | 0.54217 | 0.49993 | 0.2534 | 0.56109 | 0.58981 | 2.4464 | 0.071718 | 0.059887 | 0.036018 | 0.087358 | 0.07965 | 0.33463 | 0.012932 | 0.011162 | 0.0066151 | 0.016031 | 0.015089 | 0.061828 | 0.62682 | 0.57098 | 0.29604 | 0.66448 | 0.68455 | 2.8429 | 10% | 11% | 14% | 32% | 33% | 0.24308 | 0.26739 | 0.34031 | 0.77786 | 0.80216 | 2.4308 | 0.24464 | 0.2691 | 0.3425 | 0.78285 | 0.80731 | 2.4464 | 0.033463 | 0.036809 | 0.046848 | 0.10708 | 0.11043 | 0.33463 | 0.0061828 | 0.0068011 | 0.0086559 | 0.019785 | 0.020403 | 0.061828 | 0.28429 | 0.31271 | 0.398 | 0.90972 | 0.93814 | 2.8429 | FALSE | 0% | 0% | 0% | 0% | 0% | 0% | FALSE | 0% | 0% | 0% | 0% | 0% | TRUE | 0% | 0% | 0% | 0% | 100% | 0% | 0% | 0% | N/A | N/A
| 328 | Comms Alarm System Renewals | TRUE | Non-Labour | Communications (short life) | 100% | Replacement Expenditure | Digital Infrastructure | Repex | N/A | N/A | DI - Communications systems | DI - Safe and Reliable Network | N/A | No | 0% | Safety security & reliability | Communications (short life) (2018 onwards) | 49.29% | TRUE | 128 | 2 | 2 | 5 | 2 | FALSE | FALSE | TRUE | 0.53586 | 0.48714 | 0.24357 | 0.53586 | 0.56022 | 2.3627 | 0.53586 | 0.48714 | 0.24357 | 0.53586 | 0.56022 | 2.3627 | 0.070884 | 0.058355 | 0.03462 | 0.08343 | 0.075653 | 0.32294 | 0.012781 | 0.010876 | 0.0063585 | 0.01531 | 0.014331 | 0.059657 | 0.61952 | 0.55638 | 0.28455 | 0.6346 | 0.6502 | 2.7453 | 10% | 11% | 14% | 32% | 33% | 0.23627 | 0.25989 | 0.33077 | 0.75605 | 0.77968 | 2.3627 | 0.23627 | 0.25989 | 0.33077 | 0.75605 | 0.77968 | 2.3627 | 0.032294 | 0.035524 | 0.045212 | 0.10334 | 0.10657 | 0.32294 | 0.0059657 | 0.0065623 | 0.008352 | 0.01909 | 0.019687 | 0.059657 | 0.27453 | 0.30198 | 0.38434 | 0.87848 | 0.90593 | 2.7453 | FALSE | 0% | 0% | 0% | 0% | 0% | 0% | FALSE | 0% | 0% | 0% | 0% | 0% | TRUE | 0% | 0% | 0% | 0% | 100% | 0% | 0% | 0% | N/A | N/A
| 329 | Operational Building Refurbs | TRUE | Labour | Business IT | 100% | Replacement Expenditure | Digital Infrastructure | Repex | N/A | N/A | DI - Network Buildings & Security | DI - Safe and Reliable Network | N/A | No | 0% | Safety security & reliability | Business IT (2018 onwards) | 2.378% | TRUE | 129 | 1 | 1 | 6 | 1 | FALSE | FALSE | TRUE | 0.0655 | 0.0524 | 0.0262 | 0.05764 | 0.06026 | 0.262 | 0.064413 | 0.052268 | 0.026493 | 0.058661 | 0.061665 | 0.2635 | 0.0085205 | 0.0062611 | 0.0037656 | 0.0091332 | 0.0083273 | 0.036008 | 0.0015364 | 0.0011669 | 0.00069161 | 0.001676 | 0.0015775 | 0.0066484 | 0.07447 | 0.059696 | 0.03095 | 0.069471 | 0.071569 | 0.30616 | 10% | 11% | 14% | 32% | 33% | 0.0262 | 0.02882 | 0.03668 | 0.08384 | 0.08646 | 0.262 | 0.02635 | 0.028985 | 0.03689 | 0.08432 | 0.086955 | 0.2635 | 0.0036008 | 0.0039609 | 0.0050411 | 0.011522 | 0.011883 | 0.036008 | 0.00066484 | 0.00073133 | 0.00093078 | 0.0021275 | 0.002194 | 0.0066484 | 0.030616 | 0.033677 | 0.042862 | 0.09797 | 0.10103 | 0.30616 | FALSE | 0% | 0% | 0% | 0% | 0% | 0% | FALSE | 0% | 0% | 0% | 0% | 0% | TRUE | 0% | 0% | 0% | 100% | 0% | 0% | 0% | 0% | N/A | N/A
| 330 | Operational Building Refurbs | TRUE | Non-Labour | Business IT | 100% | Replacement Expenditure | Digital Infrastructure | Repex | N/A | N/A | DI - Network Buildings & Security | DI - Safe and Reliable Network | N/A | No | 0% | Safety security & reliability | Business IT (2018 onwards) | 97.62% | TRUE | 129 | 2 | 2 | 6 | 2 | FALSE | FALSE | TRUE | 2.6892 | 2.1514 | 1.0757 | 2.3665 | 2.4741 | 10.7568 | 2.6892 | 2.1514 | 1.0757 | 2.3665 | 2.4741 | 10.7568 | 0.35573 | 0.25771 | 0.15289 | 0.36845 | 0.3341 | 1.4689 | 0.064144 | 0.048032 | 0.028081 | 0.067613 | 0.063291 | 0.27116 | 3.1091 | 2.4571 | 1.2567 | 2.8026 | 2.8715 | 12.4969 | 10% | 11% | 14% | 32% | 33% | 1.0757 | 1.1833 | 1.506 | 3.4422 | 3.5498 | 10.7568 | 1.0757 | 1.1833 | 1.506 | 3.4422 | 3.5498 | 10.7568 | 0.14689 | 0.16158 | 0.20564 | 0.47004 | 0.48473 | 1.4689 | 0.027116 | 0.029828 | 0.037962 | 0.086771 | 0.089483 | 0.27116 | 1.2497 | 1.3747 | 1.7496 | 3.999 | 4.124 | 12.4969 | FALSE | 0% | 0% | 0% | 0% | 0% | 0% | FALSE | 0% | 0% | 0% | 0% | 0% | TRUE | 0% | 0% | 0% | 100% | 0% | 0% | 0% | 0% | N/A | N/A
| 331 | Palisade Gate Renewals | TRUE | Labour | Business IT | 100% | Replacement Expenditure | Digital Infrastructure | Repex | N/A | N/A | DI - Network Buildings & Security | DI - Safe and Reliable Network | N/A | No | 0% | Safety security & reliability | Business IT (2018 onwards) | 12.22% | TRUE | 130 | 1 | 1 | 6 | 1 | FALSE | FALSE | TRUE | 0.3005 | 0.3005 | 0 | 0 | 0 | 0.601 | 0.29551 | 0.29974 | 0 | 0 | 0 | 0.59526 | 0.039091 | 0.035906 | 0 | 0 | 0 | 0.074997 | 0.0070487 | 0.0066921 | 0 | 0 | 0 | 0.013741 | 0.34165 | 0.34234 | 0 | 0 | 0 | 0.68399 | 0% | 100% | 0% | 0% | 0% | 0 | 0.601 | 0 | 0 | 0 | 0.601 | 0 | 0.59526 | 0 | 0 | 0 | 0.59526 | 0 | 0.074997 | 0 | 0 | 0 | 0.074997 | 0 | 0.013741 | 0 | 0 | 0 | 0.013741 | 0 | 0.68399 | 0 | 0 | 0 | 0.68399 | FALSE | 0% | 0% | 0% | 0% | 0% | 0% | FALSE | 0% | 0% | 0% | 0% | 0% | TRUE | 0% | 0% | 0% | 100% | 0% | 0% | 0% | 0% | N/A | N/A
| 332 | Palisade Gate Renewals | TRUE | Non-Labour | Business IT | 100% | Replacement Expenditure | Digital Infrastructure | Repex | N/A | N/A | DI - Network Buildings & Security | DI - Safe and Reliable Network | N/A | No | 0% | Safety security & reliability | Business IT (2018 onwards) | 87.78% | TRUE | 130 | 2 | 2 | 6 | 2 | FALSE | FALSE | TRUE | 2.1586 | 2.1586 | 0 | 0 | 0 | 4.3172 | 2.1586 | 2.1586 | 0 | 0 | 0 | 4.3172 | 0.28554 | 0.25858 | 0 | 0 | 0 | 0.54412 | 0.051488 | 0.048194 | 0 | 0 | 0 | 0.099681 | 2.4956 | 2.4654 | 0 | 0 | 0 | 4.961 | 0% | 100% | 0% | 0% | 0% | 0 | 4.3172 | 0 | 0 | 0 | 4.3172 | 0 | 4.3172 | 0 | 0 | 0 | 4.3172 | 0 | 0.54412 | 0 | 0 | 0 | 0.54412 | 0 | 0.099681 | 0 | 0 | 0 | 0.099681 | 0 | 4.961 | 0 | 0 | 0 | 4.961 | FALSE | 0% | 0% | 0% | 0% | 0% | 0% | FALSE | 0% | 0% | 0% | 0% | 0% | TRUE | 0% | 0% | 0% | 100% | 0% | 0% | 0% | 0% | N/A | N/A
| 333 | Fire Systems Renewals | TRUE | Labour | Business IT | 100% | Replacement Expenditure | Digital Infrastructure | Repex | N/A | N/A | DI - Network Buildings & Security | DI - Safe and Reliable Network | N/A | No | 0% | Safety security & reliability | Business IT (2018 onwards) | 2.378% | TRUE | 131 | 1 | 1 | 6 | 1 | FALSE | FALSE | TRUE | 0.051745 | 0.051745 | 0 | 0 | 0 | 0.10349 | 0.050886 | 0.051614 | 0 | 0 | 0 | 0.1025 | 0.0067312 | 0.0061828 | 0 | 0 | 0 | 0.012914 | 0.0012137 | 0.0011524 | 0 | 0 | 0 | 0.0023661 | 0.058831 | 0.058949 | 0 | 0 | 0 | 0.11778 | 0% | 100% | 0% | 0% | 0% | 0 | 0.10349 | 0 | 0 | 0 | 0.10349 | 0 | 0.1025 | 0 | 0 | 0 | 0.1025 | 0 | 0.012914 | 0 | 0 | 0 | 0.012914 | 0 | 0.0023661 | 0 | 0 | 0 | 0.0023661 | 0 | 0.11778 | 0 | 0 | 0 | 0.11778 | FALSE | 0% | 0% | 0% | 0% | 0% | 0% | FALSE | 0% | 0% | 0% | 0% | 0% | TRUE | 0% | 0% | 0% | 100% | 0% | 0% | 0% | 0% | N/A | N/A
| 334 | Fire Systems Renewals | TRUE | Non-Labour | Business IT | 100% | Replacement Expenditure | Digital Infrastructure | Repex | N/A | N/A | DI - Network Buildings & Security | DI - Safe and Reliable Network | N/A | No | 0% | Safety security & reliability | Business IT (2018 onwards) | 97.62% | TRUE | 131 | 2 | 2 | 6 | 2 | FALSE | FALSE | TRUE | 2.1245 | 2.1245 | 0 | 0 | 0 | 4.2489 | 2.1245 | 2.1245 | 0 | 0 | 0 | 4.2489 | 0.28103 | 0.25449 | 0 | 0 | 0 | 0.53552 | 0.050674 | 0.047432 | 0 | 0 | 0 | 0.098105 | 2.4562 | 2.4264 | 0 | 0 | 0 | 4.8826 | 0% | 100% | 0% | 0% | 0% | 0 | 4.2489 | 0 | 0 | 0 | 4.2489 | 0 | 4.2489 | 0 | 0 | 0 | 4.2489 | 0 | 0.53552 | 0 | 0 | 0 | 0.53552 | 0 | 0.098105 | 0 | 0 | 0 | 0.098105 | 0 | 4.8826 | 0 | 0 | 0 | 4.8826 | FALSE | 0% | 0% | 0% | 0% | 0% | 0% | FALSE | 0% | 0% | 0% | 0% | 0% | TRUE | 0% | 0% | 0% | 100% | 0% | 0% | 0% | 0% | N/A | N/A
| 335 | Fire Systems (Mechanical) Renewal | FALSE | Labour | Business IT | 100% | Replacement Expenditure | Digital Infrastructure | Repex | N/A | N/A | DI - Network Buildings & Security | DI - Safe and Reliable Network | N/A | No | 0% | Safety security & reliability | Business IT (2018 onwards) | 0% | TRUE | 132 | 1 | 1 | 6 | 1 | FALSE | FALSE | TRUE | 0 | 0 | 0 | 0 | 0 | 0 | 0 | 0 | 0 | 0 | 0 | 0 | 0 | 0 | 0 | 0 | 0 | 0 | 0 | 0 | 0 | 0 | 0 | 0 | 0 | 0 | 0 | 0 | 0 | 0 | 0% | 0% | 0% | 0% | 0% | 0 | 0 | 0 | 0 | 0 | 0 | 0 | 0 | 0 | 0 | 0 | 0 | 0 | 0 | 0 | 0 | 0 | 0 | 0 | 0 | 0 | 0 | 0 | 0 | 0 | 0 | 0 | 0 | 0 | 0 | FALSE | 0% | 0% | 0% | 0% | 0% | 0% | FALSE | 0% | 0% | 0% | 0% | 0% | TRUE | 0% | 0% | 0% | 100% | 0% | 0% | 0% | 0% | N/A | N/A
| 336 | Fire Systems (Mechanical) Renewal | FALSE | Non-Labour | Business IT | 100% | Replacement Expenditure | Digital Infrastructure | Repex | N/A | N/A | DI - Network Buildings & Security | DI - Safe and Reliable Network | N/A | No | 0% | Safety security & reliability | Business IT (2018 onwards) | 100% | TRUE | 132 | 2 | 2 | 6 | 2 | FALSE | FALSE | TRUE | 0 | 0 | 0 | 0 | 0 | 0 | 0 | 0 | 0 | 0 | 0 | 0 | 0 | 0 | 0 | 0 | 0 | 0 | 0 | 0 | 0 | 0 | 0 | 0 | 0 | 0 | 0 | 0 | 0 | 0 | 0% | 0% | 0% | 0% | 0% | 0 | 0 | 0 | 0 | 0 | 0 | 0 | 0 | 0 | 0 | 0 | 0 | 0 | 0 | 0 | 0 | 0 | 0 | 0 | 0 | 0 | 0 | 0 | 0 | 0 | 0 | 0 | 0 | 0 | 0 | FALSE | 0% | 0% | 0% | 0% | 0% | 0% | FALSE | 0% | 0% | 0% | 0% | 0% | TRUE | 0% | 0% | 0% | 100% | 0% | 0% | 0% | 0% | N/A | N/A
| 337 | SCADA Duplicate Comms | FALSE | Labour | Communications (short life) | 100% | Replacement Expenditure | Digital Infrastructure | Repex | N/A | N/A | DI - Control systems | DI - Safe and Reliable Network | N/A | No | 0% | Safety security & reliability | Communications (short life) (2018 onwards) | 0% | TRUE | 133 | 1 | 1 | 5 | 1 | FALSE | FALSE | TRUE | 0 | 0 | 0 | 0 | 0 | 0 | 0 | 0 | 0 | 0 | 0 | 0 | 0 | 0 | 0 | 0 | 0 | 0 | 0 | 0 | 0 | 0 | 0 | 0 | 0 | 0 | 0 | 0 | 0 | 0 | 0% | 0% | 0% | 0% | 0% | 0 | 0 | 0 | 0 | 0 | 0 | 0 | 0 | 0 | 0 | 0 | 0 | 0 | 0 | 0 | 0 | 0 | 0 | 0 | 0 | 0 | 0 | 0 | 0 | 0 | 0 | 0 | 0 | 0 | 0 | FALSE | 0% | 0% | 0% | 0% | 0% | 0% | FALSE | 0% | 0% | 0% | 0% | 0% | TRUE | 0% | 0% | 0% | 0% | 100% | 0% | 0% | 0% | N/A | N/A
| 338 | SCADA Duplicate Comms | FALSE | Non-Labour | Communications (short life) | 100% | Replacement Expenditure | Digital Infrastructure | Repex | N/A | N/A | DI - Control systems | DI - Safe and Reliable Network | N/A | No | 0% | Safety security & reliability | Communications (short life) (2018 onwards) | 100% | TRUE | 133 | 2 | 2 | 5 | 2 | FALSE | FALSE | TRUE | 0 | 0 | 0 | 0 | 0 | 0 | 0 | 0 | 0 | 0 | 0 | 0 | 0 | 0 | 0 | 0 | 0 | 0 | 0 | 0 | 0 | 0 | 0 | 0 | 0 | 0 | 0 | 0 | 0 | 0 | 0% | 0% | 0% | 0% | 0% | 0 | 0 | 0 | 0 | 0 | 0 | 0 | 0 | 0 | 0 | 0 | 0 | 0 | 0 | 0 | 0 | 0 | 0 | 0 | 0 | 0 | 0 | 0 | 0 | 0 | 0 | 0 | 0 | 0 | 0 | FALSE | 0% | 0% | 0% | 0% | 0% | 0% | FALSE | 0% | 0% | 0% | 0% | 0% | TRUE | 0% | 0% | 0% | 0% | 100% | 0% | 0% | 0% | N/A | N/A
| 339 | AMC Enhancements | FALSE | Labour | Business IT | 100% | Replacement Expenditure | Digital Infrastructure | Repex | N/A | N/A | DI - SCADA | DI - Safe and Reliable Network | N/A | No | 0% | Safety security & reliability | Business IT (2018 onwards) | 0% | TRUE | 134 | 1 | 1 | 6 | 1 | FALSE | FALSE | TRUE | 0 | 0 | 0 | 0 | 0 | 0 | 0 | 0 | 0 | 0 | 0 | 0 | 0 | 0 | 0 | 0 | 0 | 0 | 0 | 0 | 0 | 0 | 0 | 0 | 0 | 0 | 0 | 0 | 0 | 0 | 0% | 0% | 0% | 0% | 0% | 0 | 0 | 0 | 0 | 0 | 0 | 0 | 0 | 0 | 0 | 0 | 0 | 0 | 0 | 0 | 0 | 0 | 0 | 0 | 0 | 0 | 0 | 0 | 0 | 0 | 0 | 0 | 0 | 0 | 0 | FALSE | 0% | 0% | 0% | 0% | 0% | 0% | FALSE | 0% | 0% | 0% | 0% | 0% | TRUE | 0% | 0% | 0% | 100% | 0% | 0% | 0% | 0% | N/A | N/A
| 340 | AMC Enhancements | FALSE | Non-Labour | Business IT | 100% | Replacement Expenditure | Digital Infrastructure | Repex | N/A | N/A | DI - SCADA | DI - Safe and Reliable Network | N/A | No | 0% | Safety security & reliability | Business IT (2018 onwards) | 100% | TRUE | 134 | 2 | 2 | 6 | 2 | FALSE | FALSE | TRUE | 0 | 0 | 0 | 0 | 0 | 0 | 0 | 0 | 0 | 0 | 0 | 0 | 0 | 0 | 0 | 0 | 0 | 0 | 0 | 0 | 0 | 0 | 0 | 0 | 0 | 0 | 0 | 0 | 0 | 0 | 0% | 0% | 0% | 0% | 0% | 0 | 0 | 0 | 0 | 0 | 0 | 0 | 0 | 0 | 0 | 0 | 0 | 0 | 0 | 0 | 0 | 0 | 0 | 0 | 0 | 0 | 0 | 0 | 0 | 0 | 0 | 0 | 0 | 0 | 0 | FALSE | 0% | 0% | 0% | 0% | 0% | 0% | FALSE | 0% | 0% | 0% | 0% | 0% | TRUE | 0% | 0% | 0% | 100% | 0% | 0% | 0% | 0% | N/A | N/A
| 341 | SCADA Hardware Renewal | FALSE | Labour | Secondary Systems | 100% | Replacement Expenditure | Digital Infrastructure | Repex | N/A | N/A | DI - SCADA | DI - Safe and Reliable Network | N/A | No | 0% | Safety security & reliability | Secondary Systems (2018-23) | 0% | TRUE | 135 | 1 | 1 | 4 | 1 | FALSE | FALSE | TRUE | 0 | 0 | 0 | 0 | 0 | 0 | 0 | 0 | 0 | 0 | 0 | 0 | 0 | 0 | 0 | 0 | 0 | 0 | 0 | 0 | 0 | 0 | 0 | 0 | 0 | 0 | 0 | 0 | 0 | 0 | 0% | 0% | 0% | 0% | 0% | 0 | 0 | 0 | 0 | 0 | 0 | 0 | 0 | 0 | 0 | 0 | 0 | 0 | 0 | 0 | 0 | 0 | 0 | 0 | 0 | 0 | 0 | 0 | 0 | 0 | 0 | 0 | 0 | 0 | 0 | FALSE | 0% | 0% | 0% | 0% | 0% | 0% | FALSE | 0% | 0% | 0% | 0% | 0% | TRUE | 0% | 100% | 0% | 0% | 0% | 0% | 0% | 0% | N/A | N/A
| 342 | SCADA Hardware Renewal | FALSE | Non-Labour | Secondary Systems | 100% | Replacement Expenditure | Digital Infrastructure | Repex | N/A | N/A | DI - SCADA | DI - Safe and Reliable Network | N/A | No | 0% | Safety security & reliability | Secondary Systems (2018-23) | 100% | TRUE | 135 | 2 | 2 | 4 | 2 | FALSE | FALSE | TRUE | 0 | 0 | 0 | 0 | 0 | 0 | 0 | 0 | 0 | 0 | 0 | 0 | 0 | 0 | 0 | 0 | 0 | 0 | 0 | 0 | 0 | 0 | 0 | 0 | 0 | 0 | 0 | 0 | 0 | 0 | 0% | 0% | 0% | 0% | 0% | 0 | 0 | 0 | 0 | 0 | 0 | 0 | 0 | 0 | 0 | 0 | 0 | 0 | 0 | 0 | 0 | 0 | 0 | 0 | 0 | 0 | 0 | 0 | 0 | 0 | 0 | 0 | 0 | 0 | 0 | FALSE | 0% | 0% | 0% | 0% | 0% | 0% | FALSE | 0% | 0% | 0% | 0% | 0% | TRUE | 0% | 100% | 0% | 0% | 0% | 0% | 0% | 0% | N/A | N/A
| 343 | FY24-28 SSZ Core Refresh | FALSE | Labour | Communications (short life) | 100% | Replacement Expenditure | Digital Infrastructure | Repex | N/A | N/A | DI - Communications systems | DI - Cyber/physical security | N/A | No | 0% | Safety security & reliability | Communications (short life) (2018 onwards) | 0% | TRUE | 136 | 1 | 1 | 5 | 1 | FALSE | FALSE | TRUE | 0 | 0 | 0 | 0 | 0 | 0 | 0 | 0 | 0 | 0 | 0 | 0 | 0 | 0 | 0 | 0 | 0 | 0 | 0 | 0 | 0 | 0 | 0 | 0 | 0 | 0 | 0 | 0 | 0 | 0 | 0% | 0% | 0% | 0% | 0% | 0 | 0 | 0 | 0 | 0 | 0 | 0 | 0 | 0 | 0 | 0 | 0 | 0 | 0 | 0 | 0 | 0 | 0 | 0 | 0 | 0 | 0 | 0 | 0 | 0 | 0 | 0 | 0 | 0 | 0 | FALSE | 0% | 0% | 0% | 0% | 0% | 0% | FALSE | 0% | 0% | 0% | 0% | 0% | TRUE | 0% | 0% | 0% | 0% | 100% | 0% | 0% | 0% | N/A | N/A
| 344 | FY24-28 SSZ Core Refresh | FALSE | Non-Labour | Communications (short life) | 100% | Replacement Expenditure | Digital Infrastructure | Repex | N/A | N/A | DI - Communications systems | DI - Cyber/physical security | N/A | No | 0% | Safety security & reliability | Communications (short life) (2018 onwards) | 100% | TRUE | 136 | 2 | 2 | 5 | 2 | FALSE | FALSE | TRUE | 0 | 0 | 0 | 0 | 0 | 0 | 0 | 0 | 0 | 0 | 0 | 0 | 0 | 0 | 0 | 0 | 0 | 0 | 0 | 0 | 0 | 0 | 0 | 0 | 0 | 0 | 0 | 0 | 0 | 0 | 0% | 0% | 0% | 0% | 0% | 0 | 0 | 0 | 0 | 0 | 0 | 0 | 0 | 0 | 0 | 0 | 0 | 0 | 0 | 0 | 0 | 0 | 0 | 0 | 0 | 0 | 0 | 0 | 0 | 0 | 0 | 0 | 0 | 0 | 0 | FALSE | 0% | 0% | 0% | 0% | 0% | 0% | FALSE | 0% | 0% | 0% | 0% | 0% | TRUE | 0% | 0% | 0% | 0% | 100% | 0% | 0% | 0% | N/A | N/A
| 345 | FY24-28 Critical Infrastructure Uplift OT Environment | TRUE | Labour | Communications (short life) | 100% | Replacement Expenditure | Digital Infrastructure | Repex | N/A | N/A | DI - SCADA | DI - Cyber/physical security | N/A | No | 0% | Safety security & reliability | Communications (short life) (2018 onwards) | 23.66% | TRUE | 137 | 1 | 1 | 5 | 1 | FALSE | FALSE | TRUE | 0.16226 | 0.59752 | 0.1879 | 0 | 0 | 0.94768 | 0.15957 | 0.59601 | 0.19001 | 0 | 0 | 0.94558 | 0.021107 | 0.071396 | 0.027007 | 0 | 0 | 0.11951 | 0.003806 | 0.013307 | 0.0049601 | 0 | 0 | 0.022073 | 0.18448 | 0.68072 | 0.22197 | 0 | 0 | 1.0872 | 0% | 0% | 100% | 0% | 0% | 0 | 0 | 0.94768 | 0 | 0 | 0.94768 | 0 | 0 | 0.94558 | 0 | 0 | 0.94558 | 0 | 0 | 0.11951 | 0 | 0 | 0.11951 | 0 | 0 | 0.022073 | 0 | 0 | 0.022073 | 0 | 0 | 1.0872 | 0 | 0 | 1.0872 | FALSE | 0% | 0% | 0% | 0% | 0% | 0% | FALSE | 0% | 0% | 0% | 0% | 0% | TRUE | 0% | 0% | 0% | 0% | 100% | 0% | 0% | 0% | N/A | N/A
| 346 | FY24-28 Critical Infrastructure Uplift OT Environment | TRUE | Non-Labour | Communications (short life) | 100% | Replacement Expenditure | Digital Infrastructure | Repex | N/A | N/A | DI - SCADA | DI - Cyber/physical security | N/A | No | 0% | Safety security & reliability | Communications (short life) (2018 onwards) | 76.34% | TRUE | 137 | 2 | 2 | 5 | 2 | FALSE | FALSE | TRUE | 0.52362 | 1.9282 | 0.60637 | 0 | 0 | 3.0582 | 0.52362 | 1.9282 | 0.60637 | 0 | 0 | 3.0582 | 0.069265 | 0.23098 | 0.086187 | 0 | 0 | 0.38643 | 0.01249 | 0.04305 | 0.015829 | 0 | 0 | 0.071369 | 0.60537 | 2.2023 | 0.70839 | 0 | 0 | 3.516 | 0% | 0% | 100% | 0% | 0% | 0 | 0 | 3.0582 | 0 | 0 | 3.0582 | 0 | 0 | 3.0582 | 0 | 0 | 3.0582 | 0 | 0 | 0.38643 | 0 | 0 | 0.38643 | 0 | 0 | 0.071369 | 0 | 0 | 0.071369 | 0 | 0 | 3.516 | 0 | 0 | 3.516 | FALSE | 0% | 0% | 0% | 0% | 0% | 0% | FALSE | 0% | 0% | 0% | 0% | 0% | TRUE | 0% | 0% | 0% | 0% | 100% | 0% | 0% | 0% | N/A | N/A
| 347 | Lismore 415V AC DIst. Replacement | FALSE | Labour | Business IT | 100% | Replacement Expenditure | Digital Infrastructure | Repex | N/A | N/A | DI - AC/DC & Auxiliary systems | DI - Safe and Reliable Network | N/A | Yes | 0% | Safety security & reliability | Business IT (2018 onwards) | 0% | TRUE | 138 | 1 | 1 | 6 | 1 | FALSE | FALSE | TRUE | 0 | 0 | 0 | 0 | 0 | 0 | 0 | 0 | 0 | 0 | 0 | 0 | 0 | 0 | 0 | 0 | 0 | 0 | 0 | 0 | 0 | 0 | 0 | 0 | 0 | 0 | 0 | 0 | 0 | 0 | 0% | 0% | 0% | 0% | 0% | 0 | 0 | 0 | 0 | 0 | 0 | 0 | 0 | 0 | 0 | 0 | 0 | 0 | 0 | 0 | 0 | 0 | 0 | 0 | 0 | 0 | 0 | 0 | 0 | 0 | 0 | 0 | 0 | 0 | 0 | FALSE | 0% | 0% | 0% | 0% | 0% | 0% | FALSE | 0% | 0% | 0% | 0% | 0% | TRUE | 0% | 0% | 0% | 0% | 0% | 0% | 100% | 0% | N/A | N/A
| 348 | Lismore 415V AC DIst. Replacement | FALSE | Non-Labour | Business IT | 100% | Replacement Expenditure | Digital Infrastructure | Repex | N/A | N/A | DI - AC/DC & Auxiliary systems | DI - Safe and Reliable Network | N/A | Yes | 0% | Safety security & reliability | Business IT (2018 onwards) | 100% | TRUE | 138 | 2 | 2 | 6 | 2 | FALSE | FALSE | TRUE | 0 | 0 | 0 | 0 | 0 | 0 | 0 | 0 | 0 | 0 | 0 | 0 | 0 | 0 | 0 | 0 | 0 | 0 | 0 | 0 | 0 | 0 | 0 | 0 | 0 | 0 | 0 | 0 | 0 | 0 | 0% | 0% | 0% | 0% | 0% | 0 | 0 | 0 | 0 | 0 | 0 | 0 | 0 | 0 | 0 | 0 | 0 | 0 | 0 | 0 | 0 | 0 | 0 | 0 | 0 | 0 | 0 | 0 | 0 | 0 | 0 | 0 | 0 | 0 | 0 | FALSE | 0% | 0% | 0% | 0% | 0% | 0% | FALSE | 0% | 0% | 0% | 0% | 0% | TRUE | 0% | 0% | 0% | 0% | 0% | 0% | 100% | 0% | N/A | N/A
| 349 | BKH SVC Server Upgrade | TRUE | Labour | Secondary Systems | 100% | Replacement Expenditure | Digital Infrastructure | Repex | N/A | N/A | DI - Control systems | DI - Safe and Reliable Network | N/A | No | 0% | Safety security & reliability | Secondary Systems (2018-23) | 13.39% | TRUE | 139 | 1 | 1 | 4 | 1 | FALSE | FALSE | TRUE | 0.062537 | 0.062537 | 0 | 0 | 0 | 0.12507 | 0.061499 | 0.062379 | 0 | 0 | 0 | 0.12388 | 0.0081351 | 0.0074724 | 0 | 0 | 0 | 0.015608 | 0.0014669 | 0.0013927 | 0 | 0 | 0 | 0.0028596 | 0.071101 | 0.071244 | 0 | 0 | 0 | 0.14235 | 0% | 100% | 0% | 0% | 0% | 0 | 0.12507 | 0 | 0 | 0 | 0.12507 | 0 | 0.12388 | 0 | 0 | 0 | 0.12388 | 0 | 0.015608 | 0 | 0 | 0 | 0.015608 | 0 | 0.0028596 | 0 | 0 | 0 | 0.0028596 | 0 | 0.14235 | 0 | 0 | 0 | 0.14235 | FALSE | 0% | 0% | 0% | 0% | 0% | 0% | FALSE | 0% | 0% | 0% | 0% | 0% | TRUE | 0% | 100% | 0% | 0% | 0% | 0% | 0% | 0% | N/A | N/A
| 350 | BKH SVC Server Upgrade | TRUE | Non-Labour | Secondary Systems | 100% | Replacement Expenditure | Digital Infrastructure | Repex | N/A | N/A | DI - Control systems | DI - Safe and Reliable Network | N/A | No | 0% | Safety security & reliability | Secondary Systems (2018-23) | 86.61% | TRUE | 139 | 2 | 2 | 4 | 2 | FALSE | FALSE | TRUE | 0.40451 | 0.40451 | 0 | 0 | 0 | 0.80902 | 0.40451 | 0.40451 | 0 | 0 | 0 | 0.80902 | 0.053508 | 0.048456 | 0 | 0 | 0 | 0.10196 | 0.0096484 | 0.0090311 | 0 | 0 | 0 | 0.01868 | 0.46766 | 0.46199 | 0 | 0 | 0 | 0.92966 | 0% | 100% | 0% | 0% | 0% | 0 | 0.80902 | 0 | 0 | 0 | 0.80902 | 0 | 0.80902 | 0 | 0 | 0 | 0.80902 | 0 | 0.10196 | 0 | 0 | 0 | 0.10196 | 0 | 0.01868 | 0 | 0 | 0 | 0.01868 | 0 | 0.92966 | 0 | 0 | 0 | 0.92966 | FALSE | 0% | 0% | 0% | 0% | 0% | 0% | FALSE | 0% | 0% | 0% | 0% | 0% | TRUE | 0% | 100% | 0% | 0% | 0% | 0% | 0% | 0% | N/A | N/A
| 351 | Cable 41 (26F) Bridge Works | FALSE | Labour | Underground Cables | 100% | Replacement Expenditure | Transmission Lines | Repex | N/A | N/A | TL - Underground cables | TL - Safe and Reliable Network | N/A | Yes | 0% | Safety security & reliability | Underground Cables (2018 onwards) | 24.56% | TRUE | 140 | 1 | 1 | 2 | 1 | FALSE | FALSE | TRUE | 0 | 0 | 0 | 0 | 0 | 0 | 0 | 0 | 0 | 0 | 0 | 0 | 0 | 0 | 0 | 0 | 0 | 0 | 0 | 0 | 0 | 0 | 0 | 0 | 0 | 0 | 0 | 0 | 0 | 0 | 0% | 0% | 0% | 0% | 0% | 0 | 0 | 0 | 0 | 0 | 0 | 0 | 0 | 0 | 0 | 0 | 0 | 0 | 0 | 0 | 0 | 0 | 0 | 0 | 0 | 0 | 0 | 0 | 0 | 0 | 0 | 0 | 0 | 0 | 0 | TRUE | 0% | 0% | 0% | 0% | 100% | 0% | FALSE | 0% | 0% | 0% | 0% | 0% | FALSE | 0% | 0% | 0% | 0% | 0% | 0% | 0% | 0% | N/A | N/A
| 352 | Cable 41 (26F) Bridge Works | FALSE | Non-Labour | Underground Cables | 100% | Replacement Expenditure | Transmission Lines | Repex | N/A | N/A | TL - Underground cables | TL - Safe and Reliable Network | N/A | Yes | 0% | Safety security & reliability | Underground Cables (2018 onwards) | 75.44% | TRUE | 140 | 2 | 2 | 2 | 2 | FALSE | FALSE | TRUE | 0 | 0 | 0 | 0 | 0 | 0 | 0 | 0 | 0 | 0 | 0 | 0 | 0 | 0 | 0 | 0 | 0 | 0 | 0 | 0 | 0 | 0 | 0 | 0 | 0 | 0 | 0 | 0 | 0 | 0 | 0% | 0% | 0% | 0% | 0% | 0 | 0 | 0 | 0 | 0 | 0 | 0 | 0 | 0 | 0 | 0 | 0 | 0 | 0 | 0 | 0 | 0 | 0 | 0 | 0 | 0 | 0 | 0 | 0 | 0 | 0 | 0 | 0 | 0 | 0 | TRUE | 0% | 0% | 0% | 0% | 100% | 0% | FALSE | 0% | 0% | 0% | 0% | 0% | FALSE | 0% | 0% | 0% | 0% | 0% | 0% | 0% | 0% | N/A | N/A
| 353 | Line 23 - Vales Point Munmorah Refurb | TRUE | Labour | Transmission Lines | 100% | Replacement Expenditure | Transmission Lines | Repex | N/A | N/A | TL - Transmission towers | TL - Safe and Reliable Network | N/A | Yes | 0% | Safety security & reliability | Transmission Lines (2018 onwards) | 10.64% | TRUE | 141 | 1 | 1 | 1 | 1 | FALSE | FALSE | TRUE | 1.1918 | 0.062731 | 0 | 0 | 0 | 1.2545 | 1.172 | 0.062572 | 0 | 0 | 0 | 1.2346 | 0.15503 | 0.0074955 | 0 | 0 | 0 | 0.16253 | 0.027955 | 0.001397 | 0 | 0 | 0 | 0.029352 | 1.355 | 0.071465 | 0 | 0 | 0 | 1.4265 | 0% | 100% | 0% | 0% | 0% | 0 | 1.2545 | 0 | 0 | 0 | 1.2545 | 0 | 1.2346 | 0 | 0 | 0 | 1.2346 | 0 | 0.16253 | 0 | 0 | 0 | 0.16253 | 0 | 0.029352 | 0 | 0 | 0 | 0.029352 | 0 | 1.4265 | 0 | 0 | 0 | 1.4265 | TRUE | 0% | 71.96% | 8.216% | 19.82% | 0% | 0% | FALSE | 0% | 0% | 0% | 0% | 0% | FALSE | 0% | 0% | 0% | 0% | 0% | 0% | 0% | 0% | N/A | N/A
| 354 | Line 23 - Vales Point Munmorah Refurb | TRUE | Non-Labour | Transmission Lines | 100% | Replacement Expenditure | Transmission Lines | Repex | N/A | N/A | TL - Transmission towers | TL - Safe and Reliable Network | N/A | Yes | 0% | Safety security & reliability | Transmission Lines (2018 onwards) | 89.36% | TRUE | 141 | 2 | 2 | 1 | 2 | FALSE | FALSE | TRUE | 10.0059 | 0.52667 | 0 | 0 | 0 | 10.5326 | 10.0059 | 0.52667 | 0 | 0 | 0 | 10.5326 | 1.3236 | 0.063089 | 0 | 0 | 0 | 1.3867 | 0.23866 | 0.011759 | 0 | 0 | 0 | 0.25042 | 11.5682 | 0.60152 | 0 | 0 | 0 | 12.1697 | 0% | 100% | 0% | 0% | 0% | 0 | 10.5326 | 0 | 0 | 0 | 10.5326 | 0 | 10.5326 | 0 | 0 | 0 | 10.5326 | 0 | 1.3867 | 0 | 0 | 0 | 1.3867 | 0 | 0.25042 | 0 | 0 | 0 | 0.25042 | 0 | 12.1697 | 0 | 0 | 0 | 12.1697 | TRUE | 0% | 71.96% | 8.216% | 19.82% | 0% | 0% | FALSE | 0% | 0% | 0% | 0% | 0% | FALSE | 0% | 0% | 0% | 0% | 0% | 0% | 0% | 0% | N/A | N/A
| 355 | Line 992 Refurbishment | TRUE | Labour | Transmission Lines | 100% | Replacement Expenditure | Transmission Lines | Repex | N/A | N/A | TL - Transmission poles | TL - Safe and Reliable Network | N/A | No | 0% | Safety security & reliability | Transmission Lines (2018 onwards) | 13.8% | TRUE | 142 | 1 | 1 | 1 | 1 | FALSE | FALSE | TRUE | 0 | 0.018974 | 0.83444 | 0 | 0 | 0.85341 | 0 | 0.018926 | 0.84378 | 0 | 0 | 0.86271 | 0 | 0.0022672 | 0.11993 | 0 | 0 | 0.1222 | 0 | 0.00042255 | 0.022027 | 0 | 0 | 0.02245 | 0 | 0.021616 | 0.98574 | 0 | 0 | 1.0074 | 0% | 0% | 100% | 0% | 0% | 0 | 0 | 0.85341 | 0 | 0 | 0.85341 | 0 | 0 | 0.86271 | 0 | 0 | 0.86271 | 0 | 0 | 0.1222 | 0 | 0 | 0.1222 | 0 | 0 | 0.02245 | 0 | 0 | 0.02245 | 0 | 0 | 1.0074 | 0 | 0 | 1.0074 | TRUE | 96.04% | 0% | 0.8577% | 3.1% | 0% | 0% | FALSE | 0% | 0% | 0% | 0% | 0% | FALSE | 0% | 0% | 0% | 0% | 0% | 0% | 0% | 0% | N/A | N/A
| 356 | Line 992 Refurbishment | TRUE | Non-Labour | Transmission Lines | 100% | Replacement Expenditure | Transmission Lines | Repex | N/A | N/A | TL - Transmission poles | TL - Safe and Reliable Network | N/A | No | 0% | Safety security & reliability | Transmission Lines (2018 onwards) | 86.2% | TRUE | 142 | 2 | 2 | 1 | 2 | FALSE | FALSE | TRUE | 0 | 0.11856 | 5.2141 | 0 | 0 | 5.3327 | 0 | 0.11856 | 5.2141 | 0 | 0 | 5.3327 | 0 | 0.014203 | 0.74111 | 0 | 0 | 0.75531 | 0 | 0.0026471 | 0.13612 | 0 | 0 | 0.13876 | 0 | 0.13541 | 6.0914 | 0 | 0 | 6.2268 | 0% | 0% | 100% | 0% | 0% | 0 | 0 | 5.3327 | 0 | 0 | 5.3327 | 0 | 0 | 5.3327 | 0 | 0 | 5.3327 | 0 | 0 | 0.75531 | 0 | 0 | 0.75531 | 0 | 0 | 0.13876 | 0 | 0 | 0.13876 | 0 | 0 | 6.2268 | 0 | 0 | 6.2268 | TRUE | 96.04% | 0% | 0.8577% | 3.1% | 0% | 0% | FALSE | 0% | 0% | 0% | 0% | 0% | FALSE | 0% | 0% | 0% | 0% | 0% | 0% | 0% | 0% | N/A | N/A
| 357 | Misc Plant Tools and Test Equip | TRUE | Labour | Substations | 100% | Replacement Expenditure | Substation | Repex | N/A | N/A | Substations - Site Establishment and supporting assets | Substations - Safe and Reliable Network | N/A | No | 0% | Safety security & reliability | Substations (2018 onwards) | 0% | TRUE | 143 | 1 | 1 | 3 | 1 | FALSE | FALSE | TRUE | 0 | 0 | 0 | 0 | 0 | 0 | 0 | 0 | 0 | 0 | 0 | 0 | 0 | 0 | 0 | 0 | 0 | 0 | 0 | 0 | 0 | 0 | 0 | 0 | 0 | 0 | 0 | 0 | 0 | 0 | 20% | 20% | 20% | 20% | 20% | 0 | 0 | 0 | 0 | 0 | 0 | 0 | 0 | 0 | 0 | 0 | 0 | 0 | 0 | 0 | 0 | 0 | 0 | 0 | 0 | 0 | 0 | 0 | 0 | 0 | 0 | 0 | 0 | 0 | 0 | FALSE | 0% | 0% | 0% | 0% | 0% | 0% | TRUE | 100% | 0% | 0% | 0% | 0% | FALSE | 0% | 0% | 0% | 0% | 0% | 0% | 0% | 0% | N/A | N/A
| 358 | Misc Plant Tools and Test Equip | TRUE | Non-Labour | Substations | 100% | Replacement Expenditure | Substation | Repex | N/A | N/A | Substations - Site Establishment and supporting assets | Substations - Safe and Reliable Network | N/A | No | 0% | Safety security & reliability | Substations (2018 onwards) | 100% | TRUE | 143 | 2 | 2 | 3 | 2 | FALSE | FALSE | TRUE | 5.9106 | 2.4102 | 2.2724 | 1.2897 | 1.2774 | 13.1603 | 5.9106 | 2.4102 | 2.2724 | 1.2897 | 1.2774 | 13.1603 | 0.78186 | 0.28872 | 0.32298 | 0.2008 | 0.1725 | 1.7669 | 0.14098 | 0.053811 | 0.05932 | 0.036848 | 0.032678 | 0.32364 | 6.8335 | 2.7527 | 2.6547 | 1.5273 | 1.4825 | 15.2508 | 20% | 20% | 20% | 20% | 20% | 2.6321 | 2.6321 | 2.6321 | 2.6321 | 2.6321 | 13.1603 | 2.6321 | 2.6321 | 2.6321 | 2.6321 | 2.6321 | 13.1603 | 0.35337 | 0.35337 | 0.35337 | 0.35337 | 0.35337 | 1.7669 | 0.064728 | 0.064728 | 0.064728 | 0.064728 | 0.064728 | 0.32364 | 3.0502 | 3.0502 | 3.0502 | 3.0502 | 3.0502 | 15.2508 | FALSE | 0% | 0% | 0% | 0% | 0% | 0% | TRUE | 100% | 0% | 0% | 0% | 0% | FALSE | 0% | 0% | 0% | 0% | 0% | 0% | 0% | 0% | N/A | N/A
| 359 | Increase capacity for generation in the Molong to Parkes area | TRUE | Labour | Transmission Lines | 100% | Augmentation Expenditure | Augmentations | Augex | Economic Benefits | N/A | N/A | N/A | N/A | No | 0% | Energy transition | Transmission Lines (2018 onwards) | 20% | TRUE | 144 | 1 | 1 | 1 | 1 | FALSE | FALSE | TRUE | 0.50952 | 0.89522 | 0 | 0 | 0 | 1.4047 | 0.50107 | 0.89296 | 0 | 0 | 0 | 1.394 | 0.066281 | 0.10697 | 0 | 0 | 0 | 0.17325 | 0.011952 | 0.019936 | 0 | 0 | 0 | 0.031888 | 0.5793 | 1.0199 | 0 | 0 | 0 | 1.5992 | 0% | 100% | 0% | 0% | 0% | 0 | 1.4047 | 0 | 0 | 0 | 1.4047 | 0 | 1.394 | 0 | 0 | 0 | 1.394 | 0 | 0.17325 | 0 | 0 | 0 | 0.17325 | 0 | 0.031888 | 0 | 0 | 0 | 0.031888 | 0 | 1.5992 | 0 | 0 | 0 | 1.5992 | TRUE | 0% | 0% | 0% | 0% | 0% | 0% | FALSE | 0% | 0% | 0% | 0% | 0% | FALSE | 0% | 0% | 0% | 0% | 0% | 0% | 0% | 0% | 1.394 | 28
| 360 | Increase capacity for generation in the Molong to Parkes area | TRUE | Non-Labour | Transmission Lines | 100% | Augmentation Expenditure | Augmentations | Augex | Economic Benefits | N/A | N/A | N/A | N/A | No | 0% | Energy transition | Transmission Lines (2018 onwards) | 80% | TRUE | 144 | 2 | 2 | 1 | 2 | FALSE | FALSE | TRUE | 2.0381 | 3.5809 | 0 | 0 | 0 | 5.619 | 2.0381 | 3.5809 | 0 | 0 | 0 | 5.619 | 0.2696 | 0.42895 | 0 | 0 | 0 | 0.69855 | 0.048613 | 0.079948 | 0 | 0 | 0 | 0.12856 | 2.3563 | 4.0898 | 0 | 0 | 0 | 6.4461 | 0% | 100% | 0% | 0% | 0% | 0 | 5.619 | 0 | 0 | 0 | 5.619 | 0 | 5.619 | 0 | 0 | 0 | 5.619 | 0 | 0.69855 | 0 | 0 | 0 | 0.69855 | 0 | 0.12856 | 0 | 0 | 0 | 0.12856 | 0 | 6.4461 | 0 | 0 | 0 | 6.4461 | TRUE | 0% | 0% | 0% | 0% | 0% | 0% | FALSE | 0% | 0% | 0% | 0% | 0% | FALSE | 0% | 0% | 0% | 0% | 0% | 0% | 0% | 0% | 5.619 | 11
| 361 | Increase capacity for generation in Wagga North area | TRUE | Labour | Transmission Lines | 60% | Augmentation Expenditure | Augmentations | Augex | Economic Benefits | N/A | N/A | N/A | N/A | No | 0% | Energy transition | Transmission Lines (2018 onwards) | 20% | TRUE | 145 | 1 | 1 | 1 | 1 | FALSE | FALSE | TRUE | 0.036573 | 1.28 | 0 | 0 | 0 | 1.3166 | 0.035966 | 1.2768 | 0 | 0 | 0 | 1.3128 | 0.0047576 | 0.15295 | 0 | 0 | 0 | 0.15771 | 0.00085786 | 0.028506 | 0 | 0 | 0 | 0.029364 | 0.041581 | 1.4583 | 0 | 0 | 0 | 1.4999 | 0% | 100% | 0% | 0% | 0% | 0 | 1.3166 | 0 | 0 | 0 | 1.3166 | 0 | 1.3128 | 0 | 0 | 0 | 1.3128 | 0 | 0.15771 | 0 | 0 | 0 | 0.15771 | 0 | 0.029364 | 0 | 0 | 0 | 0.029364 | 0 | 1.4999 | 0 | 0 | 0 | 1.4999 | TRUE | 0% | 0% | 0% | 0% | 0% | 0% | FALSE | 0% | 0% | 0% | 0% | 0% | FALSE | 0% | 0% | 0% | 0% | 0% | 0% | 0% | 0% | 1.3128 | 30
| 362 | Increase capacity for generation in Wagga North area | TRUE | Labour | Substations | 15% | Augmentation Expenditure | Augmentations | Augex | Economic Benefits | N/A | N/A | N/A | N/A | No | 0% | Energy transition | Substations (2018 onwards) | 20% | TRUE | 145 | 1 | 2 | 3 | 1 | FALSE | FALSE | TRUE | 0.0091432 | 0.32001 | 0 | 0 | 0 | 0.32915 | 0.0089914 | 0.3192 | 0 | 0 | 0 | 0.32819 | 0.0011894 | 0.038237 | 0 | 0 | 0 | 0.039427 | 0.00021447 | 0.0071266 | 0 | 0 | 0 | 0.0073411 | 0.010395 | 0.36457 | 0 | 0 | 0 | 0.37496 | 0% | 100% | 0% | 0% | 0% | 0 | 0.32915 | 0 | 0 | 0 | 0.32915 | 0 | 0.32819 | 0 | 0 | 0 | 0.32819 | 0 | 0.039427 | 0 | 0 | 0 | 0.039427 | 0 | 0.0073411 | 0 | 0 | 0 | 0.0073411 | 0 | 0.37496 | 0 | 0 | 0 | 0.37496 | FALSE | 0% | 0% | 0% | 0% | 0% | 0% | TRUE | 0% | 0% | 0% | 0% | 0% | FALSE | 0% | 0% | 0% | 0% | 0% | 0% | 0% | 0% | 0.32819 | 40
| 363 | Increase capacity for generation in Wagga North area | TRUE | Labour | Secondary Systems | 5% | Augmentation Expenditure | Augmentations | Augex | Economic Benefits | N/A | N/A | N/A | N/A | No | 0% | Energy transition | Secondary Systems (2018-23) | 20% | TRUE | 145 | 1 | 3 | 4 | 1 | FALSE | FALSE | TRUE | 0.0030477 | 0.10667 | 0 | 0 | 0 | 0.10972 | 0.0029971 | 0.1064 | 0 | 0 | 0 | 0.1094 | 0.00039646 | 0.012746 | 0 | 0 | 0 | 0.013142 | 7.1489e-05 | 0.0023755 | 0 | 0 | 0 | 0.002447 | 0.0034651 | 0.12152 | 0 | 0 | 0 | 0.12499 | 0% | 100% | 0% | 0% | 0% | 0 | 0.10972 | 0 | 0 | 0 | 0.10972 | 0 | 0.1094 | 0 | 0 | 0 | 0.1094 | 0 | 0.013142 | 0 | 0 | 0 | 0.013142 | 0 | 0.002447 | 0 | 0 | 0 | 0.002447 | 0 | 0.12499 | 0 | 0 | 0 | 0.12499 | FALSE | 0% | 0% | 0% | 0% | 0% | 0% | FALSE | 0% | 0% | 0% | 0% | 0% | TRUE | 0% | 0% | 0% | 0% | 0% | 0% | 0% | 0% | 0.1094 | 47
| 364 | Increase capacity for generation in Wagga North area | TRUE | Labour | Land and Easements | 20% | Augmentation Expenditure | Augmentations | Augex | Economic Benefits | N/A | N/A | N/A | N/A | No | 0% | Energy transition | Land and Easements | 20% | TRUE | 145 | 1 | 4 | 9 | 1 | FALSE | FALSE | TRUE | 0.012191 | 0.42668 | 0 | 0 | 0 | 0.43887 | 0.011989 | 0.4256 | 0 | 0 | 0 | 0.43759 | 0.0015859 | 0.050983 | 0 | 0 | 0 | 0.052569 | 0.00028595 | 0.0095022 | 0 | 0 | 0 | 0.0097881 | 0.01386 | 0.48609 | 0 | 0 | 0 | 0.49995 | 0% | 100% | 0% | 0% | 0% | 0 | 0.43887 | 0 | 0 | 0 | 0.43887 | 0 | 0.43759 | 0 | 0 | 0 | 0.43759 | 0 | 0.052569 | 0 | 0 | 0 | 0.052569 | 0 | 0.0097881 | 0 | 0 | 0 | 0.0097881 | 0 | 0.49995 | 0 | 0 | 0 | 0.49995 | FALSE | 0% | 0% | 0% | 0% | 0% | 0% | FALSE | 0% | 0% | 0% | 0% | 0% | FALSE | 0% | 0% | 0% | 0% | 0% | 0% | 0% | 0% | 0.43759 | 37
| 365 | Increase capacity for generation in Wagga North area | TRUE | Non-Labour | Transmission Lines | 60% | Augmentation Expenditure | Augmentations | Augex | Economic Benefits | N/A | N/A | N/A | N/A | No | 0% | Energy transition | Transmission Lines (2018 onwards) | 80% | TRUE | 145 | 2 | 5 | 1 | 2 | FALSE | FALSE | TRUE | 0.14629 | 5.1202 | 0 | 0 | 0 | 5.2665 | 0.14629 | 5.1202 | 0 | 0 | 0 | 5.2665 | 0.019351 | 0.61334 | 0 | 0 | 0 | 0.63269 | 0.0034894 | 0.11431 | 0 | 0 | 0 | 0.1178 | 0.16913 | 5.8478 | 0 | 0 | 0 | 6.017 | 0% | 100% | 0% | 0% | 0% | 0 | 5.2665 | 0 | 0 | 0 | 5.2665 | 0 | 5.2665 | 0 | 0 | 0 | 5.2665 | 0 | 0.63269 | 0 | 0 | 0 | 0.63269 | 0 | 0.1178 | 0 | 0 | 0 | 0.1178 | 0 | 6.017 | 0 | 0 | 0 | 6.017 | TRUE | 0% | 0% | 0% | 0% | 0% | 0% | FALSE | 0% | 0% | 0% | 0% | 0% | FALSE | 0% | 0% | 0% | 0% | 0% | 0% | 0% | 0% | 5.2665 | 12
| 366 | Increase capacity for generation in Wagga North area | TRUE | Non-Labour | Substations | 15% | Augmentation Expenditure | Augmentations | Augex | Economic Benefits | N/A | N/A | N/A | N/A | No | 0% | Energy transition | Substations (2018 onwards) | 80% | TRUE | 145 | 2 | 6 | 3 | 2 | FALSE | FALSE | TRUE | 0.036573 | 1.28 | 0 | 0 | 0 | 1.3166 | 0.036573 | 1.28 | 0 | 0 | 0 | 1.3166 | 0.0048378 | 0.15334 | 0 | 0 | 0 | 0.15817 | 0.00087234 | 0.028579 | 0 | 0 | 0 | 0.029451 | 0.042283 | 1.462 | 0 | 0 | 0 | 1.5042 | 0% | 100% | 0% | 0% | 0% | 0 | 1.3166 | 0 | 0 | 0 | 1.3166 | 0 | 1.3166 | 0 | 0 | 0 | 1.3166 | 0 | 0.15817 | 0 | 0 | 0 | 0.15817 | 0 | 0.029451 | 0 | 0 | 0 | 0.029451 | 0 | 1.5042 | 0 | 0 | 0 | 1.5042 | FALSE | 0% | 0% | 0% | 0% | 0% | 0% | TRUE | 0% | 0% | 0% | 0% | 0% | FALSE | 0% | 0% | 0% | 0% | 0% | 0% | 0% | 0% | 1.3166 | 29
| 367 | Increase capacity for generation in Wagga North area | TRUE | Non-Labour | Secondary Systems | 5% | Augmentation Expenditure | Augmentations | Augex | Economic Benefits | N/A | N/A | N/A | N/A | No | 0% | Energy transition | Secondary Systems (2018-23) | 80% | TRUE | 145 | 2 | 7 | 4 | 2 | FALSE | FALSE | TRUE | 0.012191 | 0.42668 | 0 | 0 | 0 | 0.43887 | 0.012191 | 0.42668 | 0 | 0 | 0 | 0.43887 | 0.0016126 | 0.051112 | 0 | 0 | 0 | 0.052725 | 0.00029078 | 0.0095262 | 0 | 0 | 0 | 0.009817 | 0.014094 | 0.48732 | 0 | 0 | 0 | 0.50141 | 0% | 100% | 0% | 0% | 0% | 0 | 0.43887 | 0 | 0 | 0 | 0.43887 | 0 | 0.43887 | 0 | 0 | 0 | 0.43887 | 0 | 0.052725 | 0 | 0 | 0 | 0.052725 | 0 | 0.009817 | 0 | 0 | 0 | 0.009817 | 0 | 0.50141 | 0 | 0 | 0 | 0.50141 | FALSE | 0% | 0% | 0% | 0% | 0% | 0% | FALSE | 0% | 0% | 0% | 0% | 0% | TRUE | 0% | 0% | 0% | 0% | 0% | 0% | 0% | 0% | 0.43887 | 36
| 368 | Increase capacity for generation in Wagga North area | TRUE | Non-Labour | Land and Easements | 20% | Augmentation Expenditure | Augmentations | Augex | Economic Benefits | N/A | N/A | N/A | N/A | No | 0% | Energy transition | Land and Easements | 80% | TRUE | 145 | 2 | 8 | 9 | 2 | FALSE | FALSE | TRUE | 0.048764 | 1.7067 | 0 | 0 | 0 | 1.7555 | 0.048764 | 1.7067 | 0 | 0 | 0 | 1.7555 | 0.0064505 | 0.20445 | 0 | 0 | 0 | 0.2109 | 0.0011631 | 0.038105 | 0 | 0 | 0 | 0.039268 | 0.056377 | 1.9493 | 0 | 0 | 0 | 2.0057 | 0% | 100% | 0% | 0% | 0% | 0 | 1.7555 | 0 | 0 | 0 | 1.7555 | 0 | 1.7555 | 0 | 0 | 0 | 1.7555 | 0 | 0.2109 | 0 | 0 | 0 | 0.2109 | 0 | 0.039268 | 0 | 0 | 0 | 0.039268 | 0 | 2.0057 | 0 | 0 | 0 | 2.0057 | FALSE | 0% | 0% | 0% | 0% | 0% | 0% | FALSE | 0% | 0% | 0% | 0% | 0% | FALSE | 0% | 0% | 0% | 0% | 0% | 0% | 0% | 0% | 1.7555 | 24
| 369 | Supply to Western Sydney Priority Growth area | TRUE | Labour | Transmission Lines | 15% | Augmentation Expenditure | Augex - Major Project | Augex | Augex - Major Project | N/A | N/A | N/A | N/A | Yes | 0% | Localised maximum demand growth | Transmission Lines (2018 onwards) | 12% | TRUE | 146 | 1 | 1 | 1 | 1 | FALSE | FALSE | TRUE | c-i-c | c-i-c | c-i-c | c-i-c | c-i-c | c-i-c | c-i-c | c-i-c | c-i-c | c-i-c | c-i-c | c-i-c | c-i-c | c-i-c | c-i-c | c-i-c | c-i-c | c-i-c | c-i-c | c-i-c | c-i-c | c-i-c | c-i-c | c-i-c | c-i-c | c-i-c | c-i-c | c-i-c | c-i-c | c-i-c | c-i-c | c-i-c | c-i-c | c-i-c | c-i-c | c-i-c | c-i-c | c-i-c | c-i-c | c-i-c | c-i-c | c-i-c | c-i-c | c-i-c | c-i-c | c-i-c | c-i-c | c-i-c | c-i-c | c-i-c | c-i-c | c-i-c | c-i-c | c-i-c | c-i-c | c-i-c | c-i-c | c-i-c | c-i-c | c-i-c | c-i-c | c-i-c | c-i-c | c-i-c | c-i-c | TRUE | 0% | 0% | 0% | 0% | 0% | 0% | FALSE | 0% | 0% | 0% | 0% | 0% | FALSE | 0% | 0% | 0% | 0% | 0% | 0% | 0% | 0% | c-i-c | c-i-c
| 370 | Supply to Western Sydney Priority Growth area | TRUE | Labour | Substations | 60% | Augmentation Expenditure | Augex - Major Project | Augex | Augex - Major Project | N/A | N/A | N/A | N/A | Yes | 0% | Localised maximum demand growth | Substations (2018 onwards) | 12% | TRUE | 146 | 1 | 2 | 3 | 1 | FALSE | FALSE | TRUE | c-i-c | c-i-c | c-i-c | c-i-c | c-i-c | c-i-c | c-i-c | c-i-c | c-i-c | c-i-c | c-i-c | c-i-c | c-i-c | c-i-c | c-i-c | c-i-c | c-i-c | c-i-c | c-i-c | c-i-c | c-i-c | c-i-c | c-i-c | c-i-c | c-i-c | c-i-c | c-i-c | c-i-c | c-i-c | c-i-c | c-i-c | c-i-c | c-i-c | c-i-c | c-i-c | c-i-c | c-i-c | c-i-c | c-i-c | c-i-c | c-i-c | c-i-c | c-i-c | c-i-c | c-i-c | c-i-c | c-i-c | c-i-c | c-i-c | c-i-c | c-i-c | c-i-c | c-i-c | c-i-c | c-i-c | c-i-c | c-i-c | c-i-c | c-i-c | c-i-c | c-i-c | c-i-c | c-i-c | c-i-c | c-i-c | FALSE | 0% | 0% | 0% | 0% | 0% | 0% | TRUE | 0% | 0% | 0% | 0% | 0% | FALSE | 0% | 0% | 0% | 0% | 0% | 0% | 0% | 0% | c-i-c | c-i-c
| 371 | Supply to Western Sydney Priority Growth area | TRUE | Labour | Secondary Systems | 5% | Augmentation Expenditure | Augex - Major Project | Augex | Augex - Major Project | N/A | N/A | N/A | N/A | Yes | 0% | Localised maximum demand growth | Secondary Systems (2018-23) | 12% | TRUE | 146 | 1 | 3 | 4 | 1 | FALSE | FALSE | TRUE | c-i-c | c-i-c | c-i-c | c-i-c | c-i-c | c-i-c | c-i-c | c-i-c | c-i-c | c-i-c | c-i-c | c-i-c | c-i-c | c-i-c | c-i-c | c-i-c | c-i-c | c-i-c | c-i-c | c-i-c | c-i-c | c-i-c | c-i-c | c-i-c | c-i-c | c-i-c | c-i-c | c-i-c | c-i-c | c-i-c | c-i-c | c-i-c | c-i-c | c-i-c | c-i-c | c-i-c | c-i-c | c-i-c | c-i-c | c-i-c | c-i-c | c-i-c | c-i-c | c-i-c | c-i-c | c-i-c | c-i-c | c-i-c | c-i-c | c-i-c | c-i-c | c-i-c | c-i-c | c-i-c | c-i-c | c-i-c | c-i-c | c-i-c | c-i-c | c-i-c | c-i-c | c-i-c | c-i-c | c-i-c | c-i-c | FALSE | 0% | 0% | 0% | 0% | 0% | 0% | FALSE | 0% | 0% | 0% | 0% | 0% | TRUE | 0% | 0% | 0% | 0% | 0% | 0% | 0% | 0% | c-i-c | c-i-c
| 372 | Supply to Western Sydney Priority Growth area | TRUE | Labour | Land and Easements | 20% | Augmentation Expenditure | Augex - Major Project | Augex | Augex - Major Project | N/A | N/A | N/A | N/A | Yes | 0% | Localised maximum demand growth | Land and Easements | 12% | TRUE | 146 | 1 | 4 | 9 | 1 | FALSE | FALSE | TRUE | c-i-c | c-i-c | c-i-c | c-i-c | c-i-c | c-i-c | c-i-c | c-i-c | c-i-c | c-i-c | c-i-c | c-i-c | c-i-c | c-i-c | c-i-c | c-i-c | c-i-c | c-i-c | c-i-c | c-i-c | c-i-c | c-i-c | c-i-c | c-i-c | c-i-c | c-i-c | c-i-c | c-i-c | c-i-c | c-i-c | c-i-c | c-i-c | c-i-c | c-i-c | c-i-c | c-i-c | c-i-c | c-i-c | c-i-c | c-i-c | c-i-c | c-i-c | c-i-c | c-i-c | c-i-c | c-i-c | c-i-c | c-i-c | c-i-c | c-i-c | c-i-c | c-i-c | c-i-c | c-i-c | c-i-c | c-i-c | c-i-c | c-i-c | c-i-c | c-i-c | c-i-c | c-i-c | c-i-c | c-i-c | c-i-c | FALSE | 0% | 0% | 0% | 0% | 0% | 0% | FALSE | 0% | 0% | 0% | 0% | 0% | FALSE | 0% | 0% | 0% | 0% | 0% | 0% | 0% | 0% | c-i-c | c-i-c
| 373 | Supply to Western Sydney Priority Growth area | TRUE | Non-Labour | Transmission Lines | 15% | Augmentation Expenditure | Augex - Major Project | Augex | Augex - Major Project | N/A | N/A | N/A | N/A | Yes | 0% | Localised maximum demand growth | Transmission Lines (2018 onwards) | 88% | TRUE | 146 | 2 | 5 | 1 | 2 | FALSE | FALSE | TRUE | c-i-c | c-i-c | c-i-c | c-i-c | c-i-c | c-i-c | c-i-c | c-i-c | c-i-c | c-i-c | c-i-c | c-i-c | c-i-c | c-i-c | c-i-c | c-i-c | c-i-c | c-i-c | c-i-c | c-i-c | c-i-c | c-i-c | c-i-c | c-i-c | c-i-c | c-i-c | c-i-c | c-i-c | c-i-c | c-i-c | c-i-c | c-i-c | c-i-c | c-i-c | c-i-c | c-i-c | c-i-c | c-i-c | c-i-c | c-i-c | c-i-c | c-i-c | c-i-c | c-i-c | c-i-c | c-i-c | c-i-c | c-i-c | c-i-c | c-i-c | c-i-c | c-i-c | c-i-c | c-i-c | c-i-c | c-i-c | c-i-c | c-i-c | c-i-c | c-i-c | c-i-c | c-i-c | c-i-c | c-i-c | c-i-c | TRUE | 0% | 0% | 0% | 0% | 0% | 0% | FALSE | 0% | 0% | 0% | 0% | 0% | FALSE | 0% | 0% | 0% | 0% | 0% | 0% | 0% | 0% | c-i-c | c-i-c
| 374 | Supply to Western Sydney Priority Growth area | TRUE | Non-Labour | Substations | 60% | Augmentation Expenditure | Augex - Major Project | Augex | Augex - Major Project | N/A | N/A | N/A | N/A | Yes | 0% | Localised maximum demand growth | Substations (2018 onwards) | 88% | TRUE | 146 | 2 | 6 | 3 | 2 | FALSE | FALSE | TRUE | c-i-c | c-i-c | c-i-c | c-i-c | c-i-c | c-i-c | c-i-c | c-i-c | c-i-c | c-i-c | c-i-c | c-i-c | c-i-c | c-i-c | c-i-c | c-i-c | c-i-c | c-i-c | c-i-c | c-i-c | c-i-c | c-i-c | c-i-c | c-i-c | c-i-c | c-i-c | c-i-c | c-i-c | c-i-c | c-i-c | c-i-c | c-i-c | c-i-c | c-i-c | c-i-c | c-i-c | c-i-c | c-i-c | c-i-c | c-i-c | c-i-c | c-i-c | c-i-c | c-i-c | c-i-c | c-i-c | c-i-c | c-i-c | c-i-c | c-i-c | c-i-c | c-i-c | c-i-c | c-i-c | c-i-c | c-i-c | c-i-c | c-i-c | c-i-c | c-i-c | c-i-c | c-i-c | c-i-c | c-i-c | c-i-c | FALSE | 0% | 0% | 0% | 0% | 0% | 0% | TRUE | 0% | 0% | 0% | 0% | 0% | FALSE | 0% | 0% | 0% | 0% | 0% | 0% | 0% | 0% | c-i-c | c-i-c
| 375 | Supply to Western Sydney Priority Growth area | TRUE | Non-Labour | Secondary Systems | 5% | Augmentation Expenditure | Augex - Major Project | Augex | Augex - Major Project | N/A | N/A | N/A | N/A | Yes | 0% | Localised maximum demand growth | Secondary Systems (2018-23) | 88% | TRUE | 146 | 2 | 7 | 4 | 2 | FALSE | FALSE | TRUE | c-i-c | c-i-c | c-i-c | c-i-c | c-i-c | c-i-c | c-i-c | c-i-c | c-i-c | c-i-c | c-i-c | c-i-c | c-i-c | c-i-c | c-i-c | c-i-c | c-i-c | c-i-c | c-i-c | c-i-c | c-i-c | c-i-c | c-i-c | c-i-c | c-i-c | c-i-c | c-i-c | c-i-c | c-i-c | c-i-c | c-i-c | c-i-c | c-i-c | c-i-c | c-i-c | c-i-c | c-i-c | c-i-c | c-i-c | c-i-c | c-i-c | c-i-c | c-i-c | c-i-c | c-i-c | c-i-c | c-i-c | c-i-c | c-i-c | c-i-c | c-i-c | c-i-c | c-i-c | c-i-c | c-i-c | c-i-c | c-i-c | c-i-c | c-i-c | c-i-c | c-i-c | c-i-c | c-i-c | c-i-c | c-i-c | FALSE | 0% | 0% | 0% | 0% | 0% | 0% | FALSE | 0% | 0% | 0% | 0% | 0% | TRUE | 0% | 0% | 0% | 0% | 0% | 0% | 0% | 0% | c-i-c | c-i-c
| 376 | Supply to Western Sydney Priority Growth area | TRUE | Non-Labour | Land and Easements | 20% | Augmentation Expenditure | Augex - Major Project | Augex | Augex - Major Project | N/A | N/A | N/A | N/A | Yes | 0% | Localised maximum demand growth | Land and Easements | 88% | TRUE | 146 | 2 | 8 | 9 | 2 | FALSE | FALSE | TRUE | c-i-c | c-i-c | c-i-c | c-i-c | c-i-c | c-i-c | c-i-c | c-i-c | c-i-c | c-i-c | c-i-c | c-i-c | c-i-c | c-i-c | c-i-c | c-i-c | c-i-c | c-i-c | c-i-c | c-i-c | c-i-c | c-i-c | c-i-c | c-i-c | c-i-c | c-i-c | c-i-c | c-i-c | c-i-c | c-i-c | c-i-c | c-i-c | c-i-c | c-i-c | c-i-c | c-i-c | c-i-c | c-i-c | c-i-c | c-i-c | c-i-c | c-i-c | c-i-c | c-i-c | c-i-c | c-i-c | c-i-c | c-i-c | c-i-c | c-i-c | c-i-c | c-i-c | c-i-c | c-i-c | c-i-c | c-i-c | c-i-c | c-i-c | c-i-c | c-i-c | c-i-c | c-i-c | c-i-c | c-i-c | c-i-c | FALSE | 0% | 0% | 0% | 0% | 0% | 0% | FALSE | 0% | 0% | 0% | 0% | 0% | FALSE | 0% | 0% | 0% | 0% | 0% | 0% | 0% | 0% | c-i-c | c-i-c
| 377 | Increase capacity of 132 kV busbars at Wagga Substation | TRUE | Labour | Substations | 100% | Augmentation Expenditure | Augmentations | Augex | Economic Benefits | N/A | N/A | N/A | N/A | No | 0% | Energy transition | Substations (2018 onwards) | 35% | TRUE | 147 | 1 | 1 | 3 | 1 | FALSE | FALSE | TRUE | 0.16039 | 0.76986 | 0.93025 | 0.064155 | 0 | 1.9246 | 0.15773 | 0.76792 | 0.94066 | 0.065292 | 0 | 1.9316 | 0.020864 | 0.091988 | 0.1337 | 0.010166 | 0 | 0.25672 | 0.0037621 | 0.017145 | 0.024556 | 0.0018654 | 0 | 0.047328 | 0.18235 | 0.87705 | 1.0989 | 0.077323 | 0 | 2.2356 | 0% | 0% | 80% | 20% | 0% | 0 | 0 | 1.5397 | 0.38493 | 0 | 1.9246 | 0 | 0 | 1.5453 | 0.38632 | 0 | 1.9316 | 0 | 0 | 0.20538 | 0.051344 | 0 | 0.25672 | 0 | 0 | 0.037863 | 0.0094657 | 0 | 0.047328 | 0 | 0 | 1.7885 | 0.44713 | 0 | 2.2356 | FALSE | 0% | 0% | 0% | 0% | 0% | 0% | TRUE | 0% | 0% | 0% | 0% | 0% | FALSE | 0% | 0% | 0% | 0% | 0% | 0% | 0% | 0% | 1.9316 | 20
| 378 | Increase capacity of 132 kV busbars at Wagga Substation | TRUE | Non-Labour | Substations | 100% | Augmentation Expenditure | Augmentations | Augex | Economic Benefits | N/A | N/A | N/A | N/A | No | 0% | Energy transition | Substations (2018 onwards) | 65% | TRUE | 147 | 2 | 2 | 3 | 2 | FALSE | FALSE | TRUE | 0.29786 | 1.4297 | 1.7276 | 0.11914 | 0 | 3.5743 | 0.29786 | 1.4297 | 1.7276 | 0.11914 | 0 | 3.5743 | 0.039401 | 0.17127 | 0.24555 | 0.01855 | 0 | 0.47477 | 0.0071047 | 0.031921 | 0.045099 | 0.0034041 | 0 | 0.087529 | 0.34437 | 1.6329 | 2.0183 | 0.1411 | 0 | 4.1366 | 0% | 0% | 80% | 20% | 0% | 0 | 0 | 2.8595 | 0.71487 | 0 | 3.5743 | 0 | 0 | 2.8595 | 0.71487 | 0 | 3.5743 | 0 | 0 | 0.37982 | 0.094954 | 0 | 0.47477 | 0 | 0 | 0.070023 | 0.017506 | 0 | 0.087529 | 0 | 0 | 3.3093 | 0.82733 | 0 | 4.1366 | FALSE | 0% | 0% | 0% | 0% | 0% | 0% | TRUE | 0% | 0% | 0% | 0% | 0% | FALSE | 0% | 0% | 0% | 0% | 0% | 0% | 0% | 0% | 3.5743 | 15
| 379 | Supply to Sydney West Area | TRUE | Labour | Substations | 95% | Augmentation Expenditure | Augmentations | Augex | Demand | N/A | N/A | N/A | N/A | No | 0% | Localised maximum demand growth | Substations (2018 onwards) | 12% | TRUE | 148 | 1 | 1 | 3 | 1 | FALSE | FALSE | TRUE | 2.059 | 0.059855 | 0 | 0 | 0 | 2.1189 | 2.0249 | 0.059704 | 0 | 0 | 0 | 2.0846 | 0.26785 | 0.007152 | 0 | 0 | 0 | 0.275 | 0.048297 | 0.001333 | 0 | 0 | 0 | 0.04963 | 2.341 | 0.068189 | 0 | 0 | 0 | 2.4092 | 0% | 100% | 0% | 0% | 0% | 0 | 2.1189 | 0 | 0 | 0 | 2.1189 | 0 | 2.0846 | 0 | 0 | 0 | 2.0846 | 0 | 0.275 | 0 | 0 | 0 | 0.275 | 0 | 0.04963 | 0 | 0 | 0 | 0.04963 | 0 | 2.4092 | 0 | 0 | 0 | 2.4092 | FALSE | 0% | 0% | 0% | 0% | 0% | 0% | TRUE | 0% | 0% | 0% | 0% | 0% | FALSE | 0% | 0% | 0% | 0% | 0% | 0% | 0% | 0% | 2.0846 | 19
| 380 | Supply to Sydney West Area | TRUE | Labour | Secondary Systems | 5% | Augmentation Expenditure | Augmentations | Augex | Demand | N/A | N/A | N/A | N/A | No | 0% | Localised maximum demand growth | Secondary Systems (2018-23) | 12% | TRUE | 148 | 1 | 2 | 4 | 1 | FALSE | FALSE | TRUE | 0.10837 | 0.0031503 | 0 | 0 | 0 | 0.11152 | 0.10657 | 0.0031423 | 0 | 0 | 0 | 0.10971 | 0.014097 | 0.00037642 | 0 | 0 | 0 | 0.014474 | 0.002542 | 7.0157e-05 | 0 | 0 | 0 | 0.0026121 | 0.12321 | 0.0035889 | 0 | 0 | 0 | 0.1268 | 0% | 100% | 0% | 0% | 0% | 0 | 0.11152 | 0 | 0 | 0 | 0.11152 | 0 | 0.10971 | 0 | 0 | 0 | 0.10971 | 0 | 0.014474 | 0 | 0 | 0 | 0.014474 | 0 | 0.0026121 | 0 | 0 | 0 | 0.0026121 | 0 | 0.1268 | 0 | 0 | 0 | 0.1268 | FALSE | 0% | 0% | 0% | 0% | 0% | 0% | FALSE | 0% | 0% | 0% | 0% | 0% | TRUE | 0% | 0% | 0% | 0% | 0% | 0% | 0% | 0% | 0.10971 | 46
| 381 | Supply to Sydney West Area | TRUE | Non-Labour | Substations | 95% | Augmentation Expenditure | Augmentations | Augex | Demand | N/A | N/A | N/A | N/A | No | 0% | Localised maximum demand growth | Substations (2018 onwards) | 88% | TRUE | 148 | 2 | 3 | 3 | 2 | FALSE | FALSE | TRUE | 15.0995 | 0.43894 | 0 | 0 | 0 | 15.5385 | 15.0995 | 0.43894 | 0 | 0 | 0 | 15.5385 | 1.9974 | 0.05258 | 0 | 0 | 0 | 2.05 | 0.36016 | 0.0097999 | 0 | 0 | 0 | 0.36996 | 17.4571 | 0.50132 | 0 | 0 | 0 | 17.9584 | 0% | 100% | 0% | 0% | 0% | 0 | 15.5385 | 0 | 0 | 0 | 15.5385 | 0 | 15.5385 | 0 | 0 | 0 | 15.5385 | 0 | 2.05 | 0 | 0 | 0 | 2.05 | 0 | 0.36996 | 0 | 0 | 0 | 0.36996 | 0 | 17.9584 | 0 | 0 | 0 | 17.9584 | FALSE | 0% | 0% | 0% | 0% | 0% | 0% | TRUE | 0% | 0% | 0% | 0% | 0% | FALSE | 0% | 0% | 0% | 0% | 0% | 0% | 0% | 0% | 15.5385 | 6
| 382 | Supply to Sydney West Area | TRUE | Non-Labour | Secondary Systems | 5% | Augmentation Expenditure | Augmentations | Augex | Demand | N/A | N/A | N/A | N/A | No | 0% | Localised maximum demand growth | Secondary Systems (2018-23) | 88% | TRUE | 148 | 2 | 4 | 4 | 2 | FALSE | FALSE | TRUE | 0.79471 | 0.023102 | 0 | 0 | 0 | 0.81781 | 0.79471 | 0.023102 | 0 | 0 | 0 | 0.81781 | 0.10512 | 0.0027674 | 0 | 0 | 0 | 0.10789 | 0.018956 | 0.00051578 | 0 | 0 | 0 | 0.019471 | 0.91879 | 0.026385 | 0 | 0 | 0 | 0.94518 | 0% | 100% | 0% | 0% | 0% | 0 | 0.81781 | 0 | 0 | 0 | 0.81781 | 0 | 0.81781 | 0 | 0 | 0 | 0.81781 | 0 | 0.10789 | 0 | 0 | 0 | 0.10789 | 0 | 0.019471 | 0 | 0 | 0 | 0.019471 | 0 | 0.94518 | 0 | 0 | 0 | 0.94518 | FALSE | 0% | 0% | 0% | 0% | 0% | 0% | FALSE | 0% | 0% | 0% | 0% | 0% | TRUE | 0% | 0% | 0% | 0% | 0% | 0% | 0% | 0% | 0.81781 | 32
| 383 | Maintain quality of supply in ACT | FALSE | Labour | Substations | 95% | Augmentation Expenditure | Augmentations | Augex | Compliance | N/A | N/A | N/A | N/A | No | 0% | Safety security & reliability | Substations (2018 onwards) | 16% | TRUE | 149 | 1 | 1 | 3 | 1 | FALSE | FALSE | TRUE | 0 | 0 | 0 | 0 | 0 | 0 | 0 | 0 | 0 | 0 | 0 | 0 | 0 | 0 | 0 | 0 | 0 | 0 | 0 | 0 | 0 | 0 | 0 | 0 | 0 | 0 | 0 | 0 | 0 | 0 | 0% | 0% | 0% | 100% | 0% | 0 | 0 | 0 | 0 | 0 | 0 | 0 | 0 | 0 | 0 | 0 | 0 | 0 | 0 | 0 | 0 | 0 | 0 | 0 | 0 | 0 | 0 | 0 | 0 | 0 | 0 | 0 | 0 | 0 | 0 | FALSE | 0% | 0% | 0% | 0% | 0% | 0% | TRUE | 0% | 0% | 0% | 0% | 0% | FALSE | 0% | 0% | 0% | 0% | 0% | 0% | 0% | 0% | 0 | 51
| 384 | Maintain quality of supply in ACT | FALSE | Labour | Secondary Systems | 5% | Augmentation Expenditure | Augmentations | Augex | Compliance | N/A | N/A | N/A | N/A | No | 0% | Safety security & reliability | Secondary Systems (2018-23) | 16% | TRUE | 149 | 1 | 2 | 4 | 1 | FALSE | FALSE | TRUE | 0 | 0 | 0 | 0 | 0 | 0 | 0 | 0 | 0 | 0 | 0 | 0 | 0 | 0 | 0 | 0 | 0 | 0 | 0 | 0 | 0 | 0 | 0 | 0 | 0 | 0 | 0 | 0 | 0 | 0 | 0% | 0% | 0% | 100% | 0% | 0 | 0 | 0 | 0 | 0 | 0 | 0 | 0 | 0 | 0 | 0 | 0 | 0 | 0 | 0 | 0 | 0 | 0 | 0 | 0 | 0 | 0 | 0 | 0 | 0 | 0 | 0 | 0 | 0 | 0 | FALSE | 0% | 0% | 0% | 0% | 0% | 0% | FALSE | 0% | 0% | 0% | 0% | 0% | TRUE | 0% | 0% | 0% | 0% | 0% | 0% | 0% | 0% | 0 | 52
| 385 | Maintain quality of supply in ACT | FALSE | Non-Labour | Substations | 95% | Augmentation Expenditure | Augmentations | Augex | Compliance | N/A | N/A | N/A | N/A | No | 0% | Safety security & reliability | Substations (2018 onwards) | 84% | TRUE | 149 | 2 | 3 | 3 | 2 | FALSE | FALSE | TRUE | 0 | 0 | 0 | 0 | 0 | 0 | 0 | 0 | 0 | 0 | 0 | 0 | 0 | 0 | 0 | 0 | 0 | 0 | 0 | 0 | 0 | 0 | 0 | 0 | 0 | 0 | 0 | 0 | 0 | 0 | 0% | 0% | 0% | 100% | 0% | 0 | 0 | 0 | 0 | 0 | 0 | 0 | 0 | 0 | 0 | 0 | 0 | 0 | 0 | 0 | 0 | 0 | 0 | 0 | 0 | 0 | 0 | 0 | 0 | 0 | 0 | 0 | 0 | 0 | 0 | FALSE | 0% | 0% | 0% | 0% | 0% | 0% | TRUE | 0% | 0% | 0% | 0% | 0% | FALSE | 0% | 0% | 0% | 0% | 0% | 0% | 0% | 0% | 0 | 53
| 386 | Maintain quality of supply in ACT | FALSE | Non-Labour | Secondary Systems | 5% | Augmentation Expenditure | Augmentations | Augex | Compliance | N/A | N/A | N/A | N/A | No | 0% | Safety security & reliability | Secondary Systems (2018-23) | 84% | TRUE | 149 | 2 | 4 | 4 | 2 | FALSE | FALSE | TRUE | 0 | 0 | 0 | 0 | 0 | 0 | 0 | 0 | 0 | 0 | 0 | 0 | 0 | 0 | 0 | 0 | 0 | 0 | 0 | 0 | 0 | 0 | 0 | 0 | 0 | 0 | 0 | 0 | 0 | 0 | 0% | 0% | 0% | 100% | 0% | 0 | 0 | 0 | 0 | 0 | 0 | 0 | 0 | 0 | 0 | 0 | 0 | 0 | 0 | 0 | 0 | 0 | 0 | 0 | 0 | 0 | 0 | 0 | 0 | 0 | 0 | 0 | 0 | 0 | 0 | FALSE | 0% | 0% | 0% | 0% | 0% | 0% | FALSE | 0% | 0% | 0% | 0% | 0% | TRUE | 0% | 0% | 0% | 0% | 0% | 0% | 0% | 0% | 0 | 54
| 387 | Improve voltage control in Southern NSW area | TRUE | Labour | Substations | 95% | Augmentation Expenditure | Augmentations | Augex | Compliance | N/A | N/A | N/A | N/A | No | 0% | Energy transition | Substations (2018 onwards) | 10% | TRUE | 150 | 1 | 1 | 3 | 1 | FALSE | FALSE | TRUE | 0.088776 | 0.20149 | 1.8134 | 0.018952 | 0 | 2.1226 | 0.087303 | 0.20098 | 1.8337 | 0.019288 | 0 | 2.1413 | 0.011548 | 0.024076 | 0.26064 | 0.003003 | 0 | 0.29926 | 0.0020824 | 0.0044872 | 0.04787 | 0.00055107 | 0 | 0.05499 | 0.10093 | 0.22955 | 2.1422 | 0.022842 | 0 | 2.4956 | 0% | 0% | 50% | 50% | 0% | 0 | 0 | 1.0613 | 1.0613 | 0 | 2.1226 | 0 | 0 | 1.0707 | 1.0707 | 0 | 2.1413 | 0 | 0 | 0.14963 | 0.14963 | 0 | 0.29926 | 0 | 0 | 0.027495 | 0.027495 | 0 | 0.05499 | 0 | 0 | 1.2478 | 1.2478 | 0 | 2.4956 | FALSE | 0% | 0% | 0% | 0% | 0% | 0% | TRUE | 0% | 0% | 0% | 0% | 0% | FALSE | 0% | 0% | 0% | 0% | 0% | 0% | 0% | 0% | 2.1413 | 18
| 388 | Improve voltage control in Southern NSW area | TRUE | Labour | Secondary Systems | 5% | Augmentation Expenditure | Augmentations | Augex | Compliance | N/A | N/A | N/A | N/A | No | 0% | Energy transition | Secondary Systems (2018-23) | 10% | TRUE | 150 | 1 | 2 | 4 | 1 | FALSE | FALSE | TRUE | 0.0046724 | 0.010605 | 0.095443 | 0.00099748 | 0 | 0.11172 | 0.0045949 | 0.010578 | 0.096512 | 0.0010152 | 0 | 0.1127 | 0.00060781 | 0.0012671 | 0.013718 | 0.00015805 | 0 | 0.015751 | 0.0001096 | 0.00023617 | 0.0025194 | 2.9004e-05 | 0 | 0.0028942 | 0.0053123 | 0.012081 | 0.11275 | 0.0012022 | 0 | 0.13135 | 0% | 0% | 50% | 50% | 0% | 0 | 0 | 0.055859 | 0.055859 | 0 | 0.11172 | 0 | 0 | 0.05635 | 0.05635 | 0 | 0.1127 | 0 | 0 | 0.0078754 | 0.0078754 | 0 | 0.015751 | 0 | 0 | 0.0014471 | 0.0014471 | 0 | 0.0028942 | 0 | 0 | 0.065673 | 0.065673 | 0 | 0.13135 | FALSE | 0% | 0% | 0% | 0% | 0% | 0% | FALSE | 0% | 0% | 0% | 0% | 0% | TRUE | 0% | 0% | 0% | 0% | 0% | 0% | 0% | 0% | 0.1127 | 45
| 389 | Improve voltage control in Southern NSW area | TRUE | Non-Labour | Substations | 95% | Augmentation Expenditure | Augmentations | Augex | Compliance | N/A | N/A | N/A | N/A | No | 0% | Energy transition | Substations (2018 onwards) | 90% | TRUE | 150 | 2 | 3 | 3 | 2 | FALSE | FALSE | TRUE | 0.79898 | 1.8134 | 16.3208 | 0.17057 | 0 | 19.1038 | 0.79898 | 1.8134 | 16.3208 | 0.17057 | 0 | 19.1038 | 0.10569 | 0.21723 | 2.3198 | 0.026556 | 0 | 2.6692 | 0.019058 | 0.040487 | 0.42605 | 0.0048733 | 0 | 0.49047 | 0.92373 | 2.0711 | 19.0666 | 0.202 | 0 | 22.2635 | 0% | 0% | 50% | 50% | 0% | 0 | 0 | 9.5519 | 9.5519 | 0 | 19.1038 | 0 | 0 | 9.5519 | 9.5519 | 0 | 19.1038 | 0 | 0 | 1.3346 | 1.3346 | 0 | 2.6692 | 0 | 0 | 0.24524 | 0.24524 | 0 | 0.49047 | 0 | 0 | 11.1317 | 11.1317 | 0 | 22.2635 | FALSE | 0% | 0% | 0% | 0% | 0% | 0% | TRUE | 0% | 0% | 0% | 0% | 0% | FALSE | 0% | 0% | 0% | 0% | 0% | 0% | 0% | 0% | 19.1038 | 4
| 390 | Improve voltage control in Southern NSW area | TRUE | Non-Labour | Secondary Systems | 5% | Augmentation Expenditure | Augmentations | Augex | Compliance | N/A | N/A | N/A | N/A | No | 0% | Energy transition | Secondary Systems (2018-23) | 90% | TRUE | 150 | 2 | 4 | 4 | 2 | FALSE | FALSE | TRUE | 0.042052 | 0.095443 | 0.85899 | 0.0089773 | 0 | 1.0055 | 0.042052 | 0.095443 | 0.85899 | 0.0089773 | 0 | 1.0055 | 0.0055626 | 0.011433 | 0.12209 | 0.0013977 | 0 | 0.14049 | 0.001003 | 0.0021309 | 0.022424 | 0.00025649 | 0 | 0.025814 | 0.048617 | 0.10901 | 1.0035 | 0.010632 | 0 | 1.1718 | 0% | 0% | 50% | 50% | 0% | 0 | 0 | 0.50273 | 0.50273 | 0 | 1.0055 | 0 | 0 | 0.50273 | 0.50273 | 0 | 1.0055 | 0 | 0 | 0.070243 | 0.070243 | 0 | 0.14049 | 0 | 0 | 0.012907 | 0.012907 | 0 | 0.025814 | 0 | 0 | 0.58588 | 0.58588 | 0 | 1.1718 | FALSE | 0% | 0% | 0% | 0% | 0% | 0% | FALSE | 0% | 0% | 0% | 0% | 0% | TRUE | 0% | 0% | 0% | 0% | 0% | 0% | 0% | 0% | 1.0055 | 31
| 391 | Improve operational response to busbar trips | FALSE | Labour | Secondary Systems | 100% | Augmentation Expenditure | Augmentations | Augex | Economic Benefits | N/A | N/A | N/A | N/A | Yes | 0% | Safety security & reliability | Secondary Systems (2018-23) | 28% | TRUE | 151 | 1 | 1 | 4 | 1 | FALSE | FALSE | TRUE | 0 | 0 | 0 | 0 | 0 | 0 | 0 | 0 | 0 | 0 | 0 | 0 | 0 | 0 | 0 | 0 | 0 | 0 | 0 | 0 | 0 | 0 | 0 | 0 | 0 | 0 | 0 | 0 | 0 | 0 | 0% | 0% | 0% | 100% | 0% | 0 | 0 | 0 | 0 | 0 | 0 | 0 | 0 | 0 | 0 | 0 | 0 | 0 | 0 | 0 | 0 | 0 | 0 | 0 | 0 | 0 | 0 | 0 | 0 | 0 | 0 | 0 | 0 | 0 | 0 | FALSE | 0% | 0% | 0% | 0% | 0% | 0% | FALSE | 0% | 0% | 0% | 0% | 0% | TRUE | 0% | 0% | 0% | 0% | 0% | 0% | 0% | 0% | 0 | 55
| 392 | Improve operational response to busbar trips | FALSE | Non-Labour | Secondary Systems | 100% | Augmentation Expenditure | Augmentations | Augex | Economic Benefits | N/A | N/A | N/A | N/A | Yes | 0% | Safety security & reliability | Secondary Systems (2018-23) | 72% | TRUE | 151 | 2 | 2 | 4 | 2 | FALSE | FALSE | TRUE | 0 | 0 | 0 | 0 | 0 | 0 | 0 | 0 | 0 | 0 | 0 | 0 | 0 | 0 | 0 | 0 | 0 | 0 | 0 | 0 | 0 | 0 | 0 | 0 | 0 | 0 | 0 | 0 | 0 | 0 | 0% | 0% | 0% | 100% | 0% | 0 | 0 | 0 | 0 | 0 | 0 | 0 | 0 | 0 | 0 | 0 | 0 | 0 | 0 | 0 | 0 | 0 | 0 | 0 | 0 | 0 | 0 | 0 | 0 | 0 | 0 | 0 | 0 | 0 | 0 | FALSE | 0% | 0% | 0% | 0% | 0% | 0% | FALSE | 0% | 0% | 0% | 0% | 0% | TRUE | 0% | 0% | 0% | 0% | 0% | 0% | 0% | 0% | 0 | 56
| 393 | Maintain Voltage in Greater Sydney area | TRUE | Labour | Substations | 95% | Augmentation Expenditure | Augmentations | Augex | Compliance | N/A | N/A | N/A | N/A | No | 0% | Energy transition | Substations (2018 onwards) | 16% | TRUE | 152 | 1 | 1 | 3 | 1 | FALSE | FALSE | TRUE | 0.18755 | 1.2299 | 0.03997 | 0 | 0 | 1.4574 | 0.18444 | 1.2268 | 0.040418 | 0 | 0 | 1.4516 | 0.024398 | 0.14695 | 0.0057448 | 0 | 0 | 0.17709 | 0.0043993 | 0.027389 | 0.0010551 | 0 | 0 | 0.032843 | 0.21324 | 1.4011 | 0.047218 | 0 | 0 | 1.6615 | 0% | 0% | 100% | 0% | 0% | 0 | 0 | 1.4574 | 0 | 0 | 1.4574 | 0 | 0 | 1.4516 | 0 | 0 | 1.4516 | 0 | 0 | 0.17709 | 0 | 0 | 0.17709 | 0 | 0 | 0.032843 | 0 | 0 | 0.032843 | 0 | 0 | 1.6615 | 0 | 0 | 1.6615 | FALSE | 0% | 0% | 0% | 0% | 0% | 0% | TRUE | 0% | 0% | 0% | 0% | 0% | FALSE | 0% | 0% | 0% | 0% | 0% | 0% | 0% | 0% | 1.4516 | 26
| 394 | Maintain Voltage in Greater Sydney area | TRUE | Labour | Secondary Systems | 5% | Augmentation Expenditure | Augmentations | Augex | Compliance | N/A | N/A | N/A | N/A | No | 0% | Energy transition | Secondary Systems (2018-23) | 16% | TRUE | 152 | 1 | 2 | 4 | 1 | FALSE | FALSE | TRUE | 0.0098712 | 0.064729 | 0.0021037 | 0 | 0 | 0.076704 | 0.0097074 | 0.064566 | 0.0021273 | 0 | 0 | 0.076401 | 0.0012841 | 0.0077343 | 0.00030236 | 0 | 0 | 0.0093208 | 0.00023154 | 0.0014415 | 5.5532e-05 | 0 | 0 | 0.0017286 | 0.011223 | 0.073742 | 0.0024851 | 0 | 0 | 0.08745 | 0% | 0% | 100% | 0% | 0% | 0 | 0 | 0.076704 | 0 | 0 | 0.076704 | 0 | 0 | 0.076401 | 0 | 0 | 0.076401 | 0 | 0 | 0.0093208 | 0 | 0 | 0.0093208 | 0 | 0 | 0.0017286 | 0 | 0 | 0.0017286 | 0 | 0 | 0.08745 | 0 | 0 | 0.08745 | FALSE | 0% | 0% | 0% | 0% | 0% | 0% | FALSE | 0% | 0% | 0% | 0% | 0% | TRUE | 0% | 0% | 0% | 0% | 0% | 0% | 0% | 0% | 0.076401 | 48
| 395 | Maintain Voltage in Greater Sydney area | TRUE | Non-Labour | Substations | 95% | Augmentation Expenditure | Augmentations | Augex | Compliance | N/A | N/A | N/A | N/A | No | 0% | Energy transition | Substations (2018 onwards) | 84% | TRUE | 152 | 2 | 3 | 3 | 2 | FALSE | FALSE | TRUE | 0.98465 | 6.4567 | 0.20984 | 0 | 0 | 7.6512 | 0.98465 | 6.4567 | 0.20984 | 0 | 0 | 7.6512 | 0.13025 | 0.77345 | 0.029826 | 0 | 0 | 0.93353 | 0.023486 | 0.14415 | 0.005478 | 0 | 0 | 0.17312 | 1.1384 | 7.3743 | 0.24515 | 0 | 0 | 8.7579 | 0% | 0% | 100% | 0% | 0% | 0 | 0 | 7.6512 | 0 | 0 | 7.6512 | 0 | 0 | 7.6512 | 0 | 0 | 7.6512 | 0 | 0 | 0.93353 | 0 | 0 | 0.93353 | 0 | 0 | 0.17312 | 0 | 0 | 0.17312 | 0 | 0 | 8.7579 | 0 | 0 | 8.7579 | FALSE | 0% | 0% | 0% | 0% | 0% | 0% | TRUE | 0% | 0% | 0% | 0% | 0% | FALSE | 0% | 0% | 0% | 0% | 0% | 0% | 0% | 0% | 7.6512 | 9
| 396 | Maintain Voltage in Greater Sydney area | TRUE | Non-Labour | Secondary Systems | 5% | Augmentation Expenditure | Augmentations | Augex | Compliance | N/A | N/A | N/A | N/A | No | 0% | Energy transition | Secondary Systems (2018-23) | 84% | TRUE | 152 | 2 | 4 | 4 | 2 | FALSE | FALSE | TRUE | 0.051824 | 0.33983 | 0.011044 | 0 | 0 | 0.4027 | 0.051824 | 0.33983 | 0.011044 | 0 | 0 | 0.4027 | 0.0068553 | 0.040708 | 0.0015698 | 0 | 0 | 0.049133 | 0.0012361 | 0.0075871 | 0.00028831 | 0 | 0 | 0.0091115 | 0.059915 | 0.38812 | 0.012903 | 0 | 0 | 0.46094 | 0% | 0% | 100% | 0% | 0% | 0 | 0 | 0.4027 | 0 | 0 | 0.4027 | 0 | 0 | 0.4027 | 0 | 0 | 0.4027 | 0 | 0 | 0.049133 | 0 | 0 | 0.049133 | 0 | 0 | 0.0091115 | 0 | 0 | 0.0091115 | 0 | 0 | 0.46094 | 0 | 0 | 0.46094 | FALSE | 0% | 0% | 0% | 0% | 0% | 0% | FALSE | 0% | 0% | 0% | 0% | 0% | TRUE | 0% | 0% | 0% | 0% | 0% | 0% | 0% | 0% | 0.4027 | 39
| 397 | Manage multiple contingencies in North West NSW area | TRUE | Labour | Secondary Systems | 80% | Augmentation Expenditure | Augmentations | Augex | Economic Benefits | N/A | N/A | N/A | N/A | Yes | 0% | Safety security & reliability | Secondary Systems (2018-23) | 20% | TRUE | 153 | 1 | 1 | 4 | 1 | FALSE | FALSE | TRUE | 0 | 0 | 0 | 0 | 0 | 0 | 0 | 0 | 0 | 0 | 0 | 0 | 0 | 0 | 0 | 0 | 0 | 0 | 0 | 0 | 0 | 0 | 0 | 0 | 0 | 0 | 0 | 0 | 0 | 0 | 0% | 0% | 100% | 0% | 0% | 0 | 0 | 0 | 0 | 0 | 0 | 0 | 0 | 0 | 0 | 0 | 0 | 0 | 0 | 0 | 0 | 0 | 0 | 0 | 0 | 0 | 0 | 0 | 0 | 0 | 0 | 0 | 0 | 0 | 0 | FALSE | 0% | 0% | 0% | 0% | 0% | 0% | FALSE | 0% | 0% | 0% | 0% | 0% | TRUE | 0% | 0% | 0% | 0% | 0% | 0% | 0% | 0% | 0 | 57
| 398 | Manage multiple contingencies in North West NSW area | TRUE | Labour | Communications (short life) | 20% | Augmentation Expenditure | Augmentations | Augex | Economic Benefits | N/A | N/A | N/A | N/A | Yes | 0% | Safety security & reliability | Communications (short life) (2018 onwards) | 20% | TRUE | 153 | 1 | 2 | 5 | 1 | FALSE | FALSE | TRUE | 0 | 0 | 0 | 0 | 0 | 0 | 0 | 0 | 0 | 0 | 0 | 0 | 0 | 0 | 0 | 0 | 0 | 0 | 0 | 0 | 0 | 0 | 0 | 0 | 0 | 0 | 0 | 0 | 0 | 0 | 0% | 0% | 100% | 0% | 0% | 0 | 0 | 0 | 0 | 0 | 0 | 0 | 0 | 0 | 0 | 0 | 0 | 0 | 0 | 0 | 0 | 0 | 0 | 0 | 0 | 0 | 0 | 0 | 0 | 0 | 0 | 0 | 0 | 0 | 0 | FALSE | 0% | 0% | 0% | 0% | 0% | 0% | FALSE | 0% | 0% | 0% | 0% | 0% | TRUE | 0% | 0% | 0% | 0% | 0% | 0% | 0% | 0% | 0 | 58
| 399 | Manage multiple contingencies in North West NSW area | TRUE | Non-Labour | Secondary Systems | 80% | Augmentation Expenditure | Augmentations | Augex | Economic Benefits | N/A | N/A | N/A | N/A | Yes | 0% | Safety security & reliability | Secondary Systems (2018-23) | 80% | TRUE | 153 | 2 | 3 | 4 | 2 | FALSE | FALSE | TRUE | 0 | 0 | 0 | 0 | 0 | 0 | 0 | 0 | 0 | 0 | 0 | 0 | 0 | 0 | 0 | 0 | 0 | 0 | 0 | 0 | 0 | 0 | 0 | 0 | 0 | 0 | 0 | 0 | 0 | 0 | 0% | 0% | 100% | 0% | 0% | 0 | 0 | 0 | 0 | 0 | 0 | 0 | 0 | 0 | 0 | 0 | 0 | 0 | 0 | 0 | 0 | 0 | 0 | 0 | 0 | 0 | 0 | 0 | 0 | 0 | 0 | 0 | 0 | 0 | 0 | FALSE | 0% | 0% | 0% | 0% | 0% | 0% | FALSE | 0% | 0% | 0% | 0% | 0% | TRUE | 0% | 0% | 0% | 0% | 0% | 0% | 0% | 0% | 0 | 59
| 400 | Manage multiple contingencies in North West NSW area | TRUE | Non-Labour | Communications (short life) | 20% | Augmentation Expenditure | Augmentations | Augex | Economic Benefits | N/A | N/A | N/A | N/A | Yes | 0% | Safety security & reliability | Communications (short life) (2018 onwards) | 80% | TRUE | 153 | 2 | 4 | 5 | 2 | FALSE | FALSE | TRUE | 0 | 0 | 0 | 0 | 0 | 0 | 0 | 0 | 0 | 0 | 0 | 0 | 0 | 0 | 0 | 0 | 0 | 0 | 0 | 0 | 0 | 0 | 0 | 0 | 0 | 0 | 0 | 0 | 0 | 0 | 0% | 0% | 100% | 0% | 0% | 0 | 0 | 0 | 0 | 0 | 0 | 0 | 0 | 0 | 0 | 0 | 0 | 0 | 0 | 0 | 0 | 0 | 0 | 0 | 0 | 0 | 0 | 0 | 0 | 0 | 0 | 0 | 0 | 0 | 0 | FALSE | 0% | 0% | 0% | 0% | 0% | 0% | FALSE | 0% | 0% | 0% | 0% | 0% | TRUE | 0% | 0% | 0% | 0% | 0% | 0% | 0% | 0% | 0 | 60
| 401 | Manage multiple contingencies in Sydney Northwest area | TRUE | Labour | Secondary Systems | 80% | Augmentation Expenditure | Augmentations | Augex | Economic Benefits | N/A | N/A | N/A | N/A | Yes | 0% | Safety security & reliability | Secondary Systems (2018-23) | 20% | TRUE | 154 | 1 | 1 | 4 | 1 | FALSE | FALSE | TRUE | 0 | 0 | 0 | 0 | 0 | 0 | 0 | 0 | 0 | 0 | 0 | 0 | 0 | 0 | 0 | 0 | 0 | 0 | 0 | 0 | 0 | 0 | 0 | 0 | 0 | 0 | 0 | 0 | 0 | 0 | 0% | 0% | 0% | 0% | 90% | 0 | 0 | 0 | 0 | 0 | 0 | 0 | 0 | 0 | 0 | 0 | 0 | 0 | 0 | 0 | 0 | 0 | 0 | 0 | 0 | 0 | 0 | 0 | 0 | 0 | 0 | 0 | 0 | 0 | 0 | FALSE | 0% | 0% | 0% | 0% | 0% | 0% | FALSE | 0% | 0% | 0% | 0% | 0% | TRUE | 0% | 0% | 0% | 0% | 0% | 0% | 0% | 0% | 0 | 61
| 402 | Manage multiple contingencies in Sydney Northwest area | TRUE | Labour | Communications (short life) | 20% | Augmentation Expenditure | Augmentations | Augex | Economic Benefits | N/A | N/A | N/A | N/A | Yes | 0% | Safety security & reliability | Communications (short life) (2018 onwards) | 20% | TRUE | 154 | 1 | 2 | 5 | 1 | FALSE | FALSE | TRUE | 0 | 0 | 0 | 0 | 0 | 0 | 0 | 0 | 0 | 0 | 0 | 0 | 0 | 0 | 0 | 0 | 0 | 0 | 0 | 0 | 0 | 0 | 0 | 0 | 0 | 0 | 0 | 0 | 0 | 0 | 0% | 0% | 0% | 0% | 90% | 0 | 0 | 0 | 0 | 0 | 0 | 0 | 0 | 0 | 0 | 0 | 0 | 0 | 0 | 0 | 0 | 0 | 0 | 0 | 0 | 0 | 0 | 0 | 0 | 0 | 0 | 0 | 0 | 0 | 0 | FALSE | 0% | 0% | 0% | 0% | 0% | 0% | FALSE | 0% | 0% | 0% | 0% | 0% | TRUE | 0% | 0% | 0% | 0% | 0% | 0% | 0% | 0% | 0 | 62
| 403 | Manage multiple contingencies in Sydney Northwest area | TRUE | Non-Labour | Secondary Systems | 80% | Augmentation Expenditure | Augmentations | Augex | Economic Benefits | N/A | N/A | N/A | N/A | Yes | 0% | Safety security & reliability | Secondary Systems (2018-23) | 80% | TRUE | 154 | 2 | 3 | 4 | 2 | FALSE | FALSE | TRUE | 0 | 0 | 0 | 0 | 0 | 0 | 0 | 0 | 0 | 0 | 0 | 0 | 0 | 0 | 0 | 0 | 0 | 0 | 0 | 0 | 0 | 0 | 0 | 0 | 0 | 0 | 0 | 0 | 0 | 0 | 0% | 0% | 0% | 0% | 90% | 0 | 0 | 0 | 0 | 0 | 0 | 0 | 0 | 0 | 0 | 0 | 0 | 0 | 0 | 0 | 0 | 0 | 0 | 0 | 0 | 0 | 0 | 0 | 0 | 0 | 0 | 0 | 0 | 0 | 0 | FALSE | 0% | 0% | 0% | 0% | 0% | 0% | FALSE | 0% | 0% | 0% | 0% | 0% | TRUE | 0% | 0% | 0% | 0% | 0% | 0% | 0% | 0% | 0 | 63
| 404 | Manage multiple contingencies in Sydney Northwest area | TRUE | Non-Labour | Communications (short life) | 20% | Augmentation Expenditure | Augmentations | Augex | Economic Benefits | N/A | N/A | N/A | N/A | Yes | 0% | Safety security & reliability | Communications (short life) (2018 onwards) | 80% | TRUE | 154 | 2 | 4 | 5 | 2 | FALSE | FALSE | TRUE | 0 | 0 | 0 | 0 | 0 | 0 | 0 | 0 | 0 | 0 | 0 | 0 | 0 | 0 | 0 | 0 | 0 | 0 | 0 | 0 | 0 | 0 | 0 | 0 | 0 | 0 | 0 | 0 | 0 | 0 | 0% | 0% | 0% | 0% | 90% | 0 | 0 | 0 | 0 | 0 | 0 | 0 | 0 | 0 | 0 | 0 | 0 | 0 | 0 | 0 | 0 | 0 | 0 | 0 | 0 | 0 | 0 | 0 | 0 | 0 | 0 | 0 | 0 | 0 | 0 | FALSE | 0% | 0% | 0% | 0% | 0% | 0% | FALSE | 0% | 0% | 0% | 0% | 0% | TRUE | 0% | 0% | 0% | 0% | 0% | 0% | 0% | 0% | 0 | 64
| 405 | Manage multiple contingencies in the Bayswater to Sydney area | TRUE | Labour | Secondary Systems | 80% | Augmentation Expenditure | Augmentations | Augex | Economic Benefits | N/A | N/A | N/A | N/A | Yes | 0% | Safety security & reliability | Secondary Systems (2018-23) | 20% | TRUE | 155 | 1 | 1 | 4 | 1 | FALSE | FALSE | TRUE | 0 | 0 | 0 | 0 | 0 | 0 | 0 | 0 | 0 | 0 | 0 | 0 | 0 | 0 | 0 | 0 | 0 | 0 | 0 | 0 | 0 | 0 | 0 | 0 | 0 | 0 | 0 | 0 | 0 | 0 | 0% | 0% | 0% | 100% | 0% | 0 | 0 | 0 | 0 | 0 | 0 | 0 | 0 | 0 | 0 | 0 | 0 | 0 | 0 | 0 | 0 | 0 | 0 | 0 | 0 | 0 | 0 | 0 | 0 | 0 | 0 | 0 | 0 | 0 | 0 | FALSE | 0% | 0% | 0% | 0% | 0% | 0% | FALSE | 0% | 0% | 0% | 0% | 0% | TRUE | 0% | 0% | 0% | 0% | 0% | 0% | 0% | 0% | 0 | 65
| 406 | Manage multiple contingencies in the Bayswater to Sydney area | TRUE | Labour | Communications (short life) | 20% | Augmentation Expenditure | Augmentations | Augex | Economic Benefits | N/A | N/A | N/A | N/A | Yes | 0% | Safety security & reliability | Communications (short life) (2018 onwards) | 20% | TRUE | 155 | 1 | 2 | 5 | 1 | FALSE | FALSE | TRUE | 0 | 0 | 0 | 0 | 0 | 0 | 0 | 0 | 0 | 0 | 0 | 0 | 0 | 0 | 0 | 0 | 0 | 0 | 0 | 0 | 0 | 0 | 0 | 0 | 0 | 0 | 0 | 0 | 0 | 0 | 0% | 0% | 0% | 100% | 0% | 0 | 0 | 0 | 0 | 0 | 0 | 0 | 0 | 0 | 0 | 0 | 0 | 0 | 0 | 0 | 0 | 0 | 0 | 0 | 0 | 0 | 0 | 0 | 0 | 0 | 0 | 0 | 0 | 0 | 0 | FALSE | 0% | 0% | 0% | 0% | 0% | 0% | FALSE | 0% | 0% | 0% | 0% | 0% | TRUE | 0% | 0% | 0% | 0% | 0% | 0% | 0% | 0% | 0 | 66
| 407 | Manage multiple contingencies in the Bayswater to Sydney area | TRUE | Non-Labour | Secondary Systems | 80% | Augmentation Expenditure | Augmentations | Augex | Economic Benefits | N/A | N/A | N/A | N/A | Yes | 0% | Safety security & reliability | Secondary Systems (2018-23) | 80% | TRUE | 155 | 2 | 3 | 4 | 2 | FALSE | FALSE | TRUE | 0 | 0 | 0 | 0 | 0 | 0 | 0 | 0 | 0 | 0 | 0 | 0 | 0 | 0 | 0 | 0 | 0 | 0 | 0 | 0 | 0 | 0 | 0 | 0 | 0 | 0 | 0 | 0 | 0 | 0 | 0% | 0% | 0% | 100% | 0% | 0 | 0 | 0 | 0 | 0 | 0 | 0 | 0 | 0 | 0 | 0 | 0 | 0 | 0 | 0 | 0 | 0 | 0 | 0 | 0 | 0 | 0 | 0 | 0 | 0 | 0 | 0 | 0 | 0 | 0 | FALSE | 0% | 0% | 0% | 0% | 0% | 0% | FALSE | 0% | 0% | 0% | 0% | 0% | TRUE | 0% | 0% | 0% | 0% | 0% | 0% | 0% | 0% | 0 | 67
| 408 | Manage multiple contingencies in the Bayswater to Sydney area | TRUE | Non-Labour | Communications (short life) | 20% | Augmentation Expenditure | Augmentations | Augex | Economic Benefits | N/A | N/A | N/A | N/A | Yes | 0% | Safety security & reliability | Communications (short life) (2018 onwards) | 80% | TRUE | 155 | 2 | 4 | 5 | 2 | FALSE | FALSE | TRUE | 0 | 0 | 0 | 0 | 0 | 0 | 0 | 0 | 0 | 0 | 0 | 0 | 0 | 0 | 0 | 0 | 0 | 0 | 0 | 0 | 0 | 0 | 0 | 0 | 0 | 0 | 0 | 0 | 0 | 0 | 0% | 0% | 0% | 100% | 0% | 0 | 0 | 0 | 0 | 0 | 0 | 0 | 0 | 0 | 0 | 0 | 0 | 0 | 0 | 0 | 0 | 0 | 0 | 0 | 0 | 0 | 0 | 0 | 0 | 0 | 0 | 0 | 0 | 0 | 0 | FALSE | 0% | 0% | 0% | 0% | 0% | 0% | FALSE | 0% | 0% | 0% | 0% | 0% | TRUE | 0% | 0% | 0% | 0% | 0% | 0% | 0% | 0% | 0 | 68
| 409 | Supply to Strathnairn area (EVOEnergy) | TRUE | Labour | Substations | 80% | Connections | Connections | Augex | Connections | N/A | N/A | N/A | N/A | Yes | 0% | Localised maximum demand growth | Substations (2018 onwards) | 28% | TRUE | 156 | 1 | 1 | 3 | 1 | FALSE | FALSE | TRUE | c-i-c | c-i-c | c-i-c | c-i-c | c-i-c | c-i-c | c-i-c | c-i-c | c-i-c | c-i-c | c-i-c | c-i-c | c-i-c | c-i-c | c-i-c | c-i-c | c-i-c | c-i-c | c-i-c | c-i-c | c-i-c | c-i-c | c-i-c | c-i-c | c-i-c | c-i-c | c-i-c | c-i-c | c-i-c | c-i-c | c-i-c | c-i-c | c-i-c | c-i-c | c-i-c | c-i-c | c-i-c | c-i-c | c-i-c | c-i-c | c-i-c | c-i-c | c-i-c | c-i-c | c-i-c | c-i-c | c-i-c | c-i-c | c-i-c | c-i-c | c-i-c | c-i-c | c-i-c | c-i-c | c-i-c | c-i-c | c-i-c | c-i-c | c-i-c | c-i-c | c-i-c | c-i-c | c-i-c | c-i-c | c-i-c | FALSE | 0% | 0% | 0% | 0% | 0% | 0% | TRUE | 0% | 0% | 0% | 0% | 0% | FALSE | 0% | 0% | 0% | 0% | 0% | 0% | 0% | 0% | c-i-c | c-i-c
| 410 | Supply to Strathnairn area (EVOEnergy) | TRUE | Labour | Secondary Systems | 20% | Connections | Connections | Augex | Connections | N/A | N/A | N/A | N/A | Yes | 0% | Localised maximum demand growth | Secondary Systems (2018-23) | 28% | TRUE | 156 | 1 | 2 | 4 | 1 | FALSE | FALSE | TRUE | c-i-c | c-i-c | c-i-c | c-i-c | c-i-c | c-i-c | c-i-c | c-i-c | c-i-c | c-i-c | c-i-c | c-i-c | c-i-c | c-i-c | c-i-c | c-i-c | c-i-c | c-i-c | c-i-c | c-i-c | c-i-c | c-i-c | c-i-c | c-i-c | c-i-c | c-i-c | c-i-c | c-i-c | c-i-c | c-i-c | c-i-c | c-i-c | c-i-c | c-i-c | c-i-c | c-i-c | c-i-c | c-i-c | c-i-c | c-i-c | c-i-c | c-i-c | c-i-c | c-i-c | c-i-c | c-i-c | c-i-c | c-i-c | c-i-c | c-i-c | c-i-c | c-i-c | c-i-c | c-i-c | c-i-c | c-i-c | c-i-c | c-i-c | c-i-c | c-i-c | c-i-c | c-i-c | c-i-c | c-i-c | c-i-c | FALSE | 0% | 0% | 0% | 0% | 0% | 0% | FALSE | 0% | 0% | 0% | 0% | 0% | TRUE | 0% | 0% | 0% | 0% | 0% | 0% | 0% | 0% | c-i-c | c-i-c
| 411 | Supply to Strathnairn area (EVOEnergy) | TRUE | Non-Labour | Substations | 80% | Connections | Connections | Augex | Connections | N/A | N/A | N/A | N/A | Yes | 0% | Localised maximum demand growth | Substations (2018 onwards) | 72% | TRUE | 156 | 2 | 3 | 3 | 2 | FALSE | FALSE | TRUE | c-i-c | c-i-c | c-i-c | c-i-c | c-i-c | c-i-c | c-i-c | c-i-c | c-i-c | c-i-c | c-i-c | c-i-c | c-i-c | c-i-c | c-i-c | c-i-c | c-i-c | c-i-c | c-i-c | c-i-c | c-i-c | c-i-c | c-i-c | c-i-c | c-i-c | c-i-c | c-i-c | c-i-c | c-i-c | c-i-c | c-i-c | c-i-c | c-i-c | c-i-c | c-i-c | c-i-c | c-i-c | c-i-c | c-i-c | c-i-c | c-i-c | c-i-c | c-i-c | c-i-c | c-i-c | c-i-c | c-i-c | c-i-c | c-i-c | c-i-c | c-i-c | c-i-c | c-i-c | c-i-c | c-i-c | c-i-c | c-i-c | c-i-c | c-i-c | c-i-c | c-i-c | c-i-c | c-i-c | c-i-c | c-i-c | FALSE | 0% | 0% | 0% | 0% | 0% | 0% | TRUE | 0% | 0% | 0% | 0% | 0% | FALSE | 0% | 0% | 0% | 0% | 0% | 0% | 0% | 0% | c-i-c | c-i-c
| 412 | Supply to Strathnairn area (EVOEnergy) | TRUE | Non-Labour | Secondary Systems | 20% | Connections | Connections | Augex | Connections | N/A | N/A | N/A | N/A | Yes | 0% | Localised maximum demand growth | Secondary Systems (2018-23) | 72% | TRUE | 156 | 2 | 4 | 4 | 2 | FALSE | FALSE | TRUE | c-i-c | c-i-c | c-i-c | c-i-c | c-i-c | c-i-c | c-i-c | c-i-c | c-i-c | c-i-c | c-i-c | c-i-c | c-i-c | c-i-c | c-i-c | c-i-c | c-i-c | c-i-c | c-i-c | c-i-c | c-i-c | c-i-c | c-i-c | c-i-c | c-i-c | c-i-c | c-i-c | c-i-c | c-i-c | c-i-c | c-i-c | c-i-c | c-i-c | c-i-c | c-i-c | c-i-c | c-i-c | c-i-c | c-i-c | c-i-c | c-i-c | c-i-c | c-i-c | c-i-c | c-i-c | c-i-c | c-i-c | c-i-c | c-i-c | c-i-c | c-i-c | c-i-c | c-i-c | c-i-c | c-i-c | c-i-c | c-i-c | c-i-c | c-i-c | c-i-c | c-i-c | c-i-c | c-i-c | c-i-c | c-i-c | FALSE | 0% | 0% | 0% | 0% | 0% | 0% | FALSE | 0% | 0% | 0% | 0% | 0% | TRUE | 0% | 0% | 0% | 0% | 0% | 0% | 0% | 0% | c-i-c | c-i-c
| 413 | Condition of AusGrid cables 9SA and 92P | TRUE | Labour | Secondary Systems | 100% | Connections | Connections | Augex | Connections | N/A | N/A | N/A | N/A | Yes | 0% | Safety security & reliability | Secondary Systems (2018-23) | 79% | TRUE | 157 | 1 | 1 | 4 | 1 | FALSE | FALSE | TRUE | c-i-c | c-i-c | c-i-c | c-i-c | c-i-c | c-i-c | c-i-c | c-i-c | c-i-c | c-i-c | c-i-c | c-i-c | c-i-c | c-i-c | c-i-c | c-i-c | c-i-c | c-i-c | c-i-c | c-i-c | c-i-c | c-i-c | c-i-c | c-i-c | c-i-c | c-i-c | c-i-c | c-i-c | c-i-c | c-i-c | c-i-c | c-i-c | c-i-c | c-i-c | c-i-c | c-i-c | c-i-c | c-i-c | c-i-c | c-i-c | c-i-c | c-i-c | c-i-c | c-i-c | c-i-c | c-i-c | c-i-c | c-i-c | c-i-c | c-i-c | c-i-c | c-i-c | c-i-c | c-i-c | c-i-c | c-i-c | c-i-c | c-i-c | c-i-c | c-i-c | c-i-c | c-i-c | c-i-c | c-i-c | c-i-c | FALSE | 0% | 0% | 0% | 0% | 0% | 0% | FALSE | 0% | 0% | 0% | 0% | 0% | TRUE | 0% | 0% | 0% | 0% | 0% | 0% | 0% | 0% | c-i-c | c-i-c
| 414 | Condition of AusGrid cables 9SA and 92P | TRUE | Non-Labour | Secondary Systems | 100% | Connections | Connections | Augex | Connections | N/A | N/A | N/A | N/A | Yes | 0% | Safety security & reliability | Secondary Systems (2018-23) | 21% | TRUE | 157 | 2 | 2 | 4 | 2 | FALSE | FALSE | TRUE | c-i-c | c-i-c | c-i-c | c-i-c | c-i-c | c-i-c | c-i-c | c-i-c | c-i-c | c-i-c | c-i-c | c-i-c | c-i-c | c-i-c | c-i-c | c-i-c | c-i-c | c-i-c | c-i-c | c-i-c | c-i-c | c-i-c | c-i-c | c-i-c | c-i-c | c-i-c | c-i-c | c-i-c | c-i-c | c-i-c | c-i-c | c-i-c | c-i-c | c-i-c | c-i-c | c-i-c | c-i-c | c-i-c | c-i-c | c-i-c | c-i-c | c-i-c | c-i-c | c-i-c | c-i-c | c-i-c | c-i-c | c-i-c | c-i-c | c-i-c | c-i-c | c-i-c | c-i-c | c-i-c | c-i-c | c-i-c | c-i-c | c-i-c | c-i-c | c-i-c | c-i-c | c-i-c | c-i-c | c-i-c | c-i-c | FALSE | 0% | 0% | 0% | 0% | 0% | 0% | FALSE | 0% | 0% | 0% | 0% | 0% | TRUE | 0% | 0% | 0% | 0% | 0% | 0% | 0% | 0% | c-i-c | c-i-c
| 415 | Improve voltage regulation following under frequency load shedding events | FALSE | Labour | Secondary Systems | 100% | Augmentation Expenditure | Augmentations | Augex | Compliance | N/A | N/A | N/A | N/A | Yes | 0% | Energy transition | Secondary Systems (2018-23) | 58% | TRUE | 158 | 1 | 1 | 4 | 1 | FALSE | FALSE | TRUE | 0 | 0 | 0 | 0 | 0 | 0 | 0 | 0 | 0 | 0 | 0 | 0 | 0 | 0 | 0 | 0 | 0 | 0 | 0 | 0 | 0 | 0 | 0 | 0 | 0 | 0 | 0 | 0 | 0 | 0 | 0% | 25% | 25% | 25% | 25% | 0 | 0 | 0 | 0 | 0 | 0 | 0 | 0 | 0 | 0 | 0 | 0 | 0 | 0 | 0 | 0 | 0 | 0 | 0 | 0 | 0 | 0 | 0 | 0 | 0 | 0 | 0 | 0 | 0 | 0 | FALSE | 0% | 0% | 0% | 0% | 0% | 0% | FALSE | 0% | 0% | 0% | 0% | 0% | TRUE | 0% | 0% | 0% | 0% | 0% | 0% | 0% | 0% | 0 | 69
| 416 | Improve voltage regulation following under frequency load shedding events | FALSE | Non-Labour | Secondary Systems | 100% | Augmentation Expenditure | Augmentations | Augex | Compliance | N/A | N/A | N/A | N/A | Yes | 0% | Energy transition | Secondary Systems (2018-23) | 42% | TRUE | 158 | 2 | 2 | 4 | 2 | FALSE | FALSE | TRUE | 0 | 0 | 0 | 0 | 0 | 0 | 0 | 0 | 0 | 0 | 0 | 0 | 0 | 0 | 0 | 0 | 0 | 0 | 0 | 0 | 0 | 0 | 0 | 0 | 0 | 0 | 0 | 0 | 0 | 0 | 0% | 25% | 25% | 25% | 25% | 0 | 0 | 0 | 0 | 0 | 0 | 0 | 0 | 0 | 0 | 0 | 0 | 0 | 0 | 0 | 0 | 0 | 0 | 0 | 0 | 0 | 0 | 0 | 0 | 0 | 0 | 0 | 0 | 0 | 0 | FALSE | 0% | 0% | 0% | 0% | 0% | 0% | FALSE | 0% | 0% | 0% | 0% | 0% | TRUE | 0% | 0% | 0% | 0% | 0% | 0% | 0% | 0% | 0 | 70
| 417 | Supply to Far West NSW Network | TRUE | Labour | Substations | 95% | Augmentation Expenditure | Augmentations | Augex | Demand | N/A | N/A | N/A | N/A | Yes | 0% | Localised maximum demand growth | Substations (2018 onwards) | 20% | TRUE | 159 | 1 | 1 | 3 | 1 | FALSE | FALSE | TRUE | 0 | 0 | 0 | 0 | 0 | 0 | 0 | 0 | 0 | 0 | 0 | 0 | 0 | 0 | 0 | 0 | 0 | 0 | 0 | 0 | 0 | 0 | 0 | 0 | 0 | 0 | 0 | 0 | 0 | 0 | 0% | 0% | 0% | 0% | 50% | 0 | 0 | 0 | 0 | 0 | 0 | 0 | 0 | 0 | 0 | 0 | 0 | 0 | 0 | 0 | 0 | 0 | 0 | 0 | 0 | 0 | 0 | 0 | 0 | 0 | 0 | 0 | 0 | 0 | 0 | FALSE | 0% | 0% | 0% | 0% | 0% | 0% | TRUE | 0% | 0% | 0% | 0% | 0% | FALSE | 0% | 0% | 0% | 0% | 0% | 0% | 0% | 0% | 0 | 71
| 418 | Supply to Far West NSW Network | TRUE | Labour | Secondary Systems | 5% | Augmentation Expenditure | Augmentations | Augex | Demand | N/A | N/A | N/A | N/A | Yes | 0% | Localised maximum demand growth | Secondary Systems (2018-23) | 20% | TRUE | 159 | 1 | 2 | 4 | 1 | FALSE | FALSE | TRUE | 0 | 0 | 0 | 0 | 0 | 0 | 0 | 0 | 0 | 0 | 0 | 0 | 0 | 0 | 0 | 0 | 0 | 0 | 0 | 0 | 0 | 0 | 0 | 0 | 0 | 0 | 0 | 0 | 0 | 0 | 0% | 0% | 0% | 0% | 50% | 0 | 0 | 0 | 0 | 0 | 0 | 0 | 0 | 0 | 0 | 0 | 0 | 0 | 0 | 0 | 0 | 0 | 0 | 0 | 0 | 0 | 0 | 0 | 0 | 0 | 0 | 0 | 0 | 0 | 0 | FALSE | 0% | 0% | 0% | 0% | 0% | 0% | FALSE | 0% | 0% | 0% | 0% | 0% | TRUE | 0% | 0% | 0% | 0% | 0% | 0% | 0% | 0% | 0 | 72
| 419 | Supply to Far West NSW Network | TRUE | Non-Labour | Substations | 95% | Augmentation Expenditure | Augmentations | Augex | Demand | N/A | N/A | N/A | N/A | Yes | 0% | Localised maximum demand growth | Substations (2018 onwards) | 80% | TRUE | 159 | 2 | 3 | 3 | 2 | FALSE | FALSE | TRUE | 0 | 0 | 0 | 0 | 0 | 0 | 0 | 0 | 0 | 0 | 0 | 0 | 0 | 0 | 0 | 0 | 0 | 0 | 0 | 0 | 0 | 0 | 0 | 0 | 0 | 0 | 0 | 0 | 0 | 0 | 0% | 0% | 0% | 0% | 50% | 0 | 0 | 0 | 0 | 0 | 0 | 0 | 0 | 0 | 0 | 0 | 0 | 0 | 0 | 0 | 0 | 0 | 0 | 0 | 0 | 0 | 0 | 0 | 0 | 0 | 0 | 0 | 0 | 0 | 0 | FALSE | 0% | 0% | 0% | 0% | 0% | 0% | TRUE | 0% | 0% | 0% | 0% | 0% | FALSE | 0% | 0% | 0% | 0% | 0% | 0% | 0% | 0% | 0 | 73
| 420 | Supply to Far West NSW Network | TRUE | Non-Labour | Secondary Systems | 5% | Augmentation Expenditure | Augmentations | Augex | Demand | N/A | N/A | N/A | N/A | Yes | 0% | Localised maximum demand growth | Secondary Systems (2018-23) | 80% | TRUE | 159 | 2 | 4 | 4 | 2 | FALSE | FALSE | TRUE | 0 | 0 | 0 | 0 | 0 | 0 | 0 | 0 | 0 | 0 | 0 | 0 | 0 | 0 | 0 | 0 | 0 | 0 | 0 | 0 | 0 | 0 | 0 | 0 | 0 | 0 | 0 | 0 | 0 | 0 | 0% | 0% | 0% | 0% | 50% | 0 | 0 | 0 | 0 | 0 | 0 | 0 | 0 | 0 | 0 | 0 | 0 | 0 | 0 | 0 | 0 | 0 | 0 | 0 | 0 | 0 | 0 | 0 | 0 | 0 | 0 | 0 | 0 | 0 | 0 | FALSE | 0% | 0% | 0% | 0% | 0% | 0% | FALSE | 0% | 0% | 0% | 0% | 0% | TRUE | 0% | 0% | 0% | 0% | 0% | 0% | 0% | 0% | 0 | 74
| 421 | Strategic property acquisition for Western Sydney Priority Growth Area | TRUE | Labour | Land and Easements | 100% | Augmentation Expenditure | Augmentations | Augex | Strategic Property | N/A | N/A | N/A | N/A | No | 0% | Localised maximum demand growth | Land and Easements | 10% | TRUE | 160 | 1 | 1 | 9 | 1 | FALSE | FALSE | TRUE | c-i-c | c-i-c | c-i-c | c-i-c | c-i-c | c-i-c | c-i-c | c-i-c | c-i-c | c-i-c | c-i-c | c-i-c | c-i-c | c-i-c | c-i-c | c-i-c | c-i-c | c-i-c | c-i-c | c-i-c | c-i-c | c-i-c | c-i-c | c-i-c | c-i-c | c-i-c | c-i-c | c-i-c | c-i-c | c-i-c | c-i-c | c-i-c | c-i-c | c-i-c | c-i-c | c-i-c | c-i-c | c-i-c | c-i-c | c-i-c | c-i-c | c-i-c | c-i-c | c-i-c | c-i-c | c-i-c | c-i-c | c-i-c | c-i-c | c-i-c | c-i-c | c-i-c | c-i-c | c-i-c | c-i-c | c-i-c | c-i-c | c-i-c | c-i-c | c-i-c | c-i-c | c-i-c | c-i-c | c-i-c | c-i-c | FALSE | 0% | 0% | 0% | 0% | 0% | 0% | FALSE | 0% | 0% | 0% | 0% | 0% | FALSE | 0% | 0% | 0% | 0% | 0% | 0% | 0% | 0% | c-i-c | c-i-c
| 422 | Strategic property acquisition for Western Sydney Priority Growth Area | TRUE | Non-Labour | Land and Easements | 100% | Augmentation Expenditure | Augmentations | Augex | Strategic Property | N/A | N/A | N/A | N/A | No | 0% | Localised maximum demand growth | Land and Easements | 90% | TRUE | 160 | 2 | 2 | 9 | 2 | FALSE | FALSE | TRUE | c-i-c | c-i-c | c-i-c | c-i-c | c-i-c | c-i-c | c-i-c | c-i-c | c-i-c | c-i-c | c-i-c | c-i-c | c-i-c | c-i-c | c-i-c | c-i-c | c-i-c | c-i-c | c-i-c | c-i-c | c-i-c | c-i-c | c-i-c | c-i-c | c-i-c | c-i-c | c-i-c | c-i-c | c-i-c | c-i-c | c-i-c | c-i-c | c-i-c | c-i-c | c-i-c | c-i-c | c-i-c | c-i-c | c-i-c | c-i-c | c-i-c | c-i-c | c-i-c | c-i-c | c-i-c | c-i-c | c-i-c | c-i-c | c-i-c | c-i-c | c-i-c | c-i-c | c-i-c | c-i-c | c-i-c | c-i-c | c-i-c | c-i-c | c-i-c | c-i-c | c-i-c | c-i-c | c-i-c | c-i-c | c-i-c | FALSE | 0% | 0% | 0% | 0% | 0% | 0% | FALSE | 0% | 0% | 0% | 0% | 0% | FALSE | 0% | 0% | 0% | 0% | 0% | 0% | 0% | 0% | c-i-c | c-i-c
| 423 | Maintain Voltage in the Vineyard Area | TRUE | Labour | Substations | 95% | Augmentation Expenditure | Augmentations | Augex | Demand | N/A | N/A | N/A | N/A | No | 0% | Localised maximum demand growth | Substations (2018 onwards) | 12% | TRUE | 161 | 1 | 1 | 3 | 1 | FALSE | FALSE | TRUE | 0.72755 | 3.8286 | 0.10734 | 0 | 0 | 4.6635 | 0.71547 | 3.8189 | 0.10855 | 0 | 0 | 4.6429 | 0.094643 | 0.45747 | 0.015428 | 0 | 0 | 0.56754 | 0.017066 | 0.085262 | 0.0028336 | 0 | 0 | 0.10516 | 0.82718 | 4.3616 | 0.12681 | 0 | 0 | 5.3156 | 0% | 0% | 100% | 0% | 0% | 0 | 0 | 4.6635 | 0 | 0 | 4.6635 | 0 | 0 | 4.6429 | 0 | 0 | 4.6429 | 0 | 0 | 0.56754 | 0 | 0 | 0.56754 | 0 | 0 | 0.10516 | 0 | 0 | 0.10516 | 0 | 0 | 5.3156 | 0 | 0 | 5.3156 | FALSE | 0% | 0% | 0% | 0% | 0% | 0% | TRUE | 0% | 0% | 0% | 0% | 0% | FALSE | 0% | 0% | 0% | 0% | 0% | 0% | 0% | 0% | 4.6429 | 13
| 424 | Maintain Voltage in the Vineyard Area | TRUE | Labour | Secondary Systems | 5% | Augmentation Expenditure | Augmentations | Augex | Demand | N/A | N/A | N/A | N/A | No | 0% | Localised maximum demand growth | Secondary Systems (2018-23) | 12% | TRUE | 161 | 1 | 2 | 4 | 1 | FALSE | FALSE | TRUE | 0.038292 | 0.2015 | 0.0056496 | 0 | 0 | 0.24545 | 0.037656 | 0.201 | 0.0057129 | 0 | 0 | 0.24436 | 0.0049812 | 0.024077 | 0.000812 | 0 | 0 | 0.02987 | 0.00089819 | 0.0044875 | 0.00014914 | 0 | 0 | 0.0055348 | 0.043536 | 0.22956 | 0.006674 | 0 | 0 | 0.27977 | 0% | 0% | 100% | 0% | 0% | 0 | 0 | 0.24545 | 0 | 0 | 0.24545 | 0 | 0 | 0.24436 | 0 | 0 | 0.24436 | 0 | 0 | 0.02987 | 0 | 0 | 0.02987 | 0 | 0 | 0.0055348 | 0 | 0 | 0.0055348 | 0 | 0 | 0.27977 | 0 | 0 | 0.27977 | FALSE | 0% | 0% | 0% | 0% | 0% | 0% | FALSE | 0% | 0% | 0% | 0% | 0% | TRUE | 0% | 0% | 0% | 0% | 0% | 0% | 0% | 0% | 0.24436 | 41
| 425 | Maintain Voltage in the Vineyard Area | TRUE | Non-Labour | Substations | 95% | Augmentation Expenditure | Augmentations | Augex | Demand | N/A | N/A | N/A | N/A | No | 0% | Localised maximum demand growth | Substations (2018 onwards) | 88% | TRUE | 161 | 2 | 3 | 3 | 2 | FALSE | FALSE | TRUE | 5.3353 | 28.0762 | 0.78718 | 0 | 0 | 34.1987 | 5.3353 | 28.0762 | 0.78718 | 0 | 0 | 34.1987 | 0.70576 | 3.3632 | 0.11189 | 0 | 0 | 4.1809 | 0.12726 | 0.62684 | 0.020549 | 0 | 0 | 0.77465 | 6.1684 | 32.0662 | 0.91962 | 0 | 0 | 39.1542 | 0% | 0% | 100% | 0% | 0% | 0 | 0 | 34.1987 | 0 | 0 | 34.1987 | 0 | 0 | 34.1987 | 0 | 0 | 34.1987 | 0 | 0 | 4.1809 | 0 | 0 | 4.1809 | 0 | 0 | 0.77465 | 0 | 0 | 0.77465 | 0 | 0 | 39.1542 | 0 | 0 | 39.1542 | FALSE | 0% | 0% | 0% | 0% | 0% | 0% | TRUE | 0% | 0% | 0% | 0% | 0% | FALSE | 0% | 0% | 0% | 0% | 0% | 0% | 0% | 0% | 34.1987 | 2
| 426 | Maintain Voltage in the Vineyard Area | TRUE | Non-Labour | Secondary Systems | 5% | Augmentation Expenditure | Augmentations | Augex | Demand | N/A | N/A | N/A | N/A | No | 0% | Localised maximum demand growth | Secondary Systems (2018-23) | 88% | TRUE | 161 | 2 | 4 | 4 | 2 | FALSE | FALSE | TRUE | 0.28081 | 1.4777 | 0.041431 | 0 | 0 | 1.7999 | 0.28081 | 1.4777 | 0.041431 | 0 | 0 | 1.7999 | 0.037145 | 0.17701 | 0.0058887 | 0 | 0 | 0.22005 | 0.0066979 | 0.032991 | 0.0010815 | 0 | 0 | 0.040771 | 0.32465 | 1.6877 | 0.048401 | 0 | 0 | 2.0607 | 0% | 0% | 100% | 0% | 0% | 0 | 0 | 1.7999 | 0 | 0 | 1.7999 | 0 | 0 | 1.7999 | 0 | 0 | 1.7999 | 0 | 0 | 0.22005 | 0 | 0 | 0.22005 | 0 | 0 | 0.040771 | 0 | 0 | 0.040771 | 0 | 0 | 2.0607 | 0 | 0 | 2.0607 | FALSE | 0% | 0% | 0% | 0% | 0% | 0% | FALSE | 0% | 0% | 0% | 0% | 0% | TRUE | 0% | 0% | 0% | 0% | 0% | 0% | 0% | 0% | 1.7999 | 23
| 427 | Voltage control under light load conditions | TRUE | Labour | Substations | 95% | Augmentation Expenditure | Augmentations | Augex | Compliance | N/A | N/A | N/A | N/A | No | 0% | Energy transition | Substations (2018 onwards) | 17% | TRUE | 162 | 1 | 1 | 3 | 1 | FALSE | FALSE | TRUE | 0.4749 | 0.34553 | 0 | 0 | 0 | 0.82043 | 0.46702 | 0.34466 | 0 | 0 | 0 | 0.81168 | 0.061777 | 0.041287 | 0 | 0 | 0 | 0.10306 | 0.011139 | 0.0076949 | 0 | 0 | 0 | 0.018834 | 0.53993 | 0.39364 | 0 | 0 | 0 | 0.93358 | 0% | 100% | 0% | 0% | 0% | 0 | 0.82043 | 0 | 0 | 0 | 0.82043 | 0 | 0.81168 | 0 | 0 | 0 | 0.81168 | 0 | 0.10306 | 0 | 0 | 0 | 0.10306 | 0 | 0.018834 | 0 | 0 | 0 | 0.018834 | 0 | 0.93358 | 0 | 0 | 0 | 0.93358 | FALSE | 0% | 0% | 0% | 0% | 0% | 0% | TRUE | 0% | 0% | 0% | 0% | 0% | FALSE | 0% | 0% | 0% | 0% | 0% | 0% | 0% | 0% | 0.81168 | 33
| 428 | Voltage control under light load conditions | TRUE | Labour | Secondary Systems | 5% | Augmentation Expenditure | Augmentations | Augex | Compliance | N/A | N/A | N/A | N/A | No | 0% | Energy transition | Secondary Systems (2018-23) | 17% | TRUE | 162 | 1 | 2 | 4 | 1 | FALSE | FALSE | TRUE | 0.024995 | 0.018186 | 0 | 0 | 0 | 0.043181 | 0.02458 | 0.01814 | 0 | 0 | 0 | 0.04272 | 0.0032514 | 0.002173 | 0 | 0 | 0 | 0.0054244 | 0.00058629 | 0.000405 | 0 | 0 | 0 | 0.00099128 | 0.028418 | 0.020718 | 0 | 0 | 0 | 0.049136 | 0% | 100% | 0% | 0% | 0% | 0 | 0.043181 | 0 | 0 | 0 | 0.043181 | 0 | 0.04272 | 0 | 0 | 0 | 0.04272 | 0 | 0.0054244 | 0 | 0 | 0 | 0.0054244 | 0 | 0.00099128 | 0 | 0 | 0 | 0.00099128 | 0 | 0.049136 | 0 | 0 | 0 | 0.049136 | FALSE | 0% | 0% | 0% | 0% | 0% | 0% | FALSE | 0% | 0% | 0% | 0% | 0% | TRUE | 0% | 0% | 0% | 0% | 0% | 0% | 0% | 0% | 0.04272 | 49
| 429 | Voltage control under light load conditions | TRUE | Non-Labour | Substations | 95% | Augmentation Expenditure | Augmentations | Augex | Compliance | N/A | N/A | N/A | N/A | No | 0% | Energy transition | Substations (2018 onwards) | 83% | TRUE | 162 | 2 | 3 | 3 | 2 | FALSE | FALSE | TRUE | 2.3186 | 1.687 | 0 | 0 | 0 | 4.0056 | 2.3186 | 1.687 | 0 | 0 | 0 | 4.0056 | 0.30671 | 0.20209 | 0 | 0 | 0 | 0.50879 | 0.055305 | 0.037664 | 0 | 0 | 0 | 0.092969 | 2.6806 | 1.9268 | 0 | 0 | 0 | 4.6074 | 0% | 100% | 0% | 0% | 0% | 0 | 4.0056 | 0 | 0 | 0 | 4.0056 | 0 | 4.0056 | 0 | 0 | 0 | 4.0056 | 0 | 0.50879 | 0 | 0 | 0 | 0.50879 | 0 | 0.092969 | 0 | 0 | 0 | 0.092969 | 0 | 4.6074 | 0 | 0 | 0 | 4.6074 | FALSE | 0% | 0% | 0% | 0% | 0% | 0% | TRUE | 0% | 0% | 0% | 0% | 0% | FALSE | 0% | 0% | 0% | 0% | 0% | 0% | 0% | 0% | 4.0056 | 14
| 430 | Voltage control under light load conditions | TRUE | Non-Labour | Secondary Systems | 5% | Augmentation Expenditure | Augmentations | Augex | Compliance | N/A | N/A | N/A | N/A | No | 0% | Energy transition | Secondary Systems (2018-23) | 83% | TRUE | 162 | 2 | 4 | 4 | 2 | FALSE | FALSE | TRUE | 0.12203 | 0.08879 | 0 | 0 | 0 | 0.21082 | 0.12203 | 0.08879 | 0 | 0 | 0 | 0.21082 | 0.016143 | 0.010636 | 0 | 0 | 0 | 0.026779 | 0.0029108 | 0.0019823 | 0 | 0 | 0 | 0.0048931 | 0.14109 | 0.10141 | 0 | 0 | 0 | 0.24249 | 0% | 100% | 0% | 0% | 0% | 0 | 0.21082 | 0 | 0 | 0 | 0.21082 | 0 | 0.21082 | 0 | 0 | 0 | 0.21082 | 0 | 0.026779 | 0 | 0 | 0 | 0.026779 | 0 | 0.0048931 | 0 | 0 | 0 | 0.0048931 | 0 | 0.24249 | 0 | 0 | 0 | 0.24249 | FALSE | 0% | 0% | 0% | 0% | 0% | 0% | FALSE | 0% | 0% | 0% | 0% | 0% | TRUE | 0% | 0% | 0% | 0% | 0% | 0% | 0% | 0% | 0.21082 | 42
| 431 | Maintain voltage in Beryl area | TRUE | Labour | Substations | 100% | Augmentation Expenditure | Augmentations | Augex | Demand | N/A | N/A | N/A | N/A | Yes | 0% | Localised maximum demand growth | Substations (2018 onwards) | 12% | TRUE | 163 | 1 | 1 | 3 | 1 | FALSE | FALSE | TRUE | 0 | 0.17969 | 0.85322 | 1.6392 | 0 | 2.6721 | 0 | 0.17924 | 0.86277 | 1.6683 | 0 | 2.7103 | 0 | 0.021471 | 0.12263 | 0.25974 | 0 | 0.40384 | 0 | 0.0040018 | 0.022523 | 0.047664 | 0 | 0.074188 | 0 | 0.20471 | 1.0079 | 1.9757 | 0 | 3.1883 | 0% | 0% | 100% | 0% | 0% | 0 | 0 | 2.6721 | 0 | 0 | 2.6721 | 0 | 0 | 2.7103 | 0 | 0 | 2.7103 | 0 | 0 | 0.40384 | 0 | 0 | 0.40384 | 0 | 0 | 0.074188 | 0 | 0 | 0.074188 | 0 | 0 | 3.1883 | 0 | 0 | 3.1883 | FALSE | 0% | 0% | 0% | 0% | 0% | 0% | TRUE | 0% | 0% | 0% | 0% | 0% | FALSE | 0% | 0% | 0% | 0% | 0% | 0% | 0% | 0% | 2.7103 | 17
| 432 | Maintain voltage in Beryl area | TRUE | Non-Labour | Substations | 100% | Augmentation Expenditure | Augmentations | Augex | Demand | N/A | N/A | N/A | N/A | Yes | 0% | Localised maximum demand growth | Substations (2018 onwards) | 88% | TRUE | 163 | 2 | 2 | 3 | 2 | FALSE | FALSE | TRUE | 0 | 1.3178 | 6.257 | 12.0209 | 0 | 19.5956 | 0 | 1.3178 | 6.257 | 12.0209 | 0 | 19.5956 | 0 | 0.15785 | 0.88933 | 1.8716 | 0 | 2.9188 | 0 | 0.02942 | 0.16334 | 0.34345 | 0 | 0.5362 | 0 | 1.505 | 7.3096 | 14.236 | 0 | 23.0506 | 0% | 0% | 100% | 0% | 0% | 0 | 0 | 19.5956 | 0 | 0 | 19.5956 | 0 | 0 | 19.5956 | 0 | 0 | 19.5956 | 0 | 0 | 2.9188 | 0 | 0 | 2.9188 | 0 | 0 | 0.5362 | 0 | 0 | 0.5362 | 0 | 0 | 23.0506 | 0 | 0 | 23.0506 | FALSE | 0% | 0% | 0% | 0% | 0% | 0% | TRUE | 0% | 0% | 0% | 0% | 0% | FALSE | 0% | 0% | 0% | 0% | 0% | 0% | 0% | 0% | 19.5956 | 3
| 433 | Maintain voltage in Alpine area | TRUE | Labour | Substations | 95% | Augmentation Expenditure | Augmentations | Augex | Compliance | N/A | N/A | N/A | N/A | No | 0% | Localised maximum demand growth | Substations (2018 onwards) | 12% | TRUE | 164 | 1 | 1 | 3 | 1 | FALSE | FALSE | TRUE | 0 | 0 | 0 | 0 | 0 | 0 | 0 | 0 | 0 | 0 | 0 | 0 | 0 | 0 | 0 | 0 | 0 | 0 | 0 | 0 | 0 | 0 | 0 | 0 | 0 | 0 | 0 | 0 | 0 | 0 | 0% | 0% | 0% | 0% | 5% | 0 | 0 | 0 | 0 | 0 | 0 | 0 | 0 | 0 | 0 | 0 | 0 | 0 | 0 | 0 | 0 | 0 | 0 | 0 | 0 | 0 | 0 | 0 | 0 | 0 | 0 | 0 | 0 | 0 | 0 | FALSE | 0% | 0% | 0% | 0% | 0% | 0% | TRUE | 0% | 0% | 0% | 0% | 0% | FALSE | 0% | 0% | 0% | 0% | 0% | 0% | 0% | 0% | 0 | 75
| 434 | Maintain voltage in Alpine area | TRUE | Labour | Secondary Systems | 5% | Augmentation Expenditure | Augmentations | Augex | Compliance | N/A | N/A | N/A | N/A | No | 0% | Localised maximum demand growth | Secondary Systems (2018-23) | 12% | TRUE | 164 | 1 | 2 | 4 | 1 | FALSE | FALSE | TRUE | 0 | 0 | 0 | 0 | 0 | 0 | 0 | 0 | 0 | 0 | 0 | 0 | 0 | 0 | 0 | 0 | 0 | 0 | 0 | 0 | 0 | 0 | 0 | 0 | 0 | 0 | 0 | 0 | 0 | 0 | 0% | 0% | 0% | 0% | 5% | 0 | 0 | 0 | 0 | 0 | 0 | 0 | 0 | 0 | 0 | 0 | 0 | 0 | 0 | 0 | 0 | 0 | 0 | 0 | 0 | 0 | 0 | 0 | 0 | 0 | 0 | 0 | 0 | 0 | 0 | FALSE | 0% | 0% | 0% | 0% | 0% | 0% | FALSE | 0% | 0% | 0% | 0% | 0% | TRUE | 0% | 0% | 0% | 0% | 0% | 0% | 0% | 0% | 0 | 76
| 435 | Maintain voltage in Alpine area | TRUE | Non-Labour | Substations | 95% | Augmentation Expenditure | Augmentations | Augex | Compliance | N/A | N/A | N/A | N/A | No | 0% | Localised maximum demand growth | Substations (2018 onwards) | 88% | TRUE | 164 | 2 | 3 | 3 | 2 | FALSE | FALSE | TRUE | 0 | 0 | 0 | 0 | 0 | 0 | 0 | 0 | 0 | 0 | 0 | 0 | 0 | 0 | 0 | 0 | 0 | 0 | 0 | 0 | 0 | 0 | 0 | 0 | 0 | 0 | 0 | 0 | 0 | 0 | 0% | 0% | 0% | 0% | 5% | 0 | 0 | 0 | 0 | 0 | 0 | 0 | 0 | 0 | 0 | 0 | 0 | 0 | 0 | 0 | 0 | 0 | 0 | 0 | 0 | 0 | 0 | 0 | 0 | 0 | 0 | 0 | 0 | 0 | 0 | FALSE | 0% | 0% | 0% | 0% | 0% | 0% | TRUE | 0% | 0% | 0% | 0% | 0% | FALSE | 0% | 0% | 0% | 0% | 0% | 0% | 0% | 0% | 0 | 77
| 436 | Maintain voltage in Alpine area | TRUE | Non-Labour | Secondary Systems | 5% | Augmentation Expenditure | Augmentations | Augex | Compliance | N/A | N/A | N/A | N/A | No | 0% | Localised maximum demand growth | Secondary Systems (2018-23) | 88% | TRUE | 164 | 2 | 4 | 4 | 2 | FALSE | FALSE | TRUE | 0 | 0 | 0 | 0 | 0 | 0 | 0 | 0 | 0 | 0 | 0 | 0 | 0 | 0 | 0 | 0 | 0 | 0 | 0 | 0 | 0 | 0 | 0 | 0 | 0 | 0 | 0 | 0 | 0 | 0 | 0% | 0% | 0% | 0% | 5% | 0 | 0 | 0 | 0 | 0 | 0 | 0 | 0 | 0 | 0 | 0 | 0 | 0 | 0 | 0 | 0 | 0 | 0 | 0 | 0 | 0 | 0 | 0 | 0 | 0 | 0 | 0 | 0 | 0 | 0 | FALSE | 0% | 0% | 0% | 0% | 0% | 0% | FALSE | 0% | 0% | 0% | 0% | 0% | TRUE | 0% | 0% | 0% | 0% | 0% | 0% | 0% | 0% | 0 | 78
| 437 | Application Maintenance | TRUE | Labour | Business IT | 70% | Non-network - ICT | Information Technology | ICT | N/A | N/A | N/A | N/A | N/A | No | 0% | Safety security & reliability | Business IT (2018 onwards) | 60% | FALSE | 165 | 1 | 1 | 6 | 1 | FALSE | FALSE | TRUE | 2.261 | 1.5465 | 1.1485 | 0.31619 | 1.5465 | 6.8186 | 2.2235 | 1.5426 | 1.1613 | 0.32179 | 1.5825 | 6.8317 | 0 | 0 | 0 | 0 | 0 | 0 | 0.053035 | 0.03444 | 0.030316 | 0.0091938 | 0.040484 | 0.16747 | 2.2765 | 1.577 | 1.1916 | 0.33099 | 1.623 | 6.9992 | 15% | 20% | 10% | 30% | 25% | 1.0228 | 1.3637 | 0.68186 | 2.0456 | 1.7047 | 6.8186 | 1.0248 | 1.3663 | 0.68317 | 2.0495 | 1.7079 | 6.8317 | 0 | 0 | 0 | 0 | 0 | 0 | 0.02512 | 0.033494 | 0.016747 | 0.050241 | 0.041867 | 0.16747 | 1.0499 | 1.3998 | 0.69992 | 2.0998 | 1.7498 | 6.9992 | FALSE | 0% | 0% | 0% | 0% | 0% | 0% | FALSE | 0% | 0% | 0% | 0% | 0% | TRUE | 0% | 0% | 0% | 0% | 0% | 0% | 0% | 0% | N/A | N/A
| 438 | Application Maintenance | TRUE | Labour | In-house software | 30% | Non-network - ICT | Information Technology | ICT | N/A | N/A | N/A | N/A | N/A | No | 0% | Safety security & reliability | In-house software | 60% | FALSE | 165 | 1 | 2 | 20 | 1 | FALSE | FALSE | TRUE | 0.969 | 0.66278 | 0.4922 | 0.13551 | 0.66278 | 2.9223 | 0.95292 | 0.66111 | 0.49771 | 0.13791 | 0.67823 | 2.9279 | 0 | 0 | 0 | 0 | 0 | 0 | 0.022729 | 0.01476 | 0.012993 | 0.0039402 | 0.01735 | 0.071773 | 0.97565 | 0.67587 | 0.5107 | 0.14185 | 0.69558 | 2.9996 | 15% | 20% | 10% | 30% | 25% | 0.43834 | 0.58445 | 0.29223 | 0.87668 | 0.73057 | 2.9223 | 0.43918 | 0.58558 | 0.29279 | 0.87836 | 0.73197 | 2.9279 | 0 | 0 | 0 | 0 | 0 | 0 | 0.010766 | 0.014355 | 0.0071773 | 0.021532 | 0.017943 | 0.071773 | 0.44995 | 0.59993 | 0.29996 | 0.89989 | 0.74991 | 2.9996 | FALSE | 0% | 0% | 0% | 0% | 0% | 0% | FALSE | 0% | 0% | 0% | 0% | 0% | FALSE | 0% | 0% | 0% | 0% | 0% | 0% | 0% | 0% | N/A | N/A
| 439 | Application Maintenance | TRUE | Non-Labour | Business IT | 70% | Non-network - ICT | Information Technology | ICT | N/A | N/A | N/A | N/A | N/A | No | 0% | Safety security & reliability | Business IT (2018 onwards) | 40% | FALSE | 165 | 2 | 3 | 6 | 2 | FALSE | FALSE | TRUE | 1.5073 | 1.031 | 0.76564 | 0.21079 | 1.031 | 4.5457 | 1.5073 | 1.031 | 0.76564 | 0.21079 | 1.031 | 4.5457 | 0 | 0 | 0 | 0 | 0 | 0 | 0.035953 | 0.023018 | 0.019987 | 0.0060224 | 0.026375 | 0.11136 | 1.5433 | 1.054 | 0.78563 | 0.21681 | 1.0574 | 4.6571 | 15% | 20% | 10% | 30% | 25% | 0.68186 | 0.90915 | 0.45457 | 1.3637 | 1.1364 | 4.5457 | 0.68186 | 0.90915 | 0.45457 | 1.3637 | 1.1364 | 4.5457 | 0 | 0 | 0 | 0 | 0 | 0 | 0.016703 | 0.022271 | 0.011136 | 0.033407 | 0.027839 | 0.11136 | 0.69856 | 0.93142 | 0.46571 | 1.3971 | 1.1643 | 4.6571 | FALSE | 0% | 0% | 0% | 0% | 0% | 0% | FALSE | 0% | 0% | 0% | 0% | 0% | TRUE | 0% | 0% | 0% | 0% | 0% | 0% | 0% | 0% | N/A | N/A
| 440 | Application Maintenance | TRUE | Non-Labour | In-house software | 30% | Non-network - ICT | Information Technology | ICT | N/A | N/A | N/A | N/A | N/A | No | 0% | Safety security & reliability | In-house software | 40% | FALSE | 165 | 2 | 4 | 20 | 2 | FALSE | FALSE | TRUE | 0.646 | 0.44185 | 0.32813 | 0.090339 | 0.44185 | 1.9482 | 0.646 | 0.44185 | 0.32813 | 0.090339 | 0.44185 | 1.9482 | 0 | 0 | 0 | 0 | 0 | 0 | 0.015409 | 0.0098649 | 0.0085659 | 0.002581 | 0.011303 | 0.047724 | 0.66141 | 0.45172 | 0.3367 | 0.09292 | 0.45316 | 1.9959 | 15% | 20% | 10% | 30% | 25% | 0.29223 | 0.38964 | 0.19482 | 0.58445 | 0.48704 | 1.9482 | 0.29223 | 0.38964 | 0.19482 | 0.58445 | 0.48704 | 1.9482 | 0 | 0 | 0 | 0 | 0 | 0 | 0.0071586 | 0.0095448 | 0.0047724 | 0.014317 | 0.011931 | 0.047724 | 0.29938 | 0.39918 | 0.19959 | 0.59877 | 0.49897 | 1.9959 | FALSE | 0% | 0% | 0% | 0% | 0% | 0% | FALSE | 0% | 0% | 0% | 0% | 0% | FALSE | 0% | 0% | 0% | 0% | 0% | 0% | 0% | 0% | N/A | N/A
| 441 | Bespoke Applications | TRUE | Labour | In-house software | 100% | Non-network - ICT | Information Technology | ICT | N/A | N/A | N/A | N/A | N/A | No | 0% | Safety security & reliability | In-house software | 70% | FALSE | 166 | 1 | 1 | 20 | 1 | FALSE | FALSE | TRUE | 2.5268 | 2.6732 | 3.3807 | 1.7022 | 0.57325 | 10.8561 | 2.4849 | 2.6664 | 3.4185 | 1.7323 | 0.58662 | 10.8888 | 0 | 0 | 0 | 0 | 0 | 0 | 0.05927 | 0.059531 | 0.089241 | 0.049494 | 0.015007 | 0.27254 | 2.5442 | 2.726 | 3.5078 | 1.7818 | 0.60162 | 11.1613 | 40% | 30% | 20% | 10% | 0% | 4.3424 | 3.2568 | 2.1712 | 1.0856 | 0 | 10.8561 | 4.3555 | 3.2666 | 2.1778 | 1.0889 | 0 | 10.8888 | 0 | 0 | 0 | 0 | 0 | 0 | 0.10902 | 0.081763 | 0.054509 | 0.027254 | 0 | 0.27254 | 4.4645 | 3.3484 | 2.2323 | 1.1161 | 0 | 11.1613 | FALSE | 0% | 0% | 0% | 0% | 0% | 0% | FALSE | 0% | 0% | 0% | 0% | 0% | FALSE | 0% | 0% | 0% | 0% | 0% | 0% | 0% | 0% | N/A | N/A
| 442 | Bespoke Applications | TRUE | Non-Labour | In-house software | 100% | Non-network - ICT | Information Technology | ICT | N/A | N/A | N/A | N/A | N/A | No | 0% | Safety security & reliability | In-house software | 30% | FALSE | 166 | 2 | 2 | 20 | 2 | FALSE | FALSE | TRUE | 1.0829 | 1.1456 | 1.4489 | 0.7295 | 0.24568 | 4.6526 | 1.0829 | 1.1456 | 1.4489 | 0.7295 | 0.24568 | 4.6526 | 0 | 0 | 0 | 0 | 0 | 0 | 0.02583 | 0.025578 | 0.037823 | 0.020842 | 0.0062849 | 0.11636 | 1.1088 | 1.1712 | 1.4867 | 0.75034 | 0.25196 | 4.769 | 40% | 30% | 20% | 10% | 0% | 1.861 | 1.3958 | 0.93052 | 0.46526 | 0 | 4.6526 | 1.861 | 1.3958 | 0.93052 | 0.46526 | 0 | 4.6526 | 0 | 0 | 0 | 0 | 0 | 0 | 0.046543 | 0.034907 | 0.023272 | 0.011636 | 0 | 0.11636 | 1.9076 | 1.4307 | 0.95379 | 0.4769 | 0 | 4.769 | FALSE | 0% | 0% | 0% | 0% | 0% | 0% | FALSE | 0% | 0% | 0% | 0% | 0% | FALSE | 0% | 0% | 0% | 0% | 0% | 0% | 0% | 0% | N/A | N/A
| 443 | Customer Safety and Support | TRUE | Labour | Business IT | 100% | Non-network - ICT | Information Technology | ICT | N/A | N/A | N/A | N/A | N/A | No | 0% | Safety security & reliability | Business IT (2018 onwards) | 60% | FALSE | 167 | 1 | 1 | 6 | 1 | FALSE | FALSE | TRUE | 0.37292 | 0.15191 | 0 | 0 | 0 | 0.52483 | 0.36673 | 0.15153 | 0 | 0 | 0 | 0.51825 | 0 | 0 | 0 | 0 | 0 | 0 | 0.0087473 | 0.003383 | 0 | 0 | 0 | 0.01213 | 0.37547 | 0.15491 | 0 | 0 | 0 | 0.53038 | 65% | 20% | 15% | 0% | 0% | 0.34114 | 0.10497 | 0.078724 | 0 | 0 | 0.52483 | 0.33686 | 0.10365 | 0.077738 | 0 | 0 | 0.51825 | 0 | 0 | 0 | 0 | 0 | 0 | 0.0078847 | 0.0024261 | 0.0018195 | 0 | 0 | 0.01213 | 0.34475 | 0.10608 | 0.079558 | 0 | 0 | 0.53038 | FALSE | 0% | 0% | 0% | 0% | 0% | 0% | FALSE | 0% | 0% | 0% | 0% | 0% | TRUE | 0% | 0% | 0% | 0% | 0% | 0% | 0% | 0% | N/A | N/A
| 444 | Customer Safety and Support | TRUE | Non-Labour | Business IT | 100% | Non-network - ICT | Information Technology | ICT | N/A | N/A | N/A | N/A | N/A | No | 0% | Safety security & reliability | Business IT (2018 onwards) | 40% | FALSE | 167 | 2 | 2 | 6 | 2 | FALSE | FALSE | TRUE | 0.24861 | 0.10127 | 0 | 0 | 0 | 0.34988 | 0.24861 | 0.10127 | 0 | 0 | 0 | 0.34988 | 0 | 0 | 0 | 0 | 0 | 0 | 0.0059299 | 0.0022611 | 0 | 0 | 0 | 0.008191 | 0.25454 | 0.10353 | 0 | 0 | 0 | 0.35807 | 65% | 20% | 15% | 0% | 0% | 0.22742 | 0.069977 | 0.052483 | 0 | 0 | 0.34988 | 0.22742 | 0.069977 | 0.052483 | 0 | 0 | 0.34988 | 0 | 0 | 0 | 0 | 0 | 0 | 0.0053241 | 0.0016382 | 0.0012286 | 0 | 0 | 0.008191 | 0.23275 | 0.071615 | 0.053711 | 0 | 0 | 0.35807 | FALSE | 0% | 0% | 0% | 0% | 0% | 0% | FALSE | 0% | 0% | 0% | 0% | 0% | TRUE | 0% | 0% | 0% | 0% | 0% | 0% | 0% | 0% | N/A | N/A
| 445 | Cyber Security | TRUE | Labour | Business IT | 100% | Non-network - ICT | Security/Compliance | ICT | N/A | N/A | N/A | N/A | Pervasive Security | No | 0% | Safety security & reliability | Business IT (2018 onwards) | 60% | FALSE | 168 | 1 | 1 | 6 | 1 | FALSE | FALSE | TRUE | c-i-c | c-i-c | c-i-c | c-i-c | c-i-c | 6.3402 | c-i-c | c-i-c | c-i-c | c-i-c | c-i-c | 6.4258 | c-i-c | c-i-c | c-i-c | c-i-c | c-i-c | 0 | c-i-c | c-i-c | c-i-c | c-i-c | c-i-c | 0.1668 | c-i-c | c-i-c | c-i-c | c-i-c | c-i-c | 6.5926 | 45% | 45% | 10% | 0% | 0% | c-i-c | c-i-c | c-i-c | c-i-c | c-i-c | 6.3402 | c-i-c | c-i-c | c-i-c | c-i-c | c-i-c | 6.4258 | c-i-c | c-i-c | c-i-c | c-i-c | c-i-c | 0 | c-i-c | c-i-c | c-i-c | c-i-c | c-i-c | 0.1668 | c-i-c | c-i-c | c-i-c | c-i-c | c-i-c | 6.5926 | FALSE | 0% | 0% | 0% | 0% | 0% | 0% | FALSE | 0% | 0% | 0% | 0% | 0% | TRUE | 0% | 0% | 0% | 0% | 0% | 0% | 0% | 0% | N/A | N/A
| 446 | Cyber Security | TRUE | Non-Labour | Business IT | 100% | Non-network - ICT | Security/Compliance | ICT | N/A | N/A | N/A | N/A | Pervasive Security | No | 0% | Safety security & reliability | Business IT (2018 onwards) | 40% | FALSE | 168 | 2 | 2 | 6 | 2 | FALSE | FALSE | TRUE | c-i-c | c-i-c | c-i-c | c-i-c | c-i-c | 4.2268 | c-i-c | c-i-c | c-i-c | c-i-c | c-i-c | 4.2268 | c-i-c | c-i-c | c-i-c | c-i-c | c-i-c | 0 | c-i-c | c-i-c | c-i-c | c-i-c | c-i-c | 0.10966 | c-i-c | c-i-c | c-i-c | c-i-c | c-i-c | 4.3365 | 45% | 45% | 10% | 0% | 0% | c-i-c | c-i-c | c-i-c | c-i-c | c-i-c | 4.2268 | c-i-c | c-i-c | c-i-c | c-i-c | c-i-c | 4.2268 | c-i-c | c-i-c | c-i-c | c-i-c | c-i-c | 0 | c-i-c | c-i-c | c-i-c | c-i-c | c-i-c | 0.10966 | c-i-c | c-i-c | c-i-c | c-i-c | c-i-c | 4.3365 | FALSE | 0% | 0% | 0% | 0% | 0% | 0% | FALSE | 0% | 0% | 0% | 0% | 0% | TRUE | 0% | 0% | 0% | 0% | 0% | 0% | 0% | 0% | N/A | N/A
| 447 | Data and Decisioning | TRUE | Labour | Business IT | 100% | Non-network - ICT | Information Technology | ICT | N/A | N/A | N/A | N/A | Enterprise Analytics Platform | No | 0% | Safety security & reliability | Business IT (2018 onwards) | 80% | FALSE | 169 | 1 | 1 | 6 | 1 | FALSE | FALSE | TRUE | 1.9857 | 1.7065 | 0.82166 | 0 | 0 | 4.5139 | 1.9527 | 1.7022 | 0.83086 | 0 | 0 | 4.4858 | 0 | 0 | 0 | 0 | 0 | 0 | 0.046577 | 0.038004 | 0.02169 | 0 | 0 | 0.10627 | 1.9993 | 1.7402 | 0.85255 | 0 | 0 | 4.5921 | 55% | 45% | 0% | 0% | 0% | 2.4826 | 2.0312 | 0 | 0 | 0 | 4.5139 | 2.4672 | 2.0186 | 0 | 0 | 0 | 4.4858 | 0 | 0 | 0 | 0 | 0 | 0 | 0.058449 | 0.047822 | 0 | 0 | 0 | 0.10627 | 2.5256 | 2.0664 | 0 | 0 | 0 | 4.5921 | FALSE | 0% | 0% | 0% | 0% | 0% | 0% | FALSE | 0% | 0% | 0% | 0% | 0% | TRUE | 0% | 0% | 0% | 0% | 0% | 0% | 0% | 0% | N/A | N/A
| 448 | Data and Decisioning | TRUE | Non-Labour | Business IT | 100% | Non-network - ICT | Information Technology | ICT | N/A | N/A | N/A | N/A | Enterprise Analytics Platform | No | 0% | Safety security & reliability | Business IT (2018 onwards) | 20% | FALSE | 169 | 2 | 2 | 6 | 2 | FALSE | FALSE | TRUE | 0.49642 | 0.42663 | 0.20542 | 0 | 0 | 1.1285 | 0.49642 | 0.42663 | 0.20542 | 0 | 0 | 1.1285 | 0 | 0 | 0 | 0 | 0 | 0 | 0.011841 | 0.0095251 | 0.0053624 | 0 | 0 | 0.026728 | 0.50826 | 0.43616 | 0.21078 | 0 | 0 | 1.1552 | 55% | 45% | 0% | 0% | 0% | 0.62066 | 0.50781 | 0 | 0 | 0 | 1.1285 | 0.62066 | 0.50781 | 0 | 0 | 0 | 1.1285 | 0 | 0 | 0 | 0 | 0 | 0 | 0.014701 | 0.012028 | 0 | 0 | 0 | 0.026728 | 0.63536 | 0.51984 | 0 | 0 | 0 | 1.1552 | FALSE | 0% | 0% | 0% | 0% | 0% | 0% | FALSE | 0% | 0% | 0% | 0% | 0% | TRUE | 0% | 0% | 0% | 0% | 0% | 0% | 0% | 0% | N/A | N/A
| 449 | Employee Enablement | TRUE | Labour | In-house software | 100% | Non-network - ICT | Information Technology | ICT | N/A | N/A | N/A | N/A | N/A | No | 0% | Safety security & reliability | In-house software | 60% | FALSE | 170 | 1 | 1 | 20 | 1 | FALSE | FALSE | TRUE | 2.6744 | 0.85722 | 1.3234 | 0.84085 | 0.84085 | 6.5366 | 2.63 | 0.85505 | 1.3382 | 0.85576 | 0.86045 | 6.5394 | 0 | 0 | 0 | 0 | 0 | 0 | 0.062731 | 0.01909 | 0.034933 | 0.02445 | 0.022012 | 0.16322 | 2.6927 | 0.87414 | 1.3731 | 0.8802 | 0.88247 | 6.7026 | 20% | 20% | 20% | 20% | 20% | 1.3073 | 1.3073 | 1.3073 | 1.3073 | 1.3073 | 6.5366 | 1.3079 | 1.3079 | 1.3079 | 1.3079 | 1.3079 | 6.5394 | 0 | 0 | 0 | 0 | 0 | 0 | 0.032643 | 0.032643 | 0.032643 | 0.032643 | 0.032643 | 0.16322 | 1.3405 | 1.3405 | 1.3405 | 1.3405 | 1.3405 | 6.7026 | FALSE | 0% | 0% | 0% | 0% | 0% | 0% | FALSE | 0% | 0% | 0% | 0% | 0% | FALSE | 0% | 0% | 0% | 0% | 0% | 0% | 0% | 0% | N/A | N/A
| 450 | Employee Enablement | TRUE | Non-Labour | In-house software | 100% | Non-network - ICT | Information Technology | ICT | N/A | N/A | N/A | N/A | N/A | No | 0% | Safety security & reliability | In-house software | 40% | FALSE | 170 | 2 | 2 | 20 | 2 | FALSE | FALSE | TRUE | 1.7829 | 0.57148 | 0.88223 | 0.56057 | 0.56057 | 4.3577 | 1.7829 | 0.57148 | 0.88223 | 0.56057 | 0.56057 | 4.3577 | 0 | 0 | 0 | 0 | 0 | 0 | 0.042526 | 0.012759 | 0.023031 | 0.016016 | 0.01434 | 0.10867 | 1.8254 | 0.58424 | 0.90526 | 0.57658 | 0.57491 | 4.4664 | 20% | 20% | 20% | 20% | 20% | 0.87155 | 0.87155 | 0.87155 | 0.87155 | 0.87155 | 4.3577 | 0.87155 | 0.87155 | 0.87155 | 0.87155 | 0.87155 | 4.3577 | 0 | 0 | 0 | 0 | 0 | 0 | 0.021734 | 0.021734 | 0.021734 | 0.021734 | 0.021734 | 0.10867 | 0.89328 | 0.89328 | 0.89328 | 0.89328 | 0.89328 | 4.4664 | FALSE | 0% | 0% | 0% | 0% | 0% | 0% | FALSE | 0% | 0% | 0% | 0% | 0% | FALSE | 0% | 0% | 0% | 0% | 0% | 0% | 0% | 0% | N/A | N/A
| 451 | Infrastructure and Network | TRUE | Labour | In-house software | 100% | Non-network - ICT | Information Technology | ICT | N/A | N/A | N/A | N/A | N/A | No | 0% | Safety security & reliability | In-house software | 60% | FALSE | 171 | 1 | 1 | 20 | 1 | FALSE | FALSE | TRUE | c-i-c | c-i-c | c-i-c | c-i-c | c-i-c | 9.4835 | c-i-c | c-i-c | c-i-c | c-i-c | c-i-c | 9.4963 | c-i-c | c-i-c | c-i-c | c-i-c | c-i-c | 0 | c-i-c | c-i-c | c-i-c | c-i-c | c-i-c | 0.23898 | c-i-c | c-i-c | c-i-c | c-i-c | c-i-c | 9.7353 | 40% | 10% | 25% | 25% | 0% | c-i-c | c-i-c | c-i-c | c-i-c | c-i-c | 9.4835 | c-i-c | c-i-c | c-i-c | c-i-c | c-i-c | 9.4963 | c-i-c | c-i-c | c-i-c | c-i-c | c-i-c | 0 | c-i-c | c-i-c | c-i-c | c-i-c | c-i-c | 0.23898 | c-i-c | c-i-c | c-i-c | c-i-c | c-i-c | 9.7353 | FALSE | 0% | 0% | 0% | 0% | 0% | 0% | FALSE | 0% | 0% | 0% | 0% | 0% | FALSE | 0% | 0% | 0% | 0% | 0% | 0% | 0% | 0% | N/A | N/A
| 452 | Infrastructure and Network | TRUE | Non-Labour | In-house software | 100% | Non-network - ICT | Information Technology | ICT | N/A | N/A | N/A | N/A | N/A | No | 0% | Safety security & reliability | In-house software | 40% | FALSE | 171 | 2 | 2 | 20 | 2 | FALSE | FALSE | TRUE | c-i-c | c-i-c | c-i-c | c-i-c | c-i-c | 6.3224 | c-i-c | c-i-c | c-i-c | c-i-c | c-i-c | 6.3224 | c-i-c | c-i-c | c-i-c | c-i-c | c-i-c | 0 | c-i-c | c-i-c | c-i-c | c-i-c | c-i-c | 0.15895 | c-i-c | c-i-c | c-i-c | c-i-c | c-i-c | 6.4813 | 40% | 10% | 25% | 25% | 0% | c-i-c | c-i-c | c-i-c | c-i-c | c-i-c | 6.3224 | c-i-c | c-i-c | c-i-c | c-i-c | c-i-c | 6.3224 | c-i-c | c-i-c | c-i-c | c-i-c | c-i-c | 0 | c-i-c | c-i-c | c-i-c | c-i-c | c-i-c | 0.15895 | c-i-c | c-i-c | c-i-c | c-i-c | c-i-c | 6.4813 | FALSE | 0% | 0% | 0% | 0% | 0% | 0% | FALSE | 0% | 0% | 0% | 0% | 0% | FALSE | 0% | 0% | 0% | 0% | 0% | 0% | 0% | 0% | N/A | N/A
| 453 | Operational Evolution | TRUE | Labour | Business IT | 100% | Non-network - ICT | Information Technology | ICT | N/A | N/A | N/A | N/A | N/A | No | 0% | Safety security & reliability | Business IT (2018 onwards) | 80% | FALSE | 172 | 1 | 1 | 6 | 1 | FALSE | FALSE | TRUE | 0.54846 | 0.24315 | 0.15436 | 0.43098 | 0 | 1.377 | 0.53936 | 0.24254 | 0.15609 | 0.43862 | 0 | 1.3766 | 0 | 0 | 0 | 0 | 0 | 0 | 0.012865 | 0.005415 | 0.0040747 | 0.012532 | 0 | 0.034886 | 0.55222 | 0.24796 | 0.16017 | 0.45116 | 0 | 1.4115 | 45% | 30% | 15% | 10% | 0% | 0.61963 | 0.41309 | 0.20654 | 0.1377 | 0 | 1.377 | 0.61948 | 0.41298 | 0.20649 | 0.13766 | 0 | 1.3766 | 0 | 0 | 0 | 0 | 0 | 0 | 0.015699 | 0.010466 | 0.005233 | 0.0034886 | 0 | 0.034886 | 0.63518 | 0.42345 | 0.21173 | 0.14115 | 0 | 1.4115 | FALSE | 0% | 0% | 0% | 0% | 0% | 0% | FALSE | 0% | 0% | 0% | 0% | 0% | TRUE | 0% | 0% | 0% | 0% | 0% | 0% | 0% | 0% | N/A | N/A
| 454 | Operational Evolution | TRUE | Non-Labour | Business IT | 100% | Non-network - ICT | Information Technology | ICT | N/A | N/A | N/A | N/A | N/A | No | 0% | Safety security & reliability | Business IT (2018 onwards) | 20% | FALSE | 172 | 2 | 2 | 6 | 2 | FALSE | FALSE | TRUE | 0.13712 | 0.060789 | 0.03859 | 0.10775 | 0 | 0.34424 | 0.13712 | 0.060789 | 0.03859 | 0.10775 | 0 | 0.34424 | 0 | 0 | 0 | 0 | 0 | 0 | 0.0032705 | 0.0013572 | 0.0010074 | 0.0030784 | 0 | 0.0087135 | 0.14039 | 0.062146 | 0.039598 | 0.11082 | 0 | 0.35295 | 45% | 30% | 15% | 10% | 0% | 0.15491 | 0.10327 | 0.051636 | 0.034424 | 0 | 0.34424 | 0.15491 | 0.10327 | 0.051636 | 0.034424 | 0 | 0.34424 | 0 | 0 | 0 | 0 | 0 | 0 | 0.0039211 | 0.002614 | 0.001307 | 0.00087135 | 0 | 0.0087135 | 0.15883 | 0.10589 | 0.052943 | 0.035295 | 0 | 0.35295 | FALSE | 0% | 0% | 0% | 0% | 0% | 0% | FALSE | 0% | 0% | 0% | 0% | 0% | TRUE | 0% | 0% | 0% | 0% | 0% | 0% | 0% | 0% | N/A | N/A
| 455 | Agricultural | FALSE | Labour | Minor Plant, Motor Vehicles & Mobile Plant | 100% | Non-network - Other | Fleet | Fleet & Property | N/A | Agricultural | N/A | N/A | N/A | No | 0% | Safety security & reliability | Minor Plant, Motor Vehicles & Mobile Plant (2018 onwards) | 0% | FALSE | 173 | 1 | 1 | 7 | 1 | FALSE | FALSE | TRUE | 0 | 0 | 0 | 0 | 0 | 0 | 0 | 0 | 0 | 0 | 0 | 0 | 0 | 0 | 0 | 0 | 0 | 0 | 0 | 0 | 0 | 0 | 0 | 0 | 0 | 0 | 0 | 0 | 0 | 0 | 20% | 20% | 20% | 20% | 20% | 0 | 0 | 0 | 0 | 0 | 0 | 0 | 0 | 0 | 0 | 0 | 0 | 0 | 0 | 0 | 0 | 0 | 0 | 0 | 0 | 0 | 0 | 0 | 0 | 0 | 0 | 0 | 0 | 0 | 0 | FALSE | 0% | 0% | 0% | 0% | 0% | 0% | FALSE | 0% | 0% | 0% | 0% | 0% | FALSE | 0% | 0% | 0% | 0% | 0% | 0% | 0% | 0% | N/A | N/A
| 456 | Agricultural | FALSE | Non-Labour | Minor Plant, Motor Vehicles & Mobile Plant | 100% | Non-network - Other | Fleet | Fleet & Property | N/A | Agricultural | N/A | N/A | N/A | No | 0% | Safety security & reliability | Minor Plant, Motor Vehicles & Mobile Plant (2018 onwards) | 100% | FALSE | 173 | 2 | 2 | 7 | 2 | FALSE | FALSE | TRUE | 0 | 0 | 0 | 0 | 0 | 0 | 0 | 0 | 0 | 0 | 0 | 0 | 0 | 0 | 0 | 0 | 0 | 0 | 0 | 0 | 0 | 0 | 0 | 0 | 0 | 0 | 0 | 0 | 0 | 0 | 20% | 20% | 20% | 20% | 20% | 0 | 0 | 0 | 0 | 0 | 0 | 0 | 0 | 0 | 0 | 0 | 0 | 0 | 0 | 0 | 0 | 0 | 0 | 0 | 0 | 0 | 0 | 0 | 0 | 0 | 0 | 0 | 0 | 0 | 0 | FALSE | 0% | 0% | 0% | 0% | 0% | 0% | FALSE | 0% | 0% | 0% | 0% | 0% | FALSE | 0% | 0% | 0% | 0% | 0% | 0% | 0% | 0% | N/A | N/A
| 457 | Excavation | TRUE | Labour | Minor Plant, Motor Vehicles & Mobile Plant | 100% | Non-network - Other | Fleet | Fleet & Property | N/A | Excavation | N/A | N/A | N/A | No | 0% | Safety security & reliability | Minor Plant, Motor Vehicles & Mobile Plant (2018 onwards) | 0% | FALSE | 174 | 1 | 1 | 7 | 1 | FALSE | FALSE | TRUE | 0 | 0 | 0 | 0 | 0 | 0 | 0 | 0 | 0 | 0 | 0 | 0 | 0 | 0 | 0 | 0 | 0 | 0 | 0 | 0 | 0 | 0 | 0 | 0 | 0 | 0 | 0 | 0 | 0 | 0 | 20% | 20% | 20% | 20% | 20% | 0 | 0 | 0 | 0 | 0 | 0 | 0 | 0 | 0 | 0 | 0 | 0 | 0 | 0 | 0 | 0 | 0 | 0 | 0 | 0 | 0 | 0 | 0 | 0 | 0 | 0 | 0 | 0 | 0 | 0 | FALSE | 0% | 0% | 0% | 0% | 0% | 0% | FALSE | 0% | 0% | 0% | 0% | 0% | FALSE | 0% | 0% | 0% | 0% | 0% | 0% | 0% | 0% | N/A | N/A
| 458 | Excavation | TRUE | Non-Labour | Minor Plant, Motor Vehicles & Mobile Plant | 100% | Non-network - Other | Fleet | Fleet & Property | N/A | Excavation | N/A | N/A | N/A | No | 0% | Safety security & reliability | Minor Plant, Motor Vehicles & Mobile Plant (2018 onwards) | 100% | FALSE | 174 | 2 | 2 | 7 | 2 | FALSE | FALSE | TRUE | 0 | 0 | 0.2129 | 0 | 0.084038 | 0.29693 | 0 | 0 | 0.2129 | 0 | 0.084038 | 0.29693 | 0 | 0 | 0 | 0 | 0 | 0 | 0 | 0 | 0.0055576 | 0 | 0.0021498 | 0.0077075 | 0 | 0 | 0.21845 | 0 | 0.086188 | 0.30464 | 20% | 20% | 20% | 20% | 20% | 0.059387 | 0.059387 | 0.059387 | 0.059387 | 0.059387 | 0.29693 | 0.059387 | 0.059387 | 0.059387 | 0.059387 | 0.059387 | 0.29693 | 0 | 0 | 0 | 0 | 0 | 0 | 0.0015415 | 0.0015415 | 0.0015415 | 0.0015415 | 0.0015415 | 0.0077075 | 0.060928 | 0.060928 | 0.060928 | 0.060928 | 0.060928 | 0.30464 | FALSE | 0% | 0% | 0% | 0% | 0% | 0% | FALSE | 0% | 0% | 0% | 0% | 0% | FALSE | 0% | 0% | 0% | 0% | 0% | 0% | 0% | 0% | N/A | N/A
| 459 | Heavy Commercial | TRUE | Labour | Minor Plant, Motor Vehicles & Mobile Plant | 100% | Non-network - Other | Fleet | Fleet & Property | N/A | Heavy Commercial | N/A | N/A | N/A | No | 0% | Safety security & reliability | Minor Plant, Motor Vehicles & Mobile Plant (2018 onwards) | 0% | FALSE | 175 | 1 | 1 | 7 | 1 | FALSE | FALSE | TRUE | 0 | 0 | 0 | 0 | 0 | 0 | 0 | 0 | 0 | 0 | 0 | 0 | 0 | 0 | 0 | 0 | 0 | 0 | 0 | 0 | 0 | 0 | 0 | 0 | 0 | 0 | 0 | 0 | 0 | 0 | 20% | 20% | 20% | 20% | 20% | 0 | 0 | 0 | 0 | 0 | 0 | 0 | 0 | 0 | 0 | 0 | 0 | 0 | 0 | 0 | 0 | 0 | 0 | 0 | 0 | 0 | 0 | 0 | 0 | 0 | 0 | 0 | 0 | 0 | 0 | FALSE | 0% | 0% | 0% | 0% | 0% | 0% | FALSE | 0% | 0% | 0% | 0% | 0% | FALSE | 0% | 0% | 0% | 0% | 0% | 0% | 0% | 0% | N/A | N/A
| 460 | Heavy Commercial | TRUE | Non-Labour | Minor Plant, Motor Vehicles & Mobile Plant | 100% | Non-network - Other | Fleet | Fleet & Property | N/A | Heavy Commercial | N/A | N/A | N/A | No | 0% | Safety security & reliability | Minor Plant, Motor Vehicles & Mobile Plant (2018 onwards) | 100% | FALSE | 175 | 2 | 2 | 7 | 2 | FALSE | FALSE | TRUE | 0.69471 | 0.30254 | 0.46501 | 1.4062 | 0.58266 | 3.4511 | 0.69471 | 0.30254 | 0.46501 | 1.4062 | 0.58266 | 3.4511 | 0 | 0 | 0 | 0 | 0 | 0 | 0.01657 | 0.0067545 | 0.012139 | 0.040177 | 0.014906 | 0.090547 | 0.71128 | 0.30929 | 0.47715 | 1.4464 | 0.59757 | 3.5417 | 20% | 20% | 20% | 20% | 20% | 0.69023 | 0.69023 | 0.69023 | 0.69023 | 0.69023 | 3.4511 | 0.69023 | 0.69023 | 0.69023 | 0.69023 | 0.69023 | 3.4511 | 0 | 0 | 0 | 0 | 0 | 0 | 0.018109 | 0.018109 | 0.018109 | 0.018109 | 0.018109 | 0.090547 | 0.70834 | 0.70834 | 0.70834 | 0.70834 | 0.70834 | 3.5417 | FALSE | 0% | 0% | 0% | 0% | 0% | 0% | FALSE | 0% | 0% | 0% | 0% | 0% | FALSE | 0% | 0% | 0% | 0% | 0% | 0% | 0% | 0% | N/A | N/A
| 461 | Light Commercial | TRUE | Labour | Minor Plant, Motor Vehicles & Mobile Plant | 100% | Non-network - Other | Fleet | Fleet & Property | N/A | Light Commercial | N/A | N/A | N/A | No | 0% | Safety security & reliability | Minor Plant, Motor Vehicles & Mobile Plant (2018 onwards) | 0% | FALSE | 176 | 1 | 1 | 7 | 1 | FALSE | FALSE | TRUE | 0 | 0 | 0 | 0 | 0 | 0 | 0 | 0 | 0 | 0 | 0 | 0 | 0 | 0 | 0 | 0 | 0 | 0 | 0 | 0 | 0 | 0 | 0 | 0 | 0 | 0 | 0 | 0 | 0 | 0 | 20% | 20% | 20% | 20% | 20% | 0 | 0 | 0 | 0 | 0 | 0 | 0 | 0 | 0 | 0 | 0 | 0 | 0 | 0 | 0 | 0 | 0 | 0 | 0 | 0 | 0 | 0 | 0 | 0 | 0 | 0 | 0 | 0 | 0 | 0 | FALSE | 0% | 0% | 0% | 0% | 0% | 0% | FALSE | 0% | 0% | 0% | 0% | 0% | FALSE | 0% | 0% | 0% | 0% | 0% | 0% | 0% | 0% | N/A | N/A
| 462 | Light Commercial | TRUE | Non-Labour | Minor Plant, Motor Vehicles & Mobile Plant | 100% | Non-network - Other | Fleet | Fleet & Property | N/A | Light Commercial | N/A | N/A | N/A | No | 0% | Safety security & reliability | Minor Plant, Motor Vehicles & Mobile Plant (2018 onwards) | 100% | FALSE | 176 | 2 | 2 | 7 | 2 | FALSE | FALSE | TRUE | 7.0255 | 7.3785 | 6.965 | 6.9639 | 6.3555 | 34.6885 | 7.0255 | 7.3785 | 6.965 | 6.9639 | 6.3555 | 34.6885 | 0 | 0 | 0 | 0 | 0 | 0 | 0.16758 | 0.16473 | 0.18182 | 0.19896 | 0.16259 | 0.87568 | 7.1931 | 7.5432 | 7.1469 | 7.1629 | 6.5181 | 35.5642 | 20% | 20% | 20% | 20% | 20% | 6.9377 | 6.9377 | 6.9377 | 6.9377 | 6.9377 | 34.6885 | 6.9377 | 6.9377 | 6.9377 | 6.9377 | 6.9377 | 34.6885 | 0 | 0 | 0 | 0 | 0 | 0 | 0.17514 | 0.17514 | 0.17514 | 0.17514 | 0.17514 | 0.87568 | 7.1128 | 7.1128 | 7.1128 | 7.1128 | 7.1128 | 35.5642 | FALSE | 0% | 0% | 0% | 0% | 0% | 0% | FALSE | 0% | 0% | 0% | 0% | 0% | FALSE | 0% | 0% | 0% | 0% | 0% | 0% | 0% | 0% | N/A | N/A
| 463 | Material Handling | TRUE | Labour | Minor Plant, Motor Vehicles & Mobile Plant | 100% | Non-network - Other | Fleet | Fleet & Property | N/A | Material Handling | N/A | N/A | N/A | No | 0% | Safety security & reliability | Minor Plant, Motor Vehicles & Mobile Plant (2018 onwards) | 0% | FALSE | 177 | 1 | 1 | 7 | 1 | FALSE | FALSE | TRUE | 0 | 0 | 0 | 0 | 0 | 0 | 0 | 0 | 0 | 0 | 0 | 0 | 0 | 0 | 0 | 0 | 0 | 0 | 0 | 0 | 0 | 0 | 0 | 0 | 0 | 0 | 0 | 0 | 0 | 0 | 20% | 20% | 20% | 20% | 20% | 0 | 0 | 0 | 0 | 0 | 0 | 0 | 0 | 0 | 0 | 0 | 0 | 0 | 0 | 0 | 0 | 0 | 0 | 0 | 0 | 0 | 0 | 0 | 0 | 0 | 0 | 0 | 0 | 0 | 0 | FALSE | 0% | 0% | 0% | 0% | 0% | 0% | FALSE | 0% | 0% | 0% | 0% | 0% | FALSE | 0% | 0% | 0% | 0% | 0% | 0% | 0% | 0% | N/A | N/A
| 464 | Material Handling | TRUE | Non-Labour | Minor Plant, Motor Vehicles & Mobile Plant | 100% | Non-network - Other | Fleet | Fleet & Property | N/A | Material Handling | N/A | N/A | N/A | No | 0% | Safety security & reliability | Minor Plant, Motor Vehicles & Mobile Plant (2018 onwards) | 100% | FALSE | 177 | 2 | 2 | 7 | 2 | FALSE | FALSE | TRUE | 0.75634 | 1.2326 | 1.2326 | 1.2886 | 1.1765 | 5.6865 | 0.75634 | 1.2326 | 1.2326 | 1.2886 | 1.1765 | 5.6865 | 0 | 0 | 0 | 0 | 0 | 0 | 0.01804 | 0.027518 | 0.032176 | 0.036816 | 0.030098 | 0.14465 | 0.77438 | 1.2601 | 1.2647 | 1.3254 | 1.2066 | 5.8312 | 20% | 20% | 20% | 20% | 20% | 1.1373 | 1.1373 | 1.1373 | 1.1373 | 1.1373 | 5.6865 | 1.1373 | 1.1373 | 1.1373 | 1.1373 | 1.1373 | 5.6865 | 0 | 0 | 0 | 0 | 0 | 0 | 0.02893 | 0.02893 | 0.02893 | 0.02893 | 0.02893 | 0.14465 | 1.1662 | 1.1662 | 1.1662 | 1.1662 | 1.1662 | 5.8312 | FALSE | 0% | 0% | 0% | 0% | 0% | 0% | FALSE | 0% | 0% | 0% | 0% | 0% | FALSE | 0% | 0% | 0% | 0% | 0% | 0% | 0% | 0% | N/A | N/A
| 465 | Motorcycle/ATV | TRUE | Labour | Minor Plant, Motor Vehicles & Mobile Plant | 100% | Non-network - Other | Fleet | Fleet & Property | N/A | Motorcycle/ATV | N/A | N/A | N/A | No | 0% | Safety security & reliability | Minor Plant, Motor Vehicles & Mobile Plant (2018 onwards) | 0% | FALSE | 178 | 1 | 1 | 7 | 1 | FALSE | FALSE | TRUE | 0 | 0 | 0 | 0 | 0 | 0 | 0 | 0 | 0 | 0 | 0 | 0 | 0 | 0 | 0 | 0 | 0 | 0 | 0 | 0 | 0 | 0 | 0 | 0 | 0 | 0 | 0 | 0 | 0 | 0 | 20% | 20% | 20% | 20% | 20% | 0 | 0 | 0 | 0 | 0 | 0 | 0 | 0 | 0 | 0 | 0 | 0 | 0 | 0 | 0 | 0 | 0 | 0 | 0 | 0 | 0 | 0 | 0 | 0 | 0 | 0 | 0 | 0 | 0 | 0 | FALSE | 0% | 0% | 0% | 0% | 0% | 0% | FALSE | 0% | 0% | 0% | 0% | 0% | FALSE | 0% | 0% | 0% | 0% | 0% | 0% | 0% | 0% | N/A | N/A
| 466 | Motorcycle/ATV | TRUE | Non-Labour | Minor Plant, Motor Vehicles & Mobile Plant | 100% | Non-network - Other | Fleet | Fleet & Property | N/A | Motorcycle/ATV | N/A | N/A | N/A | No | 0% | Safety security & reliability | Minor Plant, Motor Vehicles & Mobile Plant (2018 onwards) | 100% | FALSE | 178 | 2 | 2 | 7 | 2 | FALSE | FALSE | TRUE | 0.3059 | 0.023531 | 0.18824 | 0.16471 | 0 | 0.68239 | 0.3059 | 0.023531 | 0.18824 | 0.16471 | 0 | 0.68239 | 0 | 0 | 0 | 0 | 0 | 0 | 0.0072963 | 0.00052535 | 0.0049141 | 0.004706 | 0 | 0.017442 | 0.31319 | 0.024056 | 0.19316 | 0.16942 | 0 | 0.69983 | 20% | 20% | 20% | 20% | 20% | 0.13648 | 0.13648 | 0.13648 | 0.13648 | 0.13648 | 0.68239 | 0.13648 | 0.13648 | 0.13648 | 0.13648 | 0.13648 | 0.68239 | 0 | 0 | 0 | 0 | 0 | 0 | 0.0034884 | 0.0034884 | 0.0034884 | 0.0034884 | 0.0034884 | 0.017442 | 0.13997 | 0.13997 | 0.13997 | 0.13997 | 0.13997 | 0.69983 | FALSE | 0% | 0% | 0% | 0% | 0% | 0% | FALSE | 0% | 0% | 0% | 0% | 0% | FALSE | 0% | 0% | 0% | 0% | 0% | 0% | 0% | 0% | N/A | N/A
| 467 | Other | TRUE | Labour | Minor Plant, Motor Vehicles & Mobile Plant | 100% | Non-network - Other | Fleet | Fleet & Property | N/A | Other Fleet | N/A | N/A | N/A | No | 0% | Safety security & reliability | Minor Plant, Motor Vehicles & Mobile Plant (2018 onwards) | 0% | FALSE | 179 | 1 | 1 | 7 | 1 | FALSE | FALSE | TRUE | 0 | 0 | 0 | 0 | 0 | 0 | 0 | 0 | 0 | 0 | 0 | 0 | 0 | 0 | 0 | 0 | 0 | 0 | 0 | 0 | 0 | 0 | 0 | 0 | 0 | 0 | 0 | 0 | 0 | 0 | 20% | 20% | 20% | 20% | 20% | 0 | 0 | 0 | 0 | 0 | 0 | 0 | 0 | 0 | 0 | 0 | 0 | 0 | 0 | 0 | 0 | 0 | 0 | 0 | 0 | 0 | 0 | 0 | 0 | 0 | 0 | 0 | 0 | 0 | 0 | FALSE | 0% | 0% | 0% | 0% | 0% | 0% | FALSE | 0% | 0% | 0% | 0% | 0% | FALSE | 0% | 0% | 0% | 0% | 0% | 0% | 0% | 0% | N/A | N/A
| 468 | Other | TRUE | Non-Labour | Minor Plant, Motor Vehicles & Mobile Plant | 100% | Non-network - Other | Fleet | Fleet & Property | N/A | Other Fleet | N/A | N/A | N/A | No | 0% | Safety security & reliability | Minor Plant, Motor Vehicles & Mobile Plant (2018 onwards) | 100% | FALSE | 179 | 2 | 2 | 7 | 2 | FALSE | FALSE | TRUE | 0 | 0.04482 | 0 | 0 | 0.31934 | 0.36416 | 0 | 0.04482 | 0 | 0 | 0.31934 | 0.36416 | 0 | 0 | 0 | 0 | 0 | 0 | 0 | 0.0010007 | 0 | 0 | 0.0081694 | 0.0091701 | 0 | 0.045821 | 0 | 0 | 0.32751 | 0.37333 | 20% | 20% | 20% | 20% | 20% | 0.072833 | 0.072833 | 0.072833 | 0.072833 | 0.072833 | 0.36416 | 0.072833 | 0.072833 | 0.072833 | 0.072833 | 0.072833 | 0.36416 | 0 | 0 | 0 | 0 | 0 | 0 | 0.001834 | 0.001834 | 0.001834 | 0.001834 | 0.001834 | 0.0091701 | 0.074667 | 0.074667 | 0.074667 | 0.074667 | 0.074667 | 0.37333 | FALSE | 0% | 0% | 0% | 0% | 0% | 0% | FALSE | 0% | 0% | 0% | 0% | 0% | FALSE | 0% | 0% | 0% | 0% | 0% | 0% | 0% | 0% | N/A | N/A
| 469 | Passenger | TRUE | Labour | Minor Plant, Motor Vehicles & Mobile Plant | 100% | Non-network - Other | Fleet | Fleet & Property | N/A | Passenger | N/A | N/A | N/A | No | 0% | Safety security & reliability | Minor Plant, Motor Vehicles & Mobile Plant (2018 onwards) | 0% | FALSE | 180 | 1 | 1 | 7 | 1 | FALSE | FALSE | TRUE | 0 | 0 | 0 | 0 | 0 | 0 | 0 | 0 | 0 | 0 | 0 | 0 | 0 | 0 | 0 | 0 | 0 | 0 | 0 | 0 | 0 | 0 | 0 | 0 | 0 | 0 | 0 | 0 | 0 | 0 | 20% | 20% | 20% | 20% | 20% | 0 | 0 | 0 | 0 | 0 | 0 | 0 | 0 | 0 | 0 | 0 | 0 | 0 | 0 | 0 | 0 | 0 | 0 | 0 | 0 | 0 | 0 | 0 | 0 | 0 | 0 | 0 | 0 | 0 | 0 | FALSE | 0% | 0% | 0% | 0% | 0% | 0% | FALSE | 0% | 0% | 0% | 0% | 0% | FALSE | 0% | 0% | 0% | 0% | 0% | 0% | 0% | 0% | N/A | N/A
| 470 | Passenger | TRUE | Non-Labour | Minor Plant, Motor Vehicles & Mobile Plant | 100% | Non-network - Other | Fleet | Fleet & Property | N/A | Passenger | N/A | N/A | N/A | No | 0% | Safety security & reliability | Minor Plant, Motor Vehicles & Mobile Plant (2018 onwards) | 100% | FALSE | 180 | 2 | 2 | 7 | 2 | FALSE | FALSE | TRUE | 0.56176 | 0.46576 | 0.55465 | 0.50132 | 0.55465 | 2.6381 | 0.56176 | 0.46576 | 0.55465 | 0.50132 | 0.55465 | 2.6381 | 0 | 0 | 0 | 0 | 0 | 0 | 0.013399 | 0.010399 | 0.014479 | 0.014323 | 0.014189 | 0.066789 | 0.57516 | 0.47616 | 0.56913 | 0.51564 | 0.56884 | 2.7049 | 20% | 20% | 20% | 20% | 20% | 0.52763 | 0.52763 | 0.52763 | 0.52763 | 0.52763 | 2.6381 | 0.52763 | 0.52763 | 0.52763 | 0.52763 | 0.52763 | 2.6381 | 0 | 0 | 0 | 0 | 0 | 0 | 0.013358 | 0.013358 | 0.013358 | 0.013358 | 0.013358 | 0.066789 | 0.54099 | 0.54099 | 0.54099 | 0.54099 | 0.54099 | 2.7049 | FALSE | 0% | 0% | 0% | 0% | 0% | 0% | FALSE | 0% | 0% | 0% | 0% | 0% | FALSE | 0% | 0% | 0% | 0% | 0% | 0% | 0% | 0% | N/A | N/A
| 471 | Plant | TRUE | Labour | Minor Plant, Motor Vehicles & Mobile Plant | 100% | Non-network - Other | Fleet | Fleet & Property | N/A | Plant | N/A | N/A | N/A | No | 0% | Safety security & reliability | Minor Plant, Motor Vehicles & Mobile Plant (2018 onwards) | 0% | FALSE | 181 | 1 | 1 | 7 | 1 | FALSE | FALSE | TRUE | 0 | 0 | 0 | 0 | 0 | 0 | 0 | 0 | 0 | 0 | 0 | 0 | 0 | 0 | 0 | 0 | 0 | 0 | 0 | 0 | 0 | 0 | 0 | 0 | 0 | 0 | 0 | 0 | 0 | 0 | 20% | 20% | 20% | 20% | 20% | 0 | 0 | 0 | 0 | 0 | 0 | 0 | 0 | 0 | 0 | 0 | 0 | 0 | 0 | 0 | 0 | 0 | 0 | 0 | 0 | 0 | 0 | 0 | 0 | 0 | 0 | 0 | 0 | 0 | 0 | FALSE | 0% | 0% | 0% | 0% | 0% | 0% | FALSE | 0% | 0% | 0% | 0% | 0% | FALSE | 0% | 0% | 0% | 0% | 0% | 0% | 0% | 0% | N/A | N/A
| 472 | Plant | TRUE | Non-Labour | Minor Plant, Motor Vehicles & Mobile Plant | 100% | Non-network - Other | Fleet | Fleet & Property | N/A | Plant | N/A | N/A | N/A | No | 0% | Safety security & reliability | Minor Plant, Motor Vehicles & Mobile Plant (2018 onwards) | 100% | FALSE | 181 | 2 | 2 | 7 | 2 | FALSE | FALSE | TRUE | 0.016808 | 0.18488 | 0 | 0 | 0.033615 | 0.23531 | 0.016808 | 0.18488 | 0 | 0 | 0.033615 | 0.23531 | 0 | 0 | 0 | 0 | 0 | 0 | 0.0004009 | 0.0041277 | 0 | 0 | 0.00085994 | 0.0053886 | 0.017208 | 0.18901 | 0 | 0 | 0.034475 | 0.24069 | 20% | 20% | 20% | 20% | 20% | 0.047061 | 0.047061 | 0.047061 | 0.047061 | 0.047061 | 0.23531 | 0.047061 | 0.047061 | 0.047061 | 0.047061 | 0.047061 | 0.23531 | 0 | 0 | 0 | 0 | 0 | 0 | 0.0010777 | 0.0010777 | 0.0010777 | 0.0010777 | 0.0010777 | 0.0053886 | 0.048139 | 0.048139 | 0.048139 | 0.048139 | 0.048139 | 0.24069 | FALSE | 0% | 0% | 0% | 0% | 0% | 0% | FALSE | 0% | 0% | 0% | 0% | 0% | FALSE | 0% | 0% | 0% | 0% | 0% | 0% | 0% | 0% | N/A | N/A
| 473 | Trailer | TRUE | Labour | Minor Plant, Motor Vehicles & Mobile Plant | 100% | Non-network - Other | Fleet | Fleet & Property | N/A | Trailer | N/A | N/A | N/A | No | 0% | Safety security & reliability | Minor Plant, Motor Vehicles & Mobile Plant (2018 onwards) | 0% | FALSE | 182 | 1 | 1 | 7 | 1 | FALSE | FALSE | TRUE | 0 | 0 | 0 | 0 | 0 | 0 | 0 | 0 | 0 | 0 | 0 | 0 | 0 | 0 | 0 | 0 | 0 | 0 | 0 | 0 | 0 | 0 | 0 | 0 | 0 | 0 | 0 | 0 | 0 | 0 | 20% | 20% | 20% | 20% | 20% | 0 | 0 | 0 | 0 | 0 | 0 | 0 | 0 | 0 | 0 | 0 | 0 | 0 | 0 | 0 | 0 | 0 | 0 | 0 | 0 | 0 | 0 | 0 | 0 | 0 | 0 | 0 | 0 | 0 | 0 | FALSE | 0% | 0% | 0% | 0% | 0% | 0% | FALSE | 0% | 0% | 0% | 0% | 0% | FALSE | 0% | 0% | 0% | 0% | 0% | 0% | 0% | 0% | N/A | N/A
| 474 | Trailer | TRUE | Non-Labour | Minor Plant, Motor Vehicles & Mobile Plant | 100% | Non-network - Other | Fleet | Fleet & Property | N/A | Trailer | N/A | N/A | N/A | No | 0% | Safety security & reliability | Minor Plant, Motor Vehicles & Mobile Plant (2018 onwards) | 100% | FALSE | 182 | 2 | 2 | 7 | 2 | FALSE | FALSE | TRUE | 0.18152 | 0.60507 | 0.43475 | 0.24315 | 0.82357 | 2.2881 | 0.18152 | 0.60507 | 0.43475 | 0.24315 | 0.82357 | 2.2881 | 0 | 0 | 0 | 0 | 0 | 0 | 0.0043297 | 0.013509 | 0.011349 | 0.0069469 | 0.021068 | 0.057203 | 0.18585 | 0.61858 | 0.4461 | 0.2501 | 0.84464 | 2.3453 | 20% | 20% | 20% | 20% | 20% | 0.45761 | 0.45761 | 0.45761 | 0.45761 | 0.45761 | 2.2881 | 0.45761 | 0.45761 | 0.45761 | 0.45761 | 0.45761 | 2.2881 | 0 | 0 | 0 | 0 | 0 | 0 | 0.011441 | 0.011441 | 0.011441 | 0.011441 | 0.011441 | 0.057203 | 0.46905 | 0.46905 | 0.46905 | 0.46905 | 0.46905 | 2.3453 | FALSE | 0% | 0% | 0% | 0% | 0% | 0% | FALSE | 0% | 0% | 0% | 0% | 0% | FALSE | 0% | 0% | 0% | 0% | 0% | 0% | 0% | 0% | N/A | N/A
| 475 | Tracking units | FALSE | Labour | Minor Plant, Motor Vehicles & Mobile Plant | 100% | Non-network - Other | Fleet | Fleet & Property | N/A | Tracking units | N/A | N/A | N/A | No | 0% | Safety security & reliability | Minor Plant, Motor Vehicles & Mobile Plant (2018 onwards) | 0% | FALSE | 183 | 1 | 1 | 7 | 1 | FALSE | FALSE | TRUE | 0 | 0 | 0 | 0 | 0 | 0 | 0 | 0 | 0 | 0 | 0 | 0 | 0 | 0 | 0 | 0 | 0 | 0 | 0 | 0 | 0 | 0 | 0 | 0 | 0 | 0 | 0 | 0 | 0 | 0 | 20% | 20% | 20% | 20% | 20% | 0 | 0 | 0 | 0 | 0 | 0 | 0 | 0 | 0 | 0 | 0 | 0 | 0 | 0 | 0 | 0 | 0 | 0 | 0 | 0 | 0 | 0 | 0 | 0 | 0 | 0 | 0 | 0 | 0 | 0 | FALSE | 0% | 0% | 0% | 0% | 0% | 0% | FALSE | 0% | 0% | 0% | 0% | 0% | FALSE | 0% | 0% | 0% | 0% | 0% | 0% | 0% | 0% | N/A | N/A
| 476 | Tracking units | FALSE | Non-Labour | Minor Plant, Motor Vehicles & Mobile Plant | 100% | Non-network - Other | Fleet | Fleet & Property | N/A | Tracking units | N/A | N/A | N/A | No | 0% | Safety security & reliability | Minor Plant, Motor Vehicles & Mobile Plant (2018 onwards) | 100% | FALSE | 183 | 2 | 2 | 7 | 2 | FALSE | FALSE | TRUE | 0 | 0 | 0 | 0 | 0 | 0 | 0 | 0 | 0 | 0 | 0 | 0 | 0 | 0 | 0 | 0 | 0 | 0 | 0 | 0 | 0 | 0 | 0 | 0 | 0 | 0 | 0 | 0 | 0 | 0 | 20% | 20% | 20% | 20% | 20% | 0 | 0 | 0 | 0 | 0 | 0 | 0 | 0 | 0 | 0 | 0 | 0 | 0 | 0 | 0 | 0 | 0 | 0 | 0 | 0 | 0 | 0 | 0 | 0 | 0 | 0 | 0 | 0 | 0 | 0 | FALSE | 0% | 0% | 0% | 0% | 0% | 0% | FALSE | 0% | 0% | 0% | 0% | 0% | FALSE | 0% | 0% | 0% | 0% | 0% | 0% | 0% | 0% | N/A | N/A
| 477 | Deferred p2-3 works for FY22-23 | FALSE | Labour | Buildings | 100% | Non-network - Other | Property | Fleet & Property | N/A | Other Property | N/A | N/A | N/A | No | 0% | Safety security & reliability | Buildings | 20% | FALSE | 184 | 1 | 1 | 19 | 1 | FALSE | FALSE | TRUE | 0 | 0 | 0 | 0 | 0 | 0 | 0 | 0 | 0 | 0 | 0 | 0 | 0 | 0 | 0 | 0 | 0 | 0 | 0 | 0 | 0 | 0 | 0 | 0 | 0 | 0 | 0 | 0 | 0 | 0 | 20% | 20% | 20% | 20% | 20% | 0 | 0 | 0 | 0 | 0 | 0 | 0 | 0 | 0 | 0 | 0 | 0 | 0 | 0 | 0 | 0 | 0 | 0 | 0 | 0 | 0 | 0 | 0 | 0 | 0 | 0 | 0 | 0 | 0 | 0 | FALSE | 0% | 0% | 0% | 0% | 0% | 0% | FALSE | 0% | 0% | 0% | 0% | 0% | FALSE | 0% | 0% | 0% | 0% | 0% | 0% | 0% | 0% | N/A | N/A
| 478 | Deferred p2-3 works for FY22-23 | FALSE | Non-Labour | Buildings | 100% | Non-network - Other | Property | Fleet & Property | N/A | Other Property | N/A | N/A | N/A | No | 0% | Safety security & reliability | Buildings | 80% | FALSE | 184 | 2 | 2 | 19 | 2 | FALSE | FALSE | TRUE | 0 | 0 | 0 | 0 | 0 | 0 | 0 | 0 | 0 | 0 | 0 | 0 | 0 | 0 | 0 | 0 | 0 | 0 | 0 | 0 | 0 | 0 | 0 | 0 | 0 | 0 | 0 | 0 | 0 | 0 | 20% | 20% | 20% | 20% | 20% | 0 | 0 | 0 | 0 | 0 | 0 | 0 | 0 | 0 | 0 | 0 | 0 | 0 | 0 | 0 | 0 | 0 | 0 | 0 | 0 | 0 | 0 | 0 | 0 | 0 | 0 | 0 | 0 | 0 | 0 | FALSE | 0% | 0% | 0% | 0% | 0% | 0% | FALSE | 0% | 0% | 0% | 0% | 0% | FALSE | 0% | 0% | 0% | 0% | 0% | 0% | 0% | 0% | N/A | N/A
| 479 | 180 Thomas Street - Ultimo drainage project | FALSE | Labour | Buildings | 100% | Non-network - Other | Property | Fleet & Property | N/A | Haymarket Office | N/A | N/A | N/A | No | 0% | Safety security & reliability | Buildings | 20% | FALSE | 185 | 1 | 1 | 19 | 1 | FALSE | FALSE | TRUE | 0 | 0 | 0 | 0 | 0 | 0 | 0 | 0 | 0 | 0 | 0 | 0 | 0 | 0 | 0 | 0 | 0 | 0 | 0 | 0 | 0 | 0 | 0 | 0 | 0 | 0 | 0 | 0 | 0 | 0 | 20% | 20% | 20% | 20% | 20% | 0 | 0 | 0 | 0 | 0 | 0 | 0 | 0 | 0 | 0 | 0 | 0 | 0 | 0 | 0 | 0 | 0 | 0 | 0 | 0 | 0 | 0 | 0 | 0 | 0 | 0 | 0 | 0 | 0 | 0 | FALSE | 0% | 0% | 0% | 0% | 0% | 0% | FALSE | 0% | 0% | 0% | 0% | 0% | FALSE | 0% | 0% | 0% | 0% | 0% | 0% | 0% | 0% | N/A | N/A
| 480 | 180 Thomas Street - Ultimo drainage project | FALSE | Non-Labour | Buildings | 100% | Non-network - Other | Property | Fleet & Property | N/A | Haymarket Office | N/A | N/A | N/A | No | 0% | Safety security & reliability | Buildings | 80% | FALSE | 185 | 2 | 2 | 19 | 2 | FALSE | FALSE | TRUE | 0 | 0 | 0 | 0 | 0 | 0 | 0 | 0 | 0 | 0 | 0 | 0 | 0 | 0 | 0 | 0 | 0 | 0 | 0 | 0 | 0 | 0 | 0 | 0 | 0 | 0 | 0 | 0 | 0 | 0 | 20% | 20% | 20% | 20% | 20% | 0 | 0 | 0 | 0 | 0 | 0 | 0 | 0 | 0 | 0 | 0 | 0 | 0 | 0 | 0 | 0 | 0 | 0 | 0 | 0 | 0 | 0 | 0 | 0 | 0 | 0 | 0 | 0 | 0 | 0 | FALSE | 0% | 0% | 0% | 0% | 0% | 0% | FALSE | 0% | 0% | 0% | 0% | 0% | FALSE | 0% | 0% | 0% | 0% | 0% | 0% | 0% | 0% | N/A | N/A
| 481 | Yass Old System Control Block demolition | FALSE | Labour | Buildings | 100% | Non-network - Other | Property | Fleet & Property | N/A | Yass Depot | N/A | N/A | N/A | No | 0% | Safety security & reliability | Buildings | 20% | FALSE | 186 | 1 | 1 | 19 | 1 | FALSE | FALSE | TRUE | 0 | 0 | 0 | 0 | 0 | 0 | 0 | 0 | 0 | 0 | 0 | 0 | 0 | 0 | 0 | 0 | 0 | 0 | 0 | 0 | 0 | 0 | 0 | 0 | 0 | 0 | 0 | 0 | 0 | 0 | 20% | 20% | 20% | 20% | 20% | 0 | 0 | 0 | 0 | 0 | 0 | 0 | 0 | 0 | 0 | 0 | 0 | 0 | 0 | 0 | 0 | 0 | 0 | 0 | 0 | 0 | 0 | 0 | 0 | 0 | 0 | 0 | 0 | 0 | 0 | FALSE | 0% | 0% | 0% | 0% | 0% | 0% | FALSE | 0% | 0% | 0% | 0% | 0% | FALSE | 0% | 0% | 0% | 0% | 0% | 0% | 0% | 0% | N/A | N/A
| 482 | Yass Old System Control Block demolition | FALSE | Non-Labour | Buildings | 100% | Non-network - Other | Property | Fleet & Property | N/A | Yass Depot | N/A | N/A | N/A | No | 0% | Safety security & reliability | Buildings | 80% | FALSE | 186 | 2 | 2 | 19 | 2 | FALSE | FALSE | TRUE | 0 | 0 | 0 | 0 | 0 | 0 | 0 | 0 | 0 | 0 | 0 | 0 | 0 | 0 | 0 | 0 | 0 | 0 | 0 | 0 | 0 | 0 | 0 | 0 | 0 | 0 | 0 | 0 | 0 | 0 | 20% | 20% | 20% | 20% | 20% | 0 | 0 | 0 | 0 | 0 | 0 | 0 | 0 | 0 | 0 | 0 | 0 | 0 | 0 | 0 | 0 | 0 | 0 | 0 | 0 | 0 | 0 | 0 | 0 | 0 | 0 | 0 | 0 | 0 | 0 | FALSE | 0% | 0% | 0% | 0% | 0% | 0% | FALSE | 0% | 0% | 0% | 0% | 0% | FALSE | 0% | 0% | 0% | 0% | 0% | 0% | 0% | 0% | N/A | N/A
| 483 | Ultimo Prescribed 2020 Audit Recommended Cap Works - reviewed and prioritised | TRUE | Labour | Buildings | 100% | Non-network - Other | Property | Fleet & Property | N/A | Haymarket Office | N/A | N/A | N/A | No | 0% | Safety security & reliability | Buildings | 8% | FALSE | 187 | 1 | 1 | 19 | 1 | FALSE | FALSE | TRUE | 0.00071712 | 0.0037649 | 0.0069919 | 0.0037649 | 0.0020617 | 0.017301 | 0.00070522 | 0.0037554 | 0.0070702 | 0.0038316 | 0.0021098 | 0.017472 | 0 | 0 | 0 | 0 | 0 | 0 | 1.6821e-05 | 8.3844e-05 | 0.00018457 | 0.00010947 | 5.3972e-05 | 0.00044868 | 0.00072204 | 0.0038392 | 0.0072548 | 0.0039411 | 0.0021638 | 0.017921 | 20% | 20% | 20% | 20% | 20% | 0.0034601 | 0.0034601 | 0.0034601 | 0.0034601 | 0.0034601 | 0.017301 | 0.0034945 | 0.0034945 | 0.0034945 | 0.0034945 | 0.0034945 | 0.017472 | 0 | 0 | 0 | 0 | 0 | 0 | 8.9736e-05 | 8.9736e-05 | 8.9736e-05 | 8.9736e-05 | 8.9736e-05 | 0.00044868 | 0.0035842 | 0.0035842 | 0.0035842 | 0.0035842 | 0.0035842 | 0.017921 | FALSE | 0% | 0% | 0% | 0% | 0% | 0% | FALSE | 0% | 0% | 0% | 0% | 0% | FALSE | 0% | 0% | 0% | 0% | 0% | 0% | 0% | 0% | N/A | N/A
| 484 | Ultimo Prescribed 2020 Audit Recommended Cap Works - reviewed and prioritised | TRUE | Non-Labour | Buildings | 100% | Non-network - Other | Property | Fleet & Property | N/A | Haymarket Office | N/A | N/A | N/A | No | 0% | Safety security & reliability | Buildings | 92% | FALSE | 187 | 2 | 2 | 19 | 2 | FALSE | FALSE | TRUE | 0.0082469 | 0.043296 | 0.080407 | 0.043296 | 0.02371 | 0.19896 | 0.0082469 | 0.043296 | 0.080407 | 0.043296 | 0.02371 | 0.19896 | 0 | 0 | 0 | 0 | 0 | 0 | 0.00019671 | 0.00096664 | 0.002099 | 0.001237 | 0.00060654 | 0.0051059 | 0.0084436 | 0.044263 | 0.082506 | 0.044533 | 0.024316 | 0.20406 | 20% | 20% | 20% | 20% | 20% | 0.039791 | 0.039791 | 0.039791 | 0.039791 | 0.039791 | 0.19896 | 0.039791 | 0.039791 | 0.039791 | 0.039791 | 0.039791 | 0.19896 | 0 | 0 | 0 | 0 | 0 | 0 | 0.0010212 | 0.0010212 | 0.0010212 | 0.0010212 | 0.0010212 | 0.0051059 | 0.040812 | 0.040812 | 0.040812 | 0.040812 | 0.040812 | 0.20406 | FALSE | 0% | 0% | 0% | 0% | 0% | 0% | FALSE | 0% | 0% | 0% | 0% | 0% | FALSE | 0% | 0% | 0% | 0% | 0% | 0% | 0% | 0% | N/A | N/A
| 485 | Wallgrove 2020 Audit Recommended Cap Works - reviewed and prioritised | TRUE | Labour | Buildings | 100% | Non-network - Other | Property | Fleet & Property | N/A | Wallgrove Depot | N/A | N/A | N/A | No | 0% | Safety security & reliability | Buildings | 7.5% | FALSE | 188 | 1 | 1 | 19 | 1 | FALSE | FALSE | TRUE | 0.014942 | 0.29339 | 0.023561 | 0.12185 | 0.0084169 | 0.46216 | 0.014694 | 0.29265 | 0.023825 | 0.12401 | 0.0086132 | 0.46379 | 0 | 0 | 0 | 0 | 0 | 0 | 0.0003505 | 0.0065338 | 0.00062195 | 0.003543 | 0.00022034 | 0.01127 | 0.015045 | 0.29918 | 0.024447 | 0.12755 | 0.0088335 | 0.47506 | 20% | 20% | 20% | 20% | 20% | 0.092432 | 0.092432 | 0.092432 | 0.092432 | 0.092432 | 0.46216 | 0.092759 | 0.092759 | 0.092759 | 0.092759 | 0.092759 | 0.46379 | 0 | 0 | 0 | 0 | 0 | 0 | 0.0022539 | 0.0022539 | 0.0022539 | 0.0022539 | 0.0022539 | 0.01127 | 0.095012 | 0.095012 | 0.095012 | 0.095012 | 0.095012 | 0.47506 | FALSE | 0% | 0% | 0% | 0% | 0% | 0% | FALSE | 0% | 0% | 0% | 0% | 0% | FALSE | 0% | 0% | 0% | 0% | 0% | 0% | 0% | 0% | N/A | N/A
| 486 | Wallgrove 2020 Audit Recommended Cap Works - reviewed and prioritised | TRUE | Non-Labour | Buildings | 100% | Non-network - Other | Property | Fleet & Property | N/A | Wallgrove Depot | N/A | N/A | N/A | No | 0% | Safety security & reliability | Buildings | 92.5% | FALSE | 188 | 2 | 2 | 19 | 2 | FALSE | FALSE | TRUE | 0.18429 | 3.6185 | 0.29059 | 1.5028 | 0.10381 | 5.7 | 0.18429 | 3.6185 | 0.29059 | 1.5028 | 0.10381 | 5.7 | 0 | 0 | 0 | 0 | 0 | 0 | 0.0043957 | 0.080787 | 0.0075858 | 0.042936 | 0.0026556 | 0.13836 | 0.18869 | 3.6993 | 0.29817 | 1.5457 | 0.10646 | 5.8383 | 20% | 20% | 20% | 20% | 20% | 1.14 | 1.14 | 1.14 | 1.14 | 1.14 | 5.7 | 1.14 | 1.14 | 1.14 | 1.14 | 1.14 | 5.7 | 0 | 0 | 0 | 0 | 0 | 0 | 0.027672 | 0.027672 | 0.027672 | 0.027672 | 0.027672 | 0.13836 | 1.1677 | 1.1677 | 1.1677 | 1.1677 | 1.1677 | 5.8383 | FALSE | 0% | 0% | 0% | 0% | 0% | 0% | FALSE | 0% | 0% | 0% | 0% | 0% | FALSE | 0% | 0% | 0% | 0% | 0% | 0% | 0% | 0% | N/A | N/A
| 487 | Waratah 2020 Audit Recommended Cap Works - reviewed and prioritised | TRUE | Labour | Buildings | 100% | Non-network - Other | Property | Fleet & Property | N/A | Waratah West Depot | N/A | N/A | N/A | No | 0% | Safety security & reliability | Buildings | 7.5% | FALSE | 189 | 1 | 1 | 19 | 1 | FALSE | FALSE | TRUE | 0.35143 | 0.02685 | 0.07597 | 0.035977 | 0.12816 | 0.61839 | 0.34559 | 0.026782 | 0.07682 | 0.036615 | 0.13115 | 0.61696 | 0 | 0 | 0 | 0 | 0 | 0 | 0.0082432 | 0.00059794 | 0.0020054 | 0.0010461 | 0.0033551 | 0.015248 | 0.35384 | 0.02738 | 0.078826 | 0.037661 | 0.13451 | 0.63221 | 20% | 20% | 20% | 20% | 20% | 0.12368 | 0.12368 | 0.12368 | 0.12368 | 0.12368 | 0.61839 | 0.12339 | 0.12339 | 0.12339 | 0.12339 | 0.12339 | 0.61696 | 0 | 0 | 0 | 0 | 0 | 0 | 0.0030496 | 0.0030496 | 0.0030496 | 0.0030496 | 0.0030496 | 0.015248 | 0.12644 | 0.12644 | 0.12644 | 0.12644 | 0.12644 | 0.63221 | FALSE | 0% | 0% | 0% | 0% | 0% | 0% | FALSE | 0% | 0% | 0% | 0% | 0% | FALSE | 0% | 0% | 0% | 0% | 0% | 0% | 0% | 0% | N/A | N/A
| 488 | Waratah 2020 Audit Recommended Cap Works - reviewed and prioritised | TRUE | Non-Labour | Buildings | 100% | Non-network - Other | Property | Fleet & Property | N/A | Waratah West Depot | N/A | N/A | N/A | No | 0% | Safety security & reliability | Buildings | 92.5% | FALSE | 189 | 2 | 2 | 19 | 2 | FALSE | FALSE | TRUE | 4.3343 | 0.33115 | 0.93696 | 0.44372 | 1.5807 | 7.6268 | 4.3343 | 0.33115 | 0.93696 | 0.44372 | 1.5807 | 7.6268 | 0 | 0 | 0 | 0 | 0 | 0 | 0.10338 | 0.0073933 | 0.024459 | 0.012677 | 0.040437 | 0.18835 | 4.4376 | 0.33854 | 0.96142 | 0.4564 | 1.6211 | 7.8151 | 20% | 20% | 20% | 20% | 20% | 1.5254 | 1.5254 | 1.5254 | 1.5254 | 1.5254 | 7.6268 | 1.5254 | 1.5254 | 1.5254 | 1.5254 | 1.5254 | 7.6268 | 0 | 0 | 0 | 0 | 0 | 0 | 0.03767 | 0.03767 | 0.03767 | 0.03767 | 0.03767 | 0.18835 | 1.563 | 1.563 | 1.563 | 1.563 | 1.563 | 7.8151 | FALSE | 0% | 0% | 0% | 0% | 0% | 0% | FALSE | 0% | 0% | 0% | 0% | 0% | FALSE | 0% | 0% | 0% | 0% | 0% | 0% | 0% | 0% | N/A | N/A
| 489 | Orange 2020 Audit Recommended Cap Works - reviewed and prioritised | TRUE | Labour | Buildings | 100% | Non-network - Other | Property | Fleet & Property | N/A | Orange Depot | N/A | N/A | N/A | No | 0% | Safety security & reliability | Buildings | 7.5% | FALSE | 190 | 1 | 1 | 19 | 1 | FALSE | FALSE | TRUE | 0.0094411 | 0 | 0.0066088 | 0.03509 | 0.085828 | 0.13697 | 0.0092844 | 0 | 0.0066828 | 0.035712 | 0.087829 | 0.13951 | 0 | 0 | 0 | 0 | 0 | 0 | 0.00022146 | 0 | 0.00017445 | 0.0010203 | 0.0022468 | 0.003663 | 0.0095059 | 0 | 0.0068573 | 0.036732 | 0.090076 | 0.14317 | 20% | 20% | 20% | 20% | 20% | 0.027393 | 0.027393 | 0.027393 | 0.027393 | 0.027393 | 0.13697 | 0.027902 | 0.027902 | 0.027902 | 0.027902 | 0.027902 | 0.13951 | 0 | 0 | 0 | 0 | 0 | 0 | 0.00073261 | 0.00073261 | 0.00073261 | 0.00073261 | 0.00073261 | 0.003663 | 0.028634 | 0.028634 | 0.028634 | 0.028634 | 0.028634 | 0.14317 | FALSE | 0% | 0% | 0% | 0% | 0% | 0% | FALSE | 0% | 0% | 0% | 0% | 0% | FALSE | 0% | 0% | 0% | 0% | 0% | 0% | 0% | 0% | N/A | N/A
| 490 | Orange 2020 Audit Recommended Cap Works - reviewed and prioritised | TRUE | Non-Labour | Buildings | 100% | Non-network - Other | Property | Fleet & Property | N/A | Orange Depot | N/A | N/A | N/A | No | 0% | Safety security & reliability | Buildings | 92.5% | FALSE | 190 | 2 | 2 | 19 | 2 | FALSE | FALSE | TRUE | 0.11644 | 0 | 0.081509 | 0.43277 | 1.0585 | 1.6893 | 0.11644 | 0 | 0.081509 | 0.43277 | 1.0585 | 1.6893 | 0 | 0 | 0 | 0 | 0 | 0 | 0.0027774 | 0 | 0.0021278 | 0.012365 | 0.02708 | 0.044349 | 0.11922 | 0 | 0.083636 | 0.44514 | 1.0856 | 1.7336 | 20% | 20% | 20% | 20% | 20% | 0.33785 | 0.33785 | 0.33785 | 0.33785 | 0.33785 | 1.6893 | 0.33785 | 0.33785 | 0.33785 | 0.33785 | 0.33785 | 1.6893 | 0 | 0 | 0 | 0 | 0 | 0 | 0.0088699 | 0.0088699 | 0.0088699 | 0.0088699 | 0.0088699 | 0.044349 | 0.34672 | 0.34672 | 0.34672 | 0.34672 | 0.34672 | 1.7336 | FALSE | 0% | 0% | 0% | 0% | 0% | 0% | FALSE | 0% | 0% | 0% | 0% | 0% | FALSE | 0% | 0% | 0% | 0% | 0% | 0% | 0% | 0% | N/A | N/A
| 491 | Tamworth 2020 Audit Recommended Cap Works - reviewed and prioritised | TRUE | Labour | Buildings | 100% | Non-network - Other | Property | Fleet & Property | N/A | Tamworth Depot | N/A | N/A | N/A | No | 0% | Safety security & reliability | Buildings | 7.5% | FALSE | 191 | 1 | 1 | 19 | 1 | FALSE | FALSE | TRUE | 0.0011795 | 0.00043897 | 0.0015727 | 0.001494 | 0.0027522 | 0.0074373 | 0.0011599 | 0.00043786 | 0.0015903 | 0.0015205 | 0.0028163 | 0.0075249 | 0 | 0 | 0 | 0 | 0 | 0 | 2.7667e-05 | 9.7758e-06 | 4.1514e-05 | 4.3442e-05 | 7.2047e-05 | 0.00019445 | 0.0011876 | 0.00044764 | 0.0016318 | 0.001564 | 0.0028884 | 0.0077194 | 20% | 20% | 20% | 20% | 20% | 0.0014875 | 0.0014875 | 0.0014875 | 0.0014875 | 0.0014875 | 0.0074373 | 0.001505 | 0.001505 | 0.001505 | 0.001505 | 0.001505 | 0.0075249 | 0 | 0 | 0 | 0 | 0 | 0 | 3.8889e-05 | 3.8889e-05 | 3.8889e-05 | 3.8889e-05 | 3.8889e-05 | 0.00019445 | 0.0015439 | 0.0015439 | 0.0015439 | 0.0015439 | 0.0015439 | 0.0077194 | FALSE | 0% | 0% | 0% | 0% | 0% | 0% | FALSE | 0% | 0% | 0% | 0% | 0% | FALSE | 0% | 0% | 0% | 0% | 0% | 0% | 0% | 0% | N/A | N/A
| 492 | Tamworth 2020 Audit Recommended Cap Works - reviewed and prioritised | TRUE | Non-Labour | Buildings | 100% | Non-network - Other | Property | Fleet & Property | N/A | Tamworth Depot | N/A | N/A | N/A | No | 0% | Safety security & reliability | Buildings | 92.5% | FALSE | 191 | 2 | 2 | 19 | 2 | FALSE | FALSE | TRUE | 0.014547 | 0.0054139 | 0.019396 | 0.018426 | 0.033943 | 0.091727 | 0.014547 | 0.0054139 | 0.019396 | 0.018426 | 0.033943 | 0.091727 | 0 | 0 | 0 | 0 | 0 | 0 | 0.00034698 | 0.00012087 | 0.00050634 | 0.00052645 | 0.00086834 | 0.002369 | 0.014894 | 0.0055348 | 0.019903 | 0.018953 | 0.034812 | 0.094096 | 20% | 20% | 20% | 20% | 20% | 0.018345 | 0.018345 | 0.018345 | 0.018345 | 0.018345 | 0.091727 | 0.018345 | 0.018345 | 0.018345 | 0.018345 | 0.018345 | 0.091727 | 0 | 0 | 0 | 0 | 0 | 0 | 0.0004738 | 0.0004738 | 0.0004738 | 0.0004738 | 0.0004738 | 0.002369 | 0.018819 | 0.018819 | 0.018819 | 0.018819 | 0.018819 | 0.094096 | FALSE | 0% | 0% | 0% | 0% | 0% | 0% | FALSE | 0% | 0% | 0% | 0% | 0% | FALSE | 0% | 0% | 0% | 0% | 0% | 0% | 0% | 0% | N/A | N/A
| 493 | Yass 2020 Audit Recommended Cap Works - reviewed and prioritised | TRUE | Labour | Buildings | 100% | Non-network - Other | Property | Fleet & Property | N/A | Yass Depot | N/A | N/A | N/A | No | 0% | Safety security & reliability | Buildings | 7.5% | FALSE | 192 | 1 | 1 | 19 | 1 | FALSE | FALSE | TRUE | 0.031802 | 0.029317 | 0.019667 | 0.078038 | 0.0059787 | 0.1648 | 0.031274 | 0.029243 | 0.019887 | 0.079421 | 0.0061181 | 0.16594 | 0 | 0 | 0 | 0 | 0 | 0 | 0.00074597 | 0.00065289 | 0.00051915 | 0.0022691 | 0.00015651 | 0.0043436 | 0.03202 | 0.029896 | 0.020406 | 0.08169 | 0.0062746 | 0.17029 | 20% | 20% | 20% | 20% | 20% | 0.032961 | 0.032961 | 0.032961 | 0.032961 | 0.032961 | 0.1648 | 0.033189 | 0.033189 | 0.033189 | 0.033189 | 0.033189 | 0.16594 | 0 | 0 | 0 | 0 | 0 | 0 | 0.00086873 | 0.00086873 | 0.00086873 | 0.00086873 | 0.00086873 | 0.0043436 | 0.034057 | 0.034057 | 0.034057 | 0.034057 | 0.034057 | 0.17029 | FALSE | 0% | 0% | 0% | 0% | 0% | 0% | FALSE | 0% | 0% | 0% | 0% | 0% | FALSE | 0% | 0% | 0% | 0% | 0% | 0% | 0% | 0% | N/A | N/A
| 494 | Yass 2020 Audit Recommended Cap Works - reviewed and prioritised | TRUE | Non-Labour | Buildings | 100% | Non-network - Other | Property | Fleet & Property | N/A | Yass Depot | N/A | N/A | N/A | No | 0% | Safety security & reliability | Buildings | 92.5% | FALSE | 192 | 2 | 2 | 19 | 2 | FALSE | FALSE | TRUE | 0.39223 | 0.36158 | 0.24256 | 0.96247 | 0.073737 | 2.0326 | 0.39223 | 0.36158 | 0.24256 | 0.96247 | 0.073737 | 2.0326 | 0 | 0 | 0 | 0 | 0 | 0 | 0.0093555 | 0.0080727 | 0.006332 | 0.027498 | 0.0018863 | 0.053145 | 0.40158 | 0.36965 | 0.24889 | 0.98996 | 0.075624 | 2.0857 | 20% | 20% | 20% | 20% | 20% | 0.40651 | 0.40651 | 0.40651 | 0.40651 | 0.40651 | 2.0326 | 0.40651 | 0.40651 | 0.40651 | 0.40651 | 0.40651 | 2.0326 | 0 | 0 | 0 | 0 | 0 | 0 | 0.010629 | 0.010629 | 0.010629 | 0.010629 | 0.010629 | 0.053145 | 0.41714 | 0.41714 | 0.41714 | 0.41714 | 0.41714 | 2.0857 | FALSE | 0% | 0% | 0% | 0% | 0% | 0% | FALSE | 0% | 0% | 0% | 0% | 0% | FALSE | 0% | 0% | 0% | 0% | 0% | 0% | 0% | 0% | N/A | N/A
| 495 | Wagga 2020 Audit Recommended Cap Works - reviewed and prioritised | TRUE | Labour | Buildings | 100% | Non-network - Other | Property | Fleet & Property | N/A | Wagga Depot | N/A | N/A | N/A | No | 0% | Safety security & reliability | Buildings | 7.5% | FALSE | 193 | 1 | 1 | 19 | 1 | FALSE | FALSE | TRUE | 0 | 0.013717 | 0.1655 | 0.025857 | 0 | 0.20507 | 0 | 0.013683 | 0.16735 | 0.026315 | 0 | 0.20735 | 0 | 0 | 0 | 0 | 0 | 0 | 0 | 0.00030548 | 0.0043688 | 0.00075185 | 0 | 0.0054261 | 0 | 0.013988 | 0.17172 | 0.027067 | 0 | 0.21278 | 20% | 20% | 20% | 20% | 20% | 0.041015 | 0.041015 | 0.041015 | 0.041015 | 0.041015 | 0.20507 | 0.04147 | 0.04147 | 0.04147 | 0.04147 | 0.04147 | 0.20735 | 0 | 0 | 0 | 0 | 0 | 0 | 0.0010852 | 0.0010852 | 0.0010852 | 0.0010852 | 0.0010852 | 0.0054261 | 0.042556 | 0.042556 | 0.042556 | 0.042556 | 0.042556 | 0.21278 | FALSE | 0% | 0% | 0% | 0% | 0% | 0% | FALSE | 0% | 0% | 0% | 0% | 0% | FALSE | 0% | 0% | 0% | 0% | 0% | 0% | 0% | 0% | N/A | N/A
| 496 | Wagga 2020 Audit Recommended Cap Works - reviewed and prioritised | TRUE | Non-Labour | Buildings | 100% | Non-network - Other | Property | Fleet & Property | N/A | Wagga Depot | N/A | N/A | N/A | No | 0% | Safety security & reliability | Buildings | 92.5% | FALSE | 193 | 2 | 2 | 19 | 2 | FALSE | FALSE | TRUE | 0 | 0.16918 | 2.0412 | 0.3189 | 0 | 2.5293 | 0 | 0.16918 | 2.0412 | 0.3189 | 0 | 2.5293 | 0 | 0 | 0 | 0 | 0 | 0 | 0 | 0.0037772 | 0.053285 | 0.0091113 | 0 | 0.066173 | 0 | 0.17296 | 2.0945 | 0.32802 | 0 | 2.5954 | 20% | 20% | 20% | 20% | 20% | 0.50585 | 0.50585 | 0.50585 | 0.50585 | 0.50585 | 2.5293 | 0.50585 | 0.50585 | 0.50585 | 0.50585 | 0.50585 | 2.5293 | 0 | 0 | 0 | 0 | 0 | 0 | 0.013235 | 0.013235 | 0.013235 | 0.013235 | 0.013235 | 0.066173 | 0.51909 | 0.51909 | 0.51909 | 0.51909 | 0.51909 | 2.5954 | FALSE | 0% | 0% | 0% | 0% | 0% | 0% | FALSE | 0% | 0% | 0% | 0% | 0% | FALSE | 0% | 0% | 0% | 0% | 0% | 0% | 0% | 0% | N/A | N/A
| 497 | Property leases | FALSE | Labour | Leasehold Land and Property | 100% | Non-network - Other | Property | Fleet & Property | N/A | Other Property | N/A | N/A | N/A | N/A | 0% | N/A | Leasehold Land and Property | 0% | FALSE | 194 | 1 | 1 | 11 | 1 | FALSE | FALSE | TRUE | 0 | 0 | 0 | 0 | 0 | 0 | 0 | 0 | 0 | 0 | 0 | 0 | 0 | 0 | 0 | 0 | 0 | 0 | 0 | 0 | 0 | 0 | 0 | 0 | 0 | 0 | 0 | 0 | 0 | 0 | 0% | 0% | 0% | 0% | 0% | 0 | 0 | 0 | 0 | 0 | 0 | 0 | 0 | 0 | 0 | 0 | 0 | 0 | 0 | 0 | 0 | 0 | 0 | 0 | 0 | 0 | 0 | 0 | 0 | 0 | 0 | 0 | 0 | 0 | 0 | FALSE | 0% | 0% | 0% | 0% | 0% | 0% | FALSE | 0% | 0% | 0% | 0% | 0% | FALSE | 0% | 0% | 0% | 0% | 0% | 0% | 0% | 0% | N/A | N/A
| 498 | Property leases | FALSE | Non-Labour | Leasehold Land and Property | 100% | Non-network - Other | Property | Fleet & Property | N/A | Other Property | N/A | N/A | N/A | N/A | 0% | N/A | Leasehold Land and Property | 100% | FALSE | 194 | 2 | 2 | 11 | 2 | FALSE | FALSE | TRUE | 0.065393 | 0.74664 | 0 | 0.66329 | 2.3444 | 3.8198 | 0.065393 | 0.74664 | 0 | 0.66329 | 2.3444 | 3.8198 | 0 | 0 | 0 | 0 | 0 | 0 | 0.0015598 | 0.01667 | 0 | 0.018951 | 0.059975 | 0.097156 | 0.066953 | 0.76331 | 0 | 0.68225 | 2.4044 | 3.9169 | 0% | 0% | 0% | 0% | 0% | 0.065393 | 0.74664 | 0 | 0.66329 | 2.3444 | 3.8198 | 0.065393 | 0.74664 | 0 | 0.66329 | 2.3444 | 3.8198 | 0 | 0 | 0 | 0 | 0 | 0 | 0.0015598 | 0.01667 | 0 | 0.018951 | 0.059975 | 0.097156 | 0.066953 | 0.76331 | 0 | 0.68225 | 2.4044 | 3.9169 | FALSE | 0% | 0% | 0% | 0% | 0% | 0% | FALSE | 0% | 0% | 0% | 0% | 0% | FALSE | 0% | 0% | 0% | 0% | 0% | 0% | 0% | 0% | N/A | N/A
| 499 | N/A | N/A | Labour | N/A | N/A | N/A | N/A | N/A | N/A | N/A | N/A | N/A | N/A | N/A | 0% | 0 | N/A | 0% | FALSE | N/A | 1 | N/A | N/A | 1 | FALSE | FALSE | TRUE | 0 | 0 | 0 | 0 | 0 | 0 | 0 | 0 | 0 | 0 | 0 | 0 | 0 | 0 | 0 | 0 | 0 | 0 | 0 | 0 | 0 | 0 | 0 | 0 | 0 | 0 | 0 | 0 | 0 | 0 | 0% | 0% | 0% | 0% | 0% | 0 | 0 | 0 | 0 | 0 | 0 | 0 | 0 | 0 | 0 | 0 | 0 | 0 | 0 | 0 | 0 | 0 | 0 | 0 | 0 | 0 | 0 | 0 | 0 | 0 | 0 | 0 | 0 | 0 | 0 | FALSE | 0% | 0% | 0% | 0% | 0% | 0% | FALSE | 0% | 0% | 0% | 0% | 0% | FALSE | 0% | 0% | 0% | 0% | 0% | 0% | 0% | 0% | N/A | N/A
| 500 | N/A | N/A | N/A | N/A | N/A | N/A | N/A | N/A | N/A | N/A | N/A | N/A | N/A | N/A | 0% | 0 | N/A | 0% | FALSE | N/A | N/A | N/A | N/A | N/A | FALSE | FALSE | TRUE | 0 | 0 | 0 | 0 | 0 | 0 | 0 | 0 | 0 | 0 | 0 | 0 | 0 | 0 | 0 | 0 | 0 | 0 | 0 | 0 | 0 | 0 | 0 | 0 | 0 | 0 | 0 | 0 | 0 | 0 | 0% | 0% | 0% | 0% | 0% | 0 | 0 | 0 | 0 | 0 | 0 | 0 | 0 | 0 | 0 | 0 | 0 | 0 | 0 | 0 | 0 | 0 | 0 | 0 | 0 | 0 | 0 | 0 | 0 | 0 | 0 | 0 | 0 | 0 | 0 | FALSE | 0% | 0% | 0% | 0% | 0% | 0% | FALSE | 0% | 0% | 0% | 0% | 0% | FALSE | 0% | 0% | 0% | 0% | 0% | 0% | 0% | 0% | N/A | N/A
| 501 | N/A | N/A | N/A | N/A | N/A | N/A | N/A | N/A | N/A | N/A | N/A | N/A | N/A | N/A | 0% | 0 | N/A | 0% | FALSE | N/A | N/A | N/A | N/A | N/A | FALSE | FALSE | TRUE | 0 | 0 | 0 | 0 | 0 | 0 | 0 | 0 | 0 | 0 | 0 | 0 | 0 | 0 | 0 | 0 | 0 | 0 | 0 | 0 | 0 | 0 | 0 | 0 | 0 | 0 | 0 | 0 | 0 | 0 | 0% | 0% | 0% | 0% | 0% | 0 | 0 | 0 | 0 | 0 | 0 | 0 | 0 | 0 | 0 | 0 | 0 | 0 | 0 | 0 | 0 | 0 | 0 | 0 | 0 | 0 | 0 | 0 | 0 | 0 | 0 | 0 | 0 | 0 | 0 | FALSE | 0% | 0% | 0% | 0% | 0% | 0% | FALSE | 0% | 0% | 0% | 0% | 0% | FALSE | 0% | 0% | 0% | 0% | 0% | 0% | 0% | 0% | N/A | N/A
| 502 | N/A | N/A | N/A | N/A | N/A | N/A | N/A | N/A | N/A | N/A | N/A | N/A | N/A | N/A | 0% | 0 | N/A | 0% | FALSE | N/A | N/A | N/A | N/A | N/A | FALSE | FALSE | TRUE | 0 | 0 | 0 | 0 | 0 | 0 | 0 | 0 | 0 | 0 | 0 | 0 | 0 | 0 | 0 | 0 | 0 | 0 | 0 | 0 | 0 | 0 | 0 | 0 | 0 | 0 | 0 | 0 | 0 | 0 | 0% | 0% | 0% | 0% | 0% | 0 | 0 | 0 | 0 | 0 | 0 | 0 | 0 | 0 | 0 | 0 | 0 | 0 | 0 | 0 | 0 | 0 | 0 | 0 | 0 | 0 | 0 | 0 | 0 | 0 | 0 | 0 | 0 | 0 | 0 | FALSE | 0% | 0% | 0% | 0% | 0% | 0% | FALSE | 0% | 0% | 0% | 0% | 0% | FALSE | 0% | 0% | 0% | 0% | 0% | 0% | 0% | 0% | N/A | N/A
| 503 | N/A | N/A | N/A | N/A | N/A | N/A | N/A | N/A | N/A | N/A | N/A | N/A | N/A | N/A | 0% | 0 | N/A | 0% | FALSE | N/A | N/A | N/A | N/A | N/A | FALSE | FALSE | TRUE | 0 | 0 | 0 | 0 | 0 | 0 | 0 | 0 | 0 | 0 | 0 | 0 | 0 | 0 | 0 | 0 | 0 | 0 | 0 | 0 | 0 | 0 | 0 | 0 | 0 | 0 | 0 | 0 | 0 | 0 | 0% | 0% | 0% | 0% | 0% | 0 | 0 | 0 | 0 | 0 | 0 | 0 | 0 | 0 | 0 | 0 | 0 | 0 | 0 | 0 | 0 | 0 | 0 | 0 | 0 | 0 | 0 | 0 | 0 | 0 | 0 | 0 | 0 | 0 | 0 | FALSE | 0% | 0% | 0% | 0% | 0% | 0% | FALSE | 0% | 0% | 0% | 0% | 0% | FALSE | 0% | 0% | 0% | 0% | 0% | 0% | 0% | 0% | N/A | N/A
| 504 | N/A | N/A | N/A | N/A | N/A | N/A | N/A | N/A | N/A | N/A | N/A | N/A | N/A | N/A | 0% | 0 | N/A | 0% | FALSE | N/A | N/A | N/A | N/A | N/A | FALSE | FALSE | TRUE | 0 | 0 | 0 | 0 | 0 | 0 | 0 | 0 | 0 | 0 | 0 | 0 | 0 | 0 | 0 | 0 | 0 | 0 | 0 | 0 | 0 | 0 | 0 | 0 | 0 | 0 | 0 | 0 | 0 | 0 | 0% | 0% | 0% | 0% | 0% | 0 | 0 | 0 | 0 | 0 | 0 | 0 | 0 | 0 | 0 | 0 | 0 | 0 | 0 | 0 | 0 | 0 | 0 | 0 | 0 | 0 | 0 | 0 | 0 | 0 | 0 | 0 | 0 | 0 | 0 | FALSE | 0% | 0% | 0% | 0% | 0% | 0% | FALSE | 0% | 0% | 0% | 0% | 0% | FALSE | 0% | 0% | 0% | 0% | 0% | 0% | 0% | 0% | N/A | N/A
| 505 | N/A | N/A | N/A | N/A | N/A | N/A | N/A | N/A | N/A | N/A | N/A | N/A | N/A | N/A | 0% | 0 | N/A | 0% | FALSE | N/A | N/A | N/A | N/A | N/A | FALSE | FALSE | TRUE | 0 | 0 | 0 | 0 | 0 | 0 | 0 | 0 | 0 | 0 | 0 | 0 | 0 | 0 | 0 | 0 | 0 | 0 | 0 | 0 | 0 | 0 | 0 | 0 | 0 | 0 | 0 | 0 | 0 | 0 | 0% | 0% | 0% | 0% | 0% | 0 | 0 | 0 | 0 | 0 | 0 | 0 | 0 | 0 | 0 | 0 | 0 | 0 | 0 | 0 | 0 | 0 | 0 | 0 | 0 | 0 | 0 | 0 | 0 | 0 | 0 | 0 | 0 | 0 | 0 | FALSE | 0% | 0% | 0% | 0% | 0% | 0% | FALSE | 0% | 0% | 0% | 0% | 0% | FALSE | 0% | 0% | 0% | 0% | 0% | 0% | 0% | 0% | N/A | N/A
| 506 | N/A | N/A | N/A | N/A | N/A | N/A | N/A | N/A | N/A | N/A | N/A | N/A | N/A | N/A | 0% | 0 | N/A | 0% | FALSE | N/A | N/A | N/A | N/A | N/A | FALSE | FALSE | TRUE | 0 | 0 | 0 | 0 | 0 | 0 | 0 | 0 | 0 | 0 | 0 | 0 | 0 | 0 | 0 | 0 | 0 | 0 | 0 | 0 | 0 | 0 | 0 | 0 | 0 | 0 | 0 | 0 | 0 | 0 | 0% | 0% | 0% | 0% | 0% | 0 | 0 | 0 | 0 | 0 | 0 | 0 | 0 | 0 | 0 | 0 | 0 | 0 | 0 | 0 | 0 | 0 | 0 | 0 | 0 | 0 | 0 | 0 | 0 | 0 | 0 | 0 | 0 | 0 | 0 | FALSE | 0% | 0% | 0% | 0% | 0% | 0% | FALSE | 0% | 0% | 0% | 0% | 0% | FALSE | 0% | 0% | 0% | 0% | 0% | 0% | 0% | 0% | N/A | N/A
| 507 | N/A | N/A | N/A | N/A | N/A | N/A | N/A | N/A | N/A | N/A | N/A | N/A | N/A | N/A | 0% | 0 | N/A | 0% | FALSE | N/A | N/A | N/A | N/A | N/A | FALSE | FALSE | TRUE | 0 | 0 | 0 | 0 | 0 | 0 | 0 | 0 | 0 | 0 | 0 | 0 | 0 | 0 | 0 | 0 | 0 | 0 | 0 | 0 | 0 | 0 | 0 | 0 | 0 | 0 | 0 | 0 | 0 | 0 | 0% | 0% | 0% | 0% | 0% | 0 | 0 | 0 | 0 | 0 | 0 | 0 | 0 | 0 | 0 | 0 | 0 | 0 | 0 | 0 | 0 | 0 | 0 | 0 | 0 | 0 | 0 | 0 | 0 | 0 | 0 | 0 | 0 | 0 | 0 | FALSE | 0% | 0% | 0% | 0% | 0% | 0% | FALSE | 0% | 0% | 0% | 0% | 0% | FALSE | 0% | 0% | 0% | 0% | 0% | 0% | 0% | 0% | N/A | N/A
| 508 | N/A | N/A | N/A | N/A | N/A | N/A | N/A | N/A | N/A | N/A | N/A | N/A | N/A | N/A | 0% | 0 | N/A | 0% | FALSE | N/A | N/A | N/A | N/A | N/A | FALSE | FALSE | TRUE | 0 | 0 | 0 | 0 | 0 | 0 | 0 | 0 | 0 | 0 | 0 | 0 | 0 | 0 | 0 | 0 | 0 | 0 | 0 | 0 | 0 | 0 | 0 | 0 | 0 | 0 | 0 | 0 | 0 | 0 | 0% | 0% | 0% | 0% | 0% | 0 | 0 | 0 | 0 | 0 | 0 | 0 | 0 | 0 | 0 | 0 | 0 | 0 | 0 | 0 | 0 | 0 | 0 | 0 | 0 | 0 | 0 | 0 | 0 | 0 | 0 | 0 | 0 | 0 | 0 | FALSE | 0% | 0% | 0% | 0% | 0% | 0% | FALSE | 0% | 0% | 0% | 0% | 0% | FALSE | 0% | 0% | 0% | 0% | 0% | 0% | 0% | 0% | N/A | N/A
| 509 | N/A | N/A | N/A | N/A | N/A | N/A | N/A | N/A | N/A | N/A | N/A | N/A | N/A | N/A | 0% | 0 | N/A | 0% | FALSE | N/A | N/A | N/A | N/A | N/A | FALSE | FALSE | TRUE | 0 | 0 | 0 | 0 | 0 | 0 | 0 | 0 | 0 | 0 | 0 | 0 | 0 | 0 | 0 | 0 | 0 | 0 | 0 | 0 | 0 | 0 | 0 | 0 | 0 | 0 | 0 | 0 | 0 | 0 | 0% | 0% | 0% | 0% | 0% | 0 | 0 | 0 | 0 | 0 | 0 | 0 | 0 | 0 | 0 | 0 | 0 | 0 | 0 | 0 | 0 | 0 | 0 | 0 | 0 | 0 | 0 | 0 | 0 | 0 | 0 | 0 | 0 | 0 | 0 | FALSE | 0% | 0% | 0% | 0% | 0% | 0% | FALSE | 0% | 0% | 0% | 0% | 0% | FALSE | 0% | 0% | 0% | 0% | 0% | 0% | 0% | 0% | N/A | N/A
| 510 | N/A | N/A | N/A | N/A | N/A | N/A | N/A | N/A | N/A | N/A | N/A | N/A | N/A | N/A | 0% | 0 | N/A | 0% | FALSE | N/A | N/A | N/A | N/A | N/A | FALSE | FALSE | TRUE | 0 | 0 | 0 | 0 | 0 | 0 | 0 | 0 | 0 | 0 | 0 | 0 | 0 | 0 | 0 | 0 | 0 | 0 | 0 | 0 | 0 | 0 | 0 | 0 | 0 | 0 | 0 | 0 | 0 | 0 | 0% | 0% | 0% | 0% | 0% | 0 | 0 | 0 | 0 | 0 | 0 | 0 | 0 | 0 | 0 | 0 | 0 | 0 | 0 | 0 | 0 | 0 | 0 | 0 | 0 | 0 | 0 | 0 | 0 | 0 | 0 | 0 | 0 | 0 | 0 | FALSE | 0% | 0% | 0% | 0% | 0% | 0% | FALSE | 0% | 0% | 0% | 0% | 0% | FALSE | 0% | 0% | 0% | 0% | 0% | 0% | 0% | 0% | N/A | N/A
| 511 | N/A | N/A | N/A | N/A | N/A | N/A | N/A | N/A | N/A | N/A | N/A | N/A | N/A | N/A | 0% | 0 | N/A | 0% | FALSE | N/A | N/A | N/A | N/A | N/A | FALSE | FALSE | TRUE | 0 | 0 | 0 | 0 | 0 | 0 | 0 | 0 | 0 | 0 | 0 | 0 | 0 | 0 | 0 | 0 | 0 | 0 | 0 | 0 | 0 | 0 | 0 | 0 | 0 | 0 | 0 | 0 | 0 | 0 | 0% | 0% | 0% | 0% | 0% | 0 | 0 | 0 | 0 | 0 | 0 | 0 | 0 | 0 | 0 | 0 | 0 | 0 | 0 | 0 | 0 | 0 | 0 | 0 | 0 | 0 | 0 | 0 | 0 | 0 | 0 | 0 | 0 | 0 | 0 | FALSE | 0% | 0% | 0% | 0% | 0% | 0% | FALSE | 0% | 0% | 0% | 0% | 0% | FALSE | 0% | 0% | 0% | 0% | 0% | 0% | 0% | 0% | N/A | N/A
| 512 | N/A | N/A | N/A | N/A | N/A | N/A | N/A | N/A | N/A | N/A | N/A | N/A | N/A | N/A | 0% | 0 | N/A | 0% | FALSE | N/A | N/A | N/A | N/A | N/A | FALSE | FALSE | TRUE | 0 | 0 | 0 | 0 | 0 | 0 | 0 | 0 | 0 | 0 | 0 | 0 | 0 | 0 | 0 | 0 | 0 | 0 | 0 | 0 | 0 | 0 | 0 | 0 | 0 | 0 | 0 | 0 | 0 | 0 | 0% | 0% | 0% | 0% | 0% | 0 | 0 | 0 | 0 | 0 | 0 | 0 | 0 | 0 | 0 | 0 | 0 | 0 | 0 | 0 | 0 | 0 | 0 | 0 | 0 | 0 | 0 | 0 | 0 | 0 | 0 | 0 | 0 | 0 | 0 | FALSE | 0% | 0% | 0% | 0% | 0% | 0% | FALSE | 0% | 0% | 0% | 0% | 0% | FALSE | 0% | 0% | 0% | 0% | 0% | 0% | 0% | 0% | N/A | N/A
| 513 | N/A | N/A | N/A | N/A | N/A | N/A | N/A | N/A | N/A | N/A | N/A | N/A | N/A | N/A | 0% | 0 | N/A | 0% | FALSE | N/A | N/A | N/A | N/A | N/A | FALSE | FALSE | TRUE | 0 | 0 | 0 | 0 | 0 | 0 | 0 | 0 | 0 | 0 | 0 | 0 | 0 | 0 | 0 | 0 | 0 | 0 | 0 | 0 | 0 | 0 | 0 | 0 | 0 | 0 | 0 | 0 | 0 | 0 | 0% | 0% | 0% | 0% | 0% | 0 | 0 | 0 | 0 | 0 | 0 | 0 | 0 | 0 | 0 | 0 | 0 | 0 | 0 | 0 | 0 | 0 | 0 | 0 | 0 | 0 | 0 | 0 | 0 | 0 | 0 | 0 | 0 | 0 | 0 | FALSE | 0% | 0% | 0% | 0% | 0% | 0% | FALSE | 0% | 0% | 0% | 0% | 0% | FALSE | 0% | 0% | 0% | 0% | 0% | 0% | 0% | 0% | N/A | N/A
| 514 | N/A | N/A | N/A | N/A | N/A | N/A | N/A | N/A | N/A | N/A | N/A | N/A | N/A | N/A | 0% | 0 | N/A | 0% | FALSE | N/A | N/A | N/A | N/A | N/A | FALSE | FALSE | TRUE | 0 | 0 | 0 | 0 | 0 | 0 | 0 | 0 | 0 | 0 | 0 | 0 | 0 | 0 | 0 | 0 | 0 | 0 | 0 | 0 | 0 | 0 | 0 | 0 | 0 | 0 | 0 | 0 | 0 | 0 | 0% | 0% | 0% | 0% | 0% | 0 | 0 | 0 | 0 | 0 | 0 | 0 | 0 | 0 | 0 | 0 | 0 | 0 | 0 | 0 | 0 | 0 | 0 | 0 | 0 | 0 | 0 | 0 | 0 | 0 | 0 | 0 | 0 | 0 | 0 | FALSE | 0% | 0% | 0% | 0% | 0% | 0% | FALSE | 0% | 0% | 0% | 0% | 0% | FALSE | 0% | 0% | 0% | 0% | 0% | 0% | 0% | 0% | N/A | N/A
| 515 | N/A | N/A | N/A | N/A | N/A | N/A | N/A | N/A | N/A | N/A | N/A | N/A | N/A | N/A | 0% | 0 | N/A | 0% | FALSE | N/A | N/A | N/A | N/A | N/A | FALSE | FALSE | TRUE | 0 | 0 | 0 | 0 | 0 | 0 | 0 | 0 | 0 | 0 | 0 | 0 | 0 | 0 | 0 | 0 | 0 | 0 | 0 | 0 | 0 | 0 | 0 | 0 | 0 | 0 | 0 | 0 | 0 | 0 | 0% | 0% | 0% | 0% | 0% | 0 | 0 | 0 | 0 | 0 | 0 | 0 | 0 | 0 | 0 | 0 | 0 | 0 | 0 | 0 | 0 | 0 | 0 | 0 | 0 | 0 | 0 | 0 | 0 | 0 | 0 | 0 | 0 | 0 | 0 | FALSE | 0% | 0% | 0% | 0% | 0% | 0% | FALSE | 0% | 0% | 0% | 0% | 0% | FALSE | 0% | 0% | 0% | 0% | 0% | 0% | 0% | 0% | N/A | N/A
| 516 | N/A | N/A | N/A | N/A | N/A | N/A | N/A | N/A | N/A | N/A | N/A | N/A | N/A | N/A | 0% | 0 | N/A | 0% | FALSE | N/A | N/A | N/A | N/A | N/A | FALSE | FALSE | TRUE | 0 | 0 | 0 | 0 | 0 | 0 | 0 | 0 | 0 | 0 | 0 | 0 | 0 | 0 | 0 | 0 | 0 | 0 | 0 | 0 | 0 | 0 | 0 | 0 | 0 | 0 | 0 | 0 | 0 | 0 | 0% | 0% | 0% | 0% | 0% | 0 | 0 | 0 | 0 | 0 | 0 | 0 | 0 | 0 | 0 | 0 | 0 | 0 | 0 | 0 | 0 | 0 | 0 | 0 | 0 | 0 | 0 | 0 | 0 | 0 | 0 | 0 | 0 | 0 | 0 | FALSE | 0% | 0% | 0% | 0% | 0% | 0% | FALSE | 0% | 0% | 0% | 0% | 0% | FALSE | 0% | 0% | 0% | 0% | 0% | 0% | 0% | 0% | N/A | N/A
| 517 | N/A | N/A | N/A | N/A | N/A | N/A | N/A | N/A | N/A | N/A | N/A | N/A | N/A | N/A | 0% | 0 | N/A | 0% | FALSE | N/A | N/A | N/A | N/A | N/A | FALSE | FALSE | TRUE | 0 | 0 | 0 | 0 | 0 | 0 | 0 | 0 | 0 | 0 | 0 | 0 | 0 | 0 | 0 | 0 | 0 | 0 | 0 | 0 | 0 | 0 | 0 | 0 | 0 | 0 | 0 | 0 | 0 | 0 | 0% | 0% | 0% | 0% | 0% | 0 | 0 | 0 | 0 | 0 | 0 | 0 | 0 | 0 | 0 | 0 | 0 | 0 | 0 | 0 | 0 | 0 | 0 | 0 | 0 | 0 | 0 | 0 | 0 | 0 | 0 | 0 | 0 | 0 | 0 | FALSE | 0% | 0% | 0% | 0% | 0% | 0% | FALSE | 0% | 0% | 0% | 0% | 0% | FALSE | 0% | 0% | 0% | 0% | 0% | 0% | 0% | 0% | N/A | N/A
| 518 | N/A | N/A | N/A | N/A | N/A | N/A | N/A | N/A | N/A | N/A | N/A | N/A | N/A | N/A | 0% | 0 | N/A | 0% | FALSE | N/A | N/A | N/A | N/A | N/A | FALSE | FALSE | TRUE | 0 | 0 | 0 | 0 | 0 | 0 | 0 | 0 | 0 | 0 | 0 | 0 | 0 | 0 | 0 | 0 | 0 | 0 | 0 | 0 | 0 | 0 | 0 | 0 | 0 | 0 | 0 | 0 | 0 | 0 | 0% | 0% | 0% | 0% | 0% | 0 | 0 | 0 | 0 | 0 | 0 | 0 | 0 | 0 | 0 | 0 | 0 | 0 | 0 | 0 | 0 | 0 | 0 | 0 | 0 | 0 | 0 | 0 | 0 | 0 | 0 | 0 | 0 | 0 | 0 | FALSE | 0% | 0% | 0% | 0% | 0% | 0% | FALSE | 0% | 0% | 0% | 0% | 0% | FALSE | 0% | 0% | 0% | 0% | 0% | 0% | 0% | 0% | N/A | N/A
| 519 | N/A | N/A | N/A | N/A | N/A | N/A | N/A | N/A | N/A | N/A | N/A | N/A | N/A | N/A | 0% | 0 | N/A | 0% | FALSE | N/A | N/A | N/A | N/A | N/A | FALSE | FALSE | TRUE | 0 | 0 | 0 | 0 | 0 | 0 | 0 | 0 | 0 | 0 | 0 | 0 | 0 | 0 | 0 | 0 | 0 | 0 | 0 | 0 | 0 | 0 | 0 | 0 | 0 | 0 | 0 | 0 | 0 | 0 | 0% | 0% | 0% | 0% | 0% | 0 | 0 | 0 | 0 | 0 | 0 | 0 | 0 | 0 | 0 | 0 | 0 | 0 | 0 | 0 | 0 | 0 | 0 | 0 | 0 | 0 | 0 | 0 | 0 | 0 | 0 | 0 | 0 | 0 | 0 | FALSE | 0% | 0% | 0% | 0% | 0% | 0% | FALSE | 0% | 0% | 0% | 0% | 0% | FALSE | 0% | 0% | 0% | 0% | 0% | 0% | 0% | 0% | N/A | N/A
| 520 | N/A | N/A | N/A | N/A | N/A | N/A | N/A | N/A | N/A | N/A | N/A | N/A | N/A | N/A | 0% | 0 | N/A | 0% | FALSE | N/A | N/A | N/A | N/A | N/A | FALSE | FALSE | TRUE | 0 | 0 | 0 | 0 | 0 | 0 | 0 | 0 | 0 | 0 | 0 | 0 | 0 | 0 | 0 | 0 | 0 | 0 | 0 | 0 | 0 | 0 | 0 | 0 | 0 | 0 | 0 | 0 | 0 | 0 | 0% | 0% | 0% | 0% | 0% | 0 | 0 | 0 | 0 | 0 | 0 | 0 | 0 | 0 | 0 | 0 | 0 | 0 | 0 | 0 | 0 | 0 | 0 | 0 | 0 | 0 | 0 | 0 | 0 | 0 | 0 | 0 | 0 | 0 | 0 | FALSE | 0% | 0% | 0% | 0% | 0% | 0% | FALSE | 0% | 0% | 0% | 0% | 0% | FALSE | 0% | 0% | 0% | 0% | 0% | 0% | 0% | 0% | N/A | N/A
| 521 | N/A | N/A | N/A | N/A | N/A | N/A | N/A | N/A | N/A | N/A | N/A | N/A | N/A | N/A | 0% | 0 | N/A | 0% | FALSE | N/A | N/A | N/A | N/A | N/A | FALSE | FALSE | TRUE | 0 | 0 | 0 | 0 | 0 | 0 | 0 | 0 | 0 | 0 | 0 | 0 | 0 | 0 | 0 | 0 | 0 | 0 | 0 | 0 | 0 | 0 | 0 | 0 | 0 | 0 | 0 | 0 | 0 | 0 | 0% | 0% | 0% | 0% | 0% | 0 | 0 | 0 | 0 | 0 | 0 | 0 | 0 | 0 | 0 | 0 | 0 | 0 | 0 | 0 | 0 | 0 | 0 | 0 | 0 | 0 | 0 | 0 | 0 | 0 | 0 | 0 | 0 | 0 | 0 | FALSE | 0% | 0% | 0% | 0% | 0% | 0% | FALSE | 0% | 0% | 0% | 0% | 0% | FALSE | 0% | 0% | 0% | 0% | 0% | 0% | 0% | 0% | N/A | N/A
| 522 | N/A | N/A | N/A | N/A | N/A | N/A | N/A | N/A | N/A | N/A | N/A | N/A | N/A | N/A | 0% | 0 | N/A | 0% | FALSE | N/A | N/A | N/A | N/A | N/A | FALSE | FALSE | TRUE | 0 | 0 | 0 | 0 | 0 | 0 | 0 | 0 | 0 | 0 | 0 | 0 | 0 | 0 | 0 | 0 | 0 | 0 | 0 | 0 | 0 | 0 | 0 | 0 | 0 | 0 | 0 | 0 | 0 | 0 | 0% | 0% | 0% | 0% | 0% | 0 | 0 | 0 | 0 | 0 | 0 | 0 | 0 | 0 | 0 | 0 | 0 | 0 | 0 | 0 | 0 | 0 | 0 | 0 | 0 | 0 | 0 | 0 | 0 | 0 | 0 | 0 | 0 | 0 | 0 | FALSE | 0% | 0% | 0% | 0% | 0% | 0% | FALSE | 0% | 0% | 0% | 0% | 0% | FALSE | 0% | 0% | 0% | 0% | 0% | 0% | 0% | 0% | N/A | N/A
| 523 | N/A | N/A | N/A | N/A | N/A | N/A | N/A | N/A | N/A | N/A | N/A | N/A | N/A | N/A | 0% | 0 | N/A | 0% | FALSE | N/A | N/A | N/A | N/A | N/A | FALSE | FALSE | TRUE | 0 | 0 | 0 | 0 | 0 | 0 | 0 | 0 | 0 | 0 | 0 | 0 | 0 | 0 | 0 | 0 | 0 | 0 | 0 | 0 | 0 | 0 | 0 | 0 | 0 | 0 | 0 | 0 | 0 | 0 | 0% | 0% | 0% | 0% | 0% | 0 | 0 | 0 | 0 | 0 | 0 | 0 | 0 | 0 | 0 | 0 | 0 | 0 | 0 | 0 | 0 | 0 | 0 | 0 | 0 | 0 | 0 | 0 | 0 | 0 | 0 | 0 | 0 | 0 | 0 | FALSE | 0% | 0% | 0% | 0% | 0% | 0% | FALSE | 0% | 0% | 0% | 0% | 0% | FALSE | 0% | 0% | 0% | 0% | 0% | 0% | 0% | 0% | N/A | N/A
| 524 | N/A | N/A | N/A | N/A | N/A | N/A | N/A | N/A | N/A | N/A | N/A | N/A | N/A | N/A | 0% | 0 | N/A | 0% | FALSE | N/A | N/A | N/A | N/A | N/A | FALSE | FALSE | TRUE | 0 | 0 | 0 | 0 | 0 | 0 | 0 | 0 | 0 | 0 | 0 | 0 | 0 | 0 | 0 | 0 | 0 | 0 | 0 | 0 | 0 | 0 | 0 | 0 | 0 | 0 | 0 | 0 | 0 | 0 | 0% | 0% | 0% | 0% | 0% | 0 | 0 | 0 | 0 | 0 | 0 | 0 | 0 | 0 | 0 | 0 | 0 | 0 | 0 | 0 | 0 | 0 | 0 | 0 | 0 | 0 | 0 | 0 | 0 | 0 | 0 | 0 | 0 | 0 | 0 | FALSE | 0% | 0% | 0% | 0% | 0% | 0% | FALSE | 0% | 0% | 0% | 0% | 0% | FALSE | 0% | 0% | 0% | 0% | 0% | 0% | 0% | 0% | N/A | N/A
| 525 | N/A | N/A | N/A | N/A | N/A | N/A | N/A | N/A | N/A | N/A | N/A | N/A | N/A | N/A | 0% | 0 | N/A | 0% | FALSE | N/A | N/A | N/A | N/A | N/A | FALSE | FALSE | TRUE | 0 | 0 | 0 | 0 | 0 | 0 | 0 | 0 | 0 | 0 | 0 | 0 | 0 | 0 | 0 | 0 | 0 | 0 | 0 | 0 | 0 | 0 | 0 | 0 | 0 | 0 | 0 | 0 | 0 | 0 | 0% | 0% | 0% | 0% | 0% | 0 | 0 | 0 | 0 | 0 | 0 | 0 | 0 | 0 | 0 | 0 | 0 | 0 | 0 | 0 | 0 | 0 | 0 | 0 | 0 | 0 | 0 | 0 | 0 | 0 | 0 | 0 | 0 | 0 | 0 | FALSE | 0% | 0% | 0% | 0% | 0% | 0% | FALSE | 0% | 0% | 0% | 0% | 0% | FALSE | 0% | 0% | 0% | 0% | 0% | 0% | 0% | 0% | N/A | N/A
| 526 | N/A | N/A | N/A | N/A | N/A | N/A | N/A | N/A | N/A | N/A | N/A | N/A | N/A | N/A | 0% | 0 | N/A | 0% | FALSE | N/A | N/A | N/A | N/A | N/A | FALSE | FALSE | TRUE | 0 | 0 | 0 | 0 | 0 | 0 | 0 | 0 | 0 | 0 | 0 | 0 | 0 | 0 | 0 | 0 | 0 | 0 | 0 | 0 | 0 | 0 | 0 | 0 | 0 | 0 | 0 | 0 | 0 | 0 | 0% | 0% | 0% | 0% | 0% | 0 | 0 | 0 | 0 | 0 | 0 | 0 | 0 | 0 | 0 | 0 | 0 | 0 | 0 | 0 | 0 | 0 | 0 | 0 | 0 | 0 | 0 | 0 | 0 | 0 | 0 | 0 | 0 | 0 | 0 | FALSE | 0% | 0% | 0% | 0% | 0% | 0% | FALSE | 0% | 0% | 0% | 0% | 0% | FALSE | 0% | 0% | 0% | 0% | 0% | 0% | 0% | 0% | N/A | N/A
| 527 | N/A | N/A | N/A | N/A | N/A | N/A | N/A | N/A | N/A | N/A | N/A | N/A | N/A | N/A | 0% | 0 | N/A | 0% | FALSE | N/A | N/A | N/A | N/A | N/A | FALSE | FALSE | TRUE | 0 | 0 | 0 | 0 | 0 | 0 | 0 | 0 | 0 | 0 | 0 | 0 | 0 | 0 | 0 | 0 | 0 | 0 | 0 | 0 | 0 | 0 | 0 | 0 | 0 | 0 | 0 | 0 | 0 | 0 | 0% | 0% | 0% | 0% | 0% | 0 | 0 | 0 | 0 | 0 | 0 | 0 | 0 | 0 | 0 | 0 | 0 | 0 | 0 | 0 | 0 | 0 | 0 | 0 | 0 | 0 | 0 | 0 | 0 | 0 | 0 | 0 | 0 | 0 | 0 | FALSE | 0% | 0% | 0% | 0% | 0% | 0% | FALSE | 0% | 0% | 0% | 0% | 0% | FALSE | 0% | 0% | 0% | 0% | 0% | 0% | 0% | 0% | N/A | N/A
| 528 | N/A | N/A | N/A | N/A | N/A | N/A | N/A | N/A | N/A | N/A | N/A | N/A | N/A | N/A | 0% | 0 | N/A | 0% | FALSE | N/A | N/A | N/A | N/A | N/A | FALSE | FALSE | TRUE | 0 | 0 | 0 | 0 | 0 | 0 | 0 | 0 | 0 | 0 | 0 | 0 | 0 | 0 | 0 | 0 | 0 | 0 | 0 | 0 | 0 | 0 | 0 | 0 | 0 | 0 | 0 | 0 | 0 | 0 | 0% | 0% | 0% | 0% | 0% | 0 | 0 | 0 | 0 | 0 | 0 | 0 | 0 | 0 | 0 | 0 | 0 | 0 | 0 | 0 | 0 | 0 | 0 | 0 | 0 | 0 | 0 | 0 | 0 | 0 | 0 | 0 | 0 | 0 | 0 | FALSE | 0% | 0% | 0% | 0% | 0% | 0% | FALSE | 0% | 0% | 0% | 0% | 0% | FALSE | 0% | 0% | 0% | 0% | 0% | 0% | 0% | 0% | N/A | N/A
| 529 | N/A | N/A | N/A | N/A | N/A | N/A | N/A | N/A | N/A | N/A | N/A | N/A | N/A | N/A | 0% | 0 | N/A | 0% | FALSE | N/A | N/A | N/A | N/A | N/A | FALSE | FALSE | TRUE | 0 | 0 | 0 | 0 | 0 | 0 | 0 | 0 | 0 | 0 | 0 | 0 | 0 | 0 | 0 | 0 | 0 | 0 | 0 | 0 | 0 | 0 | 0 | 0 | 0 | 0 | 0 | 0 | 0 | 0 | 0% | 0% | 0% | 0% | 0% | 0 | 0 | 0 | 0 | 0 | 0 | 0 | 0 | 0 | 0 | 0 | 0 | 0 | 0 | 0 | 0 | 0 | 0 | 0 | 0 | 0 | 0 | 0 | 0 | 0 | 0 | 0 | 0 | 0 | 0 | FALSE | 0% | 0% | 0% | 0% | 0% | 0% | FALSE | 0% | 0% | 0% | 0% | 0% | FALSE | 0% | 0% | 0% | 0% | 0% | 0% | 0% | 0% | N/A | N/A
| 530 | N/A | N/A | N/A | N/A | N/A | N/A | N/A | N/A | N/A | N/A | N/A | N/A | N/A | N/A | 0% | 0 | N/A | 0% | FALSE | N/A | N/A | N/A | N/A | N/A | FALSE | FALSE | TRUE | 0 | 0 | 0 | 0 | 0 | 0 | 0 | 0 | 0 | 0 | 0 | 0 | 0 | 0 | 0 | 0 | 0 | 0 | 0 | 0 | 0 | 0 | 0 | 0 | 0 | 0 | 0 | 0 | 0 | 0 | 0% | 0% | 0% | 0% | 0% | 0 | 0 | 0 | 0 | 0 | 0 | 0 | 0 | 0 | 0 | 0 | 0 | 0 | 0 | 0 | 0 | 0 | 0 | 0 | 0 | 0 | 0 | 0 | 0 | 0 | 0 | 0 | 0 | 0 | 0 | FALSE | 0% | 0% | 0% | 0% | 0% | 0% | FALSE | 0% | 0% | 0% | 0% | 0% | FALSE | 0% | 0% | 0% | 0% | 0% | 0% | 0% | 0% | N/A | N/A
| 531 | N/A | N/A | N/A | N/A | N/A | N/A | N/A | N/A | N/A | N/A | N/A | N/A | N/A | N/A | 0% | 0 | N/A | 0% | FALSE | N/A | N/A | N/A | N/A | N/A | FALSE | FALSE | TRUE | 0 | 0 | 0 | 0 | 0 | 0 | 0 | 0 | 0 | 0 | 0 | 0 | 0 | 0 | 0 | 0 | 0 | 0 | 0 | 0 | 0 | 0 | 0 | 0 | 0 | 0 | 0 | 0 | 0 | 0 | 0% | 0% | 0% | 0% | 0% | 0 | 0 | 0 | 0 | 0 | 0 | 0 | 0 | 0 | 0 | 0 | 0 | 0 | 0 | 0 | 0 | 0 | 0 | 0 | 0 | 0 | 0 | 0 | 0 | 0 | 0 | 0 | 0 | 0 | 0 | FALSE | 0% | 0% | 0% | 0% | 0% | 0% | FALSE | 0% | 0% | 0% | 0% | 0% | FALSE | 0% | 0% | 0% | 0% | 0% | 0% | 0% | 0% | N/A | N/A
| 532 | N/A | N/A | N/A | N/A | N/A | N/A | N/A | N/A | N/A | N/A | N/A | N/A | N/A | N/A | 0% | 0 | N/A | 0% | FALSE | N/A | N/A | N/A | N/A | N/A | FALSE | FALSE | TRUE | 0 | 0 | 0 | 0 | 0 | 0 | 0 | 0 | 0 | 0 | 0 | 0 | 0 | 0 | 0 | 0 | 0 | 0 | 0 | 0 | 0 | 0 | 0 | 0 | 0 | 0 | 0 | 0 | 0 | 0 | 0% | 0% | 0% | 0% | 0% | 0 | 0 | 0 | 0 | 0 | 0 | 0 | 0 | 0 | 0 | 0 | 0 | 0 | 0 | 0 | 0 | 0 | 0 | 0 | 0 | 0 | 0 | 0 | 0 | 0 | 0 | 0 | 0 | 0 | 0 | FALSE | 0% | 0% | 0% | 0% | 0% | 0% | FALSE | 0% | 0% | 0% | 0% | 0% | FALSE | 0% | 0% | 0% | 0% | 0% | 0% | 0% | 0% | N/A | N/A
| 533 | N/A | N/A | N/A | N/A | N/A | N/A | N/A | N/A | N/A | N/A | N/A | N/A | N/A | N/A | 0% | 0 | N/A | 0% | FALSE | N/A | N/A | N/A | N/A | N/A | FALSE | FALSE | TRUE | 0 | 0 | 0 | 0 | 0 | 0 | 0 | 0 | 0 | 0 | 0 | 0 | 0 | 0 | 0 | 0 | 0 | 0 | 0 | 0 | 0 | 0 | 0 | 0 | 0 | 0 | 0 | 0 | 0 | 0 | 0% | 0% | 0% | 0% | 0% | 0 | 0 | 0 | 0 | 0 | 0 | 0 | 0 | 0 | 0 | 0 | 0 | 0 | 0 | 0 | 0 | 0 | 0 | 0 | 0 | 0 | 0 | 0 | 0 | 0 | 0 | 0 | 0 | 0 | 0 | FALSE | 0% | 0% | 0% | 0% | 0% | 0% | FALSE | 0% | 0% | 0% | 0% | 0% | FALSE | 0% | 0% | 0% | 0% | 0% | 0% | 0% | 0% | N/A | N/A
| 534 | N/A | N/A | N/A | N/A | N/A | N/A | N/A | N/A | N/A | N/A | N/A | N/A | N/A | N/A | 0% | 0 | N/A | 0% | FALSE | N/A | N/A | N/A | N/A | N/A | FALSE | FALSE | TRUE | 0 | 0 | 0 | 0 | 0 | 0 | 0 | 0 | 0 | 0 | 0 | 0 | 0 | 0 | 0 | 0 | 0 | 0 | 0 | 0 | 0 | 0 | 0 | 0 | 0 | 0 | 0 | 0 | 0 | 0 | 0% | 0% | 0% | 0% | 0% | 0 | 0 | 0 | 0 | 0 | 0 | 0 | 0 | 0 | 0 | 0 | 0 | 0 | 0 | 0 | 0 | 0 | 0 | 0 | 0 | 0 | 0 | 0 | 0 | 0 | 0 | 0 | 0 | 0 | 0 | FALSE | 0% | 0% | 0% | 0% | 0% | 0% | FALSE | 0% | 0% | 0% | 0% | 0% | FALSE | 0% | 0% | 0% | 0% | 0% | 0% | 0% | 0% | N/A | N/A
| 535 | N/A | N/A | N/A | N/A | N/A | N/A | N/A | N/A | N/A | N/A | N/A | N/A | N/A | N/A | 0% | 0 | N/A | 0% | FALSE | N/A | N/A | N/A | N/A | N/A | FALSE | FALSE | TRUE | 0 | 0 | 0 | 0 | 0 | 0 | 0 | 0 | 0 | 0 | 0 | 0 | 0 | 0 | 0 | 0 | 0 | 0 | 0 | 0 | 0 | 0 | 0 | 0 | 0 | 0 | 0 | 0 | 0 | 0 | 0% | 0% | 0% | 0% | 0% | 0 | 0 | 0 | 0 | 0 | 0 | 0 | 0 | 0 | 0 | 0 | 0 | 0 | 0 | 0 | 0 | 0 | 0 | 0 | 0 | 0 | 0 | 0 | 0 | 0 | 0 | 0 | 0 | 0 | 0 | FALSE | 0% | 0% | 0% | 0% | 0% | 0% | FALSE | 0% | 0% | 0% | 0% | 0% | FALSE | 0% | 0% | 0% | 0% | 0% | 0% | 0% | 0% | N/A | N/A
| 536 | N/A | N/A | N/A | N/A | N/A | N/A | N/A | N/A | N/A | N/A | N/A | N/A | N/A | N/A | 0% | 0 | N/A | 0% | FALSE | N/A | N/A | N/A | N/A | N/A | FALSE | FALSE | TRUE | 0 | 0 | 0 | 0 | 0 | 0 | 0 | 0 | 0 | 0 | 0 | 0 | 0 | 0 | 0 | 0 | 0 | 0 | 0 | 0 | 0 | 0 | 0 | 0 | 0 | 0 | 0 | 0 | 0 | 0 | 0% | 0% | 0% | 0% | 0% | 0 | 0 | 0 | 0 | 0 | 0 | 0 | 0 | 0 | 0 | 0 | 0 | 0 | 0 | 0 | 0 | 0 | 0 | 0 | 0 | 0 | 0 | 0 | 0 | 0 | 0 | 0 | 0 | 0 | 0 | FALSE | 0% | 0% | 0% | 0% | 0% | 0% | FALSE | 0% | 0% | 0% | 0% | 0% | FALSE | 0% | 0% | 0% | 0% | 0% | 0% | 0% | 0% | N/A | N/A
| 537 | N/A | N/A | N/A | N/A | N/A | N/A | N/A | N/A | N/A | N/A | N/A | N/A | N/A | N/A | 0% | 0 | N/A | 0% | FALSE | N/A | N/A | N/A | N/A | N/A | FALSE | FALSE | TRUE | 0 | 0 | 0 | 0 | 0 | 0 | 0 | 0 | 0 | 0 | 0 | 0 | 0 | 0 | 0 | 0 | 0 | 0 | 0 | 0 | 0 | 0 | 0 | 0 | 0 | 0 | 0 | 0 | 0 | 0 | 0% | 0% | 0% | 0% | 0% | 0 | 0 | 0 | 0 | 0 | 0 | 0 | 0 | 0 | 0 | 0 | 0 | 0 | 0 | 0 | 0 | 0 | 0 | 0 | 0 | 0 | 0 | 0 | 0 | 0 | 0 | 0 | 0 | 0 | 0 | FALSE | 0% | 0% | 0% | 0% | 0% | 0% | FALSE | 0% | 0% | 0% | 0% | 0% | FALSE | 0% | 0% | 0% | 0% | 0% | 0% | 0% | 0% | N/A | N/A
| 538 | N/A | N/A | N/A | N/A | N/A | N/A | N/A | N/A | N/A | N/A | N/A | N/A | N/A | N/A | 0% | 0 | N/A | 0% | FALSE | N/A | N/A | N/A | N/A | N/A | FALSE | FALSE | TRUE | 0 | 0 | 0 | 0 | 0 | 0 | 0 | 0 | 0 | 0 | 0 | 0 | 0 | 0 | 0 | 0 | 0 | 0 | 0 | 0 | 0 | 0 | 0 | 0 | 0 | 0 | 0 | 0 | 0 | 0 | 0% | 0% | 0% | 0% | 0% | 0 | 0 | 0 | 0 | 0 | 0 | 0 | 0 | 0 | 0 | 0 | 0 | 0 | 0 | 0 | 0 | 0 | 0 | 0 | 0 | 0 | 0 | 0 | 0 | 0 | 0 | 0 | 0 | 0 | 0 | FALSE | 0% | 0% | 0% | 0% | 0% | 0% | FALSE | 0% | 0% | 0% | 0% | 0% | FALSE | 0% | 0% | 0% | 0% | 0% | 0% | 0% | 0% | N/A | N/A
| 539 | N/A | N/A | N/A | N/A | N/A | N/A | N/A | N/A | N/A | N/A | N/A | N/A | N/A | N/A | 0% | 0 | N/A | 0% | FALSE | N/A | N/A | N/A | N/A | N/A | FALSE | FALSE | TRUE | 0 | 0 | 0 | 0 | 0 | 0 | 0 | 0 | 0 | 0 | 0 | 0 | 0 | 0 | 0 | 0 | 0 | 0 | 0 | 0 | 0 | 0 | 0 | 0 | 0 | 0 | 0 | 0 | 0 | 0 | 0% | 0% | 0% | 0% | 0% | 0 | 0 | 0 | 0 | 0 | 0 | 0 | 0 | 0 | 0 | 0 | 0 | 0 | 0 | 0 | 0 | 0 | 0 | 0 | 0 | 0 | 0 | 0 | 0 | 0 | 0 | 0 | 0 | 0 | 0 | FALSE | 0% | 0% | 0% | 0% | 0% | 0% | FALSE | 0% | 0% | 0% | 0% | 0% | FALSE | 0% | 0% | 0% | 0% | 0% | 0% | 0% | 0% | N/A | N/A
| 540 | N/A | N/A | N/A | N/A | N/A | N/A | N/A | N/A | N/A | N/A | N/A | N/A | N/A | N/A | 0% | 0 | N/A | 0% | FALSE | N/A | N/A | N/A | N/A | N/A | FALSE | FALSE | TRUE | 0 | 0 | 0 | 0 | 0 | 0 | 0 | 0 | 0 | 0 | 0 | 0 | 0 | 0 | 0 | 0 | 0 | 0 | 0 | 0 | 0 | 0 | 0 | 0 | 0 | 0 | 0 | 0 | 0 | 0 | 0% | 0% | 0% | 0% | 0% | 0 | 0 | 0 | 0 | 0 | 0 | 0 | 0 | 0 | 0 | 0 | 0 | 0 | 0 | 0 | 0 | 0 | 0 | 0 | 0 | 0 | 0 | 0 | 0 | 0 | 0 | 0 | 0 | 0 | 0 | FALSE | 0% | 0% | 0% | 0% | 0% | 0% | FALSE | 0% | 0% | 0% | 0% | 0% | FALSE | 0% | 0% | 0% | 0% | 0% | 0% | 0% | 0% | N/A | N/A
| 541 | N/A | N/A | N/A | N/A | N/A | N/A | N/A | N/A | N/A | N/A | N/A | N/A | N/A | N/A | 0% | 0 | N/A | 0% | FALSE | N/A | N/A | N/A | N/A | N/A | FALSE | FALSE | TRUE | 0 | 0 | 0 | 0 | 0 | 0 | 0 | 0 | 0 | 0 | 0 | 0 | 0 | 0 | 0 | 0 | 0 | 0 | 0 | 0 | 0 | 0 | 0 | 0 | 0 | 0 | 0 | 0 | 0 | 0 | 0% | 0% | 0% | 0% | 0% | 0 | 0 | 0 | 0 | 0 | 0 | 0 | 0 | 0 | 0 | 0 | 0 | 0 | 0 | 0 | 0 | 0 | 0 | 0 | 0 | 0 | 0 | 0 | 0 | 0 | 0 | 0 | 0 | 0 | 0 | FALSE | 0% | 0% | 0% | 0% | 0% | 0% | FALSE | 0% | 0% | 0% | 0% | 0% | FALSE | 0% | 0% | 0% | 0% | 0% | 0% | 0% | 0% | N/A | N/A
| 542 | N/A | N/A | N/A | N/A | N/A | N/A | N/A | N/A | N/A | N/A | N/A | N/A | N/A | N/A | 0% | 0 | N/A | 0% | FALSE | N/A | N/A | N/A | N/A | N/A | FALSE | FALSE | TRUE | 0 | 0 | 0 | 0 | 0 | 0 | 0 | 0 | 0 | 0 | 0 | 0 | 0 | 0 | 0 | 0 | 0 | 0 | 0 | 0 | 0 | 0 | 0 | 0 | 0 | 0 | 0 | 0 | 0 | 0 | 0% | 0% | 0% | 0% | 0% | 0 | 0 | 0 | 0 | 0 | 0 | 0 | 0 | 0 | 0 | 0 | 0 | 0 | 0 | 0 | 0 | 0 | 0 | 0 | 0 | 0 | 0 | 0 | 0 | 0 | 0 | 0 | 0 | 0 | 0 | FALSE | 0% | 0% | 0% | 0% | 0% | 0% | FALSE | 0% | 0% | 0% | 0% | 0% | FALSE | 0% | 0% | 0% | 0% | 0% | 0% | 0% | 0% | N/A | N/A
| 543 | N/A | N/A | N/A | N/A | N/A | N/A | N/A | N/A | N/A | N/A | N/A | N/A | N/A | N/A | 0% | 0 | N/A | 0% | FALSE | N/A | N/A | N/A | N/A | N/A | FALSE | FALSE | TRUE | 0 | 0 | 0 | 0 | 0 | 0 | 0 | 0 | 0 | 0 | 0 | 0 | 0 | 0 | 0 | 0 | 0 | 0 | 0 | 0 | 0 | 0 | 0 | 0 | 0 | 0 | 0 | 0 | 0 | 0 | 0% | 0% | 0% | 0% | 0% | 0 | 0 | 0 | 0 | 0 | 0 | 0 | 0 | 0 | 0 | 0 | 0 | 0 | 0 | 0 | 0 | 0 | 0 | 0 | 0 | 0 | 0 | 0 | 0 | 0 | 0 | 0 | 0 | 0 | 0 | FALSE | 0% | 0% | 0% | 0% | 0% | 0% | FALSE | 0% | 0% | 0% | 0% | 0% | FALSE | 0% | 0% | 0% | 0% | 0% | 0% | 0% | 0% | N/A | N/A
| 544 | N/A | N/A | N/A | N/A | N/A | N/A | N/A | N/A | N/A | N/A | N/A | N/A | N/A | N/A | 0% | 0 | N/A | 0% | FALSE | N/A | N/A | N/A | N/A | N/A | FALSE | FALSE | TRUE | 0 | 0 | 0 | 0 | 0 | 0 | 0 | 0 | 0 | 0 | 0 | 0 | 0 | 0 | 0 | 0 | 0 | 0 | 0 | 0 | 0 | 0 | 0 | 0 | 0 | 0 | 0 | 0 | 0 | 0 | 0% | 0% | 0% | 0% | 0% | 0 | 0 | 0 | 0 | 0 | 0 | 0 | 0 | 0 | 0 | 0 | 0 | 0 | 0 | 0 | 0 | 0 | 0 | 0 | 0 | 0 | 0 | 0 | 0 | 0 | 0 | 0 | 0 | 0 | 0 | FALSE | 0% | 0% | 0% | 0% | 0% | 0% | FALSE | 0% | 0% | 0% | 0% | 0% | FALSE | 0% | 0% | 0% | 0% | 0% | 0% | 0% | 0% | N/A | N/A
| 545 | N/A | N/A | N/A | N/A | N/A | N/A | N/A | N/A | N/A | N/A | N/A | N/A | N/A | N/A | 0% | 0 | N/A | 0% | FALSE | N/A | N/A | N/A | N/A | N/A | FALSE | FALSE | TRUE | 0 | 0 | 0 | 0 | 0 | 0 | 0 | 0 | 0 | 0 | 0 | 0 | 0 | 0 | 0 | 0 | 0 | 0 | 0 | 0 | 0 | 0 | 0 | 0 | 0 | 0 | 0 | 0 | 0 | 0 | 0% | 0% | 0% | 0% | 0% | 0 | 0 | 0 | 0 | 0 | 0 | 0 | 0 | 0 | 0 | 0 | 0 | 0 | 0 | 0 | 0 | 0 | 0 | 0 | 0 | 0 | 0 | 0 | 0 | 0 | 0 | 0 | 0 | 0 | 0 | FALSE | 0% | 0% | 0% | 0% | 0% | 0% | FALSE | 0% | 0% | 0% | 0% | 0% | FALSE | 0% | 0% | 0% | 0% | 0% | 0% | 0% | 0% | N/A | N/A
| 546 | N/A | N/A | N/A | N/A | N/A | N/A | N/A | N/A | N/A | N/A | N/A | N/A | N/A | N/A | 0% | 0 | N/A | 0% | FALSE | N/A | N/A | N/A | N/A | N/A | FALSE | FALSE | TRUE | 0 | 0 | 0 | 0 | 0 | 0 | 0 | 0 | 0 | 0 | 0 | 0 | 0 | 0 | 0 | 0 | 0 | 0 | 0 | 0 | 0 | 0 | 0 | 0 | 0 | 0 | 0 | 0 | 0 | 0 | 0% | 0% | 0% | 0% | 0% | 0 | 0 | 0 | 0 | 0 | 0 | 0 | 0 | 0 | 0 | 0 | 0 | 0 | 0 | 0 | 0 | 0 | 0 | 0 | 0 | 0 | 0 | 0 | 0 | 0 | 0 | 0 | 0 | 0 | 0 | FALSE | 0% | 0% | 0% | 0% | 0% | 0% | FALSE | 0% | 0% | 0% | 0% | 0% | FALSE | 0% | 0% | 0% | 0% | 0% | 0% | 0% | 0% | N/A | N/A
| 547 | N/A | N/A | N/A | N/A | N/A | N/A | N/A | N/A | N/A | N/A | N/A | N/A | N/A | N/A | 0% | 0 | N/A | 0% | FALSE | N/A | N/A | N/A | N/A | N/A | FALSE | FALSE | TRUE | 0 | 0 | 0 | 0 | 0 | 0 | 0 | 0 | 0 | 0 | 0 | 0 | 0 | 0 | 0 | 0 | 0 | 0 | 0 | 0 | 0 | 0 | 0 | 0 | 0 | 0 | 0 | 0 | 0 | 0 | 0% | 0% | 0% | 0% | 0% | 0 | 0 | 0 | 0 | 0 | 0 | 0 | 0 | 0 | 0 | 0 | 0 | 0 | 0 | 0 | 0 | 0 | 0 | 0 | 0 | 0 | 0 | 0 | 0 | 0 | 0 | 0 | 0 | 0 | 0 | FALSE | 0% | 0% | 0% | 0% | 0% | 0% | FALSE | 0% | 0% | 0% | 0% | 0% | FALSE | 0% | 0% | 0% | 0% | 0% | 0% | 0% | 0% | N/A | N/A
| 548 | N/A | N/A | N/A | N/A | N/A | N/A | N/A | N/A | N/A | N/A | N/A | N/A | N/A | N/A | 0% | 0 | N/A | 0% | FALSE | N/A | N/A | N/A | N/A | N/A | FALSE | FALSE | TRUE | 0 | 0 | 0 | 0 | 0 | 0 | 0 | 0 | 0 | 0 | 0 | 0 | 0 | 0 | 0 | 0 | 0 | 0 | 0 | 0 | 0 | 0 | 0 | 0 | 0 | 0 | 0 | 0 | 0 | 0 | 0% | 0% | 0% | 0% | 0% | 0 | 0 | 0 | 0 | 0 | 0 | 0 | 0 | 0 | 0 | 0 | 0 | 0 | 0 | 0 | 0 | 0 | 0 | 0 | 0 | 0 | 0 | 0 | 0 | 0 | 0 | 0 | 0 | 0 | 0 | FALSE | 0% | 0% | 0% | 0% | 0% | 0% | FALSE | 0% | 0% | 0% | 0% | 0% | FALSE | 0% | 0% | 0% | 0% | 0% | 0% | 0% | 0% | N/A | N/A
| 549 | N/A | N/A | N/A | N/A | N/A | N/A | N/A | N/A | N/A | N/A | N/A | N/A | N/A | N/A | 0% | 0 | N/A | 0% | FALSE | N/A | N/A | N/A | N/A | N/A | FALSE | FALSE | TRUE | 0 | 0 | 0 | 0 | 0 | 0 | 0 | 0 | 0 | 0 | 0 | 0 | 0 | 0 | 0 | 0 | 0 | 0 | 0 | 0 | 0 | 0 | 0 | 0 | 0 | 0 | 0 | 0 | 0 | 0 | 0% | 0% | 0% | 0% | 0% | 0 | 0 | 0 | 0 | 0 | 0 | 0 | 0 | 0 | 0 | 0 | 0 | 0 | 0 | 0 | 0 | 0 | 0 | 0 | 0 | 0 | 0 | 0 | 0 | 0 | 0 | 0 | 0 | 0 | 0 | FALSE | 0% | 0% | 0% | 0% | 0% | 0% | FALSE | 0% | 0% | 0% | 0% | 0% | FALSE | 0% | 0% | 0% | 0% | 0% | 0% | 0% | 0% | N/A | N/A
| 550 | N/A | N/A | N/A | N/A | N/A | N/A | N/A | N/A | N/A | N/A | N/A | N/A | N/A | N/A | 0% | 0 | N/A | 0% | FALSE | N/A | N/A | N/A | N/A | N/A | FALSE | FALSE | TRUE | 0 | 0 | 0 | 0 | 0 | 0 | 0 | 0 | 0 | 0 | 0 | 0 | 0 | 0 | 0 | 0 | 0 | 0 | 0 | 0 | 0 | 0 | 0 | 0 | 0 | 0 | 0 | 0 | 0 | 0 | 0% | 0% | 0% | 0% | 0% | 0 | 0 | 0 | 0 | 0 | 0 | 0 | 0 | 0 | 0 | 0 | 0 | 0 | 0 | 0 | 0 | 0 | 0 | 0 | 0 | 0 | 0 | 0 | 0 | 0 | 0 | 0 | 0 | 0 | 0 | FALSE | 0% | 0% | 0% | 0% | 0% | 0% | FALSE | 0% | 0% | 0% | 0% | 0% | FALSE | 0% | 0% | 0% | 0% | 0% | 0% | 0% | 0% | N/A | N/A
| 551 | N/A | N/A | N/A | N/A | N/A | N/A | N/A | N/A | N/A | N/A | N/A | N/A | N/A | N/A | 0% | 0 | N/A | 0% | FALSE | N/A | N/A | N/A | N/A | N/A | FALSE | FALSE | TRUE | 0 | 0 | 0 | 0 | 0 | 0 | 0 | 0 | 0 | 0 | 0 | 0 | 0 | 0 | 0 | 0 | 0 | 0 | 0 | 0 | 0 | 0 | 0 | 0 | 0 | 0 | 0 | 0 | 0 | 0 | 0% | 0% | 0% | 0% | 0% | 0 | 0 | 0 | 0 | 0 | 0 | 0 | 0 | 0 | 0 | 0 | 0 | 0 | 0 | 0 | 0 | 0 | 0 | 0 | 0 | 0 | 0 | 0 | 0 | 0 | 0 | 0 | 0 | 0 | 0 | FALSE | 0% | 0% | 0% | 0% | 0% | 0% | FALSE | 0% | 0% | 0% | 0% | 0% | FALSE | 0% | 0% | 0% | 0% | 0% | 0% | 0% | 0% | N/A | N/A
| 552 | N/A | N/A | N/A | N/A | N/A | N/A | N/A | N/A | N/A | N/A | N/A | N/A | N/A | N/A | 0% | 0 | N/A | 0% | FALSE | N/A | N/A | N/A | N/A | N/A | FALSE | FALSE | TRUE | 0 | 0 | 0 | 0 | 0 | 0 | 0 | 0 | 0 | 0 | 0 | 0 | 0 | 0 | 0 | 0 | 0 | 0 | 0 | 0 | 0 | 0 | 0 | 0 | 0 | 0 | 0 | 0 | 0 | 0 | 0% | 0% | 0% | 0% | 0% | 0 | 0 | 0 | 0 | 0 | 0 | 0 | 0 | 0 | 0 | 0 | 0 | 0 | 0 | 0 | 0 | 0 | 0 | 0 | 0 | 0 | 0 | 0 | 0 | 0 | 0 | 0 | 0 | 0 | 0 | FALSE | 0% | 0% | 0% | 0% | 0% | 0% | FALSE | 0% | 0% | 0% | 0% | 0% | FALSE | 0% | 0% | 0% | 0% | 0% | 0% | 0% | 0% | N/A | N/A
| 553 | N/A | N/A | N/A | N/A | N/A | N/A | N/A | N/A | N/A | N/A | N/A | N/A | N/A | N/A | 0% | 0 | N/A | 0% | FALSE | N/A | N/A | N/A | N/A | N/A | FALSE | FALSE | TRUE | 0 | 0 | 0 | 0 | 0 | 0 | 0 | 0 | 0 | 0 | 0 | 0 | 0 | 0 | 0 | 0 | 0 | 0 | 0 | 0 | 0 | 0 | 0 | 0 | 0 | 0 | 0 | 0 | 0 | 0 | 0% | 0% | 0% | 0% | 0% | 0 | 0 | 0 | 0 | 0 | 0 | 0 | 0 | 0 | 0 | 0 | 0 | 0 | 0 | 0 | 0 | 0 | 0 | 0 | 0 | 0 | 0 | 0 | 0 | 0 | 0 | 0 | 0 | 0 | 0 | FALSE | 0% | 0% | 0% | 0% | 0% | 0% | FALSE | 0% | 0% | 0% | 0% | 0% | FALSE | 0% | 0% | 0% | 0% | 0% | 0% | 0% | 0% | N/A | N/A
| 554 | N/A | N/A | N/A | N/A | N/A | N/A | N/A | N/A | N/A | N/A | N/A | N/A | N/A | N/A | 0% | 0 | N/A | 0% | FALSE | N/A | N/A | N/A | N/A | N/A | FALSE | FALSE | TRUE | 0 | 0 | 0 | 0 | 0 | 0 | 0 | 0 | 0 | 0 | 0 | 0 | 0 | 0 | 0 | 0 | 0 | 0 | 0 | 0 | 0 | 0 | 0 | 0 | 0 | 0 | 0 | 0 | 0 | 0 | 0% | 0% | 0% | 0% | 0% | 0 | 0 | 0 | 0 | 0 | 0 | 0 | 0 | 0 | 0 | 0 | 0 | 0 | 0 | 0 | 0 | 0 | 0 | 0 | 0 | 0 | 0 | 0 | 0 | 0 | 0 | 0 | 0 | 0 | 0 | FALSE | 0% | 0% | 0% | 0% | 0% | 0% | FALSE | 0% | 0% | 0% | 0% | 0% | FALSE | 0% | 0% | 0% | 0% | 0% | 0% | 0% | 0% | N/A | N/A
| 555 | N/A | N/A | N/A | N/A | N/A | N/A | N/A | N/A | N/A | N/A | N/A | N/A | N/A | N/A | 0% | 0 | N/A | 0% | FALSE | N/A | N/A | N/A | N/A | N/A | FALSE | FALSE | TRUE | 0 | 0 | 0 | 0 | 0 | 0 | 0 | 0 | 0 | 0 | 0 | 0 | 0 | 0 | 0 | 0 | 0 | 0 | 0 | 0 | 0 | 0 | 0 | 0 | 0 | 0 | 0 | 0 | 0 | 0 | 0% | 0% | 0% | 0% | 0% | 0 | 0 | 0 | 0 | 0 | 0 | 0 | 0 | 0 | 0 | 0 | 0 | 0 | 0 | 0 | 0 | 0 | 0 | 0 | 0 | 0 | 0 | 0 | 0 | 0 | 0 | 0 | 0 | 0 | 0 | FALSE | 0% | 0% | 0% | 0% | 0% | 0% | FALSE | 0% | 0% | 0% | 0% | 0% | FALSE | 0% | 0% | 0% | 0% | 0% | 0% | 0% | 0% | N/A | N/A
| 556 | N/A | N/A | N/A | N/A | N/A | N/A | N/A | N/A | N/A | N/A | N/A | N/A | N/A | N/A | 0% | 0 | N/A | 0% | FALSE | N/A | N/A | N/A | N/A | N/A | FALSE | FALSE | TRUE | 0 | 0 | 0 | 0 | 0 | 0 | 0 | 0 | 0 | 0 | 0 | 0 | 0 | 0 | 0 | 0 | 0 | 0 | 0 | 0 | 0 | 0 | 0 | 0 | 0 | 0 | 0 | 0 | 0 | 0 | 0% | 0% | 0% | 0% | 0% | 0 | 0 | 0 | 0 | 0 | 0 | 0 | 0 | 0 | 0 | 0 | 0 | 0 | 0 | 0 | 0 | 0 | 0 | 0 | 0 | 0 | 0 | 0 | 0 | 0 | 0 | 0 | 0 | 0 | 0 | FALSE | 0% | 0% | 0% | 0% | 0% | 0% | FALSE | 0% | 0% | 0% | 0% | 0% | FALSE | 0% | 0% | 0% | 0% | 0% | 0% | 0% | 0% | N/A | N/A
| 557 | N/A | N/A | N/A | N/A | N/A | N/A | N/A | N/A | N/A | N/A | N/A | N/A | N/A | N/A | 0% | 0 | N/A | 0% | FALSE | N/A | N/A | N/A | N/A | N/A | FALSE | FALSE | TRUE | 0 | 0 | 0 | 0 | 0 | 0 | 0 | 0 | 0 | 0 | 0 | 0 | 0 | 0 | 0 | 0 | 0 | 0 | 0 | 0 | 0 | 0 | 0 | 0 | 0 | 0 | 0 | 0 | 0 | 0 | 0% | 0% | 0% | 0% | 0% | 0 | 0 | 0 | 0 | 0 | 0 | 0 | 0 | 0 | 0 | 0 | 0 | 0 | 0 | 0 | 0 | 0 | 0 | 0 | 0 | 0 | 0 | 0 | 0 | 0 | 0 | 0 | 0 | 0 | 0 | FALSE | 0% | 0% | 0% | 0% | 0% | 0% | FALSE | 0% | 0% | 0% | 0% | 0% | FALSE | 0% | 0% | 0% | 0% | 0% | 0% | 0% | 0% | N/A | N/A
| 558 | N/A | N/A | N/A | N/A | N/A | N/A | N/A | N/A | N/A | N/A | N/A | N/A | N/A | N/A | 0% | 0 | N/A | 0% | FALSE | N/A | N/A | N/A | N/A | N/A | FALSE | FALSE | TRUE | 0 | 0 | 0 | 0 | 0 | 0 | 0 | 0 | 0 | 0 | 0 | 0 | 0 | 0 | 0 | 0 | 0 | 0 | 0 | 0 | 0 | 0 | 0 | 0 | 0 | 0 | 0 | 0 | 0 | 0 | 0% | 0% | 0% | 0% | 0% | 0 | 0 | 0 | 0 | 0 | 0 | 0 | 0 | 0 | 0 | 0 | 0 | 0 | 0 | 0 | 0 | 0 | 0 | 0 | 0 | 0 | 0 | 0 | 0 | 0 | 0 | 0 | 0 | 0 | 0 | FALSE | 0% | 0% | 0% | 0% | 0% | 0% | FALSE | 0% | 0% | 0% | 0% | 0% | FALSE | 0% | 0% | 0% | 0% | 0% | 0% | 0% | 0% | N/A | N/A
| 559 | N/A | N/A | N/A | N/A | N/A | N/A | N/A | N/A | N/A | N/A | N/A | N/A | N/A | N/A | 0% | 0 | N/A | 0% | FALSE | N/A | N/A | N/A | N/A | N/A | FALSE | FALSE | TRUE | 0 | 0 | 0 | 0 | 0 | 0 | 0 | 0 | 0 | 0 | 0 | 0 | 0 | 0 | 0 | 0 | 0 | 0 | 0 | 0 | 0 | 0 | 0 | 0 | 0 | 0 | 0 | 0 | 0 | 0 | 0% | 0% | 0% | 0% | 0% | 0 | 0 | 0 | 0 | 0 | 0 | 0 | 0 | 0 | 0 | 0 | 0 | 0 | 0 | 0 | 0 | 0 | 0 | 0 | 0 | 0 | 0 | 0 | 0 | 0 | 0 | 0 | 0 | 0 | 0 | FALSE | 0% | 0% | 0% | 0% | 0% | 0% | FALSE | 0% | 0% | 0% | 0% | 0% | FALSE | 0% | 0% | 0% | 0% | 0% | 0% | 0% | 0% | N/A | N/A
| 560 | N/A | N/A | N/A | N/A | N/A | N/A | N/A | N/A | N/A | N/A | N/A | N/A | N/A | N/A | 0% | 0 | N/A | 0% | FALSE | N/A | N/A | N/A | N/A | N/A | FALSE | FALSE | TRUE | 0 | 0 | 0 | 0 | 0 | 0 | 0 | 0 | 0 | 0 | 0 | 0 | 0 | 0 | 0 | 0 | 0 | 0 | 0 | 0 | 0 | 0 | 0 | 0 | 0 | 0 | 0 | 0 | 0 | 0 | 0% | 0% | 0% | 0% | 0% | 0 | 0 | 0 | 0 | 0 | 0 | 0 | 0 | 0 | 0 | 0 | 0 | 0 | 0 | 0 | 0 | 0 | 0 | 0 | 0 | 0 | 0 | 0 | 0 | 0 | 0 | 0 | 0 | 0 | 0 | FALSE | 0% | 0% | 0% | 0% | 0% | 0% | FALSE | 0% | 0% | 0% | 0% | 0% | FALSE | 0% | 0% | 0% | 0% | 0% | 0% | 0% | 0% | N/A | N/A
| 561 | N/A | N/A | N/A | N/A | N/A | N/A | N/A | N/A | N/A | N/A | N/A | N/A | N/A | N/A | 0% | 0 | N/A | 0% | FALSE | N/A | N/A | N/A | N/A | N/A | FALSE | FALSE | TRUE | 0 | 0 | 0 | 0 | 0 | 0 | 0 | 0 | 0 | 0 | 0 | 0 | 0 | 0 | 0 | 0 | 0 | 0 | 0 | 0 | 0 | 0 | 0 | 0 | 0 | 0 | 0 | 0 | 0 | 0 | 0% | 0% | 0% | 0% | 0% | 0 | 0 | 0 | 0 | 0 | 0 | 0 | 0 | 0 | 0 | 0 | 0 | 0 | 0 | 0 | 0 | 0 | 0 | 0 | 0 | 0 | 0 | 0 | 0 | 0 | 0 | 0 | 0 | 0 | 0 | FALSE | 0% | 0% | 0% | 0% | 0% | 0% | FALSE | 0% | 0% | 0% | 0% | 0% | FALSE | 0% | 0% | 0% | 0% | 0% | 0% | 0% | 0% | N/A | N/A
| 562 | N/A | N/A | N/A | N/A | N/A | N/A | N/A | N/A | N/A | N/A | N/A | N/A | N/A | N/A | 0% | 0 | N/A | 0% | FALSE | N/A | N/A | N/A | N/A | N/A | FALSE | FALSE | TRUE | 0 | 0 | 0 | 0 | 0 | 0 | 0 | 0 | 0 | 0 | 0 | 0 | 0 | 0 | 0 | 0 | 0 | 0 | 0 | 0 | 0 | 0 | 0 | 0 | 0 | 0 | 0 | 0 | 0 | 0 | 0% | 0% | 0% | 0% | 0% | 0 | 0 | 0 | 0 | 0 | 0 | 0 | 0 | 0 | 0 | 0 | 0 | 0 | 0 | 0 | 0 | 0 | 0 | 0 | 0 | 0 | 0 | 0 | 0 | 0 | 0 | 0 | 0 | 0 | 0 | FALSE | 0% | 0% | 0% | 0% | 0% | 0% | FALSE | 0% | 0% | 0% | 0% | 0% | FALSE | 0% | 0% | 0% | 0% | 0% | 0% | 0% | 0% | N/A | N/A
| 563 | N/A | N/A | N/A | N/A | N/A | N/A | N/A | N/A | N/A | N/A | N/A | N/A | N/A | N/A | 0% | 0 | N/A | 0% | FALSE | N/A | N/A | N/A | N/A | N/A | FALSE | FALSE | TRUE | 0 | 0 | 0 | 0 | 0 | 0 | 0 | 0 | 0 | 0 | 0 | 0 | 0 | 0 | 0 | 0 | 0 | 0 | 0 | 0 | 0 | 0 | 0 | 0 | 0 | 0 | 0 | 0 | 0 | 0 | 0% | 0% | 0% | 0% | 0% | 0 | 0 | 0 | 0 | 0 | 0 | 0 | 0 | 0 | 0 | 0 | 0 | 0 | 0 | 0 | 0 | 0 | 0 | 0 | 0 | 0 | 0 | 0 | 0 | 0 | 0 | 0 | 0 | 0 | 0 | FALSE | 0% | 0% | 0% | 0% | 0% | 0% | FALSE | 0% | 0% | 0% | 0% | 0% | FALSE | 0% | 0% | 0% | 0% | 0% | 0% | 0% | 0% | N/A | N/A
| 564 | N/A | N/A | N/A | N/A | N/A | N/A | N/A | N/A | N/A | N/A | N/A | N/A | N/A | N/A | 0% | 0 | N/A | 0% | FALSE | N/A | N/A | N/A | N/A | N/A | FALSE | FALSE | TRUE | 0 | 0 | 0 | 0 | 0 | 0 | 0 | 0 | 0 | 0 | 0 | 0 | 0 | 0 | 0 | 0 | 0 | 0 | 0 | 0 | 0 | 0 | 0 | 0 | 0 | 0 | 0 | 0 | 0 | 0 | 0% | 0% | 0% | 0% | 0% | 0 | 0 | 0 | 0 | 0 | 0 | 0 | 0 | 0 | 0 | 0 | 0 | 0 | 0 | 0 | 0 | 0 | 0 | 0 | 0 | 0 | 0 | 0 | 0 | 0 | 0 | 0 | 0 | 0 | 0 | FALSE | 0% | 0% | 0% | 0% | 0% | 0% | FALSE | 0% | 0% | 0% | 0% | 0% | FALSE | 0% | 0% | 0% | 0% | 0% | 0% | 0% | 0% | N/A | N/A
| 565 | N/A | N/A | N/A | N/A | N/A | N/A | N/A | N/A | N/A | N/A | N/A | N/A | N/A | N/A | 0% | 0 | N/A | 0% | FALSE | N/A | N/A | N/A | N/A | N/A | FALSE | FALSE | TRUE | 0 | 0 | 0 | 0 | 0 | 0 | 0 | 0 | 0 | 0 | 0 | 0 | 0 | 0 | 0 | 0 | 0 | 0 | 0 | 0 | 0 | 0 | 0 | 0 | 0 | 0 | 0 | 0 | 0 | 0 | 0% | 0% | 0% | 0% | 0% | 0 | 0 | 0 | 0 | 0 | 0 | 0 | 0 | 0 | 0 | 0 | 0 | 0 | 0 | 0 | 0 | 0 | 0 | 0 | 0 | 0 | 0 | 0 | 0 | 0 | 0 | 0 | 0 | 0 | 0 | FALSE | 0% | 0% | 0% | 0% | 0% | 0% | FALSE | 0% | 0% | 0% | 0% | 0% | FALSE | 0% | 0% | 0% | 0% | 0% | 0% | 0% | 0% | N/A | N/A
| 566 | N/A | N/A | N/A | N/A | N/A | N/A | N/A | N/A | N/A | N/A | N/A | N/A | N/A | N/A | 0% | 0 | N/A | 0% | FALSE | N/A | N/A | N/A | N/A | N/A | FALSE | FALSE | TRUE | 0 | 0 | 0 | 0 | 0 | 0 | 0 | 0 | 0 | 0 | 0 | 0 | 0 | 0 | 0 | 0 | 0 | 0 | 0 | 0 | 0 | 0 | 0 | 0 | 0 | 0 | 0 | 0 | 0 | 0 | 0% | 0% | 0% | 0% | 0% | 0 | 0 | 0 | 0 | 0 | 0 | 0 | 0 | 0 | 0 | 0 | 0 | 0 | 0 | 0 | 0 | 0 | 0 | 0 | 0 | 0 | 0 | 0 | 0 | 0 | 0 | 0 | 0 | 0 | 0 | FALSE | 0% | 0% | 0% | 0% | 0% | 0% | FALSE | 0% | 0% | 0% | 0% | 0% | FALSE | 0% | 0% | 0% | 0% | 0% | 0% | 0% | 0% | N/A | N/A
| 567 | N/A | N/A | N/A | N/A | N/A | N/A | N/A | N/A | N/A | N/A | N/A | N/A | N/A | N/A | 0% | 0 | N/A | 0% | FALSE | N/A | N/A | N/A | N/A | N/A | FALSE | FALSE | TRUE | 0 | 0 | 0 | 0 | 0 | 0 | 0 | 0 | 0 | 0 | 0 | 0 | 0 | 0 | 0 | 0 | 0 | 0 | 0 | 0 | 0 | 0 | 0 | 0 | 0 | 0 | 0 | 0 | 0 | 0 | 0% | 0% | 0% | 0% | 0% | 0 | 0 | 0 | 0 | 0 | 0 | 0 | 0 | 0 | 0 | 0 | 0 | 0 | 0 | 0 | 0 | 0 | 0 | 0 | 0 | 0 | 0 | 0 | 0 | 0 | 0 | 0 | 0 | 0 | 0 | FALSE | 0% | 0% | 0% | 0% | 0% | 0% | FALSE | 0% | 0% | 0% | 0% | 0% | FALSE | 0% | 0% | 0% | 0% | 0% | 0% | 0% | 0% | N/A | N/A
| 568 | N/A | N/A | N/A | N/A | N/A | N/A | N/A | N/A | N/A | N/A | N/A | N/A | N/A | N/A | 0% | 0 | N/A | 0% | FALSE | N/A | N/A | N/A | N/A | N/A | FALSE | FALSE | TRUE | 0 | 0 | 0 | 0 | 0 | 0 | 0 | 0 | 0 | 0 | 0 | 0 | 0 | 0 | 0 | 0 | 0 | 0 | 0 | 0 | 0 | 0 | 0 | 0 | 0 | 0 | 0 | 0 | 0 | 0 | 0% | 0% | 0% | 0% | 0% | 0 | 0 | 0 | 0 | 0 | 0 | 0 | 0 | 0 | 0 | 0 | 0 | 0 | 0 | 0 | 0 | 0 | 0 | 0 | 0 | 0 | 0 | 0 | 0 | 0 | 0 | 0 | 0 | 0 | 0 | FALSE | 0% | 0% | 0% | 0% | 0% | 0% | FALSE | 0% | 0% | 0% | 0% | 0% | FALSE | 0% | 0% | 0% | 0% | 0% | 0% | 0% | 0% | N/A | N/A
| 569 | N/A | N/A | N/A | N/A | N/A | N/A | N/A | N/A | N/A | N/A | N/A | N/A | N/A | N/A | 0% | 0 | N/A | 0% | FALSE | N/A | N/A | N/A | N/A | N/A | FALSE | FALSE | TRUE | 0 | 0 | 0 | 0 | 0 | 0 | 0 | 0 | 0 | 0 | 0 | 0 | 0 | 0 | 0 | 0 | 0 | 0 | 0 | 0 | 0 | 0 | 0 | 0 | 0 | 0 | 0 | 0 | 0 | 0 | 0% | 0% | 0% | 0% | 0% | 0 | 0 | 0 | 0 | 0 | 0 | 0 | 0 | 0 | 0 | 0 | 0 | 0 | 0 | 0 | 0 | 0 | 0 | 0 | 0 | 0 | 0 | 0 | 0 | 0 | 0 | 0 | 0 | 0 | 0 | FALSE | 0% | 0% | 0% | 0% | 0% | 0% | FALSE | 0% | 0% | 0% | 0% | 0% | FALSE | 0% | 0% | 0% | 0% | 0% | 0% | 0% | 0% | N/A | N/A
| 570 | N/A | N/A | N/A | N/A | N/A | N/A | N/A | N/A | N/A | N/A | N/A | N/A | N/A | N/A | 0% | 0 | N/A | 0% | FALSE | N/A | N/A | N/A | N/A | N/A | FALSE | FALSE | TRUE | 0 | 0 | 0 | 0 | 0 | 0 | 0 | 0 | 0 | 0 | 0 | 0 | 0 | 0 | 0 | 0 | 0 | 0 | 0 | 0 | 0 | 0 | 0 | 0 | 0 | 0 | 0 | 0 | 0 | 0 | 0% | 0% | 0% | 0% | 0% | 0 | 0 | 0 | 0 | 0 | 0 | 0 | 0 | 0 | 0 | 0 | 0 | 0 | 0 | 0 | 0 | 0 | 0 | 0 | 0 | 0 | 0 | 0 | 0 | 0 | 0 | 0 | 0 | 0 | 0 | FALSE | 0% | 0% | 0% | 0% | 0% | 0% | FALSE | 0% | 0% | 0% | 0% | 0% | FALSE | 0% | 0% | 0% | 0% | 0% | 0% | 0% | 0% | N/A | N/A
| 571 | N/A | N/A | N/A | N/A | N/A | N/A | N/A | N/A | N/A | N/A | N/A | N/A | N/A | N/A | 0% | 0 | N/A | 0% | FALSE | N/A | N/A | N/A | N/A | N/A | FALSE | FALSE | TRUE | 0 | 0 | 0 | 0 | 0 | 0 | 0 | 0 | 0 | 0 | 0 | 0 | 0 | 0 | 0 | 0 | 0 | 0 | 0 | 0 | 0 | 0 | 0 | 0 | 0 | 0 | 0 | 0 | 0 | 0 | 0% | 0% | 0% | 0% | 0% | 0 | 0 | 0 | 0 | 0 | 0 | 0 | 0 | 0 | 0 | 0 | 0 | 0 | 0 | 0 | 0 | 0 | 0 | 0 | 0 | 0 | 0 | 0 | 0 | 0 | 0 | 0 | 0 | 0 | 0 | FALSE | 0% | 0% | 0% | 0% | 0% | 0% | FALSE | 0% | 0% | 0% | 0% | 0% | FALSE | 0% | 0% | 0% | 0% | 0% | 0% | 0% | 0% | N/A | N/A
| 572 | N/A | N/A | N/A | N/A | N/A | N/A | N/A | N/A | N/A | N/A | N/A | N/A | N/A | N/A | 0% | 0 | N/A | 0% | FALSE | N/A | N/A | N/A | N/A | N/A | FALSE | FALSE | TRUE | 0 | 0 | 0 | 0 | 0 | 0 | 0 | 0 | 0 | 0 | 0 | 0 | 0 | 0 | 0 | 0 | 0 | 0 | 0 | 0 | 0 | 0 | 0 | 0 | 0 | 0 | 0 | 0 | 0 | 0 | 0% | 0% | 0% | 0% | 0% | 0 | 0 | 0 | 0 | 0 | 0 | 0 | 0 | 0 | 0 | 0 | 0 | 0 | 0 | 0 | 0 | 0 | 0 | 0 | 0 | 0 | 0 | 0 | 0 | 0 | 0 | 0 | 0 | 0 | 0 | FALSE | 0% | 0% | 0% | 0% | 0% | 0% | FALSE | 0% | 0% | 0% | 0% | 0% | FALSE | 0% | 0% | 0% | 0% | 0% | 0% | 0% | 0% | N/A | N/A
| 573 | N/A | N/A | N/A | N/A | N/A | N/A | N/A | N/A | N/A | N/A | N/A | N/A | N/A | N/A | 0% | 0 | N/A | 0% | FALSE | N/A | N/A | N/A | N/A | N/A | FALSE | FALSE | TRUE | 0 | 0 | 0 | 0 | 0 | 0 | 0 | 0 | 0 | 0 | 0 | 0 | 0 | 0 | 0 | 0 | 0 | 0 | 0 | 0 | 0 | 0 | 0 | 0 | 0 | 0 | 0 | 0 | 0 | 0 | 0% | 0% | 0% | 0% | 0% | 0 | 0 | 0 | 0 | 0 | 0 | 0 | 0 | 0 | 0 | 0 | 0 | 0 | 0 | 0 | 0 | 0 | 0 | 0 | 0 | 0 | 0 | 0 | 0 | 0 | 0 | 0 | 0 | 0 | 0 | FALSE | 0% | 0% | 0% | 0% | 0% | 0% | FALSE | 0% | 0% | 0% | 0% | 0% | FALSE | 0% | 0% | 0% | 0% | 0% | 0% | 0% | 0% | N/A | N/A
| 574 | N/A | N/A | N/A | N/A | N/A | N/A | N/A | N/A | N/A | N/A | N/A | N/A | N/A | N/A | 0% | 0 | N/A | 0% | FALSE | N/A | N/A | N/A | N/A | N/A | FALSE | FALSE | TRUE | 0 | 0 | 0 | 0 | 0 | 0 | 0 | 0 | 0 | 0 | 0 | 0 | 0 | 0 | 0 | 0 | 0 | 0 | 0 | 0 | 0 | 0 | 0 | 0 | 0 | 0 | 0 | 0 | 0 | 0 | 0% | 0% | 0% | 0% | 0% | 0 | 0 | 0 | 0 | 0 | 0 | 0 | 0 | 0 | 0 | 0 | 0 | 0 | 0 | 0 | 0 | 0 | 0 | 0 | 0 | 0 | 0 | 0 | 0 | 0 | 0 | 0 | 0 | 0 | 0 | FALSE | 0% | 0% | 0% | 0% | 0% | 0% | FALSE | 0% | 0% | 0% | 0% | 0% | FALSE | 0% | 0% | 0% | 0% | 0% | 0% | 0% | 0% | N/A | N/A
| 575 | N/A | N/A | N/A | N/A | N/A | N/A | N/A | N/A | N/A | N/A | N/A | N/A | N/A | N/A | 0% | 0 | N/A | 0% | FALSE | N/A | N/A | N/A | N/A | N/A | FALSE | FALSE | TRUE | 0 | 0 | 0 | 0 | 0 | 0 | 0 | 0 | 0 | 0 | 0 | 0 | 0 | 0 | 0 | 0 | 0 | 0 | 0 | 0 | 0 | 0 | 0 | 0 | 0 | 0 | 0 | 0 | 0 | 0 | 0% | 0% | 0% | 0% | 0% | 0 | 0 | 0 | 0 | 0 | 0 | 0 | 0 | 0 | 0 | 0 | 0 | 0 | 0 | 0 | 0 | 0 | 0 | 0 | 0 | 0 | 0 | 0 | 0 | 0 | 0 | 0 | 0 | 0 | 0 | FALSE | 0% | 0% | 0% | 0% | 0% | 0% | FALSE | 0% | 0% | 0% | 0% | 0% | FALSE | 0% | 0% | 0% | 0% | 0% | 0% | 0% | 0% | N/A | N/A
| 576 | N/A | N/A | N/A | N/A | N/A | N/A | N/A | N/A | N/A | N/A | N/A | N/A | N/A | N/A | 0% | 0 | N/A | 0% | FALSE | N/A | N/A | N/A | N/A | N/A | FALSE | FALSE | TRUE | 0 | 0 | 0 | 0 | 0 | 0 | 0 | 0 | 0 | 0 | 0 | 0 | 0 | 0 | 0 | 0 | 0 | 0 | 0 | 0 | 0 | 0 | 0 | 0 | 0 | 0 | 0 | 0 | 0 | 0 | 0% | 0% | 0% | 0% | 0% | 0 | 0 | 0 | 0 | 0 | 0 | 0 | 0 | 0 | 0 | 0 | 0 | 0 | 0 | 0 | 0 | 0 | 0 | 0 | 0 | 0 | 0 | 0 | 0 | 0 | 0 | 0 | 0 | 0 | 0 | FALSE | 0% | 0% | 0% | 0% | 0% | 0% | FALSE | 0% | 0% | 0% | 0% | 0% | FALSE | 0% | 0% | 0% | 0% | 0% | 0% | 0% | 0% | N/A | N/A
| 577 | N/A | N/A | N/A | N/A | N/A | N/A | N/A | N/A | N/A | N/A | N/A | N/A | N/A | N/A | 0% | 0 | N/A | 0% | FALSE | N/A | N/A | N/A | N/A | N/A | FALSE | FALSE | TRUE | 0 | 0 | 0 | 0 | 0 | 0 | 0 | 0 | 0 | 0 | 0 | 0 | 0 | 0 | 0 | 0 | 0 | 0 | 0 | 0 | 0 | 0 | 0 | 0 | 0 | 0 | 0 | 0 | 0 | 0 | 0% | 0% | 0% | 0% | 0% | 0 | 0 | 0 | 0 | 0 | 0 | 0 | 0 | 0 | 0 | 0 | 0 | 0 | 0 | 0 | 0 | 0 | 0 | 0 | 0 | 0 | 0 | 0 | 0 | 0 | 0 | 0 | 0 | 0 | 0 | FALSE | 0% | 0% | 0% | 0% | 0% | 0% | FALSE | 0% | 0% | 0% | 0% | 0% | FALSE | 0% | 0% | 0% | 0% | 0% | 0% | 0% | 0% | N/A | N/A
| 578 | N/A | N/A | N/A | N/A | N/A | N/A | N/A | N/A | N/A | N/A | N/A | N/A | N/A | N/A | 0% | 0 | N/A | 0% | FALSE | N/A | N/A | N/A | N/A | N/A | FALSE | FALSE | TRUE | 0 | 0 | 0 | 0 | 0 | 0 | 0 | 0 | 0 | 0 | 0 | 0 | 0 | 0 | 0 | 0 | 0 | 0 | 0 | 0 | 0 | 0 | 0 | 0 | 0 | 0 | 0 | 0 | 0 | 0 | 0% | 0% | 0% | 0% | 0% | 0 | 0 | 0 | 0 | 0 | 0 | 0 | 0 | 0 | 0 | 0 | 0 | 0 | 0 | 0 | 0 | 0 | 0 | 0 | 0 | 0 | 0 | 0 | 0 | 0 | 0 | 0 | 0 | 0 | 0 | FALSE | 0% | 0% | 0% | 0% | 0% | 0% | FALSE | 0% | 0% | 0% | 0% | 0% | FALSE | 0% | 0% | 0% | 0% | 0% | 0% | 0% | 0% | N/A | N/A
| 579 | N/A | N/A | N/A | N/A | N/A | N/A | N/A | N/A | N/A | N/A | N/A | N/A | N/A | N/A | 0% | 0 | N/A | 0% | FALSE | N/A | N/A | N/A | N/A | N/A | FALSE | FALSE | TRUE | 0 | 0 | 0 | 0 | 0 | 0 | 0 | 0 | 0 | 0 | 0 | 0 | 0 | 0 | 0 | 0 | 0 | 0 | 0 | 0 | 0 | 0 | 0 | 0 | 0 | 0 | 0 | 0 | 0 | 0 | 0% | 0% | 0% | 0% | 0% | 0 | 0 | 0 | 0 | 0 | 0 | 0 | 0 | 0 | 0 | 0 | 0 | 0 | 0 | 0 | 0 | 0 | 0 | 0 | 0 | 0 | 0 | 0 | 0 | 0 | 0 | 0 | 0 | 0 | 0 | FALSE | 0% | 0% | 0% | 0% | 0% | 0% | FALSE | 0% | 0% | 0% | 0% | 0% | FALSE | 0% | 0% | 0% | 0% | 0% | 0% | 0% | 0% | N/A | N/A
| 580 | N/A | N/A | N/A | N/A | N/A | N/A | N/A | N/A | N/A | N/A | N/A | N/A | N/A | N/A | 0% | 0 | N/A | 0% | FALSE | N/A | N/A | N/A | N/A | N/A | FALSE | FALSE | TRUE | 0 | 0 | 0 | 0 | 0 | 0 | 0 | 0 | 0 | 0 | 0 | 0 | 0 | 0 | 0 | 0 | 0 | 0 | 0 | 0 | 0 | 0 | 0 | 0 | 0 | 0 | 0 | 0 | 0 | 0 | 0% | 0% | 0% | 0% | 0% | 0 | 0 | 0 | 0 | 0 | 0 | 0 | 0 | 0 | 0 | 0 | 0 | 0 | 0 | 0 | 0 | 0 | 0 | 0 | 0 | 0 | 0 | 0 | 0 | 0 | 0 | 0 | 0 | 0 | 0 | FALSE | 0% | 0% | 0% | 0% | 0% | 0% | FALSE | 0% | 0% | 0% | 0% | 0% | FALSE | 0% | 0% | 0% | 0% | 0% | 0% | 0% | 0% | N/A | N/A
| 581 | N/A | N/A | N/A | N/A | N/A | N/A | N/A | N/A | N/A | N/A | N/A | N/A | N/A | N/A | 0% | 0 | N/A | 0% | FALSE | N/A | N/A | N/A | N/A | N/A | FALSE | FALSE | TRUE | 0 | 0 | 0 | 0 | 0 | 0 | 0 | 0 | 0 | 0 | 0 | 0 | 0 | 0 | 0 | 0 | 0 | 0 | 0 | 0 | 0 | 0 | 0 | 0 | 0 | 0 | 0 | 0 | 0 | 0 | 0% | 0% | 0% | 0% | 0% | 0 | 0 | 0 | 0 | 0 | 0 | 0 | 0 | 0 | 0 | 0 | 0 | 0 | 0 | 0 | 0 | 0 | 0 | 0 | 0 | 0 | 0 | 0 | 0 | 0 | 0 | 0 | 0 | 0 | 0 | FALSE | 0% | 0% | 0% | 0% | 0% | 0% | FALSE | 0% | 0% | 0% | 0% | 0% | FALSE | 0% | 0% | 0% | 0% | 0% | 0% | 0% | 0% | N/A | N/A
| 582 | N/A | N/A | N/A | N/A | N/A | N/A | N/A | N/A | N/A | N/A | N/A | N/A | N/A | N/A | 0% | 0 | N/A | 0% | FALSE | N/A | N/A | N/A | N/A | N/A | FALSE | FALSE | TRUE | 0 | 0 | 0 | 0 | 0 | 0 | 0 | 0 | 0 | 0 | 0 | 0 | 0 | 0 | 0 | 0 | 0 | 0 | 0 | 0 | 0 | 0 | 0 | 0 | 0 | 0 | 0 | 0 | 0 | 0 | 0% | 0% | 0% | 0% | 0% | 0 | 0 | 0 | 0 | 0 | 0 | 0 | 0 | 0 | 0 | 0 | 0 | 0 | 0 | 0 | 0 | 0 | 0 | 0 | 0 | 0 | 0 | 0 | 0 | 0 | 0 | 0 | 0 | 0 | 0 | FALSE | 0% | 0% | 0% | 0% | 0% | 0% | FALSE | 0% | 0% | 0% | 0% | 0% | FALSE | 0% | 0% | 0% | 0% | 0% | 0% | 0% | 0% | N/A | N/A
| 583 | N/A | N/A | N/A | N/A | N/A | N/A | N/A | N/A | N/A | N/A | N/A | N/A | N/A | N/A | 0% | 0 | N/A | 0% | FALSE | N/A | N/A | N/A | N/A | N/A | FALSE | FALSE | TRUE | 0 | 0 | 0 | 0 | 0 | 0 | 0 | 0 | 0 | 0 | 0 | 0 | 0 | 0 | 0 | 0 | 0 | 0 | 0 | 0 | 0 | 0 | 0 | 0 | 0 | 0 | 0 | 0 | 0 | 0 | 0% | 0% | 0% | 0% | 0% | 0 | 0 | 0 | 0 | 0 | 0 | 0 | 0 | 0 | 0 | 0 | 0 | 0 | 0 | 0 | 0 | 0 | 0 | 0 | 0 | 0 | 0 | 0 | 0 | 0 | 0 | 0 | 0 | 0 | 0 | FALSE | 0% | 0% | 0% | 0% | 0% | 0% | FALSE | 0% | 0% | 0% | 0% | 0% | FALSE | 0% | 0% | 0% | 0% | 0% | 0% | 0% | 0% | N/A | N/A
| 584 | N/A | N/A | N/A | N/A | N/A | N/A | N/A | N/A | N/A | N/A | N/A | N/A | N/A | N/A | 0% | 0 | N/A | 0% | FALSE | N/A | N/A | N/A | N/A | N/A | FALSE | FALSE | TRUE | 0 | 0 | 0 | 0 | 0 | 0 | 0 | 0 | 0 | 0 | 0 | 0 | 0 | 0 | 0 | 0 | 0 | 0 | 0 | 0 | 0 | 0 | 0 | 0 | 0 | 0 | 0 | 0 | 0 | 0 | 0% | 0% | 0% | 0% | 0% | 0 | 0 | 0 | 0 | 0 | 0 | 0 | 0 | 0 | 0 | 0 | 0 | 0 | 0 | 0 | 0 | 0 | 0 | 0 | 0 | 0 | 0 | 0 | 0 | 0 | 0 | 0 | 0 | 0 | 0 | FALSE | 0% | 0% | 0% | 0% | 0% | 0% | FALSE | 0% | 0% | 0% | 0% | 0% | FALSE | 0% | 0% | 0% | 0% | 0% | 0% | 0% | 0% | N/A | N/A
| 585 | N/A | N/A | N/A | N/A | N/A | N/A | N/A | N/A | N/A | N/A | N/A | N/A | N/A | N/A | 0% | 0 | N/A | 0% | FALSE | N/A | N/A | N/A | N/A | N/A | FALSE | FALSE | TRUE | 0 | 0 | 0 | 0 | 0 | 0 | 0 | 0 | 0 | 0 | 0 | 0 | 0 | 0 | 0 | 0 | 0 | 0 | 0 | 0 | 0 | 0 | 0 | 0 | 0 | 0 | 0 | 0 | 0 | 0 | 0% | 0% | 0% | 0% | 0% | 0 | 0 | 0 | 0 | 0 | 0 | 0 | 0 | 0 | 0 | 0 | 0 | 0 | 0 | 0 | 0 | 0 | 0 | 0 | 0 | 0 | 0 | 0 | 0 | 0 | 0 | 0 | 0 | 0 | 0 | FALSE | 0% | 0% | 0% | 0% | 0% | 0% | FALSE | 0% | 0% | 0% | 0% | 0% | FALSE | 0% | 0% | 0% | 0% | 0% | 0% | 0% | 0% | N/A | N/A
| 586 | N/A | N/A | N/A | N/A | N/A | N/A | N/A | N/A | N/A | N/A | N/A | N/A | N/A | N/A | 0% | 0 | N/A | 0% | FALSE | N/A | N/A | N/A | N/A | N/A | FALSE | FALSE | TRUE | 0 | 0 | 0 | 0 | 0 | 0 | 0 | 0 | 0 | 0 | 0 | 0 | 0 | 0 | 0 | 0 | 0 | 0 | 0 | 0 | 0 | 0 | 0 | 0 | 0 | 0 | 0 | 0 | 0 | 0 | 0% | 0% | 0% | 0% | 0% | 0 | 0 | 0 | 0 | 0 | 0 | 0 | 0 | 0 | 0 | 0 | 0 | 0 | 0 | 0 | 0 | 0 | 0 | 0 | 0 | 0 | 0 | 0 | 0 | 0 | 0 | 0 | 0 | 0 | 0 | FALSE | 0% | 0% | 0% | 0% | 0% | 0% | FALSE | 0% | 0% | 0% | 0% | 0% | FALSE | 0% | 0% | 0% | 0% | 0% | 0% | 0% | 0% | N/A | N/A
| 587 | N/A | N/A | N/A | N/A | N/A | N/A | N/A | N/A | N/A | N/A | N/A | N/A | N/A | N/A | 0% | 0 | N/A | 0% | FALSE | N/A | N/A | N/A | N/A | N/A | FALSE | FALSE | TRUE | 0 | 0 | 0 | 0 | 0 | 0 | 0 | 0 | 0 | 0 | 0 | 0 | 0 | 0 | 0 | 0 | 0 | 0 | 0 | 0 | 0 | 0 | 0 | 0 | 0 | 0 | 0 | 0 | 0 | 0 | 0% | 0% | 0% | 0% | 0% | 0 | 0 | 0 | 0 | 0 | 0 | 0 | 0 | 0 | 0 | 0 | 0 | 0 | 0 | 0 | 0 | 0 | 0 | 0 | 0 | 0 | 0 | 0 | 0 | 0 | 0 | 0 | 0 | 0 | 0 | FALSE | 0% | 0% | 0% | 0% | 0% | 0% | FALSE | 0% | 0% | 0% | 0% | 0% | FALSE | 0% | 0% | 0% | 0% | 0% | 0% | 0% | 0% | N/A | N/A
| 588 | N/A | N/A | N/A | N/A | N/A | N/A | N/A | N/A | N/A | N/A | N/A | N/A | N/A | N/A | 0% | 0 | N/A | 0% | FALSE | N/A | N/A | N/A | N/A | N/A | FALSE | FALSE | TRUE | 0 | 0 | 0 | 0 | 0 | 0 | 0 | 0 | 0 | 0 | 0 | 0 | 0 | 0 | 0 | 0 | 0 | 0 | 0 | 0 | 0 | 0 | 0 | 0 | 0 | 0 | 0 | 0 | 0 | 0 | 0% | 0% | 0% | 0% | 0% | 0 | 0 | 0 | 0 | 0 | 0 | 0 | 0 | 0 | 0 | 0 | 0 | 0 | 0 | 0 | 0 | 0 | 0 | 0 | 0 | 0 | 0 | 0 | 0 | 0 | 0 | 0 | 0 | 0 | 0 | FALSE | 0% | 0% | 0% | 0% | 0% | 0% | FALSE | 0% | 0% | 0% | 0% | 0% | FALSE | 0% | 0% | 0% | 0% | 0% | 0% | 0% | 0% | N/A | N/A
| 589 | N/A | N/A | N/A | N/A | N/A | N/A | N/A | N/A | N/A | N/A | N/A | N/A | N/A | N/A | 0% | 0 | N/A | 0% | FALSE | N/A | N/A | N/A | N/A | N/A | FALSE | FALSE | TRUE | 0 | 0 | 0 | 0 | 0 | 0 | 0 | 0 | 0 | 0 | 0 | 0 | 0 | 0 | 0 | 0 | 0 | 0 | 0 | 0 | 0 | 0 | 0 | 0 | 0 | 0 | 0 | 0 | 0 | 0 | 0% | 0% | 0% | 0% | 0% | 0 | 0 | 0 | 0 | 0 | 0 | 0 | 0 | 0 | 0 | 0 | 0 | 0 | 0 | 0 | 0 | 0 | 0 | 0 | 0 | 0 | 0 | 0 | 0 | 0 | 0 | 0 | 0 | 0 | 0 | FALSE | 0% | 0% | 0% | 0% | 0% | 0% | FALSE | 0% | 0% | 0% | 0% | 0% | FALSE | 0% | 0% | 0% | 0% | 0% | 0% | 0% | 0% | N/A | N/A
| 590 | N/A | N/A | N/A | N/A | N/A | N/A | N/A | N/A | N/A | N/A | N/A | N/A | N/A | N/A | 0% | 0 | N/A | 0% | FALSE | N/A | N/A | N/A | N/A | N/A | FALSE | FALSE | TRUE | 0 | 0 | 0 | 0 | 0 | 0 | 0 | 0 | 0 | 0 | 0 | 0 | 0 | 0 | 0 | 0 | 0 | 0 | 0 | 0 | 0 | 0 | 0 | 0 | 0 | 0 | 0 | 0 | 0 | 0 | 0% | 0% | 0% | 0% | 0% | 0 | 0 | 0 | 0 | 0 | 0 | 0 | 0 | 0 | 0 | 0 | 0 | 0 | 0 | 0 | 0 | 0 | 0 | 0 | 0 | 0 | 0 | 0 | 0 | 0 | 0 | 0 | 0 | 0 | 0 | FALSE | 0% | 0% | 0% | 0% | 0% | 0% | FALSE | 0% | 0% | 0% | 0% | 0% | FALSE | 0% | 0% | 0% | 0% | 0% | 0% | 0% | 0% | N/A | N/A
| 591 | N/A | N/A | N/A | N/A | N/A | N/A | N/A | N/A | N/A | N/A | N/A | N/A | N/A | N/A | 0% | 0 | N/A | 0% | FALSE | N/A | N/A | N/A | N/A | N/A | FALSE | FALSE | TRUE | 0 | 0 | 0 | 0 | 0 | 0 | 0 | 0 | 0 | 0 | 0 | 0 | 0 | 0 | 0 | 0 | 0 | 0 | 0 | 0 | 0 | 0 | 0 | 0 | 0 | 0 | 0 | 0 | 0 | 0 | 0% | 0% | 0% | 0% | 0% | 0 | 0 | 0 | 0 | 0 | 0 | 0 | 0 | 0 | 0 | 0 | 0 | 0 | 0 | 0 | 0 | 0 | 0 | 0 | 0 | 0 | 0 | 0 | 0 | 0 | 0 | 0 | 0 | 0 | 0 | FALSE | 0% | 0% | 0% | 0% | 0% | 0% | FALSE | 0% | 0% | 0% | 0% | 0% | FALSE | 0% | 0% | 0% | 0% | 0% | 0% | 0% | 0% | N/A | N/A
| 592 | N/A | N/A | N/A | N/A | N/A | N/A | N/A | N/A | N/A | N/A | N/A | N/A | N/A | N/A | 0% | 0 | N/A | 0% | FALSE | N/A | N/A | N/A | N/A | N/A | FALSE | FALSE | TRUE | 0 | 0 | 0 | 0 | 0 | 0 | 0 | 0 | 0 | 0 | 0 | 0 | 0 | 0 | 0 | 0 | 0 | 0 | 0 | 0 | 0 | 0 | 0 | 0 | 0 | 0 | 0 | 0 | 0 | 0 | 0% | 0% | 0% | 0% | 0% | 0 | 0 | 0 | 0 | 0 | 0 | 0 | 0 | 0 | 0 | 0 | 0 | 0 | 0 | 0 | 0 | 0 | 0 | 0 | 0 | 0 | 0 | 0 | 0 | 0 | 0 | 0 | 0 | 0 | 0 | FALSE | 0% | 0% | 0% | 0% | 0% | 0% | FALSE | 0% | 0% | 0% | 0% | 0% | FALSE | 0% | 0% | 0% | 0% | 0% | 0% | 0% | 0% | N/A | N/A
| 593 | N/A | N/A | N/A | N/A | N/A | N/A | N/A | N/A | N/A | N/A | N/A | N/A | N/A | N/A | 0% | 0 | N/A | 0% | FALSE | N/A | N/A | N/A | N/A | N/A | FALSE | FALSE | TRUE | 0 | 0 | 0 | 0 | 0 | 0 | 0 | 0 | 0 | 0 | 0 | 0 | 0 | 0 | 0 | 0 | 0 | 0 | 0 | 0 | 0 | 0 | 0 | 0 | 0 | 0 | 0 | 0 | 0 | 0 | 0% | 0% | 0% | 0% | 0% | 0 | 0 | 0 | 0 | 0 | 0 | 0 | 0 | 0 | 0 | 0 | 0 | 0 | 0 | 0 | 0 | 0 | 0 | 0 | 0 | 0 | 0 | 0 | 0 | 0 | 0 | 0 | 0 | 0 | 0 | FALSE | 0% | 0% | 0% | 0% | 0% | 0% | FALSE | 0% | 0% | 0% | 0% | 0% | FALSE | 0% | 0% | 0% | 0% | 0% | 0% | 0% | 0% | N/A | N/A
| 594 | N/A | N/A | N/A | N/A | N/A | N/A | N/A | N/A | N/A | N/A | N/A | N/A | N/A | N/A | 0% | 0 | N/A | 0% | FALSE | N/A | N/A | N/A | N/A | N/A | FALSE | FALSE | TRUE | 0 | 0 | 0 | 0 | 0 | 0 | 0 | 0 | 0 | 0 | 0 | 0 | 0 | 0 | 0 | 0 | 0 | 0 | 0 | 0 | 0 | 0 | 0 | 0 | 0 | 0 | 0 | 0 | 0 | 0 | 0% | 0% | 0% | 0% | 0% | 0 | 0 | 0 | 0 | 0 | 0 | 0 | 0 | 0 | 0 | 0 | 0 | 0 | 0 | 0 | 0 | 0 | 0 | 0 | 0 | 0 | 0 | 0 | 0 | 0 | 0 | 0 | 0 | 0 | 0 | FALSE | 0% | 0% | 0% | 0% | 0% | 0% | FALSE | 0% | 0% | 0% | 0% | 0% | FALSE | 0% | 0% | 0% | 0% | 0% | 0% | 0% | 0% | N/A | N/A
| 595 | N/A | N/A | N/A | N/A | N/A | N/A | N/A | N/A | N/A | N/A | N/A | N/A | N/A | N/A | 0% | 0 | N/A | 0% | FALSE | N/A | N/A | N/A | N/A | N/A | FALSE | FALSE | TRUE | 0 | 0 | 0 | 0 | 0 | 0 | 0 | 0 | 0 | 0 | 0 | 0 | 0 | 0 | 0 | 0 | 0 | 0 | 0 | 0 | 0 | 0 | 0 | 0 | 0 | 0 | 0 | 0 | 0 | 0 | 0% | 0% | 0% | 0% | 0% | 0 | 0 | 0 | 0 | 0 | 0 | 0 | 0 | 0 | 0 | 0 | 0 | 0 | 0 | 0 | 0 | 0 | 0 | 0 | 0 | 0 | 0 | 0 | 0 | 0 | 0 | 0 | 0 | 0 | 0 | FALSE | 0% | 0% | 0% | 0% | 0% | 0% | FALSE | 0% | 0% | 0% | 0% | 0% | FALSE | 0% | 0% | 0% | 0% | 0% | 0% | 0% | 0% | N/A | N/A
| 596 | N/A | N/A | N/A | N/A | N/A | N/A | N/A | N/A | N/A | N/A | N/A | N/A | N/A | N/A | 0% | 0 | N/A | 0% | FALSE | N/A | N/A | N/A | N/A | N/A | FALSE | FALSE | TRUE | 0 | 0 | 0 | 0 | 0 | 0 | 0 | 0 | 0 | 0 | 0 | 0 | 0 | 0 | 0 | 0 | 0 | 0 | 0 | 0 | 0 | 0 | 0 | 0 | 0 | 0 | 0 | 0 | 0 | 0 | 0% | 0% | 0% | 0% | 0% | 0 | 0 | 0 | 0 | 0 | 0 | 0 | 0 | 0 | 0 | 0 | 0 | 0 | 0 | 0 | 0 | 0 | 0 | 0 | 0 | 0 | 0 | 0 | 0 | 0 | 0 | 0 | 0 | 0 | 0 | FALSE | 0% | 0% | 0% | 0% | 0% | 0% | FALSE | 0% | 0% | 0% | 0% | 0% | FALSE | 0% | 0% | 0% | 0% | 0% | 0% | 0% | 0% | N/A | N/A
| 597 | N/A | N/A | N/A | N/A | N/A | N/A | N/A | N/A | N/A | N/A | N/A | N/A | N/A | N/A | 0% | 0 | N/A | 0% | FALSE | N/A | N/A | N/A | N/A | N/A | FALSE | FALSE | TRUE | 0 | 0 | 0 | 0 | 0 | 0 | 0 | 0 | 0 | 0 | 0 | 0 | 0 | 0 | 0 | 0 | 0 | 0 | 0 | 0 | 0 | 0 | 0 | 0 | 0 | 0 | 0 | 0 | 0 | 0 | 0% | 0% | 0% | 0% | 0% | 0 | 0 | 0 | 0 | 0 | 0 | 0 | 0 | 0 | 0 | 0 | 0 | 0 | 0 | 0 | 0 | 0 | 0 | 0 | 0 | 0 | 0 | 0 | 0 | 0 | 0 | 0 | 0 | 0 | 0 | FALSE | 0% | 0% | 0% | 0% | 0% | 0% | FALSE | 0% | 0% | 0% | 0% | 0% | FALSE | 0% | 0% | 0% | 0% | 0% | 0% | 0% | 0% | N/A | N/A
| 598 | N/A | N/A | N/A | N/A | N/A | N/A | N/A | N/A | N/A | N/A | N/A | N/A | N/A | N/A | 0% | 0 | N/A | 0% | FALSE | N/A | N/A | N/A | N/A | N/A | FALSE | FALSE | TRUE | 0 | 0 | 0 | 0 | 0 | 0 | 0 | 0 | 0 | 0 | 0 | 0 | 0 | 0 | 0 | 0 | 0 | 0 | 0 | 0 | 0 | 0 | 0 | 0 | 0 | 0 | 0 | 0 | 0 | 0 | 0% | 0% | 0% | 0% | 0% | 0 | 0 | 0 | 0 | 0 | 0 | 0 | 0 | 0 | 0 | 0 | 0 | 0 | 0 | 0 | 0 | 0 | 0 | 0 | 0 | 0 | 0 | 0 | 0 | 0 | 0 | 0 | 0 | 0 | 0 | FALSE | 0% | 0% | 0% | 0% | 0% | 0% | FALSE | 0% | 0% | 0% | 0% | 0% | FALSE | 0% | 0% | 0% | 0% | 0% | 0% | 0% | 0% | N/A | N/A
| 599 | N/A | N/A | N/A | N/A | N/A | N/A | N/A | N/A | N/A | N/A | N/A | N/A | N/A | N/A | 0% | 0 | N/A | 0% | FALSE | N/A | N/A | N/A | N/A | N/A | FALSE | FALSE | TRUE | 0 | 0 | 0 | 0 | 0 | 0 | 0 | 0 | 0 | 0 | 0 | 0 | 0 | 0 | 0 | 0 | 0 | 0 | 0 | 0 | 0 | 0 | 0 | 0 | 0 | 0 | 0 | 0 | 0 | 0 | 0% | 0% | 0% | 0% | 0% | 0 | 0 | 0 | 0 | 0 | 0 | 0 | 0 | 0 | 0 | 0 | 0 | 0 | 0 | 0 | 0 | 0 | 0 | 0 | 0 | 0 | 0 | 0 | 0 | 0 | 0 | 0 | 0 | 0 | 0 | FALSE | 0% | 0% | 0% | 0% | 0% | 0% | FALSE | 0% | 0% | 0% | 0% | 0% | FALSE | 0% | 0% | 0% | 0% | 0% | 0% | 0% | 0% | N/A | N/A
| 600 | N/A | N/A | N/A | N/A | N/A | N/A | N/A | N/A | N/A | N/A | N/A | N/A | N/A | N/A | 0% | 0 | N/A | 0% | FALSE | N/A | N/A | N/A | N/A | N/A | FALSE | FALSE | TRUE | 0 | 0 | 0 | 0 | 0 | 0 | 0 | 0 | 0 | 0 | 0 | 0 | 0 | 0 | 0 | 0 | 0 | 0 | 0 | 0 | 0 | 0 | 0 | 0 | 0 | 0 | 0 | 0 | 0 | 0 | 0% | 0% | 0% | 0% | 0% | 0 | 0 | 0 | 0 | 0 | 0 | 0 | 0 | 0 | 0 | 0 | 0 | 0 | 0 | 0 | 0 | 0 | 0 | 0 | 0 | 0 | 0 | 0 | 0 | 0 | 0 | 0 | 0 | 0 | 0 | FALSE | 0% | 0% | 0% | 0% | 0% | 0% | FALSE | 0% | 0% | 0% | 0% | 0% | FALSE | 0% | 0% | 0% | 0% | 0% | 0% | 0% | 0% | N/A | N/A
| 601 | N/A | N/A | N/A | N/A | N/A | N/A | N/A | N/A | N/A | N/A | N/A | N/A | N/A | N/A | 0% | 0 | N/A | 0% | FALSE | N/A | N/A | N/A | N/A | N/A | FALSE | FALSE | TRUE | 0 | 0 | 0 | 0 | 0 | 0 | 0 | 0 | 0 | 0 | 0 | 0 | 0 | 0 | 0 | 0 | 0 | 0 | 0 | 0 | 0 | 0 | 0 | 0 | 0 | 0 | 0 | 0 | 0 | 0 | 0% | 0% | 0% | 0% | 0% | 0 | 0 | 0 | 0 | 0 | 0 | 0 | 0 | 0 | 0 | 0 | 0 | 0 | 0 | 0 | 0 | 0 | 0 | 0 | 0 | 0 | 0 | 0 | 0 | 0 | 0 | 0 | 0 | 0 | 0 | FALSE | 0% | 0% | 0% | 0% | 0% | 0% | FALSE | 0% | 0% | 0% | 0% | 0% | FALSE | 0% | 0% | 0% | 0% | 0% | 0% | 0% | 0% | N/A | N/A
| 602 | N/A | N/A | N/A | N/A | N/A | N/A | N/A | N/A | N/A | N/A | N/A | N/A | N/A | N/A | 0% | 0 | N/A | 0% | FALSE | N/A | N/A | N/A | N/A | N/A | FALSE | FALSE | TRUE | 0 | 0 | 0 | 0 | 0 | 0 | 0 | 0 | 0 | 0 | 0 | 0 | 0 | 0 | 0 | 0 | 0 | 0 | 0 | 0 | 0 | 0 | 0 | 0 | 0 | 0 | 0 | 0 | 0 | 0 | 0% | 0% | 0% | 0% | 0% | 0 | 0 | 0 | 0 | 0 | 0 | 0 | 0 | 0 | 0 | 0 | 0 | 0 | 0 | 0 | 0 | 0 | 0 | 0 | 0 | 0 | 0 | 0 | 0 | 0 | 0 | 0 | 0 | 0 | 0 | FALSE | 0% | 0% | 0% | 0% | 0% | 0% | FALSE | 0% | 0% | 0% | 0% | 0% | FALSE | 0% | 0% | 0% | 0% | 0% | 0% | 0% | 0% | N/A | N/A
| 603 | N/A | N/A | N/A | N/A | N/A | N/A | N/A | N/A | N/A | N/A | N/A | N/A | N/A | N/A | 0% | 0 | N/A | 0% | FALSE | N/A | N/A | N/A | N/A | N/A | FALSE | FALSE | TRUE | 0 | 0 | 0 | 0 | 0 | 0 | 0 | 0 | 0 | 0 | 0 | 0 | 0 | 0 | 0 | 0 | 0 | 0 | 0 | 0 | 0 | 0 | 0 | 0 | 0 | 0 | 0 | 0 | 0 | 0 | 0% | 0% | 0% | 0% | 0% | 0 | 0 | 0 | 0 | 0 | 0 | 0 | 0 | 0 | 0 | 0 | 0 | 0 | 0 | 0 | 0 | 0 | 0 | 0 | 0 | 0 | 0 | 0 | 0 | 0 | 0 | 0 | 0 | 0 | 0 | FALSE | 0% | 0% | 0% | 0% | 0% | 0% | FALSE | 0% | 0% | 0% | 0% | 0% | FALSE | 0% | 0% | 0% | 0% | 0% | 0% | 0% | 0% | N/A | N/A
| 604 | N/A | N/A | N/A | N/A | N/A | N/A | N/A | N/A | N/A | N/A | N/A | N/A | N/A | N/A | 0% | 0 | N/A | 0% | FALSE | N/A | N/A | N/A | N/A | N/A | FALSE | FALSE | TRUE | 0 | 0 | 0 | 0 | 0 | 0 | 0 | 0 | 0 | 0 | 0 | 0 | 0 | 0 | 0 | 0 | 0 | 0 | 0 | 0 | 0 | 0 | 0 | 0 | 0 | 0 | 0 | 0 | 0 | 0 | 0% | 0% | 0% | 0% | 0% | 0 | 0 | 0 | 0 | 0 | 0 | 0 | 0 | 0 | 0 | 0 | 0 | 0 | 0 | 0 | 0 | 0 | 0 | 0 | 0 | 0 | 0 | 0 | 0 | 0 | 0 | 0 | 0 | 0 | 0 | FALSE | 0% | 0% | 0% | 0% | 0% | 0% | FALSE | 0% | 0% | 0% | 0% | 0% | FALSE | 0% | 0% | 0% | 0% | 0% | 0% | 0% | 0% | N/A | N/A
| 605 | N/A | N/A | N/A | N/A | N/A | N/A | N/A | N/A | N/A | N/A | N/A | N/A | N/A | N/A | 0% | 0 | N/A | 0% | FALSE | N/A | N/A | N/A | N/A | N/A | FALSE | FALSE | TRUE | 0 | 0 | 0 | 0 | 0 | 0 | 0 | 0 | 0 | 0 | 0 | 0 | 0 | 0 | 0 | 0 | 0 | 0 | 0 | 0 | 0 | 0 | 0 | 0 | 0 | 0 | 0 | 0 | 0 | 0 | 0% | 0% | 0% | 0% | 0% | 0 | 0 | 0 | 0 | 0 | 0 | 0 | 0 | 0 | 0 | 0 | 0 | 0 | 0 | 0 | 0 | 0 | 0 | 0 | 0 | 0 | 0 | 0 | 0 | 0 | 0 | 0 | 0 | 0 | 0 | FALSE | 0% | 0% | 0% | 0% | 0% | 0% | FALSE | 0% | 0% | 0% | 0% | 0% | FALSE | 0% | 0% | 0% | 0% | 0% | 0% | 0% | 0% | N/A | N/A
| 606 | N/A | N/A | N/A | N/A | N/A | N/A | N/A | N/A | N/A | N/A | N/A | N/A | N/A | N/A | 0% | 0 | N/A | 0% | FALSE | N/A | N/A | N/A | N/A | N/A | FALSE | FALSE | TRUE | 0 | 0 | 0 | 0 | 0 | 0 | 0 | 0 | 0 | 0 | 0 | 0 | 0 | 0 | 0 | 0 | 0 | 0 | 0 | 0 | 0 | 0 | 0 | 0 | 0 | 0 | 0 | 0 | 0 | 0 | 0% | 0% | 0% | 0% | 0% | 0 | 0 | 0 | 0 | 0 | 0 | 0 | 0 | 0 | 0 | 0 | 0 | 0 | 0 | 0 | 0 | 0 | 0 | 0 | 0 | 0 | 0 | 0 | 0 | 0 | 0 | 0 | 0 | 0 | 0 | FALSE | 0% | 0% | 0% | 0% | 0% | 0% | FALSE | 0% | 0% | 0% | 0% | 0% | FALSE | 0% | 0% | 0% | 0% | 0% | 0% | 0% | 0% | N/A | N/A
| 607 | N/A | N/A | N/A | N/A | N/A | N/A | N/A | N/A | N/A | N/A | N/A | N/A | N/A | N/A | 0% | 0 | N/A | 0% | FALSE | N/A | N/A | N/A | N/A | N/A | FALSE | FALSE | TRUE | 0 | 0 | 0 | 0 | 0 | 0 | 0 | 0 | 0 | 0 | 0 | 0 | 0 | 0 | 0 | 0 | 0 | 0 | 0 | 0 | 0 | 0 | 0 | 0 | 0 | 0 | 0 | 0 | 0 | 0 | 0% | 0% | 0% | 0% | 0% | 0 | 0 | 0 | 0 | 0 | 0 | 0 | 0 | 0 | 0 | 0 | 0 | 0 | 0 | 0 | 0 | 0 | 0 | 0 | 0 | 0 | 0 | 0 | 0 | 0 | 0 | 0 | 0 | 0 | 0 | FALSE | 0% | 0% | 0% | 0% | 0% | 0% | FALSE | 0% | 0% | 0% | 0% | 0% | FALSE | 0% | 0% | 0% | 0% | 0% | 0% | 0% | 0% | N/A | N/A
| 608 | N/A | N/A | N/A | N/A | N/A | N/A | N/A | N/A | N/A | N/A | N/A | N/A | N/A | N/A | 0% | 0 | N/A | 0% | FALSE | N/A | N/A | N/A | N/A | N/A | FALSE | FALSE | TRUE | 0 | 0 | 0 | 0 | 0 | 0 | 0 | 0 | 0 | 0 | 0 | 0 | 0 | 0 | 0 | 0 | 0 | 0 | 0 | 0 | 0 | 0 | 0 | 0 | 0 | 0 | 0 | 0 | 0 | 0 | 0% | 0% | 0% | 0% | 0% | 0 | 0 | 0 | 0 | 0 | 0 | 0 | 0 | 0 | 0 | 0 | 0 | 0 | 0 | 0 | 0 | 0 | 0 | 0 | 0 | 0 | 0 | 0 | 0 | 0 | 0 | 0 | 0 | 0 | 0 | FALSE | 0% | 0% | 0% | 0% | 0% | 0% | FALSE | 0% | 0% | 0% | 0% | 0% | FALSE | 0% | 0% | 0% | 0% | 0% | 0% | 0% | 0% | N/A | N/A
| 609 | N/A | N/A | N/A | N/A | N/A | N/A | N/A | N/A | N/A | N/A | N/A | N/A | N/A | N/A | 0% | 0 | N/A | 0% | FALSE | N/A | N/A | N/A | N/A | N/A | FALSE | FALSE | TRUE | 0 | 0 | 0 | 0 | 0 | 0 | 0 | 0 | 0 | 0 | 0 | 0 | 0 | 0 | 0 | 0 | 0 | 0 | 0 | 0 | 0 | 0 | 0 | 0 | 0 | 0 | 0 | 0 | 0 | 0 | 0% | 0% | 0% | 0% | 0% | 0 | 0 | 0 | 0 | 0 | 0 | 0 | 0 | 0 | 0 | 0 | 0 | 0 | 0 | 0 | 0 | 0 | 0 | 0 | 0 | 0 | 0 | 0 | 0 | 0 | 0 | 0 | 0 | 0 | 0 | FALSE | 0% | 0% | 0% | 0% | 0% | 0% | FALSE | 0% | 0% | 0% | 0% | 0% | FALSE | 0% | 0% | 0% | 0% | 0% | 0% | 0% | 0% | N/A | N/A
| 610 | N/A | N/A | N/A | N/A | N/A | N/A | N/A | N/A | N/A | N/A | N/A | N/A | N/A | N/A | 0% | 0 | N/A | 0% | FALSE | N/A | N/A | N/A | N/A | N/A | FALSE | FALSE | TRUE | 0 | 0 | 0 | 0 | 0 | 0 | 0 | 0 | 0 | 0 | 0 | 0 | 0 | 0 | 0 | 0 | 0 | 0 | 0 | 0 | 0 | 0 | 0 | 0 | 0 | 0 | 0 | 0 | 0 | 0 | 0% | 0% | 0% | 0% | 0% | 0 | 0 | 0 | 0 | 0 | 0 | 0 | 0 | 0 | 0 | 0 | 0 | 0 | 0 | 0 | 0 | 0 | 0 | 0 | 0 | 0 | 0 | 0 | 0 | 0 | 0 | 0 | 0 | 0 | 0 | FALSE | 0% | 0% | 0% | 0% | 0% | 0% | FALSE | 0% | 0% | 0% | 0% | 0% | FALSE | 0% | 0% | 0% | 0% | 0% | 0% | 0% | 0% | N/A | N/A
| 611 | N/A | N/A | N/A | N/A | N/A | N/A | N/A | N/A | N/A | N/A | N/A | N/A | N/A | N/A | 0% | 0 | N/A | 0% | FALSE | N/A | N/A | N/A | N/A | N/A | FALSE | FALSE | TRUE | 0 | 0 | 0 | 0 | 0 | 0 | 0 | 0 | 0 | 0 | 0 | 0 | 0 | 0 | 0 | 0 | 0 | 0 | 0 | 0 | 0 | 0 | 0 | 0 | 0 | 0 | 0 | 0 | 0 | 0 | 0% | 0% | 0% | 0% | 0% | 0 | 0 | 0 | 0 | 0 | 0 | 0 | 0 | 0 | 0 | 0 | 0 | 0 | 0 | 0 | 0 | 0 | 0 | 0 | 0 | 0 | 0 | 0 | 0 | 0 | 0 | 0 | 0 | 0 | 0 | FALSE | 0% | 0% | 0% | 0% | 0% | 0% | FALSE | 0% | 0% | 0% | 0% | 0% | FALSE | 0% | 0% | 0% | 0% | 0% | 0% | 0% | 0% | N/A | N/A
| 612 | N/A | N/A | N/A | N/A | N/A | N/A | N/A | N/A | N/A | N/A | N/A | N/A | N/A | N/A | 0% | 0 | N/A | 0% | FALSE | N/A | N/A | N/A | N/A | N/A | FALSE | FALSE | TRUE | 0 | 0 | 0 | 0 | 0 | 0 | 0 | 0 | 0 | 0 | 0 | 0 | 0 | 0 | 0 | 0 | 0 | 0 | 0 | 0 | 0 | 0 | 0 | 0 | 0 | 0 | 0 | 0 | 0 | 0 | 0% | 0% | 0% | 0% | 0% | 0 | 0 | 0 | 0 | 0 | 0 | 0 | 0 | 0 | 0 | 0 | 0 | 0 | 0 | 0 | 0 | 0 | 0 | 0 | 0 | 0 | 0 | 0 | 0 | 0 | 0 | 0 | 0 | 0 | 0 | FALSE | 0% | 0% | 0% | 0% | 0% | 0% | FALSE | 0% | 0% | 0% | 0% | 0% | FALSE | 0% | 0% | 0% | 0% | 0% | 0% | 0% | 0% | N/A | N/A
| 613 | N/A | N/A | N/A | N/A | N/A | N/A | N/A | N/A | N/A | N/A | N/A | N/A | N/A | N/A | 0% | 0 | N/A | 0% | FALSE | N/A | N/A | N/A | N/A | N/A | FALSE | FALSE | TRUE | 0 | 0 | 0 | 0 | 0 | 0 | 0 | 0 | 0 | 0 | 0 | 0 | 0 | 0 | 0 | 0 | 0 | 0 | 0 | 0 | 0 | 0 | 0 | 0 | 0 | 0 | 0 | 0 | 0 | 0 | 0% | 0% | 0% | 0% | 0% | 0 | 0 | 0 | 0 | 0 | 0 | 0 | 0 | 0 | 0 | 0 | 0 | 0 | 0 | 0 | 0 | 0 | 0 | 0 | 0 | 0 | 0 | 0 | 0 | 0 | 0 | 0 | 0 | 0 | 0 | FALSE | 0% | 0% | 0% | 0% | 0% | 0% | FALSE | 0% | 0% | 0% | 0% | 0% | FALSE | 0% | 0% | 0% | 0% | 0% | 0% | 0% | 0% | N/A | N/A
| 614 | N/A | N/A | N/A | N/A | N/A | N/A | N/A | N/A | N/A | N/A | N/A | N/A | N/A | N/A | 0% | 0 | N/A | 0% | FALSE | N/A | N/A | N/A | N/A | N/A | FALSE | FALSE | TRUE | 0 | 0 | 0 | 0 | 0 | 0 | 0 | 0 | 0 | 0 | 0 | 0 | 0 | 0 | 0 | 0 | 0 | 0 | 0 | 0 | 0 | 0 | 0 | 0 | 0 | 0 | 0 | 0 | 0 | 0 | 0% | 0% | 0% | 0% | 0% | 0 | 0 | 0 | 0 | 0 | 0 | 0 | 0 | 0 | 0 | 0 | 0 | 0 | 0 | 0 | 0 | 0 | 0 | 0 | 0 | 0 | 0 | 0 | 0 | 0 | 0 | 0 | 0 | 0 | 0 | FALSE | 0% | 0% | 0% | 0% | 0% | 0% | FALSE | 0% | 0% | 0% | 0% | 0% | FALSE | 0% | 0% | 0% | 0% | 0% | 0% | 0% | 0% | N/A | N/A
| 615 | N/A | N/A | N/A | N/A | N/A | N/A | N/A | N/A | N/A | N/A | N/A | N/A | N/A | N/A | 0% | 0 | N/A | 0% | FALSE | N/A | N/A | N/A | N/A | N/A | FALSE | FALSE | TRUE | 0 | 0 | 0 | 0 | 0 | 0 | 0 | 0 | 0 | 0 | 0 | 0 | 0 | 0 | 0 | 0 | 0 | 0 | 0 | 0 | 0 | 0 | 0 | 0 | 0 | 0 | 0 | 0 | 0 | 0 | 0% | 0% | 0% | 0% | 0% | 0 | 0 | 0 | 0 | 0 | 0 | 0 | 0 | 0 | 0 | 0 | 0 | 0 | 0 | 0 | 0 | 0 | 0 | 0 | 0 | 0 | 0 | 0 | 0 | 0 | 0 | 0 | 0 | 0 | 0 | FALSE | 0% | 0% | 0% | 0% | 0% | 0% | FALSE | 0% | 0% | 0% | 0% | 0% | FALSE | 0% | 0% | 0% | 0% | 0% | 0% | 0% | 0% | N/A | N/A
| 616 | N/A | N/A | N/A | N/A | N/A | N/A | N/A | N/A | N/A | N/A | N/A | N/A | N/A | N/A | 0% | 0 | N/A | 0% | FALSE | N/A | N/A | N/A | N/A | N/A | FALSE | FALSE | TRUE | 0 | 0 | 0 | 0 | 0 | 0 | 0 | 0 | 0 | 0 | 0 | 0 | 0 | 0 | 0 | 0 | 0 | 0 | 0 | 0 | 0 | 0 | 0 | 0 | 0 | 0 | 0 | 0 | 0 | 0 | 0% | 0% | 0% | 0% | 0% | 0 | 0 | 0 | 0 | 0 | 0 | 0 | 0 | 0 | 0 | 0 | 0 | 0 | 0 | 0 | 0 | 0 | 0 | 0 | 0 | 0 | 0 | 0 | 0 | 0 | 0 | 0 | 0 | 0 | 0 | FALSE | 0% | 0% | 0% | 0% | 0% | 0% | FALSE | 0% | 0% | 0% | 0% | 0% | FALSE | 0% | 0% | 0% | 0% | 0% | 0% | 0% | 0% | N/A | N/A
| 617 | N/A | N/A | N/A | N/A | N/A | N/A | N/A | N/A | N/A | N/A | N/A | N/A | N/A | N/A | 0% | 0 | N/A | 0% | FALSE | N/A | N/A | N/A | N/A | N/A | FALSE | FALSE | TRUE | 0 | 0 | 0 | 0 | 0 | 0 | 0 | 0 | 0 | 0 | 0 | 0 | 0 | 0 | 0 | 0 | 0 | 0 | 0 | 0 | 0 | 0 | 0 | 0 | 0 | 0 | 0 | 0 | 0 | 0 | 0% | 0% | 0% | 0% | 0% | 0 | 0 | 0 | 0 | 0 | 0 | 0 | 0 | 0 | 0 | 0 | 0 | 0 | 0 | 0 | 0 | 0 | 0 | 0 | 0 | 0 | 0 | 0 | 0 | 0 | 0 | 0 | 0 | 0 | 0 | FALSE | 0% | 0% | 0% | 0% | 0% | 0% | FALSE | 0% | 0% | 0% | 0% | 0% | FALSE | 0% | 0% | 0% | 0% | 0% | 0% | 0% | 0% | N/A | N/A
| 618 | N/A | N/A | N/A | N/A | N/A | N/A | N/A | N/A | N/A | N/A | N/A | N/A | N/A | N/A | 0% | 0 | N/A | 0% | FALSE | N/A | N/A | N/A | N/A | N/A | FALSE | FALSE | TRUE | 0 | 0 | 0 | 0 | 0 | 0 | 0 | 0 | 0 | 0 | 0 | 0 | 0 | 0 | 0 | 0 | 0 | 0 | 0 | 0 | 0 | 0 | 0 | 0 | 0 | 0 | 0 | 0 | 0 | 0 | 0% | 0% | 0% | 0% | 0% | 0 | 0 | 0 | 0 | 0 | 0 | 0 | 0 | 0 | 0 | 0 | 0 | 0 | 0 | 0 | 0 | 0 | 0 | 0 | 0 | 0 | 0 | 0 | 0 | 0 | 0 | 0 | 0 | 0 | 0 | FALSE | 0% | 0% | 0% | 0% | 0% | 0% | FALSE | 0% | 0% | 0% | 0% | 0% | FALSE | 0% | 0% | 0% | 0% | 0% | 0% | 0% | 0% | N/A | N/A
| 619 | N/A | N/A | N/A | N/A | N/A | N/A | N/A | N/A | N/A | N/A | N/A | N/A | N/A | N/A | 0% | 0 | N/A | 0% | FALSE | N/A | N/A | N/A | N/A | N/A | FALSE | FALSE | TRUE | 0 | 0 | 0 | 0 | 0 | 0 | 0 | 0 | 0 | 0 | 0 | 0 | 0 | 0 | 0 | 0 | 0 | 0 | 0 | 0 | 0 | 0 | 0 | 0 | 0 | 0 | 0 | 0 | 0 | 0 | 0% | 0% | 0% | 0% | 0% | 0 | 0 | 0 | 0 | 0 | 0 | 0 | 0 | 0 | 0 | 0 | 0 | 0 | 0 | 0 | 0 | 0 | 0 | 0 | 0 | 0 | 0 | 0 | 0 | 0 | 0 | 0 | 0 | 0 | 0 | FALSE | 0% | 0% | 0% | 0% | 0% | 0% | FALSE | 0% | 0% | 0% | 0% | 0% | FALSE | 0% | 0% | 0% | 0% | 0% | 0% | 0% | 0% | N/A | N/A
| 620 | N/A | N/A | N/A | N/A | N/A | N/A | N/A | N/A | N/A | N/A | N/A | N/A | N/A | N/A | 0% | 0 | N/A | 0% | FALSE | N/A | N/A | N/A | N/A | N/A | FALSE | FALSE | TRUE | 0 | 0 | 0 | 0 | 0 | 0 | 0 | 0 | 0 | 0 | 0 | 0 | 0 | 0 | 0 | 0 | 0 | 0 | 0 | 0 | 0 | 0 | 0 | 0 | 0 | 0 | 0 | 0 | 0 | 0 | 0% | 0% | 0% | 0% | 0% | 0 | 0 | 0 | 0 | 0 | 0 | 0 | 0 | 0 | 0 | 0 | 0 | 0 | 0 | 0 | 0 | 0 | 0 | 0 | 0 | 0 | 0 | 0 | 0 | 0 | 0 | 0 | 0 | 0 | 0 | FALSE | 0% | 0% | 0% | 0% | 0% | 0% | FALSE | 0% | 0% | 0% | 0% | 0% | FALSE | 0% | 0% | 0% | 0% | 0% | 0% | 0% | 0% | N/A | N/A
| 621 | N/A | N/A | N/A | N/A | N/A | N/A | N/A | N/A | N/A | N/A | N/A | N/A | N/A | N/A | 0% | 0 | N/A | 0% | FALSE | N/A | N/A | N/A | N/A | N/A | FALSE | FALSE | TRUE | 0 | 0 | 0 | 0 | 0 | 0 | 0 | 0 | 0 | 0 | 0 | 0 | 0 | 0 | 0 | 0 | 0 | 0 | 0 | 0 | 0 | 0 | 0 | 0 | 0 | 0 | 0 | 0 | 0 | 0 | 0% | 0% | 0% | 0% | 0% | 0 | 0 | 0 | 0 | 0 | 0 | 0 | 0 | 0 | 0 | 0 | 0 | 0 | 0 | 0 | 0 | 0 | 0 | 0 | 0 | 0 | 0 | 0 | 0 | 0 | 0 | 0 | 0 | 0 | 0 | FALSE | 0% | 0% | 0% | 0% | 0% | 0% | FALSE | 0% | 0% | 0% | 0% | 0% | FALSE | 0% | 0% | 0% | 0% | 0% | 0% | 0% | 0% | N/A | N/A
| 622 | N/A | N/A | N/A | N/A | N/A | N/A | N/A | N/A | N/A | N/A | N/A | N/A | N/A | N/A | 0% | 0 | N/A | 0% | FALSE | N/A | N/A | N/A | N/A | N/A | FALSE | FALSE | TRUE | 0 | 0 | 0 | 0 | 0 | 0 | 0 | 0 | 0 | 0 | 0 | 0 | 0 | 0 | 0 | 0 | 0 | 0 | 0 | 0 | 0 | 0 | 0 | 0 | 0 | 0 | 0 | 0 | 0 | 0 | 0% | 0% | 0% | 0% | 0% | 0 | 0 | 0 | 0 | 0 | 0 | 0 | 0 | 0 | 0 | 0 | 0 | 0 | 0 | 0 | 0 | 0 | 0 | 0 | 0 | 0 | 0 | 0 | 0 | 0 | 0 | 0 | 0 | 0 | 0 | FALSE | 0% | 0% | 0% | 0% | 0% | 0% | FALSE | 0% | 0% | 0% | 0% | 0% | FALSE | 0% | 0% | 0% | 0% | 0% | 0% | 0% | 0% | N/A | N/A
| 623 | N/A | N/A | N/A | N/A | N/A | N/A | N/A | N/A | N/A | N/A | N/A | N/A | N/A | N/A | 0% | 0 | N/A | 0% | FALSE | N/A | N/A | N/A | N/A | N/A | FALSE | FALSE | TRUE | 0 | 0 | 0 | 0 | 0 | 0 | 0 | 0 | 0 | 0 | 0 | 0 | 0 | 0 | 0 | 0 | 0 | 0 | 0 | 0 | 0 | 0 | 0 | 0 | 0 | 0 | 0 | 0 | 0 | 0 | 0% | 0% | 0% | 0% | 0% | 0 | 0 | 0 | 0 | 0 | 0 | 0 | 0 | 0 | 0 | 0 | 0 | 0 | 0 | 0 | 0 | 0 | 0 | 0 | 0 | 0 | 0 | 0 | 0 | 0 | 0 | 0 | 0 | 0 | 0 | FALSE | 0% | 0% | 0% | 0% | 0% | 0% | FALSE | 0% | 0% | 0% | 0% | 0% | FALSE | 0% | 0% | 0% | 0% | 0% | 0% | 0% | 0% | N/A | N/A
| 624 | N/A | N/A | N/A | N/A | N/A | N/A | N/A | N/A | N/A | N/A | N/A | N/A | N/A | N/A | 0% | 0 | N/A | 0% | FALSE | N/A | N/A | N/A | N/A | N/A | FALSE | FALSE | TRUE | 0 | 0 | 0 | 0 | 0 | 0 | 0 | 0 | 0 | 0 | 0 | 0 | 0 | 0 | 0 | 0 | 0 | 0 | 0 | 0 | 0 | 0 | 0 | 0 | 0 | 0 | 0 | 0 | 0 | 0 | 0% | 0% | 0% | 0% | 0% | 0 | 0 | 0 | 0 | 0 | 0 | 0 | 0 | 0 | 0 | 0 | 0 | 0 | 0 | 0 | 0 | 0 | 0 | 0 | 0 | 0 | 0 | 0 | 0 | 0 | 0 | 0 | 0 | 0 | 0 | FALSE | 0% | 0% | 0% | 0% | 0% | 0% | FALSE | 0% | 0% | 0% | 0% | 0% | FALSE | 0% | 0% | 0% | 0% | 0% | 0% | 0% | 0% | N/A | N/A
| 625 | N/A | N/A | N/A | N/A | N/A | N/A | N/A | N/A | N/A | N/A | N/A | N/A | N/A | N/A | 0% | 0 | N/A | 0% | FALSE | N/A | N/A | N/A | N/A | N/A | FALSE | FALSE | TRUE | 0 | 0 | 0 | 0 | 0 | 0 | 0 | 0 | 0 | 0 | 0 | 0 | 0 | 0 | 0 | 0 | 0 | 0 | 0 | 0 | 0 | 0 | 0 | 0 | 0 | 0 | 0 | 0 | 0 | 0 | 0% | 0% | 0% | 0% | 0% | 0 | 0 | 0 | 0 | 0 | 0 | 0 | 0 | 0 | 0 | 0 | 0 | 0 | 0 | 0 | 0 | 0 | 0 | 0 | 0 | 0 | 0 | 0 | 0 | 0 | 0 | 0 | 0 | 0 | 0 | FALSE | 0% | 0% | 0% | 0% | 0% | 0% | FALSE | 0% | 0% | 0% | 0% | 0% | FALSE | 0% | 0% | 0% | 0% | 0% | 0% | 0% | 0% | N/A | N/A
| 626 | N/A | N/A | N/A | N/A | N/A | N/A | N/A | N/A | N/A | N/A | N/A | N/A | N/A | N/A | 0% | 0 | N/A | 0% | FALSE | N/A | N/A | N/A | N/A | N/A | FALSE | FALSE | TRUE | 0 | 0 | 0 | 0 | 0 | 0 | 0 | 0 | 0 | 0 | 0 | 0 | 0 | 0 | 0 | 0 | 0 | 0 | 0 | 0 | 0 | 0 | 0 | 0 | 0 | 0 | 0 | 0 | 0 | 0 | 0% | 0% | 0% | 0% | 0% | 0 | 0 | 0 | 0 | 0 | 0 | 0 | 0 | 0 | 0 | 0 | 0 | 0 | 0 | 0 | 0 | 0 | 0 | 0 | 0 | 0 | 0 | 0 | 0 | 0 | 0 | 0 | 0 | 0 | 0 | FALSE | 0% | 0% | 0% | 0% | 0% | 0% | FALSE | 0% | 0% | 0% | 0% | 0% | FALSE | 0% | 0% | 0% | 0% | 0% | 0% | 0% | 0% | N/A | N/A
| 627 | N/A | N/A | N/A | N/A | N/A | N/A | N/A | N/A | N/A | N/A | N/A | N/A | N/A | N/A | 0% | 0 | N/A | 0% | FALSE | N/A | N/A | N/A | N/A | N/A | FALSE | FALSE | TRUE | 0 | 0 | 0 | 0 | 0 | 0 | 0 | 0 | 0 | 0 | 0 | 0 | 0 | 0 | 0 | 0 | 0 | 0 | 0 | 0 | 0 | 0 | 0 | 0 | 0 | 0 | 0 | 0 | 0 | 0 | 0% | 0% | 0% | 0% | 0% | 0 | 0 | 0 | 0 | 0 | 0 | 0 | 0 | 0 | 0 | 0 | 0 | 0 | 0 | 0 | 0 | 0 | 0 | 0 | 0 | 0 | 0 | 0 | 0 | 0 | 0 | 0 | 0 | 0 | 0 | FALSE | 0% | 0% | 0% | 0% | 0% | 0% | FALSE | 0% | 0% | 0% | 0% | 0% | FALSE | 0% | 0% | 0% | 0% | 0% | 0% | 0% | 0% | N/A | N/A
| 628 | N/A | N/A | N/A | N/A | N/A | N/A | N/A | N/A | N/A | N/A | N/A | N/A | N/A | N/A | 0% | 0 | N/A | 0% | FALSE | N/A | N/A | N/A | N/A | N/A | FALSE | FALSE | TRUE | 0 | 0 | 0 | 0 | 0 | 0 | 0 | 0 | 0 | 0 | 0 | 0 | 0 | 0 | 0 | 0 | 0 | 0 | 0 | 0 | 0 | 0 | 0 | 0 | 0 | 0 | 0 | 0 | 0 | 0 | 0% | 0% | 0% | 0% | 0% | 0 | 0 | 0 | 0 | 0 | 0 | 0 | 0 | 0 | 0 | 0 | 0 | 0 | 0 | 0 | 0 | 0 | 0 | 0 | 0 | 0 | 0 | 0 | 0 | 0 | 0 | 0 | 0 | 0 | 0 | FALSE | 0% | 0% | 0% | 0% | 0% | 0% | FALSE | 0% | 0% | 0% | 0% | 0% | FALSE | 0% | 0% | 0% | 0% | 0% | 0% | 0% | 0% | N/A | N/A
| 629 | N/A | N/A | N/A | N/A | N/A | N/A | N/A | N/A | N/A | N/A | N/A | N/A | N/A | N/A | 0% | 0 | N/A | 0% | FALSE | N/A | N/A | N/A | N/A | N/A | FALSE | FALSE | TRUE | 0 | 0 | 0 | 0 | 0 | 0 | 0 | 0 | 0 | 0 | 0 | 0 | 0 | 0 | 0 | 0 | 0 | 0 | 0 | 0 | 0 | 0 | 0 | 0 | 0 | 0 | 0 | 0 | 0 | 0 | 0% | 0% | 0% | 0% | 0% | 0 | 0 | 0 | 0 | 0 | 0 | 0 | 0 | 0 | 0 | 0 | 0 | 0 | 0 | 0 | 0 | 0 | 0 | 0 | 0 | 0 | 0 | 0 | 0 | 0 | 0 | 0 | 0 | 0 | 0 | FALSE | 0% | 0% | 0% | 0% | 0% | 0% | FALSE | 0% | 0% | 0% | 0% | 0% | FALSE | 0% | 0% | 0% | 0% | 0% | 0% | 0% | 0% | N/A | N/A
| 630 | N/A | N/A | N/A | N/A | N/A | N/A | N/A | N/A | N/A | N/A | N/A | N/A | N/A | N/A | 0% | 0 | N/A | 0% | FALSE | N/A | N/A | N/A | N/A | N/A | FALSE | FALSE | TRUE | 0 | 0 | 0 | 0 | 0 | 0 | 0 | 0 | 0 | 0 | 0 | 0 | 0 | 0 | 0 | 0 | 0 | 0 | 0 | 0 | 0 | 0 | 0 | 0 | 0 | 0 | 0 | 0 | 0 | 0 | 0% | 0% | 0% | 0% | 0% | 0 | 0 | 0 | 0 | 0 | 0 | 0 | 0 | 0 | 0 | 0 | 0 | 0 | 0 | 0 | 0 | 0 | 0 | 0 | 0 | 0 | 0 | 0 | 0 | 0 | 0 | 0 | 0 | 0 | 0 | FALSE | 0% | 0% | 0% | 0% | 0% | 0% | FALSE | 0% | 0% | 0% | 0% | 0% | FALSE | 0% | 0% | 0% | 0% | 0% | 0% | 0% | 0% | N/A | N/A
| 631 | N/A | N/A | N/A | N/A | N/A | N/A | N/A | N/A | N/A | N/A | N/A | N/A | N/A | N/A | 0% | 0 | N/A | 0% | FALSE | N/A | N/A | N/A | N/A | N/A | FALSE | FALSE | TRUE | 0 | 0 | 0 | 0 | 0 | 0 | 0 | 0 | 0 | 0 | 0 | 0 | 0 | 0 | 0 | 0 | 0 | 0 | 0 | 0 | 0 | 0 | 0 | 0 | 0 | 0 | 0 | 0 | 0 | 0 | 0% | 0% | 0% | 0% | 0% | 0 | 0 | 0 | 0 | 0 | 0 | 0 | 0 | 0 | 0 | 0 | 0 | 0 | 0 | 0 | 0 | 0 | 0 | 0 | 0 | 0 | 0 | 0 | 0 | 0 | 0 | 0 | 0 | 0 | 0 | FALSE | 0% | 0% | 0% | 0% | 0% | 0% | FALSE | 0% | 0% | 0% | 0% | 0% | FALSE | 0% | 0% | 0% | 0% | 0% | 0% | 0% | 0% | N/A | N/A
| 632 | N/A | N/A | N/A | N/A | N/A | N/A | N/A | N/A | N/A | N/A | N/A | N/A | N/A | N/A | 0% | 0 | N/A | 0% | FALSE | N/A | N/A | N/A | N/A | N/A | FALSE | FALSE | TRUE | 0 | 0 | 0 | 0 | 0 | 0 | 0 | 0 | 0 | 0 | 0 | 0 | 0 | 0 | 0 | 0 | 0 | 0 | 0 | 0 | 0 | 0 | 0 | 0 | 0 | 0 | 0 | 0 | 0 | 0 | 0% | 0% | 0% | 0% | 0% | 0 | 0 | 0 | 0 | 0 | 0 | 0 | 0 | 0 | 0 | 0 | 0 | 0 | 0 | 0 | 0 | 0 | 0 | 0 | 0 | 0 | 0 | 0 | 0 | 0 | 0 | 0 | 0 | 0 | 0 | FALSE | 0% | 0% | 0% | 0% | 0% | 0% | FALSE | 0% | 0% | 0% | 0% | 0% | FALSE | 0% | 0% | 0% | 0% | 0% | 0% | 0% | 0% | N/A | N/A
| 633 | N/A | N/A | N/A | N/A | N/A | N/A | N/A | N/A | N/A | N/A | N/A | N/A | N/A | N/A | 0% | 0 | N/A | 0% | FALSE | N/A | N/A | N/A | N/A | N/A | FALSE | FALSE | TRUE | 0 | 0 | 0 | 0 | 0 | 0 | 0 | 0 | 0 | 0 | 0 | 0 | 0 | 0 | 0 | 0 | 0 | 0 | 0 | 0 | 0 | 0 | 0 | 0 | 0 | 0 | 0 | 0 | 0 | 0 | 0% | 0% | 0% | 0% | 0% | 0 | 0 | 0 | 0 | 0 | 0 | 0 | 0 | 0 | 0 | 0 | 0 | 0 | 0 | 0 | 0 | 0 | 0 | 0 | 0 | 0 | 0 | 0 | 0 | 0 | 0 | 0 | 0 | 0 | 0 | FALSE | 0% | 0% | 0% | 0% | 0% | 0% | FALSE | 0% | 0% | 0% | 0% | 0% | FALSE | 0% | 0% | 0% | 0% | 0% | 0% | 0% | 0% | N/A | N/A
| 634 | N/A | N/A | N/A | N/A | N/A | N/A | N/A | N/A | N/A | N/A | N/A | N/A | N/A | N/A | 0% | 0 | N/A | 0% | FALSE | N/A | N/A | N/A | N/A | N/A | FALSE | FALSE | TRUE | 0 | 0 | 0 | 0 | 0 | 0 | 0 | 0 | 0 | 0 | 0 | 0 | 0 | 0 | 0 | 0 | 0 | 0 | 0 | 0 | 0 | 0 | 0 | 0 | 0 | 0 | 0 | 0 | 0 | 0 | 0% | 0% | 0% | 0% | 0% | 0 | 0 | 0 | 0 | 0 | 0 | 0 | 0 | 0 | 0 | 0 | 0 | 0 | 0 | 0 | 0 | 0 | 0 | 0 | 0 | 0 | 0 | 0 | 0 | 0 | 0 | 0 | 0 | 0 | 0 | FALSE | 0% | 0% | 0% | 0% | 0% | 0% | FALSE | 0% | 0% | 0% | 0% | 0% | FALSE | 0% | 0% | 0% | 0% | 0% | 0% | 0% | 0% | N/A | N/A
| 635 | N/A | N/A | N/A | N/A | N/A | N/A | N/A | N/A | N/A | N/A | N/A | N/A | N/A | N/A | 0% | 0 | N/A | 0% | FALSE | N/A | N/A | N/A | N/A | N/A | FALSE | FALSE | TRUE | 0 | 0 | 0 | 0 | 0 | 0 | 0 | 0 | 0 | 0 | 0 | 0 | 0 | 0 | 0 | 0 | 0 | 0 | 0 | 0 | 0 | 0 | 0 | 0 | 0 | 0 | 0 | 0 | 0 | 0 | 0% | 0% | 0% | 0% | 0% | 0 | 0 | 0 | 0 | 0 | 0 | 0 | 0 | 0 | 0 | 0 | 0 | 0 | 0 | 0 | 0 | 0 | 0 | 0 | 0 | 0 | 0 | 0 | 0 | 0 | 0 | 0 | 0 | 0 | 0 | FALSE | 0% | 0% | 0% | 0% | 0% | 0% | FALSE | 0% | 0% | 0% | 0% | 0% | FALSE | 0% | 0% | 0% | 0% | 0% | 0% | 0% | 0% | N/A | N/A
| 636 | N/A | N/A | N/A | N/A | N/A | N/A | N/A | N/A | N/A | N/A | N/A | N/A | N/A | N/A | 0% | 0 | N/A | 0% | FALSE | N/A | N/A | N/A | N/A | N/A | FALSE | FALSE | TRUE | 0 | 0 | 0 | 0 | 0 | 0 | 0 | 0 | 0 | 0 | 0 | 0 | 0 | 0 | 0 | 0 | 0 | 0 | 0 | 0 | 0 | 0 | 0 | 0 | 0 | 0 | 0 | 0 | 0 | 0 | 0% | 0% | 0% | 0% | 0% | 0 | 0 | 0 | 0 | 0 | 0 | 0 | 0 | 0 | 0 | 0 | 0 | 0 | 0 | 0 | 0 | 0 | 0 | 0 | 0 | 0 | 0 | 0 | 0 | 0 | 0 | 0 | 0 | 0 | 0 | FALSE | 0% | 0% | 0% | 0% | 0% | 0% | FALSE | 0% | 0% | 0% | 0% | 0% | FALSE | 0% | 0% | 0% | 0% | 0% | 0% | 0% | 0% | N/A | N/A
| 637 | N/A | N/A | N/A | N/A | N/A | N/A | N/A | N/A | N/A | N/A | N/A | N/A | N/A | N/A | 0% | 0 | N/A | 0% | FALSE | N/A | N/A | N/A | N/A | N/A | FALSE | FALSE | TRUE | 0 | 0 | 0 | 0 | 0 | 0 | 0 | 0 | 0 | 0 | 0 | 0 | 0 | 0 | 0 | 0 | 0 | 0 | 0 | 0 | 0 | 0 | 0 | 0 | 0 | 0 | 0 | 0 | 0 | 0 | 0% | 0% | 0% | 0% | 0% | 0 | 0 | 0 | 0 | 0 | 0 | 0 | 0 | 0 | 0 | 0 | 0 | 0 | 0 | 0 | 0 | 0 | 0 | 0 | 0 | 0 | 0 | 0 | 0 | 0 | 0 | 0 | 0 | 0 | 0 | FALSE | 0% | 0% | 0% | 0% | 0% | 0% | FALSE | 0% | 0% | 0% | 0% | 0% | FALSE | 0% | 0% | 0% | 0% | 0% | 0% | 0% | 0% | N/A | N/A
| 638 | N/A | N/A | N/A | N/A | N/A | N/A | N/A | N/A | N/A | N/A | N/A | N/A | N/A | N/A | 0% | 0 | N/A | 0% | FALSE | N/A | N/A | N/A | N/A | N/A | FALSE | FALSE | TRUE | 0 | 0 | 0 | 0 | 0 | 0 | 0 | 0 | 0 | 0 | 0 | 0 | 0 | 0 | 0 | 0 | 0 | 0 | 0 | 0 | 0 | 0 | 0 | 0 | 0 | 0 | 0 | 0 | 0 | 0 | 0% | 0% | 0% | 0% | 0% | 0 | 0 | 0 | 0 | 0 | 0 | 0 | 0 | 0 | 0 | 0 | 0 | 0 | 0 | 0 | 0 | 0 | 0 | 0 | 0 | 0 | 0 | 0 | 0 | 0 | 0 | 0 | 0 | 0 | 0 | FALSE | 0% | 0% | 0% | 0% | 0% | 0% | FALSE | 0% | 0% | 0% | 0% | 0% | FALSE | 0% | 0% | 0% | 0% | 0% | 0% | 0% | 0% | N/A | N/A
| 639 | N/A | N/A | N/A | N/A | N/A | N/A | N/A | N/A | N/A | N/A | N/A | N/A | N/A | N/A | 0% | 0 | N/A | 0% | FALSE | N/A | N/A | N/A | N/A | N/A | FALSE | FALSE | TRUE | 0 | 0 | 0 | 0 | 0 | 0 | 0 | 0 | 0 | 0 | 0 | 0 | 0 | 0 | 0 | 0 | 0 | 0 | 0 | 0 | 0 | 0 | 0 | 0 | 0 | 0 | 0 | 0 | 0 | 0 | 0% | 0% | 0% | 0% | 0% | 0 | 0 | 0 | 0 | 0 | 0 | 0 | 0 | 0 | 0 | 0 | 0 | 0 | 0 | 0 | 0 | 0 | 0 | 0 | 0 | 0 | 0 | 0 | 0 | 0 | 0 | 0 | 0 | 0 | 0 | FALSE | 0% | 0% | 0% | 0% | 0% | 0% | FALSE | 0% | 0% | 0% | 0% | 0% | FALSE | 0% | 0% | 0% | 0% | 0% | 0% | 0% | 0% | N/A | N/A
| 640 | N/A | N/A | N/A | N/A | N/A | N/A | N/A | N/A | N/A | N/A | N/A | N/A | N/A | N/A | 0% | 0 | N/A | 0% | FALSE | N/A | N/A | N/A | N/A | N/A | FALSE | FALSE | TRUE | 0 | 0 | 0 | 0 | 0 | 0 | 0 | 0 | 0 | 0 | 0 | 0 | 0 | 0 | 0 | 0 | 0 | 0 | 0 | 0 | 0 | 0 | 0 | 0 | 0 | 0 | 0 | 0 | 0 | 0 | 0% | 0% | 0% | 0% | 0% | 0 | 0 | 0 | 0 | 0 | 0 | 0 | 0 | 0 | 0 | 0 | 0 | 0 | 0 | 0 | 0 | 0 | 0 | 0 | 0 | 0 | 0 | 0 | 0 | 0 | 0 | 0 | 0 | 0 | 0 | FALSE | 0% | 0% | 0% | 0% | 0% | 0% | FALSE | 0% | 0% | 0% | 0% | 0% | FALSE | 0% | 0% | 0% | 0% | 0% | 0% | 0% | 0% | N/A | N/A
| 641 | N/A | N/A | N/A | N/A | N/A | N/A | N/A | N/A | N/A | N/A | N/A | N/A | N/A | N/A | 0% | 0 | N/A | 0% | FALSE | N/A | N/A | N/A | N/A | N/A | FALSE | FALSE | TRUE | 0 | 0 | 0 | 0 | 0 | 0 | 0 | 0 | 0 | 0 | 0 | 0 | 0 | 0 | 0 | 0 | 0 | 0 | 0 | 0 | 0 | 0 | 0 | 0 | 0 | 0 | 0 | 0 | 0 | 0 | 0% | 0% | 0% | 0% | 0% | 0 | 0 | 0 | 0 | 0 | 0 | 0 | 0 | 0 | 0 | 0 | 0 | 0 | 0 | 0 | 0 | 0 | 0 | 0 | 0 | 0 | 0 | 0 | 0 | 0 | 0 | 0 | 0 | 0 | 0 | FALSE | 0% | 0% | 0% | 0% | 0% | 0% | FALSE | 0% | 0% | 0% | 0% | 0% | FALSE | 0% | 0% | 0% | 0% | 0% | 0% | 0% | 0% | N/A | N/A
| 642 | N/A | N/A | N/A | N/A | N/A | N/A | N/A | N/A | N/A | N/A | N/A | N/A | N/A | N/A | 0% | 0 | N/A | 0% | FALSE | N/A | N/A | N/A | N/A | N/A | FALSE | FALSE | TRUE | 0 | 0 | 0 | 0 | 0 | 0 | 0 | 0 | 0 | 0 | 0 | 0 | 0 | 0 | 0 | 0 | 0 | 0 | 0 | 0 | 0 | 0 | 0 | 0 | 0 | 0 | 0 | 0 | 0 | 0 | 0% | 0% | 0% | 0% | 0% | 0 | 0 | 0 | 0 | 0 | 0 | 0 | 0 | 0 | 0 | 0 | 0 | 0 | 0 | 0 | 0 | 0 | 0 | 0 | 0 | 0 | 0 | 0 | 0 | 0 | 0 | 0 | 0 | 0 | 0 | FALSE | 0% | 0% | 0% | 0% | 0% | 0% | FALSE | 0% | 0% | 0% | 0% | 0% | FALSE | 0% | 0% | 0% | 0% | 0% | 0% | 0% | 0% | N/A | N/A
| 643 | N/A | N/A | N/A | N/A | N/A | N/A | N/A | N/A | N/A | N/A | N/A | N/A | N/A | N/A | 0% | 0 | N/A | 0% | FALSE | N/A | N/A | N/A | N/A | N/A | FALSE | FALSE | TRUE | 0 | 0 | 0 | 0 | 0 | 0 | 0 | 0 | 0 | 0 | 0 | 0 | 0 | 0 | 0 | 0 | 0 | 0 | 0 | 0 | 0 | 0 | 0 | 0 | 0 | 0 | 0 | 0 | 0 | 0 | 0% | 0% | 0% | 0% | 0% | 0 | 0 | 0 | 0 | 0 | 0 | 0 | 0 | 0 | 0 | 0 | 0 | 0 | 0 | 0 | 0 | 0 | 0 | 0 | 0 | 0 | 0 | 0 | 0 | 0 | 0 | 0 | 0 | 0 | 0 | FALSE | 0% | 0% | 0% | 0% | 0% | 0% | FALSE | 0% | 0% | 0% | 0% | 0% | FALSE | 0% | 0% | 0% | 0% | 0% | 0% | 0% | 0% | N/A | N/A
| 644 | N/A | N/A | N/A | N/A | N/A | N/A | N/A | N/A | N/A | N/A | N/A | N/A | N/A | N/A | 0% | 0 | N/A | 0% | FALSE | N/A | N/A | N/A | N/A | N/A | FALSE | FALSE | TRUE | 0 | 0 | 0 | 0 | 0 | 0 | 0 | 0 | 0 | 0 | 0 | 0 | 0 | 0 | 0 | 0 | 0 | 0 | 0 | 0 | 0 | 0 | 0 | 0 | 0 | 0 | 0 | 0 | 0 | 0 | 0% | 0% | 0% | 0% | 0% | 0 | 0 | 0 | 0 | 0 | 0 | 0 | 0 | 0 | 0 | 0 | 0 | 0 | 0 | 0 | 0 | 0 | 0 | 0 | 0 | 0 | 0 | 0 | 0 | 0 | 0 | 0 | 0 | 0 | 0 | FALSE | 0% | 0% | 0% | 0% | 0% | 0% | FALSE | 0% | 0% | 0% | 0% | 0% | FALSE | 0% | 0% | 0% | 0% | 0% | 0% | 0% | 0% | N/A | N/A
| 645 | N/A | N/A | N/A | N/A | N/A | N/A | N/A | N/A | N/A | N/A | N/A | N/A | N/A | N/A | 0% | 0 | N/A | 0% | FALSE | N/A | N/A | N/A | N/A | N/A | FALSE | FALSE | TRUE | 0 | 0 | 0 | 0 | 0 | 0 | 0 | 0 | 0 | 0 | 0 | 0 | 0 | 0 | 0 | 0 | 0 | 0 | 0 | 0 | 0 | 0 | 0 | 0 | 0 | 0 | 0 | 0 | 0 | 0 | 0% | 0% | 0% | 0% | 0% | 0 | 0 | 0 | 0 | 0 | 0 | 0 | 0 | 0 | 0 | 0 | 0 | 0 | 0 | 0 | 0 | 0 | 0 | 0 | 0 | 0 | 0 | 0 | 0 | 0 | 0 | 0 | 0 | 0 | 0 | FALSE | 0% | 0% | 0% | 0% | 0% | 0% | FALSE | 0% | 0% | 0% | 0% | 0% | FALSE | 0% | 0% | 0% | 0% | 0% | 0% | 0% | 0% | N/A | N/A
| 646 | N/A | N/A | N/A | N/A | N/A | N/A | N/A | N/A | N/A | N/A | N/A | N/A | N/A | N/A | 0% | 0 | N/A | 0% | FALSE | N/A | N/A | N/A | N/A | N/A | FALSE | FALSE | TRUE | 0 | 0 | 0 | 0 | 0 | 0 | 0 | 0 | 0 | 0 | 0 | 0 | 0 | 0 | 0 | 0 | 0 | 0 | 0 | 0 | 0 | 0 | 0 | 0 | 0 | 0 | 0 | 0 | 0 | 0 | 0% | 0% | 0% | 0% | 0% | 0 | 0 | 0 | 0 | 0 | 0 | 0 | 0 | 0 | 0 | 0 | 0 | 0 | 0 | 0 | 0 | 0 | 0 | 0 | 0 | 0 | 0 | 0 | 0 | 0 | 0 | 0 | 0 | 0 | 0 | FALSE | 0% | 0% | 0% | 0% | 0% | 0% | FALSE | 0% | 0% | 0% | 0% | 0% | FALSE | 0% | 0% | 0% | 0% | 0% | 0% | 0% | 0% | N/A | N/A
| 647 | N/A | N/A | N/A | N/A | N/A | N/A | N/A | N/A | N/A | N/A | N/A | N/A | N/A | N/A | 0% | 0 | N/A | 0% | FALSE | N/A | N/A | N/A | N/A | N/A | FALSE | FALSE | TRUE | 0 | 0 | 0 | 0 | 0 | 0 | 0 | 0 | 0 | 0 | 0 | 0 | 0 | 0 | 0 | 0 | 0 | 0 | 0 | 0 | 0 | 0 | 0 | 0 | 0 | 0 | 0 | 0 | 0 | 0 | 0% | 0% | 0% | 0% | 0% | 0 | 0 | 0 | 0 | 0 | 0 | 0 | 0 | 0 | 0 | 0 | 0 | 0 | 0 | 0 | 0 | 0 | 0 | 0 | 0 | 0 | 0 | 0 | 0 | 0 | 0 | 0 | 0 | 0 | 0 | FALSE | 0% | 0% | 0% | 0% | 0% | 0% | FALSE | 0% | 0% | 0% | 0% | 0% | FALSE | 0% | 0% | 0% | 0% | 0% | 0% | 0% | 0% | N/A | N/A
| 648 | N/A | N/A | N/A | N/A | N/A | N/A | N/A | N/A | N/A | N/A | N/A | N/A | N/A | N/A | 0% | 0 | N/A | 0% | FALSE | N/A | N/A | N/A | N/A | N/A | FALSE | FALSE | TRUE | 0 | 0 | 0 | 0 | 0 | 0 | 0 | 0 | 0 | 0 | 0 | 0 | 0 | 0 | 0 | 0 | 0 | 0 | 0 | 0 | 0 | 0 | 0 | 0 | 0 | 0 | 0 | 0 | 0 | 0 | 0% | 0% | 0% | 0% | 0% | 0 | 0 | 0 | 0 | 0 | 0 | 0 | 0 | 0 | 0 | 0 | 0 | 0 | 0 | 0 | 0 | 0 | 0 | 0 | 0 | 0 | 0 | 0 | 0 | 0 | 0 | 0 | 0 | 0 | 0 | FALSE | 0% | 0% | 0% | 0% | 0% | 0% | FALSE | 0% | 0% | 0% | 0% | 0% | FALSE | 0% | 0% | 0% | 0% | 0% | 0% | 0% | 0% | N/A | N/A
| 649 | N/A | N/A | N/A | N/A | N/A | N/A | N/A | N/A | N/A | N/A | N/A | N/A | N/A | N/A | 0% | 0 | N/A | 0% | FALSE | N/A | N/A | N/A | N/A | N/A | FALSE | FALSE | TRUE | 0 | 0 | 0 | 0 | 0 | 0 | 0 | 0 | 0 | 0 | 0 | 0 | 0 | 0 | 0 | 0 | 0 | 0 | 0 | 0 | 0 | 0 | 0 | 0 | 0 | 0 | 0 | 0 | 0 | 0 | 0% | 0% | 0% | 0% | 0% | 0 | 0 | 0 | 0 | 0 | 0 | 0 | 0 | 0 | 0 | 0 | 0 | 0 | 0 | 0 | 0 | 0 | 0 | 0 | 0 | 0 | 0 | 0 | 0 | 0 | 0 | 0 | 0 | 0 | 0 | FALSE | 0% | 0% | 0% | 0% | 0% | 0% | FALSE | 0% | 0% | 0% | 0% | 0% | FALSE | 0% | 0% | 0% | 0% | 0% | 0% | 0% | 0% | N/A | N/A
| 650 | N/A | N/A | N/A | N/A | N/A | N/A | N/A | N/A | N/A | N/A | N/A | N/A | N/A | N/A | 0% | 0 | N/A | 0% | FALSE | N/A | N/A | N/A | N/A | N/A | FALSE | FALSE | TRUE | 0 | 0 | 0 | 0 | 0 | 0 | 0 | 0 | 0 | 0 | 0 | 0 | 0 | 0 | 0 | 0 | 0 | 0 | 0 | 0 | 0 | 0 | 0 | 0 | 0 | 0 | 0 | 0 | 0 | 0 | 0% | 0% | 0% | 0% | 0% | 0 | 0 | 0 | 0 | 0 | 0 | 0 | 0 | 0 | 0 | 0 | 0 | 0 | 0 | 0 | 0 | 0 | 0 | 0 | 0 | 0 | 0 | 0 | 0 | 0 | 0 | 0 | 0 | 0 | 0 | FALSE | 0% | 0% | 0% | 0% | 0% | 0% | FALSE | 0% | 0% | 0% | 0% | 0% | FALSE | 0% | 0% | 0% | 0% | 0% | 0% | 0% | 0% | N/A | N/A
| 651 | N/A | N/A | N/A | N/A | N/A | N/A | N/A | N/A | N/A | N/A | N/A | N/A | N/A | N/A | 0% | 0 | N/A | 0% | FALSE | N/A | N/A | N/A | N/A | N/A | FALSE | FALSE | TRUE | 0 | 0 | 0 | 0 | 0 | 0 | 0 | 0 | 0 | 0 | 0 | 0 | 0 | 0 | 0 | 0 | 0 | 0 | 0 | 0 | 0 | 0 | 0 | 0 | 0 | 0 | 0 | 0 | 0 | 0 | 0% | 0% | 0% | 0% | 0% | 0 | 0 | 0 | 0 | 0 | 0 | 0 | 0 | 0 | 0 | 0 | 0 | 0 | 0 | 0 | 0 | 0 | 0 | 0 | 0 | 0 | 0 | 0 | 0 | 0 | 0 | 0 | 0 | 0 | 0 | FALSE | 0% | 0% | 0% | 0% | 0% | 0% | FALSE | 0% | 0% | 0% | 0% | 0% | FALSE | 0% | 0% | 0% | 0% | 0% | 0% | 0% | 0% | N/A | N/A
| 652 | N/A | N/A | N/A | N/A | N/A | N/A | N/A | N/A | N/A | N/A | N/A | N/A | N/A | N/A | 0% | 0 | N/A | 0% | FALSE | N/A | N/A | N/A | N/A | N/A | FALSE | FALSE | TRUE | 0 | 0 | 0 | 0 | 0 | 0 | 0 | 0 | 0 | 0 | 0 | 0 | 0 | 0 | 0 | 0 | 0 | 0 | 0 | 0 | 0 | 0 | 0 | 0 | 0 | 0 | 0 | 0 | 0 | 0 | 0% | 0% | 0% | 0% | 0% | 0 | 0 | 0 | 0 | 0 | 0 | 0 | 0 | 0 | 0 | 0 | 0 | 0 | 0 | 0 | 0 | 0 | 0 | 0 | 0 | 0 | 0 | 0 | 0 | 0 | 0 | 0 | 0 | 0 | 0 | FALSE | 0% | 0% | 0% | 0% | 0% | 0% | FALSE | 0% | 0% | 0% | 0% | 0% | FALSE | 0% | 0% | 0% | 0% | 0% | 0% | 0% | 0% | N/A | N/A
| 653 | N/A | N/A | N/A | N/A | N/A | N/A | N/A | N/A | N/A | N/A | N/A | N/A | N/A | N/A | 0% | 0 | N/A | 0% | FALSE | N/A | N/A | N/A | N/A | N/A | FALSE | FALSE | TRUE | 0 | 0 | 0 | 0 | 0 | 0 | 0 | 0 | 0 | 0 | 0 | 0 | 0 | 0 | 0 | 0 | 0 | 0 | 0 | 0 | 0 | 0 | 0 | 0 | 0 | 0 | 0 | 0 | 0 | 0 | 0% | 0% | 0% | 0% | 0% | 0 | 0 | 0 | 0 | 0 | 0 | 0 | 0 | 0 | 0 | 0 | 0 | 0 | 0 | 0 | 0 | 0 | 0 | 0 | 0 | 0 | 0 | 0 | 0 | 0 | 0 | 0 | 0 | 0 | 0 | FALSE | 0% | 0% | 0% | 0% | 0% | 0% | FALSE | 0% | 0% | 0% | 0% | 0% | FALSE | 0% | 0% | 0% | 0% | 0% | 0% | 0% | 0% | N/A | N/A
| 654 | N/A | N/A | N/A | N/A | N/A | N/A | N/A | N/A | N/A | N/A | N/A | N/A | N/A | N/A | 0% | 0 | N/A | 0% | FALSE | N/A | N/A | N/A | N/A | N/A | FALSE | FALSE | TRUE | 0 | 0 | 0 | 0 | 0 | 0 | 0 | 0 | 0 | 0 | 0 | 0 | 0 | 0 | 0 | 0 | 0 | 0 | 0 | 0 | 0 | 0 | 0 | 0 | 0 | 0 | 0 | 0 | 0 | 0 | 0% | 0% | 0% | 0% | 0% | 0 | 0 | 0 | 0 | 0 | 0 | 0 | 0 | 0 | 0 | 0 | 0 | 0 | 0 | 0 | 0 | 0 | 0 | 0 | 0 | 0 | 0 | 0 | 0 | 0 | 0 | 0 | 0 | 0 | 0 | FALSE | 0% | 0% | 0% | 0% | 0% | 0% | FALSE | 0% | 0% | 0% | 0% | 0% | FALSE | 0% | 0% | 0% | 0% | 0% | 0% | 0% | 0% | N/A | N/A
| 655 | N/A | N/A | N/A | N/A | N/A | N/A | N/A | N/A | N/A | N/A | N/A | N/A | N/A | N/A | 0% | 0 | N/A | 0% | FALSE | N/A | N/A | N/A | N/A | N/A | FALSE | FALSE | TRUE | 0 | 0 | 0 | 0 | 0 | 0 | 0 | 0 | 0 | 0 | 0 | 0 | 0 | 0 | 0 | 0 | 0 | 0 | 0 | 0 | 0 | 0 | 0 | 0 | 0 | 0 | 0 | 0 | 0 | 0 | 0% | 0% | 0% | 0% | 0% | 0 | 0 | 0 | 0 | 0 | 0 | 0 | 0 | 0 | 0 | 0 | 0 | 0 | 0 | 0 | 0 | 0 | 0 | 0 | 0 | 0 | 0 | 0 | 0 | 0 | 0 | 0 | 0 | 0 | 0 | FALSE | 0% | 0% | 0% | 0% | 0% | 0% | FALSE | 0% | 0% | 0% | 0% | 0% | FALSE | 0% | 0% | 0% | 0% | 0% | 0% | 0% | 0% | N/A | N/A
| 656 | N/A | N/A | N/A | N/A | N/A | N/A | N/A | N/A | N/A | N/A | N/A | N/A | N/A | N/A | 0% | 0 | N/A | 0% | FALSE | N/A | N/A | N/A | N/A | N/A | FALSE | FALSE | TRUE | 0 | 0 | 0 | 0 | 0 | 0 | 0 | 0 | 0 | 0 | 0 | 0 | 0 | 0 | 0 | 0 | 0 | 0 | 0 | 0 | 0 | 0 | 0 | 0 | 0 | 0 | 0 | 0 | 0 | 0 | 0% | 0% | 0% | 0% | 0% | 0 | 0 | 0 | 0 | 0 | 0 | 0 | 0 | 0 | 0 | 0 | 0 | 0 | 0 | 0 | 0 | 0 | 0 | 0 | 0 | 0 | 0 | 0 | 0 | 0 | 0 | 0 | 0 | 0 | 0 | FALSE | 0% | 0% | 0% | 0% | 0% | 0% | FALSE | 0% | 0% | 0% | 0% | 0% | FALSE | 0% | 0% | 0% | 0% | 0% | 0% | 0% | 0% | N/A | N/A
| 657 | N/A | N/A | N/A | N/A | N/A | N/A | N/A | N/A | N/A | N/A | N/A | N/A | N/A | N/A | 0% | 0 | N/A | 0% | FALSE | N/A | N/A | N/A | N/A | N/A | FALSE | FALSE | TRUE | 0 | 0 | 0 | 0 | 0 | 0 | 0 | 0 | 0 | 0 | 0 | 0 | 0 | 0 | 0 | 0 | 0 | 0 | 0 | 0 | 0 | 0 | 0 | 0 | 0 | 0 | 0 | 0 | 0 | 0 | 0% | 0% | 0% | 0% | 0% | 0 | 0 | 0 | 0 | 0 | 0 | 0 | 0 | 0 | 0 | 0 | 0 | 0 | 0 | 0 | 0 | 0 | 0 | 0 | 0 | 0 | 0 | 0 | 0 | 0 | 0 | 0 | 0 | 0 | 0 | FALSE | 0% | 0% | 0% | 0% | 0% | 0% | FALSE | 0% | 0% | 0% | 0% | 0% | FALSE | 0% | 0% | 0% | 0% | 0% | 0% | 0% | 0% | N/A | N/A
| 658 | N/A | N/A | N/A | N/A | N/A | N/A | N/A | N/A | N/A | N/A | N/A | N/A | N/A | N/A | 0% | 0 | N/A | 0% | FALSE | N/A | N/A | N/A | N/A | N/A | FALSE | FALSE | TRUE | 0 | 0 | 0 | 0 | 0 | 0 | 0 | 0 | 0 | 0 | 0 | 0 | 0 | 0 | 0 | 0 | 0 | 0 | 0 | 0 | 0 | 0 | 0 | 0 | 0 | 0 | 0 | 0 | 0 | 0 | 0% | 0% | 0% | 0% | 0% | 0 | 0 | 0 | 0 | 0 | 0 | 0 | 0 | 0 | 0 | 0 | 0 | 0 | 0 | 0 | 0 | 0 | 0 | 0 | 0 | 0 | 0 | 0 | 0 | 0 | 0 | 0 | 0 | 0 | 0 | FALSE | 0% | 0% | 0% | 0% | 0% | 0% | FALSE | 0% | 0% | 0% | 0% | 0% | FALSE | 0% | 0% | 0% | 0% | 0% | 0% | 0% | 0% | N/A | N/A
| 659 | N/A | N/A | N/A | N/A | N/A | N/A | N/A | N/A | N/A | N/A | N/A | N/A | N/A | N/A | 0% | 0 | N/A | 0% | FALSE | N/A | N/A | N/A | N/A | N/A | FALSE | FALSE | TRUE | 0 | 0 | 0 | 0 | 0 | 0 | 0 | 0 | 0 | 0 | 0 | 0 | 0 | 0 | 0 | 0 | 0 | 0 | 0 | 0 | 0 | 0 | 0 | 0 | 0 | 0 | 0 | 0 | 0 | 0 | 0% | 0% | 0% | 0% | 0% | 0 | 0 | 0 | 0 | 0 | 0 | 0 | 0 | 0 | 0 | 0 | 0 | 0 | 0 | 0 | 0 | 0 | 0 | 0 | 0 | 0 | 0 | 0 | 0 | 0 | 0 | 0 | 0 | 0 | 0 | FALSE | 0% | 0% | 0% | 0% | 0% | 0% | FALSE | 0% | 0% | 0% | 0% | 0% | FALSE | 0% | 0% | 0% | 0% | 0% | 0% | 0% | 0% | N/A | N/A
| 660 | N/A | N/A | N/A | N/A | N/A | N/A | N/A | N/A | N/A | N/A | N/A | N/A | N/A | N/A | 0% | 0 | N/A | 0% | FALSE | N/A | N/A | N/A | N/A | N/A | FALSE | FALSE | TRUE | 0 | 0 | 0 | 0 | 0 | 0 | 0 | 0 | 0 | 0 | 0 | 0 | 0 | 0 | 0 | 0 | 0 | 0 | 0 | 0 | 0 | 0 | 0 | 0 | 0 | 0 | 0 | 0 | 0 | 0 | 0% | 0% | 0% | 0% | 0% | 0 | 0 | 0 | 0 | 0 | 0 | 0 | 0 | 0 | 0 | 0 | 0 | 0 | 0 | 0 | 0 | 0 | 0 | 0 | 0 | 0 | 0 | 0 | 0 | 0 | 0 | 0 | 0 | 0 | 0 | FALSE | 0% | 0% | 0% | 0% | 0% | 0% | FALSE | 0% | 0% | 0% | 0% | 0% | FALSE | 0% | 0% | 0% | 0% | 0% | 0% | 0% | 0% | N/A | N/A
| 661 | N/A | N/A | N/A | N/A | N/A | N/A | N/A | N/A | N/A | N/A | N/A | N/A | N/A | N/A | 0% | 0 | N/A | 0% | FALSE | N/A | N/A | N/A | N/A | N/A | FALSE | FALSE | TRUE | 0 | 0 | 0 | 0 | 0 | 0 | 0 | 0 | 0 | 0 | 0 | 0 | 0 | 0 | 0 | 0 | 0 | 0 | 0 | 0 | 0 | 0 | 0 | 0 | 0 | 0 | 0 | 0 | 0 | 0 | 0% | 0% | 0% | 0% | 0% | 0 | 0 | 0 | 0 | 0 | 0 | 0 | 0 | 0 | 0 | 0 | 0 | 0 | 0 | 0 | 0 | 0 | 0 | 0 | 0 | 0 | 0 | 0 | 0 | 0 | 0 | 0 | 0 | 0 | 0 | FALSE | 0% | 0% | 0% | 0% | 0% | 0% | FALSE | 0% | 0% | 0% | 0% | 0% | FALSE | 0% | 0% | 0% | 0% | 0% | 0% | 0% | 0% | N/A | N/A
| 662 | N/A | N/A | N/A | N/A | N/A | N/A | N/A | N/A | N/A | N/A | N/A | N/A | N/A | N/A | 0% | 0 | N/A | 0% | FALSE | N/A | N/A | N/A | N/A | N/A | FALSE | FALSE | TRUE | 0 | 0 | 0 | 0 | 0 | 0 | 0 | 0 | 0 | 0 | 0 | 0 | 0 | 0 | 0 | 0 | 0 | 0 | 0 | 0 | 0 | 0 | 0 | 0 | 0 | 0 | 0 | 0 | 0 | 0 | 0% | 0% | 0% | 0% | 0% | 0 | 0 | 0 | 0 | 0 | 0 | 0 | 0 | 0 | 0 | 0 | 0 | 0 | 0 | 0 | 0 | 0 | 0 | 0 | 0 | 0 | 0 | 0 | 0 | 0 | 0 | 0 | 0 | 0 | 0 | FALSE | 0% | 0% | 0% | 0% | 0% | 0% | FALSE | 0% | 0% | 0% | 0% | 0% | FALSE | 0% | 0% | 0% | 0% | 0% | 0% | 0% | 0% | N/A | N/A
| 663 | N/A | N/A | N/A | N/A | N/A | N/A | N/A | N/A | N/A | N/A | N/A | N/A | N/A | N/A | 0% | 0 | N/A | 0% | FALSE | N/A | N/A | N/A | N/A | N/A | FALSE | FALSE | TRUE | 0 | 0 | 0 | 0 | 0 | 0 | 0 | 0 | 0 | 0 | 0 | 0 | 0 | 0 | 0 | 0 | 0 | 0 | 0 | 0 | 0 | 0 | 0 | 0 | 0 | 0 | 0 | 0 | 0 | 0 | 0% | 0% | 0% | 0% | 0% | 0 | 0 | 0 | 0 | 0 | 0 | 0 | 0 | 0 | 0 | 0 | 0 | 0 | 0 | 0 | 0 | 0 | 0 | 0 | 0 | 0 | 0 | 0 | 0 | 0 | 0 | 0 | 0 | 0 | 0 | FALSE | 0% | 0% | 0% | 0% | 0% | 0% | FALSE | 0% | 0% | 0% | 0% | 0% | FALSE | 0% | 0% | 0% | 0% | 0% | 0% | 0% | 0% | N/A | N/A
| 664 | N/A | N/A | N/A | N/A | N/A | N/A | N/A | N/A | N/A | N/A | N/A | N/A | N/A | N/A | 0% | 0 | N/A | 0% | FALSE | N/A | N/A | N/A | N/A | N/A | FALSE | FALSE | TRUE | 0 | 0 | 0 | 0 | 0 | 0 | 0 | 0 | 0 | 0 | 0 | 0 | 0 | 0 | 0 | 0 | 0 | 0 | 0 | 0 | 0 | 0 | 0 | 0 | 0 | 0 | 0 | 0 | 0 | 0 | 0% | 0% | 0% | 0% | 0% | 0 | 0 | 0 | 0 | 0 | 0 | 0 | 0 | 0 | 0 | 0 | 0 | 0 | 0 | 0 | 0 | 0 | 0 | 0 | 0 | 0 | 0 | 0 | 0 | 0 | 0 | 0 | 0 | 0 | 0 | FALSE | 0% | 0% | 0% | 0% | 0% | 0% | FALSE | 0% | 0% | 0% | 0% | 0% | FALSE | 0% | 0% | 0% | 0% | 0% | 0% | 0% | 0% | N/A | N/A
| 665 | N/A | N/A | N/A | N/A | N/A | N/A | N/A | N/A | N/A | N/A | N/A | N/A | N/A | N/A | 0% | 0 | N/A | 0% | FALSE | N/A | N/A | N/A | N/A | N/A | FALSE | FALSE | TRUE | 0 | 0 | 0 | 0 | 0 | 0 | 0 | 0 | 0 | 0 | 0 | 0 | 0 | 0 | 0 | 0 | 0 | 0 | 0 | 0 | 0 | 0 | 0 | 0 | 0 | 0 | 0 | 0 | 0 | 0 | 0% | 0% | 0% | 0% | 0% | 0 | 0 | 0 | 0 | 0 | 0 | 0 | 0 | 0 | 0 | 0 | 0 | 0 | 0 | 0 | 0 | 0 | 0 | 0 | 0 | 0 | 0 | 0 | 0 | 0 | 0 | 0 | 0 | 0 | 0 | FALSE | 0% | 0% | 0% | 0% | 0% | 0% | FALSE | 0% | 0% | 0% | 0% | 0% | FALSE | 0% | 0% | 0% | 0% | 0% | 0% | 0% | 0% | N/A | N/A
| 666 | N/A | N/A | N/A | N/A | N/A | N/A | N/A | N/A | N/A | N/A | N/A | N/A | N/A | N/A | 0% | 0 | N/A | 0% | FALSE | N/A | N/A | N/A | N/A | N/A | FALSE | FALSE | TRUE | 0 | 0 | 0 | 0 | 0 | 0 | 0 | 0 | 0 | 0 | 0 | 0 | 0 | 0 | 0 | 0 | 0 | 0 | 0 | 0 | 0 | 0 | 0 | 0 | 0 | 0 | 0 | 0 | 0 | 0 | 0% | 0% | 0% | 0% | 0% | 0 | 0 | 0 | 0 | 0 | 0 | 0 | 0 | 0 | 0 | 0 | 0 | 0 | 0 | 0 | 0 | 0 | 0 | 0 | 0 | 0 | 0 | 0 | 0 | 0 | 0 | 0 | 0 | 0 | 0 | FALSE | 0% | 0% | 0% | 0% | 0% | 0% | FALSE | 0% | 0% | 0% | 0% | 0% | FALSE | 0% | 0% | 0% | 0% | 0% | 0% | 0% | 0% | N/A | N/A
| 667 | N/A | N/A | N/A | N/A | N/A | N/A | N/A | N/A | N/A | N/A | N/A | N/A | N/A | N/A | 0% | 0 | N/A | 0% | FALSE | N/A | N/A | N/A | N/A | N/A | FALSE | FALSE | TRUE | 0 | 0 | 0 | 0 | 0 | 0 | 0 | 0 | 0 | 0 | 0 | 0 | 0 | 0 | 0 | 0 | 0 | 0 | 0 | 0 | 0 | 0 | 0 | 0 | 0 | 0 | 0 | 0 | 0 | 0 | 0% | 0% | 0% | 0% | 0% | 0 | 0 | 0 | 0 | 0 | 0 | 0 | 0 | 0 | 0 | 0 | 0 | 0 | 0 | 0 | 0 | 0 | 0 | 0 | 0 | 0 | 0 | 0 | 0 | 0 | 0 | 0 | 0 | 0 | 0 | FALSE | 0% | 0% | 0% | 0% | 0% | 0% | FALSE | 0% | 0% | 0% | 0% | 0% | FALSE | 0% | 0% | 0% | 0% | 0% | 0% | 0% | 0% | N/A | N/A
| 668 | N/A | N/A | N/A | N/A | N/A | N/A | N/A | N/A | N/A | N/A | N/A | N/A | N/A | N/A | 0% | 0 | N/A | 0% | FALSE | N/A | N/A | N/A | N/A | N/A | FALSE | FALSE | TRUE | 0 | 0 | 0 | 0 | 0 | 0 | 0 | 0 | 0 | 0 | 0 | 0 | 0 | 0 | 0 | 0 | 0 | 0 | 0 | 0 | 0 | 0 | 0 | 0 | 0 | 0 | 0 | 0 | 0 | 0 | 0% | 0% | 0% | 0% | 0% | 0 | 0 | 0 | 0 | 0 | 0 | 0 | 0 | 0 | 0 | 0 | 0 | 0 | 0 | 0 | 0 | 0 | 0 | 0 | 0 | 0 | 0 | 0 | 0 | 0 | 0 | 0 | 0 | 0 | 0 | FALSE | 0% | 0% | 0% | 0% | 0% | 0% | FALSE | 0% | 0% | 0% | 0% | 0% | FALSE | 0% | 0% | 0% | 0% | 0% | 0% | 0% | 0% | N/A | N/A
| 669 | N/A | N/A | N/A | N/A | N/A | N/A | N/A | N/A | N/A | N/A | N/A | N/A | N/A | N/A | 0% | 0 | N/A | 0% | FALSE | N/A | N/A | N/A | N/A | N/A | FALSE | FALSE | TRUE | 0 | 0 | 0 | 0 | 0 | 0 | 0 | 0 | 0 | 0 | 0 | 0 | 0 | 0 | 0 | 0 | 0 | 0 | 0 | 0 | 0 | 0 | 0 | 0 | 0 | 0 | 0 | 0 | 0 | 0 | 0% | 0% | 0% | 0% | 0% | 0 | 0 | 0 | 0 | 0 | 0 | 0 | 0 | 0 | 0 | 0 | 0 | 0 | 0 | 0 | 0 | 0 | 0 | 0 | 0 | 0 | 0 | 0 | 0 | 0 | 0 | 0 | 0 | 0 | 0 | FALSE | 0% | 0% | 0% | 0% | 0% | 0% | FALSE | 0% | 0% | 0% | 0% | 0% | FALSE | 0% | 0% | 0% | 0% | 0% | 0% | 0% | 0% | N/A | N/A
| 670 | N/A | N/A | N/A | N/A | N/A | N/A | N/A | N/A | N/A | N/A | N/A | N/A | N/A | N/A | 0% | 0 | N/A | 0% | FALSE | N/A | N/A | N/A | N/A | N/A | FALSE | FALSE | TRUE | 0 | 0 | 0 | 0 | 0 | 0 | 0 | 0 | 0 | 0 | 0 | 0 | 0 | 0 | 0 | 0 | 0 | 0 | 0 | 0 | 0 | 0 | 0 | 0 | 0 | 0 | 0 | 0 | 0 | 0 | 0% | 0% | 0% | 0% | 0% | 0 | 0 | 0 | 0 | 0 | 0 | 0 | 0 | 0 | 0 | 0 | 0 | 0 | 0 | 0 | 0 | 0 | 0 | 0 | 0 | 0 | 0 | 0 | 0 | 0 | 0 | 0 | 0 | 0 | 0 | FALSE | 0% | 0% | 0% | 0% | 0% | 0% | FALSE | 0% | 0% | 0% | 0% | 0% | FALSE | 0% | 0% | 0% | 0% | 0% | 0% | 0% | 0% | N/A | N/A
| 671 | N/A | N/A | N/A | N/A | N/A | N/A | N/A | N/A | N/A | N/A | N/A | N/A | N/A | N/A | 0% | 0 | N/A | 0% | FALSE | N/A | N/A | N/A | N/A | N/A | FALSE | FALSE | TRUE | 0 | 0 | 0 | 0 | 0 | 0 | 0 | 0 | 0 | 0 | 0 | 0 | 0 | 0 | 0 | 0 | 0 | 0 | 0 | 0 | 0 | 0 | 0 | 0 | 0 | 0 | 0 | 0 | 0 | 0 | 0% | 0% | 0% | 0% | 0% | 0 | 0 | 0 | 0 | 0 | 0 | 0 | 0 | 0 | 0 | 0 | 0 | 0 | 0 | 0 | 0 | 0 | 0 | 0 | 0 | 0 | 0 | 0 | 0 | 0 | 0 | 0 | 0 | 0 | 0 | FALSE | 0% | 0% | 0% | 0% | 0% | 0% | FALSE | 0% | 0% | 0% | 0% | 0% | FALSE | 0% | 0% | 0% | 0% | 0% | 0% | 0% | 0% | N/A | N/A
| 672 | N/A | N/A | N/A | N/A | N/A | N/A | N/A | N/A | N/A | N/A | N/A | N/A | N/A | N/A | 0% | 0 | N/A | 0% | FALSE | N/A | N/A | N/A | N/A | N/A | FALSE | FALSE | TRUE | 0 | 0 | 0 | 0 | 0 | 0 | 0 | 0 | 0 | 0 | 0 | 0 | 0 | 0 | 0 | 0 | 0 | 0 | 0 | 0 | 0 | 0 | 0 | 0 | 0 | 0 | 0 | 0 | 0 | 0 | 0% | 0% | 0% | 0% | 0% | 0 | 0 | 0 | 0 | 0 | 0 | 0 | 0 | 0 | 0 | 0 | 0 | 0 | 0 | 0 | 0 | 0 | 0 | 0 | 0 | 0 | 0 | 0 | 0 | 0 | 0 | 0 | 0 | 0 | 0 | FALSE | 0% | 0% | 0% | 0% | 0% | 0% | FALSE | 0% | 0% | 0% | 0% | 0% | FALSE | 0% | 0% | 0% | 0% | 0% | 0% | 0% | 0% | N/A | N/A
| 673 | N/A | N/A | N/A | N/A | N/A | N/A | N/A | N/A | N/A | N/A | N/A | N/A | N/A | N/A | 0% | 0 | N/A | 0% | FALSE | N/A | N/A | N/A | N/A | N/A | FALSE | FALSE | TRUE | 0 | 0 | 0 | 0 | 0 | 0 | 0 | 0 | 0 | 0 | 0 | 0 | 0 | 0 | 0 | 0 | 0 | 0 | 0 | 0 | 0 | 0 | 0 | 0 | 0 | 0 | 0 | 0 | 0 | 0 | 0% | 0% | 0% | 0% | 0% | 0 | 0 | 0 | 0 | 0 | 0 | 0 | 0 | 0 | 0 | 0 | 0 | 0 | 0 | 0 | 0 | 0 | 0 | 0 | 0 | 0 | 0 | 0 | 0 | 0 | 0 | 0 | 0 | 0 | 0 | FALSE | 0% | 0% | 0% | 0% | 0% | 0% | FALSE | 0% | 0% | 0% | 0% | 0% | FALSE | 0% | 0% | 0% | 0% | 0% | 0% | 0% | 0% | N/A | N/A
| 674 | N/A | N/A | N/A | N/A | N/A | N/A | N/A | N/A | N/A | N/A | N/A | N/A | N/A | N/A | 0% | 0 | N/A | 0% | FALSE | N/A | N/A | N/A | N/A | N/A | FALSE | FALSE | TRUE | 0 | 0 | 0 | 0 | 0 | 0 | 0 | 0 | 0 | 0 | 0 | 0 | 0 | 0 | 0 | 0 | 0 | 0 | 0 | 0 | 0 | 0 | 0 | 0 | 0 | 0 | 0 | 0 | 0 | 0 | 0% | 0% | 0% | 0% | 0% | 0 | 0 | 0 | 0 | 0 | 0 | 0 | 0 | 0 | 0 | 0 | 0 | 0 | 0 | 0 | 0 | 0 | 0 | 0 | 0 | 0 | 0 | 0 | 0 | 0 | 0 | 0 | 0 | 0 | 0 | FALSE | 0% | 0% | 0% | 0% | 0% | 0% | FALSE | 0% | 0% | 0% | 0% | 0% | FALSE | 0% | 0% | 0% | 0% | 0% | 0% | 0% | 0% | N/A | N/A
| 675 | N/A | N/A | N/A | N/A | N/A | N/A | N/A | N/A | N/A | N/A | N/A | N/A | N/A | N/A | 0% | 0 | N/A | 0% | FALSE | N/A | N/A | N/A | N/A | N/A | FALSE | FALSE | TRUE | 0 | 0 | 0 | 0 | 0 | 0 | 0 | 0 | 0 | 0 | 0 | 0 | 0 | 0 | 0 | 0 | 0 | 0 | 0 | 0 | 0 | 0 | 0 | 0 | 0 | 0 | 0 | 0 | 0 | 0 | 0% | 0% | 0% | 0% | 0% | 0 | 0 | 0 | 0 | 0 | 0 | 0 | 0 | 0 | 0 | 0 | 0 | 0 | 0 | 0 | 0 | 0 | 0 | 0 | 0 | 0 | 0 | 0 | 0 | 0 | 0 | 0 | 0 | 0 | 0 | FALSE | 0% | 0% | 0% | 0% | 0% | 0% | FALSE | 0% | 0% | 0% | 0% | 0% | FALSE | 0% | 0% | 0% | 0% | 0% | 0% | 0% | 0% | N/A | N/A
| 676 | N/A | N/A | N/A | N/A | N/A | N/A | N/A | N/A | N/A | N/A | N/A | N/A | N/A | N/A | 0% | 0 | N/A | 0% | FALSE | N/A | N/A | N/A | N/A | N/A | FALSE | FALSE | TRUE | 0 | 0 | 0 | 0 | 0 | 0 | 0 | 0 | 0 | 0 | 0 | 0 | 0 | 0 | 0 | 0 | 0 | 0 | 0 | 0 | 0 | 0 | 0 | 0 | 0 | 0 | 0 | 0 | 0 | 0 | 0% | 0% | 0% | 0% | 0% | 0 | 0 | 0 | 0 | 0 | 0 | 0 | 0 | 0 | 0 | 0 | 0 | 0 | 0 | 0 | 0 | 0 | 0 | 0 | 0 | 0 | 0 | 0 | 0 | 0 | 0 | 0 | 0 | 0 | 0 | FALSE | 0% | 0% | 0% | 0% | 0% | 0% | FALSE | 0% | 0% | 0% | 0% | 0% | FALSE | 0% | 0% | 0% | 0% | 0% | 0% | 0% | 0% | N/A | N/A
| 677 | N/A | N/A | N/A | N/A | N/A | N/A | N/A | N/A | N/A | N/A | N/A | N/A | N/A | N/A | 0% | 0 | N/A | 0% | FALSE | N/A | N/A | N/A | N/A | N/A | FALSE | FALSE | TRUE | 0 | 0 | 0 | 0 | 0 | 0 | 0 | 0 | 0 | 0 | 0 | 0 | 0 | 0 | 0 | 0 | 0 | 0 | 0 | 0 | 0 | 0 | 0 | 0 | 0 | 0 | 0 | 0 | 0 | 0 | 0% | 0% | 0% | 0% | 0% | 0 | 0 | 0 | 0 | 0 | 0 | 0 | 0 | 0 | 0 | 0 | 0 | 0 | 0 | 0 | 0 | 0 | 0 | 0 | 0 | 0 | 0 | 0 | 0 | 0 | 0 | 0 | 0 | 0 | 0 | FALSE | 0% | 0% | 0% | 0% | 0% | 0% | FALSE | 0% | 0% | 0% | 0% | 0% | FALSE | 0% | 0% | 0% | 0% | 0% | 0% | 0% | 0% | N/A | N/A
| 678 | N/A | N/A | N/A | N/A | N/A | N/A | N/A | N/A | N/A | N/A | N/A | N/A | N/A | N/A | 0% | 0 | N/A | 0% | FALSE | N/A | N/A | N/A | N/A | N/A | FALSE | FALSE | TRUE | 0 | 0 | 0 | 0 | 0 | 0 | 0 | 0 | 0 | 0 | 0 | 0 | 0 | 0 | 0 | 0 | 0 | 0 | 0 | 0 | 0 | 0 | 0 | 0 | 0 | 0 | 0 | 0 | 0 | 0 | 0% | 0% | 0% | 0% | 0% | 0 | 0 | 0 | 0 | 0 | 0 | 0 | 0 | 0 | 0 | 0 | 0 | 0 | 0 | 0 | 0 | 0 | 0 | 0 | 0 | 0 | 0 | 0 | 0 | 0 | 0 | 0 | 0 | 0 | 0 | FALSE | 0% | 0% | 0% | 0% | 0% | 0% | FALSE | 0% | 0% | 0% | 0% | 0% | FALSE | 0% | 0% | 0% | 0% | 0% | 0% | 0% | 0% | N/A | N/A
| 679 | N/A | N/A | N/A | N/A | N/A | N/A | N/A | N/A | N/A | N/A | N/A | N/A | N/A | N/A | 0% | 0 | N/A | 0% | FALSE | N/A | N/A | N/A | N/A | N/A | FALSE | FALSE | TRUE | 0 | 0 | 0 | 0 | 0 | 0 | 0 | 0 | 0 | 0 | 0 | 0 | 0 | 0 | 0 | 0 | 0 | 0 | 0 | 0 | 0 | 0 | 0 | 0 | 0 | 0 | 0 | 0 | 0 | 0 | 0% | 0% | 0% | 0% | 0% | 0 | 0 | 0 | 0 | 0 | 0 | 0 | 0 | 0 | 0 | 0 | 0 | 0 | 0 | 0 | 0 | 0 | 0 | 0 | 0 | 0 | 0 | 0 | 0 | 0 | 0 | 0 | 0 | 0 | 0 | FALSE | 0% | 0% | 0% | 0% | 0% | 0% | FALSE | 0% | 0% | 0% | 0% | 0% | FALSE | 0% | 0% | 0% | 0% | 0% | 0% | 0% | 0% | N/A | N/A
| 680 | N/A | N/A | N/A | N/A | N/A | N/A | N/A | N/A | N/A | N/A | N/A | N/A | N/A | N/A | 0% | 0 | N/A | 0% | FALSE | N/A | N/A | N/A | N/A | N/A | FALSE | FALSE | TRUE | 0 | 0 | 0 | 0 | 0 | 0 | 0 | 0 | 0 | 0 | 0 | 0 | 0 | 0 | 0 | 0 | 0 | 0 | 0 | 0 | 0 | 0 | 0 | 0 | 0 | 0 | 0 | 0 | 0 | 0 | 0% | 0% | 0% | 0% | 0% | 0 | 0 | 0 | 0 | 0 | 0 | 0 | 0 | 0 | 0 | 0 | 0 | 0 | 0 | 0 | 0 | 0 | 0 | 0 | 0 | 0 | 0 | 0 | 0 | 0 | 0 | 0 | 0 | 0 | 0 | FALSE | 0% | 0% | 0% | 0% | 0% | 0% | FALSE | 0% | 0% | 0% | 0% | 0% | FALSE | 0% | 0% | 0% | 0% | 0% | 0% | 0% | 0% | N/A | N/A
| 681 | N/A | N/A | N/A | N/A | N/A | N/A | N/A | N/A | N/A | N/A | N/A | N/A | N/A | N/A | 0% | 0 | N/A | 0% | FALSE | N/A | N/A | N/A | N/A | N/A | FALSE | FALSE | TRUE | 0 | 0 | 0 | 0 | 0 | 0 | 0 | 0 | 0 | 0 | 0 | 0 | 0 | 0 | 0 | 0 | 0 | 0 | 0 | 0 | 0 | 0 | 0 | 0 | 0 | 0 | 0 | 0 | 0 | 0 | 0% | 0% | 0% | 0% | 0% | 0 | 0 | 0 | 0 | 0 | 0 | 0 | 0 | 0 | 0 | 0 | 0 | 0 | 0 | 0 | 0 | 0 | 0 | 0 | 0 | 0 | 0 | 0 | 0 | 0 | 0 | 0 | 0 | 0 | 0 | FALSE | 0% | 0% | 0% | 0% | 0% | 0% | FALSE | 0% | 0% | 0% | 0% | 0% | FALSE | 0% | 0% | 0% | 0% | 0% | 0% | 0% | 0% | N/A | N/A
| 682 | N/A | N/A | N/A | N/A | N/A | N/A | N/A | N/A | N/A | N/A | N/A | N/A | N/A | N/A | 0% | 0 | N/A | 0% | FALSE | N/A | N/A | N/A | N/A | N/A | FALSE | FALSE | TRUE | 0 | 0 | 0 | 0 | 0 | 0 | 0 | 0 | 0 | 0 | 0 | 0 | 0 | 0 | 0 | 0 | 0 | 0 | 0 | 0 | 0 | 0 | 0 | 0 | 0 | 0 | 0 | 0 | 0 | 0 | 0% | 0% | 0% | 0% | 0% | 0 | 0 | 0 | 0 | 0 | 0 | 0 | 0 | 0 | 0 | 0 | 0 | 0 | 0 | 0 | 0 | 0 | 0 | 0 | 0 | 0 | 0 | 0 | 0 | 0 | 0 | 0 | 0 | 0 | 0 | FALSE | 0% | 0% | 0% | 0% | 0% | 0% | FALSE | 0% | 0% | 0% | 0% | 0% | FALSE | 0% | 0% | 0% | 0% | 0% | 0% | 0% | 0% | N/A | N/A
| 683 | N/A | N/A | N/A | N/A | N/A | N/A | N/A | N/A | N/A | N/A | N/A | N/A | N/A | N/A | 0% | 0 | N/A | 0% | FALSE | N/A | N/A | N/A | N/A | N/A | FALSE | FALSE | TRUE | 0 | 0 | 0 | 0 | 0 | 0 | 0 | 0 | 0 | 0 | 0 | 0 | 0 | 0 | 0 | 0 | 0 | 0 | 0 | 0 | 0 | 0 | 0 | 0 | 0 | 0 | 0 | 0 | 0 | 0 | 0% | 0% | 0% | 0% | 0% | 0 | 0 | 0 | 0 | 0 | 0 | 0 | 0 | 0 | 0 | 0 | 0 | 0 | 0 | 0 | 0 | 0 | 0 | 0 | 0 | 0 | 0 | 0 | 0 | 0 | 0 | 0 | 0 | 0 | 0 | FALSE | 0% | 0% | 0% | 0% | 0% | 0% | FALSE | 0% | 0% | 0% | 0% | 0% | FALSE | 0% | 0% | 0% | 0% | 0% | 0% | 0% | 0% | N/A | N/A
| 684 | N/A | N/A | N/A | N/A | N/A | N/A | N/A | N/A | N/A | N/A | N/A | N/A | N/A | N/A | 0% | 0 | N/A | 0% | FALSE | N/A | N/A | N/A | N/A | N/A | FALSE | FALSE | TRUE | 0 | 0 | 0 | 0 | 0 | 0 | 0 | 0 | 0 | 0 | 0 | 0 | 0 | 0 | 0 | 0 | 0 | 0 | 0 | 0 | 0 | 0 | 0 | 0 | 0 | 0 | 0 | 0 | 0 | 0 | 0% | 0% | 0% | 0% | 0% | 0 | 0 | 0 | 0 | 0 | 0 | 0 | 0 | 0 | 0 | 0 | 0 | 0 | 0 | 0 | 0 | 0 | 0 | 0 | 0 | 0 | 0 | 0 | 0 | 0 | 0 | 0 | 0 | 0 | 0 | FALSE | 0% | 0% | 0% | 0% | 0% | 0% | FALSE | 0% | 0% | 0% | 0% | 0% | FALSE | 0% | 0% | 0% | 0% | 0% | 0% | 0% | 0% | N/A | N/A
| 685 | N/A | N/A | N/A | N/A | N/A | N/A | N/A | N/A | N/A | N/A | N/A | N/A | N/A | N/A | 0% | 0 | N/A | 0% | FALSE | N/A | N/A | N/A | N/A | N/A | FALSE | FALSE | TRUE | 0 | 0 | 0 | 0 | 0 | 0 | 0 | 0 | 0 | 0 | 0 | 0 | 0 | 0 | 0 | 0 | 0 | 0 | 0 | 0 | 0 | 0 | 0 | 0 | 0 | 0 | 0 | 0 | 0 | 0 | 0% | 0% | 0% | 0% | 0% | 0 | 0 | 0 | 0 | 0 | 0 | 0 | 0 | 0 | 0 | 0 | 0 | 0 | 0 | 0 | 0 | 0 | 0 | 0 | 0 | 0 | 0 | 0 | 0 | 0 | 0 | 0 | 0 | 0 | 0 | FALSE | 0% | 0% | 0% | 0% | 0% | 0% | FALSE | 0% | 0% | 0% | 0% | 0% | FALSE | 0% | 0% | 0% | 0% | 0% | 0% | 0% | 0% | N/A | N/A
| 686 | N/A | N/A | N/A | N/A | N/A | N/A | N/A | N/A | N/A | N/A | N/A | N/A | N/A | N/A | 0% | 0 | N/A | 0% | FALSE | N/A | N/A | N/A | N/A | N/A | FALSE | FALSE | TRUE | 0 | 0 | 0 | 0 | 0 | 0 | 0 | 0 | 0 | 0 | 0 | 0 | 0 | 0 | 0 | 0 | 0 | 0 | 0 | 0 | 0 | 0 | 0 | 0 | 0 | 0 | 0 | 0 | 0 | 0 | 0% | 0% | 0% | 0% | 0% | 0 | 0 | 0 | 0 | 0 | 0 | 0 | 0 | 0 | 0 | 0 | 0 | 0 | 0 | 0 | 0 | 0 | 0 | 0 | 0 | 0 | 0 | 0 | 0 | 0 | 0 | 0 | 0 | 0 | 0 | FALSE | 0% | 0% | 0% | 0% | 0% | 0% | FALSE | 0% | 0% | 0% | 0% | 0% | FALSE | 0% | 0% | 0% | 0% | 0% | 0% | 0% | 0% | N/A | N/A
| 687 | N/A | N/A | N/A | N/A | N/A | N/A | N/A | N/A | N/A | N/A | N/A | N/A | N/A | N/A | 0% | 0 | N/A | 0% | FALSE | N/A | N/A | N/A | N/A | N/A | FALSE | FALSE | TRUE | 0 | 0 | 0 | 0 | 0 | 0 | 0 | 0 | 0 | 0 | 0 | 0 | 0 | 0 | 0 | 0 | 0 | 0 | 0 | 0 | 0 | 0 | 0 | 0 | 0 | 0 | 0 | 0 | 0 | 0 | 0% | 0% | 0% | 0% | 0% | 0 | 0 | 0 | 0 | 0 | 0 | 0 | 0 | 0 | 0 | 0 | 0 | 0 | 0 | 0 | 0 | 0 | 0 | 0 | 0 | 0 | 0 | 0 | 0 | 0 | 0 | 0 | 0 | 0 | 0 | FALSE | 0% | 0% | 0% | 0% | 0% | 0% | FALSE | 0% | 0% | 0% | 0% | 0% | FALSE | 0% | 0% | 0% | 0% | 0% | 0% | 0% | 0% | N/A | N/A
| 688 | N/A | N/A | N/A | N/A | N/A | N/A | N/A | N/A | N/A | N/A | N/A | N/A | N/A | N/A | 0% | 0 | N/A | 0% | FALSE | N/A | N/A | N/A | N/A | N/A | FALSE | FALSE | TRUE | 0 | 0 | 0 | 0 | 0 | 0 | 0 | 0 | 0 | 0 | 0 | 0 | 0 | 0 | 0 | 0 | 0 | 0 | 0 | 0 | 0 | 0 | 0 | 0 | 0 | 0 | 0 | 0 | 0 | 0 | 0% | 0% | 0% | 0% | 0% | 0 | 0 | 0 | 0 | 0 | 0 | 0 | 0 | 0 | 0 | 0 | 0 | 0 | 0 | 0 | 0 | 0 | 0 | 0 | 0 | 0 | 0 | 0 | 0 | 0 | 0 | 0 | 0 | 0 | 0 | FALSE | 0% | 0% | 0% | 0% | 0% | 0% | FALSE | 0% | 0% | 0% | 0% | 0% | FALSE | 0% | 0% | 0% | 0% | 0% | 0% | 0% | 0% | N/A | N/A
| 689 | N/A | N/A | N/A | N/A | N/A | N/A | N/A | N/A | N/A | N/A | N/A | N/A | N/A | N/A | 0% | 0 | N/A | 0% | FALSE | N/A | N/A | N/A | N/A | N/A | FALSE | FALSE | TRUE | 0 | 0 | 0 | 0 | 0 | 0 | 0 | 0 | 0 | 0 | 0 | 0 | 0 | 0 | 0 | 0 | 0 | 0 | 0 | 0 | 0 | 0 | 0 | 0 | 0 | 0 | 0 | 0 | 0 | 0 | 0% | 0% | 0% | 0% | 0% | 0 | 0 | 0 | 0 | 0 | 0 | 0 | 0 | 0 | 0 | 0 | 0 | 0 | 0 | 0 | 0 | 0 | 0 | 0 | 0 | 0 | 0 | 0 | 0 | 0 | 0 | 0 | 0 | 0 | 0 | FALSE | 0% | 0% | 0% | 0% | 0% | 0% | FALSE | 0% | 0% | 0% | 0% | 0% | FALSE | 0% | 0% | 0% | 0% | 0% | 0% | 0% | 0% | N/A | N/A
| 690 | N/A | N/A | N/A | N/A | N/A | N/A | N/A | N/A | N/A | N/A | N/A | N/A | N/A | N/A | 0% | 0 | N/A | 0% | FALSE | N/A | N/A | N/A | N/A | N/A | FALSE | FALSE | TRUE | 0 | 0 | 0 | 0 | 0 | 0 | 0 | 0 | 0 | 0 | 0 | 0 | 0 | 0 | 0 | 0 | 0 | 0 | 0 | 0 | 0 | 0 | 0 | 0 | 0 | 0 | 0 | 0 | 0 | 0 | 0% | 0% | 0% | 0% | 0% | 0 | 0 | 0 | 0 | 0 | 0 | 0 | 0 | 0 | 0 | 0 | 0 | 0 | 0 | 0 | 0 | 0 | 0 | 0 | 0 | 0 | 0 | 0 | 0 | 0 | 0 | 0 | 0 | 0 | 0 | FALSE | 0% | 0% | 0% | 0% | 0% | 0% | FALSE | 0% | 0% | 0% | 0% | 0% | FALSE | 0% | 0% | 0% | 0% | 0% | 0% | 0% | 0% | N/A | N/A
| 691 | N/A | N/A | N/A | N/A | N/A | N/A | N/A | N/A | N/A | N/A | N/A | N/A | N/A | N/A | 0% | 0 | N/A | 0% | FALSE | N/A | N/A | N/A | N/A | N/A | FALSE | FALSE | TRUE | 0 | 0 | 0 | 0 | 0 | 0 | 0 | 0 | 0 | 0 | 0 | 0 | 0 | 0 | 0 | 0 | 0 | 0 | 0 | 0 | 0 | 0 | 0 | 0 | 0 | 0 | 0 | 0 | 0 | 0 | 0% | 0% | 0% | 0% | 0% | 0 | 0 | 0 | 0 | 0 | 0 | 0 | 0 | 0 | 0 | 0 | 0 | 0 | 0 | 0 | 0 | 0 | 0 | 0 | 0 | 0 | 0 | 0 | 0 | 0 | 0 | 0 | 0 | 0 | 0 | FALSE | 0% | 0% | 0% | 0% | 0% | 0% | FALSE | 0% | 0% | 0% | 0% | 0% | FALSE | 0% | 0% | 0% | 0% | 0% | 0% | 0% | 0% | N/A | N/A
| 692 | N/A | N/A | N/A | N/A | N/A | N/A | N/A | N/A | N/A | N/A | N/A | N/A | N/A | N/A | 0% | 0 | N/A | 0% | FALSE | N/A | N/A | N/A | N/A | N/A | FALSE | FALSE | TRUE | 0 | 0 | 0 | 0 | 0 | 0 | 0 | 0 | 0 | 0 | 0 | 0 | 0 | 0 | 0 | 0 | 0 | 0 | 0 | 0 | 0 | 0 | 0 | 0 | 0 | 0 | 0 | 0 | 0 | 0 | 0% | 0% | 0% | 0% | 0% | 0 | 0 | 0 | 0 | 0 | 0 | 0 | 0 | 0 | 0 | 0 | 0 | 0 | 0 | 0 | 0 | 0 | 0 | 0 | 0 | 0 | 0 | 0 | 0 | 0 | 0 | 0 | 0 | 0 | 0 | FALSE | 0% | 0% | 0% | 0% | 0% | 0% | FALSE | 0% | 0% | 0% | 0% | 0% | FALSE | 0% | 0% | 0% | 0% | 0% | 0% | 0% | 0% | N/A | N/A
| 693 | N/A | N/A | N/A | N/A | N/A | N/A | N/A | N/A | N/A | N/A | N/A | N/A | N/A | N/A | 0% | 0 | N/A | 0% | FALSE | N/A | N/A | N/A | N/A | N/A | FALSE | FALSE | TRUE | 0 | 0 | 0 | 0 | 0 | 0 | 0 | 0 | 0 | 0 | 0 | 0 | 0 | 0 | 0 | 0 | 0 | 0 | 0 | 0 | 0 | 0 | 0 | 0 | 0 | 0 | 0 | 0 | 0 | 0 | 0% | 0% | 0% | 0% | 0% | 0 | 0 | 0 | 0 | 0 | 0 | 0 | 0 | 0 | 0 | 0 | 0 | 0 | 0 | 0 | 0 | 0 | 0 | 0 | 0 | 0 | 0 | 0 | 0 | 0 | 0 | 0 | 0 | 0 | 0 | FALSE | 0% | 0% | 0% | 0% | 0% | 0% | FALSE | 0% | 0% | 0% | 0% | 0% | FALSE | 0% | 0% | 0% | 0% | 0% | 0% | 0% | 0% | N/A | N/A
| 694 | N/A | N/A | N/A | N/A | N/A | N/A | N/A | N/A | N/A | N/A | N/A | N/A | N/A | N/A | 0% | 0 | N/A | 0% | FALSE | N/A | N/A | N/A | N/A | N/A | FALSE | FALSE | TRUE | 0 | 0 | 0 | 0 | 0 | 0 | 0 | 0 | 0 | 0 | 0 | 0 | 0 | 0 | 0 | 0 | 0 | 0 | 0 | 0 | 0 | 0 | 0 | 0 | 0 | 0 | 0 | 0 | 0 | 0 | 0% | 0% | 0% | 0% | 0% | 0 | 0 | 0 | 0 | 0 | 0 | 0 | 0 | 0 | 0 | 0 | 0 | 0 | 0 | 0 | 0 | 0 | 0 | 0 | 0 | 0 | 0 | 0 | 0 | 0 | 0 | 0 | 0 | 0 | 0 | FALSE | 0% | 0% | 0% | 0% | 0% | 0% | FALSE | 0% | 0% | 0% | 0% | 0% | FALSE | 0% | 0% | 0% | 0% | 0% | 0% | 0% | 0% | N/A | N/A
| 695 | N/A | N/A | N/A | N/A | N/A | N/A | N/A | N/A | N/A | N/A | N/A | N/A | N/A | N/A | 0% | 0 | N/A | 0% | FALSE | N/A | N/A | N/A | N/A | N/A | FALSE | FALSE | TRUE | 0 | 0 | 0 | 0 | 0 | 0 | 0 | 0 | 0 | 0 | 0 | 0 | 0 | 0 | 0 | 0 | 0 | 0 | 0 | 0 | 0 | 0 | 0 | 0 | 0 | 0 | 0 | 0 | 0 | 0 | 0% | 0% | 0% | 0% | 0% | 0 | 0 | 0 | 0 | 0 | 0 | 0 | 0 | 0 | 0 | 0 | 0 | 0 | 0 | 0 | 0 | 0 | 0 | 0 | 0 | 0 | 0 | 0 | 0 | 0 | 0 | 0 | 0 | 0 | 0 | FALSE | 0% | 0% | 0% | 0% | 0% | 0% | FALSE | 0% | 0% | 0% | 0% | 0% | FALSE | 0% | 0% | 0% | 0% | 0% | 0% | 0% | 0% | N/A | N/A
| 696 | N/A | N/A | N/A | N/A | N/A | N/A | N/A | N/A | N/A | N/A | N/A | N/A | N/A | N/A | 0% | 0 | N/A | 0% | FALSE | N/A | N/A | N/A | N/A | N/A | FALSE | FALSE | TRUE | 0 | 0 | 0 | 0 | 0 | 0 | 0 | 0 | 0 | 0 | 0 | 0 | 0 | 0 | 0 | 0 | 0 | 0 | 0 | 0 | 0 | 0 | 0 | 0 | 0 | 0 | 0 | 0 | 0 | 0 | 0% | 0% | 0% | 0% | 0% | 0 | 0 | 0 | 0 | 0 | 0 | 0 | 0 | 0 | 0 | 0 | 0 | 0 | 0 | 0 | 0 | 0 | 0 | 0 | 0 | 0 | 0 | 0 | 0 | 0 | 0 | 0 | 0 | 0 | 0 | FALSE | 0% | 0% | 0% | 0% | 0% | 0% | FALSE | 0% | 0% | 0% | 0% | 0% | FALSE | 0% | 0% | 0% | 0% | 0% | 0% | 0% | 0% | N/A | N/A
| 697 | N/A | N/A | N/A | N/A | N/A | N/A | N/A | N/A | N/A | N/A | N/A | N/A | N/A | N/A | 0% | 0 | N/A | 0% | FALSE | N/A | N/A | N/A | N/A | N/A | FALSE | FALSE | TRUE | 0 | 0 | 0 | 0 | 0 | 0 | 0 | 0 | 0 | 0 | 0 | 0 | 0 | 0 | 0 | 0 | 0 | 0 | 0 | 0 | 0 | 0 | 0 | 0 | 0 | 0 | 0 | 0 | 0 | 0 | 0% | 0% | 0% | 0% | 0% | 0 | 0 | 0 | 0 | 0 | 0 | 0 | 0 | 0 | 0 | 0 | 0 | 0 | 0 | 0 | 0 | 0 | 0 | 0 | 0 | 0 | 0 | 0 | 0 | 0 | 0 | 0 | 0 | 0 | 0 | FALSE | 0% | 0% | 0% | 0% | 0% | 0% | FALSE | 0% | 0% | 0% | 0% | 0% | FALSE | 0% | 0% | 0% | 0% | 0% | 0% | 0% | 0% | N/A | N/A
| 698 | N/A | N/A | N/A | N/A | N/A | N/A | N/A | N/A | N/A | N/A | N/A | N/A | N/A | N/A | 0% | 0 | N/A | 0% | FALSE | N/A | N/A | N/A | N/A | N/A | FALSE | FALSE | TRUE | 0 | 0 | 0 | 0 | 0 | 0 | 0 | 0 | 0 | 0 | 0 | 0 | 0 | 0 | 0 | 0 | 0 | 0 | 0 | 0 | 0 | 0 | 0 | 0 | 0 | 0 | 0 | 0 | 0 | 0 | 0% | 0% | 0% | 0% | 0% | 0 | 0 | 0 | 0 | 0 | 0 | 0 | 0 | 0 | 0 | 0 | 0 | 0 | 0 | 0 | 0 | 0 | 0 | 0 | 0 | 0 | 0 | 0 | 0 | 0 | 0 | 0 | 0 | 0 | 0 | FALSE | 0% | 0% | 0% | 0% | 0% | 0% | FALSE | 0% | 0% | 0% | 0% | 0% | FALSE | 0% | 0% | 0% | 0% | 0% | 0% | 0% | 0% | N/A | N/A
| 699 | N/A | N/A | N/A | N/A | N/A | N/A | N/A | N/A | N/A | N/A | N/A | N/A | N/A | N/A | 0% | 0 | N/A | 0% | FALSE | N/A | N/A | N/A | N/A | N/A | FALSE | FALSE | TRUE | 0 | 0 | 0 | 0 | 0 | 0 | 0 | 0 | 0 | 0 | 0 | 0 | 0 | 0 | 0 | 0 | 0 | 0 | 0 | 0 | 0 | 0 | 0 | 0 | 0 | 0 | 0 | 0 | 0 | 0 | 0% | 0% | 0% | 0% | 0% | 0 | 0 | 0 | 0 | 0 | 0 | 0 | 0 | 0 | 0 | 0 | 0 | 0 | 0 | 0 | 0 | 0 | 0 | 0 | 0 | 0 | 0 | 0 | 0 | 0 | 0 | 0 | 0 | 0 | 0 | FALSE | 0% | 0% | 0% | 0% | 0% | 0% | FALSE | 0% | 0% | 0% | 0% | 0% | FALSE | 0% | 0% | 0% | 0% | 0% | 0% | 0% | 0% | N/A | N/A
| 700 | N/A | N/A | N/A | N/A | N/A | N/A | N/A | N/A | N/A | N/A | N/A | N/A | N/A | N/A | 0% | 0 | N/A | 0% | FALSE | N/A | N/A | N/A | N/A | N/A | FALSE | FALSE | TRUE | 0 | 0 | 0 | 0 | 0 | 0 | 0 | 0 | 0 | 0 | 0 | 0 | 0 | 0 | 0 | 0 | 0 | 0 | 0 | 0 | 0 | 0 | 0 | 0 | 0 | 0 | 0 | 0 | 0 | 0 | 0% | 0% | 0% | 0% | 0% | 0 | 0 | 0 | 0 | 0 | 0 | 0 | 0 | 0 | 0 | 0 | 0 | 0 | 0 | 0 | 0 | 0 | 0 | 0 | 0 | 0 | 0 | 0 | 0 | 0 | 0 | 0 | 0 | 0 | 0 | FALSE | 0% | 0% | 0% | 0% | 0% | 0% | FALSE | 0% | 0% | 0% | 0% | 0% | FALSE | 0% | 0% | 0% | 0% | 0% | 0% | 0% | 0% | N/A | N/A
| 701 | N/A | N/A | N/A | N/A | N/A | N/A | N/A | N/A | N/A | N/A | N/A | N/A | N/A | N/A | 0% | 0 | N/A | 0% | FALSE | N/A | N/A | N/A | N/A | N/A | FALSE | FALSE | TRUE | 0 | 0 | 0 | 0 | 0 | 0 | 0 | 0 | 0 | 0 | 0 | 0 | 0 | 0 | 0 | 0 | 0 | 0 | 0 | 0 | 0 | 0 | 0 | 0 | 0 | 0 | 0 | 0 | 0 | 0 | 0% | 0% | 0% | 0% | 0% | 0 | 0 | 0 | 0 | 0 | 0 | 0 | 0 | 0 | 0 | 0 | 0 | 0 | 0 | 0 | 0 | 0 | 0 | 0 | 0 | 0 | 0 | 0 | 0 | 0 | 0 | 0 | 0 | 0 | 0 | FALSE | 0% | 0% | 0% | 0% | 0% | 0% | FALSE | 0% | 0% | 0% | 0% | 0% | FALSE | 0% | 0% | 0% | 0% | 0% | 0% | 0% | 0% | N/A | N/A
| 702 | N/A | N/A | N/A | N/A | N/A | N/A | N/A | N/A | N/A | N/A | N/A | N/A | N/A | N/A | 0% | 0 | N/A | 0% | FALSE | N/A | N/A | N/A | N/A | N/A | FALSE | FALSE | TRUE | 0 | 0 | 0 | 0 | 0 | 0 | 0 | 0 | 0 | 0 | 0 | 0 | 0 | 0 | 0 | 0 | 0 | 0 | 0 | 0 | 0 | 0 | 0 | 0 | 0 | 0 | 0 | 0 | 0 | 0 | 0% | 0% | 0% | 0% | 0% | 0 | 0 | 0 | 0 | 0 | 0 | 0 | 0 | 0 | 0 | 0 | 0 | 0 | 0 | 0 | 0 | 0 | 0 | 0 | 0 | 0 | 0 | 0 | 0 | 0 | 0 | 0 | 0 | 0 | 0 | FALSE | 0% | 0% | 0% | 0% | 0% | 0% | FALSE | 0% | 0% | 0% | 0% | 0% | FALSE | 0% | 0% | 0% | 0% | 0% | 0% | 0% | 0% | N/A | N/A
| 703 | N/A | N/A | N/A | N/A | N/A | N/A | N/A | N/A | N/A | N/A | N/A | N/A | N/A | N/A | 0% | 0 | N/A | 0% | FALSE | N/A | N/A | N/A | N/A | N/A | FALSE | FALSE | TRUE | 0 | 0 | 0 | 0 | 0 | 0 | 0 | 0 | 0 | 0 | 0 | 0 | 0 | 0 | 0 | 0 | 0 | 0 | 0 | 0 | 0 | 0 | 0 | 0 | 0 | 0 | 0 | 0 | 0 | 0 | 0% | 0% | 0% | 0% | 0% | 0 | 0 | 0 | 0 | 0 | 0 | 0 | 0 | 0 | 0 | 0 | 0 | 0 | 0 | 0 | 0 | 0 | 0 | 0 | 0 | 0 | 0 | 0 | 0 | 0 | 0 | 0 | 0 | 0 | 0 | FALSE | 0% | 0% | 0% | 0% | 0% | 0% | FALSE | 0% | 0% | 0% | 0% | 0% | FALSE | 0% | 0% | 0% | 0% | 0% | 0% | 0% | 0% | N/A | N/A
| 704 | N/A | N/A | N/A | N/A | N/A | N/A | N/A | N/A | N/A | N/A | N/A | N/A | N/A | N/A | 0% | 0 | N/A | 0% | FALSE | N/A | N/A | N/A | N/A | N/A | FALSE | FALSE | TRUE | 0 | 0 | 0 | 0 | 0 | 0 | 0 | 0 | 0 | 0 | 0 | 0 | 0 | 0 | 0 | 0 | 0 | 0 | 0 | 0 | 0 | 0 | 0 | 0 | 0 | 0 | 0 | 0 | 0 | 0 | 0% | 0% | 0% | 0% | 0% | 0 | 0 | 0 | 0 | 0 | 0 | 0 | 0 | 0 | 0 | 0 | 0 | 0 | 0 | 0 | 0 | 0 | 0 | 0 | 0 | 0 | 0 | 0 | 0 | 0 | 0 | 0 | 0 | 0 | 0 | FALSE | 0% | 0% | 0% | 0% | 0% | 0% | FALSE | 0% | 0% | 0% | 0% | 0% | FALSE | 0% | 0% | 0% | 0% | 0% | 0% | 0% | 0% | N/A | N/A
| 705 | N/A | N/A | N/A | N/A | N/A | N/A | N/A | N/A | N/A | N/A | N/A | N/A | N/A | N/A | 0% | 0 | N/A | 0% | FALSE | N/A | N/A | N/A | N/A | N/A | FALSE | FALSE | TRUE | 0 | 0 | 0 | 0 | 0 | 0 | 0 | 0 | 0 | 0 | 0 | 0 | 0 | 0 | 0 | 0 | 0 | 0 | 0 | 0 | 0 | 0 | 0 | 0 | 0 | 0 | 0 | 0 | 0 | 0 | 0% | 0% | 0% | 0% | 0% | 0 | 0 | 0 | 0 | 0 | 0 | 0 | 0 | 0 | 0 | 0 | 0 | 0 | 0 | 0 | 0 | 0 | 0 | 0 | 0 | 0 | 0 | 0 | 0 | 0 | 0 | 0 | 0 | 0 | 0 | FALSE | 0% | 0% | 0% | 0% | 0% | 0% | FALSE | 0% | 0% | 0% | 0% | 0% | FALSE | 0% | 0% | 0% | 0% | 0% | 0% | 0% | 0% | N/A | N/A
| 706 | N/A | N/A | N/A | N/A | N/A | N/A | N/A | N/A | N/A | N/A | N/A | N/A | N/A | N/A | 0% | 0 | N/A | 0% | FALSE | N/A | N/A | N/A | N/A | N/A | FALSE | FALSE | TRUE | 0 | 0 | 0 | 0 | 0 | 0 | 0 | 0 | 0 | 0 | 0 | 0 | 0 | 0 | 0 | 0 | 0 | 0 | 0 | 0 | 0 | 0 | 0 | 0 | 0 | 0 | 0 | 0 | 0 | 0 | 0% | 0% | 0% | 0% | 0% | 0 | 0 | 0 | 0 | 0 | 0 | 0 | 0 | 0 | 0 | 0 | 0 | 0 | 0 | 0 | 0 | 0 | 0 | 0 | 0 | 0 | 0 | 0 | 0 | 0 | 0 | 0 | 0 | 0 | 0 | FALSE | 0% | 0% | 0% | 0% | 0% | 0% | FALSE | 0% | 0% | 0% | 0% | 0% | FALSE | 0% | 0% | 0% | 0% | 0% | 0% | 0% | 0% | N/A | N/A
| 707 | N/A | N/A | N/A | N/A | N/A | N/A | N/A | N/A | N/A | N/A | N/A | N/A | N/A | N/A | 0% | 0 | N/A | 0% | FALSE | N/A | N/A | N/A | N/A | N/A | FALSE | FALSE | TRUE | 0 | 0 | 0 | 0 | 0 | 0 | 0 | 0 | 0 | 0 | 0 | 0 | 0 | 0 | 0 | 0 | 0 | 0 | 0 | 0 | 0 | 0 | 0 | 0 | 0 | 0 | 0 | 0 | 0 | 0 | 0% | 0% | 0% | 0% | 0% | 0 | 0 | 0 | 0 | 0 | 0 | 0 | 0 | 0 | 0 | 0 | 0 | 0 | 0 | 0 | 0 | 0 | 0 | 0 | 0 | 0 | 0 | 0 | 0 | 0 | 0 | 0 | 0 | 0 | 0 | FALSE | 0% | 0% | 0% | 0% | 0% | 0% | FALSE | 0% | 0% | 0% | 0% | 0% | FALSE | 0% | 0% | 0% | 0% | 0% | 0% | 0% | 0% | N/A | N/A
| 708 | N/A | N/A | N/A | N/A | N/A | N/A | N/A | N/A | N/A | N/A | N/A | N/A | N/A | N/A | 0% | 0 | N/A | 0% | FALSE | N/A | N/A | N/A | N/A | N/A | FALSE | FALSE | TRUE | 0 | 0 | 0 | 0 | 0 | 0 | 0 | 0 | 0 | 0 | 0 | 0 | 0 | 0 | 0 | 0 | 0 | 0 | 0 | 0 | 0 | 0 | 0 | 0 | 0 | 0 | 0 | 0 | 0 | 0 | 0% | 0% | 0% | 0% | 0% | 0 | 0 | 0 | 0 | 0 | 0 | 0 | 0 | 0 | 0 | 0 | 0 | 0 | 0 | 0 | 0 | 0 | 0 | 0 | 0 | 0 | 0 | 0 | 0 | 0 | 0 | 0 | 0 | 0 | 0 | FALSE | 0% | 0% | 0% | 0% | 0% | 0% | FALSE | 0% | 0% | 0% | 0% | 0% | FALSE | 0% | 0% | 0% | 0% | 0% | 0% | 0% | 0% | N/A | N/A
| 709 | N/A | N/A | N/A | N/A | N/A | N/A | N/A | N/A | N/A | N/A | N/A | N/A | N/A | N/A | 0% | 0 | N/A | 0% | FALSE | N/A | N/A | N/A | N/A | N/A | FALSE | FALSE | TRUE | 0 | 0 | 0 | 0 | 0 | 0 | 0 | 0 | 0 | 0 | 0 | 0 | 0 | 0 | 0 | 0 | 0 | 0 | 0 | 0 | 0 | 0 | 0 | 0 | 0 | 0 | 0 | 0 | 0 | 0 | 0% | 0% | 0% | 0% | 0% | 0 | 0 | 0 | 0 | 0 | 0 | 0 | 0 | 0 | 0 | 0 | 0 | 0 | 0 | 0 | 0 | 0 | 0 | 0 | 0 | 0 | 0 | 0 | 0 | 0 | 0 | 0 | 0 | 0 | 0 | FALSE | 0% | 0% | 0% | 0% | 0% | 0% | FALSE | 0% | 0% | 0% | 0% | 0% | FALSE | 0% | 0% | 0% | 0% | 0% | 0% | 0% | 0% | N/A | N/A
| 710 | N/A | N/A | N/A | N/A | N/A | N/A | N/A | N/A | N/A | N/A | N/A | N/A | N/A | N/A | 0% | 0 | N/A | 0% | FALSE | N/A | N/A | N/A | N/A | N/A | FALSE | FALSE | TRUE | 0 | 0 | 0 | 0 | 0 | 0 | 0 | 0 | 0 | 0 | 0 | 0 | 0 | 0 | 0 | 0 | 0 | 0 | 0 | 0 | 0 | 0 | 0 | 0 | 0 | 0 | 0 | 0 | 0 | 0 | 0% | 0% | 0% | 0% | 0% | 0 | 0 | 0 | 0 | 0 | 0 | 0 | 0 | 0 | 0 | 0 | 0 | 0 | 0 | 0 | 0 | 0 | 0 | 0 | 0 | 0 | 0 | 0 | 0 | 0 | 0 | 0 | 0 | 0 | 0 | FALSE | 0% | 0% | 0% | 0% | 0% | 0% | FALSE | 0% | 0% | 0% | 0% | 0% | FALSE | 0% | 0% | 0% | 0% | 0% | 0% | 0% | 0% | N/A | N/A
| 711 | N/A | N/A | N/A | N/A | N/A | N/A | N/A | N/A | N/A | N/A | N/A | N/A | N/A | N/A | 0% | 0 | N/A | 0% | FALSE | N/A | N/A | N/A | N/A | N/A | FALSE | FALSE | TRUE | 0 | 0 | 0 | 0 | 0 | 0 | 0 | 0 | 0 | 0 | 0 | 0 | 0 | 0 | 0 | 0 | 0 | 0 | 0 | 0 | 0 | 0 | 0 | 0 | 0 | 0 | 0 | 0 | 0 | 0 | 0% | 0% | 0% | 0% | 0% | 0 | 0 | 0 | 0 | 0 | 0 | 0 | 0 | 0 | 0 | 0 | 0 | 0 | 0 | 0 | 0 | 0 | 0 | 0 | 0 | 0 | 0 | 0 | 0 | 0 | 0 | 0 | 0 | 0 | 0 | FALSE | 0% | 0% | 0% | 0% | 0% | 0% | FALSE | 0% | 0% | 0% | 0% | 0% | FALSE | 0% | 0% | 0% | 0% | 0% | 0% | 0% | 0% | N/A | N/A
| 712 | N/A | N/A | N/A | N/A | N/A | N/A | N/A | N/A | N/A | N/A | N/A | N/A | N/A | N/A | 0% | 0 | N/A | 0% | FALSE | N/A | N/A | N/A | N/A | N/A | FALSE | FALSE | TRUE | 0 | 0 | 0 | 0 | 0 | 0 | 0 | 0 | 0 | 0 | 0 | 0 | 0 | 0 | 0 | 0 | 0 | 0 | 0 | 0 | 0 | 0 | 0 | 0 | 0 | 0 | 0 | 0 | 0 | 0 | 0% | 0% | 0% | 0% | 0% | 0 | 0 | 0 | 0 | 0 | 0 | 0 | 0 | 0 | 0 | 0 | 0 | 0 | 0 | 0 | 0 | 0 | 0 | 0 | 0 | 0 | 0 | 0 | 0 | 0 | 0 | 0 | 0 | 0 | 0 | FALSE | 0% | 0% | 0% | 0% | 0% | 0% | FALSE | 0% | 0% | 0% | 0% | 0% | FALSE | 0% | 0% | 0% | 0% | 0% | 0% | 0% | 0% | N/A | N/A
| 713 | N/A | N/A | N/A | N/A | N/A | N/A | N/A | N/A | N/A | N/A | N/A | N/A | N/A | N/A | 0% | 0 | N/A | 0% | FALSE | N/A | N/A | N/A | N/A | N/A | FALSE | FALSE | TRUE | 0 | 0 | 0 | 0 | 0 | 0 | 0 | 0 | 0 | 0 | 0 | 0 | 0 | 0 | 0 | 0 | 0 | 0 | 0 | 0 | 0 | 0 | 0 | 0 | 0 | 0 | 0 | 0 | 0 | 0 | 0% | 0% | 0% | 0% | 0% | 0 | 0 | 0 | 0 | 0 | 0 | 0 | 0 | 0 | 0 | 0 | 0 | 0 | 0 | 0 | 0 | 0 | 0 | 0 | 0 | 0 | 0 | 0 | 0 | 0 | 0 | 0 | 0 | 0 | 0 | FALSE | 0% | 0% | 0% | 0% | 0% | 0% | FALSE | 0% | 0% | 0% | 0% | 0% | FALSE | 0% | 0% | 0% | 0% | 0% | 0% | 0% | 0% | N/A | N/A
| 714 | N/A | N/A | N/A | N/A | N/A | N/A | N/A | N/A | N/A | N/A | N/A | N/A | N/A | N/A | 0% | 0 | N/A | 0% | FALSE | N/A | N/A | N/A | N/A | N/A | FALSE | FALSE | TRUE | 0 | 0 | 0 | 0 | 0 | 0 | 0 | 0 | 0 | 0 | 0 | 0 | 0 | 0 | 0 | 0 | 0 | 0 | 0 | 0 | 0 | 0 | 0 | 0 | 0 | 0 | 0 | 0 | 0 | 0 | 0% | 0% | 0% | 0% | 0% | 0 | 0 | 0 | 0 | 0 | 0 | 0 | 0 | 0 | 0 | 0 | 0 | 0 | 0 | 0 | 0 | 0 | 0 | 0 | 0 | 0 | 0 | 0 | 0 | 0 | 0 | 0 | 0 | 0 | 0 | FALSE | 0% | 0% | 0% | 0% | 0% | 0% | FALSE | 0% | 0% | 0% | 0% | 0% | FALSE | 0% | 0% | 0% | 0% | 0% | 0% | 0% | 0% | N/A | N/A
| 715 | N/A | N/A | N/A | N/A | N/A | N/A | N/A | N/A | N/A | N/A | N/A | N/A | N/A | N/A | 0% | 0 | N/A | 0% | FALSE | N/A | N/A | N/A | N/A | N/A | FALSE | FALSE | TRUE | 0 | 0 | 0 | 0 | 0 | 0 | 0 | 0 | 0 | 0 | 0 | 0 | 0 | 0 | 0 | 0 | 0 | 0 | 0 | 0 | 0 | 0 | 0 | 0 | 0 | 0 | 0 | 0 | 0 | 0 | 0% | 0% | 0% | 0% | 0% | 0 | 0 | 0 | 0 | 0 | 0 | 0 | 0 | 0 | 0 | 0 | 0 | 0 | 0 | 0 | 0 | 0 | 0 | 0 | 0 | 0 | 0 | 0 | 0 | 0 | 0 | 0 | 0 | 0 | 0 | FALSE | 0% | 0% | 0% | 0% | 0% | 0% | FALSE | 0% | 0% | 0% | 0% | 0% | FALSE | 0% | 0% | 0% | 0% | 0% | 0% | 0% | 0% | N/A | N/A
| 716 | N/A | N/A | N/A | N/A | N/A | N/A | N/A | N/A | N/A | N/A | N/A | N/A | N/A | N/A | 0% | 0 | N/A | 0% | FALSE | N/A | N/A | N/A | N/A | N/A | FALSE | FALSE | TRUE | 0 | 0 | 0 | 0 | 0 | 0 | 0 | 0 | 0 | 0 | 0 | 0 | 0 | 0 | 0 | 0 | 0 | 0 | 0 | 0 | 0 | 0 | 0 | 0 | 0 | 0 | 0 | 0 | 0 | 0 | 0% | 0% | 0% | 0% | 0% | 0 | 0 | 0 | 0 | 0 | 0 | 0 | 0 | 0 | 0 | 0 | 0 | 0 | 0 | 0 | 0 | 0 | 0 | 0 | 0 | 0 | 0 | 0 | 0 | 0 | 0 | 0 | 0 | 0 | 0 | FALSE | 0% | 0% | 0% | 0% | 0% | 0% | FALSE | 0% | 0% | 0% | 0% | 0% | FALSE | 0% | 0% | 0% | 0% | 0% | 0% | 0% | 0% | N/A | N/A
| 717 | N/A | N/A | N/A | N/A | N/A | N/A | N/A | N/A | N/A | N/A | N/A | N/A | N/A | N/A | 0% | 0 | N/A | 0% | FALSE | N/A | N/A | N/A | N/A | N/A | FALSE | FALSE | TRUE | 0 | 0 | 0 | 0 | 0 | 0 | 0 | 0 | 0 | 0 | 0 | 0 | 0 | 0 | 0 | 0 | 0 | 0 | 0 | 0 | 0 | 0 | 0 | 0 | 0 | 0 | 0 | 0 | 0 | 0 | 0% | 0% | 0% | 0% | 0% | 0 | 0 | 0 | 0 | 0 | 0 | 0 | 0 | 0 | 0 | 0 | 0 | 0 | 0 | 0 | 0 | 0 | 0 | 0 | 0 | 0 | 0 | 0 | 0 | 0 | 0 | 0 | 0 | 0 | 0 | FALSE | 0% | 0% | 0% | 0% | 0% | 0% | FALSE | 0% | 0% | 0% | 0% | 0% | FALSE | 0% | 0% | 0% | 0% | 0% | 0% | 0% | 0% | N/A | N/A
| 718 | N/A | N/A | N/A | N/A | N/A | N/A | N/A | N/A | N/A | N/A | N/A | N/A | N/A | N/A | 0% | 0 | N/A | 0% | FALSE | N/A | N/A | N/A | N/A | N/A | FALSE | FALSE | TRUE | 0 | 0 | 0 | 0 | 0 | 0 | 0 | 0 | 0 | 0 | 0 | 0 | 0 | 0 | 0 | 0 | 0 | 0 | 0 | 0 | 0 | 0 | 0 | 0 | 0 | 0 | 0 | 0 | 0 | 0 | 0% | 0% | 0% | 0% | 0% | 0 | 0 | 0 | 0 | 0 | 0 | 0 | 0 | 0 | 0 | 0 | 0 | 0 | 0 | 0 | 0 | 0 | 0 | 0 | 0 | 0 | 0 | 0 | 0 | 0 | 0 | 0 | 0 | 0 | 0 | FALSE | 0% | 0% | 0% | 0% | 0% | 0% | FALSE | 0% | 0% | 0% | 0% | 0% | FALSE | 0% | 0% | 0% | 0% | 0% | 0% | 0% | 0% | N/A | N/A
| 719 | N/A | N/A | N/A | N/A | N/A | N/A | N/A | N/A | N/A | N/A | N/A | N/A | N/A | N/A | 0% | 0 | N/A | 0% | FALSE | N/A | N/A | N/A | N/A | N/A | FALSE | FALSE | TRUE | 0 | 0 | 0 | 0 | 0 | 0 | 0 | 0 | 0 | 0 | 0 | 0 | 0 | 0 | 0 | 0 | 0 | 0 | 0 | 0 | 0 | 0 | 0 | 0 | 0 | 0 | 0 | 0 | 0 | 0 | 0% | 0% | 0% | 0% | 0% | 0 | 0 | 0 | 0 | 0 | 0 | 0 | 0 | 0 | 0 | 0 | 0 | 0 | 0 | 0 | 0 | 0 | 0 | 0 | 0 | 0 | 0 | 0 | 0 | 0 | 0 | 0 | 0 | 0 | 0 | FALSE | 0% | 0% | 0% | 0% | 0% | 0% | FALSE | 0% | 0% | 0% | 0% | 0% | FALSE | 0% | 0% | 0% | 0% | 0% | 0% | 0% | 0% | N/A | N/A
| 720 | N/A | N/A | N/A | N/A | N/A | N/A | N/A | N/A | N/A | N/A | N/A | N/A | N/A | N/A | 0% | 0 | N/A | 0% | FALSE | N/A | N/A | N/A | N/A | N/A | FALSE | FALSE | TRUE | 0 | 0 | 0 | 0 | 0 | 0 | 0 | 0 | 0 | 0 | 0 | 0 | 0 | 0 | 0 | 0 | 0 | 0 | 0 | 0 | 0 | 0 | 0 | 0 | 0 | 0 | 0 | 0 | 0 | 0 | 0% | 0% | 0% | 0% | 0% | 0 | 0 | 0 | 0 | 0 | 0 | 0 | 0 | 0 | 0 | 0 | 0 | 0 | 0 | 0 | 0 | 0 | 0 | 0 | 0 | 0 | 0 | 0 | 0 | 0 | 0 | 0 | 0 | 0 | 0 | FALSE | 0% | 0% | 0% | 0% | 0% | 0% | FALSE | 0% | 0% | 0% | 0% | 0% | FALSE | 0% | 0% | 0% | 0% | 0% | 0% | 0% | 0% | N/A | N/A
| 721 | N/A | N/A | N/A | N/A | N/A | N/A | N/A | N/A | N/A | N/A | N/A | N/A | N/A | N/A | 0% | 0 | N/A | 0% | FALSE | N/A | N/A | N/A | N/A | N/A | FALSE | FALSE | TRUE | 0 | 0 | 0 | 0 | 0 | 0 | 0 | 0 | 0 | 0 | 0 | 0 | 0 | 0 | 0 | 0 | 0 | 0 | 0 | 0 | 0 | 0 | 0 | 0 | 0 | 0 | 0 | 0 | 0 | 0 | 0% | 0% | 0% | 0% | 0% | 0 | 0 | 0 | 0 | 0 | 0 | 0 | 0 | 0 | 0 | 0 | 0 | 0 | 0 | 0 | 0 | 0 | 0 | 0 | 0 | 0 | 0 | 0 | 0 | 0 | 0 | 0 | 0 | 0 | 0 | FALSE | 0% | 0% | 0% | 0% | 0% | 0% | FALSE | 0% | 0% | 0% | 0% | 0% | FALSE | 0% | 0% | 0% | 0% | 0% | 0% | 0% | 0% | N/A | N/A
| 722 | N/A | N/A | N/A | N/A | N/A | N/A | N/A | N/A | N/A | N/A | N/A | N/A | N/A | N/A | 0% | 0 | N/A | 0% | FALSE | N/A | N/A | N/A | N/A | N/A | FALSE | FALSE | TRUE | 0 | 0 | 0 | 0 | 0 | 0 | 0 | 0 | 0 | 0 | 0 | 0 | 0 | 0 | 0 | 0 | 0 | 0 | 0 | 0 | 0 | 0 | 0 | 0 | 0 | 0 | 0 | 0 | 0 | 0 | 0% | 0% | 0% | 0% | 0% | 0 | 0 | 0 | 0 | 0 | 0 | 0 | 0 | 0 | 0 | 0 | 0 | 0 | 0 | 0 | 0 | 0 | 0 | 0 | 0 | 0 | 0 | 0 | 0 | 0 | 0 | 0 | 0 | 0 | 0 | FALSE | 0% | 0% | 0% | 0% | 0% | 0% | FALSE | 0% | 0% | 0% | 0% | 0% | FALSE | 0% | 0% | 0% | 0% | 0% | 0% | 0% | 0% | N/A | N/A
| 723 | N/A | N/A | N/A | N/A | N/A | N/A | N/A | N/A | N/A | N/A | N/A | N/A | N/A | N/A | 0% | 0 | N/A | 0% | FALSE | N/A | N/A | N/A | N/A | N/A | FALSE | FALSE | TRUE | 0 | 0 | 0 | 0 | 0 | 0 | 0 | 0 | 0 | 0 | 0 | 0 | 0 | 0 | 0 | 0 | 0 | 0 | 0 | 0 | 0 | 0 | 0 | 0 | 0 | 0 | 0 | 0 | 0 | 0 | 0% | 0% | 0% | 0% | 0% | 0 | 0 | 0 | 0 | 0 | 0 | 0 | 0 | 0 | 0 | 0 | 0 | 0 | 0 | 0 | 0 | 0 | 0 | 0 | 0 | 0 | 0 | 0 | 0 | 0 | 0 | 0 | 0 | 0 | 0 | FALSE | 0% | 0% | 0% | 0% | 0% | 0% | FALSE | 0% | 0% | 0% | 0% | 0% | FALSE | 0% | 0% | 0% | 0% | 0% | 0% | 0% | 0% | N/A | N/A
| 724 | N/A | N/A | N/A | N/A | N/A | N/A | N/A | N/A | N/A | N/A | N/A | N/A | N/A | N/A | 0% | 0 | N/A | 0% | FALSE | N/A | N/A | N/A | N/A | N/A | FALSE | FALSE | TRUE | 0 | 0 | 0 | 0 | 0 | 0 | 0 | 0 | 0 | 0 | 0 | 0 | 0 | 0 | 0 | 0 | 0 | 0 | 0 | 0 | 0 | 0 | 0 | 0 | 0 | 0 | 0 | 0 | 0 | 0 | 0% | 0% | 0% | 0% | 0% | 0 | 0 | 0 | 0 | 0 | 0 | 0 | 0 | 0 | 0 | 0 | 0 | 0 | 0 | 0 | 0 | 0 | 0 | 0 | 0 | 0 | 0 | 0 | 0 | 0 | 0 | 0 | 0 | 0 | 0 | FALSE | 0% | 0% | 0% | 0% | 0% | 0% | FALSE | 0% | 0% | 0% | 0% | 0% | FALSE | 0% | 0% | 0% | 0% | 0% | 0% | 0% | 0% | N/A | N/A
| 725 | N/A | N/A | N/A | N/A | N/A | N/A | N/A | N/A | N/A | N/A | N/A | N/A | N/A | N/A | 0% | 0 | N/A | 0% | FALSE | N/A | N/A | N/A | N/A | N/A | FALSE | FALSE | TRUE | 0 | 0 | 0 | 0 | 0 | 0 | 0 | 0 | 0 | 0 | 0 | 0 | 0 | 0 | 0 | 0 | 0 | 0 | 0 | 0 | 0 | 0 | 0 | 0 | 0 | 0 | 0 | 0 | 0 | 0 | 0% | 0% | 0% | 0% | 0% | 0 | 0 | 0 | 0 | 0 | 0 | 0 | 0 | 0 | 0 | 0 | 0 | 0 | 0 | 0 | 0 | 0 | 0 | 0 | 0 | 0 | 0 | 0 | 0 | 0 | 0 | 0 | 0 | 0 | 0 | FALSE | 0% | 0% | 0% | 0% | 0% | 0% | FALSE | 0% | 0% | 0% | 0% | 0% | FALSE | 0% | 0% | 0% | 0% | 0% | 0% | 0% | 0% | N/A | N/A
| 726 | N/A | N/A | N/A | N/A | N/A | N/A | N/A | N/A | N/A | N/A | N/A | N/A | N/A | N/A | 0% | 0 | N/A | 0% | FALSE | N/A | N/A | N/A | N/A | N/A | FALSE | FALSE | TRUE | 0 | 0 | 0 | 0 | 0 | 0 | 0 | 0 | 0 | 0 | 0 | 0 | 0 | 0 | 0 | 0 | 0 | 0 | 0 | 0 | 0 | 0 | 0 | 0 | 0 | 0 | 0 | 0 | 0 | 0 | 0% | 0% | 0% | 0% | 0% | 0 | 0 | 0 | 0 | 0 | 0 | 0 | 0 | 0 | 0 | 0 | 0 | 0 | 0 | 0 | 0 | 0 | 0 | 0 | 0 | 0 | 0 | 0 | 0 | 0 | 0 | 0 | 0 | 0 | 0 | FALSE | 0% | 0% | 0% | 0% | 0% | 0% | FALSE | 0% | 0% | 0% | 0% | 0% | FALSE | 0% | 0% | 0% | 0% | 0% | 0% | 0% | 0% | N/A | N/A
| 727 | N/A | N/A | N/A | N/A | N/A | N/A | N/A | N/A | N/A | N/A | N/A | N/A | N/A | N/A | 0% | 0 | N/A | 0% | FALSE | N/A | N/A | N/A | N/A | N/A | FALSE | FALSE | TRUE | 0 | 0 | 0 | 0 | 0 | 0 | 0 | 0 | 0 | 0 | 0 | 0 | 0 | 0 | 0 | 0 | 0 | 0 | 0 | 0 | 0 | 0 | 0 | 0 | 0 | 0 | 0 | 0 | 0 | 0 | 0% | 0% | 0% | 0% | 0% | 0 | 0 | 0 | 0 | 0 | 0 | 0 | 0 | 0 | 0 | 0 | 0 | 0 | 0 | 0 | 0 | 0 | 0 | 0 | 0 | 0 | 0 | 0 | 0 | 0 | 0 | 0 | 0 | 0 | 0 | FALSE | 0% | 0% | 0% | 0% | 0% | 0% | FALSE | 0% | 0% | 0% | 0% | 0% | FALSE | 0% | 0% | 0% | 0% | 0% | 0% | 0% | 0% | N/A | N/A
| 728 | N/A | N/A | N/A | N/A | N/A | N/A | N/A | N/A | N/A | N/A | N/A | N/A | N/A | N/A | 0% | 0 | N/A | 0% | FALSE | N/A | N/A | N/A | N/A | N/A | FALSE | FALSE | TRUE | 0 | 0 | 0 | 0 | 0 | 0 | 0 | 0 | 0 | 0 | 0 | 0 | 0 | 0 | 0 | 0 | 0 | 0 | 0 | 0 | 0 | 0 | 0 | 0 | 0 | 0 | 0 | 0 | 0 | 0 | 0% | 0% | 0% | 0% | 0% | 0 | 0 | 0 | 0 | 0 | 0 | 0 | 0 | 0 | 0 | 0 | 0 | 0 | 0 | 0 | 0 | 0 | 0 | 0 | 0 | 0 | 0 | 0 | 0 | 0 | 0 | 0 | 0 | 0 | 0 | FALSE | 0% | 0% | 0% | 0% | 0% | 0% | FALSE | 0% | 0% | 0% | 0% | 0% | FALSE | 0% | 0% | 0% | 0% | 0% | 0% | 0% | 0% | N/A | N/A
| 729 | N/A | N/A | N/A | N/A | N/A | N/A | N/A | N/A | N/A | N/A | N/A | N/A | N/A | N/A | 0% | 0 | N/A | 0% | FALSE | N/A | N/A | N/A | N/A | N/A | FALSE | FALSE | TRUE | 0 | 0 | 0 | 0 | 0 | 0 | 0 | 0 | 0 | 0 | 0 | 0 | 0 | 0 | 0 | 0 | 0 | 0 | 0 | 0 | 0 | 0 | 0 | 0 | 0 | 0 | 0 | 0 | 0 | 0 | 0% | 0% | 0% | 0% | 0% | 0 | 0 | 0 | 0 | 0 | 0 | 0 | 0 | 0 | 0 | 0 | 0 | 0 | 0 | 0 | 0 | 0 | 0 | 0 | 0 | 0 | 0 | 0 | 0 | 0 | 0 | 0 | 0 | 0 | 0 | FALSE | 0% | 0% | 0% | 0% | 0% | 0% | FALSE | 0% | 0% | 0% | 0% | 0% | FALSE | 0% | 0% | 0% | 0% | 0% | 0% | 0% | 0% | N/A | N/A
| 730 | N/A | N/A | N/A | N/A | N/A | N/A | N/A | N/A | N/A | N/A | N/A | N/A | N/A | N/A | 0% | 0 | N/A | 0% | FALSE | N/A | N/A | N/A | N/A | N/A | FALSE | FALSE | TRUE | 0 | 0 | 0 | 0 | 0 | 0 | 0 | 0 | 0 | 0 | 0 | 0 | 0 | 0 | 0 | 0 | 0 | 0 | 0 | 0 | 0 | 0 | 0 | 0 | 0 | 0 | 0 | 0 | 0 | 0 | 0% | 0% | 0% | 0% | 0% | 0 | 0 | 0 | 0 | 0 | 0 | 0 | 0 | 0 | 0 | 0 | 0 | 0 | 0 | 0 | 0 | 0 | 0 | 0 | 0 | 0 | 0 | 0 | 0 | 0 | 0 | 0 | 0 | 0 | 0 | FALSE | 0% | 0% | 0% | 0% | 0% | 0% | FALSE | 0% | 0% | 0% | 0% | 0% | FALSE | 0% | 0% | 0% | 0% | 0% | 0% | 0% | 0% | N/A | N/A
| 731 | N/A | N/A | N/A | N/A | N/A | N/A | N/A | N/A | N/A | N/A | N/A | N/A | N/A | N/A | 0% | 0 | N/A | 0% | FALSE | N/A | N/A | N/A | N/A | N/A | FALSE | FALSE | TRUE | 0 | 0 | 0 | 0 | 0 | 0 | 0 | 0 | 0 | 0 | 0 | 0 | 0 | 0 | 0 | 0 | 0 | 0 | 0 | 0 | 0 | 0 | 0 | 0 | 0 | 0 | 0 | 0 | 0 | 0 | 0% | 0% | 0% | 0% | 0% | 0 | 0 | 0 | 0 | 0 | 0 | 0 | 0 | 0 | 0 | 0 | 0 | 0 | 0 | 0 | 0 | 0 | 0 | 0 | 0 | 0 | 0 | 0 | 0 | 0 | 0 | 0 | 0 | 0 | 0 | FALSE | 0% | 0% | 0% | 0% | 0% | 0% | FALSE | 0% | 0% | 0% | 0% | 0% | FALSE | 0% | 0% | 0% | 0% | 0% | 0% | 0% | 0% | N/A | N/A
| 732 | N/A | N/A | N/A | N/A | N/A | N/A | N/A | N/A | N/A | N/A | N/A | N/A | N/A | N/A | 0% | 0 | N/A | 0% | FALSE | N/A | N/A | N/A | N/A | N/A | FALSE | FALSE | TRUE | 0 | 0 | 0 | 0 | 0 | 0 | 0 | 0 | 0 | 0 | 0 | 0 | 0 | 0 | 0 | 0 | 0 | 0 | 0 | 0 | 0 | 0 | 0 | 0 | 0 | 0 | 0 | 0 | 0 | 0 | 0% | 0% | 0% | 0% | 0% | 0 | 0 | 0 | 0 | 0 | 0 | 0 | 0 | 0 | 0 | 0 | 0 | 0 | 0 | 0 | 0 | 0 | 0 | 0 | 0 | 0 | 0 | 0 | 0 | 0 | 0 | 0 | 0 | 0 | 0 | FALSE | 0% | 0% | 0% | 0% | 0% | 0% | FALSE | 0% | 0% | 0% | 0% | 0% | FALSE | 0% | 0% | 0% | 0% | 0% | 0% | 0% | 0% | N/A | N/A
| 733 | N/A | N/A | N/A | N/A | N/A | N/A | N/A | N/A | N/A | N/A | N/A | N/A | N/A | N/A | 0% | 0 | N/A | 0% | FALSE | N/A | N/A | N/A | N/A | N/A | FALSE | FALSE | TRUE | 0 | 0 | 0 | 0 | 0 | 0 | 0 | 0 | 0 | 0 | 0 | 0 | 0 | 0 | 0 | 0 | 0 | 0 | 0 | 0 | 0 | 0 | 0 | 0 | 0 | 0 | 0 | 0 | 0 | 0 | 0% | 0% | 0% | 0% | 0% | 0 | 0 | 0 | 0 | 0 | 0 | 0 | 0 | 0 | 0 | 0 | 0 | 0 | 0 | 0 | 0 | 0 | 0 | 0 | 0 | 0 | 0 | 0 | 0 | 0 | 0 | 0 | 0 | 0 | 0 | FALSE | 0% | 0% | 0% | 0% | 0% | 0% | FALSE | 0% | 0% | 0% | 0% | 0% | FALSE | 0% | 0% | 0% | 0% | 0% | 0% | 0% | 0% | N/A | N/A
| 734 | N/A | N/A | N/A | N/A | N/A | N/A | N/A | N/A | N/A | N/A | N/A | N/A | N/A | N/A | 0% | 0 | N/A | 0% | FALSE | N/A | N/A | N/A | N/A | N/A | FALSE | FALSE | TRUE | 0 | 0 | 0 | 0 | 0 | 0 | 0 | 0 | 0 | 0 | 0 | 0 | 0 | 0 | 0 | 0 | 0 | 0 | 0 | 0 | 0 | 0 | 0 | 0 | 0 | 0 | 0 | 0 | 0 | 0 | 0% | 0% | 0% | 0% | 0% | 0 | 0 | 0 | 0 | 0 | 0 | 0 | 0 | 0 | 0 | 0 | 0 | 0 | 0 | 0 | 0 | 0 | 0 | 0 | 0 | 0 | 0 | 0 | 0 | 0 | 0 | 0 | 0 | 0 | 0 | FALSE | 0% | 0% | 0% | 0% | 0% | 0% | FALSE | 0% | 0% | 0% | 0% | 0% | FALSE | 0% | 0% | 0% | 0% | 0% | 0% | 0% | 0% | N/A | N/A
| 735 | N/A | N/A | N/A | N/A | N/A | N/A | N/A | N/A | N/A | N/A | N/A | N/A | N/A | N/A | 0% | 0 | N/A | 0% | FALSE | N/A | N/A | N/A | N/A | N/A | FALSE | FALSE | TRUE | 0 | 0 | 0 | 0 | 0 | 0 | 0 | 0 | 0 | 0 | 0 | 0 | 0 | 0 | 0 | 0 | 0 | 0 | 0 | 0 | 0 | 0 | 0 | 0 | 0 | 0 | 0 | 0 | 0 | 0 | 0% | 0% | 0% | 0% | 0% | 0 | 0 | 0 | 0 | 0 | 0 | 0 | 0 | 0 | 0 | 0 | 0 | 0 | 0 | 0 | 0 | 0 | 0 | 0 | 0 | 0 | 0 | 0 | 0 | 0 | 0 | 0 | 0 | 0 | 0 | FALSE | 0% | 0% | 0% | 0% | 0% | 0% | FALSE | 0% | 0% | 0% | 0% | 0% | FALSE | 0% | 0% | 0% | 0% | 0% | 0% | 0% | 0% | N/A | N/A
| 736 | N/A | N/A | N/A | N/A | N/A | N/A | N/A | N/A | N/A | N/A | N/A | N/A | N/A | N/A | 0% | 0 | N/A | 0% | FALSE | N/A | N/A | N/A | N/A | N/A | FALSE | FALSE | TRUE | 0 | 0 | 0 | 0 | 0 | 0 | 0 | 0 | 0 | 0 | 0 | 0 | 0 | 0 | 0 | 0 | 0 | 0 | 0 | 0 | 0 | 0 | 0 | 0 | 0 | 0 | 0 | 0 | 0 | 0 | 0% | 0% | 0% | 0% | 0% | 0 | 0 | 0 | 0 | 0 | 0 | 0 | 0 | 0 | 0 | 0 | 0 | 0 | 0 | 0 | 0 | 0 | 0 | 0 | 0 | 0 | 0 | 0 | 0 | 0 | 0 | 0 | 0 | 0 | 0 | FALSE | 0% | 0% | 0% | 0% | 0% | 0% | FALSE | 0% | 0% | 0% | 0% | 0% | FALSE | 0% | 0% | 0% | 0% | 0% | 0% | 0% | 0% | N/A | N/A
| 737 | N/A | N/A | N/A | N/A | N/A | N/A | N/A | N/A | N/A | N/A | N/A | N/A | N/A | N/A | 0% | 0 | N/A | 0% | FALSE | N/A | N/A | N/A | N/A | N/A | FALSE | FALSE | TRUE | 0 | 0 | 0 | 0 | 0 | 0 | 0 | 0 | 0 | 0 | 0 | 0 | 0 | 0 | 0 | 0 | 0 | 0 | 0 | 0 | 0 | 0 | 0 | 0 | 0 | 0 | 0 | 0 | 0 | 0 | 0% | 0% | 0% | 0% | 0% | 0 | 0 | 0 | 0 | 0 | 0 | 0 | 0 | 0 | 0 | 0 | 0 | 0 | 0 | 0 | 0 | 0 | 0 | 0 | 0 | 0 | 0 | 0 | 0 | 0 | 0 | 0 | 0 | 0 | 0 | FALSE | 0% | 0% | 0% | 0% | 0% | 0% | FALSE | 0% | 0% | 0% | 0% | 0% | FALSE | 0% | 0% | 0% | 0% | 0% | 0% | 0% | 0% | N/A | N/A
| 738 | N/A | N/A | N/A | N/A | N/A | N/A | N/A | N/A | N/A | N/A | N/A | N/A | N/A | N/A | 0% | 0 | N/A | 0% | FALSE | N/A | N/A | N/A | N/A | N/A | FALSE | FALSE | TRUE | 0 | 0 | 0 | 0 | 0 | 0 | 0 | 0 | 0 | 0 | 0 | 0 | 0 | 0 | 0 | 0 | 0 | 0 | 0 | 0 | 0 | 0 | 0 | 0 | 0 | 0 | 0 | 0 | 0 | 0 | 0% | 0% | 0% | 0% | 0% | 0 | 0 | 0 | 0 | 0 | 0 | 0 | 0 | 0 | 0 | 0 | 0 | 0 | 0 | 0 | 0 | 0 | 0 | 0 | 0 | 0 | 0 | 0 | 0 | 0 | 0 | 0 | 0 | 0 | 0 | FALSE | 0% | 0% | 0% | 0% | 0% | 0% | FALSE | 0% | 0% | 0% | 0% | 0% | FALSE | 0% | 0% | 0% | 0% | 0% | 0% | 0% | 0% | N/A | N/A
| 739 | N/A | N/A | N/A | N/A | N/A | N/A | N/A | N/A | N/A | N/A | N/A | N/A | N/A | N/A | 0% | 0 | N/A | 0% | FALSE | N/A | N/A | N/A | N/A | N/A | FALSE | FALSE | TRUE | 0 | 0 | 0 | 0 | 0 | 0 | 0 | 0 | 0 | 0 | 0 | 0 | 0 | 0 | 0 | 0 | 0 | 0 | 0 | 0 | 0 | 0 | 0 | 0 | 0 | 0 | 0 | 0 | 0 | 0 | 0% | 0% | 0% | 0% | 0% | 0 | 0 | 0 | 0 | 0 | 0 | 0 | 0 | 0 | 0 | 0 | 0 | 0 | 0 | 0 | 0 | 0 | 0 | 0 | 0 | 0 | 0 | 0 | 0 | 0 | 0 | 0 | 0 | 0 | 0 | FALSE | 0% | 0% | 0% | 0% | 0% | 0% | FALSE | 0% | 0% | 0% | 0% | 0% | FALSE | 0% | 0% | 0% | 0% | 0% | 0% | 0% | 0% | N/A | N/A
| 740 | N/A | N/A | N/A | N/A | N/A | N/A | N/A | N/A | N/A | N/A | N/A | N/A | N/A | N/A | 0% | 0 | N/A | 0% | FALSE | N/A | N/A | N/A | N/A | N/A | FALSE | FALSE | TRUE | 0 | 0 | 0 | 0 | 0 | 0 | 0 | 0 | 0 | 0 | 0 | 0 | 0 | 0 | 0 | 0 | 0 | 0 | 0 | 0 | 0 | 0 | 0 | 0 | 0 | 0 | 0 | 0 | 0 | 0 | 0% | 0% | 0% | 0% | 0% | 0 | 0 | 0 | 0 | 0 | 0 | 0 | 0 | 0 | 0 | 0 | 0 | 0 | 0 | 0 | 0 | 0 | 0 | 0 | 0 | 0 | 0 | 0 | 0 | 0 | 0 | 0 | 0 | 0 | 0 | FALSE | 0% | 0% | 0% | 0% | 0% | 0% | FALSE | 0% | 0% | 0% | 0% | 0% | FALSE | 0% | 0% | 0% | 0% | 0% | 0% | 0% | 0% | N/A | N/A
| 741 | N/A | N/A | N/A | N/A | N/A | N/A | N/A | N/A | N/A | N/A | N/A | N/A | N/A | N/A | 0% | 0 | N/A | 0% | FALSE | N/A | N/A | N/A | N/A | N/A | FALSE | FALSE | TRUE | 0 | 0 | 0 | 0 | 0 | 0 | 0 | 0 | 0 | 0 | 0 | 0 | 0 | 0 | 0 | 0 | 0 | 0 | 0 | 0 | 0 | 0 | 0 | 0 | 0 | 0 | 0 | 0 | 0 | 0 | 0% | 0% | 0% | 0% | 0% | 0 | 0 | 0 | 0 | 0 | 0 | 0 | 0 | 0 | 0 | 0 | 0 | 0 | 0 | 0 | 0 | 0 | 0 | 0 | 0 | 0 | 0 | 0 | 0 | 0 | 0 | 0 | 0 | 0 | 0 | FALSE | 0% | 0% | 0% | 0% | 0% | 0% | FALSE | 0% | 0% | 0% | 0% | 0% | FALSE | 0% | 0% | 0% | 0% | 0% | 0% | 0% | 0% | N/A | N/A
| 742 | N/A | N/A | N/A | N/A | N/A | N/A | N/A | N/A | N/A | N/A | N/A | N/A | N/A | N/A | 0% | 0 | N/A | 0% | FALSE | N/A | N/A | N/A | N/A | N/A | FALSE | FALSE | TRUE | 0 | 0 | 0 | 0 | 0 | 0 | 0 | 0 | 0 | 0 | 0 | 0 | 0 | 0 | 0 | 0 | 0 | 0 | 0 | 0 | 0 | 0 | 0 | 0 | 0 | 0 | 0 | 0 | 0 | 0 | 0% | 0% | 0% | 0% | 0% | 0 | 0 | 0 | 0 | 0 | 0 | 0 | 0 | 0 | 0 | 0 | 0 | 0 | 0 | 0 | 0 | 0 | 0 | 0 | 0 | 0 | 0 | 0 | 0 | 0 | 0 | 0 | 0 | 0 | 0 | FALSE | 0% | 0% | 0% | 0% | 0% | 0% | FALSE | 0% | 0% | 0% | 0% | 0% | FALSE | 0% | 0% | 0% | 0% | 0% | 0% | 0% | 0% | N/A | N/A
| 743 | N/A | N/A | N/A | N/A | N/A | N/A | N/A | N/A | N/A | N/A | N/A | N/A | N/A | N/A | 0% | 0 | N/A | 0% | FALSE | N/A | N/A | N/A | N/A | N/A | FALSE | FALSE | TRUE | 0 | 0 | 0 | 0 | 0 | 0 | 0 | 0 | 0 | 0 | 0 | 0 | 0 | 0 | 0 | 0 | 0 | 0 | 0 | 0 | 0 | 0 | 0 | 0 | 0 | 0 | 0 | 0 | 0 | 0 | 0% | 0% | 0% | 0% | 0% | 0 | 0 | 0 | 0 | 0 | 0 | 0 | 0 | 0 | 0 | 0 | 0 | 0 | 0 | 0 | 0 | 0 | 0 | 0 | 0 | 0 | 0 | 0 | 0 | 0 | 0 | 0 | 0 | 0 | 0 | FALSE | 0% | 0% | 0% | 0% | 0% | 0% | FALSE | 0% | 0% | 0% | 0% | 0% | FALSE | 0% | 0% | 0% | 0% | 0% | 0% | 0% | 0% | N/A | N/A
| 744 | N/A | N/A | N/A | N/A | N/A | N/A | N/A | N/A | N/A | N/A | N/A | N/A | N/A | N/A | 0% | 0 | N/A | 0% | FALSE | N/A | N/A | N/A | N/A | N/A | FALSE | FALSE | TRUE | 0 | 0 | 0 | 0 | 0 | 0 | 0 | 0 | 0 | 0 | 0 | 0 | 0 | 0 | 0 | 0 | 0 | 0 | 0 | 0 | 0 | 0 | 0 | 0 | 0 | 0 | 0 | 0 | 0 | 0 | 0% | 0% | 0% | 0% | 0% | 0 | 0 | 0 | 0 | 0 | 0 | 0 | 0 | 0 | 0 | 0 | 0 | 0 | 0 | 0 | 0 | 0 | 0 | 0 | 0 | 0 | 0 | 0 | 0 | 0 | 0 | 0 | 0 | 0 | 0 | FALSE | 0% | 0% | 0% | 0% | 0% | 0% | FALSE | 0% | 0% | 0% | 0% | 0% | FALSE | 0% | 0% | 0% | 0% | 0% | 0% | 0% | 0% | N/A | N/A
| 745 | N/A | N/A | N/A | N/A | N/A | N/A | N/A | N/A | N/A | N/A | N/A | N/A | N/A | N/A | 0% | 0 | N/A | 0% | FALSE | N/A | N/A | N/A | N/A | N/A | FALSE | FALSE | TRUE | 0 | 0 | 0 | 0 | 0 | 0 | 0 | 0 | 0 | 0 | 0 | 0 | 0 | 0 | 0 | 0 | 0 | 0 | 0 | 0 | 0 | 0 | 0 | 0 | 0 | 0 | 0 | 0 | 0 | 0 | 0% | 0% | 0% | 0% | 0% | 0 | 0 | 0 | 0 | 0 | 0 | 0 | 0 | 0 | 0 | 0 | 0 | 0 | 0 | 0 | 0 | 0 | 0 | 0 | 0 | 0 | 0 | 0 | 0 | 0 | 0 | 0 | 0 | 0 | 0 | FALSE | 0% | 0% | 0% | 0% | 0% | 0% | FALSE | 0% | 0% | 0% | 0% | 0% | FALSE | 0% | 0% | 0% | 0% | 0% | 0% | 0% | 0% | N/A | N/A
| 746 | N/A | N/A | N/A | N/A | N/A | N/A | N/A | N/A | N/A | N/A | N/A | N/A | N/A | N/A | 0% | 0 | N/A | 0% | FALSE | N/A | N/A | N/A | N/A | N/A | FALSE | FALSE | TRUE | 0 | 0 | 0 | 0 | 0 | 0 | 0 | 0 | 0 | 0 | 0 | 0 | 0 | 0 | 0 | 0 | 0 | 0 | 0 | 0 | 0 | 0 | 0 | 0 | 0 | 0 | 0 | 0 | 0 | 0 | 0% | 0% | 0% | 0% | 0% | 0 | 0 | 0 | 0 | 0 | 0 | 0 | 0 | 0 | 0 | 0 | 0 | 0 | 0 | 0 | 0 | 0 | 0 | 0 | 0 | 0 | 0 | 0 | 0 | 0 | 0 | 0 | 0 | 0 | 0 | FALSE | 0% | 0% | 0% | 0% | 0% | 0% | FALSE | 0% | 0% | 0% | 0% | 0% | FALSE | 0% | 0% | 0% | 0% | 0% | 0% | 0% | 0% | N/A | N/A
| 747 | N/A | N/A | N/A | N/A | N/A | N/A | N/A | N/A | N/A | N/A | N/A | N/A | N/A | N/A | 0% | 0 | N/A | 0% | FALSE | N/A | N/A | N/A | N/A | N/A | FALSE | FALSE | TRUE | 0 | 0 | 0 | 0 | 0 | 0 | 0 | 0 | 0 | 0 | 0 | 0 | 0 | 0 | 0 | 0 | 0 | 0 | 0 | 0 | 0 | 0 | 0 | 0 | 0 | 0 | 0 | 0 | 0 | 0 | 0% | 0% | 0% | 0% | 0% | 0 | 0 | 0 | 0 | 0 | 0 | 0 | 0 | 0 | 0 | 0 | 0 | 0 | 0 | 0 | 0 | 0 | 0 | 0 | 0 | 0 | 0 | 0 | 0 | 0 | 0 | 0 | 0 | 0 | 0 | FALSE | 0% | 0% | 0% | 0% | 0% | 0% | FALSE | 0% | 0% | 0% | 0% | 0% | FALSE | 0% | 0% | 0% | 0% | 0% | 0% | 0% | 0% | N/A | N/A
| 748 | N/A | N/A | N/A | N/A | N/A | N/A | N/A | N/A | N/A | N/A | N/A | N/A | N/A | N/A | 0% | 0 | N/A | 0% | FALSE | N/A | N/A | N/A | N/A | N/A | FALSE | FALSE | TRUE | 0 | 0 | 0 | 0 | 0 | 0 | 0 | 0 | 0 | 0 | 0 | 0 | 0 | 0 | 0 | 0 | 0 | 0 | 0 | 0 | 0 | 0 | 0 | 0 | 0 | 0 | 0 | 0 | 0 | 0 | 0% | 0% | 0% | 0% | 0% | 0 | 0 | 0 | 0 | 0 | 0 | 0 | 0 | 0 | 0 | 0 | 0 | 0 | 0 | 0 | 0 | 0 | 0 | 0 | 0 | 0 | 0 | 0 | 0 | 0 | 0 | 0 | 0 | 0 | 0 | FALSE | 0% | 0% | 0% | 0% | 0% | 0% | FALSE | 0% | 0% | 0% | 0% | 0% | FALSE | 0% | 0% | 0% | 0% | 0% | 0% | 0% | 0% | N/A | N/A
| 749 | N/A | N/A | N/A | N/A | N/A | N/A | N/A | N/A | N/A | N/A | N/A | N/A | N/A | N/A | 0% | 0 | N/A | 0% | FALSE | N/A | N/A | N/A | N/A | N/A | FALSE | FALSE | TRUE | 0 | 0 | 0 | 0 | 0 | 0 | 0 | 0 | 0 | 0 | 0 | 0 | 0 | 0 | 0 | 0 | 0 | 0 | 0 | 0 | 0 | 0 | 0 | 0 | 0 | 0 | 0 | 0 | 0 | 0 | 0% | 0% | 0% | 0% | 0% | 0 | 0 | 0 | 0 | 0 | 0 | 0 | 0 | 0 | 0 | 0 | 0 | 0 | 0 | 0 | 0 | 0 | 0 | 0 | 0 | 0 | 0 | 0 | 0 | 0 | 0 | 0 | 0 | 0 | 0 | FALSE | 0% | 0% | 0% | 0% | 0% | 0% | FALSE | 0% | 0% | 0% | 0% | 0% | FALSE | 0% | 0% | 0% | 0% | 0% | 0% | 0% | 0% | N/A | N/A
| 750 | N/A | N/A | N/A | N/A | N/A | N/A | N/A | N/A | N/A | N/A | N/A | N/A | N/A | N/A | 0% | 0 | N/A | 0% | FALSE | N/A | N/A | N/A | N/A | N/A | FALSE | FALSE | TRUE | 0 | 0 | 0 | 0 | 0 | 0 | 0 | 0 | 0 | 0 | 0 | 0 | 0 | 0 | 0 | 0 | 0 | 0 | 0 | 0 | 0 | 0 | 0 | 0 | 0 | 0 | 0 | 0 | 0 | 0 | 0% | 0% | 0% | 0% | 0% | 0 | 0 | 0 | 0 | 0 | 0 | 0 | 0 | 0 | 0 | 0 | 0 | 0 | 0 | 0 | 0 | 0 | 0 | 0 | 0 | 0 | 0 | 0 | 0 | 0 | 0 | 0 | 0 | 0 | 0 | FALSE | 0% | 0% | 0% | 0% | 0% | 0% | FALSE | 0% | 0% | 0% | 0% | 0% | FALSE | 0% | 0% | 0% | 0% | 0% | 0% | 0% | 0% | N/A | N/A
| 751 | N/A | N/A | N/A | N/A | N/A | N/A | N/A | N/A | N/A | N/A | N/A | N/A | N/A | N/A | 0% | 0 | N/A | 0% | FALSE | N/A | N/A | N/A | N/A | N/A | FALSE | FALSE | TRUE | 0 | 0 | 0 | 0 | 0 | 0 | 0 | 0 | 0 | 0 | 0 | 0 | 0 | 0 | 0 | 0 | 0 | 0 | 0 | 0 | 0 | 0 | 0 | 0 | 0 | 0 | 0 | 0 | 0 | 0 | 0% | 0% | 0% | 0% | 0% | 0 | 0 | 0 | 0 | 0 | 0 | 0 | 0 | 0 | 0 | 0 | 0 | 0 | 0 | 0 | 0 | 0 | 0 | 0 | 0 | 0 | 0 | 0 | 0 | 0 | 0 | 0 | 0 | 0 | 0 | FALSE | 0% | 0% | 0% | 0% | 0% | 0% | FALSE | 0% | 0% | 0% | 0% | 0% | FALSE | 0% | 0% | 0% | 0% | 0% | 0% | 0% | 0% | N/A | N/A
| 752 | N/A | N/A | N/A | N/A | N/A | N/A | N/A | N/A | N/A | N/A | N/A | N/A | N/A | N/A | 0% | 0 | N/A | 0% | FALSE | N/A | N/A | N/A | N/A | N/A | FALSE | FALSE | TRUE | 0 | 0 | 0 | 0 | 0 | 0 | 0 | 0 | 0 | 0 | 0 | 0 | 0 | 0 | 0 | 0 | 0 | 0 | 0 | 0 | 0 | 0 | 0 | 0 | 0 | 0 | 0 | 0 | 0 | 0 | 0% | 0% | 0% | 0% | 0% | 0 | 0 | 0 | 0 | 0 | 0 | 0 | 0 | 0 | 0 | 0 | 0 | 0 | 0 | 0 | 0 | 0 | 0 | 0 | 0 | 0 | 0 | 0 | 0 | 0 | 0 | 0 | 0 | 0 | 0 | FALSE | 0% | 0% | 0% | 0% | 0% | 0% | FALSE | 0% | 0% | 0% | 0% | 0% | FALSE | 0% | 0% | 0% | 0% | 0% | 0% | 0% | 0% | N/A | N/A
| 753 | N/A | N/A | N/A | N/A | N/A | N/A | N/A | N/A | N/A | N/A | N/A | N/A | N/A | N/A | 0% | 0 | N/A | 0% | FALSE | N/A | N/A | N/A | N/A | N/A | FALSE | FALSE | TRUE | 0 | 0 | 0 | 0 | 0 | 0 | 0 | 0 | 0 | 0 | 0 | 0 | 0 | 0 | 0 | 0 | 0 | 0 | 0 | 0 | 0 | 0 | 0 | 0 | 0 | 0 | 0 | 0 | 0 | 0 | 0% | 0% | 0% | 0% | 0% | 0 | 0 | 0 | 0 | 0 | 0 | 0 | 0 | 0 | 0 | 0 | 0 | 0 | 0 | 0 | 0 | 0 | 0 | 0 | 0 | 0 | 0 | 0 | 0 | 0 | 0 | 0 | 0 | 0 | 0 | FALSE | 0% | 0% | 0% | 0% | 0% | 0% | FALSE | 0% | 0% | 0% | 0% | 0% | FALSE | 0% | 0% | 0% | 0% | 0% | 0% | 0% | 0% | N/A | N/A
| 754 | N/A | N/A | N/A | N/A | N/A | N/A | N/A | N/A | N/A | N/A | N/A | N/A | N/A | N/A | 0% | 0 | N/A | 0% | FALSE | N/A | N/A | N/A | N/A | N/A | FALSE | FALSE | TRUE | 0 | 0 | 0 | 0 | 0 | 0 | 0 | 0 | 0 | 0 | 0 | 0 | 0 | 0 | 0 | 0 | 0 | 0 | 0 | 0 | 0 | 0 | 0 | 0 | 0 | 0 | 0 | 0 | 0 | 0 | 0% | 0% | 0% | 0% | 0% | 0 | 0 | 0 | 0 | 0 | 0 | 0 | 0 | 0 | 0 | 0 | 0 | 0 | 0 | 0 | 0 | 0 | 0 | 0 | 0 | 0 | 0 | 0 | 0 | 0 | 0 | 0 | 0 | 0 | 0 | FALSE | 0% | 0% | 0% | 0% | 0% | 0% | FALSE | 0% | 0% | 0% | 0% | 0% | FALSE | 0% | 0% | 0% | 0% | 0% | 0% | 0% | 0% | N/A | N/A
| 755 | N/A | N/A | N/A | N/A | N/A | N/A | N/A | N/A | N/A | N/A | N/A | N/A | N/A | N/A | 0% | 0 | N/A | 0% | FALSE | N/A | N/A | N/A | N/A | N/A | FALSE | FALSE | TRUE | 0 | 0 | 0 | 0 | 0 | 0 | 0 | 0 | 0 | 0 | 0 | 0 | 0 | 0 | 0 | 0 | 0 | 0 | 0 | 0 | 0 | 0 | 0 | 0 | 0 | 0 | 0 | 0 | 0 | 0 | 0% | 0% | 0% | 0% | 0% | 0 | 0 | 0 | 0 | 0 | 0 | 0 | 0 | 0 | 0 | 0 | 0 | 0 | 0 | 0 | 0 | 0 | 0 | 0 | 0 | 0 | 0 | 0 | 0 | 0 | 0 | 0 | 0 | 0 | 0 | FALSE | 0% | 0% | 0% | 0% | 0% | 0% | FALSE | 0% | 0% | 0% | 0% | 0% | FALSE | 0% | 0% | 0% | 0% | 0% | 0% | 0% | 0% | N/A | N/A
| 756 | N/A | N/A | N/A | N/A | N/A | N/A | N/A | N/A | N/A | N/A | N/A | N/A | N/A | N/A | 0% | 0 | N/A | 0% | FALSE | N/A | N/A | N/A | N/A | N/A | FALSE | FALSE | TRUE | 0 | 0 | 0 | 0 | 0 | 0 | 0 | 0 | 0 | 0 | 0 | 0 | 0 | 0 | 0 | 0 | 0 | 0 | 0 | 0 | 0 | 0 | 0 | 0 | 0 | 0 | 0 | 0 | 0 | 0 | 0% | 0% | 0% | 0% | 0% | 0 | 0 | 0 | 0 | 0 | 0 | 0 | 0 | 0 | 0 | 0 | 0 | 0 | 0 | 0 | 0 | 0 | 0 | 0 | 0 | 0 | 0 | 0 | 0 | 0 | 0 | 0 | 0 | 0 | 0 | FALSE | 0% | 0% | 0% | 0% | 0% | 0% | FALSE | 0% | 0% | 0% | 0% | 0% | FALSE | 0% | 0% | 0% | 0% | 0% | 0% | 0% | 0% | N/A | N/A
| 757 | N/A | N/A | N/A | N/A | N/A | N/A | N/A | N/A | N/A | N/A | N/A | N/A | N/A | N/A | 0% | 0 | N/A | 0% | FALSE | N/A | N/A | N/A | N/A | N/A | FALSE | FALSE | TRUE | 0 | 0 | 0 | 0 | 0 | 0 | 0 | 0 | 0 | 0 | 0 | 0 | 0 | 0 | 0 | 0 | 0 | 0 | 0 | 0 | 0 | 0 | 0 | 0 | 0 | 0 | 0 | 0 | 0 | 0 | 0% | 0% | 0% | 0% | 0% | 0 | 0 | 0 | 0 | 0 | 0 | 0 | 0 | 0 | 0 | 0 | 0 | 0 | 0 | 0 | 0 | 0 | 0 | 0 | 0 | 0 | 0 | 0 | 0 | 0 | 0 | 0 | 0 | 0 | 0 | FALSE | 0% | 0% | 0% | 0% | 0% | 0% | FALSE | 0% | 0% | 0% | 0% | 0% | FALSE | 0% | 0% | 0% | 0% | 0% | 0% | 0% | 0% | N/A | N/A
| 758 | N/A | N/A | N/A | N/A | N/A | N/A | N/A | N/A | N/A | N/A | N/A | N/A | N/A | N/A | 0% | 0 | N/A | 0% | FALSE | N/A | N/A | N/A | N/A | N/A | FALSE | FALSE | TRUE | 0 | 0 | 0 | 0 | 0 | 0 | 0 | 0 | 0 | 0 | 0 | 0 | 0 | 0 | 0 | 0 | 0 | 0 | 0 | 0 | 0 | 0 | 0 | 0 | 0 | 0 | 0 | 0 | 0 | 0 | 0% | 0% | 0% | 0% | 0% | 0 | 0 | 0 | 0 | 0 | 0 | 0 | 0 | 0 | 0 | 0 | 0 | 0 | 0 | 0 | 0 | 0 | 0 | 0 | 0 | 0 | 0 | 0 | 0 | 0 | 0 | 0 | 0 | 0 | 0 | FALSE | 0% | 0% | 0% | 0% | 0% | 0% | FALSE | 0% | 0% | 0% | 0% | 0% | FALSE | 0% | 0% | 0% | 0% | 0% | 0% | 0% | 0% | N/A | N/A
| 759 | N/A | N/A | N/A | N/A | N/A | N/A | N/A | N/A | N/A | N/A | N/A | N/A | N/A | N/A | 0% | 0 | N/A | 0% | FALSE | N/A | N/A | N/A | N/A | N/A | FALSE | FALSE | TRUE | 0 | 0 | 0 | 0 | 0 | 0 | 0 | 0 | 0 | 0 | 0 | 0 | 0 | 0 | 0 | 0 | 0 | 0 | 0 | 0 | 0 | 0 | 0 | 0 | 0 | 0 | 0 | 0 | 0 | 0 | 0% | 0% | 0% | 0% | 0% | 0 | 0 | 0 | 0 | 0 | 0 | 0 | 0 | 0 | 0 | 0 | 0 | 0 | 0 | 0 | 0 | 0 | 0 | 0 | 0 | 0 | 0 | 0 | 0 | 0 | 0 | 0 | 0 | 0 | 0 | FALSE | 0% | 0% | 0% | 0% | 0% | 0% | FALSE | 0% | 0% | 0% | 0% | 0% | FALSE | 0% | 0% | 0% | 0% | 0% | 0% | 0% | 0% | N/A | N/A
| 760 | N/A | N/A | N/A | N/A | N/A | N/A | N/A | N/A | N/A | N/A | N/A | N/A | N/A | N/A | 0% | 0 | N/A | 0% | FALSE | N/A | N/A | N/A | N/A | N/A | FALSE | FALSE | TRUE | 0 | 0 | 0 | 0 | 0 | 0 | 0 | 0 | 0 | 0 | 0 | 0 | 0 | 0 | 0 | 0 | 0 | 0 | 0 | 0 | 0 | 0 | 0 | 0 | 0 | 0 | 0 | 0 | 0 | 0 | 0% | 0% | 0% | 0% | 0% | 0 | 0 | 0 | 0 | 0 | 0 | 0 | 0 | 0 | 0 | 0 | 0 | 0 | 0 | 0 | 0 | 0 | 0 | 0 | 0 | 0 | 0 | 0 | 0 | 0 | 0 | 0 | 0 | 0 | 0 | FALSE | 0% | 0% | 0% | 0% | 0% | 0% | FALSE | 0% | 0% | 0% | 0% | 0% | FALSE | 0% | 0% | 0% | 0% | 0% | 0% | 0% | 0% | N/A | N/A
| 761 | N/A | N/A | N/A | N/A | N/A | N/A | N/A | N/A | N/A | N/A | N/A | N/A | N/A | N/A | 0% | 0 | N/A | 0% | FALSE | N/A | N/A | N/A | N/A | N/A | FALSE | FALSE | TRUE | 0 | 0 | 0 | 0 | 0 | 0 | 0 | 0 | 0 | 0 | 0 | 0 | 0 | 0 | 0 | 0 | 0 | 0 | 0 | 0 | 0 | 0 | 0 | 0 | 0 | 0 | 0 | 0 | 0 | 0 | 0% | 0% | 0% | 0% | 0% | 0 | 0 | 0 | 0 | 0 | 0 | 0 | 0 | 0 | 0 | 0 | 0 | 0 | 0 | 0 | 0 | 0 | 0 | 0 | 0 | 0 | 0 | 0 | 0 | 0 | 0 | 0 | 0 | 0 | 0 | FALSE | 0% | 0% | 0% | 0% | 0% | 0% | FALSE | 0% | 0% | 0% | 0% | 0% | FALSE | 0% | 0% | 0% | 0% | 0% | 0% | 0% | 0% | N/A | N/A
| 762 | N/A | N/A | N/A | N/A | N/A | N/A | N/A | N/A | N/A | N/A | N/A | N/A | N/A | N/A | 0% | 0 | N/A | 0% | FALSE | N/A | N/A | N/A | N/A | N/A | FALSE | FALSE | TRUE | 0 | 0 | 0 | 0 | 0 | 0 | 0 | 0 | 0 | 0 | 0 | 0 | 0 | 0 | 0 | 0 | 0 | 0 | 0 | 0 | 0 | 0 | 0 | 0 | 0 | 0 | 0 | 0 | 0 | 0 | 0% | 0% | 0% | 0% | 0% | 0 | 0 | 0 | 0 | 0 | 0 | 0 | 0 | 0 | 0 | 0 | 0 | 0 | 0 | 0 | 0 | 0 | 0 | 0 | 0 | 0 | 0 | 0 | 0 | 0 | 0 | 0 | 0 | 0 | 0 | FALSE | 0% | 0% | 0% | 0% | 0% | 0% | FALSE | 0% | 0% | 0% | 0% | 0% | FALSE | 0% | 0% | 0% | 0% | 0% | 0% | 0% | 0% | N/A | N/A
| 763 | N/A | N/A | N/A | N/A | N/A | N/A | N/A | N/A | N/A | N/A | N/A | N/A | N/A | N/A | 0% | 0 | N/A | 0% | FALSE | N/A | N/A | N/A | N/A | N/A | FALSE | FALSE | TRUE | 0 | 0 | 0 | 0 | 0 | 0 | 0 | 0 | 0 | 0 | 0 | 0 | 0 | 0 | 0 | 0 | 0 | 0 | 0 | 0 | 0 | 0 | 0 | 0 | 0 | 0 | 0 | 0 | 0 | 0 | 0% | 0% | 0% | 0% | 0% | 0 | 0 | 0 | 0 | 0 | 0 | 0 | 0 | 0 | 0 | 0 | 0 | 0 | 0 | 0 | 0 | 0 | 0 | 0 | 0 | 0 | 0 | 0 | 0 | 0 | 0 | 0 | 0 | 0 | 0 | FALSE | 0% | 0% | 0% | 0% | 0% | 0% | FALSE | 0% | 0% | 0% | 0% | 0% | FALSE | 0% | 0% | 0% | 0% | 0% | 0% | 0% | 0% | N/A | N/A
| 764 | N/A | N/A | N/A | N/A | N/A | N/A | N/A | N/A | N/A | N/A | N/A | N/A | N/A | N/A | 0% | 0 | N/A | 0% | FALSE | N/A | N/A | N/A | N/A | N/A | FALSE | FALSE | TRUE | 0 | 0 | 0 | 0 | 0 | 0 | 0 | 0 | 0 | 0 | 0 | 0 | 0 | 0 | 0 | 0 | 0 | 0 | 0 | 0 | 0 | 0 | 0 | 0 | 0 | 0 | 0 | 0 | 0 | 0 | 0% | 0% | 0% | 0% | 0% | 0 | 0 | 0 | 0 | 0 | 0 | 0 | 0 | 0 | 0 | 0 | 0 | 0 | 0 | 0 | 0 | 0 | 0 | 0 | 0 | 0 | 0 | 0 | 0 | 0 | 0 | 0 | 0 | 0 | 0 | FALSE | 0% | 0% | 0% | 0% | 0% | 0% | FALSE | 0% | 0% | 0% | 0% | 0% | FALSE | 0% | 0% | 0% | 0% | 0% | 0% | 0% | 0% | N/A | N/A
| 765 | N/A | N/A | N/A | N/A | N/A | N/A | N/A | N/A | N/A | N/A | N/A | N/A | N/A | N/A | 0% | 0 | N/A | 0% | FALSE | N/A | N/A | N/A | N/A | N/A | FALSE | FALSE | TRUE | 0 | 0 | 0 | 0 | 0 | 0 | 0 | 0 | 0 | 0 | 0 | 0 | 0 | 0 | 0 | 0 | 0 | 0 | 0 | 0 | 0 | 0 | 0 | 0 | 0 | 0 | 0 | 0 | 0 | 0 | 0% | 0% | 0% | 0% | 0% | 0 | 0 | 0 | 0 | 0 | 0 | 0 | 0 | 0 | 0 | 0 | 0 | 0 | 0 | 0 | 0 | 0 | 0 | 0 | 0 | 0 | 0 | 0 | 0 | 0 | 0 | 0 | 0 | 0 | 0 | FALSE | 0% | 0% | 0% | 0% | 0% | 0% | FALSE | 0% | 0% | 0% | 0% | 0% | FALSE | 0% | 0% | 0% | 0% | 0% | 0% | 0% | 0% | N/A | N/A
| 766 | N/A | N/A | N/A | N/A | N/A | N/A | N/A | N/A | N/A | N/A | N/A | N/A | N/A | N/A | 0% | 0 | N/A | 0% | FALSE | N/A | N/A | N/A | N/A | N/A | FALSE | FALSE | TRUE | 0 | 0 | 0 | 0 | 0 | 0 | 0 | 0 | 0 | 0 | 0 | 0 | 0 | 0 | 0 | 0 | 0 | 0 | 0 | 0 | 0 | 0 | 0 | 0 | 0 | 0 | 0 | 0 | 0 | 0 | 0% | 0% | 0% | 0% | 0% | 0 | 0 | 0 | 0 | 0 | 0 | 0 | 0 | 0 | 0 | 0 | 0 | 0 | 0 | 0 | 0 | 0 | 0 | 0 | 0 | 0 | 0 | 0 | 0 | 0 | 0 | 0 | 0 | 0 | 0 | FALSE | 0% | 0% | 0% | 0% | 0% | 0% | FALSE | 0% | 0% | 0% | 0% | 0% | FALSE | 0% | 0% | 0% | 0% | 0% | 0% | 0% | 0% | N/A | N/A
| 767 | N/A | N/A | N/A | N/A | N/A | N/A | N/A | N/A | N/A | N/A | N/A | N/A | N/A | N/A | 0% | 0 | N/A | 0% | FALSE | N/A | N/A | N/A | N/A | N/A | FALSE | FALSE | TRUE | 0 | 0 | 0 | 0 | 0 | 0 | 0 | 0 | 0 | 0 | 0 | 0 | 0 | 0 | 0 | 0 | 0 | 0 | 0 | 0 | 0 | 0 | 0 | 0 | 0 | 0 | 0 | 0 | 0 | 0 | 0% | 0% | 0% | 0% | 0% | 0 | 0 | 0 | 0 | 0 | 0 | 0 | 0 | 0 | 0 | 0 | 0 | 0 | 0 | 0 | 0 | 0 | 0 | 0 | 0 | 0 | 0 | 0 | 0 | 0 | 0 | 0 | 0 | 0 | 0 | FALSE | 0% | 0% | 0% | 0% | 0% | 0% | FALSE | 0% | 0% | 0% | 0% | 0% | FALSE | 0% | 0% | 0% | 0% | 0% | 0% | 0% | 0% | N/A | N/A
| 768 | N/A | N/A | N/A | N/A | N/A | N/A | N/A | N/A | N/A | N/A | N/A | N/A | N/A | N/A | 0% | 0 | N/A | 0% | FALSE | N/A | N/A | N/A | N/A | N/A | FALSE | FALSE | TRUE | 0 | 0 | 0 | 0 | 0 | 0 | 0 | 0 | 0 | 0 | 0 | 0 | 0 | 0 | 0 | 0 | 0 | 0 | 0 | 0 | 0 | 0 | 0 | 0 | 0 | 0 | 0 | 0 | 0 | 0 | 0% | 0% | 0% | 0% | 0% | 0 | 0 | 0 | 0 | 0 | 0 | 0 | 0 | 0 | 0 | 0 | 0 | 0 | 0 | 0 | 0 | 0 | 0 | 0 | 0 | 0 | 0 | 0 | 0 | 0 | 0 | 0 | 0 | 0 | 0 | FALSE | 0% | 0% | 0% | 0% | 0% | 0% | FALSE | 0% | 0% | 0% | 0% | 0% | FALSE | 0% | 0% | 0% | 0% | 0% | 0% | 0% | 0% | N/A | N/A
| 769 | N/A | N/A | N/A | N/A | N/A | N/A | N/A | N/A | N/A | N/A | N/A | N/A | N/A | N/A | 0% | 0 | N/A | 0% | FALSE | N/A | N/A | N/A | N/A | N/A | FALSE | FALSE | TRUE | 0 | 0 | 0 | 0 | 0 | 0 | 0 | 0 | 0 | 0 | 0 | 0 | 0 | 0 | 0 | 0 | 0 | 0 | 0 | 0 | 0 | 0 | 0 | 0 | 0 | 0 | 0 | 0 | 0 | 0 | 0% | 0% | 0% | 0% | 0% | 0 | 0 | 0 | 0 | 0 | 0 | 0 | 0 | 0 | 0 | 0 | 0 | 0 | 0 | 0 | 0 | 0 | 0 | 0 | 0 | 0 | 0 | 0 | 0 | 0 | 0 | 0 | 0 | 0 | 0 | FALSE | 0% | 0% | 0% | 0% | 0% | 0% | FALSE | 0% | 0% | 0% | 0% | 0% | FALSE | 0% | 0% | 0% | 0% | 0% | 0% | 0% | 0% | N/A | N/A
| 770 | N/A | N/A | N/A | N/A | N/A | N/A | N/A | N/A | N/A | N/A | N/A | N/A | N/A | N/A | 0% | 0 | N/A | 0% | FALSE | N/A | N/A | N/A | N/A | N/A | FALSE | FALSE | TRUE | 0 | 0 | 0 | 0 | 0 | 0 | 0 | 0 | 0 | 0 | 0 | 0 | 0 | 0 | 0 | 0 | 0 | 0 | 0 | 0 | 0 | 0 | 0 | 0 | 0 | 0 | 0 | 0 | 0 | 0 | 0% | 0% | 0% | 0% | 0% | 0 | 0 | 0 | 0 | 0 | 0 | 0 | 0 | 0 | 0 | 0 | 0 | 0 | 0 | 0 | 0 | 0 | 0 | 0 | 0 | 0 | 0 | 0 | 0 | 0 | 0 | 0 | 0 | 0 | 0 | FALSE | 0% | 0% | 0% | 0% | 0% | 0% | FALSE | 0% | 0% | 0% | 0% | 0% | FALSE | 0% | 0% | 0% | 0% | 0% | 0% | 0% | 0% | N/A | N/A
| 771 | N/A | N/A | N/A | N/A | N/A | N/A | N/A | N/A | N/A | N/A | N/A | N/A | N/A | N/A | 0% | 0 | N/A | 0% | FALSE | N/A | N/A | N/A | N/A | N/A | FALSE | FALSE | TRUE | 0 | 0 | 0 | 0 | 0 | 0 | 0 | 0 | 0 | 0 | 0 | 0 | 0 | 0 | 0 | 0 | 0 | 0 | 0 | 0 | 0 | 0 | 0 | 0 | 0 | 0 | 0 | 0 | 0 | 0 | 0% | 0% | 0% | 0% | 0% | 0 | 0 | 0 | 0 | 0 | 0 | 0 | 0 | 0 | 0 | 0 | 0 | 0 | 0 | 0 | 0 | 0 | 0 | 0 | 0 | 0 | 0 | 0 | 0 | 0 | 0 | 0 | 0 | 0 | 0 | FALSE | 0% | 0% | 0% | 0% | 0% | 0% | FALSE | 0% | 0% | 0% | 0% | 0% | FALSE | 0% | 0% | 0% | 0% | 0% | 0% | 0% | 0% | N/A | N/A
| 772 | N/A | N/A | N/A | N/A | N/A | N/A | N/A | N/A | N/A | N/A | N/A | N/A | N/A | N/A | 0% | 0 | N/A | 0% | FALSE | N/A | N/A | N/A | N/A | N/A | FALSE | FALSE | TRUE | 0 | 0 | 0 | 0 | 0 | 0 | 0 | 0 | 0 | 0 | 0 | 0 | 0 | 0 | 0 | 0 | 0 | 0 | 0 | 0 | 0 | 0 | 0 | 0 | 0 | 0 | 0 | 0 | 0 | 0 | 0% | 0% | 0% | 0% | 0% | 0 | 0 | 0 | 0 | 0 | 0 | 0 | 0 | 0 | 0 | 0 | 0 | 0 | 0 | 0 | 0 | 0 | 0 | 0 | 0 | 0 | 0 | 0 | 0 | 0 | 0 | 0 | 0 | 0 | 0 | FALSE | 0% | 0% | 0% | 0% | 0% | 0% | FALSE | 0% | 0% | 0% | 0% | 0% | FALSE | 0% | 0% | 0% | 0% | 0% | 0% | 0% | 0% | N/A | N/A
| 773 | N/A | N/A | N/A | N/A | N/A | N/A | N/A | N/A | N/A | N/A | N/A | N/A | N/A | N/A | 0% | 0 | N/A | 0% | FALSE | N/A | N/A | N/A | N/A | N/A | FALSE | FALSE | TRUE | 0 | 0 | 0 | 0 | 0 | 0 | 0 | 0 | 0 | 0 | 0 | 0 | 0 | 0 | 0 | 0 | 0 | 0 | 0 | 0 | 0 | 0 | 0 | 0 | 0 | 0 | 0 | 0 | 0 | 0 | 0% | 0% | 0% | 0% | 0% | 0 | 0 | 0 | 0 | 0 | 0 | 0 | 0 | 0 | 0 | 0 | 0 | 0 | 0 | 0 | 0 | 0 | 0 | 0 | 0 | 0 | 0 | 0 | 0 | 0 | 0 | 0 | 0 | 0 | 0 | FALSE | 0% | 0% | 0% | 0% | 0% | 0% | FALSE | 0% | 0% | 0% | 0% | 0% | FALSE | 0% | 0% | 0% | 0% | 0% | 0% | 0% | 0% | N/A | N/A
| 774 | N/A | N/A | N/A | N/A | N/A | N/A | N/A | N/A | N/A | N/A | N/A | N/A | N/A | N/A | 0% | 0 | N/A | 0% | FALSE | N/A | N/A | N/A | N/A | N/A | FALSE | FALSE | TRUE | 0 | 0 | 0 | 0 | 0 | 0 | 0 | 0 | 0 | 0 | 0 | 0 | 0 | 0 | 0 | 0 | 0 | 0 | 0 | 0 | 0 | 0 | 0 | 0 | 0 | 0 | 0 | 0 | 0 | 0 | 0% | 0% | 0% | 0% | 0% | 0 | 0 | 0 | 0 | 0 | 0 | 0 | 0 | 0 | 0 | 0 | 0 | 0 | 0 | 0 | 0 | 0 | 0 | 0 | 0 | 0 | 0 | 0 | 0 | 0 | 0 | 0 | 0 | 0 | 0 | FALSE | 0% | 0% | 0% | 0% | 0% | 0% | FALSE | 0% | 0% | 0% | 0% | 0% | FALSE | 0% | 0% | 0% | 0% | 0% | 0% | 0% | 0% | N/A | N/A
| 775 | N/A | N/A | N/A | N/A | N/A | N/A | N/A | N/A | N/A | N/A | N/A | N/A | N/A | N/A | 0% | 0 | N/A | 0% | FALSE | N/A | N/A | N/A | N/A | N/A | FALSE | FALSE | TRUE | 0 | 0 | 0 | 0 | 0 | 0 | 0 | 0 | 0 | 0 | 0 | 0 | 0 | 0 | 0 | 0 | 0 | 0 | 0 | 0 | 0 | 0 | 0 | 0 | 0 | 0 | 0 | 0 | 0 | 0 | 0% | 0% | 0% | 0% | 0% | 0 | 0 | 0 | 0 | 0 | 0 | 0 | 0 | 0 | 0 | 0 | 0 | 0 | 0 | 0 | 0 | 0 | 0 | 0 | 0 | 0 | 0 | 0 | 0 | 0 | 0 | 0 | 0 | 0 | 0 | FALSE | 0% | 0% | 0% | 0% | 0% | 0% | FALSE | 0% | 0% | 0% | 0% | 0% | FALSE | 0% | 0% | 0% | 0% | 0% | 0% | 0% | 0% | N/A | N/A
| 776 | N/A | N/A | N/A | N/A | N/A | N/A | N/A | N/A | N/A | N/A | N/A | N/A | N/A | N/A | 0% | 0 | N/A | 0% | FALSE | N/A | N/A | N/A | N/A | N/A | FALSE | FALSE | TRUE | 0 | 0 | 0 | 0 | 0 | 0 | 0 | 0 | 0 | 0 | 0 | 0 | 0 | 0 | 0 | 0 | 0 | 0 | 0 | 0 | 0 | 0 | 0 | 0 | 0 | 0 | 0 | 0 | 0 | 0 | 0% | 0% | 0% | 0% | 0% | 0 | 0 | 0 | 0 | 0 | 0 | 0 | 0 | 0 | 0 | 0 | 0 | 0 | 0 | 0 | 0 | 0 | 0 | 0 | 0 | 0 | 0 | 0 | 0 | 0 | 0 | 0 | 0 | 0 | 0 | FALSE | 0% | 0% | 0% | 0% | 0% | 0% | FALSE | 0% | 0% | 0% | 0% | 0% | FALSE | 0% | 0% | 0% | 0% | 0% | 0% | 0% | 0% | N/A | N/A
| 777 | N/A | N/A | N/A | N/A | N/A | N/A | N/A | N/A | N/A | N/A | N/A | N/A | N/A | N/A | 0% | 0 | N/A | 0% | FALSE | N/A | N/A | N/A | N/A | N/A | FALSE | FALSE | TRUE | 0 | 0 | 0 | 0 | 0 | 0 | 0 | 0 | 0 | 0 | 0 | 0 | 0 | 0 | 0 | 0 | 0 | 0 | 0 | 0 | 0 | 0 | 0 | 0 | 0 | 0 | 0 | 0 | 0 | 0 | 0% | 0% | 0% | 0% | 0% | 0 | 0 | 0 | 0 | 0 | 0 | 0 | 0 | 0 | 0 | 0 | 0 | 0 | 0 | 0 | 0 | 0 | 0 | 0 | 0 | 0 | 0 | 0 | 0 | 0 | 0 | 0 | 0 | 0 | 0 | FALSE | 0% | 0% | 0% | 0% | 0% | 0% | FALSE | 0% | 0% | 0% | 0% | 0% | FALSE | 0% | 0% | 0% | 0% | 0% | 0% | 0% | 0% | N/A | N/A
| 778 | N/A | N/A | N/A | N/A | N/A | N/A | N/A | N/A | N/A | N/A | N/A | N/A | N/A | N/A | 0% | 0 | N/A | 0% | FALSE | N/A | N/A | N/A | N/A | N/A | FALSE | FALSE | TRUE | 0 | 0 | 0 | 0 | 0 | 0 | 0 | 0 | 0 | 0 | 0 | 0 | 0 | 0 | 0 | 0 | 0 | 0 | 0 | 0 | 0 | 0 | 0 | 0 | 0 | 0 | 0 | 0 | 0 | 0 | 0% | 0% | 0% | 0% | 0% | 0 | 0 | 0 | 0 | 0 | 0 | 0 | 0 | 0 | 0 | 0 | 0 | 0 | 0 | 0 | 0 | 0 | 0 | 0 | 0 | 0 | 0 | 0 | 0 | 0 | 0 | 0 | 0 | 0 | 0 | FALSE | 0% | 0% | 0% | 0% | 0% | 0% | FALSE | 0% | 0% | 0% | 0% | 0% | FALSE | 0% | 0% | 0% | 0% | 0% | 0% | 0% | 0% | N/A | N/A
| 779 | N/A | N/A | N/A | N/A | N/A | N/A | N/A | N/A | N/A | N/A | N/A | N/A | N/A | N/A | 0% | 0 | N/A | 0% | FALSE | N/A | N/A | N/A | N/A | N/A | FALSE | FALSE | TRUE | 0 | 0 | 0 | 0 | 0 | 0 | 0 | 0 | 0 | 0 | 0 | 0 | 0 | 0 | 0 | 0 | 0 | 0 | 0 | 0 | 0 | 0 | 0 | 0 | 0 | 0 | 0 | 0 | 0 | 0 | 0% | 0% | 0% | 0% | 0% | 0 | 0 | 0 | 0 | 0 | 0 | 0 | 0 | 0 | 0 | 0 | 0 | 0 | 0 | 0 | 0 | 0 | 0 | 0 | 0 | 0 | 0 | 0 | 0 | 0 | 0 | 0 | 0 | 0 | 0 | FALSE | 0% | 0% | 0% | 0% | 0% | 0% | FALSE | 0% | 0% | 0% | 0% | 0% | FALSE | 0% | 0% | 0% | 0% | 0% | 0% | 0% | 0% | N/A | N/A
| 780 | N/A | N/A | N/A | N/A | N/A | N/A | N/A | N/A | N/A | N/A | N/A | N/A | N/A | N/A | 0% | 0 | N/A | 0% | FALSE | N/A | N/A | N/A | N/A | N/A | FALSE | FALSE | TRUE | 0 | 0 | 0 | 0 | 0 | 0 | 0 | 0 | 0 | 0 | 0 | 0 | 0 | 0 | 0 | 0 | 0 | 0 | 0 | 0 | 0 | 0 | 0 | 0 | 0 | 0 | 0 | 0 | 0 | 0 | 0% | 0% | 0% | 0% | 0% | 0 | 0 | 0 | 0 | 0 | 0 | 0 | 0 | 0 | 0 | 0 | 0 | 0 | 0 | 0 | 0 | 0 | 0 | 0 | 0 | 0 | 0 | 0 | 0 | 0 | 0 | 0 | 0 | 0 | 0 | FALSE | 0% | 0% | 0% | 0% | 0% | 0% | FALSE | 0% | 0% | 0% | 0% | 0% | FALSE | 0% | 0% | 0% | 0% | 0% | 0% | 0% | 0% | N/A | N/A
| 781 | N/A | N/A | N/A | N/A | N/A | N/A | N/A | N/A | N/A | N/A | N/A | N/A | N/A | N/A | 0% | 0 | N/A | 0% | FALSE | N/A | N/A | N/A | N/A | N/A | FALSE | FALSE | TRUE | 0 | 0 | 0 | 0 | 0 | 0 | 0 | 0 | 0 | 0 | 0 | 0 | 0 | 0 | 0 | 0 | 0 | 0 | 0 | 0 | 0 | 0 | 0 | 0 | 0 | 0 | 0 | 0 | 0 | 0 | 0% | 0% | 0% | 0% | 0% | 0 | 0 | 0 | 0 | 0 | 0 | 0 | 0 | 0 | 0 | 0 | 0 | 0 | 0 | 0 | 0 | 0 | 0 | 0 | 0 | 0 | 0 | 0 | 0 | 0 | 0 | 0 | 0 | 0 | 0 | FALSE | 0% | 0% | 0% | 0% | 0% | 0% | FALSE | 0% | 0% | 0% | 0% | 0% | FALSE | 0% | 0% | 0% | 0% | 0% | 0% | 0% | 0% | N/A | N/A
| 782 | N/A | N/A | N/A | N/A | N/A | N/A | N/A | N/A | N/A | N/A | N/A | N/A | N/A | N/A | 0% | 0 | N/A | 0% | FALSE | N/A | N/A | N/A | N/A | N/A | FALSE | FALSE | TRUE | 0 | 0 | 0 | 0 | 0 | 0 | 0 | 0 | 0 | 0 | 0 | 0 | 0 | 0 | 0 | 0 | 0 | 0 | 0 | 0 | 0 | 0 | 0 | 0 | 0 | 0 | 0 | 0 | 0 | 0 | 0% | 0% | 0% | 0% | 0% | 0 | 0 | 0 | 0 | 0 | 0 | 0 | 0 | 0 | 0 | 0 | 0 | 0 | 0 | 0 | 0 | 0 | 0 | 0 | 0 | 0 | 0 | 0 | 0 | 0 | 0 | 0 | 0 | 0 | 0 | FALSE | 0% | 0% | 0% | 0% | 0% | 0% | FALSE | 0% | 0% | 0% | 0% | 0% | FALSE | 0% | 0% | 0% | 0% | 0% | 0% | 0% | 0% | N/A | N/A
| 783 | N/A | N/A | N/A | N/A | N/A | N/A | N/A | N/A | N/A | N/A | N/A | N/A | N/A | N/A | 0% | 0 | N/A | 0% | FALSE | N/A | N/A | N/A | N/A | N/A | FALSE | FALSE | TRUE | 0 | 0 | 0 | 0 | 0 | 0 | 0 | 0 | 0 | 0 | 0 | 0 | 0 | 0 | 0 | 0 | 0 | 0 | 0 | 0 | 0 | 0 | 0 | 0 | 0 | 0 | 0 | 0 | 0 | 0 | 0% | 0% | 0% | 0% | 0% | 0 | 0 | 0 | 0 | 0 | 0 | 0 | 0 | 0 | 0 | 0 | 0 | 0 | 0 | 0 | 0 | 0 | 0 | 0 | 0 | 0 | 0 | 0 | 0 | 0 | 0 | 0 | 0 | 0 | 0 | FALSE | 0% | 0% | 0% | 0% | 0% | 0% | FALSE | 0% | 0% | 0% | 0% | 0% | FALSE | 0% | 0% | 0% | 0% | 0% | 0% | 0% | 0% | N/A | N/A
| 784 | N/A | N/A | N/A | N/A | N/A | N/A | N/A | N/A | N/A | N/A | N/A | N/A | N/A | N/A | 0% | 0 | N/A | 0% | FALSE | N/A | N/A | N/A | N/A | N/A | FALSE | FALSE | TRUE | 0 | 0 | 0 | 0 | 0 | 0 | 0 | 0 | 0 | 0 | 0 | 0 | 0 | 0 | 0 | 0 | 0 | 0 | 0 | 0 | 0 | 0 | 0 | 0 | 0 | 0 | 0 | 0 | 0 | 0 | 0% | 0% | 0% | 0% | 0% | 0 | 0 | 0 | 0 | 0 | 0 | 0 | 0 | 0 | 0 | 0 | 0 | 0 | 0 | 0 | 0 | 0 | 0 | 0 | 0 | 0 | 0 | 0 | 0 | 0 | 0 | 0 | 0 | 0 | 0 | FALSE | 0% | 0% | 0% | 0% | 0% | 0% | FALSE | 0% | 0% | 0% | 0% | 0% | FALSE | 0% | 0% | 0% | 0% | 0% | 0% | 0% | 0% | N/A | N/A
| 785 | N/A | N/A | N/A | N/A | N/A | N/A | N/A | N/A | N/A | N/A | N/A | N/A | N/A | N/A | 0% | 0 | N/A | 0% | FALSE | N/A | N/A | N/A | N/A | N/A | FALSE | FALSE | TRUE | 0 | 0 | 0 | 0 | 0 | 0 | 0 | 0 | 0 | 0 | 0 | 0 | 0 | 0 | 0 | 0 | 0 | 0 | 0 | 0 | 0 | 0 | 0 | 0 | 0 | 0 | 0 | 0 | 0 | 0 | 0% | 0% | 0% | 0% | 0% | 0 | 0 | 0 | 0 | 0 | 0 | 0 | 0 | 0 | 0 | 0 | 0 | 0 | 0 | 0 | 0 | 0 | 0 | 0 | 0 | 0 | 0 | 0 | 0 | 0 | 0 | 0 | 0 | 0 | 0 | FALSE | 0% | 0% | 0% | 0% | 0% | 0% | FALSE | 0% | 0% | 0% | 0% | 0% | FALSE | 0% | 0% | 0% | 0% | 0% | 0% | 0% | 0% | N/A | N/A
| 786 | N/A | N/A | N/A | N/A | N/A | N/A | N/A | N/A | N/A | N/A | N/A | N/A | N/A | N/A | 0% | 0 | N/A | 0% | FALSE | N/A | N/A | N/A | N/A | N/A | FALSE | FALSE | TRUE | 0 | 0 | 0 | 0 | 0 | 0 | 0 | 0 | 0 | 0 | 0 | 0 | 0 | 0 | 0 | 0 | 0 | 0 | 0 | 0 | 0 | 0 | 0 | 0 | 0 | 0 | 0 | 0 | 0 | 0 | 0% | 0% | 0% | 0% | 0% | 0 | 0 | 0 | 0 | 0 | 0 | 0 | 0 | 0 | 0 | 0 | 0 | 0 | 0 | 0 | 0 | 0 | 0 | 0 | 0 | 0 | 0 | 0 | 0 | 0 | 0 | 0 | 0 | 0 | 0 | FALSE | 0% | 0% | 0% | 0% | 0% | 0% | FALSE | 0% | 0% | 0% | 0% | 0% | FALSE | 0% | 0% | 0% | 0% | 0% | 0% | 0% | 0% | N/A | N/A
| 787 | N/A | N/A | N/A | N/A | N/A | N/A | N/A | N/A | N/A | N/A | N/A | N/A | N/A | N/A | 0% | 0 | N/A | 0% | FALSE | N/A | N/A | N/A | N/A | N/A | FALSE | FALSE | TRUE | 0 | 0 | 0 | 0 | 0 | 0 | 0 | 0 | 0 | 0 | 0 | 0 | 0 | 0 | 0 | 0 | 0 | 0 | 0 | 0 | 0 | 0 | 0 | 0 | 0 | 0 | 0 | 0 | 0 | 0 | 0% | 0% | 0% | 0% | 0% | 0 | 0 | 0 | 0 | 0 | 0 | 0 | 0 | 0 | 0 | 0 | 0 | 0 | 0 | 0 | 0 | 0 | 0 | 0 | 0 | 0 | 0 | 0 | 0 | 0 | 0 | 0 | 0 | 0 | 0 | FALSE | 0% | 0% | 0% | 0% | 0% | 0% | FALSE | 0% | 0% | 0% | 0% | 0% | FALSE | 0% | 0% | 0% | 0% | 0% | 0% | 0% | 0% | N/A | N/A
| 788 | N/A | N/A | N/A | N/A | N/A | N/A | N/A | N/A | N/A | N/A | N/A | N/A | N/A | N/A | 0% | 0 | N/A | 0% | FALSE | N/A | N/A | N/A | N/A | N/A | FALSE | FALSE | TRUE | 0 | 0 | 0 | 0 | 0 | 0 | 0 | 0 | 0 | 0 | 0 | 0 | 0 | 0 | 0 | 0 | 0 | 0 | 0 | 0 | 0 | 0 | 0 | 0 | 0 | 0 | 0 | 0 | 0 | 0 | 0% | 0% | 0% | 0% | 0% | 0 | 0 | 0 | 0 | 0 | 0 | 0 | 0 | 0 | 0 | 0 | 0 | 0 | 0 | 0 | 0 | 0 | 0 | 0 | 0 | 0 | 0 | 0 | 0 | 0 | 0 | 0 | 0 | 0 | 0 | FALSE | 0% | 0% | 0% | 0% | 0% | 0% | FALSE | 0% | 0% | 0% | 0% | 0% | FALSE | 0% | 0% | 0% | 0% | 0% | 0% | 0% | 0% | N/A | N/A
| 789 | N/A | N/A | N/A | N/A | N/A | N/A | N/A | N/A | N/A | N/A | N/A | N/A | N/A | N/A | 0% | 0 | N/A | 0% | FALSE | N/A | N/A | N/A | N/A | N/A | FALSE | FALSE | TRUE | 0 | 0 | 0 | 0 | 0 | 0 | 0 | 0 | 0 | 0 | 0 | 0 | 0 | 0 | 0 | 0 | 0 | 0 | 0 | 0 | 0 | 0 | 0 | 0 | 0 | 0 | 0 | 0 | 0 | 0 | 0% | 0% | 0% | 0% | 0% | 0 | 0 | 0 | 0 | 0 | 0 | 0 | 0 | 0 | 0 | 0 | 0 | 0 | 0 | 0 | 0 | 0 | 0 | 0 | 0 | 0 | 0 | 0 | 0 | 0 | 0 | 0 | 0 | 0 | 0 | FALSE | 0% | 0% | 0% | 0% | 0% | 0% | FALSE | 0% | 0% | 0% | 0% | 0% | FALSE | 0% | 0% | 0% | 0% | 0% | 0% | 0% | 0% | N/A | N/A
| 790 | N/A | N/A | N/A | N/A | N/A | N/A | N/A | N/A | N/A | N/A | N/A | N/A | N/A | N/A | 0% | 0 | N/A | 0% | FALSE | N/A | N/A | N/A | N/A | N/A | FALSE | FALSE | TRUE | 0 | 0 | 0 | 0 | 0 | 0 | 0 | 0 | 0 | 0 | 0 | 0 | 0 | 0 | 0 | 0 | 0 | 0 | 0 | 0 | 0 | 0 | 0 | 0 | 0 | 0 | 0 | 0 | 0 | 0 | 0% | 0% | 0% | 0% | 0% | 0 | 0 | 0 | 0 | 0 | 0 | 0 | 0 | 0 | 0 | 0 | 0 | 0 | 0 | 0 | 0 | 0 | 0 | 0 | 0 | 0 | 0 | 0 | 0 | 0 | 0 | 0 | 0 | 0 | 0 | FALSE | 0% | 0% | 0% | 0% | 0% | 0% | FALSE | 0% | 0% | 0% | 0% | 0% | FALSE | 0% | 0% | 0% | 0% | 0% | 0% | 0% | 0% | N/A | N/A
| 791 | N/A | N/A | N/A | N/A | N/A | N/A | N/A | N/A | N/A | N/A | N/A | N/A | N/A | N/A | 0% | 0 | N/A | 0% | FALSE | N/A | N/A | N/A | N/A | N/A | FALSE | FALSE | TRUE | 0 | 0 | 0 | 0 | 0 | 0 | 0 | 0 | 0 | 0 | 0 | 0 | 0 | 0 | 0 | 0 | 0 | 0 | 0 | 0 | 0 | 0 | 0 | 0 | 0 | 0 | 0 | 0 | 0 | 0 | 0% | 0% | 0% | 0% | 0% | 0 | 0 | 0 | 0 | 0 | 0 | 0 | 0 | 0 | 0 | 0 | 0 | 0 | 0 | 0 | 0 | 0 | 0 | 0 | 0 | 0 | 0 | 0 | 0 | 0 | 0 | 0 | 0 | 0 | 0 | FALSE | 0% | 0% | 0% | 0% | 0% | 0% | FALSE | 0% | 0% | 0% | 0% | 0% | FALSE | 0% | 0% | 0% | 0% | 0% | 0% | 0% | 0% | N/A | N/A
| 792 | N/A | N/A | N/A | N/A | N/A | N/A | N/A | N/A | N/A | N/A | N/A | N/A | N/A | N/A | 0% | 0 | N/A | 0% | FALSE | N/A | N/A | N/A | N/A | N/A | FALSE | FALSE | TRUE | 0 | 0 | 0 | 0 | 0 | 0 | 0 | 0 | 0 | 0 | 0 | 0 | 0 | 0 | 0 | 0 | 0 | 0 | 0 | 0 | 0 | 0 | 0 | 0 | 0 | 0 | 0 | 0 | 0 | 0 | 0% | 0% | 0% | 0% | 0% | 0 | 0 | 0 | 0 | 0 | 0 | 0 | 0 | 0 | 0 | 0 | 0 | 0 | 0 | 0 | 0 | 0 | 0 | 0 | 0 | 0 | 0 | 0 | 0 | 0 | 0 | 0 | 0 | 0 | 0 | FALSE | 0% | 0% | 0% | 0% | 0% | 0% | FALSE | 0% | 0% | 0% | 0% | 0% | FALSE | 0% | 0% | 0% | 0% | 0% | 0% | 0% | 0% | N/A | N/A
| 793 | N/A | N/A | N/A | N/A | N/A | N/A | N/A | N/A | N/A | N/A | N/A | N/A | N/A | N/A | 0% | 0 | N/A | 0% | FALSE | N/A | N/A | N/A | N/A | N/A | FALSE | FALSE | TRUE | 0 | 0 | 0 | 0 | 0 | 0 | 0 | 0 | 0 | 0 | 0 | 0 | 0 | 0 | 0 | 0 | 0 | 0 | 0 | 0 | 0 | 0 | 0 | 0 | 0 | 0 | 0 | 0 | 0 | 0 | 0% | 0% | 0% | 0% | 0% | 0 | 0 | 0 | 0 | 0 | 0 | 0 | 0 | 0 | 0 | 0 | 0 | 0 | 0 | 0 | 0 | 0 | 0 | 0 | 0 | 0 | 0 | 0 | 0 | 0 | 0 | 0 | 0 | 0 | 0 | FALSE | 0% | 0% | 0% | 0% | 0% | 0% | FALSE | 0% | 0% | 0% | 0% | 0% | FALSE | 0% | 0% | 0% | 0% | 0% | 0% | 0% | 0% | N/A | N/A
| 794 | N/A | N/A | N/A | N/A | N/A | N/A | N/A | N/A | N/A | N/A | N/A | N/A | N/A | N/A | 0% | 0 | N/A | 0% | FALSE | N/A | N/A | N/A | N/A | N/A | FALSE | FALSE | TRUE | 0 | 0 | 0 | 0 | 0 | 0 | 0 | 0 | 0 | 0 | 0 | 0 | 0 | 0 | 0 | 0 | 0 | 0 | 0 | 0 | 0 | 0 | 0 | 0 | 0 | 0 | 0 | 0 | 0 | 0 | 0% | 0% | 0% | 0% | 0% | 0 | 0 | 0 | 0 | 0 | 0 | 0 | 0 | 0 | 0 | 0 | 0 | 0 | 0 | 0 | 0 | 0 | 0 | 0 | 0 | 0 | 0 | 0 | 0 | 0 | 0 | 0 | 0 | 0 | 0 | FALSE | 0% | 0% | 0% | 0% | 0% | 0% | FALSE | 0% | 0% | 0% | 0% | 0% | FALSE | 0% | 0% | 0% | 0% | 0% | 0% | 0% | 0% | N/A | N/A
| 795 | N/A | N/A | N/A | N/A | N/A | N/A | N/A | N/A | N/A | N/A | N/A | N/A | N/A | N/A | 0% | 0 | N/A | 0% | FALSE | N/A | N/A | N/A | N/A | N/A | FALSE | FALSE | TRUE | 0 | 0 | 0 | 0 | 0 | 0 | 0 | 0 | 0 | 0 | 0 | 0 | 0 | 0 | 0 | 0 | 0 | 0 | 0 | 0 | 0 | 0 | 0 | 0 | 0 | 0 | 0 | 0 | 0 | 0 | 0% | 0% | 0% | 0% | 0% | 0 | 0 | 0 | 0 | 0 | 0 | 0 | 0 | 0 | 0 | 0 | 0 | 0 | 0 | 0 | 0 | 0 | 0 | 0 | 0 | 0 | 0 | 0 | 0 | 0 | 0 | 0 | 0 | 0 | 0 | FALSE | 0% | 0% | 0% | 0% | 0% | 0% | FALSE | 0% | 0% | 0% | 0% | 0% | FALSE | 0% | 0% | 0% | 0% | 0% | 0% | 0% | 0% | N/A | N/A
| 796 | N/A | N/A | N/A | N/A | N/A | N/A | N/A | N/A | N/A | N/A | N/A | N/A | N/A | N/A | 0% | 0 | N/A | 0% | FALSE | N/A | N/A | N/A | N/A | N/A | FALSE | FALSE | TRUE | 0 | 0 | 0 | 0 | 0 | 0 | 0 | 0 | 0 | 0 | 0 | 0 | 0 | 0 | 0 | 0 | 0 | 0 | 0 | 0 | 0 | 0 | 0 | 0 | 0 | 0 | 0 | 0 | 0 | 0 | 0% | 0% | 0% | 0% | 0% | 0 | 0 | 0 | 0 | 0 | 0 | 0 | 0 | 0 | 0 | 0 | 0 | 0 | 0 | 0 | 0 | 0 | 0 | 0 | 0 | 0 | 0 | 0 | 0 | 0 | 0 | 0 | 0 | 0 | 0 | FALSE | 0% | 0% | 0% | 0% | 0% | 0% | FALSE | 0% | 0% | 0% | 0% | 0% | FALSE | 0% | 0% | 0% | 0% | 0% | 0% | 0% | 0% | N/A | N/A
| 797 | N/A | N/A | N/A | N/A | N/A | N/A | N/A | N/A | N/A | N/A | N/A | N/A | N/A | N/A | 0% | 0 | N/A | 0% | FALSE | N/A | N/A | N/A | N/A | N/A | FALSE | FALSE | TRUE | 0 | 0 | 0 | 0 | 0 | 0 | 0 | 0 | 0 | 0 | 0 | 0 | 0 | 0 | 0 | 0 | 0 | 0 | 0 | 0 | 0 | 0 | 0 | 0 | 0 | 0 | 0 | 0 | 0 | 0 | 0% | 0% | 0% | 0% | 0% | 0 | 0 | 0 | 0 | 0 | 0 | 0 | 0 | 0 | 0 | 0 | 0 | 0 | 0 | 0 | 0 | 0 | 0 | 0 | 0 | 0 | 0 | 0 | 0 | 0 | 0 | 0 | 0 | 0 | 0 | FALSE | 0% | 0% | 0% | 0% | 0% | 0% | FALSE | 0% | 0% | 0% | 0% | 0% | FALSE | 0% | 0% | 0% | 0% | 0% | 0% | 0% | 0% | N/A | N/A
| 798 | N/A | N/A | N/A | N/A | N/A | N/A | N/A | N/A | N/A | N/A | N/A | N/A | N/A | N/A | 0% | 0 | N/A | 0% | FALSE | N/A | N/A | N/A | N/A | N/A | FALSE | FALSE | TRUE | 0 | 0 | 0 | 0 | 0 | 0 | 0 | 0 | 0 | 0 | 0 | 0 | 0 | 0 | 0 | 0 | 0 | 0 | 0 | 0 | 0 | 0 | 0 | 0 | 0 | 0 | 0 | 0 | 0 | 0 | 0% | 0% | 0% | 0% | 0% | 0 | 0 | 0 | 0 | 0 | 0 | 0 | 0 | 0 | 0 | 0 | 0 | 0 | 0 | 0 | 0 | 0 | 0 | 0 | 0 | 0 | 0 | 0 | 0 | 0 | 0 | 0 | 0 | 0 | 0 | FALSE | 0% | 0% | 0% | 0% | 0% | 0% | FALSE | 0% | 0% | 0% | 0% | 0% | FALSE | 0% | 0% | 0% | 0% | 0% | 0% | 0% | 0% | N/A | N/A
| 799 | N/A | N/A | N/A | N/A | N/A | N/A | N/A | N/A | N/A | N/A | N/A | N/A | N/A | N/A | 0% | 0 | N/A | 0% | FALSE | N/A | N/A | N/A | N/A | N/A | FALSE | FALSE | TRUE | 0 | 0 | 0 | 0 | 0 | 0 | 0 | 0 | 0 | 0 | 0 | 0 | 0 | 0 | 0 | 0 | 0 | 0 | 0 | 0 | 0 | 0 | 0 | 0 | 0 | 0 | 0 | 0 | 0 | 0 | 0% | 0% | 0% | 0% | 0% | 0 | 0 | 0 | 0 | 0 | 0 | 0 | 0 | 0 | 0 | 0 | 0 | 0 | 0 | 0 | 0 | 0 | 0 | 0 | 0 | 0 | 0 | 0 | 0 | 0 | 0 | 0 | 0 | 0 | 0 | FALSE | 0% | 0% | 0% | 0% | 0% | 0% | FALSE | 0% | 0% | 0% | 0% | 0% | FALSE | 0% | 0% | 0% | 0% | 0% | 0% | 0% | 0% | N/A | N/A
| 800 | N/A | N/A | N/A | N/A | N/A | N/A | N/A | N/A | N/A | N/A | N/A | N/A | N/A | N/A | 0% | 0 | N/A | 0% | FALSE | N/A | N/A | N/A | N/A | N/A | FALSE | FALSE | TRUE | 0 | 0 | 0 | 0 | 0 | 0 | 0 | 0 | 0 | 0 | 0 | 0 | 0 | 0 | 0 | 0 | 0 | 0 | 0 | 0 | 0 | 0 | 0 | 0 | 0 | 0 | 0 | 0 | 0 | 0 | 0% | 0% | 0% | 0% | 0% | 0 | 0 | 0 | 0 | 0 | 0 | 0 | 0 | 0 | 0 | 0 | 0 | 0 | 0 | 0 | 0 | 0 | 0 | 0 | 0 | 0 | 0 | 0 | 0 | 0 | 0 | 0 | 0 | 0 | 0 | FALSE | 0% | 0% | 0% | 0% | 0% | 0% | FALSE | 0% | 0% | 0% | 0% | 0% | FALSE | 0% | 0% | 0% | 0% | 0% | 0% | 0% | 0% | N/A | N/A
| 801 | N/A | N/A | N/A | N/A | N/A | N/A | N/A | N/A | N/A | N/A | N/A | N/A | N/A | N/A | 0% | 0 | N/A | 0% | FALSE | N/A | N/A | N/A | N/A | N/A | FALSE | FALSE | TRUE | 0 | 0 | 0 | 0 | 0 | 0 | 0 | 0 | 0 | 0 | 0 | 0 | 0 | 0 | 0 | 0 | 0 | 0 | 0 | 0 | 0 | 0 | 0 | 0 | 0 | 0 | 0 | 0 | 0 | 0 | 0% | 0% | 0% | 0% | 0% | 0 | 0 | 0 | 0 | 0 | 0 | 0 | 0 | 0 | 0 | 0 | 0 | 0 | 0 | 0 | 0 | 0 | 0 | 0 | 0 | 0 | 0 | 0 | 0 | 0 | 0 | 0 | 0 | 0 | 0 | FALSE | 0% | 0% | 0% | 0% | 0% | 0% | FALSE | 0% | 0% | 0% | 0% | 0% | FALSE | 0% | 0% | 0% | 0% | 0% | 0% | 0% | 0% | N/A | N/A
| 802 | N/A | N/A | N/A | N/A | N/A | N/A | N/A | N/A | N/A | N/A | N/A | N/A | N/A | N/A | 0% | 0 | N/A | 0% | FALSE | N/A | N/A | N/A | N/A | N/A | FALSE | FALSE | TRUE | 0 | 0 | 0 | 0 | 0 | 0 | 0 | 0 | 0 | 0 | 0 | 0 | 0 | 0 | 0 | 0 | 0 | 0 | 0 | 0 | 0 | 0 | 0 | 0 | 0 | 0 | 0 | 0 | 0 | 0 | 0% | 0% | 0% | 0% | 0% | 0 | 0 | 0 | 0 | 0 | 0 | 0 | 0 | 0 | 0 | 0 | 0 | 0 | 0 | 0 | 0 | 0 | 0 | 0 | 0 | 0 | 0 | 0 | 0 | 0 | 0 | 0 | 0 | 0 | 0 | FALSE | 0% | 0% | 0% | 0% | 0% | 0% | FALSE | 0% | 0% | 0% | 0% | 0% | FALSE | 0% | 0% | 0% | 0% | 0% | 0% | 0% | 0% | N/A | N/A
| 803 | N/A | N/A | N/A | N/A | N/A | N/A | N/A | N/A | N/A | N/A | N/A | N/A | N/A | N/A | 0% | 0 | N/A | 0% | FALSE | N/A | N/A | N/A | N/A | N/A | FALSE | FALSE | TRUE | 0 | 0 | 0 | 0 | 0 | 0 | 0 | 0 | 0 | 0 | 0 | 0 | 0 | 0 | 0 | 0 | 0 | 0 | 0 | 0 | 0 | 0 | 0 | 0 | 0 | 0 | 0 | 0 | 0 | 0 | 0% | 0% | 0% | 0% | 0% | 0 | 0 | 0 | 0 | 0 | 0 | 0 | 0 | 0 | 0 | 0 | 0 | 0 | 0 | 0 | 0 | 0 | 0 | 0 | 0 | 0 | 0 | 0 | 0 | 0 | 0 | 0 | 0 | 0 | 0 | FALSE | 0% | 0% | 0% | 0% | 0% | 0% | FALSE | 0% | 0% | 0% | 0% | 0% | FALSE | 0% | 0% | 0% | 0% | 0% | 0% | 0% | 0% | N/A | N/A
| 804 | N/A | N/A | N/A | N/A | N/A | N/A | N/A | N/A | N/A | N/A | N/A | N/A | N/A | N/A | 0% | 0 | N/A | 0% | FALSE | N/A | N/A | N/A | N/A | N/A | FALSE | FALSE | TRUE | 0 | 0 | 0 | 0 | 0 | 0 | 0 | 0 | 0 | 0 | 0 | 0 | 0 | 0 | 0 | 0 | 0 | 0 | 0 | 0 | 0 | 0 | 0 | 0 | 0 | 0 | 0 | 0 | 0 | 0 | 0% | 0% | 0% | 0% | 0% | 0 | 0 | 0 | 0 | 0 | 0 | 0 | 0 | 0 | 0 | 0 | 0 | 0 | 0 | 0 | 0 | 0 | 0 | 0 | 0 | 0 | 0 | 0 | 0 | 0 | 0 | 0 | 0 | 0 | 0 | FALSE | 0% | 0% | 0% | 0% | 0% | 0% | FALSE | 0% | 0% | 0% | 0% | 0% | FALSE | 0% | 0% | 0% | 0% | 0% | 0% | 0% | 0% | N/A | N/A
| 805 | N/A | N/A | N/A | N/A | N/A | N/A | N/A | N/A | N/A | N/A | N/A | N/A | N/A | N/A | 0% | 0 | N/A | 0% | FALSE | N/A | N/A | N/A | N/A | N/A | FALSE | FALSE | TRUE | 0 | 0 | 0 | 0 | 0 | 0 | 0 | 0 | 0 | 0 | 0 | 0 | 0 | 0 | 0 | 0 | 0 | 0 | 0 | 0 | 0 | 0 | 0 | 0 | 0 | 0 | 0 | 0 | 0 | 0 | 0% | 0% | 0% | 0% | 0% | 0 | 0 | 0 | 0 | 0 | 0 | 0 | 0 | 0 | 0 | 0 | 0 | 0 | 0 | 0 | 0 | 0 | 0 | 0 | 0 | 0 | 0 | 0 | 0 | 0 | 0 | 0 | 0 | 0 | 0 | FALSE | 0% | 0% | 0% | 0% | 0% | 0% | FALSE | 0% | 0% | 0% | 0% | 0% | FALSE | 0% | 0% | 0% | 0% | 0% | 0% | 0% | 0% | N/A | N/A
| 806 | N/A | N/A | N/A | N/A | N/A | N/A | N/A | N/A | N/A | N/A | N/A | N/A | N/A | N/A | 0% | 0 | N/A | 0% | FALSE | N/A | N/A | N/A | N/A | N/A | FALSE | FALSE | TRUE | 0 | 0 | 0 | 0 | 0 | 0 | 0 | 0 | 0 | 0 | 0 | 0 | 0 | 0 | 0 | 0 | 0 | 0 | 0 | 0 | 0 | 0 | 0 | 0 | 0 | 0 | 0 | 0 | 0 | 0 | 0% | 0% | 0% | 0% | 0% | 0 | 0 | 0 | 0 | 0 | 0 | 0 | 0 | 0 | 0 | 0 | 0 | 0 | 0 | 0 | 0 | 0 | 0 | 0 | 0 | 0 | 0 | 0 | 0 | 0 | 0 | 0 | 0 | 0 | 0 | FALSE | 0% | 0% | 0% | 0% | 0% | 0% | FALSE | 0% | 0% | 0% | 0% | 0% | FALSE | 0% | 0% | 0% | 0% | 0% | 0% | 0% | 0% | N/A | N/A
| 807 | N/A | N/A | N/A | N/A | N/A | N/A | N/A | N/A | N/A | N/A | N/A | N/A | N/A | N/A | 0% | 0 | N/A | 0% | FALSE | N/A | N/A | N/A | N/A | N/A | FALSE | FALSE | TRUE | 0 | 0 | 0 | 0 | 0 | 0 | 0 | 0 | 0 | 0 | 0 | 0 | 0 | 0 | 0 | 0 | 0 | 0 | 0 | 0 | 0 | 0 | 0 | 0 | 0 | 0 | 0 | 0 | 0 | 0 | 0% | 0% | 0% | 0% | 0% | 0 | 0 | 0 | 0 | 0 | 0 | 0 | 0 | 0 | 0 | 0 | 0 | 0 | 0 | 0 | 0 | 0 | 0 | 0 | 0 | 0 | 0 | 0 | 0 | 0 | 0 | 0 | 0 | 0 | 0 | FALSE | 0% | 0% | 0% | 0% | 0% | 0% | FALSE | 0% | 0% | 0% | 0% | 0% | FALSE | 0% | 0% | 0% | 0% | 0% | 0% | 0% | 0% | N/A | N/A
| 808 | N/A | N/A | N/A | N/A | N/A | N/A | N/A | N/A | N/A | N/A | N/A | N/A | N/A | N/A | 0% | 0 | N/A | 0% | FALSE | N/A | N/A | N/A | N/A | N/A | FALSE | FALSE | TRUE | 0 | 0 | 0 | 0 | 0 | 0 | 0 | 0 | 0 | 0 | 0 | 0 | 0 | 0 | 0 | 0 | 0 | 0 | 0 | 0 | 0 | 0 | 0 | 0 | 0 | 0 | 0 | 0 | 0 | 0 | 0% | 0% | 0% | 0% | 0% | 0 | 0 | 0 | 0 | 0 | 0 | 0 | 0 | 0 | 0 | 0 | 0 | 0 | 0 | 0 | 0 | 0 | 0 | 0 | 0 | 0 | 0 | 0 | 0 | 0 | 0 | 0 | 0 | 0 | 0 | FALSE | 0% | 0% | 0% | 0% | 0% | 0% | FALSE | 0% | 0% | 0% | 0% | 0% | FALSE | 0% | 0% | 0% | 0% | 0% | 0% | 0% | 0% | N/A | N/A
| 809 | N/A | N/A | N/A | N/A | N/A | N/A | N/A | N/A | N/A | N/A | N/A | N/A | N/A | N/A | 0% | 0 | N/A | 0% | FALSE | N/A | N/A | N/A | N/A | N/A | FALSE | FALSE | TRUE | 0 | 0 | 0 | 0 | 0 | 0 | 0 | 0 | 0 | 0 | 0 | 0 | 0 | 0 | 0 | 0 | 0 | 0 | 0 | 0 | 0 | 0 | 0 | 0 | 0 | 0 | 0 | 0 | 0 | 0 | 0% | 0% | 0% | 0% | 0% | 0 | 0 | 0 | 0 | 0 | 0 | 0 | 0 | 0 | 0 | 0 | 0 | 0 | 0 | 0 | 0 | 0 | 0 | 0 | 0 | 0 | 0 | 0 | 0 | 0 | 0 | 0 | 0 | 0 | 0 | FALSE | 0% | 0% | 0% | 0% | 0% | 0% | FALSE | 0% | 0% | 0% | 0% | 0% | FALSE | 0% | 0% | 0% | 0% | 0% | 0% | 0% | 0% | N/A | N/A
| 810 | N/A | N/A | N/A | N/A | N/A | N/A | N/A | N/A | N/A | N/A | N/A | N/A | N/A | N/A | 0% | 0 | N/A | 0% | FALSE | N/A | N/A | N/A | N/A | N/A | FALSE | FALSE | TRUE | 0 | 0 | 0 | 0 | 0 | 0 | 0 | 0 | 0 | 0 | 0 | 0 | 0 | 0 | 0 | 0 | 0 | 0 | 0 | 0 | 0 | 0 | 0 | 0 | 0 | 0 | 0 | 0 | 0 | 0 | 0% | 0% | 0% | 0% | 0% | 0 | 0 | 0 | 0 | 0 | 0 | 0 | 0 | 0 | 0 | 0 | 0 | 0 | 0 | 0 | 0 | 0 | 0 | 0 | 0 | 0 | 0 | 0 | 0 | 0 | 0 | 0 | 0 | 0 | 0 | FALSE | 0% | 0% | 0% | 0% | 0% | 0% | FALSE | 0% | 0% | 0% | 0% | 0% | FALSE | 0% | 0% | 0% | 0% | 0% | 0% | 0% | 0% | N/A | N/A
| 811 | N/A | N/A | N/A | N/A | N/A | N/A | N/A | N/A | N/A | N/A | N/A | N/A | N/A | N/A | 0% | 0 | N/A | 0% | FALSE | N/A | N/A | N/A | N/A | N/A | FALSE | FALSE | TRUE | 0 | 0 | 0 | 0 | 0 | 0 | 0 | 0 | 0 | 0 | 0 | 0 | 0 | 0 | 0 | 0 | 0 | 0 | 0 | 0 | 0 | 0 | 0 | 0 | 0 | 0 | 0 | 0 | 0 | 0 | 0% | 0% | 0% | 0% | 0% | 0 | 0 | 0 | 0 | 0 | 0 | 0 | 0 | 0 | 0 | 0 | 0 | 0 | 0 | 0 | 0 | 0 | 0 | 0 | 0 | 0 | 0 | 0 | 0 | 0 | 0 | 0 | 0 | 0 | 0 | FALSE | 0% | 0% | 0% | 0% | 0% | 0% | FALSE | 0% | 0% | 0% | 0% | 0% | FALSE | 0% | 0% | 0% | 0% | 0% | 0% | 0% | 0% | N/A | N/A
| 812 | N/A | N/A | N/A | N/A | N/A | N/A | N/A | N/A | N/A | N/A | N/A | N/A | N/A | N/A | 0% | 0 | N/A | 0% | FALSE | N/A | N/A | N/A | N/A | N/A | FALSE | FALSE | TRUE | 0 | 0 | 0 | 0 | 0 | 0 | 0 | 0 | 0 | 0 | 0 | 0 | 0 | 0 | 0 | 0 | 0 | 0 | 0 | 0 | 0 | 0 | 0 | 0 | 0 | 0 | 0 | 0 | 0 | 0 | 0% | 0% | 0% | 0% | 0% | 0 | 0 | 0 | 0 | 0 | 0 | 0 | 0 | 0 | 0 | 0 | 0 | 0 | 0 | 0 | 0 | 0 | 0 | 0 | 0 | 0 | 0 | 0 | 0 | 0 | 0 | 0 | 0 | 0 | 0 | FALSE | 0% | 0% | 0% | 0% | 0% | 0% | FALSE | 0% | 0% | 0% | 0% | 0% | FALSE | 0% | 0% | 0% | 0% | 0% | 0% | 0% | 0% | N/A | N/A
| 813 | N/A | N/A | N/A | N/A | N/A | N/A | N/A | N/A | N/A | N/A | N/A | N/A | N/A | N/A | 0% | 0 | N/A | 0% | FALSE | N/A | N/A | N/A | N/A | N/A | FALSE | FALSE | TRUE | 0 | 0 | 0 | 0 | 0 | 0 | 0 | 0 | 0 | 0 | 0 | 0 | 0 | 0 | 0 | 0 | 0 | 0 | 0 | 0 | 0 | 0 | 0 | 0 | 0 | 0 | 0 | 0 | 0 | 0 | 0% | 0% | 0% | 0% | 0% | 0 | 0 | 0 | 0 | 0 | 0 | 0 | 0 | 0 | 0 | 0 | 0 | 0 | 0 | 0 | 0 | 0 | 0 | 0 | 0 | 0 | 0 | 0 | 0 | 0 | 0 | 0 | 0 | 0 | 0 | FALSE | 0% | 0% | 0% | 0% | 0% | 0% | FALSE | 0% | 0% | 0% | 0% | 0% | FALSE | 0% | 0% | 0% | 0% | 0% | 0% | 0% | 0% | N/A | N/A
| 814 | N/A | N/A | N/A | N/A | N/A | N/A | N/A | N/A | N/A | N/A | N/A | N/A | N/A | N/A | 0% | 0 | N/A | 0% | FALSE | N/A | N/A | N/A | N/A | N/A | FALSE | FALSE | TRUE | 0 | 0 | 0 | 0 | 0 | 0 | 0 | 0 | 0 | 0 | 0 | 0 | 0 | 0 | 0 | 0 | 0 | 0 | 0 | 0 | 0 | 0 | 0 | 0 | 0 | 0 | 0 | 0 | 0 | 0 | 0% | 0% | 0% | 0% | 0% | 0 | 0 | 0 | 0 | 0 | 0 | 0 | 0 | 0 | 0 | 0 | 0 | 0 | 0 | 0 | 0 | 0 | 0 | 0 | 0 | 0 | 0 | 0 | 0 | 0 | 0 | 0 | 0 | 0 | 0 | FALSE | 0% | 0% | 0% | 0% | 0% | 0% | FALSE | 0% | 0% | 0% | 0% | 0% | FALSE | 0% | 0% | 0% | 0% | 0% | 0% | 0% | 0% | N/A | N/A
| 815 | N/A | N/A | N/A | N/A | N/A | N/A | N/A | N/A | N/A | N/A | N/A | N/A | N/A | N/A | 0% | 0 | N/A | 0% | FALSE | N/A | N/A | N/A | N/A | N/A | FALSE | FALSE | TRUE | 0 | 0 | 0 | 0 | 0 | 0 | 0 | 0 | 0 | 0 | 0 | 0 | 0 | 0 | 0 | 0 | 0 | 0 | 0 | 0 | 0 | 0 | 0 | 0 | 0 | 0 | 0 | 0 | 0 | 0 | 0% | 0% | 0% | 0% | 0% | 0 | 0 | 0 | 0 | 0 | 0 | 0 | 0 | 0 | 0 | 0 | 0 | 0 | 0 | 0 | 0 | 0 | 0 | 0 | 0 | 0 | 0 | 0 | 0 | 0 | 0 | 0 | 0 | 0 | 0 | FALSE | 0% | 0% | 0% | 0% | 0% | 0% | FALSE | 0% | 0% | 0% | 0% | 0% | FALSE | 0% | 0% | 0% | 0% | 0% | 0% | 0% | 0% | N/A | N/A
| 816 | N/A | N/A | N/A | N/A | N/A | N/A | N/A | N/A | N/A | N/A | N/A | N/A | N/A | N/A | 0% | 0 | N/A | 0% | FALSE | N/A | N/A | N/A | N/A | N/A | FALSE | FALSE | TRUE | 0 | 0 | 0 | 0 | 0 | 0 | 0 | 0 | 0 | 0 | 0 | 0 | 0 | 0 | 0 | 0 | 0 | 0 | 0 | 0 | 0 | 0 | 0 | 0 | 0 | 0 | 0 | 0 | 0 | 0 | 0% | 0% | 0% | 0% | 0% | 0 | 0 | 0 | 0 | 0 | 0 | 0 | 0 | 0 | 0 | 0 | 0 | 0 | 0 | 0 | 0 | 0 | 0 | 0 | 0 | 0 | 0 | 0 | 0 | 0 | 0 | 0 | 0 | 0 | 0 | FALSE | 0% | 0% | 0% | 0% | 0% | 0% | FALSE | 0% | 0% | 0% | 0% | 0% | FALSE | 0% | 0% | 0% | 0% | 0% | 0% | 0% | 0% | N/A | N/A
| 817 | N/A | N/A | N/A | N/A | N/A | N/A | N/A | N/A | N/A | N/A | N/A | N/A | N/A | N/A | 0% | 0 | N/A | 0% | FALSE | N/A | N/A | N/A | N/A | N/A | FALSE | FALSE | TRUE | 0 | 0 | 0 | 0 | 0 | 0 | 0 | 0 | 0 | 0 | 0 | 0 | 0 | 0 | 0 | 0 | 0 | 0 | 0 | 0 | 0 | 0 | 0 | 0 | 0 | 0 | 0 | 0 | 0 | 0 | 0% | 0% | 0% | 0% | 0% | 0 | 0 | 0 | 0 | 0 | 0 | 0 | 0 | 0 | 0 | 0 | 0 | 0 | 0 | 0 | 0 | 0 | 0 | 0 | 0 | 0 | 0 | 0 | 0 | 0 | 0 | 0 | 0 | 0 | 0 | FALSE | 0% | 0% | 0% | 0% | 0% | 0% | FALSE | 0% | 0% | 0% | 0% | 0% | FALSE | 0% | 0% | 0% | 0% | 0% | 0% | 0% | 0% | N/A | N/A
| 818 | N/A | N/A | N/A | N/A | N/A | N/A | N/A | N/A | N/A | N/A | N/A | N/A | N/A | N/A | 0% | 0 | N/A | 0% | FALSE | N/A | N/A | N/A | N/A | N/A | FALSE | FALSE | TRUE | 0 | 0 | 0 | 0 | 0 | 0 | 0 | 0 | 0 | 0 | 0 | 0 | 0 | 0 | 0 | 0 | 0 | 0 | 0 | 0 | 0 | 0 | 0 | 0 | 0 | 0 | 0 | 0 | 0 | 0 | 0% | 0% | 0% | 0% | 0% | 0 | 0 | 0 | 0 | 0 | 0 | 0 | 0 | 0 | 0 | 0 | 0 | 0 | 0 | 0 | 0 | 0 | 0 | 0 | 0 | 0 | 0 | 0 | 0 | 0 | 0 | 0 | 0 | 0 | 0 | FALSE | 0% | 0% | 0% | 0% | 0% | 0% | FALSE | 0% | 0% | 0% | 0% | 0% | FALSE | 0% | 0% | 0% | 0% | 0% | 0% | 0% | 0% | N/A | N/A
| 819 | N/A | N/A | N/A | N/A | N/A | N/A | N/A | N/A | N/A | N/A | N/A | N/A | N/A | N/A | 0% | 0 | N/A | 0% | FALSE | N/A | N/A | N/A | N/A | N/A | FALSE | FALSE | TRUE | 0 | 0 | 0 | 0 | 0 | 0 | 0 | 0 | 0 | 0 | 0 | 0 | 0 | 0 | 0 | 0 | 0 | 0 | 0 | 0 | 0 | 0 | 0 | 0 | 0 | 0 | 0 | 0 | 0 | 0 | 0% | 0% | 0% | 0% | 0% | 0 | 0 | 0 | 0 | 0 | 0 | 0 | 0 | 0 | 0 | 0 | 0 | 0 | 0 | 0 | 0 | 0 | 0 | 0 | 0 | 0 | 0 | 0 | 0 | 0 | 0 | 0 | 0 | 0 | 0 | FALSE | 0% | 0% | 0% | 0% | 0% | 0% | FALSE | 0% | 0% | 0% | 0% | 0% | FALSE | 0% | 0% | 0% | 0% | 0% | 0% | 0% | 0% | N/A | N/A
| 820 | N/A | N/A | N/A | N/A | N/A | N/A | N/A | N/A | N/A | N/A | N/A | N/A | N/A | N/A | 0% | 0 | N/A | 0% | FALSE | N/A | N/A | N/A | N/A | N/A | FALSE | FALSE | TRUE | 0 | 0 | 0 | 0 | 0 | 0 | 0 | 0 | 0 | 0 | 0 | 0 | 0 | 0 | 0 | 0 | 0 | 0 | 0 | 0 | 0 | 0 | 0 | 0 | 0 | 0 | 0 | 0 | 0 | 0 | 0% | 0% | 0% | 0% | 0% | 0 | 0 | 0 | 0 | 0 | 0 | 0 | 0 | 0 | 0 | 0 | 0 | 0 | 0 | 0 | 0 | 0 | 0 | 0 | 0 | 0 | 0 | 0 | 0 | 0 | 0 | 0 | 0 | 0 | 0 | FALSE | 0% | 0% | 0% | 0% | 0% | 0% | FALSE | 0% | 0% | 0% | 0% | 0% | FALSE | 0% | 0% | 0% | 0% | 0% | 0% | 0% | 0% | N/A | N/A
| 821 | N/A | N/A | N/A | N/A | N/A | N/A | N/A | N/A | N/A | N/A | N/A | N/A | N/A | N/A | 0% | 0 | N/A | 0% | FALSE | N/A | N/A | N/A | N/A | N/A | FALSE | FALSE | TRUE | 0 | 0 | 0 | 0 | 0 | 0 | 0 | 0 | 0 | 0 | 0 | 0 | 0 | 0 | 0 | 0 | 0 | 0 | 0 | 0 | 0 | 0 | 0 | 0 | 0 | 0 | 0 | 0 | 0 | 0 | 0% | 0% | 0% | 0% | 0% | 0 | 0 | 0 | 0 | 0 | 0 | 0 | 0 | 0 | 0 | 0 | 0 | 0 | 0 | 0 | 0 | 0 | 0 | 0 | 0 | 0 | 0 | 0 | 0 | 0 | 0 | 0 | 0 | 0 | 0 | FALSE | 0% | 0% | 0% | 0% | 0% | 0% | FALSE | 0% | 0% | 0% | 0% | 0% | FALSE | 0% | 0% | 0% | 0% | 0% | 0% | 0% | 0% | N/A | N/A
| 822 | N/A | N/A | N/A | N/A | N/A | N/A | N/A | N/A | N/A | N/A | N/A | N/A | N/A | N/A | 0% | 0 | N/A | 0% | FALSE | N/A | N/A | N/A | N/A | N/A | FALSE | FALSE | TRUE | 0 | 0 | 0 | 0 | 0 | 0 | 0 | 0 | 0 | 0 | 0 | 0 | 0 | 0 | 0 | 0 | 0 | 0 | 0 | 0 | 0 | 0 | 0 | 0 | 0 | 0 | 0 | 0 | 0 | 0 | 0% | 0% | 0% | 0% | 0% | 0 | 0 | 0 | 0 | 0 | 0 | 0 | 0 | 0 | 0 | 0 | 0 | 0 | 0 | 0 | 0 | 0 | 0 | 0 | 0 | 0 | 0 | 0 | 0 | 0 | 0 | 0 | 0 | 0 | 0 | FALSE | 0% | 0% | 0% | 0% | 0% | 0% | FALSE | 0% | 0% | 0% | 0% | 0% | FALSE | 0% | 0% | 0% | 0% | 0% | 0% | 0% | 0% | N/A | N/A
| 823 | N/A | N/A | N/A | N/A | N/A | N/A | N/A | N/A | N/A | N/A | N/A | N/A | N/A | N/A | 0% | 0 | N/A | 0% | FALSE | N/A | N/A | N/A | N/A | N/A | FALSE | FALSE | TRUE | 0 | 0 | 0 | 0 | 0 | 0 | 0 | 0 | 0 | 0 | 0 | 0 | 0 | 0 | 0 | 0 | 0 | 0 | 0 | 0 | 0 | 0 | 0 | 0 | 0 | 0 | 0 | 0 | 0 | 0 | 0% | 0% | 0% | 0% | 0% | 0 | 0 | 0 | 0 | 0 | 0 | 0 | 0 | 0 | 0 | 0 | 0 | 0 | 0 | 0 | 0 | 0 | 0 | 0 | 0 | 0 | 0 | 0 | 0 | 0 | 0 | 0 | 0 | 0 | 0 | FALSE | 0% | 0% | 0% | 0% | 0% | 0% | FALSE | 0% | 0% | 0% | 0% | 0% | FALSE | 0% | 0% | 0% | 0% | 0% | 0% | 0% | 0% | N/A | N/A
| 824 | N/A | N/A | N/A | N/A | N/A | N/A | N/A | N/A | N/A | N/A | N/A | N/A | N/A | N/A | 0% | 0 | N/A | 0% | FALSE | N/A | N/A | N/A | N/A | N/A | FALSE | FALSE | TRUE | 0 | 0 | 0 | 0 | 0 | 0 | 0 | 0 | 0 | 0 | 0 | 0 | 0 | 0 | 0 | 0 | 0 | 0 | 0 | 0 | 0 | 0 | 0 | 0 | 0 | 0 | 0 | 0 | 0 | 0 | 0% | 0% | 0% | 0% | 0% | 0 | 0 | 0 | 0 | 0 | 0 | 0 | 0 | 0 | 0 | 0 | 0 | 0 | 0 | 0 | 0 | 0 | 0 | 0 | 0 | 0 | 0 | 0 | 0 | 0 | 0 | 0 | 0 | 0 | 0 | FALSE | 0% | 0% | 0% | 0% | 0% | 0% | FALSE | 0% | 0% | 0% | 0% | 0% | FALSE | 0% | 0% | 0% | 0% | 0% | 0% | 0% | 0% | N/A | N/A
| 825 | N/A | N/A | N/A | N/A | N/A | N/A | N/A | N/A | N/A | N/A | N/A | N/A | N/A | N/A | 0% | 0 | N/A | 0% | FALSE | N/A | N/A | N/A | N/A | N/A | FALSE | FALSE | TRUE | 0 | 0 | 0 | 0 | 0 | 0 | 0 | 0 | 0 | 0 | 0 | 0 | 0 | 0 | 0 | 0 | 0 | 0 | 0 | 0 | 0 | 0 | 0 | 0 | 0 | 0 | 0 | 0 | 0 | 0 | 0% | 0% | 0% | 0% | 0% | 0 | 0 | 0 | 0 | 0 | 0 | 0 | 0 | 0 | 0 | 0 | 0 | 0 | 0 | 0 | 0 | 0 | 0 | 0 | 0 | 0 | 0 | 0 | 0 | 0 | 0 | 0 | 0 | 0 | 0 | FALSE | 0% | 0% | 0% | 0% | 0% | 0% | FALSE | 0% | 0% | 0% | 0% | 0% | FALSE | 0% | 0% | 0% | 0% | 0% | 0% | 0% | 0% | N/A | N/A
| 826 | N/A | N/A | N/A | N/A | N/A | N/A | N/A | N/A | N/A | N/A | N/A | N/A | N/A | N/A | 0% | 0 | N/A | 0% | FALSE | N/A | N/A | N/A | N/A | N/A | FALSE | FALSE | TRUE | 0 | 0 | 0 | 0 | 0 | 0 | 0 | 0 | 0 | 0 | 0 | 0 | 0 | 0 | 0 | 0 | 0 | 0 | 0 | 0 | 0 | 0 | 0 | 0 | 0 | 0 | 0 | 0 | 0 | 0 | 0% | 0% | 0% | 0% | 0% | 0 | 0 | 0 | 0 | 0 | 0 | 0 | 0 | 0 | 0 | 0 | 0 | 0 | 0 | 0 | 0 | 0 | 0 | 0 | 0 | 0 | 0 | 0 | 0 | 0 | 0 | 0 | 0 | 0 | 0 | FALSE | 0% | 0% | 0% | 0% | 0% | 0% | FALSE | 0% | 0% | 0% | 0% | 0% | FALSE | 0% | 0% | 0% | 0% | 0% | 0% | 0% | 0% | N/A | N/A
| 827 | N/A | N/A | N/A | N/A | N/A | N/A | N/A | N/A | N/A | N/A | N/A | N/A | N/A | N/A | 0% | 0 | N/A | 0% | FALSE | N/A | N/A | N/A | N/A | N/A | FALSE | FALSE | TRUE | 0 | 0 | 0 | 0 | 0 | 0 | 0 | 0 | 0 | 0 | 0 | 0 | 0 | 0 | 0 | 0 | 0 | 0 | 0 | 0 | 0 | 0 | 0 | 0 | 0 | 0 | 0 | 0 | 0 | 0 | 0% | 0% | 0% | 0% | 0% | 0 | 0 | 0 | 0 | 0 | 0 | 0 | 0 | 0 | 0 | 0 | 0 | 0 | 0 | 0 | 0 | 0 | 0 | 0 | 0 | 0 | 0 | 0 | 0 | 0 | 0 | 0 | 0 | 0 | 0 | FALSE | 0% | 0% | 0% | 0% | 0% | 0% | FALSE | 0% | 0% | 0% | 0% | 0% | FALSE | 0% | 0% | 0% | 0% | 0% | 0% | 0% | 0% | N/A | N/A
| 828 | N/A | N/A | N/A | N/A | N/A | N/A | N/A | N/A | N/A | N/A | N/A | N/A | N/A | N/A | 0% | 0 | N/A | 0% | FALSE | N/A | N/A | N/A | N/A | N/A | FALSE | FALSE | TRUE | 0 | 0 | 0 | 0 | 0 | 0 | 0 | 0 | 0 | 0 | 0 | 0 | 0 | 0 | 0 | 0 | 0 | 0 | 0 | 0 | 0 | 0 | 0 | 0 | 0 | 0 | 0 | 0 | 0 | 0 | 0% | 0% | 0% | 0% | 0% | 0 | 0 | 0 | 0 | 0 | 0 | 0 | 0 | 0 | 0 | 0 | 0 | 0 | 0 | 0 | 0 | 0 | 0 | 0 | 0 | 0 | 0 | 0 | 0 | 0 | 0 | 0 | 0 | 0 | 0 | FALSE | 0% | 0% | 0% | 0% | 0% | 0% | FALSE | 0% | 0% | 0% | 0% | 0% | FALSE | 0% | 0% | 0% | 0% | 0% | 0% | 0% | 0% | N/A | N/A
| 829 | N/A | N/A | N/A | N/A | N/A | N/A | N/A | N/A | N/A | N/A | N/A | N/A | N/A | N/A | 0% | 0 | N/A | 0% | FALSE | N/A | N/A | N/A | N/A | N/A | FALSE | FALSE | TRUE | 0 | 0 | 0 | 0 | 0 | 0 | 0 | 0 | 0 | 0 | 0 | 0 | 0 | 0 | 0 | 0 | 0 | 0 | 0 | 0 | 0 | 0 | 0 | 0 | 0 | 0 | 0 | 0 | 0 | 0 | 0% | 0% | 0% | 0% | 0% | 0 | 0 | 0 | 0 | 0 | 0 | 0 | 0 | 0 | 0 | 0 | 0 | 0 | 0 | 0 | 0 | 0 | 0 | 0 | 0 | 0 | 0 | 0 | 0 | 0 | 0 | 0 | 0 | 0 | 0 | FALSE | 0% | 0% | 0% | 0% | 0% | 0% | FALSE | 0% | 0% | 0% | 0% | 0% | FALSE | 0% | 0% | 0% | 0% | 0% | 0% | 0% | 0% | N/A | N/A
| 830 | N/A | N/A | N/A | N/A | N/A | N/A | N/A | N/A | N/A | N/A | N/A | N/A | N/A | N/A | 0% | 0 | N/A | 0% | FALSE | N/A | N/A | N/A | N/A | N/A | FALSE | FALSE | TRUE | 0 | 0 | 0 | 0 | 0 | 0 | 0 | 0 | 0 | 0 | 0 | 0 | 0 | 0 | 0 | 0 | 0 | 0 | 0 | 0 | 0 | 0 | 0 | 0 | 0 | 0 | 0 | 0 | 0 | 0 | 0% | 0% | 0% | 0% | 0% | 0 | 0 | 0 | 0 | 0 | 0 | 0 | 0 | 0 | 0 | 0 | 0 | 0 | 0 | 0 | 0 | 0 | 0 | 0 | 0 | 0 | 0 | 0 | 0 | 0 | 0 | 0 | 0 | 0 | 0 | FALSE | 0% | 0% | 0% | 0% | 0% | 0% | FALSE | 0% | 0% | 0% | 0% | 0% | FALSE | 0% | 0% | 0% | 0% | 0% | 0% | 0% | 0% | N/A | N/A
| 831 | N/A | N/A | N/A | N/A | N/A | N/A | N/A | N/A | N/A | N/A | N/A | N/A | N/A | N/A | 0% | 0 | N/A | 0% | FALSE | N/A | N/A | N/A | N/A | N/A | FALSE | FALSE | TRUE | 0 | 0 | 0 | 0 | 0 | 0 | 0 | 0 | 0 | 0 | 0 | 0 | 0 | 0 | 0 | 0 | 0 | 0 | 0 | 0 | 0 | 0 | 0 | 0 | 0 | 0 | 0 | 0 | 0 | 0 | 0% | 0% | 0% | 0% | 0% | 0 | 0 | 0 | 0 | 0 | 0 | 0 | 0 | 0 | 0 | 0 | 0 | 0 | 0 | 0 | 0 | 0 | 0 | 0 | 0 | 0 | 0 | 0 | 0 | 0 | 0 | 0 | 0 | 0 | 0 | FALSE | 0% | 0% | 0% | 0% | 0% | 0% | FALSE | 0% | 0% | 0% | 0% | 0% | FALSE | 0% | 0% | 0% | 0% | 0% | 0% | 0% | 0% | N/A | N/A
| 832 | N/A | N/A | N/A | N/A | N/A | N/A | N/A | N/A | N/A | N/A | N/A | N/A | N/A | N/A | 0% | 0 | N/A | 0% | FALSE | N/A | N/A | N/A | N/A | N/A | FALSE | FALSE | TRUE | 0 | 0 | 0 | 0 | 0 | 0 | 0 | 0 | 0 | 0 | 0 | 0 | 0 | 0 | 0 | 0 | 0 | 0 | 0 | 0 | 0 | 0 | 0 | 0 | 0 | 0 | 0 | 0 | 0 | 0 | 0% | 0% | 0% | 0% | 0% | 0 | 0 | 0 | 0 | 0 | 0 | 0 | 0 | 0 | 0 | 0 | 0 | 0 | 0 | 0 | 0 | 0 | 0 | 0 | 0 | 0 | 0 | 0 | 0 | 0 | 0 | 0 | 0 | 0 | 0 | FALSE | 0% | 0% | 0% | 0% | 0% | 0% | FALSE | 0% | 0% | 0% | 0% | 0% | FALSE | 0% | 0% | 0% | 0% | 0% | 0% | 0% | 0% | N/A | N/A
| 833 | N/A | N/A | N/A | N/A | N/A | N/A | N/A | N/A | N/A | N/A | N/A | N/A | N/A | N/A | 0% | 0 | N/A | 0% | FALSE | N/A | N/A | N/A | N/A | N/A | FALSE | FALSE | TRUE | 0 | 0 | 0 | 0 | 0 | 0 | 0 | 0 | 0 | 0 | 0 | 0 | 0 | 0 | 0 | 0 | 0 | 0 | 0 | 0 | 0 | 0 | 0 | 0 | 0 | 0 | 0 | 0 | 0 | 0 | 0% | 0% | 0% | 0% | 0% | 0 | 0 | 0 | 0 | 0 | 0 | 0 | 0 | 0 | 0 | 0 | 0 | 0 | 0 | 0 | 0 | 0 | 0 | 0 | 0 | 0 | 0 | 0 | 0 | 0 | 0 | 0 | 0 | 0 | 0 | FALSE | 0% | 0% | 0% | 0% | 0% | 0% | FALSE | 0% | 0% | 0% | 0% | 0% | FALSE | 0% | 0% | 0% | 0% | 0% | 0% | 0% | 0% | N/A | N/A
| 834 | N/A | N/A | N/A | N/A | N/A | N/A | N/A | N/A | N/A | N/A | N/A | N/A | N/A | N/A | 0% | 0 | N/A | 0% | FALSE | N/A | N/A | N/A | N/A | N/A | FALSE | FALSE | TRUE | 0 | 0 | 0 | 0 | 0 | 0 | 0 | 0 | 0 | 0 | 0 | 0 | 0 | 0 | 0 | 0 | 0 | 0 | 0 | 0 | 0 | 0 | 0 | 0 | 0 | 0 | 0 | 0 | 0 | 0 | 0% | 0% | 0% | 0% | 0% | 0 | 0 | 0 | 0 | 0 | 0 | 0 | 0 | 0 | 0 | 0 | 0 | 0 | 0 | 0 | 0 | 0 | 0 | 0 | 0 | 0 | 0 | 0 | 0 | 0 | 0 | 0 | 0 | 0 | 0 | FALSE | 0% | 0% | 0% | 0% | 0% | 0% | FALSE | 0% | 0% | 0% | 0% | 0% | FALSE | 0% | 0% | 0% | 0% | 0% | 0% | 0% | 0% | N/A | N/A
| 835 | N/A | N/A | N/A | N/A | N/A | N/A | N/A | N/A | N/A | N/A | N/A | N/A | N/A | N/A | 0% | 0 | N/A | 0% | FALSE | N/A | N/A | N/A | N/A | N/A | FALSE | FALSE | TRUE | 0 | 0 | 0 | 0 | 0 | 0 | 0 | 0 | 0 | 0 | 0 | 0 | 0 | 0 | 0 | 0 | 0 | 0 | 0 | 0 | 0 | 0 | 0 | 0 | 0 | 0 | 0 | 0 | 0 | 0 | 0% | 0% | 0% | 0% | 0% | 0 | 0 | 0 | 0 | 0 | 0 | 0 | 0 | 0 | 0 | 0 | 0 | 0 | 0 | 0 | 0 | 0 | 0 | 0 | 0 | 0 | 0 | 0 | 0 | 0 | 0 | 0 | 0 | 0 | 0 | FALSE | 0% | 0% | 0% | 0% | 0% | 0% | FALSE | 0% | 0% | 0% | 0% | 0% | FALSE | 0% | 0% | 0% | 0% | 0% | 0% | 0% | 0% | N/A | N/A
| 836 | N/A | N/A | N/A | N/A | N/A | N/A | N/A | N/A | N/A | N/A | N/A | N/A | N/A | N/A | 0% | 0 | N/A | 0% | FALSE | N/A | N/A | N/A | N/A | N/A | FALSE | FALSE | TRUE | 0 | 0 | 0 | 0 | 0 | 0 | 0 | 0 | 0 | 0 | 0 | 0 | 0 | 0 | 0 | 0 | 0 | 0 | 0 | 0 | 0 | 0 | 0 | 0 | 0 | 0 | 0 | 0 | 0 | 0 | 0% | 0% | 0% | 0% | 0% | 0 | 0 | 0 | 0 | 0 | 0 | 0 | 0 | 0 | 0 | 0 | 0 | 0 | 0 | 0 | 0 | 0 | 0 | 0 | 0 | 0 | 0 | 0 | 0 | 0 | 0 | 0 | 0 | 0 | 0 | FALSE | 0% | 0% | 0% | 0% | 0% | 0% | FALSE | 0% | 0% | 0% | 0% | 0% | FALSE | 0% | 0% | 0% | 0% | 0% | 0% | 0% | 0% | N/A | N/A
| 837 | N/A | N/A | N/A | N/A | N/A | N/A | N/A | N/A | N/A | N/A | N/A | N/A | N/A | N/A | 0% | 0 | N/A | 0% | FALSE | N/A | N/A | N/A | N/A | N/A | FALSE | FALSE | TRUE | 0 | 0 | 0 | 0 | 0 | 0 | 0 | 0 | 0 | 0 | 0 | 0 | 0 | 0 | 0 | 0 | 0 | 0 | 0 | 0 | 0 | 0 | 0 | 0 | 0 | 0 | 0 | 0 | 0 | 0 | 0% | 0% | 0% | 0% | 0% | 0 | 0 | 0 | 0 | 0 | 0 | 0 | 0 | 0 | 0 | 0 | 0 | 0 | 0 | 0 | 0 | 0 | 0 | 0 | 0 | 0 | 0 | 0 | 0 | 0 | 0 | 0 | 0 | 0 | 0 | FALSE | 0% | 0% | 0% | 0% | 0% | 0% | FALSE | 0% | 0% | 0% | 0% | 0% | FALSE | 0% | 0% | 0% | 0% | 0% | 0% | 0% | 0% | N/A | N/A
| 838 | N/A | N/A | N/A | N/A | N/A | N/A | N/A | N/A | N/A | N/A | N/A | N/A | N/A | N/A | 0% | 0 | N/A | 0% | FALSE | N/A | N/A | N/A | N/A | N/A | FALSE | FALSE | TRUE | 0 | 0 | 0 | 0 | 0 | 0 | 0 | 0 | 0 | 0 | 0 | 0 | 0 | 0 | 0 | 0 | 0 | 0 | 0 | 0 | 0 | 0 | 0 | 0 | 0 | 0 | 0 | 0 | 0 | 0 | 0% | 0% | 0% | 0% | 0% | 0 | 0 | 0 | 0 | 0 | 0 | 0 | 0 | 0 | 0 | 0 | 0 | 0 | 0 | 0 | 0 | 0 | 0 | 0 | 0 | 0 | 0 | 0 | 0 | 0 | 0 | 0 | 0 | 0 | 0 | FALSE | 0% | 0% | 0% | 0% | 0% | 0% | FALSE | 0% | 0% | 0% | 0% | 0% | FALSE | 0% | 0% | 0% | 0% | 0% | 0% | 0% | 0% | N/A | N/A
| 839 | N/A | N/A | N/A | N/A | N/A | N/A | N/A | N/A | N/A | N/A | N/A | N/A | N/A | N/A | 0% | 0 | N/A | 0% | FALSE | N/A | N/A | N/A | N/A | N/A | FALSE | FALSE | TRUE | 0 | 0 | 0 | 0 | 0 | 0 | 0 | 0 | 0 | 0 | 0 | 0 | 0 | 0 | 0 | 0 | 0 | 0 | 0 | 0 | 0 | 0 | 0 | 0 | 0 | 0 | 0 | 0 | 0 | 0 | 0% | 0% | 0% | 0% | 0% | 0 | 0 | 0 | 0 | 0 | 0 | 0 | 0 | 0 | 0 | 0 | 0 | 0 | 0 | 0 | 0 | 0 | 0 | 0 | 0 | 0 | 0 | 0 | 0 | 0 | 0 | 0 | 0 | 0 | 0 | FALSE | 0% | 0% | 0% | 0% | 0% | 0% | FALSE | 0% | 0% | 0% | 0% | 0% | FALSE | 0% | 0% | 0% | 0% | 0% | 0% | 0% | 0% | N/A | N/A
| 840 | N/A | N/A | N/A | N/A | N/A | N/A | N/A | N/A | N/A | N/A | N/A | N/A | N/A | N/A | 0% | 0 | N/A | 0% | FALSE | N/A | N/A | N/A | N/A | N/A | FALSE | FALSE | TRUE | 0 | 0 | 0 | 0 | 0 | 0 | 0 | 0 | 0 | 0 | 0 | 0 | 0 | 0 | 0 | 0 | 0 | 0 | 0 | 0 | 0 | 0 | 0 | 0 | 0 | 0 | 0 | 0 | 0 | 0 | 0% | 0% | 0% | 0% | 0% | 0 | 0 | 0 | 0 | 0 | 0 | 0 | 0 | 0 | 0 | 0 | 0 | 0 | 0 | 0 | 0 | 0 | 0 | 0 | 0 | 0 | 0 | 0 | 0 | 0 | 0 | 0 | 0 | 0 | 0 | FALSE | 0% | 0% | 0% | 0% | 0% | 0% | FALSE | 0% | 0% | 0% | 0% | 0% | FALSE | 0% | 0% | 0% | 0% | 0% | 0% | 0% | 0% | N/A | N/A
| 841 | N/A | N/A | N/A | N/A | N/A | N/A | N/A | N/A | N/A | N/A | N/A | N/A | N/A | N/A | 0% | 0 | N/A | 0% | FALSE | N/A | N/A | N/A | N/A | N/A | FALSE | FALSE | TRUE | 0 | 0 | 0 | 0 | 0 | 0 | 0 | 0 | 0 | 0 | 0 | 0 | 0 | 0 | 0 | 0 | 0 | 0 | 0 | 0 | 0 | 0 | 0 | 0 | 0 | 0 | 0 | 0 | 0 | 0 | 0% | 0% | 0% | 0% | 0% | 0 | 0 | 0 | 0 | 0 | 0 | 0 | 0 | 0 | 0 | 0 | 0 | 0 | 0 | 0 | 0 | 0 | 0 | 0 | 0 | 0 | 0 | 0 | 0 | 0 | 0 | 0 | 0 | 0 | 0 | FALSE | 0% | 0% | 0% | 0% | 0% | 0% | FALSE | 0% | 0% | 0% | 0% | 0% | FALSE | 0% | 0% | 0% | 0% | 0% | 0% | 0% | 0% | N/A | N/A
| 842 | N/A | N/A | N/A | N/A | N/A | N/A | N/A | N/A | N/A | N/A | N/A | N/A | N/A | N/A | 0% | 0 | N/A | 0% | FALSE | N/A | N/A | N/A | N/A | N/A | FALSE | FALSE | TRUE | 0 | 0 | 0 | 0 | 0 | 0 | 0 | 0 | 0 | 0 | 0 | 0 | 0 | 0 | 0 | 0 | 0 | 0 | 0 | 0 | 0 | 0 | 0 | 0 | 0 | 0 | 0 | 0 | 0 | 0 | 0% | 0% | 0% | 0% | 0% | 0 | 0 | 0 | 0 | 0 | 0 | 0 | 0 | 0 | 0 | 0 | 0 | 0 | 0 | 0 | 0 | 0 | 0 | 0 | 0 | 0 | 0 | 0 | 0 | 0 | 0 | 0 | 0 | 0 | 0 | FALSE | 0% | 0% | 0% | 0% | 0% | 0% | FALSE | 0% | 0% | 0% | 0% | 0% | FALSE | 0% | 0% | 0% | 0% | 0% | 0% | 0% | 0% | N/A | N/A
| 843 | N/A | N/A | N/A | N/A | N/A | N/A | N/A | N/A | N/A | N/A | N/A | N/A | N/A | N/A | 0% | 0 | N/A | 0% | FALSE | N/A | N/A | N/A | N/A | N/A | FALSE | FALSE | TRUE | 0 | 0 | 0 | 0 | 0 | 0 | 0 | 0 | 0 | 0 | 0 | 0 | 0 | 0 | 0 | 0 | 0 | 0 | 0 | 0 | 0 | 0 | 0 | 0 | 0 | 0 | 0 | 0 | 0 | 0 | 0% | 0% | 0% | 0% | 0% | 0 | 0 | 0 | 0 | 0 | 0 | 0 | 0 | 0 | 0 | 0 | 0 | 0 | 0 | 0 | 0 | 0 | 0 | 0 | 0 | 0 | 0 | 0 | 0 | 0 | 0 | 0 | 0 | 0 | 0 | FALSE | 0% | 0% | 0% | 0% | 0% | 0% | FALSE | 0% | 0% | 0% | 0% | 0% | FALSE | 0% | 0% | 0% | 0% | 0% | 0% | 0% | 0% | N/A | N/A
| 844 | N/A | N/A | N/A | N/A | N/A | N/A | N/A | N/A | N/A | N/A | N/A | N/A | N/A | N/A | 0% | 0 | N/A | 0% | FALSE | N/A | N/A | N/A | N/A | N/A | FALSE | FALSE | TRUE | 0 | 0 | 0 | 0 | 0 | 0 | 0 | 0 | 0 | 0 | 0 | 0 | 0 | 0 | 0 | 0 | 0 | 0 | 0 | 0 | 0 | 0 | 0 | 0 | 0 | 0 | 0 | 0 | 0 | 0 | 0% | 0% | 0% | 0% | 0% | 0 | 0 | 0 | 0 | 0 | 0 | 0 | 0 | 0 | 0 | 0 | 0 | 0 | 0 | 0 | 0 | 0 | 0 | 0 | 0 | 0 | 0 | 0 | 0 | 0 | 0 | 0 | 0 | 0 | 0 | FALSE | 0% | 0% | 0% | 0% | 0% | 0% | FALSE | 0% | 0% | 0% | 0% | 0% | FALSE | 0% | 0% | 0% | 0% | 0% | 0% | 0% | 0% | N/A | N/A
| 845 | N/A | N/A | N/A | N/A | N/A | N/A | N/A | N/A | N/A | N/A | N/A | N/A | N/A | N/A | 0% | 0 | N/A | 0% | FALSE | N/A | N/A | N/A | N/A | N/A | FALSE | FALSE | TRUE | 0 | 0 | 0 | 0 | 0 | 0 | 0 | 0 | 0 | 0 | 0 | 0 | 0 | 0 | 0 | 0 | 0 | 0 | 0 | 0 | 0 | 0 | 0 | 0 | 0 | 0 | 0 | 0 | 0 | 0 | 0% | 0% | 0% | 0% | 0% | 0 | 0 | 0 | 0 | 0 | 0 | 0 | 0 | 0 | 0 | 0 | 0 | 0 | 0 | 0 | 0 | 0 | 0 | 0 | 0 | 0 | 0 | 0 | 0 | 0 | 0 | 0 | 0 | 0 | 0 | FALSE | 0% | 0% | 0% | 0% | 0% | 0% | FALSE | 0% | 0% | 0% | 0% | 0% | FALSE | 0% | 0% | 0% | 0% | 0% | 0% | 0% | 0% | N/A | N/A
| 846 | N/A | N/A | N/A | N/A | N/A | N/A | N/A | N/A | N/A | N/A | N/A | N/A | N/A | N/A | 0% | 0 | N/A | 0% | FALSE | N/A | N/A | N/A | N/A | N/A | FALSE | FALSE | TRUE | 0 | 0 | 0 | 0 | 0 | 0 | 0 | 0 | 0 | 0 | 0 | 0 | 0 | 0 | 0 | 0 | 0 | 0 | 0 | 0 | 0 | 0 | 0 | 0 | 0 | 0 | 0 | 0 | 0 | 0 | 0% | 0% | 0% | 0% | 0% | 0 | 0 | 0 | 0 | 0 | 0 | 0 | 0 | 0 | 0 | 0 | 0 | 0 | 0 | 0 | 0 | 0 | 0 | 0 | 0 | 0 | 0 | 0 | 0 | 0 | 0 | 0 | 0 | 0 | 0 | FALSE | 0% | 0% | 0% | 0% | 0% | 0% | FALSE | 0% | 0% | 0% | 0% | 0% | FALSE | 0% | 0% | 0% | 0% | 0% | 0% | 0% | 0% | N/A | N/A
| 847 | N/A | N/A | N/A | N/A | N/A | N/A | N/A | N/A | N/A | N/A | N/A | N/A | N/A | N/A | 0% | 0 | N/A | 0% | FALSE | N/A | N/A | N/A | N/A | N/A | FALSE | FALSE | TRUE | 0 | 0 | 0 | 0 | 0 | 0 | 0 | 0 | 0 | 0 | 0 | 0 | 0 | 0 | 0 | 0 | 0 | 0 | 0 | 0 | 0 | 0 | 0 | 0 | 0 | 0 | 0 | 0 | 0 | 0 | 0% | 0% | 0% | 0% | 0% | 0 | 0 | 0 | 0 | 0 | 0 | 0 | 0 | 0 | 0 | 0 | 0 | 0 | 0 | 0 | 0 | 0 | 0 | 0 | 0 | 0 | 0 | 0 | 0 | 0 | 0 | 0 | 0 | 0 | 0 | FALSE | 0% | 0% | 0% | 0% | 0% | 0% | FALSE | 0% | 0% | 0% | 0% | 0% | FALSE | 0% | 0% | 0% | 0% | 0% | 0% | 0% | 0% | N/A | N/A
| 848 | N/A | N/A | N/A | N/A | N/A | N/A | N/A | N/A | N/A | N/A | N/A | N/A | N/A | N/A | 0% | 0 | N/A | 0% | FALSE | N/A | N/A | N/A | N/A | N/A | FALSE | FALSE | TRUE | 0 | 0 | 0 | 0 | 0 | 0 | 0 | 0 | 0 | 0 | 0 | 0 | 0 | 0 | 0 | 0 | 0 | 0 | 0 | 0 | 0 | 0 | 0 | 0 | 0 | 0 | 0 | 0 | 0 | 0 | 0% | 0% | 0% | 0% | 0% | 0 | 0 | 0 | 0 | 0 | 0 | 0 | 0 | 0 | 0 | 0 | 0 | 0 | 0 | 0 | 0 | 0 | 0 | 0 | 0 | 0 | 0 | 0 | 0 | 0 | 0 | 0 | 0 | 0 | 0 | FALSE | 0% | 0% | 0% | 0% | 0% | 0% | FALSE | 0% | 0% | 0% | 0% | 0% | FALSE | 0% | 0% | 0% | 0% | 0% | 0% | 0% | 0% | N/A | N/A
| 849 | N/A | N/A | N/A | N/A | N/A | N/A | N/A | N/A | N/A | N/A | N/A | N/A | N/A | N/A | 0% | 0 | N/A | 0% | FALSE | N/A | N/A | N/A | N/A | N/A | FALSE | FALSE | TRUE | 0 | 0 | 0 | 0 | 0 | 0 | 0 | 0 | 0 | 0 | 0 | 0 | 0 | 0 | 0 | 0 | 0 | 0 | 0 | 0 | 0 | 0 | 0 | 0 | 0 | 0 | 0 | 0 | 0 | 0 | 0% | 0% | 0% | 0% | 0% | 0 | 0 | 0 | 0 | 0 | 0 | 0 | 0 | 0 | 0 | 0 | 0 | 0 | 0 | 0 | 0 | 0 | 0 | 0 | 0 | 0 | 0 | 0 | 0 | 0 | 0 | 0 | 0 | 0 | 0 | FALSE | 0% | 0% | 0% | 0% | 0% | 0% | FALSE | 0% | 0% | 0% | 0% | 0% | FALSE | 0% | 0% | 0% | 0% | 0% | 0% | 0% | 0% | N/A | N/A
| 850 | N/A | N/A | N/A | N/A | N/A | N/A | N/A | N/A | N/A | N/A | N/A | N/A | N/A | N/A | 0% | 0 | N/A | 0% | FALSE | N/A | N/A | N/A | N/A | N/A | FALSE | FALSE | TRUE | 0 | 0 | 0 | 0 | 0 | 0 | 0 | 0 | 0 | 0 | 0 | 0 | 0 | 0 | 0 | 0 | 0 | 0 | 0 | 0 | 0 | 0 | 0 | 0 | 0 | 0 | 0 | 0 | 0 | 0 | 0% | 0% | 0% | 0% | 0% | 0 | 0 | 0 | 0 | 0 | 0 | 0 | 0 | 0 | 0 | 0 | 0 | 0 | 0 | 0 | 0 | 0 | 0 | 0 | 0 | 0 | 0 | 0 | 0 | 0 | 0 | 0 | 0 | 0 | 0 | FALSE | 0% | 0% | 0% | 0% | 0% | 0% | FALSE | 0% | 0% | 0% | 0% | 0% | FALSE | 0% | 0% | 0% | 0% | 0% | 0% | 0% | 0% | N/A | N/A
| 851 | N/A | N/A | N/A | N/A | N/A | N/A | N/A | N/A | N/A | N/A | N/A | N/A | N/A | N/A | 0% | 0 | N/A | 0% | FALSE | N/A | N/A | N/A | N/A | N/A | FALSE | FALSE | TRUE | 0 | 0 | 0 | 0 | 0 | 0 | 0 | 0 | 0 | 0 | 0 | 0 | 0 | 0 | 0 | 0 | 0 | 0 | 0 | 0 | 0 | 0 | 0 | 0 | 0 | 0 | 0 | 0 | 0 | 0 | 0% | 0% | 0% | 0% | 0% | 0 | 0 | 0 | 0 | 0 | 0 | 0 | 0 | 0 | 0 | 0 | 0 | 0 | 0 | 0 | 0 | 0 | 0 | 0 | 0 | 0 | 0 | 0 | 0 | 0 | 0 | 0 | 0 | 0 | 0 | FALSE | 0% | 0% | 0% | 0% | 0% | 0% | FALSE | 0% | 0% | 0% | 0% | 0% | FALSE | 0% | 0% | 0% | 0% | 0% | 0% | 0% | 0% | N/A | N/A
| 852 | N/A | N/A | N/A | N/A | N/A | N/A | N/A | N/A | N/A | N/A | N/A | N/A | N/A | N/A | 0% | 0 | N/A | 0% | FALSE | N/A | N/A | N/A | N/A | N/A | FALSE | FALSE | TRUE | 0 | 0 | 0 | 0 | 0 | 0 | 0 | 0 | 0 | 0 | 0 | 0 | 0 | 0 | 0 | 0 | 0 | 0 | 0 | 0 | 0 | 0 | 0 | 0 | 0 | 0 | 0 | 0 | 0 | 0 | 0% | 0% | 0% | 0% | 0% | 0 | 0 | 0 | 0 | 0 | 0 | 0 | 0 | 0 | 0 | 0 | 0 | 0 | 0 | 0 | 0 | 0 | 0 | 0 | 0 | 0 | 0 | 0 | 0 | 0 | 0 | 0 | 0 | 0 | 0 | FALSE | 0% | 0% | 0% | 0% | 0% | 0% | FALSE | 0% | 0% | 0% | 0% | 0% | FALSE | 0% | 0% | 0% | 0% | 0% | 0% | 0% | 0% | N/A | N/A
| 853 | N/A | N/A | N/A | N/A | N/A | N/A | N/A | N/A | N/A | N/A | N/A | N/A | N/A | N/A | 0% | 0 | N/A | 0% | FALSE | N/A | N/A | N/A | N/A | N/A | FALSE | FALSE | TRUE | 0 | 0 | 0 | 0 | 0 | 0 | 0 | 0 | 0 | 0 | 0 | 0 | 0 | 0 | 0 | 0 | 0 | 0 | 0 | 0 | 0 | 0 | 0 | 0 | 0 | 0 | 0 | 0 | 0 | 0 | 0% | 0% | 0% | 0% | 0% | 0 | 0 | 0 | 0 | 0 | 0 | 0 | 0 | 0 | 0 | 0 | 0 | 0 | 0 | 0 | 0 | 0 | 0 | 0 | 0 | 0 | 0 | 0 | 0 | 0 | 0 | 0 | 0 | 0 | 0 | FALSE | 0% | 0% | 0% | 0% | 0% | 0% | FALSE | 0% | 0% | 0% | 0% | 0% | FALSE | 0% | 0% | 0% | 0% | 0% | 0% | 0% | 0% | N/A | N/A
| 854 | N/A | N/A | N/A | N/A | N/A | N/A | N/A | N/A | N/A | N/A | N/A | N/A | N/A | N/A | 0% | 0 | N/A | 0% | FALSE | N/A | N/A | N/A | N/A | N/A | FALSE | FALSE | TRUE | 0 | 0 | 0 | 0 | 0 | 0 | 0 | 0 | 0 | 0 | 0 | 0 | 0 | 0 | 0 | 0 | 0 | 0 | 0 | 0 | 0 | 0 | 0 | 0 | 0 | 0 | 0 | 0 | 0 | 0 | 0% | 0% | 0% | 0% | 0% | 0 | 0 | 0 | 0 | 0 | 0 | 0 | 0 | 0 | 0 | 0 | 0 | 0 | 0 | 0 | 0 | 0 | 0 | 0 | 0 | 0 | 0 | 0 | 0 | 0 | 0 | 0 | 0 | 0 | 0 | FALSE | 0% | 0% | 0% | 0% | 0% | 0% | FALSE | 0% | 0% | 0% | 0% | 0% | FALSE | 0% | 0% | 0% | 0% | 0% | 0% | 0% | 0% | N/A | N/A
| 855 | N/A | N/A | N/A | N/A | N/A | N/A | N/A | N/A | N/A | N/A | N/A | N/A | N/A | N/A | 0% | 0 | N/A | 0% | FALSE | N/A | N/A | N/A | N/A | N/A | FALSE | FALSE | TRUE | 0 | 0 | 0 | 0 | 0 | 0 | 0 | 0 | 0 | 0 | 0 | 0 | 0 | 0 | 0 | 0 | 0 | 0 | 0 | 0 | 0 | 0 | 0 | 0 | 0 | 0 | 0 | 0 | 0 | 0 | 0% | 0% | 0% | 0% | 0% | 0 | 0 | 0 | 0 | 0 | 0 | 0 | 0 | 0 | 0 | 0 | 0 | 0 | 0 | 0 | 0 | 0 | 0 | 0 | 0 | 0 | 0 | 0 | 0 | 0 | 0 | 0 | 0 | 0 | 0 | FALSE | 0% | 0% | 0% | 0% | 0% | 0% | FALSE | 0% | 0% | 0% | 0% | 0% | FALSE | 0% | 0% | 0% | 0% | 0% | 0% | 0% | 0% | N/A | N/A
| 856 | N/A | N/A | N/A | N/A | N/A | N/A | N/A | N/A | N/A | N/A | N/A | N/A | N/A | N/A | 0% | 0 | N/A | 0% | FALSE | N/A | N/A | N/A | N/A | N/A | FALSE | FALSE | TRUE | 0 | 0 | 0 | 0 | 0 | 0 | 0 | 0 | 0 | 0 | 0 | 0 | 0 | 0 | 0 | 0 | 0 | 0 | 0 | 0 | 0 | 0 | 0 | 0 | 0 | 0 | 0 | 0 | 0 | 0 | 0% | 0% | 0% | 0% | 0% | 0 | 0 | 0 | 0 | 0 | 0 | 0 | 0 | 0 | 0 | 0 | 0 | 0 | 0 | 0 | 0 | 0 | 0 | 0 | 0 | 0 | 0 | 0 | 0 | 0 | 0 | 0 | 0 | 0 | 0 | FALSE | 0% | 0% | 0% | 0% | 0% | 0% | FALSE | 0% | 0% | 0% | 0% | 0% | FALSE | 0% | 0% | 0% | 0% | 0% | 0% | 0% | 0% | N/A | N/A
| 857 | N/A | N/A | N/A | N/A | N/A | N/A | N/A | N/A | N/A | N/A | N/A | N/A | N/A | N/A | 0% | 0 | N/A | 0% | FALSE | N/A | N/A | N/A | N/A | N/A | FALSE | FALSE | TRUE | 0 | 0 | 0 | 0 | 0 | 0 | 0 | 0 | 0 | 0 | 0 | 0 | 0 | 0 | 0 | 0 | 0 | 0 | 0 | 0 | 0 | 0 | 0 | 0 | 0 | 0 | 0 | 0 | 0 | 0 | 0% | 0% | 0% | 0% | 0% | 0 | 0 | 0 | 0 | 0 | 0 | 0 | 0 | 0 | 0 | 0 | 0 | 0 | 0 | 0 | 0 | 0 | 0 | 0 | 0 | 0 | 0 | 0 | 0 | 0 | 0 | 0 | 0 | 0 | 0 | FALSE | 0% | 0% | 0% | 0% | 0% | 0% | FALSE | 0% | 0% | 0% | 0% | 0% | FALSE | 0% | 0% | 0% | 0% | 0% | 0% | 0% | 0% | N/A | N/A
| 858 | N/A | N/A | N/A | N/A | N/A | N/A | N/A | N/A | N/A | N/A | N/A | N/A | N/A | N/A | 0% | 0 | N/A | 0% | FALSE | N/A | N/A | N/A | N/A | N/A | FALSE | FALSE | TRUE | 0 | 0 | 0 | 0 | 0 | 0 | 0 | 0 | 0 | 0 | 0 | 0 | 0 | 0 | 0 | 0 | 0 | 0 | 0 | 0 | 0 | 0 | 0 | 0 | 0 | 0 | 0 | 0 | 0 | 0 | 0% | 0% | 0% | 0% | 0% | 0 | 0 | 0 | 0 | 0 | 0 | 0 | 0 | 0 | 0 | 0 | 0 | 0 | 0 | 0 | 0 | 0 | 0 | 0 | 0 | 0 | 0 | 0 | 0 | 0 | 0 | 0 | 0 | 0 | 0 | FALSE | 0% | 0% | 0% | 0% | 0% | 0% | FALSE | 0% | 0% | 0% | 0% | 0% | FALSE | 0% | 0% | 0% | 0% | 0% | 0% | 0% | 0% | N/A | N/A
| 859 | N/A | N/A | N/A | N/A | N/A | N/A | N/A | N/A | N/A | N/A | N/A | N/A | N/A | N/A | 0% | 0 | N/A | 0% | FALSE | N/A | N/A | N/A | N/A | N/A | FALSE | FALSE | TRUE | 0 | 0 | 0 | 0 | 0 | 0 | 0 | 0 | 0 | 0 | 0 | 0 | 0 | 0 | 0 | 0 | 0 | 0 | 0 | 0 | 0 | 0 | 0 | 0 | 0 | 0 | 0 | 0 | 0 | 0 | 0% | 0% | 0% | 0% | 0% | 0 | 0 | 0 | 0 | 0 | 0 | 0 | 0 | 0 | 0 | 0 | 0 | 0 | 0 | 0 | 0 | 0 | 0 | 0 | 0 | 0 | 0 | 0 | 0 | 0 | 0 | 0 | 0 | 0 | 0 | FALSE | 0% | 0% | 0% | 0% | 0% | 0% | FALSE | 0% | 0% | 0% | 0% | 0% | FALSE | 0% | 0% | 0% | 0% | 0% | 0% | 0% | 0% | N/A | N/A
| 860 | N/A | N/A | N/A | N/A | N/A | N/A | N/A | N/A | N/A | N/A | N/A | N/A | N/A | N/A | 0% | 0 | N/A | 0% | FALSE | N/A | N/A | N/A | N/A | N/A | FALSE | FALSE | TRUE | 0 | 0 | 0 | 0 | 0 | 0 | 0 | 0 | 0 | 0 | 0 | 0 | 0 | 0 | 0 | 0 | 0 | 0 | 0 | 0 | 0 | 0 | 0 | 0 | 0 | 0 | 0 | 0 | 0 | 0 | 0% | 0% | 0% | 0% | 0% | 0 | 0 | 0 | 0 | 0 | 0 | 0 | 0 | 0 | 0 | 0 | 0 | 0 | 0 | 0 | 0 | 0 | 0 | 0 | 0 | 0 | 0 | 0 | 0 | 0 | 0 | 0 | 0 | 0 | 0 | FALSE | 0% | 0% | 0% | 0% | 0% | 0% | FALSE | 0% | 0% | 0% | 0% | 0% | FALSE | 0% | 0% | 0% | 0% | 0% | 0% | 0% | 0% | N/A | N/A
| 861 | N/A | N/A | N/A | N/A | N/A | N/A | N/A | N/A | N/A | N/A | N/A | N/A | N/A | N/A | 0% | 0 | N/A | 0% | FALSE | N/A | N/A | N/A | N/A | N/A | FALSE | FALSE | TRUE | 0 | 0 | 0 | 0 | 0 | 0 | 0 | 0 | 0 | 0 | 0 | 0 | 0 | 0 | 0 | 0 | 0 | 0 | 0 | 0 | 0 | 0 | 0 | 0 | 0 | 0 | 0 | 0 | 0 | 0 | 0% | 0% | 0% | 0% | 0% | 0 | 0 | 0 | 0 | 0 | 0 | 0 | 0 | 0 | 0 | 0 | 0 | 0 | 0 | 0 | 0 | 0 | 0 | 0 | 0 | 0 | 0 | 0 | 0 | 0 | 0 | 0 | 0 | 0 | 0 | FALSE | 0% | 0% | 0% | 0% | 0% | 0% | FALSE | 0% | 0% | 0% | 0% | 0% | FALSE | 0% | 0% | 0% | 0% | 0% | 0% | 0% | 0% | N/A | N/A
| 862 | N/A | N/A | N/A | N/A | N/A | N/A | N/A | N/A | N/A | N/A | N/A | N/A | N/A | N/A | 0% | 0 | N/A | 0% | FALSE | N/A | N/A | N/A | N/A | N/A | FALSE | FALSE | TRUE | 0 | 0 | 0 | 0 | 0 | 0 | 0 | 0 | 0 | 0 | 0 | 0 | 0 | 0 | 0 | 0 | 0 | 0 | 0 | 0 | 0 | 0 | 0 | 0 | 0 | 0 | 0 | 0 | 0 | 0 | 0% | 0% | 0% | 0% | 0% | 0 | 0 | 0 | 0 | 0 | 0 | 0 | 0 | 0 | 0 | 0 | 0 | 0 | 0 | 0 | 0 | 0 | 0 | 0 | 0 | 0 | 0 | 0 | 0 | 0 | 0 | 0 | 0 | 0 | 0 | FALSE | 0% | 0% | 0% | 0% | 0% | 0% | FALSE | 0% | 0% | 0% | 0% | 0% | FALSE | 0% | 0% | 0% | 0% | 0% | 0% | 0% | 0% | N/A | N/A
| 863 | N/A | N/A | N/A | N/A | N/A | N/A | N/A | N/A | N/A | N/A | N/A | N/A | N/A | N/A | 0% | 0 | N/A | 0% | FALSE | N/A | N/A | N/A | N/A | N/A | FALSE | FALSE | TRUE | 0 | 0 | 0 | 0 | 0 | 0 | 0 | 0 | 0 | 0 | 0 | 0 | 0 | 0 | 0 | 0 | 0 | 0 | 0 | 0 | 0 | 0 | 0 | 0 | 0 | 0 | 0 | 0 | 0 | 0 | 0% | 0% | 0% | 0% | 0% | 0 | 0 | 0 | 0 | 0 | 0 | 0 | 0 | 0 | 0 | 0 | 0 | 0 | 0 | 0 | 0 | 0 | 0 | 0 | 0 | 0 | 0 | 0 | 0 | 0 | 0 | 0 | 0 | 0 | 0 | FALSE | 0% | 0% | 0% | 0% | 0% | 0% | FALSE | 0% | 0% | 0% | 0% | 0% | FALSE | 0% | 0% | 0% | 0% | 0% | 0% | 0% | 0% | N/A | N/A
| 864 | N/A | N/A | N/A | N/A | N/A | N/A | N/A | N/A | N/A | N/A | N/A | N/A | N/A | N/A | 0% | 0 | N/A | 0% | FALSE | N/A | N/A | N/A | N/A | N/A | FALSE | FALSE | TRUE | 0 | 0 | 0 | 0 | 0 | 0 | 0 | 0 | 0 | 0 | 0 | 0 | 0 | 0 | 0 | 0 | 0 | 0 | 0 | 0 | 0 | 0 | 0 | 0 | 0 | 0 | 0 | 0 | 0 | 0 | 0% | 0% | 0% | 0% | 0% | 0 | 0 | 0 | 0 | 0 | 0 | 0 | 0 | 0 | 0 | 0 | 0 | 0 | 0 | 0 | 0 | 0 | 0 | 0 | 0 | 0 | 0 | 0 | 0 | 0 | 0 | 0 | 0 | 0 | 0 | FALSE | 0% | 0% | 0% | 0% | 0% | 0% | FALSE | 0% | 0% | 0% | 0% | 0% | FALSE | 0% | 0% | 0% | 0% | 0% | 0% | 0% | 0% | N/A | N/A
| 865 | N/A | N/A | N/A | N/A | N/A | N/A | N/A | N/A | N/A | N/A | N/A | N/A | N/A | N/A | 0% | 0 | N/A | 0% | FALSE | N/A | N/A | N/A | N/A | N/A | FALSE | FALSE | TRUE | 0 | 0 | 0 | 0 | 0 | 0 | 0 | 0 | 0 | 0 | 0 | 0 | 0 | 0 | 0 | 0 | 0 | 0 | 0 | 0 | 0 | 0 | 0 | 0 | 0 | 0 | 0 | 0 | 0 | 0 | 0% | 0% | 0% | 0% | 0% | 0 | 0 | 0 | 0 | 0 | 0 | 0 | 0 | 0 | 0 | 0 | 0 | 0 | 0 | 0 | 0 | 0 | 0 | 0 | 0 | 0 | 0 | 0 | 0 | 0 | 0 | 0 | 0 | 0 | 0 | FALSE | 0% | 0% | 0% | 0% | 0% | 0% | FALSE | 0% | 0% | 0% | 0% | 0% | FALSE | 0% | 0% | 0% | 0% | 0% | 0% | 0% | 0% | N/A | N/A
| 866 | N/A | N/A | N/A | N/A | N/A | N/A | N/A | N/A | N/A | N/A | N/A | N/A | N/A | N/A | 0% | 0 | N/A | 0% | FALSE | N/A | N/A | N/A | N/A | N/A | FALSE | FALSE | TRUE | 0 | 0 | 0 | 0 | 0 | 0 | 0 | 0 | 0 | 0 | 0 | 0 | 0 | 0 | 0 | 0 | 0 | 0 | 0 | 0 | 0 | 0 | 0 | 0 | 0 | 0 | 0 | 0 | 0 | 0 | 0% | 0% | 0% | 0% | 0% | 0 | 0 | 0 | 0 | 0 | 0 | 0 | 0 | 0 | 0 | 0 | 0 | 0 | 0 | 0 | 0 | 0 | 0 | 0 | 0 | 0 | 0 | 0 | 0 | 0 | 0 | 0 | 0 | 0 | 0 | FALSE | 0% | 0% | 0% | 0% | 0% | 0% | FALSE | 0% | 0% | 0% | 0% | 0% | FALSE | 0% | 0% | 0% | 0% | 0% | 0% | 0% | 0% | N/A | N/A
| 867 | N/A | N/A | N/A | N/A | N/A | N/A | N/A | N/A | N/A | N/A | N/A | N/A | N/A | N/A | 0% | 0 | N/A | 0% | FALSE | N/A | N/A | N/A | N/A | N/A | FALSE | FALSE | TRUE | 0 | 0 | 0 | 0 | 0 | 0 | 0 | 0 | 0 | 0 | 0 | 0 | 0 | 0 | 0 | 0 | 0 | 0 | 0 | 0 | 0 | 0 | 0 | 0 | 0 | 0 | 0 | 0 | 0 | 0 | 0% | 0% | 0% | 0% | 0% | 0 | 0 | 0 | 0 | 0 | 0 | 0 | 0 | 0 | 0 | 0 | 0 | 0 | 0 | 0 | 0 | 0 | 0 | 0 | 0 | 0 | 0 | 0 | 0 | 0 | 0 | 0 | 0 | 0 | 0 | FALSE | 0% | 0% | 0% | 0% | 0% | 0% | FALSE | 0% | 0% | 0% | 0% | 0% | FALSE | 0% | 0% | 0% | 0% | 0% | 0% | 0% | 0% | N/A | N/A
| 868 | N/A | N/A | N/A | N/A | N/A | N/A | N/A | N/A | N/A | N/A | N/A | N/A | N/A | N/A | 0% | 0 | N/A | 0% | FALSE | N/A | N/A | N/A | N/A | N/A | FALSE | FALSE | TRUE | 0 | 0 | 0 | 0 | 0 | 0 | 0 | 0 | 0 | 0 | 0 | 0 | 0 | 0 | 0 | 0 | 0 | 0 | 0 | 0 | 0 | 0 | 0 | 0 | 0 | 0 | 0 | 0 | 0 | 0 | 0% | 0% | 0% | 0% | 0% | 0 | 0 | 0 | 0 | 0 | 0 | 0 | 0 | 0 | 0 | 0 | 0 | 0 | 0 | 0 | 0 | 0 | 0 | 0 | 0 | 0 | 0 | 0 | 0 | 0 | 0 | 0 | 0 | 0 | 0 | FALSE | 0% | 0% | 0% | 0% | 0% | 0% | FALSE | 0% | 0% | 0% | 0% | 0% | FALSE | 0% | 0% | 0% | 0% | 0% | 0% | 0% | 0% | N/A | N/A
| 869 | N/A | N/A | N/A | N/A | N/A | N/A | N/A | N/A | N/A | N/A | N/A | N/A | N/A | N/A | 0% | 0 | N/A | 0% | FALSE | N/A | N/A | N/A | N/A | N/A | FALSE | FALSE | TRUE | 0 | 0 | 0 | 0 | 0 | 0 | 0 | 0 | 0 | 0 | 0 | 0 | 0 | 0 | 0 | 0 | 0 | 0 | 0 | 0 | 0 | 0 | 0 | 0 | 0 | 0 | 0 | 0 | 0 | 0 | 0% | 0% | 0% | 0% | 0% | 0 | 0 | 0 | 0 | 0 | 0 | 0 | 0 | 0 | 0 | 0 | 0 | 0 | 0 | 0 | 0 | 0 | 0 | 0 | 0 | 0 | 0 | 0 | 0 | 0 | 0 | 0 | 0 | 0 | 0 | FALSE | 0% | 0% | 0% | 0% | 0% | 0% | FALSE | 0% | 0% | 0% | 0% | 0% | FALSE | 0% | 0% | 0% | 0% | 0% | 0% | 0% | 0% | N/A | N/A
| 870 | N/A | N/A | N/A | N/A | N/A | N/A | N/A | N/A | N/A | N/A | N/A | N/A | N/A | N/A | 0% | 0 | N/A | 0% | FALSE | N/A | N/A | N/A | N/A | N/A | FALSE | FALSE | TRUE | 0 | 0 | 0 | 0 | 0 | 0 | 0 | 0 | 0 | 0 | 0 | 0 | 0 | 0 | 0 | 0 | 0 | 0 | 0 | 0 | 0 | 0 | 0 | 0 | 0 | 0 | 0 | 0 | 0 | 0 | 0% | 0% | 0% | 0% | 0% | 0 | 0 | 0 | 0 | 0 | 0 | 0 | 0 | 0 | 0 | 0 | 0 | 0 | 0 | 0 | 0 | 0 | 0 | 0 | 0 | 0 | 0 | 0 | 0 | 0 | 0 | 0 | 0 | 0 | 0 | FALSE | 0% | 0% | 0% | 0% | 0% | 0% | FALSE | 0% | 0% | 0% | 0% | 0% | FALSE | 0% | 0% | 0% | 0% | 0% | 0% | 0% | 0% | N/A | N/A
| 871 | N/A | N/A | N/A | N/A | N/A | N/A | N/A | N/A | N/A | N/A | N/A | N/A | N/A | N/A | 0% | 0 | N/A | 0% | FALSE | N/A | N/A | N/A | N/A | N/A | FALSE | FALSE | TRUE | 0 | 0 | 0 | 0 | 0 | 0 | 0 | 0 | 0 | 0 | 0 | 0 | 0 | 0 | 0 | 0 | 0 | 0 | 0 | 0 | 0 | 0 | 0 | 0 | 0 | 0 | 0 | 0 | 0 | 0 | 0% | 0% | 0% | 0% | 0% | 0 | 0 | 0 | 0 | 0 | 0 | 0 | 0 | 0 | 0 | 0 | 0 | 0 | 0 | 0 | 0 | 0 | 0 | 0 | 0 | 0 | 0 | 0 | 0 | 0 | 0 | 0 | 0 | 0 | 0 | FALSE | 0% | 0% | 0% | 0% | 0% | 0% | FALSE | 0% | 0% | 0% | 0% | 0% | FALSE | 0% | 0% | 0% | 0% | 0% | 0% | 0% | 0% | N/A | N/A
| 872 | N/A | N/A | N/A | N/A | N/A | N/A | N/A | N/A | N/A | N/A | N/A | N/A | N/A | N/A | 0% | 0 | N/A | 0% | FALSE | N/A | N/A | N/A | N/A | N/A | FALSE | FALSE | TRUE | 0 | 0 | 0 | 0 | 0 | 0 | 0 | 0 | 0 | 0 | 0 | 0 | 0 | 0 | 0 | 0 | 0 | 0 | 0 | 0 | 0 | 0 | 0 | 0 | 0 | 0 | 0 | 0 | 0 | 0 | 0% | 0% | 0% | 0% | 0% | 0 | 0 | 0 | 0 | 0 | 0 | 0 | 0 | 0 | 0 | 0 | 0 | 0 | 0 | 0 | 0 | 0 | 0 | 0 | 0 | 0 | 0 | 0 | 0 | 0 | 0 | 0 | 0 | 0 | 0 | FALSE | 0% | 0% | 0% | 0% | 0% | 0% | FALSE | 0% | 0% | 0% | 0% | 0% | FALSE | 0% | 0% | 0% | 0% | 0% | 0% | 0% | 0% | N/A | N/A
| 873 | N/A | N/A | N/A | N/A | N/A | N/A | N/A | N/A | N/A | N/A | N/A | N/A | N/A | N/A | 0% | 0 | N/A | 0% | FALSE | N/A | N/A | N/A | N/A | N/A | FALSE | FALSE | TRUE | 0 | 0 | 0 | 0 | 0 | 0 | 0 | 0 | 0 | 0 | 0 | 0 | 0 | 0 | 0 | 0 | 0 | 0 | 0 | 0 | 0 | 0 | 0 | 0 | 0 | 0 | 0 | 0 | 0 | 0 | 0% | 0% | 0% | 0% | 0% | 0 | 0 | 0 | 0 | 0 | 0 | 0 | 0 | 0 | 0 | 0 | 0 | 0 | 0 | 0 | 0 | 0 | 0 | 0 | 0 | 0 | 0 | 0 | 0 | 0 | 0 | 0 | 0 | 0 | 0 | FALSE | 0% | 0% | 0% | 0% | 0% | 0% | FALSE | 0% | 0% | 0% | 0% | 0% | FALSE | 0% | 0% | 0% | 0% | 0% | 0% | 0% | 0% | N/A | N/A
| 874 | N/A | N/A | N/A | N/A | N/A | N/A | N/A | N/A | N/A | N/A | N/A | N/A | N/A | N/A | 0% | 0 | N/A | 0% | FALSE | N/A | N/A | N/A | N/A | N/A | FALSE | FALSE | TRUE | 0 | 0 | 0 | 0 | 0 | 0 | 0 | 0 | 0 | 0 | 0 | 0 | 0 | 0 | 0 | 0 | 0 | 0 | 0 | 0 | 0 | 0 | 0 | 0 | 0 | 0 | 0 | 0 | 0 | 0 | 0% | 0% | 0% | 0% | 0% | 0 | 0 | 0 | 0 | 0 | 0 | 0 | 0 | 0 | 0 | 0 | 0 | 0 | 0 | 0 | 0 | 0 | 0 | 0 | 0 | 0 | 0 | 0 | 0 | 0 | 0 | 0 | 0 | 0 | 0 | FALSE | 0% | 0% | 0% | 0% | 0% | 0% | FALSE | 0% | 0% | 0% | 0% | 0% | FALSE | 0% | 0% | 0% | 0% | 0% | 0% | 0% | 0% | N/A | N/A
| 875 | N/A | N/A | N/A | N/A | N/A | N/A | N/A | N/A | N/A | N/A | N/A | N/A | N/A | N/A | 0% | 0 | N/A | 0% | FALSE | N/A | N/A | N/A | N/A | N/A | FALSE | FALSE | TRUE | 0 | 0 | 0 | 0 | 0 | 0 | 0 | 0 | 0 | 0 | 0 | 0 | 0 | 0 | 0 | 0 | 0 | 0 | 0 | 0 | 0 | 0 | 0 | 0 | 0 | 0 | 0 | 0 | 0 | 0 | 0% | 0% | 0% | 0% | 0% | 0 | 0 | 0 | 0 | 0 | 0 | 0 | 0 | 0 | 0 | 0 | 0 | 0 | 0 | 0 | 0 | 0 | 0 | 0 | 0 | 0 | 0 | 0 | 0 | 0 | 0 | 0 | 0 | 0 | 0 | FALSE | 0% | 0% | 0% | 0% | 0% | 0% | FALSE | 0% | 0% | 0% | 0% | 0% | FALSE | 0% | 0% | 0% | 0% | 0% | 0% | 0% | 0% | N/A | N/A
| 876 | N/A | N/A | N/A | N/A | N/A | N/A | N/A | N/A | N/A | N/A | N/A | N/A | N/A | N/A | 0% | 0 | N/A | 0% | FALSE | N/A | N/A | N/A | N/A | N/A | FALSE | FALSE | TRUE | 0 | 0 | 0 | 0 | 0 | 0 | 0 | 0 | 0 | 0 | 0 | 0 | 0 | 0 | 0 | 0 | 0 | 0 | 0 | 0 | 0 | 0 | 0 | 0 | 0 | 0 | 0 | 0 | 0 | 0 | 0% | 0% | 0% | 0% | 0% | 0 | 0 | 0 | 0 | 0 | 0 | 0 | 0 | 0 | 0 | 0 | 0 | 0 | 0 | 0 | 0 | 0 | 0 | 0 | 0 | 0 | 0 | 0 | 0 | 0 | 0 | 0 | 0 | 0 | 0 | FALSE | 0% | 0% | 0% | 0% | 0% | 0% | FALSE | 0% | 0% | 0% | 0% | 0% | FALSE | 0% | 0% | 0% | 0% | 0% | 0% | 0% | 0% | N/A | N/A
| 877 | N/A | N/A | N/A | N/A | N/A | N/A | N/A | N/A | N/A | N/A | N/A | N/A | N/A | N/A | 0% | 0 | N/A | 0% | FALSE | N/A | N/A | N/A | N/A | N/A | FALSE | FALSE | TRUE | 0 | 0 | 0 | 0 | 0 | 0 | 0 | 0 | 0 | 0 | 0 | 0 | 0 | 0 | 0 | 0 | 0 | 0 | 0 | 0 | 0 | 0 | 0 | 0 | 0 | 0 | 0 | 0 | 0 | 0 | 0% | 0% | 0% | 0% | 0% | 0 | 0 | 0 | 0 | 0 | 0 | 0 | 0 | 0 | 0 | 0 | 0 | 0 | 0 | 0 | 0 | 0 | 0 | 0 | 0 | 0 | 0 | 0 | 0 | 0 | 0 | 0 | 0 | 0 | 0 | FALSE | 0% | 0% | 0% | 0% | 0% | 0% | FALSE | 0% | 0% | 0% | 0% | 0% | FALSE | 0% | 0% | 0% | 0% | 0% | 0% | 0% | 0% | N/A | N/A
| 878 | N/A | N/A | N/A | N/A | N/A | N/A | N/A | N/A | N/A | N/A | N/A | N/A | N/A | N/A | 0% | 0 | N/A | 0% | FALSE | N/A | N/A | N/A | N/A | N/A | FALSE | FALSE | TRUE | 0 | 0 | 0 | 0 | 0 | 0 | 0 | 0 | 0 | 0 | 0 | 0 | 0 | 0 | 0 | 0 | 0 | 0 | 0 | 0 | 0 | 0 | 0 | 0 | 0 | 0 | 0 | 0 | 0 | 0 | 0% | 0% | 0% | 0% | 0% | 0 | 0 | 0 | 0 | 0 | 0 | 0 | 0 | 0 | 0 | 0 | 0 | 0 | 0 | 0 | 0 | 0 | 0 | 0 | 0 | 0 | 0 | 0 | 0 | 0 | 0 | 0 | 0 | 0 | 0 | FALSE | 0% | 0% | 0% | 0% | 0% | 0% | FALSE | 0% | 0% | 0% | 0% | 0% | FALSE | 0% | 0% | 0% | 0% | 0% | 0% | 0% | 0% | N/A | N/A
| 879 | N/A | N/A | N/A | N/A | N/A | N/A | N/A | N/A | N/A | N/A | N/A | N/A | N/A | N/A | 0% | 0 | N/A | 0% | FALSE | N/A | N/A | N/A | N/A | N/A | FALSE | FALSE | TRUE | 0 | 0 | 0 | 0 | 0 | 0 | 0 | 0 | 0 | 0 | 0 | 0 | 0 | 0 | 0 | 0 | 0 | 0 | 0 | 0 | 0 | 0 | 0 | 0 | 0 | 0 | 0 | 0 | 0 | 0 | 0% | 0% | 0% | 0% | 0% | 0 | 0 | 0 | 0 | 0 | 0 | 0 | 0 | 0 | 0 | 0 | 0 | 0 | 0 | 0 | 0 | 0 | 0 | 0 | 0 | 0 | 0 | 0 | 0 | 0 | 0 | 0 | 0 | 0 | 0 | FALSE | 0% | 0% | 0% | 0% | 0% | 0% | FALSE | 0% | 0% | 0% | 0% | 0% | FALSE | 0% | 0% | 0% | 0% | 0% | 0% | 0% | 0% | N/A | N/A
| 880 | N/A | N/A | N/A | N/A | N/A | N/A | N/A | N/A | N/A | N/A | N/A | N/A | N/A | N/A | 0% | 0 | N/A | 0% | FALSE | N/A | N/A | N/A | N/A | N/A | FALSE | FALSE | TRUE | 0 | 0 | 0 | 0 | 0 | 0 | 0 | 0 | 0 | 0 | 0 | 0 | 0 | 0 | 0 | 0 | 0 | 0 | 0 | 0 | 0 | 0 | 0 | 0 | 0 | 0 | 0 | 0 | 0 | 0 | 0% | 0% | 0% | 0% | 0% | 0 | 0 | 0 | 0 | 0 | 0 | 0 | 0 | 0 | 0 | 0 | 0 | 0 | 0 | 0 | 0 | 0 | 0 | 0 | 0 | 0 | 0 | 0 | 0 | 0 | 0 | 0 | 0 | 0 | 0 | FALSE | 0% | 0% | 0% | 0% | 0% | 0% | FALSE | 0% | 0% | 0% | 0% | 0% | FALSE | 0% | 0% | 0% | 0% | 0% | 0% | 0% | 0% | N/A | N/A
| 881 | N/A | N/A | N/A | N/A | N/A | N/A | N/A | N/A | N/A | N/A | N/A | N/A | N/A | N/A | 0% | 0 | N/A | 0% | FALSE | N/A | N/A | N/A | N/A | N/A | FALSE | FALSE | TRUE | 0 | 0 | 0 | 0 | 0 | 0 | 0 | 0 | 0 | 0 | 0 | 0 | 0 | 0 | 0 | 0 | 0 | 0 | 0 | 0 | 0 | 0 | 0 | 0 | 0 | 0 | 0 | 0 | 0 | 0 | 0% | 0% | 0% | 0% | 0% | 0 | 0 | 0 | 0 | 0 | 0 | 0 | 0 | 0 | 0 | 0 | 0 | 0 | 0 | 0 | 0 | 0 | 0 | 0 | 0 | 0 | 0 | 0 | 0 | 0 | 0 | 0 | 0 | 0 | 0 | FALSE | 0% | 0% | 0% | 0% | 0% | 0% | FALSE | 0% | 0% | 0% | 0% | 0% | FALSE | 0% | 0% | 0% | 0% | 0% | 0% | 0% | 0% | N/A | N/A
| 882 | N/A | N/A | N/A | N/A | N/A | N/A | N/A | N/A | N/A | N/A | N/A | N/A | N/A | N/A | 0% | 0 | N/A | 0% | FALSE | N/A | N/A | N/A | N/A | N/A | FALSE | FALSE | TRUE | 0 | 0 | 0 | 0 | 0 | 0 | 0 | 0 | 0 | 0 | 0 | 0 | 0 | 0 | 0 | 0 | 0 | 0 | 0 | 0 | 0 | 0 | 0 | 0 | 0 | 0 | 0 | 0 | 0 | 0 | 0% | 0% | 0% | 0% | 0% | 0 | 0 | 0 | 0 | 0 | 0 | 0 | 0 | 0 | 0 | 0 | 0 | 0 | 0 | 0 | 0 | 0 | 0 | 0 | 0 | 0 | 0 | 0 | 0 | 0 | 0 | 0 | 0 | 0 | 0 | FALSE | 0% | 0% | 0% | 0% | 0% | 0% | FALSE | 0% | 0% | 0% | 0% | 0% | FALSE | 0% | 0% | 0% | 0% | 0% | 0% | 0% | 0% | N/A | N/A
| 883 | N/A | N/A | N/A | N/A | N/A | N/A | N/A | N/A | N/A | N/A | N/A | N/A | N/A | N/A | 0% | 0 | N/A | 0% | FALSE | N/A | N/A | N/A | N/A | N/A | FALSE | FALSE | TRUE | 0 | 0 | 0 | 0 | 0 | 0 | 0 | 0 | 0 | 0 | 0 | 0 | 0 | 0 | 0 | 0 | 0 | 0 | 0 | 0 | 0 | 0 | 0 | 0 | 0 | 0 | 0 | 0 | 0 | 0 | 0% | 0% | 0% | 0% | 0% | 0 | 0 | 0 | 0 | 0 | 0 | 0 | 0 | 0 | 0 | 0 | 0 | 0 | 0 | 0 | 0 | 0 | 0 | 0 | 0 | 0 | 0 | 0 | 0 | 0 | 0 | 0 | 0 | 0 | 0 | FALSE | 0% | 0% | 0% | 0% | 0% | 0% | FALSE | 0% | 0% | 0% | 0% | 0% | FALSE | 0% | 0% | 0% | 0% | 0% | 0% | 0% | 0% | N/A | N/A
| 884 | N/A | N/A | N/A | N/A | N/A | N/A | N/A | N/A | N/A | N/A | N/A | N/A | N/A | N/A | 0% | 0 | N/A | 0% | FALSE | N/A | N/A | N/A | N/A | N/A | FALSE | FALSE | TRUE | 0 | 0 | 0 | 0 | 0 | 0 | 0 | 0 | 0 | 0 | 0 | 0 | 0 | 0 | 0 | 0 | 0 | 0 | 0 | 0 | 0 | 0 | 0 | 0 | 0 | 0 | 0 | 0 | 0 | 0 | 0% | 0% | 0% | 0% | 0% | 0 | 0 | 0 | 0 | 0 | 0 | 0 | 0 | 0 | 0 | 0 | 0 | 0 | 0 | 0 | 0 | 0 | 0 | 0 | 0 | 0 | 0 | 0 | 0 | 0 | 0 | 0 | 0 | 0 | 0 | FALSE | 0% | 0% | 0% | 0% | 0% | 0% | FALSE | 0% | 0% | 0% | 0% | 0% | FALSE | 0% | 0% | 0% | 0% | 0% | 0% | 0% | 0% | N/A | N/A
| 885 | N/A | N/A | N/A | N/A | N/A | N/A | N/A | N/A | N/A | N/A | N/A | N/A | N/A | N/A | 0% | 0 | N/A | 0% | FALSE | N/A | N/A | N/A | N/A | N/A | FALSE | FALSE | TRUE | 0 | 0 | 0 | 0 | 0 | 0 | 0 | 0 | 0 | 0 | 0 | 0 | 0 | 0 | 0 | 0 | 0 | 0 | 0 | 0 | 0 | 0 | 0 | 0 | 0 | 0 | 0 | 0 | 0 | 0 | 0% | 0% | 0% | 0% | 0% | 0 | 0 | 0 | 0 | 0 | 0 | 0 | 0 | 0 | 0 | 0 | 0 | 0 | 0 | 0 | 0 | 0 | 0 | 0 | 0 | 0 | 0 | 0 | 0 | 0 | 0 | 0 | 0 | 0 | 0 | FALSE | 0% | 0% | 0% | 0% | 0% | 0% | FALSE | 0% | 0% | 0% | 0% | 0% | FALSE | 0% | 0% | 0% | 0% | 0% | 0% | 0% | 0% | N/A | N/A
| 886 | N/A | N/A | N/A | N/A | N/A | N/A | N/A | N/A | N/A | N/A | N/A | N/A | N/A | N/A | 0% | 0 | N/A | 0% | FALSE | N/A | N/A | N/A | N/A | N/A | FALSE | FALSE | TRUE | 0 | 0 | 0 | 0 | 0 | 0 | 0 | 0 | 0 | 0 | 0 | 0 | 0 | 0 | 0 | 0 | 0 | 0 | 0 | 0 | 0 | 0 | 0 | 0 | 0 | 0 | 0 | 0 | 0 | 0 | 0% | 0% | 0% | 0% | 0% | 0 | 0 | 0 | 0 | 0 | 0 | 0 | 0 | 0 | 0 | 0 | 0 | 0 | 0 | 0 | 0 | 0 | 0 | 0 | 0 | 0 | 0 | 0 | 0 | 0 | 0 | 0 | 0 | 0 | 0 | FALSE | 0% | 0% | 0% | 0% | 0% | 0% | FALSE | 0% | 0% | 0% | 0% | 0% | FALSE | 0% | 0% | 0% | 0% | 0% | 0% | 0% | 0% | N/A | N/A
| 887 | N/A | N/A | N/A | N/A | N/A | N/A | N/A | N/A | N/A | N/A | N/A | N/A | N/A | N/A | 0% | 0 | N/A | 0% | FALSE | N/A | N/A | N/A | N/A | N/A | FALSE | FALSE | TRUE | 0 | 0 | 0 | 0 | 0 | 0 | 0 | 0 | 0 | 0 | 0 | 0 | 0 | 0 | 0 | 0 | 0 | 0 | 0 | 0 | 0 | 0 | 0 | 0 | 0 | 0 | 0 | 0 | 0 | 0 | 0% | 0% | 0% | 0% | 0% | 0 | 0 | 0 | 0 | 0 | 0 | 0 | 0 | 0 | 0 | 0 | 0 | 0 | 0 | 0 | 0 | 0 | 0 | 0 | 0 | 0 | 0 | 0 | 0 | 0 | 0 | 0 | 0 | 0 | 0 | FALSE | 0% | 0% | 0% | 0% | 0% | 0% | FALSE | 0% | 0% | 0% | 0% | 0% | FALSE | 0% | 0% | 0% | 0% | 0% | 0% | 0% | 0% | N/A | N/A
| 888 | N/A | N/A | N/A | N/A | N/A | N/A | N/A | N/A | N/A | N/A | N/A | N/A | N/A | N/A | 0% | 0 | N/A | 0% | FALSE | N/A | N/A | N/A | N/A | N/A | FALSE | FALSE | TRUE | 0 | 0 | 0 | 0 | 0 | 0 | 0 | 0 | 0 | 0 | 0 | 0 | 0 | 0 | 0 | 0 | 0 | 0 | 0 | 0 | 0 | 0 | 0 | 0 | 0 | 0 | 0 | 0 | 0 | 0 | 0% | 0% | 0% | 0% | 0% | 0 | 0 | 0 | 0 | 0 | 0 | 0 | 0 | 0 | 0 | 0 | 0 | 0 | 0 | 0 | 0 | 0 | 0 | 0 | 0 | 0 | 0 | 0 | 0 | 0 | 0 | 0 | 0 | 0 | 0 | FALSE | 0% | 0% | 0% | 0% | 0% | 0% | FALSE | 0% | 0% | 0% | 0% | 0% | FALSE | 0% | 0% | 0% | 0% | 0% | 0% | 0% | 0% | N/A | N/A
| 889 | N/A | N/A | N/A | N/A | N/A | N/A | N/A | N/A | N/A | N/A | N/A | N/A | N/A | N/A | 0% | 0 | N/A | 0% | FALSE | N/A | N/A | N/A | N/A | N/A | FALSE | FALSE | TRUE | 0 | 0 | 0 | 0 | 0 | 0 | 0 | 0 | 0 | 0 | 0 | 0 | 0 | 0 | 0 | 0 | 0 | 0 | 0 | 0 | 0 | 0 | 0 | 0 | 0 | 0 | 0 | 0 | 0 | 0 | 0% | 0% | 0% | 0% | 0% | 0 | 0 | 0 | 0 | 0 | 0 | 0 | 0 | 0 | 0 | 0 | 0 | 0 | 0 | 0 | 0 | 0 | 0 | 0 | 0 | 0 | 0 | 0 | 0 | 0 | 0 | 0 | 0 | 0 | 0 | FALSE | 0% | 0% | 0% | 0% | 0% | 0% | FALSE | 0% | 0% | 0% | 0% | 0% | FALSE | 0% | 0% | 0% | 0% | 0% | 0% | 0% | 0% | N/A | N/A
| 890 | N/A | N/A | N/A | N/A | N/A | N/A | N/A | N/A | N/A | N/A | N/A | N/A | N/A | N/A | 0% | 0 | N/A | 0% | FALSE | N/A | N/A | N/A | N/A | N/A | FALSE | FALSE | TRUE | 0 | 0 | 0 | 0 | 0 | 0 | 0 | 0 | 0 | 0 | 0 | 0 | 0 | 0 | 0 | 0 | 0 | 0 | 0 | 0 | 0 | 0 | 0 | 0 | 0 | 0 | 0 | 0 | 0 | 0 | 0% | 0% | 0% | 0% | 0% | 0 | 0 | 0 | 0 | 0 | 0 | 0 | 0 | 0 | 0 | 0 | 0 | 0 | 0 | 0 | 0 | 0 | 0 | 0 | 0 | 0 | 0 | 0 | 0 | 0 | 0 | 0 | 0 | 0 | 0 | FALSE | 0% | 0% | 0% | 0% | 0% | 0% | FALSE | 0% | 0% | 0% | 0% | 0% | FALSE | 0% | 0% | 0% | 0% | 0% | 0% | 0% | 0% | N/A | N/A
| 891 | N/A | N/A | N/A | N/A | N/A | N/A | N/A | N/A | N/A | N/A | N/A | N/A | N/A | N/A | 0% | 0 | N/A | 0% | FALSE | N/A | N/A | N/A | N/A | N/A | FALSE | FALSE | TRUE | 0 | 0 | 0 | 0 | 0 | 0 | 0 | 0 | 0 | 0 | 0 | 0 | 0 | 0 | 0 | 0 | 0 | 0 | 0 | 0 | 0 | 0 | 0 | 0 | 0 | 0 | 0 | 0 | 0 | 0 | 0% | 0% | 0% | 0% | 0% | 0 | 0 | 0 | 0 | 0 | 0 | 0 | 0 | 0 | 0 | 0 | 0 | 0 | 0 | 0 | 0 | 0 | 0 | 0 | 0 | 0 | 0 | 0 | 0 | 0 | 0 | 0 | 0 | 0 | 0 | FALSE | 0% | 0% | 0% | 0% | 0% | 0% | FALSE | 0% | 0% | 0% | 0% | 0% | FALSE | 0% | 0% | 0% | 0% | 0% | 0% | 0% | 0% | N/A | N/A
| 892 | N/A | N/A | N/A | N/A | N/A | N/A | N/A | N/A | N/A | N/A | N/A | N/A | N/A | N/A | 0% | 0 | N/A | 0% | FALSE | N/A | N/A | N/A | N/A | N/A | FALSE | FALSE | TRUE | 0 | 0 | 0 | 0 | 0 | 0 | 0 | 0 | 0 | 0 | 0 | 0 | 0 | 0 | 0 | 0 | 0 | 0 | 0 | 0 | 0 | 0 | 0 | 0 | 0 | 0 | 0 | 0 | 0 | 0 | 0% | 0% | 0% | 0% | 0% | 0 | 0 | 0 | 0 | 0 | 0 | 0 | 0 | 0 | 0 | 0 | 0 | 0 | 0 | 0 | 0 | 0 | 0 | 0 | 0 | 0 | 0 | 0 | 0 | 0 | 0 | 0 | 0 | 0 | 0 | FALSE | 0% | 0% | 0% | 0% | 0% | 0% | FALSE | 0% | 0% | 0% | 0% | 0% | FALSE | 0% | 0% | 0% | 0% | 0% | 0% | 0% | 0% | N/A | N/A
| 893 | N/A | N/A | N/A | N/A | N/A | N/A | N/A | N/A | N/A | N/A | N/A | N/A | N/A | N/A | 0% | 0 | N/A | 0% | FALSE | N/A | N/A | N/A | N/A | N/A | FALSE | FALSE | TRUE | 0 | 0 | 0 | 0 | 0 | 0 | 0 | 0 | 0 | 0 | 0 | 0 | 0 | 0 | 0 | 0 | 0 | 0 | 0 | 0 | 0 | 0 | 0 | 0 | 0 | 0 | 0 | 0 | 0 | 0 | 0% | 0% | 0% | 0% | 0% | 0 | 0 | 0 | 0 | 0 | 0 | 0 | 0 | 0 | 0 | 0 | 0 | 0 | 0 | 0 | 0 | 0 | 0 | 0 | 0 | 0 | 0 | 0 | 0 | 0 | 0 | 0 | 0 | 0 | 0 | FALSE | 0% | 0% | 0% | 0% | 0% | 0% | FALSE | 0% | 0% | 0% | 0% | 0% | FALSE | 0% | 0% | 0% | 0% | 0% | 0% | 0% | 0% | N/A | N/A
| 894 | N/A | N/A | N/A | N/A | N/A | N/A | N/A | N/A | N/A | N/A | N/A | N/A | N/A | N/A | 0% | 0 | N/A | 0% | FALSE | N/A | N/A | N/A | N/A | N/A | FALSE | FALSE | TRUE | 0 | 0 | 0 | 0 | 0 | 0 | 0 | 0 | 0 | 0 | 0 | 0 | 0 | 0 | 0 | 0 | 0 | 0 | 0 | 0 | 0 | 0 | 0 | 0 | 0 | 0 | 0 | 0 | 0 | 0 | 0% | 0% | 0% | 0% | 0% | 0 | 0 | 0 | 0 | 0 | 0 | 0 | 0 | 0 | 0 | 0 | 0 | 0 | 0 | 0 | 0 | 0 | 0 | 0 | 0 | 0 | 0 | 0 | 0 | 0 | 0 | 0 | 0 | 0 | 0 | FALSE | 0% | 0% | 0% | 0% | 0% | 0% | FALSE | 0% | 0% | 0% | 0% | 0% | FALSE | 0% | 0% | 0% | 0% | 0% | 0% | 0% | 0% | N/A | N/A
| 895 | N/A | N/A | N/A | N/A | N/A | N/A | N/A | N/A | N/A | N/A | N/A | N/A | N/A | N/A | 0% | 0 | N/A | 0% | FALSE | N/A | N/A | N/A | N/A | N/A | FALSE | FALSE | TRUE | 0 | 0 | 0 | 0 | 0 | 0 | 0 | 0 | 0 | 0 | 0 | 0 | 0 | 0 | 0 | 0 | 0 | 0 | 0 | 0 | 0 | 0 | 0 | 0 | 0 | 0 | 0 | 0 | 0 | 0 | 0% | 0% | 0% | 0% | 0% | 0 | 0 | 0 | 0 | 0 | 0 | 0 | 0 | 0 | 0 | 0 | 0 | 0 | 0 | 0 | 0 | 0 | 0 | 0 | 0 | 0 | 0 | 0 | 0 | 0 | 0 | 0 | 0 | 0 | 0 | FALSE | 0% | 0% | 0% | 0% | 0% | 0% | FALSE | 0% | 0% | 0% | 0% | 0% | FALSE | 0% | 0% | 0% | 0% | 0% | 0% | 0% | 0% | N/A | N/A
| 896 | N/A | N/A | N/A | N/A | N/A | N/A | N/A | N/A | N/A | N/A | N/A | N/A | N/A | N/A | 0% | 0 | N/A | 0% | FALSE | N/A | N/A | N/A | N/A | N/A | FALSE | FALSE | TRUE | 0 | 0 | 0 | 0 | 0 | 0 | 0 | 0 | 0 | 0 | 0 | 0 | 0 | 0 | 0 | 0 | 0 | 0 | 0 | 0 | 0 | 0 | 0 | 0 | 0 | 0 | 0 | 0 | 0 | 0 | 0% | 0% | 0% | 0% | 0% | 0 | 0 | 0 | 0 | 0 | 0 | 0 | 0 | 0 | 0 | 0 | 0 | 0 | 0 | 0 | 0 | 0 | 0 | 0 | 0 | 0 | 0 | 0 | 0 | 0 | 0 | 0 | 0 | 0 | 0 | FALSE | 0% | 0% | 0% | 0% | 0% | 0% | FALSE | 0% | 0% | 0% | 0% | 0% | FALSE | 0% | 0% | 0% | 0% | 0% | 0% | 0% | 0% | N/A | N/A
| 897 | N/A | N/A | N/A | N/A | N/A | N/A | N/A | N/A | N/A | N/A | N/A | N/A | N/A | N/A | 0% | 0 | N/A | 0% | FALSE | N/A | N/A | N/A | N/A | N/A | FALSE | FALSE | TRUE | 0 | 0 | 0 | 0 | 0 | 0 | 0 | 0 | 0 | 0 | 0 | 0 | 0 | 0 | 0 | 0 | 0 | 0 | 0 | 0 | 0 | 0 | 0 | 0 | 0 | 0 | 0 | 0 | 0 | 0 | 0% | 0% | 0% | 0% | 0% | 0 | 0 | 0 | 0 | 0 | 0 | 0 | 0 | 0 | 0 | 0 | 0 | 0 | 0 | 0 | 0 | 0 | 0 | 0 | 0 | 0 | 0 | 0 | 0 | 0 | 0 | 0 | 0 | 0 | 0 | FALSE | 0% | 0% | 0% | 0% | 0% | 0% | FALSE | 0% | 0% | 0% | 0% | 0% | FALSE | 0% | 0% | 0% | 0% | 0% | 0% | 0% | 0% | N/A | N/A
| 898 | N/A | N/A | N/A | N/A | N/A | N/A | N/A | N/A | N/A | N/A | N/A | N/A | N/A | N/A | 0% | 0 | N/A | 0% | FALSE | N/A | N/A | N/A | N/A | N/A | FALSE | FALSE | TRUE | 0 | 0 | 0 | 0 | 0 | 0 | 0 | 0 | 0 | 0 | 0 | 0 | 0 | 0 | 0 | 0 | 0 | 0 | 0 | 0 | 0 | 0 | 0 | 0 | 0 | 0 | 0 | 0 | 0 | 0 | 0% | 0% | 0% | 0% | 0% | 0 | 0 | 0 | 0 | 0 | 0 | 0 | 0 | 0 | 0 | 0 | 0 | 0 | 0 | 0 | 0 | 0 | 0 | 0 | 0 | 0 | 0 | 0 | 0 | 0 | 0 | 0 | 0 | 0 | 0 | FALSE | 0% | 0% | 0% | 0% | 0% | 0% | FALSE | 0% | 0% | 0% | 0% | 0% | FALSE | 0% | 0% | 0% | 0% | 0% | 0% | 0% | 0% | N/A | N/A
| 899 | N/A | N/A | N/A | N/A | N/A | N/A | N/A | N/A | N/A | N/A | N/A | N/A | N/A | N/A | 0% | 0 | N/A | 0% | FALSE | N/A | N/A | N/A | N/A | N/A | FALSE | FALSE | TRUE | 0 | 0 | 0 | 0 | 0 | 0 | 0 | 0 | 0 | 0 | 0 | 0 | 0 | 0 | 0 | 0 | 0 | 0 | 0 | 0 | 0 | 0 | 0 | 0 | 0 | 0 | 0 | 0 | 0 | 0 | 0% | 0% | 0% | 0% | 0% | 0 | 0 | 0 | 0 | 0 | 0 | 0 | 0 | 0 | 0 | 0 | 0 | 0 | 0 | 0 | 0 | 0 | 0 | 0 | 0 | 0 | 0 | 0 | 0 | 0 | 0 | 0 | 0 | 0 | 0 | FALSE | 0% | 0% | 0% | 0% | 0% | 0% | FALSE | 0% | 0% | 0% | 0% | 0% | FALSE | 0% | 0% | 0% | 0% | 0% | 0% | 0% | 0% | N/A | N/A
| 900 | N/A | N/A | N/A | N/A | N/A | N/A | N/A | N/A | N/A | N/A | N/A | N/A | N/A | N/A | 0% | 0 | N/A | 0% | FALSE | N/A | N/A | N/A | N/A | N/A | FALSE | FALSE | TRUE | 0 | 0 | 0 | 0 | 0 | 0 | 0 | 0 | 0 | 0 | 0 | 0 | 0 | 0 | 0 | 0 | 0 | 0 | 0 | 0 | 0 | 0 | 0 | 0 | 0 | 0 | 0 | 0 | 0 | 0 | 0% | 0% | 0% | 0% | 0% | 0 | 0 | 0 | 0 | 0 | 0 | 0 | 0 | 0 | 0 | 0 | 0 | 0 | 0 | 0 | 0 | 0 | 0 | 0 | 0 | 0 | 0 | 0 | 0 | 0 | 0 | 0 | 0 | 0 | 0 | FALSE | 0% | 0% | 0% | 0% | 0% | 0% | FALSE | 0% | 0% | 0% | 0% | 0% | FALSE | 0% | 0% | 0% | 0% | 0% | 0% | 0% | 0% | N/A | N/A
| 901 | N/A | N/A | N/A | N/A | N/A | N/A | N/A | N/A | N/A | N/A | N/A | N/A | N/A | N/A | 0% | 0 | N/A | 0% | FALSE | N/A | N/A | N/A | N/A | N/A | FALSE | FALSE | TRUE | 0 | 0 | 0 | 0 | 0 | 0 | 0 | 0 | 0 | 0 | 0 | 0 | 0 | 0 | 0 | 0 | 0 | 0 | 0 | 0 | 0 | 0 | 0 | 0 | 0 | 0 | 0 | 0 | 0 | 0 | 0% | 0% | 0% | 0% | 0% | 0 | 0 | 0 | 0 | 0 | 0 | 0 | 0 | 0 | 0 | 0 | 0 | 0 | 0 | 0 | 0 | 0 | 0 | 0 | 0 | 0 | 0 | 0 | 0 | 0 | 0 | 0 | 0 | 0 | 0 | FALSE | 0% | 0% | 0% | 0% | 0% | 0% | FALSE | 0% | 0% | 0% | 0% | 0% | FALSE | 0% | 0% | 0% | 0% | 0% | 0% | 0% | 0% | N/A | N/A
| 902 | N/A | N/A | N/A | N/A | N/A | N/A | N/A | N/A | N/A | N/A | N/A | N/A | N/A | N/A | 0% | 0 | N/A | 0% | FALSE | N/A | N/A | N/A | N/A | N/A | FALSE | FALSE | TRUE | 0 | 0 | 0 | 0 | 0 | 0 | 0 | 0 | 0 | 0 | 0 | 0 | 0 | 0 | 0 | 0 | 0 | 0 | 0 | 0 | 0 | 0 | 0 | 0 | 0 | 0 | 0 | 0 | 0 | 0 | 0% | 0% | 0% | 0% | 0% | 0 | 0 | 0 | 0 | 0 | 0 | 0 | 0 | 0 | 0 | 0 | 0 | 0 | 0 | 0 | 0 | 0 | 0 | 0 | 0 | 0 | 0 | 0 | 0 | 0 | 0 | 0 | 0 | 0 | 0 | FALSE | 0% | 0% | 0% | 0% | 0% | 0% | FALSE | 0% | 0% | 0% | 0% | 0% | FALSE | 0% | 0% | 0% | 0% | 0% | 0% | 0% | 0% | N/A | N/A
| 903 | N/A | N/A | N/A | N/A | N/A | N/A | N/A | N/A | N/A | N/A | N/A | N/A | N/A | N/A | 0% | 0 | N/A | 0% | FALSE | N/A | N/A | N/A | N/A | N/A | FALSE | FALSE | TRUE | 0 | 0 | 0 | 0 | 0 | 0 | 0 | 0 | 0 | 0 | 0 | 0 | 0 | 0 | 0 | 0 | 0 | 0 | 0 | 0 | 0 | 0 | 0 | 0 | 0 | 0 | 0 | 0 | 0 | 0 | 0% | 0% | 0% | 0% | 0% | 0 | 0 | 0 | 0 | 0 | 0 | 0 | 0 | 0 | 0 | 0 | 0 | 0 | 0 | 0 | 0 | 0 | 0 | 0 | 0 | 0 | 0 | 0 | 0 | 0 | 0 | 0 | 0 | 0 | 0 | FALSE | 0% | 0% | 0% | 0% | 0% | 0% | FALSE | 0% | 0% | 0% | 0% | 0% | FALSE | 0% | 0% | 0% | 0% | 0% | 0% | 0% | 0% | N/A | N/A
| 904 | N/A | N/A | N/A | N/A | N/A | N/A | N/A | N/A | N/A | N/A | N/A | N/A | N/A | N/A | 0% | 0 | N/A | 0% | FALSE | N/A | N/A | N/A | N/A | N/A | FALSE | FALSE | TRUE | 0 | 0 | 0 | 0 | 0 | 0 | 0 | 0 | 0 | 0 | 0 | 0 | 0 | 0 | 0 | 0 | 0 | 0 | 0 | 0 | 0 | 0 | 0 | 0 | 0 | 0 | 0 | 0 | 0 | 0 | 0% | 0% | 0% | 0% | 0% | 0 | 0 | 0 | 0 | 0 | 0 | 0 | 0 | 0 | 0 | 0 | 0 | 0 | 0 | 0 | 0 | 0 | 0 | 0 | 0 | 0 | 0 | 0 | 0 | 0 | 0 | 0 | 0 | 0 | 0 | FALSE | 0% | 0% | 0% | 0% | 0% | 0% | FALSE | 0% | 0% | 0% | 0% | 0% | FALSE | 0% | 0% | 0% | 0% | 0% | 0% | 0% | 0% | N/A | N/A
| 905 | N/A | N/A | N/A | N/A | N/A | N/A | N/A | N/A | N/A | N/A | N/A | N/A | N/A | N/A | 0% | 0 | N/A | 0% | FALSE | N/A | N/A | N/A | N/A | N/A | FALSE | FALSE | TRUE | 0 | 0 | 0 | 0 | 0 | 0 | 0 | 0 | 0 | 0 | 0 | 0 | 0 | 0 | 0 | 0 | 0 | 0 | 0 | 0 | 0 | 0 | 0 | 0 | 0 | 0 | 0 | 0 | 0 | 0 | 0% | 0% | 0% | 0% | 0% | 0 | 0 | 0 | 0 | 0 | 0 | 0 | 0 | 0 | 0 | 0 | 0 | 0 | 0 | 0 | 0 | 0 | 0 | 0 | 0 | 0 | 0 | 0 | 0 | 0 | 0 | 0 | 0 | 0 | 0 | FALSE | 0% | 0% | 0% | 0% | 0% | 0% | FALSE | 0% | 0% | 0% | 0% | 0% | FALSE | 0% | 0% | 0% | 0% | 0% | 0% | 0% | 0% | N/A | N/A
| 906 | N/A | N/A | N/A | N/A | N/A | N/A | N/A | N/A | N/A | N/A | N/A | N/A | N/A | N/A | 0% | 0 | N/A | 0% | FALSE | N/A | N/A | N/A | N/A | N/A | FALSE | FALSE | TRUE | 0 | 0 | 0 | 0 | 0 | 0 | 0 | 0 | 0 | 0 | 0 | 0 | 0 | 0 | 0 | 0 | 0 | 0 | 0 | 0 | 0 | 0 | 0 | 0 | 0 | 0 | 0 | 0 | 0 | 0 | 0% | 0% | 0% | 0% | 0% | 0 | 0 | 0 | 0 | 0 | 0 | 0 | 0 | 0 | 0 | 0 | 0 | 0 | 0 | 0 | 0 | 0 | 0 | 0 | 0 | 0 | 0 | 0 | 0 | 0 | 0 | 0 | 0 | 0 | 0 | FALSE | 0% | 0% | 0% | 0% | 0% | 0% | FALSE | 0% | 0% | 0% | 0% | 0% | FALSE | 0% | 0% | 0% | 0% | 0% | 0% | 0% | 0% | N/A | N/A
| 907 | N/A | N/A | N/A | N/A | N/A | N/A | N/A | N/A | N/A | N/A | N/A | N/A | N/A | N/A | 0% | 0 | N/A | 0% | FALSE | N/A | N/A | N/A | N/A | N/A | FALSE | FALSE | TRUE | 0 | 0 | 0 | 0 | 0 | 0 | 0 | 0 | 0 | 0 | 0 | 0 | 0 | 0 | 0 | 0 | 0 | 0 | 0 | 0 | 0 | 0 | 0 | 0 | 0 | 0 | 0 | 0 | 0 | 0 | 0% | 0% | 0% | 0% | 0% | 0 | 0 | 0 | 0 | 0 | 0 | 0 | 0 | 0 | 0 | 0 | 0 | 0 | 0 | 0 | 0 | 0 | 0 | 0 | 0 | 0 | 0 | 0 | 0 | 0 | 0 | 0 | 0 | 0 | 0 | FALSE | 0% | 0% | 0% | 0% | 0% | 0% | FALSE | 0% | 0% | 0% | 0% | 0% | FALSE | 0% | 0% | 0% | 0% | 0% | 0% | 0% | 0% | N/A | N/A
| 908 | N/A | N/A | N/A | N/A | N/A | N/A | N/A | N/A | N/A | N/A | N/A | N/A | N/A | N/A | 0% | 0 | N/A | 0% | FALSE | N/A | N/A | N/A | N/A | N/A | FALSE | FALSE | TRUE | 0 | 0 | 0 | 0 | 0 | 0 | 0 | 0 | 0 | 0 | 0 | 0 | 0 | 0 | 0 | 0 | 0 | 0 | 0 | 0 | 0 | 0 | 0 | 0 | 0 | 0 | 0 | 0 | 0 | 0 | 0% | 0% | 0% | 0% | 0% | 0 | 0 | 0 | 0 | 0 | 0 | 0 | 0 | 0 | 0 | 0 | 0 | 0 | 0 | 0 | 0 | 0 | 0 | 0 | 0 | 0 | 0 | 0 | 0 | 0 | 0 | 0 | 0 | 0 | 0 | FALSE | 0% | 0% | 0% | 0% | 0% | 0% | FALSE | 0% | 0% | 0% | 0% | 0% | FALSE | 0% | 0% | 0% | 0% | 0% | 0% | 0% | 0% | N/A | N/A
| 909 | N/A | N/A | N/A | N/A | N/A | N/A | N/A | N/A | N/A | N/A | N/A | N/A | N/A | N/A | 0% | 0 | N/A | 0% | FALSE | N/A | N/A | N/A | N/A | N/A | FALSE | FALSE | TRUE | 0 | 0 | 0 | 0 | 0 | 0 | 0 | 0 | 0 | 0 | 0 | 0 | 0 | 0 | 0 | 0 | 0 | 0 | 0 | 0 | 0 | 0 | 0 | 0 | 0 | 0 | 0 | 0 | 0 | 0 | 0% | 0% | 0% | 0% | 0% | 0 | 0 | 0 | 0 | 0 | 0 | 0 | 0 | 0 | 0 | 0 | 0 | 0 | 0 | 0 | 0 | 0 | 0 | 0 | 0 | 0 | 0 | 0 | 0 | 0 | 0 | 0 | 0 | 0 | 0 | FALSE | 0% | 0% | 0% | 0% | 0% | 0% | FALSE | 0% | 0% | 0% | 0% | 0% | FALSE | 0% | 0% | 0% | 0% | 0% | 0% | 0% | 0% | N/A | N/A
| 910 | N/A | N/A | N/A | N/A | N/A | N/A | N/A | N/A | N/A | N/A | N/A | N/A | N/A | N/A | 0% | 0 | N/A | 0% | FALSE | N/A | N/A | N/A | N/A | N/A | FALSE | FALSE | TRUE | 0 | 0 | 0 | 0 | 0 | 0 | 0 | 0 | 0 | 0 | 0 | 0 | 0 | 0 | 0 | 0 | 0 | 0 | 0 | 0 | 0 | 0 | 0 | 0 | 0 | 0 | 0 | 0 | 0 | 0 | 0% | 0% | 0% | 0% | 0% | 0 | 0 | 0 | 0 | 0 | 0 | 0 | 0 | 0 | 0 | 0 | 0 | 0 | 0 | 0 | 0 | 0 | 0 | 0 | 0 | 0 | 0 | 0 | 0 | 0 | 0 | 0 | 0 | 0 | 0 | FALSE | 0% | 0% | 0% | 0% | 0% | 0% | FALSE | 0% | 0% | 0% | 0% | 0% | FALSE | 0% | 0% | 0% | 0% | 0% | 0% | 0% | 0% | N/A | N/A
| 911 | N/A | N/A | N/A | N/A | N/A | N/A | N/A | N/A | N/A | N/A | N/A | N/A | N/A | N/A | 0% | 0 | N/A | 0% | FALSE | N/A | N/A | N/A | N/A | N/A | FALSE | FALSE | TRUE | 0 | 0 | 0 | 0 | 0 | 0 | 0 | 0 | 0 | 0 | 0 | 0 | 0 | 0 | 0 | 0 | 0 | 0 | 0 | 0 | 0 | 0 | 0 | 0 | 0 | 0 | 0 | 0 | 0 | 0 | 0% | 0% | 0% | 0% | 0% | 0 | 0 | 0 | 0 | 0 | 0 | 0 | 0 | 0 | 0 | 0 | 0 | 0 | 0 | 0 | 0 | 0 | 0 | 0 | 0 | 0 | 0 | 0 | 0 | 0 | 0 | 0 | 0 | 0 | 0 | FALSE | 0% | 0% | 0% | 0% | 0% | 0% | FALSE | 0% | 0% | 0% | 0% | 0% | FALSE | 0% | 0% | 0% | 0% | 0% | 0% | 0% | 0% | N/A | N/A
| 912 | N/A | N/A | N/A | N/A | N/A | N/A | N/A | N/A | N/A | N/A | N/A | N/A | N/A | N/A | 0% | 0 | N/A | 0% | FALSE | N/A | N/A | N/A | N/A | N/A | FALSE | FALSE | TRUE | 0 | 0 | 0 | 0 | 0 | 0 | 0 | 0 | 0 | 0 | 0 | 0 | 0 | 0 | 0 | 0 | 0 | 0 | 0 | 0 | 0 | 0 | 0 | 0 | 0 | 0 | 0 | 0 | 0 | 0 | 0% | 0% | 0% | 0% | 0% | 0 | 0 | 0 | 0 | 0 | 0 | 0 | 0 | 0 | 0 | 0 | 0 | 0 | 0 | 0 | 0 | 0 | 0 | 0 | 0 | 0 | 0 | 0 | 0 | 0 | 0 | 0 | 0 | 0 | 0 | FALSE | 0% | 0% | 0% | 0% | 0% | 0% | FALSE | 0% | 0% | 0% | 0% | 0% | FALSE | 0% | 0% | 0% | 0% | 0% | 0% | 0% | 0% | N/A | N/A
| 913 | N/A | N/A | N/A | N/A | N/A | N/A | N/A | N/A | N/A | N/A | N/A | N/A | N/A | N/A | 0% | 0 | N/A | 0% | FALSE | N/A | N/A | N/A | N/A | N/A | FALSE | FALSE | TRUE | 0 | 0 | 0 | 0 | 0 | 0 | 0 | 0 | 0 | 0 | 0 | 0 | 0 | 0 | 0 | 0 | 0 | 0 | 0 | 0 | 0 | 0 | 0 | 0 | 0 | 0 | 0 | 0 | 0 | 0 | 0% | 0% | 0% | 0% | 0% | 0 | 0 | 0 | 0 | 0 | 0 | 0 | 0 | 0 | 0 | 0 | 0 | 0 | 0 | 0 | 0 | 0 | 0 | 0 | 0 | 0 | 0 | 0 | 0 | 0 | 0 | 0 | 0 | 0 | 0 | FALSE | 0% | 0% | 0% | 0% | 0% | 0% | FALSE | 0% | 0% | 0% | 0% | 0% | FALSE | 0% | 0% | 0% | 0% | 0% | 0% | 0% | 0% | N/A | N/A
| 914 | N/A | N/A | N/A | N/A | N/A | N/A | N/A | N/A | N/A | N/A | N/A | N/A | N/A | N/A | 0% | 0 | N/A | 0% | FALSE | N/A | N/A | N/A | N/A | N/A | FALSE | FALSE | TRUE | 0 | 0 | 0 | 0 | 0 | 0 | 0 | 0 | 0 | 0 | 0 | 0 | 0 | 0 | 0 | 0 | 0 | 0 | 0 | 0 | 0 | 0 | 0 | 0 | 0 | 0 | 0 | 0 | 0 | 0 | 0% | 0% | 0% | 0% | 0% | 0 | 0 | 0 | 0 | 0 | 0 | 0 | 0 | 0 | 0 | 0 | 0 | 0 | 0 | 0 | 0 | 0 | 0 | 0 | 0 | 0 | 0 | 0 | 0 | 0 | 0 | 0 | 0 | 0 | 0 | FALSE | 0% | 0% | 0% | 0% | 0% | 0% | FALSE | 0% | 0% | 0% | 0% | 0% | FALSE | 0% | 0% | 0% | 0% | 0% | 0% | 0% | 0% | N/A | N/A
| 915 | N/A | N/A | N/A | N/A | N/A | N/A | N/A | N/A | N/A | N/A | N/A | N/A | N/A | N/A | 0% | 0 | N/A | 0% | FALSE | N/A | N/A | N/A | N/A | N/A | FALSE | FALSE | TRUE | 0 | 0 | 0 | 0 | 0 | 0 | 0 | 0 | 0 | 0 | 0 | 0 | 0 | 0 | 0 | 0 | 0 | 0 | 0 | 0 | 0 | 0 | 0 | 0 | 0 | 0 | 0 | 0 | 0 | 0 | 0% | 0% | 0% | 0% | 0% | 0 | 0 | 0 | 0 | 0 | 0 | 0 | 0 | 0 | 0 | 0 | 0 | 0 | 0 | 0 | 0 | 0 | 0 | 0 | 0 | 0 | 0 | 0 | 0 | 0 | 0 | 0 | 0 | 0 | 0 | FALSE | 0% | 0% | 0% | 0% | 0% | 0% | FALSE | 0% | 0% | 0% | 0% | 0% | FALSE | 0% | 0% | 0% | 0% | 0% | 0% | 0% | 0% | N/A | N/A
| 916 | N/A | N/A | N/A | N/A | N/A | N/A | N/A | N/A | N/A | N/A | N/A | N/A | N/A | N/A | 0% | 0 | N/A | 0% | FALSE | N/A | N/A | N/A | N/A | N/A | FALSE | FALSE | TRUE | 0 | 0 | 0 | 0 | 0 | 0 | 0 | 0 | 0 | 0 | 0 | 0 | 0 | 0 | 0 | 0 | 0 | 0 | 0 | 0 | 0 | 0 | 0 | 0 | 0 | 0 | 0 | 0 | 0 | 0 | 0% | 0% | 0% | 0% | 0% | 0 | 0 | 0 | 0 | 0 | 0 | 0 | 0 | 0 | 0 | 0 | 0 | 0 | 0 | 0 | 0 | 0 | 0 | 0 | 0 | 0 | 0 | 0 | 0 | 0 | 0 | 0 | 0 | 0 | 0 | FALSE | 0% | 0% | 0% | 0% | 0% | 0% | FALSE | 0% | 0% | 0% | 0% | 0% | FALSE | 0% | 0% | 0% | 0% | 0% | 0% | 0% | 0% | N/A | N/A
| 917 | N/A | N/A | N/A | N/A | N/A | N/A | N/A | N/A | N/A | N/A | N/A | N/A | N/A | N/A | 0% | 0 | N/A | 0% | FALSE | N/A | N/A | N/A | N/A | N/A | FALSE | FALSE | TRUE | 0 | 0 | 0 | 0 | 0 | 0 | 0 | 0 | 0 | 0 | 0 | 0 | 0 | 0 | 0 | 0 | 0 | 0 | 0 | 0 | 0 | 0 | 0 | 0 | 0 | 0 | 0 | 0 | 0 | 0 | 0% | 0% | 0% | 0% | 0% | 0 | 0 | 0 | 0 | 0 | 0 | 0 | 0 | 0 | 0 | 0 | 0 | 0 | 0 | 0 | 0 | 0 | 0 | 0 | 0 | 0 | 0 | 0 | 0 | 0 | 0 | 0 | 0 | 0 | 0 | FALSE | 0% | 0% | 0% | 0% | 0% | 0% | FALSE | 0% | 0% | 0% | 0% | 0% | FALSE | 0% | 0% | 0% | 0% | 0% | 0% | 0% | 0% | N/A | N/A
| 918 | N/A | N/A | N/A | N/A | N/A | N/A | N/A | N/A | N/A | N/A | N/A | N/A | N/A | N/A | 0% | 0 | N/A | 0% | FALSE | N/A | N/A | N/A | N/A | N/A | FALSE | FALSE | TRUE | 0 | 0 | 0 | 0 | 0 | 0 | 0 | 0 | 0 | 0 | 0 | 0 | 0 | 0 | 0 | 0 | 0 | 0 | 0 | 0 | 0 | 0 | 0 | 0 | 0 | 0 | 0 | 0 | 0 | 0 | 0% | 0% | 0% | 0% | 0% | 0 | 0 | 0 | 0 | 0 | 0 | 0 | 0 | 0 | 0 | 0 | 0 | 0 | 0 | 0 | 0 | 0 | 0 | 0 | 0 | 0 | 0 | 0 | 0 | 0 | 0 | 0 | 0 | 0 | 0 | FALSE | 0% | 0% | 0% | 0% | 0% | 0% | FALSE | 0% | 0% | 0% | 0% | 0% | FALSE | 0% | 0% | 0% | 0% | 0% | 0% | 0% | 0% | N/A | N/A
| 919 | N/A | N/A | N/A | N/A | N/A | N/A | N/A | N/A | N/A | N/A | N/A | N/A | N/A | N/A | 0% | 0 | N/A | 0% | FALSE | N/A | N/A | N/A | N/A | N/A | FALSE | FALSE | TRUE | 0 | 0 | 0 | 0 | 0 | 0 | 0 | 0 | 0 | 0 | 0 | 0 | 0 | 0 | 0 | 0 | 0 | 0 | 0 | 0 | 0 | 0 | 0 | 0 | 0 | 0 | 0 | 0 | 0 | 0 | 0% | 0% | 0% | 0% | 0% | 0 | 0 | 0 | 0 | 0 | 0 | 0 | 0 | 0 | 0 | 0 | 0 | 0 | 0 | 0 | 0 | 0 | 0 | 0 | 0 | 0 | 0 | 0 | 0 | 0 | 0 | 0 | 0 | 0 | 0 | FALSE | 0% | 0% | 0% | 0% | 0% | 0% | FALSE | 0% | 0% | 0% | 0% | 0% | FALSE | 0% | 0% | 0% | 0% | 0% | 0% | 0% | 0% | N/A | N/A
| 920 | N/A | N/A | N/A | N/A | N/A | N/A | N/A | N/A | N/A | N/A | N/A | N/A | N/A | N/A | 0% | 0 | N/A | 0% | FALSE | N/A | N/A | N/A | N/A | N/A | FALSE | FALSE | TRUE | 0 | 0 | 0 | 0 | 0 | 0 | 0 | 0 | 0 | 0 | 0 | 0 | 0 | 0 | 0 | 0 | 0 | 0 | 0 | 0 | 0 | 0 | 0 | 0 | 0 | 0 | 0 | 0 | 0 | 0 | 0% | 0% | 0% | 0% | 0% | 0 | 0 | 0 | 0 | 0 | 0 | 0 | 0 | 0 | 0 | 0 | 0 | 0 | 0 | 0 | 0 | 0 | 0 | 0 | 0 | 0 | 0 | 0 | 0 | 0 | 0 | 0 | 0 | 0 | 0 | FALSE | 0% | 0% | 0% | 0% | 0% | 0% | FALSE | 0% | 0% | 0% | 0% | 0% | FALSE | 0% | 0% | 0% | 0% | 0% | 0% | 0% | 0% | N/A | N/A
| 921 | N/A | N/A | N/A | N/A | N/A | N/A | N/A | N/A | N/A | N/A | N/A | N/A | N/A | N/A | 0% | 0 | N/A | 0% | FALSE | N/A | N/A | N/A | N/A | N/A | FALSE | FALSE | TRUE | 0 | 0 | 0 | 0 | 0 | 0 | 0 | 0 | 0 | 0 | 0 | 0 | 0 | 0 | 0 | 0 | 0 | 0 | 0 | 0 | 0 | 0 | 0 | 0 | 0 | 0 | 0 | 0 | 0 | 0 | 0% | 0% | 0% | 0% | 0% | 0 | 0 | 0 | 0 | 0 | 0 | 0 | 0 | 0 | 0 | 0 | 0 | 0 | 0 | 0 | 0 | 0 | 0 | 0 | 0 | 0 | 0 | 0 | 0 | 0 | 0 | 0 | 0 | 0 | 0 | FALSE | 0% | 0% | 0% | 0% | 0% | 0% | FALSE | 0% | 0% | 0% | 0% | 0% | FALSE | 0% | 0% | 0% | 0% | 0% | 0% | 0% | 0% | N/A | N/A
| 922 | N/A | N/A | N/A | N/A | N/A | N/A | N/A | N/A | N/A | N/A | N/A | N/A | N/A | N/A | 0% | 0 | N/A | 0% | FALSE | N/A | N/A | N/A | N/A | N/A | FALSE | FALSE | TRUE | 0 | 0 | 0 | 0 | 0 | 0 | 0 | 0 | 0 | 0 | 0 | 0 | 0 | 0 | 0 | 0 | 0 | 0 | 0 | 0 | 0 | 0 | 0 | 0 | 0 | 0 | 0 | 0 | 0 | 0 | 0% | 0% | 0% | 0% | 0% | 0 | 0 | 0 | 0 | 0 | 0 | 0 | 0 | 0 | 0 | 0 | 0 | 0 | 0 | 0 | 0 | 0 | 0 | 0 | 0 | 0 | 0 | 0 | 0 | 0 | 0 | 0 | 0 | 0 | 0 | FALSE | 0% | 0% | 0% | 0% | 0% | 0% | FALSE | 0% | 0% | 0% | 0% | 0% | FALSE | 0% | 0% | 0% | 0% | 0% | 0% | 0% | 0% | N/A | N/A
| 923 | N/A | N/A | N/A | N/A | N/A | N/A | N/A | N/A | N/A | N/A | N/A | N/A | N/A | N/A | 0% | 0 | N/A | 0% | FALSE | N/A | N/A | N/A | N/A | N/A | FALSE | FALSE | TRUE | 0 | 0 | 0 | 0 | 0 | 0 | 0 | 0 | 0 | 0 | 0 | 0 | 0 | 0 | 0 | 0 | 0 | 0 | 0 | 0 | 0 | 0 | 0 | 0 | 0 | 0 | 0 | 0 | 0 | 0 | 0% | 0% | 0% | 0% | 0% | 0 | 0 | 0 | 0 | 0 | 0 | 0 | 0 | 0 | 0 | 0 | 0 | 0 | 0 | 0 | 0 | 0 | 0 | 0 | 0 | 0 | 0 | 0 | 0 | 0 | 0 | 0 | 0 | 0 | 0 | FALSE | 0% | 0% | 0% | 0% | 0% | 0% | FALSE | 0% | 0% | 0% | 0% | 0% | FALSE | 0% | 0% | 0% | 0% | 0% | 0% | 0% | 0% | N/A | N/A
| 924 | N/A | N/A | N/A | N/A | N/A | N/A | N/A | N/A | N/A | N/A | N/A | N/A | N/A | N/A | 0% | 0 | N/A | 0% | FALSE | N/A | N/A | N/A | N/A | N/A | FALSE | FALSE | TRUE | 0 | 0 | 0 | 0 | 0 | 0 | 0 | 0 | 0 | 0 | 0 | 0 | 0 | 0 | 0 | 0 | 0 | 0 | 0 | 0 | 0 | 0 | 0 | 0 | 0 | 0 | 0 | 0 | 0 | 0 | 0% | 0% | 0% | 0% | 0% | 0 | 0 | 0 | 0 | 0 | 0 | 0 | 0 | 0 | 0 | 0 | 0 | 0 | 0 | 0 | 0 | 0 | 0 | 0 | 0 | 0 | 0 | 0 | 0 | 0 | 0 | 0 | 0 | 0 | 0 | FALSE | 0% | 0% | 0% | 0% | 0% | 0% | FALSE | 0% | 0% | 0% | 0% | 0% | FALSE | 0% | 0% | 0% | 0% | 0% | 0% | 0% | 0% | N/A | N/A
| 925 | N/A | N/A | N/A | N/A | N/A | N/A | N/A | N/A | N/A | N/A | N/A | N/A | N/A | N/A | 0% | 0 | N/A | 0% | FALSE | N/A | N/A | N/A | N/A | N/A | FALSE | FALSE | TRUE | 0 | 0 | 0 | 0 | 0 | 0 | 0 | 0 | 0 | 0 | 0 | 0 | 0 | 0 | 0 | 0 | 0 | 0 | 0 | 0 | 0 | 0 | 0 | 0 | 0 | 0 | 0 | 0 | 0 | 0 | 0% | 0% | 0% | 0% | 0% | 0 | 0 | 0 | 0 | 0 | 0 | 0 | 0 | 0 | 0 | 0 | 0 | 0 | 0 | 0 | 0 | 0 | 0 | 0 | 0 | 0 | 0 | 0 | 0 | 0 | 0 | 0 | 0 | 0 | 0 | FALSE | 0% | 0% | 0% | 0% | 0% | 0% | FALSE | 0% | 0% | 0% | 0% | 0% | FALSE | 0% | 0% | 0% | 0% | 0% | 0% | 0% | 0% | N/A | N/A
| 926 | N/A | N/A | N/A | N/A | N/A | N/A | N/A | N/A | N/A | N/A | N/A | N/A | N/A | N/A | 0% | 0 | N/A | 0% | FALSE | N/A | N/A | N/A | N/A | N/A | FALSE | FALSE | TRUE | 0 | 0 | 0 | 0 | 0 | 0 | 0 | 0 | 0 | 0 | 0 | 0 | 0 | 0 | 0 | 0 | 0 | 0 | 0 | 0 | 0 | 0 | 0 | 0 | 0 | 0 | 0 | 0 | 0 | 0 | 0% | 0% | 0% | 0% | 0% | 0 | 0 | 0 | 0 | 0 | 0 | 0 | 0 | 0 | 0 | 0 | 0 | 0 | 0 | 0 | 0 | 0 | 0 | 0 | 0 | 0 | 0 | 0 | 0 | 0 | 0 | 0 | 0 | 0 | 0 | FALSE | 0% | 0% | 0% | 0% | 0% | 0% | FALSE | 0% | 0% | 0% | 0% | 0% | FALSE | 0% | 0% | 0% | 0% | 0% | 0% | 0% | 0% | N/A | N/A
| 927 | N/A | N/A | N/A | N/A | N/A | N/A | N/A | N/A | N/A | N/A | N/A | N/A | N/A | N/A | 0% | 0 | N/A | 0% | FALSE | N/A | N/A | N/A | N/A | N/A | FALSE | FALSE | TRUE | 0 | 0 | 0 | 0 | 0 | 0 | 0 | 0 | 0 | 0 | 0 | 0 | 0 | 0 | 0 | 0 | 0 | 0 | 0 | 0 | 0 | 0 | 0 | 0 | 0 | 0 | 0 | 0 | 0 | 0 | 0% | 0% | 0% | 0% | 0% | 0 | 0 | 0 | 0 | 0 | 0 | 0 | 0 | 0 | 0 | 0 | 0 | 0 | 0 | 0 | 0 | 0 | 0 | 0 | 0 | 0 | 0 | 0 | 0 | 0 | 0 | 0 | 0 | 0 | 0 | FALSE | 0% | 0% | 0% | 0% | 0% | 0% | FALSE | 0% | 0% | 0% | 0% | 0% | FALSE | 0% | 0% | 0% | 0% | 0% | 0% | 0% | 0% | N/A | N/A
| 928 | N/A | N/A | N/A | N/A | N/A | N/A | N/A | N/A | N/A | N/A | N/A | N/A | N/A | N/A | 0% | 0 | N/A | 0% | FALSE | N/A | N/A | N/A | N/A | N/A | FALSE | FALSE | TRUE | 0 | 0 | 0 | 0 | 0 | 0 | 0 | 0 | 0 | 0 | 0 | 0 | 0 | 0 | 0 | 0 | 0 | 0 | 0 | 0 | 0 | 0 | 0 | 0 | 0 | 0 | 0 | 0 | 0 | 0 | 0% | 0% | 0% | 0% | 0% | 0 | 0 | 0 | 0 | 0 | 0 | 0 | 0 | 0 | 0 | 0 | 0 | 0 | 0 | 0 | 0 | 0 | 0 | 0 | 0 | 0 | 0 | 0 | 0 | 0 | 0 | 0 | 0 | 0 | 0 | FALSE | 0% | 0% | 0% | 0% | 0% | 0% | FALSE | 0% | 0% | 0% | 0% | 0% | FALSE | 0% | 0% | 0% | 0% | 0% | 0% | 0% | 0% | N/A | N/A
| 929 | N/A | N/A | N/A | N/A | N/A | N/A | N/A | N/A | N/A | N/A | N/A | N/A | N/A | N/A | 0% | 0 | N/A | 0% | FALSE | N/A | N/A | N/A | N/A | N/A | FALSE | FALSE | TRUE | 0 | 0 | 0 | 0 | 0 | 0 | 0 | 0 | 0 | 0 | 0 | 0 | 0 | 0 | 0 | 0 | 0 | 0 | 0 | 0 | 0 | 0 | 0 | 0 | 0 | 0 | 0 | 0 | 0 | 0 | 0% | 0% | 0% | 0% | 0% | 0 | 0 | 0 | 0 | 0 | 0 | 0 | 0 | 0 | 0 | 0 | 0 | 0 | 0 | 0 | 0 | 0 | 0 | 0 | 0 | 0 | 0 | 0 | 0 | 0 | 0 | 0 | 0 | 0 | 0 | FALSE | 0% | 0% | 0% | 0% | 0% | 0% | FALSE | 0% | 0% | 0% | 0% | 0% | FALSE | 0% | 0% | 0% | 0% | 0% | 0% | 0% | 0% | N/A | N/A
| 930 | N/A | N/A | N/A | N/A | N/A | N/A | N/A | N/A | N/A | N/A | N/A | N/A | N/A | N/A | 0% | 0 | N/A | 0% | FALSE | N/A | N/A | N/A | N/A | N/A | FALSE | FALSE | TRUE | 0 | 0 | 0 | 0 | 0 | 0 | 0 | 0 | 0 | 0 | 0 | 0 | 0 | 0 | 0 | 0 | 0 | 0 | 0 | 0 | 0 | 0 | 0 | 0 | 0 | 0 | 0 | 0 | 0 | 0 | 0% | 0% | 0% | 0% | 0% | 0 | 0 | 0 | 0 | 0 | 0 | 0 | 0 | 0 | 0 | 0 | 0 | 0 | 0 | 0 | 0 | 0 | 0 | 0 | 0 | 0 | 0 | 0 | 0 | 0 | 0 | 0 | 0 | 0 | 0 | FALSE | 0% | 0% | 0% | 0% | 0% | 0% | FALSE | 0% | 0% | 0% | 0% | 0% | FALSE | 0% | 0% | 0% | 0% | 0% | 0% | 0% | 0% | N/A | N/A
| 931 | N/A | N/A | N/A | N/A | N/A | N/A | N/A | N/A | N/A | N/A | N/A | N/A | N/A | N/A | 0% | 0 | N/A | 0% | FALSE | N/A | N/A | N/A | N/A | N/A | FALSE | FALSE | TRUE | 0 | 0 | 0 | 0 | 0 | 0 | 0 | 0 | 0 | 0 | 0 | 0 | 0 | 0 | 0 | 0 | 0 | 0 | 0 | 0 | 0 | 0 | 0 | 0 | 0 | 0 | 0 | 0 | 0 | 0 | 0% | 0% | 0% | 0% | 0% | 0 | 0 | 0 | 0 | 0 | 0 | 0 | 0 | 0 | 0 | 0 | 0 | 0 | 0 | 0 | 0 | 0 | 0 | 0 | 0 | 0 | 0 | 0 | 0 | 0 | 0 | 0 | 0 | 0 | 0 | FALSE | 0% | 0% | 0% | 0% | 0% | 0% | FALSE | 0% | 0% | 0% | 0% | 0% | FALSE | 0% | 0% | 0% | 0% | 0% | 0% | 0% | 0% | N/A | N/A
| 932 | N/A | N/A | N/A | N/A | N/A | N/A | N/A | N/A | N/A | N/A | N/A | N/A | N/A | N/A | 0% | 0 | N/A | 0% | FALSE | N/A | N/A | N/A | N/A | N/A | FALSE | FALSE | TRUE | 0 | 0 | 0 | 0 | 0 | 0 | 0 | 0 | 0 | 0 | 0 | 0 | 0 | 0 | 0 | 0 | 0 | 0 | 0 | 0 | 0 | 0 | 0 | 0 | 0 | 0 | 0 | 0 | 0 | 0 | 0% | 0% | 0% | 0% | 0% | 0 | 0 | 0 | 0 | 0 | 0 | 0 | 0 | 0 | 0 | 0 | 0 | 0 | 0 | 0 | 0 | 0 | 0 | 0 | 0 | 0 | 0 | 0 | 0 | 0 | 0 | 0 | 0 | 0 | 0 | FALSE | 0% | 0% | 0% | 0% | 0% | 0% | FALSE | 0% | 0% | 0% | 0% | 0% | FALSE | 0% | 0% | 0% | 0% | 0% | 0% | 0% | 0% | N/A | N/A
| 933 | N/A | N/A | N/A | N/A | N/A | N/A | N/A | N/A | N/A | N/A | N/A | N/A | N/A | N/A | 0% | 0 | N/A | 0% | FALSE | N/A | N/A | N/A | N/A | N/A | FALSE | FALSE | TRUE | 0 | 0 | 0 | 0 | 0 | 0 | 0 | 0 | 0 | 0 | 0 | 0 | 0 | 0 | 0 | 0 | 0 | 0 | 0 | 0 | 0 | 0 | 0 | 0 | 0 | 0 | 0 | 0 | 0 | 0 | 0% | 0% | 0% | 0% | 0% | 0 | 0 | 0 | 0 | 0 | 0 | 0 | 0 | 0 | 0 | 0 | 0 | 0 | 0 | 0 | 0 | 0 | 0 | 0 | 0 | 0 | 0 | 0 | 0 | 0 | 0 | 0 | 0 | 0 | 0 | FALSE | 0% | 0% | 0% | 0% | 0% | 0% | FALSE | 0% | 0% | 0% | 0% | 0% | FALSE | 0% | 0% | 0% | 0% | 0% | 0% | 0% | 0% | N/A | N/A
| 934 | N/A | N/A | N/A | N/A | N/A | N/A | N/A | N/A | N/A | N/A | N/A | N/A | N/A | N/A | 0% | 0 | N/A | 0% | FALSE | N/A | N/A | N/A | N/A | N/A | FALSE | FALSE | TRUE | 0 | 0 | 0 | 0 | 0 | 0 | 0 | 0 | 0 | 0 | 0 | 0 | 0 | 0 | 0 | 0 | 0 | 0 | 0 | 0 | 0 | 0 | 0 | 0 | 0 | 0 | 0 | 0 | 0 | 0 | 0% | 0% | 0% | 0% | 0% | 0 | 0 | 0 | 0 | 0 | 0 | 0 | 0 | 0 | 0 | 0 | 0 | 0 | 0 | 0 | 0 | 0 | 0 | 0 | 0 | 0 | 0 | 0 | 0 | 0 | 0 | 0 | 0 | 0 | 0 | FALSE | 0% | 0% | 0% | 0% | 0% | 0% | FALSE | 0% | 0% | 0% | 0% | 0% | FALSE | 0% | 0% | 0% | 0% | 0% | 0% | 0% | 0% | N/A | N/A
| 935 | N/A | N/A | N/A | N/A | N/A | N/A | N/A | N/A | N/A | N/A | N/A | N/A | N/A | N/A | 0% | 0 | N/A | 0% | FALSE | N/A | N/A | N/A | N/A | N/A | FALSE | FALSE | TRUE | 0 | 0 | 0 | 0 | 0 | 0 | 0 | 0 | 0 | 0 | 0 | 0 | 0 | 0 | 0 | 0 | 0 | 0 | 0 | 0 | 0 | 0 | 0 | 0 | 0 | 0 | 0 | 0 | 0 | 0 | 0% | 0% | 0% | 0% | 0% | 0 | 0 | 0 | 0 | 0 | 0 | 0 | 0 | 0 | 0 | 0 | 0 | 0 | 0 | 0 | 0 | 0 | 0 | 0 | 0 | 0 | 0 | 0 | 0 | 0 | 0 | 0 | 0 | 0 | 0 | FALSE | 0% | 0% | 0% | 0% | 0% | 0% | FALSE | 0% | 0% | 0% | 0% | 0% | FALSE | 0% | 0% | 0% | 0% | 0% | 0% | 0% | 0% | N/A | N/A
| 936 | N/A | N/A | N/A | N/A | N/A | N/A | N/A | N/A | N/A | N/A | N/A | N/A | N/A | N/A | 0% | 0 | N/A | 0% | FALSE | N/A | N/A | N/A | N/A | N/A | FALSE | FALSE | TRUE | 0 | 0 | 0 | 0 | 0 | 0 | 0 | 0 | 0 | 0 | 0 | 0 | 0 | 0 | 0 | 0 | 0 | 0 | 0 | 0 | 0 | 0 | 0 | 0 | 0 | 0 | 0 | 0 | 0 | 0 | 0% | 0% | 0% | 0% | 0% | 0 | 0 | 0 | 0 | 0 | 0 | 0 | 0 | 0 | 0 | 0 | 0 | 0 | 0 | 0 | 0 | 0 | 0 | 0 | 0 | 0 | 0 | 0 | 0 | 0 | 0 | 0 | 0 | 0 | 0 | FALSE | 0% | 0% | 0% | 0% | 0% | 0% | FALSE | 0% | 0% | 0% | 0% | 0% | FALSE | 0% | 0% | 0% | 0% | 0% | 0% | 0% | 0% | N/A | N/A
| 937 | N/A | N/A | N/A | N/A | N/A | N/A | N/A | N/A | N/A | N/A | N/A | N/A | N/A | N/A | 0% | 0 | N/A | 0% | FALSE | N/A | N/A | N/A | N/A | N/A | FALSE | FALSE | TRUE | 0 | 0 | 0 | 0 | 0 | 0 | 0 | 0 | 0 | 0 | 0 | 0 | 0 | 0 | 0 | 0 | 0 | 0 | 0 | 0 | 0 | 0 | 0 | 0 | 0 | 0 | 0 | 0 | 0 | 0 | 0% | 0% | 0% | 0% | 0% | 0 | 0 | 0 | 0 | 0 | 0 | 0 | 0 | 0 | 0 | 0 | 0 | 0 | 0 | 0 | 0 | 0 | 0 | 0 | 0 | 0 | 0 | 0 | 0 | 0 | 0 | 0 | 0 | 0 | 0 | FALSE | 0% | 0% | 0% | 0% | 0% | 0% | FALSE | 0% | 0% | 0% | 0% | 0% | FALSE | 0% | 0% | 0% | 0% | 0% | 0% | 0% | 0% | N/A | N/A
| 938 | N/A | N/A | N/A | N/A | N/A | N/A | N/A | N/A | N/A | N/A | N/A | N/A | N/A | N/A | 0% | 0 | N/A | 0% | FALSE | N/A | N/A | N/A | N/A | N/A | FALSE | FALSE | TRUE | 0 | 0 | 0 | 0 | 0 | 0 | 0 | 0 | 0 | 0 | 0 | 0 | 0 | 0 | 0 | 0 | 0 | 0 | 0 | 0 | 0 | 0 | 0 | 0 | 0 | 0 | 0 | 0 | 0 | 0 | 0% | 0% | 0% | 0% | 0% | 0 | 0 | 0 | 0 | 0 | 0 | 0 | 0 | 0 | 0 | 0 | 0 | 0 | 0 | 0 | 0 | 0 | 0 | 0 | 0 | 0 | 0 | 0 | 0 | 0 | 0 | 0 | 0 | 0 | 0 | FALSE | 0% | 0% | 0% | 0% | 0% | 0% | FALSE | 0% | 0% | 0% | 0% | 0% | FALSE | 0% | 0% | 0% | 0% | 0% | 0% | 0% | 0% | N/A | N/A
| 939 | N/A | N/A | N/A | N/A | N/A | N/A | N/A | N/A | N/A | N/A | N/A | N/A | N/A | N/A | 0% | 0 | N/A | 0% | FALSE | N/A | N/A | N/A | N/A | N/A | FALSE | FALSE | TRUE | 0 | 0 | 0 | 0 | 0 | 0 | 0 | 0 | 0 | 0 | 0 | 0 | 0 | 0 | 0 | 0 | 0 | 0 | 0 | 0 | 0 | 0 | 0 | 0 | 0 | 0 | 0 | 0 | 0 | 0 | 0% | 0% | 0% | 0% | 0% | 0 | 0 | 0 | 0 | 0 | 0 | 0 | 0 | 0 | 0 | 0 | 0 | 0 | 0 | 0 | 0 | 0 | 0 | 0 | 0 | 0 | 0 | 0 | 0 | 0 | 0 | 0 | 0 | 0 | 0 | FALSE | 0% | 0% | 0% | 0% | 0% | 0% | FALSE | 0% | 0% | 0% | 0% | 0% | FALSE | 0% | 0% | 0% | 0% | 0% | 0% | 0% | 0% | N/A | N/A
| 940 | N/A | N/A | N/A | N/A | N/A | N/A | N/A | N/A | N/A | N/A | N/A | N/A | N/A | N/A | 0% | 0 | N/A | 0% | FALSE | N/A | N/A | N/A | N/A | N/A | FALSE | FALSE | TRUE | 0 | 0 | 0 | 0 | 0 | 0 | 0 | 0 | 0 | 0 | 0 | 0 | 0 | 0 | 0 | 0 | 0 | 0 | 0 | 0 | 0 | 0 | 0 | 0 | 0 | 0 | 0 | 0 | 0 | 0 | 0% | 0% | 0% | 0% | 0% | 0 | 0 | 0 | 0 | 0 | 0 | 0 | 0 | 0 | 0 | 0 | 0 | 0 | 0 | 0 | 0 | 0 | 0 | 0 | 0 | 0 | 0 | 0 | 0 | 0 | 0 | 0 | 0 | 0 | 0 | FALSE | 0% | 0% | 0% | 0% | 0% | 0% | FALSE | 0% | 0% | 0% | 0% | 0% | FALSE | 0% | 0% | 0% | 0% | 0% | 0% | 0% | 0% | N/A | N/A
| 941 | N/A | N/A | N/A | N/A | N/A | N/A | N/A | N/A | N/A | N/A | N/A | N/A | N/A | N/A | 0% | 0 | N/A | 0% | FALSE | N/A | N/A | N/A | N/A | N/A | FALSE | FALSE | TRUE | 0 | 0 | 0 | 0 | 0 | 0 | 0 | 0 | 0 | 0 | 0 | 0 | 0 | 0 | 0 | 0 | 0 | 0 | 0 | 0 | 0 | 0 | 0 | 0 | 0 | 0 | 0 | 0 | 0 | 0 | 0% | 0% | 0% | 0% | 0% | 0 | 0 | 0 | 0 | 0 | 0 | 0 | 0 | 0 | 0 | 0 | 0 | 0 | 0 | 0 | 0 | 0 | 0 | 0 | 0 | 0 | 0 | 0 | 0 | 0 | 0 | 0 | 0 | 0 | 0 | FALSE | 0% | 0% | 0% | 0% | 0% | 0% | FALSE | 0% | 0% | 0% | 0% | 0% | FALSE | 0% | 0% | 0% | 0% | 0% | 0% | 0% | 0% | N/A | N/A
| 942 | N/A | N/A | N/A | N/A | N/A | N/A | N/A | N/A | N/A | N/A | N/A | N/A | N/A | N/A | 0% | 0 | N/A | 0% | FALSE | N/A | N/A | N/A | N/A | N/A | FALSE | FALSE | TRUE | 0 | 0 | 0 | 0 | 0 | 0 | 0 | 0 | 0 | 0 | 0 | 0 | 0 | 0 | 0 | 0 | 0 | 0 | 0 | 0 | 0 | 0 | 0 | 0 | 0 | 0 | 0 | 0 | 0 | 0 | 0% | 0% | 0% | 0% | 0% | 0 | 0 | 0 | 0 | 0 | 0 | 0 | 0 | 0 | 0 | 0 | 0 | 0 | 0 | 0 | 0 | 0 | 0 | 0 | 0 | 0 | 0 | 0 | 0 | 0 | 0 | 0 | 0 | 0 | 0 | FALSE | 0% | 0% | 0% | 0% | 0% | 0% | FALSE | 0% | 0% | 0% | 0% | 0% | FALSE | 0% | 0% | 0% | 0% | 0% | 0% | 0% | 0% | N/A | N/A
| 943 | N/A | N/A | N/A | N/A | N/A | N/A | N/A | N/A | N/A | N/A | N/A | N/A | N/A | N/A | 0% | 0 | N/A | 0% | FALSE | N/A | N/A | N/A | N/A | N/A | FALSE | FALSE | TRUE | 0 | 0 | 0 | 0 | 0 | 0 | 0 | 0 | 0 | 0 | 0 | 0 | 0 | 0 | 0 | 0 | 0 | 0 | 0 | 0 | 0 | 0 | 0 | 0 | 0 | 0 | 0 | 0 | 0 | 0 | 0% | 0% | 0% | 0% | 0% | 0 | 0 | 0 | 0 | 0 | 0 | 0 | 0 | 0 | 0 | 0 | 0 | 0 | 0 | 0 | 0 | 0 | 0 | 0 | 0 | 0 | 0 | 0 | 0 | 0 | 0 | 0 | 0 | 0 | 0 | FALSE | 0% | 0% | 0% | 0% | 0% | 0% | FALSE | 0% | 0% | 0% | 0% | 0% | FALSE | 0% | 0% | 0% | 0% | 0% | 0% | 0% | 0% | N/A | N/A
| 944 | N/A | N/A | N/A | N/A | N/A | N/A | N/A | N/A | N/A | N/A | N/A | N/A | N/A | N/A | 0% | 0 | N/A | 0% | FALSE | N/A | N/A | N/A | N/A | N/A | FALSE | FALSE | TRUE | 0 | 0 | 0 | 0 | 0 | 0 | 0 | 0 | 0 | 0 | 0 | 0 | 0 | 0 | 0 | 0 | 0 | 0 | 0 | 0 | 0 | 0 | 0 | 0 | 0 | 0 | 0 | 0 | 0 | 0 | 0% | 0% | 0% | 0% | 0% | 0 | 0 | 0 | 0 | 0 | 0 | 0 | 0 | 0 | 0 | 0 | 0 | 0 | 0 | 0 | 0 | 0 | 0 | 0 | 0 | 0 | 0 | 0 | 0 | 0 | 0 | 0 | 0 | 0 | 0 | FALSE | 0% | 0% | 0% | 0% | 0% | 0% | FALSE | 0% | 0% | 0% | 0% | 0% | FALSE | 0% | 0% | 0% | 0% | 0% | 0% | 0% | 0% | N/A | N/A
| 945 | N/A | N/A | N/A | N/A | N/A | N/A | N/A | N/A | N/A | N/A | N/A | N/A | N/A | N/A | 0% | 0 | N/A | 0% | FALSE | N/A | N/A | N/A | N/A | N/A | FALSE | FALSE | TRUE | 0 | 0 | 0 | 0 | 0 | 0 | 0 | 0 | 0 | 0 | 0 | 0 | 0 | 0 | 0 | 0 | 0 | 0 | 0 | 0 | 0 | 0 | 0 | 0 | 0 | 0 | 0 | 0 | 0 | 0 | 0% | 0% | 0% | 0% | 0% | 0 | 0 | 0 | 0 | 0 | 0 | 0 | 0 | 0 | 0 | 0 | 0 | 0 | 0 | 0 | 0 | 0 | 0 | 0 | 0 | 0 | 0 | 0 | 0 | 0 | 0 | 0 | 0 | 0 | 0 | FALSE | 0% | 0% | 0% | 0% | 0% | 0% | FALSE | 0% | 0% | 0% | 0% | 0% | FALSE | 0% | 0% | 0% | 0% | 0% | 0% | 0% | 0% | N/A | N/A
| 946 | N/A | N/A | N/A | N/A | N/A | N/A | N/A | N/A | N/A | N/A | N/A | N/A | N/A | N/A | 0% | 0 | N/A | 0% | FALSE | N/A | N/A | N/A | N/A | N/A | FALSE | FALSE | TRUE | 0 | 0 | 0 | 0 | 0 | 0 | 0 | 0 | 0 | 0 | 0 | 0 | 0 | 0 | 0 | 0 | 0 | 0 | 0 | 0 | 0 | 0 | 0 | 0 | 0 | 0 | 0 | 0 | 0 | 0 | 0% | 0% | 0% | 0% | 0% | 0 | 0 | 0 | 0 | 0 | 0 | 0 | 0 | 0 | 0 | 0 | 0 | 0 | 0 | 0 | 0 | 0 | 0 | 0 | 0 | 0 | 0 | 0 | 0 | 0 | 0 | 0 | 0 | 0 | 0 | FALSE | 0% | 0% | 0% | 0% | 0% | 0% | FALSE | 0% | 0% | 0% | 0% | 0% | FALSE | 0% | 0% | 0% | 0% | 0% | 0% | 0% | 0% | N/A | N/A
| 947 | N/A | N/A | N/A | N/A | N/A | N/A | N/A | N/A | N/A | N/A | N/A | N/A | N/A | N/A | 0% | 0 | N/A | 0% | FALSE | N/A | N/A | N/A | N/A | N/A | FALSE | FALSE | TRUE | 0 | 0 | 0 | 0 | 0 | 0 | 0 | 0 | 0 | 0 | 0 | 0 | 0 | 0 | 0 | 0 | 0 | 0 | 0 | 0 | 0 | 0 | 0 | 0 | 0 | 0 | 0 | 0 | 0 | 0 | 0% | 0% | 0% | 0% | 0% | 0 | 0 | 0 | 0 | 0 | 0 | 0 | 0 | 0 | 0 | 0 | 0 | 0 | 0 | 0 | 0 | 0 | 0 | 0 | 0 | 0 | 0 | 0 | 0 | 0 | 0 | 0 | 0 | 0 | 0 | FALSE | 0% | 0% | 0% | 0% | 0% | 0% | FALSE | 0% | 0% | 0% | 0% | 0% | FALSE | 0% | 0% | 0% | 0% | 0% | 0% | 0% | 0% | N/A | N/A
| 948 | N/A | N/A | N/A | N/A | N/A | N/A | N/A | N/A | N/A | N/A | N/A | N/A | N/A | N/A | 0% | 0 | N/A | 0% | FALSE | N/A | N/A | N/A | N/A | N/A | FALSE | FALSE | TRUE | 0 | 0 | 0 | 0 | 0 | 0 | 0 | 0 | 0 | 0 | 0 | 0 | 0 | 0 | 0 | 0 | 0 | 0 | 0 | 0 | 0 | 0 | 0 | 0 | 0 | 0 | 0 | 0 | 0 | 0 | 0% | 0% | 0% | 0% | 0% | 0 | 0 | 0 | 0 | 0 | 0 | 0 | 0 | 0 | 0 | 0 | 0 | 0 | 0 | 0 | 0 | 0 | 0 | 0 | 0 | 0 | 0 | 0 | 0 | 0 | 0 | 0 | 0 | 0 | 0 | FALSE | 0% | 0% | 0% | 0% | 0% | 0% | FALSE | 0% | 0% | 0% | 0% | 0% | FALSE | 0% | 0% | 0% | 0% | 0% | 0% | 0% | 0% | N/A | N/A
| 949 | N/A | N/A | N/A | N/A | N/A | N/A | N/A | N/A | N/A | N/A | N/A | N/A | N/A | N/A | 0% | 0 | N/A | 0% | FALSE | N/A | N/A | N/A | N/A | N/A | FALSE | FALSE | TRUE | 0 | 0 | 0 | 0 | 0 | 0 | 0 | 0 | 0 | 0 | 0 | 0 | 0 | 0 | 0 | 0 | 0 | 0 | 0 | 0 | 0 | 0 | 0 | 0 | 0 | 0 | 0 | 0 | 0 | 0 | 0% | 0% | 0% | 0% | 0% | 0 | 0 | 0 | 0 | 0 | 0 | 0 | 0 | 0 | 0 | 0 | 0 | 0 | 0 | 0 | 0 | 0 | 0 | 0 | 0 | 0 | 0 | 0 | 0 | 0 | 0 | 0 | 0 | 0 | 0 | FALSE | 0% | 0% | 0% | 0% | 0% | 0% | FALSE | 0% | 0% | 0% | 0% | 0% | FALSE | 0% | 0% | 0% | 0% | 0% | 0% | 0% | 0% | N/A | N/A
| 950 | N/A | N/A | N/A | N/A | N/A | N/A | N/A | N/A | N/A | N/A | N/A | N/A | N/A | N/A | 0% | 0 | N/A | 0% | FALSE | N/A | N/A | N/A | N/A | N/A | FALSE | FALSE | TRUE | 0 | 0 | 0 | 0 | 0 | 0 | 0 | 0 | 0 | 0 | 0 | 0 | 0 | 0 | 0 | 0 | 0 | 0 | 0 | 0 | 0 | 0 | 0 | 0 | 0 | 0 | 0 | 0 | 0 | 0 | 0% | 0% | 0% | 0% | 0% | 0 | 0 | 0 | 0 | 0 | 0 | 0 | 0 | 0 | 0 | 0 | 0 | 0 | 0 | 0 | 0 | 0 | 0 | 0 | 0 | 0 | 0 | 0 | 0 | 0 | 0 | 0 | 0 | 0 | 0 | FALSE | 0% | 0% | 0% | 0% | 0% | 0% | FALSE | 0% | 0% | 0% | 0% | 0% | FALSE | 0% | 0% | 0% | 0% | 0% | 0% | 0% | 0% | N/A | N/A
| 951 | N/A | N/A | N/A | N/A | N/A | N/A | N/A | N/A | N/A | N/A | N/A | N/A | N/A | N/A | 0% | 0 | N/A | 0% | FALSE | N/A | N/A | N/A | N/A | N/A | FALSE | FALSE | TRUE | 0 | 0 | 0 | 0 | 0 | 0 | 0 | 0 | 0 | 0 | 0 | 0 | 0 | 0 | 0 | 0 | 0 | 0 | 0 | 0 | 0 | 0 | 0 | 0 | 0 | 0 | 0 | 0 | 0 | 0 | 0% | 0% | 0% | 0% | 0% | 0 | 0 | 0 | 0 | 0 | 0 | 0 | 0 | 0 | 0 | 0 | 0 | 0 | 0 | 0 | 0 | 0 | 0 | 0 | 0 | 0 | 0 | 0 | 0 | 0 | 0 | 0 | 0 | 0 | 0 | FALSE | 0% | 0% | 0% | 0% | 0% | 0% | FALSE | 0% | 0% | 0% | 0% | 0% | FALSE | 0% | 0% | 0% | 0% | 0% | 0% | 0% | 0% | N/A | N/A
| 952 | N/A | N/A | N/A | N/A | N/A | N/A | N/A | N/A | N/A | N/A | N/A | N/A | N/A | N/A | 0% | 0 | N/A | 0% | FALSE | N/A | N/A | N/A | N/A | N/A | FALSE | FALSE | TRUE | 0 | 0 | 0 | 0 | 0 | 0 | 0 | 0 | 0 | 0 | 0 | 0 | 0 | 0 | 0 | 0 | 0 | 0 | 0 | 0 | 0 | 0 | 0 | 0 | 0 | 0 | 0 | 0 | 0 | 0 | 0% | 0% | 0% | 0% | 0% | 0 | 0 | 0 | 0 | 0 | 0 | 0 | 0 | 0 | 0 | 0 | 0 | 0 | 0 | 0 | 0 | 0 | 0 | 0 | 0 | 0 | 0 | 0 | 0 | 0 | 0 | 0 | 0 | 0 | 0 | FALSE | 0% | 0% | 0% | 0% | 0% | 0% | FALSE | 0% | 0% | 0% | 0% | 0% | FALSE | 0% | 0% | 0% | 0% | 0% | 0% | 0% | 0% | N/A | N/A
| 953 | N/A | N/A | N/A | N/A | N/A | N/A | N/A | N/A | N/A | N/A | N/A | N/A | N/A | N/A | 0% | 0 | N/A | 0% | FALSE | N/A | N/A | N/A | N/A | N/A | FALSE | FALSE | TRUE | 0 | 0 | 0 | 0 | 0 | 0 | 0 | 0 | 0 | 0 | 0 | 0 | 0 | 0 | 0 | 0 | 0 | 0 | 0 | 0 | 0 | 0 | 0 | 0 | 0 | 0 | 0 | 0 | 0 | 0 | 0% | 0% | 0% | 0% | 0% | 0 | 0 | 0 | 0 | 0 | 0 | 0 | 0 | 0 | 0 | 0 | 0 | 0 | 0 | 0 | 0 | 0 | 0 | 0 | 0 | 0 | 0 | 0 | 0 | 0 | 0 | 0 | 0 | 0 | 0 | FALSE | 0% | 0% | 0% | 0% | 0% | 0% | FALSE | 0% | 0% | 0% | 0% | 0% | FALSE | 0% | 0% | 0% | 0% | 0% | 0% | 0% | 0% | N/A | N/A
| 954 | N/A | N/A | N/A | N/A | N/A | N/A | N/A | N/A | N/A | N/A | N/A | N/A | N/A | N/A | 0% | 0 | N/A | 0% | FALSE | N/A | N/A | N/A | N/A | N/A | FALSE | FALSE | TRUE | 0 | 0 | 0 | 0 | 0 | 0 | 0 | 0 | 0 | 0 | 0 | 0 | 0 | 0 | 0 | 0 | 0 | 0 | 0 | 0 | 0 | 0 | 0 | 0 | 0 | 0 | 0 | 0 | 0 | 0 | 0% | 0% | 0% | 0% | 0% | 0 | 0 | 0 | 0 | 0 | 0 | 0 | 0 | 0 | 0 | 0 | 0 | 0 | 0 | 0 | 0 | 0 | 0 | 0 | 0 | 0 | 0 | 0 | 0 | 0 | 0 | 0 | 0 | 0 | 0 | FALSE | 0% | 0% | 0% | 0% | 0% | 0% | FALSE | 0% | 0% | 0% | 0% | 0% | FALSE | 0% | 0% | 0% | 0% | 0% | 0% | 0% | 0% | N/A | N/A
| 955 | N/A | N/A | N/A | N/A | N/A | N/A | N/A | N/A | N/A | N/A | N/A | N/A | N/A | N/A | 0% | 0 | N/A | 0% | FALSE | N/A | N/A | N/A | N/A | N/A | FALSE | FALSE | TRUE | 0 | 0 | 0 | 0 | 0 | 0 | 0 | 0 | 0 | 0 | 0 | 0 | 0 | 0 | 0 | 0 | 0 | 0 | 0 | 0 | 0 | 0 | 0 | 0 | 0 | 0 | 0 | 0 | 0 | 0 | 0% | 0% | 0% | 0% | 0% | 0 | 0 | 0 | 0 | 0 | 0 | 0 | 0 | 0 | 0 | 0 | 0 | 0 | 0 | 0 | 0 | 0 | 0 | 0 | 0 | 0 | 0 | 0 | 0 | 0 | 0 | 0 | 0 | 0 | 0 | FALSE | 0% | 0% | 0% | 0% | 0% | 0% | FALSE | 0% | 0% | 0% | 0% | 0% | FALSE | 0% | 0% | 0% | 0% | 0% | 0% | 0% | 0% | N/A | N/A
| 956 | N/A | N/A | N/A | N/A | N/A | N/A | N/A | N/A | N/A | N/A | N/A | N/A | N/A | N/A | 0% | 0 | N/A | 0% | FALSE | N/A | N/A | N/A | N/A | N/A | FALSE | FALSE | TRUE | 0 | 0 | 0 | 0 | 0 | 0 | 0 | 0 | 0 | 0 | 0 | 0 | 0 | 0 | 0 | 0 | 0 | 0 | 0 | 0 | 0 | 0 | 0 | 0 | 0 | 0 | 0 | 0 | 0 | 0 | 0% | 0% | 0% | 0% | 0% | 0 | 0 | 0 | 0 | 0 | 0 | 0 | 0 | 0 | 0 | 0 | 0 | 0 | 0 | 0 | 0 | 0 | 0 | 0 | 0 | 0 | 0 | 0 | 0 | 0 | 0 | 0 | 0 | 0 | 0 | FALSE | 0% | 0% | 0% | 0% | 0% | 0% | FALSE | 0% | 0% | 0% | 0% | 0% | FALSE | 0% | 0% | 0% | 0% | 0% | 0% | 0% | 0% | N/A | N/A
| 957 | N/A | N/A | N/A | N/A | N/A | N/A | N/A | N/A | N/A | N/A | N/A | N/A | N/A | N/A | 0% | 0 | N/A | 0% | FALSE | N/A | N/A | N/A | N/A | N/A | FALSE | FALSE | TRUE | 0 | 0 | 0 | 0 | 0 | 0 | 0 | 0 | 0 | 0 | 0 | 0 | 0 | 0 | 0 | 0 | 0 | 0 | 0 | 0 | 0 | 0 | 0 | 0 | 0 | 0 | 0 | 0 | 0 | 0 | 0% | 0% | 0% | 0% | 0% | 0 | 0 | 0 | 0 | 0 | 0 | 0 | 0 | 0 | 0 | 0 | 0 | 0 | 0 | 0 | 0 | 0 | 0 | 0 | 0 | 0 | 0 | 0 | 0 | 0 | 0 | 0 | 0 | 0 | 0 | FALSE | 0% | 0% | 0% | 0% | 0% | 0% | FALSE | 0% | 0% | 0% | 0% | 0% | FALSE | 0% | 0% | 0% | 0% | 0% | 0% | 0% | 0% | N/A | N/A
| 958 | N/A | N/A | N/A | N/A | N/A | N/A | N/A | N/A | N/A | N/A | N/A | N/A | N/A | N/A | 0% | 0 | N/A | 0% | FALSE | N/A | N/A | N/A | N/A | N/A | FALSE | FALSE | TRUE | 0 | 0 | 0 | 0 | 0 | 0 | 0 | 0 | 0 | 0 | 0 | 0 | 0 | 0 | 0 | 0 | 0 | 0 | 0 | 0 | 0 | 0 | 0 | 0 | 0 | 0 | 0 | 0 | 0 | 0 | 0% | 0% | 0% | 0% | 0% | 0 | 0 | 0 | 0 | 0 | 0 | 0 | 0 | 0 | 0 | 0 | 0 | 0 | 0 | 0 | 0 | 0 | 0 | 0 | 0 | 0 | 0 | 0 | 0 | 0 | 0 | 0 | 0 | 0 | 0 | FALSE | 0% | 0% | 0% | 0% | 0% | 0% | FALSE | 0% | 0% | 0% | 0% | 0% | FALSE | 0% | 0% | 0% | 0% | 0% | 0% | 0% | 0% | N/A | N/A
| 959 | N/A | N/A | N/A | N/A | N/A | N/A | N/A | N/A | N/A | N/A | N/A | N/A | N/A | N/A | 0% | 0 | N/A | 0% | FALSE | N/A | N/A | N/A | N/A | N/A | FALSE | FALSE | TRUE | 0 | 0 | 0 | 0 | 0 | 0 | 0 | 0 | 0 | 0 | 0 | 0 | 0 | 0 | 0 | 0 | 0 | 0 | 0 | 0 | 0 | 0 | 0 | 0 | 0 | 0 | 0 | 0 | 0 | 0 | 0% | 0% | 0% | 0% | 0% | 0 | 0 | 0 | 0 | 0 | 0 | 0 | 0 | 0 | 0 | 0 | 0 | 0 | 0 | 0 | 0 | 0 | 0 | 0 | 0 | 0 | 0 | 0 | 0 | 0 | 0 | 0 | 0 | 0 | 0 | FALSE | 0% | 0% | 0% | 0% | 0% | 0% | FALSE | 0% | 0% | 0% | 0% | 0% | FALSE | 0% | 0% | 0% | 0% | 0% | 0% | 0% | 0% | N/A | N/A
| 960 | N/A | N/A | N/A | N/A | N/A | N/A | N/A | N/A | N/A | N/A | N/A | N/A | N/A | N/A | 0% | 0 | N/A | 0% | FALSE | N/A | N/A | N/A | N/A | N/A | FALSE | FALSE | TRUE | 0 | 0 | 0 | 0 | 0 | 0 | 0 | 0 | 0 | 0 | 0 | 0 | 0 | 0 | 0 | 0 | 0 | 0 | 0 | 0 | 0 | 0 | 0 | 0 | 0 | 0 | 0 | 0 | 0 | 0 | 0% | 0% | 0% | 0% | 0% | 0 | 0 | 0 | 0 | 0 | 0 | 0 | 0 | 0 | 0 | 0 | 0 | 0 | 0 | 0 | 0 | 0 | 0 | 0 | 0 | 0 | 0 | 0 | 0 | 0 | 0 | 0 | 0 | 0 | 0 | FALSE | 0% | 0% | 0% | 0% | 0% | 0% | FALSE | 0% | 0% | 0% | 0% | 0% | FALSE | 0% | 0% | 0% | 0% | 0% | 0% | 0% | 0% | N/A | N/A
| 961 | N/A | N/A | N/A | N/A | N/A | N/A | N/A | N/A | N/A | N/A | N/A | N/A | N/A | N/A | 0% | 0 | N/A | 0% | FALSE | N/A | N/A | N/A | N/A | N/A | FALSE | FALSE | TRUE | 0 | 0 | 0 | 0 | 0 | 0 | 0 | 0 | 0 | 0 | 0 | 0 | 0 | 0 | 0 | 0 | 0 | 0 | 0 | 0 | 0 | 0 | 0 | 0 | 0 | 0 | 0 | 0 | 0 | 0 | 0% | 0% | 0% | 0% | 0% | 0 | 0 | 0 | 0 | 0 | 0 | 0 | 0 | 0 | 0 | 0 | 0 | 0 | 0 | 0 | 0 | 0 | 0 | 0 | 0 | 0 | 0 | 0 | 0 | 0 | 0 | 0 | 0 | 0 | 0 | FALSE | 0% | 0% | 0% | 0% | 0% | 0% | FALSE | 0% | 0% | 0% | 0% | 0% | FALSE | 0% | 0% | 0% | 0% | 0% | 0% | 0% | 0% | N/A | N/A
| 962 | N/A | N/A | N/A | N/A | N/A | N/A | N/A | N/A | N/A | N/A | N/A | N/A | N/A | N/A | 0% | 0 | N/A | 0% | FALSE | N/A | N/A | N/A | N/A | N/A | FALSE | FALSE | TRUE | 0 | 0 | 0 | 0 | 0 | 0 | 0 | 0 | 0 | 0 | 0 | 0 | 0 | 0 | 0 | 0 | 0 | 0 | 0 | 0 | 0 | 0 | 0 | 0 | 0 | 0 | 0 | 0 | 0 | 0 | 0% | 0% | 0% | 0% | 0% | 0 | 0 | 0 | 0 | 0 | 0 | 0 | 0 | 0 | 0 | 0 | 0 | 0 | 0 | 0 | 0 | 0 | 0 | 0 | 0 | 0 | 0 | 0 | 0 | 0 | 0 | 0 | 0 | 0 | 0 | FALSE | 0% | 0% | 0% | 0% | 0% | 0% | FALSE | 0% | 0% | 0% | 0% | 0% | FALSE | 0% | 0% | 0% | 0% | 0% | 0% | 0% | 0% | N/A | N/A
| 963 | N/A | N/A | N/A | N/A | N/A | N/A | N/A | N/A | N/A | N/A | N/A | N/A | N/A | N/A | 0% | 0 | N/A | 0% | FALSE | N/A | N/A | N/A | N/A | N/A | FALSE | FALSE | TRUE | 0 | 0 | 0 | 0 | 0 | 0 | 0 | 0 | 0 | 0 | 0 | 0 | 0 | 0 | 0 | 0 | 0 | 0 | 0 | 0 | 0 | 0 | 0 | 0 | 0 | 0 | 0 | 0 | 0 | 0 | 0% | 0% | 0% | 0% | 0% | 0 | 0 | 0 | 0 | 0 | 0 | 0 | 0 | 0 | 0 | 0 | 0 | 0 | 0 | 0 | 0 | 0 | 0 | 0 | 0 | 0 | 0 | 0 | 0 | 0 | 0 | 0 | 0 | 0 | 0 | FALSE | 0% | 0% | 0% | 0% | 0% | 0% | FALSE | 0% | 0% | 0% | 0% | 0% | FALSE | 0% | 0% | 0% | 0% | 0% | 0% | 0% | 0% | N/A | N/A
| 964 | N/A | N/A | N/A | N/A | N/A | N/A | N/A | N/A | N/A | N/A | N/A | N/A | N/A | N/A | 0% | 0 | N/A | 0% | FALSE | N/A | N/A | N/A | N/A | N/A | FALSE | FALSE | TRUE | 0 | 0 | 0 | 0 | 0 | 0 | 0 | 0 | 0 | 0 | 0 | 0 | 0 | 0 | 0 | 0 | 0 | 0 | 0 | 0 | 0 | 0 | 0 | 0 | 0 | 0 | 0 | 0 | 0 | 0 | 0% | 0% | 0% | 0% | 0% | 0 | 0 | 0 | 0 | 0 | 0 | 0 | 0 | 0 | 0 | 0 | 0 | 0 | 0 | 0 | 0 | 0 | 0 | 0 | 0 | 0 | 0 | 0 | 0 | 0 | 0 | 0 | 0 | 0 | 0 | FALSE | 0% | 0% | 0% | 0% | 0% | 0% | FALSE | 0% | 0% | 0% | 0% | 0% | FALSE | 0% | 0% | 0% | 0% | 0% | 0% | 0% | 0% | N/A | N/A
| 965 | N/A | N/A | N/A | N/A | N/A | N/A | N/A | N/A | N/A | N/A | N/A | N/A | N/A | N/A | 0% | 0 | N/A | 0% | FALSE | N/A | N/A | N/A | N/A | N/A | FALSE | FALSE | TRUE | 0 | 0 | 0 | 0 | 0 | 0 | 0 | 0 | 0 | 0 | 0 | 0 | 0 | 0 | 0 | 0 | 0 | 0 | 0 | 0 | 0 | 0 | 0 | 0 | 0 | 0 | 0 | 0 | 0 | 0 | 0% | 0% | 0% | 0% | 0% | 0 | 0 | 0 | 0 | 0 | 0 | 0 | 0 | 0 | 0 | 0 | 0 | 0 | 0 | 0 | 0 | 0 | 0 | 0 | 0 | 0 | 0 | 0 | 0 | 0 | 0 | 0 | 0 | 0 | 0 | FALSE | 0% | 0% | 0% | 0% | 0% | 0% | FALSE | 0% | 0% | 0% | 0% | 0% | FALSE | 0% | 0% | 0% | 0% | 0% | 0% | 0% | 0% | N/A | N/A
| 966 | N/A | N/A | N/A | N/A | N/A | N/A | N/A | N/A | N/A | N/A | N/A | N/A | N/A | N/A | 0% | 0 | N/A | 0% | FALSE | N/A | N/A | N/A | N/A | N/A | FALSE | FALSE | TRUE | 0 | 0 | 0 | 0 | 0 | 0 | 0 | 0 | 0 | 0 | 0 | 0 | 0 | 0 | 0 | 0 | 0 | 0 | 0 | 0 | 0 | 0 | 0 | 0 | 0 | 0 | 0 | 0 | 0 | 0 | 0% | 0% | 0% | 0% | 0% | 0 | 0 | 0 | 0 | 0 | 0 | 0 | 0 | 0 | 0 | 0 | 0 | 0 | 0 | 0 | 0 | 0 | 0 | 0 | 0 | 0 | 0 | 0 | 0 | 0 | 0 | 0 | 0 | 0 | 0 | FALSE | 0% | 0% | 0% | 0% | 0% | 0% | FALSE | 0% | 0% | 0% | 0% | 0% | FALSE | 0% | 0% | 0% | 0% | 0% | 0% | 0% | 0% | N/A | N/A
| 967 | N/A | N/A | N/A | N/A | N/A | N/A | N/A | N/A | N/A | N/A | N/A | N/A | N/A | N/A | 0% | 0 | N/A | 0% | FALSE | N/A | N/A | N/A | N/A | N/A | FALSE | FALSE | TRUE | 0 | 0 | 0 | 0 | 0 | 0 | 0 | 0 | 0 | 0 | 0 | 0 | 0 | 0 | 0 | 0 | 0 | 0 | 0 | 0 | 0 | 0 | 0 | 0 | 0 | 0 | 0 | 0 | 0 | 0 | 0% | 0% | 0% | 0% | 0% | 0 | 0 | 0 | 0 | 0 | 0 | 0 | 0 | 0 | 0 | 0 | 0 | 0 | 0 | 0 | 0 | 0 | 0 | 0 | 0 | 0 | 0 | 0 | 0 | 0 | 0 | 0 | 0 | 0 | 0 | FALSE | 0% | 0% | 0% | 0% | 0% | 0% | FALSE | 0% | 0% | 0% | 0% | 0% | FALSE | 0% | 0% | 0% | 0% | 0% | 0% | 0% | 0% | N/A | N/A
| 968 | N/A | N/A | N/A | N/A | N/A | N/A | N/A | N/A | N/A | N/A | N/A | N/A | N/A | N/A | 0% | 0 | N/A | 0% | FALSE | N/A | N/A | N/A | N/A | N/A | FALSE | FALSE | TRUE | 0 | 0 | 0 | 0 | 0 | 0 | 0 | 0 | 0 | 0 | 0 | 0 | 0 | 0 | 0 | 0 | 0 | 0 | 0 | 0 | 0 | 0 | 0 | 0 | 0 | 0 | 0 | 0 | 0 | 0 | 0% | 0% | 0% | 0% | 0% | 0 | 0 | 0 | 0 | 0 | 0 | 0 | 0 | 0 | 0 | 0 | 0 | 0 | 0 | 0 | 0 | 0 | 0 | 0 | 0 | 0 | 0 | 0 | 0 | 0 | 0 | 0 | 0 | 0 | 0 | FALSE | 0% | 0% | 0% | 0% | 0% | 0% | FALSE | 0% | 0% | 0% | 0% | 0% | FALSE | 0% | 0% | 0% | 0% | 0% | 0% | 0% | 0% | N/A | N/A
| 969 | N/A | N/A | N/A | N/A | N/A | N/A | N/A | N/A | N/A | N/A | N/A | N/A | N/A | N/A | 0% | 0 | N/A | 0% | FALSE | N/A | N/A | N/A | N/A | N/A | FALSE | FALSE | TRUE | 0 | 0 | 0 | 0 | 0 | 0 | 0 | 0 | 0 | 0 | 0 | 0 | 0 | 0 | 0 | 0 | 0 | 0 | 0 | 0 | 0 | 0 | 0 | 0 | 0 | 0 | 0 | 0 | 0 | 0 | 0% | 0% | 0% | 0% | 0% | 0 | 0 | 0 | 0 | 0 | 0 | 0 | 0 | 0 | 0 | 0 | 0 | 0 | 0 | 0 | 0 | 0 | 0 | 0 | 0 | 0 | 0 | 0 | 0 | 0 | 0 | 0 | 0 | 0 | 0 | FALSE | 0% | 0% | 0% | 0% | 0% | 0% | FALSE | 0% | 0% | 0% | 0% | 0% | FALSE | 0% | 0% | 0% | 0% | 0% | 0% | 0% | 0% | N/A | N/A
| 970 | N/A | N/A | N/A | N/A | N/A | N/A | N/A | N/A | N/A | N/A | N/A | N/A | N/A | N/A | 0% | 0 | N/A | 0% | FALSE | N/A | N/A | N/A | N/A | N/A | FALSE | FALSE | TRUE | 0 | 0 | 0 | 0 | 0 | 0 | 0 | 0 | 0 | 0 | 0 | 0 | 0 | 0 | 0 | 0 | 0 | 0 | 0 | 0 | 0 | 0 | 0 | 0 | 0 | 0 | 0 | 0 | 0 | 0 | 0% | 0% | 0% | 0% | 0% | 0 | 0 | 0 | 0 | 0 | 0 | 0 | 0 | 0 | 0 | 0 | 0 | 0 | 0 | 0 | 0 | 0 | 0 | 0 | 0 | 0 | 0 | 0 | 0 | 0 | 0 | 0 | 0 | 0 | 0 | FALSE | 0% | 0% | 0% | 0% | 0% | 0% | FALSE | 0% | 0% | 0% | 0% | 0% | FALSE | 0% | 0% | 0% | 0% | 0% | 0% | 0% | 0% | N/A | N/A
| 971 | N/A | N/A | N/A | N/A | N/A | N/A | N/A | N/A | N/A | N/A | N/A | N/A | N/A | N/A | 0% | 0 | N/A | 0% | FALSE | N/A | N/A | N/A | N/A | N/A | FALSE | FALSE | TRUE | 0 | 0 | 0 | 0 | 0 | 0 | 0 | 0 | 0 | 0 | 0 | 0 | 0 | 0 | 0 | 0 | 0 | 0 | 0 | 0 | 0 | 0 | 0 | 0 | 0 | 0 | 0 | 0 | 0 | 0 | 0% | 0% | 0% | 0% | 0% | 0 | 0 | 0 | 0 | 0 | 0 | 0 | 0 | 0 | 0 | 0 | 0 | 0 | 0 | 0 | 0 | 0 | 0 | 0 | 0 | 0 | 0 | 0 | 0 | 0 | 0 | 0 | 0 | 0 | 0 | FALSE | 0% | 0% | 0% | 0% | 0% | 0% | FALSE | 0% | 0% | 0% | 0% | 0% | FALSE | 0% | 0% | 0% | 0% | 0% | 0% | 0% | 0% | N/A | N/A
| 972 | N/A | N/A | N/A | N/A | N/A | N/A | N/A | N/A | N/A | N/A | N/A | N/A | N/A | N/A | 0% | 0 | N/A | 0% | FALSE | N/A | N/A | N/A | N/A | N/A | FALSE | FALSE | TRUE | 0 | 0 | 0 | 0 | 0 | 0 | 0 | 0 | 0 | 0 | 0 | 0 | 0 | 0 | 0 | 0 | 0 | 0 | 0 | 0 | 0 | 0 | 0 | 0 | 0 | 0 | 0 | 0 | 0 | 0 | 0% | 0% | 0% | 0% | 0% | 0 | 0 | 0 | 0 | 0 | 0 | 0 | 0 | 0 | 0 | 0 | 0 | 0 | 0 | 0 | 0 | 0 | 0 | 0 | 0 | 0 | 0 | 0 | 0 | 0 | 0 | 0 | 0 | 0 | 0 | FALSE | 0% | 0% | 0% | 0% | 0% | 0% | FALSE | 0% | 0% | 0% | 0% | 0% | FALSE | 0% | 0% | 0% | 0% | 0% | 0% | 0% | 0% | N/A | N/A
| 973 | N/A | N/A | N/A | N/A | N/A | N/A | N/A | N/A | N/A | N/A | N/A | N/A | N/A | N/A | 0% | 0 | N/A | 0% | FALSE | N/A | N/A | N/A | N/A | N/A | FALSE | FALSE | TRUE | 0 | 0 | 0 | 0 | 0 | 0 | 0 | 0 | 0 | 0 | 0 | 0 | 0 | 0 | 0 | 0 | 0 | 0 | 0 | 0 | 0 | 0 | 0 | 0 | 0 | 0 | 0 | 0 | 0 | 0 | 0% | 0% | 0% | 0% | 0% | 0 | 0 | 0 | 0 | 0 | 0 | 0 | 0 | 0 | 0 | 0 | 0 | 0 | 0 | 0 | 0 | 0 | 0 | 0 | 0 | 0 | 0 | 0 | 0 | 0 | 0 | 0 | 0 | 0 | 0 | FALSE | 0% | 0% | 0% | 0% | 0% | 0% | FALSE | 0% | 0% | 0% | 0% | 0% | FALSE | 0% | 0% | 0% | 0% | 0% | 0% | 0% | 0% | N/A | N/A
| 974 | N/A | N/A | N/A | N/A | N/A | N/A | N/A | N/A | N/A | N/A | N/A | N/A | N/A | N/A | 0% | 0 | N/A | 0% | FALSE | N/A | N/A | N/A | N/A | N/A | FALSE | FALSE | TRUE | 0 | 0 | 0 | 0 | 0 | 0 | 0 | 0 | 0 | 0 | 0 | 0 | 0 | 0 | 0 | 0 | 0 | 0 | 0 | 0 | 0 | 0 | 0 | 0 | 0 | 0 | 0 | 0 | 0 | 0 | 0% | 0% | 0% | 0% | 0% | 0 | 0 | 0 | 0 | 0 | 0 | 0 | 0 | 0 | 0 | 0 | 0 | 0 | 0 | 0 | 0 | 0 | 0 | 0 | 0 | 0 | 0 | 0 | 0 | 0 | 0 | 0 | 0 | 0 | 0 | FALSE | 0% | 0% | 0% | 0% | 0% | 0% | FALSE | 0% | 0% | 0% | 0% | 0% | FALSE | 0% | 0% | 0% | 0% | 0% | 0% | 0% | 0% | N/A | N/A
| 975 | N/A | N/A | N/A | N/A | N/A | N/A | N/A | N/A | N/A | N/A | N/A | N/A | N/A | N/A | 0% | 0 | N/A | 0% | FALSE | N/A | N/A | N/A | N/A | N/A | FALSE | FALSE | TRUE | 0 | 0 | 0 | 0 | 0 | 0 | 0 | 0 | 0 | 0 | 0 | 0 | 0 | 0 | 0 | 0 | 0 | 0 | 0 | 0 | 0 | 0 | 0 | 0 | 0 | 0 | 0 | 0 | 0 | 0 | 0% | 0% | 0% | 0% | 0% | 0 | 0 | 0 | 0 | 0 | 0 | 0 | 0 | 0 | 0 | 0 | 0 | 0 | 0 | 0 | 0 | 0 | 0 | 0 | 0 | 0 | 0 | 0 | 0 | 0 | 0 | 0 | 0 | 0 | 0 | FALSE | 0% | 0% | 0% | 0% | 0% | 0% | FALSE | 0% | 0% | 0% | 0% | 0% | FALSE | 0% | 0% | 0% | 0% | 0% | 0% | 0% | 0% | N/A | N/A
| 976 | N/A | N/A | N/A | N/A | N/A | N/A | N/A | N/A | N/A | N/A | N/A | N/A | N/A | N/A | 0% | 0 | N/A | 0% | FALSE | N/A | N/A | N/A | N/A | N/A | FALSE | FALSE | TRUE | 0 | 0 | 0 | 0 | 0 | 0 | 0 | 0 | 0 | 0 | 0 | 0 | 0 | 0 | 0 | 0 | 0 | 0 | 0 | 0 | 0 | 0 | 0 | 0 | 0 | 0 | 0 | 0 | 0 | 0 | 0% | 0% | 0% | 0% | 0% | 0 | 0 | 0 | 0 | 0 | 0 | 0 | 0 | 0 | 0 | 0 | 0 | 0 | 0 | 0 | 0 | 0 | 0 | 0 | 0 | 0 | 0 | 0 | 0 | 0 | 0 | 0 | 0 | 0 | 0 | FALSE | 0% | 0% | 0% | 0% | 0% | 0% | FALSE | 0% | 0% | 0% | 0% | 0% | FALSE | 0% | 0% | 0% | 0% | 0% | 0% | 0% | 0% | N/A | N/A
| 977 | N/A | N/A | N/A | N/A | N/A | N/A | N/A | N/A | N/A | N/A | N/A | N/A | N/A | N/A | 0% | 0 | N/A | 0% | FALSE | N/A | N/A | N/A | N/A | N/A | FALSE | FALSE | TRUE | 0 | 0 | 0 | 0 | 0 | 0 | 0 | 0 | 0 | 0 | 0 | 0 | 0 | 0 | 0 | 0 | 0 | 0 | 0 | 0 | 0 | 0 | 0 | 0 | 0 | 0 | 0 | 0 | 0 | 0 | 0% | 0% | 0% | 0% | 0% | 0 | 0 | 0 | 0 | 0 | 0 | 0 | 0 | 0 | 0 | 0 | 0 | 0 | 0 | 0 | 0 | 0 | 0 | 0 | 0 | 0 | 0 | 0 | 0 | 0 | 0 | 0 | 0 | 0 | 0 | FALSE | 0% | 0% | 0% | 0% | 0% | 0% | FALSE | 0% | 0% | 0% | 0% | 0% | FALSE | 0% | 0% | 0% | 0% | 0% | 0% | 0% | 0% | N/A | N/A
| 978 | N/A | N/A | N/A | N/A | N/A | N/A | N/A | N/A | N/A | N/A | N/A | N/A | N/A | N/A | 0% | 0 | N/A | 0% | FALSE | N/A | N/A | N/A | N/A | N/A | FALSE | FALSE | TRUE | 0 | 0 | 0 | 0 | 0 | 0 | 0 | 0 | 0 | 0 | 0 | 0 | 0 | 0 | 0 | 0 | 0 | 0 | 0 | 0 | 0 | 0 | 0 | 0 | 0 | 0 | 0 | 0 | 0 | 0 | 0% | 0% | 0% | 0% | 0% | 0 | 0 | 0 | 0 | 0 | 0 | 0 | 0 | 0 | 0 | 0 | 0 | 0 | 0 | 0 | 0 | 0 | 0 | 0 | 0 | 0 | 0 | 0 | 0 | 0 | 0 | 0 | 0 | 0 | 0 | FALSE | 0% | 0% | 0% | 0% | 0% | 0% | FALSE | 0% | 0% | 0% | 0% | 0% | FALSE | 0% | 0% | 0% | 0% | 0% | 0% | 0% | 0% | N/A | N/A
| 979 | N/A | N/A | N/A | N/A | N/A | N/A | N/A | N/A | N/A | N/A | N/A | N/A | N/A | N/A | 0% | 0 | N/A | 0% | FALSE | N/A | N/A | N/A | N/A | N/A | FALSE | FALSE | TRUE | 0 | 0 | 0 | 0 | 0 | 0 | 0 | 0 | 0 | 0 | 0 | 0 | 0 | 0 | 0 | 0 | 0 | 0 | 0 | 0 | 0 | 0 | 0 | 0 | 0 | 0 | 0 | 0 | 0 | 0 | 0% | 0% | 0% | 0% | 0% | 0 | 0 | 0 | 0 | 0 | 0 | 0 | 0 | 0 | 0 | 0 | 0 | 0 | 0 | 0 | 0 | 0 | 0 | 0 | 0 | 0 | 0 | 0 | 0 | 0 | 0 | 0 | 0 | 0 | 0 | FALSE | 0% | 0% | 0% | 0% | 0% | 0% | FALSE | 0% | 0% | 0% | 0% | 0% | FALSE | 0% | 0% | 0% | 0% | 0% | 0% | 0% | 0% | N/A | N/A
| 980 | N/A | N/A | N/A | N/A | N/A | N/A | N/A | N/A | N/A | N/A | N/A | N/A | N/A | N/A | 0% | 0 | N/A | 0% | FALSE | N/A | N/A | N/A | N/A | N/A | FALSE | FALSE | TRUE | 0 | 0 | 0 | 0 | 0 | 0 | 0 | 0 | 0 | 0 | 0 | 0 | 0 | 0 | 0 | 0 | 0 | 0 | 0 | 0 | 0 | 0 | 0 | 0 | 0 | 0 | 0 | 0 | 0 | 0 | 0% | 0% | 0% | 0% | 0% | 0 | 0 | 0 | 0 | 0 | 0 | 0 | 0 | 0 | 0 | 0 | 0 | 0 | 0 | 0 | 0 | 0 | 0 | 0 | 0 | 0 | 0 | 0 | 0 | 0 | 0 | 0 | 0 | 0 | 0 | FALSE | 0% | 0% | 0% | 0% | 0% | 0% | FALSE | 0% | 0% | 0% | 0% | 0% | FALSE | 0% | 0% | 0% | 0% | 0% | 0% | 0% | 0% | N/A | N/A
| 981 | N/A | N/A | N/A | N/A | N/A | N/A | N/A | N/A | N/A | N/A | N/A | N/A | N/A | N/A | 0% | 0 | N/A | 0% | FALSE | N/A | N/A | N/A | N/A | N/A | FALSE | FALSE | TRUE | 0 | 0 | 0 | 0 | 0 | 0 | 0 | 0 | 0 | 0 | 0 | 0 | 0 | 0 | 0 | 0 | 0 | 0 | 0 | 0 | 0 | 0 | 0 | 0 | 0 | 0 | 0 | 0 | 0 | 0 | 0% | 0% | 0% | 0% | 0% | 0 | 0 | 0 | 0 | 0 | 0 | 0 | 0 | 0 | 0 | 0 | 0 | 0 | 0 | 0 | 0 | 0 | 0 | 0 | 0 | 0 | 0 | 0 | 0 | 0 | 0 | 0 | 0 | 0 | 0 | FALSE | 0% | 0% | 0% | 0% | 0% | 0% | FALSE | 0% | 0% | 0% | 0% | 0% | FALSE | 0% | 0% | 0% | 0% | 0% | 0% | 0% | 0% | N/A | N/A
| 982 | N/A | N/A | N/A | N/A | N/A | N/A | N/A | N/A | N/A | N/A | N/A | N/A | N/A | N/A | 0% | 0 | N/A | 0% | FALSE | N/A | N/A | N/A | N/A | N/A | FALSE | FALSE | TRUE | 0 | 0 | 0 | 0 | 0 | 0 | 0 | 0 | 0 | 0 | 0 | 0 | 0 | 0 | 0 | 0 | 0 | 0 | 0 | 0 | 0 | 0 | 0 | 0 | 0 | 0 | 0 | 0 | 0 | 0 | 0% | 0% | 0% | 0% | 0% | 0 | 0 | 0 | 0 | 0 | 0 | 0 | 0 | 0 | 0 | 0 | 0 | 0 | 0 | 0 | 0 | 0 | 0 | 0 | 0 | 0 | 0 | 0 | 0 | 0 | 0 | 0 | 0 | 0 | 0 | FALSE | 0% | 0% | 0% | 0% | 0% | 0% | FALSE | 0% | 0% | 0% | 0% | 0% | FALSE | 0% | 0% | 0% | 0% | 0% | 0% | 0% | 0% | N/A | N/A
| 983 | N/A | N/A | N/A | N/A | N/A | N/A | N/A | N/A | N/A | N/A | N/A | N/A | N/A | N/A | 0% | 0 | N/A | 0% | FALSE | N/A | N/A | N/A | N/A | N/A | FALSE | FALSE | TRUE | 0 | 0 | 0 | 0 | 0 | 0 | 0 | 0 | 0 | 0 | 0 | 0 | 0 | 0 | 0 | 0 | 0 | 0 | 0 | 0 | 0 | 0 | 0 | 0 | 0 | 0 | 0 | 0 | 0 | 0 | 0% | 0% | 0% | 0% | 0% | 0 | 0 | 0 | 0 | 0 | 0 | 0 | 0 | 0 | 0 | 0 | 0 | 0 | 0 | 0 | 0 | 0 | 0 | 0 | 0 | 0 | 0 | 0 | 0 | 0 | 0 | 0 | 0 | 0 | 0 | FALSE | 0% | 0% | 0% | 0% | 0% | 0% | FALSE | 0% | 0% | 0% | 0% | 0% | FALSE | 0% | 0% | 0% | 0% | 0% | 0% | 0% | 0% | N/A | N/A
| 984 | N/A | N/A | N/A | N/A | N/A | N/A | N/A | N/A | N/A | N/A | N/A | N/A | N/A | N/A | 0% | 0 | N/A | 0% | FALSE | N/A | N/A | N/A | N/A | N/A | FALSE | FALSE | TRUE | 0 | 0 | 0 | 0 | 0 | 0 | 0 | 0 | 0 | 0 | 0 | 0 | 0 | 0 | 0 | 0 | 0 | 0 | 0 | 0 | 0 | 0 | 0 | 0 | 0 | 0 | 0 | 0 | 0 | 0 | 0% | 0% | 0% | 0% | 0% | 0 | 0 | 0 | 0 | 0 | 0 | 0 | 0 | 0 | 0 | 0 | 0 | 0 | 0 | 0 | 0 | 0 | 0 | 0 | 0 | 0 | 0 | 0 | 0 | 0 | 0 | 0 | 0 | 0 | 0 | FALSE | 0% | 0% | 0% | 0% | 0% | 0% | FALSE | 0% | 0% | 0% | 0% | 0% | FALSE | 0% | 0% | 0% | 0% | 0% | 0% | 0% | 0% | N/A | N/A
| 985 | N/A | N/A | N/A | N/A | N/A | N/A | N/A | N/A | N/A | N/A | N/A | N/A | N/A | N/A | 0% | 0 | N/A | 0% | FALSE | N/A | N/A | N/A | N/A | N/A | FALSE | FALSE | TRUE | 0 | 0 | 0 | 0 | 0 | 0 | 0 | 0 | 0 | 0 | 0 | 0 | 0 | 0 | 0 | 0 | 0 | 0 | 0 | 0 | 0 | 0 | 0 | 0 | 0 | 0 | 0 | 0 | 0 | 0 | 0% | 0% | 0% | 0% | 0% | 0 | 0 | 0 | 0 | 0 | 0 | 0 | 0 | 0 | 0 | 0 | 0 | 0 | 0 | 0 | 0 | 0 | 0 | 0 | 0 | 0 | 0 | 0 | 0 | 0 | 0 | 0 | 0 | 0 | 0 | FALSE | 0% | 0% | 0% | 0% | 0% | 0% | FALSE | 0% | 0% | 0% | 0% | 0% | FALSE | 0% | 0% | 0% | 0% | 0% | 0% | 0% | 0% | N/A | N/A
| 986 | N/A | N/A | N/A | N/A | N/A | N/A | N/A | N/A | N/A | N/A | N/A | N/A | N/A | N/A | 0% | 0 | N/A | 0% | FALSE | N/A | N/A | N/A | N/A | N/A | FALSE | FALSE | TRUE | 0 | 0 | 0 | 0 | 0 | 0 | 0 | 0 | 0 | 0 | 0 | 0 | 0 | 0 | 0 | 0 | 0 | 0 | 0 | 0 | 0 | 0 | 0 | 0 | 0 | 0 | 0 | 0 | 0 | 0 | 0% | 0% | 0% | 0% | 0% | 0 | 0 | 0 | 0 | 0 | 0 | 0 | 0 | 0 | 0 | 0 | 0 | 0 | 0 | 0 | 0 | 0 | 0 | 0 | 0 | 0 | 0 | 0 | 0 | 0 | 0 | 0 | 0 | 0 | 0 | FALSE | 0% | 0% | 0% | 0% | 0% | 0% | FALSE | 0% | 0% | 0% | 0% | 0% | FALSE | 0% | 0% | 0% | 0% | 0% | 0% | 0% | 0% | N/A | N/A
| 987 | N/A | N/A | N/A | N/A | N/A | N/A | N/A | N/A | N/A | N/A | N/A | N/A | N/A | N/A | 0% | 0 | N/A | 0% | FALSE | N/A | N/A | N/A | N/A | N/A | FALSE | FALSE | TRUE | 0 | 0 | 0 | 0 | 0 | 0 | 0 | 0 | 0 | 0 | 0 | 0 | 0 | 0 | 0 | 0 | 0 | 0 | 0 | 0 | 0 | 0 | 0 | 0 | 0 | 0 | 0 | 0 | 0 | 0 | 0% | 0% | 0% | 0% | 0% | 0 | 0 | 0 | 0 | 0 | 0 | 0 | 0 | 0 | 0 | 0 | 0 | 0 | 0 | 0 | 0 | 0 | 0 | 0 | 0 | 0 | 0 | 0 | 0 | 0 | 0 | 0 | 0 | 0 | 0 | FALSE | 0% | 0% | 0% | 0% | 0% | 0% | FALSE | 0% | 0% | 0% | 0% | 0% | FALSE | 0% | 0% | 0% | 0% | 0% | 0% | 0% | 0% | N/A | N/A
| 988 | N/A | N/A | N/A | N/A | N/A | N/A | N/A | N/A | N/A | N/A | N/A | N/A | N/A | N/A | 0% | 0 | N/A | 0% | FALSE | N/A | N/A | N/A | N/A | N/A | FALSE | FALSE | TRUE | 0 | 0 | 0 | 0 | 0 | 0 | 0 | 0 | 0 | 0 | 0 | 0 | 0 | 0 | 0 | 0 | 0 | 0 | 0 | 0 | 0 | 0 | 0 | 0 | 0 | 0 | 0 | 0 | 0 | 0 | 0% | 0% | 0% | 0% | 0% | 0 | 0 | 0 | 0 | 0 | 0 | 0 | 0 | 0 | 0 | 0 | 0 | 0 | 0 | 0 | 0 | 0 | 0 | 0 | 0 | 0 | 0 | 0 | 0 | 0 | 0 | 0 | 0 | 0 | 0 | FALSE | 0% | 0% | 0% | 0% | 0% | 0% | FALSE | 0% | 0% | 0% | 0% | 0% | FALSE | 0% | 0% | 0% | 0% | 0% | 0% | 0% | 0% | N/A | N/A
| 989 | N/A | N/A | N/A | N/A | N/A | N/A | N/A | N/A | N/A | N/A | N/A | N/A | N/A | N/A | 0% | 0 | N/A | 0% | FALSE | N/A | N/A | N/A | N/A | N/A | FALSE | FALSE | TRUE | 0 | 0 | 0 | 0 | 0 | 0 | 0 | 0 | 0 | 0 | 0 | 0 | 0 | 0 | 0 | 0 | 0 | 0 | 0 | 0 | 0 | 0 | 0 | 0 | 0 | 0 | 0 | 0 | 0 | 0 | 0% | 0% | 0% | 0% | 0% | 0 | 0 | 0 | 0 | 0 | 0 | 0 | 0 | 0 | 0 | 0 | 0 | 0 | 0 | 0 | 0 | 0 | 0 | 0 | 0 | 0 | 0 | 0 | 0 | 0 | 0 | 0 | 0 | 0 | 0 | FALSE | 0% | 0% | 0% | 0% | 0% | 0% | FALSE | 0% | 0% | 0% | 0% | 0% | FALSE | 0% | 0% | 0% | 0% | 0% | 0% | 0% | 0% | N/A | N/A
| 990 | N/A | N/A | N/A | N/A | N/A | N/A | N/A | N/A | N/A | N/A | N/A | N/A | N/A | N/A | 0% | 0 | N/A | 0% | FALSE | N/A | N/A | N/A | N/A | N/A | FALSE | FALSE | TRUE | 0 | 0 | 0 | 0 | 0 | 0 | 0 | 0 | 0 | 0 | 0 | 0 | 0 | 0 | 0 | 0 | 0 | 0 | 0 | 0 | 0 | 0 | 0 | 0 | 0 | 0 | 0 | 0 | 0 | 0 | 0% | 0% | 0% | 0% | 0% | 0 | 0 | 0 | 0 | 0 | 0 | 0 | 0 | 0 | 0 | 0 | 0 | 0 | 0 | 0 | 0 | 0 | 0 | 0 | 0 | 0 | 0 | 0 | 0 | 0 | 0 | 0 | 0 | 0 | 0 | FALSE | 0% | 0% | 0% | 0% | 0% | 0% | FALSE | 0% | 0% | 0% | 0% | 0% | FALSE | 0% | 0% | 0% | 0% | 0% | 0% | 0% | 0% | N/A | N/A
| 991 | N/A | N/A | N/A | N/A | N/A | N/A | N/A | N/A | N/A | N/A | N/A | N/A | N/A | N/A | 0% | 0 | N/A | 0% | FALSE | N/A | N/A | N/A | N/A | N/A | FALSE | FALSE | TRUE | 0 | 0 | 0 | 0 | 0 | 0 | 0 | 0 | 0 | 0 | 0 | 0 | 0 | 0 | 0 | 0 | 0 | 0 | 0 | 0 | 0 | 0 | 0 | 0 | 0 | 0 | 0 | 0 | 0 | 0 | 0% | 0% | 0% | 0% | 0% | 0 | 0 | 0 | 0 | 0 | 0 | 0 | 0 | 0 | 0 | 0 | 0 | 0 | 0 | 0 | 0 | 0 | 0 | 0 | 0 | 0 | 0 | 0 | 0 | 0 | 0 | 0 | 0 | 0 | 0 | FALSE | 0% | 0% | 0% | 0% | 0% | 0% | FALSE | 0% | 0% | 0% | 0% | 0% | FALSE | 0% | 0% | 0% | 0% | 0% | 0% | 0% | 0% | N/A | N/A
| 992 | N/A | N/A | N/A | N/A | N/A | N/A | N/A | N/A | N/A | N/A | N/A | N/A | N/A | N/A | 0% | 0 | N/A | 0% | FALSE | N/A | N/A | N/A | N/A | N/A | FALSE | FALSE | TRUE | 0 | 0 | 0 | 0 | 0 | 0 | 0 | 0 | 0 | 0 | 0 | 0 | 0 | 0 | 0 | 0 | 0 | 0 | 0 | 0 | 0 | 0 | 0 | 0 | 0 | 0 | 0 | 0 | 0 | 0 | 0% | 0% | 0% | 0% | 0% | 0 | 0 | 0 | 0 | 0 | 0 | 0 | 0 | 0 | 0 | 0 | 0 | 0 | 0 | 0 | 0 | 0 | 0 | 0 | 0 | 0 | 0 | 0 | 0 | 0 | 0 | 0 | 0 | 0 | 0 | FALSE | 0% | 0% | 0% | 0% | 0% | 0% | FALSE | 0% | 0% | 0% | 0% | 0% | FALSE | 0% | 0% | 0% | 0% | 0% | 0% | 0% | 0% | N/A | N/A
| 993 | N/A | N/A | N/A | N/A | N/A | N/A | N/A | N/A | N/A | N/A | N/A | N/A | N/A | N/A | 0% | 0 | N/A | 0% | FALSE | N/A | N/A | N/A | N/A | N/A | FALSE | FALSE | TRUE | 0 | 0 | 0 | 0 | 0 | 0 | 0 | 0 | 0 | 0 | 0 | 0 | 0 | 0 | 0 | 0 | 0 | 0 | 0 | 0 | 0 | 0 | 0 | 0 | 0 | 0 | 0 | 0 | 0 | 0 | 0% | 0% | 0% | 0% | 0% | 0 | 0 | 0 | 0 | 0 | 0 | 0 | 0 | 0 | 0 | 0 | 0 | 0 | 0 | 0 | 0 | 0 | 0 | 0 | 0 | 0 | 0 | 0 | 0 | 0 | 0 | 0 | 0 | 0 | 0 | FALSE | 0% | 0% | 0% | 0% | 0% | 0% | FALSE | 0% | 0% | 0% | 0% | 0% | FALSE | 0% | 0% | 0% | 0% | 0% | 0% | 0% | 0% | N/A | N/A
| 994 | N/A | N/A | N/A | N/A | N/A | N/A | N/A | N/A | N/A | N/A | N/A | N/A | N/A | N/A | 0% | 0 | N/A | 0% | FALSE | N/A | N/A | N/A | N/A | N/A | FALSE | FALSE | TRUE | 0 | 0 | 0 | 0 | 0 | 0 | 0 | 0 | 0 | 0 | 0 | 0 | 0 | 0 | 0 | 0 | 0 | 0 | 0 | 0 | 0 | 0 | 0 | 0 | 0 | 0 | 0 | 0 | 0 | 0 | 0% | 0% | 0% | 0% | 0% | 0 | 0 | 0 | 0 | 0 | 0 | 0 | 0 | 0 | 0 | 0 | 0 | 0 | 0 | 0 | 0 | 0 | 0 | 0 | 0 | 0 | 0 | 0 | 0 | 0 | 0 | 0 | 0 | 0 | 0 | FALSE | 0% | 0% | 0% | 0% | 0% | 0% | FALSE | 0% | 0% | 0% | 0% | 0% | FALSE | 0% | 0% | 0% | 0% | 0% | 0% | 0% | 0% | N/A | N/A
| 995 | N/A | N/A | N/A | N/A | N/A | N/A | N/A | N/A | N/A | N/A | N/A | N/A | N/A | N/A | 0% | 0 | N/A | 0% | FALSE | N/A | N/A | N/A | N/A | N/A | FALSE | FALSE | TRUE | 0 | 0 | 0 | 0 | 0 | 0 | 0 | 0 | 0 | 0 | 0 | 0 | 0 | 0 | 0 | 0 | 0 | 0 | 0 | 0 | 0 | 0 | 0 | 0 | 0 | 0 | 0 | 0 | 0 | 0 | 0% | 0% | 0% | 0% | 0% | 0 | 0 | 0 | 0 | 0 | 0 | 0 | 0 | 0 | 0 | 0 | 0 | 0 | 0 | 0 | 0 | 0 | 0 | 0 | 0 | 0 | 0 | 0 | 0 | 0 | 0 | 0 | 0 | 0 | 0 | FALSE | 0% | 0% | 0% | 0% | 0% | 0% | FALSE | 0% | 0% | 0% | 0% | 0% | FALSE | 0% | 0% | 0% | 0% | 0% | 0% | 0% | 0% | N/A | N/A
| 996 | N/A | N/A | N/A | N/A | N/A | N/A | N/A | N/A | N/A | N/A | N/A | N/A | N/A | N/A | 0% | 0 | N/A | 0% | FALSE | N/A | N/A | N/A | N/A | N/A | FALSE | FALSE | TRUE | 0 | 0 | 0 | 0 | 0 | 0 | 0 | 0 | 0 | 0 | 0 | 0 | 0 | 0 | 0 | 0 | 0 | 0 | 0 | 0 | 0 | 0 | 0 | 0 | 0 | 0 | 0 | 0 | 0 | 0 | 0% | 0% | 0% | 0% | 0% | 0 | 0 | 0 | 0 | 0 | 0 | 0 | 0 | 0 | 0 | 0 | 0 | 0 | 0 | 0 | 0 | 0 | 0 | 0 | 0 | 0 | 0 | 0 | 0 | 0 | 0 | 0 | 0 | 0 | 0 | FALSE | 0% | 0% | 0% | 0% | 0% | 0% | FALSE | 0% | 0% | 0% | 0% | 0% | FALSE | 0% | 0% | 0% | 0% | 0% | 0% | 0% | 0% | N/A | N/A
| 997 | N/A | N/A | N/A | N/A | N/A | N/A | N/A | N/A | N/A | N/A | N/A | N/A | N/A | N/A | 0% | 0 | N/A | 0% | FALSE | N/A | N/A | N/A | N/A | N/A | FALSE | FALSE | TRUE | 0 | 0 | 0 | 0 | 0 | 0 | 0 | 0 | 0 | 0 | 0 | 0 | 0 | 0 | 0 | 0 | 0 | 0 | 0 | 0 | 0 | 0 | 0 | 0 | 0 | 0 | 0 | 0 | 0 | 0 | 0% | 0% | 0% | 0% | 0% | 0 | 0 | 0 | 0 | 0 | 0 | 0 | 0 | 0 | 0 | 0 | 0 | 0 | 0 | 0 | 0 | 0 | 0 | 0 | 0 | 0 | 0 | 0 | 0 | 0 | 0 | 0 | 0 | 0 | 0 | FALSE | 0% | 0% | 0% | 0% | 0% | 0% | FALSE | 0% | 0% | 0% | 0% | 0% | FALSE | 0% | 0% | 0% | 0% | 0% | 0% | 0% | 0% | N/A | N/A
| 998 | N/A | N/A | N/A | N/A | N/A | N/A | N/A | N/A | N/A | N/A | N/A | N/A | N/A | N/A | 0% | 0 | N/A | 0% | FALSE | N/A | N/A | N/A | N/A | N/A | FALSE | FALSE | TRUE | 0 | 0 | 0 | 0 | 0 | 0 | 0 | 0 | 0 | 0 | 0 | 0 | 0 | 0 | 0 | 0 | 0 | 0 | 0 | 0 | 0 | 0 | 0 | 0 | 0 | 0 | 0 | 0 | 0 | 0 | 0% | 0% | 0% | 0% | 0% | 0 | 0 | 0 | 0 | 0 | 0 | 0 | 0 | 0 | 0 | 0 | 0 | 0 | 0 | 0 | 0 | 0 | 0 | 0 | 0 | 0 | 0 | 0 | 0 | 0 | 0 | 0 | 0 | 0 | 0 | FALSE | 0% | 0% | 0% | 0% | 0% | 0% | FALSE | 0% | 0% | 0% | 0% | 0% | FALSE | 0% | 0% | 0% | 0% | 0% | 0% | 0% | 0% | N/A | N/A
| 999 | N/A | N/A | N/A | N/A | N/A | N/A | N/A | N/A | N/A | N/A | N/A | N/A | N/A | N/A | 0% | 0 | N/A | 0% | FALSE | N/A | N/A | N/A | N/A | N/A | FALSE | FALSE | TRUE | 0 | 0 | 0 | 0 | 0 | 0 | 0 | 0 | 0 | 0 | 0 | 0 | 0 | 0 | 0 | 0 | 0 | 0 | 0 | 0 | 0 | 0 | 0 | 0 | 0 | 0 | 0 | 0 | 0 | 0 | 0% | 0% | 0% | 0% | 0% | 0 | 0 | 0 | 0 | 0 | 0 | 0 | 0 | 0 | 0 | 0 | 0 | 0 | 0 | 0 | 0 | 0 | 0 | 0 | 0 | 0 | 0 | 0 | 0 | 0 | 0 | 0 | 0 | 0 | 0 | FALSE | 0% | 0% | 0% | 0% | 0% | 0% | FALSE | 0% | 0% | 0% | 0% | 0% | FALSE | 0% | 0% | 0% | 0% | 0% | 0% | 0% | 0% | N/A | N/A
| 1000 | N/A | N/A | N/A | N/A | N/A | N/A | N/A | N/A | N/A | N/A | N/A | N/A | N/A | N/A | 0% | 0 | N/A | 0% | FALSE | N/A | N/A | N/A | N/A | N/A | FALSE | FALSE | TRUE | 0 | 0 | 0 | 0 | 0 | 0 | 0 | 0 | 0 | 0 | 0 | 0 | 0 | 0 | 0 | 0 | 0 | 0 | 0 | 0 | 0 | 0 | 0 | 0 | 0 | 0 | 0 | 0 | 0 | 0 | 0% | 0% | 0% | 0% | 0% | 0 | 0 | 0 | 0 | 0 | 0 | 0 | 0 | 0 | 0 | 0 | 0 | 0 | 0 | 0 | 0 | 0 | 0 | 0 | 0 | 0 | 0 | 0 | 0 | 0 | 0 | 0 | 0 | 0 | 0 | FALSE | 0% | 0% | 0% | 0% | 0% | 0% | FALSE | 0% | 0% | 0% | 0% | 0% | FALSE | 0% | 0% | 0% | 0% | 0% | 0% | 0% | 0% | N/A | N/A
|  | Total | [26 empty] | 226.6911 | 253.2555 | 209.5349 | 185.2375 | 210.8421 | 1085.5611 | 225.924 | 253.1289 | 209.9486 | 185.8568 | 211.6496 | 1086.5079 | 24.7799 | 25.8773 | 25.159 | 24.6501 | 25.2171 | 125.6834 | 5.3575 | 5.5573 | 5.414 | 5.3096 | 5.4144 | 27.0528 | 256.0613 | 284.5635 | 240.5217 | 215.8165 | 242.2811 | 1239.2441 | [5 empty] | 122.9 | 210.2868 | 260.8933 | 156.3371 | 303.2546 | 1053.6718 | 122.9019 | 210.217 | 261.0197 | 156.5333 | 303.897 | 1054.5689 | 10.9417 | 21.7155 | 31.277 | 17.8135 | 39.5984 | 121.3461 | 3.0196 | 4.8629 | 6.4352 | 3.9805 | 7.9348 | 26.233 | 136.8632 | 236.7954 | 298.7318 | 178.3272 | 351.4303 | 1202.148
| Number of Rows Check |  | 0 | This checks if there are enough rows in the calculation block above to accommodate all projects, if not, please insert additional rows above the last row and copy formulas accordingly.
| As Incurred Capex Reconciliation: |  | 0
End

## Capex_Outputs
Calculation - Capex Summary (Exclude NCIPAP,Exclude Contingent Projects)
TransGrid Capex Forecast Model
| WB Check |  | 0
| Sheet Check |  | 0
Table of Contents
Summary - As incurred capex
Capex by Cost Type
|  | As Incurred |  | Source | Unit | Basis | Timing | FY24 | FY25 | FY26 | FY27 | FY28 | FY24 - FY28
|  | 1 | Labour | Calculated | $Million | $Real 23 | End Period | 45.7718 | 48.652 | 35.9658 | 34.9333 | 34.6343 | 199.9571
|  | 2 | Non-Labour | Calculated | $Million | $Real 23 | End Period | 178.1596 | 195.0368 | 168.6831 | 150.2783 | 176.2078 | 868.3656
|  |  | Total Direct Capex | Calculated | $Million | $Real 23 | End Period | 223.9313 | 243.6887 | 204.649 | 185.2116 | 210.8421 | 1068.3228
|  |  | Escalation | Calculated | $Million | $Real 23 | End Period | -0.75968 | -0.12276 | 0.40274 | 0.61923 | 0.80748 | 0.94701
|  |  | Capitalised Network Overheads | Calculated | $Million | $Real 23 | End Period | 24.5936 | 25.23 | 24.8276 | 24.6483 | 25.2171 | 124.5167
|  |  | Capitalised Corporate Overheads | Calculated | $Million | $Real 23 | End Period | 5.3232 | 5.4379 | 5.3529 | 5.3093 | 5.4144 | 26.8377
|  |  | Total Overheads | Calculated | $Million | $Real 23 | End Period | 29.9167 | 30.668 | 30.1805 | 29.9576 | 30.6315 | 151.3543
|  |  | Total Capex | Calculated | $Million | $Real 23 | End Period | 253.0884 | 274.2339 | 235.2322 | 215.7884 | 242.2811 | 1220.6241
Total Capex by RAB Asset Class (Escalated + Overhead)
|  | As Incurred |  | Source | Unit | Basis | Timing | FY24 | FY25 | FY26 | FY27 | FY28 | FY24 - FY28
|  | 1 | Transmission Lines | Calculated | $Million | $Real 23 | End Period | 61.7332 | 69.1348 | 93.1727 | 52.9741 | 75.6736 | 352.6884
|  | 2 | Underground Cables | Calculated | $Million | $Real 23 | End Period | 2.1135 | 3.4998 | 0.75294 | 0.72903 | 0.71447 | 7.8097
|  | 3 | Substations | Calculated | $Million | $Real 23 | End Period | 72.3847 | 92.4165 | 71.3266 | 69.8992 | 81.7225 | 387.7495
|  | 4 | Secondary Systems | Calculated | $Million | $Real 23 | End Period | 27.7984 | 41.6037 | 24.01 | 42.3941 | 27.8358 | 163.642
|  | 5 | Communications (short life) | Calculated | $Million | $Real 23 | End Period | 11.3528 | 12.9044 | 3.2951 | 5.2859 | 5.4265 | 38.2647
|  | 6 | Business IT | Calculated | $Million | $Real 23 | End Period | 26.2516 | 25.6448 | 15.7659 | 17.3577 | 17.9492 | 102.9692
|  | 7 | Minor Plant, Motor Vehicles & Mobile Plant | Calculated | $Million | $Real 23 | End Period | 9.7702 | 10.4662 | 10.3156 | 10.8698 | 10.1839 | 51.6058
|  | 8 | Transmission Line Life Extension | Calculated | $Million | $Real 23 | End Period | 0 | 0 | 0 | 0 | 0 | 0
|  | 9 | Land and Easements | Calculated | $Million | $Real 23 | End Period | 21.3485 | 2.6267 | 0.90642 | 3.2806 | 13.4786 | 41.6408
|  | 10 | Synchronous Condensers | Calculated | $Million | $Real 23 | End Period | 0 | 0 | 0 | 0 | 0 | 0
|  | 11 | Leasehold Land and Property | Calculated | $Million | $Real 23 | End Period | 0.066953 | 0.76331 | 0 | 0.68225 | 2.4044 | 3.9169
|  | 12 | [Spare] | Calculated | $Million | $Real 23 | End Period | 0 | 0 | 0 | 0 | 0 | 0
|  | 13 | [Spare] | Calculated | $Million | $Real 23 | End Period | 0 | 0 | 0 | 0 | 0 | 0
|  | 14 | [Spare] | Calculated | $Million | $Real 23 | End Period | 0 | 0 | 0 | 0 | 0 | 0
|  | 15 | [Spare] | Calculated | $Million | $Real 23 | End Period | 0 | 0 | 0 | 0 | 0 | 0
|  | 16 | [Spare] | Calculated | $Million | $Real 23 | End Period | 0 | 0 | 0 | 0 | 0 | 0
|  | 17 | [Spare] | Calculated | $Million | $Real 23 | End Period | 0 | 0 | 0 | 0 | 0 | 0
|  | 18 | [Spare] | Calculated | $Million | $Real 23 | End Period | 0 | 0 | 0 | 0 | 0 | 0
|  | 19 | Buildings | Calculated | $Million | $Real 23 | End Period | 5.5828 | 5.005 | 4.1001 | 4.1449 | 3.1927 | 22.0256
|  | 20 | In-house software | Calculated | $Million | $Real 23 | End Period | 14.6857 | 10.1689 | 11.5868 | 8.1707 | 3.6993 | 48.3115
|  |  | Total Capex - As Incurred | Calculated | $Million | $Real 23 | End Period | 253.0884 | 274.2339 | 235.2322 | 215.7884 | 242.2811 | 1220.6241
Total Capex by RIN Category (Escalated + Overhead)
Total Capex by RIN Level 1 (Escalated + Overhead)
|  | As Incurred |  | Source | Unit | Basis | Timing | FY24 | FY25 | FY26 | FY27 | FY28 | FY24 - FY28
|  | 1 | Replacement Expenditure | Calculated | $Million | $Real 23 | End Period | 134.726 | 144.5066 | 140.6928 | 129.7743 | 126.2468 | 675.9465
|  | 2 | Connections | Calculated | $Million | $Real 23 | End Period | 0 | 0 | 0 | 0.61476 | 2.4225 | 3.0373
|  | 3 | Augmentation Expenditure | Calculated | $Million | $Real 23 | End Period | 51.194 | 66.1131 | 33.9838 | 27.9245 | 58.066 | 237.2813
|  | 4 | Non-network - ICT | Calculated | $Million | $Real 23 | End Period | 22.191 | 17.0663 | 16.3262 | 12.2563 | 9.5269 | 77.3666
|  | 5 | Non-network - Other | Calculated | $Million | $Real 23 | End Period | 15.0607 | 15.88 | 14.049 | 15.261 | 15.3874 | 75.6381
|  | 6 | Capitalised Network Overheads | Calculated | $Million | $Real 23 | End Period | 24.5936 | 25.23 | 24.8276 | 24.6483 | 25.2171 | 124.5167
|  | 7 | Capitalised Corporate Overheads | Calculated | $Million | $Real 23 | End Period | 5.3232 | 5.4379 | 5.3529 | 5.3093 | 5.4144 | 26.8377
|  | 8 | [Spare] | Calculated | $Million | $Real 23 | End Period | 0 | 0 | 0 | 0 | 0 | 0
|  |  | Total Capex - As Incurred | Calculated | $Million | $Real 23 | End Period | 253.0884 | 274.2339 | 235.2322 | 215.7884 | 242.2811 | 1220.6241
Total Capex by RIN Level 2 (Escalated + Overhead)
|  | As Incurred |  | Source | Unit | Basis | Timing | FY24 | FY25 | FY26 | FY27 | FY28 | FY24 - FY28
|  | 1 | NCIPAP | Calculated | $Million | $Real 23 | End Period | 0 | 0 | 0 | 0 | 0 | 0
|  | 2 | Transmission Lines | Calculated | $Million | $Real 23 | End Period | 60.7004 | 60.0753 | 93.2459 | 51.2426 | 66.2792 | 331.5434
|  | 3 | Substation | Calculated | $Million | $Real 23 | End Period | 39.601 | 35.6676 | 35.2935 | 43.5242 | 39.6365 | 193.7228
|  | 4 | Digital Infrastructure | Calculated | $Million | $Real 23 | End Period | 55.4597 | 69.3004 | 35.8236 | 58.9202 | 40.6094 | 260.1133
|  | 5 | Others | Calculated | $Million | $Real 23 | End Period | 0 | 0 | 0 | 0 | 0 | 0
|  | 6 | Augmentations | Calculated | $Million | $Real 23 | End Period | 59.187 | 74.5524 | 35.1691 | 16.6667 | 0 | 185.5752
|  | 7 | Information Technology | Calculated | $Million | $Real 23 | End Period | 22.3357 | 15.5449 | 14.8272 | 9.2805 | 6.3797 | 68.368
|  | 8 | Security/Compliance | Calculated | $Million | $Real 23 | End Period | 0.38463 | 1.9024 | 1.9252 | 3.326 | 3.3909 | 10.9291
|  | 9 | Property | Calculated | $Million | $Real 23 | End Period | 5.6497 | 5.7683 | 4.1001 | 4.8272 | 5.5971 | 25.9425
|  | 10 | Fleet | Calculated | $Million | $Real 23 | End Period | 9.7702 | 10.4662 | 10.3156 | 10.8698 | 10.1839 | 51.6058
|  | 11 | Augex - Major Project | Calculated | $Million | $Real 23 | End Period | 0 | 0.95643 | 4.5321 | 16.4032 | 67.3928 | 89.2845
|  | 12 | Connections | Calculated | $Million | $Real 23 | End Period | 0 | 0 | 0 | 0.72803 | 2.8116 | 3.5397
|  | 13 | [Spare] | Calculated | $Million | $Real 23 | End Period | 0 | 0 | 0 | 0 | 0 | 0
|  |  | Total Capex - As Incurred | Calculated | $Million | $Real 23 | End Period | 253.0884 | 274.2339 | 235.2322 | 215.7884 | 242.2811 | 1220.6241
Total Capex by RIN Level 3 (Escalated + Overhead)
|  | As Incurred |  | Source | Unit | Basis | Timing | FY24 | FY25 | FY26 | FY27 | FY28 | FY24 - FY28
|  | 1 | NCIPAP | Calculated | $Million | $Real 23 | End Period | 0 | 0 | 0 | 0 | 0 | 0
|  | 2 | Repex | Calculated | $Million | $Real 23 | End Period | 155.7611 | 165.0433 | 164.3629 | 153.687 | 146.5251 | 785.3794
|  | 3 | Augex | Calculated | $Million | $Real 23 | End Period | 59.187 | 75.5088 | 39.7012 | 33.798 | 70.2044 | 278.3994
|  | 4 | ICT | Calculated | $Million | $Real 23 | End Period | 22.7203 | 17.4473 | 16.7524 | 12.6065 | 9.7706 | 79.2971
|  | 5 | Fleet & Property | Calculated | $Million | $Real 23 | End Period | 15.4199 | 16.2345 | 14.4157 | 15.697 | 15.7811 | 77.5483
|  | 6 | [Spare] | Calculated | $Million | $Real 23 | End Period | 0 | 0 | 0 | 0 | 0 | 0
|  | 7 | [Spare] | Calculated | $Million | $Real 23 | End Period | 0 | 0 | 0 | 0 | 0 | 0
|  | 8 | [Spare] | Calculated | $Million | $Real 23 | End Period | 0 | 0 | 0 | 0 | 0 | 0
|  | 9 | [Spare] | Calculated | $Million | $Real 23 | End Period | 0 | 0 | 0 | 0 | 0 | 0
|  | 10 | [Spare] | Calculated | $Million | $Real 23 | End Period | 0 | 0 | 0 | 0 | 0 | 0
|  |  | Total Capex - As Incurred | Calculated | $Million | $Real 23 | End Period | 253.0884 | 274.2339 | 235.2322 | 215.7884 | 242.2811 | 1220.6241
Checks - As incurred
|  | Checks | [5 empty] | FY24 | FY25 | FY26 | FY27 | FY28 | FY24 - FY28
|  |  | Direct Capex - As Incurred |  |  |  |  | 226.6911 | 253.2555 | 209.5349 | 185.2375 | 210.8421 | 1085.5611
|  |  | NCIPAP Adjustment |  |  |  |  | -2.7597 | -9.5668 | -4.886 | -0.025897 | 0 | -17.2384
|  |  | Contingent Projects Adjustment |  |  |  |  | 0 | 0 | 0 | 0 | 0 | 0
|  |  | Adjusted Direct Capex |  |  |  |  | 223.9313 | 243.6887 | 204.649 | 185.2116 | 210.8421 | 1068.3228
0 |  |  | Direct Capex by Cost Type AI Reconciliation | Calculated | N/A | N/A | N/A | 0 | 0 | 0 | 0 | 0 | 0
|  | Checks | [5 empty] | FY24 | FY25 | FY26 | FY27 | FY28 | FY24 - FY28
|  |  | Escalated Capex + Overhead: As Incurred |  |  |  |  | 256.0613 | 284.5635 | 240.5217 | 215.8165 | 242.2811 | 1239.2441
|  |  | NCIPAP Adjustment |  |  |  |  | -2.9729 | -10.3295 | -5.2894 | -0.028072 | 0 | -18.62
|  |  | Contingent Projects Adjustment |  |  |  |  | 0 | 0 | 0 | 0 | 0 | 0
|  |  | Adjusted Escalated Capex + OH |  |  |  |  | 253.0884 | 274.2339 | 235.2322 | 215.7884 | 242.2811 | 1220.6241
0 |  |  | Total Capex by Asset Class AI Reconciliation | Calculated | N/A | N/A | N/A | 0 | 0 | 0 | 0 | 0 | 0
|  | Checks | [5 empty] | FY24 | FY25 | FY26 | FY27 | FY28 | FY24 - FY28
|  |  | Escalated Capex + Overhead: As Incurred |  |  |  |  | 256.0613 | 284.5635 | 240.5217 | 215.8165 | 242.2811 | 1239.2441
|  |  | NCIPAP Adjustment |  |  |  |  | -2.9729 | -10.3295 | -5.2894 | -0.028072 | 0 | -18.62
|  |  | Contingent Projects Adjustment |  |  |  |  | 0 | 0 | 0 | 0 | 0 | 0
|  |  | Adjusted Escalated Capex + OH |  |  |  |  | 253.0884 | 274.2339 | 235.2322 | 215.7884 | 242.2811 | 1220.6241
0 |  |  | Total Capex by RIN 1 AI Reconciliation | Calculated | N/A | N/A | N/A | 0 | 0 | 0 | 0 | 0 | 0
|  | Checks | [5 empty] | FY24 | FY25 | FY26 | FY27 | FY28 | FY24 - FY28
|  |  | Escalated Capex + Overhead: As Incurred |  |  |  |  | 256.0613 | 284.5635 | 240.5217 | 215.8165 | 242.2811 | 1239.2441
|  |  | NCIPAP Adjustment |  |  |  |  | -2.9729 | -10.3295 | -5.2894 | -0.028072 | 0 | -18.62
|  |  | Contingent Projects Adjustment |  |  |  |  | 0 | 0 | 0 | 0 | 0 | 0
|  |  | Adjusted Escalated Capex + OH |  |  |  |  | 253.0884 | 274.2339 | 235.2322 | 215.7884 | 242.2811 | 1220.6241
0 |  |  | Total Capex by RIN 2 AI Reconciliation | Calculated | N/A | N/A | N/A | 0 | 0 | 0 | 0 | 0 | 0
|  | Checks | [5 empty] | FY24 | FY25 | FY26 | FY27 | FY28 | FY24 - FY28
|  |  | Escalated Capex + Overhead: As Incurred |  |  |  |  | 256.0613 | 284.5635 | 240.5217 | 215.8165 | 242.2811 | 1239.2441
|  |  | NCIPAP Adjustment |  |  |  |  | -2.9729 | -10.3295 | -5.2894 | -0.028072 | 0 | -18.62
|  |  | Contingent Projects Adjustment |  |  |  |  | 0 | 0 | 0 | 0 | 0 | 0
|  |  | Adjusted Escalated Capex + OH |  |  |  |  | 253.0884 | 274.2339 | 235.2322 | 215.7884 | 242.2811 | 1220.6241
0 |  |  | Total Capex by RIN 3 AI Reconciliation | Calculated | N/A | N/A | N/A | 0 | 0 | 0 | 0 | 0 | 0
Fleet and Property by category 2023-28 ($M, Real 2022-23)
|  | Fleet & Property Escalated Capex |  | Source | Unit | Basis | Timing | FY24 | FY25 | FY26 | FY27 | FY28 | Avg. Annual | FY24 - FY28 | Name | Category
|  |  | Light Commercial | Calculated | $Million | $Real 23 | End Period | 7.0255 | 7.3785 | 6.965 | 6.9639 | 6.3555 | 6.9377 | 34.6885 | Light Commercial | Fleet
|  |  | Passenger | Calculated | $Million | $Real 23 | End Period | 0.56176 | 0.46576 | 0.55465 | 0.50132 | 0.55465 | 0.52763 | 2.6381 | Passenger | Fleet
|  |  | Tracking units | Calculated | $Million | $Real 23 | End Period | 0 | 0 | 0 | 0 | 0 | 0 | 0 | Tracking units | Fleet
|  |  | Subtotal Fleet | Calculated | $Million | $Real 23 | End Period | 7.5873 | 7.8443 | 7.5197 | 7.4652 | 6.9101 | 7.4653 | 37.3266
|  |  | Agricultural | Calculated | $Million | $Real 23 | End Period | 0 | 0 | 0 | 0 | 0 | 0 | 0 | Agricultural | Plant and equipment
|  |  | Excavation | Calculated | $Million | $Real 23 | End Period | 0 | 0 | 0.2129 | 0 | 0.084038 | 0.059387 | 0.29693 | Excavation | Plant and equipment
|  |  | Heavy Commercial | Calculated | $Million | $Real 23 | End Period | 0.69471 | 0.30254 | 0.46501 | 1.4062 | 0.58266 | 0.69023 | 3.4511 | Heavy Commercial | Plant and equipment
|  |  | Material Handling | Calculated | $Million | $Real 23 | End Period | 0.75634 | 1.2326 | 1.2326 | 1.2886 | 1.1765 | 1.1373 | 5.6865 | Material Handling | Plant and equipment
|  |  | Motorcycle/ATV | Calculated | $Million | $Real 23 | End Period | 0.3059 | 0.023531 | 0.18824 | 0.16471 | 0 | 0.13648 | 0.68239 | Motorcycle/ATV | Plant and equipment
|  |  | Plant | Calculated | $Million | $Real 23 | End Period | 0.016808 | 0.18488 | 0 | 0 | 0.033615 | 0.047061 | 0.23531 | Plant | Plant and equipment
|  |  | Trailer | Calculated | $Million | $Real 23 | End Period | 0.18152 | 0.60507 | 0.43475 | 0.24315 | 0.82357 | 0.45761 | 2.2881 | Trailer | Plant and equipment
|  |  | Other Fleet | Calculated | $Million | $Real 23 | End Period | 0 | 0.04482 | 0 | 0 | 0.31934 | 0.072833 | 0.36416 | Other Fleet | Plant and equipment
|  |  | Subtotal Plant and Equipment | Calculated | $Million | $Real 23 | End Period | 1.9553 | 2.3934 | 2.5335 | 3.1027 | 3.0198 | 2.6009 | 13.0045
|  |  | Haymarket Office | Calculated | $Million | $Real 23 | End Period | 0.0089521 | 0.047052 | 0.087477 | 0.047128 | 0.02582 | 0.043286 | 0.21643 | Haymarket Office | Property
|  |  | Wallgrove Depot | Calculated | $Million | $Real 23 | End Period | 0.19898 | 3.9111 | 0.31441 | 1.6268 | 0.11242 | 1.2328 | 6.1638 | Wallgrove Depot | Property
|  |  | Orange Depot | Calculated | $Million | $Real 23 | End Period | 0.12573 | 0 | 0.088191 | 0.46848 | 1.1464 | 0.36575 | 1.8288 | Orange Depot | Property
|  |  | Wagga Depot | Calculated | $Million | $Real 23 | End Period | 0 | 0.18286 | 2.2085 | 0.34522 | 0 | 0.54732 | 2.7366 | Wagga Depot | Property
|  |  | Waratah West Depot | Calculated | $Million | $Real 23 | End Period | 4.6799 | 0.35793 | 1.0138 | 0.48034 | 1.7118 | 1.6488 | 8.2438 | Waratah West Depot | Property
|  |  | Tamworth Depot | Calculated | $Million | $Real 23 | End Period | 0.015707 | 0.0058518 | 0.020986 | 0.019947 | 0.03676 | 0.01985 | 0.099252 | Tamworth Depot | Property
|  |  | Yass Depot | Calculated | $Million | $Real 23 | End Period | 0.4235 | 0.39082 | 0.26244 | 1.0419 | 0.079855 | 0.4397 | 2.1985 | Yass Depot | Property
|  |  | Depots | Calculated | $Million | $Real 23 | End Period | 0 | 0 | 0 | 0 | 0 | 0 | 0 | Depots | Property
|  |  | Other Property | Calculated | $Million | $Real 23 | End Period | 0.065393 | 0.74664 | 0 | 0.66329 | 2.3444 | 0.76396 | 3.8198 | Other Property | Property
|  |  | Subtotal Property | Calculated | $Million | $Real 23 | End Period | 5.5181 | 5.6423 | 3.9958 | 4.6931 | 5.4575 | 5.0614 | 25.3069
|  |  | Total Non-Network Other | Calculated | $Million | $Real 23 | End Period | 15.0607 | 15.88 | 14.049 | 15.261 | 15.3874 | 15.1276 | 75.6381
|  | Checks |  | Source | Unit | Basis | Timing | FY24 | FY25 | FY26 | FY27 | FY28 | Avg. Annual | FY24 - FY28
|  |  | Non-network - Other | Calculated | N/A | N/A | N/A | 15.0607 | 15.88 | 14.049 | 15.261 | 15.3874 | 15.1276 | 75.6381
0 |  |  | Non-network - Other Reconciliation | Calculated | N/A | N/A | N/A | 0 | 0 | 0 | 0 | 0
End

## RIN_Outputs
| Outputs - RIN Population Model | [6 empty] | Commercial in Confidence
TransGrid Capex Forecast Model
| WB Check |  | 0
| Sheet Check |  | 0
Table of Contents
2.1.8 - Prescribed Transmission Services Capitalised Overheads
|  | Capitalised Overheads - As Incurred |  | Source | Unit | Basis | Timing | FY24 | FY25 | FY26 | FY27 | FY28 | FY24 - FY28
|  | 1 | Replacement expenditure | Calculated | $Million | $Real 23 | End Period | 21.0351 | 20.5367 | 23.6701 | 23.9127 | 20.2783 | 109.4329
|  | 2 | Connections | Calculated | $Million | $Real 23 | End Period | 0 | 0 | 0 | 0.11328 | 0.38911 | 0.50239
|  | 3 | Augmentation Expenditure | Calculated | $Million | $Real 23 | End Period | 12.7487 | 11.0441 | 5.7174 | 5.1455 | 9.3268 | 43.9825
|  | 4 | Non-network | Calculated | $Million | $Real 23 | End Period | 0.88854 | 0.73557 | 0.79294 | 0.78619 | 0.63736 | 3.8406
|  |  | Total Capitalised Overheads | Calculated | $Million | $Real 23 | End Period | 34.6724 | 32.3164 | 30.1805 | 29.9576 | 30.6315 | 157.7584
0 |  |  | Reconciliation Check | Calculated | N/A | N/A | N/A | 0 | 0 | 0 | 0 | 0
2.3.4 - Augex - Total Expenditure
|  | Augex - As Incurred |  | Source | Unit | Basis | Timing | FY24 | FY25 | FY26 | FY27 | FY28 | FY24 - FY28 | RAB Allocations
|  | 1 | Substations | Calculated | $Million | $Real 23 | End Period | 88.6774 | 49.9196 | 31.4162 | 22.3741 | 34.8396 | 227.2268 | Substations
|  | 2 | Lines | Calculated | $Million | $Real 23 | End Period | 335.2114 | 10.9964 | 0.58191 | 2.0776 | 8.7099 | 357.5773 | Transmission Lines | Transmission Line Life Extension
|  | 3 | Other assets | Calculated | $Million | $Real 23 | End Period | 78.3346 | 78.4198 | 1.9857 | 3.4727 | 14.5165 | 176.7293 | N/A
|  |  | Total Augex | Calculated | $Million | $Real 23 | End Period | 502.2234 | 139.3358 | 33.9838 | 27.9245 | 58.066 | 761.5335
0 |  |  | Reconciliation Check | Calculated | N/A | N/A | N/A | 0 | 0 | 0 | 0 | 0
2.2.1 - Replacement Expenditure By Asset Category
|  | Repex - As Incurred |  | Source | Unit | Basis | Timing | FY24 | FY25 | FY26 | FY27 | FY28 | FY24 - FY28 | RIN Level 1
|  | 1 | NCIPAP | Calculated | $Million | $Real 23 | End Period | 0 | 0 | 0 | 0 | 0 | 0 | Replacement Expenditure
|  | 2 | Transmission Lines | Calculated | $Million | $Real 23 | End Period | 52.503 | 52.6 | 79.8174 | 43.2696 | 57.1065 | 285.2965
|  | 3 | Substation | Calculated | $Million | $Real 23 | End Period | 34.253 | 31.2294 | 30.2108 | 36.7521 | 34.151 | 166.5964
|  | 4 | Digital Infrastructure | Calculated | $Million | $Real 23 | End Period | 47.97 | 60.6772 | 30.6646 | 49.7526 | 34.9893 | 224.0537
|  | 5 | Others | Calculated | $Million | $Real 23 | End Period | 0 | 0 | 0 | 0 | 0 | 0
|  | 6 | Augmentations | Calculated | $Million | $Real 23 | End Period | 0 | 0 | 0 | 0 | 0 | 0
|  | 7 | Information Technology | Calculated | $Million | $Real 23 | End Period | 0 | 0 | 0 | 0 | 0 | 0
|  | 8 | Security/Compliance | Calculated | $Million | $Real 23 | End Period | 0 | 0 | 0 | 0 | 0 | 0
|  | 9 | Property | Calculated | $Million | $Real 23 | End Period | 0 | 0 | 0 | 0 | 0 | 0
|  | 10 | Fleet | Calculated | $Million | $Real 23 | End Period | 0 | 0 | 0 | 0 | 0 | 0
|  | 11 | Augex - Major Project | Calculated | $Million | $Real 23 | End Period | 0 | 0 | 0 | 0 | 0 | 0
|  | 12 | Connections | Calculated | $Million | $Real 23 | End Period | 0 | 0 | 0 | 0 | 0 | 0
|  | 13 | [Spare] | Calculated | $Million | $Real 23 | End Period | 0 | 0 | 0 | 0 | 0 | 0
|  |  | Total Augex | Calculated | $Million | $Real 23 | End Period | 134.726 | 144.5066 | 140.6928 | 129.7743 | 126.2468 | 675.9465
0 |  |  | Reconciliation Check | Calculated | N/A | N/A | N/A | 0 | 0 | 0 | 0 | 0
2.5.1 - Expenditure On Connection Projects
|  | Connections - As Incurred |  | Source | Unit | Basis | Timing | FY24 | FY25 | FY26 | FY27 | FY28 | FY24 - FY28 | RIN Level 1
|  | 409 | Supply to Strathnairn area (EVOEnergy) | Calculated | $Million | $Real 23 | End Period | c-i-c | c-i-c | c-i-c | c-i-c | c-i-c | c-i-c | Connections
|  | 410 | Supply to Strathnairn area (EVOEnergy) | Calculated | $Million | $Real 23 | End Period | c-i-c | c-i-c | c-i-c | c-i-c | c-i-c | c-i-c
|  | 411 | Supply to Strathnairn area (EVOEnergy) | Calculated | $Million | $Real 23 | End Period | c-i-c | c-i-c | c-i-c | c-i-c | c-i-c | c-i-c
|  | 412 | Supply to Strathnairn area (EVOEnergy) | Calculated | $Million | $Real 23 | End Period | c-i-c | c-i-c | c-i-c | c-i-c | c-i-c | c-i-c
|  | 413 | Condition of AusGrid cables 9SA and 92P | Calculated | $Million | $Real 23 | End Period | c-i-c | c-i-c | c-i-c | c-i-c | c-i-c | c-i-c
|  | 414 | Condition of AusGrid cables 9SA and 92P | Calculated | $Million | $Real 23 | End Period | c-i-c | c-i-c | c-i-c | c-i-c | c-i-c | c-i-c
|  | xxx | N/A | Calculated | $Million | $Real 23 | End Period | 0 | 0 | 0 | 0 | 0 | 0
|  | xxx | N/A | Calculated | $Million | $Real 23 | End Period | 0 | 0 | 0 | 0 | 0 | 0
|  |  | Total Connections | Calculated | $Million | $Real 23 | End Period | 0 | 0 | 0 | 0.61476 | 2.4225 | 3.0373
0 |  |  | Reconciliation Check | Calculated | N/A | N/A | N/A | 0 | 0 | 0 | 0 | 0
|  | Connections - As Incurred - DIRECT MATERIALS EXPENDITURE |  | Source | Unit | Basis | Timing | FY24 | FY25 | FY26 | FY27 | FY28 | FY24 - FY28 | RIN Level 1
|  | 409 | Supply to Strathnairn area (EVOEnergy) | Calculated | $Million | $Real 23 | End Period | c-i-c | c-i-c | c-i-c | c-i-c | c-i-c | c-i-c | Connections
|  | 410 | Supply to Strathnairn area (EVOEnergy) | Calculated | $Million | $Real 23 | End Period | c-i-c | c-i-c | c-i-c | c-i-c | c-i-c | c-i-c
|  | 411 | Supply to Strathnairn area (EVOEnergy) | Calculated | $Million | $Real 23 | End Period | c-i-c | c-i-c | c-i-c | c-i-c | c-i-c | c-i-c
|  | 412 | Supply to Strathnairn area (EVOEnergy) | Calculated | $Million | $Real 23 | End Period | c-i-c | c-i-c | c-i-c | c-i-c | c-i-c | c-i-c
|  | 413 | Condition of AusGrid cables 9SA and 92P | Calculated | $Million | $Real 23 | End Period | c-i-c | c-i-c | c-i-c | c-i-c | c-i-c | c-i-c
|  | 414 | Condition of AusGrid cables 9SA and 92P | Calculated | $Million | $Real 23 | End Period | c-i-c | c-i-c | c-i-c | c-i-c | c-i-c | c-i-c
|  | xxx | N/A | Calculated | $Million | $Real 23 | End Period | 0 | 0 | 0 | 0 | 0 | 0
|  | xxx | N/A | Calculated | $Million | $Real 23 | End Period | 0 | 0 | 0 | 0 | 0 | 0
|  |  | Sub Total Connections - Direct Non Labour | Calculated | $Million | $Real 23 | End Period | 0 | 0 | 0 | 0.24883 | 0.9695 | 1.2183
|  | Connections - As Incurred - DIRECT LABOUR EXPENDITURE |  | Source | Unit | Basis | Timing | FY24 | FY25 | FY26 | FY27 | FY28 | FY24 - FY28 | RIN Level 1
|  | 409 | Supply to Strathnairn area (EVOEnergy) | Calculated | $Million | $Real 23 | End Period | c-i-c | c-i-c | c-i-c | c-i-c | c-i-c | c-i-c | Connections
|  | 410 | Supply to Strathnairn area (EVOEnergy) | Calculated | $Million | $Real 23 | End Period | c-i-c | c-i-c | c-i-c | c-i-c | c-i-c | c-i-c
|  | 411 | Supply to Strathnairn area (EVOEnergy) | Calculated | $Million | $Real 23 | End Period | c-i-c | c-i-c | c-i-c | c-i-c | c-i-c | c-i-c
|  | 412 | Supply to Strathnairn area (EVOEnergy) | Calculated | $Million | $Real 23 | End Period | c-i-c | c-i-c | c-i-c | c-i-c | c-i-c | c-i-c
|  | 413 | Condition of AusGrid cables 9SA and 92P | Calculated | $Million | $Real 23 | End Period | c-i-c | c-i-c | c-i-c | c-i-c | c-i-c | c-i-c
|  | 414 | Condition of AusGrid cables 9SA and 92P | Calculated | $Million | $Real 23 | End Period | c-i-c | c-i-c | c-i-c | c-i-c | c-i-c | c-i-c
|  | xxx | N/A | Calculated | $Million | $Real 23 | End Period | 0 | 0 | 0 | 0 | 0 | 0
|  | xxx | N/A | Calculated | $Million | $Real 23 | End Period | 0 | 0 | 0 | 0 | 0 | 0
|  |  | Sub Total Connections - Direct Labour | Calculated | $Million | $Real 23 | End Period | 0 | 0 | 0 | 0.36592 | 1.453 | 1.8189
0 |  |  | Reconciliation Check | Calculated | N/A | N/A | N/A | 0 | 0 | 0 | 0 | 0
2.6.1 - Non-Network Expenditure
|  | Augex - As Incurred |  | Source | Unit | Basis | Timing | FY24 | FY25 | FY26 | FY27 | FY28 | FY24 - FY28 | RIN Allocations
|  | 1 | IT & COMMUNICTIONS - Total IT and communications | Calculated | $Million | $Real 23 | End Period | 22.191 | 17.0663 | 16.3262 | 12.2563 | 9.5269 | 77.3666 | IT & COMMUNICTIONS | Total IT and communications
|  | 2 | MOTOR VEHICLES - Car | Calculated | $Million | $Real 23 | End Period | 9.5426 | 10.2377 | 9.8403 | 10.5679 | 9.8459 | 50.0343 | MOTOR VEHICLES | Car
|  | 3 | MOTOR VEHICLES - Light commercial vehicle | Calculated | $Million | $Real 23 | End Period | 0 | 0 | 0.2129 | 0 | 0.084038 | 0.29693 | MOTOR VEHICLES | Light commercial vehicle
|  | 4 | MOTOR VEHICLES - Elevated work platform (LCV) | Calculated | $Million | $Real 23 | End Period | 0 | 0 | 0 | 0 | 0 | 0 | MOTOR VEHICLES | Elevated work platform (LCV)
|  | 5 | MOTOR VEHICLES - Elevated work platform (HCV) | Calculated | $Million | $Real 23 | End Period | 0 | 0 | 0 | 0 | 0 | 0 | MOTOR VEHICLES | Elevated work platform (HCV)
|  | 6 | MOTOR VEHICLES - Heavy commercial vehicle | Calculated | $Million | $Real 23 | End Period | 0 | 0 | 0 | 0 | 0 | 0 | MOTOR VEHICLES | Heavy commercial vehicle
|  | 7 | BUILDINGS AND PROPERTY - Total buildings and property expenditure | Calculated | $Million | $Real 23 | End Period | 5.5181 | 5.6423 | 3.9958 | 4.6931 | 5.4575 | 25.3069 | BUILDINGS AND PROPERTY | Total buildings and property expenditure
|  | 8 | OTHER - Other expenditure | Calculated | $Million | $Real 23 | End Period | 0 | 0 | 0 | 0 | 0 | 0 | OTHER | Other expenditure
|  |  | Total Non Network | Calculated | $Million | $Real 23 | End Period | 37.2517 | 32.9462 | 30.3751 | 27.5173 | 24.9143 | 153.0047
0 |  |  | Reconciliation Check | Calculated | N/A | N/A | N/A | 0 | 0 | 0 | 0 | 0
2.10 Overheads
|  | Capitalised Overheads - As Incurred |  | Source | Unit | Basis | Timing | FY24 | FY25 | FY26 | FY27 | FY28 | FY24 - FY28
|  | 1 | Capitalised Network Overheads | Calculated | $Million | $Real 23 | End Period | 28.4214 | 26.5568 | 24.8276 | 24.6483 | 25.2171 | 129.6713
|  | 2 | Capitalised Corporate Overheads | Calculated | $Million | $Real 23 | End Period | 6.251 | 5.7595 | 5.3529 | 5.3093 | 5.4144 | 28.0871
|  |  | Total Capitalised Overheads | Calculated | $Million | $Real 23 | End Period | 34.6724 | 32.3164 | 30.1805 | 29.9576 | 30.6315 | 157.7584
0 |  |  | Reconciliation Check | Calculated | N/A | N/A | N/A | 0 | 0 | 0 | 0 | 0
End

## Project_Outputs
Outputs - Summary by Project
TransGrid Capex Forecast Model
| WB Check |  | 0
| Sheet Check |  | 0
Table of Contents
|  |  | Commercial in Confidence | [9 empty] | Escalated Capex, As Incurred ($M) $Real 23 | [5 empty] | Total Capex, As Incurred (Escalated + OH) ($M) $Real 23
|  | Index | Program / Project Name | RIN Level 1 | RIN Level 2 | RIN Level 3 | Augex Driver | Fleet & Property Allocation | Repex Subcategory 1 | Repex Subcategory 2 | ICT Category (FY19-23) | Project Overall Inclusion | FY24 | FY25 | FY26 | FY27 | FY28 | FY24 - FY28 | FY24 | FY25 | FY26 | FY27 | FY28 | FY24 - FY28
|  | 1 | Increase capacity for Generation between DNT and WG1 | Augmentation Expenditure | NCIPAP | NCIPAP | N/A | N/A | N/A | N/A | N/A | 0 | 0.53975 | 3.6766 | 0 | 0 | 0 | 4.2164 | 0.58302 | 3.9713 | 0 | 0 | 0 | 4.5544
|  | 2 | Darlington Point 330/220 kV Transformer Tripping Scheme | Augmentation Expenditure | NCIPAP | NCIPAP | N/A | N/A | N/A | N/A | N/A | 0 | 0.13631 | 0.17684 | 0 | 0 | 0 | 0.31315 | 0.14723 | 0.19102 | 0 | 0 | 0 | 0.33825
|  | 3 | Increase capacity for generation X5 Voltage Stability constraints | Augmentation Expenditure | NCIPAP | NCIPAP | N/A | N/A | N/A | N/A | N/A | 0 | 0.90703 | 4.6449 | 0 | 0 | 0 | 5.5519 | 0.97974 | 5.0172 | 0 | 0 | 0 | 5.997
|  | 4 | 94T Dynamic Ratings | Augmentation Expenditure | NCIPAP | NCIPAP | N/A | N/A | N/A | N/A | N/A | 0 | 0.012773 | 0.43649 | 0 | 0 | 0 | 0.44926 | 0.013797 | 0.47148 | 0 | 0 | 0 | 0.48527
|  | 5 | Increase capacity in Yass Transformers | Augmentation Expenditure | NCIPAP | NCIPAP | N/A | N/A | N/A | N/A | N/A | 0 | 1.1134 | 0.50732 | 0 | 0 | 0 | 1.6208 | 1.2027 | 0.54799 | 0 | 0 | 0 | 1.7507
|  | 6 | Maintain capacity during Climate Change (DLR ) | Augmentation Expenditure | NCIPAP | NCIPAP | N/A | N/A | N/A | N/A | N/A | 0 | 0.043019 | 0.12079 | 4.8969 | 0.025989 | 0 | 5.0867 | 0.046467 | 0.13048 | 5.2894 | 0.028072 | 0 | 5.4945
|  | 7 | Auxiliary transformer renewal program | Replacement Expenditure | Substation | Repex | N/A | N/A | Substations - Site Establishment and supporting assets | Substations - Safe and Reliable Network | N/A | 1 | 0 | 0 | 0 | 0 | 0 | 0 | 0 | 0 | 0 | 0 | 0 | 0
|  | 8 | Circuit Breaker Program | Replacement Expenditure | Substation | Repex | N/A | N/A | Substations - Switchbay Equipment | Substations - Safe and Reliable Network | N/A | 1 | 7.0216 | 6.4085 | 3.2165 | 7.0892 | 7.4229 | 31.1586 | 8.1179 | 7.3192 | 3.7577 | 8.3954 | 8.6152 | 36.2054
|  | 9 | Cowra substation Secondary Systems Renewal | Replacement Expenditure | Digital Infrastructure | Repex | N/A | N/A | DI - Protection systems | DI - Safe and Reliable Network | N/A | 1 | 0.55129 | 0.5035 | 0.25288 | 0.55752 | 0.58392 | 2.4491 | 0.63736 | 0.57505 | 0.29542 | 0.66025 | 0.67772 | 2.8458
|  | 10 | Dumaresq Secondary Systems Renewal | Replacement Expenditure | Digital Infrastructure | Repex | N/A | N/A | DI - Protection systems | DI - Safe and Reliable Network | N/A | 1 | 0 | 0 | 0 | 0 | 0 | 0 | 0 | 0 | 0 | 0 | 0 | 0
|  | 11 | Finley Secondary Systems Renewal | Replacement Expenditure | Digital Infrastructure | Repex | N/A | N/A | DI - Protection systems | DI - Safe and Reliable Network | N/A | 1 | 0.69094 | 0.63144 | 0.31734 | 0.69984 | 0.73316 | 3.0727 | 0.79882 | 0.72118 | 0.37073 | 0.82879 | 0.85093 | 3.5704
|  | 12 | Fire Extinguisher Renewal | Replacement Expenditure | Digital Infrastructure | Repex | N/A | N/A | DI - Network Buildings & Security | DI - Compliance | N/A | 1 | 0.39521 | 0.39629 | 0 | 0 | 0 | 0.79151 | 0.45692 | 0.45261 | 0 | 0 | 0 | 0.90953
|  | 13 | Fit OLCM to OIP bushings | Replacement Expenditure | Substation | Repex | N/A | N/A | Substations - Site Establishment and supporting assets | Substations - Safe and Reliable Network | N/A | 1 | 1.1241 | 1.0262 | 0.5152 | 1.1356 | 1.1892 | 4.9903 | 1.2996 | 1.172 | 0.60187 | 1.3449 | 1.3802 | 5.7986
|  | 14 | Forbes Secondary Systems Renewal | Replacement Expenditure | Digital Infrastructure | Repex | N/A | N/A | DI - Protection systems | DI - Safe and Reliable Network | N/A | 1 | 0 | 0 | 0 | 0 | 0 | 0 | 0 | 0 | 0 | 0 | 0 | 0
|  | 15 | FY24-28 SCADA Secure Remote Access Protocol Refresh | Replacement Expenditure | Digital Infrastructure | Repex | N/A | N/A | DI - SCADA | DI - Cyber/physical security | N/A | 1 | 0 | 0 | 0 | 0 | 0 | 0 | 0 | 0 | 0 | 0 | 0 | 0
|  | 16 | Gunnedah Secondary Systems Renewal | Replacement Expenditure | Digital Infrastructure | Repex | N/A | N/A | DI - Protection systems | DI - Safe and Reliable Network | N/A | 1 | 0 | 0 | 0 | 0 | 0 | 0 | 0 | 0 | 0 | 0 | 0 | 0
|  | 17 | Kemps Creek Secondary Systems Renewal | Replacement Expenditure | Digital Infrastructure | Repex | N/A | N/A | DI - Protection systems | DI - Safe and Reliable Network | N/A | 1 | 0 | 0 | 0 | 0 | 0 | 0 | 0 | 0 | 0 | 0 | 0 | 0
|  | 18 | Kempsey Secondary Systems Renewal | Replacement Expenditure | Digital Infrastructure | Repex | N/A | N/A | DI - Protection systems | DI - Safe and Reliable Network | N/A | 1 | 0 | 0 | 1.3901 | 5.6048 | 2.5785 | 9.5734 | 0 | 0 | 1.624 | 6.6375 | 2.9927 | 11.2542
|  | 19 | Line 1 Refurbishment | Replacement Expenditure | Transmission Lines | Repex | N/A | N/A | TL - Transmission towers | TL - Safe and Reliable Network | N/A | 1 | 0 | 0 | 0 | 0 | 0 | 0 | 0 | 0 | 0 | 0 | 0 | 0
|  | 20 | Line 11 - Sydney Sth - Dapto - Twr Repl | Replacement Expenditure | Transmission Lines | Repex | N/A | N/A | TL - Transmission towers | TL - Safe and Reliable Network | N/A | 1 | 0 | 0.30667 | 0.5685 | 0.96251 | 29.5562 | 31.3939 | 0 | 0.35025 | 0.66415 | 1.1399 | 34.3036 | 36.4579
|  | 21 | Line 12 Refurbishment | Replacement Expenditure | Transmission Lines | Repex | N/A | N/A | TL - Transmission towers | TL - Safe and Reliable Network | N/A | 1 | 0.085453 | 4.2209 | 0 | 0 | 0 | 4.3063 | 0.098795 | 4.8207 | 0 | 0 | 0 | 4.9195
|  | 22 | Line 12/76 Refurbishment | Replacement Expenditure | Transmission Lines | Repex | N/A | N/A | TL - Transmission towers | TL - Safe and Reliable Network | N/A | 1 | 5.0452 | 0.26818 | 0 | 0 | 0 | 5.3134 | 5.833 | 0.30629 | 0 | 0 | 0 | 6.1393
|  | 23 | Line 13 kemps creek sydney south refurb | Replacement Expenditure | Transmission Lines | Repex | N/A | N/A | TL - Transmission towers | TL - Safe and Reliable Network | N/A | 1 | 2.8739 | 0 | 0 | 0 | 0 | 2.8739 | 3.3226 | 0 | 0 | 0 | 0 | 3.3226
|  | 24 | Line 13/78 Refurbishment | Replacement Expenditure | Transmission Lines | Repex | N/A | N/A | TL - Transmission towers | TL - Safe and Reliable Network | N/A | 1 | 4.2729 | 0 | 0 | 0 | 0 | 4.2729 | 4.94 | 0 | 0 | 0 | 0 | 4.94
|  | 25 | Line 16 Marulan Avon refurb | Replacement Expenditure | Transmission Lines | Repex | N/A | N/A | TL - Transmission towers | TL - Safe and Reliable Network | N/A | 1 | 0.5995 | 7.7787 | 0 | 0 | 0 | 8.3782 | 0.69311 | 8.8841 | 0 | 0 | 0 | 9.5772
|  | 26 | Line 24/90 Refurbishment | Replacement Expenditure | Transmission Lines | Repex | N/A | N/A | TL - Transmission towers | TL - Safe and Reliable Network | N/A | 1 | 0.98101 | 0 | 0 | 0 | 0 | 0.98101 | 1.1342 | 0 | 0 | 0 | 0 | 1.1342
|  | 27 | Line 25/92 Refurbishment | Replacement Expenditure | Transmission Lines | Repex | N/A | N/A | TL - Transmission towers | TL - Safe and Reliable Network | N/A | 1 | 0 | 0 | 0.065815 | 3.4715 | 0.1715 | 3.7088 | 0 | 0 | 0.076887 | 4.1112 | 0.19905 | 4.3871
|  | 28 | Line 25/93 Refurbishment | Replacement Expenditure | Transmission Lines | Repex | N/A | N/A | TL - Transmission towers | TL - Safe and Reliable Network | N/A | 1 | 0 | 0 | 0 | 0 | 0 | 0 | 0 | 0 | 0 | 0 | 0 | 0
|  | 29 | Line 29/26 Refurbishment | Replacement Expenditure | Transmission Lines | Repex | N/A | N/A | TL - Transmission towers | TL - Safe and Reliable Network | N/A | 1 | 0 | 0 | 0 | 0.092957 | 4.5864 | 4.6794 | 0 | 0 | 0 | 0.11009 | 5.3231 | 5.4332
|  | 30 | Line 76/77 Refurbishment | Replacement Expenditure | Transmission Lines | Repex | N/A | N/A | TL - Transmission towers | TL - Safe and Reliable Network | N/A | 1 | 0 | 0 | 0 | 0 | 0 | 0 | 0 | 0 | 0 | 0 | 0 | 0
|  | 31 | Line 76/78 Refurbishment | Replacement Expenditure | Transmission Lines | Repex | N/A | N/A | TL - Transmission towers | TL - Safe and Reliable Network | N/A | 1 | 3.4728 | 0 | 0 | 0 | 0 | 3.4728 | 4.015 | 0 | 0 | 0 | 0 | 4.015
|  | 32 | Line 82 Refurbishment | Replacement Expenditure | Transmission Lines | Repex | N/A | N/A | TL - Transmission towers | TL - Safe and Reliable Network | N/A | 1 | 0 | 0 | 0 | 0 | 0 | 0 | 0 | 0 | 0 | 0 | 0 | 0
|  | 33 | Line 82/95 Refurbishment | Replacement Expenditure | Transmission Lines | Repex | N/A | N/A | TL - Transmission towers | TL - Safe and Reliable Network | N/A | 1 | 0 | 0.077879 | 4.1116 | 0.20315 | 0 | 4.3926 | 0 | 0.088947 | 4.8033 | 0.24058 | 0 | 5.1329
|  | 34 | Line 8C/8E Refurbishment | Replacement Expenditure | Transmission Lines | Repex | N/A | N/A | TL - Insulators | TL - Safe and Reliable Network | N/A | 1 | 0 | 0.14497 | 0.33274 | 4.0752 | 14.7462 | 19.2991 | 0 | 0.16557 | 0.38872 | 4.8261 | 17.1148 | 22.4952
|  | 35 | Line 8C/8J Refurbishment | Replacement Expenditure | Transmission Lines | Repex | N/A | N/A | TL - Insulators | TL - Safe and Reliable Network | N/A | 1 | 0.09399 | 0.55886 | 7.8812 | 0 | 0 | 8.534 | 0.10866 | 0.63828 | 9.2071 | 0 | 0 | 9.954
|  | 36 | Line 8L/8M Refurbishment | Replacement Expenditure | Transmission Lines | Repex | N/A | N/A | TL - Insulators | TL - Safe and Reliable Network | N/A | 1 | 0 | 0 | 0 | 0 | 0.084282 | 0.084282 | 0 | 0 | 0 | 0 | 0.09782 | 0.09782
|  | 37 | Line 90/92 Refurbishment | Replacement Expenditure | Transmission Lines | Repex | N/A | N/A | TL - Transmission towers | TL - Safe and Reliable Network | N/A | 1 | 0.037207 | 1.3044 | 0 | 0 | 0 | 1.3416 | 0.043016 | 1.4898 | 0 | 0 | 0 | 1.5328
|  | 38 | Line 92/93 Refurbishment | Replacement Expenditure | Transmission Lines | Repex | N/A | N/A | TL - Transmission towers | TL - Safe and Reliable Network | N/A | 1 | 0.058175 | 2.289 | 0 | 0 | 0 | 2.3472 | 0.067258 | 2.6143 | 0 | 0 | 0 | 2.6816
|  | 39 | Line 94/96 Refurbishment | Replacement Expenditure | Transmission Lines | Repex | N/A | N/A | TL - Transmission towers | TL - Safe and Reliable Network | N/A | 1 | 0 | 0 | 0.061827 | 3.2611 | 0.16111 | 3.4841 | 0 | 0 | 0.072229 | 3.862 | 0.18698 | 4.1213
|  | 40 | Line 947 Refurbishment | Replacement Expenditure | Transmission Lines | Repex | N/A | N/A | TL - Transmission poles | TL - Safe and Reliable Network | N/A | 1 | 0 | 0 | 0 | 0.13503 | 5.2996 | 5.4346 | 0 | 0 | 0 | 0.15991 | 6.1509 | 6.3108
|  | 41 | Line 94M Refurbishment | Replacement Expenditure | Transmission Lines | Repex | N/A | N/A | TL - Transmission poles | TL - Safe and Reliable Network | N/A | 1 | 0 | 0.15342 | 6.7599 | 0 | 0 | 6.9133 | 0 | 0.17522 | 7.8972 | 0 | 0 | 8.0724
|  | 42 | Line 94U Refurbishment | Replacement Expenditure | Transmission Lines | Repex | N/A | N/A | TL - Transmission poles | TL - Safe and Reliable Network | N/A | 1 | 0 | 0 | 0.30613 | 16.1447 | 0.79747 | 17.2483 | 0 | 0 | 0.35763 | 19.1195 | 0.92556 | 20.4027
|  | 43 | Line 95 Refurbishment | Replacement Expenditure | Transmission Lines | Repex | N/A | N/A | TL - Transmission towers | TL - Safe and Reliable Network | N/A | 1 | 0 | 0.051065 | 2.0097 | 0 | 0 | 2.0607 | 0 | 0.058323 | 2.3478 | 0 | 0 | 2.4061
|  | 44 | Line 963 Refurb | Replacement Expenditure | Transmission Lines | Repex | N/A | N/A | TL - Transmission poles | TL - Safe and Reliable Network | N/A | 1 | 0.11024 | 2.807 | 4.9247 | 0 | 0 | 7.8419 | 0.12745 | 3.2059 | 5.7532 | 0 | 0 | 9.0866
|  | 45 | Line 963/96P Refurbishment | Replacement Expenditure | Transmission Lines | Repex | N/A | N/A | TL - Transmission poles | TL - Safe and Reliable Network | N/A | 1 | 0 | 0 | 0 | 0 | 0 | 0 | 0 | 0 | 0 | 0 | 0 | 0
|  | 46 | Line 964 Refurbishment | Replacement Expenditure | Transmission Lines | Repex | N/A | N/A | TL - Transmission poles | TL - Safe and Reliable Network | N/A | 1 | 0.068415 | 2.688 | 0 | 0 | 0 | 2.7565 | 0.079097 | 3.0701 | 0 | 0 | 0 | 3.1492
|  | 47 | Line 965 Refurbishment | Replacement Expenditure | Transmission Lines | Repex | N/A | N/A | TL - Transmission poles | TL - Safe and Reliable Network | N/A | 1 | 0 | 0 | 0 | 0 | 0 | 0 | 0 | 0 | 0 | 0 | 0 | 0
|  | 48 | Line 966 Refurbishment | Replacement Expenditure | Transmission Lines | Repex | N/A | N/A | TL - Transmission poles | TL - Safe and Reliable Network | N/A | 1 | 0.26461 | 13.0718 | 0 | 0 | 0 | 13.3365 | 0.30592 | 14.9296 | 0 | 0 | 0 | 15.2355
|  | 49 | Line 977/1 Refurbishment | Replacement Expenditure | Transmission Lines | Repex | N/A | N/A | TL - Transmission poles | TL - Safe and Reliable Network | N/A | 1 | 0.097767 | 0.5815 | 8.2031 | 0 | 0 | 8.8824 | 0.11303 | 0.66414 | 9.5832 | 0 | 0 | 10.3603
|  | 50 | Line 978 Refurbishment | Replacement Expenditure | Transmission Lines | Repex | N/A | N/A | TL - Transmission poles | TL - Safe and Reliable Network | N/A | 1 | 0 | 0 | 0 | 0 | 0 | 0 | 0 | 0 | 0 | 0 | 0 | 0
|  | 51 | Line 991 Refurbishment | Replacement Expenditure | Transmission Lines | Repex | N/A | N/A | TL - Transmission poles | TL - Safe and Reliable Network | N/A | 1 | 0 | 0 | 0 | 0 | 0 | 0 | 0 | 0 | 0 | 0 | 0 | 0
|  | 52 | Line 99B Refurbishment | Replacement Expenditure | Transmission Lines | Repex | N/A | N/A | TL - Transmission poles | TL - Safe and Reliable Network | N/A | 1 | 0.082809 | 3.2535 | 0 | 0 | 0 | 3.3363 | 0.095738 | 3.7159 | 0 | 0 | 0 | 3.8117
|  | 53 | Line 99Z Refurbishment | Replacement Expenditure | Transmission Lines | Repex | N/A | N/A | TL - Transmission poles | TL - Safe and Reliable Network | N/A | 1 | 2.7076 | 0 | 0 | 0 | 0 | 2.7076 | 3.1303 | 0 | 0 | 0 | 0 | 3.1303
|  | 54 | Line 9ML Refurbishment | Replacement Expenditure | Transmission Lines | Repex | N/A | N/A | TL - Transmission poles | TL - Safe and Reliable Network | N/A | 1 | 4.9536 | 0 | 0 | 0 | 0 | 4.9536 | 5.727 | 0 | 0 | 0 | 0 | 5.727
|  | 55 | Line 9W/96 Refurbishment | Replacement Expenditure | Transmission Lines | Repex | N/A | N/A | TL - Transmission towers | TL - Safe and Reliable Network | N/A | 1 | 0 | 0 | 0.0362 | 1.2668 | 0 | 1.303 | 0 | 0 | 0.04229 | 1.5002 | 0 | 1.5425
|  | 56 | Nambucca Secondary Systems Renewal | Replacement Expenditure | Digital Infrastructure | Repex | N/A | N/A | DI - Protection systems | DI - Safe and Reliable Network | N/A | 1 | 0 | 0 | 0 | 0 | 0 | 0 | 0 | 0 | 0 | 0 | 0 | 0
|  | 57 | Narrabri Secondary Systems Renewal | Replacement Expenditure | Digital Infrastructure | Repex | N/A | N/A | DI - Protection systems | DI - Safe and Reliable Network | N/A | 1 | 1.7421 | 6.431 | 2.0286 | 0 | 0 | 10.2017 | 2.0141 | 7.3449 | 2.3699 | 0 | 0 | 11.729
|  | 58 | Newcastle Secondary Systems Renewal | Replacement Expenditure | Digital Infrastructure | Repex | N/A | N/A | DI - Protection systems | DI - Safe and Reliable Network | N/A | 1 | 1.6894 | 1.5393 | 0.77137 | 1.6988 | 1.7776 | 7.4766 | 1.9532 | 1.7581 | 0.90115 | 2.0118 | 2.0631 | 8.6874
|  | 59 | OLCM replacements | Replacement Expenditure | Substation | Repex | N/A | N/A | Substations - Site Establishment and supporting assets | Substations - Safe and Reliable Network | N/A | 1 | 0 | 0 | 0 | 0 | 0 | 0 | 0 | 0 | 0 | 0 | 0 | 0
|  | 60 | Panorama Secondary Systems Renewal | Replacement Expenditure | Digital Infrastructure | Repex | N/A | N/A | DI - Protection systems | DI - Safe and Reliable Network | N/A | 1 | 0.52445 | 0.47926 | 0.24084 | 0.53111 | 0.55638 | 2.332 | 0.60634 | 0.54737 | 0.28136 | 0.62897 | 0.64575 | 2.7098
|  | 61 | Physical Security Upgrade | Replacement Expenditure | Digital Infrastructure | Repex | N/A | N/A | DI - Network Buildings & Security | DI - Cyber/physical security | N/A | 1 | 7.0272 | 7.0348 | 7.0422 | 7.0457 | 7.0487 | 35.1985 | 8.1244 | 8.0345 | 8.2269 | 8.3439 | 8.1809 | 40.9107
|  | 62 | Regentville Secondary Systems Renewal | Replacement Expenditure | Digital Infrastructure | Repex | N/A | N/A | DI - Protection systems | DI - Safe and Reliable Network | N/A | 1 | 0 | 0 | 1.4489 | 4.8344 | 1.2747 | 7.558 | 0 | 0 | 1.6927 | 5.7252 | 1.4794 | 8.8973
|  | 63 | Sydney east Secondary Systems Renewal | Replacement Expenditure | Digital Infrastructure | Repex | N/A | N/A | DI - Protection systems | DI - Safe and Reliable Network | N/A | 1 | 8.3508 | 10.656 | 0.64869 | 0 | 0 | 19.6555 | 9.6547 | 12.1704 | 0.75783 | 0 | 0 | 22.5829
|  | 64 | Tamworth Transformer Renewals | Replacement Expenditure | Substation | Repex | N/A | N/A | Substations - Power Transformers | Substations - Safe and Reliable Network | N/A | 1 | 0.2541 | 1.3655 | 3.5881 | 0 | 0 | 5.2077 | 0.29378 | 1.5596 | 4.1917 | 0 | 0 | 6.0451
|  | 65 | Tenterfield Transformer Renewals | Replacement Expenditure | Substation | Repex | N/A | N/A | Substations - Power Transformers | Substations - Safe and Reliable Network | N/A | 1 | 0 | 0 | 0.21259 | 1.5257 | 1.1099 | 2.8482 | 0 | 0 | 0.24835 | 1.8069 | 1.2882 | 3.3434
|  | 66 | Tomago Secondary Systems Renewal | Replacement Expenditure | Digital Infrastructure | Repex | N/A | N/A | DI - Protection systems | DI - Safe and Reliable Network | N/A | 1 | 0 | 5.8304 | 5.8274 | 5.8336 | 3.0714 | 20.5628 | 0 | 6.659 | 6.8078 | 6.9085 | 3.5647 | 23.94
|  | 67 | Transformer Compound Wall Renewal | Replacement Expenditure | Substation | Repex | N/A | N/A | Substations - Site Establishment and supporting assets | Substations - Safe and Reliable Network | N/A | 1 | 0.5949 | 0.54305 | 0.27262 | 0.6009 | 0.62924 | 2.6407 | 0.68778 | 0.62023 | 0.31848 | 0.71163 | 0.73031 | 3.0684
|  | 68 | Transmission Line Protection Relay Replacements | Replacement Expenditure | Digital Infrastructure | Repex | N/A | N/A | DI - Protection systems | DI - Safe and Reliable Network | N/A | 1 | 2.8785 | 2.6359 | 1.3272 | 2.9296 | 3.0715 | 12.8427 | 3.3279 | 3.0105 | 1.5505 | 3.4695 | 3.5649 | 14.9232
|  | 69 | Uranquinty Secondary Systems Renewal | Replacement Expenditure | Digital Infrastructure | Repex | N/A | N/A | DI - Protection systems | DI - Safe and Reliable Network | N/A | 1 | 0 | 0 | 0 | 0 | 0 | 0 | 0 | 0 | 0 | 0 | 0 | 0
|  | 70 | Vales point Secondary Systems Renewal | Replacement Expenditure | Digital Infrastructure | Repex | N/A | N/A | DI - Protection systems | DI - Safe and Reliable Network | N/A | 1 | 0 | 0 | 0 | 0 | 0 | 0 | 0 | 0 | 0 | 0 | 0 | 0
|  | 71 | Wallerwang Secondary Systems Renewal | Replacement Expenditure | Digital Infrastructure | Repex | N/A | N/A | DI - Protection systems | DI - Safe and Reliable Network | N/A | 1 | 0 | 0 | 2.2366 | 6.5981 | 0.26198 | 9.0967 | 0 | 0 | 2.6128 | 7.8139 | 0.30406 | 10.7308
|  | 72 | Line 86 | Replacement Expenditure | Transmission Lines | Repex | N/A | N/A | TL - Transmission poles | TL - Safe and Reliable Network | N/A | 1 | 0 | 0 | 0 | 0 | 0 | 0 | 0 | 0 | 0 | 0 | 0 | 0
|  | 73 | CT Program | Replacement Expenditure | Substation | Repex | N/A | N/A | Substations - Switchbay Equipment | Substations - Safe and Reliable Network | N/A | 1 | 1.4927 | 1.3656 | 0.68696 | 1.5157 | 1.5885 | 6.6494 | 1.7258 | 1.5596 | 0.80254 | 1.795 | 1.8436 | 7.7266
|  | 74 | VT Program | Replacement Expenditure | Substation | Repex | N/A | N/A | Substations - Switchbay Equipment | Substations - Safe and Reliable Network | N/A | 1 | 2.9132 | 2.6629 | 1.3386 | 2.9523 | 3.0932 | 12.9602 | 3.368 | 3.0414 | 1.5638 | 3.4963 | 3.59 | 15.0595
|  | 75 | Disconnector | Replacement Expenditure | Substation | Repex | N/A | N/A | Substations - Switchbay Equipment | Substations - Safe and Reliable Network | N/A | 1 | 3.2165 | 2.9425 | 1.4802 | 3.2659 | 3.4228 | 14.3281 | 3.7187 | 3.3607 | 1.7293 | 3.8677 | 3.9726 | 16.6491
|  | 76 | Steelwork Program | Replacement Expenditure | Substation | Repex | N/A | N/A | Substations - Site Establishment and supporting assets | Substations - Safe and Reliable Network | N/A | 1 | 7.3074 | 7.3074 | 7.3074 | 7.3074 | 7.3074 | 36.5371 | 8.4483 | 8.3459 | 8.5368 | 8.6539 | 8.4812 | 42.4662
|  | 77 | Transformer refurbishment program | Replacement Expenditure | Substation | Repex | N/A | N/A | Substations - Power Transformers | Substations - Safe and Reliable Network | N/A | 1 | 0.9258 | 3.1733 | 3.4823 | 4.4884 | 2.5825 | 14.6524 | 1.0703 | 3.6243 | 4.0682 | 5.3155 | 2.9974 | 17.0756
|  | 78 | Air Cored Reactors | Replacement Expenditure | Substation | Repex | N/A | N/A | Substations - Reactive plant | Substations - Safe and Reliable Network | N/A | 1 | 0 | 0 | 0 | 0 | 0 | 0 | 0 | 0 | 0 | 0 | 0 | 0
|  | 79 | Capacitor Banks | Replacement Expenditure | Substation | Repex | N/A | N/A | Substations - Reactive plant | Substations - Safe and Reliable Network | N/A | 1 | 2.1919 | 0.46825 | 2.4906 | 2.9916 | 3.2412 | 11.3835 | 2.5341 | 0.5348 | 2.9096 | 3.5429 | 3.7618 | 13.2832
|  | 80 | Subs - Capital spares | Replacement Expenditure | Substation | Repex | N/A | N/A | Substations - Site Establishment and supporting assets | Substations - Safe and Reliable Network | N/A | 1 | 1.2429 | 1.2429 | 1.2429 | 1.2429 | 1.2429 | 6.2143 | 1.4369 | 1.4195 | 1.452 | 1.4719 | 1.4425 | 7.2227
|  | 81 | 33kV Air core reactor switching duty | Replacement Expenditure | Substation | Repex | N/A | N/A | Substations - Switchbay Equipment | Substations - Safe and Reliable Network | N/A | 1 | 0 | 0 | 0 | 0 | 0 | 0 | 0 | 0 | 0 | 0 | 0 | 0
|  | 82 | Reactor Renewal program | Replacement Expenditure | Substation | Repex | N/A | N/A | Substations - Reactive plant | Substations - Safe and Reliable Network | N/A | 1 | 0 | 0 | 0 | 0 | 0 | 0 | 0 | 0 | 0 | 0 | 0 | 0
|  | 83 | Molong No1 Transformer Renewal | Replacement Expenditure | Substation | Repex | N/A | N/A | Substations - Power Transformers | Substations - Safe and Reliable Network | N/A | 1 | 0.057271 | 0.31311 | 1.9596 | 0 | 0 | 2.33 | 0.066213 | 0.35761 | 2.2893 | 0 | 0 | 2.7132
|  | 84 | Yass No3 Transformer Renewal | Replacement Expenditure | Substation | Repex | N/A | N/A | Substations - Power Transformers | Substations - Safe and Reliable Network | N/A | 1 | 0 | 0 | 0.14489 | 1.3467 | 0.043827 | 1.5354 | 0 | 0 | 0.16926 | 1.5949 | 0.050867 | 1.815
|  | 85 | Substation Noise Compliance | Replacement Expenditure | Substation | Repex | N/A | N/A | Substations - Site Establishment and supporting assets | Substations - Compliance | N/A | 1 | 0 | 0 | 0 | 0 | 0 | 0 | 0 | 0 | 0 | 0 | 0 | 0
|  | 86 | Conductor Replacement | Replacement Expenditure | Transmission Lines | Repex | N/A | N/A | TL - Overhead conductors | TL - Safe and Reliable Network | N/A | 1 | 0 | 0.40802 | 21.2615 | 10.0947 | 0.94229 | 32.7066 | 0 | 0.466 | 24.8386 | 11.9548 | 1.0936 | 38.353
|  | 87 | Earthwire Capacity Replacement | Replacement Expenditure | Transmission Lines | Repex | N/A | N/A | TL - Overhead conductors | TL - Safe and Reliable Network | N/A | 1 | 0 | 0 | 0 | 0 | 0 | 0 | 0 | 0 | 0 | 0 | 0 | 0
|  | 88 | Low Spans - Main grid | Replacement Expenditure | Transmission Lines | Repex | N/A | N/A | TL - Transmission towers | TL - Compliance | N/A | 1 | 0 | 0.17868 | 9.048 | 2.8206 | 0 | 12.0473 | 0 | 0.20407 | 10.5702 | 3.3403 | 0 | 14.1146
|  | 89 | Low Spans -132kV TL | Replacement Expenditure | Transmission Lines | Repex | N/A | N/A | TL - Insulators | TL - Change in generation mix | N/A | 1 | 0.042712 | 1.7738 | 0.63414 | 0 | 0 | 2.4506 | 0.049381 | 2.0259 | 0.74082 | 0 | 0 | 2.8161
|  | 90 | Various lines- Insulator condition | Replacement Expenditure | Transmission Lines | Repex | N/A | N/A | TL - Insulators | TL - Safe and Reliable Network | N/A | 1 | 0 | 0 | 0 | 0 | 0 | 0 | 0 | 0 | 0 | 0 | 0 | 0
|  | 91 | Asbestos (Carryover from RP2) | Replacement Expenditure | Transmission Lines | Repex | N/A | N/A | TL - Transmission towers | TL - Compliance | N/A | 1 | 6.9226 | 6.8926 | 6.91 | 0.12571 | 0.14578 | 20.9966 | 8.0034 | 7.8721 | 8.0725 | 0.14888 | 0.1692 | 24.2661
|  | 92 | Public Safety Enhancements - Climbing deterrents, signage, aerial marker balls, earthing | Replacement Expenditure | Transmission Lines | Repex | N/A | N/A | TL - Transmission towers | TL - Compliance | N/A | 1 | 6.7265 | 0 | 0 | 0 | 0 | 6.7265 | 7.7767 | 0 | 0 | 0 | 0 | 7.7767
|  | 93 | Underground Cable Capital Spares RP3 | Replacement Expenditure | Transmission Lines | Repex | N/A | N/A | TL - Underground cables | TL - Safe and Reliable Network | N/A | 1 | 0.61728 | 0.61559 | 0.61559 | 0.61559 | 0.61559 | 3.0797 | 0.71366 | 0.70308 | 0.71916 | 0.72903 | 0.71447 | 3.5794
|  | 94 | Cable Monitoring Systems Renewal RP3 | Replacement Expenditure | Transmission Lines | Repex | N/A | N/A | TL - Underground cables | TL - Safe and Reliable Network | N/A | 1 | 1.2108 | 2.4487 | 0.028913 | 0 | 0 | 3.6884 | 1.3999 | 2.7967 | 0.033777 | 0 | 0 | 4.2303
|  | 95 | TL Digital Twin Programme | Replacement Expenditure | Digital Infrastructure | Repex | N/A | N/A | DI - Protection systems | DI - Safe and Reliable Network | N/A | 1 | 0 | 0 | 0 | 0 | 0 | 0 | 0 | 0 | 0 | 0 | 0 | 0
|  | 96 | Lower Tumut Secondary Systems Renewal | Replacement Expenditure | Digital Infrastructure | Repex | N/A | N/A | DI - Protection systems | DI - Safe and Reliable Network | N/A | 1 | 0 | 0 | 0 | 0 | 0 | 0 | 0 | 0 | 0 | 0 | 0 | 0
|  | 97 | Tenterfield Secondary Systems Renewal | Replacement Expenditure | Digital Infrastructure | Repex | N/A | N/A | DI - Protection systems | DI - Safe and Reliable Network | N/A | 1 | 0.46186 | 0.42111 | 0.21116 | 0.46519 | 0.4869 | 2.0462 | 0.53397 | 0.48096 | 0.24669 | 0.55091 | 0.56511 | 2.3776
|  | 98 | YSN Secondary Systems Renewal | Replacement Expenditure | Digital Infrastructure | Repex | N/A | N/A | DI - Protection systems | DI - Safe and Reliable Network | N/A | 1 | 0 | 0 | 0 | 0 | 0 | 0 | 0 | 0 | 0 | 0 | 0 | 0
|  | 99 | ER0 Secondary Systems Renewal | Replacement Expenditure | Digital Infrastructure | Repex | N/A | N/A | DI - Protection systems | DI - Safe and Reliable Network | N/A | 1 | 0 | 0 | 0 | 0 | 0 | 0 | 0 | 0 | 0 | 0 | 0 | 0
|  | 100 | BER Secondary Systems Renewal | Replacement Expenditure | Digital Infrastructure | Repex | N/A | N/A | DI - Protection systems | DI - Safe and Reliable Network | N/A | 1 | 0.48222 | 0.43974 | 0.22054 | 0.48587 | 0.50858 | 2.137 | 0.55751 | 0.50224 | 0.25764 | 0.5754 | 0.59027 | 2.4831
|  | 101 | BRG Secondary Systems Renewal | Replacement Expenditure | Digital Infrastructure | Repex | N/A | N/A | DI - Protection systems | DI - Safe and Reliable Network | N/A | 1 | 0 | 0 | 0 | 0 | 0 | 0 | 0 | 0 | 0 | 0 | 0 | 0
|  | 102 | LSM Secondary Systems Renewal | Replacement Expenditure | Digital Infrastructure | Repex | N/A | N/A | DI - Protection systems | DI - Safe and Reliable Network | N/A | 1 | 0.64235 | 0.58579 | 0.29379 | 0.64728 | 0.67754 | 2.8467 | 0.74264 | 0.66904 | 0.34322 | 0.76655 | 0.78637 | 3.3078
|  | 103 | MPP Secondary Systems Renewal | Replacement Expenditure | Digital Infrastructure | Repex | N/A | N/A | DI - Protection systems | DI - Safe and Reliable Network | N/A | 1 | 0.47423 | 0.4324 | 0.21683 | 0.47767 | 0.49997 | 2.1011 | 0.54827 | 0.49385 | 0.25331 | 0.56569 | 0.58028 | 2.4414
|  | 104 | INV Secondary Systems Renewal | Replacement Expenditure | Digital Infrastructure | Repex | N/A | N/A | DI - Protection systems | DI - Safe and Reliable Network | N/A | 1 | 0.53159 | 0.4859 | 0.24423 | 0.53866 | 0.56435 | 2.3647 | 0.61459 | 0.55495 | 0.28532 | 0.63792 | 0.655 | 2.7478
|  | 105 | COF Secondary Systems Renewal | Replacement Expenditure | Digital Infrastructure | Repex | N/A | N/A | DI - Protection systems | DI - Safe and Reliable Network | N/A | 1 | 0 | 0 | 0 | 0 | 0 | 0 | 0 | 0 | 0 | 0 | 0 | 0
|  | 106 | GNS Secondary Systems Renewal | Replacement Expenditure | Digital Infrastructure | Repex | N/A | N/A | DI - Protection systems | DI - Safe and Reliable Network | N/A | 1 | 0 | 0 | 0 | 0 | 0 | 0 | 0 | 0 | 0 | 0 | 0 | 0
|  | 107 | BRD Secondary Systems Renewal | Replacement Expenditure | Digital Infrastructure | Repex | N/A | N/A | DI - Protection systems | DI - Safe and Reliable Network | N/A | 1 | 0 | 0 | 0 | 0 | 0 | 0 | 0 | 0 | 0 | 0 | 0 | 0
|  | 108 | AR1 Secondary Systems Renewal | Replacement Expenditure | Digital Infrastructure | Repex | N/A | N/A | DI - Protection systems | DI - Safe and Reliable Network | N/A | 1 | 0 | 0 | 0 | 0 | 0 | 0 | 0 | 0 | 0 | 0 | 0 | 0
|  | 109 | WL1 Secondary Systems Renewal | Replacement Expenditure | Digital Infrastructure | Repex | N/A | N/A | DI - Protection systems | DI - Safe and Reliable Network | N/A | 1 | 0.59906 | 0.54623 | 0.27391 | 0.60343 | 0.6316 | 2.6542 | 0.6926 | 0.62386 | 0.31999 | 0.71462 | 0.73305 | 3.0841
|  | 110 | Busbar Protection Relay Replacements | Replacement Expenditure | Digital Infrastructure | Repex | N/A | N/A | DI - Protection systems | DI - Safe and Reliable Network | N/A | 1 | 0.67585 | 0.6189 | 0.31164 | 0.6879 | 0.72122 | 3.0155 | 0.78137 | 0.70686 | 0.36407 | 0.81465 | 0.83706 | 3.504
|  | 111 | Capacitor Protection Relay Replacements | Replacement Expenditure | Digital Infrastructure | Repex | N/A | N/A | DI - Protection systems | DI - Safe and Reliable Network | N/A | 1 | 0.40939 | 0.37549 | 0.18937 | 0.4183 | 0.43883 | 1.8314 | 0.47331 | 0.42886 | 0.22122 | 0.49537 | 0.50931 | 2.1281
|  | 112 | Reactor Protection Relay Replacements | Replacement Expenditure | Digital Infrastructure | Repex | N/A | N/A | DI - Protection systems | DI - Safe and Reliable Network | N/A | 1 | 0.21158 | 0.19406 | 0.097865 | 0.21618 | 0.22679 | 0.94647 | 0.24461 | 0.22164 | 0.11433 | 0.25601 | 0.26322 | 1.0998
|  | 113 | Transformer Protection Relay Replacements | Replacement Expenditure | Digital Infrastructure | Repex | N/A | N/A | DI - Protection systems | DI - Safe and Reliable Network | N/A | 1 | 1.2514 | 1.1464 | 0.57746 | 1.2749 | 1.3368 | 5.587 | 1.4468 | 1.3093 | 0.67462 | 1.5098 | 1.5516 | 6.4921
|  | 114 | UFLS Protection Relay Replacements | Replacement Expenditure | Digital Infrastructure | Repex | N/A | N/A | DI - Protection systems | DI - Safe and Reliable Network | N/A | 1 | 0.10072 | 0.092316 | 0.046523 | 0.10273 | 0.10774 | 0.45004 | 0.11645 | 0.10544 | 0.05435 | 0.12166 | 0.12505 | 0.52295
|  | 115 | Digital Intertrips | Replacement Expenditure | Digital Infrastructure | Repex | N/A | N/A | DI - Protection systems | DI - Safe and Reliable Network | N/A | 1 | 0 | 0 | 0 | 0 | 0 | 0 | 0 | 0 | 0 | 0 | 0 | 0
|  | 116 | Temporary protection renewal for recall periods | Replacement Expenditure | Digital Infrastructure | Repex | N/A | N/A | DI - Protection systems | DI - Safe and Reliable Network | N/A | 1 | 0.15613 | 0.14244 | 0.071469 | 0.15749 | 0.16488 | 0.69241 | 0.18051 | 0.16269 | 0.083492 | 0.18651 | 0.19136 | 0.80456
|  | 117 | Time Domain Protection Proof of Concept | Replacement Expenditure | Digital Infrastructure | Repex | N/A | N/A | DI - Protection systems | DI - Safe and Reliable Network | N/A | 1 | 0 | 0 | 0 | 0 | 0 | 0 | 0 | 0 | 0 | 0 | 0 | 0
|  | 118 | Market Metering Protection Relay Replacements | Replacement Expenditure | Digital Infrastructure | Repex | N/A | N/A | DI - Market metering systems | DI - Safe and Reliable Network | N/A | 1 | 0 | 0 | 0 | 0 | 0 | 0 | 0 | 0 | 0 | 0 | 0 | 0
|  | 119 | NiCd / Chargers Renewal | Replacement Expenditure | Digital Infrastructure | Repex | N/A | N/A | DI - AC/DC & Auxiliary systems | DI - Safe and Reliable Network | N/A | 1 | 0 | 0 | 0 | 0 | 0 | 0 | 0 | 0 | 0 | 0 | 0 | 0
|  | 120 | RPS Renewal | Replacement Expenditure | Digital Infrastructure | Repex | N/A | N/A | DI - AC/DC & Auxiliary systems | DI - Safe and Reliable Network | N/A | 1 | 0 | 0 | 0 | 0 | 0 | 0 | 0 | 0 | 0 | 0 | 0 | 0
|  | 121 | RTU Renewal Program | Replacement Expenditure | Digital Infrastructure | Repex | N/A | N/A | DI - Control systems | DI - Safe and Reliable Network | N/A | 1 | 0 | 0 | 0 | 0 | 0 | 0 | 0 | 0 | 0 | 0 | 0 | 0
|  | 122 | HMI/Gateway Renewal Programs | Replacement Expenditure | Digital Infrastructure | Repex | N/A | N/A | DI - Control systems | DI - Safe and Reliable Network | N/A | 1 | 0 | 0 | 0 | 0 | 0 | 0 | 0 | 0 | 0 | 0 | 0 | 0
|  | 123 | OTN Network Replacement | Replacement Expenditure | Digital Infrastructure | Repex | N/A | N/A | DI - Communications systems | DI - Compliance | N/A | 1 | 4.7271 | 4.7458 | 0 | 0 | 0 | 9.4729 | 5.4651 | 5.4202 | 0 | 0 | 0 | 10.8854
|  | 124 | Multiplexer Renewal program | Replacement Expenditure | Digital Infrastructure | Repex | N/A | N/A | DI - Communications systems | DI - Safe and Reliable Network | N/A | 1 | 1.6781 | 1.5328 | 0.76995 | 1.6976 | 1.7781 | 7.4565 | 1.9401 | 1.7506 | 0.89949 | 2.0104 | 2.0637 | 8.6643
|  | 125 | Microwave Renewal Program | Replacement Expenditure | Digital Infrastructure | Repex | N/A | N/A | DI - Communications systems | DI - Safe and Reliable Network | N/A | 1 | 1.6533 | 1.5088 | 0.75723 | 1.6689 | 1.7474 | 7.3356 | 1.9114 | 1.7232 | 0.88463 | 1.9764 | 2.0281 | 8.5237
|  | 126 | OPGW rollout | Replacement Expenditure | Digital Infrastructure | Repex | N/A | N/A | DI - OPGW | DI - Safe and Reliable Network | N/A | 1 | 0 | 0 | 0 | 0 | 0 | 0 | 0 | 0 | 0 | 0 | 0 | 0
|  | 127 | DI - Capital spares | Replacement Expenditure | Digital Infrastructure | Repex | N/A | N/A | DI - Protection systems | DI - Safe and Reliable Network | N/A | 1 | 0.45492 | 0.45492 | 0.45492 | 0.45492 | 0.45492 | 2.2746 | 0.52595 | 0.51958 | 0.53146 | 0.53875 | 0.528 | 2.6437
|  | 128 | Comms Alarm System Renewals | Replacement Expenditure | Digital Infrastructure | Repex | N/A | N/A | DI - Communications systems | DI - Safe and Reliable Network | N/A | 1 | 1.078 | 0.98708 | 0.49698 | 1.0969 | 1.15 | 4.8091 | 1.2463 | 1.1274 | 0.58059 | 1.2991 | 1.3348 | 5.5881
|  | 129 | Operational Building Refurbs | Replacement Expenditure | Digital Infrastructure | Repex | N/A | N/A | DI - Network Buildings & Security | DI - Safe and Reliable Network | N/A | 1 | 2.7536 | 2.2036 | 1.1022 | 2.4252 | 2.5357 | 11.0203 | 3.1835 | 2.5168 | 1.2876 | 2.872 | 2.943 | 12.803
|  | 130 | Palisade Gate Renewals | Replacement Expenditure | Digital Infrastructure | Repex | N/A | N/A | DI - Network Buildings & Security | DI - Safe and Reliable Network | N/A | 1 | 2.4541 | 2.4583 | 0 | 0 | 0 | 4.9125 | 2.8373 | 2.8077 | 0 | 0 | 0 | 5.645
|  | 131 | Fire Systems Renewals | Replacement Expenditure | Digital Infrastructure | Repex | N/A | N/A | DI - Network Buildings & Security | DI - Safe and Reliable Network | N/A | 1 | 2.1754 | 2.1761 | 0 | 0 | 0 | 4.3514 | 2.515 | 2.4853 | 0 | 0 | 0 | 5.0003
|  | 132 | Fire Systems (Mechanical) Renewal | Replacement Expenditure | Digital Infrastructure | Repex | N/A | N/A | DI - Network Buildings & Security | DI - Safe and Reliable Network | N/A | 1 | 0 | 0 | 0 | 0 | 0 | 0 | 0 | 0 | 0 | 0 | 0 | 0
|  | 133 | SCADA Duplicate Comms | Replacement Expenditure | Digital Infrastructure | Repex | N/A | N/A | DI - Control systems | DI - Safe and Reliable Network | N/A | 1 | 0 | 0 | 0 | 0 | 0 | 0 | 0 | 0 | 0 | 0 | 0 | 0
|  | 134 | AMC Enhancements | Replacement Expenditure | Digital Infrastructure | Repex | N/A | N/A | DI - SCADA | DI - Safe and Reliable Network | N/A | 1 | 0 | 0 | 0 | 0 | 0 | 0 | 0 | 0 | 0 | 0 | 0 | 0
|  | 135 | SCADA Hardware Renewal | Replacement Expenditure | Digital Infrastructure | Repex | N/A | N/A | DI - SCADA | DI - Safe and Reliable Network | N/A | 1 | 0 | 0 | 0 | 0 | 0 | 0 | 0 | 0 | 0 | 0 | 0 | 0
|  | 136 | FY24-28 SSZ Core Refresh | Replacement Expenditure | Digital Infrastructure | Repex | N/A | N/A | DI - Communications systems | DI - Cyber/physical security | N/A | 1 | 0 | 0 | 0 | 0 | 0 | 0 | 0 | 0 | 0 | 0 | 0 | 0
|  | 137 | FY24-28 Critical Infrastructure Uplift OT Environment | Replacement Expenditure | Digital Infrastructure | Repex | N/A | N/A | DI - SCADA | DI - Cyber/physical security | N/A | 1 | 0.68319 | 2.5243 | 0.79638 | 0 | 0 | 4.0038 | 0.78985 | 2.883 | 0.93036 | 0 | 0 | 4.6032
|  | 138 | Lismore 415V AC DIst. Replacement | Replacement Expenditure | Digital Infrastructure | Repex | N/A | N/A | DI - AC/DC & Auxiliary systems | DI - Safe and Reliable Network | N/A | 1 | 0 | 0 | 0 | 0 | 0 | 0 | 0 | 0 | 0 | 0 | 0 | 0
|  | 139 | BKH SVC Server Upgrade | Replacement Expenditure | Digital Infrastructure | Repex | N/A | N/A | DI - Control systems | DI - Safe and Reliable Network | N/A | 1 | 0.46601 | 0.46689 | 0 | 0 | 0 | 0.93289 | 0.53877 | 0.53324 | 0 | 0 | 0 | 1.072
|  | 140 | Cable 41 (26F) Bridge Works | Replacement Expenditure | Transmission Lines | Repex | N/A | N/A | TL - Underground cables | TL - Safe and Reliable Network | N/A | 1 | 0 | 0 | 0 | 0 | 0 | 0 | 0 | 0 | 0 | 0 | 0 | 0
|  | 141 | Line 23 - Vales Point Munmorah Refurb | Replacement Expenditure | Transmission Lines | Repex | N/A | N/A | TL - Transmission towers | TL - Safe and Reliable Network | N/A | 1 | 11.178 | 0.58924 | 0 | 0 | 0 | 11.7672 | 12.9232 | 0.67298 | 0 | 0 | 0 | 13.5962
|  | 142 | Line 992 Refurbishment | Replacement Expenditure | Transmission Lines | Repex | N/A | N/A | TL - Transmission poles | TL - Safe and Reliable Network | N/A | 1 | 0 | 0.13749 | 6.0579 | 0 | 0 | 6.1954 | 0 | 0.15703 | 7.0771 | 0 | 0 | 7.2341
|  | 143 | Misc Plant Tools and Test Equip | Replacement Expenditure | Substation | Repex | N/A | N/A | Substations - Site Establishment and supporting assets | Substations - Safe and Reliable Network | N/A | 1 | 5.9106 | 2.4102 | 2.2724 | 1.2897 | 1.2774 | 13.1603 | 6.8335 | 2.7527 | 2.6547 | 1.5273 | 1.4825 | 15.2508
|  | 144 | Increase capacity for generation in the Molong to Parkes area | Augmentation Expenditure | Augmentations | Augex | Economic Benefits | N/A | N/A | N/A | N/A | 1 | 2.5392 | 4.4738 | 0 | 0 | 0 | 7.013 | 2.9356 | 5.1096 | 0 | 0 | 0 | 8.0453
|  | 145 | Increase capacity for generation in Wagga North area | Augmentation Expenditure | Augmentations | Augex | Economic Benefits | N/A | N/A | N/A | N/A | 1 | 0.30376 | 10.6616 | 0 | 0 | 0 | 10.9654 | 0.35119 | 12.1768 | 0 | 0 | 0 | 12.528
|  | 146 | Supply to Western Sydney Priority Growth area | Augmentation Expenditure | Augex - Major Project | Augex | Augex - Major Project | N/A | N/A | N/A | N/A | 1 | c-i-c | c-i-c | c-i-c | c-i-c | c-i-c | c-i-c | c-i-c | c-i-c | c-i-c | c-i-c | c-i-c | c-i-c
|  | 147 | Increase capacity of 132 kV busbars at Wagga Substation | Augmentation Expenditure | Augmentations | Augex | Economic Benefits | N/A | N/A | N/A | N/A | 1 | 0.45559 | 2.1977 | 2.6683 | 0.18444 | 0 | 5.5059 | 0.52672 | 2.51 | 3.1172 | 0.21842 | 0 | 6.3723
|  | 148 | Supply to Sydney West Area | Augmentation Expenditure | Augmentations | Augex | Demand | N/A | N/A | N/A | N/A | 1 | 18.0257 | 0.52489 | 0 | 0 | 0 | 18.5506 | 20.8401 | 0.59948 | 0 | 0 | 0 | 21.4396
|  | 149 | Maintain quality of supply in ACT | Augmentation Expenditure | Augmentations | Augex | Compliance | N/A | N/A | N/A | N/A | 1 | 0 | 0 | 0 | 0 | 0 | 0 | 0 | 0 | 0 | 0 | 0 | 0
|  | 150 | Improve voltage control in Southern NSW area | Augmentation Expenditure | Augmentations | Augex | Compliance | N/A | N/A | N/A | N/A | 1 | 0.93293 | 2.1204 | 19.11 | 0.19985 | 0 | 22.3632 | 1.0786 | 2.4218 | 22.3251 | 0.23668 | 0 | 26.0621
|  | 151 | Improve operational response to busbar trips | Augmentation Expenditure | Augmentations | Augex | Economic Benefits | N/A | N/A | N/A | N/A | 1 | 0 | 0 | 0 | 0 | 0 | 0 | 0 | 0 | 0 | 0 | 0 | 0
|  | 152 | Maintain Voltage in Greater Sydney area | Augmentation Expenditure | Augmentations | Augex | Compliance | N/A | N/A | N/A | N/A | 1 | 1.2306 | 8.0879 | 0.26343 | 0 | 0 | 9.5819 | 1.4228 | 9.2373 | 0.30775 | 0 | 0 | 10.9678
|  | 153 | Manage multiple contingencies in North West NSW area | Augmentation Expenditure | Augmentations | Augex | Economic Benefits | N/A | N/A | N/A | N/A | 1 | 0 | 0 | 0 | 0 | 0 | 0 | 0 | 0 | 0 | 0 | 0 | 0
|  | 154 | Manage multiple contingencies in Sydney Northwest area | Augmentation Expenditure | Augmentations | Augex | Economic Benefits | N/A | N/A | N/A | N/A | 1 | 0 | 0 | 0 | 0 | 0 | 0 | 0 | 0 | 0 | 0 | 0 | 0
|  | 155 | Manage multiple contingencies in the Bayswater to Sydney area | Augmentation Expenditure | Augmentations | Augex | Economic Benefits | N/A | N/A | N/A | N/A | 1 | 0 | 0 | 0 | 0 | 0 | 0 | 0 | 0 | 0 | 0 | 0 | 0
|  | 156 | Supply to Strathnairn area (EVOEnergy) | Connections | Connections | Augex | Connections | N/A | N/A | N/A | N/A | 1 | c-i-c | c-i-c | c-i-c | c-i-c | c-i-c | c-i-c | c-i-c | c-i-c | c-i-c | c-i-c | c-i-c | c-i-c
|  | 157 | Condition of AusGrid cables 9SA and 92P | Connections | Connections | Augex | Connections | N/A | N/A | N/A | N/A | 1 | c-i-c | c-i-c | c-i-c | c-i-c | c-i-c | c-i-c | c-i-c | c-i-c | c-i-c | c-i-c | c-i-c | c-i-c
|  | 158 | Improve voltage regulation following under frequency load shedding events | Augmentation Expenditure | Augmentations | Augex | Compliance | N/A | N/A | N/A | N/A | 1 | 0 | 0 | 0 | 0 | 0 | 0 | 0 | 0 | 0 | 0 | 0 | 0
|  | 159 | Supply to Far West NSW Network | Augmentation Expenditure | Augmentations | Augex | Demand | N/A | N/A | N/A | N/A | 1 | 0 | 0 | 0 | 0 | 0 | 0 | 0 | 0 | 0 | 0 | 0 | 0
|  | 160 | Strategic property acquisition for Western Sydney Priority Growth Area | Augmentation Expenditure | Augmentations | Augex | Strategic Property | N/A | N/A | N/A | N/A | 1 | c-i-c | c-i-c | c-i-c | c-i-c | c-i-c | c-i-c | c-i-c | c-i-c | c-i-c | c-i-c | c-i-c | c-i-c
|  | 161 | Maintain Voltage in the Vineyard Area | Augmentation Expenditure | Augmentations | Augex | Demand | N/A | N/A | N/A | N/A | 1 | 6.3693 | 33.5738 | 0.94287 | 0 | 0 | 40.8859 | 7.3637 | 38.3451 | 1.1015 | 0 | 0 | 46.8104
|  | 162 | Voltage control under light load conditions | Augmentation Expenditure | Augmentations | Augex | Compliance | N/A | N/A | N/A | N/A | 1 | 2.9323 | 2.1386 | 0 | 0 | 0 | 5.0709 | 3.3901 | 2.4425 | 0 | 0 | 0 | 5.8326
|  | 163 | Maintain voltage in Beryl area | Augmentation Expenditure | Augmentations | Augex | Demand | N/A | N/A | N/A | N/A | 1 | 0 | 1.497 | 7.1197 | 13.6892 | 0 | 22.3059 | 0 | 1.7097 | 8.3175 | 16.2116 | 0 | 26.2389
|  | 164 | Maintain voltage in Alpine area | Augmentation Expenditure | Augmentations | Augex | Compliance | N/A | N/A | N/A | N/A | 1 | 0 | 0 | 0 | 0 | 0 | 0 | 0 | 0 | 0 | 0 | 0 | 0
|  | 165 | Application Maintenance | Non-network - ICT | Information Technology | ICT | N/A | N/A | N/A | N/A | N/A | 1 | 5.3297 | 3.6765 | 2.7528 | 0.76083 | 3.7336 | 16.2535 | 5.4568 | 3.7586 | 2.8247 | 0.78257 | 3.8291 | 16.6518
|  | 166 | Bespoke Applications | Non-network - ICT | Information Technology | ICT | N/A | N/A | N/A | N/A | N/A | 1 | 3.5678 | 3.8121 | 4.8674 | 2.4618 | 0.8323 | 15.5414 | 3.6529 | 3.8972 | 4.9945 | 2.5322 | 0.85359 | 15.9303
|  | 167 | Customer Safety and Support | Non-network - ICT | Information Technology | ICT | N/A | N/A | N/A | N/A | N/A | 1 | 0.61534 | 0.2528 | 0 | 0 | 0 | 0.86814 | 0.63001 | 0.25844 | 0 | 0 | 0 | 0.88846
|  | 168 | Cyber Security | Non-network - ICT | Security/Compliance | ICT | N/A | N/A | N/A | N/A | Pervasive Security | 1 | c-i-c | c-i-c | c-i-c | c-i-c | c-i-c | 10.6526 | c-i-c | c-i-c | c-i-c | c-i-c | c-i-c | 10.9291
|  | 169 | Data and Decisioning | Non-network - ICT | Information Technology | ICT | N/A | N/A | N/A | N/A | Enterprise Analytics Platform | 1 | 2.4491 | 2.1289 | 1.0363 | 0 | 0 | 5.6143 | 2.5076 | 2.1764 | 1.0633 | 0 | 0 | 5.7473
|  | 170 | Employee Enablement | Non-network - ICT | Information Technology | ICT | N/A | N/A | N/A | N/A | N/A | 1 | 4.4129 | 1.4265 | 2.2204 | 1.4163 | 1.421 | 10.8971 | 4.5181 | 1.4584 | 2.2784 | 1.4568 | 1.4574 | 11.169
|  | 171 | Infrastructure and Network | Non-network - ICT | Information Technology | ICT | N/A | N/A | N/A | N/A | N/A | 1 | c-i-c | c-i-c | c-i-c | c-i-c | c-i-c | 15.8187 | c-i-c | c-i-c | c-i-c | c-i-c | c-i-c | 16.2166
|  | 172 | Operational Evolution | Non-network - ICT | Information Technology | ICT | N/A | N/A | N/A | N/A | N/A | 1 | 0.67648 | 0.30333 | 0.19468 | 0.54637 | 0 | 1.7209 | 0.69261 | 0.3101 | 0.19976 | 0.56198 | 0 | 1.7645
|  | 173 | Agricultural | Non-network - Other | Fleet | Fleet & Property | N/A | Agricultural | N/A | N/A | N/A | 1 | 0 | 0 | 0 | 0 | 0 | 0 | 0 | 0 | 0 | 0 | 0 | 0
|  | 174 | Excavation | Non-network - Other | Fleet | Fleet & Property | N/A | Excavation | N/A | N/A | N/A | 1 | 0 | 0 | 0.2129 | 0 | 0.084038 | 0.29693 | 0 | 0 | 0.21845 | 0 | 0.086188 | 0.30464
|  | 175 | Heavy Commercial | Non-network - Other | Fleet | Fleet & Property | N/A | Heavy Commercial | N/A | N/A | N/A | 1 | 0.69471 | 0.30254 | 0.46501 | 1.4062 | 0.58266 | 3.4511 | 0.71128 | 0.30929 | 0.47715 | 1.4464 | 0.59757 | 3.5417
|  | 176 | Light Commercial | Non-network - Other | Fleet | Fleet & Property | N/A | Light Commercial | N/A | N/A | N/A | 1 | 7.0255 | 7.3785 | 6.965 | 6.9639 | 6.3555 | 34.6885 | 7.1931 | 7.5432 | 7.1469 | 7.1629 | 6.5181 | 35.5642
|  | 177 | Material Handling | Non-network - Other | Fleet | Fleet & Property | N/A | Material Handling | N/A | N/A | N/A | 1 | 0.75634 | 1.2326 | 1.2326 | 1.2886 | 1.1765 | 5.6865 | 0.77438 | 1.2601 | 1.2647 | 1.3254 | 1.2066 | 5.8312
|  | 178 | Motorcycle/ATV | Non-network - Other | Fleet | Fleet & Property | N/A | Motorcycle/ATV | N/A | N/A | N/A | 1 | 0.3059 | 0.023531 | 0.18824 | 0.16471 | 0 | 0.68239 | 0.31319 | 0.024056 | 0.19316 | 0.16942 | 0 | 0.69983
|  | 179 | Other | Non-network - Other | Fleet | Fleet & Property | N/A | Other Fleet | N/A | N/A | N/A | 1 | 0 | 0.04482 | 0 | 0 | 0.31934 | 0.36416 | 0 | 0.045821 | 0 | 0 | 0.32751 | 0.37333
|  | 180 | Passenger | Non-network - Other | Fleet | Fleet & Property | N/A | Passenger | N/A | N/A | N/A | 1 | 0.56176 | 0.46576 | 0.55465 | 0.50132 | 0.55465 | 2.6381 | 0.57516 | 0.47616 | 0.56913 | 0.51564 | 0.56884 | 2.7049
|  | 181 | Plant | Non-network - Other | Fleet | Fleet & Property | N/A | Plant | N/A | N/A | N/A | 1 | 0.016808 | 0.18488 | 0 | 0 | 0.033615 | 0.23531 | 0.017208 | 0.18901 | 0 | 0 | 0.034475 | 0.24069
|  | 182 | Trailer | Non-network - Other | Fleet | Fleet & Property | N/A | Trailer | N/A | N/A | N/A | 1 | 0.18152 | 0.60507 | 0.43475 | 0.24315 | 0.82357 | 2.2881 | 0.18585 | 0.61858 | 0.4461 | 0.2501 | 0.84464 | 2.3453
|  | 183 | Tracking units | Non-network - Other | Fleet | Fleet & Property | N/A | Tracking units | N/A | N/A | N/A | 1 | 0 | 0 | 0 | 0 | 0 | 0 | 0 | 0 | 0 | 0 | 0 | 0
|  | 184 | Deferred p2-3 works for FY22-23 | Non-network - Other | Property | Fleet & Property | N/A | Other Property | N/A | N/A | N/A | 1 | 0 | 0 | 0 | 0 | 0 | 0 | 0 | 0 | 0 | 0 | 0 | 0
|  | 185 | 180 Thomas Street - Ultimo drainage project | Non-network - Other | Property | Fleet & Property | N/A | Haymarket Office | N/A | N/A | N/A | 1 | 0 | 0 | 0 | 0 | 0 | 0 | 0 | 0 | 0 | 0 | 0 | 0
|  | 186 | Yass Old System Control Block demolition | Non-network - Other | Property | Fleet & Property | N/A | Yass Depot | N/A | N/A | N/A | 1 | 0 | 0 | 0 | 0 | 0 | 0 | 0 | 0 | 0 | 0 | 0 | 0
|  | 187 | Ultimo Prescribed 2020 Audit Recommended Cap Works - reviewed and prioritised | Non-network - Other | Property | Fleet & Property | N/A | Haymarket Office | N/A | N/A | N/A | 1 | 0.0089521 | 0.047052 | 0.087477 | 0.047128 | 0.02582 | 0.21643 | 0.0091656 | 0.048102 | 0.089761 | 0.048474 | 0.02648 | 0.22198
|  | 188 | Wallgrove 2020 Audit Recommended Cap Works - reviewed and prioritised | Non-network - Other | Property | Fleet & Property | N/A | Wallgrove Depot | N/A | N/A | N/A | 1 | 0.19898 | 3.9111 | 0.31441 | 1.6268 | 0.11242 | 6.1638 | 0.20373 | 3.9985 | 0.32262 | 1.6733 | 0.1153 | 6.3134
|  | 189 | Waratah 2020 Audit Recommended Cap Works - reviewed and prioritised | Non-network - Other | Property | Fleet & Property | N/A | Waratah West Depot | N/A | N/A | N/A | 1 | 4.6799 | 0.35793 | 1.0138 | 0.48034 | 1.7118 | 8.2438 | 4.7915 | 0.36592 | 1.0402 | 0.49406 | 1.7556 | 8.4474
|  | 190 | Orange 2020 Audit Recommended Cap Works - reviewed and prioritised | Non-network - Other | Property | Fleet & Property | N/A | Orange Depot | N/A | N/A | N/A | 1 | 0.12573 | 0 | 0.088191 | 0.46848 | 1.1464 | 1.8288 | 0.12872 | 0 | 0.090494 | 0.48187 | 1.1757 | 1.8768
|  | 191 | Tamworth 2020 Audit Recommended Cap Works - reviewed and prioritised | Non-network - Other | Property | Fleet & Property | N/A | Tamworth Depot | N/A | N/A | N/A | 1 | 0.015707 | 0.0058518 | 0.020986 | 0.019947 | 0.03676 | 0.099252 | 0.016082 | 0.0059825 | 0.021534 | 0.020517 | 0.0377 | 0.10182
|  | 192 | Yass 2020 Audit Recommended Cap Works - reviewed and prioritised | Non-network - Other | Property | Fleet & Property | N/A | Yass Depot | N/A | N/A | N/A | 1 | 0.4235 | 0.39082 | 0.26244 | 1.0419 | 0.079855 | 2.1985 | 0.4336 | 0.39955 | 0.26929 | 1.0717 | 0.081898 | 2.256
|  | 193 | Wagga 2020 Audit Recommended Cap Works - reviewed and prioritised | Non-network - Other | Property | Fleet & Property | N/A | Wagga Depot | N/A | N/A | N/A | 1 | 0 | 0.18286 | 2.2085 | 0.34522 | 0 | 2.7366 | 0 | 0.18695 | 2.2662 | 0.35508 | 0 | 2.8082
|  | 194 | Property leases | Non-network - Other | Property | Fleet & Property | N/A | Other Property | N/A | N/A | N/A | 1 | 0.065393 | 0.74664 | 0 | 0.66329 | 2.3444 | 3.8198 | 0.066953 | 0.76331 | 0 | 0.68225 | 2.4044 | 3.9169
|  | 195 | [Project Name] | [Spare] | [Spare] | [Spare] | N/A | N/A | N/A | N/A | N/A | 0 | 0 | 0 | 0 | 0 | 0 | 0 | 0 | 0 | 0 | 0 | 0 | 0
|  | 196 | [Project Name] | [Spare] | [Spare] | [Spare] | N/A | N/A | N/A | N/A | N/A | 0 | 0 | 0 | 0 | 0 | 0 | 0 | 0 | 0 | 0 | 0 | 0 | 0
|  | 197 | [Project Name] | [Spare] | [Spare] | [Spare] | N/A | N/A | N/A | N/A | N/A | 0 | 0 | 0 | 0 | 0 | 0 | 0 | 0 | 0 | 0 | 0 | 0 | 0
|  | 198 | [Project Name] | [Spare] | [Spare] | [Spare] | N/A | N/A | N/A | N/A | N/A | 0 | 0 | 0 | 0 | 0 | 0 | 0 | 0 | 0 | 0 | 0 | 0 | 0
|  | 199 | [Project Name] | [Spare] | [Spare] | [Spare] | N/A | N/A | N/A | N/A | N/A | 0 | 0 | 0 | 0 | 0 | 0 | 0 | 0 | 0 | 0 | 0 | 0 | 0
|  | 200 | [Project Name] | [Spare] | [Spare] | [Spare] | N/A | N/A | N/A | N/A | N/A | 0 | 0 | 0 | 0 | 0 | 0 | 0 | 0 | 0 | 0 | 0 | 0 | 0
|  | 201 | [Project Name] | [Spare] | [Spare] | [Spare] | N/A | N/A | N/A | N/A | N/A | 0 | 0 | 0 | 0 | 0 | 0 | 0 | 0 | 0 | 0 | 0 | 0 | 0
|  | 202 | [Project Name] | [Spare] | [Spare] | [Spare] | N/A | N/A | N/A | N/A | N/A | 0 | 0 | 0 | 0 | 0 | 0 | 0 | 0 | 0 | 0 | 0 | 0 | 0
|  | 203 | [Project Name] | [Spare] | [Spare] | [Spare] | N/A | N/A | N/A | N/A | N/A | 0 | 0 | 0 | 0 | 0 | 0 | 0 | 0 | 0 | 0 | 0 | 0 | 0
|  | 204 | [Project Name] | [Spare] | [Spare] | [Spare] | N/A | N/A | N/A | N/A | N/A | 0 | 0 | 0 | 0 | 0 | 0 | 0 | 0 | 0 | 0 | 0 | 0 | 0
|  | 205 | [Project Name] | [Spare] | [Spare] | [Spare] | N/A | N/A | N/A | N/A | N/A | 0 | 0 | 0 | 0 | 0 | 0 | 0 | 0 | 0 | 0 | 0 | 0 | 0
|  | 206 | [Project Name] | [Spare] | [Spare] | [Spare] | N/A | N/A | N/A | N/A | N/A | 0 | 0 | 0 | 0 | 0 | 0 | 0 | 0 | 0 | 0 | 0 | 0 | 0
|  | 207 | [Project Name] | [Spare] | [Spare] | [Spare] | N/A | N/A | N/A | N/A | N/A | 0 | 0 | 0 | 0 | 0 | 0 | 0 | 0 | 0 | 0 | 0 | 0 | 0
|  | 208 | [Project Name] | [Spare] | [Spare] | [Spare] | N/A | N/A | N/A | N/A | N/A | 0 | 0 | 0 | 0 | 0 | 0 | 0 | 0 | 0 | 0 | 0 | 0 | 0
|  | 209 | [Project Name] | [Spare] | [Spare] | [Spare] | N/A | N/A | N/A | N/A | N/A | 0 | 0 | 0 | 0 | 0 | 0 | 0 | 0 | 0 | 0 | 0 | 0 | 0
|  | 210 | [Project Name] | [Spare] | [Spare] | [Spare] | N/A | N/A | N/A | N/A | N/A | 0 | 0 | 0 | 0 | 0 | 0 | 0 | 0 | 0 | 0 | 0 | 0 | 0
|  | 211 | [Project Name] | [Spare] | [Spare] | [Spare] | N/A | N/A | N/A | N/A | N/A | 0 | 0 | 0 | 0 | 0 | 0 | 0 | 0 | 0 | 0 | 0 | 0 | 0
|  | 212 | [Project Name] | [Spare] | [Spare] | [Spare] | N/A | N/A | N/A | N/A | N/A | 0 | 0 | 0 | 0 | 0 | 0 | 0 | 0 | 0 | 0 | 0 | 0 | 0
|  |  | Total | N/A | N/A | N/A | N/A | N/A | N/A | N/A | N/A | N/A | 225.924 | 253.1289 | 209.9486 | 185.8568 | 211.6496 | 1086.5079 | 256.0613 | 284.5635 | 240.5217 | 215.8165 | 242.2811 | 1239.2441
|  |  | Capex excluding NCIPAP | N/A | N/A | N/A | N/A | N/A | N/A | N/A | N/A | N/A | 223.1717 | 243.566 | 205.0517 | 185.8308 | 211.6496 | 1069.2698 | 253.0884 | 274.2339 | 235.2322 | 215.7884 | 242.2811 | 1220.6241
0 |  |  | Check - Capex Reconciliation including NCIPAP | N/A | N/A | N/A | N/A | N/A | N/A | N/A | N/A | N/A | 0 | 0 | 0 | 0 | 0 |  | 0 | 0 | 0 | 0 | 0
Contingent Projects
Escalated Cost (OER) ($M) ($Real 23)
| Ref | ID | Project Name | Category | Allocation 1 | Allocation 2 | N/A | N/A | N/A | N/A | N/A | N/A | FY24 | FY25 | FY26 | FY27 | FY28 | FY24 - FY28 | Total Estimated Costs
| 42 | 1903 | Renewable Energy Zone in Central West NSW area | Economic Benefits | Contingent Project | Renewable Energy Zone | N/A | N/A | N/A | N/A | N/A | N/A | 22.6902 | 68.0705 | 431.1132 | 219.3383 | 0 | 741.2122 | 756.3389
| 0 |  | Increase capacity for generation in the Beryl area |  | Contingent Project | Non REZ | N/A | N/A | N/A | N/A | N/A | N/A | 0 | 0 | 0 | 0 | 0 | 0 | 0
| 0 |  | Improving stability of the South-Western NSW |  | Contingent Project | Non REZ | N/A | N/A | N/A | N/A | N/A | N/A | 0 | 0 | 0 | 0 | 0 | 0 | 0
| 43 | N2414 | Renewable Energy Zone in New England area | Economic Benefits | Contingent Project | Renewable Energy Zone | N/A | N/A | N/A | N/A | N/A | N/A | 44.8201 | 156.8703 | 980.4394 | 952.4268 | 0 | 2134.5566 | 2134.5566
| 29 | N2415 | Meeting NSW system inertia requirement | Compliance | Contingent Project | Non REZ | N/A | N/A | N/A | N/A | N/A | N/A | 0 | 0 | 0 | 22.41 | 89.6402 | 112.0502 | 280.1255
| 30 | N2416 | Meeting NSW system strength requirement | Compliance | Contingent Project | Non REZ | N/A | N/A | N/A | N/A | N/A | N/A | 0 | 0 | 0 | 112.0502 | 190.4854 | 302.5356 | 683.5063
| 0 |  | Increase capacity for generation in Wollar to Wellington Area |  | Contingent Project | Non REZ | N/A | N/A | N/A | N/A | N/A | N/A | 0 | 0 | 0 | 0 | 0 | 0 | 0
| 0 |  | Increase supply from northern NSW |  | Contingent Project | Non REZ | N/A | N/A | N/A | N/A | N/A | N/A | 0 | 0 | 0 | 0 | 0 | 0 | 0
| 31 | N2587 | Improve capacity of Southern NSW lines for renewables | Economic Benefits | Contingent Project | Non REZ | N/A | N/A | N/A | N/A | N/A | N/A | 0 | 0 | 42.0188 | 84.0377 | 168.0753 | 294.1318 | 420.1883
| 39 | N2588 | Renewable Energy Zone in South Western NSW | Economic Benefits | Contingent Project | Renewable Energy Zone | N/A | N/A | N/A | N/A | N/A | N/A | 0 | 0 | 158.6631 | 317.3262 | 634.6524 | 1110.6417 | 1586.631
| 40 | N2596 | Renewable energy zone in Hunter region | Economic Benefits | Contingent Project | Renewable Energy Zone | N/A | N/A | N/A | N/A | N/A | N/A | 0 | 0 | 28.0126 | 84.0377 | 140.0628 | 252.113 | 280.1255
| 41 | N2597 | Renewable energy zone in Illawarra region | Economic Benefits | Contingent Project | Renewable Energy Zone | N/A | N/A | N/A | N/A | N/A | N/A | 0 | 0 | 28.0126 | 84.0377 | 140.0628 | 252.113 | 280.1255
| 0 |  | Supply to Inner Sydney Area (PSF2) |  | Contingent Project | Non REZ | N/A | N/A | N/A | N/A | N/A | N/A | 0 | 0 | 0 | 0 | 0 | 0 | 0
| 32 | N2657 | Supply to ACT -Network Capability | Demand | Contingent Project | Non REZ | N/A | N/A | N/A | N/A | N/A | N/A | 0 | 0 | 8.964 | 22.41 | 44.8201 | 76.1941 | 100.8452
| 33 | N2384 | Supply to Bathurst Orange and Parkes Stage 2 | Demand | Contingent Project | Non REZ | N/A | N/A | N/A | N/A | N/A | N/A | 0 | 0 | 11.205 | 33.6151 | 56.0251 | 100.8452 | 431.8415
| 26 | 1555 | Line 86 refurbishment | Economic Benefits | Contingent Project | Non REZ | N/A | N/A | N/A | N/A | N/A | N/A | 36.2594 | 39.621 | 23.0263 | 254.2083 | 0 | 353.115 | 353.115
| 34 | TBA | Moree Special Activation Precinct | Demand | Contingent Project | Non REZ | N/A | N/A | N/A | N/A | N/A | N/A | 0 | 0 | 0 | 22.41 | 22.41 | 44.8201 | 44.8201
| 46 | 1901 | Humelink | Economic Benefits | Actionable ISP | Non REZ | N/A | N/A | N/A | N/A | N/A | N/A | 697.2281 | 557.7825 | 1302.3226 | 1302.3226 | 0 | 3859.6558 | 3859.6558
| 48 | N2413 | QNI Connect | Economic Benefits | Future ISP | Non REZ | N/A | N/A | N/A | N/A | N/A | N/A | 0 | 0 | 0 | 0 | 169.7561 | 169.7561 | 1403.9892
| 49 | N2417 | Supply to Sydney from the North - Sydney Ring northern option | Economic Benefits | Future ISP | Non REZ | N/A | N/A | N/A | N/A | N/A | N/A | 98.6042 | 197.2084 | 394.4168 | 295.8126 | 0 | 986.0419 | 986.0419
| 0 |  | Supply to Sydney from the South |  | Future ISP | Non REZ | N/A | N/A | N/A | N/A | N/A | N/A | 0 | 0 | 0 | 0 | 0 | 0 | 0
| 0 |  | Renewable Energy Zone in North Western NSW |  | Contingent Project | Renewable Energy Zone | N/A | N/A | N/A | N/A | N/A | N/A | 0 | 0 | 0 | 0 | 0 | 0 | 0
| 47 | 1746 | VNI West | Economic Benefits | Actionable ISP | Renewable Energy Zone | N/A | N/A | N/A | N/A | N/A | N/A | 0 | 180.9611 | 361.9222 | 723.8444 | 542.8833 | 1809.611 | 3296.5173
| 0 |  | Strategic Easement acquisition for supply to Sydney from the south (CP) |  | Contingent Project | Non REZ | N/A | N/A | N/A | N/A | N/A | N/A | 0 | 0 | 0 | 0 | 0 | 0 | 0
| 0 |  | Supply to North West Slopes Area (CP) |  | Contingent Project | Non REZ | N/A | N/A | N/A | N/A | N/A | N/A | 0 | 0 | 0 | 0 | 0 | 0 | 0
| 23 | N2363 | Improving stability in South-Western NSW | Compliance | Contingent Project | Non REZ | N/A | N/A | N/A | N/A | N/A | N/A | 73.9531 | 61.6276 | 0 | 0 | 0 | 135.5808 | 187.0118
| 24 | N2384 | Supply to Bathurst Orange and Parkes Stage 1 | Demand | Contingent Project | Non REZ | N/A | N/A | N/A | N/A | N/A | N/A | 5.0871 | 19.8407 | 94.7978 | 5.458 | 0 | 125.1836 | 125.1791
| 25 | 1693 | Supply to North West Slopes Area | Demand | Contingent Project | Non REZ | N/A | N/A | N/A | N/A | N/A | N/A | 7.3819 | 31.439 | 90.587 | 34.8936 | 13.0482 | 177.3497 | 179.6131
| 35 | 2153 | Strategic Easement acquisition for supply to Sydney from the south | Strategic Property | Contingent Project | Non REZ | N/A | N/A | N/A | N/A | N/A | N/A | 3.1433 | 2.2182 | 263.6429 | 0 | 0 | 269.0044 | 269.0044
| 36 | N2534 | Manage increased fault levels in Southern NSW | Compliance | Contingent Project | Non REZ | N/A | N/A | N/A | N/A | N/A | N/A | 2.5772 | 12.5496 | 33.9512 | 5.4232 | 0 | 54.5012 | 54.5012
| 0 |  | Supply to Bathurst Orange and Parkes (CP) |  | Contingent Project | Non REZ | N/A | N/A | N/A | N/A | N/A | N/A | 0 | 0 | 0 | 0 | 0 | 0 | 0
|  |  | Total | N/A | N/A | N/A | N/A | N/A | N/A | N/A | N/A | N/A | 991.7446 | 1328.189 | 4253.0954 | 4576.0623 | 2211.9217 | 13361.013 | 17713.7336
|  |  | Contingent Projects - Non REZ | N/A | Contingent Project | Non REZ | N/A | N/A | N/A | N/A | N/A | N/A | 128.402 | 167.2962 | 568.1931 | 596.9161 | 584.5043 | 2045.3118 | 3129.7517
|  |  | Contingent Projects - REZ | N/A | Contingent Project | Renewable Energy Zone | N/A | N/A | N/A | N/A | N/A | N/A | 67.5103 | 224.9408 | 1626.2408 | 1657.1666 | 914.778 | 4490.6364 | 5037.7776
|  |  | Total Contingent Projects | N/A | Contingent Project | N/A | N/A | N/A | N/A | N/A | N/A | N/A | 195.9123 | 392.237 | 2194.4339 | 2254.0828 | 1499.2823 | 6535.9483 | 8167.5294
|  |  | Actionable ISPs | N/A | Actionable ISP | N/A | N/A | N/A | N/A | N/A | N/A | N/A | 697.2281 | 738.7436 | 1664.2448 | 2026.167 | 542.8833 | 5669.2668 | 7156.1731
|  |  | Future ISPs | N/A | Future ISP | N/A | N/A | N/A | N/A | N/A | N/A | N/A | 98.6042 | 197.2084 | 394.4168 | 295.8126 | 169.7561 | 1155.798 | 2390.0311
|  |  | Total ISPs | N/A | N/A | N/A | N/A | N/A | N/A | N/A | N/A | N/A | 795.8323 | 935.952 | 2058.6615 | 2321.9795 | 712.6394 | 6825.0648 | 9546.2042
|  |  | Contingent RP3 | [9 empty] | 991.7446 | 1328.189 | 4253.0954 | 4576.0623 | 2211.9217 | 13361.013
0 |  |  | Check - Contingent RP3 | [9 empty] | 0 | 0 | 0 | 0 | 0
0 |  |  | Check - Reconciliation | [9 empty] | 0 | 0 | 0 | 0 | 0
End

## PTRM_Outputs
Outputs - Capex Flowing Into PTRM (Exclude NCIPAP,Exclude Contingent Projects)
TransGrid Capex Forecast Model
| WB Check |  | 0
| Sheet Check |  | 0
Table of Contents
Outputs for PTRM (Escalated + Overhead)
|  | As Incurred |  | Source | Unit | Basis | Timing | FY24 | FY25 | FY26 | FY27 | FY28 | FY24 - FY28
|  | 1 | Transmission Lines (pre 2004-05) | Calculated | $Million | $Real 23 | End Period | 0 | 0 | 0 | 0 | 0 | 0
|  | 2 | Underground Cables (pre 2004-05) | Calculated | $Million | $Real 23 | End Period | 0 | 0 | 0 | 0 | 0 | 0
|  | 3 | Substations including Buildings (pre 2004-05) | Calculated | $Million | $Real 23 | End Period | 0 | 0 | 0 | 0 | 0 | 0
|  | 4 | Transmission Lines (2004-09) | Calculated | $Million | $Real 23 | End Period | 0 | 0 | 0 | 0 | 0 | 0
|  | 5 | Underground Cables (2004-09) | Calculated | $Million | $Real 23 | End Period | 0 | 0 | 0 | 0 | 0 | 0
|  | 6 | Substations including Buildings (2004-09) | Calculated | $Million | $Real 23 | End Period | 0 | 0 | 0 | 0 | 0 | 0
|  | 7 | SCADA and Communications (2004-09) | Calculated | $Million | $Real 23 | End Period | 0 | 0 | 0 | 0 | 0 | 0
|  | 8 | Transmission Lines & Cables (09-14) | Calculated | $Million | $Real 23 | End Period | 0 | 0 | 0 | 0 | 0 | 0
|  | 9 | Substations (09-14) | Calculated | $Million | $Real 23 | End Period | 0 | 0 | 0 | 0 | 0 | 0
|  | 10 | Secondary Systems (09-14) | Calculated | $Million | $Real 23 | End Period | 0 | 0 | 0 | 0 | 0 | 0
|  | 11 | Communications (09-14) | Calculated | $Million | $Real 23 | End Period | 0 | 0 | 0 | 0 | 0 | 0
|  | 12 | Minor Plant, Motor Vehicles & Mobile Plant (2009-14) | Calculated | $Million | $Real 23 | End Period | 0 | 0 | 0 | 0 | 0 | 0
|  | 13 | Transmission Lines (2014-18) | Calculated | $Million | $Real 23 | End Period | 0 | 0 | 0 | 0 | 0 | 0
|  | 14 | Underground Cables (2014-18) | Calculated | $Million | $Real 23 | End Period | 0 | 0 | 0 | 0 | 0 | 0
|  | 15 | Substations (2014-18) | Calculated | $Million | $Real 23 | End Period | 0 | 0 | 0 | 0 | 0 | 0
|  | 16 | Secondary Systems (2014-18) | Calculated | $Million | $Real 23 | End Period | 0 | 0 | 0 | 0 | 0 | 0
|  | 17 | Communications (short life) (2014-18) | Calculated | $Million | $Real 23 | End Period | 0 | 0 | 0 | 0 | 0 | 0
|  | 18 | Business IT (2014-18) | Calculated | $Million | $Real 23 | End Period | 0 | 0 | 0 | 0 | 0 | 0
|  | 19 | Minor Plant, Motor Vehicles & Mobile Plant (2014-18) | Calculated | $Million | $Real 23 | End Period | 0 | 0 | 0 | 0 | 0 | 0
|  | 20 | Transmission Line Life Extension (2014-18) | Calculated | $Million | $Real 23 | End Period | 0 | 0 | 0 | 0 | 0 | 0
|  | 21 | Residual - other | Calculated | $Million | $Real 23 | End Period | 0 | 0 | 0 | 0 | 0 | 0
|  | 22 | Transmission Lines (2018 onwards) | Calculated | $Million | $Real 23 | End Period | 389.3463 | 98.8407 | 93.1727 | 52.9741 | 75.6736 | 710.0074
|  | 23 | Underground Cables (2018 onwards) | Calculated | $Million | $Real 23 | End Period | 2.1135 | 3.4998 | 0.75294 | 0.72903 | 0.71447 | 7.8097
|  | 24 | Substations (2018 onwards) | Calculated | $Million | $Real 23 | End Period | 131.6622 | 124.5905 | 71.3266 | 69.8992 | 81.7225 | 479.2011
|  | 25 | Secondary Systems (2018-23) | Calculated | $Million | $Real 23 | End Period | 32.597 | 43.9283 | 24.01 | 42.3941 | 27.8358 | 170.7652
|  | 26 | Communications (short life) (2018 onwards) | Calculated | $Million | $Real 23 | End Period | 11.5696 | 13.0097 | 3.2951 | 5.2859 | 5.4265 | 38.5867
|  | 27 | Business IT (2018 onwards) | Calculated | $Million | $Real 23 | End Period | 26.2516 | 25.6448 | 15.7659 | 17.3577 | 17.9492 | 102.9692
|  | 28 | Minor Plant, Motor Vehicles & Mobile Plant (2018 onwards) | Calculated | $Million | $Real 23 | End Period | 9.7702 | 10.4662 | 10.3156 | 10.8698 | 10.1839 | 51.6058
|  | 29 | Transmission Line Life Extension (2018 onwards) | Calculated | $Million | $Real 23 | End Period | 0 | 0 | 0 | 0 | 0 | 0
|  | 30 | Land and Easements | Calculated | $Million | $Real 23 | End Period | 68.94 | 13.1879 | 0.90642 | 3.2806 | 13.4786 | 99.7936
|  | 31 | Synchronous Condensers | Calculated | $Million | $Real 23 | End Period | 16.2875 | 0 | 0 | 0 | 0 | 16.2875
|  | 32 | Leasehold Land and Property | Calculated | $Million | $Real 23 | End Period | 0.066953 | 0.76331 | 0 | 0.68225 | 2.4044 | 3.9169
|  | 33 | [Spare] | Calculated | $Million | $Real 23 | End Period | 0 | 0 | 0 | 0 | 0 | 0
|  | 34 | [Spare] | Calculated | $Million | $Real 23 | End Period | 0 | 0 | 0 | 0 | 0 | 0
|  | 35 | [Spare] | Calculated | $Million | $Real 23 | End Period | 0 | 0 | 0 | 0 | 0 | 0
|  | 36 | [Spare] | Calculated | $Million | $Real 23 | End Period | 0 | 0 | 0 | 0 | 0 | 0
|  | 37 | [Spare] | Calculated | $Million | $Real 23 | End Period | 0 | 0 | 0 | 0 | 0 | 0
|  | 38 | [Spare] | Calculated | $Million | $Real 23 | End Period | 0 | 0 | 0 | 0 | 0 | 0
|  | 39 | [Spare] | Calculated | $Million | $Real 23 | End Period | 0 | 0 | 0 | 0 | 0 | 0
|  | 40 | [Spare] | Calculated | $Million | $Real 23 | End Period | 0 | 0 | 0 | 0 | 0 | 0
|  | 41 | [Spare] | Calculated | $Million | $Real 23 | End Period | 0 | 0 | 0 | 0 | 0 | 0
|  | 42 | [Spare] | Calculated | $Million | $Real 23 | End Period | 0 | 0 | 0 | 0 | 0 | 0
|  | 43 | [Spare] | Calculated | $Million | $Real 23 | End Period | 0 | 0 | 0 | 0 | 0 | 0
|  | 44 | [Spare] | Calculated | $Million | $Real 23 | End Period | 0 | 0 | 0 | 0 | 0 | 0
|  | 45 | [Spare] | Calculated | $Million | $Real 23 | End Period | 0 | 0 | 0 | 0 | 0 | 0
|  | 46 | [Spare] | Calculated | $Million | $Real 23 | End Period | 0 | 0 | 0 | 0 | 0 | 0
|  | 47 | Spare straight-line tax asset class | Calculated | $Million | $Real 23 | End Period | 0 | 0 | 0 | 0 | 0 | 0
|  | 48 | Buildings | Calculated | $Million | $Real 23 | End Period | 5.5828 | 5.005 | 4.1001 | 4.1449 | 3.1927 | 22.0256
|  | 49 | In-house software | Calculated | $Million | $Real 23 | End Period | 14.6857 | 10.1689 | 11.5868 | 8.1707 | 3.6993 | 48.3115
|  | 50 | Equity raising costs | Calculated | $Million | $Real 23 | End Period | 0 | 0 | 0 | 0 | 0 | 0
|  |  | Total Capex - As Incurred | Calculated | $Million | $Real 23 | End Period | 708.8735 | 349.1051 | 235.2322 | 215.7884 | 242.2811 | 1751.2803
|  | As Commissioned |  | Source | Unit | Basis | Timing | FY24 | FY25 | FY26 | FY27 | FY28 | FY24 - FY28
|  | 1 | Transmission Lines (pre 2004-05) | Calculated | $Million | $Real 23 | End Period | 0 | 0 | 0 | 0 | 0 | 0
|  | 2 | Underground Cables (pre 2004-05) | Calculated | $Million | $Real 23 | End Period | 0 | 0 | 0 | 0 | 0 | 0
|  | 3 | Substations including Buildings (pre 2004-05) | Calculated | $Million | $Real 23 | End Period | 0 | 0 | 0 | 0 | 0 | 0
|  | 4 | Transmission Lines (2004-09) | Calculated | $Million | $Real 23 | End Period | 0 | 0 | 0 | 0 | 0 | 0
|  | 5 | Underground Cables (2004-09) | Calculated | $Million | $Real 23 | End Period | 0 | 0 | 0 | 0 | 0 | 0
|  | 6 | Substations including Buildings (2004-09) | Calculated | $Million | $Real 23 | End Period | 0 | 0 | 0 | 0 | 0 | 0
|  | 7 | SCADA and Communications (2004-09) | Calculated | $Million | $Real 23 | End Period | 0 | 0 | 0 | 0 | 0 | 0
|  | 8 | Transmission Lines & Cables (09-14) | Calculated | $Million | $Real 23 | End Period | 0 | 0 | 0 | 0 | 0 | 0
|  | 9 | Substations (09-14) | Calculated | $Million | $Real 23 | End Period | 0 | 0 | 0 | 0 | 0 | 0
|  | 10 | Secondary Systems (09-14) | Calculated | $Million | $Real 23 | End Period | 0 | 0 | 0 | 0 | 0 | 0
|  | 11 | Communications (09-14) | Calculated | $Million | $Real 23 | End Period | 0 | 0 | 0 | 0 | 0 | 0
|  | 12 | Minor Plant, Motor Vehicles & Mobile Plant (2009-14) | Calculated | $Million | $Real 23 | End Period | 0 | 0 | 0 | 0 | 0 | 0
|  | 13 | Transmission Lines (2014-18) | Calculated | $Million | $Real 23 | End Period | 0 | 0 | 0 | 0 | 0 | 0
|  | 14 | Underground Cables (2014-18) | Calculated | $Million | $Real 23 | End Period | 0 | 0 | 0 | 0 | 0 | 0
|  | 15 | Substations (2014-18) | Calculated | $Million | $Real 23 | End Period | 0 | 0 | 0 | 0 | 0 | 0
|  | 16 | Secondary Systems (2014-18) | Calculated | $Million | $Real 23 | End Period | 0 | 0 | 0 | 0 | 0 | 0
|  | 17 | Communications (short life) (2014-18) | Calculated | $Million | $Real 23 | End Period | 0 | 0 | 0 | 0 | 0 | 0
|  | 18 | Business IT (2014-18) | Calculated | $Million | $Real 23 | End Period | 0 | 0 | 0 | 0 | 0 | 0
|  | 19 | Minor Plant, Motor Vehicles & Mobile Plant (2014-18) | Calculated | $Million | $Real 23 | End Period | 0 | 0 | 0 | 0 | 0 | 0
|  | 20 | Transmission Line Life Extension (2014-18) | Calculated | $Million | $Real 23 | End Period | 0 | 0 | 0 | 0 | 0 | 0
|  | 21 | Residual - other | Calculated | $Million | $Real 23 | End Period | 0 | 0 | 0 | 0 | 0 | 0
|  | 22 | Transmission Lines (2018 onwards) | Calculated | $Million | $Real 23 | End Period | 431.2197 | 869.7218 | 65.7387 | 43.5194 | 93.1497 | 1503.3492
|  | 23 | Underground Cables (2018 onwards) | Calculated | $Million | $Real 23 | End Period | 0 | 0 | 4.2303 | 0 | 3.5794 | 7.8097
|  | 24 | Substations (2018 onwards) | Calculated | $Million | $Real 23 | End Period | 232.1547 | 201.7686 | 135.701 | 64.6511 | 110.8146 | 745.0899
|  | 25 | Secondary Systems (2018-23) | Calculated | $Million | $Real 23 | End Period | 31.0116 | 21.2591 | 45.2422 | 21.6153 | 79.4007 | 198.5289
|  | 26 | Communications (short life) (2018 onwards) | Calculated | $Million | $Real 23 | End Period | 3.2209 | 15.6027 | 7.7919 | 7.2884 | 7.5161 | 41.42
|  | 27 | Business IT (2018 onwards) | Calculated | $Million | $Real 23 | End Period | 20.8276 | 31.9399 | 15.2874 | 16.484 | 18.4996 | 103.0384
|  | 28 | Minor Plant, Motor Vehicles & Mobile Plant (2018 onwards) | Calculated | $Million | $Real 23 | End Period | 10.3212 | 10.3212 | 10.3212 | 10.3212 | 10.3212 | 51.6058
|  | 29 | Transmission Line Life Extension (2018 onwards) | Calculated | $Million | $Real 23 | End Period | 5.9353 | 5.3129 | 0.42108 | 0 | 0.72944 | 12.3988
|  | 30 | Land and Easements | Calculated | $Million | $Real 23 | End Period | 74.5039 | 176.2523 | 0 | 0 | 17.8569 | 268.6131
|  | 31 | Synchronous Condensers | Calculated | $Million | $Real 23 | End Period | 56.6079 | 97.0462 | 0 | 0 | 0 | 153.6542
|  | 32 | Leasehold Land and Property | Calculated | $Million | $Real 23 | End Period | 0.066953 | 0.76331 | 0 | 0.68225 | 2.4044 | 3.9169
|  | 33 | [Spare] | Calculated | $Million | $Real 23 | End Period | 0 | 0 | 0 | 0 | 0 | 0
|  | 34 | [Spare] | Calculated | $Million | $Real 23 | End Period | 0 | 0 | 0 | 0 | 0 | 0
|  | 35 | [Spare] | Calculated | $Million | $Real 23 | End Period | 0 | 0 | 0 | 0 | 0 | 0
|  | 36 | [Spare] | Calculated | $Million | $Real 23 | End Period | 0 | 0 | 0 | 0 | 0 | 0
|  | 37 | [Spare] | Calculated | $Million | $Real 23 | End Period | 0 | 0 | 0 | 0 | 0 | 0
|  | 38 | [Spare] | Calculated | $Million | $Real 23 | End Period | 0 | 0 | 0 | 0 | 0 | 0
|  | 39 | [Spare] | Calculated | $Million | $Real 23 | End Period | 0 | 0 | 0 | 0 | 0 | 0
|  | 40 | [Spare] | Calculated | $Million | $Real 23 | End Period | 0 | 0 | 0 | 0 | 0 | 0
|  | 41 | [Spare] | Calculated | $Million | $Real 23 | End Period | 0 | 0 | 0 | 0 | 0 | 0
|  | 42 | [Spare] | Calculated | $Million | $Real 23 | End Period | 0 | 0 | 0 | 0 | 0 | 0
|  | 43 | [Spare] | Calculated | $Million | $Real 23 | End Period | 0 | 0 | 0 | 0 | 0 | 0
|  | 44 | [Spare] | Calculated | $Million | $Real 23 | End Period | 0 | 0 | 0 | 0 | 0 | 0
|  | 45 | [Spare] | Calculated | $Million | $Real 23 | End Period | 0 | 0 | 0 | 0 | 0 | 0
|  | 46 | [Spare] | Calculated | $Million | $Real 23 | End Period | 0 | 0 | 0 | 0 | 0 | 0
|  | 47 | Spare straight-line tax asset class | Calculated | $Million | $Real 23 | End Period | 0 | 0 | 0 | 0 | 0 | 0
|  | 48 | Buildings | Calculated | $Million | $Real 23 | End Period | 4.4051 | 4.4051 | 4.4051 | 4.4051 | 4.4051 | 22.0256
|  | 49 | In-house software | Calculated | $Million | $Real 23 | End Period | 15.8419 | 9.6337 | 9.9736 | 9.3797 | 3.4827 | 48.3115
|  | 50 | Equity raising costs | Calculated | $Million | $Real 23 | End Period | 0 | 0 | 0 | 0 | 0 | 0
|  |  | Total Capex - As Commissioned | Calculated | $Million | $Real 23 | End Period | 886.1168 | 1444.0267 | 299.1124 | 178.3462 | 352.1598 | 3159.7619
Outputs for PTRM Immediately Expense (Escalated + Overhead)
|  | As Commissioned |  | Source | Unit | Basis | Timing | FY24 | FY25 | FY26 | FY27 | FY28 | FY24 - FY28
|  | 1 | Transmission Lines (pre 2004-05) | Calculated | $Million | $Real 23 | End Period | 0 | 0 | 0 | 0 | 0 | 0
|  | 2 | Underground Cables (pre 2004-05) | Calculated | $Million | $Real 23 | End Period | 0 | 0 | 0 | 0 | 0 | 0
|  | 3 | Substations including Buildings (pre 2004-05) | Calculated | $Million | $Real 23 | End Period | 0 | 0 | 0 | 0 | 0 | 0
|  | 4 | Transmission Lines (2004-09) | Calculated | $Million | $Real 23 | End Period | 0 | 0 | 0 | 0 | 0 | 0
|  | 5 | Underground Cables (2004-09) | Calculated | $Million | $Real 23 | End Period | 0 | 0 | 0 | 0 | 0 | 0
|  | 6 | Substations including Buildings (2004-09) | Calculated | $Million | $Real 23 | End Period | 0 | 0 | 0 | 0 | 0 | 0
|  | 7 | SCADA and Communications (2004-09) | Calculated | $Million | $Real 23 | End Period | 0 | 0 | 0 | 0 | 0 | 0
|  | 8 | Transmission Lines & Cables (09-14) | Calculated | $Million | $Real 23 | End Period | 0 | 0 | 0 | 0 | 0 | 0
|  | 9 | Substations (09-14) | Calculated | $Million | $Real 23 | End Period | 0 | 0 | 0 | 0 | 0 | 0
|  | 10 | Secondary Systems (09-14) | Calculated | $Million | $Real 23 | End Period | 0 | 0 | 0 | 0 | 0 | 0
|  | 11 | Communications (09-14) | Calculated | $Million | $Real 23 | End Period | 0 | 0 | 0 | 0 | 0 | 0
|  | 12 | Minor Plant, Motor Vehicles & Mobile Plant (2009-14) | Calculated | $Million | $Real 23 | End Period | 0 | 0 | 0 | 0 | 0 | 0
|  | 13 | Transmission Lines (2014-18) | Calculated | $Million | $Real 23 | End Period | 0 | 0 | 0 | 0 | 0 | 0
|  | 14 | Underground Cables (2014-18) | Calculated | $Million | $Real 23 | End Period | 0 | 0 | 0 | 0 | 0 | 0
|  | 15 | Substations (2014-18) | Calculated | $Million | $Real 23 | End Period | 0 | 0 | 0 | 0 | 0 | 0
|  | 16 | Secondary Systems (2014-18) | Calculated | $Million | $Real 23 | End Period | 0 | 0 | 0 | 0 | 0 | 0
|  | 17 | Communications (short life) (2014-18) | Calculated | $Million | $Real 23 | End Period | 0 | 0 | 0 | 0 | 0 | 0
|  | 18 | Business IT (2014-18) | Calculated | $Million | $Real 23 | End Period | 0 | 0 | 0 | 0 | 0 | 0
|  | 19 | Minor Plant, Motor Vehicles & Mobile Plant (2014-18) | Calculated | $Million | $Real 23 | End Period | 0 | 0 | 0 | 0 | 0 | 0
|  | 20 | Transmission Line Life Extension (2014-18) | Calculated | $Million | $Real 23 | End Period | 0 | 0 | 0 | 0 | 0 | 0
|  | 21 | Residual - other | Calculated | $Million | $Real 23 | End Period | 0 | 0 | 0 | 0 | 0 | 0
|  | 22 | Transmission Lines (2018 onwards) | Calculated | $Million | $Real 23 | End Period | 0 | 0 | 0 | 0 | 0 | 0
|  | 23 | Underground Cables (2018 onwards) | Calculated | $Million | $Real 23 | End Period | 0 | 0 | 0 | 0 | 0 | 0
|  | 24 | Substations (2018 onwards) | Calculated | $Million | $Real 23 | End Period | 0 | 0 | 0 | 0 | 0 | 0
|  | 25 | Secondary Systems (2018-23) | Calculated | $Million | $Real 23 | End Period | 0 | 0 | 0 | 0 | 0 | 0
|  | 26 | Communications (short life) (2018 onwards) | Calculated | $Million | $Real 23 | End Period | 0 | 0 | 0 | 0 | 0 | 0
|  | 27 | Business IT (2018 onwards) | Calculated | $Million | $Real 23 | End Period | 0 | 0 | 0 | 0 | 0 | 0
|  | 28 | Minor Plant, Motor Vehicles & Mobile Plant (2018 onwards) | Calculated | $Million | $Real 23 | End Period | 0 | 0 | 0 | 0 | 0 | 0
|  | 29 | Transmission Line Life Extension (2018 onwards) | Calculated | $Million | $Real 23 | End Period | 0 | 0 | 0 | 0 | 0 | 0
|  | 30 | Land and Easements | Calculated | $Million | $Real 23 | End Period | 0 | 0 | 0 | 0 | 0 | 0
|  | 31 | Synchronous Condensers | Calculated | $Million | $Real 23 | End Period | 0 | 0 | 0 | 0 | 0 | 0
|  | 32 | Leasehold Land and Property | Calculated | $Million | $Real 23 | End Period | 0 | 0 | 0 | 0 | 0 | 0
|  | 33 | [Spare] | Calculated | $Million | $Real 23 | End Period | 0 | 0 | 0 | 0 | 0 | 0
|  | 34 | [Spare] | Calculated | $Million | $Real 23 | End Period | 0 | 0 | 0 | 0 | 0 | 0
|  | 35 | [Spare] | Calculated | $Million | $Real 23 | End Period | 0 | 0 | 0 | 0 | 0 | 0
|  | 36 | [Spare] | Calculated | $Million | $Real 23 | End Period | 0 | 0 | 0 | 0 | 0 | 0
|  | 37 | [Spare] | Calculated | $Million | $Real 23 | End Period | 0 | 0 | 0 | 0 | 0 | 0
|  | 38 | [Spare] | Calculated | $Million | $Real 23 | End Period | 0 | 0 | 0 | 0 | 0 | 0
|  | 39 | [Spare] | Calculated | $Million | $Real 23 | End Period | 0 | 0 | 0 | 0 | 0 | 0
|  | 40 | [Spare] | Calculated | $Million | $Real 23 | End Period | 0 | 0 | 0 | 0 | 0 | 0
|  | 41 | [Spare] | Calculated | $Million | $Real 23 | End Period | 0 | 0 | 0 | 0 | 0 | 0
|  | 42 | [Spare] | Calculated | $Million | $Real 23 | End Period | 0 | 0 | 0 | 0 | 0 | 0
|  | 43 | [Spare] | Calculated | $Million | $Real 23 | End Period | 0 | 0 | 0 | 0 | 0 | 0
|  | 44 | [Spare] | Calculated | $Million | $Real 23 | End Period | 0 | 0 | 0 | 0 | 0 | 0
|  | 45 | [Spare] | Calculated | $Million | $Real 23 | End Period | 0 | 0 | 0 | 0 | 0 | 0
|  | 46 | [Spare] | Calculated | $Million | $Real 23 | End Period | 0 | 0 | 0 | 0 | 0 | 0
|  | 47 | Spare straight-line tax asset class | Calculated | $Million | $Real 23 | End Period | 0 | 0 | 0 | 0 | 0 | 0
|  | 48 | Buildings | Calculated | $Million | $Real 23 | End Period | 0 | 0 | 0 | 0 | 0 | 0
|  | 49 | In-house software | Calculated | $Million | $Real 23 | End Period | 0 | 0 | 0 | 0 | 0 | 0
|  | 50 | Equity raising costs | Calculated | $Million | $Real 23 | End Period | 0 | 0 | 0 | 0 | 0 | 0
|  |  | Total Immediately Expenses AC Capex | Calculated | $Million | $Real 23 | End Period | 0 | 0 | 0 | 0 | 0 | 0
Checks
|  | Checks | [5 empty] | FY24 | FY25 | FY26 | FY27 | FY28 | FY24 - FY28
|  |  | Escalated Capex + Overhead: As Incurred |  |  |  |  | 711.8465 | 359.4346 | 240.5217 | 215.8165 | 242.2811 | 1769.9003
|  |  | NCIPAP Adjustment |  |  |  |  | -2.9729 | -10.3295 | -5.2894 | -0.028072 | 0 | -18.62
|  |  | Contingent Projects Adjustment |  |  |  |  | 0 | 0 | 0 | 0 | 0 | 0
|  |  | Adjusted Escalated Capex + OH |  |  |  |  | 708.8735 | 349.1051 | 235.2322 | 215.7884 | 242.2811 | 1751.2803
0 |  |  | Total Capex PTRM AI Reconciliation | Calculated | N/A | N/A | N/A | 0 | 0 | 0 | 0 | 0 | 0
[8 empty] | FY24 | FY25 | FY26 | FY27 | FY28 | FY24 - FY28
|  |  | Escalated Capex + Overhead: As Commissioned |  |  |  |  | 887.4904 | 1458.5259 | 300.486 | 179.7199 | 352.1598 | 3178.3819
|  |  | NCIPAP Adjustment |  |  |  |  | -1.3736 | -14.4992 | -1.3736 | -1.3736 | 0 | -18.62
|  |  | Contingent Projects Adjustment |  |  |  |  | 0 | 0 | 0 | 0 | 0 | 0
|  |  | Adjusted Escalated Capex + OH |  |  |  |  | 886.1168 | 1444.0267 | 299.1124 | 178.3462 | 352.1598 | 3159.7619
0 |  |  | Total Capex PTRM AC Reconciliation | Calculated | N/A | N/A | N/A | 0 | 0 | 0 | 0 | 0 | 0
|  | Checks | [5 empty] | FY24 | FY25 | FY26 | FY27 | FY28 | FY24 - FY28
|  |  | Total Immediately Expenses AC Capex |  |  |  |  | 0 | 0 | 0 | 0 | 0 | 0
0 |  |  | Total Immediately Expenses AC Capex Reconciliation | Calculated | N/A | N/A | N/A | 0 | 0 | 0 | 0 | 0 | 0
End

## LookupTab
Lookup Tables
TransGrid Capex Forecast Model
Table of Contents
Lookup Tables
General
|  | Model Start Year | 2024 | Start_Year
Model Constants
|  | Nominal | Nominal | Nominal
|  | Number of months in a year | 12 | Mths_In_Yr
|  | Million | 1000000 | Million
|  | Rounding Decimal Place | 2 | Round_DP
|  | Not Available / Not Applicable | N/A | NA
|  | Repex | Repex | Repex
|  | Augex | Augex | Augex
|  | ICT | ICT | ICT
|  | Fleet & Property | Fleet & Property | Fleet_And_Property
|  | NCIPAP | NCIPAP | NCIPAP
Unit
|  | Percent | Percent | Unit_Perc
|  | $ | $ | Unit_Dollar
|  | $Thousand | $Thousand | Unit_Dollar_Thousand
|  | $Million | $Million | Unit_Dollar_M
|  | Index | Index | Unit_Index
|  | Name | Name | Unit_Name
| Yes/No List |  | Yes_No
|  | Yes | Yes | Yes
|  | No | No | No
| True/False List |  | True_False
|  | TRUE | TRUE
|  | FALSE | FALSE
| Project/Program |  | Project_Program
|  | Project | Project
|  | Program | Program
| Cash flow timing |  | Cash_Timing | Timing_Adj
|  | Mid Period | Mid Period | 0.5
|  | End Period | End Period | 1
Inflation Index Period
|  | Inflation Index Period |  | Index_Period | Nominal | 2012 | 2013 | 2014 | 2015 | 2016 | 2017 | 2018 | 2019 | 2020 | 2021 | 2022 | 2023 | 2024 | 2025 | 2026 | 2027 | 2028 | 2029 | 2030 | 2031 | 2032 | 2033 | 2034 | 2035 | 2036 | 2037 | 2038 | 2039 | 2040 | 2041 | 2042 | 2043 | 2044
End

## Checks
Checks
TransGrid Capex Forecast Model
WB Check |  | 0
Table of Contents
| Inputs - Inflation profiles |  | 0
| Inputs - Model settings, Escalation and Asset Classifications |  | 0
| Input - Forecast Capex Project Details |  | 0
| Inputs - Fixed & Variable Overheads |  | 0
| Inputs - Next period (2023-2028) contingent projects |  | 0
| Inputs - Current period (2018-2023) capex impacting next period (2023-2028) |  | 0
| Calculation - Capex Forecast Detail |  | 0
| Calculation - Capex Summary (Exclude NCIPAP,Exclude Contingent Projects) |  | 0
| Outputs - RIN Population Model |  | 0
| Outputs - Summary by Project |  | 0
| Outputs - Capex Flowing Into PTRM (Exclude NCIPAP,Exclude Contingent Projects) |  | 0
| Lookup Tables |  | 0
| Total Error Checks |  | 0
End