## Connection output
| 2006 | 2007 | 2008 | 2009 | 2010 | 2011 | 2012 | 2013 | 2014 | 2015
21ENT | 5875.1 | 5974.1 | 6007.1 | 6546.1 | 6953.1 | 7052.1 | 7129.1 | 7129.1 | 7195.1 | 7470.1
22PLK | 12468.5 | 12694 | 13117.5 | 13898.5 | 14580.5 | 15009.5 | 15356 | 16214 | 17050 | 17160
23SPT | 7264 | 8188 | 8330 | 9628 | 9694 | 9716 | 10436 | 11002 | 11052 | 10134
24TNT | 5893.8 | 5882.8 | 5860.8 | 5970.8 | 5860.8 | 5893.8 | 5948.8 | 6058.8 | 6058.8 | 6058.8
25TRG | 14481 | 14481 | 15108 | 15883.5 | 16348 | 16895 | 17192 | 17456 | 17621 | 17720

## TNSP connection voltages
ElectraNet | [10 empty] | Powerlink | [10 empty] | SP AusNet | [10 empty] | Transend | [10 empty] | TransGrid
Regulatory year | 2006 | 2007 | 2008 | 2009 | 2010 | 2011 | 2012 | 2013 | 2014 | 2015 | Regulatory year | 2006 | 2007 | 2008 | 2009 | 2010 | 2011 | 2012 | 2013 | 2014 | 2015 | Regulatory year | 2006 | 2007 | 2008 | 2009 | 2010 | 2011 | 2012 | 2013 | 2014 | 2015 | Regulatory year | 2006 | 2007 | 2008 | 2009 | 2010 | 2011 | 2012 | 2013 | 2014 | 2015 | Regulatory year | 2006 | 2007 | 2008 | 2009 | 2010 | 2011 | 2012 | 2013 | 2014 | 2015
Number of entry points at each transmission voltage level | [10 empty] | Number of entry points at each transmission voltage level | [10 empty] | Number of exit points at each transmission voltage level | [10 empty] | Number of entry points at each transmission voltage level | [10 empty] | Number of entry points
275 | 5 | 5 | 5 | 6 | 7 | 7 | 7 | 7 | 7 | 8 | 330kV | 1 | 1 | 1 | 1 | 1 | 1 | 1 | 1 | 1 | 1 | 500kV | 1 | 1 | 2 | 2 | 2 | 2 | 2 | 1 | 1 | 1 | 220kV | 12 | 12 | 12 | 13 | 13 | 13 | 13 | 13 | 13 | 13 | 500 kV | 1 | 1 | 1 | 1 | 1.5 | 2 | 2 | 2 | 2 | 2
132 | 5 | 5 | 5 | 7 | 8 | 8 | 8 | 8 | 8 | 8 | 275kV | 9.5 | 10 | 10.5 | 11.5 | 12 | 12.5 | 13 | 13 | 13 | 12.5 | 330kV | 0 | 0 | 0 | 1 | 1 | 1 | 1 | 1 | 1 | 1 | 110kV | 14 | 14 | 14 | 13 | 12 | 12 | 12 | 13 | 13 | 13 | 330 kV | 11 | 11 | 11.5 | 12.5 | 13 | 13.5 | 14 | 14 | 13.5 | 13
66 | 3 | 3 | 3 | 3 | 3 | 3 | 3 | 3 | 3 | 3 | 132kV | 9 | 9 | 9 | 9 | 9.5 | 10 | 10 | 10.5 | 11 | 10.5 | 220kV | 4 | 4 | 3 | 3 | 3 | 3 | 3 | 4 | 5 | 4 | [Add rows as required for other voltages here. For each additional row, specify the voltage level and add a variable code] | [10 empty] | 132 kV | 4 | 4 | 4.5 | 5 | 5 | 5 | 5 | 5 | 5 | 5
33 | 3 | 3 | 4 | 4 | 4 | 4 | 4 | 4 | 4 | 4 | 110kV | 1.5 | 1 | 1 | 1 | 1 | 1 | 1 | 1 | 1 | 1 | 66kV | 30 | 43 | 34 | 43 | 44 | 44 | 44 | 45 | 45 | 45 | [11 empty] | 22 kV | 1 | 1 | 1 | 1 | 1 | 1 | 1 | 1 | 1 | 1
11 | 0 | 0 | 0 | 0 | 0 | 0 | 0 | 0 | 0 | 0 | [11 empty] | 22kV | 10 | 13 | 11 | 13 | 13 | 14 | 14 | 14 | 14 | 14 | Number of exit points at each transmission voltage level
3.3 | 0 | 0 | 0 | 0 | 0 | 0 | 0 | 0 | 0 | 0 | Number of exit points at each transmission voltage level | [10 empty] | 11KV | 1 | 1 | 1 | 1 | 1 | 1 | 1 | 1 | 1 | 1 | 220kV | 2 | 2 | 2 | 2 | 2 | 2 | 2 | 2 | 2 | 2
[11 empty] | 330kV | 1 | 1 | 1 | 1 | 1 | 1 | 1 | 1 | 1 | 1 | [11 empty] | 110kV | 3 | 3 | 3 | 3 | 3 | 3 | 3 | 3 | 3 | 3
Number of exit points at each transmission voltage level | [10 empty] | 275kV | 1 | 1 | 1 | 1 | 1 | 1 | 1 | 2 | 3 | 3.5 | [11 empty] | 44kV | 1 | 1 | 1 | 1 | 1 | 1 | 1 | 1 | 1 | 1
275 | 2 | 2 | 2 | 2 | 2 | 2 | 2 | 2 | 2 | 2 | 132kV | 32 | 32 | 33.5 | 37 | 40 | 41 | 41.5 | 44.5 | 48 | 49.5 | Number of entry points at each transmission voltage level | [10 empty] | 33kV | 3 | 3 | 3 | 3 | 3 | 4 | 5 | 5 | 5 | 5 | Number of exit points
132 | 6 | 6 | 6 | 6 | 6 | 6 | 6 | 6 | 6 | 6 | 110kV | 14.5 | 15.5 | 16 | 16 | 16 | 16.5 | 17.5 | 18 | 18 | 17.5 | 500kV | 2 | 2 | 3 | 3 | 3 | 3 | 4 | 6 | 5 | 4 | 22kV | 29 | 28 | 27 | 27 | 27 | 27 | 28 | 28 | 28 | 28 | 330 kV | 5 | 5 | 5 | 5 | 5 | 5 | 5 | 5 | 5 | 5
66 | 16 | 17 | 17 | 17 | 17 | 18 | 19 | 19 | 19 | 19 | 66kV | 19 | 19 | 19 | 19.5 | 20 | 20 | 20.5 | 21.5 | 22 | 22.5 | 330kV | 0 | 0 | 0 | 1 | 1 | 1 | 1 | 1 | 1 | 0 | 11kV | 13 | 14 | 14 | 14 | 14 | 14 | 14 | 14 | 14 | 14 | 220 kV | 2 | 2 | 2 | 2 | 2 | 2 | 2 | 2 | 2 | 2
33 | 32 | 33 | 33 | 33 | 33 | 34 | 34 | 34 | 36 | 36 | 33kV | 10 | 11 | 12 | 12 | 13 | 14 | 14 | 14 | 14 | 14 | 220kV | 12 | 12 | 12 | 12 | 12 | 12 | 13 | 12 | 13 | 13 | 6.6kV | 3 | 3 | 3 | 3 | 3 | 3 | 3 | 3 | 3 | 3 | 132 kV | 43 | 43 | 45.5 | 48 | 48.5 | 49.5 | 50.5 | 52.5 | 55 | 57
11 | 6 | 6 | 6 | 6 | 6 | 6 | 7 | 7 | 7 | 7 | 22kV | 6 | 6 | 6 | 6.5 | 7 | 7 | 7 | 7 | 7 | 7 | 132kV | 0 | 0 | 0 | 0 | 0 | 0 | 0 | 0 | 0 | 1 | [11 empty] | 66 kV | 27 | 27 | 28 | 29 | 29 | 29 | 29 | 29 | 29 | 29
3.3 | 7 | 7 | 7 | 7 | 7 | 7 | 7 | 7 | 7 | 7 | 11kV | 3 | 3 | 3 | 3 | 3.5 | 4 | 4 | 4 | 4 | 4 | 66kV | 0 | 0 | 0 | 0 | 0 | 0 | 0 | 0 | 2 | 2 | [11 empty] | 33 kV | 6 | 6 | 6 | 5.5 | 5 | 5 | 5 | 5 | 5 | 5
[22 empty] | 11KV | 3 | 3 | 3 | 3 | 3 | 3 | 3 | 3 | 1 | 1 | [11 empty] | 22 kV | 2 | 2 | 2 | 2 | 2 | 2 | 2 | 2 | 2 | 2
[44 empty] | 11 kV | 1 | 1 | 1 | 1 | 1 | 1 | 1 | 1 | 1 | 1
Entry points | [10 empty] | Entry points | [10 empty] | Entry points | [10 empty] | Entry points | [10 empty] | Entry points
275 | 1375 | 1375 | 1375 | 1650 | 1925 | 1925 | 1925 | 1925 | 1925 | 2200 | 330 | 330 | 330 | 330 | 330 | 330 | 330 | 330 | 330 | 330 | 330 | 500 | 500 | 500 | 1000 | 1000 | 1000 | 1000 | 1000 | 500 | 500 | 500 | 220 | 2640 | 2640 | 2640 | 2860 | 2860 | 2860 | 2860 | 2860 | 2860 | 2860 | 500 | 500 | 500 | 500 | 500 | 750 | 1000 | 1000 | 1000 | 1000 | 1000
132 | 660 | 660 | 660 | 924 | 1056 | 1056 | 1056 | 1056 | 1056 | 1056 | 275 | 2612.5 | 2750 | 2887.5 | 3162.5 | 3300 | 3437.5 | 3575 | 3575 | 3575 | 3437.5 | 330 | 0 | 0 | 0 | 330 | 330 | 330 | 330 | 330 | 330 | 330 | 110 | 1540 | 1540 | 1540 | 1430 | 1320 | 1320 | 1320 | 1430 | 1430 | 1430 | 330 | 3630 | 3630 | 3795 | 4125 | 4290 | 4455 | 4620 | 4620 | 4455 | 4290
66 | 198 | 198 | 198 | 198 | 198 | 198 | 198 | 198 | 198 | 198 | 132 | 1188 | 1188 | 1188 | 1188 | 1254 | 1320 | 1320 | 1386 | 1452 | 1386 | 220 | 880 | 880 | 660 | 660 | 660 | 660 | 660 | 880 | 1100 | 880 | [11 empty] | 132 | 528 | 528 | 594 | 660 | 660 | 660 | 660 | 660 | 660 | 660
33 | 99 | 99 | 132 | 132 | 132 | 132 | 132 | 132 | 132 | 132 | 110 | 165 | 110 | 110 | 110 | 110 | 110 | 110 | 110 | 110 | 110 | 66 | 1980 | 2838 | 2244 | 2838 | 2904 | 2904 | 2904 | 2970 | 2970 | 2970 | Exit points | [10 empty] | 22 | 22 | 22 | 22 | 22 | 22 | 22 | 22 | 22 | 22 | 22
11 | 0 | 0 | 0 | 0 | 0 | 0 | 0 | 0 | 0 | 0 | [11 empty] | 22 | 220 | 286 | 242 | 286 | 286 | 308 | 308 | 308 | 308 | 308 | 220 | 440 | 440 | 440 | 440 | 440 | 440 | 440 | 440 | 440 | 440
3.3 | 0 | 0 | 0 | 0 | 0 | 0 | 0 | 0 | 0 | 0 | Exit points | [10 empty] | 11 | 11 | 11 | 11 | 11 | 11 | 11 | 11 | 11 | 11 | 11 | 110 | 330 | 330 | 330 | 330 | 330 | 330 | 330 | 330 | 330 | 330
[11 empty] | 330 | 330 | 330 | 330 | 330 | 330 | 330 | 330 | 330 | 330 | 330 | [11 empty] | 44 | 44 | 44 | 44 | 44 | 44 | 44 | 44 | 44 | 44 | 44
Exit points | [10 empty] | 275 | 275 | 275 | 275 | 275 | 275 | 275 | 275 | 550 | 825 | 962.5 | Exit points | [10 empty] | 33 | 99 | 99 | 99 | 99 | 99 | 132 | 165 | 165 | 165 | 165
275 | 550 | 550 | 550 | 550 | 550 | 550 | 550 | 550 | 550 | 550 | 132 | 4224 | 4224 | 4422 | 4884 | 5280 | 5412 | 5478 | 5874 | 6336 | 6534 | 500 | 1000 | 1000 | 1500 | 1500 | 1500 | 1500 | 2000 | 3000 | 2500 | 2000 | 22 | 638 | 616 | 594 | 594 | 594 | 594 | 616 | 616 | 616 | 616
132 | 792 | 792 | 792 | 792 | 792 | 792 | 792 | 792 | 792 | 792 | 110 | 1595 | 1705 | 1760 | 1760 | 1760 | 1815 | 1925 | 1980 | 1980 | 1925 | 330 | 0 | 0 | 0 | 330 | 330 | 330 | 330 | 330 | 330 | 0 | 11 | 143 | 154 | 154 | 154 | 154 | 154 | 154 | 154 | 154 | 154 | Exit points
66 | 1056 | 1122 | 1122 | 1122 | 1122 | 1188 | 1254 | 1254 | 1254 | 1254 | 66 | 1254 | 1254 | 1254 | 1287 | 1320 | 1320 | 1353 | 1419 | 1452 | 1485 | 220 | 2640 | 2640 | 2640 | 2640 | 2640 | 2640 | 2860 | 2640 | 2860 | 2860 | 6.6 | 19.8 | 19.8 | 19.8 | 19.8 | 19.8 | 19.8 | 19.8 | 19.8 | 19.8 | 19.8 | 330 | 1650 | 1650 | 1650 | 1650 | 1650 | 1650 | 1650 | 1650 | 1650 | 1650
33 | 1056 | 1089 | 1089 | 1089 | 1089 | 1122 | 1122 | 1122 | 1188 | 1188 | 33 | 330 | 363 | 396 | 396 | 429 | 462 | 462 | 462 | 462 | 462 | 132 | 0 | 0 | 0 | 0 | 0 | 0 | 0 | 0 | 0 | 132 | [11 empty] | 220 | 440 | 440 | 440 | 440 | 440 | 440 | 440 | 440 | 440 | 440
11 | 66 | 66 | 66 | 66 | 66 | 66 | 77 | 77 | 77 | 77 | 22 | 132 | 132 | 132 | 143 | 154 | 154 | 154 | 154 | 154 | 154 | 66 | 0 | 0 | 0 | 0 | 0 | 0 | 0 | 0 | 132 | 132 | [11 empty] | 132 | 5676 | 5676 | 6006 | 6336 | 6402 | 6534 | 6666 | 6930 | 7260 | 7524
3.3 | 23.1 | 23.1 | 23.1 | 23.1 | 23.1 | 23.1 | 23.1 | 23.1 | 23.1 | 23.1 | 11 | 33 | 33 | 33 | 33 | 38.5 | 44 | 44 | 44 | 44 | 44 | 11 | 33 | 33 | 33 | 33 | 33 | 33 | 33 | 33 | 11 | 11 | [11 empty] | 66 | 1782 | 1782 | 1848 | 1914 | 1914 | 1914 | 1914 | 1914 | 1914 | 1914
[44 empty] | 33 | 198 | 198 | 198 | 181.5 | 165 | 165 | 165 | 165 | 165 | 165
[44 empty] | 22 | 44 | 44 | 44 | 44 | 44 | 44 | 44 | 44 | 44 | 44
[44 empty] | 11 | 11 | 11 | 11 | 11 | 11 | 11 | 11 | 11 | 11 | 11
Voltage weighted connections | 5875.1 | 5974.1 | 6007.1 | 6546.1 | 6953.1 | 7052.1 | 7129.1 | 7129.1 | 7195.1 | 7470.1 | Voltage weighted connections | 12468.5 | 12694 | 13117.5 | 13898.5 | 14580.5 | 15009.5 | 15356 | 16214 | 17050 | 17160 | Voltage weighted connections | 7264 | 8188 | 8330 | 9628 | 9694 | 9716 | 10436 | 11002 | 11052 | 10134 | Voltage weighted connections | 5893.8 | 5882.8 | 5860.8 | 5970.8 | 5860.8 | 5893.8 | 5948.8 | 6058.8 | 6058.8 | 6058.8 | Voltage weighted connections | 14481 | 14481 | 15108 | 15883.5 | 16348 | 16895 | 17192 | 17456 | 17621 | 17720

## PivotSPATNI
Generator/load | load
[10 empty] | Generator/load | Gen
Count of connection | Column Labels
Row Labels | 2005-06 | 2006-07 | 2007-08 | 2008-09 | 2009-10 | 2010-11 | 2011-12 | 2012-13 | 2013-14 | Count of TNI | Column Labels
11 | 1 | 1 |  | 1 | 1 | 1 | 1 | 1 | 1 | Row Labels | 2005-06 | 2006-07 | 2007-08 | 2008-09 | 2009-10 | 2010-11 | 2011-12 | 2012-13 | 2013-14
VYP1 | 1 | 1 |  | 1 | 1 | 1 | 1 | 1 | 1 | 11 | 4 | 4 | 4 | 4 | 4 | 4 | 4 | 4 | 2
22 | 10 | 13 | 11 | 13 | 13 | 14 | 14 | 14 | 14 | VMWG | bar: 2005-06 to 2012-13
VBE2 | 1 | 1 | 1 | 1 | 1 | 1 | 1 | 1 | 1 | VMWP | 2 | 2 | 2 | 2 | 2 | 2 | 2 | 2 | 2
VBL2 | 1 | 1 | 1 | 1 | 1 | 1 | 1 | 1 | 1 | VMWT | bar: 2005-06 to 2012-13
VBL3 |  | 1 | 1 | 1 | 1 | 1 | 1 | 1 | 1 | 66 | 2013-14: 2
VBT2 |  | 1 | 1 | 1 | 1 | 1 | 1 | 1 | 1 | VMWG | bar: 2013-14
VBTS | 1 | 1 | 1 | 1 | 1 | 1 | 1 | 1 | 1 | VMWT | bar: 2013-14
VHY2 | [5 empty] | 1 | 1 | 1 | 1 | 132 | bar: 2008-09 to 2013-14
VKG2 | 1 | 1 | 1 | 1 | 1 | 1 | 1 | 1 | 1 | NGJP | bar: 2008-09 to 2013-14
VMT2 | 1 | 1 | 1 | 1 | 1 | 1 | 1 | 1 | 1 | 220 | 36 | 36 | 36 | 36 | 35 | 34 | 36 | 35 | 35
VRC2 | 1 | 1 | 1 | 1 | 1 | 1 | 1 | 1 | 1 | VAPS | 2 | 2 | 2 | 2 | 2 | 1 | 2 | 2 | 1
VRT2 | 1 | 1 | 1 | 1 | 1 | 1 | 1 | 1 | 1 | VAT2 | bar: 2005-06 to 2013-14
VRW2 |  | 1 | 1 | 1 | 1 | 1 | 1 | 1 | 1 | VDPS | 2 | 2 | 2 | 2 | 2 | 2 | 2 | 2 | 2
VRW3 | 1 | 1 | 1 | 1 | 1 | 1 | 1 | 1 | 1 | VEPS | 2 | 2 | 2 | 2 | 2 | 2 | 2 | 2 | 2
VWM2 | 1 | 1 |  | 1 | 1 | 1 | 1 | 1 | 1 | VHWP | 9 | 9 | 9 | 9 | 9 | 9 | 9 | 9 | 9
VWO2 | 1 | 1 |  | 1 | 1 | 1 | 1 | 1 | 1 | VJLG | 7 | 7 | 7 | 7 | 7 | 7 | 7 | 7 | 7
66 | 30 | 43 | 34 | 43 | 44 | 44 | 44 | 45 | 45 | VMKP | 2005-06: 2; 2006-07: 2; 2007-08: 2; 2008-09: 2
VATS | 1 | 1 | 1 | 1 | 1 | 1 | 1 | 1 | 1 | VNPS | bar: 2005-06 to 2013-14
VBAT | 1 | 1 | 1 | 1 | 1 | 1 | 1 | 1 | 1 | VPTH | 3 | 3 | 3 | 3 | 3 | 3 | 3 | 3 | 3
VBE6 | 1 | 1 | 1 | 1 | 1 | 1 | 1 | 1 | 1 | VT14 | bar: 2009-10 to 2013-14
VBL6 | 1 | 1 | 1 | 1 | 1 | 1 | 1 | 1 | 1 | VWBT | bar: 2011-12 to 2013-14
VBL7 |  | 1 | 1 | 1 | 1 | 1 | 1 | 1 | 1 | VWKP | 2 | 2 | 2 | 2 | 2 | 2 | 2 | 2 | 2
VBL8 |  | 1 | 1 | 1 | [5 empty] | VYP2 | 4 | 4 | 4 | 4 | 4 | 4 | 4 | 4 | 4
VCB5 |  | 1 | 1 | 1 | 1 | 1 | 1 | 1 | 1 | VYP3 | bar: 2005-06 to 2011-12; 2013-14
VCBT | 1 | 1 | 1 | 1 | 1 | 1 | 1 | 1 | 1 | 330 | bar: 2008-09 to 2013-14
VER2 | 1 | 1 | 1 | 1 | 1 | 1 | 1 | 1 | 1 | NMUR | bar: 2008-09 to 2013-14
VERT |  | 1 | 1 | 1 | 1 | 1 | 1 | 1 | 1 | 500 | 16 | 16 | 12 | 11 | 11 | 11 | 13 | 16 | 15
VFB2 |  | 1 | 1 | 1 | 1 | 1 | 1 | 1 | 1 | VAPD | 2 | 2 | 3 | 2 | 2 | 2 | 2 | 2 | 2
VFBT | 1 | 1 | 1 | 1 | 1 | 1 | 1 | 1 | 1 | VLYP | 14 | 14 | 8 | 8 | 8 | 8 | 8 | 8 | 8
VFTS | 1 | [8 empty] | VM0P | 2011-12: 2; 2012-13: 2; 2013-14: 2
VGNT | 1 | 1 | 1 | 1 | 1 | 1 | 1 | 1 | 1 | VTBL |  |  | 1 | 1 | 1 | 1 | 1 | 2 | 2
VGT6 | 1 | 1 | 1 | 1 | 1 | 1 | 1 | 1 | 1 | VTRT | bar: 2012-13 to 2013-14
VHOT | 1 | 1 | 1 | 1 | 1 | 1 | 1 | 1 | 1 | VYP3 | bar: 2012-13
VHTS | 1 | 1 | 1 | 1 | 1 | 1 | 1 | 1 | 1
VKG6 | 1 | 1 | 1 | 1 | 1 | 1 | 1 | 1 | 1
VKT2 | 1 | 1 | 1 | 1 | 1 | 1 | 1 | 1 | 1 |  | 2005-06 | 2006-07 | 2007-08 | 2008-09 | 2009-10 | 2010-11 | 2011-12 | 2012-13 | 2011-13
VKTS |  | 1 | 1 | 1 | 1 | 1 | 1 | 1 | 1 | 500 | 2 | 2 | 3 | 3 | 3 | 3 | 4 | 6 | 5
VLY6 | 1 | 1 | 1 | 1 | 1 | 1 | 1 | 1 | 1 | 330 | 0 | 0 | 0 | 1 | 1 | 1 | 1 | 1 | 1
VMBT | 1 | 1 | 1 | 1 | 1 | 1 | 1 | 1 | 1 | 220 | 12 | 12 | 12 | 12 | 12 | 12 | 13 | 12 | 13
VMT6 | 1 | 1 | 1 | 1 | 1 | 1 | 1 | 1 | 1 | 132 | 0 | 0 | 0 | 1 | 1 | 1 | 1 | 1 | 1
VMWT | 1 | 1 | 1 | 1 | 1 | 1 | 1 | 1 | 1 | 66 | 0 | 0 | 0 | 0 | 0 | 0 | 0 | 0 | 2
VRC6 | 1 | 1 | 1 | 1 | 1 | 1 | 1 | 1 | 1 | 11 | 3 | 3 | 3 | 3 | 3 | 3 | 3 | 3 | 1
VRCA | 1 | 1 | 1 | 1 | 1 | 1 | 1 | 1 | 1
VRT6 |  | 1 | 1 | 1 | 1 | 1 | 1 | 1 | 1
VRT7 | 1 | 1 | 1 | 1 | 1 | 1 | 1 | 1 | 1
VRW6 |  | 1 |  | 1 | 1 | 1 | 1 | 1 | 1
VRW7 | 1 | 1 | 1 | 1 | 1 | 1 | 1 | 1 | 1
VSHT | 1 | 1 | 1 | 1 | 1 | 1 | 1 | 1 | 1
VSM6 |  |  |  |  | 1 | 1 | 1 | 1 | 1
VSMT |  |  |  |  | 1 | 1 | 1 | 1 | 1
VSV2 |  | 1 | 1 | 1 | 1 | 1 | 1 | 1 | 1
VSVT | 1 | 1 | 1 | 1 | 1 | 1 | 1 | 1 | 1
VTBT | 1 | 1 |  | 1 | 1 | 1 | 1 | 1 | 1
VTGT | 1 | 1 | 1 | 1 | 1 | 1 | 1 | 1 | 1
VTS2 |  | 1 |  | 1 | 1 | 1 | 1 | 1 | 1
VTS3 |  | 1 |  | 1 | 1 | 1 | 1 | 1 | 1
VTS4 |  | 1 |  | 1 | 1 | 1 | 1 | 1 | 1
VTST | 1 | 1 | 1 | 1 | 1 | 1 | 1 | 1 | 1
VTT2 |  | 1 | 1 | 1 | 1 | 1 | 1 | 1 | 1
VTTS | 1 | 1 |  | 1 | 1 | 1 | 1 | 1 | 1
VWET | [7 empty] | 1 | 1
VWM6 | 1 | 1 |  | 1 | 1 | 1 | 1 | 1 | 1
VWM7 |  | 1 |  | 1 | 1 | 1 | 1 | 1 | 1
VWO6 | 1 | 1 |  | 1 | 1 | 1 | 1 | 1 | 1
220 | 4 | 4 | 3 | 3 | 3 | 3 | 3 | 4 | 5
VAT2 | 1 | 1 | [6 empty] | 1
VCB2 | [7 empty] | 1 | 1
VFVT | 1 | 1 | 1 | 1 | 1 | 1 | 1 | 1 | 1
VJLA | 1 | 1 | 1 | 1 | 1 | 1 | 1 | 1 | 1
VPTH | 1 | 1 | 1 | 1 | 1 | 1 | 1 | 1 | 1
330 |  |  |  | 1 | 1 | 1 | 1 | 1 | 1
NKHN |  |  |  | 1 | 1 | 1 | 1 | 1 | 1
500 | 1 | 1 | 2 | 2 | 2 | 2 | 2 | 1 | 1
VAPD | 1 | 1 | 1 | 1 | 1 | 1 | 1 | 1 | 1
VTBL |  |  | 1 | 1 | 1 | 1 | 1
| 2005-06 | 2006-07 | 2007-08 | 2008-09 | 2009-10 | 2010-11 | 2011-12 | 2012-13 | 2010-12
500 | 1 | 1 | 2 | 2 | 2 | 2 | 2 | 1 | 1
330 | 0 | 0 | 0 | 1 | 1 | 1 | 1 | 1 | 1
220 | 4 | 4 | 3 | 3 | 3 | 3 | 3 | 4 | 5
132 | 0 | 0 | 0 | 0 | 0 | 0 | 0 | 0 | 0
66 | 30 | 43 | 34 | 43 | 44 | 44 | 44 | 45 | 45
22 | 10 | 13 | 11 | 13 | 13 | 14 | 14 | 14 | 14
11 | bar: 2005-06 to 2010-12

## SPATNI
connection | voltage | TNI | year | Generator/load
Altona | 66 | VATS | 2005-06 | load
Altona | 220 | VAT2 | 2005-06 | load
Ballarat | 66 | VBAT | 2005-06 | load
Bendigo 22 | 22 | VBE2 | 2005-06 | load
Bendigo 66 | 66 | VBE6 | 2005-06 | load
BHP Western Port | 220 | VJLA | 2005-06 | load
Brooklyn 22 (AGL) | 22 | VBL2 | 2005-06 | load
Brooklyn 22 (POWERCOR) | 0 | VBL3 | 2005-06 | load
Brooklyn 66 (AGL) | 66 | VBL6 | 2005-06 | load
Brooklyn 66 (CITIPOWER) | 0 | VBL8 | 2005-06 | load
Brooklyn 66 (POWERCOR) | 0 | VBL7 | 2005-06 | load
Brunswick (AGL) | 22 | VBTS | 2005-06 | load
Brunswick (CITIPOWER) | 0 | VBT2 | 2005-06 | load
Cranbourne (TXU) | 66 | VCBT | 2005-06 | load
Cranbourne (UE) | 0 | VCB5 | 2005-06 | load
East Rowville (TXU) | 66 | VER2 | 2005-06 | load
East Rowville (UE) | 0 | VERT | 2005-06 | load
Fishermens Bend (CITIPOWER) | 66 | VFBT | 2005-06 | load
Fishermens Bend (POWERCOR) | 0 | VFB2 | 2005-06 | load
Fosterville | 220 | VFVT | 2005-06 | load
Frankston | 66 | VFTS | 2005-06 | load
Geelong | 66 | VGT6 | 2005-06 | load
Glenrowan | 66 | VGNT | 2005-06 | load
Heatherton | 66 | VHTS | 2005-06 | load
Horsham | 66 | VHOT | 2005-06 | load
Keilor (AGL) | 66 | VKT2 | 2005-06 | load
Keilor (POWERCOR) | 0 | VKTS | 2005-06 | load
Kerang 22 | 22 | VKG2 | 2005-06 | load
Kerang 66 | 66 | VKG6 | 2005-06 | load
Loy Yang Substation | 66 | VLY6 | 2005-06 | load
Malvern 22 | 22 | VMT2 | 2005-06 | load
Malvern 66 | 66 | VMT6 | 2005-06 | load
Morwell TS | 66 | VMWT | 2005-06 | load
Mt Beauty | 66 | VMBT | 2005-06 | load
Portland | 500 | VAPD | 2005-06 | load
Pt Henry | 220 | VPTH | 2005-06 | load
Red Cliffs 22 | 22 | VRC2 | 2005-06 | load
Red Cliffs 66 | 66 | VRC6 | 2005-06 | load
Red Cliffs 66 (AI) | 66 | VRCA | 2005-06 | load
Richmond 22 | 22 | VRT2 | 2005-06 | load
Richmond 66 (CITIPOWER) | 66 | VRT7 | 2005-06 | load
Richmond 66 (UE) | 0 | VRT6 | 2005-06 | load
Ringwood 22 (TXU) | 22 | VRW3 | 2005-06 | load
Ringwood 22 (UE) | 0 | VRW2 | 2005-06 | load
Ringwood 66 (TXU) | 66 | VRW7 | 2005-06 | load
Ringwood 66 (UE) | 0 | VRW6 | 2005-06 | load
Shepparton | 66 | VSHT | 2005-06 | load
Springvale (CITIPOWER) | 66 | VSVT | 2005-06 | load
Springvale (UE) | 0 | VSV2 | 2005-06 | load
Templestowe (AGL) | 66 | VTST | 2005-06 | load
Templestowe (CITIPOWER) | 0 | VTS2 | 2005-06 | load
Templestowe (TXU) | 0 | VTS3 | 2005-06 | load
Templestowe (UE) | 0 | VTS4 | 2005-06 | load
Terang | 66 | VTGT | 2005-06 | load
Thomastown (AGL) | 66 | VTTS | 2005-06 | load
Thomastown (TXU) | 0 | VTT2 | 2005-06 | load
Tyabb | 66 | VTBT | 2005-06 | load
West Melbourne 22 | 22 | VWM2 | 2005-06 | load
West Melbourne 66 (AGL) | 66 | VWM6 | 2005-06 | load
West Melbourne 66 (CITIPOWER) | 0 | VWM7 | 2005-06 | load
Wodonga 22 | 22 | VWO2 | 2005-06 | load
Wodonga 66 | 66 | VWO6 | 2005-06 | load
Yallourn | 11 | VYP1 | 2005-06 | load
Anglesea PS | 220 | VAPS | 2005-06 | Gen
Bairnsdale Unit 112 | 0 | VBDL | 2005-06 | Gen
Bairnsdale Unit 2 | 0 | VBDL | 2005-06 | Gen
Banimboola | 220 | VDPS | 2005-06 | Gen
Basslink (Loy Yang Power Station Switchyard) | 500 | VLYP | 2005-06 | Gen
Brooklyn Landfill | 0 | VBL6 | 2005-06 | Gen
Clover PS Unit 1 | 0 | VMBT | 2005-06 | Gen
Clover PS Unit 2 | 0 | VMBT | 2005-06 | Gen
Dartmouth PS | 220 | VDPS | 2005-06 | Gen
Eildon PS Unit 1 | 220 | VEPS | 2005-06 | Gen
Eildon PS Unit 2 | 220 | VEPS | 2005-06 | Gen
Hazelwood PS Load | 220 | VHWP | 2005-06 | Gen
Hazelwood PS Unit 1 | 220 | VHWP | 2005-06 | Gen
Hazelwood PS Unit 2 | 220 | VHWP | 2005-06 | Gen
Hazelwood PS Unit 3 | 220 | VHWP | 2005-06 | Gen
Hazelwood PS Unit 4 | 220 | VHWP | 2005-06 | Gen
Hazelwood PS Unit 5 | 220 | VHWP | 2005-06 | Gen
Hazelwood PS Unit 6 | 220 | VHWP | 2005-06 | Gen
Hazelwood PS Unit 7 | 220 | VHWP | 2005-06 | Gen
Hazelwood PS Unit 8 | 220 | VHWP | 2005-06 | Gen
HRL Site (Tramway Road PS) | 0 | VMWT | 2005-06 | Gen
Hume (Victorian Share) | 0 | VHUM | 2005-06 | Gen
Jeeralang A PS Unit 1 | 220 | VJLG | 2005-06 | Gen
Jeeralang A PS Unit 2 | 220 | VJLG | 2005-06 | Gen
Jeeralang A PS Unit 3 | 220 | VJLG | 2005-06 | Gen
Jeeralang A PS Unit 4 | 220 | VJLG | 2005-06 | Gen
Jeeralang B PS Unit 1 | 220 | VJLG | 2005-06 | Gen
Jeeralang B PS Unit 2 | 220 | VJLG | 2005-06 | Gen
Jeeralang B PS Unit 3 | 220 | VJLG | 2005-06 | Gen
Laverton | 220 | VAT2 | 2005-06 | Gen
Longford | 0 | VMWT | 2005-06 | Gen
Loy Yang A PS Load | 500 | VLYP | 2005-06 | Gen
Loy Yang A PS Unit 1 | 500 | VLYP | 2005-06 | Gen
Loy Yang A PS Unit 2 | 500 | VLYP | 2005-06 | Gen
Loy Yang A PS Unit 3 | 500 | VLYP | 2005-06 | Gen
Loy Yang A PS Unit 4 | 500 | VLYP | 2005-06 | Gen
Loy Yang B PS Unit 1 | 500 | VLYP | 2005-06 | Gen
Loy Yang B PS Unit 2 | 500 | VLYP | 2005-06 | Gen
McKay Creek PS Unit 1 | 220 | VMKP | 2005-06 | Gen
McKay Creek PS Unit 2 | 220 | VMKP | 2005-06 | Gen
Morwell PS G1, 2 and 3 | 11 | VMWG | 2005-06 | Gen
Morwell PS G4 | 11 | VMWP | 2005-06 | Gen
Morwell PS G5 | 11 | VMWP | 2005-06 | Gen
Morwell PS Load | 11 | VMWT | 2005-06 | Gen
Newport PS | 220 | VNPS | 2005-06 | Gen
Portland 500 DU 1 | 500 | VAPD | 2005-06 | Gen
Portland 500 DU 2 | 500 | VAPD | 2005-06 | Gen
Pt Henry DU 1 | 220 | VPTH | 2005-06 | Gen
Pt Henry DU 2 | 220 | VPTH | 2005-06 | Gen
Pt Henry DU 3 | 220 | VPTH | 2005-06 | Gen
Somerton Power Station13 | 0 | VSOM | 2005-06 | Gen
Sunshine Energy Park | 0 | VKTS | 2005-06 | Gen
Toora Wind Farm | 0 | VMWT | 2005-06 | Gen
Valley Power Unit 1 | 500 | VLYP | 2005-06 | Gen
Valley Power Unit 2 | 500 | VLYP | 2005-06 | Gen
Valley Power Unit 3 | 500 | VLYP | 2005-06 | Gen
Valley Power Unit 4 | 500 | VLYP | 2005-06 | Gen
Valley Power Unit 5 | 500 | VLYP | 2005-06 | Gen
Valley Power Unit 6 | 500 | VLYP | 2005-06 | Gen
VICSMLT | 220 | VAPS | 2005-06 | Gen
West Kiewa PS Unit 1 | 220 | VWKP | 2005-06 | Gen
West Kiewa PS Unit 2 | 220 | VWKP | 2005-06 | Gen
Wonthaggi Wind Farm | 0 | VMWT | 2005-06 | Gen
Yallourn W PS 220 Load | 220 | VYP2 | 2005-06 | Gen
Yallourn W PS 220 Unit 1 | 220 | VYP3 | 2005-06 | Gen
Yallourn W PS 220 Unit 2 | 220 | VYP2 | 2005-06 | Gen
Yallourn W PS 220 Unit 3 | 220 | VYP2 | 2005-06 | Gen
Yallourn W PS 220 Unit 4 | 220 | VYP2 | 2005-06 | Gen
Yambuk Wind Farm | 0 | VTGT | 2005-06 | Gen
Altona | 66 | VATS | 2006-07 | load
Altona | 220 | VAT2 | 2006-07 | load
Ballarat | 66 | VBAT | 2006-07 | load
Bendigo22 | 22 | VBE2 | 2006-07 | load
Bendigo66 | 66 | VBE6 | 2006-07 | load
BHPWesternPort | 220 | VJLA | 2006-07 | load
Brooklyn22(AGL) | 22 | VBL2 | 2006-07 | load
Brooklyn22(POWERCOR) | 0 | VBL3 | 2006-07 | load
Brooklyn66(AGL) | 66 | VBL6 | 2006-07 | load
Brooklyn66(CITIPOWER) | 0 | VBL8 | 2006-07 | load
Brooklyn66(POWERCOR) | 0 | VBL7 | 2006-07 | load
Brunswick(AGL) | 22 | VBTS | 2006-07 | load
Brunswick(CITIPOWER) | 0 | VBT2 | 2006-07 | load
Cranbourne(TXU) | 66 | VCBT | 2006-07 | load
Cranbourne(UE) | 0 | VCB5 | 2006-07 | load
EastRowville(TXU) | 66 | VER2 | 2006-07 | load
EastRowville(UE) | 0 | VERT | 2006-07 | load
FishermensBend(CITIPOWER) | 66 | VFBT | 2006-07 | load
FishermensBend(POWERCOR) | 0 | VFB2 | 2006-07 | load
Fosterville | 220 | VFVT | 2006-07 | load
Geelong | 66 | VGT6 | 2006-07 | load
Glenrowan | 66 | VGNT | 2006-07 | load
Heatherton | 66 | VHTS | 2006-07 | load
Horsham | 66 | VHOT | 2006-07 | load
Keilor(AGL) | 66 | VKT2 | 2006-07 | load
Keilor(POWERCOR) | 0 | VKTS | 2006-07 | load
Kerang22 | 22 | VKG2 | 2006-07 | load
Kerang66 | 66 | VKG6 | 2006-07 | load
LoyYangSubstation | 66 | VLY6 | 2006-07 | load
Malvern22 | 22 | VMT2 | 2006-07 | load
Malvern66 | 66 | VMT6 | 2006-07 | load
MorwellTS | 66 | VMWT | 2006-07 | load
MtBeauty | 66 | VMBT | 2006-07 | load
Portland | 500 | VAPD | 2006-07 | load
PtHenry | 220 | VPTH | 2006-07 | load
RedCliffs22 | 22 | VRC2 | 2006-07 | load
RedCliffs66 | 66 | VRC6 | 2006-07 | load
RedCliffs66(AI) | 66 | VRCA | 2006-07 | load
Richmond22 | 22 | VRT2 | 2006-07 | load
Richmond66(CITIPOWER) | 66 | VRT7 | 2006-07 | load
Richmond66(UE) | 0 | VRT6 | 2006-07 | load
Ringwood22(TXU) | 22 | VRW3 | 2006-07 | load
Ringwood22(UE) | 0 | VRW2 | 2006-07 | load
Ringwood66(TXU) | 66 | VRW7 | 2006-07 | load
Ringwood66(UE) | 0 | VRW6 | 2006-07 | load
Shepparton | 66 | VSHT | 2006-07 | load
Springvale(CITIPOWER) | 66 | VSVT | 2006-07 | load
Springvale(UE) | 0 | VSV2 | 2006-07 | load
Templestowe(AGL) | 66 | VTST | 2006-07 | load
Templestowe(CITIPOWER) | 0 | VTS2 | 2006-07 | load
Templestowe(TXU) | 0 | VTS3 | 2006-07 | load
Templestowe(UE) | 0 | VTS4 | 2006-07 | load
Terang | 66 | VTGT | 2006-07 | load
Thomastown(AGL) | 66 | VTTS | 2006-07 | load
Thomastown(TXU) | 0 | VTT2 | 2006-07 | load
Tyabb | 66 | VTBT | 2006-07 | load
WestMelbourne22 | 22 | VWM2 | 2006-07 | load
WestMelbourne66(AGL) | 66 | VWM6 | 2006-07 | load
WestMelbourne66(CITIPOWER) | 0 | VWM7 | 2006-07 | load
Wodonga22 | 22 | VWO2 | 2006-07 | load
Wodonga66 | 66 | VWO6 | 2006-07 | load
Yallourn | 11 | VYP1 | 2006-07 | load
AngleseaPS | 220 | VAPS | 2006-07 | Gen
BairnsdaleUnit111 | 0 | VBDL | 2006-07 | Gen
BairnsdaleUnit211 | 0 | VBDL | 2006-07 | Gen
Banimboola | 220 | VDPS | 2006-07 | Gen
Basslink(LoyYangPowerStationSwitchyard) | 500 | VLYP | 2006-07 | Gen
BrooklynLandfill | 0 | VBL6 | 2006-07 | Gen
CloverPSUnit110 | 0 | VMBT | 2006-07 | Gen
CloverPSUnit210 | 0 | VMBT | 2006-07 | Gen
DartmouthPS | 220 | VDPS | 2006-07 | Gen
EildonPSUnit1 | 220 | VEPS | 2006-07 | Gen
EildonPSUnit2 | 220 | VEPS | 2006-07 | Gen
HazelwoodPSLoad | 220 | VHWP | 2006-07 | Gen
HazelwoodPSUnit1 | 220 | VHWP | 2006-07 | Gen
HazelwoodPSUnit2 | 220 | VHWP | 2006-07 | Gen
HazelwoodPSUnit3 | 220 | VHWP | 2006-07 | Gen
HazelwoodPSUnit4 | 220 | VHWP | 2006-07 | Gen
HazelwoodPSUnit5 | 220 | VHWP | 2006-07 | Gen
HazelwoodPSUnit6 | 220 | VHWP | 2006-07 | Gen
HazelwoodPSUnit7 | 220 | VHWP | 2006-07 | Gen
HazelwoodPSUnit8 | 220 | VHWP | 2006-07 | Gen
HRLSite(TramwayRoadPS) | 0 | VMWT | 2006-07 | Gen
Hume(VictorianShare) | 0 | VHUM | 2006-07 | Gen
JeeralangAPSUnit1 | 220 | VJLG | 2006-07 | Gen
JeeralangAPSUnit2 | 220 | VJLG | 2006-07 | Gen
JeeralangAPSUnit3 | 220 | VJLG | 2006-07 | Gen
JeeralangAPSUnit4 | 220 | VJLG | 2006-07 | Gen
JeeralangBPSUnit1 | 220 | VJLG | 2006-07 | Gen
JeeralangBPSUnit2 | 220 | VJLG | 2006-07 | Gen
JeeralangBPSUnit3 | 220 | VJLG | 2006-07 | Gen
Laverton | 220 | VAT2 | 2006-07 | Gen
Longford | 0 | VMWT | 2006-07 | Gen
LoyYangAPSLoad | 500 | VLYP | 2006-07 | Gen
LoyYangAPSUnit1 | 500 | VLYP | 2006-07 | Gen
LoyYangAPSUnit2 | 500 | VLYP | 2006-07 | Gen
LoyYangAPSUnit3 | 500 | VLYP | 2006-07 | Gen
LoyYangAPSUnit4 | 500 | VLYP | 2006-07 | Gen
LoyYangBPSUnit1 | 500 | VLYP | 2006-07 | Gen
LoyYangBPSUnit2 | 500 | VLYP | 2006-07 | Gen
McKayCreekPSUnit1 | 220 | VMKP | 2006-07 | Gen
McKayCreekPSUnit2 | 220 | VMKP | 2006-07 | Gen
MorwellPSG1,2and3 | 11 | VMWG | 2006-07 | Gen
MorwellPSG4 | 11 | VMWP | 2006-07 | Gen
MorwellPSG5 | 11 | VMWP | 2006-07 | Gen
MorwellPSLoad | 11 | VMWT | 2006-07 | Gen
NewportPS | 220 | VNPS | 2006-07 | Gen
Portland500DU1 | 500 | VAPD | 2006-07 | Gen
Portland500DU2 | 500 | VAPD | 2006-07 | Gen
PtHenryDU1 | 220 | VPTH | 2006-07 | Gen
PtHenryDU2 | 220 | VPTH | 2006-07 | Gen
PtHenryDU3 | 220 | VPTH | 2006-07 | Gen
SomertonPowerStation14 | 0 | VSOM | 2006-07 | Gen
SunshineEnergyPark | 0 | VKTS | 2006-07 | Gen
Tatura13 | 0 | VSHT | 2006-07 | Gen
TooraWindFarm12 | 0 | VMWT | 2006-07 | Gen
ValleyPowerUnit1 | 500 | VLYP | 2006-07 | Gen
ValleyPowerUnit2 | 500 | VLYP | 2006-07 | Gen
ValleyPowerUnit3 | 500 | VLYP | 2006-07 | Gen
ValleyPowerUnit4 | 500 | VLYP | 2006-07 | Gen
ValleyPowerUnit5 | 500 | VLYP | 2006-07 | Gen
ValleyPowerUnit6 | 500 | VLYP | 2006-07 | Gen
VICSMLT | 220 | VAPS | 2006-07 | Gen
WestKiewaPSUnit1 | 220 | VWKP | 2006-07 | Gen
WestKiewaPSUnit2 | 220 | VWKP | 2006-07 | Gen
WonthaggiWindFarm15 | 0 | VMWT | 2006-07 | Gen
YallournWPS220Load | 220 | VYP2 | 2006-07 | Gen
YallournWPS220Unit1 | 220 | VYP3 | 2006-07 | Gen
YallournWPS220Unit2 | 220 | VYP2 | 2006-07 | Gen
YallournWPS220Unit3 | 220 | VYP2 | 2006-07 | Gen
YallournWPS220Unit4 | 220 | VYP2 | 2006-07 | Gen
YambukWindFarm | 0 | VTGT | 2006-07 | Gen
Altona | 66 | VATS | 2007-08 | load
Ballarat | 66 | VBAT | 2007-08 | load
Bendigo22 | 22 | VBE2 | 2007-08 | load
Bendigo66 | 66 | VBE6 | 2007-08 | load
BHPWesternPort | 220 | VJLA | 2007-08 | load
Brooklyn22(AGL) | 22 | VBL2 | 2007-08 | load
Brooklyn22(POWERCOR) | 0 | VBL3 | 2007-08 | load
Brooklyn66(AGL) | 66 | VBL6 | 2007-08 | load
Brooklyn66(CITIPOWER) | 0 | VBL8 | 2007-08 | load
Brooklyn66(POWERCOR) | 0 | VBL7 | 2007-08 | load
Brunswick(AGL) | 22 | VBTS | 2007-08 | load
Brunswick(CITIPOWER) | 0 | VBT2 | 2007-08 | load
Cranbourne(Alinta) | 66 | VCB5 | 2007-08 | load
Cranbourne(SPAusNet) | 0 | VCBT | 2007-08 | load
EastRowville(Alinta) | 66 | VERT | 2007-08 | load
EastRowville(SPAusNet) | 0 | VER2 | 2007-08 | load
FishermensBend(CITIPOWER) | 66 | VFBT | 2007-08 | load
FishermensBend(POWERCOR) | 0 | VFB2 | 2007-08 | load
Fosterville | 220 | VFVT | 2007-08 | load
Geelong | 66 | VGT6 | 2007-08 | load
Glenrowan | 66 | VGNT | 2007-08 | load
Heatherton | 66 | VHTS | 2007-08 | load
Horsham | 66 | VHOT | 2007-08 | load
Keilor(AGL) | 66 | VKT2 | 2007-08 | load
#REF! | #REF! | #REF! | #REF! | #REF!
Keilor(POWERCOR) | 0 | VKTS | 2007-08 | load
#REF! | #REF! | #REF! | #REF! | #REF!
Kerang22 | 22 | VKG2 | 2007-08 | load
#REF! | #REF! | #REF! | #REF! | #REF!
Kerang66 | 66 | VKG6 | 2007-08 | load
#REF! | #REF! | #REF! | #REF! | #REF!
LoyYangPowerStationSwitchyard(Basslink) | 500 | VTBL | 2007-08 | load
LoyYangSubstation | 66 | VLY6 | 2007-08 | load
#REF! | #REF! | #REF! | #REF! | #REF!
Malvern22 | 22 | VMT2 | 2007-08 | load
#REF! | #REF! | #REF! | #REF! | #REF!
Malvern66 | 66 | VMT6 | 2007-08 | load
#REF! | #REF! | #REF! | #REF! | #REF!
MorwellTS | 66 | VMWT | 2007-08 | load
#REF! | #REF! | #REF! | #REF! | #REF!
MtBeauty | 66 | VMBT | 2007-08 | load
#REF! | #REF! | #REF! | #REF! | #REF!
Portland | 500 | VAPD | 2007-08 | load
PtHenry | 220 | VPTH | 2007-08 | load
#REF! | #REF! | #REF! | #REF! | #REF!
RedCliffs (AI)66 | 66 | VRCA | 2007-08 | load
#REF! | #REF! | #REF! | #REF! | #REF!
RedCliffs22 | 22 | VRC2 | 2007-08 | load
#REF! | #REF! | #REF! | #REF! | #REF!
RedCliffs66 | 66 | VRC6 | 2007-08 | load
#REF! | #REF! | #REF! | #REF! | #REF!
Richmond22 | 22 | VRT2 | 2007-08 | load
#REF! | #REF! | #REF! | #REF! | #REF!
Richmond66(CITIPOWER) | 66 | VRT7 | 2007-08 | load
#REF! | #REF! | #REF! | #REF! | #REF!
Richmond66(UE) | 0 | VRT6 | 2007-08 | load
#REF! | #REF! | #REF! | #REF! | #REF!
Ringwood22(TXU) | 22 | VRW3 | 2007-08 | load
#REF! | #REF! | #REF! | #REF! | #REF!
Ringwood22(UE) | 0 | VRW2 | 2007-08 | load
#REF! | #REF! | #REF! | #REF! | #REF!
Ringwood66(TXU) | 66 | VRW7 | 2007-08 | load
#REF! | #REF! | #REF! | #REF! | #REF!
#REF! | #REF! | #REF! | #REF! | #REF!
#REF! | #REF! | #REF! | #REF! | #REF!
Shepparton | 66 | VSHT | 2007-08 | load
#REF! | #REF! | #REF! | #REF! | #REF!
Springvale(CITIPOWER) | 66 | VSVT | 2007-08 | load
#REF! | #REF! | #REF! | #REF! | #REF!
Springvale(UE) | 0 | VSV2 | 2007-08 | load
#REF! | #REF! | #REF! | #REF! | #REF!
Templestowe(AGL) | 66 | VTST | 2007-08 | load
#REF! | #REF! | #REF! | #REF! | #REF!
Terang | 66 | VTGT | 2007-08 | load
#REF! | #REF! | #REF! | #REF! | #REF!
Thomastown (AGL) | 66 | VTT2 | 2007-08 | load
#REF! | #REF! | #REF! | #REF! | #REF!
#BrooklynLandfill | 0 | VBL6 | 2007-08 | gen
#HRLSite(TramwayRoadPS) | 0 | VMWT | 2007-08 | gen
#Longford | 0 | VMWT | 2007-08 | gen
#SunshineEnergyPark | 0 | VKTS | 2007-08 | gen
#Tatura | 0 | VSHT | 2007-08 | gen
#TooraWindFarm | 0 | VMWT | 2007-08 | gen
#WonthaggiWindFarm | 0 | VMWT | 2007-08 | gen
#YambukWindFarm | 0 | VTGT | 2007-08 | gen
AngleseaPS | 220 | VAPS | 2007-08 | gen
BairnsdaleUnit1 | 0 | VBDL | 2007-08 | gen
BairnsdaleUnit2 | 0 | VBDL | 2007-08 | gen
Banimboola | 220 | VDPS | 2007-08 | gen
Basslink(LoyYangPowerStationSwitchyard)6 | 500 | VTBL | 2007-08 | gen
DartmouthPS | 220 | VDPS | 2007-08 | gen
EildonPSUnit1 | 220 | VEPS | 2007-08 | gen
EildonPSUnit2 | 220 | VEPS | 2007-08 | gen
HazelwoodPSLoad | 220 | VHWP | 2007-08 | gen
HazelwoodPSUnit1 | 220 | VHWP | 2007-08 | gen
HazelwoodPSUnit2 | 220 | VHWP | 2007-08 | gen
HazelwoodPSUnit3 | 220 | VHWP | 2007-08 | gen
HazelwoodPSUnit4 | 220 | VHWP | 2007-08 | gen
HazelwoodPSUnit5 | 220 | VHWP | 2007-08 | gen
HazelwoodPSUnit6 | 220 | VHWP | 2007-08 | gen
HazelwoodPSUnit7 | 220 | VHWP | 2007-08 | gen
HazelwoodPSUnit8 | 220 | VHWP | 2007-08 | gen
Hume(VictorianShare) | 0 | VHUM | 2007-08 | gen
JeeralangAPSUnit1 | 220 | VJLG | 2007-08 | gen
JeeralangAPSUnit2 | 220 | VJLG | 2007-08 | gen
JeeralangAPSUnit3 | 220 | VJLG | 2007-08 | gen
JeeralangAPSUnit4 | 220 | VJLG | 2007-08 | gen
JeeralangBPSUnit1 | 220 | VJLG | 2007-08 | gen
JeeralangBPSUnit2 | 220 | VJLG | 2007-08 | gen
JeeralangBPSUnit3 | 220 | VJLG | 2007-08 | gen
Laverton | 220 | VAT2 | 2007-08 | gen
LoyYangAPSLoad | 500 | VLYP | 2007-08 | gen
LoyYangAPSUnit1 | 500 | VLYP | 2007-08 | gen
LoyYangAPSUnit2 | 500 | VLYP | 2007-08 | gen
LoyYangAPSUnit3 | 500 | VLYP | 2007-08 | gen
LoyYangAPSUnit4 | 500 | VLYP | 2007-08 | gen
LoyYangBPSUnit1 | 500 | VLYP | 2007-08 | gen
LoyYangBPSUnit2 | 500 | VLYP | 2007-08 | gen
McKayCreekPSUnit1 | 220 | VMKP | 2007-08 | gen
McKayCreekPSUnit2 | 220 | VMKP | 2007-08 | gen
MorwellPSG1,2and3 | 11 | VMWG | 2007-08 | gen
MorwellPSG4 | 11 | VMWP | 2007-08 | gen
MorwellPSG5 | 11 | VMWP | 2007-08 | gen
MorwellPSLoad | 11 | VMWT | 2007-08 | gen
NewportPS | 220 | VNPS | 2007-08 | gen
Portland500DU1 | 500 | VAPD | 2007-08 | gen
Portland500DU2 | 500 | VAPD | 2007-08 | gen
PortlandWindFarm | 500 | VAPD | 2007-08 | gen
PtHenryDU1 | 220 | VPTH | 2007-08 | gen
PtHenryDU2 | 220 | VPTH | 2007-08 | gen
PtHenryDU3 | 220 | VPTH | 2007-08 | gen
SomertonPowerStation | 0 | VSOM | 2007-08 | gen
ValleyPowerPS | 500 | VLYP | 2007-08 | gen
VICSMLT | 220 | VAPS | 2007-08 | gen
WestKiewaPSUnit1 | 220 | VWKP | 2007-08 | gen
WestKiewaPSUnit2 | 220 | VWKP | 2007-08 | gen
YallournWPS220Load | 220 | VYP2 | 2007-08 | gen
YallournWPS220Unit1 | 220 | VYP3 | 2007-08 | gen
YallournWPS220Unit2 | 220 | VYP2 | 2007-08 | gen
YallournWPS220Unit3 | 220 | VYP2 | 2007-08 | gen
YallournWPS220Unit4 | 220 | VYP2 | 2007-08 | gen
Altona | 66 | VATS | 2009-10 | load
Ballarat | 66 | VBAT | 2009-10 | load
Bendigo | 22 | VBE2 | 2009-10 | load
Bendigo | 66 | VBE6 | 2009-10 | load
BHPWesternPort | 220 | VJLA | 2009-10 | load
Brooklyn(Jemena) | 22 | VBL2 | 2009-10 | load
Brooklyn(Jemena) | 66 | VBL6 | 2009-10 | load
Brooklyn(POWERCOR) | 0 | VBL3 | 2009-10 | load
Brooklyn(POWERCOR) | 0 | VBL7 | 2009-10 | load
Brunswick(CITIPOWER) | 22 | VBT2 | 2009-10 | load
Brunswick(Jemena) | 0 | VBTS | 2009-10 | load
Cranbourne(SPIElectricity) | 66 | VCBT | 2009-10 | load
Cranbourne(UE) | 0 | VCB5 | 2009-10 | load
EastRowville(SPIElectricity) | 66 | VER2 | 2009-10 | load
EastRowville(UE) | 0 | VERT | 2009-10 | load
FishermensBend(CITIPOWER) | 66 | VFBT | 2009-10 | load
FishermensBend(POWERCOR) | 0 | VFB2 | 2009-10 | load
Fosterville | 220 | VFVT | 2009-10 | load
Geelong | 66 | VGT6 | 2009-10 | load
Glenrowan | 66 | VGNT | 2009-10 | load
Heatherton | 66 | VHTS | 2009-10 | load
Horsham | 66 | VHOT | 2009-10 | load
Keilor(Jemena) | 66 | VKT2 | 2009-10 | load
Keilor(POWERCOR) | 0 | VKTS | 2009-10 | load
Kerang | 22 | VKG2 | 2009-10 | load
Kerang | 66 | VKG6 | 2009-10 | load
Khancoban | 330 | NKHN | 2009-10 | load
LoyYangPowerStationSwitchyard(Basslink) | 500 | VTBL | 2009-10 | load
LoyYangSubstation | 66 | VLY6 | 2009-10 | load
Malvern | 22 | VMT2 | 2009-10 | load
Malvern | 66 | VMT6 | 2009-10 | load
MorwellTS | 66 | VMWT | 2009-10 | load
MtBeauty | 66 | VMBT | 2009-10 | load
Portland | 500 | VAPD | 2009-10 | load
PtHenry | 220 | VPTH | 2009-10 | load
RedCliffs | 22 | VRC2 | 2009-10 | load
RedCliffs | 66 | VRC6 | 2009-10 | load
RedCliffs(CE) | 66 | VRCA | 2009-10 | load
Richmond | 22 | VRT2 | 2009-10 | load
Richmond(CITIPOWER) | 66 | VRT7 | 2009-10 | load
Richmond(UE) | 0 | VRT6 | 2009-10 | load
Ringwood(SPIElectricity) | 22 | VRW3 | 2009-10 | load
Ringwood(SPIElectricity) | 66 | VRW7 | 2009-10 | load
Ringwood(UE) | 0 | VRW2 | 2009-10 | load
Ringwood(UE) | 0 | VRW6 | 2009-10 | load
Shepparton | 66 | VSHT | 2009-10 | load
SouthMorang | 66 | VSM6 | 2009-10 | load
SouthMorang | 66 | VSMT | 2009-10 | load
Springvale(CITIPOWER) | 66 | VSVT | 2009-10 | load
Springvale(UE) | 0 | VSV2 | 2009-10 | load
Templestowe(CITIPOWER) | 66 | VTS2 | 2009-10 | load
Templestowe(Jemena) | 0 | VTST | 2009-10 | load
Templestowe(SPIElectricity) | 0 | VTS3 | 2009-10 | load
Templestowe(UE) | 0 | VTS4 | 2009-10 | load
Terang | 66 | VTGT | 2009-10 | load
Thomastown(Jemena) | 66 | VTTS | 2009-10 | load
Thomastown(SPIElectricity) | 0 | VTT2 | 2009-10 | load
Tyabb | 66 | VTBT | 2009-10 | load
WestMelbourne | 22 | VWM2 | 2009-10 | load
WestMelbourne(CITIPOWER) | 66 | VWM7 | 2009-10 | load
WestMelbourne(Jemena) | 0 | VWM6 | 2009-10 | load
Wodonga | 22 | VWO2 | 2009-10 | load
Wodonga | 66 | VWO6 | 2009-10 | load
Yallourn | 11 | VYP1 | 2009-10 | load
AngleseaPS | 220 | VAPS | 2009-10 | gen
BairnsdaleUnit1 | 0 | VBDL | 2009-10 | gen
BairnsdaleUnit2 | 0 | VBDL | 2009-10 | gen
BallaratHealthServices | 0 | VBAT | 2009-10 | gen
Banimboola | 220 | VDPS | 2009-10 | gen
Basslink(LoyYangPowerStationSwitchyard) | 500 | VTBL | 2009-10 | gen
BogongPSandMcKayCreekPS | 220 | VT14 | 2009-10 | gen
BrooklynLandfill | 0 | VBL6 | 2009-10 | gen
DartmouthPS | 220 | VDPS | 2009-10 | gen
EildonPSUnit1 | 220 | VEPS | 2009-10 | gen
EildonPSUnit2 | 220 | VEPS | 2009-10 | gen
HazelwoodPSLoad | 220 | VHWP | 2009-10 | gen
HazelwoodPSUnit1 | 220 | VHWP | 2009-10 | gen
HazelwoodPSUnit2 | 220 | VHWP | 2009-10 | gen
HazelwoodPSUnit3 | 220 | VHWP | 2009-10 | gen
HazelwoodPSUnit4 | 220 | VHWP | 2009-10 | gen
HazelwoodPSUnit5 | 220 | VHWP | 2009-10 | gen
HazelwoodPSUnit6 | 220 | VHWP | 2009-10 | gen
HazelwoodPSUnit7 | 220 | VHWP | 2009-10 | gen
HazelwoodPSUnit8 | 220 | VHWP | 2009-10 | gen
Hume(VictorianShare) | 0 | VHUM | 2009-10 | gen
JeeralangAPSUnit1 | 220 | VJLG | 2009-10 | gen
JeeralangAPSUnit2 | 220 | VJLG | 2009-10 | gen
JeeralangAPSUnit3 | 220 | VJLG | 2009-10 | gen
JeeralangAPSUnit4 | 220 | VJLG | 2009-10 | gen
JeeralangBPSUnit1 | 220 | VJLG | 2009-10 | gen
JeeralangBPSUnit2 | 220 | VJLG | 2009-10 | gen
JeeralangBPSUnit3 | 220 | VJLG | 2009-10 | gen
JindabynepumpatGuthega | 132 | NGJP | 2009-10 | gen
Laverton | 220 | VAT2 | 2009-10 | gen
Longford | 0 | VMWT | 2009-10 | gen
LoyYangAPSLoad | 500 | VLYP | 2009-10 | gen
LoyYangAPSUnit1 | 500 | VLYP | 2009-10 | gen
LoyYangAPSUnit2 | 500 | VLYP | 2009-10 | gen
LoyYangAPSUnit3 | 500 | VLYP | 2009-10 | gen
LoyYangAPSUnit4 | 500 | VLYP | 2009-10 | gen
LoyYangBPSUnit1 | 500 | VLYP | 2009-10 | gen
LoyYangBPSUnit2 | 500 | VLYP | 2009-10 | gen
MorningtonLandfillSiteGenerator | 0 | VTBT | 2009-10 | gen
MorwellPSG1,2and3 | 11 | VMWG | 2009-10 | gen
MorwellPSG4 | 11 | VMWP | 2009-10 | gen
MorwellPSG5 | 11 | VMWP | 2009-10 | gen
MorwellPSLoad | 11 | VMWT | 2009-10 | gen
Murray | 330 | NMUR | 2009-10 | gen
NewportPS | 220 | VNPS | 2009-10 | gen
Portland500DU1 | 500 | VAPD | 2009-10 | gen
Portland500DU2 | 500 | VAPD | 2009-10 | gen
PtHenryDU1 | 220 | VPTH | 2009-10 | gen
PtHenryDU2 | 220 | VPTH | 2009-10 | gen
PtHenryDU3 | 220 | VPTH | 2009-10 | gen
SheppartonWasteGas | 0 | VSHT | 2009-10 | gen
SomertonPowerStation | 0 | VSOM | 2009-10 | gen
SunshineEnergyPark | 0 | VKTS | 2009-10 | gen
Tatura | 0 | VSHT | 2009-10 | gen
TooraWindFarm | 0 | VMWT | 2009-10 | gen
ValleyPowerPS | 500 | VLYP | 2009-10 | gen
VICSMLT | 220 | VAPS | 2009-10 | gen
WaubraWindFarm | 0 | VWBT | 2009-10 | gen
WestKiewaPSUnit1 | 220 | VWKP | 2009-10 | gen
WestKiewaPSUnit2 | 220 | VWKP | 2009-10 | gen
WonthaggiWindFarm | 0 | VMWT | 2009-10 | gen
WyndhamLandfillSiteGenerator | 0 | VATS | 2009-10 | gen
YallournWPS220Load | 220 | VYP2 | 2009-10 | gen
YallournWPS220Unit1 | 220 | VYP3 | 2009-10 | gen
YallournWPS220Unit2 | 220 | VYP2 | 2009-10 | gen
YallournWPS220Unit3 | 220 | VYP2 | 2009-10 | gen
YallournWPS220Unit4 | 220 | VYP2 | 2009-10 | gen
YambukWindFarm | 0 | VTGT | 2009-10 | gen
Altona | 66 | VATS | 2010-11 | load
Ballarat | 66 | VBAT | 2010-11 | load
Bendigo | 22 | VBE2 | 2010-11 | load
Bendigo | 66 | VBE6 | 2010-11 | load
BHPWesternPort | 220 | VJLA | 2010-11 | load
Brooklyn(Jemena) | 22 | VBL2 | 2010-11 | load
Brooklyn(Jemena) | 66 | VBL6 | 2010-11 | load
Brooklyn(POWERCOR) | 0 | VBL3 | 2010-11 | load
Brooklyn(POWERCOR) | 0 | VBL7 | 2010-11 | load
Brunswick(CITIPOWER) | 22 | VBT2 | 2010-11 | load
Brunswick(Jemena) | 0 | VBTS | 2010-11 | load
Cranbourne(SPIElectricity) | 66 | VCBT | 2010-11 | load
Cranbourne(UE) | 0 | VCB5 | 2010-11 | load
EastRowville(SPIElectricity) | 66 | VER2 | 2010-11 | load
EastRowville(UE) | 0 | VERT | 2010-11 | load
FishermensBend(CITIPOWER) | 66 | VFBT | 2010-11 | load
FishermensBend(POWERCOR) | 0 | VFB2 | 2010-11 | load
Fosterville | 220 | VFVT | 2010-11 | load
Geelong | 66 | VGT6 | 2010-11 | load
Glenrowan | 66 | VGNT | 2010-11 | load
Heatherton | 66 | VHTS | 2010-11 | load
Heywood | 22 | VHY2 | 2010-11 | load
Horsham | 66 | VHOT | 2010-11 | load
Keilor(Jemena) | 66 | VKT2 | 2010-11 | load
Keilor(POWERCOR) | 66 | VKTS | 2010-11 | load
Kerang | 22 | VKG2 | 2010-11 | load
Kerang | 66 | VKG6 | 2010-11 | load
Khancoban | 330 | NKHN | 2010-11 | load
LoyYangPowerStationSwitchyard(Basslink) | 500 | VTBL | 2010-11 | load
LoyYangSubstation | 66 | VLY6 | 2010-11 | load
Malvern | 22 | VMT2 | 2010-11 | load
Malvern | 66 | VMT6 | 2010-11 | load
MorwellTS | 66 | VMWT | 2010-11 | load
MtBeauty | 66 | VMBT | 2010-11 | load
Portland | 500 | VAPD | 2010-11 | load
PtHenry | 220 | VPTH | 2010-11 | load
RedCliffs | 22 | VRC2 | 2010-11 | load
RedCliffs | 66 | VRC6 | 2010-11 | load
RedCliffs(CE) | 66 | VRCA | 2010-11 | load
Richmond | 22 | VRT2 | 2010-11 | load
Richmond(CITIPOWER) | 66 | VRT7 | 2010-11 | load
Richmond(UE) | 0 | VRT6 | 2010-11 | load
Ringwood(SPIElectricity) | 22 | VRW3 | 2010-11 | load
Ringwood(SPIElectricity) | 66 | VRW7 | 2010-11 | load
Ringwood(UE) | 0 | VRW2 | 2010-11 | load
Ringwood(UE) | 0 | VRW6 | 2010-11 | load
Shepparton | 66 | VSHT | 2010-11 | load
SouthMorang | 66 | VSM6 | 2010-11 | load
SouthMorang | 66 | VSMT | 2010-11 | load
Springvale(CITIPOWER) | 66 | VSVT | 2010-11 | load
Springvale(UE) | 0 | VSV2 | 2010-11 | load
Templestowe(CITIPOWER) | 66 | VTS2 | 2010-11 | load
Templestowe(Jemena) | 0 | VTST | 2010-11 | load
Templestowe(SPIElectricity) | 0 | VTS3 | 2010-11 | load
Templestowe(UE) | 0 | VTS4 | 2010-11 | load
Terang | 66 | VTGT | 2010-11 | load
Thomastown(Jemena) | 66 | VTTS | 2010-11 | load
Thomastown(SPIElectricity) | 0 | VTT2 | 2010-11 | load
Tyabb | 66 | VTBT | 2010-11 | load
WestMelbourne | 22 | VWM2 | 2010-11 | load
WestMelbourne(CITIPOWER) | 66 | VWM7 | 2010-11 | load
WestMelbourne(Jemena) | 0 | VWM6 | 2010-11 | load
Wodonga | 22 | VWO2 | 2010-11 | load
Wodonga | 66 | VWO6 | 2010-11 | load
Yallourn | 11 | VYP1 | 2010-11 | load
AngleseaPS | 220 | VAPS | 2010-11 | gen
BairnsdaleUnit1 | 0 | VBDL | 2010-11 | gen
BairnsdaleUnit2 | 0 | VBDL | 2010-11 | gen
BallaratHealthServices | 0 | VBAT | 2010-11 | gen
Banimboola | 220 | VDPS | 2010-11 | gen
Basslink(LoyYangPowerStationSwitchyard) | 500 | VTBL | 2010-11 | gen
BogongPSandMcKayCreekPS | 220 | VT14 | 2010-11 | gen
BrooklynLandfill | 0 | VBL6 | 2010-11 | gen
DartmouthPS | 220 | VDPS | 2010-11 | gen
EildonPSUnit1 | 220 | VEPS | 2010-11 | gen
EildonPSUnit2 | 220 | VEPS | 2010-11 | gen
HazelwoodPSLoad | 220 | VHWP | 2010-11 | gen
HazelwoodPSUnit1 | 220 | VHWP | 2010-11 | gen
HazelwoodPSUnit2 | 220 | VHWP | 2010-11 | gen
HazelwoodPSUnit3 | 220 | VHWP | 2010-11 | gen
HazelwoodPSUnit4 | 220 | VHWP | 2010-11 | gen
HazelwoodPSUnit5 | 220 | VHWP | 2010-11 | gen
HazelwoodPSUnit6 | 220 | VHWP | 2010-11 | gen
HazelwoodPSUnit7 | 220 | VHWP | 2010-11 | gen
HazelwoodPSUnit8 | 220 | VHWP | 2010-11 | gen
Hume(VictorianShare) | 0 | VHUM | 2010-11 | gen
JeeralangAPSUnit1 | 220 | VJLG | 2010-11 | gen
JeeralangAPSUnit2 | 220 | VJLG | 2010-11 | gen
JeeralangAPSUnit3 | 220 | VJLG | 2010-11 | gen
JeeralangAPSUnit4 | 220 | VJLG | 2010-11 | gen
JeeralangBPSUnit1 | 220 | VJLG | 2010-11 | gen
JeeralangBPSUnit2 | 220 | VJLG | 2010-11 | gen
JeeralangBPSUnit3 | 220 | VJLG | 2010-11 | gen
JindabynepumpatGuthega | 132 | NGJP | 2010-11 | gen
Laverton | 220 | VAT2 | 2010-11 | gen
Longford | 0 | VMWT | 2010-11 | gen
LoyYangAPSLoad | 500 | VLYP | 2010-11 | gen
LoyYangAPSUnit1 | 500 | VLYP | 2010-11 | gen
LoyYangAPSUnit2 | 500 | VLYP | 2010-11 | gen
LoyYangAPSUnit3 | 500 | VLYP | 2010-11 | gen
LoyYangAPSUnit4 | 500 | VLYP | 2010-11 | gen
LoyYangBPSUnit1 | 500 | VLYP | 2010-11 | gen
LoyYangBPSUnit2 | 500 | VLYP | 2010-11 | gen
MorningtonLandfillSiteGenerator | 0 | VTBT | 2010-11 | gen
MorwellPSG1,2and3 | 11 | VMWG | 2010-11 | gen
MorwellPSG4 | 11 | VMWP | 2010-11 | gen
MorwellPSG5 | 11 | VMWP | 2010-11 | gen
MorwellPSLoad | 11 | VMWT | 2010-11 | gen
Murray | 330 | NMUR | 2010-11 | gen
NewportPS | 220 | VNPS | 2010-11 | gen
PortlandDU1 | 500 | VAPD | 2010-11 | gen
PortlandDU2 | 500 | VAPD | 2010-11 | gen
PtHenryDU1 | 220 | VPTH | 2010-11 | gen
PtHenryDU2 | 220 | VPTH | 2010-11 | gen
PtHenryDU3 | 220 | VPTH | 2010-11 | gen
SheppartonWasteGas | 0 | VSHT | 2010-11 | gen
SomertonPowerStation | 0 | VSOM | 2010-11 | gen
SunshineEnergyPark | 0 | VKTS | 2010-11 | gen
Tatura | 0 | VSHT | 2010-11 | gen
TooraWindFarm | 0 | VMWT | 2010-11 | gen
ValleyPowerPS | 500 | VLYP | 2010-11 | gen
WaubraWindFarm | 0 | VWBT | 2010-11 | gen
WestKiewaPSUnit1 | 220 | VWKP | 2010-11 | gen
WestKiewaPSUnit2 | 220 | VWKP | 2010-11 | gen
WonthaggiWindFarm | 0 | VMWT | 2010-11 | gen
WyndhamLandfillSiteGenerator | 0 | VATS | 2010-11 | gen
YallournWPSLoad | 220 | VYP2 | 2010-11 | gen
YallournWPSUnit1 | 220 | VYP3 | 2010-11 | gen
YallournWPSUnit2 | 220 | VYP2 | 2010-11 | gen
YallournWPSUnit3 | 220 | VYP2 | 2010-11 | gen
YallournWPSUnit4 | 220 | VYP2 | 2010-11 | gen
YambukWindFarm | 0 | VTGT | 2010-11 | gen
Altona | 66 | VATS | 2011-12 | load
Ballarat | 66 | VBAT | 2011-12 | load
Bendigo | 22 | VBE2 | 2011-12 | load
Bendigo | 66 | VBE6 | 2011-12 | load
BHPWesternPort | 220 | VJLA | 2011-12 | load
Brooklyn(Jemena) | 22 | VBL2 | 2011-12 | load
Brooklyn(Jemena) | 66 | VBL6 | 2011-12 | load
Brooklyn(POWERCOR) | 0 | VBL3 | 2011-12 | load
Brooklyn(POWERCOR) | 0 | VBL7 | 2011-12 | load
Brunswick(CITIPOWER) | 22 | VBT2 | 2011-12 | load
Brunswick(Jemena) | 0 | VBTS | 2011-12 | load
Cranbourne(SPIElectricity) | 66 | VCBT | 2011-12 | load
Cranbourne(UE) | 0 | VCB5 | 2011-12 | load
EastRowville(SPIElectricity) | 66 | VER2 | 2011-12 | load
EastRowville(UE) | 0 | VERT | 2011-12 | load
FishermensBend(CITIPOWER) | 66 | VFBT | 2011-12 | load
FishermensBend(POWERCOR) | 0 | VFB2 | 2011-12 | load
Fosterville | 220 | VFVT | 2011-12 | load
Geelong | 66 | VGT6 | 2011-12 | load
Glenrowan | 66 | VGNT | 2011-12 | load
Heatherton | 66 | VHTS | 2011-12 | load
Heywood | 22 | VHY2 | 2011-12 | load
Horsham | 66 | VHOT | 2011-12 | load
Keilor(Jemena) | 66 | VKT2 | 2011-12 | load
Keilor(POWERCOR) | 66 | VKTS | 2011-12 | load
Kerang | 22 | VKG2 | 2011-12 | load
Kerang | 66 | VKG6 | 2011-12 | load
Khancoban | 330 | NKHN | 2011-12 | load
LoyYangPowerStationSwitchyard(Basslink) | 500 | VTBL | 2011-12 | load
LoyYangSubstation | 66 | VLY6 | 2011-12 | load
Malvern | 22 | VMT2 | 2011-12 | load
Malvern | 66 | VMT6 | 2011-12 | load
MorwellTS | 66 | VMWT | 2011-12 | load
MtBeauty | 66 | VMBT | 2011-12 | load
Portland | 500 | VAPD | 2011-12 | load
PtHenry | 220 | VPTH | 2011-12 | load
RedCliffs | 22 | VRC2 | 2011-12 | load
RedCliffs | 66 | VRC6 | 2011-12 | load
RedCliffs(CE) | 66 | VRCA | 2011-12 | load
Richmond | 22 | VRT2 | 2011-12 | load
Richmond(CITIPOWER) | 66 | VRT7 | 2011-12 | load
Richmond(UE) | 0 | VRT6 | 2011-12 | load
Ringwood(SPIElectricity) | 22 | VRW3 | 2011-12 | load
Ringwood(SPIElectricity) | 66 | VRW7 | 2011-12 | load
Ringwood(UE) | 0 | VRW2 | 2011-12 | load
Ringwood(UE) | 0 | VRW6 | 2011-12 | load
Shepparton | 66 | VSHT | 2011-12 | load
SouthMorang | 66 | VSM6 | 2011-12 | load
SouthMorang | 66 | VSMT | 2011-12 | load
Springvale(CITIPOWER) | 66 | VSVT | 2011-12 | load
Springvale(UE) | 0 | VSV2 | 2011-12 | load
Templestowe(CITIPOWER) | 66 | VTS2 | 2011-12 | load
Templestowe(Jemena) | 0 | VTST | 2011-12 | load
Templestowe(SPIElectricity) | 0 | VTS3 | 2011-12 | load
Templestowe(UE) | 0 | VTS4 | 2011-12 | load
Terang | 66 | VTGT | 2011-12 | load
Thomastown(Jemena) | 66 | VTTS | 2011-12 | load
Thomastown(SPIElectricity) | 0 | VTT2 | 2011-12 | load
Tyabb | 66 | VTBT | 2011-12 | load
WestMelbourne | 22 | VWM2 | 2011-12 | load
WestMelbourne(CITIPOWER) | 66 | VWM7 | 2011-12 | load
WestMelbourne(Jemena) | 0 | VWM6 | 2011-12 | load
Wodonga | 22 | VWO2 | 2011-12 | load
Wodonga | 66 | VWO6 | 2011-12 | load
Yallourn | 11 | VYP1 | 2011-12 | load
AngleseaPS | 220 | VAPS | 2011-12 | gen
BairnsdaleUnit1 | 0 | VBDL | 2011-12 | gen
BairnsdaleUnit2 | 0 | VBDL | 2011-12 | gen
BallaratHealthServices | 0 | VBAT | 2011-12 | gen
Banimboola | 220 | VDPS | 2011-12 | gen
Basslink(LoyYangPowerStationSwitchyard) | 500 | VTBL | 2011-12 | gen
BrooklynLandfill | 0 | VBL6 | 2011-12 | gen
CodringtonWindFarm | 0 | VTGT | 2011-12 | gen
DartmouthPS | 220 | VDPS | 2011-12 | gen
EildonPSUnit1 | 220 | VEPS | 2011-12 | gen
EildonPSUnit2 | 220 | VEPS | 2011-12 | gen
HallamMiniHydro | 0 | VER2 | 2011-12 | gen
HazelwoodPSLoad | 220 | VHWP | 2011-12 | gen
HazelwoodPSUnit1 | 220 | VHWP | 2011-12 | gen
HazelwoodPSUnit2 | 220 | VHWP | 2011-12 | gen
HazelwoodPSUnit3 | 220 | VHWP | 2011-12 | gen
HazelwoodPSUnit4 | 220 | VHWP | 2011-12 | gen
HazelwoodPSUnit5 | 220 | VHWP | 2011-12 | gen
HazelwoodPSUnit6 | 220 | VHWP | 2011-12 | gen
HazelwoodPSUnit7 | 220 | VHWP | 2011-12 | gen
HazelwoodPSUnit8 | 220 | VHWP | 2011-12 | gen
HepburnCommunityWindFarm | 0 | VBAT | 2011-12 | gen
Hume(VictorianShare) | 0 | VHUM | 2011-12 | gen
JeeralangAPSUnit1 | 220 | VJLG | 2011-12 | gen
JeeralangAPSUnit2 | 220 | VJLG | 2011-12 | gen
JeeralangAPSUnit3 | 220 | VJLG | 2011-12 | gen
JeeralangAPSUnit4 | 220 | VJLG | 2011-12 | gen
JeeralangBPSUnit1 | 220 | VJLG | 2011-12 | gen
JeeralangBPSUnit2 | 220 | VJLG | 2011-12 | gen
JeeralangBPSUnit3 | 220 | VJLG | 2011-12 | gen
JindabynepumpatGuthega | 132 | NGJP | 2011-12 | gen
Laverton | 220 | VAT2 | 2011-12 | gen
Longford | 0 | VMWT | 2011-12 | gen
LoyYangAPSLoad | 500 | VLYP | 2011-12 | gen
LoyYangAPSUnit1 | 500 | VLYP | 2011-12 | gen
LoyYangAPSUnit2 | 500 | VLYP | 2011-12 | gen
LoyYangAPSUnit3 | 500 | VLYP | 2011-12 | gen
LoyYangAPSUnit4 | 500 | VLYP | 2011-12 | gen
LoyYangBPSUnit1 | 500 | VLYP | 2011-12 | gen
LoyYangBPSUnit2 | 500 | VLYP | 2011-12 | gen
McKayCreek/BogongPS | 220 | VT14 | 2011-12 | gen
MorningtonLandfillSiteGenerator | 0 | VTBT | 2011-12 | gen
MortlakeUnit1 | 500 | VM0P | 2011-12 | gen
MortlakeUnit2 | 500 | VM0P | 2011-12 | gen
MorwellPSG1,2and3 | 11 | VMWG | 2011-12 | gen
MorwellPSG4 | 11 | VMWP | 2011-12 | gen
MorwellPSG5 | 11 | VMWP | 2011-12 | gen
MorwellPSLoad | 11 | VMWT | 2011-12 | gen
Murray | 330 | NMUR | 2011-12 | gen
NewportPS | 220 | VNPS | 2011-12 | gen
Portland500DU1 | 500 | VAPD | 2011-12 | gen
Portland500DU2 | 500 | VAPD | 2011-12 | gen
PtHenryDU1 | 220 | VPTH | 2011-12 | gen
PtHenryDU2 | 220 | VPTH | 2011-12 | gen
PtHenryDU3 | 220 | VPTH | 2011-12 | gen
SheppartonWasteGas | 0 | VSHT | 2011-12 | gen
SomertonPowerStation | 0 | VSOM | 2011-12 | gen
SunshineEnergyPark | 0 | VKTS | 2011-12 | gen
SymexEmbeddedGen | 0 | VFBT | 2011-12 | gen
Tatura | 0 | VSHT | 2011-12 | gen
TooraWindFarm | 0 | VMWT | 2011-12 | gen
ValleyPowerPS | 500 | VLYP | 2011-12 | gen
VICSMLT | 220 | VAPS | 2011-12 | gen
WaubraWindFarm | 220 | VWBT | 2011-12 | gen
WestKiewaPSUnit1 | 220 | VWKP | 2011-12 | gen
WestKiewaPSUnit2 | 220 | VWKP | 2011-12 | gen
WonthaggiWindFarm | 0 | VMWT | 2011-12 | gen
WyndhamLandfillSiteGenerator | 0 | VATS | 2011-12 | gen
YallournWPS220Load | 220 | VYP2 | 2011-12 | gen
YallournWPS220Unit1 | 220 | VYP3 | 2011-12 | gen
YallournWPS220Unit2 | 220 | VYP2 | 2011-12 | gen
YallournWPS220Unit3 | 220 | VYP2 | 2011-12 | gen
YallournWPS220Unit4 | 220 | VYP2 | 2011-12 | gen
YambukWindFarm | 0 | VTGT | 2011-12 | gen
Altona | 66 | VATS | 2012-13 | load
Ballarat | 66 | VBAT | 2012-13 | load
Bendigo | 22 | VBE2 | 2012-13 | load
Bendigo | 66 | VBE6 | 2012-13 | load
BHPWesternPort | 220 | VJLA | 2012-13 | load
Brooklyn(Jemena) | 22 | VBL2 | 2012-13 | load
Brooklyn(Jemena) | 66 | VBL6 | 2012-13 | load
Brooklyn(POWERCOR) | 0 | VBL3 | 2012-13 | load
Brooklyn(POWERCOR) | 0 | VBL7 | 2012-13 | load
Brunswick(CITIPOWER) | 22 | VBT2 | 2012-13 | load
Brunswick(Jemena) | 0 | VBTS | 2012-13 | load
Cranbourne | 220 | VCB2 | 2012-13 | load
Cranbourne(SPIElectricity) | 66 | VCBT | 2012-13 | load
Cranbourne(UE) | 0 | VCB5 | 2012-13 | load
EastRowville(SPIElectricity) | 66 | VER2 | 2012-13 | load
EastRowville(UE) | 0 | VERT | 2012-13 | load
FishermensBend(CITIPOWER) | 66 | VFBT | 2012-13 | load
FishermensBend(POWERCOR) | 0 | VFB2 | 2012-13 | load
Fosterville | 220 | VFVT | 2012-13 | load
Geelong | 66 | VGT6 | 2012-13 | load
Glenrowan | 66 | VGNT | 2012-13 | load
Heatherton | 66 | VHTS | 2012-13 | load
Heywood | 22 | VHY2 | 2012-13 | load
Horsham | 66 | VHOT | 2012-13 | load
Keilor(Jemena) | 66 | VKT2 | 2012-13 | load
Keilor(POWERCOR) | 66 | VKTS | 2012-13 | load
Kerang | 22 | VKG2 | 2012-13 | load
Kerang | 66 | VKG6 | 2012-13 | load
Khancoban | 330 | NKHN | 2012-13 | load
LoyYangSubstation | 66 | VLY6 | 2012-13 | load
Malvern | 22 | VMT2 | 2012-13 | load
Malvern | 66 | VMT6 | 2012-13 | load
MorwellTS | 66 | VMWT | 2012-13 | load
MtBeauty | 66 | VMBT | 2012-13 | load
Portland | 500 | VAPD | 2012-13 | load
PtHenry | 220 | VPTH | 2012-13 | load
RedCliffs | 22 | VRC2 | 2012-13 | load
RedCliffs | 66 | VRC6 | 2012-13 | load
RedCliffs(CE) | 66 | VRCA | 2012-13 | load
Richmond | 22 | VRT2 | 2012-13 | load
Richmond(CITIPOWER) | 66 | VRT7 | 2012-13 | load
Richmond(UE) | 0 | VRT6 | 2012-13 | load
Ringwood(SPIElectricity) | 22 | VRW3 | 2012-13 | load
Ringwood(SPIElectricity) | 66 | VRW7 | 2012-13 | load
Ringwood(UE) | 0 | VRW2 | 2012-13 | load
Ringwood(UE) | 0 | VRW6 | 2012-13 | load
Shepparton | 66 | VSHT | 2012-13 | load
SouthMorang | 66 | VSM6 | 2012-13 | load
SouthMorang | 66 | VSMT | 2012-13 | load
Springvale(CITIPOWER) | 66 | VSVT | 2012-13 | load
Springvale(UE) | 0 | VSV2 | 2012-13 | load
Templestowe(CITIPOWER) | 66 | VTS2 | 2012-13 | load
Templestowe(Jemena) | 0 | VTST | 2012-13 | load
Templestowe(SPIElectricity) | 0 | VTS3 | 2012-13 | load
Templestowe(UE) | 0 | VTS4 | 2012-13 | load
Terang | 66 | VTGT | 2012-13 | load
Thomastown(Jemena) | 66 | VTTS | 2012-13 | load
Thomastown(SPIElectricity) | 0 | VTT2 | 2012-13 | load
Tyabb | 66 | VTBT | 2012-13 | load
WemenTS | 66 | VWET | 2012-13 | load
WestMelbourne | 22 | VWM2 | 2012-13 | load
WestMelbourne(CITIPOWER) | 66 | VWM7 | 2012-13 | load
WestMelbourne(Jemena) | 0 | VWM6 | 2012-13 | load
Wodonga | 22 | VWO2 | 2012-13 | load
Wodonga | 66 | VWO6 | 2012-13 | load
Yallourn | 11 | VYP1 | 2012-13 | load
AngleseaPS | 220 | VAPS | 2012-13 | gen
BairnsdaleUnit1 | 0 | VBDL | 2012-13 | gen
BairnsdaleUnit2 | 0 | VBDL | 2012-13 | gen
BallaratHealthServices | 0 | VBAT | 2012-13 | gen
Banimboola | 220 | VDPS | 2012-13 | gen
Basslink(LoyYangPowerStationSwitchyard)TasmaniatoVictoria | 500 | VTBL | 2012-13 | gen
Basslink(LoyYangPowerStationSwitchyard)VictoriatoTasmania | 500 | VTBL | 2012-13 | gen
BrooklynLandfill | 0 | VBL6 | 2012-13 | gen
CodringtonWindFarm | 0 | VTGT | 2012-13 | gen
DartmouthPS | 220 | VDPS | 2012-13 | gen
EildonPSUnit1 | 220 | VEPS | 2012-13 | gen
EildonPSUnit2 | 220 | VEPS | 2012-13 | gen
HallamMiniHydro | 0 | VER2 | 2012-13 | gen
HazelwoodPSLoad | 220 | VHWP | 2012-13 | gen
HazelwoodPSUnit1 | 220 | VHWP | 2012-13 | gen
HazelwoodPSUnit2 | 220 | VHWP | 2012-13 | gen
HazelwoodPSUnit3 | 220 | VHWP | 2012-13 | gen
HazelwoodPSUnit4 | 220 | VHWP | 2012-13 | gen
HazelwoodPSUnit5 | 220 | VHWP | 2012-13 | gen
HazelwoodPSUnit6 | 220 | VHWP | 2012-13 | gen
HazelwoodPSUnit7 | 220 | VHWP | 2012-13 | gen
HazelwoodPSUnit8 | 220 | VHWP | 2012-13 | gen
HepburnCommunityWF | 0 | VBAT | 2012-13 | gen
Hume(VictorianShare) | 0 | VHUM | 2012-13 | gen
JeeralangAPSUnit1 | 220 | VJLG | 2012-13 | gen
JeeralangAPSUnit2 | 220 | VJLG | 2012-13 | gen
JeeralangAPSUnit3 | 220 | VJLG | 2012-13 | gen
JeeralangAPSUnit4 | 220 | VJLG | 2012-13 | gen
JeeralangBPSUnit1 | 220 | VJLG | 2012-13 | gen
JeeralangBPSUnit2 | 220 | VJLG | 2012-13 | gen
JeeralangBPSUnit3 | 220 | VJLG | 2012-13 | gen
JindabynepumpatGuthega | 132 | NGJP | 2012-13 | gen
Laverton | 220 | VAT2 | 2012-13 | gen
Longford | 0 | VMWT | 2012-13 | gen
LoyYangAPSLoad | 500 | VLYP | 2012-13 | gen
LoyYangAPSUnit1 | 500 | VLYP | 2012-13 | gen
LoyYangAPSUnit2 | 500 | VLYP | 2012-13 | gen
LoyYangAPSUnit3 | 500 | VLYP | 2012-13 | gen
LoyYangAPSUnit4 | 500 | VLYP | 2012-13 | gen
LoyYangBPSUnit1 | 500 | VLYP | 2012-13 | gen
LoyYangBPSUnit2 | 500 | VLYP | 2012-13 | gen
MacarthurWindFarm | 500 | VTRT | 2012-13 | gen
McKayCreek/BogongPS | 220 | VT14 | 2012-13 | gen
MorningtonLandfillSiteGenerator | 0 | VTBT | 2012-13 | gen
MortlakeUnit1 | 500 | VM0P | 2012-13 | gen
MortlakeUnit2 | 500 | VM0P | 2012-13 | gen
MorwellPSG1,2and3 | 11 | VMWG | 2012-13 | gen
MorwellPSG4 | 11 | VMWP | 2012-13 | gen
MorwellPSG5 | 11 | VMWP | 2012-13 | gen
MorwellPSLoad | 11 | VMWT | 2012-13 | gen
Murray | 330 | NMUR | 2012-13 | gen
NewportPS | 220 | VNPS | 2012-13 | gen
OaklandsHillWindFarm | 0 | VTGT | 2012-13 | gen
Portland500DU1 | 500 | VAPD | 2012-13 | gen
Portland500DU2 | 500 | VAPD | 2012-13 | gen
PtHenryDU1 | 220 | VPTH | 2012-13 | gen
PtHenryDU2 | 220 | VPTH | 2012-13 | gen
PtHenryDU3 | 220 | VPTH | 2012-13 | gen
SheppartonWasteGas | 0 | VSHT | 2012-13 | gen
SomertonPowerStation | 0 | VSOM | 2012-13 | gen
SunshineEnergyPark | 0 | VKTS | 2012-13 | gen
SymexEmbeddedGen | 0 | VFBT | 2012-13 | gen
Tatura | 0 | VSHT | 2012-13 | gen
TooraWindFarm | 0 | VMWT | 2012-13 | gen
ValleyPowerPS | 500 | VLYP | 2012-13 | gen
VICSMLT | 220 | VAPS | 2012-13 | gen
WaubraWindFarm | 220 | VWBT | 2012-13 | gen
WestKiewaPSUnit1 | 220 | VWKP | 2012-13 | gen
WestKiewaPSUnit2 | 220 | VWKP | 2012-13 | gen
WonthaggiWindFarm | 0 | VMWT | 2012-13 | gen
WyndhamLandfillSiteGenerator | 0 | VATS | 2012-13 | gen
YallournWPS220Load | 220 | VYP2 | 2012-13 | gen
YallournWPS220Unit1 | 500 | VYP3 | 2012-13 | gen
YallournWPS220Unit2 | 220 | VYP2 | 2012-13 | gen
YallournWPS220Unit3 | 220 | VYP2 | 2012-13 | gen
YallournWPS220Unit4 | 220 | VYP2 | 2012-13 | gen
YambukWindFarm | 0 | VTGT | 2012-13 | gen
(Basslink)SwitchyardStationPowerYangLoy | 500 | VTBL | 2008-09 | load
*Khancoban | 330 | NKHN | 2008-09 | load
Altona | 66 | VATS | 2008-09 | load
Ballarat | 66 | VBAT | 2008-09 | load
Bendigo | 22 | VBE2 | 2008-09 | load
Bendigo | 66 | VBE6 | 2008-09 | load
BHPWesternPort | 220 | VJLA | 2008-09 | load
Brooklyn(AAE) | 22 | VBL2 | 2008-09 | load
Brooklyn(AAE) | 66 | VBL6 | 2008-09 | load
Brooklyn(CITIPOWER | 0 | VBL8 | 2008-09 | load
Brooklyn(POWERCOR) | 0 | VBL3 | 2008-09 | load
Brooklyn(POWERCOR) | 0 | VBL7 | 2008-09 | load
Brunswick(AAE) | 22 | VBTS | 2008-09 | load
Brunswick(CITIPOWER) | 0 | VBT2 | 2008-09 | load
Cranbourne(TXU) | 66 | VCBT | 2008-09 | load
Cranbourne(UE) | 0 | VCB5 | 2008-09 | load
EastRowville(TXU) | 66 | VER2 | 2008-09 | load
EastRowville(UE) | 0 | VERT | 2008-09 | load
FishermensBend(CITIPOWER) | 66 | VFBT | 2008-09 | load
FishermensBend(POWERCOR) | 0 | VFB2 | 2008-09 | load
Fosterville | 220 | VFVT | 2008-09 | load
Geelong | 66 | VGT6 | 2008-09 | load
Glenrowan | 66 | VGNT | 2008-09 | load
Heatherton | 66 | VHTS | 2008-09 | load
Horsham | 66 | VHOT | 2008-09 | load
Keilor(AAE) | 66 | VKT2 | 2008-09 | load
Keilor(POWERCOR) | 0 | VKTS | 2008-09 | load
Kerang | 22 | VKG2 | 2008-09 | load
Kerang | 66 | VKG6 | 2008-09 | load
LoyYangSubstation | 66 | VLY6 | 2008-09 | load
Malvern | 22 | VMT2 | 2008-09 | load
Malvern | 66 | VMT6 | 2008-09 | load
MorwellTS | 66 | VMWT | 2008-09 | load
MtBeauty | 66 | VMBT | 2008-09 | load
Portland | 500 | VAPD | 2008-09 | load
PtHenry | 220 | VPTH | 2008-09 | load
RedCliffs | 22 | VRC2 | 2008-09 | load
RedCliffs | 66 | VRC6 | 2008-09 | load
RedCliffs(AI) | 66 | VRCA | 2008-09 | load
Richmond | 22 | VRT2 | 2008-09 | load
Richmond(CITIPOWER) | 66 | VRT7 | 2008-09 | load
Richmond(UE) | 0 | VRT6 | 2008-09 | load
Ringwood(TXU) | 22 | VRW3 | 2008-09 | load
Ringwood(TXU) | 66 | VRW7 | 2008-09 | load
Ringwood(UE) | 0 | VRW2 | 2008-09 | load
Ringwood(UE) | 0 | VRW6 | 2008-09 | load
Shepparton | 66 | VSHT | 2008-09 | load
Springvale(CITIPOWER) | 66 | VSVT | 2008-09 | load
Springvale(UE) | 0 | VSV2 | 2008-09 | load
Templestowe(AAE) | 66 | VTST | 2008-09 | load
Templestowe(CITIPOWER) | 0 | VTS2 | 2008-09 | load
Templestowe(TXU) | 0 | VTS3 | 2008-09 | load
Templestowe(UE) | 0 | VTS4 | 2008-09 | load
Terang | 66 | VTGT | 2008-09 | load
Thomastown(AAE) | 66 | VTTS | 2008-09 | load
Thomastown(TXU) | 0 | VTT2 | 2008-09 | load
Tyabb | 66 | VTBT | 2008-09 | load
WestMelbourne | 22 | VWM2 | 2008-09 | load
WestMelbourne(AAE) | 66 | VWM6 | 2008-09 | load
WestMelbourne(CITIPOWER) | 0 | VWM7 | 2008-09 | load
Wodonga | 22 | VWO2 | 2008-09 | load
Wodonga | 66 | VWO6 | 2008-09 | load
Yallourn | 11 | VYP1 | 2008-09 | load
*JindabynepumpatGuthega | 132 | NGJP | 2008-09 | gen
AngleseaPS | 220 | VAPS | 2008-09 | gen
BairnsdaleUnit1 | 0 | VBDL | 2008-09 | gen
BairnsdaleUnit2 | 0 | VBDL | 2008-09 | gen
Banimboola | 220 | VDPS | 2008-09 | gen
Basslink(LoyYangPowerStationSwitchyard) | 500 | VTBL | 2008-09 | gen
BrooklynLandfill | 0 | VBL6 | 2008-09 | gen
DartmouthPS | 220 | VDPS | 2008-09 | gen
EildonPSUnit1 | 220 | VEPS | 2008-09 | gen
EildonPSUnit2 | 220 | VEPS | 2008-09 | gen
HazelwoodPSLoad | 220 | VHWP | 2008-09 | gen
HazelwoodPSUnit1 | 220 | VHWP | 2008-09 | gen
HazelwoodPSUnit2 | 220 | VHWP | 2008-09 | gen
HazelwoodPSUnit3 | 220 | VHWP | 2008-09 | gen
HazelwoodPSUnit4 | 220 | VHWP | 2008-09 | gen
HazelwoodPSUnit5 | 220 | VHWP | 2008-09 | gen
HazelwoodPSUnit6 | 220 | VHWP | 2008-09 | gen
HazelwoodPSUnit7 | 220 | VHWP | 2008-09 | gen
HazelwoodPSUnit8 | 220 | VHWP | 2008-09 | gen
HRLSite(TramwayRoadPS) | 0 | VMWT | 2008-09 | gen
Hume(VictorianShare) | 0 | VHUM | 2008-09 | gen
JeeralangAPSUnit1 | 220 | VJLG | 2008-09 | gen
JeeralangAPSUnit2 | 220 | VJLG | 2008-09 | gen
JeeralangAPSUnit3 | 220 | VJLG | 2008-09 | gen
JeeralangAPSUnit4 | 220 | VJLG | 2008-09 | gen
JeeralangBPSUnit1 | 220 | VJLG | 2008-09 | gen
JeeralangBPSUnit2 | 220 | VJLG | 2008-09 | gen
JeeralangBPSUnit3 | 220 | VJLG | 2008-09 | gen
Laverton | 220 | VAT2 | 2008-09 | gen
Longford | 0 | VMWT | 2008-09 | gen
LoyYangAPSLoad | 500 | VLYP | 2008-09 | gen
LoyYangAPSUnit1 | 500 | VLYP | 2008-09 | gen
LoyYangAPSUnit2 | 500 | VLYP | 2008-09 | gen
LoyYangAPSUnit3 | 500 | VLYP | 2008-09 | gen
LoyYangAPSUnit4 | 500 | VLYP | 2008-09 | gen
LoyYangBPSUnit1 | 500 | VLYP | 2008-09 | gen
LoyYangBPSUnit2 | 500 | VLYP | 2008-09 | gen
McKayCreekPSUnit1 | 220 | VMKP | 2008-09 | gen
McKayCreekPSUnit2 | 220 | VMKP | 2008-09 | gen
MorwellPSG1,2and3 | 11 | VMWG | 2008-09 | gen
MorwellPSG4 | 11 | VMWP | 2008-09 | gen
MorwellPSG5 | 11 | VMWP | 2008-09 | gen
MorwellPSLoad | 11 | VMWT | 2008-09 | gen
Murray | 330 | NMUR | 2008-09 | gen
NewportPS | 220 | VNPS | 2008-09 | gen
Portland500DU1 | 500 | VAPD | 2008-09 | gen
Portland500DU2 | 500 | VAPD | 2008-09 | gen
PtHenryDU1 | 220 | VPTH | 2008-09 | gen
PtHenryDU2 | 220 | VPTH | 2008-09 | gen
PtHenryDU3 | 220 | VPTH | 2008-09 | gen
SomertonPowerStation | 0 | VSOM | 2008-09 | gen
SunshineEnergyPark | 0 | VKTS | 2008-09 | gen
Tatura | 0 | VSHT | 2008-09 | gen
TooraWindFarm | 0 | VMWT | 2008-09 | gen
ValleyPowerPS | 500 | VLYP | 2008-09 | gen
VICSMLT | 220 | VAPS | 2008-09 | gen
WestKiewaPSUnit1 | 220 | VWKP | 2008-09 | gen
WestKiewaPSUnit2 | 220 | VWKP | 2008-09 | gen
WonthaggiWindFarm | 0 | VMWT | 2008-09 | gen
YallournWPS220Load | 220 | VYP2 | 2008-09 | gen
YallournWPS220Unit1 | 220 | VYP3 | 2008-09 | gen
YallournWPS220Unit2 | 220 | VYP2 | 2008-09 | gen
YallournWPS220Unit3 | 220 | VYP2 | 2008-09 | gen
YallournWPS220Unit4 | 220 | VYP2 | 2008-09 | gen
YambukWindFarm | 0 | VTGT | 2008-09 | gen
Altona | 220 | VAT2 | 2013-14 | load
Altona | 66 | VATS | 2013-14 | load
Ballarat | 66 | VBAT | 2013-14 | load
Bendigo | 22 | VBE2 | 2013-14 | load
Bendigo | 66 | VBE6 | 2013-14 | load
BHPWesternPort | 220 | VJLA | 2013-14 | load
Brooklyn(Jemena) | 22 | VBL2 | 2013-14 | load
Brooklyn(Jemena) | 66 | VBL6 | 2013-14 | load
Brooklyn(POWERCOR) | 0 | VBL3 | 2013-14 | load
Brooklyn(POWERCOR) | 0 | VBL7 | 2013-14 | load
Brunswick(CITIPOWER) | 22 | VBT2 | 2013-14 | load
Brunswick(Jemena) | 0 | VBTS | 2013-14 | load
Cranbourne | 220 | VCB2 | 2013-14 | load
Cranbourne(SPIElectricity) | 66 | VCBT | 2013-14 | load
Cranbourne(UE) | 0 | VCB5 | 2013-14 | load
EastRowville(SPIElectricity) | 66 | VER2 | 2013-14 | load
EastRowville(UE) | 0 | VERT | 2013-14 | load
FishermensBend(CITIPOWER) | 66 | VFBT | 2013-14 | load
FishermensBend(POWERCOR) | 0 | VFB2 | 2013-14 | load
Fosterville | 220 | VFVT | 2013-14 | load
Geelong | 66 | VGT6 | 2013-14 | load
Glenrowan | 66 | VGNT | 2013-14 | load
Heatherton | 66 | VHTS | 2013-14 | load
Heywood | 22 | VHY2 | 2013-14 | load
Horsham | 66 | VHOT | 2013-14 | load
Keilor(Jemena) | 66 | VKT2 | 2013-14 | load
Keilor(POWERCOR) | 66 | VKTS | 2013-14 | load
Kerang | 22 | VKG2 | 2013-14 | load
Kerang | 66 | VKG6 | 2013-14 | load
Khancoban | 330 | NKHN | 2013-14 | load
LoyYangSubstation | 66 | VLY6 | 2013-14 | load
Malvern | 22 | VMT2 | 2013-14 | load
Malvern | 66 | VMT6 | 2013-14 | load
MorwellTS | 66 | VMWT | 2013-14 | load
MtBeauty | 66 | VMBT | 2013-14 | load
Portland | 500 | VAPD | 2013-14 | load
PtHenry | 220 | VPTH | 2013-14 | load
RedCliffs | 22 | VRC2 | 2013-14 | load
RedCliffs | 66 | VRC6 | 2013-14 | load
RedCliffs(CE) | 66 | VRCA | 2013-14 | load
Richmond | 22 | VRT2 | 2013-14 | load
Richmond(CITIPOWER) | 66 | VRT7 | 2013-14 | load
Richmond(UE) | 0 | VRT6 | 2013-14 | load
Ringwood(SPIElectricity) | 22 | VRW3 | 2013-14 | load
Ringwood(SPIElectricity) | 66 | VRW7 | 2013-14 | load
Ringwood(UE) | 0 | VRW2 | 2013-14 | load
Ringwood(UE) | 0 | VRW6 | 2013-14 | load
Shepparton | 66 | VSHT | 2013-14 | load
SouthMorang (Jemena) | 66 | VSM6 | 2013-14 | load
SouthMorang (AusNet) | 0 | VSMT | 2013-14 | load
Springvale(CITIPOWER) | 66 | VSVT | 2013-14 | load
Springvale(UE) | 66 | VSV2 | 2013-14 | load
Templestowe(CITIPOWER) | 66 | VTS2 | 2013-14 | load
Templestowe(Jemena) | 0 | VTST | 2013-14 | load
Templestowe(SPIElectricity) | 0 | VTS3 | 2013-14 | load
Templestowe(UE) | 0 | VTS4 | 2013-14 | load
Terang | 66 | VTGT | 2013-14 | load
Thomastown(Jemena) | 66 | VTTS | 2013-14 | load
Thomastown(SPIElectricity) | 0 | VTT2 | 2013-14 | load
Tyabb | 66 | VTBT | 2013-14 | load
WemenTS | 66 | VWET | 2013-14 | load
WestMelbourne | 22 | VWM2 | 2013-14 | load
WestMelbourne(CITIPOWER) | 66 | VWM7 | 2013-14 | load
WestMelbourne(Jemena) | 0 | VWM6 | 2013-14 | load
Wodonga | 22 | VWO2 | 2013-14 | load
Wodonga | 66 | VWO6 | 2013-14 | load
Yallourn | 11 | VYP1 | 2013-14 | load
Banimboola | 220 | VDPS | 2013-14 | gen
Basslink (Loy Yang Power Station Switchyard) Tasmania to Victoria | 500 | VTBL | 2013-14 | gen
Basslink (Loy Yang Power Station Switchyard) Victoria to Tasmania | 500 | VTBL | 2013-14 | gen
Bogong & McKay Creek PS | 220 | VT14 | 2013-14 | gen
Dartmouth PS | 220 | VDPS | 2013-14 | gen
Eildon PS 1 | 220 | VEPS | 2013-14 | gen
Eildon PS 2 | 220 | VEPS | 2013-14 | gen
Guthega - Jindabyne Pump | 132 | NGJP | 2013-14 | gen
Hazelwood PS Load | 220 | VHWP | 2013-14 | gen
Hazelwood PS Unit 1 | 220 | VHWP | 2013-14 | gen
Hazelwood PS Unit 2 | 220 | VHWP | 2013-14 | gen
Hazelwood PS Unit 3 | 220 | VHWP | 2013-14 | gen
Hazelwood PS Unit 4 | 220 | VHWP | 2013-14 | gen
Hazelwood PS Unit 5 | 220 | VHWP | 2013-14 | gen
Hazelwood PS Unit 6 | 220 | VHWP | 2013-14 | gen
Hazelwood PS Unit 7 | 220 | VHWP | 2013-14 | gen
Hazelwood PS Unit 8 | 220 | VHWP | 2013-14 | gen
Jeeralang A PS Unit 1 | 220 | VJLG | 2013-14 | gen
Jeeralang A PS Unit 2 | 220 | VJLG | 2013-14 | gen
Jeeralang A PS Unit 3 | 220 | VJLG | 2013-14 | gen
Jeeralang A PS Unit 4 | 220 | VJLG | 2013-14 | gen
Jeeralang B PS Unit 1 | 220 | VJLG | 2013-14 | gen
Jeeralang B PS Unit 2 | 220 | VJLG | 2013-14 | gen
Jeeralang B PS Unit 3 | 220 | VJLG | 2013-14 | gen
Laverton PS | 220 | VAT2 | 2013-14 | gen
Loy Yang A PS Load | 500 | VLYP | 2013-14 | gen
Loy Yang A PS Unit 1 | 500 | VLYP | 2013-14 | gen
Loy Yang A PS Unit 2 | 500 | VLYP | 2013-14 | gen
Loy Yang A PS Unit 3 | 500 | VLYP | 2013-14 | gen
Loy Yang A PS Unit 4 | 500 | VLYP | 2013-14 | gen
Loy Yang B PS Unit 1 | 500 | VLYP | 2013-14 | gen
Loy Yang B PS Unit 2 | 500 | VLYP | 2013-14 | gen
Macarthur WF | 500 | VTRT | 2013-14 | gen
Mortlake PS Unit 1 | 500 | VM0P | 2013-14 | gen
Mortlake PS Unit 2 | 500 | VM0P | 2013-14 | gen
Morwell PS G1 G2 And G3 | 66 | VMWG | 2013-14 | gen
Morwell PS G4 | 11 | VMWP | 2013-14 | gen
Morwell PS G5 | 11 | VMWP | 2013-14 | gen
Morwell PS Load | 66 | VMWT | 2013-14 | gen
Murray | 330 | NMUR | 2013-14 | gen
Newport PS | 220 | VNPS | 2013-14 | gen
Oaklands Hill WF | 0 | VTGT | 2013-14 | gen
Portland DU 1 | 500 | VAPD | 2013-14 | gen
Portland DU 2 | 500 | VAPD | 2013-14 | gen
Pt H - Anglesea PS - Vic SMLT | 220 | VAPS | 2013-14 | gen
Pt Henry 1 | 220 | VPTH | 2013-14 | gen
Pt Henry 2 | 220 | VPTH | 2013-14 | gen
Pt Henry 3 | 220 | VPTH | 2013-14 | gen
Valley Power Unit 1 | 500 | VLYP | 2013-14 | gen
Waubra WF | 220 | VWBT | 2013-14 | gen
West Kiewa PS 1 | 220 | VWKP | 2013-14 | gen
West Kiewa PS 2 | 220 | VWKP | 2013-14 | gen
Yallourn W PS 220 Unit 2 | 220 | VYP2 | 2013-14 | gen
Yallourn W PS Load | 220 | VYP2 | 2013-14 | gen
Yallourn W PS Unit 1 | 220 | VYP3 | 2013-14 | gen
Yallourn W PS Unit 3 | 220 | VYP2 | 2013-14 | gen
Yallourn W PS Unit 4 | 220 | VYP2 | 2013-14 | gen

## Vic2005-06
connection | voltage | TNI | year | Generator/load | Connection point ID (generator only) | DNSP gen/multimple DNSP
Altona | 66 | VATS | 2005-06 | load |  | no
Altona | 220 | VAT2 | 2005-06 | load |  | no
Ballarat | 66 | VBAT | 2005-06 | load |  | no
Bendigo 22 | 22 | VBE2 | 2005-06 | load |  | no
Bendigo 66 | 66 | VBE6 | 2005-06 | load |  | no
BHP Western Port | 220 | VJLA | 2005-06 | load |  | no
Brooklyn 22 (AGL) | 22 | VBL2 | 2005-06 | load |  | no
Brooklyn 22 (POWERCOR) |  | VBL3 | 2005-06 | load |  | 22
Brooklyn 66 (AGL) | 66 | VBL6 | 2005-06 | load |  | no
Brooklyn 66 (CITIPOWER) |  | VBL8 | 2005-06 | load |  | 66
Brooklyn 66 (POWERCOR) |  | VBL7 | 2005-06 | load |  | 66
Brunswick (AGL) | 22 | VBTS | 2005-06 | load |  | no
Brunswick (CITIPOWER) |  | VBT2 | 2005-06 | load |  | 22
Cranbourne (TXU) | 66 | VCBT | 2005-06 | load |  | no
Cranbourne (UE) |  | VCB5 | 2005-06 | load |  | 66
East Rowville (TXU) | 66 | VER2 | 2005-06 | load |  | no
East Rowville (UE) |  | VERT | 2005-06 | load |  | 66
Fishermens Bend (CITIPOWER) | 66 | VFBT | 2005-06 | load |  | no
Fishermens Bend (POWERCOR) |  | VFB2 | 2005-06 | load |  | 66
Fosterville | 220 | VFVT | 2005-06 | load |  | no
Frankston | 66 | VFTS | 2005-06 | load |  | no
Geelong | 66 | VGT6 | 2005-06 | load |  | no
Glenrowan | 66 | VGNT | 2005-06 | load |  | no
Heatherton | 66 | VHTS | 2005-06 | load |  | no
Horsham | 66 | VHOT | 2005-06 | load |  | no
Keilor (AGL) | 66 | VKT2 | 2005-06 | load |  | no
Keilor (POWERCOR) |  | VKTS | 2005-06 | load |  | 66
Kerang 22 | 22 | VKG2 | 2005-06 | load |  | no
Kerang 66 | 66 | VKG6 | 2005-06 | load |  | no
Loy Yang Substation | 66 | VLY6 | 2005-06 | load |  | no
Malvern 22 | 22 | VMT2 | 2005-06 | load |  | no
Malvern 66 | 66 | VMT6 | 2005-06 | load |  | no
Morwell TS | 66 | VMWT | 2005-06 | load |  | no
Mt Beauty | 66 | VMBT | 2005-06 | load |  | no
Portland | 500 | VAPD | 2005-06 | load |  | no
Pt Henry | 220 | VPTH | 2005-06 | load |  | no
Red Cliffs 22 | 22 | VRC2 | 2005-06 | load |  | no
Red Cliffs 66 | 66 | VRC6 | 2005-06 | load |  | no
Red Cliffs 66 (AI) | 66 | VRCA | 2005-06 | load |  | no
Richmond 22 | 22 | VRT2 | 2005-06 | load |  | no
Richmond 66 (CITIPOWER) | 66 | VRT7 | 2005-06 | load |  | no
Richmond 66 (UE) |  | VRT6 | 2005-06 | load |  | 66
Ringwood 22 (TXU) | 22 | VRW3 | 2005-06 | load |  | no
Ringwood 22 (UE) |  | VRW2 | 2005-06 | load |  | 22
Ringwood 66 (TXU) | 66 | VRW7 | 2005-06 | load |  | no
Ringwood 66 (UE) |  | VRW6 | 2005-06 | load |  | 22
Shepparton | 66 | VSHT | 2005-06 | load |  | no
Springvale (CITIPOWER) | 66 | VSVT | 2005-06 | load |  | no
Springvale (UE) |  | VSV2 | 2005-06 | load |  | 66
Templestowe (AGL) | 66 | VTST | 2005-06 | load |  | no
Templestowe (CITIPOWER) |  | VTS2 | 2005-06 | load |  | 66
Templestowe (TXU) |  | VTS3 | 2005-06 | load |  | 66
Templestowe (UE) |  | VTS4 | 2005-06 | load |  | 66
Terang | 66 | VTGT | 2005-06 | load |  | no
Thomastown (AGL) | 66 | VTTS | 2005-06 | load |  | no
Thomastown (TXU) |  | VTT2 | 2005-06 | load |  | 66
Tyabb | 66 | VTBT | 2005-06 | load |  | no
West Melbourne 22 | 22 | VWM2 | 2005-06 | load |  | no
West Melbourne 66 (AGL) | 66 | VWM6 | 2005-06 | load |  | no
West Melbourne 66 (CITIPOWER) |  | VWM7 | 2005-06 | load |  | 66
Wodonga 22 | 22 | VWO2 | 2005-06 | load |  | no
Wodonga 66 | 66 | VWO6 | 2005-06 | load |  | no
Yallourn | 11 | VYP1 | 2005-06 | load |  | no
Anglesea PS | 220 | VAPS | 2005-06 | Gen |  | no
Bairnsdale Unit 112 |  | VBDL | 2005-06 | Gen |  | 66
Bairnsdale Unit 2 |  | VBDL | 2005-06 | Gen |  | 66
Banimboola | 220 | VDPS | 2005-06 | Gen |  | no
Basslink (Loy Yang Power Station Switchyard) | 500 | VLYP | 2005-06 | Gen |  | no
Brooklyn Landfill |  | VBL6 | 2005-06 | Gen |  | 22
Clover PS Unit 1 |  | VMBT | 2005-06 | Gen |  | 66
Clover PS Unit 2 |  | VMBT | 2005-06 | Gen |  | 66
Dartmouth PS | 220 | VDPS | 2005-06 | Gen |  | no
Eildon PS Unit 1 | 220 | VEPS | 2005-06 | Gen |  | no
Eildon PS Unit 2 | 220 | VEPS | 2005-06 | Gen |  | no
Hazelwood PS Load | 220 | VHWP | 2005-06 | Gen |  | no
Hazelwood PS Unit 1 | 220 | VHWP | 2005-06 | Gen |  | no
Hazelwood PS Unit 2 | 220 | VHWP | 2005-06 | Gen |  | no
Hazelwood PS Unit 3 | 220 | VHWP | 2005-06 | Gen |  | no
Hazelwood PS Unit 4 | 220 | VHWP | 2005-06 | Gen |  | no
Hazelwood PS Unit 5 | 220 | VHWP | 2005-06 | Gen |  | no
Hazelwood PS Unit 6 | 220 | VHWP | 2005-06 | Gen |  | no
Hazelwood PS Unit 7 | 220 | VHWP | 2005-06 | Gen |  | no
Hazelwood PS Unit 8 | 220 | VHWP | 2005-06 | Gen |  | no
HRL Site (Tramway Road PS) |  | VMWT | 2005-06 | Gen |  | 66
Hume (Victorian Share) |  | VHUM | 2005-06 | Gen |  | 22
Jeeralang A PS Unit 1 | 220 | VJLG | 2005-06 | Gen |  | no
Jeeralang A PS Unit 2 | 220 | VJLG | 2005-06 | Gen |  | no
Jeeralang A PS Unit 3 | 220 | VJLG | 2005-06 | Gen |  | no
Jeeralang A PS Unit 4 | 220 | VJLG | 2005-06 | Gen |  | no
Jeeralang B PS Unit 1 | 220 | VJLG | 2005-06 | Gen |  | no
Jeeralang B PS Unit 2 | 220 | VJLG | 2005-06 | Gen |  | no
Jeeralang B PS Unit 3 | 220 | VJLG | 2005-06 | Gen |  | no
Laverton | 220 | VAT2 | 2005-06 | Gen |  | no
Longford |  | VMWT | 2005-06 | Gen |  | 66
Loy Yang A PS Load | 500 | VLYP | 2005-06 | Gen |  | no
Loy Yang A PS Unit 1 | 500 | VLYP | 2005-06 | Gen |  | no
Loy Yang A PS Unit 2 | 500 | VLYP | 2005-06 | Gen |  | no
Loy Yang A PS Unit 3 | 500 | VLYP | 2005-06 | Gen |  | no
Loy Yang A PS Unit 4 | 500 | VLYP | 2005-06 | Gen |  | no
Loy Yang B PS Unit 1 | 500 | VLYP | 2005-06 | Gen |  | no
Loy Yang B PS Unit 2 | 500 | VLYP | 2005-06 | Gen |  | no
McKay Creek PS Unit 1 | 220 | VMKP | 2005-06 | Gen |  | no
McKay Creek PS Unit 2 | 220 | VMKP | 2005-06 | Gen |  | no
Morwell PS G1, 2 and 3 | 11 | VMWG | 2005-06 | Gen |  | 11
Morwell PS G4 | 11 | VMWP | 2005-06 | Gen |  | 11
Morwell PS G5 | 11 | VMWP | 2005-06 | Gen |  | 11
Morwell PS Load | 11 | VMWT | 2005-06 | Gen |  | 11
Newport PS | 220 | VNPS | 2005-06 | Gen |  | no
Portland 500 DU 1 | 500 | VAPD | 2005-06 | Gen |  | no
Portland 500 DU 2 | 500 | VAPD | 2005-06 | Gen |  | no
Pt Henry DU 1 | 220 | VPTH | 2005-06 | Gen |  | no
Pt Henry DU 2 | 220 | VPTH | 2005-06 | Gen |  | no
Pt Henry DU 3 | 220 | VPTH | 2005-06 | Gen |  | no
Somerton Power Station13 |  | VSOM | 2005-06 | Gen |  | 66
Sunshine Energy Park |  | VKTS | 2005-06 | Gen |  | 66
Toora Wind Farm |  | VMWT | 2005-06 | Gen |  | 66
Valley Power Unit 1 | 500 | VLYP | 2005-06 | Gen |  | no
Valley Power Unit 2 | 500 | VLYP | 2005-06 | Gen |  | no
Valley Power Unit 3 | 500 | VLYP | 2005-06 | Gen |  | no
Valley Power Unit 4 | 500 | VLYP | 2005-06 | Gen |  | no
Valley Power Unit 5 | 500 | VLYP | 2005-06 | Gen |  | no
Valley Power Unit 6 | 500 | VLYP | 2005-06 | Gen |  | no
VICSMLT | 220 | VAPS | 2005-06 | Gen |  | no
West Kiewa PS Unit 1 | 220 | VWKP | 2005-06 | Gen |  | no
West Kiewa PS Unit 2 | 220 | VWKP | 2005-06 | Gen |  | no
Wonthaggi Wind Farm |  | VMWT | 2005-06 | Gen |  | 22
Yallourn W PS 220 Load | 220 | VYP2 | 2005-06 | Gen |  | no
Yallourn W PS 220 Unit 1 | 220 | VYP3 | 2005-06 | Gen |  | no
Yallourn W PS 220 Unit 2 | 220 | VYP2 | 2005-06 | Gen |  | no
Yallourn W PS 220 Unit 3 | 220 | VYP2 | 2005-06 | Gen |  | no
Yallourn W PS 220 Unit 4 | 220 | VYP2 | 2005-06 | Gen |  | no
Yambuk Wind Farm |  | VTGT | 2005-06 | Gen |  | 66

## Vic2006-07
connection | voltage | TNI | year | Generator/load | Connection point ID (generator only) | DNSP gen/multimple DNSP
Altona | 66 | VATS | 2006-07 | load |  | no
Altona | 220 | VAT2 | 2006-07 | load |  | no
Ballarat | 66 | VBAT | 2006-07 | load |  | no
Bendigo22 | 22 | VBE2 | 2006-07 | load |  | no
Bendigo66 | 66 | VBE6 | 2006-07 | load |  | no
BHPWesternPort | 220 | VJLA | 2006-07 | load |  | no
Brooklyn22(AGL) | 22 | VBL2 | 2006-07 | load |  | no
Brooklyn22(POWERCOR) |  | VBL3 | 2006-07 | load |  | 22
Brooklyn66(AGL) | 66 | VBL6 | 2006-07 | load |  | no
Brooklyn66(CITIPOWER) |  | VBL8 | 2006-07 | load |  | 66
Brooklyn66(POWERCOR) |  | VBL7 | 2006-07 | load |  | 66
Brunswick(AGL) | 22 | VBTS | 2006-07 | load |  | no
Brunswick(CITIPOWER) |  | VBT2 | 2006-07 | load |  | 22
Cranbourne(TXU) | 66 | VCBT | 2006-07 | load |  | no
Cranbourne(UE) |  | VCB5 | 2006-07 | load |  | 66
EastRowville(TXU) | 66 | VER2 | 2006-07 | load |  | no
EastRowville(UE) |  | VERT | 2006-07 | load |  | 66
FishermensBend(CITIPOWER) | 66 | VFBT | 2006-07 | load |  | no
FishermensBend(POWERCOR) |  | VFB2 | 2006-07 | load |  | 66
Fosterville | 220 | VFVT | 2006-07 | load |  | no
Geelong | 66 | VGT6 | 2006-07 | load |  | no
Glenrowan | 66 | VGNT | 2006-07 | load |  | no
Heatherton | 66 | VHTS | 2006-07 | load |  | no
Horsham | 66 | VHOT | 2006-07 | load |  | no
Keilor(AGL) | 66 | VKT2 | 2006-07 | load |  | no
Keilor(POWERCOR) |  | VKTS | 2006-07 | load |  | 66
Kerang22 | 22 | VKG2 | 2006-07 | load |  | no
Kerang66 | 66 | VKG6 | 2006-07 | load |  | no
LoyYangSubstation | 66 | VLY6 | 2006-07 | load |  | no
Malvern22 | 22 | VMT2 | 2006-07 | load |  | no
Malvern66 | 66 | VMT6 | 2006-07 | load |  | no
MorwellTS | 66 | VMWT | 2006-07 | load |  | no
MtBeauty | 66 | VMBT | 2006-07 | load |  | no
Portland | 500 | VAPD | 2006-07 | load |  | no
PtHenry | 220 | VPTH | 2006-07 | load |  | no
RedCliffs22 | 22 | VRC2 | 2006-07 | load |  | no
RedCliffs66 | 66 | VRC6 | 2006-07 | load |  | no
RedCliffs66(AI) | 66 | VRCA | 2006-07 | load |  | no
Richmond22 | 22 | VRT2 | 2006-07 | load |  | no
Richmond66(CITIPOWER) | 66 | VRT7 | 2006-07 | load |  | no
Richmond66(UE) |  | VRT6 | 2006-07 | load |  | 66
Ringwood22(TXU) | 22 | VRW3 | 2006-07 | load |  | no
Ringwood22(UE) |  | VRW2 | 2006-07 | load |  | 22
Ringwood66(TXU) | 66 | VRW7 | 2006-07 | load |  | no
Ringwood66(UE) |  | VRW6 | 2006-07 | load |  | 66
Shepparton | 66 | VSHT | 2006-07 | load |  | no
Springvale(CITIPOWER) | 66 | VSVT | 2006-07 | load |  | no
Springvale(UE) |  | VSV2 | 2006-07 | load |  | 66
Templestowe(AGL) | 66 | VTST | 2006-07 | load |  | no
Templestowe(CITIPOWER) |  | VTS2 | 2006-07 | load |  | 66
Templestowe(TXU) |  | VTS3 | 2006-07 | load |  | 66
Templestowe(UE) |  | VTS4 | 2006-07 | load |  | 66
Terang | 66 | VTGT | 2006-07 | load |  | no
Thomastown(AGL) | 66 | VTTS | 2006-07 | load |  | no
Thomastown(TXU) |  | VTT2 | 2006-07 | load |  | 66
Tyabb | 66 | VTBT | 2006-07 | load |  | no
WestMelbourne22 | 22 | VWM2 | 2006-07 | load |  | no
WestMelbourne66(AGL) | 66 | VWM6 | 2006-07 | load |  | no
WestMelbourne66(CITIPOWER) |  | VWM7 | 2006-07 | load |  | 66
Wodonga22 | 22 | VWO2 | 2006-07 | load |  | no
Wodonga66 | 66 | VWO6 | 2006-07 | load |  | no
Yallourn | 11 | VYP1 | 2006-07 | load |  | no
AngleseaPS | 220 | VAPS | 2006-07 | Gen | VAPS | no
BairnsdaleUnit111 |  | VBDL | 2006-07 | Gen | VMWT2 | 66
BairnsdaleUnit211 |  | VBDL | 2006-07 | Gen | VMWT3 | 66
Banimboola | 220 | VDPS | 2006-07 | Gen | VDPS2 | no
Basslink(LoyYangPowerStationSwitchyard) | 500 | VLYP | 2006-07 | Gen | VLYP13 | no
BrooklynLandfill |  | VBL6 | 2006-07 | Gen | VBL61 | 22
CloverPSUnit110 |  | VMBT | 2006-07 | Gen | VMBT1 | 66
CloverPSUnit210 |  | VMBT | 2006-07 | Gen | VMBT2 | 66
DartmouthPS | 220 | VDPS | 2006-07 | Gen | VDPS | no
EildonPSUnit1 | 220 | VEPS | 2006-07 | Gen | VEPS1 | no
EildonPSUnit2 | 220 | VEPS | 2006-07 | Gen | VEPS2 | no
HazelwoodPSLoad | 220 | VHWP | 2006-07 | Gen | VHWPL | no
HazelwoodPSUnit1 | 220 | VHWP | 2006-07 | Gen | VHWP1 | no
HazelwoodPSUnit2 | 220 | VHWP | 2006-07 | Gen | VHWP2 | no
HazelwoodPSUnit3 | 220 | VHWP | 2006-07 | Gen | VHWP3 | no
HazelwoodPSUnit4 | 220 | VHWP | 2006-07 | Gen | VHWP4 | no
HazelwoodPSUnit5 | 220 | VHWP | 2006-07 | Gen | VHWP5 | no
HazelwoodPSUnit6 | 220 | VHWP | 2006-07 | Gen | VHWP6 | no
HazelwoodPSUnit7 | 220 | VHWP | 2006-07 | Gen | VHWP7 | no
HazelwoodPSUnit8 | 220 | VHWP | 2006-07 | Gen | VHWP8 | no
HRLSite(TramwayRoadPS) |  | VMWT | 2006-07 | Gen | VMWT4 | 66
Hume(VictorianShare) |  | VHUM | 2006-07 | Gen | VHUM | 22
JeeralangAPSUnit1 | 220 | VJLG | 2006-07 | Gen | VJLGA1 | no
JeeralangAPSUnit2 | 220 | VJLG | 2006-07 | Gen | VJLGA2 | no
JeeralangAPSUnit3 | 220 | VJLG | 2006-07 | Gen | VJLGA3 | no
JeeralangAPSUnit4 | 220 | VJLG | 2006-07 | Gen | VJLGA4 | no
JeeralangBPSUnit1 | 220 | VJLG | 2006-07 | Gen | VJLGB1 | no
JeeralangBPSUnit2 | 220 | VJLG | 2006-07 | Gen | VJLGB2 | no
JeeralangBPSUnit3 | 220 | VJLG | 2006-07 | Gen | VJLGB3 | no
Laverton | 220 | VAT2 | 2006-07 | Gen | VAT21 | no
Longford |  | VMWT | 2006-07 | Gen | VMWT6 | 66
LoyYangAPSLoad | 500 | VLYP | 2006-07 | Gen | VLYPL | no
LoyYangAPSUnit1 | 500 | VLYP | 2006-07 | Gen | VLYP1 | no
LoyYangAPSUnit2 | 500 | VLYP | 2006-07 | Gen | VLYP2 | no
LoyYangAPSUnit3 | 500 | VLYP | 2006-07 | Gen | VLYP3 | no
LoyYangAPSUnit4 | 500 | VLYP | 2006-07 | Gen | VLYP4 | no
LoyYangBPSUnit1 | 500 | VLYP | 2006-07 | Gen | VLYP5 | no
LoyYangBPSUnit2 | 500 | VLYP | 2006-07 | Gen | VLYP6 | no
McKayCreekPSUnit1 | 220 | VMKP | 2006-07 | Gen | VMKP1 | no
McKayCreekPSUnit2 | 220 | VMKP | 2006-07 | Gen | VMKP2 | no
MorwellPSG1,2and3 | 11 | VMWG | 2006-07 | Gen | VMWT1 | 11
MorwellPSG4 | 11 | VMWP | 2006-07 | Gen | VMWP4 | 11
MorwellPSG5 | 11 | VMWP | 2006-07 | Gen | VMWP5 | 11
MorwellPSLoad | 11 | VMWT | 2006-07 | Gen | VMWTL | 11
NewportPS | 220 | VNPS | 2006-07 | Gen | VNPS | no
Portland500DU1 | 500 | VAPD | 2006-07 | Gen | VAPD1 | no
Portland500DU2 | 500 | VAPD | 2006-07 | Gen | VAPD2 | no
PtHenryDU1 | 220 | VPTH | 2006-07 | Gen | VPTH1 | no
PtHenryDU2 | 220 | VPTH | 2006-07 | Gen | VPTH2 | no
PtHenryDU3 | 220 | VPTH | 2006-07 | Gen | VPTH3 | no
SomertonPowerStation14 |  | VSOM | 2006-07 | Gen | VTTS1 | 66
SunshineEnergyPark |  | VKTS | 2006-07 | Gen | VKTS1 | 66
Tatura13 |  | VSHT | 2006-07 | Gen | VSHT1 | 22
TooraWindFarm12 |  | VMWT | 2006-07 | Gen | VMWT5 | 66
ValleyPowerUnit1 | 500 | VLYP | 2006-07 | Gen | VLYP7 | no
ValleyPowerUnit2 | 500 | VLYP | 2006-07 | Gen | VLYP8 | no
ValleyPowerUnit3 | 500 | VLYP | 2006-07 | Gen | VLYP9 | no
ValleyPowerUnit4 | 500 | VLYP | 2006-07 | Gen | VLYP10 | no
ValleyPowerUnit5 | 500 | VLYP | 2006-07 | Gen | VLYP11 | no
ValleyPowerUnit6 | 500 | VLYP | 2006-07 | Gen | VLYP12 | no
VICSMLT | 220 | VAPS | 2006-07 | Gen | VAPS1 | no
WestKiewaPSUnit1 | 220 | VWKP | 2006-07 | Gen | VWKP1 | no
WestKiewaPSUnit2 | 220 | VWKP | 2006-07 | Gen | VWKP2 | no
WonthaggiWindFarm15 |  | VMWT | 2006-07 | Gen | VMWT7 | 22
YallournWPS220Load | 220 | VYP2 | 2006-07 | Gen | VYP2L | no
YallournWPS220Unit1 | 220 | VYP3 | 2006-07 | Gen | VYP21 | no
YallournWPS220Unit2 | 220 | VYP2 | 2006-07 | Gen | VYP22 | no
YallournWPS220Unit3 | 220 | VYP2 | 2006-07 | Gen | VYP23 | no
YallournWPS220Unit4 | 220 | VYP2 | 2006-07 | Gen | VYP24 | no
YambukWindFarm |  | VTGT | 2006-07 | Gen | VTGT1 | 66

## Vic2007-08
connection | voltage | TNI | year | Generator/load | Connection point ID (generator only) | DNSP gen/multimple DNSP
Altona | 66 | VATS | 2007-08 | load |  | no
Ballarat | 66 | VBAT | 2007-08 | load |  | no
Bendigo22 | 22 | VBE2 | 2007-08 | load |  | no
Bendigo66 | 66 | VBE6 | 2007-08 | load |  | no
BHPWesternPort | 220 | VJLA | 2007-08 | load |  | no
Brooklyn22(AGL) | 22 | VBL2 | 2007-08 | load |  | no
Brooklyn22(POWERCOR) |  | VBL3 | 2007-08 | load |  | 22
Brooklyn66(AGL) | 66 | VBL6 | 2007-08 | load |  | no
Brooklyn66(CITIPOWER) |  | VBL8 | 2007-08 | load |  | 66
Brooklyn66(POWERCOR) |  | VBL7 | 2007-08 | load |  | 66
Brunswick(AGL) | 22 | VBTS | 2007-08 | load |  | no
Brunswick(CITIPOWER) |  | VBT2 | 2007-08 | load |  | 22
Cranbourne(Alinta) | 66 | VCB5 | 2007-08 | load |  | no
Cranbourne(SPAusNet) |  | VCBT | 2007-08 | load |  | 66
EastRowville(Alinta) | 66 | VERT | 2007-08 | load |  | no
EastRowville(SPAusNet) |  | VER2 | 2007-08 | load |  | 66
FishermensBend(CITIPOWER) | 66 | VFBT | 2007-08 | load |  | no
FishermensBend(POWERCOR) |  | VFB2 | 2007-08 | load |  | 66
Fosterville | 220 | VFVT | 2007-08 | load |  | no
Geelong | 66 | VGT6 | 2007-08 | load |  | no
Glenrowan | 66 | VGNT | 2007-08 | load |  | no
Heatherton | 66 | VHTS | 2007-08 | load |  | no
Horsham | 66 | VHOT | 2007-08 | load |  | no
Keilor(AGL) | 66 | VKT2 | 2007-08 | load |  | no
Keilor(POWERCOR) |  | VKTS | 2007-08 | load |  | 66
Kerang22 | 22 | VKG2 | 2007-08 | load |  | no
Kerang66 | 66 | VKG6 | 2007-08 | load |  | no
LoyYangPowerStationSwitchyard(Basslink) | 500 | VTBL | 2007-08 | load |  | no
LoyYangSubstation | 66 | VLY6 | 2007-08 | load |  | no
Malvern22 | 22 | VMT2 | 2007-08 | load |  | no
Malvern66 | 66 | VMT6 | 2007-08 | load |  | no
MorwellTS | 66 | VMWT | 2007-08 | load |  | no
MtBeauty | 66 | VMBT | 2007-08 | load |  | no
Portland | 500 | VAPD | 2007-08 | load |  | no
PtHenry | 220 | VPTH | 2007-08 | load |  | no
RedCliffs (AI)66 | 66 | VRCA | 2007-08 | load |  | no
RedCliffs22 | 22 | VRC2 | 2007-08 | load |  | no
RedCliffs66 | 66 | VRC6 | 2007-08 | load |  | no
Richmond22 | 22 | VRT2 | 2007-08 | load |  | no
Richmond66(CITIPOWER) | 66 | VRT7 | 2007-08 | load |  | no
Richmond66(UE) |  | VRT6 | 2007-08 | load |  | 66
Ringwood22(TXU) | 22 | VRW3 | 2007-08 | load |  | no
Ringwood22(UE) |  | VRW2 | 2007-08 | load |  | 22
Ringwood66(TXU) | 66 | VRW7 | 2007-08 | load |  | no
Shepparton | 66 | VSHT | 2007-08 | load |  | no
Springvale(CITIPOWER) | 66 | VSVT | 2007-08 | load |  | no
Springvale(UE) |  | VSV2 | 2007-08 | load |  | 66
Templestowe(AGL) | 66 | VTST | 2007-08 | load |  | no
Templestowe(CITIPOWER) |  | VTS2 | 2007-08 | load |  | 66
Templestowe(TXU) |  | VTT2 | 2007-08 | load |  | 66
Templestowe(UE) |  | VTS4 | 2007-08 | load |  | 66
Terang | 66 | VTGT | 2007-08 | load |  | no
Thomastown (AGL) | 66 | VTT2 | 2007-08 | load |  | no
Thomastown (TXU) |  | VTST | 2007-08 | load |  | 66
Tyabb | 66 | VTBT | 2007-08 | load |  | no
West Melbourne 22 | 22 | VWM2 | 2007-08 | load |  | no
West Melbourne 66 (AGL) | 66 | VWM6 | 2007-08 | load |  | no
West Melbourne 66 (CITIPOWER) |  | VWM7 | 2007-08 | load |  | 66
Wodonga 22 | 22 | VWO2 | 2007-08 | load |  | no
Wodonga 66 | 66 | VWO6 | 2007-08 | load |  | no
Yallourn | 11 | VYP1 | 2007-08 | load |  | no
#BrooklynLandfill |  | VBL6 | 2007-08 | gen | VBL61 | 22
#HRLSite(TramwayRoadPS) |  | VMWT | 2007-08 | gen | VMWT4 | 66
#Longford |  | VMWT | 2007-08 | gen | VMWT6 | 66
#SunshineEnergyPark |  | VKTS | 2007-08 | gen | VKTS1 | 66
#Tatura |  | VSHT | 2007-08 | gen | VSHT1 | 22
#TooraWindFarm |  | VMWT | 2007-08 | gen | VMWT5 | 66
#WonthaggiWindFarm |  | VMWT | 2007-08 | gen | VMWT7 | 22
#YambukWindFarm |  | VTGT | 2007-08 | gen | VTGT1 | 66
AngleseaPS | 220 | VAPS | 2007-08 | gen | VAPS | no
BairnsdaleUnit1 |  | VBDL | 2007-08 | gen | VMWT2 | 66
BairnsdaleUnit2 |  | VBDL | 2007-08 | gen | VMWT3 | 66
Banimboola | 220 | VDPS | 2007-08 | gen | VDPS2 | no
Basslink(LoyYangPowerStationSwitchyard)6 | 500 | VTBL | 2007-08 | gen | VLYP13 | no
DartmouthPS | 220 | VDPS | 2007-08 | gen | VDPS | no
EildonPSUnit1 | 220 | VEPS | 2007-08 | gen | VEPS1 | no
EildonPSUnit2 | 220 | VEPS | 2007-08 | gen | VEPS2 | no
HazelwoodPSLoad | 220 | VHWP | 2007-08 | gen | VHWPL | no
HazelwoodPSUnit1 | 220 | VHWP | 2007-08 | gen | VHWP1 | no
HazelwoodPSUnit2 | 220 | VHWP | 2007-08 | gen | VHWP2 | no
HazelwoodPSUnit3 | 220 | VHWP | 2007-08 | gen | VHWP3 | no
HazelwoodPSUnit4 | 220 | VHWP | 2007-08 | gen | VHWP4 | no
HazelwoodPSUnit5 | 220 | VHWP | 2007-08 | gen | VHWP5 | no
HazelwoodPSUnit6 | 220 | VHWP | 2007-08 | gen | VHWP6 | no
HazelwoodPSUnit7 | 220 | VHWP | 2007-08 | gen | VHWP7 | no
HazelwoodPSUnit8 | 220 | VHWP | 2007-08 | gen | VHWP8 | no
Hume(VictorianShare) |  | VHUM | 2007-08 | gen | VHUM | 22
JeeralangAPSUnit1 | 220 | VJLG | 2007-08 | gen | VJLGA1 | no
JeeralangAPSUnit2 | 220 | VJLG | 2007-08 | gen | VJLGA2 | no
JeeralangAPSUnit3 | 220 | VJLG | 2007-08 | gen | VJLGA3 | no
JeeralangAPSUnit4 | 220 | VJLG | 2007-08 | gen | VJLGA4 | no
JeeralangBPSUnit1 | 220 | VJLG | 2007-08 | gen | VJLGB1 | no
JeeralangBPSUnit2 | 220 | VJLG | 2007-08 | gen | VJLGB2 | no
JeeralangBPSUnit3 | 220 | VJLG | 2007-08 | gen | VJLGB3 | no
Laverton | 220 | VAT2 | 2007-08 | gen | VAT21 | no
LoyYangAPSLoad | 500 | VLYP | 2007-08 | gen | VLYPL | no
LoyYangAPSUnit1 | 500 | VLYP | 2007-08 | gen | VLYP1 | no
LoyYangAPSUnit2 | 500 | VLYP | 2007-08 | gen | VLYP2 | no
LoyYangAPSUnit3 | 500 | VLYP | 2007-08 | gen | VLYP3 | no
LoyYangAPSUnit4 | 500 | VLYP | 2007-08 | gen | VLYP4 | no
LoyYangBPSUnit1 | 500 | VLYP | 2007-08 | gen | VLYP5 | no
LoyYangBPSUnit2 | 500 | VLYP | 2007-08 | gen | VLYP6 | no
McKayCreekPSUnit1 | 220 | VMKP | 2007-08 | gen | VMKP1 | no
McKayCreekPSUnit2 | 220 | VMKP | 2007-08 | gen | VMKP2 | no
MorwellPSG1,2and3 | 11 | VMWG | 2007-08 | gen | VMWT1 | 11
MorwellPSG4 | 11 | VMWP | 2007-08 | gen | VMWP4 | 11
MorwellPSG5 | 11 | VMWP | 2007-08 | gen | VMWP5 | 11
MorwellPSLoad | 11 | VMWT | 2007-08 | gen | VMWTL | 11
NewportPS | 220 | VNPS | 2007-08 | gen | VNPS | no
Portland500DU1 | 500 | VAPD | 2007-08 | gen | VAPD1 | no
Portland500DU2 | 500 | VAPD | 2007-08 | gen | VAPD2 | no
PortlandWindFarm | 500 | VAPD | 2007-08 | gen | VAPD3 | no
PtHenryDU1 | 220 | VPTH | 2007-08 | gen | VPTH1 | no
PtHenryDU2 | 220 | VPTH | 2007-08 | gen | VPTH2 | no
PtHenryDU3 | 220 | VPTH | 2007-08 | gen | VPTH3 | no
SomertonPowerStation |  | VSOM | 2007-08 | gen | VTTS1 | 66
ValleyPowerPS | 500 | VLYP | 2007-08 | gen | VLYP7 | no
VICSMLT | 220 | VAPS | 2007-08 | gen | VAPS1 | no
WestKiewaPSUnit1 | 220 | VWKP | 2007-08 | gen | VWKP1 | no
WestKiewaPSUnit2 | 220 | VWKP | 2007-08 | gen | VWKP2 | no
YallournWPS220Load | 220 | VYP2 | 2007-08 | gen | VYP2L | no
YallournWPS220Unit1 | 220 | VYP3 | 2007-08 | gen | VYP21 | no
YallournWPS220Unit2 | 220 | VYP2 | 2007-08 | gen | VYP22 | no
YallournWPS220Unit3 | 220 | VYP2 | 2007-08 | gen | VYP23 | no
YallournWPS220Unit4 | 220 | VYP2 | 2007-08 | gen | VYP24 | no

## Vic2008-09
connection | voltage | TNI | year | Generator/load | Connection point ID (generator only) | DNSP gen/multimple DNSP
(Basslink)SwitchyardStationPowerYangLoy | 500 | VTBL | 2008-09 | load |  | no
*Khancoban | 330 | NKHN | 2008-09 | load |  | no
Altona | 66 | VATS | 2008-09 | load |  | no
Ballarat | 66 | VBAT | 2008-09 | load |  | no
Bendigo | 22 | VBE2 | 2008-09 | load |  | no
Bendigo | 66 | VBE6 | 2008-09 | load |  | no
BHPWesternPort | 220 | VJLA | 2008-09 | load |  | no
Brooklyn(AAE) | 22 | VBL2 | 2008-09 | load |  | no
Brooklyn(AAE) | 66 | VBL6 | 2008-09 | load |  | no
Brooklyn(CITIPOWER |  | VBL8 | 2008-09 | load |  | 66
Brooklyn(POWERCOR) |  | VBL3 | 2008-09 | load |  | 22
Brooklyn(POWERCOR) |  | VBL7 | 2008-09 | load |  | 66
Brunswick(AAE) | 22 | VBTS | 2008-09 | load |  | no
Brunswick(CITIPOWER) |  | VBT2 | 2008-09 | load |  | 22
Cranbourne(TXU) | 66 | VCBT | 2008-09 | load |  | no
Cranbourne(UE) |  | VCB5 | 2008-09 | load |  | 66
EastRowville(TXU) | 66 | VER2 | 2008-09 | load |  | no
EastRowville(UE) |  | VERT | 2008-09 | load |  | 66
FishermensBend(CITIPOWER) | 66 | VFBT | 2008-09 | load |  | no
FishermensBend(POWERCOR) |  | VFB2 | 2008-09 | load |  | 66
Fosterville | 220 | VFVT | 2008-09 | load |  | no
Geelong | 66 | VGT6 | 2008-09 | load |  | no
Glenrowan | 66 | VGNT | 2008-09 | load |  | no
Heatherton | 66 | VHTS | 2008-09 | load |  | no
Horsham | 66 | VHOT | 2008-09 | load |  | no
Keilor(AAE) | 66 | VKT2 | 2008-09 | load |  | no
Keilor(POWERCOR) |  | VKTS | 2008-09 | load |  | 66
Kerang | 22 | VKG2 | 2008-09 | load |  | no
Kerang | 66 | VKG6 | 2008-09 | load |  | no
LoyYangSubstation | 66 | VLY6 | 2008-09 | load |  | no
Malvern | 22 | VMT2 | 2008-09 | load |  | no
Malvern | 66 | VMT6 | 2008-09 | load |  | no
MorwellTS | 66 | VMWT | 2008-09 | load |  | no
MtBeauty | 66 | VMBT | 2008-09 | load |  | no
Portland | 500 | VAPD | 2008-09 | load |  | no
PtHenry | 220 | VPTH | 2008-09 | load |  | no
RedCliffs | 22 | VRC2 | 2008-09 | load |  | no
RedCliffs | 66 | VRC6 | 2008-09 | load |  | no
RedCliffs(AI) | 66 | VRCA | 2008-09 | load |  | no
Richmond | 22 | VRT2 | 2008-09 | load |  | no
Richmond(CITIPOWER) | 66 | VRT7 | 2008-09 | load |  | no
Richmond(UE) |  | VRT6 | 2008-09 | load |  | 66
Ringwood(TXU) | 22 | VRW3 | 2008-09 | load |  | no
Ringwood(TXU) | 66 | VRW7 | 2008-09 | load |  | no
Ringwood(UE) |  | VRW2 | 2008-09 | load |  | 22
Ringwood(UE) |  | VRW6 | 2008-09 | load |  | 66
Shepparton | 66 | VSHT | 2008-09 | load |  | no
Springvale(CITIPOWER) | 66 | VSVT | 2008-09 | load |  | no
Springvale(UE) |  | VSV2 | 2008-09 | load |  | 66
Templestowe(AAE) | 66 | VTST | 2008-09 | load |  | no
Templestowe(CITIPOWER) |  | VTS2 | 2008-09 | load |  | 66
Templestowe(TXU) |  | VTS3 | 2008-09 | load |  | 66
Templestowe(UE) |  | VTS4 | 2008-09 | load |  | 66
Terang | 66 | VTGT | 2008-09 | load |  | no
Thomastown(AAE) | 66 | VTTS | 2008-09 | load |  | no
Thomastown(TXU) |  | VTT2 | 2008-09 | load |  | 66
Tyabb | 66 | VTBT | 2008-09 | load |  | no
WestMelbourne | 22 | VWM2 | 2008-09 | load |  | no
WestMelbourne(AAE) | 66 | VWM6 | 2008-09 | load |  | no
WestMelbourne(CITIPOWER) |  | VWM7 | 2008-09 | load |  | 66
Wodonga | 22 | VWO2 | 2008-09 | load |  | no
Wodonga | 66 | VWO6 | 2008-09 | load |  | no
Yallourn | 11 | VYP1 | 2008-09 | load |  | no
*JindabynepumpatGuthega | 132 | NGJP | 2008-09 | gen | NGJP | no
AngleseaPS | 220 | VAPS | 2008-09 | gen | VAPS | no
BairnsdaleUnit1 |  | VBDL | 2008-09 | gen | VMWT2 | 66
BairnsdaleUnit2 |  | VBDL | 2008-09 | gen | VMWT3 | 66
Banimboola | 220 | VDPS | 2008-09 | gen | VDPS2 | no
Basslink(LoyYangPowerStationSwitchyard) | 500 | VTBL | 2008-09 | gen | VLYP13 | no
BrooklynLandfill |  | VBL6 | 2008-09 | gen | VBL61 | 22
DartmouthPS | 220 | VDPS | 2008-09 | gen | VDPS | no
EildonPSUnit1 | 220 | VEPS | 2008-09 | gen | VEPS1 | no
EildonPSUnit2 | 220 | VEPS | 2008-09 | gen | VEPS2 | no
HazelwoodPSLoad | 220 | VHWP | 2008-09 | gen | VHWPL | no
HazelwoodPSUnit1 | 220 | VHWP | 2008-09 | gen | VHWP1 | no
HazelwoodPSUnit2 | 220 | VHWP | 2008-09 | gen | VHWP2 | no
HazelwoodPSUnit3 | 220 | VHWP | 2008-09 | gen | VHWP3 | no
HazelwoodPSUnit4 | 220 | VHWP | 2008-09 | gen | VHWP4 | no
HazelwoodPSUnit5 | 220 | VHWP | 2008-09 | gen | VHWP5 | no
HazelwoodPSUnit6 | 220 | VHWP | 2008-09 | gen | VHWP6 | no
HazelwoodPSUnit7 | 220 | VHWP | 2008-09 | gen | VHWP7 | no
HazelwoodPSUnit8 | 220 | VHWP | 2008-09 | gen | VHWP8 | no
HRLSite(TramwayRoadPS) |  | VMWT | 2008-09 | gen | VMWT4 | 66
Hume(VictorianShare) |  | VHUM | 2008-09 | gen | VHUM | 66
JeeralangAPSUnit1 | 220 | VJLG | 2008-09 | gen | VJLGA1 | no
JeeralangAPSUnit2 | 220 | VJLG | 2008-09 | gen | VJLGA2 | no
JeeralangAPSUnit3 | 220 | VJLG | 2008-09 | gen | VJLGA3 | no
JeeralangAPSUnit4 | 220 | VJLG | 2008-09 | gen | VJLGA4 | no
JeeralangBPSUnit1 | 220 | VJLG | 2008-09 | gen | VJLGB1 | no
JeeralangBPSUnit2 | 220 | VJLG | 2008-09 | gen | VJLGB2 | no
JeeralangBPSUnit3 | 220 | VJLG | 2008-09 | gen | VJLGB3 | no
Laverton | 220 | VAT2 | 2008-09 | gen | VAT21 | no
Longford |  | VMWT | 2008-09 | gen | VMWT6 | 66
LoyYangAPSLoad | 500 | VLYP | 2008-09 | gen | VLYPL | no
LoyYangAPSUnit1 | 500 | VLYP | 2008-09 | gen | VLYP1 | no
LoyYangAPSUnit2 | 500 | VLYP | 2008-09 | gen | VLYP2 | no
LoyYangAPSUnit3 | 500 | VLYP | 2008-09 | gen | VLYP3 | no
LoyYangAPSUnit4 | 500 | VLYP | 2008-09 | gen | VLYP4 | no
LoyYangBPSUnit1 | 500 | VLYP | 2008-09 | gen | VLYP5 | no
LoyYangBPSUnit2 | 500 | VLYP | 2008-09 | gen | VLYP6 | no
McKayCreekPSUnit1 | 220 | VMKP | 2008-09 | gen | VMKP1 | no
McKayCreekPSUnit2 | 220 | VMKP | 2008-09 | gen | VMKP2 | no
MorwellPSG1,2and3 | 11 | VMWG | 2008-09 | gen | VMWT1 | 11
MorwellPSG4 | 11 | VMWP | 2008-09 | gen | VMWP4 | 11
MorwellPSG5 | 11 | VMWP | 2008-09 | gen | VMWP5 | 11
MorwellPSLoad | 11 | VMWT | 2008-09 | gen | VMWTL | 11
Murray | 330 | NMUR | 2008-09 | gen | NMUR8 | no
NewportPS | 220 | VNPS | 2008-09 | gen | VNPS | no
Portland500DU1 | 500 | VAPD | 2008-09 | gen | VAPD1 | no
Portland500DU2 | 500 | VAPD | 2008-09 | gen | VAPD2 | no
PtHenryDU1 | 220 | VPTH | 2008-09 | gen | VPTH1 | no
PtHenryDU2 | 220 | VPTH | 2008-09 | gen | VPTH2 | no
PtHenryDU3 | 220 | VPTH | 2008-09 | gen | VPTH3 | no
SomertonPowerStation |  | VSOM | 2008-09 | gen | VTTS1 | 66
SunshineEnergyPark |  | VKTS | 2008-09 | gen | VKTS1 | 66
Tatura |  | VSHT | 2008-09 | gen | VSHT1 | 22
TooraWindFarm |  | VMWT | 2008-09 | gen | VMWT5 | 66
ValleyPowerPS | 500 | VLYP | 2008-09 | gen | VLYP7 | no
VICSMLT | 220 | VAPS | 2008-09 | gen | VAPS1 | no
WestKiewaPSUnit1 | 220 | VWKP | 2008-09 | gen | VWKP1 | no
WestKiewaPSUnit2 | 220 | VWKP | 2008-09 | gen | VWKP2 | no
WonthaggiWindFarm |  | VMWT | 2008-09 | gen | VMWT7 | 22
YallournWPS220Load | 220 | VYP2 | 2008-09 | gen | VYP2L | no
YallournWPS220Unit1 | 220 | VYP3 | 2008-09 | gen | VYP21 | no
YallournWPS220Unit2 | 220 | VYP2 | 2008-09 | gen | VYP22 | no
YallournWPS220Unit3 | 220 | VYP2 | 2008-09 | gen | VYP23 | no
YallournWPS220Unit4 | 220 | VYP2 | 2008-09 | gen | VYP24 | no
YambukWindFarm |  | VTGT | 2008-09 | gen | VTGT1 | 66

## Vic2009-10
connection | voltage | TNI | year | Generator/load | Connection point ID (generator only) | DNSP gen/multimple DNSP
Altona | 66 | VATS | 2009-10 | load |  | no
Ballarat | 66 | VBAT | 2009-10 | load |  | no
Bendigo | 22 | VBE2 | 2009-10 | load |  | no
Bendigo | 66 | VBE6 | 2009-10 | load |  | no
BHPWesternPort | 220 | VJLA | 2009-10 | load |  | no
Brooklyn(Jemena) | 22 | VBL2 | 2009-10 | load |  | no
Brooklyn(Jemena) | 66 | VBL6 | 2009-10 | load |  | no
Brooklyn(POWERCOR) |  | VBL3 | 2009-10 | load |  | 22
Brooklyn(POWERCOR) |  | VBL7 | 2009-10 | load |  | 66
Brunswick(CITIPOWER) | 22 | VBT2 | 2009-10 | load |  | no
Brunswick(Jemena) |  | VBTS | 2009-10 | load |  | 22
Cranbourne(SPIElectricity) | 66 | VCBT | 2009-10 | load |  | no
Cranbourne(UE) |  | VCB5 | 2009-10 | load |  | 66
EastRowville(SPIElectricity) | 66 | VER2 | 2009-10 | load |  | no
EastRowville(UE) |  | VERT | 2009-10 | load |  | 66
FishermensBend(CITIPOWER) | 66 | VFBT | 2009-10 | load |  | no
FishermensBend(POWERCOR) |  | VFB2 | 2009-10 | load |  | 66
Fosterville | 220 | VFVT | 2009-10 | load |  | no
Geelong | 66 | VGT6 | 2009-10 | load |  | no
Glenrowan | 66 | VGNT | 2009-10 | load |  | no
Heatherton | 66 | VHTS | 2009-10 | load |  | no
Horsham | 66 | VHOT | 2009-10 | load |  | no
Keilor(Jemena) | 66 | VKT2 | 2009-10 | load |  | no
Keilor(POWERCOR) |  | VKTS | 2009-10 | load |  | 66
Kerang | 22 | VKG2 | 2009-10 | load |  | no
Kerang | 66 | VKG6 | 2009-10 | load |  | no
Khancoban | 330 | NKHN | 2009-10 | load |  | no
LoyYangPowerStationSwitchyard(Basslink) | 500 | VTBL | 2009-10 | load |  | no
LoyYangSubstation | 66 | VLY6 | 2009-10 | load |  | no
Malvern | 22 | VMT2 | 2009-10 | load |  | no
Malvern | 66 | VMT6 | 2009-10 | load |  | no
MorwellTS | 66 | VMWT | 2009-10 | load |  | no
MtBeauty | 66 | VMBT | 2009-10 | load |  | no
Portland | 500 | VAPD | 2009-10 | load |  | no
PtHenry | 220 | VPTH | 2009-10 | load |  | no
RedCliffs | 22 | VRC2 | 2009-10 | load |  | no
RedCliffs | 66 | VRC6 | 2009-10 | load |  | no
RedCliffs(CE) | 66 | VRCA | 2009-10 | load |  | no
Richmond | 22 | VRT2 | 2009-10 | load |  | no
Richmond(CITIPOWER) | 66 | VRT7 | 2009-10 | load |  | no
Richmond(UE) |  | VRT6 | 2009-10 | load |  | 66
Ringwood(SPIElectricity) | 22 | VRW3 | 2009-10 | load |  | no
Ringwood(SPIElectricity) | 66 | VRW7 | 2009-10 | load |  | no
Ringwood(UE) |  | VRW2 | 2009-10 | load |  | 22
Ringwood(UE) |  | VRW6 | 2009-10 | load |  | 66
Shepparton | 66 | VSHT | 2009-10 | load |  | no
SouthMorang | 66 | VSM6 | 2009-10 | load |  | no
SouthMorang | 66 | VSMT | 2009-10 | load |  | no
Springvale(CITIPOWER) | 66 | VSVT | 2009-10 | load |  | no
Springvale(UE) |  | VSV2 | 2009-10 | load |  | 66
Templestowe(CITIPOWER) | 66 | VTS2 | 2009-10 | load |  | no
Templestowe(Jemena) |  | VTST | 2009-10 | load |  | 66
Templestowe(SPIElectricity) |  | VTS3 | 2009-10 | load |  | 66
Templestowe(UE) |  | VTS4 | 2009-10 | load |  | 66
Terang | 66 | VTGT | 2009-10 | load |  | no
Thomastown(Jemena) | 66 | VTTS | 2009-10 | load |  | no
Thomastown(SPIElectricity) |  | VTT2 | 2009-10 | load |  | 66
Tyabb | 66 | VTBT | 2009-10 | load |  | no
WestMelbourne | 22 | VWM2 | 2009-10 | load |  | no
WestMelbourne(CITIPOWER) | 66 | VWM7 | 2009-10 | load |  | no
WestMelbourne(Jemena) |  | VWM6 | 2009-10 | load |  | 66
Wodonga | 22 | VWO2 | 2009-10 | load |  | no
Wodonga | 66 | VWO6 | 2009-10 | load |  | no
Yallourn | 11 | VYP1 | 2009-10 | load |  | no
AngleseaPS | 220 | VAPS | 2009-10 | gen | VAPS | no
BairnsdaleUnit1 |  | VBDL | 2009-10 | gen | VMWT2 | 66
BairnsdaleUnit2 |  | VBDL | 2009-10 | gen | VMWT3 | 66
BallaratHealthServices |  | VBAT | 2009-10 | gen | VBAT1H | 66
Banimboola | 220 | VDPS | 2009-10 | gen | VDPS2 | no
Basslink(LoyYangPowerStationSwitchyard) | 500 | VTBL | 2009-10 | gen | VLYP13 | no
BogongPSandMcKayCreekPS | 220 | VT14 | 2009-10 | gen | VMK1 | no
BrooklynLandfill |  | VBL6 | 2009-10 | gen | VBL61 | 22
DartmouthPS | 220 | VDPS | 2009-10 | gen | VDPS | no
EildonPSUnit1 | 220 | VEPS | 2009-10 | gen | VEPS1 | no
EildonPSUnit2 | 220 | VEPS | 2009-10 | gen | VEPS2 | no
HazelwoodPSLoad | 220 | VHWP | 2009-10 | gen | VHWPL | no
HazelwoodPSUnit1 | 220 | VHWP | 2009-10 | gen | VHWP1 | no
HazelwoodPSUnit2 | 220 | VHWP | 2009-10 | gen | VHWP2 | no
HazelwoodPSUnit3 | 220 | VHWP | 2009-10 | gen | VHWP3 | no
HazelwoodPSUnit4 | 220 | VHWP | 2009-10 | gen | VHWP4 | no
HazelwoodPSUnit5 | 220 | VHWP | 2009-10 | gen | VHWP5 | no
HazelwoodPSUnit6 | 220 | VHWP | 2009-10 | gen | VHWP6 | no
HazelwoodPSUnit7 | 220 | VHWP | 2009-10 | gen | VHWP7 | no
HazelwoodPSUnit8 | 220 | VHWP | 2009-10 | gen | VHWP8 | no
Hume(VictorianShare) |  | VHUM | 2009-10 | gen | VHUM | 66
JeeralangAPSUnit1 | 220 | VJLG | 2009-10 | gen | VJLGA1 | no
JeeralangAPSUnit2 | 220 | VJLG | 2009-10 | gen | VJLGA2 | no
JeeralangAPSUnit3 | 220 | VJLG | 2009-10 | gen | VJLGA3 | no
JeeralangAPSUnit4 | 220 | VJLG | 2009-10 | gen | VJLGA4 | no
JeeralangBPSUnit1 | 220 | VJLG | 2009-10 | gen | VJLGB1 | no
JeeralangBPSUnit2 | 220 | VJLG | 2009-10 | gen | VJLGB2 | no
JeeralangBPSUnit3 | 220 | VJLG | 2009-10 | gen | VJLGB3 | no
JindabynepumpatGuthega | 132 | NGJP | 2009-10 | gen | NGJP | no
Laverton | 220 | VAT2 | 2009-10 | gen | VAT21 | no
Longford |  | VMWT | 2009-10 | gen | VMWT6 | 66
LoyYangAPSLoad | 500 | VLYP | 2009-10 | gen | VLYPL | no
LoyYangAPSUnit1 | 500 | VLYP | 2009-10 | gen | VLYP1 | no
LoyYangAPSUnit2 | 500 | VLYP | 2009-10 | gen | VLYP2 | no
LoyYangAPSUnit3 | 500 | VLYP | 2009-10 | gen | VLYP3 | no
LoyYangAPSUnit4 | 500 | VLYP | 2009-10 | gen | VLYP4 | no
LoyYangBPSUnit1 | 500 | VLYP | 2009-10 | gen | VLYP5 | no
LoyYangBPSUnit2 | 500 | VLYP | 2009-10 | gen | VLYP6 | no
MorningtonLandfillSiteGenerator |  | VTBT | 2009-10 | gen | VTBT1 | 66
MorwellPSG1,2and3 | 11 | VMWG | 2009-10 | gen | VMWT1 | 11
MorwellPSG4 | 11 | VMWP | 2009-10 | gen | VMWP4 | 11
MorwellPSG5 | 11 | VMWP | 2009-10 | gen | VMWP5 | 11
MorwellPSLoad | 11 | VMWT | 2009-10 | gen | VMWTL | 11
Murray | 330 | NMUR | 2009-10 | gen | NMUR8 | no
NewportPS | 220 | VNPS | 2009-10 | gen | VNPS | no
Portland500DU1 | 500 | VAPD | 2009-10 | gen | VAPD1 | no
Portland500DU2 | 500 | VAPD | 2009-10 | gen | VAPD2 | no
PtHenryDU1 | 220 | VPTH | 2009-10 | gen | VPTH1 | no
PtHenryDU2 | 220 | VPTH | 2009-10 | gen | VPTH2 | no
PtHenryDU3 | 220 | VPTH | 2009-10 | gen | VPTH3 | no
SheppartonWasteGas |  | VSHT | 2009-10 | gen | VSHT2S | 66
SomertonPowerStation |  | VSOM | 2009-10 | gen | VTTS1 | 66
SunshineEnergyPark |  | VKTS | 2009-10 | gen | VKTS1 | 66
Tatura |  | VSHT | 2009-10 | gen | VSHT1 | 22
TooraWindFarm |  | VMWT | 2009-10 | gen | VMWT5 | 66
ValleyPowerPS | 500 | VLYP | 2009-10 | gen | VLYP7 | no
VICSMLT | 220 | VAPS | 2009-10 | gen | VAPS1 | no
WaubraWindFarm |  | VWBT | 2009-10 | gen | VWBT1A | 66
WestKiewaPSUnit1 | 220 | VWKP | 2009-10 | gen | VWKP1 | no
WestKiewaPSUnit2 | 220 | VWKP | 2009-10 | gen | VWKP2 | no
WonthaggiWindFarm |  | VMWT | 2009-10 | gen | VMWT7 | 22
WyndhamLandfillSiteGenerator |  | VATS | 2009-10 | gen | VATS1 | 66
YallournWPS220Load | 220 | VYP2 | 2009-10 | gen | VYP2L | no
YallournWPS220Unit1 | 220 | VYP3 | 2009-10 | gen | VYP21 | no
YallournWPS220Unit2 | 220 | VYP2 | 2009-10 | gen | VYP22 | no
YallournWPS220Unit3 | 220 | VYP2 | 2009-10 | gen | VYP23 | no
YallournWPS220Unit4 | 220 | VYP2 | 2009-10 | gen | VYP24 | no
YambukWindFarm |  | VTGT | 2009-10 | gen | VTGT1 | 66

## Vic2010-11
connection | voltage | TNI | year | Generator/load | Connection point ID (generator only) | DNSP gen/multimple DNSP
Altona | 66 | VATS | 2010-11 | load |  | no
Ballarat | 66 | VBAT | 2010-11 | load |  | no
Bendigo | 22 | VBE2 | 2010-11 | load |  | no
Bendigo | 66 | VBE6 | 2010-11 | load |  | no
BHPWesternPort | 220 | VJLA | 2010-11 | load |  | no
Brooklyn(Jemena) | 22 | VBL2 | 2010-11 | load |  | no
Brooklyn(Jemena) | 66 | VBL6 | 2010-11 | load |  | no
Brooklyn(POWERCOR) |  | VBL3 | 2010-11 | load |  | 22
Brooklyn(POWERCOR) |  | VBL7 | 2010-11 | load |  | 66
Brunswick(CITIPOWER) | 22 | VBT2 | 2010-11 | load |  | no
Brunswick(Jemena) |  | VBTS | 2010-11 | load |  | 22
Cranbourne(SPIElectricity) | 66 | VCBT | 2010-11 | load |  | no
Cranbourne(UE) |  | VCB5 | 2010-11 | load |  | 66
EastRowville(SPIElectricity) | 66 | VER2 | 2010-11 | load |  | no
EastRowville(UE) |  | VERT | 2010-11 | load |  | 66
FishermensBend(CITIPOWER) | 66 | VFBT | 2010-11 | load |  | no
FishermensBend(POWERCOR) |  | VFB2 | 2010-11 | load |  | 66
Fosterville | 220 | VFVT | 2010-11 | load |  | no
Geelong | 66 | VGT6 | 2010-11 | load |  | no
Glenrowan | 66 | VGNT | 2010-11 | load |  | no
Heatherton | 66 | VHTS | 2010-11 | load |  | no
Heywood | 22 | VHY2 | 2010-11 | load |  | no
Horsham | 66 | VHOT | 2010-11 | load |  | no
Keilor(Jemena) | 66 | VKT2 | 2010-11 | load |  | no
Keilor(POWERCOR) | 66 | VKTS | 2010-11 | load |  | no
Kerang | 22 | VKG2 | 2010-11 | load |  | no
Kerang | 66 | VKG6 | 2010-11 | load |  | no
Khancoban | 330 | NKHN | 2010-11 | load |  | no
LoyYangPowerStationSwitchyard(Basslink) | 500 | VTBL | 2010-11 | load |  | no
LoyYangSubstation | 66 | VLY6 | 2010-11 | load |  | no
Malvern | 22 | VMT2 | 2010-11 | load |  | no
Malvern | 66 | VMT6 | 2010-11 | load |  | no
MorwellTS | 66 | VMWT | 2010-11 | load |  | no
MtBeauty | 66 | VMBT | 2010-11 | load |  | no
Portland | 500 | VAPD | 2010-11 | load |  | no
PtHenry | 220 | VPTH | 2010-11 | load |  | no
RedCliffs | 22 | VRC2 | 2010-11 | load |  | no
RedCliffs | 66 | VRC6 | 2010-11 | load |  | no
RedCliffs(CE) | 66 | VRCA | 2010-11 | load |  | no
Richmond | 22 | VRT2 | 2010-11 | load |  | no
Richmond(CITIPOWER) | 66 | VRT7 | 2010-11 | load |  | no
Richmond(UE) |  | VRT6 | 2010-11 | load |  | 66
Ringwood(SPIElectricity) | 22 | VRW3 | 2010-11 | load |  | no
Ringwood(SPIElectricity) | 66 | VRW7 | 2010-11 | load |  | no
Ringwood(UE) |  | VRW2 | 2010-11 | load |  | 22
Ringwood(UE) |  | VRW6 | 2010-11 | load |  | 66
Shepparton | 66 | VSHT | 2010-11 | load |  | no
SouthMorang | 66 | VSM6 | 2010-11 | load |  | no
SouthMorang | 66 | VSMT | 2010-11 | load |  | no
Springvale(CITIPOWER) | 66 | VSVT | 2010-11 | load |  | no
Springvale(UE) |  | VSV2 | 2010-11 | load |  | 66
Templestowe(CITIPOWER) | 66 | VTS2 | 2010-11 | load |  | no
Templestowe(Jemena) |  | VTST | 2010-11 | load |  | 66
Templestowe(SPIElectricity) |  | VTS3 | 2010-11 | load |  | 66
Templestowe(UE) |  | VTS4 | 2010-11 | load |  | 66
Terang | 66 | VTGT | 2010-11 | load |  | no
Thomastown(Jemena) | 66 | VTTS | 2010-11 | load |  | no
Thomastown(SPIElectricity) |  | VTT2 | 2010-11 | load |  | 66
Tyabb | 66 | VTBT | 2010-11 | load |  | no
WestMelbourne | 22 | VWM2 | 2010-11 | load |  | no
WestMelbourne(CITIPOWER) | 66 | VWM7 | 2010-11 | load |  | no
WestMelbourne(Jemena) |  | VWM6 | 2010-11 | load |  | 66
Wodonga | 22 | VWO2 | 2010-11 | load |  | no
Wodonga | 66 | VWO6 | 2010-11 | load |  | no
Yallourn | 11 | VYP1 | 2010-11 | load |  | no
AngleseaPS | 220 | VAPS | 2010-11 | gen | VAPS | no
BairnsdaleUnit1 |  | VBDL | 2010-11 | gen | VMWT2 | 66
BairnsdaleUnit2 |  | VBDL | 2010-11 | gen | VMWT3 | 66
BallaratHealthServices |  | VBAT | 2010-11 | gen | VBAT1H | 66
Banimboola | 220 | VDPS | 2010-11 | gen | VDPS2 | no
Basslink(LoyYangPowerStationSwitchyard) | 500 | VTBL | 2010-11 | gen | VLYP13 | no
BogongPSandMcKayCreekPS | 220 | VT14 | 2010-11 | gen | VMKP1 | no
BrooklynLandfill |  | VBL6 | 2010-11 | gen | VBL61 | 22
DartmouthPS | 220 | VDPS | 2010-11 | gen | VDPS | no
EildonPSUnit1 | 220 | VEPS | 2010-11 | gen | VEPS1 | no
EildonPSUnit2 | 220 | VEPS | 2010-11 | gen | VEPS2 | no
HazelwoodPSLoad | 220 | VHWP | 2010-11 | gen | VHWPL | no
HazelwoodPSUnit1 | 220 | VHWP | 2010-11 | gen | VHWP1 | no
HazelwoodPSUnit2 | 220 | VHWP | 2010-11 | gen | VHWP2 | no
HazelwoodPSUnit3 | 220 | VHWP | 2010-11 | gen | VHWP3 | no
HazelwoodPSUnit4 | 220 | VHWP | 2010-11 | gen | VHWP4 | no
HazelwoodPSUnit5 | 220 | VHWP | 2010-11 | gen | VHWP5 | no
HazelwoodPSUnit6 | 220 | VHWP | 2010-11 | gen | VHWP6 | no
HazelwoodPSUnit7 | 220 | VHWP | 2010-11 | gen | VHWP7 | no
HazelwoodPSUnit8 | 220 | VHWP | 2010-11 | gen | VHWP8 | no
Hume(VictorianShare) |  | VHUM | 2010-11 | gen | VHUM | 66
JeeralangAPSUnit1 | 220 | VJLG | 2010-11 | gen | VJLGA1 | no
JeeralangAPSUnit2 | 220 | VJLG | 2010-11 | gen | VJLGA2 | no
JeeralangAPSUnit3 | 220 | VJLG | 2010-11 | gen | VJLGA3 | no
JeeralangAPSUnit4 | 220 | VJLG | 2010-11 | gen | VJLGA4 | no
JeeralangBPSUnit1 | 220 | VJLG | 2010-11 | gen | VJLGB1 | no
JeeralangBPSUnit2 | 220 | VJLG | 2010-11 | gen | VJLGB2 | no
JeeralangBPSUnit3 | 220 | VJLG | 2010-11 | gen | VJLGB3 | no
JindabynepumpatGuthega | 132 | NGJP | 2010-11 | gen | NGJP | no
Laverton | 220 | VAT2 | 2010-11 | gen | VAT21 | no
Longford |  | VMWT | 2010-11 | gen | VMWT6 | 66
LoyYangAPSLoad | 500 | VLYP | 2010-11 | gen | VLYPL | no
LoyYangAPSUnit1 | 500 | VLYP | 2010-11 | gen | VLYP1 | no
LoyYangAPSUnit2 | 500 | VLYP | 2010-11 | gen | VLYP2 | no
LoyYangAPSUnit3 | 500 | VLYP | 2010-11 | gen | VLYP3 | no
LoyYangAPSUnit4 | 500 | VLYP | 2010-11 | gen | VLYP4 | no
LoyYangBPSUnit1 | 500 | VLYP | 2010-11 | gen | VLYP5 | no
LoyYangBPSUnit2 | 500 | VLYP | 2010-11 | gen | VLYP6 | no
MorningtonLandfillSiteGenerator |  | VTBT | 2010-11 | gen | VTBT1 | 66
MorwellPSG1,2and3 | 11 | VMWG | 2010-11 | gen | VMWT1 | 11
MorwellPSG4 | 11 | VMWP | 2010-11 | gen | VMWP4 | 11
MorwellPSG5 | 11 | VMWP | 2010-11 | gen | VMWP5 | 11
MorwellPSLoad | 11 | VMWT | 2010-11 | gen | VMWTL | 11
Murray | 330 | NMUR | 2010-11 | gen | NMUR8 | no
NewportPS | 220 | VNPS | 2010-11 | gen | VNPS | no
PortlandDU1 | 500 | VAPD | 2010-11 | gen | VAPD1 | no
PortlandDU2 | 500 | VAPD | 2010-11 | gen | VAPD2 | no
PtHenryDU1 | 220 | VPTH | 2010-11 | gen | VPTH1 | no
PtHenryDU2 | 220 | VPTH | 2010-11 | gen | VPTH2 | no
PtHenryDU3 | 220 | VPTH | 2010-11 | gen | VPTH3 | no
SheppartonWasteGas |  | VSHT | 2010-11 | gen | VSHT2S | 66
SomertonPowerStation |  | VSOM | 2010-11 | gen | VTTS1 | 66
SunshineEnergyPark |  | VKTS | 2010-11 | gen | VKTS1 | 66
Tatura |  | VSHT | 2010-11 | gen | VSHT1 | 22
TooraWindFarm |  | VMWT | 2010-11 | gen | VMWT5 | 66
ValleyPowerPS | 500 | VLYP | 2010-11 | gen | VLYP7 | no
WaubraWindFarm |  | VWBT | 2010-11 | gen | VWBT1A | 66
WestKiewaPSUnit1 | 220 | VWKP | 2010-11 | gen | VWKP1 | no
WestKiewaPSUnit2 | 220 | VWKP | 2010-11 | gen | VWKP2 | no
WonthaggiWindFarm |  | VMWT | 2010-11 | gen | VMWT7 | 22
WyndhamLandfillSiteGenerator |  | VATS | 2010-11 | gen | VATS1 | 66
YallournWPSLoad | 220 | VYP2 | 2010-11 | gen | VYP2L | no
YallournWPSUnit1 | 220 | VYP3 | 2010-11 | gen | VYP21 | no
YallournWPSUnit2 | 220 | VYP2 | 2010-11 | gen | VYP22 | no
YallournWPSUnit3 | 220 | VYP2 | 2010-11 | gen | VYP23 | no
YallournWPSUnit4 | 220 | VYP2 | 2010-11 | gen | VYP24 | no
YambukWindFarm |  | VTGT | 2010-11 | gen | VTGT1 | 66

## Vic2011-12
connection | voltage | TNI | year | Generator/load | Connection point ID (generator only) | DNSP gen/multimple DNSP
Altona | 66 | VATS | 2011-12 | load |  | no
Ballarat | 66 | VBAT | 2011-12 | load |  | no
Bendigo | 22 | VBE2 | 2011-12 | load |  | no
Bendigo | 66 | VBE6 | 2011-12 | load |  | no
BHPWesternPort | 220 | VJLA | 2011-12 | load |  | no
Brooklyn(Jemena) | 22 | VBL2 | 2011-12 | load |  | no
Brooklyn(Jemena) | 66 | VBL6 | 2011-12 | load |  | no
Brooklyn(POWERCOR) |  | VBL3 | 2011-12 | load |  | 22
Brooklyn(POWERCOR) |  | VBL7 | 2011-12 | load |  | 66
Brunswick(CITIPOWER) | 22 | VBT2 | 2011-12 | load |  | no
Brunswick(Jemena) |  | VBTS | 2011-12 | load |  | 22
Cranbourne(SPIElectricity) | 66 | VCBT | 2011-12 | load |  | no
Cranbourne(UE) |  | VCB5 | 2011-12 | load |  | 66
EastRowville(SPIElectricity) | 66 | VER2 | 2011-12 | load |  | no
EastRowville(UE) |  | VERT | 2011-12 | load |  | 66
FishermensBend(CITIPOWER) | 66 | VFBT | 2011-12 | load |  | no
FishermensBend(POWERCOR) |  | VFB2 | 2011-12 | load |  | 66
Fosterville | 220 | VFVT | 2011-12 | load |  | no
Geelong | 66 | VGT6 | 2011-12 | load |  | no
Glenrowan | 66 | VGNT | 2011-12 | load |  | no
Heatherton | 66 | VHTS | 2011-12 | load |  | no
Heywood | 22 | VHY2 | 2011-12 | load |  | no
Horsham | 66 | VHOT | 2011-12 | load |  | no
Keilor(Jemena) | 66 | VKT2 | 2011-12 | load |  | no
Keilor(POWERCOR) | 66 | VKTS | 2011-12 | load |  | no
Kerang | 22 | VKG2 | 2011-12 | load |  | no
Kerang | 66 | VKG6 | 2011-12 | load |  | no
Khancoban | 330 | NKHN | 2011-12 | load |  | no
LoyYangPowerStationSwitchyard(Basslink) | 500 | VTBL | 2011-12 | load |  | no
LoyYangSubstation | 66 | VLY6 | 2011-12 | load |  | no
Malvern | 22 | VMT2 | 2011-12 | load |  | no
Malvern | 66 | VMT6 | 2011-12 | load |  | no
MorwellTS | 66 | VMWT | 2011-12 | load |  | no
MtBeauty | 66 | VMBT | 2011-12 | load |  | no
Portland | 500 | VAPD | 2011-12 | load |  | no
PtHenry | 220 | VPTH | 2011-12 | load |  | no
RedCliffs | 22 | VRC2 | 2011-12 | load |  | no
RedCliffs | 66 | VRC6 | 2011-12 | load |  | no
RedCliffs(CE) | 66 | VRCA | 2011-12 | load |  | no
Richmond | 22 | VRT2 | 2011-12 | load |  | no
Richmond(CITIPOWER) | 66 | VRT7 | 2011-12 | load |  | no
Richmond(UE) |  | VRT6 | 2011-12 | load |  | 66
Ringwood(SPIElectricity) | 22 | VRW3 | 2011-12 | load |  | no
Ringwood(SPIElectricity) | 66 | VRW7 | 2011-12 | load |  | no
Ringwood(UE) |  | VRW2 | 2011-12 | load |  | 22
Ringwood(UE) |  | VRW6 | 2011-12 | load |  | 66
Shepparton | 66 | VSHT | 2011-12 | load |  | no
SouthMorang | 66 | VSM6 | 2011-12 | load |  | no
SouthMorang | 66 | VSMT | 2011-12 | load |  | no
Springvale(CITIPOWER) | 66 | VSVT | 2011-12 | load |  | no
Springvale(UE) |  | VSV2 | 2011-12 | load |  | 66
Templestowe(CITIPOWER) | 66 | VTS2 | 2011-12 | load |  | no
Templestowe(Jemena) |  | VTST | 2011-12 | load |  | 66
Templestowe(SPIElectricity) |  | VTS3 | 2011-12 | load |  | 66
Templestowe(UE) |  | VTS4 | 2011-12 | load |  | 66
Terang | 66 | VTGT | 2011-12 | load |  | no
Thomastown(Jemena) | 66 | VTTS | 2011-12 | load |  | no
Thomastown(SPIElectricity) |  | VTT2 | 2011-12 | load |  | 66
Tyabb | 66 | VTBT | 2011-12 | load |  | no
WestMelbourne | 22 | VWM2 | 2011-12 | load |  | no
WestMelbourne(CITIPOWER) | 66 | VWM7 | 2011-12 | load |  | no
WestMelbourne(Jemena) |  | VWM6 | 2011-12 | load |  | 66
Wodonga | 22 | VWO2 | 2011-12 | load |  | no
Wodonga | 66 | VWO6 | 2011-12 | load |  | no
Yallourn | 11 | VYP1 | 2011-12 | load |  | no
AngleseaPS | 220 | VAPS | 2011-12 | gen | VAPS | no
BairnsdaleUnit1 |  | VBDL | 2011-12 | gen | VMWT2 | 66
BairnsdaleUnit2 |  | VBDL | 2011-12 | gen | VMWT3 | 66
BallaratHealthServices |  | VBAT | 2011-12 | gen | VBAT1H | 66
Banimboola | 220 | VDPS | 2011-12 | gen | VDPS2 | no
Basslink(LoyYangPowerStationSwitchyard) | 500 | VTBL | 2011-12 | gen | VLYP13 | no
BrooklynLandfill |  | VBL6 | 2011-12 | gen | VBL61 | 22
CodringtonWindFarm |  | VTGT | 2011-12 | gen | VTGT2C | 66
DartmouthPS | 220 | VDPS | 2011-12 | gen | VDPS | no
EildonPSUnit1 | 220 | VEPS | 2011-12 | gen | VEPS1 | no
EildonPSUnit2 | 220 | VEPS | 2011-12 | gen | VEPS2 | no
HallamMiniHydro |  | VER2 | 2011-12 | gen | VER21H | 66
HazelwoodPSLoad | 220 | VHWP | 2011-12 | gen | VHWPL | no
HazelwoodPSUnit1 | 220 | VHWP | 2011-12 | gen | VHWP1 | no
HazelwoodPSUnit2 | 220 | VHWP | 2011-12 | gen | VHWP2 | no
HazelwoodPSUnit3 | 220 | VHWP | 2011-12 | gen | VHWP3 | no
HazelwoodPSUnit4 | 220 | VHWP | 2011-12 | gen | VHWP4 | no
HazelwoodPSUnit5 | 220 | VHWP | 2011-12 | gen | VHWP5 | no
HazelwoodPSUnit6 | 220 | VHWP | 2011-12 | gen | VHWP6 | no
HazelwoodPSUnit7 | 220 | VHWP | 2011-12 | gen | VHWP7 | no
HazelwoodPSUnit8 | 220 | VHWP | 2011-12 | gen | VHWP8 | no
HepburnCommunityWindFarm |  | VBAT | 2011-12 | gen | VBAT2L | 66
Hume(VictorianShare) |  | VHUM | 2011-12 | gen | VHUM | 66
JeeralangAPSUnit1 | 220 | VJLG | 2011-12 | gen | VJLGA1 | no
JeeralangAPSUnit2 | 220 | VJLG | 2011-12 | gen | VJLGA2 | no
JeeralangAPSUnit3 | 220 | VJLG | 2011-12 | gen | VJLGA3 | no
JeeralangAPSUnit4 | 220 | VJLG | 2011-12 | gen | VJLGA4 | no
JeeralangBPSUnit1 | 220 | VJLG | 2011-12 | gen | VJLGB1 | no
JeeralangBPSUnit2 | 220 | VJLG | 2011-12 | gen | VJLGB2 | no
JeeralangBPSUnit3 | 220 | VJLG | 2011-12 | gen | VJLGB3 | no
JindabynepumpatGuthega | 132 | NGJP | 2011-12 | gen | NGJP | no
Laverton | 220 | VAT2 | 2011-12 | gen | VAT21 | no
Longford |  | VMWT | 2011-12 | gen | VMWT6 | 66
LoyYangAPSLoad | 500 | VLYP | 2011-12 | gen | VLYPL | no
LoyYangAPSUnit1 | 500 | VLYP | 2011-12 | gen | VLYP1 | no
LoyYangAPSUnit2 | 500 | VLYP | 2011-12 | gen | VLYP2 | no
LoyYangAPSUnit3 | 500 | VLYP | 2011-12 | gen | VLYP3 | no
LoyYangAPSUnit4 | 500 | VLYP | 2011-12 | gen | VLYP4 | no
LoyYangBPSUnit1 | 500 | VLYP | 2011-12 | gen | VLYP5 | no
LoyYangBPSUnit2 | 500 | VLYP | 2011-12 | gen | VLYP6 | no
McKayCreek/BogongPS | 220 | VT14 | 2011-12 | gen | VMKP1 | no
MorningtonLandfillSiteGenerator |  | VTBT | 2011-12 | gen | VTBT1 | 66
MortlakeUnit1 | 500 | VM0P | 2011-12 | gen | VM0P1O | no
MortlakeUnit2 | 500 | VM0P | 2011-12 | gen | VM0P2O | no
MorwellPSG1,2and3 | 11 | VMWG | 2011-12 | gen | VMWT1 | 11
MorwellPSG4 | 11 | VMWP | 2011-12 | gen | VMWP4 | 11
MorwellPSG5 | 11 | VMWP | 2011-12 | gen | VMWP5 | 11
MorwellPSLoad | 11 | VMWT | 2011-12 | gen | VMWTL | 11
Murray | 330 | NMUR | 2011-12 | gen | NMUR8 | no
NewportPS | 220 | VNPS | 2011-12 | gen | VNPS | no
Portland500DU1 | 500 | VAPD | 2011-12 | gen | VAPD1 | no
Portland500DU2 | 500 | VAPD | 2011-12 | gen | VAPD2 | no
PtHenryDU1 | 220 | VPTH | 2011-12 | gen | VPTH1 | no
PtHenryDU2 | 220 | VPTH | 2011-12 | gen | VPTH2 | no
PtHenryDU3 | 220 | VPTH | 2011-12 | gen | VPTH3 | no
SheppartonWasteGas |  | VSHT | 2011-12 | gen | VSHT2S | 66
SomertonPowerStation |  | VSOM | 2011-12 | gen | VTTS1 | 66
SunshineEnergyPark |  | VKTS | 2011-12 | gen | VKTS1 | 66
SymexEmbeddedGen |  | VFBT | 2011-12 | gen | VFBT1E | 66
Tatura |  | VSHT | 2011-12 | gen | VSHT1 | 22
TooraWindFarm |  | VMWT | 2011-12 | gen | VMWT5 | 66
ValleyPowerPS | 500 | VLYP | 2011-12 | gen | VLYP7 | no
VICSMLT | 220 | VAPS | 2011-12 | gen | VAPS1 | no
WaubraWindFarm | 220 | VWBT | 2011-12 | gen | VWBT1A | no
WestKiewaPSUnit1 | 220 | VWKP | 2011-12 | gen | VWKP1 | no
WestKiewaPSUnit2 | 220 | VWKP | 2011-12 | gen | VWKP2 | no
WonthaggiWindFarm |  | VMWT | 2011-12 | gen | VMWT7 | 22
WyndhamLandfillSiteGenerator |  | VATS | 2011-12 | gen | VATS1 | 66
YallournWPS220Load | 220 | VYP2 | 2011-12 | gen | VYP2L | no
YallournWPS220Unit1 | 220 | VYP3 | 2011-12 | gen | VYP21 | no
YallournWPS220Unit2 | 220 | VYP2 | 2011-12 | gen | VYP22 | no
YallournWPS220Unit3 | 220 | VYP2 | 2011-12 | gen | VYP23 | no
YallournWPS220Unit4 | 220 | VYP2 | 2011-12 | gen | VYP24 | no
YambukWindFarm |  | VTGT | 2011-12 | gen | VTGT1 | 66

## Vic2012-13
connection | voltage | TNI | year | Generator/load | Connection point ID (generator only) | DNSP gen/multimple DNSP
Altona | 66 | VATS | 2012-13 | load |  | no
Ballarat | 66 | VBAT | 2012-13 | load |  | no
Bendigo | 22 | VBE2 | 2012-13 | load |  | no
Bendigo | 66 | VBE6 | 2012-13 | load |  | no
BHPWesternPort | 220 | VJLA | 2012-13 | load |  | no
Brooklyn(Jemena) | 22 | VBL2 | 2012-13 | load |  | no
Brooklyn(Jemena) | 66 | VBL6 | 2012-13 | load |  | no
Brooklyn(POWERCOR) |  | VBL3 | 2012-13 | load |  | 22
Brooklyn(POWERCOR) |  | VBL7 | 2012-13 | load |  | 66
Brunswick(CITIPOWER) | 22 | VBT2 | 2012-13 | load |  | no
Brunswick(Jemena) |  | VBTS | 2012-13 | load |  | 22
Cranbourne | 220 | VCB2 | 2012-13 | load |  | no
Cranbourne(SPIElectricity) | 66 | VCBT | 2012-13 | load |  | no
Cranbourne(UE) |  | VCB5 | 2012-13 | load |  | 66
EastRowville(SPIElectricity) | 66 | VER2 | 2012-13 | load |  | no
EastRowville(UE) |  | VERT | 2012-13 | load |  | 66
FishermensBend(CITIPOWER) | 66 | VFBT | 2012-13 | load |  | no
FishermensBend(POWERCOR) |  | VFB2 | 2012-13 | load |  | 66
Fosterville | 220 | VFVT | 2012-13 | load |  | no
Geelong | 66 | VGT6 | 2012-13 | load |  | no
Glenrowan | 66 | VGNT | 2012-13 | load |  | no
Heatherton | 66 | VHTS | 2012-13 | load |  | no
Heywood | 22 | VHY2 | 2012-13 | load |  | no
Horsham | 66 | VHOT | 2012-13 | load |  | no
Keilor(Jemena) | 66 | VKT2 | 2012-13 | load |  | no
Keilor(POWERCOR) | 66 | VKTS | 2012-13 | load |  | no
Kerang | 22 | VKG2 | 2012-13 | load |  | no
Kerang | 66 | VKG6 | 2012-13 | load |  | no
Khancoban | 330 | NKHN | 2012-13 | load |  | no
LoyYangSubstation | 66 | VLY6 | 2012-13 | load |  | no
Malvern | 22 | VMT2 | 2012-13 | load |  | no
Malvern | 66 | VMT6 | 2012-13 | load |  | no
MorwellTS | 66 | VMWT | 2012-13 | load |  | no
MtBeauty | 66 | VMBT | 2012-13 | load |  | no
Portland | 500 | VAPD | 2012-13 | load |  | no
PtHenry | 220 | VPTH | 2012-13 | load |  | no
RedCliffs | 22 | VRC2 | 2012-13 | load |  | no
RedCliffs | 66 | VRC6 | 2012-13 | load |  | no
RedCliffs(CE) | 66 | VRCA | 2012-13 | load |  | no
Richmond | 22 | VRT2 | 2012-13 | load |  | no
Richmond(CITIPOWER) | 66 | VRT7 | 2012-13 | load |  | no
Richmond(UE) |  | VRT6 | 2012-13 | load |  | 66
Ringwood(SPIElectricity) | 22 | VRW3 | 2012-13 | load |  | no
Ringwood(SPIElectricity) | 66 | VRW7 | 2012-13 | load |  | no
Ringwood(UE) |  | VRW2 | 2012-13 | load |  | 22
Ringwood(UE) |  | VRW6 | 2012-13 | load |  | 66
Shepparton | 66 | VSHT | 2012-13 | load |  | no
SouthMorang | 66 | VSM6 | 2012-13 | load |  | no
SouthMorang | 66 | VSMT | 2012-13 | load |  | no
Springvale(CITIPOWER) | 66 | VSVT | 2012-13 | load |  | no
Springvale(UE) |  | VSV2 | 2012-13 | load |  | 66
Templestowe(CITIPOWER) | 66 | VTS2 | 2012-13 | load |  | no
Templestowe(Jemena) |  | VTST | 2012-13 | load |  | 66
Templestowe(SPIElectricity) |  | VTS3 | 2012-13 | load |  | 66
Templestowe(UE) |  | VTS4 | 2012-13 | load |  | 66
Terang | 66 | VTGT | 2012-13 | load |  | no
Thomastown(Jemena) | 66 | VTTS | 2012-13 | load |  | no
Thomastown(SPIElectricity) |  | VTT2 | 2012-13 | load |  | 66
Tyabb | 66 | VTBT | 2012-13 | load |  | no
WemenTS | 66 | VWET | 2012-13 | load |  | no
WestMelbourne | 22 | VWM2 | 2012-13 | load |  | no
WestMelbourne(CITIPOWER) | 66 | VWM7 | 2012-13 | load |  | no
WestMelbourne(Jemena) |  | VWM6 | 2012-13 | load |  | 66
Wodonga | 22 | VWO2 | 2012-13 | load |  | no
Wodonga | 66 | VWO6 | 2012-13 | load |  | no
Yallourn | 11 | VYP1 | 2012-13 | load |  | no
AngleseaPS | 220 | VAPS | 2012-13 | gen | VAPS | no
BairnsdaleUnit1 |  | VBDL | 2012-13 | gen | VMWT2 | 66
BairnsdaleUnit2 |  | VBDL | 2012-13 | gen | VMWT3 | 66
BallaratHealthServices |  | VBAT | 2012-13 | gen | VBAT1H | 66
Banimboola | 220 | VDPS | 2012-13 | gen | VDPS2 | no
Basslink(LoyYangPowerStationSwitchyard)TasmaniatoVictoria | 500 | VTBL | 2012-13 | gen | VLYP13 | no
Basslink(LoyYangPowerStationSwitchyard)VictoriatoTasmania | 500 | VTBL | 2012-13 | gen | VLYP13 | no
BrooklynLandfill |  | VBL6 | 2012-13 | gen | VBL61 | 66
CodringtonWindFarm |  | VTGT | 2012-13 | gen | VTGT2C | 66
DartmouthPS | 220 | VDPS | 2012-13 | gen | VDPS | no
EildonPSUnit1 | 220 | VEPS | 2012-13 | gen | VEPS1 | no
EildonPSUnit2 | 220 | VEPS | 2012-13 | gen | VEPS2 | no
HallamMiniHydro |  | VER2 | 2012-13 | gen | VER21H | 66
HazelwoodPSLoad | 220 | VHWP | 2012-13 | gen | VHWPL | no
HazelwoodPSUnit1 | 220 | VHWP | 2012-13 | gen | VHWP1 | no
HazelwoodPSUnit2 | 220 | VHWP | 2012-13 | gen | VHWP2 | no
HazelwoodPSUnit3 | 220 | VHWP | 2012-13 | gen | VHWP3 | no
HazelwoodPSUnit4 | 220 | VHWP | 2012-13 | gen | VHWP4 | no
HazelwoodPSUnit5 | 220 | VHWP | 2012-13 | gen | VHWP5 | no
HazelwoodPSUnit6 | 220 | VHWP | 2012-13 | gen | VHWP6 | no
HazelwoodPSUnit7 | 220 | VHWP | 2012-13 | gen | VHWP7 | no
HazelwoodPSUnit8 | 220 | VHWP | 2012-13 | gen | VHWP8 | no
HepburnCommunityWF |  | VBAT | 2012-13 | gen | VBAT2L | 66
Hume(VictorianShare) |  | VHUM | 2012-13 | gen | VHUM | 66
JeeralangAPSUnit1 | 220 | VJLG | 2012-13 | gen | VJLGA1 | no
JeeralangAPSUnit2 | 220 | VJLG | 2012-13 | gen | VJLGA2 | no
JeeralangAPSUnit3 | 220 | VJLG | 2012-13 | gen | VJLGA3 | no
JeeralangAPSUnit4 | 220 | VJLG | 2012-13 | gen | VJLGA4 | no
JeeralangBPSUnit1 | 220 | VJLG | 2012-13 | gen | VJLGB1 | no
JeeralangBPSUnit2 | 220 | VJLG | 2012-13 | gen | VJLGB2 | no
JeeralangBPSUnit3 | 220 | VJLG | 2012-13 | gen | VJLGB3 | no
JindabynepumpatGuthega | 132 | NGJP | 2012-13 | gen | NGJP | no
Laverton | 220 | VAT2 | 2012-13 | gen | VAT21 | no
Longford |  | VMWT | 2012-13 | gen | VMWT6 | 66
LoyYangAPSLoad | 500 | VLYP | 2012-13 | gen | VLYPL | no
LoyYangAPSUnit1 | 500 | VLYP | 2012-13 | gen | VLYP1 | no
LoyYangAPSUnit2 | 500 | VLYP | 2012-13 | gen | VLYP2 | no
LoyYangAPSUnit3 | 500 | VLYP | 2012-13 | gen | VLYP3 | no
LoyYangAPSUnit4 | 500 | VLYP | 2012-13 | gen | VLYP4 | no
LoyYangBPSUnit1 | 500 | VLYP | 2012-13 | gen | VLYP5 | no
LoyYangBPSUnit2 | 500 | VLYP | 2012-13 | gen | VLYP6 | no
MacarthurWindFarm | 500 | VTRT | 2012-13 | gen | VTRT1M | no
McKayCreek/BogongPS | 220 | VT14 | 2012-13 | gen | VMKP1 | no
MorningtonLandfillSiteGenerator |  | VTBT | 2012-13 | gen | VTBT1 | 66
MortlakeUnit1 | 500 | VM0P | 2012-13 | gen | VM0P1O | no
MortlakeUnit2 | 500 | VM0P | 2012-13 | gen | VM0P2O | no
MorwellPSG1,2and3 | 11 | VMWG | 2012-13 | gen | VMWT1 | 11
MorwellPSG4 | 11 | VMWP | 2012-13 | gen | VMWP4 | 11
MorwellPSG5 | 11 | VMWP | 2012-13 | gen | VMWP5 | 11
MorwellPSLoad | 11 | VMWT | 2012-13 | gen | VMWTL | 11
Murray | 330 | NMUR | 2012-13 | gen | NMUR8 | no
NewportPS | 220 | VNPS | 2012-13 | gen | VNPS | no
OaklandsHillWindFarm |  | VTGT | 2012-13 | gen | VTGT3A | 66
Portland500DU1 | 500 | VAPD | 2012-13 | gen | VAPD1 | no
Portland500DU2 | 500 | VAPD | 2012-13 | gen | VAPD2 | no
PtHenryDU1 | 220 | VPTH | 2012-13 | gen | VPTH1 | no
PtHenryDU2 | 220 | VPTH | 2012-13 | gen | VPTH2 | no
PtHenryDU3 | 220 | VPTH | 2012-13 | gen | VPTH3 | no
SheppartonWasteGas |  | VSHT | 2012-13 | gen | VSHT2S | 66
SomertonPowerStation |  | VSOM | 2012-13 | gen | VTTS1 | 66
SunshineEnergyPark |  | VKTS | 2012-13 | gen | VKTS1 | 66
SymexEmbeddedGen |  | VFBT | 2012-13 | gen | VFBT1E | 66
Tatura |  | VSHT | 2012-13 | gen | VSHT1 | 66
TooraWindFarm |  | VMWT | 2012-13 | gen | VMWT5 | 66
ValleyPowerPS | 500 | VLYP | 2012-13 | gen | VLYP7 | no
VICSMLT | 220 | VAPS | 2012-13 | gen | VAPS1 | no
WaubraWindFarm | 220 | VWBT | 2012-13 | gen | VWBT1A | no
WestKiewaPSUnit1 | 220 | VWKP | 2012-13 | gen | VWKP1 | no
WestKiewaPSUnit2 | 220 | VWKP | 2012-13 | gen | VWKP2 | no
WonthaggiWindFarm |  | VMWT | 2012-13 | gen | VMWT7 | 66
WyndhamLandfillSiteGenerator |  | VATS | 2012-13 | gen | VATS1 | 66
YallournWPS220Load | 220 | VYP2 | 2012-13 | gen | VYP2L | no
YallournWPS220Unit1 | 500 | VYP3 | 2012-13 | gen | VYP21 | no
YallournWPS220Unit2 | 220 | VYP2 | 2012-13 | gen | VYP22 | no
YallournWPS220Unit3 | 220 | VYP2 | 2012-13 | gen | VYP23 | no
YallournWPS220Unit4 | 220 | VYP2 | 2012-13 | gen | VYP24 | no
YambukWindFarm |  | VTGT | 2012-13 | gen | VTGT1 | 66

## Vic2013-14
connection | voltage | TNI | year | Generator/load | Connection point ID (generator only) | DNSP gen/multimple DNSP
Altona | 220 | VAT2 | 2013-14 | load |  | no
Altona | 66 | VATS | 2013-14 | load |  | no
Ballarat | 66 | VBAT | 2013-14 | load |  | no
Bendigo | 22 | VBE2 | 2013-14 | load |  | no
Bendigo | 66 | VBE6 | 2013-14 | load |  | no
BHPWesternPort | 220 | VJLA | 2013-14 | load |  | no
Brooklyn(Jemena) | 22 | VBL2 | 2013-14 | load |  | no
Brooklyn(Jemena) | 66 | VBL6 | 2013-14 | load |  | no
Brooklyn(POWERCOR) |  | VBL3 | 2013-14 | load |  | 22
Brooklyn(POWERCOR) |  | VBL7 | 2013-14 | load |  | 66
Brunswick(CITIPOWER) | 22 | VBT2 | 2013-14 | load |  | no
Brunswick(Jemena) |  | VBTS | 2013-14 | load |  | 22
Cranbourne | 220 | VCB2 | 2013-14 | load |  | no
Cranbourne(SPIElectricity) | 66 | VCBT | 2013-14 | load |  | no
Cranbourne(UE) |  | VCB5 | 2013-14 | load |  | 66
EastRowville(SPIElectricity) | 66 | VER2 | 2013-14 | load |  | no
EastRowville(UE) |  | VERT | 2013-14 | load |  | 66
FishermensBend(CITIPOWER) | 66 | VFBT | 2013-14 | load |  | no
FishermensBend(POWERCOR) |  | VFB2 | 2013-14 | load |  | 66
Fosterville | 220 | VFVT | 2013-14 | load |  | no
Geelong | 66 | VGT6 | 2013-14 | load |  | no
Glenrowan | 66 | VGNT | 2013-14 | load |  | no
Heatherton | 66 | VHTS | 2013-14 | load |  | no
Heywood | 22 | VHY2 | 2013-14 | load |  | no
Horsham | 66 | VHOT | 2013-14 | load |  | no
Keilor(Jemena) | 66 | VKT2 | 2013-14 | load |  | no
Keilor(POWERCOR) | 66 | VKTS | 2013-14 | load |  | no
Kerang | 22 | VKG2 | 2013-14 | load |  | no
Kerang | 66 | VKG6 | 2013-14 | load |  | no
Khancoban | 330 | NKHN | 2013-14 | load |  | no
LoyYangSubstation | 66 | VLY6 | 2013-14 | load |  | no
Malvern | 22 | VMT2 | 2013-14 | load |  | no
Malvern | 66 | VMT6 | 2013-14 | load |  | no
MorwellTS | 66 | VMWT | 2013-14 | load |  | no
MtBeauty | 66 | VMBT | 2013-14 | load |  | no
Portland | 500 | VAPD | 2013-14 | load |  | no
PtHenry | 220 | VPTH | 2013-14 | load |  | no
RedCliffs | 22 | VRC2 | 2013-14 | load |  | no
RedCliffs | 66 | VRC6 | 2013-14 | load |  | no
RedCliffs(CE) | 66 | VRCA | 2013-14 | load |  | no
Richmond | 22 | VRT2 | 2013-14 | load |  | no
Richmond(CITIPOWER) | 66 | VRT7 | 2013-14 | load |  | no
Richmond(UE) |  | VRT6 | 2013-14 | load |  | 66
Ringwood(SPIElectricity) | 22 | VRW3 | 2013-14 | load |  | no
Ringwood(SPIElectricity) | 66 | VRW7 | 2013-14 | load |  | no
Ringwood(UE) |  | VRW2 | 2013-14 | load |  | 22
Ringwood(UE) |  | VRW6 | 2013-14 | load |  | 66
Shepparton | 66 | VSHT | 2013-14 | load |  | no
SouthMorang (Jemena) | 66 | VSM6 | 2013-14 | load |  | no
SouthMorang (AusNet) |  | VSMT | 2013-14 | load |  | 66
Springvale(CITIPOWER) | 66 | VSVT | 2013-14 | load |  | no
Springvale(UE) | 66 | VSV2 | 2013-14 | load |  | no
Templestowe(CITIPOWER) | 66 | VTS2 | 2013-14 | load |  | no
Templestowe(Jemena) |  | VTST | 2013-14 | load |  | 66
Templestowe(SPIElectricity) |  | VTS3 | 2013-14 | load |  | 66
Templestowe(UE) |  | VTS4 | 2013-14 | load |  | 66
Terang | 66 | VTGT | 2013-14 | load |  | no
Thomastown(Jemena) | 66 | VTTS | 2013-14 | load |  | no
Thomastown(SPIElectricity) |  | VTT2 | 2013-14 | load |  | 66
Tyabb | 66 | VTBT | 2013-14 | load |  | no
WemenTS | 66 | VWET | 2013-14 | load |  | no
WestMelbourne | 22 | VWM2 | 2013-14 | load |  | no
WestMelbourne(CITIPOWER) | 66 | VWM7 | 2013-14 | load |  | no
WestMelbourne(Jemena) |  | VWM6 | 2013-14 | load |  | 66
Wodonga | 22 | VWO2 | 2013-14 | load |  | no
Wodonga | 66 | VWO6 | 2013-14 | load |  | no
Yallourn | 11 | VYP1 | 2013-14 | load |  | no
Banimboola | 220 | VDPS | 2013-14 | gen | VDPS2 | no
Basslink (Loy Yang Power Station Switchyard) Tasmania to Victoria | 500 | VTBL | 2013-14 | gen | VLYP13 | no
Basslink (Loy Yang Power Station Switchyard) Victoria to Tasmania | 500 | VTBL | 2013-14 | gen | VLYP13 | no
Bogong & McKay Creek PS | 220 | VT14 | 2013-14 | gen | VMKP1 | no
Dartmouth PS | 220 | VDPS | 2013-14 | gen | VDPS | NO
Eildon PS 1 | 220 | VEPS | 2013-14 | gen | VEPS1 | no
Eildon PS 2 | 220 | VEPS | 2013-14 | gen | VEPS2 | no
Guthega - Jindabyne Pump | 132 | NGJP | 2013-14 | gen | NGJP | no
Hazelwood PS Load | 220 | VHWP | 2013-14 | gen | VHWPL | no
Hazelwood PS Unit 1 | 220 | VHWP | 2013-14 | gen | VHWP1 | no
Hazelwood PS Unit 2 | 220 | VHWP | 2013-14 | gen | VHWP2 | no
Hazelwood PS Unit 3 | 220 | VHWP | 2013-14 | gen | VHWP3 | no
Hazelwood PS Unit 4 | 220 | VHWP | 2013-14 | gen | VHWP4 | no
Hazelwood PS Unit 5 | 220 | VHWP | 2013-14 | gen | VHWP5 | no
Hazelwood PS Unit 6 | 220 | VHWP | 2013-14 | gen | VHWP6 | no
Hazelwood PS Unit 7 | 220 | VHWP | 2013-14 | gen | VHWP7 | no
Hazelwood PS Unit 8 | 220 | VHWP | 2013-14 | gen | VHWP8 | no
Jeeralang A PS Unit 1 | 220 | VJLG | 2013-14 | gen | VJLGA1 | no
Jeeralang A PS Unit 2 | 220 | VJLG | 2013-14 | gen | VJLGA2 | no
Jeeralang A PS Unit 3 | 220 | VJLG | 2013-14 | gen | VJLGA3 | no
Jeeralang A PS Unit 4 | 220 | VJLG | 2013-14 | gen | VJLGA4 | no
Jeeralang B PS Unit 1 | 220 | VJLG | 2013-14 | gen | VJLGB1 | no
Jeeralang B PS Unit 2 | 220 | VJLG | 2013-14 | gen | VJLGB2 | no
Jeeralang B PS Unit 3 | 220 | VJLG | 2013-14 | gen | VJLGB3 | no
Laverton PS | 220 | VAT2 | 2013-14 | gen | VAT21 | no
Loy Yang A PS Load | 500 | VLYP | 2013-14 | gen | VLYPL | no
Loy Yang A PS Unit 1 | 500 | VLYP | 2013-14 | gen | VLYP1 | no
Loy Yang A PS Unit 2 | 500 | VLYP | 2013-14 | gen | VLYP2 | no
Loy Yang A PS Unit 3 | 500 | VLYP | 2013-14 | gen | VLYP3 | no
Loy Yang A PS Unit 4 | 500 | VLYP | 2013-14 | gen | VLYP4 | no
Loy Yang B PS Unit 1 | 500 | VLYP | 2013-14 | gen | VLYP5 | no
Loy Yang B PS Unit 2 | 500 | VLYP | 2013-14 | gen | VLYP6 | no
Macarthur WF | 500 | VTRT | 2013-14 | gen | VTRT1M | no
Mortlake PS Unit 1 | 500 | VM0P | 2013-14 | gen | VM0P1O | no
Mortlake PS Unit 2 | 500 | VM0P | 2013-14 | gen | VM0P2O | no
Morwell PS G1 G2 And G3 | 66 | VMWG | 2013-14 | gen | VMWT1 | no
Morwell PS G4 | 11 | VMWP | 2013-14 | gen | VMWP4 | 11
Morwell PS G5 | 11 | VMWP | 2013-14 | gen | VMWP5 | 11
Morwell PS Load | 66 | VMWT | 2013-14 | gen | VMWTL | 11
Murray | 330 | NMUR | 2013-14 | gen | NMUR8 | 11
Newport PS | 220 | VNPS | 2013-14 | gen | VNPS | no
Oaklands Hill WF |  | VTGT | 2013-14 | gen | VTGT3A | 66
Portland DU 1 | 500 | VAPD | 2013-14 | gen | VAPD1 | no
Portland DU 2 | 500 | VAPD | 2013-14 | gen | VAPD2 | no
Pt H - Anglesea PS - Vic SMLT | 220 | VAPS | 2013-14 | gen | VAPS1 | no
Pt Henry 1 | 220 | VPTH | 2013-14 | gen | VPTH1 | no
Pt Henry 2 | 220 | VPTH | 2013-14 | gen | VPTH2 | no
Pt Henry 3 | 220 | VPTH | 2013-14 | gen | VPTH3 | no
Valley Power Unit 1 | 500 | VLYP | 2013-14 | gen | VLYP7 | no
Waubra WF | 220 | VWBT | 2013-14 | gen | VWBT1A | no
West Kiewa PS 1 | 220 | VWKP | 2013-14 | gen | VWKP1 | no
West Kiewa PS 2 | 220 | VWKP | 2013-14 | gen | VWKP2 | no
Yallourn W PS 220 Unit 2 | 220 | VYP2 | 2013-14 | gen | VYP22 | no
Yallourn W PS Load | 220 | VYP2 | 2013-14 | gen | VYP2L | no
Yallourn W PS Unit 1 | 220 | VYP3 | 2013-14 | gen | VYP21 | no
Yallourn W PS Unit 3 | 220 | VYP2 | 2013-14 | gen | VYP23 | no
Yallourn W PS Unit 4 | 220 | VYP2 | 2013-14 | gen | VYP24 | no