## Volume_Assumptions_BA
Volume Forecast Assumptions
VTS Tariff Model
Go to Table of Contents
é | ç | è |  |  |  | 2022 | 2023 | 2024 | 2025 | 2026 | 2027
Blue text indicates current forecast
AEMO Withdrawal Forecasts
Tariff V - Industry forecasts
Source: AEMO VGPR Table 18 2022-2025, APA extrapolated
|  |  |  | Ballarat |  | 9000 | 9000 | 9000 | 9200 | 8452.2356 | 8558.6281
|  |  |  | Geelong |  | 11600 | 11600 | 11600 | 11700 | 10869.8373 | 11006.6614
|  |  |  | Gippsland |  | 5900 | 5900 | 6000 | 6000 | 5566.1063 | 5636.1697
|  |  |  | Melbourne |  | 90500 | 88500 | 86700 | 85600 | 83116.7731 | 84163.0059
|  |  |  | Northern |  | 1300 | 1300 | 1300 | 1300 | 1218.1714 | 1233.5052
|  |  |  | Western |  | 11300 | 11300 | 11300 | 11400 | 10607.4619 | 10740.9834
|  |  | Total system |  |  | 129600 | 127600 | 125900 | 125200 | 119830.5856 | 121338.9536
Tariff D - AEMO forecasts
Source: AEMO VGPR Table 18 2022-2025, APA extrapolated
|  |  |  | Ballarat |  | 1600 | 1600 | 1600 | 1600 | 1590.6593 | 1585.3789
|  |  |  | Geelong |  | 9100 | 8900 | 8800 | 8600 | 8738.8075 | 8709.7974
|  |  |  | Gippsland |  | 7900 | 7700 | 7400 | 7100 | 7501.628 | 7476.725
|  |  |  | Melbourne |  | 35300 | 34900 | 34500 | 33900 | 34189.3571 | 34075.8592
|  |  |  | Northern |  | 2700 | 2700 | 2700 | 2700 | 2651.0989 | 2642.2981
|  |  |  | Western |  | 8700 | 8700 | 8600 | 8500 | 8463.8787 | 8435.7813
|  |  | Total system |  |  | 65300 | 64500 | 63600 | 62400 | 63135.4296 | 62925.8399
Total
|  |  |  | Ballarat |  | 10600 | 10600 | 10600 | 10800 | 10042.8949 | 10144.007 | TRUE
|  |  |  | Geelong |  | 20700 | 20500 | 20400 | 20300 | 19608.6448 | 19716.4589 | TRUE
|  |  |  | Gippsland |  | 13800 | 13600 | 13400 | 13100 | 13067.7344 | 13112.8947 | TRUE
|  |  |  | Melbourne |  | 125800 | 123400 | 121200 | 119500 | 117306.1302 | 118238.865 | TRUE
|  |  |  | Northern |  | 4000 | 4000 | 4000 | 4000 | 3869.2703 | 3875.8033 | TRUE
|  |  |  | Western |  | 20000 | 20000 | 19900 | 19900 | 19071.3407 | 19176.7647 | TRUE
|  |  | Total system |  |  | 194900 | 192100 | 189500 | 187600 | 182966.0152 | 184264.7936 | TRUE
[6 empty] | TRUE | TRUE | TRUE | TRUE | TRUE | TRUE
|  | Tariff V |  |  |  | 66.5% | 66.42% | 66.44% | 66.74% | 65.49% | 65.85%
|  | Tariff D |  |  |  | 33.5% | 33.58% | 33.56% | 33.26% | 34.51% | 34.15%
Warrugal Adjustment
|  |  |  | Incl. Power Station |  | 2190 | 1900 | 1770 | 920 | 915.5016 | 931.6862
|  |  |  | Excl. Compressor Fuel (TJ) |  | 895.62 | 903.506 | 905.626 | 907.746 | 911.986 | 911.986
|  |  | Total System incl GPG |  |  | 196194.38 | 193096.494 | 190364.374 | 187612.254 | 182969.5309 | 184284.4938
|  | Tariff V/D Excl Compressor Fuel |  |  |  | 195298.76 | 192192.988 | 189458.748 | 186704.508 | 182057.5449 | 183372.5078
AEMO Peak Volumes
|  |  | Peak Days |  |  | 1143.6 | 1123.2 | 1109.4 | 1102.8 | 1180.341 | 1152.5845
|  |  | Load Factor |  |  | 0.46692 | 0.46857 | 0.46798 | 0.46606 | 0.42469 | 0.438
|  |  | Trend |  |  | 0 | 0 | 0 | 0 | 0 | 0
|  |  | Peak Day 1:2 - TJ |  |  | 1143.6 | 1123.2 | 1109.4 | 1102.8 | 1180.341 | 1152.5845
Gas Powered Generation - PJ
|  |  | Annual (PJ) |  |  | 2.19 | 1.9 | 1.77 | 0.92 | 0.9155 | 0.93169
|  |  | Peak (TJ/day) |  |  | 87.506 | 59.1875 | 62.7514 | 40.2778 | 47.821 | 57.6431
AEMO 1:2 Peak Day Demand Forecast - TJ
|  |  | Ballarat |  |  | 64.8 | 64.8 | 65.1 | 66 | 65.99 | 66.3 |  | Warragul Adj
|  |  | Geelong |  |  | 116.2 | 115 | 115.1 | 115.7 | 115.25 | 115.16 |  | 2022 | 2023 | 2024 | 2025 | 2026 | 2027
|  |  | Gippsland |  | incl. Warragul Adj | 68.1 | 67.3 | 66.7 | 66.6 | 65.92 | 65.42 |  | 0 | 0 | 0 | 0 | 0 | 0
|  |  | Melbourne |  |  | 774.9 | 757.1 | 743.7 | 735.5 | 719.42 | 706.02
|  |  | Northern |  |  | 102.3 | 101.8 | 101.6 | 101.9 | 101.73 | 101.68
|  |  | Western |  |  | 17.3 | 17.2 | 17.2 | 17.3 | 17.27 | 17.28
|  |  | Sub-total |  |  | 1143.6 | 1123.2 | 1109.4 | 1103 | 1085.58 | 1071.86
|  |  | Exclude Fuel Gas |  |  | 2.4538 | 2.4754 | 2.4812 | 2.487 | 2.4986 | 2.4986
|  |  | Include Power Stations |  |  | 87.506 | 59.1875 | 62.7514 | 40.2778 | 47.821 | 57.6431
|  |  | Include Exports |  |  | 114.3285 | 114.3285 | 114.0161 | 114.3285 | 114.3285 | 114.3285
|  |  | Total Volume for Cost Allocation purpose |  |  | 1342.9807 | 1294.2407 | 1283.6864 | 1255.1194 | 1245.2309 | 1241.333
|  | Adjusted AEMO 1:2 Peak Day Demand Forecast - TJ | [10 empty] | Fuel Gas %
|  |  | Ballarat |  |  | 64.8 | 64.8 | 65.1 | 66 | 65.99 | 66.3
|  |  | Geelong |  |  | 116.1884 | 114.9883 | 115.0883 | 115.6882 | 115.2382 | 115.1482 |  | 0.4734% | Stonehaven/Winchelsea
|  |  | Gippsland |  | incl. Warragul Adj | 67.7984 | 66.9958 | 66.395 | 66.2943 | 65.6129 | 65.1129 |  | 12.29% | Gooding
|  |  | Melbourne |  |  | 773.0535 | 755.2372 | 741.8329 | 733.6285 | 717.5398 | 704.1398 |  | 75.25% | Brooklyn, Wollert
|  |  | Northern |  |  | 102.0086 | 101.5061 | 101.3054 | 101.6047 | 101.4333 | 101.3833 |  | 11.87% | Euroa, Springhurst
|  |  | Western |  |  | 17.2973 | 17.1973 | 17.1973 | 17.2973 | 17.2673 | 17.2773 |  | 0.1094% | Iona
100%
|  |  | Sub-total |  |  | 1141.1462 | 1120.7246 | 1106.9188 | 1100.513 | 1083.0814 | 1069.3614 |  | TRUE
Exclude Fuel Gas
|  |  | Include Power Stations |  |  | 87.506 | 59.1875 | 62.7514 | 40.2778 | 47.821 | 57.6431
|  |  | Include Exports |  |  | 114.3285 | 114.3285 | 114.0161 | 114.3285 | 114.3285 | 114.3285
|  |  | Total Volume for Cost Allocation purpose |  |  | 1342.9807 | 1294.2407 | 1283.6864 | 1255.1194 | 1245.2309 | 1241.333
VENCorp 1:2 Peak Day Demand Forecast by Demand/Volume - TJ
Tariff V
Source: AEMO VGPR Table 19 2022-2025, APA extrapolated
|  |  | Ballarat |  |  | 59.5 | 59.5 | 59.9 | 60.8 | 60.94 | 61.34
|  |  | Geelong |  |  | 78.6 | 78.4 | 78.6 | 79.4 | 79.4 | 79.66
|  |  | Gippsland |  | incl. Warragul Adj | 41.4 | 41.4 | 41.6 | 42.2 | 42.3 | 42.56
|  |  | Melbourne |  |  | 653.6 | 637.3 | 624.8 | 617.3 | 602.46 | 590.1
|  |  | Northern |  |  | 73.1 | 72.6 | 72.6 | 73.1 | 72.83 | 72.82
|  |  | Western |  |  | 8.5 | 8.4 | 8.3 | 8.4 | 8.3 | 8.26
|  |  | Sub-Total |  |  | 914.7 | 897.6 | 885.8 | 881.2 | 866.23 | 854.74
Tariff D
Source: AEMO VGPR Table 19 2022-2025, APA extrapolated
|  |  | Ballarat |  |  | 5.3 | 5.3 | 5.2 | 5.2 | 5.05 | 4.96
|  |  | Geelong |  |  | 37.6 | 36.6 | 36.5 | 36.3 | 35.85 | 35.5
|  |  | Gippsland |  | incl. Warragul Adj | 26.7 | 25.9 | 25.1 | 24.4 | 23.62 | 22.86
|  |  | Melbourne |  |  | 121.3 | 119.8 | 118.9 | 118.2 | 116.96 | 115.92
|  |  | Northern |  |  | 29.2 | 29.2 | 29 | 28.8 | 28.9 | 28.86
|  |  | Western |  |  | 8.8 | 8.8 | 8.9 | 8.9 | 8.97 | 9.02
|  |  | Sub-Total |  |  | 228.9 | 225.6 | 223.6 | 221.8 | 219.35 | 217.12
|  |  | Exclude Fuel Gas |  |  | 2.4538 | 2.4754 | 2.4812 | 2.487 | 2.4986 | 2.4986
|  |  | Include Power Stations |  |  | 87.506 | 59.1875 | 62.7514 | 40.2778 | 47.821 | 57.6431
|  |  | Include Exports |  |  | 114.3285 | 114.3285 | 114.0161 | 114.3285 | 114.3285 | 114.3285
|  |  | Total Volume for Cost Allocation purpose |  |  | 1342.9807 | 1294.2407 | 1283.6864 | 1255.1194 | 1245.2309 | 1241.333
Adjusted AEMO 1:2 Peak Day Demand Forecast by Demand/Volume - TJ
|  |  | Tariff V | [9 empty] | Fuel Gas %
|  |  | Ballarat |  |  | 59.5 | 59.5 | 59.9 | 60.8 | 60.94 | 61.34 |  | 0%
|  |  | Geelong |  |  | 78.5884 | 78.3883 | 78.5883 | 79.3882 | 79.3882 | 79.6482 |  | 0.4734%
|  |  | Gippsland |  |  | 41.0984 | 41.0958 | 41.295 | 41.8943 | 41.9929 | 42.2529 |  | 12.29%
|  |  | Melbourne |  |  | 651.7535 | 635.4372 | 622.9329 | 615.4285 | 600.5798 | 588.2198 |  | 75.25%
|  |  | Northern |  |  | 72.8086 | 72.3061 | 72.3054 | 72.8047 | 72.5333 | 72.5233 |  | 11.87%
|  |  | Western |  |  | 8.4973 | 8.3973 | 8.2973 | 8.3973 | 8.2973 | 8.2573 |  | 0.1094%
|  |  | Sub-Total |  |  | 912.2462 | 895.1246 | 883.3188 | 878.713 | 863.7314 | 852.2414
Tariff D
|  |  | Ballarat |  |  | 5.3 | 5.3 | 5.2 | 5.2 | 5.05 | 4.96
|  |  | Geelong |  |  | 37.6 | 36.6 | 36.5 | 36.3 | 35.85 | 35.5
|  |  | Gippsland |  | incl. Warragul Adj | 26.7 | 25.9 | 25.1 | 24.4 | 23.62 | 22.86
|  |  | Melbourne |  |  | 121.3 | 119.8 | 118.9 | 118.2 | 116.96 | 115.92
|  |  | Northern |  |  | 29.2 | 29.2 | 29 | 28.8 | 28.9 | 28.86
|  |  | Western |  |  | 8.8 | 8.8 | 8.9 | 8.9 | 8.97 | 9.02
|  |  | Sub-Total |  |  | 228.9 | 225.6 | 223.6 | 221.8 | 219.35 | 217.12
|  |  | Exclude Fuel Gas |  |  | 2.4538 | 2.4754 | 2.4812 | 2.487 | 2.4986 | 2.4986
|  |  | Include Power Stations |  |  | 87.506 | 59.1875 | 62.7514 | 40.2778 | 47.821 | 57.6431
|  |  | Include Exports |  |  | 114.3285 | 114.3285 | 114.0161 | 114.3285 | 114.3285 | 114.3285
|  |  | Total Volume for Cost Allocation purpose |  |  | 1340.5269 | 1291.7653 | 1281.2052 | 1252.6324 | 1242.7323 | 1238.8344
|  |  | Warragul Adj |  |  | 0 | 0 | 0 | 0 | 0 | 0
Annual Withdrawals
Compressor Fuel Gas Forecast - TJ
|  |  | Gooding |  |  | 266.45 | 266.45 | 266.45 | 266.45 | 266.45 | 266.45
|  |  | Brooklyn |  |  | 110.08 | 110.08 | 110.08 | 110.08 | 110.08 | 110.08
|  |  | Wollert |  |  | 39.43 | 47.316 | 47.316 | 47.316 | 47.316 | 47.316 | 5 units at Wollert in 2022 - multiply by 6/5 for new Wollert compressor from 2023
|  |  | Iona |  |  | 0.98 | 0.98 | 0.98 | 0.98 | 0.98 | 0.98
|  |  | Springhurst |  |  | 66.92 | 66.92 | 66.92 | 66.92 | 66.92 | 66.92
|  |  | Stonehaven/Winchelsea/Pirron |  |  | 4.24 | 4.24 | 6.36 | 8.48 | 12.72 | 12.72 | 1 unit in place in 2022 - add an additional half unit in 2024 (half Stonehaven) a full unit in 2025 (half Stonehaven half Pirron) and a half unit in 2026 (other half Pirron)
|  |  | Euroa |  |  | 407.52 | 407.52 | 407.52 | 407.52 | 407.52 | 407.52
[6 empty] | 0 | 0 | 0 | 0 | 0 | 0
|  |  | Total |  |  | 895.62 | 903.506 | 905.626 | 907.746 | 911.986 | 911.986
|  |  | Adjusted Compressor Fuel Gas Forecast - TJ |  |  | 2023: AEMO Forecast; 2024: 911.986; 2025: TJ/year
|  |  | Gooding |  |  | 266.45 | 266.45 | 268.3212 | 267.6946 | 266.45 | 266.45
|  |  | Brooklyn |  |  | 110.08 | 110.08 | 110.8531 | 110.5942 | 110.08 | 110.08
|  |  | Wollert |  |  | 39.43 | 47.316 | 47.6483 | 47.537 | 47.316 | 47.316
|  |  | Iona |  |  | 0.98 | 0.98 | 0.98688 | 0.98458 | 0.98 | 0.98
|  |  | Springhurst |  |  | 66.92 | 66.92 | 67.39 | 67.2326 | 66.92 | 66.92
|  |  | Stonehaven/Winchelsea/Pirron |  |  | 4.24 | 4.24 | 6.4047 | 8.5196 | 12.72 | 12.72
|  |  | Euroa |  |  | 407.52 | 407.52 | 410.3819 | 409.4235 | 407.52 | 407.52
|  |  | 0 |  |  | 0 | 0 | 0 | 0 | 0 | 0
|  |  | Total |  |  | 895.62 | 903.506 | 911.986 | 911.986 | 911.986 | 911.986
Annual Demand Forecast adjusted to exclude compressor fuel - TJ
|  |  | Ballarat |  |  | 10600 | 10600 | 10600 | 10800 | 10042.8949 | 10144.007
|  |  | Geelong |  |  | 20323.47 | 20123.47 | 20020.8257 | 19921.7113 | 19232.1148 | 19339.9289
|  |  | Gippsland |  |  | 13760.57 | 13552.684 | 13352.3517 | 13052.463 | 13020.4184 | 13065.5787
|  |  | Melbourne |  |  | 125732.1 | 123332.1 | 121131.6232 | 119431.7828 | 117238.2302 | 118170.965
|  |  | Northern |  |  | 3588.24 | 3588.24 | 3583.2134 | 3582.0569 | 3449.0303 | 3455.5633
|  |  | Western |  |  | 20000 | 20000 | 19900 | 19900 | 19071.3407 | 19176.7647
|  |  | Total |  |  | 194004.38 | 191196.494 | 188588.014 | 186688.014 | 182054.0292 | 183352.8076
|  |  | Warragul Adj |  |  | 0 | 0 | 0 | 0 | 0 | 0
AEMO SWZ Tariff V Demand Forecast - TJ
|  |  | Ballarat |  |  | 9000 | 9000 | 9000 | 9200 | 8452.2356 | 8558.6281
|  |  | Geelong |  |  | 11600 | 11600 | 11600 | 11700 | 10869.8373 | 11006.6614
|  |  | Gippsland |  |  | 5900 | 5900 | 6000 | 6000 | 5566.1063 | 5636.1697
|  |  | Melbourne |  |  | 90500 | 88500 | 86700 | 85600 | 83116.7731 | 84163.0059
|  |  | Northern |  |  | 1300 | 1300 | 1300 | 1300 | 1218.1714 | 1233.5052
|  |  | Western |  |  | 11300 | 11300 | 11300 | 11400 | 10607.4619 | 10740.9834
|  |  | Total |  |  | 129600 | 127600 | 125900 | 125200 | 119830.5856 | 121338.9536
AEMO SWZ Tariff D Demand Forecast - TJ
|  |  | Ballarat |  |  | 1600 | 1600 | 1600 | 1600 | 1590.6593 | 1585.3789
|  |  | Geelong |  |  | 9094.78 | 8894.78 | 8792.6085 | 8590.4958 | 8725.1075 | 8696.0974
|  |  | Gippsland |  |  | 7633.55 | 7433.55 | 7131.6788 | 6832.3054 | 7235.178 | 7210.275
|  |  | Melbourne |  |  | 35150.49 | 34742.604 | 34341.4986 | 33741.8688 | 34031.9611 | 33918.4632
|  |  | Northern |  |  | 2225.56 | 2225.56 | 2222.2281 | 2223.3439 | 2176.6589 | 2167.8581
|  |  | Western |  |  | 8700 | 8700 | 8600 | 8500 | 8463.8787 | 8435.7813
|  |  | Total |  |  | 64404.38 | 63596.494 | 62688.014 | 61488.014 | 62223.4436 | 62013.8539
Injection Volumes incl Calcairn
[6 empty] | 100% | (this does not appear to come from anywhere or to go anywhere)
Annual Injection Volumes - TJ
|  |  | Longford |  |  | 178084.81 | 175476.6658 | 173172.383 | 170851.2191 | 166936.0628 | 168045.9699
|  |  | Port Campbell (base) |  |  | 15013.6361 | 14793.7536 | 14599.4885 | 14403.8002 | 14073.7287 | 14167.3006
|  |  | Port Campbell balancing |  |  | 0 | 0 | 0 | 0 | 0 | 0
|  |  | Culcairn |  |  | 7419.892 | 7311.2238 | 7215.216 | 7118.5049 | 6955.3802 | 7001.6244
|  |  | Pakenham |  |  | 9758.4716 | 9615.5538 | 9489.2865 | 9362.0942 | 9147.5563 | 9208.3757
|  |  | Dandenong (LNG) |  |  | 709.2478 | 698.8605 | 689.6834 | 680.439 | 664.8463 | 669.2667
|  |  | Total |  |  | 210986.0575 | 207896.0575 | 205166.0575 | 202416.0575 | 197777.5743 | 199092.5373 | This line was not the total of the lines above
|  |  | Annual System AEMO Forecast |  |  | 196194.38 | 193096.494 | 190364.374 | 187612.254 | 182969.5309 | 184284.4938
|  |  | Incld Vic Hub Exports | [8 empty] | Not necessary to forecast VicHub exports as they do not attract a tariff
|  |  | Incld NSW Exports |  |  | 13896.0575 | 13896.0575 | 13896.0575 | 13896.0575 | 13896.0575 | 13896.0575
|  |  | Annual Injection Fcast |  |  | 210090.4375 | 206992.5515 | 204260.4315 | 201508.3115 | 196865.5883 | 198180.5513 | Difference is compressor fuel
[6 empty] | FALSE | FALSE | FALSE | FALSE | FALSE | FALSE
|  |  | Exclude LNG Refill |  |  | 1713.954 | 2300 | 2300 | 2300 | 2300 | 2300
|  |  | Excl WUGS Refill |  |  | 15800 | 15800 | 15800 | 15800 | 15800 | 15800
[6 empty] | 17513.954 | 18100 | 18100 | 18100 | 18100 | 18100
1:2 Peak Day Volumes - TJ
|  |  | Longford |  |  | 910.1526 | 893.9169 | 882.9339 | 877.6812 | 939.3935 | 917.303
|  |  | Port Campbell (base) |  |  | 118.155 | 116.0473 | 114.6215 | 113.9396 | 121.951 | 119.0833
|  |  | Port Campbell balancing |  |  | 0 | 0 | 0 | 0 | 0 | 0
|  |  | Culcairn |  |  | 83.5485 | 82.0581 | 81.0499 | 80.5678 | 86.2327 | 84.2049
|  |  | Pakenham |  |  | 28.2341 | 27.7305 | 27.3898 | 27.2268 | 29.1412 | 28.456
|  |  | Dandenong (LNG) |  |  | 3.5098 | 3.4472 | 3.4048 | 3.3846 | 3.6226 | 3.5374
|  |  | Total |  |  | 1143.6 | 1123.2 | 1109.4 | 1102.8 | 1180.341 | 1152.5845
|  |  | VENCorp Withdrawal Forecast volumes |  |  | 1143.6 | 1123.2 | 1109.4 | 1103 | 1085.58 | 1071.86
|  |  | Power Stations |  |  | 87.506 | 59.1875 | 62.7514 | 40.2778 | 47.821 | 57.6431 | As the Victorian peak day occurs in the winter, and exports to NSW are assumed to be provided only in summer, NSW export volumes do not affect the Injection peak demand.
|  |  | Exports |  |  | 114.3285 | 114.3285 | 114.0161 | 114.3285 | 114.3285 | 114.3285 | This should not be an input - should be a calculation based on export volumes in Row 238 and load factors in Row 258
|  |  | Load factor % |  |  | 100% | 100% | 100% | 100% | 100% | 100% | This load factor affects all load (see Row 260), not just Exports
|  |  | Exclude Compressor Fuel |  |  | 2.4538 | 2.4754 | 2.4812 | 2.487 | 2.4986 | 2.4986
|  |  | System Peak Forecast Total for Cost Allocation |  |  | 1342.9807 | 1294.2407 | 1283.6864 | 1255.1194 | 1245.2309 | 1241.333
Adjusted 1:2 Peak Day Volumes - TJ
|  |  | Longford |  |  | 910.1526 | 893.9169 | 882.9339 | 877.6812 | 939.3935 | 917.303
|  |  | Port Campbell (base) |  |  | 118.155 | 116.0473 | 114.6215 | 113.9396 | 121.951 | 119.0833
|  |  | Port Campbell balancing |  |  | 0 | 0 | 0 | 0 | 0 | 0
|  |  | Culcairn |  |  | 83.5485 | 82.0581 | 81.0499 | 80.5678 | 86.2327 | 84.2049
|  |  | Pakenham |  |  | 28.2341 | 27.7305 | 27.3898 | 27.2268 | 29.1412 | 28.456
|  |  | Dandenong (LNG) |  |  | 3.5098 | 3.4472 | 3.4048 | 3.3846 | 3.6226 | 3.5374
|  |  | Total |  |  | 1143.6 | 1123.2 | 1109.4 | 1102.8 | 1180.341 | 1152.5845
Summary
[6 empty] | 2022 | 2023 | 2024 | 2025 | 2026 | 2027
Annual (PJ)
|  |  |  | System |  | 194004.38 | 191196.494 | 188588.014 | 186688.014 | 182054.0292 | 183352.8076
|  |  |  | Plus GPG |  | 196194.38 | 193096.494 | 190358.014 | 187608.014 | 182969.5309 | 184284.4938
|  |  |  | Plus Exports |  | 210090.4375 | 206992.5515 | 204254.0715 | 201504.0715 | 196865.5883 | 198180.5513
|  |  |  | excl VicHub |  | 210090.4375 | 206992.5515 | 204254.0715 | 201504.0715 | 196865.5883 | 198180.5513
|  |  |  | GPG |  | 2190 | 1900 | 1770 | 920 | 915.5016 | 931.6862
|  |  |  | Exports |  | 13896.0575 | 13896.0575 | 13896.0575 | 13896.0575 | 13896.0575 | 13896.0575
[14 empty] | 2023 | 2024 | 2025 | 2026 | 2027
|  |  |  | Tariffs V&D Incl compressor fuel |  | 195795.62 | 193003.506 | 190405.626 | 188507.746 | 183878.0012 | 185176.7796 |  |  | 193.0035 | 190.4056 | 188.5077 | 183.878 | 185.1768
|  |  |  | GPG |  | 2190 | 1900 | 1770 | 920 | 915.5016 | 931.6862 |  |  | 1.9 | 1.77 | 0.92 | 0.9155 | 0.93169
|  |  |  | Culcairn export |  | 13896.0575 | 13896.0575 | 13896.0575 | 13896.0575 | 13896.0575 | 13896.0575 |  |  | 13.8961 | 13.8961 | 13.8961 | 13.8961 | 13.8961
|  |  |  | Sub-total |  | 211881.6775 | 208799.5635 | 206071.6835 | 203323.8035 | 198689.5603 | 200004.5233 |  |  | 208.7996 | 206.0717 | 203.3238 | 198.6896 | 200.0045
|  |  |  | UGS/LNG refill |  | 17513.954 | 18100 | 18100 | 18100 | 18100 | 18100 |  |  | 18.1 | 18.1 | 18.1 | 18.1 | 18.1
|  |  |  | Total |  | 229395.6315 | 226899.5635 | 224171.6835 | 221423.8035 | 216789.5603 | 218104.5233 |  |  | 226.8996 | 224.1717 | 221.4238 | 216.7896 | 218.1045
1-in-2 Peak (TJ/day)
|  |  |  | Tariffs V&D |  | 1143.6 | 1123.2 | 1109.4 | 1103 | 1085.58 | 1071.86
|  |  |  | GPG |  | 87.506 | 59.1875 | 62.7514 | 40.2778 | 47.821 | 57.6431
|  |  |  | Culcairn |  | 114.3285 | 114.3285 | 114.0161 | 114.3285 | 114.3285 | 114.3285
VicHub
UGS/LNG refill
|  |  |  | Total |  | 1345.4345 | 1296.716 | 1286.1675 | 1257.6063 | 1247.7295 | 1243.8316
[1] Includes compressor fuel

## N1. Demand
REGULATORY REPORTING STATEMENT
APA VTS Australia (Operations) Pty Ltd
Data Span 2021 - 2027
N1. DEMAND
N1.1 - DEMAND - BY USER TYPE
VOLUMES
GJ
| 2021 | 2022 | 2023 | 2024 | 2025 | 2026 | 2027
Electricity generation customers | 3190000 | 2190000 | 1900000 | 1770000 | 920000 | 915501.6136 | 931686.2067
Total | 3190000 | 2190000 | 1900000 | 1770000 | 920000 | 915501.6136 | 931686.2067
N1.2 - DEMAND - BY REFERENCE SERVICES
VOLUMES
GJ
Reference service | 2021 | 2022 | 2023 | 2024 | 2025 | 2026 | 2027
Tariffed Transmission Service
Ballarat SWZ | 10600000 | 10600000 | 10600000 | 10600000 | 10700000 | 10042894.8983 | 10144006.9633
Geelong SWZ | 20600000 | 20600000 | 20400000 | 20300000 | 20300000 | 19608644.8152 | 19716458.8574
Gippsland SWZ | 14000000 | 13800000 | 13600000 | 13400000 | 13200000 | 13067734.3675 | 13112894.7185
Melbourne SWZ | 127700000 | 125800000 | 123400000 | 121200000 | 119500000 | 117306130.1721 | 118238865.0443
Northern SWZ | 4000000 | 4000000 | 4000000 | 4000000 | 4000000 | 3869270.3316 | 3875803.2582
Western SWZ | 20000000 | 20100000 | 20000000 | 19900000 | 19800000 | 19071340.6563 | 19176764.724
Culcairn export | 18934171.733 | 11358769.2918 | 13896057.4785 | 13896057.4785 | 13896057.4785 | 13896057.4785 | 13896057.4785
Total | 215834171.733 | 206258769.2918 | 205896057.4785 | 203296057.4785 | 201396057.4785 | 196862072.7195 | 198160851.0442
N1.3 - WITHDRAWALS
N1.3.1 - PEAK VOLUME - BY LOCATION
VOLUMES
GJ
Withdrawal Point | 2021 | 2022 | 2023 | 2024 | 2025 | 2026 | 2027
A. MINIMUM
Ballarat SWZ
Geelong SWZ
Gippsland SWZ
Melbourne SWZ
Northern SWZ
Western SWZ
B. MAXIMUM
Ballarat SWZ | 64600 | 64800 | 64800 | 65100 | 66000 | 68156.2269 | 66553.4891
Geelong SWZ | 115700 | 116200 | 115000 | 115000 | 115700 | 121017.635 | 118171.827
Gippsland SWZ | 68400 | 68100 | 67300 | 66800 | 66600 | 70649.4919 | 68988.1234
Melbourne SWZ | 787000 | 775000 | 757100 | 743700 | 735400 | 795791.5185 | 777077.9659
Northern SWZ | 101800 | 102300 | 101800 | 101600 | 101900 | 106728.5029 | 104218.713
Western SWZ | 17100 | 17200 | 17200 | 17200 | 17200 | 17997.6019 | 17574.3766
|  | 114328.4996 | 114328.4996 | 114016.1266 | 114328.4996 | 114328.4996 | 114328.4996
C. AVERAGE
Ballarat SWZ | 29041.0959 | 29041.0959 | 29041.0959 | 28961.7486 | 29315.0685 | 27514.7805 | 27791.7999
Geelong SWZ | 56438.3562 | 56438.3562 | 55890.411 | 55464.4809 | 55616.4384 | 53722.3146 | 54017.6955
Gippsland SWZ | 38356.1644 | 37808.2192 | 37260.274 | 36612.0219 | 36164.3836 | 35802.012 | 35925.739
Melbourne SWZ | 349863.0137 | 344657.5342 | 338082.1918 | 331147.541 | 327397.2603 | 321386.658 | 323942.096
Northern SWZ | 10958.9041 | 10958.9041 | 10958.9041 | 10928.9617 | 10958.9041 | 10600.7406 | 10618.6391
Western SWZ | 54794.5205 | 55068.4932 | 54794.5205 | 54371.5847 | 54246.5753 | 52250.2484 | 52539.0814
|  | 114328.4996 | 114328.4996 | 114016.1266 | 114328.4996 | 114328.4996 | 114328.4996
N1.3.2 - ANNUAL VOLUME - BY LOCATION
VOLUMES
GJ
Withdrawal Point | 2021 | 2022 | 2023 | 2024 | 2025 | 2026 | 2027
Ballarat SWZ | 10600000 | 10600000 | 10600000 | 10600000 | 10700000 | 10042894.8983 | 10144006.9633
Geelong SWZ | 20600000 | 20600000 | 20400000 | 20300000 | 20300000 | 19608644.8152 | 19716458.8574
Gippsland SWZ | 14000000 | 13800000 | 13600000 | 13400000 | 13200000 | 13067734.3675 | 13112894.7185
Melbourne SWZ | 127700000 | 125800000 | 123400000 | 121200000 | 119500000 | 117306130.1721 | 118238865.0443
Northern SWZ | 4000000 | 4000000 | 4000000 | 4000000 | 4000000 | 3869270.3316 | 3875803.2582
Western SWZ | 20000000 | 20100000 | 20000000 | 19900000 | 19800000 | 19071340.6563 | 19176764.724
| 18934171.733 | 11358769.2918 | 13896057.4785 | 13896057.4785 | 13896057.4785 | 13896057.4785 | 13896057.4785
N1.4 - INJECTIONS
N1.4.1 - PEAK VOLUME - BY LOCATION
VOLUMES
GJ
Injection Point | 2021 | 2022 | 2023 | 2024 | 2025 | 2026 | 2027
A. MINIMUM
101. Longford
103. Culcairn
104. Dandenong
105. Iona
107. VicHub
108. SeaGas
109. Pakenham
111. TasHub
B. MAXIMUM
101. Longford | 652838.5686 | 623875.6292 | 622778.5265 | 614914.2469 | 609167.2733 | 595453.2256 | 599381.6702
103. Culcairn | 132091.0653 | 126230.8945 | 126008.914 | 124417.7073 | 123254.9024 | 120480.0922 | 121274.9478
104. Dandenong | 58186.2044 | 55604.7952 | 55507.0126 | 54806.085 | 54293.8686 | 53071.5628 | 53421.6973
105. Iona | 241844.9181 | 231115.5586 | 230709.1354 | 227795.8025 | 225666.8285 | 220586.4413 | 222041.7388
107. VicHub | 88535.5397 | 84607.6935 | 84458.9085 | 83392.3841 | 82613.001 | 80753.1528 | 81285.9138
108. SeaGas | 66866.7968 | 63900.2763 | 63787.9059 | 62982.4094 | 62393.7773 | 60989.1201 | 61391.4898
109. Pakenham | 38333.9582 | 36633.2864 | 36568.8658 | 36107.084 | 35769.6281 | 34964.3544 | 35195.0283
111. TasHub | 45703.6502 | 43676.0248 | 43599.2193 | 43048.6601 | 42646.3284 | 41686.241 | 41961.262
C. AVERAGE
101. Longford | 415219.7319 | 487903.589 | 480757.9885 | 474444.885 | 468085.5318 | 457359.0762 | 460399.9176
103. Culcairn | 42840.4725 | 20328.4712 | 20030.7502 | 19767.7152 | 19502.7531 | 19055.8361 | 19182.5325
104. Dandenong | 1376.4409 | 1943.1447 | 1914.6863 | 1889.5435 | 1864.2165 | 1821.4968 | 1833.6074
105. Iona | 47324.2085 | 41133.2495 | 40530.8318 | 39998.5987 | 39462.4664 | 38558.1607 | 38814.5222
107. VicHub | 31258.4657
108. SeaGas | 4268.3728
109. Pakenham | 26212.4982 | 26735.5387 | 26343.9829 | 25998.0452 | 25649.5733 | 25061.7982 | 25228.4265
111. TasHub | 5275.3615
N1.4.2 - ANNUAL VOLUME - BY LOCATION
VOLUMES
GJ
Injection Point | 2021 | 2022 | 2023 | 2024 | 2025 | 2026 | 2027
101. Longford | 151970421.8839 | 178084809.9899 | 175476665.7862 | 173172383.0432 | 170851219.1079 | 166936062.82 | 168045969.9113
103. Culcairn | 15679612.9519 | 7419891.9867 | 7311223.8287 | 7215216.0385 | 7118504.8947 | 6955380.1634 | 7001624.37
104. Dandenong | 503777.3569 | 709247.7974 | 698860.4964 | 689683.3664 | 680439.0046 | 664846.3441 | 669266.7052
105. Iona | 17320660.3289 | 15013636.0809 | 14793753.6107 | 14599488.5157 | 14403800.2332 | 14073728.6695 | 14167300.6095
107. VicHub | 11440598.4622
108. SeaGas | 1562224.4587
109. Pakenham | 9593774.3411 | 9758471.6235 | 9615553.7565 | 9489286.5147 | 9362094.2382 | 9147556.336 | 9208375.6549
111. TasHub | 1930782.3214
Contents
Instructions
Mark selection CONFIDENTIAL
Return selection to
NON-CONFIDENTIAL
Return selection to NON-AMENDED
Mark selection as AMENDED
FOR AMENDED SUBMISSIONS ONLY

## Time series
Time series
| Source: 2022 tariffs PCM |  |  |  |  | Source: AEMO 2021 GSOO
| 2018 | 2019 | 2020 | 2021 E | 2022 F | 2023 | 2024 | 2025 | 2026 | 2027
Tariff V | 125.5163 | 127.8249 | 132.1113 | 128.712 | 113.9172 | 127.6 | 125.9 | 125.2 | 119.8306 | 121.339
Tariff D (includes GPG) | 92.1545 | 100.2235 | 88.7825 | 94.8708 | 87.55 | 66.4 | 65.37 | 63.32 | 64.0509 | 63.8575
Exports included in Tariff D in PCM
Exports | Source: AEMO 2021 GSOO 2023: 13.8961; Source: AEMO 2021 GSOO 2024: 13.8961; Source: AEMO 2021 GSOO 2025: 13.8961; Source: AEMO 2021 GSOO 2026: 13.8961; Source: AEMO 2021 GSOO 2027: 13.8961
Total | 217.6708 | 228.0483 | 220.8938 | 223.5828 | 201.4672 | 207.8961 | 205.1661 | 202.4161 | 197.7776 | 199.0925

## Tariffs D V
Source: AEMO 2021Victorian Gas Planning Report
[11 empty] | https://www.aemo.com.au/-/media/files/gas/national_planning_and_forecasting/vgpr/2021/2021-victorian-gas-planning-report.pdf?la=en | [16 empty] | Source: AEMO Forecasting Portal data
AEMO Withdrawal Forecasts | [27 empty] | http://forecasting.aemo.com.au/Gas/AnnualConsumption/Total
[17 empty] | APA Extrapolated |  |  |  | AEMO Data |  |  |  |  | APA Extrapolated |  | EffectiveDate | Region | Year | Period | Category | SubCategory | Scenario | Annual consumption (PJ) | Category | SubCategory | Scenario | Annual consumption (PJ) | Category | SubCategory | Scenario | Annual consumption (PJ) | Category | SubCategory | Scenario | Annual consumption (PJ)
| TariffV - Industry forecasts | [15 empty] | 2026 | 2027 | SWZ | . | 2021 | 2022 | 2023 | 2024 | 2025 | 2026 | 2027 | 2021-03-29 | VIC | 2021 | ALL | ResidentialCommercial |  | Central | 124.71 | Industrial | Medium to Large Industrials | Central | 33.8425 | Industrial | Small Industrials | Central | 30.9808 | GPG |  | Central | 8.5132
[5 empty] | 2022 | 2023 | 2024 | 2025 | 2026 | 2027 | [6 empty] | 8.4522 | 8.5586 | Ballarat | TariffV | 8.9 | 9 | 9 | 9 | 9.2 | 8.4522 | 8.5586 | 2021-03-29 | VIC | 2022 | ALL | ResidentialCommercial |  | Central | 123.2382 | Industrial | Medium to Large Industrials | Central | 33.4737 | Industrial | Small Industrials | Central | 31.0431 | GPG |  | Central | 5.553
|  | Ballarat |  |  | 9000 | 9000 | 9000 | 9200 | 8452.2356 | 8558.6281 | [6 empty] | 1.5907 | 1.5854 | . | TariffD | 1.7 | 1.6 | 1.6 | 1.6 | 1.6 | 1.5907 | 1.5854 | 2021-03-29 | VIC | 2023 | ALL | ResidentialCommercial |  | Central | 121.3807 | Industrial | Medium to Large Industrials | Central | 32.8438 | Industrial | Small Industrials | Central | 30.8332 | GPG |  | Central | 4.9957
|  | Geelong |  |  | 11600 | 11600 | 11600 | 11700 | 10869.8373 | 11006.6614 | [6 empty] | 10.0429 | 10.144 | . | SWZ_total | 10.6 | 10.6 | 10.6 | 10.6 | 10.7 | 10.0429 | 10.144 | 2021-03-29 | VIC | 2024 | ALL | ResidentialCommercial |  | Central | 119.7587 | Industrial | Medium to Large Industrials | Central | 32.3894 | Industrial | Small Industrials | Central | 30.4048 | GPG |  | Central | 4.7783
|  | Gippsland |  |  | 5900 | 5900 | 6000 | 6000 | 5566.1063 | 5636.1697 | [6 empty] | 10.8698 | 11.0067 | Geelong | TariffV | 11.5 | 11.6 | 11.6 | 11.6 | 11.7 | 10.8698 | 11.0067 | 2021-03-29 | VIC | 2025 | ALL | ResidentialCommercial |  | Central | 119.0281 | Industrial | Medium to Large Industrials | Central | 31.9251 | Industrial | Small Industrials | Central | 29.6608 | GPG |  | Central | 2.6063
|  | Melbourne |  |  | 90500 | 88500 | 86700 | 85600 | 83116.7731 | 84163.0059 | [6 empty] | 8.7388 | 8.7098 | . | TariffD | 9.1 | 9.1 | 8.9 | 8.8 | 8.6 | 8.7388 | 8.7098 | 2021-03-29 | VIC | 2026 | ALL | ResidentialCommercial |  | Central | 119.8306 | Industrial | Medium to Large Industrials | Central | 31.471 | Industrial | Small Industrials | Central | 29.2292 | GPG |  | Central | 2.4352
|  | Northern |  |  | 1300 | 1300 | 1300 | 1300 | 1218.1714 | 1233.5052 | [6 empty] | 19.6086 | 19.7165 | . | SWZ_total | 20.6 | 20.6 | 20.4 | 20.3 | 20.3 | 19.6086 | 19.7165 | 2021-03-29 | VIC | 2027 | ALL | ResidentialCommercial |  | Central | 121.339 | Industrial | Medium to Large Industrials | Central | 31.0181 | Industrial | Small Industrials | Central | 29.4295 | GPG |  | Central | 2.4783
|  | Western |  |  | 11300 | 11300 | 11300 | 11400 | 10607.4619 | 10740.9834 | [6 empty] | 5.5661 | 5.6362 | Gippsland | TariffV | 5.9 | 5.9 | 5.9 | 6 | 6 | 5.5661 | 5.6362 | 2021-03-29 | VIC | 2028 | ALL | ResidentialCommercial |  | Central | 122.8752 | Industrial | Medium to Large Industrials | Central | 30.5496 | Industrial | Small Industrials | Central | 29.6131 | GPG |  | Central | 2.6966
| Total system |  |  |  | 129600 | 127600 | 125900 | 125200 | 119830.5856 | 121338.9536 | [6 empty] | 7.5016 | 7.4767 | . | TariffD | 8.1 | 7.9 | 7.7 | 7.4 | 7.1 | 7.5016 | 7.4767 | 2021-03-29 | VIC | 2029 | ALL | ResidentialCommercial |  | Central | 124.3618 | Industrial | Medium to Large Industrials | Central | 30.0797 | Industrial | Small Industrials | Central | 29.7366 | GPG |  | Central | 4.3552
[17 empty] | 13.0677 | 13.1129 | . | SWZ_total | 14 | 13.8 | 13.6 | 13.4 | 13.2 | 13.0677 | 13.1129 | 2021-03-29 | VIC | 2030 | ALL | ResidentialCommercial |  | Central | 125.7832 | Industrial | Medium to Large Industrials | Central | 29.5998 | Industrial | Small Industrials | Central | 29.819 | GPG |  | Central | 6.276
| TariffD - AEMO forecasts | [15 empty] | 83.1168 | 84.163 | Melbourne | TariffV | 92.2 | 90.5 | 88.5 | 86.7 | 85.6 | 83.1168 | 84.163 | 2021-03-29 | VIC | 2031 | ALL | ResidentialCommercial |  | Central | 127.3368 | Industrial | Medium to Large Industrials | Central | 29.2699 | Industrial | Small Industrials | Central | 30.0018 | GPG |  | Central | 7.6711
[5 empty] | 2022 | 2023 | 2024 | 2025 | 2026 | 2027 | [6 empty] | 34.1894 | 34.0759 | . | TariffD | 35.5 | 35.3 | 34.9 | 34.5 | 33.9 | 34.1894 | 34.0759 | 2021-03-29 | VIC | 2032 | ALL | ResidentialCommercial |  | Central | 128.9264 | Industrial | Medium to Large Industrials | Central | 29.0699 | Industrial | Small Industrials | Central | 30.2839 | GPG |  | Central | 8.8314
|  | Ballarat |  |  | 1600 | 1600 | 1600 | 1600 | 1590.6593 | 1585.3789 | [6 empty] | 117.3061 | 118.2389 | . | SWZ_total | 127.7 | 125.8 | 123.4 | 121.2 | 119.5 | 117.3061 | 118.2389 | 2021-03-29 | VIC | 2033 | ALL | ResidentialCommercial |  | Central | 130.4533 | Industrial | Medium to Large Industrials | Central | 28.8998 | Industrial | Small Industrials | Central | 30.5822 | GPG |  | Central | 10.0649
|  | Geelong |  |  | 9100 | 8900 | 8800 | 8600 | 8738.8075 | 8709.7974 | [6 empty] | 1.2182 | 1.2335 | Northern | TariffV | 1.3 | 1.3 | 1.3 | 1.3 | 1.3 | 1.2182 | 1.2335 | 2021-03-29 | VIC | 2034 | ALL | ResidentialCommercial |  | Central | 131.8979 | Industrial | Medium to Large Industrials | Central | 28.7698 | Industrial | Small Industrials | Central | 30.868 | GPG |  | Central | 10.0738
|  | Gippsland |  |  | 7900 | 7700 | 7400 | 7100 | 7501.628 | 7476.725 | [6 empty] | 2.6511 | 2.6423 | . | TariffD | 2.7 | 2.7 | 2.7 | 2.7 | 2.7 | 2.6511 | 2.6423 | 2021-03-29 | VIC | 2035 | ALL | ResidentialCommercial |  | Central | 133.2847 | Industrial | Medium to Large Industrials | Central | 28.8401 | Industrial | Small Industrials | Central | 31.1453 | GPG |  | Central | 9.4577
|  | Melbourne |  |  | 35300 | 34900 | 34500 | 33900 | 34189.3571 | 34075.8592 | [6 empty] | 3.8693 | 3.8758 | . | SWZ_total | 4 | 4 | 4 | 4 | 4 | 3.8693 | 3.8758 | 2021-03-29 | VIC | 2036 | ALL | ResidentialCommercial |  | Central | 134.8564 | Industrial | Medium to Large Industrials | Central | 28.9097 | Industrial | Small Industrials | Central | 31.4411 | GPG |  | Central | 9.8619
|  | Northern |  |  | 2700 | 2700 | 2700 | 2700 | 2651.0989 | 2642.2981 | [6 empty] | 10.6075 | 10.741 | Western | TariffV | 11.3 | 11.3 | 11.3 | 11.3 | 11.4 | 10.6075 | 10.741 | 2021-03-29 | VIC | 2037 | ALL | ResidentialCommercial |  | Central | 136.6279 | Industrial | Medium to Large Industrials | Central | 28.9655 | Industrial | Small Industrials | Central | 32.0356 | GPG |  | Central | 8.2239
|  | Western |  |  | 8700 | 8700 | 8600 | 8500 | 8463.8787 | 8435.7813 | [6 empty] | 8.4639 | 8.4358 | . | TariffD | 8.6 | 8.7 | 8.7 | 8.6 | 8.5 | 8.4639 | 8.4358 | 2021-03-29 | VIC | 2038 | ALL | ResidentialCommercial |  | Central | 138.23 | Industrial | Medium to Large Industrials | Central | 29.0352 | Industrial | Small Industrials | Central | 32.7766 | GPG |  | Central | 7.5071
| Total system |  |  |  | 65300 | 64500 | 63600 | 62400 | 63135.4296 | 62925.8399 | [6 empty] | 19.0713 | 19.1768 | . | SWZ_total | 20 | 20.1 | 20 | 19.9 | 19.8 | 19.0713 | 19.1768 | 2021-03-29 | VIC | 2039 | ALL | ResidentialCommercial |  | Central | 139.6219 | Industrial | Medium to Large Industrials | Central | 29.1052 | Industrial | Small Industrials | Central | 33.0623 | GPG |  | Central | 7.9569
[5 empty] | TRUE | TRUE | TRUE | TRUE | TRUE | TRUE | [17 empty] | 2021-03-29 | VIC | 2040 | ALL | ResidentialCommercial |  | Central | 141.0239 | Industrial | Medium to Large Industrials | Central | 29.1751 | Industrial | Small Industrials | Central | 33.3414 | GPG |  | Central | 7.4916
[5 empty] | TRUE | TRUE | TRUE | TRUE | TRUE | TRUE | Total Tariff V | 131.1 | 129.6 | 127.6 | 125.9 | 125.2 | 119.8306 | 121.339 | Total Tariff V |  | 131.1 | 129.6 | 127.6 | 125.9 | 125.2 | 119.8306 | 121.339
[5 empty] | TRUE | TRUE | TRUE | TRUE | TRUE | TRUE | Total Tariff D | 65.7 | 65.3 | 64.5 | 63.6 | 62.4 | 63.1354 | 62.9258 | Total Tariff D |  | 65.7 | 65.3 | 64.5 | 63.6 | 62.4 | 63.1354 | 62.9258
[11 empty] | Total | 196.9 | 194.9 | 192 | 189.4 | 187.5 | 182.966 | 184.2648 | Total |  | 196.9 | 194.9 | 192 | 189.4 | 187.5 | 182.966 | 184.2648
|  |  | Source: AEMO Forecasting Portal data | [7 empty] | Export | 18.9342 | 11.3588 | 0 | 0 | 0 | 0 | 0 |  |  | APA Extrapolated 2026: TRUE; APA Extrapolated 2027: TRUE
|  |  | http://forecasting.aemo.com.au/Gas/AnnualConsumption/Total | [7 empty] | Total | 215.8342 | 206.2588 | 192 | 189.4 | 187.5 | 182.966 | 184.2648 |  |  | APA Extrapolated 2026: TRUE; APA Extrapolated 2027: TRUE
[19 empty] | Per GSOO: |  | AEMO Data 2021: AEMO Data
[21 empty] | 2021 | 2022 | 2023 | 2024 | 2025 | 2026 | 2027
[19 empty] | ResidentialCommercial |  | 124.71 | 123.2382 | 121.3807 | 119.7587 | 119.0281 | 119.8306 | 121.339
[19 empty] | Medium to Large Industrials |  | 33.8425 | 33.4737 | 32.8438 | 32.3894 | 31.9251 | 31.471 | 31.0181
[19 empty] | Small Industrials |  | 30.9808 | 31.0431 | 30.8332 | 30.4048 | 29.6608 | 29.2292 | 29.4295
[19 empty] | GPG |  | 8.5132 | 5.553 | 4.9957 | 4.7783 | 2.6063 | 2.4352 | 2.4783
[19 empty] | Total Tariff D |  | 73.3365 | 70.0699 | 68.6727 | 67.5725 | 64.1922 | 63.1354 | 62.9258
[19 empty] | Total system |  | 198.0466 | 193.3081 | 190.0534 | 187.3313 | 183.2202 | 182.966 | 184.2648
Variance to VGPR: (VGPR greater) GSOO Greater
[19 empty] | Tariff V |  | -6.39 | -6.3618 | -6.2193 | -6.1413 | -6.1719 | 0 | 0
[19 empty] | Tariff D |  | 7.6365 | 4.7699 | 4.1727 | 3.9725 | 1.7922 | 0 | 0
[19 empty] | Total |  | 1.1466 | -1.5919 | -1.9466 | -2.0687 | -4.2798 | 0 | 0
(Note Murray Valley is about 1.5 -2 PJ/year)
AEMO 1:2 PeakDayDemand Forecast byDemand/Volume - TJ
| TariffV | [19 empty] | AEMO Data 2021: AEMO Data; AEMO Data 2026: APA Extrapolated
[5 empty] | 2022 | 2023 | 2024 | 2025 | 2026 | 2027 | [8 empty] | SWZ | . | 2021 | 2022 | 2023 | 2024 | 2025 | 2026 | 2027
| Ballarat |  |  |  | 59.5 | 59.5 | 59.9 | 60.8 | 60.94 | 61.34 | [8 empty] | Ballarat | Tariff_V | 59 | 59.5 | 59.5 | 59.9 | 60.8 | 60.94 | 61.34
| Geelong |  |  |  | 78.6 | 78.4 | 78.6 | 79.4 | 79.4 | 79.66 | [8 empty] | . | Tariff_D | 5.6 | 5.3 | 5.3 | 5.2 | 5.2 | 5.05 | 4.96
| Gippsland |  |  | incl. Warragul Adj | 41.4 | 41.4 | 41.6 | 42.2 | 42.3 | 42.56 | [8 empty] | . | SWZ_total | 64.6 | 64.8 | 64.8 | 65.1 | 66 | 65.99 | 66.3
| Melbourne |  |  |  | 653.6 | 637.3 | 624.8 | 617.3 | 602.46 | 590.1 | [8 empty] | Geelong | Tariff_V | 78.1 | 78.6 | 78.4 | 78.6 | 79.4 | 79.4 | 79.66
| Northern |  |  |  | 73.1 | 72.6 | 72.6 | 73.1 | 72.83 | 72.82 | [8 empty] | . | Tariff_D | 37.5 | 37.6 | 36.6 | 36.5 | 36.3 | 35.85 | 35.5
| Western |  |  |  | 8.5 | 8.4 | 8.3 | 8.4 | 8.3 | 8.26 | [8 empty] | . | SWZ_total | 115.7 | 116.2 | 115 | 115 | 115.7 | 115.25 | 115.16
[19 empty] | Gippsland | Tariff_V | 41 | 41.4 | 41.4 | 41.6 | 42.2 | 42.3 | 42.56
| Sub-Total |  |  |  | 914.7 | 897.6 | 885.8 | 881.2 | 866.23 | 854.74 | [8 empty] | . | Tariff_D | 27.4 | 26.7 | 25.9 | 25.1 | 24.4 | 23.62 | 22.86
[19 empty] | . | SWZ_total | 68.4 | 68.1 | 67.3 | 66.8 | 66.6 | 65.92 | 65.42
| TariffD | [17 empty] | Melbourne | Tariff_V | 664.7 | 653.6 | 637.3 | 624.8 | 617.3 | 602.46 | 590.1
[5 empty] | 2022 | 2023 | 2024 | 2025 | 2026 | 2027 | [8 empty] | . | Tariff_D | 122.2 | 121.3 | 119.8 | 118.9 | 118.2 | 116.96 | 115.92
| Ballarat |  |  |  | 5.3 | 5.3 | 5.2 | 5.2 | 5.05 | 4.96 | [8 empty] | . | SWZ_total | 787 | 775 | 757.1 | 743.7 | 735.4 | 719.42 | 706.02
| Geelong |  |  |  | 37.6 | 36.6 | 36.5 | 36.3 | 35.85 | 35.5 | [8 empty] | Northern | Tariff_V | 72.9 | 73.1 | 72.6 | 72.6 | 73.1 | 72.83 | 72.82
| Gippsland |  |  | incl. Warragul Adj | 26.7 | 25.9 | 25.1 | 24.4 | 23.62 | 22.86 | [8 empty] | . | Tariff_D | 28.9 | 29.2 | 29.2 | 29 | 28.8 | 28.9 | 28.86
| Melbourne |  |  |  | 121.3 | 119.8 | 118.9 | 118.2 | 116.96 | 115.92 | [8 empty] | . | SWZ_total | 101.8 | 102.3 | 101.8 | 101.6 | 101.9 | 101.73 | 101.68
| Northern |  |  |  | 29.2 | 29.2 | 29 | 28.8 | 28.9 | 28.86 | [8 empty] | Western | Tariff_V | 8.5 | 8.5 | 8.4 | 8.3 | 8.4 | 8.3 | 8.26
| Western |  |  |  | 8.8 | 8.8 | 8.9 | 8.9 | 8.97 | 9.02 | [8 empty] | . | Tariff_D | 8.7 | 8.8 | 8.8 | 8.9 | 8.9 | 8.97 | 9.02
[19 empty] | . | SWZ_total | 17.1 | 17.2 | 17.2 | 17.2 | 17.2 | 17.27 | 17.28
| Sub-Total |  |  |  | 228.9 | 225.6 | 223.6 | 221.8 | 219.35 | 217.12
[5 empty] | TRUE | TRUE | TRUE | TRUE | TRUE | TRUE | [8 empty] | Total Tariff V |  | 924.2 | 914.7 | 897.6 | 885.8 | 881.2 | 866.23 | 854.74
[5 empty] | TRUE | TRUE | TRUE | TRUE | TRUE | TRUE | [8 empty] | Total Tariff D |  | 230.3 | 228.9 | 225.6 | 223.6 | 221.8 | 219.35 | 217.12
[5 empty] | TRUE | TRUE | TRUE | TRUE | TRUE | TRUE | [8 empty] | Total |  | 1154.6 | 1143.6 | 1123.2 | 1109.4 | 1102.8 | 1085.58 | 1071.86
[21 empty] | 1154.7 | 1143.6 | 1123.1 | 1109.4 | 1102.8

## Peak day
[8 empty] | Source: AEMO GSOO maximum demand data | [17 empty] | Source: AEMO 2021 VGPR
[8 empty] | http://forecasting.aemo.com.au/Gas/MaximumDemand/Total | [23 empty] | APA Extrapolated
AEMO Peak Volumes | [7 empty] | EffectiveDate | Region | Year | Period | Category | SubCategory | Scenario | Probability | Maximum demand (TJ/day) | Other | [14 empty] | 2026 | 2027 |  | 2021 | 2022 | 2023 | 2024 | 2025 | 2026 | 2027
|  | 2022 | 2023 | 2024 | 2025 | 2026 | 2027 | 2021-03-29 | VIC | 2021 | Summer | Total |  | Central | 50 | 715.4986 |  | Year | Max | Season | Year | Period | Scenario | Probability | Maximum demand (TJ/day) | [6 empty] | 62.583 | 61.1114 |  | 59 | 59.5 | 59.5 | 59.9 | 60.8 | 62.583 | 61.1114
| Peak Days | 1143.6 | 1123.2 | 1109.4 | 1102.8 | 1180.341 | 1152.5845 | 2021-03-29 | VIC | 2021 | Winter | Total |  | Central | 50 | 1313.6087 |  | 2021 | 1313.6087 | Winter | 2021 | Winter | Central | 50 | 1313.6087 | [6 empty] | 5.5732 | 5.4421 |  | 5.6 | 5.3 | 5.3 | 5.2 | 5.2 | 5.5732 | 5.4421
[8 empty] | 2021-03-29 | VIC | 2022 | Summer | Total |  | Central | 50 | 671.4269 |  |  |  |  | 2022 | Winter | Central | 50 | 1212.2069 | [6 empty] | 68.1562 | 66.5535 | Ballarat SWZ | 64.6 | 64.8 | 64.8 | 65.1 | 66 | 68.1562 | 66.5535
| Load Factor | 0 | 0 | 0 | 0 | 0 | 0 | 2021-03-29 | VIC | 2022 | Winter | Total |  | Central | 50 | 1212.2069 |  | 2022 | 1212.2069 | Winter | 2023 | Winter | Central | 50 | 1186.7089 | [6 empty] | 82.3616 | 80.4248 |  | 78.1 | 78.6 | 78.4 | 78.6 | 79.4 | 82.3616 | 80.4248
| Trend | 0 | 0 | 0 | 0 | 0 | 0 | 2021-03-29 | VIC | 2023 | Summer | Total |  | Central | 50 | 599.1144 |  |  |  |  | 2024 | Winter | Central | 50 | 1204.1904 | [6 empty] | 38.6561 | 37.7471 |  | 37.5 | 37.6 | 36.6 | 36.5 | 36.3 | 38.6561 | 37.7471
| Peak Day 1:2 - TJ | 1143.6 | 1123.2 | 1109.4 | 1102.8 | 1180.341 | 1152.5845 | 2021-03-29 | VIC | 2023 | Winter | Total |  | Central | 50 | 1186.7089 |  | 2023 | 1186.7089 | Winter | 2025 | Winter | Central | 50 | 1174.7687 | [6 empty] | 121.0176 | 118.1718 | Geelong SWZ | 115.7 | 116.2 | 115 | 115 | 115.7 | 121.0176 | 118.1718
[8 empty] | 2021-03-29 | VIC | 2024 | Summer | Total |  | Central | 50 | 605.7292 |  |  |  |  | 2026 | Winter | Central | 50 | 1180.341 | [6 empty] | 43.496 | 42.4731 |  | 41 | 41.4 | 41.4 | 41.6 | 42.2 | 43.496 | 42.4731
[8 empty] | 2021-03-29 | VIC | 2024 | Winter | Total |  | Central | 50 | 1204.1904 |  | 2024 | 1204.1904 | Winter | 2027 | Winter | Central | 50 | 1152.5845 | [6 empty] | 27.1326 | 26.4945 |  | 27.4 | 26.7 | 25.9 | 25.1 | 24.4 | 27.1326 | 26.4945
Source: AEMO GSOO maximum demand data | [7 empty] | 2021-03-29 | VIC | 2025 | Summer | Total |  | Central | 50 | 549.6196 | [15 empty] | 70.6495 | 68.9881 | Gippsland SWZ | 68.4 | 68.1 | 67.3 | 66.8 | 66.6 | 70.6495 | 68.9881
http://forecasting.aemo.com.au/Gas/MaximumDemand/Total | [7 empty] | 2021-03-29 | VIC | 2025 | Winter | Total |  | Central | 50 | 1174.7687 |  | 2025 | 1174.7687 | Winter | [11 empty] | 669.9759 | 654.221 |  | 664.7 | 653.6 | 637.3 | 624.8 | 617.3 | 669.9759 | 654.221
[8 empty] | 2021-03-29 | VIC | 2026 | Summer | Total |  | Central | 50 | 557.9775 | [15 empty] | 125.7946 | 122.8365 |  | 122.2 | 121.3 | 119.8 | 118.9 | 118.2 | 125.7946 | 122.8365
[8 empty] | 2021-03-29 | VIC | 2026 | Winter | Total |  | Central | 50 | 1180.341 |  | 2026 | 1180.341 | Winter | [11 empty] | 795.7915 | 777.078 | Melbourne SWZ | 787 | 775 | 757.1 | 743.7 | 735.4 | 795.7915 | 777.078
[8 empty] | 2021-03-29 | VIC | 2027 | Summer | Total |  | Central | 50 | 590.0275 | [15 empty] | 76.3274 | 74.5325 |  | 72.9 | 73.1 | 72.6 | 72.6 | 73.1 | 76.3274 | 74.5325
[8 empty] | 2021-03-29 | VIC | 2027 | Winter | Total |  | Central | 50 | 1152.5845 |  | 2027 | 1152.5845 | Winter | [11 empty] | 30.4011 | 29.6862 |  | 28.9 | 29.2 | 29.2 | 29 | 28.8 | 30.4011 | 29.6862
[8 empty] | 2021-03-29 | VIC | 2028 | Summer | Total |  | Central | 50 | 496.6749 | [15 empty] | 106.7285 | 104.2187 | Northern SWZ | 101.8 | 102.3 | 101.8 | 101.6 | 101.9 | 106.7285 | 104.2187
[8 empty] | 2021-03-29 | VIC | 2028 | Winter | Total |  | Central | 50 | 1160.3026 |  | 2028 | 1160.3026 | Winter | [11 empty] | 8.8207 | 8.6133 |  | 8.5 | 8.5 | 8.4 | 8.3 | 8.4 | 8.8207 | 8.6133
[8 empty] | 2021-03-29 | VIC | 2029 | Summer | Total |  | Central | 50 | 508.3669 | [15 empty] | 9.2397 | 9.0225 |  | 8.7 | 8.8 | 8.8 | 8.9 | 8.9 | 9.2397 | 9.0225
[8 empty] | 2021-03-29 | VIC | 2029 | Winter | Total |  | Central | 50 | 1229.4914 |  | 2029 | 1229.4914 | Winter | [11 empty] | 17.9976 | 17.5744 | Western SWZ | 17.1 | 17.2 | 17.2 | 17.2 | 17.2 | 17.9976 | 17.5744
[8 empty] | 2021-03-29 | VIC | 2030 | Summer | Total |  | Central | 50 | 554.3286 | [9 empty] | Total Tariff V | 924.2 | 914.7 | 897.6 | 885.8 | 881.2 | 943.5646 | 921.3761
[8 empty] | 2021-03-29 | VIC | 2030 | Winter | Total |  | Central | 50 | 1230.3213 |  | 2030 | 1230.3213 | Winter | [5 empty] | Total Tariff D | 230.3 | 228.9 | 225.6 | 223.6 | 221.8 | 236.7973 | 231.2289 | Total | 1154.6 | 1143.6 | 1123.2 | 1109.4 | 1102.8 | 1180.341 | 1152.5845
[8 empty] | 2021-03-29 | VIC | 2031 | Summer | Total |  | Central | 50 | 596.3655 | [9 empty] | Total | 1154.6 | 1143.6 | 1123.2 | 1109.4 | 1102.8 | 1180.341 | 1152.5845 |  | 2026: TRUE; 2027: TRUE
[8 empty] | 2021-03-29 | VIC | 2031 | Winter | Total |  | Central | 50 | 1289.1942 |  | 2031 | 1289.1942 | Winter | [6 empty] | TRUE | TRUE | TRUE | TRUE | TRUE | TRUE | TRUE
[8 empty] | 2021-03-29 | VIC | 2032 | Summer | Total |  | Central | 50 | 599.9696
[8 empty] | 2021-03-29 | VIC | 2032 | Winter | Total |  | Central | 50 | 1256.7049 |  | 2032 | 1256.7049 | Winter
[8 empty] | 2021-03-29 | VIC | 2033 | Summer | Total |  | Central | 50 | 607.4065
[8 empty] | 2021-03-29 | VIC | 2033 | Winter | Total |  | Central | 50 | 1305.5125 |  | 2033 | 1305.5125 | Winter
[8 empty] | 2021-03-29 | VIC | 2034 | Summer | Total |  | Central | 50 | 554.4867
[8 empty] | 2021-03-29 | VIC | 2034 | Winter | Total |  | Central | 50 | 1373.4843 |  | 2034 | 1373.4843 | Winter
[8 empty] | 2021-03-29 | VIC | 2035 | Summer | Total |  | Central | 50 | 613.2309
[8 empty] | 2021-03-29 | VIC | 2035 | Winter | Total |  | Central | 50 | 1381.541 |  | 2035 | 1381.541 | Winter
[8 empty] | 2021-03-29 | VIC | 2036 | Summer | Total |  | Central | 50 | 535.3046
[8 empty] | 2021-03-29 | VIC | 2036 | Winter | Total |  | Central | 50 | 1409.4366 |  | 2036 | 1409.4366 | Winter
[8 empty] | 2021-03-29 | VIC | 2037 | Summer | Total |  | Central | 50 | 553.2207
[8 empty] | 2021-03-29 | VIC | 2037 | Winter | Total |  | Central | 50 | 1398.9076 |  | 2037 | 1398.9076 | Winter
[8 empty] | 2021-03-29 | VIC | 2038 | Summer | Total |  | Central | 50 | 564.7367
Source: 2021 VGPR | [7 empty] | 2021-03-29 | VIC | 2038 | Winter | Total |  | Central | 50 | 1442.5867 |  | 2038 | 1442.5867 | Winter
[8 empty] | 2021-03-29 | VIC | 2039 | Summer | Total |  | Central | 50 | 576.3746
[8 empty] | 2021-03-29 | VIC | 2039 | Winter | Total |  | Central | 50 | 1470.5449 |  | 2039 | 1470.5449 | Winter
[8 empty] | 2021-03-29 | VIC | 2040 | Summer | Total |  | Central | 50 | 516.5934
[8 empty] | 2021-03-29 | VIC | 2040 | Winter | Total |  | Central | 50 | 1384.7976 |  | 2040 | 1384.7976 | Winter

## GPG
APA Extrapolated
[17 empty] | Source: AEMO GSOO data file on AEMO forecasting portal | [9 empty] | Source: AEMO GSOO data file on AEMO forecasting portal | [8 empty] | 2026 | 2027
[17 empty] | http://forecasting.aemo.com.au/Gas/AnnualConsumption/Total | [9 empty] | http://forecasting.aemo.com.au/Gas/AnnualConsumption/Total | [8 empty] | 0.9155 | 0.93169
|  | 2022 | 2023 | 2024 | 2025 | 2026 | 2027 |  |  | AEMO Data |  |  |  |  | APA Extrapolated |  | EffectiveDate | Region | Year | Period | Category | SubCategory | Scenario | Annual consumption (PJ) | [11 empty] | 1.5197 | 1.5466
[9 empty] | (PJ/y) | 2021 | 2022 | 2023 | 2024 | 2025 | 2026 | 2027 | 2021-03-29 | VIC | 2021 | ALL | GPG |  | Central | 8.5132 | [11 empty] | 2.4352 | 2.4783
| Incl. Power Station | 2190 | 1900 | 1770 | 920 | 915.5016 | 931.6862 |  | DTS_GPG_consumption | 3.19 | 2.19 | 1.9 | 1.77 | 0.92 | 0.9155 | 0.93169 | 2021-03-29 | VIC | 2022 | ALL | GPG |  | Central | 5.553 | [5 empty] | % DTS-connected GPG | 37.22% | 39.46% | 37.77% | 37.18% | 35.25% | 37.59% | 37.59%
[9 empty] | Non-DTS_GPG_consumption | 5.38 | 3.36 | 3.13 | 2.99 | 1.69 | 1.5197 | 1.5466 | 2021-03-29 | VIC | 2023 | ALL | GPG |  | Central | 4.9957
[9 empty] | Victorian_GPG_Consumption | 8.57 | 5.55 | 5.03 | 4.76 | 2.61 | 2.4352 | 2.4783 | 2021-03-29 | VIC | 2024 | ALL | GPG |  | Central | 4.7783
[9 empty] | DTS as a % of total | 37.22% | 39.46% | 37.77% | 37.18% | 35.25% | 37.59% | 37.59% | 2021-03-29 | VIC | 2025 | ALL | GPG |  | Central | 2.6063
[10 empty] | 2021: Assumption: 2026-2027 total GPG per AEMO forecasting portal | 2021-03-29 | VIC | 2026 | ALL | GPG |  | Central | 2.4352
[10 empty] | 2021: Assumption: DTS-connected and Non-DTS connected GPG | 2021-03-29 | VIC | 2027 | ALL | GPG |  | Central | 2.4783
[10 empty] | 2021: retain their relative average market share in 2026-2027 | 2021-03-29 | VIC | 2028 | ALL | GPG |  | Central | 2.6966
[17 empty] | 2021-03-29 | VIC | 2029 | ALL | GPG |  | Central | 4.3552
[17 empty] | 2021-03-29 | VIC | 2030 | ALL | GPG |  | Central | 6.276
[10 empty] | 2021: AEMO data | 2021-03-29 | VIC | 2031 | ALL | GPG |  | Central | 7.6711
[10 empty] | 2021 | 2022 | 2023 | 2024 | 2025 | 2026 | 2027 | 2021-03-29 | VIC | 2032 | ALL | GPG |  | Central | 8.8314
[9 empty] | Vic GPG peak day | 262.3129 | 221.7617 | 156.6912 | 168.7552 | 114.2665 | 127.2029 | 153.3294 | 2021-03-29 | VIC | 2033 | ALL | GPG |  | Central | 10.0649
[9 empty] | DTS-connected GPG Peak day | 97.6404 | 87.506 | 59.1875 | 62.7514 | 40.2778 | 47.821 | 57.6431 | 2021-03-29 | VIC | 2034 | ALL | GPG |  | Central | 10.0738
[9 empty] | Non-DTS connected Peak day | 163.6983 | 138.392 | 97.7843 | 105.3129 | 71.3088 | 79.3819 | 95.6863 | 2021-03-29 | VIC | 2035 | ALL | GPG |  | Central | 9.4577
[17 empty] | 2021-03-29 | VIC | 2036 | ALL | GPG |  | Central | 9.8619
[10 empty] | AEMO data 2021: Assumption: GPG peak day data per AEMO forecasting portal | 2021-03-29 | VIC | 2037 | ALL | GPG |  | Central | 8.2239
Gas Powered Generation - PJ | [9 empty] | AEMO data 2021: Assumption: DTS-connected and Non-DTS connected GPG | 2021-03-29 | VIC | 2038 | ALL | GPG |  | Central | 7.5071
Annual (PJ) | [9 empty] | AEMO data 2021: retain their relative average market share | 2021-03-29 | VIC | 2039 | ALL | GPG |  | Central | 7.9569
Peak (TJ/day) |  | 87.506 | 59.1875 | 62.7514 | 40.2778 | 47.821 | 57.6431 | [9 empty] | 2021-03-29 | VIC | 2040 | ALL | GPG |  | Central | 7.4916
[8 empty] | Source: AEMO GSOO data file on AEMO forecasting portal | [8 empty] | Source: AEMO 2021 GSOO data
[8 empty] | http://forecasting.aemo.com.au/Gas/AnnualConsumption/Total | [8 empty] | http://forecasting.aemo.com.au/Gas/MaximumDemand/Total
[17 empty] | EffectiveDate | Region | Year | Period | Category | SubCategory | Scenario | Probability | Maximum demand (TJ/day) | Other
[17 empty] | 2021-03-29 | VIC | 2021 | Summer | GPG |  | Central | 50 | 262.3129 |  |  | Max | Season
[17 empty] | 2021-03-29 | VIC | 2021 | Winter | GPG |  | Central | 50 | 160.2656 |  | 2021 | 262.3129 | Summer
[17 empty] | 2021-03-29 | VIC | 2022 | Summer | GPG |  | Central | 50 | 221.7617
[17 empty] | 2021-03-29 | VIC | 2022 | Winter | GPG |  | Central | 50 | 69.2375 |  | 2022 | 221.7617 | Summer
[17 empty] | 2021-03-29 | VIC | 2023 | Summer | GPG |  | Central | 50 | 156.6912
[17 empty] | 2021-03-29 | VIC | 2023 | Winter | GPG |  | Central | 50 | 63.0886 |  | 2023 | 156.6912 | Summer
[17 empty] | 2021-03-29 | VIC | 2024 | Summer | GPG |  | Central | 50 | 168.7552
[17 empty] | 2021-03-29 | VIC | 2024 | Winter | GPG |  | Central | 50 | 93.2209 |  | 2024 | 168.7552 | Summer
[17 empty] | 2021-03-29 | VIC | 2025 | Summer | GPG |  | Central | 50 | 114.2665
[17 empty] | 2021-03-29 | VIC | 2025 | Winter | GPG |  | Central | 50 | 74.1738 |  | 2025 | 114.2665 | Summer
[17 empty] | 2021-03-29 | VIC | 2026 | Summer | GPG |  | Central | 50 | 127.2029
[17 empty] | 2021-03-29 | VIC | 2026 | Winter | GPG |  | Central | 50 | 76.4735 |  | 2026 | 127.2029 | Summer
[17 empty] | 2021-03-29 | VIC | 2027 | Summer | GPG |  | Central | 50 | 153.3294
[17 empty] | 2021-03-29 | VIC | 2027 | Winter | GPG |  | Central | 50 | 37.4911 |  | 2027 | 153.3294 | Summer
[17 empty] | 2021-03-29 | VIC | 2028 | Summer | GPG |  | Central | 50 | 61.3075
[17 empty] | 2021-03-29 | VIC | 2028 | Winter | GPG |  | Central | 50 | 35.4936 |  | 2028 | 61.3075 | Summer
[17 empty] | 2021-03-29 | VIC | 2029 | Summer | GPG |  | Central | 50 | 71.2555
[17 empty] | 2021-03-29 | VIC | 2029 | Winter | GPG |  | Central | 50 | 93.4558 |  | 2029 | 93.4558 | Winter
[17 empty] | 2021-03-29 | VIC | 2030 | Summer | GPG |  | Central | 50 | 112.7534
[17 empty] | 2021-03-29 | VIC | 2030 | Winter | GPG |  | Central | 50 | 86.7812 |  | 2030 | 112.7534 | Summer
[17 empty] | 2021-03-29 | VIC | 2031 | Summer | GPG |  | Central | 50 | 153.6754
[17 empty] | 2021-03-29 | VIC | 2031 | Winter | GPG |  | Central | 50 | 132.8081 |  | 2031 | 153.6754 | Summer
[17 empty] | 2021-03-29 | VIC | 2032 | Summer | GPG |  | Central | 50 | 152.3432
[17 empty] | 2021-03-29 | VIC | 2032 | Winter | GPG |  | Central | 50 | 88.8786 |  | 2032 | 152.3432 | Summer
[17 empty] | 2021-03-29 | VIC | 2033 | Summer | GPG |  | Central | 50 | 154.8946
[17 empty] | 2021-03-29 | VIC | 2033 | Winter | GPG |  | Central | 50 | 127.2993 |  | 2033 | 154.8946 | Summer
[17 empty] | 2021-03-29 | VIC | 2034 | Summer | GPG |  | Central | 50 | 102.4218
[17 empty] | 2021-03-29 | VIC | 2034 | Winter | GPG |  | Central | 50 | 184.4007 |  | 2034 | 184.4007 | Winter
[17 empty] | 2021-03-29 | VIC | 2035 | Summer | GPG |  | Central | 50 | 155.7593
[17 empty] | 2021-03-29 | VIC | 2035 | Winter | GPG |  | Central | 50 | 182.0172 |  | 2035 | 182.0172 | Winter
[17 empty] | 2021-03-29 | VIC | 2036 | Summer | GPG |  | Central | 50 | 72.3037
[17 empty] | 2021-03-29 | VIC | 2036 | Winter | GPG |  | Central | 50 | 194.57 |  | 2036 | 194.57 | Winter
[17 empty] | 2021-03-29 | VIC | 2037 | Summer | GPG |  | Central | 50 | 84.9385
[17 empty] | 2021-03-29 | VIC | 2037 | Winter | GPG |  | Central | 50 | 169.8015 |  | 2037 | 169.8015 | Winter
[17 empty] | 2021-03-29 | VIC | 2038 | Summer | GPG |  | Central | 50 | 91.9193
[17 empty] | 2021-03-29 | VIC | 2038 | Winter | GPG |  | Central | 50 | 197.6704 |  | 2038 | 197.6704 | Winter
[17 empty] | 2021-03-29 | VIC | 2039 | Summer | GPG |  | Central | 50 | 99.7093
[17 empty] | 2021-03-29 | VIC | 2039 | Winter | GPG |  | Central | 50 | 215.0844 |  | 2039 | 215.0844 | Winter
[17 empty] | 2021-03-29 | VIC | 2040 | Summer | GPG |  | Central | 50 | 33.6736
[17 empty] | 2021-03-29 | VIC | 2040 | Winter | GPG |  | Central | 50 | 117.7657 |  | 2040 | 117.7657 | Winter

## Export
|  |  | 2022 | 2023 | 2024 | 2025 | 2026 | 2027
| Annual System VenCorp Forecast |  | 0 | 0 | 0 | 0 | 0 | 0
Incld Vic Hub Exports
| Incld NSW Exports |  | 13896057.4785 | 13896057.4785 | 13896057.4785 | 13896057.4785 | 13896057.4785 | 13896057.4785
1:2 Peak Day Volumes - TJ
Actual volumes for the 2021 Price Control Model used to determine 2022 tariffs:
| Longford | [8 empty] | (not normalised)
| Port Campbell (base) | [9 empty] | 2018 | 2019 | 2020 | 2021 | 2022 | Average
| Port Campbell balancing | [9 empty] | Actual | Actual | Actual | Actual (Estimate) | Forecast
| Culcairn | [8 empty] | NSW Export | 15767770.8528 | 11290778.3744 | 12128797.1403 | 18934171.733 | 11358769.2918 | 13896057.4785
Pakenham
Dandenong (LNG)
Total
VENCorp Withdrawal Forecast volumes
|  |  | 2022 | 2023 | 2024 | 2025 | 2026 | 2027
Power Stations
| Exports |  | 114.3285 | 114.3285 | 114.0161 | 114.3285 | 114.3285 | 114.3285
| Load factor % |  | 33.3% | 33.3% | 33.3% | 33.3% | 33.3% | 33.3% | Load factor assumes Northbound gas only in 4 months of Victorian summer (Dec-Mar)
| Exclude Compressor Fuel |  | 0 | 0 | 0 | 0 | 0 | 0
Load factor to be adjusted on main page
|  | Days in year | 365 | 365 | 366 | 365 | 365 | 365

## GSOO Figure 47
Figure 47 - Gas annual consumption forecast comparison for Victoria, GPG | [6 empty] | Source: GSOO Report fgures and data 2021
https://www.aemo.com.au/-/media/files/gas/national_planning_and_forecasting/gsoo/2021/2021-gas-statement-of-opportunities-report-figures-and-data.xlsx?la=en
| 2010 | 2011 | 2012 | 2013 | 2014 | 2015 | 2016 | 2017 | 2018 | 2019 | 2020 | 2021 | 2022 | 2023 | 2024 | 2025
NGFR 2014 |  |  |  |  | 24.1 | 19 | 12.9 | 9.6 | 7.2 | 5.9 | 6.2 | 6.5 | 7.1 | 7.2 | 7.6 | 7.7
NGFR 2015 | [5 empty] | 9.4 | 12.1 | 10 | 8.8 | 10.3 | 9.9 | 9.9 | 10.2 | 10.3 | 10.9 | 11.1
NGFR 2016 | [6 empty] | 7.5 | 14.5 | 15 | 10.4 | 2.6 | 3.6 | 6.8 | 9 | 9.2 | 8.2
GSOO 2018 | [8 empty] | 22.2 | 13.5 | 6.4 | 5.4 | 5.7 | 7.3 | 8.4 | 9.9
GSOO 2019 | [9 empty] | 14.1 | 7.6 | 8.5 | 10 | 17.7 | 27.1 | 28
GSOO 2020 | [10 empty] | 18 | 10.5 | 9.9 | 9.9 | 11.2 | 8.1
GSOO 2021 | [11 empty] | 8.5132 | 5.553 | 4.9957 | 4.7783 | 2.6063
Actual Consumption | 7.6 | 9.4 | 16.2 | 18.2 | 23 | 9.4 | 8.6 | 33.8 | 23.7 | 32.9 | 18.0625

## Injection
Key assumption:
The APA East Coast Grid expansion will enable an additional ~100 TJ/day of gas to come from northern production to serve southern markets
This will primarily serve Sydney via the MSP
This will allow Longford gas currently going north on the Eastern Gas Pipeline to be diverted to Melbourne
End result for the VTS:
A relatively consistent amount of gas will be supplied from Longford as in previous years
| Iona will continue to be used for peaking purposes, but the gas used to fill Iona storage will continue to come primarily from Longford | [8 empty] | TJ | 2022 | 2023 | 2024 | 2025 | 2026 | 2027 |  |  |  | Volumes
[10 empty] | Tariff V | 129600 | 127600 | 125900 | 125200 | 119830.5856 | 121338.9536
[10 empty] | Tariff D | 65300 | 64500 | 63600 | 62400 | 63135.4296 | 62925.8399
Injection Volumes incl Calcairn | [9 empty] | GPG | 2190 | 1900 | 1770 | 920 | 915.5016 | 931.6862 |  |  |  | 2018 Oct-Dec | 2019 | 2020 | 2021 Jan-Oct
[10 empty] | Exports | 13896.0575 | 13896.0575 | 13896.0575 | 13896.0575 | 13896.0575 | 13896.0575
[10 empty] | Compressor fuel | [7 empty] | Total volumes from 2022 PCM: |  | 51422.0045 | 266556.4604 | 258157.5093 | 229373.9
|  | 100% | [7 empty] | Total Withdrawals | 210986.0575 | 207896.0575 | 205166.0575 | 202416.0575 | 197777.5743 | 199092.5373
[10 empty] | (compressor fuel not included as we do not charge an injection tariff to compressor fuel) | [9 empty] | (Ranges limited by GBB data)
Annual Injection Volumes - TJ | [19 empty] | 2018 Oct-Dec | 2019 | 2020 | 2021 Jan-Oct |  | Proportion of gas sourced from: | 2018 Oct-Dec | 2019 | 2020 | 2021 Jan-Oct | Average
|  | 2022 | 2023 | 2024 | 2025 | 2026 | 2027
| Longford | 178084.81 | 175476.6658 | 173172.383 | 170851.2191 | 166936.0628 | 168045.9699 |  |  | Longford | 178084.81 | 175476.6658 | 173172.383 | 170851.2191 | 166936.0628 | 168045.9699 |  | Longford CPP |  | 41032.784 | 195685.055 | 194043.111 | 183664.222 |  | Longford CPP | 86.42% | 80.63% | 83.82% | 86.76% | 84.41%
| Port Campbell (base) | 15013.6361 | 14793.7536 | 14599.4885 | 14403.8002 | 14073.7287 | 14167.3006 |  |  | Port Campbell (base) | 15013.6361 | 14793.7536 | 14599.4885 | 14403.8002 | 14073.7287 | 14167.3006 |  | Iona Hub |  | 2716.728 | 21150.262 | 11736.877 | 18963.313 |  | Iona Hub | 5.722% | 8.714% | 5.07% | 8.958% | 7.116%
| Port Campbell balancing | 0 | 0 | 0 | 0 | 0 | 0 |  |  | Port Campbell balancing | 0 | 0 | 0 | 0 | 0 | 0
| Culcairn | 7419.892 | 7311.2238 | 7215.216 | 7118.5049 | 6955.3802 | 7001.6244 |  |  | Culcairn | 7419.892 | 7311.2238 | 7215.216 | 7118.5049 | 6955.3802 | 7001.6244 |  | M126 Culcairn Injection |  | 159.027 | 14878.31 | 14253.335 | 3058.722 |  | M126 Culcairn Injection | 0.3349% | 6.13% | 6.157% | 1.445% | 3.517%
| Pakenham | 9758.4716 | 9615.5538 | 9489.2865 | 9362.0942 | 9147.5563 | 9208.3757 |  |  | Pakenham | 9758.4716 | 9615.5538 | 9489.2865 | 9362.0942 | 9147.5563 | 9208.3757 |  | M138 BassGas Injection |  | 3342.099 | 10301.411 | 10502.564 | 5675.079 |  | M138 BassGas Injection | 7.039% | 4.244% | 4.537% | 2.681% | 4.625%
| Dandenong (LNG) | 709.2478 | 698.8605 | 689.6834 | 680.439 | 664.8463 | 669.2667 |  |  | Dandenong (LNG) | 709.2478 | 698.8605 | 689.6834 | 680.439 | 664.8463 | 669.2667 |  | M108 LNG INJECTION |  | 231.205 | 689.08 | 959.027 | 337.676 |  | M108 LNG INJECTION | 0.4869% | 0.2839% | 0.4143% | 0.1595% | 0.3362%
| Total | 210986.0575 | 207896.0575 | 205166.0575 | 202416.0575 | 197777.5743 | 199092.5373 |  |  | Total | 210986.0575 | 207896.0575 | 205166.0575 | 202416.0575 | 197777.5743 | 199092.5373 |  | Total |  | 47481.843 | 242704.118 | 231494.914 | 211699.012 |  |  | 100% | 100% | 100% | 100% | 100%
|  | TRUE | TRUE | TRUE | TRUE | TRUE | TRUE |  |  |  | TRUE | TRUE | TRUE | TRUE | TRUE | TRUE
| Annual System VenCorp Forecast | 2022: FALSE
| Incld Vic Hub Exports | [16 empty] | M001 Longford Injection |  | 38744.407 | 183725.078 | 181734.428 | 174716.074
| Incld NSW Exports | [16 empty] | M137 VicHub Injection |  | 2105.886 | 10368.951 | 10357.088 | 5763.709
| Annual Injection Fcast | [16 empty] | TGP Injection |  | 182.491 | 1591.026 | 1951.595 | 3184.439
[18 empty] | Longford Hub |  | 41032.784 | 195685.055 | 194043.111 | 183664.222
| Exclude LNG Refill | 1713.954 | 2300 | 2300 | 2300 | 2300 | 2300 | [12 empty] | TRUE | TRUE | TRUE | TRUE
| Excl WUGS Refill | 15800 | 15800 | 15800 | 15800 | 15800 | 15800 | Capacity of WUGS approximately 24 PJ
[8 empty] | Q: Should this amount be increased to reflect more frequent cycling post WORM/Stonehaven/Pirron? | [9 empty] | M101 Iona UGS Injection |  | 471.863 | 16948.798 | 10027.514 | 16993.319
1:2 Peak Day Volumes - TJ | [17 empty] | M139 SEAGas Injection |  | 1452.585 | 3189.883 | 1606.132 | 1601.424
[10 empty] | NOTE re Culcairn injections and APA ECG capacity expansion | [7 empty] | M153 Otway Injection |  | 0.597 | 1.538 | 2.681 | 2.724
| Longford | 910.1526 | 893.9169 | 882.9339 | 877.6812 | 939.3935 | 917.303 |  |  | APA has announced increases in capacity on the SWQP and MSP which will allow | [7 empty] | MR06 Mortlake Injection |  | 791.683 | 1010.043 | 100.55 | 365.846
| Port Campbell (base) | 118.155 | 116.0473 | 114.6215 | 113.9396 | 121.951 | 119.0833 |  |  | northern gas to be deliverd to southern markets. | [7 empty] | Iona Hub |  | 2716.728 | 21150.262 | 11736.877 | 18963.313
| Port Campbell balancing | 0 | 0 | 0 | 0 | 0 | 0 |  |  | However, this is not expected to increase injections at Culcairn | [9 empty] | TRUE | TRUE | TRUE | TRUE
| Culcairn | 83.5485 | 82.0581 | 81.0499 | 80.5678 | 86.2327 | 84.2049 |  |  | Rather, it is expected to increase northern deliveries to Sydney which will displace
| Pakenham | 28.2341 | 27.7305 | 27.3898 | 27.2268 | 29.1412 | 28.456 |  |  | Longford exports travelling northbound on the EGP
| Dandenong (LNG) | 3.5098 | 3.4472 | 3.4048 | 3.3846 | 3.6226 | 3.5374 |  |  | The effect of the ECG expansion, for the purpose of this forecast, will be
| Total | 1143.6 | 1123.2 | 1109.4 | 1102.8 | 1180.341 | 1152.5845 |  |  | a lesser decline in Longford injections.
|  | TRUE | TRUE | TRUE | TRUE | TRUE | TRUE |  |  | The forecast decline in Longford production is therefore not reflected in this injection forecast.
| VENCorp Withdrawal Forecast volumes | 0 | 0 | 0 | 0 | 0 | 0 | [10 empty] | Gas Bulletin Board Data:
http://nemweb.com.au/Reports/Current/GBB/GBB_PIPELINE_CONNECTION_FLOW/GASBB_PIPELINE_CONNECTION_FLOW_2019.zip
| Power Stations | 0 | 0 | 0 | 0 | 0 | 0 | [10 empty] | http://nemweb.com.au/Reports/Current/GBB/GBB_PIPELINE_CONNECTION_FLOW/GASBB_PIPELINE_CONNECTION_FLOW_2020.zip
| Exports | [16 empty] | http://nemweb.com.au/Reports/Current/GBB/GBB_PIPELINE_CONNECTION_FLOW/GASBB_PIPELINE_CONNECTION_FLOW_2021.zip
| Load factor % | [16 empty] | http://nemweb.com.au/Reports/Current/GBB/GBB_PIPELINE_CONNECTION_FLOW/PipelineConnectionFlow_History.csv
| Exclude Compressor Fuel | 0 | 0 | 0 | 0 | 0 | 0
| System Peak Forecast Total for Cost Allocation | 0 | 0 | 0 | 0 | 0 | 0
[17 empty] | Winter volumes |  |  | 2018 Winter | 2019 Winter | 2020 Winter | 2021 Winter
Longford
Port Campbell (base)
Port Campbell balancing
Culcairn
Pakenham
Dandenong (LNG)
[18 empty] | Total | [6 empty] | Proportion of winter gas sourced from:
[27 empty] | 2019 Winter | 2020 Winter | 2021 Winter | Average
[20 empty] | 2018 Sept | 2019 Winter | 2020 Winter | 2021 Winter
[25 empty] | Longford CPP |  | 75.6% | 79.88% | 83.28% | 79.59%
[18 empty] | Longford CPP |  |  | 84277.895 | 85614.317 | 89797.108 |  | Iona Hub |  | 12.92% | 5.53% | 12.54% | 10.33%
[18 empty] | Iona Hub |  |  | 14407.722 | 5926.718 | 13522.853
[25 empty] | M126 Culcairn Injection |  | 8.89% | 10.79% | 2.237% | 7.306%
[18 empty] | M126 Culcairn Injection |  |  | 9910.062 | 11564.808 | 2412.39 |  | M138 BassGas Injection |  | 2.356% | 3.18% | 1.87% | 2.469%
[18 empty] | M138 BassGas Injection |  |  | 2626.32 | 3408.632 | 2016.805 |  | M108 LNG INJECTION |  | 0.2266% | 0.6218% | 0.07233% | 0.3069%
[18 empty] | M108 LNG INJECTION |  |  | 252.577 | 666.469 | 77.994 |  |  |  | 100% | 100% | 100% | 100%
[18 empty] | Total |  |  | 111474.576 | 107180.944 | 107827.15
[18 empty] | M001 Longford Injection |  |  | 79503.617 | 80078.793 | 86100.614
[18 empty] | M137 VicHub Injection |  |  | 4092.029 | 4559.013 | 2215.516
[18 empty] | TGP Injection |  |  | 682.249 | 976.511 | 1480.978
[18 empty] | Longford Hub |  |  | 84277.895 | 85614.317 | 89797.108
[21 empty] | TRUE | TRUE | TRUE
[18 empty] | M101 Iona UGS Injection |  |  | 12107.675 | 5051.148 | 12788.403
[18 empty] | M139 SEAGas Injection |  |  | 2115.088 | 875.185 | 693.557
[18 empty] | M153 Otway Injection |  |  | 0.008 | 0.383 | 0.613
[18 empty] | MR06 Mortlake Injection |  |  | 184.951 | 0.002 | 40.28
[18 empty] | Iona Hub |  |  | 14407.722 | 5926.718 | 13522.853
[21 empty] | TRUE | TRUE | TRUE
Source: AER Price Control Model 20211110 in support of VTS 2022 tariffs
[18 empty] | Injection Data (10 Peak days) |  | 2018 | 2019 | 2020 | 2021 | Proportion of Top 10 Peak Day gas sourced from: |  | 2018 | 2019 | 2020 | 2021 | Average
[20 empty] | Actual (Final) | Actual (Final) | Actual (Final) | Actual (Final)
[18 empty] | Longford | Full | 6577685.823 | 7479744.4918 | 7919235 | 8370505.5652 | Longford | Full | 56.3% | 57.31% | 64.19% | 62.51% | 60.08%
[19 empty] | VicHub/LaTrobe/Maryvale | 234681.4726 | 241776.0711 | 293229 | 216796.0866 |  | VicHub/LaTrobe/Maryvale | 2.009% | 1.852% | 2.377% | 1.619% | 1.964%
[19 empty] | W Gippsland | 0 | 0 | 0 | 0 |  | W Gippsland | 0% | 0% | 0% | 0% | 0%
[19 empty] | Tyers/Lurgi | 190035.5026 | 375806.4235 | 206518 | 175691.3775 |  | Tyers/Lurgi | 1.626% | 2.879% | 1.674% | 1.312% | 1.873%
[18 empty] | Culcairn | Full | 1005523.8462 | 1448483.676 | 1453727 | 941712.3117 | Culcairn | Full | 8.606% | 11.1% | 11.78% | 7.033% | 9.63%
[19 empty] | Interconnect | 545.5285 | 448.4034 | 485 | 415.3522 |  | Interconnect | 0.004669% | 0.003436% | 0.003931% | 0.003102% | 0.003784%
[18 empty] | Pt Campbell | Full | 3127205.8181 | 3080131.0191 | 2075572 | 3421924.1121 | Pt Campbell | Full | 26.76% | 23.6% | 16.82% | 25.56% | 23.19%
[19 empty] | Sth West | 25252.1562 | 26643.2064 | 15509 | 29778.479 |  | Sth West | 0.2161% | 0.2041% | 0.1257% | 0.2224% | 0.1921%
[18 empty] | Pakenham | Full | 523201.9984 | 398796.6822 | 373173 | 232945.818 | Pakenham | Full | 4.478% | 3.055% | 3.025% | 1.74% | 3.074%
[18 empty] | Total |  | 11684132.1456 | 13051829.9735 | 12337448 | 13389769.1025 | Total |  | 100% | 100% | 100% | 100% | 100%
[18 empty] | Total volumes per 2022 Price Contol Model |  | 245158093.4684 | 259078515.9386 | 249699149.0262 | 253825748.4551
[18 empty] | (excluding cross system volumes) |  | 245158.0935 | 259078.5159 | 249699.149 | 253825.7485
Average
[18 empty] | Top 10 days as a proportion of total |  | 4.766% | 5.038% | 4.941% | 5.275% | 5.005%
[10 empty] | TJ | 2022 | 2023 | 2024 | 2025 | 2026 | 2027
[9 empty] | Total injections |  | 210986.0575 | 207896.0575 | 205166.0575 | 202416.0575 | 197777.5743 | 199092.5373
[9 empty] | % made up by top ten days |  | 5.005% | 5.005% | 5.005% | 5.005% | 5.005% | 5.005%
[9 empty] | Forecast top ten injection volumes |  | 10559.7753 | 10405.1219 | 10268.4864 | 10130.8499 | 9898.6955 | 9964.5089
[20 empty] | 2018 | 2019 | 2020 | 2021
[9 empty] | Average proportion injected from: | [8 empty] | Injection Volumes (10 Peak days, TJ) |  | Actual (Final) | Actual (Final) | Actual (Final) | Actual (Final) | Proportion of Top 10 Peak Day gas sourced from: |  | 2018 | 2019 | 2020 | 2021 | Average
[9 empty] | Longford |  | 63.91% | 63.91% | 63.91% | 63.91% | 63.91% | 63.91% |  | Longford |  | 7002.4028 | 8097.327 | 8418.982 | 8762.993 | Longford |  | 59.93% | 62.04% | 68.24% | 65.45% | 63.91%
[9 empty] | Port Campbell (base) |  | 23.38% | 23.38% | 23.38% | 23.38% | 23.38% | 23.38% |  | Port Campbell (base) |  | 3152.458 | 3106.7742 | 2091.081 | 3451.7026 | Port Campbell (base) |  | 26.98% | 23.8% | 16.95% | 25.78% | 23.38%
[9 empty] | Port Campbell balancing | [8 empty] | Port Campbell balancing | [5 empty] | Port Campbell balancing
[9 empty] | Culcairn |  | 9.634% | 9.634% | 9.634% | 9.634% | 9.634% | 9.634% |  | Culcairn |  | 1006.0694 | 1448.9321 | 1454.212 | 942.1277 | Culcairn |  | 8.611% | 11.1% | 11.79% | 7.036% | 9.634%
[9 empty] | Pakenham |  | 3.074% | 3.074% | 3.074% | 3.074% | 3.074% | 3.074% |  | Pakenham |  | 523.202 | 398.7967 | 373.173 | 232.9458 | Pakenham |  | 4.478% | 3.055% | 3.025% | 1.74% | 3.074%
[9 empty] | Dandenong (LNG) | [8 empty] | Dandenong (LNG) | [5 empty] | Dandenong (LNG)
[9 empty] | Total |  | 100% | 100% | 100% | 100% | 100% | 100% |  | Total |  | 11684.1321 | 13051.83 | 12337.448 | 13389.7691 | Total |  | 100% | 100% | 100% | 100% | 100%
[20 empty] | TRUE | TRUE | TRUE | TRUE
Top Ten volumes sourced from:
[9 empty] | Longford |  | 6749.1576 | 6650.3126 | 6562.9837 | 6475.0149 | 6326.6361 | 6368.7
[9 empty] | Port Campbell (base) |  | 2468.6577 | 2432.5029 | 2400.5604 | 2368.3838 | 2314.1109 | 2329.4967
[9 empty] | Port Campbell balancing |  | 0 | 0 | 0 | 0 | 0 | 0
[9 empty] | Culcairn |  | 1017.3046 | 1002.4056 | 989.2425 | 975.9829 | 953.6177 | 959.958
[9 empty] | Pakenham |  | 324.6555 | 319.9007 | 315.6999 | 311.4684 | 304.3309 | 306.3543
[9 empty] | Dandenong (LNG) |  | 0 | 0 | 0 | 0 | 0 | 0
[9 empty] | Total |  | 10559.7753 | 10405.1219 | 10268.4864 | 10130.8499 | 9898.6955 | 9964.5089

## WUGS LNG
Historical WUGS injections
GasDate | FacilityName | FacilityId | ConnectionPointName | ConnectionPointId | ActualQuantity | FlowDirection | State | LocationName | LocationId | Quality
Sum 2019 | Victorian Transmission System | 530110 | M101 Iona UGS Withdrawal | 1303007 | 18443.373 | DELIVERY | VIC | Iona Hub | 530016 | OK
Sum 2020 | Victorian Transmission System | 530110 | M101 Iona UGS Withdrawal | 1303007 | 15216.242 | DELIVERY | VIC | Iona Hub | 530016 | OK
Sum 2021 | Victorian Transmission System | 530110 | M101 Iona UGS Withdrawal | 1303007 | 13688.792 | DELIVERY | VIC | Iona Hub | 530016 | OK
15782.8023
|  |  |  | Round to | 15800
Sum 2019 | Victorian Transmission System | 530110 | M109 LNG WITHDRAWAL | 1303173 | 2639.801 | DELIVERY | VIC | Melbourne | 590008 | OK
Sum 2020 | Victorian Transmission System | 530110 | M109 LNG WITHDRAWAL | 1303173 | 1935.334 | DELIVERY | VIC | Melbourne | 590008 | OK
Sum 2021 | Victorian Transmission System | 530110 | M109 LNG WITHDRAWAL | 1303173 | 566.727 | DELIVERY | VIC | Melbourne | 590008 | OK
1713.954
|  |  |  | Average 2019-20 | 2287.5675 | 2019-20 average used. 2021 affected by low capacpity reservation volumes
|  |  |  | Round to | 2300

## GSOO Figure 1
Figure 1 - Actual daily southern gas demand since January 2019, and forecast to 2025, showing seasonality, peakiness, southern production, and total system capacity available to meet southern demand using existing and committed projects (TJ)
Source: Gas Bulletin Board (GBB) and AEMO forecasts of 1-in-20 southern demand.
[9 empty] | From date: | Max. southern production | Pipeline capacity | Constrained storage
[9 empty] | 2019-01-01 | 1818.984 | 404 | 594
[9 empty] | 2020-01-01 | 1708.541 | 404 | 594
[9 empty] | 2021-01-01 | 1663.0921 | 404 | 594
[9 empty] | 2022-01-02 | 1466.0395 | 404 | 454
[9 empty] | 2023-01-02 | 1255.7871 | 404 | 356
[9 empty] | 2024-01-02 | 1188.7792 | 404 | 374
[9 empty] | 2025-01-02 | 1032.3116 | 404 | 457
Date | Actual southern demand | Forecast southern demand | Max. southern production | Max. southern production - with anticipated | Production and pipeline capacity | Including pipeline capacity - with anticipated | Production, pipeline and constrained storage | Production, pipeline, constrained storage and PKGT
2019-01-01 | 742.5349 |  | 1818.984 |  | 2222.984 |  | 2816.984
2019-01-02 | 745.6709 |  | 1818.984 |  | 2222.984 |  | 2816.984
2019-01-03 | 970.6459 |  | 1818.984 |  | 2222.984 |  | 2816.984
2019-01-04 | 929.0069 |  | 1818.984 |  | 2222.984 |  | 2816.984
2019-01-05 | 793.3939 |  | 1818.984 |  | 2222.984 |  | 2816.984
2019-01-06 | 736.7519 |  | 1818.984 |  | 2222.984 |  | 2816.984
2019-01-07 | 835.4839 |  | 1818.984 |  | 2222.984 |  | 2816.984
2019-01-08 | 860.3179 |  | 1818.984 |  | 2222.984 |  | 2816.984
2019-01-09 | 829.8839 |  | 1818.984 |  | 2222.984 |  | 2816.984
2019-01-10 | 827.2189 |  | 1818.984 |  | 2222.984 |  | 2816.984
2019-01-11 | 910.0379 |  | 1818.984 |  | 2222.984 |  | 2816.984
2019-01-12 | 809.1129 |  | 1818.984 |  | 2222.984 |  | 2816.984
2019-01-13 | 845.8119 |  | 1818.984 |  | 2222.984 |  | 2816.984
2019-01-14 | 1176.2399 |  | 1818.984 |  | 2222.984 |  | 2816.984
2019-01-15 | 1237.9809 |  | 1818.984 |  | 2222.984 |  | 2816.984
2019-01-16 | 1354.5489 |  | 1818.984 |  | 2222.984 |  | 2816.984
2019-01-17 | 1335.8679 |  | 1818.984 |  | 2222.984 |  | 2816.984
2019-01-18 | 1163.4259 |  | 1818.984 |  | 2222.984 |  | 2816.984
2019-01-19 | 827.9439 |  | 1818.984 |  | 2222.984 |  | 2816.984
2019-01-20 | 807.5999 |  | 1818.984 |  | 2222.984 |  | 2816.984
2019-01-21 | 1093.2179 |  | 1818.984 |  | 2222.984 |  | 2816.984
2019-01-22 | 1275.0219 |  | 1818.984 |  | 2222.984 |  | 2816.984
2019-01-23 | 1229.3399 |  | 1818.984 |  | 2222.984 |  | 2816.984
2019-01-24 | 1399.8269 |  | 1818.984 |  | 2222.984 |  | 2816.984
2019-01-25 | 1534.1369 |  | 1818.984 |  | 2222.984 |  | 2816.984
2019-01-26 | 1183.5889 |  | 1818.984 |  | 2222.984 |  | 2816.984
2019-01-27 | 1033.4889 |  | 1818.984 |  | 2222.984 |  | 2816.984
2019-01-28 | 990.0859 |  | 1818.984 |  | 2222.984 |  | 2816.984
2019-01-29 | 1269.4449 |  | 1818.984 |  | 2222.984 |  | 2816.984
2019-01-30 | 1343.2149 |  | 1818.984 |  | 2222.984 |  | 2816.984
2019-01-31 | 1088.2319 |  | 1818.984 |  | 2222.984 |  | 2816.984
2019-02-01 | 953.9909 |  | 1818.984 |  | 2222.984 |  | 2816.984
2019-02-02 | 1084.9079 |  | 1818.984 |  | 2222.984 |  | 2816.984
2019-02-03 | 1197.5439 |  | 1818.984 |  | 2222.984 |  | 2816.984
2019-02-04 | 1183.0999 |  | 1818.984 |  | 2222.984 |  | 2816.984
2019-02-05 | 1079.9289 |  | 1818.984 |  | 2222.984 |  | 2816.984
2019-02-06 | 1233.2919 |  | 1818.984 |  | 2222.984 |  | 2816.984
2019-02-07 | 1262.0589 |  | 1818.984 |  | 2222.984 |  | 2816.984
2019-02-08 | 1003.0469 |  | 1818.984 |  | 2222.984 |  | 2816.984
2019-02-09 | 893.3339 |  | 1818.984 |  | 2222.984 |  | 2816.984
2019-02-10 | 791.8609 |  | 1818.984 |  | 2222.984 |  | 2816.984
2019-02-11 | 919.9739 |  | 1818.984 |  | 2222.984 |  | 2816.984
2019-02-12 | 967.5489 |  | 1818.984 |  | 2222.984 |  | 2816.984
2019-02-13 | 988.2999 |  | 1818.984 |  | 2222.984 |  | 2816.984
2019-02-14 | 1026.4029 |  | 1818.984 |  | 2222.984 |  | 2816.984
2019-02-15 | 964.3339 |  | 1818.984 |  | 2222.984 |  | 2816.984
2019-02-16 | 839.1429 |  | 1818.984 |  | 2222.984 |  | 2816.984
2019-02-17 | 926.4749 |  | 1818.984 |  | 2222.984 |  | 2816.984
2019-02-18 | 1003.0409 |  | 1818.984 |  | 2222.984 |  | 2816.984
2019-02-19 | 1074.2519 |  | 1818.984 |  | 2222.984 |  | 2816.984
2019-02-20 | 976.1959 |  | 1818.984 |  | 2222.984 |  | 2816.984
2019-02-21 | 997.1949 |  | 1818.984 |  | 2222.984 |  | 2816.984
2019-02-22 | 1017.4219 |  | 1818.984 |  | 2222.984 |  | 2816.984
2019-02-23 | 993.2429 |  | 1818.984 |  | 2222.984 |  | 2816.984
2019-02-24 | 960.3259 |  | 1818.984 |  | 2222.984 |  | 2816.984
2019-02-25 | 1098.0089 |  | 1818.984 |  | 2222.984 |  | 2816.984
2019-02-26 | 1018.1449 |  | 1818.984 |  | 2222.984 |  | 2816.984
2019-02-27 | 1162.0969 |  | 1818.984 |  | 2222.984 |  | 2816.984
2019-02-28 | 1271.5129 |  | 1818.984 |  | 2222.984 |  | 2816.984
2019-03-01 | 1143.8309 |  | 1818.984 |  | 2222.984 |  | 2816.984
2019-03-02 | 1034.9439 |  | 1818.984 |  | 2222.984 |  | 2816.984
2019-03-03 | 1012.9649 |  | 1818.984 |  | 2222.984 |  | 2816.984
2019-03-04 | 1220.3579 |  | 1818.984 |  | 2222.984 |  | 2816.984
2019-03-05 | 1152.7939 |  | 1818.984 |  | 2222.984 |  | 2816.984
2019-03-06 | 1032.6909 |  | 1818.984 |  | 2222.984 |  | 2816.984
2019-03-07 | 1036.3879 |  | 1818.984 |  | 2222.984 |  | 2816.984
2019-03-08 | 1035.3429 |  | 1818.984 |  | 2222.984 |  | 2816.984
2019-03-09 | 796.7899 |  | 1818.984 |  | 2222.984 |  | 2816.984
2019-03-10 | 806.7969 |  | 1818.984 |  | 2222.984 |  | 2816.984
2019-03-11 | 874.9249 |  | 1818.984 |  | 2222.984 |  | 2816.984
2019-03-12 | 914.2939 |  | 1818.984 |  | 2222.984 |  | 2816.984
2019-03-13 | 1083.3519 |  | 1818.984 |  | 2222.984 |  | 2816.984
2019-03-14 | 1240.6379 |  | 1818.984 |  | 2222.984 |  | 2816.984
2019-03-15 | 1034.5249 |  | 1818.984 |  | 2222.984 |  | 2816.984
2019-03-16 | 941.2779 |  | 1818.984 |  | 2222.984 |  | 2816.984
2019-03-17 | 844.3809 |  | 1818.984 |  | 2222.984 |  | 2816.984
2019-03-18 | 989.9509 |  | 1818.984 |  | 2222.984 |  | 2816.984
2019-03-19 | 1046.3169 |  | 1818.984 |  | 2222.984 |  | 2816.984
2019-03-20 | 1113.9189 |  | 1818.984 |  | 2222.984 |  | 2816.984
2019-03-21 | 1114.1169 |  | 1818.984 |  | 2222.984 |  | 2816.984
2019-03-22 | 1173.4469 |  | 1818.984 |  | 2222.984 |  | 2816.984
2019-03-23 | 969.0939 |  | 1818.984 |  | 2222.984 |  | 2816.984
2019-03-24 | 886.1019 |  | 1818.984 |  | 2222.984 |  | 2816.984
2019-03-25 | 977.4129 |  | 1818.984 |  | 2222.984 |  | 2816.984
2019-03-26 | 1036.5459 |  | 1818.984 |  | 2222.984 |  | 2816.984
2019-03-27 | 1057.4369 |  | 1818.984 |  | 2222.984 |  | 2816.984
2019-03-28 | 1090.8199 |  | 1818.984 |  | 2222.984 |  | 2816.984
2019-03-29 | 899.6149 |  | 1818.984 |  | 2222.984 |  | 2816.984
2019-03-30 | 1121.5489 |  | 1818.984 |  | 2222.984 |  | 2816.984
2019-03-31 | 1087.8239 |  | 1818.984 |  | 2222.984 |  | 2816.984
2019-04-01 | 1266.4209 |  | 1818.984 |  | 2222.984 |  | 2816.984
2019-04-02 | 1233.7069 |  | 1818.984 |  | 2222.984 |  | 2816.984
2019-04-03 | 1046.2649 |  | 1818.984 |  | 2222.984 |  | 2816.984
2019-04-04 | 1036.2329 |  | 1818.984 |  | 2222.984 |  | 2816.984
2019-04-05 | 936.2649 |  | 1818.984 |  | 2222.984 |  | 2816.984
2019-04-06 | 976.6409 |  | 1818.984 |  | 2222.984 |  | 2816.984
2019-04-07 | 883.8579 |  | 1818.984 |  | 2222.984 |  | 2816.984
2019-04-08 | 931.3079 |  | 1818.984 |  | 2222.984 |  | 2816.984
2019-04-09 | 1159.8609 |  | 1818.984 |  | 2222.984 |  | 2816.984
2019-04-10 | 1224.3269 |  | 1818.984 |  | 2222.984 |  | 2816.984
2019-04-11 | 1308.4739 |  | 1818.984 |  | 2222.984 |  | 2816.984
2019-04-12 | 1281.1179 |  | 1818.984 |  | 2222.984 |  | 2816.984
2019-04-13 | 1101.2939 |  | 1818.984 |  | 2222.984 |  | 2816.984
2019-04-14 | 1031.0049 |  | 1818.984 |  | 2222.984 |  | 2816.984
2019-04-15 | 1079.0359 |  | 1818.984 |  | 2222.984 |  | 2816.984
2019-04-16 | 1043.5659 |  | 1818.984 |  | 2222.984 |  | 2816.984
2019-04-17 | 1016.8699 |  | 1818.984 |  | 2222.984 |  | 2816.984
2019-04-18 | 1065.3029 |  | 1818.984 |  | 2222.984 |  | 2816.984
2019-04-19 | 995.3699 |  | 1818.984 |  | 2222.984 |  | 2816.984
2019-04-20 | 787.3049 |  | 1818.984 |  | 2222.984 |  | 2816.984
2019-04-21 | 714.7109 |  | 1818.984 |  | 2222.984 |  | 2816.984
2019-04-22 | 823.5879 |  | 1818.984 |  | 2222.984 |  | 2816.984
2019-04-23 | 957.3369 |  | 1818.984 |  | 2222.984 |  | 2816.984
2019-04-24 | 1053.2819 |  | 1818.984 |  | 2222.984 |  | 2816.984
2019-04-25 | 784.7479 |  | 1818.984 |  | 2222.984 |  | 2816.984
2019-04-26 | 1065.9239 |  | 1818.984 |  | 2222.984 |  | 2816.984
2019-04-27 | 1133.9469 |  | 1818.984 |  | 2222.984 |  | 2816.984
2019-04-28 | 1128.3519 |  | 1818.984 |  | 2222.984 |  | 2816.984
2019-04-29 | 1373.3839 |  | 1818.984 |  | 2222.984 |  | 2816.984
2019-04-30 | 1286.1459 |  | 1818.984 |  | 2222.984 |  | 2816.984
2019-05-01 | 1188.0579 |  | 1818.984 |  | 2222.984 |  | 2816.984
2019-05-02 | 1178.6739 |  | 1818.984 |  | 2222.984 |  | 2816.984
2019-05-03 | 1235.4769 |  | 1818.984 |  | 2222.984 |  | 2816.984
2019-05-04 | 1380.9939 |  | 1818.984 |  | 2222.984 |  | 2816.984
2019-05-05 | 1462.4729 |  | 1818.984 |  | 2222.984 |  | 2816.984
2019-05-06 | 1529.7169 |  | 1818.984 |  | 2222.984 |  | 2816.984
2019-05-07 | 1478.2089 |  | 1818.984 |  | 2222.984 |  | 2816.984
2019-05-08 | 1559.3359 |  | 1818.984 |  | 2222.984 |  | 2816.984
2019-05-09 | 1614.2379 |  | 1818.984 |  | 2222.984 |  | 2816.984
2019-05-10 | 1639.8479 |  | 1818.984 |  | 2222.984 |  | 2816.984
2019-05-11 | 1473.7389 |  | 1818.984 |  | 2222.984 |  | 2816.984
2019-05-12 | 1449.9659 |  | 1818.984 |  | 2222.984 |  | 2816.984
2019-05-13 | 1523.5429 |  | 1818.984 |  | 2222.984 |  | 2816.984
2019-05-14 | 1554.2789 |  | 1818.984 |  | 2222.984 |  | 2816.984
2019-05-15 | 1482.6629 |  | 1818.984 |  | 2222.984 |  | 2816.984
2019-05-16 | 1608.7089 |  | 1818.984 |  | 2222.984 |  | 2816.984
2019-05-17 | 1584.2759 |  | 1818.984 |  | 2222.984 |  | 2816.984
2019-05-18 | 1402.6629 |  | 1818.984 |  | 2222.984 |  | 2816.984
2019-05-19 | 1223.0249 |  | 1818.984 |  | 2222.984 |  | 2816.984
2019-05-20 | 1411.1749 |  | 1818.984 |  | 2222.984 |  | 2816.984
2019-05-21 | 1468.5139 |  | 1818.984 |  | 2222.984 |  | 2816.984
2019-05-22 | 1490.1739 |  | 1818.984 |  | 2222.984 |  | 2816.984
2019-05-23 | 1406.7449 |  | 1818.984 |  | 2222.984 |  | 2816.984
2019-05-24 | 1385.8009 |  | 1818.984 |  | 2222.984 |  | 2816.984
2019-05-25 | 1210.9119 |  | 1818.984 |  | 2222.984 |  | 2816.984
2019-05-26 | 1194.1709 |  | 1818.984 |  | 2222.984 |  | 2816.984
2019-05-27 | 1753.0439 |  | 1818.984 |  | 2222.984 |  | 2816.984
2019-05-28 | 1760.5999 |  | 1818.984 |  | 2222.984 |  | 2816.984
2019-05-29 | 1935.0279 |  | 1818.984 |  | 2222.984 |  | 2816.984
2019-05-30 | 1943.7259 |  | 1818.984 |  | 2222.984 |  | 2816.984
2019-05-31 | 1803.3309 |  | 1818.984 |  | 2222.984 |  | 2816.984
2019-06-01 | 1620.3599 |  | 1818.984 |  | 2222.984 |  | 2816.984
2019-06-02 | 1543.4099 |  | 1818.984 |  | 2222.984 |  | 2816.984
2019-06-03 | 1883.4749 |  | 1818.984 |  | 2222.984 |  | 2816.984
2019-06-04 | 2000.8389 |  | 1818.984 |  | 2222.984 |  | 2816.984
2019-06-05 | 1831.6899 |  | 1818.984 |  | 2222.984 |  | 2816.984
2019-06-06 | 1960.2169 |  | 1818.984 |  | 2222.984 |  | 2816.984
2019-06-07 | 1842.9119 |  | 1818.984 |  | 2222.984 |  | 2816.984
2019-06-08 | 1767.6109 |  | 1818.984 |  | 2222.984 |  | 2816.984
2019-06-09 | 1494.4389 |  | 1818.984 |  | 2222.984 |  | 2816.984
2019-06-10 | 1332.2659 |  | 1818.984 |  | 2222.984 |  | 2816.984
2019-06-11 | 1407.8299 |  | 1818.984 |  | 2222.984 |  | 2816.984
2019-06-12 | 1440.9199 |  | 1818.984 |  | 2222.984 |  | 2816.984
2019-06-13 | 1500.5669 |  | 1818.984 |  | 2222.984 |  | 2816.984
2019-06-14 | 1643.3169 |  | 1818.984 |  | 2222.984 |  | 2816.984
2019-06-15 | 1749.2379 |  | 1818.984 |  | 2222.984 |  | 2816.984
2019-06-16 | 1738.1929 |  | 1818.984 |  | 2222.984 |  | 2816.984
2019-06-17 | 1896.3109 |  | 1818.984 |  | 2222.984 |  | 2816.984
2019-06-18 | 2086.3289 |  | 1818.984 |  | 2222.984 |  | 2816.984
2019-06-19 | 2320.3549 |  | 1818.984 |  | 2222.984 |  | 2816.984
2019-06-20 | 2340.2459 |  | 1818.984 |  | 2222.984 |  | 2816.984
2019-06-21 | 2186.2629 |  | 1818.984 |  | 2222.984 |  | 2816.984
2019-06-22 | 2018.7519 |  | 1818.984 |  | 2222.984 |  | 2816.984
2019-06-23 | 2111.2599 |  | 1818.984 |  | 2222.984 |  | 2816.984
2019-06-24 | 2054.8339 |  | 1818.984 |  | 2222.984 |  | 2816.984
2019-06-25 | 2052.9579 |  | 1818.984 |  | 2222.984 |  | 2816.984
2019-06-26 | 1842.9599 |  | 1818.984 |  | 2222.984 |  | 2816.984
2019-06-27 | 1575.7879 |  | 1818.984 |  | 2222.984 |  | 2816.984
2019-06-28 | 1367.3069 |  | 1818.984 |  | 2222.984 |  | 2816.984
2019-06-29 | 1271.2089 |  | 1818.984 |  | 2222.984 |  | 2816.984
2019-06-30 | 1546.9249 |  | 1818.984 |  | 2222.984 |  | 2816.984
2019-07-01 | 1774.3499 |  | 1818.984 |  | 2222.984 |  | 2816.984
2019-07-02 | 1956.6079 |  | 1818.984 |  | 2222.984 |  | 2816.984
2019-07-03 | 1883.6369 |  | 1818.984 |  | 2222.984 |  | 2816.984
2019-07-04 | 1832.7089 |  | 1818.984 |  | 2222.984 |  | 2816.984
2019-07-05 | 1612.3549 |  | 1818.984 |  | 2222.984 |  | 2816.984
2019-07-06 | 1416.4699 |  | 1818.984 |  | 2222.984 |  | 2816.984
2019-07-07 | 1580.7519 |  | 1818.984 |  | 2222.984 |  | 2816.984
2019-07-08 | 1783.4669 |  | 1818.984 |  | 2222.984 |  | 2816.984
2019-07-09 | 1913.1039 |  | 1818.984 |  | 2222.984 |  | 2816.984
2019-07-10 | 1854.7259 |  | 1818.984 |  | 2222.984 |  | 2816.984
2019-07-11 | 1896.3999 |  | 1818.984 |  | 2222.984 |  | 2816.984
2019-07-12 | 1739.9809 |  | 1818.984 |  | 2222.984 |  | 2816.984
2019-07-13 | 1829.4469 |  | 1818.984 |  | 2222.984 |  | 2816.984
2019-07-14 | 1864.0939 |  | 1818.984 |  | 2222.984 |  | 2816.984
2019-07-15 | 1849.3819 |  | 1818.984 |  | 2222.984 |  | 2816.984
2019-07-16 | 1810.9629 |  | 1818.984 |  | 2222.984 |  | 2816.984
2019-07-17 | 1899.2679 |  | 1818.984 |  | 2222.984 |  | 2816.984
2019-07-18 | 1916.0689 |  | 1818.984 |  | 2222.984 |  | 2816.984
2019-07-19 | 1825.4039 |  | 1818.984 |  | 2222.984 |  | 2816.984
2019-07-20 | 1516.3909 |  | 1818.984 |  | 2222.984 |  | 2816.984
2019-07-21 | 1420.1099 |  | 1818.984 |  | 2222.984 |  | 2816.984
2019-07-22 | 1653.7339 |  | 1818.984 |  | 2222.984 |  | 2816.984
2019-07-23 | 1671.1859 |  | 1818.984 |  | 2222.984 |  | 2816.984
2019-07-24 | 1808.6679 |  | 1818.984 |  | 2222.984 |  | 2816.984
2019-07-25 | 1744.3729 |  | 1818.984 |  | 2222.984 |  | 2816.984
2019-07-26 | 1928.3819 |  | 1818.984 |  | 2222.984 |  | 2816.984
2019-07-27 | 1642.7659 |  | 1818.984 |  | 2222.984 |  | 2816.984
2019-07-28 | 1645.0069 |  | 1818.984 |  | 2222.984 |  | 2816.984
2019-07-29 | 1843.2399 |  | 1818.984 |  | 2222.984 |  | 2816.984
2019-07-30 | 2121.6689 |  | 1818.984 |  | 2222.984 |  | 2816.984
2019-07-31 | 2147.6099 |  | 1818.984 |  | 2222.984 |  | 2816.984
2019-08-01 | 2063.0999 |  | 1818.984 |  | 2222.984 |  | 2816.984
2019-08-02 | 2038.4069 |  | 1818.984 |  | 2222.984 |  | 2816.984
2019-08-03 | 1917.9039 |  | 1818.984 |  | 2222.984 |  | 2816.984
2019-08-04 | 1868.5199 |  | 1818.984 |  | 2222.984 |  | 2816.984
2019-08-05 | 1893.7839 |  | 1818.984 |  | 2222.984 |  | 2816.984
2019-08-06 | 1974.3879 |  | 1818.984 |  | 2222.984 |  | 2816.984
2019-08-07 | 2106.7829 |  | 1818.984 |  | 2222.984 |  | 2816.984
2019-08-08 | 2082.4039 |  | 1818.984 |  | 2222.984 |  | 2816.984
2019-08-09 | 2173.7999 |  | 1818.984 |  | 2222.984 |  | 2816.984
2019-08-10 | 2082.3379 |  | 1818.984 |  | 2222.984 |  | 2816.984
2019-08-11 | 2074.8989 |  | 1818.984 |  | 2222.984 |  | 2816.984
2019-08-12 | 2161.6619 |  | 1818.984 |  | 2222.984 |  | 2816.984
2019-08-13 | 2158.4879 |  | 1818.984 |  | 2222.984 |  | 2816.984
2019-08-14 | 2057.4139 |  | 1818.984 |  | 2222.984 |  | 2816.984
2019-08-15 | 1870.6059 |  | 1818.984 |  | 2222.984 |  | 2816.984
2019-08-16 | 1873.4149 |  | 1818.984 |  | 2222.984 |  | 2816.984
2019-08-17 | 1624.1409 |  | 1818.984 |  | 2222.984 |  | 2816.984
2019-08-18 | 1487.3619 |  | 1818.984 |  | 2222.984 |  | 2816.984
2019-08-19 | 1913.7059 |  | 1818.984 |  | 2222.984 |  | 2816.984
2019-08-20 | 1717.9429 |  | 1818.984 |  | 2222.984 |  | 2816.984
2019-08-21 | 1569.5799 |  | 1818.984 |  | 2222.984 |  | 2816.984
2019-08-22 | 1853.7269 |  | 1818.984 |  | 2222.984 |  | 2816.984
2019-08-23 | 1701.3949 |  | 1818.984 |  | 2222.984 |  | 2816.984
2019-08-24 | 1520.2479 |  | 1818.984 |  | 2222.984 |  | 2816.984
2019-08-25 | 1687.8059 |  | 1818.984 |  | 2222.984 |  | 2816.984
2019-08-26 | 1994.1249 |  | 1818.984 |  | 2222.984 |  | 2816.984
2019-08-27 | 1964.6829 |  | 1818.984 |  | 2222.984 |  | 2816.984
2019-08-28 | 2021.8469 |  | 1818.984 |  | 2222.984 |  | 2816.984
2019-08-29 | 2069.3099 |  | 1818.984 |  | 2222.984 |  | 2816.984
2019-08-30 | 2060.9789 |  | 1818.984 |  | 2222.984 |  | 2816.984
2019-08-31 | 1643.2489 |  | 1818.984 |  | 2222.984 |  | 2816.984
2019-09-01 | 1492.3029 |  | 1818.984 |  | 2222.984 |  | 2816.984
2019-09-02 | 1552.8889 |  | 1818.984 |  | 2222.984 |  | 2816.984
2019-09-03 | 1432.3379 |  | 1818.984 |  | 2222.984 |  | 2816.984
2019-09-04 | 1656.0059 |  | 1818.984 |  | 2222.984 |  | 2816.984
2019-09-05 | 1502.4329 |  | 1818.984 |  | 2222.984 |  | 2816.984
2019-09-06 | 1545.5949 |  | 1818.984 |  | 2222.984 |  | 2816.984
2019-09-07 | 1623.7009 |  | 1818.984 |  | 2222.984 |  | 2816.984
2019-09-08 | 1617.3289 |  | 1818.984 |  | 2222.984 |  | 2816.984
2019-09-09 | 1953.4499 |  | 1818.984 |  | 2222.984 |  | 2816.984
2019-09-10 | 1941.9139 |  | 1818.984 |  | 2222.984 |  | 2816.984
2019-09-11 | 1624.8239 |  | 1818.984 |  | 2222.984 |  | 2816.984
2019-09-12 | 1528.7289 |  | 1818.984 |  | 2222.984 |  | 2816.984
2019-09-13 | 1633.7059 |  | 1818.984 |  | 2222.984 |  | 2816.984
2019-09-14 | 1353.0919 |  | 1818.984 |  | 2222.984 |  | 2816.984
2019-09-15 | 1280.5579 |  | 1818.984 |  | 2222.984 |  | 2816.984
2019-09-16 | 1657.1879 |  | 1818.984 |  | 2222.984 |  | 2816.984
2019-09-17 | 1958.9349 |  | 1818.984 |  | 2222.984 |  | 2816.984
2019-09-18 | 1760.6279 |  | 1818.984 |  | 2222.984 |  | 2816.984
2019-09-19 | 1344.9979 |  | 1818.984 |  | 2222.984 |  | 2816.984
2019-09-20 | 1210.2619 |  | 1818.984 |  | 2222.984 |  | 2816.984
2019-09-21 | 1185.0039 |  | 1818.984 |  | 2222.984 |  | 2816.984
2019-09-22 | 1361.3669 |  | 1818.984 |  | 2222.984 |  | 2816.984
2019-09-23 | 1650.5019 |  | 1818.984 |  | 2222.984 |  | 2816.984
2019-09-24 | 1778.6969 |  | 1818.984 |  | 2222.984 |  | 2816.984
2019-09-25 | 1797.2419 |  | 1818.984 |  | 2222.984 |  | 2816.984
2019-09-26 | 1580.4989 |  | 1818.984 |  | 2222.984 |  | 2816.984
2019-09-27 | 1493.7589 |  | 1818.984 |  | 2222.984 |  | 2816.984
2019-09-28 | 1603.6159 |  | 1818.984 |  | 2222.984 |  | 2816.984
2019-09-29 | 1418.4249 |  | 1818.984 |  | 2222.984 |  | 2816.984
2019-09-30 | 1606.4239 |  | 1818.984 |  | 2222.984 |  | 2816.984
2019-10-01 | 1455.0509 |  | 1818.984 |  | 2222.984 |  | 2816.984
2019-10-02 | 1238.9759 |  | 1818.984 |  | 2222.984 |  | 2816.984
2019-10-03 | 1256.9639 |  | 1818.984 |  | 2222.984 |  | 2816.984
2019-10-04 | 1354.4689 |  | 1818.984 |  | 2222.984 |  | 2816.984
2019-10-05 | 1149.8819 |  | 1818.984 |  | 2222.984 |  | 2816.984
2019-10-06 | 937.7149 |  | 1818.984 |  | 2222.984 |  | 2816.984
2019-10-07 | 1224.9149 |  | 1818.984 |  | 2222.984 |  | 2816.984
2019-10-08 | 1577.1349 |  | 1818.984 |  | 2222.984 |  | 2816.984
2019-10-09 | 1674.2689 |  | 1818.984 |  | 2222.984 |  | 2816.984
2019-10-10 | 1721.4379 |  | 1818.984 |  | 2222.984 |  | 2816.984
2019-10-11 | 1554.2229 |  | 1818.984 |  | 2222.984 |  | 2816.984
2019-10-12 | 1357.7609 |  | 1818.984 |  | 2222.984 |  | 2816.984
2019-10-13 | 1274.0479 |  | 1818.984 |  | 2222.984 |  | 2816.984
2019-10-14 | 1329.0309 |  | 1818.984 |  | 2222.984 |  | 2816.984
2019-10-15 | 1344.9039 |  | 1818.984 |  | 2222.984 |  | 2816.984
2019-10-16 | 1409.9629 |  | 1818.984 |  | 2222.984 |  | 2816.984
2019-10-17 | 1510.5659 |  | 1818.984 |  | 2222.984 |  | 2816.984
2019-10-18 | 1386.4599 |  | 1818.984 |  | 2222.984 |  | 2816.984
2019-10-19 | 1308.3239 |  | 1818.984 |  | 2222.984 |  | 2816.984
2019-10-20 | 1227.8289 |  | 1818.984 |  | 2222.984 |  | 2816.984
2019-10-21 | 1445.5029 |  | 1818.984 |  | 2222.984 |  | 2816.984
2019-10-22 | 1367.8499 |  | 1818.984 |  | 2222.984 |  | 2816.984
2019-10-23 | 1352.4239 |  | 1818.984 |  | 2222.984 |  | 2816.984
2019-10-24 | 1172.3549 |  | 1818.984 |  | 2222.984 |  | 2816.984
2019-10-25 | 1136.6859 |  | 1818.984 |  | 2222.984 |  | 2816.984
2019-10-26 | 996.7819 |  | 1818.984 |  | 2222.984 |  | 2816.984
2019-10-27 | 1130.7239 |  | 1818.984 |  | 2222.984 |  | 2816.984
2019-10-28 | 1399.8589 |  | 1818.984 |  | 2222.984 |  | 2816.984
2019-10-29 | 1315.5049 |  | 1818.984 |  | 2222.984 |  | 2816.984
2019-10-30 | 1341.5789 |  | 1818.984 |  | 2222.984 |  | 2816.984
2019-10-31 | 1235.0989 |  | 1818.984 |  | 2222.984 |  | 2816.984
2019-11-01 | 1049.2229 |  | 1818.984 |  | 2222.984 |  | 2816.984
2019-11-02 | 936.4599 |  | 1818.984 |  | 2222.984 |  | 2816.984
2019-11-03 | 909.6399 |  | 1818.984 |  | 2222.984 |  | 2816.984
2019-11-04 | 1249.3429 |  | 1818.984 |  | 2222.984 |  | 2816.984
2019-11-05 | 1187.1259 |  | 1818.984 |  | 2222.984 |  | 2816.984
2019-11-06 | 1017.0159 |  | 1818.984 |  | 2222.984 |  | 2816.984
2019-11-07 | 1075.6819 |  | 1818.984 |  | 2222.984 |  | 2816.984
2019-11-08 | 1185.7849 |  | 1818.984 |  | 2222.984 |  | 2816.984
2019-11-09 | 1439.5309 |  | 1818.984 |  | 2222.984 |  | 2816.984
2019-11-10 | 1224.8419 |  | 1818.984 |  | 2222.984 |  | 2816.984
2019-11-11 | 1140.2479 |  | 1818.984 |  | 2222.984 |  | 2816.984
2019-11-12 | 1206.8309 |  | 1818.984 |  | 2222.984 |  | 2816.984
2019-11-13 | 1235.5919 |  | 1818.984 |  | 2222.984 |  | 2816.984
2019-11-14 | 1204.6149 |  | 1818.984 |  | 2222.984 |  | 2816.984
2019-11-15 | 1175.4059 |  | 1818.984 |  | 2222.984 |  | 2816.984
2019-11-16 | 1138.2319 |  | 1818.984 |  | 2222.984 |  | 2816.984
2019-11-17 | 1066.7909 |  | 1818.984 |  | 2222.984 |  | 2816.984
2019-11-18 | 1115.3319 |  | 1818.984 |  | 2222.984 |  | 2816.984
2019-11-19 | 1012.2179 |  | 1818.984 |  | 2222.984 |  | 2816.984
2019-11-20 | 1002.9639 |  | 1818.984 |  | 2222.984 |  | 2816.984
2019-11-21 | 906.6519 |  | 1818.984 |  | 2222.984 |  | 2816.984
2019-11-22 | 982.5059 |  | 1818.984 |  | 2222.984 |  | 2816.984
2019-11-23 | 811.2129 |  | 1818.984 |  | 2222.984 |  | 2816.984
2019-11-24 | 647.4429 |  | 1818.984 |  | 2222.984 |  | 2816.984
2019-11-25 | 887.9609 |  | 1818.984 |  | 2222.984 |  | 2816.984
2019-11-26 | 974.0379 |  | 1818.984 |  | 2222.984 |  | 2816.984
2019-11-27 | 1016.4849 |  | 1818.984 |  | 2222.984 |  | 2816.984
2019-11-28 | 904.9699 |  | 1818.984 |  | 2222.984 |  | 2816.984
2019-11-29 | 849.1799 |  | 1818.984 |  | 2222.984 |  | 2816.984
2019-11-30 | 905.5139 |  | 1818.984 |  | 2222.984 |  | 2816.984
2019-12-01 | 890.9909 |  | 1818.984 |  | 2222.984 |  | 2816.984
2019-12-02 | 1028.0359 |  | 1818.984 |  | 2222.984 |  | 2816.984
2019-12-03 | 970.0109 |  | 1818.984 |  | 2222.984 |  | 2816.984
2019-12-04 | 1029.1199 |  | 1818.984 |  | 2222.984 |  | 2816.984
2019-12-05 | 898.2209 |  | 1818.984 |  | 2222.984 |  | 2816.984
2019-12-06 | 829.8869 |  | 1818.984 |  | 2222.984 |  | 2816.984
2019-12-07 | 807.2629 |  | 1818.984 |  | 2222.984 |  | 2816.984
2019-12-08 | 805.0099 |  | 1818.984 |  | 2222.984 |  | 2816.984
2019-12-09 | 897.3649 |  | 1818.984 |  | 2222.984 |  | 2816.984
2019-12-10 | 944.6429 |  | 1818.984 |  | 2222.984 |  | 2816.984
2019-12-11 | 941.6439 |  | 1818.984 |  | 2222.984 |  | 2816.984
2019-12-12 | 880.9939 |  | 1818.984 |  | 2222.984 |  | 2816.984
2019-12-13 | 821.4719 |  | 1818.984 |  | 2222.984 |  | 2816.984
2019-12-14 | 864.2979 |  | 1818.984 |  | 2222.984 |  | 2816.984
2019-12-15 | 891.7389 |  | 1818.984 |  | 2222.984 |  | 2816.984
2019-12-16 | 945.6809 |  | 1818.984 |  | 2222.984 |  | 2816.984
2019-12-17 | 1097.2049 |  | 1818.984 |  | 2222.984 |  | 2816.984
2019-12-18 | 1166.8809 |  | 1818.984 |  | 2222.984 |  | 2816.984
2019-12-19 | 1116.3909 |  | 1818.984 |  | 2222.984 |  | 2816.984
2019-12-20 | 1074.6309 |  | 1818.984 |  | 2222.984 |  | 2816.984
2019-12-21 | 786.4429 |  | 1818.984 |  | 2222.984 |  | 2816.984
2019-12-22 | 750.3879 |  | 1818.984 |  | 2222.984 |  | 2816.984
2019-12-23 | 741.7919 |  | 1818.984 |  | 2222.984 |  | 2816.984
2019-12-24 | 726.4109 |  | 1818.984 |  | 2222.984 |  | 2816.984
2019-12-25 | 663.3059 |  | 1818.984 |  | 2222.984 |  | 2816.984
2019-12-26 | 605.6349 |  | 1818.984 |  | 2222.984 |  | 2816.984
2019-12-27 | 669.8909 |  | 1818.984 |  | 2222.984 |  | 2816.984
2019-12-28 | 779.0489 |  | 1818.984 |  | 2222.984 |  | 2816.984
2019-12-29 | 797.4129 |  | 1818.984 |  | 2222.984 |  | 2816.984
2019-12-30 | 862.5449 |  | 1818.984 |  | 2222.984 |  | 2816.984
2019-12-31 | 756.6339
2020-01-01 | 711.507 |  | 1708.541 |  | 2112.541 |  | 2706.541
2020-01-02 | 735.63 |  | 1708.541 |  | 2112.541 |  | 2706.541
2020-01-03 | 827.993 |  | 1708.541 |  | 2112.541 |  | 2706.541
2020-01-04 | 512.79 |  | 1708.541 |  | 2112.541 |  | 2706.541
2020-01-05 | 463.699 |  | 1708.541 |  | 2112.541 |  | 2706.541
2020-01-06 | 797.768 |  | 1708.541 |  | 2112.541 |  | 2706.541
2020-01-07 | 790.579 |  | 1708.541 |  | 2112.541 |  | 2706.541
2020-01-08 | 820.449 |  | 1708.541 |  | 2112.541 |  | 2706.541
2020-01-09 | 814.205 |  | 1708.541 |  | 2112.541 |  | 2706.541
2020-01-10 | 840.79 |  | 1708.541 |  | 2112.541 |  | 2706.541
2020-01-11 | 736.643 |  | 1708.541 |  | 2112.541 |  | 2706.541
2020-01-12 | 602.799 |  | 1708.541 |  | 2112.541 |  | 2706.541
2020-01-13 | 853.448 |  | 1708.541 |  | 2112.541 |  | 2706.541
2020-01-14 | 884.972 |  | 1708.541 |  | 2112.541 |  | 2706.541
2020-01-15 | 908.419 |  | 1708.541 |  | 2112.541 |  | 2706.541
2020-01-16 | 661.977 |  | 1708.541 |  | 2112.541 |  | 2706.541
2020-01-17 | 725.491 |  | 1708.541 |  | 2112.541 |  | 2706.541
2020-01-18 | 682.212 |  | 1708.541 |  | 2112.541 |  | 2706.541
2020-01-19 | 669.329 |  | 1708.541 |  | 2112.541 |  | 2706.541
2020-01-20 | 803.691 |  | 1708.541 |  | 2112.541 |  | 2706.541
2020-01-21 | 848.613 |  | 1708.541 |  | 2112.541 |  | 2706.541
2020-01-22 | 707.794 |  | 1708.541 |  | 2112.541 |  | 2706.541
2020-01-23 | 801.583 |  | 1708.541 |  | 2112.541 |  | 2706.541
2020-01-24 | 824.11 |  | 1708.541 |  | 2112.541 |  | 2706.541
2020-01-25 | 732.753 |  | 1708.541 |  | 2112.541 |  | 2706.541
2020-01-26 | 664.034 |  | 1708.541 |  | 2112.541 |  | 2706.541
2020-01-27 | 722.757 |  | 1708.541 |  | 2112.541 |  | 2706.541
2020-01-28 | 845.859 |  | 1708.541 |  | 2112.541 |  | 2706.541
2020-01-29 | 919.249 |  | 1708.541 |  | 2112.541 |  | 2706.541
2020-01-30 | 1133.399 |  | 1708.541 |  | 2112.541 |  | 2706.541
2020-01-31 | 1354.734 |  | 1708.541 |  | 2112.541 |  | 2706.541
2020-02-01 | 1097.807 |  | 1708.541 |  | 2112.541 |  | 2706.541
2020-02-02 | 1022.969 |  | 1708.541 |  | 2112.541 |  | 2706.541
2020-02-03 | 1015.565 |  | 1708.541 |  | 2112.541 |  | 2706.541
2020-02-04 | 944.214 |  | 1708.541 |  | 2112.541 |  | 2706.541
2020-02-05 | 1069.253 |  | 1708.541 |  | 2112.541 |  | 2706.541
2020-02-06 | 993.241 |  | 1708.541 |  | 2112.541 |  | 2706.541
2020-02-07 | 939.543 |  | 1708.541 |  | 2112.541 |  | 2706.541
2020-02-08 | 885.984 |  | 1708.541 |  | 2112.541 |  | 2706.541
2020-02-09 | 890.049 |  | 1708.541 |  | 2112.541 |  | 2706.541
2020-02-10 | 1027.181 |  | 1708.541 |  | 2112.541 |  | 2706.541
2020-02-11 | 972.999 |  | 1708.541 |  | 2112.541 |  | 2706.541
2020-02-12 | 954.456 |  | 1708.541 |  | 2112.541 |  | 2706.541
2020-02-13 | 954.765 |  | 1708.541 |  | 2112.541 |  | 2706.541
2020-02-14 | 981.28 |  | 1708.541 |  | 2112.541 |  | 2706.541
2020-02-15 | 939.844 |  | 1708.541 |  | 2112.541 |  | 2706.541
2020-02-16 | 973.433 |  | 1708.541 |  | 2112.541 |  | 2706.541
2020-02-17 | 1021.376 |  | 1708.541 |  | 2112.541 |  | 2706.541
2020-02-18 | 887.089 |  | 1708.541 |  | 2112.541 |  | 2706.541
2020-02-19 | 917.51 |  | 1708.541 |  | 2112.541 |  | 2706.541
2020-02-20 | 961.301 |  | 1708.541 |  | 2112.541 |  | 2706.541
2020-02-21 | 873.254 |  | 1708.541 |  | 2112.541 |  | 2706.541
2020-02-22 | 719.827 |  | 1708.541 |  | 2112.541 |  | 2706.541
2020-02-23 | 815.535 |  | 1708.541 |  | 2112.541 |  | 2706.541
2020-02-24 | 927.553 |  | 1708.541 |  | 2112.541 |  | 2706.541
2020-02-25 | 933.469 |  | 1708.541 |  | 2112.541 |  | 2706.541
2020-02-26 | 911.031 |  | 1708.541 |  | 2112.541 |  | 2706.541
2020-02-27 | 874.572 |  | 1708.541 |  | 2112.541 |  | 2706.541
2020-02-28 | 802.182 |  | 1708.541 |  | 2112.541 |  | 2706.541
2020-02-29 | 767.211 |  | 1708.541 |  | 2112.541 |  | 2706.541
2020-03-01 | 754.572 |  | 1708.541 |  | 2112.541 |  | 2706.541
2020-03-02 | 885.493 |  | 1708.541 |  | 2112.541 |  | 2706.541
2020-03-03 | 816.632 |  | 1708.541 |  | 2112.541 |  | 2706.541
2020-03-04 | 969.467 |  | 1708.541 |  | 2112.541 |  | 2706.541
2020-03-05 | 933.595 |  | 1708.541 |  | 2112.541 |  | 2706.541
2020-03-06 | 875.986 |  | 1708.541 |  | 2112.541 |  | 2706.541
2020-03-07 | 781.623 |  | 1708.541 |  | 2112.541 |  | 2706.541
2020-03-08 | 827.548 |  | 1708.541 |  | 2112.541 |  | 2706.541
2020-03-09 | 820.872 |  | 1708.541 |  | 2112.541 |  | 2706.541
2020-03-10 | 844.33 |  | 1708.541 |  | 2112.541 |  | 2706.541
2020-03-11 | 743.097 |  | 1708.541 |  | 2112.541 |  | 2706.541
2020-03-12 | 776.171 |  | 1708.541 |  | 2112.541 |  | 2706.541
2020-03-13 | 777.927 |  | 1708.541 |  | 2112.541 |  | 2706.541
2020-03-14 | 824.901 |  | 1708.541 |  | 2112.541 |  | 2706.541
2020-03-15 | 756.6 |  | 1708.541 |  | 2112.541 |  | 2706.541
2020-03-16 | 945.342 |  | 1708.541 |  | 2112.541 |  | 2706.541
2020-03-17 | 970.214 |  | 1708.541 |  | 2112.541 |  | 2706.541
2020-03-18 | 926.625 |  | 1708.541 |  | 2112.541 |  | 2706.541
2020-03-19 | 845.986 |  | 1708.541 |  | 2112.541 |  | 2706.541
2020-03-20 | 885.358 |  | 1708.541 |  | 2112.541 |  | 2706.541
2020-03-21 | 784.967 |  | 1708.541 |  | 2112.541 |  | 2706.541
2020-03-22 | 822.521 |  | 1708.541 |  | 2112.541 |  | 2706.541
2020-03-23 | 1009.449 |  | 1708.541 |  | 2112.541 |  | 2706.541
2020-03-24 | 1158.357 |  | 1708.541 |  | 2112.541 |  | 2706.541
2020-03-25 | 1001.99 |  | 1708.541 |  | 2112.541 |  | 2706.541
2020-03-26 | 1019.696 |  | 1708.541 |  | 2112.541 |  | 2706.541
2020-03-27 | 1020.394 |  | 1708.541 |  | 2112.541 |  | 2706.541
2020-03-28 | 1062.8 |  | 1708.541 |  | 2112.541 |  | 2706.541
2020-03-29 | 881.915 |  | 1708.541 |  | 2112.541 |  | 2706.541
2020-03-30 | 1062.212 |  | 1708.541 |  | 2112.541 |  | 2706.541
2020-03-31 | 1192.68 |  | 1708.541 |  | 2112.541 |  | 2706.541
2020-04-01 | 1186.002 |  | 1708.541 |  | 2112.541 |  | 2706.541
2020-04-02 | 1065.013 |  | 1708.541 |  | 2112.541 |  | 2706.541
2020-04-03 | 952.547 |  | 1708.541 |  | 2112.541 |  | 2706.541
2020-04-04 | 1068.591 |  | 1708.541 |  | 2112.541 |  | 2706.541
2020-04-05 | 1100.589 |  | 1708.541 |  | 2112.541 |  | 2706.541
2020-04-06 | 1255.664 |  | 1708.541 |  | 2112.541 |  | 2706.541
2020-04-07 | 1215.597 |  | 1708.541 |  | 2112.541 |  | 2706.541
2020-04-08 | 1109.521 |  | 1708.541 |  | 2112.541 |  | 2706.541
2020-04-09 | 1003.692 |  | 1708.541 |  | 2112.541 |  | 2706.541
2020-04-10 | 883.798 |  | 1708.541 |  | 2112.541 |  | 2706.541
2020-04-11 | 978.164 |  | 1708.541 |  | 2112.541 |  | 2706.541
2020-04-12 | 1042.167 |  | 1708.541 |  | 2112.541 |  | 2706.541
2020-04-13 | 917.705 |  | 1708.541 |  | 2112.541 |  | 2706.541
2020-04-14 | 922.897 |  | 1708.541 |  | 2112.541 |  | 2706.541
2020-04-15 | 880.044 |  | 1708.541 |  | 2112.541 |  | 2706.541
2020-04-16 | 811.625 |  | 1708.541 |  | 2112.541 |  | 2706.541
2020-04-17 | 1007.735 |  | 1708.541 |  | 2112.541 |  | 2706.541
2020-04-18 | 1008.044 |  | 1708.541 |  | 2112.541 |  | 2706.541
2020-04-19 | 934.866 |  | 1708.541 |  | 2112.541 |  | 2706.541
2020-04-20 | 1043.227 |  | 1708.541 |  | 2112.541 |  | 2706.541
2020-04-21 | 1037.79 |  | 1708.541 |  | 2112.541 |  | 2706.541
2020-04-22 | 994.782 |  | 1708.541 |  | 2112.541 |  | 2706.541
2020-04-23 | 1055.46 |  | 1708.541 |  | 2112.541 |  | 2706.541
2020-04-24 | 849.113 |  | 1708.541 |  | 2112.541 |  | 2706.541
2020-04-25 | 777.927 |  | 1708.541 |  | 2112.541 |  | 2706.541
2020-04-26 | 839.923 |  | 1708.541 |  | 2112.541 |  | 2706.541
2020-04-27 | 1070.67 |  | 1708.541 |  | 2112.541 |  | 2706.541
2020-04-28 | 1037.775 |  | 1708.541 |  | 2112.541 |  | 2706.541
2020-04-29 | 1169.666 |  | 1708.541 |  | 2112.541 |  | 2706.541
2020-04-30 | 1321.582 |  | 1708.541 |  | 2112.541 |  | 2706.541
2020-05-01 | 1517.341 |  | 1708.541 |  | 2112.541 |  | 2706.541
2020-05-02 | 1394.047 |  | 1708.541 |  | 2112.541 |  | 2706.541
2020-05-03 | 1358.218 |  | 1708.541 |  | 2112.541 |  | 2706.541
2020-05-04 | 1532.95 |  | 1708.541 |  | 2112.541 |  | 2706.541
2020-05-05 | 1348.555 |  | 1708.541 |  | 2112.541 |  | 2706.541
2020-05-06 | 1095.905 |  | 1708.541 |  | 2112.541 |  | 2706.541
2020-05-07 | 950.415 |  | 1708.541 |  | 2112.541 |  | 2706.541
2020-05-08 | 967.285 |  | 1708.541 |  | 2112.541 |  | 2706.541
2020-05-09 | 1128.709 |  | 1708.541 |  | 2112.541 |  | 2706.541
2020-05-10 | 1331.984 |  | 1708.541 |  | 2112.541 |  | 2706.541
2020-05-11 | 1411.93 |  | 1708.541 |  | 2112.541 |  | 2706.541
2020-05-12 | 1431.417 |  | 1708.541 |  | 2112.541 |  | 2706.541
2020-05-13 | 1638.739 |  | 1708.541 |  | 2112.541 |  | 2706.541
2020-05-14 | 1662.731 |  | 1708.541 |  | 2112.541 |  | 2706.541
2020-05-15 | 1630.768 |  | 1708.541 |  | 2112.541 |  | 2706.541
2020-05-16 | 1517.564 |  | 1708.541 |  | 2112.541 |  | 2706.541
2020-05-17 | 1435.511 |  | 1708.541 |  | 2112.541 |  | 2706.541
2020-05-18 | 1586.006 |  | 1708.541 |  | 2112.541 |  | 2706.541
2020-05-19 | 1481.212 |  | 1708.541 |  | 2112.541 |  | 2706.541
2020-05-20 | 1501.414 |  | 1708.541 |  | 2112.541 |  | 2706.541
2020-05-21 | 1716.065 |  | 1708.541 |  | 2112.541 |  | 2706.541
2020-05-22 | 1717.06 |  | 1708.541 |  | 2112.541 |  | 2706.541
2020-05-23 | 1438.939 |  | 1708.541 |  | 2112.541 |  | 2706.541
2020-05-24 | 1526.971 |  | 1708.541 |  | 2112.541 |  | 2706.541
2020-05-25 | 1556.799 |  | 1708.541 |  | 2112.541 |  | 2706.541
2020-05-26 | 1594.576 |  | 1708.541 |  | 2112.541 |  | 2706.541
2020-05-27 | 1651.981 |  | 1708.541 |  | 2112.541 |  | 2706.541
2020-05-28 | 1581.78 |  | 1708.541 |  | 2112.541 |  | 2706.541
2020-05-29 | 1535.705 |  | 1708.541 |  | 2112.541 |  | 2706.541
2020-05-30 | 1372.708 |  | 1708.541 |  | 2112.541 |  | 2706.541
2020-05-31 | 1272.357 |  | 1708.541 |  | 2112.541 |  | 2706.541
2020-06-01 | 1605.97 |  | 1708.541 |  | 2112.541 |  | 2706.541
2020-06-02 | 1587.116 |  | 1708.541 |  | 2112.541 |  | 2706.541
2020-06-03 | 1700.597 |  | 1708.541 |  | 2112.541 |  | 2706.541
2020-06-04 | 1685.816 |  | 1708.541 |  | 2112.541 |  | 2706.541
2020-06-05 | 1784.85 |  | 1708.541 |  | 2112.541 |  | 2706.541
2020-06-06 | 1601.832 |  | 1708.541 |  | 2112.541 |  | 2706.541
2020-06-07 | 1606.99 |  | 1708.541 |  | 2112.541 |  | 2706.541
2020-06-08 | 1721.868 |  | 1708.541 |  | 2112.541 |  | 2706.541
2020-06-09 | 1935.715 |  | 1708.541 |  | 2112.541 |  | 2706.541
2020-06-10 | 1866.947 |  | 1708.541 |  | 2112.541 |  | 2706.541
2020-06-11 | 1960.685 |  | 1708.541 |  | 2112.541 |  | 2706.541
2020-06-12 | 1749.125 |  | 1708.541 |  | 2112.541 |  | 2706.541
2020-06-13 | 1518.645 |  | 1708.541 |  | 2112.541 |  | 2706.541
2020-06-14 | 1431.187 |  | 1708.541 |  | 2112.541 |  | 2706.541
2020-06-15 | 1423.805 |  | 1708.541 |  | 2112.541 |  | 2706.541
2020-06-16 | 1438.211 |  | 1708.541 |  | 2112.541 |  | 2706.541
2020-06-17 | 1647.61 |  | 1708.541 |  | 2112.541 |  | 2706.541
2020-06-18 | 1587.898 |  | 1708.541 |  | 2112.541 |  | 2706.541
2020-06-19 | 1465.403 |  | 1708.541 |  | 2112.541 |  | 2706.541
2020-06-20 | 1394.079 |  | 1708.541 |  | 2112.541 |  | 2706.541
2020-06-21 | 1414.894 |  | 1708.541 |  | 2112.541 |  | 2706.541
2020-06-22 | 1580.207 |  | 1708.541 |  | 2112.541 |  | 2706.541
2020-06-23 | 1649.171 |  | 1708.541 |  | 2112.541 |  | 2706.541
2020-06-24 | 1662.031 |  | 1708.541 |  | 2112.541 |  | 2706.541
2020-06-25 | 1707.839 |  | 1708.541 |  | 2112.541 |  | 2706.541
2020-06-26 | 1815.856 |  | 1708.541 |  | 2112.541 |  | 2706.541
2020-06-27 | 1698.25 |  | 1708.541 |  | 2112.541 |  | 2706.541
2020-06-28 | 1784.374 |  | 1708.541 |  | 2112.541 |  | 2706.541
2020-06-29 | 1813.324 |  | 1708.541 |  | 2112.541 |  | 2706.541
2020-06-30 | 1717.84 |  | 1708.541 |  | 2112.541 |  | 2706.541
2020-07-01 | 1545.889 |  | 1708.541 |  | 2112.541 |  | 2706.541
2020-07-02 | 1572.343 |  | 1708.541 |  | 2112.541 |  | 2706.541
2020-07-03 | 1768.975 |  | 1708.541 |  | 2112.541 |  | 2706.541
2020-07-04 | 1712.579 |  | 1708.541 |  | 2112.541 |  | 2706.541
2020-07-05 | 1785.408 |  | 1708.541 |  | 2112.541 |  | 2706.541
2020-07-06 | 1880.926 |  | 1708.541 |  | 2112.541 |  | 2706.541
2020-07-07 | 1928.493 |  | 1708.541 |  | 2112.541 |  | 2706.541
2020-07-08 | 1960.844 |  | 1708.541 |  | 2112.541 |  | 2706.541
2020-07-09 | 1863.627 |  | 1708.541 |  | 2112.541 |  | 2706.541
2020-07-10 | 1845.994 |  | 1708.541 |  | 2112.541 |  | 2706.541
2020-07-11 | 1863.76 |  | 1708.541 |  | 2112.541 |  | 2706.541
2020-07-12 | 1846.616 |  | 1708.541 |  | 2112.541 |  | 2706.541
2020-07-13 | 1848.195 |  | 1708.541 |  | 2112.541 |  | 2706.541
2020-07-14 | 1887.478 |  | 1708.541 |  | 2112.541 |  | 2706.541
2020-07-15 | 1860.181 |  | 1708.541 |  | 2112.541 |  | 2706.541
2020-07-16 | 2093.724 |  | 1708.541 |  | 2112.541 |  | 2706.541
2020-07-17 | 1983.77 |  | 1708.541 |  | 2112.541 |  | 2706.541
2020-07-18 | 1815.754 |  | 1708.541 |  | 2112.541 |  | 2706.541
2020-07-19 | 1628.063 |  | 1708.541 |  | 2112.541 |  | 2706.541
2020-07-20 | 1886.263 |  | 1708.541 |  | 2112.541 |  | 2706.541
2020-07-21 | 1988.232 |  | 1708.541 |  | 2112.541 |  | 2706.541
2020-07-22 | 2028.741 |  | 1708.541 |  | 2112.541 |  | 2706.541
2020-07-23 | 2116.22 |  | 1708.541 |  | 2112.541 |  | 2706.541
2020-07-24 | 1983.969 |  | 1708.541 |  | 2112.541 |  | 2706.541
2020-07-25 | 1913.83 |  | 1708.541 |  | 2112.541 |  | 2706.541
2020-07-26 | 1820.621 |  | 1708.541 |  | 2112.541 |  | 2706.541
2020-07-27 | 1806.408 |  | 1708.541 |  | 2112.541 |  | 2706.541
2020-07-28 | 1808.425 |  | 1708.541 |  | 2112.541 |  | 2706.541
2020-07-29 | 1742.307 |  | 1708.541 |  | 2112.541 |  | 2706.541
2020-07-30 | 1792.584 |  | 1708.541 |  | 2112.541 |  | 2706.541
2020-07-31 | 1914.539 |  | 1708.541 |  | 2112.541 |  | 2706.541
2020-08-01 | 1632.731 |  | 1708.541 |  | 2112.541 |  | 2706.541
2020-08-02 | 1646.829 |  | 1708.541 |  | 2112.541 |  | 2706.541
2020-08-03 | 1686.635 |  | 1708.541 |  | 2112.541 |  | 2706.541
2020-08-04 | 1991.806 |  | 1708.541 |  | 2112.541 |  | 2706.541
2020-08-05 | 1980.415 |  | 1708.541 |  | 2112.541 |  | 2706.541
2020-08-06 | 1959.834 |  | 1708.541 |  | 2112.541 |  | 2706.541
2020-08-07 | 1993.445 |  | 1708.541 |  | 2112.541 |  | 2706.541
2020-08-08 | 1710.472 |  | 1708.541 |  | 2112.541 |  | 2706.541
2020-08-09 | 1693.669 |  | 1708.541 |  | 2112.541 |  | 2706.541
2020-08-10 | 1769.945 |  | 1708.541 |  | 2112.541 |  | 2706.541
2020-08-11 | 1691.036 |  | 1708.541 |  | 2112.541 |  | 2706.541
2020-08-12 | 1502.865 |  | 1708.541 |  | 2112.541 |  | 2706.541
2020-08-13 | 1431.34 |  | 1708.541 |  | 2112.541 |  | 2706.541
2020-08-14 | 1541.621 |  | 1708.541 |  | 2112.541 |  | 2706.541
2020-08-15 | 1444.88 |  | 1708.541 |  | 2112.541 |  | 2706.541
2020-08-16 | 1431.333 |  | 1708.541 |  | 2112.541 |  | 2706.541
2020-08-17 | 1465.986 |  | 1708.541 |  | 2112.541 |  | 2706.541
2020-08-18 | 1471.686 |  | 1708.541 |  | 2112.541 |  | 2706.541
2020-08-19 | 1688.678 |  | 1708.541 |  | 2112.541 |  | 2706.541
2020-08-20 | 1632.072 |  | 1708.541 |  | 2112.541 |  | 2706.541
2020-08-21 | 1667.328 |  | 1708.541 |  | 2112.541 |  | 2706.541
2020-08-22 | 1803.951 |  | 1708.541 |  | 2112.541 |  | 2706.541
2020-08-23 | 1851.183 |  | 1708.541 |  | 2112.541 |  | 2706.541
2020-08-24 | 2049.819 |  | 1708.541 |  | 2112.541 |  | 2706.541
2020-08-25 | 2033.933 |  | 1708.541 |  | 2112.541 |  | 2706.541
2020-08-26 | 1803.228 |  | 1708.541 |  | 2112.541 |  | 2706.541
2020-08-27 | 1600.071 |  | 1708.541 |  | 2112.541 |  | 2706.541
2020-08-28 | 1473.996 |  | 1708.541 |  | 2112.541 |  | 2706.541
2020-08-29 | 1335.035 |  | 1708.541 |  | 2112.541 |  | 2706.541
2020-08-30 | 1285.428 |  | 1708.541 |  | 2112.541 |  | 2706.541
2020-08-31 | 1551.312 |  | 1708.541 |  | 2112.541 |  | 2706.541
2020-09-01 | 1404.033 |  | 1708.541 |  | 2112.541 |  | 2706.541
2020-09-02 | 1281.168 |  | 1708.541 |  | 2112.541 |  | 2706.541
2020-09-03 | 1179.657 |  | 1708.541 |  | 2112.541 |  | 2706.541
2020-09-04 | 1178.788 |  | 1708.541 |  | 2112.541 |  | 2706.541
2020-09-05 | 1200.632 |  | 1708.541 |  | 2112.541 |  | 2706.541
2020-09-06 | 1129.147 |  | 1708.541 |  | 2112.541 |  | 2706.541
2020-09-07 | 1046.701 |  | 1708.541 |  | 2112.541 |  | 2706.541
2020-09-08 | 1019.958 |  | 1708.541 |  | 2112.541 |  | 2706.541
2020-09-09 | 1300.592 |  | 1708.541 |  | 2112.541 |  | 2706.541
2020-09-10 | 1174.099 |  | 1708.541 |  | 2112.541 |  | 2706.541
2020-09-11 | 1055.771 |  | 1708.541 |  | 2112.541 |  | 2706.541
2020-09-12 | 1145.138 |  | 1708.541 |  | 2112.541 |  | 2706.541
2020-09-13 | 1120.83 |  | 1708.541 |  | 2112.541 |  | 2706.541
2020-09-14 | 1199.956 |  | 1708.541 |  | 2112.541 |  | 2706.541
2020-09-15 | 1202.175 |  | 1708.541 |  | 2112.541 |  | 2706.541
2020-09-16 | 1130.108 |  | 1708.541 |  | 2112.541 |  | 2706.541
2020-09-17 | 1070.129 |  | 1708.541 |  | 2112.541 |  | 2706.541
2020-09-18 | 1013.138 |  | 1708.541 |  | 2112.541 |  | 2706.541
2020-09-19 | 849.503 |  | 1708.541 |  | 2112.541 |  | 2706.541
2020-09-20 | 864.147 |  | 1708.541 |  | 2112.541 |  | 2706.541
2020-09-21 | 930.988 |  | 1708.541 |  | 2112.541 |  | 2706.541
2020-09-22 | 1053.225 |  | 1708.541 |  | 2112.541 |  | 2706.541
2020-09-23 | 1206.257 |  | 1708.541 |  | 2112.541 |  | 2706.541
2020-09-24 | 1277.284 |  | 1708.541 |  | 2112.541 |  | 2706.541
2020-09-25 | 1428.367 |  | 1708.541 |  | 2112.541 |  | 2706.541
2020-09-26 | 1472.668 |  | 1708.541 |  | 2112.541 |  | 2706.541
2020-09-27 | 1421.541 |  | 1708.541 |  | 2112.541 |  | 2706.541
2020-09-28 | 1481.522 |  | 1708.541 |  | 2112.541 |  | 2706.541
2020-09-29 | 1325.566 |  | 1708.541 |  | 2112.541 |  | 2706.541
2020-09-30 | 1176.966 |  | 1708.541 |  | 2112.541 |  | 2706.541
2020-10-01 | 987.504 |  | 1708.541 |  | 2112.541 |  | 2706.541
2020-10-02 | 839.25 |  | 1708.541 |  | 2112.541 |  | 2706.541
2020-10-03 | 803.212 |  | 1708.541 |  | 2112.541 |  | 2706.541
2020-10-04 | 834.155 |  | 1708.541 |  | 2112.541 |  | 2706.541
2020-10-05 | 1091.713 |  | 1708.541 |  | 2112.541 |  | 2706.541
2020-10-06 | 1281.232 |  | 1708.541 |  | 2112.541 |  | 2706.541
2020-10-07 | 1169.416 |  | 1708.541 |  | 2112.541 |  | 2706.541
2020-10-08 | 1212.16 |  | 1708.541 |  | 2112.541 |  | 2706.541
2020-10-09 | 1250.143 |  | 1708.541 |  | 2112.541 |  | 2706.541
2020-10-10 | 1033.086 |  | 1708.541 |  | 2112.541 |  | 2706.541
2020-10-11 | 1089.976 |  | 1708.541 |  | 2112.541 |  | 2706.541
2020-10-12 | 1143.432 |  | 1708.541 |  | 2112.541 |  | 2706.541
2020-10-13 | 1028.346 |  | 1708.541 |  | 2112.541 |  | 2706.541
2020-10-14 | 933.339 |  | 1708.541 |  | 2112.541 |  | 2706.541
2020-10-15 | 950.59 |  | 1708.541 |  | 2112.541 |  | 2706.541
2020-10-16 | 1060.048 |  | 1708.541 |  | 2112.541 |  | 2706.541
2020-10-17 | 867.373 |  | 1708.541 |  | 2112.541 |  | 2706.541
2020-10-18 | 991.902 |  | 1708.541 |  | 2112.541 |  | 2706.541
2020-10-19 | 1087.742 |  | 1708.541 |  | 2112.541 |  | 2706.541
2020-10-20 | 1160.076 |  | 1708.541 |  | 2112.541 |  | 2706.541
2020-10-21 | 1020.187 |  | 1708.541 |  | 2112.541 |  | 2706.541
2020-10-22 | 1028.808 |  | 1708.541 |  | 2112.541 |  | 2706.541
2020-10-23 | 998.68 |  | 1708.541 |  | 2112.541 |  | 2706.541
2020-10-24 | 1016.873 |  | 1708.541 |  | 2112.541 |  | 2706.541
2020-10-25 | 1230.17 |  | 1708.541 |  | 2112.541 |  | 2706.541
2020-10-26 | 1296.593 |  | 1708.541 |  | 2112.541 |  | 2706.541
2020-10-27 | 1159.085 |  | 1708.541 |  | 2112.541 |  | 2706.541
2020-10-28 | 1093.269 |  | 1708.541 |  | 2112.541 |  | 2706.541
2020-10-29 | 965.225 |  | 1708.541 |  | 2112.541 |  | 2706.541
2020-10-30 | 860.342 |  | 1708.541 |  | 2112.541 |  | 2706.541
2020-10-31 | 926.771 |  | 1708.541 |  | 2112.541 |  | 2706.541
2020-11-01 | 858.116 |  | 1708.541 |  | 2112.541 |  | 2706.541
2020-11-02 | 984.566 |  | 1708.541 |  | 2112.541 |  | 2706.541
2020-11-03 | 861.898 |  | 1708.541 |  | 2112.541 |  | 2706.541
2020-11-04 | 817.966 |  | 1708.541 |  | 2112.541 |  | 2706.541
2020-11-05 | 953.225 |  | 1708.541 |  | 2112.541 |  | 2706.541
2020-11-06 | 1101.737 |  | 1708.541 |  | 2112.541 |  | 2706.541
2020-11-07 | 1024.214 |  | 1708.541 |  | 2112.541 |  | 2706.541
2020-11-08 | 821.736 |  | 1708.541 |  | 2112.541 |  | 2706.541
2020-11-09 | 806.062 |  | 1708.541 |  | 2112.541 |  | 2706.541
2020-11-10 | 839.328 |  | 1708.541 |  | 2112.541 |  | 2706.541
2020-11-11 | 816.28 |  | 1708.541 |  | 2112.541 |  | 2706.541
2020-11-12 | 817.802 |  | 1708.541 |  | 2112.541 |  | 2706.541
2020-11-13 | 821.075 |  | 1708.541 |  | 2112.541 |  | 2706.541
2020-11-14 | 780.928 |  | 1708.541 |  | 2112.541 |  | 2706.541
2020-11-15 | 756.796 |  | 1708.541 |  | 2112.541 |  | 2706.541
2020-11-16 | 745.155 |  | 1708.541 |  | 2112.541 |  | 2706.541
2020-11-17 | 859.524 |  | 1708.541 |  | 2112.541 |  | 2706.541
2020-11-18 | 897.557 |  | 1708.541 |  | 2112.541 |  | 2706.541
2020-11-19 | 853.906 |  | 1708.541 |  | 2112.541 |  | 2706.541
2020-11-20 | 869.277 |  | 1708.541 |  | 2112.541 |  | 2706.541
2020-11-21 | 816.084 |  | 1708.541 |  | 2112.541 |  | 2706.541
2020-11-22 | 790.526 |  | 1708.541 |  | 2112.541 |  | 2706.541
2020-11-23 | 782.317 |  | 1708.541 |  | 2112.541 |  | 2706.541
2020-11-24 | 850.83 |  | 1708.541 |  | 2112.541 |  | 2706.541
2020-11-25 | 864.181 |  | 1708.541 |  | 2112.541 |  | 2706.541
2020-11-26 | 886.947 |  | 1708.541 |  | 2112.541 |  | 2706.541
2020-11-27 | 1034.981 |  | 1708.541 |  | 2112.541 |  | 2706.541
2020-11-28 | 800.945 |  | 1708.541 |  | 2112.541 |  | 2706.541
2020-11-29 | 789.972 |  | 1708.541 |  | 2112.541 |  | 2706.541
2020-11-30 | 847.227 |  | 1708.541 |  | 2112.541 |  | 2706.541
2020-12-01 | 810.767 |  | 1708.541 |  | 2112.541 |  | 2706.541
2020-12-02 | 833.123 |  | 1708.541 |  | 2112.541 |  | 2706.541
2020-12-03 | 856.644 |  | 1708.541 |  | 2112.541 |  | 2706.541
2020-12-04 | 819.525 |  | 1708.541 |  | 2112.541 |  | 2706.541
2020-12-05 | 769.018 |  | 1708.541 |  | 2112.541 |  | 2706.541
2020-12-06 | 853.998 |  | 1708.541 |  | 2112.541 |  | 2706.541
2020-12-07 | 829.124 |  | 1708.541 |  | 2112.541 |  | 2706.541
2020-12-08 | 919.099 |  | 1708.541 |  | 2112.541 |  | 2706.541
2020-12-09 | 891.928 |  | 1708.541 |  | 2112.541 |  | 2706.541
2020-12-10 | 844.159 |  | 1708.541 |  | 2112.541 |  | 2706.541
2020-12-11 | 891.537 |  | 1708.541 |  | 2112.541 |  | 2706.541
2020-12-12 | 760.671 |  | 1708.541 |  | 2112.541 |  | 2706.541
2020-12-13 | 726.61 |  | 1708.541 |  | 2112.541 |  | 2706.541
2020-12-14 | 984.142 |  | 1708.541 |  | 2112.541 |  | 2706.541
2020-12-15 | 902.448 |  | 1708.541 |  | 2112.541 |  | 2706.541
2020-12-16 | 935.372 |  | 1708.541 |  | 2112.541 |  | 2706.541
2020-12-17 | 835.41 |  | 1708.541 |  | 2112.541 |  | 2706.541
2020-12-18 | 843.462 |  | 1708.541 |  | 2112.541 |  | 2706.541
2020-12-19 | 718.727 |  | 1708.541 |  | 2112.541 |  | 2706.541
2020-12-20 | 759.837 |  | 1708.541 |  | 2112.541 |  | 2706.541
2020-12-21 | 727.227 |  | 1708.541 |  | 2112.541 |  | 2706.541
2020-12-22 | 809.87 |  | 1708.541 |  | 2112.541 |  | 2706.541
2020-12-23 | 721.396 |  | 1708.541 |  | 2112.541 |  | 2706.541
2020-12-24 | 797.66 |  | 1708.541 |  | 2112.541 |  | 2706.541
2020-12-25 | 717.855 |  | 1708.541 |  | 2112.541 |  | 2706.541
2020-12-26 | 692.902 |  | 1708.541 |  | 2112.541 |  | 2706.541
2020-12-27 | 688.499 |  | 1708.541 |  | 2112.541 |  | 2706.541
2020-12-28 | 666.889 |  | 1708.541 |  | 2112.541 |  | 2706.541
2020-12-29 | 679.235 |  | 1708.541 |  | 2112.541 |  | 2706.541
2020-12-30 | 726.203 |  | 1708.541 |  | 2112.541 |  | 2706.541
2020-12-31 | 699.908
2021-01-01 |  | 597.0555 | 1663.0921 |  | 2067.0921 |  | 2661.0921
2021-01-02 |  | 572.1835 | 1663.0921 |  | 2067.0921 |  | 2661.0921
2021-01-03 |  | 594.137 | 1663.0921 |  | 2067.0921 |  | 2661.0921
2021-01-04 |  | 678.706 | 1663.0921 |  | 2067.0921 |  | 2661.0921
2021-01-05 |  | 760.2359 | 1663.0921 |  | 2067.0921 |  | 2661.0921
2021-01-06 |  | 1179.9403 | 1663.0921 |  | 2067.0921 |  | 2661.0921
2021-01-07 |  | 763.1122 | 1663.0921 |  | 2067.0921 |  | 2661.0921
2021-01-08 |  | 805.5002 | 1663.0921 |  | 2067.0921 |  | 2661.0921
2021-01-09 |  | 635.8828 | 1663.0921 |  | 2067.0921 |  | 2661.0921
2021-01-10 |  | 627.5999 | 1663.0921 |  | 2067.0921 |  | 2661.0921
2021-01-11 |  | 726.8872 | 1663.0921 |  | 2067.0921 |  | 2661.0921
2021-01-12 |  | 706.6339 | 1663.0921 |  | 2067.0921 |  | 2661.0921
2021-01-13 |  | 754.8963 | 1663.0921 |  | 2067.0921 |  | 2661.0921
2021-01-14 |  | 765.2495 | 1663.0921 |  | 2067.0921 |  | 2661.0921
2021-01-15 |  | 693.7291 | 1663.0921 |  | 2067.0921 |  | 2661.0921
2021-01-16 |  | 601.3258 | 1663.0921 |  | 2067.0921 |  | 2661.0921
2021-01-17 |  | 638.1549 | 1663.0921 |  | 2067.0921 |  | 2661.0921
2021-01-18 |  | 744.4381 | 1663.0921 |  | 2067.0921 |  | 2661.0921
2021-01-19 |  | 715.5597 | 1663.0921 |  | 2067.0921 |  | 2661.0921
2021-01-20 |  | 757.4004 | 1663.0921 |  | 2067.0921 |  | 2661.0921
2021-01-21 |  | 1111.8032 | 1663.0921 |  | 2067.0921 |  | 2661.0921
2021-01-22 |  | 953.4134 | 1663.0921 |  | 2067.0921 |  | 2661.0921
2021-01-23 |  | 610.2808 | 1663.0921 |  | 2067.0921 |  | 2661.0921
2021-01-24 |  | 619.9177 | 1663.0921 |  | 2067.0921 |  | 2661.0921
2021-01-25 |  | 756.6449 | 1663.0921 |  | 2067.0921 |  | 2661.0921
2021-01-26 |  | 686.6019 | 1663.0921 |  | 2067.0921 |  | 2661.0921
2021-01-27 |  | 783.0876 | 1663.0921 |  | 2067.0921 |  | 2661.0921
2021-01-28 |  | 792.7138 | 1663.0921 |  | 2067.0921 |  | 2661.0921
2021-01-29 |  | 739.7507 | 1663.0921 |  | 2067.0921 |  | 2661.0921
2021-01-30 |  | 667.6164 | 1663.0921 |  | 2067.0921 |  | 2661.0921
2021-01-31 |  | 676.874 | 1663.0921 |  | 2067.0921 |  | 2661.0921
2021-02-01 |  | 765.9101 | 1663.0921 |  | 2067.0921 |  | 2661.0921
2021-02-02 |  | 761.6171 | 1663.0921 |  | 2067.0921 |  | 2661.0921
2021-02-03 |  | 777.6742 | 1663.0921 |  | 2067.0921 |  | 2661.0921
2021-02-04 |  | 758.0099 | 1663.0921 |  | 2067.0921 |  | 2661.0921
2021-02-05 |  | 887.1419 | 1663.0921 |  | 2067.0921 |  | 2661.0921
2021-02-06 |  | 643.837 | 1663.0921 |  | 2067.0921 |  | 2661.0921
2021-02-07 |  | 632.4549 | 1663.0921 |  | 2067.0921 |  | 2661.0921
2021-02-08 |  | 744.2452 | 1663.0921 |  | 2067.0921 |  | 2661.0921
2021-02-09 |  | 768.7505 | 1663.0921 |  | 2067.0921 |  | 2661.0921
2021-02-10 |  | 885.1743 | 1663.0921 |  | 2067.0921 |  | 2661.0921
2021-02-11 |  | 752.178 | 1663.0921 |  | 2067.0921 |  | 2661.0921
2021-02-12 |  | 737.1589 | 1663.0921 |  | 2067.0921 |  | 2661.0921
2021-02-13 |  | 733.1801 | 1663.0921 |  | 2067.0921 |  | 2661.0921
2021-02-14 |  | 663.1207 | 1663.0921 |  | 2067.0921 |  | 2661.0921
2021-02-15 |  | 747.9994 | 1663.0921 |  | 2067.0921 |  | 2661.0921
2021-02-16 |  | 760.7964 | 1663.0921 |  | 2067.0921 |  | 2661.0921
2021-02-17 |  | 742.0777 | 1663.0921 |  | 2067.0921 |  | 2661.0921
2021-02-18 |  | 784.3881 | 1663.0921 |  | 2067.0921 |  | 2661.0921
2021-02-19 |  | 742.2218 | 1663.0921 |  | 2067.0921 |  | 2661.0921
2021-02-20 |  | 686.2717 | 1663.0921 |  | 2067.0921 |  | 2661.0921
2021-02-21 |  | 796.71 | 1663.0921 |  | 2067.0921 |  | 2661.0921
2021-02-22 |  | 729.4291 | 1663.0921 |  | 2067.0921 |  | 2661.0921
2021-02-23 |  | 740.1287 | 1663.0921 |  | 2067.0921 |  | 2661.0921
2021-02-24 |  | 747.342 | 1663.0921 |  | 2067.0921 |  | 2661.0921
2021-02-25 |  | 769.0677 | 1663.0921 |  | 2067.0921 |  | 2661.0921
2021-02-26 |  | 763.308 | 1663.0921 |  | 2067.0921 |  | 2661.0921
2021-02-27 |  | 630.0052 | 1663.0921 |  | 2067.0921 |  | 2661.0921
2021-02-28 |  | 659.7758 | 1663.0921 |  | 2067.0921 |  | 2661.0921
2021-03-01 |  | 754.8626 | 1663.0921 |  | 2067.0921 |  | 2661.0921
2021-03-02 |  | 720.8939 | 1663.0921 |  | 2067.0921 |  | 2661.0921
2021-03-03 |  | 724.6649 | 1663.0921 |  | 2067.0921 |  | 2661.0921
2021-03-04 |  | 783.8016 | 1663.0921 |  | 2067.0921 |  | 2661.0921
2021-03-05 |  | 761.2097 | 1663.0921 |  | 2067.0921 |  | 2661.0921
2021-03-06 |  | 664.7332 | 1663.0921 |  | 2067.0921 |  | 2661.0921
2021-03-07 |  | 637.9624 | 1663.0921 |  | 2067.0921 |  | 2661.0921
2021-03-08 |  | 695.788 | 1663.0921 |  | 2067.0921 |  | 2661.0921
2021-03-09 |  | 782.8136 | 1663.0921 |  | 2067.0921 |  | 2661.0921
2021-03-10 |  | 777.5497 | 1663.0921 |  | 2067.0921 |  | 2661.0921
2021-03-11 |  | 786.6614 | 1663.0921 |  | 2067.0921 |  | 2661.0921
2021-03-12 |  | 781.4858 | 1663.0921 |  | 2067.0921 |  | 2661.0921
2021-03-13 |  | 671.4403 | 1663.0921 |  | 2067.0921 |  | 2661.0921
2021-03-14 |  | 708.0746 | 1663.0921 |  | 2067.0921 |  | 2661.0921
2021-03-15 |  | 783.8494 | 1663.0921 |  | 2067.0921 |  | 2661.0921
2021-03-16 |  | 737.2237 | 1663.0921 |  | 2067.0921 |  | 2661.0921
2021-03-17 |  | 759.6897 | 1663.0921 |  | 2067.0921 |  | 2661.0921
2021-03-18 |  | 742.4369 | 1663.0921 |  | 2067.0921 |  | 2661.0921
2021-03-19 |  | 785.4303 | 1663.0921 |  | 2067.0921 |  | 2661.0921
2021-03-20 |  | 710.3961 | 1663.0921 |  | 2067.0921 |  | 2661.0921
2021-03-21 |  | 674.4249 | 1663.0921 |  | 2067.0921 |  | 2661.0921
2021-03-22 |  | 756.4542 | 1663.0921 |  | 2067.0921 |  | 2661.0921
2021-03-23 |  | 914.7656 | 1663.0921 |  | 2067.0921 |  | 2661.0921
2021-03-24 |  | 844.6995 | 1663.0921 |  | 2067.0921 |  | 2661.0921
2021-03-25 |  | 1023.3774 | 1663.0921 |  | 2067.0921 |  | 2661.0921
2021-03-26 |  | 1009.2371 | 1663.0921 |  | 2067.0921 |  | 2661.0921
2021-03-27 |  | 822.9455 | 1663.0921 |  | 2067.0921 |  | 2661.0921
2021-03-28 |  | 783.233 | 1663.0921 |  | 2067.0921 |  | 2661.0921
2021-03-29 |  | 858.5736 | 1663.0921 |  | 2067.0921 |  | 2661.0921
2021-03-30 |  | 828.0164 | 1663.0921 |  | 2067.0921 |  | 2661.0921
2021-03-31 |  | 769.3078 | 1663.0921 |  | 2067.0921 |  | 2661.0921
2021-04-01 |  | 835.7941 | 1663.0921 |  | 2067.0921 |  | 2661.0921
2021-04-02 |  | 766.7073 | 1663.0921 |  | 2067.0921 |  | 2661.0921
2021-04-03 |  | 755.6809 | 1663.0921 |  | 2067.0921 |  | 2661.0921
2021-04-04 |  | 764.4174 | 1663.0921 |  | 2067.0921 |  | 2661.0921
2021-04-05 |  | 888.1267 | 1663.0921 |  | 2067.0921 |  | 2661.0921
2021-04-06 |  | 1185.2629 | 1663.0921 |  | 2067.0921 |  | 2661.0921
2021-04-07 |  | 1135.4221 | 1663.0921 |  | 2067.0921 |  | 2661.0921
2021-04-08 |  | 1076.2588 | 1663.0921 |  | 2067.0921 |  | 2661.0921
2021-04-09 |  | 988.3327 | 1663.0921 |  | 2067.0921 |  | 2661.0921
2021-04-10 |  | 822.6615 | 1663.0921 |  | 2067.0921 |  | 2661.0921
2021-04-11 |  | 866.0156 | 1663.0921 |  | 2067.0921 |  | 2661.0921
2021-04-12 |  | 1011.4934 | 1663.0921 |  | 2067.0921 |  | 2661.0921
2021-04-13 |  | 890.0138 | 1663.0921 |  | 2067.0921 |  | 2661.0921
2021-04-14 |  | 859.2061 | 1663.0921 |  | 2067.0921 |  | 2661.0921
2021-04-15 |  | 1000.6748 | 1663.0921 |  | 2067.0921 |  | 2661.0921
2021-04-16 |  | 1289.6029 | 1663.0921 |  | 2067.0921 |  | 2661.0921
2021-04-17 |  | 908.159 | 1663.0921 |  | 2067.0921 |  | 2661.0921
2021-04-18 |  | 1255.9976 | 1663.0921 |  | 2067.0921 |  | 2661.0921
2021-04-19 |  | 1483.5274 | 1663.0921 |  | 2067.0921 |  | 2661.0921
2021-04-20 |  | 1400.2751 | 1663.0921 |  | 2067.0921 |  | 2661.0921
2021-04-21 |  | 1204.7433 | 1663.0921 |  | 2067.0921 |  | 2661.0921
2021-04-22 |  | 1184.3664 | 1663.0921 |  | 2067.0921 |  | 2661.0921
2021-04-23 |  | 1068.7613 | 1663.0921 |  | 2067.0921 |  | 2661.0921
2021-04-24 |  | 1031.5293 | 1663.0921 |  | 2067.0921 |  | 2661.0921
2021-04-25 |  | 1158.1329 | 1663.0921 |  | 2067.0921 |  | 2661.0921
2021-04-26 |  | 1323.7234 | 1663.0921 |  | 2067.0921 |  | 2661.0921
2021-04-27 |  | 1375.7729 | 1663.0921 |  | 2067.0921 |  | 2661.0921
2021-04-28 |  | 1379.0995 | 1663.0921 |  | 2067.0921 |  | 2661.0921
2021-04-29 |  | 1294.2171 | 1663.0921 |  | 2067.0921 |  | 2661.0921
2021-04-30 |  | 1071.9117 | 1663.0921 |  | 2067.0921 |  | 2661.0921
2021-05-01 |  | 885.5092 | 1663.0921 |  | 2067.0921 |  | 2661.0921
2021-05-02 |  | 1003.9351 | 1663.0921 |  | 2067.0921 |  | 2661.0921
2021-05-03 |  | 1027.0909 | 1663.0921 |  | 2067.0921 |  | 2661.0921
2021-05-04 |  | 1202.2764 | 1663.0921 |  | 2067.0921 |  | 2661.0921
2021-05-05 |  | 1348.8591 | 1663.0921 |  | 2067.0921 |  | 2661.0921
2021-05-06 |  | 1422.7068 | 1663.0921 |  | 2067.0921 |  | 2661.0921
2021-05-07 |  | 1294.602 | 1663.0921 |  | 2067.0921 |  | 2661.0921
2021-05-08 |  | 1016.1909 | 1663.0921 |  | 2067.0921 |  | 2661.0921
2021-05-09 |  | 1115.0721 | 1663.0921 |  | 2067.0921 |  | 2661.0921
2021-05-10 |  | 1234.4245 | 1663.0921 |  | 2067.0921 |  | 2661.0921
2021-05-11 |  | 1391.9071 | 1663.0921 |  | 2067.0921 |  | 2661.0921
2021-05-12 |  | 1681.6693 | 1663.0921 |  | 2067.0921 |  | 2661.0921
2021-05-13 |  | 1607.1914 | 1663.0921 |  | 2067.0921 |  | 2661.0921
2021-05-14 |  | 1609.9141 | 1663.0921 |  | 2067.0921 |  | 2661.0921
2021-05-15 |  | 1341.6734 | 1663.0921 |  | 2067.0921 |  | 2661.0921
2021-05-16 |  | 1378.3556 | 1663.0921 |  | 2067.0921 |  | 2661.0921
2021-05-17 |  | 1443.8815 | 1663.0921 |  | 2067.0921 |  | 2661.0921
2021-05-18 |  | 1358.1155 | 1663.0921 |  | 2067.0921 |  | 2661.0921
2021-05-19 |  | 1315.2439 | 1663.0921 |  | 2067.0921 |  | 2661.0921
2021-05-20 |  | 1557.5551 | 1663.0921 |  | 2067.0921 |  | 2661.0921
2021-05-21 |  | 1620.8283 | 1663.0921 |  | 2067.0921 |  | 2661.0921
2021-05-22 |  | 1455.0235 | 1663.0921 |  | 2067.0921 |  | 2661.0921
2021-05-23 |  | 1486.2295 | 1663.0921 |  | 2067.0921 |  | 2661.0921
2021-05-24 |  | 1701.7424 | 1663.0921 |  | 2067.0921 |  | 2661.0921
2021-05-25 |  | 1633.7058 | 1663.0921 |  | 2067.0921 |  | 2661.0921
2021-05-26 |  | 1368.1927 | 1663.0921 |  | 2067.0921 |  | 2661.0921
2021-05-27 |  | 1271.4038 | 1663.0921 |  | 2067.0921 |  | 2661.0921
2021-05-28 |  | 1477.4498 | 1663.0921 |  | 2067.0921 |  | 2661.0921
2021-05-29 |  | 1252.4185 | 1663.0921 |  | 2067.0921 |  | 2661.0921
2021-05-30 |  | 1413.1264 | 1663.0921 |  | 2067.0921 |  | 2661.0921
2021-05-31 |  | 2042.7648 | 1663.0921 |  | 2067.0921 |  | 2661.0921
2021-06-01 |  | 2274.7186 | 1663.0921 |  | 2067.0921 |  | 2661.0921
2021-06-02 |  | 2060.0461 | 1663.0921 |  | 2067.0921 |  | 2661.0921
2021-06-03 |  | 1957.9153 | 1663.0921 |  | 2067.0921 |  | 2661.0921
2021-06-04 |  | 1781.5291 | 1663.0921 |  | 2067.0921 |  | 2661.0921
2021-06-05 |  | 1316.7883 | 1663.0921 |  | 2067.0921 |  | 2661.0921
2021-06-06 |  | 1288.5164 | 1663.0921 |  | 2067.0921 |  | 2661.0921
2021-06-07 |  | 1903.5381 | 1663.0921 |  | 2067.0921 |  | 2661.0921
2021-06-08 |  | 1565.3917 | 1663.0921 |  | 2067.0921 |  | 2661.0921
2021-06-09 |  | 1713.6757 | 1663.0921 |  | 2067.0921 |  | 2661.0921
2021-06-10 |  | 1723.2177 | 1663.0921 |  | 2067.0921 |  | 2661.0921
2021-06-11 |  | 1710.8733 | 1663.0921 |  | 2067.0921 |  | 2661.0921
2021-06-12 |  | 1402.4534 | 1663.0921 |  | 2067.0921 |  | 2661.0921
2021-06-13 |  | 1356.9259 | 1663.0921 |  | 2067.0921 |  | 2661.0921
2021-06-14 |  | 1179.5527 | 1663.0921 |  | 2067.0921 |  | 2661.0921
2021-06-15 |  | 1476.9616 | 1663.0921 |  | 2067.0921 |  | 2661.0921
2021-06-16 |  | 1462.5652 | 1663.0921 |  | 2067.0921 |  | 2661.0921
2021-06-17 |  | 1620.255 | 1663.0921 |  | 2067.0921 |  | 2661.0921
2021-06-18 |  | 1756.4546 | 1663.0921 |  | 2067.0921 |  | 2661.0921
2021-06-19 |  | 1704.6565 | 1663.0921 |  | 2067.0921 |  | 2661.0921
2021-06-20 |  | 1636.3192 | 1663.0921 |  | 2067.0921 |  | 2661.0921
2021-06-21 |  | 1701.789 | 1663.0921 |  | 2067.0921 |  | 2661.0921
2021-06-22 |  | 1411.3549 | 1663.0921 |  | 2067.0921 |  | 2661.0921
2021-06-23 |  | 1423.9452 | 1663.0921 |  | 2067.0921 |  | 2661.0921
2021-06-24 |  | 1601.5192 | 1663.0921 |  | 2067.0921 |  | 2661.0921
2021-06-25 |  | 1512.8257 | 1663.0921 |  | 2067.0921 |  | 2661.0921
2021-06-26 |  | 1488.0123 | 1663.0921 |  | 2067.0921 |  | 2661.0921
2021-06-27 |  | 1482.3832 | 1663.0921 |  | 2067.0921 |  | 2661.0921
2021-06-28 |  | 1716.1671 | 1663.0921 |  | 2067.0921 |  | 2661.0921
2021-06-29 |  | 1680.4963 | 1663.0921 |  | 2067.0921 |  | 2661.0921
2021-06-30 |  | 1779.3951 | 1663.0921 |  | 2067.0921 |  | 2661.0921
2021-07-01 |  | 1722.5443 | 1663.0921 |  | 2067.0921 |  | 2661.0921
2021-07-02 |  | 1629.7941 | 1663.0921 |  | 2067.0921 |  | 2661.0921
2021-07-03 |  | 1462.016 | 1663.0921 |  | 2067.0921 |  | 2661.0921
2021-07-04 |  | 1756.9699 | 1663.0921 |  | 2067.0921 |  | 2661.0921
2021-07-05 |  | 1570.0463 | 1663.0921 |  | 2067.0921 |  | 2661.0921
2021-07-06 |  | 1586.8263 | 1663.0921 |  | 2067.0921 |  | 2661.0921
2021-07-07 |  | 1612.8078 | 1663.0921 |  | 2067.0921 |  | 2661.0921
2021-07-08 |  | 1608.5564 | 1663.0921 |  | 2067.0921 |  | 2661.0921
2021-07-09 |  | 1541.4207 | 1663.0921 |  | 2067.0921 |  | 2661.0921
2021-07-10 |  | 1756.2832 | 1663.0921 |  | 2067.0921 |  | 2661.0921
2021-07-11 |  | 1742.0017 | 1663.0921 |  | 2067.0921 |  | 2661.0921
2021-07-12 |  | 2138.9779 | 1663.0921 |  | 2067.0921 |  | 2661.0921
2021-07-13 |  | 1843.5586 | 1663.0921 |  | 2067.0921 |  | 2661.0921
2021-07-14 |  | 1709.3556 | 1663.0921 |  | 2067.0921 |  | 2661.0921
2021-07-15 |  | 1779.9356 | 1663.0921 |  | 2067.0921 |  | 2661.0921
2021-07-16 |  | 1794.5756 | 1663.0921 |  | 2067.0921 |  | 2661.0921
2021-07-17 |  | 1926.0325 | 1663.0921 |  | 2067.0921 |  | 2661.0921
2021-07-18 |  | 1985.6397 | 1663.0921 |  | 2067.0921 |  | 2661.0921
2021-07-19 |  | 1939.7192 | 1663.0921 |  | 2067.0921 |  | 2661.0921
2021-07-20 |  | 1915.1252 | 1663.0921 |  | 2067.0921 |  | 2661.0921
2021-07-21 |  | 1640.2165 | 1663.0921 |  | 2067.0921 |  | 2661.0921
2021-07-22 |  | 1505.7382 | 1663.0921 |  | 2067.0921 |  | 2661.0921
2021-07-23 |  | 1471.3866 | 1663.0921 |  | 2067.0921 |  | 2661.0921
2021-07-24 |  | 1687.0318 | 1663.0921 |  | 2067.0921 |  | 2661.0921
2021-07-25 |  | 1743.0267 | 1663.0921 |  | 2067.0921 |  | 2661.0921
2021-07-26 |  | 1587.7834 | 1663.0921 |  | 2067.0921 |  | 2661.0921
2021-07-27 |  | 1612.6087 | 1663.0921 |  | 2067.0921 |  | 2661.0921
2021-07-28 |  | 1737.9646 | 1663.0921 |  | 2067.0921 |  | 2661.0921
2021-07-29 |  | 1544.5294 | 1663.0921 |  | 2067.0921 |  | 2661.0921
2021-07-30 |  | 1498.1338 | 1663.0921 |  | 2067.0921 |  | 2661.0921
2021-07-31 |  | 1504.442 | 1663.0921 |  | 2067.0921 |  | 2661.0921
2021-08-01 |  | 1851.1641 | 1663.0921 |  | 2067.0921 |  | 2661.0921
2021-08-02 |  | 1943.3568 | 1663.0921 |  | 2067.0921 |  | 2661.0921
2021-08-03 |  | 1907.9524 | 1663.0921 |  | 2067.0921 |  | 2661.0921
2021-08-04 |  | 1760.6307 | 1663.0921 |  | 2067.0921 |  | 2661.0921
2021-08-05 |  | 1732.6492 | 1663.0921 |  | 2067.0921 |  | 2661.0921
2021-08-06 |  | 1615.372 | 1663.0921 |  | 2067.0921 |  | 2661.0921
2021-08-07 |  | 1541.7055 | 1663.0921 |  | 2067.0921 |  | 2661.0921
2021-08-08 |  | 1586.7674 | 1663.0921 |  | 2067.0921 |  | 2661.0921
2021-08-09 |  | 2179.8487 | 1663.0921 |  | 2067.0921 |  | 2661.0921
2021-08-10 |  | 2260.9396 | 1663.0921 |  | 2067.0921 |  | 2661.0921
2021-08-11 |  | 1775.5787 | 1663.0921 |  | 2067.0921 |  | 2661.0921
2021-08-12 |  | 1581.9962 | 1663.0921 |  | 2067.0921 |  | 2661.0921
2021-08-13 |  | 1496.3052 | 1663.0921 |  | 2067.0921 |  | 2661.0921
2021-08-14 |  | 1388.5785 | 1663.0921 |  | 2067.0921 |  | 2661.0921
2021-08-15 |  | 1679.3502 | 1663.0921 |  | 2067.0921 |  | 2661.0921
2021-08-16 |  | 1884.4114 | 1663.0921 |  | 2067.0921 |  | 2661.0921
2021-08-17 |  | 1836.834 | 1663.0921 |  | 2067.0921 |  | 2661.0921
2021-08-18 |  | 1528.0834 | 1663.0921 |  | 2067.0921 |  | 2661.0921
2021-08-19 |  | 1405.054 | 1663.0921 |  | 2067.0921 |  | 2661.0921
2021-08-20 |  | 1108.2725 | 1663.0921 |  | 2067.0921 |  | 2661.0921
2021-08-21 |  | 1186.7728 | 1663.0921 |  | 2067.0921 |  | 2661.0921
2021-08-22 |  | 1493.6835 | 1663.0921 |  | 2067.0921 |  | 2661.0921
2021-08-23 |  | 1574.1655 | 1663.0921 |  | 2067.0921 |  | 2661.0921
2021-08-24 |  | 1462.1359 | 1663.0921 |  | 2067.0921 |  | 2661.0921
2021-08-25 |  | 1618.6229 | 1663.0921 |  | 2067.0921 |  | 2661.0921
2021-08-26 |  | 1602.4543 | 1663.0921 |  | 2067.0921 |  | 2661.0921
2021-08-27 |  | 1560.7566 | 1663.0921 |  | 2067.0921 |  | 2661.0921
2021-08-28 |  | 1374.7122 | 1663.0921 |  | 2067.0921 |  | 2661.0921
2021-08-29 |  | 1501.9675 | 1663.0921 |  | 2067.0921 |  | 2661.0921
2021-08-30 |  | 1457.9929 | 1663.0921 |  | 2067.0921 |  | 2661.0921
2021-08-31 |  | 1454.0673 | 1663.0921 |  | 2067.0921 |  | 2661.0921
2021-09-01 |  | 1569.1786 | 1663.0921 |  | 2067.0921 |  | 2661.0921
2021-09-02 |  | 1521.683 | 1663.0921 |  | 2067.0921 |  | 2661.0921
2021-09-03 |  | 1314.9076 | 1663.0921 |  | 2067.0921 |  | 2661.0921
2021-09-04 |  | 1340.2371 | 1663.0921 |  | 2067.0921 |  | 2661.0921
2021-09-05 |  | 1553.7957 | 1663.0921 |  | 2067.0921 |  | 2661.0921
2021-09-06 |  | 1488.9363 | 1663.0921 |  | 2067.0921 |  | 2661.0921
2021-09-07 |  | 1385.5963 | 1663.0921 |  | 2067.0921 |  | 2661.0921
2021-09-08 |  | 1313.1072 | 1663.0921 |  | 2067.0921 |  | 2661.0921
2021-09-09 |  | 1163.7666 | 1663.0921 |  | 2067.0921 |  | 2661.0921
2021-09-10 |  | 1004.194 | 1663.0921 |  | 2067.0921 |  | 2661.0921
2021-09-11 |  | 964.9773 | 1663.0921 |  | 2067.0921 |  | 2661.0921
2021-09-12 |  | 921.8805 | 1663.0921 |  | 2067.0921 |  | 2661.0921
2021-09-13 |  | 1130.72 | 1663.0921 |  | 2067.0921 |  | 2661.0921
2021-09-14 |  | 1246.6392 | 1663.0921 |  | 2067.0921 |  | 2661.0921
2021-09-15 |  | 1301.1302 | 1663.0921 |  | 2067.0921 |  | 2661.0921
2021-09-16 |  | 1331.9634 | 1663.0921 |  | 2067.0921 |  | 2661.0921
2021-09-17 |  | 1106.873 | 1663.0921 |  | 2067.0921 |  | 2661.0921
2021-09-18 |  | 918.6857 | 1663.0921 |  | 2067.0921 |  | 2661.0921
2021-09-19 |  | 1318.5825 | 1663.0921 |  | 2067.0921 |  | 2661.0921
2021-09-20 |  | 1505.9464 | 1663.0921 |  | 2067.0921 |  | 2661.0921
2021-09-21 |  | 1481.9955 | 1663.0921 |  | 2067.0921 |  | 2661.0921
2021-09-22 |  | 1405.342 | 1663.0921 |  | 2067.0921 |  | 2661.0921
2021-09-23 |  | 1239.2033 | 1663.0921 |  | 2067.0921 |  | 2661.0921
2021-09-24 |  | 1079.9044 | 1663.0921 |  | 2067.0921 |  | 2661.0921
2021-09-25 |  | 947.7056 | 1663.0921 |  | 2067.0921 |  | 2661.0921
2021-09-26 |  | 1061.2979 | 1663.0921 |  | 2067.0921 |  | 2661.0921
2021-09-27 |  | 1140.2143 | 1663.0921 |  | 2067.0921 |  | 2661.0921
2021-09-28 |  | 1134.8338 | 1663.0921 |  | 2067.0921 |  | 2661.0921
2021-09-29 |  | 1012.3613 | 1663.0921 |  | 2067.0921 |  | 2661.0921
2021-09-30 |  | 867.6494 | 1663.0921 |  | 2067.0921 |  | 2661.0921
2021-10-01 |  | 762.7393 | 1663.0921 |  | 2067.0921 |  | 2661.0921
2021-10-02 |  | 707.7015 | 1663.0921 |  | 2067.0921 |  | 2661.0921
2021-10-03 |  | 726.494 | 1663.0921 |  | 2067.0921 |  | 2661.0921
2021-10-04 |  | 776.9904 | 1663.0921 |  | 2067.0921 |  | 2661.0921
2021-10-05 |  | 925.8574 | 1663.0921 |  | 2067.0921 |  | 2661.0921
2021-10-06 |  | 899.6569 | 1663.0921 |  | 2067.0921 |  | 2661.0921
2021-10-07 |  | 754.9243 | 1663.0921 |  | 2067.0921 |  | 2661.0921
2021-10-08 |  | 668.1259 | 1663.0921 |  | 2067.0921 |  | 2661.0921
2021-10-09 |  | 720.572 | 1663.0921 |  | 2067.0921 |  | 2661.0921
2021-10-10 |  | 967.8092 | 1663.0921 |  | 2067.0921 |  | 2661.0921
2021-10-11 |  | 923.1425 | 1663.0921 |  | 2067.0921 |  | 2661.0921
2021-10-12 |  | 816.5344 | 1663.0921 |  | 2067.0921 |  | 2661.0921
2021-10-13 |  | 775.7896 | 1663.0921 |  | 2067.0921 |  | 2661.0921
2021-10-14 |  | 772.5609 | 1663.0921 |  | 2067.0921 |  | 2661.0921
2021-10-15 |  | 734.6646 | 1663.0921 |  | 2067.0921 |  | 2661.0921
2021-10-16 |  | 754.3623 | 1663.0921 |  | 2067.0921 |  | 2661.0921
2021-10-17 |  | 797.2939 | 1663.0921 |  | 2067.0921 |  | 2661.0921
2021-10-18 |  | 772.1826 | 1663.0921 |  | 2067.0921 |  | 2661.0921
2021-10-19 |  | 893.5545 | 1663.0921 |  | 2067.0921 |  | 2661.0921
2021-10-20 |  | 1012.2952 | 1663.0921 |  | 2067.0921 |  | 2661.0921
2021-10-21 |  | 965.4935 | 1663.0921 |  | 2067.0921 |  | 2661.0921
2021-10-22 |  | 796.4022 | 1663.0921 |  | 2067.0921 |  | 2661.0921
2021-10-23 |  | 738.7503 | 1663.0921 |  | 2067.0921 |  | 2661.0921
2021-10-24 |  | 956.5294 | 1663.0921 |  | 2067.0921 |  | 2661.0921
2021-10-25 |  | 905.4398 | 1663.0921 |  | 2067.0921 |  | 2661.0921
2021-10-26 |  | 861.7886 | 1663.0921 |  | 2067.0921 |  | 2661.0921
2021-10-27 |  | 825.9176 | 1663.0921 |  | 2067.0921 |  | 2661.0921
2021-10-28 |  | 775.4861 | 1663.0921 |  | 2067.0921 |  | 2661.0921
2021-10-29 |  | 684.5738 | 1663.0921 |  | 2067.0921 |  | 2661.0921
2021-10-30 |  | 697.6322 | 1663.0921 |  | 2067.0921 |  | 2661.0921
2021-10-31 |  | 887.8431 | 1663.0921 |  | 2067.0921 |  | 2661.0921
2021-11-01 |  | 808.3341 | 1663.0921 |  | 2067.0921 |  | 2661.0921
2021-11-02 |  | 799.6965 | 1663.0921 |  | 2067.0921 |  | 2661.0921
2021-11-03 |  | 780.2185 | 1663.0921 |  | 2067.0921 |  | 2661.0921
2021-11-04 |  | 830.7136 | 1663.0921 |  | 2067.0921 |  | 2661.0921
2021-11-05 |  | 799.7552 | 1663.0921 |  | 2067.0921 |  | 2661.0921
2021-11-06 |  | 732.2092 | 1663.0921 |  | 2067.0921 |  | 2661.0921
2021-11-07 |  | 764.9312 | 1663.0921 |  | 2067.0921 |  | 2661.0921
2021-11-08 |  | 915.4816 | 1663.0921 |  | 2067.0921 |  | 2661.0921
2021-11-09 |  | 916.1542 | 1663.0921 |  | 2067.0921 |  | 2661.0921
2021-11-10 |  | 906.4867 | 1663.0921 |  | 2067.0921 |  | 2661.0921
2021-11-11 |  | 973.3546 | 1663.0921 |  | 2067.0921 |  | 2661.0921
2021-11-12 |  | 797.3378 | 1663.0921 |  | 2067.0921 |  | 2661.0921
2021-11-13 |  | 759.0475 | 1663.0921 |  | 2067.0921 |  | 2661.0921
2021-11-14 |  | 788.375 | 1663.0921 |  | 2067.0921 |  | 2661.0921
2021-11-15 |  | 782.8763 | 1663.0921 |  | 2067.0921 |  | 2661.0921
2021-11-16 |  | 778.4991 | 1663.0921 |  | 2067.0921 |  | 2661.0921
2021-11-17 |  | 769.9868 | 1663.0921 |  | 2067.0921 |  | 2661.0921
2021-11-18 |  | 766.1829 | 1663.0921 |  | 2067.0921 |  | 2661.0921
2021-11-19 |  | 807.3685 | 1663.0921 |  | 2067.0921 |  | 2661.0921
2021-11-20 |  | 727.281 | 1663.0921 |  | 2067.0921 |  | 2661.0921
2021-11-21 |  | 815.3683 | 1663.0921 |  | 2067.0921 |  | 2661.0921
2021-11-22 |  | 815.8359 | 1663.0921 |  | 2067.0921 |  | 2661.0921
2021-11-23 |  | 772.9706 | 1663.0921 |  | 2067.0921 |  | 2661.0921
2021-11-24 |  | 858.0882 | 1663.0921 |  | 2067.0921 |  | 2661.0921
2021-11-25 |  | 852.266 | 1663.0921 |  | 2067.0921 |  | 2661.0921
2021-11-26 |  | 709.8223 | 1663.0921 |  | 2067.0921 |  | 2661.0921
2021-11-27 |  | 713.205 | 1663.0921 |  | 2067.0921 |  | 2661.0921
2021-11-28 |  | 757.9994 | 1663.0921 |  | 2067.0921 |  | 2661.0921
2021-11-29 |  | 789.4765 | 1663.0921 |  | 2067.0921 |  | 2661.0921
2021-11-30 |  | 895.6758 | 1663.0921 |  | 2067.0921 |  | 2661.0921
2021-12-01 |  | 898.7546 | 1663.0921 |  | 2067.0921 |  | 2661.0921
2021-12-02 |  | 748.3803 | 1663.0921 |  | 2067.0921 |  | 2661.0921
2021-12-03 |  | 641.3436 | 1663.0921 |  | 2067.0921 |  | 2661.0921
2021-12-04 |  | 631.3313 | 1663.0921 |  | 2067.0921 |  | 2661.0921
2021-12-05 |  | 690.5446 | 1663.0921 |  | 2067.0921 |  | 2661.0921
2021-12-06 |  | 721.5892 | 1663.0921 |  | 2067.0921 |  | 2661.0921
2021-12-07 |  | 719.0543 | 1663.0921 |  | 2067.0921 |  | 2661.0921
2021-12-08 |  | 718.3701 | 1663.0921 |  | 2067.0921 |  | 2661.0921
2021-12-09 |  | 779.1916 | 1663.0921 |  | 2067.0921 |  | 2661.0921
2021-12-10 |  | 724.6225 | 1663.0921 |  | 2067.0921 |  | 2661.0921
2021-12-11 |  | 680.703 | 1663.0921 |  | 2067.0921 |  | 2661.0921
2021-12-12 |  | 747.5457 | 1663.0921 |  | 2067.0921 |  | 2661.0921
2021-12-13 |  | 739.0703 | 1663.0921 |  | 2067.0921 |  | 2661.0921
2021-12-14 |  | 740.2449 | 1663.0921 |  | 2067.0921 |  | 2661.0921
2021-12-15 |  | 713.4935 | 1663.0921 |  | 2067.0921 |  | 2661.0921
2021-12-16 |  | 661.9945 | 1663.0921 |  | 2067.0921 |  | 2661.0921
2021-12-17 |  | 588.5869 | 1663.0921 |  | 2067.0921 |  | 2661.0921
2021-12-18 |  | 616.1063 | 1663.0921 |  | 2067.0921 |  | 2661.0921
2021-12-19 |  | 733.8145 | 1663.0921 |  | 2067.0921 |  | 2661.0921
2021-12-20 |  | 733.3419 | 1663.0921 |  | 2067.0921 |  | 2661.0921
2021-12-21 |  | 652.0365 | 1663.0921 |  | 2067.0921 |  | 2661.0921
2021-12-22 |  | 588.4755 | 1663.0921 |  | 2067.0921 |  | 2661.0921
2021-12-23 |  | 661.9945 | 1663.0921 |  | 2067.0921 |  | 2661.0921
2021-12-24 |  | 588.5869 | 1663.0921 |  | 2067.0921 |  | 2661.0921
2021-12-25 |  | 594.8352 | 1663.0921 |  | 2067.0921 |  | 2661.0921
2021-12-26 |  | 609.0419 | 1663.0921 |  | 2067.0921 |  | 2661.0921
2021-12-27 |  | 509.3917 | 1663.0921 |  | 2067.0921 |  | 2661.0921
2021-12-28 |  | 567.547 | 1663.0921 |  | 2067.0921 |  | 2661.0921
2021-12-29 |  | 577.3808 | 1663.0921 |  | 2067.0921 |  | 2661.0921
2021-12-30 |  | 661.9945 | 1663.0921 |  | 2067.0921 |  | 2661.0921
2021-12-31 |  | 593.4585 | 1663.0921 |  | 2067.0921 |  | 2661.0921
2022-01-01 |  | 555.4828
2022-01-02 |  | 589.4369 | 1466.0395 |  | 1870.0395 |  | 2324.0395
2022-01-03 |  | 567.4767 | 1466.0395 |  | 1870.0395 |  | 2324.0395
2022-01-04 |  | 761.2917 | 1466.0395 |  | 1870.0395 |  | 2324.0395
2022-01-05 |  | 1184.9766 | 1466.0395 |  | 1870.0395 |  | 2324.0395
2022-01-06 |  | 804.0078 | 1466.0395 |  | 1870.0395 |  | 2324.0395
2022-01-07 |  | 938.1928 | 1466.0395 |  | 1870.0395 |  | 2324.0395
2022-01-08 |  | 638.6878 | 1466.0395 |  | 1870.0395 |  | 2324.0395
2022-01-09 |  | 630.1346 | 1466.0395 |  | 1870.0395 |  | 2324.0395
2022-01-10 |  | 722.855 | 1466.0395 |  | 1870.0395 |  | 2324.0395
2022-01-11 |  | 709.8891 | 1466.0395 |  | 1870.0395 |  | 2324.0395
2022-01-12 |  | 748.7535 | 1466.0395 |  | 1870.0395 |  | 2324.0395
2022-01-13 |  | 755.6566 | 1466.0395 |  | 1870.0395 |  | 2324.0395
2022-01-14 |  | 690.9221 | 1466.0395 |  | 1870.0395 |  | 2324.0395
2022-01-15 |  | 599.4777 | 1466.0395 |  | 1870.0395 |  | 2324.0395
2022-01-16 |  | 631.1392 | 1466.0395 |  | 1870.0395 |  | 2324.0395
2022-01-17 |  | 747.0072 | 1466.0395 |  | 1870.0395 |  | 2324.0395
2022-01-18 |  | 717.9128 | 1466.0395 |  | 1870.0395 |  | 2324.0395
2022-01-19 |  | 728.2651 | 1466.0395 |  | 1870.0395 |  | 2324.0395
2022-01-20 |  | 889.8924 | 1466.0395 |  | 1870.0395 |  | 2324.0395
2022-01-21 |  | 745.2891 | 1466.0395 |  | 1870.0395 |  | 2324.0395
2022-01-22 |  | 602.7331 | 1466.0395 |  | 1870.0395 |  | 2324.0395
2022-01-23 |  | 621.3055 | 1466.0395 |  | 1870.0395 |  | 2324.0395
2022-01-24 |  | 747.0327 | 1466.0395 |  | 1870.0395 |  | 2324.0395
2022-01-25 |  | 792.8563 | 1466.0395 |  | 1870.0395 |  | 2324.0395
2022-01-26 |  | 687.218 | 1466.0395 |  | 1870.0395 |  | 2324.0395
2022-01-27 |  | 790.7383 | 1466.0395 |  | 1870.0395 |  | 2324.0395
2022-01-28 |  | 737.7388 | 1466.0395 |  | 1870.0395 |  | 2324.0395
2022-01-29 |  | 669.4515 | 1466.0395 |  | 1870.0395 |  | 2324.0395
2022-01-30 |  | 678.4536 | 1466.0395 |  | 1870.0395 |  | 2324.0395
2022-01-31 |  | 757.5156 | 1466.0395 |  | 1870.0395 |  | 2324.0395
2022-02-01 |  | 762.8943 | 1466.0395 |  | 1870.0395 |  | 2324.0395
2022-02-02 |  | 781.5664 | 1466.0395 |  | 1870.0395 |  | 2324.0395
2022-02-03 |  | 759.6435 | 1466.0395 |  | 1870.0395 |  | 2324.0395
2022-02-04 |  | 830.7167 | 1466.0395 |  | 1870.0395 |  | 2324.0395
2022-02-05 |  | 619.2509 | 1466.0395 |  | 1870.0395 |  | 2324.0395
2022-02-06 |  | 633.8178 | 1466.0395 |  | 1870.0395 |  | 2324.0395
2022-02-07 |  | 738.5854 | 1466.0395 |  | 1870.0395 |  | 2324.0395
2022-02-08 |  | 727.7368 | 1466.0395 |  | 1870.0395 |  | 2324.0395
2022-02-09 |  | 816.4475 | 1466.0395 |  | 1870.0395 |  | 2324.0395
2022-02-10 |  | 747.3686 | 1466.0395 |  | 1870.0395 |  | 2324.0395
2022-02-11 |  | 710.8715 | 1466.0395 |  | 1870.0395 |  | 2324.0395
2022-02-12 |  | 718.3345 | 1466.0395 |  | 1870.0395 |  | 2324.0395
2022-02-13 |  | 618.3047 | 1466.0395 |  | 1870.0395 |  | 2324.0395
2022-02-14 |  | 720.6729 | 1466.0395 |  | 1870.0395 |  | 2324.0395
2022-02-15 |  | 740.6928 | 1466.0395 |  | 1870.0395 |  | 2324.0395
2022-02-16 |  | 740.3537 | 1466.0395 |  | 1870.0395 |  | 2324.0395
2022-02-17 |  | 754.0895 | 1466.0395 |  | 1870.0395 |  | 2324.0395
2022-02-18 |  | 729.8 | 1466.0395 |  | 1870.0395 |  | 2324.0395
2022-02-19 |  | 651.67 | 1466.0395 |  | 1870.0395 |  | 2324.0395
2022-02-20 |  | 758.4005 | 1466.0395 |  | 1870.0395 |  | 2324.0395
2022-02-21 |  | 731.1338 | 1466.0395 |  | 1870.0395 |  | 2324.0395
2022-02-22 |  | 741.3671 | 1466.0395 |  | 1870.0395 |  | 2324.0395
2022-02-23 |  | 740.7673 | 1466.0395 |  | 1870.0395 |  | 2324.0395
2022-02-24 |  | 753.3864 | 1466.0395 |  | 1870.0395 |  | 2324.0395
2022-02-25 |  | 765.052 | 1466.0395 |  | 1870.0395 |  | 2324.0395
2022-02-26 |  | 641.3732 | 1466.0395 |  | 1870.0395 |  | 2324.0395
2022-02-27 |  | 663.9685 | 1466.0395 |  | 1870.0395 |  | 2324.0395
2022-02-28 |  | 757.6079 | 1466.0395 |  | 1870.0395 |  | 2324.0395
2022-03-01 |  | 758.2773 | 1466.0395 |  | 1870.0395 |  | 2324.0395
2022-03-02 |  | 737.5422 | 1466.0395 |  | 1870.0395 |  | 2324.0395
2022-03-03 |  | 790.4827 | 1466.0395 |  | 1870.0395 |  | 2324.0395
2022-03-04 |  | 760.7585 | 1466.0395 |  | 1870.0395 |  | 2324.0395
2022-03-05 |  | 659.4483 | 1466.0395 |  | 1870.0395 |  | 2324.0395
2022-03-06 |  | 638.6566 | 1466.0395 |  | 1870.0395 |  | 2324.0395
2022-03-07 |  | 695.2523 | 1466.0395 |  | 1870.0395 |  | 2324.0395
2022-03-08 |  | 768.9118 | 1466.0395 |  | 1870.0395 |  | 2324.0395
2022-03-09 |  | 757.6144 | 1466.0395 |  | 1870.0395 |  | 2324.0395
2022-03-10 |  | 786.801 | 1466.0395 |  | 1870.0395 |  | 2324.0395
2022-03-11 |  | 775.8342 | 1466.0395 |  | 1870.0395 |  | 2324.0395
2022-03-12 |  | 673.2465 | 1466.0395 |  | 1870.0395 |  | 2324.0395
2022-03-13 |  | 710.0236 | 1466.0395 |  | 1870.0395 |  | 2324.0395
2022-03-14 |  | 769.7665 | 1466.0395 |  | 1870.0395 |  | 2324.0395
2022-03-15 |  | 735.8618 | 1466.0395 |  | 1870.0395 |  | 2324.0395
2022-03-16 |  | 752.6466 | 1466.0395 |  | 1870.0395 |  | 2324.0395
2022-03-17 |  | 741.0942 | 1466.0395 |  | 1870.0395 |  | 2324.0395
2022-03-18 |  | 765.6268 | 1466.0395 |  | 1870.0395 |  | 2324.0395
2022-03-19 |  | 696.5581 | 1466.0395 |  | 1870.0395 |  | 2324.0395
2022-03-20 |  | 664.324 | 1466.0395 |  | 1870.0395 |  | 2324.0395
2022-03-21 |  | 750.5589 | 1466.0395 |  | 1870.0395 |  | 2324.0395
2022-03-22 |  | 890.5234 | 1466.0395 |  | 1870.0395 |  | 2324.0395
2022-03-23 |  | 838.8764 | 1466.0395 |  | 1870.0395 |  | 2324.0395
2022-03-24 |  | 1020.8211 | 1466.0395 |  | 1870.0395 |  | 2324.0395
2022-03-25 |  | 981.439 | 1466.0395 |  | 1870.0395 |  | 2324.0395
2022-03-26 |  | 798.8047 | 1466.0395 |  | 1870.0395 |  | 2324.0395
2022-03-27 |  | 751.4993 | 1466.0395 |  | 1870.0395 |  | 2324.0395
2022-03-28 |  | 816.6713 | 1466.0395 |  | 1870.0395 |  | 2324.0395
2022-03-29 |  | 796.1297 | 1466.0395 |  | 1870.0395 |  | 2324.0395
2022-03-30 |  | 767.6152 | 1466.0395 |  | 1870.0395 |  | 2324.0395
2022-03-31 |  | 820.8306 | 1466.0395 |  | 1870.0395 |  | 2324.0395
2022-04-01 |  | 979.9852 | 1466.0395 |  | 1870.0395 |  | 2324.0395
2022-04-02 |  | 878.2959 | 1466.0395 |  | 1870.0395 |  | 2324.0395
2022-04-03 |  | 873.4428 | 1466.0395 |  | 1870.0395 |  | 2324.0395
2022-04-04 |  | 1026.4151 | 1466.0395 |  | 1870.0395 |  | 2324.0395
2022-04-05 |  | 1139.0024 | 1466.0395 |  | 1870.0395 |  | 2324.0395
2022-04-06 |  | 1099.1856 | 1466.0395 |  | 1870.0395 |  | 2324.0395
2022-04-07 |  | 1061.8829 | 1466.0395 |  | 1870.0395 |  | 2324.0395
2022-04-08 |  | 978.7581 | 1466.0395 |  | 1870.0395 |  | 2324.0395
2022-04-09 |  | 818.9567 | 1466.0395 |  | 1870.0395 |  | 2324.0395
2022-04-10 |  | 868.3778 | 1466.0395 |  | 1870.0395 |  | 2324.0395
2022-04-11 |  | 1023.8129 | 1466.0395 |  | 1870.0395 |  | 2324.0395
2022-04-12 |  | 890.4705 | 1466.0395 |  | 1870.0395 |  | 2324.0395
2022-04-13 |  | 831.737 | 1466.0395 |  | 1870.0395 |  | 2324.0395
2022-04-14 |  | 920.5929 | 1466.0395 |  | 1870.0395 |  | 2324.0395
2022-04-15 |  | 774.4842 | 1466.0395 |  | 1870.0395 |  | 2324.0395
2022-04-16 |  | 761.5748 | 1466.0395 |  | 1870.0395 |  | 2324.0395
2022-04-17 |  | 726.0194 | 1466.0395 |  | 1870.0395 |  | 2324.0395
2022-04-18 |  | 838.628 | 1466.0395 |  | 1870.0395 |  | 2324.0395
2022-04-19 |  | 1255.9431 | 1466.0395 |  | 1870.0395 |  | 2324.0395
2022-04-20 |  | 1152.9204 | 1466.0395 |  | 1870.0395 |  | 2324.0395
2022-04-21 |  | 1137.9387 | 1466.0395 |  | 1870.0395 |  | 2324.0395
2022-04-22 |  | 955.7937 | 1466.0395 |  | 1870.0395 |  | 2324.0395
2022-04-23 |  | 1021.644 | 1466.0395 |  | 1870.0395 |  | 2324.0395
2022-04-24 |  | 1163.256 | 1466.0395 |  | 1870.0395 |  | 2324.0395
2022-04-25 |  | 1405.4439 | 1466.0395 |  | 1870.0395 |  | 2324.0395
2022-04-26 |  | 1455.5987 | 1466.0395 |  | 1870.0395 |  | 2324.0395
2022-04-27 |  | 1367.0827 | 1466.0395 |  | 1870.0395 |  | 2324.0395
2022-04-28 |  | 1318.6285 | 1466.0395 |  | 1870.0395 |  | 2324.0395
2022-04-29 |  | 1085.7772 | 1466.0395 |  | 1870.0395 |  | 2324.0395
2022-04-30 |  | 894.1636 | 1466.0395 |  | 1870.0395 |  | 2324.0395
2022-05-01 |  | 1010.8009 | 1466.0395 |  | 1870.0395 |  | 2324.0395
2022-05-02 |  | 1014.3919 | 1466.0395 |  | 1870.0395 |  | 2324.0395
2022-05-03 |  | 1180.8217 | 1466.0395 |  | 1870.0395 |  | 2324.0395
2022-05-04 |  | 1318.299 | 1466.0395 |  | 1870.0395 |  | 2324.0395
2022-05-05 |  | 1402.2061 | 1466.0395 |  | 1870.0395 |  | 2324.0395
2022-05-06 |  | 1278.978 | 1466.0395 |  | 1870.0395 |  | 2324.0395
2022-05-07 |  | 1018.6314 | 1466.0395 |  | 1870.0395 |  | 2324.0395
2022-05-08 |  | 1115.8972 | 1466.0395 |  | 1870.0395 |  | 2324.0395
2022-05-09 |  | 1229.197 | 1466.0395 |  | 1870.0395 |  | 2324.0395
2022-05-10 |  | 1387.2074 | 1466.0395 |  | 1870.0395 |  | 2324.0395
2022-05-11 |  | 1661.9739 | 1466.0395 |  | 1870.0395 |  | 2324.0395
2022-05-12 |  | 1556.5079 | 1466.0395 |  | 1870.0395 |  | 2324.0395
2022-05-13 |  | 1480.8338 | 1466.0395 |  | 1870.0395 |  | 2324.0395
2022-05-14 |  | 1204.3429 | 1466.0395 |  | 1870.0395 |  | 2324.0395
2022-05-15 |  | 1189.6491 | 1466.0395 |  | 1870.0395 |  | 2324.0395
2022-05-16 |  | 1251.8146 | 1466.0395 |  | 1870.0395 |  | 2324.0395
2022-05-17 |  | 1280.5048 | 1466.0395 |  | 1870.0395 |  | 2324.0395
2022-05-18 |  | 1309.1895 | 1466.0395 |  | 1870.0395 |  | 2324.0395
2022-05-19 |  | 1681.9808 | 1466.0395 |  | 1870.0395 |  | 2324.0395
2022-05-20 |  | 1690.2744 | 1466.0395 |  | 1870.0395 |  | 2324.0395
2022-05-21 |  | 1544.3366 | 1466.0395 |  | 1870.0395 |  | 2324.0395
2022-05-22 |  | 1548.1318 | 1466.0395 |  | 1870.0395 |  | 2324.0395
2022-05-23 |  | 1626.6784 | 1466.0395 |  | 1870.0395 |  | 2324.0395
2022-05-24 |  | 1613.2266 | 1466.0395 |  | 1870.0395 |  | 2324.0395
2022-05-25 |  | 1362.729 | 1466.0395 |  | 1870.0395 |  | 2324.0395
2022-05-26 |  | 1299.4592 | 1466.0395 |  | 1870.0395 |  | 2324.0395
2022-05-27 |  | 1446.9058 | 1466.0395 |  | 1870.0395 |  | 2324.0395
2022-05-28 |  | 1250.9739 | 1466.0395 |  | 1870.0395 |  | 2324.0395
2022-05-29 |  | 1388.0544 | 1466.0395 |  | 1870.0395 |  | 2324.0395
2022-05-30 |  | 1998.7088 | 1466.0395 |  | 1870.0395 |  | 2324.0395
2022-05-31 |  | 2154.7134 | 1466.0395 |  | 1870.0395 |  | 2324.0395
2022-06-01 |  | 2140.6475 | 1466.0395 |  | 1870.0395 |  | 2324.0395
2022-06-02 |  | 1987.6802 | 1466.0395 |  | 1870.0395 |  | 2324.0395
2022-06-03 |  | 1703.392 | 1466.0395 |  | 1870.0395 |  | 2324.0395
2022-06-04 |  | 1273.4334 | 1466.0395 |  | 1870.0395 |  | 2324.0395
2022-06-05 |  | 1286.1985 | 1466.0395 |  | 1870.0395 |  | 2324.0395
2022-06-06 |  | 1902.8297 | 1466.0395 |  | 1870.0395 |  | 2324.0395
2022-06-07 |  | 1524.8136 | 1466.0395 |  | 1870.0395 |  | 2324.0395
2022-06-08 |  | 1697.4889 | 1466.0395 |  | 1870.0395 |  | 2324.0395
2022-06-09 |  | 1674.9033 | 1466.0395 |  | 1870.0395 |  | 2324.0395
2022-06-10 |  | 1628.9507 | 1466.0395 |  | 1870.0395 |  | 2324.0395
2022-06-11 |  | 1365.298 | 1466.0395 |  | 1870.0395 |  | 2324.0395
2022-06-12 |  | 1335.9512 | 1466.0395 |  | 1870.0395 |  | 2324.0395
2022-06-13 |  | 1180.4266 | 1466.0395 |  | 1870.0395 |  | 2324.0395
2022-06-14 |  | 1452.0701 | 1466.0395 |  | 1870.0395 |  | 2324.0395
2022-06-15 |  | 1465.8828 | 1466.0395 |  | 1870.0395 |  | 2324.0395
2022-06-16 |  | 1625.9623 | 1466.0395 |  | 1870.0395 |  | 2324.0395
2022-06-17 |  | 1730.6892 | 1466.0395 |  | 1870.0395 |  | 2324.0395
2022-06-18 |  | 1678.0711 | 1466.0395 |  | 1870.0395 |  | 2324.0395
2022-06-19 |  | 1628.3 | 1466.0395 |  | 1870.0395 |  | 2324.0395
2022-06-20 |  | 1713.2028 | 1466.0395 |  | 1870.0395 |  | 2324.0395
2022-06-21 |  | 1425.2645 | 1466.0395 |  | 1870.0395 |  | 2324.0395
2022-06-22 |  | 1440.449 | 1466.0395 |  | 1870.0395 |  | 2324.0395
2022-06-23 |  | 1580.6168 | 1466.0395 |  | 1870.0395 |  | 2324.0395
2022-06-24 |  | 1516.4561 | 1466.0395 |  | 1870.0395 |  | 2324.0395
2022-06-25 |  | 1492.1302 | 1466.0395 |  | 1870.0395 |  | 2324.0395
2022-06-26 |  | 1512.7583 | 1466.0395 |  | 1870.0395 |  | 2324.0395
2022-06-27 |  | 1823.2897 | 1466.0395 |  | 1870.0395 |  | 2324.0395
2022-06-28 |  | 1788.8687 | 1466.0395 |  | 1870.0395 |  | 2324.0395
2022-06-29 |  | 1797.6096 | 1466.0395 |  | 1870.0395 |  | 2324.0395
2022-06-30 |  | 1713.973 | 1466.0395 |  | 1870.0395 |  | 2324.0395
2022-07-01 |  | 1619.2991 | 1466.0395 |  | 1870.0395 |  | 2324.0395
2022-07-02 |  | 1454.5093 | 1466.0395 |  | 1870.0395 |  | 2324.0395
2022-07-03 |  | 1763.05 | 1466.0395 |  | 1870.0395 |  | 2324.0395
2022-07-04 |  | 1576.4992 | 1466.0395 |  | 1870.0395 |  | 2324.0395
2022-07-05 |  | 1567.3312 | 1466.0395 |  | 1870.0395 |  | 2324.0395
2022-07-06 |  | 1602.7187 | 1466.0395 |  | 1870.0395 |  | 2324.0395
2022-07-07 |  | 1569.4342 | 1466.0395 |  | 1870.0395 |  | 2324.0395
2022-07-08 |  | 1498.9699 | 1466.0395 |  | 1870.0395 |  | 2324.0395
2022-07-09 |  | 1691.5765 | 1466.0395 |  | 1870.0395 |  | 2324.0395
2022-07-10 |  | 1700.9577 | 1466.0395 |  | 1870.0395 |  | 2324.0395
2022-07-11 |  | 2006.9227 | 1466.0395 |  | 1870.0395 |  | 2324.0395
2022-07-12 |  | 1775.6206 | 1466.0395 |  | 1870.0395 |  | 2324.0395
2022-07-13 |  | 1661.9751 | 1466.0395 |  | 1870.0395 |  | 2324.0395
2022-07-14 |  | 1718.2118 | 1466.0395 |  | 1870.0395 |  | 2324.0395
2022-07-15 |  | 1712.5986 | 1466.0395 |  | 1870.0395 |  | 2324.0395
2022-07-16 |  | 1850.3145 | 1466.0395 |  | 1870.0395 |  | 2324.0395
2022-07-17 |  | 1867.541 | 1466.0395 |  | 1870.0395 |  | 2324.0395
2022-07-18 |  | 1756.8446 | 1466.0395 |  | 1870.0395 |  | 2324.0395
2022-07-19 |  | 1726.8781 | 1466.0395 |  | 1870.0395 |  | 2324.0395
2022-07-20 |  | 1571.9431 | 1466.0395 |  | 1870.0395 |  | 2324.0395
2022-07-21 |  | 1506.208 | 1466.0395 |  | 1870.0395 |  | 2324.0395
2022-07-22 |  | 1500.524 | 1466.0395 |  | 1870.0395 |  | 2324.0395
2022-07-23 |  | 1690.8562 | 1466.0395 |  | 1870.0395 |  | 2324.0395
2022-07-24 |  | 1713.3363 | 1466.0395 |  | 1870.0395 |  | 2324.0395
2022-07-25 |  | 1557.9434 | 1466.0395 |  | 1870.0395 |  | 2324.0395
2022-07-26 |  | 1591.6856 | 1466.0395 |  | 1870.0395 |  | 2324.0395
2022-07-27 |  | 1714.5429 | 1466.0395 |  | 1870.0395 |  | 2324.0395
2022-07-28 |  | 1517.9254 | 1466.0395 |  | 1870.0395 |  | 2324.0395
2022-07-29 |  | 1490.4588 | 1466.0395 |  | 1870.0395 |  | 2324.0395
2022-07-30 |  | 1539.49 | 1466.0395 |  | 1870.0395 |  | 2324.0395
2022-07-31 |  | 1871.3854 | 1466.0395 |  | 1870.0395 |  | 2324.0395
2022-08-01 |  | 2029.5137 | 1466.0395 |  | 1870.0395 |  | 2324.0395
2022-08-02 |  | 2001.4631 | 1466.0395 |  | 1870.0395 |  | 2324.0395
2022-08-03 |  | 1804.5964 | 1466.0395 |  | 1870.0395 |  | 2324.0395
2022-08-04 |  | 1939.3971 | 1466.0395 |  | 1870.0395 |  | 2324.0395
2022-08-05 |  | 1754.9115 | 1466.0395 |  | 1870.0395 |  | 2324.0395
2022-08-06 |  | 1492.4842 | 1466.0395 |  | 1870.0395 |  | 2324.0395
2022-08-07 |  | 1539.5805 | 1466.0395 |  | 1870.0395 |  | 2324.0395
2022-08-08 |  | 1794.4446 | 1466.0395 |  | 1870.0395 |  | 2324.0395
2022-08-09 |  | 1817.7531 | 1466.0395 |  | 1870.0395 |  | 2324.0395
2022-08-10 |  | 1667.8188 | 1466.0395 |  | 1870.0395 |  | 2324.0395
2022-08-11 |  | 1577.5613 | 1466.0395 |  | 1870.0395 |  | 2324.0395
2022-08-12 |  | 1473.2908 | 1466.0395 |  | 1870.0395 |  | 2324.0395
2022-08-13 |  | 1416.109 | 1466.0395 |  | 1870.0395 |  | 2324.0395
2022-08-14 |  | 1643.0584 | 1466.0395 |  | 1870.0395 |  | 2324.0395
2022-08-15 |  | 1875.8732 | 1466.0395 |  | 1870.0395 |  | 2324.0395
2022-08-16 |  | 1873.1553 | 1466.0395 |  | 1870.0395 |  | 2324.0395
2022-08-17 |  | 1507.1336 | 1466.0395 |  | 1870.0395 |  | 2324.0395
2022-08-18 |  | 1358.4354 | 1466.0395 |  | 1870.0395 |  | 2324.0395
2022-08-19 |  | 1043.8908 | 1466.0395 |  | 1870.0395 |  | 2324.0395
2022-08-20 |  | 1125.0211 | 1466.0395 |  | 1870.0395 |  | 2324.0395
2022-08-21 |  | 1448.0835 | 1466.0395 |  | 1870.0395 |  | 2324.0395
2022-08-22 |  | 1528.5545 | 1466.0395 |  | 1870.0395 |  | 2324.0395
2022-08-23 |  | 1375.6319 | 1466.0395 |  | 1870.0395 |  | 2324.0395
2022-08-24 |  | 1546.9987 | 1466.0395 |  | 1870.0395 |  | 2324.0395
2022-08-25 |  | 1537.9635 | 1466.0395 |  | 1870.0395 |  | 2324.0395
2022-08-26 |  | 1524.3709 | 1466.0395 |  | 1870.0395 |  | 2324.0395
2022-08-27 |  | 1399.4373 | 1466.0395 |  | 1870.0395 |  | 2324.0395
2022-08-28 |  | 1478.1756 | 1466.0395 |  | 1870.0395 |  | 2324.0395
2022-08-29 |  | 1422.6322 | 1466.0395 |  | 1870.0395 |  | 2324.0395
2022-08-30 |  | 1469.6304 | 1466.0395 |  | 1870.0395 |  | 2324.0395
2022-08-31 |  | 1606.0951 | 1466.0395 |  | 1870.0395 |  | 2324.0395
2022-09-01 |  | 1545.3948 | 1466.0395 |  | 1870.0395 |  | 2324.0395
2022-09-02 |  | 1347.8208 | 1466.0395 |  | 1870.0395 |  | 2324.0395
2022-09-03 |  | 1333.2716 | 1466.0395 |  | 1870.0395 |  | 2324.0395
2022-09-04 |  | 1516.1735 | 1466.0395 |  | 1870.0395 |  | 2324.0395
2022-09-05 |  | 1463.5903 | 1466.0395 |  | 1870.0395 |  | 2324.0395
2022-09-06 |  | 1382.4084 | 1466.0395 |  | 1870.0395 |  | 2324.0395
2022-09-07 |  | 1314.6591 | 1466.0395 |  | 1870.0395 |  | 2324.0395
2022-09-08 |  | 1196.7115 | 1466.0395 |  | 1870.0395 |  | 2324.0395
2022-09-09 |  | 1042.7473 | 1466.0395 |  | 1870.0395 |  | 2324.0395
2022-09-10 |  | 920.7448 | 1466.0395 |  | 1870.0395 |  | 2324.0395
2022-09-11 |  | 882.6414 | 1466.0395 |  | 1870.0395 |  | 2324.0395
2022-09-12 |  | 1113.8695 | 1466.0395 |  | 1870.0395 |  | 2324.0395
2022-09-13 |  | 1223.975 | 1466.0395 |  | 1870.0395 |  | 2324.0395
2022-09-14 |  | 1282.0218 | 1466.0395 |  | 1870.0395 |  | 2324.0395
2022-09-15 |  | 1345.9765 | 1466.0395 |  | 1870.0395 |  | 2324.0395
2022-09-16 |  | 1070.6812 | 1466.0395 |  | 1870.0395 |  | 2324.0395
2022-09-17 |  | 897.2601 | 1466.0395 |  | 1870.0395 |  | 2324.0395
2022-09-18 |  | 1270.9221 | 1466.0395 |  | 1870.0395 |  | 2324.0395
2022-09-19 |  | 1470.8673 | 1466.0395 |  | 1870.0395 |  | 2324.0395
2022-09-20 |  | 1445.9643 | 1466.0395 |  | 1870.0395 |  | 2324.0395
2022-09-21 |  | 1366.8268 | 1466.0395 |  | 1870.0395 |  | 2324.0395
2022-09-22 |  | 1209.6648 | 1466.0395 |  | 1870.0395 |  | 2324.0395
2022-09-23 |  | 1038.0325 | 1466.0395 |  | 1870.0395 |  | 2324.0395
2022-09-24 |  | 918.5051 | 1466.0395 |  | 1870.0395 |  | 2324.0395
2022-09-25 |  | 1033.6803 | 1466.0395 |  | 1870.0395 |  | 2324.0395
2022-09-26 |  | 1131.3551 | 1466.0395 |  | 1870.0395 |  | 2324.0395
2022-09-27 |  | 1121.6897 | 1466.0395 |  | 1870.0395 |  | 2324.0395
2022-09-28 |  | 1016.7608 | 1466.0395 |  | 1870.0395 |  | 2324.0395
2022-09-29 |  | 853.787 | 1466.0395 |  | 1870.0395 |  | 2324.0395
2022-09-30 |  | 756.3514 | 1466.0395 |  | 1870.0395 |  | 2324.0395
2022-10-01 |  | 687.9495 | 1466.0395 |  | 1870.0395 |  | 2324.0395
2022-10-02 |  | 701.8786 | 1466.0395 |  | 1870.0395 |  | 2324.0395
2022-10-03 |  | 759.0633 | 1466.0395 |  | 1870.0395 |  | 2324.0395
2022-10-04 |  | 909.2125 | 1466.0395 |  | 1870.0395 |  | 2324.0395
2022-10-05 |  | 889.1573 | 1466.0395 |  | 1870.0395 |  | 2324.0395
2022-10-06 |  | 729.8411 | 1466.0395 |  | 1870.0395 |  | 2324.0395
2022-10-07 |  | 642.388 | 1466.0395 |  | 1870.0395 |  | 2324.0395
2022-10-08 |  | 698.9281 | 1466.0395 |  | 1870.0395 |  | 2324.0395
2022-10-09 |  | 941.0131 | 1466.0395 |  | 1870.0395 |  | 2324.0395
2022-10-10 |  | 896.7196 | 1466.0395 |  | 1870.0395 |  | 2324.0395
2022-10-11 |  | 794.9456 | 1466.0395 |  | 1870.0395 |  | 2324.0395
2022-10-12 |  | 765.8019 | 1466.0395 |  | 1870.0395 |  | 2324.0395
2022-10-13 |  | 761.9606 | 1466.0395 |  | 1870.0395 |  | 2324.0395
2022-10-14 |  | 694.7347 | 1466.0395 |  | 1870.0395 |  | 2324.0395
2022-10-15 |  | 719.791 | 1466.0395 |  | 1870.0395 |  | 2324.0395
2022-10-16 |  | 755.8849 | 1466.0395 |  | 1870.0395 |  | 2324.0395
2022-10-17 |  | 724.7213 | 1466.0395 |  | 1870.0395 |  | 2324.0395
2022-10-18 |  | 868.2738 | 1466.0395 |  | 1870.0395 |  | 2324.0395
2022-10-19 |  | 976.5007 | 1466.0395 |  | 1870.0395 |  | 2324.0395
2022-10-20 |  | 943.5957 | 1466.0395 |  | 1870.0395 |  | 2324.0395
2022-10-21 |  | 770.9122 | 1466.0395 |  | 1870.0395 |  | 2324.0395
2022-10-22 |  | 721.465 | 1466.0395 |  | 1870.0395 |  | 2324.0395
2022-10-23 |  | 926.3186 | 1466.0395 |  | 1870.0395 |  | 2324.0395
2022-10-24 |  | 872.779 | 1466.0395 |  | 1870.0395 |  | 2324.0395
2022-10-25 |  | 835.8425 | 1466.0395 |  | 1870.0395 |  | 2324.0395
2022-10-26 |  | 812.7568 | 1466.0395 |  | 1870.0395 |  | 2324.0395
2022-10-27 |  | 799.0047 | 1466.0395 |  | 1870.0395 |  | 2324.0395
2022-10-28 |  | 667.0383 | 1466.0395 |  | 1870.0395 |  | 2324.0395
2022-10-29 |  | 664.6058 | 1466.0395 |  | 1870.0395 |  | 2324.0395
2022-10-30 |  | 863.581 | 1466.0395 |  | 1870.0395 |  | 2324.0395
2022-10-31 |  | 811.9938 | 1466.0395 |  | 1870.0395 |  | 2324.0395
2022-11-01 |  | 772.743 | 1466.0395 |  | 1870.0395 |  | 2324.0395
2022-11-02 |  | 772.6193 | 1466.0395 |  | 1870.0395 |  | 2324.0395
2022-11-03 |  | 888.5132 | 1466.0395 |  | 1870.0395 |  | 2324.0395
2022-11-04 |  | 772.7424 | 1466.0395 |  | 1870.0395 |  | 2324.0395
2022-11-05 |  | 687.1767 | 1466.0395 |  | 1870.0395 |  | 2324.0395
2022-11-06 |  | 727.1997 | 1466.0395 |  | 1870.0395 |  | 2324.0395
2022-11-07 |  | 860.6287 | 1466.0395 |  | 1870.0395 |  | 2324.0395
2022-11-08 |  | 835.0531 | 1466.0395 |  | 1870.0395 |  | 2324.0395
2022-11-09 |  | 820.9115 | 1466.0395 |  | 1870.0395 |  | 2324.0395
2022-11-10 |  | 869.1327 | 1466.0395 |  | 1870.0395 |  | 2324.0395
2022-11-11 |  | 817.9152 | 1466.0395 |  | 1870.0395 |  | 2324.0395
2022-11-12 |  | 770.6423 | 1466.0395 |  | 1870.0395 |  | 2324.0395
2022-11-13 |  | 764.7777 | 1466.0395 |  | 1870.0395 |  | 2324.0395
2022-11-14 |  | 758.6633 | 1466.0395 |  | 1870.0395 |  | 2324.0395
2022-11-15 |  | 752.2165 | 1466.0395 |  | 1870.0395 |  | 2324.0395
2022-11-16 |  | 732.7882 | 1466.0395 |  | 1870.0395 |  | 2324.0395
2022-11-17 |  | 717.185 | 1466.0395 |  | 1870.0395 |  | 2324.0395
2022-11-18 |  | 740.6436 | 1466.0395 |  | 1870.0395 |  | 2324.0395
2022-11-19 |  | 697.5109 | 1466.0395 |  | 1870.0395 |  | 2324.0395
2022-11-20 |  | 789.8536 | 1466.0395 |  | 1870.0395 |  | 2324.0395
2022-11-21 |  | 776.0552 | 1466.0395 |  | 1870.0395 |  | 2324.0395
2022-11-22 |  | 736.3837 | 1466.0395 |  | 1870.0395 |  | 2324.0395
2022-11-23 |  | 824.8913 | 1466.0395 |  | 1870.0395 |  | 2324.0395
2022-11-24 |  | 825.2491 | 1466.0395 |  | 1870.0395 |  | 2324.0395
2022-11-25 |  | 686.5122 | 1466.0395 |  | 1870.0395 |  | 2324.0395
2022-11-26 |  | 699.5097 | 1466.0395 |  | 1870.0395 |  | 2324.0395
2022-11-27 |  | 725.6319 | 1466.0395 |  | 1870.0395 |  | 2324.0395
2022-11-28 |  | 765.4591 | 1466.0395 |  | 1870.0395 |  | 2324.0395
2022-11-29 |  | 860.4172 | 1466.0395 |  | 1870.0395 |  | 2324.0395
2022-11-30 |  | 780.6636 | 1466.0395 |  | 1870.0395 |  | 2324.0395
2022-12-01 |  | 740.5415 | 1466.0395 |  | 1870.0395 |  | 2324.0395
2022-12-02 |  | 650.7086 | 1466.0395 |  | 1870.0395 |  | 2324.0395
2022-12-03 |  | 605.4063 | 1466.0395 |  | 1870.0395 |  | 2324.0395
2022-12-04 |  | 673.8668 | 1466.0395 |  | 1870.0395 |  | 2324.0395
2022-12-05 |  | 717.5084 | 1466.0395 |  | 1870.0395 |  | 2324.0395
2022-12-06 |  | 711.4183 | 1466.0395 |  | 1870.0395 |  | 2324.0395
2022-12-07 |  | 718.0624 | 1466.0395 |  | 1870.0395 |  | 2324.0395
2022-12-08 |  | 752.6104 | 1466.0395 |  | 1870.0395 |  | 2324.0395
2022-12-09 |  | 697.2785 | 1466.0395 |  | 1870.0395 |  | 2324.0395
2022-12-10 |  | 661.0063 | 1466.0395 |  | 1870.0395 |  | 2324.0395
2022-12-11 |  | 725.0765 | 1466.0395 |  | 1870.0395 |  | 2324.0395
2022-12-12 |  | 721.6526 | 1466.0395 |  | 1870.0395 |  | 2324.0395
2022-12-13 |  | 718.0612 | 1466.0395 |  | 1870.0395 |  | 2324.0395
2022-12-14 |  | 701.9191 | 1466.0395 |  | 1870.0395 |  | 2324.0395
2022-12-15 |  | 637.3003 | 1466.0395 |  | 1870.0395 |  | 2324.0395
2022-12-16 |  | 563.9065 | 1466.0395 |  | 1870.0395 |  | 2324.0395
2022-12-17 |  | 596.8035 | 1466.0395 |  | 1870.0395 |  | 2324.0395
2022-12-18 |  | 714.4169 | 1466.0395 |  | 1870.0395 |  | 2324.0395
2022-12-19 |  | 720.3434 | 1466.0395 |  | 1870.0395 |  | 2324.0395
2022-12-20 |  | 626.8705 | 1466.0395 |  | 1870.0395 |  | 2324.0395
2022-12-21 |  | 562.5758 | 1466.0395 |  | 1870.0395 |  | 2324.0395
2022-12-22 |  | 639.8676 | 1466.0395 |  | 1870.0395 |  | 2324.0395
2022-12-23 |  | 566.6074 | 1466.0395 |  | 1870.0395 |  | 2324.0395
2022-12-24 |  | 571.7636 | 1466.0395 |  | 1870.0395 |  | 2324.0395
2022-12-25 |  | 597.4855 | 1466.0395 |  | 1870.0395 |  | 2324.0395
2022-12-26 |  | 483.0376 | 1466.0395 |  | 1870.0395 |  | 2324.0395
2022-12-27 |  | 541.1204 | 1466.0395 |  | 1870.0395 |  | 2324.0395
2022-12-28 |  | 553.6988 | 1466.0395 |  | 1870.0395 |  | 2324.0395
2022-12-29 |  | 637.3003 | 1466.0395 |  | 1870.0395 |  | 2324.0395
2022-12-30 |  | 564.8293 | 1466.0395 |  | 1870.0395 |  | 2324.0395
2022-12-31 |  | 572.8935 | 1466.0395 |  | 1870.0395 |  | 2324.0395
2023-01-01 |  | 551.4696
2023-01-02 |  | 523.4091 | 1255.7871 |  | 1659.7871 |  | 2015.7871 | 2386.7871
2023-01-03 |  | 714.9286 | 1255.7871 |  | 1659.7871 |  | 2015.7871 | 2386.7871
2023-01-04 |  | 997.4145 | 1255.7871 |  | 1659.7871 |  | 2015.7871 | 2386.7871
2023-01-05 |  | 798.9961 | 1255.7871 |  | 1659.7871 |  | 2015.7871 | 2386.7871
2023-01-06 |  | 728.3989 | 1255.7871 |  | 1659.7871 |  | 2015.7871 | 2386.7871
2023-01-07 |  | 598.3539 | 1255.7871 |  | 1659.7871 |  | 2015.7871 | 2386.7871
2023-01-08 |  | 590.8615 | 1255.7871 |  | 1659.7871 |  | 2015.7871 | 2386.7871
2023-01-09 |  | 697.2199 | 1255.7871 |  | 1659.7871 |  | 2015.7871 | 2386.7871
2023-01-10 |  | 669.5657 | 1255.7871 |  | 1659.7871 |  | 2015.7871 | 2386.7871
2023-01-11 |  | 712.5877 | 1255.7871 |  | 1659.7871 |  | 2015.7871 | 2386.7871
2023-01-12 |  | 734.661 | 1255.7871 |  | 1659.7871 |  | 2015.7871 | 2386.7871
2023-01-13 |  | 665.0402 | 1255.7871 |  | 1659.7871 |  | 2015.7871 | 2386.7871
2023-01-14 |  | 566.747 | 1255.7871 |  | 1659.7871 |  | 2015.7871 | 2386.7871
2023-01-15 |  | 594.2709 | 1255.7871 |  | 1659.7871 |  | 2015.7871 | 2386.7871
2023-01-16 |  | 712.7275 | 1255.7871 |  | 1659.7871 |  | 2015.7871 | 2386.7871
2023-01-17 |  | 677.3106 | 1255.7871 |  | 1659.7871 |  | 2015.7871 | 2386.7871
2023-01-18 |  | 713.4915 | 1255.7871 |  | 1659.7871 |  | 2015.7871 | 2386.7871
2023-01-19 |  | 949.3489 | 1255.7871 |  | 1659.7871 |  | 2015.7871 | 2386.7871
2023-01-20 |  | 833.3639 | 1255.7871 |  | 1659.7871 |  | 2015.7871 | 2386.7871
2023-01-21 |  | 570.331 | 1255.7871 |  | 1659.7871 |  | 2015.7871 | 2386.7871
2023-01-22 |  | 576.6884 | 1255.7871 |  | 1659.7871 |  | 2015.7871 | 2386.7871
2023-01-23 |  | 712.718 | 1255.7871 |  | 1659.7871 |  | 2015.7871 | 2386.7871
2023-01-24 |  | 751.2678 | 1255.7871 |  | 1659.7871 |  | 2015.7871 | 2386.7871
2023-01-25 |  | 753.0165 | 1255.7871 |  | 1659.7871 |  | 2015.7871 | 2386.7871
2023-01-26 |  | 646.2657 | 1255.7871 |  | 1659.7871 |  | 2015.7871 | 2386.7871
2023-01-27 |  | 696.7601 | 1255.7871 |  | 1659.7871 |  | 2015.7871 | 2386.7871
2023-01-28 |  | 628.7431 | 1255.7871 |  | 1659.7871 |  | 2015.7871 | 2386.7871
2023-01-29 |  | 637.297 | 1255.7871 |  | 1659.7871 |  | 2015.7871 | 2386.7871
2023-01-30 |  | 725.9891 | 1255.7871 |  | 1659.7871 |  | 2015.7871 | 2386.7871
2023-01-31 |  | 719.1593 | 1255.7871 |  | 1659.7871 |  | 2015.7871 | 2386.7871
2023-02-01 |  | 736.8178 | 1255.7871 |  | 1659.7871 |  | 2015.7871 | 2386.7871
2023-02-02 |  | 714.4203 | 1255.7871 |  | 1659.7871 |  | 2015.7871 | 2386.7871
2023-02-03 |  | 806.4964 | 1255.7871 |  | 1659.7871 |  | 2015.7871 | 2386.7871
2023-02-04 |  | 583.8575 | 1255.7871 |  | 1659.7871 |  | 2015.7871 | 2386.7871
2023-02-05 |  | 594.2007 | 1255.7871 |  | 1659.7871 |  | 2015.7871 | 2386.7871
2023-02-06 |  | 694.4727 | 1255.7871 |  | 1659.7871 |  | 2015.7871 | 2386.7871
2023-02-07 |  | 723.7708 | 1255.7871 |  | 1659.7871 |  | 2015.7871 | 2386.7871
2023-02-08 |  | 821.3022 | 1255.7871 |  | 1659.7871 |  | 2015.7871 | 2386.7871
2023-02-09 |  | 712.1735 | 1255.7871 |  | 1659.7871 |  | 2015.7871 | 2386.7871
2023-02-10 |  | 694.8634 | 1255.7871 |  | 1659.7871 |  | 2015.7871 | 2386.7871
2023-02-11 |  | 691.2137 | 1255.7871 |  | 1659.7871 |  | 2015.7871 | 2386.7871
2023-02-12 |  | 593.8925 | 1255.7871 |  | 1659.7871 |  | 2015.7871 | 2386.7871
2023-02-13 |  | 684.0762 | 1255.7871 |  | 1659.7871 |  | 2015.7871 | 2386.7871
2023-02-14 |  | 690.6062 | 1255.7871 |  | 1659.7871 |  | 2015.7871 | 2386.7871
2023-02-15 |  | 688.4749 | 1255.7871 |  | 1659.7871 |  | 2015.7871 | 2386.7871
2023-02-16 |  | 716.308 | 1255.7871 |  | 1659.7871 |  | 2015.7871 | 2386.7871
2023-02-17 |  | 702.6285 | 1255.7871 |  | 1659.7871 |  | 2015.7871 | 2386.7871
2023-02-18 |  | 619.8423 | 1255.7871 |  | 1659.7871 |  | 2015.7871 | 2386.7871
2023-02-19 |  | 743.1009 | 1255.7871 |  | 1659.7871 |  | 2015.7871 | 2386.7871
2023-02-20 |  | 674.7539 | 1255.7871 |  | 1659.7871 |  | 2015.7871 | 2386.7871
2023-02-21 |  | 683.526 | 1255.7871 |  | 1659.7871 |  | 2015.7871 | 2386.7871
2023-02-22 |  | 682.4751 | 1255.7871 |  | 1659.7871 |  | 2015.7871 | 2386.7871
2023-02-23 |  | 715.3713 | 1255.7871 |  | 1659.7871 |  | 2015.7871 | 2386.7871
2023-02-24 |  | 714.8662 | 1255.7871 |  | 1659.7871 |  | 2015.7871 | 2386.7871
2023-02-25 |  | 579.4715 | 1255.7871 |  | 1659.7871 |  | 2015.7871 | 2386.7871
2023-02-26 |  | 621.3588 | 1255.7871 |  | 1659.7871 |  | 2015.7871 | 2386.7871
2023-02-27 |  | 706.8077 | 1255.7871 |  | 1659.7871 |  | 2015.7871 | 2386.7871
2023-02-28 |  | 671.1216 | 1255.7871 |  | 1659.7871 |  | 2015.7871 | 2386.7871
2023-03-01 |  | 684.6769 | 1255.7871 |  | 1659.7871 |  | 2015.7871 | 2386.7871
2023-03-02 |  | 761.9336 | 1255.7871 |  | 1659.7871 |  | 2015.7871 | 2386.7871
2023-03-03 |  | 730.5078 | 1255.7871 |  | 1659.7871 |  | 2015.7871 | 2386.7871
2023-03-04 |  | 623.3433 | 1255.7871 |  | 1659.7871 |  | 2015.7871 | 2386.7871
2023-03-05 |  | 599.2599 | 1255.7871 |  | 1659.7871 |  | 2015.7871 | 2386.7871
2023-03-06 |  | 663.0438 | 1255.7871 |  | 1659.7871 |  | 2015.7871 | 2386.7871
2023-03-07 |  | 743.1317 | 1255.7871 |  | 1659.7871 |  | 2015.7871 | 2386.7871
2023-03-08 |  | 748.054 | 1255.7871 |  | 1659.7871 |  | 2015.7871 | 2386.7871
2023-03-09 |  | 747.3678 | 1255.7871 |  | 1659.7871 |  | 2015.7871 | 2386.7871
2023-03-10 |  | 736.4054 | 1255.7871 |  | 1659.7871 |  | 2015.7871 | 2386.7871
2023-03-11 |  | 638.4174 | 1255.7871 |  | 1659.7871 |  | 2015.7871 | 2386.7871
2023-03-12 |  | 669.5813 | 1255.7871 |  | 1659.7871 |  | 2015.7871 | 2386.7871
2023-03-13 |  | 735.0983 | 1255.7871 |  | 1659.7871 |  | 2015.7871 | 2386.7871
2023-03-14 |  | 703.5886 | 1255.7871 |  | 1659.7871 |  | 2015.7871 | 2386.7871
2023-03-15 |  | 722.9892 | 1255.7871 |  | 1659.7871 |  | 2015.7871 | 2386.7871
2023-03-16 |  | 709.1362 | 1255.7871 |  | 1659.7871 |  | 2015.7871 | 2386.7871
2023-03-17 |  | 735.7599 | 1255.7871 |  | 1659.7871 |  | 2015.7871 | 2386.7871
2023-03-18 |  | 654.9003 | 1255.7871 |  | 1659.7871 |  | 2015.7871 | 2386.7871
2023-03-19 |  | 626.4628 | 1255.7871 |  | 1659.7871 |  | 2015.7871 | 2386.7871
2023-03-20 |  | 710.5926 | 1255.7871 |  | 1659.7871 |  | 2015.7871 | 2386.7871
2023-03-21 |  | 850.7036 | 1255.7871 |  | 1659.7871 |  | 2015.7871 | 2386.7871
2023-03-22 |  | 800.4341 | 1255.7871 |  | 1659.7871 |  | 2015.7871 | 2386.7871
2023-03-23 |  | 981.6457 | 1255.7871 |  | 1659.7871 |  | 2015.7871 | 2386.7871
2023-03-24 |  | 948.6727 | 1255.7871 |  | 1659.7871 |  | 2015.7871 | 2386.7871
2023-03-25 |  | 761.8547 | 1255.7871 |  | 1659.7871 |  | 2015.7871 | 2386.7871
2023-03-26 |  | 724.2434 | 1255.7871 |  | 1659.7871 |  | 2015.7871 | 2386.7871
2023-03-27 |  | 785.153 | 1255.7871 |  | 1659.7871 |  | 2015.7871 | 2386.7871
2023-03-28 |  | 754.8697 | 1255.7871 |  | 1659.7871 |  | 2015.7871 | 2386.7871
2023-03-29 |  | 718.1354 | 1255.7871 |  | 1659.7871 |  | 2015.7871 | 2386.7871
2023-03-30 |  | 767.5001 | 1255.7871 |  | 1659.7871 |  | 2015.7871 | 2386.7871
2023-03-31 |  | 874.3418 | 1255.7871 |  | 1659.7871 |  | 2015.7871 | 2386.7871
2023-04-01 |  | 783.0227 | 1255.7871 |  | 1659.7871 |  | 2015.7871 | 2386.7871
2023-04-02 |  | 779.2005 | 1255.7871 |  | 1659.7871 |  | 2015.7871 | 2386.7871
2023-04-03 |  | 900.5415 | 1255.7871 |  | 1659.7871 |  | 2015.7871 | 2386.7871
2023-04-04 |  | 1071.6606 | 1255.7871 |  | 1659.7871 |  | 2015.7871 | 2386.7871
2023-04-05 |  | 1098.7474 | 1255.7871 |  | 1659.7871 |  | 2015.7871 | 2386.7871
2023-04-06 |  | 1071.6357 | 1255.7871 |  | 1659.7871 |  | 2015.7871 | 2386.7871
2023-04-07 |  | 735.0209 | 1255.7871 |  | 1659.7871 |  | 2015.7871 | 2386.7871
2023-04-08 |  | 745.6334 | 1255.7871 |  | 1659.7871 |  | 2015.7871 | 2386.7871
2023-04-09 |  | 688.9989 | 1255.7871 |  | 1659.7871 |  | 2015.7871 | 2386.7871
2023-04-10 |  | 800.154 | 1255.7871 |  | 1659.7871 |  | 2015.7871 | 2386.7871
2023-04-11 |  | 866.7939 | 1255.7871 |  | 1659.7871 |  | 2015.7871 | 2386.7871
2023-04-12 |  | 785.0715 | 1255.7871 |  | 1659.7871 |  | 2015.7871 | 2386.7871
2023-04-13 |  | 863.5876 | 1255.7871 |  | 1659.7871 |  | 2015.7871 | 2386.7871
2023-04-14 |  | 981.2059 | 1255.7871 |  | 1659.7871 |  | 2015.7871 | 2386.7871
2023-04-15 |  | 771.471 | 1255.7871 |  | 1659.7871 |  | 2015.7871 | 2386.7871
2023-04-16 |  | 1103.4383 | 1255.7871 |  | 1659.7871 |  | 2015.7871 | 2386.7871
2023-04-17 |  | 1361.4356 | 1255.7871 |  | 1659.7871 |  | 2015.7871 | 2386.7871
2023-04-18 |  | 1288.062 | 1255.7871 |  | 1659.7871 |  | 2015.7871 | 2386.7871
2023-04-19 |  | 1162.2662 | 1255.7871 |  | 1659.7871 |  | 2015.7871 | 2386.7871
2023-04-20 |  | 1132.467 | 1255.7871 |  | 1659.7871 |  | 2015.7871 | 2386.7871
2023-04-21 |  | 906.528 | 1255.7871 |  | 1659.7871 |  | 2015.7871 | 2386.7871
2023-04-22 |  | 940.9626 | 1255.7871 |  | 1659.7871 |  | 2015.7871 | 2386.7871
2023-04-23 |  | 1070.2451 | 1255.7871 |  | 1659.7871 |  | 2015.7871 | 2386.7871
2023-04-24 |  | 1254.7649 | 1255.7871 |  | 1659.7871 |  | 2015.7871 | 2386.7871
2023-04-25 |  | 1361.1894 | 1255.7871 |  | 1659.7871 |  | 2015.7871 | 2386.7871
2023-04-26 |  | 1409.4885 | 1255.7871 |  | 1659.7871 |  | 2015.7871 | 2386.7871
2023-04-27 |  | 1338.4983 | 1255.7871 |  | 1659.7871 |  | 2015.7871 | 2386.7871
2023-04-28 |  | 1073.9128 | 1255.7871 |  | 1659.7871 |  | 2015.7871 | 2386.7871
2023-04-29 |  | 934.9547 | 1255.7871 |  | 1659.7871 |  | 2015.7871 | 2386.7871
2023-04-30 |  | 1035.1886 | 1255.7871 |  | 1659.7871 |  | 2015.7871 | 2386.7871
2023-05-01 |  | 1044.4894 | 1255.7871 |  | 1659.7871 |  | 2015.7871 | 2386.7871
2023-05-02 |  | 1145.5689 | 1255.7871 |  | 1659.7871 |  | 2015.7871 | 2386.7871
2023-05-03 |  | 1279.9826 | 1255.7871 |  | 1659.7871 |  | 2015.7871 | 2386.7871
2023-05-04 |  | 1377.1083 | 1255.7871 |  | 1659.7871 |  | 2015.7871 | 2386.7871
2023-05-05 |  | 1226.4469 | 1255.7871 |  | 1659.7871 |  | 2015.7871 | 2386.7871
2023-05-06 |  | 959.4399 | 1255.7871 |  | 1659.7871 |  | 2015.7871 | 2386.7871
2023-05-07 |  | 1050.7583 | 1255.7871 |  | 1659.7871 |  | 2015.7871 | 2386.7871
2023-05-08 |  | 1158.0452 | 1255.7871 |  | 1659.7871 |  | 2015.7871 | 2386.7871
2023-05-09 |  | 1316.3905 | 1255.7871 |  | 1659.7871 |  | 2015.7871 | 2386.7871
2023-05-10 |  | 1596.7665 | 1255.7871 |  | 1659.7871 |  | 2015.7871 | 2386.7871
2023-05-11 |  | 1498.972 | 1255.7871 |  | 1659.7871 |  | 2015.7871 | 2386.7871
2023-05-12 |  | 1509.7161 | 1255.7871 |  | 1659.7871 |  | 2015.7871 | 2386.7871
2023-05-13 |  | 1163.2295 | 1255.7871 |  | 1659.7871 |  | 2015.7871 | 2386.7871
2023-05-14 |  | 1132.6824 | 1255.7871 |  | 1659.7871 |  | 2015.7871 | 2386.7871
2023-05-15 |  | 1215.2442 | 1255.7871 |  | 1659.7871 |  | 2015.7871 | 2386.7871
2023-05-16 |  | 1233.5093 | 1255.7871 |  | 1659.7871 |  | 2015.7871 | 2386.7871
2023-05-17 |  | 1220.3706 | 1255.7871 |  | 1659.7871 |  | 2015.7871 | 2386.7871
2023-05-18 |  | 1467.3273 | 1255.7871 |  | 1659.7871 |  | 2015.7871 | 2386.7871
2023-05-19 |  | 1488.5906 | 1255.7871 |  | 1659.7871 |  | 2015.7871 | 2386.7871
2023-05-20 |  | 1379.4664 | 1255.7871 |  | 1659.7871 |  | 2015.7871 | 2386.7871
2023-05-21 |  | 1498.172 | 1255.7871 |  | 1659.7871 |  | 2015.7871 | 2386.7871
2023-05-22 |  | 1727.6695 | 1255.7871 |  | 1659.7871 |  | 2015.7871 | 2386.7871
2023-05-23 |  | 1705.3564 | 1255.7871 |  | 1659.7871 |  | 2015.7871 | 2386.7871
2023-05-24 |  | 1356.9731 | 1255.7871 |  | 1659.7871 |  | 2015.7871 | 2386.7871
2023-05-25 |  | 1320.4843 | 1255.7871 |  | 1659.7871 |  | 2015.7871 | 2386.7871
2023-05-26 |  | 1413.2531 | 1255.7871 |  | 1659.7871 |  | 2015.7871 | 2386.7871
2023-05-27 |  | 1259.5657 | 1255.7871 |  | 1659.7871 |  | 2015.7871 | 2386.7871
2023-05-28 |  | 1360.095 | 1255.7871 |  | 1659.7871 |  | 2015.7871 | 2386.7871
2023-05-29 |  | 1835.2944 | 1255.7871 |  | 1659.7871 |  | 2015.7871 | 2386.7871
2023-05-30 |  | 1938.583 | 1255.7871 |  | 1659.7871 |  | 2015.7871 | 2386.7871
2023-05-31 |  | 1880.7452 | 1255.7871 |  | 1659.7871 |  | 2015.7871 | 2386.7871
2023-06-01 |  | 1869.8727 | 1255.7871 |  | 1659.7871 |  | 2015.7871 | 2386.7871
2023-06-02 |  | 1640.0701 | 1255.7871 |  | 1659.7871 |  | 2015.7871 | 2386.7871
2023-06-03 |  | 1225.0661 | 1255.7871 |  | 1659.7871 |  | 2015.7871 | 2386.7871
2023-06-04 |  | 1221.0056 | 1255.7871 |  | 1659.7871 |  | 2015.7871 | 2386.7871
2023-06-05 |  | 1808.1877 | 1255.7871 |  | 1659.7871 |  | 2015.7871 | 2386.7871
2023-06-06 |  | 1449.3467 | 1255.7871 |  | 1659.7871 |  | 2015.7871 | 2386.7871
2023-06-07 |  | 1592.8066 | 1255.7871 |  | 1659.7871 |  | 2015.7871 | 2386.7871
2023-06-08 |  | 1586.5652 | 1255.7871 |  | 1659.7871 |  | 2015.7871 | 2386.7871
2023-06-09 |  | 1606.5623 | 1255.7871 |  | 1659.7871 |  | 2015.7871 | 2386.7871
2023-06-10 |  | 1331.7466 | 1255.7871 |  | 1659.7871 |  | 2015.7871 | 2386.7871
2023-06-11 |  | 1313.8741 | 1255.7871 |  | 1659.7871 |  | 2015.7871 | 2386.7871
2023-06-12 |  | 1118.7593 | 1255.7871 |  | 1659.7871 |  | 2015.7871 | 2386.7871
2023-06-13 |  | 1456.8095 | 1255.7871 |  | 1659.7871 |  | 2015.7871 | 2386.7871
2023-06-14 |  | 1498.4553 | 1255.7871 |  | 1659.7871 |  | 2015.7871 | 2386.7871
2023-06-15 |  | 1660.0921 | 1255.7871 |  | 1659.7871 |  | 2015.7871 | 2386.7871
2023-06-16 |  | 1882.2102 | 1255.7871 |  | 1659.7871 |  | 2015.7871 | 2386.7871
2023-06-17 |  | 1801.1457 | 1255.7871 |  | 1659.7871 |  | 2015.7871 | 2386.7871
2023-06-18 |  | 1660.9149 | 1255.7871 |  | 1659.7871 |  | 2015.7871 | 2386.7871
2023-06-19 |  | 1766.5723 | 1255.7871 |  | 1659.7871 |  | 2015.7871 | 2386.7871
2023-06-20 |  | 1384.9672 | 1255.7871 |  | 1659.7871 |  | 2015.7871 | 2386.7871
2023-06-21 |  | 1409.2931 | 1255.7871 |  | 1659.7871 |  | 2015.7871 | 2386.7871
2023-06-22 |  | 1546.6785 | 1255.7871 |  | 1659.7871 |  | 2015.7871 | 2386.7871
2023-06-23 |  | 1473.1356 | 1255.7871 |  | 1659.7871 |  | 2015.7871 | 2386.7871
2023-06-24 |  | 1422.9627 | 1255.7871 |  | 1659.7871 |  | 2015.7871 | 2386.7871
2023-06-25 |  | 1428.7911 | 1255.7871 |  | 1659.7871 |  | 2015.7871 | 2386.7871
2023-06-26 |  | 1720.9142 | 1255.7871 |  | 1659.7871 |  | 2015.7871 | 2386.7871
2023-06-27 |  | 1663.598 | 1255.7871 |  | 1659.7871 |  | 2015.7871 | 2386.7871
2023-06-28 |  | 1363.8994 | 1255.7871 |  | 1659.7871 |  | 2015.7871 | 2386.7871
2023-06-29 |  | 1528.2709 | 1255.7871 |  | 1659.7871 |  | 2015.7871 | 2386.7871
2023-06-30 |  | 1482.4105 | 1255.7871 |  | 1659.7871 |  | 2015.7871 | 2386.7871
2023-07-01 |  | 1503.777 | 1255.7871 |  | 1659.7871 |  | 2015.7871 | 2386.7871
2023-07-02 |  | 1767.861 | 1255.7871 |  | 1659.7871 |  | 2015.7871 | 2386.7871
2023-07-03 |  | 1556.3585 | 1255.7871 |  | 1659.7871 |  | 2015.7871 | 2386.7871
2023-07-04 |  | 1713.3664 | 1255.7871 |  | 1659.7871 |  | 2015.7871 | 2386.7871
2023-07-05 |  | 1743.5721 | 1255.7871 |  | 1659.7871 |  | 2015.7871 | 2386.7871
2023-07-06 |  | 1685.1564 | 1255.7871 |  | 1659.7871 |  | 2015.7871 | 2386.7871
2023-07-07 |  | 1572.6403 | 1255.7871 |  | 1659.7871 |  | 2015.7871 | 2386.7871
2023-07-08 |  | 1411.0123 | 1255.7871 |  | 1659.7871 |  | 2015.7871 | 2386.7871
2023-07-09 |  | 1684.0799 | 1255.7871 |  | 1659.7871 |  | 2015.7871 | 2386.7871
2023-07-10 |  | 1527.2777 | 1255.7871 |  | 1659.7871 |  | 2015.7871 | 2386.7871
2023-07-11 |  | 1516.453 | 1255.7871 |  | 1659.7871 |  | 2015.7871 | 2386.7871
2023-07-12 |  | 1547.9789 | 1255.7871 |  | 1659.7871 |  | 2015.7871 | 2386.7871
2023-07-13 |  | 1510.4847 | 1255.7871 |  | 1659.7871 |  | 2015.7871 | 2386.7871
2023-07-14 |  | 1456.1724 | 1255.7871 |  | 1659.7871 |  | 2015.7871 | 2386.7871
2023-07-15 |  | 1665.306 | 1255.7871 |  | 1659.7871 |  | 2015.7871 | 2386.7871
2023-07-16 |  | 1702.6244 | 1255.7871 |  | 1659.7871 |  | 2015.7871 | 2386.7871
2023-07-17 |  | 2105.4829 | 1255.7871 |  | 1659.7871 |  | 2015.7871 | 2386.7871
2023-07-18 |  | 1761.5451 | 1255.7871 |  | 1659.7871 |  | 2015.7871 | 2386.7871
2023-07-19 |  | 1620.7559 | 1255.7871 |  | 1659.7871 |  | 2015.7871 | 2386.7871
2023-07-20 |  | 1698.1477 | 1255.7871 |  | 1659.7871 |  | 2015.7871 | 2386.7871
2023-07-21 |  | 1720.3707 | 1255.7871 |  | 1659.7871 |  | 2015.7871 | 2386.7871
2023-07-22 |  | 1840.1467 | 1255.7871 |  | 1659.7871 |  | 2015.7871 | 2386.7871
2023-07-23 |  | 1825.0417 | 1255.7871 |  | 1659.7871 |  | 2015.7871 | 2386.7871
2023-07-24 |  | 1704.491 | 1255.7871 |  | 1659.7871 |  | 2015.7871 | 2386.7871
2023-07-25 |  | 1719.1495 | 1255.7871 |  | 1659.7871 |  | 2015.7871 | 2386.7871
2023-07-26 |  | 1517.4977 | 1255.7871 |  | 1659.7871 |  | 2015.7871 | 2386.7871
2023-07-27 |  | 1451.3721 | 1255.7871 |  | 1659.7871 |  | 2015.7871 | 2386.7871
2023-07-28 |  | 1470.0036 | 1255.7871 |  | 1659.7871 |  | 2015.7871 | 2386.7871
2023-07-29 |  | 1654.0346 | 1255.7871 |  | 1659.7871 |  | 2015.7871 | 2386.7871
2023-07-30 |  | 1666.4604 | 1255.7871 |  | 1659.7871 |  | 2015.7871 | 2386.7871
2023-07-31 |  | 1524.8995 | 1255.7871 |  | 1659.7871 |  | 2015.7871 | 2386.7871
2023-08-01 |  | 1559.9824 | 1255.7871 |  | 1659.7871 |  | 2015.7871 | 2386.7871
2023-08-02 |  | 1663.7756 | 1255.7871 |  | 1659.7871 |  | 2015.7871 | 2386.7871
2023-08-03 |  | 1470.0567 | 1255.7871 |  | 1659.7871 |  | 2015.7871 | 2386.7871
2023-08-04 |  | 1541.1085 | 1255.7871 |  | 1659.7871 |  | 2015.7871 | 2386.7871
2023-08-05 |  | 1625.0508 | 1255.7871 |  | 1659.7871 |  | 2015.7871 | 2386.7871
2023-08-06 |  | 1901.1219 | 1255.7871 |  | 1659.7871 |  | 2015.7871 | 2386.7871
2023-08-07 |  | 1991.5165 | 1255.7871 |  | 1659.7871 |  | 2015.7871 | 2386.7871
2023-08-08 |  | 1979.7518 | 1255.7871 |  | 1659.7871 |  | 2015.7871 | 2386.7871
2023-08-09 |  | 1766.5183 | 1255.7871 |  | 1659.7871 |  | 2015.7871 | 2386.7871
2023-08-10 |  | 1785.1956 | 1255.7871 |  | 1659.7871 |  | 2015.7871 | 2386.7871
2023-08-11 |  | 1670.5743 | 1255.7871 |  | 1659.7871 |  | 2015.7871 | 2386.7871
2023-08-12 |  | 1440.7732 | 1255.7871 |  | 1659.7871 |  | 2015.7871 | 2386.7871
2023-08-13 |  | 1531.9202 | 1255.7871 |  | 1659.7871 |  | 2015.7871 | 2386.7871
2023-08-14 |  | 1914.4338 | 1255.7871 |  | 1659.7871 |  | 2015.7871 | 2386.7871
2023-08-15 |  | 1959.3852 | 1255.7871 |  | 1659.7871 |  | 2015.7871 | 2386.7871
2023-08-16 |  | 1712.2691 | 1255.7871 |  | 1659.7871 |  | 2015.7871 | 2386.7871
2023-08-17 |  | 1487.0429 | 1255.7871 |  | 1659.7871 |  | 2015.7871 | 2386.7871
2023-08-18 |  | 1407.2137 | 1255.7871 |  | 1659.7871 |  | 2015.7871 | 2386.7871
2023-08-19 |  | 1333.5851 | 1255.7871 |  | 1659.7871 |  | 2015.7871 | 2386.7871
2023-08-20 |  | 1568.0751 | 1255.7871 |  | 1659.7871 |  | 2015.7871 | 2386.7871
2023-08-21 |  | 1709.1763 | 1255.7871 |  | 1659.7871 |  | 2015.7871 | 2386.7871
2023-08-22 |  | 1706.7848 | 1255.7871 |  | 1659.7871 |  | 2015.7871 | 2386.7871
2023-08-23 |  | 1444.6611 | 1255.7871 |  | 1659.7871 |  | 2015.7871 | 2386.7871
2023-08-24 |  | 1302.2682 | 1255.7871 |  | 1659.7871 |  | 2015.7871 | 2386.7871
2023-08-25 |  | 988.8398 | 1255.7871 |  | 1659.7871 |  | 2015.7871 | 2386.7871
2023-08-26 |  | 1086.4867 | 1255.7871 |  | 1659.7871 |  | 2015.7871 | 2386.7871
2023-08-27 |  | 1410.1277 | 1255.7871 |  | 1659.7871 |  | 2015.7871 | 2386.7871
2023-08-28 |  | 1500.3464 | 1255.7871 |  | 1659.7871 |  | 2015.7871 | 2386.7871
2023-08-29 |  | 1411.9209 | 1255.7871 |  | 1659.7871 |  | 2015.7871 | 2386.7871
2023-08-30 |  | 1594.05 | 1255.7871 |  | 1659.7871 |  | 2015.7871 | 2386.7871
2023-08-31 |  | 1565.8947 | 1255.7871 |  | 1659.7871 |  | 2015.7871 | 2386.7871
2023-09-01 |  | 1552.519 | 1255.7871 |  | 1659.7871 |  | 2015.7871 | 2386.7871
2023-09-02 |  | 1364.6187 | 1255.7871 |  | 1659.7871 |  | 2015.7871 | 2386.7871
2023-09-03 |  | 1443.578 | 1255.7871 |  | 1659.7871 |  | 2015.7871 | 2386.7871
2023-09-04 |  | 1369.5068 | 1255.7871 |  | 1659.7871 |  | 2015.7871 | 2386.7871
2023-09-05 |  | 1386.2571 | 1255.7871 |  | 1659.7871 |  | 2015.7871 | 2386.7871
2023-09-06 |  | 1593.5265 | 1255.7871 |  | 1659.7871 |  | 2015.7871 | 2386.7871
2023-09-07 |  | 1586.3551 | 1255.7871 |  | 1659.7871 |  | 2015.7871 | 2386.7871
2023-09-08 |  | 1431.76 | 1255.7871 |  | 1659.7871 |  | 2015.7871 | 2386.7871
2023-09-09 |  | 1408.6857 | 1255.7871 |  | 1659.7871 |  | 2015.7871 | 2386.7871
2023-09-10 |  | 1500.7755 | 1255.7871 |  | 1659.7871 |  | 2015.7871 | 2386.7871
2023-09-11 |  | 1434.5539 | 1255.7871 |  | 1659.7871 |  | 2015.7871 | 2386.7871
2023-09-12 |  | 1340.7672 | 1255.7871 |  | 1659.7871 |  | 2015.7871 | 2386.7871
2023-09-13 |  | 1268.2521 | 1255.7871 |  | 1659.7871 |  | 2015.7871 | 2386.7871
2023-09-14 |  | 1155.2287 | 1255.7871 |  | 1659.7871 |  | 2015.7871 | 2386.7871
2023-09-15 |  | 1056.1772 | 1255.7871 |  | 1659.7871 |  | 2015.7871 | 2386.7871
2023-09-16 |  | 963.8763 | 1255.7871 |  | 1659.7871 |  | 2015.7871 | 2386.7871
2023-09-17 |  | 927.3015 | 1255.7871 |  | 1659.7871 |  | 2015.7871 | 2386.7871
2023-09-18 |  | 1175.2827 | 1255.7871 |  | 1659.7871 |  | 2015.7871 | 2386.7871
2023-09-19 |  | 1251.2295 | 1255.7871 |  | 1659.7871 |  | 2015.7871 | 2386.7871
2023-09-20 |  | 1247.7218 | 1255.7871 |  | 1659.7871 |  | 2015.7871 | 2386.7871
2023-09-21 |  | 1265.8413 | 1255.7871 |  | 1659.7871 |  | 2015.7871 | 2386.7871
2023-09-22 |  | 978.3815 | 1255.7871 |  | 1659.7871 |  | 2015.7871 | 2386.7871
2023-09-23 |  | 867.5139 | 1255.7871 |  | 1659.7871 |  | 2015.7871 | 2386.7871
2023-09-24 |  | 1222.1608 | 1255.7871 |  | 1659.7871 |  | 2015.7871 | 2386.7871
2023-09-25 |  | 1431.4967 | 1255.7871 |  | 1659.7871 |  | 2015.7871 | 2386.7871
2023-09-26 |  | 1443.0076 | 1255.7871 |  | 1659.7871 |  | 2015.7871 | 2386.7871
2023-09-27 |  | 1385.9598 | 1255.7871 |  | 1659.7871 |  | 2015.7871 | 2386.7871
2023-09-28 |  | 1247.6085 | 1255.7871 |  | 1659.7871 |  | 2015.7871 | 2386.7871
2023-09-29 |  | 1045.3316 | 1255.7871 |  | 1659.7871 |  | 2015.7871 | 2386.7871
2023-09-30 |  | 918.4946 | 1255.7871 |  | 1659.7871 |  | 2015.7871 | 2386.7871
2023-10-01 |  | 1011.1528 | 1255.7871 |  | 1659.7871 |  | 2015.7871 | 2386.7871
2023-10-02 |  | 1067.444 | 1255.7871 |  | 1659.7871 |  | 2015.7871 | 2386.7871
2023-10-03 |  | 1080.6621 | 1255.7871 |  | 1659.7871 |  | 2015.7871 | 2386.7871
2023-10-04 |  | 953.9704 | 1255.7871 |  | 1659.7871 |  | 2015.7871 | 2386.7871
2023-10-05 |  | 795.1068 | 1255.7871 |  | 1659.7871 |  | 2015.7871 | 2386.7871
2023-10-06 |  | 687.1669 | 1255.7871 |  | 1659.7871 |  | 2015.7871 | 2386.7871
2023-10-07 |  | 670.8162 | 1255.7871 |  | 1659.7871 |  | 2015.7871 | 2386.7871
2023-10-08 |  | 697.6917 | 1255.7871 |  | 1659.7871 |  | 2015.7871 | 2386.7871
2023-10-09 |  | 744.7155 | 1255.7871 |  | 1659.7871 |  | 2015.7871 | 2386.7871
2023-10-10 |  | 890.0596 | 1255.7871 |  | 1659.7871 |  | 2015.7871 | 2386.7871
2023-10-11 |  | 858.4775 | 1255.7871 |  | 1659.7871 |  | 2015.7871 | 2386.7871
2023-10-12 |  | 702.3272 | 1255.7871 |  | 1659.7871 |  | 2015.7871 | 2386.7871
2023-10-13 |  | 614.8771 | 1255.7871 |  | 1659.7871 |  | 2015.7871 | 2386.7871
2023-10-14 |  | 669.7528 | 1255.7871 |  | 1659.7871 |  | 2015.7871 | 2386.7871
2023-10-15 |  | 901.6188 | 1255.7871 |  | 1659.7871 |  | 2015.7871 | 2386.7871
2023-10-16 |  | 862.7021 | 1255.7871 |  | 1659.7871 |  | 2015.7871 | 2386.7871
2023-10-17 |  | 768.1169 | 1255.7871 |  | 1659.7871 |  | 2015.7871 | 2386.7871
2023-10-18 |  | 738.0344 | 1255.7871 |  | 1659.7871 |  | 2015.7871 | 2386.7871
2023-10-19 |  | 741.086 | 1255.7871 |  | 1659.7871 |  | 2015.7871 | 2386.7871
2023-10-20 |  | 686.3173 | 1255.7871 |  | 1659.7871 |  | 2015.7871 | 2386.7871
2023-10-21 |  | 709.2815 | 1255.7871 |  | 1659.7871 |  | 2015.7871 | 2386.7871
2023-10-22 |  | 751.5962 | 1255.7871 |  | 1659.7871 |  | 2015.7871 | 2386.7871
2023-10-23 |  | 732.6307 | 1255.7871 |  | 1659.7871 |  | 2015.7871 | 2386.7871
2023-10-24 |  | 858.4057 | 1255.7871 |  | 1659.7871 |  | 2015.7871 | 2386.7871
2023-10-25 |  | 959.3982 | 1255.7871 |  | 1659.7871 |  | 2015.7871 | 2386.7871
2023-10-26 |  | 927.5691 | 1255.7871 |  | 1659.7871 |  | 2015.7871 | 2386.7871
2023-10-27 |  | 760.741 | 1255.7871 |  | 1659.7871 |  | 2015.7871 | 2386.7871
2023-10-28 |  | 736.6881 | 1255.7871 |  | 1659.7871 |  | 2015.7871 | 2386.7871
2023-10-29 |  | 902.6724 | 1255.7871 |  | 1659.7871 |  | 2015.7871 | 2386.7871
2023-10-30 |  | 855.8354 | 1255.7871 |  | 1659.7871 |  | 2015.7871 | 2386.7871
2023-10-31 |  | 828.0581 | 1255.7871 |  | 1659.7871 |  | 2015.7871 | 2386.7871
2023-11-01 |  | 781.6486 | 1255.7871 |  | 1659.7871 |  | 2015.7871 | 2386.7871
2023-11-02 |  | 783.2546 | 1255.7871 |  | 1659.7871 |  | 2015.7871 | 2386.7871
2023-11-03 |  | 642.5675 | 1255.7871 |  | 1659.7871 |  | 2015.7871 | 2386.7871
2023-11-04 |  | 627.1568 | 1255.7871 |  | 1659.7871 |  | 2015.7871 | 2386.7871
2023-11-05 |  | 814.9726 | 1255.7871 |  | 1659.7871 |  | 2015.7871 | 2386.7871
2023-11-06 |  | 769.8222 | 1255.7871 |  | 1659.7871 |  | 2015.7871 | 2386.7871
2023-11-07 |  | 763.2337 | 1255.7871 |  | 1659.7871 |  | 2015.7871 | 2386.7871
2023-11-08 |  | 755.7169 | 1255.7871 |  | 1659.7871 |  | 2015.7871 | 2386.7871
2023-11-09 |  | 830.8616 | 1255.7871 |  | 1659.7871 |  | 2015.7871 | 2386.7871
2023-11-10 |  | 776.6425 | 1255.7871 |  | 1659.7871 |  | 2015.7871 | 2386.7871
2023-11-11 |  | 702.8944 | 1255.7871 |  | 1659.7871 |  | 2015.7871 | 2386.7871
2023-11-12 |  | 749.3944 | 1255.7871 |  | 1659.7871 |  | 2015.7871 | 2386.7871
2023-11-13 |  | 861.38 | 1255.7871 |  | 1659.7871 |  | 2015.7871 | 2386.7871
2023-11-14 |  | 815.7311 | 1255.7871 |  | 1659.7871 |  | 2015.7871 | 2386.7871
2023-11-15 |  | 784.4564 | 1255.7871 |  | 1659.7871 |  | 2015.7871 | 2386.7871
2023-11-16 |  | 800.4827 | 1255.7871 |  | 1659.7871 |  | 2015.7871 | 2386.7871
2023-11-17 |  | 726.7265 | 1255.7871 |  | 1659.7871 |  | 2015.7871 | 2386.7871
2023-11-18 |  | 719.2895 | 1255.7871 |  | 1659.7871 |  | 2015.7871 | 2386.7871
2023-11-19 |  | 749.1533 | 1255.7871 |  | 1659.7871 |  | 2015.7871 | 2386.7871
2023-11-20 |  | 741.9324 | 1255.7871 |  | 1659.7871 |  | 2015.7871 | 2386.7871
2023-11-21 |  | 719.7043 | 1255.7871 |  | 1659.7871 |  | 2015.7871 | 2386.7871
2023-11-22 |  | 725.0994 | 1255.7871 |  | 1659.7871 |  | 2015.7871 | 2386.7871
2023-11-23 |  | 715.0174 | 1255.7871 |  | 1659.7871 |  | 2015.7871 | 2386.7871
2023-11-24 |  | 766.0892 | 1255.7871 |  | 1659.7871 |  | 2015.7871 | 2386.7871
2023-11-25 |  | 692.0395 | 1255.7871 |  | 1659.7871 |  | 2015.7871 | 2386.7871
2023-11-26 |  | 792.7336 | 1255.7871 |  | 1659.7871 |  | 2015.7871 | 2386.7871
2023-11-27 |  | 765.1788 | 1255.7871 |  | 1659.7871 |  | 2015.7871 | 2386.7871
2023-11-28 |  | 735.2481 | 1255.7871 |  | 1659.7871 |  | 2015.7871 | 2386.7871
2023-11-29 |  | 820.1101 | 1255.7871 |  | 1659.7871 |  | 2015.7871 | 2386.7871
2023-11-30 |  | 811.2458 | 1255.7871 |  | 1659.7871 |  | 2015.7871 | 2386.7871
2023-12-01 |  | 672.0091 | 1255.7871 |  | 1659.7871 |  | 2015.7871 | 2386.7871
2023-12-02 |  | 704.8539 | 1255.7871 |  | 1659.7871 |  | 2015.7871 | 2386.7871
2023-12-03 |  | 729.1026 | 1255.7871 |  | 1659.7871 |  | 2015.7871 | 2386.7871
2023-12-04 |  | 789.6692 | 1255.7871 |  | 1659.7871 |  | 2015.7871 | 2386.7871
2023-12-05 |  | 1022.2653 | 1255.7871 |  | 1659.7871 |  | 2015.7871 | 2386.7871
2023-12-06 |  | 948.7103 | 1255.7871 |  | 1659.7871 |  | 2015.7871 | 2386.7871
2023-12-07 |  | 709.0108 | 1255.7871 |  | 1659.7871 |  | 2015.7871 | 2386.7871
2023-12-08 |  | 604.3935 | 1255.7871 |  | 1659.7871 |  | 2015.7871 | 2386.7871
2023-12-09 |  | 593.9645 | 1255.7871 |  | 1659.7871 |  | 2015.7871 | 2386.7871
2023-12-10 |  | 651.8838 | 1255.7871 |  | 1659.7871 |  | 2015.7871 | 2386.7871
2023-12-11 |  | 687.797 | 1255.7871 |  | 1659.7871 |  | 2015.7871 | 2386.7871
2023-12-12 |  | 686.7568 | 1255.7871 |  | 1659.7871 |  | 2015.7871 | 2386.7871
2023-12-13 |  | 686.542 | 1255.7871 |  | 1659.7871 |  | 2015.7871 | 2386.7871
2023-12-14 |  | 742.1659 | 1255.7871 |  | 1659.7871 |  | 2015.7871 | 2386.7871
2023-12-15 |  | 682.6433 | 1255.7871 |  | 1659.7871 |  | 2015.7871 | 2386.7871
2023-12-16 |  | 646.9801 | 1255.7871 |  | 1659.7871 |  | 2015.7871 | 2386.7871
2023-12-17 |  | 708.1743 | 1255.7871 |  | 1659.7871 |  | 2015.7871 | 2386.7871
2023-12-18 |  | 709.6961 | 1255.7871 |  | 1659.7871 |  | 2015.7871 | 2386.7871
2023-12-19 |  | 704.3734 | 1255.7871 |  | 1659.7871 |  | 2015.7871 | 2386.7871
2023-12-20 |  | 690.6401 | 1255.7871 |  | 1659.7871 |  | 2015.7871 | 2386.7871
2023-12-21 |  | 626.1661 | 1255.7871 |  | 1659.7871 |  | 2015.7871 | 2386.7871
2023-12-22 |  | 553.3491 | 1255.7871 |  | 1659.7871 |  | 2015.7871 | 2386.7871
2023-12-23 |  | 583.4657 | 1255.7871 |  | 1659.7871 |  | 2015.7871 | 2386.7871
2023-12-24 |  | 707.9698 | 1255.7871 |  | 1659.7871 |  | 2015.7871 | 2386.7871
2023-12-25 |  | 474.6701 | 1255.7871 |  | 1659.7871 |  | 2015.7871 | 2386.7871
2023-12-26 |  | 530.9165 | 1255.7871 |  | 1659.7871 |  | 2015.7871 | 2386.7871
2023-12-27 |  | 552.6355 | 1255.7871 |  | 1659.7871 |  | 2015.7871 | 2386.7871
2023-12-28 |  | 625.4238 | 1255.7871 |  | 1659.7871 |  | 2015.7871 | 2386.7871
2023-12-29 |  | 557.7783 | 1255.7871 |  | 1659.7871 |  | 2015.7871 | 2386.7871
2023-12-30 |  | 557.4985 | 1255.7871 |  | 1659.7871 |  | 2015.7871 | 2386.7871
2023-12-31 |  | 576.144 | 1255.7871 |  | 1659.7871 |  | 2015.7871 | 2386.7871
2024-01-01 |  | 528.931
2024-01-02 |  | 662.0176 | 1188.7792 |  | 1592.7792 |  | 1966.7792 | 2337.7792
2024-01-03 |  | 1068.967 | 1188.7792 |  | 1592.7792 |  | 1966.7792 | 2337.7792
2024-01-04 |  | 710.7803 | 1188.7792 |  | 1592.7792 |  | 1966.7792 | 2337.7792
2024-01-05 |  | 657.4736 | 1188.7792 |  | 1592.7792 |  | 1966.7792 | 2337.7792
2024-01-06 |  | 531.3086 | 1188.7792 |  | 1592.7792 |  | 1966.7792 | 2337.7792
2024-01-07 |  | 555.8729 | 1188.7792 |  | 1592.7792 |  | 1966.7792 | 2337.7792
2024-01-08 |  | 643.036 | 1188.7792 |  | 1592.7792 |  | 1966.7792 | 2337.7792
2024-01-09 |  | 662.5086 | 1188.7792 |  | 1592.7792 |  | 1966.7792 | 2337.7792
2024-01-10 |  | 1011.9274 | 1188.7792 |  | 1592.7792 |  | 1966.7792 | 2337.7792
2024-01-11 |  | 720.9937 | 1188.7792 |  | 1592.7792 |  | 1966.7792 | 2337.7792
2024-01-12 |  | 797.2878 | 1188.7792 |  | 1592.7792 |  | 1966.7792 | 2337.7792
2024-01-13 |  | 601.9991 | 1188.7792 |  | 1592.7792 |  | 1966.7792 | 2337.7792
2024-01-14 |  | 593.2664 | 1188.7792 |  | 1592.7792 |  | 1966.7792 | 2337.7792
2024-01-15 |  | 699.5886 | 1188.7792 |  | 1592.7792 |  | 1966.7792 | 2337.7792
2024-01-16 |  | 681.647 | 1188.7792 |  | 1592.7792 |  | 1966.7792 | 2337.7792
2024-01-17 |  | 837.3915 | 1188.7792 |  | 1592.7792 |  | 1966.7792 | 2337.7792
2024-01-18 |  | 771.1562 | 1188.7792 |  | 1592.7792 |  | 1966.7792 | 2337.7792
2024-01-19 |  | 686.3377 | 1188.7792 |  | 1592.7792 |  | 1966.7792 | 2337.7792
2024-01-20 |  | 565.2053 | 1188.7792 |  | 1592.7792 |  | 1966.7792 | 2337.7792
2024-01-21 |  | 603.8579 | 1188.7792 |  | 1592.7792 |  | 1966.7792 | 2337.7792
2024-01-22 |  | 720.2392 | 1188.7792 |  | 1592.7792 |  | 1966.7792 | 2337.7792
2024-01-23 |  | 685.7891 | 1188.7792 |  | 1592.7792 |  | 1966.7792 | 2337.7792
2024-01-24 |  | 720.6547 | 1188.7792 |  | 1592.7792 |  | 1966.7792 | 2337.7792
2024-01-25 |  | 895.9135 | 1188.7792 |  | 1592.7792 |  | 1966.7792 | 2337.7792
2024-01-26 |  | 650.8849 | 1188.7792 |  | 1592.7792 |  | 1966.7792 | 2337.7792
2024-01-27 |  | 578.9839 | 1188.7792 |  | 1592.7792 |  | 1966.7792 | 2337.7792
2024-01-28 |  | 608.1866 | 1188.7792 |  | 1592.7792 |  | 1966.7792 | 2337.7792
2024-01-29 |  | 729.2593 | 1188.7792 |  | 1592.7792 |  | 1966.7792 | 2337.7792
2024-01-30 |  | 754.259 | 1188.7792 |  | 1592.7792 |  | 1966.7792 | 2337.7792
2024-01-31 |  | 747.4223 | 1188.7792 |  | 1592.7792 |  | 1966.7792 | 2337.7792
2024-02-01 |  | 754.9653 | 1188.7792 |  | 1592.7792 |  | 1966.7792 | 2337.7792
2024-02-02 |  | 702.2582 | 1188.7792 |  | 1592.7792 |  | 1966.7792 | 2337.7792
2024-02-03 |  | 633.2815 | 1188.7792 |  | 1592.7792 |  | 1966.7792 | 2337.7792
2024-02-04 |  | 641.4594 | 1188.7792 |  | 1592.7792 |  | 1966.7792 | 2337.7792
2024-02-05 |  | 729.0192 | 1188.7792 |  | 1592.7792 |  | 1966.7792 | 2337.7792
2024-02-06 |  | 721.5055 | 1188.7792 |  | 1592.7792 |  | 1966.7792 | 2337.7792
2024-02-07 |  | 739.4602 | 1188.7792 |  | 1592.7792 |  | 1966.7792 | 2337.7792
2024-02-08 |  | 708.2778 | 1188.7792 |  | 1592.7792 |  | 1966.7792 | 2337.7792
2024-02-09 |  | 681.1373 | 1188.7792 |  | 1592.7792 |  | 1966.7792 | 2337.7792
2024-02-10 |  | 571.8543 | 1188.7792 |  | 1592.7792 |  | 1966.7792 | 2337.7792
2024-02-11 |  | 586.9252 | 1188.7792 |  | 1592.7792 |  | 1966.7792 | 2337.7792
2024-02-12 |  | 690.9182 | 1188.7792 |  | 1592.7792 |  | 1966.7792 | 2337.7792
2024-02-13 |  | 697.376 | 1188.7792 |  | 1592.7792 |  | 1966.7792 | 2337.7792
2024-02-14 |  | 752.0495 | 1188.7792 |  | 1592.7792 |  | 1966.7792 | 2337.7792
2024-02-15 |  | 707.4777 | 1188.7792 |  | 1592.7792 |  | 1966.7792 | 2337.7792
2024-02-16 |  | 678.3825 | 1188.7792 |  | 1592.7792 |  | 1966.7792 | 2337.7792
2024-02-17 |  | 632.6973 | 1188.7792 |  | 1592.7792 |  | 1966.7792 | 2337.7792
2024-02-18 |  | 567.0597 | 1188.7792 |  | 1592.7792 |  | 1966.7792 | 2337.7792
2024-02-19 |  | 670.5863 | 1188.7792 |  | 1592.7792 |  | 1966.7792 | 2337.7792
2024-02-20 |  | 690.8234 | 1188.7792 |  | 1592.7792 |  | 1966.7792 | 2337.7792
2024-02-21 |  | 704.756 | 1188.7792 |  | 1592.7792 |  | 1966.7792 | 2337.7792
2024-02-22 |  | 727.2835 | 1188.7792 |  | 1592.7792 |  | 1966.7792 | 2337.7792
2024-02-23 |  | 719.0112 | 1188.7792 |  | 1592.7792 |  | 1966.7792 | 2337.7792
2024-02-24 |  | 625.681 | 1188.7792 |  | 1592.7792 |  | 1966.7792 | 2337.7792
2024-02-25 |  | 757.1131 | 1188.7792 |  | 1592.7792 |  | 1966.7792 | 2337.7792
2024-02-26 |  | 699.1831 | 1188.7792 |  | 1592.7792 |  | 1966.7792 | 2337.7792
2024-02-27 |  | 703.666 | 1188.7792 |  | 1592.7792 |  | 1966.7792 | 2337.7792
2024-02-28 |  | 701.9387 | 1188.7792 |  | 1592.7792 |  | 1966.7792 | 2337.7792
2024-02-29 |  | 721.584 | 1188.7792 |  | 1592.7792 |  | 1966.7792 | 2337.7792
2024-03-01 |  | 719.5069 | 1188.7792 |  | 1592.7792 |  | 1966.7792 | 2337.7792
2024-03-02 |  | 596.1557 | 1188.7792 |  | 1592.7792 |  | 1966.7792 | 2337.7792
2024-03-03 |  | 628.4904 | 1188.7792 |  | 1592.7792 |  | 1966.7792 | 2337.7792
2024-03-04 |  | 723.6173 | 1188.7792 |  | 1592.7792 |  | 1966.7792 | 2337.7792
2024-03-05 |  | 708.8658 | 1188.7792 |  | 1592.7792 |  | 1966.7792 | 2337.7792
2024-03-06 |  | 688.7796 | 1188.7792 |  | 1592.7792 |  | 1966.7792 | 2337.7792
2024-03-07 |  | 753.6131 | 1188.7792 |  | 1592.7792 |  | 1966.7792 | 2337.7792
2024-03-08 |  | 715.9749 | 1188.7792 |  | 1592.7792 |  | 1966.7792 | 2337.7792
2024-03-09 |  | 622.5581 | 1188.7792 |  | 1592.7792 |  | 1966.7792 | 2337.7792
2024-03-10 |  | 612.968 | 1188.7792 |  | 1592.7792 |  | 1966.7792 | 2337.7792
2024-03-11 |  | 676.0927 | 1188.7792 |  | 1592.7792 |  | 1966.7792 | 2337.7792
2024-03-12 |  | 752.1564 | 1188.7792 |  | 1592.7792 |  | 1966.7792 | 2337.7792
2024-03-13 |  | 745.7734 | 1188.7792 |  | 1592.7792 |  | 1966.7792 | 2337.7792
2024-03-14 |  | 760.1675 | 1188.7792 |  | 1592.7792 |  | 1966.7792 | 2337.7792
2024-03-15 |  | 745.0458 | 1188.7792 |  | 1592.7792 |  | 1966.7792 | 2337.7792
2024-03-16 |  | 640.6059 | 1188.7792 |  | 1592.7792 |  | 1966.7792 | 2337.7792
2024-03-17 |  | 671.7506 | 1188.7792 |  | 1592.7792 |  | 1966.7792 | 2337.7792
2024-03-18 |  | 733.1101 | 1188.7792 |  | 1592.7792 |  | 1966.7792 | 2337.7792
2024-03-19 |  | 706.4539 | 1188.7792 |  | 1592.7792 |  | 1966.7792 | 2337.7792
2024-03-20 |  | 721.7466 | 1188.7792 |  | 1592.7792 |  | 1966.7792 | 2337.7792
2024-03-21 |  | 709.6942 | 1188.7792 |  | 1592.7792 |  | 1966.7792 | 2337.7792
2024-03-22 |  | 736.4925 | 1188.7792 |  | 1592.7792 |  | 1966.7792 | 2337.7792
2024-03-23 |  | 658.1963 | 1188.7792 |  | 1592.7792 |  | 1966.7792 | 2337.7792
2024-03-24 |  | 629.6113 | 1188.7792 |  | 1592.7792 |  | 1966.7792 | 2337.7792
2024-03-25 |  | 718.078 | 1188.7792 |  | 1592.7792 |  | 1966.7792 | 2337.7792
2024-03-26 |  | 916.582 | 1188.7792 |  | 1592.7792 |  | 1966.7792 | 2337.7792
2024-03-27 |  | 815.8792 | 1188.7792 |  | 1592.7792 |  | 1966.7792 | 2337.7792
2024-03-28 |  | 983.7393 | 1188.7792 |  | 1592.7792 |  | 1966.7792 | 2337.7792
2024-03-29 |  | 699.0272 | 1188.7792 |  | 1592.7792 |  | 1966.7792 | 2337.7792
2024-03-30 |  | 670.0127 | 1188.7792 |  | 1592.7792 |  | 1966.7792 | 2337.7792
2024-03-31 |  | 666.6368 | 1188.7792 |  | 1592.7792 |  | 1966.7792 | 2337.7792
2024-04-01 |  | 782.1358 | 1188.7792 |  | 1592.7792 |  | 1966.7792 | 2337.7792
2024-04-02 |  | 808.7104 | 1188.7792 |  | 1592.7792 |  | 1966.7792 | 2337.7792
2024-04-03 |  | 771.5992 | 1188.7792 |  | 1592.7792 |  | 1966.7792 | 2337.7792
2024-04-04 |  | 814.8372 | 1188.7792 |  | 1592.7792 |  | 1966.7792 | 2337.7792
2024-04-05 |  | 1002.1306 | 1188.7792 |  | 1592.7792 |  | 1966.7792 | 2337.7792
2024-04-06 |  | 836.8445 | 1188.7792 |  | 1592.7792 |  | 1966.7792 | 2337.7792
2024-04-07 |  | 850.705 | 1188.7792 |  | 1592.7792 |  | 1966.7792 | 2337.7792
2024-04-08 |  | 988.9714 | 1188.7792 |  | 1592.7792 |  | 1966.7792 | 2337.7792
2024-04-09 |  | 1045.5041 | 1188.7792 |  | 1592.7792 |  | 1966.7792 | 2337.7792
2024-04-10 |  | 1013.2533 | 1188.7792 |  | 1592.7792 |  | 1966.7792 | 2337.7792
2024-04-11 |  | 1002.7742 | 1188.7792 |  | 1592.7792 |  | 1966.7792 | 2337.7792
2024-04-12 |  | 923.0878 | 1188.7792 |  | 1592.7792 |  | 1966.7792 | 2337.7792
2024-04-13 |  | 766.8453 | 1188.7792 |  | 1592.7792 |  | 1966.7792 | 2337.7792
2024-04-14 |  | 814.8577 | 1188.7792 |  | 1592.7792 |  | 1966.7792 | 2337.7792
2024-04-15 |  | 955.3063 | 1188.7792 |  | 1592.7792 |  | 1966.7792 | 2337.7792
2024-04-16 |  | 850.3718 | 1188.7792 |  | 1592.7792 |  | 1966.7792 | 2337.7792
2024-04-17 |  | 892.1171 | 1188.7792 |  | 1592.7792 |  | 1966.7792 | 2337.7792
2024-04-18 |  | 1044.6932 | 1188.7792 |  | 1592.7792 |  | 1966.7792 | 2337.7792
2024-04-19 |  | 1298.1717 | 1188.7792 |  | 1592.7792 |  | 1966.7792 | 2337.7792
2024-04-20 |  | 887.5132 | 1188.7792 |  | 1592.7792 |  | 1966.7792 | 2337.7792
2024-04-21 |  | 1128.6552 | 1188.7792 |  | 1592.7792 |  | 1966.7792 | 2337.7792
2024-04-22 |  | 1329.2568 | 1188.7792 |  | 1592.7792 |  | 1966.7792 | 2337.7792
2024-04-23 |  | 1233.7684 | 1188.7792 |  | 1592.7792 |  | 1966.7792 | 2337.7792
2024-04-24 |  | 1168.8898 | 1188.7792 |  | 1592.7792 |  | 1966.7792 | 2337.7792
2024-04-25 |  | 1386.8691 | 1188.7792 |  | 1592.7792 |  | 1966.7792 | 2337.7792
2024-04-26 |  | 990.3148 | 1188.7792 |  | 1592.7792 |  | 1966.7792 | 2337.7792
2024-04-27 |  | 1008.089 | 1188.7792 |  | 1592.7792 |  | 1966.7792 | 2337.7792
2024-04-28 |  | 1105.3593 | 1188.7792 |  | 1592.7792 |  | 1966.7792 | 2337.7792
2024-04-29 |  | 999.8954 | 1188.7792 |  | 1592.7792 |  | 1966.7792 | 2337.7792
2024-04-30 |  | 1324.2107 | 1188.7792 |  | 1592.7792 |  | 1966.7792 | 2337.7792
2024-05-01 |  | 1252.3502 | 1188.7792 |  | 1592.7792 |  | 1966.7792 | 2337.7792
2024-05-02 |  | 1197.6346 | 1188.7792 |  | 1592.7792 |  | 1966.7792 | 2337.7792
2024-05-03 |  | 1013.14 | 1188.7792 |  | 1592.7792 |  | 1966.7792 | 2337.7792
2024-05-04 |  | 857.8227 | 1188.7792 |  | 1592.7792 |  | 1966.7792 | 2337.7792
2024-05-05 |  | 985.9589 | 1188.7792 |  | 1592.7792 |  | 1966.7792 | 2337.7792
2024-05-06 |  | 977.5603 | 1188.7792 |  | 1592.7792 |  | 1966.7792 | 2337.7792
2024-05-07 |  | 1157.4432 | 1188.7792 |  | 1592.7792 |  | 1966.7792 | 2337.7792
2024-05-08 |  | 1293.0933 | 1188.7792 |  | 1592.7792 |  | 1966.7792 | 2337.7792
2024-05-09 |  | 1362.3523 | 1188.7792 |  | 1592.7792 |  | 1966.7792 | 2337.7792
2024-05-10 |  | 1268.4141 | 1188.7792 |  | 1592.7792 |  | 1966.7792 | 2337.7792
2024-05-11 |  | 967.1605 | 1188.7792 |  | 1592.7792 |  | 1966.7792 | 2337.7792
2024-05-12 |  | 1064.5544 | 1188.7792 |  | 1592.7792 |  | 1966.7792 | 2337.7792
2024-05-13 |  | 1167.1439 | 1188.7792 |  | 1592.7792 |  | 1966.7792 | 2337.7792
2024-05-14 |  | 1304.2284 | 1188.7792 |  | 1592.7792 |  | 1966.7792 | 2337.7792
2024-05-15 |  | 1528.0614 | 1188.7792 |  | 1592.7792 |  | 1966.7792 | 2337.7792
2024-05-16 |  | 1407.9845 | 1188.7792 |  | 1592.7792 |  | 1966.7792 | 2337.7792
2024-05-17 |  | 1367.1902 | 1188.7792 |  | 1592.7792 |  | 1966.7792 | 2337.7792
2024-05-18 |  | 1146.5349 | 1188.7792 |  | 1592.7792 |  | 1966.7792 | 2337.7792
2024-05-19 |  | 1151.5941 | 1188.7792 |  | 1592.7792 |  | 1966.7792 | 2337.7792
2024-05-20 |  | 1245.3681 | 1188.7792 |  | 1592.7792 |  | 1966.7792 | 2337.7792
2024-05-21 |  | 1271.7332 | 1188.7792 |  | 1592.7792 |  | 1966.7792 | 2337.7792
2024-05-22 |  | 1294.6921 | 1188.7792 |  | 1592.7792 |  | 1966.7792 | 2337.7792
2024-05-23 |  | 1596.0125 | 1188.7792 |  | 1592.7792 |  | 1966.7792 | 2337.7792
2024-05-24 |  | 1561.2935 | 1188.7792 |  | 1592.7792 |  | 1966.7792 | 2337.7792
2024-05-25 |  | 1448.6133 | 1188.7792 |  | 1592.7792 |  | 1966.7792 | 2337.7792
2024-05-26 |  | 1506.8454 | 1188.7792 |  | 1592.7792 |  | 1966.7792 | 2337.7792
2024-05-27 |  | 1707.2184 | 1188.7792 |  | 1592.7792 |  | 1966.7792 | 2337.7792
2024-05-28 |  | 1727.2841 | 1188.7792 |  | 1592.7792 |  | 1966.7792 | 2337.7792
2024-05-29 |  | 1349.0741 | 1188.7792 |  | 1592.7792 |  | 1966.7792 | 2337.7792
2024-05-30 |  | 1228.7603 | 1188.7792 |  | 1592.7792 |  | 1966.7792 | 2337.7792
2024-05-31 |  | 1353.2742 | 1188.7792 |  | 1592.7792 |  | 1966.7792 | 2337.7792
2024-06-01 |  | 1195.693 | 1188.7792 |  | 1592.7792 |  | 1966.7792 | 2337.7792
2024-06-02 |  | 1294.5173 | 1188.7792 |  | 1592.7792 |  | 1966.7792 | 2337.7792
2024-06-03 |  | 1810.4236 | 1188.7792 |  | 1592.7792 |  | 1966.7792 | 2337.7792
2024-06-04 |  | 1919.9914 | 1188.7792 |  | 1592.7792 |  | 1966.7792 | 2337.7792
2024-06-05 |  | 1800.406 | 1188.7792 |  | 1592.7792 |  | 1966.7792 | 2337.7792
2024-06-06 |  | 1826.8606 | 1188.7792 |  | 1592.7792 |  | 1966.7792 | 2337.7792
2024-06-07 |  | 1651.3031 | 1188.7792 |  | 1592.7792 |  | 1966.7792 | 2337.7792
2024-06-08 |  | 1244.9933 | 1188.7792 |  | 1592.7792 |  | 1966.7792 | 2337.7792
2024-06-09 |  | 1220.0236 | 1188.7792 |  | 1592.7792 |  | 1966.7792 | 2337.7792
2024-06-10 |  | 1119.0054 | 1188.7792 |  | 1592.7792 |  | 1966.7792 | 2337.7792
2024-06-11 |  | 1439.3398 | 1188.7792 |  | 1592.7792 |  | 1966.7792 | 2337.7792
2024-06-12 |  | 1632.7291 | 1188.7792 |  | 1592.7792 |  | 1966.7792 | 2337.7792
2024-06-13 |  | 1626.077 | 1188.7792 |  | 1592.7792 |  | 1966.7792 | 2337.7792
2024-06-14 |  | 1593.7651 | 1188.7792 |  | 1592.7792 |  | 1966.7792 | 2337.7792
2024-06-15 |  | 1313.7331 | 1188.7792 |  | 1592.7792 |  | 1966.7792 | 2337.7792
2024-06-16 |  | 1346.7194 | 1188.7792 |  | 1592.7792 |  | 1966.7792 | 2337.7792
2024-06-17 |  | 1549.6789 | 1188.7792 |  | 1592.7792 |  | 1966.7792 | 2337.7792
2024-06-18 |  | 1538.6532 | 1188.7792 |  | 1592.7792 |  | 1966.7792 | 2337.7792
2024-06-19 |  | 1535.4898 | 1188.7792 |  | 1592.7792 |  | 1966.7792 | 2337.7792
2024-06-20 |  | 1680.8006 | 1188.7792 |  | 1592.7792 |  | 1966.7792 | 2337.7792
2024-06-21 |  | 1803.988 | 1188.7792 |  | 1592.7792 |  | 1966.7792 | 2337.7792
2024-06-22 |  | 1683.6958 | 1188.7792 |  | 1592.7792 |  | 1966.7792 | 2337.7792
2024-06-23 |  | 1616.7608 | 1188.7792 |  | 1592.7792 |  | 1966.7792 | 2337.7792
2024-06-24 |  | 1656.1399 | 1188.7792 |  | 1592.7792 |  | 1966.7792 | 2337.7792
2024-06-25 |  | 1387.7127 | 1188.7792 |  | 1592.7792 |  | 1966.7792 | 2337.7792
2024-06-26 |  | 1427.5896 | 1188.7792 |  | 1592.7792 |  | 1966.7792 | 2337.7792
2024-06-27 |  | 1524.1243 | 1188.7792 |  | 1592.7792 |  | 1966.7792 | 2337.7792
2024-06-28 |  | 1446.0337 | 1188.7792 |  | 1592.7792 |  | 1966.7792 | 2337.7792
2024-06-29 |  | 1432.8619 | 1188.7792 |  | 1592.7792 |  | 1966.7792 | 2337.7792
2024-06-30 |  | 1407.866 | 1188.7792 |  | 1592.7792 |  | 1966.7792 | 2337.7792
2024-07-01 |  | 1806.3819 | 1188.7792 |  | 1592.7792 |  | 1966.7792 | 2337.7792
2024-07-02 |  | 1794.8202 | 1188.7792 |  | 1592.7792 |  | 1966.7792 | 2337.7792
2024-07-03 |  | 1796.2761 | 1188.7792 |  | 1592.7792 |  | 1966.7792 | 2337.7792
2024-07-04 |  | 1724.7569 | 1188.7792 |  | 1592.7792 |  | 1966.7792 | 2337.7792
2024-07-05 |  | 1585.5775 | 1188.7792 |  | 1592.7792 |  | 1966.7792 | 2337.7792
2024-07-06 |  | 1418.2245 | 1188.7792 |  | 1592.7792 |  | 1966.7792 | 2337.7792
2024-07-07 |  | 1702.0639 | 1188.7792 |  | 1592.7792 |  | 1966.7792 | 2337.7792
2024-07-08 |  | 1540.9129 | 1188.7792 |  | 1592.7792 |  | 1966.7792 | 2337.7792
2024-07-09 |  | 1531.0331 | 1188.7792 |  | 1592.7792 |  | 1966.7792 | 2337.7792
2024-07-10 |  | 1560.5766 | 1188.7792 |  | 1592.7792 |  | 1966.7792 | 2337.7792
2024-07-11 |  | 1516.7511 | 1188.7792 |  | 1592.7792 |  | 1966.7792 | 2337.7792
2024-07-12 |  | 1472.9189 | 1188.7792 |  | 1592.7792 |  | 1966.7792 | 2337.7792
2024-07-13 |  | 1662.2241 | 1188.7792 |  | 1592.7792 |  | 1966.7792 | 2337.7792
2024-07-14 |  | 1702.7302 | 1188.7792 |  | 1592.7792 |  | 1966.7792 | 2337.7792
2024-07-15 |  | 2007.3899 | 1188.7792 |  | 1592.7792 |  | 1966.7792 | 2337.7792
2024-07-16 |  | 1749.0017 | 1188.7792 |  | 1592.7792 |  | 1966.7792 | 2337.7792
2024-07-17 |  | 1647.1718 | 1188.7792 |  | 1592.7792 |  | 1966.7792 | 2337.7792
2024-07-18 |  | 1675.1171 | 1188.7792 |  | 1592.7792 |  | 1966.7792 | 2337.7792
2024-07-19 |  | 1692.1861 | 1188.7792 |  | 1592.7792 |  | 1966.7792 | 2337.7792
2024-07-20 |  | 1843.9808 | 1188.7792 |  | 1592.7792 |  | 1966.7792 | 2337.7792
2024-07-21 |  | 1853.0976 | 1188.7792 |  | 1592.7792 |  | 1966.7792 | 2337.7792
2024-07-22 |  | 1742.9254 | 1188.7792 |  | 1592.7792 |  | 1966.7792 | 2337.7792
2024-07-23 |  | 1718.1303 | 1188.7792 |  | 1592.7792 |  | 1966.7792 | 2337.7792
2024-07-24 |  | 1544.2363 | 1188.7792 |  | 1592.7792 |  | 1966.7792 | 2337.7792
2024-07-25 |  | 1462.9864 | 1188.7792 |  | 1592.7792 |  | 1966.7792 | 2337.7792
2024-07-26 |  | 1465.3658 | 1188.7792 |  | 1592.7792 |  | 1966.7792 | 2337.7792
2024-07-27 |  | 1654.5885 | 1188.7792 |  | 1592.7792 |  | 1966.7792 | 2337.7792
2024-07-28 |  | 1688.5927 | 1188.7792 |  | 1592.7792 |  | 1966.7792 | 2337.7792
2024-07-29 |  | 1548.2889 | 1188.7792 |  | 1592.7792 |  | 1966.7792 | 2337.7792
2024-07-30 |  | 1553.5137 | 1188.7792 |  | 1592.7792 |  | 1966.7792 | 2337.7792
2024-07-31 |  | 1680.3245 | 1188.7792 |  | 1592.7792 |  | 1966.7792 | 2337.7792
2024-08-01 |  | 1475.4108 | 1188.7792 |  | 1592.7792 |  | 1966.7792 | 2337.7792
2024-08-02 |  | 1471.1036 | 1188.7792 |  | 1592.7792 |  | 1966.7792 | 2337.7792
2024-08-03 |  | 1557.408 | 1188.7792 |  | 1592.7792 |  | 1966.7792 | 2337.7792
2024-08-04 |  | 1978.0946 | 1188.7792 |  | 1592.7792 |  | 1966.7792 | 2337.7792
2024-08-05 |  | 2090.6819 | 1188.7792 |  | 1592.7792 |  | 1966.7792 | 2337.7792
2024-08-06 |  | 2031.1079 | 1188.7792 |  | 1592.7792 |  | 1966.7792 | 2337.7792
2024-08-07 |  | 1802.0994 | 1188.7792 |  | 1592.7792 |  | 1966.7792 | 2337.7792
2024-08-08 |  | 1811.4916 | 1188.7792 |  | 1592.7792 |  | 1966.7792 | 2337.7792
2024-08-09 |  | 1693.9638 | 1188.7792 |  | 1592.7792 |  | 1966.7792 | 2337.7792
2024-08-10 |  | 1471.0902 | 1188.7792 |  | 1592.7792 |  | 1966.7792 | 2337.7792
2024-08-11 |  | 1558.8894 | 1188.7792 |  | 1592.7792 |  | 1966.7792 | 2337.7792
2024-08-12 |  | 1884.93 | 1188.7792 |  | 1592.7792 |  | 1966.7792 | 2337.7792
2024-08-13 |  | 1921.3414 | 1188.7792 |  | 1592.7792 |  | 1966.7792 | 2337.7792
2024-08-14 |  | 1735.7835 | 1188.7792 |  | 1592.7792 |  | 1966.7792 | 2337.7792
2024-08-15 |  | 1640.0496 | 1188.7792 |  | 1592.7792 |  | 1966.7792 | 2337.7792
2024-08-16 |  | 1485.2372 | 1188.7792 |  | 1592.7792 |  | 1966.7792 | 2337.7792
2024-08-17 |  | 1311.6708 | 1188.7792 |  | 1592.7792 |  | 1966.7792 | 2337.7792
2024-08-18 |  | 1585.9667 | 1188.7792 |  | 1592.7792 |  | 1966.7792 | 2337.7792
2024-08-19 |  | 1759.2685 | 1188.7792 |  | 1592.7792 |  | 1966.7792 | 2337.7792
2024-08-20 |  | 1714.2814 | 1188.7792 |  | 1592.7792 |  | 1966.7792 | 2337.7792
2024-08-21 |  | 1475.9288 | 1188.7792 |  | 1592.7792 |  | 1966.7792 | 2337.7792
2024-08-22 |  | 1348.5297 | 1188.7792 |  | 1592.7792 |  | 1966.7792 | 2337.7792
2024-08-23 |  | 994.974 | 1188.7792 |  | 1592.7792 |  | 1966.7792 | 2337.7792
2024-08-24 |  | 1096.0438 | 1188.7792 |  | 1592.7792 |  | 1966.7792 | 2337.7792
2024-08-25 |  | 1410.2497 | 1188.7792 |  | 1592.7792 |  | 1966.7792 | 2337.7792
2024-08-26 |  | 1459.068 | 1188.7792 |  | 1592.7792 |  | 1966.7792 | 2337.7792
2024-08-27 |  | 1402.7166 | 1188.7792 |  | 1592.7792 |  | 1966.7792 | 2337.7792
2024-08-28 |  | 1582.9815 | 1188.7792 |  | 1592.7792 |  | 1966.7792 | 2337.7792
2024-08-29 |  | 1633.6172 | 1188.7792 |  | 1592.7792 |  | 1966.7792 | 2337.7792
2024-08-30 |  | 1622.8028 | 1188.7792 |  | 1592.7792 |  | 1966.7792 | 2337.7792
2024-08-31 |  | 1375.0408 | 1188.7792 |  | 1592.7792 |  | 1966.7792 | 2337.7792
2024-09-01 |  | 1471.52 | 1188.7792 |  | 1592.7792 |  | 1966.7792 | 2337.7792
2024-09-02 |  | 1440.8667 | 1188.7792 |  | 1592.7792 |  | 1966.7792 | 2337.7792
2024-09-03 |  | 1389.253 | 1188.7792 |  | 1592.7792 |  | 1966.7792 | 2337.7792
2024-09-04 |  | 1491.1755 | 1188.7792 |  | 1592.7792 |  | 1966.7792 | 2337.7792
2024-09-05 |  | 1530.8546 | 1188.7792 |  | 1592.7792 |  | 1966.7792 | 2337.7792
2024-09-06 |  | 1435.1369 | 1188.7792 |  | 1592.7792 |  | 1966.7792 | 2337.7792
2024-09-07 |  | 1425.4418 | 1188.7792 |  | 1592.7792 |  | 1966.7792 | 2337.7792
2024-09-08 |  | 1567.0633 | 1188.7792 |  | 1592.7792 |  | 1966.7792 | 2337.7792
2024-09-09 |  | 1453.7955 | 1188.7792 |  | 1592.7792 |  | 1966.7792 | 2337.7792
2024-09-10 |  | 1355.7941 | 1188.7792 |  | 1592.7792 |  | 1966.7792 | 2337.7792
2024-09-11 |  | 1278.6024 | 1188.7792 |  | 1592.7792 |  | 1966.7792 | 2337.7792
2024-09-12 |  | 1130.2818 | 1188.7792 |  | 1592.7792 |  | 1966.7792 | 2337.7792
2024-09-13 |  | 961.1046 | 1188.7792 |  | 1592.7792 |  | 1966.7792 | 2337.7792
2024-09-14 |  | 910.3972 | 1188.7792 |  | 1592.7792 |  | 1966.7792 | 2337.7792
2024-09-15 |  | 933.2581 | 1188.7792 |  | 1592.7792 |  | 1966.7792 | 2337.7792
2024-09-16 |  | 1134.3651 | 1188.7792 |  | 1592.7792 |  | 1966.7792 | 2337.7792
2024-09-17 |  | 1243.8212 | 1188.7792 |  | 1592.7792 |  | 1966.7792 | 2337.7792
2024-09-18 |  | 1283.1845 | 1188.7792 |  | 1592.7792 |  | 1966.7792 | 2337.7792
2024-09-19 |  | 1310.5956 | 1188.7792 |  | 1592.7792 |  | 1966.7792 | 2337.7792
2024-09-20 |  | 1033.0576 | 1188.7792 |  | 1592.7792 |  | 1966.7792 | 2337.7792
2024-09-21 |  | 853.6804 | 1188.7792 |  | 1592.7792 |  | 1966.7792 | 2337.7792
2024-09-22 |  | 1193.8165 | 1188.7792 |  | 1592.7792 |  | 1966.7792 | 2337.7792
2024-09-23 |  | 1440.441 | 1188.7792 |  | 1592.7792 |  | 1966.7792 | 2337.7792
2024-09-24 |  | 1440.0838 | 1188.7792 |  | 1592.7792 |  | 1966.7792 | 2337.7792
2024-09-25 |  | 1402.1638 | 1188.7792 |  | 1592.7792 |  | 1966.7792 | 2337.7792
2024-09-26 |  | 1244.1968 | 1188.7792 |  | 1592.7792 |  | 1966.7792 | 2337.7792
2024-09-27 |  | 1045.7898 | 1188.7792 |  | 1592.7792 |  | 1966.7792 | 2337.7792
2024-09-28 |  | 908.3112 | 1188.7792 |  | 1592.7792 |  | 1966.7792 | 2337.7792
2024-09-29 |  | 1022.4138 | 1188.7792 |  | 1592.7792 |  | 1966.7792 | 2337.7792
2024-09-30 |  | 1104.6341 | 1188.7792 |  | 1592.7792 |  | 1966.7792 | 2337.7792
2024-10-01 |  | 1098.0678 | 1188.7792 |  | 1592.7792 |  | 1966.7792 | 2337.7792
2024-10-02 |  | 964.8405 | 1188.7792 |  | 1592.7792 |  | 1966.7792 | 2337.7792
2024-10-03 |  | 803.693 | 1188.7792 |  | 1592.7792 |  | 1966.7792 | 2337.7792
2024-10-04 |  | 683.4759 | 1188.7792 |  | 1592.7792 |  | 1966.7792 | 2337.7792
2024-10-05 |  | 670.7083 | 1188.7792 |  | 1592.7792 |  | 1966.7792 | 2337.7792
2024-10-06 |  | 698.6881 | 1188.7792 |  | 1592.7792 |  | 1966.7792 | 2337.7792
2024-10-07 |  | 747.9733 | 1188.7792 |  | 1592.7792 |  | 1966.7792 | 2337.7792
2024-10-08 |  | 890.4847 | 1188.7792 |  | 1592.7792 |  | 1966.7792 | 2337.7792
2024-10-09 |  | 853.6015 | 1188.7792 |  | 1592.7792 |  | 1966.7792 | 2337.7792
2024-10-10 |  | 706.1231 | 1188.7792 |  | 1592.7792 |  | 1966.7792 | 2337.7792
2024-10-11 |  | 617.0608 | 1188.7792 |  | 1592.7792 |  | 1966.7792 | 2337.7792
2024-10-12 |  | 675.7506 | 1188.7792 |  | 1592.7792 |  | 1966.7792 | 2337.7792
2024-10-13 |  | 905.6249 | 1188.7792 |  | 1592.7792 |  | 1966.7792 | 2337.7792
2024-10-14 |  | 850.1199 | 1188.7792 |  | 1592.7792 |  | 1966.7792 | 2337.7792
2024-10-15 |  | 744.8289 | 1188.7792 |  | 1592.7792 |  | 1966.7792 | 2337.7792
2024-10-16 |  | 709.7484 | 1188.7792 |  | 1592.7792 |  | 1966.7792 | 2337.7792
2024-10-17 |  | 712.3367 | 1188.7792 |  | 1592.7792 |  | 1966.7792 | 2337.7792
2024-10-18 |  | 664.1339 | 1188.7792 |  | 1592.7792 |  | 1966.7792 | 2337.7792
2024-10-19 |  | 680.8051 | 1188.7792 |  | 1592.7792 |  | 1966.7792 | 2337.7792
2024-10-20 |  | 710.3553 | 1188.7792 |  | 1592.7792 |  | 1966.7792 | 2337.7792
2024-10-21 |  | 700.0831 | 1188.7792 |  | 1592.7792 |  | 1966.7792 | 2337.7792
2024-10-22 |  | 837.7757 | 1188.7792 |  | 1592.7792 |  | 1966.7792 | 2337.7792
2024-10-23 |  | 955.8258 | 1188.7792 |  | 1592.7792 |  | 1966.7792 | 2337.7792
2024-10-24 |  | 907.29 | 1188.7792 |  | 1592.7792 |  | 1966.7792 | 2337.7792
2024-10-25 |  | 736.3429 | 1188.7792 |  | 1592.7792 |  | 1966.7792 | 2337.7792
2024-10-26 |  | 690.1681 | 1188.7792 |  | 1592.7792 |  | 1966.7792 | 2337.7792
2024-10-27 |  | 905.8694 | 1188.7792 |  | 1592.7792 |  | 1966.7792 | 2337.7792
2024-10-28 |  | 860.6098 | 1188.7792 |  | 1592.7792 |  | 1966.7792 | 2337.7792
2024-10-29 |  | 822.5723 | 1188.7792 |  | 1592.7792 |  | 1966.7792 | 2337.7792
2024-10-30 |  | 822.8636 | 1188.7792 |  | 1592.7792 |  | 1966.7792 | 2337.7792
2024-10-31 |  | 838.3648 | 1188.7792 |  | 1592.7792 |  | 1966.7792 | 2337.7792
2024-11-01 |  | 669.8261 | 1188.7792 |  | 1592.7792 |  | 1966.7792 | 2337.7792
2024-11-02 |  | 632.0457 | 1188.7792 |  | 1592.7792 |  | 1966.7792 | 2337.7792
2024-11-03 |  | 816.6774 | 1188.7792 |  | 1592.7792 |  | 1966.7792 | 2337.7792
2024-11-04 |  | 775.3834 | 1188.7792 |  | 1592.7792 |  | 1966.7792 | 2337.7792
2024-11-05 |  | 765.7129 | 1188.7792 |  | 1592.7792 |  | 1966.7792 | 2337.7792
2024-11-06 |  | 741.6159 | 1188.7792 |  | 1592.7792 |  | 1966.7792 | 2337.7792
2024-11-07 |  | 815.9645 | 1188.7792 |  | 1592.7792 |  | 1966.7792 | 2337.7792
2024-11-08 |  | 765.7426 | 1188.7792 |  | 1592.7792 |  | 1966.7792 | 2337.7792
2024-11-09 |  | 694.9911 | 1188.7792 |  | 1592.7792 |  | 1966.7792 | 2337.7792
2024-11-10 |  | 746.2117 | 1188.7792 |  | 1592.7792 |  | 1966.7792 | 2337.7792
2024-11-11 |  | 871.2893 | 1188.7792 |  | 1592.7792 |  | 1966.7792 | 2337.7792
2024-11-12 |  | 847.0333 | 1188.7792 |  | 1592.7792 |  | 1966.7792 | 2337.7792
2024-11-13 |  | 810.3635 | 1188.7792 |  | 1592.7792 |  | 1966.7792 | 2337.7792
2024-11-14 |  | 807.9774 | 1188.7792 |  | 1592.7792 |  | 1966.7792 | 2337.7792
2024-11-15 |  | 735.7839 | 1188.7792 |  | 1592.7792 |  | 1966.7792 | 2337.7792
2024-11-16 |  | 722.0406 | 1188.7792 |  | 1592.7792 |  | 1966.7792 | 2337.7792
2024-11-17 |  | 752.3362 | 1188.7792 |  | 1592.7792 |  | 1966.7792 | 2337.7792
2024-11-18 |  | 734.878 | 1188.7792 |  | 1592.7792 |  | 1966.7792 | 2337.7792
2024-11-19 |  | 711.0558 | 1188.7792 |  | 1592.7792 |  | 1966.7792 | 2337.7792
2024-11-20 |  | 709.5788 | 1188.7792 |  | 1592.7792 |  | 1966.7792 | 2337.7792
2024-11-21 |  | 710.9012 | 1188.7792 |  | 1592.7792 |  | 1966.7792 | 2337.7792
2024-11-22 |  | 758.7105 | 1188.7792 |  | 1592.7792 |  | 1966.7792 | 2337.7792
2024-11-23 |  | 693.1728 | 1188.7792 |  | 1592.7792 |  | 1966.7792 | 2337.7792
2024-11-24 |  | 789.1492 | 1188.7792 |  | 1592.7792 |  | 1966.7792 | 2337.7792
2024-11-25 |  | 769.8775 | 1188.7792 |  | 1592.7792 |  | 1966.7792 | 2337.7792
2024-11-26 |  | 737.5099 | 1188.7792 |  | 1592.7792 |  | 1966.7792 | 2337.7792
2024-11-27 |  | 823.562 | 1188.7792 |  | 1592.7792 |  | 1966.7792 | 2337.7792
2024-11-28 |  | 815.6453 | 1188.7792 |  | 1592.7792 |  | 1966.7792 | 2337.7792
2024-11-29 |  | 677.9882 | 1188.7792 |  | 1592.7792 |  | 1966.7792 | 2337.7792
2024-11-30 |  | 685.5596 | 1188.7792 |  | 1592.7792 |  | 1966.7792 | 2337.7792
2024-12-01 |  | 723.0973 | 1188.7792 |  | 1592.7792 |  | 1966.7792 | 2337.7792
2024-12-02 |  | 787.9279 | 1188.7792 |  | 1592.7792 |  | 1966.7792 | 2337.7792
2024-12-03 |  | 887.9598 | 1188.7792 |  | 1592.7792 |  | 1966.7792 | 2337.7792
2024-12-04 |  | 889.9217 | 1188.7792 |  | 1592.7792 |  | 1966.7792 | 2337.7792
2024-12-05 |  | 712.2874 | 1188.7792 |  | 1592.7792 |  | 1966.7792 | 2337.7792
2024-12-06 |  | 625.2505 | 1188.7792 |  | 1592.7792 |  | 1966.7792 | 2337.7792
2024-12-07 |  | 596.4372 | 1188.7792 |  | 1592.7792 |  | 1966.7792 | 2337.7792
2024-12-08 |  | 654.3215 | 1188.7792 |  | 1592.7792 |  | 1966.7792 | 2337.7792
2024-12-09 |  | 692.1348 | 1188.7792 |  | 1592.7792 |  | 1966.7792 | 2337.7792
2024-12-10 |  | 685.5595 | 1188.7792 |  | 1592.7792 |  | 1966.7792 | 2337.7792
2024-12-11 |  | 681.6371 | 1188.7792 |  | 1592.7792 |  | 1966.7792 | 2337.7792
2024-12-12 |  | 741.5174 | 1188.7792 |  | 1592.7792 |  | 1966.7792 | 2337.7792
2024-12-13 |  | 685.0697 | 1188.7792 |  | 1592.7792 |  | 1966.7792 | 2337.7792
2024-12-14 |  | 635.5931 | 1188.7792 |  | 1592.7792 |  | 1966.7792 | 2337.7792
2024-12-15 |  | 710.8839 | 1188.7792 |  | 1592.7792 |  | 1966.7792 | 2337.7792
2024-12-16 |  | 716.425 | 1188.7792 |  | 1592.7792 |  | 1966.7792 | 2337.7792
2024-12-17 |  | 705.462 | 1188.7792 |  | 1592.7792 |  | 1966.7792 | 2337.7792
2024-12-18 |  | 705.1224 | 1188.7792 |  | 1592.7792 |  | 1966.7792 | 2337.7792
2024-12-19 |  | 632.4587 | 1188.7792 |  | 1592.7792 |  | 1966.7792 | 2337.7792
2024-12-20 |  | 557.7573 | 1188.7792 |  | 1592.7792 |  | 1966.7792 | 2337.7792
2024-12-21 |  | 581.8735 | 1188.7792 |  | 1592.7792 |  | 1966.7792 | 2337.7792
2024-12-22 |  | 696.1188 | 1188.7792 |  | 1592.7792 |  | 1966.7792 | 2337.7792
2024-12-23 |  | 693.5287 | 1188.7792 |  | 1592.7792 |  | 1966.7792 | 2337.7792
2024-12-24 |  | 618.9058 | 1188.7792 |  | 1592.7792 |  | 1966.7792 | 2337.7792
2024-12-25 |  | 476.8102 | 1188.7792 |  | 1592.7792 |  | 1966.7792 | 2337.7792
2024-12-26 |  | 533.4372 | 1188.7792 |  | 1592.7792 |  | 1966.7792 | 2337.7792
2024-12-27 |  | 557.9069 | 1188.7792 |  | 1592.7792 |  | 1966.7792 | 2337.7792
2024-12-28 |  | 560.4733 | 1188.7792 |  | 1592.7792 |  | 1966.7792 | 2337.7792
2024-12-29 |  | 579.6812 | 1188.7792 |  | 1592.7792 |  | 1966.7792 | 2337.7792
2024-12-30 |  | 596.5129 | 1188.7792 |  | 1592.7792 |  | 1966.7792 | 2337.7792
2024-12-31 |  | 573.8415 | 1188.7792 |  | 1592.7792 |  | 1966.7792 | 2337.7792
2025-01-01 |  | 533.2991
2025-01-02 |  | 703.6586 | 1032.3116 |  | 1436.3116 |  | 1893.3116 | 2264.3116
2025-01-03 |  | 613.7929 | 1032.3116 |  | 1436.3116 |  | 1893.3116 | 2264.3116
2025-01-04 |  | 535.0195 | 1032.3116 |  | 1436.3116 |  | 1893.3116 | 2264.3116
2025-01-05 |  | 553.2119 | 1032.3116 |  | 1436.3116 |  | 1893.3116 | 2264.3116
2025-01-06 |  | 641.8939 | 1032.3116 |  | 1436.3116 |  | 1893.3116 | 2264.3116
2025-01-07 |  | 644.3819 | 1032.3116 |  | 1436.3116 |  | 1893.3116 | 2264.3116
2025-01-08 |  | 930.0862 | 1032.3116 |  | 1436.3116 |  | 1893.3116 | 2264.3116
2025-01-09 |  | 696.698 | 1032.3116 |  | 1436.3116 |  | 1893.3116 | 2264.3116
2025-01-10 |  | 770.595 | 1032.3116 |  | 1436.3116 |  | 1893.3116 | 2264.3116
2025-01-11 |  | 600.8472 | 1032.3116 |  | 1436.3116 |  | 1893.3116 | 2264.3116
2025-01-12 |  | 592.8911 | 1032.3116 |  | 1436.3116 |  | 1893.3116 | 2264.3116
2025-01-13 |  | 689.7354 | 1032.3116 |  | 1436.3116 |  | 1893.3116 | 2264.3116
2025-01-14 |  | 678.3146 | 1032.3116 |  | 1436.3116 |  | 1893.3116 | 2264.3116
2025-01-15 |  | 744.9472 | 1032.3116 |  | 1436.3116 |  | 1893.3116 | 2264.3116
2025-01-16 |  | 763.7281 | 1032.3116 |  | 1436.3116 |  | 1893.3116 | 2264.3116
2025-01-17 |  | 660.2885 | 1032.3116 |  | 1436.3116 |  | 1893.3116 | 2264.3116
2025-01-18 |  | 569.5408 | 1032.3116 |  | 1436.3116 |  | 1893.3116 | 2264.3116
2025-01-19 |  | 596.3007 | 1032.3116 |  | 1436.3116 |  | 1893.3116 | 2264.3116
2025-01-20 |  | 705.0829 | 1032.3116 |  | 1436.3116 |  | 1893.3116 | 2264.3116
2025-01-21 |  | 683.8051 | 1032.3116 |  | 1436.3116 |  | 1893.3116 | 2264.3116
2025-01-22 |  | 702.5086 | 1032.3116 |  | 1436.3116 |  | 1893.3116 | 2264.3116
2025-01-23 |  | 867.4531 | 1032.3116 |  | 1436.3116 |  | 1893.3116 | 2264.3116
2025-01-24 |  | 925.1349 | 1032.3116 |  | 1436.3116 |  | 1893.3116 | 2264.3116
2025-01-25 |  | 578.9741 | 1032.3116 |  | 1436.3116 |  | 1893.3116 | 2264.3116
2025-01-26 |  | 605.6849 | 1032.3116 |  | 1436.3116 |  | 1893.3116 | 2264.3116
2025-01-27 |  | 649.6621 | 1032.3116 |  | 1436.3116 |  | 1893.3116 | 2264.3116
2025-01-28 |  | 754.0759 | 1032.3116 |  | 1436.3116 |  | 1893.3116 | 2264.3116
2025-01-29 |  | 746.4414 | 1032.3116 |  | 1436.3116 |  | 1893.3116 | 2264.3116
2025-01-30 |  | 752.504 | 1032.3116 |  | 1436.3116 |  | 1893.3116 | 2264.3116
2025-01-31 |  | 701.2005 | 1032.3116 |  | 1436.3116 |  | 1893.3116 | 2264.3116
2025-02-01 |  | 636.9288 | 1032.3116 |  | 1436.3116 |  | 1893.3116 | 2264.3116
2025-02-02 |  | 642.5552 | 1032.3116 |  | 1436.3116 |  | 1893.3116 | 2264.3116
2025-02-03 |  | 724.2531 | 1032.3116 |  | 1436.3116 |  | 1893.3116 | 2264.3116
2025-02-04 |  | 705.1204 | 1032.3116 |  | 1436.3116 |  | 1893.3116 | 2264.3116
2025-02-05 |  | 721.0608 | 1032.3116 |  | 1436.3116 |  | 1893.3116 | 2264.3116
2025-02-06 |  | 698.9863 | 1032.3116 |  | 1436.3116 |  | 1893.3116 | 2264.3116
2025-02-07 |  | 738.7533 | 1032.3116 |  | 1436.3116 |  | 1893.3116 | 2264.3116
2025-02-08 |  | 562.5299 | 1032.3116 |  | 1436.3116 |  | 1893.3116 | 2264.3116
2025-02-09 |  | 579.4377 | 1032.3116 |  | 1436.3116 |  | 1893.3116 | 2264.3116
2025-02-10 |  | 679.2547 | 1032.3116 |  | 1436.3116 |  | 1893.3116 | 2264.3116
2025-02-11 |  | 692.8222 | 1032.3116 |  | 1436.3116 |  | 1893.3116 | 2264.3116
2025-02-12 |  | 730.569 | 1032.3116 |  | 1436.3116 |  | 1893.3116 | 2264.3116
2025-02-13 |  | 687.5653 | 1032.3116 |  | 1436.3116 |  | 1893.3116 | 2264.3116
2025-02-14 |  | 660.9226 | 1032.3116 |  | 1436.3116 |  | 1893.3116 | 2264.3116
2025-02-15 |  | 647.1425 | 1032.3116 |  | 1436.3116 |  | 1893.3116 | 2264.3116
2025-02-16 |  | 590.1199 | 1032.3116 |  | 1436.3116 |  | 1893.3116 | 2264.3116
2025-02-17 |  | 685.0848 | 1032.3116 |  | 1436.3116 |  | 1893.3116 | 2264.3116
2025-02-18 |  | 709.9184 | 1032.3116 |  | 1436.3116 |  | 1893.3116 | 2264.3116
2025-02-19 |  | 707.497 | 1032.3116 |  | 1436.3116 |  | 1893.3116 | 2264.3116
2025-02-20 |  | 723.3381 | 1032.3116 |  | 1436.3116 |  | 1893.3116 | 2264.3116
2025-02-21 |  | 681.7473 | 1032.3116 |  | 1436.3116 |  | 1893.3116 | 2264.3116
2025-02-22 |  | 595.5116 | 1032.3116 |  | 1436.3116 |  | 1893.3116 | 2264.3116
2025-02-23 |  | 670.2608 | 1032.3116 |  | 1436.3116 |  | 1893.3116 | 2264.3116
2025-02-24 |  | 699.5509 | 1032.3116 |  | 1436.3116 |  | 1893.3116 | 2264.3116
2025-02-25 |  | 703.4302 | 1032.3116 |  | 1436.3116 |  | 1893.3116 | 2264.3116
2025-02-26 |  | 699.4831 | 1032.3116 |  | 1436.3116 |  | 1893.3116 | 2264.3116
2025-02-27 |  | 709.758 | 1032.3116 |  | 1436.3116 |  | 1893.3116 | 2264.3116
2025-02-28 |  | 689.3485 | 1032.3116 |  | 1436.3116 |  | 1893.3116 | 2264.3116
2025-03-01 |  | 594.3825 | 1032.3116 |  | 1436.3116 |  | 1893.3116 | 2264.3116
2025-03-02 |  | 627.0206 | 1032.3116 |  | 1436.3116 |  | 1893.3116 | 2264.3116
2025-03-03 |  | 718.3777 | 1032.3116 |  | 1436.3116 |  | 1893.3116 | 2264.3116
2025-03-04 |  | 679.1839 | 1032.3116 |  | 1436.3116 |  | 1893.3116 | 2264.3116
2025-03-05 |  | 680.7869 | 1032.3116 |  | 1436.3116 |  | 1893.3116 | 2264.3116
2025-03-06 |  | 751.1896 | 1032.3116 |  | 1436.3116 |  | 1893.3116 | 2264.3116
2025-03-07 |  | 715.5186 | 1032.3116 |  | 1436.3116 |  | 1893.3116 | 2264.3116
2025-03-08 |  | 624.6156 | 1032.3116 |  | 1436.3116 |  | 1893.3116 | 2264.3116
2025-03-09 |  | 605.9316 | 1032.3116 |  | 1436.3116 |  | 1893.3116 | 2264.3116
2025-03-10 |  | 663.7727 | 1032.3116 |  | 1436.3116 |  | 1893.3116 | 2264.3116
2025-03-11 |  | 730.4929 | 1032.3116 |  | 1436.3116 |  | 1893.3116 | 2264.3116
2025-03-12 |  | 738.471 | 1032.3116 |  | 1436.3116 |  | 1893.3116 | 2264.3116
2025-03-13 |  | 757.248 | 1032.3116 |  | 1436.3116 |  | 1893.3116 | 2264.3116
2025-03-14 |  | 751.0488 | 1032.3116 |  | 1436.3116 |  | 1893.3116 | 2264.3116
2025-03-15 |  | 638.2425 | 1032.3116 |  | 1436.3116 |  | 1893.3116 | 2264.3116
2025-03-16 |  | 673.1465 | 1032.3116 |  | 1436.3116 |  | 1893.3116 | 2264.3116
2025-03-17 |  | 736.2836 | 1032.3116 |  | 1436.3116 |  | 1893.3116 | 2264.3116
2025-03-18 |  | 700.9174 | 1032.3116 |  | 1436.3116 |  | 1893.3116 | 2264.3116
2025-03-19 |  | 706.7117 | 1032.3116 |  | 1436.3116 |  | 1893.3116 | 2264.3116
2025-03-20 |  | 706.2081 | 1032.3116 |  | 1436.3116 |  | 1893.3116 | 2264.3116
2025-03-21 |  | 731.9243 | 1032.3116 |  | 1436.3116 |  | 1893.3116 | 2264.3116
2025-03-22 |  | 658.1896 | 1032.3116 |  | 1436.3116 |  | 1893.3116 | 2264.3116
2025-03-23 |  | 628.7241 | 1032.3116 |  | 1436.3116 |  | 1893.3116 | 2264.3116
2025-03-24 |  | 717.6237 | 1032.3116 |  | 1436.3116 |  | 1893.3116 | 2264.3116
2025-03-25 |  | 851.2011 | 1032.3116 |  | 1436.3116 |  | 1893.3116 | 2264.3116
2025-03-26 |  | 787.9465 | 1032.3116 |  | 1436.3116 |  | 1893.3116 | 2264.3116
2025-03-27 |  | 984.6074 | 1032.3116 |  | 1436.3116 |  | 1893.3116 | 2264.3116
2025-03-28 |  | 949.5408 | 1032.3116 |  | 1436.3116 |  | 1893.3116 | 2264.3116
2025-03-29 |  | 764.5916 | 1032.3116 |  | 1436.3116 |  | 1893.3116 | 2264.3116
2025-03-30 |  | 723.0156 | 1032.3116 |  | 1436.3116 |  | 1893.3116 | 2264.3116
2025-03-31 |  | 775.1188 | 1032.3116 |  | 1436.3116 |  | 1893.3116 | 2264.3116
2025-04-01 |  | 799.8125 | 1032.3116 |  | 1436.3116 |  | 1893.3116 | 2264.3116
2025-04-02 |  | 743.2317 | 1032.3116 |  | 1436.3116 |  | 1893.3116 | 2264.3116
2025-04-03 |  | 789.3279 | 1032.3116 |  | 1436.3116 |  | 1893.3116 | 2264.3116
2025-04-04 |  | 919.837 | 1032.3116 |  | 1436.3116 |  | 1893.3116 | 2264.3116
2025-04-05 |  | 797.7347 | 1032.3116 |  | 1436.3116 |  | 1893.3116 | 2264.3116
2025-04-06 |  | 817.0567 | 1032.3116 |  | 1436.3116 |  | 1893.3116 | 2264.3116
2025-04-07 |  | 949.1014 | 1032.3116 |  | 1436.3116 |  | 1893.3116 | 2264.3116
2025-04-08 |  | 1038.0631 | 1032.3116 |  | 1436.3116 |  | 1893.3116 | 2264.3116
2025-04-09 |  | 999.8347 | 1032.3116 |  | 1436.3116 |  | 1893.3116 | 2264.3116
2025-04-10 |  | 985.2868 | 1032.3116 |  | 1436.3116 |  | 1893.3116 | 2264.3116
2025-04-11 |  | 928.2884 | 1032.3116 |  | 1436.3116 |  | 1893.3116 | 2264.3116
2025-04-12 |  | 758.2622 | 1032.3116 |  | 1436.3116 |  | 1893.3116 | 2264.3116
2025-04-13 |  | 798.3379 | 1032.3116 |  | 1436.3116 |  | 1893.3116 | 2264.3116
2025-04-14 |  | 928.8874 | 1032.3116 |  | 1436.3116 |  | 1893.3116 | 2264.3116
2025-04-15 |  | 842.7703 | 1032.3116 |  | 1436.3116 |  | 1893.3116 | 2264.3116
2025-04-16 |  | 786.6611 | 1032.3116 |  | 1436.3116 |  | 1893.3116 | 2264.3116
2025-04-17 |  | 981.5161 | 1032.3116 |  | 1436.3116 |  | 1893.3116 | 2264.3116
2025-04-18 |  | 754.148 | 1032.3116 |  | 1436.3116 |  | 1893.3116 | 2264.3116
2025-04-19 |  | 812.4411 | 1032.3116 |  | 1436.3116 |  | 1893.3116 | 2264.3116
2025-04-20 |  | 805.6345 | 1032.3116 |  | 1436.3116 |  | 1893.3116 | 2264.3116
2025-04-21 |  | 826.0529 | 1032.3116 |  | 1436.3116 |  | 1893.3116 | 2264.3116
2025-04-22 |  | 1180.2358 | 1032.3116 |  | 1436.3116 |  | 1893.3116 | 2264.3116
2025-04-23 |  | 1067.0066 | 1032.3116 |  | 1436.3116 |  | 1893.3116 | 2264.3116
2025-04-24 |  | 1039.4242 | 1032.3116 |  | 1436.3116 |  | 1893.3116 | 2264.3116
2025-04-25 |  | 1300.207 | 1032.3116 |  | 1436.3116 |  | 1893.3116 | 2264.3116
2025-04-26 |  | 975.8105 | 1032.3116 |  | 1436.3116 |  | 1893.3116 | 2264.3116
2025-04-27 |  | 1089.4477 | 1032.3116 |  | 1436.3116 |  | 1893.3116 | 2264.3116
2025-04-28 |  | 972.5193 | 1032.3116 |  | 1436.3116 |  | 1893.3116 | 2264.3116
2025-04-29 |  | 1272.0528 | 1032.3116 |  | 1436.3116 |  | 1893.3116 | 2264.3116
2025-04-30 |  | 1211.4018 | 1032.3116 |  | 1436.3116 |  | 1893.3116 | 2264.3116
2025-05-01 |  | 1169.5177 | 1032.3116 |  | 1436.3116 |  | 1893.3116 | 2264.3116
2025-05-02 |  | 993.3997 | 1032.3116 |  | 1436.3116 |  | 1893.3116 | 2264.3116
2025-05-03 |  | 864.0267 | 1032.3116 |  | 1436.3116 |  | 1893.3116 | 2264.3116
2025-05-04 |  | 1004.1973 | 1032.3116 |  | 1436.3116 |  | 1893.3116 | 2264.3116
2025-05-05 |  | 993.7051 | 1032.3116 |  | 1436.3116 |  | 1893.3116 | 2264.3116
2025-05-06 |  | 1134.6026 | 1032.3116 |  | 1436.3116 |  | 1893.3116 | 2264.3116
2025-05-07 |  | 1271.7566 | 1032.3116 |  | 1436.3116 |  | 1893.3116 | 2264.3116
2025-05-08 |  | 1347.6357 | 1032.3116 |  | 1436.3116 |  | 1893.3116 | 2264.3116
2025-05-09 |  | 1246.5255 | 1032.3116 |  | 1436.3116 |  | 1893.3116 | 2264.3116
2025-05-10 |  | 991.0986 | 1032.3116 |  | 1436.3116 |  | 1893.3116 | 2264.3116
2025-05-11 |  | 1065.4722 | 1032.3116 |  | 1436.3116 |  | 1893.3116 | 2264.3116
2025-05-12 |  | 1212.4099 | 1032.3116 |  | 1436.3116 |  | 1893.3116 | 2264.3116
2025-05-13 |  | 1332.1985 | 1032.3116 |  | 1436.3116 |  | 1893.3116 | 2264.3116
2025-05-14 |  | 1511.8912 | 1032.3116 |  | 1436.3116 |  | 1893.3116 | 2264.3116
2025-05-15 |  | 1373.2188 | 1032.3116 |  | 1436.3116 |  | 1893.3116 | 2264.3116
2025-05-16 |  | 1307.3023 | 1032.3116 |  | 1436.3116 |  | 1893.3116 | 2264.3116
2025-05-17 |  | 1117.574 | 1032.3116 |  | 1436.3116 |  | 1893.3116 | 2264.3116
2025-05-18 |  | 1112.2054 | 1032.3116 |  | 1436.3116 |  | 1893.3116 | 2264.3116
2025-05-19 |  | 1207.2962 | 1032.3116 |  | 1436.3116 |  | 1893.3116 | 2264.3116
2025-05-20 |  | 1251.9696 | 1032.3116 |  | 1436.3116 |  | 1893.3116 | 2264.3116
2025-05-21 |  | 1274.997 | 1032.3116 |  | 1436.3116 |  | 1893.3116 | 2264.3116
2025-05-22 |  | 1538.9388 | 1032.3116 |  | 1436.3116 |  | 1893.3116 | 2264.3116
2025-05-23 |  | 1503.8499 | 1032.3116 |  | 1436.3116 |  | 1893.3116 | 2264.3116
2025-05-24 |  | 1354.17 | 1032.3116 |  | 1436.3116 |  | 1893.3116 | 2264.3116
2025-05-25 |  | 1432.1092 | 1032.3116 |  | 1436.3116 |  | 1893.3116 | 2264.3116
2025-05-26 |  | 1630.5884 | 1032.3116 |  | 1436.3116 |  | 1893.3116 | 2264.3116
2025-05-27 |  | 1561.1074 | 1032.3116 |  | 1436.3116 |  | 1893.3116 | 2264.3116
2025-05-28 |  | 1331.4623 | 1032.3116 |  | 1436.3116 |  | 1893.3116 | 2264.3116
2025-05-29 |  | 1220.6692 | 1032.3116 |  | 1436.3116 |  | 1893.3116 | 2264.3116
2025-05-30 |  | 1330.3147 | 1032.3116 |  | 1436.3116 |  | 1893.3116 | 2264.3116
2025-05-31 |  | 1194.4673 | 1032.3116 |  | 1436.3116 |  | 1893.3116 | 2264.3116
2025-06-01 |  | 1293.3941 | 1032.3116 |  | 1436.3116 |  | 1893.3116 | 2264.3116
2025-06-02 |  | 1773.4624 | 1032.3116 |  | 1436.3116 |  | 1893.3116 | 2264.3116
2025-06-03 |  | 1871.7914 | 1032.3116 |  | 1436.3116 |  | 1893.3116 | 2264.3116
2025-06-04 |  | 1768.3007 | 1032.3116 |  | 1436.3116 |  | 1893.3116 | 2264.3116
2025-06-05 |  | 1765.8154 | 1032.3116 |  | 1436.3116 |  | 1893.3116 | 2264.3116
2025-06-06 |  | 1597.4846 | 1032.3116 |  | 1436.3116 |  | 1893.3116 | 2264.3116
2025-06-07 |  | 1217.9392 | 1032.3116 |  | 1436.3116 |  | 1893.3116 | 2264.3116
2025-06-08 |  | 1230.785 | 1032.3116 |  | 1436.3116 |  | 1893.3116 | 2264.3116
2025-06-09 |  | 1127.9882 | 1032.3116 |  | 1436.3116 |  | 1893.3116 | 2264.3116
2025-06-10 |  | 1454.8869 | 1032.3116 |  | 1436.3116 |  | 1893.3116 | 2264.3116
2025-06-11 |  | 1585.4752 | 1032.3116 |  | 1436.3116 |  | 1893.3116 | 2264.3116
2025-06-12 |  | 1525.8463 | 1032.3116 |  | 1436.3116 |  | 1893.3116 | 2264.3116
2025-06-13 |  | 1543.6291 | 1032.3116 |  | 1436.3116 |  | 1893.3116 | 2264.3116
2025-06-14 |  | 1306.2202 | 1032.3116 |  | 1436.3116 |  | 1893.3116 | 2264.3116
2025-06-15 |  | 1282.9695 | 1032.3116 |  | 1436.3116 |  | 1893.3116 | 2264.3116
2025-06-16 |  | 1439.6644 | 1032.3116 |  | 1436.3116 |  | 1893.3116 | 2264.3116
2025-06-17 |  | 1441.2417 | 1032.3116 |  | 1436.3116 |  | 1893.3116 | 2264.3116
2025-06-18 |  | 1515.0259 | 1032.3116 |  | 1436.3116 |  | 1893.3116 | 2264.3116
2025-06-19 |  | 1677.1386 | 1032.3116 |  | 1436.3116 |  | 1893.3116 | 2264.3116
2025-06-20 |  | 1791.5901 | 1032.3116 |  | 1436.3116 |  | 1893.3116 | 2264.3116
2025-06-21 |  | 1647.5903 | 1032.3116 |  | 1436.3116 |  | 1893.3116 | 2264.3116
2025-06-22 |  | 1568.3594 | 1032.3116 |  | 1436.3116 |  | 1893.3116 | 2264.3116
2025-06-23 |  | 1647.2716 | 1032.3116 |  | 1436.3116 |  | 1893.3116 | 2264.3116
2025-06-24 |  | 1343.3988 | 1032.3116 |  | 1436.3116 |  | 1893.3116 | 2264.3116
2025-06-25 |  | 1369.5392 | 1032.3116 |  | 1436.3116 |  | 1893.3116 | 2264.3116
2025-06-26 |  | 1482.3991 | 1032.3116 |  | 1436.3116 |  | 1893.3116 | 2264.3116
2025-06-27 |  | 1377.3806 | 1032.3116 |  | 1436.3116 |  | 1893.3116 | 2264.3116
2025-06-28 |  | 1403.2118 | 1032.3116 |  | 1436.3116 |  | 1893.3116 | 2264.3116
2025-06-29 |  | 1380.0623 | 1032.3116 |  | 1436.3116 |  | 1893.3116 | 2264.3116
2025-06-30 |  | 1631.7827 | 1032.3116 |  | 1436.3116 |  | 1893.3116 | 2264.3116
2025-07-01 |  | 1692.1787 | 1032.3116 |  | 1436.3116 |  | 1893.3116 | 2264.3116
2025-07-02 |  | 1760.9254 | 1032.3116 |  | 1436.3116 |  | 1893.3116 | 2264.3116
2025-07-03 |  | 1675.9167 | 1032.3116 |  | 1436.3116 |  | 1893.3116 | 2264.3116
2025-07-04 |  | 1575.3906 | 1032.3116 |  | 1436.3116 |  | 1893.3116 | 2264.3116
2025-07-05 |  | 1415.4827 | 1032.3116 |  | 1436.3116 |  | 1893.3116 | 2264.3116
2025-07-06 |  | 1672.454 | 1032.3116 |  | 1436.3116 |  | 1893.3116 | 2264.3116
2025-07-07 |  | 1523.0337 | 1032.3116 |  | 1436.3116 |  | 1893.3116 | 2264.3116
2025-07-08 |  | 1549.4431 | 1032.3116 |  | 1436.3116 |  | 1893.3116 | 2264.3116
2025-07-09 |  | 1547.831 | 1032.3116 |  | 1436.3116 |  | 1893.3116 | 2264.3116
2025-07-10 |  | 1507.721 | 1032.3116 |  | 1436.3116 |  | 1893.3116 | 2264.3116
2025-07-11 |  | 1475.7498 | 1032.3116 |  | 1436.3116 |  | 1893.3116 | 2264.3116
2025-07-12 |  | 1653.7661 | 1032.3116 |  | 1436.3116 |  | 1893.3116 | 2264.3116
2025-07-13 |  | 1652.4496 | 1032.3116 |  | 1436.3116 |  | 1893.3116 | 2264.3116
2025-07-14 |  | 1941.8912 | 1032.3116 |  | 1436.3116 |  | 1893.3116 | 2264.3116
2025-07-15 |  | 1743.5168 | 1032.3116 |  | 1436.3116 |  | 1893.3116 | 2264.3116
2025-07-16 |  | 1640.6124 | 1032.3116 |  | 1436.3116 |  | 1893.3116 | 2264.3116
2025-07-17 |  | 1682.9003 | 1032.3116 |  | 1436.3116 |  | 1893.3116 | 2264.3116
2025-07-18 |  | 1629.0432 | 1032.3116 |  | 1436.3116 |  | 1893.3116 | 2264.3116
2025-07-19 |  | 1772.0908 | 1032.3116 |  | 1436.3116 |  | 1893.3116 | 2264.3116
2025-07-20 |  | 1801.0176 | 1032.3116 |  | 1436.3116 |  | 1893.3116 | 2264.3116
2025-07-21 |  | 1648.4428 | 1032.3116 |  | 1436.3116 |  | 1893.3116 | 2264.3116
2025-07-22 |  | 1637.3945 | 1032.3116 |  | 1436.3116 |  | 1893.3116 | 2264.3116
2025-07-23 |  | 1492.4667 | 1032.3116 |  | 1436.3116 |  | 1893.3116 | 2264.3116
2025-07-24 |  | 1450.2546 | 1032.3116 |  | 1436.3116 |  | 1893.3116 | 2264.3116
2025-07-25 |  | 1426.8804 | 1032.3116 |  | 1436.3116 |  | 1893.3116 | 2264.3116
2025-07-26 |  | 1622.1061 | 1032.3116 |  | 1436.3116 |  | 1893.3116 | 2264.3116
2025-07-27 |  | 1687.3188 | 1032.3116 |  | 1436.3116 |  | 1893.3116 | 2264.3116
2025-07-28 |  | 1548.6377 | 1032.3116 |  | 1436.3116 |  | 1893.3116 | 2264.3116
2025-07-29 |  | 1583.9539 | 1032.3116 |  | 1436.3116 |  | 1893.3116 | 2264.3116
2025-07-30 |  | 1679.2539 | 1032.3116 |  | 1436.3116 |  | 1893.3116 | 2264.3116
2025-07-31 |  | 1494.5184 | 1032.3116 |  | 1436.3116 |  | 1893.3116 | 2264.3116
2025-08-01 |  | 1473.5375 | 1032.3116 |  | 1436.3116 |  | 1893.3116 | 2264.3116
2025-08-02 |  | 1507.3953 | 1032.3116 |  | 1436.3116 |  | 1893.3116 | 2264.3116
2025-08-03 |  | 1844.9227 | 1032.3116 |  | 1436.3116 |  | 1893.3116 | 2264.3116
2025-08-04 |  | 1991.3219 | 1032.3116 |  | 1436.3116 |  | 1893.3116 | 2264.3116
2025-08-05 |  | 1931.2966 | 1032.3116 |  | 1436.3116 |  | 1893.3116 | 2264.3116
2025-08-06 |  | 1717.5122 | 1032.3116 |  | 1436.3116 |  | 1893.3116 | 2264.3116
2025-08-07 |  | 1718.7017 | 1032.3116 |  | 1436.3116 |  | 1893.3116 | 2264.3116
2025-08-08 |  | 1594.8345 | 1032.3116 |  | 1436.3116 |  | 1893.3116 | 2264.3116
2025-08-09 |  | 1420.6747 | 1032.3116 |  | 1436.3116 |  | 1893.3116 | 2264.3116
2025-08-10 |  | 1476.9049 | 1032.3116 |  | 1436.3116 |  | 1893.3116 | 2264.3116
2025-08-11 |  | 1714.8907 | 1032.3116 |  | 1436.3116 |  | 1893.3116 | 2264.3116
2025-08-12 |  | 1704.4758 | 1032.3116 |  | 1436.3116 |  | 1893.3116 | 2264.3116
2025-08-13 |  | 1614.3994 | 1032.3116 |  | 1436.3116 |  | 1893.3116 | 2264.3116
2025-08-14 |  | 1501.7615 | 1032.3116 |  | 1436.3116 |  | 1893.3116 | 2264.3116
2025-08-15 |  | 1404.6363 | 1032.3116 |  | 1436.3116 |  | 1893.3116 | 2264.3116
2025-08-16 |  | 1298.4377 | 1032.3116 |  | 1436.3116 |  | 1893.3116 | 2264.3116
2025-08-17 |  | 1575.0602 | 1032.3116 |  | 1436.3116 |  | 1893.3116 | 2264.3116
2025-08-18 |  | 1725.8034 | 1032.3116 |  | 1436.3116 |  | 1893.3116 | 2264.3116
2025-08-19 |  | 1673.9952 | 1032.3116 |  | 1436.3116 |  | 1893.3116 | 2264.3116
2025-08-20 |  | 1445.1032 | 1032.3116 |  | 1436.3116 |  | 1893.3116 | 2264.3116
2025-08-21 |  | 1277.3636 | 1032.3116 |  | 1436.3116 |  | 1893.3116 | 2264.3116
2025-08-22 |  | 998.5806 | 1032.3116 |  | 1436.3116 |  | 1893.3116 | 2264.3116
2025-08-23 |  | 1094.8124 | 1032.3116 |  | 1436.3116 |  | 1893.3116 | 2264.3116
2025-08-24 |  | 1406.3592 | 1032.3116 |  | 1436.3116 |  | 1893.3116 | 2264.3116
2025-08-25 |  | 1443.7224 | 1032.3116 |  | 1436.3116 |  | 1893.3116 | 2264.3116
2025-08-26 |  | 1313.3696 | 1032.3116 |  | 1436.3116 |  | 1893.3116 | 2264.3116
2025-08-27 |  | 1495.7568 | 1032.3116 |  | 1436.3116 |  | 1893.3116 | 2264.3116
2025-08-28 |  | 1519.6046 | 1032.3116 |  | 1436.3116 |  | 1893.3116 | 2264.3116
2025-08-29 |  | 1503.1757 | 1032.3116 |  | 1436.3116 |  | 1893.3116 | 2264.3116
2025-08-30 |  | 1321.3641 | 1032.3116 |  | 1436.3116 |  | 1893.3116 | 2264.3116
2025-08-31 |  | 1445.2856 | 1032.3116 |  | 1436.3116 |  | 1893.3116 | 2264.3116
2025-09-01 |  | 1378.5429 | 1032.3116 |  | 1436.3116 |  | 1893.3116 | 2264.3116
2025-09-02 |  | 1348.658 | 1032.3116 |  | 1436.3116 |  | 1893.3116 | 2264.3116
2025-09-03 |  | 1458.1589 | 1032.3116 |  | 1436.3116 |  | 1893.3116 | 2264.3116
2025-09-04 |  | 1400.5737 | 1032.3116 |  | 1436.3116 |  | 1893.3116 | 2264.3116
2025-09-05 |  | 1248.5171 | 1032.3116 |  | 1436.3116 |  | 1893.3116 | 2264.3116
2025-09-06 |  | 1297.0442 | 1032.3116 |  | 1436.3116 |  | 1893.3116 | 2264.3116
2025-09-07 |  | 1497.6204 | 1032.3116 |  | 1436.3116 |  | 1893.3116 | 2264.3116
2025-09-08 |  | 1435.2461 | 1032.3116 |  | 1436.3116 |  | 1893.3116 | 2264.3116
2025-09-09 |  | 1351.4302 | 1032.3116 |  | 1436.3116 |  | 1893.3116 | 2264.3116
2025-09-10 |  | 1266.4832 | 1032.3116 |  | 1436.3116 |  | 1893.3116 | 2264.3116
2025-09-11 |  | 1104.164 | 1032.3116 |  | 1436.3116 |  | 1893.3116 | 2264.3116
2025-09-12 |  | 917.1435 | 1032.3116 |  | 1436.3116 |  | 1893.3116 | 2264.3116
2025-09-13 |  | 827.3648 | 1032.3116 |  | 1436.3116 |  | 1893.3116 | 2264.3116
2025-09-14 |  | 874.8418 | 1032.3116 |  | 1436.3116 |  | 1893.3116 | 2264.3116
2025-09-15 |  | 1113.7169 | 1032.3116 |  | 1436.3116 |  | 1893.3116 | 2264.3116
2025-09-16 |  | 1214.0203 | 1032.3116 |  | 1436.3116 |  | 1893.3116 | 2264.3116
2025-09-17 |  | 1241.1202 | 1032.3116 |  | 1436.3116 |  | 1893.3116 | 2264.3116
2025-09-18 |  | 1284.0092 | 1032.3116 |  | 1436.3116 |  | 1893.3116 | 2264.3116
2025-09-19 |  | 1013.7892 | 1032.3116 |  | 1436.3116 |  | 1893.3116 | 2264.3116
2025-09-20 |  | 850.3009 | 1032.3116 |  | 1436.3116 |  | 1893.3116 | 2264.3116
2025-09-21 |  | 1177.1059 | 1032.3116 |  | 1436.3116 |  | 1893.3116 | 2264.3116
2025-09-22 |  | 1404.9297 | 1032.3116 |  | 1436.3116 |  | 1893.3116 | 2264.3116
2025-09-23 |  | 1421.7532 | 1032.3116 |  | 1436.3116 |  | 1893.3116 | 2264.3116
2025-09-24 |  | 1341.6455 | 1032.3116 |  | 1436.3116 |  | 1893.3116 | 2264.3116
2025-09-25 |  | 1183.0206 | 1032.3116 |  | 1436.3116 |  | 1893.3116 | 2264.3116
2025-09-26 |  | 994.8992 | 1032.3116 |  | 1436.3116 |  | 1893.3116 | 2264.3116
2025-09-27 |  | 906.0994 | 1032.3116 |  | 1436.3116 |  | 1893.3116 | 2264.3116
2025-09-28 |  | 1017.1878 | 1032.3116 |  | 1436.3116 |  | 1893.3116 | 2264.3116
2025-09-29 |  | 1077.6473 | 1032.3116 |  | 1436.3116 |  | 1893.3116 | 2264.3116
2025-09-30 |  | 1088.6675 | 1032.3116 |  | 1436.3116 |  | 1893.3116 | 2264.3116
2025-10-01 |  | 961.7284 | 1032.3116 |  | 1436.3116 |  | 1893.3116 | 2264.3116
2025-10-02 |  | 789.2931 | 1032.3116 |  | 1436.3116 |  | 1893.3116 | 2264.3116
2025-10-03 |  | 674.3259 | 1032.3116 |  | 1436.3116 |  | 1893.3116 | 2264.3116
2025-10-04 |  | 667.6629 | 1032.3116 |  | 1436.3116 |  | 1893.3116 | 2264.3116
2025-10-05 |  | 689.2638 | 1032.3116 |  | 1436.3116 |  | 1893.3116 | 2264.3116
2025-10-06 |  | 739.6722 | 1032.3116 |  | 1436.3116 |  | 1893.3116 | 2264.3116
2025-10-07 |  | 868.5661 | 1032.3116 |  | 1436.3116 |  | 1893.3116 | 2264.3116
2025-10-08 |  | 851.0014 | 1032.3116 |  | 1436.3116 |  | 1893.3116 | 2264.3116
2025-10-09 |  | 698.4286 | 1032.3116 |  | 1436.3116 |  | 1893.3116 | 2264.3116
2025-10-10 |  | 615.0421 | 1032.3116 |  | 1436.3116 |  | 1893.3116 | 2264.3116
2025-10-11 |  | 660.0882 | 1032.3116 |  | 1436.3116 |  | 1893.3116 | 2264.3116
2025-10-12 |  | 886.8444 | 1032.3116 |  | 1436.3116 |  | 1893.3116 | 2264.3116
2025-10-13 |  | 845.5307 | 1032.3116 |  | 1436.3116 |  | 1893.3116 | 2264.3116
2025-10-14 |  | 742.6435 | 1032.3116 |  | 1436.3116 |  | 1893.3116 | 2264.3116
2025-10-15 |  | 700.3488 | 1032.3116 |  | 1436.3116 |  | 1893.3116 | 2264.3116
2025-10-16 |  | 701.626 | 1032.3116 |  | 1436.3116 |  | 1893.3116 | 2264.3116
2025-10-17 |  | 647.0382 | 1032.3116 |  | 1436.3116 |  | 1893.3116 | 2264.3116
2025-10-18 |  | 673.0381 | 1032.3116 |  | 1436.3116 |  | 1893.3116 | 2264.3116
2025-10-19 |  | 727.8487 | 1032.3116 |  | 1436.3116 |  | 1893.3116 | 2264.3116
2025-10-20 |  | 699.6386 | 1032.3116 |  | 1436.3116 |  | 1893.3116 | 2264.3116
2025-10-21 |  | 817.6078 | 1032.3116 |  | 1436.3116 |  | 1893.3116 | 2264.3116
2025-10-22 |  | 938.1982 | 1032.3116 |  | 1436.3116 |  | 1893.3116 | 2264.3116
2025-10-23 |  | 893.885 | 1032.3116 |  | 1436.3116 |  | 1893.3116 | 2264.3116
2025-10-24 |  | 740.7671 | 1032.3116 |  | 1436.3116 |  | 1893.3116 | 2264.3116
2025-10-25 |  | 687.5536 | 1032.3116 |  | 1436.3116 |  | 1893.3116 | 2264.3116
2025-10-26 |  | 900.3869 | 1032.3116 |  | 1436.3116 |  | 1893.3116 | 2264.3116
2025-10-27 |  | 853.9075 | 1032.3116 |  | 1436.3116 |  | 1893.3116 | 2264.3116
2025-10-28 |  | 809.3188 | 1032.3116 |  | 1436.3116 |  | 1893.3116 | 2264.3116
2025-10-29 |  | 781.5888 | 1032.3116 |  | 1436.3116 |  | 1893.3116 | 2264.3116
2025-10-30 |  | 772.7149 | 1032.3116 |  | 1436.3116 |  | 1893.3116 | 2264.3116
2025-10-31 |  | 661.7395 | 1032.3116 |  | 1436.3116 |  | 1893.3116 | 2264.3116
2025-11-01 |  | 629.9117 | 1032.3116 |  | 1436.3116 |  | 1893.3116 | 2264.3116
2025-11-02 |  | 814.1317 | 1032.3116 |  | 1436.3116 |  | 1893.3116 | 2264.3116
2025-11-03 |  | 773.2967 | 1032.3116 |  | 1436.3116 |  | 1893.3116 | 2264.3116
2025-11-04 |  | 758.4999 | 1032.3116 |  | 1436.3116 |  | 1893.3116 | 2264.3116
2025-11-05 |  | 749.946 | 1032.3116 |  | 1436.3116 |  | 1893.3116 | 2264.3116
2025-11-06 |  | 802.0121 | 1032.3116 |  | 1436.3116 |  | 1893.3116 | 2264.3116
2025-11-07 |  | 748.0277 | 1032.3116 |  | 1436.3116 |  | 1893.3116 | 2264.3116
2025-11-08 |  | 689.9 | 1032.3116 |  | 1436.3116 |  | 1893.3116 | 2264.3116
2025-11-09 |  | 723.8881 | 1032.3116 |  | 1436.3116 |  | 1893.3116 | 2264.3116
2025-11-10 |  | 853.1311 | 1032.3116 |  | 1436.3116 |  | 1893.3116 | 2264.3116
2025-11-11 |  | 819.2324 | 1032.3116 |  | 1436.3116 |  | 1893.3116 | 2264.3116
2025-11-12 |  | 781.4135 | 1032.3116 |  | 1436.3116 |  | 1893.3116 | 2264.3116
2025-11-13 |  | 802.4362 | 1032.3116 |  | 1436.3116 |  | 1893.3116 | 2264.3116
2025-11-14 |  | 718.4527 | 1032.3116 |  | 1436.3116 |  | 1893.3116 | 2264.3116
2025-11-15 |  | 721.3736 | 1032.3116 |  | 1436.3116 |  | 1893.3116 | 2264.3116
2025-11-16 |  | 751.4735 | 1032.3116 |  | 1436.3116 |  | 1893.3116 | 2264.3116
2025-11-17 |  | 730.9257 | 1032.3116 |  | 1436.3116 |  | 1893.3116 | 2264.3116
2025-11-18 |  | 701.2263 | 1032.3116 |  | 1436.3116 |  | 1893.3116 | 2264.3116
2025-11-19 |  | 708.5574 | 1032.3116 |  | 1436.3116 |  | 1893.3116 | 2264.3116
2025-11-20 |  | 701.7098 | 1032.3116 |  | 1436.3116 |  | 1893.3116 | 2264.3116
2025-11-21 |  | 719.0203 | 1032.3116 |  | 1436.3116 |  | 1893.3116 | 2264.3116
2025-11-22 |  | 686.6574 | 1032.3116 |  | 1436.3116 |  | 1893.3116 | 2264.3116
2025-11-23 |  | 772.0752 | 1032.3116 |  | 1436.3116 |  | 1893.3116 | 2264.3116
2025-11-24 |  | 762.88 | 1032.3116 |  | 1436.3116 |  | 1893.3116 | 2264.3116
2025-11-25 |  | 727.3664 | 1032.3116 |  | 1436.3116 |  | 1893.3116 | 2264.3116
2025-11-26 |  | 816.1956 | 1032.3116 |  | 1436.3116 |  | 1893.3116 | 2264.3116
2025-11-27 |  | 812.5102 | 1032.3116 |  | 1436.3116 |  | 1893.3116 | 2264.3116
2025-11-28 |  | 672.6589 | 1032.3116 |  | 1436.3116 |  | 1893.3116 | 2264.3116
2025-11-29 |  | 670.138 | 1032.3116 |  | 1436.3116 |  | 1893.3116 | 2264.3116
2025-11-30 |  | 718.1521 | 1032.3116 |  | 1436.3116 |  | 1893.3116 | 2264.3116
2025-12-01 |  | 748.1543 | 1032.3116 |  | 1436.3116 |  | 1893.3116 | 2264.3116
2025-12-02 |  | 833.7505 | 1032.3116 |  | 1436.3116 |  | 1893.3116 | 2264.3116
2025-12-03 |  | 854.3162 | 1032.3116 |  | 1436.3116 |  | 1893.3116 | 2264.3116
2025-12-04 |  | 694.3602 | 1032.3116 |  | 1436.3116 |  | 1893.3116 | 2264.3116
2025-12-05 |  | 605.6878 | 1032.3116 |  | 1436.3116 |  | 1893.3116 | 2264.3116
2025-12-06 |  | 596.0904 | 1032.3116 |  | 1436.3116 |  | 1893.3116 | 2264.3116
2025-12-07 |  | 653.5432 | 1032.3116 |  | 1436.3116 |  | 1893.3116 | 2264.3116
2025-12-08 |  | 683.875 | 1032.3116 |  | 1436.3116 |  | 1893.3116 | 2264.3116
2025-12-09 |  | 678.0623 | 1032.3116 |  | 1436.3116 |  | 1893.3116 | 2264.3116
2025-12-10 |  | 680.9885 | 1032.3116 |  | 1436.3116 |  | 1893.3116 | 2264.3116
2025-12-11 |  | 738.7297 | 1032.3116 |  | 1436.3116 |  | 1893.3116 | 2264.3116
2025-12-12 |  | 684.5893 | 1032.3116 |  | 1436.3116 |  | 1893.3116 | 2264.3116
2025-12-13 |  | 636.4046 | 1032.3116 |  | 1436.3116 |  | 1893.3116 | 2264.3116
2025-12-14 |  | 710.3122 | 1032.3116 |  | 1436.3116 |  | 1893.3116 | 2264.3116
2025-12-15 |  | 701.8621 | 1032.3116 |  | 1436.3116 |  | 1893.3116 | 2264.3116
2025-12-16 |  | 703.2716 | 1032.3116 |  | 1436.3116 |  | 1893.3116 | 2264.3116
2025-12-17 |  | 682.3438 | 1032.3116 |  | 1436.3116 |  | 1893.3116 | 2264.3116
2025-12-18 |  | 626.8312 | 1032.3116 |  | 1436.3116 |  | 1893.3116 | 2264.3116
2025-12-19 |  | 554.2248 | 1032.3116 |  | 1436.3116 |  | 1893.3116 | 2264.3116
2025-12-20 |  | 581.4534 | 1032.3116 |  | 1436.3116 |  | 1893.3116 | 2264.3116
2025-12-21 |  | 690.2973 | 1032.3116 |  | 1436.3116 |  | 1893.3116 | 2264.3116
2025-12-22 |  | 681.1642 | 1032.3116 |  | 1436.3116 |  | 1893.3116 | 2264.3116
2025-12-23 |  | 617.9621 | 1032.3116 |  | 1436.3116 |  | 1893.3116 | 2264.3116
2025-12-24 |  | 555.3764 | 1032.3116 |  | 1436.3116 |  | 1893.3116 | 2264.3116
2025-12-25 |  | 476.7528 | 1032.3116 |  | 1436.3116 |  | 1893.3116 | 2264.3116
2025-12-26 |  | 535.9853 | 1032.3116 |  | 1436.3116 |  | 1893.3116 | 2264.3116
2025-12-27 |  | 564.0296 | 1032.3116 |  | 1436.3116 |  | 1893.3116 | 2264.3116
2025-12-28 |  | 588.4117 | 1032.3116 |  | 1436.3116 |  | 1893.3116 | 2264.3116
2025-12-29 |  | 596.4043 | 1032.3116 |  | 1436.3116 |  | 1893.3116 | 2264.3116
2025-12-30 |  | 572.0976 | 1032.3116 |  | 1436.3116 |  | 1893.3116 | 2264.3116
2025-12-31 |  | 543.8938 | 1032.3116 |  | 1436.3116 |  | 1893.3116 | 2264.3116

## APA v Figure 1 SWP Staged
Figure 1 - Actual daily southern gas demand since January 2019, and forecast to 2025, showing seasonality, peakiness, southern production, and total system capacity available to meet southern demand using existing and committed projects (TJ)
Source: Gas Bulletin Board (GBB) and AEMO forecasts of 1-in-20 southern demand.
With 119 TJ/day APA Grid Expansion increase to pipeline capacity AND 102 TJ/day SWP expansion STAGED
[9 empty] | From date: | Production | Pipeline capacity | Constrained storage
[9 empty] | 2019-01-01 | 1818.984 | 404 | 594
[9 empty] | 2020-01-01 | 1708.541 | 404 | 594
[9 empty] | 2021-01-01 | 1663.0921 | 404 | 594
[9 empty] | 2022-01-02 | 1466.0395 | 404 | 454
[9 empty] | 2023-01-02 | 1255.7871 | 404 | 356
[9 empty] | 2023-04-01 | 1255.7871 | 433 | 356 | APA ECG Expansion Phase 1
[9 empty] | 2024-01-02 | 1188.7792 | 433 | 374
[9 empty] | 2024-04-01 | 1188.7792 | 523 | 374 | APA ECG Expansion Phase 2
[9 empty] | 2024-06-01 | 1188.7792 | 523 | 423 | Stonehaven Compressor
[9 empty] | 2025-01-02 | 1032.3116 | 523 | 506
[9 empty] | 2025-06-01 | 1032.3116 | 523 | 559 | Pirron Compressor
Date | Actual southern demand | Forecast southern demand | Max. southern production | Max. southern production - with anticipated | Production and pipeline capacity | Including pipeline capacity - with anticipated | Production, pipeline and unconstrained storage | Production, pipeline, constrained storage and PKGT
2019-01-01 | 742.5349 |  | 1818.984 |  | 2222.984 |  | 2816.984
2019-01-02 | 745.6709 |  | 1818.984 |  | 2222.984 |  | 2816.984
2019-01-03 | 970.6459 |  | 1818.984 |  | 2222.984 |  | 2816.984
2019-01-04 | 929.0069 |  | 1818.984 |  | 2222.984 |  | 2816.984
2019-01-05 | 793.3939 |  | 1818.984 |  | 2222.984 |  | 2816.984
2019-01-06 | 736.7519 |  | 1818.984 |  | 2222.984 |  | 2816.984
2019-01-07 | 835.4839 |  | 1818.984 |  | 2222.984 |  | 2816.984
2019-01-08 | 860.3179 |  | 1818.984 |  | 2222.984 |  | 2816.984
2019-01-09 | 829.8839 |  | 1818.984 |  | 2222.984 |  | 2816.984
2019-01-10 | 827.2189 |  | 1818.984 |  | 2222.984 |  | 2816.984
2019-01-11 | 910.0379 |  | 1818.984 |  | 2222.984 |  | 2816.984
2019-01-12 | 809.1129 |  | 1818.984 |  | 2222.984 |  | 2816.984
2019-01-13 | 845.8119 |  | 1818.984 |  | 2222.984 |  | 2816.984
2019-01-14 | 1176.2399 |  | 1818.984 |  | 2222.984 |  | 2816.984
2019-01-15 | 1237.9809 |  | 1818.984 |  | 2222.984 |  | 2816.984
2019-01-16 | 1354.5489 |  | 1818.984 |  | 2222.984 |  | 2816.984
2019-01-17 | 1335.8679 |  | 1818.984 |  | 2222.984 |  | 2816.984
2019-01-18 | 1163.4259 |  | 1818.984 |  | 2222.984 |  | 2816.984
2019-01-19 | 827.9439 |  | 1818.984 |  | 2222.984 |  | 2816.984
2019-01-20 | 807.5999 |  | 1818.984 |  | 2222.984 |  | 2816.984
2019-01-21 | 1093.2179 |  | 1818.984 |  | 2222.984 |  | 2816.984
2019-01-22 | 1275.0219 |  | 1818.984 |  | 2222.984 |  | 2816.984
2019-01-23 | 1229.3399 |  | 1818.984 |  | 2222.984 |  | 2816.984
2019-01-24 | 1399.8269 |  | 1818.984 |  | 2222.984 |  | 2816.984
2019-01-25 | 1534.1369 |  | 1818.984 |  | 2222.984 |  | 2816.984
2019-01-26 | 1183.5889 |  | 1818.984 |  | 2222.984 |  | 2816.984
2019-01-27 | 1033.4889 |  | 1818.984 |  | 2222.984 |  | 2816.984
2019-01-28 | 990.0859 |  | 1818.984 |  | 2222.984 |  | 2816.984
2019-01-29 | 1269.4449 |  | 1818.984 |  | 2222.984 |  | 2816.984
2019-01-30 | 1343.2149 |  | 1818.984 |  | 2222.984 |  | 2816.984
2019-01-31 | 1088.2319 |  | 1818.984 |  | 2222.984 |  | 2816.984
2019-02-01 | 953.9909 |  | 1818.984 |  | 2222.984 |  | 2816.984
2019-02-02 | 1084.9079 |  | 1818.984 |  | 2222.984 |  | 2816.984
2019-02-03 | 1197.5439 |  | 1818.984 |  | 2222.984 |  | 2816.984
2019-02-04 | 1183.0999 |  | 1818.984 |  | 2222.984 |  | 2816.984
2019-02-05 | 1079.9289 |  | 1818.984 |  | 2222.984 |  | 2816.984
2019-02-06 | 1233.2919 |  | 1818.984 |  | 2222.984 |  | 2816.984
2019-02-07 | 1262.0589 |  | 1818.984 |  | 2222.984 |  | 2816.984
2019-02-08 | 1003.0469 |  | 1818.984 |  | 2222.984 |  | 2816.984
2019-02-09 | 893.3339 |  | 1818.984 |  | 2222.984 |  | 2816.984
2019-02-10 | 791.8609 |  | 1818.984 |  | 2222.984 |  | 2816.984
2019-02-11 | 919.9739 |  | 1818.984 |  | 2222.984 |  | 2816.984
2019-02-12 | 967.5489 |  | 1818.984 |  | 2222.984 |  | 2816.984
2019-02-13 | 988.2999 |  | 1818.984 |  | 2222.984 |  | 2816.984
2019-02-14 | 1026.4029 |  | 1818.984 |  | 2222.984 |  | 2816.984
2019-02-15 | 964.3339 |  | 1818.984 |  | 2222.984 |  | 2816.984
2019-02-16 | 839.1429 |  | 1818.984 |  | 2222.984 |  | 2816.984
2019-02-17 | 926.4749 |  | 1818.984 |  | 2222.984 |  | 2816.984
2019-02-18 | 1003.0409 |  | 1818.984 |  | 2222.984 |  | 2816.984
2019-02-19 | 1074.2519 |  | 1818.984 |  | 2222.984 |  | 2816.984
2019-02-20 | 976.1959 |  | 1818.984 |  | 2222.984 |  | 2816.984
2019-02-21 | 997.1949 |  | 1818.984 |  | 2222.984 |  | 2816.984
2019-02-22 | 1017.4219 |  | 1818.984 |  | 2222.984 |  | 2816.984
2019-02-23 | 993.2429 |  | 1818.984 |  | 2222.984 |  | 2816.984
2019-02-24 | 960.3259 |  | 1818.984 |  | 2222.984 |  | 2816.984
2019-02-25 | 1098.0089 |  | 1818.984 |  | 2222.984 |  | 2816.984
2019-02-26 | 1018.1449 |  | 1818.984 |  | 2222.984 |  | 2816.984
2019-02-27 | 1162.0969 |  | 1818.984 |  | 2222.984 |  | 2816.984
2019-02-28 | 1271.5129 |  | 1818.984 |  | 2222.984 |  | 2816.984
2019-03-01 | 1143.8309 |  | 1818.984 |  | 2222.984 |  | 2816.984
2019-03-02 | 1034.9439 |  | 1818.984 |  | 2222.984 |  | 2816.984
2019-03-03 | 1012.9649 |  | 1818.984 |  | 2222.984 |  | 2816.984
2019-03-04 | 1220.3579 |  | 1818.984 |  | 2222.984 |  | 2816.984
2019-03-05 | 1152.7939 |  | 1818.984 |  | 2222.984 |  | 2816.984
2019-03-06 | 1032.6909 |  | 1818.984 |  | 2222.984 |  | 2816.984
2019-03-07 | 1036.3879 |  | 1818.984 |  | 2222.984 |  | 2816.984
2019-03-08 | 1035.3429 |  | 1818.984 |  | 2222.984 |  | 2816.984
2019-03-09 | 796.7899 |  | 1818.984 |  | 2222.984 |  | 2816.984
2019-03-10 | 806.7969 |  | 1818.984 |  | 2222.984 |  | 2816.984
2019-03-11 | 874.9249 |  | 1818.984 |  | 2222.984 |  | 2816.984
2019-03-12 | 914.2939 |  | 1818.984 |  | 2222.984 |  | 2816.984
2019-03-13 | 1083.3519 |  | 1818.984 |  | 2222.984 |  | 2816.984
2019-03-14 | 1240.6379 |  | 1818.984 |  | 2222.984 |  | 2816.984
2019-03-15 | 1034.5249 |  | 1818.984 |  | 2222.984 |  | 2816.984
2019-03-16 | 941.2779 |  | 1818.984 |  | 2222.984 |  | 2816.984
2019-03-17 | 844.3809 |  | 1818.984 |  | 2222.984 |  | 2816.984
2019-03-18 | 989.9509 |  | 1818.984 |  | 2222.984 |  | 2816.984
2019-03-19 | 1046.3169 |  | 1818.984 |  | 2222.984 |  | 2816.984
2019-03-20 | 1113.9189 |  | 1818.984 |  | 2222.984 |  | 2816.984
2019-03-21 | 1114.1169 |  | 1818.984 |  | 2222.984 |  | 2816.984
2019-03-22 | 1173.4469 |  | 1818.984 |  | 2222.984 |  | 2816.984
2019-03-23 | 969.0939 |  | 1818.984 |  | 2222.984 |  | 2816.984
2019-03-24 | 886.1019 |  | 1818.984 |  | 2222.984 |  | 2816.984
2019-03-25 | 977.4129 |  | 1818.984 |  | 2222.984 |  | 2816.984
2019-03-26 | 1036.5459 |  | 1818.984 |  | 2222.984 |  | 2816.984
2019-03-27 | 1057.4369 |  | 1818.984 |  | 2222.984 |  | 2816.984
2019-03-28 | 1090.8199 |  | 1818.984 |  | 2222.984 |  | 2816.984
2019-03-29 | 899.6149 |  | 1818.984 |  | 2222.984 |  | 2816.984
2019-03-30 | 1121.5489 |  | 1818.984 |  | 2222.984 |  | 2816.984
2019-03-31 | 1087.8239 |  | 1818.984 |  | 2222.984 |  | 2816.984
2019-04-01 | 1266.4209 |  | 1818.984 |  | 2222.984 |  | 2816.984
2019-04-02 | 1233.7069 |  | 1818.984 |  | 2222.984 |  | 2816.984
2019-04-03 | 1046.2649 |  | 1818.984 |  | 2222.984 |  | 2816.984
2019-04-04 | 1036.2329 |  | 1818.984 |  | 2222.984 |  | 2816.984
2019-04-05 | 936.2649 |  | 1818.984 |  | 2222.984 |  | 2816.984
2019-04-06 | 976.6409 |  | 1818.984 |  | 2222.984 |  | 2816.984
2019-04-07 | 883.8579 |  | 1818.984 |  | 2222.984 |  | 2816.984
2019-04-08 | 931.3079 |  | 1818.984 |  | 2222.984 |  | 2816.984
2019-04-09 | 1159.8609 |  | 1818.984 |  | 2222.984 |  | 2816.984
2019-04-10 | 1224.3269 |  | 1818.984 |  | 2222.984 |  | 2816.984
2019-04-11 | 1308.4739 |  | 1818.984 |  | 2222.984 |  | 2816.984
2019-04-12 | 1281.1179 |  | 1818.984 |  | 2222.984 |  | 2816.984
2019-04-13 | 1101.2939 |  | 1818.984 |  | 2222.984 |  | 2816.984
2019-04-14 | 1031.0049 |  | 1818.984 |  | 2222.984 |  | 2816.984
2019-04-15 | 1079.0359 |  | 1818.984 |  | 2222.984 |  | 2816.984
2019-04-16 | 1043.5659 |  | 1818.984 |  | 2222.984 |  | 2816.984
2019-04-17 | 1016.8699 |  | 1818.984 |  | 2222.984 |  | 2816.984
2019-04-18 | 1065.3029 |  | 1818.984 |  | 2222.984 |  | 2816.984
2019-04-19 | 995.3699 |  | 1818.984 |  | 2222.984 |  | 2816.984
2019-04-20 | 787.3049 |  | 1818.984 |  | 2222.984 |  | 2816.984
2019-04-21 | 714.7109 |  | 1818.984 |  | 2222.984 |  | 2816.984
2019-04-22 | 823.5879 |  | 1818.984 |  | 2222.984 |  | 2816.984
2019-04-23 | 957.3369 |  | 1818.984 |  | 2222.984 |  | 2816.984
2019-04-24 | 1053.2819 |  | 1818.984 |  | 2222.984 |  | 2816.984
2019-04-25 | 784.7479 |  | 1818.984 |  | 2222.984 |  | 2816.984
2019-04-26 | 1065.9239 |  | 1818.984 |  | 2222.984 |  | 2816.984
2019-04-27 | 1133.9469 |  | 1818.984 |  | 2222.984 |  | 2816.984
2019-04-28 | 1128.3519 |  | 1818.984 |  | 2222.984 |  | 2816.984
2019-04-29 | 1373.3839 |  | 1818.984 |  | 2222.984 |  | 2816.984
2019-04-30 | 1286.1459 |  | 1818.984 |  | 2222.984 |  | 2816.984
2019-05-01 | 1188.0579 |  | 1818.984 |  | 2222.984 |  | 2816.984
2019-05-02 | 1178.6739 |  | 1818.984 |  | 2222.984 |  | 2816.984
2019-05-03 | 1235.4769 |  | 1818.984 |  | 2222.984 |  | 2816.984
2019-05-04 | 1380.9939 |  | 1818.984 |  | 2222.984 |  | 2816.984
2019-05-05 | 1462.4729 |  | 1818.984 |  | 2222.984 |  | 2816.984
2019-05-06 | 1529.7169 |  | 1818.984 |  | 2222.984 |  | 2816.984
2019-05-07 | 1478.2089 |  | 1818.984 |  | 2222.984 |  | 2816.984
2019-05-08 | 1559.3359 |  | 1818.984 |  | 2222.984 |  | 2816.984
2019-05-09 | 1614.2379 |  | 1818.984 |  | 2222.984 |  | 2816.984
2019-05-10 | 1639.8479 |  | 1818.984 |  | 2222.984 |  | 2816.984
2019-05-11 | 1473.7389 |  | 1818.984 |  | 2222.984 |  | 2816.984
2019-05-12 | 1449.9659 |  | 1818.984 |  | 2222.984 |  | 2816.984
2019-05-13 | 1523.5429 |  | 1818.984 |  | 2222.984 |  | 2816.984
2019-05-14 | 1554.2789 |  | 1818.984 |  | 2222.984 |  | 2816.984
2019-05-15 | 1482.6629 |  | 1818.984 |  | 2222.984 |  | 2816.984
2019-05-16 | 1608.7089 |  | 1818.984 |  | 2222.984 |  | 2816.984
2019-05-17 | 1584.2759 |  | 1818.984 |  | 2222.984 |  | 2816.984
2019-05-18 | 1402.6629 |  | 1818.984 |  | 2222.984 |  | 2816.984
2019-05-19 | 1223.0249 |  | 1818.984 |  | 2222.984 |  | 2816.984
2019-05-20 | 1411.1749 |  | 1818.984 |  | 2222.984 |  | 2816.984
2019-05-21 | 1468.5139 |  | 1818.984 |  | 2222.984 |  | 2816.984
2019-05-22 | 1490.1739 |  | 1818.984 |  | 2222.984 |  | 2816.984
2019-05-23 | 1406.7449 |  | 1818.984 |  | 2222.984 |  | 2816.984
2019-05-24 | 1385.8009 |  | 1818.984 |  | 2222.984 |  | 2816.984
2019-05-25 | 1210.9119 |  | 1818.984 |  | 2222.984 |  | 2816.984
2019-05-26 | 1194.1709 |  | 1818.984 |  | 2222.984 |  | 2816.984
2019-05-27 | 1753.0439 |  | 1818.984 |  | 2222.984 |  | 2816.984
2019-05-28 | 1760.5999 |  | 1818.984 |  | 2222.984 |  | 2816.984
2019-05-29 | 1935.0279 |  | 1818.984 |  | 2222.984 |  | 2816.984
2019-05-30 | 1943.7259 |  | 1818.984 |  | 2222.984 |  | 2816.984
2019-05-31 | 1803.3309 |  | 1818.984 |  | 2222.984 |  | 2816.984
2019-06-01 | 1620.3599 |  | 1818.984 |  | 2222.984 |  | 2816.984
2019-06-02 | 1543.4099 |  | 1818.984 |  | 2222.984 |  | 2816.984
2019-06-03 | 1883.4749 |  | 1818.984 |  | 2222.984 |  | 2816.984
2019-06-04 | 2000.8389 |  | 1818.984 |  | 2222.984 |  | 2816.984
2019-06-05 | 1831.6899 |  | 1818.984 |  | 2222.984 |  | 2816.984
2019-06-06 | 1960.2169 |  | 1818.984 |  | 2222.984 |  | 2816.984
2019-06-07 | 1842.9119 |  | 1818.984 |  | 2222.984 |  | 2816.984
2019-06-08 | 1767.6109 |  | 1818.984 |  | 2222.984 |  | 2816.984
2019-06-09 | 1494.4389 |  | 1818.984 |  | 2222.984 |  | 2816.984
2019-06-10 | 1332.2659 |  | 1818.984 |  | 2222.984 |  | 2816.984
2019-06-11 | 1407.8299 |  | 1818.984 |  | 2222.984 |  | 2816.984
2019-06-12 | 1440.9199 |  | 1818.984 |  | 2222.984 |  | 2816.984
2019-06-13 | 1500.5669 |  | 1818.984 |  | 2222.984 |  | 2816.984
2019-06-14 | 1643.3169 |  | 1818.984 |  | 2222.984 |  | 2816.984
2019-06-15 | 1749.2379 |  | 1818.984 |  | 2222.984 |  | 2816.984
2019-06-16 | 1738.1929 |  | 1818.984 |  | 2222.984 |  | 2816.984
2019-06-17 | 1896.3109 |  | 1818.984 |  | 2222.984 |  | 2816.984
2019-06-18 | 2086.3289 |  | 1818.984 |  | 2222.984 |  | 2816.984
2019-06-19 | 2320.3549 |  | 1818.984 |  | 2222.984 |  | 2816.984
2019-06-20 | 2340.2459 |  | 1818.984 |  | 2222.984 |  | 2816.984
2019-06-21 | 2186.2629 |  | 1818.984 |  | 2222.984 |  | 2816.984
2019-06-22 | 2018.7519 |  | 1818.984 |  | 2222.984 |  | 2816.984
2019-06-23 | 2111.2599 |  | 1818.984 |  | 2222.984 |  | 2816.984
2019-06-24 | 2054.8339 |  | 1818.984 |  | 2222.984 |  | 2816.984
2019-06-25 | 2052.9579 |  | 1818.984 |  | 2222.984 |  | 2816.984
2019-06-26 | 1842.9599 |  | 1818.984 |  | 2222.984 |  | 2816.984
2019-06-27 | 1575.7879 |  | 1818.984 |  | 2222.984 |  | 2816.984
2019-06-28 | 1367.3069 |  | 1818.984 |  | 2222.984 |  | 2816.984
2019-06-29 | 1271.2089 |  | 1818.984 |  | 2222.984 |  | 2816.984
2019-06-30 | 1546.9249 |  | 1818.984 |  | 2222.984 |  | 2816.984
2019-07-01 | 1774.3499 |  | 1818.984 |  | 2222.984 |  | 2816.984
2019-07-02 | 1956.6079 |  | 1818.984 |  | 2222.984 |  | 2816.984
2019-07-03 | 1883.6369 |  | 1818.984 |  | 2222.984 |  | 2816.984
2019-07-04 | 1832.7089 |  | 1818.984 |  | 2222.984 |  | 2816.984
2019-07-05 | 1612.3549 |  | 1818.984 |  | 2222.984 |  | 2816.984
2019-07-06 | 1416.4699 |  | 1818.984 |  | 2222.984 |  | 2816.984
2019-07-07 | 1580.7519 |  | 1818.984 |  | 2222.984 |  | 2816.984
2019-07-08 | 1783.4669 |  | 1818.984 |  | 2222.984 |  | 2816.984
2019-07-09 | 1913.1039 |  | 1818.984 |  | 2222.984 |  | 2816.984
2019-07-10 | 1854.7259 |  | 1818.984 |  | 2222.984 |  | 2816.984
2019-07-11 | 1896.3999 |  | 1818.984 |  | 2222.984 |  | 2816.984
2019-07-12 | 1739.9809 |  | 1818.984 |  | 2222.984 |  | 2816.984
2019-07-13 | 1829.4469 |  | 1818.984 |  | 2222.984 |  | 2816.984
2019-07-14 | 1864.0939 |  | 1818.984 |  | 2222.984 |  | 2816.984
2019-07-15 | 1849.3819 |  | 1818.984 |  | 2222.984 |  | 2816.984
2019-07-16 | 1810.9629 |  | 1818.984 |  | 2222.984 |  | 2816.984
2019-07-17 | 1899.2679 |  | 1818.984 |  | 2222.984 |  | 2816.984
2019-07-18 | 1916.0689 |  | 1818.984 |  | 2222.984 |  | 2816.984
2019-07-19 | 1825.4039 |  | 1818.984 |  | 2222.984 |  | 2816.984
2019-07-20 | 1516.3909 |  | 1818.984 |  | 2222.984 |  | 2816.984
2019-07-21 | 1420.1099 |  | 1818.984 |  | 2222.984 |  | 2816.984
2019-07-22 | 1653.7339 |  | 1818.984 |  | 2222.984 |  | 2816.984
2019-07-23 | 1671.1859 |  | 1818.984 |  | 2222.984 |  | 2816.984
2019-07-24 | 1808.6679 |  | 1818.984 |  | 2222.984 |  | 2816.984
2019-07-25 | 1744.3729 |  | 1818.984 |  | 2222.984 |  | 2816.984
2019-07-26 | 1928.3819 |  | 1818.984 |  | 2222.984 |  | 2816.984
2019-07-27 | 1642.7659 |  | 1818.984 |  | 2222.984 |  | 2816.984
2019-07-28 | 1645.0069 |  | 1818.984 |  | 2222.984 |  | 2816.984
2019-07-29 | 1843.2399 |  | 1818.984 |  | 2222.984 |  | 2816.984
2019-07-30 | 2121.6689 |  | 1818.984 |  | 2222.984 |  | 2816.984
2019-07-31 | 2147.6099 |  | 1818.984 |  | 2222.984 |  | 2816.984
2019-08-01 | 2063.0999 |  | 1818.984 |  | 2222.984 |  | 2816.984
2019-08-02 | 2038.4069 |  | 1818.984 |  | 2222.984 |  | 2816.984
2019-08-03 | 1917.9039 |  | 1818.984 |  | 2222.984 |  | 2816.984
2019-08-04 | 1868.5199 |  | 1818.984 |  | 2222.984 |  | 2816.984
2019-08-05 | 1893.7839 |  | 1818.984 |  | 2222.984 |  | 2816.984
2019-08-06 | 1974.3879 |  | 1818.984 |  | 2222.984 |  | 2816.984
2019-08-07 | 2106.7829 |  | 1818.984 |  | 2222.984 |  | 2816.984
2019-08-08 | 2082.4039 |  | 1818.984 |  | 2222.984 |  | 2816.984
2019-08-09 | 2173.7999 |  | 1818.984 |  | 2222.984 |  | 2816.984
2019-08-10 | 2082.3379 |  | 1818.984 |  | 2222.984 |  | 2816.984
2019-08-11 | 2074.8989 |  | 1818.984 |  | 2222.984 |  | 2816.984
2019-08-12 | 2161.6619 |  | 1818.984 |  | 2222.984 |  | 2816.984
2019-08-13 | 2158.4879 |  | 1818.984 |  | 2222.984 |  | 2816.984
2019-08-14 | 2057.4139 |  | 1818.984 |  | 2222.984 |  | 2816.984
2019-08-15 | 1870.6059 |  | 1818.984 |  | 2222.984 |  | 2816.984
2019-08-16 | 1873.4149 |  | 1818.984 |  | 2222.984 |  | 2816.984
2019-08-17 | 1624.1409 |  | 1818.984 |  | 2222.984 |  | 2816.984
2019-08-18 | 1487.3619 |  | 1818.984 |  | 2222.984 |  | 2816.984
2019-08-19 | 1913.7059 |  | 1818.984 |  | 2222.984 |  | 2816.984
2019-08-20 | 1717.9429 |  | 1818.984 |  | 2222.984 |  | 2816.984
2019-08-21 | 1569.5799 |  | 1818.984 |  | 2222.984 |  | 2816.984
2019-08-22 | 1853.7269 |  | 1818.984 |  | 2222.984 |  | 2816.984
2019-08-23 | 1701.3949 |  | 1818.984 |  | 2222.984 |  | 2816.984
2019-08-24 | 1520.2479 |  | 1818.984 |  | 2222.984 |  | 2816.984
2019-08-25 | 1687.8059 |  | 1818.984 |  | 2222.984 |  | 2816.984
2019-08-26 | 1994.1249 |  | 1818.984 |  | 2222.984 |  | 2816.984
2019-08-27 | 1964.6829 |  | 1818.984 |  | 2222.984 |  | 2816.984
2019-08-28 | 2021.8469 |  | 1818.984 |  | 2222.984 |  | 2816.984
2019-08-29 | 2069.3099 |  | 1818.984 |  | 2222.984 |  | 2816.984
2019-08-30 | 2060.9789 |  | 1818.984 |  | 2222.984 |  | 2816.984
2019-08-31 | 1643.2489 |  | 1818.984 |  | 2222.984 |  | 2816.984
2019-09-01 | 1492.3029 |  | 1818.984 |  | 2222.984 |  | 2816.984
2019-09-02 | 1552.8889 |  | 1818.984 |  | 2222.984 |  | 2816.984
2019-09-03 | 1432.3379 |  | 1818.984 |  | 2222.984 |  | 2816.984
2019-09-04 | 1656.0059 |  | 1818.984 |  | 2222.984 |  | 2816.984
2019-09-05 | 1502.4329 |  | 1818.984 |  | 2222.984 |  | 2816.984
2019-09-06 | 1545.5949 |  | 1818.984 |  | 2222.984 |  | 2816.984
2019-09-07 | 1623.7009 |  | 1818.984 |  | 2222.984 |  | 2816.984
2019-09-08 | 1617.3289 |  | 1818.984 |  | 2222.984 |  | 2816.984
2019-09-09 | 1953.4499 |  | 1818.984 |  | 2222.984 |  | 2816.984
2019-09-10 | 1941.9139 |  | 1818.984 |  | 2222.984 |  | 2816.984
2019-09-11 | 1624.8239 |  | 1818.984 |  | 2222.984 |  | 2816.984
2019-09-12 | 1528.7289 |  | 1818.984 |  | 2222.984 |  | 2816.984
2019-09-13 | 1633.7059 |  | 1818.984 |  | 2222.984 |  | 2816.984
2019-09-14 | 1353.0919 |  | 1818.984 |  | 2222.984 |  | 2816.984
2019-09-15 | 1280.5579 |  | 1818.984 |  | 2222.984 |  | 2816.984
2019-09-16 | 1657.1879 |  | 1818.984 |  | 2222.984 |  | 2816.984
2019-09-17 | 1958.9349 |  | 1818.984 |  | 2222.984 |  | 2816.984
2019-09-18 | 1760.6279 |  | 1818.984 |  | 2222.984 |  | 2816.984
2019-09-19 | 1344.9979 |  | 1818.984 |  | 2222.984 |  | 2816.984
2019-09-20 | 1210.2619 |  | 1818.984 |  | 2222.984 |  | 2816.984
2019-09-21 | 1185.0039 |  | 1818.984 |  | 2222.984 |  | 2816.984
2019-09-22 | 1361.3669 |  | 1818.984 |  | 2222.984 |  | 2816.984
2019-09-23 | 1650.5019 |  | 1818.984 |  | 2222.984 |  | 2816.984
2019-09-24 | 1778.6969 |  | 1818.984 |  | 2222.984 |  | 2816.984
2019-09-25 | 1797.2419 |  | 1818.984 |  | 2222.984 |  | 2816.984
2019-09-26 | 1580.4989 |  | 1818.984 |  | 2222.984 |  | 2816.984
2019-09-27 | 1493.7589 |  | 1818.984 |  | 2222.984 |  | 2816.984
2019-09-28 | 1603.6159 |  | 1818.984 |  | 2222.984 |  | 2816.984
2019-09-29 | 1418.4249 |  | 1818.984 |  | 2222.984 |  | 2816.984
2019-09-30 | 1606.4239 |  | 1818.984 |  | 2222.984 |  | 2816.984
2019-10-01 | 1455.0509 |  | 1818.984 |  | 2222.984 |  | 2816.984
2019-10-02 | 1238.9759 |  | 1818.984 |  | 2222.984 |  | 2816.984
2019-10-03 | 1256.9639 |  | 1818.984 |  | 2222.984 |  | 2816.984
2019-10-04 | 1354.4689 |  | 1818.984 |  | 2222.984 |  | 2816.984
2019-10-05 | 1149.8819 |  | 1818.984 |  | 2222.984 |  | 2816.984
2019-10-06 | 937.7149 |  | 1818.984 |  | 2222.984 |  | 2816.984
2019-10-07 | 1224.9149 |  | 1818.984 |  | 2222.984 |  | 2816.984
2019-10-08 | 1577.1349 |  | 1818.984 |  | 2222.984 |  | 2816.984
2019-10-09 | 1674.2689 |  | 1818.984 |  | 2222.984 |  | 2816.984
2019-10-10 | 1721.4379 |  | 1818.984 |  | 2222.984 |  | 2816.984
2019-10-11 | 1554.2229 |  | 1818.984 |  | 2222.984 |  | 2816.984
2019-10-12 | 1357.7609 |  | 1818.984 |  | 2222.984 |  | 2816.984
2019-10-13 | 1274.0479 |  | 1818.984 |  | 2222.984 |  | 2816.984
2019-10-14 | 1329.0309 |  | 1818.984 |  | 2222.984 |  | 2816.984
2019-10-15 | 1344.9039 |  | 1818.984 |  | 2222.984 |  | 2816.984
2019-10-16 | 1409.9629 |  | 1818.984 |  | 2222.984 |  | 2816.984
2019-10-17 | 1510.5659 |  | 1818.984 |  | 2222.984 |  | 2816.984
2019-10-18 | 1386.4599 |  | 1818.984 |  | 2222.984 |  | 2816.984
2019-10-19 | 1308.3239 |  | 1818.984 |  | 2222.984 |  | 2816.984
2019-10-20 | 1227.8289 |  | 1818.984 |  | 2222.984 |  | 2816.984
2019-10-21 | 1445.5029 |  | 1818.984 |  | 2222.984 |  | 2816.984
2019-10-22 | 1367.8499 |  | 1818.984 |  | 2222.984 |  | 2816.984
2019-10-23 | 1352.4239 |  | 1818.984 |  | 2222.984 |  | 2816.984
2019-10-24 | 1172.3549 |  | 1818.984 |  | 2222.984 |  | 2816.984
2019-10-25 | 1136.6859 |  | 1818.984 |  | 2222.984 |  | 2816.984
2019-10-26 | 996.7819 |  | 1818.984 |  | 2222.984 |  | 2816.984
2019-10-27 | 1130.7239 |  | 1818.984 |  | 2222.984 |  | 2816.984
2019-10-28 | 1399.8589 |  | 1818.984 |  | 2222.984 |  | 2816.984
2019-10-29 | 1315.5049 |  | 1818.984 |  | 2222.984 |  | 2816.984
2019-10-30 | 1341.5789 |  | 1818.984 |  | 2222.984 |  | 2816.984
2019-10-31 | 1235.0989 |  | 1818.984 |  | 2222.984 |  | 2816.984
2019-11-01 | 1049.2229 |  | 1818.984 |  | 2222.984 |  | 2816.984
2019-11-02 | 936.4599 |  | 1818.984 |  | 2222.984 |  | 2816.984
2019-11-03 | 909.6399 |  | 1818.984 |  | 2222.984 |  | 2816.984
2019-11-04 | 1249.3429 |  | 1818.984 |  | 2222.984 |  | 2816.984
2019-11-05 | 1187.1259 |  | 1818.984 |  | 2222.984 |  | 2816.984
2019-11-06 | 1017.0159 |  | 1818.984 |  | 2222.984 |  | 2816.984
2019-11-07 | 1075.6819 |  | 1818.984 |  | 2222.984 |  | 2816.984
2019-11-08 | 1185.7849 |  | 1818.984 |  | 2222.984 |  | 2816.984
2019-11-09 | 1439.5309 |  | 1818.984 |  | 2222.984 |  | 2816.984
2019-11-10 | 1224.8419 |  | 1818.984 |  | 2222.984 |  | 2816.984
2019-11-11 | 1140.2479 |  | 1818.984 |  | 2222.984 |  | 2816.984
2019-11-12 | 1206.8309 |  | 1818.984 |  | 2222.984 |  | 2816.984
2019-11-13 | 1235.5919 |  | 1818.984 |  | 2222.984 |  | 2816.984
2019-11-14 | 1204.6149 |  | 1818.984 |  | 2222.984 |  | 2816.984
2019-11-15 | 1175.4059 |  | 1818.984 |  | 2222.984 |  | 2816.984
2019-11-16 | 1138.2319 |  | 1818.984 |  | 2222.984 |  | 2816.984
2019-11-17 | 1066.7909 |  | 1818.984 |  | 2222.984 |  | 2816.984
2019-11-18 | 1115.3319 |  | 1818.984 |  | 2222.984 |  | 2816.984
2019-11-19 | 1012.2179 |  | 1818.984 |  | 2222.984 |  | 2816.984
2019-11-20 | 1002.9639 |  | 1818.984 |  | 2222.984 |  | 2816.984
2019-11-21 | 906.6519 |  | 1818.984 |  | 2222.984 |  | 2816.984
2019-11-22 | 982.5059 |  | 1818.984 |  | 2222.984 |  | 2816.984
2019-11-23 | 811.2129 |  | 1818.984 |  | 2222.984 |  | 2816.984
2019-11-24 | 647.4429 |  | 1818.984 |  | 2222.984 |  | 2816.984
2019-11-25 | 887.9609 |  | 1818.984 |  | 2222.984 |  | 2816.984
2019-11-26 | 974.0379 |  | 1818.984 |  | 2222.984 |  | 2816.984
2019-11-27 | 1016.4849 |  | 1818.984 |  | 2222.984 |  | 2816.984
2019-11-28 | 904.9699 |  | 1818.984 |  | 2222.984 |  | 2816.984
2019-11-29 | 849.1799 |  | 1818.984 |  | 2222.984 |  | 2816.984
2019-11-30 | 905.5139 |  | 1818.984 |  | 2222.984 |  | 2816.984
2019-12-01 | 890.9909 |  | 1818.984 |  | 2222.984 |  | 2816.984
2019-12-02 | 1028.0359 |  | 1818.984 |  | 2222.984 |  | 2816.984
2019-12-03 | 970.0109 |  | 1818.984 |  | 2222.984 |  | 2816.984
2019-12-04 | 1029.1199 |  | 1818.984 |  | 2222.984 |  | 2816.984
2019-12-05 | 898.2209 |  | 1818.984 |  | 2222.984 |  | 2816.984
2019-12-06 | 829.8869 |  | 1818.984 |  | 2222.984 |  | 2816.984
2019-12-07 | 807.2629 |  | 1818.984 |  | 2222.984 |  | 2816.984
2019-12-08 | 805.0099 |  | 1818.984 |  | 2222.984 |  | 2816.984
2019-12-09 | 897.3649 |  | 1818.984 |  | 2222.984 |  | 2816.984
2019-12-10 | 944.6429 |  | 1818.984 |  | 2222.984 |  | 2816.984
2019-12-11 | 941.6439 |  | 1818.984 |  | 2222.984 |  | 2816.984
2019-12-12 | 880.9939 |  | 1818.984 |  | 2222.984 |  | 2816.984
2019-12-13 | 821.4719 |  | 1818.984 |  | 2222.984 |  | 2816.984
2019-12-14 | 864.2979 |  | 1818.984 |  | 2222.984 |  | 2816.984
2019-12-15 | 891.7389 |  | 1818.984 |  | 2222.984 |  | 2816.984
2019-12-16 | 945.6809 |  | 1818.984 |  | 2222.984 |  | 2816.984
2019-12-17 | 1097.2049 |  | 1818.984 |  | 2222.984 |  | 2816.984
2019-12-18 | 1166.8809 |  | 1818.984 |  | 2222.984 |  | 2816.984
2019-12-19 | 1116.3909 |  | 1818.984 |  | 2222.984 |  | 2816.984
2019-12-20 | 1074.6309 |  | 1818.984 |  | 2222.984 |  | 2816.984
2019-12-21 | 786.4429 |  | 1818.984 |  | 2222.984 |  | 2816.984
2019-12-22 | 750.3879 |  | 1818.984 |  | 2222.984 |  | 2816.984
2019-12-23 | 741.7919 |  | 1818.984 |  | 2222.984 |  | 2816.984
2019-12-24 | 726.4109 |  | 1818.984 |  | 2222.984 |  | 2816.984
2019-12-25 | 663.3059 |  | 1818.984 |  | 2222.984 |  | 2816.984
2019-12-26 | 605.6349 |  | 1818.984 |  | 2222.984 |  | 2816.984
2019-12-27 | 669.8909 |  | 1818.984 |  | 2222.984 |  | 2816.984
2019-12-28 | 779.0489 |  | 1818.984 |  | 2222.984 |  | 2816.984
2019-12-29 | 797.4129 |  | 1818.984 |  | 2222.984 |  | 2816.984
2019-12-30 | 862.5449 |  | 1818.984 |  | 2222.984 |  | 2816.984
2019-12-31 | 756.6339
2020-01-01 | 711.507 |  | 1708.541 |  | 2112.541 |  | 2706.541
2020-01-02 | 735.63 |  | 1708.541 |  | 2112.541 |  | 2706.541
2020-01-03 | 827.993 |  | 1708.541 |  | 2112.541 |  | 2706.541
2020-01-04 | 512.79 |  | 1708.541 |  | 2112.541 |  | 2706.541
2020-01-05 | 463.699 |  | 1708.541 |  | 2112.541 |  | 2706.541
2020-01-06 | 797.768 |  | 1708.541 |  | 2112.541 |  | 2706.541
2020-01-07 | 790.579 |  | 1708.541 |  | 2112.541 |  | 2706.541
2020-01-08 | 820.449 |  | 1708.541 |  | 2112.541 |  | 2706.541
2020-01-09 | 814.205 |  | 1708.541 |  | 2112.541 |  | 2706.541
2020-01-10 | 840.79 |  | 1708.541 |  | 2112.541 |  | 2706.541
2020-01-11 | 736.643 |  | 1708.541 |  | 2112.541 |  | 2706.541
2020-01-12 | 602.799 |  | 1708.541 |  | 2112.541 |  | 2706.541
2020-01-13 | 853.448 |  | 1708.541 |  | 2112.541 |  | 2706.541
2020-01-14 | 884.972 |  | 1708.541 |  | 2112.541 |  | 2706.541
2020-01-15 | 908.419 |  | 1708.541 |  | 2112.541 |  | 2706.541
2020-01-16 | 661.977 |  | 1708.541 |  | 2112.541 |  | 2706.541
2020-01-17 | 725.491 |  | 1708.541 |  | 2112.541 |  | 2706.541
2020-01-18 | 682.212 |  | 1708.541 |  | 2112.541 |  | 2706.541
2020-01-19 | 669.329 |  | 1708.541 |  | 2112.541 |  | 2706.541
2020-01-20 | 803.691 |  | 1708.541 |  | 2112.541 |  | 2706.541
2020-01-21 | 848.613 |  | 1708.541 |  | 2112.541 |  | 2706.541
2020-01-22 | 707.794 |  | 1708.541 |  | 2112.541 |  | 2706.541
2020-01-23 | 801.583 |  | 1708.541 |  | 2112.541 |  | 2706.541
2020-01-24 | 824.11 |  | 1708.541 |  | 2112.541 |  | 2706.541
2020-01-25 | 732.753 |  | 1708.541 |  | 2112.541 |  | 2706.541
2020-01-26 | 664.034 |  | 1708.541 |  | 2112.541 |  | 2706.541
2020-01-27 | 722.757 |  | 1708.541 |  | 2112.541 |  | 2706.541
2020-01-28 | 845.859 |  | 1708.541 |  | 2112.541 |  | 2706.541
2020-01-29 | 919.249 |  | 1708.541 |  | 2112.541 |  | 2706.541
2020-01-30 | 1133.399 |  | 1708.541 |  | 2112.541 |  | 2706.541
2020-01-31 | 1354.734 |  | 1708.541 |  | 2112.541 |  | 2706.541
2020-02-01 | 1097.807 |  | 1708.541 |  | 2112.541 |  | 2706.541
2020-02-02 | 1022.969 |  | 1708.541 |  | 2112.541 |  | 2706.541
2020-02-03 | 1015.565 |  | 1708.541 |  | 2112.541 |  | 2706.541
2020-02-04 | 944.214 |  | 1708.541 |  | 2112.541 |  | 2706.541
2020-02-05 | 1069.253 |  | 1708.541 |  | 2112.541 |  | 2706.541
2020-02-06 | 993.241 |  | 1708.541 |  | 2112.541 |  | 2706.541
2020-02-07 | 939.543 |  | 1708.541 |  | 2112.541 |  | 2706.541
2020-02-08 | 885.984 |  | 1708.541 |  | 2112.541 |  | 2706.541
2020-02-09 | 890.049 |  | 1708.541 |  | 2112.541 |  | 2706.541
2020-02-10 | 1027.181 |  | 1708.541 |  | 2112.541 |  | 2706.541
2020-02-11 | 972.999 |  | 1708.541 |  | 2112.541 |  | 2706.541
2020-02-12 | 954.456 |  | 1708.541 |  | 2112.541 |  | 2706.541
2020-02-13 | 954.765 |  | 1708.541 |  | 2112.541 |  | 2706.541
2020-02-14 | 981.28 |  | 1708.541 |  | 2112.541 |  | 2706.541
2020-02-15 | 939.844 |  | 1708.541 |  | 2112.541 |  | 2706.541
2020-02-16 | 973.433 |  | 1708.541 |  | 2112.541 |  | 2706.541
2020-02-17 | 1021.376 |  | 1708.541 |  | 2112.541 |  | 2706.541
2020-02-18 | 887.089 |  | 1708.541 |  | 2112.541 |  | 2706.541
2020-02-19 | 917.51 |  | 1708.541 |  | 2112.541 |  | 2706.541
2020-02-20 | 961.301 |  | 1708.541 |  | 2112.541 |  | 2706.541
2020-02-21 | 873.254 |  | 1708.541 |  | 2112.541 |  | 2706.541
2020-02-22 | 719.827 |  | 1708.541 |  | 2112.541 |  | 2706.541
2020-02-23 | 815.535 |  | 1708.541 |  | 2112.541 |  | 2706.541
2020-02-24 | 927.553 |  | 1708.541 |  | 2112.541 |  | 2706.541
2020-02-25 | 933.469 |  | 1708.541 |  | 2112.541 |  | 2706.541
2020-02-26 | 911.031 |  | 1708.541 |  | 2112.541 |  | 2706.541
2020-02-27 | 874.572 |  | 1708.541 |  | 2112.541 |  | 2706.541
2020-02-28 | 802.182 |  | 1708.541 |  | 2112.541 |  | 2706.541
2020-02-29 | 767.211 |  | 1708.541 |  | 2112.541 |  | 2706.541
2020-03-01 | 754.572 |  | 1708.541 |  | 2112.541 |  | 2706.541
2020-03-02 | 885.493 |  | 1708.541 |  | 2112.541 |  | 2706.541
2020-03-03 | 816.632 |  | 1708.541 |  | 2112.541 |  | 2706.541
2020-03-04 | 969.467 |  | 1708.541 |  | 2112.541 |  | 2706.541
2020-03-05 | 933.595 |  | 1708.541 |  | 2112.541 |  | 2706.541
2020-03-06 | 875.986 |  | 1708.541 |  | 2112.541 |  | 2706.541
2020-03-07 | 781.623 |  | 1708.541 |  | 2112.541 |  | 2706.541
2020-03-08 | 827.548 |  | 1708.541 |  | 2112.541 |  | 2706.541
2020-03-09 | 820.872 |  | 1708.541 |  | 2112.541 |  | 2706.541
2020-03-10 | 844.33 |  | 1708.541 |  | 2112.541 |  | 2706.541
2020-03-11 | 743.097 |  | 1708.541 |  | 2112.541 |  | 2706.541
2020-03-12 | 776.171 |  | 1708.541 |  | 2112.541 |  | 2706.541
2020-03-13 | 777.927 |  | 1708.541 |  | 2112.541 |  | 2706.541
2020-03-14 | 824.901 |  | 1708.541 |  | 2112.541 |  | 2706.541
2020-03-15 | 756.6 |  | 1708.541 |  | 2112.541 |  | 2706.541
2020-03-16 | 945.342 |  | 1708.541 |  | 2112.541 |  | 2706.541
2020-03-17 | 970.214 |  | 1708.541 |  | 2112.541 |  | 2706.541
2020-03-18 | 926.625 |  | 1708.541 |  | 2112.541 |  | 2706.541
2020-03-19 | 845.986 |  | 1708.541 |  | 2112.541 |  | 2706.541
2020-03-20 | 885.358 |  | 1708.541 |  | 2112.541 |  | 2706.541
2020-03-21 | 784.967 |  | 1708.541 |  | 2112.541 |  | 2706.541
2020-03-22 | 822.521 |  | 1708.541 |  | 2112.541 |  | 2706.541
2020-03-23 | 1009.449 |  | 1708.541 |  | 2112.541 |  | 2706.541
2020-03-24 | 1158.357 |  | 1708.541 |  | 2112.541 |  | 2706.541
2020-03-25 | 1001.99 |  | 1708.541 |  | 2112.541 |  | 2706.541
2020-03-26 | 1019.696 |  | 1708.541 |  | 2112.541 |  | 2706.541
2020-03-27 | 1020.394 |  | 1708.541 |  | 2112.541 |  | 2706.541
2020-03-28 | 1062.8 |  | 1708.541 |  | 2112.541 |  | 2706.541
2020-03-29 | 881.915 |  | 1708.541 |  | 2112.541 |  | 2706.541
2020-03-30 | 1062.212 |  | 1708.541 |  | 2112.541 |  | 2706.541
2020-03-31 | 1192.68 |  | 1708.541 |  | 2112.541 |  | 2706.541
2020-04-01 | 1186.002 |  | 1708.541 |  | 2112.541 |  | 2706.541
2020-04-02 | 1065.013 |  | 1708.541 |  | 2112.541 |  | 2706.541
2020-04-03 | 952.547 |  | 1708.541 |  | 2112.541 |  | 2706.541
2020-04-04 | 1068.591 |  | 1708.541 |  | 2112.541 |  | 2706.541
2020-04-05 | 1100.589 |  | 1708.541 |  | 2112.541 |  | 2706.541
2020-04-06 | 1255.664 |  | 1708.541 |  | 2112.541 |  | 2706.541
2020-04-07 | 1215.597 |  | 1708.541 |  | 2112.541 |  | 2706.541
2020-04-08 | 1109.521 |  | 1708.541 |  | 2112.541 |  | 2706.541
2020-04-09 | 1003.692 |  | 1708.541 |  | 2112.541 |  | 2706.541
2020-04-10 | 883.798 |  | 1708.541 |  | 2112.541 |  | 2706.541
2020-04-11 | 978.164 |  | 1708.541 |  | 2112.541 |  | 2706.541
2020-04-12 | 1042.167 |  | 1708.541 |  | 2112.541 |  | 2706.541
2020-04-13 | 917.705 |  | 1708.541 |  | 2112.541 |  | 2706.541
2020-04-14 | 922.897 |  | 1708.541 |  | 2112.541 |  | 2706.541
2020-04-15 | 880.044 |  | 1708.541 |  | 2112.541 |  | 2706.541
2020-04-16 | 811.625 |  | 1708.541 |  | 2112.541 |  | 2706.541
2020-04-17 | 1007.735 |  | 1708.541 |  | 2112.541 |  | 2706.541
2020-04-18 | 1008.044 |  | 1708.541 |  | 2112.541 |  | 2706.541
2020-04-19 | 934.866 |  | 1708.541 |  | 2112.541 |  | 2706.541
2020-04-20 | 1043.227 |  | 1708.541 |  | 2112.541 |  | 2706.541
2020-04-21 | 1037.79 |  | 1708.541 |  | 2112.541 |  | 2706.541
2020-04-22 | 994.782 |  | 1708.541 |  | 2112.541 |  | 2706.541
2020-04-23 | 1055.46 |  | 1708.541 |  | 2112.541 |  | 2706.541
2020-04-24 | 849.113 |  | 1708.541 |  | 2112.541 |  | 2706.541
2020-04-25 | 777.927 |  | 1708.541 |  | 2112.541 |  | 2706.541
2020-04-26 | 839.923 |  | 1708.541 |  | 2112.541 |  | 2706.541
2020-04-27 | 1070.67 |  | 1708.541 |  | 2112.541 |  | 2706.541
2020-04-28 | 1037.775 |  | 1708.541 |  | 2112.541 |  | 2706.541
2020-04-29 | 1169.666 |  | 1708.541 |  | 2112.541 |  | 2706.541
2020-04-30 | 1321.582 |  | 1708.541 |  | 2112.541 |  | 2706.541
2020-05-01 | 1517.341 |  | 1708.541 |  | 2112.541 |  | 2706.541
2020-05-02 | 1394.047 |  | 1708.541 |  | 2112.541 |  | 2706.541
2020-05-03 | 1358.218 |  | 1708.541 |  | 2112.541 |  | 2706.541
2020-05-04 | 1532.95 |  | 1708.541 |  | 2112.541 |  | 2706.541
2020-05-05 | 1348.555 |  | 1708.541 |  | 2112.541 |  | 2706.541
2020-05-06 | 1095.905 |  | 1708.541 |  | 2112.541 |  | 2706.541
2020-05-07 | 950.415 |  | 1708.541 |  | 2112.541 |  | 2706.541
2020-05-08 | 967.285 |  | 1708.541 |  | 2112.541 |  | 2706.541
2020-05-09 | 1128.709 |  | 1708.541 |  | 2112.541 |  | 2706.541
2020-05-10 | 1331.984 |  | 1708.541 |  | 2112.541 |  | 2706.541
2020-05-11 | 1411.93 |  | 1708.541 |  | 2112.541 |  | 2706.541
2020-05-12 | 1431.417 |  | 1708.541 |  | 2112.541 |  | 2706.541
2020-05-13 | 1638.739 |  | 1708.541 |  | 2112.541 |  | 2706.541
2020-05-14 | 1662.731 |  | 1708.541 |  | 2112.541 |  | 2706.541
2020-05-15 | 1630.768 |  | 1708.541 |  | 2112.541 |  | 2706.541
2020-05-16 | 1517.564 |  | 1708.541 |  | 2112.541 |  | 2706.541
2020-05-17 | 1435.511 |  | 1708.541 |  | 2112.541 |  | 2706.541
2020-05-18 | 1586.006 |  | 1708.541 |  | 2112.541 |  | 2706.541
2020-05-19 | 1481.212 |  | 1708.541 |  | 2112.541 |  | 2706.541
2020-05-20 | 1501.414 |  | 1708.541 |  | 2112.541 |  | 2706.541
2020-05-21 | 1716.065 |  | 1708.541 |  | 2112.541 |  | 2706.541
2020-05-22 | 1717.06 |  | 1708.541 |  | 2112.541 |  | 2706.541
2020-05-23 | 1438.939 |  | 1708.541 |  | 2112.541 |  | 2706.541
2020-05-24 | 1526.971 |  | 1708.541 |  | 2112.541 |  | 2706.541
2020-05-25 | 1556.799 |  | 1708.541 |  | 2112.541 |  | 2706.541
2020-05-26 | 1594.576 |  | 1708.541 |  | 2112.541 |  | 2706.541
2020-05-27 | 1651.981 |  | 1708.541 |  | 2112.541 |  | 2706.541
2020-05-28 | 1581.78 |  | 1708.541 |  | 2112.541 |  | 2706.541
2020-05-29 | 1535.705 |  | 1708.541 |  | 2112.541 |  | 2706.541
2020-05-30 | 1372.708 |  | 1708.541 |  | 2112.541 |  | 2706.541
2020-05-31 | 1272.357 |  | 1708.541 |  | 2112.541 |  | 2706.541
2020-06-01 | 1605.97 |  | 1708.541 |  | 2112.541 |  | 2706.541
2020-06-02 | 1587.116 |  | 1708.541 |  | 2112.541 |  | 2706.541
2020-06-03 | 1700.597 |  | 1708.541 |  | 2112.541 |  | 2706.541
2020-06-04 | 1685.816 |  | 1708.541 |  | 2112.541 |  | 2706.541
2020-06-05 | 1784.85 |  | 1708.541 |  | 2112.541 |  | 2706.541
2020-06-06 | 1601.832 |  | 1708.541 |  | 2112.541 |  | 2706.541
2020-06-07 | 1606.99 |  | 1708.541 |  | 2112.541 |  | 2706.541
2020-06-08 | 1721.868 |  | 1708.541 |  | 2112.541 |  | 2706.541
2020-06-09 | 1935.715 |  | 1708.541 |  | 2112.541 |  | 2706.541
2020-06-10 | 1866.947 |  | 1708.541 |  | 2112.541 |  | 2706.541
2020-06-11 | 1960.685 |  | 1708.541 |  | 2112.541 |  | 2706.541
2020-06-12 | 1749.125 |  | 1708.541 |  | 2112.541 |  | 2706.541
2020-06-13 | 1518.645 |  | 1708.541 |  | 2112.541 |  | 2706.541
2020-06-14 | 1431.187 |  | 1708.541 |  | 2112.541 |  | 2706.541
2020-06-15 | 1423.805 |  | 1708.541 |  | 2112.541 |  | 2706.541
2020-06-16 | 1438.211 |  | 1708.541 |  | 2112.541 |  | 2706.541
2020-06-17 | 1647.61 |  | 1708.541 |  | 2112.541 |  | 2706.541
2020-06-18 | 1587.898 |  | 1708.541 |  | 2112.541 |  | 2706.541
2020-06-19 | 1465.403 |  | 1708.541 |  | 2112.541 |  | 2706.541
2020-06-20 | 1394.079 |  | 1708.541 |  | 2112.541 |  | 2706.541
2020-06-21 | 1414.894 |  | 1708.541 |  | 2112.541 |  | 2706.541
2020-06-22 | 1580.207 |  | 1708.541 |  | 2112.541 |  | 2706.541
2020-06-23 | 1649.171 |  | 1708.541 |  | 2112.541 |  | 2706.541
2020-06-24 | 1662.031 |  | 1708.541 |  | 2112.541 |  | 2706.541
2020-06-25 | 1707.839 |  | 1708.541 |  | 2112.541 |  | 2706.541
2020-06-26 | 1815.856 |  | 1708.541 |  | 2112.541 |  | 2706.541
2020-06-27 | 1698.25 |  | 1708.541 |  | 2112.541 |  | 2706.541
2020-06-28 | 1784.374 |  | 1708.541 |  | 2112.541 |  | 2706.541
2020-06-29 | 1813.324 |  | 1708.541 |  | 2112.541 |  | 2706.541
2020-06-30 | 1717.84 |  | 1708.541 |  | 2112.541 |  | 2706.541
2020-07-01 | 1545.889 |  | 1708.541 |  | 2112.541 |  | 2706.541
2020-07-02 | 1572.343 |  | 1708.541 |  | 2112.541 |  | 2706.541
2020-07-03 | 1768.975 |  | 1708.541 |  | 2112.541 |  | 2706.541
2020-07-04 | 1712.579 |  | 1708.541 |  | 2112.541 |  | 2706.541
2020-07-05 | 1785.408 |  | 1708.541 |  | 2112.541 |  | 2706.541
2020-07-06 | 1880.926 |  | 1708.541 |  | 2112.541 |  | 2706.541
2020-07-07 | 1928.493 |  | 1708.541 |  | 2112.541 |  | 2706.541
2020-07-08 | 1960.844 |  | 1708.541 |  | 2112.541 |  | 2706.541
2020-07-09 | 1863.627 |  | 1708.541 |  | 2112.541 |  | 2706.541
2020-07-10 | 1845.994 |  | 1708.541 |  | 2112.541 |  | 2706.541
2020-07-11 | 1863.76 |  | 1708.541 |  | 2112.541 |  | 2706.541
2020-07-12 | 1846.616 |  | 1708.541 |  | 2112.541 |  | 2706.541
2020-07-13 | 1848.195 |  | 1708.541 |  | 2112.541 |  | 2706.541
2020-07-14 | 1887.478 |  | 1708.541 |  | 2112.541 |  | 2706.541
2020-07-15 | 1860.181 |  | 1708.541 |  | 2112.541 |  | 2706.541
2020-07-16 | 2093.724 |  | 1708.541 |  | 2112.541 |  | 2706.541
2020-07-17 | 1983.77 |  | 1708.541 |  | 2112.541 |  | 2706.541
2020-07-18 | 1815.754 |  | 1708.541 |  | 2112.541 |  | 2706.541
2020-07-19 | 1628.063 |  | 1708.541 |  | 2112.541 |  | 2706.541
2020-07-20 | 1886.263 |  | 1708.541 |  | 2112.541 |  | 2706.541
2020-07-21 | 1988.232 |  | 1708.541 |  | 2112.541 |  | 2706.541
2020-07-22 | 2028.741 |  | 1708.541 |  | 2112.541 |  | 2706.541
2020-07-23 | 2116.22 |  | 1708.541 |  | 2112.541 |  | 2706.541
2020-07-24 | 1983.969 |  | 1708.541 |  | 2112.541 |  | 2706.541
2020-07-25 | 1913.83 |  | 1708.541 |  | 2112.541 |  | 2706.541
2020-07-26 | 1820.621 |  | 1708.541 |  | 2112.541 |  | 2706.541
2020-07-27 | 1806.408 |  | 1708.541 |  | 2112.541 |  | 2706.541
2020-07-28 | 1808.425 |  | 1708.541 |  | 2112.541 |  | 2706.541
2020-07-29 | 1742.307 |  | 1708.541 |  | 2112.541 |  | 2706.541
2020-07-30 | 1792.584 |  | 1708.541 |  | 2112.541 |  | 2706.541
2020-07-31 | 1914.539 |  | 1708.541 |  | 2112.541 |  | 2706.541
2020-08-01 | 1632.731 |  | 1708.541 |  | 2112.541 |  | 2706.541
2020-08-02 | 1646.829 |  | 1708.541 |  | 2112.541 |  | 2706.541
2020-08-03 | 1686.635 |  | 1708.541 |  | 2112.541 |  | 2706.541
2020-08-04 | 1991.806 |  | 1708.541 |  | 2112.541 |  | 2706.541
2020-08-05 | 1980.415 |  | 1708.541 |  | 2112.541 |  | 2706.541
2020-08-06 | 1959.834 |  | 1708.541 |  | 2112.541 |  | 2706.541
2020-08-07 | 1993.445 |  | 1708.541 |  | 2112.541 |  | 2706.541
2020-08-08 | 1710.472 |  | 1708.541 |  | 2112.541 |  | 2706.541
2020-08-09 | 1693.669 |  | 1708.541 |  | 2112.541 |  | 2706.541
2020-08-10 | 1769.945 |  | 1708.541 |  | 2112.541 |  | 2706.541
2020-08-11 | 1691.036 |  | 1708.541 |  | 2112.541 |  | 2706.541
2020-08-12 | 1502.865 |  | 1708.541 |  | 2112.541 |  | 2706.541
2020-08-13 | 1431.34 |  | 1708.541 |  | 2112.541 |  | 2706.541
2020-08-14 | 1541.621 |  | 1708.541 |  | 2112.541 |  | 2706.541
2020-08-15 | 1444.88 |  | 1708.541 |  | 2112.541 |  | 2706.541
2020-08-16 | 1431.333 |  | 1708.541 |  | 2112.541 |  | 2706.541
2020-08-17 | 1465.986 |  | 1708.541 |  | 2112.541 |  | 2706.541
2020-08-18 | 1471.686 |  | 1708.541 |  | 2112.541 |  | 2706.541
2020-08-19 | 1688.678 |  | 1708.541 |  | 2112.541 |  | 2706.541
2020-08-20 | 1632.072 |  | 1708.541 |  | 2112.541 |  | 2706.541
2020-08-21 | 1667.328 |  | 1708.541 |  | 2112.541 |  | 2706.541
2020-08-22 | 1803.951 |  | 1708.541 |  | 2112.541 |  | 2706.541
2020-08-23 | 1851.183 |  | 1708.541 |  | 2112.541 |  | 2706.541
2020-08-24 | 2049.819 |  | 1708.541 |  | 2112.541 |  | 2706.541
2020-08-25 | 2033.933 |  | 1708.541 |  | 2112.541 |  | 2706.541
2020-08-26 | 1803.228 |  | 1708.541 |  | 2112.541 |  | 2706.541
2020-08-27 | 1600.071 |  | 1708.541 |  | 2112.541 |  | 2706.541
2020-08-28 | 1473.996 |  | 1708.541 |  | 2112.541 |  | 2706.541
2020-08-29 | 1335.035 |  | 1708.541 |  | 2112.541 |  | 2706.541
2020-08-30 | 1285.428 |  | 1708.541 |  | 2112.541 |  | 2706.541
2020-08-31 | 1551.312 |  | 1708.541 |  | 2112.541 |  | 2706.541
2020-09-01 | 1404.033 |  | 1708.541 |  | 2112.541 |  | 2706.541
2020-09-02 | 1281.168 |  | 1708.541 |  | 2112.541 |  | 2706.541
2020-09-03 | 1179.657 |  | 1708.541 |  | 2112.541 |  | 2706.541
2020-09-04 | 1178.788 |  | 1708.541 |  | 2112.541 |  | 2706.541
2020-09-05 | 1200.632 |  | 1708.541 |  | 2112.541 |  | 2706.541
2020-09-06 | 1129.147 |  | 1708.541 |  | 2112.541 |  | 2706.541
2020-09-07 | 1046.701 |  | 1708.541 |  | 2112.541 |  | 2706.541
2020-09-08 | 1019.958 |  | 1708.541 |  | 2112.541 |  | 2706.541
2020-09-09 | 1300.592 |  | 1708.541 |  | 2112.541 |  | 2706.541
2020-09-10 | 1174.099 |  | 1708.541 |  | 2112.541 |  | 2706.541
2020-09-11 | 1055.771 |  | 1708.541 |  | 2112.541 |  | 2706.541
2020-09-12 | 1145.138 |  | 1708.541 |  | 2112.541 |  | 2706.541
2020-09-13 | 1120.83 |  | 1708.541 |  | 2112.541 |  | 2706.541
2020-09-14 | 1199.956 |  | 1708.541 |  | 2112.541 |  | 2706.541
2020-09-15 | 1202.175 |  | 1708.541 |  | 2112.541 |  | 2706.541
2020-09-16 | 1130.108 |  | 1708.541 |  | 2112.541 |  | 2706.541
2020-09-17 | 1070.129 |  | 1708.541 |  | 2112.541 |  | 2706.541
2020-09-18 | 1013.138 |  | 1708.541 |  | 2112.541 |  | 2706.541
2020-09-19 | 849.503 |  | 1708.541 |  | 2112.541 |  | 2706.541
2020-09-20 | 864.147 |  | 1708.541 |  | 2112.541 |  | 2706.541
2020-09-21 | 930.988 |  | 1708.541 |  | 2112.541 |  | 2706.541
2020-09-22 | 1053.225 |  | 1708.541 |  | 2112.541 |  | 2706.541
2020-09-23 | 1206.257 |  | 1708.541 |  | 2112.541 |  | 2706.541
2020-09-24 | 1277.284 |  | 1708.541 |  | 2112.541 |  | 2706.541
2020-09-25 | 1428.367 |  | 1708.541 |  | 2112.541 |  | 2706.541
2020-09-26 | 1472.668 |  | 1708.541 |  | 2112.541 |  | 2706.541
2020-09-27 | 1421.541 |  | 1708.541 |  | 2112.541 |  | 2706.541
2020-09-28 | 1481.522 |  | 1708.541 |  | 2112.541 |  | 2706.541
2020-09-29 | 1325.566 |  | 1708.541 |  | 2112.541 |  | 2706.541
2020-09-30 | 1176.966 |  | 1708.541 |  | 2112.541 |  | 2706.541
2020-10-01 | 987.504 |  | 1708.541 |  | 2112.541 |  | 2706.541
2020-10-02 | 839.25 |  | 1708.541 |  | 2112.541 |  | 2706.541
2020-10-03 | 803.212 |  | 1708.541 |  | 2112.541 |  | 2706.541
2020-10-04 | 834.155 |  | 1708.541 |  | 2112.541 |  | 2706.541
2020-10-05 | 1091.713 |  | 1708.541 |  | 2112.541 |  | 2706.541
2020-10-06 | 1281.232 |  | 1708.541 |  | 2112.541 |  | 2706.541
2020-10-07 | 1169.416 |  | 1708.541 |  | 2112.541 |  | 2706.541
2020-10-08 | 1212.16 |  | 1708.541 |  | 2112.541 |  | 2706.541
2020-10-09 | 1250.143 |  | 1708.541 |  | 2112.541 |  | 2706.541
2020-10-10 | 1033.086 |  | 1708.541 |  | 2112.541 |  | 2706.541
2020-10-11 | 1089.976 |  | 1708.541 |  | 2112.541 |  | 2706.541
2020-10-12 | 1143.432 |  | 1708.541 |  | 2112.541 |  | 2706.541
2020-10-13 | 1028.346 |  | 1708.541 |  | 2112.541 |  | 2706.541
2020-10-14 | 933.339 |  | 1708.541 |  | 2112.541 |  | 2706.541
2020-10-15 | 950.59 |  | 1708.541 |  | 2112.541 |  | 2706.541
2020-10-16 | 1060.048 |  | 1708.541 |  | 2112.541 |  | 2706.541
2020-10-17 | 867.373 |  | 1708.541 |  | 2112.541 |  | 2706.541
2020-10-18 | 991.902 |  | 1708.541 |  | 2112.541 |  | 2706.541
2020-10-19 | 1087.742 |  | 1708.541 |  | 2112.541 |  | 2706.541
2020-10-20 | 1160.076 |  | 1708.541 |  | 2112.541 |  | 2706.541
2020-10-21 | 1020.187 |  | 1708.541 |  | 2112.541 |  | 2706.541
2020-10-22 | 1028.808 |  | 1708.541 |  | 2112.541 |  | 2706.541
2020-10-23 | 998.68 |  | 1708.541 |  | 2112.541 |  | 2706.541
2020-10-24 | 1016.873 |  | 1708.541 |  | 2112.541 |  | 2706.541
2020-10-25 | 1230.17 |  | 1708.541 |  | 2112.541 |  | 2706.541
2020-10-26 | 1296.593 |  | 1708.541 |  | 2112.541 |  | 2706.541
2020-10-27 | 1159.085 |  | 1708.541 |  | 2112.541 |  | 2706.541
2020-10-28 | 1093.269 |  | 1708.541 |  | 2112.541 |  | 2706.541
2020-10-29 | 965.225 |  | 1708.541 |  | 2112.541 |  | 2706.541
2020-10-30 | 860.342 |  | 1708.541 |  | 2112.541 |  | 2706.541
2020-10-31 | 926.771 |  | 1708.541 |  | 2112.541 |  | 2706.541
2020-11-01 | 858.116 |  | 1708.541 |  | 2112.541 |  | 2706.541
2020-11-02 | 984.566 |  | 1708.541 |  | 2112.541 |  | 2706.541
2020-11-03 | 861.898 |  | 1708.541 |  | 2112.541 |  | 2706.541
2020-11-04 | 817.966 |  | 1708.541 |  | 2112.541 |  | 2706.541
2020-11-05 | 953.225 |  | 1708.541 |  | 2112.541 |  | 2706.541
2020-11-06 | 1101.737 |  | 1708.541 |  | 2112.541 |  | 2706.541
2020-11-07 | 1024.214 |  | 1708.541 |  | 2112.541 |  | 2706.541
2020-11-08 | 821.736 |  | 1708.541 |  | 2112.541 |  | 2706.541
2020-11-09 | 806.062 |  | 1708.541 |  | 2112.541 |  | 2706.541
2020-11-10 | 839.328 |  | 1708.541 |  | 2112.541 |  | 2706.541
2020-11-11 | 816.28 |  | 1708.541 |  | 2112.541 |  | 2706.541
2020-11-12 | 817.802 |  | 1708.541 |  | 2112.541 |  | 2706.541
2020-11-13 | 821.075 |  | 1708.541 |  | 2112.541 |  | 2706.541
2020-11-14 | 780.928 |  | 1708.541 |  | 2112.541 |  | 2706.541
2020-11-15 | 756.796 |  | 1708.541 |  | 2112.541 |  | 2706.541
2020-11-16 | 745.155 |  | 1708.541 |  | 2112.541 |  | 2706.541
2020-11-17 | 859.524 |  | 1708.541 |  | 2112.541 |  | 2706.541
2020-11-18 | 897.557 |  | 1708.541 |  | 2112.541 |  | 2706.541
2020-11-19 | 853.906 |  | 1708.541 |  | 2112.541 |  | 2706.541
2020-11-20 | 869.277 |  | 1708.541 |  | 2112.541 |  | 2706.541
2020-11-21 | 816.084 |  | 1708.541 |  | 2112.541 |  | 2706.541
2020-11-22 | 790.526 |  | 1708.541 |  | 2112.541 |  | 2706.541
2020-11-23 | 782.317 |  | 1708.541 |  | 2112.541 |  | 2706.541
2020-11-24 | 850.83 |  | 1708.541 |  | 2112.541 |  | 2706.541
2020-11-25 | 864.181 |  | 1708.541 |  | 2112.541 |  | 2706.541
2020-11-26 | 886.947 |  | 1708.541 |  | 2112.541 |  | 2706.541
2020-11-27 | 1034.981 |  | 1708.541 |  | 2112.541 |  | 2706.541
2020-11-28 | 800.945 |  | 1708.541 |  | 2112.541 |  | 2706.541
2020-11-29 | 789.972 |  | 1708.541 |  | 2112.541 |  | 2706.541
2020-11-30 | 847.227 |  | 1708.541 |  | 2112.541 |  | 2706.541
2020-12-01 | 810.767 |  | 1708.541 |  | 2112.541 |  | 2706.541
2020-12-02 | 833.123 |  | 1708.541 |  | 2112.541 |  | 2706.541
2020-12-03 | 856.644 |  | 1708.541 |  | 2112.541 |  | 2706.541
2020-12-04 | 819.525 |  | 1708.541 |  | 2112.541 |  | 2706.541
2020-12-05 | 769.018 |  | 1708.541 |  | 2112.541 |  | 2706.541
2020-12-06 | 853.998 |  | 1708.541 |  | 2112.541 |  | 2706.541
2020-12-07 | 829.124 |  | 1708.541 |  | 2112.541 |  | 2706.541
2020-12-08 | 919.099 |  | 1708.541 |  | 2112.541 |  | 2706.541
2020-12-09 | 891.928 |  | 1708.541 |  | 2112.541 |  | 2706.541
2020-12-10 | 844.159 |  | 1708.541 |  | 2112.541 |  | 2706.541
2020-12-11 | 891.537 |  | 1708.541 |  | 2112.541 |  | 2706.541
2020-12-12 | 760.671 |  | 1708.541 |  | 2112.541 |  | 2706.541
2020-12-13 | 726.61 |  | 1708.541 |  | 2112.541 |  | 2706.541
2020-12-14 | 984.142 |  | 1708.541 |  | 2112.541 |  | 2706.541
2020-12-15 | 902.448 |  | 1708.541 |  | 2112.541 |  | 2706.541
2020-12-16 | 935.372 |  | 1708.541 |  | 2112.541 |  | 2706.541
2020-12-17 | 835.41 |  | 1708.541 |  | 2112.541 |  | 2706.541
2020-12-18 | 843.462 |  | 1708.541 |  | 2112.541 |  | 2706.541
2020-12-19 | 718.727 |  | 1708.541 |  | 2112.541 |  | 2706.541
2020-12-20 | 759.837 |  | 1708.541 |  | 2112.541 |  | 2706.541
2020-12-21 | 727.227 |  | 1708.541 |  | 2112.541 |  | 2706.541
2020-12-22 | 809.87 |  | 1708.541 |  | 2112.541 |  | 2706.541
2020-12-23 | 721.396 |  | 1708.541 |  | 2112.541 |  | 2706.541
2020-12-24 | 797.66 |  | 1708.541 |  | 2112.541 |  | 2706.541
2020-12-25 | 717.855 |  | 1708.541 |  | 2112.541 |  | 2706.541
2020-12-26 | 692.902 |  | 1708.541 |  | 2112.541 |  | 2706.541
2020-12-27 | 688.499 |  | 1708.541 |  | 2112.541 |  | 2706.541
2020-12-28 | 666.889 |  | 1708.541 |  | 2112.541 |  | 2706.541
2020-12-29 | 679.235 |  | 1708.541 |  | 2112.541 |  | 2706.541
2020-12-30 | 726.203 |  | 1708.541 |  | 2112.541 |  | 2706.541
2020-12-31 | 699.908
2021-01-01 |  | 597.0555 | 1663.0921 |  | 2067.0921 |  | 2661.0921
2021-01-02 |  | 572.1835 | 1663.0921 |  | 2067.0921 |  | 2661.0921
2021-01-03 |  | 594.137 | 1663.0921 |  | 2067.0921 |  | 2661.0921
2021-01-04 |  | 678.706 | 1663.0921 |  | 2067.0921 |  | 2661.0921
2021-01-05 |  | 760.2359 | 1663.0921 |  | 2067.0921 |  | 2661.0921
2021-01-06 |  | 1179.9403 | 1663.0921 |  | 2067.0921 |  | 2661.0921
2021-01-07 |  | 763.1122 | 1663.0921 |  | 2067.0921 |  | 2661.0921
2021-01-08 |  | 805.5002 | 1663.0921 |  | 2067.0921 |  | 2661.0921
2021-01-09 |  | 635.8828 | 1663.0921 |  | 2067.0921 |  | 2661.0921
2021-01-10 |  | 627.5999 | 1663.0921 |  | 2067.0921 |  | 2661.0921
2021-01-11 |  | 726.8872 | 1663.0921 |  | 2067.0921 |  | 2661.0921
2021-01-12 |  | 706.6339 | 1663.0921 |  | 2067.0921 |  | 2661.0921
2021-01-13 |  | 754.8963 | 1663.0921 |  | 2067.0921 |  | 2661.0921
2021-01-14 |  | 765.2495 | 1663.0921 |  | 2067.0921 |  | 2661.0921
2021-01-15 |  | 693.7291 | 1663.0921 |  | 2067.0921 |  | 2661.0921
2021-01-16 |  | 601.3258 | 1663.0921 |  | 2067.0921 |  | 2661.0921
2021-01-17 |  | 638.1549 | 1663.0921 |  | 2067.0921 |  | 2661.0921
2021-01-18 |  | 744.4381 | 1663.0921 |  | 2067.0921 |  | 2661.0921
2021-01-19 |  | 715.5597 | 1663.0921 |  | 2067.0921 |  | 2661.0921
2021-01-20 |  | 757.4004 | 1663.0921 |  | 2067.0921 |  | 2661.0921
2021-01-21 |  | 1111.8032 | 1663.0921 |  | 2067.0921 |  | 2661.0921
2021-01-22 |  | 953.4134 | 1663.0921 |  | 2067.0921 |  | 2661.0921
2021-01-23 |  | 610.2808 | 1663.0921 |  | 2067.0921 |  | 2661.0921
2021-01-24 |  | 619.9177 | 1663.0921 |  | 2067.0921 |  | 2661.0921
2021-01-25 |  | 756.6449 | 1663.0921 |  | 2067.0921 |  | 2661.0921
2021-01-26 |  | 686.6019 | 1663.0921 |  | 2067.0921 |  | 2661.0921
2021-01-27 |  | 783.0876 | 1663.0921 |  | 2067.0921 |  | 2661.0921
2021-01-28 |  | 792.7138 | 1663.0921 |  | 2067.0921 |  | 2661.0921
2021-01-29 |  | 739.7507 | 1663.0921 |  | 2067.0921 |  | 2661.0921
2021-01-30 |  | 667.6164 | 1663.0921 |  | 2067.0921 |  | 2661.0921
2021-01-31 |  | 676.874 | 1663.0921 |  | 2067.0921 |  | 2661.0921
2021-02-01 |  | 765.9101 | 1663.0921 |  | 2067.0921 |  | 2661.0921
2021-02-02 |  | 761.6171 | 1663.0921 |  | 2067.0921 |  | 2661.0921
2021-02-03 |  | 777.6742 | 1663.0921 |  | 2067.0921 |  | 2661.0921
2021-02-04 |  | 758.0099 | 1663.0921 |  | 2067.0921 |  | 2661.0921
2021-02-05 |  | 887.1419 | 1663.0921 |  | 2067.0921 |  | 2661.0921
2021-02-06 |  | 643.837 | 1663.0921 |  | 2067.0921 |  | 2661.0921
2021-02-07 |  | 632.4549 | 1663.0921 |  | 2067.0921 |  | 2661.0921
2021-02-08 |  | 744.2452 | 1663.0921 |  | 2067.0921 |  | 2661.0921
2021-02-09 |  | 768.7505 | 1663.0921 |  | 2067.0921 |  | 2661.0921
2021-02-10 |  | 885.1743 | 1663.0921 |  | 2067.0921 |  | 2661.0921
2021-02-11 |  | 752.178 | 1663.0921 |  | 2067.0921 |  | 2661.0921
2021-02-12 |  | 737.1589 | 1663.0921 |  | 2067.0921 |  | 2661.0921
2021-02-13 |  | 733.1801 | 1663.0921 |  | 2067.0921 |  | 2661.0921
2021-02-14 |  | 663.1207 | 1663.0921 |  | 2067.0921 |  | 2661.0921
2021-02-15 |  | 747.9994 | 1663.0921 |  | 2067.0921 |  | 2661.0921
2021-02-16 |  | 760.7964 | 1663.0921 |  | 2067.0921 |  | 2661.0921
2021-02-17 |  | 742.0777 | 1663.0921 |  | 2067.0921 |  | 2661.0921
2021-02-18 |  | 784.3881 | 1663.0921 |  | 2067.0921 |  | 2661.0921
2021-02-19 |  | 742.2218 | 1663.0921 |  | 2067.0921 |  | 2661.0921
2021-02-20 |  | 686.2717 | 1663.0921 |  | 2067.0921 |  | 2661.0921
2021-02-21 |  | 796.71 | 1663.0921 |  | 2067.0921 |  | 2661.0921
2021-02-22 |  | 729.4291 | 1663.0921 |  | 2067.0921 |  | 2661.0921
2021-02-23 |  | 740.1287 | 1663.0921 |  | 2067.0921 |  | 2661.0921
2021-02-24 |  | 747.342 | 1663.0921 |  | 2067.0921 |  | 2661.0921
2021-02-25 |  | 769.0677 | 1663.0921 |  | 2067.0921 |  | 2661.0921
2021-02-26 |  | 763.308 | 1663.0921 |  | 2067.0921 |  | 2661.0921
2021-02-27 |  | 630.0052 | 1663.0921 |  | 2067.0921 |  | 2661.0921
2021-02-28 |  | 659.7758 | 1663.0921 |  | 2067.0921 |  | 2661.0921
2021-03-01 |  | 754.8626 | 1663.0921 |  | 2067.0921 |  | 2661.0921
2021-03-02 |  | 720.8939 | 1663.0921 |  | 2067.0921 |  | 2661.0921
2021-03-03 |  | 724.6649 | 1663.0921 |  | 2067.0921 |  | 2661.0921
2021-03-04 |  | 783.8016 | 1663.0921 |  | 2067.0921 |  | 2661.0921
2021-03-05 |  | 761.2097 | 1663.0921 |  | 2067.0921 |  | 2661.0921
2021-03-06 |  | 664.7332 | 1663.0921 |  | 2067.0921 |  | 2661.0921
2021-03-07 |  | 637.9624 | 1663.0921 |  | 2067.0921 |  | 2661.0921
2021-03-08 |  | 695.788 | 1663.0921 |  | 2067.0921 |  | 2661.0921
2021-03-09 |  | 782.8136 | 1663.0921 |  | 2067.0921 |  | 2661.0921
2021-03-10 |  | 777.5497 | 1663.0921 |  | 2067.0921 |  | 2661.0921
2021-03-11 |  | 786.6614 | 1663.0921 |  | 2067.0921 |  | 2661.0921
2021-03-12 |  | 781.4858 | 1663.0921 |  | 2067.0921 |  | 2661.0921
2021-03-13 |  | 671.4403 | 1663.0921 |  | 2067.0921 |  | 2661.0921
2021-03-14 |  | 708.0746 | 1663.0921 |  | 2067.0921 |  | 2661.0921
2021-03-15 |  | 783.8494 | 1663.0921 |  | 2067.0921 |  | 2661.0921
2021-03-16 |  | 737.2237 | 1663.0921 |  | 2067.0921 |  | 2661.0921
2021-03-17 |  | 759.6897 | 1663.0921 |  | 2067.0921 |  | 2661.0921
2021-03-18 |  | 742.4369 | 1663.0921 |  | 2067.0921 |  | 2661.0921
2021-03-19 |  | 785.4303 | 1663.0921 |  | 2067.0921 |  | 2661.0921
2021-03-20 |  | 710.3961 | 1663.0921 |  | 2067.0921 |  | 2661.0921
2021-03-21 |  | 674.4249 | 1663.0921 |  | 2067.0921 |  | 2661.0921
2021-03-22 |  | 756.4542 | 1663.0921 |  | 2067.0921 |  | 2661.0921
2021-03-23 |  | 914.7656 | 1663.0921 |  | 2067.0921 |  | 2661.0921
2021-03-24 |  | 844.6995 | 1663.0921 |  | 2067.0921 |  | 2661.0921
2021-03-25 |  | 1023.3774 | 1663.0921 |  | 2067.0921 |  | 2661.0921
2021-03-26 |  | 1009.2371 | 1663.0921 |  | 2067.0921 |  | 2661.0921
2021-03-27 |  | 822.9455 | 1663.0921 |  | 2067.0921 |  | 2661.0921
2021-03-28 |  | 783.233 | 1663.0921 |  | 2067.0921 |  | 2661.0921
2021-03-29 |  | 858.5736 | 1663.0921 |  | 2067.0921 |  | 2661.0921
2021-03-30 |  | 828.0164 | 1663.0921 |  | 2067.0921 |  | 2661.0921
2021-03-31 |  | 769.3078 | 1663.0921 |  | 2067.0921 |  | 2661.0921
2021-04-01 |  | 835.7941 | 1663.0921 |  | 2067.0921 |  | 2661.0921
2021-04-02 |  | 766.7073 | 1663.0921 |  | 2067.0921 |  | 2661.0921
2021-04-03 |  | 755.6809 | 1663.0921 |  | 2067.0921 |  | 2661.0921
2021-04-04 |  | 764.4174 | 1663.0921 |  | 2067.0921 |  | 2661.0921
2021-04-05 |  | 888.1267 | 1663.0921 |  | 2067.0921 |  | 2661.0921
2021-04-06 |  | 1185.2629 | 1663.0921 |  | 2067.0921 |  | 2661.0921
2021-04-07 |  | 1135.4221 | 1663.0921 |  | 2067.0921 |  | 2661.0921
2021-04-08 |  | 1076.2588 | 1663.0921 |  | 2067.0921 |  | 2661.0921
2021-04-09 |  | 988.3327 | 1663.0921 |  | 2067.0921 |  | 2661.0921
2021-04-10 |  | 822.6615 | 1663.0921 |  | 2067.0921 |  | 2661.0921
2021-04-11 |  | 866.0156 | 1663.0921 |  | 2067.0921 |  | 2661.0921
2021-04-12 |  | 1011.4934 | 1663.0921 |  | 2067.0921 |  | 2661.0921
2021-04-13 |  | 890.0138 | 1663.0921 |  | 2067.0921 |  | 2661.0921
2021-04-14 |  | 859.2061 | 1663.0921 |  | 2067.0921 |  | 2661.0921
2021-04-15 |  | 1000.6748 | 1663.0921 |  | 2067.0921 |  | 2661.0921
2021-04-16 |  | 1289.6029 | 1663.0921 |  | 2067.0921 |  | 2661.0921
2021-04-17 |  | 908.159 | 1663.0921 |  | 2067.0921 |  | 2661.0921
2021-04-18 |  | 1255.9976 | 1663.0921 |  | 2067.0921 |  | 2661.0921
2021-04-19 |  | 1483.5274 | 1663.0921 |  | 2067.0921 |  | 2661.0921
2021-04-20 |  | 1400.2751 | 1663.0921 |  | 2067.0921 |  | 2661.0921
2021-04-21 |  | 1204.7433 | 1663.0921 |  | 2067.0921 |  | 2661.0921
2021-04-22 |  | 1184.3664 | 1663.0921 |  | 2067.0921 |  | 2661.0921
2021-04-23 |  | 1068.7613 | 1663.0921 |  | 2067.0921 |  | 2661.0921
2021-04-24 |  | 1031.5293 | 1663.0921 |  | 2067.0921 |  | 2661.0921
2021-04-25 |  | 1158.1329 | 1663.0921 |  | 2067.0921 |  | 2661.0921
2021-04-26 |  | 1323.7234 | 1663.0921 |  | 2067.0921 |  | 2661.0921
2021-04-27 |  | 1375.7729 | 1663.0921 |  | 2067.0921 |  | 2661.0921
2021-04-28 |  | 1379.0995 | 1663.0921 |  | 2067.0921 |  | 2661.0921
2021-04-29 |  | 1294.2171 | 1663.0921 |  | 2067.0921 |  | 2661.0921
2021-04-30 |  | 1071.9117 | 1663.0921 |  | 2067.0921 |  | 2661.0921
2021-05-01 |  | 885.5092 | 1663.0921 |  | 2067.0921 |  | 2661.0921
2021-05-02 |  | 1003.9351 | 1663.0921 |  | 2067.0921 |  | 2661.0921
2021-05-03 |  | 1027.0909 | 1663.0921 |  | 2067.0921 |  | 2661.0921
2021-05-04 |  | 1202.2764 | 1663.0921 |  | 2067.0921 |  | 2661.0921
2021-05-05 |  | 1348.8591 | 1663.0921 |  | 2067.0921 |  | 2661.0921
2021-05-06 |  | 1422.7068 | 1663.0921 |  | 2067.0921 |  | 2661.0921
2021-05-07 |  | 1294.602 | 1663.0921 |  | 2067.0921 |  | 2661.0921
2021-05-08 |  | 1016.1909 | 1663.0921 |  | 2067.0921 |  | 2661.0921
2021-05-09 |  | 1115.0721 | 1663.0921 |  | 2067.0921 |  | 2661.0921
2021-05-10 |  | 1234.4245 | 1663.0921 |  | 2067.0921 |  | 2661.0921
2021-05-11 |  | 1391.9071 | 1663.0921 |  | 2067.0921 |  | 2661.0921
2021-05-12 |  | 1681.6693 | 1663.0921 |  | 2067.0921 |  | 2661.0921
2021-05-13 |  | 1607.1914 | 1663.0921 |  | 2067.0921 |  | 2661.0921
2021-05-14 |  | 1609.9141 | 1663.0921 |  | 2067.0921 |  | 2661.0921
2021-05-15 |  | 1341.6734 | 1663.0921 |  | 2067.0921 |  | 2661.0921
2021-05-16 |  | 1378.3556 | 1663.0921 |  | 2067.0921 |  | 2661.0921
2021-05-17 |  | 1443.8815 | 1663.0921 |  | 2067.0921 |  | 2661.0921
2021-05-18 |  | 1358.1155 | 1663.0921 |  | 2067.0921 |  | 2661.0921
2021-05-19 |  | 1315.2439 | 1663.0921 |  | 2067.0921 |  | 2661.0921
2021-05-20 |  | 1557.5551 | 1663.0921 |  | 2067.0921 |  | 2661.0921
2021-05-21 |  | 1620.8283 | 1663.0921 |  | 2067.0921 |  | 2661.0921
2021-05-22 |  | 1455.0235 | 1663.0921 |  | 2067.0921 |  | 2661.0921
2021-05-23 |  | 1486.2295 | 1663.0921 |  | 2067.0921 |  | 2661.0921
2021-05-24 |  | 1701.7424 | 1663.0921 |  | 2067.0921 |  | 2661.0921
2021-05-25 |  | 1633.7058 | 1663.0921 |  | 2067.0921 |  | 2661.0921
2021-05-26 |  | 1368.1927 | 1663.0921 |  | 2067.0921 |  | 2661.0921
2021-05-27 |  | 1271.4038 | 1663.0921 |  | 2067.0921 |  | 2661.0921
2021-05-28 |  | 1477.4498 | 1663.0921 |  | 2067.0921 |  | 2661.0921
2021-05-29 |  | 1252.4185 | 1663.0921 |  | 2067.0921 |  | 2661.0921
2021-05-30 |  | 1413.1264 | 1663.0921 |  | 2067.0921 |  | 2661.0921
2021-05-31 |  | 2042.7648 | 1663.0921 |  | 2067.0921 |  | 2661.0921
2021-06-01 |  | 2274.7186 | 1663.0921 |  | 2067.0921 |  | 2661.0921
2021-06-02 |  | 2060.0461 | 1663.0921 |  | 2067.0921 |  | 2661.0921
2021-06-03 |  | 1957.9153 | 1663.0921 |  | 2067.0921 |  | 2661.0921
2021-06-04 |  | 1781.5291 | 1663.0921 |  | 2067.0921 |  | 2661.0921
2021-06-05 |  | 1316.7883 | 1663.0921 |  | 2067.0921 |  | 2661.0921
2021-06-06 |  | 1288.5164 | 1663.0921 |  | 2067.0921 |  | 2661.0921
2021-06-07 |  | 1903.5381 | 1663.0921 |  | 2067.0921 |  | 2661.0921
2021-06-08 |  | 1565.3917 | 1663.0921 |  | 2067.0921 |  | 2661.0921
2021-06-09 |  | 1713.6757 | 1663.0921 |  | 2067.0921 |  | 2661.0921
2021-06-10 |  | 1723.2177 | 1663.0921 |  | 2067.0921 |  | 2661.0921
2021-06-11 |  | 1710.8733 | 1663.0921 |  | 2067.0921 |  | 2661.0921
2021-06-12 |  | 1402.4534 | 1663.0921 |  | 2067.0921 |  | 2661.0921
2021-06-13 |  | 1356.9259 | 1663.0921 |  | 2067.0921 |  | 2661.0921
2021-06-14 |  | 1179.5527 | 1663.0921 |  | 2067.0921 |  | 2661.0921
2021-06-15 |  | 1476.9616 | 1663.0921 |  | 2067.0921 |  | 2661.0921
2021-06-16 |  | 1462.5652 | 1663.0921 |  | 2067.0921 |  | 2661.0921
2021-06-17 |  | 1620.255 | 1663.0921 |  | 2067.0921 |  | 2661.0921
2021-06-18 |  | 1756.4546 | 1663.0921 |  | 2067.0921 |  | 2661.0921
2021-06-19 |  | 1704.6565 | 1663.0921 |  | 2067.0921 |  | 2661.0921
2021-06-20 |  | 1636.3192 | 1663.0921 |  | 2067.0921 |  | 2661.0921
2021-06-21 |  | 1701.789 | 1663.0921 |  | 2067.0921 |  | 2661.0921
2021-06-22 |  | 1411.3549 | 1663.0921 |  | 2067.0921 |  | 2661.0921
2021-06-23 |  | 1423.9452 | 1663.0921 |  | 2067.0921 |  | 2661.0921
2021-06-24 |  | 1601.5192 | 1663.0921 |  | 2067.0921 |  | 2661.0921
2021-06-25 |  | 1512.8257 | 1663.0921 |  | 2067.0921 |  | 2661.0921
2021-06-26 |  | 1488.0123 | 1663.0921 |  | 2067.0921 |  | 2661.0921
2021-06-27 |  | 1482.3832 | 1663.0921 |  | 2067.0921 |  | 2661.0921
2021-06-28 |  | 1716.1671 | 1663.0921 |  | 2067.0921 |  | 2661.0921
2021-06-29 |  | 1680.4963 | 1663.0921 |  | 2067.0921 |  | 2661.0921
2021-06-30 |  | 1779.3951 | 1663.0921 |  | 2067.0921 |  | 2661.0921
2021-07-01 |  | 1722.5443 | 1663.0921 |  | 2067.0921 |  | 2661.0921
2021-07-02 |  | 1629.7941 | 1663.0921 |  | 2067.0921 |  | 2661.0921
2021-07-03 |  | 1462.016 | 1663.0921 |  | 2067.0921 |  | 2661.0921
2021-07-04 |  | 1756.9699 | 1663.0921 |  | 2067.0921 |  | 2661.0921
2021-07-05 |  | 1570.0463 | 1663.0921 |  | 2067.0921 |  | 2661.0921
2021-07-06 |  | 1586.8263 | 1663.0921 |  | 2067.0921 |  | 2661.0921
2021-07-07 |  | 1612.8078 | 1663.0921 |  | 2067.0921 |  | 2661.0921
2021-07-08 |  | 1608.5564 | 1663.0921 |  | 2067.0921 |  | 2661.0921
2021-07-09 |  | 1541.4207 | 1663.0921 |  | 2067.0921 |  | 2661.0921
2021-07-10 |  | 1756.2832 | 1663.0921 |  | 2067.0921 |  | 2661.0921
2021-07-11 |  | 1742.0017 | 1663.0921 |  | 2067.0921 |  | 2661.0921
2021-07-12 |  | 2138.9779 | 1663.0921 |  | 2067.0921 |  | 2661.0921
2021-07-13 |  | 1843.5586 | 1663.0921 |  | 2067.0921 |  | 2661.0921
2021-07-14 |  | 1709.3556 | 1663.0921 |  | 2067.0921 |  | 2661.0921
2021-07-15 |  | 1779.9356 | 1663.0921 |  | 2067.0921 |  | 2661.0921
2021-07-16 |  | 1794.5756 | 1663.0921 |  | 2067.0921 |  | 2661.0921
2021-07-17 |  | 1926.0325 | 1663.0921 |  | 2067.0921 |  | 2661.0921
2021-07-18 |  | 1985.6397 | 1663.0921 |  | 2067.0921 |  | 2661.0921
2021-07-19 |  | 1939.7192 | 1663.0921 |  | 2067.0921 |  | 2661.0921
2021-07-20 |  | 1915.1252 | 1663.0921 |  | 2067.0921 |  | 2661.0921
2021-07-21 |  | 1640.2165 | 1663.0921 |  | 2067.0921 |  | 2661.0921
2021-07-22 |  | 1505.7382 | 1663.0921 |  | 2067.0921 |  | 2661.0921
2021-07-23 |  | 1471.3866 | 1663.0921 |  | 2067.0921 |  | 2661.0921
2021-07-24 |  | 1687.0318 | 1663.0921 |  | 2067.0921 |  | 2661.0921
2021-07-25 |  | 1743.0267 | 1663.0921 |  | 2067.0921 |  | 2661.0921
2021-07-26 |  | 1587.7834 | 1663.0921 |  | 2067.0921 |  | 2661.0921
2021-07-27 |  | 1612.6087 | 1663.0921 |  | 2067.0921 |  | 2661.0921
2021-07-28 |  | 1737.9646 | 1663.0921 |  | 2067.0921 |  | 2661.0921
2021-07-29 |  | 1544.5294 | 1663.0921 |  | 2067.0921 |  | 2661.0921
2021-07-30 |  | 1498.1338 | 1663.0921 |  | 2067.0921 |  | 2661.0921
2021-07-31 |  | 1504.442 | 1663.0921 |  | 2067.0921 |  | 2661.0921
2021-08-01 |  | 1851.1641 | 1663.0921 |  | 2067.0921 |  | 2661.0921
2021-08-02 |  | 1943.3568 | 1663.0921 |  | 2067.0921 |  | 2661.0921
2021-08-03 |  | 1907.9524 | 1663.0921 |  | 2067.0921 |  | 2661.0921
2021-08-04 |  | 1760.6307 | 1663.0921 |  | 2067.0921 |  | 2661.0921
2021-08-05 |  | 1732.6492 | 1663.0921 |  | 2067.0921 |  | 2661.0921
2021-08-06 |  | 1615.372 | 1663.0921 |  | 2067.0921 |  | 2661.0921
2021-08-07 |  | 1541.7055 | 1663.0921 |  | 2067.0921 |  | 2661.0921
2021-08-08 |  | 1586.7674 | 1663.0921 |  | 2067.0921 |  | 2661.0921
2021-08-09 |  | 2179.8487 | 1663.0921 |  | 2067.0921 |  | 2661.0921
2021-08-10 |  | 2260.9396 | 1663.0921 |  | 2067.0921 |  | 2661.0921
2021-08-11 |  | 1775.5787 | 1663.0921 |  | 2067.0921 |  | 2661.0921
2021-08-12 |  | 1581.9962 | 1663.0921 |  | 2067.0921 |  | 2661.0921
2021-08-13 |  | 1496.3052 | 1663.0921 |  | 2067.0921 |  | 2661.0921
2021-08-14 |  | 1388.5785 | 1663.0921 |  | 2067.0921 |  | 2661.0921
2021-08-15 |  | 1679.3502 | 1663.0921 |  | 2067.0921 |  | 2661.0921
2021-08-16 |  | 1884.4114 | 1663.0921 |  | 2067.0921 |  | 2661.0921
2021-08-17 |  | 1836.834 | 1663.0921 |  | 2067.0921 |  | 2661.0921
2021-08-18 |  | 1528.0834 | 1663.0921 |  | 2067.0921 |  | 2661.0921
2021-08-19 |  | 1405.054 | 1663.0921 |  | 2067.0921 |  | 2661.0921
2021-08-20 |  | 1108.2725 | 1663.0921 |  | 2067.0921 |  | 2661.0921
2021-08-21 |  | 1186.7728 | 1663.0921 |  | 2067.0921 |  | 2661.0921
2021-08-22 |  | 1493.6835 | 1663.0921 |  | 2067.0921 |  | 2661.0921
2021-08-23 |  | 1574.1655 | 1663.0921 |  | 2067.0921 |  | 2661.0921
2021-08-24 |  | 1462.1359 | 1663.0921 |  | 2067.0921 |  | 2661.0921
2021-08-25 |  | 1618.6229 | 1663.0921 |  | 2067.0921 |  | 2661.0921
2021-08-26 |  | 1602.4543 | 1663.0921 |  | 2067.0921 |  | 2661.0921
2021-08-27 |  | 1560.7566 | 1663.0921 |  | 2067.0921 |  | 2661.0921
2021-08-28 |  | 1374.7122 | 1663.0921 |  | 2067.0921 |  | 2661.0921
2021-08-29 |  | 1501.9675 | 1663.0921 |  | 2067.0921 |  | 2661.0921
2021-08-30 |  | 1457.9929 | 1663.0921 |  | 2067.0921 |  | 2661.0921
2021-08-31 |  | 1454.0673 | 1663.0921 |  | 2067.0921 |  | 2661.0921
2021-09-01 |  | 1569.1786 | 1663.0921 |  | 2067.0921 |  | 2661.0921
2021-09-02 |  | 1521.683 | 1663.0921 |  | 2067.0921 |  | 2661.0921
2021-09-03 |  | 1314.9076 | 1663.0921 |  | 2067.0921 |  | 2661.0921
2021-09-04 |  | 1340.2371 | 1663.0921 |  | 2067.0921 |  | 2661.0921
2021-09-05 |  | 1553.7957 | 1663.0921 |  | 2067.0921 |  | 2661.0921
2021-09-06 |  | 1488.9363 | 1663.0921 |  | 2067.0921 |  | 2661.0921
2021-09-07 |  | 1385.5963 | 1663.0921 |  | 2067.0921 |  | 2661.0921
2021-09-08 |  | 1313.1072 | 1663.0921 |  | 2067.0921 |  | 2661.0921
2021-09-09 |  | 1163.7666 | 1663.0921 |  | 2067.0921 |  | 2661.0921
2021-09-10 |  | 1004.194 | 1663.0921 |  | 2067.0921 |  | 2661.0921
2021-09-11 |  | 964.9773 | 1663.0921 |  | 2067.0921 |  | 2661.0921
2021-09-12 |  | 921.8805 | 1663.0921 |  | 2067.0921 |  | 2661.0921
2021-09-13 |  | 1130.72 | 1663.0921 |  | 2067.0921 |  | 2661.0921
2021-09-14 |  | 1246.6392 | 1663.0921 |  | 2067.0921 |  | 2661.0921
2021-09-15 |  | 1301.1302 | 1663.0921 |  | 2067.0921 |  | 2661.0921
2021-09-16 |  | 1331.9634 | 1663.0921 |  | 2067.0921 |  | 2661.0921
2021-09-17 |  | 1106.873 | 1663.0921 |  | 2067.0921 |  | 2661.0921
2021-09-18 |  | 918.6857 | 1663.0921 |  | 2067.0921 |  | 2661.0921
2021-09-19 |  | 1318.5825 | 1663.0921 |  | 2067.0921 |  | 2661.0921
2021-09-20 |  | 1505.9464 | 1663.0921 |  | 2067.0921 |  | 2661.0921
2021-09-21 |  | 1481.9955 | 1663.0921 |  | 2067.0921 |  | 2661.0921
2021-09-22 |  | 1405.342 | 1663.0921 |  | 2067.0921 |  | 2661.0921
2021-09-23 |  | 1239.2033 | 1663.0921 |  | 2067.0921 |  | 2661.0921
2021-09-24 |  | 1079.9044 | 1663.0921 |  | 2067.0921 |  | 2661.0921
2021-09-25 |  | 947.7056 | 1663.0921 |  | 2067.0921 |  | 2661.0921
2021-09-26 |  | 1061.2979 | 1663.0921 |  | 2067.0921 |  | 2661.0921
2021-09-27 |  | 1140.2143 | 1663.0921 |  | 2067.0921 |  | 2661.0921
2021-09-28 |  | 1134.8338 | 1663.0921 |  | 2067.0921 |  | 2661.0921
2021-09-29 |  | 1012.3613 | 1663.0921 |  | 2067.0921 |  | 2661.0921
2021-09-30 |  | 867.6494 | 1663.0921 |  | 2067.0921 |  | 2661.0921
2021-10-01 |  | 762.7393 | 1663.0921 |  | 2067.0921 |  | 2661.0921
2021-10-02 |  | 707.7015 | 1663.0921 |  | 2067.0921 |  | 2661.0921
2021-10-03 |  | 726.494 | 1663.0921 |  | 2067.0921 |  | 2661.0921
2021-10-04 |  | 776.9904 | 1663.0921 |  | 2067.0921 |  | 2661.0921
2021-10-05 |  | 925.8574 | 1663.0921 |  | 2067.0921 |  | 2661.0921
2021-10-06 |  | 899.6569 | 1663.0921 |  | 2067.0921 |  | 2661.0921
2021-10-07 |  | 754.9243 | 1663.0921 |  | 2067.0921 |  | 2661.0921
2021-10-08 |  | 668.1259 | 1663.0921 |  | 2067.0921 |  | 2661.0921
2021-10-09 |  | 720.572 | 1663.0921 |  | 2067.0921 |  | 2661.0921
2021-10-10 |  | 967.8092 | 1663.0921 |  | 2067.0921 |  | 2661.0921
2021-10-11 |  | 923.1425 | 1663.0921 |  | 2067.0921 |  | 2661.0921
2021-10-12 |  | 816.5344 | 1663.0921 |  | 2067.0921 |  | 2661.0921
2021-10-13 |  | 775.7896 | 1663.0921 |  | 2067.0921 |  | 2661.0921
2021-10-14 |  | 772.5609 | 1663.0921 |  | 2067.0921 |  | 2661.0921
2021-10-15 |  | 734.6646 | 1663.0921 |  | 2067.0921 |  | 2661.0921
2021-10-16 |  | 754.3623 | 1663.0921 |  | 2067.0921 |  | 2661.0921
2021-10-17 |  | 797.2939 | 1663.0921 |  | 2067.0921 |  | 2661.0921
2021-10-18 |  | 772.1826 | 1663.0921 |  | 2067.0921 |  | 2661.0921
2021-10-19 |  | 893.5545 | 1663.0921 |  | 2067.0921 |  | 2661.0921
2021-10-20 |  | 1012.2952 | 1663.0921 |  | 2067.0921 |  | 2661.0921
2021-10-21 |  | 965.4935 | 1663.0921 |  | 2067.0921 |  | 2661.0921
2021-10-22 |  | 796.4022 | 1663.0921 |  | 2067.0921 |  | 2661.0921
2021-10-23 |  | 738.7503 | 1663.0921 |  | 2067.0921 |  | 2661.0921
2021-10-24 |  | 956.5294 | 1663.0921 |  | 2067.0921 |  | 2661.0921
2021-10-25 |  | 905.4398 | 1663.0921 |  | 2067.0921 |  | 2661.0921
2021-10-26 |  | 861.7886 | 1663.0921 |  | 2067.0921 |  | 2661.0921
2021-10-27 |  | 825.9176 | 1663.0921 |  | 2067.0921 |  | 2661.0921
2021-10-28 |  | 775.4861 | 1663.0921 |  | 2067.0921 |  | 2661.0921
2021-10-29 |  | 684.5738 | 1663.0921 |  | 2067.0921 |  | 2661.0921
2021-10-30 |  | 697.6322 | 1663.0921 |  | 2067.0921 |  | 2661.0921
2021-10-31 |  | 887.8431 | 1663.0921 |  | 2067.0921 |  | 2661.0921
2021-11-01 |  | 808.3341 | 1663.0921 |  | 2067.0921 |  | 2661.0921
2021-11-02 |  | 799.6965 | 1663.0921 |  | 2067.0921 |  | 2661.0921
2021-11-03 |  | 780.2185 | 1663.0921 |  | 2067.0921 |  | 2661.0921
2021-11-04 |  | 830.7136 | 1663.0921 |  | 2067.0921 |  | 2661.0921
2021-11-05 |  | 799.7552 | 1663.0921 |  | 2067.0921 |  | 2661.0921
2021-11-06 |  | 732.2092 | 1663.0921 |  | 2067.0921 |  | 2661.0921
2021-11-07 |  | 764.9312 | 1663.0921 |  | 2067.0921 |  | 2661.0921
2021-11-08 |  | 915.4816 | 1663.0921 |  | 2067.0921 |  | 2661.0921
2021-11-09 |  | 916.1542 | 1663.0921 |  | 2067.0921 |  | 2661.0921
2021-11-10 |  | 906.4867 | 1663.0921 |  | 2067.0921 |  | 2661.0921
2021-11-11 |  | 973.3546 | 1663.0921 |  | 2067.0921 |  | 2661.0921
2021-11-12 |  | 797.3378 | 1663.0921 |  | 2067.0921 |  | 2661.0921
2021-11-13 |  | 759.0475 | 1663.0921 |  | 2067.0921 |  | 2661.0921
2021-11-14 |  | 788.375 | 1663.0921 |  | 2067.0921 |  | 2661.0921
2021-11-15 |  | 782.8763 | 1663.0921 |  | 2067.0921 |  | 2661.0921
2021-11-16 |  | 778.4991 | 1663.0921 |  | 2067.0921 |  | 2661.0921
2021-11-17 |  | 769.9868 | 1663.0921 |  | 2067.0921 |  | 2661.0921
2021-11-18 |  | 766.1829 | 1663.0921 |  | 2067.0921 |  | 2661.0921
2021-11-19 |  | 807.3685 | 1663.0921 |  | 2067.0921 |  | 2661.0921
2021-11-20 |  | 727.281 | 1663.0921 |  | 2067.0921 |  | 2661.0921
2021-11-21 |  | 815.3683 | 1663.0921 |  | 2067.0921 |  | 2661.0921
2021-11-22 |  | 815.8359 | 1663.0921 |  | 2067.0921 |  | 2661.0921
2021-11-23 |  | 772.9706 | 1663.0921 |  | 2067.0921 |  | 2661.0921
2021-11-24 |  | 858.0882 | 1663.0921 |  | 2067.0921 |  | 2661.0921
2021-11-25 |  | 852.266 | 1663.0921 |  | 2067.0921 |  | 2661.0921
2021-11-26 |  | 709.8223 | 1663.0921 |  | 2067.0921 |  | 2661.0921
2021-11-27 |  | 713.205 | 1663.0921 |  | 2067.0921 |  | 2661.0921
2021-11-28 |  | 757.9994 | 1663.0921 |  | 2067.0921 |  | 2661.0921
2021-11-29 |  | 789.4765 | 1663.0921 |  | 2067.0921 |  | 2661.0921
2021-11-30 |  | 895.6758 | 1663.0921 |  | 2067.0921 |  | 2661.0921
2021-12-01 |  | 898.7546 | 1663.0921 |  | 2067.0921 |  | 2661.0921
2021-12-02 |  | 748.3803 | 1663.0921 |  | 2067.0921 |  | 2661.0921
2021-12-03 |  | 641.3436 | 1663.0921 |  | 2067.0921 |  | 2661.0921
2021-12-04 |  | 631.3313 | 1663.0921 |  | 2067.0921 |  | 2661.0921
2021-12-05 |  | 690.5446 | 1663.0921 |  | 2067.0921 |  | 2661.0921
2021-12-06 |  | 721.5892 | 1663.0921 |  | 2067.0921 |  | 2661.0921
2021-12-07 |  | 719.0543 | 1663.0921 |  | 2067.0921 |  | 2661.0921
2021-12-08 |  | 718.3701 | 1663.0921 |  | 2067.0921 |  | 2661.0921
2021-12-09 |  | 779.1916 | 1663.0921 |  | 2067.0921 |  | 2661.0921
2021-12-10 |  | 724.6225 | 1663.0921 |  | 2067.0921 |  | 2661.0921
2021-12-11 |  | 680.703 | 1663.0921 |  | 2067.0921 |  | 2661.0921
2021-12-12 |  | 747.5457 | 1663.0921 |  | 2067.0921 |  | 2661.0921
2021-12-13 |  | 739.0703 | 1663.0921 |  | 2067.0921 |  | 2661.0921
2021-12-14 |  | 740.2449 | 1663.0921 |  | 2067.0921 |  | 2661.0921
2021-12-15 |  | 713.4935 | 1663.0921 |  | 2067.0921 |  | 2661.0921
2021-12-16 |  | 661.9945 | 1663.0921 |  | 2067.0921 |  | 2661.0921
2021-12-17 |  | 588.5869 | 1663.0921 |  | 2067.0921 |  | 2661.0921
2021-12-18 |  | 616.1063 | 1663.0921 |  | 2067.0921 |  | 2661.0921
2021-12-19 |  | 733.8145 | 1663.0921 |  | 2067.0921 |  | 2661.0921
2021-12-20 |  | 733.3419 | 1663.0921 |  | 2067.0921 |  | 2661.0921
2021-12-21 |  | 652.0365 | 1663.0921 |  | 2067.0921 |  | 2661.0921
2021-12-22 |  | 588.4755 | 1663.0921 |  | 2067.0921 |  | 2661.0921
2021-12-23 |  | 661.9945 | 1663.0921 |  | 2067.0921 |  | 2661.0921
2021-12-24 |  | 588.5869 | 1663.0921 |  | 2067.0921 |  | 2661.0921
2021-12-25 |  | 594.8352 | 1663.0921 |  | 2067.0921 |  | 2661.0921
2021-12-26 |  | 609.0419 | 1663.0921 |  | 2067.0921 |  | 2661.0921
2021-12-27 |  | 509.3917 | 1663.0921 |  | 2067.0921 |  | 2661.0921
2021-12-28 |  | 567.547 | 1663.0921 |  | 2067.0921 |  | 2661.0921
2021-12-29 |  | 577.3808 | 1663.0921 |  | 2067.0921 |  | 2661.0921
2021-12-30 |  | 661.9945 | 1663.0921 |  | 2067.0921 |  | 2661.0921
2021-12-31 |  | 593.4585 | 1663.0921 |  | 2067.0921 |  | 2661.0921
2022-01-01 |  | 555.4828
2022-01-02 |  | 589.4369 | 1466.0395 |  | 1870.0395 |  | 2324.0395
2022-01-03 |  | 567.4767 | 1466.0395 |  | 1870.0395 |  | 2324.0395
2022-01-04 |  | 761.2917 | 1466.0395 |  | 1870.0395 |  | 2324.0395
2022-01-05 |  | 1184.9766 | 1466.0395 |  | 1870.0395 |  | 2324.0395
2022-01-06 |  | 804.0078 | 1466.0395 |  | 1870.0395 |  | 2324.0395
2022-01-07 |  | 938.1928 | 1466.0395 |  | 1870.0395 |  | 2324.0395
2022-01-08 |  | 638.6878 | 1466.0395 |  | 1870.0395 |  | 2324.0395
2022-01-09 |  | 630.1346 | 1466.0395 |  | 1870.0395 |  | 2324.0395
2022-01-10 |  | 722.855 | 1466.0395 |  | 1870.0395 |  | 2324.0395
2022-01-11 |  | 709.8891 | 1466.0395 |  | 1870.0395 |  | 2324.0395
2022-01-12 |  | 748.7535 | 1466.0395 |  | 1870.0395 |  | 2324.0395
2022-01-13 |  | 755.6566 | 1466.0395 |  | 1870.0395 |  | 2324.0395
2022-01-14 |  | 690.9221 | 1466.0395 |  | 1870.0395 |  | 2324.0395
2022-01-15 |  | 599.4777 | 1466.0395 |  | 1870.0395 |  | 2324.0395
2022-01-16 |  | 631.1392 | 1466.0395 |  | 1870.0395 |  | 2324.0395
2022-01-17 |  | 747.0072 | 1466.0395 |  | 1870.0395 |  | 2324.0395
2022-01-18 |  | 717.9128 | 1466.0395 |  | 1870.0395 |  | 2324.0395
2022-01-19 |  | 728.2651 | 1466.0395 |  | 1870.0395 |  | 2324.0395
2022-01-20 |  | 889.8924 | 1466.0395 |  | 1870.0395 |  | 2324.0395
2022-01-21 |  | 745.2891 | 1466.0395 |  | 1870.0395 |  | 2324.0395
2022-01-22 |  | 602.7331 | 1466.0395 |  | 1870.0395 |  | 2324.0395
2022-01-23 |  | 621.3055 | 1466.0395 |  | 1870.0395 |  | 2324.0395
2022-01-24 |  | 747.0327 | 1466.0395 |  | 1870.0395 |  | 2324.0395
2022-01-25 |  | 792.8563 | 1466.0395 |  | 1870.0395 |  | 2324.0395
2022-01-26 |  | 687.218 | 1466.0395 |  | 1870.0395 |  | 2324.0395
2022-01-27 |  | 790.7383 | 1466.0395 |  | 1870.0395 |  | 2324.0395
2022-01-28 |  | 737.7388 | 1466.0395 |  | 1870.0395 |  | 2324.0395
2022-01-29 |  | 669.4515 | 1466.0395 |  | 1870.0395 |  | 2324.0395
2022-01-30 |  | 678.4536 | 1466.0395 |  | 1870.0395 |  | 2324.0395
2022-01-31 |  | 757.5156 | 1466.0395 |  | 1870.0395 |  | 2324.0395
2022-02-01 |  | 762.8943 | 1466.0395 |  | 1870.0395 |  | 2324.0395
2022-02-02 |  | 781.5664 | 1466.0395 |  | 1870.0395 |  | 2324.0395
2022-02-03 |  | 759.6435 | 1466.0395 |  | 1870.0395 |  | 2324.0395
2022-02-04 |  | 830.7167 | 1466.0395 |  | 1870.0395 |  | 2324.0395
2022-02-05 |  | 619.2509 | 1466.0395 |  | 1870.0395 |  | 2324.0395
2022-02-06 |  | 633.8178 | 1466.0395 |  | 1870.0395 |  | 2324.0395
2022-02-07 |  | 738.5854 | 1466.0395 |  | 1870.0395 |  | 2324.0395
2022-02-08 |  | 727.7368 | 1466.0395 |  | 1870.0395 |  | 2324.0395
2022-02-09 |  | 816.4475 | 1466.0395 |  | 1870.0395 |  | 2324.0395
2022-02-10 |  | 747.3686 | 1466.0395 |  | 1870.0395 |  | 2324.0395
2022-02-11 |  | 710.8715 | 1466.0395 |  | 1870.0395 |  | 2324.0395
2022-02-12 |  | 718.3345 | 1466.0395 |  | 1870.0395 |  | 2324.0395
2022-02-13 |  | 618.3047 | 1466.0395 |  | 1870.0395 |  | 2324.0395
2022-02-14 |  | 720.6729 | 1466.0395 |  | 1870.0395 |  | 2324.0395
2022-02-15 |  | 740.6928 | 1466.0395 |  | 1870.0395 |  | 2324.0395
2022-02-16 |  | 740.3537 | 1466.0395 |  | 1870.0395 |  | 2324.0395
2022-02-17 |  | 754.0895 | 1466.0395 |  | 1870.0395 |  | 2324.0395
2022-02-18 |  | 729.8 | 1466.0395 |  | 1870.0395 |  | 2324.0395
2022-02-19 |  | 651.67 | 1466.0395 |  | 1870.0395 |  | 2324.0395
2022-02-20 |  | 758.4005 | 1466.0395 |  | 1870.0395 |  | 2324.0395
2022-02-21 |  | 731.1338 | 1466.0395 |  | 1870.0395 |  | 2324.0395
2022-02-22 |  | 741.3671 | 1466.0395 |  | 1870.0395 |  | 2324.0395
2022-02-23 |  | 740.7673 | 1466.0395 |  | 1870.0395 |  | 2324.0395
2022-02-24 |  | 753.3864 | 1466.0395 |  | 1870.0395 |  | 2324.0395
2022-02-25 |  | 765.052 | 1466.0395 |  | 1870.0395 |  | 2324.0395
2022-02-26 |  | 641.3732 | 1466.0395 |  | 1870.0395 |  | 2324.0395
2022-02-27 |  | 663.9685 | 1466.0395 |  | 1870.0395 |  | 2324.0395
2022-02-28 |  | 757.6079 | 1466.0395 |  | 1870.0395 |  | 2324.0395
2022-03-01 |  | 758.2773 | 1466.0395 |  | 1870.0395 |  | 2324.0395
2022-03-02 |  | 737.5422 | 1466.0395 |  | 1870.0395 |  | 2324.0395
2022-03-03 |  | 790.4827 | 1466.0395 |  | 1870.0395 |  | 2324.0395
2022-03-04 |  | 760.7585 | 1466.0395 |  | 1870.0395 |  | 2324.0395
2022-03-05 |  | 659.4483 | 1466.0395 |  | 1870.0395 |  | 2324.0395
2022-03-06 |  | 638.6566 | 1466.0395 |  | 1870.0395 |  | 2324.0395
2022-03-07 |  | 695.2523 | 1466.0395 |  | 1870.0395 |  | 2324.0395
2022-03-08 |  | 768.9118 | 1466.0395 |  | 1870.0395 |  | 2324.0395
2022-03-09 |  | 757.6144 | 1466.0395 |  | 1870.0395 |  | 2324.0395
2022-03-10 |  | 786.801 | 1466.0395 |  | 1870.0395 |  | 2324.0395
2022-03-11 |  | 775.8342 | 1466.0395 |  | 1870.0395 |  | 2324.0395
2022-03-12 |  | 673.2465 | 1466.0395 |  | 1870.0395 |  | 2324.0395
2022-03-13 |  | 710.0236 | 1466.0395 |  | 1870.0395 |  | 2324.0395
2022-03-14 |  | 769.7665 | 1466.0395 |  | 1870.0395 |  | 2324.0395
2022-03-15 |  | 735.8618 | 1466.0395 |  | 1870.0395 |  | 2324.0395
2022-03-16 |  | 752.6466 | 1466.0395 |  | 1870.0395 |  | 2324.0395
2022-03-17 |  | 741.0942 | 1466.0395 |  | 1870.0395 |  | 2324.0395
2022-03-18 |  | 765.6268 | 1466.0395 |  | 1870.0395 |  | 2324.0395
2022-03-19 |  | 696.5581 | 1466.0395 |  | 1870.0395 |  | 2324.0395
2022-03-20 |  | 664.324 | 1466.0395 |  | 1870.0395 |  | 2324.0395
2022-03-21 |  | 750.5589 | 1466.0395 |  | 1870.0395 |  | 2324.0395
2022-03-22 |  | 890.5234 | 1466.0395 |  | 1870.0395 |  | 2324.0395
2022-03-23 |  | 838.8764 | 1466.0395 |  | 1870.0395 |  | 2324.0395
2022-03-24 |  | 1020.8211 | 1466.0395 |  | 1870.0395 |  | 2324.0395
2022-03-25 |  | 981.439 | 1466.0395 |  | 1870.0395 |  | 2324.0395
2022-03-26 |  | 798.8047 | 1466.0395 |  | 1870.0395 |  | 2324.0395
2022-03-27 |  | 751.4993 | 1466.0395 |  | 1870.0395 |  | 2324.0395
2022-03-28 |  | 816.6713 | 1466.0395 |  | 1870.0395 |  | 2324.0395
2022-03-29 |  | 796.1297 | 1466.0395 |  | 1870.0395 |  | 2324.0395
2022-03-30 |  | 767.6152 | 1466.0395 |  | 1870.0395 |  | 2324.0395
2022-03-31 |  | 820.8306 | 1466.0395 |  | 1870.0395 |  | 2324.0395
2022-04-01 |  | 979.9852 | 1466.0395 |  | 1870.0395 |  | 2324.0395
2022-04-02 |  | 878.2959 | 1466.0395 |  | 1870.0395 |  | 2324.0395
2022-04-03 |  | 873.4428 | 1466.0395 |  | 1870.0395 |  | 2324.0395
2022-04-04 |  | 1026.4151 | 1466.0395 |  | 1870.0395 |  | 2324.0395
2022-04-05 |  | 1139.0024 | 1466.0395 |  | 1870.0395 |  | 2324.0395
2022-04-06 |  | 1099.1856 | 1466.0395 |  | 1870.0395 |  | 2324.0395
2022-04-07 |  | 1061.8829 | 1466.0395 |  | 1870.0395 |  | 2324.0395
2022-04-08 |  | 978.7581 | 1466.0395 |  | 1870.0395 |  | 2324.0395
2022-04-09 |  | 818.9567 | 1466.0395 |  | 1870.0395 |  | 2324.0395
2022-04-10 |  | 868.3778 | 1466.0395 |  | 1870.0395 |  | 2324.0395
2022-04-11 |  | 1023.8129 | 1466.0395 |  | 1870.0395 |  | 2324.0395
2022-04-12 |  | 890.4705 | 1466.0395 |  | 1870.0395 |  | 2324.0395
2022-04-13 |  | 831.737 | 1466.0395 |  | 1870.0395 |  | 2324.0395
2022-04-14 |  | 920.5929 | 1466.0395 |  | 1870.0395 |  | 2324.0395
2022-04-15 |  | 774.4842 | 1466.0395 |  | 1870.0395 |  | 2324.0395
2022-04-16 |  | 761.5748 | 1466.0395 |  | 1870.0395 |  | 2324.0395
2022-04-17 |  | 726.0194 | 1466.0395 |  | 1870.0395 |  | 2324.0395
2022-04-18 |  | 838.628 | 1466.0395 |  | 1870.0395 |  | 2324.0395
2022-04-19 |  | 1255.9431 | 1466.0395 |  | 1870.0395 |  | 2324.0395
2022-04-20 |  | 1152.9204 | 1466.0395 |  | 1870.0395 |  | 2324.0395
2022-04-21 |  | 1137.9387 | 1466.0395 |  | 1870.0395 |  | 2324.0395
2022-04-22 |  | 955.7937 | 1466.0395 |  | 1870.0395 |  | 2324.0395
2022-04-23 |  | 1021.644 | 1466.0395 |  | 1870.0395 |  | 2324.0395
2022-04-24 |  | 1163.256 | 1466.0395 |  | 1870.0395 |  | 2324.0395
2022-04-25 |  | 1405.4439 | 1466.0395 |  | 1870.0395 |  | 2324.0395
2022-04-26 |  | 1455.5987 | 1466.0395 |  | 1870.0395 |  | 2324.0395
2022-04-27 |  | 1367.0827 | 1466.0395 |  | 1870.0395 |  | 2324.0395
2022-04-28 |  | 1318.6285 | 1466.0395 |  | 1870.0395 |  | 2324.0395
2022-04-29 |  | 1085.7772 | 1466.0395 |  | 1870.0395 |  | 2324.0395
2022-04-30 |  | 894.1636 | 1466.0395 |  | 1870.0395 |  | 2324.0395
2022-05-01 |  | 1010.8009 | 1466.0395 |  | 1870.0395 |  | 2324.0395
2022-05-02 |  | 1014.3919 | 1466.0395 |  | 1870.0395 |  | 2324.0395
2022-05-03 |  | 1180.8217 | 1466.0395 |  | 1870.0395 |  | 2324.0395
2022-05-04 |  | 1318.299 | 1466.0395 |  | 1870.0395 |  | 2324.0395
2022-05-05 |  | 1402.2061 | 1466.0395 |  | 1870.0395 |  | 2324.0395
2022-05-06 |  | 1278.978 | 1466.0395 |  | 1870.0395 |  | 2324.0395
2022-05-07 |  | 1018.6314 | 1466.0395 |  | 1870.0395 |  | 2324.0395
2022-05-08 |  | 1115.8972 | 1466.0395 |  | 1870.0395 |  | 2324.0395
2022-05-09 |  | 1229.197 | 1466.0395 |  | 1870.0395 |  | 2324.0395
2022-05-10 |  | 1387.2074 | 1466.0395 |  | 1870.0395 |  | 2324.0395
2022-05-11 |  | 1661.9739 | 1466.0395 |  | 1870.0395 |  | 2324.0395
2022-05-12 |  | 1556.5079 | 1466.0395 |  | 1870.0395 |  | 2324.0395
2022-05-13 |  | 1480.8338 | 1466.0395 |  | 1870.0395 |  | 2324.0395
2022-05-14 |  | 1204.3429 | 1466.0395 |  | 1870.0395 |  | 2324.0395
2022-05-15 |  | 1189.6491 | 1466.0395 |  | 1870.0395 |  | 2324.0395
2022-05-16 |  | 1251.8146 | 1466.0395 |  | 1870.0395 |  | 2324.0395
2022-05-17 |  | 1280.5048 | 1466.0395 |  | 1870.0395 |  | 2324.0395
2022-05-18 |  | 1309.1895 | 1466.0395 |  | 1870.0395 |  | 2324.0395
2022-05-19 |  | 1681.9808 | 1466.0395 |  | 1870.0395 |  | 2324.0395
2022-05-20 |  | 1690.2744 | 1466.0395 |  | 1870.0395 |  | 2324.0395
2022-05-21 |  | 1544.3366 | 1466.0395 |  | 1870.0395 |  | 2324.0395
2022-05-22 |  | 1548.1318 | 1466.0395 |  | 1870.0395 |  | 2324.0395
2022-05-23 |  | 1626.6784 | 1466.0395 |  | 1870.0395 |  | 2324.0395
2022-05-24 |  | 1613.2266 | 1466.0395 |  | 1870.0395 |  | 2324.0395
2022-05-25 |  | 1362.729 | 1466.0395 |  | 1870.0395 |  | 2324.0395
2022-05-26 |  | 1299.4592 | 1466.0395 |  | 1870.0395 |  | 2324.0395
2022-05-27 |  | 1446.9058 | 1466.0395 |  | 1870.0395 |  | 2324.0395
2022-05-28 |  | 1250.9739 | 1466.0395 |  | 1870.0395 |  | 2324.0395
2022-05-29 |  | 1388.0544 | 1466.0395 |  | 1870.0395 |  | 2324.0395
2022-05-30 |  | 1998.7088 | 1466.0395 |  | 1870.0395 |  | 2324.0395
2022-05-31 |  | 2154.7134 | 1466.0395 |  | 1870.0395 |  | 2324.0395
2022-06-01 |  | 2140.6475 | 1466.0395 |  | 1870.0395 |  | 2324.0395
2022-06-02 |  | 1987.6802 | 1466.0395 |  | 1870.0395 |  | 2324.0395
2022-06-03 |  | 1703.392 | 1466.0395 |  | 1870.0395 |  | 2324.0395
2022-06-04 |  | 1273.4334 | 1466.0395 |  | 1870.0395 |  | 2324.0395
2022-06-05 |  | 1286.1985 | 1466.0395 |  | 1870.0395 |  | 2324.0395
2022-06-06 |  | 1902.8297 | 1466.0395 |  | 1870.0395 |  | 2324.0395
2022-06-07 |  | 1524.8136 | 1466.0395 |  | 1870.0395 |  | 2324.0395
2022-06-08 |  | 1697.4889 | 1466.0395 |  | 1870.0395 |  | 2324.0395
2022-06-09 |  | 1674.9033 | 1466.0395 |  | 1870.0395 |  | 2324.0395
2022-06-10 |  | 1628.9507 | 1466.0395 |  | 1870.0395 |  | 2324.0395
2022-06-11 |  | 1365.298 | 1466.0395 |  | 1870.0395 |  | 2324.0395
2022-06-12 |  | 1335.9512 | 1466.0395 |  | 1870.0395 |  | 2324.0395
2022-06-13 |  | 1180.4266 | 1466.0395 |  | 1870.0395 |  | 2324.0395
2022-06-14 |  | 1452.0701 | 1466.0395 |  | 1870.0395 |  | 2324.0395
2022-06-15 |  | 1465.8828 | 1466.0395 |  | 1870.0395 |  | 2324.0395
2022-06-16 |  | 1625.9623 | 1466.0395 |  | 1870.0395 |  | 2324.0395
2022-06-17 |  | 1730.6892 | 1466.0395 |  | 1870.0395 |  | 2324.0395
2022-06-18 |  | 1678.0711 | 1466.0395 |  | 1870.0395 |  | 2324.0395
2022-06-19 |  | 1628.3 | 1466.0395 |  | 1870.0395 |  | 2324.0395
2022-06-20 |  | 1713.2028 | 1466.0395 |  | 1870.0395 |  | 2324.0395
2022-06-21 |  | 1425.2645 | 1466.0395 |  | 1870.0395 |  | 2324.0395
2022-06-22 |  | 1440.449 | 1466.0395 |  | 1870.0395 |  | 2324.0395
2022-06-23 |  | 1580.6168 | 1466.0395 |  | 1870.0395 |  | 2324.0395
2022-06-24 |  | 1516.4561 | 1466.0395 |  | 1870.0395 |  | 2324.0395
2022-06-25 |  | 1492.1302 | 1466.0395 |  | 1870.0395 |  | 2324.0395
2022-06-26 |  | 1512.7583 | 1466.0395 |  | 1870.0395 |  | 2324.0395
2022-06-27 |  | 1823.2897 | 1466.0395 |  | 1870.0395 |  | 2324.0395
2022-06-28 |  | 1788.8687 | 1466.0395 |  | 1870.0395 |  | 2324.0395
2022-06-29 |  | 1797.6096 | 1466.0395 |  | 1870.0395 |  | 2324.0395
2022-06-30 |  | 1713.973 | 1466.0395 |  | 1870.0395 |  | 2324.0395
2022-07-01 |  | 1619.2991 | 1466.0395 |  | 1870.0395 |  | 2324.0395
2022-07-02 |  | 1454.5093 | 1466.0395 |  | 1870.0395 |  | 2324.0395
2022-07-03 |  | 1763.05 | 1466.0395 |  | 1870.0395 |  | 2324.0395
2022-07-04 |  | 1576.4992 | 1466.0395 |  | 1870.0395 |  | 2324.0395
2022-07-05 |  | 1567.3312 | 1466.0395 |  | 1870.0395 |  | 2324.0395
2022-07-06 |  | 1602.7187 | 1466.0395 |  | 1870.0395 |  | 2324.0395
2022-07-07 |  | 1569.4342 | 1466.0395 |  | 1870.0395 |  | 2324.0395
2022-07-08 |  | 1498.9699 | 1466.0395 |  | 1870.0395 |  | 2324.0395
2022-07-09 |  | 1691.5765 | 1466.0395 |  | 1870.0395 |  | 2324.0395
2022-07-10 |  | 1700.9577 | 1466.0395 |  | 1870.0395 |  | 2324.0395
2022-07-11 |  | 2006.9227 | 1466.0395 |  | 1870.0395 |  | 2324.0395
2022-07-12 |  | 1775.6206 | 1466.0395 |  | 1870.0395 |  | 2324.0395
2022-07-13 |  | 1661.9751 | 1466.0395 |  | 1870.0395 |  | 2324.0395
2022-07-14 |  | 1718.2118 | 1466.0395 |  | 1870.0395 |  | 2324.0395
2022-07-15 |  | 1712.5986 | 1466.0395 |  | 1870.0395 |  | 2324.0395
2022-07-16 |  | 1850.3145 | 1466.0395 |  | 1870.0395 |  | 2324.0395
2022-07-17 |  | 1867.541 | 1466.0395 |  | 1870.0395 |  | 2324.0395
2022-07-18 |  | 1756.8446 | 1466.0395 |  | 1870.0395 |  | 2324.0395
2022-07-19 |  | 1726.8781 | 1466.0395 |  | 1870.0395 |  | 2324.0395
2022-07-20 |  | 1571.9431 | 1466.0395 |  | 1870.0395 |  | 2324.0395
2022-07-21 |  | 1506.208 | 1466.0395 |  | 1870.0395 |  | 2324.0395
2022-07-22 |  | 1500.524 | 1466.0395 |  | 1870.0395 |  | 2324.0395
2022-07-23 |  | 1690.8562 | 1466.0395 |  | 1870.0395 |  | 2324.0395
2022-07-24 |  | 1713.3363 | 1466.0395 |  | 1870.0395 |  | 2324.0395
2022-07-25 |  | 1557.9434 | 1466.0395 |  | 1870.0395 |  | 2324.0395
2022-07-26 |  | 1591.6856 | 1466.0395 |  | 1870.0395 |  | 2324.0395
2022-07-27 |  | 1714.5429 | 1466.0395 |  | 1870.0395 |  | 2324.0395
2022-07-28 |  | 1517.9254 | 1466.0395 |  | 1870.0395 |  | 2324.0395
2022-07-29 |  | 1490.4588 | 1466.0395 |  | 1870.0395 |  | 2324.0395
2022-07-30 |  | 1539.49 | 1466.0395 |  | 1870.0395 |  | 2324.0395
2022-07-31 |  | 1871.3854 | 1466.0395 |  | 1870.0395 |  | 2324.0395
2022-08-01 |  | 2029.5137 | 1466.0395 |  | 1870.0395 |  | 2324.0395
2022-08-02 |  | 2001.4631 | 1466.0395 |  | 1870.0395 |  | 2324.0395
2022-08-03 |  | 1804.5964 | 1466.0395 |  | 1870.0395 |  | 2324.0395
2022-08-04 |  | 1939.3971 | 1466.0395 |  | 1870.0395 |  | 2324.0395
2022-08-05 |  | 1754.9115 | 1466.0395 |  | 1870.0395 |  | 2324.0395
2022-08-06 |  | 1492.4842 | 1466.0395 |  | 1870.0395 |  | 2324.0395
2022-08-07 |  | 1539.5805 | 1466.0395 |  | 1870.0395 |  | 2324.0395
2022-08-08 |  | 1794.4446 | 1466.0395 |  | 1870.0395 |  | 2324.0395
2022-08-09 |  | 1817.7531 | 1466.0395 |  | 1870.0395 |  | 2324.0395
2022-08-10 |  | 1667.8188 | 1466.0395 |  | 1870.0395 |  | 2324.0395
2022-08-11 |  | 1577.5613 | 1466.0395 |  | 1870.0395 |  | 2324.0395
2022-08-12 |  | 1473.2908 | 1466.0395 |  | 1870.0395 |  | 2324.0395
2022-08-13 |  | 1416.109 | 1466.0395 |  | 1870.0395 |  | 2324.0395
2022-08-14 |  | 1643.0584 | 1466.0395 |  | 1870.0395 |  | 2324.0395
2022-08-15 |  | 1875.8732 | 1466.0395 |  | 1870.0395 |  | 2324.0395
2022-08-16 |  | 1873.1553 | 1466.0395 |  | 1870.0395 |  | 2324.0395
2022-08-17 |  | 1507.1336 | 1466.0395 |  | 1870.0395 |  | 2324.0395
2022-08-18 |  | 1358.4354 | 1466.0395 |  | 1870.0395 |  | 2324.0395
2022-08-19 |  | 1043.8908 | 1466.0395 |  | 1870.0395 |  | 2324.0395
2022-08-20 |  | 1125.0211 | 1466.0395 |  | 1870.0395 |  | 2324.0395
2022-08-21 |  | 1448.0835 | 1466.0395 |  | 1870.0395 |  | 2324.0395
2022-08-22 |  | 1528.5545 | 1466.0395 |  | 1870.0395 |  | 2324.0395
2022-08-23 |  | 1375.6319 | 1466.0395 |  | 1870.0395 |  | 2324.0395
2022-08-24 |  | 1546.9987 | 1466.0395 |  | 1870.0395 |  | 2324.0395
2022-08-25 |  | 1537.9635 | 1466.0395 |  | 1870.0395 |  | 2324.0395
2022-08-26 |  | 1524.3709 | 1466.0395 |  | 1870.0395 |  | 2324.0395
2022-08-27 |  | 1399.4373 | 1466.0395 |  | 1870.0395 |  | 2324.0395
2022-08-28 |  | 1478.1756 | 1466.0395 |  | 1870.0395 |  | 2324.0395
2022-08-29 |  | 1422.6322 | 1466.0395 |  | 1870.0395 |  | 2324.0395
2022-08-30 |  | 1469.6304 | 1466.0395 |  | 1870.0395 |  | 2324.0395
2022-08-31 |  | 1606.0951 | 1466.0395 |  | 1870.0395 |  | 2324.0395
2022-09-01 |  | 1545.3948 | 1466.0395 |  | 1870.0395 |  | 2324.0395
2022-09-02 |  | 1347.8208 | 1466.0395 |  | 1870.0395 |  | 2324.0395
2022-09-03 |  | 1333.2716 | 1466.0395 |  | 1870.0395 |  | 2324.0395
2022-09-04 |  | 1516.1735 | 1466.0395 |  | 1870.0395 |  | 2324.0395
2022-09-05 |  | 1463.5903 | 1466.0395 |  | 1870.0395 |  | 2324.0395
2022-09-06 |  | 1382.4084 | 1466.0395 |  | 1870.0395 |  | 2324.0395
2022-09-07 |  | 1314.6591 | 1466.0395 |  | 1870.0395 |  | 2324.0395
2022-09-08 |  | 1196.7115 | 1466.0395 |  | 1870.0395 |  | 2324.0395
2022-09-09 |  | 1042.7473 | 1466.0395 |  | 1870.0395 |  | 2324.0395
2022-09-10 |  | 920.7448 | 1466.0395 |  | 1870.0395 |  | 2324.0395
2022-09-11 |  | 882.6414 | 1466.0395 |  | 1870.0395 |  | 2324.0395
2022-09-12 |  | 1113.8695 | 1466.0395 |  | 1870.0395 |  | 2324.0395
2022-09-13 |  | 1223.975 | 1466.0395 |  | 1870.0395 |  | 2324.0395
2022-09-14 |  | 1282.0218 | 1466.0395 |  | 1870.0395 |  | 2324.0395
2022-09-15 |  | 1345.9765 | 1466.0395 |  | 1870.0395 |  | 2324.0395
2022-09-16 |  | 1070.6812 | 1466.0395 |  | 1870.0395 |  | 2324.0395
2022-09-17 |  | 897.2601 | 1466.0395 |  | 1870.0395 |  | 2324.0395
2022-09-18 |  | 1270.9221 | 1466.0395 |  | 1870.0395 |  | 2324.0395
2022-09-19 |  | 1470.8673 | 1466.0395 |  | 1870.0395 |  | 2324.0395
2022-09-20 |  | 1445.9643 | 1466.0395 |  | 1870.0395 |  | 2324.0395
2022-09-21 |  | 1366.8268 | 1466.0395 |  | 1870.0395 |  | 2324.0395
2022-09-22 |  | 1209.6648 | 1466.0395 |  | 1870.0395 |  | 2324.0395
2022-09-23 |  | 1038.0325 | 1466.0395 |  | 1870.0395 |  | 2324.0395
2022-09-24 |  | 918.5051 | 1466.0395 |  | 1870.0395 |  | 2324.0395
2022-09-25 |  | 1033.6803 | 1466.0395 |  | 1870.0395 |  | 2324.0395
2022-09-26 |  | 1131.3551 | 1466.0395 |  | 1870.0395 |  | 2324.0395
2022-09-27 |  | 1121.6897 | 1466.0395 |  | 1870.0395 |  | 2324.0395
2022-09-28 |  | 1016.7608 | 1466.0395 |  | 1870.0395 |  | 2324.0395
2022-09-29 |  | 853.787 | 1466.0395 |  | 1870.0395 |  | 2324.0395
2022-09-30 |  | 756.3514 | 1466.0395 |  | 1870.0395 |  | 2324.0395
2022-10-01 |  | 687.9495 | 1466.0395 |  | 1870.0395 |  | 2324.0395
2022-10-02 |  | 701.8786 | 1466.0395 |  | 1870.0395 |  | 2324.0395
2022-10-03 |  | 759.0633 | 1466.0395 |  | 1870.0395 |  | 2324.0395
2022-10-04 |  | 909.2125 | 1466.0395 |  | 1870.0395 |  | 2324.0395
2022-10-05 |  | 889.1573 | 1466.0395 |  | 1870.0395 |  | 2324.0395
2022-10-06 |  | 729.8411 | 1466.0395 |  | 1870.0395 |  | 2324.0395
2022-10-07 |  | 642.388 | 1466.0395 |  | 1870.0395 |  | 2324.0395
2022-10-08 |  | 698.9281 | 1466.0395 |  | 1870.0395 |  | 2324.0395
2022-10-09 |  | 941.0131 | 1466.0395 |  | 1870.0395 |  | 2324.0395
2022-10-10 |  | 896.7196 | 1466.0395 |  | 1870.0395 |  | 2324.0395
2022-10-11 |  | 794.9456 | 1466.0395 |  | 1870.0395 |  | 2324.0395
2022-10-12 |  | 765.8019 | 1466.0395 |  | 1870.0395 |  | 2324.0395
2022-10-13 |  | 761.9606 | 1466.0395 |  | 1870.0395 |  | 2324.0395
2022-10-14 |  | 694.7347 | 1466.0395 |  | 1870.0395 |  | 2324.0395
2022-10-15 |  | 719.791 | 1466.0395 |  | 1870.0395 |  | 2324.0395
2022-10-16 |  | 755.8849 | 1466.0395 |  | 1870.0395 |  | 2324.0395
2022-10-17 |  | 724.7213 | 1466.0395 |  | 1870.0395 |  | 2324.0395
2022-10-18 |  | 868.2738 | 1466.0395 |  | 1870.0395 |  | 2324.0395
2022-10-19 |  | 976.5007 | 1466.0395 |  | 1870.0395 |  | 2324.0395
2022-10-20 |  | 943.5957 | 1466.0395 |  | 1870.0395 |  | 2324.0395
2022-10-21 |  | 770.9122 | 1466.0395 |  | 1870.0395 |  | 2324.0395
2022-10-22 |  | 721.465 | 1466.0395 |  | 1870.0395 |  | 2324.0395
2022-10-23 |  | 926.3186 | 1466.0395 |  | 1870.0395 |  | 2324.0395
2022-10-24 |  | 872.779 | 1466.0395 |  | 1870.0395 |  | 2324.0395
2022-10-25 |  | 835.8425 | 1466.0395 |  | 1870.0395 |  | 2324.0395
2022-10-26 |  | 812.7568 | 1466.0395 |  | 1870.0395 |  | 2324.0395
2022-10-27 |  | 799.0047 | 1466.0395 |  | 1870.0395 |  | 2324.0395
2022-10-28 |  | 667.0383 | 1466.0395 |  | 1870.0395 |  | 2324.0395
2022-10-29 |  | 664.6058 | 1466.0395 |  | 1870.0395 |  | 2324.0395
2022-10-30 |  | 863.581 | 1466.0395 |  | 1870.0395 |  | 2324.0395
2022-10-31 |  | 811.9938 | 1466.0395 |  | 1870.0395 |  | 2324.0395
2022-11-01 |  | 772.743 | 1466.0395 |  | 1870.0395 |  | 2324.0395
2022-11-02 |  | 772.6193 | 1466.0395 |  | 1870.0395 |  | 2324.0395
2022-11-03 |  | 888.5132 | 1466.0395 |  | 1870.0395 |  | 2324.0395
2022-11-04 |  | 772.7424 | 1466.0395 |  | 1870.0395 |  | 2324.0395
2022-11-05 |  | 687.1767 | 1466.0395 |  | 1870.0395 |  | 2324.0395
2022-11-06 |  | 727.1997 | 1466.0395 |  | 1870.0395 |  | 2324.0395
2022-11-07 |  | 860.6287 | 1466.0395 |  | 1870.0395 |  | 2324.0395
2022-11-08 |  | 835.0531 | 1466.0395 |  | 1870.0395 |  | 2324.0395
2022-11-09 |  | 820.9115 | 1466.0395 |  | 1870.0395 |  | 2324.0395
2022-11-10 |  | 869.1327 | 1466.0395 |  | 1870.0395 |  | 2324.0395
2022-11-11 |  | 817.9152 | 1466.0395 |  | 1870.0395 |  | 2324.0395
2022-11-12 |  | 770.6423 | 1466.0395 |  | 1870.0395 |  | 2324.0395
2022-11-13 |  | 764.7777 | 1466.0395 |  | 1870.0395 |  | 2324.0395
2022-11-14 |  | 758.6633 | 1466.0395 |  | 1870.0395 |  | 2324.0395
2022-11-15 |  | 752.2165 | 1466.0395 |  | 1870.0395 |  | 2324.0395
2022-11-16 |  | 732.7882 | 1466.0395 |  | 1870.0395 |  | 2324.0395
2022-11-17 |  | 717.185 | 1466.0395 |  | 1870.0395 |  | 2324.0395
2022-11-18 |  | 740.6436 | 1466.0395 |  | 1870.0395 |  | 2324.0395
2022-11-19 |  | 697.5109 | 1466.0395 |  | 1870.0395 |  | 2324.0395
2022-11-20 |  | 789.8536 | 1466.0395 |  | 1870.0395 |  | 2324.0395
2022-11-21 |  | 776.0552 | 1466.0395 |  | 1870.0395 |  | 2324.0395
2022-11-22 |  | 736.3837 | 1466.0395 |  | 1870.0395 |  | 2324.0395
2022-11-23 |  | 824.8913 | 1466.0395 |  | 1870.0395 |  | 2324.0395
2022-11-24 |  | 825.2491 | 1466.0395 |  | 1870.0395 |  | 2324.0395
2022-11-25 |  | 686.5122 | 1466.0395 |  | 1870.0395 |  | 2324.0395
2022-11-26 |  | 699.5097 | 1466.0395 |  | 1870.0395 |  | 2324.0395
2022-11-27 |  | 725.6319 | 1466.0395 |  | 1870.0395 |  | 2324.0395
2022-11-28 |  | 765.4591 | 1466.0395 |  | 1870.0395 |  | 2324.0395
2022-11-29 |  | 860.4172 | 1466.0395 |  | 1870.0395 |  | 2324.0395
2022-11-30 |  | 780.6636 | 1466.0395 |  | 1870.0395 |  | 2324.0395
2022-12-01 |  | 740.5415 | 1466.0395 |  | 1870.0395 |  | 2324.0395
2022-12-02 |  | 650.7086 | 1466.0395 |  | 1870.0395 |  | 2324.0395
2022-12-03 |  | 605.4063 | 1466.0395 |  | 1870.0395 |  | 2324.0395
2022-12-04 |  | 673.8668 | 1466.0395 |  | 1870.0395 |  | 2324.0395
2022-12-05 |  | 717.5084 | 1466.0395 |  | 1870.0395 |  | 2324.0395
2022-12-06 |  | 711.4183 | 1466.0395 |  | 1870.0395 |  | 2324.0395
2022-12-07 |  | 718.0624 | 1466.0395 |  | 1870.0395 |  | 2324.0395
2022-12-08 |  | 752.6104 | 1466.0395 |  | 1870.0395 |  | 2324.0395
2022-12-09 |  | 697.2785 | 1466.0395 |  | 1870.0395 |  | 2324.0395
2022-12-10 |  | 661.0063 | 1466.0395 |  | 1870.0395 |  | 2324.0395
2022-12-11 |  | 725.0765 | 1466.0395 |  | 1870.0395 |  | 2324.0395
2022-12-12 |  | 721.6526 | 1466.0395 |  | 1870.0395 |  | 2324.0395
2022-12-13 |  | 718.0612 | 1466.0395 |  | 1870.0395 |  | 2324.0395
2022-12-14 |  | 701.9191 | 1466.0395 |  | 1870.0395 |  | 2324.0395
2022-12-15 |  | 637.3003 | 1466.0395 |  | 1870.0395 |  | 2324.0395
2022-12-16 |  | 563.9065 | 1466.0395 |  | 1870.0395 |  | 2324.0395
2022-12-17 |  | 596.8035 | 1466.0395 |  | 1870.0395 |  | 2324.0395
2022-12-18 |  | 714.4169 | 1466.0395 |  | 1870.0395 |  | 2324.0395
2022-12-19 |  | 720.3434 | 1466.0395 |  | 1870.0395 |  | 2324.0395
2022-12-20 |  | 626.8705 | 1466.0395 |  | 1870.0395 |  | 2324.0395
2022-12-21 |  | 562.5758 | 1466.0395 |  | 1870.0395 |  | 2324.0395
2022-12-22 |  | 639.8676 | 1466.0395 |  | 1870.0395 |  | 2324.0395
2022-12-23 |  | 566.6074 | 1466.0395 |  | 1870.0395 |  | 2324.0395
2022-12-24 |  | 571.7636 | 1466.0395 |  | 1870.0395 |  | 2324.0395
2022-12-25 |  | 597.4855 | 1466.0395 |  | 1870.0395 |  | 2324.0395
2022-12-26 |  | 483.0376 | 1466.0395 |  | 1870.0395 |  | 2324.0395
2022-12-27 |  | 541.1204 | 1466.0395 |  | 1870.0395 |  | 2324.0395
2022-12-28 |  | 553.6988 | 1466.0395 |  | 1870.0395 |  | 2324.0395
2022-12-29 |  | 637.3003 | 1466.0395 |  | 1870.0395 |  | 2324.0395
2022-12-30 |  | 564.8293 | 1466.0395 |  | 1870.0395 |  | 2324.0395
2022-12-31 |  | 572.8935 | 1466.0395 |  | 1870.0395 |  | 2324.0395 |  |  | Original AEMO GSOO values:
2023-01-01 |  | 551.4696 | [6 empty] | Production and pipeline capacity | Production, pipeline and constrained storage | Production, pipeline, constrained storage and PKGT |  | APA expansion of East Coast Grid | APA Expansion of SWP
2023-01-02 |  | 523.4091 | 1255.7871 |  | 1659.7871 |  | 2015.7871 | 2386.7871 | 1659.7871 | 2015.7871 | 2386.7871
2023-01-03 |  | 714.9286 | 1255.7871 |  | 1659.7871 |  | 2015.7871 | 2386.7871 | 1659.7871 | 2015.7871 | 2386.7871
2023-01-04 |  | 997.4145 | 1255.7871 |  | 1659.7871 |  | 2015.7871 | 2386.7871 | 1659.7871 | 2015.7871 | 2386.7871
2023-01-05 |  | 798.9961 | 1255.7871 |  | 1659.7871 |  | 2015.7871 | 2386.7871 | 1659.7871 | 2015.7871 | 2386.7871
2023-01-06 |  | 728.3989 | 1255.7871 |  | 1659.7871 |  | 2015.7871 | 2386.7871 | 1659.7871 | 2015.7871 | 2386.7871
2023-01-07 |  | 598.3539 | 1255.7871 |  | 1659.7871 |  | 2015.7871 | 2386.7871 | 1659.7871 | 2015.7871 | 2386.7871
2023-01-08 |  | 590.8615 | 1255.7871 |  | 1659.7871 |  | 2015.7871 | 2386.7871 | 1659.7871 | 2015.7871 | 2386.7871
2023-01-09 |  | 697.2199 | 1255.7871 |  | 1659.7871 |  | 2015.7871 | 2386.7871 | 1659.7871 | 2015.7871 | 2386.7871
2023-01-10 |  | 669.5657 | 1255.7871 |  | 1659.7871 |  | 2015.7871 | 2386.7871 | 1659.7871 | 2015.7871 | 2386.7871
2023-01-11 |  | 712.5877 | 1255.7871 |  | 1659.7871 |  | 2015.7871 | 2386.7871 | 1659.7871 | 2015.7871 | 2386.7871
2023-01-12 |  | 734.661 | 1255.7871 |  | 1659.7871 |  | 2015.7871 | 2386.7871 | 1659.7871 | 2015.7871 | 2386.7871
2023-01-13 |  | 665.0402 | 1255.7871 |  | 1659.7871 |  | 2015.7871 | 2386.7871 | 1659.7871 | 2015.7871 | 2386.7871
2023-01-14 |  | 566.747 | 1255.7871 |  | 1659.7871 |  | 2015.7871 | 2386.7871 | 1659.7871 | 2015.7871 | 2386.7871
2023-01-15 |  | 594.2709 | 1255.7871 |  | 1659.7871 |  | 2015.7871 | 2386.7871 | 1659.7871 | 2015.7871 | 2386.7871
2023-01-16 |  | 712.7275 | 1255.7871 |  | 1659.7871 |  | 2015.7871 | 2386.7871 | 1659.7871 | 2015.7871 | 2386.7871
2023-01-17 |  | 677.3106 | 1255.7871 |  | 1659.7871 |  | 2015.7871 | 2386.7871 | 1659.7871 | 2015.7871 | 2386.7871
2023-01-18 |  | 713.4915 | 1255.7871 |  | 1659.7871 |  | 2015.7871 | 2386.7871 | 1659.7871 | 2015.7871 | 2386.7871
2023-01-19 |  | 949.3489 | 1255.7871 |  | 1659.7871 |  | 2015.7871 | 2386.7871 | 1659.7871 | 2015.7871 | 2386.7871
2023-01-20 |  | 833.3639 | 1255.7871 |  | 1659.7871 |  | 2015.7871 | 2386.7871 | 1659.7871 | 2015.7871 | 2386.7871
2023-01-21 |  | 570.331 | 1255.7871 |  | 1659.7871 |  | 2015.7871 | 2386.7871 | 1659.7871 | 2015.7871 | 2386.7871
2023-01-22 |  | 576.6884 | 1255.7871 |  | 1659.7871 |  | 2015.7871 | 2386.7871 | 1659.7871 | 2015.7871 | 2386.7871
2023-01-23 |  | 712.718 | 1255.7871 |  | 1659.7871 |  | 2015.7871 | 2386.7871 | 1659.7871 | 2015.7871 | 2386.7871
2023-01-24 |  | 751.2678 | 1255.7871 |  | 1659.7871 |  | 2015.7871 | 2386.7871 | 1659.7871 | 2015.7871 | 2386.7871
2023-01-25 |  | 753.0165 | 1255.7871 |  | 1659.7871 |  | 2015.7871 | 2386.7871 | 1659.7871 | 2015.7871 | 2386.7871
2023-01-26 |  | 646.2657 | 1255.7871 |  | 1659.7871 |  | 2015.7871 | 2386.7871 | 1659.7871 | 2015.7871 | 2386.7871
2023-01-27 |  | 696.7601 | 1255.7871 |  | 1659.7871 |  | 2015.7871 | 2386.7871 | 1659.7871 | 2015.7871 | 2386.7871
2023-01-28 |  | 628.7431 | 1255.7871 |  | 1659.7871 |  | 2015.7871 | 2386.7871 | 1659.7871 | 2015.7871 | 2386.7871
2023-01-29 |  | 637.297 | 1255.7871 |  | 1659.7871 |  | 2015.7871 | 2386.7871 | 1659.7871 | 2015.7871 | 2386.7871
2023-01-30 |  | 725.9891 | 1255.7871 |  | 1659.7871 |  | 2015.7871 | 2386.7871 | 1659.7871 | 2015.7871 | 2386.7871
2023-01-31 |  | 719.1593 | 1255.7871 |  | 1659.7871 |  | 2015.7871 | 2386.7871 | 1659.7871 | 2015.7871 | 2386.7871
2023-02-01 |  | 736.8178 | 1255.7871 |  | 1659.7871 |  | 2015.7871 | 2386.7871 | 1659.7871 | 2015.7871 | 2386.7871
2023-02-02 |  | 714.4203 | 1255.7871 |  | 1659.7871 |  | 2015.7871 | 2386.7871 | 1659.7871 | 2015.7871 | 2386.7871
2023-02-03 |  | 806.4964 | 1255.7871 |  | 1659.7871 |  | 2015.7871 | 2386.7871 | 1659.7871 | 2015.7871 | 2386.7871
2023-02-04 |  | 583.8575 | 1255.7871 |  | 1659.7871 |  | 2015.7871 | 2386.7871 | 1659.7871 | 2015.7871 | 2386.7871
2023-02-05 |  | 594.2007 | 1255.7871 |  | 1659.7871 |  | 2015.7871 | 2386.7871 | 1659.7871 | 2015.7871 | 2386.7871
2023-02-06 |  | 694.4727 | 1255.7871 |  | 1659.7871 |  | 2015.7871 | 2386.7871 | 1659.7871 | 2015.7871 | 2386.7871
2023-02-07 |  | 723.7708 | 1255.7871 |  | 1659.7871 |  | 2015.7871 | 2386.7871 | 1659.7871 | 2015.7871 | 2386.7871
2023-02-08 |  | 821.3022 | 1255.7871 |  | 1659.7871 |  | 2015.7871 | 2386.7871 | 1659.7871 | 2015.7871 | 2386.7871
2023-02-09 |  | 712.1735 | 1255.7871 |  | 1659.7871 |  | 2015.7871 | 2386.7871 | 1659.7871 | 2015.7871 | 2386.7871
2023-02-10 |  | 694.8634 | 1255.7871 |  | 1659.7871 |  | 2015.7871 | 2386.7871 | 1659.7871 | 2015.7871 | 2386.7871
2023-02-11 |  | 691.2137 | 1255.7871 |  | 1659.7871 |  | 2015.7871 | 2386.7871 | 1659.7871 | 2015.7871 | 2386.7871
2023-02-12 |  | 593.8925 | 1255.7871 |  | 1659.7871 |  | 2015.7871 | 2386.7871 | 1659.7871 | 2015.7871 | 2386.7871
2023-02-13 |  | 684.0762 | 1255.7871 |  | 1659.7871 |  | 2015.7871 | 2386.7871 | 1659.7871 | 2015.7871 | 2386.7871
2023-02-14 |  | 690.6062 | 1255.7871 |  | 1659.7871 |  | 2015.7871 | 2386.7871 | 1659.7871 | 2015.7871 | 2386.7871
2023-02-15 |  | 688.4749 | 1255.7871 |  | 1659.7871 |  | 2015.7871 | 2386.7871 | 1659.7871 | 2015.7871 | 2386.7871
2023-02-16 |  | 716.308 | 1255.7871 |  | 1659.7871 |  | 2015.7871 | 2386.7871 | 1659.7871 | 2015.7871 | 2386.7871
2023-02-17 |  | 702.6285 | 1255.7871 |  | 1659.7871 |  | 2015.7871 | 2386.7871 | 1659.7871 | 2015.7871 | 2386.7871
2023-02-18 |  | 619.8423 | 1255.7871 |  | 1659.7871 |  | 2015.7871 | 2386.7871 | 1659.7871 | 2015.7871 | 2386.7871
2023-02-19 |  | 743.1009 | 1255.7871 |  | 1659.7871 |  | 2015.7871 | 2386.7871 | 1659.7871 | 2015.7871 | 2386.7871
2023-02-20 |  | 674.7539 | 1255.7871 |  | 1659.7871 |  | 2015.7871 | 2386.7871 | 1659.7871 | 2015.7871 | 2386.7871
2023-02-21 |  | 683.526 | 1255.7871 |  | 1659.7871 |  | 2015.7871 | 2386.7871 | 1659.7871 | 2015.7871 | 2386.7871
2023-02-22 |  | 682.4751 | 1255.7871 |  | 1659.7871 |  | 2015.7871 | 2386.7871 | 1659.7871 | 2015.7871 | 2386.7871
2023-02-23 |  | 715.3713 | 1255.7871 |  | 1659.7871 |  | 2015.7871 | 2386.7871 | 1659.7871 | 2015.7871 | 2386.7871
2023-02-24 |  | 714.8662 | 1255.7871 |  | 1659.7871 |  | 2015.7871 | 2386.7871 | 1659.7871 | 2015.7871 | 2386.7871
2023-02-25 |  | 579.4715 | 1255.7871 |  | 1659.7871 |  | 2015.7871 | 2386.7871 | 1659.7871 | 2015.7871 | 2386.7871
2023-02-26 |  | 621.3588 | 1255.7871 |  | 1659.7871 |  | 2015.7871 | 2386.7871 | 1659.7871 | 2015.7871 | 2386.7871
2023-02-27 |  | 706.8077 | 1255.7871 |  | 1659.7871 |  | 2015.7871 | 2386.7871 | 1659.7871 | 2015.7871 | 2386.7871
2023-02-28 |  | 671.1216 | 1255.7871 |  | 1659.7871 |  | 2015.7871 | 2386.7871 | 1659.7871 | 2015.7871 | 2386.7871
2023-03-01 |  | 684.6769 | 1255.7871 |  | 1659.7871 |  | 2015.7871 | 2386.7871 | 1659.7871 | 2015.7871 | 2386.7871
2023-03-02 |  | 761.9336 | 1255.7871 |  | 1659.7871 |  | 2015.7871 | 2386.7871 | 1659.7871 | 2015.7871 | 2386.7871
2023-03-03 |  | 730.5078 | 1255.7871 |  | 1659.7871 |  | 2015.7871 | 2386.7871 | 1659.7871 | 2015.7871 | 2386.7871
2023-03-04 |  | 623.3433 | 1255.7871 |  | 1659.7871 |  | 2015.7871 | 2386.7871 | 1659.7871 | 2015.7871 | 2386.7871
2023-03-05 |  | 599.2599 | 1255.7871 |  | 1659.7871 |  | 2015.7871 | 2386.7871 | 1659.7871 | 2015.7871 | 2386.7871
2023-03-06 |  | 663.0438 | 1255.7871 |  | 1659.7871 |  | 2015.7871 | 2386.7871 | 1659.7871 | 2015.7871 | 2386.7871
2023-03-07 |  | 743.1317 | 1255.7871 |  | 1659.7871 |  | 2015.7871 | 2386.7871 | 1659.7871 | 2015.7871 | 2386.7871
2023-03-08 |  | 748.054 | 1255.7871 |  | 1659.7871 |  | 2015.7871 | 2386.7871 | 1659.7871 | 2015.7871 | 2386.7871
2023-03-09 |  | 747.3678 | 1255.7871 |  | 1659.7871 |  | 2015.7871 | 2386.7871 | 1659.7871 | 2015.7871 | 2386.7871
2023-03-10 |  | 736.4054 | 1255.7871 |  | 1659.7871 |  | 2015.7871 | 2386.7871 | 1659.7871 | 2015.7871 | 2386.7871
2023-03-11 |  | 638.4174 | 1255.7871 |  | 1659.7871 |  | 2015.7871 | 2386.7871 | 1659.7871 | 2015.7871 | 2386.7871
2023-03-12 |  | 669.5813 | 1255.7871 |  | 1659.7871 |  | 2015.7871 | 2386.7871 | 1659.7871 | 2015.7871 | 2386.7871
2023-03-13 |  | 735.0983 | 1255.7871 |  | 1659.7871 |  | 2015.7871 | 2386.7871 | 1659.7871 | 2015.7871 | 2386.7871
2023-03-14 |  | 703.5886 | 1255.7871 |  | 1659.7871 |  | 2015.7871 | 2386.7871 | 1659.7871 | 2015.7871 | 2386.7871
2023-03-15 |  | 722.9892 | 1255.7871 |  | 1659.7871 |  | 2015.7871 | 2386.7871 | 1659.7871 | 2015.7871 | 2386.7871
2023-03-16 |  | 709.1362 | 1255.7871 |  | 1659.7871 |  | 2015.7871 | 2386.7871 | 1659.7871 | 2015.7871 | 2386.7871
2023-03-17 |  | 735.7599 | 1255.7871 |  | 1659.7871 |  | 2015.7871 | 2386.7871 | 1659.7871 | 2015.7871 | 2386.7871
2023-03-18 |  | 654.9003 | 1255.7871 |  | 1659.7871 |  | 2015.7871 | 2386.7871 | 1659.7871 | 2015.7871 | 2386.7871
2023-03-19 |  | 626.4628 | 1255.7871 |  | 1659.7871 |  | 2015.7871 | 2386.7871 | 1659.7871 | 2015.7871 | 2386.7871
2023-03-20 |  | 710.5926 | 1255.7871 |  | 1659.7871 |  | 2015.7871 | 2386.7871 | 1659.7871 | 2015.7871 | 2386.7871
2023-03-21 |  | 850.7036 | 1255.7871 |  | 1659.7871 |  | 2015.7871 | 2386.7871 | 1659.7871 | 2015.7871 | 2386.7871
2023-03-22 |  | 800.4341 | 1255.7871 |  | 1659.7871 |  | 2015.7871 | 2386.7871 | 1659.7871 | 2015.7871 | 2386.7871
2023-03-23 |  | 981.6457 | 1255.7871 |  | 1659.7871 |  | 2015.7871 | 2386.7871 | 1659.7871 | 2015.7871 | 2386.7871
2023-03-24 |  | 948.6727 | 1255.7871 |  | 1659.7871 |  | 2015.7871 | 2386.7871 | 1659.7871 | 2015.7871 | 2386.7871
2023-03-25 |  | 761.8547 | 1255.7871 |  | 1659.7871 |  | 2015.7871 | 2386.7871 | 1659.7871 | 2015.7871 | 2386.7871
2023-03-26 |  | 724.2434 | 1255.7871 |  | 1659.7871 |  | 2015.7871 | 2386.7871 | 1659.7871 | 2015.7871 | 2386.7871
2023-03-27 |  | 785.153 | 1255.7871 |  | 1659.7871 |  | 2015.7871 | 2386.7871 | 1659.7871 | 2015.7871 | 2386.7871
2023-03-28 |  | 754.8697 | 1255.7871 |  | 1659.7871 |  | 2015.7871 | 2386.7871 | 1659.7871 | 2015.7871 | 2386.7871
2023-03-29 |  | 718.1354 | 1255.7871 |  | 1659.7871 |  | 2015.7871 | 2386.7871 | 1659.7871 | 2015.7871 | 2386.7871
2023-03-30 |  | 767.5001 | 1255.7871 |  | 1659.7871 |  | 2015.7871 | 2386.7871 | 1659.7871 | 2015.7871 | 2386.7871
2023-03-31 |  | 874.3418 | 1255.7871 |  | 1659.7871 |  | 2015.7871 | 2386.7871 | 1659.7871 | 2015.7871 | 2386.7871
2023-04-01 |  | 783.0227 | 1255.7871 |  | 1688.7871 |  | 2044.7871 | 2415.7871 | 1659.7871 | 2015.7871 | 2386.7871 |  | 29
2023-04-02 |  | 779.2005 | 1255.7871 |  | 1688.7871 |  | 2044.7871 | 2415.7871 | 1659.7871 | 2015.7871 | 2386.7871 |  | 29
2023-04-03 |  | 900.5415 | 1255.7871 |  | 1688.7871 |  | 2044.7871 | 2415.7871 | 1659.7871 | 2015.7871 | 2386.7871 |  | 29
2023-04-04 |  | 1071.6606 | 1255.7871 |  | 1688.7871 |  | 2044.7871 | 2415.7871 | 1659.7871 | 2015.7871 | 2386.7871 |  | 29
2023-04-05 |  | 1098.7474 | 1255.7871 |  | 1688.7871 |  | 2044.7871 | 2415.7871 | 1659.7871 | 2015.7871 | 2386.7871 |  | 29
2023-04-06 |  | 1071.6357 | 1255.7871 |  | 1688.7871 |  | 2044.7871 | 2415.7871 | 1659.7871 | 2015.7871 | 2386.7871 |  | 29
2023-04-07 |  | 735.0209 | 1255.7871 |  | 1688.7871 |  | 2044.7871 | 2415.7871 | 1659.7871 | 2015.7871 | 2386.7871 |  | 29
2023-04-08 |  | 745.6334 | 1255.7871 |  | 1688.7871 |  | 2044.7871 | 2415.7871 | 1659.7871 | 2015.7871 | 2386.7871 |  | 29
2023-04-09 |  | 688.9989 | 1255.7871 |  | 1688.7871 |  | 2044.7871 | 2415.7871 | 1659.7871 | 2015.7871 | 2386.7871 |  | 29
2023-04-10 |  | 800.154 | 1255.7871 |  | 1688.7871 |  | 2044.7871 | 2415.7871 | 1659.7871 | 2015.7871 | 2386.7871 |  | 29
2023-04-11 |  | 866.7939 | 1255.7871 |  | 1688.7871 |  | 2044.7871 | 2415.7871 | 1659.7871 | 2015.7871 | 2386.7871 |  | 29
2023-04-12 |  | 785.0715 | 1255.7871 |  | 1688.7871 |  | 2044.7871 | 2415.7871 | 1659.7871 | 2015.7871 | 2386.7871 |  | 29
2023-04-13 |  | 863.5876 | 1255.7871 |  | 1688.7871 |  | 2044.7871 | 2415.7871 | 1659.7871 | 2015.7871 | 2386.7871 |  | 29
2023-04-14 |  | 981.2059 | 1255.7871 |  | 1688.7871 |  | 2044.7871 | 2415.7871 | 1659.7871 | 2015.7871 | 2386.7871 |  | 29
2023-04-15 |  | 771.471 | 1255.7871 |  | 1688.7871 |  | 2044.7871 | 2415.7871 | 1659.7871 | 2015.7871 | 2386.7871 |  | 29
2023-04-16 |  | 1103.4383 | 1255.7871 |  | 1688.7871 |  | 2044.7871 | 2415.7871 | 1659.7871 | 2015.7871 | 2386.7871 |  | 29
2023-04-17 |  | 1361.4356 | 1255.7871 |  | 1688.7871 |  | 2044.7871 | 2415.7871 | 1659.7871 | 2015.7871 | 2386.7871 |  | 29
2023-04-18 |  | 1288.062 | 1255.7871 |  | 1688.7871 |  | 2044.7871 | 2415.7871 | 1659.7871 | 2015.7871 | 2386.7871 |  | 29
2023-04-19 |  | 1162.2662 | 1255.7871 |  | 1688.7871 |  | 2044.7871 | 2415.7871 | 1659.7871 | 2015.7871 | 2386.7871 |  | 29
2023-04-20 |  | 1132.467 | 1255.7871 |  | 1688.7871 |  | 2044.7871 | 2415.7871 | 1659.7871 | 2015.7871 | 2386.7871 |  | 29
2023-04-21 |  | 906.528 | 1255.7871 |  | 1688.7871 |  | 2044.7871 | 2415.7871 | 1659.7871 | 2015.7871 | 2386.7871 |  | 29
2023-04-22 |  | 940.9626 | 1255.7871 |  | 1688.7871 |  | 2044.7871 | 2415.7871 | 1659.7871 | 2015.7871 | 2386.7871 |  | 29
2023-04-23 |  | 1070.2451 | 1255.7871 |  | 1688.7871 |  | 2044.7871 | 2415.7871 | 1659.7871 | 2015.7871 | 2386.7871 |  | 29
2023-04-24 |  | 1254.7649 | 1255.7871 |  | 1688.7871 |  | 2044.7871 | 2415.7871 | 1659.7871 | 2015.7871 | 2386.7871 |  | 29
2023-04-25 |  | 1361.1894 | 1255.7871 |  | 1688.7871 |  | 2044.7871 | 2415.7871 | 1659.7871 | 2015.7871 | 2386.7871 |  | 29
2023-04-26 |  | 1409.4885 | 1255.7871 |  | 1688.7871 |  | 2044.7871 | 2415.7871 | 1659.7871 | 2015.7871 | 2386.7871 |  | 29
2023-04-27 |  | 1338.4983 | 1255.7871 |  | 1688.7871 |  | 2044.7871 | 2415.7871 | 1659.7871 | 2015.7871 | 2386.7871 |  | 29
2023-04-28 |  | 1073.9128 | 1255.7871 |  | 1688.7871 |  | 2044.7871 | 2415.7871 | 1659.7871 | 2015.7871 | 2386.7871 |  | 29
2023-04-29 |  | 934.9547 | 1255.7871 |  | 1688.7871 |  | 2044.7871 | 2415.7871 | 1659.7871 | 2015.7871 | 2386.7871 |  | 29
2023-04-30 |  | 1035.1886 | 1255.7871 |  | 1688.7871 |  | 2044.7871 | 2415.7871 | 1659.7871 | 2015.7871 | 2386.7871 |  | 29
2023-05-01 |  | 1044.4894 | 1255.7871 |  | 1688.7871 |  | 2044.7871 | 2415.7871 | 1659.7871 | 2015.7871 | 2386.7871 |  | 29
2023-05-02 |  | 1145.5689 | 1255.7871 |  | 1688.7871 |  | 2044.7871 | 2415.7871 | 1659.7871 | 2015.7871 | 2386.7871 |  | 29
2023-05-03 |  | 1279.9826 | 1255.7871 |  | 1688.7871 |  | 2044.7871 | 2415.7871 | 1659.7871 | 2015.7871 | 2386.7871 |  | 29
2023-05-04 |  | 1377.1083 | 1255.7871 |  | 1688.7871 |  | 2044.7871 | 2415.7871 | 1659.7871 | 2015.7871 | 2386.7871 |  | 29
2023-05-05 |  | 1226.4469 | 1255.7871 |  | 1688.7871 |  | 2044.7871 | 2415.7871 | 1659.7871 | 2015.7871 | 2386.7871 |  | 29
2023-05-06 |  | 959.4399 | 1255.7871 |  | 1688.7871 |  | 2044.7871 | 2415.7871 | 1659.7871 | 2015.7871 | 2386.7871 |  | 29
2023-05-07 |  | 1050.7583 | 1255.7871 |  | 1688.7871 |  | 2044.7871 | 2415.7871 | 1659.7871 | 2015.7871 | 2386.7871 |  | 29
2023-05-08 |  | 1158.0452 | 1255.7871 |  | 1688.7871 |  | 2044.7871 | 2415.7871 | 1659.7871 | 2015.7871 | 2386.7871 |  | 29
2023-05-09 |  | 1316.3905 | 1255.7871 |  | 1688.7871 |  | 2044.7871 | 2415.7871 | 1659.7871 | 2015.7871 | 2386.7871 |  | 29
2023-05-10 |  | 1596.7665 | 1255.7871 |  | 1688.7871 |  | 2044.7871 | 2415.7871 | 1659.7871 | 2015.7871 | 2386.7871 |  | 29
2023-05-11 |  | 1498.972 | 1255.7871 |  | 1688.7871 |  | 2044.7871 | 2415.7871 | 1659.7871 | 2015.7871 | 2386.7871 |  | 29
2023-05-12 |  | 1509.7161 | 1255.7871 |  | 1688.7871 |  | 2044.7871 | 2415.7871 | 1659.7871 | 2015.7871 | 2386.7871 |  | 29
2023-05-13 |  | 1163.2295 | 1255.7871 |  | 1688.7871 |  | 2044.7871 | 2415.7871 | 1659.7871 | 2015.7871 | 2386.7871 |  | 29
2023-05-14 |  | 1132.6824 | 1255.7871 |  | 1688.7871 |  | 2044.7871 | 2415.7871 | 1659.7871 | 2015.7871 | 2386.7871 |  | 29
2023-05-15 |  | 1215.2442 | 1255.7871 |  | 1688.7871 |  | 2044.7871 | 2415.7871 | 1659.7871 | 2015.7871 | 2386.7871 |  | 29
2023-05-16 |  | 1233.5093 | 1255.7871 |  | 1688.7871 |  | 2044.7871 | 2415.7871 | 1659.7871 | 2015.7871 | 2386.7871 |  | 29
2023-05-17 |  | 1220.3706 | 1255.7871 |  | 1688.7871 |  | 2044.7871 | 2415.7871 | 1659.7871 | 2015.7871 | 2386.7871 |  | 29
2023-05-18 |  | 1467.3273 | 1255.7871 |  | 1688.7871 |  | 2044.7871 | 2415.7871 | 1659.7871 | 2015.7871 | 2386.7871 |  | 29
2023-05-19 |  | 1488.5906 | 1255.7871 |  | 1688.7871 |  | 2044.7871 | 2415.7871 | 1659.7871 | 2015.7871 | 2386.7871 |  | 29
2023-05-20 |  | 1379.4664 | 1255.7871 |  | 1688.7871 |  | 2044.7871 | 2415.7871 | 1659.7871 | 2015.7871 | 2386.7871 |  | 29
2023-05-21 |  | 1498.172 | 1255.7871 |  | 1688.7871 |  | 2044.7871 | 2415.7871 | 1659.7871 | 2015.7871 | 2386.7871 |  | 29
2023-05-22 |  | 1727.6695 | 1255.7871 |  | 1688.7871 |  | 2044.7871 | 2415.7871 | 1659.7871 | 2015.7871 | 2386.7871 |  | 29
2023-05-23 |  | 1705.3564 | 1255.7871 |  | 1688.7871 |  | 2044.7871 | 2415.7871 | 1659.7871 | 2015.7871 | 2386.7871 |  | 29
2023-05-24 |  | 1356.9731 | 1255.7871 |  | 1688.7871 |  | 2044.7871 | 2415.7871 | 1659.7871 | 2015.7871 | 2386.7871 |  | 29
2023-05-25 |  | 1320.4843 | 1255.7871 |  | 1688.7871 |  | 2044.7871 | 2415.7871 | 1659.7871 | 2015.7871 | 2386.7871 |  | 29
2023-05-26 |  | 1413.2531 | 1255.7871 |  | 1688.7871 |  | 2044.7871 | 2415.7871 | 1659.7871 | 2015.7871 | 2386.7871 |  | 29
2023-05-27 |  | 1259.5657 | 1255.7871 |  | 1688.7871 |  | 2044.7871 | 2415.7871 | 1659.7871 | 2015.7871 | 2386.7871 |  | 29
2023-05-28 |  | 1360.095 | 1255.7871 |  | 1688.7871 |  | 2044.7871 | 2415.7871 | 1659.7871 | 2015.7871 | 2386.7871 |  | 29
2023-05-29 |  | 1835.2944 | 1255.7871 |  | 1688.7871 |  | 2044.7871 | 2415.7871 | 1659.7871 | 2015.7871 | 2386.7871 |  | 29
2023-05-30 |  | 1938.583 | 1255.7871 |  | 1688.7871 |  | 2044.7871 | 2415.7871 | 1659.7871 | 2015.7871 | 2386.7871 |  | 29
2023-05-31 |  | 1880.7452 | 1255.7871 |  | 1688.7871 |  | 2044.7871 | 2415.7871 | 1659.7871 | 2015.7871 | 2386.7871 |  | 29
2023-06-01 |  | 1869.8727 | 1255.7871 |  | 1688.7871 |  | 2044.7871 | 2415.7871 | 1659.7871 | 2015.7871 | 2386.7871 |  | 29
2023-06-02 |  | 1640.0701 | 1255.7871 |  | 1688.7871 |  | 2044.7871 | 2415.7871 | 1659.7871 | 2015.7871 | 2386.7871 |  | 29
2023-06-03 |  | 1225.0661 | 1255.7871 |  | 1688.7871 |  | 2044.7871 | 2415.7871 | 1659.7871 | 2015.7871 | 2386.7871 |  | 29
2023-06-04 |  | 1221.0056 | 1255.7871 |  | 1688.7871 |  | 2044.7871 | 2415.7871 | 1659.7871 | 2015.7871 | 2386.7871 |  | 29
2023-06-05 |  | 1808.1877 | 1255.7871 |  | 1688.7871 |  | 2044.7871 | 2415.7871 | 1659.7871 | 2015.7871 | 2386.7871 |  | 29
2023-06-06 |  | 1449.3467 | 1255.7871 |  | 1688.7871 |  | 2044.7871 | 2415.7871 | 1659.7871 | 2015.7871 | 2386.7871 |  | 29
2023-06-07 |  | 1592.8066 | 1255.7871 |  | 1688.7871 |  | 2044.7871 | 2415.7871 | 1659.7871 | 2015.7871 | 2386.7871 |  | 29
2023-06-08 |  | 1586.5652 | 1255.7871 |  | 1688.7871 |  | 2044.7871 | 2415.7871 | 1659.7871 | 2015.7871 | 2386.7871 |  | 29
2023-06-09 |  | 1606.5623 | 1255.7871 |  | 1688.7871 |  | 2044.7871 | 2415.7871 | 1659.7871 | 2015.7871 | 2386.7871 |  | 29
2023-06-10 |  | 1331.7466 | 1255.7871 |  | 1688.7871 |  | 2044.7871 | 2415.7871 | 1659.7871 | 2015.7871 | 2386.7871 |  | 29
2023-06-11 |  | 1313.8741 | 1255.7871 |  | 1688.7871 |  | 2044.7871 | 2415.7871 | 1659.7871 | 2015.7871 | 2386.7871 |  | 29
2023-06-12 |  | 1118.7593 | 1255.7871 |  | 1688.7871 |  | 2044.7871 | 2415.7871 | 1659.7871 | 2015.7871 | 2386.7871 |  | 29
2023-06-13 |  | 1456.8095 | 1255.7871 |  | 1688.7871 |  | 2044.7871 | 2415.7871 | 1659.7871 | 2015.7871 | 2386.7871 |  | 29
2023-06-14 |  | 1498.4553 | 1255.7871 |  | 1688.7871 |  | 2044.7871 | 2415.7871 | 1659.7871 | 2015.7871 | 2386.7871 |  | 29
2023-06-15 |  | 1660.0921 | 1255.7871 |  | 1688.7871 |  | 2044.7871 | 2415.7871 | 1659.7871 | 2015.7871 | 2386.7871 |  | 29
2023-06-16 |  | 1882.2102 | 1255.7871 |  | 1688.7871 |  | 2044.7871 | 2415.7871 | 1659.7871 | 2015.7871 | 2386.7871 |  | 29
2023-06-17 |  | 1801.1457 | 1255.7871 |  | 1688.7871 |  | 2044.7871 | 2415.7871 | 1659.7871 | 2015.7871 | 2386.7871 |  | 29
2023-06-18 |  | 1660.9149 | 1255.7871 |  | 1688.7871 |  | 2044.7871 | 2415.7871 | 1659.7871 | 2015.7871 | 2386.7871 |  | 29
2023-06-19 |  | 1766.5723 | 1255.7871 |  | 1688.7871 |  | 2044.7871 | 2415.7871 | 1659.7871 | 2015.7871 | 2386.7871 |  | 29
2023-06-20 |  | 1384.9672 | 1255.7871 |  | 1688.7871 |  | 2044.7871 | 2415.7871 | 1659.7871 | 2015.7871 | 2386.7871 |  | 29
2023-06-21 |  | 1409.2931 | 1255.7871 |  | 1688.7871 |  | 2044.7871 | 2415.7871 | 1659.7871 | 2015.7871 | 2386.7871 |  | 29
2023-06-22 |  | 1546.6785 | 1255.7871 |  | 1688.7871 |  | 2044.7871 | 2415.7871 | 1659.7871 | 2015.7871 | 2386.7871 |  | 29
2023-06-23 |  | 1473.1356 | 1255.7871 |  | 1688.7871 |  | 2044.7871 | 2415.7871 | 1659.7871 | 2015.7871 | 2386.7871 |  | 29
2023-06-24 |  | 1422.9627 | 1255.7871 |  | 1688.7871 |  | 2044.7871 | 2415.7871 | 1659.7871 | 2015.7871 | 2386.7871 |  | 29
2023-06-25 |  | 1428.7911 | 1255.7871 |  | 1688.7871 |  | 2044.7871 | 2415.7871 | 1659.7871 | 2015.7871 | 2386.7871 |  | 29
2023-06-26 |  | 1720.9142 | 1255.7871 |  | 1688.7871 |  | 2044.7871 | 2415.7871 | 1659.7871 | 2015.7871 | 2386.7871 |  | 29
2023-06-27 |  | 1663.598 | 1255.7871 |  | 1688.7871 |  | 2044.7871 | 2415.7871 | 1659.7871 | 2015.7871 | 2386.7871 |  | 29
2023-06-28 |  | 1363.8994 | 1255.7871 |  | 1688.7871 |  | 2044.7871 | 2415.7871 | 1659.7871 | 2015.7871 | 2386.7871 |  | 29
2023-06-29 |  | 1528.2709 | 1255.7871 |  | 1688.7871 |  | 2044.7871 | 2415.7871 | 1659.7871 | 2015.7871 | 2386.7871 |  | 29
2023-06-30 |  | 1482.4105 | 1255.7871 |  | 1688.7871 |  | 2044.7871 | 2415.7871 | 1659.7871 | 2015.7871 | 2386.7871 |  | 29
2023-07-01 |  | 1503.777 | 1255.7871 |  | 1688.7871 |  | 2044.7871 | 2415.7871 | 1659.7871 | 2015.7871 | 2386.7871 |  | 29
2023-07-02 |  | 1767.861 | 1255.7871 |  | 1688.7871 |  | 2044.7871 | 2415.7871 | 1659.7871 | 2015.7871 | 2386.7871 |  | 29
2023-07-03 |  | 1556.3585 | 1255.7871 |  | 1688.7871 |  | 2044.7871 | 2415.7871 | 1659.7871 | 2015.7871 | 2386.7871 |  | 29
2023-07-04 |  | 1713.3664 | 1255.7871 |  | 1688.7871 |  | 2044.7871 | 2415.7871 | 1659.7871 | 2015.7871 | 2386.7871 |  | 29
2023-07-05 |  | 1743.5721 | 1255.7871 |  | 1688.7871 |  | 2044.7871 | 2415.7871 | 1659.7871 | 2015.7871 | 2386.7871 |  | 29
2023-07-06 |  | 1685.1564 | 1255.7871 |  | 1688.7871 |  | 2044.7871 | 2415.7871 | 1659.7871 | 2015.7871 | 2386.7871 |  | 29
2023-07-07 |  | 1572.6403 | 1255.7871 |  | 1688.7871 |  | 2044.7871 | 2415.7871 | 1659.7871 | 2015.7871 | 2386.7871 |  | 29
2023-07-08 |  | 1411.0123 | 1255.7871 |  | 1688.7871 |  | 2044.7871 | 2415.7871 | 1659.7871 | 2015.7871 | 2386.7871 |  | 29
2023-07-09 |  | 1684.0799 | 1255.7871 |  | 1688.7871 |  | 2044.7871 | 2415.7871 | 1659.7871 | 2015.7871 | 2386.7871 |  | 29
2023-07-10 |  | 1527.2777 | 1255.7871 |  | 1688.7871 |  | 2044.7871 | 2415.7871 | 1659.7871 | 2015.7871 | 2386.7871 |  | 29
2023-07-11 |  | 1516.453 | 1255.7871 |  | 1688.7871 |  | 2044.7871 | 2415.7871 | 1659.7871 | 2015.7871 | 2386.7871 |  | 29
2023-07-12 |  | 1547.9789 | 1255.7871 |  | 1688.7871 |  | 2044.7871 | 2415.7871 | 1659.7871 | 2015.7871 | 2386.7871 |  | 29
2023-07-13 |  | 1510.4847 | 1255.7871 |  | 1688.7871 |  | 2044.7871 | 2415.7871 | 1659.7871 | 2015.7871 | 2386.7871 |  | 29
2023-07-14 |  | 1456.1724 | 1255.7871 |  | 1688.7871 |  | 2044.7871 | 2415.7871 | 1659.7871 | 2015.7871 | 2386.7871 |  | 29
2023-07-15 |  | 1665.306 | 1255.7871 |  | 1688.7871 |  | 2044.7871 | 2415.7871 | 1659.7871 | 2015.7871 | 2386.7871 |  | 29
2023-07-16 |  | 1702.6244 | 1255.7871 |  | 1688.7871 |  | 2044.7871 | 2415.7871 | 1659.7871 | 2015.7871 | 2386.7871 |  | 29
2023-07-17 |  | 2105.4829 | 1255.7871 |  | 1688.7871 |  | 2044.7871 | 2415.7871 | 1659.7871 | 2015.7871 | 2386.7871 |  | 29
2023-07-18 |  | 1761.5451 | 1255.7871 |  | 1688.7871 |  | 2044.7871 | 2415.7871 | 1659.7871 | 2015.7871 | 2386.7871 |  | 29
2023-07-19 |  | 1620.7559 | 1255.7871 |  | 1688.7871 |  | 2044.7871 | 2415.7871 | 1659.7871 | 2015.7871 | 2386.7871 |  | 29
2023-07-20 |  | 1698.1477 | 1255.7871 |  | 1688.7871 |  | 2044.7871 | 2415.7871 | 1659.7871 | 2015.7871 | 2386.7871 |  | 29
2023-07-21 |  | 1720.3707 | 1255.7871 |  | 1688.7871 |  | 2044.7871 | 2415.7871 | 1659.7871 | 2015.7871 | 2386.7871 |  | 29
2023-07-22 |  | 1840.1467 | 1255.7871 |  | 1688.7871 |  | 2044.7871 | 2415.7871 | 1659.7871 | 2015.7871 | 2386.7871 |  | 29
2023-07-23 |  | 1825.0417 | 1255.7871 |  | 1688.7871 |  | 2044.7871 | 2415.7871 | 1659.7871 | 2015.7871 | 2386.7871 |  | 29
2023-07-24 |  | 1704.491 | 1255.7871 |  | 1688.7871 |  | 2044.7871 | 2415.7871 | 1659.7871 | 2015.7871 | 2386.7871 |  | 29
2023-07-25 |  | 1719.1495 | 1255.7871 |  | 1688.7871 |  | 2044.7871 | 2415.7871 | 1659.7871 | 2015.7871 | 2386.7871 |  | 29
2023-07-26 |  | 1517.4977 | 1255.7871 |  | 1688.7871 |  | 2044.7871 | 2415.7871 | 1659.7871 | 2015.7871 | 2386.7871 |  | 29
2023-07-27 |  | 1451.3721 | 1255.7871 |  | 1688.7871 |  | 2044.7871 | 2415.7871 | 1659.7871 | 2015.7871 | 2386.7871 |  | 29
2023-07-28 |  | 1470.0036 | 1255.7871 |  | 1688.7871 |  | 2044.7871 | 2415.7871 | 1659.7871 | 2015.7871 | 2386.7871 |  | 29
2023-07-29 |  | 1654.0346 | 1255.7871 |  | 1688.7871 |  | 2044.7871 | 2415.7871 | 1659.7871 | 2015.7871 | 2386.7871 |  | 29
2023-07-30 |  | 1666.4604 | 1255.7871 |  | 1688.7871 |  | 2044.7871 | 2415.7871 | 1659.7871 | 2015.7871 | 2386.7871 |  | 29
2023-07-31 |  | 1524.8995 | 1255.7871 |  | 1688.7871 |  | 2044.7871 | 2415.7871 | 1659.7871 | 2015.7871 | 2386.7871 |  | 29
2023-08-01 |  | 1559.9824 | 1255.7871 |  | 1688.7871 |  | 2044.7871 | 2415.7871 | 1659.7871 | 2015.7871 | 2386.7871 |  | 29
2023-08-02 |  | 1663.7756 | 1255.7871 |  | 1688.7871 |  | 2044.7871 | 2415.7871 | 1659.7871 | 2015.7871 | 2386.7871 |  | 29
2023-08-03 |  | 1470.0567 | 1255.7871 |  | 1688.7871 |  | 2044.7871 | 2415.7871 | 1659.7871 | 2015.7871 | 2386.7871 |  | 29
2023-08-04 |  | 1541.1085 | 1255.7871 |  | 1688.7871 |  | 2044.7871 | 2415.7871 | 1659.7871 | 2015.7871 | 2386.7871 |  | 29
2023-08-05 |  | 1625.0508 | 1255.7871 |  | 1688.7871 |  | 2044.7871 | 2415.7871 | 1659.7871 | 2015.7871 | 2386.7871 |  | 29
2023-08-06 |  | 1901.1219 | 1255.7871 |  | 1688.7871 |  | 2044.7871 | 2415.7871 | 1659.7871 | 2015.7871 | 2386.7871 |  | 29
2023-08-07 |  | 1991.5165 | 1255.7871 |  | 1688.7871 |  | 2044.7871 | 2415.7871 | 1659.7871 | 2015.7871 | 2386.7871 |  | 29
2023-08-08 |  | 1979.7518 | 1255.7871 |  | 1688.7871 |  | 2044.7871 | 2415.7871 | 1659.7871 | 2015.7871 | 2386.7871 |  | 29
2023-08-09 |  | 1766.5183 | 1255.7871 |  | 1688.7871 |  | 2044.7871 | 2415.7871 | 1659.7871 | 2015.7871 | 2386.7871 |  | 29
2023-08-10 |  | 1785.1956 | 1255.7871 |  | 1688.7871 |  | 2044.7871 | 2415.7871 | 1659.7871 | 2015.7871 | 2386.7871 |  | 29
2023-08-11 |  | 1670.5743 | 1255.7871 |  | 1688.7871 |  | 2044.7871 | 2415.7871 | 1659.7871 | 2015.7871 | 2386.7871 |  | 29
2023-08-12 |  | 1440.7732 | 1255.7871 |  | 1688.7871 |  | 2044.7871 | 2415.7871 | 1659.7871 | 2015.7871 | 2386.7871 |  | 29
2023-08-13 |  | 1531.9202 | 1255.7871 |  | 1688.7871 |  | 2044.7871 | 2415.7871 | 1659.7871 | 2015.7871 | 2386.7871 |  | 29
2023-08-14 |  | 1914.4338 | 1255.7871 |  | 1688.7871 |  | 2044.7871 | 2415.7871 | 1659.7871 | 2015.7871 | 2386.7871 |  | 29
2023-08-15 |  | 1959.3852 | 1255.7871 |  | 1688.7871 |  | 2044.7871 | 2415.7871 | 1659.7871 | 2015.7871 | 2386.7871 |  | 29
2023-08-16 |  | 1712.2691 | 1255.7871 |  | 1688.7871 |  | 2044.7871 | 2415.7871 | 1659.7871 | 2015.7871 | 2386.7871 |  | 29
2023-08-17 |  | 1487.0429 | 1255.7871 |  | 1688.7871 |  | 2044.7871 | 2415.7871 | 1659.7871 | 2015.7871 | 2386.7871 |  | 29
2023-08-18 |  | 1407.2137 | 1255.7871 |  | 1688.7871 |  | 2044.7871 | 2415.7871 | 1659.7871 | 2015.7871 | 2386.7871 |  | 29
2023-08-19 |  | 1333.5851 | 1255.7871 |  | 1688.7871 |  | 2044.7871 | 2415.7871 | 1659.7871 | 2015.7871 | 2386.7871 |  | 29
2023-08-20 |  | 1568.0751 | 1255.7871 |  | 1688.7871 |  | 2044.7871 | 2415.7871 | 1659.7871 | 2015.7871 | 2386.7871 |  | 29
2023-08-21 |  | 1709.1763 | 1255.7871 |  | 1688.7871 |  | 2044.7871 | 2415.7871 | 1659.7871 | 2015.7871 | 2386.7871 |  | 29
2023-08-22 |  | 1706.7848 | 1255.7871 |  | 1688.7871 |  | 2044.7871 | 2415.7871 | 1659.7871 | 2015.7871 | 2386.7871 |  | 29
2023-08-23 |  | 1444.6611 | 1255.7871 |  | 1688.7871 |  | 2044.7871 | 2415.7871 | 1659.7871 | 2015.7871 | 2386.7871 |  | 29
2023-08-24 |  | 1302.2682 | 1255.7871 |  | 1688.7871 |  | 2044.7871 | 2415.7871 | 1659.7871 | 2015.7871 | 2386.7871 |  | 29
2023-08-25 |  | 988.8398 | 1255.7871 |  | 1688.7871 |  | 2044.7871 | 2415.7871 | 1659.7871 | 2015.7871 | 2386.7871 |  | 29
2023-08-26 |  | 1086.4867 | 1255.7871 |  | 1688.7871 |  | 2044.7871 | 2415.7871 | 1659.7871 | 2015.7871 | 2386.7871 |  | 29
2023-08-27 |  | 1410.1277 | 1255.7871 |  | 1688.7871 |  | 2044.7871 | 2415.7871 | 1659.7871 | 2015.7871 | 2386.7871 |  | 29
2023-08-28 |  | 1500.3464 | 1255.7871 |  | 1688.7871 |  | 2044.7871 | 2415.7871 | 1659.7871 | 2015.7871 | 2386.7871 |  | 29
2023-08-29 |  | 1411.9209 | 1255.7871 |  | 1688.7871 |  | 2044.7871 | 2415.7871 | 1659.7871 | 2015.7871 | 2386.7871 |  | 29
2023-08-30 |  | 1594.05 | 1255.7871 |  | 1688.7871 |  | 2044.7871 | 2415.7871 | 1659.7871 | 2015.7871 | 2386.7871 |  | 29
2023-08-31 |  | 1565.8947 | 1255.7871 |  | 1688.7871 |  | 2044.7871 | 2415.7871 | 1659.7871 | 2015.7871 | 2386.7871 |  | 29
2023-09-01 |  | 1552.519 | 1255.7871 |  | 1688.7871 |  | 2044.7871 | 2415.7871 | 1659.7871 | 2015.7871 | 2386.7871 |  | 29
2023-09-02 |  | 1364.6187 | 1255.7871 |  | 1688.7871 |  | 2044.7871 | 2415.7871 | 1659.7871 | 2015.7871 | 2386.7871 |  | 29
2023-09-03 |  | 1443.578 | 1255.7871 |  | 1688.7871 |  | 2044.7871 | 2415.7871 | 1659.7871 | 2015.7871 | 2386.7871 |  | 29
2023-09-04 |  | 1369.5068 | 1255.7871 |  | 1688.7871 |  | 2044.7871 | 2415.7871 | 1659.7871 | 2015.7871 | 2386.7871 |  | 29
2023-09-05 |  | 1386.2571 | 1255.7871 |  | 1688.7871 |  | 2044.7871 | 2415.7871 | 1659.7871 | 2015.7871 | 2386.7871 |  | 29
2023-09-06 |  | 1593.5265 | 1255.7871 |  | 1688.7871 |  | 2044.7871 | 2415.7871 | 1659.7871 | 2015.7871 | 2386.7871 |  | 29
2023-09-07 |  | 1586.3551 | 1255.7871 |  | 1688.7871 |  | 2044.7871 | 2415.7871 | 1659.7871 | 2015.7871 | 2386.7871 |  | 29
2023-09-08 |  | 1431.76 | 1255.7871 |  | 1688.7871 |  | 2044.7871 | 2415.7871 | 1659.7871 | 2015.7871 | 2386.7871 |  | 29
2023-09-09 |  | 1408.6857 | 1255.7871 |  | 1688.7871 |  | 2044.7871 | 2415.7871 | 1659.7871 | 2015.7871 | 2386.7871 |  | 29
2023-09-10 |  | 1500.7755 | 1255.7871 |  | 1688.7871 |  | 2044.7871 | 2415.7871 | 1659.7871 | 2015.7871 | 2386.7871 |  | 29
2023-09-11 |  | 1434.5539 | 1255.7871 |  | 1688.7871 |  | 2044.7871 | 2415.7871 | 1659.7871 | 2015.7871 | 2386.7871 |  | 29
2023-09-12 |  | 1340.7672 | 1255.7871 |  | 1688.7871 |  | 2044.7871 | 2415.7871 | 1659.7871 | 2015.7871 | 2386.7871 |  | 29
2023-09-13 |  | 1268.2521 | 1255.7871 |  | 1688.7871 |  | 2044.7871 | 2415.7871 | 1659.7871 | 2015.7871 | 2386.7871 |  | 29
2023-09-14 |  | 1155.2287 | 1255.7871 |  | 1688.7871 |  | 2044.7871 | 2415.7871 | 1659.7871 | 2015.7871 | 2386.7871 |  | 29
2023-09-15 |  | 1056.1772 | 1255.7871 |  | 1688.7871 |  | 2044.7871 | 2415.7871 | 1659.7871 | 2015.7871 | 2386.7871 |  | 29
2023-09-16 |  | 963.8763 | 1255.7871 |  | 1688.7871 |  | 2044.7871 | 2415.7871 | 1659.7871 | 2015.7871 | 2386.7871 |  | 29
2023-09-17 |  | 927.3015 | 1255.7871 |  | 1688.7871 |  | 2044.7871 | 2415.7871 | 1659.7871 | 2015.7871 | 2386.7871 |  | 29
2023-09-18 |  | 1175.2827 | 1255.7871 |  | 1688.7871 |  | 2044.7871 | 2415.7871 | 1659.7871 | 2015.7871 | 2386.7871 |  | 29
2023-09-19 |  | 1251.2295 | 1255.7871 |  | 1688.7871 |  | 2044.7871 | 2415.7871 | 1659.7871 | 2015.7871 | 2386.7871 |  | 29
2023-09-20 |  | 1247.7218 | 1255.7871 |  | 1688.7871 |  | 2044.7871 | 2415.7871 | 1659.7871 | 2015.7871 | 2386.7871 |  | 29
2023-09-21 |  | 1265.8413 | 1255.7871 |  | 1688.7871 |  | 2044.7871 | 2415.7871 | 1659.7871 | 2015.7871 | 2386.7871 |  | 29
2023-09-22 |  | 978.3815 | 1255.7871 |  | 1688.7871 |  | 2044.7871 | 2415.7871 | 1659.7871 | 2015.7871 | 2386.7871 |  | 29
2023-09-23 |  | 867.5139 | 1255.7871 |  | 1688.7871 |  | 2044.7871 | 2415.7871 | 1659.7871 | 2015.7871 | 2386.7871 |  | 29
2023-09-24 |  | 1222.1608 | 1255.7871 |  | 1688.7871 |  | 2044.7871 | 2415.7871 | 1659.7871 | 2015.7871 | 2386.7871 |  | 29
2023-09-25 |  | 1431.4967 | 1255.7871 |  | 1688.7871 |  | 2044.7871 | 2415.7871 | 1659.7871 | 2015.7871 | 2386.7871 |  | 29
2023-09-26 |  | 1443.0076 | 1255.7871 |  | 1688.7871 |  | 2044.7871 | 2415.7871 | 1659.7871 | 2015.7871 | 2386.7871 |  | 29
2023-09-27 |  | 1385.9598 | 1255.7871 |  | 1688.7871 |  | 2044.7871 | 2415.7871 | 1659.7871 | 2015.7871 | 2386.7871 |  | 29
2023-09-28 |  | 1247.6085 | 1255.7871 |  | 1688.7871 |  | 2044.7871 | 2415.7871 | 1659.7871 | 2015.7871 | 2386.7871 |  | 29
2023-09-29 |  | 1045.3316 | 1255.7871 |  | 1688.7871 |  | 2044.7871 | 2415.7871 | 1659.7871 | 2015.7871 | 2386.7871 |  | 29
2023-09-30 |  | 918.4946 | 1255.7871 |  | 1688.7871 |  | 2044.7871 | 2415.7871 | 1659.7871 | 2015.7871 | 2386.7871 |  | 29
2023-10-01 |  | 1011.1528 | 1255.7871 |  | 1688.7871 |  | 2044.7871 | 2415.7871 | 1659.7871 | 2015.7871 | 2386.7871 |  | 29
2023-10-02 |  | 1067.444 | 1255.7871 |  | 1688.7871 |  | 2044.7871 | 2415.7871 | 1659.7871 | 2015.7871 | 2386.7871 |  | 29
2023-10-03 |  | 1080.6621 | 1255.7871 |  | 1688.7871 |  | 2044.7871 | 2415.7871 | 1659.7871 | 2015.7871 | 2386.7871 |  | 29
2023-10-04 |  | 953.9704 | 1255.7871 |  | 1688.7871 |  | 2044.7871 | 2415.7871 | 1659.7871 | 2015.7871 | 2386.7871 |  | 29
2023-10-05 |  | 795.1068 | 1255.7871 |  | 1688.7871 |  | 2044.7871 | 2415.7871 | 1659.7871 | 2015.7871 | 2386.7871 |  | 29
2023-10-06 |  | 687.1669 | 1255.7871 |  | 1688.7871 |  | 2044.7871 | 2415.7871 | 1659.7871 | 2015.7871 | 2386.7871 |  | 29
2023-10-07 |  | 670.8162 | 1255.7871 |  | 1688.7871 |  | 2044.7871 | 2415.7871 | 1659.7871 | 2015.7871 | 2386.7871 |  | 29
2023-10-08 |  | 697.6917 | 1255.7871 |  | 1688.7871 |  | 2044.7871 | 2415.7871 | 1659.7871 | 2015.7871 | 2386.7871 |  | 29
2023-10-09 |  | 744.7155 | 1255.7871 |  | 1688.7871 |  | 2044.7871 | 2415.7871 | 1659.7871 | 2015.7871 | 2386.7871 |  | 29
2023-10-10 |  | 890.0596 | 1255.7871 |  | 1688.7871 |  | 2044.7871 | 2415.7871 | 1659.7871 | 2015.7871 | 2386.7871 |  | 29
2023-10-11 |  | 858.4775 | 1255.7871 |  | 1688.7871 |  | 2044.7871 | 2415.7871 | 1659.7871 | 2015.7871 | 2386.7871 |  | 29
2023-10-12 |  | 702.3272 | 1255.7871 |  | 1688.7871 |  | 2044.7871 | 2415.7871 | 1659.7871 | 2015.7871 | 2386.7871 |  | 29
2023-10-13 |  | 614.8771 | 1255.7871 |  | 1688.7871 |  | 2044.7871 | 2415.7871 | 1659.7871 | 2015.7871 | 2386.7871 |  | 29
2023-10-14 |  | 669.7528 | 1255.7871 |  | 1688.7871 |  | 2044.7871 | 2415.7871 | 1659.7871 | 2015.7871 | 2386.7871 |  | 29
2023-10-15 |  | 901.6188 | 1255.7871 |  | 1688.7871 |  | 2044.7871 | 2415.7871 | 1659.7871 | 2015.7871 | 2386.7871 |  | 29
2023-10-16 |  | 862.7021 | 1255.7871 |  | 1688.7871 |  | 2044.7871 | 2415.7871 | 1659.7871 | 2015.7871 | 2386.7871 |  | 29
2023-10-17 |  | 768.1169 | 1255.7871 |  | 1688.7871 |  | 2044.7871 | 2415.7871 | 1659.7871 | 2015.7871 | 2386.7871 |  | 29
2023-10-18 |  | 738.0344 | 1255.7871 |  | 1688.7871 |  | 2044.7871 | 2415.7871 | 1659.7871 | 2015.7871 | 2386.7871 |  | 29
2023-10-19 |  | 741.086 | 1255.7871 |  | 1688.7871 |  | 2044.7871 | 2415.7871 | 1659.7871 | 2015.7871 | 2386.7871 |  | 29
2023-10-20 |  | 686.3173 | 1255.7871 |  | 1688.7871 |  | 2044.7871 | 2415.7871 | 1659.7871 | 2015.7871 | 2386.7871 |  | 29
2023-10-21 |  | 709.2815 | 1255.7871 |  | 1688.7871 |  | 2044.7871 | 2415.7871 | 1659.7871 | 2015.7871 | 2386.7871 |  | 29
2023-10-22 |  | 751.5962 | 1255.7871 |  | 1688.7871 |  | 2044.7871 | 2415.7871 | 1659.7871 | 2015.7871 | 2386.7871 |  | 29
2023-10-23 |  | 732.6307 | 1255.7871 |  | 1688.7871 |  | 2044.7871 | 2415.7871 | 1659.7871 | 2015.7871 | 2386.7871 |  | 29
2023-10-24 |  | 858.4057 | 1255.7871 |  | 1688.7871 |  | 2044.7871 | 2415.7871 | 1659.7871 | 2015.7871 | 2386.7871 |  | 29
2023-10-25 |  | 959.3982 | 1255.7871 |  | 1688.7871 |  | 2044.7871 | 2415.7871 | 1659.7871 | 2015.7871 | 2386.7871 |  | 29
2023-10-26 |  | 927.5691 | 1255.7871 |  | 1688.7871 |  | 2044.7871 | 2415.7871 | 1659.7871 | 2015.7871 | 2386.7871 |  | 29
2023-10-27 |  | 760.741 | 1255.7871 |  | 1688.7871 |  | 2044.7871 | 2415.7871 | 1659.7871 | 2015.7871 | 2386.7871 |  | 29
2023-10-28 |  | 736.6881 | 1255.7871 |  | 1688.7871 |  | 2044.7871 | 2415.7871 | 1659.7871 | 2015.7871 | 2386.7871 |  | 29
2023-10-29 |  | 902.6724 | 1255.7871 |  | 1688.7871 |  | 2044.7871 | 2415.7871 | 1659.7871 | 2015.7871 | 2386.7871 |  | 29
2023-10-30 |  | 855.8354 | 1255.7871 |  | 1688.7871 |  | 2044.7871 | 2415.7871 | 1659.7871 | 2015.7871 | 2386.7871 |  | 29
2023-10-31 |  | 828.0581 | 1255.7871 |  | 1688.7871 |  | 2044.7871 | 2415.7871 | 1659.7871 | 2015.7871 | 2386.7871 |  | 29
2023-11-01 |  | 781.6486 | 1255.7871 |  | 1688.7871 |  | 2044.7871 | 2415.7871 | 1659.7871 | 2015.7871 | 2386.7871 |  | 29
2023-11-02 |  | 783.2546 | 1255.7871 |  | 1688.7871 |  | 2044.7871 | 2415.7871 | 1659.7871 | 2015.7871 | 2386.7871 |  | 29
2023-11-03 |  | 642.5675 | 1255.7871 |  | 1688.7871 |  | 2044.7871 | 2415.7871 | 1659.7871 | 2015.7871 | 2386.7871 |  | 29
2023-11-04 |  | 627.1568 | 1255.7871 |  | 1688.7871 |  | 2044.7871 | 2415.7871 | 1659.7871 | 2015.7871 | 2386.7871 |  | 29
2023-11-05 |  | 814.9726 | 1255.7871 |  | 1688.7871 |  | 2044.7871 | 2415.7871 | 1659.7871 | 2015.7871 | 2386.7871 |  | 29
2023-11-06 |  | 769.8222 | 1255.7871 |  | 1688.7871 |  | 2044.7871 | 2415.7871 | 1659.7871 | 2015.7871 | 2386.7871 |  | 29
2023-11-07 |  | 763.2337 | 1255.7871 |  | 1688.7871 |  | 2044.7871 | 2415.7871 | 1659.7871 | 2015.7871 | 2386.7871 |  | 29
2023-11-08 |  | 755.7169 | 1255.7871 |  | 1688.7871 |  | 2044.7871 | 2415.7871 | 1659.7871 | 2015.7871 | 2386.7871 |  | 29
2023-11-09 |  | 830.8616 | 1255.7871 |  | 1688.7871 |  | 2044.7871 | 2415.7871 | 1659.7871 | 2015.7871 | 2386.7871 |  | 29
2023-11-10 |  | 776.6425 | 1255.7871 |  | 1688.7871 |  | 2044.7871 | 2415.7871 | 1659.7871 | 2015.7871 | 2386.7871 |  | 29
2023-11-11 |  | 702.8944 | 1255.7871 |  | 1688.7871 |  | 2044.7871 | 2415.7871 | 1659.7871 | 2015.7871 | 2386.7871 |  | 29
2023-11-12 |  | 749.3944 | 1255.7871 |  | 1688.7871 |  | 2044.7871 | 2415.7871 | 1659.7871 | 2015.7871 | 2386.7871 |  | 29
2023-11-13 |  | 861.38 | 1255.7871 |  | 1688.7871 |  | 2044.7871 | 2415.7871 | 1659.7871 | 2015.7871 | 2386.7871 |  | 29
2023-11-14 |  | 815.7311 | 1255.7871 |  | 1688.7871 |  | 2044.7871 | 2415.7871 | 1659.7871 | 2015.7871 | 2386.7871 |  | 29
2023-11-15 |  | 784.4564 | 1255.7871 |  | 1688.7871 |  | 2044.7871 | 2415.7871 | 1659.7871 | 2015.7871 | 2386.7871 |  | 29
2023-11-16 |  | 800.4827 | 1255.7871 |  | 1688.7871 |  | 2044.7871 | 2415.7871 | 1659.7871 | 2015.7871 | 2386.7871 |  | 29
2023-11-17 |  | 726.7265 | 1255.7871 |  | 1688.7871 |  | 2044.7871 | 2415.7871 | 1659.7871 | 2015.7871 | 2386.7871 |  | 29
2023-11-18 |  | 719.2895 | 1255.7871 |  | 1688.7871 |  | 2044.7871 | 2415.7871 | 1659.7871 | 2015.7871 | 2386.7871 |  | 29
2023-11-19 |  | 749.1533 | 1255.7871 |  | 1688.7871 |  | 2044.7871 | 2415.7871 | 1659.7871 | 2015.7871 | 2386.7871 |  | 29
2023-11-20 |  | 741.9324 | 1255.7871 |  | 1688.7871 |  | 2044.7871 | 2415.7871 | 1659.7871 | 2015.7871 | 2386.7871 |  | 29
2023-11-21 |  | 719.7043 | 1255.7871 |  | 1688.7871 |  | 2044.7871 | 2415.7871 | 1659.7871 | 2015.7871 | 2386.7871 |  | 29
2023-11-22 |  | 725.0994 | 1255.7871 |  | 1688.7871 |  | 2044.7871 | 2415.7871 | 1659.7871 | 2015.7871 | 2386.7871 |  | 29
2023-11-23 |  | 715.0174 | 1255.7871 |  | 1688.7871 |  | 2044.7871 | 2415.7871 | 1659.7871 | 2015.7871 | 2386.7871 |  | 29
2023-11-24 |  | 766.0892 | 1255.7871 |  | 1688.7871 |  | 2044.7871 | 2415.7871 | 1659.7871 | 2015.7871 | 2386.7871 |  | 29
2023-11-25 |  | 692.0395 | 1255.7871 |  | 1688.7871 |  | 2044.7871 | 2415.7871 | 1659.7871 | 2015.7871 | 2386.7871 |  | 29
2023-11-26 |  | 792.7336 | 1255.7871 |  | 1688.7871 |  | 2044.7871 | 2415.7871 | 1659.7871 | 2015.7871 | 2386.7871 |  | 29
2023-11-27 |  | 765.1788 | 1255.7871 |  | 1688.7871 |  | 2044.7871 | 2415.7871 | 1659.7871 | 2015.7871 | 2386.7871 |  | 29
2023-11-28 |  | 735.2481 | 1255.7871 |  | 1688.7871 |  | 2044.7871 | 2415.7871 | 1659.7871 | 2015.7871 | 2386.7871 |  | 29
2023-11-29 |  | 820.1101 | 1255.7871 |  | 1688.7871 |  | 2044.7871 | 2415.7871 | 1659.7871 | 2015.7871 | 2386.7871 |  | 29
2023-11-30 |  | 811.2458 | 1255.7871 |  | 1688.7871 |  | 2044.7871 | 2415.7871 | 1659.7871 | 2015.7871 | 2386.7871 |  | 29
2023-12-01 |  | 672.0091 | 1255.7871 |  | 1688.7871 |  | 2044.7871 | 2415.7871 | 1659.7871 | 2015.7871 | 2386.7871 |  | 29
2023-12-02 |  | 704.8539 | 1255.7871 |  | 1688.7871 |  | 2044.7871 | 2415.7871 | 1659.7871 | 2015.7871 | 2386.7871 |  | 29
2023-12-03 |  | 729.1026 | 1255.7871 |  | 1688.7871 |  | 2044.7871 | 2415.7871 | 1659.7871 | 2015.7871 | 2386.7871 |  | 29
2023-12-04 |  | 789.6692 | 1255.7871 |  | 1688.7871 |  | 2044.7871 | 2415.7871 | 1659.7871 | 2015.7871 | 2386.7871 |  | 29
2023-12-05 |  | 1022.2653 | 1255.7871 |  | 1688.7871 |  | 2044.7871 | 2415.7871 | 1659.7871 | 2015.7871 | 2386.7871 |  | 29
2023-12-06 |  | 948.7103 | 1255.7871 |  | 1688.7871 |  | 2044.7871 | 2415.7871 | 1659.7871 | 2015.7871 | 2386.7871 |  | 29
2023-12-07 |  | 709.0108 | 1255.7871 |  | 1688.7871 |  | 2044.7871 | 2415.7871 | 1659.7871 | 2015.7871 | 2386.7871 |  | 29
2023-12-08 |  | 604.3935 | 1255.7871 |  | 1688.7871 |  | 2044.7871 | 2415.7871 | 1659.7871 | 2015.7871 | 2386.7871 |  | 29
2023-12-09 |  | 593.9645 | 1255.7871 |  | 1688.7871 |  | 2044.7871 | 2415.7871 | 1659.7871 | 2015.7871 | 2386.7871 |  | 29
2023-12-10 |  | 651.8838 | 1255.7871 |  | 1688.7871 |  | 2044.7871 | 2415.7871 | 1659.7871 | 2015.7871 | 2386.7871 |  | 29
2023-12-11 |  | 687.797 | 1255.7871 |  | 1688.7871 |  | 2044.7871 | 2415.7871 | 1659.7871 | 2015.7871 | 2386.7871 |  | 29
2023-12-12 |  | 686.7568 | 1255.7871 |  | 1688.7871 |  | 2044.7871 | 2415.7871 | 1659.7871 | 2015.7871 | 2386.7871 |  | 29
2023-12-13 |  | 686.542 | 1255.7871 |  | 1688.7871 |  | 2044.7871 | 2415.7871 | 1659.7871 | 2015.7871 | 2386.7871 |  | 29
2023-12-14 |  | 742.1659 | 1255.7871 |  | 1688.7871 |  | 2044.7871 | 2415.7871 | 1659.7871 | 2015.7871 | 2386.7871 |  | 29
2023-12-15 |  | 682.6433 | 1255.7871 |  | 1688.7871 |  | 2044.7871 | 2415.7871 | 1659.7871 | 2015.7871 | 2386.7871 |  | 29
2023-12-16 |  | 646.9801 | 1255.7871 |  | 1688.7871 |  | 2044.7871 | 2415.7871 | 1659.7871 | 2015.7871 | 2386.7871 |  | 29
2023-12-17 |  | 708.1743 | 1255.7871 |  | 1688.7871 |  | 2044.7871 | 2415.7871 | 1659.7871 | 2015.7871 | 2386.7871 |  | 29
2023-12-18 |  | 709.6961 | 1255.7871 |  | 1688.7871 |  | 2044.7871 | 2415.7871 | 1659.7871 | 2015.7871 | 2386.7871 |  | 29
2023-12-19 |  | 704.3734 | 1255.7871 |  | 1688.7871 |  | 2044.7871 | 2415.7871 | 1659.7871 | 2015.7871 | 2386.7871 |  | 29
2023-12-20 |  | 690.6401 | 1255.7871 |  | 1688.7871 |  | 2044.7871 | 2415.7871 | 1659.7871 | 2015.7871 | 2386.7871 |  | 29
2023-12-21 |  | 626.1661 | 1255.7871 |  | 1688.7871 |  | 2044.7871 | 2415.7871 | 1659.7871 | 2015.7871 | 2386.7871 |  | 29
2023-12-22 |  | 553.3491 | 1255.7871 |  | 1688.7871 |  | 2044.7871 | 2415.7871 | 1659.7871 | 2015.7871 | 2386.7871 |  | 29
2023-12-23 |  | 583.4657 | 1255.7871 |  | 1688.7871 |  | 2044.7871 | 2415.7871 | 1659.7871 | 2015.7871 | 2386.7871 |  | 29
2023-12-24 |  | 707.9698 | 1255.7871 |  | 1688.7871 |  | 2044.7871 | 2415.7871 | 1659.7871 | 2015.7871 | 2386.7871 |  | 29
2023-12-25 |  | 474.6701 | 1255.7871 |  | 1688.7871 |  | 2044.7871 | 2415.7871 | 1659.7871 | 2015.7871 | 2386.7871 |  | 29
2023-12-26 |  | 530.9165 | 1255.7871 |  | 1688.7871 |  | 2044.7871 | 2415.7871 | 1659.7871 | 2015.7871 | 2386.7871 |  | 29
2023-12-27 |  | 552.6355 | 1255.7871 |  | 1688.7871 |  | 2044.7871 | 2415.7871 | 1659.7871 | 2015.7871 | 2386.7871 |  | 29
2023-12-28 |  | 625.4238 | 1255.7871 |  | 1688.7871 |  | 2044.7871 | 2415.7871 | 1659.7871 | 2015.7871 | 2386.7871 |  | 29
2023-12-29 |  | 557.7783 | 1255.7871 |  | 1688.7871 |  | 2044.7871 | 2415.7871 | 1659.7871 | 2015.7871 | 2386.7871 |  | 29
2023-12-30 |  | 557.4985 | 1255.7871 |  | 1688.7871 |  | 2044.7871 | 2415.7871 | 1659.7871 | 2015.7871 | 2386.7871 |  | 29
2023-12-31 |  | 576.144 | 1255.7871 |  | 1688.7871 |  | 2044.7871 | 2415.7871 | 1659.7871 | 2015.7871 | 2386.7871 |  | 29
2024-01-01 |  | 528.931
2024-01-02 |  | 662.0176 | 1188.7792 |  | 1621.7792 |  | 1995.7792 | 2366.7792 | 1592.7792 | 1966.7792 | 2337.7792 |  | 29
2024-01-03 |  | 1068.967 | 1188.7792 |  | 1621.7792 |  | 1995.7792 | 2366.7792 | 1592.7792 | 1966.7792 | 2337.7792 |  | 29
2024-01-04 |  | 710.7803 | 1188.7792 |  | 1621.7792 |  | 1995.7792 | 2366.7792 | 1592.7792 | 1966.7792 | 2337.7792 |  | 29
2024-01-05 |  | 657.4736 | 1188.7792 |  | 1621.7792 |  | 1995.7792 | 2366.7792 | 1592.7792 | 1966.7792 | 2337.7792 |  | 29
2024-01-06 |  | 531.3086 | 1188.7792 |  | 1621.7792 |  | 1995.7792 | 2366.7792 | 1592.7792 | 1966.7792 | 2337.7792 |  | 29
2024-01-07 |  | 555.8729 | 1188.7792 |  | 1621.7792 |  | 1995.7792 | 2366.7792 | 1592.7792 | 1966.7792 | 2337.7792 |  | 29
2024-01-08 |  | 643.036 | 1188.7792 |  | 1621.7792 |  | 1995.7792 | 2366.7792 | 1592.7792 | 1966.7792 | 2337.7792 |  | 29
2024-01-09 |  | 662.5086 | 1188.7792 |  | 1621.7792 |  | 1995.7792 | 2366.7792 | 1592.7792 | 1966.7792 | 2337.7792 |  | 29
2024-01-10 |  | 1011.9274 | 1188.7792 |  | 1621.7792 |  | 1995.7792 | 2366.7792 | 1592.7792 | 1966.7792 | 2337.7792 |  | 29
2024-01-11 |  | 720.9937 | 1188.7792 |  | 1621.7792 |  | 1995.7792 | 2366.7792 | 1592.7792 | 1966.7792 | 2337.7792 |  | 29
2024-01-12 |  | 797.2878 | 1188.7792 |  | 1621.7792 |  | 1995.7792 | 2366.7792 | 1592.7792 | 1966.7792 | 2337.7792 |  | 29
2024-01-13 |  | 601.9991 | 1188.7792 |  | 1621.7792 |  | 1995.7792 | 2366.7792 | 1592.7792 | 1966.7792 | 2337.7792 |  | 29
2024-01-14 |  | 593.2664 | 1188.7792 |  | 1621.7792 |  | 1995.7792 | 2366.7792 | 1592.7792 | 1966.7792 | 2337.7792 |  | 29
2024-01-15 |  | 699.5886 | 1188.7792 |  | 1621.7792 |  | 1995.7792 | 2366.7792 | 1592.7792 | 1966.7792 | 2337.7792 |  | 29
2024-01-16 |  | 681.647 | 1188.7792 |  | 1621.7792 |  | 1995.7792 | 2366.7792 | 1592.7792 | 1966.7792 | 2337.7792 |  | 29
2024-01-17 |  | 837.3915 | 1188.7792 |  | 1621.7792 |  | 1995.7792 | 2366.7792 | 1592.7792 | 1966.7792 | 2337.7792 |  | 29
2024-01-18 |  | 771.1562 | 1188.7792 |  | 1621.7792 |  | 1995.7792 | 2366.7792 | 1592.7792 | 1966.7792 | 2337.7792 |  | 29
2024-01-19 |  | 686.3377 | 1188.7792 |  | 1621.7792 |  | 1995.7792 | 2366.7792 | 1592.7792 | 1966.7792 | 2337.7792 |  | 29
2024-01-20 |  | 565.2053 | 1188.7792 |  | 1621.7792 |  | 1995.7792 | 2366.7792 | 1592.7792 | 1966.7792 | 2337.7792 |  | 29
2024-01-21 |  | 603.8579 | 1188.7792 |  | 1621.7792 |  | 1995.7792 | 2366.7792 | 1592.7792 | 1966.7792 | 2337.7792 |  | 29
2024-01-22 |  | 720.2392 | 1188.7792 |  | 1621.7792 |  | 1995.7792 | 2366.7792 | 1592.7792 | 1966.7792 | 2337.7792 |  | 29
2024-01-23 |  | 685.7891 | 1188.7792 |  | 1621.7792 |  | 1995.7792 | 2366.7792 | 1592.7792 | 1966.7792 | 2337.7792 |  | 29
2024-01-24 |  | 720.6547 | 1188.7792 |  | 1621.7792 |  | 1995.7792 | 2366.7792 | 1592.7792 | 1966.7792 | 2337.7792 |  | 29
2024-01-25 |  | 895.9135 | 1188.7792 |  | 1621.7792 |  | 1995.7792 | 2366.7792 | 1592.7792 | 1966.7792 | 2337.7792 |  | 29
2024-01-26 |  | 650.8849 | 1188.7792 |  | 1621.7792 |  | 1995.7792 | 2366.7792 | 1592.7792 | 1966.7792 | 2337.7792 |  | 29
2024-01-27 |  | 578.9839 | 1188.7792 |  | 1621.7792 |  | 1995.7792 | 2366.7792 | 1592.7792 | 1966.7792 | 2337.7792 |  | 29
2024-01-28 |  | 608.1866 | 1188.7792 |  | 1621.7792 |  | 1995.7792 | 2366.7792 | 1592.7792 | 1966.7792 | 2337.7792 |  | 29
2024-01-29 |  | 729.2593 | 1188.7792 |  | 1621.7792 |  | 1995.7792 | 2366.7792 | 1592.7792 | 1966.7792 | 2337.7792 |  | 29
2024-01-30 |  | 754.259 | 1188.7792 |  | 1621.7792 |  | 1995.7792 | 2366.7792 | 1592.7792 | 1966.7792 | 2337.7792 |  | 29
2024-01-31 |  | 747.4223 | 1188.7792 |  | 1621.7792 |  | 1995.7792 | 2366.7792 | 1592.7792 | 1966.7792 | 2337.7792 |  | 29
2024-02-01 |  | 754.9653 | 1188.7792 |  | 1621.7792 |  | 1995.7792 | 2366.7792 | 1592.7792 | 1966.7792 | 2337.7792 |  | 29
2024-02-02 |  | 702.2582 | 1188.7792 |  | 1621.7792 |  | 1995.7792 | 2366.7792 | 1592.7792 | 1966.7792 | 2337.7792 |  | 29
2024-02-03 |  | 633.2815 | 1188.7792 |  | 1621.7792 |  | 1995.7792 | 2366.7792 | 1592.7792 | 1966.7792 | 2337.7792 |  | 29
2024-02-04 |  | 641.4594 | 1188.7792 |  | 1621.7792 |  | 1995.7792 | 2366.7792 | 1592.7792 | 1966.7792 | 2337.7792 |  | 29
2024-02-05 |  | 729.0192 | 1188.7792 |  | 1621.7792 |  | 1995.7792 | 2366.7792 | 1592.7792 | 1966.7792 | 2337.7792 |  | 29
2024-02-06 |  | 721.5055 | 1188.7792 |  | 1621.7792 |  | 1995.7792 | 2366.7792 | 1592.7792 | 1966.7792 | 2337.7792 |  | 29
2024-02-07 |  | 739.4602 | 1188.7792 |  | 1621.7792 |  | 1995.7792 | 2366.7792 | 1592.7792 | 1966.7792 | 2337.7792 |  | 29
2024-02-08 |  | 708.2778 | 1188.7792 |  | 1621.7792 |  | 1995.7792 | 2366.7792 | 1592.7792 | 1966.7792 | 2337.7792 |  | 29
2024-02-09 |  | 681.1373 | 1188.7792 |  | 1621.7792 |  | 1995.7792 | 2366.7792 | 1592.7792 | 1966.7792 | 2337.7792 |  | 29
2024-02-10 |  | 571.8543 | 1188.7792 |  | 1621.7792 |  | 1995.7792 | 2366.7792 | 1592.7792 | 1966.7792 | 2337.7792 |  | 29
2024-02-11 |  | 586.9252 | 1188.7792 |  | 1621.7792 |  | 1995.7792 | 2366.7792 | 1592.7792 | 1966.7792 | 2337.7792 |  | 29
2024-02-12 |  | 690.9182 | 1188.7792 |  | 1621.7792 |  | 1995.7792 | 2366.7792 | 1592.7792 | 1966.7792 | 2337.7792 |  | 29
2024-02-13 |  | 697.376 | 1188.7792 |  | 1621.7792 |  | 1995.7792 | 2366.7792 | 1592.7792 | 1966.7792 | 2337.7792 |  | 29
2024-02-14 |  | 752.0495 | 1188.7792 |  | 1621.7792 |  | 1995.7792 | 2366.7792 | 1592.7792 | 1966.7792 | 2337.7792 |  | 29
2024-02-15 |  | 707.4777 | 1188.7792 |  | 1621.7792 |  | 1995.7792 | 2366.7792 | 1592.7792 | 1966.7792 | 2337.7792 |  | 29
2024-02-16 |  | 678.3825 | 1188.7792 |  | 1621.7792 |  | 1995.7792 | 2366.7792 | 1592.7792 | 1966.7792 | 2337.7792 |  | 29
2024-02-17 |  | 632.6973 | 1188.7792 |  | 1621.7792 |  | 1995.7792 | 2366.7792 | 1592.7792 | 1966.7792 | 2337.7792 |  | 29
2024-02-18 |  | 567.0597 | 1188.7792 |  | 1621.7792 |  | 1995.7792 | 2366.7792 | 1592.7792 | 1966.7792 | 2337.7792 |  | 29
2024-02-19 |  | 670.5863 | 1188.7792 |  | 1621.7792 |  | 1995.7792 | 2366.7792 | 1592.7792 | 1966.7792 | 2337.7792 |  | 29
2024-02-20 |  | 690.8234 | 1188.7792 |  | 1621.7792 |  | 1995.7792 | 2366.7792 | 1592.7792 | 1966.7792 | 2337.7792 |  | 29
2024-02-21 |  | 704.756 | 1188.7792 |  | 1621.7792 |  | 1995.7792 | 2366.7792 | 1592.7792 | 1966.7792 | 2337.7792 |  | 29
2024-02-22 |  | 727.2835 | 1188.7792 |  | 1621.7792 |  | 1995.7792 | 2366.7792 | 1592.7792 | 1966.7792 | 2337.7792 |  | 29
2024-02-23 |  | 719.0112 | 1188.7792 |  | 1621.7792 |  | 1995.7792 | 2366.7792 | 1592.7792 | 1966.7792 | 2337.7792 |  | 29
2024-02-24 |  | 625.681 | 1188.7792 |  | 1621.7792 |  | 1995.7792 | 2366.7792 | 1592.7792 | 1966.7792 | 2337.7792 |  | 29
2024-02-25 |  | 757.1131 | 1188.7792 |  | 1621.7792 |  | 1995.7792 | 2366.7792 | 1592.7792 | 1966.7792 | 2337.7792 |  | 29
2024-02-26 |  | 699.1831 | 1188.7792 |  | 1621.7792 |  | 1995.7792 | 2366.7792 | 1592.7792 | 1966.7792 | 2337.7792 |  | 29
2024-02-27 |  | 703.666 | 1188.7792 |  | 1621.7792 |  | 1995.7792 | 2366.7792 | 1592.7792 | 1966.7792 | 2337.7792 |  | 29
2024-02-28 |  | 701.9387 | 1188.7792 |  | 1621.7792 |  | 1995.7792 | 2366.7792 | 1592.7792 | 1966.7792 | 2337.7792 |  | 29
2024-02-29 |  | 721.584 | 1188.7792 |  | 1621.7792 |  | 1995.7792 | 2366.7792 | 1592.7792 | 1966.7792 | 2337.7792 |  | 29
2024-03-01 |  | 719.5069 | 1188.7792 |  | 1621.7792 |  | 1995.7792 | 2366.7792 | 1592.7792 | 1966.7792 | 2337.7792 |  | 29
2024-03-02 |  | 596.1557 | 1188.7792 |  | 1621.7792 |  | 1995.7792 | 2366.7792 | 1592.7792 | 1966.7792 | 2337.7792 |  | 29
2024-03-03 |  | 628.4904 | 1188.7792 |  | 1621.7792 |  | 1995.7792 | 2366.7792 | 1592.7792 | 1966.7792 | 2337.7792 |  | 29
2024-03-04 |  | 723.6173 | 1188.7792 |  | 1621.7792 |  | 1995.7792 | 2366.7792 | 1592.7792 | 1966.7792 | 2337.7792 |  | 29
2024-03-05 |  | 708.8658 | 1188.7792 |  | 1621.7792 |  | 1995.7792 | 2366.7792 | 1592.7792 | 1966.7792 | 2337.7792 |  | 29
2024-03-06 |  | 688.7796 | 1188.7792 |  | 1621.7792 |  | 1995.7792 | 2366.7792 | 1592.7792 | 1966.7792 | 2337.7792 |  | 29
2024-03-07 |  | 753.6131 | 1188.7792 |  | 1621.7792 |  | 1995.7792 | 2366.7792 | 1592.7792 | 1966.7792 | 2337.7792 |  | 29
2024-03-08 |  | 715.9749 | 1188.7792 |  | 1621.7792 |  | 1995.7792 | 2366.7792 | 1592.7792 | 1966.7792 | 2337.7792 |  | 29
2024-03-09 |  | 622.5581 | 1188.7792 |  | 1621.7792 |  | 1995.7792 | 2366.7792 | 1592.7792 | 1966.7792 | 2337.7792 |  | 29
2024-03-10 |  | 612.968 | 1188.7792 |  | 1621.7792 |  | 1995.7792 | 2366.7792 | 1592.7792 | 1966.7792 | 2337.7792 |  | 29
2024-03-11 |  | 676.0927 | 1188.7792 |  | 1621.7792 |  | 1995.7792 | 2366.7792 | 1592.7792 | 1966.7792 | 2337.7792 |  | 29
2024-03-12 |  | 752.1564 | 1188.7792 |  | 1621.7792 |  | 1995.7792 | 2366.7792 | 1592.7792 | 1966.7792 | 2337.7792 |  | 29
2024-03-13 |  | 745.7734 | 1188.7792 |  | 1621.7792 |  | 1995.7792 | 2366.7792 | 1592.7792 | 1966.7792 | 2337.7792 |  | 29
2024-03-14 |  | 760.1675 | 1188.7792 |  | 1621.7792 |  | 1995.7792 | 2366.7792 | 1592.7792 | 1966.7792 | 2337.7792 |  | 29
2024-03-15 |  | 745.0458 | 1188.7792 |  | 1621.7792 |  | 1995.7792 | 2366.7792 | 1592.7792 | 1966.7792 | 2337.7792 |  | 29
2024-03-16 |  | 640.6059 | 1188.7792 |  | 1621.7792 |  | 1995.7792 | 2366.7792 | 1592.7792 | 1966.7792 | 2337.7792 |  | 29
2024-03-17 |  | 671.7506 | 1188.7792 |  | 1621.7792 |  | 1995.7792 | 2366.7792 | 1592.7792 | 1966.7792 | 2337.7792 |  | 29
2024-03-18 |  | 733.1101 | 1188.7792 |  | 1621.7792 |  | 1995.7792 | 2366.7792 | 1592.7792 | 1966.7792 | 2337.7792 |  | 29
2024-03-19 |  | 706.4539 | 1188.7792 |  | 1621.7792 |  | 1995.7792 | 2366.7792 | 1592.7792 | 1966.7792 | 2337.7792 |  | 29
2024-03-20 |  | 721.7466 | 1188.7792 |  | 1621.7792 |  | 1995.7792 | 2366.7792 | 1592.7792 | 1966.7792 | 2337.7792 |  | 29
2024-03-21 |  | 709.6942 | 1188.7792 |  | 1621.7792 |  | 1995.7792 | 2366.7792 | 1592.7792 | 1966.7792 | 2337.7792 |  | 29
2024-03-22 |  | 736.4925 | 1188.7792 |  | 1621.7792 |  | 1995.7792 | 2366.7792 | 1592.7792 | 1966.7792 | 2337.7792 |  | 29
2024-03-23 |  | 658.1963 | 1188.7792 |  | 1621.7792 |  | 1995.7792 | 2366.7792 | 1592.7792 | 1966.7792 | 2337.7792 |  | 29
2024-03-24 |  | 629.6113 | 1188.7792 |  | 1621.7792 |  | 1995.7792 | 2366.7792 | 1592.7792 | 1966.7792 | 2337.7792 |  | 29
2024-03-25 |  | 718.078 | 1188.7792 |  | 1621.7792 |  | 1995.7792 | 2366.7792 | 1592.7792 | 1966.7792 | 2337.7792 |  | 29
2024-03-26 |  | 916.582 | 1188.7792 |  | 1621.7792 |  | 1995.7792 | 2366.7792 | 1592.7792 | 1966.7792 | 2337.7792 |  | 29
2024-03-27 |  | 815.8792 | 1188.7792 |  | 1621.7792 |  | 1995.7792 | 2366.7792 | 1592.7792 | 1966.7792 | 2337.7792 |  | 29
2024-03-28 |  | 983.7393 | 1188.7792 |  | 1621.7792 |  | 1995.7792 | 2366.7792 | 1592.7792 | 1966.7792 | 2337.7792 |  | 29
2024-03-29 |  | 699.0272 | 1188.7792 |  | 1621.7792 |  | 1995.7792 | 2366.7792 | 1592.7792 | 1966.7792 | 2337.7792 |  | 29
2024-03-30 |  | 670.0127 | 1188.7792 |  | 1621.7792 |  | 1995.7792 | 2366.7792 | 1592.7792 | 1966.7792 | 2337.7792 |  | 29
2024-03-31 |  | 666.6368 | 1188.7792 |  | 1621.7792 |  | 1995.7792 | 2366.7792 | 1592.7792 | 1966.7792 | 2337.7792 |  | 29
2024-04-01 |  | 782.1358 | 1188.7792 |  | 1711.7792 |  | 2085.7792 | 2456.7792 | 1592.7792 | 1966.7792 | 2337.7792 |  | 119
2024-04-02 |  | 808.7104 | 1188.7792 |  | 1711.7792 |  | 2085.7792 | 2456.7792 | 1592.7792 | 1966.7792 | 2337.7792 |  | 119
2024-04-03 |  | 771.5992 | 1188.7792 |  | 1711.7792 |  | 2085.7792 | 2456.7792 | 1592.7792 | 1966.7792 | 2337.7792 |  | 119
2024-04-04 |  | 814.8372 | 1188.7792 |  | 1711.7792 |  | 2085.7792 | 2456.7792 | 1592.7792 | 1966.7792 | 2337.7792 |  | 119
2024-04-05 |  | 1002.1306 | 1188.7792 |  | 1711.7792 |  | 2085.7792 | 2456.7792 | 1592.7792 | 1966.7792 | 2337.7792 |  | 119
2024-04-06 |  | 836.8445 | 1188.7792 |  | 1711.7792 |  | 2085.7792 | 2456.7792 | 1592.7792 | 1966.7792 | 2337.7792 |  | 119
2024-04-07 |  | 850.705 | 1188.7792 |  | 1711.7792 |  | 2085.7792 | 2456.7792 | 1592.7792 | 1966.7792 | 2337.7792 |  | 119
2024-04-08 |  | 988.9714 | 1188.7792 |  | 1711.7792 |  | 2085.7792 | 2456.7792 | 1592.7792 | 1966.7792 | 2337.7792 |  | 119
2024-04-09 |  | 1045.5041 | 1188.7792 |  | 1711.7792 |  | 2085.7792 | 2456.7792 | 1592.7792 | 1966.7792 | 2337.7792 |  | 119
2024-04-10 |  | 1013.2533 | 1188.7792 |  | 1711.7792 |  | 2085.7792 | 2456.7792 | 1592.7792 | 1966.7792 | 2337.7792 |  | 119
2024-04-11 |  | 1002.7742 | 1188.7792 |  | 1711.7792 |  | 2085.7792 | 2456.7792 | 1592.7792 | 1966.7792 | 2337.7792 |  | 119
2024-04-12 |  | 923.0878 | 1188.7792 |  | 1711.7792 |  | 2085.7792 | 2456.7792 | 1592.7792 | 1966.7792 | 2337.7792 |  | 119
2024-04-13 |  | 766.8453 | 1188.7792 |  | 1711.7792 |  | 2085.7792 | 2456.7792 | 1592.7792 | 1966.7792 | 2337.7792 |  | 119
2024-04-14 |  | 814.8577 | 1188.7792 |  | 1711.7792 |  | 2085.7792 | 2456.7792 | 1592.7792 | 1966.7792 | 2337.7792 |  | 119
2024-04-15 |  | 955.3063 | 1188.7792 |  | 1711.7792 |  | 2085.7792 | 2456.7792 | 1592.7792 | 1966.7792 | 2337.7792 |  | 119
2024-04-16 |  | 850.3718 | 1188.7792 |  | 1711.7792 |  | 2085.7792 | 2456.7792 | 1592.7792 | 1966.7792 | 2337.7792 |  | 119
2024-04-17 |  | 892.1171 | 1188.7792 |  | 1711.7792 |  | 2085.7792 | 2456.7792 | 1592.7792 | 1966.7792 | 2337.7792 |  | 119
2024-04-18 |  | 1044.6932 | 1188.7792 |  | 1711.7792 |  | 2085.7792 | 2456.7792 | 1592.7792 | 1966.7792 | 2337.7792 |  | 119
2024-04-19 |  | 1298.1717 | 1188.7792 |  | 1711.7792 |  | 2085.7792 | 2456.7792 | 1592.7792 | 1966.7792 | 2337.7792 |  | 119
2024-04-20 |  | 887.5132 | 1188.7792 |  | 1711.7792 |  | 2085.7792 | 2456.7792 | 1592.7792 | 1966.7792 | 2337.7792 |  | 119
2024-04-21 |  | 1128.6552 | 1188.7792 |  | 1711.7792 |  | 2085.7792 | 2456.7792 | 1592.7792 | 1966.7792 | 2337.7792 |  | 119
2024-04-22 |  | 1329.2568 | 1188.7792 |  | 1711.7792 |  | 2085.7792 | 2456.7792 | 1592.7792 | 1966.7792 | 2337.7792 |  | 119
2024-04-23 |  | 1233.7684 | 1188.7792 |  | 1711.7792 |  | 2085.7792 | 2456.7792 | 1592.7792 | 1966.7792 | 2337.7792 |  | 119
2024-04-24 |  | 1168.8898 | 1188.7792 |  | 1711.7792 |  | 2085.7792 | 2456.7792 | 1592.7792 | 1966.7792 | 2337.7792 |  | 119
2024-04-25 |  | 1386.8691 | 1188.7792 |  | 1711.7792 |  | 2085.7792 | 2456.7792 | 1592.7792 | 1966.7792 | 2337.7792 |  | 119
2024-04-26 |  | 990.3148 | 1188.7792 |  | 1711.7792 |  | 2085.7792 | 2456.7792 | 1592.7792 | 1966.7792 | 2337.7792 |  | 119
2024-04-27 |  | 1008.089 | 1188.7792 |  | 1711.7792 |  | 2085.7792 | 2456.7792 | 1592.7792 | 1966.7792 | 2337.7792 |  | 119
2024-04-28 |  | 1105.3593 | 1188.7792 |  | 1711.7792 |  | 2085.7792 | 2456.7792 | 1592.7792 | 1966.7792 | 2337.7792 |  | 119
2024-04-29 |  | 999.8954 | 1188.7792 |  | 1711.7792 |  | 2085.7792 | 2456.7792 | 1592.7792 | 1966.7792 | 2337.7792 |  | 119
2024-04-30 |  | 1324.2107 | 1188.7792 |  | 1711.7792 |  | 2085.7792 | 2456.7792 | 1592.7792 | 1966.7792 | 2337.7792 |  | 119
2024-05-01 |  | 1252.3502 | 1188.7792 |  | 1711.7792 |  | 2085.7792 | 2456.7792 | 1592.7792 | 1966.7792 | 2337.7792 |  | 119
2024-05-02 |  | 1197.6346 | 1188.7792 |  | 1711.7792 |  | 2085.7792 | 2456.7792 | 1592.7792 | 1966.7792 | 2337.7792 |  | 119
2024-05-03 |  | 1013.14 | 1188.7792 |  | 1711.7792 |  | 2085.7792 | 2456.7792 | 1592.7792 | 1966.7792 | 2337.7792 |  | 119
2024-05-04 |  | 857.8227 | 1188.7792 |  | 1711.7792 |  | 2085.7792 | 2456.7792 | 1592.7792 | 1966.7792 | 2337.7792 |  | 119
2024-05-05 |  | 985.9589 | 1188.7792 |  | 1711.7792 |  | 2085.7792 | 2456.7792 | 1592.7792 | 1966.7792 | 2337.7792 |  | 119
2024-05-06 |  | 977.5603 | 1188.7792 |  | 1711.7792 |  | 2085.7792 | 2456.7792 | 1592.7792 | 1966.7792 | 2337.7792 |  | 119
2024-05-07 |  | 1157.4432 | 1188.7792 |  | 1711.7792 |  | 2085.7792 | 2456.7792 | 1592.7792 | 1966.7792 | 2337.7792 |  | 119
2024-05-08 |  | 1293.0933 | 1188.7792 |  | 1711.7792 |  | 2085.7792 | 2456.7792 | 1592.7792 | 1966.7792 | 2337.7792 |  | 119
2024-05-09 |  | 1362.3523 | 1188.7792 |  | 1711.7792 |  | 2085.7792 | 2456.7792 | 1592.7792 | 1966.7792 | 2337.7792 |  | 119
2024-05-10 |  | 1268.4141 | 1188.7792 |  | 1711.7792 |  | 2085.7792 | 2456.7792 | 1592.7792 | 1966.7792 | 2337.7792 |  | 119
2024-05-11 |  | 967.1605 | 1188.7792 |  | 1711.7792 |  | 2085.7792 | 2456.7792 | 1592.7792 | 1966.7792 | 2337.7792 |  | 119
2024-05-12 |  | 1064.5544 | 1188.7792 |  | 1711.7792 |  | 2085.7792 | 2456.7792 | 1592.7792 | 1966.7792 | 2337.7792 |  | 119
2024-05-13 |  | 1167.1439 | 1188.7792 |  | 1711.7792 |  | 2085.7792 | 2456.7792 | 1592.7792 | 1966.7792 | 2337.7792 |  | 119
2024-05-14 |  | 1304.2284 | 1188.7792 |  | 1711.7792 |  | 2085.7792 | 2456.7792 | 1592.7792 | 1966.7792 | 2337.7792 |  | 119
2024-05-15 |  | 1528.0614 | 1188.7792 |  | 1711.7792 |  | 2085.7792 | 2456.7792 | 1592.7792 | 1966.7792 | 2337.7792 |  | 119
2024-05-16 |  | 1407.9845 | 1188.7792 |  | 1711.7792 |  | 2085.7792 | 2456.7792 | 1592.7792 | 1966.7792 | 2337.7792 |  | 119
2024-05-17 |  | 1367.1902 | 1188.7792 |  | 1711.7792 |  | 2085.7792 | 2456.7792 | 1592.7792 | 1966.7792 | 2337.7792 |  | 119
2024-05-18 |  | 1146.5349 | 1188.7792 |  | 1711.7792 |  | 2085.7792 | 2456.7792 | 1592.7792 | 1966.7792 | 2337.7792 |  | 119
2024-05-19 |  | 1151.5941 | 1188.7792 |  | 1711.7792 |  | 2085.7792 | 2456.7792 | 1592.7792 | 1966.7792 | 2337.7792 |  | 119
2024-05-20 |  | 1245.3681 | 1188.7792 |  | 1711.7792 |  | 2085.7792 | 2456.7792 | 1592.7792 | 1966.7792 | 2337.7792 |  | 119
2024-05-21 |  | 1271.7332 | 1188.7792 |  | 1711.7792 |  | 2085.7792 | 2456.7792 | 1592.7792 | 1966.7792 | 2337.7792 |  | 119
2024-05-22 |  | 1294.6921 | 1188.7792 |  | 1711.7792 |  | 2085.7792 | 2456.7792 | 1592.7792 | 1966.7792 | 2337.7792 |  | 119
2024-05-23 |  | 1596.0125 | 1188.7792 |  | 1711.7792 |  | 2085.7792 | 2456.7792 | 1592.7792 | 1966.7792 | 2337.7792 |  | 119
2024-05-24 |  | 1561.2935 | 1188.7792 |  | 1711.7792 |  | 2085.7792 | 2456.7792 | 1592.7792 | 1966.7792 | 2337.7792 |  | 119
2024-05-25 |  | 1448.6133 | 1188.7792 |  | 1711.7792 |  | 2085.7792 | 2456.7792 | 1592.7792 | 1966.7792 | 2337.7792 |  | 119
2024-05-26 |  | 1506.8454 | 1188.7792 |  | 1711.7792 |  | 2085.7792 | 2456.7792 | 1592.7792 | 1966.7792 | 2337.7792 |  | 119
2024-05-27 |  | 1707.2184 | 1188.7792 |  | 1711.7792 |  | 2085.7792 | 2456.7792 | 1592.7792 | 1966.7792 | 2337.7792 |  | 119
2024-05-28 |  | 1727.2841 | 1188.7792 |  | 1711.7792 |  | 2085.7792 | 2456.7792 | 1592.7792 | 1966.7792 | 2337.7792 |  | 119
2024-05-29 |  | 1349.0741 | 1188.7792 |  | 1711.7792 |  | 2085.7792 | 2456.7792 | 1592.7792 | 1966.7792 | 2337.7792 |  | 119
2024-05-30 |  | 1228.7603 | 1188.7792 |  | 1711.7792 |  | 2085.7792 | 2456.7792 | 1592.7792 | 1966.7792 | 2337.7792 |  | 119
2024-05-31 |  | 1353.2742 | 1188.7792 |  | 1711.7792 |  | 2134.7792 | 2505.7792 | 1592.7792 | 1966.7792 | 2337.7792 |  | 119 | 49 | Stonehaven
2024-06-01 |  | 1195.693 | 1188.7792 |  | 1711.7792 |  | 2134.7792 | 2505.7792 | 1592.7792 | 1966.7792 | 2337.7792 |  | 119 | 49
2024-06-02 |  | 1294.5173 | 1188.7792 |  | 1711.7792 |  | 2134.7792 | 2505.7792 | 1592.7792 | 1966.7792 | 2337.7792 |  | 119 | 49
2024-06-03 |  | 1810.4236 | 1188.7792 |  | 1711.7792 |  | 2134.7792 | 2505.7792 | 1592.7792 | 1966.7792 | 2337.7792 |  | 119 | 49
2024-06-04 |  | 1919.9914 | 1188.7792 |  | 1711.7792 |  | 2134.7792 | 2505.7792 | 1592.7792 | 1966.7792 | 2337.7792 |  | 119 | 49
2024-06-05 |  | 1800.406 | 1188.7792 |  | 1711.7792 |  | 2134.7792 | 2505.7792 | 1592.7792 | 1966.7792 | 2337.7792 |  | 119 | 49
2024-06-06 |  | 1826.8606 | 1188.7792 |  | 1711.7792 |  | 2134.7792 | 2505.7792 | 1592.7792 | 1966.7792 | 2337.7792 |  | 119 | 49
2024-06-07 |  | 1651.3031 | 1188.7792 |  | 1711.7792 |  | 2134.7792 | 2505.7792 | 1592.7792 | 1966.7792 | 2337.7792 |  | 119 | 49
2024-06-08 |  | 1244.9933 | 1188.7792 |  | 1711.7792 |  | 2134.7792 | 2505.7792 | 1592.7792 | 1966.7792 | 2337.7792 |  | 119 | 49
2024-06-09 |  | 1220.0236 | 1188.7792 |  | 1711.7792 |  | 2134.7792 | 2505.7792 | 1592.7792 | 1966.7792 | 2337.7792 |  | 119 | 49
2024-06-10 |  | 1119.0054 | 1188.7792 |  | 1711.7792 |  | 2134.7792 | 2505.7792 | 1592.7792 | 1966.7792 | 2337.7792 |  | 119 | 49
2024-06-11 |  | 1439.3398 | 1188.7792 |  | 1711.7792 |  | 2134.7792 | 2505.7792 | 1592.7792 | 1966.7792 | 2337.7792 |  | 119 | 49
2024-06-12 |  | 1632.7291 | 1188.7792 |  | 1711.7792 |  | 2134.7792 | 2505.7792 | 1592.7792 | 1966.7792 | 2337.7792 |  | 119 | 49
2024-06-13 |  | 1626.077 | 1188.7792 |  | 1711.7792 |  | 2134.7792 | 2505.7792 | 1592.7792 | 1966.7792 | 2337.7792 |  | 119 | 49
2024-06-14 |  | 1593.7651 | 1188.7792 |  | 1711.7792 |  | 2134.7792 | 2505.7792 | 1592.7792 | 1966.7792 | 2337.7792 |  | 119 | 49
2024-06-15 |  | 1313.7331 | 1188.7792 |  | 1711.7792 |  | 2134.7792 | 2505.7792 | 1592.7792 | 1966.7792 | 2337.7792 |  | 119 | 49
2024-06-16 |  | 1346.7194 | 1188.7792 |  | 1711.7792 |  | 2134.7792 | 2505.7792 | 1592.7792 | 1966.7792 | 2337.7792 |  | 119 | 49
2024-06-17 |  | 1549.6789 | 1188.7792 |  | 1711.7792 |  | 2134.7792 | 2505.7792 | 1592.7792 | 1966.7792 | 2337.7792 |  | 119 | 49
2024-06-18 |  | 1538.6532 | 1188.7792 |  | 1711.7792 |  | 2134.7792 | 2505.7792 | 1592.7792 | 1966.7792 | 2337.7792 |  | 119 | 49
2024-06-19 |  | 1535.4898 | 1188.7792 |  | 1711.7792 |  | 2134.7792 | 2505.7792 | 1592.7792 | 1966.7792 | 2337.7792 |  | 119 | 49
2024-06-20 |  | 1680.8006 | 1188.7792 |  | 1711.7792 |  | 2134.7792 | 2505.7792 | 1592.7792 | 1966.7792 | 2337.7792 |  | 119 | 49
2024-06-21 |  | 1803.988 | 1188.7792 |  | 1711.7792 |  | 2134.7792 | 2505.7792 | 1592.7792 | 1966.7792 | 2337.7792 |  | 119 | 49
2024-06-22 |  | 1683.6958 | 1188.7792 |  | 1711.7792 |  | 2134.7792 | 2505.7792 | 1592.7792 | 1966.7792 | 2337.7792 |  | 119 | 49
2024-06-23 |  | 1616.7608 | 1188.7792 |  | 1711.7792 |  | 2134.7792 | 2505.7792 | 1592.7792 | 1966.7792 | 2337.7792 |  | 119 | 49
2024-06-24 |  | 1656.1399 | 1188.7792 |  | 1711.7792 |  | 2134.7792 | 2505.7792 | 1592.7792 | 1966.7792 | 2337.7792 |  | 119 | 49
2024-06-25 |  | 1387.7127 | 1188.7792 |  | 1711.7792 |  | 2134.7792 | 2505.7792 | 1592.7792 | 1966.7792 | 2337.7792 |  | 119 | 49
2024-06-26 |  | 1427.5896 | 1188.7792 |  | 1711.7792 |  | 2134.7792 | 2505.7792 | 1592.7792 | 1966.7792 | 2337.7792 |  | 119 | 49
2024-06-27 |  | 1524.1243 | 1188.7792 |  | 1711.7792 |  | 2134.7792 | 2505.7792 | 1592.7792 | 1966.7792 | 2337.7792 |  | 119 | 49
2024-06-28 |  | 1446.0337 | 1188.7792 |  | 1711.7792 |  | 2134.7792 | 2505.7792 | 1592.7792 | 1966.7792 | 2337.7792 |  | 119 | 49
2024-06-29 |  | 1432.8619 | 1188.7792 |  | 1711.7792 |  | 2134.7792 | 2505.7792 | 1592.7792 | 1966.7792 | 2337.7792 |  | 119 | 49
2024-06-30 |  | 1407.866 | 1188.7792 |  | 1711.7792 |  | 2134.7792 | 2505.7792 | 1592.7792 | 1966.7792 | 2337.7792 |  | 119 | 49
2024-07-01 |  | 1806.3819 | 1188.7792 |  | 1711.7792 |  | 2134.7792 | 2505.7792 | 1592.7792 | 1966.7792 | 2337.7792 |  | 119 | 49
2024-07-02 |  | 1794.8202 | 1188.7792 |  | 1711.7792 |  | 2134.7792 | 2505.7792 | 1592.7792 | 1966.7792 | 2337.7792 |  | 119 | 49
2024-07-03 |  | 1796.2761 | 1188.7792 |  | 1711.7792 |  | 2134.7792 | 2505.7792 | 1592.7792 | 1966.7792 | 2337.7792 |  | 119 | 49
2024-07-04 |  | 1724.7569 | 1188.7792 |  | 1711.7792 |  | 2134.7792 | 2505.7792 | 1592.7792 | 1966.7792 | 2337.7792 |  | 119 | 49
2024-07-05 |  | 1585.5775 | 1188.7792 |  | 1711.7792 |  | 2134.7792 | 2505.7792 | 1592.7792 | 1966.7792 | 2337.7792 |  | 119 | 49
2024-07-06 |  | 1418.2245 | 1188.7792 |  | 1711.7792 |  | 2134.7792 | 2505.7792 | 1592.7792 | 1966.7792 | 2337.7792 |  | 119 | 49
2024-07-07 |  | 1702.0639 | 1188.7792 |  | 1711.7792 |  | 2134.7792 | 2505.7792 | 1592.7792 | 1966.7792 | 2337.7792 |  | 119 | 49
2024-07-08 |  | 1540.9129 | 1188.7792 |  | 1711.7792 |  | 2134.7792 | 2505.7792 | 1592.7792 | 1966.7792 | 2337.7792 |  | 119 | 49
2024-07-09 |  | 1531.0331 | 1188.7792 |  | 1711.7792 |  | 2134.7792 | 2505.7792 | 1592.7792 | 1966.7792 | 2337.7792 |  | 119 | 49
2024-07-10 |  | 1560.5766 | 1188.7792 |  | 1711.7792 |  | 2134.7792 | 2505.7792 | 1592.7792 | 1966.7792 | 2337.7792 |  | 119 | 49
2024-07-11 |  | 1516.7511 | 1188.7792 |  | 1711.7792 |  | 2134.7792 | 2505.7792 | 1592.7792 | 1966.7792 | 2337.7792 |  | 119 | 49
2024-07-12 |  | 1472.9189 | 1188.7792 |  | 1711.7792 |  | 2134.7792 | 2505.7792 | 1592.7792 | 1966.7792 | 2337.7792 |  | 119 | 49
2024-07-13 |  | 1662.2241 | 1188.7792 |  | 1711.7792 |  | 2134.7792 | 2505.7792 | 1592.7792 | 1966.7792 | 2337.7792 |  | 119 | 49
2024-07-14 |  | 1702.7302 | 1188.7792 |  | 1711.7792 |  | 2134.7792 | 2505.7792 | 1592.7792 | 1966.7792 | 2337.7792 |  | 119 | 49
2024-07-15 |  | 2007.3899 | 1188.7792 |  | 1711.7792 |  | 2134.7792 | 2505.7792 | 1592.7792 | 1966.7792 | 2337.7792 |  | 119 | 49
2024-07-16 |  | 1749.0017 | 1188.7792 |  | 1711.7792 |  | 2134.7792 | 2505.7792 | 1592.7792 | 1966.7792 | 2337.7792 |  | 119 | 49
2024-07-17 |  | 1647.1718 | 1188.7792 |  | 1711.7792 |  | 2134.7792 | 2505.7792 | 1592.7792 | 1966.7792 | 2337.7792 |  | 119 | 49
2024-07-18 |  | 1675.1171 | 1188.7792 |  | 1711.7792 |  | 2134.7792 | 2505.7792 | 1592.7792 | 1966.7792 | 2337.7792 |  | 119 | 49
2024-07-19 |  | 1692.1861 | 1188.7792 |  | 1711.7792 |  | 2134.7792 | 2505.7792 | 1592.7792 | 1966.7792 | 2337.7792 |  | 119 | 49
2024-07-20 |  | 1843.9808 | 1188.7792 |  | 1711.7792 |  | 2134.7792 | 2505.7792 | 1592.7792 | 1966.7792 | 2337.7792 |  | 119 | 49
2024-07-21 |  | 1853.0976 | 1188.7792 |  | 1711.7792 |  | 2134.7792 | 2505.7792 | 1592.7792 | 1966.7792 | 2337.7792 |  | 119 | 49
2024-07-22 |  | 1742.9254 | 1188.7792 |  | 1711.7792 |  | 2134.7792 | 2505.7792 | 1592.7792 | 1966.7792 | 2337.7792 |  | 119 | 49
2024-07-23 |  | 1718.1303 | 1188.7792 |  | 1711.7792 |  | 2134.7792 | 2505.7792 | 1592.7792 | 1966.7792 | 2337.7792 |  | 119 | 49
2024-07-24 |  | 1544.2363 | 1188.7792 |  | 1711.7792 |  | 2134.7792 | 2505.7792 | 1592.7792 | 1966.7792 | 2337.7792 |  | 119 | 49
2024-07-25 |  | 1462.9864 | 1188.7792 |  | 1711.7792 |  | 2134.7792 | 2505.7792 | 1592.7792 | 1966.7792 | 2337.7792 |  | 119 | 49
2024-07-26 |  | 1465.3658 | 1188.7792 |  | 1711.7792 |  | 2134.7792 | 2505.7792 | 1592.7792 | 1966.7792 | 2337.7792 |  | 119 | 49
2024-07-27 |  | 1654.5885 | 1188.7792 |  | 1711.7792 |  | 2134.7792 | 2505.7792 | 1592.7792 | 1966.7792 | 2337.7792 |  | 119 | 49
2024-07-28 |  | 1688.5927 | 1188.7792 |  | 1711.7792 |  | 2134.7792 | 2505.7792 | 1592.7792 | 1966.7792 | 2337.7792 |  | 119 | 49
2024-07-29 |  | 1548.2889 | 1188.7792 |  | 1711.7792 |  | 2134.7792 | 2505.7792 | 1592.7792 | 1966.7792 | 2337.7792 |  | 119 | 49
2024-07-30 |  | 1553.5137 | 1188.7792 |  | 1711.7792 |  | 2134.7792 | 2505.7792 | 1592.7792 | 1966.7792 | 2337.7792 |  | 119 | 49
2024-07-31 |  | 1680.3245 | 1188.7792 |  | 1711.7792 |  | 2134.7792 | 2505.7792 | 1592.7792 | 1966.7792 | 2337.7792 |  | 119 | 49
2024-08-01 |  | 1475.4108 | 1188.7792 |  | 1711.7792 |  | 2134.7792 | 2505.7792 | 1592.7792 | 1966.7792 | 2337.7792 |  | 119 | 49
2024-08-02 |  | 1471.1036 | 1188.7792 |  | 1711.7792 |  | 2134.7792 | 2505.7792 | 1592.7792 | 1966.7792 | 2337.7792 |  | 119 | 49
2024-08-03 |  | 1557.408 | 1188.7792 |  | 1711.7792 |  | 2134.7792 | 2505.7792 | 1592.7792 | 1966.7792 | 2337.7792 |  | 119 | 49
2024-08-04 |  | 1978.0946 | 1188.7792 |  | 1711.7792 |  | 2134.7792 | 2505.7792 | 1592.7792 | 1966.7792 | 2337.7792 |  | 119 | 49
2024-08-05 |  | 2090.6819 | 1188.7792 |  | 1711.7792 |  | 2134.7792 | 2505.7792 | 1592.7792 | 1966.7792 | 2337.7792 |  | 119 | 49
2024-08-06 |  | 2031.1079 | 1188.7792 |  | 1711.7792 |  | 2134.7792 | 2505.7792 | 1592.7792 | 1966.7792 | 2337.7792 |  | 119 | 49
2024-08-07 |  | 1802.0994 | 1188.7792 |  | 1711.7792 |  | 2134.7792 | 2505.7792 | 1592.7792 | 1966.7792 | 2337.7792 |  | 119 | 49
2024-08-08 |  | 1811.4916 | 1188.7792 |  | 1711.7792 |  | 2134.7792 | 2505.7792 | 1592.7792 | 1966.7792 | 2337.7792 |  | 119 | 49
2024-08-09 |  | 1693.9638 | 1188.7792 |  | 1711.7792 |  | 2134.7792 | 2505.7792 | 1592.7792 | 1966.7792 | 2337.7792 |  | 119 | 49
2024-08-10 |  | 1471.0902 | 1188.7792 |  | 1711.7792 |  | 2134.7792 | 2505.7792 | 1592.7792 | 1966.7792 | 2337.7792 |  | 119 | 49
2024-08-11 |  | 1558.8894 | 1188.7792 |  | 1711.7792 |  | 2134.7792 | 2505.7792 | 1592.7792 | 1966.7792 | 2337.7792 |  | 119 | 49
2024-08-12 |  | 1884.93 | 1188.7792 |  | 1711.7792 |  | 2134.7792 | 2505.7792 | 1592.7792 | 1966.7792 | 2337.7792 |  | 119 | 49
2024-08-13 |  | 1921.3414 | 1188.7792 |  | 1711.7792 |  | 2134.7792 | 2505.7792 | 1592.7792 | 1966.7792 | 2337.7792 |  | 119 | 49
2024-08-14 |  | 1735.7835 | 1188.7792 |  | 1711.7792 |  | 2134.7792 | 2505.7792 | 1592.7792 | 1966.7792 | 2337.7792 |  | 119 | 49
2024-08-15 |  | 1640.0496 | 1188.7792 |  | 1711.7792 |  | 2134.7792 | 2505.7792 | 1592.7792 | 1966.7792 | 2337.7792 |  | 119 | 49
2024-08-16 |  | 1485.2372 | 1188.7792 |  | 1711.7792 |  | 2134.7792 | 2505.7792 | 1592.7792 | 1966.7792 | 2337.7792 |  | 119 | 49
2024-08-17 |  | 1311.6708 | 1188.7792 |  | 1711.7792 |  | 2134.7792 | 2505.7792 | 1592.7792 | 1966.7792 | 2337.7792 |  | 119 | 49
2024-08-18 |  | 1585.9667 | 1188.7792 |  | 1711.7792 |  | 2134.7792 | 2505.7792 | 1592.7792 | 1966.7792 | 2337.7792 |  | 119 | 49
2024-08-19 |  | 1759.2685 | 1188.7792 |  | 1711.7792 |  | 2134.7792 | 2505.7792 | 1592.7792 | 1966.7792 | 2337.7792 |  | 119 | 49
2024-08-20 |  | 1714.2814 | 1188.7792 |  | 1711.7792 |  | 2134.7792 | 2505.7792 | 1592.7792 | 1966.7792 | 2337.7792 |  | 119 | 49
2024-08-21 |  | 1475.9288 | 1188.7792 |  | 1711.7792 |  | 2134.7792 | 2505.7792 | 1592.7792 | 1966.7792 | 2337.7792 |  | 119 | 49
2024-08-22 |  | 1348.5297 | 1188.7792 |  | 1711.7792 |  | 2134.7792 | 2505.7792 | 1592.7792 | 1966.7792 | 2337.7792 |  | 119 | 49
2024-08-23 |  | 994.974 | 1188.7792 |  | 1711.7792 |  | 2134.7792 | 2505.7792 | 1592.7792 | 1966.7792 | 2337.7792 |  | 119 | 49
2024-08-24 |  | 1096.0438 | 1188.7792 |  | 1711.7792 |  | 2134.7792 | 2505.7792 | 1592.7792 | 1966.7792 | 2337.7792 |  | 119 | 49
2024-08-25 |  | 1410.2497 | 1188.7792 |  | 1711.7792 |  | 2134.7792 | 2505.7792 | 1592.7792 | 1966.7792 | 2337.7792 |  | 119 | 49
2024-08-26 |  | 1459.068 | 1188.7792 |  | 1711.7792 |  | 2134.7792 | 2505.7792 | 1592.7792 | 1966.7792 | 2337.7792 |  | 119 | 49
2024-08-27 |  | 1402.7166 | 1188.7792 |  | 1711.7792 |  | 2134.7792 | 2505.7792 | 1592.7792 | 1966.7792 | 2337.7792 |  | 119 | 49
2024-08-28 |  | 1582.9815 | 1188.7792 |  | 1711.7792 |  | 2134.7792 | 2505.7792 | 1592.7792 | 1966.7792 | 2337.7792 |  | 119 | 49
2024-08-29 |  | 1633.6172 | 1188.7792 |  | 1711.7792 |  | 2134.7792 | 2505.7792 | 1592.7792 | 1966.7792 | 2337.7792 |  | 119 | 49
2024-08-30 |  | 1622.8028 | 1188.7792 |  | 1711.7792 |  | 2134.7792 | 2505.7792 | 1592.7792 | 1966.7792 | 2337.7792 |  | 119 | 49
2024-08-31 |  | 1375.0408 | 1188.7792 |  | 1711.7792 |  | 2134.7792 | 2505.7792 | 1592.7792 | 1966.7792 | 2337.7792 |  | 119 | 49
2024-09-01 |  | 1471.52 | 1188.7792 |  | 1711.7792 |  | 2134.7792 | 2505.7792 | 1592.7792 | 1966.7792 | 2337.7792 |  | 119 | 49
2024-09-02 |  | 1440.8667 | 1188.7792 |  | 1711.7792 |  | 2134.7792 | 2505.7792 | 1592.7792 | 1966.7792 | 2337.7792 |  | 119 | 49
2024-09-03 |  | 1389.253 | 1188.7792 |  | 1711.7792 |  | 2134.7792 | 2505.7792 | 1592.7792 | 1966.7792 | 2337.7792 |  | 119 | 49
2024-09-04 |  | 1491.1755 | 1188.7792 |  | 1711.7792 |  | 2134.7792 | 2505.7792 | 1592.7792 | 1966.7792 | 2337.7792 |  | 119 | 49
2024-09-05 |  | 1530.8546 | 1188.7792 |  | 1711.7792 |  | 2134.7792 | 2505.7792 | 1592.7792 | 1966.7792 | 2337.7792 |  | 119 | 49
2024-09-06 |  | 1435.1369 | 1188.7792 |  | 1711.7792 |  | 2134.7792 | 2505.7792 | 1592.7792 | 1966.7792 | 2337.7792 |  | 119 | 49
2024-09-07 |  | 1425.4418 | 1188.7792 |  | 1711.7792 |  | 2134.7792 | 2505.7792 | 1592.7792 | 1966.7792 | 2337.7792 |  | 119 | 49
2024-09-08 |  | 1567.0633 | 1188.7792 |  | 1711.7792 |  | 2134.7792 | 2505.7792 | 1592.7792 | 1966.7792 | 2337.7792 |  | 119 | 49
2024-09-09 |  | 1453.7955 | 1188.7792 |  | 1711.7792 |  | 2134.7792 | 2505.7792 | 1592.7792 | 1966.7792 | 2337.7792 |  | 119 | 49
2024-09-10 |  | 1355.7941 | 1188.7792 |  | 1711.7792 |  | 2134.7792 | 2505.7792 | 1592.7792 | 1966.7792 | 2337.7792 |  | 119 | 49
2024-09-11 |  | 1278.6024 | 1188.7792 |  | 1711.7792 |  | 2134.7792 | 2505.7792 | 1592.7792 | 1966.7792 | 2337.7792 |  | 119 | 49
2024-09-12 |  | 1130.2818 | 1188.7792 |  | 1711.7792 |  | 2134.7792 | 2505.7792 | 1592.7792 | 1966.7792 | 2337.7792 |  | 119 | 49
2024-09-13 |  | 961.1046 | 1188.7792 |  | 1711.7792 |  | 2134.7792 | 2505.7792 | 1592.7792 | 1966.7792 | 2337.7792 |  | 119 | 49
2024-09-14 |  | 910.3972 | 1188.7792 |  | 1711.7792 |  | 2134.7792 | 2505.7792 | 1592.7792 | 1966.7792 | 2337.7792 |  | 119 | 49
2024-09-15 |  | 933.2581 | 1188.7792 |  | 1711.7792 |  | 2134.7792 | 2505.7792 | 1592.7792 | 1966.7792 | 2337.7792 |  | 119 | 49
2024-09-16 |  | 1134.3651 | 1188.7792 |  | 1711.7792 |  | 2134.7792 | 2505.7792 | 1592.7792 | 1966.7792 | 2337.7792 |  | 119 | 49
2024-09-17 |  | 1243.8212 | 1188.7792 |  | 1711.7792 |  | 2134.7792 | 2505.7792 | 1592.7792 | 1966.7792 | 2337.7792 |  | 119 | 49
2024-09-18 |  | 1283.1845 | 1188.7792 |  | 1711.7792 |  | 2134.7792 | 2505.7792 | 1592.7792 | 1966.7792 | 2337.7792 |  | 119 | 49
2024-09-19 |  | 1310.5956 | 1188.7792 |  | 1711.7792 |  | 2134.7792 | 2505.7792 | 1592.7792 | 1966.7792 | 2337.7792 |  | 119 | 49
2024-09-20 |  | 1033.0576 | 1188.7792 |  | 1711.7792 |  | 2134.7792 | 2505.7792 | 1592.7792 | 1966.7792 | 2337.7792 |  | 119 | 49
2024-09-21 |  | 853.6804 | 1188.7792 |  | 1711.7792 |  | 2134.7792 | 2505.7792 | 1592.7792 | 1966.7792 | 2337.7792 |  | 119 | 49
2024-09-22 |  | 1193.8165 | 1188.7792 |  | 1711.7792 |  | 2134.7792 | 2505.7792 | 1592.7792 | 1966.7792 | 2337.7792 |  | 119 | 49
2024-09-23 |  | 1440.441 | 1188.7792 |  | 1711.7792 |  | 2134.7792 | 2505.7792 | 1592.7792 | 1966.7792 | 2337.7792 |  | 119 | 49
2024-09-24 |  | 1440.0838 | 1188.7792 |  | 1711.7792 |  | 2134.7792 | 2505.7792 | 1592.7792 | 1966.7792 | 2337.7792 |  | 119 | 49
2024-09-25 |  | 1402.1638 | 1188.7792 |  | 1711.7792 |  | 2134.7792 | 2505.7792 | 1592.7792 | 1966.7792 | 2337.7792 |  | 119 | 49
2024-09-26 |  | 1244.1968 | 1188.7792 |  | 1711.7792 |  | 2134.7792 | 2505.7792 | 1592.7792 | 1966.7792 | 2337.7792 |  | 119 | 49
2024-09-27 |  | 1045.7898 | 1188.7792 |  | 1711.7792 |  | 2134.7792 | 2505.7792 | 1592.7792 | 1966.7792 | 2337.7792 |  | 119 | 49
2024-09-28 |  | 908.3112 | 1188.7792 |  | 1711.7792 |  | 2134.7792 | 2505.7792 | 1592.7792 | 1966.7792 | 2337.7792 |  | 119 | 49
2024-09-29 |  | 1022.4138 | 1188.7792 |  | 1711.7792 |  | 2134.7792 | 2505.7792 | 1592.7792 | 1966.7792 | 2337.7792 |  | 119 | 49
2024-09-30 |  | 1104.6341 | 1188.7792 |  | 1711.7792 |  | 2134.7792 | 2505.7792 | 1592.7792 | 1966.7792 | 2337.7792 |  | 119 | 49
2024-10-01 |  | 1098.0678 | 1188.7792 |  | 1711.7792 |  | 2134.7792 | 2505.7792 | 1592.7792 | 1966.7792 | 2337.7792 |  | 119 | 49
2024-10-02 |  | 964.8405 | 1188.7792 |  | 1711.7792 |  | 2134.7792 | 2505.7792 | 1592.7792 | 1966.7792 | 2337.7792 |  | 119 | 49
2024-10-03 |  | 803.693 | 1188.7792 |  | 1711.7792 |  | 2134.7792 | 2505.7792 | 1592.7792 | 1966.7792 | 2337.7792 |  | 119 | 49
2024-10-04 |  | 683.4759 | 1188.7792 |  | 1711.7792 |  | 2134.7792 | 2505.7792 | 1592.7792 | 1966.7792 | 2337.7792 |  | 119 | 49
2024-10-05 |  | 670.7083 | 1188.7792 |  | 1711.7792 |  | 2134.7792 | 2505.7792 | 1592.7792 | 1966.7792 | 2337.7792 |  | 119 | 49
2024-10-06 |  | 698.6881 | 1188.7792 |  | 1711.7792 |  | 2134.7792 | 2505.7792 | 1592.7792 | 1966.7792 | 2337.7792 |  | 119 | 49
2024-10-07 |  | 747.9733 | 1188.7792 |  | 1711.7792 |  | 2134.7792 | 2505.7792 | 1592.7792 | 1966.7792 | 2337.7792 |  | 119 | 49
2024-10-08 |  | 890.4847 | 1188.7792 |  | 1711.7792 |  | 2134.7792 | 2505.7792 | 1592.7792 | 1966.7792 | 2337.7792 |  | 119 | 49
2024-10-09 |  | 853.6015 | 1188.7792 |  | 1711.7792 |  | 2134.7792 | 2505.7792 | 1592.7792 | 1966.7792 | 2337.7792 |  | 119 | 49
2024-10-10 |  | 706.1231 | 1188.7792 |  | 1711.7792 |  | 2134.7792 | 2505.7792 | 1592.7792 | 1966.7792 | 2337.7792 |  | 119 | 49
2024-10-11 |  | 617.0608 | 1188.7792 |  | 1711.7792 |  | 2134.7792 | 2505.7792 | 1592.7792 | 1966.7792 | 2337.7792 |  | 119 | 49
2024-10-12 |  | 675.7506 | 1188.7792 |  | 1711.7792 |  | 2134.7792 | 2505.7792 | 1592.7792 | 1966.7792 | 2337.7792 |  | 119 | 49
2024-10-13 |  | 905.6249 | 1188.7792 |  | 1711.7792 |  | 2134.7792 | 2505.7792 | 1592.7792 | 1966.7792 | 2337.7792 |  | 119 | 49
2024-10-14 |  | 850.1199 | 1188.7792 |  | 1711.7792 |  | 2134.7792 | 2505.7792 | 1592.7792 | 1966.7792 | 2337.7792 |  | 119 | 49
2024-10-15 |  | 744.8289 | 1188.7792 |  | 1711.7792 |  | 2134.7792 | 2505.7792 | 1592.7792 | 1966.7792 | 2337.7792 |  | 119 | 49
2024-10-16 |  | 709.7484 | 1188.7792 |  | 1711.7792 |  | 2134.7792 | 2505.7792 | 1592.7792 | 1966.7792 | 2337.7792 |  | 119 | 49
2024-10-17 |  | 712.3367 | 1188.7792 |  | 1711.7792 |  | 2134.7792 | 2505.7792 | 1592.7792 | 1966.7792 | 2337.7792 |  | 119 | 49
2024-10-18 |  | 664.1339 | 1188.7792 |  | 1711.7792 |  | 2134.7792 | 2505.7792 | 1592.7792 | 1966.7792 | 2337.7792 |  | 119 | 49
2024-10-19 |  | 680.8051 | 1188.7792 |  | 1711.7792 |  | 2134.7792 | 2505.7792 | 1592.7792 | 1966.7792 | 2337.7792 |  | 119 | 49
2024-10-20 |  | 710.3553 | 1188.7792 |  | 1711.7792 |  | 2134.7792 | 2505.7792 | 1592.7792 | 1966.7792 | 2337.7792 |  | 119 | 49
2024-10-21 |  | 700.0831 | 1188.7792 |  | 1711.7792 |  | 2134.7792 | 2505.7792 | 1592.7792 | 1966.7792 | 2337.7792 |  | 119 | 49
2024-10-22 |  | 837.7757 | 1188.7792 |  | 1711.7792 |  | 2134.7792 | 2505.7792 | 1592.7792 | 1966.7792 | 2337.7792 |  | 119 | 49
2024-10-23 |  | 955.8258 | 1188.7792 |  | 1711.7792 |  | 2134.7792 | 2505.7792 | 1592.7792 | 1966.7792 | 2337.7792 |  | 119 | 49
2024-10-24 |  | 907.29 | 1188.7792 |  | 1711.7792 |  | 2134.7792 | 2505.7792 | 1592.7792 | 1966.7792 | 2337.7792 |  | 119 | 49
2024-10-25 |  | 736.3429 | 1188.7792 |  | 1711.7792 |  | 2134.7792 | 2505.7792 | 1592.7792 | 1966.7792 | 2337.7792 |  | 119 | 49
2024-10-26 |  | 690.1681 | 1188.7792 |  | 1711.7792 |  | 2134.7792 | 2505.7792 | 1592.7792 | 1966.7792 | 2337.7792 |  | 119 | 49
2024-10-27 |  | 905.8694 | 1188.7792 |  | 1711.7792 |  | 2134.7792 | 2505.7792 | 1592.7792 | 1966.7792 | 2337.7792 |  | 119 | 49
2024-10-28 |  | 860.6098 | 1188.7792 |  | 1711.7792 |  | 2134.7792 | 2505.7792 | 1592.7792 | 1966.7792 | 2337.7792 |  | 119 | 49
2024-10-29 |  | 822.5723 | 1188.7792 |  | 1711.7792 |  | 2134.7792 | 2505.7792 | 1592.7792 | 1966.7792 | 2337.7792 |  | 119 | 49
2024-10-30 |  | 822.8636 | 1188.7792 |  | 1711.7792 |  | 2134.7792 | 2505.7792 | 1592.7792 | 1966.7792 | 2337.7792 |  | 119 | 49
2024-10-31 |  | 838.3648 | 1188.7792 |  | 1711.7792 |  | 2134.7792 | 2505.7792 | 1592.7792 | 1966.7792 | 2337.7792 |  | 119 | 49
2024-11-01 |  | 669.8261 | 1188.7792 |  | 1711.7792 |  | 2134.7792 | 2505.7792 | 1592.7792 | 1966.7792 | 2337.7792 |  | 119 | 49
2024-11-02 |  | 632.0457 | 1188.7792 |  | 1711.7792 |  | 2134.7792 | 2505.7792 | 1592.7792 | 1966.7792 | 2337.7792 |  | 119 | 49
2024-11-03 |  | 816.6774 | 1188.7792 |  | 1711.7792 |  | 2134.7792 | 2505.7792 | 1592.7792 | 1966.7792 | 2337.7792 |  | 119 | 49
2024-11-04 |  | 775.3834 | 1188.7792 |  | 1711.7792 |  | 2134.7792 | 2505.7792 | 1592.7792 | 1966.7792 | 2337.7792 |  | 119 | 49
2024-11-05 |  | 765.7129 | 1188.7792 |  | 1711.7792 |  | 2134.7792 | 2505.7792 | 1592.7792 | 1966.7792 | 2337.7792 |  | 119 | 49
2024-11-06 |  | 741.6159 | 1188.7792 |  | 1711.7792 |  | 2134.7792 | 2505.7792 | 1592.7792 | 1966.7792 | 2337.7792 |  | 119 | 49
2024-11-07 |  | 815.9645 | 1188.7792 |  | 1711.7792 |  | 2134.7792 | 2505.7792 | 1592.7792 | 1966.7792 | 2337.7792 |  | 119 | 49
2024-11-08 |  | 765.7426 | 1188.7792 |  | 1711.7792 |  | 2134.7792 | 2505.7792 | 1592.7792 | 1966.7792 | 2337.7792 |  | 119 | 49
2024-11-09 |  | 694.9911 | 1188.7792 |  | 1711.7792 |  | 2134.7792 | 2505.7792 | 1592.7792 | 1966.7792 | 2337.7792 |  | 119 | 49
2024-11-10 |  | 746.2117 | 1188.7792 |  | 1711.7792 |  | 2134.7792 | 2505.7792 | 1592.7792 | 1966.7792 | 2337.7792 |  | 119 | 49
2024-11-11 |  | 871.2893 | 1188.7792 |  | 1711.7792 |  | 2134.7792 | 2505.7792 | 1592.7792 | 1966.7792 | 2337.7792 |  | 119 | 49
2024-11-12 |  | 847.0333 | 1188.7792 |  | 1711.7792 |  | 2134.7792 | 2505.7792 | 1592.7792 | 1966.7792 | 2337.7792 |  | 119 | 49
2024-11-13 |  | 810.3635 | 1188.7792 |  | 1711.7792 |  | 2134.7792 | 2505.7792 | 1592.7792 | 1966.7792 | 2337.7792 |  | 119 | 49
2024-11-14 |  | 807.9774 | 1188.7792 |  | 1711.7792 |  | 2134.7792 | 2505.7792 | 1592.7792 | 1966.7792 | 2337.7792 |  | 119 | 49
2024-11-15 |  | 735.7839 | 1188.7792 |  | 1711.7792 |  | 2134.7792 | 2505.7792 | 1592.7792 | 1966.7792 | 2337.7792 |  | 119 | 49
2024-11-16 |  | 722.0406 | 1188.7792 |  | 1711.7792 |  | 2134.7792 | 2505.7792 | 1592.7792 | 1966.7792 | 2337.7792 |  | 119 | 49
2024-11-17 |  | 752.3362 | 1188.7792 |  | 1711.7792 |  | 2134.7792 | 2505.7792 | 1592.7792 | 1966.7792 | 2337.7792 |  | 119 | 49
2024-11-18 |  | 734.878 | 1188.7792 |  | 1711.7792 |  | 2134.7792 | 2505.7792 | 1592.7792 | 1966.7792 | 2337.7792 |  | 119 | 49
2024-11-19 |  | 711.0558 | 1188.7792 |  | 1711.7792 |  | 2134.7792 | 2505.7792 | 1592.7792 | 1966.7792 | 2337.7792 |  | 119 | 49
2024-11-20 |  | 709.5788 | 1188.7792 |  | 1711.7792 |  | 2134.7792 | 2505.7792 | 1592.7792 | 1966.7792 | 2337.7792 |  | 119 | 49
2024-11-21 |  | 710.9012 | 1188.7792 |  | 1711.7792 |  | 2134.7792 | 2505.7792 | 1592.7792 | 1966.7792 | 2337.7792 |  | 119 | 49
2024-11-22 |  | 758.7105 | 1188.7792 |  | 1711.7792 |  | 2134.7792 | 2505.7792 | 1592.7792 | 1966.7792 | 2337.7792 |  | 119 | 49
2024-11-23 |  | 693.1728 | 1188.7792 |  | 1711.7792 |  | 2134.7792 | 2505.7792 | 1592.7792 | 1966.7792 | 2337.7792 |  | 119 | 49
2024-11-24 |  | 789.1492 | 1188.7792 |  | 1711.7792 |  | 2134.7792 | 2505.7792 | 1592.7792 | 1966.7792 | 2337.7792 |  | 119 | 49
2024-11-25 |  | 769.8775 | 1188.7792 |  | 1711.7792 |  | 2134.7792 | 2505.7792 | 1592.7792 | 1966.7792 | 2337.7792 |  | 119 | 49
2024-11-26 |  | 737.5099 | 1188.7792 |  | 1711.7792 |  | 2134.7792 | 2505.7792 | 1592.7792 | 1966.7792 | 2337.7792 |  | 119 | 49
2024-11-27 |  | 823.562 | 1188.7792 |  | 1711.7792 |  | 2134.7792 | 2505.7792 | 1592.7792 | 1966.7792 | 2337.7792 |  | 119 | 49
2024-11-28 |  | 815.6453 | 1188.7792 |  | 1711.7792 |  | 2134.7792 | 2505.7792 | 1592.7792 | 1966.7792 | 2337.7792 |  | 119 | 49
2024-11-29 |  | 677.9882 | 1188.7792 |  | 1711.7792 |  | 2134.7792 | 2505.7792 | 1592.7792 | 1966.7792 | 2337.7792 |  | 119 | 49
2024-11-30 |  | 685.5596 | 1188.7792 |  | 1711.7792 |  | 2134.7792 | 2505.7792 | 1592.7792 | 1966.7792 | 2337.7792 |  | 119 | 49
2024-12-01 |  | 723.0973 | 1188.7792 |  | 1711.7792 |  | 2134.7792 | 2505.7792 | 1592.7792 | 1966.7792 | 2337.7792 |  | 119 | 49
2024-12-02 |  | 787.9279 | 1188.7792 |  | 1711.7792 |  | 2134.7792 | 2505.7792 | 1592.7792 | 1966.7792 | 2337.7792 |  | 119 | 49
2024-12-03 |  | 887.9598 | 1188.7792 |  | 1711.7792 |  | 2134.7792 | 2505.7792 | 1592.7792 | 1966.7792 | 2337.7792 |  | 119 | 49
2024-12-04 |  | 889.9217 | 1188.7792 |  | 1711.7792 |  | 2134.7792 | 2505.7792 | 1592.7792 | 1966.7792 | 2337.7792 |  | 119 | 49
2024-12-05 |  | 712.2874 | 1188.7792 |  | 1711.7792 |  | 2134.7792 | 2505.7792 | 1592.7792 | 1966.7792 | 2337.7792 |  | 119 | 49
2024-12-06 |  | 625.2505 | 1188.7792 |  | 1711.7792 |  | 2134.7792 | 2505.7792 | 1592.7792 | 1966.7792 | 2337.7792 |  | 119 | 49
2024-12-07 |  | 596.4372 | 1188.7792 |  | 1711.7792 |  | 2134.7792 | 2505.7792 | 1592.7792 | 1966.7792 | 2337.7792 |  | 119 | 49
2024-12-08 |  | 654.3215 | 1188.7792 |  | 1711.7792 |  | 2134.7792 | 2505.7792 | 1592.7792 | 1966.7792 | 2337.7792 |  | 119 | 49
2024-12-09 |  | 692.1348 | 1188.7792 |  | 1711.7792 |  | 2134.7792 | 2505.7792 | 1592.7792 | 1966.7792 | 2337.7792 |  | 119 | 49
2024-12-10 |  | 685.5595 | 1188.7792 |  | 1711.7792 |  | 2134.7792 | 2505.7792 | 1592.7792 | 1966.7792 | 2337.7792 |  | 119 | 49
2024-12-11 |  | 681.6371 | 1188.7792 |  | 1711.7792 |  | 2134.7792 | 2505.7792 | 1592.7792 | 1966.7792 | 2337.7792 |  | 119 | 49
2024-12-12 |  | 741.5174 | 1188.7792 |  | 1711.7792 |  | 2134.7792 | 2505.7792 | 1592.7792 | 1966.7792 | 2337.7792 |  | 119 | 49
2024-12-13 |  | 685.0697 | 1188.7792 |  | 1711.7792 |  | 2134.7792 | 2505.7792 | 1592.7792 | 1966.7792 | 2337.7792 |  | 119 | 49
2024-12-14 |  | 635.5931 | 1188.7792 |  | 1711.7792 |  | 2134.7792 | 2505.7792 | 1592.7792 | 1966.7792 | 2337.7792 |  | 119 | 49
2024-12-15 |  | 710.8839 | 1188.7792 |  | 1711.7792 |  | 2134.7792 | 2505.7792 | 1592.7792 | 1966.7792 | 2337.7792 |  | 119 | 49
2024-12-16 |  | 716.425 | 1188.7792 |  | 1711.7792 |  | 2134.7792 | 2505.7792 | 1592.7792 | 1966.7792 | 2337.7792 |  | 119 | 49
2024-12-17 |  | 705.462 | 1188.7792 |  | 1711.7792 |  | 2134.7792 | 2505.7792 | 1592.7792 | 1966.7792 | 2337.7792 |  | 119 | 49
2024-12-18 |  | 705.1224 | 1188.7792 |  | 1711.7792 |  | 2134.7792 | 2505.7792 | 1592.7792 | 1966.7792 | 2337.7792 |  | 119 | 49
2024-12-19 |  | 632.4587 | 1188.7792 |  | 1711.7792 |  | 2134.7792 | 2505.7792 | 1592.7792 | 1966.7792 | 2337.7792 |  | 119 | 49
2024-12-20 |  | 557.7573 | 1188.7792 |  | 1711.7792 |  | 2134.7792 | 2505.7792 | 1592.7792 | 1966.7792 | 2337.7792 |  | 119 | 49
2024-12-21 |  | 581.8735 | 1188.7792 |  | 1711.7792 |  | 2134.7792 | 2505.7792 | 1592.7792 | 1966.7792 | 2337.7792 |  | 119 | 49
2024-12-22 |  | 696.1188 | 1188.7792 |  | 1711.7792 |  | 2134.7792 | 2505.7792 | 1592.7792 | 1966.7792 | 2337.7792 |  | 119 | 49
2024-12-23 |  | 693.5287 | 1188.7792 |  | 1711.7792 |  | 2134.7792 | 2505.7792 | 1592.7792 | 1966.7792 | 2337.7792 |  | 119 | 49
2024-12-24 |  | 618.9058 | 1188.7792 |  | 1711.7792 |  | 2134.7792 | 2505.7792 | 1592.7792 | 1966.7792 | 2337.7792 |  | 119 | 49
2024-12-25 |  | 476.8102 | 1188.7792 |  | 1711.7792 |  | 2134.7792 | 2505.7792 | 1592.7792 | 1966.7792 | 2337.7792 |  | 119 | 49
2024-12-26 |  | 533.4372 | 1188.7792 |  | 1711.7792 |  | 2134.7792 | 2505.7792 | 1592.7792 | 1966.7792 | 2337.7792 |  | 119 | 49
2024-12-27 |  | 557.9069 | 1188.7792 |  | 1711.7792 |  | 2134.7792 | 2505.7792 | 1592.7792 | 1966.7792 | 2337.7792 |  | 119 | 49
2024-12-28 |  | 560.4733 | 1188.7792 |  | 1711.7792 |  | 2134.7792 | 2505.7792 | 1592.7792 | 1966.7792 | 2337.7792 |  | 119 | 49
2024-12-29 |  | 579.6812 | 1188.7792 |  | 1711.7792 |  | 2134.7792 | 2505.7792 | 1592.7792 | 1966.7792 | 2337.7792 |  | 119 | 49
2024-12-30 |  | 596.5129 | 1188.7792 |  | 1711.7792 |  | 2134.7792 | 2505.7792 | 1592.7792 | 1966.7792 | 2337.7792 |  | 119 | 49
2024-12-31 |  | 573.8415 | 1188.7792 |  | 1711.7792 |  | 2134.7792 | 2505.7792 | 1592.7792 | 1966.7792 | 2337.7792 |  | 119 | 49
2025-01-01 |  | 533.2991
2025-01-02 |  | 703.6586 | 1032.3116 |  | 1555.3116 |  | 2061.3116 | 2432.3116 | 1436.3116 | 1893.3116 | 2264.3116 |  | 119 | 49
2025-01-03 |  | 613.7929 | 1032.3116 |  | 1555.3116 |  | 2061.3116 | 2432.3116 | 1436.3116 | 1893.3116 | 2264.3116 |  | 119 | 49
2025-01-04 |  | 535.0195 | 1032.3116 |  | 1555.3116 |  | 2061.3116 | 2432.3116 | 1436.3116 | 1893.3116 | 2264.3116 |  | 119 | 49
2025-01-05 |  | 553.2119 | 1032.3116 |  | 1555.3116 |  | 2061.3116 | 2432.3116 | 1436.3116 | 1893.3116 | 2264.3116 |  | 119 | 49
2025-01-06 |  | 641.8939 | 1032.3116 |  | 1555.3116 |  | 2061.3116 | 2432.3116 | 1436.3116 | 1893.3116 | 2264.3116 |  | 119 | 49
2025-01-07 |  | 644.3819 | 1032.3116 |  | 1555.3116 |  | 2061.3116 | 2432.3116 | 1436.3116 | 1893.3116 | 2264.3116 |  | 119 | 49
2025-01-08 |  | 930.0862 | 1032.3116 |  | 1555.3116 |  | 2061.3116 | 2432.3116 | 1436.3116 | 1893.3116 | 2264.3116 |  | 119 | 49
2025-01-09 |  | 696.698 | 1032.3116 |  | 1555.3116 |  | 2061.3116 | 2432.3116 | 1436.3116 | 1893.3116 | 2264.3116 |  | 119 | 49
2025-01-10 |  | 770.595 | 1032.3116 |  | 1555.3116 |  | 2061.3116 | 2432.3116 | 1436.3116 | 1893.3116 | 2264.3116 |  | 119 | 49
2025-01-11 |  | 600.8472 | 1032.3116 |  | 1555.3116 |  | 2061.3116 | 2432.3116 | 1436.3116 | 1893.3116 | 2264.3116 |  | 119 | 49
2025-01-12 |  | 592.8911 | 1032.3116 |  | 1555.3116 |  | 2061.3116 | 2432.3116 | 1436.3116 | 1893.3116 | 2264.3116 |  | 119 | 49
2025-01-13 |  | 689.7354 | 1032.3116 |  | 1555.3116 |  | 2061.3116 | 2432.3116 | 1436.3116 | 1893.3116 | 2264.3116 |  | 119 | 49
2025-01-14 |  | 678.3146 | 1032.3116 |  | 1555.3116 |  | 2061.3116 | 2432.3116 | 1436.3116 | 1893.3116 | 2264.3116 |  | 119 | 49
2025-01-15 |  | 744.9472 | 1032.3116 |  | 1555.3116 |  | 2061.3116 | 2432.3116 | 1436.3116 | 1893.3116 | 2264.3116 |  | 119 | 49
2025-01-16 |  | 763.7281 | 1032.3116 |  | 1555.3116 |  | 2061.3116 | 2432.3116 | 1436.3116 | 1893.3116 | 2264.3116 |  | 119 | 49
2025-01-17 |  | 660.2885 | 1032.3116 |  | 1555.3116 |  | 2061.3116 | 2432.3116 | 1436.3116 | 1893.3116 | 2264.3116 |  | 119 | 49
2025-01-18 |  | 569.5408 | 1032.3116 |  | 1555.3116 |  | 2061.3116 | 2432.3116 | 1436.3116 | 1893.3116 | 2264.3116 |  | 119 | 49
2025-01-19 |  | 596.3007 | 1032.3116 |  | 1555.3116 |  | 2061.3116 | 2432.3116 | 1436.3116 | 1893.3116 | 2264.3116 |  | 119 | 49
2025-01-20 |  | 705.0829 | 1032.3116 |  | 1555.3116 |  | 2061.3116 | 2432.3116 | 1436.3116 | 1893.3116 | 2264.3116 |  | 119 | 49
2025-01-21 |  | 683.8051 | 1032.3116 |  | 1555.3116 |  | 2061.3116 | 2432.3116 | 1436.3116 | 1893.3116 | 2264.3116 |  | 119 | 49
2025-01-22 |  | 702.5086 | 1032.3116 |  | 1555.3116 |  | 2061.3116 | 2432.3116 | 1436.3116 | 1893.3116 | 2264.3116 |  | 119 | 49
2025-01-23 |  | 867.4531 | 1032.3116 |  | 1555.3116 |  | 2061.3116 | 2432.3116 | 1436.3116 | 1893.3116 | 2264.3116 |  | 119 | 49
2025-01-24 |  | 925.1349 | 1032.3116 |  | 1555.3116 |  | 2061.3116 | 2432.3116 | 1436.3116 | 1893.3116 | 2264.3116 |  | 119 | 49
2025-01-25 |  | 578.9741 | 1032.3116 |  | 1555.3116 |  | 2061.3116 | 2432.3116 | 1436.3116 | 1893.3116 | 2264.3116 |  | 119 | 49
2025-01-26 |  | 605.6849 | 1032.3116 |  | 1555.3116 |  | 2061.3116 | 2432.3116 | 1436.3116 | 1893.3116 | 2264.3116 |  | 119 | 49
2025-01-27 |  | 649.6621 | 1032.3116 |  | 1555.3116 |  | 2061.3116 | 2432.3116 | 1436.3116 | 1893.3116 | 2264.3116 |  | 119 | 49
2025-01-28 |  | 754.0759 | 1032.3116 |  | 1555.3116 |  | 2061.3116 | 2432.3116 | 1436.3116 | 1893.3116 | 2264.3116 |  | 119 | 49
2025-01-29 |  | 746.4414 | 1032.3116 |  | 1555.3116 |  | 2061.3116 | 2432.3116 | 1436.3116 | 1893.3116 | 2264.3116 |  | 119 | 49
2025-01-30 |  | 752.504 | 1032.3116 |  | 1555.3116 |  | 2061.3116 | 2432.3116 | 1436.3116 | 1893.3116 | 2264.3116 |  | 119 | 49
2025-01-31 |  | 701.2005 | 1032.3116 |  | 1555.3116 |  | 2061.3116 | 2432.3116 | 1436.3116 | 1893.3116 | 2264.3116 |  | 119 | 49
2025-02-01 |  | 636.9288 | 1032.3116 |  | 1555.3116 |  | 2061.3116 | 2432.3116 | 1436.3116 | 1893.3116 | 2264.3116 |  | 119 | 49
2025-02-02 |  | 642.5552 | 1032.3116 |  | 1555.3116 |  | 2061.3116 | 2432.3116 | 1436.3116 | 1893.3116 | 2264.3116 |  | 119 | 49
2025-02-03 |  | 724.2531 | 1032.3116 |  | 1555.3116 |  | 2061.3116 | 2432.3116 | 1436.3116 | 1893.3116 | 2264.3116 |  | 119 | 49
2025-02-04 |  | 705.1204 | 1032.3116 |  | 1555.3116 |  | 2061.3116 | 2432.3116 | 1436.3116 | 1893.3116 | 2264.3116 |  | 119 | 49
2025-02-05 |  | 721.0608 | 1032.3116 |  | 1555.3116 |  | 2061.3116 | 2432.3116 | 1436.3116 | 1893.3116 | 2264.3116 |  | 119 | 49
2025-02-06 |  | 698.9863 | 1032.3116 |  | 1555.3116 |  | 2061.3116 | 2432.3116 | 1436.3116 | 1893.3116 | 2264.3116 |  | 119 | 49
2025-02-07 |  | 738.7533 | 1032.3116 |  | 1555.3116 |  | 2061.3116 | 2432.3116 | 1436.3116 | 1893.3116 | 2264.3116 |  | 119 | 49
2025-02-08 |  | 562.5299 | 1032.3116 |  | 1555.3116 |  | 2061.3116 | 2432.3116 | 1436.3116 | 1893.3116 | 2264.3116 |  | 119 | 49
2025-02-09 |  | 579.4377 | 1032.3116 |  | 1555.3116 |  | 2061.3116 | 2432.3116 | 1436.3116 | 1893.3116 | 2264.3116 |  | 119 | 49
2025-02-10 |  | 679.2547 | 1032.3116 |  | 1555.3116 |  | 2061.3116 | 2432.3116 | 1436.3116 | 1893.3116 | 2264.3116 |  | 119 | 49
2025-02-11 |  | 692.8222 | 1032.3116 |  | 1555.3116 |  | 2061.3116 | 2432.3116 | 1436.3116 | 1893.3116 | 2264.3116 |  | 119 | 49
2025-02-12 |  | 730.569 | 1032.3116 |  | 1555.3116 |  | 2061.3116 | 2432.3116 | 1436.3116 | 1893.3116 | 2264.3116 |  | 119 | 49
2025-02-13 |  | 687.5653 | 1032.3116 |  | 1555.3116 |  | 2061.3116 | 2432.3116 | 1436.3116 | 1893.3116 | 2264.3116 |  | 119 | 49
2025-02-14 |  | 660.9226 | 1032.3116 |  | 1555.3116 |  | 2061.3116 | 2432.3116 | 1436.3116 | 1893.3116 | 2264.3116 |  | 119 | 49
2025-02-15 |  | 647.1425 | 1032.3116 |  | 1555.3116 |  | 2061.3116 | 2432.3116 | 1436.3116 | 1893.3116 | 2264.3116 |  | 119 | 49
2025-02-16 |  | 590.1199 | 1032.3116 |  | 1555.3116 |  | 2061.3116 | 2432.3116 | 1436.3116 | 1893.3116 | 2264.3116 |  | 119 | 49
2025-02-17 |  | 685.0848 | 1032.3116 |  | 1555.3116 |  | 2061.3116 | 2432.3116 | 1436.3116 | 1893.3116 | 2264.3116 |  | 119 | 49
2025-02-18 |  | 709.9184 | 1032.3116 |  | 1555.3116 |  | 2061.3116 | 2432.3116 | 1436.3116 | 1893.3116 | 2264.3116 |  | 119 | 49
2025-02-19 |  | 707.497 | 1032.3116 |  | 1555.3116 |  | 2061.3116 | 2432.3116 | 1436.3116 | 1893.3116 | 2264.3116 |  | 119 | 49
2025-02-20 |  | 723.3381 | 1032.3116 |  | 1555.3116 |  | 2061.3116 | 2432.3116 | 1436.3116 | 1893.3116 | 2264.3116 |  | 119 | 49
2025-02-21 |  | 681.7473 | 1032.3116 |  | 1555.3116 |  | 2061.3116 | 2432.3116 | 1436.3116 | 1893.3116 | 2264.3116 |  | 119 | 49
2025-02-22 |  | 595.5116 | 1032.3116 |  | 1555.3116 |  | 2061.3116 | 2432.3116 | 1436.3116 | 1893.3116 | 2264.3116 |  | 119 | 49
2025-02-23 |  | 670.2608 | 1032.3116 |  | 1555.3116 |  | 2061.3116 | 2432.3116 | 1436.3116 | 1893.3116 | 2264.3116 |  | 119 | 49
2025-02-24 |  | 699.5509 | 1032.3116 |  | 1555.3116 |  | 2061.3116 | 2432.3116 | 1436.3116 | 1893.3116 | 2264.3116 |  | 119 | 49
2025-02-25 |  | 703.4302 | 1032.3116 |  | 1555.3116 |  | 2061.3116 | 2432.3116 | 1436.3116 | 1893.3116 | 2264.3116 |  | 119 | 49
2025-02-26 |  | 699.4831 | 1032.3116 |  | 1555.3116 |  | 2061.3116 | 2432.3116 | 1436.3116 | 1893.3116 | 2264.3116 |  | 119 | 49
2025-02-27 |  | 709.758 | 1032.3116 |  | 1555.3116 |  | 2061.3116 | 2432.3116 | 1436.3116 | 1893.3116 | 2264.3116 |  | 119 | 49
2025-02-28 |  | 689.3485 | 1032.3116 |  | 1555.3116 |  | 2061.3116 | 2432.3116 | 1436.3116 | 1893.3116 | 2264.3116 |  | 119 | 49
2025-03-01 |  | 594.3825 | 1032.3116 |  | 1555.3116 |  | 2061.3116 | 2432.3116 | 1436.3116 | 1893.3116 | 2264.3116 |  | 119 | 49
2025-03-02 |  | 627.0206 | 1032.3116 |  | 1555.3116 |  | 2061.3116 | 2432.3116 | 1436.3116 | 1893.3116 | 2264.3116 |  | 119 | 49
2025-03-03 |  | 718.3777 | 1032.3116 |  | 1555.3116 |  | 2061.3116 | 2432.3116 | 1436.3116 | 1893.3116 | 2264.3116 |  | 119 | 49
2025-03-04 |  | 679.1839 | 1032.3116 |  | 1555.3116 |  | 2061.3116 | 2432.3116 | 1436.3116 | 1893.3116 | 2264.3116 |  | 119 | 49
2025-03-05 |  | 680.7869 | 1032.3116 |  | 1555.3116 |  | 2061.3116 | 2432.3116 | 1436.3116 | 1893.3116 | 2264.3116 |  | 119 | 49
2025-03-06 |  | 751.1896 | 1032.3116 |  | 1555.3116 |  | 2061.3116 | 2432.3116 | 1436.3116 | 1893.3116 | 2264.3116 |  | 119 | 49
2025-03-07 |  | 715.5186 | 1032.3116 |  | 1555.3116 |  | 2061.3116 | 2432.3116 | 1436.3116 | 1893.3116 | 2264.3116 |  | 119 | 49
2025-03-08 |  | 624.6156 | 1032.3116 |  | 1555.3116 |  | 2061.3116 | 2432.3116 | 1436.3116 | 1893.3116 | 2264.3116 |  | 119 | 49
2025-03-09 |  | 605.9316 | 1032.3116 |  | 1555.3116 |  | 2061.3116 | 2432.3116 | 1436.3116 | 1893.3116 | 2264.3116 |  | 119 | 49
2025-03-10 |  | 663.7727 | 1032.3116 |  | 1555.3116 |  | 2061.3116 | 2432.3116 | 1436.3116 | 1893.3116 | 2264.3116 |  | 119 | 49
2025-03-11 |  | 730.4929 | 1032.3116 |  | 1555.3116 |  | 2061.3116 | 2432.3116 | 1436.3116 | 1893.3116 | 2264.3116 |  | 119 | 49
2025-03-12 |  | 738.471 | 1032.3116 |  | 1555.3116 |  | 2061.3116 | 2432.3116 | 1436.3116 | 1893.3116 | 2264.3116 |  | 119 | 49
2025-03-13 |  | 757.248 | 1032.3116 |  | 1555.3116 |  | 2061.3116 | 2432.3116 | 1436.3116 | 1893.3116 | 2264.3116 |  | 119 | 49
2025-03-14 |  | 751.0488 | 1032.3116 |  | 1555.3116 |  | 2061.3116 | 2432.3116 | 1436.3116 | 1893.3116 | 2264.3116 |  | 119 | 49
2025-03-15 |  | 638.2425 | 1032.3116 |  | 1555.3116 |  | 2061.3116 | 2432.3116 | 1436.3116 | 1893.3116 | 2264.3116 |  | 119 | 49
2025-03-16 |  | 673.1465 | 1032.3116 |  | 1555.3116 |  | 2061.3116 | 2432.3116 | 1436.3116 | 1893.3116 | 2264.3116 |  | 119 | 49
2025-03-17 |  | 736.2836 | 1032.3116 |  | 1555.3116 |  | 2061.3116 | 2432.3116 | 1436.3116 | 1893.3116 | 2264.3116 |  | 119 | 49
2025-03-18 |  | 700.9174 | 1032.3116 |  | 1555.3116 |  | 2061.3116 | 2432.3116 | 1436.3116 | 1893.3116 | 2264.3116 |  | 119 | 49
2025-03-19 |  | 706.7117 | 1032.3116 |  | 1555.3116 |  | 2061.3116 | 2432.3116 | 1436.3116 | 1893.3116 | 2264.3116 |  | 119 | 49
2025-03-20 |  | 706.2081 | 1032.3116 |  | 1555.3116 |  | 2061.3116 | 2432.3116 | 1436.3116 | 1893.3116 | 2264.3116 |  | 119 | 49
2025-03-21 |  | 731.9243 | 1032.3116 |  | 1555.3116 |  | 2061.3116 | 2432.3116 | 1436.3116 | 1893.3116 | 2264.3116 |  | 119 | 49
2025-03-22 |  | 658.1896 | 1032.3116 |  | 1555.3116 |  | 2061.3116 | 2432.3116 | 1436.3116 | 1893.3116 | 2264.3116 |  | 119 | 49
2025-03-23 |  | 628.7241 | 1032.3116 |  | 1555.3116 |  | 2061.3116 | 2432.3116 | 1436.3116 | 1893.3116 | 2264.3116 |  | 119 | 49
2025-03-24 |  | 717.6237 | 1032.3116 |  | 1555.3116 |  | 2061.3116 | 2432.3116 | 1436.3116 | 1893.3116 | 2264.3116 |  | 119 | 49
2025-03-25 |  | 851.2011 | 1032.3116 |  | 1555.3116 |  | 2061.3116 | 2432.3116 | 1436.3116 | 1893.3116 | 2264.3116 |  | 119 | 49
2025-03-26 |  | 787.9465 | 1032.3116 |  | 1555.3116 |  | 2061.3116 | 2432.3116 | 1436.3116 | 1893.3116 | 2264.3116 |  | 119 | 49
2025-03-27 |  | 984.6074 | 1032.3116 |  | 1555.3116 |  | 2061.3116 | 2432.3116 | 1436.3116 | 1893.3116 | 2264.3116 |  | 119 | 49
2025-03-28 |  | 949.5408 | 1032.3116 |  | 1555.3116 |  | 2061.3116 | 2432.3116 | 1436.3116 | 1893.3116 | 2264.3116 |  | 119 | 49
2025-03-29 |  | 764.5916 | 1032.3116 |  | 1555.3116 |  | 2061.3116 | 2432.3116 | 1436.3116 | 1893.3116 | 2264.3116 |  | 119 | 49
2025-03-30 |  | 723.0156 | 1032.3116 |  | 1555.3116 |  | 2061.3116 | 2432.3116 | 1436.3116 | 1893.3116 | 2264.3116 |  | 119 | 49
2025-03-31 |  | 775.1188 | 1032.3116 |  | 1555.3116 |  | 2061.3116 | 2432.3116 | 1436.3116 | 1893.3116 | 2264.3116 |  | 119 | 49
2025-04-01 |  | 799.8125 | 1032.3116 |  | 1555.3116 |  | 2061.3116 | 2432.3116 | 1436.3116 | 1893.3116 | 2264.3116 |  | 119 | 49
2025-04-02 |  | 743.2317 | 1032.3116 |  | 1555.3116 |  | 2061.3116 | 2432.3116 | 1436.3116 | 1893.3116 | 2264.3116 |  | 119 | 49
2025-04-03 |  | 789.3279 | 1032.3116 |  | 1555.3116 |  | 2061.3116 | 2432.3116 | 1436.3116 | 1893.3116 | 2264.3116 |  | 119 | 49
2025-04-04 |  | 919.837 | 1032.3116 |  | 1555.3116 |  | 2061.3116 | 2432.3116 | 1436.3116 | 1893.3116 | 2264.3116 |  | 119 | 49
2025-04-05 |  | 797.7347 | 1032.3116 |  | 1555.3116 |  | 2061.3116 | 2432.3116 | 1436.3116 | 1893.3116 | 2264.3116 |  | 119 | 49
2025-04-06 |  | 817.0567 | 1032.3116 |  | 1555.3116 |  | 2061.3116 | 2432.3116 | 1436.3116 | 1893.3116 | 2264.3116 |  | 119 | 49
2025-04-07 |  | 949.1014 | 1032.3116 |  | 1555.3116 |  | 2061.3116 | 2432.3116 | 1436.3116 | 1893.3116 | 2264.3116 |  | 119 | 49
2025-04-08 |  | 1038.0631 | 1032.3116 |  | 1555.3116 |  | 2061.3116 | 2432.3116 | 1436.3116 | 1893.3116 | 2264.3116 |  | 119 | 49
2025-04-09 |  | 999.8347 | 1032.3116 |  | 1555.3116 |  | 2061.3116 | 2432.3116 | 1436.3116 | 1893.3116 | 2264.3116 |  | 119 | 49
2025-04-10 |  | 985.2868 | 1032.3116 |  | 1555.3116 |  | 2061.3116 | 2432.3116 | 1436.3116 | 1893.3116 | 2264.3116 |  | 119 | 49
2025-04-11 |  | 928.2884 | 1032.3116 |  | 1555.3116 |  | 2061.3116 | 2432.3116 | 1436.3116 | 1893.3116 | 2264.3116 |  | 119 | 49
2025-04-12 |  | 758.2622 | 1032.3116 |  | 1555.3116 |  | 2061.3116 | 2432.3116 | 1436.3116 | 1893.3116 | 2264.3116 |  | 119 | 49
2025-04-13 |  | 798.3379 | 1032.3116 |  | 1555.3116 |  | 2061.3116 | 2432.3116 | 1436.3116 | 1893.3116 | 2264.3116 |  | 119 | 49
2025-04-14 |  | 928.8874 | 1032.3116 |  | 1555.3116 |  | 2061.3116 | 2432.3116 | 1436.3116 | 1893.3116 | 2264.3116 |  | 119 | 49
2025-04-15 |  | 842.7703 | 1032.3116 |  | 1555.3116 |  | 2061.3116 | 2432.3116 | 1436.3116 | 1893.3116 | 2264.3116 |  | 119 | 49
2025-04-16 |  | 786.6611 | 1032.3116 |  | 1555.3116 |  | 2061.3116 | 2432.3116 | 1436.3116 | 1893.3116 | 2264.3116 |  | 119 | 49
2025-04-17 |  | 981.5161 | 1032.3116 |  | 1555.3116 |  | 2061.3116 | 2432.3116 | 1436.3116 | 1893.3116 | 2264.3116 |  | 119 | 49
2025-04-18 |  | 754.148 | 1032.3116 |  | 1555.3116 |  | 2061.3116 | 2432.3116 | 1436.3116 | 1893.3116 | 2264.3116 |  | 119 | 49
2025-04-19 |  | 812.4411 | 1032.3116 |  | 1555.3116 |  | 2061.3116 | 2432.3116 | 1436.3116 | 1893.3116 | 2264.3116 |  | 119 | 49
2025-04-20 |  | 805.6345 | 1032.3116 |  | 1555.3116 |  | 2061.3116 | 2432.3116 | 1436.3116 | 1893.3116 | 2264.3116 |  | 119 | 49
2025-04-21 |  | 826.0529 | 1032.3116 |  | 1555.3116 |  | 2061.3116 | 2432.3116 | 1436.3116 | 1893.3116 | 2264.3116 |  | 119 | 49
2025-04-22 |  | 1180.2358 | 1032.3116 |  | 1555.3116 |  | 2061.3116 | 2432.3116 | 1436.3116 | 1893.3116 | 2264.3116 |  | 119 | 49
2025-04-23 |  | 1067.0066 | 1032.3116 |  | 1555.3116 |  | 2061.3116 | 2432.3116 | 1436.3116 | 1893.3116 | 2264.3116 |  | 119 | 49
2025-04-24 |  | 1039.4242 | 1032.3116 |  | 1555.3116 |  | 2061.3116 | 2432.3116 | 1436.3116 | 1893.3116 | 2264.3116 |  | 119 | 49
2025-04-25 |  | 1300.207 | 1032.3116 |  | 1555.3116 |  | 2061.3116 | 2432.3116 | 1436.3116 | 1893.3116 | 2264.3116 |  | 119 | 49
2025-04-26 |  | 975.8105 | 1032.3116 |  | 1555.3116 |  | 2061.3116 | 2432.3116 | 1436.3116 | 1893.3116 | 2264.3116 |  | 119 | 49
2025-04-27 |  | 1089.4477 | 1032.3116 |  | 1555.3116 |  | 2061.3116 | 2432.3116 | 1436.3116 | 1893.3116 | 2264.3116 |  | 119 | 49
2025-04-28 |  | 972.5193 | 1032.3116 |  | 1555.3116 |  | 2061.3116 | 2432.3116 | 1436.3116 | 1893.3116 | 2264.3116 |  | 119 | 49
2025-04-29 |  | 1272.0528 | 1032.3116 |  | 1555.3116 |  | 2061.3116 | 2432.3116 | 1436.3116 | 1893.3116 | 2264.3116 |  | 119 | 49
2025-04-30 |  | 1211.4018 | 1032.3116 |  | 1555.3116 |  | 2061.3116 | 2432.3116 | 1436.3116 | 1893.3116 | 2264.3116 |  | 119 | 49
2025-05-01 |  | 1169.5177 | 1032.3116 |  | 1555.3116 |  | 2061.3116 | 2432.3116 | 1436.3116 | 1893.3116 | 2264.3116 |  | 119 | 49
2025-05-02 |  | 993.3997 | 1032.3116 |  | 1555.3116 |  | 2061.3116 | 2432.3116 | 1436.3116 | 1893.3116 | 2264.3116 |  | 119 | 49
2025-05-03 |  | 864.0267 | 1032.3116 |  | 1555.3116 |  | 2061.3116 | 2432.3116 | 1436.3116 | 1893.3116 | 2264.3116 |  | 119 | 49
2025-05-04 |  | 1004.1973 | 1032.3116 |  | 1555.3116 |  | 2061.3116 | 2432.3116 | 1436.3116 | 1893.3116 | 2264.3116 |  | 119 | 49
2025-05-05 |  | 993.7051 | 1032.3116 |  | 1555.3116 |  | 2061.3116 | 2432.3116 | 1436.3116 | 1893.3116 | 2264.3116 |  | 119 | 49
2025-05-06 |  | 1134.6026 | 1032.3116 |  | 1555.3116 |  | 2061.3116 | 2432.3116 | 1436.3116 | 1893.3116 | 2264.3116 |  | 119 | 49
2025-05-07 |  | 1271.7566 | 1032.3116 |  | 1555.3116 |  | 2061.3116 | 2432.3116 | 1436.3116 | 1893.3116 | 2264.3116 |  | 119 | 49
2025-05-08 |  | 1347.6357 | 1032.3116 |  | 1555.3116 |  | 2061.3116 | 2432.3116 | 1436.3116 | 1893.3116 | 2264.3116 |  | 119 | 49
2025-05-09 |  | 1246.5255 | 1032.3116 |  | 1555.3116 |  | 2061.3116 | 2432.3116 | 1436.3116 | 1893.3116 | 2264.3116 |  | 119 | 49
2025-05-10 |  | 991.0986 | 1032.3116 |  | 1555.3116 |  | 2061.3116 | 2432.3116 | 1436.3116 | 1893.3116 | 2264.3116 |  | 119 | 49
2025-05-11 |  | 1065.4722 | 1032.3116 |  | 1555.3116 |  | 2061.3116 | 2432.3116 | 1436.3116 | 1893.3116 | 2264.3116 |  | 119 | 49
2025-05-12 |  | 1212.4099 | 1032.3116 |  | 1555.3116 |  | 2061.3116 | 2432.3116 | 1436.3116 | 1893.3116 | 2264.3116 |  | 119 | 49
2025-05-13 |  | 1332.1985 | 1032.3116 |  | 1555.3116 |  | 2061.3116 | 2432.3116 | 1436.3116 | 1893.3116 | 2264.3116 |  | 119 | 49
2025-05-14 |  | 1511.8912 | 1032.3116 |  | 1555.3116 |  | 2061.3116 | 2432.3116 | 1436.3116 | 1893.3116 | 2264.3116 |  | 119 | 49
2025-05-15 |  | 1373.2188 | 1032.3116 |  | 1555.3116 |  | 2061.3116 | 2432.3116 | 1436.3116 | 1893.3116 | 2264.3116 |  | 119 | 49
2025-05-16 |  | 1307.3023 | 1032.3116 |  | 1555.3116 |  | 2061.3116 | 2432.3116 | 1436.3116 | 1893.3116 | 2264.3116 |  | 119 | 49
2025-05-17 |  | 1117.574 | 1032.3116 |  | 1555.3116 |  | 2061.3116 | 2432.3116 | 1436.3116 | 1893.3116 | 2264.3116 |  | 119 | 49
2025-05-18 |  | 1112.2054 | 1032.3116 |  | 1555.3116 |  | 2061.3116 | 2432.3116 | 1436.3116 | 1893.3116 | 2264.3116 |  | 119 | 49
2025-05-19 |  | 1207.2962 | 1032.3116 |  | 1555.3116 |  | 2061.3116 | 2432.3116 | 1436.3116 | 1893.3116 | 2264.3116 |  | 119 | 49
2025-05-20 |  | 1251.9696 | 1032.3116 |  | 1555.3116 |  | 2061.3116 | 2432.3116 | 1436.3116 | 1893.3116 | 2264.3116 |  | 119 | 49
2025-05-21 |  | 1274.997 | 1032.3116 |  | 1555.3116 |  | 2061.3116 | 2432.3116 | 1436.3116 | 1893.3116 | 2264.3116 |  | 119 | 49
2025-05-22 |  | 1538.9388 | 1032.3116 |  | 1555.3116 |  | 2061.3116 | 2432.3116 | 1436.3116 | 1893.3116 | 2264.3116 |  | 119 | 49
2025-05-23 |  | 1503.8499 | 1032.3116 |  | 1555.3116 |  | 2061.3116 | 2432.3116 | 1436.3116 | 1893.3116 | 2264.3116 |  | 119 | 49
2025-05-24 |  | 1354.17 | 1032.3116 |  | 1555.3116 |  | 2061.3116 | 2432.3116 | 1436.3116 | 1893.3116 | 2264.3116 |  | 119 | 49
2025-05-25 |  | 1432.1092 | 1032.3116 |  | 1555.3116 |  | 2061.3116 | 2432.3116 | 1436.3116 | 1893.3116 | 2264.3116 |  | 119 | 49
2025-05-26 |  | 1630.5884 | 1032.3116 |  | 1555.3116 |  | 2061.3116 | 2432.3116 | 1436.3116 | 1893.3116 | 2264.3116 |  | 119 | 49
2025-05-27 |  | 1561.1074 | 1032.3116 |  | 1555.3116 |  | 2061.3116 | 2432.3116 | 1436.3116 | 1893.3116 | 2264.3116 |  | 119 | 49
2025-05-28 |  | 1331.4623 | 1032.3116 |  | 1555.3116 |  | 2061.3116 | 2432.3116 | 1436.3116 | 1893.3116 | 2264.3116 |  | 119 | 49
2025-05-29 |  | 1220.6692 | 1032.3116 |  | 1555.3116 |  | 2061.3116 | 2432.3116 | 1436.3116 | 1893.3116 | 2264.3116 |  | 119 | 49
2025-05-30 |  | 1330.3147 | 1032.3116 |  | 1555.3116 |  | 2061.3116 | 2432.3116 | 1436.3116 | 1893.3116 | 2264.3116 |  | 119 | 49
2025-05-31 |  | 1194.4673 | 1032.3116 |  | 1555.3116 |  | 2061.3116 | 2432.3116 | 1436.3116 | 1893.3116 | 2264.3116 |  | 119 | 49
2025-06-01 |  | 1293.3941 | 1032.3116 |  | 1555.3116 |  | 2114.3116 | 2485.3116 | 1436.3116 | 1893.3116 | 2264.3116 |  | 119 | 102 | Pirron
2025-06-02 |  | 1773.4624 | 1032.3116 |  | 1555.3116 |  | 2114.3116 | 2485.3116 | 1436.3116 | 1893.3116 | 2264.3116 |  | 119 | 102
2025-06-03 |  | 1871.7914 | 1032.3116 |  | 1555.3116 |  | 2114.3116 | 2485.3116 | 1436.3116 | 1893.3116 | 2264.3116 |  | 119 | 102
2025-06-04 |  | 1768.3007 | 1032.3116 |  | 1555.3116 |  | 2114.3116 | 2485.3116 | 1436.3116 | 1893.3116 | 2264.3116 |  | 119 | 102
2025-06-05 |  | 1765.8154 | 1032.3116 |  | 1555.3116 |  | 2114.3116 | 2485.3116 | 1436.3116 | 1893.3116 | 2264.3116 |  | 119 | 102
2025-06-06 |  | 1597.4846 | 1032.3116 |  | 1555.3116 |  | 2114.3116 | 2485.3116 | 1436.3116 | 1893.3116 | 2264.3116 |  | 119 | 102
2025-06-07 |  | 1217.9392 | 1032.3116 |  | 1555.3116 |  | 2114.3116 | 2485.3116 | 1436.3116 | 1893.3116 | 2264.3116 |  | 119 | 102
2025-06-08 |  | 1230.785 | 1032.3116 |  | 1555.3116 |  | 2114.3116 | 2485.3116 | 1436.3116 | 1893.3116 | 2264.3116 |  | 119 | 102
2025-06-09 |  | 1127.9882 | 1032.3116 |  | 1555.3116 |  | 2114.3116 | 2485.3116 | 1436.3116 | 1893.3116 | 2264.3116 |  | 119 | 102
2025-06-10 |  | 1454.8869 | 1032.3116 |  | 1555.3116 |  | 2114.3116 | 2485.3116 | 1436.3116 | 1893.3116 | 2264.3116 |  | 119 | 102
2025-06-11 |  | 1585.4752 | 1032.3116 |  | 1555.3116 |  | 2114.3116 | 2485.3116 | 1436.3116 | 1893.3116 | 2264.3116 |  | 119 | 102
2025-06-12 |  | 1525.8463 | 1032.3116 |  | 1555.3116 |  | 2114.3116 | 2485.3116 | 1436.3116 | 1893.3116 | 2264.3116 |  | 119 | 102
2025-06-13 |  | 1543.6291 | 1032.3116 |  | 1555.3116 |  | 2114.3116 | 2485.3116 | 1436.3116 | 1893.3116 | 2264.3116 |  | 119 | 102
2025-06-14 |  | 1306.2202 | 1032.3116 |  | 1555.3116 |  | 2114.3116 | 2485.3116 | 1436.3116 | 1893.3116 | 2264.3116 |  | 119 | 102
2025-06-15 |  | 1282.9695 | 1032.3116 |  | 1555.3116 |  | 2114.3116 | 2485.3116 | 1436.3116 | 1893.3116 | 2264.3116 |  | 119 | 102
2025-06-16 |  | 1439.6644 | 1032.3116 |  | 1555.3116 |  | 2114.3116 | 2485.3116 | 1436.3116 | 1893.3116 | 2264.3116 |  | 119 | 102
2025-06-17 |  | 1441.2417 | 1032.3116 |  | 1555.3116 |  | 2114.3116 | 2485.3116 | 1436.3116 | 1893.3116 | 2264.3116 |  | 119 | 102
2025-06-18 |  | 1515.0259 | 1032.3116 |  | 1555.3116 |  | 2114.3116 | 2485.3116 | 1436.3116 | 1893.3116 | 2264.3116 |  | 119 | 102
2025-06-19 |  | 1677.1386 | 1032.3116 |  | 1555.3116 |  | 2114.3116 | 2485.3116 | 1436.3116 | 1893.3116 | 2264.3116 |  | 119 | 102
2025-06-20 |  | 1791.5901 | 1032.3116 |  | 1555.3116 |  | 2114.3116 | 2485.3116 | 1436.3116 | 1893.3116 | 2264.3116 |  | 119 | 102
2025-06-21 |  | 1647.5903 | 1032.3116 |  | 1555.3116 |  | 2114.3116 | 2485.3116 | 1436.3116 | 1893.3116 | 2264.3116 |  | 119 | 102
2025-06-22 |  | 1568.3594 | 1032.3116 |  | 1555.3116 |  | 2114.3116 | 2485.3116 | 1436.3116 | 1893.3116 | 2264.3116 |  | 119 | 102
2025-06-23 |  | 1647.2716 | 1032.3116 |  | 1555.3116 |  | 2114.3116 | 2485.3116 | 1436.3116 | 1893.3116 | 2264.3116 |  | 119 | 102
2025-06-24 |  | 1343.3988 | 1032.3116 |  | 1555.3116 |  | 2114.3116 | 2485.3116 | 1436.3116 | 1893.3116 | 2264.3116 |  | 119 | 102
2025-06-25 |  | 1369.5392 | 1032.3116 |  | 1555.3116 |  | 2114.3116 | 2485.3116 | 1436.3116 | 1893.3116 | 2264.3116 |  | 119 | 102
2025-06-26 |  | 1482.3991 | 1032.3116 |  | 1555.3116 |  | 2114.3116 | 2485.3116 | 1436.3116 | 1893.3116 | 2264.3116 |  | 119 | 102
2025-06-27 |  | 1377.3806 | 1032.3116 |  | 1555.3116 |  | 2114.3116 | 2485.3116 | 1436.3116 | 1893.3116 | 2264.3116 |  | 119 | 102
2025-06-28 |  | 1403.2118 | 1032.3116 |  | 1555.3116 |  | 2114.3116 | 2485.3116 | 1436.3116 | 1893.3116 | 2264.3116 |  | 119 | 102
2025-06-29 |  | 1380.0623 | 1032.3116 |  | 1555.3116 |  | 2114.3116 | 2485.3116 | 1436.3116 | 1893.3116 | 2264.3116 |  | 119 | 102
2025-06-30 |  | 1631.7827 | 1032.3116 |  | 1555.3116 |  | 2114.3116 | 2485.3116 | 1436.3116 | 1893.3116 | 2264.3116 |  | 119 | 102
2025-07-01 |  | 1692.1787 | 1032.3116 |  | 1555.3116 |  | 2114.3116 | 2485.3116 | 1436.3116 | 1893.3116 | 2264.3116 |  | 119 | 102
2025-07-02 |  | 1760.9254 | 1032.3116 |  | 1555.3116 |  | 2114.3116 | 2485.3116 | 1436.3116 | 1893.3116 | 2264.3116 |  | 119 | 102
2025-07-03 |  | 1675.9167 | 1032.3116 |  | 1555.3116 |  | 2114.3116 | 2485.3116 | 1436.3116 | 1893.3116 | 2264.3116 |  | 119 | 102
2025-07-04 |  | 1575.3906 | 1032.3116 |  | 1555.3116 |  | 2114.3116 | 2485.3116 | 1436.3116 | 1893.3116 | 2264.3116 |  | 119 | 102
2025-07-05 |  | 1415.4827 | 1032.3116 |  | 1555.3116 |  | 2114.3116 | 2485.3116 | 1436.3116 | 1893.3116 | 2264.3116 |  | 119 | 102
2025-07-06 |  | 1672.454 | 1032.3116 |  | 1555.3116 |  | 2114.3116 | 2485.3116 | 1436.3116 | 1893.3116 | 2264.3116 |  | 119 | 102
2025-07-07 |  | 1523.0337 | 1032.3116 |  | 1555.3116 |  | 2114.3116 | 2485.3116 | 1436.3116 | 1893.3116 | 2264.3116 |  | 119 | 102
2025-07-08 |  | 1549.4431 | 1032.3116 |  | 1555.3116 |  | 2114.3116 | 2485.3116 | 1436.3116 | 1893.3116 | 2264.3116 |  | 119 | 102
2025-07-09 |  | 1547.831 | 1032.3116 |  | 1555.3116 |  | 2114.3116 | 2485.3116 | 1436.3116 | 1893.3116 | 2264.3116 |  | 119 | 102
2025-07-10 |  | 1507.721 | 1032.3116 |  | 1555.3116 |  | 2114.3116 | 2485.3116 | 1436.3116 | 1893.3116 | 2264.3116 |  | 119 | 102
2025-07-11 |  | 1475.7498 | 1032.3116 |  | 1555.3116 |  | 2114.3116 | 2485.3116 | 1436.3116 | 1893.3116 | 2264.3116 |  | 119 | 102
2025-07-12 |  | 1653.7661 | 1032.3116 |  | 1555.3116 |  | 2114.3116 | 2485.3116 | 1436.3116 | 1893.3116 | 2264.3116 |  | 119 | 102
2025-07-13 |  | 1652.4496 | 1032.3116 |  | 1555.3116 |  | 2114.3116 | 2485.3116 | 1436.3116 | 1893.3116 | 2264.3116 |  | 119 | 102
2025-07-14 |  | 1941.8912 | 1032.3116 |  | 1555.3116 |  | 2114.3116 | 2485.3116 | 1436.3116 | 1893.3116 | 2264.3116 |  | 119 | 102
2025-07-15 |  | 1743.5168 | 1032.3116 |  | 1555.3116 |  | 2114.3116 | 2485.3116 | 1436.3116 | 1893.3116 | 2264.3116 |  | 119 | 102
2025-07-16 |  | 1640.6124 | 1032.3116 |  | 1555.3116 |  | 2114.3116 | 2485.3116 | 1436.3116 | 1893.3116 | 2264.3116 |  | 119 | 102
2025-07-17 |  | 1682.9003 | 1032.3116 |  | 1555.3116 |  | 2114.3116 | 2485.3116 | 1436.3116 | 1893.3116 | 2264.3116 |  | 119 | 102
2025-07-18 |  | 1629.0432 | 1032.3116 |  | 1555.3116 |  | 2114.3116 | 2485.3116 | 1436.3116 | 1893.3116 | 2264.3116 |  | 119 | 102
2025-07-19 |  | 1772.0908 | 1032.3116 |  | 1555.3116 |  | 2114.3116 | 2485.3116 | 1436.3116 | 1893.3116 | 2264.3116 |  | 119 | 102
2025-07-20 |  | 1801.0176 | 1032.3116 |  | 1555.3116 |  | 2114.3116 | 2485.3116 | 1436.3116 | 1893.3116 | 2264.3116 |  | 119 | 102
2025-07-21 |  | 1648.4428 | 1032.3116 |  | 1555.3116 |  | 2114.3116 | 2485.3116 | 1436.3116 | 1893.3116 | 2264.3116 |  | 119 | 102
2025-07-22 |  | 1637.3945 | 1032.3116 |  | 1555.3116 |  | 2114.3116 | 2485.3116 | 1436.3116 | 1893.3116 | 2264.3116 |  | 119 | 102
2025-07-23 |  | 1492.4667 | 1032.3116 |  | 1555.3116 |  | 2114.3116 | 2485.3116 | 1436.3116 | 1893.3116 | 2264.3116 |  | 119 | 102
2025-07-24 |  | 1450.2546 | 1032.3116 |  | 1555.3116 |  | 2114.3116 | 2485.3116 | 1436.3116 | 1893.3116 | 2264.3116 |  | 119 | 102
2025-07-25 |  | 1426.8804 | 1032.3116 |  | 1555.3116 |  | 2114.3116 | 2485.3116 | 1436.3116 | 1893.3116 | 2264.3116 |  | 119 | 102
2025-07-26 |  | 1622.1061 | 1032.3116 |  | 1555.3116 |  | 2114.3116 | 2485.3116 | 1436.3116 | 1893.3116 | 2264.3116 |  | 119 | 102
2025-07-27 |  | 1687.3188 | 1032.3116 |  | 1555.3116 |  | 2114.3116 | 2485.3116 | 1436.3116 | 1893.3116 | 2264.3116 |  | 119 | 102
2025-07-28 |  | 1548.6377 | 1032.3116 |  | 1555.3116 |  | 2114.3116 | 2485.3116 | 1436.3116 | 1893.3116 | 2264.3116 |  | 119 | 102
2025-07-29 |  | 1583.9539 | 1032.3116 |  | 1555.3116 |  | 2114.3116 | 2485.3116 | 1436.3116 | 1893.3116 | 2264.3116 |  | 119 | 102
2025-07-30 |  | 1679.2539 | 1032.3116 |  | 1555.3116 |  | 2114.3116 | 2485.3116 | 1436.3116 | 1893.3116 | 2264.3116 |  | 119 | 102
2025-07-31 |  | 1494.5184 | 1032.3116 |  | 1555.3116 |  | 2114.3116 | 2485.3116 | 1436.3116 | 1893.3116 | 2264.3116 |  | 119 | 102
2025-08-01 |  | 1473.5375 | 1032.3116 |  | 1555.3116 |  | 2114.3116 | 2485.3116 | 1436.3116 | 1893.3116 | 2264.3116 |  | 119 | 102
2025-08-02 |  | 1507.3953 | 1032.3116 |  | 1555.3116 |  | 2114.3116 | 2485.3116 | 1436.3116 | 1893.3116 | 2264.3116 |  | 119 | 102
2025-08-03 |  | 1844.9227 | 1032.3116 |  | 1555.3116 |  | 2114.3116 | 2485.3116 | 1436.3116 | 1893.3116 | 2264.3116 |  | 119 | 102
2025-08-04 |  | 1991.3219 | 1032.3116 |  | 1555.3116 |  | 2114.3116 | 2485.3116 | 1436.3116 | 1893.3116 | 2264.3116 |  | 119 | 102
2025-08-05 |  | 1931.2966 | 1032.3116 |  | 1555.3116 |  | 2114.3116 | 2485.3116 | 1436.3116 | 1893.3116 | 2264.3116 |  | 119 | 102
2025-08-06 |  | 1717.5122 | 1032.3116 |  | 1555.3116 |  | 2114.3116 | 2485.3116 | 1436.3116 | 1893.3116 | 2264.3116 |  | 119 | 102
2025-08-07 |  | 1718.7017 | 1032.3116 |  | 1555.3116 |  | 2114.3116 | 2485.3116 | 1436.3116 | 1893.3116 | 2264.3116 |  | 119 | 102
2025-08-08 |  | 1594.8345 | 1032.3116 |  | 1555.3116 |  | 2114.3116 | 2485.3116 | 1436.3116 | 1893.3116 | 2264.3116 |  | 119 | 102
2025-08-09 |  | 1420.6747 | 1032.3116 |  | 1555.3116 |  | 2114.3116 | 2485.3116 | 1436.3116 | 1893.3116 | 2264.3116 |  | 119 | 102
2025-08-10 |  | 1476.9049 | 1032.3116 |  | 1555.3116 |  | 2114.3116 | 2485.3116 | 1436.3116 | 1893.3116 | 2264.3116 |  | 119 | 102
2025-08-11 |  | 1714.8907 | 1032.3116 |  | 1555.3116 |  | 2114.3116 | 2485.3116 | 1436.3116 | 1893.3116 | 2264.3116 |  | 119 | 102
2025-08-12 |  | 1704.4758 | 1032.3116 |  | 1555.3116 |  | 2114.3116 | 2485.3116 | 1436.3116 | 1893.3116 | 2264.3116 |  | 119 | 102
2025-08-13 |  | 1614.3994 | 1032.3116 |  | 1555.3116 |  | 2114.3116 | 2485.3116 | 1436.3116 | 1893.3116 | 2264.3116 |  | 119 | 102
2025-08-14 |  | 1501.7615 | 1032.3116 |  | 1555.3116 |  | 2114.3116 | 2485.3116 | 1436.3116 | 1893.3116 | 2264.3116 |  | 119 | 102
2025-08-15 |  | 1404.6363 | 1032.3116 |  | 1555.3116 |  | 2114.3116 | 2485.3116 | 1436.3116 | 1893.3116 | 2264.3116 |  | 119 | 102
2025-08-16 |  | 1298.4377 | 1032.3116 |  | 1555.3116 |  | 2114.3116 | 2485.3116 | 1436.3116 | 1893.3116 | 2264.3116 |  | 119 | 102
2025-08-17 |  | 1575.0602 | 1032.3116 |  | 1555.3116 |  | 2114.3116 | 2485.3116 | 1436.3116 | 1893.3116 | 2264.3116 |  | 119 | 102
2025-08-18 |  | 1725.8034 | 1032.3116 |  | 1555.3116 |  | 2114.3116 | 2485.3116 | 1436.3116 | 1893.3116 | 2264.3116 |  | 119 | 102
2025-08-19 |  | 1673.9952 | 1032.3116 |  | 1555.3116 |  | 2114.3116 | 2485.3116 | 1436.3116 | 1893.3116 | 2264.3116 |  | 119 | 102
2025-08-20 |  | 1445.1032 | 1032.3116 |  | 1555.3116 |  | 2114.3116 | 2485.3116 | 1436.3116 | 1893.3116 | 2264.3116 |  | 119 | 102
2025-08-21 |  | 1277.3636 | 1032.3116 |  | 1555.3116 |  | 2114.3116 | 2485.3116 | 1436.3116 | 1893.3116 | 2264.3116 |  | 119 | 102
2025-08-22 |  | 998.5806 | 1032.3116 |  | 1555.3116 |  | 2114.3116 | 2485.3116 | 1436.3116 | 1893.3116 | 2264.3116 |  | 119 | 102
2025-08-23 |  | 1094.8124 | 1032.3116 |  | 1555.3116 |  | 2114.3116 | 2485.3116 | 1436.3116 | 1893.3116 | 2264.3116 |  | 119 | 102
2025-08-24 |  | 1406.3592 | 1032.3116 |  | 1555.3116 |  | 2114.3116 | 2485.3116 | 1436.3116 | 1893.3116 | 2264.3116 |  | 119 | 102
2025-08-25 |  | 1443.7224 | 1032.3116 |  | 1555.3116 |  | 2114.3116 | 2485.3116 | 1436.3116 | 1893.3116 | 2264.3116 |  | 119 | 102
2025-08-26 |  | 1313.3696 | 1032.3116 |  | 1555.3116 |  | 2114.3116 | 2485.3116 | 1436.3116 | 1893.3116 | 2264.3116 |  | 119 | 102
2025-08-27 |  | 1495.7568 | 1032.3116 |  | 1555.3116 |  | 2114.3116 | 2485.3116 | 1436.3116 | 1893.3116 | 2264.3116 |  | 119 | 102
2025-08-28 |  | 1519.6046 | 1032.3116 |  | 1555.3116 |  | 2114.3116 | 2485.3116 | 1436.3116 | 1893.3116 | 2264.3116 |  | 119 | 102
2025-08-29 |  | 1503.1757 | 1032.3116 |  | 1555.3116 |  | 2114.3116 | 2485.3116 | 1436.3116 | 1893.3116 | 2264.3116 |  | 119 | 102
2025-08-30 |  | 1321.3641 | 1032.3116 |  | 1555.3116 |  | 2114.3116 | 2485.3116 | 1436.3116 | 1893.3116 | 2264.3116 |  | 119 | 102
2025-08-31 |  | 1445.2856 | 1032.3116 |  | 1555.3116 |  | 2114.3116 | 2485.3116 | 1436.3116 | 1893.3116 | 2264.3116 |  | 119 | 102
2025-09-01 |  | 1378.5429 | 1032.3116 |  | 1555.3116 |  | 2114.3116 | 2485.3116 | 1436.3116 | 1893.3116 | 2264.3116 |  | 119 | 102
2025-09-02 |  | 1348.658 | 1032.3116 |  | 1555.3116 |  | 2114.3116 | 2485.3116 | 1436.3116 | 1893.3116 | 2264.3116 |  | 119 | 102
2025-09-03 |  | 1458.1589 | 1032.3116 |  | 1555.3116 |  | 2114.3116 | 2485.3116 | 1436.3116 | 1893.3116 | 2264.3116 |  | 119 | 102
2025-09-04 |  | 1400.5737 | 1032.3116 |  | 1555.3116 |  | 2114.3116 | 2485.3116 | 1436.3116 | 1893.3116 | 2264.3116 |  | 119 | 102
2025-09-05 |  | 1248.5171 | 1032.3116 |  | 1555.3116 |  | 2114.3116 | 2485.3116 | 1436.3116 | 1893.3116 | 2264.3116 |  | 119 | 102
2025-09-06 |  | 1297.0442 | 1032.3116 |  | 1555.3116 |  | 2114.3116 | 2485.3116 | 1436.3116 | 1893.3116 | 2264.3116 |  | 119 | 102
2025-09-07 |  | 1497.6204 | 1032.3116 |  | 1555.3116 |  | 2114.3116 | 2485.3116 | 1436.3116 | 1893.3116 | 2264.3116 |  | 119 | 102
2025-09-08 |  | 1435.2461 | 1032.3116 |  | 1555.3116 |  | 2114.3116 | 2485.3116 | 1436.3116 | 1893.3116 | 2264.3116 |  | 119 | 102
2025-09-09 |  | 1351.4302 | 1032.3116 |  | 1555.3116 |  | 2114.3116 | 2485.3116 | 1436.3116 | 1893.3116 | 2264.3116 |  | 119 | 102
2025-09-10 |  | 1266.4832 | 1032.3116 |  | 1555.3116 |  | 2114.3116 | 2485.3116 | 1436.3116 | 1893.3116 | 2264.3116 |  | 119 | 102
2025-09-11 |  | 1104.164 | 1032.3116 |  | 1555.3116 |  | 2114.3116 | 2485.3116 | 1436.3116 | 1893.3116 | 2264.3116 |  | 119 | 102
2025-09-12 |  | 917.1435 | 1032.3116 |  | 1555.3116 |  | 2114.3116 | 2485.3116 | 1436.3116 | 1893.3116 | 2264.3116 |  | 119 | 102
2025-09-13 |  | 827.3648 | 1032.3116 |  | 1555.3116 |  | 2114.3116 | 2485.3116 | 1436.3116 | 1893.3116 | 2264.3116 |  | 119 | 102
2025-09-14 |  | 874.8418 | 1032.3116 |  | 1555.3116 |  | 2114.3116 | 2485.3116 | 1436.3116 | 1893.3116 | 2264.3116 |  | 119 | 102
2025-09-15 |  | 1113.7169 | 1032.3116 |  | 1555.3116 |  | 2114.3116 | 2485.3116 | 1436.3116 | 1893.3116 | 2264.3116 |  | 119 | 102
2025-09-16 |  | 1214.0203 | 1032.3116 |  | 1555.3116 |  | 2114.3116 | 2485.3116 | 1436.3116 | 1893.3116 | 2264.3116 |  | 119 | 102
2025-09-17 |  | 1241.1202 | 1032.3116 |  | 1555.3116 |  | 2114.3116 | 2485.3116 | 1436.3116 | 1893.3116 | 2264.3116 |  | 119 | 102
2025-09-18 |  | 1284.0092 | 1032.3116 |  | 1555.3116 |  | 2114.3116 | 2485.3116 | 1436.3116 | 1893.3116 | 2264.3116 |  | 119 | 102
2025-09-19 |  | 1013.7892 | 1032.3116 |  | 1555.3116 |  | 2114.3116 | 2485.3116 | 1436.3116 | 1893.3116 | 2264.3116 |  | 119 | 102
2025-09-20 |  | 850.3009 | 1032.3116 |  | 1555.3116 |  | 2114.3116 | 2485.3116 | 1436.3116 | 1893.3116 | 2264.3116 |  | 119 | 102
2025-09-21 |  | 1177.1059 | 1032.3116 |  | 1555.3116 |  | 2114.3116 | 2485.3116 | 1436.3116 | 1893.3116 | 2264.3116 |  | 119 | 102
2025-09-22 |  | 1404.9297 | 1032.3116 |  | 1555.3116 |  | 2114.3116 | 2485.3116 | 1436.3116 | 1893.3116 | 2264.3116 |  | 119 | 102
2025-09-23 |  | 1421.7532 | 1032.3116 |  | 1555.3116 |  | 2114.3116 | 2485.3116 | 1436.3116 | 1893.3116 | 2264.3116 |  | 119 | 102
2025-09-24 |  | 1341.6455 | 1032.3116 |  | 1555.3116 |  | 2114.3116 | 2485.3116 | 1436.3116 | 1893.3116 | 2264.3116 |  | 119 | 102
2025-09-25 |  | 1183.0206 | 1032.3116 |  | 1555.3116 |  | 2114.3116 | 2485.3116 | 1436.3116 | 1893.3116 | 2264.3116 |  | 119 | 102
2025-09-26 |  | 994.8992 | 1032.3116 |  | 1555.3116 |  | 2114.3116 | 2485.3116 | 1436.3116 | 1893.3116 | 2264.3116 |  | 119 | 102
2025-09-27 |  | 906.0994 | 1032.3116 |  | 1555.3116 |  | 2114.3116 | 2485.3116 | 1436.3116 | 1893.3116 | 2264.3116 |  | 119 | 102
2025-09-28 |  | 1017.1878 | 1032.3116 |  | 1555.3116 |  | 2114.3116 | 2485.3116 | 1436.3116 | 1893.3116 | 2264.3116 |  | 119 | 102
2025-09-29 |  | 1077.6473 | 1032.3116 |  | 1555.3116 |  | 2114.3116 | 2485.3116 | 1436.3116 | 1893.3116 | 2264.3116 |  | 119 | 102
2025-09-30 |  | 1088.6675 | 1032.3116 |  | 1555.3116 |  | 2114.3116 | 2485.3116 | 1436.3116 | 1893.3116 | 2264.3116 |  | 119 | 102
2025-10-01 |  | 961.7284 | 1032.3116 |  | 1555.3116 |  | 2114.3116 | 2485.3116 | 1436.3116 | 1893.3116 | 2264.3116 |  | 119 | 102
2025-10-02 |  | 789.2931 | 1032.3116 |  | 1555.3116 |  | 2114.3116 | 2485.3116 | 1436.3116 | 1893.3116 | 2264.3116 |  | 119 | 102
2025-10-03 |  | 674.3259 | 1032.3116 |  | 1555.3116 |  | 2114.3116 | 2485.3116 | 1436.3116 | 1893.3116 | 2264.3116 |  | 119 | 102
2025-10-04 |  | 667.6629 | 1032.3116 |  | 1555.3116 |  | 2114.3116 | 2485.3116 | 1436.3116 | 1893.3116 | 2264.3116 |  | 119 | 102
2025-10-05 |  | 689.2638 | 1032.3116 |  | 1555.3116 |  | 2114.3116 | 2485.3116 | 1436.3116 | 1893.3116 | 2264.3116 |  | 119 | 102
2025-10-06 |  | 739.6722 | 1032.3116 |  | 1555.3116 |  | 2114.3116 | 2485.3116 | 1436.3116 | 1893.3116 | 2264.3116 |  | 119 | 102
2025-10-07 |  | 868.5661 | 1032.3116 |  | 1555.3116 |  | 2114.3116 | 2485.3116 | 1436.3116 | 1893.3116 | 2264.3116 |  | 119 | 102
2025-10-08 |  | 851.0014 | 1032.3116 |  | 1555.3116 |  | 2114.3116 | 2485.3116 | 1436.3116 | 1893.3116 | 2264.3116 |  | 119 | 102
2025-10-09 |  | 698.4286 | 1032.3116 |  | 1555.3116 |  | 2114.3116 | 2485.3116 | 1436.3116 | 1893.3116 | 2264.3116 |  | 119 | 102
2025-10-10 |  | 615.0421 | 1032.3116 |  | 1555.3116 |  | 2114.3116 | 2485.3116 | 1436.3116 | 1893.3116 | 2264.3116 |  | 119 | 102
2025-10-11 |  | 660.0882 | 1032.3116 |  | 1555.3116 |  | 2114.3116 | 2485.3116 | 1436.3116 | 1893.3116 | 2264.3116 |  | 119 | 102
2025-10-12 |  | 886.8444 | 1032.3116 |  | 1555.3116 |  | 2114.3116 | 2485.3116 | 1436.3116 | 1893.3116 | 2264.3116 |  | 119 | 102
2025-10-13 |  | 845.5307 | 1032.3116 |  | 1555.3116 |  | 2114.3116 | 2485.3116 | 1436.3116 | 1893.3116 | 2264.3116 |  | 119 | 102
2025-10-14 |  | 742.6435 | 1032.3116 |  | 1555.3116 |  | 2114.3116 | 2485.3116 | 1436.3116 | 1893.3116 | 2264.3116 |  | 119 | 102
2025-10-15 |  | 700.3488 | 1032.3116 |  | 1555.3116 |  | 2114.3116 | 2485.3116 | 1436.3116 | 1893.3116 | 2264.3116 |  | 119 | 102
2025-10-16 |  | 701.626 | 1032.3116 |  | 1555.3116 |  | 2114.3116 | 2485.3116 | 1436.3116 | 1893.3116 | 2264.3116 |  | 119 | 102
2025-10-17 |  | 647.0382 | 1032.3116 |  | 1555.3116 |  | 2114.3116 | 2485.3116 | 1436.3116 | 1893.3116 | 2264.3116 |  | 119 | 102
2025-10-18 |  | 673.0381 | 1032.3116 |  | 1555.3116 |  | 2114.3116 | 2485.3116 | 1436.3116 | 1893.3116 | 2264.3116 |  | 119 | 102
2025-10-19 |  | 727.8487 | 1032.3116 |  | 1555.3116 |  | 2114.3116 | 2485.3116 | 1436.3116 | 1893.3116 | 2264.3116 |  | 119 | 102
2025-10-20 |  | 699.6386 | 1032.3116 |  | 1555.3116 |  | 2114.3116 | 2485.3116 | 1436.3116 | 1893.3116 | 2264.3116 |  | 119 | 102
2025-10-21 |  | 817.6078 | 1032.3116 |  | 1555.3116 |  | 2114.3116 | 2485.3116 | 1436.3116 | 1893.3116 | 2264.3116 |  | 119 | 102
2025-10-22 |  | 938.1982 | 1032.3116 |  | 1555.3116 |  | 2114.3116 | 2485.3116 | 1436.3116 | 1893.3116 | 2264.3116 |  | 119 | 102
2025-10-23 |  | 893.885 | 1032.3116 |  | 1555.3116 |  | 2114.3116 | 2485.3116 | 1436.3116 | 1893.3116 | 2264.3116 |  | 119 | 102
2025-10-24 |  | 740.7671 | 1032.3116 |  | 1555.3116 |  | 2114.3116 | 2485.3116 | 1436.3116 | 1893.3116 | 2264.3116 |  | 119 | 102
2025-10-25 |  | 687.5536 | 1032.3116 |  | 1555.3116 |  | 2114.3116 | 2485.3116 | 1436.3116 | 1893.3116 | 2264.3116 |  | 119 | 102
2025-10-26 |  | 900.3869 | 1032.3116 |  | 1555.3116 |  | 2114.3116 | 2485.3116 | 1436.3116 | 1893.3116 | 2264.3116 |  | 119 | 102
2025-10-27 |  | 853.9075 | 1032.3116 |  | 1555.3116 |  | 2114.3116 | 2485.3116 | 1436.3116 | 1893.3116 | 2264.3116 |  | 119 | 102
2025-10-28 |  | 809.3188 | 1032.3116 |  | 1555.3116 |  | 2114.3116 | 2485.3116 | 1436.3116 | 1893.3116 | 2264.3116 |  | 119 | 102
2025-10-29 |  | 781.5888 | 1032.3116 |  | 1555.3116 |  | 2114.3116 | 2485.3116 | 1436.3116 | 1893.3116 | 2264.3116 |  | 119 | 102
2025-10-30 |  | 772.7149 | 1032.3116 |  | 1555.3116 |  | 2114.3116 | 2485.3116 | 1436.3116 | 1893.3116 | 2264.3116 |  | 119 | 102
2025-10-31 |  | 661.7395 | 1032.3116 |  | 1555.3116 |  | 2114.3116 | 2485.3116 | 1436.3116 | 1893.3116 | 2264.3116 |  | 119 | 102
2025-11-01 |  | 629.9117 | 1032.3116 |  | 1555.3116 |  | 2114.3116 | 2485.3116 | 1436.3116 | 1893.3116 | 2264.3116 |  | 119 | 102
2025-11-02 |  | 814.1317 | 1032.3116 |  | 1555.3116 |  | 2114.3116 | 2485.3116 | 1436.3116 | 1893.3116 | 2264.3116 |  | 119 | 102
2025-11-03 |  | 773.2967 | 1032.3116 |  | 1555.3116 |  | 2114.3116 | 2485.3116 | 1436.3116 | 1893.3116 | 2264.3116 |  | 119 | 102
2025-11-04 |  | 758.4999 | 1032.3116 |  | 1555.3116 |  | 2114.3116 | 2485.3116 | 1436.3116 | 1893.3116 | 2264.3116 |  | 119 | 102
2025-11-05 |  | 749.946 | 1032.3116 |  | 1555.3116 |  | 2114.3116 | 2485.3116 | 1436.3116 | 1893.3116 | 2264.3116 |  | 119 | 102
2025-11-06 |  | 802.0121 | 1032.3116 |  | 1555.3116 |  | 2114.3116 | 2485.3116 | 1436.3116 | 1893.3116 | 2264.3116 |  | 119 | 102
2025-11-07 |  | 748.0277 | 1032.3116 |  | 1555.3116 |  | 2114.3116 | 2485.3116 | 1436.3116 | 1893.3116 | 2264.3116 |  | 119 | 102
2025-11-08 |  | 689.9 | 1032.3116 |  | 1555.3116 |  | 2114.3116 | 2485.3116 | 1436.3116 | 1893.3116 | 2264.3116 |  | 119 | 102
2025-11-09 |  | 723.8881 | 1032.3116 |  | 1555.3116 |  | 2114.3116 | 2485.3116 | 1436.3116 | 1893.3116 | 2264.3116 |  | 119 | 102
2025-11-10 |  | 853.1311 | 1032.3116 |  | 1555.3116 |  | 2114.3116 | 2485.3116 | 1436.3116 | 1893.3116 | 2264.3116 |  | 119 | 102
2025-11-11 |  | 819.2324 | 1032.3116 |  | 1555.3116 |  | 2114.3116 | 2485.3116 | 1436.3116 | 1893.3116 | 2264.3116 |  | 119 | 102
2025-11-12 |  | 781.4135 | 1032.3116 |  | 1555.3116 |  | 2114.3116 | 2485.3116 | 1436.3116 | 1893.3116 | 2264.3116 |  | 119 | 102
2025-11-13 |  | 802.4362 | 1032.3116 |  | 1555.3116 |  | 2114.3116 | 2485.3116 | 1436.3116 | 1893.3116 | 2264.3116 |  | 119 | 102
2025-11-14 |  | 718.4527 | 1032.3116 |  | 1555.3116 |  | 2114.3116 | 2485.3116 | 1436.3116 | 1893.3116 | 2264.3116 |  | 119 | 102
2025-11-15 |  | 721.3736 | 1032.3116 |  | 1555.3116 |  | 2114.3116 | 2485.3116 | 1436.3116 | 1893.3116 | 2264.3116 |  | 119 | 102
2025-11-16 |  | 751.4735 | 1032.3116 |  | 1555.3116 |  | 2114.3116 | 2485.3116 | 1436.3116 | 1893.3116 | 2264.3116 |  | 119 | 102
2025-11-17 |  | 730.9257 | 1032.3116 |  | 1555.3116 |  | 2114.3116 | 2485.3116 | 1436.3116 | 1893.3116 | 2264.3116 |  | 119 | 102
2025-11-18 |  | 701.2263 | 1032.3116 |  | 1555.3116 |  | 2114.3116 | 2485.3116 | 1436.3116 | 1893.3116 | 2264.3116 |  | 119 | 102
2025-11-19 |  | 708.5574 | 1032.3116 |  | 1555.3116 |  | 2114.3116 | 2485.3116 | 1436.3116 | 1893.3116 | 2264.3116 |  | 119 | 102
2025-11-20 |  | 701.7098 | 1032.3116 |  | 1555.3116 |  | 2114.3116 | 2485.3116 | 1436.3116 | 1893.3116 | 2264.3116 |  | 119 | 102
2025-11-21 |  | 719.0203 | 1032.3116 |  | 1555.3116 |  | 2114.3116 | 2485.3116 | 1436.3116 | 1893.3116 | 2264.3116 |  | 119 | 102
2025-11-22 |  | 686.6574 | 1032.3116 |  | 1555.3116 |  | 2114.3116 | 2485.3116 | 1436.3116 | 1893.3116 | 2264.3116 |  | 119 | 102
2025-11-23 |  | 772.0752 | 1032.3116 |  | 1555.3116 |  | 2114.3116 | 2485.3116 | 1436.3116 | 1893.3116 | 2264.3116 |  | 119 | 102
2025-11-24 |  | 762.88 | 1032.3116 |  | 1555.3116 |  | 2114.3116 | 2485.3116 | 1436.3116 | 1893.3116 | 2264.3116 |  | 119 | 102
2025-11-25 |  | 727.3664 | 1032.3116 |  | 1555.3116 |  | 2114.3116 | 2485.3116 | 1436.3116 | 1893.3116 | 2264.3116 |  | 119 | 102
2025-11-26 |  | 816.1956 | 1032.3116 |  | 1555.3116 |  | 2114.3116 | 2485.3116 | 1436.3116 | 1893.3116 | 2264.3116 |  | 119 | 102
2025-11-27 |  | 812.5102 | 1032.3116 |  | 1555.3116 |  | 2114.3116 | 2485.3116 | 1436.3116 | 1893.3116 | 2264.3116 |  | 119 | 102
2025-11-28 |  | 672.6589 | 1032.3116 |  | 1555.3116 |  | 2114.3116 | 2485.3116 | 1436.3116 | 1893.3116 | 2264.3116 |  | 119 | 102
2025-11-29 |  | 670.138 | 1032.3116 |  | 1555.3116 |  | 2114.3116 | 2485.3116 | 1436.3116 | 1893.3116 | 2264.3116 |  | 119 | 102
2025-11-30 |  | 718.1521 | 1032.3116 |  | 1555.3116 |  | 2114.3116 | 2485.3116 | 1436.3116 | 1893.3116 | 2264.3116 |  | 119 | 102
2025-12-01 |  | 748.1543 | 1032.3116 |  | 1555.3116 |  | 2114.3116 | 2485.3116 | 1436.3116 | 1893.3116 | 2264.3116 |  | 119 | 102
2025-12-02 |  | 833.7505 | 1032.3116 |  | 1555.3116 |  | 2114.3116 | 2485.3116 | 1436.3116 | 1893.3116 | 2264.3116 |  | 119 | 102
2025-12-03 |  | 854.3162 | 1032.3116 |  | 1555.3116 |  | 2114.3116 | 2485.3116 | 1436.3116 | 1893.3116 | 2264.3116 |  | 119 | 102
2025-12-04 |  | 694.3602 | 1032.3116 |  | 1555.3116 |  | 2114.3116 | 2485.3116 | 1436.3116 | 1893.3116 | 2264.3116 |  | 119 | 102
2025-12-05 |  | 605.6878 | 1032.3116 |  | 1555.3116 |  | 2114.3116 | 2485.3116 | 1436.3116 | 1893.3116 | 2264.3116 |  | 119 | 102
2025-12-06 |  | 596.0904 | 1032.3116 |  | 1555.3116 |  | 2114.3116 | 2485.3116 | 1436.3116 | 1893.3116 | 2264.3116 |  | 119 | 102
2025-12-07 |  | 653.5432 | 1032.3116 |  | 1555.3116 |  | 2114.3116 | 2485.3116 | 1436.3116 | 1893.3116 | 2264.3116 |  | 119 | 102
2025-12-08 |  | 683.875 | 1032.3116 |  | 1555.3116 |  | 2114.3116 | 2485.3116 | 1436.3116 | 1893.3116 | 2264.3116 |  | 119 | 102
2025-12-09 |  | 678.0623 | 1032.3116 |  | 1555.3116 |  | 2114.3116 | 2485.3116 | 1436.3116 | 1893.3116 | 2264.3116 |  | 119 | 102
2025-12-10 |  | 680.9885 | 1032.3116 |  | 1555.3116 |  | 2114.3116 | 2485.3116 | 1436.3116 | 1893.3116 | 2264.3116 |  | 119 | 102
2025-12-11 |  | 738.7297 | 1032.3116 |  | 1555.3116 |  | 2114.3116 | 2485.3116 | 1436.3116 | 1893.3116 | 2264.3116 |  | 119 | 102
2025-12-12 |  | 684.5893 | 1032.3116 |  | 1555.3116 |  | 2114.3116 | 2485.3116 | 1436.3116 | 1893.3116 | 2264.3116 |  | 119 | 102
2025-12-13 |  | 636.4046 | 1032.3116 |  | 1555.3116 |  | 2114.3116 | 2485.3116 | 1436.3116 | 1893.3116 | 2264.3116 |  | 119 | 102
2025-12-14 |  | 710.3122 | 1032.3116 |  | 1555.3116 |  | 2114.3116 | 2485.3116 | 1436.3116 | 1893.3116 | 2264.3116 |  | 119 | 102
2025-12-15 |  | 701.8621 | 1032.3116 |  | 1555.3116 |  | 2114.3116 | 2485.3116 | 1436.3116 | 1893.3116 | 2264.3116 |  | 119 | 102
2025-12-16 |  | 703.2716 | 1032.3116 |  | 1555.3116 |  | 2114.3116 | 2485.3116 | 1436.3116 | 1893.3116 | 2264.3116 |  | 119 | 102
2025-12-17 |  | 682.3438 | 1032.3116 |  | 1555.3116 |  | 2114.3116 | 2485.3116 | 1436.3116 | 1893.3116 | 2264.3116 |  | 119 | 102
2025-12-18 |  | 626.8312 | 1032.3116 |  | 1555.3116 |  | 2114.3116 | 2485.3116 | 1436.3116 | 1893.3116 | 2264.3116 |  | 119 | 102
2025-12-19 |  | 554.2248 | 1032.3116 |  | 1555.3116 |  | 2114.3116 | 2485.3116 | 1436.3116 | 1893.3116 | 2264.3116 |  | 119 | 102
2025-12-20 |  | 581.4534 | 1032.3116 |  | 1555.3116 |  | 2114.3116 | 2485.3116 | 1436.3116 | 1893.3116 | 2264.3116 |  | 119 | 102
2025-12-21 |  | 690.2973 | 1032.3116 |  | 1555.3116 |  | 2114.3116 | 2485.3116 | 1436.3116 | 1893.3116 | 2264.3116 |  | 119 | 102
2025-12-22 |  | 681.1642 | 1032.3116 |  | 1555.3116 |  | 2114.3116 | 2485.3116 | 1436.3116 | 1893.3116 | 2264.3116 |  | 119 | 102
2025-12-23 |  | 617.9621 | 1032.3116 |  | 1555.3116 |  | 2114.3116 | 2485.3116 | 1436.3116 | 1893.3116 | 2264.3116 |  | 119 | 102
2025-12-24 |  | 555.3764 | 1032.3116 |  | 1555.3116 |  | 2114.3116 | 2485.3116 | 1436.3116 | 1893.3116 | 2264.3116 |  | 119 | 102
2025-12-25 |  | 476.7528 | 1032.3116 |  | 1555.3116 |  | 2114.3116 | 2485.3116 | 1436.3116 | 1893.3116 | 2264.3116 |  | 119 | 102
2025-12-26 |  | 535.9853 | 1032.3116 |  | 1555.3116 |  | 2114.3116 | 2485.3116 | 1436.3116 | 1893.3116 | 2264.3116 |  | 119 | 102
2025-12-27 |  | 564.0296 | 1032.3116 |  | 1555.3116 |  | 2114.3116 | 2485.3116 | 1436.3116 | 1893.3116 | 2264.3116 |  | 119 | 102
2025-12-28 |  | 588.4117 | 1032.3116 |  | 1555.3116 |  | 2114.3116 | 2485.3116 | 1436.3116 | 1893.3116 | 2264.3116 |  | 119 | 102
2025-12-29 |  | 596.4043 | 1032.3116 |  | 1555.3116 |  | 2114.3116 | 2485.3116 | 1436.3116 | 1893.3116 | 2264.3116 |  | 119 | 102
2025-12-30 |  | 572.0976 | 1032.3116 |  | 1555.3116 |  | 2114.3116 | 2485.3116 | 1436.3116 | 1893.3116 | 2264.3116 |  | 119 | 102
2025-12-31 |  | 543.8938 | 1032.3116 |  | 1555.3116 |  | 2114.3116 | 2485.3116 | 1436.3116 | 1893.3116 | 2264.3116 |  | 119 | 102
+49
+53
+29
+90

## CompressorFuel
| Sum of Avg Energy | Sum of Avg Energy | Sum of Avg Energy | Sum of Avg Energy | Sum of Avg Energy | Sum of Avg Energy | Sum of Avg Energy | Stations
| M123 Brooklyn | M164 Euroa | M124 Gooding | M129 Iona | M110 Springhurst | M170 Winchelsea | M122 Wollert | Total of all
2015 | 175919.4 | 31058.184 | 65254.061 | 909.4493 | 96616.3971 | 3730.4832 | 261551.418 | 635039.3926
2016 | 396795.12 | 69401.808 | 126912.7013 | 1713.5187 | 106664.8141 | 293.6647 | 352883.7384 | 1054665.365
2017 | 527074.392 | 77168.04 | 192315.8782 | 503.6578 | 44415.0367 | 849.8276 | 385800.2683 | 1228127.101
2018 | 331701.96 | 11720.832 | 5273.6094 | 831.1808 | 15388.8042 | 2453.8893 | 296097.234 | 663467.5098
2019 | 491265.528 | 23296.968 | 132631.9919 | 948.3201 | 64290.558 | 7676.102 | 141167.3873 | 861276.8553
2020 | 522368.904 | 23949.552 | 138069.1265 | 958.7528 | 74135.6788 | 10412.8854 | 161180.6147 | 931075.5141
2021 YTD | 428525.064 | 13095.24 | 197193.5339 | 269.0439 | 29512.651 | 11647.9369 | 254108.4437 | 0
Average/yr (2015-2020) | 407520.88 | 39432.56 | 110076.23 | 977.48 | 66918.55 | 4236.14 | 266446.78 | 895608.62
Average/yr in TJ | 407.52 | 39.43 | 110.08 | 0.98 | 66.92 | 4.24 | 266.45 | 895.61
Source: Email Scott O'Regan 15Nov21 - using meter data
| Average of last 6 full years for: |  |  | Proportion of compressor fuel used by:
Gooding | M124 Gooding | 110.08 |  | M124 Gooding | 12.29%
Brooklyn | M123 Brooklyn | 407.52 |  | M123 Brooklyn | 45.5%
Wollert | M122 Wollert | 266.45 |  | M122 Wollert | 29.75%
Iona | M129 Iona | 0.98 |  | M129 Iona | 0.1094%
Springhurst | M110 Springhurst | 66.92 |  | M110 Springhurst | 7.472%
Stonehaven/Winchelsea/Pirron | M170 Winchelsea | 4.24 |  | M170 Winchelsea | 0.4734%
Euroa | M164 Euroa | 39.43 |  | M164 Euroa | 4.403%
| Total | 895.62 | TJ/year | Total | 100%