## CAC Tariff Rates
Ergon Energy Corporation Limited
2018-19 network tariffs for Connection Asset Customers
2018-19 Rates
TARIFFS APPLYING TO CONNECTION ASSET CUSTOMERS GST Exclusive
Tariff Group | Tariff | Network Tariff Code | Default Distribution Loss Factor |  | Distribution Use Of System (DUOS) | [5 empty] | Transmission Use Of System (TUOS) |  |  | Jurisdictional Scheme Charge
[5 empty] | Connection Unit Charge (NDCUC) | Fixed Charge (NDFC) | Capacity Charge (NDKVACC) | Actual Demand Charge (NDKVAADC) | Volume Charge (NDVC) | Excess Reactive Power Charge | Fixed Charge (NTFC) | Capacity Charge (NTKVACC) | Volume Charge (NTVC) | Fixed Charge (JSCF) | Volume Charge (JSCV)
|  |  | Value | Code | $/day per connection unit | $/day | $/kVA of AD/month | $/kVA /month | $/kWh | $/excess kVAr per month | $/day | $/kVA of AD/month | $/kWh | $/day | $/kWh
CAC 66kV | East CAC 66kV TUOS Region 1 | EC66T1 | site specific |  | 9.054 | 120 | 3.3 | 2.4 | 0.00421 | 4 | 95.26 | 0.741 | 0.00885 | 0 | 0
| East CAC 66kV TUOS Region 2 | EC66T2 | site specific |  | 9.054 | 120 | 3.3 | 2.4 | 0.00421 | 4 | 79.774 | 1.48 | 0.01054 | 0 | 0
| East CAC 66kV TUOS Region 3 | EC66T3 | site specific |  | 9.054 | 120 | 3.3 | 2.4 | 0.00421 | 4 | 72.302 | 2.958 | 0.01378 | 0 | 0
| West CAC 66kV TUOS Region 1 | WC66T1 | site specific |  | 9.054 | 117 | 11.028 | 5.813 | 0.01046 | 4 | 95.26 | 0.741 | 0.00885 | 0 | 0
| West CAC 66kV TUOS Region 2 | WC66T2 | site specific |  | 9.054 | 117 | 11.028 | 5.813 | 0.01046 | 4 | 79.774 | 1.48 | 0.01054 | 0 | 0
| West CAC 66kVTUOS Region 3 | WC66T3 | site specific |  | 9.054 | 117 | 11.028 | 5.813 | 0.01046 | 4 | 72.302 | 2.958 | 0.01378 | 0 | 0
| Mount Isa CAC 66kV TUOS Region 4 | MC66T4 | site specific |  | POA | POA | POA | POA | POA | POA | POA | POA | POA | POA | POA
CAC 33kV | East CAC 33kVTUOS Region 1 | EC33T1 | site specific |  | 9.054 | 55 | 4.2 | 2.474 | 0.00421 | 4 | 95.26 | 0.741 | 0.00885 | 0 | 0
| East CAC 33kV TUOS Region 2 | EC33T2 | site specific |  | 9.054 | 55 | 4.2 | 2.474 | 0.00421 | 4 | 79.774 | 1.48 | 0.01054 | 0 | 0
| East CAC 33kV TUOS Region 3 | EC33T3 | site specific |  | 9.054 | 55 | 4.2 | 2.474 | 0.00421 | 4 | 72.302 | 2.958 | 0.01378 | 0 | 0
| West CAC 33kV TUOS Region 1 | WC33T1 | site specific |  | 9.054 | 50 | 18.117 | 24.9 | 0.01046 | 4 | 95.26 | 0.741 | 0.00885 | 0 | 0
| West CAC 33kV TUOS Region 2 | WC33T2 | site specific |  | 9.054 | 50 | 18.117 | 24.9 | 0.01046 | 4 | 79.774 | 1.48 | 0.01054 | 0 | 0
| West CAC 33kV TUOS Region 3 | WC33T3 | site specific |  | 9.054 | 50 | 18.117 | 24.9 | 0.01046 | 4 | 72.302 | 2.958 | 0.01378 | 0 | 0
| Mount Isa CAC 33kV TUOS Region 4 | MC33T4 | site specific |  | POA | POA | POA | POA | POA | POA | POA | POA | POA | POA | POA
CAC 22 - 11 kV Bus | East CAC 22/11kV Bus TUOS Region 1 | EC22BT1 | site specific |  | 9.054 | 41 | 5 | 3 | 0.00421 | 4 | 95.26 | 0.741 | 0.00885 | 0 | 0
| East CAC 22/11kV Bus TUOS Region 2 | EC22BT2 | site specific |  | 9.054 | 41 | 5 | 3 | 0.00421 | 4 | 79.774 | 1.48 | 0.01054 | 0 | 0
| East CAC 22/11kV Bus TUOS Region 3 | EC22BT3 | site specific |  | 9.054 | 41 | 5 | 3 | 0.00421 | 4 | 72.302 | 2.958 | 0.01378 | 0 | 0
| West CAC 22/11kV Bus TUOS Region 1 | WC22BT1 | site specific |  | POA | POA | POA | POA | POA | POA | POA | POA | POA | POA | POA
| West CAC 22/11kV Bus TUOS Region 2 | WC22BT2 | site specific |  | POA | POA | POA | POA | POA | POA | POA | POA | POA | POA | POA
| West CAC 22/11kV Bus TUOS Region 3 | WC22BT3 | site specific |  | POA | POA | POA | POA | POA | POA | POA | POA | POA | POA | POA
| Mount Isa CAC 22/11kV Bus TUOS Region 4 | MC22BT4 | site specific |  | POA | POA | POA | POA | POA | POA | POA | POA | POA | POA | POA
CAC 22 - 11 kV Line | East CAC 22/11kV Line TUOS Region 1 | EC22LT1 | site specific |  | 9.054 | 33 | 10.45 | 6.05 | 0.00421 | 4 | 95.26 | 0.741 | 0.00885 | 0 | 0
| East CAC 22/11kV Line TUOS Region 2 | EC22LT2 | site specific |  | 9.054 | 33 | 10.45 | 6.05 | 0.00421 | 4 | 79.774 | 1.48 | 0.01054 | 0 | 0
| East CAC 22/11kV Line TUOS Region 3 | EC22LT3 | site specific |  | 9.054 | 33 | 10.45 | 6.05 | 0.00421 | 4 | 72.302 | 2.958 | 0.01378 | 0 | 0
| West CAC 22/11kV Line TUOS Region 1 | WC22LT1 | site specific |  | 9.054 | 32 | 28 | 26 | 0.01046 | 4 | 95.26 | 0.741 | 0.00885 | 0 | 0
| West CAC 22/11kV Line TUOS Region 2 | WC22LT2 | site specific |  | 9.054 | 32 | 28 | 26 | 0.01046 | 4 | 79.774 | 1.48 | 0.01054 | 0 | 0
| West CAC 22/11kV Line TUOS Region 3 | WC22LT3 | site specific |  | 9.054 | 32 | 28 | 26 | 0.01046 | 4 | 72.302 | 2.958 | 0.01378 | 0 | 0
| Mount Isa CAC 22/11kV Line TUOS Region 4 | MC22LT4 | site specific |  | POA | POA | POA | POA | POA | POA | POA | POA | POA | POA | POA
Please refer to the Network Tariff Guide for Standard Control Services - Appendix 1 for application of these tariffs.
www.ergon.com.au/networktariffs
2018-19 Rates
TARIFFS APPLYING TO CONNECTION ASSET CUSTOMERS SEASONAL TIME-OF-USE-DEMAND GST Exclusive
Tariff Group | Tariff | Network Tariff Code | Default Distribution Loss Factor |  | Distribution Use Of System (DUOS) | [5 empty] | Transmission Use Of System (TUOS) |  |  | Jurisdictional Scheme Charge
[5 empty] | Connection Unit Charge (NDCUC) | Fixed Charge (NDFC) | Capacity Charge Off-Peak (NDKVACCOP) | Actual Demand Charge Peak (NDKVADCP) | Excess Reactive Power Charge (NDERPC) | Volume Charge Off-Peak (NDVCOP) | Fixed Charge (NTFC) | Capacity Charge (NTKVACC) | Volume Charge (NTVC) | Fixed Charge (JSCF) | Volume Charge (JSCV)
|  |  | Value | Code | $/day per connection unit | $/day | $/kVA of AD per month | $/kVA /month | $/excess kVAr per month | $/kWh | $/day | $/kVA of AD/ month | $/kWh | $/day | $/kWh
Seasonal TOU Demand CAC Higher Voltage (33-66kV) | East CAC Higher Voltage STOUD TUOS Region 1 | EC66TOUT1 | site specific |  | 9.054 | 0 | 5.4 | 11 | 4 | 0.0036 | 95.26 | 0.741 | 0.00885 | 0 | 0
| East CAC Higher Voltage STOUD TUOS Region 2 | EC66TOUT2 | site specific |  | 9.054 | 0 | 5.4 | 11 | 4 | 0.0036 | 79.774 | 1.48 | 0.01054 | 0 | 0
| East CAC Higher Voltage STOUD TUOS Region 3 | EC66TOUT3 | site specific |  | 9.054 | 0 | 5.4 | 11 | 4 | 0.0036 | 72.302 | 2.958 | 0.01378 | 0 | 0
| West Higher Voltage CAC STOUD TUOS Region 1 | WC66TOUT1 | site specific |  | 9.054 | 0 | 19 | 27.666 | 4 | 0.029 | 95.26 | 0.741 | 0.00885 | 0 | 0
| West CAC Higher Voltage STOUD TUOS Region 2 | WC66TOUT2 | site specific |  | 9.054 | 0 | 19 | 27.666 | 4 | 0.029 | 79.774 | 1.48 | 0.01054 | 0 | 0
| West CAC Higher Voltage STOUD TUOS Region 3 | WC66TOUT3 | site specific |  | 9.054 | 0 | 19 | 27.666 | 4 | 0.029 | 72.302 | 2.958 | 0.01378 | 0 | 0
| Mount Isa CAC Higher Voltage STOUD TUOS Region 4 | MC66TOUT4 | site specific |  | POA | POA | POA | POA | POA | POA | POA | POA | POA | POA | POA
Seasonal TOU Demand CAC 22/11kV Bus | East CAC 22/11kV Bus STOUD TUOS Region 1 | EC22BTOUT1 | site specific |  | 9.054 | 0 | 3.6 | 40.427 | 4 | 0.0036 | 95.26 | 0.741 | 0.00885 | 0 | 0
| East CAC 22/11kV Bus STOUD TUOS Region 2 | EC22BTOUT2 | site specific |  | 9.054 | 0 | 3.6 | 40.427 | 4 | 0.0036 | 79.774 | 1.48 | 0.01054 | 0 | 0
| East CAC 22/11kV Bus STOUD TUOS Region 3 | EC22BTOUT3 | site specific |  | 9.054 | 0 | 3.6 | 40.427 | 4 | 0.0036 | 72.302 | 2.958 | 0.01378 | 0 | 0
| West CAC 22/11kV Bus STOUD TUOS Region 1 | WC22BTOUT1 | site specific |  | POA | POA | POA | POA | POA | POA | POA | POA | POA | POA | POA
| West CAC 22/11kV Bus STOUD TUOS Region 2 | WC22BTOUT2 | site specific |  | POA | POA | POA | POA | POA | POA | POA | POA | POA | POA | POA
| West CAC 22/11kV Bus STOUD TUOS Region 3 | WC22BTOUT3 | site specific |  | POA | POA | POA | POA | POA | POA | POA | POA | POA | POA | POA
| Mount Isa CAC 22/11kV Bus STOUD TUOS Region 4 | MC22BTOUT4 | site specific |  | POA | POA | POA | POA | POA | POA | POA | POA | POA | POA | POA
Seasonal TOU Demand CAC 22/11kV Line | East CAC 22/11kV Line STOUD TUOS Region 1 | EC22LTOUT1 | site specific |  | 9.054 | 0 | 7.2 | 72.333 | 4 | 0.0036 | 95.26 | 0.741 | 0.00885 | 0 | 0
| East CAC 22/11kV Line STOUD TUOS Region 2 | EC22LTOUT2 | site specific |  | 9.054 | 0 | 7.2 | 72.333 | 4 | 0.0036 | 79.774 | 1.48 | 0.01054 | 0 | 0
| East CAC 22/11kV Line STOUD TUOS Region 3 | EC22LTOUT3 | site specific |  | 9.054 | 0 | 7.2 | 72.333 | 4 | 0.0036 | 72.302 | 2.958 | 0.01378 | 0 | 0
| West CAC 22/11kV Line STOUD TUOS Region 1 | WC22LTOUT1 | site specific |  | 9.054 | 0 | 29.7 | 181 | 4 | 0.029 | 95.26 | 0.741 | 0.00885 | 0 | 0
| West CAC 22/11kV Line STOUD TUOS Region 2 | WC22LTOUT2 | site specific |  | 9.054 | 0 | 29.7 | 181 | 4 | 0.029 | 79.774 | 1.48 | 0.01054 | 0 | 0
| West CAC 22/11kV Line STOUD TUOS Region 3 | WC22LTOUT3 | site specific |  | 9.054 | 0 | 29.7 | 181 | 4 | 0.029 | 72.302 | 2.958 | 0.01378 | 0 | 0
| Mount Isa CAC 22/11kV Line STOUD TUOS Region 4 | MC22LTOUT4 | site specific |  | POA | POA | POA | POA | POA | POA | POA | POA | POA | POA | POA
Please refer to the Network Tariff Guide for Standard Control Services - Appendix 1 for application of these tariffs.
www.ergon.com.au/networktariffs

## SAC Large Tariff Rates
Ergon Energy Corporation Limited
2018-19 network tariffs for Standard Asset Customers >100 MWh per annum
2018-19 Rates
TARIFFS APPLYING TO STANDARD ASSET CUSTOMERS – LARGE (>100 MWh per annum) SEASONAL-TIME-OF-USE-DEMAND (STOUD) GST Exclusive
| Tariff Group | Tariff | Network Tariff Code | Threshold Above Which Demand Charge Applies |  | Default Distribution Loss Factor |  | Distribution Use Of System (DUOS) |  |  |  |  | Transmission Use Of System (TUOS) |  |  |  | Jurisdictional Scheme Charge |  | ACS Meter Charges
[8 empty] | Fixed Charge (NDFC) | Actual Demand Charge |  | Volume Charge |  | Fixed Charge (NTFC) | Actual Demand Charge |  | Volume Charge (NTVC) | Fixed Charge (JSCF) | Volume Charge (JSCV) | Primary Service Fixed Charge Capital (ACSMCC) | Primary Service Fixed Charge Non-Capital (ACSMNCC)
[9 empty] | Peak (NDDCP) | Off-peak (NDDCOP) | Peak (NDVCP) | Off-peak (NDVCOP) |  | Peak (NTDCP) | Off-peak (NTDCOP)
|  |  |  | Peak kW | Off-peak kW | Value | Code | $/day | $/kW/mth | $/kW/mth | $/kWh | $/kWh | $/day | $/kW/mth | $/kW/mth | $/kWh | $/day | $/kWh | $/day | $/day
| Seasonal TOU Demand | East STOUD TUOS Region 1 | ESTOUDCT1 | 20 | 40 | 1.087 | GELL | 27 | 57.646 | 9.595 | 0 | 0.0225 | 4.026 | 0.986 | 0.986 | 0.00879 | 0 | 0 | 0 | 0
|  |  | ESTOUDXT1 | 20 | 40 | 1.087 | GELL | 27 | 57.646 | 9.595 | 0 | 0.0225 | 4.026 | 0.986 | 0.986 | 0.00879 | 0 | 0 | 0.03506 | 0
|  |  | ESTOUDBT1 | 20 | 40 | 1.087 | GELL | 27 | 57.646 | 9.595 | 0 | 0.0225 | 4.026 | 0.986 | 0.986 | 0.00879 | 0 | 0 | 0 | 0.10967
|  | East STOUD TUOS Region 2 | ESTOUDCT2 | 20 | 40 | 1.087 | GELL | 27 | 57.646 | 9.595 | 0 | 0.0225 | 6.229 | 2.143 | 2.143 | 0.01062 | 0 | 0 | 0 | 0
|  |  | ESTOUDXT2 | 20 | 40 | 1.087 | GELL | 27 | 57.646 | 9.595 | 0 | 0.0225 | 6.229 | 2.143 | 2.143 | 0.01062 | 0 | 0 | 0.03506 | 0
|  |  | ESTOUDBT2 | 20 | 40 | 1.087 | GELL | 27 | 57.646 | 9.595 | 0 | 0.0225 | 6.229 | 2.143 | 2.143 | 0.01062 | 0 | 0 | 0 | 0.10967
|  | East STOUD TUOS Region 3 | ESTOUDCT3 | 20 | 40 | 1.087 | GELL | 27 | 57.646 | 9.595 | 0 | 0.0225 | 8.496 | 4.268 | 4.268 | 0.01335 | 0 | 0 | 0 | 0
|  |  | ESTOUDXT3 | 20 | 40 | 1.087 | GELL | 27 | 57.646 | 9.595 | 0 | 0.0225 | 8.496 | 4.268 | 4.268 | 0.01335 | 0 | 0 | 0.03506 | 0
|  |  | ESTOUDBT3 | 20 | 40 | 1.087 | GELL | 27 | 57.646 | 9.595 | 0 | 0.0225 | 8.496 | 4.268 | 4.268 | 0.01335 | 0 | 0 | 0 | 0.10967
|  | West STOUD TUOS Region 1 | WSTOUDCT1 | 20 | 40 | 1.171 | GWLL | 90 | 144.307 | 39.9 | 0 | 0.0405 | 4.026 | 0.986 | 0.986 | 0.00879 | 0 | 0 | 0 | 0
|  |  | WSTOUDXT1 | 20 | 40 | 1.171 | GWLL | 90 | 144.307 | 39.9 | 0 | 0.0405 | 4.026 | 0.986 | 0.986 | 0.00879 | 0 | 0 | 0.03506 | 0
|  |  | WSTOUDBT1 | 20 | 40 | 1.171 | GWLL | 90 | 144.307 | 39.9 | 0 | 0.0405 | 4.026 | 0.986 | 0.986 | 0.00879 | 0 | 0 | 0 | 0.10967
|  | West STOUD TUOS Region 2 | WSTOUDCT2 | 20 | 40 | 1.171 | GWLL | 90 | 144.307 | 39.9 | 0 | 0.0405 | 6.229 | 2.143 | 2.143 | 0.01062 | 0 | 0 | 0 | 0
|  |  | WSTOUDXT2 | 20 | 40 | 1.171 | GWLL | 90 | 144.307 | 39.9 | 0 | 0.0405 | 6.229 | 2.143 | 2.143 | 0.01062 | 0 | 0 | 0.03506 | 0
|  |  | WSTOUDBT2 | 20 | 40 | 1.171 | GWLL | 90 | 144.307 | 39.9 | 0 | 0.0405 | 6.229 | 2.143 | 2.143 | 0.01062 | 0 | 0 | 0 | 0.10967
|  | West STOUD TUOS Region 3 | WSTOUDCT3 | 20 | 40 | 1.171 | GWLL | 90 | 144.307 | 39.9 | 0 | 0.0405 | 8.496 | 4.268 | 4.268 | 0.01335 | 0 | 0 | 0 | 0
|  |  | WSTOUDXT3 | 20 | 40 | 1.171 | GWLL | 90 | 144.307 | 39.9 | 0 | 0.0405 | 8.496 | 4.268 | 4.268 | 0.01335 | 0 | 0 | 0.03506 | 0
|  |  | WSTOUDBT3 | 20 | 40 | 1.171 | GWLL | 90 | 144.307 | 39.9 | 0 | 0.0405 | 8.496 | 4.268 | 4.268 | 0.01335 | 0 | 0 | 0 | 0.10967
|  | Mount Isa STOUD TUOS Region 4 | MSTOUDCT4 | 20 | 40 | 1.073 | GMLL | 18 | 57.625 | 2.1 | 0 | 0.009 | 3.639 | 0.63 | 0.63 | 0.00072 | 0 | 0 | 0 | 0
|  |  | MSTOUDXT4 | 20 | 40 | 1.073 | GMLL | 18 | 57.625 | 2.1 | 0 | 0.009 | 3.639 | 0.63 | 0.63 | 0.00072 | 0 | 0 | 0.03506 | 0
|  |  | MSTOUDBT4 | 20 | 40 | 1.073 | GMLL | 18 | 57.625 | 2.1 | 0 | 0.009 | 3.639 | 0.63 | 0.63 | 0.00072 | 0 | 0 | 0 | 0.10967
Please refer to the Network Tariff Guide for Standard Control Services - Appendix 1 for application of these tariffs.
www.ergon.com.au/networktariffs
2018-19 Rates
8 | TARIFFS APPLYING TO STANDARD ASSET CUSTOMERS – LARGE (>100 MWh per annum) ANYTIME DEMAND GST Exclusive
| Tariff Group | Tariff | Network Tariff Code | Threshold Above Which Demand Charge Applies | Default Distribution Loss Factor |  | Distribution Use Of System (DUOS) |  |  | Transmission Use Of System (TUOS) |  |  | Jurisdictional Scheme Charge |  | ACS Meter Charges
[7 empty] | Fixed Charge (NDFC) | Actual Demand Charge (NDTDC) | Volume Charge (NDVC) | Fixed Charge (NTFC) | Actual Demand Charge (NTTDC) | Volume Charge (NTVC) | Fixed Charge (JSCF) | Volume Charge (JSCV) | Primary Service Fixed Charge Capital (ACSMCC) | Primary Service Fixed Charge Non-Capital (ACSMNCC)
|  |  |  | kW | Value | Code | $/day | $/kW /month | $/kWh | $/day | $/kW /month | $/kWh | $/day | $/kWh | $/day | $/day
| Demand Large | East Demand Large TUOS Region 1 | EDLTT1 | 400 | 1.075 | GELB | 338.4 | 18.8 | 0.0032 | 15.854 | 0.986 | 0.00879 | 0 | 0 | 0.03506 | 0.10967
|  |  | EDLTCT1 | 400 | 1.075 | GELB | 338.4 | 18.8 | 0.0032 | 15.854 | 0.986 | 0.00879 | 0 | 0 | 0 | 0
|  |  | EDLTXT1 | 400 | 1.075 | GELB | 338.4 | 18.8 | 0.0032 | 15.854 | 0.986 | 0.00879 | 0 | 0 | 0.03506 | 0
|  |  | EDLTBT1 | 400 | 1.075 | GELB | 338.4 | 18.8 | 0.0032 | 15.854 | 0.986 | 0.00879 | 0 | 0 | 0 | 0.10967
|  | East Demand Large TUOS Region 2 | EDLTT2 | 400 | 1.075 | GELB | 338.4 | 18.8 | 0.0032 | 31.936 | 2.143 | 0.01062 | 0 | 0 | 0.03506 | 0.10967
|  |  | EDLTCT2 | 400 | 1.075 | GELB | 338.4 | 18.8 | 0.0032 | 31.936 | 2.143 | 0.01062 | 0 | 0 | 0 | 0
|  |  | EDLTXT2 | 400 | 1.075 | GELB | 338.4 | 18.8 | 0.0032 | 31.936 | 2.143 | 0.01062 | 0 | 0 | 0.03506 | 0
|  |  | EDLTBT2 | 400 | 1.075 | GELB | 338.4 | 18.8 | 0.0032 | 31.936 | 2.143 | 0.01062 | 0 | 0 | 0 | 0.10967
|  | East Demand Large TUOS Region 3 | EDLTT3 | 400 | 1.075 | GELB | 338.4 | 18.8 | 0.0032 | 59.688 | 4.268 | 0.01335 | 0 | 0 | 0.03506 | 0.10967
|  |  | EDLTCT3 | 400 | 1.075 | GELB | 338.4 | 18.8 | 0.0032 | 59.688 | 4.268 | 0.01335 | 0 | 0 | 0 | 0
|  |  | EDLTXT3 | 400 | 1.075 | GELB | 338.4 | 18.8 | 0.0032 | 59.688 | 4.268 | 0.01335 | 0 | 0 | 0.03506 | 0
|  |  | EDLTBT3 | 400 | 1.075 | GELB | 338.4 | 18.8 | 0.0032 | 59.688 | 4.268 | 0.01335 | 0 | 0 | 0 | 0.10967
|  | West Demand Large TUOS Region 1 | WDLTT1 | 400 | 1.149 | GWLB | 1097.818 | 73.5 | 0.00313 | 15.854 | 0.986 | 0.00879 | 0 | 0 | 0.03506 | 0.10967
|  |  | WDLTCT1 | 400 | 1.149 | GWLB | 1097.818 | 73.5 | 0.00313 | 15.854 | 0.986 | 0.00879 | 0 | 0 | 0 | 0
|  |  | WDLTXT1 | 400 | 1.149 | GWLB | 1097.818 | 73.5 | 0.00313 | 15.854 | 0.986 | 0.00879 | 0 | 0 | 0.03506 | 0
|  |  | WDLTBT1 | 400 | 1.149 | GWLB | 1097.818 | 73.5 | 0.00313 | 15.854 | 0.986 | 0.00879 | 0 | 0 | 0 | 0.10967
|  | West Demand Large TUOS Region 2 | WDLTT2 | 400 | 1.149 | GWLB | 1097.818 | 73.5 | 0.00313 | 31.936 | 2.143 | 0.01062 | 0 | 0 | 0.03506 | 0.10967
|  |  | WDLTCT2 | 400 | 1.149 | GWLB | 1097.818 | 73.5 | 0.00313 | 31.936 | 2.143 | 0.01062 | 0 | 0 | 0 | 0
|  |  | WDLTXT2 | 400 | 1.149 | GWLB | 1097.818 | 73.5 | 0.00313 | 31.936 | 2.143 | 0.01062 | 0 | 0 | 0.03506 | 0
|  |  | WDLTBT2 | 400 | 1.149 | GWLB | 1097.818 | 73.5 | 0.00313 | 31.936 | 2.143 | 0.01062 | 0 | 0 | 0 | 0.10967
|  | West Demand Large TUOS Region 3 | WDLTT3 | 400 | 1.149 | GWLB | 1097.818 | 73.5 | 0.00313 | 59.688 | 4.268 | 0.01335 | 0 | 0 | 0.03506 | 0.10967
|  |  | WDLTCT3 | 400 | 1.149 | GWLB | 1097.818 | 73.5 | 0.00313 | 59.688 | 4.268 | 0.01335 | 0 | 0 | 0 | 0
|  |  | WDLTXT3 | 400 | 1.149 | GWLB | 1097.818 | 73.5 | 0.00313 | 59.688 | 4.268 | 0.01335 | 0 | 0 | 0.03506 | 0
|  |  | WDLTBT3 | 400 | 1.149 | GWLB | 1097.818 | 73.5 | 0.00313 | 59.688 | 4.268 | 0.01335 | 0 | 0 | 0 | 0.10967
|  | Mount Isa Demand Large TUOS Region 4 | MDLTT4 | 400 | 1.066 | GMLB | 222.44 | 12.22 | 0.00375 | 11.204 | 0.63 | 0.00072 | 0 | 0 | 0.03506 | 0.10967
|  |  | MDLTCT4 | 400 | 1.066 | GMLB | 222.44 | 12.22 | 0.00375 | 11.204 | 0.63 | 0.00072 | 0 | 0 | 0 | 0
|  |  | MDLTXT4 | 400 | 1.066 | GMLB | 222.44 | 12.22 | 0.00375 | 11.204 | 0.63 | 0.00072 | 0 | 0 | 0.03506 | 0
|  |  | MDLTBT4 | 400 | 1.066 | GMLB | 222.44 | 12.22 | 0.00375 | 11.204 | 0.63 | 0.00072 | 0 | 0 | 0 | 0.10967
| Demand Medium | East Demand Medium TUOS Region 1 | EDMTT1 | 120 | 1.087 | GELL | 128.09 | 23.158 | 0.0032 | 6.78 | 0.986 | 0.00879 | 0 | 0 | 0.03506 | 0.10967
|  |  | EDMTCT1 | 120 | 1.087 | GELL | 128.09 | 23.158 | 0.0032 | 6.78 | 0.986 | 0.00879 | 0 | 0 | 0 | 0
|  |  | EDMTXT1 | 120 | 1.087 | GELL | 128.09 | 23.158 | 0.0032 | 6.78 | 0.986 | 0.00879 | 0 | 0 | 0.03506 | 0
|  |  | EDMTBT1 | 120 | 1.087 | GELL | 128.09 | 23.158 | 0.0032 | 6.78 | 0.986 | 0.00879 | 0 | 0 | 0 | 0.10967
|  | East Demand Medium TUOS Region 2 | EDMTT2 | 120 | 1.087 | GELL | 128.09 | 23.158 | 0.0032 | 12.215 | 2.143 | 0.01062 | 0 | 0 | 0.03506 | 0.10967
|  |  | EDMTCT2 | 120 | 1.087 | GELL | 128.09 | 23.158 | 0.0032 | 12.215 | 2.143 | 0.01062 | 0 | 0 | 0 | 0
|  |  | EDMTXT2 | 120 | 1.087 | GELL | 128.09 | 23.158 | 0.0032 | 12.215 | 2.143 | 0.01062 | 0 | 0 | 0.03506 | 0
|  |  | EDMTBT2 | 120 | 1.087 | GELL | 128.09 | 23.158 | 0.0032 | 12.215 | 2.143 | 0.01062 | 0 | 0 | 0 | 0.10967
|  | East Demand Medium TUOS Region 3 | EDMTT3 | 120 | 1.087 | GELL | 128.09 | 23.158 | 0.0032 | 20.417 | 4.268 | 0.01335 | 0 | 0 | 0.03506 | 0.10967
|  |  | EDMTCT3 | 120 | 1.087 | GELL | 128.09 | 23.158 | 0.0032 | 20.417 | 4.268 | 0.01335 | 0 | 0 | 0 | 0
|  |  | EDMTXT3 | 120 | 1.087 | GELL | 128.09 | 23.158 | 0.0032 | 20.417 | 4.268 | 0.01335 | 0 | 0 | 0.03506 | 0
|  |  | EDMTBT3 | 120 | 1.087 | GELL | 128.09 | 23.158 | 0.0032 | 20.417 | 4.268 | 0.01335 | 0 | 0 | 0 | 0.10967
|  | West Demand Medium TUOS Region 1 | WDMTT1 | 120 | 1.171 | GWLL | 343.166 | 86.092 | 0.00313 | 6.78 | 0.986 | 0.00879 | 0 | 0 | 0.03506 | 0.10967
|  |  | WDMTCT1 | 120 | 1.171 | GWLL | 343.166 | 86.092 | 0.00313 | 6.78 | 0.986 | 0.00879 | 0 | 0 | 0 | 0
|  |  | WDMTXT1 | 120 | 1.171 | GWLL | 343.166 | 86.092 | 0.00313 | 6.78 | 0.986 | 0.00879 | 0 | 0 | 0.03506 | 0
|  |  | WDMTBT1 | 120 | 1.171 | GWLL | 343.166 | 86.092 | 0.00313 | 6.78 | 0.986 | 0.00879 | 0 | 0 | 0 | 0.10967
|  | West Demand Medium TUOS Region 2 | WDMTT2 | 120 | 1.171 | GWLL | 343.166 | 86.092 | 0.00313 | 12.215 | 2.143 | 0.01062 | 0 | 0 | 0.03506 | 0.10967
|  |  | WDMTCT2 | 120 | 1.171 | GWLL | 343.166 | 86.092 | 0.00313 | 12.215 | 2.143 | 0.01062 | 0 | 0 | 0 | 0
|  |  | WDMTXT2 | 120 | 1.171 | GWLL | 343.166 | 86.092 | 0.00313 | 12.215 | 2.143 | 0.01062 | 0 | 0 | 0.03506 | 0
|  |  | WDMTBT2 | 120 | 1.171 | GWLL | 343.166 | 86.092 | 0.00313 | 12.215 | 2.143 | 0.01062 | 0 | 0 | 0 | 0.10967
|  | West Demand Medium TUOS Region 3 | WDMTT3 | 120 | 1.171 | GWLL | 343.166 | 86.092 | 0.00313 | 20.417 | 4.268 | 0.01335 | 0 | 0 | 0.03506 | 0.10967
|  |  | WDMTCT3 | 120 | 1.171 | GWLL | 343.166 | 86.092 | 0.00313 | 20.417 | 4.268 | 0.01335 | 0 | 0 | 0 | 0
|  |  | WDMTXT3 | 120 | 1.171 | GWLL | 343.166 | 86.092 | 0.00313 | 20.417 | 4.268 | 0.01335 | 0 | 0 | 0.03506 | 0
|  |  | WDMTBT3 | 120 | 1.171 | GWLL | 343.166 | 86.092 | 0.00313 | 20.417 | 4.268 | 0.01335 | 0 | 0 | 0 | 0.10967
|  | Mount Isa Demand Medium TUOS Region 4 | MDMTT4 | 120 | 1.073 | GMLL | 77.277 | 16.082 | 0.00375 | 5.401 | 0.63 | 0.00072 | 0 | 0 | 0.03506 | 0.10967
|  |  | MDMTCT4 | 120 | 1.073 | GMLL | 77.277 | 16.082 | 0.00375 | 5.401 | 0.63 | 0.00072 | 0 | 0 | 0 | 0
|  |  | MDMTXT4 | 120 | 1.073 | GMLL | 77.277 | 16.082 | 0.00375 | 5.401 | 0.63 | 0.00072 | 0 | 0 | 0.03506 | 0
|  |  | MDMTBT4 | 120 | 1.073 | GMLL | 77.277 | 16.082 | 0.00375 | 5.401 | 0.63 | 0.00072 | 0 | 0 | 0 | 0.10967
| Demand Small | East Demand Small TUOS Region 1 | EDSTT1 | 30 | 1.087 | GELL | 36.116 | 31.458 | 0.0032 | 3.864 | 0.986 | 0.00879 | 0 | 0 | 0.03506 | 0.10967
|  |  | EDSTCT1 | 30 | 1.087 | GELL | 36.116 | 31.458 | 0.0032 | 3.864 | 0.986 | 0.00879 | 0 | 0 | 0 | 0
|  |  | EDSTXT1 | 30 | 1.087 | GELL | 36.116 | 31.458 | 0.0032 | 3.864 | 0.986 | 0.00879 | 0 | 0 | 0.03506 | 0
|  |  | EDSTBT1 | 30 | 1.087 | GELL | 36.116 | 31.458 | 0.0032 | 3.864 | 0.986 | 0.00879 | 0 | 0 | 0 | 0.10967
|  | East Demand Small TUOS Region 2 | EDSTT2 | 30 | 1.087 | GELL | 36.116 | 31.458 | 0.0032 | 5.877 | 2.143 | 0.01062 | 0 | 0 | 0.03506 | 0.10967
|  |  | EDSTCT2 | 30 | 1.087 | GELL | 36.116 | 31.458 | 0.0032 | 5.877 | 2.143 | 0.01062 | 0 | 0 | 0 | 0
|  |  | EDSTXT2 | 30 | 1.087 | GELL | 36.116 | 31.458 | 0.0032 | 5.877 | 2.143 | 0.01062 | 0 | 0 | 0.03506 | 0
|  |  | EDSTBT2 | 30 | 1.087 | GELL | 36.116 | 31.458 | 0.0032 | 5.877 | 2.143 | 0.01062 | 0 | 0 | 0 | 0.10967
|  | East Demand Small TUOS Region 3 | EDSTT3 | 30 | 1.087 | GELL | 36.116 | 31.458 | 0.0032 | 7.794 | 4.268 | 0.01335 | 0 | 0 | 0.03506 | 0.10967
|  |  | EDSTCT3 | 30 | 1.087 | GELL | 36.116 | 31.458 | 0.0032 | 7.794 | 4.268 | 0.01335 | 0 | 0 | 0 | 0
|  |  | EDSTXT3 | 30 | 1.087 | GELL | 36.116 | 31.458 | 0.0032 | 7.794 | 4.268 | 0.01335 | 0 | 0 | 0.03506 | 0
|  |  | EDSTBT3 | 30 | 1.087 | GELL | 36.116 | 31.458 | 0.0032 | 7.794 | 4.268 | 0.01335 | 0 | 0 | 0 | 0.10967
|  | West Demand Small TUOS Region 1 | WDSTT1 | 30 | 1.171 | GWLL | 89.356 | 87.606 | 0.00313 | 3.864 | 0.986 | 0.00879 | 0 | 0 | 0.03506 | 0.10967
|  |  | WDSTCT1 | 30 | 1.171 | GWLL | 89.356 | 87.606 | 0.00313 | 3.864 | 0.986 | 0.00879 | 0 | 0 | 0 | 0
|  |  | WDSTXT1 | 30 | 1.171 | GWLL | 89.356 | 87.606 | 0.00313 | 3.864 | 0.986 | 0.00879 | 0 | 0 | 0.03506 | 0
|  |  | WDSTBT1 | 30 | 1.171 | GWLL | 89.356 | 87.606 | 0.00313 | 3.864 | 0.986 | 0.00879 | 0 | 0 | 0 | 0.10967
|  | West Demand Small TUOS Region 2 | WDSTT2 | 30 | 1.171 | GWLL | 89.356 | 87.606 | 0.00313 | 5.877 | 2.143 | 0.01062 | 0 | 0 | 0.03506 | 0.10967
|  |  | WDSTCT2 | 30 | 1.171 | GWLL | 89.356 | 87.606 | 0.00313 | 5.877 | 2.143 | 0.01062 | 0 | 0 | 0 | 0
|  |  | WDSTXT2 | 30 | 1.171 | GWLL | 89.356 | 87.606 | 0.00313 | 5.877 | 2.143 | 0.01062 | 0 | 0 | 0.03506 | 0
|  |  | WDSTBT2 | 30 | 1.171 | GWLL | 89.356 | 87.606 | 0.00313 | 5.877 | 2.143 | 0.01062 | 0 | 0 | 0 | 0.10967
|  | West Demand Small TUOS Region 3 | WDSTT3 | 30 | 1.171 | GWLL | 89.356 | 87.606 | 0.00313 | 7.794 | 4.268 | 0.01335 | 0 | 0 | 0.03506 | 0.10967
|  |  | WDSTCT3 | 30 | 1.171 | GWLL | 89.356 | 87.606 | 0.00313 | 7.794 | 4.268 | 0.01335 | 0 | 0 | 0 | 0
|  |  | WDSTXT3 | 30 | 1.171 | GWLL | 89.356 | 87.606 | 0.00313 | 7.794 | 4.268 | 0.01335 | 0 | 0 | 0.03506 | 0
|  |  | WDSTBT3 | 30 | 1.171 | GWLL | 89.356 | 87.606 | 0.00313 | 7.794 | 4.268 | 0.01335 | 0 | 0 | 0 | 0.10967
|  | Mount Isa Demand Small TUOS Region 4 | MDSTT4 | 30 | 1.073 | GMLL | 22.665 | 18.8 | 0.00375 | 3.535 | 0.63 | 0.00072 | 0 | 0 | 0.03506 | 0.10967
|  |  | MDSTCT4 | 30 | 1.073 | GMLL | 22.665 | 18.8 | 0.00375 | 3.535 | 0.63 | 0.00072 | 0 | 0 | 0 | 0
|  |  | MDSTXT4 | 30 | 1.073 | GMLL | 22.665 | 18.8 | 0.00375 | 3.535 | 0.63 | 0.00072 | 0 | 0 | 0.03506 | 0
|  |  | MDSTBT4 | 30 | 1.073 | GMLL | 22.665 | 18.8 | 0.00375 | 3.535 | 0.63 | 0.00072 | 0 | 0 | 0 | 0.10967
Please refer to the Network Tariff Guide for Standard Control Services - Appendix 1 for application of these tariffs.
www.ergon.com.au/networktariffs

## SAC Small Tariff Rates
Ergon Energy Corporation Limited
2018-19 network tariffs for Standard Asset Customers <100 MWh per annum
2018-19 Rates
TARIFFS APPLYING TO STANDARD ASSET CUSTOMERS – SMALL (<100 MWh per annum) SEASONAL TIME-OF-USE DEMAND (STOUD) GST Exclusive
Tariff Group | Tariff | Network Tariff Code | Minimum Chargeable Demand |  | Default Distribution Loss Factor |  | Distribution Use Of System (DUOS) |  |  |  |  | Transmission Use Of System (TUOS) |  | Jurisdictional Scheme Charge |  | ACS Meter Charges
[7 empty] | Fixed Charge (NDFC) | Actual Demand Charge |  | Volume Charge |  | Fixed Charge (NTFC) | Volume Charge (NTVC) | Fixed Charge (JSCF) | Volume Charge (JSCV) | Primary Service Fixed Charge Capital (ACSMCC) | Primary Service Fixed Charge Non-Capital (ACSMNCC)
[8 empty] | Peak (NDDCP) | Off-peak (NDDCOP) | Peak (NDVCP) | Off-Peak (NDVCOP)
|  |  | Peak kW | Off Peak kW | Value | Code | $/day | $/kW/mth | $/kW/mth | $/kWh | $/kWh | $/day | $/kWh | $/day | $/kWh | $/day | $/day
Seasonal TOU Demand - Residential | East Residential STOUD TUOS Region 1 | ERTOUDCT1 | Nil | 3 | 1.087 | GELL | 0 | 78.125 | 11.5 | 0.0171 | 0.0171 | 0.109 | 0.00879 | 0 | 0 | 0 | 0
|  | ERTOUDXT1 | Nil | 3 | 1.087 | GELL | 0 | 78.125 | 11.5 | 0.0171 | 0.0171 | 0.109 | 0.00879 | 0 | 0 | 0.03506 | 0
|  | ERTOUDBT1 | Nil | 3 | 1.087 | GELL | 0 | 78.125 | 11.5 | 0.0171 | 0.0171 | 0.109 | 0.00879 | 0 | 0 | 0 | 0.10967
| East Residential STOUD TUOS Region 2 | ERTOUDCT2 | Nil | 3 | 1.087 | GELL | 0 | 78.125 | 11.5 | 0.0171 | 0.0171 | 0.177 | 0.01062 | 0 | 0 | 0 | 0
|  | ERTOUDXT2 | Nil | 3 | 1.087 | GELL | 0 | 78.125 | 11.5 | 0.0171 | 0.0171 | 0.177 | 0.01062 | 0 | 0 | 0.03506 | 0
|  | ERTOUDBT2 | Nil | 3 | 1.087 | GELL | 0 | 78.125 | 11.5 | 0.0171 | 0.0171 | 0.177 | 0.01062 | 0 | 0 | 0 | 0.10967
| East Residential STOUD TUOS Region 3 | ERTOUDCT3 | Nil | 3 | 1.087 | GELL | 0 | 78.125 | 11.5 | 0.0171 | 0.0171 | 0.301 | 0.01335 | 0 | 0 | 0 | 0
|  | ERTOUDXT3 | Nil | 3 | 1.087 | GELL | 0 | 78.125 | 11.5 | 0.0171 | 0.0171 | 0.301 | 0.01335 | 0 | 0 | 0.03506 | 0
|  | ERTOUDBT3 | Nil | 3 | 1.087 | GELL | 0 | 78.125 | 11.5 | 0.0171 | 0.0171 | 0.301 | 0.01335 | 0 | 0 | 0 | 0.10967
| West Residential STOUD TUOS Region 1 | WRTOUDCT1 | Nil | 3 | 1.171 | GWLL | 0 | 195.574 | 17.189 | 0.1235 | 0.1235 | 0.109 | 0.00879 | 0 | 0 | 0 | 0
|  | WRTOUDXT1 | Nil | 3 | 1.171 | GWLL | 0 | 195.574 | 17.189 | 0.1235 | 0.1235 | 0.109 | 0.00879 | 0 | 0 | 0.03506 | 0
|  | WRTOUDBT1 | Nil | 3 | 1.171 | GWLL | 0 | 195.574 | 17.189 | 0.1235 | 0.1235 | 0.109 | 0.00879 | 0 | 0 | 0 | 0.10967
| West Residential STOUD TUOS Region 2 | WRTOUDCT2 | Nil | 3 | 1.171 | GWLL | 0 | 195.574 | 17.189 | 0.1235 | 0.1235 | 0.177 | 0.01062 | 0 | 0 | 0 | 0
|  | WRTOUDXT2 | Nil | 3 | 1.171 | GWLL | 0 | 195.574 | 17.189 | 0.1235 | 0.1235 | 0.177 | 0.01062 | 0 | 0 | 0.03506 | 0
|  | WRTOUDBT2 | Nil | 3 | 1.171 | GWLL | 0 | 195.574 | 17.189 | 0.1235 | 0.1235 | 0.177 | 0.01062 | 0 | 0 | 0 | 0.10967
| West Residential STOUD TUOS Region 3 | WRTOUDCT3 | Nil | 3 | 1.171 | GWLL | 0 | 195.574 | 17.189 | 0.1235 | 0.1235 | 0.301 | 0.01335 | 0 | 0 | 0 | 0
|  | WRTOUDXT3 | Nil | 3 | 1.171 | GWLL | 0 | 195.574 | 17.189 | 0.1235 | 0.1235 | 0.301 | 0.01335 | 0 | 0 | 0.03506 | 0
|  | WRTOUDBT3 | Nil | 3 | 1.171 | GWLL | 0 | 195.574 | 17.189 | 0.1235 | 0.1235 | 0.301 | 0.01335 | 0 | 0 | 0 | 0.10967
| Mount Isa Residential STOUD TUOS Region 4 | MRTOUDCT4 | Nil | 3 | 1.073 | GMLL | 0 | 78.097 | 7.5 | 0.0095 | 0.0095 | 0.132 | 0.00072 | 0 | 0 | 0 | 0
|  | MRTOUDXT4 | Nil | 3 | 1.073 | GMLL | 0 | 78.097 | 7.5 | 0.0095 | 0.0095 | 0.132 | 0.00072 | 0 | 0 | 0.03506 | 0
|  | MRTOUDBT4 | Nil | 3 | 1.073 | GMLL | 0 | 78.097 | 7.5 | 0.0095 | 0.0095 | 0.132 | 0.00072 | 0 | 0 | 0 | 0.10967
Seasonal TOU Demand - Business | East Business STOUD TUOS Region 1 | EBTOUDCT1 | Nil | 3 | 1.087 | GELL | 0 | 97.088 | 10 | 0.02375 | 0.02375 | 0.109 | 0.00879 | 0 | 0 | 0 | 0
|  | EBTOUDXT1 | Nil | 3 | 1.087 | GELL | 0 | 97.088 | 10 | 0.02375 | 0.02375 | 0.109 | 0.00879 | 0 | 0 | 0.03506 | 0
|  | EBTOUDBT1 | Nil | 3 | 1.087 | GELL | 0 | 97.088 | 10 | 0.02375 | 0.02375 | 0.109 | 0.00879 | 0 | 0 | 0 | 0.10967
| East Business STOUD TUOS Region 2 | EBTOUDCT2 | Nil | 3 | 1.087 | GELL | 0 | 97.088 | 10 | 0.02375 | 0.02375 | 0.177 | 0.01062 | 0 | 0 | 0 | 0
|  | EBTOUDXT2 | Nil | 3 | 1.087 | GELL | 0 | 97.088 | 10 | 0.02375 | 0.02375 | 0.177 | 0.01062 | 0 | 0 | 0.03506 | 0
|  | EBTOUDBT2 | Nil | 3 | 1.087 | GELL | 0 | 97.088 | 10 | 0.02375 | 0.02375 | 0.177 | 0.01062 | 0 | 0 | 0 | 0.10967
| East Business STOUD TUOS Region 3 | EBTOUDCT3 | Nil | 3 | 1.087 | GELL | 0 | 97.088 | 10 | 0.02375 | 0.02375 | 0.301 | 0.01335 | 0 | 0 | 0 | 0
|  | EBTOUDXT3 | Nil | 3 | 1.087 | GELL | 0 | 97.088 | 10 | 0.02375 | 0.02375 | 0.301 | 0.01335 | 0 | 0 | 0.03506 | 0
|  | EBTOUDBT3 | Nil | 3 | 1.087 | GELL | 0 | 97.088 | 10 | 0.02375 | 0.02375 | 0.301 | 0.01335 | 0 | 0 | 0 | 0.10967
| West Business STOUD TUOS Region 1 | WBTOUDCT1 | Nil | 3 | 1.171 | GWLL | 0 | 243.043 | 18 | 0.1425 | 0.1425 | 0.109 | 0.00879 | 0 | 0 | 0 | 0
|  | WBTOUDXT1 | Nil | 3 | 1.171 | GWLL | 0 | 243.043 | 18 | 0.1425 | 0.1425 | 0.109 | 0.00879 | 0 | 0 | 0.03506 | 0
|  | WBTOUDBT1 | Nil | 3 | 1.171 | GWLL | 0 | 243.043 | 18 | 0.1425 | 0.1425 | 0.109 | 0.00879 | 0 | 0 | 0 | 0.10967
| West Business STOUD TUOS Region 2 | WBTOUDCT2 | Nil | 3 | 1.171 | GWLL | 0 | 243.043 | 18 | 0.1425 | 0.1425 | 0.177 | 0.01062 | 0 | 0 | 0 | 0
|  | WBTOUDXT2 | Nil | 3 | 1.171 | GWLL | 0 | 243.043 | 18 | 0.1425 | 0.1425 | 0.177 | 0.01062 | 0 | 0 | 0.03506 | 0
|  | WBTOUDBT2 | Nil | 3 | 1.171 | GWLL | 0 | 243.043 | 18 | 0.1425 | 0.1425 | 0.177 | 0.01062 | 0 | 0 | 0 | 0.10967
| West Business STOUD TUOS Region 3 | WBTOUDCT3 | Nil | 3 | 1.171 | GWLL | 0 | 243.043 | 18 | 0.1425 | 0.1425 | 0.301 | 0.01335 | 0 | 0 | 0 | 0
|  | WBTOUDXT3 | Nil | 3 | 1.171 | GWLL | 0 | 243.043 | 18 | 0.1425 | 0.1425 | 0.301 | 0.01335 | 0 | 0 | 0.03506 | 0
|  | WBTOUDBT3 | Nil | 3 | 1.171 | GWLL | 0 | 243.043 | 18 | 0.1425 | 0.1425 | 0.301 | 0.01335 | 0 | 0 | 0 | 0.10967
| Mount Isa Business STOUD TUOS Region 4 | MBTOUDCT4 | Nil | 3 | 1.073 | GMLL | 0 | 97.053 | 4 | 0.0095 | 0.0095 | 0.132 | 0.00072 | 0 | 0 | 0 | 0
|  | MBTOUDXT4 | Nil | 3 | 1.073 | GMLL | 0 | 97.053 | 4 | 0.0095 | 0.0095 | 0.132 | 0.00072 | 0 | 0 | 0.03506 | 0
|  | MBTOUDBT4 | Nil | 3 | 1.073 | GMLL | 0 | 97.053 | 4 | 0.0095 | 0.0095 | 0.132 | 0.00072 | 0 | 0 | 0 | 0.10967
Please refer to the Network Tariff Guide for Standard Control Services - Appendix 1 for application of these tariffs.
www.ergon.com.au/networktariffs
2018-19 Rates
TARIFFS APPLYING TO STANDARD ASSET CUSTOMERS – SMALL (<100 MWh per annum) INCLINING BLOCK TARIFF (IBT) GST Exclusive
Tariff Group | Tariff | Network Tariff Code | Default Distribution Loss Factor |  | Distribution Use Of System (DUOS) |  |  |  | Transmission Use Of System (TUOS) |  | Jurisdictional Scheme Charge |  | ACS Meter Charges
[5 empty] | Fixed Charge (NDFC) | Volume Charge |  |  | Fixed Charge (NTFC) | Volume Charge (NTVC) | Fixed Charge (JSCF) | Volume Charge (JSCV) | Primary Service Fixed Charge Capital (ACSMCC) | Primary Service Fixed Charge Non-Capital (ACSMNCC)
[6 empty] | Block 1 (NDVCIBT) | Block 2 (NDVCIBT) | Block 3 (NDVCIBT)
|  |  | Value | Code | $/day | $/kWh | $/kWh | $/kWh | $/day | $/kWh | $/day | $/kWh | $/day | $/day
IBT Residential | IBT Residential East TUOS Region 1 | ERIBT1 | 1.087 | GELL | 1.25 | 0.02172 | 0.05132 | 0.08793 | 0.109 | 0.00879 | 0 | 0 | 0.03506 | 0.10967
|  | ERIBCT1 | 1.087 | GELL | 1.25 | 0.02172 | 0.05132 | 0.08793 | 0.109 | 0.00879 | 0 | 0 | 0 | 0
|  | ERIBXT1 | 1.087 | GELL | 1.25 | 0.02172 | 0.05132 | 0.08793 | 0.109 | 0.00879 | 0 | 0 | 0.03506 | 0
|  | ERIBBT1 | 1.087 | GELL | 1.25 | 0.02172 | 0.05132 | 0.08793 | 0.109 | 0.00879 | 0 | 0 | 0 | 0.10967
| IBT Residential East TUOS Region 2 | ERIBT2 | 1.087 | GELL | 1.25 | 0.02172 | 0.05132 | 0.08793 | 0.177 | 0.01062 | 0 | 0 | 0.03506 | 0.10967
|  | ERIBCT2 | 1.087 | GELL | 1.25 | 0.02172 | 0.05132 | 0.08793 | 0.177 | 0.01062 | 0 | 0 | 0 | 0
|  | ERIBXT2 | 1.087 | GELL | 1.25 | 0.02172 | 0.05132 | 0.08793 | 0.177 | 0.01062 | 0 | 0 | 0.03506 | 0
|  | ERIBBT2 | 1.087 | GELL | 1.25 | 0.02172 | 0.05132 | 0.08793 | 0.177 | 0.01062 | 0 | 0 | 0 | 0.10967
| IBT Residential East TUOS Region 3 | ERIBT3 | 1.087 | GELL | 1.25 | 0.02172 | 0.05132 | 0.08793 | 0.301 | 0.01335 | 0 | 0 | 0.03506 | 0.10967
|  | ERIBCT3 | 1.087 | GELL | 1.25 | 0.02172 | 0.05132 | 0.08793 | 0.301 | 0.01335 | 0 | 0 | 0 | 0
|  | ERIBXT3 | 1.087 | GELL | 1.25 | 0.02172 | 0.05132 | 0.08793 | 0.301 | 0.01335 | 0 | 0 | 0.03506 | 0
|  | ERIBBT3 | 1.087 | GELL | 1.25 | 0.02172 | 0.05132 | 0.08793 | 0.301 | 0.01335 | 0 | 0 | 0 | 0.10967
| IBT Residential West TUOS Region 1 | WRIBT1 | 1.171 | GWLL | 2 | 0.07171 | 0.29771 | 0.34924 | 0.109 | 0.00879 | 0 | 0 | 0.03506 | 0.10967
|  | WRIBCT1 | 1.171 | GWLL | 2 | 0.07171 | 0.29771 | 0.34924 | 0.109 | 0.00879 | 0 | 0 | 0 | 0
|  | WRIBXT1 | 1.171 | GWLL | 2 | 0.07171 | 0.29771 | 0.34924 | 0.109 | 0.00879 | 0 | 0 | 0.03506 | 0
|  | WRIBBT1 | 1.171 | GWLL | 2 | 0.07171 | 0.29771 | 0.34924 | 0.109 | 0.00879 | 0 | 0 | 0 | 0.10967
| IBT Residential West TUOS Region 2 | WRIBT2 | 1.171 | GWLL | 2 | 0.07171 | 0.29771 | 0.34924 | 0.177 | 0.01062 | 0 | 0 | 0.03506 | 0.10967
|  | WRIBCT2 | 1.171 | GWLL | 2 | 0.07171 | 0.29771 | 0.34924 | 0.177 | 0.01062 | 0 | 0 | 0 | 0
|  | WRIBXT2 | 1.171 | GWLL | 2 | 0.07171 | 0.29771 | 0.34924 | 0.177 | 0.01062 | 0 | 0 | 0.03506 | 0
|  | WRIBBT2 | 1.171 | GWLL | 2 | 0.07171 | 0.29771 | 0.34924 | 0.177 | 0.01062 | 0 | 0 | 0 | 0.10967
| IBT Residential West TUOS Region 3 | WRIBT3 | 1.171 | GWLL | 2 | 0.07171 | 0.29771 | 0.34924 | 0.301 | 0.01335 | 0 | 0 | 0.03506 | 0.10967
|  | WRIBCT3 | 1.171 | GWLL | 2 | 0.07171 | 0.29771 | 0.34924 | 0.301 | 0.01335 | 0 | 0 | 0 | 0
|  | WRIBXT3 | 1.171 | GWLL | 2 | 0.07171 | 0.29771 | 0.34924 | 0.301 | 0.01335 | 0 | 0 | 0.03506 | 0
|  | WRIBBT3 | 1.171 | GWLL | 2 | 0.07171 | 0.29771 | 0.34924 | 0.301 | 0.01335 | 0 | 0 | 0 | 0.10967
| IBT Residential Mount Isa TUOS Region 4 | MRIBT4 | 1.073 | GMLL | 1.25 | 0.02172 | 0.02892 | 0.05164 | 0.132 | 0.00072 | 0 | 0 | 0.03506 | 0.10967
|  | MRIBCT4 | 1.073 | GMLL | 1.25 | 0.02172 | 0.02892 | 0.05164 | 0.132 | 0.00072 | 0 | 0 | 0 | 0
|  | MRIBXT4 | 1.073 | GMLL | 1.25 | 0.02172 | 0.02892 | 0.05164 | 0.132 | 0.00072 | 0 | 0 | 0.03506 | 0
|  | MRIBBT4 | 1.073 | GMLL | 1.25 | 0.02172 | 0.02892 | 0.05164 | 0.132 | 0.00072 | 0 | 0 | 0 | 0.10967
IBT Business | IBT Business East TUOS Region 1 | EBIBT1 | 1.087 | GELL | 1.25 | 0.02525 | 0.07675 | 0.11597 | 0.109 | 0.00879 | 0 | 0 | 0.03506 | 0.10967
|  | EBIBCT1 | 1.087 | GELL | 1.25 | 0.02525 | 0.07675 | 0.11597 | 0.109 | 0.00879 | 0 | 0 | 0 | 0
|  | EBIBXT1 | 1.087 | GELL | 1.25 | 0.02525 | 0.07675 | 0.11597 | 0.109 | 0.00879 | 0 | 0 | 0.03506 | 0
|  | EBIBBT1 | 1.087 | GELL | 1.25 | 0.02525 | 0.07675 | 0.11597 | 0.109 | 0.00879 | 0 | 0 | 0 | 0.10967
| IBT Business East TUOS Region 2 | EBIBT2 | 1.087 | GELL | 1.25 | 0.02525 | 0.07675 | 0.11597 | 0.177 | 0.01062 | 0 | 0 | 0.03506 | 0.10967
|  | EBIBCT2 | 1.087 | GELL | 1.25 | 0.02525 | 0.07675 | 0.11597 | 0.177 | 0.01062 | 0 | 0 | 0 | 0
|  | EBIBXT2 | 1.087 | GELL | 1.25 | 0.02525 | 0.07675 | 0.11597 | 0.177 | 0.01062 | 0 | 0 | 0.03506 | 0
|  | EBIBBT2 | 1.087 | GELL | 1.25 | 0.02525 | 0.07675 | 0.11597 | 0.177 | 0.01062 | 0 | 0 | 0 | 0.10967
| IBT Business East TUOS Region 3 | EBIBT3 | 1.087 | GELL | 1.25 | 0.02525 | 0.07675 | 0.11597 | 0.301 | 0.01335 | 0 | 0 | 0.03506 | 0.10967
|  | EBIBCT3 | 1.087 | GELL | 1.25 | 0.02525 | 0.07675 | 0.11597 | 0.301 | 0.01335 | 0 | 0 | 0 | 0
|  | EBIBXT3 | 1.087 | GELL | 1.25 | 0.02525 | 0.07675 | 0.11597 | 0.301 | 0.01335 | 0 | 0 | 0.03506 | 0
|  | EBIBBT3 | 1.087 | GELL | 1.25 | 0.02525 | 0.07675 | 0.11597 | 0.301 | 0.01335 | 0 | 0 | 0 | 0.10967
| IBT Business West TUOS Region 1 | WBIBT1 | 1.171 | GWLL | 2 | 0.07171 | 0.30671 | 0.35926 | 0.109 | 0.00879 | 0 | 0 | 0.03506 | 0.10967
|  | WBIBCT1 | 1.171 | GWLL | 2 | 0.07171 | 0.30671 | 0.35926 | 0.109 | 0.00879 | 0 | 0 | 0 | 0
|  | WBIBXT1 | 1.171 | GWLL | 2 | 0.07171 | 0.30671 | 0.35926 | 0.109 | 0.00879 | 0 | 0 | 0.03506 | 0
|  | WBIBBT1 | 1.171 | GWLL | 2 | 0.07171 | 0.30671 | 0.35926 | 0.109 | 0.00879 | 0 | 0 | 0 | 0.10967
| IBT Business West TUOS Region 2 | WBIBT2 | 1.171 | GWLL | 2 | 0.07171 | 0.30671 | 0.35926 | 0.177 | 0.01062 | 0 | 0 | 0.03506 | 0.10967
|  | WBIBCT2 | 1.171 | GWLL | 2 | 0.07171 | 0.30671 | 0.35926 | 0.177 | 0.01062 | 0 | 0 | 0 | 0
|  | WBIBXT2 | 1.171 | GWLL | 2 | 0.07171 | 0.30671 | 0.35926 | 0.177 | 0.01062 | 0 | 0 | 0.03506 | 0
|  | WBIBBT2 | 1.171 | GWLL | 2 | 0.07171 | 0.30671 | 0.35926 | 0.177 | 0.01062 | 0 | 0 | 0 | 0.10967
| IBT Business West TUOS Region 3 | WBIBT3 | 1.171 | GWLL | 2 | 0.07171 | 0.30671 | 0.35926 | 0.301 | 0.01335 | 0 | 0 | 0.03506 | 0.10967
|  | WBIBCT3 | 1.171 | GWLL | 2 | 0.07171 | 0.30671 | 0.35926 | 0.301 | 0.01335 | 0 | 0 | 0 | 0
|  | WBIBXT3 | 1.171 | GWLL | 2 | 0.07171 | 0.30671 | 0.35926 | 0.301 | 0.01335 | 0 | 0 | 0.03506 | 0
|  | WBIBBT3 | 1.171 | GWLL | 2 | 0.07171 | 0.30671 | 0.35926 | 0.301 | 0.01335 | 0 | 0 | 0 | 0.10967
| IBT Business Mount Isa TUOS Region 4 | MBIBT4 | 1.073 | GMLL | 1.25 | 0.02525 | 0.05125 | 0.07213 | 0.132 | 0.00072 | 0 | 0 | 0.03506 | 0.10967
|  | MBIBCT4 | 1.073 | GMLL | 1.25 | 0.02525 | 0.05125 | 0.07213 | 0.132 | 0.00072 | 0 | 0 | 0 | 0
|  | MBIBXT4 | 1.073 | GMLL | 1.25 | 0.02525 | 0.05125 | 0.07213 | 0.132 | 0.00072 | 0 | 0 | 0.03506 | 0
|  | MBIBBT4 | 1.073 | GMLL | 1.25 | 0.02525 | 0.05125 | 0.07213 | 0.132 | 0.00072 | 0 | 0 | 0 | 0.10967
Please refer to the Network Tariff Guide for Standard Control Services - Appendix 1 for application of these tariffs.
www.ergon.com.au/networktariffs
2018-19 Rates
TARIFFS APPLYING TO STANDARD ASSET CUSTOMERS – SMALL (<100 MWh per annum) SEASONAL TIME-OF-USE ENERGY (STOUE) GST Exclusive
Tariff Group | Tariff | Network Tariff Code | Default Distribution Loss Factor |  | Distribution Use Of System (DUOS) |  |  | Transmission Use Of System (TUOS) |  | Jurisdictional Scheme Charge |  | ACS Meter Charges
[5 empty] | Fixed Charge (NDFC) | Volume Charge |  | Fixed Charge (NTFC) | Volume Charge (NTVC) | Fixed Charge (JSCF) | Volume Charge (JSCV) | Primary Service Fixed Charge Capital (ACSMCC) | Primary Service Fixed Charge Non-Capital (ACSMNCC)
[6 empty] | Peak (NDVCP) | Off-peak (NDVCOP)
|  |  | Value | Code | $/day | $/kWh | $/kWh | $/day | $/kWh | $/day | $/kWh | $/day | $/day
Seasonal TOU Energy - Residential | East Residential STOUE TUOS Region 1 | ERTOUT1 | 1.087 | GELL | 1.25 | 0.39457 | 0.042 | 0.109 | 0.00879 | 0 | 0 | 0.03506 | 0.10967
|  | ERTOUCT1 | 1.087 | GELL | 1.25 | 0.39457 | 0.042 | 0.109 | 0.00879 | 0 | 0 | 0 | 0
|  | ERTOUXT1 | 1.087 | GELL | 1.25 | 0.39457 | 0.042 | 0.109 | 0.00879 | 0 | 0 | 0.03506 | 0
|  | ERTOUBT1 | 1.087 | GELL | 1.25 | 0.39457 | 0.042 | 0.109 | 0.00879 | 0 | 0 | 0 | 0.10967
| East Residential STOUE TUOS Region 2 | ERTOUT2 | 1.087 | GELL | 1.25 | 0.39457 | 0.042 | 0.177 | 0.01062 | 0 | 0 | 0.03506 | 0.10967
|  | ERTOUCT2 | 1.087 | GELL | 1.25 | 0.39457 | 0.042 | 0.177 | 0.01062 | 0 | 0 | 0 | 0
|  | ERTOUXT2 | 1.087 | GELL | 1.25 | 0.39457 | 0.042 | 0.177 | 0.01062 | 0 | 0 | 0.03506 | 0
|  | ERTOUBT2 | 1.087 | GELL | 1.25 | 0.39457 | 0.042 | 0.177 | 0.01062 | 0 | 0 | 0 | 0.10967
| East Residential STOUE TUOS Region 3 | ERTOUT3 | 1.087 | GELL | 1.25 | 0.39457 | 0.042 | 0.301 | 0.01335 | 0 | 0 | 0.03506 | 0.10967
|  | ERTOUCT3 | 1.087 | GELL | 1.25 | 0.39457 | 0.042 | 0.301 | 0.01335 | 0 | 0 | 0 | 0
|  | ERTOUXT3 | 1.087 | GELL | 1.25 | 0.39457 | 0.042 | 0.301 | 0.01335 | 0 | 0 | 0.03506 | 0
|  | ERTOUBT3 | 1.087 | GELL | 1.25 | 0.39457 | 0.042 | 0.301 | 0.01335 | 0 | 0 | 0 | 0.10967
| West Residential STOUE TUOS Region 1 | WRTOUT1 | 1.171 | GWLL | 2 | 0.98774 | 0.22 | 0.109 | 0.00879 | 0 | 0 | 0.03506 | 0.10967
|  | WRTOUCT1 | 1.171 | GWLL | 2 | 0.98774 | 0.22 | 0.109 | 0.00879 | 0 | 0 | 0 | 0
|  | WRTOUXT1 | 1.171 | GWLL | 2 | 0.98774 | 0.22 | 0.109 | 0.00879 | 0 | 0 | 0.03506 | 0
|  | WRTOUBT1 | 1.171 | GWLL | 2 | 0.98774 | 0.22 | 0.109 | 0.00879 | 0 | 0 | 0 | 0.10967
| West Residential STOUE TUOS Region 2 | WRTOUT2 | 1.171 | GWLL | 2 | 0.98774 | 0.22 | 0.177 | 0.01062 | 0 | 0 | 0.03506 | 0.10967
|  | WRTOUCT2 | 1.171 | GWLL | 2 | 0.98774 | 0.22 | 0.177 | 0.01062 | 0 | 0 | 0 | 0
|  | WRTOUXT2 | 1.171 | GWLL | 2 | 0.98774 | 0.22 | 0.177 | 0.01062 | 0 | 0 | 0.03506 | 0
|  | WRTOUBT2 | 1.171 | GWLL | 2 | 0.98774 | 0.22 | 0.177 | 0.01062 | 0 | 0 | 0 | 0.10967
| West Residential STOUE TUOS Region 3 | WRTOUT3 | 1.171 | GWLL | 2 | 0.98774 | 0.22 | 0.301 | 0.01335 | 0 | 0 | 0.03506 | 0.10967
|  | WRTOUCT3 | 1.171 | GWLL | 2 | 0.98774 | 0.22 | 0.301 | 0.01335 | 0 | 0 | 0 | 0
|  | WRTOUXT3 | 1.171 | GWLL | 2 | 0.98774 | 0.22 | 0.301 | 0.01335 | 0 | 0 | 0.03506 | 0
|  | WRTOUBT3 | 1.171 | GWLL | 2 | 0.98774 | 0.22 | 0.301 | 0.01335 | 0 | 0 | 0 | 0.10967
| Mount Isa Residential STOUE TUOS Region 4 | MRTOUT4 | 1.073 | GMLL | 1.25 | 0.39443 | 0.011 | 0.132 | 0.00072 | 0 | 0 | 0.03506 | 0.10967
|  | MRTOUCT4 | 1.073 | GMLL | 1.25 | 0.39443 | 0.011 | 0.132 | 0.00072 | 0 | 0 | 0 | 0
|  | MRTOUXT4 | 1.073 | GMLL | 1.25 | 0.39443 | 0.011 | 0.132 | 0.00072 | 0 | 0 | 0.03506 | 0
|  | MRTOUBT4 | 1.073 | GMLL | 1.25 | 0.39443 | 0.011 | 0.132 | 0.00072 | 0 | 0 | 0 | 0.10967
Seasonal TOU Energy - Business | East Business STOUE TUOS Region 1 | EBTOUT1 | 1.087 | GELL | 1.25 | 0.44672 | 0.07999 | 0.109 | 0.00879 | 0 | 0 | 0.03506 | 0.10967
|  | EBTOUCT1 | 1.087 | GELL | 1.25 | 0.44672 | 0.07999 | 0.109 | 0.00879 | 0 | 0 | 0 | 0
|  | EBTOUXT1 | 1.087 | GELL | 1.25 | 0.44672 | 0.07999 | 0.109 | 0.00879 | 0 | 0 | 0.03506 | 0
|  | EBTOUBT1 | 1.087 | GELL | 1.25 | 0.44672 | 0.07999 | 0.109 | 0.00879 | 0 | 0 | 0 | 0.10967
| East Business STOUE TUOS Region 2 | EBTOUT2 | 1.087 | GELL | 1.25 | 0.44672 | 0.07999 | 0.177 | 0.01062 | 0 | 0 | 0.03506 | 0.10967
|  | EBTOUCT2 | 1.087 | GELL | 1.25 | 0.44672 | 0.07999 | 0.177 | 0.01062 | 0 | 0 | 0 | 0
|  | EBTOUXT2 | 1.087 | GELL | 1.25 | 0.44672 | 0.07999 | 0.177 | 0.01062 | 0 | 0 | 0.03506 | 0
|  | EBTOUBT2 | 1.087 | GELL | 1.25 | 0.44672 | 0.07999 | 0.177 | 0.01062 | 0 | 0 | 0 | 0.10967
| East Business STOUE TUOS Region 3 | EBTOUT3 | 1.087 | GELL | 1.25 | 0.44672 | 0.07999 | 0.301 | 0.01335 | 0 | 0 | 0.03506 | 0.10967
|  | EBTOUCT3 | 1.087 | GELL | 1.25 | 0.44672 | 0.07999 | 0.301 | 0.01335 | 0 | 0 | 0 | 0
|  | EBTOUXT3 | 1.087 | GELL | 1.25 | 0.44672 | 0.07999 | 0.301 | 0.01335 | 0 | 0 | 0.03506 | 0
|  | EBTOUBT3 | 1.087 | GELL | 1.25 | 0.44672 | 0.07999 | 0.301 | 0.01335 | 0 | 0 | 0 | 0.10967
| West Business STOUE TUOS Region 1 | WBTOUT1 | 1.171 | GWLL | 2 | 1.1183 | 0.24 | 0.109 | 0.00879 | 0 | 0 | 0.03506 | 0.10967
|  | WBTOUCT1 | 1.171 | GWLL | 2 | 1.1183 | 0.24 | 0.109 | 0.00879 | 0 | 0 | 0 | 0
|  | WBTOUXT1 | 1.171 | GWLL | 2 | 1.1183 | 0.24 | 0.109 | 0.00879 | 0 | 0 | 0.03506 | 0
|  | WBTOUBT1 | 1.171 | GWLL | 2 | 1.1183 | 0.24 | 0.109 | 0.00879 | 0 | 0 | 0 | 0.10967
| West Business STOUE TUOS Region 2 | WBTOUT2 | 1.171 | GWLL | 2 | 1.1183 | 0.24 | 0.177 | 0.01062 | 0 | 0 | 0.03506 | 0.10967
|  | WBTOUCT2 | 1.171 | GWLL | 2 | 1.1183 | 0.24 | 0.177 | 0.01062 | 0 | 0 | 0 | 0
|  | WBTOUXT2 | 1.171 | GWLL | 2 | 1.1183 | 0.24 | 0.177 | 0.01062 | 0 | 0 | 0.03506 | 0
|  | WBTOUBT2 | 1.171 | GWLL | 2 | 1.1183 | 0.24 | 0.177 | 0.01062 | 0 | 0 | 0 | 0.10967
| West Business STOUE TUOS Region 3 | WBTOUT3 | 1.171 | GWLL | 2 | 1.1183 | 0.24 | 0.301 | 0.01335 | 0 | 0 | 0.03506 | 0.10967
|  | WBTOUCT3 | 1.171 | GWLL | 2 | 1.1183 | 0.24 | 0.301 | 0.01335 | 0 | 0 | 0 | 0
|  | WBTOUXT3 | 1.171 | GWLL | 2 | 1.1183 | 0.24 | 0.301 | 0.01335 | 0 | 0 | 0.03506 | 0
|  | WBTOUBT3 | 1.171 | GWLL | 2 | 1.1183 | 0.24 | 0.301 | 0.01335 | 0 | 0 | 0 | 0.10967
| Mount Isa Business STOUE TUOS Region 4 | MBTOUT4 | 1.073 | GMLL | 1.25 | 0.44656 | 0.041 | 0.132 | 0.00072 | 0 | 0 | 0.03506 | 0.10967
|  | MBTOUCT4 | 1.073 | GMLL | 1.25 | 0.44656 | 0.041 | 0.132 | 0.00072 | 0 | 0 | 0 | 0
|  | MBTOUXT4 | 1.073 | GMLL | 1.25 | 0.44656 | 0.041 | 0.132 | 0.00072 | 0 | 0 | 0.03506 | 0
|  | MBTOUBT4 | 1.073 | GMLL | 1.25 | 0.44656 | 0.041 | 0.132 | 0.00072 | 0 | 0 | 0 | 0.10967
Please refer to the Network Tariff Guide for Standard Control Services - Appendix 1 for application of these tariffs.
www.ergon.com.au/networktariffs
2018-19 Rates
TARIFFS APPLYING TO STANDARD ASSET CUSTOMERS – SMALL (<100 MWh per annum) Lifestyle GST Exclusive
Tariff Group | Tariff | Network Tariff Code | Default Distribution Loss Factor |  | Distribution Use Of System (DUOS) | [6 empty] | Transmission Use Of System (TUOS)
[5 empty] | Network Access Allowance (NDAAC) |  |  |  |  | Volume Charge (NDVC) | Summer Peak Top Up (NDTUC) | Monthly Fixed (NTMFC) | Volume Charge (NTVC)
[5 empty] | Band 1 | Band 2 | Band 3 | Band 4 | Band 5
|  |  | Value | Code | $/Month | $/Month | $/Month | $/Month | $/Month | $/kWh | $/kWh/month | $/Month | $/kWh
Residential Lifestyle | Residential Lifestyle East | ERLT1 | 1.087 | GELL | 24.0325 | 39.6616 | 55.2908 | 70.92 | 86.5491 | 0.01579 | 8.2522 | 3.3177 | 0.00879
|  | ERLT2 | 1.087 | GELL | 24.0325 | 39.6616 | 55.2908 | 70.92 | 86.5491 | 0.01579 | 8.2522 | 5.3874 | 0.01062
|  | ERLT3 | 1.087 | GELL | 24.0325 | 39.6616 | 55.2908 | 70.92 | 86.5491 | 0.01579 | 8.2522 | 9.1617 | 0.01335
2018-19 Rates
TARIFFS APPLYING TO STANDARD ASSET CUSTOMERS – SMALL (<100 MWh per annum) CONTROLLED LOAD GST Exclusive
Tariff Group | Tariff | Network Tariff Code | Default Distribution Loss Factor |  | Distribution Use Of System (DUOS) |  | Transmission Use Of System (TUOS) |  | Jurisdictional Scheme Charge |  | ACS Meter Charges
[5 empty] | Fixed Charge (NDFC) | Volume Charge (NDVC) | Fixed Charge (NTFC) | Volume Charge (NTVC) | Fixed Charge (JSCF) | Volume Charge (JSCV) | Controlled Load Fixed Charge Capital (ACSMCC) | Controlled Load Fixed Charge Non-Capital (ACSMNCC)
|  |  | Value | Code | $/day | $/kWh | $/day | $/kWh | $/day | $/kWh | $/day | $/day
Volume Night Controlled | East Volume Night Controlled TUOS Region 1 | EVNT1 | 1.087 | GELL | 0.094 | 0.04141 |  | 0.00879 |  | 0 | 0.01289 | 0.04032
|  | EVNCT1 | 1.087 | GELL | 0.094 | 0.04141 |  | 0.00879 |  | 0 | 0 | 0
|  | EVNXT1 | 1.087 | GELL | 0.094 | 0.04141 |  | 0.00879 |  | 0 | 0.01289 | 0
|  | EVNBT1 | 1.087 | GELL | 0.094 | 0.04141 |  | 0.00879 |  | 0 | 0 | 0.04032
| East Volume Night Controlled TUOS Region 2 | EVNT2 | 1.087 | GELL | 0.094 | 0.04141 |  | 0.01062 |  | 0 | 0.01289 | 0.04032
|  | EVNCT2 | 1.087 | GELL | 0.094 | 0.04141 |  | 0.01062 |  | 0 | 0 | 0
|  | EVNXT2 | 1.087 | GELL | 0.094 | 0.04141 |  | 0.01062 |  | 0 | 0.01289 | 0
|  | EVNBT2 | 1.087 | GELL | 0.094 | 0.04141 |  | 0.01062 |  | 0 | 0 | 0.04032
| East Volume Night Controlled TUOS Region 3 | EVNT3 | 1.087 | GELL | 0.094 | 0.04141 |  | 0.01335 |  | 0 | 0.01289 | 0.04032
|  | EVNCT3 | 1.087 | GELL | 0.094 | 0.04141 |  | 0.01335 |  | 0 | 0 | 0
|  | EVNXT3 | 1.087 | GELL | 0.094 | 0.04141 |  | 0.01335 |  | 0 | 0.01289 | 0
|  | EVNBT3 | 1.087 | GELL | 0.094 | 0.04141 |  | 0.01335 |  | 0 | 0 | 0.04032
| West Volume Night Controlled TUOS Region 1 | WVNT1 | 1.171 | GWLL | 0.118 | 0.08282 |  | 0.00879 |  | 0 | 0.01289 | 0.04032
|  | WVNCT1 | 1.171 | GWLL | 0.118 | 0.08282 |  | 0.00879 |  | 0 | 0 | 0
|  | WVNXT1 | 1.171 | GWLL | 0.118 | 0.08282 |  | 0.00879 |  | 0 | 0.01289 | 0
|  | WVNBT1 | 1.171 | GWLL | 0.118 | 0.08282 |  | 0.00879 |  | 0 | 0 | 0.04032
| West Volume Night Controlled TUOS Region 2 | WVNT2 | 1.171 | GWLL | 0.118 | 0.08282 |  | 0.01062 |  | 0 | 0.01289 | 0.04032
|  | WVNCT2 | 1.171 | GWLL | 0.118 | 0.08282 |  | 0.01062 |  | 0 | 0 | 0
|  | WVNXT2 | 1.171 | GWLL | 0.118 | 0.08282 |  | 0.01062 |  | 0 | 0.01289 | 0
|  | WVNBT2 | 1.171 | GWLL | 0.118 | 0.08282 |  | 0.01062 |  | 0 | 0 | 0.04032
| West Volume Night Controlled TUOS Region 3 | WVNT3 | 1.171 | GWLL | 0.118 | 0.08282 |  | 0.01335 |  | 0 | 0.01289 | 0.04032
|  | WVNCT3 | 1.171 | GWLL | 0.118 | 0.08282 |  | 0.01335 |  | 0 | 0 | 0
|  | WVNXT3 | 1.171 | GWLL | 0.118 | 0.08282 |  | 0.01335 |  | 0 | 0.01289 | 0
|  | WVNBT3 | 1.171 | GWLL | 0.118 | 0.08282 |  | 0.01335 |  | 0 | 0 | 0.04032
| Mount Isa Volume Night Controlled TUOS Region 4 | MVNT4 | 1.073 | GMLL | 0.126 | 0.04141 |  | 0.00072 |  | 0 | 0.01289 | 0.04032
|  | MVNCT4 | 1.073 | GMLL | 0.126 | 0.04141 |  | 0.00072 |  | 0 | 0 | 0
|  | MVNXT4 | 1.073 | GMLL | 0.126 | 0.04141 |  | 0.00072 |  | 0 | 0.01289 | 0
|  | MVNBT4 | 1.073 | GMLL | 0.126 | 0.04141 |  | 0.00072 |  | 0 | 0 | 0.04032
Volume Controlled | East Volume Controlled TUOS Region 1 | EVCT1 | 1.087 | GELL | 0.094 | 0.04646 |  | 0.00879 |  | 0 | 0.01289 | 0.04032
|  | EVCCT1 | 1.087 | GELL | 0.094 | 0.04646 |  | 0.00879 |  | 0 | 0 | 0
|  | EVCXT1 | 1.087 | GELL | 0.094 | 0.04646 |  | 0.00879 |  | 0 | 0.01289 | 0
|  | EVCBT1 | 1.087 | GELL | 0.094 | 0.04646 |  | 0.00879 |  | 0 | 0 | 0.04032
| East Volume Controlled TUOS Region 2 | EVCT2 | 1.087 | GELL | 0.094 | 0.04646 |  | 0.01062 |  | 0 | 0.01289 | 0.04032
|  | EVCCT2 | 1.087 | GELL | 0.094 | 0.04646 |  | 0.01062 |  | 0 | 0 | 0
|  | EVCXT2 | 1.087 | GELL | 0.094 | 0.04646 |  | 0.01062 |  | 0 | 0.01289 | 0
|  | EVCBT2 | 1.087 | GELL | 0.094 | 0.04646 |  | 0.01062 |  | 0 | 0 | 0.04032
| East Volume Controlled TUOS Region 3 | EVCT3 | 1.087 | GELL | 0.094 | 0.04646 |  | 0.01335 |  | 0 | 0.01289 | 0.04032
|  | EVCCT3 | 1.087 | GELL | 0.094 | 0.04646 |  | 0.01335 |  | 0 | 0 | 0
|  | EVCXT3 | 1.087 | GELL | 0.094 | 0.04646 |  | 0.01335 |  | 0 | 0.01289 | 0
|  | EVCBT3 | 1.087 | GELL | 0.094 | 0.04646 |  | 0.01335 |  | 0 | 0 | 0.04032
| West Volume Controlled TUOS Region 1 | WVCT1 | 1.171 | GWLL | 0.118 | 0.10807 |  | 0.00879 |  | 0 | 0.01289 | 0.04032
|  | WVCCT1 | 1.171 | GWLL | 0.118 | 0.10807 |  | 0.00879 |  | 0 | 0 | 0
|  | WVCXT1 | 1.171 | GWLL | 0.118 | 0.10807 |  | 0.00879 |  | 0 | 0.01289 | 0
|  | WVCBT1 | 1.171 | GWLL | 0.118 | 0.10807 |  | 0.00879 |  | 0 | 0 | 0.04032
| West Volume Controlled TUOS Region 2 | WVCT2 | 1.171 | GWLL | 0.118 | 0.10807 |  | 0.01062 |  | 0 | 0.01289 | 0.04032
|  | WVCCT2 | 1.171 | GWLL | 0.118 | 0.10807 |  | 0.01062 |  | 0 | 0 | 0
|  | WVCXT2 | 1.171 | GWLL | 0.118 | 0.10807 |  | 0.01062 |  | 0 | 0.01289 | 0
|  | WVCBT2 | 1.171 | GWLL | 0.118 | 0.10807 |  | 0.01062 |  | 0 | 0 | 0.04032
| West Volume Controlled TUOS Region 3 | WVCT3 | 1.171 | GWLL | 0.118 | 0.10807 |  | 0.01335 |  | 0 | 0.01289 | 0.04032
|  | WVCCT3 | 1.171 | GWLL | 0.118 | 0.10807 |  | 0.01335 |  | 0 | 0 | 0
|  | WVCXT3 | 1.171 | GWLL | 0.118 | 0.10807 |  | 0.01335 |  | 0 | 0.01289 | 0
|  | WVCBT3 | 1.171 | GWLL | 0.118 | 0.10807 |  | 0.01335 |  | 0 | 0 | 0.04032
| Mount Isa Volume Controlled TUOS Region 4 | MVCT4 | 1.073 | GMLL | 0.126 | 0.04646 |  | 0.00072 |  | 0 | 0.01289 | 0.04032
|  | MVCCT4 | 1.073 | GMLL | 0.126 | 0.04646 |  | 0.00072 |  | 0 | 0 | 0
|  | MVCXT4 | 1.073 | GMLL | 0.126 | 0.04646 |  | 0.00072 |  | 0 | 0.01289 | 0
|  | MVCBT4 | 1.073 | GMLL | 0.126 | 0.04646 |  | 0.00072 |  | 0 | 0 | 0.04032
Please refer to the Network Tariff Guide for Standard Control Services - Appendix 1 for application of these tariffs.
www.ergon.com.au/networktariffs

## SAC Unmetered Rates
Ergon Energy Corporation Limited
2018-19 network tariffs for Standard Asset Customers - Unmetered
2018-19 Rates
TARIFFS APPLYING TO STANDARD ASSET CUSTOMERS – UNMETERED GST Exclusive
Tariff Group | Tariff | Network Tariff Code | Default Distribution Loss Factor |  | Distribution Use Of System (DUOS) |  | Transmission Use Of System (TUOS)
[5 empty] | Fixed Charge (NDFC) | Volume Charge (NDVC) | Fixed Charge (NTFC) | Volume Charge (NTVC)
|  |  | Value | Code | $/day | $/kWh | $/day | $/kWh
Volume Unmetered | East Volume Unmetered TUOS Region 1 | EVUT1 | 1.087 | GELL | 0.005 | 0.15157 |  | 0.00879
| East Volume Unmetered Minor Public Light TUOS Region 1 | EVUMIT1 | 1.087 | GELL | 0.005 | 0.15157 |  | 0.00879
| East Volume Unmetered Major Public Light TUOS Region 1 | EVUMAT1 | 1.087 | GELL | 0.005 | 0.15157 |  | 0.00879
| East Volume Unmetered TUOS Region 2 | EVUT2 | 1.087 | GELL | 0.005 | 0.15157 |  | 0.01062
| East Volume Unmetered Minor Public Light TUOS Region 2 | EVUMIT2 | 1.087 | GELL | 0.005 | 0.15157 |  | 0.01062
| East Volume Unmetered Major Public Light TUOS Region 2 | EVUMAT2 | 1.087 | GELL | 0.005 | 0.15157 |  | 0.01062
| East Volume Unmetered TUOS Region 3 | EVUT3 | 1.087 | GELL | 0.005 | 0.15157 |  | 0.01335
| East Volume Unmetered Minor Public Light TUOS Region 3 | EVUMIT3 | 1.087 | GELL | 0.005 | 0.15157 |  | 0.01335
| East Volume Unmetered Major Public Light TUOS Region 3 | EVUMAT3 | 1.087 | GELL | 0.005 | 0.15157 |  | 0.01335
| West Volume Unmetered TUOS Region 1 | WVUT1 | 1.171 | GWLL | 0.242 | 0.18116 |  | 0.00879
| West Volume Unmetered Minor Public Light TUOS Region 1 | WVUMIT1 | 1.171 | GWLL | 0.242 | 0.18116 |  | 0.00879
| West Volume Unmetered Major Public Light TUOS Region 1 | WVUMAT1 | 1.171 | GWLL | 0.242 | 0.18116 |  | 0.00879
| West Volume Unmetered TUOS Region 2 | WVUT2 | 1.171 | GWLL | 0.242 | 0.18116 |  | 0.01062
| West Volume Unmetered Minor Public Light TUOS Region 2 | WVUMIT2 | 1.171 | GWLL | 0.242 | 0.18116 |  | 0.01062
| West Volume Unmetered Major Public Light TUOS Region 2 | WVUMAT2 | 1.171 | GWLL | 0.242 | 0.18116 |  | 0.01062
| West Volume Unmetered TUOS Region 3 | WVUT3 | 1.171 | GWLL | 0.242 | 0.18116 |  | 0.01335
| West Volume Unmetered Minor Public Light TUOS Region 3 | WVUMIT3 | 1.171 | GWLL | 0.242 | 0.18116 |  | 0.01335
| West Volume Unmetered Major Public Light TUOS Region 3 | WVUMAT3 | 1.171 | GWLL | 0.242 | 0.18116 |  | 0.01335
| Mount Isa Volume Unmetered TUOS Region 4 | MVUT4 | 1.073 | GMLL | 0.195 | 0.01319 |  | 0.00072
| Mount Isa Volume Unmetered Minor Public Light TUOS Region 4 | MVUMIT4 | 1.073 | GMLL | 0.195 | 0.01319 |  | 0.00072
| Mount Isa Volume Unmetered Major Public Light TUOS Region 4 | MVUMAT4 | 1.073 | GMLL | 0.195 | 0.01319 |  | 0.00072
Please refer to the Network Tariff Guide for Standard Control Services - Appendix 1 for application of these tariffs.
www.ergon.com.au/networktariffs
Other ACS charges may apply to a public light installation. Please refer to the Price List for Alternative Control Services for further information.
www.ergon.com.au/networktariffs

## DLFs
Ergon Energy Corporation Limited
2018-19 Distribution Loss Factors
Data sourced from AEMO website - published DLFs.
Tariff Class DLF's
Ergon Energy 2018-19 Distribution Loss Factors
Network Level | East Zone |  | West Zone |  | Mt Isa Zone
| DLF | Code | DLF | Code | DLF | Code
Subtransmission Bus | 1.007 | GESB | 1.026 | GWSB | 1 | GMSB
Subtransmission Line | 1.012 | GESL | 1.064 | GWSL | 1.005 | GMSL
22/11 kV Bus | 1.016 | GEHB | 1.07 | GWHB | 1.007 | GMHB
22/11 kV Line | 1.036 | GEHL | 1.103 | GWHL | 1.035 | GMHL
LV Bus | 1.075 | GELB | 1.149 | GWLB | 1.066 | GMLB
LV Line | 1.087 | GELL | 1.171 | GWLL | 1.073 | GMLL
Site Specific DLF's
Customer | NMI | DLF CODE | DLF
Cement Australia Pty Ltd - Fishermans Landing Quarry | 3051111985 | GS06 | 1.006
BM Alliance Coal Operations Pty Ltd - Daunia Coal Mine | 3051467399 | GS86 | 1.008
Wiggins Island Coal Export Terminal Pty Limited | 3051492237 | GS89 | 1
BM Alliance Coal Operations Pty Ltd - Norwich Park Mine | 3051526841 | GBSB | 1
BM Alliance Coal Operations Pty Ltd - Saraji Mine | 3051526859 | GBSB | 1
BM Alliance Coal Operations Pty Ltd - Goonyella Mine | 3051526883 | GBSB | 1
BM Alliance Coal Operations Pty Ltd - Peak Downs Mine | 3051526891 | GBSB | 1
BM Alliance Coal Operations Pty Limited - Hay Point Coal Terminal | 3051745071 | GS22 | 1.001
BM Alliance Coal Operations Pty Ltd - Caval Ridge Coal Mine | 3051844184 | GS84 | 1
Aurizon Operations Limited - Memooloo Feeder Station | 3051988348 | GS90 | 1.002
Batchfire Callide Management Pty Ltd - Callide Coal Mine | 3052261476 | GBSB | 1
Anglo Coal (Dawson Management) Pty Ltd - Dawson Coal Mine2 | 3052303675 | GBSB | 1
BM Alliance Coal Operations Pty Ltd - Blackwater Coal Mine | QAAABW0000 | GBSB | 1
Wesfarmers Curragh Pty Ltd - Curragh Mine | QAAABW0001 | GS51 | 1.004
South Blackwater Coal Limited - South Blackwater Mine | QAAABW0002 | GS02 | 1.006
Rolleston Coal Mine - Dragline Connection | QAAABW0041 | GS62 | 1.019
Orica Australia Pty Ltd | QAAABX0012 | GS70 | 1.001
Gladstone Ports Corporation Ltd - RG Tanna Coal Terminal | QAAABX0014 | GS69 | 1.006
Ensham Resources Pty Ltd - Ensham Mine | QAAALV0000 | GBSB | 1
Anglo Coal (Capcoal Management) Pty Limited - German Creek Coal Mine | QAAALV0001 | GBSB | 1
Kestrel Mine Pty Limited - Kestrel Mine | QAAALV0002 | GBSB | 1
Oaky Creek Coal Pty Ltd | QAAALV0004 | GBSB | 1
Clermont Joint Venture - Clermont Coal Mine | QAAALX0000 | GS12 | 1.02
Anglo Coal (Dawson Management) Pty Ltd - Dawson Coal Mine1 | QAAAMR0000 | GBSB | 1
Queensland Nitrates Pty Ltd - Moura Ammonium Nitrate | QAAAMR0001 | GS13 | 1.004
Sibelco Australia Limited - Parkhurst | QAAARG0000 | GS14 | 1.005
Copper Refineries Pty Ltd | QCCC000002 | GS18 | 1.004
Newlands Coal Pty Ltd - Newlands Coal Mine | QCCC000003 | GBSB | 1
Carpentaria Gold Pty Ltd - Ravenswood Coal Mine | QCCC000004 | GS19 | 1.03
NQM Gold 2 Pty Ltd - Pajingo Gold Mine | QCCC000012 | GS85 | 1.065
Department Of Defence - Lavarack Army Barracks | QCCC000018 | GS83 | 1.006
Abbot Point Bulk Coal Pty Ltd | QCCC000020 | GS82 | 1.008
Dalrymple Bay Coal Terminal Pty Ltd | QDDD000003 | GS21 | 1.002
Anglo Coal (Moranbah North Management) Pty Limited - Moranbah North Coal Mine | QDDD000005 | GBSB | 1
Lake Vermont Resources Pty Ltd - Vermont Coal Mine | QDDD000028 | GS87 | 1.008
Millennium Coal Pty Ltd | QDDD003342 | GS88 | 1.012
Carborough Downs Coal Management Pty Ltd - Carborough Downs Coal Mine | QDDD003345 | GS77 | 1.006
Hail Creek Coal Pty Ltd - Hail Creek Coal Mine | QEMS000001 | GS64 | 1.009
Evolution Mining Limited - Mt Rawdon | QGGG000394 | GS40 | 1.095
Essential Energy 66 kV | QWAGW00066 | GS65 | 1.01
DLF's Embedded Generators
Generator | NMI | DLF CODE | DLF
Arrow (Generation) Pty Ltd - Daandine Power Station | 3051393689 | GS76 | 0.948
Wilmar Sugar Pty Ltd - Victoria Mill (66 kV) | 3051532166 | GS81 | 0.987
Mackay Sugar Limited - Racecourse Mill 66kV | 3051745577 | GS80 | 0.994
AGL Energy Services (QLD) Pty Ltd - Moranbah Generator | 3052323901 | GBSB | 1
Genex Solar - Kidston Solar Farm | 3052368025 | GS82 | 0.897
Lakeland Solar and Storage Pty Ltd - Cook Shire Solar Farm | 3053000490 | GS92 | 0.999
RATCH-Australia Townsville Pty Limited - Generator | QCCC001036 | GS56 | 0.988
Pioneer Sugar Mills (66kV) - Pioneer Mill | QCCC001041 | GS67 | 0.976
Ergon Energy Queensland Limited - Barcaldine Generator | QCQPW00076 | GS49 | 0.95
Proserpine Co-operative Sugar Milling Assoc Ltd | QDDD003206 | GS71 | 1
Tully Sugar Ltd | QEEE000026 | GS55 | 0.978
MSF Sugar Limited – South Johnstone Mill | QEEE000050 | GS79 | 0.977
Ratch-Australia Wind Farms (Holdings) PTY Limited - Windy Hill | QEEE000547 | GS26 | 0.992
Roma (Boral) | QFFF00000Z | GS30 | 0.976
Roma (Boral) | QFFF000010 | GS29 | 0.976
AGL Energy Services (QLD) Pty Ltd - Isis Cogeneration Plant | QGGG000418 | GS74 | 1
Stanwell Corporation Limited - Mackay Gas Turbine | QMKYW00147 | GBSB | 1

## Additional MEG NTCs
Ergon Energy Corporation Limited
2018-19 additional network tariffs for micro-embedded generating units
(includes the Queensland Government's Solar Bonus Scheme)
ADDITIONAL NETWORK TARIFF CODES FOR MICRO-EMBEDDED GENERATING UNITS (INCLUDES THE QUEENSLAND GOVERNMENT'S SOLAR BONUS SCHEME) GST Exclusive*
Network Tariff Code | Distribution Use Of System (DUOS) |  | Transmission Use Of System (TUOS) |  | ACS Meter Charges
| Fixed Charge (NDFC) | Volume Charge (NDVC) | Fixed Charge (NTFC) | Volume Charge (NTVC) | Embedded Generation Fixed Charge Capital (ACSMCC) | Embedded Generation Fixed Charge Non-Capital (ACSMNCC)
| $/day | $/kWh | $/day | $/kWh | $/day | $/day
NVG0 |  | 0 |  |  | 0.00778 | 0.02787
NVGC0 |  | 0 |  |  | 0 | 0
NVGX0 |  | 0 |  |  | 0.00778 | 0
NVGB0 |  | 0 |  |  | 0 | 0.02787
NVG1 |  | -0.44 |  |  | 0.00778 | 0.02787
NVGC1 |  | -0.44 |  |  | 0 | 0
NVGX1 |  | -0.44 |  |  | 0.00778 | 0
NVGB1 |  | -0.44 |  |  | 0 | 0.02787
NVG2 |  | 0 |  |  | 0.00778 | 0.02787
NVGC2 |  | 0 |  |  | 0 | 0
NVGX2 |  | 0 |  |  | 0.00778 | 0
NVGB2 |  | 0 |  |  | 0 | 0.02787
GVG0 |  | 0 |  |  | 0.00778 | 0.02787
GVGC0 |  | 0 |  |  | 0 | 0
GVGX0 |  | 0 |  |  | 0.00778 | 0
GVGB0 |  | 0 |  |  | 0 | 0.02787
Notes:
*GST The 44 c/kWh feed-in tariff rate includes GST (if any). As such, no amount will be added to the credit in respect of any GST payable.

## List of Network Tariff Codes
Ergon Energy Corporation Limited
2018-19 Network Tariff Codes
Standard Asset Customers
Tariff class | Tariff group | Standard Network Tariff Codes Standard network tariff rates plus ACS capital and non-capital metering charges apply. | 'C' series Network Tariff Codes Standard network tariff rates (as per equivalent standard Network Tariff Code) No ACS capital and non-capital metering charges apply. | 'X' series Network Tariff Codes Standard network tariff rates (as per equivalent standard Network Tariff Code) plus ACS capital metering charges apply. | 'B' series Network Tariff Codes Standard network tariff rates (as per equivalent standard Network Tariff Code) plus ACS non-capital metering charges apply.
Standard Asset Customer – Large (>100 MWh p.a.) – East | Demand Large | EDLTT1, EDLTT2, EDLTT3 | EDLTCT1, EDLTCT2, EDLTCT3 | EDLTXT1, EDLTXT2, EDLTXT3 | EDLTBT1, EDLTBT2, EDLTBT3
| Demand Medium | EDMTT1, EDMTT2, EDMTT3 | EDMTCT1, EDMTCT2, EDMTCT3 | EDMTXT1, EDMTXT2, EDMTXT3 | EDMTBT1, EDMTBT2, EDMTBT3
| Demand Small | EDSTT1, EDSTT2, EDSTT3 | EDSTCT1, EDSTCT2, EDSTCT3 | EDSTXT1, EDSTXT2, EDSTXT3 | EDSTBT1, EDSTBT2, EDSTBT3
| Seasonal TOU Demand | Refer to 'C' series | ESTOUDCT1, ESTOUDCT2, ESTOUDCT3 | ESTOUDXT1, ESTOUDXT2, ESTOUDXT3 | ESTOUDBT1, ESTOUDBT2, ESTOUDBT3
Standard Asset Customer – Large (>100 MWh p.a.) – West | Demand Large | WDLTT1, WDLTT2, WDLTT3 | WDLTCT1, WDLTCT2, WDLTCT3 | WDLTXT1, WDLTXT2, WDLTXT3 | WDLTBT1, WDLTBT2, WDLTBT3
| Demand Medium | WDMTT1, WDMTT2, WDMTT3 | WDMTCT1, WDMTCT2, WDMTCT3 | WDMTXT1, WDMTXT2, WDMTXT3 | WDMTBT1, WDMTBT2, WDMTBT3
| Demand Small | WDSTT1, WDSTT2, WDSTT3 | WDSTCT1, WDSTCT2, WDSTCT3 | WDSTXT1, WDSTXT2, WDSTXT3 | WDSTBT1, WDSTBT2, WDSTBT3
| Seasonal TOU Demand | Refer to 'C' series | WSTOUDCT1, WSTOUDCT2, WSTOUDCT3 | WSTOUDXT1, WSTOUDXT2, WSTOUDXT3 | WSTOUDBT1, WSTOUDBT2, WSTOUDBT3
Standard Asset Customer – Large (>100 MWh p.a.) – Mount Isa | Demand Large | MDLTT4 | MDLTCT4 | MDLTXT4 | MDLTBT4
| Demand Medium | MDMTT4 | MDMTCT4 | MDMTXT4 | MDMTBT4
| Demand Small | MDSTT4 | MDSTCT4 | MDSTXT4 | MDSTBT4
| Seasonal TOU Demand | Refer to 'C' series | MSTOUDCT4 | MSTOUDXT4 | MSTOUDBT4
Standard Asset Customer – Small (<100 MWh p.a.) – East | IBT Business | EBIBT1, EBIBT2, EBIBT3 | EBIBCT1, EBIBCT2, EBIBCT3 | EBIBXT1, EBIBXT2, EBIBXT3 | EBIBBT1, EBIBBT2, EBIBBT3
| Seasonal TOU Energy Business | EBTOUT1, EBTOUT2, EBTOUT3 | EBTOUCT1, EBTOUCT2, EBTOUCT3 | EBTOUXT1, EBTOUXT2, EBTOUXT3 | EBTOUBT1, EBTOUBT2, EBTOUBT3
| Seasonal TOU Demand Business | Refer to 'C' series | EBTOUDCT1, EBTOUDCT2, EBTOUDCT3 | EBTOUDXT1, EBTOUDXT2, EBTOUDXT3 | EBTOUDBT1, EBTOUDBT2, EBTOUDBT3
| IBT Residential | ERIBT1, ERIBT2, ERIBT3 | ERIBCT1, ERIBCT2, ERIBCT3 | ERIBXT1, ERIBXT2, ERIBXT3 | ERIBBT1, ERIBBT2, ERIBBT3
| Seasonal TOU Energy Residential | ERTOUT1, ERTOUT2, ERTOUT3 | ERTOUCT1, ERTOUCT2, ERTOUCT3 | ERTOUXT1, ERTOUXT2, ERTOUXT3 | ERTOUBT1, ERTOUBT2, ERTOUBT3
| Seasonal TOU Demand Residential | Refer to 'C' series | ERTOUDCT1, ERTOUDCT2, ERTOUDCT3 | ERTOUDXT1, ERTOUDXT2, ERTOUDXT3 | ERTOUDBT1, ERTOUDBT2, ERTOUDBT3
| Volume Controlled | EVCT1, EVCT2, EVCT3 | EVCCT1, EVCCT2, EVCCT3 | EVCXT1, EVCXT2, EVCXT3 | EVCBT1, EVCBT2, EVCBT3
| Volume Night Controlled | EVNT1, EVNT2, EVNT3 | EVNCT1, EVNCT2, EVNCT3 | EVNXT1, EVNXT2, EVNXT3 | EVNBT1, EVNBT2, EVNBT3
Standard Asset Customer – Small (<100 MWh p.a.) – West | IBT Business | WBIBT1, WBIBT2, WBIBT3 | WBIBCT1, WBIBCT2, WBIBCT3 | WBIBXT1, WBIBXT2, WBIBXT3 | WBIBBT1, WBIBBT2, WBIBBT3
| Seasonal TOU Energy Business | WBTOUT1, WBTOUT2, WBTOUT3 | WBTOUCT1, WBTOUCT2, WBTOUCT3 | WBTOUXT1, WBTOUXT2, WBTOUXT3 | WBTOUBT1, WBTOUBT2, WBTOUBT3
| Seasonal TOU Demand Business | Refer to 'C' series | WBTOUDCT1, WBTOUDCT2, WBTOUDCT3 | WBTOUDXT1, WBTOUDXT2, WBTOUDXT3 | WBTOUDBT1, WBTOUDBT2, WBTOUDBT3
| IBT Residential | WRIBT1, WRIBT2, WRIBT3 | WRIBCT1, WRIBCT2, WRIBCT3 | WRIBXT1, WRIBXT2, WRIBXT3 | WRIBBT1, WRIBBT2, WRIBBT3
| Seasonal TOU Energy Residential | WRTOUT1, WRTOUT2, WRTOUT3 | WRTOUCT1, WRTOUCT2, WRTOUCT3 | WRTOUXT1, WRTOUXT2, WRTOUXT3 | WRTOUBT1, WRTOUBT2, WRTOUBT3
| Seasonal TOU Demand Residential | Refer to 'C' series | WRTOUDCT1, WRTOUDCT2, WRTOUDCT3 | WRTOUDXT1, WRTOUDXT2, WRTOUDXT3 | WRTOUDBT1, WRTOUDBT2, WRTOUDBT3
| Volume Controlled | WVCT1, WVCT2, WVCT3 | WVCCT1, WVCCT2, WVCCT3 | WVCXT1, WVCXT2, WVCXT3 | WVCBT1, WVCBT2, WVCBT3
| Volume Night Controlled | WVNT1, WVNT2, WVNT3 | WVNCT1, WVNCT2, WVNCT3 | WVNXT1, WVNXT2, WVNXT3 | WVNBT1, WVNBT2, WVNBT3
Standard Asset Customer – Small (<100 MWh p.a.) – Mount Isa | IBT Business | MBIBT4 | MBIBCT4 | MBIBXT4 | MBIBBT4
(<100 MWh p.a.) – Mount Isa | Seasonal TOU Energy Business | MBTOUT4 | MBTOUCT4 | MBTOUXT4 | MBTOUBT4
| Seasonal TOU Demand Business | Refer to 'C' series | MBTOUDCT4 | MBTOUDXT4 | MBTOUDBT4
| IBT Residential | MRIBT4 | MRIBCT4 | MRIBXT4 | MRIBBT4
| Seasonal TOU Energy Residential | MRTOUT4 | MRTOUCT4 | MRTOUXT4 | MRTOUBT4
| Seasonal TOU Demand Residential | Refer to 'C' series | MRTOUDCT4 | MRTOUDXT4 | MRTOUDBT4
| Volume Controlled | MVCT4 | MVCCT4 | MVCXT4 | MVCBT4
| Volume Night Controlled | MVNT4 | MVNCT4 | MVNXT4 | MVNBT4
Standard Asset Customer – Unmetered – East | Volume Unmetered | EVUT1, EVUT2, EVUT3 | n/a | n/a | n/a
|  | EVUMIT1, EVUMIT2, EVUMIT3 | n/a | n/a | n/a
|  | EVUMAT1, EVUMAT2, EVUMAT3 | n/a | n/a | n/a
Standard Asset Customer – Unmetered – West | Volume Unmetered | WVUT1, WVUT2, WVUT3 | n/a | n/a | n/a
|  | WVUMIT1, WVUMIT2, WVUMIT3 | n/a | n/a | n/a
|  | WVUMAT1, WVUMAT2, WVUMAT3 | n/a | n/a | n/a
Standard Asset Customer – Unmetered – Mount Isa | Volume Unmetered | MVUT4 | n/a | n/a | n/a
|  | MVUMIT4 | n/a | n/a | n/a
|  | MVUMAT4 | n/a | n/a | n/a
Major customers
Individually Calculated Customers, Connection Asset Customers and Embedded Generators
Tariff class | Tariff | Network Tariff Codes
Individually Calculated Customer – East | ICC | EICCKA1 onwards
EICCKB1 onwards
Individually Calculated Customer – West | ICC | WICCKA1 onwards
WICCKB1 onwards
Individually Calculated Customer – Mount Isa | ICC | MICCKA1 onwards
MICCKB1 onwards
Connection Asset Customer – East | CAC 66 kV | EC66T1, EC66T2, EC66T3 ECACA15*
| CAC 33 kV | EC33T1, EC33T2, EC33T3 ECACB14*
| CAC 22/11 kV Bus | EC22BT1, EC22BT2, EC22BT3 ECACA46,* ECACA213,* ECACB3*
| CAC 22/11 kV Line | EC22LT1, EC22LT2, EC22LT3 ECACA86,* ECACA145,* ECACA199,* ECACA221*
| Seasonal TOU Demand CAC Higher Voltage (66/33 kV) | EC66TOUT1, EC66TOUT2, EC66TOUT3
| Seasonal TOU Demand CAC 22/11 kV Bus | EC22BTOUT1, EC22BTOUT2, EC22BTOUT3
| Seasonal TOU Demand CAC 22/11 kV Line | EC22LTOUT1, EC22LTOUT2, EC22LTOUT3
Connection Asset Customer – West | CAC 66 kV | WC66T1, WC66T2, WC66T3
| CAC 33 kV | WC33T1, WC33T2, WC33T3
| CAC 22/11 kV Bus | WC22BT1, WC22BT2, WC22BT3
| CAC 22/11 kV Line | WC22LT1, WC22LT2, WC22LT3
| Seasonal TOU Demand CAC Higher Voltage (66/33 kV) | WC66TOUT1, WC66TOUT2, WC66TOUT3
| Seasonal TOU Demand CAC 22/11 kV Bus | WC22BTOUT1, WC22BTOUT2, WC22BTOUT3
| Seasonal TOU Demand CAC 22/11 kV Line | WC22LTOUT1, WC22LTOUT2, WC22LTOUT3
Connection Asset Customer – Mount Isa | CAC 66 kV | MC66T4
| CAC 33 kV | MC33T4
| CAC 22/11 kV Bus | MC22BT4
| CAC 22/11 kV Line | MC22LT4
| Seasonal TOU Demand CAC Higher Voltage (66/33 kV) | MC66TOUT4
| Seasonal TOU Demand CAC 22/11 kV Bus | MC22BTOUT4
| Seasonal TOU Demand CAC 22/11 kV Line | MC22LTOUT4
Embedded Generation – East | EG | EEGA1 onwards
EEGB1 onwards
Embedded Generation – West | EG | WEGA1 onwards
WEGB1 onwards
Embedded Generation – Mount Isa | EG | MEGA1 onwards
MEGB1 onwards
* As at 29 April 2016. Special arrangements apply to Connection Asset Customers on these Network Tariff Codes. Please contact Ergon Energy.
Additional Network Tariff Codes applying to micro-embedded generating units
Standard Network Tariff Codes Standard network tariff rates plus ACS capital and non-capital metering charges apply. | 'C' series Network Tariff Codes Standard network tariff rates apply, as per equivalent standard Network Tariff Code. No ACS capital and non-capital metering charges apply. | 'X' series Network Tariff Codes Standard network tariff rates (as per equivalent standard Network Tariff Code) plus ACS capital metering charges apply. | 'B' series Network Tariff Codes Standard network tariff rates (as per equivalent standard Network Tariff Code) plus ACS non-capital metering charges apply.
NVG0 | NVGC0 | NVGX0 | NVGB0
NVG1 | NVGC1 | NVGX1 | NVGB1
NVG2 | NVGC2 | NVGX2 | NVGB2
GVG0 | GVGC0 | GVGX0 | GVGB0

## ACS Price List
Ergon Energy Corporation Limited
| 2018-19 Price List for Alternative Control Services | [5 empty] | Key: |  | These services are subject to an additional layer of price regulation at the jurisdictional level, through Schedule 8 of the Electricity Regulation 2006. Even though the national economic regulator (the AER) has approved a higher price that EECL can charge for this service, the Queensland Government has stipulated a (lower) maximum price EECL is able to charge customers in EECL's supply area for these services.
These services are subject to an additional layer of price regulation at the jurisdictional level, through Schedule 8 of the Electricity Regulation 2006. Even though the national economic regulator (the AER) has approved a higher price that EECL can charge for this service, the Queensland Government has stipulated that long rural / isolated customers in EECL's supply area are only able to be charged for these services at the same rate as an urban / short rural customer.
Ref | Service | Service description | Product Codes |  |  |  | Ellipse Cost Code | Urban/short rural feeder price |  | Long rural/isolated feeder price |  | AER classification | Notes | B2B Retailer only | Form "A" Required | B2B Service Order Type
|  |  | Urban | Short rural | Long rural | Isolated |  | GST Excl | GST Incl | GST Excl | GST Incl |  |  | Customer
Fee Based and Quoted Services
Pre-Connection Services
1 | Application fee - Basic or standard connection | Services associated with assessing an application requesting a connection to be made (or altered) between Ergon Energy's network and the customer’s installation, and the preparation of a compliant basic or standard connection offer. Applies to small customers classified as a Standard Asset Customer (SAC), as per Ergon Energy's pricing proposal. | APFSAC |  |  |  | 8000 | 912.29 | 1003.52 | 912.29 | 1003.52 | Fee Based Service | Fixed fee applies | Customer | No | N/A
2 | Application fee - Basic or standard connection - Micro-embedded generators | Services associated with assessing a micro-embedded generator application requesting a connection to be made (or altered) between Ergon Energy's network and the customer’s installation, and the preparation of a compliant basic or standard connection offer. Applies to micro-embedded generators only (a subset of Standard Asset Customers, as per Ergon Energy's pricing proposal). No technical assessment required. | APFMEG |  |  |  | 8001 | 49.91 | 54.9 | 49.91 | 54.9 | Fee Based Service | Fixed fee applies | Customer | No | N/A
3 | Application fee - Basic or standard connection - Micro-embedded generators - Technical assessment required | Services associated with assessing a micro-embedded generator application requesting a connection to be made (or altered) between Ergon Energy's network and the customer’s installation, and the preparation of a compliant basic or standard connection offer. Applies to micro-embedded generators only (a subset of Standard Asset Customers, as per Ergon Energy's pricing proposal), where a technical assessment is required to be undertaken by Ergon Energy. | APFMTA |  |  |  | 8002 | 226.63 | 249.29 | 226.63 | 249.29 | Fee Based Service | Fixed fee applies | Customer | No | N/A
4 | Application fee - Real estate development connection | Services associated with assessing an application requesting a connection to be made between Ergon Energy's network and a real estate developer's installation, and the preparation of a compliant connection offer. Includes works carried out by contractors and/or Ergon Energy. | APFRED |  |  |  | 8003 | 955.19 | 1050.71 | 955.19 | 1050.71 | Fee Based Service | Fixed fee applies | Customer | No | N/A
5 | Protection and Power Quality assessment prior to connection | Evaluation of application protection design for completeness against engineering connection standard. Study of Power Quality issues including Flicker, Harmonics and DC voltage injection. | PPQA |  |  |  | 8004 | 1413.72 | 1555.09 | 1413.72 | 1555.09 | Fee Based Service | Fixed fee applies | Customer | No | N/A
Connection Services
6 | Temporary connection, not in permanent position - single phase metered - urban/short rural feeders | Connection of a single phase supply to a meter location that is not permanent (i.e. short term supply). Excludes work on metering equipment. | TBSSPU | TBSSPS |  |  | 8020 | 480.54 | 528.59 |  |  | Fee Based Service | Fixed fee applies. Aggregate of this service and #161-M capped to maximum specified in Schedule 8 of Electricity Regulation 2006 | B2B Retailer only | Yes | Supply Service Works (SSW) - Establish Temporary Supply
6-CF | Call out fee for temporary connection, not in permanent position - single phase metered - urban/short rural feeders | Travel time to perform a temporary connection, requested by a retailer or customer, and the service is unable to be performed due to customer/retailer fault. | CFTBSSPU | CFTBSSPS |  |  | 8021 | 120.13 | 132.14 |  |  | Fee Based Service | Fixed fee applies | B2B Retailer only | N/A | N/A
7 | Temporary connection, not in permanent position - single phase metered - long rural/isolated feeders | Connection of a single phase supply to a meter location that is not permanent (i.e. short term supply). Excludes work on metering equipment. |  |  | TBSSPL | TBSSPI | 8022 |  |  | 840.94 | 925.03 | Fee Based Service | Fixed fee applies. Aggregate of this service and #161-M capped to maximum specified in Schedule 8 of Electricity Regulation 2006 | B2B Retailer only | Yes | Supply Service Works (SSW) - Establish Temporary Supply
7-CF | Call out fee for temporary connection, not in permanent position - single phase metered - long rural/isolated feeders | Travel time to perform a temporary connection requested by a retailer or customer, and the service is unable to be performed due to customer/retailer fault. |  |  | CFTBSSPL | CFTBSSPI | 8023 |  |  | 480.54 | 528.59 | Fee Based Service | Fixed fee applies, capped to the maximum price of the associated service (to be consistent with Schedule 8 of Electricity Regulation 2006) | B2B Retailer only | N/A | N/A
8 | Temporary connection, not in permanent position - multi phase metered - urban/short rural feeders | Connection of a multi phase supply to a meter location that is not permanent (i.e. short term supply). Excludes work on metering equipment. | TBSMPU | TBSMPS |  |  | 8024 | 480.54 | 528.59 |  |  | Fee Based Service | Fixed fee applies. Aggregate of this service and #161-M capped to maximum specified in Schedule 8 of Electricity Regulation 2006 | B2B Retailer only | Yes | Supply Service Works (SSW) - Establish Temporary Supply
8-CF | Call out fee for temporary connection, not in permanent position - multi-phase metered - urban/short rural feeders | Travel time to perform a temporary connection requested by a retailer or customer, and the service is unable to be performed due to customer/retailer fault. | CFTBSMPU | CFTBSMPS |  |  | 8025 | 120.13 | 132.14 |  |  | Fee Based Service | Fixed fee applies | B2B Retailer only | N/A | N/A
9 | Temporary connection, not in permanent position - multi phase metered - long rural/isolated feeders | Connection of a multi phase supply to a meter location that is not permanent (i.e. short term supply). Excludes work on metering equipment. |  |  | TBSMPL | TBSMPI | 8026 |  |  | 840.94 | 925.03 | Fee Based Service | Fixed fee applies. Aggregate of this service and #161-M capped to maximum specified in Schedule 8 of Electricity Regulation 2006 | B2B Retailer only | Yes | Supply Service Works (SSW) - Establish Temporary Supply
9-CF | Call out fee for temporary connection, not in permanent position - multi-phase metered - long rural/isolated feeders | Travel time to perform a temporary connection requested by a retailer or customer, and the service is unable to be performed due to customer/retailer fault. |  |  | CFTBSMPL | CFTBSMPI | 8027 |  |  | 480.54 | 528.59 | Fee Based Service | Fixed fee applies, capped to the maximum price of the associated service (to be consistent with Schedule 8 of Electricity Regulation 2006) | B2B Retailer only | N/A | N/A
161-M | Work on metering equipment for temporary connection, not in permanent position - single phase or multi phase metered | Work on metering equipment undertaken by Ergon Energy to accommodate a temporary connection. Note: this service is only available for non-grid connected areas of our network (isolated feeders and the Mount Isa-Cloncurry supply network). | MTBSU | MTBSS | MTBSL | MTBSI | 8033 | 120.13 | 132.14 | 120.13 | 132.14 | Fee Based Service | Fixed fee applies. Aggregate of this service and relevant temporary connection service capped to maximum specified in Schedule 8 of Electricity Regulation 2006 | B2B Retailer only | Yes | Supply Service Works (SSW) - Establish Temporary Supply
Post Connection Services
10 | Supply abolishment during business hours - urban/short rural feeders | Retailer requests Ergon Energy to abolish supply at a connection point and decommission a NMI. May be used where a property is to be demolished; supply is no longer required; an alternative connection point is to be used; or a redundant supply is to be removed. Excludes decommissioning of metering undertaken by Ergon Energy or an alternative provider. | SUPABOLU | SUPABOLS |  |  | 8040 | 300.34 | 330.37 |  |  | Fee Based Service | Fixed fee applies | B2B Retailer only | No | Supply Service Works (SSW) - Supply Abolishment
10-CF | Call out fee for supply abolishment during business hours - urban/short rural feeders | Travel time to perform a supply abolishment requested by a retailer or customer, and the service is unable to be performed due to customer/retailer fault. | CFSUPABOLU | CFSUPABOLS |  |  | 8041 | 120.13 | 132.14 |  |  | Fee Based Service | Fixed fee applies | B2B Retailer only | N/A | N/A
11 | Supply abolishment during business hours - long rural/isolated feeders | Retailer requests Ergon Energy to abolish supply at a connection point and decommission a NMI. May be used where a property is to be demolished; supply is no longer required; an alternative connection point is to be used; or a redundant supply is to be removed. Excludes decommissioning of metering undertaken by Ergon Energy or an alternative provider. |  |  | SUPABOLL | SUPABOLI | 8042 |  |  | 660.74 | 726.81 | Fee Based Service | Fixed fee applies, capped to UR/SR price as per Schedule 8 of Electricity Regulation 2006 | B2B Retailer only | No | Supply Service Works (SSW) - Supply Abolishment
11-CF | Call out fee for supply abolishment during business hours - long rural/isolated feeders | Travel time to perform a supply abolishment requested by a retailer or customer, and the service is unable to be performed due to customer/retailer fault. |  |  | CFSUPABOLL | CFSUPABOLI | 8043 |  |  | 480.54 | 528.59 | Fee Based Service | Fixed fee applies, capped to UR/SR price (to be consistent with Schedule 8 of Electricity Regulation 2006) | B2B Retailer only | N/A | N/A
162-M | Decommissioning of metering equipment for supply abolishment | Decommissioning of metering associated with a retailer request to abolish supply at a connection point. Note: this service is only available where Ergon Energy is the default Metering Co-ordinator or Responsible Person for the premises. | MSUPABOLU | MSUPABOLS | MSUPABOLL | MSUPABOLI | 8039 | 60.07 | 66.08 | 60.07 | 66.08 | Fee Based Service | Fixed fee applies, capped to UR/SR price as per Schedule 8 of Electricity Regulation 2006 | B2B Retailer only | N/A | Supply Service Works (SSW) - Supply Abolishment
12 | De-energisation during business hours - urban/short rural feeders | Retailer requests de-energisation of the customer's premises during business hours: - where the de-energisation can be performed (e.g. pole, pillar or meter) - Main switch sticker | DEENBHU | DEENBHS |  |  | 8044 | 100.66 | 110.73 |  |  | Fee Based Service | Fixed fee applies, capped to maximum specified in Schedule 8 of Electricity Regulation 2006 | B2B Retailer only | No | De-energisation
12-CF | Call out fee for de-energisation during business hours - urban/short rural feeders | Travel time to perform a de-energisation during business hours requested by a retailer or customer , and the service is unable to be performed due to customer/retailer fault. | CFDEENBHU | CFDEENBHS |  |  | 8045 | 40.02 | 44.02 |  |  | Fee Based Service | Fixed fee applies, capped to the maximum price of the associated service (to be consistent with Schedule 8 of Electricity Regulation 2006) | B2B Retailer only | N/A | N/A
13 | De-energisation during business hours - long rural/isolated feeders | Retailer requests de-energisation of the customer's premises during business hours: - where the de-energisation can be performed (e.g. pole, pillar or meter) - Main switch sticker |  |  | DEENBHL | DEENBHI | 8046 |  |  | 600.67 | 660.74 | Fee Based Service | Fixed fee applies, capped to maximum specified in Schedule 8 of Electricity Regulation 2006 | B2B Retailer only | No | De-energisation
13-CF | Call out fee for de-energisation during business hours - long rural/isolated feeders | Travel time to perform a de-energisation during business hours requested by a retailer or customer , and the service is unable to be performed due to customer/retailer fault. |  |  | CFDEENBHL | CFDEENBHI | 8047 |  |  | 480.54 | 528.59 | Fee Based Service | Fixed fee applies, capped to the maximum price of the associated service (to be consistent with Schedule 8 of Electricity Regulation 2006) | B2B Retailer only | N/A | N/A
14 | Re-energisation during business hours - urban/short rural feeders | Retailer requests re-energisation of customer's premises during business hours: - after a physical disconnection and premises requires a visual examination - following a main switch sticker | REENBHU | REENBHS |  |  | 8048 | 80.04 | 88.04 |  |  | Fee Based Service | Fixed fee applies, capped to maximum specified in Schedule 8 of Electricity Regulation 2006 | B2B Retailer only | No | Re-energisation
14-VE | Visual examination during business hours for remote re-energisation - urban/short rural feeders | Retailer or Metering Co-ordinator requests visual examination during business hours, prior to performing a remote re-energisation. | VEREENBHU | VEREENBHS |  |  | 2050 | 80.04 | 88.04 |  |  | Fee Based Service | Fixed fee applies, capped to maximum specified in Schedule 8 of Electricity Regulation 2006 | B2B Retailer only | No | Re-energisation
14-CF | Call out fee for re-energisation during business hours - urban/short rural feeders | Travel time to perform a re-energisation or visual inspection during business hours requested by a retailer or customer , and the service is unable to be performed due to customer/retailer fault. | CFREENBHU | CFREENBHS |  |  | 8049 | 40.02 | 44.02 |  |  | Fee Based Service | Fixed fee applies, capped to the maximum price of the associated service (to be consistent with Schedule 8 of Electricity Regulation 2006) | B2B Retailer only | N/A | N/A
15 | Re-energisation during business hours - long rural/isolated feeders | Retailer requests re-energisation of customer's premises during business hours: - after a physical disconnection and premises requires a visual examination - following a main switch sticker |  |  | REENBHL | REENBHI | 8050 |  |  | 559.83 | 615.813 | Fee Based Service | Fixed fee applies, capped to maximum specified in Schedule 8 of Electricity Regulation 2006 | B2B Retailer only | No | Re-energisation
15-VE | Visual examination during business hours for remote re-energisation - long rural/isolated feeders | Retailer or Metering Co-ordinator requests visual examination during business hours, prior to performing a remote re-energisation. |  |  | VEREENBHL | VEREENBHI | 2051 |  |  | 559.83 | 615.813 | Fee Based Service | Fixed fee applies, capped to maximum specified in Schedule 8 of Electricity Regulation 2006 | B2B Retailer only | No | Re-energisation
15-CF | Call out fee for re-energisation during business hours - long rural/isolated feeders | Travel time to perform a re-energisation or visual inspection during business hours requested by a retailer or customer, and the service is unable to be performed due to customer/retailer fault. |  |  | CFREENBHL | CFREENBHI | 8051 |  |  | 480.54 | 528.59 | Fee Based Service | Fixed fee applies, capped to the maximum price of the associated service (to be consistent with Schedule 8 of Electricity Regulation 2006) | B2B Retailer only | N/A | N/A
16 | Re-energisation during business hours - after de-energisation for debt - urban/short rural feeders | Retailer requests re-energisation of customer's premises during business hours where the customer was previously de-energised for non-payment of their electricity account | REDDBHU | REDDBHS |  |  | 8052 | 80.04 | 88.04 |  |  | Fee Based Service | Fixed fee applies, capped to maximum specified in Schedule 8 of Electricity Regulation 2006 | B2B Retailer only | No | Re-energisation after disconnection for non-payment
16-VE | Visual examination during business hours for remote re-energisation - after de-energisation for debt - urban/short rural feeders | Retailer or Metering Co-ordinator requests visual examination during business hours, prior to performing a remote re-energisation. Applies where the customer was previously de-energised for non-payment of their electricity account | VEREDDBHU | VEREDDBHS |  |  | 2052 | 80.04 | 88.04 |  |  | Fee Based Service | Fixed fee applies, capped to maximum specified in Schedule 8 of Electricity Regulation 2006 | B2B Retailer only | No | Re-energisation after disconnection for non-payment
16-CF | Call out fee for re-energisation during business hours - after de-energisation for debt - urban/short rural feeders | Travel time to perform a re-energisation or visual inspection during business hours requested by a retailer or customer, and the service is unable to be performed due to customer/retailer fault. | CFREDDBHU | CFREDDBHS |  |  | 8053 | 40.02 | 44.02 |  |  | Fee Based Service | Fixed fee applies | B2B Retailer only | N/A | N/A
17 | Re-energisation during business hours - after de-energisation for debt - long rural/isolated feeders | Retailer requests re-energisation of customer's premises during business hours where the customer was previously de-energised for non-payment of their electricity account |  |  | REDDBHL | REDDBHI | 8054 |  |  | 559.83 | 615.81 | Fee Based Service | Fixed fee applies, capped to maximum specified in Schedule 8 of Electricity Regulation 2006 | B2B Retailer only | No | Re-energisation after disconnection for non-payment
17-VE | Visual examination during business hours for remote re-energisation - after de-energisation for debt - long rural/isolated feeders | Retailer or Metering Co-ordinator requests visual examination during business hours, prior to performing a remote re-energisation. Applies where the customer was previously de-energised for non-payment of their electricity account |  |  | VEREDDBHL | VEREDDBHI | 2053 |  |  | 559.83 | 615.81 | Fee Based Service | Fixed fee applies, capped to maximum specified in Schedule 8 of Electricity Regulation 2006 | B2B Retailer only | No | Re-energisation after disconnection for non-payment
17-CF | Call out fee for re-energisation during business hours - after de-energisation for debt - long rural/isolated feeders | Travel time to perform a re-energisation or visual inspection during business hours requested by a retailer or customer , and the service is unable to be performed due to customer/retailer fault. |  |  | CFREDDBHL | CFREDDBHI | 8055 |  |  | 480.54 | 528.59 | Fee Based Service | Fixed fee applies, capped to the maximum price of the associated service (to be consistent with Schedule 8 of Electricity Regulation 2006) | B2B Retailer only | N/A | N/A
18 | Accreditation of alternative service providers - real estate developments | Accreditation of service providers that meet competency criteria. Applies to real estate developments. | ASPRED |  |  |  | 8069 | 927.75 | 1020.53 | 927.75 | 1020.53 | Fee Based Service | Fixed fee applies | Customer | No | N/A
Metering Services
Meter replacements
19 | Install replacement meter (Type 5 and 6) – Single phase – urban/short rural feeder | Installation and provision during business hours of a single phase replacement meter, where allowed by regulation. Note: this service is only available in non-grid connected areas of our network (isolated feeders and feeders in Mount Isa-Cloncurry supply network). | MSNGLU | MSNGLS |  |  | 8193 | 352.61 | 387.87 |  |  | Fee Based Service | Fixed fee applies | B2B Retailer only | Depends on activity requested | Metering Service Works - Exchange Meter
19-CF | Call out fee for installation of a replacement meter (Type 5 and 6) – Single phase – urban/short rural feeder | Travel time to perform the installation of a replacement meter (Type 5 and 6) requested by a retailer or customer, and the service is unable to be performed due to customer/retailer fault. Note: Call out fees for replacement meters are only applicable in non-grid connected areas of our network (isolated feeders and feeders in Mount Isa-Cloncurry supply network) | CFMSNGLU | CFMSNGLS |  |  | 8194 | 65.14 | 71.65 |  |  | Fee Based Service | Fixed fee applies | B2B Retailer only | N/A | N/A
20 | Install replacement meter (Type 5 and 6) – Single phase – long rural/isolated feeder | Installation and provision during business hours of a single phase replacement meter, where allowed by regulation. Note: this service is only available in non-grid connected areas of our network (isolated feeders and feeders in Mount Isa-Cloncurry supply network). |  |  | MSNGLL | MSNGLI | 8195 |  |  | 546.67 | 601.34 | Fee Based Service | Fixed fee applies, capped to UR/SR price as per Schedule 8 of Electricity Regulation 2006 | B2B Retailer only | Depends on activity requested | Metering Service Works - Exchange Meter
20-CF | Call out fee for installation of a replacement meter (Type 5 and 6) – Single phase – long rural/isolated feeder | Travel time to perform the installation of a replacement meter (Type 5 and 6) requested by a retailer or customer, and the service is unable to be performed due to customer/retailer fault. Note: Call out fees for replacement meters are only applicable in non-grid connected areas of our network (isolated feeders and feeders in Mount Isa-Cloncurry supply network) |  |  | CFMSNGLL | CFMSNGLI | 8196 |  |  | 260.55 | 286.61 | Fee Based Service | Fixed fee applies, capped to UR/SR price (to be consistent with Schedule 8 of Electricity Regulation 2006) | B2B Retailer only | N/A | N/A
21 | Install replacement meter (Type 5 and 6) – Dual element – urban/short rural feeder | Installation and provision during business hours of a dual element replacement meter, where allowed by regulation. Note: this service is only available in non-grid connected areas of our network (isolated feeders and feeders in Mount Isa-Cloncurry supply network). | MDUALU | MDUALS |  |  | 8197 | 431.88 | 475.07 |  |  | Fee Based Service | Fixed fee applies | B2B Retailer only | Depends on activity requested | Metering Service Works - Exchange Meter
21-CF | Call out fee for installation of a replacement meter (Type 5 and 6) – Dual element – urban/short rural feeder | Travel time to perform the installation of a replacement meter (Type 5 and 6) requested by a retailer or customer, and the service is unable to be performed due to customer/retailer fault. Note: Call out fees for replacement meters are only applicable in non-grid connected areas of our network (isolated feeders and feeders in Mount Isa-Cloncurry supply network) | CFMDUALU | CFMDUALS |  |  | 8198 | 65.14 | 71.65 |  |  | Fee Based Service | Fixed fee applies | B2B Retailer only | N/A | N/A
22 | Install replacement meter (Type 5 and 6) – Dual element – long rural/isolated feeder | Installation and provision during business hours of a dual element replacement meter, where allowed by regulation. Note: this service is only available in non-grid connected areas of our network (isolated feeders and feeders in Mount Isa-Cloncurry supply network). |  |  | MDUALL | MDUALI | 8199 |  |  | 625.94 | 688.53 | Fee Based Service | Fixed fee applies, capped to UR/SR price as per Schedule 8 of Electricity Regulation 2006 | B2B Retailer only | Depends on activity requested | Metering Service Works - Exchange Meter
22-CF | Call out fee for installation of a replacement meter (Type 5 and 6) – Dual element – long rural/isolated feeder | Travel time to perform the installation of a replacement meter (Type 5 and 6) requested by a retailer or customer, and the service is unable to be performed due to customer/retailer fault. Note: Call out fees for replacement meters are only applicable in non-grid connected areas of our network (isolated feeders and feeders in Mount Isa-Cloncurry supply network) |  |  | CFMDUALL | CFMDUALI | 8200 |  |  | 260.55 | 286.61 | Fee Based Service | Fixed fee applies, capped to UR/SR price (to be consistent with Schedule 8 of Electricity Regulation 2006) | B2B Retailer only | N/A | N/A
23 | Install replacement meter (Type 5 and 6) – Polyphase – urban/short rural feeder | Installation and provision during business hours of a polyphase replacement meter, where allowed by regulation. Note: this service is only available in non-grid connected areas of our network (isolated feeders and feeders in Mount Isa-Cloncurry supply network). | MTHREU | MTHRES |  |  | 8201 | 542.86 | 597.15 |  |  | Fee Based Service | Fixed fee applies | B2B Retailer only | Depends on activity requested | Metering Service Works - Exchange Meter
23-CF | Call out fee for installation of a replacement meter (Type 5 and 6) – Polyphase – urban/short rural feeder | Travel time to perform the installation of a replacement meter requested by a retailer or customer, and the service is unable to be performed due to customer/retailer fault. Note: Call out fees for replacement meters are only applicable in non-grid connected areas of our network (isolated feeders and feeders in Mount Isa-Cloncurry supply network). | CFMTHREU | CFMTHRES |  |  | 8202 | 65.14 | 71.65 |  |  | Fee Based Service | Fixed fee applies | B2B Retailer only | N/A | N/A
24 | Install replacement meter (Type 5 and 6) – Polyphase – long rural/isolated feeder | Installation and provision during business hours of a polyphase replacement meter, where allowed by regulation. Note: this service is only available in non-grid connected areas of our network (isolated feeders and feeders in Mount Isa-Cloncurry supply network). |  |  | MTHREL | MTHREI | 8203 |  |  | 736.92 | 810.61 | Fee Based Service | Fixed fee applies, capped to UR/SR price as per Schedule 8 of Electricity Regulation 2006 | B2B Retailer only | Depends on activity requested | Metering Service Works - Exchange Meter
24-CF | Call out fee for installation of a replacement meter (Type 5 and 6) – Polyphase – long rural/isolated feeder | Travel time to perform the installation of a replacement meter requested by a retailer or customer, and the service is unable to be performed due to customer/retailer fault. Note: Call out fees for replacement meters are only applicable in non-grid connected areas of our network (isolated feeders and feeders in Mount Isa-Cloncurry supply network). |  |  | CFMTHREL | CFMTHREI | 8204 |  |  | 260.55 | 286.61 | Fee Based Service | Fixed fee applies, capped to UR/SR price (to be consistent with Schedule 8 of Electricity Regulation 2006) | B2B Retailer only | N/A | N/A
25 | Install replacement meter (CT) – urban/short rural feeder | Installation and provision during business hours of a CT replacement meter, where allowed by regulation. Note: this service is only available in non-grid connected areas of our network (isolated feeders and feeders in Mount Isa-Cloncurry supply network). | MCTU | MCTS |  |  | 8205 | 2579.02 | 2836.92 |  |  | Fee Based Service | Fixed fee applies | B2B Retailer only | Depends on activity requested | Metering Service Works - Exchange Meter
25-CF | Call out fee for installation of a replacement meter (CT) – urban/short rural feeder | Travel time to perform the installation of a replacement meter requested by a retailer or customer, and the service is unable to be performed due to customer/retailer fault. Note: Call out fees for replacement meters are only applicable in non-grid connected areas of our network (isolated feeders and feeders in Mount Isa-Cloncurry supply network). | CFMCTU | CFMCTS |  |  | 8206 | 124.64 | 137.1 |  |  | Fee Based Service | Fixed fee applies | B2B Retailer only | N/A | N/A
26 | Install replacement meter (CT) – long rural/isolated feeder | Installation and provision during business hours of a CT replacement meter, where allowed by regulation. Note: this service is only available in non-grid connected areas of our network (isolated feeders and feeders in Mount Isa-Cloncurry supply network). |  |  | MCTL | MCTI | 8207 |  |  | 2950.33 | 3245.36 | Fee Based Service | Fixed fee applies, capped to UR/SR price as per Schedule 8 of Electricity Regulation 2006 | B2B Retailer only | Depends on activity requested | Metering Service Works - Exchange Meter
26-CF | Call out fee for installation of a replacement meter (CT) – long rural/isolated feeder | Travel time to perform the installation of a replacement meter requested by a retailer or customer, and the service is unable to be performed due to customer/retailer fault. Note: Call out fees for replacement meters are only applicable in non-grid connected areas of our network (isolated feeders and feeders in Mount Isa-Cloncurry supply network) |  |  | CFMCTL | CFMCTI | 8208 |  |  | 498.54 | 548.39 | Fee Based Service | Fixed fee applies, capped to UR/SR price (to be consistent with Schedule 8 of Electricity Regulation 2006) | B2B Retailer only | N/A | N/A
Default Metering Services
100 | Primary service - Non-capital | A daily charge that recovers the operating cost of Type 5 and 6 meters. Applies to the primary metering service. | ACSMNCC |  |  |  | 8120 | 0.10967 | 0.12064 | 0.10967 | 0.12064 | Default Metering Service | Daily charge | Network Tariff Component | N/A | N/A
101 | Primary service - Capital | A daily charge that recovers the capital cost of Type 5 and 6 meters installed before 1 July 2015. Applies to the primary metering service. This daily charge applies to customers with existing connections (before 1 July 2015) and new installations (on or after 1 July 2015). It does not apply to meter replacements and additional meters required to accommodate additional tariffs other than controlled load. | ACSMCC |  |  |  | 8121 | 0.03506 | 0.03857 | 0.03506 | 0.03857 | Default Metering Service | Daily charge | Network Tariff Component | N/A | N/A
102 | Controlled load - Non-capital | A supplementary daily charge that recovers the operating cost of Type 5 and 6 meters. Applies to each secondary controlled load. | ACSMNCC |  |  |  | 8122 | 0.04032 | 0.04435 | 0.04032 | 0.04435 | Default Metering Service | Supplementary daily charge | Network Tariff Component | N/A | N/A
103 | Controlled load - Capital | A supplementary daily charge that recovers the capital cost of Type 5 and 6 meters installed before 1 July 2015. Applies to each secondary controlled load. This daily charge applies to customers with existing connections (before 1 July 2015) and new installations (on or after 1 July 2015). It does not apply to meter replacements and additional meters required to accommodate additional tariffs other than controlled load. | ACSMCC |  |  |  | 8123 | 0.01289 | 0.01418 | 0.01289 | 0.01418 | Default Metering Service | Supplementary daily charge | Network Tariff Component | N/A | N/A
104 | Embedded generation - Non-capital | A supplementary daily charge that recovers the operating cost of Type 5 and 6 meters. Applies to all types of embedded generating units (with the exception of parallel generators that do not require the installation of a new meter). | ACSMNCC |  |  |  | 8124 | 0.02727 | 0.03 | 0.02727 | 0.03 | Default Metering Service | Supplementary daily charge | Network Tariff Component | N/A | N/A
105 | Embedded generation - Capital | A supplementary daily charge that recovers the capital cost of Type 5 and 6 meters installed before 1 July 2015. Applies to all types of embedded generating units (with the exception of parallel generators that do not require the installation of a new meter). This daily charge applies to customers with existing connections (before 1 July 2015) and new installations (on or after 1 July 2015). It does not apply to meter replacements and additional meters required to accommodate additional tariffs other than controlled load. | ACSMCC |  |  |  | 8125 | 0.00872 | 0.00959 | 0.00872 | 0.00959 | Default Metering Service | Supplementary daily charge | Network Tariff Component | N/A | N/A
106-CF | Call out fee for Final Meter Read – urban/short rural feeder | Travel time to perform a Final Meter Read requested by a retailer or customer, and the service is unable to be performed due to customer/retailer fault. | CFFMTRRDU | CFFMTRRDS |  |  | 8095 | 56.13 | 61.743 |  |  | Default Metering Service | Fixed fee applies | B2B Retailer only | N/A | N/A
107-CF | Call out fee for Final Meter Read – long rural/isolated feeder | Travel time to perform a Final Meter Read requested by a retailer or customer, and the service is unable to be performed due to customer/retailer fault. |  |  | CFFMTRRDL | CFFMTRRDI | 8096 |  |  | 224.52 | 246.972 | Default Metering Service | Fixed fee applies | B2B Retailer only | N/A | N/A
Public Lighting Services
130 | EO&O - Major | A daily charge (per light) that recovers costs related to the provision, construction and maintenance of public lighting assets (including emerging public lighting technology) owned and operated by Ergon Energy. Major public lights only. | ACSEOOMA |  |  |  | 8130 | 1.2311 | 1.3542 | 1.2311 | 1.3542 | Public Lighting Service | Daily charge, per light | Network Tariff Component | N/A | N/A
131 | EO&O - Minor | A daily charge (per light) that recovers costs related to the provision, construction and maintenance of public lighting assets (including emerging public lighting technology) owned and operated by Ergon Energy. Minor public lights only. | ACSEOOMI |  |  |  | 8131 | 0.7334 | 0.80674 | 0.7334 | 0.80674 | Public Lighting Service | Daily charge, per light | Network Tariff Component | N/A | N/A
132 | G&EO - Major | A daily charge (per light) that recovers costs related to the maintenance of public lighting assets (including emerging public lighting technology) gifted to Ergon Energy and thereafter maintained and operated by Ergon Energy. Major public lights only. | ACSGEOMA |  |  |  | 8132 | 0.4971 | 0.54681 | 0.4971 | 0.54681 | Public Lighting Service | Daily charge, per light | Network Tariff Component | N/A | N/A
133 | G&EO - Minor | A daily charge (per light) that recovers costs related to the maintenance of public lighting assets (including emerging public lighting technology) gifted to Ergon Energy and thereafter maintained and operated by Ergon Energy. Minor public lights only. | ACSGEOMI |  |  |  | 8133 | 0.3257 | 0.35827 | 0.3257 | 0.35827 | Public Lighting Service | Daily charge, per light | Network Tariff Component | N/A | N/A
134 | EO&O - Major - Exit Fee | Exit fee payable (per light) when a customer requests a public light owned and operated by Ergon Energy to be scrapped before the end of its useful operational life. Major public lights only. | EOOMAEXT |  |  |  | 8134 | 1486.94 | 1635.634 | 1486.94 | 1635.634 | Public Lighting Service | Fixed fee applies, per light | B2B Retailer only | N/A | N/A
135 | EO&O - Minor - Exit Fee | Exit fee payable (per light) when a customer requests a public light owned and operated by Ergon Energy to be scrapped before the end of its useful operational life. Minor public lights only. | EOOMIEXT |  |  |  | 8135 | 898.58 | 988.438 | 898.58 | 988.438 | Public Lighting Service | Fixed fee applies, per light | B2B Retailer only | N/A | N/A
136 | G&EO - Major - Exit Fee | Exit fee payable (per light) when a customer requests a public light gifted to and operated by Ergon Energy to be scrapped before the end of its useful operational life. Major public lights only. | GEOMAEXT |  |  |  | 8136 | 246.04 | 270.644 | 246.04 | 270.644 | Public Lighting Service | Fixed fee applies, per light | B2B Retailer only | N/A | N/A
137 | G&EO - Minor - Exit Fee | Exit fee payable (per light) when a customer requests a public light gifted to and operated by Ergon Energy to be scrapped before the end of its useful operational life. Minor public lights only. | GEOMIEXT |  |  |  | 8137 | 208.6 | 229.46 | 208.6 | 229.46 | Public Lighting Service | Fixed fee applies, per light | B2B Retailer only | N/A | N/A