## Instructions
Instructions
Overview of Model
The objective of this model is to calculate AusNet's LRMC, to support the development of tariffs that are consistent with the requirements of the National Electricity Rules. The model utilises the Average Incremental Cost (AIC) approach to complete the calculation. The model provides for the calculation to be undertaken at a number of different "asset categories" (predominately reflecting voltage levels).
Input Sheet
The 'Input Sheet' is where AusNet has inputted all of its: (a) General assumptions, such as the starting year of the model, and the WACC that underpins the calculations in the model; (b) capital and operating expenditure as well as the demand forecasts, with each of these inputs dissagregated into each of the different "asset categories" proposed by AusNet.
LRMCby Voltage Region & Driver
This sheet calculates AusNet's LRMC: (a) for each of AusNet's nominated 'asset categories'; and (b) aggregated to reflect the LRMC that is applicable to a customer who was connected at each of AusNet's nominated asset categories (i.e., it is the aggregation of the LRMC for that asset category, plus all upstream asset categories).
Other Sheets
All other sheets are input data (e.g., "Raw Capex", "raw Demand Forecast"), or related output data for RIN. The "Lists" sheets is where information is inputted to drive the dropdown boxes/formulas in the model

## Input Sheet - LRMC
Key Input Parameters
Tables in this sheet | Description |  |  | Legend |  |  | LRMC Results ($/kW for demand at that voltage level)
1. General inputs required | This table outlines a number of the general assumptions that the user is required to input |  |  | Input Table Headings |  |  | Sub tranmission | 10.4838
2. Sub transmission inputs | This table outlines the capital expenditure, operating expenditure and demand forecasts applicable to the sub transmission network |  |  | Column Headings |  |  | High Voltage | 44.955
3. High voltage inputs | This table outlines the capital expenditure, operating expenditure and demand forecasts applicable to the high voltage network |  |  | Formula driven |  |  | Low Voltage | 62.5708
4. Low voltage substations inputs | This table outlines the capital expenditure, operating expenditure and demand forecasts applicable to low voltage substations |  |  | Input Values/User Select from Dropdown box
5. Low voltage network inputs | This table outlines the capital expenditure, operating expenditure and demand forecasts applicable to the low voltage network |  |  | Table sub-headings
General Inputs Required
Common Parameters | User Input | Guidance from Administrator
Starting Year | 2019-20 | Insert starting year
Dollars of the day | 2021 | Insert the dollars in which capex and opex inputs have been developed
Pre tax WACC | 4.38% | Insert the discount rate that is to be used in all NPV calculations in the model
Operating Expenditure per kW | Operating Expenditure per kWH
Use average operating expenditure per kW (by voltage) across region? | No | Assumed 1% of capex
Sub transmission | 0 | $ per kW
High Voltage | 0 | $ per kW
Low Voltage | 0 | $ per kW
Spare | 0 | $ per kW
Spare | 0 | $ per kW
Operating Expenditure per kWh | Operating Expenditure per kWH
Sub transmission | 0 | $ per kWH
High Voltage | 0 | $ per kWH
Low Voltage | 0 | $ per kWH
Spare | 0 | $ per kWH
Spare | 0 | $ per kWH
Cross-check / Test | 2019-20 | 2020-21 | 2021-22 | 2022-23 | 2023-24 | 2024-25 | 2025-26 | 2026-27 | 2027-28 | 2028-29 | 2029-30
Capex Total in this sheet | 6190060.2133 | 4177864.18 | 7271500 | 9556700 | 7338500 | 4233500 | 3946000 | 13755300 | 17496400 | 12726200 | 6832100
Raw Capex | 6190060.2133 | 4177864.18 | 7271500 | 9556700 | 7338500 | 4233500 | 3946000 | 13755300 | 17496400 | 12726200 | 6832100
NPV Capex | 0 2019-20: 66275913.203
Incremental Revenue from Charging based on LRMC | 1600967.0418 | 3211610.8143 | 4834129.2442 | 6448301.6032 | 8086144.2569 | 9731990.3713 | 11359123.3768 | 12981440.6952 | 14572021.5016 | 16159649.1955 | 17755246.8704
NPV Incremental Revenue from Charging based on LRMC | 0 2019-20: 66275913.203; $ per kWH 2020-21: Ok - Application of LRMC to future demand growth produces a revenue stream that exactly equals (in NPV terms) the underlining cost of providing the capacity to support that demand
| 61900.6021 | 103679.2439 | 176394.2439 | 271961.2439 | 345346.2439 | 387681.2439 | 427141.2439 | 564694.2439 | 739658.2439 | 866920.2439 | 935241.2439
Sub transmission
Demand Driven Capital Expenditure ($ Total) | 2019-20 | 2020-21 | 2021-22 | 2022-23 | 2023-24 | 2024-25 | 2025-26 | 2026-27 | 2027-28 | 2028-29 | 2029-30 | 0
Gwth Co - East | 0 | 0 | 0 | 0 | 0 | 0 | 0 | 4335000 | 7480000 | 4590000 | 595000
Gwth Co - Nth | 212951.3067 | 0 | 0 | 0 | 0 | 0 | 0 | 0 | 0 | 0 | 0
AusNet average | 0 | 0 | 0 | 0 | 0 | 0 | 0 | 0 | 0 | 0 | 0
AusNet - residual | 0 | 0 | 0 | 0 | 0 | 0 | 0 | 0 | 0 | 0 | 625000
TOTAL | 212951.3067 | 0 | 0 | 0 | 0 | 0 | 0 | 4335000 | 7480000 | 4590000 | 1220000 | 0 | 0 | 0 | 0 | 0 | 0 | 0 | 0 | 0 | 0 | 0 | 0 | 0 | 0 | 0
Cumulative Demand Growth - kW | 2019-20 | 2020-21 | 2021-22 | 2022-23 | 2023-24 | 2024-25 | 2025-26 | 2026-27 | 2027-28 | 2028-29 | 2029-30 | 0 | 0 | 0 | 0 | 0 | 0 | 0 | 0 | 0 | 0 | 0 | 0 | 0 | 0 | 0
Gwth Co - East | 6120.2578 | 12131.2078 | 18174.2547 | 24572.7603 | 31084.0227 | 37598.3219 | 44114.2981 | 50631.336 | 57246.594 | 63984.1342 | 70723.3514
Gwth Co - Nth | 4250.2167 | 8429.2075 | 12609.0338 | 16646.9916 | 20685.2807 | 24723.5697 | 28762.6942 | 32804.4369 | 36477.4351 | 40036.0666 | 43642.5669
AusNet average | 0 | 0 | 0 | 0 | 0 | 0 | 0 | 0 | 0 | 0 | 0
AusNet - residual | 16336.3269 | 33014.6116 | 49858.053 | 66348.6778 | 83121.0744 | 100023.9454 | 116612.1381 | 133116.3172 | 149361.6028 | 165549.7099 | 181821.2239
TOTAL | 26706.8014 | 53575.0269 | 80641.3415 | 107568.4296 | 134890.3778 | 162345.8371 | 189489.1304 | 216552.0901 | 243085.6318 | 269569.9107 | 296187.1421 | 0 | 0 | 0 | 0 | 0 | 0 | 0 | 0 | 0 | 0 | 0 | 0 | 0 | 0 | 0
Incremental Opex driven by kW | 2019-20 | 2020-21 | 2021-22 | 2022-23 | 2023-24 | 2024-25 | 2025-26 | 2026-27 | 2027-28 | 2028-29 | 2029-30 | 0 | 0 | 0 | 0 | 0 | 0 | 0 | 0 | 0 | 0 | 0 | 0 | 0 | 0 | 0
Gwth Co - East | 0 | 0 | 0 | 0 | 0 | 0 | 0 | 43350 | 118150 | 164050 | 170000
Gwth Co - Nth | 2129.5131 | 2129.5131 | 2129.5131 | 2129.5131 | 2129.5131 | 2129.5131 | 2129.5131 | 2129.5131 | 2129.5131 | 2129.5131 | 2129.5131
AusNet average | 0 | 0 | 0 | 0 | 0 | 0 | 0 | 0 | 0 | 0 | 0
AusNet - residual | 0 | 0 | 0 | 0 | 0 | 0 | 0 | 0 | 0 | 0 | 6250
TOTAL | 2129.5131 | 2129.5131 | 2129.5131 | 2129.5131 | 2129.5131 | 2129.5131 | 2129.5131 | 45479.5131 | 120279.5131 | 166179.5131 | 178379.5131 | 0 | 0 | 0 | 0 | 0 | 0 | 0 | 0 | 0 | 0 | 0 | 0 | 0 | 0 | 0
High Voltage
Demand Driven Capital Expenditure ($ Total) | 2019-20 | 2020-21 | 2021-22 | 2022-23 | 2023-24 | 2024-25 | 2025-26 | 2026-27 | 2027-28 | 2028-29 | 2029-30 | 0 | 0 | 0 | 0 | 0 | 0 | 0 | 0 | 0 | 0 | 0 | 0 | 0 | 0 | 0
Gwth Co - East | 0 | 184000 | 1693000 | 3239000 | 1988000 | 258000 | 0 | 0 | 0 | 0 | 0
Gwth Co - Nth | 0 | 0 | 0 | 0 | 0 | 0 | 0 | 1027650 | 1773200 | 1088100 | 216050
AusNet average | 0 | 0 | 0 | 0 | 0 | 0 | 0 | 0 | 0 | 0 | 0
AusNet - residual | 3079516.46 | 2159624.18 | 3238500 | 3977700 | 3010500 | 1635500 | 1606000 | 6142650 | 5993200 | 4798100 | 3146050
TOTAL | 3079516.46 | 2343624.18 | 4931500 | 7216700 | 4998500 | 1893500 | 1606000 | 7170300 | 7766400 | 5886200 | 3362100 | 0 | 0 | 0 | 0 | 0 | 0 | 0 | 0 | 0 | 0 | 0 | 0 | 0 | 0 | 0
Cumulative Demand Growth - kW | 2019-20 | 2020-21 | 2021-22 | 2022-23 | 2023-24 | 2024-25 | 2025-26 | 2026-27 | 2027-28 | 2028-29 | 2029-30 | 0 | 0 | 0 | 0 | 0 | 0 | 0 | 0 | 0 | 0 | 0 | 0 | 0 | 0 | 0
Gwth Co - East | 6120.2578 | 12131.2078 | 18174.2547 | 24572.7603 | 31084.0227 | 37598.3219 | 44114.2981 | 50631.336 | 57246.594 | 63984.1342 | 70723.3514
Gwth Co - Nth | 4250.2167 | 8429.2075 | 12609.0338 | 16646.9916 | 20685.2807 | 24723.5697 | 28762.6942 | 32804.4369 | 36477.4351 | 40036.0666 | 43642.5669
AusNet average | 0 | 0 | 0 | 0 | 0 | 0 | 0 | 0 | 0 | 0 | 0
AusNet - residual | 16336.3269 | 33014.6116 | 49858.053 | 66348.6778 | 83121.0744 | 100023.9454 | 116612.1381 | 133116.3172 | 149361.6028 | 165549.7099 | 181821.2239
| 2029-30: 0; 0: 0 | 0 | 0 | 0 | 0 | 0 | 0 | 0 | 0 | 0 | 0 | 0 | 0 | 0 | 0
TOTAL | 26706.8014 | 53575.0269 | 80641.3415 | 107568.4296 | 134890.3778 | 162345.8371 | 189489.1304 | 216552.0901 | 243085.6318 | 269569.9107 | 296187.1421 | 0 | 0 | 0 | 0 | 0 | 0 | 0 | 0 | 0 | 0 | 0 | 0 | 0 | 0 | 0
Incremental Opex driven by kW | 2019-20 | 2020-21 | 2021-22 | 2022-23 | 2023-24 | 2024-25 | 2025-26 | 2026-27 | 2027-28 | 2028-29 | 2029-30 | 0 | 0 | 0 | 0 | 0 | 0 | 0 | 0 | 0 | 0 | 0 | 0 | 0 | 0 | 0
Gwth Co - East | 0 | 1840 | 18770 | 51160 | 71040 | 73620 | 73620 | 73620 | 73620 | 73620 | 73620
Gwth Co - Nth | 0 | 0 | 0 | 0 | 0 | 0 | 0 | 10276.5 | 28008.5 | 38889.5 | 41050
AusNet average | 0 | 0 | 0 | 0 | 0 | 0 | 0 | 0 | 0 | 0 | 0
AusNet - residual | 30795.1646 | 52391.4064 | 84776.4064 | 124553.4064 | 154658.4064 | 171013.4064 | 187073.4064 | 248499.9064 | 308431.9064 | 356412.9064 | 387873.4064
TOTAL | 30795.1646 | 54231.4064 | 103546.4064 | 175713.4064 | 225698.4064 | 244633.4064 | 260693.4064 | 332396.4064 | 410060.4064 | 468922.4064 | 502543.4064 | 0 | 0 | 0 | 0 | 0 | 0 | 0 | 0 | 0 | 0 | 0 | 0 | 0 | 0 | 0
Low Voltage
Demand Driven Capital Expenditure ($ Total) | 2019-20 | 2020-21 | 2021-22 | 2022-23 | 2023-24 | 2024-25 | 2025-26 | 2026-27 | 2027-28 | 2028-29 | 2029-30 | 0 | 0 | 0 | 0 | 0 | 0 | 0 | 0 | 0 | 0 | 0 | 0 | 0 | 0 | 0
Gwth Co - East | 0 | 0 | 0 | 0 | 0 | 0 | 0 | 0 | 0 | 0 | 0
Gwth Co - Nth | 0 | 0 | 0 | 0 | 0 | 0 | 0 | 0 | 0 | 0 | 0
AusNet average | 0 | 0 | 0 | 0 | 0 | 0 | 0 | 0 | 0 | 0 | 0
AusNet - residual | 2897592.4467 | 1834240 | 2340000 | 2340000 | 2340000 | 2340000 | 2340000 | 2250000 | 2250000 | 2250000 | 2250000
TOTAL | 2897592.4467 | 1834240 | 2340000 | 2340000 | 2340000 | 2340000 | 2340000 | 2250000 | 2250000 | 2250000 | 2250000 | 0 | 0 | 0 | 0 | 0 | 0 | 0 | 0 | 0 | 0 | 0 | 0 | 0 | 0 | 0
Cumulative Demand Growth - kW | 2019-20 | 2020-21 | 2021-22 | 2022-23 | 2023-24 | 2024-25 | 2025-26 | 2026-27 | 2027-28 | 2028-29 | 2029-30 | 0 | 0 | 0 | 0 | 0 | 0 | 0 | 0 | 0 | 0 | 0 | 0 | 0 | 0 | 0
Gwth Co - East | 6120.2578 | 12131.2078 | 18174.2547 | 24572.7603 | 31084.0227 | 37598.3219 | 44114.2981 | 50631.336 | 57246.594 | 63984.1342 | 70723.3514
Gwth Co - Nth | 4250.2167 | 8429.2075 | 12609.0338 | 16646.9916 | 20685.2807 | 24723.5697 | 28762.6942 | 32804.4369 | 36477.4351 | 40036.0666 | 43642.5669
AusNet average | 0 | 0 | 0 | 0 | 0 | 0 | 0 | 0 | 0 | 0 | 0
AusNet - residual | 16336.3269 | 33014.6116 | 49858.053 | 66348.6778 | 83121.0744 | 100023.9454 | 116612.1381 | 133116.3172 | 149361.6028 | 165549.7099 | 181821.2239
TOTAL | 26706.8014 | 53575.0269 | 80641.3415 | 107568.4296 | 134890.3778 | 162345.8371 | 189489.1304 | 216552.0901 | 243085.6318 | 269569.9107 | 296187.1421 | 0 | 0 | 0 | 0 | 0 | 0 | 0 | 0 | 0 | 0 | 0 | 0 | 0 | 0 | 0
Incremental Opex driven by kW | 2019-20 | 2020-21 | 2021-22 | 2022-23 | 2023-24 | 2024-25 | 2025-26 | 2026-27 | 2027-28 | 2028-29 | 2029-30 | 0 | 0 | 0 | 0 | 0 | 0 | 0 | 0 | 0 | 0 | 0 | 0 | 0 | 0 | 0
Gwth Co - East | 0 | 0 | 0 | 0 | 0 | 0 | 0 | 0 | 0 | 0 | 0
Gwth Co - Nth | 0 | 0 | 0 | 0 | 0 | 0 | 0 | 0 | 0 | 0 | 0
AusNet average | 0 | 0 | 0 | 0 | 0 | 0 | 0 | 0 | 0 | 0 | 0
AusNet - residual | 28975.9245 | 47318.3245 | 70718.3245 | 94118.3245 | 117518.3245 | 140918.3245 | 164318.3245 | 186818.3245 | 209318.3245 | 231818.3245 | 254318.3245
TOTAL | 28975.9245 | 47318.3245 | 70718.3245 | 94118.3245 | 117518.3245 | 140918.3245 | 164318.3245 | 186818.3245 | 209318.3245 | 231818.3245 | 254318.3245 | 0 | 0 | 0 | 0 | 0 | 0 | 0 | 0 | 0 | 0 | 0 | 0 | 0 | 0 | 0
Spare
Demand Driven Capital Expenditure ($ Total) | 2019-20 | 2020-21 | 2021-22 | 2022-23 | 2023-24 | 2024-25 | 2025-26 | 2026-27 | 2027-28 | 2028-29 | 2029-30 | 0 | 0 | 0 | 0 | 0 | 0 | 0 | 0 | 0 | 0 | 0 | 0 | 0 | 0 | 0
Gwth Co - East | 0 | 0 | 0 | 0 | 0 | 0 | 0 | 0 | 0 | 0 | 0
Gwth Co - Nth | 0 | 0 | 0 | 0 | 0 | 0 | 0 | 0 | 0 | 0 | 0
AusNet average | 0 | 0 | 0 | 0 | 0 | 0 | 0 | 0 | 0 | 0 | 0
AusNet - residual | 0 | 0 | 0 | 0 | 0 | 0 | 0 | 0 | 0 | 0 | 0
TOTAL | 0 | 0 | 0 | 0 | 0 | 0 | 0 | 0 | 0 | 0 | 0 | 0 | 0 | 0 | 0 | 0 | 0 | 0 | 0 | 0 | 0 | 0 | 0 | 0 | 0 | 0
Cumulative Demand Growth - kW | 2019-20 | 2020-21 | 2021-22 | 2022-23 | 2023-24 | 2024-25 | 2025-26 | 2026-27 | 2027-28 | 2028-29 | 2029-30 | 0 | 0 | 0 | 0 | 0 | 0 | 0 | 0 | 0 | 0 | 0 | 0 | 0 | 0 | 0
Gwth Co - East | 6120.2578 | 12131.2078 | 18174.2547 | 24572.7603 | 31084.0227 | 37598.3219 | 44114.2981 | 50631.336 | 57246.594 | 63984.1342 | 70723.3514
Gwth Co - Nth | 4250.2167 | 8429.2075 | 12609.0338 | 16646.9916 | 20685.2807 | 24723.5697 | 28762.6942 | 32804.4369 | 36477.4351 | 40036.0666 | 43642.5669
AusNet average | 0 | 0 | 0 | 0 | 0 | 0 | 0 | 0 | 0 | 0 | 0
AusNet - residual | 16336.3269 | 33014.6116 | 49858.053 | 66348.6778 | 83121.0744 | 100023.9454 | 116612.1381 | 133116.3172 | 149361.6028 | 165549.7099 | 181821.2239
TOTAL | 26706.8014 | 53575.0269 | 80641.3415 | 107568.4296 | 134890.3778 | 162345.8371 | 189489.1304 | 216552.0901 | 243085.6318 | 269569.9107 | 296187.1421 | 0 | 0 | 0 | 0 | 0 | 0 | 0 | 0 | 0 | 0 | 0 | 0 | 0 | 0 | 0
Incremental Opex driven by kW | 2019-20 | 2020-21 | 2021-22 | 2022-23 | 2023-24 | 2024-25 | 2025-26 | 2026-27 | 2027-28 | 2028-29 | 2029-30 | 0 | 0 | 0 | 0 | 0 | 0 | 0 | 0 | 0 | 0 | 0 | 0 | 0 | 0 | 0
Gwth Co - East | 0 | 0 | 0 | 0 | 0 | 0 | 0 | 0 | 0 | 0 | 0
Gwth Co - Nth | 0 | 0 | 0 | 0 | 0 | 0 | 0 | 0 | 0 | 0 | 0
AusNet average | 0 | 0 | 0 | 0 | 0 | 0 | 0 | 0 | 0 | 0 | 0
AusNet - residual | 0 | 0 | 0 | 0 | 0 | 0 | 0 | 0 | 0 | 0 | 0
TOTAL | 0 | 0 | 0 | 0 | 0 | 0 | 0 | 0 | 0 | 0 | 0 | 0 | 0 | 0 | 0 | 0 | 0 | 0 | 0 | 0 | 0 | 0 | 0 | 0 | 0 | 0
Spare
Demand Driven Capital Expenditure ($ Total) | 2019-20 | 2020-21 | 2021-22 | 2022-23 | 2023-24 | 2024-25 | 2025-26 | 2026-27 | 2027-28 | 2028-29 | 2029-30 | 0 | 0 | 0 | 0 | 0 | 0 | 0 | 0 | 0 | 0 | 0 | 0 | 0 | 0 | 0
Gwth Co - East
Gwth Co - Nth
AusNet average
AusNet - residual
TOTAL | 0 | 0 | 0 | 0 | 0 | 0 | 0 | 0 | 0 | 0 | 0 | 0 | 0 | 0 | 0 | 0 | 0 | 0 | 0 | 0 | 0 | 0 | 0 | 0 | 0 | 0
Cumulative Demand Growth - kW | 2019-20 | 2020-21 | 2021-22 | 2022-23 | 2023-24 | 2024-25 | 2025-26 | 2026-27 | 2027-28 | 2028-29 | 2029-30 | 0 | 0 | 0 | 0 | 0 | 0 | 0 | 0 | 0 | 0 | 0 | 0 | 0 | 0 | 0
Gwth Co - East
Gwth Co - Nth
AusNet average
AusNet - residual
TOTAL | 0 | 0 | 0 | 0 | 0 | 0 | 0 | 0 | 0 | 0 | 0 | 0 | 0 | 0 | 0 | 0 | 0 | 0 | 0 | 0 | 0 | 0 | 0 | 0 | 0 | 0
Incremental Opex driven by kW | 2019-20 | 2020-21 | 2021-22 | 2022-23 | 2023-24 | 2024-25 | 2025-26 | 2026-27 | 2027-28 | 2028-29 | 2029-30 | 0 | 0 | 0 | 0 | 0 | 0 | 0 | 0 | 0 | 0 | 0 | 0 | 0 | 0 | 0
Gwth Co - East
Gwth Co - Nth
AusNet average
AusNet - residual
TOTAL | 0 | 0 | 0 | 0 | 0 | 0 | 0 | 0 | 0 | 0 | 0 | 0 | 0 | 0 | 0 | 0 | 0 | 0 | 0 | 0 | 0 | 0 | 0 | 0 | 0 | 0

## Avoidable Cost
Summary
|  | Low | Medium | High | Low | Medium | High | Medium | Low Usage | High | HV1 | HV2 | HV3 | SubT1 | SubtT2
Class |  | LV Res | LV Res | LV Res | LV comms | LV comms | LV comms | Large LV | Large LV | Large LV | HV | HV | HV | ST | ST
|  | kW | kW | kW | kW | kW | kW | kW | kW | kW | kW | kW | kW | kW | kW
2019-01-24 18:00 |  | 0.882 | 0.322 | 1.874 | 1.028 | 4.748 | 54.88 | 177 | 106.14 | 697.7 | 744.016 | 0 | 9.234 | 41.224 | 6480
2019-01-25 11:30 |  | 0.892 | 0.034 | 0.418 | 1.078 | 13.776 | 0.032 | 262.2 | 75.28 | 999.36 | 693.59 | 1360 | 67.82 | 42.77 | 6600
2019-02-28 17:00 |  | 0.838 | 0.41 | 1.19 | 1.138 | 8.004 | 77.344 | 193.8 | 90.64 | 591.64 | 892.05 | 1099.2 | 10.686 | 42.964 | 2780
2018-12-07 15:30 |  | 1.338 | 0.414 | 1.264 | 1.114 | 13.094 | 104.672 | 217.2 | 129.38 | 686.9 | 880.482 | 0 | 17.232 | 47.416 | 6860
2019-01-30 15:30 |  | 0.284 | 0.364 | 1.598 | 5.706 | 10.048 | 102.976 | 214.2 | 59.04 | 1024.76 | 843.216 | 1360 | 41.522 | 42.578 | 3660
2019-01-14 17:00 |  | 0.904 | 3.58 | 1.3 | 1.048 | 1.292 | 56.224 | 149.4 | 69.76 | 779.66 | 823.688 | 1200 | 10.062 | 40.06 | 6240
2019-02-06 16:30 |  | 0.874 | 0.346 | 1.182 | 1.438 | 2.794 | 53.44 | 179.4 | 70.5 | 851.06 | 974.088 | 780 | 10.966 | 45.964 | 6380
2019-01-15 16:00 |  | 1.02 | 0.326 | 1.254 | 0.872 | 11.108 | 84.768 | 202.2 | 86.42 | 766.06 | 893.45 | 0 | 15.438 | 41.222 | 6700
2019-01-04 15:00 |  | 1.13 | 0.472 | 1.336 | 1.01 | 2.158 | 54.336 | 209.4 | 69.52 | 975.98 | 725.48 | 1020 | 8.244 | 40.932 | 5600
2019-01-22 17:00 |  | 1.018 | 0.396 | 1.302 | 0.874 | 1.376 | 55.2 | 150.6 | 61.36 | 850.16 | 870.762 | 1280 | 8.622 | 40.448 | 7160
| Average>> | 0.918 | 0.6664 | 1.2718 | 1.5306 | 6.8398 | 64.3872 | 195.54 | 81.804 | 822.328 | 834.0822 | 809.92 | 19.9826 | 42.5578 | 5846
| Select Connection Level>>> | Low Voltage | Low Voltage | Low Voltage | Low Voltage | Low Voltage | Low Voltage | Low Voltage | Low Voltage | Low Voltage | High Voltage | High Voltage | High Voltage | Sub tranmission | Sub tranmission
| Est. Avoidable Cost>> | 57.44 | 41.6972 | 79.5775 | 95.7708 | 427.9716 | 4028.7576 | 12235.091 | 5118.5404 | 51453.7074 | 37496.1675 | 36409.9557 | 898.3178 | 446.167 | 61288.2283
| NPV>> | 419.7853 | 304.7331 | 581.5719 | 699.9166 | 3127.7209 | 29443.1403 | 89417.0217 | 37407.5383 | 376036.2106 | 274031.1134 | 266092.8136 | 6565.1253 | 3260.6968 | 447909.2819
| NPV of volumes (from LRMC SAC model)>> | 23935.1112 | 32137.6508 | 48464.1687 | 119416.7094 | 317394.7917 | 3150084.0442 | 12341553.5817 | 4127203.9741 | 7561301.3106 | 33542988.5676 | 62129628.9497 | 3712514.7825 | 3052333.7177 | 365152431.1784
| $/kWh>> | 0.017538 | 0.0094821 | 0.012 | 0.0058611 | 0.0098544 | 0.0093468 | 0.0072452 | 0.0090637 | 0.049732 | 0.0081695 | 0.0042829 | 0.0017684 | 0.0010683 | 0.0012266
| 1 | 57.44 | 41.6972 | 79.5775 | 95.7708 | 427.9716 | 4028.7576 | 12235.091 | 5118.5404 | 51453.7074 | 37496.1675 | 36409.9557 | 898.3178 | 446.167 | 61288.2283
| 2 | 57.44 | 41.6972 | 79.5775 | 95.7708 | 427.9716 | 4028.7576 | 12235.091 | 5118.5404 | 51453.7074 | 37496.1675 | 36409.9557 | 898.3178 | 446.167 | 61288.2283
| 3 | 57.44 | 41.6972 | 79.5775 | 95.7708 | 427.9716 | 4028.7576 | 12235.091 | 5118.5404 | 51453.7074 | 37496.1675 | 36409.9557 | 898.3178 | 446.167 | 61288.2283
| 4 | 57.44 | 41.6972 | 79.5775 | 95.7708 | 427.9716 | 4028.7576 | 12235.091 | 5118.5404 | 51453.7074 | 37496.1675 | 36409.9557 | 898.3178 | 446.167 | 61288.2283
| 5 | 57.44 | 41.6972 | 79.5775 | 95.7708 | 427.9716 | 4028.7576 | 12235.091 | 5118.5404 | 51453.7074 | 37496.1675 | 36409.9557 | 898.3178 | 446.167 | 61288.2283
| 6 | 57.44 | 41.6972 | 79.5775 | 95.7708 | 427.9716 | 4028.7576 | 12235.091 | 5118.5404 | 51453.7074 | 37496.1675 | 36409.9557 | 898.3178 | 446.167 | 61288.2283
| 7 | 57.44 | 41.6972 | 79.5775 | 95.7708 | 427.9716 | 4028.7576 | 12235.091 | 5118.5404 | 51453.7074 | 37496.1675 | 36409.9557 | 898.3178 | 446.167 | 61288.2283
| 8 | 57.44 | 41.6972 | 79.5775 | 95.7708 | 427.9716 | 4028.7576 | 12235.091 | 5118.5404 | 51453.7074 | 37496.1675 | 36409.9557 | 898.3178 | 446.167 | 61288.2283
| 9 | 57.44 | 41.6972 | 79.5775 | 95.7708 | 427.9716 | 4028.7576 | 12235.091 | 5118.5404 | 51453.7074 | 37496.1675 | 36409.9557 | 898.3178 | 446.167 | 61288.2283
| 10 | 57.44 | 41.6972 | 79.5775 | 95.7708 | 427.9716 | 4028.7576 | 12235.091 | 5118.5404 | 51453.7074 | 37496.1675 | 36409.9557 | 898.3178 | 446.167 | 61288.2283

## Raw Capex
[13 empty] | August 2nd Cut Numbers | [23 empty] | 2019-20 | 2019-20 | 2020-21 | 2020-21 | 2021-22 | 2021-22 | 2022-23 | 2022-23 | 2023-24 | 2023-24 | 2024-25 | 2024-25 | 2025-26 | 2025-26 | 2026-27 | 2026-27 | 2027-28 | 2027-28 | 2028-29 | 2028-29 | 2029-30 | 2029-30 | 2030-31 | 2030-31 | 2031-32 | 2031-32 | 2032-33 | 2032-33 | 2033-34 | 2033-34 | 2034-35 | 2034-35 | 2035-36 | 2035-36
[6 empty] | red = not included | [6 empty] | Units | [5 empty] | Forecast in real P50 Direct 2018 $000's | [16 empty] | 2019 | 2019 | 2020 | 2020 | 2021 | 2021 | 2022 | 2022 | 2023 | 2023 | 2024 | 2024 | 2025 | 2025 | 2026 | 2026 | 2027 | 2027 | 2028 | 2028 | 2029 | 2029 | 2030 | 2030 | 2031 | 2031 | 2032 | 2032 | 2033 | 2033 | 2034 | 2034 | 2035 | 2035 | 2036
Original from AusNet | Original from AusNet | Capex category | Growth Area | Voltage | Project Ref | Description | Program | RAB Category | TAB Category | RIN Expenditure Category | RIN Asset Category | Activity Type | 2021 Units | 2022 Units | 2023 Units | 2024 Units | 2025 Units | Direct Unit cost ($2018, $000's) | 2021 Forecast | 2022 Forecast | 2023 Forecast | 2024 Forecast | 2025 Forecast | TOTAL 2021-2025 | Person | Comment | 2016 Units | 2017 Units | 2018 Units | 2019 Units | 2020 Units | 2021 Units | 2022 Units | 2023 Units | 2024 Units | Jan to Jun 2019 Forecast | Jul to Dec 2019 Forecast | Jan to Jun 2020 Forecast | Jul to Dec 2020 Forecast | Jan to Jun 2021 Forecast | Jul to Dec 2021 Forecast | Jan to Jun 2022 Forecast | Jul to Dec 2022 Forecast | Jan to Jun 2023 Forecast | Jul to Dec 2023 Forecast | Jan to Jun 2024 Forecast | Jul to Dec 2024 Forecast | Jan to Jun 2025 Forecast | Jul to Dec 2025 Forecast | Jan to Jun 2026 Forecast | Jul to Dec 2026 Forecast | Jan to Jun 2027 Forecast | Jul to Dec 2027 Forecast | Jan to Jun 2028 Forecast | Jul to Dec 2028 Forecast | Jan to Jun 2029 Forecast | Jul to Dec 2029 Forecast | Jan to Jun 2030 Forecast | Jul to Dec 2030 Forecast | Jan to Jun 2031 Forecast | Jul to Dec 2031 Forecast | Jan to Jun 2032 Forecast | Jul to Dec 2032 Forecast | Jan to Jun 2033 Forecast | Jul to Dec 2033 Forecast | Jan to Jun 2034 Forecast | Jul to Dec 2034 Forecast | Jan to Jun 2035 Forecast | Jul to Dec 2035 Forecast | Jan to Jun 2036 Forecast | TOTAL Jan to Jun 2021 | TOTAL EDPR 2021-2026 | TOTAL EDPR 2026-2031 | TOTAL EDPR 2031-2036 | Person | Document | Location | Notes |  |  | 2019-20 | 2020-21 | 2021-22 | 2022-23 | 2023-24 | 2024-25 | 2025-26 | 2026-27 | 2027-28 | 2028-29 | 2029-30 | 2030-31 | 2031-32 | 2032-33 | 2033-34 | 2034-35 | 2035-36
[6 empty] | Replace roofs, doors, windows & doors | Civil Infrastructure | Subtransmission | Repex - 50% Grp 2, 50% Grp 3 | Replacement expenditure | Other | Buildings & Civil infrastructure | 1.5 | 1.5 | 1.5 | 1.5 | 1.5 | 100 | 150 | 150 | 150 | 150 | 150 | 750 | Francis |  | 4.3624 | 4.3624 | 4.3624 | 4.3624 | 4.3624 | 1.33 | 1.33 | 1.33 | 1.33 | 1.33 | 100 |  |  | 133 |  | 133 |  | 133 |  | 133 |  | 133 | [23 empty] | 665
[5 empty] | Civil Infrastructure SUBTOTAL | [7 empty] | 1.5 | 1.5 | 1.5 | 1.5 | 1.5 |  | 150 | 150 | 150 | 150 | 150 | 750 | [15 empty] | 133 |  | 133 |  | 133 |  | 133 |  | 133 |  | 0 |  | 0 |  | 0 |  | 0 |  | 0 |  | 0 |  | 0 |  | 0 |  | 0 |  | 0 |  |  |  | 665
[6 empty] | Power Transformer Replacement 20MVA | Plant | Subtransmission | Replacement expenditure (Group 3) | Replacement expenditure | Transformers | Zone Sub Transformers | 0 | 1 | 0 | 0 | 1 | 909.09 | 0 | 909.09 | 0 | 0 | 909.09 | 1818.18 | Cameron | Timing as per 1 pager | [5 empty] | 0 | 1 | 0 | 0 | 1 | 909.09 |  |  | 0 |  | 909.09 |  | 0 |  | 0 |  | 909.09 | [23 empty] | 1818.18
[6 empty] | Power Transformer Replacement 5MVA | Plant | [5 empty] | 1 | 0 | 0 | 2 | 0 | 495.868 | 495.868 | 0 | 0 | 991.736 | 0 | 1487.604 | Cameron | Timing as per 1 pager | [5 empty] | 1 | 0 | 0 | 2 | 0 | 495.868 |  |  | 495.868 |  | 0 |  | 0 |  | 991.736 |  | 0 | [23 empty] | 1487.604
[6 empty] | Power Transformer Oil Seals | Plant | [5 empty] | 3 | 0 | 0 | 0 | 0 | 165.2893 | 495.8678 | 0 | 0 | 0 | 0 | 495.8678 | Cameron | Timing as per 1 pager | [5 empty] | 3 | 0 | 0 | 0 | 0 | 165.2893 |  |  | 495.8678 |  | 0 |  | 0 |  | 0 |  | 0 | [23 empty] | 495.8678
[6 empty] | Power Transformer OLTC | Plant | [5 empty] | 1 | 0 | 0 | 0 | 0 | 123.9669 | 123.9669 | 0 | 0 | 0 | 0 | 123.9669 | Cameron | Timing as per 1 pager | [5 empty] | 1 | 0 | 0 | 0 | 0 | 123.9669 |  |  | 123.9669 |  | 0 |  | 0 |  | 0 |  | 0 | [23 empty] | 123.9669
[6 empty] | Power Transformer Bushings | Plant | [5 empty] | 0 | 0 | 0 | 0 | 1 | 61.9835 | 0 | 0 | 0 | 0 | 61.9835 | 61.9835 | Cameron | Timing as per 1 pager | [5 empty] | 0 | 0 | 0 | 0 | 1 | 61.9835 |  |  | 0 |  | 0 |  | 0 |  | 0 |  | 61.9835 | [23 empty] | 61.9835
[5 empty] | Power Transformers SUBTOTAL | [7 empty] | 5 | 1 | 0 | 2 | 2 |  | 1115.7027 | 909.09 | 0 | 991.736 | 971.0735 | 3987.6022 | [15 empty] | 1115.7027 |  | 909.09 |  | 0 |  | 991.736 |  | 971.0735 |  | 0 |  | 0 |  | 0 |  | 0 |  | 0 |  | 0 |  | 0 |  | 0 |  | 0 |  | 0 |  |  |  | 3987.6022
[6 empty] | 66kV Circuit breakers | Plant | Subtransmission | Replacement expenditure (Group 2) | Replacement expenditure | Other | Circuit Breakers & disconnectors 66kV | 4 | 4 | 4 | 4 | 4 | 599.289 | 2397.156 | 2397.156 | 2397.156 | 2397.156 | 2397.156 | 11985.78 | Nandana | Numbers are the same, cost has increased to include Prot and 2 x isolators. This could be reduced to 3 per year to account for CB's being replaced in Satendras project prior to 2021. | 4 | 4 | 5.3 | 5.3 | 5.3 | 4 | 4 | 4 | 4 | 4 | 599.289 |  |  | 2397.156 |  | 2397.156 |  | 2397.156 |  | 2397.156 |  | 2397.156 | [23 empty] | 11985.78
[6 empty] | 22kV Circuit breakers | Plant | [5 empty] | 2 | 2 | 2 | 3 | 3 | 50 | 100 | 100 | 100 | 150 | 150 | 600 | Nandana | Numbers are the same, cost has increased to include Prot and 2 x isolators. Number only accounts for indoor CB retrofits. Outdoor 22kV CBs are being replaced with switchboards in station rebuild and REFCL projects. | 12 | 12 | 0 | 0 | 0 | 2 | 2 | 2 | 3 | 3 | 50 |  |  | 100 |  | 100 |  | 100 |  | 150 |  | 150 | [23 empty] | 600
[6 empty] | Switchboards | Plant | Subtransmission | Repex - 50% Grp 2, 50% Grp 3 | Replacement expenditure | Other | Protection & Control | 1 | 0 | 0 | 0 | 0 | 1239.6694 | 1239.6694 | 0 | 0 | 0 | 0 | 1239.6694 | Nandana | Move to start of period. Should not change | 0 | 0 | 0 | 0 | 0 | 1 | 0 | 0 | 0 | 0 | 1239.6694 |  |  | 1239.6694 |  | 0 |  | 0 |  | 0 |  | 0 | [23 empty] | 1239.6694
[5 empty] | CB/Switchboard SUBTOTAL | [7 empty] | 7 | 6 | 6 | 7 | 7 | 1888.9584 | 3736.8254 | 2497.156 | 2497.156 | 2547.156 | 2547.156 | 13825.4494 | [12 empty] | 1888.9584 |  |  | 3736.8254 |  | 2497.156 |  | 2497.156 |  | 2547.156 |  | 2547.156 |  | 0 |  | 0 |  | 0 |  | 0 |  | 0 |  | 0 |  | 0 |  | 0 |  | 0 |  | 0 |  |  |  | 13825.4494
[6 empty] | Instrument transformers - VTs | Plant | Subtransmission | Replacement expenditure (Group 3) | Replacement expenditure | Transformers | Instrument Transformers | 2 | 2 | 2 | 2 | 2 | 176.391 | 352.782 | 352.782 | 352.782 | 352.782 | 352.782 | 1763.91 | Nandana | This number replresents three phase sets of 66kV VTs (there are no planned 22kV replacements) - . It takes into account REFCL and rebuild projects and any VTs to be replaced in programs prior to the EDPR period. It can be reduced to 2 sets per year if we install CAMS on Tyree units. | 6.5 | 6.5 | 6 | 6 | 6 | 2 | 2 | 2 | 2 | 2 | 176.391 |  |  | 352.782 |  | 352.782 |  | 352.782 |  | 352.782 |  | 352.782 | [23 empty] | 1763.91
[6 empty] | Instrument transformers - CTs - 66kV | Plant | Subtransmission | Replacement expenditure (Group 3) | Replacement expenditure | Transformers | Instrument Transformers | 2 | 2 | 1 | 1 | 1 | 184.795 | 369.59 | 369.59 | 184.795 | 184.795 | 184.795 | 1293.565 | Nandana | These numbers can be reduced (by half) if all of Satendra's 66kV CB replacements go ahead and are completed before the period. | 1.87 | 1.87 | 1.87 | 1.87 | 1.87 | 2 | 2 | 1 | 1 | 1 | 194 |  |  | 388 |  | 388 |  | 194 |  | 194 |  | 194 | [23 empty] | 1358
[6 empty] | Cap banks & reactors | Plant | Subtransmission | Repex - 50% Grp 2, 50% Grp 3 | Replacement expenditure | Other | Cap Cans | 2 | 2 | 2 | 2 | 2 | 81.3333 | 162.6667 | 162.6667 | 162.6667 | 162.6667 | 162.6667 | 813.3333 | Nandana | This accounts for 12 cap cans ($36k) plus 3 reactors ($45k) per capacitor bank. No complete replacements accounted for (there will be15 replaced due to REFCL). | ? | ? | ? | ? | ? | 2 | 2 | 2 | 2 | 2 | 81.3333 |  |  | 162.6667 |  | 162.6667 |  | 162.6667 |  | 162.6667 |  | 162.6667 | [23 empty] | 813.3333
[6 empty] | NERs & NEDs | Plant | Subtransmission | Repex - 50% Grp 2, 50% Grp 3 | Replacement expenditure | Other | NER | 0 | 2 | 2 | 0 | 0 | 82.6446 | 0 | 165.2893 | 165.2893 | 0 | 0 | 330.5785 | Nandana | 2 done as part of MWE project | 1.7333 | 1.7333 | 1.7333 | 1 | 1 | 1 | 1 | 1 | 1 | 0 | 82.6446 |  |  | 82.6446 |  | 82.6446 |  | 82.6446 |  | 82.6446 |  | 0 | [23 empty] | 330.5785
[6 empty] | NERs & NEDs Health Monitoring | [6 empty] | 0 | 0 | 1 | 2 | 0 | 49.5868 | 0 | 0 | 49.5868 | 99.1736 | 0 | 148.7603 | Nandana | Numbers unlikely to change | 0 | 0 | 0 | 0 | 0 | 0 | 0 | 0 | 1 | 2 | 49.5868 |  |  | 0 |  | 0 |  | 0 |  | 49.5868 |  | 99.1736 | [23 empty] | 148.7603
[6 empty] | 66kV Surge arresters | Plant | Subtransmission | Replacement expenditure (Group 1) | Replacement expenditure | Other | Surge Diverters | 6 | 6 | 6 | 0 | 0 | 11.8 | 70.8 | 70.8 | 70.8 | 0 | 0 | 212.4 | Nandana | [6 empty] | 6 | 6 | 6 | 0 | 0 | 11.8 |  |  | 70.8 |  | 70.8 |  | 70.8 |  | 0 |  | 0 | [23 empty] | 212.4
[6 empty] | 22 kV Surge Arresters | Plant | [5 empty] | 21 | 21 | 21 | 0 | 0 | 10.6 | 222.6 | 222.6 | 222.6 | 0 | 0 | 667.8 | Nandana |  | 107 | 107 | 100 | 100 | 100 | 21 | 21 | 21 | 0 | 0 | 10.6 |  |  | 222.6 |  | 222.6 |  | 222.6 |  | 0 |  | 0 | [23 empty] | 667.8
[6 empty] | HV switches, earth switches & isolators | Plant | Subtransmission | Replacement expenditure (Group 1) | Replacement expenditure | Other | HV Fuses | 1 | 1 | 1 | 1 | 1 | 112 | 112 | 112 | 112 | 112 | 112 | 560 | Nandana | Two underslung insulators at $47k and reinsulate one substation bus at $18k per year | 0 | 1.76 | 1.76 | 1.76 | 0 | 1 | 1 | 1 | 1 | 1 | 100 |  |  | 100 |  | 100 |  | 100 |  | 100 |  | 100 | [23 empty] | 500
[5 empty] | Plant SUBTOTAL | [7 empty] | 34 | 36 | 36 | 8 | 6 |  | 1290.4387 | 1455.7279 | 1320.5197 | 911.4172 | 812.2437 | 5790.3472 | [15 empty] | 1379.4933 |  | 1379.4933 |  | 1185.4933 |  | 941.6801 |  | 908.6222 |  | 0 |  | 0 |  | 0 |  | 0 |  | 0 |  | 0 |  | 0 |  | 0 |  | 0 |  | 0 |  |  |  | 5794.7822
[5 empty] | Zone Substation Plant TOTAL | [7 empty] | 48 | 45 | 44 | 19 | 17 |  | 6292.9668 | 5011.9739 | 3967.6757 | 4600.3092 | 4480.4731 | 24353.3988 | [15 empty] | 6365.0214 |  | 4918.7393 |  | 3815.6493 |  | 4613.5721 |  | 4559.8517 |  | 0 |  | 0 |  | 0 |  | 0 |  | 0 |  | 0 |  | 0 |  | 0 |  | 0 |  | 0 |  |  |  | 24272.8338
[6 empty] | Subtransmission poles - complex 147COM | Poles | Subtransmission | Replacement expenditure (Group 1) | Replacement expenditure | Poles | Poles replaced | 113 | 88 | 102 | 96 | 91 | 21.29 | 2405.77 | 1873.52 | 2171.58 | 2043.84 | 1937.39 | 10432.1 | Iris | Unit rate change | [5 empty] | 113 | 88 | 102 | 96 | 91 | 20.74 |  |  | 2343.62 |  | 1825.12 |  | 2115.48 |  | 1991.04 |  | 1887.34 | [23 empty] | 10162.6
[6 empty] | Subtransmission poles - simple 147SIM | Poles | Subtransmission | Replacement expenditure (Group 1) | Replacement expenditure | Poles | Poles replaced | 96 | 58 | 85 | 116 | 62 | 13.1 | 1257.6 | 759.8 | 1113.5 | 1519.6 | 812.2 | 5462.7 | Iris | Unit rate change | [5 empty] | 96 | 58 | 85 | 116 | 62 | 16.76 |  |  | 1608.96 |  | 972.08 |  | 1424.6 |  | 1944.16 |  | 1039.12 | [23 empty] | 6988.92
[5 empty] | Subtransmission poles | [7 empty] | 209 | 146 | 187 | 212 | 153 |  | 3663.37 | 2633.32 | 3285.08 | 3563.44 | 2749.59 | 15894.8 | [15 empty] | 3952.58 |  | 2797.2 |  | 3540.08 |  | 3935.2 |  | 2926.46 |  | 0 |  | 0 |  | 0 |  | 0 |  | 0 |  | 0 |  | 0 |  | 0 |  | 0 |  | 0 |  |  |  | 17151.52
[6 empty] | Distribution poles - HV complex 148HVC | Poles | Distribution system assets | Replacement expenditure (Group 1) | Replacement expenditure | Poles | Poles replaced | 122 | 123 | 139 | 111 | 115 | 28.08 | 3425.76 | 3453.84 | 3903.12 | 3116.88 | 3229.2 | 17128.8 | Iris | Unit rate change | [5 empty] | 122 | 123 | 139 | 111 | 115 | 22.16 |  |  | 2703.52 |  | 2725.68 |  | 3080.24 |  | 2459.76 |  | 2548.4 | [23 empty] | 13517.6
[6 empty] | Distribution poles - HV simple 148HVS | Poles | Distribution system assets | Replacement expenditure (Group 1) | Replacement expenditure | Poles | Poles replaced | 1745 | 1687 | 1741 | 1796 | 1430 | 10.5 | 18322.5 | 17713.5 | 18280.5 | 18858 | 15015 | 88189.5 | Iris | Unit rate change | [5 empty] | 1745 | 1687 | 1741 | 1796 | 1430 | 11.79 |  |  | 20573.55 |  | 19889.73 |  | 20526.39 |  | 21174.84 |  | 16859.7 | [23 empty] | 99024.21
[6 empty] | Distribution poles - LV 148LVP | Poles | Distribution system assets | Replacement expenditure (Group 1) | Replacement expenditure | Poles | Poles replaced | 1117 | 1188 | 1328 | 818 | 752 | 6.7 | 7483.9 | 7959.6 | 8897.6 | 5480.6 | 5038.4 | 34860.1 | Iris | Unit rate change | [5 empty] | 1117 | 1188 | 1328 | 818 | 752 | 7.65 |  |  | 8545.05 |  | 9088.2 |  | 10159.2 |  | 6257.7 |  | 5752.8 | [23 empty] | 39802.95
[6 empty] | Distribution poles - street lights 148SIM | Poles | Distribution system assets | Replacement expenditure (Group 1) | Replacement expenditure | Poles | Poles replaced | 299 | 368 | 355 | 265 | 372 | 5.28 | 1578.72 | 1943.04 | 1874.4 | 1399.2 | 1964.16 | 8759.52 | Iris | Unit rate change | [5 empty] | 299 | 368 | 355 | 265 | 372 | 5.28 |  |  | 1578.72 |  | 1943.04 |  | 1874.4 |  | 1399.2 |  | 1964.16 | [23 empty] | 8759.52
[5 empty] | Distribution poles | [7 empty] | 3283 | 3366 | 3563 | 2990 | 2669 |  | 30810.88 | 31069.98 | 32955.62 | 28854.68 | 25246.76 | 148937.92 | [15 empty] | 33400.84 |  | 33646.65 |  | 35640.23 |  | 31291.5 |  | 27125.06 |  | 0 |  | 0 |  | 0 |  | 0 |  | 0 |  | 0 |  | 0 |  | 0 |  | 0 |  | 0 |  |  |  | 161104.28
[6 empty] | Pole reinforcement 149FWK | Poles | Distribution system assets | Replacement expenditure (Group 1) | Replacement expenditure | Poles | Staked Poles | 1770 | 1951 | 2128 | 1763 | 2011 | 0.825 | 1460.25 | 1609.575 | 1755.6 | 1454.475 | 1659.075 | 7938.975 | Iris | [6 empty] | 1770 | 1951 | 2128 | 1763 | 2011 | 0.999 |  |  | 1768.23 |  | 1949.049 |  | 2125.872 |  | 1761.237 |  | 2008.989 | [23 empty] | 9613.377
[5 empty] | Pole staking | [7 empty] | 1770 | 1951 | 2128 | 1763 | 2011 |  | 1460.25 | 1609.575 | 1755.6 | 1454.475 | 1659.075 | 7938.975 | [15 empty] | 1768.23 |  | 1949.049 |  | 2125.872 |  | 1761.237 |  | 2008.989 |  | 0 |  | 0 |  | 0 |  | 0 |  | 0 |  | 0 |  | 0 |  | 0 |  | 0 |  | 0 |  |  |  | 9613.377
[5 empty] | Pole Replacement SUBTOTAL | [7 empty] | 5262 | 5463 | 5878 | 4965 | 4833 |  | 35934.5 | 35312.875 | 37996.3 | 33872.595 | 29655.425 | 172771.695 | [15 empty] | 39121.65 |  | 38392.899 |  | 41306.182 |  | 36987.937 |  | 32060.509 |  | 0 |  | 0 |  | 0 |  | 0 |  | 0 |  | 0 |  | 0 |  | 0 |  | 0 |  | 0 |  |  |  | 187869.177
[6 empty] | Crossarms - HV | Crossarms | Distribution system assets | Environment, safety & legal | Replacement expenditure | Pole Top Structures | Crossarms | 1114 | 1114 | 1114 | 1114 | 1114 | 2.741 | 3053.474 | 3053.474 | 3053.474 | 3053.474 | 3053.474 | 15267.37 | Francis | No change | 2388 | 1492 | 2050 | 1647 | 1711 | 1114 | 1114 | 1114 | 1114 | 1114 | 3.24 |  |  | 3609.36 |  | 3609.36 |  | 3609.36 |  | 3609.36 |  | 3609.36 | [23 empty] | 18046.8
[6 empty] | Crossarms - LV | Crossarms | Distribution system assets | Environment, safety & legal | Replacement expenditure | Pole Top Structures | Crossarms | 2980 | 2980 | 2980 | 2980 | 2980 | 2.437 | 7262.26 | 7262.26 | 7262.26 | 7262.26 | 7262.26 | 36311.3 | Francis | No change | 5740 | 4001 | 4479 | 3841 | 4163 | 2980 | 2980 | 2980 | 2980 | 2980 | 2.89 |  |  | 8612.2 |  | 8612.2 |  | 8612.2 |  | 8612.2 |  | 8612.2 | [23 empty] | 43061
[6 empty] | Crossarms - Subtransmission | Crossarms | Subtransmission | Environment, safety & legal | Replacement expenditure | Pole Top Structures | Crossarms | 41 | 41 | 41 | 41 | 41 | 3.163 | 129.683 | 129.683 | 129.683 | 129.683 | 129.683 | 648.415 | Francis | No change | 64 | 42 | 29 | 54 | 53 | 41 | 41 | 41 | 41 | 41 | 4.2 |  |  | 172.2 |  | 172.2 |  | 172.2 |  | 172.2 |  | 172.2 | [23 empty] | 861
[5 empty] | Crossarms SUBTOTAL | [7 empty] | 4135 | 4135 | 4135 | 4135 | 4135 |  | 10445.417 | 10445.417 | 10445.417 | 10445.417 | 10445.417 | 52227.085 | [15 empty] | 12393.76 |  | 12393.76 |  | 12393.76 |  | 12393.76 |  | 12393.76 |  | 0 |  | 0 |  | 0 |  | 0 |  | 0 |  | 0 |  | 0 |  | 0 |  | 0 |  | 0 |  |  |  | 61968.8
[6 empty] | Conductor - Cu HV | Conductor | Distribution system assets | Replacement expenditure (Group 1) | Replacement expenditure | Overhead Conductors | Conductors - ACSR | 11.9 | 11.9 | 11.9 | 11.9 | 11.9 | 77.593 | 923.3567 | 923.3567 | 923.3567 | 923.3567 | 923.3567 | 4616.7835 | Auras | Based on conductor AWB model | 9.2069 | 9.2069 | 9.2069 | 8.6012 | 8.6012 | 11.9 | 11.9 | 11.9 | 11.9 | 11.9 | 77.593 |  |  | 923.3567 |  | 923.3567 |  | 923.3567 |  | 923.3567 |  | 923.3567 | [23 empty] | 4616.7835
[6 empty] | Conductor - Reactive Replacement | Conductor | Distribution system assets | Replacement expenditure (Group 1) | Replacement expenditure | Overhead Conductors | Conductors - ACSR | 12.4 | 12.4 | 12.4 | 12.4 | 12.4 | 46 | 570.4 | 570.4 | 570.4 | 570.4 | 570.4 | 2852 | Auras | Based on historic trend | 12.4 | 12.4 | 12.4 | 12.4 | 12.4 | 12.4 | 12.4 | 12.4 | 12.4 | 12.4 | 46 |  |  | 570.4 |  | 570.4 |  | 570.4 |  | 570.4 |  | 570.4 | [23 empty] | 2852
[6 empty] | Conductor - Aluminium LV & MV | Conductor | Distribution system assets | Replacement expenditure (Group 1) | Replacement expenditure | Overhead Conductors | Conductors - Alum | 12 | 12 | 12 | 12 | 12 | 46.095 | 553.14 | 553.14 | 553.14 | 553.14 | 553.14 | 2765.7 | Auras | Based on conductor AWB model | 9.2843 | 9.2843 | 9.2843 | 8.6735 | 8.6735 | 12 | 12 | 12 | 12 | 12 | 46.095 |  |  | 553.14 |  | 553.14 |  | 553.14 |  | 553.14 |  | 553.14 | [23 empty] | 2765.7
[6 empty] | Conductor - ACSR LV & MV | Conductor | Distribution system assets | Replacement expenditure (Group 1) | Replacement expenditure | Overhead Conductors | Conductors - ACSR | 46.6 | 46.6 | 46.6 | 46.6 | 46.6 | 46.095 | 2148.027 | 2148.027 | 2148.027 | 2148.027 | 2148.027 | 10740.135 | Auras | Based on conductor AWB model | 36.0539 | 36.0539 | 36.0539 | 33.6819 | 33.6819 | 46.6 | 46.6 | 46.6 | 46.6 | 46.6 | 46.095 |  |  | 2148.027 |  | 2148.027 |  | 2148.027 |  | 2148.027 |  | 2148.027 | [23 empty] | 10740.135
[6 empty] | Conductor - ACSR HV (Subtr) | Conductor | Subtransmission | Replacement expenditure (Group 1) | Replacement expenditure | Overhead Conductors | Conductors - ACSR | 0.2 | 0.2 | 0.2 | 0.2 | 0.2 | 46.095 | 9.219 | 9.219 | 9.219 | 9.219 | 9.219 | 46.095 | Auras | Based on conductor AWB model | 0.15474 | 0.15474 | 0.15474 | 0.14456 | 0.14456 | 0.2 | 0.2 | 0.2 | 0.2 | 0.2 | 46.095 |  |  | 9.219 |  | 9.219 |  | 9.219 |  | 9.219 |  | 9.219 | [23 empty] | 46.095
[6 empty] | Conductor - Steel | Conductor | Distribution system assets | Replacement expenditure (Group 1) | Replacement expenditure | Overhead Conductors | Conductors - Steel | 133.3 | 133.3 | 133.3 | 133.3 | 133.3 | 46.095 | 6144.4635 | 6144.4635 | 6144.4635 | 6144.4635 | 6144.4635 | 30722.3175 | Auras | Based on conductor AWB model | 103.1327 | 103.1327 | 103.1327 | 96.3476 | 96.3476 | 133.3 | 133.3 | 133.3 | 133.3 | 133.3 | 46.095 |  |  | 6144.4635 |  | 6144.4635 |  | 6144.4635 |  | 6144.4635 |  | 6144.4635 | [23 empty] | 30722.3175
[6 empty] | Conductor - SWER (Non Codified) | Conductor | Distribution system assets | Replacement expenditure (Group 1) | Replacement expenditure | Overhead Conductors | Conductors - Steel | 51.4 | 51.4 | 51.4 | 51.4 | 51.4 | 46.095 | 2369.283 | 2369.283 | 2369.283 | 2369.283 | 2369.283 | 11846.415 |  | Based on conductor AWB model | 39.7676 | 39.7676 | 39.7676 | 37.1513 | 37.1513 | 51.4 | 51.4 | 51.4 | 51.4 | 51.4 | 46.095 |  |  | 2369.283 |  | 2369.283 |  | 2369.283 |  | 2369.283 |  | 2369.283 | [23 empty] | 11846.415
[5 empty] | Conductor SUBTOTAL | [7 empty] | 276.8 | 276.8 | 276.8 | 276.8 | 276.8 |  | 13132.7442 | 13132.7442 | 13132.7442 | 13132.7442 | 13132.7442 | 63589.446 | [13 empty] | 11000 | 11000 | 12717.8892 |  | 12717.8892 |  | 12717.8892 |  | 12717.8892 |  | 12717.8892 |  | 0 |  | 0 |  | 0 |  | 0 |  | 0 |  | 0 |  | 0 |  | 0 |  | 0 |  | 0 |  |  |  | 63589.446
[6 empty] | Cables | Switches & Other | Distribution system assets | Replacement expenditure (Group 1) | Replacement expenditure | Underground Cables | Underground cables (Projects) | [6 empty] | 3401 | 3401 | 3401 | 3401 | 3401 | 17005 | Auras | Note, this is different to what is in the one pager - need to check this | 25.5 | 21.5 | 34.3 | 36.2 | 11.7 | 2.6 | 2.7 | 4.3 | 4.2 | 4.2 | 1000 |  |  | 2600 |  | 2700 |  | 4300 |  | 4200 |  | 4200 | [23 empty] | 18000
[6 empty] | Distribution subs Pole Top | Switches & Other | Distribution system assets | Replacement expenditure (Group 1) | Replacement expenditure | Other | RMUs (Kiosk Substations) | 120 | 120 | 120 | 120 | 120 | 11 | 1320 | 1320 | 1320 | 1320 | 1320 | 6600 | Nandana | Change to unit rate | ? | ? | ? | ? | ? | 120 | 120 | 120 | 120 | 120 | 11 |  |  | 1320 |  | 1320 |  | 1320 |  | 1320 |  | 1320 | [23 empty] | 6600
[6 empty] | Distribution subs Ground | [6 empty] | 5 | 5 | 5 | 5 | 5 | 65 | 325 | 325 | 325 | 325 | 325 | 1625 |  | Change to unit rate | ? | ? | ? | ? | ? | 5 | 5 | 5 | 5 | 5 | 65 |  |  | 325 |  | 325 |  | 325 |  | 325 |  | 325 | [23 empty] | 1625
[6 empty] | Services | Switches & Other | Distribution system assets | Replacement expenditure (Group 1) | Replacement expenditure | Service Lines | Services - Planned | 3790 | 3731 | 3774 | 3900 | 4089 | 0.846 | 3206.34 | 3156.426 | 3192.804 | 3299.4 | 3459.294 | 16314.264 | Russell | Model method is sound but unsure about std deviation assumption. | 4485 | 6800 | 3570 | 3640 | 3392 | 908 | 908 | 908 | 908 | 908 | 0.8 |  |  | 726.4 |  | 726.4 |  | 726.4 |  | 726.4 |  | 726.4 | [23 empty] | 3632
[5 empty] | Cables, Subs, Services SUBTOTAL | [7 empty] | 3915 | 3856 | 3899 | 4025 | 4214 |  | 8252.34 | 8202.426 | 8238.804 | 8345.4 | 8505.294 | 41544.264 | [15 empty] | 4971.4 |  | 5071.4 |  | 6671.4 |  | 6571.4 |  | 6571.4 |  | 0 |  | 0 |  | 0 |  | 0 |  | 0 |  | 0 |  | 0 |  | 0 |  | 0 |  | 0 |  |  |  | 29857
[6 empty] | Control Boxes & ACRs | Switches & Other | Distribution system assets | Replacement expenditure (Group 1) | Replacement expenditure | Other | ACRs 3ph | 120 | 121 | 122 | 123 | 124 | 11.7 | 1404 | 1415.7 | 1427.4 | 1439.1 | 1450.8 | 7137 | Louise | Adjusted Crow-AMSAA method. (blended unit rate - (490 corrective ctr box and 100 complete switches) | 115 | 81 | 142 | 187 | 152 | 118 | 119 | 120 | 121 | 122 | 11.7 |  |  | 1380.6 |  | 1392.3 |  | 1404 |  | 1415.7 |  | 1427.4 | [23 empty] | 7020
[6 empty] | MV switches - Manual Gas | Switches & Other | [5 empty] | 131 | 137 | 141 | 146 | 150 | 12.35 | 1617.85 | 1691.95 | 1741.35 | 1803.1 | 1852.5 | 8706.75 | Louise | Adjusted Crow-AMSAA method. New unit rate. | 103 | 81 | 111 | 119 | 126 | 131 | 137 | 141 | 146 | 150 | 12.35 |  |  | 1617.85 |  | 1691.95 |  | 1741.35 |  | 1803.1 |  | 1852.5 | [23 empty] | 8706.75
[6 empty] | MV Switches - Air Break | Switches & Other | [5 empty] | 19 | 20 | 21 | 22 | 23 | 12.35 | 234.65 | 247 | 259.35 | 271.7 | 284.05 | 1296.75 | Louise | Adjusted Crow-AMSAA method. New unit rate. | 3 | 33 | 15 | 16 | 18 | 19 | 20 | 21 | 22 | 22 | 12.35 |  |  | 234.65 |  | 247 |  | 259.35 |  | 271.7 |  | 271.7 | [23 empty] | 1284.4
[6 empty] | MV Switches - Ground/Indoor | Switches & Other | [5 empty] | 2 | 2 | 2 | 2 | 2 | 12.35 | 24.7 | 24.7 | 24.7 | 24.7 | 24.7 | 123.5 | Louise | Adjusted Crow-AMSAA method. New unit rate. | 2 | 2 | 2 | 2 | 2 | 2 | 2 | 2 | 2 | 2 | 12.35 |  |  | 24.7 |  | 24.7 |  | 24.7 |  | 24.7 |  | 24.7 | [23 empty] | 123.5
[6 empty] | Fuses | Switches & Other | Distribution system assets | Replacement expenditure (Group 1) | Replacement expenditure | Other | HV Fuses | 325 | 325 | 325 | 325 | 325 | 2.812 | 913.9 | 913.9 | 913.9 | 913.9 | 913.9 | 4569.5 | Iris | Maintain current rate. Add to Safety line. | [5 empty] | 325 | 325 | 325 | 325 | 325 | 2.812 |  |  | 913.9 |  | 913.9 |  | 913.9 |  | 913.9 |  | 913.9 | [23 empty] | 4569.5
[5 empty] | Switchgear SUBTOTAL | [7 empty] | 597 | 605 | 611 | 618 | 624 |  | 4195.1 | 4293.25 | 4366.7 | 4452.5 | 4525.95 | 21833.5 | [15 empty] | 4171.7 |  | 4269.85 |  | 4343.3 |  | 4429.1 |  | 4490.2 |  | 0 |  | 0 |  | 0 |  | 0 |  | 0 |  | 0 |  | 0 |  | 0 |  | 0 |  | 0 |  |  |  | 21704.15
[6 empty] | Surge arresters | Switches & Other | Distribution system assets | Replacement expenditure (Group 1) | Replacement expenditure | Other | Surge Diverters | 429 | 429 | 429 | 429 | 429 | 1.622 | 695.838 | 695.838 | 695.838 | 695.838 | 695.838 | 3479.19 | Iris |  | 2700 | 2700 | 2700 | 2700 | 2700 | 406 | 406 | 406 | 406 | 406 | 1.622 |  |  | 658.532 |  | 658.532 |  | 658.532 |  | 658.532 |  | 658.532 | [23 empty] | 3292.66
[6 empty] | Line voltage regulators | Switches & Other | Distribution system assets | Replacement expenditure (Group 1) | Replacement expenditure | Other | Dist. Regulators | 3 | 3 | 3 | 3 | 3 | 450 | 1350 | 1350 | 1350 | 1350 | 1350 | 6750 | Auras | Matrix - replacing all high risk C4 and C5 assets | 2 | 1.1111 | 2.4444 | 3.5556 | 3.5556 | 3 | 3 | 3 | 3 | 3 | 450 |  |  | 1350 |  | 1350 |  | 1350 |  | 1350 |  | 1350 | [23 empty] | 6750
[6 empty] | Pole top capacitors | Switches & Other | Distribution system assets | Replacement expenditure (Group 1) | Replacement expenditure | Other | Pole top Switches (Incl Gas) | 2 | 2 | 2 | 2 | 2 | 41.3223 | 82.6446 | 82.6446 | 82.6446 | 82.6446 | 82.6446 | 413.2231 | Nandana | 2 per year based on a population of 85 | ? | ? | ? | ? | ? | 2 | 2 | 2 | 2 | 2 | 31.3 |  |  | 62.6 |  | 62.6 |  | 62.6 |  | 62.6 |  | 62.6 | [23 empty] | 313
[6 empty] | Insulators | Switches & Other | Distribution system assets | Replacement expenditure (Group 1) | Replacement expenditure | Other | Insulators | 0 | 0 | 0 | 0 | 0 | 0 | 0 | 0 | 0 | 0 | 0 | 0 | Iris | No Program - as confimed by Iris. | [5 empty] | 236.4 | 236.4 | 236.4 | 236.4 | 236.4 | 1.95 |  |  | 460.98 |  | 460.98 |  | 460.98 |  | 460.98 |  | 460.98 | [23 empty] | 2304.9
[6 empty] | Electrical Earths | [6 empty] | 20 | 20 | 20 | 20 | 20 | 2 | 40 | 40 | 40 | 40 | 40 | 200 | Cameron | [6 empty] | 20 | 20 | 20 | 20 | 20 | 2 |  |  | 40 |  | 40 |  | 40 |  | 40 |  | 40 | [23 empty] | 200
[5 empty] | Misc Lines SUBTOTAL | [7 empty] | 454 | 454 | 454 | 454 | 454 |  | 2168.4826 | 2168.4826 | 2168.4826 | 2168.4826 | 2168.4826 | 10842.4131 | [15 empty] | 2572.112 |  | 2572.112 |  | 2572.112 |  | 2572.112 |  | 2572.112 |  | 0 |  | 0 |  | 0 |  | 0 |  | 0 |  | 0 |  | 0 |  | 0 |  | 0 |  | 0 |  |  |  | 12860.56
[5 empty] | Lines TOTAL | [7 empty] | 14639.8 | 14789.8 | 15253.8 | 14473.8 | 14536.8 |  | 74128.5838 | 73555.1948 | 76348.4478 | 72417.1388 | 68433.3128 | 362808.4031 | [15 empty] | 75948.5112 |  | 75417.9102 |  | 80004.6432 |  | 75672.1982 |  | 70805.8702 |  | 0 |  | 0 |  | 0 |  | 0 |  | 0 |  | 0 |  | 0 |  | 0 |  | 0 |  | 0 |  |  |  | 377849.133
[6 empty] | Replacement of buildings due to asbestos | Environmental | Distribution system assets | Environment, safety & legal | Replacement expenditure | Other | Buildings & Civil infrastructure | 0.75 | 0.75 | 0.75 | 0.75 | 0.75 | 200 | 150 | 150 | 150 | 150 | 150 | 750 | Francis |  | 2.296 | 2.296 | 2.296 | 2.296 | 2.296 | 0.7 | 0.7 | 0.7 | 0.7 | 0.7 | 200 |  |  | 140 |  | 140 |  | 140 |  | 140 |  | 140 | [23 empty] | 700
[6 empty] | Replace battery rooms due to asbestos | Environmental | Distribution system assets | Environment, safety & legal | Replacement expenditure | Other | Buildings & Civil infrastructure | 0.5 | 0.5 | 0.5 | 0.5 | 0.5 | 125 | 62.5 | 62.5 | 62.5 | 62.5 | 62.5 | 312.5 | Francis |  | 1.0496 | 1.0496 | 1.0496 | 1.0496 | 1.0496 | 0.32 | 0.32 | 0.32 | 0.32 | 0.32 | 125 |  |  | 40 |  | 40 |  | 40 |  | 40 |  | 40 | [23 empty] | 200
[6 empty] | Upgrade oil control | Environmental | Distribution system assets | Environment, safety & legal | Replacement expenditure | Other | Buildings & Civil infrastructure | 0.5 | 0.5 | 0.5 | 0.5 | 0.5 | 150 | 75 | 75 | 75 | 75 | 75 | 375 | Francis |  | 0.656 | 0.656 | 0.656 | 0.656 | 0.656 | 0.2 | 0.2 | 0.2 | 0.2 | 0.2 | 150 |  |  | 30 |  | 30 |  | 30 |  | 30 |  | 30 | [23 empty] | 150
[5 empty] | Zone Substation Environmental SUBTOTAL | [7 empty] | 1.75 | 1.75 | 1.75 | 1.75 | 1.75 |  | 287.5 | 287.5 | 287.5 | 287.5 | 287.5 | 1437.5 | [15 empty] | 210 |  | 210 |  | 210 |  | 210 |  | 210 |  | 0 |  | 0 |  | 0 |  | 0 |  | 0 |  | 0 |  | 0 |  | 0 |  | 0 |  | 0 |  |  |  | 1050
[6 empty] | EDO fuses | Safety | Distribution system assets | Environment, safety & legal | Replacement expenditure | Other | HV Fuses | 1750 | 1750 | 1750 | 1750 | 1750 | 2.8 | 4900 | 4900 | 4900 | 4900 | 4900 | 24500 | John | Leave (includes lines fuses) | [5 empty] | 1511 | 1511 | 1511 | 1511 | 1511 | 2.8 |  |  | 4230.8 |  | 4230.8 |  | 4230.8 |  | 4230.8 |  | 4230.8 | [23 empty] | 21154
[6 empty] | Low service/conductor | Compliance | Distribution system assets | Environment, safety & legal | Replacement expenditure | Poles | Poles replaced | 203 | 203 | 203 | 203 | 203 | 3.8 | 771.4 | 771.4 | 771.4 | 771.4 | 771.4 | 3857 | John | Based on volumes in Works Program | [5 empty] | 203 | 203 | 203 | 203 | 203 | 3.8 |  |  | 771.4 |  | 771.4 |  | 771.4 |  | 771.4 |  | 771.4 | [23 empty] | 3857
[6 empty] | Fall arrest systems | Safety | Subtransmission | Environment, safety & legal | Augmentation Expenditure | Subtransmission Lines | Fall Arrests | 18 | 18 | 18 | 18 | 18 | 33 | 594 | 594 | 594 | 594 | 594 | 2970 | Cameron | Leave in at the moment, but need to do more work to determine whether it is worth doing this work. | [5 empty] | 18 | 18 | 18 | 18 | 18 | 33 |  |  | 594 |  | 594 |  | 594 |  | 594 |  | 594 | [23 empty] | 2970
[6 empty] | SWER Earths | Safety | Distribution system assets | Environment, safety & legal | Replacement expenditure | Transformers | Distribution Transformers | 81 | 81 | 81 | 81 | 81 | 1.74 | 140.94 | 140.94 | 140.94 | 140.94 | 140.94 | 704.7 | John | Based on volumes in Works Program | [5 empty] | 81 | 81 | 81 | 81 | 81 | 1.74 |  |  | 140.94 |  | 140.94 |  | 140.94 |  | 140.94 |  | 140.94 | [23 empty] | 704.7
[5 empty] | CODIFIED AREAS | Proactive insulation/undergrounding | Safety | Distribution system assets | Environment, safety & legal | Augmentation Expenditure | HV Feeders | ACRs 3ph | 20 | 20 | 20 | 20 | 20 | 479 | 9580 | 9580 | 9580 | 9580 | 9580 | 47900 | John | Remove all SWER over 30 years - minus those identified in conductor program | [5 empty] | 20 | 20 | 20 | 20 | 20 | 320 |  |  | 6400 |  | 6400 |  | 6400 |  | 6400 |  | 6400 | [23 empty] | 32000
[5 empty] | CODIFIED AREAS | SWER (Codified Areas) | Safety | [5 empty] | 1.4 | 1.4 | 1.4 | 1.4 | 1.4 | 479 | 670.6 | 670.6 | 670.6 | 670.6 | 670.6 | 3353 | Auras | From conductor AWB model | [5 empty] | 0.5 | 0.5 | 0.5 | 0.5 | 0.5 | 479 |  |  | 239.5 |  | 239.5 |  | 239.5 |  | 239.5 |  | 239.5 | [23 empty] | 1197.5
[5 empty] | CODIFIED AREAS | Bare conductor (Codified Areas) | Safety | [5 empty] | 1.6 | 1.6 | 1.6 | 1.6 | 1.6 | 479 | 766.4 | 766.4 | 766.4 | 766.4 | 766.4 | 3832 | Auras | From conductor AWB model | [5 empty] | 1.6 | 1.6 | 1.6 | 1.6 | 1.6 | 479 |  |  | 766.4 |  | 766.4 |  | 766.4 |  | 766.4 |  | 766.4 | [23 empty] | 3832
[5 empty] | Safety Other SUBTOTAL | [7 empty] | 2075 | 2075 | 2075 | 2075 | 2075 |  | 17423.34 | 17423.34 | 17423.34 | 17423.34 | 17423.34 | 87116.7 | [15 empty] | 13143.04 |  | 13143.04 |  | 13143.04 |  | 13143.04 |  | 13143.04 |  | 0 |  | 0 |  | 0 |  | 0 |  | 0 |  | 0 |  | 0 |  | 0 |  | 0 |  | 0 |  |  |  | 65715.2
[5 empty] | CPA | REFCL Program | [12 empty] | 57400 | 33300 | 10700 | 0 | 0 | 101400 | Hannah | Not in Steves list of safety programs | [13 empty] | 57400 |  | 33300 |  | 10700 |  | 0 |  | 0 |  | 0 |  | 0 |  | 0 |  | 0 |  | 0 |  | 0 |  | 0 |  | 0 |  | 0 |  | 0 |  |  |  | 101400
[5 empty] | REFCL SUBTOTAL | [7 empty] | 0 | 0 | 0 | 0 | 0 |  | 57400 | 33300 | 10700 | 0 | 0 | 101400 |  | REFCL = new spend | [13 empty] | 57400 |  | 33300 |  | 10700 |  | 0 |  | 0 |  | 0 |  | 0 |  | 0 |  | 0 |  | 0 |  | 0 |  | 0 |  | 0 |  | 0 |  | 0 |  |  |  | 101400
[5 empty] | Safety TOTAL | [7 empty] | 2078.5 | 2078.5 | 2078.5 | 2078.5 | 2078.5 |  | 75110.84 | 51010.84 | 28410.84 | 17710.84 | 17710.84 | 189954.2 | [15 empty] | 70753.04 |  | 46653.04 |  | 24053.04 |  | 13353.04 |  | 13353.04 |  | 0 |  | 0 |  | 0 |  | 0 |  | 0 |  | 0 |  | 0 |  | 0 |  | 0 |  | 0 |  |  |  | 168165.2
[6 empty] | ZSS - Obsolete 66kV Line Distance Relay replacement | Subtransmission Protection | [11 empty] | 550 | 550 | 550 | 550 | 550 | 2750 | Louise |  | 3.4719 | 3.4719 | 3.4719 | 3.4719 | 3.4719 | 2.8 | 2.8 | 2.8 | 2.8 | 2.8 | 196.25 |  |  | 549.5 |  | 549.5 |  | 549.5 |  | 549.5 |  | 549.5 | [23 empty] | 2747.5
[5 empty] | Subtransmission Protection | [13 empty] | 550 | 550 | 550 | 550 | 550 | 2750 | [15 empty] | 549.5 |  | 549.5 |  | 549.5 |  | 549.5 |  | 549.5 |  | 0 |  | 0 |  | 0 |  | 0 |  | 0 |  | 0 |  | 0 |  | 0 |  | 0 |  | 0 |  |  |  | 2747.5
[6 empty] | ZSS - Obsolete 66kV Bus Distance Relay replacement | Substation Protection | [11 empty] | 334 | 334 | 334 | 334 | 334 | 1670 | Louise | No change from June | 2.4799 | 2.4799 | 2.4799 | 2.4799 | 2.4799 | 2 | 2 | 2 | 2 | 2 | 166.8 |  |  | 333.6 |  | 333.6 |  | 333.6 |  | 333.6 |  | 333.6 | [23 empty] | 1668
[6 empty] | Duplicate 22kV Bus Tie Protection at KLO and CPK | Substation Protection | [11 empty] | 115 | 115 | 115 | 115 | 115 | 575 | Louise | No change from June | [13 empty] | 115 |  | 115 |  | 115 |  | 115 |  | 115 | [23 empty] | 575
[6 empty] | ZSS - MD1000 RTU replacement program (Stage 2) (15 sites) | SCADA | [11 empty] | 1537 | 1537 | 1537 | 1537 | 1537 | 7685 | Louise | No change from June | 2.6546 | 2.5727 | 2.628 | 0.66364 | 0 | 3.4 | 3.4 | 3.4 | 3.4 | 3.4 | 452.05 |  |  | 1536.97 |  | 1536.97 |  | 1536.97 |  | 1536.97 |  | 1536.97 | [23 empty] | 7684.85
[6 empty] | ZSS - Replace Obsolete 22kV Bus, BUEF and MEF Protection Schemes | [12 empty] | 1110 | 1110 | 1110 | 1110 | 1110 | 5550 | Louise |  | 8.1837 | 8.1837 | 8.1837 | 8.1837 | 8.1837 | 6.6 | 6.6 | 6.6 | 6.6 | 6.6 | 168.2 |  |  | 1110.12 |  | 1110.12 |  | 1110.12 |  | 1110.12 |  | 1110.12 | [23 empty] | 5550.6
[6 empty] | ZSS - Replace Obsolete and Non-Compliant 22kV Feeder Protection Schemes | [12 empty] | 200 | 200 | 200 | 200 | 200 | 1000 | Louise |  | 1.4879 | 1.4879 | 1.4879 | 1.4879 | 1.4879 | 1.2 | 1.2 | 1.2 | 1.2 | 1.2 | 166.6666 |  |  | 199.9999 |  | 199.9999 |  | 199.9999 |  | 199.9999 |  | 199.9999 | [23 empty] | 999.9996
[5 empty] | Substation Protection | [13 empty] | 3296 | 3296 | 3296 | 3296 | 3296 | 16480 | [15 empty] | 3295.6899 |  | 3295.6899 |  | 3295.6899 |  | 3295.6899 |  | 3295.6899 |  | 0 |  | 0 |  | 0 |  | 0 |  | 0 |  | 0 |  | 0 |  | 0 |  | 0 |  | 0 |  |  |  | 16478.4496
[6 empty] | Auxiliary Systems | Secondary Infrastructure | [11 empty] | 1600 | 1600 | 1600 | 1600 | 1600 | 8000 | Auras | Check with ASAP | 7.4 | 7.4 | 7.4 | 7.4 | 7.4 | 6.2 | 6.2 | 6.2 | 6.2 | 6.2 | 258.06 | 1900 | 1900 | 1599.972 |  | 1599.972 |  | 1599.972 |  | 1599.972 |  | 1599.972 | [23 empty] | 7999.86
[5 empty] | Secondary Infrastructure | [13 empty] | 1600 | 1600 | 1600 | 1600 | 1600 | 8000 | [15 empty] | 1599.972 |  | 1599.972 |  | 1599.972 |  | 1599.972 |  | 1599.972 |  | 0 |  | 0 |  | 0 |  | 0 |  | 0 |  | 0 |  | 0 |  | 0 |  | 0 |  | 0 |  |  |  | 7999.86
[6 empty] | ZSS - AVE VRR replacement program | Voltage Regulation | [11 empty] | 126 | 126 | 126 | 126 | 126 | 630 | Louise | Unit rate from 1 pager | 0.88998 | 2.4411 | 1.3046 | 0 | 0 | 0.8 | 0.8 | 0.8 | 0.8 | 0.8 | 157.34 |  |  | 125.872 |  | 125.872 |  | 125.872 |  | 125.872 |  | 125.872 | [23 empty] | 629.36
[6 empty] | ZSS - non-AVE VRR replacement program | Voltage Regulation | [11 empty] | 283 | 283 | 283 | 283 | 283 | 1415 | Louise | Total annual spend $409k | 2.0024 | 5.4924 | 2.9355 | 0 | 0 | 1.8 | 1.8 | 1.8 | 1.8 | 1.8 | 157.34 |  |  | 283.212 |  | 283.212 |  | 283.212 |  | 283.212 |  | 283.212 | [23 empty] | 1416.06
[5 empty] | Voltage Regulation | [13 empty] | 409 | 409 | 409 | 409 | 409 | 2045 | [15 empty] | 409.084 |  | 409.084 |  | 409.084 |  | 409.084 |  | 409.084 |  | 0 |  | 0 |  | 0 |  | 0 |  | 0 |  | 0 |  | 0 |  | 0 |  | 0 |  | 0 |  |  |  | 2045.42
[5 empty] | Secondary and Protection TOTAL | [13 empty] | 5855 | 5855 | 5855 | 5855 | 5855 | 29275 | [15 empty] | 5854.2459 |  | 5854.2459 |  | 5854.2459 |  | 5854.2459 |  | 5854.2459 |  | 0 |  | 0 |  | 0 |  | 0 |  | 0 |  | 0 |  | 0 |  | 0 |  | 0 |  | 0 |  |  |  | 29271.2296
[6 empty] | Zone substation lighting | Infrastructure Security | Distribution system assets | Environment, safety & legal | Replacement expenditure | Other | Buildings & Civil infrastructure | [6 empty] | 0 | 0 | 0 | 0 | 0 | 0 | Francis | [14 empty] | 390 |  | 390 |  | 390 |  | 390 |  | 390 | [23 empty] | 1950
[6 empty] | ZS mechanical locks and keys replacement | Infrastructure Security | Distribution system assets | Environment, safety & legal | Replacement expenditure | Other | Buildings & Civil infrastructure | [6 empty] | 50 | 50 | 50 | 50 | 50 | 250 | Francis | [14 empty] | 50 |  | 50 |  | 50 |  | 50 |  | 50 | [23 empty] | 250
[6 empty] | Line voltage regulator fence replacement | Infrastructure Security | Distribution system assets | Environment, safety & legal | Replacement expenditure | Other | Buildings & Civil infrastructure | [6 empty] | 90 | 90 | 90 | 90 | 90 | 450 | Francis | [14 empty] | 90 |  | 90 |  | 90 |  | 90 |  | 90 | [23 empty] | 450
[6 empty] | Ground type distribution sub fence replacement | Infrastructure Security | Distribution system assets | Environment, safety & legal | Replacement expenditure | Other | Buildings & Civil infrastructure | [6 empty] | 50 | 50 | 50 | 50 | 50 | 250 | Francis | [14 empty] | 50 |  | 50 |  | 50 |  | 50 |  | 50 | [23 empty] | 250
[5 empty] | Infrastructure SUBTOTAL | [13 empty] | 190 | 190 | 190 | 190 | 190 | 950 | [15 empty] | 580 |  | 580 |  | 580 |  | 580 |  | 580 |  | 0 |  | 0 |  | 0 |  | 0 |  | 0 |  | 0 |  | 0 |  | 0 |  | 0 |  | 0 |  |  |  | 2900
[5 empty] | Infrastructure TOTAL | [13 empty] | 190 | 190 | 190 | 190 | 190 | 950 | [15 empty] | 580 |  | 580 |  | 580 |  | 580 |  | 580 |  | 0 |  | 0 |  | 0 |  | 0 |  | 0 |  | 0 |  | 0 |  | 0 |  | 0 |  | 0 |  |  |  | 2900
[6 empty] | TRIO Remote and 3G Modem Replacement | [13 empty] | 750 | 750 |  |  | 1500 | Nain | [14 empty] | 2307 |  | 2307 |  | 1403 |  | 0 |  | 0 | [23 empty] | 6017
[6 empty] | SDH/PDH and DIC Switch & Serial Server Replacement | [12 empty] | 2000 | 2000 | 2000 | 2000 | 2000 | 10000 | Nain | [14 empty] | 2080 |  | 2040 |  | 2971 |  | 4457 |  | 4457 | [23 empty] | 16005
[6 empty] | Telephony Service (POTS to NBN) and TMR Console / Mobile Replacement | [12 empty] | 250 | 250 |  |  |  | 500 | Nain | [14 empty] | 850 |  | 850 |  | 600 |  | 0 |  | 0 | [23 empty] | 2300
[6 empty] | Security Enhancement | [12 empty] | 200 | 200 | 200 | 200 | 200 | 1000 | Nain | [14 empty] | 200 |  | 200 |  | 200 |  | 200 |  | 180 | [23 empty] | 980
[5 empty] | Comms SUBTOTAL | [13 empty] | 3950 | 5200 | 5331 | 3800 | 3800 | 13000 | [15 empty] | 5437 |  | 5397 |  | 5174 |  | 4657 |  | 4637 |  | 0 |  | 0 |  | 0 |  | 0 |  | 0 |  | 0 |  | 0 |  | 0 |  | 0 |  | 0 |  |  |  | 25302
[5 empty] | Comms TOTAL | [13 empty] | 3950 | 5200 | 5331 | 3800 | 3800 | 13000 | [15 empty] | 5437 |  | 5397 |  | 5174 |  | 4657 |  | 4637 |  | 0 |  | 0 |  | 0 |  | 0 |  | 0 |  | 0 |  | 0 |  | 0 |  | 0 |  | 0 |  |  |  | 25302
Gwth Co - East | High Voltage | Augmentation expenditure | Gwth Co - East | High Voltage | Augex Project | CLN 3rd 20/33MVA Transformer (RIT-D) | [12 empty] | 2603.5 | 2984.5 | 444.5 | 0 | 0 | 6032.5 | Jason | [14 empty] | 184 | 184 | 1509 | 1509 | 1730 | 1730 | 258 | 258 | 0 | 0 | 0 | 0 | 0 | 0 | 0 | 0 | 0 | 0 | 0 | 0 | 0 | 0 | 0 | 0 | 0 | 0 | 0 | 0 | 0 | 0 | 0 | 184 | 7178 | 0 | 0 |  |  |  |  | Augex Project | CLN 3rd 20/33MVA Transformer (RIT-D) | 0 | 184 | 1693 | 3239 | 1988 | 258 | 0 | 0 | 0 | 0 | 0 | 0 | 0 | 0 | 0 | 0 | 0 | 2603.5 | 2984.5 | 444.5 | 0 | 0 | 6032.5 | 7362 | 0 | 0 | 0 | 0
Gwth Co - Nth | High Voltage | Augmentation expenditure | Gwth Co - Nth | High Voltage | Augex Project | DRN 3rd 20/33MVA Transformer (RIT-D?) | [12 empty] | 0 | 0 | 201.5 | 1652.3 | 1894.1 | 3747.9 | Jason | [14 empty] | 0 | 0 | 0 | 0 | 0 | 0 | 0 | 0 | 0 | 0 | 0 | 201.5 | 826.15 | 826.15 | 947.05 | 947.05 | 141.05 | 141.05 | 0 | 0 | 0 | 0 | 0 | 0 | 0 | 0 | 0 | 0 | 0 | 0 | 0 | 0 | 0 | 4030 | 0 |  |  |  |  | Augex Project | DRN 3rd 20/33MVA Transformer (RIT-D?) | 0 | 0 | 0 | 0 | 0 | 0 | 0 | 1027.65 | 1773.2 | 1088.1 | 141.05 | 0 | 0 | 0 | 0 | 0 | 0 | 0 | 0 | 201.5 | 1652.3 | 1894.1 | 3747.9 | 0 | 0 | 0 | 0 | 0 | 201.5 | 1652.3 | 1894.1 | 282.1 | 0 | 0 | 0 | 0 | 0 | 0
Gwth Co - Nth | High Voltage | Augmentation expenditure | Gwth Co - Nth | High Voltage | Augex Project | DRN 3rd 22kV switchboard | [33 empty] | 0 |  | 0 |  | 0 |  | 0 |  | 0 |  |  | 0 | 0 | 0 | 0 | 0 | 0 | 0 | 75 | 75 | 615 | 615 | 705 | 705 | 105 | 105 | 0 | 0 | 0 | 0 | 0 | 0 | 0 | 765 | 2235 |  |  |  |  | Augex Project | DRN 3rd 22kV switchboard | 0 | 0 | 0 | 0 | 0 | 0 | 0 | 0 | 0 | 0 | 75 | 690 | 1320 | 810 | 105 | 0 | 0 | [6 empty] | 0 | 0 | 0 | 0 | 0 | 0 | 0 | 0 | 0 | 150 | 1230 | 1410 | 210 | 0 | 0
Gwth Co - Nth | High Voltage | Augmentation expenditure | Gwth Co - Nth | High Voltage |  | CRE 3rd 20/33 MVA Transformer and 3rd 22kV Switchboard | [33 empty] | 0 |  | 0 |  | 0 |  | 0 |  | 0 |  |  | 0 | 0 | 0 | 0 | 0 | 0 | 0 | 0 | 0 | 0 | 0 | 175.75 | 175.75 | 1441.15 | 1441.15 | 1652.05 | 1652.05 | 246.05 | 246.05 | 246.05 | 0 | 0 | 0 | 7276.05 | [5 empty] | CRE 3rd 20/33 MVA Transformer and 3rd 22kV Switchboard | 0 | 0 | 0 | 0 | 0 | 0 | 0 | 0 | 0 | 0 | 0 | 0 | 175.75 | 1616.9 | 3093.2 | 1898.1 | 492.1 | [6 empty] | 0 | 0 | 0 | 0 | 0 | 0 | 0 | 0 | 0 | 0 | 0 | 351.5 | 2882.3 | 3304.1 | 492.1
AusNet average | High Voltage | Augmentation expenditure | AusNet - residual | High Voltage |  | LYD 2nd 20/33 MVA Transformers and 2nd 22kV Switchboard | [33 empty] | 0 |  | 0 |  | 0 |  | 0 |  | 0 |  |  | 351.5 | 1441.15 | 1441.15 | 1652.05 | 1652.05 | 246.05 | 246.05 | 0 | 0 | 0 | 0 | 0 | 0 | 0 | 0 | 0 | 0 | 0 | 0 | 0 | 0 | 0 | 7030 | 0 | [5 empty] | LYD 2nd 20/33 MVA Transformers and 2nd 22kV Switchboard | 0 | 0 | 0 | 0 | 0 | 0 | 0 | 1792.65 | 3093.2 | 1898.1 | 246.05 | 0 | 0 | 0 | 0 | 0 | 0 | [6 empty] | 0 | 0 | 0 | 0 | 0 | 351.5 | 2882.3 | 3304.1 | 492.1 | 0 | 0 | 0 | 0 | 0 | 0
AusNet average | High Voltage | Augmentation expenditure | AusNet - residual | High Voltage | Augex Project | East Region Feeders | [12 empty] | 0 | 110 | 110 | 0 | 0 | 220 | Shane | [14 empty] | 25 | 25 | 125 | 125 | 0 | 0 | 0 | 0 | 0 | 0 | 0 | 200 | 100 | 100 | 100 | 100 | 100 | 100 | 100 | 100 | 100 | 100 | 100 | 100 | 100 | 100 | 100 | 100 | 100 | 100 | 100 | 25 | 275 | 1100 | 1000 |  |  |  |  | Augex Project | East Region Feeders | 0 | 25 | 150 | 125 | 0 | 0 | 0 | 300 | 200 | 200 | 200 | 200 | 200 | 200 | 200 | 200 | 200 | 0 | 110 | 110 | 0 | 0 | 220 | 50 | 250 | 0 | 0 | 0 | 200 | 200 | 200 | 200 | 200 | 200 | 200 | 200 | 200 | 200
AusNet average | High Voltage | Augmentation expenditure | AusNet - residual | High Voltage | Augex Project (NEW) | Central Region Feeders | [12 empty] | 0 | 2910 | 3700 | 790 | 1210 | 8610 | Sanath | [14 empty] | 663.8 | 663.8 | 1174.7 | 1174.7 | 1928 | 1928 | 582.5 | 582.5 | 553 | 553 | 553 | 2000 | 1000 | 1000 | 1000 | 1000 | 1000 | 1000 | 1000 | 1000 | 1000 | 1000 | 1000 | 1000 | 1000 | 1000 | 1000 | 1000 | 1000 | 1000 | 1000 | 663.8 | 9693.2 | 11000 | 10000 |  |  |  |  | Augex Project (NEW) | Central Region Feeders | 0 | 663.8 | 1838.5 | 3102.7 | 2510.5 | 1135.5 | 1106 | 3000 | 2000 | 2000 | 2000 | 2000 | 2000 | 2000 | 2000 | 2000 | 2000 | 0 | 2910 | 3700 | 790 | 1210 | 8610 | 1327.6 | 2349.4 | 3856 | 1165 | 1106 | 2000 | 2000 | 2000 | 2000 | 2000 | 2000 | 2000 | 2000 | 2000 | 2000
AusNet average | High Voltage | Augmentation expenditure | AusNet - residual | High Voltage | Augex Program | North Region Feeders (From WOTS 22kV Zone Sub) | Distribution feeders | [11 empty] | 660 | 660 | 0 | 0 | 0 | 1320 | Asitha | [11 empty] | 1956.2011 | 428.2455 | 428.2455 | 500 | 500 | 250 | 250 | 0 | 0 | 0 | 0 | 0 | 0 | 0 | 200 | 100 | 100 | 100 | 100 | 100 | 100 | 100 | 100 | 100 | 100 | 100 | 100 | 100 | 100 | 100 | 100 | 100 | 100 | 100 | 500 | 1000 | 1100 | 1000 |  |  |  |  | Augex Program | North Region Feeders (From WOTS 22kV Zone Sub) | 2384.4466 | 928.2455 | 750 | 250 | 0 | 0 | 0 | 300 | 200 | 200 | 200 | 200 | 200 | 200 | 200 | 200 | 200 | 660 | 660 | 0 | 0 | 0 | 1320 | 1000 | 500 | 0 | 0 | 0 | 200 | 200 | 200 | 200 | 200 | 200 | 200 | 200 | 200 | 200
Gwth Co - East | Sub transmission | Augmentation expenditure | Gwth Co - East | Sub transmission | Augex Sub-transmission | New CLN-PHM 66 kV line | [44 empty] | 850 | 3485 | 3485 | 3995 | 3995 | 595 | 595 | 0 | 0 | 0 | 0 | 0 | 0 | 0 | 0 | 0 | 0 | 0 | 0 | 0 | 0 | 0 | 17000 | 0 |  |  |  |  | Augex Sub-transmission | New CLN-PHM 66 kV line | 0 | 0 | 0 | 0 | 0 | 0 | 0 | 4335 | 7480 | 4590 | 595 | 0 | 0 | 0 | 0 | 0 | 0 | [11 empty] | 850 | 6970 | 7990 | 1190
AusNet average | Sub transmission | Augmentation expenditure | AusNet - residual | Sub transmission | Augex Sub-transmission | East Gippsland 66 kV network | [44 empty] | 0 | 0 | 0 | 0 | 0 | 0 | 0 | 625 | 625 | 5125 | 5125 | 5875 | 5875 | 875 | 875 | 0 | 0 | 0 | 0 | 0 | 0 | 0 | 6375 | 18625 |  |  |  |  | Augex Sub-transmission | East Gippsland 66 kV network | 0 | 0 | 0 | 0 | 0 | 0 | 0 | 0 | 0 | 0 | 625 | 5750 | 11000 | 6750 | 875 | 0 | 0 | [15 empty] | 1250 | 10250 | 11750 | 1750
AusNet - residual | High Voltage | Augmentation expenditure | AusNet - residual | High Voltage | Augex Program | REFCL Driven Augmentation | Distribution Network | [11 empty] | 200 | 200 | 300 | 400 | 8900 | 10000 | Martin | As per email from M Cavanagh 21-06-2018 | [44 empty] | 0 | 0 | 0 | 0 |  |  |  |  | Augex Program | REFCL Driven Augmentation | 0 | 0 | 0 | 0 | 0 | 0 | 0 | 0 | 0 | 0 | 0 | 0 | 0 | 0 | 0 | 0 | 0 | 200 | 200 | 300 | 400 | 8900 | 10000 | 6000 | 6000 | 6000 | 6000 | 6000 | 5000 | 5000 | 4000 | 4000 | 3000 | 3000 | 2000 | 2000 | 2000 | 2000
AusNet - residual | High Voltage | Augmentation expenditure | AusNet - residual | High Voltage | Augex Project (NEW) | Power Quality Monitoring (Meter Installations) | [12 empty] | 140 | 140 | 140 | 140 | 140 | 700 | Mahinda | As per email 13-06-2018 | [44 empty] | 0 | 0 | 0 | 0 |  |  |  |  | Augex Project (NEW) | Power Quality Monitoring (Meter Installations) | 0 | 0 | 0 | 0 | 0 | 0 | 0 | 0 | 0 | 0 | 0 | 0 | 0 | 0 | 0 | 0 | 0 | 140 | 140 | 140 | 140 | 140 | 700 | 140 | 140 | 140 | 140 | 140 | 140 | 140 | 140 | 140 | 140 | 140 | 140 | 140 | 140 | 140
AusNet average | High Voltage | Augmentation expenditure | AusNet - residual | High Voltage | Augex Program | Flexible DER - Dist. Transformer Sensing Devices | Distribution feeders | [11 empty] | 400 | 600 | 800 | 1000 | 1200 | 4000 | Justin | Split between innovation and IT | [52 empty] | Augex Program | Flexible DER - Dist. Transformer Sensing Devices | 0 | 0 | 0 | 0 | 0 | 0 | 0 | 0 | 0 | 0 | 0 | 0 | 0 | 0 | 0 | 0 | 0 | 400 | 600 | 800 | 1000 | 1200 | 4000 | 400 | 600 | 800 | 1000 | 1200 | 0 | 0 | 0 | 0 | 0 | 0 | 0 | 0 | 0 | 0
AusNet average | High Voltage | Augmentation expenditure | AusNet - residual | High Voltage | Augex Program | Summer Network Readiness Program | Distribution Network | [11 empty] | 500 | 500 | 500 | 500 | 500 | 2500 | Mahinda | [11 empty] | 402.4912 | 292.5786 | 292.5786 | 250 | 250 | 250 | 250 | 250 | 250 | 250 | 250 | 250 | 250 | 250 | 500 | 250 | 250 | 250 | 250 | 250 | 250 | 250 | 250 | 250 | 250 | 250 | 250 | 250 | 250 | 250 | 250 | 250 | 250 | 250 | 250 | 2500 | 2750 | 2500 |  |  |  |  | Augex Program | Summer Network Readiness Program | 695.0698 | 542.5786 | 500 | 500 | 500 | 500 | 500 | 750 | 500 | 500 | 500 | 500 | 500 | 500 | 500 | 500 | 500 | 500 | 500 | 500 | 500 | 500 | 2500 | 500 | 500 | 500 | 500 | 500 | 500 | 500 | 500 | 500 | 500 | 500 | 500 | 500 | 500 | 500
AusNet average | Low Voltage | Augmentation expenditure | AusNet - residual | Low Voltage | Augex Program | Customer Supply Compliance Program | Distribution Network | [11 empty] | 1140 | 1270 | 1150 | 1050 | 970 | 5580 | Vinodini | [45 empty] | 0 | 0 | 0 | 0 |  |  |  |  | Augex Program | Customer Supply Compliance Program | 0 | 0 | 0 | 0 | 0 | 0 | 0 | 0 | 0 | 0 | 0 | 0 | 0 | 0 | 0 | 0 | 0 | 1140 | 1270 | 1150 | 1050 | 970 | 5580 | 1140 | 1270 | 1150 | 1050 | 970 | 0 | 0 | 0 | 0 | 0 | 0 | 0 | 0 | 0 | 0
AusNet average | Low Voltage/High Voltage | Augmentation expenditure | AusNet - residual | Low Voltage | Augex Program | Eliminating Network Operational Deficiencies Program | Distribution Network | [11 empty] | 250 | 250 | 250 | 250 | 250 | 1250 | Mahinda | [11 empty] | 337.058 | 47.5 | 47.5 | 125 | 125 | 125 | 125 | 125 | 125 | 125 | 125 | 125 | 125 | 125 | 125 | 125 | 125 | 125 | 125 | 125 | 125 | 125 | 125 | 125 | 125 | 125 | 125 | 125 | 125 | 125 | 125 | 125 | 125 | 125 | 125 | 1250 | 1250 | 1250 |  |  |  |  | Augex Program | Eliminating Network Operational Deficiencies Program | 384.558 | 172.5 | 250 | 250 | 250 | 250 | 250 | 250 | 250 | 250 | 250 | 250 | 250 | 250 | 250 | 250 | 250 | 250 | 250 | 250 | 250 | 250 | 1250 | 250 | 250 | 250 | 250 | 250 | 250 | 250 | 250 | 250 | 250 | 250 | 250 | 250 | 250 | 250
AusNet average | Low Voltage | Augmentation expenditure | AusNet - residual | Low Voltage | Augex Program | LV Network Capacity | Distribution substations & LV | [11 empty] | 3990 | 4430 | 4840 | 5250 | 5650 | 24160 | Mahinda | [11 empty] | 1896.2945 | 616.74 | 616.74 | 1045 | 1045 | 1045 | 1045 | 1045 | 1045 | 1045 | 1045 | 1045 | 1045 | 1045 | 1000 | 1000 | 1000 | 1000 | 1000 | 1000 | 1000 | 1000 | 1000 | 1045 | 1045 | 1045 | 1045 | 1045 | 1045 | 1045 | 1045 | 1045 | 1045 | 1045 | [8 empty] | Augex Program | LV Network Capacity | 2513.0345 | 1661.74 | 2090 | 2090 | 2090 | 2090 | 2090 | 2000 | 2000 | 2000 | 2000 | 2045 | 2090 | 2090 | 2090 | 2090 | 2090 | 3990 | 4430 | 4840 | 5250 | 5650 | 24160 | 2090 | 2090 | 2090 | 2090 | 2090 | 2000 | 2000 | 2000 | 2000 | 2000 | 2090 | 2090 | 2090 | 2090 | 2090
AusNet average | Low Voltage/High Voltage | Augmentation expenditure | AusNet - residual | Low Voltage | Augex Program | Voltage Compliance Program | Distribution Network | [11 empty] | 4000 | 4000 | 4000 | 4000 | 4000 | 20000 | Vinodini | [53 empty] | Augex Program | Voltage Compliance Program | 0 | 0 | 0 | 0 | 0 | 0 | 0 | 0 | 0 | 0 | 0 | 0 | 0 | 0 | 0 | 0 | 0 | 4000 | 4000 | 4000 | 4000 | 4000 | 20000 | 4980 | 4980 | 4980 | 4980 | 4980 | 5000 | 5000 | 5000 | 5000 | 5000 | 4980 | 4980 | 4980 | 4980 | 4980
AusNet average | Low Voltage/High Voltage | Augmentation expenditure | AusNet - residual | Low Voltage | Augex Program | Hosting Capacity Development (DER) | Distribution Network | [11 empty] | 2000 | 2000 | 2000 | 2000 | 2000 | 10000 | Vinodini | [53 empty] | Augex Program | Hosting Capacity Development (DER) | 0 | 0 | 0 | 0 | 0 | 0 | 0 | 0 | 0 | 0 | 0 | 0 | 0 | 0 | 0 | 0 | 0 | 2000 | 2000 | 2000 | 2000 | 2000 | 10000 | 4600 | 4600 | 4600 | 4600 | 4600 | 4500 | 4500 | 4500 | 4500 | 4500 | 4600 | 4600 | 4600 | 4600 | 4600
|  | Augmentation expenditure | Gwth Co - Nth | Sub transmission |  | KLO-DRN 66kV Line | [30 empty] | 212.9513 | [43 empty] | 212.9513 | 0 | 0 | 0 | 0 | 0 | 0 | 0 | 0 | 0 | 0 | 0 | 0 | 0 | 0 | 0 | 0
[5 empty] | Augmentation Subtotal | [13 empty] | 13883.5 | 18054.5 | 16436 | 15032.3 | 24714.1 | 98120.4 | [12 empty] | 4804.996 | 1385.0642 | 1385.0642 | 2792.8 | 2792.8 | 4478.7 | 4478.7 | 5078 | 5078 | 2260.5 | 2260.5 | 1973 | 1973 | 1973 | 5428 | 8327.3 | 8327.3 | 9169.1 | 9169.1 | 3557.1 | 3557.1 | 3275 | 3275 | 8360 | 8360 | 9375.75 | 9375.75 | 5041.15 | 5041.15 | 4272.05 | 4272.05 | 2866.05 | 2866.05 | 2866.05 | 1747.8 | 21896.2 | 52400 | 43886.05 |  |  |  |  | Augmentation Subtotal |  | 6190.0602 | 4177.8642 | 7271.5 | 9556.7 | 7338.5 | 4233.5 | 3946 | 13755.3 | 17496.4 | 12726.2 | 6832.1 | 11635 | 17735.75 | 14416.9 | 9313.2 | 7138.1 | 5732.1 | 13883.5 | 18054.5 | 16436 | 15032.3 | 24714.1 | 98120.4 | 29839.6 | 23529.4 | 24366 | 21775 | 21836 | 21193 | 31294.6 | 31978.2 | 20754.2 | 19190 | 29440 | 30471.5 | 21802.3 | 20264.1 | 17452.1
[5 empty] | Augmentation TOTAL | [13 empty] | 13883.5 | 18054.5 | 16436 | 15032.3 | 24714.1 | 98120.4 | [12 empty] | 4804.996 | 1385.0642 | 1385.0642 | 2792.8 | 2792.8 | 4478.7 | 4478.7 | 5078 | 5078 | 2260.5 | 2260.5 | 1973 | 1973 | 1973 | 5428 | 8327.3 | 8327.3 | 9169.1 | 9169.1 | 3557.1 | 3557.1 | 3275 | 3275 | 8360 | 8360 | 9375.75 | 9375.75 | 5041.15 | 5041.15 | 4272.05 | 4272.05 | 2866.05 | 2866.05 | 2866.05 | 1747.8 | 21896.2 | 52400 | 43886.05 |  |  |  |  | Augmentation TOTAL | [18 empty] | 13883.5 | 18054.5 | 16436 | 15032.3 | 24714.1 | 98120.4 | 29839.6 | 23529.4 | 24366 | 21775 | 21836 | 21193 | 31294.6 | 31978.2 | 20754.2 | 19190 | 29440 | 30471.5 | 21802.3 | 20264.1 | 17452.1 | bar: 2019-20 to 2032-33
|  | Replacement expenditure | AusNet - Residual | High Voltage | 74422206 | Maffra Refurbishment | Zone substation major replacement projects | Subtransmission | Repex - 75% Grp 2, 25% Grp 3 | Replacement expenditure | Transformers & Switchgear | ZSS Major replacements | [6 empty] | 780 | 6420 | 7360 | 1100 |  | 15660 | Jason | [14 empty] | 95.63 | 645.5025 | 1565.9413 | 2151.675 | 2319.0275 | 1816.97 | 848.7162 | 119.5375 |  |  |  | 0 | 0 | 0 | 0 | 0 | 0 | 0 | 0 | 0 | 0 | 0 | 0 | 0 | 0 | 0 | 0 | 0 | 0 | 0 | 0 | 95.63 | 9467.37 | 0 | 0 |  |  |  |  | 74422206 | Maffra Refurbishment | 2019-20: Zone substation major replacement projects; 2020-21: Subtransmission; 2021-22: Repex - 75% Grp 2, 25% Grp 3; 2030-31: Replacement expenditure; 2031-32: Transformers & Switchgear; 2032-33: ZSS Major replacements | 780 | 6420 | 7360 | 1100 |  | 15660 | 480 | 3920 | 4490 | 670 | 0
|  | Replacement expenditure | AusNet - Residual | High Voltage | 74422210 | Benalla Refurbishment | Zone substation major replacement projects | Subtransmission | Repex - 75% Grp 2, 25% Grp 3 | Replacement expenditure | Transformers & Switchgear | ZSS Major replacements | [6 empty] | 389 | 3189.8 | 3656.6 | 544.6 | 0 | 7780 | Jason | [14 empty] | 77.78 | 525.015 | 1273.6475 | 1750.05 | 1886.165 | 1477.82 | 690.2975 | 97.225 |  |  |  | 0 | 0 | 0 | 0 | 0 | 0 | 0 | 0 | 0 | 0 | 0 | 0 | 0 | 0 | 0 | 0 | 0 | 0 | 0 | 0 | 77.78 | 7700.22 | 0 | 0 |  |  |  |  | 74422210 | Benalla Refurbishment | 2019-20: Zone substation major replacement projects; 2020-21: Subtransmission; 2021-22: Repex - 75% Grp 2, 25% Grp 3; 2030-31: Replacement expenditure; 2031-32: Transformers & Switchgear; 2032-33: ZSS Major replacements | 389 | 3189.8 | 3656.6 | 544.6 | 0 | 7780 | 390 | 3190 | 3660 | 540 | 0
|  | Replacement expenditure | AusNet - Residual | High Voltage | 74422209 | Watsonia Refurbishment | Zone substation major replacement projects | Subtransmission | Repex - 75% Grp 2, 25% Grp 3 | Replacement expenditure | Transformers & Switchgear | ZSS Major replacements | [6 empty] | 0 | 902.5 | 7400.5 | 8483.5 | 1263.5 | 18050 | Jason | [16 empty] | 128.31 | 866.0925 | 2101.0763 | 2886.975 | 3111.5175 | 2437.89 | 1138.7513 | 160.3875 |  | 0 | 0 | 0 | 0 | 0 | 0 | 0 | 0 | 0 | 0 | 0 | 0 | 0 | 0 | 0 | 0 | 0 | 0 | 0 | 0 | 0 | 12831 | 0 | 0 |  |  |  |  | 74422209 | Watsonia Refurbishment | 2019-20: Zone substation major replacement projects; 2020-21: Subtransmission; 2021-22: Repex - 75% Grp 2, 25% Grp 3; 2030-31: Replacement expenditure; 2031-32: Transformers & Switchgear; 2032-33: ZSS Major replacements | 0 | 902.5 | 7400.5 | 8483.5 | 1263.5 | 18050 | 0 | 640 | 5260 | 6030 | 900
|  | Replacement expenditure | AusNet - Residual | High Voltage |  | Watsonia Refurbishment - Stage 2 (Transformers) | [44 empty] | 0 | 138.7302 | 138.7302 | 1137.5876 | 1137.5876 | 1304.0638 | 1304.0638 | 194.2223 | 194.2223 | 0 | 0 | 0 | 0 | 0 | 0 | 0 | 0 | 0 | 0 | 0 | 0 | 0 | 5549.2076 | 0 | [5 empty] | Watsonia Refurbishment - Stage 2 (Transformers) | [23 empty] | 0 | 0 | 0 | 0 | 0 | 0 | 277.4604 | 2275.1751 | 2608.1276 | 388.4445 | bar: 2019-20 to 2032-33
|  | Replacement expenditure | AusNet - Residual | High Voltage | 74429461 | Thomastown Refurbishment | Zone substation major replacement projects | Subtransmission | Repex - 75% Grp 2, 25% Grp 3 | Replacement expenditure | Transformers & Switchgear | ZSS Major replacements | [6 empty] | 5662.1 | 6490.7 | 966.7 | 0 | 0 | 13119.5 | Jason | [14 empty] | 2260.8962 | 3106.575 | 3348.1975 | 2623.33 | 1225.3712 | 172.5875 | [5 empty] | 0 | 0 | 0 | 0 | 0 | 0 | 0 | 0 | 0 | 0 | 0 | 0 | 0 | 0 | 0 | 0 | 0 | 0 | 0 | 0 | 2260.8962 | 10476.0613 | 0 | 0 |  |  |  |  | 74429461 | Thomastown Refurbishment | 2019-20: Zone substation major replacement projects; 2020-21: Subtransmission; 2021-22: Repex - 75% Grp 2, 25% Grp 3; 2030-31: Replacement expenditure; 2031-32: Transformers & Switchgear; 2032-33: ZSS Major replacements | 5662.1 | 6490.7 | 966.7 | 0 | 0 | 13119.5 | 5660 | 6490 | 970 | 0 | 0
|  | Replacement expenditure | AusNet - Residual | High Voltage |  | Thomastown Refurbishment - Stage 2 (Transformers) | [44 empty] | 192.088 | 787.5606 | 787.5606 | 902.8134 | 902.8134 | 134.4616 | 134.4616 | 0 | 0 | 0 | 0 | 0 | 0 | 0 | 0 | 0 | 0 | 0 | 0 | 0 | 0 | 0 | 3841.7591 | 0 | [5 empty] | Thomastown Refurbishment - Stage 2 (Transformers) | [23 empty] | 0 | 0 | 0 | 0 | 0 | 192.088 | 1575.1212 | 1805.6268 | 268.9231 | bar: 2019-20 to 2032-33
|  | Replacement expenditure | AusNet - Residual | High Voltage | New | Newmeralla Refurbishment | Zone substation major replacement projects | [11 empty] | 0 | 0 | 254 | 2082.8 | 2387.6 | 4724.4 | Jason | Updated as per email 21-09-2018 | [21 empty] | 111.5 | 752.625 | 1825.8125 | 4184 | 2617.9 | 2617.9 | 389.9 | 389.9 | 0 | 0 | 0 | 0 | 0 | 0 | 0 | 0 | 0 | 0 | 0 | 0 | 0 | 0 | 0 | 0 | 2689.9375 | 10199.6 | 0 |  |  |  |  | New | Newmeralla Refurbishment | 2019-20: Zone substation major replacement projects | 0 | 0 | 254 | 2082.8 | 2387.6 | 4724.4 | 0 | 0 | 0 | 0 | 560 | 4567.4 | 5235.8 | 779.8
|  | Replacement expenditure | AusNet - Residual | High Voltage | New | Traralgon Stage 2 Refurbishment | Zone substation major replacement projects | [11 empty] | 0 | 410 | 3362 | 3854 | 574 | 8200 | Jason | [16 empty] | 82.06 | 553.905 | 1343.7325 | 1846.35 | 1989.955 | 1559.14 | 728.2825 | 102.575 |  | 0 | 0 | 0 | 0 | 0 | 0 | 0 | 0 | 0 | 0 | 0 | 0 | 0 | 0 | 0 | 0 | 0 | 0 | 0 | 0 | 0 | 8206 | 0 | 0 |  |  |  |  | New | Traralgon Stage 2 Refurbishment | 2019-20: Zone substation major replacement projects | 0 | 410 | 3362 | 3854 | 574 | 8200 | 0 | 410 | 3660 | 3860 | 570
|  | Replacement expenditure | AusNet - Residual | High Voltage | New | Bayswater Refurbishment | [12 empty] | 523.5 | 4292.7 | 4920.9 | 732.9 | 0 | 10470 | Jason | [14 empty] | 104.7 | 706.725 | 1714.4625 | 2355.75 | 2538.975 | 1989.3 | 929.2125 | 130.875 |  |  |  | 0 | 0 | 0 | 0 | 0 | 0 | 0 | 0 | 0 | 0 | 0 | 0 | 0 | 0 | 0 | 0 | 0 | 0 | 0 | 0 | 104.7 | 10365.3 | 0 | 0 |  |  |  |  | New | Bayswater Refurbishment | [17 empty] | 523.5 | 4292.7 | 4920.9 | 732.9 | 0 | 10470 | 520 | 4290 | 4920 | 730 | 0 | bar: 2019-20 to 2032-33
|  | Replacement expenditure | AusNet - Residual | High Voltage |  | Bayswater Refurbishment - Stage 2 (Transformers) | [44 empty] | 0 | 0 | 0 | 138.7302 | 138.7302 | 1137.5876 | 1137.5876 | 1304.0638 | 1304.0638 | 194.2223 | 194.2223 | 0 | 0 | 0 | 0 | 0 | 0 | 0 | 0 | 0 | 0 | 0 | 5354.9853 | 194.2223 | [5 empty] | Bayswater Refurbishment - Stage 2 (Transformers) | [30 empty] | 277.4604 | 2275.1751 | 2608.1276 | 388.4445 | bar: 2019-20 to 2032-33
|  | Replacement expenditure | AusNet - Residual | High Voltage | New | Warragul Refurbishment | [12 empty] | 0 | 534.5 | 4382.9 | 5024.3 | 748.3 | 10690 | Jason | [16 empty] | 115.97 | 782.7975 | 1899.0087 | 2609.325 | 2812.2725 | 2203.43 | 1029.2338 | 144.9625 |  | 0 | 0 | 0 | 0 | 0 | 0 | 0 | 0 | 0 | 0 | 0 | 0 | 0 | 0 | 0 | 0 | 0 | 0 | 0 | 0 | 0 | 11597 | 0 | 0 |  |  |  |  | New | Warragul Refurbishment | [17 empty] | 0 | 534.5 | 4382.9 | 5024.3 | 748.3 | 10690 | 0 | 580 | 4750 | 5450 | 810 | bar: 2019-20 to 2032-33
|  | Replacement expenditure | AusNet - Residual | High Voltage |  | Hampton Park Refurbishment | [44 empty] | 850 | 3485 | 3485 | 3995 | 3995 | 595 | 595 | 0 | 0 | 0 | 0 | 0 | 0 | 0 | 0 | 0 | 0 | 0 | 0 | 0 | 0 | 0 | 17000 | 0 | [5 empty] | Hampton Park Refurbishment | [23 empty] | 0 | 0 | 0 | 0 | 0 | 850 | 6970 | 7990 | 1190 | bar: 2019-20 to 2032-33
|  | Replacement expenditure | AusNet - Residual | High Voltage |  | Phillip Island Refurbishment | [44 empty] | 0 | 0 | 0 | 0 | 0 | 0 | 0 | 225 | 225 | 1845 | 1845 | 2115 | 2115 | 315 | 315 | 0 | 0 | 0 | 0 | 0 | 0 | 0 | 2295 | 6705 | [5 empty] | Phillip Island Refurbishment | [23 empty] | 0 | 0 | 0 | 0 | 0 | 0 | 0 | 0 | 0 | 450 | 3690 | 4230 | 630 | bar: 2019-20 to 2032-33
|  | Replacement expenditure | AusNet - Residual | High Voltage |  | Clover Flat Refurbishment | [44 empty] | 0 | 0 | 0 | 0 | 0 | 0 | 0 | 212.5 | 212.5 | 1742.5 | 1742.5 | 1997.5 | 1997.5 | 297.5 | 297.5 | 0 | 0 | 0 | 0 | 0 | 0 | 0 | 2167.5 | 6332.5 | [5 empty] | Clover Flat Refurbishment | [32 empty] | 425 | 3485 | 3995 | 595 | bar: 2019-20 to 2032-33
|  | Replacement expenditure | AusNet - Residual | High Voltage |  | Croydon Refurbishment | [44 empty] | 0 | 0 | 0 | 0 | 0 | 0 | 0 | 371.875 | 371.875 | 3049.375 | 3049.375 | 3495.625 | 3495.625 | 520.625 | 520.625 | 0 | 0 | 0 | 0 | 0 | 0 | 0 | 3793.125 | 11081.875 | [5 empty] | Croydon Refurbishment | [32 empty] | 743.75 | 6098.75 | 6991.25 | 1041.25 | bar: 2019-20 to 2032-33
|  | Replacement expenditure | AusNet - Residual | High Voltage |  | Epping Refurbishement | [44 empty] | 0 | 0 | 0 | 0 | 0 | 233.75 | 233.75 | 1916.75 | 1916.75 | 2197.25 | 2197.25 | 327.25 | 327.25 | 0 | 0 | 0 | 0 | 0 | 0 | 0 | 0 | 0 | 6498.25 | 2851.75 | [5 empty] | Epping Refurbishement | [31 empty] | 467.5 | 3833.5 | 4394.5 | 654.5 | bar: 2019-20 to 2032-33
|  | Replacement expenditure | AusNet - Residual | High Voltage |  | Leongatha Refurbishment | [44 empty] | 0 | 318.75 | 318.75 | 2613.75 | 2613.75 | 2996.25 | 2996.25 | 446.25 | 446.25 | 0 | 0 | 0 | 0 | 0 | 0 | 0 | 0 | 0 | 0 | 0 | 0 | 0 | 12750 | 0 | [5 empty] | Leongatha Refurbishment | [29 empty] | 637.5 | 5227.5 | 5992.5 | 892.5 | bar: 2019-20 to 2032-33
|  | Replacement expenditure | AusNet - Residual | High Voltage |  | Myrtlford Refurbishment | [44 empty] | 0 | 0 | 0 | 0 | 0 | 0 | 0 | 350.625 | 350.625 | 2875.125 | 2875.125 | 3295.875 | 3295.875 | 490.875 | 490.875 | 0 | 0 | 0 | 0 | 0 | 0 | 0 | 3576.375 | 10448.625 | [5 empty] | Myrtlford Refurbishment | [32 empty] | 701.25 | 5750.25 | 6591.75 | 981.75 | bar: 2019-20 to 2032-33
|  | Replacement expenditure | AusNet - Residual | High Voltage |  | Rubicon Refurbishment | [44 empty] | 0 | 0 | 0 | 0 | 0 | 0 | 0 | 0 | 0 | 127.5 | 127.5 | 1045.5 | 1045.5 | 1198.5 | 1198.5 | 178.5 | 178.5 | 0 | 0 | 0 | 0 | 0 | 127.5 | 4972.5 | [5 empty] | Rubicon Refurbishment | [33 empty] | 255 | 2091 | 2397 | 357 | bar: 2019-20 to 2032-33
|  | Replacement expenditure | AusNet - Residual | High Voltage |  | Wodonga ZS Refurbishment (WO) | [44 empty] | 0 | 456.875 | 456.875 | 3746.375 | 3746.375 | 4294.625 | 4294.625 | 639.625 | 639.625 | 0 | 0 | 0 | 0 | 0 | 0 | 0 | 0 | 0 | 0 | 0 | 0 | 0 | 18275 | 0 | [5 empty] | Wodonga ZS Refurbishment (WO) | [29 empty] | 913.75 | 7492.75 | 8589.25 | 1279.25 | bar: 2019-20 to 2032-33
[5 empty] | Complex Project SUBTOTAL | [13 empty] | 7354.6 | 22240.2 | 32303.6 | 21822.1 | 4973.4 | 88693.9 | [15 empty] | 2539.0062 | 4983.8175 | 8228.5888 | 11083.6 | 13313.3563 | 12799.3275 | 10381.9713 | 6548.0975 | 3007.7675 | 1160.55 | 1825.8125 | 2804.744 | 7029.1908 | 7029.1908 | 6425.3009 | 6425.3009 | 2033.5253 | 2033.5253 | 419.2223 | 419.2223 | 1845 | 1845 | 2115 | 2115 | 315 | 315 | 0 | 0 | 0 | 0 |  | 2539.0062 | 73332.8887 | 91428.302 | 42586.4723
[5 empty] | Complex Projects TOTAL | [13 empty] | 10314.8 | 25912.1 | 35092.7 | 24440 | 5363.3 | 88693.9 | [15 empty] | 2539.0062 | 4983.8175 | 8228.5888 | 11083.6 | 13313.3563 | 12799.3275 | 10381.9713 | 6548.0975 | 3007.7675 | 1160.55 | 1825.8125 | 2804.744 | 7029.1908 | 7029.1908 | 6425.3009 | 6425.3009 | 2033.5253 | 2033.5253 | 419.2223 | 419.2223 | 1845 | 1845 | 2115 | 2115 | 315 | 315 | 0 | 0 | 0 | 0 |  | 2539.0062 | 73332.8887 | 91428.302 | 42586.4723
[5 empty] | D | MAJOR DEPOT & STATIONS LIST ACQUISITIONS, MOVES & MAJOR DEVELOPMEMTS | Strategic | [11 empty] | 844.23 | 1875 | 7260 | 7450 | 8465 | 25894.23 |  | 2 sites. | [13 empty] | 0 |  | 200 |  | 1100 |  | 1800 |  | 400 | [23 empty] | 3500 |  |  | Byran |  |  | TGN only likely project to proceed
[5 empty] | D | DEPOT & STATIONS UPGRADES / IMPROVEMENTSPROJECTS | BAU | [11 empty] | 3736.6 | 3035.72 | 1463.45 | 906 | 4988.0035 | 14129.7735 |  | General Capex (incl. property and fleet)\2021 EDPR Land and building Estimate.xlsx | [13 empty] | 3737 |  | 3036 |  | 1463 |  | 906 |  | 4988 | [23 empty] | 14130 |  |  | Byran |  |  | 2021 EDPR Land and building Estimate
[5 empty] | Property SUBTOTAL | [13 empty] | 4580.83 | 4910.72 | 8723.45 | 8356 | 13453.0035 | 40024.0035 | [15 empty] | 3737 |  | 3236 |  | 2563 |  | 2706 |  | 5388 |  | 0 |  | 0 |  | 0 |  | 0 |  | 0 |  | 0 |  | 0 |  | 0 |  | 0 |  | 0 |  |  |  | 17630
[5 empty] | D | MOTOR VEHICLE & MOBILE PLANT FLEET REPLACEMENTS/ACQUISITION REQUIREMENTS | [12 empty] | 3352.9559 | 4123.4944 | 4450.2042 | 5652.4102 | 11238.801 | 28817.8657 |  | General Capex (incl. property and fleet)\Copy of FY 19 - 25 General CAPEX Forcast.xlsx | [13 empty] | 3353 |  | 4124 |  | 4450 |  | 5652 |  | 11239 | [23 empty] | 28818 |  |  | Sandi |  |  | FY 19-25 General CAPEX Forecast.xlsx
[5 empty] | D | BAU MINOR TOOLS & EQUIPMENT | [12 empty] | 1328 | 1328 | 1328 | 1328 | 1328 | 6640 | [15 empty] | 1328 |  | 1328 |  | 1328 |  | 1328 |  | 1328 | [23 empty] | 6640 |  |  | Sandi |  |  | FY19-25 General Capex Forecast - Delivery draft.xlsx
[5 empty] | Delivery SUBTOTAL | [13 empty] | 4680.9559 | 5451.4944 | 5778.2042 | 6980.4102 | 12566.801 | 35457.8657 | [15 empty] | 4681 |  | 5452 |  | 5778 |  | 6980 |  | 12567 |  | 0 |  | 0 |  | 0 |  | 0 |  | 0 |  | 0 |  | 0 |  | 0 |  | 0 |  | 0 |  |  |  | 35458
[5 empty] | D | 1036 DCAPEX General Equipment | [12 empty] | 260 | 260 | 260 | 260 | 260 | 1300 |  | General Capex (incl. property and fleet)\Copy of FY19-25 General Capex Forecast - Delivery draft.xlsx | [13 empty] | 260 |  | 260 |  | 260 |  | 260 |  | 260 | [23 empty] | 1300 |  |  | Sandi |  |  | FY19-25 General Capex Forecast - Delivery draft.xlsx
[5 empty] | Network Engineering SUBTOTAL | [13 empty] | 260 | 260 | 260 | 260 | 260 | 1300 | [15 empty] | 260 |  | 260 |  | 260 |  | 260 |  | 260 |  | 0 |  | 0 |  | 0 |  | 0 |  | 0 |  | 0 |  | 0 |  | 0 |  | 0 |  | 0 |  |  |  | 1300
[5 empty] | Non Network TOTAL | [13 empty] | 9521.7859 | 10622.2144 | 14761.6542 | 15596.4102 | 26279.8045 | 76781.8692 | [15 empty] | 8678 |  | 8948 |  | 8601 |  | 9946 |  | 18215 |  | 0 |  | 0 |  | 0 |  | 0 |  | 0 |  | 0 |  | 0 |  | 0 |  | 0 |  | 0 |  |  |  | 54388
[19 empty] | 199247.4765 | 195411.8231 | 186393.3178 | 159641.9983 | 156826.8304 | 883937.1711 | TOTAL | [46 empty] | 777377.4851
[40 empty] | 5331.8062 | 7776.6175 | 12707.2887

## Rin Template
REGULATORY REPORTING STATEMENT
Australian Distribution Co. (Victoria)
2021-22 to 2025-26
7.7 - TARIFF STRUCTURE STATEMENT - INPUTS TO LRMC CALCULATION
|  | Is Australian Distribution Co. (Vic) using the 'Average Incremental Cost' approach? |  | YES / NO?
YES
7.7.1 - INPUTS TO LRMC CALCULATION - STANDARD CONTROL SERVICES - CAPEX
7.7.1.1 - SERIES A
Forecast ($0's, real June 2021
| 2019-20 | 2020-21 | 2021-22 | 2022-23 | 2023-24 | 2024-25 | 2025-26 | 2026-27 | 2027-28 | 2028-29 | 2029-30 | 2030-31 | 2031-32 | 2032-33 | 2033-34 | 2034-35 | 2035-36 | 2036-37 | 2037-38 | 2038-39
Replacement expenditure
Connections
Augmentation Expenditure | 6190060.2133 | 4177864.18 | 7271500 | 9556700 | 7338500 | 4233500 | 3946000 | 13755300 | 17496400 | 12726200 | 6832100 | 11635000 | 17735750 | 14416900 | 9313200 | 7138100 | 5732100 | 0
Non-network
Capitalised network overheads
Capitalised corporate overheads
Total capex
7.7.1.2 - SERIES B
Forecast ($0's, real June 2021
| 2019-20 | 2020-21 | 2021-22 | 2022-23 | 2023-24 | 2024-25 | 2025-26 | 2026-27 | 2027-28 | 2028-29 | 2029-30 | 2030-31 | 2031-32 | 2032-33 | 2033-34 | 2034-35 | 2035-36 | 2036-37 | 2037-38 | 2038-39
Replacement expenditure
Connections
Augmentation Expenditure
Non-network
Capitalised network overheads
Capitalised corporate overheads
Total capex
7.7.1.3 - SERIES C
Forecast ($0's, real June 2021
| 2019-20 | 2020-21 | 2021-22 | 2022-23 | 2023-24 | 2024-25 | 2025-26 | 2026-27 | 2027-28 | 2028-29 | 2029-30 | 2030-31 | 2031-32 | 2032-33 | 2033-34 | 2034-35 | 2035-36 | 2036-37 | 2037-38 | 2038-39
Replacement expenditure
Connections
Augmentation Expenditure
Non-network
Capitalised network overheads
Capitalised corporate overheads
Total capex
7.7.2 - INPUTS TO LRMC CALCULATION - STANDARD CONTROL SERVICES - OPEX
7.7.2.1 - SERIES A
Forecast ($0's, real June 2021
| 2019-20 | 2020-21 | 2021-22 | 2022-23 | 2023-24 | 2024-25 | 2025-26 | 2026-27 | 2027-28 | 2028-29 | 2029-30 | 2030-31 | 2031-32 | 2032-33 | 2033-34 | 2034-35 | 2035-36 | 2036-37 | 2037-38 | 2038-39
Based on 1% of capex | 61900.6021 | 103679.2439 | 176394.2439 | 271961.2439 | 345346.2439 | 387681.2439 | 427141.2439 | 564694.2439 | 739658.2439 | 866920.2439 | 935241.2439 | 1051591.2439 | 1228948.7439 | 1373117.7439 | 1466249.7439 | 1537630.7439 | 1594951.7439
Total opex
7.7.2.2- SERIES B
Forecast ($0's, real June 2021
| 2019-20 | 2020-21 | 2021-22 | 2022-23 | 2023-24 | 2024-25 | 2025-26 | 2026-27 | 2027-28 | 2028-29 | 2029-30 | 2030-31 | 2031-32 | 2032-33 | 2033-34 | 2034-35 | 2035-36 | 2036-37 | 2037-38 | 2038-39
Total opex
7.7.2.3 - SERIES C
Forecast ($0's, real June 2021
| 2019-20 | 2020-21 | 2021-22 | 2022-23 | 2023-24 | 2024-25 | 2025-26 | 2026-27 | 2027-28 | 2028-29 | 2029-30 | 2030-31 | 2031-32 | 2032-33 | 2033-34 | 2034-35 | 2035-36 | 2036-37 | 2037-38 | 2038-39
Total opex
7.7.3 - INPUTS TO LRMC CALCULATION - DEMAND
7.7.3.1 - SERIES A
Forecast ($0's, real June 2021
| 2019-20 | 2020-21 | 2021-22 | 2022-23 | 2023-24 | 2024-25 | 2025-26 | 2026-27 | 2027-28 | 2028-29 | 2029-30 | 2030-31 | 2031-32 | 2032-33 | 2033-34 | 2034-35 | 2035-36 | 2036-37 | 2037-38 | 2038-39
RAW MW | Forecast ($0's, real June 2021 2019-20: 1962.4725; Forecast ($0's, real June 2021 2020-21: 1989.3407; Forecast ($0's, real June 2021 2021-22: 2016.407; Forecast ($0's, real June 2021 2022-23: 2043.3341; Forecast ($0's, real June 2021 2023-24: 2070.6561; Forecast ($0's, real June 2021 2024-25: 2098.1115; Forecast ($0's, real June 2021 2025-26: 2125.2548; Forecast ($0's, real June 2021 2026-27: 2152.3178; Forecast ($0's, real June 2021 2027-28: 2178.8513; Forecast ($0's, real June 2021 2028-29: 2205.3356; Forecast ($0's, real June 2021 2029-30: 2231.9528
Total demand
7.7.3.2 - SERIES B
Forecast ($0's, real June 2021
| 2019-20 | 2020-21 | 2021-22 | 2022-23 | 2023-24 | 2024-25 | 2025-26 | 2026-27 | 2027-28 | 2028-29 | 2029-30 | 2030-31 | 2031-32 | 2032-33 | 2033-34 | 2034-35 | 2035-36 | 2036-37 | 2037-38 | 2038-39
Total demand
7.7.3.3 - SERIES C
Forecast ($0's, real June 2021
| 2019-20 | 2020-21 | 2021-22 | 2022-23 | 2023-24 | 2024-25 | 2025-26 | 2026-27 | 2027-28 | 2028-29 | 2029-30 | 2030-31 | 2031-32 | 2032-33 | 2033-34 | 2034-35 | 2035-36 | 2036-37 | 2037-38 | 2038-39
Total demand
Note on B15: AST: a) Have only included augmentation program in LRMC. Replacement expenditure is assumed to not be materially impacted by marginal changes in forecast demand, due to scale efficiencies and lumpiness of replacement expenditure (i.e., small changes in forecast demand don't materially change the sizing or timing of replacement).. b) AusNet's underlying augmentation expenditure forecasts included DER-related expenditure and REFCL expenditure. These have been excluded from the analysis as these are predominately voltage driven, not peak demand, or bushfire driven.
Note on B112: AST: Note this is the RAW demand (in MW); it is the cumulative change in demand that is the denominator in the LRMC model

## raw Demand Forecast
| MW |  |  | Actuals |  |  |  |  | P50 | [11 empty] | P10
|  |  |  | 2014 | 2015 | 2016 | 2017 | 2018 | 2019 | 2020 | 2021 | 2022 | 2023 | 2024 | 2025 | 2026 | 2027 | 2028 | 2029 | 2030 | 2019 | 2020 | 2021 | 2022 | 2023 | 2024 | 2025 | 2026 | 2027 | 2028 | 2029 | 2030
|  |  |  | 13/14 | 14/15 | 15/16 | 16/17 | 17/18 | 18/19 | 19/20 | 20/21 | 21/22 | 22/23 | 23/24 | 24/25 | 25/26 | 26/27 | 27/28 | 28/29 | 29/30 | 18/19 | 19/20 | 20/21 | 21/22 | 22/23 | 23/24 | 24/25 | 25/26 | 26/27 | 27/28 | 28/29 | 29/30
LRMC region |  | Region | Zonesub | SUMMER | SUMMER | SUMMER | SUMMER | SUMMER | SUMMER | SUMMER | SUMMER | SUMMER | SUMMER | SUMMER | SUMMER | SUMMER | SUMMER | SUMMER | SUMMER | SUMMER | SUMMER | SUMMER | SUMMER | SUMMER | SUMMER | SUMMER | SUMMER | SUMMER | SUMMER | SUMMER | SUMMER | SUMMER
AusNet - residual | BGE | Central | BGE | 34.6 | 23.86 | 29.75 | 23.86 | 30.38 | 31.1068 | 31.2651 | 31.4501 | 31.5626 | 31.7159 | 31.8865 | 31.9848 | 32.13 | 32.3007 | 32.4189 | 32.6098 | 32.8261 | 33.0785 | 33.248 | 33.4442 | 33.5679 | 33.7319 | 33.9125 | 34.0207 | 34.1759 | 34.3565 | 34.4865 | 34.6915 | 34.9219
AusNet - residual | BRA | Central | BRA | 72.46 | 61.17 | 70.18 | 66.66 | 64.37 | 65.9179 | 66.4516 | 66.9733 | 67.4799 | 67.9915 | 68.5054 | 69.0193 | 69.5332 | 70.0471 | 70.5714 | 71.0993 | 71.6274 | 69.6894 | 70.2571 | 70.8133 | 71.3544 | 71.9012 | 72.4504 | 72.9996 | 73.5488 | 74.098 | 74.6587 | 75.2232 | 75.788
AusNet - residual | BWN | Central | BWN | 21.67 | 18.4 | 27.9 | 21.51 | 23.63 | 25.106 | 25.6064 | 26.1131 | 26.6219 | 27.1572 | 27.6925 | 28.2301 | 28.7673 | 29.3027 | 29.8035 | 30.3016 | 30.7996 | 26.8893 | 27.4261 | 27.97 | 28.516 | 29.0911 | 29.6666 | 30.2442 | 30.8215 | 31.397 | 31.9342 | 32.4684 | 33.0026
AusNet - residual | BWR | Central | BWR | 64.19 | 58.71 | 60 | 58.47 | 58.35 | 56.7491 | 56.9127 | 57.1082 | 57.3294 | 57.4737 | 57.672 | 57.8959 | 58.0403 | 58.2363 | 58.5175 | 58.8015 | 59.0833 | 58.0962 | 58.2697 | 58.475 | 58.7059 | 58.8601 | 59.0683 | 59.3021 | 59.4565 | 59.6625 | 59.9541 | 60.2486 | 60.5409
Gwth Co - East | CLN | Central | CLN | 47.16 | 48.3 | 54.09 | 51.04 | 63.25 | 68.8032 | 72.0407 | 75.2142 | 78.4168 | 82.0577 | 85.7713 | 89.4849 | 93.1985 | 96.9124 | 100.9535 | 105.1103 | 109.267 | 73.2 | 76.6909 | 80.1124 | 83.5999 | 87.5295 | 91.5377 | 95.546 | 99.5542 | 103.5627 | 107.9222 | 112.4011 | 116.8799
AusNet - residual | CPK | Central | CPK |  | 34.8 | 41.3 | 40.23 | 42.77 | 44.184 | 44.7102 | 45.2266 | 45.743 | 46.2886 | 46.8377 | 47.3868 | 47.9359 | 48.485 | 48.994 | 49.4997 | 50.0065 | 47.1698 | 47.7311 | 48.2818 | 48.8324 | 49.4149 | 50.0011 | 50.5874 | 51.1736 | 51.7599 | 52.3014 | 52.8402 | 53.3802
Gwth Co - Nth | CRE | Central | CRE | 45.7 | 37.8 | 44.75 | 42.51 | 45.51 | 51.8264 | 53.5602 | 55.2769 | 56.9937 | 58.5827 | 60.1157 | 61.6486 | 63.1816 | 64.7145 | 66.1074 | 67.4389 | 68.7704 | 55.1466 | 57.0188 | 58.8725 | 60.7261 | 62.4403 | 64.0933 | 65.7463 | 67.3993 | 69.0524 | 70.5525 | 71.9856 | 73.4187
AusNet - residual | CYN | Central | CYN | 78.7 | 61.56 | 64.45 | 66.05 | 64.64 | 72.2983 | 72.6943 | 73.0583 | 73.45 | 73.801 | 74.1777 | 74.5289 | 74.9077 | 75.2589 | 75.689 | 76.1699 | 76.6774 | 75.103 | 75.5239 | 75.9124 | 76.3286 | 76.7028 | 77.1026 | 77.4768 | 77.8787 | 78.2529 | 78.7061 | 79.2101 | 79.7406
Gwth Co - Nth | DRN | Central | DRN | 54.2 | 47.76 | 58.62 | 56.73 | 65.58 | 69.0103 | 70.9068 | 72.7601 | 74.6134 | 76.4675 | 78.3817 | 80.2959 | 82.2101 | 84.1261 | 85.8723 | 87.573 | 89.3208 | 73.584 | 75.6161 | 77.6014 | 79.5867 | 81.569 | 83.6103 | 85.6517 | 87.6931 | 89.7362 | 91.5955 | 93.4055 | 95.2626
AusNet - residual | ELM | Central | ELM | 71.2 | 63.8 | 69.9 | 66.25 | 70.65 | 73.5058 | 74.2733 | 75.0167 | 75.789 | 76.4651 | 77.1553 | 77.8165 | 78.5067 | 79.1679 | 79.8469 | 80.5116 | 81.1763 | 79.159 | 79.9874 | 80.7921 | 81.6258 | 82.3572 | 83.1013 | 83.8165 | 84.5606 | 85.2758 | 86.003 | 86.7145 | 87.4261
AusNet - residual | EPG | Central | EPG | 49 | 45.09 | 53.39 | 52.34 | 59.38 | 67.3522 | 69.0086 | 70.7556 | 72.5881 | 74.3877 | 76.1851 | 77.9863 | 79.8439 | 81.7872 | 83.5999 | 85.3962 | 87.195 | 70.0639 | 71.8152 | 73.6558 | 75.582 | 77.4722 | 79.3598 | 81.2514 | 83.1993 | 85.2329 | 87.1243 | 88.9984 | 90.8752
AusNet - residual | FGY | Central | FGY | 73.4 | 59.6 | 70.29 | 68.3 | 69.6 | 73.6314 | 74.2464 | 74.8636 | 75.4809 | 76.1117 | 76.7423 | 77.373 | 78.0036 | 78.6342 | 79.2852 | 79.9366 | 80.5891 | 77.5469 | 78.2071 | 78.8698 | 79.5325 | 80.2099 | 80.8873 | 81.5646 | 82.2419 | 82.9192 | 83.6187 | 84.3186 | 85.0197
AusNet - residual | HPK | Central | HPK | 53.2 | 43.19 | 50.55 | 46.76 | 49.46 | 51.2655 | 51.7581 | 52.2378 | 52.7163 | 53.2192 | 53.7299 | 54.2393 | 54.7504 | 55.2611 | 55.7395 | 56.2068 | 56.6742 | 55.3328 | 55.8571 | 56.3674 | 56.8764 | 57.4118 | 57.9559 | 58.4987 | 59.0431 | 59.5872 | 60.0962 | 60.5931 | 61.09
AusNet - residual | KLK | Central | KLK | 5.1 | 4.14 | 4.95 | 4.5 | 4.86 | 4.9742 | 5.0067 | 5.0393 | 5.0708 | 5.1258 | 5.1952 | 5.2257 | 5.2541 | 5.284 | 5.3347 | 5.3981 | 5.4225 | 5.1066 | 5.1403 | 5.1741 | 5.2069 | 5.2631 | 5.3338 | 5.3655 | 5.395 | 5.4262 | 5.4779 | 5.5424 | 5.5679
Gwth Co - Nth | KLO | Central | KLO | 21 | 20 | 24 | 24.07 | 25.5 | 27.538 | 28.1579 | 28.7669 | 29.3766 | 29.9715 | 30.5626 | 31.1537 | 31.7457 | 32.3385 | 32.8724 | 33.3988 | 33.926 | 28.8727 | 29.5348 | 30.1848 | 30.8358 | 31.4704 | 32.1011 | 32.7319 | 33.3635 | 33.9958 | 34.5644 | 35.1248 | 35.6861
AusNet - residual | LDL | Central | LDL | 78.6 | 50.52 | 63 | 59 | 60.17 | 62.9669 | 63.4662 | 63.9576 | 64.446 | 64.9888 | 65.5277 | 66.067 | 66.6093 | 67.1452 | 67.6229 | 68.0981 | 68.5709 | 66.6001 | 67.1421 | 67.6753 | 68.2056 | 68.7943 | 69.3791 | 69.9643 | 70.5524 | 71.1343 | 71.6531 | 72.1694 | 72.6833
AusNet - residual | LLG | Central | LLG | 18.3 | 15.9 | 18.99 | 18.18 | 22.68 | 23.8582 | 24.343 | 24.8255 | 25.3079 | 25.8529 | 26.4128 | 26.9727 | 27.5326 | 28.0925 | 28.6149 | 29.1283 | 29.6417 | 24.5521 | 25.0606 | 25.5665 | 26.0723 | 26.6449 | 27.2334 | 27.8219 | 28.4104 | 28.9989 | 29.5474 | 30.0863 | 30.6253
AusNet - residual | LYD | Central | LYD | 22.3 | 18.2 | 20.6 | 19 | 21.63 | 22.9098 | 23.2018 | 23.498 | 23.7952 | 24.0996 | 24.4035 | 24.7073 | 25.0121 | 25.3175 | 25.6313 | 25.9475 | 26.2643 | 24.6542 | 24.9734 | 25.2973 | 25.6222 | 25.9549 | 26.2871 | 26.6193 | 26.9524 | 27.2862 | 27.6293 | 27.9749 | 28.3212
AusNet - residual | NRN | Central | NRN | 23.04 | 20.97 | 22.32 | 22.53 | 23.97 | 25.4467 | 25.7227 | 25.9993 | 26.2783 | 26.568 | 26.8599 | 27.1518 | 27.4437 | 27.7356 | 28.0148 | 28.2901 | 28.5646 | 26.3259 | 26.6145 | 26.9036 | 27.1952 | 27.4984 | 27.8039 | 28.1094 | 28.415 | 28.7205 | 29.0121 | 29.2996 | 29.5863
Gwth Co - East | OFR | Central | OFR | 38.7 | 36.29 | 42.4 | 38.6 | 45.3 | 48.1212 | 49.7371 | 51.3266 | 52.9174 | 54.4839 | 56.1086 | 57.7347 | 59.3608 | 60.9861 | 62.5058 | 64.0694 | 65.6329 | 51.1294 | 52.8532 | 54.5482 | 56.2446 | 57.9103 | 59.633 | 61.357 | 63.081 | 64.8042 | 66.4083 | 68.0533 | 69.6984
Gwth Co - East | PHM | Central | PHM | 42.57 | 37.86 | 43.5 | 40.83 | 47.51 | 53.015 | 54.2818 | 55.5298 | 56.7795 | 57.9706 | 59.1435 | 60.3181 | 61.4943 | 62.6723 | 63.7266 | 64.7439 | 65.7628 | 55.6939 | 57.0572 | 58.3998 | 59.7441 | 61.0245 | 62.285 | 63.5472 | 64.8111 | 66.0767 | 67.2074 | 68.2977 | 69.3896
AusNet - residual | RWN | Central | RWN | 56.1 | 33.12 | 39.54 | 36.09 | 40.44 | 42.0312 | 42.4383 | 42.8465 | 43.2547 | 43.6784 | 44.112 | 44.5455 | 44.9791 | 45.4126 | 45.8878 | 46.3871 | 46.8864 | 45.4866 | 45.9312 | 46.377 | 46.8228 | 47.2854 | 47.7587 | 48.2319 | 48.7052 | 49.1785 | 49.6971 | 50.2422 | 50.7873
AusNet - residual | SMG | Central | SMG | 37.38 | 30.38 | 36.39 | 33.39 | 33.11 | 35.2906 | 35.6663 | 36.0362 | 36.4061 | 36.7059 | 37.0216 | 37.3372 | 37.6529 | 37.9685 | 38.2684 | 38.5718 | 38.8753 | 37.0369 | 37.4339 | 37.8244 | 38.215 | 38.5292 | 38.8607 | 39.1922 | 39.5237 | 39.8551 | 40.1694 | 40.4876 | 40.8058
AusNet - residual | TT | Central | TT | 76.6 | 65.9 | 71.2 | 71.3 | 75.5 | 77.8513 | 78.2211 | 78.5932 | 78.9655 | 79.3261 | 79.6825 | 80.0008 | 80.3194 | 80.6404 | 80.9624 | 81.2845 | 81.6067 | 79.4571 | 79.8442 | 80.2336 | 80.6232 | 80.9995 | 81.3715 | 81.7054 | 82.0395 | 82.376 | 82.7137 | 83.0515 | 83.3893
AusNet - residual | WT | Central | WT | 66.77 | 56.01 | 65.13 | 60.27 | 59.77 | 64.5164 | 65.1145 | 65.7214 | 66.3284 | 66.9283 | 67.525 | 68.1233 | 68.7215 | 69.3198 | 69.9243 | 70.5329 | 71.1438 | 68.6963 | 69.3286 | 69.9694 | 70.6102 | 71.2434 | 71.8731 | 72.5044 | 73.1356 | 73.7669 | 74.405 | 75.0474 | 75.6922
AusNet - residual | WYK | Central | WYK | 30.93 | 24.88 | 31.15 | 28.73 | 30 | 31.1262 | 31.3437 | 31.5334 | 31.7483 | 31.9185 | 32.1113 | 32.2779 | 32.4693 | 32.636 | 32.878 | 33.1206 | 33.3628 | 32.8579 | 33.088 | 33.2902 | 33.5176 | 33.6989 | 33.9027 | 34.0804 | 34.2828 | 34.4604 | 34.7137 | 34.9677 | 35.2212
AusNet - residual | BDL | East | BDL | 55.36 | 52.48 | 52.36 | 49 | 52.1 | 54.0865 | 54.7541 | 55.4125 | 56.1199 | 56.7861 | 57.431 | 58.0759 | 58.7208 | 59.3658 | 59.9712 | 60.5701 | 61.1709 | 55.0576 | 55.7419 | 56.4167 | 57.1405 | 57.8194 | 58.4765 | 59.1335 | 59.7905 | 60.4476 | 61.0639 | 61.6735 | 62.2849
AusNet - residual | CNR | East | CNR | 2.6 | 2.77 | 2.69 | 2.83 | 2.62 | 2.8191 | 2.8166 | 2.8137 | 2.8108 | 2.8079 | 2.805 | 2.8021 | 2.7992 | 2.7962 | 2.7933 | 2.7904 | 2.7875 | 2.8597 | 2.8572 | 2.8542 | 2.8512 | 2.8482 | 2.8452 | 2.8422 | 2.8393 | 2.8363 | 2.8333 | 2.8303 | 2.8273
AusNet - residual | FTR | East | FTR | 17.42 | 20.95 | 20.54 | 18.34 | 21.19 | 21.4708 | 21.6371 | 21.8025 | 21.9679 | 22.131 | 22.2929 | 22.4547 | 22.6166 | 22.7785 | 22.9379 | 23.0962 | 23.2545 | 21.6544 | 21.8219 | 21.9884 | 22.155 | 22.3191 | 22.482 | 22.6449 | 22.8078 | 22.9707 | 23.1312 | 23.2904 | 23.4497
AusNet - residual | LGA | East | LGA | 36.87 | 27.51 | 34.6 | 36.15 | 31.9 | 32.4963 | 32.7803 | 33.0639 | 33.3475 | 33.6236 | 33.8992 | 34.1748 | 34.4504 | 34.726 | 34.9867 | 35.2487 | 35.5107 | 32.7558 | 33.0435 | 33.3309 | 33.6183 | 33.898 | 34.1773 | 34.4565 | 34.7357 | 35.0149 | 35.279 | 35.5443 | 35.8096
AusNet - residual | MFA | East | MFA | 25.81 | 31.72 | 31.39 | 27.16 | 35.53 | 35.5624 | 35.8274 | 36.0917 | 36.356 | 36.6165 | 36.8764 | 37.1362 | 37.3961 | 37.6559 | 37.91 | 38.1631 | 38.4162 | 36.3351 | 36.6093 | 36.8827 | 37.1562 | 37.4255 | 37.6942 | 37.9629 | 38.2315 | 38.5002 | 38.7628 | 39.0243 | 39.2858
AusNet - residual | MOE | East | MOE | 31.2 | 33.15 | 30.42 | 29.4 | 32.75 | 34.5266 | 34.7638 | 34.9928 | 35.2373 | 35.5207 | 35.8172 | 36.1114 | 36.4056 | 36.6998 | 36.9972 | 37.295 | 37.5948 | 35.7799 | 36.0249 | 36.2618 | 36.5142 | 36.8079 | 37.1147 | 37.4194 | 37.724 | 38.0287 | 38.3366 | 38.6451 | 38.9555
AusNet - residual | NLA | East | NLA | 7.11 | 5.7 | 6.43 | 7.47 | 7.12 | 12.6153 | 12.6392 | 12.6771 | 12.6639 | 12.6847 | 12.7227 | 12.7112 | 12.6981 | 12.7188 | 12.7569 | 12.7456 | 12.7343 | 12.8086 | 12.8323 | 12.87 | 12.8566 | 12.8771 | 12.915 | 12.9033 | 12.8899 | 12.9105 | 12.9483 | 12.9368 | 12.9253
AusNet - residual | PHI | East | PHI | 18.9 | 20.5 | 23.02 | 19 | 22.25 | 23.6868 | 23.9216 | 24.2063 | 24.5191 | 24.7392 | 25.0095 | 25.3079 | 25.5262 | 25.7446 | 25.9811 | 26.2234 | 26.4657 | 24.6553 | 24.9053 | 25.2053 | 25.5333 | 25.7678 | 26.0522 | 26.3646 | 26.5971 | 26.8295 | 27.0813 | 27.3392 | 27.5972
AusNet - residual | SLE | East | SLE | 29.9 | 23.47 | 30.4 | 26.5 | 30.8 | 31.9533 | 32.3329 | 32.7128 | 33.0931 | 33.4464 | 33.7969 | 34.1474 | 34.4979 | 34.8484 | 35.1828 | 35.5158 | 35.8487 | 32.9219 | 33.3182 | 33.715 | 34.1122 | 34.4803 | 34.8455 | 35.2106 | 35.5758 | 35.941 | 36.289 | 36.6354 | 36.9818
AusNet - residual | TGN | East | TGN | 41.79 | 35.5 | 41.7 | 41.3 | 44.8 | 48.8654 | 49.4451 | 50.0154 | 50.5857 | 51.0958 | 51.5885 | 52.0823 | 52.5753 | 53.0667 | 53.5443 | 54.0167 | 54.5933 | 50.8599 | 51.4718 | 52.0738 | 52.6759 | 53.2135 | 53.7329 | 54.2534 | 54.7731 | 55.2912 | 55.7944 | 56.2922 | 57.0583
AusNet - residual | WGI | East | WGI | 39.81 | 39.15 | 37.14 | 33.7 | 37.8 | 38.8003 | 39.2732 | 39.7391 | 40.2051 | 40.6747 | 41.1447 | 41.6148 | 42.0848 | 42.5548 | 43.0248 | 43.4948 | 43.9648 | 40.0536 | 40.5442 | 41.0275 | 41.5108 | 41.998 | 42.4855 | 42.9731 | 43.4606 | 43.9482 | 44.4357 | 44.9232 | 45.4108
AusNet - residual | WGL | East | WGL | 62.1 | 48.8 | 58.9 | 52.6 | 65.7 | 72.2331 | 74.0231 | 75.8831 | 77.6498 | 79.4502 | 81.1868 | 82.8438 | 84.5014 | 86.1094 | 87.5315 | 88.8805 | 90.2668 | 75.1265 | 77.0001 | 78.9431 | 80.739 | 82.6169 | 84.4301 | 86.1638 | 87.8981 | 89.5827 | 91.0743 | 92.4913 | 94.0097
AusNet - residual | BN | North | BN | 34.1887 | 29.3886 | 34.5806 | 32.2373 | 33.6 | 36.0815 | 36.1663 | 36.3033 | 36.4686 | 36.5437 | 36.6695 | 36.8234 | 36.8974 | 36.9731 | 37.0992 | 37.2533 | 37.3272 | 36.8659 | 36.9559 | 37.0982 | 37.2687 | 37.3486 | 37.479 | 37.6376 | 37.7161 | 37.7965 | 37.9272 | 38.0858 | 38.1642
AusNet - residual | BRT | North | BRT | 8.7999 | 8.5999 | 8.0999 | 7.9799 | 8.232 | 8.9028 | 8.9426 | 9.0374 | 9.1607 | 9.1982 | 9.2395 | 9.3303 | 9.4472 | 9.4861 | 9.5248 | 9.5613 | 9.5999 | 8.9011 | 8.9408 | 9.0356 | 9.1589 | 9.1963 | 9.2376 | 9.3285 | 9.4454 | 9.4843 | 9.5229 | 9.5594 | 9.598
AusNet - residual | BWA | North | BWA | 12.0656 | 12.0656 | 10.9879 | 11.2404 | 9.996 | 10.1839 | 10.2814 | 10.3496 | 10.4469 | 10.5148 | 10.6081 | 10.6727 | 10.7664 | 10.8332 | 10.9768 | 11.1204 | 11.2635 | 10.281 | 10.3793 | 10.4484 | 10.5465 | 10.6151 | 10.7091 | 10.7744 | 10.8689 | 10.9364 | 11.0807 | 11.225 | 11.3689
AusNet - residual | CF | North | CF | 0 | 0 | 0 | 1.1958 | 1.47 | 1.4523 | 1.4524 | 1.4525 | 1.4526 | 1.4517 | 1.4514 | 1.4511 | 1.4509 | 1.4506 | 1.4504 | 1.4501 | 1.4498 | 1.4488 | 1.4489 | 1.449 | 1.4491 | 1.4481 | 1.4479 | 1.4476 | 1.4474 | 1.4471 | 1.4469 | 1.4466 | 1.4463
AusNet - residual | KMS | North | KMS | 8.5664 | 7.2715 | 9.4629 | 11.5547 | 11.662 | 12.982 | 13.3287 | 13.7255 | 14.1502 | 14.7607 | 15.3759 | 16.0444 | 16.7408 | 17.3541 | 18.0085 | 18.6633 | 19.3181 | 13.2952 | 13.6533 | 14.0613 | 14.4973 | 15.1279 | 15.7633 | 16.452 | 17.1686 | 17.8021 | 18.478 | 19.1543 | 19.8307
AusNet - residual | MBY* | North | MBY * | 5.0523 | 6.9346 | 5.4585 | 5.8448 | 4.116 | 1.596 | 1.594 | 1.592 | 1.5899 | 1.5879 | 1.5859 | 1.5839 | 1.5819 | 1.5799 | 1.5779 | 1.5759 | 1.5739 | 1.596 | 1.594 | 1.592 | 1.5899 | 1.5879 | 1.5859 | 1.5839 | 1.5819 | 1.5799 | 1.5779 | 1.5759 | 1.5739
AusNet - residual | MJG | North | MJG | 1.6444 | 2.2247 | 1.5476 | 2.8051 | 2.058 | 2.0796 | 2.0822 | 2.0844 | 2.0866 | 2.0883 | 2.09 | 2.0917 | 2.0934 | 2.0951 | 2.0973 | 2.0995 | 2.1017 | 2.0797 | 2.0823 | 2.0845 | 2.0868 | 2.0884 | 2.0901 | 2.0918 | 2.0935 | 2.0952 | 2.0975 | 2.0997 | 2.1019
AusNet - residual | MSD | North | MSD | 16.1 | 13 | 15.5 | 14.6 | 15.68 | 16.3977 | 16.4865 | 16.626 | 16.7924 | 16.8777 | 17.0117 | 17.1726 | 17.2569 | 17.3412 | 17.4302 | 17.5201 | 17.6099 | 16.5867 | 16.6777 | 16.8196 | 16.9883 | 17.0758 | 17.212 | 17.375 | 17.4616 | 17.5481 | 17.6393 | 17.7315 | 17.8237
AusNet - residual | MYT | North | MYT | 14.8546 | 12.1628 | 14.2564 | 13.5585 | 11.6 | 12.0831 | 12.1502 | 12.2204 | 12.289 | 12.3591 | 12.4277 | 12.5347 | 12.66 | 12.7301 | 12.7952 | 12.8563 | 12.9173 | 12.1804 | 12.2484 | 12.3195 | 12.389 | 12.4601 | 12.5297 | 12.6376 | 12.7638 | 12.8349 | 12.9009 | 12.9628 | 13.0248
AusNet - residual | SMR | North | SMR | 35.6938 | 35.2961 | 34.6996 | 33.2082 | 31.164 | 33.0343 | 33.1617 | 33.3211 | 33.4519 | 33.6045 | 33.7252 | 33.8751 | 33.9958 | 34.1477 | 34.2151 | 34.2818 | 34.3485 | 33.6528 | 33.7842 | 33.9477 | 34.0826 | 34.2391 | 34.3636 | 34.5172 | 34.6417 | 34.7974 | 34.8685 | 34.9388 | 35.0092
AusNet - residual | WN | North | WN | 47.3786 | 43.9944 | 49.2697 | 47.4781 | 43.806 | 47.2444 | 47.5731 | 47.8763 | 48.2025 | 48.4284 | 48.6946 | 48.984 | 49.2074 | 49.4737 | 49.7576 | 49.9752 | 50.1928 | 48.4645 | 48.8056 | 49.121 | 49.4596 | 49.6961 | 49.973 | 50.2729 | 50.507 | 50.7839 | 51.0781 | 51.3061 | 51.5341
AusNet - residual | WO | North | WO | 47.7748 | 46.5754 | 44.4765 | 44.3765 | 41.65 | 40.4976 | 40.8903 | 41.2793 | 41.6683 | 42.056 | 42.4437 | 43.0188 | 43.4257 | 43.8326 | 44.2367 | 44.6407 | 45.0448 | 41.1901 | 41.5937 | 41.9933 | 42.393 | 42.7913 | 43.1895 | 43.8486 | 44.2671 | 44.6856 | 45.1012 | 45.5168 | 45.9323
AusNet - residual | WOTS | North | WOTS | 35.084 | 28.616 | 34.594 | 36.652 | 32.34 | 33.712 | 34.0134 | 34.334 | 34.6314 | 34.9488 | 35.243 | 35.5605 | 35.8547 | 36.1722 | 36.4207 | 36.6713 | 36.9234 | 34.3993 | 34.7114 | 35.0424 | 35.3502 | 35.6778 | 35.9823 | 36.3101 | 36.6146 | 36.9424 | 37.201 | 37.4618 | 37.724
[9 empty] | 1935.7657 | 1962.4725 | 1989.3407 | 2016.407 | 2043.3341 | 2070.6561 | 2098.1115 | 2125.2548 | 2152.3178 | 2178.8513 | 2205.3356 | 2231.9528

## LRMCby Voltage Region & Driver
LRMC by Network Component
Sub transmission | [5 empty] | Sub transmission | [5 empty] | Sub transmission | [5 empty] | Sub transmission
Long Run Marginal Capital Cost (kW) | 5 year | 10 year | 15 year | 20 year | 25 year | Short Run Marginal (Operating) Cost (kW) | 5 year | 10 year | 15 year | 20 year | 25 year | Total LRMC (kW) | 5 year | 10 year | 15 year | 20 year | 25 year | SRMC (kWh) | 5 year | 10 year | 15 year | 20 year | 25 year
Gwth Co - East | 0 | 43.3845 | 38.26 | 38.26 | 38.26 | Gwth Co - East | 0 | 0.8479 | 1.0759 | 1.0759 | 1.0759 | Gwth Co - East | 0 | 44.2324 | 39.3358 | 39.3358 | 39.3358 | Gwth Co - East | 0 | 0 | 0 | 0 | 0
Gwth Co - Nth | 3.8052 | 1.213 | 1.0439 | 1.0439 | 1.0439 | Gwth Co - Nth | 0.17495 | 0.10078 | 0.093531 | 0.093531 | 0.093531 | Gwth Co - Nth | 3.9802 | 1.3137 | 1.1375 | 1.1375 | 1.1375 | Gwth Co - Nth | 0 | 0 | 0 | 0 | 0
AusNet average | 0 | 0 | 0 | 0 | 0 | AusNet average | 0 | 0 | 0 | 0 | 0 | AusNet average | 0 | 0 | 0 | 0 | 0 | AusNet average | 0 | 0 | 0 | 0 | 0
AusNet - residual | 0 | 0 | 0.49133 | 0.49133 | 0.49133 | AusNet - residual | 0 | 0 | 0.0049133 | 0.0049133 | 0.0049133 | AusNet - residual | 0 | 0 | 0.49624 | 0.49624 | 0.49624 | AusNet - residual | 0 | 0 | 0 | 0 | 0
TOTAL | 0.59109 | 10.2713 | 9.3901 | 9.3901 | 9.3901 | TOTAL | 0.027176 | 0.21247 | 0.2683 | 0.2683 | 0.2683 | TOTAL | 0.61826 | 10.4838 | 9.6584 | 9.6584 | 9.6584 | TOTAL | 0 | 0 | 0 | 0 | 0
High Voltage | [5 empty] | High Voltage | [5 empty] | High Voltage | [5 empty] | High Voltage
Long Run Marginal Capital Cost (kW) | 5 year | 10 year | 15 year | 20 year | 25 year | Short Run Marginal (Operating) Cost (kW) | 5 year | 10 year | 15 year | 20 year | 25 year | Total LRMC (kW) | 5 year | 10 year | 15 year | 20 year | 25 year | SRMC (kWh) | 5 year | 10 year | 15 year | 20 year | 25 year
Gwth Co - East | 76.0556 | 24.0817 | 20.5529 | 20.5529 | 20.5529 | Gwth Co - East | 1.5061 | 1.4796 | 1.4154 | 1.4154 | 1.4154 | Gwth Co - East | 77.5616 | 25.5613 | 21.9682 | 21.9682 | 21.9682 | Gwth Co - East | 0 | 0 | 0 | 0 | 0
Gwth Co - Nth | 0 | 15.7176 | 14.2171 | 14.2171 | 14.2171 | Gwth Co - Nth | 0 | 0.30718 | 0.39545 | 0.39545 | 0.39545 | Gwth Co - Nth | 0 | 16.0248 | 14.6126 | 14.6126 | 14.6126 | Gwth Co - Nth | 0 | 0 | 0 | 0 | 0
AusNet average | 0 | 0 | 0 | 0 | 0 | AusNet average | 0 | 0 | 0 | 0 | 0 | AusNet average | 0 | 0 | 0 | 0 | 0 | AusNet average | 0 | 0 | 0 | 0 | 0
AusNet - residual | 63.7336 | 40.5299 | 37.2099 | 37.2099 | 37.2099 | AusNet - residual | 1.7948 | 1.868 | 1.9059 | 1.9059 | 1.9059 | AusNet - residual | 65.5284 | 42.3979 | 39.1159 | 39.1159 | 39.1159 | AusNet - residual | 0 | 0 | 0 | 0 | 0
TOTAL | 56.6455 | 32.9309 | 29.84 | 29.84 | 29.84 | TOTAL | 1.4501 | 1.5403 | 1.5627 | 1.5627 | 1.5627 | TOTAL | 58.0956 | 34.4712 | 31.4027 | 31.4027 | 31.4027 | TOTAL | 0 | 0 | 0 | 0 | 0
Low Voltage | [5 empty] | Low Voltage | [5 empty] | Low Voltage | [5 empty] | Low Voltage
Long Run Marginal Capital Cost (kW) | 5 year | 10 year | 15 year | 20 year | 25 year | Short Run Marginal (Operating) Cost (kW) | 5 year | 10 year | 15 year | 20 year | 25 year | Total LRMC (kW) | 5 year | 10 year | 15 year | 20 year | 25 year | SRMC (kWh) | 5 year | 10 year | 15 year | 20 year | 25 year
Gwth Co - East | 0 | 0 | 0 | 0 | 0 | Gwth Co - East | 0 | 0 | 0 | 0 | 0 | Gwth Co - East | 0 | 0 | 0 | 0 | 0 | Gwth Co - East | 0 | 0 | 0 | 0 | 0
Gwth Co - Nth | 0 | 0 | 0 | 0 | 0 | Gwth Co - Nth | 0 | 0 | 0 | 0 | 0 | Gwth Co - Nth | 0 | 0 | 0 | 0 | 0 | Gwth Co - Nth | 0 | 0 | 0 | 0 | 0
AusNet average | 0 | 0 | 0 | 0 | 0 | AusNet average | 0 | 0 | 0 | 0 | 0 | AusNet average | 0 | 0 | 0 | 0 | 0 | AusNet average | 0 | 0 | 0 | 0 | 0
AusNet - residual | 48.7702 | 27.2093 | 25.0889 | 25.0889 | 25.0889 | AusNet - residual | 1.4452 | 1.417 | 1.4144 | 1.4144 | 1.4144 | AusNet - residual | 50.2155 | 28.6263 | 26.5034 | 26.5034 | 26.5034 | AusNet - residual | 0 | 0 | 0 | 0 | 0
TOTAL | 30.0648 | 16.7438 | 15.4336 | 15.4336 | 15.4336 | TOTAL | 0.89093 | 0.87201 | 0.87009 | 0.87009 | 0.87009 | TOTAL | 30.9557 | 17.6158 | 16.3037 | 16.3037 | 16.3037 | TOTAL | 0 | 0 | 0 | 0 | 0
Spare | [5 empty] | Spare | [5 empty] | Spare | [5 empty] | Spare
Long Run Marginal Capital Cost (kW) | 5 year | 10 year | 15 year | 20 year | 25 year | Short Run Marginal (Operating) Cost (kW) | 5 year | 10 year | 15 year | 20 year | 25 year | Total LRMC (kW) | 5 year | 10 year | 15 year | 20 year | 25 year | SRMC (kWh) | 5 year | 10 year | 15 year | 20 year | 25 year
Gwth Co - East | 0 | 0 | 0 | 0 | 0 | Gwth Co - East | 0 | 0 | 0 | 0 | 0 | Gwth Co - East | 0 | 0 | 0 | 0 | 0 | Gwth Co - East | 0 | 0 | 0 | 0 | 0
Gwth Co - Nth | 0 | 0 | 0 | 0 | 0 | Gwth Co - Nth | 0 | 0 | 0 | 0 | 0 | Gwth Co - Nth | 0 | 0 | 0 | 0 | 0 | Gwth Co - Nth | 0 | 0 | 0 | 0 | 0
AusNet average | 0 | 0 | 0 | 0 | 0 | AusNet average | 0 | 0 | 0 | 0 | 0 | AusNet average | 0 | 0 | 0 | 0 | 0 | AusNet average | 0 | 0 | 0 | 0 | 0
AusNet - residual | 0 | 0 | 0 | 0 | 0 | AusNet - residual | 0 | 0 | 0 | 0 | 0 | AusNet - residual | 0 | 0 | 0 | 0 | 0 | AusNet - residual | 0 | 0 | 0 | 0 | 0
TOTAL | 0 | 0 | 0 | 0 | 0 | TOTAL | 0 | 0 | 0 | 0 | 0 | TOTAL | 0 | 0 | 0 | 0 | 0 | TOTAL | 0 | 0 | 0 | 0 | 0
Spare | [5 empty] | Spare | [5 empty] | Spare | [5 empty] | Spare
Long Run Marginal Capital Cost (kW) | 5 year | 10 year | 15 year | 20 year | 25 year | Short Run Marginal (Operating) Cost (kW) | 5 year | 10 year | 15 year | 20 year | 25 year | Total LRMC (kW) | 5 year | 10 year | 15 year | 20 year | 25 year | SRMC (kWh) | 5 year | 10 year | 15 year | 20 year | 25 year
Gwth Co - East | 0 | 0 | 0 | 0 | 0 | Gwth Co - East | 0 | 0 | 0 | 0 | 0 | Gwth Co - East | 0 | 0 | 0 | 0 | 0 | Gwth Co - East | 0 | 0 | 0 | 0 | 0
Gwth Co - Nth | 0 | 0 | 0 | 0 | 0 | Gwth Co - Nth | 0 | 0 | 0 | 0 | 0 | Gwth Co - Nth | 0 | 0 | 0 | 0 | 0 | Gwth Co - Nth | 0 | 0 | 0 | 0 | 0
AusNet average | 0 | 0 | 0 | 0 | 0 | AusNet average | 0 | 0 | 0 | 0 | 0 | AusNet average | 0 | 0 | 0 | 0 | 0 | AusNet average | 0 | 0 | 0 | 0 | 0
AusNet - residual | 0 | 0 | 0 | 0 | 0 | AusNet - residual | 0 | 0 | 0 | 0 | 0 | AusNet - residual | 0 | 0 | 0 | 0 | 0 | AusNet - residual | 0 | 0 | 0 | 0 | 0
TOTAL | 0 | 0 | 0 | 0 | 0 | TOTAL | 0 | 0 | 0 | 0 | 0 | TOTAL | 0 | 0 | 0 | 0 | 0 | TOTAL | 0 | 0 | 0 | 0 | 0
Aggregate LRMC by Network Connection
Sub transmission | [5 empty] | Sub transmission | [5 empty] | Sub transmission | [5 empty] | Sub transmission
Long Run Marginal Capital Cost (kW) | 5 year | 10 year | 15 year | 20 year | 25 year | Short Run Marginal (Operating) Cost (kW) | 5 year | 10 year | 15 year | 20 year | 25 year | Total LRMC (kW) | 5 year | 10 year | 15 year | 20 year | 25 year | SRMC (kWh) | 5 year | 10 year | 15 year | 20 year | 25 year
Gwth Co - East | 0 | 43.3845 | 38.26 | 38.26 | 38.26 | Gwth Co - East | 0 | 0.8479 | 1.0759 | 1.0759 | 1.0759 | Gwth Co - East | 0 | 44.2324 | 39.3358 | 39.3358 | 39.3358 | Gwth Co - East | 0 | 0 | 0 | 0 | 0
Gwth Co - Nth | 3.8052 | 1.213 | 1.0439 | 1.0439 | 1.0439 | Gwth Co - Nth | 0.17495 | 0.10078 | 0.093531 | 0.093531 | 0.093531 | Gwth Co - Nth | 3.9802 | 1.3137 | 1.1375 | 1.1375 | 1.1375 | Gwth Co - Nth | 0 | 0 | 0 | 0 | 0
AusNet average | 0 | 0 | 0 | 0 | 0 | AusNet average | 0 | 0 | 0 | 0 | 0 | AusNet average | 0 | 0 | 0 | 0 | 0 | AusNet average | 0 | 0 | 0 | 0 | 0
AusNet - residual | 0 | 0 | 0.49133 | 0.49133 | 0.49133 | AusNet - residual | 0 | 0 | 0.0049133 | 0.0049133 | 0.0049133 | AusNet - residual | 0 | 0 | 0.49624 | 0.49624 | 0.49624 | AusNet - residual | 0 | 0 | 0 | 0 | 0
[19 empty] | 0 | 0 | 0 | 0 | 0
TOTAL | 0.59109 | 10.2713 | 9.3901 | 9.3901 | 9.3901 | TOTAL | 0.027176 | 0.21247 | 0.2683 | 0.2683 | 0.2683 | TOTAL | 0.61826 | 10.4838 | 9.6584 | 9.6584 | 9.6584 | TOTAL | 0 | 0 | 0 | 0 | 0
High Voltage | [5 empty] | High Voltage | [5 empty] | High Voltage | [5 empty] | High Voltage
Long Run Marginal Capital Cost (kW) | 5 year | 10 year | 15 year | 20 year | 25 year | Short Run Marginal (Operating) Cost (kW) | 5 year | 10 year | 15 year | 20 year | 25 year | Total LRMC (kW) | 5 year | 10 year | 15 year | 20 year | 25 year | SRMC (kWh) | 5 year | 10 year | 15 year | 20 year | 25 year
Gwth Co - East | 76.0556 | 67.4662 | 58.8128 | 58.8128 | 58.8128 | Gwth Co - East | 1.5061 | 2.3276 | 2.4913 | 2.4913 | 2.4913 | Gwth Co - East | 77.5616 | 69.7938 | 61.3041 | 61.3041 | 61.3041 | Gwth Co - East | 0 | 0 | 0 | 0 | 0
Gwth Co - Nth | 3.8052 | 16.9306 | 15.2611 | 15.2611 | 15.2611 | Gwth Co - Nth | 0.17495 | 0.40796 | 0.48899 | 0.48899 | 0.48899 | Gwth Co - Nth | 3.9802 | 17.3385 | 15.75 | 15.75 | 15.75 | Gwth Co - Nth | 0 | 0 | 0 | 0 | 0
AusNet average | 0 | 0 | 0 | 0 | 0 | AusNet average | 0 | 0 | 0 | 0 | 0 | AusNet average | 0 | 0 | 0 | 0 | 0 | AusNet average | 0 | 0 | 0 | 0 | 0
AusNet - residual | 63.7336 | 40.5299 | 37.7013 | 37.7013 | 37.7013 | AusNet - residual | 1.7948 | 1.868 | 1.9108 | 1.9108 | 1.9108 | AusNet - residual | 65.5284 | 42.3979 | 39.6121 | 39.6121 | 39.6121 | AusNet - residual | 0 | 0 | 0 | 0 | 0
| 0 | 0 | 0 | 0 | 0 |  | 0 | 0 | 0 | 0 | 0 |  | 0 | 0 | 0 | 0 | 0 |  | 0 | 0 | 0 | 0 | 0
| 0 | 0 | 0 | 0 | 0 |  | 0 | 0 | 0 | 0 | 0 |  | 0 | 0 | 0 | 0 | 0 |  | 0 | 0 | 0 | 0 | 0
| 0 | 0 | 0 | 0 | 0 |  | 0 | 0 | 0 | 0 | 0 |  | 0 | 0 | 0 | 0 | 0 |  | 0 | 0 | 0 | 0 | 0
| 0 | 0 | 0 | 0 | 0 |  | 0 | 0 | 0 | 0 | 0 |  | 0 | 0 | 0 | 0 | 0 |  | 0 | 0 | 0 | 0 | 0
| 0 | 0 | 0 | 0 | 0 |  | 0 | 0 | 0 | 0 | 0 |  | 0 | 0 | 0 | 0 | 0 |  | 0 | 0 | 0 | 0 | 0
| 0 | 0 | 0 | 0 | 0 |  | 0 | 0 | 0 | 0 | 0 |  | 0 | 0 | 0 | 0 | 0 |  | 0 | 0 | 0 | 0 | 0
| 0 | 0 | 0 | 0 | 0 |  | 0 | 0 | 0 | 0 | 0 |  | 0 | 0 | 0 | 0 | 0 |  | 0 | 0 | 0 | 0 | 0
| 0 | 0 | 0 | 0 | 0 |  | 0 | 0 | 0 | 0 | 0 |  | 0 | 0 | 0 | 0 | 0 |  | 0 | 0 | 0 | 0 | 0
| 0 | 0 | 0 | 0 | 0 |  | 0 | 0 | 0 | 0 | 0 |  | 0 | 0 | 0 | 0 | 0 |  | 0 | 0 | 0 | 0 | 0
TOTAL | 57.2366 | 43.2023 | 39.2301 | 39.2301 | 39.2301 | TOTAL | 1.4773 | 1.7527 | 1.831 | 1.831 | 1.831 | TOTAL | 58.7139 | 44.955 | 41.0611 | 41.0611 | 41.0611 | TOTAL | 0 | 0 | 0 | 0 | 0
Low Voltage | [5 empty] | Low Voltage | [5 empty] | Low Voltage | [5 empty] | Low Voltage
Long Run Marginal Capital Cost (kW) | 5 year | 10 year | 15 year | 20 year | 25 year | Short Run Marginal (Operating) Cost (kW) | 5 year | 10 year | 15 year | 20 year | 25 year | Total LRMC (kW) | 5 year | 10 year | 15 year | 20 year | 25 year | SRMC (kWh) | 5 year | 10 year | 15 year | 20 year | 25 year
Gwth Co - East | 76.0556 | 67.4662 | 58.8128 | 58.8128 | 58.8128 | Gwth Co - East | 1.5061 | 2.3276 | 2.4913 | 2.4913 | 2.4913 | Gwth Co - East | 77.5616 | 69.7938 | 61.3041 | 61.3041 | 61.3041 | Gwth Co - East | 0 | 0 | 0 | 0 | 0
Gwth Co - Nth | 3.8052 | 16.9306 | 15.2611 | 15.2611 | 15.2611 | Gwth Co - Nth | 0.17495 | 0.40796 | 0.48899 | 0.48899 | 0.48899 | Gwth Co - Nth | 3.9802 | 17.3385 | 15.75 | 15.75 | 15.75 | Gwth Co - Nth | 0 | 0 | 0 | 0 | 0
AusNet average | 0 | 0 | 0 | 0 | 0 | AusNet average | 0 | 0 | 0 | 0 | 0 | AusNet average | 0 | 0 | 0 | 0 | 0 | AusNet average | 0 | 0 | 0 | 0 | 0
AusNet - residual | 112.5038 | 67.7391 | 62.7902 | 62.7902 | 62.7902 | AusNet - residual | 3.24 | 3.2851 | 3.3253 | 3.3253 | 3.3253 | AusNet - residual | 115.7438 | 71.0242 | 66.1155 | 66.1155 | 66.1155 | AusNet - residual | 0 | 0 | 0 | 0 | 0
| 0 | 0 | 0 | 0 | 0 |  | 0 | 0 | 0 | 0 | 0 |  | 0 | 0 | 0 | 0 | 0 |  | 0 | 0 | 0 | 0 | 0
| 0 | 0 | 0 | 0 | 0 |  | 0 | 0 | 0 | 0 | 0 |  | 0 | 0 | 0 | 0 | 0 |  | 0 | 0 | 0 | 0 | 0
| 0 | 0 | 0 | 0 | 0 |  | 0 | 0 | 0 | 0 | 0 |  | 0 | 0 | 0 | 0 | 0 |  | 0 | 0 | 0 | 0 | 0
| 0 | 0 | 0 | 0 | 0 |  | 0 | 0 | 0 | 0 | 0 |  | 0 | 0 | 0 | 0 | 0 |  | 0 | 0 | 0 | 0 | 0
| 0 | 0 | 0 | 0 | 0 |  | 0 | 0 | 0 | 0 | 0 |  | 0 | 0 | 0 | 0 | 0 |  | 0 | 0 | 0 | 0 | 0
| 0 | 0 | 0 | 0 | 0 |  | 0 | 0 | 0 | 0 | 0 |  | 0 | 0 | 0 | 0 | 0 |  | 0 | 0 | 0 | 0 | 0
| 0 | 0 | 0 | 0 | 0 |  | 0 | 0 | 0 | 0 | 0 |  | 0 | 0 | 0 | 0 | 0 |  | 0 | 0 | 0 | 0 | 0
| 0 | 0 | 0 | 0 | 0 |  | 0 | 0 | 0 | 0 | 0 |  | 0 | 0 | 0 | 0 | 0 |  | 0 | 0 | 0 | 0 | 0
| 0 | 0 | 0 | 0 | 0 |  | 0 | 0 | 0 | 0 | 0 |  | 0 | 0 | 0 | 0 | 0 |  | 0 | 0 | 0 | 0 | 0
TOTAL | 87.3014 | 59.946 | 54.6637 | 54.6637 | 54.6637 | TOTAL | 2.3682 | 2.6247 | 2.7011 | 2.7011 | 2.7011 | TOTAL | 89.6696 | 62.5708 | 57.3648 | 57.3648 | 57.3648 | TOTAL | 0 | 0 | 0 | 0 | 0
Spare | [5 empty] | Spare | [5 empty] | Spare | [5 empty] | Spare
Long Run Marginal Capital Cost (kW) | 5 year | 10 year | 15 year | 20 year | 25 year | Short Run Marginal (Operating) Cost (kW) | 5 year | 10 year | 15 year | 20 year | 25 year | Total LRMC (kW) | 5 year | 10 year | 15 year | 20 year | 25 year | SRMC (kWh) | 5 year | 10 year | 15 year | 20 year | 25 year
Gwth Co - East | 76.0556 | 67.4662 | 58.8128 | 58.8128 | 58.8128 | Gwth Co - East | 1.5061 | 2.3276 | 2.4913 | 2.4913 | 2.4913 | Gwth Co - East | 77.5616 | 69.7938 | 61.3041 | 61.3041 | 61.3041 | Gwth Co - East | 0 | 0 | 0 | 0 | 0
Gwth Co - Nth | 3.8052 | 16.9306 | 15.2611 | 15.2611 | 15.2611 | Gwth Co - Nth | 0.17495 | 0.40796 | 0.48899 | 0.48899 | 0.48899 | Gwth Co - Nth | 3.9802 | 17.3385 | 15.75 | 15.75 | 15.75 | Gwth Co - Nth | 0 | 0 | 0 | 0 | 0
AusNet average | 0 | 0 | 0 | 0 | 0 | AusNet average | 0 | 0 | 0 | 0 | 0 | AusNet average | 0 | 0 | 0 | 0 | 0 | AusNet average | 0 | 0 | 0 | 0 | 0
AusNet - residual | 112.5038 | 67.7391 | 62.7902 | 62.7902 | 62.7902 | AusNet - residual | 3.24 | 3.2851 | 3.3253 | 3.3253 | 3.3253 | AusNet - residual | 115.7438 | 71.0242 | 66.1155 | 66.1155 | 66.1155 | AusNet - residual | 0 | 0 | 0 | 0 | 0
| 0 | 0 | 0 | 0 | 0 |  | 0 | 0 | 0 | 0 | 0 |  | 0 | 0 | 0 | 0 | 0 |  | 0 | 0 | 0 | 0 | 0
| 0 | 0 | 0 | 0 | 0 |  | 0 | 0 | 0 | 0 | 0 |  | 0 | 0 | 0 | 0 | 0 |  | 0 | 0 | 0 | 0 | 0
| 0 | 0 | 0 | 0 | 0 |  | 0 | 0 | 0 | 0 | 0 |  | 0 | 0 | 0 | 0 | 0 |  | 0 | 0 | 0 | 0 | 0
| 0 | 0 | 0 | 0 | 0 |  | 0 | 0 | 0 | 0 | 0 |  | 0 | 0 | 0 | 0 | 0 |  | 0 | 0 | 0 | 0 | 0
| 0 | 0 | 0 | 0 | 0 |  | 0 | 0 | 0 | 0 | 0 |  | 0 | 0 | 0 | 0 | 0 |  | 0 | 0 | 0 | 0 | 0
| 0 | 0 | 0 | 0 | 0 |  | 0 | 0 | 0 | 0 | 0 |  | 0 | 0 | 0 | 0 | 0 |  | 0 | 0 | 0 | 0 | 0
| 0 | 0 | 0 | 0 | 0 |  | 0 | 0 | 0 | 0 | 0 |  | 0 | 0 | 0 | 0 | 0 |  | 0 | 0 | 0 | 0 | 0
| 0 | 0 | 0 | 0 | 0 |  | 0 | 0 | 0 | 0 | 0 |  | 0 | 0 | 0 | 0 | 0 |  | 0 | 0 | 0 | 0 | 0
| 0 | 0 | 0 | 0 | 0 |  | 0 | 0 | 0 | 0 | 0 |  | 0 | 0 | 0 | 0 | 0 |  | 0 | 0 | 0 | 0 | 0
TOTAL | 87.3014 | 59.946 | 54.6637 | 54.6637 | 54.6637 | TOTAL | 2.3682 | 2.6247 | 2.7011 | 2.7011 | 2.7011 | TOTAL | 89.6696 | 62.5708 | 57.3648 | 57.3648 | 57.3648 | TOTAL | 0 | 0 | 0 | 0 | 0
Spare | [5 empty] | Spare | [5 empty] | Spare | [5 empty] | Spare
Long Run Marginal Capital Cost (kW) | 5 year | 10 year | 15 year | 20 year | 25 year | Short Run Marginal (Operating) Cost (kW) | 5 year | 10 year | 15 year | 20 year | 25 year | Total LRMC (kW) | 5 year | 10 year | 15 year | 20 year | 25 year | SRMC (kWh) | 5 year | 10 year | 15 year | 20 year | 25 year
Gwth Co - East | 76.0556 | 67.4662 | 58.8128 | 58.8128 | 58.8128 | Gwth Co - East | 1.5061 | 2.3276 | 2.4913 | 2.4913 | 2.4913 | Gwth Co - East | 77.5616 | 69.7938 | 61.3041 | 61.3041 | 61.3041 | Gwth Co - East | 0 | 0 | 0 | 0 | 0
Gwth Co - Nth | 3.8052 | 16.9306 | 15.2611 | 15.2611 | 15.2611 | Gwth Co - Nth | 0.17495 | 0.40796 | 0.48899 | 0.48899 | 0.48899 | Gwth Co - Nth | 3.9802 | 17.3385 | 15.75 | 15.75 | 15.75 | Gwth Co - Nth | 0 | 0 | 0 | 0 | 0
AusNet average | 0 | 0 | 0 | 0 | 0 | AusNet average | 0 | 0 | 0 | 0 | 0 | AusNet average | 0 | 0 | 0 | 0 | 0 | AusNet average | 0 | 0 | 0 | 0 | 0
AusNet - residual | 112.5038 | 67.7391 | 62.7902 | 62.7902 | 62.7902 | AusNet - residual | 3.24 | 3.2851 | 3.3253 | 3.3253 | 3.3253 | AusNet - residual | 115.7438 | 71.0242 | 66.1155 | 66.1155 | 66.1155 | AusNet - residual | 0 | 0 | 0 | 0 | 0
| 0 | 0 | 0 | 0 | 0 |  | 0 | 0 | 0 | 0 | 0 |  | 0 | 0 | 0 | 0 | 0 |  | 0 | 0 | 0 | 0 | 0
| 0 | 0 | 0 | 0 | 0 |  | 0 | 0 | 0 | 0 | 0 |  | 0 | 0 | 0 | 0 | 0 |  | 0 | 0 | 0 | 0 | 0
| 0 | 0 | 0 | 0 | 0 |  | 0 | 0 | 0 | 0 | 0 |  | 0 | 0 | 0 | 0 | 0 |  | 0 | 0 | 0 | 0 | 0
| 0 | 0 | 0 | 0 | 0 |  | 0 | 0 | 0 | 0 | 0 |  | 0 | 0 | 0 | 0 | 0 |  | 0 | 0 | 0 | 0 | 0
| 0 | 0 | 0 | 0 | 0 |  | 0 | 0 | 0 | 0 | 0 |  | 0 | 0 | 0 | 0 | 0 |  | 0 | 0 | 0 | 0 | 0
| 0 | 0 | 0 | 0 | 0 |  | 0 | 0 | 0 | 0 | 0 |  | 0 | 0 | 0 | 0 | 0 |  | 0 | 0 | 0 | 0 | 0
| 0 | 0 | 0 | 0 | 0 |  | 0 | 0 | 0 | 0 | 0 |  | 0 | 0 | 0 | 0 | 0 |  | 0 | 0 | 0 | 0 | 0
| 0 | 0 | 0 | 0 | 0 |  | 0 | 0 | 0 | 0 | 0 |  | 0 | 0 | 0 | 0 | 0 |  | 0 | 0 | 0 | 0 | 0
| 0 | 0 | 0 | 0 | 0 |  | 0 | 0 | 0 | 0 | 0 |  | 0 | 0 | 0 | 0 | 0 |  | 0 | 0 | 0 | 0 | 0
TOTAL | 87.3014 | 59.946 | 54.6637 | 54.6637 | 54.6637 | TOTAL | 2.3682 | 2.6247 | 2.7011 | 2.7011 | 2.7011 | TOTAL | 89.6696 | 62.5708 | 57.3648 | 57.3648 | 57.3648 | TOTAL | 0 | 0 | 0 | 0 | 0

## Lists
Input Sheet Cell C28 | Voltage levels to select from | Regions to potentially select from | Business | Charging basis | Tariff Class
Yes | Sub transmission | Gwth Co - East | AusNet | kVA | Residential
No | High Voltage | Gwth Co - Nth |  | kWh | Low Voltage non-residential
| Low Voltage | AusNet average |  |  | High Voltage
| Spare | AusNet - residual |  |  | Spare
| Spare |  |  |  | Spare
Spare