## Inputs & Allocations--->
Inputs & Allocations

## Tariff Sets
TSS Principles Model
Tariff Sets
Code | Name | Residual Type | Diversity & LRMC Type | Tariff class | Voltage
Diversity & LRMC Type
Small LV Tariff Class
N70 | Residential Flat | Residential | Residential | Small LV | LV
N705 | Residential TOU (Interval data) | Residential | Residential | Small LV | LV
N706 | Residential TOU (Basic data) | Residential | Residential | Small LV | LV
N50 | Control load 1 | CL | Residential | Small LV | LV
N54 | Control load 2 | CL | Residential | Small LV | LV
NC1 | Residential / CL1 | Residential | Residential | Small LV | LV
NC2 | Residential / CL2 | Residential | Residential | Small LV | LV
N90 | General Supply Block | GS | GS | Small LV | LV
NC3 | General Supply / CL1 | GS | GS | Small LV | LV
NC4 | General Supply / CL2 | GS | GS | Small LV | LV
N84 | GS TOU (Basic data) | GS | GS | Small LV | LV
N845 | GS TOU (Interval data) | GS | GS | Small LV | LV
N71 | Residential STOU | Residential | Residential | Small LV | LV
N72 | Residential Demand | Residential | Residential | Small LV | LV
N73 | Residential Transitional Demand | Residential | Residential | Small LV | LV
N91 | GS STOU | GS | GS | Small LV | LV
N92 | GS Demand | GS | GS | Small LV | LV
N93 | GS Transitional Demand | GS | GS | Small LV | LV
Large LV Tariff Class
N19 | LV STOU Demand | N19 | Large LV | Large LV | LV
N89 | LV STOU Transitional | N19 | Large LV | Large LV | LV
HV Demand Tariff Class
N29 | HV STOU Demand | N29 | HV | HV Demand | HV
ST Demand Tariff Class
N39 | ST STOU Demand | N39 | ST | ST Demand | ST
Inter-Distributor Transfer Tariff Class
Unmetered Tariff Class
SL | Streetlighting | GS | GS | Unmetered | LV
TL | Traffic Control Signal Lights | GS | GS | Unmetered | LV
N99 | Unmetered Supply | GS | GS | Unmetered | LV
NW | Nightwatch | GS | GS | Unmetered | LV

## Residual Costs
TSS Principles Model
Residual Cost Inputs (Target Tariff)
Key |  | Import
Input
Calc.
Non- CRNP Residual Cost Allocator
| Customers FY18 | Demand | Allocation | Fixed % | Energy % | Demand % | Total %
Residential | 909018 | 647994.5752 | 48.52% | 100% | 0% | 0% | Ok
CL | 338742 | 50811.3 | 3.805% | 100% | 0% | 0% | Ok
GS | 78967 | 153928.9418 | 11.53% | 100% | 0% | 0% | Ok
GS (Flat) | 76518 | 136588.2612 | 10.23%
GS (TOU) | 2449 | 17340.6806 | 1.299%
N19 | 5182 | 346048.5441 | 25.91% | 100% | 0% | 0% | Ok
N29 | 250 | 81266.8151 | 6.086% | 100% | 0% | 0% | Ok
N39 | 48 | 55351.1974 | 4.145% | 100% | 0% | 0% | Ok
|  | 1335401.3735 | 100%
CRNP Residual Cost Allocator
| Customers FY18 | Demand | Allocation | Fixed % | Energy % | Demand % | Total %
Residual Allocation to CRNP
Code | Name | Residual Type | Allocation % | Fixed % | Energy % | Demand % | Total %
Small LV Tariff Class
N70 | Residential Flat | Residential | 48.52% | 100% | 0% | 0% | Ok
N705 | Residential TOU (Interval data) | Residential | 48.52% | 100% | 0% | 0% | Ok
N706 | Residential TOU (Basic data) | Residential | 48.52% | 100% | 0% | 0% | Ok
N50 | Control load 1 | CL | 3.805% | 100% | 0% | 0% | Ok
N54 | Control load 2 | CL | 3.805% | 100% | 0% | 0% | Ok
NC1 | Residential / CL1 | Residential | 48.52% | 100% | 0% | 0% | Ok
NC2 | Residential / CL2 | Residential | 48.52% | 100% | 0% | 0% | Ok
N90 | General Supply Block | GS | 11.53% | 100% | 0% | 0% | Ok
NC3 | General Supply / CL1 | GS | 11.53% | 100% | 0% | 0% | Ok
NC4 | General Supply / CL2 | GS | 11.53% | 100% | 0% | 0% | Ok
N84 | GS TOU (Basic data) | GS | 11.53% | 100% | 0% | 0% | Ok
N845 | GS TOU (Interval data) | GS | 11.53% | 100% | 0% | 0% | Ok
N71 | Residential STOU | Residential | 48.52% | 100% | 0% | 0% | Ok
N72 | Residential Demand | Residential | 48.52% | 100% | 0% | 0% | Ok
N73 | Residential Transitional Demand | Residential | 48.52% | 100% | 0% | 0% | Ok
N91 | GS STOU | GS | 11.53% | 100% | 0% | 0% | Ok
N92 | GS Demand | GS | 11.53% | 100% | 0% | 0% | Ok
N93 | GS Transitional Demand | GS | 11.53% | 100% | 0% | 0% | Ok
Large LV Tariff Class
N19 | LV STOU Demand | N19 | 25.91% | 100% | 0% | 0% | Ok
N89 | LV STOU Transitional | N19 | 25.91% | 100% | 0% | 0% | Ok
HV Demand Tariff Class
N29 | HV STOU Demand | N29 | 6.086% | 100% | 0% | 0% | Ok
ST Demand Tariff Class
N39 | ST STOU Demand | N39 | 4.145% | 100% | 0% | 0% | Ok
Inter-Distributor Transfer Tariff Class
Unmetered Tariff Class
SL | Streetlighting | GS | 11.53% | 100% | 0% | 0% | Ok
TL | Traffic Control Signal Lights | GS | 11.53% | 100% | 0% | 0% | Ok
N99 | Unmetered Supply | GS | 11.53% | 100% | 0% | 0% | Ok
NW | Nightwatch | GS | 11.53% | 100% | 0% | 0% | Ok

## LRMC - Windows
TSS Principles Model
LRMC Windows
Key |  | Import
Input
Calc.
Costs
Tariff Timing
Days per year (Standard)
New Charging Windows | [6 empty] | Obsolete Charging Windows
Month | High Season | Days | Public Holidays | Business Days | Non-Business Days |  | Month | High Season | Days | Public Holidays | Business Days | Non-Business Days
Jan | High | 31 | 2 | 20 | 11 | New Years Day & Australia Day | Jan | High | 31 | 2 | 20 | 11
Feb | High | 28 | 0 | 20 | 8 |  | Feb | High | 28 | 0 | 20 | 8
Mar | High | 31 | 0 | 22 | 9 |  | Mar | High | 31 | 0 | 22 | 9
Apr | Low | 30 | 3 | 18 | 12 | Good Friday & Easter Monday. Anzac Day | Apr | Low | 30 | 3 | 18 | 12
May | Low | 31 | 0 | 22 | 9 |  | May | Low | 31 | 0 | 22 | 9
Jun | Low | 30 | 1 | 20 | 10 | Queen's Birthday | Jun | High | 30 | 1 | 20 | 10
Jul | Low | 31 | 0 | 22 | 9 |  | Jul | High | 31 | 0 | 22 | 9
Aug | Low | 31 | 0 | 22 | 9 |  | Aug | High | 31 | 0 | 22 | 9
Sep | Low | 30 | 0 | 21 | 9 |  | Sep | Low | 30 | 0 | 21 | 9
Oct | Low | 31 | 1 | 21 | 10 | October Long Weekend | Oct | Low | 31 | 1 | 21 | 10
Nov | High | 30 | 0 | 21 | 9 |  | Nov | High | 30 | 0 | 21 | 9
Dec | High | 31 | 2 | 20 | 11 | Xmas & Boxing Day | Dec | High | 31 | 2 | 20 | 11
|  | 365 | 9 | 249 | 116 |  |  |  | 365 | 9 | 249 | 116
[5 empty] | 365 | [6 empty] | 365
|  |  | Season | Business Days | Non-Business Days |  |  |  |  | Season | Business Days | Non-Business Days
|  |  | High | 103 | 48 |  |  |  |  | High | 167 | 76
|  |  | Low | 146 | 68 |  |  |  |  | Low | 82 | 40
|  |  |  | 249 | 116 | [5 empty] | 249 | 116
Hours per Charging Parameter
New Charging Windows | [6 empty] | Obsolete Charging Windows
Number of hours in each time period - Non-demand tariff | [6 empty] | Number of hours in each time period - Non-demand tariff
Business Days | Non TOU | High Peak / Peak | Low Peak / Shoulder | OP | Total |  | Business Days | Non TOU | High Peak / Peak | Low Peak / Shoulder | OP | Total
Non TOU | 24 |  |  |  | 24 |  | Non TOU | 24 |  |  |  | 24
High Season TOU |  | 4 | 0 | 20 | 24 |  | High Season TOU |  | 7 | 8 | 9 | 24
Low Season TOU |  | 0 | 4 | 20 | 24 |  | Low Season TOU |  | 7 | 8 | 9 | 24
Non Business Days | Non TOU | High Peak / Peak | Low Peak / Shoulder | OP | Total |  | Non Business Days | Non TOU | High Peak / Peak | Low Peak / Shoulder | OP | Total
Non TOU | 24 |  |  |  | 24 |  | Non TOU | 24 |  |  |  | 24
High Season TOU |  | 0 | 0 | 24 | 24 |  | High Season TOU |  | 0 | 0 | 24 | 24
Low Season TOU |  | 0 | 0 | 24 | 24 |  | Low Season TOU |  | 0 | 0 | 24 | 24
Months per year | [6 empty] | Months per year
All Months | Non TOU | High Peak / Peak | Low Peak / Shoulder | OP | Total |  | All Months | Non TOU | High Peak / Peak | Low Peak / Shoulder | OP | Total
Demand tariffs |  | 5 | 7 |  | 12 |  | Demand tariffs |  | 8 | 4 |  | 12
Hours per Year | [6 empty] | Hours per Year
| Non TOU | High Peak / Peak | Low Peak / Shoulder | OP | Total |  |  | Non TOU | High Peak / Peak | Low Peak / Shoulder | OP | Total
Non TOU | 8760 |  |  |  | 8760 |  | Non TOU | 8760 |  |  |  | 8760
TOU |  | 412 | 584 | 7764 | 8760 |  | TOU |  | 1743 | 1992 | 5025 | 8760

## LRMC - Surcharge
TSS Principles Model
LRMC Inputs
Key |  | Import
Input
Calc.
LRMC Type |  | $/kVA | $/kW | PF
LV |  | 101.4216 | 91.2795 | 0.9
HV |  | 8.7917 | 8.0884 | 0.92
ST |  | 8.2119 | 7.8013 | 0.95
1 | 2 | 3 | 4 | 5
Diversity & LRMC Type |  | Diversity Factors | LRMC Value (Energy) | Diversified LRMC Value (Demand)
Residential |  | 40% | 91.2795 | 36.5118 | kW
GS |  | 55% | 91.2795 | 50.2037 | kW
Large LV |  | 80% | 101.4216 | 81.1373 | kVA
HV |  | 80% | 8.7917 | 7.0333 | kVA
ST |  | 80% | 8.2119 | 6.5695 | kVA
Charging Windows
Charging Window Hours/Months |  |  |  | Single and ToU Consumption (c/kWh) |  |  |  | Step Consumption (c/kWh) |  | Demand ($/kVA kW /mth)
|  |  |  | Non-TOU | High Peak / Peak | Low Peak / Shoulder | Off-peak | Step 1 | Step 2 | High Peak | Low Peak
New Charging Windows |  |  |  | 8760 | 412 | 584 | 7764 | 8760 | 8760 | 5 | 7
Obsolete Charging Windows |  |  |  | 8760 | 1743 | 1992 | 5025 | 8760 | 8760 | 8 | 4
LRMC Allocations
Code | Name |  | Fixed ($pa) | Single and ToU Consumption (c/kWh) |  |  |  | Step Consumption (c/kWh) |  | Demand ($/kVA kW /mth) |  | Alpha (LRMC from Demand) | Probability of peak in tariff peak charging window | High Season Discount | Low Season Discount | Demand Diversity
|  | Diversity & LRMC Type |  | Non-TOU | High Peak / Peak | Low Peak / Shoulder | Off-peak | Step 1 | Step 2 | High Season | Low Season
Small LV Tariff Class
N70 | Residential Flat | Residential | [5 empty] | 100% |  |  |  | 0% | 100% | 30% | 70% | 40%
N705 | Residential TOU (Interval data) | Residential |  |  | 90% | 10% | 0% |  |  |  |  | 0% | 100% | 10% | 90% | 40%
N706 | Residential TOU (Basic data) | Residential |  |  | 90% | 10% | 0% |  |  |  |  | 0% | 100% | 10% | 90% | 40%
N50 | Control load 1 | Residential |  | 0% | [7 empty] | 0% | 0% | 30% | 70% | 40%
N54 | Control load 2 | Residential |  | 5% | [7 empty] | 0% | 5% | 30% | 70% | 40%
NC1 | Residential / CL1 | Residential |  | 0% |  |  |  | 100% |  |  |  | 0% | 0% | 30% | 70% | 40%
NC2 | Residential / CL2 | Residential |  | 5% |  |  |  | 100% |  |  |  | 0% | 5% | 30% | 70% | 40%
N90 | General Supply Block | GS | [5 empty] | 100% | 100% |  |  | 0% | 100% | 30% | 70% | 55%
NC3 | General Supply / CL1 | GS |  | 0% |  |  |  | 100% | 100% |  |  | 0% | 0% | 30% | 70% | 55%
NC4 | General Supply / CL2 | GS |  | 5% |  |  |  | 100% | 100% |  |  | 0% | 5% | 30% | 70% | 55%
N84 | GS TOU (Basic data) | GS |  |  | 90% | 10% | 0% |  |  |  |  | 0% | 100% | 10% | 90% | 55%
N845 | GS TOU (Interval data) | GS |  |  | 90% | 10% | 0% |  |  |  |  | 0% | 100% | 10% | 90% | 55%
N71 | Residential STOU | Residential |  |  | 56% | 24% | 0% |  |  |  |  | 0% | 80% | 30% | 70% | 40%
N72 | Residential Demand | Residential | [5 empty] | 0% |  | 56% | 24% | 100% | 80% | 30% | 70% | 40%
N73 | Residential Transitional Demand | Residential | [5 empty] | 0% |  | 56% | 24% | 100% | 80% | 30% | 70% | 40%
N91 | GS STOU | GS |  |  | 56% | 24% | 0% |  |  |  |  | 0% | 80% | 30% | 70% | 55%
N92 | GS Demand | GS | [5 empty] | 0% |  | 56% | 24% | 100% | 80% | 30% | 70% | 55%
N93 | GS Transitional Demand | GS | [5 empty] | 0% |  | 56% | 24% | 100% | 80% | 30% | 70% | 55%
Large LV Tariff Class
N19 | LV STOU Demand | Large LV |  |  | 8% | 8% | 0% |  |  | 32% | 32% | 80% | 80% | 50% | 50% | 80%
N89 | LV STOU Transitional | Large LV |  |  | 40% | 40% | 0% |  |  |  |  | 0% | 80% | 50% | 50% | 80%
HV Demand Tariff Class
N29 | HV STOU Demand | HV |  |  | 8% | 8% | 0% |  |  | 32% | 32% |  | 80% | 50% | 50% | 80%
ST Demand Tariff Class
N39 | ST STOU Demand | ST |  |  | 8% | 8% | 0% |  |  | 32% | 32% | 80% | 80% | 50% | 50% | 80%
Inter-Distributor Transfer Tariff Class
Unmetered Tariff Class
SL | Streetlighting | GS |  | 100% | [7 empty] | 0% | 100% | 30% | 70% | 55%
TL | Traffic Control Signal Lights | GS |  | 100% | [7 empty] | 0% | 100% | 30% | 70% | 55%
N99 | Unmetered Supply | GS | [5 empty] | 100% |  |  |  | 0% | 100% | 30% | 70% | 55%
NW | Nightwatch | GS |  | 100% | [7 empty] | 0% | 100% | 30% | 70% | 55%
LRMC Surcharge
Code | Name |  | Fixed ($pa) | Single and ToU Consumption (c/kWh) |  |  |  | Step Consumption (c/kWh) |  | Demand ($/kVA kW /mth)
|  | Diversity Type |  | Non-TOU | High Peak / Peak | Low Peak / Shoulder | Off-peak | Step 1 | Step 2 | High Season | Low Season
Small LV Tariff Class
N70 | Residential Flat | Residential | [5 empty] | 1.042
N705 | Residential TOU (Interval data) | Residential |  |  | 4.713 | 0.458 | 0
N706 | Residential TOU (Basic data) | Residential |  |  | 4.713 | 0.458 | 0
N50 | Control load 1 | Residential |  | 0
N54 | Control load 2 | Residential |  | 0.052
NC1 | Residential / CL1 | Residential |  | 0 |  |  |  | 1.042
NC2 | Residential / CL2 | Residential |  | 0.052 |  |  |  | 1.042
N90 | General Supply Block | GS | [5 empty] | 1.042 | 1.042
NC3 | General Supply / CL1 | GS |  | 0 |  |  |  | 1.042 | 1.042
NC4 | General Supply / CL2 | GS |  | 0.052 |  |  |  | 1.042 | 1.042
N84 | GS TOU (Basic data) | GS |  |  | 4.713 | 0.458 | 0
N845 | GS TOU (Interval data) | GS |  |  | 4.713 | 0.458 | 0
N71 | Residential STOU | Residential |  |  | 12.407 | 3.751 | 0
N72 | Residential Demand | Residential | [5 empty] | 0 |  | 4.089 | 1.252
N73 | Residential Transitional Demand | Residential | [5 empty] | 0 |  | 4.089 | 1.252
N91 | GS STOU | GS |  |  | 12.407 | 3.751 | 0
N92 | GS Demand | GS | [5 empty] | 0 |  | 5.623 | 1.721
N93 | GS Transitional Demand | GS | [5 empty] | 0 |  | 5.623 | 1.721
Large LV Tariff Class
N19 | LV STOU Demand | Large LV |  |  | 1.969 | 1.389 | 0 |  |  | 5.193 | 3.709
N89 | LV STOU Transitional | Large LV |  |  | 9.847 | 6.947 | 0
HV Demand Tariff Class
N29 | HV STOU Demand | HV |  |  | 0.171 | 0.12 | 0 |  |  | 0.45 | 0.322
ST Demand Tariff Class
N39 | ST STOU Demand | ST |  |  | 0.159 | 0.112 | 0 |  |  | 0.42 | 0.3
Inter-Distributor Transfer Tariff Class
Unmetered Tariff Class
SL | Streetlighting | GS |  | 1.042
TL | Traffic Control Signal Lights | GS |  | 1.042
N99 | Unmetered Supply | GS | [5 empty] | 1.042
NW | Nightwatch | GS |  | 1.042

## SA & AC - Allocators
TSS Principles Model
Asset value ($millions)
Key |  | Import
Input
Calc.
Tariff class | FY15 | %
Small LV | 5008.1004 | 85.77%
Large LV | 451.7328 | 7.736%
HV Demand | 178.6374 | 3.059%
ST Demand | 156.0788 | 2.673%
IDT | 44.4395 | 0.7611%
Unmetered | 0 | 0%
Asset Value | 5838.9889 | 100%
Allocate Asset value to tariffs based on Energy.
ie. Tariff Class Value (%) * Energy (%)
where energy (%) = tariff energy / tariff class energy
1 | 2 | 3 | 4 | 5 | 6 | 7 | 8
Code | Name | Tariff Class | FY20 | FY21 | FY22 | FY23 | FY24
Small LV Tariff Class
N70 | Residential Flat | Small LV | 54.15% | 54.64% | 51.17% | 48.37% | 45.61%
N705 | Residential TOU (Interval data) | Small LV | 0.005301% | 0.003881% | 0.003801% | 0.003786% | 0.003755%
N706 | Residential TOU (Basic data) | Small LV | 0.01352% | 0.0002908% | 0.0002817% | 0.0002793% | 0.0002764%
N50 | Control load 1 | Small LV | 5.709% | 5.571% | 5.119% | 4.831% | 4.575%
N54 | Control load 2 | Small LV | 2.853% | 2.806% | 2.574% | 2.429% | 2.301%
NC1 | Residential / CL1 | Small LV | 0.7967% | 0.6977% | 0.6154% | 0.5699% | 0.5278%
NC2 | Residential / CL2 | Small LV | 0.2822% | 0.248% | 0.2211% | 0.2064% | 0.193%
N90 | General Supply Block | Small LV | 16.92% | 15.17% | 14.44% | 12.82% | 11.35%
NC3 | General Supply / CL1 | Small LV | 0.005878% | 0.007335% | 0.006614% | 0.005882% | 0.005216%
NC4 | General Supply / CL2 | Small LV | 0.001886% | 0.001169% | 0.001175% | 0.001045% | 0.0009268%
N84 | GS TOU (Basic data) | Small LV | 0.8447% | 0.0879% | 0.09168% | 0.08729% | 0.08287%
N845 | GS TOU (Interval data) | Small LV | 0.01577% | -0.004406% | -0.004158% | -0.004076% | -0.004009%
N71 | Residential STOU | Small LV | 0.125% | 0.03396% | 0.07017% | 0.1075% | 0.1432%
N72 | Residential Demand | Small LV | 1.125% | 0.01853% | 0.03655% | 0.05518% | 0.07302%
N73 | Residential Transitional Demand | Small LV | 1.25% | 3.348% | 6.915% | 10.59% | 14.11%
N91 | GS STOU | Small LV | 0.04237% | 0.02385% | 0.0505% | 0.07558% | 0.09917%
N92 | GS Demand | Small LV | 1.264% | 0.617% | 1.335% | 2.014% | 2.652%
N93 | GS Transitional Demand | Small LV | 0.3661% | 2.503% | 3.132% | 3.602% | 4.04%
Large LV Tariff Class
N19 | LV STOU Demand | Large LV | 7.693% | 7.732% | 7.732% | 7.732% | 7.732%
N89 | LV STOU Transitional | Large LV | 0.04341% | 0.004177% | 0.00424% | 0.004421% | 0.004699%
HV Demand Tariff Class
N29 | HV STOU Demand | HV Demand | 2.257% | 2.276% | 2.275% | 2.274% | 2.273%
ST Demand Tariff Class
N39 | ST STOU Demand | ST Demand | 0.7336% | 0.8297% | 0.8287% | 0.8266% | 0.8235%
Inter-Distributor Transfer Tariff Class
Unmetered Tariff Class
SL | Streetlighting | Unmetered | 0% | 0% | 0% | 0% | 0%
TL | Traffic Control Signal Lights | Unmetered | 0% | 0% | 0% | 0% | 0%
N99 | Unmetered Supply | Unmetered | 0% | 0% | 0% | 0% | 0%
NW | Nightwatch | Unmetered | 0% | 0% | 0% | 0% | 0%
Attribution of Scalable Costs
Tariff Class |  |  | FY20
Small LV |  |  | 100%
Large LV |  |  | 100%
HV Demand |  |  | 71.01%
ST Demand |  |  | 20.14%
IDT |  |  | 20.14%
Unmetered |  |  | 100%
Opening RAB (Voltage) |  |  | FY20
Sub-transmission lines and cables |  |  | 589.5367
Distribution lines and cables |  |  | 1488.6552
Low voltage lines and cables |  |  | 848.4926
Total |  |  | 2926.6844
By Voltage
LV |  |  | 28.99%
HV |  |  | 50.86%
ST |  |  | 20.14%
Cumulative by Voltage
LV |  |  | 100%
HV |  |  | 71.01%
ST |  |  | 20.14%
1 | 2 | 3 | 4

## SA & AC - Costs
TSS Principles Model
Building Block Costs ($m)
Key |  | Import
Input
Calc.
Building Block | Cost type | Scaleable | FY20 | FY21 | FY22 | FY23 | FY24
Return on and of Capex
System | Direct | Non Scaleable | 440.9853 | 412.5709 | 402.0416 | 414.4285 | 462.4655
Non System | Indirect | Scaleable | 50.8262 | 51.9273 | 53.3237 | 53.2209 | 44.0898
Opex & Other
Opex | Indirect | Scaleable | 287.0097 | 270.6873 | 270.2118 | 284.189 | 322.6431
EBSS and CESS Adjustments | Indirect | Non Scaleable | 25.1704 | 67.7738 | 75.4333 | 63.5004 | 1.5195
DMIA | Indirect | Non Scaleable | 0.8436 | 0.82377 | 0.81916 | 0.83719 | 0.87255
Debt raising allowance | Indirect | Non Scaleable | 3.3522 | 3.1696 | 3.1303 | 3.256 | 3.6654
Remade decision | Indirect | Non Scaleable | 0 | 0 | 0 | 0 | 0
Tax | Indirect | Scaleable | 27.6647 | 22.6282 | 24.3445 | 25.7349 | 26.0768
Total |  |  | 835.8521 | 829.5807 | 829.3043 | 845.1668 | 861.3327
Check: |  |  | 0 | 0 | 0 | 0 | 0
PTRM Links to Building Blocks
PTRM Input & Cost Calculation |  |  | FY20 | FY21 | FY22 | FY23 | FY24
Inflation |  |  | 2.425% | 2.425% | 2.425% | 2.425% | 2.425%
Cumulative Inflation Index |  | 1 | 1.0242 | 1.0491 | 1.0745 | 1.1006 | 1.1273
Nominal Vanilla WACC |  |  | 5.73% | 5.584% | 5.438% | 5.292% | 5.145%
Real Asset Values
RAB (Opening Value)
System |  |  | 6175.2195 | 6269.0002 | 6339.3444 | 6411.7744 | 6497.364
Non System |  |  | 350.8659 | 363.5808 | 356.7687 | 343.1584 | 328.7158
|  |  | 6526.0854 | 6632.581 | 6696.1131 | 6754.9328 | 6826.0798
Capex
System |  |  | 316.1368 | 300.9804 | 308.3163 | 328.3806 | 326.3282
Non System |  |  | 49.987 | 35.3379 | 31.9136 | 30.1778 | 23.6078
|  |  | 366.1238 | 336.3183 | 340.2299 | 358.5585 | 349.936
Straight Line Depreciation
System |  |  | 222.356 | 230.6362 | 235.8863 | 242.791 | 250.3764
Non System |  |  | 37.2722 | 42.15 | 45.5239 | 44.6204 | 31.5921
|  |  | 259.6282 | 272.7862 | 281.4102 | 287.4115 | 281.9685
RAB (Closing Value)
System |  |  | 6269.0002 | 6339.3444 | 6411.7744 | 6497.364 | 6573.3158
Non System |  |  | 363.5808 | 356.7687 | 343.1584 | 328.7158 | 320.7315
|  |  | 6632.581 | 6696.1131 | 6754.9328 | 6826.0798 | 6894.0473
Nominal Asset Values
Nominal RAB (Opening Value)
System |  |  | 6324.9608 | 6576.7172 | 6811.7809 | 7056.6731 | 7324.271
Non System |  |  | 359.374 | 381.4273 | 383.3567 | 377.6734 | 370.5508
|  |  | 6684.3348 | 6958.1445 | 7195.1376 | 7434.3465 | 7694.8218
Nominal RAB (Closing Value)
System |  | 6175.2195 | 6421.0156 | 6650.5143 | 6889.6087 | 7150.8713 | 7409.889
Non System |  | 350.8659 | 372.3972 | 374.2808 | 368.7321 | 361.7782 | 361.5504
|  | 6526.0854 | 6793.4128 | 7024.7951 | 7258.3408 | 7512.6495 | 7771.4394
Nominal Straight Line Depreciation
System |  |  | 227.7479 | 241.9571 | 253.4656 | 267.211 | 282.2413
Non System |  |  | 38.176 | 44.219 | 48.9165 | 49.1084 | 35.6128
|  |  | 265.9238 | 286.1761 | 302.3821 | 316.3194 | 317.8541
Inflation on Opening RAB
System |  |  | 149.7413 | 155.7016 | 161.2666 | 167.0644 | 173.3997
Non System |  |  | 8.5081 | 9.0302 | 9.0758 | 8.9413 | 8.7727
|  |  | 158.2494 | 164.7317 | 170.3425 | 176.0057 | 182.1723
Nominal Unsmoothed Revenue Requirement
Unsmoothed Regulatory Depreciation
System |  |  | 78.0065 | 86.2555 | 92.199 | 100.1467 | 108.8417
Non System |  |  | 29.6679 | 35.1888 | 39.8407 | 40.1671 | 26.8401
|  |  | 107.6744 | 121.4443 | 132.0397 | 140.3137 | 135.6818
Unsmoothed Return on Assets
System |  |  | 353.8337 | 358.5362 | 361.6342 | 364.5694 | 367.9467
Non System |  |  | 20.1043 | 20.7939 | 20.3522 | 19.5118 | 18.6152
|  |  | 373.9379 | 379.3301 | 381.9865 | 384.0812 | 386.5619
Unsmoothed Other
OPEX |  |  | 281.0578 | 291.8273 | 305.021 | 318.6731 | 332.6356
EBSS and CESS Adjustments |  |  | 24.6484 | 73.0667 | 85.1507 | 71.2057 | 1.5665
DMIA |  |  | 0.8261 | 0.88811 | 0.92469 | 0.93878 | 0.89957
Debt raising allowance |  |  | 3.2827 | 3.4172 | 3.5336 | 3.651 | 3.779
Remade decision |  |  | -249.1288 | 0 | 0 | 0 | 0
Tax |  |  | 27.091 | 24.3954 | 27.4806 | 28.8576 | 26.8844
|  |  | 87.7772 | 393.5947 | 422.1105 | 423.3262 | 365.765
Total (Unsmoothed) |  |  | 569.3896 | 894.3691 | 936.1366 | 947.7212 | 888.0087
Pro Rata %
Unsmoothed Regulatory Depreciation
System |  |  | 13.7% | 9.644% | 9.849% | 10.57% | 12.26%
Non System |  |  | 5.21% | 3.934% | 4.256% | 4.238% | 3.023%
|  |  | 18.91% | 13.58% | 14.1% | 14.81% | 15.28%
Unsmoothed Return on Assets
System |  |  | 62.14% | 40.09% | 38.63% | 38.47% | 41.44%
Non System |  |  | 3.531% | 2.325% | 2.174% | 2.059% | 2.096%
|  |  | 65.67% | 42.41% | 40.8% | 40.53% | 43.53%
Unsmoothed Other
OPEX |  |  | 49.36% | 32.63% | 32.58% | 33.63% | 37.46%
EBSS and CESS Adjustments |  |  | 4.329% | 8.17% | 9.096% | 7.513% | 0.1764%
DMIA |  |  | 0.1451% | 0.0993% | 0.09878% | 0.09906% | 0.1013%
Debt raising allowance |  |  | 0.5765% | 0.3821% | 0.3775% | 0.3852% | 0.4256%
Remade decision |  |  | -43.75% | 0% | 0% | 0% | 0%
Tax |  |  | 4.758% | 2.728% | 2.936% | 3.045% | 3.027%
|  |  | 15.42% | 44.01% | 45.09% | 44.67% | 41.19%
Total (Unsmoothed) |  |  | 100% | 100% | 100% | 100% | 100%
Total (Smoothed) |  |  | 835.8521 | 829.5807 | 829.3043 | 845.1668 | 861.3327
Smoothed Revenue Requirement (Pro Rata)
Regulatory Depreciation
System |  |  | 79.6585 | 80.0071 | 81.6772 | 89.3096 | 105.5721
Non System |  |  | 30.2962 | 32.6397 | 35.294 | 35.8205 | 26.0338
|  |  | 109.9547 | 112.6468 | 116.9712 | 125.1302 | 131.6059
Return on Assets
System |  |  | 361.3268 | 332.5637 | 320.3644 | 325.1188 | 356.8935
Non System |  |  | 20.53 | 19.2876 | 18.0296 | 17.4004 | 18.056
|  |  | 381.8568 | 351.8513 | 338.394 | 342.5192 | 374.9495
Other
OPEX |  |  | 287.0097 | 270.6873 | 270.2118 | 284.189 | 322.6431
EBSS and CESS Adjustments |  |  | 25.1704 | 67.7738 | 75.4333 | 63.5004 | 1.5195
DMIA |  |  | 0.8436 | 0.82377 | 0.81916 | 0.83719 | 0.87255
Debt raising allowance |  |  | 3.3522 | 3.1696 | 3.1303 | 3.256 | 3.6654
Remade decision |  |  | 0 | 0 | 0 | 0 | 0
Tax |  |  | 27.6647 | 22.6282 | 24.3445 | 25.7349 | 26.0768
|  |  | 344.0406 | 365.0826 | 373.9391 | 377.5174 | 354.7774
Total (Smoothed) |  |  | 835.8521 | 829.5807 | 829.3043 | 845.1668 | 861.3327

## Calculation--->
Calculation

## SA & AC
TSS Principles Model
Costs
|  |  |  | FY20 | FY21 | FY22 | FY23 | FY24
Direct Costs
Scaleable
Non Scaleable |  |  |  | 440.9853 | 412.5709 | 402.0416 | 414.4285 | 462.4655
Indirect Costs
Scaleable |  |  |  | 365.5006 | 345.2427 | 347.88 | 363.1448 | 392.8098
Non Scaleable |  |  |  | 29.3662 | 71.7672 | 79.3828 | 67.5936 | 6.0575
Total Cost |  |  |  | 835.8521 | 829.5807 | 829.3043 | 845.1668 | 861.3327
Check: |  |  |  | 0 | 0 | 0 | 0 | 0
Tariff Class Results
Avoidable Costs
Tariff class |  |  |  | FY20 | FY21 | FY22 | FY23 | FY24
Small LV |  |  |  | 378.233 | 353.862 | 344.831 | 355.4553 | 396.6566
Large LV |  |  |  | 34.1168 | 31.9185 | 31.1039 | 32.0622 | 35.7786
HV Demand |  |  |  | 13.4915 | 12.6222 | 12.3 | 12.679 | 14.1486
ST Demand |  |  |  | 11.7877 | 11.0282 | 10.7468 | 11.0779 | 12.3619
IDT |  |  |  | 3.3563 | 3.14 | 3.0599 | 3.1541 | 3.5197
Unmetered |  |  |  | 0 | 0 | 0 | 0 | 0
Stand Alone Costs
Tariff class |  |  | Voltage | FY20 | FY21 | FY22 | FY23 | FY24
Small LV |  |  | LV | 773.0999 | 770.8719 | 772.0938 | 786.1936 | 795.5239
Large LV |  |  | LV | 428.9836 | 448.9284 | 458.3666 | 462.8006 | 434.6458
HV Demand |  |  | HV | 302.3938 | 329.5407 | 338.7068 | 338.1359 | 299.134
ST Demand |  |  | ST | 114.7786 | 152.3393 | 160.2047 | 151.8215 | 97.545
IDT |  |  | ST | 106.3471 | 144.4511 | 152.5178 | 143.8978 | 88.7028
Unmetered |  |  | LV | 394.8668 | 417.0099 | 427.2627 | 430.7383 | 398.8672
Detailed Results
Avoidable Costs
Code | Name | Tariff Class | Voltage | FY20 | FY21 | FY22 | FY23 | FY24
Small LV Tariff Class
N70 | Residential Flat | Small LV | LV | 238.777 | 225.4113 | 205.7102 | 200.4752 | 210.9533
N705 | Residential TOU (Interval data) | Small LV | LV | 0.023378 | 0.016013 | 0.015283 | 0.015691 | 0.017365
N706 | Residential TOU (Basic data) | Small LV | LV | 0.059607 | 0.0011996 | 0.0011326 | 0.0011575 | 0.001278
N50 | Control load 1 | Small LV | LV | 25.1741 | 22.9855 | 20.5821 | 20.022 | 21.1594
N54 | Control load 2 | Small LV | LV | 12.5831 | 11.5772 | 10.3494 | 10.0678 | 10.6397
NC1 | Residential / CL1 | Small LV | LV | 3.5132 | 2.8785 | 2.4741 | 2.3618 | 2.4411
NC2 | Residential / CL2 | Small LV | LV | 1.2444 | 1.0233 | 0.88888 | 0.85554 | 0.89235
N90 | General Supply Block | Small LV | LV | 74.6291 | 62.5924 | 58.0355 | 53.1319 | 52.4952
NC3 | General Supply / CL1 | Small LV | LV | 0.025923 | 0.030262 | 0.026589 | 0.024376 | 0.024122
NC4 | General Supply / CL2 | Small LV | LV | 0.0083181 | 0.004824 | 0.0047247 | 0.0043314 | 0.0042864
N84 | GS TOU (Basic data) | Small LV | LV | 3.725 | 0.36267 | 0.36858 | 0.36177 | 0.38324
N845 | GS TOU (Interval data) | Small LV | LV | 0.069548 | -0.018176 | -0.016718 | -0.016892 | -0.018542
N71 | Residential STOU | Small LV | LV | 0.55133 | 0.1401 | 0.28212 | 0.44547 | 0.66237
N72 | Residential Demand | Small LV | LV | 4.962 | 0.076459 | 0.14695 | 0.22868 | 0.33771
N73 | Residential Transitional Demand | Small LV | LV | 5.5133 | 13.8117 | 27.7993 | 43.8896 | 65.2558
N91 | GS STOU | Small LV | LV | 0.18686 | 0.098417 | 0.20303 | 0.31323 | 0.45864
N92 | GS Demand | Small LV | LV | 5.5724 | 2.5454 | 5.3692 | 8.3463 | 12.2654
N93 | GS Transitional Demand | Small LV | LV | 1.6146 | 10.3249 | 12.5905 | 14.9273 | 18.6839
Large LV Tariff Class
N19 | LV STOU Demand | Large LV | LV | 33.9253 | 31.9013 | 31.0869 | 32.0439 | 35.7569
N89 | LV STOU Transitional | Large LV | LV | 0.19144 | 0.017232 | 0.017047 | 0.018324 | 0.021731
HV Demand Tariff Class
N29 | HV STOU Demand | HV Demand | HV | 9.9529 | 9.3886 | 9.1447 | 9.4223 | 10.5103
ST Demand Tariff Class
N39 | ST STOU Demand | ST Demand | ST | 3.2352 | 3.4232 | 3.3317 | 3.4256 | 3.8084
Inter-Distributor Transfer Tariff Class
Unmetered Tariff Class
SL | Streetlighting | Unmetered | LV | 0 | 0 | 0 | 0 | 0
TL | Traffic Control Signal Lights | Unmetered | LV | 0 | 0 | 0 | 0 | 0
N99 | Unmetered Supply | Unmetered | LV | 0 | 0 | 0 | 0 | 0
NW | Nightwatch | Unmetered | LV | 0 | 0 | 0 | 0 | 0
Stand Alone Costs
Code | Name | Tariff Class | Voltage | FY20 | FY21 | FY22 | FY23 | FY24
Small LV Tariff Class
N70 | Residential Flat | Small LV | LV | 633.6438 | 642.4211 | 632.973 | 631.2136 | 609.8206
N705 | Residential TOU (Interval data) | Small LV | LV | 394.8902 | 417.0259 | 427.278 | 430.754 | 398.8846
N706 | Residential TOU (Basic data) | Small LV | LV | 394.9264 | 417.0111 | 427.2639 | 430.7395 | 398.8685
N50 | Control load 1 | Small LV | LV | 420.0409 | 439.9954 | 447.8449 | 450.7603 | 420.0266
N54 | Control load 2 | Small LV | LV | 407.4499 | 428.5871 | 437.6122 | 440.8061 | 409.5069
NC1 | Residential / CL1 | Small LV | LV | 398.38 | 419.8884 | 429.7368 | 433.1002 | 401.3083
NC2 | Residential / CL2 | Small LV | LV | 396.1112 | 418.0332 | 428.1516 | 431.5939 | 399.7596
N90 | General Supply Block | Small LV | LV | 469.4959 | 479.6023 | 485.2982 | 483.8703 | 451.3625
NC3 | General Supply / CL1 | Small LV | LV | 394.8928 | 417.0401 | 427.2893 | 430.7627 | 398.8914
NC4 | General Supply / CL2 | Small LV | LV | 394.8752 | 417.0147 | 427.2674 | 430.7427 | 398.8715
N84 | GS TOU (Basic data) | Small LV | LV | 398.5918 | 417.3725 | 427.6313 | 431.1001 | 399.2505
N845 | GS TOU (Interval data) | Small LV | LV | 394.9364 | 416.9917 | 427.246 | 430.7214 | 398.8487
N71 | Residential STOU | Small LV | LV | 395.4182 | 417.15 | 427.5448 | 431.1838 | 399.5296
N72 | Residential Demand | Small LV | LV | 399.8288 | 417.0863 | 427.4097 | 430.967 | 399.2049
N73 | Residential Transitional Demand | Small LV | LV | 400.3801 | 430.8216 | 455.062 | 474.6279 | 464.123
N91 | GS STOU | Small LV | LV | 395.0537 | 417.1083 | 427.4658 | 431.0516 | 399.3259
N92 | GS Demand | Small LV | LV | 400.4392 | 419.5553 | 432.6319 | 439.0847 | 411.1326
N93 | GS Transitional Demand | Small LV | LV | 396.4815 | 427.3348 | 439.8532 | 445.6656 | 417.5511
Large LV Tariff Class
N19 | LV STOU Demand | Large LV | LV | 428.7922 | 448.9112 | 458.3496 | 462.7822 | 434.6241
N89 | LV STOU Transitional | Large LV | LV | 395.0583 | 417.0271 | 427.2798 | 430.7567 | 398.889
HV Demand Tariff Class
N29 | HV STOU Demand | HV Demand | HV | 298.8553 | 326.3071 | 335.5514 | 334.8792 | 295.4957
ST Demand Tariff Class
N39 | ST STOU Demand | ST Demand | ST | 106.2261 | 144.7344 | 152.7897 | 144.1693 | 88.9916
Inter-Distributor Transfer Tariff Class
Unmetered Tariff Class
SL | Streetlighting | Unmetered | LV | 394.8668 | 417.0099 | 427.2627 | 430.7383 | 398.8672
TL | Traffic Control Signal Lights | Unmetered | LV | 394.8668 | 417.0099 | 427.2627 | 430.7383 | 398.8672
N99 | Unmetered Supply | Unmetered | LV | 394.8668 | 417.0099 | 427.2627 | 430.7383 | 398.8672
NW | Nightwatch | Unmetered | LV | 394.8668 | 417.0099 | 427.2627 | 430.7383 | 398.8672

## FY20
TSS Principles Model
Inputs
Key |  |  | Import
Input
Calc.
Year |  |  | FY20
CPI |  | % | 1.784%
Revenue Allowance |  | $ | 838499992.9778
Revenue from LRMC |  | $ | 132885140.7818
Residual Costs |  | $ | 705614852.196
Residual Costs to CRNP |  | $ | 22781619.8345
Residual Costs to Non-CRNP |  | $ | 682833232.3615
1 | 2 | 3 | 4 | 5 | 6 | 7 | 8 | 9 | 10 | 11 | 12 | 13 | 14 | 15 | 16 | 17 | 18
Residual Costs | [8 empty] | Volumes |  |  |  | Prices
Residual Type |  | Allocation % | Target Residual Cost to Tariff Type | Fixed | Energy | Demand | Target Residual Cost to Charging Parameter |  | Fixed | Energy | Demand |  | Fixed | Energy | Demand
Residential |  | 48.52% | 331340254.0289 | 331340254.0289 | 0 | 0 | 331340254.0289 |  | 938394.2 | 4921364.3438 | 1330112.3279 |  | 353.0928 | 0 | 0
CL |  | 3.805% | 25981435.176 | 25981435.176 | 0 | 0 | 25981435.176 |  | 337190.69 | 729711.6233 | 0 |  | 77.0526 | 0 | 0
GS |  | 11.53% | 78708767.9758 | 78708767.9758 | 0 | 0 | 78708767.9758 |  | 78482.9633 | 1804723.0736 | 453864.4593 |  | 1002.8771 | 0 | 0
N19 |  | 25.91% | 176945636.4162 | 176945636.4162 | 0 | 0 | 176945636.4162 |  | 5867.6667 | 4041745.7864 | 10792374.9765 |  | 30156.0478 | 0 | 0
N29 |  | 6.086% | 41554309.5497 | 41554309.5497 | 0 | 0 | 41554309.5497 |  | 245.17 | 1138983.7072 | 2484702.6656 |  | 169491.8202 | 0 | 0
N39 |  | 4.145% | 28302829.2149 | 28302829.2149 | 0 | 0 | 28302829.2149 |  | 53.31 | 960800.8728 | 1739612.1009 |  | 530910.321 | 0 | 0
CRNP |  |  | 22781619.8345 | 22781619.8345 | 0 | 0 | 22781619.8345 |  | 20 | 3215073.8936 | 6855187.4998
|  |  | 705614852.196 | 705614852.196 | 0 | 0 | 705614852.196 |  | 1360254 | 16812403.3006 | 23655854.03
Target Tariffs | [17 empty] | Forecast Tariffs |  |  | Hardcoded volumes per 2019-20 TSS Principles Model (which matches the 2019-20 IPS)
Code | Name | Residual Type | Fixed ($pa) | Single and ToU Consumption (c/kWh) |  |  |  | Step Consumption (c/kWh) |  | Demand ($/kVA kW /mth) |  |  | Fixed | Energy | Demand | Target Tariff Revenue | CRNP | Code | Name | Residual Type | Fixed ($pa) | Single and ToU Consumption (c/kWh) |  |  |  | Step Consumption (c/kWh) |  | Demand ($/kVA kW /mth) |  | Fixed | Energy | Demand | Actual Tariff Revenue | CRNP | Variance from Target | Fixed | Energy | Demand
|  |  |  | Non-TOU | High Peak / Peak | Low Peak / Shoulder | Off-peak | Step 1 | Step 2 | High Season | Low Season | [10 empty] | Non-TOU | High Peak / Peak | Low Peak / Shoulder | Off-peak | Step 1 | Step 2 | High Season | Low Season
Small LV Tariff Class | [12 empty] | 435769709.1303 | 65118119.5775 | 4796337.1742 | 505684165.882 | 0 | Small LV Tariff Class | [11 empty] | 146305734.9228 | 446532791.3571 | 3211977.632 | 596050503.9119 | 0 | 90366338.0299 | -289463974.2075 | 381414671.7796 | -1584359.5423
N70 | Residential Flat | Residential | 353.0928 |  |  |  |  | 1.042 |  |  |  |  | 312619924.1869 | 48085263.3256 | 0 | 360705187.5125 | 0 | N70 | Residential Flat | Residential | 134.7246 |  |  |  |  | 6.9135 | 6.9135 |  |  | 119281933.5122 | 319037877.1608 | 0 | 438319810.673 | 0 | 77614623.1605 | -193337990.6747 | 270952613.8352 | 0
N705 | Residential TOU (Interval data) | Residential | 353.0928 |  | 4.713 | 0.458 | 0 | [5 empty] | 52511.9641 | 4722.375 | 0 | 57234.3392 | 0 | N705 | Residential TOU (Interval data) | Residential | 148.1202 |  | 10.9334 | 6.6784 | 6.2204 |  |  |  |  | 22028.4361 | 32826.9661 | 0 | 54855.4023 | 0 | -2378.9369 | -30483.528 | 28104.5911 | 0
N706 | Residential TOU (Basic data) | Residential | 353.0928 |  | 4.713 | 0.458 | 0 | [5 empty] | 3598.0158 | 13191.0773 | 0 | 16789.0931 | 0 | N706 | Residential TOU (Basic data) | Residential | 148.1202 |  | 10.9334 | 6.6784 | 6.2204 |  |  |  |  | 1509.3448 | 84849.0213 | 0 | 86358.3661 | 0 | 69569.273 | -2088.671 | 71657.944 | 0
N50 | Control load 1 | CL | 77.0526 | 0 | [8 empty] | 17982891.9304 | 0 | 0 | 17982891.9304 | 0 | N50 | Control load 1 | CL | 11.8584 | 0.8472 | [7 empty] | 2767566.5176 | 4121845.2832 | 0 | 6889411.8009 | 0 | -11093480.1295 | -15215325.4127 | 4121845.2832 | 0
N54 | Control load 2 | CL | 77.0526 | 0.052 | [8 empty] | 7998543.2456 | 126456.7075 | 0 | 8124999.9531 | 0 | N54 | Control load 2 | CL | 11.8584 | 2.5223 | [7 empty] | 1230975.5607 | 6133879.8736 | 0 | 7364855.4343 | 0 | -760144.5189 | -6767567.6849 | 6007423.1661 | 0
NC1 | Residential / CL1 | Residential | 353.0928 | 0 |  |  |  | 1.042 |  |  |  |  | 3166550.5304 | 491397.1759 | 0 | 3657947.7063 | 0 | NC1 | Residential / CL1 | Residential | 146.583 | 0.8472 |  |  |  | 6.9135 | 6.9135 |  |  | 1314562.2073 | 3436035.3086 | 0 | 4750597.5159 | 0 | 1092649.8095 | -1851988.3231 | 2944638.1326 | 0
NC2 | Residential / CL2 | Residential | 353.0928 | 0.052 |  |  |  | 1.042 |  |  |  |  | 1061033.3303 | 174140.0589 | 0 | 1235173.3892 | 0 | NC2 | Residential / CL2 | Residential | 146.583 | 2.5223 |  |  |  | 6.9135 | 6.9135 |  |  | 440477.5175 | 1323540.8409 | 0 | 1764018.3584 | 0 | 528844.9692 | -620555.8128 | 1149400.782 | 0
N90 | General Supply Block | GS | 1002.8771 |  |  |  |  | 1.042 | 1.042 |  |  |  | 72785538.3771 | 15028912.1634 | 0 | 87814450.5405 | 0 | N90 | General Supply Block | GS | 192.8088 |  |  |  |  | 6.4521 | 6.4521 |  |  | 13993431.5765 | 93059543.3486 | 0 | 107052974.9251 | 0 | 19238524.3847 | -58792106.8006 | 78030631.1853 | 0
NC3 | General Supply / CL1 | GS | 1002.8771 | 0 |  |  |  | 1.042 | 1.042 |  |  |  | 39904.4805 | 4569.8887 | 0 | 44474.3692 | 0 | NC3 | General Supply / CL1 | GS | 204.6672 | 0.8472 |  |  |  | 6.4521 | 6.4521 |  |  | 8143.7079 | 28825.8697 | 0 | 36969.5776 | 0 | -7504.7916 | -31760.7726 | 24255.981 | 0
NC4 | General Supply / CL2 | GS | 1002.8771 | 0.052 |  |  |  | 1.042 | 1.042 |  |  |  | 10971.4757 | 1444.0189 | 0 | 12415.4946 | 0 | NC4 | General Supply / CL2 | GS | 204.6672 | 2.5223 |  |  |  | 6.4521 | 6.4521 |  |  | 2239.0592 | 9455.0055 | 0 | 11694.0647 | 0 | -721.4299 | -8732.4165 | 8010.9866 | 0
N84 | GS TOU (Basic data) | GS | 1002.8771 |  | 4.713 | 0.458 | 0 | [5 empty] | 1248632.1541 | 988466.3384 | 0 | 2237098.4926 | 0 | N84 | GS TOU (Basic data) | GS | 212.097 |  | 9.9819 | 5.7269 | 5.2689 |  |  |  |  | 264071.3699 | 4781550.571 | 0 | 5045621.9408 | 0 | 2808523.4483 | -984560.7843 | 3793084.2326 | 0
N845 | GS TOU (Interval data) | GS | 1002.8771 |  | 4.713 | 0.458 | 0 | [5 empty] | 136080.396 | 28520.5497 | 0 | 164600.9457 | 0 | N845 | GS TOU (Interval data) | GS | 212.097 |  | 9.9819 | 5.7269 | 5.2689 |  |  |  |  | 28779.4419 | 99341.1246 | 0 | 128120.5665 | 0 | -36480.3792 | -107300.954 | 70820.5749 | 0
N71 | Residential STOU | Residential | 353.0928 |  | 12.407 | 3.751 | 0 | [5 empty] | 721831.8001 | 136104.7272 | 0 | 857936.5273 | 0 | N71 | Residential STOU | Residential | 148.1202 |  | 17.6915 | 9.0355 | 5.2845 |  |  |  |  | 302803.8653 | 699181.4048 | 0 | 1001985.27 | 0 | 144048.7427 | -419027.9348 | 563076.6775 | 0
N72 | Residential Demand | Residential | 353.0928 |  |  |  |  | 0 |  | 4.089 | 1.252 |  | 6496486.2006 | 0 | 1533602.0126 | 8030088.2132 | 0 | N72 | Residential Demand | Residential | 148.1202 |  |  |  |  | 3.5788 |  | 4.087 | 1.2505 | 2725234.7875 | 3431970.7299 | 1532525.6717 | 7689731.1891 | 0 | -340357.0241 | -3771251.4132 | 3431970.7299 | -1076.3409
N73 | Residential Transitional Demand | Residential | 353.0928 |  |  |  |  | 0 |  | 4.089 | 1.252 |  | 7218318.0007 | 0 | 1704002.2362 | 8922320.2369 | 0 | N73 | Residential Transitional Demand | Residential | 148.1202 |  |  |  |  | 5.2394 |  | 1.0065 | 0.305 | 3028038.6527 | 5582711.5987 | 418139.4785 | 9028889.7299 | 0 | 106569.493 | -4190279.348 | 5582711.5987 | -1285862.7577
N91 | GS STOU | GS | 1002.8771 |  | 12.407 | 3.751 | 0 | [5 empty] | 187041.5966 | 34931.1709 | 0 | 221972.7675 | 0 | N91 | GS STOU | GS | 212.097 |  | 17.5681 | 8.9121 | 5.1611 |  |  |  |  | 39557.151 | 221320.9139 | 0 | 260878.0649 | 0 | 38905.2974 | -147484.4457 | 186389.743 | 0
N92 | GS Demand | GS | 1002.8771 |  |  |  |  | 0 |  | 5.623 | 1.721 |  | 2504396.436 | 0 | 1201824.1392 | 3706220.5752 | 0 | N92 | GS Demand | GS | 212.097 |  |  |  |  | 2.8369 |  | 5.612 | 1.708 | 529651.1029 | 3055179.8429 | 1197615.4221 | 4782446.3679 | 0 | 1076225.7927 | -1974745.3331 | 3055179.8429 | -4208.7171
N93 | GS Transitional Demand | GS | 1002.8771 |  |  |  |  | 0 |  | 5.623 | 1.721 |  | 1535455.0095 | 0 | 356908.7862 | 1892363.7956 | 0 | N93 | GS Transitional Demand | GS | 212.097 |  |  |  |  | 4.4636 |  | 1.0065 | 0.305 | 324731.1118 | 1392856.4931 | 63697.0596 | 1781284.6646 | 0 | -111079.1311 | -1210723.8976 | 1392856.4931 | -293211.7266
Large LV Tariff Class | [12 empty] | 176945636.4162 | 9211556.0801 | 47220882.6497 | 233378075.146 | 0 | Large LV Tariff Class | [11 empty] | 44111005.64 | 35542212.6175 | 87741059.1372 | 167394277.3947 | 0 | -65983797.7513 | -132834630.7762 | 26330656.5374 | 40520176.4875
N19 | LV STOU Demand | N19 | 30156.0478 |  | 1.969 | 1.389 | 0 |  |  | 5.193 | 3.709 |  | 176451579.8333 | 9002300.0329 | 47220882.6497 | 232674762.5159 | 0 | N19 | LV STOU Demand | N19 | 7517.64 |  | 2.5861 | 2.0061 | 0.6171 |  |  | 8.9365 | 7.4725 | 43987841.638 | 33803958.8969 | 87741059.1372 | 165532859.6721 | 0 | -67141902.8438 | -132463738.1953 | 24801658.864 | 40520176.4875
N89 | LV STOU Transitional | N19 | 30156.0478 |  | 9.847 | 6.947 | 0 | [5 empty] | 494056.583 | 209256.0471 | 0 | 703312.6301 | 0 | N89 | LV STOU Transitional | N19 | 7517.64 |  | 16.5888 | 13.6888 | 6.7418 |  |  |  |  | 123164.002 | 1738253.7206 | 0 | 1861417.7226 | 0 | 1158105.0925 | -370892.581 | 1528997.6734 | 0
HV Demand Tariff Class | [12 empty] | 44808000.9945 | 265660.6075 | 1184422.7572 | 46258084.3591 | 3562669.2824 | HV Demand Tariff Class | [11 empty] | 4933643.1438 | 4498124.0634 | 21200748.3318 | 30632515.539 | 4710817.4241 | -15625568.8202 | -39874357.8507 | 4232463.4559 | 20016325.5746
N29 | HV STOU Demand | N29 | 169491.8202 |  | 0.171 | 0.12 | 0 |  |  | 0.45 | 0.322 |  | 41554309.5497 | 203001.0661 | 938104.4608 | 42695415.0767 | 0 | N29 | HV STOU Demand | N29 | 12916.14 |  | 0.5426 | 0.4916 | 0.3716 |  |  | 7.442 | 7.32 | 3166650.0438 | 4435464.522 | 18319583.5491 | 25921698.1149 | 0 | -16773716.9618 | -38387659.5059 | 4232463.4559 | 17381479.0882
ST Demand Tariff Class | [12 empty] | 35845202.2872 | 628418.4499 | 1992334.8969 | 38465955.6339 | 9196833.5347 | ST Demand Tariff Class | [11 empty] | 6349967.8008 | 4297251.7619 | 16542175.871 | 27189395.4337 | 11479667.2774 | -11276560.2002 | -29495234.4864 | 3668833.312 | 14549840.9741
N39 | ST STOU Demand | N39 | 530910.321 |  | 0.159 | 0.112 | 0 |  |  | 0.42 | 0.3 |  | 27241008.5728 | 124396.6993 | 609560.0801 | 27974965.3522 | 0 | N39 | ST STOU Demand | N39 | 20305.68 |  | 0.3706 | 0.3236 | 0.2116 |  |  | 6.405 | 6.3135 | 1041884.4408 | 1761460.0471 | 11049894.2918 | 13853238.7797 | 0 | -14121726.5726 | -26199124.132 | 1637063.3478 | 10440334.2116
```
Inter-Distributor Transfer Tariff Class | [12 empty] | 11985555.3175 | 177164.4795 | 769939.2533 | 12932659.0502 | 12932659.0502 | Inter-Distributor Transfer Tariff Class | [11 empty] | 5596527.96 | 177164.4795 | 1254463.0469 | 7028155.4864 | 7028155.4864 | -5904503.5639 | -6389027.3575 | 0 | 484523.7936
Unmetered Tariff Class | [12 empty] | 260748.0503 | 1520304.8562 | 0 | 1781052.9066 | 0 | Unmetered Tariff Class | [11 empty] | 0 | 8755539.443 | 0 | 8755539.443 | 0 | 6974486.5364 | -260748.0503 | 7235234.5867 | 0
SL | Streetlighting | GS | 1002.8771 | 1.042 | [8 empty] | 0 | 1169880.2963 | 0 | 1169880.2963 | 0 | SL | Streetlighting | GS | 0 | 5.9382 | [7 empty] | 0 | 6666970.4181 | 0 | 6666970.4181 | 0 | 5497090.1217 | 0 | 5497090.1217 | 0
TL | Traffic Control Signal Lights | GS | 1002.8771 | 1.042 | [8 empty] | 2928.4012 | 35456.2293 | 0 | 38384.6305 | 0 | TL | Traffic Control Signal Lights | GS | 0 | 6.4521 | [7 empty] | 0 | 219546.1968 | 0 | 219546.1968 | 0 | 181161.5663 | -2928.4012 | 184089.9675 | 0
N99 | Unmetered Supply | GS | 1002.8771 |  |  |  |  | 1.042 |  |  |  |  | 257819.6492 | 258646.5834 | 0 | 516466.2326 | 0 | N99 | Unmetered Supply | GS | 0 |  |  |  |  | 6.4521 | 6.4521 |  |  | 0 | 1601548.5804 | 0 | 1601548.5804 | 0 | 1085082.3479 | -257819.6492 | 1342901.997 | 0
NW | Nightwatch | GS | 1002.8771 | 1.042 | [8 empty] | 0 | 56321.7472 | 0 | 56321.7472 | 0 | NW | Nightwatch | GS | 0 | 4.9485 | [7 empty] | 0 | 267474.2477 | 0 | 267474.2477 | 0 | 211152.5005 | 0 | 211152.5005 | 0
[13 empty] | 705614852.196 | 76921224.0506 | 55963916.7312 | 838499992.9778 | 25692161.8674 | [12 empty] | 207296879.4674 | 499803083.7224 | 129950424.0188 | 837050387.2086 | 23218640.1878 | -1449605.7692 | -498317972.7286 | 422881859.6717 | 73986507.2876
Target Residual Cost Tariffs | [17 empty] | Forecast Residual Cost Tariffs
Code | Name | Residual Type | Fixed ($pa) | Single and ToU Consumption (c/kWh) |  |  |  | Step Consumption (c/kWh) |  | Demand ($/kVA kW /mth) |  |  | Fixed | Energy | Demand | Target Residual Cost | CRNP | Code | Name | Residual Type | Fixed ($pa) | Single and ToU Consumption (c/kWh) |  |  |  | Step Consumption (c/kWh) |  | Demand ($/kVA kW /mth) |  | Fixed | Energy | Demand | Actual Residual Cost | CRNP
|  |  |  | Non-TOU | High Peak / Peak | Low Peak / Shoulder | Off-peak | Step 1 | Step 2 | High Season | Low Season | [10 empty] | Non-TOU | High Peak / Peak | Low Peak / Shoulder | Off-peak | Step 1 | Step 2 | High Season | Low Season
Small LV Tariff Class | [12 empty] | 435769709.1303 | 0 | 0 | 435769709.1303 | 0 | Small LV Tariff Class | [11 empty] | 146305734.9228 | 381414671.7796 | -1584359.5423 | 526136047.1602 | 0
N70 | Residential Flat | Residential | 353.0928 |  |  |  |  | 0 |  |  |  |  | 312619924.1869 | 0 | 0 | 312619924.1869 | 0 | N70 | Residential Flat | Residential | 134.7246 |  |  |  |  | 5.8715 |  |  |  | 119281933.5122 | 270952613.8352 | 0 | 390234547.3474 | 0
N705 | Residential TOU (Interval data) | Residential | 353.0928 |  | 0 | 0 | 0 | [5 empty] | 52511.9641 | 0 | 0 | 52511.9641 | 0 | N705 | Residential TOU (Interval data) | Residential | 148.1202 |  | 6.2204 | 6.2204 | 6.2204 |  |  |  |  | 22028.4361 | 28104.5911 | 0 | 50133.0272 | 0
N706 | Residential TOU (Basic data) | Residential | 353.0928 |  | 0 | 0 | 0 | [5 empty] | 3598.0158 | 0 | 0 | 3598.0158 | 0 | N706 | Residential TOU (Basic data) | Residential | 148.1202 |  | 6.2204 | 6.2204 | 6.2204 |  |  |  |  | 1509.3448 | 71657.944 | 0 | 73167.2888 | 0
N50 | Control load 1 | CL | 77.0526 | 0 | [8 empty] | 17982891.9304 | 0 | 0 | 17982891.9304 | 0 | N50 | Control load 1 | CL | 11.8584 | 0.8472 | [7 empty] | 2767566.5176 | 4121845.2832 | 0 | 6889411.8009 | 0
N54 | Control load 2 | CL | 77.0526 | 0 | [8 empty] | 7998543.2456 | 0 | 0 | 7998543.2456 | 0 | N54 | Control load 2 | CL | 11.8584 | 2.4703 | [7 empty] | 1230975.5607 | 6007423.1661 | 0 | 7238398.7267 | 0
NC1 | Residential / CL1 | Residential | 353.0928 | 0 |  |  |  | 0 |  |  |  |  | 3166550.5304 | 0 | 0 | 3166550.5304 | 0 | NC1 | Residential / CL1 | Residential | 146.583 | 0.8472 |  |  |  | 5.8715 |  |  |  | 1314562.2073 | 2944638.1326 | 0 | 4259200.3399 | 0
NC2 | Residential / CL2 | Residential | 353.0928 | 0 |  |  |  | 0 |  |  |  |  | 1061033.3303 | 0 | 0 | 1061033.3303 | 0 | NC2 | Residential / CL2 | Residential | 146.583 | 2.4703 |  |  |  | 5.8715 |  |  |  | 440477.5175 | 1149400.782 | 0 | 1589878.2995 | 0
N90 | General Supply Block | GS | 1002.8771 |  |  |  |  | 0 | 0 |  |  |  | 72785538.3771 | 0 | 0 | 72785538.3771 | 0 | N90 | General Supply Block | GS | 192.8088 |  |  |  |  | 5.4101 | 5.4101 |  |  | 13993431.5765 | 78030631.1853 | 0 | 92024062.7618 | 0
NC3 | General Supply / CL1 | GS | 1002.8771 | 0 |  |  |  | 0 | 0 |  |  |  | 39904.4805 | 0 | 0 | 39904.4805 | 0 | NC3 | General Supply / CL1 | GS | 204.6672 | 0.8472 |  |  |  | 5.4101 | 5.4101 |  |  | 8143.7079 | 24255.981 | 0 | 32399.6889 | 0
NC4 | General Supply / CL2 | GS | 1002.8771 | 0 |  |  |  | 0 | 0 |  |  |  | 10971.4757 | 0 | 0 | 10971.4757 | 0 | NC4 | General Supply / CL2 | GS | 204.6672 | 2.4703 |  |  |  | 5.4101 | 5.4101 |  |  | 2239.0592 | 8010.9866 | 0 | 10250.0458 | 0
N84 | GS TOU (Basic data) | GS | 1002.8771 |  | 0 | 0 | 0 | [5 empty] | 1248632.1541 | 0 | 0 | 1248632.1541 | 0 | N84 | GS TOU (Basic data) | GS | 212.097 |  | 5.2689 | 5.2689 | 5.2689 |  |  |  |  | 264071.3699 | 3793084.2326 | 0 | 4057155.6024 | 0
N845 | GS TOU (Interval data) | GS | 1002.8771 |  | 0 | 0 | 0 | [5 empty] | 136080.396 | 0 | 0 | 136080.396 | 0 | N845 | GS TOU (Interval data) | GS | 212.097 |  | 5.2689 | 5.2689 | 5.2689 |  |  |  |  | 28779.4419 | 70820.5749 | 0 | 99600.0168 | 0
N71 | Residential STOU | Residential | 353.0928 |  | 0 | 0 | 0 | [5 empty] | 721831.8001 | 0 | 0 | 721831.8001 | 0 | N71 | Residential STOU | Residential | 148.1202 |  | 5.2845 | 5.2845 | 5.2845 |  |  |  |  | 302803.8653 | 563076.6775 | 0 | 865880.5428 | 0
N72 | Residential Demand | Residential | 353.0928 |  |  |  |  | 0 |  | 0 | 0 |  | 6496486.2006 | 0 | 0 | 6496486.2006 | 0 | N72 | Residential Demand | Residential | 148.1202 |  |  |  |  | 3.5788 |  | -0.002 | -0.0015 | 2725234.7875 | 3431970.7299 | -1076.3409 | 6156129.1765 | 0
N73 | Residential Transitional Demand | Residential | 353.0928 |  |  |  |  | 0 |  | 0 | 0 |  | 7218318.0007 | 0 | 0 | 7218318.0007 | 0 | N73 | Residential Transitional Demand | Residential | 148.1202 |  |  |  |  | 5.2394 |  | -3.0825 | -0.947 | 3028038.6527 | 5582711.5987 | -1285862.7577 | 7324887.4937 | 0
N91 | GS STOU | GS | 1002.8771 |  | 0 | 0 | 0 | [5 empty] | 187041.5966 | 0 | 0 | 187041.5966 | 0 | N91 | GS STOU | GS | 212.097 |  | 5.1611 | 5.1611 | 5.1611 |  |  |  |  | 39557.151 | 186389.743 | 0 | 225946.894 | 0
N92 | GS Demand | GS | 1002.8771 |  |  |  |  | 0 |  | 0 | 0 |  | 2504396.436 | 0 | 0 | 2504396.436 | 0 | N92 | GS Demand | GS | 212.097 |  |  |  |  | 2.8369 |  | -0.011 | -0.013 | 529651.1029 | 3055179.8429 | -4208.7171 | 3580622.2287 | 0
N93 | GS Transitional Demand | GS | 1002.8771 |  |  |  |  | 0 |  | 0 | 0 |  | 1535455.0095 | 0 | 0 | 1535455.0095 | 0 | N93 | GS Transitional Demand | GS | 212.097 |  |  |  |  | 4.4636 |  | -4.6165 | -1.416 | 324731.1118 | 1392856.4931 | -293211.7266 | 1424375.8784 | 0
Large LV Tariff Class | [12 empty] | 176945636.4162 | 0 | 0 | 176945636.4162 | 0 | Large LV Tariff Class | [11 empty] | 44111005.64 | 26330656.5374 | 40520176.4875 | 110961838.6649 | 0
N19 | LV STOU Demand | N19 | 30156.0478 |  | 0 | 0 | 0 |  |  | 0 | 0 |  | 176451579.8333 | 0 | 0 | 176451579.8333 | 0 | N19 | LV STOU Demand | N19 | 7517.64 |  | 0.6171 | 0.6171 | 0.6171 |  |  | 3.7435 | 3.7635 | 43987841.638 | 24801658.864 | 40520176.4875 | 109309676.9895 | 0
N89 | LV STOU Transitional | N19 | 30156.0478 |  | 0 | 0 | 0 | [5 empty] | 494056.583 | 0 | 0 | 494056.583 | 0 | N89 | LV STOU Transitional | N19 | 7517.64 |  | 6.7418 | 6.7418 | 6.7418 |  |  |  |  | 123164.002 | 1528997.6734 | 0 | 1652161.6754 | 0
HV Demand Tariff Class | [12 empty] | 44808000.9945 | 0 | 0 | 44808000.9945 | 3253691.4447 | HV Demand Tariff Class | [11 empty] | 4933643.1438 | 4232463.4559 | 20016325.5746 | 29182432.1743 | 4401839.5864
N29 | HV STOU Demand | N29 | 169491.8202 |  | 0 | 0 | 0 |  |  | 0 | 0 |  | 41554309.5497 | 0 | 0 | 41554309.5497 | 0 | N29 | HV STOU Demand | N29 | 12916.14 |  | 0.3716 | 0.3716 | 0.3716 |  |  | 6.992 | 6.998 | 3166650.0438 | 4232463.4559 | 17381479.0882 | 24780592.5879 | 0
ST Demand Tariff Class | [12 empty] | 35845202.2872 | 0 | 0 | 35845202.2872 | 7542373.0723 | ST Demand Tariff Class | [11 empty] | 6349967.8008 | 3668833.312 | 14549840.9741 | 24568642.087 | 9825206.8149
N39 | ST STOU Demand | N39 | 530910.321 |  | 0 | 0 | 0 |  |  | 0 | 0 |  | 27241008.5728 | 0 | 0 | 27241008.5728 | 0 | N39 | ST STOU Demand | N39 | 20305.68 |  | 0.2116 | 0.2116 | 0.2116 |  |  | 5.985 | 6.0135 | 1041884.4408 | 1637063.3478 | 10440334.2116 | 13119282.0002 | 0
Inter-Distributor Transfer Tariff Class | [12 empty] | 11985555.3175 | 0 | 0 | 11985555.3175 | 11985555.3175 | Inter-Distributor Transfer Tariff Class | [11 empty] | 5596527.96 | 0 | 484523.7936 | 6081051.7536 | 6081051.7536
Unmetered Tariff Class | [12 empty] | 260748.0503 | 0 | 0 | 260748.0503 | 0 | Unmetered Tariff Class | [11 empty] | 0 | 7235234.5867 | 0 | 7235234.5867 | 0
SL | Streetlighting | GS | 1002.8771 | 0 | [8 empty] | 0 | 0 | 0 | 0 | 0 | SL | Streetlighting | GS | 0 | 4.8962 | [7 empty] | 0 | 5497090.1217 | 0 | 5497090.1217 | 0
TL | Traffic Control Signal Lights | GS | 1002.8771 | 0 | [8 empty] | 2928.4012 | 0 | 0 | 2928.4012 | 0 | TL | Traffic Control Signal Lights | GS | 0 | 5.4101 | [7 empty] | 0 | 184089.9675 | 0 | 184089.9675 | 0
N99 | Unmetered Supply | GS | 1002.8771 |  |  |  |  | 0 |  |  |  |  | 257819.6492 | 0 | 0 | 257819.6492 | 0 | N99 | Unmetered Supply | GS | 0 |  |  |  |  | 5.4101 |  |  |  | 0 | 1342901.997 | 0 | 1342901.997 | 0
NW | Nightwatch | GS | 1002.8771 | 0 | [8 empty] | 0 | 0 | 0 | 0 | 0 | NW | Nightwatch | GS | 0 | 3.9065 | [7 empty] | 0 | 211152.5005 | 0 | 211152.5005 | 0
[13 empty] | 705614852.196 | 0 | 0 | 705614852.196 | 22781619.8345 | [12 empty] | 207296879.4674 | 422881859.6717 | 73986507.2876 | 704165246.4268 | 20308098.1549
LRMC Tariffs
Code | Name | Residual Type | Fixed ($pa) | Single and ToU Consumption (c/kWh) |  |  |  | Step Consumption (c/kWh) |  | Demand ($/kVA kW /mth) |  |  | Fixed | Energy | Demand | Total LRMC | CRNP
|  |  |  | Non-TOU | High Peak / Peak | Low Peak / Shoulder | Off-peak | Step 1 | Step 2 | High Season | Low Season
Small LV Tariff Class | [12 empty] | 0 | 65118119.5775 | 4796337.1742 | 69914456.7517 | 0
N70 | Residential Flat | Residential | [5 empty] | 1.042 |  |  |  |  | 0 | 48085263.3256 | 0 | 48085263.3256 | 0
N705 | Residential TOU (Interval data) | Residential |  |  | 4.713 | 0.458 | 0 | [5 empty] | 0 | 4722.375 | 0 | 4722.375 | 0
N706 | Residential TOU (Basic data) | Residential |  |  | 4.713 | 0.458 | 0 | [5 empty] | 0 | 13191.0773 | 0 | 13191.0773 | 0
N50 | Control load 1 | CL |  | 0 | [8 empty] | 0 | 0 | 0 | 0 | 0
N54 | Control load 2 | CL |  | 0.052 | [8 empty] | 0 | 126456.7075 | 0 | 126456.7075 | 0
NC1 | Residential / CL1 | Residential |  | 0 |  |  |  | 1.042 |  |  |  |  | 0 | 491397.1759 | 0 | 491397.1759 | 0
NC2 | Residential / CL2 | Residential |  | 0.052 |  |  |  | 1.042 |  |  |  |  | 0 | 174140.0589 | 0 | 174140.0589 | 0
N90 | General Supply Block | GS | [5 empty] | 1.042 | 1.042 |  |  |  | 0 | 15028912.1634 | 0 | 15028912.1634 | 0
NC3 | General Supply / CL1 | GS |  | 0 |  |  |  | 1.042 | 1.042 |  |  |  | 0 | 4569.8887 | 0 | 4569.8887 | 0
NC4 | General Supply / CL2 | GS |  | 0.052 |  |  |  | 1.042 | 1.042 |  |  |  | 0 | 1444.0189 | 0 | 1444.0189 | 0
N84 | GS TOU (Basic data) | GS |  |  | 4.713 | 0.458 | 0 | [5 empty] | 0 | 988466.3384 | 0 | 988466.3384 | 0
N845 | GS TOU (Interval data) | GS |  |  | 4.713 | 0.458 | 0 | [5 empty] | 0 | 28520.5497 | 0 | 28520.5497 | 0
N71 | Residential STOU | Residential |  |  | 12.407 | 3.751 | 0 | [5 empty] | 0 | 136104.7272 | 0 | 136104.7272 | 0
N72 | Residential Demand | Residential | [5 empty] | 0 |  | 4.089 | 1.252 |  | 0 | 0 | 1533602.0126 | 1533602.0126 | 0
N73 | Residential Transitional Demand | Residential | [5 empty] | 0 |  | 4.089 | 1.252 |  | 0 | 0 | 1704002.2362 | 1704002.2362 | 0
N91 | GS STOU | GS |  |  | 12.407 | 3.751 | 0 | [5 empty] | 0 | 34931.1709 | 0 | 34931.1709 | 0
N92 | GS Demand | GS | [5 empty] | 0 |  | 5.623 | 1.721 |  | 0 | 0 | 1201824.1392 | 1201824.1392 | 0
N93 | GS Transitional Demand | GS | [5 empty] | 0 |  | 5.623 | 1.721 |  | 0 | 0 | 356908.7862 | 356908.7862 | 0
Large LV Tariff Class | [12 empty] | 0 | 9211556.0801 | 47220882.6497 | 56432438.7298 | 0
N19 | LV STOU Demand | N19 |  |  | 1.969 | 1.389 | 0 |  |  | 5.193 | 3.709 |  | 0 | 9002300.0329 | 47220882.6497 | 56223182.6826 | 0
N89 | LV STOU Transitional | N19 |  |  | 9.847 | 6.947 | 0 | [5 empty] | 0 | 209256.0471 | 0 | 209256.0471 | 0
HV Demand Tariff Class | [12 empty] | 0 | 265660.6075 | 1184422.7572 | 1450083.3647 | 308977.8377
N29 | HV STOU Demand | N29 |  |  | 0.171 | 0.12 | 0 |  |  | 0.45 | 0.322 |  | 0 | 203001.0661 | 938104.4608 | 1141105.5269 | 0
ST Demand Tariff Class | [12 empty] | 0 | 628418.4499 | 1992334.8969 | 2620753.3467 | 1654460.4624
N39 | ST STOU Demand | N39 |  |  | 0.159 | 0.112 | 0 |  |  | 0.42 | 0.3 |  | 0 | 124396.6993 | 609560.0801 | 733956.7794 | 0
Inter-Distributor Transfer Tariff Class | [12 empty] | 0 | 177164.4795 | 769939.2533 | 947103.7327 | 947103.7327
Unmetered Tariff Class | [12 empty] | 0 | 1520304.8562 | 0 | 1520304.8562 | 0
SL | Streetlighting | GS |  | 1.042 | [8 empty] | 0 | 1169880.2963 | 0 | 1169880.2963 | 0
TL | Traffic Control Signal Lights | GS |  | 1.042 | [8 empty] | 0 | 35456.2293 | 0 | 35456.2293 | 0
N99 | Unmetered Supply | GS | [5 empty] | 1.042 |  |  |  |  | 0 | 258646.5834 | 0 | 258646.5834 | 0
NW | Nightwatch | GS |  | 1.042 | [8 empty] | 0 | 56321.7472 | 0 | 56321.7472 | 0
[13 empty] | 0 | 76921224.0506 | 55963916.7312 | 132885140.7818 | 2910542.0329
Forecast Volumes
Code | Name | Residual Type | Fixed ($pa) | Single and ToU Consumption (c/kWh) |  |  |  | Step Consumption (c/kWh) |  | Demand ($/kVA kW /mth) |  |  | Fixed | Energy | Demand |  | Energy Propn by Class (SA & AC)
|  |  |  | Non-TOU | High Peak / Peak | Low Peak / Shoulder | Off-peak | Step 1 | Step 2 | High Season | Low Season
Small LV Tariff Class | [12 empty] | 1353807.8533 | 7309896.4633 | 1783976.7872
N70 | Residential Flat | Residential | 885376.045 |  |  |  |  | 4614708.5725 |  |  |  |  | 885376.045 | 4614708.5725 | 0 |  | 63.13%
N705 | Residential TOU (Interval data) | Residential | 148.72 |  | 88.3788 | 121.6333 | 241.8011 | [5 empty] | 148.72 | 451.8132 | 0 |  | 0.006181%
N706 | Residential TOU (Basic data) | Residential | 10.19 |  | 250.5702 | 301.6825 | 599.7302 | [5 empty] | 10.19 | 1151.9829 | 0 |  | 0.01576%
N50 | Control load 1 | CL | 233384.48 | 486525.6472 | [8 empty] | 233384.48 | 486525.6472 | 0 |  | 6.656%
N54 | Control load 2 | CL | 103806.21 | 243185.976 | [8 empty] | 103806.21 | 243185.976 | 0 |  | 3.327%
NC1 | Residential / CL1 | Residential | 8968.04 | 20738.34 |  |  |  | 47159.038 |  |  |  |  | 8968.04 | 67897.378 | 0 |  | 0.9288%
NC2 | Residential / CL2 | Residential | 3004.97 | 7722.9068 |  |  |  | 16326.6936 |  |  |  |  | 3004.97 | 24049.6004 | 0 |  | 0.329%
N90 | General Supply Block | GS | 72576.7267 |  |  |  |  | 1296800.4989 | 145513.5283 |  |  |  | 72576.7267 | 1442314.0272 | 0 |  | 19.73%
NC3 | General Supply / CL1 | GS | 39.79 | 62.4364 |  |  |  | 438.569 | 0 |  |  |  | 39.79 | 501.0053 | 0 |  | 0.006854%
NC4 | General Supply / CL2 | GS | 10.94 | 23.3417 |  |  |  | 137.4166 | 0 |  |  |  | 10.94 | 160.7583 | 0 |  | 0.002199%
N84 | GS TOU (Basic data) | GS | 1245.05 |  | 19109.5683 | 19177.3762 | 33703.1148 | [5 empty] | 1245.05 | 71990.0593 | 0 |  | 0.9848%
N845 | GS TOU (Interval data) | GS | 135.69 |  | 562.5041 | 438.8065 | 342.814 | [5 empty] | 135.69 | 1344.1245 | 0 |  | 0.01839%
N71 | Residential STOU | Residential | 2044.3118 |  | 745.8675 | 1161.4222 | 8747.9601 | [5 empty] | 2044.3118 | 10655.2498 | 0 |  | 0.1458%
N72 | Residential Demand | Residential | 18398.8058 |  |  |  |  | 95897.2485 |  | 262522.17 | 367531.038 |  | 18398.8058 | 95897.2485 | 630053.208 |  | 1.312%
N73 | Residential Transitional Demand | Residential | 20443.1175 |  |  |  |  | 106552.4984 |  | 291691.3 | 408367.82 |  | 20443.1175 | 106552.4984 | 700059.12 |  | 1.458%
N91 | GS STOU | GS | 186.505 |  | 202.2702 | 262.2103 | 3146.9539 | [5 empty] | 186.505 | 3611.4344 | 0 |  | 0.0494%
N92 | GS Demand | GS | 2497.2117 |  |  |  |  | 107694.3087 |  | 154713.3313 | 192836.1866 |  | 2497.2117 | 107694.3087 | 347549.5179 |  | 1.473%
N93 | GS Transitional Demand | GS | 1531.05 |  |  |  |  | 31204.7785 |  | 44577.3378 | 61737.6036 |  | 1531.05 | 31204.7785 | 106314.9414 |  | 0.4269%
Large LV Tariff Class | [12 empty] | 5867.6667 | 4041745.7864 | 10792374.9765
N19 | LV STOU Demand | N19 | 5851.2833 |  | 236554.4621 | 312782.0499 | 3469729.9057 |  |  | 4846336.8341 | 5946038.1425 |  | 5851.2833 | 4019066.4178 | 10792374.9765 |  | 99.44%
N89 | LV STOU Transitional | N19 | 16.3833 |  | 1131.8321 | 1407.8673 | 20139.6692 | [5 empty] | 16.3833 | 22679.3686 | 0 |  | 0.5611%
HV Demand Tariff Class | [12 empty] | 251.17 | 1543922.0433 | 3141635.2633
N29 | HV STOU Demand | N29 | 245.17 |  | 60366.1365 | 83145.8106 | 995471.7601 |  |  | 1078360.9569 | 1406341.7087 |  | 245.17 | 1138983.7072 | 2484702.6656 |  | 73.77%
ST Demand Tariff Class | [12 empty] | 62.31 | 2818868.6818 | 5710811.6442
N39 | ST STOU Demand | N39 | 51.31 |  | 37909.3119 | 57250.7976 | 678499.3176 |  |  | 730637.0824 | 1008975.0185 |  | 51.31 | 773659.4271 | 1739612.1009 |  | 27.45%
Inter-Distributor Transfer Tariff Class | [12 empty] | 5 | 952067.7485 | 2227055.3589
Unmetered Tariff Class | [12 empty] | 260 | 145902.5774 | 0
SL | Streetlighting | GS | 0 | 112272.5812 | [8 empty] | 0 | 112272.5812 | 0 |  | 76.95%
TL | Traffic Control Signal Lights | GS | 2.92 | 3402.7091 | [8 empty] | 2.92 | 3402.7091 | 0 |  | 2.332%
N99 | Unmetered Supply | GS | 257.08 |  |  |  |  | 24822.1289 |  |  |  |  | 257.08 | 24822.1289 | 0 |  | 17.01%
NW | Nightwatch | GS | 0 | 5405.1581 | [8 empty] | 0 | 5405.1581 | 0 |  | 3.705%
[13 empty] | 1360254 | 16812403.3006 | 23655854.03

## FY21
TSS Principles Model
Inputs
Key |  |  | Import
Input
Calc.
Year |  |  | FY21
CPI |  | % | 1.84%
Revenue Allowance |  | $ | 844311116.8377
Revenue from LRMC |  | $ | 135853317.4098
Residual Costs |  | $ | 708457799.4278
Residual Costs to CRNP |  | $ | 22873407.7877
Residual Costs to Non-CRNP |  | $ | 685584391.6401
1 | 2 | 3 | 4 | 5 | 6 | 7 | 8 | 9 | 10 | 11 | 12 | 13 | 14 | 15 | 16 | 17 | 18 | 24 | 25 | 26 | 27 | 28 | 29 | 30 | 31 | 32 | 33 | 34 | 35 | 36 | 37 | 38 | 39 | 40 | 41 | 42 | 43 | 44 | 45 | 46 | 47 | 48 | 49
Residual Costs | [8 empty] | Volumes |  |  |  | Prices
Residual Type |  | Allocation % | Target Residual Cost to Tariff Type | Fixed | Energy | Demand | Target Residual Cost to Charging Parameter |  | Fixed | Energy | Demand |  | Fixed | Energy | Demand
Residential |  | 48.52% | 332675235.6482 | 332675235.6482 | 0 | 0 | 332675235.6482 |  | 962838.8 | 4862347.545 | 2393339.8068 |  | 345.515 | 0 | 0
CL |  | 3.805% | 26086115.2986 | 26086115.2986 | 0 | 0 | 26086115.2986 |  | 336518.74 | 690570.1835 | 0 |  | 77.5176 | 0 | 0
GS |  | 11.53% | 79025888.3897 | 79025888.3897 | 0 | 0 | 79025888.3897 |  | 79415.6467 | 1661420.8519 | 978782.3897 |  | 995.0922 | 0 | 0
N19 |  | 25.91% | 177658556.6526 | 177658556.6526 | 0 | 0 | 177658556.6526 |  | 6068.2533 | 3933139.9025 | 10936849.6962 |  | 29276.7205 | 0 | 0
N29 |  | 6.086% | 41721733.3347 | 41721733.3347 | 0 | 0 | 41721733.3347 |  | 246.73 | 1175810.5004 | 2450296.887 |  | 169098.7449 | 0 | 0
N39 |  | 4.145% | 28416862.3163 | 28416862.3163 | 0 | 0 | 28416862.3163 |  | 54.36 | 1085883.2003 | 2032335.4334 |  | 522753.1699 | 0 | 0
CRNP |  |  | 22873407.7877 | 22873407.7877 | 0 | 0 | 22873407.7877 |  | 20 | 3113196.9138 | 6743107.6662
|  |  | 708457799.4278 | 708457799.4278 | 0 | 0 | 708457799.4278 |  | 1385162.53 | 16522369.0974 | 25534711.8793
Target Tariffs | [17 empty] | 27: Forecast Tariffs
Code | Name | Residual Type | Fixed ($pa) | Single and ToU Consumption (c/kWh) |  |  |  | Step Consumption (c/kWh) |  | Demand ($/kVA kW /mth) |  |  | Fixed | Energy | Demand | Target Tariff Revenue | CRNP |  |  |  | Code | Name | Residual Type | Fixed ($pa) | Single and ToU Consumption (c/kWh) |  |  |  | Step Consumption (c/kWh) |  | Demand ($/kVA kW /mth) |  |  | Fixed | Energy | Demand | Actual Tariff Revenue | CRNP |  | Variance from Target | Fixed | Energy | Demand
|  |  |  | Non-TOU | High Peak / Peak | Low Peak / Shoulder | Off-peak | Step 1 | Step 2 | High Season | Low Season | [6 empty] | 31: Non-TOU; 32: High Peak / Peak; 33: Low Peak / Shoulder; 34: Off-peak; 35: Step 1; 36: Step 2; 37: High Season; 38: Low Season
Small LV Tariff Class | [12 empty] | 437498413.8334 | 61920655.7967 | 9393154.8684 | 508812224.4985 | 0 | 27: Small LV Tariff Class; 40: 156994549.709; 41: 435942310.825; 42: 3588577.2738; 43: 596525437.8079; 44: 0; 46: 87713213.3094; 47: -280503864.1243; 48: 374021655.0282; 49: -5804577.5946
N70 | Residential Flat | Residential | 345.515 |  |  |  |  | 1.0612 |  |  |  |  | 309703250.1966 | 47792892.0622 | 0 | 357496142.2588 | 0 | 27: N70; 28: Residential Flat; 29: Residential; 30: 141.4375; 35: 6.9513; 40: 126777868.0337; 41: 313069774.799; 42: 0; 43: 439847642.8327; 44: 0; 46: 82351500.5739; 47: -182925382.1628; 48: 265276882.7368; 49: 0
N705 | Residential TOU (Interval data) | Residential | 345.515 |  | 4.7997 | 0.46643 | 0 | [5 empty] | 13475.0845 | 3089.031 | 0 | 16564.1155 | 0 |  |  |  | N705 | Residential TOU (Interval data) | Residential | 151.8035 |  | 11.4559 | 7.1226 | 6.6562 | [5 empty] | 5920.3365 | 24385.4183 | 0 | 30305.7548 | 0 |  | 13741.6394 | -7554.748 | 21296.3874 | 0
N706 | Residential TOU (Basic data) | Residential | 345.515 |  | 4.7997 | 0.46643 | 0 | [5 empty] | 345.515 | 333.7668 | 0 | 679.2818 | 0 |  |  |  | N706 | Residential TOU (Basic data) | Residential | 151.8035 |  | 11.4559 | 7.1226 | 6.6562 | [5 empty] | 151.8035 | 1929.0982 | 0 | 2080.9017 | 0 |  | 1401.6199 | -193.7115 | 1595.3314 | 0
N50 | Control load 1 | CL | 77.5176 | 0 | [8 empty] | 18061860.6881 | 0 | 0 | 18061860.6881 | 0 | 27: N50; 28: Control load 1; 29: CL; 30: 11.826; 31: 0.875; 40: 2755498.6814; 41: 4018479.9575; 42: 0; 43: 6773978.6389; 44: 0; 46: -11287882.0491; 47: -15306362.0066; 48: 4018479.9575; 49: 0
N54 | Control load 2 | CL | 77.5176 | 0.052957 | [8 empty] | 8024254.6105 | 122497.7877 | 0 | 8146752.3982 | 0 | 27: N54; 28: Control load 2; 29: CL; 30: 11.826; 31: 2.5789; 40: 1224171.9378; 41: 5965391.0776; 42: 0; 43: 7189563.0154; 44: 0; 46: -957189.3828; 47: -6800082.6727; 48: 5842893.2899; 49: 0
NC1 | Residential / CL1 | Residential | 345.515 | 0 |  |  |  | 1.0612 |  |  |  |  | 2759282.6877 | 426750.2449 | 0 | 3186032.9326 | 0 | 27: NC1; 28: Residential / CL1; 29: Residential; 30: 153.2635; 31: 0.875; 35: 6.9513; 40: 1223962.311; 41: 2946803.6068; 42: 0; 43: 4170765.9178; 44: 0; 46: 984732.9851; 47: -1535320.3767; 48: 2520053.3618; 49: 0
NC2 | Residential / CL2 | Residential | 345.515 | 0.052957 |  |  |  | 1.0612 |  |  |  |  | 934618.0403 | 151588.1152 | 0 | 1086206.1555 | 0 | 27: NC2; 28: Residential / CL2; 29: Residential; 30: 153.2635; 31: 2.5789; 35: 6.9513; 40: 414577.7675; 41: 1137719.0323; 42: 0; 43: 1552296.7998; 44: 0; 46: 466090.6443; 47: -520040.2728; 48: 986130.9172; 49: 0
N90 | General Supply Block | GS | 995.0922 |  |  |  |  | 1.0612 | 1.0612 |  |  |  | 71327905.0962 | 13271178.1026 | 0 | 84599083.1987 | 0 | 27: N90; 28: General Supply Block; 29: GS; 30: 202.429; 35: 6.4715; 36: 7.5228; 40: 14510049.3165; 41: 82556876.2191; 42: 0; 43: 97066925.5356; 44: 0; 46: 12467842.3369; 47: -56817855.7796; 48: 69285698.1165; 49: 0
NC3 | General Supply / CL1 | GS | 995.0922 | 0 |  |  |  | 1.0612 | 1.0612 |  |  |  | 34569.5021 | 5789.2241 | 0 | 40358.7262 | 0 |  |  |  | NC3 | General Supply / CL1 | GS | 214.255 | 0.875 |  |  |  | 6.4715 | 7.5228 |  |  |  | 7443.2187 | 35822.1113 | 0 | 43265.33 | 0 |  | 2906.6038 | -27126.2834 | 30032.8872 | 0
NC4 | General Supply / CL2 | GS | 995.0922 | 0.052957 |  |  |  | 1.0612 | 1.0612 |  |  |  | 9343.9155 | 787.589 | 0 | 10131.5045 | 0 |  |  |  | NC4 | General Supply / CL2 | GS | 214.255 | 2.5789 |  |  |  | 6.4715 | 7.5228 |  |  |  | 2011.8545 | 5329.3811 | 0 | 7341.2355 | 0 |  | -2790.269 | -7332.0611 | 4541.7921 | 0
N84 | GS TOU (Basic data) | GS | 995.0922 |  | 4.7997 | 0.46643 | 0 | [5 empty] | 103157.8886 | 93928.9446 | 0 | 197086.8332 | 0 |  |  |  | N84 | GS TOU (Basic data) | GS | 217.394 |  | 10.4217 | 6.0884 | 5.622 | [5 empty] | 22536.5113 | 501304.4364 | 0 | 523840.9478 | 0 |  | 326754.1146 | -80621.3772 | 407375.4918 | 0
N845 | GS TOU (Interval data) | GS | 995.0922 |  | 4.7997 | 0.46643 | 0 | [5 empty] | -663.3948 | -4287.3684 | 0 | -4950.7632 | 0 |  |  |  | N845 | GS TOU (Interval data) | GS | 217.394 |  | 10.4217 | 6.0884 | 5.622 | [5 empty] | -144.9293 | -24704.6958 | 0 | -24849.6252 | 0 |  | -19898.8619 | 518.4654 | -20417.3274 | 0
N71 | Residential STOU | Residential | 345.515 |  | 12.6353 | 3.82 | 0 | [5 empty] | 193012.7339 | 36820.3485 | 0 | 229833.0824 | 0 |  |  |  | N71 | Residential STOU | Residential | 151.8035 |  | 17.9174 | 9.1021 | 5.2821 | [5 empty] | 84800.9772 | 184682.5966 | 0 | 269483.5738 | 0 |  | 39650.4914 | -108211.7567 | 147862.2481 | 0
N72 | Residential Demand | Residential | 345.515 |  |  |  |  | 0 |  | 4.1643 | 1.275 |  | 104570.1109 | 0 | 32987.9351 | 137558.046 | 0 |  |  |  | N72 | Residential Demand | Residential | 151.8035 |  |  |  |  | 3.4851 |  | 4.161 | 1.2775 |  | 45943.3293 | 53240.5384 | 32988.0176 | 132171.8853 | 0 |  | -5386.1607 | -58626.7816 | 53240.5384 | 0.082446
N73 | Residential Transitional Demand | Residential | 345.515 |  |  |  |  | 0 |  | 4.1643 | 1.275 |  | 18966681.2794 | 0 | 5871520.6603 | 24838201.9397 | 0 |  |  |  | N73 | Residential Transitional Demand | Residential | 151.8035 |  |  |  |  | 5.1174 |  | 1.46 | 0.438 |  | 8333093.2328 | 14121968.9384 | 2045938.4286 | 24501000.5997 | 0 |  | -337201.3399 | -10633588.0465 | 14121968.9384 | -3825582.2318
N91 | GS STOU | GS | 995.0922 |  | 12.6353 | 3.82 | 0 | [5 empty] | 100613.7696 | 19287.9486 | 0 | 119901.7182 | 0 |  |  |  | N91 | GS STOU | GS | 217.394 |  | 17.8873 | 9.072 | 5.252 | [5 empty] | 21980.7073 | 122563.0109 | 0 | 144543.7183 | 0 |  | 24642.0001 | -78633.0622 | 103275.0623 | 0
N92 | GS Demand | GS | 995.0922 |  |  |  |  | 0 |  | 5.7265 | 1.7527 |  | 2668847.1582 | 0 | 690054.7953 | 3358901.9535 | 0 |  |  |  | N92 | GS Demand | GS | 217.394 |  |  |  |  | 3.2337 |  | 5.7305 | 1.752 |  | 583052.8819 | 1644600.4386 | 690335.5596 | 2917988.8801 | 0 |  | -440913.0734 | -2085794.2762 | 1644600.4386 | 280.7642
N93 | GS Transitional Demand | GS | 995.0922 |  |  |  |  | 0 |  | 5.7265 | 1.7527 |  | 4493288.9513 | 0 | 2798591.4776 | 7291880.429 | 0 |  |  |  | N93 | GS Transitional Demand | GS | 217.394 |  |  |  |  | 4.642 |  | 1.679 | 0.511 |  | 981631.7373 | 9576144.8603 | 819315.2682 | 11377091.8658 | 0 |  | 4085211.4368 | -3511657.214 | 9576144.8603 | -1979276.2095
Large LV Tariff Class | [12 empty] | 177658556.6526 | 9017728.8928 | 48865952.8367 | 235542238.3822 | 0 | 27: Large LV Tariff Class; 40: 50167767.37; 41: 36877493.5154; 42: 83909241.2079; 43: 170954502.0934; 44: 0; 46: -64587736.2888; 47: -127490789.2826; 48: 27859764.6226; 49: 35043288.3712
N19 | LV STOU Demand | N19 | 29276.7205 |  | 2.0052 | 1.4146 | 0 |  |  | 5.2886 | 3.7773 |  | 177453619.6092 | 8998567.9665 | 48865952.8367 | 235318140.4125 | 0 |  |  |  | N19 | LV STOU Demand | N19 | 8267.25 |  | 2.7101 | 2.1195 | 0.7049 |  |  | 8.5045 | 6.9715 |  | 50109896.62 | 36708321.4181 | 83909241.2079 | 170727459.2461 | 0 |  | -64590681.1664 | -127343722.9892 | 27709753.4516 | 35043288.3712
N89 | LV STOU Transitional | N19 | 29276.7205 |  | 10.0282 | 7.0749 | 0 | [5 empty] | 204937.0434 | 19160.9263 | 0 | 224097.9697 | 0 |  |  |  | N89 | LV STOU Transitional | N19 | 8267.25 |  | 17.0928 | 14.1395 | 7.0646 | [5 empty] | 57870.75 | 169172.0973 | 0 | 227042.8473 | 0 |  | 2944.8776 | -147066.2934 | 150011.171 | 0
HV Demand Tariff Class | [12 empty] | 44988534.0175 | 276855.6592 | 1199138.0278 | 46464527.7045 | 3590705.2957 | 27: HV Demand Tariff Class; 40: 5448385.1855; 41: 3778371.6485; 42: 21956354.5226; 43: 31183111.3566; 44: 4883120.2974; 46: -15281416.3479; 47: -39540148.832; 48: 3501515.9893; 49: 20757216.4948
N29 | HV STOU Demand | N29 | 169098.7449 |  | 0.17415 | 0.12221 | 0 |  |  | 0.45828 | 0.32793 |  | 41721733.3347 | 212273.1782 | 939815.8958 | 42873822.4088 | 0 |  |  |  | N29 | HV STOU Demand | N29 | 14231.35 |  | 0.4719 | 0.42 | 0.2978 |  |  | 7.8475 | 7.738 |  | 3511300.9855 | 3713800.5256 | 19074889.548 | 26299991.0591 | 0 |  | -16573831.3496 | -38210432.3492 | 3501527.3474 | 18135073.6522
ST Demand Tariff Class | [12 empty] | 35989623.8768 | 573610.7567 | 2116900.6351 | 38680135.2686 | 9227533.148 | 27: ST Demand Tariff Class; 40: 6700220.466; 41: 4044122.7514; 42: 18946521.9263; 43: 29690865.1437; 44: 11431717.4662; 46: -8989270.1249; 47: -29289403.4108; 48: 3470511.9947; 49: 16829621.2913
N39 | ST STOU Demand | N39 | 522753.1699 |  | 0.16193 | 0.11406 | 0 |  |  | 0.42773 | 0.30552 |  | 27371355.9764 | 145415.6177 | 726413.6101 | 28243185.2043 | 0 |  |  |  | N39 | ST STOU Demand | N39 | 22334.35 |  | 0.3243 | 0.2765 | 0.1624 |  |  | 6.716 | 6.6065 |  | 1169426.566 | 1586150.3628 | 13521145.3745 | 16276722.3034 | 0 |  | -11966462.9009 | -26201929.4104 | 1440734.7451 | 12794731.7644
Inter-Distributor Transfer Tariff Class | [12 empty] | 12033845.5444 | 175499.5361 | 784550.5689 | 12993895.6494 | 12993895.6494 | 27: Inter-Distributor Transfer Tariff Class; 40: 5736354.6; 41: 175516.6498; 42: 1233049.8695; 43: 7144921.1193; 44: 7144921.1193; 46: -5848974.5301; 47: -6297490.9444; 48: 17.1137; 49: 448499.3006
Unmetered Tariff Class | [12 empty] | 288825.5031 | 1529269.8314 | 0 | 1818095.3346 | 0 | 27: Unmetered Tariff Class; 40: 0; 41: 8812279.3169; 42: 0; 43: 8812279.3169; 44: 0; 46: 6994183.9823; 47: -288825.5031; 48: 7283009.4854; 49: 0
SL | Streetlighting | GS | 995.0922 | 1.0612 | [8 empty] | 0 | 1165246.7199 | 0 | 1165246.7199 | 0 | 27: SL; 28: Streetlighting; 29: GS; 30: 0; 31: 6.0455; 40: 0; 41: 6638376.9877; 42: 0; 43: 6638376.9877; 44: 0; 46: 5473130.2678; 47: 0; 48: 5473130.2678; 49: 0
TL | Traffic Control Signal Lights | GS | 995.0922 | 1.0612 | [8 empty] | 0 | 38104.5614 | 0 | 38104.5614 | 0 | 27: TL; 28: Traffic Control Signal Lights; 29: GS; 30: 0; 31: 6.5685; 40: 0; 41: 235860.3661; 42: 0; 43: 235860.3661; 44: 0; 46: 197755.8047; 47: 0; 48: 197755.8047; 49: 0
N99 | Unmetered Supply | GS | 995.0922 |  |  |  |  | 1.0612 |  |  |  |  | 288825.5031 | 270205.0506 | 0 | 559030.5537 | 0 | 27: N99; 28: Unmetered Supply; 29: GS; 30: 0; 35: 6.5685; 40: 0; 41: 1672520.5561; 42: 0; 43: 1672520.5561; 44: 0; 46: 1113490.0023; 47: -288825.5031; 48: 1402315.5054; 49: 0
NW | Nightwatch | GS | 995.0922 | 1.0612 | [8 empty] | 0 | 55713.4996 | 0 | 55713.4996 | 0 | 27: NW; 28: Nightwatch; 29: GS; 30: 0; 31: 5.0574; 40: 0; 41: 265521.4071; 42: 0; 43: 265521.4071; 44: 0; 46: 209807.9075; 47: 0; 48: 209807.9075; 49: 0
[13 empty] | 708457799.4278 | 73493620.473 | 62359696.9369 | 844311116.8377 | 25812134.0931 | 40: 225047277.3305; 41: 489630094.7069; 42: 129633744.8002; 43: 844311116.8377; 44: 23459758.883; 46: 0; 47: -483410522.0973; 48: 416136474.234; 49: 67274047.8633
Target Residual Cost Tariffs | [17 empty] | 27: Forecast Residual Cost Tariffs
Code | Name | Residual Type | Fixed ($pa) | Single and ToU Consumption (c/kWh) |  |  |  | Step Consumption (c/kWh) |  | Demand ($/kVA kW /mth) |  |  | Fixed | Energy | Demand | Target Residual Cost | CRNP | 27: Code; 28: Name; 29: Residual Type; 30: Fixed ($pa); 31: Single and ToU Consumption (c/kWh); 35: Step Consumption (c/kWh); 37: Demand ($/kVA kW /mth); 40: Fixed; 41: Energy; 42: Demand; 43: Actual Residual Cost; 44: CRNP
|  |  |  | Non-TOU | High Peak / Peak | Low Peak / Shoulder | Off-peak | Step 1 | Step 2 | High Season | Low Season | [6 empty] | 31: Non-TOU; 32: High Peak / Peak; 33: Low Peak / Shoulder; 34: Off-peak; 35: Step 1; 36: Step 2; 37: High Season; 38: Low Season
Small LV Tariff Class | [12 empty] | 437498413.8334 | 0 | 0 | 437498413.8334 | 0 | 27: Small LV Tariff Class; 40: 156994549.709; 41: 374021655.0282; 42: -5804577.5946; 43: 525211627.1427; 44: 0
N70 | Residential Flat | Residential | 345.515 |  |  |  |  | 0 |  |  |  |  | 309703250.1966 | 0 | 0 | 309703250.1966 | 0 | 27: N70; 28: Residential Flat; 29: Residential; 30: 141.4375; 35: 5.8901; 40: 126777868.0337; 41: 265276882.7368; 42: 0; 43: 392054750.7705; 44: 0
N705 | Residential TOU (Interval data) | Residential | 345.515 |  | 0 | 0 | 0 | [5 empty] | 13475.0845 | 0 | 0 | 13475.0845 | 0 | 27: N705; 28: Residential TOU (Interval data); 29: Residential; 30: 151.8035; 32: 6.6562; 33: 6.6562; 34: 6.6562; 40: 5920.3365; 41: 21296.3874; 42: 0; 43: 27216.7239; 44: 0
N706 | Residential TOU (Basic data) | Residential | 345.515 |  | 0 | 0 | 0 | [5 empty] | 345.515 | 0 | 0 | 345.515 | 0 | 27: N706; 28: Residential TOU (Basic data); 29: Residential; 30: 151.8035; 32: 6.6562; 33: 6.6562; 34: 6.6562; 40: 151.8035; 41: 1595.3314; 42: 0; 43: 1747.1349; 44: 0
N50 | Control load 1 | CL | 77.5176 | 0 | [8 empty] | 18061860.6881 | 0 | 0 | 18061860.6881 | 0 | 27: N50; 28: Control load 1; 29: CL; 30: 11.826; 31: 0.875; 40: 2755498.6814; 41: 4018479.9575; 42: 0; 43: 6773978.6389; 44: 0
N54 | Control load 2 | CL | 77.5176 | 0 | [8 empty] | 8024254.6105 | 0 | 0 | 8024254.6105 | 0 | 27: N54; 28: Control load 2; 29: CL; 30: 11.826; 31: 2.5259; 40: 1224171.9378; 41: 5842893.2899; 42: 0; 43: 7067065.2277; 44: 0
NC1 | Residential / CL1 | Residential | 345.515 | 0 |  |  |  | 0 |  |  |  |  | 2759282.6877 | 0 | 0 | 2759282.6877 | 0 | 27: NC1; 28: Residential / CL1; 29: Residential; 30: 153.2635; 31: 0.875; 35: 5.8901; 40: 1223962.311; 41: 2520053.3618; 42: 0; 43: 3744015.6728; 44: 0
NC2 | Residential / CL2 | Residential | 345.515 | 0 |  |  |  | 0 |  |  |  |  | 934618.0403 | 0 | 0 | 934618.0403 | 0 | 27: NC2; 28: Residential / CL2; 29: Residential; 30: 153.2635; 31: 2.5259; 35: 5.8901; 40: 414577.7675; 41: 986130.9172; 42: 0; 43: 1400708.6847; 44: 0
N90 | General Supply Block | GS | 995.0922 |  |  |  |  | 0 | 0 |  |  |  | 71327905.0962 | 0 | 0 | 71327905.0962 | 0 | 27: N90; 28: General Supply Block; 29: GS; 30: 202.429; 35: 5.4103; 36: 6.4616; 40: 14510049.3165; 41: 69285698.1165; 42: 0; 43: 83795747.433; 44: 0
NC3 | General Supply / CL1 | GS | 995.0922 | 0 |  |  |  | 0 | 0 |  |  |  | 34569.5021 | 0 | 0 | 34569.5021 | 0 | 27: NC3; 28: General Supply / CL1; 29: GS; 30: 214.255; 31: 0.875; 35: 5.4103; 36: 6.4616; 40: 7443.2187; 41: 30032.8872; 42: 0; 43: 37476.1059; 44: 0
NC4 | General Supply / CL2 | GS | 995.0922 | 0 |  |  |  | 0 | 0 |  |  |  | 9343.9155 | 0 | 0 | 9343.9155 | 0 | 27: NC4; 28: General Supply / CL2; 29: GS; 30: 214.255; 31: 2.5259; 35: 5.4103; 36: 6.4616; 40: 2011.8545; 41: 4541.7921; 42: 0; 43: 6553.6465; 44: 0
N84 | GS TOU (Basic data) | GS | 995.0922 |  | 0 | 0 | 0 | [5 empty] | 103157.8886 | 0 | 0 | 103157.8886 | 0 | 27: N84; 28: GS TOU (Basic data); 29: GS; 30: 217.394; 32: 5.622; 33: 5.622; 34: 5.622; 40: 22536.5113; 41: 407375.4918; 42: 0; 43: 429912.0032; 44: 0
N845 | GS TOU (Interval data) | GS | 995.0922 |  | 0 | 0 | 0 | [5 empty] | -663.3948 | 0 | 0 | -663.3948 | 0 | 27: N845; 28: GS TOU (Interval data); 29: GS; 30: 217.394; 32: 5.622; 33: 5.622; 34: 5.622; 40: -144.9293; 41: -20417.3274; 42: 0; 43: -20562.2567; 44: 0
N71 | Residential STOU | Residential | 345.515 |  | 0 | 0 | 0 | [5 empty] | 193012.7339 | 0 | 0 | 193012.7339 | 0 | 27: N71; 28: Residential STOU; 29: Residential; 30: 151.8035; 32: 5.2821; 33: 5.2821; 34: 5.2821; 40: 84800.9772; 41: 147862.2481; 42: 0; 43: 232663.2253; 44: 0
N72 | Residential Demand | Residential | 345.515 |  |  |  |  | 0 |  | 0 | 0 |  | 104570.1109 | 0 | 0 | 104570.1109 | 0 | 27: N72; 28: Residential Demand; 29: Residential; 30: 151.8035; 35: 3.4851; 37: -0.0032577; 38: 0.0024571; 40: 45943.3293; 41: 53240.5384; 42: 0.082446; 43: 99183.9502; 44: 0
N73 | Residential Transitional Demand | Residential | 345.515 |  |  |  |  | 0 |  | 0 | 0 |  | 18966681.2794 | 0 | 0 | 18966681.2794 | 0 | 27: N73; 28: Residential Transitional Demand; 29: Residential; 30: 151.8035; 35: 5.1174; 37: -2.7043; 38: -0.83704; 40: 8333093.2328; 41: 14121968.9384; 42: -3825582.2318; 43: 18629479.9394; 44: 0
N91 | GS STOU | GS | 995.0922 |  | 0 | 0 | 0 | [5 empty] | 100613.7696 | 0 | 0 | 100613.7696 | 0 | 27: N91; 28: GS STOU; 29: GS; 30: 217.394; 32: 5.252; 33: 5.252; 34: 5.252; 40: 21980.7073; 41: 103275.0623; 42: 0; 43: 125255.7696; 44: 0
N92 | GS Demand | GS | 995.0922 |  |  |  |  | 0 |  | 0 | 0 |  | 2668847.1582 | 0 | 0 | 2668847.1582 | 0 | 27: N92; 28: GS Demand; 29: GS; 30: 217.394; 35: 3.2337; 37: 0.0040092; 38: -0.00067485; 40: 583052.8819; 41: 1644600.4386; 42: 280.7642; 43: 2227934.0848; 44: 0
N93 | GS Transitional Demand | GS | 995.0922 |  |  |  |  | 0 |  | 0 | 0 |  | 4493288.9513 | 0 | 0 | 4493288.9513 | 0 | 27: N93; 28: GS Transitional Demand; 29: GS; 30: 217.394; 35: 4.642; 37: -4.0475; 38: -1.2417; 40: 981631.7373; 41: 9576144.8603; 42: -1979276.2095; 43: 8578500.3881; 44: 0
Large LV Tariff Class | [12 empty] | 177658556.6526 | 0 | 0 | 177658556.6526 | 0 | 27: Large LV Tariff Class; 40: 50167767.37; 41: 27859764.6226; 42: 35043288.3712; 43: 113070820.3638; 44: 0
N19 | LV STOU Demand | N19 | 29276.7205 |  | 0 | 0 | 0 |  |  | 0 | 0 |  | 177453619.6092 | 0 | 0 | 177453619.6092 | 0 | 27: N19; 28: LV STOU Demand; 29: N19; 30: 8267.25; 32: 0.70486; 33: 0.70494; 34: 0.7049; 37: 3.2159; 38: 3.1942; 40: 50109896.62; 41: 27709753.4516; 42: 35043288.3712; 43: 112862938.4428; 44: 0
N89 | LV STOU Transitional | N19 | 29276.7205 |  | 0 | 0 | 0 | [5 empty] | 204937.0434 | 0 | 0 | 204937.0434 | 0 | 27: N89; 28: LV STOU Transitional; 29: N19; 30: 8267.25; 32: 7.0646; 33: 7.0646; 34: 7.0646; 40: 57870.75; 41: 150011.171; 42: 0; 43: 207881.921; 44: 0
HV Demand Tariff Class | [12 empty] | 44988534.0175 | 0 | 0 | 44988534.0175 | 3266800.6828 | 27: HV Demand Tariff Class; 40: 5448385.1855; 41: 3501515.9893; 42: 20757216.4948; 43: 29707117.6697; 44: 4559215.6846
N29 | HV STOU Demand | N29 | 169098.7449 |  | 0 | 0 | 0 |  |  | 0 | 0 |  | 41721733.3347 | 0 | 0 | 41721733.3347 | 0 | 27: N29; 28: HV STOU Demand; 29: N29; 30: 14231.35; 32: 0.29775; 33: 0.29779; 34: 0.2978; 37: 7.3892; 38: 7.4101; 40: 3511300.9855; 41: 3501527.3474; 42: 18135073.6522; 43: 25147901.9851; 44: 0
`
ST Demand Tariff Class | [12 empty] | 35989623.8768 | 0 | 0 | 35989623.8768 | 7572761.5606 | 27: ST Demand Tariff Class; 40: 6700220.466; 41: 3470511.9947; 42: 16829621.2913; 43: 27000353.752; 44: 9776945.8788
N39 | ST STOU Demand | N39 | 522753.1699 |  | 0 | 0 | 0 |  |  | 0 | 0 |  | 27371355.9764 | 0 | 0 | 27371355.9764 | 0 | 27: N39; 28: ST STOU Demand; 29: N39; 30: 22334.35; 32: 0.16237; 33: 0.16244; 34: 0.1624; 37: 6.2883; 38: 6.301; 40: 1169426.566; 41: 1440734.7451; 42: 12794731.7644; 43: 15404893.0755; 44: 0
Inter-Distributor Transfer Tariff Class | [12 empty] | 12033845.5444 | 0 | 0 | 12033845.5444 | 12033845.5444 | 27: Inter-Distributor Transfer Tariff Class; 40: 5736354.6; 41: 17.1137; 42: 448499.3006; 43: 6184871.0143; 44: 6184871.0143
Unmetered Tariff Class | [12 empty] | 288825.5031 | 0 | 0 | 288825.5031 | 0 | 27: Unmetered Tariff Class; 40: 0; 41: 7283009.4854; 42: 0; 43: 7283009.4854; 44: 0
SL | Streetlighting | GS | 995.0922 | 0 | [8 empty] | 0 | 0 | 0 | 0 | 0 | 27: SL; 28: Streetlighting; 29: GS; 30: 0; 31: 4.9843; 40: 0; 41: 5473130.2678; 42: 0; 43: 5473130.2678; 44: 0
TL | Traffic Control Signal Lights | GS | 995.0922 | 0 | [8 empty] | 0 | 0 | 0 | 0 | 0 | 27: TL; 28: Traffic Control Signal Lights; 29: GS; 30: 0; 31: 5.5073; 40: 0; 41: 197755.8047; 42: 0; 43: 197755.8047; 44: 0
N99 | Unmetered Supply | GS | 995.0922 |  |  |  |  | 0 |  |  |  |  | 288825.5031 | 0 | 0 | 288825.5031 | 0 | 27: N99; 28: Unmetered Supply; 29: GS; 30: 0; 35: 5.5073; 40: 0; 41: 1402315.5054; 42: 0; 43: 1402315.5054; 44: 0
NW | Nightwatch | GS | 995.0922 | 0 | [8 empty] | 0 | 0 | 0 | 0 | 0 | 27: NW; 28: Nightwatch; 29: GS; 30: 0; 31: 3.9962; 40: 0; 41: 209807.9075; 42: 0; 43: 209807.9075; 44: 0
[13 empty] | 708457799.4278 | 0 | 0 | 708457799.4278 | 22873407.7877 | 40: 225047277.3305; 41: 416136474.234; 42: 67274047.8633; 43: 708457799.4278; 44: 20521032.5776
LRMC Tariffs
Code | Name | Residual Type | Fixed ($pa) | Single and ToU Consumption (c/kWh) |  |  |  | Step Consumption (c/kWh) |  | Demand ($/kVA kW /mth) |  |  | Fixed | Energy | Demand | Total LRMC | CRNP
|  |  |  | Non-TOU | High Peak / Peak | Low Peak / Shoulder | Off-peak | Step 1 | Step 2 | High Season | Low Season
Small LV Tariff Class | [12 empty] | 0 | 61920655.7967 | 9393154.8684 | 71313810.6651 | 0
N70 | Residential Flat | Residential | 0 |  |  |  |  | 1.0612 |  |  |  |  | 0 | 47792892.0622 | 0 | 47792892.0622 | 0
N705 | Residential TOU (Interval data) | Residential | 0 |  | 4.7997 | 0.46643 | 0 | [5 empty] | 0 | 3089.031 | 0 | 3089.031 | 0
N706 | Residential TOU (Basic data) | Residential | 0 |  | 4.7997 | 0.46643 | 0 | [5 empty] | 0 | 333.7668 | 0 | 333.7668 | 0
N50 | Control load 1 | CL | 0 | 0 | [8 empty] | 0 | 0 | 0 | 0 | 0
N54 | Control load 2 | CL | 0 | 0.052957 | [8 empty] | 0 | 122497.7877 | 0 | 122497.7877 | 0
NC1 | Residential / CL1 | Residential | 0 | 0 |  |  |  | 1.0612 |  |  |  |  | 0 | 426750.2449 | 0 | 426750.2449 | 0
NC2 | Residential / CL2 | Residential | 0 | 0.052957 |  |  |  | 1.0612 |  |  |  |  | 0 | 151588.1152 | 0 | 151588.1152 | 0
N90 | General Supply Block | GS | 0 |  |  |  |  | 1.0612 | 1.0612 |  |  |  | 0 | 13271178.1026 | 0 | 13271178.1026 | 0
NC3 | General Supply / CL1 | GS | 0 | 0 |  |  |  | 1.0612 | 1.0612 |  |  |  | 0 | 5789.2241 | 0 | 5789.2241 | 0
NC4 | General Supply / CL2 | GS | 0 | 0.052957 |  |  |  | 1.0612 | 1.0612 |  |  |  | 0 | 787.589 | 0 | 787.589 | 0
N84 | GS TOU (Basic data) | GS | 0 |  | 4.7997 | 0.46643 | 0 | [5 empty] | 0 | 93928.9446 | 0 | 93928.9446 | 0
N845 | GS TOU (Interval data) | GS | 0 |  | 4.7997 | 0.46643 | 0 | [5 empty] | 0 | -4287.3684 | 0 | -4287.3684 | 0
N71 | Residential STOU | Residential | 0 |  | 12.6353 | 3.82 | 0 | [5 empty] | 0 | 36820.3485 | 0 | 36820.3485 | 0
N72 | Residential Demand | Residential | 0 |  |  |  |  | 0 |  | 4.1643 | 1.275 |  | 0 | 0 | 32987.9351 | 32987.9351 | 0
N73 | Residential Transitional Demand | Residential | 0 |  |  |  |  | 0 |  | 4.1643 | 1.275 |  | 0 | 0 | 5871520.6603 | 5871520.6603 | 0
N91 | GS STOU | GS | 0 |  | 12.6353 | 3.82 | 0 | [5 empty] | 0 | 19287.9486 | 0 | 19287.9486 | 0
N92 | GS Demand | GS | 0 |  |  |  |  | 0 |  | 5.7265 | 1.7527 |  | 0 | 0 | 690054.7953 | 690054.7953 | 0
N93 | GS Transitional Demand | GS | 0 |  |  |  |  | 0 |  | 5.7265 | 1.7527 |  | 0 | 0 | 2798591.4776 | 2798591.4776 | 0
Large LV Tariff Class | [12 empty] | 0 | 9017728.8928 | 48865952.8367 | 57883681.7295 | 0
N19 | LV STOU Demand | N19 | 0 |  | 2.0052 | 1.4146 | 0 |  |  | 5.2886 | 3.7773 |  | 0 | 8998567.9665 | 48865952.8367 | 57864520.8032 | 0
N89 | LV STOU Transitional | N19 | 0 |  | 10.0282 | 7.0749 | 0 | [5 empty] | 0 | 19160.9263 | 0 | 19160.9263 | 0
HV Demand Tariff Class | [12 empty] | 0 | 276855.6592 | 1199138.0278 | 1475993.6869 | 323904.6129
N29 | HV STOU Demand | N29 | 0 |  | 0.17415 | 0.12221 | 0 |  |  | 0.45828 | 0.32793 |  | 0 | 212273.1782 | 939815.8958 | 1152089.074 | 0
ST Demand Tariff Class | [12 empty] | 0 | 573610.7567 | 2116900.6351 | 2690511.3918 | 1654771.5875
N39 | ST STOU Demand | N39 | 0 |  | 0.16193 | 0.11406 | 0 |  |  | 0.42773 | 0.30552 |  | 0 | 145415.6177 | 726413.6101 | 871829.2278 | 0
Inter-Distributor Transfer Tariff Class | [12 empty] | 0 | 175499.5361 | 784550.5689 | 960050.105 | 960050.105
Unmetered Tariff Class | [12 empty] | 0 | 1529269.8314 | 0 | 1529269.8314 | 0
SL | Streetlighting | GS | 0 | 1.0612 | [8 empty] | 0 | 1165246.7199 | 0 | 1165246.7199 | 0
TL | Traffic Control Signal Lights | GS | 0 | 1.0612 | [8 empty] | 0 | 38104.5614 | 0 | 38104.5614 | 0
N99 | Unmetered Supply | GS | 0 |  |  |  |  | 1.0612 |  |  |  |  | 0 | 270205.0506 | 0 | 270205.0506 | 0
NW | Nightwatch | GS | 0 | 1.0612 | [8 empty] | 0 | 55713.4996 | 0 | 55713.4996 | 0
[13 empty] | 0 | 73493620.473 | 62359696.9369 | 135853317.4098 | 2938726.3054
Forecast Volumes
Code | Name | Residual Type | Fixed ($pa) | Single and ToU Consumption (c/kWh) |  |  |  | Step Consumption (c/kWh) |  | Demand ($/kVA kW /mth) |  |  | Fixed | Energy | Demand |  | Energy Propn by Class (SA & AC)
|  |  |  | Non-TOU | High Peak / Peak | Low Peak / Shoulder | Off-peak | Step 1 | Step 2 | High Season | Low Season
Small LV Tariff Class | [12 empty] | 1378482.9367 | 7070227.9831 | 3372122.1965
N70 | Residential Flat | Residential | 896352.58 |  |  |  |  | 4503758.6466 |  |  |  |  | 896352.58 | 4503758.6466 | 0 |  | 63.7%
N705 | Residential TOU (Interval data) | Residential | 39 |  | 57.9323 | 66.1254 | 195.8911 | [5 empty] | 39 | 319.9488 | 0 |  | 0.004525%
N706 | Residential TOU (Basic data) | Residential | 1 |  | 6.4242 | 5.4502 | 12.0933 | [5 empty] | 1 | 23.9677 | 0 |  | 0.000339%
N50 | Control load 1 | CL | 233003.44 | 459254.8523 | [8 empty] | 233003.44 | 459254.8523 | 0 |  | 6.496%
N54 | Control load 2 | CL | 103515.3 | 231315.3312 | [8 empty] | 103515.3 | 231315.3312 | 0 |  | 3.272%
NC1 | Residential / CL1 | Residential | 7986 | 17297.6436 |  |  |  | 40214.7688 |  |  |  |  | 7986 | 57512.4124 | 0 |  | 0.8134%
NC2 | Residential / CL2 | Residential | 2705 | 6484.4634 |  |  |  | 13961.2908 |  |  |  |  | 2705 | 20445.7542 | 0 |  | 0.2892%
N90 | General Supply Block | GS | 71679.6967 |  |  |  |  | 1096155.056 | 154453.1527 |  |  |  | 71679.6967 | 1250608.2087 | 0 |  | 17.69%
NC3 | General Supply / CL1 | GS | 34.74 | 59.0901 |  |  |  | 545.547 | 0 |  |  |  | 34.74 | 604.6371 | 0 |  | 0.008552%
NC4 | General Supply / CL2 | GS | 9.39 | 23.3312 |  |  |  | 73.0541 | 0 |  |  |  | 9.39 | 96.3852 | 0 |  | 0.001363%
N84 | GS TOU (Basic data) | GS | 103.6667 |  | 1754.3828 | 2084.5793 | 3407.1576 | [5 empty] | 103.6667 | 7246.1197 | 0 |  | 0.1025%
N845 | GS TOU (Interval data) | GS | -0.66667 |  | -79.5124 | -100.9749 | -182.6822 | [5 empty] | -0.66667 | -363.1695 | 0 |  | -0.005137%
N71 | Residential STOU | Residential | 558.6233 |  | 200.824 | 299.6184 | 2298.8696 | [5 empty] | 558.6233 | 2799.312 | 0 |  | 0.03959%
N72 | Residential Demand | Residential | 302.65 |  |  |  |  | 1527.6617 |  | 5627.0673 | 7494.161 |  | 302.65 | 1527.6617 | 13121.2282 |  | 0.02161%
N73 | Residential Transitional Demand | Residential | 54893.9467 |  |  |  |  | 275959.8417 |  | 981803.0246 | 1398415.5539 |  | 54893.9467 | 275959.8417 | 2380218.5785 |  | 3.903%
N91 | GS STOU | GS | 101.11 |  | 109.6952 | 142.0819 | 1714.6199 | [5 empty] | 101.11 | 1966.397 | 0 |  | 0.02781%
N92 | GS Demand | GS | 2682.01 |  |  |  |  | 50858.1637 |  | 87938.7059 | 106394.2952 |  | 2682.01 | 50858.1637 | 194333.0011 |  | 0.7193%
N93 | GS Transitional Demand | GS | 4515.45 |  |  |  |  | 206293.5127 |  | 358271.944 | 426177.4446 |  | 4515.45 | 206293.5127 | 784449.3886 |  | 2.918%
Large LV Tariff Class | [12 empty] | 6068.2533 | 3933139.9025 | 10936849.6962
N19 | LV STOU Demand | N19 | 6061.2533 |  | 231967.9517 | 307307.0032 | 3391741.5272 |  |  | 4998691.1616 | 5938158.5346 |  | 6061.2533 | 3931016.4821 | 10936849.6962 |  | 99.95%
N89 | LV STOU Transitional | N19 | 7 |  | 104.9408 | 122.0833 | 1896.3963 | [5 empty] | 7 | 2123.4204 | 0 |  | 0.05399%
HV Demand Tariff Class | [12 empty] | 252.73 | 1580779.6018 | 3127182.0635
N29 | HV STOU Demand | N29 | 246.73 |  | 61153.848 | 86553.1965 | 1028103.4558 |  |  | 1045591.2 | 1404705.687 |  | 246.73 | 1175810.5004 | 2450296.887 |  | 74.38%
ST Demand Tariff Class | [12 empty] | 63.36 | 2858019.6346 | 5913128.372
N39 | ST STOU Demand | N39 | 52.36 |  | 44198.6583 | 64742.641 | 778202.4086 |  |  | 863208.5272 | 1169126.9062 |  | 52.36 | 887143.7079 | 2032335.4334 |  | 31.04%
Inter-Distributor Transfer Tariff Class | [12 empty] | 5 | 936091.3782 | 2185429.5511
Unmetered Tariff Class | [12 empty] | 290.25 | 144110.5974 | 0
SL | Streetlighting | GS | 0 | 109806.914 | [8 empty] | 0 | 109806.914 | 0 |  | 76.2%
TL | Traffic Control Signal Lights | GS | 0 | 3590.7797 | [8 empty] | 0 | 3590.7797 | 0 |  | 2.492%
N99 | Unmetered Supply | GS | 290.25 |  |  |  |  | 25462.7473 |  |  |  |  | 290.25 | 25462.7473 | 0 |  | 17.67%
NW | Nightwatch | GS | 0 | 5250.1563 | [8 empty] | 0 | 5250.1563 | 0 |  | 3.643%
[13 empty] | 1385162.53 | 16522369.0974 | 25534711.8793
Note on E16: CPI for use in FY21 = 116.2 / 114.1 = 1.840490797546

## FY22
TSS Principles Model
Inputs
Key |  |  | Import
Input
Calc.
Year |  |  | FY22
CPI |  | % | 2.425%
Revenue Allowance |  | $ | 843466504.9399
Revenue from LRMC |  | $ | 149527245.8842
Residual Costs |  | $ | 693939259.0557
Residual Costs to CRNP |  | $ | 22404659.3391
Residual Costs to Non-CRNP |  | $ | 671534599.7167
1 | 2 | 3 | 4 | 5 | 6 | 7 | 8 | 9 | 10 | 11 | 12 | 13 | 14 | 15 | 16 | 17 | 18 | 24 | 25 | 26 | 27 | 28 | 29 | 30 | 31 | 32 | 33 | 34 | 35 | 36 | 37 | 38 | 39 | 40 | 41 | 42 | 43 | 44 | 45 | 46 | 47 | 48 | 49
Residual Costs | [8 empty] | Volumes |  |  |  | Prices
Residual Type |  | Allocation % | Target Residual Cost to Tariff Type | Fixed | Energy | Demand | Target Residual Cost to Charging Parameter |  | Fixed | Energy | Demand |  | Fixed | Energy | Demand
Residential |  | 48.52% | 325857668.1891 | 325857668.1891 | 0 | 0 | 325857668.1891 |  | 983207.19 | 5155255.6612 | 5268964.2011 |  | 331.4232 | 0 | 0
CL |  | 3.805% | 25551528.3148 | 25551528.3148 | 0 | 0 | 25551528.3148 |  | 336599.19 | 671926.2418 | 0 |  | 75.9108 | 0 | 0
GS |  | 11.53% | 77406398.0659 | 77406398.0659 | 0 | 0 | 77406398.0659 |  | 79902.6067 | 1807631.491 | 1495563.0063 |  | 968.7594 | 0 | 0
N19 |  | 25.91% | 174017771.0909 | 174017771.0909 | 0 | 0 | 174017771.0909 |  | 6191.3833 | 4008975.5975 | 11234534.428 |  | 28106.4443 | 0 | 0
N29 |  | 6.086% | 40866723.0994 | 40866723.0994 | 0 | 0 | 40866723.0994 |  | 246.65 | 1194157.1518 | 2506974.9384 |  | 165687.0995 | 0 | 0
N39 |  | 4.145% | 27834510.9566 | 27834510.9566 | 0 | 0 | 27834510.9566 |  | 55.26 | 1103383.3006 | 2079345.5785 |  | 503700.8859 | 0 | 0
CRNP |  |  | 22404659.3391 | 22404659.3391 | 0 | 0 | 22404659.3391 |  | 20 | 3168303.7256 | 6899083.1338
|  |  | 693939259.0557 | 693939259.0557 | 0 | 0 | 693939259.0557 |  | 1406222.28 | 17109633.1695 | 29484465.286
Target Tariffs | [17 empty] | 27: Forecast Tariffs
Code | Name | Residual Type | Fixed ($pa) | Single and ToU Consumption (c/kWh) |  |  |  | Step Consumption (c/kWh) |  | Demand ($/kVA kW /mth) |  |  | Fixed | Energy | Demand | Target Tariff Revenue | CRNP |  |  |  | Code | Name | Residual Type | Fixed ($pa) | Single and ToU Consumption (c/kWh) |  |  |  | Step Consumption (c/kWh) |  | Demand ($/kVA kW /mth) |  |  | Fixed | Energy | Demand | Actual Tariff Revenue | CRNP |  | Variance from Target | Fixed | Energy | Demand
|  |  |  | Non-TOU | High Peak / Peak | Low Peak / Shoulder | Off-peak | Step 1 | Step 2 | High Season | Low Season | [6 empty] | 31: Non-TOU; 32: High Peak / Peak; 33: Low Peak / Shoulder; 34: Off-peak; 35: Step 1; 36: Step 2; 37: High Season; 38: Low Season
Small LV Tariff Class | [12 empty] | 428528706.173 | 63190966.2132 | 18405359.3019 | 510125031.6881 | 0 | 27: Small LV Tariff Class; 40: 168585812.3178; 41: 409874674.5543; 42: 9502921.8835; 43: 587963408.7556; 44: 0; 46: 77838377.0675; 47: -259942893.8552; 48: 346683708.3411; 49: -8902437.4183
N70 | Residential Flat | Residential | 331.4232 |  |  |  |  | 1.0869 |  |  |  |  | 283394704.3568 | 48570110.6118 | 0 | 331964814.9686 | 0 | 27: N70; 28: Residential Flat; 29: Residential; 30: 148.482; 35: 6.1867; 40: 126964597.3362; 41: 276461401.8543; 42: 0; 43: 403425999.1905; 44: 0; 46: 71461184.2219; 47: -156430107.0206; 48: 227891291.2425; 49: 0
N705 | Residential TOU (Interval data) | Residential | 331.4232 |  | 4.9161 | 0.47774 | 0 | [5 empty] | 12925.5046 | 3355.7259 | 0 | 16281.2305 | 0 |  |  |  | N705 | Residential TOU (Interval data) | Residential | 155.563 |  | 11.6398 | 7.3065 | 6.8401 | [5 empty] | 6066.957 | 25985.0954 | 0 | 32052.0524 | 0 |  | 15770.8219 | -6858.5476 | 22629.3695 | 0
N706 | Residential TOU (Basic data) | Residential | 331.4232 |  | 4.9161 | 0.47774 | 0 | [5 empty] | 331.4232 | 305.9638 | 0 | 637.387 | 0 |  |  |  | N706 | Residential TOU (Basic data) | Residential | 155.563 |  | 11.6398 | 7.3065 | 6.8401 | [5 empty] | 155.563 | 1981.5984 | 0 | 2137.1614 | 0 |  | 1499.7744 | -175.8602 | 1675.6346 | 0
N50 | Control load 1 | CL | 75.9108 | 0 | [8 empty] | 17691715.82 | 0 | 0 | 17691715.82 | 0 | 27: N50; 28: Control load 1; 29: CL; 30: 13.578; 31: 1.0361; 40: 3164477.0029; 41: 4632461.2126; 42: 0; 43: 7796938.2155; 44: 0; 46: -9894777.6045; 47: -14527238.8171; 48: 4632461.2126; 49: 0
N54 | Control load 2 | CL | 75.9108 | 0.054241 | [8 empty] | 7859812.4948 | 121945.4034 | 0 | 7981757.8982 | 0 | 27: N54; 28: Control load 2; 29: CL; 30: 13.578; 31: 2.6977; 40: 1405866.7989; 41: 6064986.2181; 42: 0; 43: 7470853.017; 44: 0; 46: -510904.8812; 47: -6453945.6959; 48: 5943040.8147; 49: 0
NC1 | Residential / CL1 | Residential | 331.4232 | 0 |  |  |  | 1.0869 |  |  |  |  | 2517159.1655 | 408532.1424 | 0 | 2925691.3079 | 0 | 27: NC1; 28: Residential / CL1; 29: Residential; 30: 162.06; 31: 1.0361; 35: 6.1867; 40: 1230845.7; 41: 2492778.2665; 42: 0; 43: 3723623.9665; 44: 0; 46: 797932.6586; 47: -1286313.4655; 48: 2084246.1241; 49: 0
NC2 | Residential / CL2 | Residential | 331.4232 | 0.054241 |  |  |  | 1.0869 |  |  |  |  | 858386.0749 | 145886.2057 | 0 | 1004272.2806 | 0 | 27: NC2; 28: Residential / CL2; 29: Residential; 30: 162.06; 31: 2.6977; 35: 6.1867; 40: 419735.4; 41: 978411.2443; 42: 0; 43: 1398146.6443; 44: 0; 46: 393874.3637; 47: -438650.6749; 48: 832525.0385; 49: 0
N90 | General Supply Block | GS | 968.7594 |  |  |  |  | 1.0869 | 1.0869 |  |  |  | 64478624.1024 | 13702725.301 | 0 | 78181349.4034 | 0 | 27: N90; 28: General Supply Block; 29: GS; 30: 212.5395; 35: 6.1317; 36: 7.1279; 40: 14146190.5802; 41: 78471800.238; 42: 0; 43: 92617990.8182; 44: 0; 46: 14436641.4147; 47: -50332433.5223; 48: 64769074.937; 49: 0
NC3 | General Supply / CL1 | GS | 968.7594 | 0 |  |  |  | 1.0869 | 1.0869 |  |  |  | 31252.1769 | 5673.4393 | 0 | 36925.6162 | 0 |  |  |  | NC3 | General Supply / CL1 | GS | 226.1175 | 1.0361 |  |  |  | 6.1317 | 7.1279 |  |  |  | 7294.5505 | 32582.4016 | 0 | 39876.9522 | 0 |  | 2951.3359 | -23957.6264 | 26908.9623 | 0
NC4 | General Supply / CL2 | GS | 968.7594 | 0.054241 |  |  |  | 1.0869 | 1.0869 |  |  |  | 8447.5816 | 858.3076 | 0 | 9305.8892 | 0 |  |  |  | NC4 | General Supply / CL2 | GS | 226.1175 | 2.6977 |  |  |  | 6.1317 | 7.1279 |  |  |  | 1971.7446 | 5437.8499 | 0 | 7409.5945 | 0 |  | -1896.2947 | -6475.837 | 4579.5423 | 0
N84 | GS TOU (Basic data) | GS | 968.7594 |  | 4.9161 | 0.47774 | 0 | [5 empty] | 100428.0536 | 106574.7726 | 0 | 207002.8263 | 0 |  |  |  | N84 | GS TOU (Basic data) | GS | 222.796 |  | 10.5862 | 6.2529 | 5.7865 | [5 empty] | 23096.5187 | 567356.4699 | 0 | 590452.9886 | 0 |  | 383450.1623 | -77331.5349 | 460781.6973 | 0
N845 | GS TOU (Interval data) | GS | 968.7594 |  | 4.9161 | 0.47774 | 0 | [5 empty] | -645.8396 | -4391.3317 | 0 | -5037.1713 | 0 |  |  |  | N845 | GS TOU (Interval data) | GS | 222.796 |  | 10.5862 | 6.2529 | 5.7865 | [5 empty] | -148.5307 | -25302.1097 | 0 | -25450.6404 | 0 |  | -20413.4691 | 497.3089 | -20910.778 | 0
N71 | Residential STOU | Residential | 331.4232 |  | 12.9417 | 3.9127 | 0 | [5 empty] | 391097.0459 | 82463.2763 | 0 | 473560.3222 | 0 |  |  |  | N71 | Residential STOU | Residential | 155.563 |  | 17.0353 | 8.22 | 4.4 | [5 empty] | 183572.6367 | 350159.7536 | 0 | 533732.3903 | 0 |  | 60172.0681 | -207524.4092 | 267696.4773 | 0
N72 | Residential Demand | Residential | 331.4232 |  |  |  |  | 0 |  | 4.2652 | 1.306 |  | 203281.7308 | 0 | 64504.1601 | 267785.8909 | 0 |  |  |  | N72 | Residential Demand | Residential | 155.563 |  |  |  |  | 2.6313 |  | 4.3643 | 1.475 |  | 95416.1217 | 83993.9596 | 68505.3197 | 247915.401 | 0 |  | -19870.4899 | -107865.6092 | 83993.9596 | 4001.1596
N73 | Residential Transitional Demand | Residential | 331.4232 |  |  |  |  | 0 |  | 4.2652 | 1.306 |  | 38479782.8873 | 0 | 11898281.1892 | 50378064.0765 | 0 |  |  |  | N73 | Residential Transitional Demand | Residential | 155.563 |  |  |  |  | 4.1477 |  | 1.92 | 0.6489 |  | 18061591.8163 | 25047308.2912 | 5571650.3643 | 48680550.4718 | 0 |  | -1697513.6047 | -20418191.071 | 25047308.2912 | -6326630.8249
N91 | GS STOU | GS | 968.7594 |  | 12.9417 | 3.9127 | 0 | [5 empty] | 206568.5583 | 46926.395 | 0 | 253494.9533 | 0 |  |  |  | N91 | GS STOU | GS | 222.796 |  | 17.4207 | 8.6054 | 4.7854 | [5 empty] | 47506.7911 | 256873.6423 | 0 | 304380.4333 | 0 |  | 50885.4801 | -159061.7672 | 209947.2472 | 0
N92 | GS Demand | GS | 968.7594 |  |  |  |  | 0 |  | 5.8654 | 1.7952 |  | 5530879.6863 | 0 | 2031249.4743 | 7562129.1606 | 0 |  |  |  | N92 | GS Demand | GS | 222.796 |  |  |  |  | 2.8493 |  | 5.9265 | 1.9527 |  | 1271995.835 | 3323299.5029 | 2072564.0874 | 6667859.4254 | 0 |  | -894269.7352 | -4258883.8512 | 3323299.5029 | 41314.6131
N93 | GS Transitional Demand | GS | 968.7594 |  |  |  |  | 0 |  | 5.8654 | 1.7952 |  | 6763955.3496 | 0 | 4411324.4783 | 11175279.8279 | 0 |  |  |  | N93 | GS Transitional Demand | GS | 222.796 |  |  |  |  | 4.0596 |  | 2.349 | 0.774 |  | 1555579.4957 | 11103159.0654 | 1790202.1121 | 14448940.6731 | 0 |  | 3273660.8453 | -5208375.8539 | 11103159.0654 | -2621122.3662
Large LV Tariff Class | [12 empty] | 174017771.0909 | 9439577.238 | 51573478.69 | 235030827.0189 | 0 | 27: Large LV Tariff Class; 40: 56292985.9742; 41: 41538252.0616; 42: 79787313.1907; 43: 177618551.2264; 44: 0; 46: -57412275.7925; 47: -117724785.1168; 48: 32098674.8236; 49: 28213834.5006
N19 | LV STOU Demand | N19 | 28106.4443 |  | 2.0539 | 1.4489 | 0 |  |  | 5.4168 | 3.8689 |  | 173816810.0139 | 9420247.9037 | 51573478.69 | 234810536.6076 | 0 |  |  |  | N19 | LV STOU Demand | N19 | 9092.15 |  | 2.8511 | 2.2461 | 0.7972 |  |  | 7.9086 | 6.3973 |  | 56227977.1017 | 41362478.3113 | 79787313.1907 | 177377768.6037 | 0 |  | -57432768.0039 | -117588832.9122 | 31942230.4077 | 28213834.5006
N89 | LV STOU Transitional | N19 | 28106.4443 |  | 10.2714 | 7.2464 | 0 | [5 empty] | 200961.0771 | 19329.3343 | 0 | 220290.4114 | 0 |  |  |  | N89 | LV STOU Transitional | N19 | 9092.15 |  | 17.1693 | 14.216 | 7.1411 | [5 empty] | 65008.8725 | 175773.7503 | 0 | 240782.6228 | 0 |  | 20492.2114 | -135952.2046 | 156444.416 | 0
HV Demand Tariff Class | [12 empty] | 44066576.707 | 287819.7546 | 1255401.4607 | 45609797.9222 | 3536799.6418 | 27: HV Demand Tariff Class; 40: 6109826.98; 41: 3624351.1046; 42: 22254476.7047; 43: 31988654.7893; 44: 4806515.4868; 46: -13621143.1329; 47: -37956749.727; 48: 3336531.35; 49: 20999075.244
N29 | HV STOU Demand | N29 | 165687.0995 |  | 0.17837 | 0.12517 | 0 |  |  | 0.46939 | 0.33588 |  | 40866723.0994 | 221433.6929 | 984841.4881 | 42072998.2804 | 0 |  |  |  | N29 | HV STOU Demand | N29 | 15651.2 |  | 0.4578 | 0.4046 | 0.2794 |  |  | 7.9583 | 7.8279 |  | 3860368.48 | 3557951.9805 | 19763818.8421 | 27182139.3026 | 0 |  | -14890858.9778 | -37006354.6194 | 3336518.2876 | 18778977.354
ST Demand Tariff Class | [12 empty] | 35252082.6885 | 597953.734 | 2208546.6744 | 38058583.097 | 9143767.0941 | 27: ST Demand Tariff Class; 40: 7140622.02; 41: 3893067.2726; 42: 18936418.5681; 43: 29970107.8607; 44: 11187989.2134; 46: -8088475.2362; 47: -28111460.6685; 48: 3295113.5386; 49: 16727871.8937
N39 | ST STOU Demand | N39 | 503700.8859 |  | 0.16585 | 0.11683 | 0 |  |  | 0.4381 | 0.31293 |  | 26827109.1847 | 151681.3257 | 757441.3508 | 27736231.8612 | 0 |  |  |  | N39 | ST STOU Demand | N39 | 24564.5 |  | 0.3169 | 0.2678 | 0.151 |  |  | 6.8277 | 6.7055 |  | 1308305.27 | 1512455.9546 | 14047268.9087 | 16868030.1333 | 0 |  | -10868201.7279 | -25518803.9147 | 1360774.6289 | 13289827.5579
Inter-Distributor Transfer Tariff Class | [12 empty] | 11787233.9996 | 187050.951 | 815361.5952 | 12789646.5457 | 12789646.5457 | 27: Inter-Distributor Transfer Tariff Class; 40: 5811705.2; 41: 187052.3344; 42: 1308761.2753; 43: 7307518.8097; 44: 7307518.8097; 46: -5482127.736; 47: -5975528.7996; 48: 1.3834; 49: 493399.6801
Unmetered Tariff Class | [12 empty] | 286888.3968 | 1565730.2712 | 0 | 1852618.668 | 0 | 27: Unmetered Tariff Class; 40: 0; 41: 8618263.4981; 42: 0; 43: 8618263.4981; 44: 0; 46: 6765644.8301; 47: -286888.3968; 48: 7052533.2268; 49: 0
SL | Streetlighting | GS | 968.7594 | 1.0869 | [8 empty] | 0 | 1197200.2907 | 0 | 1197200.2907 | 0 | 27: SL; 28: Streetlighting; 29: GS; 30: 0; 31: 5.9356; 40: 0; 41: 6537892.8111; 42: 0; 43: 6537892.8111; 44: 0; 46: 5340692.5204; 47: 0; 48: 5340692.5204; 49: 0
TL | Traffic Control Signal Lights | GS | 968.7594 | 1.0869 | [8 empty] | 0 | 38261.4538 | 0 | 38261.4538 | 0 | 27: TL; 28: Traffic Control Signal Lights; 29: GS; 30: 0; 31: 6.3178; 40: 0; 41: 222399.444; 42: 0; 43: 222399.444; 44: 0; 46: 184137.9902; 47: 0; 48: 184137.9902; 49: 0
N99 | Unmetered Supply | GS | 968.7594 |  |  |  |  | 1.0869 |  |  |  |  | 286888.3968 | 274075.3926 | 0 | 560963.7894 | 0 | 27: N99; 28: Unmetered Supply; 29: GS; 30: 0; 35: 6.3178; 40: 0; 41: 1593097.2014; 42: 0; 43: 1593097.2014; 44: 0; 46: 1032133.412; 47: -286888.3968; 48: 1319021.8088; 49: 0
NW | Nightwatch | GS | 968.7594 | 1.0869 | [8 empty] | 0 | 56193.1341 | 0 | 56193.1341 | 0 | 27: NW; 28: Nightwatch; 29: GS; 30: 0; 31: 5.1233; 40: 0; 41: 264874.0416; 42: 0; 43: 264874.0416; 44: 0; 46: 208680.9075; 47: 0; 48: 208680.9075; 49: 0
[13 empty] | 693939259.0557 | 75269098.162 | 74258147.7222 | 843466504.9399 | 25470213.2817 | 40: 243940952.492; 41: 467735660.8256; 42: 131789891.6223; 43: 843466504.9399; 44: 23302023.5099; 46: 0; 47: -449998306.5638; 48: 392466562.6636; 49: 57531743.9002
Target Residual Cost Tariffs | [17 empty] | 27: Forecast Residual Cost Tariffs
Code | Name | Residual Type | Fixed ($pa) | Single and ToU Consumption (c/kWh) |  |  |  | Step Consumption (c/kWh) |  | Demand ($/kVA kW /mth) |  |  | Fixed | Energy | Demand | Target Residual Cost | CRNP | 27: Code; 28: Name; 29: Residual Type; 30: Fixed ($pa); 31: Single and ToU Consumption (c/kWh); 35: Step Consumption (c/kWh); 37: Demand ($/kVA kW /mth); 40: Fixed; 41: Energy; 42: Demand; 43: Actual Residual Cost; 44: CRNP
|  |  |  | Non-TOU | High Peak / Peak | Low Peak / Shoulder | Off-peak | Step 1 | Step 2 | High Season | Low Season | [6 empty] | 31: Non-TOU; 32: High Peak / Peak; 33: Low Peak / Shoulder; 34: Off-peak; 35: Step 1; 36: Step 2; 37: High Season; 38: Low Season
Small LV Tariff Class | [12 empty] | 428528706.173 | 0 | 0 | 428528706.173 | 0 | 27: Small LV Tariff Class; 40: 168585812.3178; 41: 346683708.3411; 42: -8902437.4183; 43: 506367083.2405; 44: 0
N70 | Residential Flat | Residential | 331.4232 |  |  |  |  | 0 |  |  |  |  | 283394704.3568 | 0 | 0 | 283394704.3568 | 0 | 27: N70; 28: Residential Flat; 29: Residential; 30: 148.482; 35: 5.0998; 40: 126964597.3362; 41: 227891291.2425; 42: 0; 43: 354855888.5787; 44: 0
N705 | Residential TOU (Interval data) | Residential | 331.4232 |  | 0 | 0 | 0 | [5 empty] | 12925.5046 | 0 | 0 | 12925.5046 | 0 | 27: N705; 28: Residential TOU (Interval data); 29: Residential; 30: 155.563; 32: 6.7237; 33: 6.8288; 34: 6.8401; 40: 6066.957; 41: 22629.3695; 42: 0; 43: 28696.3265; 44: 0
N706 | Residential TOU (Basic data) | Residential | 331.4232 |  | 0 | 0 | 0 | [5 empty] | 331.4232 | 0 | 0 | 331.4232 | 0 | 27: N706; 28: Residential TOU (Basic data); 29: Residential; 30: 155.563; 32: 6.7237; 33: 6.8288; 34: 6.8401; 40: 155.563; 41: 1675.6346; 42: 0; 43: 1831.1976; 44: 0
N50 | Control load 1 | CL | 75.9108 | 0 | [8 empty] | 17691715.82 | 0 | 0 | 17691715.82 | 0 | 27: N50; 28: Control load 1; 29: CL; 30: 13.578; 31: 1.0361; 40: 3164477.0029; 41: 4632461.2126; 42: 0; 43: 7796938.2155; 44: 0
N54 | Control load 2 | CL | 75.9108 | 0 | [8 empty] | 7859812.4948 | 0 | 0 | 7859812.4948 | 0 | 27: N54; 28: Control load 2; 29: CL; 30: 13.578; 31: 2.6435; 40: 1405866.7989; 41: 5943040.8147; 42: 0; 43: 7348907.6136; 44: 0
NC1 | Residential / CL1 | Residential | 331.4232 | 0 |  |  |  | 0 |  |  |  |  | 2517159.1655 | 0 | 0 | 2517159.1655 | 0 | 27: NC1; 28: Residential / CL1; 29: Residential; 30: 162.06; 31: 1.0361; 35: 5.0998; 40: 1230845.7; 41: 2084246.1241; 42: 0; 43: 3315091.8241; 44: 0
NC2 | Residential / CL2 | Residential | 331.4232 | 0 |  |  |  | 0 |  |  |  |  | 858386.0749 | 0 | 0 | 858386.0749 | 0 | 27: NC2; 28: Residential / CL2; 29: Residential; 30: 162.06; 31: 2.6435; 35: 5.0998; 40: 419735.4; 41: 832525.0385; 42: 0; 43: 1252260.4385; 44: 0
N90 | General Supply Block | GS | 968.7594 |  |  |  |  | 0 | 0 |  |  |  | 64478624.1024 | 0 | 0 | 64478624.1024 | 0 | 27: N90; 28: General Supply Block; 29: GS; 30: 212.5395; 35: 5.0448; 36: 6.041; 40: 14146190.5802; 41: 64769074.937; 42: 0; 43: 78915265.5172; 44: 0
NC3 | General Supply / CL1 | GS | 968.7594 | 0 |  |  |  | 0 | 0 |  |  |  | 31252.1769 | 0 | 0 | 31252.1769 | 0 | 27: NC3; 28: General Supply / CL1; 29: GS; 30: 226.1175; 31: 1.0361; 35: 5.0448; 36: 6.041; 40: 7294.5505; 41: 26908.9623; 42: 0; 43: 34203.5129; 44: 0
NC4 | General Supply / CL2 | GS | 968.7594 | 0 |  |  |  | 0 | 0 |  |  |  | 8447.5816 | 0 | 0 | 8447.5816 | 0 | 27: NC4; 28: General Supply / CL2; 29: GS; 30: 226.1175; 31: 2.6435; 35: 5.0448; 36: 6.041; 40: 1971.7446; 41: 4579.5423; 42: 0; 43: 6551.2869; 44: 0
N84 | GS TOU (Basic data) | GS | 968.7594 |  | 0 | 0 | 0 | [5 empty] | 100428.0536 | 0 | 0 | 100428.0536 | 0 | 27: N84; 28: GS TOU (Basic data); 29: GS; 30: 222.796; 32: 5.6701; 33: 5.7752; 34: 5.7865; 40: 23096.5187; 41: 460781.6973; 42: 0; 43: 483878.2159; 44: 0
N845 | GS TOU (Interval data) | GS | 968.7594 |  | 0 | 0 | 0 | [5 empty] | -645.8396 | 0 | 0 | -645.8396 | 0 | 27: N845; 28: GS TOU (Interval data); 29: GS; 30: 222.796; 32: 5.6701; 33: 5.7752; 34: 5.7865; 40: -148.5307; 41: -20910.778; 42: 0; 43: -21059.3086; 44: 0
N71 | Residential STOU | Residential | 331.4232 |  | 0 | 0 | 0 | [5 empty] | 391097.0459 | 0 | 0 | 391097.0459 | 0 | 27: N71; 28: Residential STOU; 29: Residential; 30: 155.563; 32: 4.0936; 33: 4.3073; 34: 4.4; 40: 183572.6367; 41: 267696.4773; 42: 0; 43: 451269.114; 44: 0
N72 | Residential Demand | Residential | 331.4232 |  |  |  |  | 0 |  | 0 | 0 |  | 203281.7308 | 0 | 0 | 203281.7308 | 0 | 27: N72; 28: Residential Demand; 29: Residential; 30: 155.563; 35: 2.6313; 37: 0.099064; 38: 0.16904; 40: 95416.1217; 41: 83993.9596; 42: 4001.1596; 43: 183411.2409; 44: 0
N73 | Residential Transitional Demand | Residential | 331.4232 |  |  |  |  | 0 |  | 0 | 0 |  | 38479782.8873 | 0 | 0 | 38479782.8873 | 0 | 27: N73; 28: Residential Transitional Demand; 29: Residential; 30: 155.563; 35: 4.1477; 37: -2.3452; 38: -0.65706; 40: 18061591.8163; 41: 25047308.2912; 42: -6326630.8249; 43: 36782269.2826; 44: 0
N91 | GS STOU | GS | 968.7594 |  | 0 | 0 | 0 | [5 empty] | 206568.5583 | 0 | 0 | 206568.5583 | 0 | 27: N91; 28: GS STOU; 29: GS; 30: 222.796; 32: 4.479; 33: 4.6927; 34: 4.7854; 40: 47506.7911; 41: 209947.2472; 42: 0; 43: 257454.0383; 44: 0
N92 | GS Demand | GS | 968.7594 |  |  |  |  | 0 |  | 0 | 0 |  | 5530879.6863 | 0 | 0 | 5530879.6863 | 0 | 27: N92; 28: GS Demand; 29: GS; 30: 222.796; 35: 2.8493; 37: 0.061149; 38: 0.15752; 40: 1271995.835; 41: 3323299.5029; 42: 41314.6131; 43: 4636609.9511; 44: 0
N93 | GS Transitional Demand | GS | 968.7594 |  |  |  |  | 0 |  | 0 | 0 |  | 6763955.3496 | 0 | 0 | 6763955.3496 | 0 | 27: N93; 28: GS Transitional Demand; 29: GS; 30: 222.796; 35: 4.0596; 37: -3.5164; 38: -1.0212; 40: 1555579.4957; 41: 11103159.0654; 42: -2621122.3662; 43: 10037616.1948; 44: 0
Large LV Tariff Class | [12 empty] | 174017771.0909 | 0 | 0 | 174017771.0909 | 0 | 27: Large LV Tariff Class; 40: 56292985.9742; 41: 32098674.8236; 42: 28213834.5006; 43: 116605495.2984; 44: 0
N19 | LV STOU Demand | N19 | 28106.4443 |  | 0 | 0 | 0 |  |  | 0 | 0 |  | 173816810.0139 | 0 | 0 | 173816810.0139 | 0 | 27: N19; 28: LV STOU Demand; 29: N19; 30: 9092.15; 32: 0.79724; 33: 0.79723; 34: 0.7972; 37: 2.4918; 38: 2.5284; 40: 56227977.1017; 41: 31942230.4077; 42: 28213834.5006; 43: 116384042.01; 44: 0
N89 | LV STOU Transitional | N19 | 28106.4443 |  | 0 | 0 | 0 | [5 empty] | 200961.0771 | 0 | 0 | 200961.0771 | 0 | 27: N89; 28: LV STOU Transitional; 29: N19; 30: 9092.15; 32: 6.8979; 33: 6.9696; 34: 7.1411; 40: 65008.8725; 41: 156444.416; 42: 0; 43: 221453.2885; 44: 0
HV Demand Tariff Class | [12 empty] | 44066576.707 | 0 | 0 | 44066576.707 | 3199853.6076 | 27: HV Demand Tariff Class; 40: 6109826.98; 41: 3336531.35; 42: 20999075.244; 43: 30445433.5741; 44: 4469569.4525
N29 | HV STOU Demand | N29 | 165687.0995 |  | 0 | 0 | 0 |  |  | 0 | 0 |  | 40866723.0994 | 0 | 0 | 40866723.0994 | 0 | 27: N29; 28: HV STOU Demand; 29: N29; 30: 15651.2; 32: 0.27943; 33: 0.27943; 34: 0.2794; 37: 7.4889; 38: 7.492; 40: 3860368.48; 41: 3336518.2876; 42: 18778977.354; 43: 25975864.1216; 44: 0
ST Demand Tariff Class | [12 empty] | 35252082.6885 | 0 | 0 | 35252082.6885 | 7417571.732 | 27: ST Demand Tariff Class; 40: 7140622.02; 41: 3295113.5386; 42: 16727871.8937; 43: 27163607.4523; 44: 9461793.8512
N39 | ST STOU Demand | N39 | 503700.8859 |  | 0 | 0 | 0 |  |  | 0 | 0 |  | 26827109.1847 | 0 | 0 | 26827109.1847 | 0 | 27: N39; 28: ST STOU Demand; 29: N39; 30: 24564.5; 32: 0.15105; 33: 0.15097; 34: 0.151; 37: 6.3896; 38: 6.3926; 40: 1308305.27; 41: 1360774.6289; 42: 13289827.5579; 43: 15958907.4568; 44: 0
Inter-Distributor Transfer Tariff Class | [12 empty] | 11787233.9996 | 0 | 0 | 11787233.9996 | 11787233.9996 | 27: Inter-Distributor Transfer Tariff Class; 40: 5811705.2; 41: 1.3834; 42: 493399.6801; 43: 6305106.2635; 44: 6305106.2635
Unmetered Tariff Class | [12 empty] | 286888.3968 | 0 | 0 | 286888.3968 | 0 | 27: Unmetered Tariff Class; 40: 0; 41: 7052533.2268; 42: 0; 43: 7052533.2268; 44: 0
SL | Streetlighting | GS | 968.7594 | 0 | [8 empty] | 0 | 0 | 0 | 0 | 0 | 27: SL; 28: Streetlighting; 29: GS; 30: 0; 31: 4.8487; 40: 0; 41: 5340692.5204; 42: 0; 43: 5340692.5204; 44: 0
TL | Traffic Control Signal Lights | GS | 968.7594 | 0 | [8 empty] | 0 | 0 | 0 | 0 | 0 | 27: TL; 28: Traffic Control Signal Lights; 29: GS; 30: 0; 31: 5.2309; 40: 0; 41: 184137.9902; 42: 0; 43: 184137.9902; 44: 0
N99 | Unmetered Supply | GS | 968.7594 |  |  |  |  | 0 |  |  |  |  | 286888.3968 | 0 | 0 | 286888.3968 | 0 | 27: N99; 28: Unmetered Supply; 29: GS; 30: 0; 35: 5.2309; 40: 0; 41: 1319021.8088; 42: 0; 43: 1319021.8088; 44: 0
NW | Nightwatch | GS | 968.7594 | 0 | [8 empty] | 0 | 0 | 0 | 0 | 0 | 27: NW; 28: Nightwatch; 29: GS; 30: 0; 31: 4.0364; 40: 0; 41: 208680.9075; 42: 0; 43: 208680.9075; 44: 0
[13 empty] | 693939259.0557 | 0 | 0 | 693939259.0557 | 22404659.3391 | 40: 243940952.492; 41: 392466562.6636; 42: 57531743.9002; 43: 693939259.0557; 44: 20236469.5672
LRMC Tariffs
Code | Name | Residual Type | Fixed ($pa) | Single and ToU Consumption (c/kWh) |  |  |  | Step Consumption (c/kWh) |  | Demand ($/kVA kW /mth) |  |  | Fixed | Energy | Demand | Total LRMC | CRNP
|  |  |  | Non-TOU | High Peak / Peak | Low Peak / Shoulder | Off-peak | Step 1 | Step 2 | High Season | Low Season
Small LV Tariff Class | [12 empty] | 0 | 63190966.2132 | 18405359.3019 | 81596325.5151 | 0
N70 | Residential Flat | Residential | 0 |  |  |  |  | 1.0869 |  |  |  |  | 0 | 48570110.6118 | 0 | 48570110.6118 | 0
N705 | Residential TOU (Interval data) | Residential | 0 |  | 4.9161 | 0.47774 | 0 | [5 empty] | 0 | 3355.7259 | 0 | 3355.7259 | 0
N706 | Residential TOU (Basic data) | Residential | 0 |  | 4.9161 | 0.47774 | 0 | [5 empty] | 0 | 305.9638 | 0 | 305.9638 | 0
N50 | Control load 1 | CL | 0 | 0 | [8 empty] | 0 | 0 | 0 | 0 | 0
N54 | Control load 2 | CL | 0 | 0.054241 | [8 empty] | 0 | 121945.4034 | 0 | 121945.4034 | 0
NC1 | Residential / CL1 | Residential | 0 | 0 |  |  |  | 1.0869 |  |  |  |  | 0 | 408532.1424 | 0 | 408532.1424 | 0
NC2 | Residential / CL2 | Residential | 0 | 0.054241 |  |  |  | 1.0869 |  |  |  |  | 0 | 145886.2057 | 0 | 145886.2057 | 0
N90 | General Supply Block | GS | 0 |  |  |  |  | 1.0869 | 1.0869 |  |  |  | 0 | 13702725.301 | 0 | 13702725.301 | 0
NC3 | General Supply / CL1 | GS | 0 | 0 |  |  |  | 1.0869 | 1.0869 |  |  |  | 0 | 5673.4393 | 0 | 5673.4393 | 0
NC4 | General Supply / CL2 | GS | 0 | 0.054241 |  |  |  | 1.0869 | 1.0869 |  |  |  | 0 | 858.3076 | 0 | 858.3076 | 0
N84 | GS TOU (Basic data) | GS | 0 |  | 4.9161 | 0.47774 | 0 | [5 empty] | 0 | 106574.7726 | 0 | 106574.7726 | 0
N845 | GS TOU (Interval data) | GS | 0 |  | 4.9161 | 0.47774 | 0 | [5 empty] | 0 | -4391.3317 | 0 | -4391.3317 | 0
N71 | Residential STOU | Residential | 0 |  | 12.9417 | 3.9127 | 0 | [5 empty] | 0 | 82463.2763 | 0 | 82463.2763 | 0
N72 | Residential Demand | Residential | 0 |  |  |  |  | 0 |  | 4.2652 | 1.306 |  | 0 | 0 | 64504.1601 | 64504.1601 | 0
N73 | Residential Transitional Demand | Residential | 0 |  |  |  |  | 0 |  | 4.2652 | 1.306 |  | 0 | 0 | 11898281.1892 | 11898281.1892 | 0
N91 | GS STOU | GS | 0 |  | 12.9417 | 3.9127 | 0 | [5 empty] | 0 | 46926.395 | 0 | 46926.395 | 0
N92 | GS Demand | GS | 0 |  |  |  |  | 0 |  | 5.8654 | 1.7952 |  | 0 | 0 | 2031249.4743 | 2031249.4743 | 0
N93 | GS Transitional Demand | GS | 0 |  |  |  |  | 0 |  | 5.8654 | 1.7952 |  | 0 | 0 | 4411324.4783 | 4411324.4783 | 0
Large LV Tariff Class | [12 empty] | 0 | 9439577.238 | 51573478.69 | 61013055.928 | 0
N19 | LV STOU Demand | N19 | 0 |  | 2.0539 | 1.4489 | 0 |  |  | 5.4168 | 3.8689 |  | 0 | 9420247.9037 | 51573478.69 | 60993726.5937 | 0
N89 | LV STOU Transitional | N19 | 0 |  | 10.2714 | 7.2464 | 0 | [5 empty] | 0 | 19329.3343 | 0 | 19329.3343 | 0
HV Demand Tariff Class | [12 empty] | 0 | 287819.7546 | 1255401.4607 | 1543221.2152 | 336946.0343
N29 | HV STOU Demand | N29 | 0 |  | 0.17837 | 0.12517 | 0 |  |  | 0.46939 | 0.33588 |  | 0 | 221433.6929 | 984841.4881 | 1206275.181 | 0
ST Demand Tariff Class | [12 empty] | 0 | 597953.734 | 2208546.6744 | 2806500.4084 | 1726195.3622
N39 | ST STOU Demand | N39 | 0 |  | 0.16585 | 0.11683 | 0 |  |  | 0.4381 | 0.31293 |  | 0 | 151681.3257 | 757441.3508 | 909122.6765 | 0
Inter-Distributor Transfer Tariff Class | [12 empty] | 0 | 187050.951 | 815361.5952 | 1002412.5462 | 1002412.5462
Unmetered Tariff Class | [12 empty] | 0 | 1565730.2712 | 0 | 1565730.2712 | 0
SL | Streetlighting | GS | 0 | 1.0869 | [8 empty] | 0 | 1197200.2907 | 0 | 1197200.2907 | 0
TL | Traffic Control Signal Lights | GS | 0 | 1.0869 | [8 empty] | 0 | 38261.4538 | 0 | 38261.4538 | 0
N99 | Unmetered Supply | GS | 0 |  |  |  |  | 1.0869 |  |  |  |  | 0 | 274075.3926 | 0 | 274075.3926 | 0
NW | Nightwatch | GS | 0 | 1.0869 | [8 empty] | 0 | 56193.1341 | 0 | 56193.1341 | 0
[13 empty] | 0 | 75269098.162 | 74258147.7222 | 149527245.8842 | 3065553.9426
Code | Name | Residual Type | Fixed ($pa) | Single and ToU Consumption (c/kWh) |  |  |  | Step Consumption (c/kWh) |  | Demand ($/kVA kW /mth) |  |  | Fixed | Energy | Demand |  | Energy Propn by Class (SA & AC)
|  |  |  | Non-TOU | High Peak / Peak | Low Peak / Shoulder | Off-peak | Step 1 | Step 2 | High Season | Low Season
Small LV Tariff Class | [12 empty] | 1399412.8467 | 7490760.0633 | 6764527.2074
N70 | Residential Flat | Residential | 855084.1 |  |  |  |  | 4468640.8239 |  |  |  |  | 855084.1 | 4468640.8239 | 0 |  | 59.66%
N705 | Residential TOU (Interval data) | Residential | 39 |  | 61.6856 | 67.648 | 202.6625 | [5 empty] | 39 | 331.996 | 0 |  | 0.004432%
N706 | Residential TOU (Basic data) | Residential | 1 |  | 5.6526 | 5.8767 | 13.0739 | [5 empty] | 1 | 24.6032 | 0 |  | 0.0003284%
N50 | Control load 1 | CL | 233059.14 | 447105.6088 | [8 empty] | 233059.14 | 447105.6088 | 0 |  | 5.969%
N54 | Control load 2 | CL | 103540.05 | 224820.6331 | [8 empty] | 103540.05 | 224820.6331 | 0 |  | 3.001%
NC1 | Residential / CL1 | Residential | 7595 | 16157.7567 |  |  |  | 37586.5607 |  |  |  |  | 7595 | 53744.3174 | 0 |  | 0.7175%
NC2 | Residential / CL2 | Residential | 2590 | 6196.2545 |  |  |  | 13112.8855 |  |  |  |  | 2590 | 19309.14 | 0 |  | 0.2578%
N90 | General Supply Block | GS | 66557.9367 |  |  |  |  | 1143340.3728 | 117364.1409 |  |  |  | 66557.9367 | 1260704.5137 | 0 |  | 16.83%
NC3 | General Supply / CL1 | GS | 32.26 | 55.6157 |  |  |  | 521.9787 | 0 |  |  |  | 32.26 | 577.5944 | 0 |  | 0.007711%
NC4 | General Supply / CL2 | GS | 8.72 | 24.9107 |  |  |  | 77.7245 | 0 |  |  |  | 8.72 | 102.6352 | 0 |  | 0.00137%
N84 | GS TOU (Basic data) | GS | 103.6667 |  | 1943.1744 | 2312.0938 | 3751.408 | [5 empty] | 103.6667 | 8006.6763 | 0 |  | 0.1069%
N845 | GS TOU (Interval data) | GS | -0.66667 |  | -79.5124 | -100.9749 | -182.6822 | [5 empty] | -0.66667 | -363.1695 | 0 |  | -0.004848%
N71 | Residential STOU | Residential | 1180.0533 |  | 437.7657 | 659.6208 | 5031.005 | [5 empty] | 1180.0533 | 6128.3915 | 0 |  | 0.08181%
N72 | Residential Demand | Residential | 613.36 |  |  |  |  | 3192.1088 |  | 9598.0271 | 18045.1864 |  | 613.36 | 3192.1088 | 27643.2136 |  | 0.04261%
N73 | Residential Transitional Demand | Residential | 116104.6767 |  |  |  |  | 603884.2802 |  | 1707621.0963 | 3533699.8912 |  | 116104.6767 | 603884.2802 | 5241320.9875 |  | 8.062%
N91 | GS STOU | GS | 213.23 |  | 274.505 | 291.3785 | 3844.6089 | [5 empty] | 213.23 | 4410.4923 | 0 |  | 0.05888%
N92 | GS Demand | GS | 5709.24 |  |  |  |  | 116635.6475 |  | 301910.8109 | 145075.8779 |  | 5709.24 | 116635.6475 | 446986.6887 |  | 1.557%
N93 | GS Transitional Demand | GS | 6982.08 |  |  |  |  | 273503.7705 |  | 621335.8999 | 427240.4177 |  | 6982.08 | 273503.7705 | 1048576.3175 |  | 3.651%
Large LV Tariff Class | [12 empty] | 6191.3833 | 4008975.5975 | 11234534.428
N19 | LV STOU Demand | N19 | 6184.2333 |  | 240118.8245 | 309796.4068 | 3456863.1979 |  |  | 5238288.953 | 5996245.475 |  | 6184.2333 | 4006778.4291 | 11234534.428 |  | 99.95%
N89 | LV STOU Transitional | N19 | 7.15 |  | 76.4714 | 158.3493 | 1962.3477 | [5 empty] | 7.15 | 2197.1684 | 0 |  | 0.05481%
HV Demand Tariff Class | [12 empty] | 252.65 | 1606198.948 | 3199517.2105
N29 | HV STOU Demand | N29 | 246.65 |  | 63380.132 | 86586.8554 | 1044190.1644 |  |  | 1069553.0829 | 1437421.8555 |  | 246.65 | 1194157.1518 | 2506974.9384 |  | 74.35%
ST Demand Tariff Class | [12 empty] | 64.26 | 2906793.079 | 6049905.5093
N39 | ST STOU Demand | N39 | 53.26 |  | 45391.1563 | 65394.6888 | 790387.0223 |  |  | 852840.6902 | 1226504.8883 |  | 53.26 | 901172.8674 | 2079345.5785 |  | 31%
Inter-Distributor Transfer Tariff Class | [12 empty] | 5 | 952852.151 | 2235980.9308
Unmetered Tariff Class | [12 empty] | 296.14 | 144053.3308 | 0
SL | Streetlighting | GS | 0 | 110147.126 | [8 empty] | 0 | 110147.126 | 0 |  | 76.46%
TL | Traffic Control Signal Lights | GS | 0 | 3520.2039 | [8 empty] | 0 | 3520.2039 | 0 |  | 2.444%
N99 | Unmetered Supply | GS | 296.14 |  |  |  |  | 25216.0119 |  |  |  |  | 296.14 | 25216.0119 | 0 |  | 17.5%
NW | Nightwatch | GS | 0 | 5169.9889 | [8 empty] | 0 | 5169.9889 | 0 |  | 3.589%
[13 empty] | 1406222.28 | 17109633.1695 | 29484465.286

## FY23
TSS Principles Model
Inputs
Key |  |  | Import
Input
Calc.
Year |  |  | FY23
CPI |  | % | 2.425%
Revenue Allowance |  | $ | 865470331.9445
Revenue from LRMC |  | $ | 159999080.7086
Residual Costs |  | $ | 705471251.2359
Residual Costs to CRNP |  | $ | 22776983.5057
Residual Costs to Non-CRNP |  | $ | 682694267.7302
1 | 2 | 3 | 4 | 5 | 6 | 7 | 8 | 9 | 10 | 11 | 12 | 13 | 14 | 15 | 16 | 17 | 18 | 24 | 25 | 26 | 27 | 28 | 29 | 30 | 31 | 32 | 33 | 34 | 35 | 36 | 37 | 38 | 39 | 40 | 41 | 42 | 43 | 44 | 45 | 46 | 47 | 48 | 49
Residual Costs | [8 empty] | Volumes |  |  |  | Prices
Residual Type |  | Allocation % | Target Residual Cost to Tariff Type | Fixed | Energy | Demand | Target Residual Cost to Charging Parameter |  | Fixed | Energy | Demand |  | Fixed | Energy | Demand
Residential |  | 48.52% | 331272822.372 | 331272822.372 | 0 | 0 | 331272822.372 |  | 1005996.06 | 5337651.5014 | 8232318.3236 |  | 329.2983 | 0 | 0
CL |  | 3.805% | 25976147.6469 | 25976147.6469 | 0 | 0 | 25976147.6469 |  | 337471.89 | 646902.9392 | 0 |  | 76.9728 | 0 | 0
GS |  | 11.53% | 78692749.8114 | 78692749.8114 | 0 | 0 | 78692749.8114 |  | 80979.8967 | 1801412.8453 | 1918139.8783 |  | 971.7566 | 0 | 0
N19 |  | 25.91% | 176909625.8884 | 176909625.8884 | 0 | 0 | 176909625.8884 |  | 6272.7233 | 4034044.876 | 11435928.0098 |  | 28203.0015 | 0 | 0
N29 |  | 6.086% | 41545852.7567 | 41545852.7567 | 0 | 0 | 41545852.7567 |  | 250.09 | 1202756.2631 | 2554233.97 |  | 166123.6065 | 0 | 0
N39 |  | 4.145% | 28297069.2547 | 28297069.2547 | 0 | 0 | 28297069.2547 |  | 55.97 | 1111847.0997 | 2118543.361 |  | 505575.6522 | 0 | 0
CRNP |  |  | 22776983.5057 | 22776983.5057 | 0 | 0 | 22776983.5057 |  | 20 | 3206628.5379 | 7029137.8795
|  |  | 705471251.2359 | 705471251.2359 | 0 | 0 | 705471251.2359 |  | 1431046.63 | 17341244.0626 | 33288301.4221
Target Tariffs | [17 empty] | 27: Forecast Tariffs
Code | Name | Residual Type | Fixed ($pa) | Single and ToU Consumption (c/kWh) |  |  |  | Step Consumption (c/kWh) |  | Demand ($/kVA kW /mth) |  |  | Fixed | Energy | Demand | Target Tariff Revenue | CRNP |  |  |  | Code | Name | Residual Type | Fixed ($pa) | Single and ToU Consumption (c/kWh) |  |  |  | Step Consumption (c/kWh) |  | Demand ($/kVA kW /mth) |  |  | Fixed | Energy | Demand | Actual Tariff Revenue | CRNP |  | Variance from Target | Fixed | Energy | Demand
|  |  |  | Non-TOU | High Peak / Peak | Low Peak / Shoulder | Off-peak | Step 1 | Step 2 | High Season | Low Season | [6 empty] | 31: Non-TOU; 32: High Peak / Peak; 33: Low Peak / Shoulder; 34: Off-peak; 35: Step 1; 36: Step 2; 37: High Season; 38: Low Season
Small LV Tariff Class | [12 empty] | 435653943.8281 | 61673601.9124 | 27646649.1218 | 524974194.8622 | 0 | 27: Small LV Tariff Class; 40: 180986519.0911; 41: 400609175.3391; 42: 17070641.6986; 43: 598666336.1288; 44: 0; 46: 73692141.2666; 47: -254667424.7369; 48: 338935573.4267; 49: -10576007.4232
N70 | Residential Flat | Residential | 329.2983 |  |  |  |  | 1.1133 |  |  |  |  | 268069619.205 | 47982207.3535 | 0 | 316051826.5584 | 0 | 27: N70; 28: Residential Flat; 29: Residential; 30: 155.8915; 35: 6.0104; 40: 126905517.7537; 41: 259050547.2678; 42: 0; 43: 385956065.0214; 44: 0; 46: 69904238.463; 47: -141164101.4513; 48: 211068339.9143; 49: 0
N705 | Residential TOU (Interval data) | Residential | 329.2983 |  | 5.0353 | 0.48932 | 0 | [5 empty] | 12842.6349 | 3492.7955 | 0 | 16335.4304 | 0 |  |  |  | N705 | Residential TOU (Interval data) | Residential | 159.432 |  | 12.145 | 7.8117 | 7.3453 | [5 empty] | 6217.848 | 28107.8012 | 0 | 34325.6492 | 0 |  | 17990.2189 | -6624.7869 | 24615.0057 | 0
N706 | Residential TOU (Basic data) | Residential | 329.2983 |  | 5.0353 | 0.48932 | 0 | [5 empty] | 329.2983 | 316.9723 | 0 | 646.2707 | 0 |  |  |  | N706 | Residential TOU (Basic data) | Residential | 159.432 |  | 12.145 | 7.8117 | 7.3453 | [5 empty] | 159.432 | 2130.0135 | 0 | 2289.4455 | 0 |  | 1643.1748 | -169.8663 | 1813.0411 | 0
N50 | Control load 1 | CL | 76.9728 | 0 | [8 empty] | 17985719.3982 | 0 | 0 | 17985719.3982 | 0 | 27: N50; 28: Control load 1; 29: CL; 30: 15.5855; 31: 1.1656; 40: 3641760.7648; 41: 5017382.1275; 42: 0; 43: 8659142.8924; 44: 0; 46: -9326576.5058; 47: -14343958.6334; 48: 5017382.1275; 49: 0
N54 | Control load 2 | CL | 76.9728 | 0.055556 | [8 empty] | 7990428.2487 | 120250.9172 | 0 | 8110679.166 | 0 | 27: N54; 28: Control load 2; 29: CL; 30: 15.5855; 31: 2.8326; 40: 1617907.3767; 41: 6131107.6134; 42: 0; 43: 7749014.9901; 44: 0; 46: -361664.1758; 47: -6372520.872; 48: 6010856.6961; 49: 0
NC1 | Residential / CL1 | Residential | 329.2983 | 0 |  |  |  | 1.1133 |  |  |  |  | 2366667.0965 | 395339.7766 | 0 | 2762006.873 | 0 | 27: NC1; 28: Residential / CL1; 29: Residential; 30: 171.477; 31: 1.1656; 35: 6.0104; 40: 1232405.199; 41: 2312333.3444; 42: 0; 43: 3544738.5434; 44: 0; 46: 782731.6703; 47: -1134261.8975; 48: 1916993.5678; 49: 0
NC2 | Residential / CL2 | Residential | 329.2983 | 0.055556 |  |  |  | 1.1133 |  |  |  |  | 813366.8747 | 142336.4702 | 0 | 955703.3449 | 0 | 27: NC2; 28: Residential / CL2; 29: Residential; 30: 171.477; 31: 2.8326; 35: 6.0104; 40: 423548.19; 41: 917945.1614; 42: 0; 43: 1341493.3514; 44: 0; 46: 385790.0066; 47: -389818.6847; 48: 775608.6912; 49: 0
N90 | General Supply Block | GS | 971.7566 |  |  |  |  | 1.1133 | 1.1133 |  |  |  | 59862934.5337 | 12716721.824 | 0 | 72579656.3577 | 0 | 27: N90; 28: General Supply Block; 29: GS; 30: 223.161; 35: 6.1562; 36: 7.1564; 40: 13747343.9385; 41: 71375965.677; 42: 0; 43: 85123309.6155; 44: 0; 46: 12543653.2578; 47: -46115590.5952; 48: 58659243.853; 49: 0
NC3 | General Supply / CL1 | GS | 971.7566 | 0 |  |  |  | 1.1133 | 1.1133 |  |  |  | 29016.6524 | 5272.3529 | 0 | 34289.0053 | 0 |  |  |  | NC3 | General Supply / CL1 | GS | 238.7465 | 1.1656 |  |  |  | 6.1562 | 7.1564 |  |  |  | 7128.9705 | 29743.5058 | 0 | 36872.4763 | 0 |  | 2583.471 | -21887.6819 | 24471.1529 | 0
NC4 | General Supply / CL2 | GS | 971.7566 | 0.055556 |  |  |  | 1.1133 | 1.1133 |  |  |  | 7842.0758 | 797.6292 | 0 | 8639.705 | 0 |  |  |  | NC4 | General Supply / CL2 | GS | 238.7465 | 2.8326 |  |  |  | 6.1562 | 7.1564 |  |  |  | 1926.6843 | 4981.5475 | 0 | 6908.2317 | 0 |  | -1731.4733 | -5915.3916 | 4183.9183 | 0
N84 | GS TOU (Basic data) | GS | 971.7566 |  | 5.0353 | 0.48932 | 0 | [5 empty] | 100738.7685 | 105978.6749 | 0 | 206717.4434 | 0 |  |  |  | N84 | GS TOU (Basic data) | GS | 228.344 |  | 11.0057 | 6.6724 | 6.206 | [5 empty] | 23671.6613 | 583706.9718 | 0 | 607378.6331 | 0 |  | 400661.1898 | -77067.1072 | 477728.2969 | 0
N845 | GS TOU (Interval data) | GS | 971.7566 |  | 5.0353 | 0.48932 | 0 | [5 empty] | -647.8377 | -4497.816 | 0 | -5145.6538 | 0 |  |  |  | N845 | GS TOU (Interval data) | GS | 228.344 |  | 11.0057 | 6.6724 | 6.206 | [5 empty] | -152.2293 | -26825.6059 | 0 | -26977.8352 | 0 |  | -21832.1814 | 495.6084 | -22327.7898 | 0
N71 | Residential STOU | Residential | 329.2983 |  | 13.2556 | 4.0075 | 0 | [5 empty] | 600453.5512 | 131998.1565 | 0 | 732451.7077 | 0 |  |  |  | N71 | Residential STOU | Residential | 159.432 |  | 16.9269 | 8.1116 | 4.2916 | [5 empty] | 290713.6232 | 536832.2313 | 0 | 827545.8545 | 0 |  | 95094.1468 | -309739.928 | 404834.0748 | 0
N72 | Residential Demand | Residential | 329.2983 |  |  |  |  | 0 |  | 4.3687 | 1.3376 |  | 307910.4033 | 0 | 101351.4725 | 409261.8758 | 0 |  |  |  | N72 | Residential Demand | Residential | 159.432 |  |  |  |  | 2.5555 |  | 4.4643 | 1.575 |  | 149076.8916 | 125639.1667 | 109391.5018 | 384107.5601 | 0 |  | -25154.3157 | -158833.5117 | 125639.1667 | 8040.0293
N73 | Residential Transitional Demand | Residential | 329.2983 |  |  |  |  | 0 |  | 4.3687 | 1.3376 |  | 59101633.3082 | 0 | 19042196.6457 | 78143829.9539 | 0 |  |  |  | N73 | Residential Transitional Demand | Residential | 159.432 |  |  |  |  | 3.8661 |  | 2.38 | 0.8397 |  | 28614453.0599 | 36480000.3028 | 10986727.6339 | 76081180.9966 | 0 |  | -2062648.9573 | -30487180.2482 | 36480000.3028 | -8055469.0119
N91 | GS STOU | GS | 971.7566 |  | 13.2556 | 4.0075 | 0 | [5 empty] | 324508.4021 | 73386.8057 | 0 | 397895.2078 | 0 |  |  |  | N91 | GS STOU | GS | 228.344 |  | 17.4704 | 8.6551 | 4.8351 | [5 empty] | 76253.1954 | 395555.3621 | 0 | 471808.5575 | 0 |  | 73913.3497 | -248255.2068 | 322168.5565 | 0
N92 | GS Demand | GS | 971.7566 |  |  |  |  | 0 |  | 6.0076 | 1.8387 |  | 8715092.2579 | 0 | 3201436.3089 | 11916528.5667 | 0 |  |  |  | N92 | GS Demand | GS | 228.344 |  |  |  |  | 2.8664 |  | 6.0265 | 2.0527 |  | 2047878.0462 | 5143421.9039 | 3257983.8604 | 10449283.8105 | 0 |  | -1467244.7562 | -6667214.2117 | 5143421.9039 | 56547.5515
N93 | GS Transitional Demand | GS | 971.7566 |  |  |  |  | 0 |  | 6.0076 | 1.8387 |  | 9365488.9565 | 0 | 5301664.6947 | 14667153.6512 | 0 |  |  |  | N93 | GS Transitional Demand | GS | 228.344 |  |  |  |  | 3.8952 |  | 3.019 | 1.0283 |  | 2200708.6854 | 12500600.9469 | 2716538.7025 | 17417848.3347 | 0 |  | 2750694.6835 | -7164780.2711 | 12500600.9469 | -2585125.9922
Large LV Tariff Class | [12 empty] | 176909625.8884 | 9729569.1822 | 53770657.3493 | 240409852.4199 | 0 | 27: Large LV Tariff Class; 40: 62733506.0567; 41: 49541257.2655; 42: 74012632.5731; 43: 186287395.8953; 44: 0; 46: -54122456.5246; 47: -114176119.8317; 48: 39811688.0833; 49: 20241975.2238
N19 | LV STOU Demand | N19 | 28203.0015 |  | 2.1037 | 1.484 | 0 |  |  | 5.5482 | 3.9627 |  | 176696129.1666 | 9708795.2803 | 53770657.3493 | 240175581.7962 | 0 |  |  |  | N19 | LV STOU Demand | N19 | 10001 |  | 3.0868 | 2.4671 | 0.9831 |  |  | 7.2786 | 5.7673 |  | 62657798.4867 | 49344907.1879 | 74012632.5731 | 186015338.2476 | 0 |  | -54160243.5486 | -114038330.68 | 39636111.9076 | 20241975.2238
N89 | LV STOU Transitional | N19 | 28203.0015 |  | 10.5205 | 7.4221 | 0 | [5 empty] | 213496.7217 | 20773.902 | 0 | 234270.6237 | 0 |  |  |  | N89 | LV STOU Transitional | N19 | 10001 |  | 17.686 | 14.7327 | 7.6578 | [5 empty] | 75707.57 | 196350.0776 | 0 | 272057.6476 | 0 |  | 37787.024 | -137789.1517 | 175576.1757 | 0
HV Demand Tariff Class | [12 empty] | 44798882.0368 | 297037.7069 | 1310082.8301 | 46406002.5738 | 3603975.3181 | 27: HV Demand Tariff Class; 40: 6923748.656; 41: 3961831.5104; 42: 22520669.4341; 43: 33406249.6005; 44: 4816308.6689; 46: -12999752.9733; 47: -37875133.3808; 48: 3664793.8035; 49: 21210586.604
N29 | HV STOU Demand | N29 | 166123.6065 |  | 0.1827 | 0.12821 | 0 |  |  | 0.48078 | 0.34402 |  | 41545852.7567 | 228436.3894 | 1027738.1095 | 42802027.2557 | 0 |  |  |  | N29 | HV STOU Demand | N29 | 17213.4 |  | 0.4874 | 0.4329 | 0.3047 |  |  | 8.0583 | 7.9279 |  | 4304899.206 | 3893231.3665 | 20391810.359 | 28589940.9315 | 0 |  | -14212086.3241 | -37240953.5507 | 3664794.9771 | 19364072.2495
ST Demand Tariff Class | [12 empty] | 35837907.365 | 618370.3166 | 2304744.0745 | 38761021.7561 | 9340116.6702 | 27: ST Demand Tariff Class; 40: 7645866.3715; 41: 4142157.7003; 42: 19018698.4026; 43: 30806722.4745; 44: 11170512.3532; 46: -7954299.2816; 47: -28192040.9935; 48: 3523787.3837; 49: 16713954.3281
N39 | ST STOU Demand | N39 | 505575.6522 |  | 0.16987 | 0.11966 | 0 |  |  | 0.44873 | 0.32052 |  | 27285917.9503 | 156508.0951 | 790433.132 | 28232859.1773 | 0 |  |  |  | N39 | ST STOU Demand | N39 | 27020.95 |  | 0.3479 | 0.2977 | 0.178 |  |  | 6.9277 | 6.8055 |  | 1458320.6715 | 1772494.1686 | 14523928.5747 | 17754743.4149 | 0 |  | -10478115.7625 | -25827597.2788 | 1615986.0736 | 13733495.4427
Inter-Distributor Transfer Tariff Class | [12 empty] | 11983116.1154 | 194432.0224 | 850876.2015 | 13028424.3392 | 13028424.3392 | 27: Inter-Distributor Transfer Tariff Class; 40: 6019580; 41: 194480.2206; 42: 1365189.3079; 43: 7579249.5285; 44: 7579249.5285; 46: -5449174.8107; 47: -5963536.1154; 48: 48.1983; 49: 514313.1064
Unmetered Tariff Class | [12 empty] | 287776.0023 | 1603059.991 | 0 | 1890835.9933 | 0 | 27: Unmetered Tariff Class; 40: 0; 41: 8724378.317; 42: 0; 43: 8724378.317; 44: 0; 46: 6833542.3236; 47: -287776.0023; 48: 7121318.3259; 49: 0
SL | Streetlighting | GS | 971.7566 | 1.1133 | [8 empty] | 0 | 1225743.6179 | 0 | 1225743.6179 | 0 | 27: SL; 28: Streetlighting; 29: GS; 30: 0; 31: 6.0018; 40: 0; 41: 6608183.2067; 42: 0; 43: 6608183.2067; 44: 0; 46: 5382439.5888; 47: 0; 48: 5382439.5888; 49: 0
TL | Traffic Control Signal Lights | GS | 971.7566 | 1.1133 | [8 empty] | 0 | 39173.6731 | 0 | 39173.6731 | 0 | 27: TL; 28: Traffic Control Signal Lights; 29: GS; 30: 0; 31: 6.3882; 40: 0; 41: 224788.3057; 42: 0; 43: 224788.3057; 44: 0; 46: 185614.6326; 47: 0; 48: 185614.6326; 49: 0
N99 | Unmetered Supply | GS | 971.7566 |  |  |  |  | 1.1133 |  |  |  |  | 287776.0023 | 280609.8244 | 0 | 568385.8267 | 0 | 27: N99; 28: Unmetered Supply; 29: GS; 30: 0; 35: 6.3882; 40: 0; 41: 1610209.1549; 42: 0; 43: 1610209.1549; 44: 0; 46: 1041823.3283; 47: -287776.0023; 48: 1329599.3306; 49: 0
NW | Nightwatch | GS | 971.7566 | 1.1133 | [8 empty] | 0 | 57532.8757 | 0 | 57532.8757 | 0 | 27: NW; 28: Nightwatch; 29: GS; 30: 0; 31: 5.4412; 40: 0; 41: 281197.6497; 42: 0; 43: 281197.6497; 44: 0; 46: 223664.774; 47: 0; 48: 223664.774; 49: 0
[13 empty] | 705471251.2359 | 74116071.1315 | 85883009.5771 | 865470331.9445 | 25972516.3276 | 40: 264309220.1753; 41: 467173280.3529; 42: 133987831.4162; 43: 865470331.9445; 44: 23566070.5506; 46: 0; 47: -441162031.0606; 48: 393057209.2215; 49: 48104821.8391
Target Residual Cost Tariffs | [17 empty] | 27: Forecast Residual Cost Tariffs
Code | Name | Residual Type | Fixed ($pa) | Single and ToU Consumption (c/kWh) |  |  |  | Step Consumption (c/kWh) |  | Demand ($/kVA kW /mth) |  |  | Fixed | Energy | Demand | Target Residual Cost | CRNP | 27: Code; 28: Name; 29: Residual Type; 30: Fixed ($pa); 31: Single and ToU Consumption (c/kWh); 35: Step Consumption (c/kWh); 37: Demand ($/kVA kW /mth); 40: Fixed; 41: Energy; 42: Demand; 43: Actual Residual Cost; 44: CRNP
|  |  |  | Non-TOU | High Peak / Peak | Low Peak / Shoulder | Off-peak | Step 1 | Step 2 | High Season | Low Season | [6 empty] | 31: Non-TOU; 32: High Peak / Peak; 33: Low Peak / Shoulder; 34: Off-peak; 35: Step 1; 36: Step 2; 37: High Season; 38: Low Season
Small LV Tariff Class | [12 empty] | 435653943.8281 | 0 | 0 | 435653943.8281 | 0 | 27: Small LV Tariff Class; 40: 180986519.0911; 41: 338935573.4267; 42: -10576007.4232; 43: 509346085.0947; 44: 0
N70 | Residential Flat | Residential | 329.2983 |  |  |  |  | 0 |  |  |  |  | 268069619.205 | 0 | 0 | 268069619.205 | 0 | 27: N70; 28: Residential Flat; 29: Residential; 30: 155.8915; 35: 4.8971; 40: 126905517.7537; 41: 211068339.9143; 42: 0; 43: 337973857.668; 44: 0
N705 | Residential TOU (Interval data) | Residential | 329.2983 |  | 0 | 0 | 0 | [5 empty] | 12842.6349 | 0 | 0 | 12842.6349 | 0 | 27: N705; 28: Residential TOU (Interval data); 29: Residential; 30: 159.432; 32: 7.1097; 33: 7.3224; 34: 7.3453; 40: 6217.848; 41: 24615.0057; 42: 0; 43: 30832.8537; 44: 0
N706 | Residential TOU (Basic data) | Residential | 329.2983 |  | 0 | 0 | 0 | [5 empty] | 329.2983 | 0 | 0 | 329.2983 | 0 | 27: N706; 28: Residential TOU (Basic data); 29: Residential; 30: 159.432; 32: 7.1097; 33: 7.3224; 34: 7.3453; 40: 159.432; 41: 1813.0411; 42: 0; 43: 1972.4731; 44: 0
N50 | Control load 1 | CL | 76.9728 | 0 | [8 empty] | 17985719.3982 | 0 | 0 | 17985719.3982 | 0 | 27: N50; 28: Control load 1; 29: CL; 30: 15.5855; 31: 1.1656; 40: 3641760.7648; 41: 5017382.1275; 42: 0; 43: 8659142.8924; 44: 0
N54 | Control load 2 | CL | 76.9728 | 0 | [8 empty] | 7990428.2487 | 0 | 0 | 7990428.2487 | 0 | 27: N54; 28: Control load 2; 29: CL; 30: 15.5855; 31: 2.777; 40: 1617907.3767; 41: 6010856.6961; 42: 0; 43: 7628764.0729; 44: 0
NC1 | Residential / CL1 | Residential | 329.2983 | 0 |  |  |  | 0 |  |  |  |  | 2366667.0965 | 0 | 0 | 2366667.0965 | 0 | 27: NC1; 28: Residential / CL1; 29: Residential; 30: 171.477; 31: 1.1656; 35: 4.8971; 40: 1232405.199; 41: 1916993.5678; 42: 0; 43: 3149398.7668; 44: 0
NC2 | Residential / CL2 | Residential | 329.2983 | 0 |  |  |  | 0 |  |  |  |  | 813366.8747 | 0 | 0 | 813366.8747 | 0 | 27: NC2; 28: Residential / CL2; 29: Residential; 30: 171.477; 31: 2.777; 35: 4.8971; 40: 423548.19; 41: 775608.6912; 42: 0; 43: 1199156.8812; 44: 0
N90 | General Supply Block | GS | 971.7566 |  |  |  |  | 0 | 0 |  |  |  | 59862934.5337 | 0 | 0 | 59862934.5337 | 0 | 27: N90; 28: General Supply Block; 29: GS; 30: 223.161; 35: 5.0429; 36: 6.0431; 40: 13747343.9385; 41: 58659243.853; 42: 0; 43: 72406587.7915; 44: 0
NC3 | General Supply / CL1 | GS | 971.7566 | 0 |  |  |  | 0 | 0 |  |  |  | 29016.6524 | 0 | 0 | 29016.6524 | 0 | 27: NC3; 28: General Supply / CL1; 29: GS; 30: 238.7465; 31: 1.1656; 35: 5.0429; 36: 6.0431; 40: 7128.9705; 41: 24471.1529; 42: 0; 43: 31600.1234; 44: 0
NC4 | General Supply / CL2 | GS | 971.7566 | 0 |  |  |  | 0 | 0 |  |  |  | 7842.0758 | 0 | 0 | 7842.0758 | 0 | 27: NC4; 28: General Supply / CL2; 29: GS; 30: 238.7465; 31: 2.777; 35: 5.0429; 36: 6.0431; 40: 1926.6843; 41: 4183.9183; 42: 0; 43: 6110.6025; 44: 0
N84 | GS TOU (Basic data) | GS | 971.7566 |  | 0 | 0 | 0 | [5 empty] | 100738.7685 | 0 | 0 | 100738.7685 | 0 | 27: N84; 28: GS TOU (Basic data); 29: GS; 30: 228.344; 32: 5.9704; 33: 6.1831; 34: 6.206; 40: 23671.6613; 41: 477728.2969; 42: 0; 43: 501399.9583; 44: 0
N845 | GS TOU (Interval data) | GS | 971.7566 |  | 0 | 0 | 0 | [5 empty] | -647.8377 | 0 | 0 | -647.8377 | 0 | 27: N845; 28: GS TOU (Interval data); 29: GS; 30: 228.344; 32: 5.9704; 33: 6.1831; 34: 6.206; 40: -152.2293; 41: -22327.7898; 42: 0; 43: -22480.0192; 44: 0
N71 | Residential STOU | Residential | 329.2983 |  | 0 | 0 | 0 | [5 empty] | 600453.5512 | 0 | 0 | 600453.5512 | 0 | 27: N71; 28: Residential STOU; 29: Residential; 30: 159.432; 32: 3.6713; 33: 4.1041; 34: 4.2916; 40: 290713.6232; 41: 404834.0748; 42: 0; 43: 695547.698; 44: 0
N72 | Residential Demand | Residential | 329.2983 |  |  |  |  | 0 |  | 0 | 0 |  | 307910.4033 | 0 | 0 | 307910.4033 | 0 | 27: N72; 28: Residential Demand; 29: Residential; 30: 159.432; 35: 2.5555; 37: 0.095638; 38: 0.23737; 40: 149076.8916; 41: 125639.1667; 42: 8040.0293; 43: 282756.0876; 44: 0
N73 | Residential Transitional Demand | Residential | 329.2983 |  |  |  |  | 0 |  | 0 | 0 |  | 59101633.3082 | 0 | 0 | 59101633.3082 | 0 | 27: N73; 28: Residential Transitional Demand; 29: Residential; 30: 159.432; 35: 3.8661; 37: -1.9887; 38: -0.49793; 40: 28614453.0599; 41: 36480000.3028; 42: -8055469.0119; 43: 57038984.3509; 44: 0
N91 | GS STOU | GS | 971.7566 |  | 0 | 0 | 0 | [5 empty] | 324508.4021 | 0 | 0 | 324508.4021 | 0 | 27: N91; 28: GS STOU; 29: GS; 30: 228.344; 32: 4.2148; 33: 4.6476; 34: 4.8351; 40: 76253.1954; 41: 322168.5565; 42: 0; 43: 398421.7518; 44: 0
N92 | GS Demand | GS | 971.7566 |  |  |  |  | 0 |  | 0 | 0 |  | 8715092.2579 | 0 | 0 | 8715092.2579 | 0 | 27: N92; 28: GS Demand; 29: GS; 30: 228.344; 35: 2.8664; 37: 0.018922; 38: 0.21399; 40: 2047878.0462; 41: 5143421.9039; 42: 56547.5515; 43: 7247847.5016; 44: 0
N93 | GS Transitional Demand | GS | 971.7566 |  |  |  |  | 0 |  | 0 | 0 |  | 9365488.9565 | 0 | 0 | 9365488.9565 | 0 | 27: N93; 28: GS Transitional Demand; 29: GS; 30: 228.344; 35: 3.8952; 37: -2.9886; 38: -0.81041; 40: 2200708.6854; 41: 12500600.9469; 42: -2585125.9922; 43: 12116183.64; 44: 0
Large LV Tariff Class | [12 empty] | 176909625.8884 | 0 | 0 | 176909625.8884 | 0 | 27: Large LV Tariff Class; 40: 62733506.0567; 41: 39811688.0833; 42: 20241975.2238; 43: 122787169.3638; 44: 0
N19 | LV STOU Demand | N19 | 28203.0015 |  | 0 | 0 | 0 |  |  | 0 | 0 |  | 176696129.1666 | 0 | 0 | 176696129.1666 | 0 | 27: N19; 28: LV STOU Demand; 29: N19; 30: 10001; 32: 0.98313; 33: 0.9831; 34: 0.9831; 37: 1.7304; 38: 1.8046; 40: 62657798.4867; 41: 39636111.9076; 42: 20241975.2238; 43: 122535885.6181; 44: 0
N89 | LV STOU Transitional | N19 | 28203.0015 |  | 0 | 0 | 0 | [5 empty] | 213496.7217 | 0 | 0 | 213496.7217 | 0 | 27: N89; 28: LV STOU Transitional; 29: N19; 30: 10001; 32: 7.1655; 33: 7.3106; 34: 7.6578; 40: 75707.57; 41: 175576.1757; 42: 0; 43: 251283.7457; 44: 0
HV Demand Tariff Class | [12 empty] | 44798882.0368 | 0 | 0 | 44798882.0368 | 3253029.2801 | 27: HV Demand Tariff Class; 40: 6923748.656; 41: 3664793.8035; 42: 21210586.604; 43: 31799129.0635; 44: 4465362.6309
N29 | HV STOU Demand | N29 | 166123.6065 |  | 0 | 0 | 0 |  |  | 0 | 0 |  | 41545852.7567 | 0 | 0 | 41545852.7567 | 0 | 27: N29; 28: HV STOU Demand; 29: N29; 30: 17213.4; 32: 0.3047; 33: 0.30469; 34: 0.3047; 37: 7.5775; 38: 7.5839; 40: 4304899.206; 41: 3664794.9771; 42: 19364072.2495; 43: 27333766.4326; 44: 0
ST Demand Tariff Class | [12 empty] | 35837907.365 | 0 | 0 | 35837907.365 | 7540838.1103 | 27: ST Demand Tariff Class; 40: 7645866.3715; 41: 3523787.3837; 42: 16713954.3281; 43: 27883608.0833; 44: 9371233.7932
N39 | ST STOU Demand | N39 | 505575.6522 |  | 0 | 0 | 0 |  |  | 0 | 0 |  | 27285917.9503 | 0 | 0 | 27285917.9503 | 0 | 27: N39; 28: ST STOU Demand; 29: N39; 30: 27020.95; 32: 0.17803; 33: 0.17804; 34: 0.178; 37: 6.479; 38: 6.485; 40: 1458320.6715; 41: 1615986.0736; 42: 13733495.4427; 43: 16807802.1878; 44: 0
Inter-Distributor Transfer Tariff Class | [12 empty] | 11983116.1154 | 0 | 0 | 11983116.1154 | 11983116.1154 | 27: Inter-Distributor Transfer Tariff Class; 40: 6019580; 41: 48.1983; 42: 514313.1064; 43: 6533941.3047; 44: 6533941.3047
Unmetered Tariff Class | [12 empty] | 287776.0023 | 0 | 0 | 287776.0023 | 0 | 27: Unmetered Tariff Class; 40: 0; 41: 7121318.3259; 42: 0; 43: 7121318.3259; 44: 0
SL | Streetlighting | GS | 971.7566 | 0 | [8 empty] | 0 | 0 | 0 | 0 | 0 | 27: SL; 28: Streetlighting; 29: GS; 30: 0; 31: 4.8885; 40: 0; 41: 5382439.5888; 42: 0; 43: 5382439.5888; 44: 0
TL | Traffic Control Signal Lights | GS | 971.7566 | 0 | [8 empty] | 0 | 0 | 0 | 0 | 0 | 27: TL; 28: Traffic Control Signal Lights; 29: GS; 30: 0; 31: 5.2749; 40: 0; 41: 185614.6326; 42: 0; 43: 185614.6326; 44: 0
N99 | Unmetered Supply | GS | 971.7566 |  |  |  |  | 0 |  |  |  |  | 287776.0023 | 0 | 0 | 287776.0023 | 0 | 27: N99; 28: Unmetered Supply; 29: GS; 30: 0; 35: 5.2749; 40: 0; 41: 1329599.3306; 42: 0; 43: 1329599.3306; 44: 0
NW | Nightwatch | GS | 971.7566 | 0 | [8 empty] | 0 | 0 | 0 | 0 | 0 | 27: NW; 28: Nightwatch; 29: GS; 30: 0; 31: 4.3279; 40: 0; 41: 223664.774; 42: 0; 43: 223664.774; 44: 0
[13 empty] | 705471251.2359 | 0 | 0 | 705471251.2359 | 22776983.5057 | 40: 264309220.1753; 41: 393057209.2215; 42: 48104821.8391; 43: 705471251.2359; 44: 20370537.7288
LRMC Tariffs
Code | Name | Residual Type | Fixed ($pa) | Single and ToU Consumption (c/kWh) |  |  |  | Step Consumption (c/kWh) |  | Demand ($/kVA kW /mth) |  |  | Fixed | Energy | Demand | Total LRMC | CRNP
|  |  |  | Non-TOU | High Peak / Peak | Low Peak / Shoulder | Off-peak | Step 1 | Step 2 | High Season | Low Season
Small LV Tariff Class | [12 empty] | 0 | 61673601.9124 | 27646649.1218 | 89320251.0342 | 0
N70 | Residential Flat | Residential | 0 |  |  |  |  | 1.1133 |  |  |  |  | 0 | 47982207.3535 | 0 | 47982207.3535 | 0
N705 | Residential TOU (Interval data) | Residential | 0 |  | 5.0353 | 0.48932 | 0 | [5 empty] | 0 | 3492.7955 | 0 | 3492.7955 | 0
N706 | Residential TOU (Basic data) | Residential | 0 |  | 5.0353 | 0.48932 | 0 | [5 empty] | 0 | 316.9723 | 0 | 316.9723 | 0
N50 | Control load 1 | CL | 0 | 0 | [8 empty] | 0 | 0 | 0 | 0 | 0
N54 | Control load 2 | CL | 0 | 0.055556 | [8 empty] | 0 | 120250.9172 | 0 | 120250.9172 | 0
NC1 | Residential / CL1 | Residential | 0 | 0 |  |  |  | 1.1133 |  |  |  |  | 0 | 395339.7766 | 0 | 395339.7766 | 0
NC2 | Residential / CL2 | Residential | 0 | 0.055556 |  |  |  | 1.1133 |  |  |  |  | 0 | 142336.4702 | 0 | 142336.4702 | 0
N90 | General Supply Block | GS | 0 |  |  |  |  | 1.1133 | 1.1133 |  |  |  | 0 | 12716721.824 | 0 | 12716721.824 | 0
NC3 | General Supply / CL1 | GS | 0 | 0 |  |  |  | 1.1133 | 1.1133 |  |  |  | 0 | 5272.3529 | 0 | 5272.3529 | 0
NC4 | General Supply / CL2 | GS | 0 | 0.055556 |  |  |  | 1.1133 | 1.1133 |  |  |  | 0 | 797.6292 | 0 | 797.6292 | 0
N84 | GS TOU (Basic data) | GS | 0 |  | 5.0353 | 0.48932 | 0 | [5 empty] | 0 | 105978.6749 | 0 | 105978.6749 | 0
N845 | GS TOU (Interval data) | GS | 0 |  | 5.0353 | 0.48932 | 0 | [5 empty] | 0 | -4497.816 | 0 | -4497.816 | 0
N71 | Residential STOU | Residential | 0 |  | 13.2556 | 4.0075 | 0 | [5 empty] | 0 | 131998.1565 | 0 | 131998.1565 | 0
N72 | Residential Demand | Residential | 0 |  |  |  |  | 0 |  | 4.3687 | 1.3376 |  | 0 | 0 | 101351.4725 | 101351.4725 | 0
N73 | Residential Transitional Demand | Residential | 0 |  |  |  |  | 0 |  | 4.3687 | 1.3376 |  | 0 | 0 | 19042196.6457 | 19042196.6457 | 0
N91 | GS STOU | GS | 0 |  | 13.2556 | 4.0075 | 0 | [5 empty] | 0 | 73386.8057 | 0 | 73386.8057 | 0
N92 | GS Demand | GS | 0 |  |  |  |  | 0 |  | 6.0076 | 1.8387 |  | 0 | 0 | 3201436.3089 | 3201436.3089 | 0
N93 | GS Transitional Demand | GS | 0 |  |  |  |  | 0 |  | 6.0076 | 1.8387 |  | 0 | 0 | 5301664.6947 | 5301664.6947 | 0
Large LV Tariff Class | [12 empty] | 0 | 9729569.1822 | 53770657.3493 | 63500226.5315 | 0
N19 | LV STOU Demand | N19 | 0 |  | 2.1037 | 1.484 | 0 |  |  | 5.5482 | 3.9627 |  | 0 | 9708795.2803 | 53770657.3493 | 63479452.6295 | 0
N89 | LV STOU Transitional | N19 | 0 |  | 10.5205 | 7.4221 | 0 | [5 empty] | 0 | 20773.902 | 0 | 20773.902 | 0
HV Demand Tariff Class | [12 empty] | 0 | 297037.7069 | 1310082.8301 | 1607120.537 | 350946.0381
N29 | HV STOU Demand | N29 | 0 |  | 0.1827 | 0.12821 | 0 |  |  | 0.48078 | 0.34402 |  | 0 | 228436.3894 | 1027738.1095 | 1256174.4989 | 0
ST Demand Tariff Class | [12 empty] | 0 | 618370.3166 | 2304744.0745 | 2923114.3911 | 1799278.56
N39 | ST STOU Demand | N39 | 0 |  | 0.16987 | 0.11966 | 0 |  |  | 0.44873 | 0.32052 |  | 0 | 156508.0951 | 790433.132 | 946941.2271 | 0
Inter-Distributor Transfer Tariff Class | [12 empty] | 0 | 194432.0224 | 850876.2015 | 1045308.2239 | 1045308.2239
Unmetered Tariff Class | [12 empty] | 0 | 1603059.991 | 0 | 1603059.991 | 0
SL | Streetlighting | GS | 0 | 1.1133 | [8 empty] | 0 | 1225743.6179 | 0 | 1225743.6179 | 0
TL | Traffic Control Signal Lights | GS | 0 | 1.1133 | [8 empty] | 0 | 39173.6731 | 0 | 39173.6731 | 0
N99 | Unmetered Supply | GS | 0 |  |  |  |  | 1.1133 |  |  |  |  | 0 | 280609.8244 | 0 | 280609.8244 | 0
NW | Nightwatch | GS | 0 | 1.1133 | [8 empty] | 0 | 57532.8757 | 0 | 57532.8757 | 0
[13 empty] | 0 | 74116071.1315 | 85883009.5771 | 159999080.7086 | 3195532.8219
Code | Name | Residual Type | Fixed ($pa) | Single and ToU Consumption (c/kWh) |  |  |  | Step Consumption (c/kWh) |  | Demand ($/kVA kW /mth) |  |  | Fixed | Energy | Demand |  | Energy Propn by Class (SA & AC)
|  |  |  | Non-TOU | High Peak / Peak | Low Peak / Shoulder | Off-peak | Step 1 | Step 2 | High Season | Low Season
Small LV Tariff Class | [12 empty] | 1424151.7067 | 7641971.199 | 10150458.2019
N70 | Residential Flat | Residential | 814063.1 |  |  |  |  | 4310038.3879 |  |  |  |  | 814063.1 | 4310038.3879 | 0 |  | 56.4%
N705 | Residential TOU (Interval data) | Residential | 39 |  | 62.69 | 68.6953 | 205.9526 | [5 empty] | 39 | 337.3378 | 0 |  | 0.004414%
N706 | Residential TOU (Basic data) | Residential | 1 |  | 5.7173 | 5.944 | 13.2237 | [5 empty] | 1 | 24.885 | 0 |  | 0.0003256%
N50 | Control load 1 | CL | 233663.39 | 430454.884 | [8 empty] | 233663.39 | 430454.884 | 0 |  | 5.633%
N54 | Control load 2 | CL | 103808.5 | 216448.0553 | [8 empty] | 103808.5 | 216448.0553 | 0 |  | 2.832%
NC1 | Residential / CL1 | Residential | 7187 | 15265.8118 |  |  |  | 35511.6971 |  |  |  |  | 7187 | 50777.5089 | 0 |  | 0.6645%
NC2 | Residential / CL2 | Residential | 2470 | 5902.361 |  |  |  | 12490.9304 |  |  |  |  | 2470 | 18393.2915 | 0 |  | 0.2407%
N90 | General Supply Block | GS | 61602.8067 |  |  |  |  | 1036874.7832 | 105414.458 |  |  |  | 61602.8067 | 1142289.2412 | 0 |  | 14.95%
NC3 | General Supply / CL1 | GS | 29.86 | 50.4604 |  |  |  | 473.5931 | 0 |  |  |  | 29.86 | 524.0535 | 0 |  | 0.006858%
NC4 | General Supply / CL2 | GS | 8.07 | 22.6015 |  |  |  | 70.5197 | 0 |  |  |  | 8.07 | 93.1213 | 0 |  | 0.001219%
N84 | GS TOU (Basic data) | GS | 103.6667 |  | 1886.6181 | 2244.1225 | 3647.0289 | [5 empty] | 103.6667 | 7777.7695 | 0 |  | 0.1018%
N845 | GS TOU (Interval data) | GS | -0.66667 |  | -79.5124 | -100.9749 | -182.6822 | [5 empty] | -0.66667 | -363.1695 | 0 |  | -0.004752%
N71 | Residential STOU | Residential | 1823.4333 |  | 684.1352 | 1030.8603 | 7862.1048 | [5 empty] | 1823.4333 | 9577.1003 | 0 |  | 0.1253%
N72 | Residential Demand | Residential | 935.05 |  |  |  |  | 4916.4221 |  | 14634.0544 | 27975.0429 |  | 935.05 | 4916.4221 | 42609.0973 |  | 0.06433%
N73 | Residential Transitional Demand | Residential | 179477.4767 |  |  |  |  | 943586.5679 |  | 2668200.2185 | 5521509.0077 |  | 179477.4767 | 943586.5679 | 8189709.2262 |  | 12.35%
N91 | GS STOU | GS | 333.94 |  | 419.1269 | 444.8901 | 5870.1272 | [5 empty] | 333.94 | 6734.1443 | 0 |  | 0.08812%
N92 | GS Demand | GS | 8968.39 |  |  |  |  | 179438.3863 |  | 464595.8483 | 223168.0133 |  | 8968.39 | 179438.3863 | 687763.8615 |  | 2.348%
N93 | GS Transitional Demand | GS | 9637.69 |  |  |  |  | 320923.2118 |  | 729061.6589 | 501314.3579 |  | 9637.69 | 320923.2118 | 1230376.0168 |  | 4.199%
Large LV Tariff Class | [12 empty] | 6272.7233 | 4034044.876 | 11435928.0098
N19 | LV STOU Demand | N19 | 6265.1533 |  | 241614.8297 | 311726.8123 | 3478397.7662 |  |  | 5331969.1406 | 6103958.8691 |  | 6265.1533 | 4031739.4081 | 11435928.0098 |  | 99.94%
N89 | LV STOU Transitional | N19 | 7.57 |  | 80.2407 | 166.1544 | 2059.0728 | [5 empty] | 7.57 | 2305.4679 | 0 |  | 0.05715%
HV Demand Tariff Class | [12 empty] | 256.09 | 1618467.1344 | 3259831.3695
N29 | HV STOU Demand | N29 | 250.09 |  | 63836.5315 | 87210.3663 | 1051709.3653 |  |  | 1089715.2481 | 1464518.7219 |  | 250.09 | 1202756.2631 | 2554233.97 |  | 74.31%
ST Demand Tariff Class | [12 empty] | 64.97 | 2935761.4788 | 6163952.3916
N39 | ST STOU Demand | N39 | 53.97 |  | 45726.75 | 65878.224 | 796231.0856 |  |  | 868917.606 | 1249625.755 |  | 53.97 | 907836.0597 | 2118543.361 |  | 30.92%
Inter-Distributor Transfer Tariff Class | [12 empty] | 5 | 967003.2875 | 2278131.4493
Unmetered Tariff Class | [12 empty] | 296.14 | 143996.0869 | 0
SL | Streetlighting | GS | 0 | 110103.3558 | [8 empty] | 0 | 110103.3558 | 0 |  | 76.46%
TL | Traffic Control Signal Lights | GS | 0 | 3518.8051 | [8 empty] | 0 | 3518.8051 | 0 |  | 2.444%
N99 | Unmetered Supply | GS | 296.14 |  |  |  |  | 25205.9916 |  |  |  |  | 296.14 | 25205.9916 | 0 |  | 17.5%
NW | Nightwatch | GS | 0 | 5167.9345 | [8 empty] | 0 | 5167.9345 | 0 |  | 3.589%
[13 empty] | 1431046.63 | 17341244.0626 | 33288301.4221

## FY24
TSS Principles Model
Inputs
Key |  |  | Import
Input
Calc.
Year |  |  | FY24
CPI |  | % | 2.425%
Revenue Allowance |  | $ | 888861997.0824
Revenue from LRMC |  | $ | 170053129.5819
Residual Costs |  | $ | 718808867.5004
Residual Costs to CRNP |  | $ | 23207604.4064
Residual Costs to Non-CRNP |  | $ | 695601263.094
1 | 2 | 3 | 4 | 5 | 6 | 7 | 8 | 9 | 10 | 11 | 12 | 13 | 14 | 15 | 16 | 17 | 18 | 24 | 25 | 26 | 27 | 28 | 29 | 30 | 31 | 32 | 33 | 34 | 35 | 36 | 37 | 38 | 39 | 40 | 41 | 42 | 43 | 44 | 45 | 46 | 47 | 48 | 49
Residual Costs | [8 empty] | Volumes |  |  |  | Prices
Residual Type |  | Allocation % | Target Residual Cost to Tariff Type | Fixed | Energy | Demand | Target Residual Cost to Charging Parameter |  | Fixed | Energy | Demand |  | Fixed | Energy | Demand
Residential |  | 48.52% | 337535855.4523 | 337535855.4523 | 0 | 0 | 337535855.4523 |  | 1029666.54 | 5495032.8425 | 11150325.0933 |  | 327.8108 | 0 | 0
CL |  | 3.805% | 26467251.8397 | 26467251.8397 | 0 | 0 | 26467251.8397 |  | 338346.85 | 622811.5331 | 0 |  | 78.2252 | 0 | 0
GS |  | 11.53% | 80180512.3502 | 80180512.3502 | 0 | 0 | 80180512.3502 |  | 82614.6267 | 1794953.8666 | 2323789.7009 |  | 970.5365 | 0 | 0
N19 |  | 25.91% | 180254273.4548 | 180254273.4548 | 0 | 0 | 180254273.4548 |  | 6396.1533 | 4040266.2858 | 11555980.7913 |  | 28181.6686 | 0 | 0
N29 |  | 6.086% | 42331317.282 | 42331317.282 | 0 | 0 | 42331317.282 |  | 255.31 | 1205708.2961 | 2583326.8305 |  | 165803.6007 | 0 | 0
N39 |  | 4.145% | 28832052.715 | 28832052.715 | 0 | 0 | 28832052.715 |  | 57.06 | 1115055.6702 | 2142673.6824 |  | 505293.5982 | 0 | 0
CRNP |  |  | 23207604.4064 | 23207604.4064 | 0 | 0 | 23207604.4064 |  | 20 | 3238206.6859 | 7109200.1332
|  |  | 718808867.5004 | 718808867.5004 | 0 | 0 | 718808867.5004 |  | 1457356.54 | 17512035.1802 | 36865296.2315
Target Tariffs | [17 empty] | 27: Forecast Tariffs
Code | Name | Residual Type | Fixed ($pa) | Single and ToU Consumption (c/kWh) |  |  |  | Step Consumption (c/kWh) |  | Demand ($/kVA kW /mth) |  |  | Fixed | Energy | Demand | Target Tariff Revenue | CRNP |  |  |  | Code | Name | Residual Type | Fixed ($pa) | Single and ToU Consumption (c/kWh) |  |  |  | Step Consumption (c/kWh) |  | Demand ($/kVA kW /mth) |  |  | Fixed | Energy | Demand | Actual Tariff Revenue | CRNP |  | Variance from Target | Fixed | Energy | Demand
|  |  |  | Non-TOU | High Peak / Peak | Low Peak / Shoulder | Off-peak | Step 1 | Step 2 | High Season | Low Season | [6 empty] | 31: Non-TOU; 32: High Peak / Peak; 33: Low Peak / Shoulder; 34: Off-peak; 35: Step 1; 36: Step 2; 37: High Season; 38: Low Season
Small LV Tariff Class | [12 empty] | 443896204.9569 | 59867371.4968 | 37139846.977 | 540903423.4306 | 0 | 27: Small LV Tariff Class; 40: 193959446.6478; 41: 390249621.7995; 42: 27704762.7383; 43: 611913831.1856; 44: 0; 46: 71010407.755; 47: -249936758.3091; 48: 330382250.3028; 49: -9435084.2387
N70 | Residential Flat | Residential | 327.8108 |  |  |  |  | 1.1403 |  |  |  |  | 254065354.53 | 47112210.4057 | 0 | 301177564.9357 | 0 | 27: N70; 28: Residential Flat; 29: Residential; 30: 163.6752; 35: 5.8637; 40: 126854247.5978; 41: 242270590.3387; 42: 0; 43: 369124837.9365; 44: 0; 46: 67947273.0008; 47: -127211106.9322; 48: 195158379.933; 49: 0
N705 | Residential TOU (Interval data) | Residential | 327.8108 |  | 5.1574 | 0.50119 | 0 | [5 empty] | 12784.6228 | 3607.1247 | 0 | 16391.7476 | 0 |  |  |  | N705 | Residential TOU (Interval data) | Residential | 163.3824 |  | 12.6293 | 8.296 | 7.8296 | [5 empty] | 6371.9136 | 29986.3592 | 0 | 36358.2728 | 0 |  | 19966.5253 | -6412.7092 | 26379.2345 | 0
N706 | Residential TOU (Basic data) | Residential | 327.8108 |  | 5.1574 | 0.50119 | 0 | [5 empty] | 327.8108 | 326.5682 | 0 | 654.379 | 0 |  |  |  | N706 | Residential TOU (Basic data) | Residential | 163.3824 |  | 12.6293 | 8.296 | 7.8296 | [5 empty] | 163.3824 | 2263.7692 | 0 | 2427.1516 | 0 |  | 1772.7725 | -164.4284 | 1937.201 | 0
N50 | Control load 1 | CL | 78.2252 | 0 | [8 empty] | 18325757.0725 | 0 | 0 | 18325757.0725 | 0 | 27: N50; 28: Control load 1; 29: CL; 30: 17.8974; 31: 1.2689; 40: 4192809.7591; 41: 5258629.3236; 42: 0; 43: 9451439.0827; 44: 0; 46: -8874317.9899; 47: -14132947.3135; 48: 5258629.3236; 49: 0
N54 | Control load 2 | CL | 78.2252 | 0.056904 | [8 empty] | 8141494.7672 | 118579.9767 | 0 | 8260074.7438 | 0 | 27: N54; 28: Control load 2; 29: CL; 30: 17.8974; 31: 2.9495; 40: 1862719.1541; 41: 6146382.8781; 42: 0; 43: 8009102.0322; 44: 0; 46: -250972.7116; 47: -6278775.613; 48: 6027802.9014; 49: 0
NC1 | Residential / CL1 | Residential | 327.8108 | 0 |  |  |  | 1.1403 |  |  |  |  | 2222229.6979 | 381267.3964 | 0 | 2603497.0943 | 0 | 27: NC1; 28: Residential / CL1; 29: Residential; 30: 181.5726; 31: 1.2689; 35: 5.8637; 40: 1230880.6554; 41: 2143025.6035; 42: 0; 43: 3373906.2589; 44: 0; 46: 770409.1646; 47: -991349.0425; 48: 1761758.2071; 49: 0
NC2 | Residential / CL2 | Residential | 327.8108 | 0.056904 |  |  |  | 1.1403 |  |  |  |  | 770355.4787 | 138528.8001 | 0 | 908884.2788 | 0 | 27: NC2; 28: Residential / CL2; 29: Residential; 30: 181.5726; 31: 2.9495; 35: 5.8637; 40: 426695.61; 41: 861382.86; 42: 0; 43: 1288078.47; 44: 0; 46: 379194.1912; 47: -343659.8687; 48: 722854.0599; 49: 0
N90 | General Supply Block | GS | 970.5365 |  |  |  |  | 1.1403 | 1.1403 |  |  |  | 55336437.0296 | 11723761.9908 | 0 | 67060199.0204 | 0 | 27: N90; 28: General Supply Block; 29: GS; 30: 234.3132; 35: 6.1691; 36: 7.1714; 40: 13359680.2966; 41: 64369612.8493; 42: 0; 43: 77729293.146; 44: 0; 46: 10669094.1255; 47: -41976756.733; 48: 52645850.8585; 49: 0
NC3 | General Supply / CL1 | GS | 970.5365 | 0 |  |  |  | 1.1403 | 1.1403 |  |  |  | 26825.6294 | 4868.4679 | 0 | 31694.0973 | 0 |  |  |  | NC3 | General Supply / CL1 | GS | 252.2106 | 1.2689 |  |  |  | 6.1691 | 7.1714 |  |  |  | 6971.101 | 26916.8702 | 0 | 33887.9712 | 0 |  | 2193.8738 | -19854.5285 | 22048.4023 | 0
NC4 | General Supply / CL2 | GS | 970.5365 | 0.056904 |  |  |  | 1.1403 | 1.1403 |  |  |  | 7249.9078 | 736.5273 | 0 | 7986.4352 | 0 |  |  |  | NC4 | General Supply / CL2 | GS | 252.2106 | 2.9495 |  |  |  | 6.1691 | 7.1714 |  |  |  | 1884.0132 | 4523.0583 | 0 | 6407.0715 | 0 |  | -1579.3637 | -5365.8946 | 3786.531 | 0
N84 | GS TOU (Basic data) | GS | 970.5365 |  | 5.1574 | 0.50119 | 0 | [5 empty] | 100612.286 | 104683.2818 | 0 | 205295.5678 | 0 |  |  |  | N84 | GS TOU (Basic data) | GS | 234.0204 |  | 11.4087 | 7.0754 | 6.609 | [5 empty] | 24260.1148 | 593503.4742 | 0 | 617763.589 | 0 |  | 412468.0212 | -76352.1712 | 488820.1924 | 0
N845 | GS TOU (Interval data) | GS | 970.5365 |  | 5.1574 | 0.50119 | 0 | [5 empty] | -647.0243 | -4606.8824 | 0 | -5253.9068 | 0 |  |  |  | N845 | GS TOU (Interval data) | GS | 234.0204 |  | 11.4087 | 7.0754 | 6.609 | [5 empty] | -156.0136 | -28289.179 | 0 | -28445.1926 | 0 |  | -23191.2859 | 491.0107 | -23682.2966 | 0
N71 | Residential STOU | Residential | 327.8108 |  | 13.577 | 4.1047 | 0 | [5 empty] | 804999.6212 | 183142.103 | 0 | 988141.7241 | 0 |  |  |  | N71 | Residential STOU | Residential | 163.3824 |  | 16.8516 | 8.0363 | 4.2163 | [5 empty] | 401215.4366 | 717422.0903 | 0 | 1118637.527 | 0 |  | 130495.8028 | -403784.1845 | 534279.9874 | 0
N72 | Residential Demand | Residential | 327.8108 |  |  |  |  | 0 |  | 4.4746 | 1.3701 |  | 410150.3693 | 0 | 139395.4572 | 549545.8265 | 0 |  |  |  | N72 | Residential Demand | Residential | 163.3824 |  |  |  |  | 2.4993 |  | 4.5643 | 1.675 |  | 204420.7912 | 165313.1554 | 152665.2699 | 522399.2165 | 0 |  | -27146.61 | -205729.5781 | 165313.1554 | 13269.8127
N73 | Residential Transitional Demand | Residential | 327.8108 |  |  |  |  | 0 |  | 4.4746 | 1.3701 |  | 79249653.3215 | 0 | 26418127.2674 | 105667780.5889 | 0 |  |  |  | N73 | Residential Transitional Demand | Residential | 163.3824 |  |  |  |  | 3.464 |  | 3.05 | 1.1193 |  | 39498384.1291 | 44273053.5352 | 19394075.1087 | 103165512.773 | 0 |  | -2502267.8159 | -39751269.1924 | 44273053.5352 | -7024052.1587
N91 | GS STOU | GS | 970.5365 |  | 13.577 | 4.1047 | 0 | [5 empty] | 444913.352 | 100265.7366 | 0 | 545179.0886 | 0 |  |  |  | N91 | GS STOU | GS | 234.0204 |  | 17.5119 | 8.6966 | 4.8766 | [5 empty] | 107279.6318 | 531366.2657 | 0 | 638645.8975 | 0 |  | 93466.8089 | -337633.7202 | 431100.5291 | 0
N92 | GS Demand | GS | 970.5365 |  |  |  |  | 0 |  | 6.1533 | 1.8833 |  | 11966094.1608 | 0 | 4390378.9763 | 16356473.1371 | 0 |  |  |  | N92 | GS Demand | GS | 234.0204 |  |  |  |  | 3.1972 |  | 6.2265 | 2.2527 |  | 2885321.7589 | 7680572.2956 | 4546305.6369 | 15112199.6915 | 0 |  | -1244273.4456 | -9080772.4018 | 7680572.2956 | 155926.6606
N93 | GS Transitional Demand | GS | 970.5365 |  |  |  |  | 0 |  | 6.1533 | 1.8833 |  | 12011612.3236 | 0 | 6191945.2761 | 18203557.5997 | 0 |  |  |  | N93 | GS Transitional Demand | GS | 234.0204 |  |  |  |  | 4.1546 |  | 3.479 | 1.2587 |  | 2896297.3157 | 15203366.2519 | 3611716.7228 | 21711380.2904 | 0 |  | 3507822.6907 | -9115315.0079 | 15203366.2519 | -2580228.5533
Large LV Tariff Class | [12 empty] | 180254273.4548 | 9981851.0563 | 55652481.1268 | 245888605.6378 | 0 | 27: Large LV Tariff Class; 40: 70346813.206; 41: 56955755.1669; 42: 66815782.8501; 43: 194118351.223; 44: 0; 46: -51770254.4149; 47: -109907460.2488; 48: 46973904.1106; 49: 11163301.7233
N19 | LV STOU Demand | N19 | 28181.6686 |  | 2.1547 | 1.52 | 0 |  |  | 5.6827 | 4.0588 |  | 180022901.9557 | 9959202.4864 | 55652481.1268 | 245634585.5689 | 0 |  |  |  | N19 | LV STOU Demand | N19 | 10998.3 |  | 3.3131 | 2.6784 | 1.1584 |  |  | 6.5886 | 5.0773 |  | 70256517.163 | 56733320.9258 | 66815782.8501 | 193805620.9389 | 0 |  | -51828964.63 | -109766384.7927 | 46774118.4394 | 11163301.7233
N89 | LV STOU Transitional | N19 | 28181.6686 |  | 10.7756 | 7.6021 | 0 | [5 empty] | 231371.4991 | 22648.5699 | 0 | 254020.069 | 0 |  |  |  | N89 | LV STOU Transitional | N19 | 10998.3 |  | 18.2334 | 15.2801 | 8.2052 | [5 empty] | 90296.043 | 222434.2411 | 0 | 312730.2841 | 0 |  | 58710.2151 | -141075.4561 | 199785.6712 | 0
HV Demand Tariff Class | [12 empty] | 45645848.2266 | 305097.0177 | 1357134.4473 | 47308079.6916 | 3677563.1388 | 27: HV Demand Tariff Class; 40: 7894340.4858; 41: 4919303.1528; 42: 21830744.5059; 43: 34644388.1445; 44: 4854383.9593; 46: -12663691.5471; 47: -37751507.7408; 48: 4614206.1351; 49: 20473610.0586
N29 | HV STOU Demand | N29 | 165803.6007 |  | 0.18713 | 0.13132 | 0 |  |  | 0.49244 | 0.35236 |  | 42331317.282 | 234549.9531 | 1064649.3177 | 43630516.5529 | 0 |  |  |  | N29 | HV STOU Demand | N29 | 18933.18 |  | 0.5698 | 0.514 | 0.3827 |  |  | 7.8583 | 7.7279 |  | 4833830.1858 | 4848765.2036 | 20107408.7957 | 29790004.1851 | 0 |  | -13840512.3677 | -37497487.0962 | 4614215.2505 | 19042759.478
ST Demand Tariff Class | [12 empty] | 36515457.6625 | 637009.0319 | 2387518.9445 | 39539985.6389 | 9546474.4544 | 27: ST Demand Tariff Class; 40: 8244458.3916; 41: 4404015.8772; 42: 18728869.0162; 43: 31377343.285; 44: 11152998.4206; 46: -8162642.3539; 47: -28270999.2709; 48: 3767006.8453; 49: 16341350.0717
N39 | ST STOU Demand | N39 | 505293.5982 |  | 0.17399 | 0.12256 | 0 |  |  | 0.45961 | 0.32829 |  | 27821465.5186 | 160725.05 | 818821.5333 | 28801012.1019 | 0 |  |  |  | N39 | ST STOU Demand | N39 | 29722.86 |  | 0.3945 | 0.3431 | 0.2205 |  |  | 6.9277 | 6.8055 |  | 1636540.6716 | 2167799.5529 | 14689356.8924 | 18493697.1168 | 0 |  | -10307314.985 | -26184924.847 | 2007074.5029 | 13870535.359
Inter-Distributor Transfer Tariff Class | [12 empty] | 12209668.5144 | 202104.3525 | 881435.4153 | 13293208.2822 | 13293208.2822 | 27: Inter-Distributor Transfer Tariff Class; 40: 6188199.9; 41: 202141.4583; 42: 1463149.8305; 43: 7853491.1888; 44: 7853491.1888; 46: -5439717.0933; 47: -6021468.6144; 48: 37.1058; 49: 581714.4153
Unmetered Tariff Class | [12 empty] | 287414.6853 | 1641279.716 | 0 | 1928694.4013 | 0 | 27: Unmetered Tariff Class; 40: 0; 41: 8954592.0555; 42: 0; 43: 8954592.0555; 44: 0; 46: 7025897.6542; 47: -287414.6853; 48: 7313312.3396; 49: 0
SL | Streetlighting | GS | 970.5365 | 1.1403 | [8 empty] | 0 | 1254967.4674 | 0 | 1254967.4674 | 0 | 27: SL; 28: Streetlighting; 29: GS; 30: 0; 31: 6.1821; 40: 0; 41: 6803994.7128; 42: 0; 43: 6803994.7128; 44: 0; 46: 5549027.2454; 47: 0; 48: 5549027.2454; 49: 0
TL | Traffic Control Signal Lights | GS | 970.5365 | 1.1403 | [8 empty] | 0 | 40107.6412 | 0 | 40107.6412 | 0 | 27: TL; 28: Traffic Control Signal Lights; 29: GS; 30: 0; 31: 6.4522; 40: 0; 41: 226950.1197; 42: 0; 43: 226950.1197; 44: 0; 46: 186842.4785; 47: 0; 48: 186842.4785; 49: 0
N99 | Unmetered Supply | GS | 970.5365 |  |  |  |  | 1.1403 |  |  |  |  | 287414.6853 | 287300.0483 | 0 | 574714.7336 | 0 | 27: N99; 28: Unmetered Supply; 29: GS; 30: 0; 35: 6.4522; 40: 0; 41: 1625694.7146; 42: 0; 43: 1625694.7146; 44: 0; 46: 1050979.981; 47: -287414.6853; 48: 1338394.6663; 49: 0
NW | Nightwatch | GS | 970.5365 | 1.1403 | [8 empty] | 0 | 58904.559 | 0 | 58904.559 | 0 | 27: NW; 28: Nightwatch; 29: GS; 30: 0; 31: 5.7677; 40: 0; 41: 297952.5083; 42: 0; 43: 297952.5083; 44: 0; 46: 239047.9493; 47: 0; 48: 239047.9493; 49: 0
[13 empty] | 718808867.5004 | 72634712.671 | 97418416.9109 | 888861997.0824 | 26517245.8753 | 40: 286633258.6312; 41: 465685429.5102; 42: 136543308.941; 43: 888861997.0824; 44: 23860873.5687; 46: 0; 47: -432175608.8692; 48: 393050716.8391; 49: 39124892.0301
Target Residual Cost Tariffs | [17 empty] | 27: Forecast Residual Cost Tariffs
Code | Name | Residual Type | Fixed ($pa) | Single and ToU Consumption (c/kWh) |  |  |  | Step Consumption (c/kWh) |  | Demand ($/kVA kW /mth) |  |  | Fixed | Energy | Demand | Target Residual Cost | CRNP | 27: Code; 28: Name; 29: Residual Type; 30: Fixed ($pa); 31: Single and ToU Consumption (c/kWh); 35: Step Consumption (c/kWh); 37: Demand ($/kVA kW /mth); 40: Fixed; 41: Energy; 42: Demand; 43: Actual Residual Cost; 44: CRNP
|  |  |  | Non-TOU | High Peak / Peak | Low Peak / Shoulder | Off-peak | Step 1 | Step 2 | High Season | Low Season | [6 empty] | 31: Non-TOU; 32: High Peak / Peak; 33: Low Peak / Shoulder; 34: Off-peak; 35: Step 1; 36: Step 2; 37: High Season; 38: Low Season
Small LV Tariff Class | [12 empty] | 443896204.9569 | 0 | 0 | 443896204.9569 | 0 | 27: Small LV Tariff Class; 40: 193959446.6478; 41: 330382250.3028; 42: -9435084.2387; 43: 514906612.7119; 44: 0
N70 | Residential Flat | Residential | 327.8108 |  |  |  |  | 0 |  |  |  |  | 254065354.53 | 0 | 0 | 254065354.53 | 0 | 27: N70; 28: Residential Flat; 29: Residential; 30: 163.6752; 35: 4.7234; 40: 126854247.5978; 41: 195158379.933; 42: 0; 43: 322012627.5308; 44: 0
N705 | Residential TOU (Interval data) | Residential | 327.8108 |  | 0 | 0 | 0 | [5 empty] | 12784.6228 | 0 | 0 | 12784.6228 | 0 | 27: N705; 28: Residential TOU (Interval data); 29: Residential; 30: 163.3824; 32: 7.4719; 33: 7.7948; 34: 7.8296; 40: 6371.9136; 41: 26379.2345; 42: 0; 43: 32751.1481; 44: 0
N706 | Residential TOU (Basic data) | Residential | 327.8108 |  | 0 | 0 | 0 | [5 empty] | 327.8108 | 0 | 0 | 327.8108 | 0 | 27: N706; 28: Residential TOU (Basic data); 29: Residential; 30: 163.3824; 32: 7.4719; 33: 7.7948; 34: 7.8296; 40: 163.3824; 41: 1937.201; 42: 0; 43: 2100.5834; 44: 0
N50 | Control load 1 | CL | 78.2252 | 0 | [8 empty] | 18325757.0725 | 0 | 0 | 18325757.0725 | 0 | 27: N50; 28: Control load 1; 29: CL; 30: 17.8974; 31: 1.2689; 40: 4192809.7591; 41: 5258629.3236; 42: 0; 43: 9451439.0827; 44: 0
N54 | Control load 2 | CL | 78.2252 | 0 | [8 empty] | 8141494.7672 | 0 | 0 | 8141494.7672 | 0 | 27: N54; 28: Control load 2; 29: CL; 30: 17.8974; 31: 2.8926; 40: 1862719.1541; 41: 6027802.9014; 42: 0; 43: 7890522.0556; 44: 0
NC1 | Residential / CL1 | Residential | 327.8108 | 0 |  |  |  | 0 |  |  |  |  | 2222229.6979 | 0 | 0 | 2222229.6979 | 0 | 27: NC1; 28: Residential / CL1; 29: Residential; 30: 181.5726; 31: 1.2689; 35: 4.7234; 40: 1230880.6554; 41: 1761758.2071; 42: 0; 43: 2992638.8625; 44: 0
NC2 | Residential / CL2 | Residential | 327.8108 | 0 |  |  |  | 0 |  |  |  |  | 770355.4787 | 0 | 0 | 770355.4787 | 0 | 27: NC2; 28: Residential / CL2; 29: Residential; 30: 181.5726; 31: 2.8926; 35: 4.7234; 40: 426695.61; 41: 722854.0599; 42: 0; 43: 1149549.6699; 44: 0
N90 | General Supply Block | GS | 970.5365 |  |  |  |  | 0 | 0 |  |  |  | 55336437.0296 | 0 | 0 | 55336437.0296 | 0 | 27: N90; 28: General Supply Block; 29: GS; 30: 234.3132; 35: 5.0288; 36: 6.0311; 40: 13359680.2966; 41: 52645850.8585; 42: 0; 43: 66005531.1552; 44: 0
NC3 | General Supply / CL1 | GS | 970.5365 | 0 |  |  |  | 0 | 0 |  |  |  | 26825.6294 | 0 | 0 | 26825.6294 | 0 | 27: NC3; 28: General Supply / CL1; 29: GS; 30: 252.2106; 31: 1.2689; 35: 5.0288; 36: 6.0311; 40: 6971.101; 41: 22048.4023; 42: 0; 43: 29019.5033; 44: 0
NC4 | General Supply / CL2 | GS | 970.5365 | 0 |  |  |  | 0 | 0 |  |  |  | 7249.9078 | 0 | 0 | 7249.9078 | 0 | 27: NC4; 28: General Supply / CL2; 29: GS; 30: 252.2106; 31: 2.8926; 35: 5.0288; 36: 6.0311; 40: 1884.0132; 41: 3786.531; 42: 0; 43: 5670.5442; 44: 0
N84 | GS TOU (Basic data) | GS | 970.5365 |  | 0 | 0 | 0 | [5 empty] | 100612.286 | 0 | 0 | 100612.286 | 0 | 27: N84; 28: GS TOU (Basic data); 29: GS; 30: 234.0204; 32: 6.2513; 33: 6.5742; 34: 6.609; 40: 24260.1148; 41: 488820.1924; 42: 0; 43: 513080.3072; 44: 0
N845 | GS TOU (Interval data) | GS | 970.5365 |  | 0 | 0 | 0 | [5 empty] | -647.0243 | 0 | 0 | -647.0243 | 0 | 27: N845; 28: GS TOU (Interval data); 29: GS; 30: 234.0204; 32: 6.2513; 33: 6.5742; 34: 6.609; 40: -156.0136; 41: -23682.2966; 42: 0; 43: -23838.3102; 44: 0
N71 | Residential STOU | Residential | 327.8108 |  | 0 | 0 | 0 | [5 empty] | 804999.6212 | 0 | 0 | 804999.6212 | 0 | 27: N71; 28: Residential STOU; 29: Residential; 30: 163.3824; 32: 3.2746; 33: 3.9316; 34: 4.2163; 40: 401215.4366; 41: 534279.9874; 42: 0; 43: 935495.424; 44: 0
N72 | Residential Demand | Residential | 327.8108 |  |  |  |  | 0 |  | 0 | 0 |  | 410150.3693 | 0 | 0 | 410150.3693 | 0 | 27: N72; 28: Residential Demand; 29: Residential; 30: 163.3824; 35: 2.4993; 37: 0.089703; 38: 0.30494; 40: 204420.7912; 41: 165313.1554; 42: 13269.8127; 43: 383003.7593; 44: 0
N73 | Residential Transitional Demand | Residential | 327.8108 |  |  |  |  | 0 |  | 0 | 0 |  | 79249653.3215 | 0 | 0 | 79249653.3215 | 0 | 27: N73; 28: Residential Transitional Demand; 29: Residential; 30: 163.3824; 35: 3.464; 37: -1.4246; 38: -0.25076; 40: 39498384.1291; 41: 44273053.5352; 42: -7024052.1587; 43: 76747385.5056; 44: 0
N91 | GS STOU | GS | 970.5365 |  | 0 | 0 | 0 | [5 empty] | 444913.352 | 0 | 0 | 444913.352 | 0 | 27: N91; 28: GS STOU; 29: GS; 30: 234.0204; 32: 3.9349; 33: 4.5919; 34: 4.8766; 40: 107279.6318; 41: 431100.5291; 42: 0; 43: 538380.1608; 44: 0
N92 | GS Demand | GS | 970.5365 |  |  |  |  | 0 |  | 0 | 0 |  | 11966094.1608 | 0 | 0 | 11966094.1608 | 0 | 27: N92; 28: GS Demand; 29: GS; 30: 234.0204; 35: 3.1972; 37: 0.073245; 38: 0.36941; 40: 2885321.7589; 41: 7680572.2956; 42: 155926.6606; 43: 10721820.7152; 44: 0
N93 | GS Transitional Demand | GS | 970.5365 |  |  |  |  | 0 |  | 0 | 0 |  | 12011612.3236 | 0 | 0 | 12011612.3236 | 0 | 27: N93; 28: GS Transitional Demand; 29: GS; 30: 234.0204; 35: 4.1546; 37: -2.6743; 38: -0.62459; 40: 2896297.3157; 41: 15203366.2519; 42: -2580228.5533; 43: 15519435.0143; 44: 0
Large LV Tariff Class | [12 empty] | 180254273.4548 | 0 | 0 | 180254273.4548 | 0 | 27: Large LV Tariff Class; 40: 70346813.206; 41: 46973904.1106; 42: 11163301.7233; 43: 128484019.0399; 44: 0
N19 | LV STOU Demand | N19 | 28181.6686 |  | 0 | 0 | 0 |  |  | 0 | 0 |  | 180022901.9557 | 0 | 0 | 180022901.9557 | 0 | 27: N19; 28: LV STOU Demand; 29: N19; 30: 10998.3; 32: 1.1584; 33: 1.1584; 34: 1.1584; 37: 0.90589; 38: 1.0185; 40: 70256517.163; 41: 46774118.4394; 42: 11163301.7233; 43: 128193937.3257; 44: 0
N89 | LV STOU Transitional | N19 | 28181.6686 |  | 0 | 0 | 0 | [5 empty] | 231371.4991 | 0 | 0 | 231371.4991 | 0 | 27: N89; 28: LV STOU Transitional; 29: N19; 30: 10998.3; 32: 7.4578; 33: 7.678; 34: 8.2052; 40: 90296.043; 41: 199785.6712; 42: 0; 43: 290081.7142; 44: 0
HV Demand Tariff Class | [12 empty] | 45645848.2266 | 0 | 0 | 45645848.2266 | 3314530.9446 | 27: HV Demand Tariff Class; 40: 7894340.4858; 41: 4614206.1351; 42: 20473610.0586; 43: 32982156.6795; 44: 4491351.7652
N29 | HV STOU Demand | N29 | 165803.6007 |  | 0 | 0 | 0 |  |  | 0 | 0 |  | 42331317.282 | 0 | 0 | 42331317.282 | 0 | 27: N29; 28: HV STOU Demand; 29: N29; 30: 18933.18; 32: 0.38267; 33: 0.38268; 34: 0.3827; 37: 7.3659; 38: 7.3755; 40: 4833830.1858; 41: 4614215.2505; 42: 19042759.478; 43: 28490804.9143; 44: 0
ST Demand Tariff Class | [12 empty] | 36515457.6625 | 0 | 0 | 36515457.6625 | 7683404.9475 | 27: ST Demand Tariff Class; 40: 8244458.3916; 41: 3767006.8453; 42: 16341350.0717; 43: 28352815.3086; 44: 9289928.9136
N39 | ST STOU Demand | N39 | 505293.5982 |  | 0 | 0 | 0 |  |  | 0 | 0 |  | 27821465.5186 | 0 | 0 | 27821465.5186 | 0 | 27: N39; 28: ST STOU Demand; 29: N39; 30: 29722.86; 32: 0.22051; 33: 0.22054; 34: 0.2205; 37: 6.4681; 38: 6.4772; 40: 1636540.6716; 41: 2007074.5029; 42: 13870535.359; 43: 17514150.5335; 44: 0
Inter-Distributor Transfer Tariff Class | [12 empty] | 12209668.5144 | 0 | 0 | 12209668.5144 | 12209668.5144 | 27: Inter-Distributor Transfer Tariff Class; 40: 6188199.9; 41: 37.1058; 42: 581714.4153; 43: 6769951.4211; 44: 6769951.4211
Unmetered Tariff Class | [12 empty] | 287414.6853 | 0 | 0 | 287414.6853 | 0 | 27: Unmetered Tariff Class; 40: 0; 41: 7313312.3396; 42: 0; 43: 7313312.3396; 44: 0
SL | Streetlighting | GS | 970.5365 | 0 | [8 empty] | 0 | 0 | 0 | 0 | 0 | 27: SL; 28: Streetlighting; 29: GS; 30: 0; 31: 5.0418; 40: 0; 41: 5549027.2454; 42: 0; 43: 5549027.2454; 44: 0
TL | Traffic Control Signal Lights | GS | 970.5365 | 0 | [8 empty] | 0 | 0 | 0 | 0 | 0 | 27: TL; 28: Traffic Control Signal Lights; 29: GS; 30: 0; 31: 5.3119; 40: 0; 41: 186842.4785; 42: 0; 43: 186842.4785; 44: 0
N99 | Unmetered Supply | GS | 970.5365 |  |  |  |  | 0 |  |  |  |  | 287414.6853 | 0 | 0 | 287414.6853 | 0 | 27: N99; 28: Unmetered Supply; 29: GS; 30: 0; 35: 5.3119; 40: 0; 41: 1338394.6663; 42: 0; 43: 1338394.6663; 44: 0
NW | Nightwatch | GS | 970.5365 | 0 | [8 empty] | 0 | 0 | 0 | 0 | 0 | 27: NW; 28: Nightwatch; 29: GS; 30: 0; 31: 4.6274; 40: 0; 41: 239047.9493; 42: 0; 43: 239047.9493; 44: 0
[13 empty] | 718808867.5004 | 0 | 0 | 718808867.5004 | 23207604.4064 | 40: 286633258.6312; 41: 393050716.8391; 42: 39124892.0301; 43: 718808867.5004; 44: 20551232.0998
LRMC Tariffs
Code | Name | Residual Type | Fixed ($pa) | Single and ToU Consumption (c/kWh) |  |  |  | Step Consumption (c/kWh) |  | Demand ($/kVA kW /mth) |  |  | Fixed | Energy | Demand | Total LRMC | CRNP
|  |  |  | Non-TOU | High Peak / Peak | Low Peak / Shoulder | Off-peak | Step 1 | Step 2 | High Season | Low Season
Small LV Tariff Class | [12 empty] | 0 | 59867371.4968 | 37139846.977 | 97007218.4737 | 0
N70 | Residential Flat | Residential | 0 |  |  |  |  | 1.1403 |  |  |  |  | 0 | 47112210.4057 | 0 | 47112210.4057 | 0
N705 | Residential TOU (Interval data) | Residential | 0 |  | 5.1574 | 0.50119 | 0 | [5 empty] | 0 | 3607.1247 | 0 | 3607.1247 | 0
N706 | Residential TOU (Basic data) | Residential | 0 |  | 5.1574 | 0.50119 | 0 | [5 empty] | 0 | 326.5682 | 0 | 326.5682 | 0
N50 | Control load 1 | CL | 0 | 0 | [8 empty] | 0 | 0 | 0 | 0 | 0
N54 | Control load 2 | CL | 0 | 0.056904 | [8 empty] | 0 | 118579.9767 | 0 | 118579.9767 | 0
NC1 | Residential / CL1 | Residential | 0 | 0 |  |  |  | 1.1403 |  |  |  |  | 0 | 381267.3964 | 0 | 381267.3964 | 0
NC2 | Residential / CL2 | Residential | 0 | 0.056904 |  |  |  | 1.1403 |  |  |  |  | 0 | 138528.8001 | 0 | 138528.8001 | 0
N90 | General Supply Block | GS | 0 |  |  |  |  | 1.1403 | 1.1403 |  |  |  | 0 | 11723761.9908 | 0 | 11723761.9908 | 0
NC3 | General Supply / CL1 | GS | 0 | 0 |  |  |  | 1.1403 | 1.1403 |  |  |  | 0 | 4868.4679 | 0 | 4868.4679 | 0
NC4 | General Supply / CL2 | GS | 0 | 0.056904 |  |  |  | 1.1403 | 1.1403 |  |  |  | 0 | 736.5273 | 0 | 736.5273 | 0
N84 | GS TOU (Basic data) | GS | 0 |  | 5.1574 | 0.50119 | 0 | [5 empty] | 0 | 104683.2818 | 0 | 104683.2818 | 0
N845 | GS TOU (Interval data) | GS | 0 |  | 5.1574 | 0.50119 | 0 | [5 empty] | 0 | -4606.8824 | 0 | -4606.8824 | 0
N71 | Residential STOU | Residential | 0 |  | 13.577 | 4.1047 | 0 | [5 empty] | 0 | 183142.103 | 0 | 183142.103 | 0
N72 | Residential Demand | Residential | 0 |  |  |  |  | 0 |  | 4.4746 | 1.3701 |  | 0 | 0 | 139395.4572 | 139395.4572 | 0
N73 | Residential Transitional Demand | Residential | 0 |  |  |  |  | 0 |  | 4.4746 | 1.3701 |  | 0 | 0 | 26418127.2674 | 26418127.2674 | 0
N91 | GS STOU | GS | 0 |  | 13.577 | 4.1047 | 0 | [5 empty] | 0 | 100265.7366 | 0 | 100265.7366 | 0
N92 | GS Demand | GS | 0 |  |  |  |  | 0 |  | 6.1533 | 1.8833 |  | 0 | 0 | 4390378.9763 | 4390378.9763 | 0
N93 | GS Transitional Demand | GS | 0 |  |  |  |  | 0 |  | 6.1533 | 1.8833 |  | 0 | 0 | 6191945.2761 | 6191945.2761 | 0
Large LV Tariff Class | [12 empty] | 0 | 9981851.0563 | 55652481.1268 | 65634332.1831 | 0
N19 | LV STOU Demand | N19 | 0 |  | 2.1547 | 1.52 | 0 |  |  | 5.6827 | 4.0588 |  | 0 | 9959202.4864 | 55652481.1268 | 65611683.6132 | 0
N89 | LV STOU Transitional | N19 | 0 |  | 10.7756 | 7.6021 | 0 | [5 empty] | 0 | 22648.5699 | 0 | 22648.5699 | 0
HV Demand Tariff Class | [12 empty] | 0 | 305097.0177 | 1357134.4473 | 1662231.465 | 363032.1942
N29 | HV STOU Demand | N29 | 0 |  | 0.18713 | 0.13132 | 0 |  |  | 0.49244 | 0.35236 |  | 0 | 234549.9531 | 1064649.3177 | 1299199.2708 | 0
ST Demand Tariff Class | [12 empty] | 0 | 637009.0319 | 2387518.9445 | 3024527.9764 | 1863069.507
N39 | ST STOU Demand | N39 | 0 |  | 0.17399 | 0.12256 | 0 |  |  | 0.45961 | 0.32829 |  | 0 | 160725.05 | 818821.5333 | 979546.5833 | 0
Inter-Distributor Transfer Tariff Class | [12 empty] | 0 | 202104.3525 | 881435.4153 | 1083539.7678 | 1083539.7678
Unmetered Tariff Class | [12 empty] | 0 | 1641279.716 | 0 | 1641279.716 | 0
SL | Streetlighting | GS | 0 | 1.1403 | [8 empty] | 0 | 1254967.4674 | 0 | 1254967.4674 | 0
TL | Traffic Control Signal Lights | GS | 0 | 1.1403 | [8 empty] | 0 | 40107.6412 | 0 | 40107.6412 | 0
N99 | Unmetered Supply | GS | 0 |  |  |  |  | 1.1403 |  |  |  |  | 0 | 287300.0483 | 0 | 287300.0483 | 0
NW | Nightwatch | GS | 0 | 1.1403 | [8 empty] | 0 | 58904.559 | 0 | 58904.559 | 0
[13 empty] | 0 | 72634712.671 | 97418416.9109 | 170053129.5819 | 3309641.4689
Code | Name | Residual Type | Fixed ($pa) | Single and ToU Consumption (c/kWh) |  |  |  | Step Consumption (c/kWh) |  | Demand ($/kVA kW /mth) |  |  | Fixed | Energy | Demand |  | Energy Propn by Class (SA & AC)
|  |  |  | Non-TOU | High Peak / Peak | Low Peak / Shoulder | Off-peak | Step 1 | Step 2 | High Season | Low Season
Small LV Tariff Class | [12 empty] | 1450331.8767 | 7768859.3765 | 13474114.7942
N70 | Residential Flat | Residential | 775036.46 |  |  |  |  | 4131701.6617 |  |  |  |  | 775036.46 | 4131701.6617 | 0 |  | 53.18%
N705 | Residential TOU (Interval data) | Residential | 39 |  | 63.2117 | 69.2393 | 207.6616 | [5 empty] | 39 | 340.1126 | 0 |  | 0.004378%
N706 | Residential TOU (Basic data) | Residential | 1 |  | 5.751 | 5.9789 | 13.3015 | [5 empty] | 1 | 25.0313 | 0 |  | 0.0003222%
N50 | Control load 1 | CL | 234269.21 | 414424.2512 | [8 empty] | 234269.21 | 414424.2512 | 0 |  | 5.334%
N54 | Control load 2 | CL | 104077.64 | 208387.2818 | [8 empty] | 104077.64 | 208387.2818 | 0 |  | 2.682%
NC1 | Residential / CL1 | Residential | 6779 | 14373.8669 |  |  |  | 33436.8335 |  |  |  |  | 6779 | 47810.7004 | 0 |  | 0.6154%
NC2 | Residential / CL2 | Residential | 2350 | 5608.4675 |  |  |  | 11868.9754 |  |  |  |  | 2350 | 17477.4429 | 0 |  | 0.225%
N90 | General Supply Block | GS | 57016.3367 |  |  |  |  | 934266.4599 | 93897.7141 |  |  |  | 57016.3367 | 1028164.174 | 0 |  | 13.23%
NC3 | General Supply / CL1 | GS | 27.64 | 45.4918 |  |  |  | 426.9606 | 0 |  |  |  | 27.64 | 472.4523 | 0 |  | 0.006081%
NC4 | General Supply / CL2 | GS | 7.47 | 20.3761 |  |  |  | 63.576 | 0 |  |  |  | 7.47 | 83.9521 | 0 |  | 0.001081%
N84 | GS TOU (Basic data) | GS | 103.6667 |  | 1819.5107 | 2163.4704 | 3523.177 | [5 empty] | 103.6667 | 7506.1582 | 0 |  | 0.09662%
N845 | GS TOU (Interval data) | GS | -0.66667 |  | -79.5124 | -100.9749 | -182.6822 | [5 empty] | -0.66667 | -363.1695 | 0 |  | -0.004675%
N71 | Residential STOU | Residential | 2455.6833 |  | 926.736 | 1396.4211 | 10649.8981 | [5 empty] | 2455.6833 | 12973.0552 | 0 |  | 0.167%
N72 | Residential Demand | Residential | 1251.18 |  |  |  |  | 6614.3782 |  | 19593.1032 | 37753.1158 |  | 1251.18 | 6614.3782 | 57346.219 |  | 0.08514%
N73 | Residential Transitional Demand | Residential | 241754.2167 |  |  |  |  | 1278090.46 |  | 3614079.7921 | 7478899.0822 |  | 241754.2167 | 1278090.46 | 11092978.8743 |  | 16.45%
N91 | GS STOU | GS | 458.42 |  | 559.081 | 593.447 | 7830.2682 | [5 empty] | 458.42 | 8982.7961 | 0 |  | 0.1156%
N92 | GS Demand | GS | 12329.36 |  |  |  |  | 240228.0838 |  | 622066.2772 | 298757.0303 |  | 12329.36 | 240228.0838 | 920823.3074 |  | 3.092%
N93 | GS Transitional Demand | GS | 12376.26 |  |  |  |  | 365940.5539 |  | 831330.4163 | 571635.9772 |  | 12376.26 | 365940.5539 | 1402966.3935 |  | 4.71%
Large LV Tariff Class | [12 empty] | 6396.1533 | 4040266.2858 | 11555980.7913
N19 | LV STOU Demand | N19 | 6387.9433 |  | 241978.7995 | 312196.4692 | 3483637.0071 |  |  | 5387812.8621 | 6168167.9291 |  | 6387.9433 | 4037812.2757 | 11555980.7913 |  | 99.94%
N89 | LV STOU Transitional | N19 | 8.21 |  | 85.4107 | 176.8598 | 2191.7397 | [5 empty] | 8.21 | 2454.0101 | 0 |  | 0.06074%
HV Demand Tariff Class | [12 empty] | 261.31 | 1623089.0624 | 3296961.0219
N29 | HV STOU Demand | N29 | 255.31 |  | 63993.2113 | 87424.4146 | 1054290.6702 |  |  | 1102127.1626 | 1481199.6679 |  | 255.31 | 1205708.2961 | 2583326.8305 |  | 74.28%
ST Demand Tariff Class | [12 empty] | 66.06 | 2954517.0025 | 6234160.1366
N39 | ST STOU Demand | N39 | 55.06 |  | 45847.0622 | 66051.6011 | 798326.4622 |  |  | 878814.6237 | 1263859.0587 |  | 55.06 | 910225.1255 | 2142673.6824 |  | 30.81%
Inter-Distributor Transfer Tariff Class | [12 empty] | 5 | 981364.5873 | 2304079.4875
Unmetered Tariff Class | [12 empty] | 296.14 | 143938.8658 | 0
SL | Streetlighting | GS | 0 | 110059.6029 | [8 empty] | 0 | 110059.6029 | 0 |  | 76.46%
TL | Traffic Control Signal Lights | GS | 0 | 3517.4068 | [8 empty] | 0 | 3517.4068 | 0 |  | 2.444%
N99 | Unmetered Supply | GS | 296.14 |  |  |  |  | 25195.9752 |  |  |  |  | 296.14 | 25195.9752 | 0 |  | 17.5%
NW | Nightwatch | GS | 0 | 5165.8808 | [8 empty] | 0 | 5165.8808 | 0 |  | 3.589%
[13 empty] | 1457356.54 | 17512035.1802 | 36865296.2315

## Summary
TSS Principles Model
Tariff Class
Tariff class | FY20 | [6 empty] | FY21 | [6 empty] | FY22 | [6 empty] | FY23 | [6 empty] | FY24 | [6 empty] | Tariff class | FY20 | FY21 | FY22 | FY23 | FY24
| Actual Tariff | Target Tariff | Avoidable | Stand Alone | LRMC | Actual Tariff Compliance | Target Tariff Compliance | Actual Tariff | Target Tariff | Avoidable | Stand Alone | LRMC | Actual Tariff Compliance | Target Tariff Compliance | Actual Tariff | Target Tariff | Avoidable | Stand Alone | LRMC | Actual Tariff Compliance | Target Tariff Compliance | Actual Tariff | Target Tariff | Avoidable | Stand Alone | LRMC | Actual Tariff Compliance | Target Tariff Compliance | Actual Tariff | Target Tariff | Avoidable | Stand Alone | LRMC | Actual Tariff Compliance | Target Tariff Compliance | Variance to Target
Small LV | 596.0505 | 505.6842 | 378.233 | 773.0999 | 69.9145 | Yes | Yes | 596.5254 | 508.8122 | 353.862 | 770.8719 | 71.3138 | Yes | Yes | 587.9634 | 510.125 | 344.831 | 772.0938 | 81.5963 | Yes | Yes | 598.6663 | 524.9742 | 355.4553 | 786.1936 | 89.3203 | Yes | Yes | 611.9138 | 540.9034 | 396.6566 | 795.5239 | 97.0072 | Yes | Yes | Small LV | 90.3663 | 87.7132 | 77.8384 | 73.6921 | 71.0104
Large LV | 167.3943 | 233.3781 | 34.1168 | 428.9836 | 56.4324 | Yes | Yes | 170.9545 | 235.5422 | 31.9185 | 448.9284 | 57.8837 | Yes | Yes | 177.6186 | 235.0308 | 31.1039 | 458.3666 | 61.0131 | Yes | Yes | 186.2874 | 240.4099 | 32.0622 | 462.8006 | 63.5002 | Yes | Yes | 194.1184 | 245.8886 | 35.7786 | 434.6458 | 65.6343 | Yes | Yes | Large LV | -65.9838 | -64.5877 | -57.4123 | -54.1225 | -51.7703
HV Demand | 30.6325 | 46.2581 | 13.4915 | 302.3938 | 1.4501 | Yes | Yes | 31.1831 | 46.4645 | 12.6222 | 329.5407 | 1.476 | Yes | Yes | 31.9887 | 45.6098 | 12.3 | 338.7068 | 1.5432 | Yes | Yes | 33.4062 | 46.406 | 12.679 | 338.1359 | 1.6071 | Yes | Yes | 34.6444 | 47.3081 | 14.1486 | 299.134 | 1.6622 | Yes | Yes | HV Demand | -15.6256 | -15.2814 | -13.6211 | -12.9998 | -12.6637
ST Demand | 27.1894 | 38.466 | 11.7877 | 114.7786 | 2.6208 | Yes | Yes | 29.6909 | 38.6801 | 11.0282 | 152.3393 | 2.6905 | Yes | Yes | 29.9701 | 38.0586 | 10.7468 | 160.2047 | 2.8065 | Yes | Yes | 30.8067 | 38.761 | 11.0779 | 151.8215 | 2.9231 | Yes | Yes | 31.3773 | 39.54 | 12.3619 | 97.545 | 3.0245 | Yes | Yes | ST Demand | -11.2766 | -8.9893 | -8.0885 | -7.9543 | -8.1626
IDT | 7.0282 | 12.9327 | 3.3563 | 106.3471 | 0.9471 | Yes | Yes | 7.1449 | 12.9939 | 3.14 | 144.4511 | 0.96005 | Yes | Yes | 7.3075 | 12.7896 | 3.0599 | 152.5178 | 1.0024 | Yes | Yes | 7.5792 | 13.0284 | 3.1541 | 143.8978 | 1.0453 | Yes | Yes | 7.8535 | 13.2932 | 3.5197 | 88.7028 | 1.0835 | Yes | Yes | IDT | -5.9045 | -5.849 | -5.4821 | -5.4492 | -5.4397
Unmetered | 8.7555 | 1.7811 | 0 | 394.8668 | 1.5203 | Yes | Yes | 8.8123 | 1.8181 | 0 | 417.0099 | 1.5293 | Yes | Yes | 8.6183 | 1.8526 | 0 | 427.2627 | 1.5657 | Yes | Yes | 8.7244 | 1.8908 | 0 | 430.7383 | 1.6031 | Yes | Yes | 8.9546 | 1.9287 | 0 | 398.8672 | 1.6413 | Yes | Yes | Unmetered | 6.9745 | 6.9942 | 6.7656 | 6.8335 | 7.0259

## Diversity Factors--->
Diversity Factors

## Residential DF
Residential Diversity
Year | Month | Sum of "kWh Max" | Max of "kWhSum" | Diversity Factor | Sample Size | Average Residential (Individual) | Average Residential (Aggregate)
|  |  | Average | 2.569 |  | 1.7901 | 0.71285
|  |  | Max | 3.3088
|  |  | Min | 1.9621
|  |  | Diversity | 38.93%

## GS DF
General Supply Diversity
Year | Month | Sum of "kWh Max" | Max of "kWhSum" | Diversity Factor | Sample Size | Average GS (Individual) | Average GS (Aggregate)
|  |  | Average | 1.8328 |  | 3.2079 | 1.785
|  |  | Max | 2.3444
|  |  | Min | 1.5574
|  |  | Diversity | 54.56%

## GS TOU DF
General Supply (TOU) Diversity
Year | Month | Sum of N84 "kWh Max" | Max of N84 "kWhSum" | Sum of N845 "kWh Max" | Max of N845 "kWhSum" | Sum of "kWh Max" | Max of "kWh Sum" | Diversity Factor | Sample Size | Average GS (Individual) | Average GS (Aggregate)
[7 empty] | Average | 1.558 |  | 10.9177 | 7.0807
[7 empty] | Max | 1.7167
[7 empty] | Min | 1.4001
[7 empty] | Diversity | 64.19%

## N19 DF
N19 & N89 Diversity
Year | Month | Sum of N19 "kWh Max" | Max of N19 "kWh Sum" | Sum of N89 "kWh Max" | Max of N89 "kWh Sum" | Sum of "kWh Max" | Max of "kWh Sum" | Diversity Factor | Sample Size | Average N19 & N89 (Individual) | Average N19 & N89 (Aggregate)
[7 empty] | Average | 1.2365 |  | 81.6684 | 66.779
[7 empty] | Max | 1.3125
[7 empty] | Min | 1.1767
[7 empty] | Diversity | 80.87%

## N29 DF
N29 Diversity
Tariff | Year | Month | Sum of "kWh Max" | Max of "kWh Sum" | Diversity Factor | Sample Size | Average (Individual) | Average (Aggregate)
|  |  |  | Average | 1.3041 |  | 423.688 | 325.0673
|  |  |  | Max | 1.3669
|  |  |  | Min | 1.2416
|  |  |  | Diversity | 76.68%

## N39 DF
N39 Diversity
Tariff | Year | Month | Sum of "kWh Max" | Max of "kWhSum" | Diversity Factor | Sample Size | Average (Individual) | Average (Aggregate)
|  |  |  | Average | 1.2783 |  | 1473.4284 | 1153.1499
|  |  |  | Max | 1.4004
|  |  |  | Min | 1.2224
|  |  |  | Diversity | 78.23%