## PIP_Project_List_AUS
ID | Project / Program Description | Project / Program Type (Division) | Principle Driver | v3.8a '2014/15 | 2015/16 | 2016/17 | 2017/18 | 2018/19 | Priority Ranking | Reg Period $s | Reg Period Cumulative Sum | Percent
REP_04.04.07_S | Capital Works - Natural Disasters, Storms and Bushfires | Program - Short Term Need | Renewal | 6279.62 | 1302935.3582 | 0 | 1389588.916 | 0 | 7200 | 2698803.8943 | 2698803.8943 | 0.06607%
ARA_02.1.0001C | New City North 132/11kV Zone (SJ-03100 & SJ-00128) | Major Project - Committed Project | Renewal | 2815000 | 1300000.13 | 0 | 0 | 0 | 6450 | 4115000.13 | 6813804.0243 | 0.1668%
ARA_01.1.0110 | 132kV Feeders 91L, 91M/1 and 91M/3 Replacement (SJ-05471) | Major Project - Committed Project | Renewal | 4767986 | 6500000 | 0 | 0 | 0 | 6300 | 11267986 | 18081790.0243 | 0.4427%
DOC_11.03.35_S | Low Mains - TM | Program - Short Term Need | Compliance | 346640 | 347124.5763 | 296795.5301 | 160271.5098 | 94245.733 | 6150 | 1245077.3493 | 19326867.3735 | 0.4731%
REP_04.02.02_S | Pole Replacement Programme (No.) | Program - Short Term Need | Renewal | 38615850 | 54288380.8488 | 56832176.1669 | 58419510.5113 | 60034784.3681 | 6000 | 268190701.895 | 287517569.2685 | 7.039%
ARA_03.1C.0001 | New Rose Bay 11kV Connections (SI-05718) (check) | Program - Short Term Need | Renewal | 1100000 | 0 | 0 | 0 | 0 | 5925 | 1100000 | 288617569.2685 | 7.066%
REP_05.02.06_S | Pole Replacement Sub-Program | Program - Short Term Need | Renewal | 4815650 | 5680977.7583 | 5867920.5159 | 6062187.2016 | 6259815.7037 | 5850 | 28686551.1795 | 317304120.448 | 7.768%
DOC_11.03.34_S | Low Mains - DM | Program - Short Term Need | Compliance | 6057100 | 6610357.0787 | 5650154.8324 | 3049550.6731 | 1791867.3549 | 5850 | 23159029.9391 | 340463150.3871 | 8.335%
LV_22.01.04 | Distribution Centres Capacity Chamber Program | Program - Short Term Need | Capacity | 1951697 | 626798.339 | 645827.8004 | 665252.6924 | 684775.8783 | 5850 | 4574351.7101 | 345037502.0972 | 8.447%
DOC_11.03.55_S | Install PIR relays in the Sydney CBD | Program - Short Term Need | Compliance | 39523 | 1917835.3596 | 2077013.0611 | 0 | 0 | 5850 | 4034371.4207 | 349071873.5179 | 8.546%
ARA_04.4.A.0016 | 132kV Feeder 900 Replacement (SI-05767) | Major Project - Committed Project | Renewal | 18026355 | 25900000 | 842042.97 | 0 | 0 | 5700 | 44768397.97 | 393840271.4879 | 9.641%
REP_01.04.11_S | Replace Single Pole PT substations | Program - Short Term Need | Renewal | 7416960 | 5109418.9856 | 5566997.7508 | 6713282.3006 | 7565356.6289 | 5700 | 32372015.6658 | 426212287.1537 | 10.43%
REP_01.03.06_S | Network Protectors (West CM2/22) | Program - Short Term Need | Renewal | 874312 | 1353603.994 | 1733051.1513 | 2838927.2822 | 3994602.4232 | 5700 | 10794496.8507 | 437006784.0045 | 10.7%
ARA_03.1B.0002 | Botany to Port Botany 11kV LT (SM-05232) | Program - Short Term Need | Renewal | 60000 | 0 | 0 | 0 | 0 | 5625 | 60000 | 437066784.0045 | 10.7%
REP_03.02.03_S | 33kV Bulk Oil OD Circuit Breakers - TS | Program - Short Term Need | Renewal | 2441 | 0 | 1870812.1772 | 2635555.7973 | 2453614.4756 | 5550 | 6962423.45 | 444029207.4545 | 10.87%
REP_03.04.03_S | 33 kV Circuit Breakers - TS | Program - Short Term Need | Renewal | 221851 | 0 | 2104663.6993 | 1916767.8526 | 1962891.5804 | 5400 | 6206174.1323 | 450235381.5868 | 11.02%
DOC_11.03.43_S | Reactive Electrical Safety - DM | Program - Short Term Need | Compliance | 2415711 | 433822.0283 | 448431.6959 | 579658.9742 | 718819.0988 | 5400 | 4596442.7973 | 454831824.3841 | 11.13%
DOC_11.03.44_S | Reactive Electrical Safety - TM | Program - Short Term Need | Compliance | 1258893 | 216828.7767 | 223962.6559 | 347064.135 | 477835.5169 | 5400 | 2524584.0845 | 457356408.4686 | 11.2%
DOC_11.03.42_S | Reactive Electrical Safety - DC | Program - Short Term Need | Compliance | 0 | 452299.814 | 466569.7656 | 721670.6874 | 991513.2627 | 5400 | 2632053.5297 | 459988461.9982 | 11.26%
DOC_11.03.46_S | Reactive Electrical Safety - ZN | Program - Short Term Need | Compliance | 0 | 536923.3295 | 550674.2275 | 564670.6924 | 578531.8971 | 5400 | 2230800.1466 | 462219262.1448 | 11.32%
DOC_11.03.45_S | Reactive Electrical Safety - TS | Program - Short Term Need | Compliance | 52155 | 268461.6648 | 275337.1137 | 282335.3462 | 289265.9486 | 5400 | 1167555.0733 | 463386817.2181 | 11.34%
DOC_11.03.01_S | Distribution Chamber Substation Program | Program - Short Term Need | Compliance | 384911.37 | 5000420.7729 | 5192941.9487 | 5212994.872 | 5199997.7891 | 5250 | 20991266.7527 | 484378083.9709 | 11.86%
REP_01.03.13_S | Bass & Saunders Isolation & Earthing Switchgear | Program - Short Term Need | Renewal | 495885 | 2842963.885 | 3145388.7703 | 3220306.7069 | 3844683.7377 | 5250 | 13549228.0998 | 497927312.0707 | 12.19%
REP_04.02.34_S | Condemned Poles - Reinforcement (No.) | Program - Short Term Need | Renewal | 884000 | 2486780.1063 | 2601711.8082 | 2721242.4903 | 2842995.348 | 5250 | 11536729.7528 | 509464041.8235 | 12.47%
DOC_11.03.26_S | Fire Hydrants - ZN | Program - Short Term Need | Compliance | 358826 | 2046863.4123 | 2294399.5878 | 2342615.4215 | 2290264.3047 | 5250 | 9332968.7263 | 518797010.5498 | 12.7%
REP_01.03.04_S | Single Circuit Breaker Switchgear | Program - Short Term Need | Renewal | 867099 | 1798983.9238 | 1843442.1254 | 1887696.6367 | 1931461.4932 | 5250 | 8328683.1792 | 527125693.729 | 12.9%
REP_03.02.33_S | 132/66kV Non Motorised I & E Switches - TS | Program - Short Term Need | Renewal | 0 | 1556406.6463 | 1595669.2338 | 1799214.1273 | 1843173.5552 | 5250 | 6794463.5626 | 533920157.2915 | 13.07%
REP_01.03.07_S | 400kVA Sydney CBD Conservator Type | Program - Short Term Need | Renewal | 966472 | 1124730.9876 | 1151746.8039 | 1571653.3141 | 1607475.264 | 5250 | 6422078.3696 | 540342235.6612 | 13.23%
OTI_03.10 | OSS Refresh and Upgrade | Program - Short Term Need | Other System | 193062.7494 | 201508.3023 | 515562.8942 | 858513.1746 | 3156299.2268 | 5250 | 4924946.3474 | 545267182.0086 | 13.35%
OTI_03.01 | Asset Operations Patch and Release Management | Program - Short Term Need | Other System | 800000 | 1008869.8519 | 933885.0116 | 954433.7683 | 975338.5652 | 5250 | 4672527.197 | 549939709.2056 | 13.46%
DOC_11.03.24_S | Fire Mitigation - ZN | Program - Short Term Need | Compliance | 43549 | 946695.6977 | 1019681.2644 | 992979.0594 | 986437.3818 | 5250 | 3989342.4033 | 553929051.6089 | 13.56%
REP_02.02.47_S | Steel Structures - ZN | Program - Short Term Need | Renewal | 216428 | 855037.1096 | 874996.314 | 880870.7349 | 978521.2744 | 5250 | 3805853.4329 | 557734905.0418 | 13.65%
REP_01.03.16_S | Muswellbrook Kiosks | Program - Short Term Need | Renewal | 665264 | 345044.1615 | 353440.0967 | 361784.0743 | 370025.8647 | 5250 | 2095558.1972 | 559830463.239 | 13.71%
REP_05.02.07-3_S | Refurb 132kV OH Feeders | Program - Short Term Need | Renewal | 0 | 862409.3595 | 726705.4585 | 0 | 93576.3956 | 5250 | 1682691.2136 | 561513154.4526 | 13.75%
OTI_03.02 | Balin EOL Upgrade / Refresh | Program - Short Term Need | Other System | 0 | 548277.4742 | 0 | 0 | 292577.8567 | 5250 | 840855.3308 | 562354009.7835 | 13.77%
REP_01.03.15_S | Maitland Kiosks | Program - Short Term Need | Renewal | 414099 | 0 | 147492.7586 | 0 | 156223.1386 | 5250 | 717814.8972 | 563071824.6807 | 13.78%
ARA_02.1.0108 | CBD Eastern Tunnel (SJ-05729) | Major Project - Committed Project | Renewal | 13293940.63 | 9402989.05 | 0 | 0 | 0 | 5250 | 22696929.68 | 585768754.3607 | 14.34%
ARA_04.2.0013 | Engadine New 132kV Feeders (SI-05747) (check) | Major Project - Committed Project | Capacity | 5697825 | 0 | 0 | 0 | 0 | 5250 | 5697825 | 591466579.3607 | 14.48%
ARA_02.1.0024A | Belmore Park Feeder 929 Extension (SJ-06139) | Major Project - Committed Project | Capacity | 1181085 | 0 | 0 | 0 | 0 | 5175 | 1181085 | 592647664.3607 | 14.51%
ARA_02.1.0004 | CBD 11kV LTs 2012 | Program - Short Term Need | Capacity | 490000 | 0 | 0 | 0 | 0 | 5175 | 490000 | 593137664.3607 | 14.52%
ARA_02.1.0102 | Belmore Park 132kV Feeders (SJ-05600) | Major Project - Committed Project | Capacity | 400000 | 0 | 0 | 0 | 0 | 5175 | 400000 | 593537664.3607 | 14.53%
ARA_02.1.0106 | New Belmore Park 132/11kV Zone (SJ-03191) | Major Project - Committed Project | Capacity | 320334 | 0 | 0 | 0 | 0 | 5175 | 320334 | 593857998.3607 | 14.54%
REP_03.03.01_S | 132kV Circuit Breakers - TS | Program - Short Term Need | Renewal | 2275084 | 656263.9078 | 2353441.2125 | 1721982.3469 | 1762982.6056 | 5100 | 8769754.0728 | 602627752.4334 | 14.75%
ARA_04.4.A.0012 | New Croydon 132/11kV Zone (SJ-05942) | Major Project - Committed Project | Renewal | 1100000 | 3900000 | 1504055 | 0 | 0 | 5100 | 6504055 | 609131807.4334 | 14.91%
OTI_03.03 | DM&C Rollout | Program - Short Term Need | Other System | 3005831.6194 | 941057.4799 | 798238.2137 | 815802.2635 | 31698.5034 | 5100 | 5592628.0798 | 614724435.5133 | 15.05%
REP_03.04.02_S | 66kV Circuit Breakers - TS | Program - Short Term Need | Renewal | 416733 | 0 | 540016.8402 | 0 | 0 | 5100 | 956749.8402 | 615681185.3535 | 15.07%
ARA_04.4.C.0005 | New Olympic Park 132/11kV Zone (SJ-05947 & SJ-06147) | Major Project - Committed Project | Capacity | 16767365.57 | 3519785.57 | 487825.16 | 0 | 0 | 5100 | 20774976.3 | 636456161.6535 | 15.58%
ARA_05.1.0008 | Willoughby 132kV Feeders 9E3 & 9E4/2 Replacement (SJ-06046) | Major Project - Committed Project | Renewal | 23235502.27 | 16911213.54 | 0 | 0 | 0 | 4950 | 40146715.81 | 676602877.4635 | 16.56%
REP_05.02.07-1_S | Refurb 33kV OH Feeders | Program - Short Term Need | Renewal | 1190679 | 4733680.1406 | 5656031.4653 | 5617988.0374 | 5039598.3548 | 4950 | 22237976.9981 | 698840854.4616 | 17.11%
ARA_07.1.0004 | New Tighes Hill 33/11kV Zone (SJ-05934 & SJ-00025) | Major Project - Committed Project | Renewal | 4797855 | 11499998.85 | 1237849.8762 | 0 | 0 | 4950 | 17535703.7262 | 716376558.1878 | 17.54%
REP_04.02.44_S | 11kV ABS Non-Haycolec (No.) | Program - Short Term Need | Renewal | 918603 | 2414054.1854 | 2478400.9738 | 2544671.4009 | 2611639.1458 | 4950 | 10967368.7059 | 727343926.8937 | 17.81%
REP_02.02.42_S | Substation Roof - ZN | Program - Short Term Need | Renewal | 100000 | 729498.8065 | 3370286.7845 | 2134820.227 | 1073490.7637 | 4950 | 7408096.5818 | 734752023.4755 | 17.99%
REP_04.04.05_S | 11kV UG Ductline - CBD (km) | Program - Short Term Need | Renewal | 2517812 | 650739.8592 | 672657.3586 | 695603.1579 | 718834.4973 | 4950 | 5255646.873 | 740007670.3485 | 18.12%
REP_01.04.05_S | Distribution Substation Buildings & Grounds | Program - Short Term Need | Renewal | 21321.02 | 825085.59 | 857750.535 | 891431.9775 | 925541.2425 | 4950 | 3521130.365 | 743528800.7135 | 18.2%
REP_01.02.45_S | Statter_ALM_Godfrey HV Fuse Switches | Program - Short Term Need | Renewal | 159609 | 441328.9629 | 456364.0298 | 589738.4489 | 731104.3639 | 4950 | 2378144.8054 | 745906945.5189 | 18.26%
ARA_05.1.0006 | Crows Nest 132kV Conversion (SJ-05651 & SM-05951) | Major Project - Committed Project | Capacity | 0 | 474069.9052 | 0 | 0 | 0 | 4950 | 474069.9052 | 746381015.4241 | 18.27%
ARA_02.1.0001 | New City North 11kV Ductlines | Major Project - Committed Project | Renewal | 2215000 | 2000000 | 2000000 | 0 | 0 | 4950 | 6215000 | 752596015.4241 | 18.42%
ARA_03.1C.0002 | ROSE BAY NEW 132/11kV ZONE | Major Project - Committed Project | Renewal | 3201010 | 0 | 0 | 0 | 0 | 4950 | 3201010 | 755797025.4241 | 18.5%
ARA_01.4.0029A | Refurbishment 132kV SCFF cable 9N9 & 9N8 | Major Project - Committed Project | Renewal | 1925000 | 0 | 0 | 0 | 0 | 4950 | 1925000 | 757722025.4241 | 18.55%
COMS_55.01.04 | Proactive Fibre Build & CSAC to PINC | Major Project - Committed Project | Other System | 1923000 | 0 | 0 | 0 | 0 | 4950 | 1923000 | 759645025.4241 | 18.6%
COMS_55.01.03 | SCADA-DNMS | Major Project - Committed Project | Other System | 1400000 | 0 | 0 | 0 | 0 | 4950 | 1400000 | 761045025.4241 | 18.63%
ARA_07.8.0005 | RAYMOND TERRACE NEW 33/11KV ZONE | Major Project - Committed Project | Renewal | 1275215 | 0 | 0 | 0 | 0 | 4950 | 1275215 | 762320240.4241 | 18.66%
ARA_07.6.0008 | BRANDY HILL NEW ZONE and 11kV Feeders | Major Project - Committed Project | Capacity | 880700 | 0 | 0 | 0 | 0 | 4950 | 880700 | 763200940.4241 | 18.68%
ARA_04.2.0015 | ENGADINE 132/11kV ZONE CONVERSION | Major Project - Committed Project | Renewal | 805945 | 0 | 0 | 0 | 0 | 4950 | 805945 | 764006885.4241 | 18.7%
ARA_01.1.0037A | Installation of Wholesale Metering Points | Major Project - Committed Project | Compliance | 800000 | 0 | 0 | 0 | 0 | 4950 | 800000 | 764806885.4241 | 18.72%
ARA_01.1.0006 | BUNNERONG NTH 132kV CAPACITORS & TX1 REP | Major Project - Committed Project | Renewal | 727605 | 0 | 0 | 0 | 0 | 4950 | 727605 | 765534490.4241 | 18.74%
ARA_03.1B.0005C | RANDWICK 33kV DECOMMISSIONING | Major Project - Committed Project | Renewal | 722000 | 0 | 0 | 0 | 0 | 4950 | 722000 | 766256490.4241 | 18.76%
ARA_04.1.0004 | CARLTON ZONE DECOMMISSIONING | Major Project - Committed Project | Renewal | 700000 | 0 | 0 | 0 | 0 | 4950 | 700000 | 766956490.4241 | 18.78%
ARA_07.6.0009 | MAITLAND NEW 33/11kV ZONE | Major Project - Committed Project | Capacity | 675000 | 0 | 0 | 0 | 0 | 4950 | 675000 | 767631490.4241 | 18.79%
ARA_07.2.0007C | Kooragang Island 132kV feeder route | Major Project - Committed Project | Capacity | 607825 | 0 | 0 | 0 | 0 | 4950 | 607825 | 768239315.4241 | 18.81%
ARA_02.1.0010 | DALLEY ST EMERGENCY 11kV S/G | Major Project - Committed Project | Renewal | 600000 | 0 | 0 | 0 | 0 | 4950 | 600000 | 768839315.4241 | 18.82%
ARA_05.3.0028 | RYDE STSS DECOMMISSIONING | Major Project - Committed Project | Renewal | 487665 | 0 | 0 | 0 | 0 | 4950 | 487665 | 769326980.4241 | 18.83%
ARA_03.1A.0013 | ZETLAND ZN 11KV VACUUM CB INSTALLATION | Major Project - Committed Project | Renewal | 464900 | 0 | 0 | 0 | 0 | 4950 | 464900 | 769791880.4241 | 18.85%
ARA_05.1.0030 | DNP6528 - STG4OF4 NORTH SYDNEY ZONE CONV | Major Project - Committed Project | Capacity | 450000 | 0 | 0 | 0 | 0 | 4950 | 450000 | 770241880.4241 | 18.86%
ARA_07.8.0003 | Tanilba Bay Zone augmentation | Major Project - Committed Project | Capacity | 400000 | 0 | 0 | 0 | 0 | 4950 | 400000 | 770641880.4241 | 18.87%
ARA_04.4.B.0004 | BURWOOD ZN NEW 11KV VACUUM CB | Major Project - Committed Project | Renewal | 400000 | 0 | 0 | 0 | 0 | 4950 | 400000 | 771041880.4241 | 18.88%
ARA_01.2.0018A | GOSFORD STS-REFURBISH 132kV, 66kV & 33kV | Major Project - Committed Project | Renewal | 359470.41 | 0 | 0 | 0 | 0 | 4950 | 359470.41 | 771401350.8341 | 18.88%
ARA_05.3.0030 | EPPING ZONE 11KV S/G REPLACEMENT | Major Project - Committed Project | Renewal | 295000 | 0 | 0 | 0 | 0 | 4950 | 295000 | 771696350.8341 | 18.89%
ARA_07.2.0006 | Mayfield Carrington33kV cable replacement | Major Project - Committed Project | Renewal | 290000 | 0 | 0 | 0 | 0 | 4950 | 290000 | 771986350.8341 | 18.9%
COMS_55.01.01 | Comms BSS-OSS | Major Project - Committed Project | Other System | 270000 |  |  |  |  | 4950 | 270000 | 772256350.8341 | 18.91%
ARA_03.1B.0007 | MATRAVILLE TO PORT BOTANY 11kV LOAD TRAN | Major Project - Committed Project | Capacity | 260000 | 0 | 0 | 0 | 0 | 4950 | 260000 | 772516350.8341 | 18.91%
SUPP_44.01.10A | MW MVAr and Power Factor Monitoring | Program - Short Term Need | Other System | 250000 | 0 | 0 | 0 | 0 | 4950 | 250000 | 772766350.8341 | 18.92%
ARA_07.4.0006 | LT Avondale to Morisset 6MVA | Major Project - Committed Project | Capacity | 200000 | 0 | 0 | 0 | 0 | 4950 | 200000 | 772966350.8341 | 18.92%
ARA_05.2.0008 | ST IVES 11kV VACUUM CB REPLACEMENT | Major Project - Committed Project | Renewal | 200000 | 0 | 0 | 0 | 0 | 4950 | 200000 | 773166350.8341 | 18.93%
ARA_05.5.0013 | DEE WHY WEST ZN 11KV VACUUM CB | Major Project - Committed Project | Renewal | 188870 | 0 | 0 | 0 | 0 | 4950 | 188870 | 773355220.8341 | 18.93%
ARA_07.4.0010 | RATHMINES NEW 132/11kV ZONE | Major Project - Committed Project | Capacity | 185000 | 0 | 0 | 0 | 0 | 4950 | 185000 | 773540220.8341 | 18.94%
ARA_04.3B.0012 | Punchbowl 33kV feeders and Tx replacement | Major Project - Committed Project | Renewal | 185000 | 0 | 0 | 0 | 0 | 4950 | 185000 | 773725220.8341 | 18.94%
ARA_05.3.0018 | Decommission North Ryde 66kV Zone | Major Project - Committed Project | Renewal | 180000 | 0 | 0 | 0 | 0 | 4950 | 180000 | 773905220.8341 | 18.95%
ARA_05.3.0016C | DEVELOP TOP RYDE ZONE TO RELIEVE NTH RYD | Major Project - Committed Project | Capacity | 155000 | 0 | 0 | 0 | 0 | 4950 | 155000 | 774060220.8341 | 18.95%
ARA_01.4.0009 | Tomago STS section breakers | Major Project - Committed Project | Renewal | 116545 | 0 | 0 | 0 | 0 | 4950 | 116545 | 774176765.8341 | 18.95%
ARA_07.1.0037A | NEWCASTLE CBD ZONE SUB PROTECTION UPGRAD | Major Project - Committed Project | Compliance | 100000 | 0 | 0 | 0 | 0 | 4950 | 100000 | 774276765.8341 | 18.95%
ARA_07.6.0037A | Essential Energy Temporary 33kV Supply | Major Project - Committed Project | Network Connection | 100000 | 0 | 0 | 0 | 0 | 4950 | 100000 | 774376765.8341 | 18.96%
ARA_05.1.0010 | NORTH SYDNEY 132KV FDR AUGMENTATION | Major Project - Committed Project | Capacity | 100000 | 0 | 0 | 0 | 0 | 4950 | 100000 | 774476765.8341 | 18.96%
ARA_01.1.0004 | 2x132kV Feeder 245 and 246 | Major Project - Committed Project | Renewal | 100000 | 0 | 0 | 0 | 0 | 4950 | 100000 | 774576765.8341 | 18.96%
ARA_01.1.0126 | 1x132kV from Haymarket to BFW BSP | Major Project - Committed Project | Capacity | 60000 | 0 | 0 | 0 | 0 | 4950 | 60000 | 774636765.8341 | 18.96%
ARA_05.5.0021 | Dee Why West - Cap Banks (2 x 6MVAr) | Major Project - Committed Project | Capacity | 60000 | 0 | 0 | 0 | 0 | 4950 | 60000 | 774696765.8341 | 18.97%
ARA_05.1.0002 | Willoughby STS RMI's | Major Project - Committed Project | Renewal | 60000 | 0 | 0 | 0 | 0 | 4950 | 60000 | 774756765.8341 | 18.97%
ARA_05.5.0035A | Brookvale, Belrose, Dee Why West Thermal Relays | Major Project - Committed Project | Renewal | 50000 | 0 | 0 | 0 | 0 | 4950 | 50000 | 774806765.8341 | 18.97%
ARA_04.3B.0010 | Bankstown new 132/11kV zone substation | Major Project - Committed Project | Renewal | 35000 | 0 | 0 | 0 | 0 | 4950 | 35000 | 774841765.8341 | 18.97%
ARA_06.1.0025 | EMPIRE BAY TO AVOCA NEW 66kV FDR 883 | Major Project - Committed Project | Capacity | 30000 | 0 | 0 | 0 | 0 | 4950 | 30000 | 774871765.8341 | 18.97%
ARA_03.1A.0019 | GRAVING DOCK ZN 11KV VACUUM CB INSTALL | Major Project - Committed Project | Renewal | 30000 | 0 | 0 | 0 | 0 | 4950 | 30000 | 774901765.8341 | 18.97%
ARA_05.4.0009 | Newport - Split 11kV bus, install 2nd CLC unit | Major Project - Committed Project | Capacity | 25000 | 0 | 0 | 0 | 0 | 4950 | 25000 | 774926765.8341 | 18.97%
ARA_06.2.0002 | LAKE MUNMORAH NEW 132kV FDRS | Major Project - Committed Project | Renewal | 15000 | 0 | 0 | 0 | 0 | 4950 | 15000 | 774941765.8341 | 18.97%
ARA_04.1.0003C | LT Hurstville N & Blakehurst to Kogarah | Major Project - Committed Project | Capacity | 10000 | 0 | 0 | 0 | 0 | 4950 | 10000 | 774951765.8341 | 18.97%
ARA_04.4.B.0003 | Burwood zone install capacitors | Major Project - Committed Project | Capacity | 10000 | 0 | 0 | 0 | 0 | 4950 | 10000 | 774961765.8341 | 18.97%
ARA_04.3B.0002 | Decommission Padstow zone sub | Major Project - Committed Project | Renewal | 6500 | 0 | 0 | 0 | 0 | 4950 | 6500 | 774968265.8341 | 18.97%
ARA_02.1.0071 | Barangaroo South Connections | Program - Short Term Need | Network Connection | 3900000 | 0 | 0 | 0 | 0 | 4800 | 3900000 | 778868265.8341 | 19.07%
REP_04.04.07_M | Capital Works - Natural Disasters, Storms and Bushfires | Program - Medium Term Need | Renewal |  | 977201.5187 | 0 | 1042191.687 | 0 | 4800 | 2019393.2057 | 780887659.0398 | 19.12%
REP_01.03.01_S | Low Voltage OCB Subs | Program - Short Term Need | Renewal | 1610420 | 3006355.7747 | 3083168.8644 | 3159944.0432 | 1078709.7018 | 4800 | 11938598.3841 | 792826257.4239 | 19.41%
REP_01.02.01_S | 2 Pole Substations | Program - Short Term Need | Renewal | 5234730 | 3613750.6045 | 2227274.3198 | 0 | 0 | 4800 | 11075754.9243 | 803902012.3482 | 19.68%
REP_02.02.01_S | 11kV Air Insulated Switchboards - Vacuum CB - ZN | Program - Short Term Need | Renewal | 2600000 | 2627725.0343 | 1070552.8176 | 2612440.2414 | 1842168.4114 | 4800 | 10752886.5047 | 814654898.8528 | 19.94%
REP_04.02.06_S | Low Voltage HDPE Cables (km) | Program - Short Term Need | Renewal | 1624057.5 | 1552155.4996 | 1608076.5933 | 1666214.3879 | 1725376.6546 | 4800 | 8175880.6353 | 822830779.4882 | 20.14%
REP_03.04.06_S | STS Roof Refurbishment | Program - Short Term Need | Renewal | 717708.5 | 657369.3143 | 2055363.2889 | 2070760.4867 | 32880.1121 | 4800 | 5534081.7019 | 828364861.19 | 20.28%
REP_03.03.10_S | 132/66kV Bushings - TS | Program - Short Term Need | Renewal | 400000 | 482562.8391 | 1236146.8719 | 1266392.0711 | 1296879.9379 | 4800 | 4681981.72 | 833046842.9101 | 20.39%
REP_01.02.47_S | Reyrolle JKSS RMIs C_EB | Program - Short Term Need | Renewal | 158466 | 545400.9836 | 783860.7867 | 1149189.4008 | 1709263.9435 | 4800 | 4346181.1145 | 837393024.0246 | 20.5%
REP_02.02.35_S | 33KV Essantee I&Es - ZN | Program - Short Term Need | Renewal | 1181463 | 406828.345 | 417246.3175 | 427890.0269 | 438556.7479 | 4800 | 2871984.4373 | 840265008.4619 | 20.57%
REP_01.04.01_S | Long & Crawford T3GF3 Ring Main Isolators | Program - Short Term Need | Renewal | 424968 | 275676.0098 | 455650.8775 | 588172.5592 | 606932.0812 | 4800 | 2351399.5278 | 842616407.9897 | 20.63%
REP_01.02.52_S | Obsolete RMIs & FSs | Program - Short Term Need | Renewal | 0 | 545400.9836 | 559900.5619 | 574594.7004 | 589401.3598 | 4800 | 2269297.6057 | 844885705.5954 | 20.68%
REP_03.02.30_S | 33KV I&ES - TS | Program - Short Term Need | Renewal | 0 | 508535.4313 | 521557.8969 | 534862.5337 | 548195.9348 | 4800 | 2113151.7967 | 846998857.3921 | 20.74%
REP_01.03.09_S | Newcastle City (triplex) Substations | Program - Short Term Need | Renewal | 88406.1 | 0 | 940184.4907 | 0 | 1001126.3084 | 4800 | 2029716.8991 | 849028574.2911 | 20.78%
REP_01.02.49_S | KM Kiosks - Mackellar | Program - Short Term Need | Renewal | 192331 | 399781.3815 | 410714.3917 | 421667.7733 | 432531.0086 | 4800 | 1857025.555 | 850885599.8462 | 20.83%
REP_04.02.08_S | Replace LV Spreaders in Bushfire Areas (No.) | Program - Short Term Need | Renewal | 12186 | 313456.6311 | 322630.3696 | 332082.4541 | 341725.5827 | 4800 | 1322081.0375 | 852207680.8836 | 20.86%
REP_01.03.12_S | 3000A Distribution Transformer Links | Program - Short Term Need | Renewal | 68862 | 89855.1967 | 92257.8329 | 94678.3391 | 97098.6636 | 4800 | 442752.0322 | 852650432.9158 | 20.87%
REP_01.03.11_S | G' Type LV Board Timber Housings | Program - Short Term Need | Renewal | 440001 | 0 | 0 | 0 | 0 | 4800 | 440001 | 853090433.9158 | 20.88%
ARA_01.1.0008 | Rookwood Rd BSP 132kV Connections (SJ-05197) | Major Project - Committed Project | Capacity | 2540000 | 0 | 0 | 0 | 0 | 4800 | 2540000 | 855630433.9158 | 20.95%
CC_66.01.09 | Residential Customer Connections (>100A) | Program - Short Term Need | Network Connection | 6401859.41 |  |  |  |  | 4725 | 6401859.41 | 862032293.3258 | 21.1%
CC_66.01.07 | Commercial Customer Connections (>100A) | Program - Short Term Need | Network Connection | 53320118.46 | 0 | 0 | 0 | 0 | 4725 | 53320118.46 | 915352411.7858 | 22.41%
REP_04.02.04_S | Low Voltage (LV) Overhead Services (No.) | Program - Short Term Need | Renewal | 10948000 | 3909491.214 | 4011007.0677 | 4115331.4899 | 4221488.6784 | 4650 | 27205318.45 | 942557730.2359 | 23.07%
REP_01.02.43_S | HV OCB Subs | Program - Short Term Need | Renewal | 336331 | 2092226.9348 | 2145576.1741 | 2198926.89 | 2251908.5891 | 4650 | 9024969.588 | 951582699.8239 | 23.3%
ARA_06.1.0011 | Peats Ridge 11kV and 33kV SG Replacement | Major Project - Committed Project | Renewal | 6473539.5 | 1781915 | 0 | 0 | 0 | 4650 | 8255454.5 | 959838154.3239 | 23.5%
REP_04.02.38_S | LV UG Link Boxes (No.) | Program - Short Term Need | Renewal | 50000 | 764736.972 | 787575.0378 | 811147.4036 | 835051.1025 | 4650 | 3248510.5159 | 963086664.8398 | 23.58%
DOC_11.03.39_S | LV Board Screening - Kiosk Type DCs | Program - Short Term Need | Compliance | 55661 | 925659.838 | 794065.8511 | 684395.9338 | 564602.4501 | 4650 | 3024385.073 | 966111049.9128 | 23.65%
REP_04.02.36_S | 11kV Taplin ABS D571 (No.) | Program - Short Term Need | Renewal | 413321 | 459819.8441 | 472076.3746 | 484699.3126 | 497455.0729 | 4650 | 2327371.6042 | 968438421.517 | 23.71%
REP_02.03.04_S | 33kV Circuit Breakers - ZN | Program - Short Term Need | Renewal | 20000 | 228199.7562 | 233851.5221 | 239595.9816 | 245361.4476 | 4650 | 967008.7074 | 969405430.2244 | 23.73%
REP_02.03.03_S | 66kV Circuit Breakers - ZN | Program - Short Term Need | Renewal | 135108.16 | 0 | 0 | 0 | 0 | 4650 | 135108.16 | 969540538.3844 | 23.74%
REP_02.03.13_S | Spares Storage Facilities - ZN | Program - Short Term Need | Renewal | 150000 | 268875.2551 | 276240.8755 | 1702810.7451 | 291235.5394 | 4650 | 2689162.4152 | 972229700.7996 | 23.8%
ARA_04.3A.0012 | New Potts Hill 132/11kV Zone (SJ-05415 & SJ-05570) | Major Project - Committed Project | Capacity | 302800 | 0 | 0 | 0 | 0 | 4575 | 302800 | 972532500.7996 | 23.81%
OTI_03.04 | DNMS Core Maintenance | Program - Short Term Need | Other System | 1700000 | 942428.2847 | 3019833.9208 | 6076879.8029 | 6809082.3585 | 4500 | 18548224.3669 | 991080725.1665 | 24.26%
ARA_01.0025 | Nelson Bay 11kV SG Replacement | Major Project - Committed Project | Renewal | 1325719.57 | 4000000 | 6000000 | 1600000 | 0 | 4500 | 12925719.57 | 1004006444.7365 | 24.58%
REP_05.02.29_S | REP Replace ST Feeder OH Earth Wire | Program - Short Term Need | Renewal | 86333.5 | 86333.5 | 3626007 | 3280673 | 3626007 | 4500 | 10705354 | 1014711798.7365 | 24.84%
REP_05.02.03_S | Replace Earthing - Sub-Trans Feeders | Program - Short Term Need | Renewal | 211000 | 559000 | 1602000 | 2540000 | 3129000 | 4500 | 8041000 | 1022752798.7365 | 25.04%
ARA_01.0027 | New Lambton 11kV SG Replacement | Major Project - Committed Project | Renewal | 4095793.2 | 3622740 | 80000 | 0 | 0 | 4500 | 7798533.2 | 1030551331.9365 | 25.23%
REP_03.03.02_S | 132kV Motorised I & E Switches - TS | Program - Short Term Need | Renewal | 2489401 | 1960039.2925 | 1607274.7277 | 0 | 0 | 4500 | 6056715.0202 | 1036608046.9567 | 25.38%
REP_05.02.13_S | Miscellaneous Sub-Trans Mains | Program - Short Term Need | Renewal | 0 | 1187459.6056 | 1224255.9614 | 1262297.4805 | 1300763.673 | 4500 | 4974776.7205 | 1041582823.6772 | 25.5%
REP_03.04.09_S | Sub-Transmission Substation Reactive Replacement Projects | Program - Short Term Need | Renewal | 131624.88 | 1101628.0373 | 1129963.5962 | 1159002.4321 | 1188318.132 | 4500 | 4710537.0776 | 1046293360.7548 | 25.61%
REP_04.02.32_S | 11kV Essantee ABS HS641 (No.) | Program - Short Term Need | Renewal | 573114 | 919639.6881 | 944152.7493 | 969398.6251 | 994910.1458 | 4500 | 4401215.2083 | 1050694575.9631 | 25.72%
REP_01.02.04_S | REP Cubicle Switch Subs | Program - Short Term Need | Renewal | 1513087.48 | 0 | 0 | 0 | 0 | 4500 | 1513087.48 | 1052207663.4431 | 25.76%
REP_01.02.05_S | REP DDFC & DFC Switches | Program - Short Term Need | Renewal | 316932 | 369754 | 422576 | 0 | 0 | 4500 | 1109262 | 1053316925.4431 | 25.79%
REP_01.02.06_S | REP St George OE Subs | Program - Short Term Need | Renewal | 434800 | 434800 | 0 | 0 | 0 | 4500 | 869600 | 1054186525.4431 | 25.81%
REP_01.04.10_S | REP ECONO HSG OD Subs | Program - Short Term Need | Renewal | 400000 | 400000 | 0 | 0 | 0 | 4500 | 800000 | 1054986525.4431 | 25.83%
REP_05.02.28_S | REP Replace ST Feeder Earth Electrodes | Program - Short Term Need | Renewal | 99600 | 249000 | 300460 | 0 | 0 | 4500 | 649060 | 1055635585.4431 | 25.84%
REP_05.02.04_S | Air Break Switches (ABS) - TM | Program - Short Term Need | Renewal | 32017 | 65805.8913 | 67584.0371 | 69428.2852 | 71304.3681 | 4500 | 306139.5818 | 1055941725.0248 | 25.85%
REP_01.02.09_S | Metal Industries Ring Main Isolators | Program - Short Term Need | Renewal | 264110 | 0 | 0 | 0 | 0 | 4500 | 264110 | 1056205835.0248 | 25.86%
ARA_03.1C.0008 | New Waverley 132/11kV Zone (SJ-05952 & SM-12599) | Major Project - Committed Project | Renewal | 2070450 | 0 | 0 | 0 | 0 | 4425 | 2070450 | 1058276285.0248 | 25.91%
REP_04.02.01_S | Steel Mains (km) | Program - Short Term Need | Renewal | 3366728 | 3219305.134 | 3302591.08 | 3388192.816 | 3475198.826 | 4350 | 16752015.856 | 1075028300.8808 | 26.32%
ARA_05.3.0019 | Hunters Hill Refurbishment (SJ-00043 & SJ-04784) | Major Project - Committed Project | Renewal | 6978445 | 3200000 | 1200000 | 1182890 | 0 | 4350 | 12561335 | 1087589635.8808 | 26.62%
REP_05.03.01_S | TM Reactive Replacement (<50K) | Program - Short Term Need | Renewal | 1085465.5 | 2239980.6306 | 2309391.9387 | 2381152.0776 | 2453713.3048 | 4350 | 10469703.4518 | 1098059339.3326 | 26.88%
REP_02.02.05_S | 33kV Bulk Oil OD Circuit Breakers - ZN | Program - Short Term Need | Renewal | 2587297 | 2281997.5617 | 2338515.2214 | 2395959.8157 | 752189.2138 | 4350 | 10355958.8126 | 1108415298.1452 | 27.13%
REP_02.03.02_S | 132kV Motorised I & E Switches - ZN | Program - Short Term Need | Renewal | 1143528 | 980019.6463 | 1808184.0686 | 2470827.4467 | 2530891.8501 | 4350 | 8933451.0117 | 1117348749.157 | 27.35%
REP_04.04.11_S | Distibution Mains Reactive Replacement (<50k) (No.) | Program - Short Term Need | Renewal | 2981160 | 1168823.1862 | 1201233.9914 | 1235135.3603 | 1269436.4129 | 4350 | 7855788.9508 | 1125204538.1077 | 27.55%
REP_04.04.10_S | 11/22kV Overhead Mains (km) | Program - Short Term Need | Renewal | 1494207 | 1183646.5036 | 1216082.102 | 1249488.9211 | 1283360.3069 | 4350 | 6426784.8336 | 1131631322.9414 | 27.7%
REP_02.02.45_S | 132/66kV Non Motorised I & E Switches - ZN | Program - Short Term Need | Renewal | 272369 | 1089484.6524 | 1116968.4637 | 1144954.4446 | 1172928.626 | 4350 | 4796705.1867 | 1136428028.1281 | 27.82%
REP_03.02.35_S | Steel Structures - TS | Program - Short Term Need | Renewal | 676339 | 927372.1363 | 951496.6442 | 976142.2151 | 1000635.3149 | 4350 | 4531985.3104 | 1140960013.4385 | 27.93%
REP_02.03.11_S | Batteries and Battery Charging Equipment - ZN | Program - Short Term Need | Renewal | 251012 | 138405.9431 | 1228754.3309 | 1258364.1383 | 1288009.4191 | 4350 | 4164545.8313 | 1145124559.2698 | 28.03%
REP_02.03.08_S | Replace Distance Relays with Line Diff Protection - ZN | Program - Short Term Need | Renewal | 365457.64 | 654941.3993 | 575003.1747 | 981416.3143 | 1004825.3326 | 4350 | 3581643.8607 | 1148706203.1306 | 28.12%
REP_01.03.10_S | Kiosk Steel Housings | Program - Short Term Need | Renewal | 320550 | 398439.1569 | 408990.3823 | 559473.8066 | 573608.3156 | 4350 | 2261061.6614 | 1150967264.7919 | 28.18%
REP_05.02.02-3_S | Refurbish Access Tracks - 132kV Lines | Program - Short Term Need | Renewal | 185000 | 412696.0064 | 429212.2873 | 446344.7038 | 463815.0823 | 4350 | 1937068.0797 | 1152904332.8716 | 28.22%
REP_04.03.07_S | 11kV Ground/Pole Regulators (No.) | Program - Short Term Need | Renewal | 963498 | 331185.3761 | 0 | 0 | 0 | 4350 | 1294683.3761 | 1154199016.2477 | 28.26%
REP_05.02.01-1_S | 132kV and 66kV Tower Survey | Program - Short Term Need | Renewal | 3725.28 | 642499.5702 | 219524.9478 | 0 | 0 | 4350 | 865749.798 | 1155064766.0457 | 28.28%
REP_03.02.37_S | Lighting Spires - TS | Program - Short Term Need | Renewal | 50000 | 167792.5963 | 171937.1788 | 176158.9128 | 180431.0362 | 4350 | 746319.7242 | 1155811085.7699 | 28.3%
REP_05.02.02-2_S | Refurbish Access Tracks - 66kV Lines | Program - Short Term Need | Renewal | 39791 | 165078.4026 | 171684.9149 | 178537.8815 | 185526.0329 | 4350 | 740618.2319 | 1156551704.0018 | 28.31%
REP_04.02.42_S | LV OH ABC Link Boxes (No.) | Program - Short Term Need | Renewal | 50000 | 141904.5021 | 146209.7892 | 188313.8161 | 193968.6061 | 4350 | 720396.7135 | 1157272100.7153 | 28.33%
REP_04.04.04_S | LV Underground Services (No.) | Program - Short Term Need | Renewal | 182383 | 0 | 0 | 0 | 0 | 4350 | 182383 | 1157454483.7153 | 28.34%
REP_03.04.04_S | System Spares Equipment - TS | Program - Short Term Need | Renewal | 0 | 378146.9722 | 0 | 0 | 0 | 4350 | 378146.9722 | 1157832630.6874 | 28.34%
REP_05.02.14_S | System Spares - TM (OH & UG) | Program - Short Term Need | Renewal | 41172.7 | 296248.624 | 302491.98 | 308924.224 | 315211.008 | 4350 | 1264048.536 | 1159096679.2234 | 28.38%
ARA_04.5.0002 | Camperdown 5kV Load Conversion (SM-12233 & SM-14378) (check) | Major Project - Committed Project | Renewal | 1400000 | 0 | 0 | 0 | 0 | 4350 | 1400000 | 1160496679.2234 | 28.41%
ARA_07.2.0007 | Shortland Zone Decom (SI-09906) | Program - Short Term Need | Renewal | 250000 | 0 | 0 | 0 | 0 | 4350 | 250000 | 1160746679.2234 | 28.42%
ARA_03.1A.0007 | St Peters Ring Main CB (SJ-05959) | Major Project - Committed Project | Renewal | 2500000 | 0 | 0 | 0 | 0 | 4275 | 2500000 | 1163246679.2234 | 28.48%
REP_04.02.05_S | LV Consac Cables (km) | Program - Short Term Need | Renewal | 9127199 | 12771274.9702 | 13231398.7562 | 13709761.7554 | 14196554.2037 | 4200 | 63036188.6856 | 1226282867.909 | 30.02%
REP_01.04.03_S | Distribution Centre Reactive Replacement (< 50k) | Program - Short Term Need | Renewal | 5474910 | 2682292.2 | 3023099.97 | 3378265.32 | 3747979.235 | 4200 | 18306546.725 | 1244589414.634 | 30.47%
REP_01.02.48_S | Obsolete Subs - DC | Program - Short Term Need | Renewal | 3171255 | 2196804.106 | 2257855.7844 | 2319148.4927 | 2380049.2766 | 4200 | 12325112.6597 | 1256914527.2937 | 30.77%
ARA_04.3A.0008 | Canterbury STS Refurbishment (SJ-05740) | Major Project - Committed Project | Renewal | 4200000 | 3088242.6912 | 1688058.8312 | 0 | 0 | 4200 | 8976301.5224 | 1265890828.8161 | 30.99%
REP_01.04.02_S | Refurbishment of Pole Transformer Substations | Program - Short Term Need | Renewal | 2216800 | 784821.5311 | 1072169.3374 | 1372859.4607 | 1687130.3648 | 4200 | 7133780.694 | 1273024609.51 | 31.16%
REP_03.03.06_S | Replace Distance Relays with Line Diff Protection - TS | Program - Short Term Need | Renewal | 346733 | 467815.2852 | 958338.6245 | 1962832.6285 | 2512063.3314 | 4200 | 6247782.8696 | 1279272392.3796 | 31.32%
REP_02.03.01_S | 132 kV Circuit Breakers - ZN | Program - Short Term Need | Renewal | 1000000 | 984395.8617 | 1008617.6625 | 1033189.4081 | 705193.0423 | 4200 | 4731395.9745 | 1284003788.3541 | 31.43%
REP_01.02.02_S | A,B & C Type Kiosks | Program - Short Term Need | Renewal | 1612125 | 744760.7229 | 765395.9516 | 786091.3382 | 806630.486 | 4200 | 4715003.4986 | 1288718791.8528 | 31.55%
DOC_11.03.65_S | Mackellar Chamber Substation Safety - DC | Program - Short Term Need | Compliance | 163944 | 850236.6695 | 1052473.7213 | 1085281.6876 | 1118312.5549 | 4200 | 4270248.6334 | 1292989040.4861 | 31.65%
REP_04.02.35_S | Steel Round Pillars (No.) | Program - Short Term Need | Renewal | 173085 | 592947.6284 | 608725.7081 | 625143.558 | 641808.7355 | 4200 | 2641710.6301 | 1295630751.1163 | 31.72%
REP_04.02.43_S | 11kV ABS Haycolec (No.) | Program - Short Term Need | Renewal | 466883 | 459819.8441 | 472076.3746 | 484699.3126 | 497455.0729 | 4200 | 2380933.6042 | 1298011684.7204 | 31.78%
REP_03.03.08_S | Batteries and Battery Charging Equipment -TS | Program - Short Term Need | Renewal | 42412.77 | 415217.8292 | 378078.2557 | 629182.0691 | 693543.5334 | 4200 | 2158434.4573 | 1300170119.1778 | 31.83%
DOC_11.03.11-2_S | Water Crossings TM | Program - Short Term Need | Compliance | 627728 | 566847 | 0 | 0 | 0 | 4200 | 1194575 | 1301364694.1778 | 31.86%
DOC_11.03.11_S | Water Crossings Assessments & Signs | Program - Short Term Need | Compliance | 9234 | 286643.42 | 296010.2241 | 305703.3987 | 294474.1986 | 4200 | 1192065.2414 | 1302556759.4192 | 31.89%
DOC_11.03.67_S | Fire Fighting Water Storage Tanks - TS | Program - Short Term Need | Compliance | 0 | 268461.6648 | 275337.1137 | 282335.3462 | 289265.9486 | 4200 | 1115400.0733 | 1303672159.4925 | 31.91%
DOC_11.03.66_S | Fire Fighting Water Storage Tanks - ZN | Program - Short Term Need | Compliance | 0 | 118123.1325 | 121148.33 | 124227.5523 | 127277.0174 | 4200 | 490776.0323 | 1304162935.5247 | 31.93%
REP_04.03.05_S | LV UG Service Termination Boxes (No.) | Program - Short Term Need | Renewal | 7722 | 39616.5886 | 40628.0301 | 41672.0561 | 42737.2691 | 4200 | 172375.9439 | 1304335311.4686 | 31.93%
DOC_11.03.25_S | Smoke Detection Installation - ZN | Program - Short Term Need | Compliance | 0 | 536923.3296 | 550674.22 | 564670.6925 | 578531.8971 | 4200 | 2230800.1391 | 1306566111.6077 | 31.99%
LV_22.01.10 | Small PT Projects H | Program - Short Term Need | Network Connection | 374500 | 174949.6417 | 179412.0707 | 183949.0211 | 188541.9972 | 4200 | 1101352.7306 | 1307667464.3383 | 32.01%
DOC_11.03.51_S | Smoke Detection Installation - TS | Program - Short Term Need | Compliance | 0 | 751692.6614 | 770943.9185 | 561161.6367 | 0 | 4200 | 2083798.2166 | 1309751262.5549 | 32.06%
ARA_06.2.0009 | Vales Point 11kV SG Replacement | Program - Short Term Need | Renewal | 1345820 | 0 | 0 | 0 | 0 | 4200 | 1345820 | 1311097082.5549 | 32.1%
ARA_07.1.0006 | New Broadmeadows 132/11kV Zone (SJ-04866 & SJ-00008) | Major Project - Committed Project | Renewal | 261500 | 0 | 0 | 0 | 0 | 4200 | 261500 | 1311358582.5549 | 32.1%
ARA_05.5.0018 | North Head 33kV SG Refurbishment (SJ-05979) | Major Project - Committed Project | Renewal | 200000 | 0 | 0 | 0 | 0 | 4200 | 200000 | 1311558582.5549 | 32.11%
PL_99.01 | Public Lighting | Program - Short Term Need | Renewal | 20638984 | 26230891.9524 | 19442939.7648 | 11388513.4978 | 10398621.0665 | 4050 | 88099950.2816 | 1399658532.8364 | 34.26%
ARA_04.4.C.0008 | Auburn & Lidcombe Zn 33kV Feeder Replacement | Major Project - prior to approval | Renewal | 100000 | 369999.963 | 30919996.908 | 2129999.787 | 0 | 4050 | 33519996.658 | 1433178529.4944 | 35.09%
REP_04.04.01_S | Low Voltage (LV) Overhead Mains - Bare Wire to ABC | Program - Short Term Need | Renewal | 25564.4 | 3943757.0297 | 4047305.9241 | 4153796.532 | 4261942.819 | 4050 | 16432366.7048 | 1449610896.1992 | 35.49%
DOC_11.03.06_S | DOC CBD Pit Decongestion | Program - Short Term Need | Compliance | 250000 | 3606145.6104 | 3727588.4723 | 3854732.1788 | 3983455.8391 | 4050 | 15421922.1006 | 1465032818.2998 | 35.87%
SUPP_44.01.012 | Distribution Easements | Program - Short Term Need | Network Connection | 2355500 | 2414684.3431 | 2475050.4876 | 2536925.4419 | 2600347.5407 | 4050 | 12382507.8134 | 1477415326.1131 | 36.17%
SUPP_44.01.015 | Control Room Relocation | Program - Short Term Need | Renewal | 2000000 | 9500000 | 0 | 0 | 0 | 4050 | 11500000 | 1488915326.1131 | 36.45%
SUPP_44.01.06A | Critical Protection Communications Program | Program - Short Term Need | Renewal | 4848875 | 2082875 | 2571862 | 144026 | 1066128 | 4050 | 10713766 | 1499629092.1131 | 36.71%
REP_02.03.05_S | 132/66kV Bushings - ZN | Program - Short Term Need | Renewal | 221851 | 361922.1293 | 1359761.5591 | 1393031.2783 | 1426567.9317 | 4050 | 4763133.8983 | 1504392226.0115 | 36.83%
REP_01.02.42_S | OE Subs (chainwire) | Program - Short Term Need | Renewal | 125128.5 | 1039797.0546 | 1070152.3317 | 1100794.4288 | 1131380.0551 | 4050 | 4467252.3702 | 1508859478.3816 | 36.94%
ARA_04.3B.0003 | Bankstown STS 33kV SG Replacement (SJ-06056) | Major Project - Committed Project | Renewal | 3500000 | 286966.8852 | 0 | 0 | 0 | 4050 | 3786966.8852 | 1512646445.2668 | 37.03%
REP_01.02.44_S | STGW Kiosks | Program - Short Term Need | Renewal | 187111 | 777664.4842 | 799401.0835 | 821237.8429 | 842946.9942 | 4050 | 3428361.4048 | 1516074806.6716 | 37.11%
ARA_04.4.A.0011 | Leichhardt 132kV Conversion (SJ-05946) | Major Project - Committed Project | Renewal | 1000000 | 1000000.1 | 190080.019 | 0 | 0 | 4050 | 2190080.119 | 1518264886.7906 | 37.17%
REP_02.04.08_S | Surge Arrestors - ZN | Program - Short Term Need | Renewal | 50000 | 349892.8153 | 358588.0896 | 367454.4341 | 375888.6248 | 4050 | 1501823.9638 | 1519766710.7544 | 37.2%
DOC_11.03.11-1_S | Water Crossings DM | Program - Short Term Need | Compliance | 1049080 | 0 | 0 | 0 | 0 | 4050 | 1049080 | 1520815790.7544 | 37.23%
REP_02.02.49_S | Lighting Spires - ZN | Program - Short Term Need | Renewal | 50000 | 146818.5218 | 150445.0315 | 154139.0487 | 157877.1567 | 4050 | 659279.7586 | 1521475070.513 | 37.25%
REP_02.03.06_S | 132 kV Fault Thrower - ZN | Program - Short Term Need | Renewal | 614653 | 0 | 0 | 0 | 0 | 4050 | 614653 | 1522089723.513 | 37.26%
REP_03.04.10_S | Earthing Equipment - TS | Program - Short Term Need | Renewal | 0 | 49278.5613 | 50445.5433 | 51622.8485 | 52806.198 | 4050 | 204153.1511 | 1522293876.6642 | 37.27%
DOC_11.03.64_S | AC & DC Boards - TS | Program - Short Term Need | Compliance | 45250 | 0 | 0 | 0 | 0 | 4050 | 45250 | 1522339126.6642 | 37.27%
SUPP_44.01.014 | Broadbase DM | Program - Short Term Need | Capacity | 755400 | 144411.9987 | 180823.3958 | 151567.0668 | 155244.52 | 4050 | 1387446.9814 | 1523726573.6456 | 37.3%
DOC_11.05.07_S | Reactive Infrastructure Risk Projects - TS | Program - Short Term Need | Compliance | 52042 | 107158.085 | 109708.305 | 112284.935 | 114879.65 | 4050 | 496072.975 | 1524222646.6206 | 37.31%
DOC_11.05.08_S | Reactive Infrastructure Risk Projects - ZN | Program - Short Term Need | Compliance | 260208 | 267895.2125 | 274270.7625 | 280712.3375 | 287199.125 | 4050 | 1370285.4375 | 1525592932.0581 | 37.35%
ARA_07.8.0032A | New Medowie 33/11kV Zone (SJ-00041) | Major Project - Committed Project | Capacity | 6000000 | 0 | 0 | 0 | 0 | 4050 | 6000000 | 1531592932.0581 | 37.49%
ARA_01.1.0107 | Extend Service Life of 132kV Feeder 91M/1 | Major Project - prior to approval | Renewal | 0 | 0 | 693151.255 | 0 | 0 | 4000 | 693151.255 | 1532286083.313 | 37.51%
REP_05.02.06_M | Pole Replacement Sub-Program | Program - Medium Term Need | Renewal |  | 1718012.8945 | 1496583.7792 | 1697412.4164 | 1909243.7896 | 3900 | 6821252.8797 | 1539107336.1927 | 37.68%
CC_66.01.08 | Residential Customer Connections (<100A) | Program - Short Term Need | Network Connection | 213128.043 | 6156368.9222 | 6536391.9375 | 6721345.8522 | 6905935.5699 | 3900 | 26533170.3247 | 1565640506.5175 | 38.33%
REP_04.04.02_S | 11/5kV Undergound Mains (km) | Program - Short Term Need | Renewal | 2548042 | 3225058.5798 | 3366178.5503 | 3513158.081 | 4069652.941 | 3900 | 16722090.1521 | 1582362596.6696 | 38.74%
REP_04.02.46_S | HV OH Mains (ACSR/Quince) (km) | Program - Short Term Need | Renewal | 156592 | 1712106.9529 | 2629935.8418 | 3388192.816 | 3475198.826 | 3900 | 11362026.4367 | 1593724623.1062 | 39.02%
OTI_03.12 | Planning and Technology Data Usage | Program - Short Term Need | Other System | 800000 | 1920269.0262 | 2721107.4527 | 1766895.5136 | 1587000 | 3900 | 8795271.9925 | 1602519895.0987 | 39.23%
ARA_05.1.0009 | New North Sydney 132/11kV Zone (SJ-05969 & SI-05341) | Major Project - Committed Project | Renewal | 3684300 | 3454795.151 | 0 | 0 | 0 | 3900 | 7139095.151 | 1609658990.2497 | 39.41%
REP_01.02.51_S | Compact LV Boards - Hunter | Program - Short Term Need | Renewal | 512244 | 925444.3936 | 949625.3644 | 974100.7971 | 998747.8717 | 3900 | 4360162.4269 | 1614019152.6765 | 39.51%
REP_02.04.10_S | Zone Substation Reactive Replacement Programme - ZN | Program - Short Term Need | Renewal | 200991.04 | 916101.5822 | 938932.5757 | 962134.7926 | 985333.472 | 3900 | 4003493.4625 | 1618022646.139 | 39.61%
OTI_03.08 | Low Voltage Information System (LVIS) | Program - Short Term Need | Other System | 50000 | 3088000 | 0 | 0 | 0 | 3900 | 3138000 | 1621160646.139 | 39.69%
OTI_03.09 | Network Infrastructure Growth (10 Gb Port Upgrade) * | Program - Short Term Need | Other System | 0 | 2598000 | 0 | 0 | 0 | 3900 | 2598000 | 1623758646.139 | 39.75%
REP_04.02.45_S | 11kV Under Slung Link (No.) | Program - Short Term Need | Renewal | 243711 | 482810.8371 | 495680.1948 | 508934.2802 | 522327.8292 | 3900 | 2253464.1412 | 1626012110.2802 | 39.81%
REP_05.02.24_S | Protection Pilots | Program - Short Term Need | Renewal | 3556.24 | 547255.1898 | 560262.3215 | 573613.5943 | 489267.6263 | 3900 | 2173954.9719 | 1628186065.2521 | 39.86%
REP_01.02.50_S | ABB SD I & E Switches | Program - Short Term Need | Renewal | 120375 | 248761.8531 | 382150.1759 | 521572.545 | 800401.7597 | 3900 | 2073261.3337 | 1630259326.5858 | 39.91%
ARA_03.1A.0011 | Marrickville Ring Main CB (SJ-05960) | Major Project - Committed Project | Renewal | 1100000 | 850775.0851 | 0 | 0 | 0 | 3900 | 1950775.0851 | 1632210101.6709 | 39.96%
REP_05.02.05-2_S | Insulator Replacement - 132kV Wood Pole | Program - Short Term Need | Renewal | 172822 | 425219.0061 | 437278.0206 | 449808.9078 | 462544.0998 | 3900 | 1947672.0343 | 1634157773.7052 | 40.01%
REP_05.02.02-1_S | Refurbish Access Tracks - 33kV Lines | Program - Short Term Need | Renewal | 39791 | 247617.6038 | 257527.3724 | 267806.8223 | 278289.0494 | 3900 | 1091031.8478 | 1635248805.5531 | 40.03%
OTI_03.07 | Engineering Applications EOL Upgrade | Program - Short Term Need | Other System | 0 | 676092.3398 | 0 | 212361.5135 | 0 | 3900 | 888453.8532 | 1636137259.4063 | 40.05%
OTI_03.06 | ETP Platform EOL Upgrade | Program - Short Term Need | Other System | 55643.8816 | 810569.4308 | 0 | 0 | 0 | 3900 | 866213.3124 | 1637003472.7187 | 40.08%
REP_02.02.43_S | CFC LIDs - ZN | Program - Short Term Need | Renewal | 187229.2 | 110360.9381 | 112985.8314 | 115637.4356 | 118307.0561 | 3900 | 644520.4613 | 1637647993.18 | 40.09%
REP_01.02.46_S | Chamber DC Subs - Newcastle | Program - Short Term Need | Renewal | 0 | 113296.148 | 116249.6432 | 119234.7301 | 122235.6267 | 3900 | 471016.148 | 1638119009.328 | 40.1%
REP_05.02.05-1_S | Insulator Replacement - 132kV Tower | Program - Short Term Need | Renewal | 240636 | 0 | 0 | 0 | 0 | 3900 | 240636 | 1638359645.328 | 40.11%
ARA_08.2.0030 | New Muswellbrook 132/11kV ZS | Major Project - Committed Project | Renewal | 1000000 | 2999999.7 | 10699998.93 | 2999999.7 | 1399199.8601 | 3750 | 19099198.1901 | 1657458843.518 | 40.58%
REP_05.02.01-3_S | Tower Painting & Refurbishment | Program - Short Term Need | Renewal | 2005612 | 2977735.4079 | 3104606.5447 | 3236364.1432 | 3370654.5002 | 3750 | 14694972.596 | 1672153816.114 | 40.94%
REP_02.02.46_S | SCADA Schemes including Comp Control Boards - ZN | Program - Short Term Need | Renewal | 439159 | 753187.6515 | 1542423.6654 | 1894687.0461 | 2908296.6636 | 3750 | 7537754.0266 | 1679691570.1406 | 41.12%
REP_05.02.26_S | Ground Stays | Program - Short Term Need | Renewal | 100524 | 1724517.4671 | 2130687.7404 | 1828421.8553 | 1694063.8972 | 3750 | 7478214.9599 | 1687169785.1005 | 41.3%
REP_05.02.01-5_S | Tower Replacement | Program - Short Term Need | Renewal | 732270 | 761039.6897 | 793464.992 | 827139.1598 | 861460.6416 | 3750 | 3975374.4832 | 1691145159.5837 | 41.4%
DOC_11.03.28_S | Distribution Substation Fire Assessment | Program - Short Term Need | Compliance | 250528 | 779564.8236 | 804159.9085 | 829227.3764 | 854465.1555 | 3750 | 3517945.264 | 1694663104.8477 | 41.49%
REP_04.03.02_S | Re-Establishment of 11kV Overhead Feeder Access Tracks (km) | Program - Short Term Need | Renewal | 91287 | 629752.3078 | 650335.0069 | 671634.8763 | 693180.1824 | 3750 | 2736189.3734 | 1697399294.221 | 41.55%
REP_05.02.12_S | Cable Pressure Alarm Replacement | Program - Short Term Need | Renewal | 83410 | 644740.6382 | 664346.2084 | 365113.7683 | 658128.9189 | 3750 | 2415739.5339 | 1699815033.755 | 41.61%
REP_03.02.34_S | SCADA Schemes including Comp Control Boards - TS | Program - Short Term Need | Renewal | 146386 | 150637.5303 | 308484.7331 | 631562.3487 | 646288.1475 | 3750 | 1883358.7595 | 1701698392.5145 | 41.66%
REP_01.03.17_S | Hazemeyer RMIs - Harsh Environment | Program - Short Term Need | Renewal | 333610 | 346320.1028 | 357029.082 | 367908.1796 | 378826.0698 | 3750 | 1783693.4342 | 1703482085.9487 | 41.7%
OTI_03.05 | Distributed Temperature Sensing (DTS) | Program - Short Term Need | Other System | 500000 | 285000 | 0 | 0 | 0 | 3750 | 785000 | 1704267085.9487 | 41.72%
OTI_03.11 | PI Historian License True-up | Program - Short Term Need | Other System | 0 | 643364.3757 | 0 | 0 | 0 | 3750 | 643364.3757 | 1704910450.3244 | 41.74%
REP_05.02.25_S | Insulator Replacement - 66KV Pole Lines | Program - Short Term Need | Renewal | 0 | 118985.9135 | 122407.6888 | 125952.1154 | 129562.6225 | 3750 | 496908.3402 | 1705407358.6647 | 41.75%
REP_01.04.13_S | System Spares Equipment - DC Subs | Program - Short Term Need | Renewal | 0 | 140569 | 0 | 0 | 0 | 3750 | 140569 | 1705547927.6647 | 41.75%
REP_03.03.03_S | Essantee 33kV Isolators - TS | Program - Short Term Need | Renewal | 0 | 101707.0863 | 0 | 0 | 0 | 3750 | 101707.0863 | 1705649634.7509 | 41.76%
REP_02.04.04_S | System Spare Equipment - ZN | Program - Short Term Need | Renewal | 66000 | 0 | 0 | 0 | 0 | 3750 | 66000 | 1705715634.7509 | 41.76%
REP_02.02.06_S | System Spare Transformers - ZN | Program - Short Term Need | Renewal | 1290000 | 1521651.3114 | 1556039.7831 | 1590228.3177 | 2435934.793 | 3750 | 8393854.2053 | 1714109488.9562 | 41.96%
REP_03.02.05_S | System Spare Transformer - TS | Program - Short Term Need | Renewal | 40000 | 2210093.9766 | 0 | 0 | 0 | 3750 | 2250093.9766 | 1716359582.9328 | 42.02%
REP_04.04.09_S | System Spares - DM (No.) | Program - Short Term Need | Renewal | 0 | 107684.3 | 110524.92 | 113464.36 | 116362.98 | 3750 | 448036.56 | 1716807619.4928 | 42.03%
ARA_06.1.0023 | New Empire Bay 66/11kV Zone with 11kV LTs (SI-05732) (check) | Major Project - Committed Project | Capacity | 800000 | 0 | 0 | 0 | 0 | 3750 | 800000 | 1717607619.4928 | 42.05%
ARA_04.1.0006 | New Hurstville 132/11kV Zone (SJ-05277 & SM-06472) | Program - Short Term Need | Renewal | 1800000 | 0 | 0 | 0 | 0 | 3675 | 1800000 | 1719407619.4928 | 42.09%
ARA_04.5.0003 | Camperdown 33kV Feeder Replacement (SJ-02875) | Major Project - Committed Project | Renewal | 299000 | 0 | 0 | 0 | 0 | 3675 | 299000 | 1719706619.4928 | 42.1%
ARA_05.2.0006 | Kuringai 33kV SG Replacement (SJ-06016) | Major Project - Committed Project | Renewal | 6784207.48 | 5200000 | 7131336.55 | 0 | 0 | 3600 | 19115544.03 | 1738822163.5228 | 42.57%
ARA_03.1C.0004 | Surry Hills 11kV SG Replacement | Major Project - prior to approval | Renewal | 1000000 | 12000000 | 5800000 | 0 | 0 | 3600 | 18800000 | 1757622163.5228 | 43.03%
CC_66.01.10 | Customer Installation & Inspection | Program - Short Term Need | Network Connection | 0 | 2626062.1687 | 2801471.7945 | 2759004.069 | 2827978.0426 | 3600 | 11014516.0747 | 1768636679.5975 | 43.3%
ARA_04.3B.0014 | Bass Hill 11kV SG Replacement (Q13719) | Major Project - Committed Project | Renewal | 5514062.18 | 3234954 | 0 | 0 | 0 | 3600 | 8749016.18 | 1777385695.7775 | 43.51%
ARA_08.1.0010 | Newdell 11kV SG Replacement | Major Project - Committed Project | Renewal | 4500000 | 2750000.275 | 0 | 0 | 0 | 3600 | 7250000.275 | 1784635696.0525 | 43.69%
ARA_05.1.0016 | Lindfield STSS 132kV RMCB (SJ-06106) | Major Project - Committed Project | Renewal | 5367000 | 296320.0296 | 0 | 0 | 0 | 3600 | 5663320.0296 | 1790299016.0821 | 43.83%
REP_03.03.09_S | Post CTs - TS | Program - Short Term Need | Renewal | 400000 | 469878.8164 | 802320.9833 | 986123.8254 | 1345966.2378 | 3600 | 4004289.8628 | 1794303305.9449 | 43.93%
REP_03.04.05_S | STS Building Refurbishment | Program - Short Term Need | Renewal | 300000 | 673087.0345 | 692145.5056 | 711754.4303 | 730867.8124 | 3600 | 3107854.7828 | 1797411160.7277 | 44%
REP_03.04.07_S | Surge Arrestors - TS | Program - Short Term Need | Renewal | 100000 | 583154.6933 | 597646.8161 | 612424.0569 | 627377.2946 | 3600 | 2520602.8607 | 1799931763.5884 | 44.06%
REP_01.02.41_S | UHCC Kiosk Substation | Program - Short Term Need | Renewal | 1032516 | 356594.5624 | 365388.5764 | 374165.7974 | 382876.8095 | 3600 | 2511541.7456 | 1802443305.3341 | 44.13%
REP_02.02.54_S | CLC Controllers - ZN | Program - Short Term Need | Renewal | 2000000 | 60579.4674 | 62048.4829 | 63535.2274 | 65024.6624 | 3600 | 2251187.8401 | 1804694493.1742 | 44.18%
REP_02.02.44_S | 11kV Capacitor Bank - ZN | Program - Short Term Need | Renewal | 332670 | 343355.806 | 351559.4789 | 359804.8519 | 367953.8229 | 3600 | 1755343.9597 | 1806449837.1339 | 44.22%
REP_03.03.04_S | 33/66kV Capacitor Banks - TS | Program - Short Term Need | Renewal | 0 | 403066.4431 | 412972.0749 | 423018.7725 | 433077.368 | 3600 | 1672134.6586 | 1808121971.7924 | 44.26%
REP_01.04.07_S | SF6 Switchgear - Low Gas DC | Program - Short Term Need | Renewal | 32915 | 341250.3788 | 384302.323 | 393162.7356 | 401912.0088 | 3600 | 1553542.4463 | 1809675514.2387 | 44.3%
REP_03.02.32_S | CFC Lids - TS | Program - Short Term Need | Renewal | 250000 | 311402.1578 | 318808.7407 | 326290.693 | 333823.4813 | 3600 | 1540325.0727 | 1811215839.3114 | 44.34%
REP_02.04.07_S | Controlled Load - ZN | Program - Short Term Need | Renewal | 1200000 | 0 | 0 | 0 | 0 | 3600 | 1200000 | 1812415839.3114 | 44.37%
REP_02.02.09_S | Earthing Equipment - ZN | Program - Short Term Need | Renewal | 1047836.04 | 0 | 0 | 0 | 0 | 3600 | 1047836.04 | 1813463675.3514 | 44.39%
REP_05.02.23_S | Insulator Replacement - 33KV Pole Lines | Program - Short Term Need | Renewal | 5702 | 176155.0827 | 181043.9852 | 186289.3959 | 191633.3505 | 3600 | 740823.8144 | 1814204499.1658 | 44.41%
REP_05.02.08_S | Refurbish 132kV Cable Tunnel | Program - Short Term Need | Renewal | 132647 | 137858.1207 | 143731.7845 | 149831.6733 | 156048.8195 | 3600 | 720117.398 | 1814924616.5638 | 44.43%
DOC_11.03.63_S | AC & DC Boards - ZN | Program - Short Term Need | Compliance | 45250 | 362629.3736 | 0 | 0 | 0 | 3600 | 407879.3736 | 1815332495.9374 | 44.44%
REP_02.04.09_S | Earthing Equipment - ZN | Program - Short Term Need | Renewal | 0 | 71453.9139 | 73146.0378 | 74853.1303 | 76568.9871 | 3600 | 296022.0691 | 1815628518.0065 | 44.45%
REP_03.04.08_S | Oil Drainage System - TS | Program - Short Term Need | Renewal | 0 | 44365.9892 | 45611.0752 | 46890.7327 | 48139.0082 | 3600 | 185006.8053 | 1815813524.8118 | 44.45%
REP_03.02.06_S | Earthing Equipment - TS | Program - Short Term Need | Renewal | 105729.84 | 0 | 0 | 0 | 0 | 3600 | 105729.84 | 1815919254.6518 | 44.46%
REP_05.02.01-4_S | Tower Grillage System | Program - Short Term Need | Renewal | 31136 | 0 | 0 | 0 | 0 | 3600 | 31136 | 1815950390.6518 | 44.46%
ARA_07.1.0002C | Adamstown Zone Retirement | Major Project - Committed Project | Renewal | 968850 | 635000 | 0 | 0 | 0 | 3600 | 1603850 | 1817554240.6518 | 44.5%
DOC_11.03.01_M | Distribution Chamber Substation Program | Program - Medium Term Need | Compliance |  | 1250105.1932 | 1298235.4872 | 1303248.718 | 1299999.4473 | 3500 | 5151588.8457 | 1822705829.4975 | 44.62%
REP_01.03.04_M | Single Circuit Breaker Switchgear | Program - Medium Term Need | Renewal |  | 599661.3079 | 614480.7085 | 629232.2122 | 643820.4977 | 3500 | 2487194.7264 | 1825193024.2239 | 44.68%
REP_04.02.34_M | Condemned Poles - Reinforcement (No.) | Program - Medium Term Need | Renewal |  | 110523.5603 | 135867.1722 | 176376.8281 | 212698.1705 | 3500 | 635465.731 | 1825828489.9549 | 44.7%
ARA_02.1.0126 | New Bligh St 132/11kV ZS with three Tx | Major Project - prior to approval | Renewal | 7000000 | 12999998.7 | 39999996 | 29999997 | 29999997 | 3500 | 119999988.7 | 1945828478.6549 | 47.64%
ARA_02.1.0123 | New Bligh St Zone 132kV Connections (SJ-06104) | Major Project - prior to approval | Renewal | 0 | 500000 | 1500000 | 5000000 | 3250000 | 3500 | 10250000 | 1956078478.6549 | 47.89%
ARA_02.1.0125 | City East 11kV Ductlines | Major Project - prior to approval | Renewal | 1300000 | 0 | 0 | 0 | 2500000 | 3500 | 3800000 | 1959878478.6549 | 47.98%
ARA_02.1.0135A | Dalley St 11kV LTs for Decom (over 3 years) | Major Project - prior to approval | Renewal | 840000 | 5664360 | 5904796 | 4926058 | 2920294 | 3500 | 20255508 | 1980133986.6549 | 48.48%
ARA_01.0013 | Munmorah STS + Connections (SJ-00102 & SJ-00165) | Major Project - Committed Project | Renewal | 3000000 | 19000000 | 9300000 | 0 | 0 | 3450 | 31300000 | 2011433986.6549 | 49.24%
ARA_04.5.0001 | Camperdown Zone Refurbishment (SJ-02883, SM-04738, SM-06358) | Major Project - Committed Project | Renewal | 3050000 | 2999999.4 | 2249999.55 | 0 | 0 | 3450 | 8299998.95 | 2019733985.6049 | 49.44%
REP_03.02.36_S | PINC/MPLS Core - TS | Program - Short Term Need | Renewal | 0 | 2308836.2801 | 4329886.6466 | 0 | 0 | 3450 | 6638722.9268 | 2026372708.5317 | 49.61%
REP_02.02.48_S | PINC/MPLS Edge - ZN | Program - Short Term Need | Renewal | 697637 | 1104281.8966 | 1265628.1429 | 1550096.4286 | 1557965.7727 | 3450 | 6175609.2407 | 2032548317.7724 | 49.76%
REP_02.02.53_S | Transformer Replacement (utilising existing holdings) - ZN | Program - Short Term Need | Renewal | 476958.8 | 1183384.0189 | 1213077.2209 | 1243418.2709 | 1911246.1177 | 3450 | 6028084.4284 | 2038576402.2008 | 49.91%
REP_02.03.10_S | Voltage Regulation Equipment - ZN | Program - Short Term Need | Renewal | 150000 | 1046927.4093 | 1340783.1725 | 1373538.2533 | 1688278.9839 | 3450 | 5599527.819 | 2044175930.0199 | 50.04%
REP_02.04.05_S | Zone Substation Building Refurbishment/Replacement Works | Program - Short Term Need | Renewal | 1131426 | 927133.4427 | 953385.2423 | 980395.2557 | 1006722.6916 | 3450 | 4999062.6324 | 2049174992.6522 | 50.17%
ARA_04.2.0007 | New Kurnell 132/11kV Zone (SI-04526 & SM-13357) | Major Project - Committed Project | Renewal | 3811250 | 737555 | 0 | 0 | 0 | 3450 | 4548805 | 2053723797.6522 | 50.28%
REP_03.02.27_S | Post VTs - TS | Program - Short Term Need | Renewal | 876611 | 930590.6927 | 715458.0717 | 611084.1596 | 1001614.0768 | 3450 | 4135358.0008 | 2057859155.653 | 50.38%
REP_01.04.12_S | Distribution Substation Heritage Buildings | Program - Short Term Need | Renewal | 0 | 550277.0828 | 572062.4235 | 594525.7002 | 617274.306 | 3450 | 2334139.5125 | 2060193295.1655 | 50.44%
REP_02.02.41_S | Post VTs - ZN | Program - Short Term Need | Renewal | 310524.88 | 0 | 357729.0359 | 488867.3277 | 751210.5576 | 3450 | 1908331.8012 | 2062101626.9667 | 50.48%
REP_03.02.42_S | Transformer Replacement (utilising existing holdings) - TS | Program - Short Term Need | Renewal | 214680 | 1101628.0373 | 0 | 0 | 0 | 3450 | 1316308.0373 | 2063417935.004 | 50.51%
REP_02.03.12_S | Post CTs - ZN | Program - Short Term Need | Renewal | 0 | 156626.2721 | 160464.1967 | 0 | 0 | 3450 | 317090.4688 | 2063735025.4727 | 50.52%
DOC_11.03.52_S | Asbestos Fire Doors - DC | Program - Short Term Need | Compliance | 311200 | 0 | 0 | 0 | 0 | 3450 | 311200 | 2064046225.4727 | 50.53%
DOC_11.03.53_S | Asbestos Fire Doors - TS | Program - Short Term Need | Compliance | 27842 | 0 | 0 | 0 | 0 | 3450 | 27842 | 2064074067.4727 | 50.53%
DOC_11.03.54_S | Asbestos Fire Doors - ZN | Program - Short Term Need | Compliance | 27842 | 0 | 0 | 0 | 0 | 3450 | 27842 | 2064101909.4727 | 50.53%
ARA_08.2.0027 | Muswellbrook STS Retirement (SI-09913) | Major Project - prior to approval | Renewal | 1705000 | 0 | 0 | 0 | 234266.9251 | 3400 | 1939266.9251 | 2066041176.3978 | 50.58%
ARA_03.1C.0003 | Rose Bay retirement (includes 33kV Feeders) | Major Project - prior to approval | Renewal | 80000 | 449000 | 0 | 0 | 0 | 3400 | 529000 | 2066570176.3978 | 50.59%
REP_01.02.45_M | Statter_ALM_Godfrey HV Fuse Switches | Program - Medium Term Need | Renewal |  | 220664.4815 | 228182.0149 | 235895.3795 | 243701.4546 | 3300 | 928443.3305 | 2067498619.7283 | 50.61%
CC_66.01.06 | Commercial Customer Connections (<100A) | Program - Short Term Need | Network Connection | 242490.92 | 24954195.325 | 25838243.4841 | 27142545.846 | 28089794.7586 | 3300 | 106267270.3337 | 2173765890.062 | 53.22%
11KV_102.07 | 11kV Network Projects Committed | Program - Short Term Need | Capacity | 27500000 | 14800000 | 28000 | 0 | 0 | 3300 | 42328000 | 2216093890.062 | 54.25%
ARA_04.1.0008 | New Rockdale 132/11kV Zone | Major Project - Committed Project | Renewal | 2000000 | 13599998.64 | 9499999.05 | 5447385 | 0 | 3300 | 30547382.69 | 2246641272.752 | 55%
ARA_04.3A.0014 | New Greenacre Park 132/11kV Zone with 11kV LTs and Decom | Major Project - prior to approval | Renewal | 500000 | 4500000.45 | 12000001.2 | 10000001 | 3000000.3 | 3300 | 30000002.95 | 2276641275.702 | 55.73%
ARA_04.4.C.0009 | Lidcombe Zn Refurbishment | Major Project - prior to approval | Renewal | 250000 | 1000000 | 2680000 | 18260000 | 930000 | 3300 | 23120000 | 2299761275.702 | 56.3%
ARA_05.1.0026 | 132kV Feeders 925/3 & 9E4/3 Replacement (SJ-05970) | Major Project - Committed Project | Renewal | 13800000 | 8018900 | 0 | 0 | 0 | 3300 | 21818900 | 2321580175.702 | 56.83%
DOC_11.03.07_S | Substations with Exposed 11kV | Program - Short Term Need | Compliance | 1090165 | 3392248.6048 | 3732558.125 | 3848910.3328 | 3966053.0508 | 3300 | 16029935.1133 | 2337610110.8154 | 57.23%
ARA_07.7.0008 | New Cessnock 33/11kV Zone (SJ-06026) | Major Project - prior to approval | Renewal | 1000000 | 3000000 | 9240000 | 2300000 | 0 | 3300 | 15540000 | 2353150110.8154 | 57.61%
CC_66.01.11 | Customer Connection < $50k | Program - Short Term Need | Network Connection | 631326.425 | 2580543.4566 | 2650456.4719 | 2835564.3578 | 3028296.0374 | 3300 | 11726186.7486 | 2364876297.564 | 57.89%
DOC_11.03.38_S | Optical Arc Fault Protection Trial | Program - Short Term Need | Compliance | 39309 | 1630888.7523 | 2523514.3574 | 2602177.8968 | 2681376.0109 | 3300 | 9477266.0173 | 2374353563.5814 | 58.13%
ARA_07.7.0005 | New Paxton 33/11kV Zone (SJ-06023) | Major Project - Committed Project | Renewal | 3000000 | 1482519 | 0 | 0 | 0 | 3300 | 4482519 | 2378836082.5814 | 58.24%
CC_66.01.12 | Ausgrid Funded Capital (CIA95A) < $50k | Program - Short Term Need | Network Connection | 245304.085 | 750536.0465 | 769764.5678 | 902252.9038 | 925304.9029 | 3300 | 3593162.506 | 2382429245.0873 | 58.32%
DOC_11.03.69_S | Low Gas Trip STSs | Program - Short Term Need | Compliance | 260000 | 400844 | 220000 | 59127.6 | 0 | 3300 | 939971.6 | 2383369216.6873 | 58.35%
DOC_11.04.05_S | Reactive Environmental Projects - DC | Program - Short Term Need | Compliance | 0 | 217451.8336 | 224312.3873 | 231304.7075 | 238344.5343 | 3300 | 911413.4628 | 2384280630.1501 | 58.37%
DOC_11.04.05-2_S | Reactive Environmental Projects - ZN | Program - Short Term Need | Compliance | 0 | 161076.9989 | 165202.2682 | 169401.2077 | 173559.5691 | 3300 | 669240.044 | 2384949870.1941 | 58.39%
DOC_11.04.05-1_S | Reactive Environmental Projects - TS | Program - Short Term Need | Compliance | 52155 | 107384.6659 | 110134.8455 | 112934.1385 | 115706.3794 | 3300 | 498315.0293 | 2385448185.2234 | 58.4%
ARA_04.3A.0007 | Strathfield South 132/11kV ZS and decomm Enfield 33/11kV ZS | Major Project - prior to approval | Renewal | 500000 | 3999999.2 | 11999997.6 | 9999998 | 2999999.4 | 3300 | 29499994.2 | 2414948179.4234 | 59.12%
ARA_04.3A.0001 | Strathfield South 132kV connections | Major Project - prior to approval | Renewal | 250000 | 1000000.1 | 3000000.3 | 750000.075 | 0 | 3300 | 5000000.475 | 2419948179.8984 | 59.24%
ARA_01.1.0024 | 132kV Feeders 92FA/B and 90XA/B Replacement (SJ-6044) | Major Project - prior to approval | Renewal | 350000 | 5500000 | 27400000 | 1700000 | 0 | 3200 | 34950000 | 2454898179.8984 | 60.1%
ARA_01.1.0027 | 132kV Feeders 92JA/B and 92GA/B Replacement (SJ-06155) | Major Project - prior to approval | Renewal | 250000 | 8200000 | 1250000 | 3300000 | 17000000 | 3200 | 30000000 | 2484898179.8984 | 60.83%
REP_02.02.35_M | 33KV Essantee I&Es - ZN | Program - Medium Term Need | Renewal |  | 406828.345 | 417246.3175 | 427890.0269 | 438556.7479 | 3200 | 1690521.4373 | 2486588701.3358 | 60.87%
REP_01.02.49_M | KM Kiosks - Mackellar | Program - Medium Term Need | Renewal |  | 199890.6907 | 205357.1958 | 210833.8866 | 216265.5043 | 3200 | 832347.2775 | 2487421048.6133 | 60.89%
ARA_02.1.0016 | 132kV Feeders 92L/3 and 92M/1 Retirement | Major Project - prior to approval | Renewal | 0 | 736818.2574 | 0 | 0 | 0 | 3200 | 736818.2574 | 2488157866.8707 | 60.91%
ARA_01.1.0026 | Decommissioning of 928/3, 929/1 & 91A/2 | Major Project - prior to approval | Renewal | 0 | 0 | 0 | 0 | 726355.8652 | 3200 | 726355.8652 | 2488884222.7358 | 60.93%
ARA_07.6.0035A | New Telarah West 33kV Zone | Program - Short Term Need | Renewal | 200000 | 0 | 0 | 0 | 0 | 3150 | 200000 | 2489084222.7358 | 60.93%
DOC_11.03.30_S | UG Substations Cascade modernisation | Program - Short Term Need | Compliance | 377112 | 6913688.5821 | 8130403.5372 | 8440966.3381 | 8756516.7931 | 3150 | 32618687.2505 | 2521702909.9864 | 61.73%
DOC_11.03.10_S | Brick Wall OE Substations | Program - Short Term Need | Compliance | 96438 | 2250626.4782 | 2579592.4542 | 2926004.5499 | 2960239.116 | 3150 | 10812900.5982 | 2532515810.5846 | 62%
ARA_05.4.0008 | Careel Bay 11kV SG Replacement | Major Project - Committed Project | Renewal | 4764370 | 2720000 | 151327 | 0 | 0 | 3150 | 7635697 | 2540151507.5846 | 62.18%
REP_02.03.07_S | Protection Relays - ZN | Program - Short Term Need | Renewal | 50000 | 829311.1076 | 1092463.5262 | 1616614.2744 | 2165482.5732 | 3150 | 5753871.4813 | 2545905379.0659 | 62.33%
REP_03.03.05_S | Protection Relays - TS | Program - Short Term Need | Renewal | 346213 | 355419.0461 | 606924.1812 | 746129.6651 | 764287.967 | 3150 | 2818973.8594 | 2548724352.9254 | 62.39%
REP_02.02.51_S | Protection Schemes - ZN | Program - Short Term Need | Renewal | 300000 | 280689.1711 | 287501.5873 | 294424.8943 | 301447.5998 | 3150 | 1464063.2525 | 2550188416.1779 | 62.43%
REP_01.03.08_S | REP Cottage Subs (Newc) | Program - Short Term Need | Renewal | 1039902.32 | 300000 | 0 | 0 | 0 | 3150 | 1339902.32 | 2551528318.4979 | 62.46%
OTI_03.13 | Reliability Modelling Tool Replacement | Program - Short Term Need | Other System | 95022.1986 | 0 | 0 | 0 | 0 | 3150 | 95022.1986 | 2551623340.6965 | 62.47%
DOC_11.03.58_S | Reactive Asbestos Projects - DM | Program - Short Term Need | Compliance | 157362 | 406708.1516 | 560539.6199 | 579658.9742 | 599015.9156 | 3150 | 2303284.6614 | 2553926625.3579 | 62.52%
DOC_11.03.57_S | Reactive Asbestos Projects - DC | Program - Short Term Need | Compliance | 26130 | 542906.9975 | 558943.5713 | 575145.6772 | 591326.7934 | 3150 | 2294453.0394 | 2556221078.3972 | 62.58%
DOC_11.03.61_S | Reactive Asbestos Projects - ZN | Program - Short Term Need | Compliance | 26077 | 536923.3295 | 550674.2275 | 564670.6924 | 578531.8971 | 3150 | 2256877.1466 | 2558477955.5438 | 62.63%
DOC_11.03.60_S | Reactive Asbestos Projects - TS | Program - Short Term Need | Compliance | 26077 | 214769.3318 | 220269.691 | 225868.277 | 231412.7588 | 3150 | 918397.0586 | 2559396352.6024 | 62.66%
DOC_11.03.59_S | Reactive Asbestos Projects - TM | Program - Short Term Need | Compliance | 31386 | 107948.7255 | 111292.7335 | 114749.8924 | 118245.5675 | 3150 | 483622.9189 | 2559879975.5214 | 62.67%
ARA_03.1B.0003 | Botany 11kV SG Replacement & 11kV LTs | Major Project - prior to approval | Renewal | 200000 | 11300000 | 2304661 | 0 | 0 | 3100 | 13804661 | 2573684636.5214 | 63.01%
REP_04.02.04_M | Low Voltage (LV) Overhead Services (No.) | Program - Medium Term Need | Renewal |  | 488686.4018 | 501375.8835 | 514416.4362 | 527686.0848 | 3100 | 2032164.8063 | 2575716801.3276 | 63.06%
REP_01.02.43_M | HV OCB Subs | Program - Medium Term Need | Renewal |  | 348704.4891 | 357596.029 | 366487.815 | 375318.0982 | 3100 | 1448106.4313 | 2577164907.759 | 63.09%
ARA_03.1C.0009 | Waverley Retirement | Major Project - prior to approval | Renewal | 50000 | 1150000 | 0 | 0 | 0 | 3100 | 1200000 | 2578364907.759 | 63.12%
REP_04.02.38_M | LV UG Link Boxes (No.) | Program - Medium Term Need | Renewal |  | 191184.243 | 196893.7594 | 202786.8509 | 208762.7756 | 3100 | 799627.629 | 2579164535.3879 | 63.14%
ARA_04.5.0005 | Blackwattle Bay 5kV Load Conversion | Major Project - prior to approval | Renewal | 0 | 0 | 695135.0834 | 8663334.7128 | 1324875.2285 | 3100 | 10683345.0246 | 2589847880.4126 | 63.4%
ARA_04.5.0006 | Blackwattle Bay Retirement | Major Project - prior to approval | Renewal | 1900000 | 1580.7157 | 48276.1787 | 349121.7891 | 150818.1214 | 3100 | 2449796.8049 | 2592297677.2175 | 63.46%
ARA_03.1B.0016 | Matraville 11kV SG Replacement (SJ-05953) | Major Project - prior to approval | Renewal | 1000000 | 13400002.68 | 8000001.6 | 2075808.4152 | 0 | 3000 | 24475812.6952 | 2616773489.9127 | 64.06%
ARA_04.3B.0011 | Punchbowl 11kV SG Replacement (SJ-06063) | Major Project - prior to approval | Renewal | 1600000 | 7000000 | 5050000 | 3000000 | 1900000 | 3000 | 18550000 | 2635323489.9127 | 64.51%
ARA_08.1.0012 | Branxton 11kV SG Replacement | Major Project - prior to approval | Renewal | 1300000 | 5000000 | 1560371 | 0 | 0 | 3000 | 7860371 | 2643183860.9127 | 64.71%
ARA_06.1.0031A | Umina 11kV SG Replacement (Q13746) | Major Project - prior to approval | Renewal | 400000 | 1000000 | 100000 | 0 | 0 | 3000 | 1500000 | 2644683860.9127 | 64.74%
ARA_04.2.0024 | Port Hacking Refurbishment (SJ-06039) | Major Project - Committed Project | Renewal | 5849372.29 | 6000000 | 413576.74 | 0 | 0 | 3000 | 12262949.03 | 2656946809.9427 | 65.04%
ARA_04.2.0029 | Jannali Refurbishment (SJ-04900) | Major Project - Committed Project | Renewal | 3116195 | 789784.921 | 0 | 0 | 0 | 3000 | 3905979.921 | 2660852789.8637 | 65.14%
REP_03.02.39_S | Protection Schemes - TS | Program - Short Term Need | Renewal | 1700000 | 340663.0907 | 347493.5852 | 294424.8943 | 301447.5998 | 3000 | 2984029.1699 | 2663836819.0336 | 65.21%
REP_01.03.03_S | High Voltage C Type OCB Subs | Program - Short Term Need | Renewal | 672702 | 1925729.6304 | 0 | 0 | 0 | 3000 | 2598431.6304 | 2666435250.664 | 65.28%
ARA_07.8.0026 | New Tomaree 33/11KV Zn | Major Project - Committed Project | Capacity | 680000 | 500000.1 | 0 | 0 | 0 | 3000 | 1180000.1 | 2667615250.764 | 65.31%
DOC_11.03.03_S | Tower Anti-climb Devices | Program - Short Term Need | Compliance | 1077276 | 2026573.1396 | 0 | 0 | 0 | 3000 | 3103849.1396 | 2670719099.9036 | 65.38%
REP_05.02.14_M | System Spares - TM (OH & UG) | Program - Medium Term Need | Renewal |  | 63481.848 | 64819.71 | 66198.048 | 67545.216 | 3000 | 262044.822 | 2670981144.7256 | 65.39%
ARA_07.5.0005 | Charlestown 132/11kV Zone (SJ-05319) | Major Project - Committed Project | Capacity | 345000 | 799999.92 | 0 | 0 | 0 | 3000 | 1144999.92 | 2672126144.6456 | 65.42%
ARA_03.1B.0029A | Sydney Airport 33kV Feeder Replacement (Alexandria STS) | Major Project - prior to approval | Network Connection | 0 | 146760.7034 | 2534675.4336 | 9043874.3734 | 13221464.8334 | 2900 | 24946775.3439 | 2697072919.9895 | 66.03%
ARA_03.1B.0017 | Mascot 33kV Feeders Replacement (Alexandria - Mascot) | Major Project - prior to approval | Renewal | 0 | 0 | 0 | 5791240.2744 | 9915569.1758 | 2900 | 15706809.4502 | 2712779729.4397 | 66.41%
REP_02.02.05_M | 33kV Bulk Oil OD Circuit Breakers - ZN | Program - Medium Term Need | Renewal |  | 684599.2685 | 701554.5664 | 718787.9447 | 666941.1029 | 2900 | 2771882.8825 | 2715551612.3222 | 66.48%
REP_04.02.01_M | Steel Mains (km) | Program - Medium Term Need | Renewal |  | 402413.1418 | 412823.885 | 423524.102 | 434399.8532 | 2900 | 1673160.982 | 2717224773.3042 | 66.52%
REP_04.04.11_M | Distibution Mains Reactive Replacement (<50k) (No.) | Program - Medium Term Need | Renewal |  | 292205.7965 | 300308.4979 | 308783.8401 | 317359.1032 | 2900 | 1218657.2377 | 2718443430.542 | 66.55%
REP_04.04.10_M | 11/22kV Overhead Mains (km) | Program - Medium Term Need | Renewal |  | 165710.5105 | 170251.4943 | 174928.449 | 179670.443 | 2900 | 690560.8967 | 2719133991.4387 | 66.57%
REP_04.02.42_M | LV OH ABC Link Boxes (No.) | Program - Medium Term Need | Renewal |  | 80950.6057 | 83101.9889 | 47662.2269 | 61791.9323 | 2900 | 273506.7538 | 2719407498.1925 | 66.57%
DOC_11.03.25_M | Smoke Detection Installation - ZN | Program - Medium Term Need | Compliance |  | 268461.6648 | 275337.11 | 282335.3462 | 578531.8971 | 2900 | 1404666.0181 | 2720812164.2106 | 66.61%
ARA_03.1B.0020 | Mascot Zone Refurbishment | Major Project - prior to approval | Renewal | 0 | 0 | 128137.3 | 1156124.096 | 7713759.3853 | 2900 | 8998020.7813 | 2729810184.9918 | 66.83%
ARA_05.4.0034A | Mona Vale 11kV SG Replacement (Q13756) | Major Project - prior to approval | Renewal | 1000000 | 4000000 | 3214000 | 0 | 0 | 2875 | 8214000 | 2738024184.9918 | 67.03%
REL_33.01.01 | Individual Feeder Reliability Program | Program - Short Term Need | RELIABILITY | 799828.96 | 4925775.8194 | 5062750 | 4945213.168 | 5090741.5938 | 2850 | 20824309.5412 | 2758848494.533 | 67.54%
ARA_01.1.0031A | Beaconsfield West 132kV Busbar Connections (SJ-06136) | Major Project - Committed Project | Renewal | 5464374.2 | 2950000 | 522269.73 | 0 | 0 | 2850 | 8936643.93 | 2767785138.463 | 67.76%
REL_33.01.05 | Individual Feeder Segment Reliability Program | Program - Short Term Need | RELIABILITY | 0 | 821391.6332 | 846038.5691 | 871483.7107 | 897272.7263 | 2850 | 3436186.6393 | 2771221325.1023 | 67.84%
REL_33.01.02 | Average Feeder Reliability | Program - Short Term Need | RELIABILITY | 1712549.92 | 0 | 0 | 0 | 0 | 2850 | 1712549.92 | 2772933875.0223 | 67.88%
DOC_11.03.37_S | Reactive OH&S Projects - TS | Program - Short Term Need | Compliance | 3000000 | 2268461.6648 | 275337.1137 | 282335.3462 | 289265.9486 | 2850 | 6115400.0733 | 2779049275.0956 | 68.03%
DOC_11.03.36_S | Reactive OH&S Projects - ZN | Program - Short Term Need | Compliance | 104310 | 268461.6648 | 275337.1138 | 282335.3462 | 289265.9485 | 2850 | 1219710.0733 | 2780268985.1689 | 68.06%
DOC_11.03.47_S | Reactive OH&S Projects - DM | Program - Short Term Need | Compliance | 1311596 | 2171541.0604 | 2242501.698 | 2315934.839 | 2390212.6506 | 2850 | 10431786.248 | 2790700771.4169 | 68.32%
DOC_11.03.48_S | Reactive OH&S Projects - DC | Program - Short Term Need | Compliance | 733764 | 1087259.1682 | 1121561.9366 | 1156523.5375 | 1191722.6715 | 2850 | 5290831.3138 | 2795991602.7307 | 68.45%
DOC_11.03.68_S | Low Gas Trip Zones | Program - Short Term Need | Compliance | 600000 | 935302.5 | 750000 | 176608.9 | 0 | 2850 | 2461911.4 | 2798453514.1307 | 68.51%
REP_02.02.58_S | Siemens 8DN8 Compliance Circuitry Modification - Greenfield | Program - Short Term Need | Renewal | 0 | 321383.085 | 493778.8395 | 505674.7965 | 353464.701 | 2850 | 1674301.422 | 2800127815.5527 | 68.55%
DOC_11.03.49_S | Reactive OH&S Projects - TM | Program - Short Term Need | Compliance | 0 | 216828.7767 | 223962.6559 | 231376.09 | 238917.7585 | 2850 | 911085.281 | 2801038900.8338 | 68.57%
REP_04.02.05_M | LV Consac Cables (km) | Program - Medium Term Need | Renewal |  | 1596409.3713 | 1653924.8445 | 1713720.2194 | 1774569.2755 | 2800 | 6738623.7107 | 2807777524.5445 | 68.74%
REP_01.02.48_M | Obsolete Subs - DC | Program - Medium Term Need | Renewal |  | 1098402.053 | 1128927.8922 | 1159574.2463 | 1190024.6383 | 2800 | 4576928.8298 | 2812354453.3743 | 68.85%
REP_01.02.02_M | A,B & C Type Kiosks | Program - Medium Term Need | Renewal |  | 558570.5422 | 574046.9637 | 589568.5036 | 604972.8645 | 2800 | 2327158.874 | 2814681612.2483 | 68.91%
DOC_11.03.65_M | Mackellar Chamber Substation Safety - DC | Program - Medium Term Need | Compliance |  | 340094.6678 | 526236.8607 | 542640.8438 | 559156.2775 | 2800 | 1968128.6497 | 2816649740.898 | 68.95%
REP_04.02.35_M | Steel Round Pillars (No.) | Program - Medium Term Need | Renewal |  | 0 | 304362.8541 | 312571.779 | 320904.3678 | 2800 | 937839.0008 | 2817587579.8989 | 68.98%
ARA_07.2.0004 | Waratah Busbar Refurbishment (SJ-05975) | Major Project - prior to approval | Renewal | 1000000 | 11000000 | 8800000 | 0 | 0 | 2800 | 20800000 | 2838387579.8989 | 69.49%
ARA_07.4.0002 | AWABA STS feeder 33kV augumentation | Major Project - prior to approval | Renewal | 275000 | 4599999.54 | 3499999.65 | 0 | 0 | 2800 | 8374999.19 | 2846762579.0889 | 69.69%
ARA_07.4.0004 | Awaba STS 132kV & 33kV Busbar Retirement (SI-10056) | Major Project - prior to approval | Renewal | 0 | 0 | 372000 | 0 | 0 | 2800 | 372000 | 2847134579.0889 | 69.7%
ARA_06.1.0006 | Lisarow 11kV and 33kV SG Replacement | Major Project - prior to approval | Renewal | 400000 | 5400000 | 3502746 | 0 | 0 | 2750 | 9302746 | 2856437325.0889 | 69.93%
ARA_08.1.0014 | Singleton 11kV SG Replacement | Major Project - prior to approval | Renewal | 1000000 | 4500000 | 2184717 | 0 | 0 | 2750 | 7684717 | 2864122042.0889 | 70.12%
ARA_04.1.0029 | Peakhurst STS Refurbishment | Major Project - prior to approval | Renewal | 51670 | 0 | 0 | 27555866.9492 | 115214.7265 | 2750 | 27722751.6756 | 2891844793.7645 | 70.79%
ARA_03.1C.0022 | 132kV Feeders 260/2 & 261/2 Replacement (Clovelly-Kingsford) | Major Project - prior to approval | Renewal | 0 | 0 | 0 | 9871428.5963 | 13290879.2677 | 2700 | 23162307.864 | 2915007101.6285 | 71.36%
ARA_04.1.0010 | Arncliffe Retirement & 11kV LTs | Major Project - prior to approval | Renewal | 0 | 0 | 0 | 6874830.9032 | 9256605.182 | 2700 | 16131436.0852 | 2931138537.7137 | 71.76%
ARA_07.1.0016 | Kotara ZS refurbishment and 33kV Feeder 767 replacement | Major Project - prior to approval | Renewal | 0 | 0 | 1000000.3 | 2000000.6 | 4878092.4634 | 2700 | 7878093.3634 | 2939016631.0772 | 71.95%
REP_04.04.01_M | Low Voltage (LV) Overhead Mains - Bare Wire to ABC | Program - Medium Term Need | Renewal |  | 1314585.6766 | 1349101.9747 | 1384598.844 | 1420647.6063 | 2700 | 5468934.1016 | 2944485565.1788 | 72.08%
DOC_11.03.06_M | DOC CBD Pit Decongestion | Program - Medium Term Need | Compliance |  | 1030327.3173 | 1065025.2778 | 1101352.0511 | 1138130.2397 | 2700 | 4334834.8859 | 2948820400.0646 | 72.19%
ARA_03.1C.0043A | Clovelly to Waverley 11kV LT | Major Project - prior to approval | Renewal | 0 | 0 | 1859001.7414 | 2363370.2993 | 0 | 2700 | 4222372.0407 | 2953042772.1053 | 72.29%
ARA_03.1C.0042A | Clovelly to Kingsford 11kV LT | Major Project - prior to approval | Renewal | 0 | 0 | 1638902.7121 | 2076688.1459 | 0 | 2700 | 3715590.8579 | 2956758362.9633 | 72.38%
REP_01.02.42_M | OE Subs (chainwire) | Program - Medium Term Need | Renewal |  | 259949.2636 | 267538.0829 | 275198.6072 | 282845.0138 | 2700 | 1085530.9675 | 2957843893.9308 | 72.41%
REP_02.04.08_M | Surge Arrestors - ZN | Program - Medium Term Need | Renewal |  | 249923.4395 | 256134.3497 | 262467.4529 | 268875.9834 | 2700 | 1037401.2255 | 2958881295.1564 | 72.44%
REP_01.02.44_M | STGW Kiosks | Program - Medium Term Need | Renewal |  | 194416.121 | 199850.2709 | 205309.4607 | 210736.7486 | 2700 | 810312.6012 | 2959691607.7575 | 72.46%
LV_22.01.09 | LV Distributor Capacity Distributor Program | Program - Short Term Need | Capacity | 15853284 | 10940855.594 | 11275936.1403 | 11621218.0198 | 11972439.0768 | 2700 | 61663732.8308 | 3021355340.5883 | 73.96%
LV_22.01.07 | LV Distributor Capacity Kiosk Program | Program - Short Term Need | Capacity | 5610428 | 4978144.9231 | 5133515.3402 | 5292629.1988 | 5453201.517 | 2700 | 26467918.9792 | 3047823259.5676 | 74.61%
ARA_07.4.0007 | New Toronto 132/11kV Zone (SO-06009) | Major Project - Committed Project | Renewal | 8060185 | 12375930 | 3515030 | 0 | 0 | 2700 | 23951145 | 3071774404.5676 | 75.2%
LV_22.01.03 | Distribution Centres Capacity Kiosk Program | Program - Short Term Need | Capacity | 4958974 | 4447069.5585 | 4585956.6963 | 4728193.9747 | 4871777.5495 | 2700 | 23591971.779 | 3095366376.3465 | 75.78%
LV_22.01.11 | LV Planning and Investigations | Program - Short Term Need | Capacity | 500000 | 2958806.127 | 3135585.3691 | 3369430.047 | 3516279.6219 | 2700 | 13480101.165 | 3108846477.5115 | 76.11%
LV_22.01.05 | Distribution Centres Capacity PoleTop Program | Program - Short Term Need | Capacity | 2954888.04 | 1933383.6162 | 1984188.0873 | 2035921.2795 | 2088201.4645 | 2700 | 10996582.4875 | 3119843059.999 | 76.38%
ARA_02.1.0005 | CBD 11kV LTs (N-2) | Major Project - Committed Project | Capacity | 1200000 | 4700000 | 2503633.43 | 0 | 0 | 2700 | 8403633.43 | 3128246693.429 | 76.58%
LV_22.01.08 | LV Distributor Capacity PoleTop Program | Program - Short Term Need | Capacity | 3618287.72 | 318018.0136 | 326366.7549 | 334856.4338 | 343431.08 | 2700 | 4940960.0023 | 3133187653.4314 | 76.7%
LV_22.01.06 | Distribution Centres Capacity LV Distributor Program | Program - Short Term Need | Capacity | 545060 | 563009.434 | 581452.0371 | 600492.4285 | 619862.2795 | 2700 | 2909876.1792 | 3136097529.6105 | 76.77%
ARA_02.1.0105 | Belmore Park 11kV Ductlines | Major Project - Committed Project | Capacity | 700000 | 800000 | 0 | 0 | 0 | 2700 | 1500000 | 3137597529.6105 | 76.81%
ARA_05.4.0012 | 33kV Feeder S42 Uprate | Major Project - prior to approval | Renewal | 0 | 0 | 0 | 0 | 959955.4095 | 2700 | 959955.4095 | 3138557485.02 | 76.83%
ARA_07.1.0008 | Newcastle CBD Oil Cable Replacement (Feeder 770) | Major Project - Committed Project | Renewal | 200000 | 397500 | 0 | 0 | 0 | 2700 | 597500 | 3139154985.02 | 76.85%
ARA_04.5.0010A | Darling Harbour to Camperdown 11kV LTs | Major Project - prior to approval | Capacity |  | 20683.2735 | 478047.9396 | 0 | 0 | 2625 | 498731.213 | 3139653716.233 | 76.86%
ARA_04.5.0004 | Camperdown Additional Tx and Associated 33kV Feeder | Major Project - prior to approval | Renewal | 0 | 0 | 0 | 2577412.988 | 716389.6104 | 2600 | 3293802.5983 | 3142947518.8314 | 76.94%
REP_04.04.02_M | 11/5kV Undergound Mains (km) | Program - Medium Term Need | Renewal |  | 358339.8422 | 748039.6778 | 780701.7958 | 813930.5882 | 2600 | 2701011.904 | 3145648530.7354 | 77.01%
ARA_05.6.0009A | Sydney North BSP 132kV feeder protection upgrade | Major Project - prior to approval | Compliance | 150000 | 700000 | 650000 | 0 | 0 | 2600 | 1500000 | 3147148530.7354 | 77.04%
REP_01.02.46_M | Chamber DC Subs - Newcastle | Program - Medium Term Need | Renewal |  | 113296.148 | 116249.6432 | 119234.7301 | 122235.6267 | 2600 | 471016.148 | 3147619546.8834 | 77.06%
REP_05.02.05-2_M | Insulator Replacement - 132kV Wood Pole | Program - Medium Term Need | Renewal |  | 38656.2733 | 39752.5473 | 40891.7189 | 42049.4636 | 2600 | 161350.0031 | 3147780896.8865 | 77.06%
11KV_102.02_S | 11kV Network Reinforcement Program | Program - Short Term Need | Capacity | 4775000 | 12285934.8682 | 15133393.1768 | 19331821.1098 | 18082678.3229 | 2550 | 69608827.4777 | 3217389724.3642 | 78.76%
ANS_67.01.01 | Compliance and Contestability (ACS) | Program - Short Term Need | Network Connection | 3689415 | 12557744.983 | 12871683.5941 | 13193468.8822 | 13523300.2098 | 2550 | 55835612.6691 | 3273225337.0332 | 80.13%
ARA_07.6.0022 | New Metford 33kV Zone, Retire East Maitland & 11kV LTs | Major Project - Committed Project | Renewal | 13470000 | 5350089.465 | 0 | 0 | 0 | 2550 | 18820089.465 | 3292045426.4982 | 80.59%
ANS_67.01.02 | Field Operating and Services (ACS) | Program - Short Term Need | Network Connection | 803825 | 2746402.3369 | 2815061.2989 | 2885436.3438 | 2957571.0726 | 2550 | 12208296.0522 | 3304253722.5504 | 80.89%
11KV_102.03 | CBD 11kV Network Reinforcement Program | Program - Short Term Need | Capacity | 0 | 1094538.096 | 1136827.114 | 1180912.779 | 1225708.707 | 2550 | 4637986.696 | 3308891709.2464 | 81%
ANS_67.01.04 | Installation Inspections (ACS) | Program - Short Term Need | Network Connection | 781040 | 800565.1291 | 820578.9378 | 841092.9776 | 862119.9581 | 2550 | 4105397.0026 | 3312997106.249 | 81.1%
ANS_67.01.03 | Property Easement and Lease (ACS) | Program - Short Term Need | Network Connection | 192797 | 658724.1662 | 675192.0074 | 692071.4508 | 709372.9541 | 2550 | 2928157.5785 | 3315925263.8276 | 81.18%
ARA_07.1.0033A | City Main Building Decomission (SJ-00118) | Major Project - Committed Project | Renewal | 1367695 | 1382000 | 0 | 0 | 0 | 2550 | 2749695 | 3318674958.8276 | 81.24%
REP_01.03.02_S | Low Voltage ACB Subs | Program - Short Term Need | Renewal | 910593 | 345046.8931 | 354273.0947 | 363567.9176 | 372862.0428 | 2550 | 2346342.9482 | 3321021301.7758 | 81.3%
DOC_11.03.08_S | DOC Facade Mounted ABC | Program - Short Term Need | Compliance | 650000 | 650000 | 0 | 0 | 0 | 2550 | 1300000 | 3322321301.7758 | 81.33%
ANS_68.01.05 | Major Connections Planning (ACS) | Program - Short Term Need | Network Connection | 76213 | 260392.6377 | 266902.3497 | 273574.7674 | 280414.0247 | 2550 | 1157496.7795 | 3323478798.5553 | 81.36%
REP_04.04.03_S | Low Voltage (LV) Underground Mains | Program - Short Term Need | Renewal | 4655000 | 3303548.1316 | 3431608.1215 | 3565248.9645 | 3700948.6369 | 2550 | 18656353.8545 | 3342135152.4098 | 81.82%
DOC_11.05.05_S | Electronic Security - TS | Program - Short Term Need | Compliance | 200000 | 2551459.662 | 3271004.9113 | 4695801.4784 | 5498367.15 | 2550 | 16216633.2018 | 3358351785.6116 | 82.21%
DOC_11.05.01_S | Electronic Security - ZN | Program - Short Term Need | Compliance | 800000 | 612092.5957 | 313884.3097 | 0 | 0 | 2550 | 1725976.9054 | 3360077762.517 | 82.26%
REP_05.02.01-3_M | Tower Painting & Refurbishment | Program - Medium Term Need | Renewal |  | 595547.0816 | 620921.3089 | 647272.8286 | 674130.9 | 2500 | 2537872.1192 | 3362615634.6362 | 82.32%
REP_04.03.02_M | Re-Establishment of 11kV Overhead Feeder Access Tracks (km) | Program - Medium Term Need | Renewal |  | 314876.1539 | 325167.5035 | 335817.4381 | 346590.0912 | 2500 | 1322451.1867 | 3363938085.8229 | 82.35%
REP_05.02.01-5_M | Tower Replacement | Program - Medium Term Need | Renewal |  | 253679.8966 | 264488.3307 | 275713.0533 | 287153.5472 | 2500 | 1081034.8277 | 3365019120.6506 | 82.38%
REP_05.02.12_M | Cable Pressure Alarm Replacement | Program - Medium Term Need | Renewal |  | 300878.9645 | 221448.7361 | 0 | 0 | 2500 | 522327.7007 | 3365541448.3512 | 82.39%
ARA_01.1.0035A | New 132kV Feeder from BFW to Belmore Park | Major Project - prior to approval | Capacity | 200000 | 2000000 | 12000000 | 2900000 | 0 | 2500 | 17100000 | 3382641448.3512 | 82.81%
DOC_11.04.01_S | Oil Containment - ZN | Program - Short Term Need | Compliance | 286747.04 | 10051204.7292 | 15462932.3082 | 15855953.044 | 7039576.1239 | 2500 | 48696413.2453 | 3431337861.5965 | 84%
SUPP_44.01.011 | Land Remediation Transmission | Program - Short Term Need | Renewal | 2300000 | 5503500 | 5409000 | 5436108.5115 | 1536752.251 | 2500 | 20185360.7625 | 3451523222.359 | 84.5%
DOC_11.04.01-1_S | Oil Containment - TS | Program - Short Term Need | Compliance | 4800000 | 2698576.1008 | 0 | 0 | 0 | 2500 | 7498576.1008 | 3459021798.4598 | 84.68%
REP_04.04.07_L | Capital Works - Natural Disasters, Storms and Bushfires | Program - Long Term Need | Renewal |  | 977201.5187 | 0 | 1042191.687 | 0 | 2400 | 2019393.2057 | 3461041191.6655 | 84.73%
ARA_04.3A.0019 | Dulwich Hill 33kV Zone + Decom (SJ-06064 & SI-00157) | Major Project - prior to approval | Renewal | 300000 | 200000.04 | 5368001.0736 | 11000002.2 | 6974607.3949 | 2400 | 23842610.7085 | 3484883802.374 | 85.31%
ARA_08.2.0012 | Denman 11kV SG Replacement | Major Project - prior to approval | Renewal | 250000 | 0 | 168785.4937 | 4269088.0738 | 6713485.9773 | 2400 | 11401359.5448 | 3496285161.9188 | 85.59%
ARA_07.3.0013A | Edgeworth 11kV SG Replacement (Q13683) | Major Project - prior to approval | Renewal | 250000 | 364957.5584 | 8206243.9167 | 1985808.1998 | 5320.8547 | 2400 | 10812330.5297 | 3507097492.4484 | 85.86%
ARA_08.2.0038A | Mitchell Line 11kV SG Replacement | Major Project - prior to approval | Renewal | 0 | 154804.9807 | 3842749.7094 | 5975886.5995 | 791367.077 | 2400 | 10764808.3666 | 3517862300.815 | 86.12%
REP_01.02.41_M | UHCC Kiosk Substation | Program - Medium Term Need | Renewal |  | 356594.5624 | 365388.5764 | 374165.7974 | 382876.8095 | 2400 | 1479025.7456 | 3519341326.5606 | 86.16%
ARA_03.1C.0014 | Clovelly 11kV SG Replacement with Temp 11kV LTs (Q13755) | Major Project - prior to approval | Renewal | 0 | 0 | 420700.9475 | 583034.4207 | 0 | 2400 | 1003735.3683 | 3520345061.9289 | 86.18%
REP_05.02.08_M | Refurbish 132kV Cable Tunnel | Program - Medium Term Need | Renewal |  | 137858.1207 | 0 | 0 | 0 | 2400 | 137858.1207 | 3520482920.0497 | 86.18%
REP_05.02.23_M | Insulator Replacement - 33KV Pole Lines | Program - Medium Term Need | Renewal |  | 29329.8506 | 30173.9975 | 31048.2327 | 31938.8918 | 2400 | 122490.9725 | 3520605411.0222 | 86.19%
ARA_04.4.B.0007 | Strathfield STS Retirement | Major Project - prior to approval | Renewal | 50000 | 18081.6861 | 7984708.3252 | 2726336.0219 | 0 | 2400 | 10779126.0333 | 3531384537.0555 | 86.45%
ARA_03.1C.0038A | 132kV Feeder 264 Replacement (Beaconsfield to Kingsford) | Major Project - prior to approval | Renewal | 0 | 0 | 0 | 0 | 3065095.3789 | 2400 | 3065095.3789 | 3534449632.4344 | 86.53%
DOC_11.03.33_S | Fire Hydrants - TS | Program - Short Term Need | Compliance | 878288 | 1656455.7209 | 1690996.1003 | 1726368.8374 | 1485240.6411 | 2400 | 7437349.2996 | 3541886981.7341 | 86.71%
DOC_11.03.56_S | LV Board Screening - Chamber Type DCs | Program - Short Term Need | Compliance | 385710 | 608865.1342 | 717799.6394 | 841949.1353 | 856133.5672 | 2400 | 3410457.4761 | 3545297439.2102 | 86.79%
DOC_11.03.32_S | Fire Mitigation - TS | Program - Short Term Need | Compliance | 0 | 638064.651 | 651830.8804 | 665758.0398 | 649638.0955 | 2400 | 2605291.6667 | 3547902730.8769 | 86.86%
11KV_102.05 | 11kV Network Voltage Regulation Program | Program - Short Term Need | Capacity | 146972.8 | 386858.6437 | 483547.9105 | 591366.0914 | 564923.5153 | 2400 | 2173668.9608 | 3550076399.8377 | 86.91%
DOC_11.05.04_S | DOC Under Frequency Load Shedding | Program - Short Term Need | Compliance | 637500 | 169667.7721 | 174013.0559 | 178435.9388 | 182816.0795 | 2400 | 1342432.8463 | 3551418832.684 | 86.94%
ARA_03.1A.0028A | New Alexandria STS (SJ-00091, SJ-00172, SJ-00175) | Major Project - prior to approval | Renewal | 2000000 | 10299998.97 | 19969998.003 | 7500000 | 0 | 2300 | 39769996.973 | 3591188829.657 | 87.91%
ARA_05.4.0035A | Terrey Hills 11kV SG Replacement (Q13751) | Major Project - prior to approval | Renewal | 10000 | 1920220 | 7016568 | 474293 | 0 | 2300 | 9421081 | 3600609910.657 | 88.15%
REP_02.03.10_M | Voltage Regulation Equipment - ZN | Program - Medium Term Need | Renewal |  | 0 | 1072626.538 | 1098830.6026 | 1125519.3226 | 2300 | 3296976.4633 | 3603906887.1203 | 88.23%
REP_02.02.48_M | PINC/MPLS Edge - ZN | Program - Medium Term Need | Renewal | 0 | 187078.3448 | 223346.1429 | 273546.4286 | 366580.1818 | 2300 | 1050551.0981 | 3604957438.2184 | 88.25%
ARA_01.1.0128 | Voltage Regulation Equipment - ZN | Major Project - prior to approval | Renewal | 0 | 0 | 0 | 0 | 434575.8401 | 2300 | 434575.8401 | 3605392014.0585 | 88.26%
MET_99.01.02 | Replacement Meters | Program - Short Term Need | Renewal | 3600000 | 13209165.6339 | 19559237.3287 | 19992323.145 | 20709108.3937 | 2250 | 77069834.5013 | 3682461848.5597 | 90.15%
LV_22.01.12 | Load Survey H | Program - Short Term Need | Capacity | 4332869.52 | 2156213.9335 | 2210118.421 | 2265370.2137 | 2322003.5428 | 2250 | 13286575.631 | 3695748424.1908 | 90.47%
DOC_11.03.41_S | Relocate Poles in RTA Blackspots - TM | Program - Short Term Need | Compliance | 114538 | 0 | 296908 | 61088 | 125639 | 2250 | 598173 | 3696346597.1908 | 90.49%
DOC_11.03.02_S | Perimeter Fencing - ZN | Program - Short Term Need | Compliance | 917926.41 | 965018.7433 | 969186.6404 | 993820.4187 | 1018216.1389 | 2250 | 4864168.3513 | 3701210765.542 | 90.61%
DOC_11.03.02-1_S | Perimeter Fencing - TS | Program - Short Term Need | Compliance | 367171 | 377994.024 | 387674.6562 | 397528.1675 | 407286.4556 | 2250 | 1937654.3032 | 3703148419.8453 | 90.66%
ARA_04.3A.0021 | Dulwich Hill 33kV Feeder Replacement (SJ-06070 & SI-00190) | Major Project - prior to approval | Renewal | 50000 | 300000 | 6424000 | 12000000 | 13367000 | 2200 | 32141000 | 3735289419.8453 | 91.44%
ARA_04.3A.0005 | New Leightonfield 33/11kV Zone | Major Project - prior to approval | Renewal | 0 | 0 | 275459.9725 | 7076028.2924 | 12538600.7461 | 2200 | 19890089.011 | 3755179508.8562 | 91.93%
ARA_03.1A.0005 | Darlinghurst 33kV Feeder and 33kV SG Retirement | Major Project - prior to approval | Renewal | 0 | 0 | 0 | 2930777.1558 | 3988432.1488 | 2200 | 6919209.3046 | 3762098718.1609 | 92.1%
DOC_11.03.38_M | Optical Arc Fault Protection Trial | Program - Medium Term Need | Compliance |  | 815444.3762 | 1682342.9049 | 1734785.2645 | 1787584.0073 | 2200 | 6020156.5528 | 3768118874.7137 | 92.25%
ARA_03.1A.0020 | Graving Dock 33kV Feeder Replacement | Major Project - prior to approval | Renewal | 0 | 0 | 2183817.4193 | 3112891.0557 | 0 | 2200 | 5296708.475 | 3773415583.1888 | 92.38%
ARA_03.1A.0016 | Waverley ZS 33kV Feeders retirement | Major Project - prior to approval | Renewal | 100000 | 350000 | 0 | 0 | 0 | 2200 | 450000 | 3773865583.1888 | 92.39%
ARA_07.7.0020 | Paxton Retirement with 11kV LTs | Major Project - prior to approval | Renewal | 0 | 392357 | 0 | 0 | 0 | 2200 | 392357 | 3774257940.1888 | 92.4%
ARA_04.3A.0033A | 132kV Feeders 291 and 292 Replacement (RS-00410) | Major Project - prior to approval | Renewal | 0 | 80545 | 0 | 86512 | 0 | 2200 | 167057 | 3774424997.1888 | 92.4%
ARA_07.8.0013 | Stockton 11kV SG Replacement (Q13645) | Major Project - prior to approval | Renewal | 0 | 0 | 0 | 0 | 160864.5152 | 2200 | 160864.5152 | 3774585861.704 | 92.4%
ARA_04.1.0007 | Blakehurst Decom with 11kV LTs and 33kV Feeder Rearrangement | Major Project - prior to approval | Renewal | 0 | 0 | 0 | 0 | 3895465.4105 | 2200 | 3895465.4105 | 3778481327.1145 | 92.5%
DOC_11.03.69_M | Low Gas Trip STSs | Program - Medium Term Need | Compliance |  | 400844 | 220000 | 59127.6 | 0 | 2200 | 679971.6 | 3779161298.7145 | 92.52%
DOC_11.04.05_M | Reactive Environmental Projects - DC | Program - Medium Term Need | Compliance |  | 163088.8752 | 168234.2905 | 173478.5306 | 178758.4007 | 2200 | 683560.0971 | 3779844858.8116 | 92.53%
DOC_11.04.05-2_M | Reactive Environmental Projects - ZN | Program - Medium Term Need | Compliance |  | 107384.6659 | 110134.8455 | 112934.1385 | 115706.3794 | 2200 | 446160.0293 | 3780291018.8409 | 92.54%
DOC_11.04.05-1_M | Reactive Environmental Projects - TS | Program - Medium Term Need | Compliance |  | 53692.333 | 55067.4227 | 56467.0692 | 57853.1897 | 2200 | 223080.0147 | 3780514098.8556 | 92.55%
DOC_11.03.57_M | Reactive Asbestos Projects - DC | Program - Medium Term Need | Compliance |  | 271453.4987 | 279471.7856 | 287572.8386 | 295663.3967 | 2100 | 1134161.5197 | 3781648260.3752 | 92.58%
DOC_11.03.58_M | Reactive Asbestos Projects - DM | Program - Medium Term Need | Compliance |  | 244024.8909 | 224215.848 | 289829.4871 | 299507.9578 | 2100 | 1057578.1838 | 3782705838.5591 | 92.6%
ARA_01.0007A | Conditional Projects | Major Project - Future/Planning Stage | Network Connection | 100000 | 2584582.7214 | 2391177.8859 | 6410139.9855 | 4554717.0324 | 2100 | 16040617.6252 | 3798746456.1843 | 93%
DOC_11.03.40_S | Relocate Poles in RTA Blackspots - DM | Program - Short Term Need | Compliance | 713508 | 1042727 | 849696 | 1058379 | 1041194 | 2100 | 4705504 | 3803451960.1843 | 93.11%
REP_04.02.02_L | Pole Replacement Programme (No.) | Program - Long Term Need | Renewal |  | 0 | 793282.459 | 3225243.8095 | 22112812.2423 | 2000 | 26131338.5107 | 3829583298.695 | 93.75%
ARA_07.4.0005 | Myuna & Coorabong Mines 11kV SG Replacement | Major Project - prior to approval | Renewal | 0 | 2500000 | 4000000 | 0 | 0 | 2000 | 6500000 | 3836083298.695 | 93.91%
ARA_04.4.C.0018 | Flemington to SOPA 11kV LT and 11kV SG Decom | Major Project - prior to approval | Renewal | 0 | 0 | 0 | 0 | 2752226.8393 | 2000 | 2752226.8393 | 3838835525.5343 | 93.98%
ARA_05.4.0037A | Narrabeen 33kV Busbar Retirement | Major Project - prior to approval | Renewal | 0 | 400.575 | 527240.9051 | 1153302.0991 | 0 | 2000 | 1680943.5792 | 3840516469.1135 | 94.02%
ARA_05.4.0025A | 33kV feeder S21 replacement (UG section 3.17km) | Major Project - prior to approval | Renewal | 0 | 0 | 0 | 0 | 214444.8127 | 2000 | 214444.8127 | 3840730913.9262 | 94.02%
ARA_07.6.0020 | Telarah Retirement with 11kV LTs | Major Project - prior to approval | Renewal | 0 | 0 | 0 | 606877.0315 | 3815682.9224 | 1900 | 4422559.9538 | 3845153473.88 | 94.13%
DOC_11.03.36_M | Reactive OH&S Projects - ZN | Program - Medium Term Need | Compliance |  | 161076.9989 | 165202.2683 | 169401.2077 | 173559.5691 | 1900 | 669240.044 | 3845822713.924 | 94.15%
DOC_11.03.68_M | Low Gas Trip Zones | Program - Medium Term Need | Compliance |  | 935302.5 | 750000 | 176608.9 | 0 | 1900 | 1861911.4 | 3847684625.324 | 94.19%
MET_99.01.01 | Franchise Meters | Program - Short Term Need | Network Connection | 9000000 | 5402553.5643 | 8960486.1717 | 9105587.8198 | 5638669.4995 | 1800 | 38107297.0553 | 3885791922.3793 | 95.13%
REP_01.03.16_L | Muswellbrook Kiosks | Program - Long Term Need | Renewal |  | 345044.1615 | 353440.0967 | 361784.0743 | 370025.8647 | 1750 | 1430294.1972 | 3887222216.5765 | 95.16%
REP_01.03.04_L | Single Circuit Breaker Switchgear | Program - Long Term Need | Renewal |  | 299830.654 | 307240.3542 | 314616.1061 | 321910.2489 | 1750 | 1243597.3632 | 3888465813.9397 | 95.19%
REP_01.03.15_L | Maitland Kiosks | Program - Long Term Need | Renewal |  | 0 | 147492.7586 | 0 | 156223.1386 | 1750 | 303715.8972 | 3888769529.8369 | 95.2%
11KV_102.02_M | 11kV Network Reinforcement Program | Program - Medium Term Need | Capacity |  | 6142967.4341 | 7566696.5884 | 9665910.5549 | 9041339.1614 | 1700 | 32416913.7388 | 3921186443.5757 | 95.99%
REP_04.04.03_M | Low Voltage (LV) Underground Mains | Program - Medium Term Need | Renewal |  | 0 | 263969.8555 | 274249.9203 | 569376.7134 | 1700 | 1107596.4892 | 3922294040.065 | 96.02%
DOC_11.03.50_S | Substation Fencing Upgrade - DC | Program - Short Term Need | Compliance | 0 | 1401911.9715 | 1687165.6212 | 1095600.3988 | 947676.8883 | 1650 | 5132354.8797 | 3927426394.9447 | 96.15%
DOC_11.04.03-2_S | Noisy Tx Replacement - DC | Program - Short Term Need | Compliance | 0 | 267810.0163 | 274317.4248 | 280815.8429 | 287275.0068 | 1650 | 1110218.2907 | 3928536613.2354 | 96.17%
REP_01.03.09_L | Newcastle City (triplex) Substations | Program - Long Term Need | Renewal |  | 917109.3869 | 0 | 963197.2067 | 0 | 1600 | 1880306.5937 | 3930416919.8291 | 96.22%
REP_02.02.35_L | 33KV Essantee I&Es - ZN | Program - Long Term Need | Renewal |  | 203414.1725 | 208623.1588 | 213945.0135 | 109639.187 | 1600 | 735621.5317 | 3931152541.3608 | 96.24%
REP_04.02.04_L | Low Voltage (LV) Overhead Services (No.) | Program - Long Term Need | Renewal |  | 488686.4018 | 501375.8835 | 514416.4362 | 527686.0848 | 1550 | 2032164.8063 | 3933184706.167 | 96.29%
REP_01.02.43_L | HV OCB Subs | Program - Long Term Need | Renewal |  | 0 | 0 | 366487.815 | 375318.0982 | 1550 | 741805.9132 | 3933926512.0802 | 96.31%
REP_04.02.38_L | LV UG Link Boxes (No.) | Program - Long Term Need | Renewal |  | 105151.3337 | 150033.0447 | 0 | 0 | 1550 | 255184.3784 | 3934181696.4586 | 96.31%
REP_05.02.14_L | System Spares - TM (OH & UG) | Program - Long Term Need | Renewal |  | 63481.848 | 64819.71 | 66198.048 | 67545.216 | 1500 | 262044.822 | 3934443741.2806 | 96.32%
SUPP_44.01.01 | Strategic Property Acquisitions | Program - Short Term Need | Renewal | 4200000 | 5996099.314 | 5128742.6472 | 14584681.3724 | 19209403.1376 | 1500 | 49118926.4712 | 3983562667.7517 | 97.52%
11KV_102.04 | 11kV Network Fault Level Program | Program - Short Term Need | Capacity | 201361.44 | 0 | 1193668.7265 | 0 | 643494.8823 | 1500 | 2038525.0488 | 3985601192.8005 | 97.57%
REP_04.02.01_L | Steel Mains (km) | Program - Long Term Need | Renewal |  | 402413.1418 | 412823.885 | 423524.102 | 434399.8532 | 1450 | 1673160.982 | 3987274353.7825 | 97.61%
REP_04.04.04_L | LV Underground Services (No.) | Program - Long Term Need | Renewal |  | 535847.1548 | 0 | 0 | 0 | 1450 | 535847.1548 | 3987810200.9373 | 97.62%
DOC_11.03.25_L | Smoke Detection Installation - ZN | Program - Long Term Need | Compliance |  | 268461.6648 | 330404.532 | 338802.4155 | 347119.1383 | 1450 | 1284787.7505 | 3989094988.6878 | 97.66%
REP_04.02.05_L | LV Consac Cables (km) | Program - Long Term Need | Renewal |  | 1596409.3713 | 1653924.8445 | 1713720.2194 | 1774569.2755 | 1400 | 6738623.7107 | 3995833612.3985 | 97.82%
REP_01.02.02_L | A,B & C Type Kiosks | Program - Long Term Need | Renewal |  | 558570.5422 | 574046.9637 | 589568.5036 | 604972.8645 | 1400 | 2327158.874 | 3998160771.2725 | 97.88%
DOC_11.03.65_L | Mackellar Chamber Substation Safety - DC | Program - Long Term Need | Compliance |  | 0 | 175412.2869 | 271320.4219 | 279578.1387 | 1400 | 726310.8475 | 3998887082.12 | 97.9%
DOC_11.03.06_L | DOC CBD Pit Decongestion | Program - Long Term Need | Compliance |  | 515163.6586 | 532512.6389 | 550676.0255 | 569065.1199 | 1350 | 2167417.4429 | 4001054499.563 | 97.95%
REP_01.02.44_L | STGW Kiosks | Program - Long Term Need | Renewal |  | 194416.121 | 199850.2709 | 205309.4607 | 210736.7486 | 1350 | 810312.6012 | 4001864812.1642 | 97.97%
REP_02.03.06_L | 132 kV Fault Thrower - ZN | Program - Long Term Need | Renewal |  | 0 | 0 | 0 | 451820.2229 | 1350 | 451820.2229 | 4002316632.3871 | 97.98%
REP_02.04.08_L | Surge Arrestors - ZN | Program - Long Term Need | Renewal |  | 83307.8132 | 85378.1166 | 87489.151 | 89625.3278 | 1350 | 345800.4085 | 4002662432.7956 | 97.99%
REP_04.04.02_L | 11/5kV Undergound Mains (km) | Program - Long Term Need | Renewal |  | 358339.8422 | 374019.8389 | 780701.7958 | 813930.5882 | 1300 | 2326992.0651 | 4004989424.8607 | 98.05%
REP_05.02.24_L | Protection Pilots | Program - Long Term Need | Renewal |  | 531567.2077 | 373508.2143 | 191204.5314 | 293560.5758 | 1300 | 1389840.5292 | 4006379265.3899 | 98.08%
REP_05.02.05-1_L | Insulator Replacement - 132kV Tower | Program - Long Term Need | Renewal |  | 222867.6844 | 229350.02 | 236066.4553 | 242907.4352 | 1300 | 931191.5949 | 4007310456.9848 | 98.1%
ARA_03.1A.0017 | Paddington 33kV Feeders Replacement | Major Project - prior to approval | Renewal | 200000 | 5000000 | 4828757 | 0 | 0 | 1300 | 10028757 | 4017339213.9848 | 98.35%
ARA_07.5.0001 | 33kV Feeder 760 & 766 Replacement (SJ-05976 & SJ-10011) | Major Project - prior to approval | Renewal | 2350000 | 2500000 | 2000000 | 0 | 0 | 1300 | 6850000 | 4024189213.9848 | 98.52%
REP_05.02.26_L | Ground Stays | Program - Long Term Need | Renewal |  | 1552065.7204 | 1917618.9663 | 804505.6163 | 0 | 1250 | 4274190.303 | 4028463404.2878 | 98.62%
REP_04.03.02_L | Re-Establishment of 11kV Overhead Feeder Access Tracks (km) | Program - Long Term Need | Renewal |  | 157438.077 | 162583.7517 | 167908.7191 | 173295.0456 | 1250 | 661225.5933 | 4029124629.8811 | 98.64%
REP_05.02.12_L | Cable Pressure Alarm Replacement | Program - Long Term Need | Renewal |  | 300878.9645 | 88579.4945 | 0 | 0 | 1250 | 389458.459 | 4029514088.3401 | 98.65%
REP_03.03.04_L | 33/66kV Capacitor Banks - TS | Program - Long Term Need | Renewal |  | 403066.4431 | 412972.0749 | 423018.7725 | 757885.3941 | 1200 | 1996942.6846 | 4031511031.0247 | 98.69%
REP_05.02.23_L | Insulator Replacement - 33KV Pole Lines | Program - Long Term Need | Renewal |  | 29329.8506 | 30173.9975 | 31048.2327 | 31938.8918 | 1200 | 122490.9725 | 4031633521.9972 | 98.7%
REP_02.03.10_L | Voltage Regulation Equipment - ZN | Program - Long Term Need | Renewal |  | 0 | 268156.6345 | 274707.6507 | 281379.8307 | 1150 | 824244.1158 | 4032457766.113 | 98.72%
REP_02.02.48_L | PINC/MPLS Edge - ZN | Program - Long Term Need | Renewal |  | 64957.7586 | 74448.7143 | 91182.1429 | 91645.0455 | 1150 | 322233.6612 | 4032779999.7743 | 98.73%
DOC_11.03.38_L | Optical Arc Fault Protection Trial | Program - Long Term Need | Compliance |  | 0 | 672937.162 | 693914.1058 | 715033.6029 | 1100 | 2081884.8707 | 4034861884.6449 | 98.78%
DOC_11.03.69_L | Low Gas Trip STSs | Program - Long Term Need | Compliance |  | 0 | 220000 | 59127.6 | 0 | 1100 | 279127.6 | 4035141012.2449 | 98.78%
DOC_11.04.05_L | Reactive Environmental Projects - DC | Program - Long Term Need | Compliance |  | 163088.8752 | 168234.2905 | 173478.5306 | 178758.4007 | 1100 | 683560.0971 | 4035824572.342 | 98.8%
DOC_11.04.05-2_L | Reactive Environmental Projects - ZN | Program - Long Term Need | Compliance |  | 107384.6659 | 110134.8455 | 112934.1385 | 115706.3794 | 1100 | 446160.0293 | 4036270732.3713 | 98.81%
DOC_11.04.05-1_L | Reactive Environmental Projects - TS | Program - Long Term Need | Compliance |  | 53692.333 | 55067.4227 | 56467.0692 | 57853.1897 | 1100 | 223080.0147 | 4036493812.386 | 98.82%
DOC_11.03.50_M | Substation Fencing Upgrade - DC | Program - Medium Term Need | Compliance |  | 600819.4163 | 723070.9805 | 469543.028 | 406147.2378 | 1100 | 2199580.6627 | 4038693393.0487 | 98.87%
DOC_11.05.01_M | Electronic Security - ZN | Program - Medium Term Need | Compliance |  | 0 | 313884.3097 | 643724.5894 | 659526.3627 | 1100 | 1617135.2618 | 4040310528.3105 | 98.91%
DOC_11.04.03_S | Noisy Tx Replacement - ZN | Program - Short Term Need | Compliance | 131206 | 5953642.8093 | 4153542.0627 | 0 | 0 | 1100 | 10238390.872 | 4050548919.1825 | 99.16%
REP_01.03.08_L | REP Cottage Subs (Newc) | Program - Long Term Need | Renewal |  | 283063.0612 | 291441.5216 | 300049.6915 | 0 | 1050 | 874554.2743 | 4051423473.4568 | 99.18%
DOC_11.03.36_L | Reactive OH&S Projects - ZN | Program - Long Term Need | Compliance |  | 107384.6659 | 110134.8455 | 112934.1385 | 115706.3794 | 1000 | 446160.0293 | 4051869633.4861 | 99.19%
11KV_102.02_L | 11kV Network Reinforcement Program | Program - Long Term Need | Capacity |  | 6142967.4341 | 7566696.5884 | 9665910.5549 | 9041339.1614 | 850 | 32416913.7388 | 4084286547.2249 | 99.99%
REP_04.04.03_L | Low Voltage (LV) Underground Mains | Program - Long Term Need | Renewal |  | 0 | 0 | 274249.9203 | 284688.3567 | 850 | 558938.277 | 4084845485.502 | 100%