## Cover page
2023-01-31
Attachment 5.4.i: Botany 11KV SWG CBA model
Ausgrid’s 2024-29 Regulatory Proposal
Empowering communities for a resilient, affordable and net-zero future.

## Main
Substation Name: | Botany2 33_11kV |  |  |  | Select | [18 empty] | Error messages
1
Region | Urban | [11 empty] | Do not delete | [9 empty] | 2
Project Cost | 6105294.3091 |  |  | Forecast Definition |  |  |  | Select global parameters |  |  |  |  | Busbar count | 3 | [8 empty] | 3
Discount Rate | 3.44% |  |  | LF1 | P50d2 | Base |  |  | Project Cost | 100% |  |  | Bustie count | 2 | [8 empty] | 4
VCR | 46025 |  |  | LF2 |  |  |  |  | Discount Rate | Base |  |  | Forecast count | 5 | [8 empty] | 5
Summer time | 8760 | Hrs |  | LF3 |  |  |  |  | VCR | Base |  |  | Sub count | 2
Winter time | 0 | Hrs |  | LF4 |  |  |  |  | MTTR | 100% |  |  | Forecast | P50d2
|  |  |  | LF5 |  |  |  |  | Failure Rate | 100% |  |  | Start Year Cell | $D$2 | $AI$5
Output |  |  |  | LF6 |  |  |  |  | Load Forecast | LF1 | [13 empty] | Warnings
Project Need Date | 2028 | [7 empty] | Load Forecast Scale Factor | 100% | [12 empty] | 1
2
Section | BusbarName | NoFdrCbs | No Tx Cbs | Comm Year | Ins. ID | Section Load (S) | Transfer (S) | Transfer Steps (S) | Section Load (W) | Transfer (W) | Transfer Steps (W) | FdrOCB | FdrVCB | TxOCB | TxVCB | SB Condition | Oil CB Condition | Panels (Oil) | Panels (Vac) | Load Fraction (S) | Switching Time (S) | Load Fraction (W) | Switching Time (W) | Repair Time (Major) | Repair Time (Minor)
1 | CBZZN 340PA 7 | 8 | 1 | 1967 | 2 | 6.0927 | 6.0927 | 9 | 5.2165 | 5.2165 | 6 | 0 | 8 | 0 | 1 | Poor | Average | 0 | 9 | 100% | 6.5 | 1 | 5 | 408 | 204
2 | CBZZN 340PA 5 | 0 | 1 | 1967 | 2 | 0 | 0 | 0 | 0 | 0 | 0 | 0 | 0 | 0 | 1 | Poor | Average | 0 | 1 | 0% | 2 | 0 | 2 | 408 | 204
3 | [17 empty] | 0 | 0 | 0% | 0 | 0 | 0 | 0 | 0
4 | [17 empty] | 0 | 0 | 0% | 0 | 0 | 0 | 0 | 0
5 | [17 empty] | 0 | 0 | 0% | 0 | 0 | 0 | 0 | 0
6 | [17 empty] | 0 | 0 | 0% | 0 | 0 | 0 | 0 | 0
7 | [17 empty] | 0 | 0 | 0% | 0 | 0 | 0 | 0 | 0
8 | [17 empty] | 0 | 0 | 0% | 0 | 0 | 0 | 0 | 0
9 | [17 empty] | 0 | 0 | 0% | 0 | 0 | 0 | 0 | 0
10 | [17 empty] | 0 | 0 | 0% | 0 | 0 | 0 | 0 | 0
11 | [17 empty] | 0 | 0 | 0% | 0 | 0 | 0 | 0 | 0
12 | [17 empty] | 0 | 0 | 0% | 0 | 0 | 0 | 0 | 0
100%
Bus Tie | CB_Name | BusBar 1 | BusBar 2 | CB TypeID | BusTie | NorClosed |  | Oil CB Condition
1 | CBZZN 340PA 6 | CBZZN 340PA 7 | CBZZN 340PA 5 | 1 | FALSE | FALSE
2
3
4
5
6
7
8
9
10
11
12
|  | 2021 | 2022 | 2023 | 2024 | 2025 | 2026 | 2027 | 2028 | 2029 | 2030 | 2031 | 2032 | 2033 | 2034 | 2035 | 2036 | 2037 | 2038 | 2039 | 2040 | 2041 | 2042 | 2043 | 2044 | 2045 | 2046 | 2047 | 2048 | 2049 | 2050 | 2051 | 2052
Summer | MW | 5.8258 | 6.2544 | 6.3412 | 6.3109 | 6.2634 | 6.2333 | 6.4134 | 6.6374 | 6.4821 | 6.7087 | 6.7912 | 6.8553 | 7.0722 | 6.9802 | 6.7503 | 6.7667 | 6.758 | 7.2768 | 7.2549 | 7.2122 | 6.9296 | 6.8729 | 6.8169 | 6.7861 | 6.7644 | 6.7858 | 6.8464 | 6.9568 | 7.2198 | 7.2922 | 7.351 | 0
Summer | MVAr | 1.7835 | 1.9432 | 1.9514 | 1.942 | 1.9274 | 1.9182 | 1.9736 | 2.0425 | 1.9947 | 2.0644 | 2.0898 | 2.1096 | 2.1763 | 2.148 | 2.0773 | 2.0823 | 2.0796 | 2.2393 | 2.2325 | 2.2194 | 2.1324 | 2.115 | 2.0977 | 2.0883 | 2.0816 | 2.0882 | 2.1068 | 2.1408 | 2.2217 | 2.244 | 2.2621 | 0
Winter | MW | 5.1414 | 5.8844 | 6.1046 | 6.2115 | 6.2654 | 6.3206 | 6.3446 | 6.4076 | 6.4897 | 6.5656 | 6.6454 | 6.6929 | 6.7661 | 6.8616 | 6.9004 | 6.9237 | 6.9372 | 6.9813 | 6.9577 | 6.9788 | 6.9733 | 6.9559 | 6.9672 | 6.9764 | 6.9943 | 7.0033 | 7.0159 | 7.0312 | 7.0405 | 7.0668 | 7.1073 | 0
Winter | MVAr | 0.88178 | 1.0282 | 1.0667 | 1.0854 | 1.0948 | 1.1045 | 1.1087 | 1.1197 | 1.134 | 1.1473 | 1.1612 | 1.1695 | 1.1823 | 1.199 | 1.2058 | 1.2098 | 1.2122 | 1.2199 | 1.2158 | 1.2195 | 1.2185 | 1.2155 | 1.2175 | 1.2191 | 1.2222 | 1.2238 | 1.226 | 1.2286 | 1.2303 | 1.2349 | 1.2419 | 0
Summer | MVA | 6.0927 | 6.5494 | 6.6346 | 6.6029 | 6.5532 | 6.5218 | 6.7102 | 6.9446 | 6.782 | 7.0191 | 7.1054 | 7.1726 | 7.3995 | 7.3033 | 7.0627 | 7.0798 | 7.0707 | 7.6136 | 7.5907 | 7.546 | 7.2502 | 7.1909 | 7.1323 | 7.1002 | 7.0775 | 7.0998 | 7.1633 | 7.2787 | 7.5539 | 7.6297 | 7.6912 | 0
Summer | PF | 0.9562 | 0.95497 | 0.95577 | 0.95577 | 0.95577 | 0.95577 | 0.95577 | 0.95577 | 0.95577 | 0.95577 | 0.95577 | 0.95577 | 0.95577 | 0.95577 | 0.95577 | 0.95577 | 0.95577 | 0.95577 | 0.95577 | 0.95577 | 0.95577 | 0.95577 | 0.95577 | 0.95577 | 0.95577 | 0.95577 | 0.95577 | 0.95577 | 0.95577 | 0.95577 | 0.95577 | #DIV/0!
Winter | MVA | 5.2165 | 5.9735 | 6.1971 | 6.3056 | 6.3603 | 6.4164 | 6.4407 | 6.5046 | 6.588 | 6.6651 | 6.7461 | 6.7943 | 6.8686 | 6.9656 | 7.0049 | 7.0286 | 7.0424 | 7.0871 | 7.0631 | 7.0845 | 7.079 | 7.0613 | 7.0728 | 7.0821 | 7.1003 | 7.1094 | 7.1222 | 7.1378 | 7.1471 | 7.1738 | 7.215 | 0
Winter | PF | 0.98561 | 0.98507 | 0.98507 | 0.98507 | 0.98507 | 0.98507 | 0.98507 | 0.98507 | 0.98507 | 0.98507 | 0.98507 | 0.98507 | 0.98507 | 0.98507 | 0.98507 | 0.98507 | 0.98507 | 0.98507 | 0.98507 | 0.98507 | 0.98507 | 0.98507 | 0.98507 | 0.98507 | 0.98507 | 0.98507 | 0.98507 | 0.98507 | 0.98507 | 0.98507 | 0.98507 | #DIV/0!
Summer | EUE (Pre) MWh | 1.8651 | 2.1125 | 2.2621 | 2.3799 | 2.499 | 2.6331 | 2.8702 | 3.1486 | 3.2608 | 3.5801 | 3.8456 | 4.1199 | 4.5115 | 4.7267 | 4.8522 | 5.1629 | 5.4725 | 6.2533 | 6.6148 | 6.9753 | 7.1072 | 7.4731 | 7.8557 | 8.2853 | 8.7467 | 9.2891 | 9.918 | 10.6603 | 11.6978 | 12.4873 | 13.2981 | 0
Summer | EUE (Post) MWh | 0.00855 | 0.037879 | 0.051355 | 0.050503 | 0.047099 | 0.046504 | 0.08233 | 0.15706 | 0.11308 | 0.21453 | 0.27946 | 0.34659 | 0.58946 | 0.5211 | 0.33157 | 0.36803 | 0.38489 | 1.2059 | 1.2362 | 1.2183 | 0.73496 | 0.69002 | 0.6459 | 0.63937 | 0.64512 | 0.7206 | 0.87981 | 1.1908 | 2.1301 | 2.5718 | 3.0173 | #DIV/0!
Winter | EUE (Pre) MWh | 0 | 0 | 0 | 0 | 0 | 0 | 0 | 0 | 0 | 0 | 0 | 0 | 0 | 0 | 0 | 0 | 0 | 0 | 0 | 0 | 0 | 0 | 0 | 0 | 0 | 0 | 0 | 0 | 0 | 0 | 0 | 0
Winter | EUE (Post) MWh | 0 | 0 | 0 | 0 | 0 | 0 | 0 | 0 | 0 | 0 | 0 | 0 | 0 | 0 | 0 | 0 | 0 | 0 | 0 | 0 | 0 | 0 | 0 | 0 | 0 | 0 | 0 | 0 | 0 | 0 | 0 | #DIV/0!
| EUE (Total) MWh | 1.8737 | 2.1504 | 2.3134 | 2.4304 | 2.5461 | 2.6796 | 2.9525 | 3.3057 | 3.3739 | 3.7946 | 4.125 | 4.4665 | 5.1009 | 5.2478 | 5.1837 | 5.5309 | 5.8574 | 7.4592 | 7.851 | 8.1936 | 7.8422 | 8.1631 | 8.5016 | 8.9247 | 9.3918 | 10.0097 | 10.7978 | 11.8511 | 13.8279 | 15.0591 | 16.3154 | #DIV/0!
Value of EUE ($) |  | 86235.8007 | 98973.4841 | 106475.9181 | 111858.8222 | 117183.156 | 123330.3627 | 135889.8911 | 152145.288 | 155284.5524 | 174647.0507 | 189855.0072 | 205571.4993 | 234769.987 | 241528.9788 | 238581.8196 | 254558.8972 | 269588.5587 | 343310.9844 | 361341.2837 | 377110.0402 | 360935.1194 | 375708.9298 | 391284.9973 | 410758.2844 | 432257.237 | 460694.4648 | 496968.349 | 545448.1883 | 636430.5961 | 693097.3099 | 750915.4835 | #DIV/0!
| Annual Value of Safety Risk | 19900.1291 | 21831.5311 | 23910.0601 | 26143.9196 | 28541.6013 | 31111.8868 | 33863.8513 | 36806.8652 | 39950.5965 | 43305.0125 | 46880.381 | 50687.2717 | 54736.5563 | 59039.409 | 63607.3062 | 68452.0259 | 73585.6462 | 79020.5441 | 84769.3926 | 90845.1586 | 97261.099 | 104030.757 | 111167.9572 | 118686.8006 | 126601.6583 | 134927.165 | 143678.2115 | 152869.9365 | 162517.7174 | 172637.1609 | 183244.0921 | 194354.543
| Annual Value of Major+Minor Repairs | 13754.68 | 14720.6255 | 15760.1529 | 16877.3654 | 18076.5096 | 19361.9776 | 20738.3081 | 22210.1874 | 23782.4509 | 25460.0833 | 27248.22 | 29152.1471 | 31177.3017 | 33329.2726 | 35613.7992 | 38036.772 | 40604.2318 | 43322.3684 | 46197.5201 | 49236.1719 | 52444.954 | 55830.6396 | 59400.1428 | 63160.5159 | 67118.9463 | 71282.7531 | 75659.3837 | 80256.4093 | 85081.5205 | 90142.5228 | 95447.3305 | 101003.9619
| Total Risk Cost ($) | 119890.6098 | 135525.6407 | 146146.1311 | 154880.1072 | 163801.2669 | 173804.2272 | 190492.0505 | 211162.3406 | 219017.5997 | 243412.1465 | 263983.6083 | 285410.9181 | 320683.845 | 333897.6604 | 337802.925 | 361047.6951 | 383778.4367 | 465653.8969 | 492308.1964 | 517191.3708 | 510641.1725 | 535570.3265 | 561853.0974 | 592605.6009 | 625977.8417 | 666904.383 | 716305.9442 | 778574.534 | 884029.834 | 955876.9936 | 1029606.9061 | #DIV/0!
| One Year Deferral Benefit (S) | 203037.6298 | 203037.6298 | 203037.6298 | 203037.6298 | 203037.6298 | 203037.6298 | 203037.6298 | 203037.6298 | 203037.6298 | 203037.6298 | 203037.6298 | 203037.6298 | 203037.6298 | 203037.6298 | 203037.6298 | 203037.6298 | 203037.6298 | 203037.6298 | 203037.6298 | 203037.6298 | 203037.6298 | 203037.6298 | 203037.6298 | 203037.6298 | 203037.6298 | 203037.6298 | 203037.6298 | 203037.6298 | 203037.6298 | 203037.6298 | 203037.6298 | 203037.6298
| Net Benefit (S) | 83147.0199 | 67511.9891 | 56891.4986 | 48157.5225 | 39236.3629 | 29233.4026 | 12545.5793 | -8124.7108 | -15979.9699 | -40374.5167 | -60945.9785 | -82373.2883 | -117646.2152 | -130860.0306 | -134765.2952 | -158010.0653 | -180740.807 | -262616.2671 | -289270.5666 | -314153.741 | -307603.5427 | -332532.6967 | -358815.4676 | -389567.9712 | -422940.2119 | -463866.7532 | -513268.3145 | -575536.9042 | -680992.2042 | -752839.3638 | -826569.2764 | #DIV/0!
Note on F21: 1 - Air 2 - Compound 3 - SF6 (not used)
Note on E35: 1 - Vacuum 2 - Oil

## Parameters
System Parameters
Start Year |  | 2021
Discount Rate |  | 3.44%
Time to start switching (hours) |  | 2
Switching speed (Steps per hour) |  | 2
Summer period |  | Refer to SubData
Winter period |  | Refer to SubData
Switchboard
| Ins ID | Condition | Minor Failure Rate | Major (EOL) Failure
|  |  |  | Shape | Scale
Air | 1 | Good | 0.00155 | 2.865 | 799
Air | 1 | Average | 0.00155 | 3.6 | 203.5
Air | 1 | Poor | 0.00155 | 4.34 | 82.5
Compound | 2 | Good | 0.0038 | 5.63 | 126.6
Compound | 2 | Average | 0.0038 | 5.84 | 106.2
Compound | 2 | Poor | 0.0038 | 6.0574 | 90.2962
Oil Circuit Breakers
|  | Condition | Minor Failure Rate
|  | Good | 0.00025
|  | Average | 0.00025
|  | Poor | 0.00025
VCR, Repair time and repair cost
|  | Repair Time |  | Repair Cost |  | Minor Repair Time
Region | VCR | Air | Compound | Air | Compound | Air Compound
Rural | 46025 | 216 | 216 | 104320 | 104320 | 108 | 108
Urban | 46025 | 408 | 408 | 181920 | 181920 | 204 | 204
City | 46025 | 600 | 600 | 277480 | 277480 | 300 | 300
CBD | 46025 | 600 | 600 | 277480 | 277480 | 300 | 300
Safety
VSL |  | 4425600
GDF |  | 6
No. of site visits |  | Refer to SubData
Hours per site visit |  | 8
% severe outcome |  | 10%

## SubData
2 | Station | Primary | Secondary | Substation Name | Area Name | Load Cycle | Region | Project Cost | Summer Period | Winter Period | No. of site visits
| Botany2 | 33 | 11 | Botany2 33_11kV | Eastern Suburbs | Botany | Urban | 6105294.3091 | 8760 | 0 | 150

## BusBars
SubName | BusbarName | NoFdrCbs | NoTxCbs | CommYear | InsulationID | S_SectionLoad | S_Transfer | S_TransferSteps | W_SectionLoad | W_Transfer | W_TransferSteps | FdrOCB | FdrVCB | TxOCB | TxVCB | SB Condition | OilCB Condition | Functional_Loc (info only)
Botany2 33_11kV | CBZZN 340PA 7 | 8 | 1 | 1967 | 2 | 6.0927 | 6.0927 | 9 | 5.2165 | 5.2165 | 6 | 0 | 8 | 0 | 1 | Poor | Average | T.S.ZN00340.011.BB0000/0.BB
Botany2 33_11kV | CBZZN 340PA 5 | 0 | 1 | 1967 | 2 | 0 | 0 | 0 | 0 | 0 | 0 | 0 | 0 | 0 | 1 | Poor | Average
Import LT Data
Note on G2: LTC scaled up to 100% of first year used in study. # switching steps assumed to be the same as global run
Note on J2: LTC scaled up to 100% of first year used in study

## BusTies
SubName | CB_Name | BusBar 1 | BusBar 2 | CBTypeID | BusTie | NorClosed
Botany2 33_11kV | CBZZN 340PA 6 | CBZZN 340PA 7 | CBZZN 340PA 5 | 1 | FALSE | FALSE

## LF1
ZoneName | Season | Unit | 2021 | 2022 | 2023 | 2024 | 2025 | 2026 | 2027 | 2028 | 2029 | 2030 | 2031 | 2032 | 2033 | 2034 | 2035 | 2036 | 2037 | 2038 | 2039 | 2040 | 2041 | 2042 | 2043 | 2044 | 2045 | 2046 | 2047 | 2048 | 2049 | 2050 | 2051 | 2052
Botany2 33_11kV | S | MW | 5.8258 | 6.2544 | 6.3412 | 6.3109 | 6.2634 | 6.2333 | 6.4134 | 6.6374 | 6.4821 | 6.7087 | 6.7912 | 6.8553 | 7.0722 | 6.9802 | 6.7503 | 6.7667 | 6.758 | 7.2768 | 7.2549 | 7.2122 | 6.9296 | 6.8729 | 6.8169 | 6.7861 | 6.7644 | 6.7858 | 6.8464 | 6.9568 | 7.2198 | 7.2922 | 7.351 | 0
Botany2 33_11kV | S | MVAr | 1.7835 | 1.9432 | 1.9514 | 1.942 | 1.9274 | 1.9182 | 1.9736 | 2.0425 | 1.9947 | 2.0644 | 2.0898 | 2.1096 | 2.1763 | 2.148 | 2.0773 | 2.0823 | 2.0796 | 2.2393 | 2.2325 | 2.2194 | 2.1324 | 2.115 | 2.0977 | 2.0883 | 2.0816 | 2.0882 | 2.1068 | 2.1408 | 2.2217 | 2.244 | 2.2621 | 0
Botany2 33_11kV | W | MW | 5.1414 | 5.8844 | 6.1046 | 6.2115 | 6.2654 | 6.3206 | 6.3446 | 6.4076 | 6.4897 | 6.5656 | 6.6454 | 6.6929 | 6.7661 | 6.8616 | 6.9004 | 6.9237 | 6.9372 | 6.9813 | 6.9577 | 6.9788 | 6.9733 | 6.9559 | 6.9672 | 6.9764 | 6.9943 | 7.0033 | 7.0159 | 7.0312 | 7.0405 | 7.0668 | 7.1073 | 0
Botany2 33_11kV | W | MVAr | 0.88178 | 1.0282 | 1.0667 | 1.0854 | 1.0948 | 1.1045 | 1.1087 | 1.1197 | 1.134 | 1.1473 | 1.1612 | 1.1695 | 1.1823 | 1.199 | 1.2058 | 1.2098 | 1.2122 | 1.2199 | 1.2158 | 1.2195 | 1.2185 | 1.2155 | 1.2175 | 1.2191 | 1.2222 | 1.2238 | 1.226 | 1.2286 | 1.2303 | 1.2349 | 1.2419 | 0

## LF2
ZoneName | Season | Unit | 2020 | 2021 | 2022 | 2023 | 2024 | 2025 | 2026 | 2027 | 2028 | 2029 | 2030 | 2031 | 2032 | 2033 | 2034 | 2035 | 2036 | 2037 | 2038 | 2039 | 2040 | 2041 | 2042 | 2043 | 2044 | 2045 | 2046 | 2047 | 2048 | 2049 | 2050 | 2051 | 2052 | 2053

## LF3
ZoneName | Season | Unit | 2020 | 2021 | 2022 | 2023 | 2024 | 2025 | 2026 | 2027 | 2028 | 2029 | 2030 | 2031 | 2032 | 2033 | 2034 | 2035 | 2036 | 2037 | 2038 | 2039 | 2040 | 2041 | 2042 | 2043 | 2044 | 2045 | 2046 | 2047 | 2048 | 2049 | 2050 | 2051 | 2052 | 2053

## LF4
ZoneName | Season | Unit | 2020 | 2021 | 2022 | 2023 | 2024 | 2025 | 2026 | 2027 | 2028 | 2029 | 2030 | 2031 | 2032 | 2033 | 2034 | 2035 | 2036 | 2037 | 2038 | 2039 | 2040 | 2041 | 2042 | 2043 | 2044 | 2045 | 2046 | 2047 | 2048 | 2049 | 2050 | 2051 | 2052 | 2053

## LF5
ZoneName | Season | Unit | 2020 | 2021 | 2022 | 2023 | 2024 | 2025 | 2026 | 2027 | 2028 | 2029 | 2030 | 2031 | 2032 | 2033 | 2034 | 2035 | 2036 | 2037 | 2038 | 2039 | 2040 | 2041 | 2042 | 2043 | 2044 | 2045 | 2046 | 2047 | 2048 | 2049 | 2050 | 2051 | 2052 | 2053

## LF6
ZoneName | Season | Unit | 2020 | 2021 | 2022 | 2023 | 2024 | 2025 | 2026 | 2027 | 2028 | 2029 | 2030 | 2031 | 2032 | 2033 | 2034 | 2035 | 2036 | 2037 | 2038 | 2039 | 2040 | 2041 | 2042 | 2043 | 2044 | 2045 | 2046 | 2047 | 2048 | 2049 | 2050 | 2051 | 2052 | 2053

## All_LDC
ID | Prop | Botany
1 | 0.0005 | 1
2 | 0.0005 | 0.93043
3 | 0.0005 | 0.89782
4 | 0.0005 | 0.88013
5 | 0.0005 | 0.87356
6 | 0.0005 | 0.86561
7 | 0.0005 | 0.86024
8 | 0.0005 | 0.8538
9 | 0.0005 | 0.8486
10 | 0.0005 | 0.84326
11 | 0.0005 | 0.83865
12 | 0.0005 | 0.83454
13 | 0.0005 | 0.83028
14 | 0.0005 | 0.82598
15 | 0.0005 | 0.82249
16 | 0.0005 | 0.81873
17 | 0.0005 | 0.81546
18 | 0.0005 | 0.81282
19 | 0.0005 | 0.81052
20 | 0.0005 | 0.80745
21 | 0.0005 | 0.80495
22 | 0.0005 | 0.80215
23 | 0.0005 | 0.80005
24 | 0.0005 | 0.79771
25 | 0.0005 | 0.79565
26 | 0.0005 | 0.79407
27 | 0.0005 | 0.79224
28 | 0.0005 | 0.79045
29 | 0.0005 | 0.78917
30 | 0.0005 | 0.78787
31 | 0.0005 | 0.78618
32 | 0.0005 | 0.78494
33 | 0.0005 | 0.78308
34 | 0.0005 | 0.78144
35 | 0.0005 | 0.78024
36 | 0.0005 | 0.77898
37 | 0.0005 | 0.77784
38 | 0.0005 | 0.77655
39 | 0.0005 | 0.77534
40 | 0.0005 | 0.77434
41 | 0.0005 | 0.77317
42 | 0.0005 | 0.77227
43 | 0.0005 | 0.77124
44 | 0.0005 | 0.77019
45 | 0.0005 | 0.76928
46 | 0.0005 | 0.76816
47 | 0.0005 | 0.76694
48 | 0.0005 | 0.76589
49 | 0.0005 | 0.76494
50 | 0.0005 | 0.76377
51 | 0.0005 | 0.76288
52 | 0.0005 | 0.76204
53 | 0.0005 | 0.76105
54 | 0.0005 | 0.76006
55 | 0.0005 | 0.75909
56 | 0.0005 | 0.75818
57 | 0.0005 | 0.75731
58 | 0.0005 | 0.7563
59 | 0.0005 | 0.75545
60 | 0.0005 | 0.75474
61 | 0.0005 | 0.7541
62 | 0.0005 | 0.75333
63 | 0.0005 | 0.75278
64 | 0.0005 | 0.75207
65 | 0.0005 | 0.75128
66 | 0.0005 | 0.75056
67 | 0.0005 | 0.74996
68 | 0.0005 | 0.74921
69 | 0.0005 | 0.74856
70 | 0.0005 | 0.74791
71 | 0.0005 | 0.74726
72 | 0.0005 | 0.74671
73 | 0.0005 | 0.74605
74 | 0.0005 | 0.74549
75 | 0.0005 | 0.74488
76 | 0.0005 | 0.74434
77 | 0.0005 | 0.7438
78 | 0.0005 | 0.74325
79 | 0.0005 | 0.74275
80 | 0.0005 | 0.74232
81 | 0.0005 | 0.74187
82 | 0.0005 | 0.74136
83 | 0.0005 | 0.74102
84 | 0.0005 | 0.74045
85 | 0.0005 | 0.73994
86 | 0.0005 | 0.73942
87 | 0.0005 | 0.73897
88 | 0.0005 | 0.73848
89 | 0.0005 | 0.73791
90 | 0.0005 | 0.73738
91 | 0.0005 | 0.73686
92 | 0.0005 | 0.73628
93 | 0.0005 | 0.73587
94 | 0.0005 | 0.73532
95 | 0.0005 | 0.73491
96 | 0.0005 | 0.73436
97 | 0.0005 | 0.73399
98 | 0.0005 | 0.73357
99 | 0.0005 | 0.73313
100 | 0.0005 | 0.73272
101 | 0.0005 | 0.73234
102 | 0.0005 | 0.73192
103 | 0.0005 | 0.73149
104 | 0.0005 | 0.73109
105 | 0.0005 | 0.73067
106 | 0.0005 | 0.73032
107 | 0.0005 | 0.72995
108 | 0.0005 | 0.7295
109 | 0.0005 | 0.72914
110 | 0.0005 | 0.72872
111 | 0.0005 | 0.72825
112 | 0.0005 | 0.72789
113 | 0.0005 | 0.72759
114 | 0.0005 | 0.7272
115 | 0.0005 | 0.7269
116 | 0.0005 | 0.72656
117 | 0.0005 | 0.72627
118 | 0.0005 | 0.72595
119 | 0.0005 | 0.72567
120 | 0.0005 | 0.72532
121 | 0.0005 | 0.72506
122 | 0.0005 | 0.72468
123 | 0.0005 | 0.72434
124 | 0.0005 | 0.7239
125 | 0.0005 | 0.72347
126 | 0.0005 | 0.7231
127 | 0.0005 | 0.72276
128 | 0.0005 | 0.72244
129 | 0.0005 | 0.72209
130 | 0.0005 | 0.72173
131 | 0.0005 | 0.72137
132 | 0.0005 | 0.72095
133 | 0.0005 | 0.72058
134 | 0.0005 | 0.72024
135 | 0.0005 | 0.71986
136 | 0.0005 | 0.71944
137 | 0.0005 | 0.71913
138 | 0.0005 | 0.71875
139 | 0.0005 | 0.71837
140 | 0.0005 | 0.71807
141 | 0.0005 | 0.71777
142 | 0.0005 | 0.71737
143 | 0.0005 | 0.71708
144 | 0.0005 | 0.71679
145 | 0.0005 | 0.71639
146 | 0.0005 | 0.7161
147 | 0.0005 | 0.71567
148 | 0.0005 | 0.71533
149 | 0.0005 | 0.715
150 | 0.0005 | 0.71466
151 | 0.0005 | 0.71433
152 | 0.0005 | 0.71404
153 | 0.0005 | 0.71376
154 | 0.0005 | 0.71344
155 | 0.0005 | 0.71312
156 | 0.0005 | 0.71284
157 | 0.0005 | 0.71253
158 | 0.0005 | 0.71228
159 | 0.0005 | 0.71192
160 | 0.0005 | 0.71164
161 | 0.0005 | 0.71135
162 | 0.0005 | 0.71102
163 | 0.0005 | 0.71077
164 | 0.0005 | 0.7104
165 | 0.0005 | 0.71007
166 | 0.0005 | 0.70987
167 | 0.0005 | 0.70949
168 | 0.0005 | 0.7092
169 | 0.0005 | 0.70878
170 | 0.0005 | 0.70848
171 | 0.0005 | 0.70818
172 | 0.0005 | 0.70781
173 | 0.0005 | 0.70755
174 | 0.0005 | 0.70719
175 | 0.0005 | 0.70685
176 | 0.0005 | 0.70652
177 | 0.0005 | 0.70625
178 | 0.0005 | 0.70589
179 | 0.0005 | 0.70558
180 | 0.0005 | 0.70516
181 | 0.0005 | 0.70487
182 | 0.0005 | 0.70465
183 | 0.0005 | 0.70436
184 | 0.0005 | 0.70398
185 | 0.0005 | 0.70365
186 | 0.0005 | 0.7034
187 | 0.0005 | 0.70318
188 | 0.0005 | 0.70288
189 | 0.0005 | 0.7026
190 | 0.0005 | 0.70236
191 | 0.0005 | 0.70211
192 | 0.0005 | 0.70185
193 | 0.0005 | 0.70157
194 | 0.0005 | 0.70131
195 | 0.0005 | 0.70105
196 | 0.0005 | 0.70085
197 | 0.0005 | 0.70058
198 | 0.0005 | 0.7003
199 | 0.0005 | 0.70003
200 | 0.0005 | 0.69976
201 | 0.0005 | 0.69947
202 | 0.0005 | 0.6992
203 | 0.0005 | 0.69895
204 | 0.0005 | 0.69869
205 | 0.0005 | 0.69841
206 | 0.0005 | 0.69816
207 | 0.0005 | 0.69787
208 | 0.0005 | 0.69762
209 | 0.0005 | 0.69733
210 | 0.0005 | 0.69706
211 | 0.0005 | 0.69685
212 | 0.0005 | 0.69657
213 | 0.0005 | 0.6963
214 | 0.0005 | 0.69599
215 | 0.0005 | 0.69566
216 | 0.0005 | 0.69539
217 | 0.0005 | 0.69511
218 | 0.0005 | 0.69475
219 | 0.0005 | 0.69449
220 | 0.0005 | 0.69423
221 | 0.0005 | 0.6939
222 | 0.0005 | 0.69369
223 | 0.0005 | 0.69339
224 | 0.0005 | 0.69314
225 | 0.0005 | 0.69286
226 | 0.0005 | 0.69261
227 | 0.0005 | 0.69231
228 | 0.0005 | 0.69208
229 | 0.0005 | 0.69184
230 | 0.0005 | 0.69159
231 | 0.0005 | 0.69132
232 | 0.0005 | 0.69108
233 | 0.0005 | 0.69085
234 | 0.0005 | 0.69063
235 | 0.0005 | 0.69042
236 | 0.0005 | 0.69021
237 | 0.0005 | 0.68984
238 | 0.0005 | 0.68962
239 | 0.0005 | 0.68941
240 | 0.0005 | 0.68919
241 | 0.0005 | 0.68898
242 | 0.0005 | 0.68871
243 | 0.0005 | 0.68838
244 | 0.0005 | 0.68812
245 | 0.0005 | 0.68794
246 | 0.0005 | 0.68771
247 | 0.0005 | 0.6875
248 | 0.0005 | 0.68722
249 | 0.0005 | 0.68699
250 | 0.0005 | 0.68674
251 | 0.0005 | 0.68654
252 | 0.0005 | 0.68628
253 | 0.0005 | 0.68605
254 | 0.0005 | 0.6858
255 | 0.0005 | 0.68558
256 | 0.0005 | 0.68538
257 | 0.0005 | 0.68511
258 | 0.0005 | 0.68482
259 | 0.0005 | 0.6846
260 | 0.0005 | 0.68437
261 | 0.0005 | 0.68411
262 | 0.0005 | 0.68389
263 | 0.0005 | 0.68363
264 | 0.0005 | 0.68337
265 | 0.0005 | 0.68311
266 | 0.0005 | 0.68283
267 | 0.0005 | 0.68263
268 | 0.0005 | 0.6824
269 | 0.0005 | 0.68221
270 | 0.0005 | 0.68201
271 | 0.0005 | 0.68177
272 | 0.0005 | 0.68157
273 | 0.0005 | 0.68136
274 | 0.0005 | 0.68114
275 | 0.0005 | 0.6809
276 | 0.0005 | 0.68065
277 | 0.0005 | 0.68045
278 | 0.0005 | 0.68022
279 | 0.0005 | 0.67997
280 | 0.0005 | 0.67972
281 | 0.0005 | 0.67939
282 | 0.0005 | 0.67916
283 | 0.0005 | 0.67895
284 | 0.0005 | 0.67872
285 | 0.0005 | 0.67849
286 | 0.0005 | 0.67828
287 | 0.0005 | 0.67809
288 | 0.0005 | 0.67787
289 | 0.0005 | 0.67767
290 | 0.0005 | 0.67745
291 | 0.0005 | 0.67719
292 | 0.0005 | 0.67695
293 | 0.0005 | 0.67662
294 | 0.0005 | 0.67632
295 | 0.0005 | 0.67616
296 | 0.0005 | 0.67597
297 | 0.0005 | 0.67575
298 | 0.0005 | 0.6756
299 | 0.0005 | 0.67537
300 | 0.0005 | 0.6752
301 | 0.0005 | 0.67505
302 | 0.0005 | 0.67481
303 | 0.0005 | 0.67459
304 | 0.0005 | 0.6744
305 | 0.0005 | 0.67421
306 | 0.0005 | 0.67399
307 | 0.0005 | 0.67378
308 | 0.0005 | 0.67352
309 | 0.0005 | 0.67329
310 | 0.0005 | 0.67308
311 | 0.0005 | 0.67285
312 | 0.0005 | 0.67266
313 | 0.0005 | 0.67247
314 | 0.0005 | 0.67225
315 | 0.0005 | 0.672
316 | 0.0005 | 0.67176
317 | 0.0005 | 0.67154
318 | 0.0005 | 0.67131
319 | 0.0005 | 0.67107
320 | 0.0005 | 0.67086
321 | 0.0005 | 0.67069
322 | 0.0005 | 0.67047
323 | 0.0005 | 0.67025
324 | 0.0005 | 0.67007
325 | 0.0005 | 0.66985
326 | 0.0005 | 0.66964
327 | 0.0005 | 0.66943
328 | 0.0005 | 0.66922
329 | 0.0005 | 0.66905
330 | 0.0005 | 0.66883
331 | 0.0005 | 0.66858
332 | 0.0005 | 0.66838
333 | 0.0005 | 0.66818
334 | 0.0005 | 0.66796
335 | 0.0005 | 0.66777
336 | 0.0005 | 0.66751
337 | 0.0005 | 0.66732
338 | 0.0005 | 0.66712
339 | 0.0005 | 0.66692
340 | 0.0005 | 0.66675
341 | 0.0005 | 0.66659
342 | 0.0005 | 0.66641
343 | 0.0005 | 0.66623
344 | 0.0005 | 0.66605
345 | 0.0005 | 0.66583
346 | 0.0005 | 0.6656
347 | 0.0005 | 0.66546
348 | 0.0005 | 0.66527
349 | 0.0005 | 0.66507
350 | 0.0005 | 0.66488
351 | 0.0005 | 0.66464
352 | 0.0005 | 0.66446
353 | 0.0005 | 0.66424
354 | 0.0005 | 0.66401
355 | 0.0005 | 0.66379
356 | 0.0005 | 0.66356
357 | 0.0005 | 0.66337
358 | 0.0005 | 0.66315
359 | 0.0005 | 0.66291
360 | 0.0005 | 0.66271
361 | 0.0005 | 0.66246
362 | 0.0005 | 0.66221
363 | 0.0005 | 0.66198
364 | 0.0005 | 0.66175
365 | 0.0005 | 0.66147
366 | 0.0005 | 0.66124
367 | 0.0005 | 0.66103
368 | 0.0005 | 0.66083
369 | 0.0005 | 0.66062
370 | 0.0005 | 0.66046
371 | 0.0005 | 0.66019
372 | 0.0005 | 0.66001
373 | 0.0005 | 0.65985
374 | 0.0005 | 0.65966
375 | 0.0005 | 0.65945
376 | 0.0005 | 0.65928
377 | 0.0005 | 0.65906
378 | 0.0005 | 0.65884
379 | 0.0005 | 0.65863
380 | 0.0005 | 0.65845
381 | 0.0005 | 0.65827
382 | 0.0005 | 0.65806
383 | 0.0005 | 0.65787
384 | 0.0005 | 0.65761
385 | 0.0005 | 0.6574
386 | 0.0005 | 0.65721
387 | 0.0005 | 0.65691
388 | 0.0005 | 0.65671
389 | 0.0005 | 0.65651
390 | 0.0005 | 0.6563
391 | 0.0005 | 0.6561
392 | 0.0005 | 0.65589
393 | 0.0005 | 0.65571
394 | 0.0005 | 0.65552
395 | 0.0005 | 0.6553
396 | 0.0005 | 0.65511
397 | 0.0005 | 0.65492
398 | 0.0005 | 0.6547
399 | 0.0005 | 0.65452
400 | 0.0005 | 0.65434
401 | 0.0005 | 0.65418
402 | 0.0005 | 0.65394
403 | 0.0005 | 0.65373
404 | 0.0005 | 0.65351
405 | 0.0005 | 0.65337
406 | 0.0005 | 0.65316
407 | 0.0005 | 0.65294
408 | 0.0005 | 0.65273
409 | 0.0005 | 0.65257
410 | 0.0005 | 0.65239
411 | 0.0005 | 0.6522
412 | 0.0005 | 0.65196
413 | 0.0005 | 0.65177
414 | 0.0005 | 0.65153
415 | 0.0005 | 0.65128
416 | 0.0005 | 0.65106
417 | 0.0005 | 0.65088
418 | 0.0005 | 0.65068
419 | 0.0005 | 0.65045
420 | 0.0005 | 0.65028
421 | 0.0005 | 0.65009
422 | 0.0005 | 0.64992
423 | 0.0005 | 0.6497
424 | 0.0005 | 0.6495
425 | 0.0005 | 0.64928
426 | 0.0005 | 0.64905
427 | 0.0005 | 0.64886
428 | 0.0005 | 0.6487
429 | 0.0005 | 0.64853
430 | 0.0005 | 0.64834
431 | 0.0005 | 0.6481
432 | 0.0005 | 0.64795
433 | 0.0005 | 0.64768
434 | 0.0005 | 0.64747
435 | 0.0005 | 0.64725
436 | 0.0005 | 0.64707
437 | 0.0005 | 0.64691
438 | 0.0005 | 0.64669
439 | 0.0005 | 0.64654
440 | 0.0005 | 0.64628
441 | 0.0005 | 0.64605
442 | 0.0005 | 0.64583
443 | 0.0005 | 0.64564
444 | 0.0005 | 0.64547
445 | 0.0005 | 0.64522
446 | 0.0005 | 0.64504
447 | 0.0005 | 0.64483
448 | 0.0005 | 0.64463
449 | 0.0005 | 0.64437
450 | 0.0005 | 0.64417
451 | 0.0005 | 0.64398
452 | 0.0005 | 0.64383
453 | 0.0005 | 0.6436
454 | 0.0005 | 0.64342
455 | 0.0005 | 0.64327
456 | 0.0005 | 0.6431
457 | 0.0005 | 0.6429
458 | 0.0005 | 0.64275
459 | 0.0005 | 0.64258
460 | 0.0005 | 0.64237
461 | 0.0005 | 0.64215
462 | 0.0005 | 0.64195
463 | 0.0005 | 0.64173
464 | 0.0005 | 0.64159
465 | 0.0005 | 0.64141
466 | 0.0005 | 0.64122
467 | 0.0005 | 0.641
468 | 0.0005 | 0.64079
469 | 0.0005 | 0.64057
470 | 0.0005 | 0.64038
471 | 0.0005 | 0.6402
472 | 0.0005 | 0.64
473 | 0.0005 | 0.63983
474 | 0.0005 | 0.63968
475 | 0.0005 | 0.63946
476 | 0.0005 | 0.63925
477 | 0.0005 | 0.63909
478 | 0.0005 | 0.63882
479 | 0.0005 | 0.63864
480 | 0.0005 | 0.63841
481 | 0.0005 | 0.63829
482 | 0.0005 | 0.63805
483 | 0.0005 | 0.63789
484 | 0.0005 | 0.63771
485 | 0.0005 | 0.63749
486 | 0.0005 | 0.6373
487 | 0.0005 | 0.63707
488 | 0.0005 | 0.63691
489 | 0.0005 | 0.63672
490 | 0.0005 | 0.63651
491 | 0.0005 | 0.63633
492 | 0.0005 | 0.63611
493 | 0.0005 | 0.63591
494 | 0.0005 | 0.63573
495 | 0.0005 | 0.63555
496 | 0.0005 | 0.63535
497 | 0.0005 | 0.63517
498 | 0.0005 | 0.63497
499 | 0.0005 | 0.6348
500 | 0.0005 | 0.63461
501 | 0.0005 | 0.63433
502 | 0.0005 | 0.63415
503 | 0.0005 | 0.6339
504 | 0.0005 | 0.63373
505 | 0.0005 | 0.63352
506 | 0.0005 | 0.63334
507 | 0.0005 | 0.63316
508 | 0.0005 | 0.63295
509 | 0.0005 | 0.63277
510 | 0.0005 | 0.63262
511 | 0.0005 | 0.63238
512 | 0.0005 | 0.63219
513 | 0.0005 | 0.63199
514 | 0.0005 | 0.63178
515 | 0.0005 | 0.63158
516 | 0.0005 | 0.63141
517 | 0.0005 | 0.63122
518 | 0.0005 | 0.63106
519 | 0.0005 | 0.63088
520 | 0.0005 | 0.63068
521 | 0.0005 | 0.63049
522 | 0.0005 | 0.63029
523 | 0.0005 | 0.63011
524 | 0.0005 | 0.62989
525 | 0.0005 | 0.62967
526 | 0.0005 | 0.62943
527 | 0.0005 | 0.62926
528 | 0.0005 | 0.62908
529 | 0.0005 | 0.62888
530 | 0.0005 | 0.6287
531 | 0.0005 | 0.62851
532 | 0.0005 | 0.62833
533 | 0.0005 | 0.62816
534 | 0.0005 | 0.628
535 | 0.0005 | 0.62782
536 | 0.0005 | 0.62765
537 | 0.0005 | 0.62748
538 | 0.0005 | 0.62722
539 | 0.0005 | 0.62704
540 | 0.0005 | 0.62689
541 | 0.0005 | 0.62672
542 | 0.0005 | 0.62653
543 | 0.0005 | 0.62637
544 | 0.0005 | 0.62616
545 | 0.0005 | 0.62596
546 | 0.0005 | 0.6258
547 | 0.0005 | 0.62559
548 | 0.0005 | 0.62541
549 | 0.0005 | 0.62519
550 | 0.0005 | 0.625
551 | 0.0005 | 0.62482
552 | 0.0005 | 0.62467
553 | 0.0005 | 0.62448
554 | 0.0005 | 0.6243
555 | 0.0005 | 0.62414
556 | 0.0005 | 0.62395
557 | 0.0005 | 0.62378
558 | 0.0005 | 0.62363
559 | 0.0005 | 0.62346
560 | 0.0005 | 0.62327
561 | 0.0005 | 0.62306
562 | 0.0005 | 0.6229
563 | 0.0005 | 0.62273
564 | 0.0005 | 0.62257
565 | 0.0005 | 0.62237
566 | 0.0005 | 0.62218
567 | 0.0005 | 0.62202
568 | 0.0005 | 0.62185
569 | 0.0005 | 0.62167
570 | 0.0005 | 0.62149
571 | 0.0005 | 0.6213
572 | 0.0005 | 0.62112
573 | 0.0005 | 0.62096
574 | 0.0005 | 0.62074
575 | 0.0005 | 0.62059
576 | 0.0005 | 0.62038
577 | 0.0005 | 0.62019
578 | 0.0005 | 0.62001
579 | 0.0005 | 0.61985
580 | 0.0005 | 0.61968
581 | 0.0005 | 0.61948
582 | 0.0005 | 0.61933
583 | 0.0005 | 0.61912
584 | 0.0005 | 0.61892
585 | 0.0005 | 0.61874
586 | 0.0005 | 0.61858
587 | 0.0005 | 0.61835
588 | 0.0005 | 0.61819
589 | 0.0005 | 0.618
590 | 0.0005 | 0.61782
591 | 0.0005 | 0.61766
592 | 0.0005 | 0.61752
593 | 0.0005 | 0.61735
594 | 0.0005 | 0.61717
595 | 0.0005 | 0.61698
596 | 0.0005 | 0.6168
597 | 0.0005 | 0.61661
598 | 0.0005 | 0.61641
599 | 0.0005 | 0.61625
600 | 0.0005 | 0.61605
601 | 0.0005 | 0.61589
602 | 0.0005 | 0.61568
603 | 0.0005 | 0.61547
604 | 0.0005 | 0.61529
605 | 0.0005 | 0.61513
606 | 0.0005 | 0.61492
607 | 0.0005 | 0.61471
608 | 0.0005 | 0.61455
609 | 0.0005 | 0.61435
610 | 0.0005 | 0.61417
611 | 0.0005 | 0.61397
612 | 0.0005 | 0.61379
613 | 0.0005 | 0.61361
614 | 0.0005 | 0.61348
615 | 0.0005 | 0.61327
616 | 0.0005 | 0.61308
617 | 0.0005 | 0.61291
618 | 0.0005 | 0.61267
619 | 0.0005 | 0.61255
620 | 0.0005 | 0.61242
621 | 0.0005 | 0.61223
622 | 0.0005 | 0.61206
623 | 0.0005 | 0.61189
624 | 0.0005 | 0.61174
625 | 0.0005 | 0.61152
626 | 0.0005 | 0.61131
627 | 0.0005 | 0.61111
628 | 0.0005 | 0.61091
629 | 0.0005 | 0.61075
630 | 0.0005 | 0.61059
631 | 0.0005 | 0.61042
632 | 0.0005 | 0.61023
633 | 0.0005 | 0.61007
634 | 0.0005 | 0.6099
635 | 0.0005 | 0.60969
636 | 0.0005 | 0.60951
637 | 0.0005 | 0.60934
638 | 0.0005 | 0.60917
639 | 0.0005 | 0.60899
640 | 0.0005 | 0.6088
641 | 0.0005 | 0.6086
642 | 0.0005 | 0.60843
643 | 0.0005 | 0.60824
644 | 0.0005 | 0.60799
645 | 0.0005 | 0.6078
646 | 0.0005 | 0.6076
647 | 0.0005 | 0.60738
648 | 0.0005 | 0.60717
649 | 0.0005 | 0.60696
650 | 0.0005 | 0.60675
651 | 0.0005 | 0.60654
652 | 0.0005 | 0.60633
653 | 0.0005 | 0.60609
654 | 0.0005 | 0.6059
655 | 0.0005 | 0.60575
656 | 0.0005 | 0.60558
657 | 0.0005 | 0.60542
658 | 0.0005 | 0.60522
659 | 0.0005 | 0.60501
660 | 0.0005 | 0.60484
661 | 0.0005 | 0.60465
662 | 0.0005 | 0.60446
663 | 0.0005 | 0.60426
664 | 0.0005 | 0.6041
665 | 0.0005 | 0.60392
666 | 0.0005 | 0.60371
667 | 0.0005 | 0.60355
668 | 0.0005 | 0.60339
669 | 0.0005 | 0.60313
670 | 0.0005 | 0.60292
671 | 0.0005 | 0.60273
672 | 0.0005 | 0.60254
673 | 0.0005 | 0.60229
674 | 0.0005 | 0.6021
675 | 0.0005 | 0.60193
676 | 0.0005 | 0.60176
677 | 0.0005 | 0.6016
678 | 0.0005 | 0.60142
679 | 0.0005 | 0.60123
680 | 0.0005 | 0.60105
681 | 0.0005 | 0.60091
682 | 0.0005 | 0.60072
683 | 0.0005 | 0.60054
684 | 0.0005 | 0.60034
685 | 0.0005 | 0.6002
686 | 0.0005 | 0.6
687 | 0.0005 | 0.59977
688 | 0.0005 | 0.59956
689 | 0.0005 | 0.59937
690 | 0.0005 | 0.59921
691 | 0.0005 | 0.59905
692 | 0.0005 | 0.59886
693 | 0.0005 | 0.5987
694 | 0.0005 | 0.59848
695 | 0.0005 | 0.59832
696 | 0.0005 | 0.59814
697 | 0.0005 | 0.59791
698 | 0.0005 | 0.59773
699 | 0.0005 | 0.59753
700 | 0.0005 | 0.59734
701 | 0.0005 | 0.59713
702 | 0.0005 | 0.59692
703 | 0.0005 | 0.59673
704 | 0.0005 | 0.59654
705 | 0.0005 | 0.59634
706 | 0.0005 | 0.59611
707 | 0.0005 | 0.59591
708 | 0.0005 | 0.5957
709 | 0.0005 | 0.59551
710 | 0.0005 | 0.59535
711 | 0.0005 | 0.5951
712 | 0.0005 | 0.59486
713 | 0.0005 | 0.59463
714 | 0.0005 | 0.59443
715 | 0.0005 | 0.59421
716 | 0.0005 | 0.59398
717 | 0.0005 | 0.59381
718 | 0.0005 | 0.59363
719 | 0.0005 | 0.59342
720 | 0.0005 | 0.59323
721 | 0.0005 | 0.59303
722 | 0.0005 | 0.5928
723 | 0.0005 | 0.59261
724 | 0.0005 | 0.59243
725 | 0.0005 | 0.59224
726 | 0.0005 | 0.59199
727 | 0.0005 | 0.59181
728 | 0.0005 | 0.59161
729 | 0.0005 | 0.5914
730 | 0.0005 | 0.5912
731 | 0.0005 | 0.59094
732 | 0.0005 | 0.59072
733 | 0.0005 | 0.59053
734 | 0.0005 | 0.59031
735 | 0.0005 | 0.59008
736 | 0.0005 | 0.58986
737 | 0.0005 | 0.58967
738 | 0.0005 | 0.58946
739 | 0.0005 | 0.58927
740 | 0.0005 | 0.58902
741 | 0.0005 | 0.58882
742 | 0.0005 | 0.58865
743 | 0.0005 | 0.58851
744 | 0.0005 | 0.5883
745 | 0.0005 | 0.5881
746 | 0.0005 | 0.5879
747 | 0.0005 | 0.58767
748 | 0.0005 | 0.58749
749 | 0.0005 | 0.58726
750 | 0.0005 | 0.58709
751 | 0.0005 | 0.58692
752 | 0.0005 | 0.58673
753 | 0.0005 | 0.58649
754 | 0.0005 | 0.58633
755 | 0.0005 | 0.58613
756 | 0.0005 | 0.58588
757 | 0.0005 | 0.5857
758 | 0.0005 | 0.58552
759 | 0.0005 | 0.58529
760 | 0.0005 | 0.5851
761 | 0.0005 | 0.58487
762 | 0.0005 | 0.58468
763 | 0.0005 | 0.58449
764 | 0.0005 | 0.5843
765 | 0.0005 | 0.58407
766 | 0.0005 | 0.58391
767 | 0.0005 | 0.58373
768 | 0.0005 | 0.58348
769 | 0.0005 | 0.58326
770 | 0.0005 | 0.58308
771 | 0.0005 | 0.58288
772 | 0.0005 | 0.58269
773 | 0.0005 | 0.58253
774 | 0.0005 | 0.58235
775 | 0.0005 | 0.58214
776 | 0.0005 | 0.58193
777 | 0.0005 | 0.58173
778 | 0.0005 | 0.58153
779 | 0.0005 | 0.58134
780 | 0.0005 | 0.58112
781 | 0.0005 | 0.58092
782 | 0.0005 | 0.58071
783 | 0.0005 | 0.58049
784 | 0.0005 | 0.58028
785 | 0.0005 | 0.58004
786 | 0.0005 | 0.57986
787 | 0.0005 | 0.57964
788 | 0.0005 | 0.57942
789 | 0.0005 | 0.57919
790 | 0.0005 | 0.579
791 | 0.0005 | 0.57876
792 | 0.0005 | 0.57858
793 | 0.0005 | 0.57841
794 | 0.0005 | 0.57821
795 | 0.0005 | 0.578
796 | 0.0005 | 0.57776
797 | 0.0005 | 0.57758
798 | 0.0005 | 0.57737
799 | 0.0005 | 0.57715
800 | 0.0005 | 0.57697
801 | 0.0005 | 0.57679
802 | 0.0005 | 0.57658
803 | 0.0005 | 0.57638
804 | 0.0005 | 0.57614
805 | 0.0005 | 0.57592
806 | 0.0005 | 0.57576
807 | 0.0005 | 0.57552
808 | 0.0005 | 0.57535
809 | 0.0005 | 0.57516
810 | 0.0005 | 0.57496
811 | 0.0005 | 0.57476
812 | 0.0005 | 0.57456
813 | 0.0005 | 0.57437
814 | 0.0005 | 0.57417
815 | 0.0005 | 0.57397
816 | 0.0005 | 0.5738
817 | 0.0005 | 0.57358
818 | 0.0005 | 0.5734
819 | 0.0005 | 0.57318
820 | 0.0005 | 0.57297
821 | 0.0005 | 0.57272
822 | 0.0005 | 0.57247
823 | 0.0005 | 0.57226
824 | 0.0005 | 0.57206
825 | 0.0005 | 0.57187
826 | 0.0005 | 0.57166
827 | 0.0005 | 0.57144
828 | 0.0005 | 0.57121
829 | 0.0005 | 0.57103
830 | 0.0005 | 0.57083
831 | 0.0005 | 0.57063
832 | 0.0005 | 0.57036
833 | 0.0005 | 0.57017
834 | 0.0005 | 0.57
835 | 0.0005 | 0.56979
836 | 0.0005 | 0.56954
837 | 0.0005 | 0.56934
838 | 0.0005 | 0.56913
839 | 0.0005 | 0.56892
840 | 0.0005 | 0.5687
841 | 0.0005 | 0.5684
842 | 0.0005 | 0.56817
843 | 0.0005 | 0.56795
844 | 0.0005 | 0.56776
845 | 0.0005 | 0.56748
846 | 0.0005 | 0.5673
847 | 0.0005 | 0.56712
848 | 0.0005 | 0.56689
849 | 0.0005 | 0.56672
850 | 0.0005 | 0.56652
851 | 0.0005 | 0.56631
852 | 0.0005 | 0.56605
853 | 0.0005 | 0.56578
854 | 0.0005 | 0.56557
855 | 0.0005 | 0.56537
856 | 0.0005 | 0.56516
857 | 0.0005 | 0.56489
858 | 0.0005 | 0.56468
859 | 0.0005 | 0.56446
860 | 0.0005 | 0.56425
861 | 0.0005 | 0.5641
862 | 0.0005 | 0.56393
863 | 0.0005 | 0.56376
864 | 0.0005 | 0.56357
865 | 0.0005 | 0.56338
866 | 0.0005 | 0.56321
867 | 0.0005 | 0.56297
868 | 0.0005 | 0.56278
869 | 0.0005 | 0.56253
870 | 0.0005 | 0.56235
871 | 0.0005 | 0.56217
872 | 0.0005 | 0.56194
873 | 0.0005 | 0.56176
874 | 0.0005 | 0.56149
875 | 0.0005 | 0.56127
876 | 0.0005 | 0.56106
877 | 0.0005 | 0.56087
878 | 0.0005 | 0.56063
879 | 0.0005 | 0.56045
880 | 0.0005 | 0.56027
881 | 0.0005 | 0.56
882 | 0.0005 | 0.55985
883 | 0.0005 | 0.55963
884 | 0.0005 | 0.55945
885 | 0.0005 | 0.55926
886 | 0.0005 | 0.55904
887 | 0.0005 | 0.55878
888 | 0.0005 | 0.55854
889 | 0.0005 | 0.55831
890 | 0.0005 | 0.55808
891 | 0.0005 | 0.55785
892 | 0.0005 | 0.55764
893 | 0.0005 | 0.55737
894 | 0.0005 | 0.55722
895 | 0.0005 | 0.55701
896 | 0.0005 | 0.55683
897 | 0.0005 | 0.55664
898 | 0.0005 | 0.55638
899 | 0.0005 | 0.55612
900 | 0.0005 | 0.55589
901 | 0.0005 | 0.55571
902 | 0.0005 | 0.55548
903 | 0.0005 | 0.55527
904 | 0.0005 | 0.55509
905 | 0.0005 | 0.55484
906 | 0.0005 | 0.55461
907 | 0.0005 | 0.55441
908 | 0.0005 | 0.55418
909 | 0.0005 | 0.55399
910 | 0.0005 | 0.55379
911 | 0.0005 | 0.55358
912 | 0.0005 | 0.5534
913 | 0.0005 | 0.55322
914 | 0.0005 | 0.55295
915 | 0.0005 | 0.55272
916 | 0.0005 | 0.55253
917 | 0.0005 | 0.55233
918 | 0.0005 | 0.55212
919 | 0.0005 | 0.55191
920 | 0.0005 | 0.55171
921 | 0.0005 | 0.5515
922 | 0.0005 | 0.55131
923 | 0.0005 | 0.55114
924 | 0.0005 | 0.55094
925 | 0.0005 | 0.55072
926 | 0.0005 | 0.55052
927 | 0.0005 | 0.55035
928 | 0.0005 | 0.55011
929 | 0.0005 | 0.54993
930 | 0.0005 | 0.54971
931 | 0.0005 | 0.54949
932 | 0.0005 | 0.54932
933 | 0.0005 | 0.54913
934 | 0.0005 | 0.54896
935 | 0.0005 | 0.54868
936 | 0.0005 | 0.5485
937 | 0.0005 | 0.54833
938 | 0.0005 | 0.54812
939 | 0.0005 | 0.54795
940 | 0.0005 | 0.54776
941 | 0.0005 | 0.54756
942 | 0.0005 | 0.54736
943 | 0.0005 | 0.54715
944 | 0.0005 | 0.54698
945 | 0.0005 | 0.54672
946 | 0.0005 | 0.54655
947 | 0.0005 | 0.54635
948 | 0.0005 | 0.54618
949 | 0.0005 | 0.546
950 | 0.0005 | 0.54577
951 | 0.0005 | 0.54553
952 | 0.0005 | 0.54531
953 | 0.0005 | 0.54514
954 | 0.0005 | 0.54495
955 | 0.0005 | 0.54479
956 | 0.0005 | 0.54456
957 | 0.0005 | 0.54436
958 | 0.0005 | 0.54413
959 | 0.0005 | 0.54389
960 | 0.0005 | 0.54369
961 | 0.0005 | 0.54344
962 | 0.0005 | 0.54322
963 | 0.0005 | 0.54306
964 | 0.0005 | 0.54285
965 | 0.0005 | 0.54266
966 | 0.0005 | 0.54248
967 | 0.0005 | 0.54231
968 | 0.0005 | 0.5421
969 | 0.0005 | 0.54192
970 | 0.0005 | 0.54175
971 | 0.0005 | 0.54152
972 | 0.0005 | 0.5413
973 | 0.0005 | 0.54109
974 | 0.0005 | 0.54086
975 | 0.0005 | 0.54068
976 | 0.0005 | 0.54045
977 | 0.0005 | 0.54027
978 | 0.0005 | 0.54011
979 | 0.0005 | 0.53985
980 | 0.0005 | 0.5397
981 | 0.0005 | 0.53948
982 | 0.0005 | 0.53924
983 | 0.0005 | 0.53897
984 | 0.0005 | 0.53875
985 | 0.0005 | 0.53855
986 | 0.0005 | 0.53833
987 | 0.0005 | 0.53815
988 | 0.0005 | 0.53798
989 | 0.0005 | 0.53781
990 | 0.0005 | 0.53757
991 | 0.0005 | 0.5374
992 | 0.0005 | 0.5372
993 | 0.0005 | 0.53702
994 | 0.0005 | 0.53683
995 | 0.0005 | 0.53667
996 | 0.0005 | 0.53648
997 | 0.0005 | 0.53627
998 | 0.0005 | 0.53609
999 | 0.0005 | 0.5359
1000 | 0.0005 | 0.5357
1001 | 0.0005 | 0.53555
1002 | 0.0005 | 0.53536
1003 | 0.0005 | 0.53512
1004 | 0.0005 | 0.53491
1005 | 0.0005 | 0.53473
1006 | 0.0005 | 0.53451
1007 | 0.0005 | 0.53434
1008 | 0.0005 | 0.53414
1009 | 0.0005 | 0.53394
1010 | 0.0005 | 0.53375
1011 | 0.0005 | 0.5336
1012 | 0.0005 | 0.5334
1013 | 0.0005 | 0.53324
1014 | 0.0005 | 0.53306
1015 | 0.0005 | 0.53288
1016 | 0.0005 | 0.53267
1017 | 0.0005 | 0.53253
1018 | 0.0005 | 0.53229
1019 | 0.0005 | 0.53205
1020 | 0.0005 | 0.53188
1021 | 0.0005 | 0.53172
1022 | 0.0005 | 0.53157
1023 | 0.0005 | 0.5314
1024 | 0.0005 | 0.5312
1025 | 0.0005 | 0.53103
1026 | 0.0005 | 0.53084
1027 | 0.0005 | 0.53065
1028 | 0.0005 | 0.53048
1029 | 0.0005 | 0.53035
1030 | 0.0005 | 0.53019
1031 | 0.0005 | 0.52999
1032 | 0.0005 | 0.5298
1033 | 0.0005 | 0.52961
1034 | 0.0005 | 0.52941
1035 | 0.0005 | 0.52925
1036 | 0.0005 | 0.52905
1037 | 0.0005 | 0.52886
1038 | 0.0005 | 0.52866
1039 | 0.0005 | 0.52847
1040 | 0.0005 | 0.5283
1041 | 0.0005 | 0.52814
1042 | 0.0005 | 0.52799
1043 | 0.0005 | 0.52773
1044 | 0.0005 | 0.52752
1045 | 0.0005 | 0.52733
1046 | 0.0005 | 0.52712
1047 | 0.0005 | 0.52696
1048 | 0.0005 | 0.52674
1049 | 0.0005 | 0.52655
1050 | 0.0005 | 0.52637
1051 | 0.0005 | 0.5262
1052 | 0.0005 | 0.52607
1053 | 0.0005 | 0.5259
1054 | 0.0005 | 0.52573
1055 | 0.0005 | 0.52554
1056 | 0.0005 | 0.52534
1057 | 0.0005 | 0.52512
1058 | 0.0005 | 0.52489
1059 | 0.0005 | 0.52469
1060 | 0.0005 | 0.52452
1061 | 0.0005 | 0.52433
1062 | 0.0005 | 0.52408
1063 | 0.0005 | 0.52386
1064 | 0.0005 | 0.52368
1065 | 0.0005 | 0.52347
1066 | 0.0005 | 0.52326
1067 | 0.0005 | 0.52301
1068 | 0.0005 | 0.52285
1069 | 0.0005 | 0.5227
1070 | 0.0005 | 0.5225
1071 | 0.0005 | 0.52225
1072 | 0.0005 | 0.52206
1073 | 0.0005 | 0.52187
1074 | 0.0005 | 0.52168
1075 | 0.0005 | 0.52143
1076 | 0.0005 | 0.52126
1077 | 0.0005 | 0.52108
1078 | 0.0005 | 0.5209
1079 | 0.0005 | 0.52074
1080 | 0.0005 | 0.52056
1081 | 0.0005 | 0.5204
1082 | 0.0005 | 0.5202
1083 | 0.0005 | 0.52001
1084 | 0.0005 | 0.51984
1085 | 0.0005 | 0.51963
1086 | 0.0005 | 0.51944
1087 | 0.0005 | 0.5193
1088 | 0.0005 | 0.51916
1089 | 0.0005 | 0.51902
1090 | 0.0005 | 0.51884
1091 | 0.0005 | 0.51865
1092 | 0.0005 | 0.5185
1093 | 0.0005 | 0.51835
1094 | 0.0005 | 0.51816
1095 | 0.0005 | 0.51798
1096 | 0.0005 | 0.51779
1097 | 0.0005 | 0.51762
1098 | 0.0005 | 0.51745
1099 | 0.0005 | 0.51734
1100 | 0.0005 | 0.51732
1101 | 0.0005 | 0.51732
1102 | 0.0005 | 0.51732
1103 | 0.0005 | 0.51732
1104 | 0.0005 | 0.51719
1105 | 0.0005 | 0.517
1106 | 0.0005 | 0.51683
1107 | 0.0005 | 0.51669
1108 | 0.0005 | 0.51647
1109 | 0.0005 | 0.51629
1110 | 0.0005 | 0.51612
1111 | 0.0005 | 0.51597
1112 | 0.0005 | 0.51581
1113 | 0.0005 | 0.51561
1114 | 0.0005 | 0.5154
1115 | 0.0005 | 0.51523
1116 | 0.0005 | 0.51508
1117 | 0.0005 | 0.51485
1118 | 0.0005 | 0.51469
1119 | 0.0005 | 0.51453
1120 | 0.0005 | 0.51435
1121 | 0.0005 | 0.51419
1122 | 0.0005 | 0.51399
1123 | 0.0005 | 0.51381
1124 | 0.0005 | 0.51367
1125 | 0.0005 | 0.51354
1126 | 0.0005 | 0.51341
1127 | 0.0005 | 0.51325
1128 | 0.0005 | 0.51306
1129 | 0.0005 | 0.51284
1130 | 0.0005 | 0.51268
1131 | 0.0005 | 0.51249
1132 | 0.0005 | 0.51234
1133 | 0.0005 | 0.51218
1134 | 0.0005 | 0.51199
1135 | 0.0005 | 0.51181
1136 | 0.0005 | 0.51161
1137 | 0.0005 | 0.51144
1138 | 0.0005 | 0.51128
1139 | 0.0005 | 0.51114
1140 | 0.0005 | 0.51098
1141 | 0.0005 | 0.51079
1142 | 0.0005 | 0.51063
1143 | 0.0005 | 0.51047
1144 | 0.0005 | 0.51028
1145 | 0.0005 | 0.51007
1146 | 0.0005 | 0.50987
1147 | 0.0005 | 0.5097
1148 | 0.0005 | 0.50953
1149 | 0.0005 | 0.50935
1150 | 0.0005 | 0.50916
1151 | 0.0005 | 0.50895
1152 | 0.0005 | 0.50878
1153 | 0.0005 | 0.50858
1154 | 0.0005 | 0.50837
1155 | 0.0005 | 0.5082
1156 | 0.0005 | 0.50801
1157 | 0.0005 | 0.50785
1158 | 0.0005 | 0.50768
1159 | 0.0005 | 0.50747
1160 | 0.0005 | 0.50732
1161 | 0.0005 | 0.50719
1162 | 0.0005 | 0.50703
1163 | 0.0005 | 0.50684
1164 | 0.0005 | 0.50666
1165 | 0.0005 | 0.5065
1166 | 0.0005 | 0.50633
1167 | 0.0005 | 0.50614
1168 | 0.0005 | 0.506
1169 | 0.0005 | 0.50586
1170 | 0.0005 | 0.50567
1171 | 0.0005 | 0.5055
1172 | 0.0005 | 0.50528
1173 | 0.0005 | 0.50507
1174 | 0.0005 | 0.50493
1175 | 0.0005 | 0.50476
1176 | 0.0005 | 0.50458
1177 | 0.0005 | 0.50438
1178 | 0.0005 | 0.50423
1179 | 0.0005 | 0.50407
1180 | 0.0005 | 0.50391
1181 | 0.0005 | 0.50371
1182 | 0.0005 | 0.50354
1183 | 0.0005 | 0.50335
1184 | 0.0005 | 0.50317
1185 | 0.0005 | 0.50298
1186 | 0.0005 | 0.50281
1187 | 0.0005 | 0.50261
1188 | 0.0005 | 0.50242
1189 | 0.0005 | 0.50224
1190 | 0.0005 | 0.50207
1191 | 0.0005 | 0.50186
1192 | 0.0005 | 0.50168
1193 | 0.0005 | 0.50151
1194 | 0.0005 | 0.50132
1195 | 0.0005 | 0.50118
1196 | 0.0005 | 0.50104
1197 | 0.0005 | 0.50086
1198 | 0.0005 | 0.50065
1199 | 0.0005 | 0.50047
1200 | 0.0005 | 0.50026
1201 | 0.0005 | 0.50011
1202 | 0.0005 | 0.49994
1203 | 0.0005 | 0.49979
1204 | 0.0005 | 0.49961
1205 | 0.0005 | 0.49945
1206 | 0.0005 | 0.49924
1207 | 0.0005 | 0.49907
1208 | 0.0005 | 0.49892
1209 | 0.0005 | 0.49874
1210 | 0.0005 | 0.49855
1211 | 0.0005 | 0.49841
1212 | 0.0005 | 0.49827
1213 | 0.0005 | 0.49811
1214 | 0.0005 | 0.49794
1215 | 0.0005 | 0.49781
1216 | 0.0005 | 0.49762
1217 | 0.0005 | 0.49746
1218 | 0.0005 | 0.49724
1219 | 0.0005 | 0.49706
1220 | 0.0005 | 0.4969
1221 | 0.0005 | 0.49678
1222 | 0.0005 | 0.4966
1223 | 0.0005 | 0.49639
1224 | 0.0005 | 0.49618
1225 | 0.0005 | 0.49606
1226 | 0.0005 | 0.49589
1227 | 0.0005 | 0.49573
1228 | 0.0005 | 0.49554
1229 | 0.0005 | 0.49539
1230 | 0.0005 | 0.49521
1231 | 0.0005 | 0.49504
1232 | 0.0005 | 0.49489
1233 | 0.0005 | 0.49471
1234 | 0.0005 | 0.49455
1235 | 0.0005 | 0.49435
1236 | 0.0005 | 0.49421
1237 | 0.0005 | 0.49402
1238 | 0.0005 | 0.4938
1239 | 0.0005 | 0.49367
1240 | 0.0005 | 0.4935
1241 | 0.0005 | 0.49337
1242 | 0.0005 | 0.49322
1243 | 0.0005 | 0.49305
1244 | 0.0005 | 0.49291
1245 | 0.0005 | 0.49271
1246 | 0.0005 | 0.49253
1247 | 0.0005 | 0.49238
1248 | 0.0005 | 0.49227
1249 | 0.0005 | 0.49211
1250 | 0.0005 | 0.49199
1251 | 0.0005 | 0.49183
1252 | 0.0005 | 0.49169
1253 | 0.0005 | 0.49152
1254 | 0.0005 | 0.49136
1255 | 0.0005 | 0.4912
1256 | 0.0005 | 0.49104
1257 | 0.0005 | 0.49084
1258 | 0.0005 | 0.49066
1259 | 0.0005 | 0.49048
1260 | 0.0005 | 0.49029
1261 | 0.0005 | 0.49012
1262 | 0.0005 | 0.48995
1263 | 0.0005 | 0.48978
1264 | 0.0005 | 0.48958
1265 | 0.0005 | 0.48941
1266 | 0.0005 | 0.48923
1267 | 0.0005 | 0.48906
1268 | 0.0005 | 0.4889
1269 | 0.0005 | 0.48872
1270 | 0.0005 | 0.48856
1271 | 0.0005 | 0.48839
1272 | 0.0005 | 0.48824
1273 | 0.0005 | 0.48806
1274 | 0.0005 | 0.48791
1275 | 0.0005 | 0.48776
1276 | 0.0005 | 0.48757
1277 | 0.0005 | 0.48742
1278 | 0.0005 | 0.48726
1279 | 0.0005 | 0.48708
1280 | 0.0005 | 0.48692
1281 | 0.0005 | 0.48676
1282 | 0.0005 | 0.48657
1283 | 0.0005 | 0.48642
1284 | 0.0005 | 0.48626
1285 | 0.0005 | 0.48615
1286 | 0.0005 | 0.48595
1287 | 0.0005 | 0.48581
1288 | 0.0005 | 0.48565
1289 | 0.0005 | 0.48549
1290 | 0.0005 | 0.48536
1291 | 0.0005 | 0.48519
1292 | 0.0005 | 0.48504
1293 | 0.0005 | 0.48486
1294 | 0.0005 | 0.48471
1295 | 0.0005 | 0.48457
1296 | 0.0005 | 0.48439
1297 | 0.0005 | 0.48427
1298 | 0.0005 | 0.48411
1299 | 0.0005 | 0.48394
1300 | 0.0005 | 0.48374
1301 | 0.0005 | 0.48355
1302 | 0.0005 | 0.48338
1303 | 0.0005 | 0.48318
1304 | 0.0005 | 0.48301
1305 | 0.0005 | 0.48285
1306 | 0.0005 | 0.48272
1307 | 0.0005 | 0.4825
1308 | 0.0005 | 0.48238
1309 | 0.0005 | 0.48219
1310 | 0.0005 | 0.48199
1311 | 0.0005 | 0.48183
1312 | 0.0005 | 0.48164
1313 | 0.0005 | 0.48148
1314 | 0.0005 | 0.4813
1315 | 0.0005 | 0.48112
1316 | 0.0005 | 0.48094
1317 | 0.0005 | 0.48078
1318 | 0.0005 | 0.48064
1319 | 0.0005 | 0.48046
1320 | 0.0005 | 0.48031
1321 | 0.0005 | 0.48016
1322 | 0.0005 | 0.48
1323 | 0.0005 | 0.4798
1324 | 0.0005 | 0.47966
1325 | 0.0005 | 0.4795
1326 | 0.0005 | 0.47936
1327 | 0.0005 | 0.4792
1328 | 0.0005 | 0.47902
1329 | 0.0005 | 0.47884
1330 | 0.0005 | 0.47868
1331 | 0.0005 | 0.47852
1332 | 0.0005 | 0.47835
1333 | 0.0005 | 0.47821
1334 | 0.0005 | 0.47803
1335 | 0.0005 | 0.47787
1336 | 0.0005 | 0.4777
1337 | 0.0005 | 0.47748
1338 | 0.0005 | 0.47731
1339 | 0.0005 | 0.47714
1340 | 0.0005 | 0.47699
1341 | 0.0005 | 0.47684
1342 | 0.0005 | 0.47664
1343 | 0.0005 | 0.47649
1344 | 0.0005 | 0.47636
1345 | 0.0005 | 0.47619
1346 | 0.0005 | 0.47602
1347 | 0.0005 | 0.47588
1348 | 0.0005 | 0.47577
1349 | 0.0005 | 0.47563
1350 | 0.0005 | 0.4755
1351 | 0.0005 | 0.47533
1352 | 0.0005 | 0.4752
1353 | 0.0005 | 0.47506
1354 | 0.0005 | 0.47489
1355 | 0.0005 | 0.47472
1356 | 0.0005 | 0.47458
1357 | 0.0005 | 0.47444
1358 | 0.0005 | 0.47428
1359 | 0.0005 | 0.47413
1360 | 0.0005 | 0.47396
1361 | 0.0005 | 0.47383
1362 | 0.0005 | 0.4737
1363 | 0.0005 | 0.47358
1364 | 0.0005 | 0.47344
1365 | 0.0005 | 0.47329
1366 | 0.0005 | 0.47314
1367 | 0.0005 | 0.473
1368 | 0.0005 | 0.47285
1369 | 0.0005 | 0.47269
1370 | 0.0005 | 0.47252
1371 | 0.0005 | 0.47237
1372 | 0.0005 | 0.47225
1373 | 0.0005 | 0.47209
1374 | 0.0005 | 0.47191
1375 | 0.0005 | 0.47177
1376 | 0.0005 | 0.47161
1377 | 0.0005 | 0.47146
1378 | 0.0005 | 0.47128
1379 | 0.0005 | 0.47113
1380 | 0.0005 | 0.47098
1381 | 0.0005 | 0.47081
1382 | 0.0005 | 0.47064
1383 | 0.0005 | 0.47051
1384 | 0.0005 | 0.47038
1385 | 0.0005 | 0.47021
1386 | 0.0005 | 0.47006
1387 | 0.0005 | 0.46988
1388 | 0.0005 | 0.46975
1389 | 0.0005 | 0.46958
1390 | 0.0005 | 0.46942
1391 | 0.0005 | 0.46929
1392 | 0.0005 | 0.46913
1393 | 0.0005 | 0.46896
1394 | 0.0005 | 0.46877
1395 | 0.0005 | 0.4686
1396 | 0.0005 | 0.46844
1397 | 0.0005 | 0.46827
1398 | 0.0005 | 0.46808
1399 | 0.0005 | 0.46793
1400 | 0.0005 | 0.46776
1401 | 0.0005 | 0.46761
1402 | 0.0005 | 0.46746
1403 | 0.0005 | 0.4673
1404 | 0.0005 | 0.46714
1405 | 0.0005 | 0.46699
1406 | 0.0005 | 0.46683
1407 | 0.0005 | 0.46666
1408 | 0.0005 | 0.4665
1409 | 0.0005 | 0.46633
1410 | 0.0005 | 0.46612
1411 | 0.0005 | 0.46597
1412 | 0.0005 | 0.46581
1413 | 0.0005 | 0.46566
1414 | 0.0005 | 0.4655
1415 | 0.0005 | 0.46534
1416 | 0.0005 | 0.46519
1417 | 0.0005 | 0.46502
1418 | 0.0005 | 0.46488
1419 | 0.0005 | 0.46472
1420 | 0.0005 | 0.46452
1421 | 0.0005 | 0.46435
1422 | 0.0005 | 0.46421
1423 | 0.0005 | 0.46405
1424 | 0.0005 | 0.46392
1425 | 0.0005 | 0.46377
1426 | 0.0005 | 0.46364
1427 | 0.0005 | 0.46352
1428 | 0.0005 | 0.46337
1429 | 0.0005 | 0.46321
1430 | 0.0005 | 0.46308
1431 | 0.0005 | 0.46292
1432 | 0.0005 | 0.4628
1433 | 0.0005 | 0.46263
1434 | 0.0005 | 0.46249
1435 | 0.0005 | 0.46234
1436 | 0.0005 | 0.46222
1437 | 0.0005 | 0.46208
1438 | 0.0005 | 0.46197
1439 | 0.0005 | 0.46179
1440 | 0.0005 | 0.46165
1441 | 0.0005 | 0.46146
1442 | 0.0005 | 0.46127
1443 | 0.0005 | 0.46114
1444 | 0.0005 | 0.46097
1445 | 0.0005 | 0.46081
1446 | 0.0005 | 0.46065
1447 | 0.0005 | 0.46048
1448 | 0.0005 | 0.46028
1449 | 0.0005 | 0.4601
1450 | 0.0005 | 0.45996
1451 | 0.0005 | 0.45976
1452 | 0.0005 | 0.45963
1453 | 0.0005 | 0.45947
1454 | 0.0005 | 0.4593
1455 | 0.0005 | 0.45909
1456 | 0.0005 | 0.45889
1457 | 0.0005 | 0.45872
1458 | 0.0005 | 0.45858
1459 | 0.0005 | 0.45843
1460 | 0.0005 | 0.45823
1461 | 0.0005 | 0.45806
1462 | 0.0005 | 0.4579
1463 | 0.0005 | 0.45777
1464 | 0.0005 | 0.45759
1465 | 0.0005 | 0.45745
1466 | 0.0005 | 0.45728
1467 | 0.0005 | 0.4571
1468 | 0.0005 | 0.4569
1469 | 0.0005 | 0.45673
1470 | 0.0005 | 0.45659
1471 | 0.0005 | 0.45646
1472 | 0.0005 | 0.4563
1473 | 0.0005 | 0.45615
1474 | 0.0005 | 0.45596
1475 | 0.0005 | 0.45583
1476 | 0.0005 | 0.4557
1477 | 0.0005 | 0.45556
1478 | 0.0005 | 0.45544
1479 | 0.0005 | 0.4553
1480 | 0.0005 | 0.45517
1481 | 0.0005 | 0.45502
1482 | 0.0005 | 0.45485
1483 | 0.0005 | 0.45469
1484 | 0.0005 | 0.45454
1485 | 0.0005 | 0.4544
1486 | 0.0005 | 0.45427
1487 | 0.0005 | 0.45414
1488 | 0.0005 | 0.45399
1489 | 0.0005 | 0.45379
1490 | 0.0005 | 0.45361
1491 | 0.0005 | 0.45347
1492 | 0.0005 | 0.45334
1493 | 0.0005 | 0.45322
1494 | 0.0005 | 0.45306
1495 | 0.0005 | 0.45292
1496 | 0.0005 | 0.45276
1497 | 0.0005 | 0.45259
1498 | 0.0005 | 0.45243
1499 | 0.0005 | 0.45227
1500 | 0.0005 | 0.4521
1501 | 0.0005 | 0.45197
1502 | 0.0005 | 0.45184
1503 | 0.0005 | 0.45172
1504 | 0.0005 | 0.45158
1505 | 0.0005 | 0.45143
1506 | 0.0005 | 0.4513
1507 | 0.0005 | 0.45116
1508 | 0.0005 | 0.45096
1509 | 0.0005 | 0.4508
1510 | 0.0005 | 0.45065
1511 | 0.0005 | 0.4505
1512 | 0.0005 | 0.45036
1513 | 0.0005 | 0.45019
1514 | 0.0005 | 0.45003
1515 | 0.0005 | 0.44989
1516 | 0.0005 | 0.44971
1517 | 0.0005 | 0.44958
1518 | 0.0005 | 0.44944
1519 | 0.0005 | 0.44925
1520 | 0.0005 | 0.44909
1521 | 0.0005 | 0.44895
1522 | 0.0005 | 0.44881
1523 | 0.0005 | 0.44866
1524 | 0.0005 | 0.44844
1525 | 0.0005 | 0.44831
1526 | 0.0005 | 0.44814
1527 | 0.0005 | 0.44799
1528 | 0.0005 | 0.44783
1529 | 0.0005 | 0.44769
1530 | 0.0005 | 0.4475
1531 | 0.0005 | 0.44734
1532 | 0.0005 | 0.44719
1533 | 0.0005 | 0.44703
1534 | 0.0005 | 0.44684
1535 | 0.0005 | 0.44667
1536 | 0.0005 | 0.44653
1537 | 0.0005 | 0.44638
1538 | 0.0005 | 0.4462
1539 | 0.0005 | 0.44605
1540 | 0.0005 | 0.44587
1541 | 0.0005 | 0.44574
1542 | 0.0005 | 0.44559
1543 | 0.0005 | 0.44539
1544 | 0.0005 | 0.44526
1545 | 0.0005 | 0.44515
1546 | 0.0005 | 0.44498
1547 | 0.0005 | 0.44482
1548 | 0.0005 | 0.44465
1549 | 0.0005 | 0.44451
1550 | 0.0005 | 0.44435
1551 | 0.0005 | 0.44421
1552 | 0.0005 | 0.44405
1553 | 0.0005 | 0.44389
1554 | 0.0005 | 0.44376
1555 | 0.0005 | 0.44361
1556 | 0.0005 | 0.44345
1557 | 0.0005 | 0.44327
1558 | 0.0005 | 0.44314
1559 | 0.0005 | 0.443
1560 | 0.0005 | 0.44283
1561 | 0.0005 | 0.44266
1562 | 0.0005 | 0.44252
1563 | 0.0005 | 0.44238
1564 | 0.0005 | 0.44222
1565 | 0.0005 | 0.44207
1566 | 0.0005 | 0.44191
1567 | 0.0005 | 0.44175
1568 | 0.0005 | 0.4416
1569 | 0.0005 | 0.44144
1570 | 0.0005 | 0.44125
1571 | 0.0005 | 0.44112
1572 | 0.0005 | 0.44093
1573 | 0.0005 | 0.44082
1574 | 0.0005 | 0.4407
1575 | 0.0005 | 0.44056
1576 | 0.0005 | 0.4404
1577 | 0.0005 | 0.44021
1578 | 0.0005 | 0.44005
1579 | 0.0005 | 0.4399
1580 | 0.0005 | 0.43977
1581 | 0.0005 | 0.43962
1582 | 0.0005 | 0.4395
1583 | 0.0005 | 0.43936
1584 | 0.0005 | 0.43918
1585 | 0.0005 | 0.43903
1586 | 0.0005 | 0.43891
1587 | 0.0005 | 0.43875
1588 | 0.0005 | 0.43858
1589 | 0.0005 | 0.43843
1590 | 0.0005 | 0.43825
1591 | 0.0005 | 0.43811
1592 | 0.0005 | 0.43794
1593 | 0.0005 | 0.43781
1594 | 0.0005 | 0.43767
1595 | 0.0005 | 0.43751
1596 | 0.0005 | 0.43734
1597 | 0.0005 | 0.4372
1598 | 0.0005 | 0.43704
1599 | 0.0005 | 0.43687
1600 | 0.0005 | 0.43667
1601 | 0.0005 | 0.43648
1602 | 0.0005 | 0.43633
1603 | 0.0005 | 0.43616
1604 | 0.0005 | 0.43604
1605 | 0.0005 | 0.43585
1606 | 0.0005 | 0.43569
1607 | 0.0005 | 0.43552
1608 | 0.0005 | 0.43535
1609 | 0.0005 | 0.43523
1610 | 0.0005 | 0.43506
1611 | 0.0005 | 0.4349
1612 | 0.0005 | 0.43473
1613 | 0.0005 | 0.43455
1614 | 0.0005 | 0.4344
1615 | 0.0005 | 0.43426
1616 | 0.0005 | 0.43411
1617 | 0.0005 | 0.43397
1618 | 0.0005 | 0.43386
1619 | 0.0005 | 0.43368
1620 | 0.0005 | 0.43354
1621 | 0.0005 | 0.43338
1622 | 0.0005 | 0.43319
1623 | 0.0005 | 0.43307
1624 | 0.0005 | 0.43296
1625 | 0.0005 | 0.43279
1626 | 0.0005 | 0.43267
1627 | 0.0005 | 0.43246
1628 | 0.0005 | 0.43231
1629 | 0.0005 | 0.43217
1630 | 0.0005 | 0.43201
1631 | 0.0005 | 0.43183
1632 | 0.0005 | 0.43171
1633 | 0.0005 | 0.43158
1634 | 0.0005 | 0.43147
1635 | 0.0005 | 0.43133
1636 | 0.0005 | 0.43117
1637 | 0.0005 | 0.43101
1638 | 0.0005 | 0.43086
1639 | 0.0005 | 0.4307
1640 | 0.0005 | 0.43053
1641 | 0.0005 | 0.43034
1642 | 0.0005 | 0.43017
1643 | 0.0005 | 0.43004
1644 | 0.0005 | 0.42985
1645 | 0.0005 | 0.42971
1646 | 0.0005 | 0.42955
1647 | 0.0005 | 0.42938
1648 | 0.0005 | 0.42923
1649 | 0.0005 | 0.42907
1650 | 0.0005 | 0.42893
1651 | 0.0005 | 0.42878
1652 | 0.0005 | 0.42863
1653 | 0.0005 | 0.42848
1654 | 0.0005 | 0.42832
1655 | 0.0005 | 0.42817
1656 | 0.0005 | 0.42803
1657 | 0.0005 | 0.42788
1658 | 0.0005 | 0.42773
1659 | 0.0005 | 0.42756
1660 | 0.0005 | 0.42741
1661 | 0.0005 | 0.42726
1662 | 0.0005 | 0.4271
1663 | 0.0005 | 0.42693
1664 | 0.0005 | 0.42677
1665 | 0.0005 | 0.42661
1666 | 0.0005 | 0.42644
1667 | 0.0005 | 0.42631
1668 | 0.0005 | 0.42615
1669 | 0.0005 | 0.42598
1670 | 0.0005 | 0.42582
1671 | 0.0005 | 0.42565
1672 | 0.0005 | 0.4255
1673 | 0.0005 | 0.42535
1674 | 0.0005 | 0.42515
1675 | 0.0005 | 0.425
1676 | 0.0005 | 0.42485
1677 | 0.0005 | 0.42469
1678 | 0.0005 | 0.42455
1679 | 0.0005 | 0.42439
1680 | 0.0005 | 0.42422
1681 | 0.0005 | 0.42405
1682 | 0.0005 | 0.42391
1683 | 0.0005 | 0.42377
1684 | 0.0005 | 0.42361
1685 | 0.0005 | 0.42344
1686 | 0.0005 | 0.42329
1687 | 0.0005 | 0.42312
1688 | 0.0005 | 0.42291
1689 | 0.0005 | 0.42276
1690 | 0.0005 | 0.42261
1691 | 0.0005 | 0.42248
1692 | 0.0005 | 0.42232
1693 | 0.0005 | 0.42215
1694 | 0.0005 | 0.42199
1695 | 0.0005 | 0.42185
1696 | 0.0005 | 0.42169
1697 | 0.0005 | 0.4215
1698 | 0.0005 | 0.42134
1699 | 0.0005 | 0.42118
1700 | 0.0005 | 0.42102
1701 | 0.0005 | 0.42086
1702 | 0.0005 | 0.42069
1703 | 0.0005 | 0.42055
1704 | 0.0005 | 0.42038
1705 | 0.0005 | 0.42024
1706 | 0.0005 | 0.4201
1707 | 0.0005 | 0.41999
1708 | 0.0005 | 0.41981
1709 | 0.0005 | 0.41965
1710 | 0.0005 | 0.41948
1711 | 0.0005 | 0.41931
1712 | 0.0005 | 0.41914
1713 | 0.0005 | 0.41896
1714 | 0.0005 | 0.41881
1715 | 0.0005 | 0.41863
1716 | 0.0005 | 0.41845
1717 | 0.0005 | 0.41826
1718 | 0.0005 | 0.41809
1719 | 0.0005 | 0.41791
1720 | 0.0005 | 0.4178
1721 | 0.0005 | 0.41761
1722 | 0.0005 | 0.41742
1723 | 0.0005 | 0.4173
1724 | 0.0005 | 0.41711
1725 | 0.0005 | 0.41693
1726 | 0.0005 | 0.41675
1727 | 0.0005 | 0.41661
1728 | 0.0005 | 0.41645
1729 | 0.0005 | 0.4163
1730 | 0.0005 | 0.41613
1731 | 0.0005 | 0.416
1732 | 0.0005 | 0.41582
1733 | 0.0005 | 0.41567
1734 | 0.0005 | 0.41554
1735 | 0.0005 | 0.41538
1736 | 0.0005 | 0.41519
1737 | 0.0005 | 0.41506
1738 | 0.0005 | 0.4149
1739 | 0.0005 | 0.41479
1740 | 0.0005 | 0.41465
1741 | 0.0005 | 0.41448
1742 | 0.0005 | 0.41434
1743 | 0.0005 | 0.41415
1744 | 0.0005 | 0.41402
1745 | 0.0005 | 0.4138
1746 | 0.0005 | 0.41362
1747 | 0.0005 | 0.41345
1748 | 0.0005 | 0.41329
1749 | 0.0005 | 0.41312
1750 | 0.0005 | 0.41292
1751 | 0.0005 | 0.41273
1752 | 0.0005 | 0.41256
1753 | 0.0005 | 0.41242
1754 | 0.0005 | 0.41223
1755 | 0.0005 | 0.41209
1756 | 0.0005 | 0.41192
1757 | 0.0005 | 0.41179
1758 | 0.0005 | 0.41152
1759 | 0.0005 | 0.41138
1760 | 0.0005 | 0.41123
1761 | 0.0005 | 0.41105
1762 | 0.0005 | 0.41088
1763 | 0.0005 | 0.41068
1764 | 0.0005 | 0.41051
1765 | 0.0005 | 0.41036
1766 | 0.0005 | 0.41018
1767 | 0.0005 | 0.41002
1768 | 0.0005 | 0.40983
1769 | 0.0005 | 0.40964
1770 | 0.0005 | 0.4095
1771 | 0.0005 | 0.40928
1772 | 0.0005 | 0.40911
1773 | 0.0005 | 0.40895
1774 | 0.0005 | 0.40879
1775 | 0.0005 | 0.40859
1776 | 0.0005 | 0.40844
1777 | 0.0005 | 0.40823
1778 | 0.0005 | 0.40802
1779 | 0.0005 | 0.40788
1780 | 0.0005 | 0.40765
1781 | 0.0005 | 0.40745
1782 | 0.0005 | 0.40727
1783 | 0.0005 | 0.4071
1784 | 0.0005 | 0.40689
1785 | 0.0005 | 0.40667
1786 | 0.0005 | 0.40645
1787 | 0.0005 | 0.40629
1788 | 0.0005 | 0.40611
1789 | 0.0005 | 0.40591
1790 | 0.0005 | 0.40572
1791 | 0.0005 | 0.40557
1792 | 0.0005 | 0.40532
1793 | 0.0005 | 0.40508
1794 | 0.0005 | 0.40488
1795 | 0.0005 | 0.4047
1796 | 0.0005 | 0.4045
1797 | 0.0005 | 0.40431
1798 | 0.0005 | 0.40414
1799 | 0.0005 | 0.40392
1800 | 0.0005 | 0.40376
1801 | 0.0005 | 0.40361
1802 | 0.0005 | 0.40338
1803 | 0.0005 | 0.40314
1804 | 0.0005 | 0.40294
1805 | 0.0005 | 0.40274
1806 | 0.0005 | 0.40251
1807 | 0.0005 | 0.40224
1808 | 0.0005 | 0.40203
1809 | 0.0005 | 0.40182
1810 | 0.0005 | 0.40159
1811 | 0.0005 | 0.40134
1812 | 0.0005 | 0.40116
1813 | 0.0005 | 0.40099
1814 | 0.0005 | 0.40082
1815 | 0.0005 | 0.40062
1816 | 0.0005 | 0.40042
1817 | 0.0005 | 0.40022
1818 | 0.0005 | 0.40002
1819 | 0.0005 | 0.39985
1820 | 0.0005 | 0.39965
1821 | 0.0005 | 0.39938
1822 | 0.0005 | 0.3992
1823 | 0.0005 | 0.39897
1824 | 0.0005 | 0.39876
1825 | 0.0005 | 0.3985
1826 | 0.0005 | 0.39831
1827 | 0.0005 | 0.39812
1828 | 0.0005 | 0.39789
1829 | 0.0005 | 0.39763
1830 | 0.0005 | 0.39746
1831 | 0.0005 | 0.39722
1832 | 0.0005 | 0.397
1833 | 0.0005 | 0.39675
1834 | 0.0005 | 0.39655
1835 | 0.0005 | 0.39634
1836 | 0.0005 | 0.39609
1837 | 0.0005 | 0.3959
1838 | 0.0005 | 0.3957
1839 | 0.0005 | 0.39546
1840 | 0.0005 | 0.39522
1841 | 0.0005 | 0.39495
1842 | 0.0005 | 0.39472
1843 | 0.0005 | 0.39452
1844 | 0.0005 | 0.39429
1845 | 0.0005 | 0.39404
1846 | 0.0005 | 0.39376
1847 | 0.0005 | 0.39352
1848 | 0.0005 | 0.39331
1849 | 0.0005 | 0.39303
1850 | 0.0005 | 0.39278
1851 | 0.0005 | 0.39253
1852 | 0.0005 | 0.39225
1853 | 0.0005 | 0.39201
1854 | 0.0005 | 0.39177
1855 | 0.0005 | 0.39155
1856 | 0.0005 | 0.39132
1857 | 0.0005 | 0.39109
1858 | 0.0005 | 0.39082
1859 | 0.0005 | 0.39047
1860 | 0.0005 | 0.39024
1861 | 0.0005 | 0.38998
1862 | 0.0005 | 0.38974
1863 | 0.0005 | 0.38953
1864 | 0.0005 | 0.38924
1865 | 0.0005 | 0.38899
1866 | 0.0005 | 0.3887
1867 | 0.0005 | 0.38838
1868 | 0.0005 | 0.38813
1869 | 0.0005 | 0.38792
1870 | 0.0005 | 0.38761
1871 | 0.0005 | 0.38727
1872 | 0.0005 | 0.3869
1873 | 0.0005 | 0.38662
1874 | 0.0005 | 0.38635
1875 | 0.0005 | 0.38604
1876 | 0.0005 | 0.38576
1877 | 0.0005 | 0.38546
1878 | 0.0005 | 0.38524
1879 | 0.0005 | 0.38489
1880 | 0.0005 | 0.38465
1881 | 0.0005 | 0.38432
1882 | 0.0005 | 0.38404
1883 | 0.0005 | 0.3837
1884 | 0.0005 | 0.38342
1885 | 0.0005 | 0.38311
1886 | 0.0005 | 0.3828
1887 | 0.0005 | 0.38242
1888 | 0.0005 | 0.38206
1889 | 0.0005 | 0.38177
1890 | 0.0005 | 0.38145
1891 | 0.0005 | 0.38106
1892 | 0.0005 | 0.3807
1893 | 0.0005 | 0.38028
1894 | 0.0005 | 0.37989
1895 | 0.0005 | 0.37956
1896 | 0.0005 | 0.3792
1897 | 0.0005 | 0.37868
1898 | 0.0005 | 0.37831
1899 | 0.0005 | 0.37798
1900 | 0.0005 | 0.37767
1901 | 0.0005 | 0.37728
1902 | 0.0005 | 0.37679
1903 | 0.0005 | 0.37625
1904 | 0.0005 | 0.37585
1905 | 0.0005 | 0.37547
1906 | 0.0005 | 0.37511
1907 | 0.0005 | 0.37474
1908 | 0.0005 | 0.37431
1909 | 0.0005 | 0.37396
1910 | 0.0005 | 0.37352
1911 | 0.0005 | 0.37306
1912 | 0.0005 | 0.37267
1913 | 0.0005 | 0.37224
1914 | 0.0005 | 0.37176
1915 | 0.0005 | 0.37141
1916 | 0.0005 | 0.37097
1917 | 0.0005 | 0.37059
1918 | 0.0005 | 0.3701
1919 | 0.0005 | 0.36954
1920 | 0.0005 | 0.36899
1921 | 0.0005 | 0.36852
1922 | 0.0005 | 0.36819
1923 | 0.0005 | 0.36764
1924 | 0.0005 | 0.36711
1925 | 0.0005 | 0.36664
1926 | 0.0005 | 0.36605
1927 | 0.0005 | 0.3655
1928 | 0.0005 | 0.36481
1929 | 0.0005 | 0.36423
1930 | 0.0005 | 0.36365
1931 | 0.0005 | 0.36317
1932 | 0.0005 | 0.3624
1933 | 0.0005 | 0.36163
1934 | 0.0005 | 0.36092
1935 | 0.0005 | 0.36029
1936 | 0.0005 | 0.35966
1937 | 0.0005 | 0.35894
1938 | 0.0005 | 0.35835
1939 | 0.0005 | 0.35747
1940 | 0.0005 | 0.35684
1941 | 0.0005 | 0.35598
1942 | 0.0005 | 0.3552
1943 | 0.0005 | 0.35434
1944 | 0.0005 | 0.35362
1945 | 0.0005 | 0.35261
1946 | 0.0005 | 0.35184
1947 | 0.0005 | 0.35113
1948 | 0.0005 | 0.35043
1949 | 0.0005 | 0.34941
1950 | 0.0005 | 0.34852
1951 | 0.0005 | 0.34743
1952 | 0.0005 | 0.34616
1953 | 0.0005 | 0.34532
1954 | 0.0005 | 0.34431
1955 | 0.0005 | 0.34324
1956 | 0.0005 | 0.34227
1957 | 0.0005 | 0.34117
1958 | 0.0005 | 0.34011
1959 | 0.0005 | 0.33867
1960 | 0.0005 | 0.33772
1961 | 0.0005 | 0.33645
1962 | 0.0005 | 0.33556
1963 | 0.0005 | 0.33443
1964 | 0.0005 | 0.33353
1965 | 0.0005 | 0.33233
1966 | 0.0005 | 0.3309
1967 | 0.0005 | 0.32998
1968 | 0.0005 | 0.32841
1969 | 0.0005 | 0.32711
1970 | 0.0005 | 0.32604
1971 | 0.0005 | 0.32475
1972 | 0.0005 | 0.32327
1973 | 0.0005 | 0.32232
1974 | 0.0005 | 0.32127
1975 | 0.0005 | 0.31966
1976 | 0.0005 | 0.31843
1977 | 0.0005 | 0.31692
1978 | 0.0005 | 0.31562
1979 | 0.0005 | 0.31413
1980 | 0.0005 | 0.31249
1981 | 0.0005 | 0.31124
1982 | 0.0005 | 0.30978
1983 | 0.0005 | 0.30785
1984 | 0.0005 | 0.30647
1985 | 0.0005 | 0.30491
1986 | 0.0005 | 0.30358
1987 | 0.0005 | 0.30211
1988 | 0.0005 | 0.30035
1989 | 0.0005 | 0.29833
1990 | 0.0005 | 0.29613
1991 | 0.0005 | 0.29373
1992 | 0.0005 | 0.29103
1993 | 0.0005 | 0.28837
1994 | 0.0005 | 0.28589
1995 | 0.0005 | 0.28271
1996 | 0.0005 | 0.27962
1997 | 0.0005 | 0.27646
1998 | 0.0005 | 0.27292
1999 | 0.0005 | 0.26621
2000 | 0.0005 | 0.24272

## Failure Rates
MINOR FAILURE RATE (λ)
Section | OCB | SB | 2021 | 2022 | 2023 | 2024 | 2025 | 2026 | 2027 | 2028 | 2029 | 2030 | 2031 | 2032 | 2033 | 2034 | 2035 | 2036 | 2037 | 2038 | 2039 | 2040 | 2041 | 2042 | 2043 | 2044 | 2045 | 2046 | 2047 | 2048 | 2049 | 2050 | 2051 | 2052
1 | 0.00025 | 0.0038 | 0.034203 | 0.034203 | 0.034203 | 0.034203 | 0.034203 | 0.034203 | 0.034203 | 0.034203 | 0.034203 | 0.034203 | 0.034203 | 0.034203 | 0.034203 | 0.034203 | 0.034203 | 0.034203 | 0.034203 | 0.034203 | 0.034203 | 0.034203 | 0.034203 | 0.034203 | 0.034203 | 0.034203 | 0.034203 | 0.034203 | 0.034203 | 0.034203 | 0.034203 | 0.034203 | 0.034203 | 0.034203
2 | 0.00025 | 0.0038 | 0.0038003 | 0.0038003 | 0.0038003 | 0.0038003 | 0.0038003 | 0.0038003 | 0.0038003 | 0.0038003 | 0.0038003 | 0.0038003 | 0.0038003 | 0.0038003 | 0.0038003 | 0.0038003 | 0.0038003 | 0.0038003 | 0.0038003 | 0.0038003 | 0.0038003 | 0.0038003 | 0.0038003 | 0.0038003 | 0.0038003 | 0.0038003 | 0.0038003 | 0.0038003 | 0.0038003 | 0.0038003 | 0.0038003 | 0.0038003 | 0.0038003 | 0.0038003
3 | 0 | 0 | 0 | 0 | 0 | 0 | 0 | 0 | 0 | 0 | 0 | 0 | 0 | 0 | 0 | 0 | 0 | 0 | 0 | 0 | 0 | 0 | 0 | 0 | 0 | 0 | 0 | 0 | 0 | 0 | 0 | 0 | 0 | 0
4 | 0 | 0 | 0 | 0 | 0 | 0 | 0 | 0 | 0 | 0 | 0 | 0 | 0 | 0 | 0 | 0 | 0 | 0 | 0 | 0 | 0 | 0 | 0 | 0 | 0 | 0 | 0 | 0 | 0 | 0 | 0 | 0 | 0 | 0
5 | 0 | 0 | 0 | 0 | 0 | 0 | 0 | 0 | 0 | 0 | 0 | 0 | 0 | 0 | 0 | 0 | 0 | 0 | 0 | 0 | 0 | 0 | 0 | 0 | 0 | 0 | 0 | 0 | 0 | 0 | 0 | 0 | 0 | 0
6 | 0 | 0 | 0 | 0 | 0 | 0 | 0 | 0 | 0 | 0 | 0 | 0 | 0 | 0 | 0 | 0 | 0 | 0 | 0 | 0 | 0 | 0 | 0 | 0 | 0 | 0 | 0 | 0 | 0 | 0 | 0 | 0 | 0 | 0
7 | 0 | 0 | 0 | 0 | 0 | 0 | 0 | 0 | 0 | 0 | 0 | 0 | 0 | 0 | 0 | 0 | 0 | 0 | 0 | 0 | 0 | 0 | 0 | 0 | 0 | 0 | 0 | 0 | 0 | 0 | 0 | 0 | 0 | 0
8 | 0 | 0 | 0 | 0 | 0 | 0 | 0 | 0 | 0 | 0 | 0 | 0 | 0 | 0 | 0 | 0 | 0 | 0 | 0 | 0 | 0 | 0 | 0 | 0 | 0 | 0 | 0 | 0 | 0 | 0 | 0 | 0 | 0 | 0
9 | 0 | 0 | 0 | 0 | 0 | 0 | 0 | 0 | 0 | 0 | 0 | 0 | 0 | 0 | 0 | 0 | 0 | 0 | 0 | 0 | 0 | 0 | 0 | 0 | 0 | 0 | 0 | 0 | 0 | 0 | 0 | 0 | 0 | 0
10 | 0 | 0 | 0 | 0 | 0 | 0 | 0 | 0 | 0 | 0 | 0 | 0 | 0 | 0 | 0 | 0 | 0 | 0 | 0 | 0 | 0 | 0 | 0 | 0 | 0 | 0 | 0 | 0 | 0 | 0 | 0 | 0 | 0 | 0
11 | 0 | 0 | 0 | 0 | 0 | 0 | 0 | 0 | 0 | 0 | 0 | 0 | 0 | 0 | 0 | 0 | 0 | 0 | 0 | 0 | 0 | 0 | 0 | 0 | 0 | 0 | 0 | 0 | 0 | 0 | 0 | 0 | 0 | 0
12 | 0 | 0 | 0 | 0 | 0 | 0 | 0 | 0 | 0 | 0 | 0 | 0 | 0 | 0 | 0 | 0 | 0 | 0 | 0 | 0 | 0 | 0 | 0 | 0 | 0 | 0 | 0 | 0 | 0 | 0 | 0 | 0 | 0 | 0
1 | 0 | 0.0038 | 0.0038 | 0.0038 | 0.0038 | 0.0038 | 0.0038 | 0.0038 | 0.0038 | 0.0038 | 0.0038 | 0.0038 | 0.0038 | 0.0038 | 0.0038 | 0.0038 | 0.0038 | 0.0038 | 0.0038 | 0.0038 | 0.0038 | 0.0038 | 0.0038 | 0.0038 | 0.0038 | 0.0038 | 0.0038 | 0.0038 | 0.0038 | 0.0038 | 0.0038 | 0.0038 | 0.0038 | 0.0038
2 | 0 | 0 | 0 | 0 | 0 | 0 | 0 | 0 | 0 | 0 | 0 | 0 | 0 | 0 | 0 | 0 | 0 | 0 | 0 | 0 | 0 | 0 | 0 | 0 | 0 | 0 | 0 | 0 | 0 | 0 | 0 | 0 | 0 | 0
3 | 0 | 0 | 0 | 0 | 0 | 0 | 0 | 0 | 0 | 0 | 0 | 0 | 0 | 0 | 0 | 0 | 0 | 0 | 0 | 0 | 0 | 0 | 0 | 0 | 0 | 0 | 0 | 0 | 0 | 0 | 0 | 0 | 0 | 0
4 | 0 | 0 | 0 | 0 | 0 | 0 | 0 | 0 | 0 | 0 | 0 | 0 | 0 | 0 | 0 | 0 | 0 | 0 | 0 | 0 | 0 | 0 | 0 | 0 | 0 | 0 | 0 | 0 | 0 | 0 | 0 | 0 | 0 | 0
5 | 0 | 0 | 0 | 0 | 0 | 0 | 0 | 0 | 0 | 0 | 0 | 0 | 0 | 0 | 0 | 0 | 0 | 0 | 0 | 0 | 0 | 0 | 0 | 0 | 0 | 0 | 0 | 0 | 0 | 0 | 0 | 0 | 0 | 0
6 | 0 | 0 | 0 | 0 | 0 | 0 | 0 | 0 | 0 | 0 | 0 | 0 | 0 | 0 | 0 | 0 | 0 | 0 | 0 | 0 | 0 | 0 | 0 | 0 | 0 | 0 | 0 | 0 | 0 | 0 | 0 | 0 | 0 | 0
7 | 0 | 0 | 0 | 0 | 0 | 0 | 0 | 0 | 0 | 0 | 0 | 0 | 0 | 0 | 0 | 0 | 0 | 0 | 0 | 0 | 0 | 0 | 0 | 0 | 0 | 0 | 0 | 0 | 0 | 0 | 0 | 0 | 0 | 0
8 | 0 | 0 | 0 | 0 | 0 | 0 | 0 | 0 | 0 | 0 | 0 | 0 | 0 | 0 | 0 | 0 | 0 | 0 | 0 | 0 | 0 | 0 | 0 | 0 | 0 | 0 | 0 | 0 | 0 | 0 | 0 | 0 | 0 | 0
9 | 0 | 0 | 0 | 0 | 0 | 0 | 0 | 0 | 0 | 0 | 0 | 0 | 0 | 0 | 0 | 0 | 0 | 0 | 0 | 0 | 0 | 0 | 0 | 0 | 0 | 0 | 0 | 0 | 0 | 0 | 0 | 0 | 0 | 0
10 | 0 | 0 | 0 | 0 | 0 | 0 | 0 | 0 | 0 | 0 | 0 | 0 | 0 | 0 | 0 | 0 | 0 | 0 | 0 | 0 | 0 | 0 | 0 | 0 | 0 | 0 | 0 | 0 | 0 | 0 | 0 | 0 | 0 | 0
11 | 0 | 0 | 0 | 0 | 0 | 0 | 0 | 0 | 0 | 0 | 0 | 0 | 0 | 0 | 0 | 0 | 0 | 0 | 0 | 0 | 0 | 0 | 0 | 0 | 0 | 0 | 0 | 0 | 0 | 0 | 0 | 0 | 0 | 0
12 | 0 | 0 | 0 | 0 | 0 | 0 | 0 | 0 | 0 | 0 | 0 | 0 | 0 | 0 | 0 | 0 | 0 | 0 | 0 | 0 | 0 | 0 | 0 | 0 | 0 | 0 | 0 | 0 | 0 | 0 | 0 | 0 | 0 | 0
13 | 0 | 0 | 0 | 0 | 0 | 0 | 0 | 0 | 0 | 0 | 0 | 0 | 0 | 0 | 0 | 0 | 0 | 0 | 0 | 0 | 0 | 0 | 0 | 0 | 0 | 0 | 0 | 0 | 0 | 0 | 0 | 0 | 0 | 0
Section | Shape | Scale | MAJOR FAILURE RATE (λ)
1 | 6.0574 | 90.2962 | 0.04484 | 0.0492 | 0.053894 | 0.058941 | 0.06436 | 0.070172 | 0.076397 | 0.083058 | 0.090178 | 0.097778 | 0.10588 | 0.11452 | 0.12371 | 0.13349 | 0.14388 | 0.1549 | 0.16659 | 0.17898 | 0.1921 | 0.20598 | 0.22065 | 0.23615 | 0.25251 | 0.26977 | 0.28796 | 0.30713 | 0.3273 | 0.34852 | 0.37083 | 0.39428 | 0.4189 | 0.44473
2 | 6.0574 | 90.2962 | 0.0049822 | 0.0054667 | 0.0059883 | 0.006549 | 0.0071511 | 0.0077969 | 0.0084886 | 0.0092287 | 0.01002 | 0.010864 | 0.011765 | 0.012725 | 0.013746 | 0.014832 | 0.015986 | 0.017211 | 0.01851 | 0.019887 | 0.021345 | 0.022887 | 0.024517 | 0.026239 | 0.028057 | 0.029975 | 0.031996 | 0.034125 | 0.036366 | 0.038725 | 0.041204 | 0.043809 | 0.046544 | 0.049415
3 | 0 | 0 | 0 | 0 | 0 | 0 | 0 | 0 | 0 | 0 | 0 | 0 | 0 | 0 | 0 | 0 | 0 | 0 | 0 | 0 | 0 | 0 | 0 | 0 | 0 | 0 | 0 | 0 | 0 | 0 | 0 | 0 | 0 | 0
4 | 0 | 0 | 0 | 0 | 0 | 0 | 0 | 0 | 0 | 0 | 0 | 0 | 0 | 0 | 0 | 0 | 0 | 0 | 0 | 0 | 0 | 0 | 0 | 0 | 0 | 0 | 0 | 0 | 0 | 0 | 0 | 0 | 0 | 0
5 | 0 | 0 | 0 | 0 | 0 | 0 | 0 | 0 | 0 | 0 | 0 | 0 | 0 | 0 | 0 | 0 | 0 | 0 | 0 | 0 | 0 | 0 | 0 | 0 | 0 | 0 | 0 | 0 | 0 | 0 | 0 | 0 | 0 | 0
6 | 0 | 0 | 0 | 0 | 0 | 0 | 0 | 0 | 0 | 0 | 0 | 0 | 0 | 0 | 0 | 0 | 0 | 0 | 0 | 0 | 0 | 0 | 0 | 0 | 0 | 0 | 0 | 0 | 0 | 0 | 0 | 0 | 0 | 0
7 | 0 | 0 | 0 | 0 | 0 | 0 | 0 | 0 | 0 | 0 | 0 | 0 | 0 | 0 | 0 | 0 | 0 | 0 | 0 | 0 | 0 | 0 | 0 | 0 | 0 | 0 | 0 | 0 | 0 | 0 | 0 | 0 | 0 | 0
8 | 0 | 0 | 0 | 0 | 0 | 0 | 0 | 0 | 0 | 0 | 0 | 0 | 0 | 0 | 0 | 0 | 0 | 0 | 0 | 0 | 0 | 0 | 0 | 0 | 0 | 0 | 0 | 0 | 0 | 0 | 0 | 0 | 0 | 0
9 | 0 | 0 | 0 | 0 | 0 | 0 | 0 | 0 | 0 | 0 | 0 | 0 | 0 | 0 | 0 | 0 | 0 | 0 | 0 | 0 | 0 | 0 | 0 | 0 | 0 | 0 | 0 | 0 | 0 | 0 | 0 | 0 | 0 | 0
10 | 0 | 0 | 0 | 0 | 0 | 0 | 0 | 0 | 0 | 0 | 0 | 0 | 0 | 0 | 0 | 0 | 0 | 0 | 0 | 0 | 0 | 0 | 0 | 0 | 0 | 0 | 0 | 0 | 0 | 0 | 0 | 0 | 0 | 0
11 | 0 | 0 | 0 | 0 | 0 | 0 | 0 | 0 | 0 | 0 | 0 | 0 | 0 | 0 | 0 | 0 | 0 | 0 | 0 | 0 | 0 | 0 | 0 | 0 | 0 | 0 | 0 | 0 | 0 | 0 | 0 | 0 | 0 | 0
12 | 0 | 0 | 0 | 0 | 0 | 0 | 0 | 0 | 0 | 0 | 0 | 0 | 0 | 0 | 0 | 0 | 0 | 0 | 0 | 0 | 0 | 0 | 0 | 0 | 0 | 0 | 0 | 0 | 0 | 0 | 0 | 0 | 0 | 0
1 | 6.0574 | 90.2962 | 0.0049822 | 0.0054667 | 0.0059883 | 0.006549 | 0.0071511 | 0.0077969 | 0.0084886 | 0.0092287 | 0.01002 | 0.010864 | 0.011765 | 0.012725 | 0.013746 | 0.014832 | 0.015986 | 0.017211 | 0.01851 | 0.019887 | 0.021345 | 0.022887 | 0.024517 | 0.026239 | 0.028057 | 0.029975 | 0.031996 | 0.034125 | 0.036366 | 0.038725 | 0.041204 | 0.043809 | 0.046544 | 0.049415
2 | 0 | 0 | 0 | 0 | 0 | 0 | 0 | 0 | 0 | 0 | 0 | 0 | 0 | 0 | 0 | 0 | 0 | 0 | 0 | 0 | 0 | 0 | 0 | 0 | 0 | 0 | 0 | 0 | 0 | 0 | 0 | 0 | 0 | 0
3 | 0 | 0 | 0 | 0 | 0 | 0 | 0 | 0 | 0 | 0 | 0 | 0 | 0 | 0 | 0 | 0 | 0 | 0 | 0 | 0 | 0 | 0 | 0 | 0 | 0 | 0 | 0 | 0 | 0 | 0 | 0 | 0 | 0 | 0
4 | 0 | 0 | 0 | 0 | 0 | 0 | 0 | 0 | 0 | 0 | 0 | 0 | 0 | 0 | 0 | 0 | 0 | 0 | 0 | 0 | 0 | 0 | 0 | 0 | 0 | 0 | 0 | 0 | 0 | 0 | 0 | 0 | 0 | 0
5 | 0 | 0 | 0 | 0 | 0 | 0 | 0 | 0 | 0 | 0 | 0 | 0 | 0 | 0 | 0 | 0 | 0 | 0 | 0 | 0 | 0 | 0 | 0 | 0 | 0 | 0 | 0 | 0 | 0 | 0 | 0 | 0 | 0 | 0
6 | 0 | 0 | 0 | 0 | 0 | 0 | 0 | 0 | 0 | 0 | 0 | 0 | 0 | 0 | 0 | 0 | 0 | 0 | 0 | 0 | 0 | 0 | 0 | 0 | 0 | 0 | 0 | 0 | 0 | 0 | 0 | 0 | 0 | 0
7 | 0 | 0 | 0 | 0 | 0 | 0 | 0 | 0 | 0 | 0 | 0 | 0 | 0 | 0 | 0 | 0 | 0 | 0 | 0 | 0 | 0 | 0 | 0 | 0 | 0 | 0 | 0 | 0 | 0 | 0 | 0 | 0 | 0 | 0
8 | 0 | 0 | 0 | 0 | 0 | 0 | 0 | 0 | 0 | 0 | 0 | 0 | 0 | 0 | 0 | 0 | 0 | 0 | 0 | 0 | 0 | 0 | 0 | 0 | 0 | 0 | 0 | 0 | 0 | 0 | 0 | 0 | 0 | 0
9 | 0 | 0 | 0 | 0 | 0 | 0 | 0 | 0 | 0 | 0 | 0 | 0 | 0 | 0 | 0 | 0 | 0 | 0 | 0 | 0 | 0 | 0 | 0 | 0 | 0 | 0 | 0 | 0 | 0 | 0 | 0 | 0 | 0 | 0
10 | 0 | 0 | 0 | 0 | 0 | 0 | 0 | 0 | 0 | 0 | 0 | 0 | 0 | 0 | 0 | 0 | 0 | 0 | 0 | 0 | 0 | 0 | 0 | 0 | 0 | 0 | 0 | 0 | 0 | 0 | 0 | 0 | 0 | 0
11 | 0 | 0 | 0 | 0 | 0 | 0 | 0 | 0 | 0 | 0 | 0 | 0 | 0 | 0 | 0 | 0 | 0 | 0 | 0 | 0 | 0 | 0 | 0 | 0 | 0 | 0 | 0 | 0 | 0 | 0 | 0 | 0 | 0 | 0
12 | 0 | 0 | 0 | 0 | 0 | 0 | 0 | 0 | 0 | 0 | 0 | 0 | 0 | 0 | 0 | 0 | 0 | 0 | 0 | 0 | 0 | 0 | 0 | 0 | 0 | 0 | 0 | 0 | 0 | 0 | 0 | 0 | 0 | 0
MINOR FAILURE FREQUENCY (f)
Section |  |  | 2021 | 2022 | 2023 | 2024 | 2025 | 2026 | 2027 | 2028 | 2029 | 2030 | 2031 | 2032 | 2033 | 2034 | 2035 | 2036 | 2037 | 2038 | 2039 | 2040 | 2041 | 2042 | 2043 | 2044 | 2045 | 2046 | 2047 | 2048 | 2049 | 2050 | 2051 | 2052
1 |  |  | 0.0342 | 0.0342 | 0.0342 | 0.0342 | 0.0342 | 0.0342 | 0.0342 | 0.0342 | 0.0342 | 0.0342 | 0.0342 | 0.0342 | 0.0342 | 0.0342 | 0.0342 | 0.0342 | 0.0342 | 0.0342 | 0.0342 | 0.0342 | 0.0342 | 0.0342 | 0.0342 | 0.0342 | 0.0342 | 0.0342 | 0.0342 | 0.0342 | 0.0342 | 0.0342 | 0.0342 | 0.0342
2 |  |  | 0.0038 | 0.0038 | 0.0038 | 0.0038 | 0.0038 | 0.0038 | 0.0038 | 0.0038 | 0.0038 | 0.0038 | 0.0038 | 0.0038 | 0.0038 | 0.0038 | 0.0038 | 0.0038 | 0.0038 | 0.0038 | 0.0038 | 0.0038 | 0.0038 | 0.0038 | 0.0038 | 0.0038 | 0.0038 | 0.0038 | 0.0038 | 0.0038 | 0.0038 | 0.0038 | 0.0038 | 0.0038
3 |  |  | 0 | 0 | 0 | 0 | 0 | 0 | 0 | 0 | 0 | 0 | 0 | 0 | 0 | 0 | 0 | 0 | 0 | 0 | 0 | 0 | 0 | 0 | 0 | 0 | 0 | 0 | 0 | 0 | 0 | 0 | 0 | 0
4 |  |  | 0 | 0 | 0 | 0 | 0 | 0 | 0 | 0 | 0 | 0 | 0 | 0 | 0 | 0 | 0 | 0 | 0 | 0 | 0 | 0 | 0 | 0 | 0 | 0 | 0 | 0 | 0 | 0 | 0 | 0 | 0 | 0
5 |  |  | 0 | 0 | 0 | 0 | 0 | 0 | 0 | 0 | 0 | 0 | 0 | 0 | 0 | 0 | 0 | 0 | 0 | 0 | 0 | 0 | 0 | 0 | 0 | 0 | 0 | 0 | 0 | 0 | 0 | 0 | 0 | 0
6 |  |  | 0 | 0 | 0 | 0 | 0 | 0 | 0 | 0 | 0 | 0 | 0 | 0 | 0 | 0 | 0 | 0 | 0 | 0 | 0 | 0 | 0 | 0 | 0 | 0 | 0 | 0 | 0 | 0 | 0 | 0 | 0 | 0
7 |  |  | 0 | 0 | 0 | 0 | 0 | 0 | 0 | 0 | 0 | 0 | 0 | 0 | 0 | 0 | 0 | 0 | 0 | 0 | 0 | 0 | 0 | 0 | 0 | 0 | 0 | 0 | 0 | 0 | 0 | 0 | 0 | 0
8 |  |  | 0 | 0 | 0 | 0 | 0 | 0 | 0 | 0 | 0 | 0 | 0 | 0 | 0 | 0 | 0 | 0 | 0 | 0 | 0 | 0 | 0 | 0 | 0 | 0 | 0 | 0 | 0 | 0 | 0 | 0 | 0 | 0
9 |  |  | 0 | 0 | 0 | 0 | 0 | 0 | 0 | 0 | 0 | 0 | 0 | 0 | 0 | 0 | 0 | 0 | 0 | 0 | 0 | 0 | 0 | 0 | 0 | 0 | 0 | 0 | 0 | 0 | 0 | 0 | 0 | 0
10 |  |  | 0 | 0 | 0 | 0 | 0 | 0 | 0 | 0 | 0 | 0 | 0 | 0 | 0 | 0 | 0 | 0 | 0 | 0 | 0 | 0 | 0 | 0 | 0 | 0 | 0 | 0 | 0 | 0 | 0 | 0 | 0 | 0
11 |  |  | 0 | 0 | 0 | 0 | 0 | 0 | 0 | 0 | 0 | 0 | 0 | 0 | 0 | 0 | 0 | 0 | 0 | 0 | 0 | 0 | 0 | 0 | 0 | 0 | 0 | 0 | 0 | 0 | 0 | 0 | 0 | 0
12 |  |  | 0 | 0 | 0 | 0 | 0 | 0 | 0 | 0 | 0 | 0 | 0 | 0 | 0 | 0 | 0 | 0 | 0 | 0 | 0 | 0 | 0 | 0 | 0 | 0 | 0 | 0 | 0 | 0 | 0 | 0 | 0 | 0
1 |  |  | 0.0037997 | 0.0037997 | 0.0037997 | 0.0037997 | 0.0037997 | 0.0037997 | 0.0037997 | 0.0037997 | 0.0037997 | 0.0037997 | 0.0037997 | 0.0037997 | 0.0037997 | 0.0037997 | 0.0037997 | 0.0037997 | 0.0037997 | 0.0037997 | 0.0037997 | 0.0037997 | 0.0037997 | 0.0037997 | 0.0037997 | 0.0037997 | 0.0037997 | 0.0037997 | 0.0037997 | 0.0037997 | 0.0037997 | 0.0037997 | 0.0037997 | 0.0037997
2 |  |  | 0 | 0 | 0 | 0 | 0 | 0 | 0 | 0 | 0 | 0 | 0 | 0 | 0 | 0 | 0 | 0 | 0 | 0 | 0 | 0 | 0 | 0 | 0 | 0 | 0 | 0 | 0 | 0 | 0 | 0 | 0 | 0
3 |  |  | 0 | 0 | 0 | 0 | 0 | 0 | 0 | 0 | 0 | 0 | 0 | 0 | 0 | 0 | 0 | 0 | 0 | 0 | 0 | 0 | 0 | 0 | 0 | 0 | 0 | 0 | 0 | 0 | 0 | 0 | 0 | 0
4 |  |  | 0 | 0 | 0 | 0 | 0 | 0 | 0 | 0 | 0 | 0 | 0 | 0 | 0 | 0 | 0 | 0 | 0 | 0 | 0 | 0 | 0 | 0 | 0 | 0 | 0 | 0 | 0 | 0 | 0 | 0 | 0 | 0
5 |  |  | 0 | 0 | 0 | 0 | 0 | 0 | 0 | 0 | 0 | 0 | 0 | 0 | 0 | 0 | 0 | 0 | 0 | 0 | 0 | 0 | 0 | 0 | 0 | 0 | 0 | 0 | 0 | 0 | 0 | 0 | 0 | 0
6 |  |  | 0 | 0 | 0 | 0 | 0 | 0 | 0 | 0 | 0 | 0 | 0 | 0 | 0 | 0 | 0 | 0 | 0 | 0 | 0 | 0 | 0 | 0 | 0 | 0 | 0 | 0 | 0 | 0 | 0 | 0 | 0 | 0
7 |  |  | 0 | 0 | 0 | 0 | 0 | 0 | 0 | 0 | 0 | 0 | 0 | 0 | 0 | 0 | 0 | 0 | 0 | 0 | 0 | 0 | 0 | 0 | 0 | 0 | 0 | 0 | 0 | 0 | 0 | 0 | 0 | 0
8 |  |  | 0 | 0 | 0 | 0 | 0 | 0 | 0 | 0 | 0 | 0 | 0 | 0 | 0 | 0 | 0 | 0 | 0 | 0 | 0 | 0 | 0 | 0 | 0 | 0 | 0 | 0 | 0 | 0 | 0 | 0 | 0 | 0
9 |  |  | 0 | 0 | 0 | 0 | 0 | 0 | 0 | 0 | 0 | 0 | 0 | 0 | 0 | 0 | 0 | 0 | 0 | 0 | 0 | 0 | 0 | 0 | 0 | 0 | 0 | 0 | 0 | 0 | 0 | 0 | 0 | 0
10 |  |  | 0 | 0 | 0 | 0 | 0 | 0 | 0 | 0 | 0 | 0 | 0 | 0 | 0 | 0 | 0 | 0 | 0 | 0 | 0 | 0 | 0 | 0 | 0 | 0 | 0 | 0 | 0 | 0 | 0 | 0 | 0 | 0
11 |  |  | 0 | 0 | 0 | 0 | 0 | 0 | 0 | 0 | 0 | 0 | 0 | 0 | 0 | 0 | 0 | 0 | 0 | 0 | 0 | 0 | 0 | 0 | 0 | 0 | 0 | 0 | 0 | 0 | 0 | 0 | 0 | 0
12 |  |  | 0 | 0 | 0 | 0 | 0 | 0 | 0 | 0 | 0 | 0 | 0 | 0 | 0 | 0 | 0 | 0 | 0 | 0 | 0 | 0 | 0 | 0 | 0 | 0 | 0 | 0 | 0 | 0 | 0 | 0 | 0 | 0
Section |  |  | MINOR FAILURE FREQUENCY (f) 2021: MAJOR FAILURE FREQUENCY (f)
1 |  |  | 0.044746 | 0.049088 | 0.053759 | 0.05878 | 0.064168 | 0.069943 | 0.076127 | 0.082738 | 0.0898 | 0.097335 | 0.10536 | 0.11391 | 0.123 | 0.13266 | 0.14292 | 0.15379 | 0.16531 | 0.1775 | 0.1904 | 0.20402 | 0.21841 | 0.23358 | 0.24958 | 0.26642 | 0.28415 | 0.30279 | 0.32238 | 0.34295 | 0.36454 | 0.38717 | 0.41088 | 0.43571
2 |  |  | 0.0049811 | 0.0054653 | 0.0059866 | 0.006547 | 0.0071487 | 0.0077941 | 0.0084852 | 0.0092247 | 0.010015 | 0.010859 | 0.011758 | 0.012717 | 0.013737 | 0.014822 | 0.015974 | 0.017197 | 0.018494 | 0.019869 | 0.021323 | 0.022862 | 0.024489 | 0.026207 | 0.02802 | 0.029933 | 0.031948 | 0.034071 | 0.036305 | 0.038655 | 0.041125 | 0.043719 | 0.046443 | 0.049301
3 |  |  | 0 | 0 | 0 | 0 | 0 | 0 | 0 | 0 | 0 | 0 | 0 | 0 | 0 | 0 | 0 | 0 | 0 | 0 | 0 | 0 | 0 | 0 | 0 | 0 | 0 | 0 | 0 | 0 | 0 | 0 | 0 | 0
4 |  |  | 0 | 0 | 0 | 0 | 0 | 0 | 0 | 0 | 0 | 0 | 0 | 0 | 0 | 0 | 0 | 0 | 0 | 0 | 0 | 0 | 0 | 0 | 0 | 0 | 0 | 0 | 0 | 0 | 0 | 0 | 0 | 0
5 |  |  | 0 | 0 | 0 | 0 | 0 | 0 | 0 | 0 | 0 | 0 | 0 | 0 | 0 | 0 | 0 | 0 | 0 | 0 | 0 | 0 | 0 | 0 | 0 | 0 | 0 | 0 | 0 | 0 | 0 | 0 | 0 | 0
6 |  |  | 0 | 0 | 0 | 0 | 0 | 0 | 0 | 0 | 0 | 0 | 0 | 0 | 0 | 0 | 0 | 0 | 0 | 0 | 0 | 0 | 0 | 0 | 0 | 0 | 0 | 0 | 0 | 0 | 0 | 0 | 0 | 0
7 |  |  | 0 | 0 | 0 | 0 | 0 | 0 | 0 | 0 | 0 | 0 | 0 | 0 | 0 | 0 | 0 | 0 | 0 | 0 | 0 | 0 | 0 | 0 | 0 | 0 | 0 | 0 | 0 | 0 | 0 | 0 | 0 | 0
8 |  |  | 0 | 0 | 0 | 0 | 0 | 0 | 0 | 0 | 0 | 0 | 0 | 0 | 0 | 0 | 0 | 0 | 0 | 0 | 0 | 0 | 0 | 0 | 0 | 0 | 0 | 0 | 0 | 0 | 0 | 0 | 0 | 0
9 |  |  | 0 | 0 | 0 | 0 | 0 | 0 | 0 | 0 | 0 | 0 | 0 | 0 | 0 | 0 | 0 | 0 | 0 | 0 | 0 | 0 | 0 | 0 | 0 | 0 | 0 | 0 | 0 | 0 | 0 | 0 | 0 | 0
10 |  |  | 0 | 0 | 0 | 0 | 0 | 0 | 0 | 0 | 0 | 0 | 0 | 0 | 0 | 0 | 0 | 0 | 0 | 0 | 0 | 0 | 0 | 0 | 0 | 0 | 0 | 0 | 0 | 0 | 0 | 0 | 0 | 0
11 |  |  | 0 | 0 | 0 | 0 | 0 | 0 | 0 | 0 | 0 | 0 | 0 | 0 | 0 | 0 | 0 | 0 | 0 | 0 | 0 | 0 | 0 | 0 | 0 | 0 | 0 | 0 | 0 | 0 | 0 | 0 | 0 | 0
12 |  |  | 0 | 0 | 0 | 0 | 0 | 0 | 0 | 0 | 0 | 0 | 0 | 0 | 0 | 0 | 0 | 0 | 0 | 0 | 0 | 0 | 0 | 0 | 0 | 0 | 0 | 0 | 0 | 0 | 0 | 0 | 0 | 0
1 |  |  | 0.0049811 | 0.0054653 | 0.0059866 | 0.006547 | 0.0071487 | 0.0077941 | 0.0084852 | 0.0092247 | 0.010015 | 0.010859 | 0.011758 | 0.012717 | 0.013737 | 0.014822 | 0.015974 | 0.017197 | 0.018494 | 0.019869 | 0.021323 | 0.022862 | 0.024489 | 0.026207 | 0.02802 | 0.029933 | 0.031948 | 0.034071 | 0.036305 | 0.038655 | 0.041125 | 0.043719 | 0.046443 | 0.049301
2 |  |  | 0 | 0 | 0 | 0 | 0 | 0 | 0 | 0 | 0 | 0 | 0 | 0 | 0 | 0 | 0 | 0 | 0 | 0 | 0 | 0 | 0 | 0 | 0 | 0 | 0 | 0 | 0 | 0 | 0 | 0 | 0 | 0
3 |  |  | 0 | 0 | 0 | 0 | 0 | 0 | 0 | 0 | 0 | 0 | 0 | 0 | 0 | 0 | 0 | 0 | 0 | 0 | 0 | 0 | 0 | 0 | 0 | 0 | 0 | 0 | 0 | 0 | 0 | 0 | 0 | 0
4 |  |  | 0 | 0 | 0 | 0 | 0 | 0 | 0 | 0 | 0 | 0 | 0 | 0 | 0 | 0 | 0 | 0 | 0 | 0 | 0 | 0 | 0 | 0 | 0 | 0 | 0 | 0 | 0 | 0 | 0 | 0 | 0 | 0
5 |  |  | 0 | 0 | 0 | 0 | 0 | 0 | 0 | 0 | 0 | 0 | 0 | 0 | 0 | 0 | 0 | 0 | 0 | 0 | 0 | 0 | 0 | 0 | 0 | 0 | 0 | 0 | 0 | 0 | 0 | 0 | 0 | 0
6 |  |  | 0 | 0 | 0 | 0 | 0 | 0 | 0 | 0 | 0 | 0 | 0 | 0 | 0 | 0 | 0 | 0 | 0 | 0 | 0 | 0 | 0 | 0 | 0 | 0 | 0 | 0 | 0 | 0 | 0 | 0 | 0 | 0
7 |  |  | 0 | 0 | 0 | 0 | 0 | 0 | 0 | 0 | 0 | 0 | 0 | 0 | 0 | 0 | 0 | 0 | 0 | 0 | 0 | 0 | 0 | 0 | 0 | 0 | 0 | 0 | 0 | 0 | 0 | 0 | 0 | 0
8 |  |  | 0 | 0 | 0 | 0 | 0 | 0 | 0 | 0 | 0 | 0 | 0 | 0 | 0 | 0 | 0 | 0 | 0 | 0 | 0 | 0 | 0 | 0 | 0 | 0 | 0 | 0 | 0 | 0 | 0 | 0 | 0 | 0
9 |  |  | 0 | 0 | 0 | 0 | 0 | 0 | 0 | 0 | 0 | 0 | 0 | 0 | 0 | 0 | 0 | 0 | 0 | 0 | 0 | 0 | 0 | 0 | 0 | 0 | 0 | 0 | 0 | 0 | 0 | 0 | 0 | 0
10 |  |  | 0 | 0 | 0 | 0 | 0 | 0 | 0 | 0 | 0 | 0 | 0 | 0 | 0 | 0 | 0 | 0 | 0 | 0 | 0 | 0 | 0 | 0 | 0 | 0 | 0 | 0 | 0 | 0 | 0 | 0 | 0 | 0
11 |  |  | 0 | 0 | 0 | 0 | 0 | 0 | 0 | 0 | 0 | 0 | 0 | 0 | 0 | 0 | 0 | 0 | 0 | 0 | 0 | 0 | 0 | 0 | 0 | 0 | 0 | 0 | 0 | 0 | 0 | 0 | 0 | 0
12 |  |  | 0 | 0 | 0 | 0 | 0 | 0 | 0 | 0 | 0 | 0 | 0 | 0 | 0 | 0 | 0 | 0 | 0 | 0 | 0 | 0 | 0 | 0 | 0 | 0 | 0 | 0 | 0 | 0 | 0 | 0 | 0 | 0

## Unavaialbility
|  |  |  | Summer | [33 empty] | Winter
|  |  |  | 2021 | 2022 | 2023 | 2024 | 2025 | 2026 | 2027 | 2028 | 2029 | 2030 | 2031 | 2032 | 2033 | 2034 | 2035 | 2036 | 2037 | 2038 | 2039 | 2040 | 2041 | 2042 | 2043 | 2044 | 2045 | 2046 | 2047 | 2048 | 2049 | 2050 | 2051 | 2052 |  |  | 2021 | 2022 | 2023 | 2024 | 2025 | 2026 | 2027 | 2028 | 2029 | 2030 | 2031 | 2032 | 2033 | 2034 | 2035 | 2036 | 2037 | 2038 | 2039 | 2040 | 2041 | 2042 | 2043 | 2044 | 2045 | 2046 | 2047 | 2048 | 2049 | 2050 | 2051 | 2052
Unavailability | Section 1 |  |  | 0.29085 | 0.31907 | 0.34944 | 0.38207 | 0.41709 | 0.45463 | 0.49482 | 0.5378 | 0.5837 | 0.63268 | 0.68487 | 0.74044 | 0.79953 | 0.86232 | 0.92897 | 0.99964 | 1.0745 | 1.1538 | 1.2376 | 1.3261 | 1.4197 | 1.5183 | 1.6223 | 1.7318 | 1.847 | 1.9682 | 2.0955 | 2.2292 | 2.3695 | 2.5166 | 2.6707 | 2.8321 |  |  | 0 | 0 | 0 | 0 | 0 | 0 | 0 | 0 | 0 | 0 | 0 | 0 | 0 | 0 | 0 | 0 | 0 | 0 | 0 | 0 | 0 | 0 | 0 | 0 | 0 | 0 | 0 | 0 | 0 | 0 | 0 | 0
(Major Pre Switching) | Section 2 |  |  | 0.0099621 | 0.010931 | 0.011973 | 0.013094 | 0.014297 | 0.015588 | 0.01697 | 0.018449 | 0.02003 | 0.021717 | 0.023517 | 0.025434 | 0.027474 | 0.029644 | 0.031949 | 0.034395 | 0.036989 | 0.039737 | 0.042647 | 0.045725 | 0.048978 | 0.052414 | 0.056041 | 0.059865 | 0.063896 | 0.068142 | 0.07261 | 0.07731 | 0.08225 | 0.087439 | 0.092887 | 0.098603 |  |  | 0 | 0 | 0 | 0 | 0 | 0 | 0 | 0 | 0 | 0 | 0 | 0 | 0 | 0 | 0 | 0 | 0 | 0 | 0 | 0 | 0 | 0 | 0 | 0 | 0 | 0 | 0 | 0 | 0 | 0 | 0 | 0
Hrs/Year | Section 3 |  |  | 0 | 0 | 0 | 0 | 0 | 0 | 0 | 0 | 0 | 0 | 0 | 0 | 0 | 0 | 0 | 0 | 0 | 0 | 0 | 0 | 0 | 0 | 0 | 0 | 0 | 0 | 0 | 0 | 0 | 0 | 0 | 0 |  |  | 0 | 0 | 0 | 0 | 0 | 0 | 0 | 0 | 0 | 0 | 0 | 0 | 0 | 0 | 0 | 0 | 0 | 0 | 0 | 0 | 0 | 0 | 0 | 0 | 0 | 0 | 0 | 0 | 0 | 0 | 0 | 0
| Section 4 |  |  | 0 | 0 | 0 | 0 | 0 | 0 | 0 | 0 | 0 | 0 | 0 | 0 | 0 | 0 | 0 | 0 | 0 | 0 | 0 | 0 | 0 | 0 | 0 | 0 | 0 | 0 | 0 | 0 | 0 | 0 | 0 | 0 |  |  | 0 | 0 | 0 | 0 | 0 | 0 | 0 | 0 | 0 | 0 | 0 | 0 | 0 | 0 | 0 | 0 | 0 | 0 | 0 | 0 | 0 | 0 | 0 | 0 | 0 | 0 | 0 | 0 | 0 | 0 | 0 | 0
| Section 5 |  |  | 0 | 0 | 0 | 0 | 0 | 0 | 0 | 0 | 0 | 0 | 0 | 0 | 0 | 0 | 0 | 0 | 0 | 0 | 0 | 0 | 0 | 0 | 0 | 0 | 0 | 0 | 0 | 0 | 0 | 0 | 0 | 0 |  |  | 0 | 0 | 0 | 0 | 0 | 0 | 0 | 0 | 0 | 0 | 0 | 0 | 0 | 0 | 0 | 0 | 0 | 0 | 0 | 0 | 0 | 0 | 0 | 0 | 0 | 0 | 0 | 0 | 0 | 0 | 0 | 0
| Section 6 |  |  | 0 | 0 | 0 | 0 | 0 | 0 | 0 | 0 | 0 | 0 | 0 | 0 | 0 | 0 | 0 | 0 | 0 | 0 | 0 | 0 | 0 | 0 | 0 | 0 | 0 | 0 | 0 | 0 | 0 | 0 | 0 | 0 |  |  | 0 | 0 | 0 | 0 | 0 | 0 | 0 | 0 | 0 | 0 | 0 | 0 | 0 | 0 | 0 | 0 | 0 | 0 | 0 | 0 | 0 | 0 | 0 | 0 | 0 | 0 | 0 | 0 | 0 | 0 | 0 | 0
| Section 7 |  |  | 0 | 0 | 0 | 0 | 0 | 0 | 0 | 0 | 0 | 0 | 0 | 0 | 0 | 0 | 0 | 0 | 0 | 0 | 0 | 0 | 0 | 0 | 0 | 0 | 0 | 0 | 0 | 0 | 0 | 0 | 0 | 0 |  |  | 0 | 0 | 0 | 0 | 0 | 0 | 0 | 0 | 0 | 0 | 0 | 0 | 0 | 0 | 0 | 0 | 0 | 0 | 0 | 0 | 0 | 0 | 0 | 0 | 0 | 0 | 0 | 0 | 0 | 0 | 0 | 0
| Section 8 |  |  | 0 | 0 | 0 | 0 | 0 | 0 | 0 | 0 | 0 | 0 | 0 | 0 | 0 | 0 | 0 | 0 | 0 | 0 | 0 | 0 | 0 | 0 | 0 | 0 | 0 | 0 | 0 | 0 | 0 | 0 | 0 | 0 |  |  | 0 | 0 | 0 | 0 | 0 | 0 | 0 | 0 | 0 | 0 | 0 | 0 | 0 | 0 | 0 | 0 | 0 | 0 | 0 | 0 | 0 | 0 | 0 | 0 | 0 | 0 | 0 | 0 | 0 | 0 | 0 | 0
| Section 9 |  |  | 0 | 0 | 0 | 0 | 0 | 0 | 0 | 0 | 0 | 0 | 0 | 0 | 0 | 0 | 0 | 0 | 0 | 0 | 0 | 0 | 0 | 0 | 0 | 0 | 0 | 0 | 0 | 0 | 0 | 0 | 0 | 0 |  |  | 0 | 0 | 0 | 0 | 0 | 0 | 0 | 0 | 0 | 0 | 0 | 0 | 0 | 0 | 0 | 0 | 0 | 0 | 0 | 0 | 0 | 0 | 0 | 0 | 0 | 0 | 0 | 0 | 0 | 0 | 0 | 0
| Section 10 |  |  | 0 | 0 | 0 | 0 | 0 | 0 | 0 | 0 | 0 | 0 | 0 | 0 | 0 | 0 | 0 | 0 | 0 | 0 | 0 | 0 | 0 | 0 | 0 | 0 | 0 | 0 | 0 | 0 | 0 | 0 | 0 | 0 |  |  | 0 | 0 | 0 | 0 | 0 | 0 | 0 | 0 | 0 | 0 | 0 | 0 | 0 | 0 | 0 | 0 | 0 | 0 | 0 | 0 | 0 | 0 | 0 | 0 | 0 | 0 | 0 | 0 | 0 | 0 | 0 | 0
| Section 11 |  |  | 0 | 0 | 0 | 0 | 0 | 0 | 0 | 0 | 0 | 0 | 0 | 0 | 0 | 0 | 0 | 0 | 0 | 0 | 0 | 0 | 0 | 0 | 0 | 0 | 0 | 0 | 0 | 0 | 0 | 0 | 0 | 0 |  |  | 0 | 0 | 0 | 0 | 0 | 0 | 0 | 0 | 0 | 0 | 0 | 0 | 0 | 0 | 0 | 0 | 0 | 0 | 0 | 0 | 0 | 0 | 0 | 0 | 0 | 0 | 0 | 0 | 0 | 0 | 0 | 0
| Section 12 |  |  | 0 | 0 | 0 | 0 | 0 | 0 | 0 | 0 | 0 | 0 | 0 | 0 | 0 | 0 | 0 | 0 | 0 | 0 | 0 | 0 | 0 | 0 | 0 | 0 | 0 | 0 | 0 | 0 | 0 | 0 | 0 | 0 |  |  | 0 | 0 | 0 | 0 | 0 | 0 | 0 | 0 | 0 | 0 | 0 | 0 | 0 | 0 | 0 | 0 | 0 | 0 | 0 | 0 | 0 | 0 | 0 | 0 | 0 | 0 | 0 | 0 | 0 | 0 | 0 | 0
| Bus Tie 1 | 8.5 | 408 | 0.042339 | 0.046455 | 0.050886 | 0.05565 | 0.060764 | 0.066249 | 0.072125 | 0.07841 | 0.085128 | 0.092299 | 0.099947 | 0.10809 | 0.11677 | 0.12599 | 0.13578 | 0.14618 | 0.1572 | 0.16888 | 0.18125 | 0.19433 | 0.20816 | 0.22276 | 0.23817 | 0.25443 | 0.27156 | 0.2896 | 0.30859 | 0.32857 | 0.34956 | 0.37161 | 0.39477 | 0.41906 | 7 | 408 | 0 | 0 | 0 | 0 | 0 | 0 | 0 | 0 | 0 | 0 | 0 | 0 | 0 | 0 | 0 | 0 | 0 | 0 | 0 | 0 | 0 | 0 | 0 | 0 | 0 | 0 | 0 | 0 | 0 | 0 | 0 | 0
| Bus Tie 2 | 0 | 0 | 0 | 0 | 0 | 0 | 0 | 0 | 0 | 0 | 0 | 0 | 0 | 0 | 0 | 0 | 0 | 0 | 0 | 0 | 0 | 0 | 0 | 0 | 0 | 0 | 0 | 0 | 0 | 0 | 0 | 0 | 0 | 0 | 0 | 0 | 0 | 0 | 0 | 0 | 0 | 0 | 0 | 0 | 0 | 0 | 0 | 0 | 0 | 0 | 0 | 0 | 0 | 0 | 0 | 0 | 0 | 0 | 0 | 0 | 0 | 0 | 0 | 0 | 0 | 0 | 0 | 0
| Bus Tie 3 | 0 | 0 | 0 | 0 | 0 | 0 | 0 | 0 | 0 | 0 | 0 | 0 | 0 | 0 | 0 | 0 | 0 | 0 | 0 | 0 | 0 | 0 | 0 | 0 | 0 | 0 | 0 | 0 | 0 | 0 | 0 | 0 | 0 | 0 | 0 | 0 | 0 | 0 | 0 | 0 | 0 | 0 | 0 | 0 | 0 | 0 | 0 | 0 | 0 | 0 | 0 | 0 | 0 | 0 | 0 | 0 | 0 | 0 | 0 | 0 | 0 | 0 | 0 | 0 | 0 | 0 | 0 | 0
| Bus Tie 4 | 0 | 0 | 0 | 0 | 0 | 0 | 0 | 0 | 0 | 0 | 0 | 0 | 0 | 0 | 0 | 0 | 0 | 0 | 0 | 0 | 0 | 0 | 0 | 0 | 0 | 0 | 0 | 0 | 0 | 0 | 0 | 0 | 0 | 0 | 0 | 0 | 0 | 0 | 0 | 0 | 0 | 0 | 0 | 0 | 0 | 0 | 0 | 0 | 0 | 0 | 0 | 0 | 0 | 0 | 0 | 0 | 0 | 0 | 0 | 0 | 0 | 0 | 0 | 0 | 0 | 0 | 0 | 0
| Bus Tie 5 | 0 | 0 | 0 | 0 | 0 | 0 | 0 | 0 | 0 | 0 | 0 | 0 | 0 | 0 | 0 | 0 | 0 | 0 | 0 | 0 | 0 | 0 | 0 | 0 | 0 | 0 | 0 | 0 | 0 | 0 | 0 | 0 | 0 | 0 | 0 | 0 | 0 | 0 | 0 | 0 | 0 | 0 | 0 | 0 | 0 | 0 | 0 | 0 | 0 | 0 | 0 | 0 | 0 | 0 | 0 | 0 | 0 | 0 | 0 | 0 | 0 | 0 | 0 | 0 | 0 | 0 | 0 | 0
| Bus Tie 6 | 0 | 0 | 0 | 0 | 0 | 0 | 0 | 0 | 0 | 0 | 0 | 0 | 0 | 0 | 0 | 0 | 0 | 0 | 0 | 0 | 0 | 0 | 0 | 0 | 0 | 0 | 0 | 0 | 0 | 0 | 0 | 0 | 0 | 0 | 0 | 0 | 0 | 0 | 0 | 0 | 0 | 0 | 0 | 0 | 0 | 0 | 0 | 0 | 0 | 0 | 0 | 0 | 0 | 0 | 0 | 0 | 0 | 0 | 0 | 0 | 0 | 0 | 0 | 0 | 0 | 0 | 0 | 0
| Bus Tie 7 | 0 | 0 | 0 | 0 | 0 | 0 | 0 | 0 | 0 | 0 | 0 | 0 | 0 | 0 | 0 | 0 | 0 | 0 | 0 | 0 | 0 | 0 | 0 | 0 | 0 | 0 | 0 | 0 | 0 | 0 | 0 | 0 | 0 | 0 | 0 | 0 | 0 | 0 | 0 | 0 | 0 | 0 | 0 | 0 | 0 | 0 | 0 | 0 | 0 | 0 | 0 | 0 | 0 | 0 | 0 | 0 | 0 | 0 | 0 | 0 | 0 | 0 | 0 | 0 | 0 | 0 | 0 | 0
| Bus Tie 8 | 0 | 0 | 0 | 0 | 0 | 0 | 0 | 0 | 0 | 0 | 0 | 0 | 0 | 0 | 0 | 0 | 0 | 0 | 0 | 0 | 0 | 0 | 0 | 0 | 0 | 0 | 0 | 0 | 0 | 0 | 0 | 0 | 0 | 0 | 0 | 0 | 0 | 0 | 0 | 0 | 0 | 0 | 0 | 0 | 0 | 0 | 0 | 0 | 0 | 0 | 0 | 0 | 0 | 0 | 0 | 0 | 0 | 0 | 0 | 0 | 0 | 0 | 0 | 0 | 0 | 0 | 0 | 0
| Bus Tie 9 | 0 | 0 | 0 | 0 | 0 | 0 | 0 | 0 | 0 | 0 | 0 | 0 | 0 | 0 | 0 | 0 | 0 | 0 | 0 | 0 | 0 | 0 | 0 | 0 | 0 | 0 | 0 | 0 | 0 | 0 | 0 | 0 | 0 | 0 | 0 | 0 | 0 | 0 | 0 | 0 | 0 | 0 | 0 | 0 | 0 | 0 | 0 | 0 | 0 | 0 | 0 | 0 | 0 | 0 | 0 | 0 | 0 | 0 | 0 | 0 | 0 | 0 | 0 | 0 | 0 | 0 | 0 | 0
| Bus Tie 10 | 0 | 0 | 0 | 0 | 0 | 0 | 0 | 0 | 0 | 0 | 0 | 0 | 0 | 0 | 0 | 0 | 0 | 0 | 0 | 0 | 0 | 0 | 0 | 0 | 0 | 0 | 0 | 0 | 0 | 0 | 0 | 0 | 0 | 0 | 0 | 0 | 0 | 0 | 0 | 0 | 0 | 0 | 0 | 0 | 0 | 0 | 0 | 0 | 0 | 0 | 0 | 0 | 0 | 0 | 0 | 0 | 0 | 0 | 0 | 0 | 0 | 0 | 0 | 0 | 0 | 0 | 0 | 0
| Bus Tie 11 | 0 | 0 | 0 | 0 | 0 | 0 | 0 | 0 | 0 | 0 | 0 | 0 | 0 | 0 | 0 | 0 | 0 | 0 | 0 | 0 | 0 | 0 | 0 | 0 | 0 | 0 | 0 | 0 | 0 | 0 | 0 | 0 | 0 | 0 | 0 | 0 | 0 | 0 | 0 | 0 | 0 | 0 | 0 | 0 | 0 | 0 | 0 | 0 | 0 | 0 | 0 | 0 | 0 | 0 | 0 | 0 | 0 | 0 | 0 | 0 | 0 | 0 | 0 | 0 | 0 | 0 | 0 | 0
| Bus Tie 12 | 0 | 0 | 0 | 0 | 0 | 0 | 0 | 0 | 0 | 0 | 0 | 0 | 0 | 0 | 0 | 0 | 0 | 0 | 0 | 0 | 0 | 0 | 0 | 0 | 0 | 0 | 0 | 0 | 0 | 0 | 0 | 0 | 0 | 0 | 0 | 0 | 0 | 0 | 0 | 0 | 0 | 0 | 0 | 0 | 0 | 0 | 0 | 0 | 0 | 0 | 0 | 0 | 0 | 0 | 0 | 0 | 0 | 0 | 0 | 0 | 0 | 0 | 0 | 0 | 0 | 0 | 0 | 0
Unavailability | Section 1 |  |  | 17.9657 | 19.7087 | 21.5844 | 23.6001 | 25.7634 | 28.0823 | 30.5648 | 33.2194 | 36.0548 | 39.0799 | 42.3039 | 45.7362 | 49.3865 | 53.2649 | 57.3815 | 61.7469 | 66.3719 | 71.2674 | 76.4446 | 81.9152 | 87.6908 | 93.7835 | 100.2053 | 106.9689 | 114.0868 | 121.5718 | 129.4371 | 137.6959 | 146.3616 | 155.4478 | 164.9683 | 174.9369 |  |  | 0 | 0 | 0 | 0 | 0 | 0 | 0 | 0 | 0 | 0 | 0 | 0 | 0 | 0 | 0 | 0 | 0 | 0 | 0 | 0 | 0 | 0 | 0 | 0 | 0 | 0 | 0 | 0 | 0 | 0 | 0 | 0
(Major Post Switching Repair) | Section 2 |  |  | 2.0223 | 2.2189 | 2.4306 | 2.6581 | 2.9024 | 3.1644 | 3.445 | 3.7452 | 4.0661 | 4.4086 | 4.7739 | 5.1631 | 5.5773 | 6.0177 | 6.4856 | 6.9821 | 7.5087 | 8.0666 | 8.6573 | 9.2821 | 9.9425 | 10.6401 | 11.3763 | 12.1527 | 12.971 | 13.8328 | 14.7398 | 15.6939 | 16.6967 | 17.7501 | 18.856 | 20.0164 |  |  | 0 | 0 | 0 | 0 | 0 | 0 | 0 | 0 | 0 | 0 | 0 | 0 | 0 | 0 | 0 | 0 | 0 | 0 | 0 | 0 | 0 | 0 | 0 | 0 | 0 | 0 | 0 | 0 | 0 | 0 | 0 | 0
Hrs/Year | Section 3 |  |  | 0 | 0 | 0 | 0 | 0 | 0 | 0 | 0 | 0 | 0 | 0 | 0 | 0 | 0 | 0 | 0 | 0 | 0 | 0 | 0 | 0 | 0 | 0 | 0 | 0 | 0 | 0 | 0 | 0 | 0 | 0 | 0 |  |  | 0 | 0 | 0 | 0 | 0 | 0 | 0 | 0 | 0 | 0 | 0 | 0 | 0 | 0 | 0 | 0 | 0 | 0 | 0 | 0 | 0 | 0 | 0 | 0 | 0 | 0 | 0 | 0 | 0 | 0 | 0 | 0
| Section 4 |  |  | 0 | 0 | 0 | 0 | 0 | 0 | 0 | 0 | 0 | 0 | 0 | 0 | 0 | 0 | 0 | 0 | 0 | 0 | 0 | 0 | 0 | 0 | 0 | 0 | 0 | 0 | 0 | 0 | 0 | 0 | 0 | 0 |  |  | 0 | 0 | 0 | 0 | 0 | 0 | 0 | 0 | 0 | 0 | 0 | 0 | 0 | 0 | 0 | 0 | 0 | 0 | 0 | 0 | 0 | 0 | 0 | 0 | 0 | 0 | 0 | 0 | 0 | 0 | 0 | 0
| Section 5 |  |  | 0 | 0 | 0 | 0 | 0 | 0 | 0 | 0 | 0 | 0 | 0 | 0 | 0 | 0 | 0 | 0 | 0 | 0 | 0 | 0 | 0 | 0 | 0 | 0 | 0 | 0 | 0 | 0 | 0 | 0 | 0 | 0 |  |  | 0 | 0 | 0 | 0 | 0 | 0 | 0 | 0 | 0 | 0 | 0 | 0 | 0 | 0 | 0 | 0 | 0 | 0 | 0 | 0 | 0 | 0 | 0 | 0 | 0 | 0 | 0 | 0 | 0 | 0 | 0 | 0
| Section 6 |  |  | 0 | 0 | 0 | 0 | 0 | 0 | 0 | 0 | 0 | 0 | 0 | 0 | 0 | 0 | 0 | 0 | 0 | 0 | 0 | 0 | 0 | 0 | 0 | 0 | 0 | 0 | 0 | 0 | 0 | 0 | 0 | 0 |  |  | 0 | 0 | 0 | 0 | 0 | 0 | 0 | 0 | 0 | 0 | 0 | 0 | 0 | 0 | 0 | 0 | 0 | 0 | 0 | 0 | 0 | 0 | 0 | 0 | 0 | 0 | 0 | 0 | 0 | 0 | 0 | 0
| Section 7 |  |  | 0 | 0 | 0 | 0 | 0 | 0 | 0 | 0 | 0 | 0 | 0 | 0 | 0 | 0 | 0 | 0 | 0 | 0 | 0 | 0 | 0 | 0 | 0 | 0 | 0 | 0 | 0 | 0 | 0 | 0 | 0 | 0 |  |  | 0 | 0 | 0 | 0 | 0 | 0 | 0 | 0 | 0 | 0 | 0 | 0 | 0 | 0 | 0 | 0 | 0 | 0 | 0 | 0 | 0 | 0 | 0 | 0 | 0 | 0 | 0 | 0 | 0 | 0 | 0 | 0
| Section 8 |  |  | 0 | 0 | 0 | 0 | 0 | 0 | 0 | 0 | 0 | 0 | 0 | 0 | 0 | 0 | 0 | 0 | 0 | 0 | 0 | 0 | 0 | 0 | 0 | 0 | 0 | 0 | 0 | 0 | 0 | 0 | 0 | 0 |  |  | 0 | 0 | 0 | 0 | 0 | 0 | 0 | 0 | 0 | 0 | 0 | 0 | 0 | 0 | 0 | 0 | 0 | 0 | 0 | 0 | 0 | 0 | 0 | 0 | 0 | 0 | 0 | 0 | 0 | 0 | 0 | 0
| Section 9 |  |  | 0 | 0 | 0 | 0 | 0 | 0 | 0 | 0 | 0 | 0 | 0 | 0 | 0 | 0 | 0 | 0 | 0 | 0 | 0 | 0 | 0 | 0 | 0 | 0 | 0 | 0 | 0 | 0 | 0 | 0 | 0 | 0 |  |  | 0 | 0 | 0 | 0 | 0 | 0 | 0 | 0 | 0 | 0 | 0 | 0 | 0 | 0 | 0 | 0 | 0 | 0 | 0 | 0 | 0 | 0 | 0 | 0 | 0 | 0 | 0 | 0 | 0 | 0 | 0 | 0
| Section 10 |  |  | 0 | 0 | 0 | 0 | 0 | 0 | 0 | 0 | 0 | 0 | 0 | 0 | 0 | 0 | 0 | 0 | 0 | 0 | 0 | 0 | 0 | 0 | 0 | 0 | 0 | 0 | 0 | 0 | 0 | 0 | 0 | 0 |  |  | 0 | 0 | 0 | 0 | 0 | 0 | 0 | 0 | 0 | 0 | 0 | 0 | 0 | 0 | 0 | 0 | 0 | 0 | 0 | 0 | 0 | 0 | 0 | 0 | 0 | 0 | 0 | 0 | 0 | 0 | 0 | 0
| Section 11 |  |  | 0 | 0 | 0 | 0 | 0 | 0 | 0 | 0 | 0 | 0 | 0 | 0 | 0 | 0 | 0 | 0 | 0 | 0 | 0 | 0 | 0 | 0 | 0 | 0 | 0 | 0 | 0 | 0 | 0 | 0 | 0 | 0 |  |  | 0 | 0 | 0 | 0 | 0 | 0 | 0 | 0 | 0 | 0 | 0 | 0 | 0 | 0 | 0 | 0 | 0 | 0 | 0 | 0 | 0 | 0 | 0 | 0 | 0 | 0 | 0 | 0 | 0 | 0 | 0 | 0
| Section 12 |  |  | 0 | 0 | 0 | 0 | 0 | 0 | 0 | 0 | 0 | 0 | 0 | 0 | 0 | 0 | 0 | 0 | 0 | 0 | 0 | 0 | 0 | 0 | 0 | 0 | 0 | 0 | 0 | 0 | 0 | 0 | 0 | 0 |  |  | 0 | 0 | 0 | 0 | 0 | 0 | 0 | 0 | 0 | 0 | 0 | 0 | 0 | 0 | 0 | 0 | 0 | 0 | 0 | 0 | 0 | 0 | 0 | 0 | 0 | 0 | 0 | 0 | 0 | 0 | 0 | 0
| Bus Tie 1 | 8.5 | 408 | 1.9899 | 2.1834 | 2.3916 | 2.6155 | 2.8559 | 3.1137 | 3.3899 | 3.6853 | 4.001 | 4.3381 | 4.6975 | 5.0804 | 5.488 | 5.9214 | 6.3817 | 6.8703 | 7.3885 | 7.9375 | 8.5187 | 9.1335 | 9.7834 | 10.4697 | 11.1941 | 11.9581 | 12.7633 | 13.6113 | 14.5038 | 15.4426 | 16.4293 | 17.4659 | 18.5541 | 19.6959 | 7 | 408 | 0 | 0 | 0 | 0 | 0 | 0 | 0 | 0 | 0 | 0 | 0 | 0 | 0 | 0 | 0 | 0 | 0 | 0 | 0 | 0 | 0 | 0 | 0 | 0 | 0 | 0 | 0 | 0 | 0 | 0 | 0 | 0
| Bus Tie 2 | 0 | 0 | 0 | 0 | 0 | 0 | 0 | 0 | 0 | 0 | 0 | 0 | 0 | 0 | 0 | 0 | 0 | 0 | 0 | 0 | 0 | 0 | 0 | 0 | 0 | 0 | 0 | 0 | 0 | 0 | 0 | 0 | 0 | 0 | 0 | 0 | 0 | 0 | 0 | 0 | 0 | 0 | 0 | 0 | 0 | 0 | 0 | 0 | 0 | 0 | 0 | 0 | 0 | 0 | 0 | 0 | 0 | 0 | 0 | 0 | 0 | 0 | 0 | 0 | 0 | 0 | 0 | 0
| Bus Tie 3 | 0 | 0 | 0 | 0 | 0 | 0 | 0 | 0 | 0 | 0 | 0 | 0 | 0 | 0 | 0 | 0 | 0 | 0 | 0 | 0 | 0 | 0 | 0 | 0 | 0 | 0 | 0 | 0 | 0 | 0 | 0 | 0 | 0 | 0 | 0 | 0 | 0 | 0 | 0 | 0 | 0 | 0 | 0 | 0 | 0 | 0 | 0 | 0 | 0 | 0 | 0 | 0 | 0 | 0 | 0 | 0 | 0 | 0 | 0 | 0 | 0 | 0 | 0 | 0 | 0 | 0 | 0 | 0
| Bus Tie 4 | 0 | 0 | 0 | 0 | 0 | 0 | 0 | 0 | 0 | 0 | 0 | 0 | 0 | 0 | 0 | 0 | 0 | 0 | 0 | 0 | 0 | 0 | 0 | 0 | 0 | 0 | 0 | 0 | 0 | 0 | 0 | 0 | 0 | 0 | 0 | 0 | 0 | 0 | 0 | 0 | 0 | 0 | 0 | 0 | 0 | 0 | 0 | 0 | 0 | 0 | 0 | 0 | 0 | 0 | 0 | 0 | 0 | 0 | 0 | 0 | 0 | 0 | 0 | 0 | 0 | 0 | 0 | 0
| Bus Tie 5 | 0 | 0 | 0 | 0 | 0 | 0 | 0 | 0 | 0 | 0 | 0 | 0 | 0 | 0 | 0 | 0 | 0 | 0 | 0 | 0 | 0 | 0 | 0 | 0 | 0 | 0 | 0 | 0 | 0 | 0 | 0 | 0 | 0 | 0 | 0 | 0 | 0 | 0 | 0 | 0 | 0 | 0 | 0 | 0 | 0 | 0 | 0 | 0 | 0 | 0 | 0 | 0 | 0 | 0 | 0 | 0 | 0 | 0 | 0 | 0 | 0 | 0 | 0 | 0 | 0 | 0 | 0 | 0
| Bus Tie 6 | 0 | 0 | 0 | 0 | 0 | 0 | 0 | 0 | 0 | 0 | 0 | 0 | 0 | 0 | 0 | 0 | 0 | 0 | 0 | 0 | 0 | 0 | 0 | 0 | 0 | 0 | 0 | 0 | 0 | 0 | 0 | 0 | 0 | 0 | 0 | 0 | 0 | 0 | 0 | 0 | 0 | 0 | 0 | 0 | 0 | 0 | 0 | 0 | 0 | 0 | 0 | 0 | 0 | 0 | 0 | 0 | 0 | 0 | 0 | 0 | 0 | 0 | 0 | 0 | 0 | 0 | 0 | 0
| Bus Tie 7 | 0 | 0 | 0 | 0 | 0 | 0 | 0 | 0 | 0 | 0 | 0 | 0 | 0 | 0 | 0 | 0 | 0 | 0 | 0 | 0 | 0 | 0 | 0 | 0 | 0 | 0 | 0 | 0 | 0 | 0 | 0 | 0 | 0 | 0 | 0 | 0 | 0 | 0 | 0 | 0 | 0 | 0 | 0 | 0 | 0 | 0 | 0 | 0 | 0 | 0 | 0 | 0 | 0 | 0 | 0 | 0 | 0 | 0 | 0 | 0 | 0 | 0 | 0 | 0 | 0 | 0 | 0 | 0
| Bus Tie 8 | 0 | 0 | 0 | 0 | 0 | 0 | 0 | 0 | 0 | 0 | 0 | 0 | 0 | 0 | 0 | 0 | 0 | 0 | 0 | 0 | 0 | 0 | 0 | 0 | 0 | 0 | 0 | 0 | 0 | 0 | 0 | 0 | 0 | 0 | 0 | 0 | 0 | 0 | 0 | 0 | 0 | 0 | 0 | 0 | 0 | 0 | 0 | 0 | 0 | 0 | 0 | 0 | 0 | 0 | 0 | 0 | 0 | 0 | 0 | 0 | 0 | 0 | 0 | 0 | 0 | 0 | 0 | 0
| Bus Tie 9 | 0 | 0 | 0 | 0 | 0 | 0 | 0 | 0 | 0 | 0 | 0 | 0 | 0 | 0 | 0 | 0 | 0 | 0 | 0 | 0 | 0 | 0 | 0 | 0 | 0 | 0 | 0 | 0 | 0 | 0 | 0 | 0 | 0 | 0 | 0 | 0 | 0 | 0 | 0 | 0 | 0 | 0 | 0 | 0 | 0 | 0 | 0 | 0 | 0 | 0 | 0 | 0 | 0 | 0 | 0 | 0 | 0 | 0 | 0 | 0 | 0 | 0 | 0 | 0 | 0 | 0 | 0 | 0
| Bus Tie 10 | 0 | 0 | 0 | 0 | 0 | 0 | 0 | 0 | 0 | 0 | 0 | 0 | 0 | 0 | 0 | 0 | 0 | 0 | 0 | 0 | 0 | 0 | 0 | 0 | 0 | 0 | 0 | 0 | 0 | 0 | 0 | 0 | 0 | 0 | 0 | 0 | 0 | 0 | 0 | 0 | 0 | 0 | 0 | 0 | 0 | 0 | 0 | 0 | 0 | 0 | 0 | 0 | 0 | 0 | 0 | 0 | 0 | 0 | 0 | 0 | 0 | 0 | 0 | 0 | 0 | 0 | 0 | 0
| Bus Tie 11 | 0 | 0 | 0 | 0 | 0 | 0 | 0 | 0 | 0 | 0 | 0 | 0 | 0 | 0 | 0 | 0 | 0 | 0 | 0 | 0 | 0 | 0 | 0 | 0 | 0 | 0 | 0 | 0 | 0 | 0 | 0 | 0 | 0 | 0 | 0 | 0 | 0 | 0 | 0 | 0 | 0 | 0 | 0 | 0 | 0 | 0 | 0 | 0 | 0 | 0 | 0 | 0 | 0 | 0 | 0 | 0 | 0 | 0 | 0 | 0 | 0 | 0 | 0 | 0 | 0 | 0 | 0 | 0
| Bus Tie 12 | 0 | 0 | 0 | 0 | 0 | 0 | 0 | 0 | 0 | 0 | 0 | 0 | 0 | 0 | 0 | 0 | 0 | 0 | 0 | 0 | 0 | 0 | 0 | 0 | 0 | 0 | 0 | 0 | 0 | 0 | 0 | 0 | 0 | 0 | 0 | 0 | 0 | 0 | 0 | 0 | 0 | 0 | 0 | 0 | 0 | 0 | 0 | 0 | 0 | 0 | 0 | 0 | 0 | 0 | 0 | 0 | 0 | 0 | 0 | 0 | 0 | 0 | 0 | 0 | 0 | 0 | 0 | 0
Unavailability | Section 1 |  |  | 0.22197 | 0.22197 | 0.22197 | 0.22197 | 0.22197 | 0.22197 | 0.22197 | 0.22197 | 0.22197 | 0.22197 | 0.22197 | 0.22197 | 0.22197 | 0.22197 | 0.22197 | 0.22197 | 0.22197 | 0.22197 | 0.22197 | 0.22197 | 0.22197 | 0.22197 | 0.22197 | 0.22197 | 0.22197 | 0.22197 | 0.22197 | 0.22197 | 0.22197 | 0.22197 | 0.22197 | 0.22197 |  |  | 0 | 0 | 0 | 0 | 0 | 0 | 0 | 0 | 0 | 0 | 0 | 0 | 0 | 0 | 0 | 0 | 0 | 0 | 0 | 0 | 0 | 0 | 0 | 0 | 0 | 0 | 0 | 0 | 0 | 0 | 0 | 0
(Minor Pre Switching) | Section 2 |  |  | 0.0075993 | 0.0075993 | 0.0075993 | 0.0075993 | 0.0075993 | 0.0075993 | 0.0075993 | 0.0075993 | 0.0075993 | 0.0075993 | 0.0075993 | 0.0075993 | 0.0075993 | 0.0075993 | 0.0075993 | 0.0075993 | 0.0075993 | 0.0075993 | 0.0075993 | 0.0075993 | 0.0075993 | 0.0075993 | 0.0075993 | 0.0075993 | 0.0075993 | 0.0075993 | 0.0075993 | 0.0075993 | 0.0075993 | 0.0075993 | 0.0075993 | 0.0075993 |  |  | 0 | 0 | 0 | 0 | 0 | 0 | 0 | 0 | 0 | 0 | 0 | 0 | 0 | 0 | 0 | 0 | 0 | 0 | 0 | 0 | 0 | 0 | 0 | 0 | 0 | 0 | 0 | 0 | 0 | 0 | 0 | 0
Hrs/Year | Section 3 |  |  | 0 | 0 | 0 | 0 | 0 | 0 | 0 | 0 | 0 | 0 | 0 | 0 | 0 | 0 | 0 | 0 | 0 | 0 | 0 | 0 | 0 | 0 | 0 | 0 | 0 | 0 | 0 | 0 | 0 | 0 | 0 | 0 |  |  | 0 | 0 | 0 | 0 | 0 | 0 | 0 | 0 | 0 | 0 | 0 | 0 | 0 | 0 | 0 | 0 | 0 | 0 | 0 | 0 | 0 | 0 | 0 | 0 | 0 | 0 | 0 | 0 | 0 | 0 | 0 | 0
| Section 4 |  |  | 0 | 0 | 0 | 0 | 0 | 0 | 0 | 0 | 0 | 0 | 0 | 0 | 0 | 0 | 0 | 0 | 0 | 0 | 0 | 0 | 0 | 0 | 0 | 0 | 0 | 0 | 0 | 0 | 0 | 0 | 0 | 0 |  |  | 0 | 0 | 0 | 0 | 0 | 0 | 0 | 0 | 0 | 0 | 0 | 0 | 0 | 0 | 0 | 0 | 0 | 0 | 0 | 0 | 0 | 0 | 0 | 0 | 0 | 0 | 0 | 0 | 0 | 0 | 0 | 0
| Section 5 |  |  | 0 | 0 | 0 | 0 | 0 | 0 | 0 | 0 | 0 | 0 | 0 | 0 | 0 | 0 | 0 | 0 | 0 | 0 | 0 | 0 | 0 | 0 | 0 | 0 | 0 | 0 | 0 | 0 | 0 | 0 | 0 | 0 |  |  | 0 | 0 | 0 | 0 | 0 | 0 | 0 | 0 | 0 | 0 | 0 | 0 | 0 | 0 | 0 | 0 | 0 | 0 | 0 | 0 | 0 | 0 | 0 | 0 | 0 | 0 | 0 | 0 | 0 | 0 | 0 | 0
| Section 6 |  |  | 0 | 0 | 0 | 0 | 0 | 0 | 0 | 0 | 0 | 0 | 0 | 0 | 0 | 0 | 0 | 0 | 0 | 0 | 0 | 0 | 0 | 0 | 0 | 0 | 0 | 0 | 0 | 0 | 0 | 0 | 0 | 0 |  |  | 0 | 0 | 0 | 0 | 0 | 0 | 0 | 0 | 0 | 0 | 0 | 0 | 0 | 0 | 0 | 0 | 0 | 0 | 0 | 0 | 0 | 0 | 0 | 0 | 0 | 0 | 0 | 0 | 0 | 0 | 0 | 0
| Section 7 |  |  | 0 | 0 | 0 | 0 | 0 | 0 | 0 | 0 | 0 | 0 | 0 | 0 | 0 | 0 | 0 | 0 | 0 | 0 | 0 | 0 | 0 | 0 | 0 | 0 | 0 | 0 | 0 | 0 | 0 | 0 | 0 | 0 |  |  | 0 | 0 | 0 | 0 | 0 | 0 | 0 | 0 | 0 | 0 | 0 | 0 | 0 | 0 | 0 | 0 | 0 | 0 | 0 | 0 | 0 | 0 | 0 | 0 | 0 | 0 | 0 | 0 | 0 | 0 | 0 | 0
| Section 8 |  |  | 0 | 0 | 0 | 0 | 0 | 0 | 0 | 0 | 0 | 0 | 0 | 0 | 0 | 0 | 0 | 0 | 0 | 0 | 0 | 0 | 0 | 0 | 0 | 0 | 0 | 0 | 0 | 0 | 0 | 0 | 0 | 0 |  |  | 0 | 0 | 0 | 0 | 0 | 0 | 0 | 0 | 0 | 0 | 0 | 0 | 0 | 0 | 0 | 0 | 0 | 0 | 0 | 0 | 0 | 0 | 0 | 0 | 0 | 0 | 0 | 0 | 0 | 0 | 0 | 0
| Section 9 |  |  | 0 | 0 | 0 | 0 | 0 | 0 | 0 | 0 | 0 | 0 | 0 | 0 | 0 | 0 | 0 | 0 | 0 | 0 | 0 | 0 | 0 | 0 | 0 | 0 | 0 | 0 | 0 | 0 | 0 | 0 | 0 | 0 |  |  | 0 | 0 | 0 | 0 | 0 | 0 | 0 | 0 | 0 | 0 | 0 | 0 | 0 | 0 | 0 | 0 | 0 | 0 | 0 | 0 | 0 | 0 | 0 | 0 | 0 | 0 | 0 | 0 | 0 | 0 | 0 | 0
| Section 10 |  |  | 0 | 0 | 0 | 0 | 0 | 0 | 0 | 0 | 0 | 0 | 0 | 0 | 0 | 0 | 0 | 0 | 0 | 0 | 0 | 0 | 0 | 0 | 0 | 0 | 0 | 0 | 0 | 0 | 0 | 0 | 0 | 0 |  |  | 0 | 0 | 0 | 0 | 0 | 0 | 0 | 0 | 0 | 0 | 0 | 0 | 0 | 0 | 0 | 0 | 0 | 0 | 0 | 0 | 0 | 0 | 0 | 0 | 0 | 0 | 0 | 0 | 0 | 0 | 0 | 0
| Section 11 |  |  | 0 | 0 | 0 | 0 | 0 | 0 | 0 | 0 | 0 | 0 | 0 | 0 | 0 | 0 | 0 | 0 | 0 | 0 | 0 | 0 | 0 | 0 | 0 | 0 | 0 | 0 | 0 | 0 | 0 | 0 | 0 | 0 |  |  | 0 | 0 | 0 | 0 | 0 | 0 | 0 | 0 | 0 | 0 | 0 | 0 | 0 | 0 | 0 | 0 | 0 | 0 | 0 | 0 | 0 | 0 | 0 | 0 | 0 | 0 | 0 | 0 | 0 | 0 | 0 | 0
| Section 12 |  |  | 0 | 0 | 0 | 0 | 0 | 0 | 0 | 0 | 0 | 0 | 0 | 0 | 0 | 0 | 0 | 0 | 0 | 0 | 0 | 0 | 0 | 0 | 0 | 0 | 0 | 0 | 0 | 0 | 0 | 0 | 0 | 0 |  |  | 0 | 0 | 0 | 0 | 0 | 0 | 0 | 0 | 0 | 0 | 0 | 0 | 0 | 0 | 0 | 0 | 0 | 0 | 0 | 0 | 0 | 0 | 0 | 0 | 0 | 0 | 0 | 0 | 0 | 0 | 0 | 0
| Bus Tie 1 | 8.5 | 204 | 0.032297 | 0.032297 | 0.032297 | 0.032297 | 0.032297 | 0.032297 | 0.032297 | 0.032297 | 0.032297 | 0.032297 | 0.032297 | 0.032297 | 0.032297 | 0.032297 | 0.032297 | 0.032297 | 0.032297 | 0.032297 | 0.032297 | 0.032297 | 0.032297 | 0.032297 | 0.032297 | 0.032297 | 0.032297 | 0.032297 | 0.032297 | 0.032297 | 0.032297 | 0.032297 | 0.032297 | 0.032297 | 7 | 204 | 0 | 0 | 0 | 0 | 0 | 0 | 0 | 0 | 0 | 0 | 0 | 0 | 0 | 0 | 0 | 0 | 0 | 0 | 0 | 0 | 0 | 0 | 0 | 0 | 0 | 0 | 0 | 0 | 0 | 0 | 0 | 0
| Bus Tie 2 | 0 | 0 | 0 | 0 | 0 | 0 | 0 | 0 | 0 | 0 | 0 | 0 | 0 | 0 | 0 | 0 | 0 | 0 | 0 | 0 | 0 | 0 | 0 | 0 | 0 | 0 | 0 | 0 | 0 | 0 | 0 | 0 | 0 | 0 | 0 | 0 | 0 | 0 | 0 | 0 | 0 | 0 | 0 | 0 | 0 | 0 | 0 | 0 | 0 | 0 | 0 | 0 | 0 | 0 | 0 | 0 | 0 | 0 | 0 | 0 | 0 | 0 | 0 | 0 | 0 | 0 | 0 | 0
| Bus Tie 3 | 0 | 0 | 0 | 0 | 0 | 0 | 0 | 0 | 0 | 0 | 0 | 0 | 0 | 0 | 0 | 0 | 0 | 0 | 0 | 0 | 0 | 0 | 0 | 0 | 0 | 0 | 0 | 0 | 0 | 0 | 0 | 0 | 0 | 0 | 0 | 0 | 0 | 0 | 0 | 0 | 0 | 0 | 0 | 0 | 0 | 0 | 0 | 0 | 0 | 0 | 0 | 0 | 0 | 0 | 0 | 0 | 0 | 0 | 0 | 0 | 0 | 0 | 0 | 0 | 0 | 0 | 0 | 0
| Bus Tie 4 | 0 | 0 | 0 | 0 | 0 | 0 | 0 | 0 | 0 | 0 | 0 | 0 | 0 | 0 | 0 | 0 | 0 | 0 | 0 | 0 | 0 | 0 | 0 | 0 | 0 | 0 | 0 | 0 | 0 | 0 | 0 | 0 | 0 | 0 | 0 | 0 | 0 | 0 | 0 | 0 | 0 | 0 | 0 | 0 | 0 | 0 | 0 | 0 | 0 | 0 | 0 | 0 | 0 | 0 | 0 | 0 | 0 | 0 | 0 | 0 | 0 | 0 | 0 | 0 | 0 | 0 | 0 | 0
| Bus Tie 5 | 0 | 0 | 0 | 0 | 0 | 0 | 0 | 0 | 0 | 0 | 0 | 0 | 0 | 0 | 0 | 0 | 0 | 0 | 0 | 0 | 0 | 0 | 0 | 0 | 0 | 0 | 0 | 0 | 0 | 0 | 0 | 0 | 0 | 0 | 0 | 0 | 0 | 0 | 0 | 0 | 0 | 0 | 0 | 0 | 0 | 0 | 0 | 0 | 0 | 0 | 0 | 0 | 0 | 0 | 0 | 0 | 0 | 0 | 0 | 0 | 0 | 0 | 0 | 0 | 0 | 0 | 0 | 0
| Bus Tie 6 | 0 | 0 | 0 | 0 | 0 | 0 | 0 | 0 | 0 | 0 | 0 | 0 | 0 | 0 | 0 | 0 | 0 | 0 | 0 | 0 | 0 | 0 | 0 | 0 | 0 | 0 | 0 | 0 | 0 | 0 | 0 | 0 | 0 | 0 | 0 | 0 | 0 | 0 | 0 | 0 | 0 | 0 | 0 | 0 | 0 | 0 | 0 | 0 | 0 | 0 | 0 | 0 | 0 | 0 | 0 | 0 | 0 | 0 | 0 | 0 | 0 | 0 | 0 | 0 | 0 | 0 | 0 | 0
| Bus Tie 7 | 0 | 0 | 0 | 0 | 0 | 0 | 0 | 0 | 0 | 0 | 0 | 0 | 0 | 0 | 0 | 0 | 0 | 0 | 0 | 0 | 0 | 0 | 0 | 0 | 0 | 0 | 0 | 0 | 0 | 0 | 0 | 0 | 0 | 0 | 0 | 0 | 0 | 0 | 0 | 0 | 0 | 0 | 0 | 0 | 0 | 0 | 0 | 0 | 0 | 0 | 0 | 0 | 0 | 0 | 0 | 0 | 0 | 0 | 0 | 0 | 0 | 0 | 0 | 0 | 0 | 0 | 0 | 0
| Bus Tie 8 | 0 | 0 | 0 | 0 | 0 | 0 | 0 | 0 | 0 | 0 | 0 | 0 | 0 | 0 | 0 | 0 | 0 | 0 | 0 | 0 | 0 | 0 | 0 | 0 | 0 | 0 | 0 | 0 | 0 | 0 | 0 | 0 | 0 | 0 | 0 | 0 | 0 | 0 | 0 | 0 | 0 | 0 | 0 | 0 | 0 | 0 | 0 | 0 | 0 | 0 | 0 | 0 | 0 | 0 | 0 | 0 | 0 | 0 | 0 | 0 | 0 | 0 | 0 | 0 | 0 | 0 | 0 | 0
| Bus Tie 9 | 0 | 0 | 0 | 0 | 0 | 0 | 0 | 0 | 0 | 0 | 0 | 0 | 0 | 0 | 0 | 0 | 0 | 0 | 0 | 0 | 0 | 0 | 0 | 0 | 0 | 0 | 0 | 0 | 0 | 0 | 0 | 0 | 0 | 0 | 0 | 0 | 0 | 0 | 0 | 0 | 0 | 0 | 0 | 0 | 0 | 0 | 0 | 0 | 0 | 0 | 0 | 0 | 0 | 0 | 0 | 0 | 0 | 0 | 0 | 0 | 0 | 0 | 0 | 0 | 0 | 0 | 0 | 0
| Bus Tie 10 | 0 | 0 | 0 | 0 | 0 | 0 | 0 | 0 | 0 | 0 | 0 | 0 | 0 | 0 | 0 | 0 | 0 | 0 | 0 | 0 | 0 | 0 | 0 | 0 | 0 | 0 | 0 | 0 | 0 | 0 | 0 | 0 | 0 | 0 | 0 | 0 | 0 | 0 | 0 | 0 | 0 | 0 | 0 | 0 | 0 | 0 | 0 | 0 | 0 | 0 | 0 | 0 | 0 | 0 | 0 | 0 | 0 | 0 | 0 | 0 | 0 | 0 | 0 | 0 | 0 | 0 | 0 | 0
| Bus Tie 11 | 0 | 0 | 0 | 0 | 0 | 0 | 0 | 0 | 0 | 0 | 0 | 0 | 0 | 0 | 0 | 0 | 0 | 0 | 0 | 0 | 0 | 0 | 0 | 0 | 0 | 0 | 0 | 0 | 0 | 0 | 0 | 0 | 0 | 0 | 0 | 0 | 0 | 0 | 0 | 0 | 0 | 0 | 0 | 0 | 0 | 0 | 0 | 0 | 0 | 0 | 0 | 0 | 0 | 0 | 0 | 0 | 0 | 0 | 0 | 0 | 0 | 0 | 0 | 0 | 0 | 0 | 0 | 0
| Bus Tie 12 | 0 | 0 | 0 | 0 | 0 | 0 | 0 | 0 | 0 | 0 | 0 | 0 | 0 | 0 | 0 | 0 | 0 | 0 | 0 | 0 | 0 | 0 | 0 | 0 | 0 | 0 | 0 | 0 | 0 | 0 | 0 | 0 | 0 | 0 | 0 | 0 | 0 | 0 | 0 | 0 | 0 | 0 | 0 | 0 | 0 | 0 | 0 | 0 | 0 | 0 | 0 | 0 | 0 | 0 | 0 | 0 | 0 | 0 | 0 | 0 | 0 | 0 | 0 | 0 | 0 | 0 | 0 | 0
Unavailability | Section 1 |  |  | 6.7497 | 6.7497 | 6.7497 | 6.7497 | 6.7497 | 6.7497 | 6.7497 | 6.7497 | 6.7497 | 6.7497 | 6.7497 | 6.7497 | 6.7497 | 6.7497 | 6.7497 | 6.7497 | 6.7497 | 6.7497 | 6.7497 | 6.7497 | 6.7497 | 6.7497 | 6.7497 | 6.7497 | 6.7497 | 6.7497 | 6.7497 | 6.7497 | 6.7497 | 6.7497 | 6.7497 | 6.7497 |  |  | 0 | 0 | 0 | 0 | 0 | 0 | 0 | 0 | 0 | 0 | 0 | 0 | 0 | 0 | 0 | 0 | 0 | 0 | 0 | 0 | 0 | 0 | 0 | 0 | 0 | 0 | 0 | 0 | 0 | 0 | 0 | 0
(Minor Post Switching -Repair) | Section 2 |  |  | 0.7676 | 0.7676 | 0.7676 | 0.7676 | 0.7676 | 0.7676 | 0.7676 | 0.7676 | 0.7676 | 0.7676 | 0.7676 | 0.7676 | 0.7676 | 0.7676 | 0.7676 | 0.7676 | 0.7676 | 0.7676 | 0.7676 | 0.7676 | 0.7676 | 0.7676 | 0.7676 | 0.7676 | 0.7676 | 0.7676 | 0.7676 | 0.7676 | 0.7676 | 0.7676 | 0.7676 | 0.7676 |  |  | 0 | 0 | 0 | 0 | 0 | 0 | 0 | 0 | 0 | 0 | 0 | 0 | 0 | 0 | 0 | 0 | 0 | 0 | 0 | 0 | 0 | 0 | 0 | 0 | 0 | 0 | 0 | 0 | 0 | 0 | 0 | 0
Hrs/Year | Section 3 |  |  | 0 | 0 | 0 | 0 | 0 | 0 | 0 | 0 | 0 | 0 | 0 | 0 | 0 | 0 | 0 | 0 | 0 | 0 | 0 | 0 | 0 | 0 | 0 | 0 | 0 | 0 | 0 | 0 | 0 | 0 | 0 | 0 |  |  | 0 | 0 | 0 | 0 | 0 | 0 | 0 | 0 | 0 | 0 | 0 | 0 | 0 | 0 | 0 | 0 | 0 | 0 | 0 | 0 | 0 | 0 | 0 | 0 | 0 | 0 | 0 | 0 | 0 | 0 | 0 | 0
| Section 4 |  |  | 0 | 0 | 0 | 0 | 0 | 0 | 0 | 0 | 0 | 0 | 0 | 0 | 0 | 0 | 0 | 0 | 0 | 0 | 0 | 0 | 0 | 0 | 0 | 0 | 0 | 0 | 0 | 0 | 0 | 0 | 0 | 0 |  |  | 0 | 0 | 0 | 0 | 0 | 0 | 0 | 0 | 0 | 0 | 0 | 0 | 0 | 0 | 0 | 0 | 0 | 0 | 0 | 0 | 0 | 0 | 0 | 0 | 0 | 0 | 0 | 0 | 0 | 0 | 0 | 0
| Section 5 |  |  | 0 | 0 | 0 | 0 | 0 | 0 | 0 | 0 | 0 | 0 | 0 | 0 | 0 | 0 | 0 | 0 | 0 | 0 | 0 | 0 | 0 | 0 | 0 | 0 | 0 | 0 | 0 | 0 | 0 | 0 | 0 | 0 |  |  | 0 | 0 | 0 | 0 | 0 | 0 | 0 | 0 | 0 | 0 | 0 | 0 | 0 | 0 | 0 | 0 | 0 | 0 | 0 | 0 | 0 | 0 | 0 | 0 | 0 | 0 | 0 | 0 | 0 | 0 | 0 | 0
| Section 6 |  |  | 0 | 0 | 0 | 0 | 0 | 0 | 0 | 0 | 0 | 0 | 0 | 0 | 0 | 0 | 0 | 0 | 0 | 0 | 0 | 0 | 0 | 0 | 0 | 0 | 0 | 0 | 0 | 0 | 0 | 0 | 0 | 0 |  |  | 0 | 0 | 0 | 0 | 0 | 0 | 0 | 0 | 0 | 0 | 0 | 0 | 0 | 0 | 0 | 0 | 0 | 0 | 0 | 0 | 0 | 0 | 0 | 0 | 0 | 0 | 0 | 0 | 0 | 0 | 0 | 0
| Section 7 |  |  | 0 | 0 | 0 | 0 | 0 | 0 | 0 | 0 | 0 | 0 | 0 | 0 | 0 | 0 | 0 | 0 | 0 | 0 | 0 | 0 | 0 | 0 | 0 | 0 | 0 | 0 | 0 | 0 | 0 | 0 | 0 | 0 |  |  | 0 | 0 | 0 | 0 | 0 | 0 | 0 | 0 | 0 | 0 | 0 | 0 | 0 | 0 | 0 | 0 | 0 | 0 | 0 | 0 | 0 | 0 | 0 | 0 | 0 | 0 | 0 | 0 | 0 | 0 | 0 | 0
| Section 8 |  |  | 0 | 0 | 0 | 0 | 0 | 0 | 0 | 0 | 0 | 0 | 0 | 0 | 0 | 0 | 0 | 0 | 0 | 0 | 0 | 0 | 0 | 0 | 0 | 0 | 0 | 0 | 0 | 0 | 0 | 0 | 0 | 0 |  |  | 0 | 0 | 0 | 0 | 0 | 0 | 0 | 0 | 0 | 0 | 0 | 0 | 0 | 0 | 0 | 0 | 0 | 0 | 0 | 0 | 0 | 0 | 0 | 0 | 0 | 0 | 0 | 0 | 0 | 0 | 0 | 0
| Section 9 |  |  | 0 | 0 | 0 | 0 | 0 | 0 | 0 | 0 | 0 | 0 | 0 | 0 | 0 | 0 | 0 | 0 | 0 | 0 | 0 | 0 | 0 | 0 | 0 | 0 | 0 | 0 | 0 | 0 | 0 | 0 | 0 | 0 |  |  | 0 | 0 | 0 | 0 | 0 | 0 | 0 | 0 | 0 | 0 | 0 | 0 | 0 | 0 | 0 | 0 | 0 | 0 | 0 | 0 | 0 | 0 | 0 | 0 | 0 | 0 | 0 | 0 | 0 | 0 | 0 | 0
| Section 10 |  |  | 0 | 0 | 0 | 0 | 0 | 0 | 0 | 0 | 0 | 0 | 0 | 0 | 0 | 0 | 0 | 0 | 0 | 0 | 0 | 0 | 0 | 0 | 0 | 0 | 0 | 0 | 0 | 0 | 0 | 0 | 0 | 0 |  |  | 0 | 0 | 0 | 0 | 0 | 0 | 0 | 0 | 0 | 0 | 0 | 0 | 0 | 0 | 0 | 0 | 0 | 0 | 0 | 0 | 0 | 0 | 0 | 0 | 0 | 0 | 0 | 0 | 0 | 0 | 0 | 0
| Section 11 |  |  | 0 | 0 | 0 | 0 | 0 | 0 | 0 | 0 | 0 | 0 | 0 | 0 | 0 | 0 | 0 | 0 | 0 | 0 | 0 | 0 | 0 | 0 | 0 | 0 | 0 | 0 | 0 | 0 | 0 | 0 | 0 | 0 |  |  | 0 | 0 | 0 | 0 | 0 | 0 | 0 | 0 | 0 | 0 | 0 | 0 | 0 | 0 | 0 | 0 | 0 | 0 | 0 | 0 | 0 | 0 | 0 | 0 | 0 | 0 | 0 | 0 | 0 | 0 | 0 | 0
| Section 12 |  |  | 0 | 0 | 0 | 0 | 0 | 0 | 0 | 0 | 0 | 0 | 0 | 0 | 0 | 0 | 0 | 0 | 0 | 0 | 0 | 0 | 0 | 0 | 0 | 0 | 0 | 0 | 0 | 0 | 0 | 0 | 0 | 0 |  |  | 0 | 0 | 0 | 0 | 0 | 0 | 0 | 0 | 0 | 0 | 0 | 0 | 0 | 0 | 0 | 0 | 0 | 0 | 0 | 0 | 0 | 0 | 0 | 0 | 0 | 0 | 0 | 0 | 0 | 0 | 0 | 0
| Bus Tie 1 | 8.5 | 204 | 0.74283 | 0.74283 | 0.74283 | 0.74283 | 0.74283 | 0.74283 | 0.74283 | 0.74283 | 0.74283 | 0.74283 | 0.74283 | 0.74283 | 0.74283 | 0.74283 | 0.74283 | 0.74283 | 0.74283 | 0.74283 | 0.74283 | 0.74283 | 0.74283 | 0.74283 | 0.74283 | 0.74283 | 0.74283 | 0.74283 | 0.74283 | 0.74283 | 0.74283 | 0.74283 | 0.74283 | 0.74283 | 7 | 204 | 0 | 0 | 0 | 0 | 0 | 0 | 0 | 0 | 0 | 0 | 0 | 0 | 0 | 0 | 0 | 0 | 0 | 0 | 0 | 0 | 0 | 0 | 0 | 0 | 0 | 0 | 0 | 0 | 0 | 0 | 0 | 0
| Bus Tie 2 | 0 | 0 | 0 | 0 | 0 | 0 | 0 | 0 | 0 | 0 | 0 | 0 | 0 | 0 | 0 | 0 | 0 | 0 | 0 | 0 | 0 | 0 | 0 | 0 | 0 | 0 | 0 | 0 | 0 | 0 | 0 | 0 | 0 | 0 | 0 | 0 | 0 | 0 | 0 | 0 | 0 | 0 | 0 | 0 | 0 | 0 | 0 | 0 | 0 | 0 | 0 | 0 | 0 | 0 | 0 | 0 | 0 | 0 | 0 | 0 | 0 | 0 | 0 | 0 | 0 | 0 | 0 | 0
| Bus Tie 3 | 0 | 0 | 0 | 0 | 0 | 0 | 0 | 0 | 0 | 0 | 0 | 0 | 0 | 0 | 0 | 0 | 0 | 0 | 0 | 0 | 0 | 0 | 0 | 0 | 0 | 0 | 0 | 0 | 0 | 0 | 0 | 0 | 0 | 0 | 0 | 0 | 0 | 0 | 0 | 0 | 0 | 0 | 0 | 0 | 0 | 0 | 0 | 0 | 0 | 0 | 0 | 0 | 0 | 0 | 0 | 0 | 0 | 0 | 0 | 0 | 0 | 0 | 0 | 0 | 0 | 0 | 0 | 0
| Bus Tie 4 | 0 | 0 | 0 | 0 | 0 | 0 | 0 | 0 | 0 | 0 | 0 | 0 | 0 | 0 | 0 | 0 | 0 | 0 | 0 | 0 | 0 | 0 | 0 | 0 | 0 | 0 | 0 | 0 | 0 | 0 | 0 | 0 | 0 | 0 | 0 | 0 | 0 | 0 | 0 | 0 | 0 | 0 | 0 | 0 | 0 | 0 | 0 | 0 | 0 | 0 | 0 | 0 | 0 | 0 | 0 | 0 | 0 | 0 | 0 | 0 | 0 | 0 | 0 | 0 | 0 | 0 | 0 | 0
| Bus Tie 5 | 0 | 0 | 0 | 0 | 0 | 0 | 0 | 0 | 0 | 0 | 0 | 0 | 0 | 0 | 0 | 0 | 0 | 0 | 0 | 0 | 0 | 0 | 0 | 0 | 0 | 0 | 0 | 0 | 0 | 0 | 0 | 0 | 0 | 0 | 0 | 0 | 0 | 0 | 0 | 0 | 0 | 0 | 0 | 0 | 0 | 0 | 0 | 0 | 0 | 0 | 0 | 0 | 0 | 0 | 0 | 0 | 0 | 0 | 0 | 0 | 0 | 0 | 0 | 0 | 0 | 0 | 0 | 0
| Bus Tie 6 | 0 | 0 | 0 | 0 | 0 | 0 | 0 | 0 | 0 | 0 | 0 | 0 | 0 | 0 | 0 | 0 | 0 | 0 | 0 | 0 | 0 | 0 | 0 | 0 | 0 | 0 | 0 | 0 | 0 | 0 | 0 | 0 | 0 | 0 | 0 | 0 | 0 | 0 | 0 | 0 | 0 | 0 | 0 | 0 | 0 | 0 | 0 | 0 | 0 | 0 | 0 | 0 | 0 | 0 | 0 | 0 | 0 | 0 | 0 | 0 | 0 | 0 | 0 | 0 | 0 | 0 | 0 | 0
| Bus Tie 7 | 0 | 0 | 0 | 0 | 0 | 0 | 0 | 0 | 0 | 0 | 0 | 0 | 0 | 0 | 0 | 0 | 0 | 0 | 0 | 0 | 0 | 0 | 0 | 0 | 0 | 0 | 0 | 0 | 0 | 0 | 0 | 0 | 0 | 0 | 0 | 0 | 0 | 0 | 0 | 0 | 0 | 0 | 0 | 0 | 0 | 0 | 0 | 0 | 0 | 0 | 0 | 0 | 0 | 0 | 0 | 0 | 0 | 0 | 0 | 0 | 0 | 0 | 0 | 0 | 0 | 0 | 0 | 0
| Bus Tie 8 | 0 | 0 | 0 | 0 | 0 | 0 | 0 | 0 | 0 | 0 | 0 | 0 | 0 | 0 | 0 | 0 | 0 | 0 | 0 | 0 | 0 | 0 | 0 | 0 | 0 | 0 | 0 | 0 | 0 | 0 | 0 | 0 | 0 | 0 | 0 | 0 | 0 | 0 | 0 | 0 | 0 | 0 | 0 | 0 | 0 | 0 | 0 | 0 | 0 | 0 | 0 | 0 | 0 | 0 | 0 | 0 | 0 | 0 | 0 | 0 | 0 | 0 | 0 | 0 | 0 | 0 | 0 | 0
| Bus Tie 9 | 0 | 0 | 0 | 0 | 0 | 0 | 0 | 0 | 0 | 0 | 0 | 0 | 0 | 0 | 0 | 0 | 0 | 0 | 0 | 0 | 0 | 0 | 0 | 0 | 0 | 0 | 0 | 0 | 0 | 0 | 0 | 0 | 0 | 0 | 0 | 0 | 0 | 0 | 0 | 0 | 0 | 0 | 0 | 0 | 0 | 0 | 0 | 0 | 0 | 0 | 0 | 0 | 0 | 0 | 0 | 0 | 0 | 0 | 0 | 0 | 0 | 0 | 0 | 0 | 0 | 0 | 0 | 0
| Bus Tie 10 | 0 | 0 | 0 | 0 | 0 | 0 | 0 | 0 | 0 | 0 | 0 | 0 | 0 | 0 | 0 | 0 | 0 | 0 | 0 | 0 | 0 | 0 | 0 | 0 | 0 | 0 | 0 | 0 | 0 | 0 | 0 | 0 | 0 | 0 | 0 | 0 | 0 | 0 | 0 | 0 | 0 | 0 | 0 | 0 | 0 | 0 | 0 | 0 | 0 | 0 | 0 | 0 | 0 | 0 | 0 | 0 | 0 | 0 | 0 | 0 | 0 | 0 | 0 | 0 | 0 | 0 | 0 | 0
| Bus Tie 11 | 0 | 0 | 0 | 0 | 0 | 0 | 0 | 0 | 0 | 0 | 0 | 0 | 0 | 0 | 0 | 0 | 0 | 0 | 0 | 0 | 0 | 0 | 0 | 0 | 0 | 0 | 0 | 0 | 0 | 0 | 0 | 0 | 0 | 0 | 0 | 0 | 0 | 0 | 0 | 0 | 0 | 0 | 0 | 0 | 0 | 0 | 0 | 0 | 0 | 0 | 0 | 0 | 0 | 0 | 0 | 0 | 0 | 0 | 0 | 0 | 0 | 0 | 0 | 0 | 0 | 0 | 0 | 0
| Bus Tie 12 | 0 | 0 | 0 | 0 | 0 | 0 | 0 | 0 | 0 | 0 | 0 | 0 | 0 | 0 | 0 | 0 | 0 | 0 | 0 | 0 | 0 | 0 | 0 | 0 | 0 | 0 | 0 | 0 | 0 | 0 | 0 | 0 | 0 | 0 | 0 | 0 | 0 | 0 | 0 | 0 | 0 | 0 | 0 | 0 | 0 | 0 | 0 | 0 | 0 | 0 | 0 | 0 | 0 | 0 | 0 | 0 | 0 | 0 | 0 | 0 | 0 | 0 | 0 | 0 | 0 | 0 | 0 | 0
Total Unavailability | Section 1 |  |  | 0.51281 | 0.54103 | 0.57139 | 0.60402 | 0.63905 | 0.67659 | 0.71678 | 0.75975 | 0.80565 | 0.85463 | 0.90682 | 0.96238 | 1.0215 | 1.0843 | 1.1509 | 1.2216 | 1.2965 | 1.3757 | 1.4595 | 1.5481 | 1.6416 | 1.7402 | 1.8442 | 1.9537 | 2.0689 | 2.1901 | 2.3174 | 2.4511 | 2.5914 | 2.7385 | 2.8926 | 3.054 |  |  | 0 | 0 | 0 | 0 | 0 | 0 | 0 | 0 | 0 | 0 | 0 | 0 | 0 | 0 | 0 | 0 | 0 | 0 | 0 | 0 | 0 | 0 | 0 | 0 | 0 | 0 | 0 | 0 | 0 | 0 | 0 | 0
(Pre Switching) | Section 2 |  |  | 0.017561 | 0.01853 | 0.019572 | 0.020693 | 0.021897 | 0.023187 | 0.02457 | 0.026049 | 0.027629 | 0.029317 | 0.031116 | 0.033033 | 0.035074 | 0.037243 | 0.039548 | 0.041994 | 0.044588 | 0.047336 | 0.050246 | 0.053324 | 0.056577 | 0.060013 | 0.06364 | 0.067465 | 0.071496 | 0.075741 | 0.080209 | 0.084909 | 0.089849 | 0.095038 | 0.10049 | 0.1062 |  |  | 0 | 0 | 0 | 0 | 0 | 0 | 0 | 0 | 0 | 0 | 0 | 0 | 0 | 0 | 0 | 0 | 0 | 0 | 0 | 0 | 0 | 0 | 0 | 0 | 0 | 0 | 0 | 0 | 0 | 0 | 0 | 0
Hrs/Year | Section 3 |  |  | 0 | 0 | 0 | 0 | 0 | 0 | 0 | 0 | 0 | 0 | 0 | 0 | 0 | 0 | 0 | 0 | 0 | 0 | 0 | 0 | 0 | 0 | 0 | 0 | 0 | 0 | 0 | 0 | 0 | 0 | 0 | 0 |  |  | 0 | 0 | 0 | 0 | 0 | 0 | 0 | 0 | 0 | 0 | 0 | 0 | 0 | 0 | 0 | 0 | 0 | 0 | 0 | 0 | 0 | 0 | 0 | 0 | 0 | 0 | 0 | 0 | 0 | 0 | 0 | 0
| Section 4 |  |  | 0 | 0 | 0 | 0 | 0 | 0 | 0 | 0 | 0 | 0 | 0 | 0 | 0 | 0 | 0 | 0 | 0 | 0 | 0 | 0 | 0 | 0 | 0 | 0 | 0 | 0 | 0 | 0 | 0 | 0 | 0 | 0 |  |  | 0 | 0 | 0 | 0 | 0 | 0 | 0 | 0 | 0 | 0 | 0 | 0 | 0 | 0 | 0 | 0 | 0 | 0 | 0 | 0 | 0 | 0 | 0 | 0 | 0 | 0 | 0 | 0 | 0 | 0 | 0 | 0
| Section 5 |  |  | 0 | 0 | 0 | 0 | 0 | 0 | 0 | 0 | 0 | 0 | 0 | 0 | 0 | 0 | 0 | 0 | 0 | 0 | 0 | 0 | 0 | 0 | 0 | 0 | 0 | 0 | 0 | 0 | 0 | 0 | 0 | 0 |  |  | 0 | 0 | 0 | 0 | 0 | 0 | 0 | 0 | 0 | 0 | 0 | 0 | 0 | 0 | 0 | 0 | 0 | 0 | 0 | 0 | 0 | 0 | 0 | 0 | 0 | 0 | 0 | 0 | 0 | 0 | 0 | 0
| Section 6 |  |  | 0 | 0 | 0 | 0 | 0 | 0 | 0 | 0 | 0 | 0 | 0 | 0 | 0 | 0 | 0 | 0 | 0 | 0 | 0 | 0 | 0 | 0 | 0 | 0 | 0 | 0 | 0 | 0 | 0 | 0 | 0 | 0 |  |  | 0 | 0 | 0 | 0 | 0 | 0 | 0 | 0 | 0 | 0 | 0 | 0 | 0 | 0 | 0 | 0 | 0 | 0 | 0 | 0 | 0 | 0 | 0 | 0 | 0 | 0 | 0 | 0 | 0 | 0 | 0 | 0
| Section 7 |  |  | 0 | 0 | 0 | 0 | 0 | 0 | 0 | 0 | 0 | 0 | 0 | 0 | 0 | 0 | 0 | 0 | 0 | 0 | 0 | 0 | 0 | 0 | 0 | 0 | 0 | 0 | 0 | 0 | 0 | 0 | 0 | 0 |  |  | 0 | 0 | 0 | 0 | 0 | 0 | 0 | 0 | 0 | 0 | 0 | 0 | 0 | 0 | 0 | 0 | 0 | 0 | 0 | 0 | 0 | 0 | 0 | 0 | 0 | 0 | 0 | 0 | 0 | 0 | 0 | 0
| Section 8 |  |  | 0 | 0 | 0 | 0 | 0 | 0 | 0 | 0 | 0 | 0 | 0 | 0 | 0 | 0 | 0 | 0 | 0 | 0 | 0 | 0 | 0 | 0 | 0 | 0 | 0 | 0 | 0 | 0 | 0 | 0 | 0 | 0 |  |  | 0 | 0 | 0 | 0 | 0 | 0 | 0 | 0 | 0 | 0 | 0 | 0 | 0 | 0 | 0 | 0 | 0 | 0 | 0 | 0 | 0 | 0 | 0 | 0 | 0 | 0 | 0 | 0 | 0 | 0 | 0 | 0
| Section 9 |  |  | 0 | 0 | 0 | 0 | 0 | 0 | 0 | 0 | 0 | 0 | 0 | 0 | 0 | 0 | 0 | 0 | 0 | 0 | 0 | 0 | 0 | 0 | 0 | 0 | 0 | 0 | 0 | 0 | 0 | 0 | 0 | 0 |  |  | 0 | 0 | 0 | 0 | 0 | 0 | 0 | 0 | 0 | 0 | 0 | 0 | 0 | 0 | 0 | 0 | 0 | 0 | 0 | 0 | 0 | 0 | 0 | 0 | 0 | 0 | 0 | 0 | 0 | 0 | 0 | 0
| Section 10 |  |  | 0 | 0 | 0 | 0 | 0 | 0 | 0 | 0 | 0 | 0 | 0 | 0 | 0 | 0 | 0 | 0 | 0 | 0 | 0 | 0 | 0 | 0 | 0 | 0 | 0 | 0 | 0 | 0 | 0 | 0 | 0 | 0 |  |  | 0 | 0 | 0 | 0 | 0 | 0 | 0 | 0 | 0 | 0 | 0 | 0 | 0 | 0 | 0 | 0 | 0 | 0 | 0 | 0 | 0 | 0 | 0 | 0 | 0 | 0 | 0 | 0 | 0 | 0 | 0 | 0
| Section 11 |  |  | 0 | 0 | 0 | 0 | 0 | 0 | 0 | 0 | 0 | 0 | 0 | 0 | 0 | 0 | 0 | 0 | 0 | 0 | 0 | 0 | 0 | 0 | 0 | 0 | 0 | 0 | 0 | 0 | 0 | 0 | 0 | 0 |  |  | 0 | 0 | 0 | 0 | 0 | 0 | 0 | 0 | 0 | 0 | 0 | 0 | 0 | 0 | 0 | 0 | 0 | 0 | 0 | 0 | 0 | 0 | 0 | 0 | 0 | 0 | 0 | 0 | 0 | 0 | 0 | 0
| Section 12 |  |  | 0 | 0 | 0 | 0 | 0 | 0 | 0 | 0 | 0 | 0 | 0 | 0 | 0 | 0 | 0 | 0 | 0 | 0 | 0 | 0 | 0 | 0 | 0 | 0 | 0 | 0 | 0 | 0 | 0 | 0 | 0 | 0 |  |  | 0 | 0 | 0 | 0 | 0 | 0 | 0 | 0 | 0 | 0 | 0 | 0 | 0 | 0 | 0 | 0 | 0 | 0 | 0 | 0 | 0 | 0 | 0 | 0 | 0 | 0 | 0 | 0 | 0 | 0 | 0 | 0
| Bus Tie 1 |  |  | 0.074636 | 0.078752 | 0.083183 | 0.087947 | 0.093061 | 0.098546 | 0.10442 | 0.11071 | 0.11742 | 0.1246 | 0.13224 | 0.14039 | 0.14906 | 0.15828 | 0.16808 | 0.17847 | 0.1895 | 0.20118 | 0.21355 | 0.22663 | 0.24045 | 0.25506 | 0.27047 | 0.28672 | 0.30386 | 0.3219 | 0.34089 | 0.36086 | 0.38186 | 0.40391 | 0.42706 | 0.45136 |  |  | 0 | 0 | 0 | 0 | 0 | 0 | 0 | 0 | 0 | 0 | 0 | 0 | 0 | 0 | 0 | 0 | 0 | 0 | 0 | 0 | 0 | 0 | 0 | 0 | 0 | 0 | 0 | 0 | 0 | 0 | 0 | 0
| Bus Tie 2 |  |  | 0 | 0 | 0 | 0 | 0 | 0 | 0 | 0 | 0 | 0 | 0 | 0 | 0 | 0 | 0 | 0 | 0 | 0 | 0 | 0 | 0 | 0 | 0 | 0 | 0 | 0 | 0 | 0 | 0 | 0 | 0 | 0 |  |  | 0 | 0 | 0 | 0 | 0 | 0 | 0 | 0 | 0 | 0 | 0 | 0 | 0 | 0 | 0 | 0 | 0 | 0 | 0 | 0 | 0 | 0 | 0 | 0 | 0 | 0 | 0 | 0 | 0 | 0 | 0 | 0
| Bus Tie 3 |  |  | 0 | 0 | 0 | 0 | 0 | 0 | 0 | 0 | 0 | 0 | 0 | 0 | 0 | 0 | 0 | 0 | 0 | 0 | 0 | 0 | 0 | 0 | 0 | 0 | 0 | 0 | 0 | 0 | 0 | 0 | 0 | 0 |  |  | 0 | 0 | 0 | 0 | 0 | 0 | 0 | 0 | 0 | 0 | 0 | 0 | 0 | 0 | 0 | 0 | 0 | 0 | 0 | 0 | 0 | 0 | 0 | 0 | 0 | 0 | 0 | 0 | 0 | 0 | 0 | 0
| Bus Tie 4 |  |  | 0 | 0 | 0 | 0 | 0 | 0 | 0 | 0 | 0 | 0 | 0 | 0 | 0 | 0 | 0 | 0 | 0 | 0 | 0 | 0 | 0 | 0 | 0 | 0 | 0 | 0 | 0 | 0 | 0 | 0 | 0 | 0 |  |  | 0 | 0 | 0 | 0 | 0 | 0 | 0 | 0 | 0 | 0 | 0 | 0 | 0 | 0 | 0 | 0 | 0 | 0 | 0 | 0 | 0 | 0 | 0 | 0 | 0 | 0 | 0 | 0 | 0 | 0 | 0 | 0
| Bus Tie 5 |  |  | 0 | 0 | 0 | 0 | 0 | 0 | 0 | 0 | 0 | 0 | 0 | 0 | 0 | 0 | 0 | 0 | 0 | 0 | 0 | 0 | 0 | 0 | 0 | 0 | 0 | 0 | 0 | 0 | 0 | 0 | 0 | 0 |  |  | 0 | 0 | 0 | 0 | 0 | 0 | 0 | 0 | 0 | 0 | 0 | 0 | 0 | 0 | 0 | 0 | 0 | 0 | 0 | 0 | 0 | 0 | 0 | 0 | 0 | 0 | 0 | 0 | 0 | 0 | 0 | 0
| Bus Tie 6 |  |  | 0 | 0 | 0 | 0 | 0 | 0 | 0 | 0 | 0 | 0 | 0 | 0 | 0 | 0 | 0 | 0 | 0 | 0 | 0 | 0 | 0 | 0 | 0 | 0 | 0 | 0 | 0 | 0 | 0 | 0 | 0 | 0 |  |  | 0 | 0 | 0 | 0 | 0 | 0 | 0 | 0 | 0 | 0 | 0 | 0 | 0 | 0 | 0 | 0 | 0 | 0 | 0 | 0 | 0 | 0 | 0 | 0 | 0 | 0 | 0 | 0 | 0 | 0 | 0 | 0
| Bus Tie 7 |  |  | 0 | 0 | 0 | 0 | 0 | 0 | 0 | 0 | 0 | 0 | 0 | 0 | 0 | 0 | 0 | 0 | 0 | 0 | 0 | 0 | 0 | 0 | 0 | 0 | 0 | 0 | 0 | 0 | 0 | 0 | 0 | 0 |  |  | 0 | 0 | 0 | 0 | 0 | 0 | 0 | 0 | 0 | 0 | 0 | 0 | 0 | 0 | 0 | 0 | 0 | 0 | 0 | 0 | 0 | 0 | 0 | 0 | 0 | 0 | 0 | 0 | 0 | 0 | 0 | 0
| Bus Tie 8 |  |  | 0 | 0 | 0 | 0 | 0 | 0 | 0 | 0 | 0 | 0 | 0 | 0 | 0 | 0 | 0 | 0 | 0 | 0 | 0 | 0 | 0 | 0 | 0 | 0 | 0 | 0 | 0 | 0 | 0 | 0 | 0 | 0 |  |  | 0 | 0 | 0 | 0 | 0 | 0 | 0 | 0 | 0 | 0 | 0 | 0 | 0 | 0 | 0 | 0 | 0 | 0 | 0 | 0 | 0 | 0 | 0 | 0 | 0 | 0 | 0 | 0 | 0 | 0 | 0 | 0
| Bus Tie 9 |  |  | 0 | 0 | 0 | 0 | 0 | 0 | 0 | 0 | 0 | 0 | 0 | 0 | 0 | 0 | 0 | 0 | 0 | 0 | 0 | 0 | 0 | 0 | 0 | 0 | 0 | 0 | 0 | 0 | 0 | 0 | 0 | 0 |  |  | 0 | 0 | 0 | 0 | 0 | 0 | 0 | 0 | 0 | 0 | 0 | 0 | 0 | 0 | 0 | 0 | 0 | 0 | 0 | 0 | 0 | 0 | 0 | 0 | 0 | 0 | 0 | 0 | 0 | 0 | 0 | 0
| Bus Tie 10 |  |  | 0 | 0 | 0 | 0 | 0 | 0 | 0 | 0 | 0 | 0 | 0 | 0 | 0 | 0 | 0 | 0 | 0 | 0 | 0 | 0 | 0 | 0 | 0 | 0 | 0 | 0 | 0 | 0 | 0 | 0 | 0 | 0 |  |  | 0 | 0 | 0 | 0 | 0 | 0 | 0 | 0 | 0 | 0 | 0 | 0 | 0 | 0 | 0 | 0 | 0 | 0 | 0 | 0 | 0 | 0 | 0 | 0 | 0 | 0 | 0 | 0 | 0 | 0 | 0 | 0
| Bus Tie 11 |  |  | 0 | 0 | 0 | 0 | 0 | 0 | 0 | 0 | 0 | 0 | 0 | 0 | 0 | 0 | 0 | 0 | 0 | 0 | 0 | 0 | 0 | 0 | 0 | 0 | 0 | 0 | 0 | 0 | 0 | 0 | 0 | 0 |  |  | 0 | 0 | 0 | 0 | 0 | 0 | 0 | 0 | 0 | 0 | 0 | 0 | 0 | 0 | 0 | 0 | 0 | 0 | 0 | 0 | 0 | 0 | 0 | 0 | 0 | 0 | 0 | 0 | 0 | 0 | 0 | 0
| Bus Tie 12 |  |  | 0 | 0 | 0 | 0 | 0 | 0 | 0 | 0 | 0 | 0 | 0 | 0 | 0 | 0 | 0 | 0 | 0 | 0 | 0 | 0 | 0 | 0 | 0 | 0 | 0 | 0 | 0 | 0 | 0 | 0 | 0 | 0 |  |  | 0 | 0 | 0 | 0 | 0 | 0 | 0 | 0 | 0 | 0 | 0 | 0 | 0 | 0 | 0 | 0 | 0 | 0 | 0 | 0 | 0 | 0 | 0 | 0 | 0 | 0 | 0 | 0 | 0 | 0 | 0 | 0
Total Unavailability | Section 1 |  |  | 24.7016 | 26.4432 | 28.3175 | 30.3316 | 32.4933 | 34.8103 | 37.291 | 39.9436 | 42.7768 | 45.7995 | 49.021 | 52.4506 | 56.0982 | 59.9736 | 64.087 | 68.4491 | 73.0705 | 77.9622 | 83.1354 | 88.6018 | 94.373 | 100.4609 | 106.8778 | 113.6362 | 120.7486 | 128.2279 | 136.0871 | 144.3396 | 152.9986 | 162.0778 | 171.5909 | 181.5518 |  |  | 0 | 0 | 0 | 0 | 0 | 0 | 0 | 0 | 0 | 0 | 0 | 0 | 0 | 0 | 0 | 0 | 0 | 0 | 0 | 0 | 0 | 0 | 0 | 0 | 0 | 0 | 0 | 0 | 0 | 0 | 0 | 0
(Post Switching -Repair) | Section 2 |  |  | 2.7897 | 2.9863 | 3.1979 | 3.4255 | 3.6697 | 3.9317 | 4.2123 | 4.5125 | 4.8334 | 5.1759 | 5.5411 | 5.9302 | 6.3444 | 6.7848 | 7.2526 | 7.7491 | 8.2756 | 8.8335 | 9.4241 | 10.0489 | 10.7093 | 11.4067 | 12.1429 | 12.9192 | 13.7374 | 14.5992 | 15.5061 | 16.4601 | 17.4628 | 18.5161 | 19.622 | 20.7822 |  |  | 0 | 0 | 0 | 0 | 0 | 0 | 0 | 0 | 0 | 0 | 0 | 0 | 0 | 0 | 0 | 0 | 0 | 0 | 0 | 0 | 0 | 0 | 0 | 0 | 0 | 0 | 0 | 0 | 0 | 0 | 0 | 0
Hrs/Year | Section 3 |  |  | 0 | 0 | 0 | 0 | 0 | 0 | 0 | 0 | 0 | 0 | 0 | 0 | 0 | 0 | 0 | 0 | 0 | 0 | 0 | 0 | 0 | 0 | 0 | 0 | 0 | 0 | 0 | 0 | 0 | 0 | 0 | 0 |  |  | 0 | 0 | 0 | 0 | 0 | 0 | 0 | 0 | 0 | 0 | 0 | 0 | 0 | 0 | 0 | 0 | 0 | 0 | 0 | 0 | 0 | 0 | 0 | 0 | 0 | 0 | 0 | 0 | 0 | 0 | 0 | 0
| Section 4 |  |  | 0 | 0 | 0 | 0 | 0 | 0 | 0 | 0 | 0 | 0 | 0 | 0 | 0 | 0 | 0 | 0 | 0 | 0 | 0 | 0 | 0 | 0 | 0 | 0 | 0 | 0 | 0 | 0 | 0 | 0 | 0 | 0 |  |  | 0 | 0 | 0 | 0 | 0 | 0 | 0 | 0 | 0 | 0 | 0 | 0 | 0 | 0 | 0 | 0 | 0 | 0 | 0 | 0 | 0 | 0 | 0 | 0 | 0 | 0 | 0 | 0 | 0 | 0 | 0 | 0
| Section 5 |  |  | 0 | 0 | 0 | 0 | 0 | 0 | 0 | 0 | 0 | 0 | 0 | 0 | 0 | 0 | 0 | 0 | 0 | 0 | 0 | 0 | 0 | 0 | 0 | 0 | 0 | 0 | 0 | 0 | 0 | 0 | 0 | 0 |  |  | 0 | 0 | 0 | 0 | 0 | 0 | 0 | 0 | 0 | 0 | 0 | 0 | 0 | 0 | 0 | 0 | 0 | 0 | 0 | 0 | 0 | 0 | 0 | 0 | 0 | 0 | 0 | 0 | 0 | 0 | 0 | 0
| Section 6 |  |  | 0 | 0 | 0 | 0 | 0 | 0 | 0 | 0 | 0 | 0 | 0 | 0 | 0 | 0 | 0 | 0 | 0 | 0 | 0 | 0 | 0 | 0 | 0 | 0 | 0 | 0 | 0 | 0 | 0 | 0 | 0 | 0 |  |  | 0 | 0 | 0 | 0 | 0 | 0 | 0 | 0 | 0 | 0 | 0 | 0 | 0 | 0 | 0 | 0 | 0 | 0 | 0 | 0 | 0 | 0 | 0 | 0 | 0 | 0 | 0 | 0 | 0 | 0 | 0 | 0
| Section 7 |  |  | 0 | 0 | 0 | 0 | 0 | 0 | 0 | 0 | 0 | 0 | 0 | 0 | 0 | 0 | 0 | 0 | 0 | 0 | 0 | 0 | 0 | 0 | 0 | 0 | 0 | 0 | 0 | 0 | 0 | 0 | 0 | 0 |  |  | 0 | 0 | 0 | 0 | 0 | 0 | 0 | 0 | 0 | 0 | 0 | 0 | 0 | 0 | 0 | 0 | 0 | 0 | 0 | 0 | 0 | 0 | 0 | 0 | 0 | 0 | 0 | 0 | 0 | 0 | 0 | 0
| Section 8 |  |  | 0 | 0 | 0 | 0 | 0 | 0 | 0 | 0 | 0 | 0 | 0 | 0 | 0 | 0 | 0 | 0 | 0 | 0 | 0 | 0 | 0 | 0 | 0 | 0 | 0 | 0 | 0 | 0 | 0 | 0 | 0 | 0 |  |  | 0 | 0 | 0 | 0 | 0 | 0 | 0 | 0 | 0 | 0 | 0 | 0 | 0 | 0 | 0 | 0 | 0 | 0 | 0 | 0 | 0 | 0 | 0 | 0 | 0 | 0 | 0 | 0 | 0 | 0 | 0 | 0
| Section 9 |  |  | 0 | 0 | 0 | 0 | 0 | 0 | 0 | 0 | 0 | 0 | 0 | 0 | 0 | 0 | 0 | 0 | 0 | 0 | 0 | 0 | 0 | 0 | 0 | 0 | 0 | 0 | 0 | 0 | 0 | 0 | 0 | 0 |  |  | 0 | 0 | 0 | 0 | 0 | 0 | 0 | 0 | 0 | 0 | 0 | 0 | 0 | 0 | 0 | 0 | 0 | 0 | 0 | 0 | 0 | 0 | 0 | 0 | 0 | 0 | 0 | 0 | 0 | 0 | 0 | 0
| Section 10 |  |  | 0 | 0 | 0 | 0 | 0 | 0 | 0 | 0 | 0 | 0 | 0 | 0 | 0 | 0 | 0 | 0 | 0 | 0 | 0 | 0 | 0 | 0 | 0 | 0 | 0 | 0 | 0 | 0 | 0 | 0 | 0 | 0 |  |  | 0 | 0 | 0 | 0 | 0 | 0 | 0 | 0 | 0 | 0 | 0 | 0 | 0 | 0 | 0 | 0 | 0 | 0 | 0 | 0 | 0 | 0 | 0 | 0 | 0 | 0 | 0 | 0 | 0 | 0 | 0 | 0
| Section 11 |  |  | 0 | 0 | 0 | 0 | 0 | 0 | 0 | 0 | 0 | 0 | 0 | 0 | 0 | 0 | 0 | 0 | 0 | 0 | 0 | 0 | 0 | 0 | 0 | 0 | 0 | 0 | 0 | 0 | 0 | 0 | 0 | 0 |  |  | 0 | 0 | 0 | 0 | 0 | 0 | 0 | 0 | 0 | 0 | 0 | 0 | 0 | 0 | 0 | 0 | 0 | 0 | 0 | 0 | 0 | 0 | 0 | 0 | 0 | 0 | 0 | 0 | 0 | 0 | 0 | 0
| Section 12 |  |  | 0 | 0 | 0 | 0 | 0 | 0 | 0 | 0 | 0 | 0 | 0 | 0 | 0 | 0 | 0 | 0 | 0 | 0 | 0 | 0 | 0 | 0 | 0 | 0 | 0 | 0 | 0 | 0 | 0 | 0 | 0 | 0 |  |  | 0 | 0 | 0 | 0 | 0 | 0 | 0 | 0 | 0 | 0 | 0 | 0 | 0 | 0 | 0 | 0 | 0 | 0 | 0 | 0 | 0 | 0 | 0 | 0 | 0 | 0 | 0 | 0 | 0 | 0 | 0 | 0
| Bus Tie 1 |  |  | 2.7326 | 2.926 | 3.1343 | 3.3581 | 3.5985 | 3.8563 | 4.1324 | 4.4278 | 4.7435 | 5.0805 | 5.4399 | 5.8228 | 6.2304 | 6.6637 | 7.124 | 7.6126 | 8.1307 | 8.6796 | 9.2608 | 9.8756 | 10.5254 | 11.2117 | 11.936 | 12.6999 | 13.5051 | 14.353 | 15.2454 | 16.1841 | 17.1708 | 18.2073 | 19.2954 | 20.4371 |  |  | 0 | 0 | 0 | 0 | 0 | 0 | 0 | 0 | 0 | 0 | 0 | 0 | 0 | 0 | 0 | 0 | 0 | 0 | 0 | 0 | 0 | 0 | 0 | 0 | 0 | 0 | 0 | 0 | 0 | 0 | 0 | 0
| Bus Tie 2 |  |  | 0 | 0 | 0 | 0 | 0 | 0 | 0 | 0 | 0 | 0 | 0 | 0 | 0 | 0 | 0 | 0 | 0 | 0 | 0 | 0 | 0 | 0 | 0 | 0 | 0 | 0 | 0 | 0 | 0 | 0 | 0 | 0 |  |  | 0 | 0 | 0 | 0 | 0 | 0 | 0 | 0 | 0 | 0 | 0 | 0 | 0 | 0 | 0 | 0 | 0 | 0 | 0 | 0 | 0 | 0 | 0 | 0 | 0 | 0 | 0 | 0 | 0 | 0 | 0 | 0
| Bus Tie 3 |  |  | 0 | 0 | 0 | 0 | 0 | 0 | 0 | 0 | 0 | 0 | 0 | 0 | 0 | 0 | 0 | 0 | 0 | 0 | 0 | 0 | 0 | 0 | 0 | 0 | 0 | 0 | 0 | 0 | 0 | 0 | 0 | 0 |  |  | 0 | 0 | 0 | 0 | 0 | 0 | 0 | 0 | 0 | 0 | 0 | 0 | 0 | 0 | 0 | 0 | 0 | 0 | 0 | 0 | 0 | 0 | 0 | 0 | 0 | 0 | 0 | 0 | 0 | 0 | 0 | 0
| Bus Tie 4 |  |  | 0 | 0 | 0 | 0 | 0 | 0 | 0 | 0 | 0 | 0 | 0 | 0 | 0 | 0 | 0 | 0 | 0 | 0 | 0 | 0 | 0 | 0 | 0 | 0 | 0 | 0 | 0 | 0 | 0 | 0 | 0 | 0 |  |  | 0 | 0 | 0 | 0 | 0 | 0 | 0 | 0 | 0 | 0 | 0 | 0 | 0 | 0 | 0 | 0 | 0 | 0 | 0 | 0 | 0 | 0 | 0 | 0 | 0 | 0 | 0 | 0 | 0 | 0 | 0 | 0
| Bus Tie 5 |  |  | 0 | 0 | 0 | 0 | 0 | 0 | 0 | 0 | 0 | 0 | 0 | 0 | 0 | 0 | 0 | 0 | 0 | 0 | 0 | 0 | 0 | 0 | 0 | 0 | 0 | 0 | 0 | 0 | 0 | 0 | 0 | 0 |  |  | 0 | 0 | 0 | 0 | 0 | 0 | 0 | 0 | 0 | 0 | 0 | 0 | 0 | 0 | 0 | 0 | 0 | 0 | 0 | 0 | 0 | 0 | 0 | 0 | 0 | 0 | 0 | 0 | 0 | 0 | 0 | 0
| Bus Tie 6 |  |  | 0 | 0 | 0 | 0 | 0 | 0 | 0 | 0 | 0 | 0 | 0 | 0 | 0 | 0 | 0 | 0 | 0 | 0 | 0 | 0 | 0 | 0 | 0 | 0 | 0 | 0 | 0 | 0 | 0 | 0 | 0 | 0 |  |  | 0 | 0 | 0 | 0 | 0 | 0 | 0 | 0 | 0 | 0 | 0 | 0 | 0 | 0 | 0 | 0 | 0 | 0 | 0 | 0 | 0 | 0 | 0 | 0 | 0 | 0 | 0 | 0 | 0 | 0 | 0 | 0
| Bus Tie 7 |  |  | 0 | 0 | 0 | 0 | 0 | 0 | 0 | 0 | 0 | 0 | 0 | 0 | 0 | 0 | 0 | 0 | 0 | 0 | 0 | 0 | 0 | 0 | 0 | 0 | 0 | 0 | 0 | 0 | 0 | 0 | 0 | 0 |  |  | 0 | 0 | 0 | 0 | 0 | 0 | 0 | 0 | 0 | 0 | 0 | 0 | 0 | 0 | 0 | 0 | 0 | 0 | 0 | 0 | 0 | 0 | 0 | 0 | 0 | 0 | 0 | 0 | 0 | 0 | 0 | 0
| Bus Tie 8 |  |  | 0 | 0 | 0 | 0 | 0 | 0 | 0 | 0 | 0 | 0 | 0 | 0 | 0 | 0 | 0 | 0 | 0 | 0 | 0 | 0 | 0 | 0 | 0 | 0 | 0 | 0 | 0 | 0 | 0 | 0 | 0 | 0 |  |  | 0 | 0 | 0 | 0 | 0 | 0 | 0 | 0 | 0 | 0 | 0 | 0 | 0 | 0 | 0 | 0 | 0 | 0 | 0 | 0 | 0 | 0 | 0 | 0 | 0 | 0 | 0 | 0 | 0 | 0 | 0 | 0
| Bus Tie 9 |  |  | 0 | 0 | 0 | 0 | 0 | 0 | 0 | 0 | 0 | 0 | 0 | 0 | 0 | 0 | 0 | 0 | 0 | 0 | 0 | 0 | 0 | 0 | 0 | 0 | 0 | 0 | 0 | 0 | 0 | 0 | 0 | 0 |  |  | 0 | 0 | 0 | 0 | 0 | 0 | 0 | 0 | 0 | 0 | 0 | 0 | 0 | 0 | 0 | 0 | 0 | 0 | 0 | 0 | 0 | 0 | 0 | 0 | 0 | 0 | 0 | 0 | 0 | 0 | 0 | 0
| Bus Tie 10 |  |  | 0 | 0 | 0 | 0 | 0 | 0 | 0 | 0 | 0 | 0 | 0 | 0 | 0 | 0 | 0 | 0 | 0 | 0 | 0 | 0 | 0 | 0 | 0 | 0 | 0 | 0 | 0 | 0 | 0 | 0 | 0 | 0 |  |  | 0 | 0 | 0 | 0 | 0 | 0 | 0 | 0 | 0 | 0 | 0 | 0 | 0 | 0 | 0 | 0 | 0 | 0 | 0 | 0 | 0 | 0 | 0 | 0 | 0 | 0 | 0 | 0 | 0 | 0 | 0 | 0
| Bus Tie 11 |  |  | 0 | 0 | 0 | 0 | 0 | 0 | 0 | 0 | 0 | 0 | 0 | 0 | 0 | 0 | 0 | 0 | 0 | 0 | 0 | 0 | 0 | 0 | 0 | 0 | 0 | 0 | 0 | 0 | 0 | 0 | 0 | 0 |  |  | 0 | 0 | 0 | 0 | 0 | 0 | 0 | 0 | 0 | 0 | 0 | 0 | 0 | 0 | 0 | 0 | 0 | 0 | 0 | 0 | 0 | 0 | 0 | 0 | 0 | 0 | 0 | 0 | 0 | 0 | 0 | 0
| Bus Tie 12 |  |  | 0 | 0 | 0 | 0 | 0 | 0 | 0 | 0 | 0 | 0 | 0 | 0 | 0 | 0 | 0 | 0 | 0 | 0 | 0 | 0 | 0 | 0 | 0 | 0 | 0 | 0 | 0 | 0 | 0 | 0 | 0 | 0 |  |  | 0 | 0 | 0 | 0 | 0 | 0 | 0 | 0 | 0 | 0 | 0 | 0 | 0 | 0 | 0 | 0 | 0 | 0 | 0 | 0 | 0 | 0 | 0 | 0 | 0 | 0 | 0 | 0 | 0 | 0 | 0 | 0
Probability | Section 1 |  |  | 5.8539e-05 | 6.1761e-05 | 6.5227e-05 | 6.8952e-05 | 7.295e-05 | 7.7235e-05 | 8.1823e-05 | 8.6728e-05 | 9.1968e-05 | 9.7558e-05 | 0.00010352 | 0.00010986 | 0.0001166 | 0.00012377 | 0.00013138 | 0.00013945 | 0.00014799 | 0.00015704 | 0.00016661 | 0.00017672 | 0.00018739 | 0.00019865 | 0.00021051 | 0.00022301 | 0.00023617 | 0.00025 | 0.00026453 | 0.00027979 | 0.00029581 | 0.0003126 | 0.00033019 | 0.00034861 |  |  | 0 | 0 | 0 | 0 | 0 | 0 | 0 | 0 | 0 | 0 | 0 | 0 | 0 | 0 | 0 | 0 | 0 | 0 | 0 | 0 | 0 | 0 | 0 | 0 | 0 | 0 | 0 | 0 | 0 | 0 | 0 | 0
(Pre Switching) | Section 2 |  |  | 2.0046e-06 | 2.1151e-06 | 2.2341e-06 | 2.3621e-06 | 2.4994e-06 | 2.6467e-06 | 2.8045e-06 | 2.9733e-06 | 3.1537e-06 | 3.3463e-06 | 3.5517e-06 | 3.7705e-06 | 4.0033e-06 | 4.2509e-06 | 4.5139e-06 | 4.7931e-06 | 5.0891e-06 | 5.4027e-06 | 5.7348e-06 | 6.086e-06 | 6.4572e-06 | 6.8493e-06 | 7.2631e-06 | 7.6995e-06 | 8.1594e-06 | 8.6438e-06 | 9.1535e-06 | 9.6897e-06 | 1.0253e-05 | 1.0845e-05 | 1.1467e-05 | 1.2119e-05 |  |  | 0 | 0 | 0 | 0 | 0 | 0 | 0 | 0 | 0 | 0 | 0 | 0 | 0 | 0 | 0 | 0 | 0 | 0 | 0 | 0 | 0 | 0 | 0 | 0 | 0 | 0 | 0 | 0 | 0 | 0 | 0 | 0
| Section 3 |  |  | 0 | 0 | 0 | 0 | 0 | 0 | 0 | 0 | 0 | 0 | 0 | 0 | 0 | 0 | 0 | 0 | 0 | 0 | 0 | 0 | 0 | 0 | 0 | 0 | 0 | 0 | 0 | 0 | 0 | 0 | 0 | 0 |  |  | 0 | 0 | 0 | 0 | 0 | 0 | 0 | 0 | 0 | 0 | 0 | 0 | 0 | 0 | 0 | 0 | 0 | 0 | 0 | 0 | 0 | 0 | 0 | 0 | 0 | 0 | 0 | 0 | 0 | 0 | 0 | 0
| Section 4 |  |  | 0 | 0 | 0 | 0 | 0 | 0 | 0 | 0 | 0 | 0 | 0 | 0 | 0 | 0 | 0 | 0 | 0 | 0 | 0 | 0 | 0 | 0 | 0 | 0 | 0 | 0 | 0 | 0 | 0 | 0 | 0 | 0 |  |  | 0 | 0 | 0 | 0 | 0 | 0 | 0 | 0 | 0 | 0 | 0 | 0 | 0 | 0 | 0 | 0 | 0 | 0 | 0 | 0 | 0 | 0 | 0 | 0 | 0 | 0 | 0 | 0 | 0 | 0 | 0 | 0
| Section 5 |  |  | 0 | 0 | 0 | 0 | 0 | 0 | 0 | 0 | 0 | 0 | 0 | 0 | 0 | 0 | 0 | 0 | 0 | 0 | 0 | 0 | 0 | 0 | 0 | 0 | 0 | 0 | 0 | 0 | 0 | 0 | 0 | 0 |  |  | 0 | 0 | 0 | 0 | 0 | 0 | 0 | 0 | 0 | 0 | 0 | 0 | 0 | 0 | 0 | 0 | 0 | 0 | 0 | 0 | 0 | 0 | 0 | 0 | 0 | 0 | 0 | 0 | 0 | 0 | 0 | 0
| Section 6 |  |  | 0 | 0 | 0 | 0 | 0 | 0 | 0 | 0 | 0 | 0 | 0 | 0 | 0 | 0 | 0 | 0 | 0 | 0 | 0 | 0 | 0 | 0 | 0 | 0 | 0 | 0 | 0 | 0 | 0 | 0 | 0 | 0 |  |  | 0 | 0 | 0 | 0 | 0 | 0 | 0 | 0 | 0 | 0 | 0 | 0 | 0 | 0 | 0 | 0 | 0 | 0 | 0 | 0 | 0 | 0 | 0 | 0 | 0 | 0 | 0 | 0 | 0 | 0 | 0 | 0
| Section 7 |  |  | 0 | 0 | 0 | 0 | 0 | 0 | 0 | 0 | 0 | 0 | 0 | 0 | 0 | 0 | 0 | 0 | 0 | 0 | 0 | 0 | 0 | 0 | 0 | 0 | 0 | 0 | 0 | 0 | 0 | 0 | 0 | 0 |  |  | 0 | 0 | 0 | 0 | 0 | 0 | 0 | 0 | 0 | 0 | 0 | 0 | 0 | 0 | 0 | 0 | 0 | 0 | 0 | 0 | 0 | 0 | 0 | 0 | 0 | 0 | 0 | 0 | 0 | 0 | 0 | 0
| Section 8 |  |  | 0 | 0 | 0 | 0 | 0 | 0 | 0 | 0 | 0 | 0 | 0 | 0 | 0 | 0 | 0 | 0 | 0 | 0 | 0 | 0 | 0 | 0 | 0 | 0 | 0 | 0 | 0 | 0 | 0 | 0 | 0 | 0 |  |  | 0 | 0 | 0 | 0 | 0 | 0 | 0 | 0 | 0 | 0 | 0 | 0 | 0 | 0 | 0 | 0 | 0 | 0 | 0 | 0 | 0 | 0 | 0 | 0 | 0 | 0 | 0 | 0 | 0 | 0 | 0 | 0
| Section 9 |  |  | 0 | 0 | 0 | 0 | 0 | 0 | 0 | 0 | 0 | 0 | 0 | 0 | 0 | 0 | 0 | 0 | 0 | 0 | 0 | 0 | 0 | 0 | 0 | 0 | 0 | 0 | 0 | 0 | 0 | 0 | 0 | 0 |  |  | 0 | 0 | 0 | 0 | 0 | 0 | 0 | 0 | 0 | 0 | 0 | 0 | 0 | 0 | 0 | 0 | 0 | 0 | 0 | 0 | 0 | 0 | 0 | 0 | 0 | 0 | 0 | 0 | 0 | 0 | 0 | 0
| Section 10 |  |  | 0 | 0 | 0 | 0 | 0 | 0 | 0 | 0 | 0 | 0 | 0 | 0 | 0 | 0 | 0 | 0 | 0 | 0 | 0 | 0 | 0 | 0 | 0 | 0 | 0 | 0 | 0 | 0 | 0 | 0 | 0 | 0 |  |  | 0 | 0 | 0 | 0 | 0 | 0 | 0 | 0 | 0 | 0 | 0 | 0 | 0 | 0 | 0 | 0 | 0 | 0 | 0 | 0 | 0 | 0 | 0 | 0 | 0 | 0 | 0 | 0 | 0 | 0 | 0 | 0
| Section 11 |  |  | 0 | 0 | 0 | 0 | 0 | 0 | 0 | 0 | 0 | 0 | 0 | 0 | 0 | 0 | 0 | 0 | 0 | 0 | 0 | 0 | 0 | 0 | 0 | 0 | 0 | 0 | 0 | 0 | 0 | 0 | 0 | 0 |  |  | 0 | 0 | 0 | 0 | 0 | 0 | 0 | 0 | 0 | 0 | 0 | 0 | 0 | 0 | 0 | 0 | 0 | 0 | 0 | 0 | 0 | 0 | 0 | 0 | 0 | 0 | 0 | 0 | 0 | 0 | 0 | 0
| Section 12 |  |  | 0 | 0 | 0 | 0 | 0 | 0 | 0 | 0 | 0 | 0 | 0 | 0 | 0 | 0 | 0 | 0 | 0 | 0 | 0 | 0 | 0 | 0 | 0 | 0 | 0 | 0 | 0 | 0 | 0 | 0 | 0 | 0 |  |  | 0 | 0 | 0 | 0 | 0 | 0 | 0 | 0 | 0 | 0 | 0 | 0 | 0 | 0 | 0 | 0 | 0 | 0 | 0 | 0 | 0 | 0 | 0 | 0 | 0 | 0 | 0 | 0 | 0 | 0 | 0 | 0
| Bus Tie 1 |  |  | 8.5196e-06 | 8.9894e-06 | 9.4951e-06 | 1.0039e-05 | 1.0623e-05 | 1.1249e-05 | 1.1919e-05 | 1.2637e-05 | 1.3403e-05 | 1.4222e-05 | 1.5095e-05 | 1.6025e-05 | 1.7014e-05 | 1.8067e-05 | 1.9184e-05 | 2.0371e-05 | 2.1629e-05 | 2.2962e-05 | 2.4373e-05 | 2.5866e-05 | 2.7444e-05 | 2.911e-05 | 3.0869e-05 | 3.2724e-05 | 3.4678e-05 | 3.6737e-05 | 3.8904e-05 | 4.1182e-05 | 4.3578e-05 | 4.6094e-05 | 4.8735e-05 | 5.1506e-05 |  |  | 0 | 0 | 0 | 0 | 0 | 0 | 0 | 0 | 0 | 0 | 0 | 0 | 0 | 0 | 0 | 0 | 0 | 0 | 0 | 0 | 0 | 0 | 0 | 0 | 0 | 0 | 0 | 0 | 0 | 0 | 0 | 0
| Bus Tie 2 |  |  | 0 | 0 | 0 | 0 | 0 | 0 | 0 | 0 | 0 | 0 | 0 | 0 | 0 | 0 | 0 | 0 | 0 | 0 | 0 | 0 | 0 | 0 | 0 | 0 | 0 | 0 | 0 | 0 | 0 | 0 | 0 | 0 |  |  | 0 | 0 | 0 | 0 | 0 | 0 | 0 | 0 | 0 | 0 | 0 | 0 | 0 | 0 | 0 | 0 | 0 | 0 | 0 | 0 | 0 | 0 | 0 | 0 | 0 | 0 | 0 | 0 | 0 | 0 | 0 | 0
| Bus Tie 3 |  |  | 0 | 0 | 0 | 0 | 0 | 0 | 0 | 0 | 0 | 0 | 0 | 0 | 0 | 0 | 0 | 0 | 0 | 0 | 0 | 0 | 0 | 0 | 0 | 0 | 0 | 0 | 0 | 0 | 0 | 0 | 0 | 0 |  |  | 0 | 0 | 0 | 0 | 0 | 0 | 0 | 0 | 0 | 0 | 0 | 0 | 0 | 0 | 0 | 0 | 0 | 0 | 0 | 0 | 0 | 0 | 0 | 0 | 0 | 0 | 0 | 0 | 0 | 0 | 0 | 0
| Bus Tie 4 |  |  | 0 | 0 | 0 | 0 | 0 | 0 | 0 | 0 | 0 | 0 | 0 | 0 | 0 | 0 | 0 | 0 | 0 | 0 | 0 | 0 | 0 | 0 | 0 | 0 | 0 | 0 | 0 | 0 | 0 | 0 | 0 | 0 |  |  | 0 | 0 | 0 | 0 | 0 | 0 | 0 | 0 | 0 | 0 | 0 | 0 | 0 | 0 | 0 | 0 | 0 | 0 | 0 | 0 | 0 | 0 | 0 | 0 | 0 | 0 | 0 | 0 | 0 | 0 | 0 | 0
| Bus Tie 5 |  |  | 0 | 0 | 0 | 0 | 0 | 0 | 0 | 0 | 0 | 0 | 0 | 0 | 0 | 0 | 0 | 0 | 0 | 0 | 0 | 0 | 0 | 0 | 0 | 0 | 0 | 0 | 0 | 0 | 0 | 0 | 0 | 0 |  |  | 0 | 0 | 0 | 0 | 0 | 0 | 0 | 0 | 0 | 0 | 0 | 0 | 0 | 0 | 0 | 0 | 0 | 0 | 0 | 0 | 0 | 0 | 0 | 0 | 0 | 0 | 0 | 0 | 0 | 0 | 0 | 0
| Bus Tie 6 |  |  | 0 | 0 | 0 | 0 | 0 | 0 | 0 | 0 | 0 | 0 | 0 | 0 | 0 | 0 | 0 | 0 | 0 | 0 | 0 | 0 | 0 | 0 | 0 | 0 | 0 | 0 | 0 | 0 | 0 | 0 | 0 | 0 |  |  | 0 | 0 | 0 | 0 | 0 | 0 | 0 | 0 | 0 | 0 | 0 | 0 | 0 | 0 | 0 | 0 | 0 | 0 | 0 | 0 | 0 | 0 | 0 | 0 | 0 | 0 | 0 | 0 | 0 | 0 | 0 | 0
| Bus Tie 7 |  |  | 0 | 0 | 0 | 0 | 0 | 0 | 0 | 0 | 0 | 0 | 0 | 0 | 0 | 0 | 0 | 0 | 0 | 0 | 0 | 0 | 0 | 0 | 0 | 0 | 0 | 0 | 0 | 0 | 0 | 0 | 0 | 0 |  |  | 0 | 0 | 0 | 0 | 0 | 0 | 0 | 0 | 0 | 0 | 0 | 0 | 0 | 0 | 0 | 0 | 0 | 0 | 0 | 0 | 0 | 0 | 0 | 0 | 0 | 0 | 0 | 0 | 0 | 0 | 0 | 0
| Bus Tie 8 |  |  | 0 | 0 | 0 | 0 | 0 | 0 | 0 | 0 | 0 | 0 | 0 | 0 | 0 | 0 | 0 | 0 | 0 | 0 | 0 | 0 | 0 | 0 | 0 | 0 | 0 | 0 | 0 | 0 | 0 | 0 | 0 | 0 |  |  | 0 | 0 | 0 | 0 | 0 | 0 | 0 | 0 | 0 | 0 | 0 | 0 | 0 | 0 | 0 | 0 | 0 | 0 | 0 | 0 | 0 | 0 | 0 | 0 | 0 | 0 | 0 | 0 | 0 | 0 | 0 | 0
| Bus Tie 9 |  |  | 0 | 0 | 0 | 0 | 0 | 0 | 0 | 0 | 0 | 0 | 0 | 0 | 0 | 0 | 0 | 0 | 0 | 0 | 0 | 0 | 0 | 0 | 0 | 0 | 0 | 0 | 0 | 0 | 0 | 0 | 0 | 0 |  |  | 0 | 0 | 0 | 0 | 0 | 0 | 0 | 0 | 0 | 0 | 0 | 0 | 0 | 0 | 0 | 0 | 0 | 0 | 0 | 0 | 0 | 0 | 0 | 0 | 0 | 0 | 0 | 0 | 0 | 0 | 0 | 0
| Bus Tie 10 |  |  | 0 | 0 | 0 | 0 | 0 | 0 | 0 | 0 | 0 | 0 | 0 | 0 | 0 | 0 | 0 | 0 | 0 | 0 | 0 | 0 | 0 | 0 | 0 | 0 | 0 | 0 | 0 | 0 | 0 | 0 | 0 | 0 |  |  | 0 | 0 | 0 | 0 | 0 | 0 | 0 | 0 | 0 | 0 | 0 | 0 | 0 | 0 | 0 | 0 | 0 | 0 | 0 | 0 | 0 | 0 | 0 | 0 | 0 | 0 | 0 | 0 | 0 | 0 | 0 | 0
| Bus Tie 11 |  |  | 0 | 0 | 0 | 0 | 0 | 0 | 0 | 0 | 0 | 0 | 0 | 0 | 0 | 0 | 0 | 0 | 0 | 0 | 0 | 0 | 0 | 0 | 0 | 0 | 0 | 0 | 0 | 0 | 0 | 0 | 0 | 0 |  |  | 0 | 0 | 0 | 0 | 0 | 0 | 0 | 0 | 0 | 0 | 0 | 0 | 0 | 0 | 0 | 0 | 0 | 0 | 0 | 0 | 0 | 0 | 0 | 0 | 0 | 0 | 0 | 0 | 0 | 0 | 0 | 0
| Bus Tie 12 |  |  | 0 | 0 | 0 | 0 | 0 | 0 | 0 | 0 | 0 | 0 | 0 | 0 | 0 | 0 | 0 | 0 | 0 | 0 | 0 | 0 | 0 | 0 | 0 | 0 | 0 | 0 | 0 | 0 | 0 | 0 | 0 | 0 |  |  | 0 | 0 | 0 | 0 | 0 | 0 | 0 | 0 | 0 | 0 | 0 | 0 | 0 | 0 | 0 | 0 | 0 | 0 | 0 | 0 | 0 | 0 | 0 | 0 | 0 | 0 | 0 | 0 | 0 | 0 | 0 | 0
Probability | Section 1 |  |  | 0.002818 | 0.0030166 | 0.0032303 | 0.0034598 | 0.0037062 | 0.0039703 | 0.0042529 | 0.0045551 | 0.0048779 | 0.0052221 | 0.005589 | 0.0059795 | 0.0063947 | 0.0068358 | 0.0073039 | 0.0078001 | 0.0083258 | 0.008882 | 0.0094701 | 0.010091 | 0.010747 | 0.011439 | 0.012167 | 0.012934 | 0.013741 | 0.01459 | 0.015481 | 0.016416 | 0.017397 | 0.018425 | 0.019501 | 0.020628 |  |  | 0 | 0 | 0 | 0 | 0 | 0 | 0 | 0 | 0 | 0 | 0 | 0 | 0 | 0 | 0 | 0 | 0 | 0 | 0 | 0 | 0 | 0 | 0 | 0 | 0 | 0 | 0 | 0 | 0 | 0 | 0 | 0
(Post Switching -Repair) | Section 2 |  |  | 0.00031747 | 0.00033976 | 0.00036375 | 0.00038953 | 0.00041719 | 0.00044684 | 0.00047858 | 0.00051252 | 0.00054876 | 0.00058742 | 0.00062862 | 0.00067247 | 0.0007191 | 0.00076863 | 0.0008212 | 0.00087693 | 0.00093596 | 0.00099843 | 0.0010645 | 0.0011343 | 0.0012079 | 0.0012856 | 0.0013674 | 0.0014536 | 0.0015442 | 0.0016395 | 0.0017396 | 0.0018446 | 0.0019548 | 0.0020703 | 0.0021912 | 0.0023178 |  |  | 0 | 0 | 0 | 0 | 0 | 0 | 0 | 0 | 0 | 0 | 0 | 0 | 0 | 0 | 0 | 0 | 0 | 0 | 0 | 0 | 0 | 0 | 0 | 0 | 0 | 0 | 0 | 0 | 0 | 0 | 0 | 0
| Section 3 |  |  | 0 | 0 | 0 | 0 | 0 | 0 | 0 | 0 | 0 | 0 | 0 | 0 | 0 | 0 | 0 | 0 | 0 | 0 | 0 | 0 | 0 | 0 | 0 | 0 | 0 | 0 | 0 | 0 | 0 | 0 | 0 | 0 |  |  | 0 | 0 | 0 | 0 | 0 | 0 | 0 | 0 | 0 | 0 | 0 | 0 | 0 | 0 | 0 | 0 | 0 | 0 | 0 | 0 | 0 | 0 | 0 | 0 | 0 | 0 | 0 | 0 | 0 | 0 | 0 | 0
| Section 4 |  |  | 0 | 0 | 0 | 0 | 0 | 0 | 0 | 0 | 0 | 0 | 0 | 0 | 0 | 0 | 0 | 0 | 0 | 0 | 0 | 0 | 0 | 0 | 0 | 0 | 0 | 0 | 0 | 0 | 0 | 0 | 0 | 0 |  |  | 0 | 0 | 0 | 0 | 0 | 0 | 0 | 0 | 0 | 0 | 0 | 0 | 0 | 0 | 0 | 0 | 0 | 0 | 0 | 0 | 0 | 0 | 0 | 0 | 0 | 0 | 0 | 0 | 0 | 0 | 0 | 0
| Section 5 |  |  | 0 | 0 | 0 | 0 | 0 | 0 | 0 | 0 | 0 | 0 | 0 | 0 | 0 | 0 | 0 | 0 | 0 | 0 | 0 | 0 | 0 | 0 | 0 | 0 | 0 | 0 | 0 | 0 | 0 | 0 | 0 | 0 |  |  | 0 | 0 | 0 | 0 | 0 | 0 | 0 | 0 | 0 | 0 | 0 | 0 | 0 | 0 | 0 | 0 | 0 | 0 | 0 | 0 | 0 | 0 | 0 | 0 | 0 | 0 | 0 | 0 | 0 | 0 | 0 | 0
| Section 6 |  |  | 0 | 0 | 0 | 0 | 0 | 0 | 0 | 0 | 0 | 0 | 0 | 0 | 0 | 0 | 0 | 0 | 0 | 0 | 0 | 0 | 0 | 0 | 0 | 0 | 0 | 0 | 0 | 0 | 0 | 0 | 0 | 0 |  |  | 0 | 0 | 0 | 0 | 0 | 0 | 0 | 0 | 0 | 0 | 0 | 0 | 0 | 0 | 0 | 0 | 0 | 0 | 0 | 0 | 0 | 0 | 0 | 0 | 0 | 0 | 0 | 0 | 0 | 0 | 0 | 0
| Section 7 |  |  | 0 | 0 | 0 | 0 | 0 | 0 | 0 | 0 | 0 | 0 | 0 | 0 | 0 | 0 | 0 | 0 | 0 | 0 | 0 | 0 | 0 | 0 | 0 | 0 | 0 | 0 | 0 | 0 | 0 | 0 | 0 | 0 |  |  | 0 | 0 | 0 | 0 | 0 | 0 | 0 | 0 | 0 | 0 | 0 | 0 | 0 | 0 | 0 | 0 | 0 | 0 | 0 | 0 | 0 | 0 | 0 | 0 | 0 | 0 | 0 | 0 | 0 | 0 | 0 | 0
| Section 8 |  |  | 0 | 0 | 0 | 0 | 0 | 0 | 0 | 0 | 0 | 0 | 0 | 0 | 0 | 0 | 0 | 0 | 0 | 0 | 0 | 0 | 0 | 0 | 0 | 0 | 0 | 0 | 0 | 0 | 0 | 0 | 0 | 0 |  |  | 0 | 0 | 0 | 0 | 0 | 0 | 0 | 0 | 0 | 0 | 0 | 0 | 0 | 0 | 0 | 0 | 0 | 0 | 0 | 0 | 0 | 0 | 0 | 0 | 0 | 0 | 0 | 0 | 0 | 0 | 0 | 0
| Section 9 |  |  | 0 | 0 | 0 | 0 | 0 | 0 | 0 | 0 | 0 | 0 | 0 | 0 | 0 | 0 | 0 | 0 | 0 | 0 | 0 | 0 | 0 | 0 | 0 | 0 | 0 | 0 | 0 | 0 | 0 | 0 | 0 | 0 |  |  | 0 | 0 | 0 | 0 | 0 | 0 | 0 | 0 | 0 | 0 | 0 | 0 | 0 | 0 | 0 | 0 | 0 | 0 | 0 | 0 | 0 | 0 | 0 | 0 | 0 | 0 | 0 | 0 | 0 | 0 | 0 | 0
| Section 10 |  |  | 0 | 0 | 0 | 0 | 0 | 0 | 0 | 0 | 0 | 0 | 0 | 0 | 0 | 0 | 0 | 0 | 0 | 0 | 0 | 0 | 0 | 0 | 0 | 0 | 0 | 0 | 0 | 0 | 0 | 0 | 0 | 0 |  |  | 0 | 0 | 0 | 0 | 0 | 0 | 0 | 0 | 0 | 0 | 0 | 0 | 0 | 0 | 0 | 0 | 0 | 0 | 0 | 0 | 0 | 0 | 0 | 0 | 0 | 0 | 0 | 0 | 0 | 0 | 0 | 0
| Section 11 |  |  | 0 | 0 | 0 | 0 | 0 | 0 | 0 | 0 | 0 | 0 | 0 | 0 | 0 | 0 | 0 | 0 | 0 | 0 | 0 | 0 | 0 | 0 | 0 | 0 | 0 | 0 | 0 | 0 | 0 | 0 | 0 | 0 |  |  | 0 | 0 | 0 | 0 | 0 | 0 | 0 | 0 | 0 | 0 | 0 | 0 | 0 | 0 | 0 | 0 | 0 | 0 | 0 | 0 | 0 | 0 | 0 | 0 | 0 | 0 | 0 | 0 | 0 | 0 | 0 | 0
| Section 12 |  |  | 0 | 0 | 0 | 0 | 0 | 0 | 0 | 0 | 0 | 0 | 0 | 0 | 0 | 0 | 0 | 0 | 0 | 0 | 0 | 0 | 0 | 0 | 0 | 0 | 0 | 0 | 0 | 0 | 0 | 0 | 0 | 0 |  |  | 0 | 0 | 0 | 0 | 0 | 0 | 0 | 0 | 0 | 0 | 0 | 0 | 0 | 0 | 0 | 0 | 0 | 0 | 0 | 0 | 0 | 0 | 0 | 0 | 0 | 0 | 0 | 0 | 0 | 0 | 0 | 0
| Bus Tie 1 |  |  | 0.00031096 | 0.0003329 | 0.00035651 | 0.00038187 | 0.00040909 | 0.00043827 | 0.0004695 | 0.00050289 | 0.00053855 | 0.0005766 | 0.00061713 | 0.00066028 | 0.00070616 | 0.0007549 | 0.00080663 | 0.00086146 | 0.00091955 | 0.00098102 | 0.001046 | 0.0011147 | 0.0011871 | 0.0012635 | 0.0013441 | 0.0014288 | 0.001518 | 0.0016118 | 0.0017103 | 0.0018136 | 0.0019221 | 0.0020357 | 0.0021547 | 0.0022792 |  |  | 0 | 0 | 0 | 0 | 0 | 0 | 0 | 0 | 0 | 0 | 0 | 0 | 0 | 0 | 0 | 0 | 0 | 0 | 0 | 0 | 0 | 0 | 0 | 0 | 0 | 0 | 0 | 0 | 0 | 0 | 0 | 0
| Bus Tie 2 |  |  | 0 | 0 | 0 | 0 | 0 | 0 | 0 | 0 | 0 | 0 | 0 | 0 | 0 | 0 | 0 | 0 | 0 | 0 | 0 | 0 | 0 | 0 | 0 | 0 | 0 | 0 | 0 | 0 | 0 | 0 | 0 | 0 |  |  | 0 | 0 | 0 | 0 | 0 | 0 | 0 | 0 | 0 | 0 | 0 | 0 | 0 | 0 | 0 | 0 | 0 | 0 | 0 | 0 | 0 | 0 | 0 | 0 | 0 | 0 | 0 | 0 | 0 | 0 | 0 | 0
| Bus Tie 3 |  |  | 0 | 0 | 0 | 0 | 0 | 0 | 0 | 0 | 0 | 0 | 0 | 0 | 0 | 0 | 0 | 0 | 0 | 0 | 0 | 0 | 0 | 0 | 0 | 0 | 0 | 0 | 0 | 0 | 0 | 0 | 0 | 0 |  |  | 0 | 0 | 0 | 0 | 0 | 0 | 0 | 0 | 0 | 0 | 0 | 0 | 0 | 0 | 0 | 0 | 0 | 0 | 0 | 0 | 0 | 0 | 0 | 0 | 0 | 0 | 0 | 0 | 0 | 0 | 0 | 0
| Bus Tie 4 |  |  | 0 | 0 | 0 | 0 | 0 | 0 | 0 | 0 | 0 | 0 | 0 | 0 | 0 | 0 | 0 | 0 | 0 | 0 | 0 | 0 | 0 | 0 | 0 | 0 | 0 | 0 | 0 | 0 | 0 | 0 | 0 | 0 |  |  | 0 | 0 | 0 | 0 | 0 | 0 | 0 | 0 | 0 | 0 | 0 | 0 | 0 | 0 | 0 | 0 | 0 | 0 | 0 | 0 | 0 | 0 | 0 | 0 | 0 | 0 | 0 | 0 | 0 | 0 | 0 | 0
| Bus Tie 5 |  |  | 0 | 0 | 0 | 0 | 0 | 0 | 0 | 0 | 0 | 0 | 0 | 0 | 0 | 0 | 0 | 0 | 0 | 0 | 0 | 0 | 0 | 0 | 0 | 0 | 0 | 0 | 0 | 0 | 0 | 0 | 0 | 0 |  |  | 0 | 0 | 0 | 0 | 0 | 0 | 0 | 0 | 0 | 0 | 0 | 0 | 0 | 0 | 0 | 0 | 0 | 0 | 0 | 0 | 0 | 0 | 0 | 0 | 0 | 0 | 0 | 0 | 0 | 0 | 0 | 0
| Bus Tie 6 |  |  | 0 | 0 | 0 | 0 | 0 | 0 | 0 | 0 | 0 | 0 | 0 | 0 | 0 | 0 | 0 | 0 | 0 | 0 | 0 | 0 | 0 | 0 | 0 | 0 | 0 | 0 | 0 | 0 | 0 | 0 | 0 | 0 |  |  | 0 | 0 | 0 | 0 | 0 | 0 | 0 | 0 | 0 | 0 | 0 | 0 | 0 | 0 | 0 | 0 | 0 | 0 | 0 | 0 | 0 | 0 | 0 | 0 | 0 | 0 | 0 | 0 | 0 | 0 | 0 | 0
| Bus Tie 7 |  |  | 0 | 0 | 0 | 0 | 0 | 0 | 0 | 0 | 0 | 0 | 0 | 0 | 0 | 0 | 0 | 0 | 0 | 0 | 0 | 0 | 0 | 0 | 0 | 0 | 0 | 0 | 0 | 0 | 0 | 0 | 0 | 0 |  |  | 0 | 0 | 0 | 0 | 0 | 0 | 0 | 0 | 0 | 0 | 0 | 0 | 0 | 0 | 0 | 0 | 0 | 0 | 0 | 0 | 0 | 0 | 0 | 0 | 0 | 0 | 0 | 0 | 0 | 0 | 0 | 0
| Bus Tie 8 |  |  | 0 | 0 | 0 | 0 | 0 | 0 | 0 | 0 | 0 | 0 | 0 | 0 | 0 | 0 | 0 | 0 | 0 | 0 | 0 | 0 | 0 | 0 | 0 | 0 | 0 | 0 | 0 | 0 | 0 | 0 | 0 | 0 |  |  | 0 | 0 | 0 | 0 | 0 | 0 | 0 | 0 | 0 | 0 | 0 | 0 | 0 | 0 | 0 | 0 | 0 | 0 | 0 | 0 | 0 | 0 | 0 | 0 | 0 | 0 | 0 | 0 | 0 | 0 | 0 | 0
| Bus Tie 9 |  |  | 0 | 0 | 0 | 0 | 0 | 0 | 0 | 0 | 0 | 0 | 0 | 0 | 0 | 0 | 0 | 0 | 0 | 0 | 0 | 0 | 0 | 0 | 0 | 0 | 0 | 0 | 0 | 0 | 0 | 0 | 0 | 0 |  |  | 0 | 0 | 0 | 0 | 0 | 0 | 0 | 0 | 0 | 0 | 0 | 0 | 0 | 0 | 0 | 0 | 0 | 0 | 0 | 0 | 0 | 0 | 0 | 0 | 0 | 0 | 0 | 0 | 0 | 0 | 0 | 0
| Bus Tie 10 |  |  | 0 | 0 | 0 | 0 | 0 | 0 | 0 | 0 | 0 | 0 | 0 | 0 | 0 | 0 | 0 | 0 | 0 | 0 | 0 | 0 | 0 | 0 | 0 | 0 | 0 | 0 | 0 | 0 | 0 | 0 | 0 | 0 |  |  | 0 | 0 | 0 | 0 | 0 | 0 | 0 | 0 | 0 | 0 | 0 | 0 | 0 | 0 | 0 | 0 | 0 | 0 | 0 | 0 | 0 | 0 | 0 | 0 | 0 | 0 | 0 | 0 | 0 | 0 | 0 | 0
| Bus Tie 11 |  |  | 0 | 0 | 0 | 0 | 0 | 0 | 0 | 0 | 0 | 0 | 0 | 0 | 0 | 0 | 0 | 0 | 0 | 0 | 0 | 0 | 0 | 0 | 0 | 0 | 0 | 0 | 0 | 0 | 0 | 0 | 0 | 0 |  |  | 0 | 0 | 0 | 0 | 0 | 0 | 0 | 0 | 0 | 0 | 0 | 0 | 0 | 0 | 0 | 0 | 0 | 0 | 0 | 0 | 0 | 0 | 0 | 0 | 0 | 0 | 0 | 0 | 0 | 0 | 0 | 0
| Bus Tie 12 |  |  | 0 | 0 | 0 | 0 | 0 | 0 | 0 | 0 | 0 | 0 | 0 | 0 | 0 | 0 | 0 | 0 | 0 | 0 | 0 | 0 | 0 | 0 | 0 | 0 | 0 | 0 | 0 | 0 | 0 | 0 | 0 | 0 |  |  | 0 | 0 | 0 | 0 | 0 | 0 | 0 | 0 | 0 | 0 | 0 | 0 | 0 | 0 | 0 | 0 | 0 | 0 | 0 | 0 | 0 | 0 | 0 | 0 | 0 | 0 | 0 | 0 | 0 | 0 | 0 | 0

## UE
| Summer | [31 empty] | Winter
| LOAD CURTAILMENT (MW) | [31 empty] | LOAD CURTAILMENT (MW)
| 2021 | 2022 | 2023 | 2024 | 2025 | 2026 | 2027 | 2028 | 2029 | 2030 | 2031 | 2032 | 2033 | 2034 | 2035 | 2036 | 2037 | 2038 | 2039 | 2040 | 2041 | 2042 | 2043 | 2044 | 2045 | 2046 | 2047 | 2048 | 2049 | 2050 | 2051 | 2052 | 2021 | 2022 | 2023 | 2024 | 2025 | 2026 | 2027 | 2028 | 2029 | 2030 | 2031 | 2032 | 2033 | 2034 | 2035 | 2036 | 2037 | 2038 | 2039 | 2040 | 2041 | 2042 | 2043 | 2044 | 2045 | 2046 | 2047 | 2048 | 2049 | 2050 | 2051 | 2052
Section 1 | 5.8258 | 6.2544 | 6.3412 | 6.3109 | 6.2634 | 6.2333 | 6.4134 | 6.6374 | 6.4821 | 6.7087 | 6.7912 | 6.8553 | 7.0722 | 6.9802 | 6.7503 | 6.7667 | 6.758 | 7.2768 | 7.2549 | 7.2122 | 6.9296 | 6.8729 | 6.8169 | 6.7861 | 6.7644 | 6.7858 | 6.8464 | 6.9568 | 7.2198 | 7.2922 | 7.351 | 0 | 5.1414 | 5.8844 | 6.1046 | 6.2115 | 6.2654 | 6.3206 | 6.3446 | 6.4076 | 6.4897 | 6.5656 | 6.6454 | 6.6929 | 6.7661 | 6.8616 | 6.9004 | 6.9237 | 6.9372 | 6.9813 | 6.9577 | 6.9788 | 6.9733 | 6.9559 | 6.9672 | 6.9764 | 6.9943 | 7.0033 | 7.0159 | 7.0312 | 7.0405 | 7.0668 | 7.1073 | 0
Section 2 | 0 | 0 | 0 | 0 | 0 | 0 | 0 | 0 | 0 | 0 | 0 | 0 | 0 | 0 | 0 | 0 | 0 | 0 | 0 | 0 | 0 | 0 | 0 | 0 | 0 | 0 | 0 | 0 | 0 | 0 | 0 | 0 | 0 | 0 | 0 | 0 | 0 | 0 | 0 | 0 | 0 | 0 | 0 | 0 | 0 | 0 | 0 | 0 | 0 | 0 | 0 | 0 | 0 | 0 | 0 | 0 | 0 | 0 | 0 | 0 | 0 | 0 | 0 | 0
Section 3 | 0 | 0 | 0 | 0 | 0 | 0 | 0 | 0 | 0 | 0 | 0 | 0 | 0 | 0 | 0 | 0 | 0 | 0 | 0 | 0 | 0 | 0 | 0 | 0 | 0 | 0 | 0 | 0 | 0 | 0 | 0 | 0 | 0 | 0 | 0 | 0 | 0 | 0 | 0 | 0 | 0 | 0 | 0 | 0 | 0 | 0 | 0 | 0 | 0 | 0 | 0 | 0 | 0 | 0 | 0 | 0 | 0 | 0 | 0 | 0 | 0 | 0 | 0 | 0
Section 4 | 0 | 0 | 0 | 0 | 0 | 0 | 0 | 0 | 0 | 0 | 0 | 0 | 0 | 0 | 0 | 0 | 0 | 0 | 0 | 0 | 0 | 0 | 0 | 0 | 0 | 0 | 0 | 0 | 0 | 0 | 0 | 0 | 0 | 0 | 0 | 0 | 0 | 0 | 0 | 0 | 0 | 0 | 0 | 0 | 0 | 0 | 0 | 0 | 0 | 0 | 0 | 0 | 0 | 0 | 0 | 0 | 0 | 0 | 0 | 0 | 0 | 0 | 0 | 0
Section 5 | 0 | 0 | 0 | 0 | 0 | 0 | 0 | 0 | 0 | 0 | 0 | 0 | 0 | 0 | 0 | 0 | 0 | 0 | 0 | 0 | 0 | 0 | 0 | 0 | 0 | 0 | 0 | 0 | 0 | 0 | 0 | 0 | 0 | 0 | 0 | 0 | 0 | 0 | 0 | 0 | 0 | 0 | 0 | 0 | 0 | 0 | 0 | 0 | 0 | 0 | 0 | 0 | 0 | 0 | 0 | 0 | 0 | 0 | 0 | 0 | 0 | 0 | 0 | 0
Section 6 | 0 | 0 | 0 | 0 | 0 | 0 | 0 | 0 | 0 | 0 | 0 | 0 | 0 | 0 | 0 | 0 | 0 | 0 | 0 | 0 | 0 | 0 | 0 | 0 | 0 | 0 | 0 | 0 | 0 | 0 | 0 | 0 | 0 | 0 | 0 | 0 | 0 | 0 | 0 | 0 | 0 | 0 | 0 | 0 | 0 | 0 | 0 | 0 | 0 | 0 | 0 | 0 | 0 | 0 | 0 | 0 | 0 | 0 | 0 | 0 | 0 | 0 | 0 | 0
Section 7 | 0 | 0 | 0 | 0 | 0 | 0 | 0 | 0 | 0 | 0 | 0 | 0 | 0 | 0 | 0 | 0 | 0 | 0 | 0 | 0 | 0 | 0 | 0 | 0 | 0 | 0 | 0 | 0 | 0 | 0 | 0 | 0 | 0 | 0 | 0 | 0 | 0 | 0 | 0 | 0 | 0 | 0 | 0 | 0 | 0 | 0 | 0 | 0 | 0 | 0 | 0 | 0 | 0 | 0 | 0 | 0 | 0 | 0 | 0 | 0 | 0 | 0 | 0 | 0
Section 8 | 0 | 0 | 0 | 0 | 0 | 0 | 0 | 0 | 0 | 0 | 0 | 0 | 0 | 0 | 0 | 0 | 0 | 0 | 0 | 0 | 0 | 0 | 0 | 0 | 0 | 0 | 0 | 0 | 0 | 0 | 0 | 0 | 0 | 0 | 0 | 0 | 0 | 0 | 0 | 0 | 0 | 0 | 0 | 0 | 0 | 0 | 0 | 0 | 0 | 0 | 0 | 0 | 0 | 0 | 0 | 0 | 0 | 0 | 0 | 0 | 0 | 0 | 0 | 0
Section 9 | 0 | 0 | 0 | 0 | 0 | 0 | 0 | 0 | 0 | 0 | 0 | 0 | 0 | 0 | 0 | 0 | 0 | 0 | 0 | 0 | 0 | 0 | 0 | 0 | 0 | 0 | 0 | 0 | 0 | 0 | 0 | 0 | 0 | 0 | 0 | 0 | 0 | 0 | 0 | 0 | 0 | 0 | 0 | 0 | 0 | 0 | 0 | 0 | 0 | 0 | 0 | 0 | 0 | 0 | 0 | 0 | 0 | 0 | 0 | 0 | 0 | 0 | 0 | 0
Section 10 | 0 | 0 | 0 | 0 | 0 | 0 | 0 | 0 | 0 | 0 | 0 | 0 | 0 | 0 | 0 | 0 | 0 | 0 | 0 | 0 | 0 | 0 | 0 | 0 | 0 | 0 | 0 | 0 | 0 | 0 | 0 | 0 | 0 | 0 | 0 | 0 | 0 | 0 | 0 | 0 | 0 | 0 | 0 | 0 | 0 | 0 | 0 | 0 | 0 | 0 | 0 | 0 | 0 | 0 | 0 | 0 | 0 | 0 | 0 | 0 | 0 | 0 | 0 | 0
Section 11 | 0 | 0 | 0 | 0 | 0 | 0 | 0 | 0 | 0 | 0 | 0 | 0 | 0 | 0 | 0 | 0 | 0 | 0 | 0 | 0 | 0 | 0 | 0 | 0 | 0 | 0 | 0 | 0 | 0 | 0 | 0 | 0 | 0 | 0 | 0 | 0 | 0 | 0 | 0 | 0 | 0 | 0 | 0 | 0 | 0 | 0 | 0 | 0 | 0 | 0 | 0 | 0 | 0 | 0 | 0 | 0 | 0 | 0 | 0 | 0 | 0 | 0 | 0 | 0
Section 12 | 0 | 0 | 0 | 0 | 0 | 0 | 0 | 0 | 0 | 0 | 0 | 0 | 0 | 0 | 0 | 0 | 0 | 0 | 0 | 0 | 0 | 0 | 0 | 0 | 0 | 0 | 0 | 0 | 0 | 0 | 0 | 0 | 0 | 0 | 0 | 0 | 0 | 0 | 0 | 0 | 0 | 0 | 0 | 0 | 0 | 0 | 0 | 0 | 0 | 0 | 0 | 0 | 0 | 0 | 0 | 0 | 0 | 0 | 0 | 0 | 0 | 0 | 0 | 0
Bus Tie 1 | 5.8258 | 6.2544 | 6.3412 | 6.3109 | 6.2634 | 6.2333 | 6.4134 | 6.6374 | 6.4821 | 6.7087 | 6.7912 | 6.8553 | 7.0722 | 6.9802 | 6.7503 | 6.7667 | 6.758 | 7.2768 | 7.2549 | 7.2122 | 6.9296 | 6.8729 | 6.8169 | 6.7861 | 6.7644 | 6.7858 | 6.8464 | 6.9568 | 7.2198 | 7.2922 | 7.351 | 0 | 5.1414 | 5.8844 | 6.1046 | 6.2115 | 6.2654 | 6.3206 | 6.3446 | 6.4076 | 6.4897 | 6.5656 | 6.6454 | 6.6929 | 6.7661 | 6.8616 | 6.9004 | 6.9237 | 6.9372 | 6.9813 | 6.9577 | 6.9788 | 6.9733 | 6.9559 | 6.9672 | 6.9764 | 6.9943 | 7.0033 | 7.0159 | 7.0312 | 7.0405 | 7.0668 | 7.1073 | 0
Bus Tie 2 | 0 | 0 | 0 | 0 | 0 | 0 | 0 | 0 | 0 | 0 | 0 | 0 | 0 | 0 | 0 | 0 | 0 | 0 | 0 | 0 | 0 | 0 | 0 | 0 | 0 | 0 | 0 | 0 | 0 | 0 | 0 | 0 | 0 | 0 | 0 | 0 | 0 | 0 | 0 | 0 | 0 | 0 | 0 | 0 | 0 | 0 | 0 | 0 | 0 | 0 | 0 | 0 | 0 | 0 | 0 | 0 | 0 | 0 | 0 | 0 | 0 | 0 | 0 | 0
Bus Tie 3 | 0 | 0 | 0 | 0 | 0 | 0 | 0 | 0 | 0 | 0 | 0 | 0 | 0 | 0 | 0 | 0 | 0 | 0 | 0 | 0 | 0 | 0 | 0 | 0 | 0 | 0 | 0 | 0 | 0 | 0 | 0 | 0 | 0 | 0 | 0 | 0 | 0 | 0 | 0 | 0 | 0 | 0 | 0 | 0 | 0 | 0 | 0 | 0 | 0 | 0 | 0 | 0 | 0 | 0 | 0 | 0 | 0 | 0 | 0 | 0 | 0 | 0 | 0 | 0
Bus Tie 4 | 0 | 0 | 0 | 0 | 0 | 0 | 0 | 0 | 0 | 0 | 0 | 0 | 0 | 0 | 0 | 0 | 0 | 0 | 0 | 0 | 0 | 0 | 0 | 0 | 0 | 0 | 0 | 0 | 0 | 0 | 0 | 0 | 0 | 0 | 0 | 0 | 0 | 0 | 0 | 0 | 0 | 0 | 0 | 0 | 0 | 0 | 0 | 0 | 0 | 0 | 0 | 0 | 0 | 0 | 0 | 0 | 0 | 0 | 0 | 0 | 0 | 0 | 0 | 0
Bus Tie 5 | 0 | 0 | 0 | 0 | 0 | 0 | 0 | 0 | 0 | 0 | 0 | 0 | 0 | 0 | 0 | 0 | 0 | 0 | 0 | 0 | 0 | 0 | 0 | 0 | 0 | 0 | 0 | 0 | 0 | 0 | 0 | 0 | 0 | 0 | 0 | 0 | 0 | 0 | 0 | 0 | 0 | 0 | 0 | 0 | 0 | 0 | 0 | 0 | 0 | 0 | 0 | 0 | 0 | 0 | 0 | 0 | 0 | 0 | 0 | 0 | 0 | 0 | 0 | 0
Bus Tie 6 | 0 | 0 | 0 | 0 | 0 | 0 | 0 | 0 | 0 | 0 | 0 | 0 | 0 | 0 | 0 | 0 | 0 | 0 | 0 | 0 | 0 | 0 | 0 | 0 | 0 | 0 | 0 | 0 | 0 | 0 | 0 | 0 | 0 | 0 | 0 | 0 | 0 | 0 | 0 | 0 | 0 | 0 | 0 | 0 | 0 | 0 | 0 | 0 | 0 | 0 | 0 | 0 | 0 | 0 | 0 | 0 | 0 | 0 | 0 | 0 | 0 | 0 | 0 | 0
Bus Tie 7 | 0 | 0 | 0 | 0 | 0 | 0 | 0 | 0 | 0 | 0 | 0 | 0 | 0 | 0 | 0 | 0 | 0 | 0 | 0 | 0 | 0 | 0 | 0 | 0 | 0 | 0 | 0 | 0 | 0 | 0 | 0 | 0 | 0 | 0 | 0 | 0 | 0 | 0 | 0 | 0 | 0 | 0 | 0 | 0 | 0 | 0 | 0 | 0 | 0 | 0 | 0 | 0 | 0 | 0 | 0 | 0 | 0 | 0 | 0 | 0 | 0 | 0 | 0 | 0
Bus Tie 8 | 0 | 0 | 0 | 0 | 0 | 0 | 0 | 0 | 0 | 0 | 0 | 0 | 0 | 0 | 0 | 0 | 0 | 0 | 0 | 0 | 0 | 0 | 0 | 0 | 0 | 0 | 0 | 0 | 0 | 0 | 0 | 0 | 0 | 0 | 0 | 0 | 0 | 0 | 0 | 0 | 0 | 0 | 0 | 0 | 0 | 0 | 0 | 0 | 0 | 0 | 0 | 0 | 0 | 0 | 0 | 0 | 0 | 0 | 0 | 0 | 0 | 0 | 0 | 0
Bus Tie 9 | 0 | 0 | 0 | 0 | 0 | 0 | 0 | 0 | 0 | 0 | 0 | 0 | 0 | 0 | 0 | 0 | 0 | 0 | 0 | 0 | 0 | 0 | 0 | 0 | 0 | 0 | 0 | 0 | 0 | 0 | 0 | 0 | 0 | 0 | 0 | 0 | 0 | 0 | 0 | 0 | 0 | 0 | 0 | 0 | 0 | 0 | 0 | 0 | 0 | 0 | 0 | 0 | 0 | 0 | 0 | 0 | 0 | 0 | 0 | 0 | 0 | 0 | 0 | 0
Bus Tie 10 | 0 | 0 | 0 | 0 | 0 | 0 | 0 | 0 | 0 | 0 | 0 | 0 | 0 | 0 | 0 | 0 | 0 | 0 | 0 | 0 | 0 | 0 | 0 | 0 | 0 | 0 | 0 | 0 | 0 | 0 | 0 | 0 | 0 | 0 | 0 | 0 | 0 | 0 | 0 | 0 | 0 | 0 | 0 | 0 | 0 | 0 | 0 | 0 | 0 | 0 | 0 | 0 | 0 | 0 | 0 | 0 | 0 | 0 | 0 | 0 | 0 | 0 | 0 | 0
Bus Tie 11 | 0 | 0 | 0 | 0 | 0 | 0 | 0 | 0 | 0 | 0 | 0 | 0 | 0 | 0 | 0 | 0 | 0 | 0 | 0 | 0 | 0 | 0 | 0 | 0 | 0 | 0 | 0 | 0 | 0 | 0 | 0 | 0 | 0 | 0 | 0 | 0 | 0 | 0 | 0 | 0 | 0 | 0 | 0 | 0 | 0 | 0 | 0 | 0 | 0 | 0 | 0 | 0 | 0 | 0 | 0 | 0 | 0 | 0 | 0 | 0 | 0 | 0 | 0 | 0
Bus Tie 12 | 0 | 0 | 0 | 0 | 0 | 0 | 0 | 0 | 0 | 0 | 0 | 0 | 0 | 0 | 0 | 0 | 0 | 0 | 0 | 0 | 0 | 0 | 0 | 0 | 0 | 0 | 0 | 0 | 0 | 0 | 0 | 0 | 0 | 0 | 0 | 0 | 0 | 0 | 0 | 0 | 0 | 0 | 0 | 0 | 0 | 0 | 0 | 0 | 0 | 0 | 0 | 0 | 0 | 0 | 0 | 0 | 0 | 0 | 0 | 0 | 0 | 0 | 0 | 0
| LOAD CURTAILMENT (MW) 2021: LOAD TRANSFER (MW) | LOAD TRANSFER (MW)
1 | 5.8258 | 5.8184 | 5.8232 | 5.8232 | 5.8232 | 5.8232 | 5.8232 | 5.8232 | 5.8232 | 5.8232 | 5.8232 | 5.8232 | 5.8232 | 5.8232 | 5.8232 | 5.8232 | 5.8232 | 5.8232 | 5.8232 | 5.8232 | 5.8232 | 5.8232 | 5.8232 | 5.8232 | 5.8232 | 5.8232 | 5.8232 | 5.8232 | 5.8232 | 5.8232 | 5.8232 | #DIV/0! | 5.1414 | 5.1386 | 5.1386 | 5.1386 | 5.1386 | 5.1386 | 5.1386 | 5.1386 | 5.1386 | 5.1386 | 5.1386 | 5.1386 | 5.1386 | 5.1386 | 5.1386 | 5.1386 | 5.1386 | 5.1386 | 5.1386 | 5.1386 | 5.1386 | 5.1386 | 5.1386 | 5.1386 | 5.1386 | 5.1386 | 5.1386 | 5.1386 | 5.1386 | 5.1386 | 5.1386 | #DIV/0!
2 | 0 | 0 | 0 | 0 | 0 | 0 | 0 | 0 | 0 | 0 | 0 | 0 | 0 | 0 | 0 | 0 | 0 | 0 | 0 | 0 | 0 | 0 | 0 | 0 | 0 | 0 | 0 | 0 | 0 | 0 | 0 | #DIV/0! | 0 | 0 | 0 | 0 | 0 | 0 | 0 | 0 | 0 | 0 | 0 | 0 | 0 | 0 | 0 | 0 | 0 | 0 | 0 | 0 | 0 | 0 | 0 | 0 | 0 | 0 | 0 | 0 | 0 | 0 | 0 | #DIV/0!
3 | 0 | 0 | 0 | 0 | 0 | 0 | 0 | 0 | 0 | 0 | 0 | 0 | 0 | 0 | 0 | 0 | 0 | 0 | 0 | 0 | 0 | 0 | 0 | 0 | 0 | 0 | 0 | 0 | 0 | 0 | 0 | #DIV/0! | 0 | 0 | 0 | 0 | 0 | 0 | 0 | 0 | 0 | 0 | 0 | 0 | 0 | 0 | 0 | 0 | 0 | 0 | 0 | 0 | 0 | 0 | 0 | 0 | 0 | 0 | 0 | 0 | 0 | 0 | 0 | #DIV/0!
4 | 0 | 0 | 0 | 0 | 0 | 0 | 0 | 0 | 0 | 0 | 0 | 0 | 0 | 0 | 0 | 0 | 0 | 0 | 0 | 0 | 0 | 0 | 0 | 0 | 0 | 0 | 0 | 0 | 0 | 0 | 0 | #DIV/0! | 0 | 0 | 0 | 0 | 0 | 0 | 0 | 0 | 0 | 0 | 0 | 0 | 0 | 0 | 0 | 0 | 0 | 0 | 0 | 0 | 0 | 0 | 0 | 0 | 0 | 0 | 0 | 0 | 0 | 0 | 0 | #DIV/0!
5 | 0 | 0 | 0 | 0 | 0 | 0 | 0 | 0 | 0 | 0 | 0 | 0 | 0 | 0 | 0 | 0 | 0 | 0 | 0 | 0 | 0 | 0 | 0 | 0 | 0 | 0 | 0 | 0 | 0 | 0 | 0 | #DIV/0! | 0 | 0 | 0 | 0 | 0 | 0 | 0 | 0 | 0 | 0 | 0 | 0 | 0 | 0 | 0 | 0 | 0 | 0 | 0 | 0 | 0 | 0 | 0 | 0 | 0 | 0 | 0 | 0 | 0 | 0 | 0 | #DIV/0!
6 | 0 | 0 | 0 | 0 | 0 | 0 | 0 | 0 | 0 | 0 | 0 | 0 | 0 | 0 | 0 | 0 | 0 | 0 | 0 | 0 | 0 | 0 | 0 | 0 | 0 | 0 | 0 | 0 | 0 | 0 | 0 | #DIV/0! | 0 | 0 | 0 | 0 | 0 | 0 | 0 | 0 | 0 | 0 | 0 | 0 | 0 | 0 | 0 | 0 | 0 | 0 | 0 | 0 | 0 | 0 | 0 | 0 | 0 | 0 | 0 | 0 | 0 | 0 | 0 | #DIV/0!
7 | 0 | 0 | 0 | 0 | 0 | 0 | 0 | 0 | 0 | 0 | 0 | 0 | 0 | 0 | 0 | 0 | 0 | 0 | 0 | 0 | 0 | 0 | 0 | 0 | 0 | 0 | 0 | 0 | 0 | 0 | 0 | #DIV/0! | 0 | 0 | 0 | 0 | 0 | 0 | 0 | 0 | 0 | 0 | 0 | 0 | 0 | 0 | 0 | 0 | 0 | 0 | 0 | 0 | 0 | 0 | 0 | 0 | 0 | 0 | 0 | 0 | 0 | 0 | 0 | #DIV/0!
8 | 0 | 0 | 0 | 0 | 0 | 0 | 0 | 0 | 0 | 0 | 0 | 0 | 0 | 0 | 0 | 0 | 0 | 0 | 0 | 0 | 0 | 0 | 0 | 0 | 0 | 0 | 0 | 0 | 0 | 0 | 0 | #DIV/0! | 0 | 0 | 0 | 0 | 0 | 0 | 0 | 0 | 0 | 0 | 0 | 0 | 0 | 0 | 0 | 0 | 0 | 0 | 0 | 0 | 0 | 0 | 0 | 0 | 0 | 0 | 0 | 0 | 0 | 0 | 0 | #DIV/0!
9 | 0 | 0 | 0 | 0 | 0 | 0 | 0 | 0 | 0 | 0 | 0 | 0 | 0 | 0 | 0 | 0 | 0 | 0 | 0 | 0 | 0 | 0 | 0 | 0 | 0 | 0 | 0 | 0 | 0 | 0 | 0 | #DIV/0! | 0 | 0 | 0 | 0 | 0 | 0 | 0 | 0 | 0 | 0 | 0 | 0 | 0 | 0 | 0 | 0 | 0 | 0 | 0 | 0 | 0 | 0 | 0 | 0 | 0 | 0 | 0 | 0 | 0 | 0 | 0 | #DIV/0!
10 | 0 | 0 | 0 | 0 | 0 | 0 | 0 | 0 | 0 | 0 | 0 | 0 | 0 | 0 | 0 | 0 | 0 | 0 | 0 | 0 | 0 | 0 | 0 | 0 | 0 | 0 | 0 | 0 | 0 | 0 | 0 | #DIV/0! | 0 | 0 | 0 | 0 | 0 | 0 | 0 | 0 | 0 | 0 | 0 | 0 | 0 | 0 | 0 | 0 | 0 | 0 | 0 | 0 | 0 | 0 | 0 | 0 | 0 | 0 | 0 | 0 | 0 | 0 | 0 | #DIV/0!
11 | 0 | 0 | 0 | 0 | 0 | 0 | 0 | 0 | 0 | 0 | 0 | 0 | 0 | 0 | 0 | 0 | 0 | 0 | 0 | 0 | 0 | 0 | 0 | 0 | 0 | 0 | 0 | 0 | 0 | 0 | 0 | #DIV/0! | 0 | 0 | 0 | 0 | 0 | 0 | 0 | 0 | 0 | 0 | 0 | 0 | 0 | 0 | 0 | 0 | 0 | 0 | 0 | 0 | 0 | 0 | 0 | 0 | 0 | 0 | 0 | 0 | 0 | 0 | 0 | #DIV/0!
12 | 0 | 0 | 0 | 0 | 0 | 0 | 0 | 0 | 0 | 0 | 0 | 0 | 0 | 0 | 0 | 0 | 0 | 0 | 0 | 0 | 0 | 0 | 0 | 0 | 0 | 0 | 0 | 0 | 0 | 0 | 0 | #DIV/0! | 0 | 0 | 0 | 0 | 0 | 0 | 0 | 0 | 0 | 0 | 0 | 0 | 0 | 0 | 0 | 0 | 0 | 0 | 0 | 0 | 0 | 0 | 0 | 0 | 0 | 0 | 0 | 0 | 0 | 0 | 0 | #DIV/0!
1 | 4.6607 | 4.6547 | 4.6586 | 4.6586 | 4.6586 | 4.6586 | 4.6586 | 4.6586 | 4.6586 | 4.6586 | 4.6586 | 4.6586 | 4.6586 | 4.6586 | 4.6586 | 4.6586 | 4.6586 | 4.6586 | 4.6586 | 4.6586 | 4.6586 | 4.6586 | 4.6586 | 4.6586 | 4.6586 | 4.6586 | 4.6586 | 4.6586 | 4.6586 | 4.6586 | 4.6586 | #DIV/0! | 5.1414 | 5.1386 | 5.1386 | 5.1386 | 5.1386 | 5.1386 | 5.1386 | 5.1386 | 5.1386 | 5.1386 | 5.1386 | 5.1386 | 5.1386 | 5.1386 | 5.1386 | 5.1386 | 5.1386 | 5.1386 | 5.1386 | 5.1386 | 5.1386 | 5.1386 | 5.1386 | 5.1386 | 5.1386 | 5.1386 | 5.1386 | 5.1386 | 5.1386 | 5.1386 | 5.1386 | #DIV/0!
2 | 0 | 0 | 0 | 0 | 0 | 0 | 0 | 0 | 0 | 0 | 0 | 0 | 0 | 0 | 0 | 0 | 0 | 0 | 0 | 0 | 0 | 0 | 0 | 0 | 0 | 0 | 0 | 0 | 0 | 0 | 0 | 0 | 0 | 0 | 0 | 0 | 0 | 0 | 0 | 0 | 0 | 0 | 0 | 0 | 0 | 0 | 0 | 0 | 0 | 0 | 0 | 0 | 0 | 0 | 0 | 0 | 0 | 0 | 0 | 0 | 0 | 0 | 0 | 0
3 | 0 | 0 | 0 | 0 | 0 | 0 | 0 | 0 | 0 | 0 | 0 | 0 | 0 | 0 | 0 | 0 | 0 | 0 | 0 | 0 | 0 | 0 | 0 | 0 | 0 | 0 | 0 | 0 | 0 | 0 | 0 | 0 | 0 | 0 | 0 | 0 | 0 | 0 | 0 | 0 | 0 | 0 | 0 | 0 | 0 | 0 | 0 | 0 | 0 | 0 | 0 | 0 | 0 | 0 | 0 | 0 | 0 | 0 | 0 | 0 | 0 | 0 | 0 | 0
4 | 0 | 0 | 0 | 0 | 0 | 0 | 0 | 0 | 0 | 0 | 0 | 0 | 0 | 0 | 0 | 0 | 0 | 0 | 0 | 0 | 0 | 0 | 0 | 0 | 0 | 0 | 0 | 0 | 0 | 0 | 0 | 0 | 0 | 0 | 0 | 0 | 0 | 0 | 0 | 0 | 0 | 0 | 0 | 0 | 0 | 0 | 0 | 0 | 0 | 0 | 0 | 0 | 0 | 0 | 0 | 0 | 0 | 0 | 0 | 0 | 0 | 0 | 0 | 0
5 | 0 | 0 | 0 | 0 | 0 | 0 | 0 | 0 | 0 | 0 | 0 | 0 | 0 | 0 | 0 | 0 | 0 | 0 | 0 | 0 | 0 | 0 | 0 | 0 | 0 | 0 | 0 | 0 | 0 | 0 | 0 | 0 | 0 | 0 | 0 | 0 | 0 | 0 | 0 | 0 | 0 | 0 | 0 | 0 | 0 | 0 | 0 | 0 | 0 | 0 | 0 | 0 | 0 | 0 | 0 | 0 | 0 | 0 | 0 | 0 | 0 | 0 | 0 | 0
6 | 0 | 0 | 0 | 0 | 0 | 0 | 0 | 0 | 0 | 0 | 0 | 0 | 0 | 0 | 0 | 0 | 0 | 0 | 0 | 0 | 0 | 0 | 0 | 0 | 0 | 0 | 0 | 0 | 0 | 0 | 0 | 0 | 0 | 0 | 0 | 0 | 0 | 0 | 0 | 0 | 0 | 0 | 0 | 0 | 0 | 0 | 0 | 0 | 0 | 0 | 0 | 0 | 0 | 0 | 0 | 0 | 0 | 0 | 0 | 0 | 0 | 0 | 0 | 0
7 | 0 | 0 | 0 | 0 | 0 | 0 | 0 | 0 | 0 | 0 | 0 | 0 | 0 | 0 | 0 | 0 | 0 | 0 | 0 | 0 | 0 | 0 | 0 | 0 | 0 | 0 | 0 | 0 | 0 | 0 | 0 | 0 | 0 | 0 | 0 | 0 | 0 | 0 | 0 | 0 | 0 | 0 | 0 | 0 | 0 | 0 | 0 | 0 | 0 | 0 | 0 | 0 | 0 | 0 | 0 | 0 | 0 | 0 | 0 | 0 | 0 | 0 | 0 | 0
8 | 0 | 0 | 0 | 0 | 0 | 0 | 0 | 0 | 0 | 0 | 0 | 0 | 0 | 0 | 0 | 0 | 0 | 0 | 0 | 0 | 0 | 0 | 0 | 0 | 0 | 0 | 0 | 0 | 0 | 0 | 0 | 0 | 0 | 0 | 0 | 0 | 0 | 0 | 0 | 0 | 0 | 0 | 0 | 0 | 0 | 0 | 0 | 0 | 0 | 0 | 0 | 0 | 0 | 0 | 0 | 0 | 0 | 0 | 0 | 0 | 0 | 0 | 0 | 0
9 | 0 | 0 | 0 | 0 | 0 | 0 | 0 | 0 | 0 | 0 | 0 | 0 | 0 | 0 | 0 | 0 | 0 | 0 | 0 | 0 | 0 | 0 | 0 | 0 | 0 | 0 | 0 | 0 | 0 | 0 | 0 | 0 | 0 | 0 | 0 | 0 | 0 | 0 | 0 | 0 | 0 | 0 | 0 | 0 | 0 | 0 | 0 | 0 | 0 | 0 | 0 | 0 | 0 | 0 | 0 | 0 | 0 | 0 | 0 | 0 | 0 | 0 | 0 | 0
10 | 0 | 0 | 0 | 0 | 0 | 0 | 0 | 0 | 0 | 0 | 0 | 0 | 0 | 0 | 0 | 0 | 0 | 0 | 0 | 0 | 0 | 0 | 0 | 0 | 0 | 0 | 0 | 0 | 0 | 0 | 0 | 0 | 0 | 0 | 0 | 0 | 0 | 0 | 0 | 0 | 0 | 0 | 0 | 0 | 0 | 0 | 0 | 0 | 0 | 0 | 0 | 0 | 0 | 0 | 0 | 0 | 0 | 0 | 0 | 0 | 0 | 0 | 0 | 0
11 | 0 | 0 | 0 | 0 | 0 | 0 | 0 | 0 | 0 | 0 | 0 | 0 | 0 | 0 | 0 | 0 | 0 | 0 | 0 | 0 | 0 | 0 | 0 | 0 | 0 | 0 | 0 | 0 | 0 | 0 | 0 | 0 | 0 | 0 | 0 | 0 | 0 | 0 | 0 | 0 | 0 | 0 | 0 | 0 | 0 | 0 | 0 | 0 | 0 | 0 | 0 | 0 | 0 | 0 | 0 | 0 | 0 | 0 | 0 | 0 | 0 | 0 | 0 | 0
12 | 0 | 0 | 0 | 0 | 0 | 0 | 0 | 0 | 0 | 0 | 0 | 0 | 0 | 0 | 0 | 0 | 0 | 0 | 0 | 0 | 0 | 0 | 0 | 0 | 0 | 0 | 0 | 0 | 0 | 0 | 0 | 0 | 0 | 0 | 0 | 0 | 0 | 0 | 0 | 0 | 0 | 0 | 0 | 0 | 0 | 0 | 0 | 0 | 0 | 0 | 0 | 0 | 0 | 0 | 0 | 0 | 0 | 0 | 0 | 0 | 0 | 0 | 0 | 0
| LOAD CURTAILMENT (MW) 2021: UNSERVED ENERGY - PRE SWITCHING (MWh) | UNSERVED ENERGY - PRE SWITCHING (MWh)
State | 2021 | 2022 | 2023 | 2024 | 2025 | 2026 | 2027 | 2028 | 2029 | 2030 | 2031 | 2032 | 2033 | 2034 | 2035 | 2036 | 2037 | 2038 | 2039 | 2040 | 2041 | 2042 | 2043 | 2044 | 2045 | 2046 | 2047 | 2048 | 2049 | 2050 | 2051 | 2052 | 2021 | 2022 | 2023 | 2024 | 2025 | 2026 | 2027 | 2028 | 2029 | 2030 | 2031 | 2032 | 2033 | 2034 | 2035 | 2036 | 2037 | 2038 | 2039 | 2040 | 2041 | 2042 | 2043 | 2044 | 2045 | 2046 | 2047 | 2048 | 2049 | 2050 | 2051 | 2052
1 | 27813.1701 | 29859.4077 | 30273.3575 | 30128.7936 | 29902.0195 | 29758.4868 | 30618.0789 | 31687.7166 | 30946.0833 | 32027.9007 | 32421.7993 | 32728.091 | 33763.653 | 33324.4042 | 32226.7405 | 32304.7686 | 32263.2224 | 34740.333 | 34635.8716 | 34432.082 | 33082.4828 | 32811.7563 | 32544.4099 | 32397.8179 | 32294.1128 | 32396.042 | 32685.6625 | 33212.3233 | 34467.9222 | 34813.7779 | 35094.5644 | 0 | 0 | 0 | 0 | 0 | 0 | 0 | 0 | 0 | 0 | 0 | 0 | 0 | 0 | 0 | 0 | 0 | 0 | 0 | 0 | 0 | 0 | 0 | 0 | 0 | 0 | 0 | 0 | 0 | 0 | 0 | 0 | 0
2 | 0 | 0 | 0 | 0 | 0 | 0 | 0 | 0 | 0 | 0 | 0 | 0 | 0 | 0 | 0 | 0 | 0 | 0 | 0 | 0 | 0 | 0 | 0 | 0 | 0 | 0 | 0 | 0 | 0 | 0 | 0 | 0 | 0 | 0 | 0 | 0 | 0 | 0 | 0 | 0 | 0 | 0 | 0 | 0 | 0 | 0 | 0 | 0 | 0 | 0 | 0 | 0 | 0 | 0 | 0 | 0 | 0 | 0 | 0 | 0 | 0 | 0 | 0 | 0
3 | 0 | 0 | 0 | 0 | 0 | 0 | 0 | 0 | 0 | 0 | 0 | 0 | 0 | 0 | 0 | 0 | 0 | 0 | 0 | 0 | 0 | 0 | 0 | 0 | 0 | 0 | 0 | 0 | 0 | 0 | 0 | 0 | 0 | 0 | 0 | 0 | 0 | 0 | 0 | 0 | 0 | 0 | 0 | 0 | 0 | 0 | 0 | 0 | 0 | 0 | 0 | 0 | 0 | 0 | 0 | 0 | 0 | 0 | 0 | 0 | 0 | 0 | 0 | 0
4 | 0 | 0 | 0 | 0 | 0 | 0 | 0 | 0 | 0 | 0 | 0 | 0 | 0 | 0 | 0 | 0 | 0 | 0 | 0 | 0 | 0 | 0 | 0 | 0 | 0 | 0 | 0 | 0 | 0 | 0 | 0 | 0 | 0 | 0 | 0 | 0 | 0 | 0 | 0 | 0 | 0 | 0 | 0 | 0 | 0 | 0 | 0 | 0 | 0 | 0 | 0 | 0 | 0 | 0 | 0 | 0 | 0 | 0 | 0 | 0 | 0 | 0 | 0 | 0
5 | 0 | 0 | 0 | 0 | 0 | 0 | 0 | 0 | 0 | 0 | 0 | 0 | 0 | 0 | 0 | 0 | 0 | 0 | 0 | 0 | 0 | 0 | 0 | 0 | 0 | 0 | 0 | 0 | 0 | 0 | 0 | 0 | 0 | 0 | 0 | 0 | 0 | 0 | 0 | 0 | 0 | 0 | 0 | 0 | 0 | 0 | 0 | 0 | 0 | 0 | 0 | 0 | 0 | 0 | 0 | 0 | 0 | 0 | 0 | 0 | 0 | 0 | 0 | 0
6 | 0 | 0 | 0 | 0 | 0 | 0 | 0 | 0 | 0 | 0 | 0 | 0 | 0 | 0 | 0 | 0 | 0 | 0 | 0 | 0 | 0 | 0 | 0 | 0 | 0 | 0 | 0 | 0 | 0 | 0 | 0 | 0 | 0 | 0 | 0 | 0 | 0 | 0 | 0 | 0 | 0 | 0 | 0 | 0 | 0 | 0 | 0 | 0 | 0 | 0 | 0 | 0 | 0 | 0 | 0 | 0 | 0 | 0 | 0 | 0 | 0 | 0 | 0 | 0
7 | 0 | 0 | 0 | 0 | 0 | 0 | 0 | 0 | 0 | 0 | 0 | 0 | 0 | 0 | 0 | 0 | 0 | 0 | 0 | 0 | 0 | 0 | 0 | 0 | 0 | 0 | 0 | 0 | 0 | 0 | 0 | 0 | 0 | 0 | 0 | 0 | 0 | 0 | 0 | 0 | 0 | 0 | 0 | 0 | 0 | 0 | 0 | 0 | 0 | 0 | 0 | 0 | 0 | 0 | 0 | 0 | 0 | 0 | 0 | 0 | 0 | 0 | 0 | 0
8 | 0 | 0 | 0 | 0 | 0 | 0 | 0 | 0 | 0 | 0 | 0 | 0 | 0 | 0 | 0 | 0 | 0 | 0 | 0 | 0 | 0 | 0 | 0 | 0 | 0 | 0 | 0 | 0 | 0 | 0 | 0 | 0 | 0 | 0 | 0 | 0 | 0 | 0 | 0 | 0 | 0 | 0 | 0 | 0 | 0 | 0 | 0 | 0 | 0 | 0 | 0 | 0 | 0 | 0 | 0 | 0 | 0 | 0 | 0 | 0 | 0 | 0 | 0 | 0
9 | 0 | 0 | 0 | 0 | 0 | 0 | 0 | 0 | 0 | 0 | 0 | 0 | 0 | 0 | 0 | 0 | 0 | 0 | 0 | 0 | 0 | 0 | 0 | 0 | 0 | 0 | 0 | 0 | 0 | 0 | 0 | 0 | 0 | 0 | 0 | 0 | 0 | 0 | 0 | 0 | 0 | 0 | 0 | 0 | 0 | 0 | 0 | 0 | 0 | 0 | 0 | 0 | 0 | 0 | 0 | 0 | 0 | 0 | 0 | 0 | 0 | 0 | 0 | 0
10 | 0 | 0 | 0 | 0 | 0 | 0 | 0 | 0 | 0 | 0 | 0 | 0 | 0 | 0 | 0 | 0 | 0 | 0 | 0 | 0 | 0 | 0 | 0 | 0 | 0 | 0 | 0 | 0 | 0 | 0 | 0 | 0 | 0 | 0 | 0 | 0 | 0 | 0 | 0 | 0 | 0 | 0 | 0 | 0 | 0 | 0 | 0 | 0 | 0 | 0 | 0 | 0 | 0 | 0 | 0 | 0 | 0 | 0 | 0 | 0 | 0 | 0 | 0 | 0
11 | 0 | 0 | 0 | 0 | 0 | 0 | 0 | 0 | 0 | 0 | 0 | 0 | 0 | 0 | 0 | 0 | 0 | 0 | 0 | 0 | 0 | 0 | 0 | 0 | 0 | 0 | 0 | 0 | 0 | 0 | 0 | 0 | 0 | 0 | 0 | 0 | 0 | 0 | 0 | 0 | 0 | 0 | 0 | 0 | 0 | 0 | 0 | 0 | 0 | 0 | 0 | 0 | 0 | 0 | 0 | 0 | 0 | 0 | 0 | 0 | 0 | 0 | 0 | 0
12 | 0 | 0 | 0 | 0 | 0 | 0 | 0 | 0 | 0 | 0 | 0 | 0 | 0 | 0 | 0 | 0 | 0 | 0 | 0 | 0 | 0 | 0 | 0 | 0 | 0 | 0 | 0 | 0 | 0 | 0 | 0 | 0 | 0 | 0 | 0 | 0 | 0 | 0 | 0 | 0 | 0 | 0 | 0 | 0 | 0 | 0 | 0 | 0 | 0 | 0 | 0 | 0 | 0 | 0 | 0 | 0 | 0 | 0 | 0 | 0 | 0 | 0 | 0 | 0
| 27813.1701 | 29859.4077 | 30273.3575 | 30128.7936 | 29902.0195 | 29758.4868 | 30618.0789 | 31687.7166 | 30946.0833 | 32027.9007 | 32421.7993 | 32728.091 | 33763.653 | 33324.4042 | 32226.7405 | 32304.7686 | 32263.2224 | 34740.333 | 34635.8716 | 34432.082 | 33082.4828 | 32811.7563 | 32544.4099 | 32397.8179 | 32294.1128 | 32396.042 | 32685.6625 | 33212.3233 | 34467.9222 | 34813.7779 | 35094.5644 | 0 | 0 | 0 | 0 | 0 | 0 | 0 | 0 | 0 | 0 | 0 | 0 | 0 | 0 | 0 | 0 | 0 | 0 | 0 | 0 | 0 | 0 | 0 | 0 | 0 | 0 | 0 | 0 | 0 | 0 | 0 | 0 | 0
| 0 | 0 | 0 | 0 | 0 | 0 | 0 | 0 | 0 | 0 | 0 | 0 | 0 | 0 | 0 | 0 | 0 | 0 | 0 | 0 | 0 | 0 | 0 | 0 | 0 | 0 | 0 | 0 | 0 | 0 | 0 | 0 | 0 | 0 | 0 | 0 | 0 | 0 | 0 | 0 | 0 | 0 | 0 | 0 | 0 | 0 | 0 | 0 | 0 | 0 | 0 | 0 | 0 | 0 | 0 | 0 | 0 | 0 | 0 | 0 | 0 | 0 | 0 | 0
| 0 | 0 | 0 | 0 | 0 | 0 | 0 | 0 | 0 | 0 | 0 | 0 | 0 | 0 | 0 | 0 | 0 | 0 | 0 | 0 | 0 | 0 | 0 | 0 | 0 | 0 | 0 | 0 | 0 | 0 | 0 | 0 | 0 | 0 | 0 | 0 | 0 | 0 | 0 | 0 | 0 | 0 | 0 | 0 | 0 | 0 | 0 | 0 | 0 | 0 | 0 | 0 | 0 | 0 | 0 | 0 | 0 | 0 | 0 | 0 | 0 | 0 | 0 | 0
| 0 | 0 | 0 | 0 | 0 | 0 | 0 | 0 | 0 | 0 | 0 | 0 | 0 | 0 | 0 | 0 | 0 | 0 | 0 | 0 | 0 | 0 | 0 | 0 | 0 | 0 | 0 | 0 | 0 | 0 | 0 | 0 | 0 | 0 | 0 | 0 | 0 | 0 | 0 | 0 | 0 | 0 | 0 | 0 | 0 | 0 | 0 | 0 | 0 | 0 | 0 | 0 | 0 | 0 | 0 | 0 | 0 | 0 | 0 | 0 | 0 | 0 | 0 | 0
| 0 | 0 | 0 | 0 | 0 | 0 | 0 | 0 | 0 | 0 | 0 | 0 | 0 | 0 | 0 | 0 | 0 | 0 | 0 | 0 | 0 | 0 | 0 | 0 | 0 | 0 | 0 | 0 | 0 | 0 | 0 | 0 | 0 | 0 | 0 | 0 | 0 | 0 | 0 | 0 | 0 | 0 | 0 | 0 | 0 | 0 | 0 | 0 | 0 | 0 | 0 | 0 | 0 | 0 | 0 | 0 | 0 | 0 | 0 | 0 | 0 | 0 | 0 | 0
| 0 | 0 | 0 | 0 | 0 | 0 | 0 | 0 | 0 | 0 | 0 | 0 | 0 | 0 | 0 | 0 | 0 | 0 | 0 | 0 | 0 | 0 | 0 | 0 | 0 | 0 | 0 | 0 | 0 | 0 | 0 | 0 | 0 | 0 | 0 | 0 | 0 | 0 | 0 | 0 | 0 | 0 | 0 | 0 | 0 | 0 | 0 | 0 | 0 | 0 | 0 | 0 | 0 | 0 | 0 | 0 | 0 | 0 | 0 | 0 | 0 | 0 | 0 | 0
| 0 | 0 | 0 | 0 | 0 | 0 | 0 | 0 | 0 | 0 | 0 | 0 | 0 | 0 | 0 | 0 | 0 | 0 | 0 | 0 | 0 | 0 | 0 | 0 | 0 | 0 | 0 | 0 | 0 | 0 | 0 | 0 | 0 | 0 | 0 | 0 | 0 | 0 | 0 | 0 | 0 | 0 | 0 | 0 | 0 | 0 | 0 | 0 | 0 | 0 | 0 | 0 | 0 | 0 | 0 | 0 | 0 | 0 | 0 | 0 | 0 | 0 | 0 | 0
| 0 | 0 | 0 | 0 | 0 | 0 | 0 | 0 | 0 | 0 | 0 | 0 | 0 | 0 | 0 | 0 | 0 | 0 | 0 | 0 | 0 | 0 | 0 | 0 | 0 | 0 | 0 | 0 | 0 | 0 | 0 | 0 | 0 | 0 | 0 | 0 | 0 | 0 | 0 | 0 | 0 | 0 | 0 | 0 | 0 | 0 | 0 | 0 | 0 | 0 | 0 | 0 | 0 | 0 | 0 | 0 | 0 | 0 | 0 | 0 | 0 | 0 | 0 | 0
| 0 | 0 | 0 | 0 | 0 | 0 | 0 | 0 | 0 | 0 | 0 | 0 | 0 | 0 | 0 | 0 | 0 | 0 | 0 | 0 | 0 | 0 | 0 | 0 | 0 | 0 | 0 | 0 | 0 | 0 | 0 | 0 | 0 | 0 | 0 | 0 | 0 | 0 | 0 | 0 | 0 | 0 | 0 | 0 | 0 | 0 | 0 | 0 | 0 | 0 | 0 | 0 | 0 | 0 | 0 | 0 | 0 | 0 | 0 | 0 | 0 | 0 | 0 | 0
| 0 | 0 | 0 | 0 | 0 | 0 | 0 | 0 | 0 | 0 | 0 | 0 | 0 | 0 | 0 | 0 | 0 | 0 | 0 | 0 | 0 | 0 | 0 | 0 | 0 | 0 | 0 | 0 | 0 | 0 | 0 | 0 | 0 | 0 | 0 | 0 | 0 | 0 | 0 | 0 | 0 | 0 | 0 | 0 | 0 | 0 | 0 | 0 | 0 | 0 | 0 | 0 | 0 | 0 | 0 | 0 | 0 | 0 | 0 | 0 | 0 | 0 | 0 | 0
| 0 | 0 | 0 | 0 | 0 | 0 | 0 | 0 | 0 | 0 | 0 | 0 | 0 | 0 | 0 | 0 | 0 | 0 | 0 | 0 | 0 | 0 | 0 | 0 | 0 | 0 | 0 | 0 | 0 | 0 | 0 | 0 | 0 | 0 | 0 | 0 | 0 | 0 | 0 | 0 | 0 | 0 | 0 | 0 | 0 | 0 | 0 | 0 | 0 | 0 | 0 | 0 | 0 | 0 | 0 | 0 | 0 | 0 | 0 | 0 | 0 | 0 | 0 | 0
| 0 | 0 | 0 | 0 | 0 | 0 | 0 | 0 | 0 | 0 | 0 | 0 | 0 | 0 | 0 | 0 | 0 | 0 | 0 | 0 | 0 | 0 | 0 | 0 | 0 | 0 | 0 | 0 | 0 | 0 | 0 | 0 | 0 | 0 | 0 | 0 | 0 | 0 | 0 | 0 | 0 | 0 | 0 | 0 | 0 | 0 | 0 | 0 | 0 | 0 | 0 | 0 | 0 | 0 | 0 | 0 | 0 | 0 | 0 | 0 | 0 | 0 | 0 | 0
State | UNSERVED ENERGY - PRE SWITCHING (MWh) 2021: UNSERVED ENERGY - POST SWITCHING (MWh) | UNSERVED ENERGY - POST SWITCHING (MWh)
1 | 0 | 1.9144 | 2.6049 | 2.3488 | 1.9472 | 1.7962 | 3.2154 | 5.7867 | 3.7963 | 7.107 | 9.0874 | 10.9908 | 20.3026 | 15.7671 | 8.0302 | 8.4202 | 8.2125 | 34.1714 | 32.3974 | 29.1329 | 13.6584 | 11.5803 | 9.797 | 8.9486 | 8.3669 | 8.9384 | 10.712 | 14.7615 | 29.6942 | 35.4778 | 40.8497 | #DIV/0! | 0 | 0 | 0 | 0 | 0 | 0 | 0 | 0 | 0 | 0 | 0 | 0 | 0 | 0 | 0 | 0 | 0 | 0 | 0 | 0 | 0 | 0 | 0 | 0 | 0 | 0 | 0 | 0 | 0 | 0 | 0 | #DIV/0!
2 | 0 | 0 | 0 | 0 | 0 | 0 | 0 | 0 | 0 | 0 | 0 | 0 | 0 | 0 | 0 | 0 | 0 | 0 | 0 | 0 | 0 | 0 | 0 | 0 | 0 | 0 | 0 | 0 | 0 | 0 | 0 | #DIV/0! | 0 | 0 | 0 | 0 | 0 | 0 | 0 | 0 | 0 | 0 | 0 | 0 | 0 | 0 | 0 | 0 | 0 | 0 | 0 | 0 | 0 | 0 | 0 | 0 | 0 | 0 | 0 | 0 | 0 | 0 | 0 | #DIV/0!
3 | 0 | 0 | 0 | 0 | 0 | 0 | 0 | 0 | 0 | 0 | 0 | 0 | 0 | 0 | 0 | 0 | 0 | 0 | 0 | 0 | 0 | 0 | 0 | 0 | 0 | 0 | 0 | 0 | 0 | 0 | 0 | #DIV/0! | 0 | 0 | 0 | 0 | 0 | 0 | 0 | 0 | 0 | 0 | 0 | 0 | 0 | 0 | 0 | 0 | 0 | 0 | 0 | 0 | 0 | 0 | 0 | 0 | 0 | 0 | 0 | 0 | 0 | 0 | 0 | #DIV/0!
4 | 0 | 0 | 0 | 0 | 0 | 0 | 0 | 0 | 0 | 0 | 0 | 0 | 0 | 0 | 0 | 0 | 0 | 0 | 0 | 0 | 0 | 0 | 0 | 0 | 0 | 0 | 0 | 0 | 0 | 0 | 0 | #DIV/0! | 0 | 0 | 0 | 0 | 0 | 0 | 0 | 0 | 0 | 0 | 0 | 0 | 0 | 0 | 0 | 0 | 0 | 0 | 0 | 0 | 0 | 0 | 0 | 0 | 0 | 0 | 0 | 0 | 0 | 0 | 0 | #DIV/0!
5 | 0 | 0 | 0 | 0 | 0 | 0 | 0 | 0 | 0 | 0 | 0 | 0 | 0 | 0 | 0 | 0 | 0 | 0 | 0 | 0 | 0 | 0 | 0 | 0 | 0 | 0 | 0 | 0 | 0 | 0 | 0 | #DIV/0! | 0 | 0 | 0 | 0 | 0 | 0 | 0 | 0 | 0 | 0 | 0 | 0 | 0 | 0 | 0 | 0 | 0 | 0 | 0 | 0 | 0 | 0 | 0 | 0 | 0 | 0 | 0 | 0 | 0 | 0 | 0 | #DIV/0!
6 | 0 | 0 | 0 | 0 | 0 | 0 | 0 | 0 | 0 | 0 | 0 | 0 | 0 | 0 | 0 | 0 | 0 | 0 | 0 | 0 | 0 | 0 | 0 | 0 | 0 | 0 | 0 | 0 | 0 | 0 | 0 | #DIV/0! | 0 | 0 | 0 | 0 | 0 | 0 | 0 | 0 | 0 | 0 | 0 | 0 | 0 | 0 | 0 | 0 | 0 | 0 | 0 | 0 | 0 | 0 | 0 | 0 | 0 | 0 | 0 | 0 | 0 | 0 | 0 | #DIV/0!
7 | 0 | 0 | 0 | 0 | 0 | 0 | 0 | 0 | 0 | 0 | 0 | 0 | 0 | 0 | 0 | 0 | 0 | 0 | 0 | 0 | 0 | 0 | 0 | 0 | 0 | 0 | 0 | 0 | 0 | 0 | 0 | #DIV/0! | 0 | 0 | 0 | 0 | 0 | 0 | 0 | 0 | 0 | 0 | 0 | 0 | 0 | 0 | 0 | 0 | 0 | 0 | 0 | 0 | 0 | 0 | 0 | 0 | 0 | 0 | 0 | 0 | 0 | 0 | 0 | #DIV/0!
8 | 0 | 0 | 0 | 0 | 0 | 0 | 0 | 0 | 0 | 0 | 0 | 0 | 0 | 0 | 0 | 0 | 0 | 0 | 0 | 0 | 0 | 0 | 0 | 0 | 0 | 0 | 0 | 0 | 0 | 0 | 0 | #DIV/0! | 0 | 0 | 0 | 0 | 0 | 0 | 0 | 0 | 0 | 0 | 0 | 0 | 0 | 0 | 0 | 0 | 0 | 0 | 0 | 0 | 0 | 0 | 0 | 0 | 0 | 0 | 0 | 0 | 0 | 0 | 0 | #DIV/0!
9 | 0 | 0 | 0 | 0 | 0 | 0 | 0 | 0 | 0 | 0 | 0 | 0 | 0 | 0 | 0 | 0 | 0 | 0 | 0 | 0 | 0 | 0 | 0 | 0 | 0 | 0 | 0 | 0 | 0 | 0 | 0 | #DIV/0! | 0 | 0 | 0 | 0 | 0 | 0 | 0 | 0 | 0 | 0 | 0 | 0 | 0 | 0 | 0 | 0 | 0 | 0 | 0 | 0 | 0 | 0 | 0 | 0 | 0 | 0 | 0 | 0 | 0 | 0 | 0 | #DIV/0!
10 | 0 | 0 | 0 | 0 | 0 | 0 | 0 | 0 | 0 | 0 | 0 | 0 | 0 | 0 | 0 | 0 | 0 | 0 | 0 | 0 | 0 | 0 | 0 | 0 | 0 | 0 | 0 | 0 | 0 | 0 | 0 | #DIV/0! | 0 | 0 | 0 | 0 | 0 | 0 | 0 | 0 | 0 | 0 | 0 | 0 | 0 | 0 | 0 | 0 | 0 | 0 | 0 | 0 | 0 | 0 | 0 | 0 | 0 | 0 | 0 | 0 | 0 | 0 | 0 | #DIV/0!
11 | 0 | 0 | 0 | 0 | 0 | 0 | 0 | 0 | 0 | 0 | 0 | 0 | 0 | 0 | 0 | 0 | 0 | 0 | 0 | 0 | 0 | 0 | 0 | 0 | 0 | 0 | 0 | 0 | 0 | 0 | 0 | #DIV/0! | 0 | 0 | 0 | 0 | 0 | 0 | 0 | 0 | 0 | 0 | 0 | 0 | 0 | 0 | 0 | 0 | 0 | 0 | 0 | 0 | 0 | 0 | 0 | 0 | 0 | 0 | 0 | 0 | 0 | 0 | 0 | #DIV/0!
12 | 0 | 0 | 0 | 0 | 0 | 0 | 0 | 0 | 0 | 0 | 0 | 0 | 0 | 0 | 0 | 0 | 0 | 0 | 0 | 0 | 0 | 0 | 0 | 0 | 0 | 0 | 0 | 0 | 0 | 0 | 0 | #DIV/0! | 0 | 0 | 0 | 0 | 0 | 0 | 0 | 0 | 0 | 0 | 0 | 0 | 0 | 0 | 0 | 0 | 0 | 0 | 0 | 0 | 0 | 0 | 0 | 0 | 0 | 0 | 0 | 0 | 0 | 0 | 0 | #DIV/0!
| 27.4955 | 96.4376 | 120.4487 | 110.9691 | 97.49 | 89.8366 | 146.23 | 259.8999 | 175.5933 | 307.6911 | 370.543 | 425.3823 | 650.8854 | 547.5152 | 338.3482 | 350.9743 | 344.2069 | 919.8704 | 888.5371 | 829.207 | 495.4593 | 441.2663 | 391.8663 | 366.4692 | 349.2298 | 366.1685 | 417.4665 | 522.9682 | 839.4737 | 942.2682 | 1030.6119 | #DIV/0! | 0 | 0 | 0 | 0 | 0 | 0 | 0 | 0 | 0 | 0 | 0 | 0 | 0 | 0 | 0 | 0 | 0 | 0 | 0 | 0 | 0 | 0 | 0 | 0 | 0 | 0 | 0 | 0 | 0 | 0 | 0 | #DIV/0!
| 0 | 0 | 0 | 0 | 0 | 0 | 0 | 0 | 0 | 0 | 0 | 0 | 0 | 0 | 0 | 0 | 0 | 0 | 0 | 0 | 0 | 0 | 0 | 0 | 0 | 0 | 0 | 0 | 0 | 0 | 0 | 0 | 0 | 0 | 0 | 0 | 0 | 0 | 0 | 0 | 0 | 0 | 0 | 0 | 0 | 0 | 0 | 0 | 0 | 0 | 0 | 0 | 0 | 0 | 0 | 0 | 0 | 0 | 0 | 0 | 0 | 0 | 0 | 0
| 0 | 0 | 0 | 0 | 0 | 0 | 0 | 0 | 0 | 0 | 0 | 0 | 0 | 0 | 0 | 0 | 0 | 0 | 0 | 0 | 0 | 0 | 0 | 0 | 0 | 0 | 0 | 0 | 0 | 0 | 0 | 0 | 0 | 0 | 0 | 0 | 0 | 0 | 0 | 0 | 0 | 0 | 0 | 0 | 0 | 0 | 0 | 0 | 0 | 0 | 0 | 0 | 0 | 0 | 0 | 0 | 0 | 0 | 0 | 0 | 0 | 0 | 0 | 0
| 0 | 0 | 0 | 0 | 0 | 0 | 0 | 0 | 0 | 0 | 0 | 0 | 0 | 0 | 0 | 0 | 0 | 0 | 0 | 0 | 0 | 0 | 0 | 0 | 0 | 0 | 0 | 0 | 0 | 0 | 0 | 0 | 0 | 0 | 0 | 0 | 0 | 0 | 0 | 0 | 0 | 0 | 0 | 0 | 0 | 0 | 0 | 0 | 0 | 0 | 0 | 0 | 0 | 0 | 0 | 0 | 0 | 0 | 0 | 0 | 0 | 0 | 0 | 0
| 0 | 0 | 0 | 0 | 0 | 0 | 0 | 0 | 0 | 0 | 0 | 0 | 0 | 0 | 0 | 0 | 0 | 0 | 0 | 0 | 0 | 0 | 0 | 0 | 0 | 0 | 0 | 0 | 0 | 0 | 0 | 0 | 0 | 0 | 0 | 0 | 0 | 0 | 0 | 0 | 0 | 0 | 0 | 0 | 0 | 0 | 0 | 0 | 0 | 0 | 0 | 0 | 0 | 0 | 0 | 0 | 0 | 0 | 0 | 0 | 0 | 0 | 0 | 0
| 0 | 0 | 0 | 0 | 0 | 0 | 0 | 0 | 0 | 0 | 0 | 0 | 0 | 0 | 0 | 0 | 0 | 0 | 0 | 0 | 0 | 0 | 0 | 0 | 0 | 0 | 0 | 0 | 0 | 0 | 0 | 0 | 0 | 0 | 0 | 0 | 0 | 0 | 0 | 0 | 0 | 0 | 0 | 0 | 0 | 0 | 0 | 0 | 0 | 0 | 0 | 0 | 0 | 0 | 0 | 0 | 0 | 0 | 0 | 0 | 0 | 0 | 0 | 0
| 0 | 0 | 0 | 0 | 0 | 0 | 0 | 0 | 0 | 0 | 0 | 0 | 0 | 0 | 0 | 0 | 0 | 0 | 0 | 0 | 0 | 0 | 0 | 0 | 0 | 0 | 0 | 0 | 0 | 0 | 0 | 0 | 0 | 0 | 0 | 0 | 0 | 0 | 0 | 0 | 0 | 0 | 0 | 0 | 0 | 0 | 0 | 0 | 0 | 0 | 0 | 0 | 0 | 0 | 0 | 0 | 0 | 0 | 0 | 0 | 0 | 0 | 0 | 0
| 0 | 0 | 0 | 0 | 0 | 0 | 0 | 0 | 0 | 0 | 0 | 0 | 0 | 0 | 0 | 0 | 0 | 0 | 0 | 0 | 0 | 0 | 0 | 0 | 0 | 0 | 0 | 0 | 0 | 0 | 0 | 0 | 0 | 0 | 0 | 0 | 0 | 0 | 0 | 0 | 0 | 0 | 0 | 0 | 0 | 0 | 0 | 0 | 0 | 0 | 0 | 0 | 0 | 0 | 0 | 0 | 0 | 0 | 0 | 0 | 0 | 0 | 0 | 0
| 0 | 0 | 0 | 0 | 0 | 0 | 0 | 0 | 0 | 0 | 0 | 0 | 0 | 0 | 0 | 0 | 0 | 0 | 0 | 0 | 0 | 0 | 0 | 0 | 0 | 0 | 0 | 0 | 0 | 0 | 0 | 0 | 0 | 0 | 0 | 0 | 0 | 0 | 0 | 0 | 0 | 0 | 0 | 0 | 0 | 0 | 0 | 0 | 0 | 0 | 0 | 0 | 0 | 0 | 0 | 0 | 0 | 0 | 0 | 0 | 0 | 0 | 0 | 0
| 0 | 0 | 0 | 0 | 0 | 0 | 0 | 0 | 0 | 0 | 0 | 0 | 0 | 0 | 0 | 0 | 0 | 0 | 0 | 0 | 0 | 0 | 0 | 0 | 0 | 0 | 0 | 0 | 0 | 0 | 0 | 0 | 0 | 0 | 0 | 0 | 0 | 0 | 0 | 0 | 0 | 0 | 0 | 0 | 0 | 0 | 0 | 0 | 0 | 0 | 0 | 0 | 0 | 0 | 0 | 0 | 0 | 0 | 0 | 0 | 0 | 0 | 0 | 0
| 0 | 0 | 0 | 0 | 0 | 0 | 0 | 0 | 0 | 0 | 0 | 0 | 0 | 0 | 0 | 0 | 0 | 0 | 0 | 0 | 0 | 0 | 0 | 0 | 0 | 0 | 0 | 0 | 0 | 0 | 0 | 0 | 0 | 0 | 0 | 0 | 0 | 0 | 0 | 0 | 0 | 0 | 0 | 0 | 0 | 0 | 0 | 0 | 0 | 0 | 0 | 0 | 0 | 0 | 0 | 0 | 0 | 0 | 0 | 0 | 0 | 0 | 0 | 0
| 0 | 0 | 0 | 0 | 0 | 0 | 0 | 0 | 0 | 0 | 0 | 0 | 0 | 0 | 0 | 0 | 0 | 0 | 0 | 0 | 0 | 0 | 0 | 0 | 0 | 0 | 0 | 0 | 0 | 0 | 0 | 0 | 0 | 0 | 0 | 0 | 0 | 0 | 0 | 0 | 0 | 0 | 0 | 0 | 0 | 0 | 0 | 0 | 0 | 0 | 0 | 0 | 0 | 0 | 0 | 0 | 0 | 0 | 0 | 0 | 0 | 0 | 0 | 0
State | UNSERVED ENERGY - PRE SWITCHING (MWh) 2021: EXPECTED UNSERVED ENERGY - PRE SWITCHING (MWh) | EXPECTED UNSERVED ENERGY - PRE SWITCHING (MWh)
1 | 1.6282 | 1.8441 | 1.9746 | 2.0774 | 2.1813 | 2.2984 | 2.5052 | 2.7482 | 2.8461 | 3.1246 | 3.3562 | 3.5955 | 3.937 | 4.1246 | 4.2339 | 4.5048 | 4.7747 | 5.4556 | 5.7706 | 6.0847 | 6.1993 | 6.518 | 6.8511 | 7.2251 | 7.6268 | 8.0989 | 8.6464 | 9.2926 | 10.1958 | 10.8826 | 11.5878 | 0 | 0 | 0 | 0 | 0 | 0 | 0 | 0 | 0 | 0 | 0 | 0 | 0 | 0 | 0 | 0 | 0 | 0 | 0 | 0 | 0 | 0 | 0 | 0 | 0 | 0 | 0 | 0 | 0 | 0 | 0 | 0 | 0
2 | 0 | 0 | 0 | 0 | 0 | 0 | 0 | 0 | 0 | 0 | 0 | 0 | 0 | 0 | 0 | 0 | 0 | 0 | 0 | 0 | 0 | 0 | 0 | 0 | 0 | 0 | 0 | 0 | 0 | 0 | 0 | 0 | 0 | 0 | 0 | 0 | 0 | 0 | 0 | 0 | 0 | 0 | 0 | 0 | 0 | 0 | 0 | 0 | 0 | 0 | 0 | 0 | 0 | 0 | 0 | 0 | 0 | 0 | 0 | 0 | 0 | 0 | 0 | 0
3 | 0 | 0 | 0 | 0 | 0 | 0 | 0 | 0 | 0 | 0 | 0 | 0 | 0 | 0 | 0 | 0 | 0 | 0 | 0 | 0 | 0 | 0 | 0 | 0 | 0 | 0 | 0 | 0 | 0 | 0 | 0 | 0 | 0 | 0 | 0 | 0 | 0 | 0 | 0 | 0 | 0 | 0 | 0 | 0 | 0 | 0 | 0 | 0 | 0 | 0 | 0 | 0 | 0 | 0 | 0 | 0 | 0 | 0 | 0 | 0 | 0 | 0 | 0 | 0
4 | 0 | 0 | 0 | 0 | 0 | 0 | 0 | 0 | 0 | 0 | 0 | 0 | 0 | 0 | 0 | 0 | 0 | 0 | 0 | 0 | 0 | 0 | 0 | 0 | 0 | 0 | 0 | 0 | 0 | 0 | 0 | 0 | 0 | 0 | 0 | 0 | 0 | 0 | 0 | 0 | 0 | 0 | 0 | 0 | 0 | 0 | 0 | 0 | 0 | 0 | 0 | 0 | 0 | 0 | 0 | 0 | 0 | 0 | 0 | 0 | 0 | 0 | 0 | 0
5 | 0 | 0 | 0 | 0 | 0 | 0 | 0 | 0 | 0 | 0 | 0 | 0 | 0 | 0 | 0 | 0 | 0 | 0 | 0 | 0 | 0 | 0 | 0 | 0 | 0 | 0 | 0 | 0 | 0 | 0 | 0 | 0 | 0 | 0 | 0 | 0 | 0 | 0 | 0 | 0 | 0 | 0 | 0 | 0 | 0 | 0 | 0 | 0 | 0 | 0 | 0 | 0 | 0 | 0 | 0 | 0 | 0 | 0 | 0 | 0 | 0 | 0 | 0 | 0
6 | 0 | 0 | 0 | 0 | 0 | 0 | 0 | 0 | 0 | 0 | 0 | 0 | 0 | 0 | 0 | 0 | 0 | 0 | 0 | 0 | 0 | 0 | 0 | 0 | 0 | 0 | 0 | 0 | 0 | 0 | 0 | 0 | 0 | 0 | 0 | 0 | 0 | 0 | 0 | 0 | 0 | 0 | 0 | 0 | 0 | 0 | 0 | 0 | 0 | 0 | 0 | 0 | 0 | 0 | 0 | 0 | 0 | 0 | 0 | 0 | 0 | 0 | 0 | 0
7 | 0 | 0 | 0 | 0 | 0 | 0 | 0 | 0 | 0 | 0 | 0 | 0 | 0 | 0 | 0 | 0 | 0 | 0 | 0 | 0 | 0 | 0 | 0 | 0 | 0 | 0 | 0 | 0 | 0 | 0 | 0 | 0 | 0 | 0 | 0 | 0 | 0 | 0 | 0 | 0 | 0 | 0 | 0 | 0 | 0 | 0 | 0 | 0 | 0 | 0 | 0 | 0 | 0 | 0 | 0 | 0 | 0 | 0 | 0 | 0 | 0 | 0 | 0 | 0
8 | 0 | 0 | 0 | 0 | 0 | 0 | 0 | 0 | 0 | 0 | 0 | 0 | 0 | 0 | 0 | 0 | 0 | 0 | 0 | 0 | 0 | 0 | 0 | 0 | 0 | 0 | 0 | 0 | 0 | 0 | 0 | 0 | 0 | 0 | 0 | 0 | 0 | 0 | 0 | 0 | 0 | 0 | 0 | 0 | 0 | 0 | 0 | 0 | 0 | 0 | 0 | 0 | 0 | 0 | 0 | 0 | 0 | 0 | 0 | 0 | 0 | 0 | 0 | 0
9 | 0 | 0 | 0 | 0 | 0 | 0 | 0 | 0 | 0 | 0 | 0 | 0 | 0 | 0 | 0 | 0 | 0 | 0 | 0 | 0 | 0 | 0 | 0 | 0 | 0 | 0 | 0 | 0 | 0 | 0 | 0 | 0 | 0 | 0 | 0 | 0 | 0 | 0 | 0 | 0 | 0 | 0 | 0 | 0 | 0 | 0 | 0 | 0 | 0 | 0 | 0 | 0 | 0 | 0 | 0 | 0 | 0 | 0 | 0 | 0 | 0 | 0 | 0 | 0
10 | 0 | 0 | 0 | 0 | 0 | 0 | 0 | 0 | 0 | 0 | 0 | 0 | 0 | 0 | 0 | 0 | 0 | 0 | 0 | 0 | 0 | 0 | 0 | 0 | 0 | 0 | 0 | 0 | 0 | 0 | 0 | 0 | 0 | 0 | 0 | 0 | 0 | 0 | 0 | 0 | 0 | 0 | 0 | 0 | 0 | 0 | 0 | 0 | 0 | 0 | 0 | 0 | 0 | 0 | 0 | 0 | 0 | 0 | 0 | 0 | 0 | 0 | 0 | 0
11 | 0 | 0 | 0 | 0 | 0 | 0 | 0 | 0 | 0 | 0 | 0 | 0 | 0 | 0 | 0 | 0 | 0 | 0 | 0 | 0 | 0 | 0 | 0 | 0 | 0 | 0 | 0 | 0 | 0 | 0 | 0 | 0 | 0 | 0 | 0 | 0 | 0 | 0 | 0 | 0 | 0 | 0 | 0 | 0 | 0 | 0 | 0 | 0 | 0 | 0 | 0 | 0 | 0 | 0 | 0 | 0 | 0 | 0 | 0 | 0 | 0 | 0 | 0 | 0
12 | 0 | 0 | 0 | 0 | 0 | 0 | 0 | 0 | 0 | 0 | 0 | 0 | 0 | 0 | 0 | 0 | 0 | 0 | 0 | 0 | 0 | 0 | 0 | 0 | 0 | 0 | 0 | 0 | 0 | 0 | 0 | 0 | 0 | 0 | 0 | 0 | 0 | 0 | 0 | 0 | 0 | 0 | 0 | 0 | 0 | 0 | 0 | 0 | 0 | 0 | 0 | 0 | 0 | 0 | 0 | 0 | 0 | 0 | 0 | 0 | 0 | 0 | 0 | 0
1 | 0.23696 | 0.26842 | 0.28745 | 0.30246 | 0.31764 | 0.33474 | 0.36494 | 0.40043 | 0.41478 | 0.4555 | 0.4894 | 0.52445 | 0.57446 | 0.60206 | 0.61825 | 0.65807 | 0.69782 | 0.7977 | 0.84418 | 0.89061 | 0.9079 | 0.95515 | 1.0046 | 1.0602 | 1.1199 | 1.1901 | 1.2716 | 1.3678 | 1.502 | 1.6047 | 1.7103 | 0 | 0 | 0 | 0 | 0 | 0 | 0 | 0 | 0 | 0 | 0 | 0 | 0 | 0 | 0 | 0 | 0 | 0 | 0 | 0 | 0 | 0 | 0 | 0 | 0 | 0 | 0 | 0 | 0 | 0 | 0 | 0 | 0
2 | 0 | 0 | 0 | 0 | 0 | 0 | 0 | 0 | 0 | 0 | 0 | 0 | 0 | 0 | 0 | 0 | 0 | 0 | 0 | 0 | 0 | 0 | 0 | 0 | 0 | 0 | 0 | 0 | 0 | 0 | 0 | 0 | 0 | 0 | 0 | 0 | 0 | 0 | 0 | 0 | 0 | 0 | 0 | 0 | 0 | 0 | 0 | 0 | 0 | 0 | 0 | 0 | 0 | 0 | 0 | 0 | 0 | 0 | 0 | 0 | 0 | 0 | 0 | 0
3 | 0 | 0 | 0 | 0 | 0 | 0 | 0 | 0 | 0 | 0 | 0 | 0 | 0 | 0 | 0 | 0 | 0 | 0 | 0 | 0 | 0 | 0 | 0 | 0 | 0 | 0 | 0 | 0 | 0 | 0 | 0 | 0 | 0 | 0 | 0 | 0 | 0 | 0 | 0 | 0 | 0 | 0 | 0 | 0 | 0 | 0 | 0 | 0 | 0 | 0 | 0 | 0 | 0 | 0 | 0 | 0 | 0 | 0 | 0 | 0 | 0 | 0 | 0 | 0
4 | 0 | 0 | 0 | 0 | 0 | 0 | 0 | 0 | 0 | 0 | 0 | 0 | 0 | 0 | 0 | 0 | 0 | 0 | 0 | 0 | 0 | 0 | 0 | 0 | 0 | 0 | 0 | 0 | 0 | 0 | 0 | 0 | 0 | 0 | 0 | 0 | 0 | 0 | 0 | 0 | 0 | 0 | 0 | 0 | 0 | 0 | 0 | 0 | 0 | 0 | 0 | 0 | 0 | 0 | 0 | 0 | 0 | 0 | 0 | 0 | 0 | 0 | 0 | 0
5 | 0 | 0 | 0 | 0 | 0 | 0 | 0 | 0 | 0 | 0 | 0 | 0 | 0 | 0 | 0 | 0 | 0 | 0 | 0 | 0 | 0 | 0 | 0 | 0 | 0 | 0 | 0 | 0 | 0 | 0 | 0 | 0 | 0 | 0 | 0 | 0 | 0 | 0 | 0 | 0 | 0 | 0 | 0 | 0 | 0 | 0 | 0 | 0 | 0 | 0 | 0 | 0 | 0 | 0 | 0 | 0 | 0 | 0 | 0 | 0 | 0 | 0 | 0 | 0
6 | 0 | 0 | 0 | 0 | 0 | 0 | 0 | 0 | 0 | 0 | 0 | 0 | 0 | 0 | 0 | 0 | 0 | 0 | 0 | 0 | 0 | 0 | 0 | 0 | 0 | 0 | 0 | 0 | 0 | 0 | 0 | 0 | 0 | 0 | 0 | 0 | 0 | 0 | 0 | 0 | 0 | 0 | 0 | 0 | 0 | 0 | 0 | 0 | 0 | 0 | 0 | 0 | 0 | 0 | 0 | 0 | 0 | 0 | 0 | 0 | 0 | 0 | 0 | 0
7 | 0 | 0 | 0 | 0 | 0 | 0 | 0 | 0 | 0 | 0 | 0 | 0 | 0 | 0 | 0 | 0 | 0 | 0 | 0 | 0 | 0 | 0 | 0 | 0 | 0 | 0 | 0 | 0 | 0 | 0 | 0 | 0 | 0 | 0 | 0 | 0 | 0 | 0 | 0 | 0 | 0 | 0 | 0 | 0 | 0 | 0 | 0 | 0 | 0 | 0 | 0 | 0 | 0 | 0 | 0 | 0 | 0 | 0 | 0 | 0 | 0 | 0 | 0 | 0
8 | 0 | 0 | 0 | 0 | 0 | 0 | 0 | 0 | 0 | 0 | 0 | 0 | 0 | 0 | 0 | 0 | 0 | 0 | 0 | 0 | 0 | 0 | 0 | 0 | 0 | 0 | 0 | 0 | 0 | 0 | 0 | 0 | 0 | 0 | 0 | 0 | 0 | 0 | 0 | 0 | 0 | 0 | 0 | 0 | 0 | 0 | 0 | 0 | 0 | 0 | 0 | 0 | 0 | 0 | 0 | 0 | 0 | 0 | 0 | 0 | 0 | 0 | 0 | 0
9 | 0 | 0 | 0 | 0 | 0 | 0 | 0 | 0 | 0 | 0 | 0 | 0 | 0 | 0 | 0 | 0 | 0 | 0 | 0 | 0 | 0 | 0 | 0 | 0 | 0 | 0 | 0 | 0 | 0 | 0 | 0 | 0 | 0 | 0 | 0 | 0 | 0 | 0 | 0 | 0 | 0 | 0 | 0 | 0 | 0 | 0 | 0 | 0 | 0 | 0 | 0 | 0 | 0 | 0 | 0 | 0 | 0 | 0 | 0 | 0 | 0 | 0 | 0 | 0
10 | 0 | 0 | 0 | 0 | 0 | 0 | 0 | 0 | 0 | 0 | 0 | 0 | 0 | 0 | 0 | 0 | 0 | 0 | 0 | 0 | 0 | 0 | 0 | 0 | 0 | 0 | 0 | 0 | 0 | 0 | 0 | 0 | 0 | 0 | 0 | 0 | 0 | 0 | 0 | 0 | 0 | 0 | 0 | 0 | 0 | 0 | 0 | 0 | 0 | 0 | 0 | 0 | 0 | 0 | 0 | 0 | 0 | 0 | 0 | 0 | 0 | 0 | 0 | 0
11 | 0 | 0 | 0 | 0 | 0 | 0 | 0 | 0 | 0 | 0 | 0 | 0 | 0 | 0 | 0 | 0 | 0 | 0 | 0 | 0 | 0 | 0 | 0 | 0 | 0 | 0 | 0 | 0 | 0 | 0 | 0 | 0 | 0 | 0 | 0 | 0 | 0 | 0 | 0 | 0 | 0 | 0 | 0 | 0 | 0 | 0 | 0 | 0 | 0 | 0 | 0 | 0 | 0 | 0 | 0 | 0 | 0 | 0 | 0 | 0 | 0 | 0 | 0 | 0
12 | 0 | 0 | 0 | 0 | 0 | 0 | 0 | 0 | 0 | 0 | 0 | 0 | 0 | 0 | 0 | 0 | 0 | 0 | 0 | 0 | 0 | 0 | 0 | 0 | 0 | 0 | 0 | 0 | 0 | 0 | 0 | 0 | 0 | 0 | 0 | 0 | 0 | 0 | 0 | 0 | 0 | 0 | 0 | 0 | 0 | 0 | 0 | 0 | 0 | 0 | 0 | 0 | 0 | 0 | 0 | 0 | 0 | 0 | 0 | 0 | 0 | 0 | 0 | 0
State | UNSERVED ENERGY - PRE SWITCHING (MWh) 2021: EXPECTED UNSERVED ENERGY - POST SWITCHING (MWh) | EXPECTED UNSERVED ENERGY - POST SWITCHING (MWh)
1 | 0 | 0.0057749 | 0.0084143 | 0.0081265 | 0.0072167 | 0.0071312 | 0.013675 | 0.026359 | 0.018518 | 0.037114 | 0.05079 | 0.065719 | 0.12983 | 0.10778 | 0.058651 | 0.065678 | 0.068375 | 0.30351 | 0.30681 | 0.29399 | 0.14679 | 0.13246 | 0.1192 | 0.11574 | 0.11497 | 0.13041 | 0.16583 | 0.24232 | 0.51658 | 0.65366 | 0.79661 | #DIV/0! | 0 | 0 | 0 | 0 | 0 | 0 | 0 | 0 | 0 | 0 | 0 | 0 | 0 | 0 | 0 | 0 | 0 | 0 | 0 | 0 | 0 | 0 | 0 | 0 | 0 | 0 | 0 | 0 | 0 | 0 | 0 | #DIV/0!
2 | 0 | 0 | 0 | 0 | 0 | 0 | 0 | 0 | 0 | 0 | 0 | 0 | 0 | 0 | 0 | 0 | 0 | 0 | 0 | 0 | 0 | 0 | 0 | 0 | 0 | 0 | 0 | 0 | 0 | 0 | 0 | #DIV/0! | 0 | 0 | 0 | 0 | 0 | 0 | 0 | 0 | 0 | 0 | 0 | 0 | 0 | 0 | 0 | 0 | 0 | 0 | 0 | 0 | 0 | 0 | 0 | 0 | 0 | 0 | 0 | 0 | 0 | 0 | 0 | #DIV/0!
3 | 0 | 0 | 0 | 0 | 0 | 0 | 0 | 0 | 0 | 0 | 0 | 0 | 0 | 0 | 0 | 0 | 0 | 0 | 0 | 0 | 0 | 0 | 0 | 0 | 0 | 0 | 0 | 0 | 0 | 0 | 0 | #DIV/0! | 0 | 0 | 0 | 0 | 0 | 0 | 0 | 0 | 0 | 0 | 0 | 0 | 0 | 0 | 0 | 0 | 0 | 0 | 0 | 0 | 0 | 0 | 0 | 0 | 0 | 0 | 0 | 0 | 0 | 0 | 0 | #DIV/0!
4 | 0 | 0 | 0 | 0 | 0 | 0 | 0 | 0 | 0 | 0 | 0 | 0 | 0 | 0 | 0 | 0 | 0 | 0 | 0 | 0 | 0 | 0 | 0 | 0 | 0 | 0 | 0 | 0 | 0 | 0 | 0 | #DIV/0! | 0 | 0 | 0 | 0 | 0 | 0 | 0 | 0 | 0 | 0 | 0 | 0 | 0 | 0 | 0 | 0 | 0 | 0 | 0 | 0 | 0 | 0 | 0 | 0 | 0 | 0 | 0 | 0 | 0 | 0 | 0 | #DIV/0!
5 | 0 | 0 | 0 | 0 | 0 | 0 | 0 | 0 | 0 | 0 | 0 | 0 | 0 | 0 | 0 | 0 | 0 | 0 | 0 | 0 | 0 | 0 | 0 | 0 | 0 | 0 | 0 | 0 | 0 | 0 | 0 | #DIV/0! | 0 | 0 | 0 | 0 | 0 | 0 | 0 | 0 | 0 | 0 | 0 | 0 | 0 | 0 | 0 | 0 | 0 | 0 | 0 | 0 | 0 | 0 | 0 | 0 | 0 | 0 | 0 | 0 | 0 | 0 | 0 | #DIV/0!
6 | 0 | 0 | 0 | 0 | 0 | 0 | 0 | 0 | 0 | 0 | 0 | 0 | 0 | 0 | 0 | 0 | 0 | 0 | 0 | 0 | 0 | 0 | 0 | 0 | 0 | 0 | 0 | 0 | 0 | 0 | 0 | #DIV/0! | 0 | 0 | 0 | 0 | 0 | 0 | 0 | 0 | 0 | 0 | 0 | 0 | 0 | 0 | 0 | 0 | 0 | 0 | 0 | 0 | 0 | 0 | 0 | 0 | 0 | 0 | 0 | 0 | 0 | 0 | 0 | #DIV/0!
7 | 0 | 0 | 0 | 0 | 0 | 0 | 0 | 0 | 0 | 0 | 0 | 0 | 0 | 0 | 0 | 0 | 0 | 0 | 0 | 0 | 0 | 0 | 0 | 0 | 0 | 0 | 0 | 0 | 0 | 0 | 0 | #DIV/0! | 0 | 0 | 0 | 0 | 0 | 0 | 0 | 0 | 0 | 0 | 0 | 0 | 0 | 0 | 0 | 0 | 0 | 0 | 0 | 0 | 0 | 0 | 0 | 0 | 0 | 0 | 0 | 0 | 0 | 0 | 0 | #DIV/0!
8 | 0 | 0 | 0 | 0 | 0 | 0 | 0 | 0 | 0 | 0 | 0 | 0 | 0 | 0 | 0 | 0 | 0 | 0 | 0 | 0 | 0 | 0 | 0 | 0 | 0 | 0 | 0 | 0 | 0 | 0 | 0 | #DIV/0! | 0 | 0 | 0 | 0 | 0 | 0 | 0 | 0 | 0 | 0 | 0 | 0 | 0 | 0 | 0 | 0 | 0 | 0 | 0 | 0 | 0 | 0 | 0 | 0 | 0 | 0 | 0 | 0 | 0 | 0 | 0 | #DIV/0!
9 | 0 | 0 | 0 | 0 | 0 | 0 | 0 | 0 | 0 | 0 | 0 | 0 | 0 | 0 | 0 | 0 | 0 | 0 | 0 | 0 | 0 | 0 | 0 | 0 | 0 | 0 | 0 | 0 | 0 | 0 | 0 | #DIV/0! | 0 | 0 | 0 | 0 | 0 | 0 | 0 | 0 | 0 | 0 | 0 | 0 | 0 | 0 | 0 | 0 | 0 | 0 | 0 | 0 | 0 | 0 | 0 | 0 | 0 | 0 | 0 | 0 | 0 | 0 | 0 | #DIV/0!
10 | 0 | 0 | 0 | 0 | 0 | 0 | 0 | 0 | 0 | 0 | 0 | 0 | 0 | 0 | 0 | 0 | 0 | 0 | 0 | 0 | 0 | 0 | 0 | 0 | 0 | 0 | 0 | 0 | 0 | 0 | 0 | #DIV/0! | 0 | 0 | 0 | 0 | 0 | 0 | 0 | 0 | 0 | 0 | 0 | 0 | 0 | 0 | 0 | 0 | 0 | 0 | 0 | 0 | 0 | 0 | 0 | 0 | 0 | 0 | 0 | 0 | 0 | 0 | 0 | #DIV/0!
11 | 0 | 0 | 0 | 0 | 0 | 0 | 0 | 0 | 0 | 0 | 0 | 0 | 0 | 0 | 0 | 0 | 0 | 0 | 0 | 0 | 0 | 0 | 0 | 0 | 0 | 0 | 0 | 0 | 0 | 0 | 0 | #DIV/0! | 0 | 0 | 0 | 0 | 0 | 0 | 0 | 0 | 0 | 0 | 0 | 0 | 0 | 0 | 0 | 0 | 0 | 0 | 0 | 0 | 0 | 0 | 0 | 0 | 0 | 0 | 0 | 0 | 0 | 0 | 0 | #DIV/0!
12 | 0 | 0 | 0 | 0 | 0 | 0 | 0 | 0 | 0 | 0 | 0 | 0 | 0 | 0 | 0 | 0 | 0 | 0 | 0 | 0 | 0 | 0 | 0 | 0 | 0 | 0 | 0 | 0 | 0 | 0 | 0 | #DIV/0! | 0 | 0 | 0 | 0 | 0 | 0 | 0 | 0 | 0 | 0 | 0 | 0 | 0 | 0 | 0 | 0 | 0 | 0 | 0 | 0 | 0 | 0 | 0 | 0 | 0 | 0 | 0 | 0 | 0 | 0 | 0 | #DIV/0!
1 | 0.00855 | 0.032104 | 0.042941 | 0.042376 | 0.039883 | 0.039373 | 0.068655 | 0.1307 | 0.094567 | 0.17741 | 0.22867 | 0.28087 | 0.45963 | 0.41332 | 0.27292 | 0.30235 | 0.31652 | 0.90241 | 0.92942 | 0.92429 | 0.58817 | 0.55756 | 0.5267 | 0.52363 | 0.53014 | 0.59019 | 0.71398 | 0.94848 | 1.6135 | 1.9182 | 2.2206 | #DIV/0! | 0 | 0 | 0 | 0 | 0 | 0 | 0 | 0 | 0 | 0 | 0 | 0 | 0 | 0 | 0 | 0 | 0 | 0 | 0 | 0 | 0 | 0 | 0 | 0 | 0 | 0 | 0 | 0 | 0 | 0 | 0 | #DIV/0!
2 | 0 | 0 | 0 | 0 | 0 | 0 | 0 | 0 | 0 | 0 | 0 | 0 | 0 | 0 | 0 | 0 | 0 | 0 | 0 | 0 | 0 | 0 | 0 | 0 | 0 | 0 | 0 | 0 | 0 | 0 | 0 | 0 | 0 | 0 | 0 | 0 | 0 | 0 | 0 | 0 | 0 | 0 | 0 | 0 | 0 | 0 | 0 | 0 | 0 | 0 | 0 | 0 | 0 | 0 | 0 | 0 | 0 | 0 | 0 | 0 | 0 | 0 | 0 | 0
3 | 0 | 0 | 0 | 0 | 0 | 0 | 0 | 0 | 0 | 0 | 0 | 0 | 0 | 0 | 0 | 0 | 0 | 0 | 0 | 0 | 0 | 0 | 0 | 0 | 0 | 0 | 0 | 0 | 0 | 0 | 0 | 0 | 0 | 0 | 0 | 0 | 0 | 0 | 0 | 0 | 0 | 0 | 0 | 0 | 0 | 0 | 0 | 0 | 0 | 0 | 0 | 0 | 0 | 0 | 0 | 0 | 0 | 0 | 0 | 0 | 0 | 0 | 0 | 0
4 | 0 | 0 | 0 | 0 | 0 | 0 | 0 | 0 | 0 | 0 | 0 | 0 | 0 | 0 | 0 | 0 | 0 | 0 | 0 | 0 | 0 | 0 | 0 | 0 | 0 | 0 | 0 | 0 | 0 | 0 | 0 | 0 | 0 | 0 | 0 | 0 | 0 | 0 | 0 | 0 | 0 | 0 | 0 | 0 | 0 | 0 | 0 | 0 | 0 | 0 | 0 | 0 | 0 | 0 | 0 | 0 | 0 | 0 | 0 | 0 | 0 | 0 | 0 | 0
5 | 0 | 0 | 0 | 0 | 0 | 0 | 0 | 0 | 0 | 0 | 0 | 0 | 0 | 0 | 0 | 0 | 0 | 0 | 0 | 0 | 0 | 0 | 0 | 0 | 0 | 0 | 0 | 0 | 0 | 0 | 0 | 0 | 0 | 0 | 0 | 0 | 0 | 0 | 0 | 0 | 0 | 0 | 0 | 0 | 0 | 0 | 0 | 0 | 0 | 0 | 0 | 0 | 0 | 0 | 0 | 0 | 0 | 0 | 0 | 0 | 0 | 0 | 0 | 0
6 | 0 | 0 | 0 | 0 | 0 | 0 | 0 | 0 | 0 | 0 | 0 | 0 | 0 | 0 | 0 | 0 | 0 | 0 | 0 | 0 | 0 | 0 | 0 | 0 | 0 | 0 | 0 | 0 | 0 | 0 | 0 | 0 | 0 | 0 | 0 | 0 | 0 | 0 | 0 | 0 | 0 | 0 | 0 | 0 | 0 | 0 | 0 | 0 | 0 | 0 | 0 | 0 | 0 | 0 | 0 | 0 | 0 | 0 | 0 | 0 | 0 | 0 | 0 | 0
7 | 0 | 0 | 0 | 0 | 0 | 0 | 0 | 0 | 0 | 0 | 0 | 0 | 0 | 0 | 0 | 0 | 0 | 0 | 0 | 0 | 0 | 0 | 0 | 0 | 0 | 0 | 0 | 0 | 0 | 0 | 0 | 0 | 0 | 0 | 0 | 0 | 0 | 0 | 0 | 0 | 0 | 0 | 0 | 0 | 0 | 0 | 0 | 0 | 0 | 0 | 0 | 0 | 0 | 0 | 0 | 0 | 0 | 0 | 0 | 0 | 0 | 0 | 0 | 0
8 | 0 | 0 | 0 | 0 | 0 | 0 | 0 | 0 | 0 | 0 | 0 | 0 | 0 | 0 | 0 | 0 | 0 | 0 | 0 | 0 | 0 | 0 | 0 | 0 | 0 | 0 | 0 | 0 | 0 | 0 | 0 | 0 | 0 | 0 | 0 | 0 | 0 | 0 | 0 | 0 | 0 | 0 | 0 | 0 | 0 | 0 | 0 | 0 | 0 | 0 | 0 | 0 | 0 | 0 | 0 | 0 | 0 | 0 | 0 | 0 | 0 | 0 | 0 | 0
9 | 0 | 0 | 0 | 0 | 0 | 0 | 0 | 0 | 0 | 0 | 0 | 0 | 0 | 0 | 0 | 0 | 0 | 0 | 0 | 0 | 0 | 0 | 0 | 0 | 0 | 0 | 0 | 0 | 0 | 0 | 0 | 0 | 0 | 0 | 0 | 0 | 0 | 0 | 0 | 0 | 0 | 0 | 0 | 0 | 0 | 0 | 0 | 0 | 0 | 0 | 0 | 0 | 0 | 0 | 0 | 0 | 0 | 0 | 0 | 0 | 0 | 0 | 0 | 0
10 | 0 | 0 | 0 | 0 | 0 | 0 | 0 | 0 | 0 | 0 | 0 | 0 | 0 | 0 | 0 | 0 | 0 | 0 | 0 | 0 | 0 | 0 | 0 | 0 | 0 | 0 | 0 | 0 | 0 | 0 | 0 | 0 | 0 | 0 | 0 | 0 | 0 | 0 | 0 | 0 | 0 | 0 | 0 | 0 | 0 | 0 | 0 | 0 | 0 | 0 | 0 | 0 | 0 | 0 | 0 | 0 | 0 | 0 | 0 | 0 | 0 | 0 | 0 | 0
11 | 0 | 0 | 0 | 0 | 0 | 0 | 0 | 0 | 0 | 0 | 0 | 0 | 0 | 0 | 0 | 0 | 0 | 0 | 0 | 0 | 0 | 0 | 0 | 0 | 0 | 0 | 0 | 0 | 0 | 0 | 0 | 0 | 0 | 0 | 0 | 0 | 0 | 0 | 0 | 0 | 0 | 0 | 0 | 0 | 0 | 0 | 0 | 0 | 0 | 0 | 0 | 0 | 0 | 0 | 0 | 0 | 0 | 0 | 0 | 0 | 0 | 0 | 0 | 0
12 | 0 | 0 | 0 | 0 | 0 | 0 | 0 | 0 | 0 | 0 | 0 | 0 | 0 | 0 | 0 | 0 | 0 | 0 | 0 | 0 | 0 | 0 | 0 | 0 | 0 | 0 | 0 | 0 | 0 | 0 | 0 | 0 | 0 | 0 | 0 | 0 | 0 | 0 | 0 | 0 | 0 | 0 | 0 | 0 | 0 | 0 | 0 | 0 | 0 | 0 | 0 | 0 | 0 | 0 | 0 | 0 | 0 | 0 | 0 | 0 | 0 | 0 | 0 | 0

## Other_risks
|  |  | Safety Base value |  | 26553600
|  |  | No. of site visits |  | 150
|  |  | Safety Beta |  | 0.013699
Safety
|  |  | 2021 | 2022 | 2023 | 2024 | 2025 | 2026 | 2027 | 2028 | 2029 | 2030 | 2031 | 2032 | 2033 | 2034 | 2035 | 2036 | 2037 | 2038 | 2039 | 2040 | 2041 | 2042 | 2043 | 2044 | 2045 | 2046 | 2047 | 2048 | 2049 | 2050 | 2051 | 2052
Section 1 |  |  | 16276.4314 | 17855.5508 | 19554.8456 | 21380.9965 | 23340.9153 | 25441.7465 | 27690.8696 | 30095.8998 | 32664.6893 | 35405.3284 | 38326.1452 | 41435.7062 | 44742.8158 | 48256.5154 | 51986.0825 | 55941.0289 | 60131.0986 | 64566.2654 | 69256.7294 | 74212.9139 | 79445.4604 | 84965.2247 | 90783.2707 | 96910.8644 | 103359.4677 | 110140.7302 | 117266.4815 | 124748.7222 | 132599.6141 | 140831.4697 | 149456.7413 | 158488.0086
Section 2 |  |  | 1811.8489 | 1987.9902 | 2177.6072 | 2381.4616 | 2600.343 | 2835.0702 | 3086.4909 | 3355.4827 | 3642.9536 | 3949.842 | 4277.1179 | 4625.7827 | 4996.8703 | 5391.4468 | 5810.6119 | 6255.4985 | 6727.2738 | 7227.1393 | 7756.3316 | 8316.1224 | 8907.8193 | 9532.7661 | 10192.3433 | 10887.9681 | 11621.0953 | 12393.2174 | 13205.865 | 14060.6071 | 14959.0517 | 15902.8456 | 16893.6754 | 17933.2672
Section 3 |  |  | 0 | 0 | 0 | 0 | 0 | 0 | 0 | 0 | 0 | 0 | 0 | 0 | 0 | 0 | 0 | 0 | 0 | 0 | 0 | 0 | 0 | 0 | 0 | 0 | 0 | 0 | 0 | 0 | 0 | 0 | 0 | 0
Section 4 |  |  | 0 | 0 | 0 | 0 | 0 | 0 | 0 | 0 | 0 | 0 | 0 | 0 | 0 | 0 | 0 | 0 | 0 | 0 | 0 | 0 | 0 | 0 | 0 | 0 | 0 | 0 | 0 | 0 | 0 | 0 | 0 | 0
Section 5 |  |  | 0 | 0 | 0 | 0 | 0 | 0 | 0 | 0 | 0 | 0 | 0 | 0 | 0 | 0 | 0 | 0 | 0 | 0 | 0 | 0 | 0 | 0 | 0 | 0 | 0 | 0 | 0 | 0 | 0 | 0 | 0 | 0
Section 6 |  |  | 0 | 0 | 0 | 0 | 0 | 0 | 0 | 0 | 0 | 0 | 0 | 0 | 0 | 0 | 0 | 0 | 0 | 0 | 0 | 0 | 0 | 0 | 0 | 0 | 0 | 0 | 0 | 0 | 0 | 0 | 0 | 0
Section 7 |  |  | 0 | 0 | 0 | 0 | 0 | 0 | 0 | 0 | 0 | 0 | 0 | 0 | 0 | 0 | 0 | 0 | 0 | 0 | 0 | 0 | 0 | 0 | 0 | 0 | 0 | 0 | 0 | 0 | 0 | 0 | 0 | 0
Section 8 |  |  | 0 | 0 | 0 | 0 | 0 | 0 | 0 | 0 | 0 | 0 | 0 | 0 | 0 | 0 | 0 | 0 | 0 | 0 | 0 | 0 | 0 | 0 | 0 | 0 | 0 | 0 | 0 | 0 | 0 | 0 | 0 | 0
Section 9 |  |  | 0 | 0 | 0 | 0 | 0 | 0 | 0 | 0 | 0 | 0 | 0 | 0 | 0 | 0 | 0 | 0 | 0 | 0 | 0 | 0 | 0 | 0 | 0 | 0 | 0 | 0 | 0 | 0 | 0 | 0 | 0 | 0
Section 10 |  |  | 0 | 0 | 0 | 0 | 0 | 0 | 0 | 0 | 0 | 0 | 0 | 0 | 0 | 0 | 0 | 0 | 0 | 0 | 0 | 0 | 0 | 0 | 0 | 0 | 0 | 0 | 0 | 0 | 0 | 0 | 0 | 0
Section 11 |  |  | 0 | 0 | 0 | 0 | 0 | 0 | 0 | 0 | 0 | 0 | 0 | 0 | 0 | 0 | 0 | 0 | 0 | 0 | 0 | 0 | 0 | 0 | 0 | 0 | 0 | 0 | 0 | 0 | 0 | 0 | 0 | 0
Section 12 |  |  | 0 | 0 | 0 | 0 | 0 | 0 | 0 | 0 | 0 | 0 | 0 | 0 | 0 | 0 | 0 | 0 | 0 | 0 | 0 | 0 | 0 | 0 | 0 | 0 | 0 | 0 | 0 | 0 | 0 | 0 | 0 | 0
Bus Tie 1 |  |  | 1811.8489 | 1987.9902 | 2177.6072 | 2381.4616 | 2600.343 | 2835.0702 | 3086.4909 | 3355.4827 | 3642.9536 | 3949.842 | 4277.1179 | 4625.7827 | 4996.8703 | 5391.4468 | 5810.6119 | 6255.4985 | 6727.2738 | 7227.1393 | 7756.3316 | 8316.1224 | 8907.8193 | 9532.7661 | 10192.3433 | 10887.9681 | 11621.0953 | 12393.2174 | 13205.865 | 14060.6071 | 14959.0517 | 15902.8456 | 16893.6754 | 17933.2672
Bus Tie 2 |  |  | 0 | 0 | 0 | 0 | 0 | 0 | 0 | 0 | 0 | 0 | 0 | 0 | 0 | 0 | 0 | 0 | 0 | 0 | 0 | 0 | 0 | 0 | 0 | 0 | 0 | 0 | 0 | 0 | 0 | 0 | 0 | 0
Bus Tie 3 |  |  | 0 | 0 | 0 | 0 | 0 | 0 | 0 | 0 | 0 | 0 | 0 | 0 | 0 | 0 | 0 | 0 | 0 | 0 | 0 | 0 | 0 | 0 | 0 | 0 | 0 | 0 | 0 | 0 | 0 | 0 | 0 | 0
Bus Tie 4 |  |  | 0 | 0 | 0 | 0 | 0 | 0 | 0 | 0 | 0 | 0 | 0 | 0 | 0 | 0 | 0 | 0 | 0 | 0 | 0 | 0 | 0 | 0 | 0 | 0 | 0 | 0 | 0 | 0 | 0 | 0 | 0 | 0
Bus Tie 5 |  |  | 0 | 0 | 0 | 0 | 0 | 0 | 0 | 0 | 0 | 0 | 0 | 0 | 0 | 0 | 0 | 0 | 0 | 0 | 0 | 0 | 0 | 0 | 0 | 0 | 0 | 0 | 0 | 0 | 0 | 0 | 0 | 0
Bus Tie 6 |  |  | 0 | 0 | 0 | 0 | 0 | 0 | 0 | 0 | 0 | 0 | 0 | 0 | 0 | 0 | 0 | 0 | 0 | 0 | 0 | 0 | 0 | 0 | 0 | 0 | 0 | 0 | 0 | 0 | 0 | 0 | 0 | 0
Bus Tie 7 |  |  | 0 | 0 | 0 | 0 | 0 | 0 | 0 | 0 | 0 | 0 | 0 | 0 | 0 | 0 | 0 | 0 | 0 | 0 | 0 | 0 | 0 | 0 | 0 | 0 | 0 | 0 | 0 | 0 | 0 | 0 | 0 | 0
Bus Tie 8 |  |  | 0 | 0 | 0 | 0 | 0 | 0 | 0 | 0 | 0 | 0 | 0 | 0 | 0 | 0 | 0 | 0 | 0 | 0 | 0 | 0 | 0 | 0 | 0 | 0 | 0 | 0 | 0 | 0 | 0 | 0 | 0 | 0
Bus Tie 9 |  |  | 0 | 0 | 0 | 0 | 0 | 0 | 0 | 0 | 0 | 0 | 0 | 0 | 0 | 0 | 0 | 0 | 0 | 0 | 0 | 0 | 0 | 0 | 0 | 0 | 0 | 0 | 0 | 0 | 0 | 0 | 0 | 0
Bus Tie 10 |  |  | 0 | 0 | 0 | 0 | 0 | 0 | 0 | 0 | 0 | 0 | 0 | 0 | 0 | 0 | 0 | 0 | 0 | 0 | 0 | 0 | 0 | 0 | 0 | 0 | 0 | 0 | 0 | 0 | 0 | 0 | 0 | 0
Bus Tie 11 |  |  | 0 | 0 | 0 | 0 | 0 | 0 | 0 | 0 | 0 | 0 | 0 | 0 | 0 | 0 | 0 | 0 | 0 | 0 | 0 | 0 | 0 | 0 | 0 | 0 | 0 | 0 | 0 | 0 | 0 | 0 | 0 | 0
Bus Tie 12 |  |  | 0 | 0 | 0 | 0 | 0 | 0 | 0 | 0 | 0 | 0 | 0 | 0 | 0 | 0 | 0 | 0 | 0 | 0 | 0 | 0 | 0 | 0 | 0 | 0 | 0 | 0 | 0 | 0 | 0 | 0 | 0 | 0
Minor Repair cost
1 |  | 181920 | 3110.832 | 3110.832 | 3110.832 | 3110.832 | 3110.832 | 3110.832 | 3110.832 | 3110.832 | 3110.832 | 3110.832 | 3110.832 | 3110.832 | 3110.832 | 3110.832 | 3110.832 | 3110.832 | 3110.832 | 3110.832 | 3110.832 | 3110.832 | 3110.832 | 3110.832 | 3110.832 | 3110.832 | 3110.832 | 3110.832 | 3110.832 | 3110.832 | 3110.832 | 3110.832 | 3110.832 | 3110.832
2 |  | 181920 | 345.648 | 345.648 | 345.648 | 345.648 | 345.648 | 345.648 | 345.648 | 345.648 | 345.648 | 345.648 | 345.648 | 345.648 | 345.648 | 345.648 | 345.648 | 345.648 | 345.648 | 345.648 | 345.648 | 345.648 | 345.648 | 345.648 | 345.648 | 345.648 | 345.648 | 345.648 | 345.648 | 345.648 | 345.648 | 345.648 | 345.648 | 345.648
3 |  | 181920 | 0 | 0 | 0 | 0 | 0 | 0 | 0 | 0 | 0 | 0 | 0 | 0 | 0 | 0 | 0 | 0 | 0 | 0 | 0 | 0 | 0 | 0 | 0 | 0 | 0 | 0 | 0 | 0 | 0 | 0 | 0 | 0
4 |  | 181920 | 0 | 0 | 0 | 0 | 0 | 0 | 0 | 0 | 0 | 0 | 0 | 0 | 0 | 0 | 0 | 0 | 0 | 0 | 0 | 0 | 0 | 0 | 0 | 0 | 0 | 0 | 0 | 0 | 0 | 0 | 0 | 0
5 |  | 181920 | 0 | 0 | 0 | 0 | 0 | 0 | 0 | 0 | 0 | 0 | 0 | 0 | 0 | 0 | 0 | 0 | 0 | 0 | 0 | 0 | 0 | 0 | 0 | 0 | 0 | 0 | 0 | 0 | 0 | 0 | 0 | 0
6 |  | 181920 | 0 | 0 | 0 | 0 | 0 | 0 | 0 | 0 | 0 | 0 | 0 | 0 | 0 | 0 | 0 | 0 | 0 | 0 | 0 | 0 | 0 | 0 | 0 | 0 | 0 | 0 | 0 | 0 | 0 | 0 | 0 | 0
7 |  | 181920 | 0 | 0 | 0 | 0 | 0 | 0 | 0 | 0 | 0 | 0 | 0 | 0 | 0 | 0 | 0 | 0 | 0 | 0 | 0 | 0 | 0 | 0 | 0 | 0 | 0 | 0 | 0 | 0 | 0 | 0 | 0 | 0
8 |  | 181920 | 0 | 0 | 0 | 0 | 0 | 0 | 0 | 0 | 0 | 0 | 0 | 0 | 0 | 0 | 0 | 0 | 0 | 0 | 0 | 0 | 0 | 0 | 0 | 0 | 0 | 0 | 0 | 0 | 0 | 0 | 0 | 0
9 |  | 181920 | 0 | 0 | 0 | 0 | 0 | 0 | 0 | 0 | 0 | 0 | 0 | 0 | 0 | 0 | 0 | 0 | 0 | 0 | 0 | 0 | 0 | 0 | 0 | 0 | 0 | 0 | 0 | 0 | 0 | 0 | 0 | 0
10 |  | 181920 | 0 | 0 | 0 | 0 | 0 | 0 | 0 | 0 | 0 | 0 | 0 | 0 | 0 | 0 | 0 | 0 | 0 | 0 | 0 | 0 | 0 | 0 | 0 | 0 | 0 | 0 | 0 | 0 | 0 | 0 | 0 | 0
11 |  | 181920 | 0 | 0 | 0 | 0 | 0 | 0 | 0 | 0 | 0 | 0 | 0 | 0 | 0 | 0 | 0 | 0 | 0 | 0 | 0 | 0 | 0 | 0 | 0 | 0 | 0 | 0 | 0 | 0 | 0 | 0 | 0 | 0
12 |  | 181920 | 0 | 0 | 0 | 0 | 0 | 0 | 0 | 0 | 0 | 0 | 0 | 0 | 0 | 0 | 0 | 0 | 0 | 0 | 0 | 0 | 0 | 0 | 0 | 0 | 0 | 0 | 0 | 0 | 0 | 0 | 0 | 0
1 | 2 | 181920 | 345.6174 | 345.6174 | 345.6174 | 345.6174 | 345.6174 | 345.6174 | 345.6174 | 345.6174 | 345.6174 | 345.6174 | 345.6174 | 345.6174 | 345.6174 | 345.6174 | 345.6174 | 345.6174 | 345.6174 | 345.6174 | 345.6174 | 345.6174 | 345.6174 | 345.6174 | 345.6174 | 345.6174 | 345.6174 | 345.6174 | 345.6174 | 345.6174 | 345.6174 | 345.6174 | 345.6174 | 345.6174
2 | 0 | 181920 | 0 | 0 | 0 | 0 | 0 | 0 | 0 | 0 | 0 | 0 | 0 | 0 | 0 | 0 | 0 | 0 | 0 | 0 | 0 | 0 | 0 | 0 | 0 | 0 | 0 | 0 | 0 | 0 | 0 | 0 | 0 | 0
3 | 0 | 181920 | 0 | 0 | 0 | 0 | 0 | 0 | 0 | 0 | 0 | 0 | 0 | 0 | 0 | 0 | 0 | 0 | 0 | 0 | 0 | 0 | 0 | 0 | 0 | 0 | 0 | 0 | 0 | 0 | 0 | 0 | 0 | 0
4 | 0 | 181920 | 0 | 0 | 0 | 0 | 0 | 0 | 0 | 0 | 0 | 0 | 0 | 0 | 0 | 0 | 0 | 0 | 0 | 0 | 0 | 0 | 0 | 0 | 0 | 0 | 0 | 0 | 0 | 0 | 0 | 0 | 0 | 0
5 | 0 | 181920 | 0 | 0 | 0 | 0 | 0 | 0 | 0 | 0 | 0 | 0 | 0 | 0 | 0 | 0 | 0 | 0 | 0 | 0 | 0 | 0 | 0 | 0 | 0 | 0 | 0 | 0 | 0 | 0 | 0 | 0 | 0 | 0
6 | 0 | 181920 | 0 | 0 | 0 | 0 | 0 | 0 | 0 | 0 | 0 | 0 | 0 | 0 | 0 | 0 | 0 | 0 | 0 | 0 | 0 | 0 | 0 | 0 | 0 | 0 | 0 | 0 | 0 | 0 | 0 | 0 | 0 | 0
7 | 0 | 181920 | 0 | 0 | 0 | 0 | 0 | 0 | 0 | 0 | 0 | 0 | 0 | 0 | 0 | 0 | 0 | 0 | 0 | 0 | 0 | 0 | 0 | 0 | 0 | 0 | 0 | 0 | 0 | 0 | 0 | 0 | 0 | 0
8 | 0 | 181920 | 0 | 0 | 0 | 0 | 0 | 0 | 0 | 0 | 0 | 0 | 0 | 0 | 0 | 0 | 0 | 0 | 0 | 0 | 0 | 0 | 0 | 0 | 0 | 0 | 0 | 0 | 0 | 0 | 0 | 0 | 0 | 0
9 | 0 | 181920 | 0 | 0 | 0 | 0 | 0 | 0 | 0 | 0 | 0 | 0 | 0 | 0 | 0 | 0 | 0 | 0 | 0 | 0 | 0 | 0 | 0 | 0 | 0 | 0 | 0 | 0 | 0 | 0 | 0 | 0 | 0 | 0
10 | 0 | 181920 | 0 | 0 | 0 | 0 | 0 | 0 | 0 | 0 | 0 | 0 | 0 | 0 | 0 | 0 | 0 | 0 | 0 | 0 | 0 | 0 | 0 | 0 | 0 | 0 | 0 | 0 | 0 | 0 | 0 | 0 | 0 | 0
11 | 0 | 181920 | 0 | 0 | 0 | 0 | 0 | 0 | 0 | 0 | 0 | 0 | 0 | 0 | 0 | 0 | 0 | 0 | 0 | 0 | 0 | 0 | 0 | 0 | 0 | 0 | 0 | 0 | 0 | 0 | 0 | 0 | 0 | 0
12 | 0 | 181920 | 0 | 0 | 0 | 0 | 0 | 0 | 0 | 0 | 0 | 0 | 0 | 0 | 0 | 0 | 0 | 0 | 0 | 0 | 0 | 0 | 0 | 0 | 0 | 0 | 0 | 0 | 0 | 0 | 0 | 0 | 0 | 0
Major Repair cost
1 |  | 181920 | 8140.2752 | 8930.0348 | 9779.8972 | 10693.2037 | 11673.4111 | 12724.0926 | 13848.9387 | 15051.7581 | 16336.478 | 17707.1443 | 19167.9223 | 20723.0962 | 22377.0695 | 24134.3639 | 25999.6194 | 27977.593 | 30073.1581 | 32291.3027 | 34637.1282 | 37115.8476 | 39732.783 | 42493.3636 | 45403.1227 | 48467.695 | 51692.8126 | 55084.3019 | 58648.0793 | 62390.1464 | 66316.5857 | 70433.5552 | 74747.2824 | 79264.0588
2 |  | 181920 | 906.1537 | 994.2466 | 1089.0792 | 1191.0321 | 1300.5005 | 1417.8938 | 1543.636 | 1678.1659 | 1821.9377 | 1975.4208 | 2139.1002 | 2313.4767 | 2499.0674 | 2696.4056 | 2906.0412 | 3128.5408 | 3364.4881 | 3614.4842 | 3879.1472 | 4159.1135 | 4455.0368 | 4767.5893 | 5097.4613 | 5445.3618 | 5812.0181 | 6198.1769 | 6604.6035 | 7032.0827 | 7481.4187 | 7953.4351 | 8448.9754 | 8968.9028
3 |  | 181920 | 0 | 0 | 0 | 0 | 0 | 0 | 0 | 0 | 0 | 0 | 0 | 0 | 0 | 0 | 0 | 0 | 0 | 0 | 0 | 0 | 0 | 0 | 0 | 0 | 0 | 0 | 0 | 0 | 0 | 0 | 0 | 0
4 |  | 181920 | 0 | 0 | 0 | 0 | 0 | 0 | 0 | 0 | 0 | 0 | 0 | 0 | 0 | 0 | 0 | 0 | 0 | 0 | 0 | 0 | 0 | 0 | 0 | 0 | 0 | 0 | 0 | 0 | 0 | 0 | 0 | 0
5 |  | 181920 | 0 | 0 | 0 | 0 | 0 | 0 | 0 | 0 | 0 | 0 | 0 | 0 | 0 | 0 | 0 | 0 | 0 | 0 | 0 | 0 | 0 | 0 | 0 | 0 | 0 | 0 | 0 | 0 | 0 | 0 | 0 | 0
6 |  | 181920 | 0 | 0 | 0 | 0 | 0 | 0 | 0 | 0 | 0 | 0 | 0 | 0 | 0 | 0 | 0 | 0 | 0 | 0 | 0 | 0 | 0 | 0 | 0 | 0 | 0 | 0 | 0 | 0 | 0 | 0 | 0 | 0
7 |  | 181920 | 0 | 0 | 0 | 0 | 0 | 0 | 0 | 0 | 0 | 0 | 0 | 0 | 0 | 0 | 0 | 0 | 0 | 0 | 0 | 0 | 0 | 0 | 0 | 0 | 0 | 0 | 0 | 0 | 0 | 0 | 0 | 0
8 |  | 181920 | 0 | 0 | 0 | 0 | 0 | 0 | 0 | 0 | 0 | 0 | 0 | 0 | 0 | 0 | 0 | 0 | 0 | 0 | 0 | 0 | 0 | 0 | 0 | 0 | 0 | 0 | 0 | 0 | 0 | 0 | 0 | 0
9 |  | 181920 | 0 | 0 | 0 | 0 | 0 | 0 | 0 | 0 | 0 | 0 | 0 | 0 | 0 | 0 | 0 | 0 | 0 | 0 | 0 | 0 | 0 | 0 | 0 | 0 | 0 | 0 | 0 | 0 | 0 | 0 | 0 | 0
10 |  | 181920 | 0 | 0 | 0 | 0 | 0 | 0 | 0 | 0 | 0 | 0 | 0 | 0 | 0 | 0 | 0 | 0 | 0 | 0 | 0 | 0 | 0 | 0 | 0 | 0 | 0 | 0 | 0 | 0 | 0 | 0 | 0 | 0
11 |  | 181920 | 0 | 0 | 0 | 0 | 0 | 0 | 0 | 0 | 0 | 0 | 0 | 0 | 0 | 0 | 0 | 0 | 0 | 0 | 0 | 0 | 0 | 0 | 0 | 0 | 0 | 0 | 0 | 0 | 0 | 0 | 0 | 0
12 |  | 181920 | 0 | 0 | 0 | 0 | 0 | 0 | 0 | 0 | 0 | 0 | 0 | 0 | 0 | 0 | 0 | 0 | 0 | 0 | 0 | 0 | 0 | 0 | 0 | 0 | 0 | 0 | 0 | 0 | 0 | 0 | 0 | 0
1 | 2 | 181920 | 906.1537 | 994.2466 | 1089.0792 | 1191.0321 | 1300.5005 | 1417.8938 | 1543.636 | 1678.1659 | 1821.9377 | 1975.4208 | 2139.1002 | 2313.4767 | 2499.0674 | 2696.4056 | 2906.0412 | 3128.5408 | 3364.4881 | 3614.4842 | 3879.1472 | 4159.1135 | 4455.0368 | 4767.5893 | 5097.4613 | 5445.3618 | 5812.0181 | 6198.1769 | 6604.6035 | 7032.0827 | 7481.4187 | 7953.4351 | 8448.9754 | 8968.9028
2 | 0 | 181920 | 0 | 0 | 0 | 0 | 0 | 0 | 0 | 0 | 0 | 0 | 0 | 0 | 0 | 0 | 0 | 0 | 0 | 0 | 0 | 0 | 0 | 0 | 0 | 0 | 0 | 0 | 0 | 0 | 0 | 0 | 0 | 0
3 | 0 | 181920 | 0 | 0 | 0 | 0 | 0 | 0 | 0 | 0 | 0 | 0 | 0 | 0 | 0 | 0 | 0 | 0 | 0 | 0 | 0 | 0 | 0 | 0 | 0 | 0 | 0 | 0 | 0 | 0 | 0 | 0 | 0 | 0
4 | 0 | 181920 | 0 | 0 | 0 | 0 | 0 | 0 | 0 | 0 | 0 | 0 | 0 | 0 | 0 | 0 | 0 | 0 | 0 | 0 | 0 | 0 | 0 | 0 | 0 | 0 | 0 | 0 | 0 | 0 | 0 | 0 | 0 | 0
5 | 0 | 181920 | 0 | 0 | 0 | 0 | 0 | 0 | 0 | 0 | 0 | 0 | 0 | 0 | 0 | 0 | 0 | 0 | 0 | 0 | 0 | 0 | 0 | 0 | 0 | 0 | 0 | 0 | 0 | 0 | 0 | 0 | 0 | 0
6 | 0 | 181920 | 0 | 0 | 0 | 0 | 0 | 0 | 0 | 0 | 0 | 0 | 0 | 0 | 0 | 0 | 0 | 0 | 0 | 0 | 0 | 0 | 0 | 0 | 0 | 0 | 0 | 0 | 0 | 0 | 0 | 0 | 0 | 0
7 | 0 | 181920 | 0 | 0 | 0 | 0 | 0 | 0 | 0 | 0 | 0 | 0 | 0 | 0 | 0 | 0 | 0 | 0 | 0 | 0 | 0 | 0 | 0 | 0 | 0 | 0 | 0 | 0 | 0 | 0 | 0 | 0 | 0 | 0
8 | 0 | 181920 | 0 | 0 | 0 | 0 | 0 | 0 | 0 | 0 | 0 | 0 | 0 | 0 | 0 | 0 | 0 | 0 | 0 | 0 | 0 | 0 | 0 | 0 | 0 | 0 | 0 | 0 | 0 | 0 | 0 | 0 | 0 | 0
9 | 0 | 181920 | 0 | 0 | 0 | 0 | 0 | 0 | 0 | 0 | 0 | 0 | 0 | 0 | 0 | 0 | 0 | 0 | 0 | 0 | 0 | 0 | 0 | 0 | 0 | 0 | 0 | 0 | 0 | 0 | 0 | 0 | 0 | 0
10 | 0 | 181920 | 0 | 0 | 0 | 0 | 0 | 0 | 0 | 0 | 0 | 0 | 0 | 0 | 0 | 0 | 0 | 0 | 0 | 0 | 0 | 0 | 0 | 0 | 0 | 0 | 0 | 0 | 0 | 0 | 0 | 0 | 0 | 0
11 | 0 | 181920 | 0 | 0 | 0 | 0 | 0 | 0 | 0 | 0 | 0 | 0 | 0 | 0 | 0 | 0 | 0 | 0 | 0 | 0 | 0 | 0 | 0 | 0 | 0 | 0 | 0 | 0 | 0 | 0 | 0 | 0 | 0 | 0
12 | 0 | 181920 | 0 | 0 | 0 | 0 | 0 | 0 | 0 | 0 | 0 | 0 | 0 | 0 | 0 | 0 | 0 | 0 | 0 | 0 | 0 | 0 | 0 | 0 | 0 | 0 | 0 | 0 | 0 | 0 | 0 | 0 | 0 | 0

## LDC
Proportion | Botany
0.0005 | 1
0.0005 | 0.93043
0.0005 | 0.89782
0.0005 | 0.88013
0.0005 | 0.87356
0.0005 | 0.86561
0.0005 | 0.86024
0.0005 | 0.8538
0.0005 | 0.8486
0.0005 | 0.84326
0.0005 | 0.83865
0.0005 | 0.83454
0.0005 | 0.83028
0.0005 | 0.82598
0.0005 | 0.82249
0.0005 | 0.81873
0.0005 | 0.81546
0.0005 | 0.81282
0.0005 | 0.81052
0.0005 | 0.80745
0.0005 | 0.80495
0.0005 | 0.80215
0.0005 | 0.80005
0.0005 | 0.79771
0.0005 | 0.79565
0.0005 | 0.79407
0.0005 | 0.79224
0.0005 | 0.79045
0.0005 | 0.78917
0.0005 | 0.78787
0.0005 | 0.78618
0.0005 | 0.78494
0.0005 | 0.78308
0.0005 | 0.78144
0.0005 | 0.78024
0.0005 | 0.77898
0.0005 | 0.77784
0.0005 | 0.77655
0.0005 | 0.77534
0.0005 | 0.77434
0.0005 | 0.77317
0.0005 | 0.77227
0.0005 | 0.77124
0.0005 | 0.77019
0.0005 | 0.76928
0.0005 | 0.76816
0.0005 | 0.76694
0.0005 | 0.76589
0.0005 | 0.76494
0.0005 | 0.76377
0.0005 | 0.76288
0.0005 | 0.76204
0.0005 | 0.76105
0.0005 | 0.76006
0.0005 | 0.75909
0.0005 | 0.75818
0.0005 | 0.75731
0.0005 | 0.7563
0.0005 | 0.75545
0.0005 | 0.75474
0.0005 | 0.7541
0.0005 | 0.75333
0.0005 | 0.75278
0.0005 | 0.75207
0.0005 | 0.75128
0.0005 | 0.75056
0.0005 | 0.74996
0.0005 | 0.74921
0.0005 | 0.74856
0.0005 | 0.74791
0.0005 | 0.74726
0.0005 | 0.74671
0.0005 | 0.74605
0.0005 | 0.74549
0.0005 | 0.74488
0.0005 | 0.74434
0.0005 | 0.7438
0.0005 | 0.74325
0.0005 | 0.74275
0.0005 | 0.74232
0.0005 | 0.74187
0.0005 | 0.74136
0.0005 | 0.74102
0.0005 | 0.74045
0.0005 | 0.73994
0.0005 | 0.73942
0.0005 | 0.73897
0.0005 | 0.73848
0.0005 | 0.73791
0.0005 | 0.73738
0.0005 | 0.73686
0.0005 | 0.73628
0.0005 | 0.73587
0.0005 | 0.73532
0.0005 | 0.73491
0.0005 | 0.73436
0.0005 | 0.73399
0.0005 | 0.73357
0.0005 | 0.73313
0.0005 | 0.73272
0.0005 | 0.73234
0.0005 | 0.73192
0.0005 | 0.73149
0.0005 | 0.73109
0.0005 | 0.73067
0.0005 | 0.73032
0.0005 | 0.72995
0.0005 | 0.7295
0.0005 | 0.72914
0.0005 | 0.72872
0.0005 | 0.72825
0.0005 | 0.72789
0.0005 | 0.72759
0.0005 | 0.7272
0.0005 | 0.7269
0.0005 | 0.72656
0.0005 | 0.72627
0.0005 | 0.72595
0.0005 | 0.72567
0.0005 | 0.72532
0.0005 | 0.72506
0.0005 | 0.72468
0.0005 | 0.72434
0.0005 | 0.7239
0.0005 | 0.72347
0.0005 | 0.7231
0.0005 | 0.72276
0.0005 | 0.72244
0.0005 | 0.72209
0.0005 | 0.72173
0.0005 | 0.72137
0.0005 | 0.72095
0.0005 | 0.72058
0.0005 | 0.72024
0.0005 | 0.71986
0.0005 | 0.71944
0.0005 | 0.71913
0.0005 | 0.71875
0.0005 | 0.71837
0.0005 | 0.71807
0.0005 | 0.71777
0.0005 | 0.71737
0.0005 | 0.71708
0.0005 | 0.71679
0.0005 | 0.71639
0.0005 | 0.7161
0.0005 | 0.71567
0.0005 | 0.71533
0.0005 | 0.715
0.0005 | 0.71466
0.0005 | 0.71433
0.0005 | 0.71404
0.0005 | 0.71376
0.0005 | 0.71344
0.0005 | 0.71312
0.0005 | 0.71284
0.0005 | 0.71253
0.0005 | 0.71228
0.0005 | 0.71192
0.0005 | 0.71164
0.0005 | 0.71135
0.0005 | 0.71102
0.0005 | 0.71077
0.0005 | 0.7104
0.0005 | 0.71007
0.0005 | 0.70987
0.0005 | 0.70949
0.0005 | 0.7092
0.0005 | 0.70878
0.0005 | 0.70848
0.0005 | 0.70818
0.0005 | 0.70781
0.0005 | 0.70755
0.0005 | 0.70719
0.0005 | 0.70685
0.0005 | 0.70652
0.0005 | 0.70625
0.0005 | 0.70589
0.0005 | 0.70558
0.0005 | 0.70516
0.0005 | 0.70487
0.0005 | 0.70465
0.0005 | 0.70436
0.0005 | 0.70398
0.0005 | 0.70365
0.0005 | 0.7034
0.0005 | 0.70318
0.0005 | 0.70288
0.0005 | 0.7026
0.0005 | 0.70236
0.0005 | 0.70211
0.0005 | 0.70185
0.0005 | 0.70157
0.0005 | 0.70131
0.0005 | 0.70105
0.0005 | 0.70085
0.0005 | 0.70058
0.0005 | 0.7003
0.0005 | 0.70003
0.0005 | 0.69976
0.0005 | 0.69947
0.0005 | 0.6992
0.0005 | 0.69895
0.0005 | 0.69869
0.0005 | 0.69841
0.0005 | 0.69816
0.0005 | 0.69787
0.0005 | 0.69762
0.0005 | 0.69733
0.0005 | 0.69706
0.0005 | 0.69685
0.0005 | 0.69657
0.0005 | 0.6963
0.0005 | 0.69599
0.0005 | 0.69566
0.0005 | 0.69539
0.0005 | 0.69511
0.0005 | 0.69475
0.0005 | 0.69449
0.0005 | 0.69423
0.0005 | 0.6939
0.0005 | 0.69369
0.0005 | 0.69339
0.0005 | 0.69314
0.0005 | 0.69286
0.0005 | 0.69261
0.0005 | 0.69231
0.0005 | 0.69208
0.0005 | 0.69184
0.0005 | 0.69159
0.0005 | 0.69132
0.0005 | 0.69108
0.0005 | 0.69085
0.0005 | 0.69063
0.0005 | 0.69042
0.0005 | 0.69021
0.0005 | 0.68984
0.0005 | 0.68962
0.0005 | 0.68941
0.0005 | 0.68919
0.0005 | 0.68898
0.0005 | 0.68871
0.0005 | 0.68838
0.0005 | 0.68812
0.0005 | 0.68794
0.0005 | 0.68771
0.0005 | 0.6875
0.0005 | 0.68722
0.0005 | 0.68699
0.0005 | 0.68674
0.0005 | 0.68654
0.0005 | 0.68628
0.0005 | 0.68605
0.0005 | 0.6858
0.0005 | 0.68558
0.0005 | 0.68538
0.0005 | 0.68511
0.0005 | 0.68482
0.0005 | 0.6846
0.0005 | 0.68437
0.0005 | 0.68411
0.0005 | 0.68389
0.0005 | 0.68363
0.0005 | 0.68337
0.0005 | 0.68311
0.0005 | 0.68283
0.0005 | 0.68263
0.0005 | 0.6824
0.0005 | 0.68221
0.0005 | 0.68201
0.0005 | 0.68177
0.0005 | 0.68157
0.0005 | 0.68136
0.0005 | 0.68114
0.0005 | 0.6809
0.0005 | 0.68065
0.0005 | 0.68045
0.0005 | 0.68022
0.0005 | 0.67997
0.0005 | 0.67972
0.0005 | 0.67939
0.0005 | 0.67916
0.0005 | 0.67895
0.0005 | 0.67872
0.0005 | 0.67849
0.0005 | 0.67828
0.0005 | 0.67809
0.0005 | 0.67787
0.0005 | 0.67767
0.0005 | 0.67745
0.0005 | 0.67719
0.0005 | 0.67695
0.0005 | 0.67662
0.0005 | 0.67632
0.0005 | 0.67616
0.0005 | 0.67597
0.0005 | 0.67575
0.0005 | 0.6756
0.0005 | 0.67537
0.0005 | 0.6752
0.0005 | 0.67505
0.0005 | 0.67481
0.0005 | 0.67459
0.0005 | 0.6744
0.0005 | 0.67421
0.0005 | 0.67399
0.0005 | 0.67378
0.0005 | 0.67352
0.0005 | 0.67329
0.0005 | 0.67308
0.0005 | 0.67285
0.0005 | 0.67266
0.0005 | 0.67247
0.0005 | 0.67225
0.0005 | 0.672
0.0005 | 0.67176
0.0005 | 0.67154
0.0005 | 0.67131
0.0005 | 0.67107
0.0005 | 0.67086
0.0005 | 0.67069
0.0005 | 0.67047
0.0005 | 0.67025
0.0005 | 0.67007
0.0005 | 0.66985
0.0005 | 0.66964
0.0005 | 0.66943
0.0005 | 0.66922
0.0005 | 0.66905
0.0005 | 0.66883
0.0005 | 0.66858
0.0005 | 0.66838
0.0005 | 0.66818
0.0005 | 0.66796
0.0005 | 0.66777
0.0005 | 0.66751
0.0005 | 0.66732
0.0005 | 0.66712
0.0005 | 0.66692
0.0005 | 0.66675
0.0005 | 0.66659
0.0005 | 0.66641
0.0005 | 0.66623
0.0005 | 0.66605
0.0005 | 0.66583
0.0005 | 0.6656
0.0005 | 0.66546
0.0005 | 0.66527
0.0005 | 0.66507
0.0005 | 0.66488
0.0005 | 0.66464
0.0005 | 0.66446
0.0005 | 0.66424
0.0005 | 0.66401
0.0005 | 0.66379
0.0005 | 0.66356
0.0005 | 0.66337
0.0005 | 0.66315
0.0005 | 0.66291
0.0005 | 0.66271
0.0005 | 0.66246
0.0005 | 0.66221
0.0005 | 0.66198
0.0005 | 0.66175
0.0005 | 0.66147
0.0005 | 0.66124
0.0005 | 0.66103
0.0005 | 0.66083
0.0005 | 0.66062
0.0005 | 0.66046
0.0005 | 0.66019
0.0005 | 0.66001
0.0005 | 0.65985
0.0005 | 0.65966
0.0005 | 0.65945
0.0005 | 0.65928
0.0005 | 0.65906
0.0005 | 0.65884
0.0005 | 0.65863
0.0005 | 0.65845
0.0005 | 0.65827
0.0005 | 0.65806
0.0005 | 0.65787
0.0005 | 0.65761
0.0005 | 0.6574
0.0005 | 0.65721
0.0005 | 0.65691
0.0005 | 0.65671
0.0005 | 0.65651
0.0005 | 0.6563
0.0005 | 0.6561
0.0005 | 0.65589
0.0005 | 0.65571
0.0005 | 0.65552
0.0005 | 0.6553
0.0005 | 0.65511
0.0005 | 0.65492
0.0005 | 0.6547
0.0005 | 0.65452
0.0005 | 0.65434
0.0005 | 0.65418
0.0005 | 0.65394
0.0005 | 0.65373
0.0005 | 0.65351
0.0005 | 0.65337
0.0005 | 0.65316
0.0005 | 0.65294
0.0005 | 0.65273
0.0005 | 0.65257
0.0005 | 0.65239
0.0005 | 0.6522
0.0005 | 0.65196
0.0005 | 0.65177
0.0005 | 0.65153
0.0005 | 0.65128
0.0005 | 0.65106
0.0005 | 0.65088
0.0005 | 0.65068
0.0005 | 0.65045
0.0005 | 0.65028
0.0005 | 0.65009
0.0005 | 0.64992
0.0005 | 0.6497
0.0005 | 0.6495
0.0005 | 0.64928
0.0005 | 0.64905
0.0005 | 0.64886
0.0005 | 0.6487
0.0005 | 0.64853
0.0005 | 0.64834
0.0005 | 0.6481
0.0005 | 0.64795
0.0005 | 0.64768
0.0005 | 0.64747
0.0005 | 0.64725
0.0005 | 0.64707
0.0005 | 0.64691
0.0005 | 0.64669
0.0005 | 0.64654
0.0005 | 0.64628
0.0005 | 0.64605
0.0005 | 0.64583
0.0005 | 0.64564
0.0005 | 0.64547
0.0005 | 0.64522
0.0005 | 0.64504
0.0005 | 0.64483
0.0005 | 0.64463
0.0005 | 0.64437
0.0005 | 0.64417
0.0005 | 0.64398
0.0005 | 0.64383
0.0005 | 0.6436
0.0005 | 0.64342
0.0005 | 0.64327
0.0005 | 0.6431
0.0005 | 0.6429
0.0005 | 0.64275
0.0005 | 0.64258
0.0005 | 0.64237
0.0005 | 0.64215
0.0005 | 0.64195
0.0005 | 0.64173
0.0005 | 0.64159
0.0005 | 0.64141
0.0005 | 0.64122
0.0005 | 0.641
0.0005 | 0.64079
0.0005 | 0.64057
0.0005 | 0.64038
0.0005 | 0.6402
0.0005 | 0.64
0.0005 | 0.63983
0.0005 | 0.63968
0.0005 | 0.63946
0.0005 | 0.63925
0.0005 | 0.63909
0.0005 | 0.63882
0.0005 | 0.63864
0.0005 | 0.63841
0.0005 | 0.63829
0.0005 | 0.63805
0.0005 | 0.63789
0.0005 | 0.63771
0.0005 | 0.63749
0.0005 | 0.6373
0.0005 | 0.63707
0.0005 | 0.63691
0.0005 | 0.63672
0.0005 | 0.63651
0.0005 | 0.63633
0.0005 | 0.63611
0.0005 | 0.63591
0.0005 | 0.63573
0.0005 | 0.63555
0.0005 | 0.63535
0.0005 | 0.63517
0.0005 | 0.63497
0.0005 | 0.6348
0.0005 | 0.63461
0.0005 | 0.63433
0.0005 | 0.63415
0.0005 | 0.6339
0.0005 | 0.63373
0.0005 | 0.63352
0.0005 | 0.63334
0.0005 | 0.63316
0.0005 | 0.63295
0.0005 | 0.63277
0.0005 | 0.63262
0.0005 | 0.63238
0.0005 | 0.63219
0.0005 | 0.63199
0.0005 | 0.63178
0.0005 | 0.63158
0.0005 | 0.63141
0.0005 | 0.63122
0.0005 | 0.63106
0.0005 | 0.63088
0.0005 | 0.63068
0.0005 | 0.63049
0.0005 | 0.63029
0.0005 | 0.63011
0.0005 | 0.62989
0.0005 | 0.62967
0.0005 | 0.62943
0.0005 | 0.62926
0.0005 | 0.62908
0.0005 | 0.62888
0.0005 | 0.6287
0.0005 | 0.62851
0.0005 | 0.62833
0.0005 | 0.62816
0.0005 | 0.628
0.0005 | 0.62782
0.0005 | 0.62765
0.0005 | 0.62748
0.0005 | 0.62722
0.0005 | 0.62704
0.0005 | 0.62689
0.0005 | 0.62672
0.0005 | 0.62653
0.0005 | 0.62637
0.0005 | 0.62616
0.0005 | 0.62596
0.0005 | 0.6258
0.0005 | 0.62559
0.0005 | 0.62541
0.0005 | 0.62519
0.0005 | 0.625
0.0005 | 0.62482
0.0005 | 0.62467
0.0005 | 0.62448
0.0005 | 0.6243
0.0005 | 0.62414
0.0005 | 0.62395
0.0005 | 0.62378
0.0005 | 0.62363
0.0005 | 0.62346
0.0005 | 0.62327
0.0005 | 0.62306
0.0005 | 0.6229
0.0005 | 0.62273
0.0005 | 0.62257
0.0005 | 0.62237
0.0005 | 0.62218
0.0005 | 0.62202
0.0005 | 0.62185
0.0005 | 0.62167
0.0005 | 0.62149
0.0005 | 0.6213
0.0005 | 0.62112
0.0005 | 0.62096
0.0005 | 0.62074
0.0005 | 0.62059
0.0005 | 0.62038
0.0005 | 0.62019
0.0005 | 0.62001
0.0005 | 0.61985
0.0005 | 0.61968
0.0005 | 0.61948
0.0005 | 0.61933
0.0005 | 0.61912
0.0005 | 0.61892
0.0005 | 0.61874
0.0005 | 0.61858
0.0005 | 0.61835
0.0005 | 0.61819
0.0005 | 0.618
0.0005 | 0.61782
0.0005 | 0.61766
0.0005 | 0.61752
0.0005 | 0.61735
0.0005 | 0.61717
0.0005 | 0.61698
0.0005 | 0.6168
0.0005 | 0.61661
0.0005 | 0.61641
0.0005 | 0.61625
0.0005 | 0.61605
0.0005 | 0.61589
0.0005 | 0.61568
0.0005 | 0.61547
0.0005 | 0.61529
0.0005 | 0.61513
0.0005 | 0.61492
0.0005 | 0.61471
0.0005 | 0.61455
0.0005 | 0.61435
0.0005 | 0.61417
0.0005 | 0.61397
0.0005 | 0.61379
0.0005 | 0.61361
0.0005 | 0.61348
0.0005 | 0.61327
0.0005 | 0.61308
0.0005 | 0.61291
0.0005 | 0.61267
0.0005 | 0.61255
0.0005 | 0.61242
0.0005 | 0.61223
0.0005 | 0.61206
0.0005 | 0.61189
0.0005 | 0.61174
0.0005 | 0.61152
0.0005 | 0.61131
0.0005 | 0.61111
0.0005 | 0.61091
0.0005 | 0.61075
0.0005 | 0.61059
0.0005 | 0.61042
0.0005 | 0.61023
0.0005 | 0.61007
0.0005 | 0.6099
0.0005 | 0.60969
0.0005 | 0.60951
0.0005 | 0.60934
0.0005 | 0.60917
0.0005 | 0.60899
0.0005 | 0.6088
0.0005 | 0.6086
0.0005 | 0.60843
0.0005 | 0.60824
0.0005 | 0.60799
0.0005 | 0.6078
0.0005 | 0.6076
0.0005 | 0.60738
0.0005 | 0.60717
0.0005 | 0.60696
0.0005 | 0.60675
0.0005 | 0.60654
0.0005 | 0.60633
0.0005 | 0.60609
0.0005 | 0.6059
0.0005 | 0.60575
0.0005 | 0.60558
0.0005 | 0.60542
0.0005 | 0.60522
0.0005 | 0.60501
0.0005 | 0.60484
0.0005 | 0.60465
0.0005 | 0.60446
0.0005 | 0.60426
0.0005 | 0.6041
0.0005 | 0.60392
0.0005 | 0.60371
0.0005 | 0.60355
0.0005 | 0.60339
0.0005 | 0.60313
0.0005 | 0.60292
0.0005 | 0.60273
0.0005 | 0.60254
0.0005 | 0.60229
0.0005 | 0.6021
0.0005 | 0.60193
0.0005 | 0.60176
0.0005 | 0.6016
0.0005 | 0.60142
0.0005 | 0.60123
0.0005 | 0.60105
0.0005 | 0.60091
0.0005 | 0.60072
0.0005 | 0.60054
0.0005 | 0.60034
0.0005 | 0.6002
0.0005 | 0.6
0.0005 | 0.59977
0.0005 | 0.59956
0.0005 | 0.59937
0.0005 | 0.59921
0.0005 | 0.59905
0.0005 | 0.59886
0.0005 | 0.5987
0.0005 | 0.59848
0.0005 | 0.59832
0.0005 | 0.59814
0.0005 | 0.59791
0.0005 | 0.59773
0.0005 | 0.59753
0.0005 | 0.59734
0.0005 | 0.59713
0.0005 | 0.59692
0.0005 | 0.59673
0.0005 | 0.59654
0.0005 | 0.59634
0.0005 | 0.59611
0.0005 | 0.59591
0.0005 | 0.5957
0.0005 | 0.59551
0.0005 | 0.59535
0.0005 | 0.5951
0.0005 | 0.59486
0.0005 | 0.59463
0.0005 | 0.59443
0.0005 | 0.59421
0.0005 | 0.59398
0.0005 | 0.59381
0.0005 | 0.59363
0.0005 | 0.59342
0.0005 | 0.59323
0.0005 | 0.59303
0.0005 | 0.5928
0.0005 | 0.59261
0.0005 | 0.59243
0.0005 | 0.59224
0.0005 | 0.59199
0.0005 | 0.59181
0.0005 | 0.59161
0.0005 | 0.5914
0.0005 | 0.5912
0.0005 | 0.59094
0.0005 | 0.59072
0.0005 | 0.59053
0.0005 | 0.59031
0.0005 | 0.59008
0.0005 | 0.58986
0.0005 | 0.58967
0.0005 | 0.58946
0.0005 | 0.58927
0.0005 | 0.58902
0.0005 | 0.58882
0.0005 | 0.58865
0.0005 | 0.58851
0.0005 | 0.5883
0.0005 | 0.5881
0.0005 | 0.5879
0.0005 | 0.58767
0.0005 | 0.58749
0.0005 | 0.58726
0.0005 | 0.58709
0.0005 | 0.58692
0.0005 | 0.58673
0.0005 | 0.58649
0.0005 | 0.58633
0.0005 | 0.58613
0.0005 | 0.58588
0.0005 | 0.5857
0.0005 | 0.58552
0.0005 | 0.58529
0.0005 | 0.5851
0.0005 | 0.58487
0.0005 | 0.58468
0.0005 | 0.58449
0.0005 | 0.5843
0.0005 | 0.58407
0.0005 | 0.58391
0.0005 | 0.58373
0.0005 | 0.58348
0.0005 | 0.58326
0.0005 | 0.58308
0.0005 | 0.58288
0.0005 | 0.58269
0.0005 | 0.58253
0.0005 | 0.58235
0.0005 | 0.58214
0.0005 | 0.58193
0.0005 | 0.58173
0.0005 | 0.58153
0.0005 | 0.58134
0.0005 | 0.58112
0.0005 | 0.58092
0.0005 | 0.58071
0.0005 | 0.58049
0.0005 | 0.58028
0.0005 | 0.58004
0.0005 | 0.57986
0.0005 | 0.57964
0.0005 | 0.57942
0.0005 | 0.57919
0.0005 | 0.579
0.0005 | 0.57876
0.0005 | 0.57858
0.0005 | 0.57841
0.0005 | 0.57821
0.0005 | 0.578
0.0005 | 0.57776
0.0005 | 0.57758
0.0005 | 0.57737
0.0005 | 0.57715
0.0005 | 0.57697
0.0005 | 0.57679
0.0005 | 0.57658
0.0005 | 0.57638
0.0005 | 0.57614
0.0005 | 0.57592
0.0005 | 0.57576
0.0005 | 0.57552
0.0005 | 0.57535
0.0005 | 0.57516
0.0005 | 0.57496
0.0005 | 0.57476
0.0005 | 0.57456
0.0005 | 0.57437
0.0005 | 0.57417
0.0005 | 0.57397
0.0005 | 0.5738
0.0005 | 0.57358
0.0005 | 0.5734
0.0005 | 0.57318
0.0005 | 0.57297
0.0005 | 0.57272
0.0005 | 0.57247
0.0005 | 0.57226
0.0005 | 0.57206
0.0005 | 0.57187
0.0005 | 0.57166
0.0005 | 0.57144
0.0005 | 0.57121
0.0005 | 0.57103
0.0005 | 0.57083
0.0005 | 0.57063
0.0005 | 0.57036
0.0005 | 0.57017
0.0005 | 0.57
0.0005 | 0.56979
0.0005 | 0.56954
0.0005 | 0.56934
0.0005 | 0.56913
0.0005 | 0.56892
0.0005 | 0.5687
0.0005 | 0.5684
0.0005 | 0.56817
0.0005 | 0.56795
0.0005 | 0.56776
0.0005 | 0.56748
0.0005 | 0.5673
0.0005 | 0.56712
0.0005 | 0.56689
0.0005 | 0.56672
0.0005 | 0.56652
0.0005 | 0.56631
0.0005 | 0.56605
0.0005 | 0.56578
0.0005 | 0.56557
0.0005 | 0.56537
0.0005 | 0.56516
0.0005 | 0.56489
0.0005 | 0.56468
0.0005 | 0.56446
0.0005 | 0.56425
0.0005 | 0.5641
0.0005 | 0.56393
0.0005 | 0.56376
0.0005 | 0.56357
0.0005 | 0.56338
0.0005 | 0.56321
0.0005 | 0.56297
0.0005 | 0.56278
0.0005 | 0.56253
0.0005 | 0.56235
0.0005 | 0.56217
0.0005 | 0.56194
0.0005 | 0.56176
0.0005 | 0.56149
0.0005 | 0.56127
0.0005 | 0.56106
0.0005 | 0.56087
0.0005 | 0.56063
0.0005 | 0.56045
0.0005 | 0.56027
0.0005 | 0.56
0.0005 | 0.55985
0.0005 | 0.55963
0.0005 | 0.55945
0.0005 | 0.55926
0.0005 | 0.55904
0.0005 | 0.55878
0.0005 | 0.55854
0.0005 | 0.55831
0.0005 | 0.55808
0.0005 | 0.55785
0.0005 | 0.55764
0.0005 | 0.55737
0.0005 | 0.55722
0.0005 | 0.55701
0.0005 | 0.55683
0.0005 | 0.55664
0.0005 | 0.55638
0.0005 | 0.55612
0.0005 | 0.55589
0.0005 | 0.55571
0.0005 | 0.55548
0.0005 | 0.55527
0.0005 | 0.55509
0.0005 | 0.55484
0.0005 | 0.55461
0.0005 | 0.55441
0.0005 | 0.55418
0.0005 | 0.55399
0.0005 | 0.55379
0.0005 | 0.55358
0.0005 | 0.5534
0.0005 | 0.55322
0.0005 | 0.55295
0.0005 | 0.55272
0.0005 | 0.55253
0.0005 | 0.55233
0.0005 | 0.55212
0.0005 | 0.55191
0.0005 | 0.55171
0.0005 | 0.5515
0.0005 | 0.55131
0.0005 | 0.55114
0.0005 | 0.55094
0.0005 | 0.55072
0.0005 | 0.55052
0.0005 | 0.55035
0.0005 | 0.55011
0.0005 | 0.54993
0.0005 | 0.54971
0.0005 | 0.54949
0.0005 | 0.54932
0.0005 | 0.54913
0.0005 | 0.54896
0.0005 | 0.54868
0.0005 | 0.5485
0.0005 | 0.54833
0.0005 | 0.54812
0.0005 | 0.54795
0.0005 | 0.54776
0.0005 | 0.54756
0.0005 | 0.54736
0.0005 | 0.54715
0.0005 | 0.54698
0.0005 | 0.54672
0.0005 | 0.54655
0.0005 | 0.54635
0.0005 | 0.54618
0.0005 | 0.546
0.0005 | 0.54577
0.0005 | 0.54553
0.0005 | 0.54531
0.0005 | 0.54514
0.0005 | 0.54495
0.0005 | 0.54479
0.0005 | 0.54456
0.0005 | 0.54436
0.0005 | 0.54413
0.0005 | 0.54389
0.0005 | 0.54369
0.0005 | 0.54344
0.0005 | 0.54322
0.0005 | 0.54306
0.0005 | 0.54285
0.0005 | 0.54266
0.0005 | 0.54248
0.0005 | 0.54231
0.0005 | 0.5421
0.0005 | 0.54192
0.0005 | 0.54175
0.0005 | 0.54152
0.0005 | 0.5413
0.0005 | 0.54109
0.0005 | 0.54086
0.0005 | 0.54068
0.0005 | 0.54045
0.0005 | 0.54027
0.0005 | 0.54011
0.0005 | 0.53985
0.0005 | 0.5397
0.0005 | 0.53948
0.0005 | 0.53924
0.0005 | 0.53897
0.0005 | 0.53875
0.0005 | 0.53855
0.0005 | 0.53833
0.0005 | 0.53815
0.0005 | 0.53798
0.0005 | 0.53781
0.0005 | 0.53757
0.0005 | 0.5374
0.0005 | 0.5372
0.0005 | 0.53702
0.0005 | 0.53683
0.0005 | 0.53667
0.0005 | 0.53648
0.0005 | 0.53627
0.0005 | 0.53609
0.0005 | 0.5359
0.0005 | 0.5357
0.0005 | 0.53555
0.0005 | 0.53536
0.0005 | 0.53512
0.0005 | 0.53491
0.0005 | 0.53473
0.0005 | 0.53451
0.0005 | 0.53434
0.0005 | 0.53414
0.0005 | 0.53394
0.0005 | 0.53375
0.0005 | 0.5336
0.0005 | 0.5334
0.0005 | 0.53324
0.0005 | 0.53306
0.0005 | 0.53288
0.0005 | 0.53267
0.0005 | 0.53253
0.0005 | 0.53229
0.0005 | 0.53205
0.0005 | 0.53188
0.0005 | 0.53172
0.0005 | 0.53157
0.0005 | 0.5314
0.0005 | 0.5312
0.0005 | 0.53103
0.0005 | 0.53084
0.0005 | 0.53065
0.0005 | 0.53048
0.0005 | 0.53035
0.0005 | 0.53019
0.0005 | 0.52999
0.0005 | 0.5298
0.0005 | 0.52961
0.0005 | 0.52941
0.0005 | 0.52925
0.0005 | 0.52905
0.0005 | 0.52886
0.0005 | 0.52866
0.0005 | 0.52847
0.0005 | 0.5283
0.0005 | 0.52814
0.0005 | 0.52799
0.0005 | 0.52773
0.0005 | 0.52752
0.0005 | 0.52733
0.0005 | 0.52712
0.0005 | 0.52696
0.0005 | 0.52674
0.0005 | 0.52655
0.0005 | 0.52637
0.0005 | 0.5262
0.0005 | 0.52607
0.0005 | 0.5259
0.0005 | 0.52573
0.0005 | 0.52554
0.0005 | 0.52534
0.0005 | 0.52512
0.0005 | 0.52489
0.0005 | 0.52469
0.0005 | 0.52452
0.0005 | 0.52433
0.0005 | 0.52408
0.0005 | 0.52386
0.0005 | 0.52368
0.0005 | 0.52347
0.0005 | 0.52326
0.0005 | 0.52301
0.0005 | 0.52285
0.0005 | 0.5227
0.0005 | 0.5225
0.0005 | 0.52225
0.0005 | 0.52206
0.0005 | 0.52187
0.0005 | 0.52168
0.0005 | 0.52143
0.0005 | 0.52126
0.0005 | 0.52108
0.0005 | 0.5209
0.0005 | 0.52074
0.0005 | 0.52056
0.0005 | 0.5204
0.0005 | 0.5202
0.0005 | 0.52001
0.0005 | 0.51984
0.0005 | 0.51963
0.0005 | 0.51944
0.0005 | 0.5193
0.0005 | 0.51916
0.0005 | 0.51902
0.0005 | 0.51884
0.0005 | 0.51865
0.0005 | 0.5185
0.0005 | 0.51835
0.0005 | 0.51816
0.0005 | 0.51798
0.0005 | 0.51779
0.0005 | 0.51762
0.0005 | 0.51745
0.0005 | 0.51734
0.0005 | 0.51732
0.0005 | 0.51732
0.0005 | 0.51732
0.0005 | 0.51732
0.0005 | 0.51719
0.0005 | 0.517
0.0005 | 0.51683
0.0005 | 0.51669
0.0005 | 0.51647
0.0005 | 0.51629
0.0005 | 0.51612
0.0005 | 0.51597
0.0005 | 0.51581
0.0005 | 0.51561
0.0005 | 0.5154
0.0005 | 0.51523
0.0005 | 0.51508
0.0005 | 0.51485
0.0005 | 0.51469
0.0005 | 0.51453
0.0005 | 0.51435
0.0005 | 0.51419
0.0005 | 0.51399
0.0005 | 0.51381
0.0005 | 0.51367
0.0005 | 0.51354
0.0005 | 0.51341
0.0005 | 0.51325
0.0005 | 0.51306
0.0005 | 0.51284
0.0005 | 0.51268
0.0005 | 0.51249
0.0005 | 0.51234
0.0005 | 0.51218
0.0005 | 0.51199
0.0005 | 0.51181
0.0005 | 0.51161
0.0005 | 0.51144
0.0005 | 0.51128
0.0005 | 0.51114
0.0005 | 0.51098
0.0005 | 0.51079
0.0005 | 0.51063
0.0005 | 0.51047
0.0005 | 0.51028
0.0005 | 0.51007
0.0005 | 0.50987
0.0005 | 0.5097
0.0005 | 0.50953
0.0005 | 0.50935
0.0005 | 0.50916
0.0005 | 0.50895
0.0005 | 0.50878
0.0005 | 0.50858
0.0005 | 0.50837
0.0005 | 0.5082
0.0005 | 0.50801
0.0005 | 0.50785
0.0005 | 0.50768
0.0005 | 0.50747
0.0005 | 0.50732
0.0005 | 0.50719
0.0005 | 0.50703
0.0005 | 0.50684
0.0005 | 0.50666
0.0005 | 0.5065
0.0005 | 0.50633
0.0005 | 0.50614
0.0005 | 0.506
0.0005 | 0.50586
0.0005 | 0.50567
0.0005 | 0.5055
0.0005 | 0.50528
0.0005 | 0.50507
0.0005 | 0.50493
0.0005 | 0.50476
0.0005 | 0.50458
0.0005 | 0.50438
0.0005 | 0.50423
0.0005 | 0.50407
0.0005 | 0.50391
0.0005 | 0.50371
0.0005 | 0.50354
0.0005 | 0.50335
0.0005 | 0.50317
0.0005 | 0.50298
0.0005 | 0.50281
0.0005 | 0.50261
0.0005 | 0.50242
0.0005 | 0.50224
0.0005 | 0.50207
0.0005 | 0.50186
0.0005 | 0.50168
0.0005 | 0.50151
0.0005 | 0.50132
0.0005 | 0.50118
0.0005 | 0.50104
0.0005 | 0.50086
0.0005 | 0.50065
0.0005 | 0.50047
0.0005 | 0.50026
0.0005 | 0.50011
0.0005 | 0.49994
0.0005 | 0.49979
0.0005 | 0.49961
0.0005 | 0.49945
0.0005 | 0.49924
0.0005 | 0.49907
0.0005 | 0.49892
0.0005 | 0.49874
0.0005 | 0.49855
0.0005 | 0.49841
0.0005 | 0.49827
0.0005 | 0.49811
0.0005 | 0.49794
0.0005 | 0.49781
0.0005 | 0.49762
0.0005 | 0.49746
0.0005 | 0.49724
0.0005 | 0.49706
0.0005 | 0.4969
0.0005 | 0.49678
0.0005 | 0.4966
0.0005 | 0.49639
0.0005 | 0.49618
0.0005 | 0.49606
0.0005 | 0.49589
0.0005 | 0.49573
0.0005 | 0.49554
0.0005 | 0.49539
0.0005 | 0.49521
0.0005 | 0.49504
0.0005 | 0.49489
0.0005 | 0.49471
0.0005 | 0.49455
0.0005 | 0.49435
0.0005 | 0.49421
0.0005 | 0.49402
0.0005 | 0.4938
0.0005 | 0.49367
0.0005 | 0.4935
0.0005 | 0.49337
0.0005 | 0.49322
0.0005 | 0.49305
0.0005 | 0.49291
0.0005 | 0.49271
0.0005 | 0.49253
0.0005 | 0.49238
0.0005 | 0.49227
0.0005 | 0.49211
0.0005 | 0.49199
0.0005 | 0.49183
0.0005 | 0.49169
0.0005 | 0.49152
0.0005 | 0.49136
0.0005 | 0.4912
0.0005 | 0.49104
0.0005 | 0.49084
0.0005 | 0.49066
0.0005 | 0.49048
0.0005 | 0.49029
0.0005 | 0.49012
0.0005 | 0.48995
0.0005 | 0.48978
0.0005 | 0.48958
0.0005 | 0.48941
0.0005 | 0.48923
0.0005 | 0.48906
0.0005 | 0.4889
0.0005 | 0.48872
0.0005 | 0.48856
0.0005 | 0.48839
0.0005 | 0.48824
0.0005 | 0.48806
0.0005 | 0.48791
0.0005 | 0.48776
0.0005 | 0.48757
0.0005 | 0.48742
0.0005 | 0.48726
0.0005 | 0.48708
0.0005 | 0.48692
0.0005 | 0.48676
0.0005 | 0.48657
0.0005 | 0.48642
0.0005 | 0.48626
0.0005 | 0.48615
0.0005 | 0.48595
0.0005 | 0.48581
0.0005 | 0.48565
0.0005 | 0.48549
0.0005 | 0.48536
0.0005 | 0.48519
0.0005 | 0.48504
0.0005 | 0.48486
0.0005 | 0.48471
0.0005 | 0.48457
0.0005 | 0.48439
0.0005 | 0.48427
0.0005 | 0.48411
0.0005 | 0.48394
0.0005 | 0.48374
0.0005 | 0.48355
0.0005 | 0.48338
0.0005 | 0.48318
0.0005 | 0.48301
0.0005 | 0.48285
0.0005 | 0.48272
0.0005 | 0.4825
0.0005 | 0.48238
0.0005 | 0.48219
0.0005 | 0.48199
0.0005 | 0.48183
0.0005 | 0.48164
0.0005 | 0.48148
0.0005 | 0.4813
0.0005 | 0.48112
0.0005 | 0.48094
0.0005 | 0.48078
0.0005 | 0.48064
0.0005 | 0.48046
0.0005 | 0.48031
0.0005 | 0.48016
0.0005 | 0.48
0.0005 | 0.4798
0.0005 | 0.47966
0.0005 | 0.4795
0.0005 | 0.47936
0.0005 | 0.4792
0.0005 | 0.47902
0.0005 | 0.47884
0.0005 | 0.47868
0.0005 | 0.47852
0.0005 | 0.47835
0.0005 | 0.47821
0.0005 | 0.47803
0.0005 | 0.47787
0.0005 | 0.4777
0.0005 | 0.47748
0.0005 | 0.47731
0.0005 | 0.47714
0.0005 | 0.47699
0.0005 | 0.47684
0.0005 | 0.47664
0.0005 | 0.47649
0.0005 | 0.47636
0.0005 | 0.47619
0.0005 | 0.47602
0.0005 | 0.47588
0.0005 | 0.47577
0.0005 | 0.47563
0.0005 | 0.4755
0.0005 | 0.47533
0.0005 | 0.4752
0.0005 | 0.47506
0.0005 | 0.47489
0.0005 | 0.47472
0.0005 | 0.47458
0.0005 | 0.47444
0.0005 | 0.47428
0.0005 | 0.47413
0.0005 | 0.47396
0.0005 | 0.47383
0.0005 | 0.4737
0.0005 | 0.47358
0.0005 | 0.47344
0.0005 | 0.47329
0.0005 | 0.47314
0.0005 | 0.473
0.0005 | 0.47285
0.0005 | 0.47269
0.0005 | 0.47252
0.0005 | 0.47237
0.0005 | 0.47225
0.0005 | 0.47209
0.0005 | 0.47191
0.0005 | 0.47177
0.0005 | 0.47161
0.0005 | 0.47146
0.0005 | 0.47128
0.0005 | 0.47113
0.0005 | 0.47098
0.0005 | 0.47081
0.0005 | 0.47064
0.0005 | 0.47051
0.0005 | 0.47038
0.0005 | 0.47021
0.0005 | 0.47006
0.0005 | 0.46988
0.0005 | 0.46975
0.0005 | 0.46958
0.0005 | 0.46942
0.0005 | 0.46929
0.0005 | 0.46913
0.0005 | 0.46896
0.0005 | 0.46877
0.0005 | 0.4686
0.0005 | 0.46844
0.0005 | 0.46827
0.0005 | 0.46808
0.0005 | 0.46793
0.0005 | 0.46776
0.0005 | 0.46761
0.0005 | 0.46746
0.0005 | 0.4673
0.0005 | 0.46714
0.0005 | 0.46699
0.0005 | 0.46683
0.0005 | 0.46666
0.0005 | 0.4665
0.0005 | 0.46633
0.0005 | 0.46612
0.0005 | 0.46597
0.0005 | 0.46581
0.0005 | 0.46566
0.0005 | 0.4655
0.0005 | 0.46534
0.0005 | 0.46519
0.0005 | 0.46502
0.0005 | 0.46488
0.0005 | 0.46472
0.0005 | 0.46452
0.0005 | 0.46435
0.0005 | 0.46421
0.0005 | 0.46405
0.0005 | 0.46392
0.0005 | 0.46377
0.0005 | 0.46364
0.0005 | 0.46352
0.0005 | 0.46337
0.0005 | 0.46321
0.0005 | 0.46308
0.0005 | 0.46292
0.0005 | 0.4628
0.0005 | 0.46263
0.0005 | 0.46249
0.0005 | 0.46234
0.0005 | 0.46222
0.0005 | 0.46208
0.0005 | 0.46197
0.0005 | 0.46179
0.0005 | 0.46165
0.0005 | 0.46146
0.0005 | 0.46127
0.0005 | 0.46114
0.0005 | 0.46097
0.0005 | 0.46081
0.0005 | 0.46065
0.0005 | 0.46048
0.0005 | 0.46028
0.0005 | 0.4601
0.0005 | 0.45996
0.0005 | 0.45976
0.0005 | 0.45963
0.0005 | 0.45947
0.0005 | 0.4593
0.0005 | 0.45909
0.0005 | 0.45889
0.0005 | 0.45872
0.0005 | 0.45858
0.0005 | 0.45843
0.0005 | 0.45823
0.0005 | 0.45806
0.0005 | 0.4579
0.0005 | 0.45777
0.0005 | 0.45759
0.0005 | 0.45745
0.0005 | 0.45728
0.0005 | 0.4571
0.0005 | 0.4569
0.0005 | 0.45673
0.0005 | 0.45659
0.0005 | 0.45646
0.0005 | 0.4563
0.0005 | 0.45615
0.0005 | 0.45596
0.0005 | 0.45583
0.0005 | 0.4557
0.0005 | 0.45556
0.0005 | 0.45544
0.0005 | 0.4553
0.0005 | 0.45517
0.0005 | 0.45502
0.0005 | 0.45485
0.0005 | 0.45469
0.0005 | 0.45454
0.0005 | 0.4544
0.0005 | 0.45427
0.0005 | 0.45414
0.0005 | 0.45399
0.0005 | 0.45379
0.0005 | 0.45361
0.0005 | 0.45347
0.0005 | 0.45334
0.0005 | 0.45322
0.0005 | 0.45306
0.0005 | 0.45292
0.0005 | 0.45276
0.0005 | 0.45259
0.0005 | 0.45243
0.0005 | 0.45227
0.0005 | 0.4521
0.0005 | 0.45197
0.0005 | 0.45184
0.0005 | 0.45172
0.0005 | 0.45158
0.0005 | 0.45143
0.0005 | 0.4513
0.0005 | 0.45116
0.0005 | 0.45096
0.0005 | 0.4508
0.0005 | 0.45065
0.0005 | 0.4505
0.0005 | 0.45036
0.0005 | 0.45019
0.0005 | 0.45003
0.0005 | 0.44989
0.0005 | 0.44971
0.0005 | 0.44958
0.0005 | 0.44944
0.0005 | 0.44925
0.0005 | 0.44909
0.0005 | 0.44895
0.0005 | 0.44881
0.0005 | 0.44866
0.0005 | 0.44844
0.0005 | 0.44831
0.0005 | 0.44814
0.0005 | 0.44799
0.0005 | 0.44783
0.0005 | 0.44769
0.0005 | 0.4475
0.0005 | 0.44734
0.0005 | 0.44719
0.0005 | 0.44703
0.0005 | 0.44684
0.0005 | 0.44667
0.0005 | 0.44653
0.0005 | 0.44638
0.0005 | 0.4462
0.0005 | 0.44605
0.0005 | 0.44587
0.0005 | 0.44574
0.0005 | 0.44559
0.0005 | 0.44539
0.0005 | 0.44526
0.0005 | 0.44515
0.0005 | 0.44498
0.0005 | 0.44482
0.0005 | 0.44465
0.0005 | 0.44451
0.0005 | 0.44435
0.0005 | 0.44421
0.0005 | 0.44405
0.0005 | 0.44389
0.0005 | 0.44376
0.0005 | 0.44361
0.0005 | 0.44345
0.0005 | 0.44327
0.0005 | 0.44314
0.0005 | 0.443
0.0005 | 0.44283
0.0005 | 0.44266
0.0005 | 0.44252
0.0005 | 0.44238
0.0005 | 0.44222
0.0005 | 0.44207
0.0005 | 0.44191
0.0005 | 0.44175
0.0005 | 0.4416
0.0005 | 0.44144
0.0005 | 0.44125
0.0005 | 0.44112
0.0005 | 0.44093
0.0005 | 0.44082
0.0005 | 0.4407
0.0005 | 0.44056
0.0005 | 0.4404
0.0005 | 0.44021
0.0005 | 0.44005
0.0005 | 0.4399
0.0005 | 0.43977
0.0005 | 0.43962
0.0005 | 0.4395
0.0005 | 0.43936
0.0005 | 0.43918
0.0005 | 0.43903
0.0005 | 0.43891
0.0005 | 0.43875
0.0005 | 0.43858
0.0005 | 0.43843
0.0005 | 0.43825
0.0005 | 0.43811
0.0005 | 0.43794
0.0005 | 0.43781
0.0005 | 0.43767
0.0005 | 0.43751
0.0005 | 0.43734
0.0005 | 0.4372
0.0005 | 0.43704
0.0005 | 0.43687
0.0005 | 0.43667
0.0005 | 0.43648
0.0005 | 0.43633
0.0005 | 0.43616
0.0005 | 0.43604
0.0005 | 0.43585
0.0005 | 0.43569
0.0005 | 0.43552
0.0005 | 0.43535
0.0005 | 0.43523
0.0005 | 0.43506
0.0005 | 0.4349
0.0005 | 0.43473
0.0005 | 0.43455
0.0005 | 0.4344
0.0005 | 0.43426
0.0005 | 0.43411
0.0005 | 0.43397
0.0005 | 0.43386
0.0005 | 0.43368
0.0005 | 0.43354
0.0005 | 0.43338
0.0005 | 0.43319
0.0005 | 0.43307
0.0005 | 0.43296
0.0005 | 0.43279
0.0005 | 0.43267
0.0005 | 0.43246
0.0005 | 0.43231
0.0005 | 0.43217
0.0005 | 0.43201
0.0005 | 0.43183
0.0005 | 0.43171
0.0005 | 0.43158
0.0005 | 0.43147
0.0005 | 0.43133
0.0005 | 0.43117
0.0005 | 0.43101
0.0005 | 0.43086
0.0005 | 0.4307
0.0005 | 0.43053
0.0005 | 0.43034
0.0005 | 0.43017
0.0005 | 0.43004
0.0005 | 0.42985
0.0005 | 0.42971
0.0005 | 0.42955
0.0005 | 0.42938
0.0005 | 0.42923
0.0005 | 0.42907
0.0005 | 0.42893
0.0005 | 0.42878
0.0005 | 0.42863
0.0005 | 0.42848
0.0005 | 0.42832
0.0005 | 0.42817
0.0005 | 0.42803
0.0005 | 0.42788
0.0005 | 0.42773
0.0005 | 0.42756
0.0005 | 0.42741
0.0005 | 0.42726
0.0005 | 0.4271
0.0005 | 0.42693
0.0005 | 0.42677
0.0005 | 0.42661
0.0005 | 0.42644
0.0005 | 0.42631
0.0005 | 0.42615
0.0005 | 0.42598
0.0005 | 0.42582
0.0005 | 0.42565
0.0005 | 0.4255
0.0005 | 0.42535
0.0005 | 0.42515
0.0005 | 0.425
0.0005 | 0.42485
0.0005 | 0.42469
0.0005 | 0.42455
0.0005 | 0.42439
0.0005 | 0.42422
0.0005 | 0.42405
0.0005 | 0.42391
0.0005 | 0.42377
0.0005 | 0.42361
0.0005 | 0.42344
0.0005 | 0.42329
0.0005 | 0.42312
0.0005 | 0.42291
0.0005 | 0.42276
0.0005 | 0.42261
0.0005 | 0.42248
0.0005 | 0.42232
0.0005 | 0.42215
0.0005 | 0.42199
0.0005 | 0.42185
0.0005 | 0.42169
0.0005 | 0.4215
0.0005 | 0.42134
0.0005 | 0.42118
0.0005 | 0.42102
0.0005 | 0.42086
0.0005 | 0.42069
0.0005 | 0.42055
0.0005 | 0.42038
0.0005 | 0.42024
0.0005 | 0.4201
0.0005 | 0.41999
0.0005 | 0.41981
0.0005 | 0.41965
0.0005 | 0.41948
0.0005 | 0.41931
0.0005 | 0.41914
0.0005 | 0.41896
0.0005 | 0.41881
0.0005 | 0.41863
0.0005 | 0.41845
0.0005 | 0.41826
0.0005 | 0.41809
0.0005 | 0.41791
0.0005 | 0.4178
0.0005 | 0.41761
0.0005 | 0.41742
0.0005 | 0.4173
0.0005 | 0.41711
0.0005 | 0.41693
0.0005 | 0.41675
0.0005 | 0.41661
0.0005 | 0.41645
0.0005 | 0.4163
0.0005 | 0.41613
0.0005 | 0.416
0.0005 | 0.41582
0.0005 | 0.41567
0.0005 | 0.41554
0.0005 | 0.41538
0.0005 | 0.41519
0.0005 | 0.41506
0.0005 | 0.4149
0.0005 | 0.41479
0.0005 | 0.41465
0.0005 | 0.41448
0.0005 | 0.41434
0.0005 | 0.41415
0.0005 | 0.41402
0.0005 | 0.4138
0.0005 | 0.41362
0.0005 | 0.41345
0.0005 | 0.41329
0.0005 | 0.41312
0.0005 | 0.41292
0.0005 | 0.41273
0.0005 | 0.41256
0.0005 | 0.41242
0.0005 | 0.41223
0.0005 | 0.41209
0.0005 | 0.41192
0.0005 | 0.41179
0.0005 | 0.41152
0.0005 | 0.41138
0.0005 | 0.41123
0.0005 | 0.41105
0.0005 | 0.41088
0.0005 | 0.41068
0.0005 | 0.41051
0.0005 | 0.41036
0.0005 | 0.41018
0.0005 | 0.41002
0.0005 | 0.40983
0.0005 | 0.40964
0.0005 | 0.4095
0.0005 | 0.40928
0.0005 | 0.40911
0.0005 | 0.40895
0.0005 | 0.40879
0.0005 | 0.40859
0.0005 | 0.40844
0.0005 | 0.40823
0.0005 | 0.40802
0.0005 | 0.40788
0.0005 | 0.40765
0.0005 | 0.40745
0.0005 | 0.40727
0.0005 | 0.4071
0.0005 | 0.40689
0.0005 | 0.40667
0.0005 | 0.40645
0.0005 | 0.40629
0.0005 | 0.40611
0.0005 | 0.40591
0.0005 | 0.40572
0.0005 | 0.40557
0.0005 | 0.40532
0.0005 | 0.40508
0.0005 | 0.40488
0.0005 | 0.4047
0.0005 | 0.4045
0.0005 | 0.40431
0.0005 | 0.40414
0.0005 | 0.40392
0.0005 | 0.40376
0.0005 | 0.40361
0.0005 | 0.40338
0.0005 | 0.40314
0.0005 | 0.40294
0.0005 | 0.40274
0.0005 | 0.40251
0.0005 | 0.40224
0.0005 | 0.40203
0.0005 | 0.40182
0.0005 | 0.40159
0.0005 | 0.40134
0.0005 | 0.40116
0.0005 | 0.40099
0.0005 | 0.40082
0.0005 | 0.40062
0.0005 | 0.40042
0.0005 | 0.40022
0.0005 | 0.40002
0.0005 | 0.39985
0.0005 | 0.39965
0.0005 | 0.39938
0.0005 | 0.3992
0.0005 | 0.39897
0.0005 | 0.39876
0.0005 | 0.3985
0.0005 | 0.39831
0.0005 | 0.39812
0.0005 | 0.39789
0.0005 | 0.39763
0.0005 | 0.39746
0.0005 | 0.39722
0.0005 | 0.397
0.0005 | 0.39675
0.0005 | 0.39655
0.0005 | 0.39634
0.0005 | 0.39609
0.0005 | 0.3959
0.0005 | 0.3957
0.0005 | 0.39546
0.0005 | 0.39522
0.0005 | 0.39495
0.0005 | 0.39472
0.0005 | 0.39452
0.0005 | 0.39429
0.0005 | 0.39404
0.0005 | 0.39376
0.0005 | 0.39352
0.0005 | 0.39331
0.0005 | 0.39303
0.0005 | 0.39278
0.0005 | 0.39253
0.0005 | 0.39225
0.0005 | 0.39201
0.0005 | 0.39177
0.0005 | 0.39155
0.0005 | 0.39132
0.0005 | 0.39109
0.0005 | 0.39082
0.0005 | 0.39047
0.0005 | 0.39024
0.0005 | 0.38998
0.0005 | 0.38974
0.0005 | 0.38953
0.0005 | 0.38924
0.0005 | 0.38899
0.0005 | 0.3887
0.0005 | 0.38838
0.0005 | 0.38813
0.0005 | 0.38792
0.0005 | 0.38761
0.0005 | 0.38727
0.0005 | 0.3869
0.0005 | 0.38662
0.0005 | 0.38635
0.0005 | 0.38604
0.0005 | 0.38576
0.0005 | 0.38546
0.0005 | 0.38524
0.0005 | 0.38489
0.0005 | 0.38465
0.0005 | 0.38432
0.0005 | 0.38404
0.0005 | 0.3837
0.0005 | 0.38342
0.0005 | 0.38311
0.0005 | 0.3828
0.0005 | 0.38242
0.0005 | 0.38206
0.0005 | 0.38177
0.0005 | 0.38145
0.0005 | 0.38106
0.0005 | 0.3807
0.0005 | 0.38028
0.0005 | 0.37989
0.0005 | 0.37956
0.0005 | 0.3792
0.0005 | 0.37868
0.0005 | 0.37831
0.0005 | 0.37798
0.0005 | 0.37767
0.0005 | 0.37728
0.0005 | 0.37679
0.0005 | 0.37625
0.0005 | 0.37585
0.0005 | 0.37547
0.0005 | 0.37511
0.0005 | 0.37474
0.0005 | 0.37431
0.0005 | 0.37396
0.0005 | 0.37352
0.0005 | 0.37306
0.0005 | 0.37267
0.0005 | 0.37224
0.0005 | 0.37176
0.0005 | 0.37141
0.0005 | 0.37097
0.0005 | 0.37059
0.0005 | 0.3701
0.0005 | 0.36954
0.0005 | 0.36899
0.0005 | 0.36852
0.0005 | 0.36819
0.0005 | 0.36764
0.0005 | 0.36711
0.0005 | 0.36664
0.0005 | 0.36605
0.0005 | 0.3655
0.0005 | 0.36481
0.0005 | 0.36423
0.0005 | 0.36365
0.0005 | 0.36317
0.0005 | 0.3624
0.0005 | 0.36163
0.0005 | 0.36092
0.0005 | 0.36029
0.0005 | 0.35966
0.0005 | 0.35894
0.0005 | 0.35835
0.0005 | 0.35747
0.0005 | 0.35684
0.0005 | 0.35598
0.0005 | 0.3552
0.0005 | 0.35434
0.0005 | 0.35362
0.0005 | 0.35261
0.0005 | 0.35184
0.0005 | 0.35113
0.0005 | 0.35043
0.0005 | 0.34941
0.0005 | 0.34852
0.0005 | 0.34743
0.0005 | 0.34616
0.0005 | 0.34532
0.0005 | 0.34431
0.0005 | 0.34324
0.0005 | 0.34227
0.0005 | 0.34117
0.0005 | 0.34011
0.0005 | 0.33867
0.0005 | 0.33772
0.0005 | 0.33645
0.0005 | 0.33556
0.0005 | 0.33443
0.0005 | 0.33353
0.0005 | 0.33233
0.0005 | 0.3309
0.0005 | 0.32998
0.0005 | 0.32841
0.0005 | 0.32711
0.0005 | 0.32604
0.0005 | 0.32475
0.0005 | 0.32327
0.0005 | 0.32232
0.0005 | 0.32127
0.0005 | 0.31966
0.0005 | 0.31843
0.0005 | 0.31692
0.0005 | 0.31562
0.0005 | 0.31413
0.0005 | 0.31249
0.0005 | 0.31124
0.0005 | 0.30978
0.0005 | 0.30785
0.0005 | 0.30647
0.0005 | 0.30491
0.0005 | 0.30358
0.0005 | 0.30211
0.0005 | 0.30035
0.0005 | 0.29833
0.0005 | 0.29613
0.0005 | 0.29373
0.0005 | 0.29103
0.0005 | 0.28837
0.0005 | 0.28589
0.0005 | 0.28271
0.0005 | 0.27962
0.0005 | 0.27646
0.0005 | 0.27292
0.0005 | 0.26621
0.0005 | 0.24272

## Misc
Do not delete
Botany2 33_11kV