## Cover
2023-01-31
Attachment 5.8.f: Network Innovation CBA Model - Option 2 Resilience
Ausgrid’s 2024-29 Regulatory Proposal
Empowering communities for a resilient, affordable and net-zero future.

## NOTES
Please note: cells with links to other files have been replaced with values to prevent inadvertent errors

## QuickCalc
Ausgrid investment evaluation model
| QuickCalc |  | FY22 | FY23 | FY24 | FY25 | FY26 | FY27 | FY28 | FY29 | FY30 | FY31 | FY32 | FY33 | FY34 | FY35 | FY36 | FY37 | FY38 | FY39 | FY40 | FY41 | FY42 | FY43 | FY44 | FY45 | FY46 | FY47 | FY48 | FY49 | FY50 | FY51 | FY52 | FY53 | FY54 | FY55 | FY56 | FY57 | FY58 | FY59 | FY60 | FY61 | FY62 | FY63 | FY64 | FY65 | FY66 | FY67 | FY68 | FY69 | FY70 | FY71
|  | Legend | FY22: Input; FY23: Calculation; FY24: Select; FY25: Internal; FY26: Assumptions; FY27: Instructions; FY28: Change in formula pattern
Simple investment evaluation
|  | Model year | 0 | 1 | 2 | 3 | 4 | 5 | 6 | 7 | 8 | 9 | 10 | 11 | 12 | 13 | 14 | 15 | 16 | 17 | 18 | 19 | 20 | 21 | 22 | 23 | 24 | 25 | 26 | 27 | 28 | 29 | 30 | 31 | 32 | 33 | 34 | 35 | 36 | 37 | 38 | 39 | 40 | 41 | 42 | 43 | 44 | 45 | 46 | 47 | 48 | 49
Inputs
Portfolio Factor
100%
|  | Item ($) | FY22 | FY23 | FY24 | FY25 | FY26 | FY27 | FY28 | FY29 | FY30 | FY31 | FY32 | FY33 | FY34 | FY35 | FY36 | FY37 | FY38 | FY39 | FY40 | FY41 | FY42 | FY43 | FY44 | FY45 | FY46 | FY47 | FY48 | FY49 | FY50 | FY51 | FY52 | FY53 | FY54 | FY55 | FY56 | FY57 | FY58 | FY59 | FY60 | FY61 | FY62 | FY63 | FY64 | FY65 | FY66 | FY67 | FY68 | FY69 | FY70 | FY71
|  | Capex cost | FY24: 0; FY25: -1728573.8053; FY26: -2602825.7045; FY27: -5217308.4689; FY28: -4354322.8275; FY29: -3491312.9686; FY30: 0; FY31: 0; FY32: 0; FY33: 0; FY34: 0; FY35: 0; 100% FY36: 0; 100% FY37: 0; 100% FY38: 0; 100% FY39: 0; 100% FY40: 0; 100% FY41: 0; 100% FY42: 0; 100% FY43: 0; 100% FY44: 0; 100% FY45: 0; 100% FY46: 0; 100% FY47: 0; 100% FY48: 0; 100% FY49: 0; 100% FY50: 0
|  | Future capex cost | FY24: 0; FY25: 0; FY26: 0; FY27: 0; FY28: 0; FY29: 0; FY30: 0; FY31: 0; FY32: 0; FY33: 0; FY34: 0; FY35: 0; 100% FY36: 0; 100% FY37: 0; 100% FY38: 0; 100% FY39: 0; 100% FY40: 0; 100% FY41: 0; 100% FY42: 0; 100% FY43: 0; 100% FY44: 0; 100% FY45: 0; 100% FY46: 0; 100% FY47: 0; 100% FY48: 0; 100% FY49: 0; 100% FY50: 0
|  | Capex benefits | FY24: 0; FY25: 0; FY26: 14992.0473; FY27: 29984.0946; FY28: 44976.1419; FY29: 59968.1892; FY30: 74960.2365; FY31: 89952.2838; FY32: 104944.3312; FY33: 119936.3785; FY34: 134928.4258; FY35: 149920.4731; 100% FY36: 164912.5204; 100% FY37: 179904.5677; 100% FY38: 194896.615; 100% FY39: 209888.6623; 100% FY40: 224880.7096; 100% FY41: 224880.7096; 100% FY42: 224880.7096; 100% FY43: 224880.7096; 100% FY44: 0; 100% FY45: 0; 100% FY46: 0; 100% FY47: 0; 100% FY48: 0; 100% FY49: 0; 100% FY50: 0
|  | Regulated revenue - Incentive schemes (STPIS) | FY24: 0; FY25: 0; FY26: 0; FY27: 0; FY28: 0; FY29: 0; FY30: 0; FY31: 0; FY32: 0; FY33: 0; FY34: 0; FY35: 0; 100% FY36: 0; 100% FY37: 0; 100% FY38: 0; 100% FY39: 0; 100% FY40: 0; 100% FY41: 0; 100% FY42: 0; 100% FY43: 0; 100% FY44: 0; 100% FY45: 0; 100% FY46: 0; 100% FY47: 0; 100% FY48: 0; 100% FY49: 0; 100% FY50: 0
|  | Regulated revenue - ACS revenue | FY24: 0; FY25: 0; FY26: 0; FY27: 0; FY28: 0; FY29: 0; FY30: 0; FY31: 0; FY32: 0; FY33: 0; FY34: 0; FY35: 0; 100% FY36: 0; 100% FY37: 0; 100% FY38: 0; 100% FY39: 0; 100% FY40: 0; 100% FY41: 0; 100% FY42: 0; 100% FY43: 0; 100% FY44: 0; 100% FY45: 0; 100% FY46: 0; 100% FY47: 0; 100% FY48: 0; 100% FY49: 0; 100% FY50: 0
|  | Unregulated revenue | FY24: 0; FY25: 0; FY26: 0; FY27: 0; FY28: 0; FY29: 0; FY30: 0; FY31: 0; FY32: 0; FY33: 0; FY34: 0; FY35: 0; 100% FY36: 0; 100% FY37: 0; 100% FY38: 0; 100% FY39: 0; 100% FY40: 0; 100% FY41: 0; 100% FY42: 0; 100% FY43: 0; 100% FY44: 0; 100% FY45: 0; 100% FY46: 0; 100% FY47: 0; 100% FY48: 0; 100% FY49: 0; 100% FY50: 0
|  | Investment opex | FY24: 0; FY25: 0; FY26: -19381.3514; FY27: -38762.7028; FY28: -58144.0542; FY29: -77525.4056; FY30: -96906.757; FY31: -116288.1084; FY32: -135669.4598; FY33: -155050.8112; FY34: -174432.1626; FY35: -193813.514; 100% FY36: -213194.8654; 100% FY37: -232576.2168; 100% FY38: -251957.5682; 100% FY39: -271338.9196; 100% FY40: -290720.2709; 100% FY41: -290720.2709; 100% FY42: -290720.2709; 100% FY43: -290720.2709; 100% FY44: 0; 100% FY45: 0; 100% FY46: 0; 100% FY47: 0; 100% FY48: 0; 100% FY49: 0; 100% FY50: 0
|  | Ongoing new opex | FY24: 0; FY25: 0; FY26: 16742.1052; FY27: 33484.2104; FY28: 50226.3156; FY29: 66968.4208; FY30: 83710.526; FY31: 100452.6313; FY32: 117194.7365; FY33: 133936.8417; FY34: 150678.9469; FY35: 167421.0521; 100% FY36: 184163.1573; 100% FY37: 200905.2625; 100% FY38: 217647.3677; 100% FY39: 234389.4729; 100% FY40: 251131.5781; 100% FY41: 251131.5781; 100% FY42: 251131.5781; 100% FY43: 251131.5781; 100% FY44: 0; 100% FY45: 0; 100% FY46: 0; 100% FY47: 0; 100% FY48: 0; 100% FY49: 0; 100% FY50: 0
|  | Probabilistic inputs | FY24: 0; FY25: 0; FY26: 0; FY27: 0; FY28: 0; FY29: 0; FY30: 0; FY31: 0; FY32: 0; FY33: 0; FY34: 0; FY35: 0; 100% FY36: 0; 100% FY37: 0; 100% FY38: 0; 100% FY39: 0; 100% FY40: 0; 100% FY41: 0; 100% FY42: 0; 100% FY43: 0; 100% FY44: 0; 100% FY45: 0; 100% FY46: 0; 100% FY47: 0; 100% FY48: 0; 100% FY49: 0; 100% FY50: 0
|  | Safety risk | FY24: 0; FY25: 0; FY26: 27339.0097; FY27: 54678.0194; FY28: 82017.0292; FY29: 109356.0389; FY30: 136695.0486; FY31: 164034.0583; FY32: 191373.0681; FY33: 218712.0778; FY34: 246051.0875; FY35: 273390.0972; 100% FY36: 300729.1069; 100% FY37: 328068.1167; 100% FY38: 355407.1264; 100% FY39: 382746.1361; 100% FY40: 410085.1458; 100% FY41: 410085.1458; 100% FY42: 410085.1458; 100% FY43: 410085.1458; 100% FY44: 0; 100% FY45: 0; 100% FY46: 0; 100% FY47: 0; 100% FY48: 0; 100% FY49: 0; 100% FY50: 0
|  | Fire risk | FY24: 0; FY25: 0; FY26: 0; FY27: 0; FY28: 0; FY29: 0; FY30: 0; FY31: 0; FY32: 0; FY33: 0; FY34: 0; FY35: 0; 100% FY36: 0; 100% FY37: 0; 100% FY38: 0; 100% FY39: 0; 100% FY40: 0; 100% FY41: 0; 100% FY42: 0; 100% FY43: 0; 100% FY44: 0; 100% FY45: 0; 100% FY46: 0; 100% FY47: 0; 100% FY48: 0; 100% FY49: 0; 100% FY50: 0
|  | Environment risk | FY24: 0; FY25: 0; FY26: 0; FY27: 0; FY28: 0; FY29: 0; FY30: 0; FY31: 0; FY32: 0; FY33: 0; FY34: 0; FY35: 0; 100% FY36: 0; 100% FY37: 0; 100% FY38: 0; 100% FY39: 0; 100% FY40: 0; 100% FY41: 0; 100% FY42: 0; 100% FY43: 0; 100% FY44: 0; 100% FY45: 0; 100% FY46: 0; 100% FY47: 0; 100% FY48: 0; 100% FY49: 0; 100% FY50: 0
|  | Network asset failure EUE | FY24: 0; FY25: 0; FY26: 102789.0014; FY27: 205578.0029; FY28: 308367.0043; FY29: 411156.0058; FY30: 513945.0072; FY31: 616734.0086; FY32: 719523.0101; FY33: 822312.0115; FY34: 925101.0129; FY35: 1027890.0144; 100% FY36: 1130679.0158; 100% FY37: 1233468.0173; 100% FY38: 1336257.0187; 100% FY39: 1439046.0201; 100% FY40: 1541835.0216; 100% FY41: 1541835.0216; 100% FY42: 1541835.0216; 100% FY43: 1541835.0216; 100% FY44: 0; 100% FY45: 0; 100% FY46: 0; 100% FY47: 0; 100% FY48: 0; 100% FY49: 0; 100% FY50: 0
|  | Reactive replacement cost | FY24: 0; FY25: 0; FY26: 0; FY27: 0; FY28: 0; FY29: 0; FY30: 0; FY31: 0; FY32: 0; FY33: 0; FY34: 0; FY35: 0; 100% FY36: 0; 100% FY37: 0; 100% FY38: 0; 100% FY39: 0; 100% FY40: 0; 100% FY41: 0; 100% FY42: 0; 100% FY43: 0; 100% FY44: 0; 100% FY45: 0; 100% FY46: 0; 100% FY47: 0; 100% FY48: 0; 100% FY49: 0; 100% FY50: 0
|  | 3rd party property damage risk | FY24: 0; FY25: 0; FY26: 0; FY27: 0; FY28: 0; FY29: 0; FY30: 0; FY31: 0; FY32: 0; FY33: 0; FY34: 0; FY35: 0; 100% FY36: 0; 100% FY37: 0; 100% FY38: 0; 100% FY39: 0; 100% FY40: 0; 100% FY41: 0; 100% FY42: 0; 100% FY43: 0; 100% FY44: 0; 100% FY45: 0; 100% FY46: 0; 100% FY47: 0; 100% FY48: 0; 100% FY49: 0; 100% FY50: 0
|  | Construction EUE risk | FY24: 0; FY25: 0; FY26: 0; FY27: 0; FY28: 0; FY29: 0; FY30: 0; FY31: 0; FY32: 0; FY33: 0; FY34: 0; FY35: 0; 100% FY36: 0; 100% FY37: 0; 100% FY38: 0; 100% FY39: 0; 100% FY40: 0; 100% FY41: 0; 100% FY42: 0; 100% FY43: 0; 100% FY44: 0; 100% FY45: 0; 100% FY46: 0; 100% FY47: 0; 100% FY48: 0; 100% FY49: 0; 100% FY50: 0
|  | Carbon emissions | FY24: 0; FY25: 0; FY26: 17720.2956; FY27: 35440.5912; FY28: 53160.8869; FY29: 70881.1825; FY30: 88601.4781; FY31: 106321.7738; FY32: 124042.0694; FY33: 141762.365; FY34: 159482.6606; FY35: 177202.9562; 100% FY36: 194923.2519; 100% FY37: 212643.5475; 100% FY38: 230363.8431; 100% FY39: 248084.1388; 100% FY40: 265804.4344; 100% FY41: 265804.4344; 100% FY42: 265804.4344; 100% FY43: 265804.4344; 100% FY44: 0; 100% FY45: 0; 100% FY46: 0; 100% FY47: 0; 100% FY48: 0; 100% FY49: 0; 100% FY50: 0
Protective security risk
Cost to respond to crisis
Loss productive time
Additional capex completed without additional labour cost
Decrease in opex costs
Fines and penalties
Damage / theft of assets
Loss of data
ICT/OT hardware or software failure risk
Cost of manual intervention
Loss productive time
Additional capex completed without additional labour cost
Decrease in opex costs
Safety risk
Employee engagement
Additional capex completed without additional labour cost
Decrease in opex costs
Customer value
Outputs
|  | Output measure | FY22: IRR; FY23: IRR; FY24: IRR; FY26: Market NPV; FY27: Cust. NPV; FY28: Shar. NPV
|  | Detail | FY22: Market; FY23: Customer; FY24: Shareholder; FY26: w/ prob.; FY27: Total; FY28: Total
|  | Result | FY22: 4.402%; FY23: 5.415%; FY24: 3.892%; FY26: 1392877.5016; FY27: 973229.9118; FY28: 419647.5898
Input Calculations
|  | Raw Indirects | FY22: 14.61%
|  | Variable component | FY22: 25%
|  | Capex Cashflow (Real FY24$) | FY24: 1667670.7681; FY25: 2511120.0509; FY26: 5033486.4471; FY27: 4200906.4768; FY28: 3368303.1423
|  | Net indirect uplift | FY22: 3.652%
|  | Opex & Benefits CPI Escalator (FY22 - FY24) | FY22: 1.1287
|  |  | Base Value | RAW | 0 | 1 | 2 | 3 | 4 | 5 | 6 | 7 | 8 | 9 | 10 | 11 | 12 | 13 | 14 | 15 | 16 | 17 | 18
|  | Capex cost (5 year total inc variable OH) | -17394343.7748 |  | 0: -1728573.8053; 1: -2602825.7045; 2: -5217308.4689; 3: -4354322.8275; 4: -3491312.9686
CBA Model Values (FY22)
|  | Capex benefits | 224880.7096 |  |  | 14992.0473 | 29984.0946 | 44976.1419 | 59968.1892 | 74960.2365 | 89952.2838 | 104944.3312 | 119936.3785 | 134928.4258 | 149920.4731 | 164912.5204 | 179904.5677 | 194896.615 | 209888.6623 | 224880.7096 | 224880.7096 | 224880.7096 | 224880.7096
Regulated revenue - Incentive schemes (STPIS)
Regulated revenue - ACS revenue
Unregulated revenue
|  | Investment opex | -290720.2709 |  |  | -19381.3514 | -38762.7028 | -58144.0542 | -77525.4056 | -96906.757 | -116288.1084 | -135669.4598 | -155050.8112 | -174432.1626 | -193813.514 | -213194.8654 | -232576.2168 | -251957.5682 | -271338.9196 | -290720.2709 | -290720.2709 | -290720.2709 | -290720.2709
|  | Ongoing new opex | 251131.5781 |  |  | 16742.1052 | 33484.2104 | 50226.3156 | 66968.4208 | 83710.526 | 100452.6313 | 117194.7365 | 133936.8417 | 150678.9469 | 167421.0521 | 184163.1573 | 200905.2625 | 217647.3677 | 234389.4729 | 251131.5781 | 251131.5781 | 251131.5781 | 251131.5781
Probabilistic inputs
|  | Safety risk | 410085.1458 |  |  | 27339.0097 | 54678.0194 | 82017.0292 | 109356.0389 | 136695.0486 | 164034.0583 | 191373.0681 | 218712.0778 | 246051.0875 | 273390.0972 | 300729.1069 | 328068.1167 | 355407.1264 | 382746.1361 | 410085.1458 | 410085.1458 | 410085.1458 | 410085.1458
Fire risk
Environment risk
|  | Network asset failure EUE | 1541835.0216 |  |  | 102789.0014 | 205578.0029 | 308367.0043 | 411156.0058 | 513945.0072 | 616734.0086 | 719523.0101 | 822312.0115 | 925101.0129 | 1027890.0144 | 1130679.0158 | 1233468.0173 | 1336257.0187 | 1439046.0201 | 1541835.0216 | 1541835.0216 | 1541835.0216 | 1541835.0216
Reactive replacement cost
3rd party property damage risk
Construction EUE risk
|  | Carbon emissions | 265804.4344 |  |  | 17720.2956 | 35440.5912 | 53160.8869 | 70881.1825 | 88601.4781 | 106321.7738 | 124042.0694 | 141762.365 | 159482.6606 | 177202.9562 | 194923.2519 | 212643.5475 | 230363.8431 | 248084.1388 | 265804.4344 | 265804.4344 | 265804.4344 | 265804.4344
This sheet (QuickCalc) is designed to provide a faster and easier calculation approach for the purpose of initial estimates only (sense-checking etc.). Various additional inputs in the form of calculation assumptions are included in the input data sheet, so please refer to the dedicated input sheet should you wish to complete a more detailed calculation - and in which case please ensure this input section within the QuickCalc sheet remains blank to avoid double counting of inputs (data from here is pulled through to the main input sheet for calculations). Please complete the investment overview and details section in the input sheet (rows 34 to 56). This is required to capture asset life data for modelling purposes.
For all NPV inputs on this sheet, please enter cashflows over time from the perspective of Ausgrid - that is - cash inflows are entered as positive values while cash outflows are entered as negative values. All inputs are also to be entered as real values of the model year 0. See model legend above (row 4) for guidance on types of inputs.
Outputs shown below sourced from output sheet (refer to output sheet for more detailed outputs)
Note on E62: Note that the IRR will return a #NUM! error when there is no input data, this is not a model calculation error
Note on F62: Note that the IRR will return a #NUM! error when there is no input data, this is not a model calculation error
Note on G62: Note that the IRR will return a #NUM! error when there is no input data, this is not a model calculation error

## Input
Ausgrid investment evaluation model
Input
|  |  | Legend | Input | Calculation | Select | Internal | Assumptions | Instructions | Change in formula pattern | [5 empty] | Year index | FY22 | FY23 | FY24 | FY25 | FY26 | FY27 | FY28 | FY29 | FY30 | FY31 | FY32 | FY33 | FY34 | FY35 | FY36 | FY37 | FY38 | FY39 | FY40 | FY41 | FY42 | FY43 | FY44 | FY45 | FY46 | FY47 | FY48 | FY49 | FY50 | FY51 | FY52 | FY53 | FY54 | FY55 | FY56 | FY57 | FY58 | FY59 | FY60 | FY61 | FY62 | FY63 | FY64 | FY65 | FY66 | FY67 | FY68 | FY69 | FY70 | FY71 | FY72
Business case author
|  | Gate approval stage |  | Gate 2
Date
Name
Reg ID
|  | Investment type |  | Project
|  | Investment area |  | Network
Need date
Investment driver
Brief project/program description
Investment overview and details
[7 empty] | Standard network project / AER category |  | Type | Asset | Asset life
|  |  | Asset description |  |  |  | Regulatory |  | Distribution | Ancillary substation equipment (dx) | 15
Manual asset life input
|  |  | Asset life used in calculations | [7 empty] | 15
Last year
Last year of longest useful asset life option
NPV inputs | bar: FY22 to FY54
Capex cost | bar: FY22 to FY54
[5 empty] | Description (if required) | [6 empty] | FY17 | FY18 | FY19 | FY20 | FY21 | FY22 | FY23 | FY24 | FY25 | FY26 | FY27 | FY28 | FY29 | FY30 | FY31 | FY32 | FY33 | FY34 | FY35 | FY36 | FY37 | FY38 | FY39 | FY40 | FY41 | FY42 | FY43 | FY44 | FY45 | FY46 | FY47 | FY48 | FY49 | FY50 | FY51 | FY52 | FY53 | FY54 | FY55 | FY56 | FY57 | FY58 | FY59 | FY60 | FY61 | FY62 | FY63 | FY64 | FY65 | FY66 | FY67 | FY68 | FY69 | FY70 | FY71 | FY72
[5 empty] | year index vs current year | [6 empty] | -5 | -4 | -3 | -2 | -1 | 0 | 1 | 2 | 3 | 4 | 5 | 6 | 7 | 8 | 9 | 10 | 11 | 12 | 13 | 14 | 15 | 16 | 17 | 18 | 19 | 20 | 21 | 22 | 23 | 24 | 25 | 26 | 27 | 28 | 29 | 30 | 31 | 32 | 33 | 34 | 35 | 36 | 37 | 38 | 39 | 40 | 41 | 42 | 43 | 44 | 45 | 46 | 47 | 48 | 49 | 50
|  |  | Component 1 | [13 empty] | 0 | 0 | 0 | -1728573.8053 | -2602825.7045 | -5217308.4689 | -4354322.8275 | -3491312.9686 | 0 | 0 | 0 | 0 | 0 | 0 | 0 | 0 | 0 | 0 | 0 | 0 | 0 | 0 | 0 | 0 | 0 | 0 | 0 | 0 | 0 | 0 | 0 | 0 | 0 | 0 | 0 | 0 | 0 | 0 | 0 | 0 | 0 | 0 | 0 | 0 | 0 | 0 | 0 | 0 | 0 | 0 | 0
Direct labour
Materials
Contracted services
Indirect labour / overheads
|  |  | Other |  | Used for QuickCalc, override if using full inputs | [11 empty] | 0 | 0 | 0 | -1728573.8053 | -2602825.7045 | -5217308.4689 | -4354322.8275 | -3491312.9686 | 0 | 0 | 0 | 0 | 0 | 0 | 0 | 0 | 0 | 0 | 0 | 0 | 0 | 0 | 0 | 0 | 0 | 0 | 0 | 0 | 0 | 0 | 0 | 0 | 0 | 0 | 0 | 0 | 0 | 0 | 0 | 0 | 0 | 0 | 0 | 0 | 0 | 0 | 0 | 0 | 0 | 0 | 0
|  |  | Component 2 (if required) | [13 empty] | 0 | 0 | 0 | 0 | 0 | 0 | 0 | 0 | 0 | 0 | 0 | 0 | 0 | 0 | 0 | 0 | 0 | 0 | 0 | 0 | 0 | 0 | 0 | 0 | 0 | 0 | 0 | 0 | 0 | 0 | 0 | 0 | 0 | 0 | 0 | 0 | 0 | 0 | 0 | 0 | 0 | 0 | 0 | 0 | 0 | 0 | 0 | 0 | 0 | 0 | 0
Direct labour
Materials
Contracted services
Indirect labour / overheads
Other
|  |  | Component 3 (if required) | [13 empty] | 0 | 0 | 0 | 0 | 0 | 0 | 0 | 0 | 0 | 0 | 0 | 0 | 0 | 0 | 0 | 0 | 0 | 0 | 0 | 0 | 0 | 0 | 0 | 0 | 0 | 0 | 0 | 0 | 0 | 0 | 0 | 0 | 0 | 0 | 0 | 0 | 0 | 0 | 0 | 0 | 0 | 0 | 0 | 0 | 0 | 0 | 0 | 0 | 0 | 0 | 0
Direct labour
Materials
Contracted services
Indirect labour / overheads
Other
|  |  | Component 4 (if required) | [13 empty] | 0 | 0 | 0 | 0 | 0 | 0 | 0 | 0 | 0 | 0 | 0 | 0 | 0 | 0 | 0 | 0 | 0 | 0 | 0 | 0 | 0 | 0 | 0 | 0 | 0 | 0 | 0 | 0 | 0 | 0 | 0 | 0 | 0 | 0 | 0 | 0 | 0 | 0 | 0 | 0 | 0 | 0 | 0 | 0 | 0 | 0 | 0 | 0 | 0 | 0 | 0
Direct labour
Materials
Contracted services
Indirect labour / overheads
Other
|  |  | Proceeds of sale | [13 empty] | 0 | 0 | 0 | 0 | 0 | 0 | 0 | 0 | 0 | 0 | 0 | 0 | 0 | 0 | 0 | 0 | 0 | 0 | 0 | 0 | 0 | 0 | 0 | 0 | 0 | 0 | 0 | 0 | 0 | 0 | 0 | 0 | 0 | 0 | 0 | 0 | 0 | 0 | 0 | 0 | 0 | 0 | 0 | 0 | 0 | 0 | 0 | 0 | 0 | 0 | 0
Direct labour
Materials
Contracted services
Indirect labour / overheads
Other
Contingency
Land
Sunk cost
[5 empty] | Description (if required) | [6 empty] | FY17 -5: FY17; FY18 -4: FY18; FY19 -3: FY19; FY20 -2: FY20; FY21 -1: FY21
Previous capex costs excl land
Future capex cost
[5 empty] | Description (if required) | [11 empty] | FY22 | FY23 | FY24 | FY25 | FY26 | FY27 | FY28 | FY29 | FY30 | FY31 | FY32 | FY33 | FY34 | FY35 | FY36 | FY37 | FY38 | FY39 | FY40 | FY41 | FY42 | FY43 | FY44 | FY45 | FY46 | FY47 | FY48 | FY49 | FY50 | FY51 | FY52 | FY53 | FY54 | FY55 | FY56 | FY57 | FY58 | FY59 | FY60 | FY61 | FY62 | FY63 | FY64 | FY65 | FY66 | FY67 | FY68 | FY69 | FY70 | FY71 | FY72
Phase 1
Phase 2 (if required)
Phase 3 (if required)
Phase 4 (if required)
|  |  | Phase 5 (if required) |  | Used for QuickCalc, override if using full inputs | [11 empty] | 0 | 0 | 0 | 0 | 0 | 0 | 0 | 0 | 0 | 0 | 0 | 0 | 0 | 0 | 0 | 0 | 0 | 0 | 0 | 0 | 0 | 0 | 0 | 0 | 0 | 0 | 0 | 0 | 0 | 0 | 0 | 0 | 0 | 0 | 0 | 0 | 0 | 0 | 0 | 0 | 0 | 0 | 0 | 0 | 0 | 0 | 0 | 0 | 0 | 0 | 0
Land
Capex benefits
[5 empty] | Description (if required) | [11 empty] | FY22 | FY23 | FY24 | FY25 | FY26 | FY27 | FY28 | FY29 | FY30 | FY31 | FY32 | FY33 | FY34 | FY35 | FY36 | FY37 | FY38 | FY39 | FY40 | FY41 | FY42 | FY43 | FY44 | FY45 | FY46 | FY47 | FY48 | FY49 | FY50 | FY51 | FY52 | FY53 | FY54 | FY55 | FY56 | FY57 | FY58 | FY59 | FY60 | FY61 | FY62 | FY63 | FY64 | FY65 | FY66 | FY67 | FY68 | FY69 | FY70 | FY71 | FY72
Benefit 1
Benefit 2
|  |  | Benefit 3 |  | Used for QuickCalc, override if using full inputs | [11 empty] | 0 | 0 | 0 | 0 | 14992.0473 | 29984.0946 | 44976.1419 | 59968.1892 | 74960.2365 | 89952.2838 | 104944.3312 | 119936.3785 | 134928.4258 | 149920.4731 | 164912.5204 | 179904.5677 | 194896.615 | 209888.6623 | 224880.7096 | 224880.7096 | 224880.7096 | 224880.7096 | 0 | 0 | 0 | 0 | 0 | 0 | 0 | 0 | 0 | 0 | 0 | 0 | 0 | 0 | 0 | 0 | 0 | 0 | 0 | 0 | 0 | 0 | 0 | 0 | 0 | 0 | 0 | 0 | 0
Regulated revenue - Incentive schemes
[5 empty] | Description (if required) | [11 empty] | FY22 | FY23 | FY24 | FY25 | FY26 | FY27 | FY28 | FY29 | FY30 | FY31 | FY32 | FY33 | FY34 | FY35 | FY36 | FY37 | FY38 | FY39 | FY40 | FY41 | FY42 | FY43 | FY44 | FY45 | FY46 | FY47 | FY48 | FY49 | FY50 | FY51 | FY52 | FY53 | FY54 | FY55 | FY56 | FY57 | FY58 | FY59 | FY60 | FY61 | FY62 | FY63 | FY64 | FY65 | FY66 | FY67 | FY68 | FY69 | FY70 | FY71 | FY72
|  |  | STPIS |  | Used for QuickCalc, override if using full inputs | [11 empty] | 0 | 0 | 0 | 0 | 0 | 0 | 0 | 0 | 0 | 0 | 0 | 0 | 0 | 0 | 0 | 0 | 0 | 0 | 0 | 0 | 0 | 0 | 0 | 0 | 0 | 0 | 0 | 0 | 0 | 0 | 0 | 0 | 0 | 0 | 0 | 0 | 0 | 0 | 0 | 0 | 0 | 0 | 0 | 0 | 0 | 0 | 0 | 0 | 0 | 0 | 0
|  |  | DMIS | [6 empty] | DMIS incentive % | 50%
Regulated revenue - ACS revenue
[5 empty] | Description (if required) | [11 empty] | FY22 | FY23 | FY24 | FY25 | FY26 | FY27 | FY28 | FY29 | FY30 | FY31 | FY32 | FY33 | FY34 | FY35 | FY36 | FY37 | FY38 | FY39 | FY40 | FY41 | FY42 | FY43 | FY44 | FY45 | FY46 | FY47 | FY48 | FY49 | FY50 | FY51 | FY52 | FY53 | FY54 | FY55 | FY56 | FY57 | FY58 | FY59 | FY60 | FY61 | FY62 | FY63 | FY64 | FY65 | FY66 | FY67 | FY68 | FY69 | FY70 | FY71 | FY72
|  |  | ACS revenue |  | Used for QuickCalc, override if using full inputs | [11 empty] | 0 | 0 | 0 | 0 | 0 | 0 | 0 | 0 | 0 | 0 | 0 | 0 | 0 | 0 | 0 | 0 | 0 | 0 | 0 | 0 | 0 | 0 | 0 | 0 | 0 | 0 | 0 | 0 | 0 | 0 | 0 | 0 | 0 | 0 | 0 | 0 | 0 | 0 | 0 | 0 | 0 | 0 | 0 | 0 | 0 | 0 | 0 | 0 | 0 | 0 | 0
Unregulated revenue
[5 empty] | Description (if required) | [11 empty] | FY22 | FY23 | FY24 | FY25 | FY26 | FY27 | FY28 | FY29 | FY30 | FY31 | FY32 | FY33 | FY34 | FY35 | FY36 | FY37 | FY38 | FY39 | FY40 | FY41 | FY42 | FY43 | FY44 | FY45 | FY46 | FY47 | FY48 | FY49 | FY50 | FY51 | FY52 | FY53 | FY54 | FY55 | FY56 | FY57 | FY58 | FY59 | FY60 | FY61 | FY62 | FY63 | FY64 | FY65 | FY66 | FY67 | FY68 | FY69 | FY70 | FY71 | FY72
|  |  | Unregulatory revenue subject to SAG? | [7 empty] | Yes
|  |  | Unregulated revenue |  | Used for QuickCalc, override if using full inputs | [11 empty] | 0 | 0 | 0 | 0 | 0 | 0 | 0 | 0 | 0 | 0 | 0 | 0 | 0 | 0 | 0 | 0 | 0 | 0 | 0 | 0 | 0 | 0 | 0 | 0 | 0 | 0 | 0 | 0 | 0 | 0 | 0 | 0 | 0 | 0 | 0 | 0 | 0 | 0 | 0 | 0 | 0 | 0 | 0 | 0 | 0 | 0 | 0 | 0 | 0 | 0 | 0
Opex investment
[5 empty] | Description (if required) | [11 empty] | FY22 | FY23 | FY24 | FY25 | FY26 | FY27 | FY28 | FY29 | FY30 | FY31 | FY32 | FY33 | FY34 | FY35 | FY36 | FY37 | FY38 | FY39 | FY40 | FY41 | FY42 | FY43 | FY44 | FY45 | FY46 | FY47 | FY48 | FY49 | FY50 | FY51 | FY52 | FY53 | FY54 | FY55 | FY56 | FY57 | FY58 | FY59 | FY60 | FY61 | FY62 | FY63 | FY64 | FY65 | FY66 | FY67 | FY68 | FY69 | FY70 | FY71 | FY72
|  |  | Shareholder/customer switch |  | See note above - Shareholder = 1, Customer = 0 | [11 empty] | 0 | 0 | 0 | 0 | 0 | 0 | 0 | 0 | 0 | 0 | 0 | 0 | 0 | 0 | 0 | 0 | 0 | 0 | 0 | 0 | 0 | 0 | 0 | 0 | 0 | 0 | 0 | 0 | 0 | 0 | 0 | 0 | 0 | 0 | 0 | 0 | 0 | 0 | 0 | 0 | 0 | 0 | 0 | 0 | 0 | 0 | 0 | 0 | 0 | 0 | 0
Component 1
Component 2
|  |  | Component 3 |  | Used for QuickCalc, override if using full inputs | [11 empty] | 0 | 0 | 0 | 0 | -19381.3514 | -38762.7028 | -58144.0542 | -77525.4056 | -96906.757 | -116288.1084 | -135669.4598 | -155050.8112 | -174432.1626 | -193813.514 | -213194.8654 | -232576.2168 | -251957.5682 | -271338.9196 | -290720.2709 | -290720.2709 | -290720.2709 | -290720.2709 | 0 | 0 | 0 | 0 | 0 | 0 | 0 | 0 | 0 | 0 | 0 | 0 | 0 | 0 | 0 | 0 | 0 | 0 | 0 | 0 | 0 | 0 | 0 | 0 | 0 | 0 | 0 | 0 | 0
Ongoing new opex
[5 empty] | Description (if required) | [11 empty] | FY22 | FY23 | FY24 | FY25 | FY26 | FY27 | FY28 | FY29 | FY30 | FY31 | FY32 | FY33 | FY34 | FY35 | FY36 | FY37 | FY38 | FY39 | FY40 | FY41 | FY42 | FY43 | FY44 | FY45 | FY46 | FY47 | FY48 | FY49 | FY50 | FY51 | FY52 | FY53 | FY54 | FY55 | FY56 | FY57 | FY58 | FY59 | FY60 | FY61 | FY62 | FY63 | FY64 | FY65 | FY66 | FY67 | FY68 | FY69 | FY70 | FY71 | FY72
|  |  | EBSS years of customer benefits |  | 50 | Leave as 50 unless there is a specific reason to curtail opex cost/benefit
|  |  | Repairs & maintenance (Planned & unplanned) | [13 empty] | 0 | 0 | 0 | 0 | 0 | 0 | 0 | 0 | 0 | 0 | 0 | 0 | 0 | 0 | 0 | 0 | 0 | 0 | 0 | 0 | 0 | 0 | 0 | 0 | 0 | 0 | 0 | 0 | 0 | 0 | 0 | 0 | 0 | 0 | 0 | 0 | 0 | 0 | 0 | 0 | 0 | 0 | 0 | 0 | 0 | 0 | 0 | 0 | 0 | 0 | 0
Direct labour
Materials
Contracted services
Indirect labour / overheads
Other
|  |  | Demand management opex | [13 empty] | 0 | 0 | 0 | 0 | 0 | 0 | 0 | 0 | 0 | 0 | 0 | 0 | 0 | 0 | 0 | 0 | 0 | 0 | 0 | 0 | 0 | 0 | 0 | 0 | 0 | 0 | 0 | 0 | 0 | 0 | 0 | 0 | 0 | 0 | 0 | 0 | 0 | 0 | 0 | 0 | 0 | 0 | 0 | 0 | 0 | 0 | 0 | 0 | 0 | 0 | 0
Direct labour
Materials
Contracted services
Indirect labour / overheads
Other
|  |  | Opex benefit 1 | [13 empty] | 0 | 0 | 0 | 0 | 0 | 0 | 0 | 0 | 0 | 0 | 0 | 0 | 0 | 0 | 0 | 0 | 0 | 0 | 0 | 0 | 0 | 0 | 0 | 0 | 0 | 0 | 0 | 0 | 0 | 0 | 0 | 0 | 0 | 0 | 0 | 0 | 0 | 0 | 0 | 0 | 0 | 0 | 0 | 0 | 0 | 0 | 0 | 0 | 0 | 0 | 0
Direct labour
Materials
Contracted services
Indirect labour / overheads
Other
|  |  | Opex cost 1 | [13 empty] | 0 | 0 | 0 | 0 | 0 | 0 | 0 | 0 | 0 | 0 | 0 | 0 | 0 | 0 | 0 | 0 | 0 | 0 | 0 | 0 | 0 | 0 | 0 | 0 | 0 | 0 | 0 | 0 | 0 | 0 | 0 | 0 | 0 | 0 | 0 | 0 | 0 | 0 | 0 | 0 | 0 | 0 | 0 | 0 | 0 | 0 | 0 | 0 | 0 | 0 | 0
Direct labour
Materials
Contracted services
Indirect labour / overheads
Other
|  |  | Component 3 (if required) | [13 empty] | 0 | 0 | 0 | 0 | 0 | 0 | 0 | 0 | 0 | 0 | 0 | 0 | 0 | 0 | 0 | 0 | 0 | 0 | 0 | 0 | 0 | 0 | 0 | 0 | 0 | 0 | 0 | 0 | 0 | 0 | 0 | 0 | 0 | 0 | 0 | 0 | 0 | 0 | 0 | 0 | 0 | 0 | 0 | 0 | 0 | 0 | 0 | 0 | 0 | 0 | 0
Direct labour
Materials
Contracted services
Indirect labour / overheads
Other
|  |  | Component 4 (if required) | [13 empty] | 0 | 0 | 0 | 0 | 16742.1052 | 33484.2104 | 50226.3156 | 66968.4208 | 83710.526 | 100452.6313 | 117194.7365 | 133936.8417 | 150678.9469 | 167421.0521 | 184163.1573 | 200905.2625 | 217647.3677 | 234389.4729 | 251131.5781 | 251131.5781 | 251131.5781 | 251131.5781 | 0 | 0 | 0 | 0 | 0 | 0 | 0 | 0 | 0 | 0 | 0 | 0 | 0 | 0 | 0 | 0 | 0 | 0 | 0 | 0 | 0 | 0 | 0 | 0 | 0 | 0 | 0 | 0 | 0
Direct labour
Materials
Contracted services
Indirect labour / overheads
|  |  | Other |  | Used for QuickCalc, override if using full inputs | [11 empty] | 0 | 0 | 0 | 0 | 16742.1052 | 33484.2104 | 50226.3156 | 66968.4208 | 83710.526 | 100452.6313 | 117194.7365 | 133936.8417 | 150678.9469 | 167421.0521 | 184163.1573 | 200905.2625 | 217647.3677 | 234389.4729 | 251131.5781 | 251131.5781 | 251131.5781 | 251131.5781 | 0 | 0 | 0 | 0 | 0 | 0 | 0 | 0 | 0 | 0 | 0 | 0 | 0 | 0 | 0 | 0 | 0 | 0 | 0 | 0 | 0 | 0 | 0 | 0 | 0 | 0 | 0 | 0 | 0
Probabilistic cost & benefits
[5 empty] | Description (if required) | [11 empty] | FY22 | FY23 | FY24 | FY25 | FY26 | FY27 | FY28 | FY29 | FY30 | FY31 | FY32 | FY33 | FY34 | FY35 | FY36 | FY37 | FY38 | FY39 | FY40 | FY41 | FY42 | FY43 | FY44 | FY45 | FY46 | FY47 | FY48 | FY49 | FY50 | FY51 | FY52 | FY53 | FY54 | FY55 | FY56 | FY57 | FY58 | FY59 | FY60 | FY61 | FY62 | FY63 | FY64 | FY65 | FY66 | FY67 | FY68 | FY69 | FY70 | FY71 | FY72
|  |  | Safety risk |  | Used for QuickCalc, override if using full inputs | [11 empty] | 0 | 0 | 0 | 0 | 27339.0097 | 54678.0194 | 82017.0292 | 109356.0389 | 136695.0486 | 164034.0583 | 191373.0681 | 218712.0778 | 246051.0875 | 273390.0972 | 300729.1069 | 328068.1167 | 355407.1264 | 382746.1361 | 410085.1458 | 410085.1458 | 410085.1458 | 410085.1458 | 0 | 0 | 0 | 0 | 0 | 0 | 0 | 0 | 0 | 0 | 0 | 0 | 0 | 0 | 0 | 0 | 0 | 0 | 0 | 0 | 0 | 0 | 0 | 0 | 0 | 0 | 0 | 0 | 0
|  |  | Fire risk |  | Used for QuickCalc, override if using full inputs | [11 empty] | 0 | 0 | 0 | 0 | 0 | 0 | 0 | 0 | 0 | 0 | 0 | 0 | 0 | 0 | 0 | 0 | 0 | 0 | 0 | 0 | 0 | 0 | 0 | 0 | 0 | 0 | 0 | 0 | 0 | 0 | 0 | 0 | 0 | 0 | 0 | 0 | 0 | 0 | 0 | 0 | 0 | 0 | 0 | 0 | 0 | 0 | 0 | 0 | 0 | 0 | 0
|  |  | Environment risk |  | Used for QuickCalc, override if using full inputs | [11 empty] | 0 | 0 | 0 | 0 | 0 | 0 | 0 | 0 | 0 | 0 | 0 | 0 | 0 | 0 | 0 | 0 | 0 | 0 | 0 | 0 | 0 | 0 | 0 | 0 | 0 | 0 | 0 | 0 | 0 | 0 | 0 | 0 | 0 | 0 | 0 | 0 | 0 | 0 | 0 | 0 | 0 | 0 | 0 | 0 | 0 | 0 | 0 | 0 | 0 | 0 | 0
|  |  | Network asset failure EUE |  | Used for QuickCalc, override if using full inputs | [11 empty] | 0 | 0 | 0 | 0 | 102789.0014 | 205578.0029 | 308367.0043 | 411156.0058 | 513945.0072 | 616734.0086 | 719523.0101 | 822312.0115 | 925101.0129 | 1027890.0144 | 1130679.0158 | 1233468.0173 | 1336257.0187 | 1439046.0201 | 1541835.0216 | 1541835.0216 | 1541835.0216 | 1541835.0216 | 0 | 0 | 0 | 0 | 0 | 0 | 0 | 0 | 0 | 0 | 0 | 0 | 0 | 0 | 0 | 0 | 0 | 0 | 0 | 0 | 0 | 0 | 0 | 0 | 0 | 0 | 0 | 0 | 0
|  |  | Reactive replacement cost |  | Used for QuickCalc, override if using full inputs | [11 empty] | 0 | 0 | 0 | 0 | 0 | 0 | 0 | 0 | 0 | 0 | 0 | 0 | 0 | 0 | 0 | 0 | 0 | 0 | 0 | 0 | 0 | 0 | 0 | 0 | 0 | 0 | 0 | 0 | 0 | 0 | 0 | 0 | 0 | 0 | 0 | 0 | 0 | 0 | 0 | 0 | 0 | 0 | 0 | 0 | 0 | 0 | 0 | 0 | 0 | 0 | 0
|  |  | 3rd party property damage risk |  | Used for QuickCalc, override if using full inputs | [11 empty] | 0 | 0 | 0 | 0 | 0 | 0 | 0 | 0 | 0 | 0 | 0 | 0 | 0 | 0 | 0 | 0 | 0 | 0 | 0 | 0 | 0 | 0 | 0 | 0 | 0 | 0 | 0 | 0 | 0 | 0 | 0 | 0 | 0 | 0 | 0 | 0 | 0 | 0 | 0 | 0 | 0 | 0 | 0 | 0 | 0 | 0 | 0 | 0 | 0 | 0 | 0
|  |  | Construction EUE risk |  | Used for QuickCalc, override if using full inputs | [11 empty] | 0 | 0 | 0 | 0 | 0 | 0 | 0 | 0 | 0 | 0 | 0 | 0 | 0 | 0 | 0 | 0 | 0 | 0 | 0 | 0 | 0 | 0 | 0 | 0 | 0 | 0 | 0 | 0 | 0 | 0 | 0 | 0 | 0 | 0 | 0 | 0 | 0 | 0 | 0 | 0 | 0 | 0 | 0 | 0 | 0 | 0 | 0 | 0 | 0 | 0 | 0
|  |  | Carbon emissions |  | Used for QuickCalc, override if using full inputs | [11 empty] | 0 | 0 | 0 | 0 | 17720.2956 | 35440.5912 | 53160.8869 | 70881.1825 | 88601.4781 | 106321.7738 | 124042.0694 | 141762.365 | 159482.6606 | 177202.9562 | 194923.2519 | 212643.5475 | 230363.8431 | 248084.1388 | 265804.4344 | 265804.4344 | 265804.4344 | 265804.4344 | 0 | 0 | 0 | 0 | 0 | 0 | 0 | 0 | 0 | 0 | 0 | 0 | 0 | 0 | 0 | 0 | 0 | 0 | 0 | 0 | 0 | 0 | 0 | 0 | 0 | 0 | 0 | 0 | 0
Protective security risk
|  |  | Cost to respond to crisis |  | Used for QuickCalc, override if using full inputs | [11 empty] | 0 | 0 | 0 | 0 | 0 | 0 | 0 | 0 | 0 | 0 | 0 | 0 | 0 | 0 | 0 | 0 | 0 | 0 | 0 | 0 | 0 | 0 | 0 | 0 | 0 | 0 | 0 | 0 | 0 | 0 | 0 | 0 | 0 | 0 | 0 | 0 | 0 | 0 | 0 | 0 | 0 | 0 | 0 | 0 | 0 | 0 | 0 | 0 | 0 | 0 | 0
Loss productive time
|  |  | Additional capex completed without additional labour cost |  | Used for QuickCalc, override if using full inputs | [11 empty] | 0 | 0 | 0 | 0 | 0 | 0 | 0 | 0 | 0 | 0 | 0 | 0 | 0 | 0 | 0 | 0 | 0 | 0 | 0 | 0 | 0 | 0 | 0 | 0 | 0 | 0 | 0 | 0 | 0 | 0 | 0 | 0 | 0 | 0 | 0 | 0 | 0 | 0 | 0 | 0 | 0 | 0 | 0 | 0 | 0 | 0 | 0 | 0 | 0 | 0 | 0
|  |  | Decrease in opex costs |  | Used for QuickCalc, override if using full inputs | [11 empty] | 0 | 0 | 0 | 0 | 0 | 0 | 0 | 0 | 0 | 0 | 0 | 0 | 0 | 0 | 0 | 0 | 0 | 0 | 0 | 0 | 0 | 0 | 0 | 0 | 0 | 0 | 0 | 0 | 0 | 0 | 0 | 0 | 0 | 0 | 0 | 0 | 0 | 0 | 0 | 0 | 0 | 0 | 0 | 0 | 0 | 0 | 0 | 0 | 0 | 0 | 0
|  |  | Fines and penalties |  | Used for QuickCalc, override if using full inputs | [11 empty] | 0 | 0 | 0 | 0 | 0 | 0 | 0 | 0 | 0 | 0 | 0 | 0 | 0 | 0 | 0 | 0 | 0 | 0 | 0 | 0 | 0 | 0 | 0 | 0 | 0 | 0 | 0 | 0 | 0 | 0 | 0 | 0 | 0 | 0 | 0 | 0 | 0 | 0 | 0 | 0 | 0 | 0 | 0 | 0 | 0 | 0 | 0 | 0 | 0 | 0 | 0
|  |  | Damage / theft of assets |  | Used for QuickCalc, override if using full inputs | [11 empty] | 0 | 0 | 0 | 0 | 0 | 0 | 0 | 0 | 0 | 0 | 0 | 0 | 0 | 0 | 0 | 0 | 0 | 0 | 0 | 0 | 0 | 0 | 0 | 0 | 0 | 0 | 0 | 0 | 0 | 0 | 0 | 0 | 0 | 0 | 0 | 0 | 0 | 0 | 0 | 0 | 0 | 0 | 0 | 0 | 0 | 0 | 0 | 0 | 0 | 0 | 0
|  |  | Loss of data |  | Used for QuickCalc, override if using full inputs | [11 empty] | 0 | 0 | 0 | 0 | 0 | 0 | 0 | 0 | 0 | 0 | 0 | 0 | 0 | 0 | 0 | 0 | 0 | 0 | 0 | 0 | 0 | 0 | 0 | 0 | 0 | 0 | 0 | 0 | 0 | 0 | 0 | 0 | 0 | 0 | 0 | 0 | 0 | 0 | 0 | 0 | 0 | 0 | 0 | 0 | 0 | 0 | 0 | 0 | 0 | 0 | 0
ICT/OT hardware or software failure risk
|  |  | Cost of manual intervention |  | Used for QuickCalc, override if using full inputs | [11 empty] | 0 | 0 | 0 | 0 | 0 | 0 | 0 | 0 | 0 | 0 | 0 | 0 | 0 | 0 | 0 | 0 | 0 | 0 | 0 | 0 | 0 | 0 | 0 | 0 | 0 | 0 | 0 | 0 | 0 | 0 | 0 | 0 | 0 | 0 | 0 | 0 | 0 | 0 | 0 | 0 | 0 | 0 | 0 | 0 | 0 | 0 | 0 | 0 | 0 | 0 | 0
Loss productive time
|  |  | Additional capex completed without additional labour cost |  | Used for QuickCalc, override if using full inputs | [11 empty] | 0 | 0 | 0 | 0 | 0 | 0 | 0 | 0 | 0 | 0 | 0 | 0 | 0 | 0 | 0 | 0 | 0 | 0 | 0 | 0 | 0 | 0 | 0 | 0 | 0 | 0 | 0 | 0 | 0 | 0 | 0 | 0 | 0 | 0 | 0 | 0 | 0 | 0 | 0 | 0 | 0 | 0 | 0 | 0 | 0 | 0 | 0 | 0 | 0 | 0 | 0
|  |  | Decrease in opex costs |  | Used for QuickCalc, override if using full inputs | [11 empty] | 0 | 0 | 0 | 0 | 0 | 0 | 0 | 0 | 0 | 0 | 0 | 0 | 0 | 0 | 0 | 0 | 0 | 0 | 0 | 0 | 0 | 0 | 0 | 0 | 0 | 0 | 0 | 0 | 0 | 0 | 0 | 0 | 0 | 0 | 0 | 0 | 0 | 0 | 0 | 0 | 0 | 0 | 0 | 0 | 0 | 0 | 0 | 0 | 0 | 0 | 0
|  |  | Safety risk |  | Used for QuickCalc, override if using full inputs | [11 empty] | 0 | 0 | 0 | 0 | 0 | 0 | 0 | 0 | 0 | 0 | 0 | 0 | 0 | 0 | 0 | 0 | 0 | 0 | 0 | 0 | 0 | 0 | 0 | 0 | 0 | 0 | 0 | 0 | 0 | 0 | 0 | 0 | 0 | 0 | 0 | 0 | 0 | 0 | 0 | 0 | 0 | 0 | 0 | 0 | 0 | 0 | 0 | 0 | 0 | 0 | 0
Employee engagement
|  |  | Additional capex completed without additional labour cost |  | Used for QuickCalc, override if using full inputs | [11 empty] | 0 | 0 | 0 | 0 | 0 | 0 | 0 | 0 | 0 | 0 | 0 | 0 | 0 | 0 | 0 | 0 | 0 | 0 | 0 | 0 | 0 | 0 | 0 | 0 | 0 | 0 | 0 | 0 | 0 | 0 | 0 | 0 | 0 | 0 | 0 | 0 | 0 | 0 | 0 | 0 | 0 | 0 | 0 | 0 | 0 | 0 | 0 | 0 | 0 | 0 | 0
|  |  | Decrease in opex costs |  | Used for QuickCalc, override if using full inputs | [11 empty] | 0 | 0 | 0 | 0 | 0 | 0 | 0 | 0 | 0 | 0 | 0 | 0 | 0 | 0 | 0 | 0 | 0 | 0 | 0 | 0 | 0 | 0 | 0 | 0 | 0 | 0 | 0 | 0 | 0 | 0 | 0 | 0 | 0 | 0 | 0 | 0 | 0 | 0 | 0 | 0 | 0 | 0 | 0 | 0 | 0 | 0 | 0 | 0 | 0 | 0 | 0
|  |  | Customer value |  | Used for QuickCalc, override if using full inputs | [11 empty] | 0 | 0 | 0 | 0 | 0 | 0 | 0 | 0 | 0 | 0 | 0 | 0 | 0 | 0 | 0 | 0 | 0 | 0 | 0 | 0 | 0 | 0 | 0 | 0 | 0 | 0 | 0 | 0 | 0 | 0 | 0 | 0 | 0 | 0 | 0 | 0 | 0 | 0 | 0 | 0 | 0 | 0 | 0 | 0 | 0 | 0 | 0 | 0 | 0 | 0 | 0
This Input sheet is to be edited by the business case owner, and should be filled out for each investment case requiring approval. This sheet requires input in the form of both investment details (e.g. business case author, gate approval stage, investment type etc.) and NPV cash and probabilistic inputs. Probabilistic inputs for NPV calculations can be calculated either externally (with methodology and calculation documentation provided) or using the ProbNPV tool (see ProbNPV) provided alongside the model. For all NPV inputs on this sheet, please enter cashflows over time from the perspective of Ausgrid - that is - cash inflows are entered as positive values while cash outflows are entered as negative values. All inputs are also to be entered as real values of the model year 0. The exception is sunk cost which are to be entered as nominal values. See model legend above (row 4) for guidance on types of inputs.
Input investment details as per the headings outlined below. See model legend (row 4) for guidance on types of inputs.
Select asset name and type using the dropdown lists below, the asset life will then be automatically calculated. The selected asset type should be representative of the overall investment, meaning that the asset which contributes the largest portion of total capex should be selected. Alternatively, an asset life can be input manually. Note that if a manual asset life input is entered the model will assume this for calculation purposes.
When selecting a valuation period for this option, you should select a valuation period equal to the option being considered with the longest useful asset life (longest useful asset life option, cell L51). This will be taken as the end of the model valuation period. A switch is included in the Output sheet to switch between the full model valuation period and the period dictated by the last year of longest useful asset life option entered below.
Input capex below, noting that each component of capex should be broken down into direct labour, materials, contracted services, indirect labour / overheads, and other categories where applicable. Proceeds of sale net off investment capex.
Please provide descriptions of capex cost components (columns F - J) where required. Please also ensure that you include contingency, and land.
Please ensure that inputs are not being sourced from the QuickCalcs sheet if using this input sheet for a detailed investment evaluation - these inputs are highlighted by a description (columns F - J) that says "Used for QuickCalc, override if using full inputs".
Input future capex required below, noting that each component of future capex should be broken down into Phases as per the breakdown below. Future capex is to be considered as any future capital expenditure that will be required to realise the outcomes included in the investment business case. Please provide descriptions of future capex phase components (columns F - J) where required.
Please ensure that inputs are not being sourced from the QuickCalcs sheet if using this input sheet for a detailed investment evaluation - these inputs are highlighted by a description (columns F - J) that says "Used for QuickCalc, override if using full inputs".
Input ACS. Please provide descriptions of investment returns (columns F - J) where required. Please ensure that inputs are not being sourced from the QuickCalcs sheet if using this input sheet for a detailed investment evaluation - these inputs are highlighted by a description (columns F - J) that says "Used for QuickCalc, override if using full inputs".
Input incentive scheme returns in the form of STPIS and the DMIS incentive rate below. Please provide additional descriptions (columns F - J) if required. STPIS: STPIS and Network asset failure EUE are different inputs (Network asset failure EUE listed below under Probabilistic cost & beneifts), as Network asset failure EUE relates to broader community benefits as opposed to STPIS which relates to a benefit for Ausgrid. STPIS should be entered such that it starts 2 years post completion and runs for a duration of 5 years. Note that after 5 years there will be no more STPIS impact to either the customer or the shareholder, as the improved reliability will be accounted for in the network expected unserved energy. DMIS: Once investment completed (final year of capex), the following year a % of demand management opex is received (DMIS incentive %). The maximum DMIS is 50%, and Ausgrid picks the % for the AER to approve. The total $ incentive has to be lower than the benefit from deferring capex.
Input ongoing new opex (both positive and negative) below, noting that each component of opex impact should be broken down into direct labour, materials, contracted services, indirect labour / overheads, and other categories where applicable. Repairs impact in the form of both planned and unplanned repairs should also be input and broken down into the appropriate categories as shown below.
Additional ongoing new opex can be entered as either net benefit/cost, or broken down further into benefits and costs as shown below (see cells D248 and D255). Change labels of input cells (yellow) as required (including Opex benefit 1 and Opex cost 1), just be sure to capture all investment opex in this section.
Please note that opex forecasts after 5 years from the first cash flow will not be accounted for in the model due to the EBSS modelling period. Please provide additional descriptions (columns F - J) if required.
Please also enter the number of years that EBSS customer benefits should be realised for.
Please ensure that inputs are not being sourced from the QuickCalcs sheet if using this input sheet for a detailed investment evaluation - these inputs are highlighted by a description (columns F - J) that says "Used for QuickCalc, override if using full inputs".
Input risk impact (both benefits and dis-benefits) below. Note that the Probabilistic NPV tool can be used to do this, however it is not a requirement that this tool's methodology be used. When using the Probabilistic NPV tool to calculate the inputs below, output values should be copied and pasted from the ProbOutput sheet as bordered by the thick black border, but take care to ensure that you do not copy any #DIV/0 values (see note in ProbOutput sheet). Should additional documentation be used to quantify risk impacts please provide them as supporting documents in addition to this workbook. Note that STPIS and Network asset failure EUE are different inputs (STPIS listed above under incentive schemes), as Network asset failure EUE relates to broader community benefits as opposed to STPIS which relates to a benefit for Ausgrid. Please provide additional descriptions (columns F - J) if required.
Please provide a detailed breakdown of protective security risk, ICT/OT hardware or software failure risk, and employee engagement as per the breakdown below. If unable to allocate into these categories, please enter under one of the subcategories or split evenly and make a note of this in the description (columns F - J).
Please ensure that inputs are not being sourced from the QuickCalcs sheet if using this input sheet for a detailed investment evaluation - these inputs are highlighted by a description (columns F - J) that says "Used for QuickCalc, override if using full inputs".
Input costs already incurred which have not been capitalised into the RAB. It is capitalised in year 0.
Input investment returns in the form of any sources of non-regulatory revenue below. Please also select whether non-regulatory revenue is subject to SAG, noting that any additional components entered are also treated as non-regulatory revenues for the purpose of SAG treatment. Please provide descriptions of investment returns (columns F - J) where required.
Please ensure that inputs are not being sourced from the QuickCalcs sheet if using this input sheet for a detailed investment evaluation - these inputs are highlighted by a description (columns F - J) that says "Used for QuickCalc, override if using full inputs".
One-off investment opex to be entered here. For example, the implementation of a SaaS solution.
Use toggles across years to indicate whether costs impact shareholder (select 1 - i.e. absorbed in the opex allowance) or customer (select 0 - i.e. results in a change in the opex allowance). Please ensure that inputs are not being sourced from the QuickCalcs sheet if using this input sheet for a detailed investment evaluation - these inputs are highlighted by a description (columns F - J) that says "Used for QuickCalc, override if using full inputs".
Benefits should be recorded for the life of the asset. Supporting calculations for any expected capex benefits over the investment horizon should be provided, and/or available if requested. Please ensure that inputs are not being sourced from the QuickCalcs sheet if using this input sheet for a detailed investment evaluation - these inputs are highlighted by a description (columns F - J) that says "Used for QuickCalc, override if using full inputs".
Note on D49: Choose representative asset where multiple assets are concerned
Note on D72: Includes Network materials, hardware, software, fleet vehicles, building contruction & development for example
Note on D79: Includes Network materials, hardware, software, fleet vehicles, building contruction & development for example
Note on D86: Includes Network materials, hardware, software, fleet vehicles, building contruction & development for example
Note on D93: Includes Network materials, hardware, software, fleet vehicles, building contruction & development for example
Note on D100: Includes Network materials, hardware, software, fleet vehicles, building contruction & development for example
Note on F197: [Threaded comment] Your version of Excel allows you to read this threaded comment; however, any edits to it will get removed if the file is opened in a newer version of Excel. Learn more: https://go.microsoft.com/fwlink/?linkid=870924 Comment: Functionality superceded by the application of the EBSS split. Do not alter
Note on D222: Includes Network materials, hardware, software, fleet vehicles, building contruction & development for example
Note on D229: Includes Network materials, hardware, software, fleet vehicles, building contruction & development for example
Note on D236: Includes Network materials, hardware, software, fleet vehicles, building contruction & development for example
Note on D243: Includes Network materials, hardware, software, fleet vehicles, building contruction & development for example
Note on D250: Includes Network materials, hardware, software, fleet vehicles, building contruction & development for example
Note on D257: Includes Network materials, hardware, software, fleet vehicles, building contruction & development for example

## Output_charts
Ausgrid investment evaluation model
Output_charts
|  |  | Legend | Input | Calculation | Select | Internal | Assumptions | Instructions | Change in formula pattern
Error checks
[33 empty] | Ok | Total depreciation < Total capex excl land + Total future capex excl land
[33 empty] | Ok | All capex & future capex negative. Check if positive cash flow is correct
[33 empty] | Check | Checks all NPV table checks (Investment NPV perspective summary tables and tables behind graphs in NPV graphing)
|  |  |  | Shareholder | Customer |  | EBSS switch | CESS switch | [6 empty] | Switch | Last year |  |  |  | Switch
|  |  | WACC | Low | Low |  | TRUE | FALSE | [5 empty] | Use longest useful asset life valuation period | Off | End of model |  |  | Automatic STPIS EUE calculation | No
|  |  | Avg WACC | 3.44% | 3.44%
Summary for prioritisation
|  |  | IRR | IRR | IRR |  | VIR | VIR | Market NPV | Market NPV | Cust. NPV | Cust. NPV | Cust. NPV | Shar. NPV | Shar. NPV | Shar. NPV | Investment | Investment | Investment | Investment
|  |  | Market | Customer | Shareholder |  | w/ prob. | w/o prob. | w/ prob. | w/o prob. | Total | Probabilistic | Other | Total | Probabilistic | Other | Total | Capex | Future | Opex
|  |  | 4.402% | 5.415% | 3.892% |  | 0.093123 | -0.89458 | 1392877.5016 | -13380683.8513 | 973229.9118 | 14773561.3529 | -13800331.4411 | 419647.5898 | 0 | 419647.5898 | -14957447.7647 | -14550749.6162 | 0 | -406698.1485
Additional investment cost breakdown
|  |  | Investment breakdown over time | [5 empty] | FY22 | FY23 | FY24 | FY25 | FY26 | FY27 | FY28 | FY29 | FY30 | FY31 | FY32 | FY33 | FY34 | FY35 | FY36 | FY37 | FY38 | FY39 | FY40 | FY41 | FY42 | FY43 | FY44 | FY45 | FY46 | FY47 | FY48 | FY49 | FY50 | FY51 | FY52 | FY53 | FY54 | FY55 | FY56 | FY57 | FY58 | FY59 | FY60 | FY61 | FY62 | FY63 | FY64 | FY65 | FY66 | FY67 | FY68 | FY69 | FY70 | FY71 | FY72
|  |  | Capex cost excl Land |  |  |  |  | -17394343.7748 | 0 | 0 | 0 | -1728573.8053 | -2602825.7045 | -5217308.4689 | -4354322.8275 | -3491312.9686 | 0 | 0 | 0 | 0 | 0 | 0 | 0 | 0 | 0 | 0 | 0 | 0 | 0 | 0 | 0 | 0 | 0 | 0 | 0 | 0 | 0 | 0 | 0 | 0 | 0 | 0 | 0 | 0 | 0 | 0 | 0 | 0 | 0 | 0 | 0 | 0 | 0 | 0 | 0 | 0 | 0 | 0 | 0
|  |  | Direct labour |  |  |  |  | 0 | 0 | 0 | 0 | 0 | 0 | 0 | 0 | 0 | 0 | 0 | 0 | 0 | 0 | 0 | 0 | 0 | 0 | 0 | 0 | 0 | 0 | 0 | 0 | 0 | 0 | 0 | 0 | 0 | 0 | 0 | 0 | 0 | 0 | 0 | 0 | 0 | 0 | 0 | 0 | 0 | 0 | 0 | 0 | 0 | 0 | 0 | 0 | 0 | 0 | 0 | 0
|  |  | Materials |  |  |  |  | 0 | 0 | 0 | 0 | 0 | 0 | 0 | 0 | 0 | 0 | 0 | 0 | 0 | 0 | 0 | 0 | 0 | 0 | 0 | 0 | 0 | 0 | 0 | 0 | 0 | 0 | 0 | 0 | 0 | 0 | 0 | 0 | 0 | 0 | 0 | 0 | 0 | 0 | 0 | 0 | 0 | 0 | 0 | 0 | 0 | 0 | 0 | 0 | 0 | 0 | 0 | 0
|  |  | Contracted services |  |  |  |  | 0 | 0 | 0 | 0 | 0 | 0 | 0 | 0 | 0 | 0 | 0 | 0 | 0 | 0 | 0 | 0 | 0 | 0 | 0 | 0 | 0 | 0 | 0 | 0 | 0 | 0 | 0 | 0 | 0 | 0 | 0 | 0 | 0 | 0 | 0 | 0 | 0 | 0 | 0 | 0 | 0 | 0 | 0 | 0 | 0 | 0 | 0 | 0 | 0 | 0 | 0 | 0
|  |  | Indirect labour / overheads |  |  |  |  | 0 | 0 | 0 | 0 | 0 | 0 | 0 | 0 | 0 | 0 | 0 | 0 | 0 | 0 | 0 | 0 | 0 | 0 | 0 | 0 | 0 | 0 | 0 | 0 | 0 | 0 | 0 | 0 | 0 | 0 | 0 | 0 | 0 | 0 | 0 | 0 | 0 | 0 | 0 | 0 | 0 | 0 | 0 | 0 | 0 | 0 | 0 | 0 | 0 | 0 | 0 | 0
|  |  | Other |  |  |  |  | -17394343.7748 | 0 | 0 | 0 | -1728573.8053 | -2602825.7045 | -5217308.4689 | -4354322.8275 | -3491312.9686 | 0 | 0 | 0 | 0 | 0 | 0 | 0 | 0 | 0 | 0 | 0 | 0 | 0 | 0 | 0 | 0 | 0 | 0 | 0 | 0 | 0 | 0 | 0 | 0 | 0 | 0 | 0 | 0 | 0 | 0 | 0 | 0 | 0 | 0 | 0 | 0 | 0 | 0 | 0 | 0 | 0 | 0 | 0
|  |  | Contingency ($) |  |  |  |  | 0 | 0 | 0 | 0 | 0 | 0 | 0 | 0 | 0 | 0 | 0 | 0 | 0 | 0 | 0 | 0 | 0 | 0 | 0 | 0 | 0 | 0 | 0 | 0 | 0 | 0 | 0 | 0 | 0 | 0 | 0 | 0 | 0 | 0 | 0 | 0 | 0 | 0 | 0 | 0 | 0 | 0 | 0 | 0 | 0 | 0 | 0 | 0 | 0 | 0 | 0 | 0
|  |  | Contingency (% of total) |  |  |  |  | 0% | #DIV/0! | #DIV/0! | #DIV/0! | 0% | 0% | 0% | 0% | 0% | #DIV/0! | #DIV/0! | #DIV/0! | #DIV/0! | #DIV/0! | #DIV/0! | #DIV/0! | #DIV/0! | #DIV/0! | #DIV/0! | #DIV/0! | #DIV/0! | #DIV/0! | #DIV/0! | #DIV/0! | #DIV/0! | #DIV/0! | #DIV/0! | #DIV/0! | #DIV/0! | #DIV/0! | #DIV/0! | #DIV/0! | #DIV/0! | #DIV/0! | #DIV/0! | #DIV/0! | #DIV/0! | #DIV/0! | #DIV/0! | #DIV/0! | #DIV/0! | #DIV/0! | #DIV/0! | #DIV/0! | #DIV/0! | #DIV/0! | #DIV/0! | #DIV/0! | #DIV/0! | #DIV/0! | #DIV/0! | #DIV/0!
|  |  | Land Capex |  |  |  |  | 0 | 0 | 0 | 0 | 0 | 0 | 0 | 0 | 0 | 0 | 0 | 0 | 0 | 0 | 0 | 0 | 0 | 0 | 0 | 0 | 0 | 0 | 0 | 0 | 0 | 0 | 0 | 0 | 0 | 0 | 0 | 0 | 0 | 0 | 0 | 0 | 0 | 0 | 0 | 0 | 0 | 0 | 0 | 0 | 0 | 0 | 0 | 0 | 0 | 0 | 0 | 0
|  |  | Future capex cost excl Land |  |  |  |  | 0 | 0 | 0 | 0 | 0 | 0 | 0 | 0 | 0 | 0 | 0 | 0 | 0 | 0 | 0 | 0 | 0 | 0 | 0 | 0 | 0 | 0 | 0 | 0 | 0 | 0 | 0 | 0 | 0 | 0 | 0 | 0 | 0 | 0 | 0 | 0 | 0 | 0 | 0 | 0 | 0 | 0 | 0 | 0 | 0 | 0 | 0 | 0 | 0 | 0 | 0 | 0
|  |  | Future capex cost - Land |  |  |  |  | 0 | 0 | 0 | 0 | 0 | 0 | 0 | 0 | 0 | 0 | 0 | 0 | 0 | 0 | 0 | 0 | 0 | 0 | 0 | 0 | 0 | 0 | 0 | 0 | 0 | 0 | 0 | 0 | 0 | 0 | 0 | 0 | 0 | 0 | 0 | 0 | 0 | 0 | 0 | 0 | 0 | 0 | 0 | 0 | 0 | 0 | 0 | 0 | 0 | 0 | 0 | 0
|  |  | Opex investment |  |  |  |  | -3197922.9804 | 0 | 0 | 0 | 0 | -19381.3514 | -38762.7028 | -58144.0542 | -77525.4056 | -96906.757 | -116288.1084 | -135669.4598 | -155050.8112 | -174432.1626 | -193813.514 | -213194.8654 | -232576.2168 | -251957.5682 | -271338.9196 | -290720.2709 | -290720.2709 | -290720.2709 | -290720.2709 | 0 | 0 | 0 | 0 | 0 | 0 | 0 | 0 | 0 | 0 | 0 | 0 | 0 | 0 | 0 | 0 | 0 | 0 | 0 | 0 | 0 | 0 | 0 | 0 | 0 | 0 | 0 | 0 | 0
|  |  | Total investment |  |  |  |  | -20592266.7552 | 0 | 0 | 0 | -1728573.8053 | -2622207.0559 | -5256071.1717 | -4412466.8817 | -3568838.3742 | -96906.757 | -116288.1084 | -135669.4598 | -155050.8112 | -174432.1626 | -193813.514 | -213194.8654 | -232576.2168 | -251957.5682 | -271338.9196 | -290720.2709 | -290720.2709 | -290720.2709 | -290720.2709 | 0 | 0 | 0 | 0 | 0 | 0 | 0 | 0 | 0 | 0 | 0 | 0 | 0 | 0 | 0 | 0 | 0 | 0 | 0 | 0 | 0 | 0 | 0 | 0 | 0 | 0 | 0 | 0 | 0
Investment NPV perspective summary tables
[9 empty] | DUOS | Incentive schemes | Construction EUE risk | Societal benefits | Unregulated revenue (incl SAG) | Capex benefits | Investment opex |  | Customer NPV |  | NPV Check
|  |  | Customer perspective |  |  |  | $ million |  | FY22: -14.6653; FY23: -0.48132; FY24: 0; FY25: 14.7736; FY26: 0; FY27: 0; FY28: 1.3463; FY30: 0.97323; FY32: Ok
[9 empty] | Capex | Land | Future capex | Investment opex | Regulatory revenue | Incentive schemes | Unregulated revenue (incl SAG) | Societal benefits | Shareholder NPV |  | NPV Check
|  |  | Shareholder perspective |  |  |  | $ million |  | FY22: -14.5507; FY23: 0; FY24: 0; FY25: 0.44942; FY26: -0.4067; FY27: 0.26236; FY28: 0; FY29: 0; FY30: -14.2457; FY32: Check
NPV graphing
[38 empty] | Notes: | Where rise and fall labels return #N/A, this is formula driven and is not a model calculation error
Values have been divided by 1,000,000 to convert into $ millions
If adding/editing waterfall data/categories, be careful to ensure data labels are correct as these are hard coded and may need to be relinked if additional rows are inserted
To change graph x-axis labels, edit content in column AH (highlighted in yellow - inputs)
[38 empty] | Shareholder NPV |  |  | Data for bridge bar chart - do not alter
[38 empty] | $ | Calc | Cum | Bridge | Base above 0 | Rise above 0 | Fall Above 0 | Rise below 0 | Fall Below 0 | Rise labels | Fall labels
[38 empty] | Capex | -14.5507 | -14.5507 |  |  | 0 |  |  | -14.5507 | #N/A | -14.5507
[38 empty] | Future capex | 0 | -14.5507 |  | -14.5507 | 0 | 0 | 0 | 0 | -14.5507 | #N/A
[38 empty] | Capex benefits | 0.44942 | -14.1013 |  | -14.1013 | 0 | 0 | -0.44942 | 0 | -14.1013 | #N/A
[38 empty] | Investment opex | -0.4067 | -14.508 |  | -14.1013 | 0 | 0 | 0 | -0.4067 | #N/A | -14.508
[38 empty] | Regulatory revenue | 14.6653 | 0.15729 |  | 0 | 0.15729 | 0 | -14.508 | 0 | 0.15729 | #N/A
[38 empty] | DUOS | 0 | 0.15729 |  | 0.15729 | 0 | 0 | 0 | 0 | 0.15729 | #N/A
[38 empty] | STPIS | 0 | 0.15729 |  | 0.15729 | 0 | 0 | 0 | 0 | 0.15729 | #N/A
[38 empty] | EBSS | 0.26236 | 0.41965 |  | 0.15729 | 0.26236 | 0 | 0 | 0 | 0.41965 | #N/A
[38 empty] | CESS | 0 | 0.41965 |  | 0.41965 | 0 | 0 | 0 | 0 | 0.41965 | #N/A
[38 empty] | DMIS | 0 | 0.41965 |  | 0.41965 | 0 | 0 | 0 | 0 | 0.41965 | #N/A
[38 empty] | Unregulated revenue | 0 | 0.41965 |  | 0.41965 | 0 | 0 | 0 | 0 | 0.41965 | #N/A
[38 empty] | Cash cost & benefit NPV | 0.41965 | 0.41965 | 0.41965 | [5 empty] | 0.41965 | #N/A
[38 empty] | Safety risk | 0 | 0.41965 |  | 0.41965 | 0 | 0 | 0 | 0 | 0.41965 | #N/A
[38 empty] | Fire risk | 0 | 0.41965 |  | 0.41965 | 0 | 0 | 0 | 0 | 0.41965 | #N/A
[38 empty] | Environment risk | 0 | 0.41965 |  | 0.41965 | 0 | 0 | 0 | 0 | 0.41965 | #N/A
[38 empty] | Network asset failure EUE | 0 | 0.41965 |  | 0.41965 | 0 | 0 | 0 | 0 | 0.41965 | #N/A
[38 empty] | Reactive replacement cost | 0 | 0.41965 |  | 0.41965 | 0 | 0 | 0 | 0 | 0.41965 | #N/A
[38 empty] | 3rd party property damage risk | 0 | 0.41965 |  | 0.41965 | 0 | 0 | 0 | 0 | 0.41965 | #N/A
[38 empty] | Construction EUE risk | 0 | 0.41965 |  | 0.41965 | 0 | 0 | 0 | 0 | 0.41965 | #N/A
[38 empty] | Carbon emissions | 0 | 0.41965 |  | 0.41965 | 0 | 0 | 0 | 0 | 0.41965 | #N/A
[38 empty] | Protective security risk | 0 | 0.41965 |  | 0.41965 | 0 | 0 | 0 | 0 | 0.41965 | #N/A
[38 empty] | ICT/OT hardware or software failure risk | 0 | 0.41965 |  | 0.41965 | 0 | 0 | 0 | 0 | 0.41965 | #N/A
[38 empty] | Employee engagement | 0 | 0.41965 |  | 0.41965 | 0 | 0 | 0 | 0 | 0.41965 | #N/A
[38 empty] | Customer value | 0 | 0.41965 |  | 0.41965 | 0 | 0 | 0 | 0 | 0.41965 | #N/A
[38 empty] | Total shareholder NPV | 0.41965 | 0.41965 | 0.41965 | [5 empty] | 0.41965 | #N/A
[38 empty] | NPV Check: | Ok | [7 empty] | Scale adjustment for labels (default: zero) ----> | 0
[47 empty] | Suggested scale adjustment (estimate only) ---> | 0.5
[38 empty] | Notes: | Where rise and fall labels return #N/A, this is formula driven and is not a model calculation error
Values have been divided by 1,000,000 to convert into $ millions
If adding/editing waterfall data/categories, be careful to ensure data labels are correct as these are hard coded and may need to be relinked if additional rows are inserted
To change graph x-axis labels, edit content in column AH (highlighted in yellow - inputs)
[38 empty] | Customer NPV |  |  | Data for bridge bar chart - do not alter
[38 empty] | $ | Calc | Cum | Bridge | Base above 0 | Rise above 0 | Fall Above 0 | Rise below 0 | Fall Below 0 | Rise labels | Fall labels
[38 empty] | Capex | 0 | 0 |  |  | 0 |  |  | 0 | 0 | #N/A
[38 empty] | Future capex | 0 | 0 |  | 0 | 0 | 0 | 0 | 0 | 0 | #N/A
[38 empty] | Capex benefits | 1.0486 | 1.0486 |  | 0 | 1.0486 | 0 | 0 | 0 | 1.0486 | #N/A
[38 empty] | Investment opex | -1.53 | -0.48132 |  | 0 | 0 | 1.0486 | 0 | -0.48132 | #N/A | -0.48132
[38 empty] | Regulatory revenue | 0 | -0.48132 |  | -0.48132 | 0 | 0 | 0 | 0 | -0.48132 | #N/A |  | Mapping naming
[38 empty] | DUOS | -14.6653 | -15.1466 |  | -0.48132 | 0 | 0 | 0 | -14.6653 | #N/A | -15.1466 |  | Regulatory revenue
[38 empty] | STPIS | 0 | -15.1466 |  | -15.1466 | 0 | 0 | 0 | 0 | -15.1466 | #N/A
[38 empty] | EBSS | 1.3463 | -13.8003 |  | -13.8003 | 0 | 0 | -1.3463 | 0 | -13.8003 | #N/A
[38 empty] | CESS | 0 | -13.8003 |  | -13.8003 | 0 | 0 | 0 | 0 | -13.8003 | #N/A
[38 empty] | DMIS | 0 | -13.8003 |  | -13.8003 | 0 | 0 | 0 | 0 | -13.8003 | #N/A
[38 empty] | Unregulated revenue | 0 | -13.8003 |  | -13.8003 | 0 | 0 | 0 | 0 | -13.8003 | #N/A
[38 empty] | Cash cost & benefit NPV | -13.8003 | -13.8003 | -13.8003 | [5 empty] | #N/A | -13.8003
[38 empty] | Safety risk | 2.7318 | -11.0685 |  | -11.0685 | 0 | 0 | -2.7318 | 0 | -11.0685 | #N/A
[38 empty] | Fire risk | 0 | -11.0685 |  | -11.0685 | 0 | 0 | 0 | 0 | -11.0685 | #N/A
[38 empty] | Environment risk | 0 | -11.0685 |  | -11.0685 | 0 | 0 | 0 | 0 | -11.0685 | #N/A
[38 empty] | Network asset failure EUE | 10.2711 | -0.79745 |  | -0.79745 | 0 | 0 | -10.2711 | 0 | -0.79745 | #N/A
[38 empty] | Reactive replacement cost | 0 | -0.79745 |  | -0.79745 | 0 | 0 | 0 | 0 | -0.79745 | #N/A
[38 empty] | 3rd party property damage risk | 0 | -0.79745 |  | -0.79745 | 0 | 0 | 0 | 0 | -0.79745 | #N/A
[38 empty] | Construction EUE risk | 0 | -0.79745 |  | -0.79745 | 0 | 0 | 0 | 0 | -0.79745 | #N/A
[38 empty] | Carbon emissions | 1.7707 | 0.97323 |  | 0 | 0.97323 | 0 | -0.79745 | 0 | 0.97323 | #N/A
[38 empty] | Protective security risk | 0 | 0.97323 |  | 0.97323 | 0 | 0 | 0 | 0 | 0.97323 | #N/A
[38 empty] | ICT/OT hardware or software failure risk | 0 | 0.97323 |  | 0.97323 | 0 | 0 | 0 | 0 | 0.97323 | #N/A
[38 empty] | Employee engagement | 0 | 0.97323 |  | 0.97323 | 0 | 0 | 0 | 0 | 0.97323 | #N/A
[38 empty] | Customer value | 0 | 0.97323 |  | 0.97323 | 0 | 0 | 0 | 0 | 0.97323 | #N/A
[38 empty] | Total customer NPV | 0.97323 | 0.97323 | 0.97323 | [5 empty] | 0.97323 | #N/A
[38 empty] | NPV Check: | Ok | [7 empty] | Scale adjustment for labels (default: zero) ----> | 0
[47 empty] | Suggested scale adjustment (estimate only) ---> | 0.5
[38 empty] | Notes: | Where rise and fall labels return #N/A, this is formula driven and is not a model calculation error
Values have been divided by 1,000,000 to convert into $ millions
If adding/editing waterfall data/categories, be careful to ensure data labels are correct as these are hard coded and may need to be relinked if additional rows are inserted
To change graph x-axis labels, edit content in column AH (highlighted in yellow - inputs)
[38 empty] | Market NPV |  |  | Data for bridge bar chart - do not alter
[38 empty] | $ | Calc | Cum | Bridge | Base above 0 | Rise above 0 | Fall Above 0 | Rise below 0 | Fall Below 0 | Rise labels | Fall labels
[38 empty] | Capex | -14.5507 | -14.5507 |  |  | 0 |  |  | -14.5507 | #N/A | -14.5507
[38 empty] | Future capex | 0 | -14.5507 |  | -14.5507 | 0 | 0 | 0 | 0 | -14.5507 | #N/A
[38 empty] | Capex benefits | 1.4981 | -13.0527 |  | -13.0527 | 0 | 0 | -1.4981 | 0 | -13.0527 | #N/A
[38 empty] | Investment opex | -1.9367 | -14.9893 |  | -13.0527 | 0 | 0 | 0 | -1.9367 | #N/A | -14.9893
[38 empty] | Regulatory revenue | 14.6653 | -0.32403 |  | -0.32403 | 0 | 0 | -14.6653 | 0 | -0.32403 | #N/A
[38 empty] | DUOS | -14.6653 | -14.9893 |  | -0.32403 | 0 | 0 | 0 | -14.6653 | #N/A | -14.9893
[38 empty] | STPIS | 0 | -14.9893 |  | -14.9893 | 0 | 0 | 0 | 0 | -14.9893 | #N/A
[38 empty] | EBSS | 1.6087 | -13.3807 |  | -13.3807 | 0 | 0 | -1.6087 | 0 | -13.3807 | #N/A
[38 empty] | CESS | 0 | -13.3807 |  | -13.3807 | 0 | 0 | 0 | 0 | -13.3807 | #N/A
[38 empty] | DMIS | 0 | -13.3807 |  | -13.3807 | 0 | 0 | 0 | 0 | -13.3807 | #N/A
[38 empty] | Unregulated revenue | 0 | -13.3807 |  | -13.3807 | 0 | 0 | 0 | 0 | -13.3807 | #N/A
[38 empty] | Cash cost & benefit NPV | -13.3807 | -13.3807 | -13.3807 | [5 empty] | #N/A | -13.3807
[38 empty] | Safety risk | 2.7318 | -10.6489 |  | -10.6489 | 0 | 0 | -2.7318 | 0 | -10.6489 | #N/A
[38 empty] | Fire risk | 0 | -10.6489 |  | -10.6489 | 0 | 0 | 0 | 0 | -10.6489 | #N/A
[38 empty] | Environment risk | 0 | -10.6489 |  | -10.6489 | 0 | 0 | 0 | 0 | -10.6489 | #N/A
[38 empty] | Network asset failure EUE | 10.2711 | -0.3778 |  | -0.3778 | 0 | 0 | -10.2711 | 0 | -0.3778 | #N/A
[38 empty] | Reactive replacement cost | 0 | -0.3778 |  | -0.3778 | 0 | 0 | 0 | 0 | -0.3778 | #N/A
[38 empty] | 3rd party property damage risk | 0 | -0.3778 |  | -0.3778 | 0 | 0 | 0 | 0 | -0.3778 | #N/A
[38 empty] | Construction EUE risk | 0 | -0.3778 |  | -0.3778 | 0 | 0 | 0 | 0 | -0.3778 | #N/A
[38 empty] | Carbon emissions | 1.7707 | 1.3929 |  | 0 | 1.3929 | 0 | -0.3778 | 0 | 1.3929 | #N/A
[38 empty] | Protective security risk | 0 | 1.3929 |  | 1.3929 | 0 | 0 | 0 | 0 | 1.3929 | #N/A
[38 empty] | ICT/OT hardware or software failure risk | 0 | 1.3929 |  | 1.3929 | 0 | 0 | 0 | 0 | 1.3929 | #N/A
[38 empty] | Employee engagement | 0 | 1.3929 |  | 1.3929 | 0 | 0 | 0 | 0 | 1.3929 | #N/A
[38 empty] | Customer value | 0 | 1.3929 |  | 1.3929 | 0 | 0 | 0 | 0 | 1.3929 | #N/A
[38 empty] | Total market NPV | 1.3929 | 1.3929 | 1.3929 | [5 empty] | 1.3929 | #N/A
[38 empty] | NPV Check: | Ok | [7 empty] | Scale adjustment for labels (default: zero) ----> | 0
[47 empty] | Suggested scale adjustment (estimate only) ---> | 0.5
[38 empty] | Notes: | Where rise and fall labels return #N/A, this is formula driven and is not a model calculation error
Values have been divided by 1,000,000 to convert into $ millions
If adding/editing waterfall data/categories, be careful to ensure data labels are correct as these are hard coded and may need to be relinked if additional rows are inserted
To change graph x-axis labels, edit content in column AH (highlighted in yellow - inputs)
[33 empty] | Chart labels |  |  |  |  | Shareholder NPV |  |  | Data for bridge bar chart - do not alter
[38 empty] | $ | Calc | Cum | Bridge | Base above 0 | Rise above 0 | Fall Above 0 | Rise below 0 | Fall Below 0 | Rise labels | Fall labels
[33 empty] | Capex |  |  |  |  | Capex | -14.5507 | -14.5507 |  |  | 0 |  |  | -14.5507 | #N/A | -14.5507
[33 empty] | Regulatory revenue |  |  |  |  | Regulatory revenue | 14.6653 | 0.11457 |  | 0 | 0.11457 | 0 | -14.5507 | 0 | 0.11457 | #N/A
[33 empty] | Capex benefits |  |  |  |  | Capex benefits | 0.44942 | 0.56399 |  | 0.11457 | 0.44942 | 0 | 0 | 0 | 0.56399 | #N/A
[33 empty] | Development opex |  |  |  |  | Investment opex | -0.4067 | 0.15729 |  | 0.15729 | 0 | 0.4067 | 0 | 0 | #N/A | 0.15729
[33 empty] | Opex |  |  |  |  | EBSS | 0.26236 | 0.41965 |  | 0.15729 | 0.26236 | 0 | 0 | 0 | 0.41965 | #N/A
[33 empty] | STPIS |  |  |  |  | STPIS | 0 | 0.41965 |  | 0.41965 | 0 | 0 | 0 | 0 | 0.41965 | #N/A
[33 empty] | Other incentives |  |  |  |  | Other incentives (CESS, DMIS) | 0 | 0.41965 |  | 0.41965 | 0 | 0 | 0 | 0 | 0.41965 | #N/A
[33 empty] | Unregulated revenue |  |  |  |  | Unregulated revenue | 0 | 0.41965 |  | 0.41965 | 0 | 0 | 0 | 0 | 0.41965 | #N/A
[33 empty] | Cash NPV |  |  |  |  | Cash NPV | 0.41965 | 0.41965 | 0.41965 | [5 empty] | 0.41965 | #N/A
[33 empty] | Probabilistic benefits |  |  |  |  | Probabilistic benefits | 0 | 0.41965 |  | 0.41965 | 0 | 0 | 0 | 0 | 0.41965 | #N/A
[33 empty] | Total Shareholder |  |  |  |  | Total Shareholder | 0.41965 | 0.41965 | 0.41965 | [5 empty] | 0.41965 | #N/A
[38 empty] | NPV Check: | Ok | [7 empty] | Scale adjustment for labels (default: zero) ----> | 0
[47 empty] | Suggested scale adjustment (estimate only) ---> | 0.5
[38 empty] | Notes: | Where rise and fall labels return #N/A, this is formula driven and is not a model calculation error
Values have been divided by 1,000,000 to convert into $ millions
If adding/editing waterfall data/categories, be careful to ensure data labels are correct as these are hard coded and may need to be relinked if additional rows are inserted
To change graph x-axis labels, edit content in column AH (highlighted in yellow - inputs)
[33 empty] | Chart labels |  |  |  |  | Customer NPV |  |  | Data for bridge bar chart - do not alter
[38 empty] | $ | Calc | Cum | Bridge | Base above 0 | Rise above 0 | Fall Above 0 | Rise below 0 | Fall Below 0 | Rise labels | Fall labels
[33 empty] | DUOS |  |  |  |  | DUOS | -14.6653 | -14.6653 |  |  | 0 |  |  | -14.6653 | #N/A | -14.6653
[33 empty] | Capex benefits |  |  |  |  | Capex benefits (CESS) | 1.0486 | -13.6167 |  | -13.6167 | 0 | 0 | -1.0486 | 0 | -13.6167 | #N/A
[33 empty] | Development opex |  |  |  |  | Development opex | -1.53 | -15.1466 |  | -13.6167 | 0 | 0 | 0 | -1.53 | #N/A | -15.1466
[33 empty] | Opex |  |  |  |  | Opex (EBSS) | 1.3463 | -13.8003 |  | -13.8003 | 0 | 0 | -1.3463 | 0 | -13.8003 | #N/A
[33 empty] | STPIS |  |  |  |  | STPIS | 0 | -13.8003 |  | -13.8003 | 0 | 0 | 0 | 0 | -13.8003 | #N/A
[33 empty] | Other costs |  |  |  |  | Other cost impacts | 0 | -13.8003 |  | -13.8003 | 0 | 0 | 0 | 0 | -13.8003 | #N/A
[33 empty] | Unreg revenue |  |  |  |  | Unregulated revenue | 0 | -13.8003 |  | -13.8003 | 0 | 0 | 0 | 0 | -13.8003 | #N/A
[33 empty] | Cash NPV |  |  |  |  | Cash NPV | -13.8003 | -13.8003 | -13.8003 | [5 empty] | #N/A | -13.8003
[33 empty] | Probabilistic benefits |  |  |  |  | Probabilistic benefits | 14.7736 | 0.97323 |  | 0 | 0.97323 | 0 | -13.8003 | 0 | 0.97323 | #N/A
[33 empty] | Total customer NPV |  |  |  |  | Total customer NPV | 0.97323 | 0.97323 | 0.97323 | [5 empty] | 0.97323 | #N/A
[38 empty] | NPV Check: | Ok | [7 empty] | Scale adjustment for labels (default: zero) ----> | 0
[47 empty] | Suggested scale adjustment (estimate only) ---> | 0.5
[38 empty] | Notes: | Where rise and fall labels return #N/A, this is formula driven and is not a model calculation error
Values have been divided by 1,000,000 to convert into $ millions
If adding/editing waterfall data/categories, be careful to ensure data labels are correct as these are hard coded and may need to be relinked if additional rows are inserted
To change graph x-axis labels, edit content in column AH (highlighted in yellow - inputs)
[33 empty] | Chart labels |  |  |  |  | Market NPV |  |  | Data for bridge bar chart - do not alter
[38 empty] | $ | Calc | Cum | Bridge | Base above 0 | Rise above 0 | Fall Above 0 | Rise below 0 | Fall Below 0 | Rise labels | Fall labels
[33 empty] | Capex |  |  |  |  | Capex | -14.5507 | -14.5507 |  |  | 0 |  |  | -14.5507 | #N/A | -14.5507
[33 empty] | Regulatory revenue |  |  |  |  | Regulatory revenue | 14.6653 | 0.11457 |  | 0 | 0.11457 | 0 | -14.5507 | 0 | 0.11457 | #N/A
[33 empty] | DUOS |  |  |  |  | DUOS | -14.6653 | -14.5507 |  | 0 | 0 | 0.11457 | 0 | -14.5507 | #N/A | -14.5507
[33 empty] | Capex benefits |  |  |  |  | Capex benefits (CESS) | 1.4981 | -13.0527 |  | -13.0527 | 0 | 0 | -1.4981 | 0 | -13.0527 | #N/A
[33 empty] | Development opex |  |  |  |  | Development opex | -1.9367 | -14.9893 |  | -13.0527 | 0 | 0 | 0 | -1.9367 | #N/A | -14.9893
[33 empty] | Opex |  |  |  |  | Opex (EBSS) | 1.6087 | -13.3807 |  | -13.3807 | 0 | 0 | -1.6087 | 0 | -13.3807 | #N/A
[33 empty] | STPIS |  |  |  |  | STPIS | 0 | -13.3807 |  | -13.3807 | 0 | 0 | 0 | 0 | -13.3807 | #N/A
[33 empty] | Other incentives |  |  |  |  | Other incentives | 0 | -13.3807 |  | -13.3807 | 0 | 0 | 0 | 0 | -13.3807 | #N/A
[33 empty] | Unreg revenue |  |  |  |  | Unregulated revenue | 0 | -13.3807 |  | -13.3807 | 0 | 0 | 0 | 0 | -13.3807 | #N/A
[33 empty] | Cash NPV |  |  |  |  | Cash NPV | -13.3807 | -13.3807 | -13.3807 | [5 empty] | #N/A | -13.3807
[33 empty] | Probabilistic benefits |  |  |  |  | Probabilistic benefits | 14.7736 | 1.3929 |  | 0 | 1.3929 | 0 | -13.3807 | 0 | 1.3929 | #N/A
[33 empty] | Total market NPV |  |  |  |  | Total market NPV | 1.3929 | 1.3929 | 1.3929 | [5 empty] | 1.3929 | #N/A
[38 empty] | NPV Check: | Ok | [7 empty] | Scale adjustment for labels (default: zero) ----> | 0
[47 empty] | Suggested scale adjustment (estimate only) ---> | 0.5
Deferral graph
[26 empty] | Mapping |  |  | Benefit/cost |  |  | FY22 | FY23 | FY24 | FY25 | FY26 | FY27 | FY28 | FY29 | FY30 | FY31 | FY32 | FY33 | FY34 | FY35 | FY36 | FY37 | FY38 | FY39 | FY40 | FY41 | FY42 | FY43 | FY44 | FY45 | FY46 | FY47 | FY48 | FY49 | FY50 | FY51 | FY52 | FY53 | FY54 | FY55 | FY56 | FY57 | FY58 | FY59 | FY60 | FY61 | FY62 | FY63 | FY64 | FY65 | FY66 | FY67 | FY68 | FY69 | FY70 | FY71 | FY72
[29 empty] | Reduced safety risk |  |  | 0 | 0 | 0 | 0 | 27339.0097 | 54678.0194 | 82017.0292 | 109356.0389 | 136695.0486 | 164034.0583 | 191373.0681 | 218712.0778 | 246051.0875 | 273390.0972 | 300729.1069 | 328068.1167 | 355407.1264 | 382746.1361 | 410085.1458 | 410085.1458 | 410085.1458 | 410085.1458 | 0 | 0 | 0 | 0 | 0 | 0 | 0 | 0 | 0 | 0 | 0 | 0 | 0 | 0 | 0 | 0 | 0 | 0 | 0 | 0 | 0 | 0 | 0 | 0 | 0 | 0 | 0 | 0 | 0
[29 empty] | Reduced reactive replacement risk |  |  | 0 | 0 | 0 | 0 | 0 | 0 | 0 | 0 | 0 | 0 | 0 | 0 | 0 | 0 | 0 | 0 | 0 | 0 | 0 | 0 | 0 | 0 | 0 | 0 | 0 | 0 | 0 | 0 | 0 | 0 | 0 | 0 | 0 | 0 | 0 | 0 | 0 | 0 | 0 | 0 | 0 | 0 | 0 | 0 | 0 | 0 | 0 | 0 | 0 | 0 | 0
[29 empty] | Reduced other risk |  |  | 0 | 0 | 0 | 0 | 17720.2956 | 35440.5912 | 53160.8869 | 70881.1825 | 88601.4781 | 106321.7738 | 124042.0694 | 141762.365 | 159482.6606 | 177202.9562 | 194923.2519 | 212643.5475 | 230363.8431 | 248084.1388 | 265804.4344 | 265804.4344 | 265804.4344 | 265804.4344 | 0 | 0 | 0 | 0 | 0 | 0 | 0 | 0 | 0 | 0 | 0 | 0 | 0 | 0 | 0 | 0 | 0 | 0 | 0 | 0 | 0 | 0 | 0 | 0 | 0 | 0 | 0 | 0 | 0
[29 empty] | Reduce network asset failure EUE |  |  | 0 | 0 | 0 | 0 | 102789.0014 | 205578.0029 | 308367.0043 | 411156.0058 | 513945.0072 | 616734.0086 | 719523.0101 | 822312.0115 | 925101.0129 | 1027890.0144 | 1130679.0158 | 1233468.0173 | 1336257.0187 | 1439046.0201 | 1541835.0216 | 1541835.0216 | 1541835.0216 | 1541835.0216 | 0 | 0 | 0 | 0 | 0 | 0 | 0 | 0 | 0 | 0 | 0 | 0 | 0 | 0 | 0 | 0 | 0 | 0 | 0 | 0 | 0 | 0 | 0 | 0 | 0 | 0 | 0 | 0 | 0
[26 empty] | Total | [5 empty] | 0 | 0 | 0 | 0 | 147848.3068 | 295696.6136 | 443544.9204 | 591393.2271 | 739241.5339 | 887089.8407 | 1034938.1475 | 1182786.4543 | 1330634.7611 | 1478483.0678 | 1626331.3746 | 1774179.6814 | 1922027.9882 | 2069876.295 | 2217724.6018 | 2217724.6018 | 2217724.6018 | 2217724.6018 | 0 | 0 | 0 | 0 | 0 | 0 | 0 | 0 | 0 | 0 | 0 | 0 | 0 | 0 | 0 | 0 | 0 | 0 | 0 | 0 | 0 | 0 | 0 | 0 | 0 | 0 | 0 | 0 | 0
[26 empty] | Shareholder WACC | [5 empty] | 0% | 0% | 3.44% | 3.44% | 3.44% | 3.44% | 3.44% | 3.44% | 3.44% | 3.44% | 3.44% | 3.44% | 3.44% | 3.44% | 3.44% | 3.44% | 3.44% | 3.44% | 3.44% | 3.44% | 3.44% | 3.44% | 3.44% | 3.44% | 3.44% | 3.44% | 3.44% | 3.44% | 3.44% | 3.44% | 3.44% | 3.44% | 3.44% | 3.44% | 3.44% | 3.44% | 3.44% | 3.44% | 3.44% | 3.44% | 3.44% | 3.44% | 3.44% | 3.44% | 3.44% | 3.44% | 3.44% | 3.44% | 3.44% | 3.44% | 3.44%
[26 empty] | Annualised deferral benefit |  |  | Annualised deferral benefit |  |  | 0 | 0 | 497424.7903 | 497424.7903 | 497424.7903 | 497424.7903 | 497424.7903 | 497424.7903 | 497424.7903 | 497424.7903 | 497424.7903 | 497424.7903 | 497424.7903 | 497424.7903 | 497424.7903 | 497424.7903 | 497424.7903 | 497424.7903 | 497424.7903 | 497424.7903 | 497424.7903 | 497424.7903 | 497424.7903 | 497424.7903 | 497424.7903 | 497424.7903 | 497424.7903 | 497424.7903 | 497424.7903 | 497424.7903 | 497424.7903 | 497424.7903 | 497424.7903 | 497424.7903 | 497424.7903 | 497424.7903 | 497424.7903 | 497424.7903 | 497424.7903 | 497424.7903 | 497424.7903 | 497424.7903 | 497424.7903 | 497424.7903 | 497424.7903 | 497424.7903 | 497424.7903 | 497424.7903 | 497424.7903 | 497424.7903 | 497424.7903
[26 empty] | Safety risk |  |  | Reduced safety risk |  |  | 0 | 0 | 0 | 0 | 27339.0097 | 54678.0194 | 82017.0292 | 109356.0389 | 136695.0486 | 164034.0583 | 191373.0681 | 218712.0778 | 246051.0875 | 273390.0972 | 300729.1069 | 328068.1167 | 355407.1264 | 382746.1361 | 410085.1458 | 410085.1458 | 410085.1458 | 410085.1458 | 0 | 0 | 0 | 0 | 0 | 0 | 0 | 0 | 0 | 0 | 0 | 0 | 0 | 0 | 0 | 0 | 0 | 0 | 0 | 0 | 0 | 0 | 0 | 0 | 0 | 0 | 0 | 0 | 0
[26 empty] | Fire risk |  |  | Reduced other risk |  |  | 0 | 0 | 0 | 0 | 0 | 0 | 0 | 0 | 0 | 0 | 0 | 0 | 0 | 0 | 0 | 0 | 0 | 0 | 0 | 0 | 0 | 0 | 0 | 0 | 0 | 0 | 0 | 0 | 0 | 0 | 0 | 0 | 0 | 0 | 0 | 0 | 0 | 0 | 0 | 0 | 0 | 0 | 0 | 0 | 0 | 0 | 0 | 0 | 0 | 0 | 0
[26 empty] | Environment risk |  |  | Reduced other risk |  |  | 0 | 0 | 0 | 0 | 0 | 0 | 0 | 0 | 0 | 0 | 0 | 0 | 0 | 0 | 0 | 0 | 0 | 0 | 0 | 0 | 0 | 0 | 0 | 0 | 0 | 0 | 0 | 0 | 0 | 0 | 0 | 0 | 0 | 0 | 0 | 0 | 0 | 0 | 0 | 0 | 0 | 0 | 0 | 0 | 0 | 0 | 0 | 0 | 0 | 0 | 0
[26 empty] | Network asset failure EUE |  |  | Reduce network asset failure EUE |  |  | 0 | 0 | 0 | 0 | 102789.0014 | 205578.0029 | 308367.0043 | 411156.0058 | 513945.0072 | 616734.0086 | 719523.0101 | 822312.0115 | 925101.0129 | 1027890.0144 | 1130679.0158 | 1233468.0173 | 1336257.0187 | 1439046.0201 | 1541835.0216 | 1541835.0216 | 1541835.0216 | 1541835.0216 | 0 | 0 | 0 | 0 | 0 | 0 | 0 | 0 | 0 | 0 | 0 | 0 | 0 | 0 | 0 | 0 | 0 | 0 | 0 | 0 | 0 | 0 | 0 | 0 | 0 | 0 | 0 | 0 | 0
[26 empty] | Reactive replacement cost |  |  | Reduced reactive replacement risk |  |  | 0 | 0 | 0 | 0 | 0 | 0 | 0 | 0 | 0 | 0 | 0 | 0 | 0 | 0 | 0 | 0 | 0 | 0 | 0 | 0 | 0 | 0 | 0 | 0 | 0 | 0 | 0 | 0 | 0 | 0 | 0 | 0 | 0 | 0 | 0 | 0 | 0 | 0 | 0 | 0 | 0 | 0 | 0 | 0 | 0 | 0 | 0 | 0 | 0 | 0 | 0
[26 empty] | 3rd party property damage risk |  |  | Reduced other risk |  |  | 0 | 0 | 0 | 0 | 0 | 0 | 0 | 0 | 0 | 0 | 0 | 0 | 0 | 0 | 0 | 0 | 0 | 0 | 0 | 0 | 0 | 0 | 0 | 0 | 0 | 0 | 0 | 0 | 0 | 0 | 0 | 0 | 0 | 0 | 0 | 0 | 0 | 0 | 0 | 0 | 0 | 0 | 0 | 0 | 0 | 0 | 0 | 0 | 0 | 0 | 0
[26 empty] | Construction EUE risk |  |  | Reduced other risk |  |  | 0 | 0 | 0 | 0 | 0 | 0 | 0 | 0 | 0 | 0 | 0 | 0 | 0 | 0 | 0 | 0 | 0 | 0 | 0 | 0 | 0 | 0 | 0 | 0 | 0 | 0 | 0 | 0 | 0 | 0 | 0 | 0 | 0 | 0 | 0 | 0 | 0 | 0 | 0 | 0 | 0 | 0 | 0 | 0 | 0 | 0 | 0 | 0 | 0 | 0 | 0
[26 empty] | Carbon emissions |  |  | Reduced other risk |  |  | 0 | 0 | 0 | 0 | 17720.2956 | 35440.5912 | 53160.8869 | 70881.1825 | 88601.4781 | 106321.7738 | 124042.0694 | 141762.365 | 159482.6606 | 177202.9562 | 194923.2519 | 212643.5475 | 230363.8431 | 248084.1388 | 265804.4344 | 265804.4344 | 265804.4344 | 265804.4344 | 0 | 0 | 0 | 0 | 0 | 0 | 0 | 0 | 0 | 0 | 0 | 0 | 0 | 0 | 0 | 0 | 0 | 0 | 0 | 0 | 0 | 0 | 0 | 0 | 0 | 0 | 0 | 0 | 0
[26 empty] | Protective security risk |  |  | Reduced other risk |  |  | 0 | 0 | 0 | 0 | 0 | 0 | 0 | 0 | 0 | 0 | 0 | 0 | 0 | 0 | 0 | 0 | 0 | 0 | 0 | 0 | 0 | 0 | 0 | 0 | 0 | 0 | 0 | 0 | 0 | 0 | 0 | 0 | 0 | 0 | 0 | 0 | 0 | 0 | 0 | 0 | 0 | 0 | 0 | 0 | 0 | 0 | 0 | 0 | 0 | 0 | 0
[26 empty] | ICT/OT hardware or software failure risk |  |  | Reduced other risk |  |  | 0 | 0 | 0 | 0 | 0 | 0 | 0 | 0 | 0 | 0 | 0 | 0 | 0 | 0 | 0 | 0 | 0 | 0 | 0 | 0 | 0 | 0 | 0 | 0 | 0 | 0 | 0 | 0 | 0 | 0 | 0 | 0 | 0 | 0 | 0 | 0 | 0 | 0 | 0 | 0 | 0 | 0 | 0 | 0 | 0 | 0 | 0 | 0 | 0 | 0 | 0
[26 empty] | Employee engagement |  |  | Reduced other risk |  |  | 0 | 0 | 0 | 0 | 0 | 0 | 0 | 0 | 0 | 0 | 0 | 0 | 0 | 0 | 0 | 0 | 0 | 0 | 0 | 0 | 0 | 0 | 0 | 0 | 0 | 0 | 0 | 0 | 0 | 0 | 0 | 0 | 0 | 0 | 0 | 0 | 0 | 0 | 0 | 0 | 0 | 0 | 0 | 0 | 0 | 0 | 0 | 0 | 0 | 0 | 0
[26 empty] | Customer value |  |  | Reduced other risk |  |  | 0 | 0 | 0 | 0 | 0 | 0 | 0 | 0 | 0 | 0 | 0 | 0 | 0 | 0 | 0 | 0 | 0 | 0 | 0 | 0 | 0 | 0 | 0 | 0 | 0 | 0 | 0 | 0 | 0 | 0 | 0 | 0 | 0 | 0 | 0 | 0 | 0 | 0 | 0 | 0 | 0 | 0 | 0 | 0 | 0 | 0 | 0 | 0 | 0 | 0 | 0
[26 empty] | Total | [5 empty] | 0 | 0 | 0 | 0 | 147848.3068 | 295696.6136 | 443544.9204 | 591393.2271 | 739241.5339 | 887089.8407 | 1034938.1475 | 1182786.4543 | 1330634.7611 | 1478483.0678 | 1626331.3746 | 1774179.6814 | 1922027.9882 | 2069876.295 | 2217724.6018 | 2217724.6018 | 2217724.6018 | 2217724.6018 | 0 | 0 | 0 | 0 | 0 | 0 | 0 | 0 | 0 | 0 | 0 | 0 | 0 | 0 | 0 | 0 | 0 | 0 | 0 | 0 | 0 | 0 | 0 | 0 | 0 | 0 | 0 | 0 | 0
[26 empty] | Total check | Ok
Year indexing
|  |  | Model year number | [5 empty] | 0 | 1 | 2 | 3 | 4 | 5 | 6 | 7 | 8 | 9 | 10 | 11 | 12 | 13 | 14 | 15 | 16 | 17 | 18 | 19 | 20 | 21 | 22 | 23 | 24 | 25 | 26 | 27 | 28 | 29 | 30 | 31 | 32 | 33 | 34 | 35 | 36 | 37 | 38 | 39 | 40 | 41 | 42 | 43 | 44 | 45 | 46 | 47 | 48 | 49 | 50
This Output sheet provides output data that is required to fill out the business case template. The WACC rate can be changed using the drop down selection in cells E14 and F14. As a guide, WACC rates should be selected as high for ring-fenced unregulated investments and low for regulated investments. WACC rates should not be altered.
EBSS and CESS can be included or excluded using the switch in cells H14 and I14. Consult with finance before changing these settings
STPIS benefits are a cost to the customer in the first five (5) years and thereafter result in an ongoing customer benefit as a result of improvments in the network and lower EUE. These benefits can either be calculated manually, or automatically based on the STPIS calculation by turning the switch in cell U14 to "yes"
The NPV valuation period can be switched between the period defined by the user input last year of longest useful asset life option, and the full model valuation period using the on/off switch located in cell P14 (where "on" restricts the valuation timeline to finish in the last year of the longest useful asset life option as input by the user).
Do not change the font size and formatting of output graphs. This is intentional and is required to ensure they remain legible when screenshotting/pasting into the business case template. (note however that graph x-axis labels can be changed if required - see column AE of graph tables and accompanying notes)
Market (Consolidated for input into business case main body)
Shareholder (Consolidated for input into business case main body)
Customer (Consolidated for input into business case main body)
This table can be used to complete the Financials table within section 3 (detailed information and anlaysis). When using this table to complete the business case, be mindful of the last year of longest useful asset life option chosen as all years are shown in the table below.
The figures shown below can be pasted directly into the business case. The consolidated breakdowns are to be included in section 3 (detailed information and analysis), while the detailed breakdowns are to be included in Appendix attachment 3 (financial analysis)
Note - Graph labels can be edited / tailored to better suit the investment case. To do this, edit the labels in the tables located on the right of the graph, in column AH (labels are highlighted in yellow - i.e. these are inputs for the x-axis labels)
This table can be used to complete the customer and shareholder perspective tables within Appendix attachement 3 (financial analysis) of the business case.
Note on AH7: This will appear as a "Check" error when no input data is entered
Note on I13: [Threaded comment] Your version of Excel allows you to read this threaded comment; however, any edits to it will get removed if the file is opened in a newer version of Excel. Learn more: https://go.microsoft.com/fwlink/?linkid=870924 Comment: Leave as "FALSE" CESS functionality not required for investment capex.
Note on Q14: When selecting a valuation period for this option, you should select a valuation period equal to the option being considered with the longest useful asset life
Note on D19: Note that the IRR will return a #NUM! error when there is no input data, this is not a model calculation error
Note on E19: Note that the IRR will return a #NUM! error when there is no input data, this is not a model calculation error
Note on F19: Note that the IRR will return a #NUM! error when there is no input data, this is not a model calculation error
Note on H19: Note that when no data is input, this will result in a #DIV/0! Error - this is not a model calculation error
Note on I19: Note that when no data is input, this will result in a #DIV/0! Error - this is not a model calculation error
Note on M20: Excludes EUE construction risk
Note on R20: Does not include Capex benefits
Note on S20: Includes land capex
Note on T20: Includes future land capex
Note on D33: Includes Network materials, hardware, software, fleet vehicles, building contruction & development for example
Note on D38: #DIV/0! errors will appear on years with no investment. This should not be considered a model calculation error

## Output_tables
Ausgrid investment evaluation model
Output_tables
|  |  | Legend | Input | Calculation | Select | Internal | Assumptions | Instructions | Change in formula pattern
|  |  | Index |  | 0 | 1 | 2 | 3 | 4 | 5 | 6 | 7 | 8 | 9 | 10 | 11 | 12 | 13 | 14 | 15 | 16 | 17 | 18 | 19 | 20 | 21 | 22 | 23 | 24 | 25 | 26 | 27 | 28 | 29 | 30 | 31 | 32 | 33 | 34 | 35 | 36 | 37 | 38 | 39 | 40 | 41 | 42 | 43 | 44 | 45 | 46 | 47 | 48 | 49 | 50
|  |  | Shareholder discount factor |  | 1 | 0.96674 | 0.93459 | 0.90351 | 0.87347 | 0.84442 | 0.81634 | 0.78919 | 0.76294 | 0.73757 | 0.71304 | 0.68933 | 0.6664 | 0.64424 | 0.62282 | 0.60211 | 0.58208 | 0.56272 | 0.54401 | 0.52592 | 0.50843 | 0.49152 | 0.47517 | 0.45937 | 0.44409 | 0.42933 | 0.41505 | 0.40125 | 0.3879 | 0.375 | 0.36253 | 0.35047 | 0.33882 | 0.32755 | 0.31666 | 0.30613 | 0.29595 | 0.2861 | 0.27659 | 0.26739 | 0.2585 | 0.2499 | 0.24159 | 0.23356 | 0.22579 | 0.21828 | 0.21102 | 0.204 | 0.19722 | 0.19066 | 0.18432
Investment overview and details
Cash flow summary
Note: Sunk costs not shown/included in cash flow summary table as pre-date current year
Note: When copy and pasting into business cases, only use the 5 year period outlined for simplicity (i.e. do not copy the pattern fill section of the table)
Note: Capex benefits include return on/of capital
|  |  | Item ($M) | Total | FY22 | FY23 | FY24 | FY25 | FY26 | FY27 | FY28 | FY29 | FY30 | FY31 | FY32 | FY33 | FY34 | FY35 | FY36 | FY37 | FY38 | FY39 | FY40 | FY41 | FY42 | FY43 | FY44 | FY45 | FY46 | FY47 | FY48 | FY49 | FY50 | FY51 | FY52 | FY53 | FY54 | FY55 | FY56 | FY57 | FY58 | FY59 | FY60 | FY61 | FY62 | FY63 | FY64 | FY65 | FY66 | FY67 | FY68 | FY69 | FY70 | FY71 | FY72
|  |  | Capex cost | -4331399.5098 | 0 | 0 | 0 | -1728573.8053 | -2602825.7045 | -5217308.4689 | -4354322.8275 | -3491312.9686 | 0 | 0 | 0 | 0 | 0 | 0 | 0 | 0 | 0 | 0 | 0 | 0 | 0 | 0 | 0 | 0 | 0 | 0 | 0 | 0 | 0 | 0 | 0 | 0 | 0 | 0 | 0 | 0 | 0 | 0 | 0 | 0 | 0 | 0 | 0 | 0 | 0 | 0 | 0 | 0 | 0 | 0 | 0
|  |  | Future capex cost | 0 | 0 | 0 | 0 | 0 | 0 | 0 | 0 | 0 | 0 | 0 | 0 | 0 | 0 | 0 | 0 | 0 | 0 | 0 | 0 | 0 | 0 | 0 | 0 | 0 | 0 | 0 | 0 | 0 | 0 | 0 | 0 | 0 | 0 | 0 | 0 | 0 | 0 | 0 | 0 | 0 | 0 | 0 | 0 | 0 | 0 | 0 | 0 | 0 | 0 | 0 | 0
|  |  | Investment opex | -4070.0838 | 0 | 0 | 0 | 0 | -4070.0838 | -8140.1676 | -12210.2514 | -16280.3352 | -20350.419 | -24420.5028 | -28490.5866 | -32560.6703 | -36630.7541 | -40700.8379 | -44770.9217 | -48841.0055 | -52911.0893 | -56981.1731 | -61051.2569 | -61051.2569 | -61051.2569 | -61051.2569 | 0 | 0 | 0 | 0 | 0 | 0 | 0 | 0 | 0 | 0 | 0 | 0 | 0 | 0 | 0 | 0 | 0 | 0 | 0 | 0 | 0 | 0 | 0 | 0 | 0 | 0 | 0 | 0 | 0
|  |  | Ongoing opex | 16742.1052 | 0 | 0 | 0 | 0 | 16742.1052 | 33484.2104 | 50226.3156 | 66968.4208 | 83710.526 | 100452.6313 | 117194.7365 | 133936.8417 | 150678.9469 | 167421.0521 | 184163.1573 | 200905.2625 | 217647.3677 | 234389.4729 | 251131.5781 | 251131.5781 | 251131.5781 | 251131.5781 | 0 | 0 | 0 | 0 | 0 | 0 | 0 | 0 | 0 | 0 | 0 | 0 | 0 | 0 | 0 | 0 | 0 | 0 | 0 | 0 | 0 | 0 | 0 | 0 | 0 | 0 | 0 | 0 | 0
|  |  | Regulated revenue - ACS revenue | 0 | 0 | 0 | 0 | 0 | 0 | 0 | 0 | 0 | 0 | 0 | 0 | 0 | 0 | 0 | 0 | 0 | 0 | 0 | 0 | 0 | 0 | 0 | 0 | 0 | 0 | 0 | 0 | 0 | 0 | 0 | 0 | 0 | 0 | 0 | 0 | 0 | 0 | 0 | 0 | 0 | 0 | 0 | 0 | 0 | 0 | 0 | 0 | 0 | 0 | 0 | 0
|  |  | Regulated revenue - Incentive schemes | 16742.1052 | 0 | 0 | 0 | 0 | 16742.1052 | 33484.2104 | 50226.3156 | 66968.4208 | 83710.526 | 83710.526 | 0 | 0 | 0 | 0 | 0 | 0 | 0 | 0 | 0 | 0 | 0 | 0 | 0 | 0 | 0 | 0 | 0 | 0 | 0 | 0 | 0 | 0 | 0 | 0 | 0 | 0 | 0 | 0 | 0 | 0 | 0 | 0 | 0 | 0 | 0 | 0 | 0 | 0 | 0 | 0 | 0
|  |  | Unregulated revenue - Shareholder | 0 | 0 | 0 | 0 | 0 | 0 | 0 | 0 | 0 | 0 | 0 | 0 | 0 | 0 | 0 | 0 | 0 | 0 | 0 | 0 | 0 | 0 | 0 | 0 | 0 | 0 | 0 | 0 | 0 | 0 | 0 | 0 | 0 | 0 | 0 | 0 | 0 | 0 | 0 | 0 | 0 | 0 | 0 | 0 | 0 | 0 | 0 | 0 | 0 | 0 | 0 | 0
|  |  | Regulatory revenue - Return on capital | 204498.8861 | 0 | 0 | 0 | 59462.9389 | 145035.9472 | 314578.0157 | 442468.3506 | 530685.2328 | 490794.2044 | 450903.176 | 411012.1476 | 371121.1192 | 331230.0908 | 291339.0624 | 251448.034 | 211557.0056 | 171665.9773 | 131774.9489 | 91883.9205 | 55957.088 | 25999.4025 | 8006.7444 | -4.0047e-11 | -4.0047e-11 | -4.0047e-11 | -4.0047e-11 | -4.0047e-11 | -4.0047e-11 | -4.0047e-11 | -4.0047e-11 | -4.0047e-11 | -4.0047e-11 | -4.0047e-11 | -4.0047e-11 | -4.0047e-11 | -4.0047e-11 | -4.0047e-11 | -4.0047e-11 | -4.0047e-11 | -4.0047e-11 | -4.0047e-11 | -4.0047e-11 | -4.0047e-11 | -4.0047e-11 | -4.0047e-11 | -4.0047e-11 | -4.0047e-11 | -4.0047e-11 | -4.0047e-11 | -4.0047e-11 | -4.0047e-11
|  |  | Regulatory revenue - Return of capital | 115238.2537 | 0 | 0 | 0 | 0 | 115238.2537 | 288759.9673 | 636580.5319 | 926868.7204 | 1159622.9183 | 1159622.9183 | 1159622.9183 | 1159622.9183 | 1159622.9183 | 1159622.9183 | 1159622.9183 | 1159622.9183 | 1159622.9183 | 1159622.9183 | 1159622.9183 | 1044384.6646 | 870862.951 | 523042.3864 | 232754.1979 | 0 | 0 | 0 | 0 | 0 | 0 | 0 | 0 | 0 | 0 | 0 | 0 | 0 | 0 | 0 | 0 | 0 | 0 | 0 | 0 | 0 | 0 | 0 | 0 | 0 | 0 | 0 | 0
|  |  | Regulatory revenue - Terminal value of total capex | 0 | 0 | 0 | 0 | 0 | 0 | 0 | 0 | 0 | 0 | 0 | 0 | 0 | 0 | 0 | 0 | 0 | 0 | 0 | 0 | 0 | 0 | 0 | 0 | 0 | 0 | 0 | 0 | 0 | 0 | 0 | 0 | 0 | 0 | 0 | 0 | 0 | 0 | 0 | 0 | 0 | 0 | 0 | 0 | 0 | 0 | 0 | 0 | 0 | 0 | 0 | -1.1642e-09
|  |  | Net cashflow | -3982248.2434 | 0 | 0 | 0 | -1669110.8664 | -2313137.377 | -4555142.2326 | -3187031.5651 | -1916102.5089 | 1797487.7558 | 1770268.7488 | 1659339.2158 | 1632120.2089 | 1604901.2019 | 1577682.1949 | 1550463.1879 | 1523244.181 | 1496025.174 | 1468806.167 | 1441587.16 | 1290422.0739 | 1086942.6747 | 721129.452 | 232754.1979 | -4.0047e-11 | -4.0047e-11 | -4.0047e-11 | -4.0047e-11 | -4.0047e-11 | -4.0047e-11 | -4.0047e-11 | -4.0047e-11 | -4.0047e-11 | -4.0047e-11 | -4.0047e-11 | -4.0047e-11 | -4.0047e-11 | -4.0047e-11 | -4.0047e-11 | -4.0047e-11 | -4.0047e-11 | -4.0047e-11 | -4.0047e-11 | -4.0047e-11 | -4.0047e-11 | -4.0047e-11 | -4.0047e-11 | -4.0047e-11 | -4.0047e-11 | -4.0047e-11 | -4.0047e-11 | -1.2042e-09
|  |  | NPV (life of project) | 1643163.3892
|  |  | Check | FALSE
Capex summary
Note: Sunk costs not shown/included in capex summary table as pre-date current year
Note: When copy and pasting into business cases, only use the 5 year period outlined for simplicity (i.e. do not copy the pattern fill section of the table)
Note: Capex benefits include return on/of capital
|  |  | Item ($M) | Total | FY22 | FY23 | FY24 | FY25 | FY26 | FY27 | FY28 | FY29 | FY30 | FY31 | FY32 | FY33 | FY34 | FY35 | FY36 | FY37 | FY38 | FY39 | FY40 | FY41 | FY42 | FY43 | FY44 | FY45 | FY46 | FY47 | FY48 | FY49 | FY50 | FY51 | FY52 | FY53 | FY54 | FY55 | FY56 | FY57 | FY58 | FY59 | FY60 | FY61 | FY62 | FY63 | FY64 | FY65 | FY66 | FY67 | FY68 | FY69 | FY70 | FY71 | FY72
|  |  | Direct labour | 0 | 0 | 0 | 0 | 0 | 0 | 0 | 0 | 0 | 0 | 0 | 0 | 0 | 0 | 0 | 0 | 0 | 0 | 0 | 0 | 0 | 0 | 0 | 0 | 0 | 0 | 0 | 0 | 0 | 0 | 0 | 0 | 0 | 0 | 0 | 0 | 0 | 0 | 0 | 0 | 0 | 0 | 0 | 0 | 0 | 0 | 0 | 0 | 0 | 0 | 0 | 0
|  |  | Materials | 0 | 0 | 0 | 0 | 0 | 0 | 0 | 0 | 0 | 0 | 0 | 0 | 0 | 0 | 0 | 0 | 0 | 0 | 0 | 0 | 0 | 0 | 0 | 0 | 0 | 0 | 0 | 0 | 0 | 0 | 0 | 0 | 0 | 0 | 0 | 0 | 0 | 0 | 0 | 0 | 0 | 0 | 0 | 0 | 0 | 0 | 0 | 0 | 0 | 0 | 0 | 0
|  |  | Contracted services | 0 | 0 | 0 | 0 | 0 | 0 | 0 | 0 | 0 | 0 | 0 | 0 | 0 | 0 | 0 | 0 | 0 | 0 | 0 | 0 | 0 | 0 | 0 | 0 | 0 | 0 | 0 | 0 | 0 | 0 | 0 | 0 | 0 | 0 | 0 | 0 | 0 | 0 | 0 | 0 | 0 | 0 | 0 | 0 | 0 | 0 | 0 | 0 | 0 | 0 | 0 | 0
|  |  | Indirect labour / overheads | 0 | 0 | 0 | 0 | 0 | 0 | 0 | 0 | 0 | 0 | 0 | 0 | 0 | 0 | 0 | 0 | 0 | 0 | 0 | 0 | 0 | 0 | 0 | 0 | 0 | 0 | 0 | 0 | 0 | 0 | 0 | 0 | 0 | 0 | 0 | 0 | 0 | 0 | 0 | 0 | 0 | 0 | 0 | 0 | 0 | 0 | 0 | 0 | 0 | 0 | 0 | 0
|  |  | Other | -4331399.5098 | 0 | 0 | 0 | -1728573.8053 | -2602825.7045 | -5217308.4689 | -4354322.8275 | -3491312.9686 | 0 | 0 | 0 | 0 | 0 | 0 | 0 | 0 | 0 | 0 | 0 | 0 | 0 | 0 | 0 | 0 | 0 | 0 | 0 | 0 | 0 | 0 | 0 | 0 | 0 | 0 | 0 | 0 | 0 | 0 | 0 | 0 | 0 | 0 | 0 | 0 | 0 | 0 | 0 | 0 | 0 | 0 | 0
|  |  | Contingency | 0 | 0 | 0 | 0 | 0 | 0 | 0 | 0 | 0 | 0 | 0 | 0 | 0 | 0 | 0 | 0 | 0 | 0 | 0 | 0 | 0 | 0 | 0 | 0 | 0 | 0 | 0 | 0 | 0 | 0 | 0 | 0 | 0 | 0 | 0 | 0 | 0 | 0 | 0 | 0 | 0 | 0 | 0 | 0 | 0 | 0 | 0 | 0 | 0 | 0 | 0 | 0
|  |  | Total invested capex | -4331399.5098 | 0 | 0 | 0 | -1728573.8053 | -2602825.7045 | -5217308.4689 | -4354322.8275 | -3491312.9686 | 0 | 0 | 0 | 0 | 0 | 0 | 0 | 0 | 0 | 0 | 0 | 0 | 0 | 0 | 0 | 0 | 0 | 0 | 0 | 0 | 0 | 0 | 0 | 0 | 0 | 0 | 0 | 0 | 0 | 0 | 0 | 0 | 0 | 0 | 0 | 0 | 0 | 0 | 0 | 0 | 0 | 0 | 0
|  |  | Capex benefits | 10494.4331 | 0 | 0 | 0 | 0 | 10494.4331 | 20988.8662 | 31483.2993 | 41977.7325 | 52472.1656 | 62966.5987 | 73461.0318 | 83955.4649 | 94449.898 | 104944.3312 | 115438.7643 | 125933.1974 | 136427.6305 | 146922.0636 | 157416.4967 | 157416.4967 | 157416.4967 | 157416.4967 | 0 | 0 | 0 | 0 | 0 | 0 | 0 | 0 | 0 | 0 | 0 | 0 | 0 | 0 | 0 | 0 | 0 | 0 | 0 | 0 | 0 | 0 | 0 | 0 | 0 | 0 | 0 | 0 | 0
|  |  | Net capex | -4320905.0767 | 0 | 0 | 0 | -1728573.8053 | -2592331.2714 | -5196319.6026 | -4322839.5282 | -3449335.2362 | 52472.1656 | 62966.5987 | 73461.0318 | 83955.4649 | 94449.898 | 104944.3312 | 115438.7643 | 125933.1974 | 136427.6305 | 146922.0636 | 157416.4967 | 157416.4967 | 157416.4967 | 157416.4967 | 0 | 0 | 0 | 0 | 0 | 0 | 0 | 0 | 0 | 0 | 0 | 0 | 0 | 0 | 0 | 0 | 0 | 0 | 0 | 0 | 0 | 0 | 0 | 0 | 0 | 0 | 0 | 0 | 0
Opex summary
Note: When copy and pasting into business cases, only use the 5 year period outlined for simplicity (i.e. do not copy the pattern fill section of the table)
|  |  | Item ($M) | Total | FY22 | FY23 | FY24 | FY25 | FY26 | FY27 | FY28 | FY29 | FY30 | FY31 | FY32 | FY33 | FY34 | FY35 | FY36 | FY37 | FY38 | FY39 | FY40 | FY41 | FY42 | FY43 | FY44 | FY45 | FY46 | FY47 | FY48 | FY49 | FY50 | FY51 | FY52 | FY53 | FY54 | FY55 | FY56 | FY57 | FY58 | FY59 | FY60 | FY61 | FY62 | FY63 | FY64 | FY65 | FY66 | FY67 | FY68 | FY69 | FY70 | FY71 | FY72
|  |  | Direct labour | 0 | 0 | 0 | 0 | 0 | 0 | 0 | 0 | 0 | 0 | 0 | 0 | 0 | 0 | 0 | 0 | 0 | 0 | 0 | 0 | 0 | 0 | 0 | 0 | 0 | 0 | 0 | 0 | 0 | 0 | 0 | 0 | 0 | 0 | 0 | 0 | 0 | 0 | 0 | 0 | 0 | 0 | 0 | 0 | 0 | 0 | 0 | 0 | 0 | 0 | 0 | 0
|  |  | Materials | 0 | 0 | 0 | 0 | 0 | 0 | 0 | 0 | 0 | 0 | 0 | 0 | 0 | 0 | 0 | 0 | 0 | 0 | 0 | 0 | 0 | 0 | 0 | 0 | 0 | 0 | 0 | 0 | 0 | 0 | 0 | 0 | 0 | 0 | 0 | 0 | 0 | 0 | 0 | 0 | 0 | 0 | 0 | 0 | 0 | 0 | 0 | 0 | 0 | 0 | 0 | 0
|  |  | Contracted services | 0 | 0 | 0 | 0 | 0 | 0 | 0 | 0 | 0 | 0 | 0 | 0 | 0 | 0 | 0 | 0 | 0 | 0 | 0 | 0 | 0 | 0 | 0 | 0 | 0 | 0 | 0 | 0 | 0 | 0 | 0 | 0 | 0 | 0 | 0 | 0 | 0 | 0 | 0 | 0 | 0 | 0 | 0 | 0 | 0 | 0 | 0 | 0 | 0 | 0 | 0 | 0
|  |  | Indirect labour / overheads | 0 | 0 | 0 | 0 | 0 | 0 | 0 | 0 | 0 | 0 | 0 | 0 | 0 | 0 | 0 | 0 | 0 | 0 | 0 | 0 | 0 | 0 | 0 | 0 | 0 | 0 | 0 | 0 | 0 | 0 | 0 | 0 | 0 | 0 | 0 | 0 | 0 | 0 | 0 | 0 | 0 | 0 | 0 | 0 | 0 | 0 | 0 | 0 | 0 | 0 | 0 | 0
|  |  | Other | 16742.1052 | 0 | 0 | 0 | 0 | 16742.1052 | 33484.2104 | 50226.3156 | 66968.4208 | 83710.526 | 100452.6313 | 117194.7365 | 133936.8417 | 150678.9469 | 167421.0521 | 184163.1573 | 200905.2625 | 217647.3677 | 234389.4729 | 251131.5781 | 251131.5781 | 251131.5781 | 251131.5781 | 0 | 0 | 0 | 0 | 0 | 0 | 0 | 0 | 0 | 0 | 0 | 0 | 0 | 0 | 0 | 0 | 0 | 0 | 0 | 0 | 0 | 0 | 0 | 0 | 0 | 0 | 0 | 0 | 0
|  |  | Ongoing/new opex | 16742.1052 | 0 | 0 | 0 | 0 | 16742.1052 | 33484.2104 | 50226.3156 | 66968.4208 | 83710.526 | 100452.6313 | 117194.7365 | 133936.8417 | 150678.9469 | 167421.0521 | 184163.1573 | 200905.2625 | 217647.3677 | 234389.4729 | 251131.5781 | 251131.5781 | 251131.5781 | 251131.5781 | 0 | 0 | 0 | 0 | 0 | 0 | 0 | 0 | 0 | 0 | 0 | 0 | 0 | 0 | 0 | 0 | 0 | 0 | 0 | 0 | 0 | 0 | 0 | 0 | 0 | 0 | 0 | 0 | 0
|  |  | Opex investment | -4070.0838 | 0 | 0 | 0 | 0 | -4070.0838 | -8140.1676 | -12210.2514 | -16280.3352 | -20350.419 | -24420.5028 | -28490.5866 | -32560.6703 | -36630.7541 | -40700.8379 | -44770.9217 | -48841.0055 | -52911.0893 | -56981.1731 | -61051.2569 | -61051.2569 | -61051.2569 | -61051.2569 | 0 | 0 | 0 | 0 | 0 | 0 | 0 | 0 | 0 | 0 | 0 | 0 | 0 | 0 | 0 | 0 | 0 | 0 | 0 | 0 | 0 | 0 | 0 | 0 | 0 | 0 | 0 | 0 | 0
|  |  | Opex benefits | 16742.1052 | 0 | 0 | 0 | 0 | 16742.1052 | 33484.2104 | 50226.3156 | 66968.4208 | 83710.526 | 83710.526 | 0 | 0 | 0 | 0 | 0 | 0 | 0 | 0 | 0 | 0 | 0 | 0 | 0 | 0 | 0 | 0 | 0 | 0 | 0 | 0 | 0 | 0 | 0 | 0 | 0 | 0 | 0 | 0 | 0 | 0 | 0 | 0 | 0 | 0 | 0 | 0 | 0 | 0 | 0 | 0 | 0
|  |  | Net opex | 29414.1266 | 0 | 0 | 0 | 0 | 29414.1266 | 58828.2532 | 88242.3799 | 117656.5065 | 147070.6331 | 159742.6545 | 88704.1499 | 101376.1713 | 114048.1927 | 126720.2142 | 139392.2356 | 152064.257 | 164736.2784 | 177408.2998 | 190080.3212 | 190080.3212 | 190080.3212 | 190080.3212 | 0 | 0 | 0 | 0 | 0 | 0 | 0 | 0 | 0 | 0 | 0 | 0 | 0 | 0 | 0 | 0 | 0 | 0 | 0 | 0 | 0 | 0 | 0 | 0 | 0 | 0 | 0 | 0 | 0
See summary tables below for key data for input into business cases. While the full model evaluation period is shown here for completeness, please only select the first five years (including the total) for simplicity. The table area to copy paste is highlighted by blank (white) backgrounds, rather than pattern filled from year 6 onwards.

## User guide
Key information for the model user
Sheet descriptions
Model overview | Provides an overview of the model logic (for information only)
NPV overview | Provides an overview of the NPV methodology used in the model (for information only)
QuickCalc | Provides a faster and easier calculation approach for the purpose of initial estimates only (sense-checking etc.) - to be filled by the user. This sheet should be left blank if the dedicated input sheet is being used.
Input | Inputs to be entered by the model owner (to be filled by the user) for the proposed business case
Output | Outputs (customer NPV chart, shareholder NPV chart and market NPV chart) to be copied and pasted in the business case document
Tables_Business Case | Table(s) to be inserted in the business case template
Calcs | Calculations underpinned by the inputs and assumptions entered in the model (for review purposes only)
Assumptions | Assumptions entered by the finance team (for review purposes only and can only be edited post discussions with finance)
EBSS_CESS | Supports calculation of EBSS and CESS (for review purposes only)
Colour coding of cells
Input | Indicate that an input or decision is required by the model owner
Calculation | Automatically calculated - not to be updated
Select | Drop down allowing selection from different options
Internal | Calculated by the model based on inputs
Assumptions | Pre-populated assumptions underpinning the model. These cells should not be amended and finance will update as and when required
Instructions | Comment boxes which provide user specific instructions
Change in formula pattern | Formula is discontinued from the previous cells
Sheet >> Input
Cash inputs | Financial years (row 67) are updated based on the base year entered in the assumptions tab (row 19 column L). The base year is set as 2022 but the user can change the base year manually in the assumptions tab if necessary.
Cash outflows (costs) should be entered as negative values
Cash inflows (benefits or revenues) should be entered as positive values
Capex cost of the project is entered in rows 70 to 75 (only "component 1" is required in most instances)
Any ongoing opex (positive and negative) to be entered in rows 218 to 260. Note that any opex forecasts after 5 years from the first year of cash flow is not accounted in the calculations due to the EBSS modelling period
The period of NPV calculation should be in line with the life of the asset shown in rows 34 to 56
Any STPIS benefit/dis-benefit (row 163) should be entered such that it starts 2 years post completion of the project and continues for a 5 year period. The model owner needs to establish whether the proposed investment impacts STPIS, and these impacts must be calculated outside of the model
EBSS is calculated if any incremental opex cost/benefits is entered in row 218 to 260. EBSS is calculated automatically and should always be "on"
EBSS should be turned off (sheet output column H row 17) if the project comprises multiple line of business costs/benefits i.e. SCS and ACS. Model owner should liaise with finance for proper financial treatment
CESS calculation is by default turned off in the model (sheet output row 17 column I). Finance business partner will confirm whether the CESS benefit/dis-benefit applies to the proposed investment
DMIS is automatically calculated if any demand management opex is entered in rows 227 to 232. The model owner needs to establish whether the proposed investment qualifies for DMIS
Any unregulated opex/costs (only applicable for Plus ES investments) should be entered as a net value (cost - benefits) in row 187. For all other investments, only unregulated revenue should be entered in this category. Please contact your finance business partner for proper financial treatement
Probabilistic inputs
Enter probabilistic cost and benefits in rows 278 to 303
Use the probabilistic NPV tool, or other existing methodologies (for network investments) for calculation of probabilistic cashflows
Refer to the matrix included in the probabilistic NPV tool to assess whether a particular probabilistic input applies to the proposed investment
Incentive schemes
STPIS | Service target performance incentive scheme (STPIS) rewards/penalties are provided to Ausgrid based on the performance against network reliability targets i.e. unplanned outages and rewarded or penalised based on actual outcome
EBSS | Efficiency benefit sharing scheme (EBSS) allows Ausgrid to retain any underspend in opex and bear the cost of any overspend - for a total of six years. Ausgrid receives a carryover rewards/penalties in the next regulatory period's revenue determination
CESS | Under capital expenditure sharing scheme (CESS) Ausgrid is entitled to retain 30% of any capex underspend relative to the allowance set by the AER. Ausgrid receives a reward/penalty in the next period's revenue determination
DMIS | Demand management incentive scheme (DMIS) provides an incentive to Ausgrid for undertaking demand management projects that have the potential to reduce long term capital costs
Sheet>> Output_Tables
Relevant tables are included in the tab which can be copied and pasted in the business case template. User should amend the table as and when required as per the business case need

## MODELoverview
Ausgrid investment evaluation model
MODELoverview
MODEL LOGIC
The purpose of this model is to evaluate proposed investments. A net present value is calculated from both a shareholder perspective as well as a customer perspective (and a combined market perspective) to ensure that investments are reviewed from both key stakeholder perspectives. This sheet explains how the two components of the model, the NPV model and the ProbNPV tool (which is an optional and standalone component), relate to one another. It also shows the sheet structure of the model with respect to the flow of data between assumption, input, calculation, and output sheets. Assumption sheets are only to be edited by the model owner, with business case owners to provide input into input data sheets only. Note: The value of future optionality can be valued using real option analysis which the model can assist with but not perform. When selecting a valuation period for this option, you should select a valuation period equal to the option being considered with the longest useful asset life.
Overall model structure
The ProbNPV tool can be used to quantify probabilistic benefits/dis-benefits for input into the NPV model in the Input sheet
Assumptions
Input*
EBSS_CESS
Calculations
Output
Prob Assumptions
ProbNPVoverview
QuickCalc
Prob
Inputs
Prob
Calcs
ProbOutput
Provides an overview of the probabilistic cash flow calculation methodology
Performs required calculations based on probabilistic inputs and assumptions
Outputs the probabilistic benefit/dis-benefit (delta) due to the proposed investment
Probabilistic inputs relating to the delta (i.e. residual - current) state
Probabilistic assumptions that are common between investments and controlled by the model owner
ProbNPV
NPV
Capex and opex investment inputs are entered to estimate CESS and EBSS benefits/dis-benefits
NPV calculations are done using both cash and probabilistic inputs and assumptions
Investment inputs are entered relating to cash flows and probabilistic benefits/dis-benefits
*Probabilistic benefits/dis-benefits can be entered without use of the ProbNPV tool if required
Probabilistic benefits/dis-benefits can be calculated and copied directly into the NPV model Input sheet
Provides a faster and easier calculation approach for the purpose of initial estimates only (sense-checking etc.)
Investment assumptions that are common between investments and controlled by the model owner
NPV output data from the perspective of shareholders, customers, and the market. Also highlights key prioritisation metrics with respect to investment required, and value investment ratios, both with and without consideration of probabilistic cash flows. This sheet also provides key tables and figures to be entered into business cases for investment approval
Probabilistic NPV matrix
Indicative matrix that shows whether probabilistic cashflows are expected (highly likely, somewhat likely, unlikely) by investment type
User guide
Provides an overview of sheets within the model and what their purpose is, as well as various user instructions
NPVoverview
Provides an overview of the NPV calculation methodology
When the QuickCalc sheet is used for initial estimates, key outputs are fed back to the sheet

## NPVoverview
Ausgrid investment evaluation model
NPVoverview
MODEL LOGIC
This sheet explains the logic behind the model for each cost and benefit category (NPV cost and benefit buckets), followed by how they relate to NPV from shareholder, customer, and market perspectives
|  |  | Input | Assumption | Calculation | Summary measure
NPV cost and financial performance buckets
Cost - Capex
Cost - Future Capex
Cost - Investment opex
Benefit - Capex benefits
Financial performance - Regulatory revenue
Financial performance - Non-regulatory revenue
Financial performance - Opex impact
Financial performance - Incentive schemes
Probabilistic cashflows
NPV perspectives
Capex (Excl. Land, $)
Contingency ($)
Land Capex ($)
Future Capex ($)
Capex (Excl. Land, $)
Contingency ($)
Land Capex ($)
Total Capex ($)
WACC (%)
Return on
capital ($)
Total future Capex ($)
Return on future capital ($)
WACC (%)
Initial capex depreciation* ($)
Average asset life (years)
Average asset life (years)
Future capex depreciation ($)
ACS revenue ($)
Future capital terminal value ($)
Capital terminal value ($)
If applicable (when asset life extends beyond model timeline)
RAB multiple
Average asset life (years)
Remaining asset life (years)
Average asset life (years)
Remaining asset life (portion of total)
Asset Life (years) modelled
Average asset life (years)
Remaining asset life (years)
Average asset life (years)
Remaining asset life (portion of total)
Asset Life (years) modelled
÷
÷
×
×
∑
-
÷
-
×
×
÷
∑
Regulatory revenue ($)
∑
Future Capex ($)
Total Capex ($)
RAB multiple
Non-regulatory revenue ($)
Shareholder: Non-regulatory revenue ($)
Demand management opex impact ($)
Opex impact ($)
Incentive schemes ($)
STPIS ($)
EBSS ($)
CESS ($)
∑
Safety cost/benefit ($)
Safety cost/benefit ($)
1 - SAG factor
Subject to SAG?
No
Yes
×
∑
DUOS (Regulatory revenue, $)
Future Capex ($)
Total initial Capex ($)
Unregulated revenue/shared assets ($)
Probabilistic benefits* ($)
Incentive schemes* ($)
Unregulated revenue/shared assets ($)
Probabilistic benefits* ($)
Customer benefits ($)
Customer
costs ($)
Shareholder
NPV ($)
Shareholder
benefits ($)
Shareholder
costs ($)
Regulatory revenue ($)
Incentive schemes* ($)
Repairs and maintenance impact ($)
∑
Customer
NPV ($)
WACC (%)
WACC (%)
WACC (%)
WACC (%)
Market
NPV ($)
∑
Customer: Non-regulatory revenue ($)
SAG factor
×
* Includes safety risk reduction, fire risk reduction, environment risk reduction, network asset failure EUE reduction, reactive replacement cost reduction, reduced carbon emissions, decrease in opex costs (protective security risk reduction, ICT/OT hardware or software failure risk reduction, and employee engagement), loss of data risk reduction (protective security risk reduction), safety risk reduction (ICT/OT hardware or software failure), and customer value
*Land is not depreciated
Sunk costs ($)
Future land Capex ($)
*Land is not depreciated
Future Capex ($)
∑
DMIS ($)
Fire cost/benefit ($)
Fire cost/benefit ($)
Environment cost/benefit ($)
Environment cost/benefit ($)
Network asset failure EUE cost/benefit ($)
Network asset failure EUE cost/benefit ($)
3rd party property damage cost/benefit ($)
3rd party property damage cost/benefit ($)
Construction EUE risk cost/benefit ($)
Construction EUE cost/benefit ($)
If applicable (when asset life extends beyond model timeline)
Probabilistic inputs can be calculated using the ProbNPV tool provided. Alternatively, they can be input by business case owners directly to be submitted with supporting documentation as required
Carbon emissions cost/benefit ($)
Carbon emissions cost/beneift ($)
Cost to respond to crisis ($)
Protective security cost/benefit ($)
Loss of productive time ($)
Additional capex completed without additional labour cost ($)
Decrease in opex costs ($)
Fines and penalties ($)
Damage/theft of assets ($)
Loss of data ($)
∑
∑
Cost of manual intervention ($)
Loss of productive time ($)
Additional capex completed without additional labour cost ($)
Decrease in opex costs ($)
Safety risk ($)
ICT/OT hardware or software failure cost/benefit ($)
∑
∑
Additional capex completed without additional labour cost ($)
Decrease in opex costs ($)
Employee engagement cost/benefit ($)
Customer value cost/benefit ($)
Customer value cost/benefit ($)
Construction EUE costs ($)
* Includes 3rd party property damage, cost to respond to crisis (protective security risk reduction), additional capex completed without additional labour cost (protective security risk reduction, ICT/OT hardware or software failure risk reduction, and employee engagement), decrease in opex costs (protective security risk reduction, ICT/OT hardware or software failure risk reduction, and employee engagement), fines and penalties risk reduction (protective security risk), reduced damage/theft of asset risk (protective security risk), cost of manual intervention (ICT/OT hardware or software failure risk reduction
Sunk costs ($)
* EBSS benefits are attributed to customers after 6 years
* EBSS benefits are attributed to customers after 6 years
Capex benefits ($)
Capex benefits ($)
Capex benefits ($)
WACC (%)
Return on
capital ($)
Capex benefit depreciation ($)
Average asset life (years)
Capital terminal value ($)
If applicable (when asset life extends beyond model timeline)
RAB multiple
Average asset life (years)
Remaining asset life (years)
Average asset life (years)
Remaining asset life (portion of total)
Asset Life (years) modelled
÷
÷
×
×
-
Investment opex ($)
Investment opex ($)
Capex benefits ($)
Investment opex* ( $)
Investment opex* ($)
* Model user to define customer/shareholder allocation of investment opex with toggle provided in input sheet
* Model user to define customer/shareholder allocation of investment opex with toggle provided in input sheet

## Calcs
Ausgrid investment evaluation model
Calcs
|  |  | Legend | Input | Calculation | Select | Internal | Assumptions | Instructions | Change in formula pattern |  | FY17 | FY18 | FY19 | FY20 | FY21 | FY22 | FY23 | FY24 | FY25 | FY26 | FY27 | FY28 | FY29 | FY30 | FY31 | FY32 | FY33 | FY34 | FY35 | FY36 | FY37 | FY38 | FY39 | FY40 | FY41 | FY42 | FY43 | FY44 | FY45 | FY46 | FY47 | FY48 | FY49 | FY50 | FY51 | FY52 | FY53 | FY54 | FY55 | FY56 | FY57 | FY58 | FY59 | FY60 | FY61 | FY62 | FY63 | FY64 | FY65 | FY66 | FY67 | FY68 | FY69 | FY70 | FY71 | FY72
[12 empty] | FY | FY | FY | FY | FY | FY | FY | FY | FY | FY | FY | FY | FY | FY | FY | FY | FY | FY | FY | FY | FY | FY | FY | FY | FY | FY | FY | FY | FY | FY | FY | FY | FY | FY | FY | FY | FY | FY | FY | FY | FY | FY | FY | FY | FY | FY | FY | FY | FY | FY | FY | FY | FY | FY | FY | FY
|  |  |  | Market | Customer | Shareholder |  |  |  | NPV | Total value | 2017 | 2018 | 2019 | 2020 | 2021 | 2022 | 2023 | 2024 | 2025 | 2026 | 2027 | 2028 | 2029 | 2030 | 2031 | 2032 | 2033 | 2034 | 2035 | 2036 | 2037 | 2038 | 2039 | 2040 | 2041 | 2042 | 2043 | 2044 | 2045 | 2046 | 2047 | 2048 | 2049 | 2050 | 2051 | 2052 | 2053 | 2054 | 2055 | 2056 | 2057 | 2058 | 2059 | 2060 | 2061 | 2062 | 2063 | 2064 | 2065 | 2066 | 2067 | 2068 | 2069 | 2070 | 2071 | 2072
|  |  | IRR | 4.402% | 5.415% | 3.892% |  |  |  | $ | $ | -5 | -4 | -3 | -2 | -1 | 0 | 1 | 2 | 3 | 4 | 5 | 6 | 7 | 8 | 9 | 10 | 11 | 12 | 13 | 14 | 15 | 16 | 17 | 18 | 19 | 20 | 21 | 22 | 23 | 24 | 25 | 26 | 27 | 28 | 29 | 30 | 31 | 32 | 33 | 34 | 35 | 36 | 37 | 38 | 39 | 40 | 41 | 42 | 43 | 44 | 45 | 46 | 47 | 48 | 49 | 50
NPV calculations
|  |  | Shareholder WACC | [13 empty] | 3.44% | 3.44% | 3.44% | 3.44% | 3.44% | 3.44% | 3.44% | 3.44% | 3.44% | 3.44% | 3.44% | 3.44% | 3.44% | 3.44% | 3.44% | 3.44% | 3.44% | 3.44% | 3.44% | 3.44% | 3.44% | 3.44% | 3.44% | 3.44% | 3.44% | 3.44% | 3.44% | 3.44% | 3.44% | 3.44% | 3.44% | 3.44% | 3.44% | 3.44% | 3.44% | 3.44% | 3.44% | 3.44% | 3.44% | 3.44% | 3.44% | 3.44% | 3.44% | 3.44% | 3.44% | 3.44% | 3.44% | 3.44% | 3.44% | 3.44% | 3.44%
|  |  | Discount factor shareholder WACC | [13 empty] | 1 | 0.96674 | 0.93459 | 0.90351 | 0.87347 | 0.84442 | 0.81634 | 0.78919 | 0.76294 | 0.73757 | 0.71304 | 0.68933 | 0.6664 | 0.64424 | 0.62282 | 0.60211 | 0.58208 | 0.56272 | 0.54401 | 0.52592 | 0.50843 | 0.49152 | 0.47517 | 0.45937 | 0.44409 | 0.42933 | 0.41505 | 0.40125 | 0.3879 | 0.375 | 0.36253 | 0.35047 | 0.33882 | 0.32755 | 0.31666 | 0.30613 | 0.29595 | 0.2861 | 0.27659 | 0.26739 | 0.2585 | 0.2499 | 0.24159 | 0.23356 | 0.22579 | 0.21828 | 0.21102 | 0.204 | 0.19722 | 0.19066 | 0.18432
|  |  | Customer WACC | [13 empty] | 3.44% | 3.44% | 3.44% | 3.44% | 3.44% | 3.44% | 3.44% | 3.44% | 3.44% | 3.44% | 3.44% | 3.44% | 3.44% | 3.44% | 3.44% | 3.44% | 3.44% | 3.44% | 3.44% | 3.44% | 3.44% | 3.44% | 3.44% | 3.44% | 3.44% | 3.44% | 3.44% | 3.44% | 3.44% | 3.44% | 3.44% | 3.44% | 3.44% | 3.44% | 3.44% | 3.44% | 3.44% | 3.44% | 3.44% | 3.44% | 3.44% | 3.44% | 3.44% | 3.44% | 3.44% | 3.44% | 3.44% | 3.44% | 3.44% | 3.44% | 3.44%
|  |  | Discount factor customer WACC | [13 empty] | 1 | 0.96674 | 0.93459 | 0.90351 | 0.87347 | 0.84442 | 0.81634 | 0.78919 | 0.76294 | 0.73757 | 0.71304 | 0.68933 | 0.6664 | 0.64424 | 0.62282 | 0.60211 | 0.58208 | 0.56272 | 0.54401 | 0.52592 | 0.50843 | 0.49152 | 0.47517 | 0.45937 | 0.44409 | 0.42933 | 0.41505 | 0.40125 | 0.3879 | 0.375 | 0.36253 | 0.35047 | 0.33882 | 0.32755 | 0.31666 | 0.30613 | 0.29595 | 0.2861 | 0.27659 | 0.26739 | 0.2585 | 0.2499 | 0.24159 | 0.23356 | 0.22579 | 0.21828 | 0.21102 | 0.204 | 0.19722 | 0.19066 | 0.18432
|  |  | Inflation rate | [8 empty] | 2017 -5: 1.93%; 2018 -4: 2.08%; 2019 -3: 1.59%; 2020 -2: -0.35%; 2021 -1: 3.85%; 2022 0: 0%
|  |  | Discount factor inflation rate | [8 empty] | 2017 -5: 1.0939; 2018 -4: 1.0732; 2019 -3: 1.0513; 2020 -2: 1.0349; 2021 -1: 1.0385; 2022 0: 1
Sunk cost
|  |  | Nominal value | [8 empty] | 2017 -5: 0; 2018 -4: 0; 2019 -3: 0; 2020 -2: 0; 2021 -1: 0
|  |  | Real value | [7 empty] | 0 | 2017 -5: 0; 2018 -4: 0; 2019 -3: 0; 2020 -2: 0; 2021 -1: 0; 2022 0: 0
Capex cost
|  |  | Component 1 | [7 empty] | -17394343.7748 | [5 empty] | 0 | 0 | 0 | -1728573.8053 | -2602825.7045 | -5217308.4689 | -4354322.8275 | -3491312.9686 | 0 | 0 | 0 | 0 | 0 | 0 | 0 | 0 | 0 | 0 | 0 | 0 | 0 | 0 | 0 | 0 | 0 | 0 | 0 | 0 | 0 | 0 | 0 | 0 | 0 | 0 | 0 | 0 | 0 | 0 | 0 | 0 | 0 | 0 | 0 | 0 | 0 | 0 | 0 | 0 | 0 | 0 | 0
|  |  | Component 2 (if required) | [7 empty] | 0 | [5 empty] | 0 | 0 | 0 | 0 | 0 | 0 | 0 | 0 | 0 | 0 | 0 | 0 | 0 | 0 | 0 | 0 | 0 | 0 | 0 | 0 | 0 | 0 | 0 | 0 | 0 | 0 | 0 | 0 | 0 | 0 | 0 | 0 | 0 | 0 | 0 | 0 | 0 | 0 | 0 | 0 | 0 | 0 | 0 | 0 | 0 | 0 | 0 | 0 | 0 | 0 | 0
|  |  | Component 3 (if required) | [7 empty] | 0 | [5 empty] | 0 | 0 | 0 | 0 | 0 | 0 | 0 | 0 | 0 | 0 | 0 | 0 | 0 | 0 | 0 | 0 | 0 | 0 | 0 | 0 | 0 | 0 | 0 | 0 | 0 | 0 | 0 | 0 | 0 | 0 | 0 | 0 | 0 | 0 | 0 | 0 | 0 | 0 | 0 | 0 | 0 | 0 | 0 | 0 | 0 | 0 | 0 | 0 | 0 | 0 | 0
|  |  | Component 4 (if required) | [7 empty] | 0 | [5 empty] | 0 | 0 | 0 | 0 | 0 | 0 | 0 | 0 | 0 | 0 | 0 | 0 | 0 | 0 | 0 | 0 | 0 | 0 | 0 | 0 | 0 | 0 | 0 | 0 | 0 | 0 | 0 | 0 | 0 | 0 | 0 | 0 | 0 | 0 | 0 | 0 | 0 | 0 | 0 | 0 | 0 | 0 | 0 | 0 | 0 | 0 | 0 | 0 | 0 | 0 | 0
|  |  | Proceeds of sale | [7 empty] | 0 | [5 empty] | 0 | 0 | 0 | 0 | 0 | 0 | 0 | 0 | 0 | 0 | 0 | 0 | 0 | 0 | 0 | 0 | 0 | 0 | 0 | 0 | 0 | 0 | 0 | 0 | 0 | 0 | 0 | 0 | 0 | 0 | 0 | 0 | 0 | 0 | 0 | 0 | 0 | 0 | 0 | 0 | 0 | 0 | 0 | 0 | 0 | 0 | 0 | 0 | 0 | 0 | 0
|  |  | Contingency | [7 empty] | 0 | [5 empty] | 0 | 0 | 0 | 0 | 0 | 0 | 0 | 0 | 0 | 0 | 0 | 0 | 0 | 0 | 0 | 0 | 0 | 0 | 0 | 0 | 0 | 0 | 0 | 0 | 0 | 0 | 0 | 0 | 0 | 0 | 0 | 0 | 0 | 0 | 0 | 0 | 0 | 0 | 0 | 0 | 0 | 0 | 0 | 0 | 0 | 0 | 0 | 0 | 0 | 0 | 0
|  |  | Total excl Land | [6 empty] | -14550749.6162 | -17394343.7748 | [5 empty] | 0 | 0 | 0 | -1728573.8053 | -2602825.7045 | -5217308.4689 | -4354322.8275 | -3491312.9686 | 0 | 0 | 0 | 0 | 0 | 0 | 0 | 0 | 0 | 0 | 0 | 0 | 0 | 0 | 0 | 0 | 0 | 0 | 0 | 0 | 0 | 0 | 0 | 0 | 0 | 0 | 0 | 0 | 0 | 0 | 0 | 0 | 0 | 0 | 0 | 0 | 0 | 0 | 0 | 0 | 0 | 0 | 0
|  |  | Land | [6 empty] | 0 | 0 | [5 empty] | 0 | 0 | 0 | 0 | 0 | 0 | 0 | 0 | 0 | 0 | 0 | 0 | 0 | 0 | 0 | 0 | 0 | 0 | 0 | 0 | 0 | 0 | 0 | 0 | 0 | 0 | 0 | 0 | 0 | 0 | 0 | 0 | 0 | 0 | 0 | 0 | 0 | 0 | 0 | 0 | 0 | 0 | 0 | 0 | 0 | 0 | 0 | 0 | 0 | 0 | 0
|  |  | Total capex cost | [7 empty] | -17394343.7748 | [5 empty] | 0 | 0 | 0 | -1728573.8053 | -2602825.7045 | -5217308.4689 | -4354322.8275 | -3491312.9686 | 0 | 0 | 0 | 0 | 0 | 0 | 0 | 0 | 0 | 0 | 0 | 0 | 0 | 0 | 0 | 0 | 0 | 0 | 0 | 0 | 0 | 0 | 0 | 0 | 0 | 0 | 0 | 0 | 0 | 0 | 0 | 0 | 0 | 0 | 0 | 0 | 0 | 0 | 0 | 0 | 0 | 0 | 0
Last year of capex investment
|  |  | Component 1 | [7 empty] | 7 | [5 empty] | 0 | 0 | 0 | 3 | 4 | 5 | 6 | 7 | 0 | 0 | 0 | 0 | 0 | 0 | 0 | 0 | 0 | 0 | 0 | 0 | 0 | 0 | 0 | 0 | 0 | 0 | 0 | 0 | 0 | 0 | 0 | 0 | 0 | 0 | 0 | 0 | 0 | 0 | 0 | 0 | 0 | 0 | 0 | 0 | 0 | 0 | 0 | 0 | 0 | 0 | 0
|  |  | Component 2 (if required) | [7 empty] | 0 | [5 empty] | 0 | 0 | 0 | 0 | 0 | 0 | 0 | 0 | 0 | 0 | 0 | 0 | 0 | 0 | 0 | 0 | 0 | 0 | 0 | 0 | 0 | 0 | 0 | 0 | 0 | 0 | 0 | 0 | 0 | 0 | 0 | 0 | 0 | 0 | 0 | 0 | 0 | 0 | 0 | 0 | 0 | 0 | 0 | 0 | 0 | 0 | 0 | 0 | 0 | 0 | 0
|  |  | Component 3 (if required) | [7 empty] | 0 | [5 empty] | 0 | 0 | 0 | 0 | 0 | 0 | 0 | 0 | 0 | 0 | 0 | 0 | 0 | 0 | 0 | 0 | 0 | 0 | 0 | 0 | 0 | 0 | 0 | 0 | 0 | 0 | 0 | 0 | 0 | 0 | 0 | 0 | 0 | 0 | 0 | 0 | 0 | 0 | 0 | 0 | 0 | 0 | 0 | 0 | 0 | 0 | 0 | 0 | 0 | 0 | 0
|  |  | Component 4 (if required) | [7 empty] | 0 | [5 empty] | 0 | 0 | 0 | 0 | 0 | 0 | 0 | 0 | 0 | 0 | 0 | 0 | 0 | 0 | 0 | 0 | 0 | 0 | 0 | 0 | 0 | 0 | 0 | 0 | 0 | 0 | 0 | 0 | 0 | 0 | 0 | 0 | 0 | 0 | 0 | 0 | 0 | 0 | 0 | 0 | 0 | 0 | 0 | 0 | 0 | 0 | 0 | 0 | 0 | 0 | 0
|  |  | Proceeds of sale | [7 empty] | 0 | [5 empty] | 0 | 0 | 0 | 0 | 0 | 0 | 0 | 0 | 0 | 0 | 0 | 0 | 0 | 0 | 0 | 0 | 0 | 0 | 0 | 0 | 0 | 0 | 0 | 0 | 0 | 0 | 0 | 0 | 0 | 0 | 0 | 0 | 0 | 0 | 0 | 0 | 0 | 0 | 0 | 0 | 0 | 0 | 0 | 0 | 0 | 0 | 0 | 0 | 0 | 0 | 0
|  |  | Contingency | [7 empty] | 0 | [5 empty] | 0 | 0 | 0 | 0 | 0 | 0 | 0 | 0 | 0 | 0 | 0 | 0 | 0 | 0 | 0 | 0 | 0 | 0 | 0 | 0 | 0 | 0 | 0 | 0 | 0 | 0 | 0 | 0 | 0 | 0 | 0 | 0 | 0 | 0 | 0 | 0 | 0 | 0 | 0 | 0 | 0 | 0 | 0 | 0 | 0 | 0 | 0 | 0 | 0 | 0 | 0
|  |  | Total excl Land | [7 empty] | 7 | [5 empty] | 0 | 0 | 0 | 3 | 4 | 5 | 6 | 7 | 0 | 0 | 0 | 0 | 0 | 0 | 0 | 0 | 0 | 0 | 0 | 0 | 0 | 0 | 0 | 0 | 0 | 0 | 0 | 0 | 0 | 0 | 0 | 0 | 0 | 0 | 0 | 0 | 0 | 0 | 0 | 0 | 0 | 0 | 0 | 0 | 0 | 0 | 0 | 0 | 0 | 0 | 0
Future capex cost
|  |  | Phase 1 | [7 empty] | 0 | [5 empty] | 0 | 0 | 0 | 0 | 0 | 0 | 0 | 0 | 0 | 0 | 0 | 0 | 0 | 0 | 0 | 0 | 0 | 0 | 0 | 0 | 0 | 0 | 0 | 0 | 0 | 0 | 0 | 0 | 0 | 0 | 0 | 0 | 0 | 0 | 0 | 0 | 0 | 0 | 0 | 0 | 0 | 0 | 0 | 0 | 0 | 0 | 0 | 0 | 0 | 0 | 0
|  |  | Phase 2 (if required) | [7 empty] | 0 | [5 empty] | 0 | 0 | 0 | 0 | 0 | 0 | 0 | 0 | 0 | 0 | 0 | 0 | 0 | 0 | 0 | 0 | 0 | 0 | 0 | 0 | 0 | 0 | 0 | 0 | 0 | 0 | 0 | 0 | 0 | 0 | 0 | 0 | 0 | 0 | 0 | 0 | 0 | 0 | 0 | 0 | 0 | 0 | 0 | 0 | 0 | 0 | 0 | 0 | 0 | 0 | 0
|  |  | Phase 3 (if required) | [7 empty] | 0 | [5 empty] | 0 | 0 | 0 | 0 | 0 | 0 | 0 | 0 | 0 | 0 | 0 | 0 | 0 | 0 | 0 | 0 | 0 | 0 | 0 | 0 | 0 | 0 | 0 | 0 | 0 | 0 | 0 | 0 | 0 | 0 | 0 | 0 | 0 | 0 | 0 | 0 | 0 | 0 | 0 | 0 | 0 | 0 | 0 | 0 | 0 | 0 | 0 | 0 | 0 | 0 | 0
|  |  | Phase 4 (if required) | [7 empty] | 0 | [5 empty] | 0 | 0 | 0 | 0 | 0 | 0 | 0 | 0 | 0 | 0 | 0 | 0 | 0 | 0 | 0 | 0 | 0 | 0 | 0 | 0 | 0 | 0 | 0 | 0 | 0 | 0 | 0 | 0 | 0 | 0 | 0 | 0 | 0 | 0 | 0 | 0 | 0 | 0 | 0 | 0 | 0 | 0 | 0 | 0 | 0 | 0 | 0 | 0 | 0 | 0 | 0
|  |  | Phase 5 (if required) | [7 empty] | 0 | [5 empty] | 0 | 0 | 0 | 0 | 0 | 0 | 0 | 0 | 0 | 0 | 0 | 0 | 0 | 0 | 0 | 0 | 0 | 0 | 0 | 0 | 0 | 0 | 0 | 0 | 0 | 0 | 0 | 0 | 0 | 0 | 0 | 0 | 0 | 0 | 0 | 0 | 0 | 0 | 0 | 0 | 0 | 0 | 0 | 0 | 0 | 0 | 0 | 0 | 0 | 0 | 0
|  |  | Total excl Land | [6 empty] | 0 | 0 | [5 empty] | 0 | 0 | 0 | 0 | 0 | 0 | 0 | 0 | 0 | 0 | 0 | 0 | 0 | 0 | 0 | 0 | 0 | 0 | 0 | 0 | 0 | 0 | 0 | 0 | 0 | 0 | 0 | 0 | 0 | 0 | 0 | 0 | 0 | 0 | 0 | 0 | 0 | 0 | 0 | 0 | 0 | 0 | 0 | 0 | 0 | 0 | 0 | 0 | 0 | 0 | 0
|  |  | Land | [6 empty] | 0 | 0 | [5 empty] | 0 | 0 | 0 | 0 | 0 | 0 | 0 | 0 | 0 | 0 | 0 | 0 | 0 | 0 | 0 | 0 | 0 | 0 | 0 | 0 | 0 | 0 | 0 | 0 | 0 | 0 | 0 | 0 | 0 | 0 | 0 | 0 | 0 | 0 | 0 | 0 | 0 | 0 | 0 | 0 | 0 | 0 | 0 | 0 | 0 | 0 | 0 | 0 | 0 | 0 | 0
|  |  | Total future capex cost | [7 empty] | 0 | [5 empty] | 0 | 0 | 0 | 0 | 0 | 0 | 0 | 0 | 0 | 0 | 0 | 0 | 0 | 0 | 0 | 0 | 0 | 0 | 0 | 0 | 0 | 0 | 0 | 0 | 0 | 0 | 0 | 0 | 0 | 0 | 0 | 0 | 0 | 0 | 0 | 0 | 0 | 0 | 0 | 0 | 0 | 0 | 0 | 0 | 0 | 0 | 0 | 0 | 0 | 0 | 0
Last year of future capex investment
|  |  | Phase 1 | [7 empty] | 0 | [5 empty] | 0 | 0 | 0 | 0 | 0 | 0 | 0 | 0 | 0 | 0 | 0 | 0 | 0 | 0 | 0 | 0 | 0 | 0 | 0 | 0 | 0 | 0 | 0 | 0 | 0 | 0 | 0 | 0 | 0 | 0 | 0 | 0 | 0 | 0 | 0 | 0 | 0 | 0 | 0 | 0 | 0 | 0 | 0 | 0 | 0 | 0 | 0 | 0 | 0 | 0 | 0
|  |  | Phase 2 (if required) | [7 empty] | 0 | [5 empty] | 0 | 0 | 0 | 0 | 0 | 0 | 0 | 0 | 0 | 0 | 0 | 0 | 0 | 0 | 0 | 0 | 0 | 0 | 0 | 0 | 0 | 0 | 0 | 0 | 0 | 0 | 0 | 0 | 0 | 0 | 0 | 0 | 0 | 0 | 0 | 0 | 0 | 0 | 0 | 0 | 0 | 0 | 0 | 0 | 0 | 0 | 0 | 0 | 0 | 0 | 0
|  |  | Phase 3 (if required) | [7 empty] | 0 | [5 empty] | 0 | 0 | 0 | 0 | 0 | 0 | 0 | 0 | 0 | 0 | 0 | 0 | 0 | 0 | 0 | 0 | 0 | 0 | 0 | 0 | 0 | 0 | 0 | 0 | 0 | 0 | 0 | 0 | 0 | 0 | 0 | 0 | 0 | 0 | 0 | 0 | 0 | 0 | 0 | 0 | 0 | 0 | 0 | 0 | 0 | 0 | 0 | 0 | 0 | 0 | 0
|  |  | Phase 4 (if required) | [7 empty] | 0 | [5 empty] | 0 | 0 | 0 | 0 | 0 | 0 | 0 | 0 | 0 | 0 | 0 | 0 | 0 | 0 | 0 | 0 | 0 | 0 | 0 | 0 | 0 | 0 | 0 | 0 | 0 | 0 | 0 | 0 | 0 | 0 | 0 | 0 | 0 | 0 | 0 | 0 | 0 | 0 | 0 | 0 | 0 | 0 | 0 | 0 | 0 | 0 | 0 | 0 | 0 | 0 | 0
|  |  | Phase 5 (if required) | [7 empty] | 0 | [5 empty] | 0 | 0 | 0 | 0 | 0 | 0 | 0 | 0 | 0 | 0 | 0 | 0 | 0 | 0 | 0 | 0 | 0 | 0 | 0 | 0 | 0 | 0 | 0 | 0 | 0 | 0 | 0 | 0 | 0 | 0 | 0 | 0 | 0 | 0 | 0 | 0 | 0 | 0 | 0 | 0 | 0 | 0 | 0 | 0 | 0 | 0 | 0 | 0 | 0 | 0 | 0
|  |  | Total | [7 empty] | 0 | [5 empty] | 0 | 0 | 0 | 0 | 0 | 0 | 0 | 0 | 0 | 0 | 0 | 0 | 0 | 0 | 0 | 0 | 0 | 0 | 0 | 0 | 0 | 0 | 0 | 0 | 0 | 0 | 0 | 0 | 0 | 0 | 0 | 0 | 0 | 0 | 0 | 0 | 0 | 0 | 0 | 0 | 0 | 0 | 0 | 0 | 0 | 0 | 0 | 0 | 0 | 0 | 0
Capex benefits
|  |  | Benefit 1 | [7 empty] | 0 | [5 empty] | 0 | 0 | 0 | 0 | 0 | 0 | 0 | 0 | 0 | 0 | 0 | 0 | 0 | 0 | 0 | 0 | 0 | 0 | 0 | 0 | 0 | 0 | 0 | 0 | 0 | 0 | 0 | 0 | 0 | 0 | 0 | 0 | 0 | 0 | 0 | 0 | 0 | 0 | 0 | 0 | 0 | 0 | 0 | 0 | 0 | 0 | 0 | 0 | 0 | 0 | 0
|  |  | Benefit 2 | [7 empty] | 0 | [5 empty] | 0 | 0 | 0 | 0 | 0 | 0 | 0 | 0 | 0 | 0 | 0 | 0 | 0 | 0 | 0 | 0 | 0 | 0 | 0 | 0 | 0 | 0 | 0 | 0 | 0 | 0 | 0 | 0 | 0 | 0 | 0 | 0 | 0 | 0 | 0 | 0 | 0 | 0 | 0 | 0 | 0 | 0 | 0 | 0 | 0 | 0 | 0 | 0 | 0 | 0 | 0
|  |  | Benefit 3 | [7 empty] | 2473687.8057 | [5 empty] | 0 | 0 | 0 | 0 | 14992.0473 | 29984.0946 | 44976.1419 | 59968.1892 | 74960.2365 | 89952.2838 | 104944.3312 | 119936.3785 | 134928.4258 | 149920.4731 | 164912.5204 | 179904.5677 | 194896.615 | 209888.6623 | 224880.7096 | 224880.7096 | 224880.7096 | 224880.7096 | 0 | 0 | 0 | 0 | 0 | 0 | 0 | 0 | 0 | 0 | 0 | 0 | 0 | 0 | 0 | 0 | 0 | 0 | 0 | 0 | 0 | 0 | 0 | 0 | 0 | 0 | 0 | 0 | 0
|  |  | Total | [6 empty] | 1498062.0037 | 2473687.8057 | [5 empty] | 0 | 0 | 0 | 0 | 14992.0473 | 29984.0946 | 44976.1419 | 59968.1892 | 74960.2365 | 89952.2838 | 104944.3312 | 119936.3785 | 134928.4258 | 149920.4731 | 164912.5204 | 179904.5677 | 194896.615 | 209888.6623 | 224880.7096 | 224880.7096 | 224880.7096 | 224880.7096 | 0 | 0 | 0 | 0 | 0 | 0 | 0 | 0 | 0 | 0 | 0 | 0 | 0 | 0 | 0 | 0 | 0 | 0 | 0 | 0 | 0 | 0 | 0 | 0 | 0 | 0 | 0 | 0 | 0
Last year of capex benefits
|  |  | Benefit 1 | [7 empty] | 0 | [5 empty] | 0 | 0 | 0 | 0 | 0 | 0 | 0 | 0 | 0 | 0 | 0 | 0 | 0 | 0 | 0 | 0 | 0 | 0 | 0 | 0 | 0 | 0 | 0 | 0 | 0 | 0 | 0 | 0 | 0 | 0 | 0 | 0 | 0 | 0 | 0 | 0 | 0 | 0 | 0 | 0 | 0 | 0 | 0 | 0 | 0 | 0 | 0 | 0 | 0 | 0 | 0
|  |  | Benefit 2 | [7 empty] | 0 | [5 empty] | 0 | 0 | 0 | 0 | 0 | 0 | 0 | 0 | 0 | 0 | 0 | 0 | 0 | 0 | 0 | 0 | 0 | 0 | 0 | 0 | 0 | 0 | 0 | 0 | 0 | 0 | 0 | 0 | 0 | 0 | 0 | 0 | 0 | 0 | 0 | 0 | 0 | 0 | 0 | 0 | 0 | 0 | 0 | 0 | 0 | 0 | 0 | 0 | 0 | 0 | 0
|  |  | Benefit 3 | [7 empty] | 21 | [5 empty] | 0 | 0 | 0 | 0 | 4 | 5 | 6 | 7 | 8 | 9 | 10 | 11 | 12 | 13 | 14 | 15 | 16 | 17 | 18 | 19 | 20 | 21 | 0 | 0 | 0 | 0 | 0 | 0 | 0 | 0 | 0 | 0 | 0 | 0 | 0 | 0 | 0 | 0 | 0 | 0 | 0 | 0 | 0 | 0 | 0 | 0 | 0 | 0 | 0 | 0 | 0
|  |  | Total | [7 empty] | 21 | [5 empty] | 0 | 0 | 0 | 0 | 4 | 5 | 6 | 7 | 8 | 9 | 10 | 11 | 12 | 13 | 14 | 15 | 16 | 17 | 18 | 19 | 20 | 21 | 0 | 0 | 0 | 0 | 0 | 0 | 0 | 0 | 0 | 0 | 0 | 0 | 0 | 0 | 0 | 0 | 0 | 0 | 0 | 0 | 0 | 0 | 0 | 0 | 0 | 0 | 0 | 0 | 0
Depreciation
|  |  | Asset life | [5 empty] | 15
|  |  | Capex depreciation | [7 empty] | -17394343.7748 | [6 empty] | 0 | 0 | 0 | -115238.2537 | -288759.9673 | -636580.5319 | -926868.7204 | -1159622.9183 | -1159622.9183 | -1159622.9183 | -1159622.9183 | -1159622.9183 | -1159622.9183 | -1159622.9183 | -1159622.9183 | -1159622.9183 | -1159622.9183 | -1159622.9183 | -1044384.6646 | -870862.951 | -523042.3864 | -232754.1979 | 0 | 0 | 0 | 0 | 0 | 0 | 0 | 0 | 0 | 0 | 0 | 0 | 0 | 0 | 0 | 0 | 0 | 0 | 0 | 0 | 0 | 0 | 0 | 0 | 0 | 0 | 0 | 0
|  |  | Annual capex depreciation | [14 empty] | 0 | 0 | 0 | -115238.2537 | -288759.9673 | -636580.5319 | -926868.7204 | -1159622.9183 | -1159622.9183 | -1159622.9183 | -1159622.9183 | -1159622.9183 | -1159622.9183 | -1159622.9183 | -1159622.9183 | -1159622.9183 | -1159622.9183 | -1159622.9183 | -1159622.9183 | -1044384.6646 | -870862.951 | -523042.3864 | -232754.1979 | 0 | 0 | 0 | 0 | 0 | 0 | 0 | 0 | 0 | 0 | 0 | 0 | 0 | 0 | 0 | 0 | 0 | 0 | 0 | 0 | 0 | 0 | 0 | 0 | 0 | 0 | 0
|  |  | Reverse annual capex depreciation after asset life | [14 empty] | 0 | 0 | 0 | 0 | 0 | 0 | 0 | 0 | 0 | 0 | 0 | 0 | 0 | 0 | 0 | 0 | 0 | 0 | -115238.2537 | -173521.7136 | -347820.5646 | -290288.1885 | -232754.1979 | 0 | 0 | 0 | 0 | 0 | 0 | 0 | 0 | 0 | 0 | 0 | 0 | 0 | 0 | 0 | 0 | 0 | 0 | 0 | 0 | 0 | 0 | 0 | 0 | 0 | 0 | 0
|  |  | Part-year capex depreciation | [14 empty] | 0 | 0 | 0 | 0 | 0 | 0 | 0 | 0 | 0 | 0 | 0 | 0 | 0 | 0 | 0 | 0 | 0 | 0 | 0 | 0 | 0 | 0 | 0 | 0 | 0 | 0 | 0 | 0 | 0 | 0 | 0 | 0 | 0 | 0 | 0 | 0 | 0 | 0 | 0 | 0 | 0 | 0 | 0 | 0 | 0 | 0 | 0 | 0 | 0 | 0
|  |  | Reverse part-year capex depreciation after asset life | [14 empty] | 0 | 0 | 0 | 0 | 0 | 0 | 0 | 0 | 0 | 0 | 0 | 0 | 0 | 0 | 0 | 0 | 0 | 0 | 0 | 0 | 0 | 0 | 0 | 0 | 0 | 0 | 0 | 0 | 0 | 0 | 0 | 0 | 0 | 0 | 0 | 0 | 0 | 0 | 0 | 0 | 0 | 0 | 0 | 0 | 0 | 0 | 0 | 0 | 0 | 0
|  |  | Sunk cost depreciation | [7 empty] | 0 | [6 empty] | 0 | 0 | 0 | 0 | 0 | 0 | 0 | 0 | 0 | 0 | 0 | 0 | 0 | 0 | 0 | 0 | 0 | 0 | 0 | 0 | 0 | 0 | 0 | 0 | 0 | 0 | 0 | 0 | 0 | 0 | 0 | 0 | 0 | 0 | 0 | 0 | 0 | 0 | 0 | 0 | 0 | 0 | 0 | 0 | 0 | 0 | 0 | 0 | 0 | 0
|  |  | Annual sunk cost depreciation | [14 empty] | 0 | 0 | 0 | 0 | 0 | 0 | 0 | 0 | 0 | 0 | 0 | 0 | 0 | 0 | 0 | 0 | 0 | 0 | 0 | 0 | 0 | 0 | 0 | 0 | 0 | 0 | 0 | 0 | 0 | 0 | 0 | 0 | 0 | 0 | 0 | 0 | 0 | 0 | 0 | 0 | 0 | 0 | 0 | 0 | 0 | 0 | 0 | 0 | 0 | 0
|  |  | Reverse annual sunk cost depreciation after asset life | [14 empty] | 0 | 0 | 0 | 0 | 0 | 0 | 0 | 0 | 0 | 0 | 0 | 0 | 0 | 0 | 0 | 0 | 0 | 0 | 0 | 0 | 0 | 0 | 0 | 0 | 0 | 0 | 0 | 0 | 0 | 0 | 0 | 0 | 0 | 0 | 0 | 0 | 0 | 0 | 0 | 0 | 0 | 0 | 0 | 0 | 0 | 0 | 0 | 0 | 0 | 0
|  |  | Part-year sunk cost depreciation | [14 empty] | 0 | 0 | 0 | 0 | 0 | 0 | 0 | 0 | 0 | 0 | 0 | 0 | 0 | 0 | 0 | 0 | 0 | 0 | 0 | 0 | 0 | 0 | 0 | 0 | 0 | 0 | 0 | 0 | 0 | 0 | 0 | 0 | 0 | 0 | 0 | 0 | 0 | 0 | 0 | 0 | 0 | 0 | 0 | 0 | 0 | 0 | 0 | 0 | 0 | 0
|  |  | Reverse part-year sunk cost depreciation after asset life | [14 empty] | 0 | 0 | 0 | 0 | 0 | 0 | 0 | 0 | 0 | 0 | 0 | 0 | 0 | 0 | 0 | 0 | 0 | 0 | 0 | 0 | 0 | 0 | 0 | 0 | 0 | 0 | 0 | 0 | 0 | 0 | 0 | 0 | 0 | 0 | 0 | 0 | 0 | 0 | 0 | 0 | 0 | 0 | 0 | 0 | 0 | 0 | 0 | 0 | 0 | 0
|  |  | Future capex depreciation | [7 empty] | 0 | [6 empty] | 0 | 0 | 0 | 0 | 0 | 0 | 0 | 0 | 0 | 0 | 0 | 0 | 0 | 0 | 0 | 0 | 0 | 0 | 0 | 0 | 0 | 0 | 0 | 0 | 0 | 0 | 0 | 0 | 0 | 0 | 0 | 0 | 0 | 0 | 0 | 0 | 0 | 0 | 0 | 0 | 0 | 0 | 0 | 0 | 0 | 0 | 0 | 0 | 0 | 0
|  |  | Annual future capex depreciation | [14 empty] | 0 | 0 | 0 | 0 | 0 | 0 | 0 | 0 | 0 | 0 | 0 | 0 | 0 | 0 | 0 | 0 | 0 | 0 | 0 | 0 | 0 | 0 | 0 | 0 | 0 | 0 | 0 | 0 | 0 | 0 | 0 | 0 | 0 | 0 | 0 | 0 | 0 | 0 | 0 | 0 | 0 | 0 | 0 | 0 | 0 | 0 | 0 | 0 | 0 | 0
|  |  | Reverse annual future capex depreciation after asset life | [14 empty] | 0 | 0 | 0 | 0 | 0 | 0 | 0 | 0 | 0 | 0 | 0 | 0 | 0 | 0 | 0 | 0 | 0 | 0 | 0 | 0 | 0 | 0 | 0 | 0 | 0 | 0 | 0 | 0 | 0 | 0 | 0 | 0 | 0 | 0 | 0 | 0 | 0 | 0 | 0 | 0 | 0 | 0 | 0 | 0 | 0 | 0 | 0 | 0 | 0 | 0
|  |  | Part-year future capex depreciation | [14 empty] | 0 | 0 | 0 | 0 | 0 | 0 | 0 | 0 | 0 | 0 | 0 | 0 | 0 | 0 | 0 | 0 | 0 | 0 | 0 | 0 | 0 | 0 | 0 | 0 | 0 | 0 | 0 | 0 | 0 | 0 | 0 | 0 | 0 | 0 | 0 | 0 | 0 | 0 | 0 | 0 | 0 | 0 | 0 | 0 | 0 | 0 | 0 | 0 | 0 | 0
|  |  | Reverse part-year future capex depreciation after asset life | [14 empty] | 0 | 0 | 0 | 0 | 0 | 0 | 0 | 0 | 0 | 0 | 0 | 0 | 0 | 0 | 0 | 0 | 0 | 0 | 0 | 0 | 0 | 0 | 0 | 0 | 0 | 0 | 0 | 0 | 0 | 0 | 0 | 0 | 0 | 0 | 0 | 0 | 0 | 0 | 0 | 0 | 0 | 0 | 0 | 0 | 0 | 0 | 0 | 0 | 0 | 0
|  |  | Capex benefits depreciation | [7 empty] | 0
Annual capex benefits depreciation
Reverse annual capex benefits depreciation after asset life
Part-year capex benefits depreciation
Reverse part-year capex benefits depreciation after asset life
Book value
|  |  | Book value capex cost | [13 empty] | 0 | 0 | 0 | 1728573.8053 | 4216161.2561 | 9144709.7577 | 12862452.0533 | 15426896.3015 | 14267273.3832 | 13107650.4648 | 11948027.5465 | 10788404.6282 | 9628781.7099 | 8469158.7916 | 7309535.8732 | 6149912.9549 | 4990290.0366 | 3830667.1183 | 2671044.1999 | 1626659.5353 | 755796.5843 | 232754.1979 | -1.1642e-09 | -1.1642e-09 | -1.1642e-09 | -1.1642e-09 | -1.1642e-09 | -1.1642e-09 | -1.1642e-09 | -1.1642e-09 | -1.1642e-09 | -1.1642e-09 | -1.1642e-09 | -1.1642e-09 | -1.1642e-09 | -1.1642e-09 | -1.1642e-09 | -1.1642e-09 | -1.1642e-09 | -1.1642e-09 | -1.1642e-09 | -1.1642e-09 | -1.1642e-09 | -1.1642e-09 | -1.1642e-09 | -1.1642e-09 | -1.1642e-09 | -1.1642e-09 | -1.1642e-09 | -1.1642e-09 | -1.1642e-09
|  |  | Book value sunk cost | [13 empty] | 0 | 0 | 0 | 0 | 0 | 0 | 0 | 0 | 0 | 0 | 0 | 0 | 0 | 0 | 0 | 0 | 0 | 0 | 0 | 0 | 0 | 0 | 0 | 0 | 0 | 0 | 0 | 0 | 0 | 0 | 0 | 0 | 0 | 0 | 0 | 0 | 0 | 0 | 0 | 0 | 0 | 0 | 0 | 0 | 0 | 0 | 0 | 0 | 0 | 0 | 0
|  |  | Book value future capex cost | [13 empty] | 0 | 0 | 0 | 0 | 0 | 0 | 0 | 0 | 0 | 0 | 0 | 0 | 0 | 0 | 0 | 0 | 0 | 0 | 0 | 0 | 0 | 0 | 0 | 0 | 0 | 0 | 0 | 0 | 0 | 0 | 0 | 0 | 0 | 0 | 0 | 0 | 0 | 0 | 0 | 0 | 0 | 0 | 0 | 0 | 0 | 0 | 0 | 0 | 0 | 0 | 0
|  |  | Total book value | [13 empty] | 0 | 0 | 0 | 1728573.8053 | 4216161.2561 | 9144709.7577 | 12862452.0533 | 15426896.3015 | 14267273.3832 | 13107650.4648 | 11948027.5465 | 10788404.6282 | 9628781.7099 | 8469158.7916 | 7309535.8732 | 6149912.9549 | 4990290.0366 | 3830667.1183 | 2671044.1999 | 1626659.5353 | 755796.5843 | 232754.1979 | -1.1642e-09 | -1.1642e-09 | -1.1642e-09 | -1.1642e-09 | -1.1642e-09 | -1.1642e-09 | -1.1642e-09 | -1.1642e-09 | -1.1642e-09 | -1.1642e-09 | -1.1642e-09 | -1.1642e-09 | -1.1642e-09 | -1.1642e-09 | -1.1642e-09 | -1.1642e-09 | -1.1642e-09 | -1.1642e-09 | -1.1642e-09 | -1.1642e-09 | -1.1642e-09 | -1.1642e-09 | -1.1642e-09 | -1.1642e-09 | -1.1642e-09 | -1.1642e-09 | -1.1642e-09 | -1.1642e-09 | -1.1642e-09
Book value capex benefits
|  |  | Capex benefits - Return on capital | [7 empty] | 0 | [5 empty] | 0 | 0 | 0 | 0 | 0 | 0 | 0 | 0 | 0 | 0 | 0 | 0 | 0 | 0 | 0 | 0 | 0 | 0 | 0 | 0 | 0 | 0 | 0 | 0 | 0 | 0 | 0 | 0 | 0 | 0 | 0 | 0 | 0 | 0 | 0 | 0 | 0 | 0 | 0 | 0 | 0 | 0 | 0 | 0 | 0 | 0 | 0 | 0 | 0 | 0 | 0
Regulatory revenue - Return on capital
|  |  | Return on capital - Capex cost | [7 empty] | 4786923.4068 | [5 empty] | 0 | 0 | 0 | 59462.9389 | 145035.9472 | 314578.0157 | 442468.3506 | 530685.2328 | 490794.2044 | 450903.176 | 411012.1476 | 371121.1192 | 331230.0908 | 291339.0624 | 251448.034 | 211557.0056 | 171665.9773 | 131774.9489 | 91883.9205 | 55957.088 | 25999.4025 | 8006.7444 | -4.0047e-11 | -4.0047e-11 | -4.0047e-11 | -4.0047e-11 | -4.0047e-11 | -4.0047e-11 | -4.0047e-11 | -4.0047e-11 | -4.0047e-11 | -4.0047e-11 | -4.0047e-11 | -4.0047e-11 | -4.0047e-11 | -4.0047e-11 | -4.0047e-11 | -4.0047e-11 | -4.0047e-11 | -4.0047e-11 | -4.0047e-11 | -4.0047e-11 | -4.0047e-11 | -4.0047e-11 | -4.0047e-11 | -4.0047e-11 | -4.0047e-11 | -4.0047e-11 | -4.0047e-11 | -4.0047e-11 | -4.0047e-11
|  |  | Return on capital - Sunk cost | [7 empty] | 0 | [5 empty] | 0 | 0 | 0 | 0 | 0 | 0 | 0 | 0 | 0 | 0 | 0 | 0 | 0 | 0 | 0 | 0 | 0 | 0 | 0 | 0 | 0 | 0 | 0 | 0 | 0 | 0 | 0 | 0 | 0 | 0 | 0 | 0 | 0 | 0 | 0 | 0 | 0 | 0 | 0 | 0 | 0 | 0 | 0 | 0 | 0 | 0 | 0 | 0 | 0 | 0 | 0
|  |  | Return on capital - Future capex cost | [7 empty] | 0 | [5 empty] | 0 | 0 | 0 | 0 | 0 | 0 | 0 | 0 | 0 | 0 | 0 | 0 | 0 | 0 | 0 | 0 | 0 | 0 | 0 | 0 | 0 | 0 | 0 | 0 | 0 | 0 | 0 | 0 | 0 | 0 | 0 | 0 | 0 | 0 | 0 | 0 | 0 | 0 | 0 | 0 | 0 | 0 | 0 | 0 | 0 | 0 | 0 | 0 | 0 | 0 | 0
|  |  | Total return on capital | [7 empty] | 4786923.4068 | [5 empty] | 0 | 0 | 0 | 59462.9389 | 145035.9472 | 314578.0157 | 442468.3506 | 530685.2328 | 490794.2044 | 450903.176 | 411012.1476 | 371121.1192 | 331230.0908 | 291339.0624 | 251448.034 | 211557.0056 | 171665.9773 | 131774.9489 | 91883.9205 | 55957.088 | 25999.4025 | 8006.7444 | -4.0047e-11 | -4.0047e-11 | -4.0047e-11 | -4.0047e-11 | -4.0047e-11 | -4.0047e-11 | -4.0047e-11 | -4.0047e-11 | -4.0047e-11 | -4.0047e-11 | -4.0047e-11 | -4.0047e-11 | -4.0047e-11 | -4.0047e-11 | -4.0047e-11 | -4.0047e-11 | -4.0047e-11 | -4.0047e-11 | -4.0047e-11 | -4.0047e-11 | -4.0047e-11 | -4.0047e-11 | -4.0047e-11 | -4.0047e-11 | -4.0047e-11 | -4.0047e-11 | -4.0047e-11 | -4.0047e-11 | -4.0047e-11
|  |  | Capex benefits - Return of capital | [7 empty] | 2473687.8057 | [5 empty] | 0 | 0 | 0 | 0 | 14992.0473 | 29984.0946 | 44976.1419 | 59968.1892 | 74960.2365 | 89952.2838 | 104944.3312 | 119936.3785 | 134928.4258 | 149920.4731 | 164912.5204 | 179904.5677 | 194896.615 | 209888.6623 | 224880.7096 | 224880.7096 | 224880.7096 | 224880.7096 | 0 | 0 | 0 | 0 | 0 | 0 | 0 | 0 | 0 | 0 | 0 | 0 | 0 | 0 | 0 | 0 | 0 | 0 | 0 | 0 | 0 | 0 | 0 | 0 | 0 | 0 | 0 | 0 | 0
Regulatory revenue - Return of capital
|  |  | Return of capital - Capex cost | [7 empty] | 17394343.7748 | [5 empty] | 0 | 0 | 0 | 0 | 115238.2537 | 288759.9673 | 636580.5319 | 926868.7204 | 1159622.9183 | 1159622.9183 | 1159622.9183 | 1159622.9183 | 1159622.9183 | 1159622.9183 | 1159622.9183 | 1159622.9183 | 1159622.9183 | 1159622.9183 | 1159622.9183 | 1044384.6646 | 870862.951 | 523042.3864 | 232754.1979 | 0 | 0 | 0 | 0 | 0 | 0 | 0 | 0 | 0 | 0 | 0 | 0 | 0 | 0 | 0 | 0 | 0 | 0 | 0 | 0 | 0 | 0 | 0 | 0 | 0 | 0 | 0 | 0
|  |  | Return of capital - Sunk cost | [7 empty] | 0 | [5 empty] | 0 | 0 | 0 | 0 | 0 | 0 | 0 | 0 | 0 | 0 | 0 | 0 | 0 | 0 | 0 | 0 | 0 | 0 | 0 | 0 | 0 | 0 | 0 | 0 | 0 | 0 | 0 | 0 | 0 | 0 | 0 | 0 | 0 | 0 | 0 | 0 | 0 | 0 | 0 | 0 | 0 | 0 | 0 | 0 | 0 | 0 | 0 | 0 | 0 | 0 | 0
|  |  | Return of capital - Future capex cost | [7 empty] | 0 | [5 empty] | 0 | 0 | 0 | 0 | 0 | 0 | 0 | 0 | 0 | 0 | 0 | 0 | 0 | 0 | 0 | 0 | 0 | 0 | 0 | 0 | 0 | 0 | 0 | 0 | 0 | 0 | 0 | 0 | 0 | 0 | 0 | 0 | 0 | 0 | 0 | 0 | 0 | 0 | 0 | 0 | 0 | 0 | 0 | 0 | 0 | 0 | 0 | 0 | 0 | 0 | 0
|  |  | Total return of capital | [7 empty] | 17394343.7748 | [5 empty] | 0 | 0 | 0 | 0 | 115238.2537 | 288759.9673 | 636580.5319 | 926868.7204 | 1159622.9183 | 1159622.9183 | 1159622.9183 | 1159622.9183 | 1159622.9183 | 1159622.9183 | 1159622.9183 | 1159622.9183 | 1159622.9183 | 1159622.9183 | 1159622.9183 | 1044384.6646 | 870862.951 | 523042.3864 | 232754.1979 | 0 | 0 | 0 | 0 | 0 | 0 | 0 | 0 | 0 | 0 | 0 | 0 | 0 | 0 | 0 | 0 | 0 | 0 | 0 | 0 | 0 | 0 | 0 | 0 | 0 | 0 | 0 | 0
Capex benefits - Terminal value
|  |  | RAB multiple |  |  |  |  | RAB multiple | 1
|  |  | Total capex terminal value (if full model valuation period) | [7 empty] | 0
|  |  | Total capex terminal value (if restricted valuation period) | [7 empty] | 0
Regulatory revenue - Terminal value of total capex
|  |  | RAB multiple |  |  |  |  | RAB multiple | 1
|  |  | Total capex terminal value (if full model valuation period) | [7 empty] | -1.1642e-09 | 2072 50: -1.1642e-09
|  |  | Total capex terminal value (if restricted valuation period) | [7 empty] | 0 | [5 empty] | 0 | 0 | 0 | 0 | 0 | 0 | 0 | 0 | 0 | 0 | 0 | 0 | 0 | 0 | 0 | 0 | 0 | 0 | 0 | 0 | 0 | 0 | 0 | 0 | 0 | 0 | 0 | 0 | 0 | 0 | 0 | 0 | 0 | 0 | 0 | 0 | 0 | 0 | 0 | 0 | 0 | 0 | 0 | 0 | 0 | 0 | 0 | 0 | 0 | 0 | 0
Regulated revenue - ACS revenue
|  |  | ACS revenue | [7 empty] | 0 | [5 empty] | 0 | 0 | 0 | 0 | 0 | 0 | 0 | 0 | 0 | 0 | 0 | 0 | 0 | 0 | 0 | 0 | 0 | 0 | 0 | 0 | 0 | 0 | 0 | 0 | 0 | 0 | 0 | 0 | 0 | 0 | 0 | 0 | 0 | 0 | 0 | 0 | 0 | 0 | 0 | 0 | 0 | 0 | 0 | 0 | 0 | 0 | 0 | 0 | 0 | 0 | 0
Unregulated revenue
|  |  | Unregulatory revenue subject to SAG? |  |  | Yes | 1 | SAG factor | 10%
|  |  | Unregulated revenue | [7 empty] | 0 | [5 empty] | 0 | 0 | 0 | 0 | 0 | 0 | 0 | 0 | 0 | 0 | 0 | 0 | 0 | 0 | 0 | 0 | 0 | 0 | 0 | 0 | 0 | 0 | 0 | 0 | 0 | 0 | 0 | 0 | 0 | 0 | 0 | 0 | 0 | 0 | 0 | 0 | 0 | 0 | 0 | 0 | 0 | 0 | 0 | 0 | 0 | 0 | 0 | 0 | 0 | 0 | 0
|  |  | Total unregulated revenue | [7 empty] | 0 | [5 empty] | 0 | 0 | 0 | 0 | 0 | 0 | 0 | 0 | 0 | 0 | 0 | 0 | 0 | 0 | 0 | 0 | 0 | 0 | 0 | 0 | 0 | 0 | 0 | 0 | 0 | 0 | 0 | 0 | 0 | 0 | 0 | 0 | 0 | 0 | 0 | 0 | 0 | 0 | 0 | 0 | 0 | 0 | 0 | 0 | 0 | 0 | 0 | 0 | 0 | 0 | 0
|  |  | Unregulated revenue - Customer | [7 empty] | 0 | [5 empty] | 0 | 0 | 0 | 0 | 0 | 0 | 0 | 0 | 0 | 0 | 0 | 0 | 0 | 0 | 0 | 0 | 0 | 0 | 0 | 0 | 0 | 0 | 0 | 0 | 0 | 0 | 0 | 0 | 0 | 0 | 0 | 0 | 0 | 0 | 0 | 0 | 0 | 0 | 0 | 0 | 0 | 0 | 0 | 0 | 0 | 0 | 0 | 0 | 0 | 0 | 0
|  |  | Unregulated revenue - Shareholder | [7 empty] | 0 | [5 empty] | 0 | 0 | 0 | 0 | 0 | 0 | 0 | 0 | 0 | 0 | 0 | 0 | 0 | 0 | 0 | 0 | 0 | 0 | 0 | 0 | 0 | 0 | 0 | 0 | 0 | 0 | 0 | 0 | 0 | 0 | 0 | 0 | 0 | 0 | 0 | 0 | 0 | 0 | 0 | 0 | 0 | 0 | 0 | 0 | 0 | 0 | 0 | 0 | 0 | 0 | 0
Investment opex
|  |  | Component 1 | [13 empty] | 0 | 0 | 0 | 0 | 0 | 0 | 0 | 0 | 0 | 0 | 0 | 0 | 0 | 0 | 0 | 0 | 0 | 0 | 0 | 0 | 0 | 0 | 0 | 0 | 0 | 0 | 0 | 0 | 0 | 0 | 0 | 0 | 0 | 0 | 0 | 0 | 0 | 0 | 0 | 0 | 0 | 0 | 0 | 0 | 0 | 0 | 0 | 0 | 0 | 0 | 0
|  |  | Component 2 | [13 empty] | 0 | 0 | 0 | 0 | 0 | 0 | 0 | 0 | 0 | 0 | 0 | 0 | 0 | 0 | 0 | 0 | 0 | 0 | 0 | 0 | 0 | 0 | 0 | 0 | 0 | 0 | 0 | 0 | 0 | 0 | 0 | 0 | 0 | 0 | 0 | 0 | 0 | 0 | 0 | 0 | 0 | 0 | 0 | 0 | 0 | 0 | 0 | 0 | 0 | 0 | 0
|  |  | Component 3 | [13 empty] | 0 | 0 | 0 | 0 | -19381.3514 | -38762.7028 | -58144.0542 | -77525.4056 | -96906.757 | -116288.1084 | -135669.4598 | -155050.8112 | -174432.1626 | -193813.514 | -213194.8654 | -232576.2168 | -251957.5682 | -271338.9196 | -290720.2709 | -290720.2709 | -290720.2709 | -290720.2709 | 0 | 0 | 0 | 0 | 0 | 0 | 0 | 0 | 0 | 0 | 0 | 0 | 0 | 0 | 0 | 0 | 0 | 0 | 0 | 0 | 0 | 0 | 0 | 0 | 0 | 0 | 0 | 0 | 0
|  |  | Total investment opex | [13 empty] | 0 | 0 | 0 | 0 | -19381.3514 | -38762.7028 | -58144.0542 | -77525.4056 | -96906.757 | -116288.1084 | -135669.4598 | -155050.8112 | -174432.1626 | -193813.514 | -213194.8654 | -232576.2168 | -251957.5682 | -271338.9196 | -290720.2709 | -290720.2709 | -290720.2709 | -290720.2709 | 0 | 0 | 0 | 0 | 0 | 0 | 0 | 0 | 0 | 0 | 0 | 0 | 0 | 0 | 0 | 0 | 0 | 0 | 0 | 0 | 0 | 0 | 0 | 0 | 0 | 0 | 0 | 0 | 0
|  |  | Shareholder/customer switch | [13 empty] | 0 | 0 | 0 | 0 | 0 | 0 | 0 | 0 | 0 | 0 | 0 | 0 | 0 | 0 | 0 | 0 | 0 | 0 | 0 | 0 | 0 | 0 | 0 | 0 | 0 | 0 | 0 | 0 | 0 | 0 | 0 | 0 | 0 | 0 | 0 | 0 | 0 | 0 | 0 | 0 | 0 | 0 | 0 | 0 | 0 | 0 | 0 | 0 | 0 | 0 | 0
|  |  | Ongoing new opex | [5 empty] | First year of ongoing new opex
|  |  | Repairs & maintenance (Planned & unplanned) | [5 empty] | #N/A |  | 0 | [5 empty] | 0 | 0 | 0 | 0 | 0 | 0 | 0 | 0 | 0 | 0 | 0 | 0 | 0 | 0 | 0 | 0 | 0 | 0 | 0 | 0 | 0 | 0 | 0 | 0 | 0 | 0 | 0 | 0 | 0 | 0 | 0 | 0 | 0 | 0 | 0 | 0 | 0 | 0 | 0 | 0 | 0 | 0 | 0 | 0 | 0 | 0 | 0 | 0 | 0 | 0 | 0
|  |  | Demand management opex | [5 empty] | #N/A |  | 0 | [5 empty] | 0 | 0 | 0 | 0 | 0 | 0 | 0 | 0 | 0 | 0 | 0 | 0 | 0 | 0 | 0 | 0 | 0 | 0 | 0 | 0 | 0 | 0 | 0 | 0 | 0 | 0 | 0 | 0 | 0 | 0 | 0 | 0 | 0 | 0 | 0 | 0 | 0 | 0 | 0 | 0 | 0 | 0 | 0 | 0 | 0 | 0 | 0 | 0 | 0 | 0 | 0
|  |  | Opex benefit 1 | [5 empty] | #N/A |  | 0 | [5 empty] | 0 | 0 | 0 | 0 | 0 | 0 | 0 | 0 | 0 | 0 | 0 | 0 | 0 | 0 | 0 | 0 | 0 | 0 | 0 | 0 | 0 | 0 | 0 | 0 | 0 | 0 | 0 | 0 | 0 | 0 | 0 | 0 | 0 | 0 | 0 | 0 | 0 | 0 | 0 | 0 | 0 | 0 | 0 | 0 | 0 | 0 | 0 | 0 | 0 | 0 | 0
|  |  | Opex cost 1 | [5 empty] | #N/A |  | 0 | [5 empty] | 0 | 0 | 0 | 0 | 0 | 0 | 0 | 0 | 0 | 0 | 0 | 0 | 0 | 0 | 0 | 0 | 0 | 0 | 0 | 0 | 0 | 0 | 0 | 0 | 0 | 0 | 0 | 0 | 0 | 0 | 0 | 0 | 0 | 0 | 0 | 0 | 0 | 0 | 0 | 0 | 0 | 0 | 0 | 0 | 0 | 0 | 0 | 0 | 0 | 0 | 0
|  |  | Component 3 (if required) | [5 empty] | #N/A |  | 0 | [5 empty] | 0 | 0 | 0 | 0 | 0 | 0 | 0 | 0 | 0 | 0 | 0 | 0 | 0 | 0 | 0 | 0 | 0 | 0 | 0 | 0 | 0 | 0 | 0 | 0 | 0 | 0 | 0 | 0 | 0 | 0 | 0 | 0 | 0 | 0 | 0 | 0 | 0 | 0 | 0 | 0 | 0 | 0 | 0 | 0 | 0 | 0 | 0 | 0 | 0 | 0 | 0
|  |  | Component 4 (if required) | [5 empty] | 4 |  | 2762447.3594 | [5 empty] | 0 | 0 | 0 | 0 | 16742.1052 | 33484.2104 | 50226.3156 | 66968.4208 | 83710.526 | 100452.6313 | 117194.7365 | 133936.8417 | 150678.9469 | 167421.0521 | 184163.1573 | 200905.2625 | 217647.3677 | 234389.4729 | 251131.5781 | 251131.5781 | 251131.5781 | 251131.5781 | 0 | 0 | 0 | 0 | 0 | 0 | 0 | 0 | 0 | 0 | 0 | 0 | 0 | 0 | 0 | 0 | 0 | 0 | 0 | 0 | 0 | 0 | 0 | 0 | 0 | 0 | 0 | 0 | 0
|  |  | Total ongoing new opex | [5 empty] | 4 |  | 2762447.3594 | [5 empty] | 0 | 0 | 0 | 0 | 16742.1052 | 33484.2104 | 50226.3156 | 66968.4208 | 83710.526 | 100452.6313 | 117194.7365 | 133936.8417 | 150678.9469 | 167421.0521 | 184163.1573 | 200905.2625 | 217647.3677 | 234389.4729 | 251131.5781 | 251131.5781 | 251131.5781 | 251131.5781 | 0 | 0 | 0 | 0 | 0 | 0 | 0 | 0 | 0 | 0 | 0 | 0 | 0 | 0 | 0 | 0 | 0 | 0 | 0 | 0 | 0 | 0 | 0 | 0 | 0 | 0 | 0 | 0 | 0
Regulated revenue - Incentive schemes
|  |  | STPIS | [7 empty] | 0 | [5 empty] | 0 | 0 | 0 | 0 | 0 | 0 | 0 | 0 | 0 | 0 | 0 | 0 | 0 | 0 | 0 | 0 | 0 | 0 | 0 | 0 | 0 | 0 | 0 | 0 | 0 | 0 | 0 | 0 | 0 | 0 | 0 | 0 | 0 | 0 | 0 | 0 | 0 | 0 | 0 | 0 | 0 | 0 | 0 | 0 | 0 | 0 | 0 | 0 | 0 | 0 | 0
|  |  | EBSS | EBSS switch | TRUE | Min EBSS year | 4 | Max EBSS year | 14
|  |  | Shareholder | [7 empty] | 334842.1042 | [5 empty] | 0 | 0 | 0 | 0 | 16742.1052 | 33484.2104 | 50226.3156 | 66968.4208 | 83710.526 | 83710.526 | 0 | 0 | 0 | 0 | 0 | 0 | 0 | 0 | 0 | 0 | 0 | 0 | 0 | 0 | 0 | 0 | 0 | 0 | 0 | 0 | 0 | 0 | 0 | 0 | 0 | 0 | 0 | 0 | 0 | 0 | 0 | 0 | 0 | 0 | 0 | 0 | 0 | 0 | 0 | 0 | 0
|  |  | Customer | [7 empty] | 3432131.5677 | [5 empty] | 0 | 0 | 0 | 0 | 0 | 0 | 0 | 0 | 0 | 0 | 83710.526 | 83710.526 | 83710.526 | 83710.526 | 83710.526 | 83710.526 | 83710.526 | 83710.526 | 83710.526 | 83710.526 | 83710.526 | 83710.526 | 83710.526 | 83710.526 | 83710.526 | 83710.526 | 83710.526 | 83710.526 | 83710.526 | 83710.526 | 83710.526 | 83710.526 | 83710.526 | 83710.526 | 83710.526 | 83710.526 | 83710.526 | 83710.526 | 83710.526 | 83710.526 | 83710.526 | 83710.526 | 83710.526 | 83710.526 | 83710.526 | 83710.526 | 83710.526 | 83710.526 | 83710.526 | 83710.526 | 83710.526
|  |  | CESS | CESS switch | FALSE
|  |  | Shareholder |  |  |  |  | CESS per $ invested | -0.17056 |  | 0 | [5 empty] | 0 | 0 | 0 | 0 | 0 | 0 | 0 | 0 | 0 | 0 | 0 | 0 | 0 | 0 | 0 | 0 | 0 | 0 | 0 | 0 | 0 | 0 | 0 | 0 | 0 | 0 | 0 | 0 | 0 | 0 | 0 | 0 | 0 | 0 | 0 | 0 | 0 | 0 | 0 | 0 | 0 | 0 | 0 | 0 | 0 | 0 | 0 | 0 | 0 | 0 | 0
|  |  | Customer |  |  |  |  | CESS per $ invested | -0.68826 |  | 0 | [5 empty] | 0 | 0 | 0 | 0 | 0 | 0 | 0 | 0 | 0 | 0 | 0 | 0 | 0 | 0 | 0 | 0 | 0 | 0 | 0 | 0 | 0 | 0 | 0 | 0 | 0 | 0 | 0 | 0 | 0 | 0 | 0 | 0 | 0 | 0 | 0 | 0 | 0 | 0 | 0 | 0 | 0 | 0 | 0 | 0 | 0 | 0 | 0 | 0 | 0 | 0 | 0
|  |  | DMIS |  |  |  |  | DMIS incentive % | 50% |  | 0 | [5 empty] | 0 | 0 | 0 | 0 | 0 | 0 | 0 | 0 | 0 | 0 | 0 | 0 | 0 | 0 | 0 | 0 | 0 | 0 | 0 | 0 | 0 | 0 | 0 | 0 | 0 | 0 | 0 | 0 | 0 | 0 | 0 | 0 | 0 | 0 | 0 | 0 | 0 | 0 | 0 | 0 | 0 | 0 | 0 | 0 | 0 | 0 | 0 | 0 | 0 | 0 | 0
|  |  | Total incentive schemes | [7 empty] | 3766973.6719 | [5 empty] | 0 | 0 | 0 | 0 | 16742.1052 | 33484.2104 | 50226.3156 | 66968.4208 | 83710.526 | 83710.526 | 83710.526 | 83710.526 | 83710.526 | 83710.526 | 83710.526 | 83710.526 | 83710.526 | 83710.526 | 83710.526 | 83710.526 | 83710.526 | 83710.526 | 83710.526 | 83710.526 | 83710.526 | 83710.526 | 83710.526 | 83710.526 | 83710.526 | 83710.526 | 83710.526 | 83710.526 | 83710.526 | 83710.526 | 83710.526 | 83710.526 | 83710.526 | 83710.526 | 83710.526 | 83710.526 | 83710.526 | 83710.526 | 83710.526 | 83710.526 | 83710.526 | 83710.526 | 83710.526 | 83710.526 | 83710.526 | 83710.526 | 83710.526
|  |  | STPIS first year | [7 empty] | 0
Probabilistic cost & benefits
|  |  | Safety risk | [7 empty] | 4510936.6041 | [5 empty] | 0 | 0 | 0 | 0 | 27339.0097 | 54678.0194 | 82017.0292 | 109356.0389 | 136695.0486 | 164034.0583 | 191373.0681 | 218712.0778 | 246051.0875 | 273390.0972 | 300729.1069 | 328068.1167 | 355407.1264 | 382746.1361 | 410085.1458 | 410085.1458 | 410085.1458 | 410085.1458 | 0 | 0 | 0 | 0 | 0 | 0 | 0 | 0 | 0 | 0 | 0 | 0 | 0 | 0 | 0 | 0 | 0 | 0 | 0 | 0 | 0 | 0 | 0 | 0 | 0 | 0 | 0 | 0 | 0
|  |  | Fire risk | [7 empty] | 0 | [5 empty] | 0 | 0 | 0 | 0 | 0 | 0 | 0 | 0 | 0 | 0 | 0 | 0 | 0 | 0 | 0 | 0 | 0 | 0 | 0 | 0 | 0 | 0 | 0 | 0 | 0 | 0 | 0 | 0 | 0 | 0 | 0 | 0 | 0 | 0 | 0 | 0 | 0 | 0 | 0 | 0 | 0 | 0 | 0 | 0 | 0 | 0 | 0 | 0 | 0 | 0 | 0
|  |  | Environment risk | [7 empty] | 0 | [5 empty] | 0 | 0 | 0 | 0 | 0 | 0 | 0 | 0 | 0 | 0 | 0 | 0 | 0 | 0 | 0 | 0 | 0 | 0 | 0 | 0 | 0 | 0 | 0 | 0 | 0 | 0 | 0 | 0 | 0 | 0 | 0 | 0 | 0 | 0 | 0 | 0 | 0 | 0 | 0 | 0 | 0 | 0 | 0 | 0 | 0 | 0 | 0 | 0 | 0 | 0 | 0
|  |  | Network asset failure EUE | [7 empty] | 16960185.2372 | [5 empty] | 0 | 0 | 0 | 0 | 102789.0014 | 205578.0029 | 308367.0043 | 411156.0058 | 513945.0072 | 616734.0086 | 719523.0101 | 822312.0115 | 925101.0129 | 1027890.0144 | 1130679.0158 | 1233468.0173 | 1336257.0187 | 1439046.0201 | 1541835.0216 | 1541835.0216 | 1541835.0216 | 1541835.0216 | 0 | 0 | 0 | 0 | 0 | 0 | 0 | 0 | 0 | 0 | 0 | 0 | 0 | 0 | 0 | 0 | 0 | 0 | 0 | 0 | 0 | 0 | 0 | 0 | 0 | 0 | 0 | 0 | 0
|  |  | Reactive replacement cost | [7 empty] | 0 | [5 empty] | 0 | 0 | 0 | 0 | 0 | 0 | 0 | 0 | 0 | 0 | 0 | 0 | 0 | 0 | 0 | 0 | 0 | 0 | 0 | 0 | 0 | 0 | 0 | 0 | 0 | 0 | 0 | 0 | 0 | 0 | 0 | 0 | 0 | 0 | 0 | 0 | 0 | 0 | 0 | 0 | 0 | 0 | 0 | 0 | 0 | 0 | 0 | 0 | 0 | 0 | 0
|  |  | 3rd party property damage risk | [7 empty] | 0 | [5 empty] | 0 | 0 | 0 | 0 | 0 | 0 | 0 | 0 | 0 | 0 | 0 | 0 | 0 | 0 | 0 | 0 | 0 | 0 | 0 | 0 | 0 | 0 | 0 | 0 | 0 | 0 | 0 | 0 | 0 | 0 | 0 | 0 | 0 | 0 | 0 | 0 | 0 | 0 | 0 | 0 | 0 | 0 | 0 | 0 | 0 | 0 | 0 | 0 | 0 | 0 | 0
|  |  | Construction EUE risk | [7 empty] | 0 | [5 empty] | 0 | 0 | 0 | 0 | 0 | 0 | 0 | 0 | 0 | 0 | 0 | 0 | 0 | 0 | 0 | 0 | 0 | 0 | 0 | 0 | 0 | 0 | 0 | 0 | 0 | 0 | 0 | 0 | 0 | 0 | 0 | 0 | 0 | 0 | 0 | 0 | 0 | 0 | 0 | 0 | 0 | 0 | 0 | 0 | 0 | 0 | 0 | 0 | 0 | 0 | 0
|  |  | Carbon emissions | [7 empty] | 2923848.7781 | [5 empty] | 0 | 0 | 0 | 0 | 17720.2956 | 35440.5912 | 53160.8869 | 70881.1825 | 88601.4781 | 106321.7738 | 124042.0694 | 141762.365 | 159482.6606 | 177202.9562 | 194923.2519 | 212643.5475 | 230363.8431 | 248084.1388 | 265804.4344 | 265804.4344 | 265804.4344 | 265804.4344 | 0 | 0 | 0 | 0 | 0 | 0 | 0 | 0 | 0 | 0 | 0 | 0 | 0 | 0 | 0 | 0 | 0 | 0 | 0 | 0 | 0 | 0 | 0 | 0 | 0 | 0 | 0 | 0 | 0
|  |  | Protective security risk | [7 empty] | 0 | [5 empty] | 0 | 0 | 0 | 0 | 0 | 0 | 0 | 0 | 0 | 0 | 0 | 0 | 0 | 0 | 0 | 0 | 0 | 0 | 0 | 0 | 0 | 0 | 0 | 0 | 0 | 0 | 0 | 0 | 0 | 0 | 0 | 0 | 0 | 0 | 0 | 0 | 0 | 0 | 0 | 0 | 0 | 0 | 0 | 0 | 0 | 0 | 0 | 0 | 0 | 0 | 0
|  |  | Cost to respond to crisis | [7 empty] | 0 | [5 empty] | 0 | 0 | 0 | 0 | 0 | 0 | 0 | 0 | 0 | 0 | 0 | 0 | 0 | 0 | 0 | 0 | 0 | 0 | 0 | 0 | 0 | 0 | 0 | 0 | 0 | 0 | 0 | 0 | 0 | 0 | 0 | 0 | 0 | 0 | 0 | 0 | 0 | 0 | 0 | 0 | 0 | 0 | 0 | 0 | 0 | 0 | 0 | 0 | 0 | 0 | 0
|  |  | Loss productive time | [7 empty] | 0 | [5 empty] | 0 | 0 | 0 | 0 | 0 | 0 | 0 | 0 | 0 | 0 | 0 | 0 | 0 | 0 | 0 | 0 | 0 | 0 | 0 | 0 | 0 | 0 | 0 | 0 | 0 | 0 | 0 | 0 | 0 | 0 | 0 | 0 | 0 | 0 | 0 | 0 | 0 | 0 | 0 | 0 | 0 | 0 | 0 | 0 | 0 | 0 | 0 | 0 | 0 | 0 | 0
|  |  | Additional capex completed without additional labour cost | [7 empty] | 0 | [5 empty] | 0 | 0 | 0 | 0 | 0 | 0 | 0 | 0 | 0 | 0 | 0 | 0 | 0 | 0 | 0 | 0 | 0 | 0 | 0 | 0 | 0 | 0 | 0 | 0 | 0 | 0 | 0 | 0 | 0 | 0 | 0 | 0 | 0 | 0 | 0 | 0 | 0 | 0 | 0 | 0 | 0 | 0 | 0 | 0 | 0 | 0 | 0 | 0 | 0 | 0 | 0
|  |  | Decrease in opex costs | [7 empty] | 0 | [5 empty] | 0 | 0 | 0 | 0 | 0 | 0 | 0 | 0 | 0 | 0 | 0 | 0 | 0 | 0 | 0 | 0 | 0 | 0 | 0 | 0 | 0 | 0 | 0 | 0 | 0 | 0 | 0 | 0 | 0 | 0 | 0 | 0 | 0 | 0 | 0 | 0 | 0 | 0 | 0 | 0 | 0 | 0 | 0 | 0 | 0 | 0 | 0 | 0 | 0 | 0 | 0
|  |  | Starting year | [7 empty] | 0
|  |  | Fines and penalties | [7 empty] | 0 | [5 empty] | 0 | 0 | 0 | 0 | 0 | 0 | 0 | 0 | 0 | 0 | 0 | 0 | 0 | 0 | 0 | 0 | 0 | 0 | 0 | 0 | 0 | 0 | 0 | 0 | 0 | 0 | 0 | 0 | 0 | 0 | 0 | 0 | 0 | 0 | 0 | 0 | 0 | 0 | 0 | 0 | 0 | 0 | 0 | 0 | 0 | 0 | 0 | 0 | 0 | 0 | 0
|  |  | Damage / theft of assets | [7 empty] | 0 | [5 empty] | 0 | 0 | 0 | 0 | 0 | 0 | 0 | 0 | 0 | 0 | 0 | 0 | 0 | 0 | 0 | 0 | 0 | 0 | 0 | 0 | 0 | 0 | 0 | 0 | 0 | 0 | 0 | 0 | 0 | 0 | 0 | 0 | 0 | 0 | 0 | 0 | 0 | 0 | 0 | 0 | 0 | 0 | 0 | 0 | 0 | 0 | 0 | 0 | 0 | 0 | 0
|  |  | Loss of data | [7 empty] | 0 | [5 empty] | 0 | 0 | 0 | 0 | 0 | 0 | 0 | 0 | 0 | 0 | 0 | 0 | 0 | 0 | 0 | 0 | 0 | 0 | 0 | 0 | 0 | 0 | 0 | 0 | 0 | 0 | 0 | 0 | 0 | 0 | 0 | 0 | 0 | 0 | 0 | 0 | 0 | 0 | 0 | 0 | 0 | 0 | 0 | 0 | 0 | 0 | 0 | 0 | 0 | 0 | 0
|  |  | ICT/OT hardware or software failure risk | [7 empty] | 0 | [5 empty] | 0 | 0 | 0 | 0 | 0 | 0 | 0 | 0 | 0 | 0 | 0 | 0 | 0 | 0 | 0 | 0 | 0 | 0 | 0 | 0 | 0 | 0 | 0 | 0 | 0 | 0 | 0 | 0 | 0 | 0 | 0 | 0 | 0 | 0 | 0 | 0 | 0 | 0 | 0 | 0 | 0 | 0 | 0 | 0 | 0 | 0 | 0 | 0 | 0 | 0 | 0
|  |  | Cost of manual intervention | [7 empty] | 0 | [5 empty] | 0 | 0 | 0 | 0 | 0 | 0 | 0 | 0 | 0 | 0 | 0 | 0 | 0 | 0 | 0 | 0 | 0 | 0 | 0 | 0 | 0 | 0 | 0 | 0 | 0 | 0 | 0 | 0 | 0 | 0 | 0 | 0 | 0 | 0 | 0 | 0 | 0 | 0 | 0 | 0 | 0 | 0 | 0 | 0 | 0 | 0 | 0 | 0 | 0 | 0 | 0
|  |  | Loss productive time | [7 empty] | 0 | [5 empty] | 0 | 0 | 0 | 0 | 0 | 0 | 0 | 0 | 0 | 0 | 0 | 0 | 0 | 0 | 0 | 0 | 0 | 0 | 0 | 0 | 0 | 0 | 0 | 0 | 0 | 0 | 0 | 0 | 0 | 0 | 0 | 0 | 0 | 0 | 0 | 0 | 0 | 0 | 0 | 0 | 0 | 0 | 0 | 0 | 0 | 0 | 0 | 0 | 0 | 0 | 0
|  |  | Additional capex completed without additional labour cost | [7 empty] | 0 | [5 empty] | 0 | 0 | 0 | 0 | 0 | 0 | 0 | 0 | 0 | 0 | 0 | 0 | 0 | 0 | 0 | 0 | 0 | 0 | 0 | 0 | 0 | 0 | 0 | 0 | 0 | 0 | 0 | 0 | 0 | 0 | 0 | 0 | 0 | 0 | 0 | 0 | 0 | 0 | 0 | 0 | 0 | 0 | 0 | 0 | 0 | 0 | 0 | 0 | 0 | 0 | 0
|  |  | Decrease in opex costs | [7 empty] | 0 | [5 empty] | 0 | 0 | 0 | 0 | 0 | 0 | 0 | 0 | 0 | 0 | 0 | 0 | 0 | 0 | 0 | 0 | 0 | 0 | 0 | 0 | 0 | 0 | 0 | 0 | 0 | 0 | 0 | 0 | 0 | 0 | 0 | 0 | 0 | 0 | 0 | 0 | 0 | 0 | 0 | 0 | 0 | 0 | 0 | 0 | 0 | 0 | 0 | 0 | 0 | 0 | 0
|  |  | Starting year | [7 empty] | 0
|  |  | Safety risk | [7 empty] | 0 | [5 empty] | 0 | 0 | 0 | 0 | 0 | 0 | 0 | 0 | 0 | 0 | 0 | 0 | 0 | 0 | 0 | 0 | 0 | 0 | 0 | 0 | 0 | 0 | 0 | 0 | 0 | 0 | 0 | 0 | 0 | 0 | 0 | 0 | 0 | 0 | 0 | 0 | 0 | 0 | 0 | 0 | 0 | 0 | 0 | 0 | 0 | 0 | 0 | 0 | 0 | 0 | 0
|  |  | Employee engagement | [7 empty] | 0 | [5 empty] | 0 | 0 | 0 | 0 | 0 | 0 | 0 | 0 | 0 | 0 | 0 | 0 | 0 | 0 | 0 | 0 | 0 | 0 | 0 | 0 | 0 | 0 | 0 | 0 | 0 | 0 | 0 | 0 | 0 | 0 | 0 | 0 | 0 | 0 | 0 | 0 | 0 | 0 | 0 | 0 | 0 | 0 | 0 | 0 | 0 | 0 | 0 | 0 | 0 | 0 | 0
|  |  | Additional capex completed without additional labour cost | [7 empty] | 0 | [5 empty] | 0 | 0 | 0 | 0 | 0 | 0 | 0 | 0 | 0 | 0 | 0 | 0 | 0 | 0 | 0 | 0 | 0 | 0 | 0 | 0 | 0 | 0 | 0 | 0 | 0 | 0 | 0 | 0 | 0 | 0 | 0 | 0 | 0 | 0 | 0 | 0 | 0 | 0 | 0 | 0 | 0 | 0 | 0 | 0 | 0 | 0 | 0 | 0 | 0 | 0 | 0
|  |  | Decrease in opex costs | [7 empty] | 0 | [5 empty] | 0 | 0 | 0 | 0 | 0 | 0 | 0 | 0 | 0 | 0 | 0 | 0 | 0 | 0 | 0 | 0 | 0 | 0 | 0 | 0 | 0 | 0 | 0 | 0 | 0 | 0 | 0 | 0 | 0 | 0 | 0 | 0 | 0 | 0 | 0 | 0 | 0 | 0 | 0 | 0 | 0 | 0 | 0 | 0 | 0 | 0 | 0 | 0 | 0 | 0 | 0
|  |  | Starting year | [7 empty] | 0
|  |  | Customer value | [7 empty] | 0 | [5 empty] | 0 | 0 | 0 | 0 | 0 | 0 | 0 | 0 | 0 | 0 | 0 | 0 | 0 | 0 | 0 | 0 | 0 | 0 | 0 | 0 | 0 | 0 | 0 | 0 | 0 | 0 | 0 | 0 | 0 | 0 | 0 | 0 | 0 | 0 | 0 | 0 | 0 | 0 | 0 | 0 | 0 | 0 | 0 | 0 | 0 | 0 | 0 | 0 | 0 | 0 | 0
|  |  | Total probailistic cost & benefits | [7 empty] | 24394970.6194 | [5 empty] | 0 | 0 | 0 | 0 | 147848.3068 | 295696.6136 | 443544.9204 | 591393.2271 | 739241.5339 | 887089.8407 | 1034938.1475 | 1182786.4543 | 1330634.7611 | 1478483.0678 | 1626331.3746 | 1774179.6814 | 1922027.9882 | 2069876.295 | 2217724.6018 | 2217724.6018 | 2217724.6018 | 2217724.6018 | 0 | 0 | 0 | 0 | 0 | 0 | 0 | 0 | 0 | 0 | 0 | 0 | 0 | 0 | 0 | 0 | 0 | 0 | 0 | 0 | 0 | 0 | 0 | 0 | 0 | 0 | 0 | 0 | 0
NPV calculations summary
|  |  | Longest useful asset life switch (for NPV/IRR valuation period) | [6 empty] | Switch | Off | [5 empty] | 0 | 0 | 0 | 0 | 0 | 0 | 0 | 0 | 0 | 0 | 0 | 0 | 0 | 0 | 0 | 0 | 0 | 0 | 0 | 0 | 0 | 0 | 0 | 0 | 0 | 0 | 0 | 0 | 0 | 0 | 0 | 0 | 0 | 0 | 0 | 0 | 0 | 0 | 0 | 0 | 0 | 0 | 0 | 0 | 0 | 0 | 0 | 0 | 0 | 0 | 0
|  |  | NPV perspective mapping |  |  | Shareholder | Customer |  | Output category
Capex cost
|  |  | Total excl Land |  |  | 100% | 0% |  | - |  | -17394343.7748 | [5 empty] | 0 | 0 | 0 | -1728573.8053 | -2602825.7045 | -5217308.4689 | -4354322.8275 | -3491312.9686 | 0 | 0 | 0 | 0 | 0 | 0 | 0 | 0 | 0 | 0 | 0 | 0 | 0 | 0 | 0 | 0 | 0 | 0 | 0 | 0 | 0 | 0 | 0 | 0 | 0 | 0 | 0 | 0 | 0 | 0 | 0 | 0 | 0 | 0 | 0 | 0 | 0 | 0 | 0 | 0 | 0 | 0 | 0
|  |  | Land |  |  | 100% | 0% |  | - |  | 0 | [5 empty] | 0 | 0 | 0 | 0 | 0 | 0 | 0 | 0 | 0 | 0 | 0 | 0 | 0 | 0 | 0 | 0 | 0 | 0 | 0 | 0 | 0 | 0 | 0 | 0 | 0 | 0 | 0 | 0 | 0 | 0 | 0 | 0 | 0 | 0 | 0 | 0 | 0 | 0 | 0 | 0 | 0 | 0 | 0 | 0 | 0 | 0 | 0 | 0 | 0 | 0 | 0
|  |  | Total capex cost |  |  | 100% | 0% |  | Capex |  | -17394343.7748 | [5 empty] | 0 | 0 | 0 | -1728573.8053 | -2602825.7045 | -5217308.4689 | -4354322.8275 | -3491312.9686 | 0 | 0 | 0 | 0 | 0 | 0 | 0 | 0 | 0 | 0 | 0 | 0 | 0 | 0 | 0 | 0 | 0 | 0 | 0 | 0 | 0 | 0 | 0 | 0 | 0 | 0 | 0 | 0 | 0 | 0 | 0 | 0 | 0 | 0 | 0 | 0 | 0 | 0 | 0 | 0 | 0 | 0 | 0
Future capex cost
|  |  | Total excl Land |  |  | 100% | 0% |  | - |  | 0 | [5 empty] | 0 | 0 | 0 | 0 | 0 | 0 | 0 | 0 | 0 | 0 | 0 | 0 | 0 | 0 | 0 | 0 | 0 | 0 | 0 | 0 | 0 | 0 | 0 | 0 | 0 | 0 | 0 | 0 | 0 | 0 | 0 | 0 | 0 | 0 | 0 | 0 | 0 | 0 | 0 | 0 | 0 | 0 | 0 | 0 | 0 | 0 | 0 | 0 | 0 | 0 | 0
|  |  | Land |  |  | 100% | 0% |  | - |  | 0 | [5 empty] | 0 | 0 | 0 | 0 | 0 | 0 | 0 | 0 | 0 | 0 | 0 | 0 | 0 | 0 | 0 | 0 | 0 | 0 | 0 | 0 | 0 | 0 | 0 | 0 | 0 | 0 | 0 | 0 | 0 | 0 | 0 | 0 | 0 | 0 | 0 | 0 | 0 | 0 | 0 | 0 | 0 | 0 | 0 | 0 | 0 | 0 | 0 | 0 | 0 | 0 | 0
|  |  | Total future capex cost |  |  | 100% | 0% |  | Future capex |  | 0 | [5 empty] | 0 | 0 | 0 | 0 | 0 | 0 | 0 | 0 | 0 | 0 | 0 | 0 | 0 | 0 | 0 | 0 | 0 | 0 | 0 | 0 | 0 | 0 | 0 | 0 | 0 | 0 | 0 | 0 | 0 | 0 | 0 | 0 | 0 | 0 | 0 | 0 | 0 | 0 | 0 | 0 | 0 | 0 | 0 | 0 | 0 | 0 | 0 | 0 | 0 | 0 | 0
Capex benefits
|  |  | Total capex benefits |  |  | 30% | 70% |  | Capex benefits |  | 0 | [5 empty] | 0 | 0 | 0 | 0 | 0 | 0 | 0 | 0 | 0 | 0 | 0 | 0 | 0 | 0 | 0 | 0 | 0 | 0 | 0 | 0 | 0 | 0 | 0 | 0 | 0 | 0 | 0 | 0 | 0 | 0 | 0 | 0 | 0 | 0 | 0 | 0 | 0 | 0 | 0 | 0 | 0 | 0 | 0 | 0 | 0 | 0 | 0 | 0 | 0 | 0 | 0
Regulatory revenue - Return on capital
|  |  | Total return on capital |  |  | 100% | -100% |  | Regulatory revenue |  | 4786923.4068 | [5 empty] | 0 | 0 | 0 | 59462.9389 | 145035.9472 | 314578.0157 | 442468.3506 | 530685.2328 | 490794.2044 | 450903.176 | 411012.1476 | 371121.1192 | 331230.0908 | 291339.0624 | 251448.034 | 211557.0056 | 171665.9773 | 131774.9489 | 91883.9205 | 55957.088 | 25999.4025 | 8006.7444 | -4.0047e-11 | -4.0047e-11 | -4.0047e-11 | -4.0047e-11 | -4.0047e-11 | -4.0047e-11 | -4.0047e-11 | -4.0047e-11 | -4.0047e-11 | -4.0047e-11 | -4.0047e-11 | -4.0047e-11 | -4.0047e-11 | -4.0047e-11 | -4.0047e-11 | -4.0047e-11 | -4.0047e-11 | -4.0047e-11 | -4.0047e-11 | -4.0047e-11 | -4.0047e-11 | -4.0047e-11 | -4.0047e-11 | -4.0047e-11 | -4.0047e-11 | -4.0047e-11 | -4.0047e-11 | -4.0047e-11 | -4.0047e-11
Regulatory revenue - Return of capital
|  |  | Total return of capital |  |  | 100% | -100% |  | Regulatory revenue |  | 17394343.7748 | [5 empty] | 0 | 0 | 0 | 0 | 115238.2537 | 288759.9673 | 636580.5319 | 926868.7204 | 1159622.9183 | 1159622.9183 | 1159622.9183 | 1159622.9183 | 1159622.9183 | 1159622.9183 | 1159622.9183 | 1159622.9183 | 1159622.9183 | 1159622.9183 | 1159622.9183 | 1044384.6646 | 870862.951 | 523042.3864 | 232754.1979 | 0 | 0 | 0 | 0 | 0 | 0 | 0 | 0 | 0 | 0 | 0 | 0 | 0 | 0 | 0 | 0 | 0 | 0 | 0 | 0 | 0 | 0 | 0 | 0 | 0 | 0 | 0 | 0
Regulatory revenue - Terminal value of total capex
|  |  | Total capex terminal value |  |  | 100% | -100% |  | Regulatory revenue |  | -1.1642e-09 | [5 empty] | 0 | 0 | 0 | 0 | 0 | 0 | 0 | 0 | 0 | 0 | 0 | 0 | 0 | 0 | 0 | 0 | 0 | 0 | 0 | 0 | 0 | 0 | 0 | 0 | 0 | 0 | 0 | 0 | 0 | 0 | 0 | 0 | 0 | 0 | 0 | 0 | 0 | 0 | 0 | 0 | 0 | 0 | 0 | 0 | 0 | 0 | 0 | 0 | 0 | 0 | -1.1642e-09
Regulated revenue - ACS revenue
|  |  | ACS revenue |  |  | 100% | 0% |  | Regulatory revenue |  | 0 | [5 empty] | 0 | 0 | 0 | 0 | 0 | 0 | 0 | 0 | 0 | 0 | 0 | 0 | 0 | 0 | 0 | 0 | 0 | 0 | 0 | 0 | 0 | 0 | 0 | 0 | 0 | 0 | 0 | 0 | 0 | 0 | 0 | 0 | 0 | 0 | 0 | 0 | 0 | 0 | 0 | 0 | 0 | 0 | 0 | 0 | 0 | 0 | 0 | 0 | 0 | 0 | 0
Unregulated revenue
|  |  | Unregulated revenue - Customer |  |  | 0% | 100% |  | Unregulated revenue |  | 0 | [5 empty] | 0 | 0 | 0 | 0 | 0 | 0 | 0 | 0 | 0 | 0 | 0 | 0 | 0 | 0 | 0 | 0 | 0 | 0 | 0 | 0 | 0 | 0 | 0 | 0 | 0 | 0 | 0 | 0 | 0 | 0 | 0 | 0 | 0 | 0 | 0 | 0 | 0 | 0 | 0 | 0 | 0 | 0 | 0 | 0 | 0 | 0 | 0 | 0 | 0 | 0 | 0
|  |  | Unregulated revenue - Shareholder |  |  | 100% | 0% |  | Unregulated revenue |  | 0 | [5 empty] | 0 | 0 | 0 | 0 | 0 | 0 | 0 | 0 | 0 | 0 | 0 | 0 | 0 | 0 | 0 | 0 | 0 | 0 | 0 | 0 | 0 | 0 | 0 | 0 | 0 | 0 | 0 | 0 | 0 | 0 | 0 | 0 | 0 | 0 | 0 | 0 | 0 | 0 | 0 | 0 | 0 | 0 | 0 | 0 | 0 | 0 | 0 | 0 | 0 | 0 | 0
Investment opex
|  |  | Total investment opex |  |  | 100% | 100% |  | Investment opex |  | -3197922.9804 | [5 empty] | 0 | 0 | 0 | 0 | -19381.3514 | -38762.7028 | -58144.0542 | -77525.4056 | -96906.757 | -116288.1084 | -135669.4598 | -155050.8112 | -174432.1626 | -193813.514 | -213194.8654 | -232576.2168 | -251957.5682 | -271338.9196 | -290720.2709 | -290720.2709 | -290720.2709 | -290720.2709 | 0 | 0 | 0 | 0 | 0 | 0 | 0 | 0 | 0 | 0 | 0 | 0 | 0 | 0 | 0 | 0 | 0 | 0 | 0 | 0 | 0 | 0 | 0 | 0 | 0 | 0 | 0 | 0 | 0
Regulated revenue - Incentive schemes
|  |  | STPIS |  |  | 100% | -100% |  | STPIS |  | 0 | [5 empty] | 0 | 0 | 0 | 0 | 0 | 0 | 0 | 0 | 0 | 0 | 0 | 0 | 0 | 0 | 0 | 0 | 0 | 0 | 0 | 0 | 0 | 0 | 0 | 0 | 0 | 0 | 0 | 0 | 0 | 0 | 0 | 0 | 0 | 0 | 0 | 0 | 0 | 0 | 0 | 0 | 0 | 0 | 0 | 0 | 0 | 0 | 0 | 0 | 0 | 0 | 0
|  |  | STPIS | [5 empty] | STPIS - incremental increase | [7 empty] | 0 | 0 | 0 | 0 | 0 | 0 | 0 | 0 | 0 | 0 | 0 | 0 | 0 | 0 | 0 | 0 | 0 | 0 | 0 | 0 | 0 | 0 | 0 | 0 | 0 | 0 | 0 | 0 | 0 | 0 | 0 | 0 | 0 | 0 | 0 | 0 | 0 | 0 | 0 | 0 | 0 | 0 | 0 | 0 | 0 | 0 | 0 | 0 | 0 | 0 | 0
|  |  | EBSS |  |  | 100% | 100%
|  |  | Shareholder |  |  | 100% | 100% |  | EBSS |  | 334842.1042 | [5 empty] | 0 | 0 | 0 | 0 | 16742.1052 | 33484.2104 | 50226.3156 | 66968.4208 | 83710.526 | 83710.526 | 0 | 0 | 0 | 0 | 0 | 0 | 0 | 0 | 0 | 0 | 0 | 0 | 0 | 0 | 0 | 0 | 0 | 0 | 0 | 0 | 0 | 0 | 0 | 0 | 0 | 0 | 0 | 0 | 0 | 0 | 0 | 0 | 0 | 0 | 0 | 0 | 0 | 0 | 0 | 0 | 0
|  |  | Customer |  |  | 100% | 100% |  | EBSS |  | 3432131.5677 | [5 empty] | 0 | 0 | 0 | 0 | 0 | 0 | 0 | 0 | 0 | 0 | 83710.526 | 83710.526 | 83710.526 | 83710.526 | 83710.526 | 83710.526 | 83710.526 | 83710.526 | 83710.526 | 83710.526 | 83710.526 | 83710.526 | 83710.526 | 83710.526 | 83710.526 | 83710.526 | 83710.526 | 83710.526 | 83710.526 | 83710.526 | 83710.526 | 83710.526 | 83710.526 | 83710.526 | 83710.526 | 83710.526 | 83710.526 | 83710.526 | 83710.526 | 83710.526 | 83710.526 | 83710.526 | 83710.526 | 83710.526 | 83710.526 | 83710.526 | 83710.526 | 83710.526 | 83710.526 | 83710.526 | 83710.526
CESS
|  |  | Shareholder |  |  | 100% | 100% |  | CESS |  | 0 | [5 empty] | 0 | 0 | 0 | 0 | 0 | 0 | 0 | 0 | 0 | 0 | 0 | 0 | 0 | 0 | 0 | 0 | 0 | 0 | 0 | 0 | 0 | 0 | 0 | 0 | 0 | 0 | 0 | 0 | 0 | 0 | 0 | 0 | 0 | 0 | 0 | 0 | 0 | 0 | 0 | 0 | 0 | 0 | 0 | 0 | 0 | 0 | 0 | 0 | 0 | 0 | 0
|  |  | Customer |  |  | 100% | -100% |  | CESS |  | 0 | [5 empty] | 0 | 0 | 0 | 0 | 0 | 0 | 0 | 0 | 0 | 0 | 0 | 0 | 0 | 0 | 0 | 0 | 0 | 0 | 0 | 0 | 0 | 0 | 0 | 0 | 0 | 0 | 0 | 0 | 0 | 0 | 0 | 0 | 0 | 0 | 0 | 0 | 0 | 0 | 0 | 0 | 0 | 0 | 0 | 0 | 0 | 0 | 0 | 0 | 0 | 0 | 0
|  |  | DMIS |  |  | 100% | -100% |  | DMIS |  | 0 | [5 empty] | 0 | 0 | 0 | 0 | 0 | 0 | 0 | 0 | 0 | 0 | 0 | 0 | 0 | 0 | 0 | 0 | 0 | 0 | 0 | 0 | 0 | 0 | 0 | 0 | 0 | 0 | 0 | 0 | 0 | 0 | 0 | 0 | 0 | 0 | 0 | 0 | 0 | 0 | 0 | 0 | 0 | 0 | 0 | 0 | 0 | 0 | 0 | 0 | 0 | 0 | 0
Probabilistic cost & benefits
|  |  | Safety risk |  |  | 0% | 100% |  | Safety risk |  | 4510936.6041 | [5 empty] | 0 | 0 | 0 | 0 | 27339.0097 | 54678.0194 | 82017.0292 | 109356.0389 | 136695.0486 | 164034.0583 | 191373.0681 | 218712.0778 | 246051.0875 | 273390.0972 | 300729.1069 | 328068.1167 | 355407.1264 | 382746.1361 | 410085.1458 | 410085.1458 | 410085.1458 | 410085.1458 | 0 | 0 | 0 | 0 | 0 | 0 | 0 | 0 | 0 | 0 | 0 | 0 | 0 | 0 | 0 | 0 | 0 | 0 | 0 | 0 | 0 | 0 | 0 | 0 | 0 | 0 | 0 | 0 | 0
|  |  | Fire risk |  |  | 0% | 100% |  | Fire risk |  | 0 | [5 empty] | 0 | 0 | 0 | 0 | 0 | 0 | 0 | 0 | 0 | 0 | 0 | 0 | 0 | 0 | 0 | 0 | 0 | 0 | 0 | 0 | 0 | 0 | 0 | 0 | 0 | 0 | 0 | 0 | 0 | 0 | 0 | 0 | 0 | 0 | 0 | 0 | 0 | 0 | 0 | 0 | 0 | 0 | 0 | 0 | 0 | 0 | 0 | 0 | 0 | 0 | 0
|  |  | Environment risk |  |  | 0% | 100% |  | Environment risk |  | 0 | [5 empty] | 0 | 0 | 0 | 0 | 0 | 0 | 0 | 0 | 0 | 0 | 0 | 0 | 0 | 0 | 0 | 0 | 0 | 0 | 0 | 0 | 0 | 0 | 0 | 0 | 0 | 0 | 0 | 0 | 0 | 0 | 0 | 0 | 0 | 0 | 0 | 0 | 0 | 0 | 0 | 0 | 0 | 0 | 0 | 0 | 0 | 0 | 0 | 0 | 0 | 0 | 0
|  |  | Network asset failure EUE |  |  | 0% | 100% |  | Network asset failure EUE |  | 16960185.2372 | [5 empty] | 0 | 0 | 0 | 0 | 102789.0014 | 205578.0029 | 308367.0043 | 411156.0058 | 513945.0072 | 616734.0086 | 719523.0101 | 822312.0115 | 925101.0129 | 1027890.0144 | 1130679.0158 | 1233468.0173 | 1336257.0187 | 1439046.0201 | 1541835.0216 | 1541835.0216 | 1541835.0216 | 1541835.0216 | 0 | 0 | 0 | 0 | 0 | 0 | 0 | 0 | 0 | 0 | 0 | 0 | 0 | 0 | 0 | 0 | 0 | 0 | 0 | 0 | 0 | 0 | 0 | 0 | 0 | 0 | 0 | 0 | 0
|  |  | Reactive replacement cost |  |  | 0% | 100% |  | Reactive replacement cost |  | 0 | [5 empty] | 0 | 0 | 0 | 0 | 0 | 0 | 0 | 0 | 0 | 0 | 0 | 0 | 0 | 0 | 0 | 0 | 0 | 0 | 0 | 0 | 0 | 0 | 0 | 0 | 0 | 0 | 0 | 0 | 0 | 0 | 0 | 0 | 0 | 0 | 0 | 0 | 0 | 0 | 0 | 0 | 0 | 0 | 0 | 0 | 0 | 0 | 0 | 0 | 0 | 0 | 0
|  |  | 3rd party property damage risk |  |  | 100% | 0% |  | 3rd party property damage risk |  | 0 | [5 empty] | 0 | 0 | 0 | 0 | 0 | 0 | 0 | 0 | 0 | 0 | 0 | 0 | 0 | 0 | 0 | 0 | 0 | 0 | 0 | 0 | 0 | 0 | 0 | 0 | 0 | 0 | 0 | 0 | 0 | 0 | 0 | 0 | 0 | 0 | 0 | 0 | 0 | 0 | 0 | 0 | 0 | 0 | 0 | 0 | 0 | 0 | 0 | 0 | 0 | 0 | 0
|  |  | Construction EUE risk |  |  | 0% | 100% |  | Construction EUE risk |  | 0 | [5 empty] | 0 | 0 | 0 | 0 | 0 | 0 | 0 | 0 | 0 | 0 | 0 | 0 | 0 | 0 | 0 | 0 | 0 | 0 | 0 | 0 | 0 | 0 | 0 | 0 | 0 | 0 | 0 | 0 | 0 | 0 | 0 | 0 | 0 | 0 | 0 | 0 | 0 | 0 | 0 | 0 | 0 | 0 | 0 | 0 | 0 | 0 | 0 | 0 | 0 | 0 | 0
|  |  | Carbon emissions |  |  | 0% | 100% |  | Carbon emissions |  | 2923848.7781 | [5 empty] | 0 | 0 | 0 | 0 | 17720.2956 | 35440.5912 | 53160.8869 | 70881.1825 | 88601.4781 | 106321.7738 | 124042.0694 | 141762.365 | 159482.6606 | 177202.9562 | 194923.2519 | 212643.5475 | 230363.8431 | 248084.1388 | 265804.4344 | 265804.4344 | 265804.4344 | 265804.4344 | 0 | 0 | 0 | 0 | 0 | 0 | 0 | 0 | 0 | 0 | 0 | 0 | 0 | 0 | 0 | 0 | 0 | 0 | 0 | 0 | 0 | 0 | 0 | 0 | 0 | 0 | 0 | 0 | 0
Protective security risk
|  |  | Cost to respond to crisis |  |  | 100% | 0% |  | Protective security risk |  | 0 | [5 empty] | 0 | 0 | 0 | 0 | 0 | 0 | 0 | 0 | 0 | 0 | 0 | 0 | 0 | 0 | 0 | 0 | 0 | 0 | 0 | 0 | 0 | 0 | 0 | 0 | 0 | 0 | 0 | 0 | 0 | 0 | 0 | 0 | 0 | 0 | 0 | 0 | 0 | 0 | 0 | 0 | 0 | 0 | 0 | 0 | 0 | 0 | 0 | 0 | 0 | 0 | 0
Loss productive time
|  |  | Additional capex completed without additional labour cost |  |  | 100% | 0% |  | Protective security risk |  | 0 | [5 empty] | 0 | 0 | 0 | 0 | 0 | 0 | 0 | 0 | 0 | 0 | 0 | 0 | 0 | 0 | 0 | 0 | 0 | 0 | 0 | 0 | 0 | 0 | 0 | 0 | 0 | 0 | 0 | 0 | 0 | 0 | 0 | 0 | 0 | 0 | 0 | 0 | 0 | 0 | 0 | 0 | 0 | 0 | 0 | 0 | 0 | 0 | 0 | 0 | 0 | 0 | 0
|  |  | Decrease in opex costs |  |  | 100% | 100% |  | Protective security risk |  | 0 | [5 empty] | 0 | 0 | 0 | 0 | 0 | 0 | 0 | 0 | 0 | 0 | 0 | 0 | 0 | 0 | 0 | 0 | 0 | 0 | 0 | 0 | 0 | 0 | 0 | 0 | 0 | 0 | 0 | 0 | 0 | 0 | 0 | 0 | 0 | 0 | 0 | 0 | 0 | 0 | 0 | 0 | 0 | 0 | 0 | 0 | 0 | 0 | 0 | 0 | 0 | 0 | 0
|  |  | Fines and penalties |  |  | 100% | 0% |  | Protective security risk |  | 0 | [5 empty] | 0 | 0 | 0 | 0 | 0 | 0 | 0 | 0 | 0 | 0 | 0 | 0 | 0 | 0 | 0 | 0 | 0 | 0 | 0 | 0 | 0 | 0 | 0 | 0 | 0 | 0 | 0 | 0 | 0 | 0 | 0 | 0 | 0 | 0 | 0 | 0 | 0 | 0 | 0 | 0 | 0 | 0 | 0 | 0 | 0 | 0 | 0 | 0 | 0 | 0 | 0
|  |  | Damage / theft of assets |  |  | 100% | 0% |  | Protective security risk |  | 0 | [5 empty] | 0 | 0 | 0 | 0 | 0 | 0 | 0 | 0 | 0 | 0 | 0 | 0 | 0 | 0 | 0 | 0 | 0 | 0 | 0 | 0 | 0 | 0 | 0 | 0 | 0 | 0 | 0 | 0 | 0 | 0 | 0 | 0 | 0 | 0 | 0 | 0 | 0 | 0 | 0 | 0 | 0 | 0 | 0 | 0 | 0 | 0 | 0 | 0 | 0 | 0 | 0
|  |  | Loss of data |  |  | 0% | 100% |  | Protective security risk |  | 0 | [5 empty] | 0 | 0 | 0 | 0 | 0 | 0 | 0 | 0 | 0 | 0 | 0 | 0 | 0 | 0 | 0 | 0 | 0 | 0 | 0 | 0 | 0 | 0 | 0 | 0 | 0 | 0 | 0 | 0 | 0 | 0 | 0 | 0 | 0 | 0 | 0 | 0 | 0 | 0 | 0 | 0 | 0 | 0 | 0 | 0 | 0 | 0 | 0 | 0 | 0 | 0 | 0
ICT/OT hardware or software failure risk
|  |  | Cost of manual intervention |  |  | 100% | 0% |  | ICT/OT hardware or software failure risk |  | 0 | [5 empty] | 0 | 0 | 0 | 0 | 0 | 0 | 0 | 0 | 0 | 0 | 0 | 0 | 0 | 0 | 0 | 0 | 0 | 0 | 0 | 0 | 0 | 0 | 0 | 0 | 0 | 0 | 0 | 0 | 0 | 0 | 0 | 0 | 0 | 0 | 0 | 0 | 0 | 0 | 0 | 0 | 0 | 0 | 0 | 0 | 0 | 0 | 0 | 0 | 0 | 0 | 0
Loss productive time
|  |  | Additional capex completed without additional labour cost |  |  | 100% | 0% |  | ICT/OT hardware or software failure risk |  | 0 | [5 empty] | 0 | 0 | 0 | 0 | 0 | 0 | 0 | 0 | 0 | 0 | 0 | 0 | 0 | 0 | 0 | 0 | 0 | 0 | 0 | 0 | 0 | 0 | 0 | 0 | 0 | 0 | 0 | 0 | 0 | 0 | 0 | 0 | 0 | 0 | 0 | 0 | 0 | 0 | 0 | 0 | 0 | 0 | 0 | 0 | 0 | 0 | 0 | 0 | 0 | 0 | 0
|  |  | Decrease in opex costs |  |  | 100% | 100% |  | ICT/OT hardware or software failure risk |  | 0 | [5 empty] | 0 | 0 | 0 | 0 | 0 | 0 | 0 | 0 | 0 | 0 | 0 | 0 | 0 | 0 | 0 | 0 | 0 | 0 | 0 | 0 | 0 | 0 | 0 | 0 | 0 | 0 | 0 | 0 | 0 | 0 | 0 | 0 | 0 | 0 | 0 | 0 | 0 | 0 | 0 | 0 | 0 | 0 | 0 | 0 | 0 | 0 | 0 | 0 | 0 | 0 | 0
|  |  | Safety risk |  |  | 0% | 100% |  | ICT/OT hardware or software failure risk |  | 0 | [5 empty] | 0 | 0 | 0 | 0 | 0 | 0 | 0 | 0 | 0 | 0 | 0 | 0 | 0 | 0 | 0 | 0 | 0 | 0 | 0 | 0 | 0 | 0 | 0 | 0 | 0 | 0 | 0 | 0 | 0 | 0 | 0 | 0 | 0 | 0 | 0 | 0 | 0 | 0 | 0 | 0 | 0 | 0 | 0 | 0 | 0 | 0 | 0 | 0 | 0 | 0 | 0
Employee engagement
|  |  | Additional capex completed without additional labour cost |  |  | 100% | 0% |  | Employee engagement |  | 0 | [5 empty] | 0 | 0 | 0 | 0 | 0 | 0 | 0 | 0 | 0 | 0 | 0 | 0 | 0 | 0 | 0 | 0 | 0 | 0 | 0 | 0 | 0 | 0 | 0 | 0 | 0 | 0 | 0 | 0 | 0 | 0 | 0 | 0 | 0 | 0 | 0 | 0 | 0 | 0 | 0 | 0 | 0 | 0 | 0 | 0 | 0 | 0 | 0 | 0 | 0 | 0 | 0
|  |  | Decrease in opex costs |  |  | 100% | 100% |  | Employee engagement |  | 0 | [5 empty] | 0 | 0 | 0 | 0 | 0 | 0 | 0 | 0 | 0 | 0 | 0 | 0 | 0 | 0 | 0 | 0 | 0 | 0 | 0 | 0 | 0 | 0 | 0 | 0 | 0 | 0 | 0 | 0 | 0 | 0 | 0 | 0 | 0 | 0 | 0 | 0 | 0 | 0 | 0 | 0 | 0 | 0 | 0 | 0 | 0 | 0 | 0 | 0 | 0 | 0 | 0
|  |  | Customer value |  |  | 0% | 100% |  | Customer value |  | 0 | [5 empty] | 0 | 0 | 0 | 0 | 0 | 0 | 0 | 0 | 0 | 0 | 0 | 0 | 0 | 0 | 0 | 0 | 0 | 0 | 0 | 0 | 0 | 0 | 0 | 0 | 0 | 0 | 0 | 0 | 0 | 0 | 0 | 0 | 0 | 0 | 0 | 0 | 0 | 0 | 0 | 0 | 0 | 0 | 0 | 0 | 0 | 0 | 0 | 0 | 0 | 0 | 0
|  |  | Total | [7 empty] | 29750944.7177 | [5 empty] | 0 | 0 | 0 | -1669110.8664 | -2197342.443 | -4323552.3647 | -2839646.7632 | -1452922.7731 | 2376462.4257 | 2465038.3527 | 2553614.2797 | 2642190.2067 | 2730766.1337 | 2819342.0607 | 2907917.9877 | 2996493.9147 | 3085069.8417 | 3173645.7687 | 3262221.6957 | 3111056.6095 | 2907577.2104 | 2541763.9877 | 316464.724 | 83710.526 | 83710.526 | 83710.526 | 83710.526 | 83710.526 | 83710.526 | 83710.526 | 83710.526 | 83710.526 | 83710.526 | 83710.526 | 83710.526 | 83710.526 | 83710.526 | 83710.526 | 83710.526 | 83710.526 | 83710.526 | 83710.526 | 83710.526 | 83710.526 | 83710.526 | 83710.526 | 83710.526 | 83710.526 | 83710.526 | 83710.526 | 83710.526
Shareholder
|  |  | Shareholder WACC | [13 empty] | 3.44% | 3.44% | 3.44% | 3.44% | 3.44% | 3.44% | 3.44% | 3.44% | 3.44% | 3.44% | 3.44% | 3.44% | 3.44% | 3.44% | 3.44% | 3.44% | 3.44% | 3.44% | 3.44% | 3.44% | 3.44% | 3.44% | 3.44% | 3.44% | 3.44% | 3.44% | 3.44% | 3.44% | 3.44% | 3.44% | 3.44% | 3.44% | 3.44% | 3.44% | 3.44% | 3.44% | 3.44% | 3.44% | 3.44% | 3.44% | 3.44% | 3.44% | 3.44% | 3.44% | 3.44% | 3.44% | 3.44% | 3.44% | 3.44% | 3.44% | 3.44%
|  |  | Discount factor shareholder WACC | [13 empty] | 1 | 0.96674 | 0.93459 | 0.90351 | 0.87347 | 0.84442 | 0.81634 | 0.78919 | 0.76294 | 0.73757 | 0.71304 | 0.68933 | 0.6664 | 0.64424 | 0.62282 | 0.60211 | 0.58208 | 0.56272 | 0.54401 | 0.52592 | 0.50843 | 0.49152 | 0.47517 | 0.45937 | 0.44409 | 0.42933 | 0.41505 | 0.40125 | 0.3879 | 0.375 | 0.36253 | 0.35047 | 0.33882 | 0.32755 | 0.31666 | 0.30613 | 0.29595 | 0.2861 | 0.27659 | 0.26739 | 0.2585 | 0.2499 | 0.24159 | 0.23356 | 0.22579 | 0.21828 | 0.21102 | 0.204 | 0.19722 | 0.19066 | 0.18432
|  |  | NPV perspective mapping |  |  | Shareholder | Customer |  | Output category
Capex cost
|  |  | Total excl Land |  |  | 100% | 0% |  | - | -14550749.6162 | -17394343.7748 | [5 empty] | 0 | 0 | 0 | -1728573.8053 | -2602825.7045 | -5217308.4689 | -4354322.8275 | -3491312.9686 | 0 | 0 | 0 | 0 | 0 | 0 | 0 | 0 | 0 | 0 | 0 | 0 | 0 | 0 | 0 | 0 | 0 | 0 | 0 | 0 | 0 | 0 | 0 | 0 | 0 | 0 | 0 | 0 | 0 | 0 | 0 | 0 | 0 | 0 | 0 | 0 | 0 | 0 | 0 | 0 | 0 | 0 | 0
|  |  | Land |  |  | 100% | 0% |  | - | 0 | 0 | [5 empty] | 0 | 0 | 0 | 0 | 0 | 0 | 0 | 0 | 0 | 0 | 0 | 0 | 0 | 0 | 0 | 0 | 0 | 0 | 0 | 0 | 0 | 0 | 0 | 0 | 0 | 0 | 0 | 0 | 0 | 0 | 0 | 0 | 0 | 0 | 0 | 0 | 0 | 0 | 0 | 0 | 0 | 0 | 0 | 0 | 0 | 0 | 0 | 0 | 0 | 0 | 0
|  |  | Total capex cost |  |  | 100% | 0% |  | Capex | -14550749.6162 | -17394343.7748 | [5 empty] | 0 | 0 | 0 | -1728573.8053 | -2602825.7045 | -5217308.4689 | -4354322.8275 | -3491312.9686 | 0 | 0 | 0 | 0 | 0 | 0 | 0 | 0 | 0 | 0 | 0 | 0 | 0 | 0 | 0 | 0 | 0 | 0 | 0 | 0 | 0 | 0 | 0 | 0 | 0 | 0 | 0 | 0 | 0 | 0 | 0 | 0 | 0 | 0 | 0 | 0 | 0 | 0 | 0 | 0 | 0 | 0 | 0
Future capex cost
|  |  | Total excl Land |  |  | 100% | 0% |  | - | 0 | 0 | [5 empty] | 0 | 0 | 0 | 0 | 0 | 0 | 0 | 0 | 0 | 0 | 0 | 0 | 0 | 0 | 0 | 0 | 0 | 0 | 0 | 0 | 0 | 0 | 0 | 0 | 0 | 0 | 0 | 0 | 0 | 0 | 0 | 0 | 0 | 0 | 0 | 0 | 0 | 0 | 0 | 0 | 0 | 0 | 0 | 0 | 0 | 0 | 0 | 0 | 0 | 0 | 0
|  |  | Land |  |  | 100% | 0% |  | - | 0 | 0 | [5 empty] | 0 | 0 | 0 | 0 | 0 | 0 | 0 | 0 | 0 | 0 | 0 | 0 | 0 | 0 | 0 | 0 | 0 | 0 | 0 | 0 | 0 | 0 | 0 | 0 | 0 | 0 | 0 | 0 | 0 | 0 | 0 | 0 | 0 | 0 | 0 | 0 | 0 | 0 | 0 | 0 | 0 | 0 | 0 | 0 | 0 | 0 | 0 | 0 | 0 | 0 | 0
|  |  | Total future capex cost |  |  | 100% | 0% |  | Future capex | 0 | 0 | [5 empty] | 0 | 0 | 0 | 0 | 0 | 0 | 0 | 0 | 0 | 0 | 0 | 0 | 0 | 0 | 0 | 0 | 0 | 0 | 0 | 0 | 0 | 0 | 0 | 0 | 0 | 0 | 0 | 0 | 0 | 0 | 0 | 0 | 0 | 0 | 0 | 0 | 0 | 0 | 0 | 0 | 0 | 0 | 0 | 0 | 0 | 0 | 0 | 0 | 0 | 0 | 0
Capex benefits
|  |  | Total capex benefits |  |  | 30% | 70% |  | Capex benefits | 449418.6011 | 742106.3417 | [5 empty] | 0 | 0 | 0 | 0 | 4497.6142 | 8995.2284 | 13492.8426 | 17990.4568 | 22488.071 | 26985.6852 | 31483.2993 | 35980.9135 | 40478.5277 | 44976.1419 | 49473.7561 | 53971.3703 | 58468.9845 | 62966.5987 | 67464.2129 | 67464.2129 | 67464.2129 | 67464.2129 | 0 | 0 | 0 | 0 | 0 | 0 | 0 | 0 | 0 | 0 | 0 | 0 | 0 | 0 | 0 | 0 | 0 | 0 | 0 | 0 | 0 | 0 | 0 | 0 | 0 | 0 | 0 | 0 | 0
Regulatory revenue - Return on capital
|  |  | Total return on capital |  |  | 100% | -100% |  | Regulatory revenue | 3445029.2336 | 4786923.4068 | [5 empty] | 0 | 0 | 0 | 59462.9389 | 145035.9472 | 314578.0157 | 442468.3506 | 530685.2328 | 490794.2044 | 450903.176 | 411012.1476 | 371121.1192 | 331230.0908 | 291339.0624 | 251448.034 | 211557.0056 | 171665.9773 | 131774.9489 | 91883.9205 | 55957.088 | 25999.4025 | 8006.7444 | -4.0047e-11 | -4.0047e-11 | -4.0047e-11 | -4.0047e-11 | -4.0047e-11 | -4.0047e-11 | -4.0047e-11 | -4.0047e-11 | -4.0047e-11 | -4.0047e-11 | -4.0047e-11 | -4.0047e-11 | -4.0047e-11 | -4.0047e-11 | -4.0047e-11 | -4.0047e-11 | -4.0047e-11 | -4.0047e-11 | -4.0047e-11 | -4.0047e-11 | -4.0047e-11 | -4.0047e-11 | -4.0047e-11 | -4.0047e-11 | -4.0047e-11 | -4.0047e-11 | -4.0047e-11 | -4.0047e-11 | -4.0047e-11
Regulatory revenue - Return of capital
|  |  | Total return of capital |  |  | 100% | -100% |  | Regulatory revenue | 11220288.2534 | 17394343.7748 | [5 empty] | 0 | 0 | 0 | 0 | 115238.2537 | 288759.9673 | 636580.5319 | 926868.7204 | 1159622.9183 | 1159622.9183 | 1159622.9183 | 1159622.9183 | 1159622.9183 | 1159622.9183 | 1159622.9183 | 1159622.9183 | 1159622.9183 | 1159622.9183 | 1159622.9183 | 1044384.6646 | 870862.951 | 523042.3864 | 232754.1979 | 0 | 0 | 0 | 0 | 0 | 0 | 0 | 0 | 0 | 0 | 0 | 0 | 0 | 0 | 0 | 0 | 0 | 0 | 0 | 0 | 0 | 0 | 0 | 0 | 0 | 0 | 0 | 0
Regulatory revenue - Terminal value of total capex
|  |  | Total capex terminal value |  |  | 100% | -100% |  | Regulatory revenue | -2.1458e-10 | -1.1642e-09 | [5 empty] | 0 | 0 | 0 | 0 | 0 | 0 | 0 | 0 | 0 | 0 | 0 | 0 | 0 | 0 | 0 | 0 | 0 | 0 | 0 | 0 | 0 | 0 | 0 | 0 | 0 | 0 | 0 | 0 | 0 | 0 | 0 | 0 | 0 | 0 | 0 | 0 | 0 | 0 | 0 | 0 | 0 | 0 | 0 | 0 | 0 | 0 | 0 | 0 | 0 | 0 | -1.1642e-09
Regulated revenue - ACS revenue
|  |  | ACS revenue |  |  | 100% | 0% |  | Regulatory revenue | 0 | 0 | [5 empty] | 0 | 0 | 0 | 0 | 0 | 0 | 0 | 0 | 0 | 0 | 0 | 0 | 0 | 0 | 0 | 0 | 0 | 0 | 0 | 0 | 0 | 0 | 0 | 0 | 0 | 0 | 0 | 0 | 0 | 0 | 0 | 0 | 0 | 0 | 0 | 0 | 0 | 0 | 0 | 0 | 0 | 0 | 0 | 0 | 0 | 0 | 0 | 0 | 0 | 0 | 0
Unregulated revenue
|  |  | Unregulated revenue - Customer |  |  | 0% | 100% |  | Unregulated revenue | 0 | 0 | [5 empty] | 0 | 0 | 0 | 0 | 0 | 0 | 0 | 0 | 0 | 0 | 0 | 0 | 0 | 0 | 0 | 0 | 0 | 0 | 0 | 0 | 0 | 0 | 0 | 0 | 0 | 0 | 0 | 0 | 0 | 0 | 0 | 0 | 0 | 0 | 0 | 0 | 0 | 0 | 0 | 0 | 0 | 0 | 0 | 0 | 0 | 0 | 0 | 0 | 0 | 0 | 0
|  |  | Unregulated revenue - Shareholder |  |  | 100% | 0% |  | Unregulated revenue | 0 | 0 | [5 empty] | 0 | 0 | 0 | 0 | 0 | 0 | 0 | 0 | 0 | 0 | 0 | 0 | 0 | 0 | 0 | 0 | 0 | 0 | 0 | 0 | 0 | 0 | 0 | 0 | 0 | 0 | 0 | 0 | 0 | 0 | 0 | 0 | 0 | 0 | 0 | 0 | 0 | 0 | 0 | 0 | 0 | 0 | 0 | 0 | 0 | 0 | 0 | 0 | 0 | 0 | 0
Investment opex
|  |  | Total investment opex |  |  | 21% | 79% |  | Investment opex | -406698.1485 | -671563.8259 | [5 empty] | 0 | 0 | 0 | 0 | -4070.0838 | -8140.1676 | -12210.2514 | -16280.3352 | -20350.419 | -24420.5028 | -28490.5866 | -32560.6703 | -36630.7541 | -40700.8379 | -44770.9217 | -48841.0055 | -52911.0893 | -56981.1731 | -61051.2569 | -61051.2569 | -61051.2569 | -61051.2569 | 0 | 0 | 0 | 0 | 0 | 0 | 0 | 0 | 0 | 0 | 0 | 0 | 0 | 0 | 0 | 0 | 0 | 0 | 0 | 0 | 0 | 0 | 0 | 0 | 0 | 0 | 0 | 0 | 0
Regulated revenue - Incentive schemes
|  |  | STPIS |  |  | 100% | -100% |  | STPIS | 0 | 0 | [5 empty] | 0 | 0 | 0 | 0 | 0 | 0 | 0 | 0 | 0 | 0 | 0 | 0 | 0 | 0 | 0 | 0 | 0 | 0 | 0 | 0 | 0 | 0 | 0 | 0 | 0 | 0 | 0 | 0 | 0 | 0 | 0 | 0 | 0 | 0 | 0 | 0 | 0 | 0 | 0 | 0 | 0 | 0 | 0 | 0 | 0 | 0 | 0 | 0 | 0 | 0 | 0
|  |  | EBSS |  |  | 100% | 100% |  | EBSS | 262359.2663 | 334842.1042 | [5 empty] | 0 | 0 | 0 | 0 | 16742.1052 | 33484.2104 | 50226.3156 | 66968.4208 | 83710.526 | 83710.526 | 0 | 0 | 0 | 0 | 0 | 0 | 0 | 0 | 0 | 0 | 0 | 0 | 0 | 0 | 0 | 0 | 0 | 0 | 0 | 0 | 0 | 0 | 0 | 0 | 0 | 0 | 0 | 0 | 0 | 0 | 0 | 0 | 0 | 0 | 0 | 0 | 0 | 0 | 0 | 0 | 0
CESS
|  |  | Shareholder |  |  | 100% | 100% |  | CESS | 0 | 0 | [5 empty] | 0 | 0 | 0 | 0 | 0 | 0 | 0 | 0 | 0 | 0 | 0 | 0 | 0 | 0 | 0 | 0 | 0 | 0 | 0 | 0 | 0 | 0 | 0 | 0 | 0 | 0 | 0 | 0 | 0 | 0 | 0 | 0 | 0 | 0 | 0 | 0 | 0 | 0 | 0 | 0 | 0 | 0 | 0 | 0 | 0 | 0 | 0 | 0 | 0 | 0 | 0
|  |  | Customer |  |  | 0 | 0 |  | CESS | 0 | 0 | [5 empty] | 0 | 0 | 0 | 0 | 0 | 0 | 0 | 0 | 0 | 0 | 0 | 0 | 0 | 0 | 0 | 0 | 0 | 0 | 0 | 0 | 0 | 0 | 0 | 0 | 0 | 0 | 0 | 0 | 0 | 0 | 0 | 0 | 0 | 0 | 0 | 0 | 0 | 0 | 0 | 0 | 0 | 0 | 0 | 0 | 0 | 0 | 0 | 0 | 0 | 0 | 0
|  |  | DMIS |  |  | 100% | -100% |  | DMIS | 0 | 0 | [5 empty] | 0 | 0 | 0 | 0 | 0 | 0 | 0 | 0 | 0 | 0 | 0 | 0 | 0 | 0 | 0 | 0 | 0 | 0 | 0 | 0 | 0 | 0 | 0 | 0 | 0 | 0 | 0 | 0 | 0 | 0 | 0 | 0 | 0 | 0 | 0 | 0 | 0 | 0 | 0 | 0 | 0 | 0 | 0 | 0 | 0 | 0 | 0 | 0 | 0 | 0 | 0
[17 empty] | 16742.1052 | 33484.2104 | 50226.3156 | 66968.4208 | 83710.526 | 83710.526 | 66968.4208 | 50226.3156 | 33484.2104 | 16742.1052 | 0 | 0 | 0 | 0 | 0 | 0 | 0 | 0 | 0 | 0 | 0 | 0 | 0 | 0 | 0 | 0 | 0 | 0 | 0 | 0 | 0 | 0 | 0 | 0 | 0 | 0 | 0 | 0 | 0 | 0 | 0 | 0 | 0 | 0 | 0 | 0 | 0 | 0 | 0 | 0 | 0
Probabilistic cost & benefits
|  |  | Safety risk |  |  | 0% | 100% |  | Safety risk | 0 | 0 | [5 empty] | 0 | 0 | 0 | 0 | 0 | 0 | 0 | 0 | 0 | 0 | 0 | 0 | 0 | 0 | 0 | 0 | 0 | 0 | 0 | 0 | 0 | 0 | 0 | 0 | 0 | 0 | 0 | 0 | 0 | 0 | 0 | 0 | 0 | 0 | 0 | 0 | 0 | 0 | 0 | 0 | 0 | 0 | 0 | 0 | 0 | 0 | 0 | 0 | 0 | 0 | 0
|  |  | Fire risk |  |  | 0% | 100% |  | Fire risk | 0 | 0 | [5 empty] | 0 | 0 | 0 | 0 | 0 | 0 | 0 | 0 | 0 | 0 | 0 | 0 | 0 | 0 | 0 | 0 | 0 | 0 | 0 | 0 | 0 | 0 | 0 | 0 | 0 | 0 | 0 | 0 | 0 | 0 | 0 | 0 | 0 | 0 | 0 | 0 | 0 | 0 | 0 | 0 | 0 | 0 | 0 | 0 | 0 | 0 | 0 | 0 | 0 | 0 | 0
|  |  | Environment risk |  |  | 0% | 100% |  | Environment risk | 0 | 0 | [5 empty] | 0 | 0 | 0 | 0 | 0 | 0 | 0 | 0 | 0 | 0 | 0 | 0 | 0 | 0 | 0 | 0 | 0 | 0 | 0 | 0 | 0 | 0 | 0 | 0 | 0 | 0 | 0 | 0 | 0 | 0 | 0 | 0 | 0 | 0 | 0 | 0 | 0 | 0 | 0 | 0 | 0 | 0 | 0 | 0 | 0 | 0 | 0 | 0 | 0 | 0 | 0
|  |  | Network asset failure EUE |  |  | 0% | 100% |  | Network asset failure EUE | 0 | 0 | [5 empty] | 0 | 0 | 0 | 0 | 0 | 0 | 0 | 0 | 0 | 0 | 0 | 0 | 0 | 0 | 0 | 0 | 0 | 0 | 0 | 0 | 0 | 0 | 0 | 0 | 0 | 0 | 0 | 0 | 0 | 0 | 0 | 0 | 0 | 0 | 0 | 0 | 0 | 0 | 0 | 0 | 0 | 0 | 0 | 0 | 0 | 0 | 0 | 0 | 0 | 0 | 0
|  |  | Reactive replacement cost |  |  | 0% | 100% |  | Reactive replacement cost | 0 | 0 | [5 empty] | 0 | 0 | 0 | 0 | 0 | 0 | 0 | 0 | 0 | 0 | 0 | 0 | 0 | 0 | 0 | 0 | 0 | 0 | 0 | 0 | 0 | 0 | 0 | 0 | 0 | 0 | 0 | 0 | 0 | 0 | 0 | 0 | 0 | 0 | 0 | 0 | 0 | 0 | 0 | 0 | 0 | 0 | 0 | 0 | 0 | 0 | 0 | 0 | 0 | 0 | 0
|  |  | 3rd party property damage risk |  |  | 100% | 0% |  | 3rd party property damage risk | 0 | 0 | [5 empty] | 0 | 0 | 0 | 0 | 0 | 0 | 0 | 0 | 0 | 0 | 0 | 0 | 0 | 0 | 0 | 0 | 0 | 0 | 0 | 0 | 0 | 0 | 0 | 0 | 0 | 0 | 0 | 0 | 0 | 0 | 0 | 0 | 0 | 0 | 0 | 0 | 0 | 0 | 0 | 0 | 0 | 0 | 0 | 0 | 0 | 0 | 0 | 0 | 0 | 0 | 0
|  |  | Construction EUE risk |  |  | 0% | 100% |  | Construction EUE risk | 0 | 0 | [5 empty] | 0 | 0 | 0 | 0 | 0 | 0 | 0 | 0 | 0 | 0 | 0 | 0 | 0 | 0 | 0 | 0 | 0 | 0 | 0 | 0 | 0 | 0 | 0 | 0 | 0 | 0 | 0 | 0 | 0 | 0 | 0 | 0 | 0 | 0 | 0 | 0 | 0 | 0 | 0 | 0 | 0 | 0 | 0 | 0 | 0 | 0 | 0 | 0 | 0 | 0 | 0
|  |  | Carbon emissions |  |  | 0% | 100% |  | Carbon emissions | 0 | 0 | [5 empty] | 0 | 0 | 0 | 0 | 0 | 0 | 0 | 0 | 0 | 0 | 0 | 0 | 0 | 0 | 0 | 0 | 0 | 0 | 0 | 0 | 0 | 0 | 0 | 0 | 0 | 0 | 0 | 0 | 0 | 0 | 0 | 0 | 0 | 0 | 0 | 0 | 0 | 0 | 0 | 0 | 0 | 0 | 0 | 0 | 0 | 0 | 0 | 0 | 0 | 0 | 0
Protective security risk
|  |  | Cost to respond to crisis |  |  | 100% | 0% |  | Protective security risk | 0 | 0 | [5 empty] | 0 | 0 | 0 | 0 | 0 | 0 | 0 | 0 | 0 | 0 | 0 | 0 | 0 | 0 | 0 | 0 | 0 | 0 | 0 | 0 | 0 | 0 | 0 | 0 | 0 | 0 | 0 | 0 | 0 | 0 | 0 | 0 | 0 | 0 | 0 | 0 | 0 | 0 | 0 | 0 | 0 | 0 | 0 | 0 | 0 | 0 | 0 | 0 | 0 | 0 | 0
Loss productive time
|  |  | Additional capex completed without additional labour cost |  |  | 100% | 0% |  | Protective security risk | 0 | 0 | [5 empty] | 0 | 0 | 0 | 0 | 0 | 0 | 0 | 0 | 0 | 0 | 0 | 0 | 0 | 0 | 0 | 0 | 0 | 0 | 0 | 0 | 0 | 0 | 0 | 0 | 0 | 0 | 0 | 0 | 0 | 0 | 0 | 0 | 0 | 0 | 0 | 0 | 0 | 0 | 0 | 0 | 0 | 0 | 0 | 0 | 0 | 0 | 0 | 0 | 0 | 0 | 0
|  |  | Decrease in opex costs |  |  | 100% | 100% |  | Protective security risk | 0 | 0 | [5 empty] | 0 | 0 | 0 | 0 | 0 | 0 | 0 | 0 | 0 | 0 | 0 | 0 | 0 | 0 | 0 | 0 | 0 | 0 | 0 | 0 | 0 | 0 | 0 | 0 | 0 | 0 | 0 | 0 | 0 | 0 | 0 | 0 | 0 | 0 | 0 | 0 | 0 | 0 | 0 | 0 | 0 | 0 | 0 | 0 | 0 | 0 | 0 | 0 | 0 | 0 | 0
|  |  | Fines and penalties |  |  | 100% | 0% |  | Protective security risk | 0 | 0 | [5 empty] | 0 | 0 | 0 | 0 | 0 | 0 | 0 | 0 | 0 | 0 | 0 | 0 | 0 | 0 | 0 | 0 | 0 | 0 | 0 | 0 | 0 | 0 | 0 | 0 | 0 | 0 | 0 | 0 | 0 | 0 | 0 | 0 | 0 | 0 | 0 | 0 | 0 | 0 | 0 | 0 | 0 | 0 | 0 | 0 | 0 | 0 | 0 | 0 | 0 | 0 | 0
|  |  | Damage / theft of assets |  |  | 100% | 0% |  | Protective security risk | 0 | 0 | [5 empty] | 0 | 0 | 0 | 0 | 0 | 0 | 0 | 0 | 0 | 0 | 0 | 0 | 0 | 0 | 0 | 0 | 0 | 0 | 0 | 0 | 0 | 0 | 0 | 0 | 0 | 0 | 0 | 0 | 0 | 0 | 0 | 0 | 0 | 0 | 0 | 0 | 0 | 0 | 0 | 0 | 0 | 0 | 0 | 0 | 0 | 0 | 0 | 0 | 0 | 0 | 0
|  |  | Loss of data |  |  | 0% | 100% |  | Protective security risk | 0 | 0 | [5 empty] | 0 | 0 | 0 | 0 | 0 | 0 | 0 | 0 | 0 | 0 | 0 | 0 | 0 | 0 | 0 | 0 | 0 | 0 | 0 | 0 | 0 | 0 | 0 | 0 | 0 | 0 | 0 | 0 | 0 | 0 | 0 | 0 | 0 | 0 | 0 | 0 | 0 | 0 | 0 | 0 | 0 | 0 | 0 | 0 | 0 | 0 | 0 | 0 | 0 | 0 | 0
ICT/OT hardware or software failure risk
|  |  | Cost of manual intervention |  |  | 100% | 0% |  | ICT/OT hardware or software failure risk | 0 | 0 | [5 empty] | 0 | 0 | 0 | 0 | 0 | 0 | 0 | 0 | 0 | 0 | 0 | 0 | 0 | 0 | 0 | 0 | 0 | 0 | 0 | 0 | 0 | 0 | 0 | 0 | 0 | 0 | 0 | 0 | 0 | 0 | 0 | 0 | 0 | 0 | 0 | 0 | 0 | 0 | 0 | 0 | 0 | 0 | 0 | 0 | 0 | 0 | 0 | 0 | 0 | 0 | 0
Loss productive time
|  |  | Additional capex completed without additional labour cost |  |  | 100% | 0% |  | ICT/OT hardware or software failure risk | 0 | 0 | [5 empty] | 0 | 0 | 0 | 0 | 0 | 0 | 0 | 0 | 0 | 0 | 0 | 0 | 0 | 0 | 0 | 0 | 0 | 0 | 0 | 0 | 0 | 0 | 0 | 0 | 0 | 0 | 0 | 0 | 0 | 0 | 0 | 0 | 0 | 0 | 0 | 0 | 0 | 0 | 0 | 0 | 0 | 0 | 0 | 0 | 0 | 0 | 0 | 0 | 0 | 0 | 0
|  |  | Decrease in opex costs |  |  | 100% | 100% |  | ICT/OT hardware or software failure risk | 0 | 0 | [5 empty] | 0 | 0 | 0 | 0 | 0 | 0 | 0 | 0 | 0 | 0 | 0 | 0 | 0 | 0 | 0 | 0 | 0 | 0 | 0 | 0 | 0 | 0 | 0 | 0 | 0 | 0 | 0 | 0 | 0 | 0 | 0 | 0 | 0 | 0 | 0 | 0 | 0 | 0 | 0 | 0 | 0 | 0 | 0 | 0 | 0 | 0 | 0 | 0 | 0 | 0 | 0
|  |  | Safety risk |  |  | 0% | 100% |  | ICT/OT hardware or software failure risk | 0 | 0 | [5 empty] | 0 | 0 | 0 | 0 | 0 | 0 | 0 | 0 | 0 | 0 | 0 | 0 | 0 | 0 | 0 | 0 | 0 | 0 | 0 | 0 | 0 | 0 | 0 | 0 | 0 | 0 | 0 | 0 | 0 | 0 | 0 | 0 | 0 | 0 | 0 | 0 | 0 | 0 | 0 | 0 | 0 | 0 | 0 | 0 | 0 | 0 | 0 | 0 | 0 | 0 | 0
Employee engagement
|  |  | Additional capex completed without additional labour cost |  |  | 100% | 0% |  | Employee engagement | 0 | 0 | [5 empty] | 0 | 0 | 0 | 0 | 0 | 0 | 0 | 0 | 0 | 0 | 0 | 0 | 0 | 0 | 0 | 0 | 0 | 0 | 0 | 0 | 0 | 0 | 0 | 0 | 0 | 0 | 0 | 0 | 0 | 0 | 0 | 0 | 0 | 0 | 0 | 0 | 0 | 0 | 0 | 0 | 0 | 0 | 0 | 0 | 0 | 0 | 0 | 0 | 0 | 0 | 0
|  |  | Decrease in opex costs |  |  | 100% | 100% |  | Employee engagement | 0 | 0 | [5 empty] | 0 | 0 | 0 | 0 | 0 | 0 | 0 | 0 | 0 | 0 | 0 | 0 | 0 | 0 | 0 | 0 | 0 | 0 | 0 | 0 | 0 | 0 | 0 | 0 | 0 | 0 | 0 | 0 | 0 | 0 | 0 | 0 | 0 | 0 | 0 | 0 | 0 | 0 | 0 | 0 | 0 | 0 | 0 | 0 | 0 | 0 | 0 | 0 | 0 | 0 | 0
|  |  | Customer value |  |  | 0% | 100% |  | Customer value | 0 | 0 | [5 empty] | 0 | 0 | 0 | 0 | 0 | 0 | 0 | 0 | 0 | 0 | 0 | 0 | 0 | 0 | 0 | 0 | 0 | 0 | 0 | 0 | 0 | 0 | 0 | 0 | 0 | 0 | 0 | 0 | 0 | 0 | 0 | 0 | 0 | 0 | 0 | 0 | 0 | 0 | 0 | 0 | 0 | 0 | 0 | 0 | 0 | 0 | 0 | 0 | 0 | 0 | 0
|  |  | Total Shareholder | [6 empty] | 419647.5898 | 5192308.0268 | [5 empty] | 0 | 0 | 0 | -1669110.8664 | -2325381.868 | -4579631.2147 | -3223765.0381 | -1965080.473 | 1736265.3007 | 1696801.8027 | 1573627.7787 | 1534164.2807 | 1494700.7827 | 1455237.2847 | 1415773.7868 | 1376310.2888 | 1336846.7908 | 1297383.2928 | 1257919.7948 | 1106754.7086 | 903275.3095 | 537462.0868 | 232754.1979 | -4.0047e-11 | -4.0047e-11 | -4.0047e-11 | -4.0047e-11 | -4.0047e-11 | -4.0047e-11 | -4.0047e-11 | -4.0047e-11 | -4.0047e-11 | -4.0047e-11 | -4.0047e-11 | -4.0047e-11 | -4.0047e-11 | -4.0047e-11 | -4.0047e-11 | -4.0047e-11 | -4.0047e-11 | -4.0047e-11 | -4.0047e-11 | -4.0047e-11 | -4.0047e-11 | -4.0047e-11 | -4.0047e-11 | -4.0047e-11 | -4.0047e-11 | -4.0047e-11 | -4.0047e-11 | -1.2042e-09
|  |  | CHECK | [6 empty] | 419647.5898 | 5192308.0268
Customer
|  |  | Customer WACC | [13 empty] | 3.44% | 3.44% | 3.44% | 3.44% | 3.44% | 3.44% | 3.44% | 3.44% | 3.44% | 3.44% | 3.44% | 3.44% | 3.44% | 3.44% | 3.44% | 3.44% | 3.44% | 3.44% | 3.44% | 3.44% | 3.44% | 3.44% | 3.44% | 3.44% | 3.44% | 3.44% | 3.44% | 3.44% | 3.44% | 3.44% | 3.44% | 3.44% | 3.44% | 3.44% | 3.44% | 3.44% | 3.44% | 3.44% | 3.44% | 3.44% | 3.44% | 3.44% | 3.44% | 3.44% | 3.44% | 3.44% | 3.44% | 3.44% | 3.44% | 3.44% | 3.44%
|  |  | Discount factor customer WACC | [13 empty] | 1 | 0.96674 | 0.93459 | 0.90351 | 0.87347 | 0.84442 | 0.81634 | 0.78919 | 0.76294 | 0.73757 | 0.71304 | 0.68933 | 0.6664 | 0.64424 | 0.62282 | 0.60211 | 0.58208 | 0.56272 | 0.54401 | 0.52592 | 0.50843 | 0.49152 | 0.47517 | 0.45937 | 0.44409 | 0.42933 | 0.41505 | 0.40125 | 0.3879 | 0.375 | 0.36253 | 0.35047 | 0.33882 | 0.32755 | 0.31666 | 0.30613 | 0.29595 | 0.2861 | 0.27659 | 0.26739 | 0.2585 | 0.2499 | 0.24159 | 0.23356 | 0.22579 | 0.21828 | 0.21102 | 0.204 | 0.19722 | 0.19066 | 0.18432
|  |  | NPV perspective mapping |  |  | Shareholder | Customer |  | Output category
Capex cost
|  |  | Total excl Land |  |  | 100% | 0% |  | - | 0 | 0 | [5 empty] | 0 | 0 | 0 | 0 | 0 | 0 | 0 | 0 | 0 | 0 | 0 | 0 | 0 | 0 | 0 | 0 | 0 | 0 | 0 | 0 | 0 | 0 | 0 | 0 | 0 | 0 | 0 | 0 | 0 | 0 | 0 | 0 | 0 | 0 | 0 | 0 | 0 | 0 | 0 | 0 | 0 | 0 | 0 | 0 | 0 | 0 | 0 | 0 | 0 | 0 | 0
|  |  | Land |  |  | 100% | 0% |  | - | 0 | 0 | [5 empty] | 0 | 0 | 0 | 0 | 0 | 0 | 0 | 0 | 0 | 0 | 0 | 0 | 0 | 0 | 0 | 0 | 0 | 0 | 0 | 0 | 0 | 0 | 0 | 0 | 0 | 0 | 0 | 0 | 0 | 0 | 0 | 0 | 0 | 0 | 0 | 0 | 0 | 0 | 0 | 0 | 0 | 0 | 0 | 0 | 0 | 0 | 0 | 0 | 0 | 0 | 0
|  |  | Total capex cost |  |  | 100% | 0% |  | Capex | 0 | 0 | [5 empty] | 0 | 0 | 0 | 0 | 0 | 0 | 0 | 0 | 0 | 0 | 0 | 0 | 0 | 0 | 0 | 0 | 0 | 0 | 0 | 0 | 0 | 0 | 0 | 0 | 0 | 0 | 0 | 0 | 0 | 0 | 0 | 0 | 0 | 0 | 0 | 0 | 0 | 0 | 0 | 0 | 0 | 0 | 0 | 0 | 0 | 0 | 0 | 0 | 0 | 0 | 0
Future capex cost
|  |  | Total excl Land |  |  | 100% | 0% |  | - | 0 | 0 | [5 empty] | 0 | 0 | 0 | 0 | 0 | 0 | 0 | 0 | 0 | 0 | 0 | 0 | 0 | 0 | 0 | 0 | 0 | 0 | 0 | 0 | 0 | 0 | 0 | 0 | 0 | 0 | 0 | 0 | 0 | 0 | 0 | 0 | 0 | 0 | 0 | 0 | 0 | 0 | 0 | 0 | 0 | 0 | 0 | 0 | 0 | 0 | 0 | 0 | 0 | 0 | 0
|  |  | Land |  |  | 100% | 0% |  | - | 0 | 0 | [5 empty] | 0 | 0 | 0 | 0 | 0 | 0 | 0 | 0 | 0 | 0 | 0 | 0 | 0 | 0 | 0 | 0 | 0 | 0 | 0 | 0 | 0 | 0 | 0 | 0 | 0 | 0 | 0 | 0 | 0 | 0 | 0 | 0 | 0 | 0 | 0 | 0 | 0 | 0 | 0 | 0 | 0 | 0 | 0 | 0 | 0 | 0 | 0 | 0 | 0 | 0 | 0
|  |  | Total future capex cost |  |  | 100% | 0% |  | Future capex | 0 | 0 | [5 empty] | 0 | 0 | 0 | 0 | 0 | 0 | 0 | 0 | 0 | 0 | 0 | 0 | 0 | 0 | 0 | 0 | 0 | 0 | 0 | 0 | 0 | 0 | 0 | 0 | 0 | 0 | 0 | 0 | 0 | 0 | 0 | 0 | 0 | 0 | 0 | 0 | 0 | 0 | 0 | 0 | 0 | 0 | 0 | 0 | 0 | 0 | 0 | 0 | 0 | 0 | 0
Capex benefits
|  |  | Total capex benefits |  |  | 30% | 70% |  | Capex benefits | 1048643.4026 | 1731581.464 | [5 empty] | 0 | 0 | 0 | 0 | 10494.4331 | 20988.8662 | 31483.2993 | 41977.7325 | 52472.1656 | 62966.5987 | 73461.0318 | 83955.4649 | 94449.898 | 104944.3312 | 115438.7643 | 125933.1974 | 136427.6305 | 146922.0636 | 157416.4967 | 157416.4967 | 157416.4967 | 157416.4967 | 0 | 0 | 0 | 0 | 0 | 0 | 0 | 0 | 0 | 0 | 0 | 0 | 0 | 0 | 0 | 0 | 0 | 0 | 0 | 0 | 0 | 0 | 0 | 0 | 0 | 0 | 0 | 0 | 0
Regulatory revenue - Return on capital
|  |  | Total return on capital |  |  | 100% | -100% |  | Regulatory revenue | -3445029.2336 | -4786923.4068 | [5 empty] | 0 | 0 | 0 | -59462.9389 | -145035.9472 | -314578.0157 | -442468.3506 | -530685.2328 | -490794.2044 | -450903.176 | -411012.1476 | -371121.1192 | -331230.0908 | -291339.0624 | -251448.034 | -211557.0056 | -171665.9773 | -131774.9489 | -91883.9205 | -55957.088 | -25999.4025 | -8006.7444 | 4.0047e-11 | 4.0047e-11 | 4.0047e-11 | 4.0047e-11 | 4.0047e-11 | 4.0047e-11 | 4.0047e-11 | 4.0047e-11 | 4.0047e-11 | 4.0047e-11 | 4.0047e-11 | 4.0047e-11 | 4.0047e-11 | 4.0047e-11 | 4.0047e-11 | 4.0047e-11 | 4.0047e-11 | 4.0047e-11 | 4.0047e-11 | 4.0047e-11 | 4.0047e-11 | 4.0047e-11 | 4.0047e-11 | 4.0047e-11 | 4.0047e-11 | 4.0047e-11 | 4.0047e-11 | 4.0047e-11 | 4.0047e-11
Regulatory revenue - Return of capital
|  |  | Total return of capital |  |  | 100% | -100% |  | Regulatory revenue | -11220288.2534 | -17394343.7748 | [5 empty] | 0 | 0 | 0 | 0 | -115238.2537 | -288759.9673 | -636580.5319 | -926868.7204 | -1159622.9183 | -1159622.9183 | -1159622.9183 | -1159622.9183 | -1159622.9183 | -1159622.9183 | -1159622.9183 | -1159622.9183 | -1159622.9183 | -1159622.9183 | -1159622.9183 | -1044384.6646 | -870862.951 | -523042.3864 | -232754.1979 | 0 | 0 | 0 | 0 | 0 | 0 | 0 | 0 | 0 | 0 | 0 | 0 | 0 | 0 | 0 | 0 | 0 | 0 | 0 | 0 | 0 | 0 | 0 | 0 | 0 | 0 | 0 | 0
Regulatory revenue - Terminal value of total capex
|  |  | Total capex terminal value |  |  | 100% | -100% |  | Regulatory revenue | 2.1458e-10 | 1.1642e-09 | [5 empty] | 0 | 0 | 0 | 0 | 0 | 0 | 0 | 0 | 0 | 0 | 0 | 0 | 0 | 0 | 0 | 0 | 0 | 0 | 0 | 0 | 0 | 0 | 0 | 0 | 0 | 0 | 0 | 0 | 0 | 0 | 0 | 0 | 0 | 0 | 0 | 0 | 0 | 0 | 0 | 0 | 0 | 0 | 0 | 0 | 0 | 0 | 0 | 0 | 0 | 0 | 1.1642e-09
Regulated revenue - ACS revenue
|  |  | ACS revenue |  |  | 100% | 0% |  | Regulatory revenue | 0 | 0 | [5 empty] | 0 | 0 | 0 | 0 | 0 | 0 | 0 | 0 | 0 | 0 | 0 | 0 | 0 | 0 | 0 | 0 | 0 | 0 | 0 | 0 | 0 | 0 | 0 | 0 | 0 | 0 | 0 | 0 | 0 | 0 | 0 | 0 | 0 | 0 | 0 | 0 | 0 | 0 | 0 | 0 | 0 | 0 | 0 | 0 | 0 | 0 | 0 | 0 | 0 | 0 | 0
Unregulated revenue
|  |  | Unregulated revenue - Customer |  |  | 0% | 100% |  | Unregulated revenue | 0 | 0 | [5 empty] | 0 | 0 | 0 | 0 | 0 | 0 | 0 | 0 | 0 | 0 | 0 | 0 | 0 | 0 | 0 | 0 | 0 | 0 | 0 | 0 | 0 | 0 | 0 | 0 | 0 | 0 | 0 | 0 | 0 | 0 | 0 | 0 | 0 | 0 | 0 | 0 | 0 | 0 | 0 | 0 | 0 | 0 | 0 | 0 | 0 | 0 | 0 | 0 | 0 | 0 | 0
|  |  | Unregulated revenue - Shareholder |  |  | 100% | 0% |  | Unregulated revenue | 0 | 0 | [5 empty] | 0 | 0 | 0 | 0 | 0 | 0 | 0 | 0 | 0 | 0 | 0 | 0 | 0 | 0 | 0 | 0 | 0 | 0 | 0 | 0 | 0 | 0 | 0 | 0 | 0 | 0 | 0 | 0 | 0 | 0 | 0 | 0 | 0 | 0 | 0 | 0 | 0 | 0 | 0 | 0 | 0 | 0 | 0 | 0 | 0 | 0 | 0 | 0 | 0 | 0 | 0
Investment opex
|  |  | Total investment opex |  |  | 21% | 79% |  | Investment opex | -1529959.7016 | -2526359.1545 | [5 empty] | 0 | 0 | 0 | 0 | -15311.2676 | -30622.5352 | -45933.8028 | -61245.0704 | -76556.338 | -91867.6056 | -107178.8732 | -122490.1408 | -137801.4084 | -153112.676 | -168423.9436 | -183735.2112 | -199046.4788 | -214357.7464 | -229669.014 | -229669.014 | -229669.014 | -229669.014 | 0 | 0 | 0 | 0 | 0 | 0 | 0 | 0 | 0 | 0 | 0 | 0 | 0 | 0 | 0 | 0 | 0 | 0 | 0 | 0 | 0 | 0 | 0 | 0 | 0 | 0 | 0 | 0 | 0
Regulated revenue - Incentive schemes
|  |  | STPIS |  |  | 100% | -100% |  | STPIS | 0 | 0 | [5 empty] | 0 | 0 | 0 | 0 | 0 | 0 | 0 | 0 | 0 | 0 | 0 | 0 | 0 | 0 | 0 | 0 | 0 | 0 | 0 | 0 | 0 | 0 | 0 | 0 | 0 | 0 | 0 | 0 | 0 | 0 | 0 | 0 | 0 | 0 | 0 | 0 | 0 | 0 | 0 | 0 | 0 | 0 | 0 | 0 | 0 | 0 | 0 | 0 | 0 | 0 | 0
|  |  | STPIS - ongoing customer benefit |  |  | 0% | 0% |  | Customer value | 0 | 0 | [5 empty] | 0 | 0 | 0 | 0 | 0 | 0 | 0 | 0 | 0 | 0 | 0 | 0 | 0 | 0 | 0 | 0 | 0 | 0 | 0 | 0 | 0 | 0 | 0 | 0 | 0 | 0 | 0 | 0 | 0 | 0 | 0 | 0 | 0 | 0 | 0 | 0 | 0 | 0 | 0 | 0 | 0 | 0 | 0 | 0 | 0 | 0 | 0 | 0 | 0 | 0 | 0
|  |  | EBSS |  |  | 100% | 100% |  | EBSS | 1346302.345 | 3432131.5677 | [5 empty] | 0 | 0 | 0 | 0 | 0 | 0 | 0 | 0 | 0 | 0 | 83710.526 | 83710.526 | 83710.526 | 83710.526 | 83710.526 | 83710.526 | 83710.526 | 83710.526 | 83710.526 | 83710.526 | 83710.526 | 83710.526 | 83710.526 | 83710.526 | 83710.526 | 83710.526 | 83710.526 | 83710.526 | 83710.526 | 83710.526 | 83710.526 | 83710.526 | 83710.526 | 83710.526 | 83710.526 | 83710.526 | 83710.526 | 83710.526 | 83710.526 | 83710.526 | 83710.526 | 83710.526 | 83710.526 | 83710.526 | 83710.526 | 83710.526 | 83710.526 | 83710.526 | 83710.526 | 83710.526 | 83710.526
CESS
|  |  | Shareholder |  |  | 0 | 0 |  | CESS | 0 | 0 | [5 empty] | 0 | 0 | 0 | 0 | 0 | 0 | 0 | 0 | 0 | 0 | 0 | 0 | 0 | 0 | 0 | 0 | 0 | 0 | 0 | 0 | 0 | 0 | 0 | 0 | 0 | 0 | 0 | 0 | 0 | 0 | 0 | 0 | 0 | 0 | 0 | 0 | 0 | 0 | 0 | 0 | 0 | 0 | 0 | 0 | 0 | 0 | 0 | 0 | 0 | 0 | 0
|  |  | Customer |  |  | 100% | 100% |  | CESS | 0 | 0 | [5 empty] | 0 | 0 | 0 | 0 | 0 | 0 | 0 | 0 | 0 | 0 | 0 | 0 | 0 | 0 | 0 | 0 | 0 | 0 | 0 | 0 | 0 | 0 | 0 | 0 | 0 | 0 | 0 | 0 | 0 | 0 | 0 | 0 | 0 | 0 | 0 | 0 | 0 | 0 | 0 | 0 | 0 | 0 | 0 | 0 | 0 | 0 | 0 | 0 | 0 | 0 | 0
|  |  | DMIS |  |  | 100% | -100% |  | DMIS | 0 | 0 | [5 empty] | 0 | 0 | 0 | 0 | 0 | 0 | 0 | 0 | 0 | 0 | 0 | 0 | 0 | 0 | 0 | 0 | 0 | 0 | 0 | 0 | 0 | 0 | 0 | 0 | 0 | 0 | 0 | 0 | 0 | 0 | 0 | 0 | 0 | 0 | 0 | 0 | 0 | 0 | 0 | 0 | 0 | 0 | 0 | 0 | 0 | 0 | 0 | 0 | 0 | 0 | 0
Probabilistic cost & benefits
|  |  | Safety risk |  |  | 0% | 100% |  | Safety risk | 2731817.1323 | 4510936.6041 | [5 empty] | 0 | 0 | 0 | 0 | 27339.0097 | 54678.0194 | 82017.0292 | 109356.0389 | 136695.0486 | 164034.0583 | 191373.0681 | 218712.0778 | 246051.0875 | 273390.0972 | 300729.1069 | 328068.1167 | 355407.1264 | 382746.1361 | 410085.1458 | 410085.1458 | 410085.1458 | 410085.1458 | 0 | 0 | 0 | 0 | 0 | 0 | 0 | 0 | 0 | 0 | 0 | 0 | 0 | 0 | 0 | 0 | 0 | 0 | 0 | 0 | 0 | 0 | 0 | 0 | 0 | 0 | 0 | 0 | 0
|  |  | Fire risk |  |  | 0% | 100% |  | Fire risk | 0 | 0 | [5 empty] | 0 | 0 | 0 | 0 | 0 | 0 | 0 | 0 | 0 | 0 | 0 | 0 | 0 | 0 | 0 | 0 | 0 | 0 | 0 | 0 | 0 | 0 | 0 | 0 | 0 | 0 | 0 | 0 | 0 | 0 | 0 | 0 | 0 | 0 | 0 | 0 | 0 | 0 | 0 | 0 | 0 | 0 | 0 | 0 | 0 | 0 | 0 | 0 | 0 | 0 | 0
|  |  | Environment risk |  |  | 0% | 100% |  | Environment risk | 0 | 0 | [5 empty] | 0 | 0 | 0 | 0 | 0 | 0 | 0 | 0 | 0 | 0 | 0 | 0 | 0 | 0 | 0 | 0 | 0 | 0 | 0 | 0 | 0 | 0 | 0 | 0 | 0 | 0 | 0 | 0 | 0 | 0 | 0 | 0 | 0 | 0 | 0 | 0 | 0 | 0 | 0 | 0 | 0 | 0 | 0 | 0 | 0 | 0 | 0 | 0 | 0 | 0 | 0
|  |  | Network asset failure EUE |  |  | 0% | 100% |  | Network asset failure EUE | 10271065.3383 | 16960185.2372 | [5 empty] | 0 | 0 | 0 | 0 | 102789.0014 | 205578.0029 | 308367.0043 | 411156.0058 | 513945.0072 | 616734.0086 | 719523.0101 | 822312.0115 | 925101.0129 | 1027890.0144 | 1130679.0158 | 1233468.0173 | 1336257.0187 | 1439046.0201 | 1541835.0216 | 1541835.0216 | 1541835.0216 | 1541835.0216 | 0 | 0 | 0 | 0 | 0 | 0 | 0 | 0 | 0 | 0 | 0 | 0 | 0 | 0 | 0 | 0 | 0 | 0 | 0 | 0 | 0 | 0 | 0 | 0 | 0 | 0 | 0 | 0 | 0
|  |  | Reactive replacement cost |  |  | 0% | 100% |  | Reactive replacement cost | 0 | 0 | [5 empty] | 0 | 0 | 0 | 0 | 0 | 0 | 0 | 0 | 0 | 0 | 0 | 0 | 0 | 0 | 0 | 0 | 0 | 0 | 0 | 0 | 0 | 0 | 0 | 0 | 0 | 0 | 0 | 0 | 0 | 0 | 0 | 0 | 0 | 0 | 0 | 0 | 0 | 0 | 0 | 0 | 0 | 0 | 0 | 0 | 0 | 0 | 0 | 0 | 0 | 0 | 0
|  |  | 3rd party property damage risk |  |  | 100% | 0% |  | 3rd party property damage risk | 0 | 0 | [5 empty] | 0 | 0 | 0 | 0 | 0 | 0 | 0 | 0 | 0 | 0 | 0 | 0 | 0 | 0 | 0 | 0 | 0 | 0 | 0 | 0 | 0 | 0 | 0 | 0 | 0 | 0 | 0 | 0 | 0 | 0 | 0 | 0 | 0 | 0 | 0 | 0 | 0 | 0 | 0 | 0 | 0 | 0 | 0 | 0 | 0 | 0 | 0 | 0 | 0 | 0 | 0
|  |  | Construction EUE risk |  |  | 0% | 100% |  | Construction EUE risk | 0 | 0 | [5 empty] | 0 | 0 | 0 | 0 | 0 | 0 | 0 | 0 | 0 | 0 | 0 | 0 | 0 | 0 | 0 | 0 | 0 | 0 | 0 | 0 | 0 | 0 | 0 | 0 | 0 | 0 | 0 | 0 | 0 | 0 | 0 | 0 | 0 | 0 | 0 | 0 | 0 | 0 | 0 | 0 | 0 | 0 | 0 | 0 | 0 | 0 | 0 | 0 | 0 | 0 | 0
|  |  | Carbon emissions |  |  | 0% | 100% |  | Carbon emissions | 1770678.8823 | 2923848.7781 | [5 empty] | 0 | 0 | 0 | 0 | 17720.2956 | 35440.5912 | 53160.8869 | 70881.1825 | 88601.4781 | 106321.7738 | 124042.0694 | 141762.365 | 159482.6606 | 177202.9562 | 194923.2519 | 212643.5475 | 230363.8431 | 248084.1388 | 265804.4344 | 265804.4344 | 265804.4344 | 265804.4344 | 0 | 0 | 0 | 0 | 0 | 0 | 0 | 0 | 0 | 0 | 0 | 0 | 0 | 0 | 0 | 0 | 0 | 0 | 0 | 0 | 0 | 0 | 0 | 0 | 0 | 0 | 0 | 0 | 0
Protective security risk
|  |  | Cost to respond to crisis |  |  | 100% | 0% |  | Protective security risk | 0 | 0 | [5 empty] | 0 | 0 | 0 | 0 | 0 | 0 | 0 | 0 | 0 | 0 | 0 | 0 | 0 | 0 | 0 | 0 | 0 | 0 | 0 | 0 | 0 | 0 | 0 | 0 | 0 | 0 | 0 | 0 | 0 | 0 | 0 | 0 | 0 | 0 | 0 | 0 | 0 | 0 | 0 | 0 | 0 | 0 | 0 | 0 | 0 | 0 | 0 | 0 | 0 | 0 | 0
Loss productive time
|  |  | Additional capex completed without additional labour cost |  |  | 100% | 0% |  | Protective security risk | 0 | 0 | [5 empty] | 0 | 0 | 0 | 0 | 0 | 0 | 0 | 0 | 0 | 0 | 0 | 0 | 0 | 0 | 0 | 0 | 0 | 0 | 0 | 0 | 0 | 0 | 0 | 0 | 0 | 0 | 0 | 0 | 0 | 0 | 0 | 0 | 0 | 0 | 0 | 0 | 0 | 0 | 0 | 0 | 0 | 0 | 0 | 0 | 0 | 0 | 0 | 0 | 0 | 0 | 0
|  |  | Decrease in opex costs |  |  | 100% | 100% |  | Protective security risk | 0 | 0 | [5 empty] | 0 | 0 | 0 | 0 | 0 | 0 | 0 | 0 | 0 | 0 | 0 | 0 | 0 | 0 | 0 | 0 | 0 | 0 | 0 | 0 | 0 | 0 | 0 | 0 | 0 | 0 | 0 | 0 | 0 | 0 | 0 | 0 | 0 | 0 | 0 | 0 | 0 | 0 | 0 | 0 | 0 | 0 | 0 | 0 | 0 | 0 | 0 | 0 | 0 | 0 | 0
|  |  | Fines and penalties |  |  | 100% | 0% |  | Protective security risk | 0 | 0 | [5 empty] | 0 | 0 | 0 | 0 | 0 | 0 | 0 | 0 | 0 | 0 | 0 | 0 | 0 | 0 | 0 | 0 | 0 | 0 | 0 | 0 | 0 | 0 | 0 | 0 | 0 | 0 | 0 | 0 | 0 | 0 | 0 | 0 | 0 | 0 | 0 | 0 | 0 | 0 | 0 | 0 | 0 | 0 | 0 | 0 | 0 | 0 | 0 | 0 | 0 | 0 | 0
|  |  | Damage / theft of assets |  |  | 100% | 0% |  | Protective security risk | 0 | 0 | [5 empty] | 0 | 0 | 0 | 0 | 0 | 0 | 0 | 0 | 0 | 0 | 0 | 0 | 0 | 0 | 0 | 0 | 0 | 0 | 0 | 0 | 0 | 0 | 0 | 0 | 0 | 0 | 0 | 0 | 0 | 0 | 0 | 0 | 0 | 0 | 0 | 0 | 0 | 0 | 0 | 0 | 0 | 0 | 0 | 0 | 0 | 0 | 0 | 0 | 0 | 0 | 0
|  |  | Loss of data |  |  | 0% | 100% |  | Protective security risk | 0 | 0 | [5 empty] | 0 | 0 | 0 | 0 | 0 | 0 | 0 | 0 | 0 | 0 | 0 | 0 | 0 | 0 | 0 | 0 | 0 | 0 | 0 | 0 | 0 | 0 | 0 | 0 | 0 | 0 | 0 | 0 | 0 | 0 | 0 | 0 | 0 | 0 | 0 | 0 | 0 | 0 | 0 | 0 | 0 | 0 | 0 | 0 | 0 | 0 | 0 | 0 | 0 | 0 | 0
ICT/OT hardware or software failure risk
|  |  | Cost of manual intervention |  |  | 100% | 0% |  | ICT/OT hardware or software failure risk | 0 | 0 | [5 empty] | 0 | 0 | 0 | 0 | 0 | 0 | 0 | 0 | 0 | 0 | 0 | 0 | 0 | 0 | 0 | 0 | 0 | 0 | 0 | 0 | 0 | 0 | 0 | 0 | 0 | 0 | 0 | 0 | 0 | 0 | 0 | 0 | 0 | 0 | 0 | 0 | 0 | 0 | 0 | 0 | 0 | 0 | 0 | 0 | 0 | 0 | 0 | 0 | 0 | 0 | 0
Loss productive time
|  |  | Additional capex completed without additional labour cost |  |  | 100% | 0% |  | ICT/OT hardware or software failure risk | 0 | 0 | [5 empty] | 0 | 0 | 0 | 0 | 0 | 0 | 0 | 0 | 0 | 0 | 0 | 0 | 0 | 0 | 0 | 0 | 0 | 0 | 0 | 0 | 0 | 0 | 0 | 0 | 0 | 0 | 0 | 0 | 0 | 0 | 0 | 0 | 0 | 0 | 0 | 0 | 0 | 0 | 0 | 0 | 0 | 0 | 0 | 0 | 0 | 0 | 0 | 0 | 0 | 0 | 0
|  |  | Decrease in opex costs |  |  | 100% | 100% |  | ICT/OT hardware or software failure risk | 0 | 0 | [5 empty] | 0 | 0 | 0 | 0 | 0 | 0 | 0 | 0 | 0 | 0 | 0 | 0 | 0 | 0 | 0 | 0 | 0 | 0 | 0 | 0 | 0 | 0 | 0 | 0 | 0 | 0 | 0 | 0 | 0 | 0 | 0 | 0 | 0 | 0 | 0 | 0 | 0 | 0 | 0 | 0 | 0 | 0 | 0 | 0 | 0 | 0 | 0 | 0 | 0 | 0 | 0
|  |  | Safety risk |  |  | 0% | 100% |  | ICT/OT hardware or software failure risk | 0 | 0 | [5 empty] | 0 | 0 | 0 | 0 | 0 | 0 | 0 | 0 | 0 | 0 | 0 | 0 | 0 | 0 | 0 | 0 | 0 | 0 | 0 | 0 | 0 | 0 | 0 | 0 | 0 | 0 | 0 | 0 | 0 | 0 | 0 | 0 | 0 | 0 | 0 | 0 | 0 | 0 | 0 | 0 | 0 | 0 | 0 | 0 | 0 | 0 | 0 | 0 | 0 | 0 | 0
Employee engagement
|  |  | Additional capex completed without additional labour cost |  |  | 100% | 0% |  | Employee engagement | 0 | 0 | [5 empty] | 0 | 0 | 0 | 0 | 0 | 0 | 0 | 0 | 0 | 0 | 0 | 0 | 0 | 0 | 0 | 0 | 0 | 0 | 0 | 0 | 0 | 0 | 0 | 0 | 0 | 0 | 0 | 0 | 0 | 0 | 0 | 0 | 0 | 0 | 0 | 0 | 0 | 0 | 0 | 0 | 0 | 0 | 0 | 0 | 0 | 0 | 0 | 0 | 0 | 0 | 0
|  |  | Decrease in opex costs |  |  | 100% | 100% |  | Employee engagement | 0 | 0 | [5 empty] | 0 | 0 | 0 | 0 | 0 | 0 | 0 | 0 | 0 | 0 | 0 | 0 | 0 | 0 | 0 | 0 | 0 | 0 | 0 | 0 | 0 | 0 | 0 | 0 | 0 | 0 | 0 | 0 | 0 | 0 | 0 | 0 | 0 | 0 | 0 | 0 | 0 | 0 | 0 | 0 | 0 | 0 | 0 | 0 | 0 | 0 | 0 | 0 | 0 | 0 | 0
|  |  | Customer value |  |  | 0% | 100% |  | Customer value | 0 | 0 | [5 empty] | 0 | 0 | 0 | 0 | 0 | 0 | 0 | 0 | 0 | 0 | 0 | 0 | 0 | 0 | 0 | 0 | 0 | 0 | 0 | 0 | 0 | 0 | 0 | 0 | 0 | 0 | 0 | 0 | 0 | 0 | 0 | 0 | 0 | 0 | 0 | 0 | 0 | 0 | 0 | 0 | 0 | 0 | 0 | 0 | 0 | 0 | 0 | 0 | 0 | 0 | 0
|  |  | Total Customer | [6 empty] | 973229.9118 | 4851057.315 | [5 empty] | 0 | 0 | 0 | -59462.9389 | -117242.7286 | -317275.0384 | -649954.4657 | -885428.064 | -935259.7612 | -752337.2605 | -485704.2338 | -302781.7331 | -119859.2324 | 63063.2683 | 245985.7689 | 428908.2696 | 611830.7703 | 794753.271 | 977675.7717 | 1128840.8578 | 1332320.257 | 1698133.4797 | -149043.6719 | 83710.526 | 83710.526 | 83710.526 | 83710.526 | 83710.526 | 83710.526 | 83710.526 | 83710.526 | 83710.526 | 83710.526 | 83710.526 | 83710.526 | 83710.526 | 83710.526 | 83710.526 | 83710.526 | 83710.526 | 83710.526 | 83710.526 | 83710.526 | 83710.526 | 83710.526 | 83710.526 | 83710.526 | 83710.526 | 83710.526 | 83710.526 | 83710.526
|  |  | CHECK | [6 empty] | 973229.9118 | 4851057.315
Market
[10 empty] | NPV | Total value | FY17 | FY18 | FY19 | FY20 | FY21 | FY22 | FY23 | FY24 | FY25 | FY26 | FY27 | FY28 | FY29 | FY30 | FY31 | FY32 | FY33 | FY34 | FY35 | FY36 | FY37 | FY38 | FY39 | FY40 | FY41 | FY42 | FY43 | FY44 | FY45 | FY46 | FY47 | FY48 | FY49 | FY50 | FY51 | FY52 | FY53 | FY54 | FY55 | FY56 | FY57 | FY58 | FY59 | FY60 | FY61 | FY62 | FY63 | FY64 | FY65 | FY66 | FY67 | FY68 | FY69 | FY70 | FY71 | FY72
[10 empty] | $ | $
|  |  | NPV perspective mapping |  |  | Shareholder | Customer |  | Output category
Capex cost
|  |  | Total excl Land |  |  | 100% | 0% |  | - | -14550749.6162 | -17394343.7748 | [5 empty] | 0 | 0 | 0 | -1728573.8053 | -2602825.7045 | -5217308.4689 | -4354322.8275 | -3491312.9686 | 0 | 0 | 0 | 0 | 0 | 0 | 0 | 0 | 0 | 0 | 0 | 0 | 0 | 0 | 0 | 0 | 0 | 0 | 0 | 0 | 0 | 0 | 0 | 0 | 0 | 0 | 0 | 0 | 0 | 0 | 0 | 0 | 0 | 0 | 0 | 0 | 0 | 0 | 0 | 0 | 0 | 0 | 0
|  |  | Land |  |  | 100% | 0% |  | - | 0 | 0 | [5 empty] | 0 | 0 | 0 | 0 | 0 | 0 | 0 | 0 | 0 | 0 | 0 | 0 | 0 | 0 | 0 | 0 | 0 | 0 | 0 | 0 | 0 | 0 | 0 | 0 | 0 | 0 | 0 | 0 | 0 | 0 | 0 | 0 | 0 | 0 | 0 | 0 | 0 | 0 | 0 | 0 | 0 | 0 | 0 | 0 | 0 | 0 | 0 | 0 | 0 | 0 | 0
|  |  | Total capex cost |  |  | 100% | 0% |  | Capex | -14550749.6162 | -17394343.7748 | [5 empty] | 0 | 0 | 0 | -1728573.8053 | -2602825.7045 | -5217308.4689 | -4354322.8275 | -3491312.9686 | 0 | 0 | 0 | 0 | 0 | 0 | 0 | 0 | 0 | 0 | 0 | 0 | 0 | 0 | 0 | 0 | 0 | 0 | 0 | 0 | 0 | 0 | 0 | 0 | 0 | 0 | 0 | 0 | 0 | 0 | 0 | 0 | 0 | 0 | 0 | 0 | 0 | 0 | 0 | 0 | 0 | 0 | 0
Future capex cost
|  |  | Total excl Land |  |  | 100% | 0% |  | - | 0 | 0 | [5 empty] | 0 | 0 | 0 | 0 | 0 | 0 | 0 | 0 | 0 | 0 | 0 | 0 | 0 | 0 | 0 | 0 | 0 | 0 | 0 | 0 | 0 | 0 | 0 | 0 | 0 | 0 | 0 | 0 | 0 | 0 | 0 | 0 | 0 | 0 | 0 | 0 | 0 | 0 | 0 | 0 | 0 | 0 | 0 | 0 | 0 | 0 | 0 | 0 | 0 | 0 | 0
|  |  | Land |  |  | 100% | 0% |  | - | 0 | 0 | [5 empty] | 0 | 0 | 0 | 0 | 0 | 0 | 0 | 0 | 0 | 0 | 0 | 0 | 0 | 0 | 0 | 0 | 0 | 0 | 0 | 0 | 0 | 0 | 0 | 0 | 0 | 0 | 0 | 0 | 0 | 0 | 0 | 0 | 0 | 0 | 0 | 0 | 0 | 0 | 0 | 0 | 0 | 0 | 0 | 0 | 0 | 0 | 0 | 0 | 0 | 0 | 0
|  |  | Total future capex cost |  |  | 100% | 0% |  | Future capex | 0 | 0 | [5 empty] | 0 | 0 | 0 | 0 | 0 | 0 | 0 | 0 | 0 | 0 | 0 | 0 | 0 | 0 | 0 | 0 | 0 | 0 | 0 | 0 | 0 | 0 | 0 | 0 | 0 | 0 | 0 | 0 | 0 | 0 | 0 | 0 | 0 | 0 | 0 | 0 | 0 | 0 | 0 | 0 | 0 | 0 | 0 | 0 | 0 | 0 | 0 | 0 | 0 | 0 | 0
Capex benefits
|  |  | Total capex benefits |  |  | 30% | 70% |  | Capex benefits | 1498062.0037 | 2473687.8057 | [5 empty] | 0 | 0 | 0 | 0 | 14992.0473 | 29984.0946 | 44976.1419 | 59968.1892 | 74960.2365 | 89952.2838 | 104944.3312 | 119936.3785 | 134928.4258 | 149920.4731 | 164912.5204 | 179904.5677 | 194896.615 | 209888.6623 | 224880.7096 | 224880.7096 | 224880.7096 | 224880.7096 | 0 | 0 | 0 | 0 | 0 | 0 | 0 | 0 | 0 | 0 | 0 | 0 | 0 | 0 | 0 | 0 | 0 | 0 | 0 | 0 | 0 | 0 | 0 | 0 | 0 | 0 | 0 | 0 | 0
Regulatory revenue - Return on capital
|  |  | Total return on capital |  |  | 100% | -100% |  | Regulatory revenue | 0 | 0 | [5 empty] | 0 | 0 | 0 | 0 | 0 | 0 | 0 | 0 | 0 | 0 | 0 | 0 | 0 | 0 | 0 | 0 | 0 | 0 | 0 | 0 | 0 | 0 | 0 | 0 | 0 | 0 | 0 | 0 | 0 | 0 | 0 | 0 | 0 | 0 | 0 | 0 | 0 | 0 | 0 | 0 | 0 | 0 | 0 | 0 | 0 | 0 | 0 | 0 | 0 | 0 | 0
Regulatory revenue - Return of capital
|  |  | Total return of capital |  |  | 100% | -100% |  | Regulatory revenue | 0 | 0 | [5 empty] | 0 | 0 | 0 | 0 | 0 | 0 | 0 | 0 | 0 | 0 | 0 | 0 | 0 | 0 | 0 | 0 | 0 | 0 | 0 | 0 | 0 | 0 | 0 | 0 | 0 | 0 | 0 | 0 | 0 | 0 | 0 | 0 | 0 | 0 | 0 | 0 | 0 | 0 | 0 | 0 | 0 | 0 | 0 | 0 | 0 | 0 | 0 | 0 | 0 | 0 | 0
Regulatory revenue - Terminal value of total capex
|  |  | Total capex terminal value |  |  | 100% | -100% |  | Regulatory revenue | 0 | 0 | [5 empty] | 0 | 0 | 0 | 0 | 0 | 0 | 0 | 0 | 0 | 0 | 0 | 0 | 0 | 0 | 0 | 0 | 0 | 0 | 0 | 0 | 0 | 0 | 0 | 0 | 0 | 0 | 0 | 0 | 0 | 0 | 0 | 0 | 0 | 0 | 0 | 0 | 0 | 0 | 0 | 0 | 0 | 0 | 0 | 0 | 0 | 0 | 0 | 0 | 0 | 0 | 0
Regulated revenue - ACS revenue
|  |  | ACS revenue |  |  | 100% | 0% |  | Regulatory revenue | 0 | 0 | [5 empty] | 0 | 0 | 0 | 0 | 0 | 0 | 0 | 0 | 0 | 0 | 0 | 0 | 0 | 0 | 0 | 0 | 0 | 0 | 0 | 0 | 0 | 0 | 0 | 0 | 0 | 0 | 0 | 0 | 0 | 0 | 0 | 0 | 0 | 0 | 0 | 0 | 0 | 0 | 0 | 0 | 0 | 0 | 0 | 0 | 0 | 0 | 0 | 0 | 0 | 0 | 0
Unregulated revenue
|  |  | Unregulated revenue - Customer |  |  | 0% | 100% |  | Unregulated revenue | 0 | 0 | [5 empty] | 0 | 0 | 0 | 0 | 0 | 0 | 0 | 0 | 0 | 0 | 0 | 0 | 0 | 0 | 0 | 0 | 0 | 0 | 0 | 0 | 0 | 0 | 0 | 0 | 0 | 0 | 0 | 0 | 0 | 0 | 0 | 0 | 0 | 0 | 0 | 0 | 0 | 0 | 0 | 0 | 0 | 0 | 0 | 0 | 0 | 0 | 0 | 0 | 0 | 0 | 0
|  |  | Unregulated revenue - Shareholder |  |  | 100% | 0% |  | Unregulated revenue | 0 | 0 | [5 empty] | 0 | 0 | 0 | 0 | 0 | 0 | 0 | 0 | 0 | 0 | 0 | 0 | 0 | 0 | 0 | 0 | 0 | 0 | 0 | 0 | 0 | 0 | 0 | 0 | 0 | 0 | 0 | 0 | 0 | 0 | 0 | 0 | 0 | 0 | 0 | 0 | 0 | 0 | 0 | 0 | 0 | 0 | 0 | 0 | 0 | 0 | 0 | 0 | 0 | 0 | 0
Investment opex
|  |  | Total investment opex |  |  | 21% | 79% |  | Investment opex | -1936657.8501 | -3197922.9804 | [5 empty] | 0 | 0 | 0 | 0 | -19381.3514 | -38762.7028 | -58144.0542 | -77525.4056 | -96906.757 | -116288.1084 | -135669.4598 | -155050.8112 | -174432.1626 | -193813.514 | -213194.8654 | -232576.2168 | -251957.5682 | -271338.9196 | -290720.2709 | -290720.2709 | -290720.2709 | -290720.2709 | 0 | 0 | 0 | 0 | 0 | 0 | 0 | 0 | 0 | 0 | 0 | 0 | 0 | 0 | 0 | 0 | 0 | 0 | 0 | 0 | 0 | 0 | 0 | 0 | 0 | 0 | 0 | 0 | 0
Regulated revenue - Incentive schemes
|  |  | STPIS |  |  | 100% | -100% |  | STPIS | 0 | 0 | [5 empty] | 0 | 0 | 0 | 0 | 0 | 0 | 0 | 0 | 0 | 0 | 0 | 0 | 0 | 0 | 0 | 0 | 0 | 0 | 0 | 0 | 0 | 0 | 0 | 0 | 0 | 0 | 0 | 0 | 0 | 0 | 0 | 0 | 0 | 0 | 0 | 0 | 0 | 0 | 0 | 0 | 0 | 0 | 0 | 0 | 0 | 0 | 0 | 0 | 0 | 0 | 0
|  |  | STPIS - ongoing customer benefit |  |  | 0% | 100% |  | STPIS | 0 | 0 | [5 empty] | 0 | 0 | 0 | 0 | 0 | 0 | 0 | 0 | 0 | 0 | 0 | 0 | 0 | 0 | 0 | 0 | 0 | 0 | 0 | 0 | 0 | 0 | 0 | 0 | 0 | 0 | 0 | 0 | 0 | 0 | 0 | 0 | 0 | 0 | 0 | 0 | 0 | 0 | 0 | 0 | 0 | 0 | 0 | 0 | 0 | 0 | 0 | 0 | 0 | 0 | 0
|  |  | EBSS |  |  | 100% | 100% |  | EBSS | 1608661.6113 | 3766973.6719 | [5 empty] | 0 | 0 | 0 | 0 | 16742.1052 | 33484.2104 | 50226.3156 | 66968.4208 | 83710.526 | 83710.526 | 83710.526 | 83710.526 | 83710.526 | 83710.526 | 83710.526 | 83710.526 | 83710.526 | 83710.526 | 83710.526 | 83710.526 | 83710.526 | 83710.526 | 83710.526 | 83710.526 | 83710.526 | 83710.526 | 83710.526 | 83710.526 | 83710.526 | 83710.526 | 83710.526 | 83710.526 | 83710.526 | 83710.526 | 83710.526 | 83710.526 | 83710.526 | 83710.526 | 83710.526 | 83710.526 | 83710.526 | 83710.526 | 83710.526 | 83710.526 | 83710.526 | 83710.526 | 83710.526 | 83710.526 | 83710.526 | 83710.526 | 83710.526
|  |  | CESS | [13 empty] | 0 | 0 | 0 | 0 | 0 | 0 | 0 | 0 | 0 | 0 | 0 | 0 | 0 | 0 | 0 | 0 | 0 | 0 | 0 | 0 | 0 | 0 | 0 | 0 | 0 | 0 | 0 | 0 | 0 | 0 | 0 | 0 | 0 | 0 | 0 | 0 | 0 | 0 | 0 | 0 | 0 | 0 | 0 | 0 | 0 | 0 | 0 | 0 | 0 | 0 | 0
|  |  | Shareholder |  |  | 100% | 100% |  | CESS | 0 | 0 | [5 empty] | 0 | 0 | 0 | 0 | 0 | 0 | 0 | 0 | 0 | 0 | 0 | 0 | 0 | 0 | 0 | 0 | 0 | 0 | 0 | 0 | 0 | 0 | 0 | 0 | 0 | 0 | 0 | 0 | 0 | 0 | 0 | 0 | 0 | 0 | 0 | 0 | 0 | 0 | 0 | 0 | 0 | 0 | 0 | 0 | 0 | 0 | 0 | 0 | 0 | 0 | 0
|  |  | Customer |  |  | 100% | 100% |  | CESS | 0 | 0 | [5 empty] | 0 | 0 | 0 | 0 | 0 | 0 | 0 | 0 | 0 | 0 | 0 | 0 | 0 | 0 | 0 | 0 | 0 | 0 | 0 | 0 | 0 | 0 | 0 | 0 | 0 | 0 | 0 | 0 | 0 | 0 | 0 | 0 | 0 | 0 | 0 | 0 | 0 | 0 | 0 | 0 | 0 | 0 | 0 | 0 | 0 | 0 | 0 | 0 | 0 | 0 | 0
|  |  | DMIS |  |  | 100% | -100% |  | DMIS | 0 | 0 | [5 empty] | 0 | 0 | 0 | 0 | 0 | 0 | 0 | 0 | 0 | 0 | 0 | 0 | 0 | 0 | 0 | 0 | 0 | 0 | 0 | 0 | 0 | 0 | 0 | 0 | 0 | 0 | 0 | 0 | 0 | 0 | 0 | 0 | 0 | 0 | 0 | 0 | 0 | 0 | 0 | 0 | 0 | 0 | 0 | 0 | 0 | 0 | 0 | 0 | 0 | 0 | 0
Probabilistic cost & benefits
|  |  | Safety risk |  |  | 0% | 100% |  | Safety risk | 2731817.1323 | 4510936.6041 | [5 empty] | 0 | 0 | 0 | 0 | 27339.0097 | 54678.0194 | 82017.0292 | 109356.0389 | 136695.0486 | 164034.0583 | 191373.0681 | 218712.0778 | 246051.0875 | 273390.0972 | 300729.1069 | 328068.1167 | 355407.1264 | 382746.1361 | 410085.1458 | 410085.1458 | 410085.1458 | 410085.1458 | 0 | 0 | 0 | 0 | 0 | 0 | 0 | 0 | 0 | 0 | 0 | 0 | 0 | 0 | 0 | 0 | 0 | 0 | 0 | 0 | 0 | 0 | 0 | 0 | 0 | 0 | 0 | 0 | 0
|  |  | Fire risk |  |  | 0% | 100% |  | Fire risk | 0 | 0 | [5 empty] | 0 | 0 | 0 | 0 | 0 | 0 | 0 | 0 | 0 | 0 | 0 | 0 | 0 | 0 | 0 | 0 | 0 | 0 | 0 | 0 | 0 | 0 | 0 | 0 | 0 | 0 | 0 | 0 | 0 | 0 | 0 | 0 | 0 | 0 | 0 | 0 | 0 | 0 | 0 | 0 | 0 | 0 | 0 | 0 | 0 | 0 | 0 | 0 | 0 | 0 | 0
|  |  | Environment risk |  |  | 0% | 100% |  | Environment risk | 0 | 0 | [5 empty] | 0 | 0 | 0 | 0 | 0 | 0 | 0 | 0 | 0 | 0 | 0 | 0 | 0 | 0 | 0 | 0 | 0 | 0 | 0 | 0 | 0 | 0 | 0 | 0 | 0 | 0 | 0 | 0 | 0 | 0 | 0 | 0 | 0 | 0 | 0 | 0 | 0 | 0 | 0 | 0 | 0 | 0 | 0 | 0 | 0 | 0 | 0 | 0 | 0 | 0 | 0
|  |  | Network asset failure EUE |  |  | 0% | 100% |  | Network asset failure EUE | 10271065.3383 | 16960185.2372 | [5 empty] | 0 | 0 | 0 | 0 | 102789.0014 | 205578.0029 | 308367.0043 | 411156.0058 | 513945.0072 | 616734.0086 | 719523.0101 | 822312.0115 | 925101.0129 | 1027890.0144 | 1130679.0158 | 1233468.0173 | 1336257.0187 | 1439046.0201 | 1541835.0216 | 1541835.0216 | 1541835.0216 | 1541835.0216 | 0 | 0 | 0 | 0 | 0 | 0 | 0 | 0 | 0 | 0 | 0 | 0 | 0 | 0 | 0 | 0 | 0 | 0 | 0 | 0 | 0 | 0 | 0 | 0 | 0 | 0 | 0 | 0 | 0
|  |  | Reactive replacement cost |  |  | 0% | 100% |  | Reactive replacement cost | 0 | 0 | [5 empty] | 0 | 0 | 0 | 0 | 0 | 0 | 0 | 0 | 0 | 0 | 0 | 0 | 0 | 0 | 0 | 0 | 0 | 0 | 0 | 0 | 0 | 0 | 0 | 0 | 0 | 0 | 0 | 0 | 0 | 0 | 0 | 0 | 0 | 0 | 0 | 0 | 0 | 0 | 0 | 0 | 0 | 0 | 0 | 0 | 0 | 0 | 0 | 0 | 0 | 0 | 0
|  |  | 3rd party property damage risk |  |  | 100% | 0% |  | 3rd party property damage risk | 0 | 0 | [5 empty] | 0 | 0 | 0 | 0 | 0 | 0 | 0 | 0 | 0 | 0 | 0 | 0 | 0 | 0 | 0 | 0 | 0 | 0 | 0 | 0 | 0 | 0 | 0 | 0 | 0 | 0 | 0 | 0 | 0 | 0 | 0 | 0 | 0 | 0 | 0 | 0 | 0 | 0 | 0 | 0 | 0 | 0 | 0 | 0 | 0 | 0 | 0 | 0 | 0 | 0 | 0
|  |  | Construction EUE risk |  |  | 0% | 100% |  | Construction EUE risk | 0 | 0 | [5 empty] | 0 | 0 | 0 | 0 | 0 | 0 | 0 | 0 | 0 | 0 | 0 | 0 | 0 | 0 | 0 | 0 | 0 | 0 | 0 | 0 | 0 | 0 | 0 | 0 | 0 | 0 | 0 | 0 | 0 | 0 | 0 | 0 | 0 | 0 | 0 | 0 | 0 | 0 | 0 | 0 | 0 | 0 | 0 | 0 | 0 | 0 | 0 | 0 | 0 | 0 | 0
|  |  | Carbon emissions |  |  | 0% | 100% |  | Carbon emissions | 1770678.8823 | 2923848.7781 | [5 empty] | 0 | 0 | 0 | 0 | 17720.2956 | 35440.5912 | 53160.8869 | 70881.1825 | 88601.4781 | 106321.7738 | 124042.0694 | 141762.365 | 159482.6606 | 177202.9562 | 194923.2519 | 212643.5475 | 230363.8431 | 248084.1388 | 265804.4344 | 265804.4344 | 265804.4344 | 265804.4344 | 0 | 0 | 0 | 0 | 0 | 0 | 0 | 0 | 0 | 0 | 0 | 0 | 0 | 0 | 0 | 0 | 0 | 0 | 0 | 0 | 0 | 0 | 0 | 0 | 0 | 0 | 0 | 0 | 0
Protective security risk
|  |  | Cost to respond to crisis |  |  | 100% | 0% |  | Protective security risk | 0 | 0 | [5 empty] | 0 | 0 | 0 | 0 | 0 | 0 | 0 | 0 | 0 | 0 | 0 | 0 | 0 | 0 | 0 | 0 | 0 | 0 | 0 | 0 | 0 | 0 | 0 | 0 | 0 | 0 | 0 | 0 | 0 | 0 | 0 | 0 | 0 | 0 | 0 | 0 | 0 | 0 | 0 | 0 | 0 | 0 | 0 | 0 | 0 | 0 | 0 | 0 | 0 | 0 | 0
Loss productive time
|  |  | Additional capex completed without additional labour cost |  |  | 100% | 0% |  | Protective security risk | 0 | 0 | [5 empty] | 0 | 0 | 0 | 0 | 0 | 0 | 0 | 0 | 0 | 0 | 0 | 0 | 0 | 0 | 0 | 0 | 0 | 0 | 0 | 0 | 0 | 0 | 0 | 0 | 0 | 0 | 0 | 0 | 0 | 0 | 0 | 0 | 0 | 0 | 0 | 0 | 0 | 0 | 0 | 0 | 0 | 0 | 0 | 0 | 0 | 0 | 0 | 0 | 0 | 0 | 0
|  |  | Decrease in opex costs |  |  | 100% | 100% |  | Protective security risk | 0 | 0 | [5 empty] | 0 | 0 | 0 | 0 | 0 | 0 | 0 | 0 | 0 | 0 | 0 | 0 | 0 | 0 | 0 | 0 | 0 | 0 | 0 | 0 | 0 | 0 | 0 | 0 | 0 | 0 | 0 | 0 | 0 | 0 | 0 | 0 | 0 | 0 | 0 | 0 | 0 | 0 | 0 | 0 | 0 | 0 | 0 | 0 | 0 | 0 | 0 | 0 | 0 | 0 | 0
|  |  | Fines and penalties |  |  | 100% | 0% |  | Protective security risk | 0 | 0 | [5 empty] | 0 | 0 | 0 | 0 | 0 | 0 | 0 | 0 | 0 | 0 | 0 | 0 | 0 | 0 | 0 | 0 | 0 | 0 | 0 | 0 | 0 | 0 | 0 | 0 | 0 | 0 | 0 | 0 | 0 | 0 | 0 | 0 | 0 | 0 | 0 | 0 | 0 | 0 | 0 | 0 | 0 | 0 | 0 | 0 | 0 | 0 | 0 | 0 | 0 | 0 | 0
|  |  | Damage / theft of assets |  |  | 100% | 0% |  | Protective security risk | 0 | 0 | [5 empty] | 0 | 0 | 0 | 0 | 0 | 0 | 0 | 0 | 0 | 0 | 0 | 0 | 0 | 0 | 0 | 0 | 0 | 0 | 0 | 0 | 0 | 0 | 0 | 0 | 0 | 0 | 0 | 0 | 0 | 0 | 0 | 0 | 0 | 0 | 0 | 0 | 0 | 0 | 0 | 0 | 0 | 0 | 0 | 0 | 0 | 0 | 0 | 0 | 0 | 0 | 0
|  |  | Loss of data |  |  | 0% | 100% |  | Protective security risk | 0 | 0 | [5 empty] | 0 | 0 | 0 | 0 | 0 | 0 | 0 | 0 | 0 | 0 | 0 | 0 | 0 | 0 | 0 | 0 | 0 | 0 | 0 | 0 | 0 | 0 | 0 | 0 | 0 | 0 | 0 | 0 | 0 | 0 | 0 | 0 | 0 | 0 | 0 | 0 | 0 | 0 | 0 | 0 | 0 | 0 | 0 | 0 | 0 | 0 | 0 | 0 | 0 | 0 | 0
ICT/OT hardware or software failure risk
|  |  | Cost of manual intervention |  |  | 100% | 0% |  | ICT/OT hardware or software failure risk | 0 | 0 | [5 empty] | 0 | 0 | 0 | 0 | 0 | 0 | 0 | 0 | 0 | 0 | 0 | 0 | 0 | 0 | 0 | 0 | 0 | 0 | 0 | 0 | 0 | 0 | 0 | 0 | 0 | 0 | 0 | 0 | 0 | 0 | 0 | 0 | 0 | 0 | 0 | 0 | 0 | 0 | 0 | 0 | 0 | 0 | 0 | 0 | 0 | 0 | 0 | 0 | 0 | 0 | 0
Loss productive time
|  |  | Additional capex completed without additional labour cost |  |  | 100% | 0% |  | ICT/OT hardware or software failure risk | 0 | 0 | [5 empty] | 0 | 0 | 0 | 0 | 0 | 0 | 0 | 0 | 0 | 0 | 0 | 0 | 0 | 0 | 0 | 0 | 0 | 0 | 0 | 0 | 0 | 0 | 0 | 0 | 0 | 0 | 0 | 0 | 0 | 0 | 0 | 0 | 0 | 0 | 0 | 0 | 0 | 0 | 0 | 0 | 0 | 0 | 0 | 0 | 0 | 0 | 0 | 0 | 0 | 0 | 0
|  |  | Decrease in opex costs |  |  | 100% | 100% |  | ICT/OT hardware or software failure risk | 0 | 0 | [5 empty] | 0 | 0 | 0 | 0 | 0 | 0 | 0 | 0 | 0 | 0 | 0 | 0 | 0 | 0 | 0 | 0 | 0 | 0 | 0 | 0 | 0 | 0 | 0 | 0 | 0 | 0 | 0 | 0 | 0 | 0 | 0 | 0 | 0 | 0 | 0 | 0 | 0 | 0 | 0 | 0 | 0 | 0 | 0 | 0 | 0 | 0 | 0 | 0 | 0 | 0 | 0
|  |  | Safety risk |  |  | 0% | 100% |  | ICT/OT hardware or software failure risk | 0 | 0 | [5 empty] | 0 | 0 | 0 | 0 | 0 | 0 | 0 | 0 | 0 | 0 | 0 | 0 | 0 | 0 | 0 | 0 | 0 | 0 | 0 | 0 | 0 | 0 | 0 | 0 | 0 | 0 | 0 | 0 | 0 | 0 | 0 | 0 | 0 | 0 | 0 | 0 | 0 | 0 | 0 | 0 | 0 | 0 | 0 | 0 | 0 | 0 | 0 | 0 | 0 | 0 | 0
Employee engagement
|  |  | Additional capex completed without additional labour cost |  |  | 100% | 0% |  | Employee engagement | 0 | 0 | [5 empty] | 0 | 0 | 0 | 0 | 0 | 0 | 0 | 0 | 0 | 0 | 0 | 0 | 0 | 0 | 0 | 0 | 0 | 0 | 0 | 0 | 0 | 0 | 0 | 0 | 0 | 0 | 0 | 0 | 0 | 0 | 0 | 0 | 0 | 0 | 0 | 0 | 0 | 0 | 0 | 0 | 0 | 0 | 0 | 0 | 0 | 0 | 0 | 0 | 0 | 0 | 0
|  |  | Decrease in opex costs |  |  | 100% | 100% |  | Employee engagement | 0 | 0 | [5 empty] | 0 | 0 | 0 | 0 | 0 | 0 | 0 | 0 | 0 | 0 | 0 | 0 | 0 | 0 | 0 | 0 | 0 | 0 | 0 | 0 | 0 | 0 | 0 | 0 | 0 | 0 | 0 | 0 | 0 | 0 | 0 | 0 | 0 | 0 | 0 | 0 | 0 | 0 | 0 | 0 | 0 | 0 | 0 | 0 | 0 | 0 | 0 | 0 | 0 | 0 | 0
|  |  | Customer value |  |  | 0% | 100% |  | Customer value | 0 | 0 | [5 empty] | 0 | 0 | 0 | 0 | 0 | 0 | 0 | 0 | 0 | 0 | 0 | 0 | 0 | 0 | 0 | 0 | 0 | 0 | 0 | 0 | 0 | 0 | 0 | 0 | 0 | 0 | 0 | 0 | 0 | 0 | 0 | 0 | 0 | 0 | 0 | 0 | 0 | 0 | 0 | 0 | 0 | 0 | 0 | 0 | 0 | 0 | 0 | 0 | 0 | 0 | 0
|  |  | Total Market | [6 empty] | 1392877.5016 | 10043365.3418 | [5 empty] | 0 | 0 | 0 | -1728573.8053 | -2442624.5966 | -4896906.2531 | -3873719.5038 | -2850508.537 | 801005.5395 | 944464.5422 | 1087923.5449 | 1231382.5476 | 1374841.5503 | 1518300.553 | 1661759.5557 | 1805218.5584 | 1948677.5611 | 2092136.5638 | 2235595.5665 | 2235595.5665 | 2235595.5665 | 2235595.5665 | 83710.526 | 83710.526 | 83710.526 | 83710.526 | 83710.526 | 83710.526 | 83710.526 | 83710.526 | 83710.526 | 83710.526 | 83710.526 | 83710.526 | 83710.526 | 83710.526 | 83710.526 | 83710.526 | 83710.526 | 83710.526 | 83710.526 | 83710.526 | 83710.526 | 83710.526 | 83710.526 | 83710.526 | 83710.526 | 83710.526 | 83710.526 | 83710.526 | 83710.526
|  |  | CHECK | [6 empty] | 1392877.5016 | 10043365.3418
Annual defferal benefit
Currently calculated in Output worksheet.
This Calcs sheet calculates investment NPV from the perspectives of a shareholder, customer, as well as the market as a whole (shareholder + customer).
Note that the IRR calculation below will return a #NUM! error when there is no input data, this is not a model calculation error.
The annual defferal benefit calculations shown below are for assessing investment timing. That is, whether the benefit of deffering the investment is greater than the costs of not making the investment. This relationship is shown in the cost vs defferal relationship graph on the Output sheet.
Note on D103: [Threaded comment] Your version of Excel allows you to read this threaded comment; however, any edits to it will get removed if the file is opened in a newer version of Excel. Learn more: https://go.microsoft.com/fwlink/?linkid=870924 Comment: Functionality removed. Capex benefits based on dollars saved and impact of CESS mechanism
Note on D114: [Threaded comment] Your version of Excel allows you to read this threaded comment; however, any edits to it will get removed if the file is opened in a newer version of Excel. Learn more: https://go.microsoft.com/fwlink/?linkid=870924 Comment: Functionality removed. Capex benefits based on dollars saved and impact of CESS mechanism
Note on D132: [Threaded comment] Your version of Excel allows you to read this threaded comment; however, any edits to it will get removed if the file is opened in a newer version of Excel. Learn more: https://go.microsoft.com/fwlink/?linkid=870924 Comment: Functionality removed. Capex benefits based on dollars saved and impact of CESS mechanism
Note on J161: Note: Where input data is not entered this will appear as #N/A, and is not a model calculation error
Note on D232: [Threaded comment] Your version of Excel allows you to read this threaded comment; however, any edits to it will get removed if the file is opened in a newer version of Excel. Learn more: https://go.microsoft.com/fwlink/?linkid=870924 Comment: Customer benefit only
Note on D241: Dependent on valuation period chosen (either takes terminal value from end of model valuation period or last year of longest useful asset life option)

## Assumptions
Ausgrid investment evaluation model
Assumptions
|  |  | Legend | Input | Calculation | Select | Internal | Assumptions | Instructions | Change in formula pattern
Various
Value
|  | Current year (FY) | [7 empty] | year | 2022
|  | SAG factor |  | Source: AER | [5 empty] | % | 10%
|  | RAB multiple |  | Source: | [5 empty] | factor | 1
[12 empty] | 2015 | 2016 | 2017 | 2018 | 2019 | 2020 | 2021 | 2022 | 2023 | 2024 | 2025 | 2026 | 2027 | 2028 | 2029 | 2030 | 2031 | 2032 | 2033 | 2034 | 2035 | 2036 | 2037 | 2038 | 2039 | 2040 | 2041 | 2042 | 2043 | 2044 | 2045 | 2046 | 2047 | 2048 | 2049 | 2050 | 2051 | 2052 | 2053 | 2054 | 2055 | 2056 | 2057 | 2058 | 2059 | 2060 | 2061 | 2062 | 2063 | 2064 | 2065 | 2066 | 2067 | 2068 | 2069 | 2070 | 2071 | 2072 | 2073 | 2074 | 2075
|  | Inflation rate |  | Source: ABS cat. 6401 All Australia | [7 empty] | 2015: 1.51%; 2016: 1.02%; 2017: 1.93%; 2018: 2.08%; 2019: 1.59%; 2020: -0.35%; 2021: 3.85%
Note: For 2015 column, it contains the inflation from Jun '14 to Jun '15
|  | Shareholder WACC |  | Source: Corporate model | [7 empty] | 2015 | 2016 | 2017 | 2018 | 2019 | 2020 | 2021 | 2022 | 2023 | 2024 | 2025 | 2026 | 2027 | 2028 | 2029 | 2030 | 2031 | 2032 | 2033 | 2034 | 2035 | 2036 | 2037 | 2038 | 2039 | 2040 | 2041 | 2042 | 2043 | 2044 | 2045 | 2046 | 2047 | 2048 | 2049 | 2050 | 2051 | 2052 | 2053 | 2054 | 2055 | 2056 | 2057 | 2058 | 2059 | 2060 | 2061 | 2062 | 2063 | 2064 | 2065 | 2066 | 2067 | 2068 | 2069 | 2070 | 2071 | 2072 | 2073 | 2074 | 2075
|  |  | Low | Note: Assumed real pre-tax | [5 empty] | % | [8 empty] | 3.44% | 3.44% | 3.44% | 3.44% | 3.44% | 3.44% | 3.44% | 3.44% | 3.44% | 3.44% | 3.44% | 3.44% | 3.44% | 3.44% | 3.44% | 3.44% | 3.44% | 3.44% | 3.44% | 3.44% | 3.44% | 3.44% | 3.44% | 3.44% | 3.44% | 3.44% | 3.44% | 3.44% | 3.44% | 3.44% | 3.44% | 3.44% | 3.44% | 3.44% | 3.44% | 3.44% | 3.44% | 3.44% | 3.44% | 3.44% | 3.44% | 3.44% | 3.44% | 3.44% | 3.44% | 3.44% | 3.44% | 3.44% | 3.44% | 3.44% | 3.44% | 3.44% | 3.44% | 3.44%
|  |  | High | [6 empty] | % | [8 empty] | 6.95% | 6.95% | 6.95% | 6.95% | 6.95% | 6.95% | 6.95% | 6.95% | 6.95% | 6.95% | 6.95% | 6.95% | 6.95% | 6.95% | 6.95% | 6.95% | 6.95% | 6.95% | 6.95% | 6.95% | 6.95% | 6.95% | 6.95% | 6.95% | 6.95% | 6.95% | 6.95% | 6.95% | 6.95% | 6.95% | 6.95% | 6.95% | 6.95% | 6.95% | 6.95% | 6.95% | 6.95% | 6.95% | 6.95% | 6.95% | 6.95% | 6.95% | 6.95% | 6.95% | 6.95% | 6.95% | 6.95% | 6.95% | 6.95% | 6.95% | 6.95% | 6.95% | 6.95% | 6.95%
|  |  | Average | [6 empty] | % | [8 empty] | 5.195% | 5.195% | 5.195% | 5.195% | 5.195% | 5.195% | 5.195% | 5.195% | 5.195% | 5.195% | 5.195% | 5.195% | 5.195% | 5.195% | 5.195% | 5.195% | 5.195% | 5.195% | 5.195% | 5.195% | 5.195% | 5.195% | 5.195% | 5.195% | 5.195% | 5.195% | 5.195% | 5.195% | 5.195% | 5.195% | 5.195% | 5.195% | 5.195% | 5.195% | 5.195% | 5.195% | 5.195% | 5.195% | 5.195% | 5.195% | 5.195% | 5.195% | 5.195% | 5.195% | 5.195% | 5.195% | 5.195% | 5.195% | 5.195% | 5.195% | 5.195% | 5.195% | 5.195% | 5.195%
|  |  | Input |  | Output setting | Low | 1 | Avg | 3.44% | % | [8 empty] | 3.44% | 3.44% | 3.44% | 3.44% | 3.44% | 3.44% | 3.44% | 3.44% | 3.44% | 3.44% | 3.44% | 3.44% | 3.44% | 3.44% | 3.44% | 3.44% | 3.44% | 3.44% | 3.44% | 3.44% | 3.44% | 3.44% | 3.44% | 3.44% | 3.44% | 3.44% | 3.44% | 3.44% | 3.44% | 3.44% | 3.44% | 3.44% | 3.44% | 3.44% | 3.44% | 3.44% | 3.44% | 3.44% | 3.44% | 3.44% | 3.44% | 3.44% | 3.44% | 3.44% | 3.44% | 3.44% | 3.44% | 3.44% | 3.44% | 3.44% | 3.44% | 3.44% | 3.44% | 3.44%
|  | Customer WACC |  | Source: Corporate model | [7 empty] | 2015 | 2016 | 2017 | 2018 | 2019 | 2020 | 2021 | 2022 | 2023 | 2024 | 2025 | 2026 | 2027 | 2028 | 2029 | 2030 | 2031 | 2032 | 2033 | 2034 | 2035 | 2036 | 2037 | 2038 | 2039 | 2040 | 2041 | 2042 | 2043 | 2044 | 2045 | 2046 | 2047 | 2048 | 2049 | 2050 | 2051 | 2052 | 2053 | 2054 | 2055 | 2056 | 2057 | 2058 | 2059 | 2060 | 2061 | 2062 | 2063 | 2064 | 2065 | 2066 | 2067 | 2068 | 2069 | 2070 | 2071 | 2072 | 2073 | 2074 | 2075
|  |  | Low | Note: Assumed real pre-tax | [5 empty] | % | [8 empty] | 3.44% | 3.44% | 3.44% | 3.44% | 3.44% | 3.44% | 3.44% | 3.44% | 3.44% | 3.44% | 3.44% | 3.44% | 3.44% | 3.44% | 3.44% | 3.44% | 3.44% | 3.44% | 3.44% | 3.44% | 3.44% | 3.44% | 3.44% | 3.44% | 3.44% | 3.44% | 3.44% | 3.44% | 3.44% | 3.44% | 3.44% | 3.44% | 3.44% | 3.44% | 3.44% | 3.44% | 3.44% | 3.44% | 3.44% | 3.44% | 3.44% | 3.44% | 3.44% | 3.44% | 3.44% | 3.44% | 3.44% | 3.44% | 3.44% | 3.44% | 3.44% | 3.44% | 3.44% | 3.44%
|  |  | High | [6 empty] | % | [8 empty] | 6.95% | 6.95% | 6.95% | 6.95% | 6.95% | 6.95% | 6.95% | 6.95% | 6.95% | 6.95% | 6.95% | 6.95% | 6.95% | 6.95% | 6.95% | 6.95% | 6.95% | 6.95% | 6.95% | 6.95% | 6.95% | 6.95% | 6.95% | 6.95% | 6.95% | 6.95% | 6.95% | 6.95% | 6.95% | 6.95% | 6.95% | 6.95% | 6.95% | 6.95% | 6.95% | 6.95% | 6.95% | 6.95% | 6.95% | 6.95% | 6.95% | 6.95% | 6.95% | 6.95% | 6.95% | 6.95% | 6.95% | 6.95% | 6.95% | 6.95% | 6.95% | 6.95% | 6.95% | 6.95%
|  |  | Average | [6 empty] | % | [8 empty] | 5.195% | 5.195% | 5.195% | 5.195% | 5.195% | 5.195% | 5.195% | 5.195% | 5.195% | 5.195% | 5.195% | 5.195% | 5.195% | 5.195% | 5.195% | 5.195% | 5.195% | 5.195% | 5.195% | 5.195% | 5.195% | 5.195% | 5.195% | 5.195% | 5.195% | 5.195% | 5.195% | 5.195% | 5.195% | 5.195% | 5.195% | 5.195% | 5.195% | 5.195% | 5.195% | 5.195% | 5.195% | 5.195% | 5.195% | 5.195% | 5.195% | 5.195% | 5.195% | 5.195% | 5.195% | 5.195% | 5.195% | 5.195% | 5.195% | 5.195% | 5.195% | 5.195% | 5.195% | 5.195%
|  |  | Input |  | Output setting | Low | 1 | Avg | 3.44% | % | [8 empty] | 3.44% | 3.44% | 3.44% | 3.44% | 3.44% | 3.44% | 3.44% | 3.44% | 3.44% | 3.44% | 3.44% | 3.44% | 3.44% | 3.44% | 3.44% | 3.44% | 3.44% | 3.44% | 3.44% | 3.44% | 3.44% | 3.44% | 3.44% | 3.44% | 3.44% | 3.44% | 3.44% | 3.44% | 3.44% | 3.44% | 3.44% | 3.44% | 3.44% | 3.44% | 3.44% | 3.44% | 3.44% | 3.44% | 3.44% | 3.44% | 3.44% | 3.44% | 3.44% | 3.44% | 3.44% | 3.44% | 3.44% | 3.44% | 3.44% | 3.44% | 3.44% | 3.44% | 3.44% | 3.44%
Asset life and grouping assumptions
|  |  | Categories |  | Regulatory |  | Standard network |  | Check | See check breakdown in standard network table below
|  |  | Standard network |  | Distribution |  | Major projects |  | Ok
|  |  | Regulatory |  | Transmission |  | Augmentation |  | Ok
[7 empty] | Replacement |  | Ok
[7 empty] | Customer connections |  | Ok
|  | Asset type |  | Asset life | Type |  | Source: Regulatory team (Fiona McAnally 21 Feb 2020)
|  | Sub-transmission lines and cables |  | 46.299 | Distribution
|  | Cable tunnel (dx) |  | 70 | Distribution
|  | Distribution lines and cables |  | 58.0334 | Distribution
|  | Substations |  | 46.8428 | Distribution
|  | Transformers |  | 45.8872 | Distribution
|  | Low Voltage Lines and Cables |  | 52.0732 | Distribution
|  | Customer Metering and Load Control |  | 25 | Distribution
|  | Customer Metering (digital) |  | 0 | Distribution
|  | Communications (digital) - dx |  | 10 | Distribution
|  | Total Communications |  | 10.221 | Distribution
|  | System IT (dx) |  | 7 | Distribution
|  | Ancillary substation equipment (dx) |  | 15 | Distribution
|  | Land and Easements |  | 0 | Distribution
|  | Furniture, fittings, plant and equipment |  | 17.4392 | Distribution
|  | Land (non-system) |  | 0 | Distribution
|  | Other non system assets |  | 29.444 | Distribution
|  | IT systems |  | 5 | Distribution
|  | Motor vehicles |  | 10.2442 | Distribution
|  | Buildings (system) |  | 46.8428 | Distribution
|  | Buildings (non-system) |  | 35.9169 | Distribution
|  | In-house software |  | 5 | Distribution
|  | Equity raising costs |  | 0 | Distribution
|  | Zone buildings 132/66kV |  | 60 | Transmission
|  | Transmission transformers 132/66kV |  | 50 | Transmission
|  | Zone transformers 132/66kV |  | 50 | Transmission
|  | Transmission substation equip 132/66kV |  | 45 | Transmission
|  | Zone substation equip 132/66kV |  | 45 | Transmission
|  | Ancillary substation equipment (tx) |  | 15 | Transmission
|  | 132kV tower lines |  | 60 | Transmission
|  | 132kV concrete & steel pole lines |  | 55 | Transmission
|  | 132kV wood pole lines |  | 45 | Transmission
|  | 132kV feeders underground |  | 45 | Transmission
|  | Cable tunnel (tx) |  | 70 | Transmission
|  | Network control & com systems |  | 37.1975 | Transmission
|  | Communications (digital) - tx |  | 10 | Transmission
|  | System IT (tx) |  | 7 | Transmission
|  | IT systems |  | 5 | Transmission
|  | Furniture, fittings, plant and equipment |  | 17.4392 | Transmission
|  | Motor vehicles |  | 10.2442 | Transmission
|  | Land (non-system) |  | 0 | Transmission
|  | Other non system assets |  | 29.444 | Transmission
|  | Transmission Leases (Network) |  | 50 | Transmission
|  | Buildings (system) |  | 60 | Transmission
|  | Buildings (non-system) |  | 35.9169 | Transmission
|  | In-house software |  | 5 | Transmission
|  | Equity raising costs |  | 0 | Transmission
|  | Asset life |  |  | 15 | 46.8428 | 58.0334 | 46.8428 | 46.299 | 7 | 45.8872 | 2015: 52.0732; 2016: 70
|  | Project type |  | Weighted average (yrs) | Ancillary substation equipment (dx) | Buildings (system) | Distribution lines and cables | Substations | Sub-transmission lines and cables | System IT (tx) | Transformers | 2015: Low Voltage Lines and Cables; 2016: Cable tunnel (dx); 2017: Category; 2019: Total %; 2020: Total % check; 2022: Source: Asset Investment team (Matt Cooper, 5 Mar 2020)
|  | 11kV S/G Replacement |  | 36.4488 | 35.86% | 12.61% | 9.244% | 40.65% | 1.53% | 0% | 0.1034% | 2015: 0%; 2016: 0%; 2017: Major projects; 2019: 100%; 2020: Ok; 2022: Note: Some project life component weightings were inflated to account for the exclusion of land (to avoid material impact of land on weighting due to having no asset life)
|  | 11kV Switchroom |  | 37.1711 | 34.37% | 18.93% | 11.4% | 34.71% | 0.5935% | 0% | 0% | 2015: 0%; 2016: 0%; 2017: Major projects; 2019: 100%; 2020: Ok
|  | 132kV Switchroom |  | 43.8533 | 9.283% | 21.02% | 0% | 63.5% | 6.201% | 0% | 0% | 2015: 0%; 2016: 0%; 2017: Major projects; 2019: 100%; 2020: Ok
|  | 33kV SG Replacement |  | 46.7612 | 0% | 0% | 0% | 87.18% | 9.941% | 0% | 2.88% | 2015: 0%; 2016: 0%; 2017: Major projects; 2019: 100%; 2020: Ok
|  | Load Transfer |  | 56.3333 | 0% | 0% | 85.13% | 10.01% | 2.551% | 0% | 2.314% | 2015: 0%; 2016: 0%; 2017: Major projects; 2019: 100%; 2020: Ok
|  | New ST Switchroom |  | 46.7739 | 0% | 11.37% | 0% | 75.96% | 12.67% | 0% | 0% | 2015: 0%; 2016: 0%; 2017: Major projects; 2019: 100%; 2020: Ok
|  | New Zone |  | 41.5918 | 13.86% | 25.3% | 5.524% | 33.26% | 6.603% | 3.268% | 12.19% | 2015: 0%; 2016: 0%; 2017: Major projects; 2019: 100%; 2020: Ok
|  | Other |  | 48.9971 | 2.005% | 0% | 29.75% | 23.55% | 43.51% | 0.7421% | 0.4425% | 2015: 0%; 2016: 0%; 2017: Major projects; 2019: 100%; 2020: Ok
|  | ST Connection |  | 39.9056 | 20.71% | 0% | 0% | 28.77% | 33.86% | 0% | 16.66% | 2015: 0%; 2016: 0%; 2017: Major projects; 2019: 100%; 2020: Ok
|  | ST Feeder |  | 46.2836 | 0.06325% | 0% | 0.002824% | 0.7577% | 99.17% | 0% | 0.001925% | 2015: 0%; 2016: 0%; 2017: Major projects; 2019: 100%; 2020: Ok
|  | STS |  | 42.7638 | 8.566% | 20.94% | 0% | 35.43% | 14.58% | 2.768% | 17.71% | 2015: 0%; 2016: 0%; 2017: Major projects; 2019: 100%; 2020: Ok
|  | Transformer |  | 45.8872 | 0% | 0% | 0% | 0% | 0% | 0% | 100% | 2015: 0%; 2016: 0%; 2017: Major projects; 2019: 100%; 2020: Ok
|  | Distribution Centre Capacity Program |  | 48.0274 | 0% | 0% | 0% | 77.35% | 0% | 0% | 0% | 2015: 22.65%; 2016: 0%; 2017: Augmentation; 2019: 100%; 2020: Ok
|  | High Community Impact Assets Reliability Program |  | 46.8428 | 0% | 0% | 0% | 100% | 0% | 0% | 0% | 2015: 0%; 2016: 0%; 2017: Augmentation; 2019: 100%; 2020: Ok
|  | HV Network Reinforcement Program |  | 58.0334 | 0% | 0% | 100% | 0% | 0% | 0% | 0% | 2015: 0%; 2016: 0%; 2017: Augmentation; 2019: 100%; 2020: Ok
|  | LV Distributor Capacity Program |  | 50.9194 | 0% | 0% | 0% | 22.06% | 0% | 0% | 0% | 2015: 77.94%; 2016: 0%; 2017: Augmentation; 2019: 100%; 2020: Ok
|  | LV Load Survey |  | 52.0732 | 0% | 0% | 0% | 0% | 0% | 0% | 0% | 2015: 100%; 2016: 0%; 2017: Augmentation; 2019: 100%; 2020: Ok
|  | Reliability |  | 58.0334 | 0% | 0% | 100% | 0% | 0% | 0% | 0% | 2015: 0%; 2016: 0%; 2017: Augmentation; 2019: 100%; 2020: Ok
|  | Asset Security Risk |  | 47.1923 | 0% | 27.27% | 3.138% | 69.59% | 0% | 0% | 0% | 2015: 0%; 2016: 0%; 2017: Replacement; 2019: 100%; 2020: Ok
|  | Distribution Mains Network |  | 53.2791 | 0% | 0% | 28.01% | 0% | 0% | 1.028% | 0% | 2015: 70.96%; 2016: 0%; 2017: Replacement; 2019: 100%; 2020: Ok
|  | Distribution Substations |  | 47.2745 | 0% | 0% | 4.711% | 79.19% | 0% | 0% | 15.16% | 2015: 0.9422%; 2016: 0%; 2017: Replacement; 2019: 100%; 2020: Ok
|  | Fire Prevention and Mgt |  | 46.9572 | 0% | 96.75% | 1.022% | 2.232% | 0% | 0% | 0% | 2015: 0%; 2016: 0%; 2017: Replacement; 2019: 100%; 2020: Ok
|  | Network Infrastructure Safety |  | 52.0732 | 0% | 0% | 0% | 0% | 0% | 0% | 0% | 2015: 100%; 2016: 0%; 2017: Replacement; 2019: 100%; 2020: Ok
|  | Replace/Update Switchgear |  | 25.9095 | 65.74% | 0% | 0% | 34.26% | 0% | 0% | 0% | 2015: 0%; 2016: 0%; 2017: Replacement; 2019: 100%; 2020: Ok
|  | Sub-transmission Feeders |  | 46.299 | 0% | 0% | 0% | 0% | 100% | 0% | 0% | 2015: 0%; 2016: 0%; 2017: Replacement; 2019: 100%; 2020: Ok
|  | Zone & STS Ancillary Equipment |  | 39.5891 | 0% | 0% | 0% | 81.79% | 0% | 18.21% | 0% | 2015: 0%; 2016: 0%; 2017: Replacement; 2019: 100%; 2020: Ok
|  | Zone & STS Transformer |  | 18.4969 | 88.68% | 0% | 0% | 0% | 0% | 0% | 11.32% | 2015: 0%; 2016: 0%; 2017: Replacement; 2019: 100%; 2020: Ok
|  | Refurb Buildings/Civils |  | 47.0457 | 0% | 99.12% | 0% | 0% | 0% | 0% | 0% | 2015: 0%; 2016: 0.8759%; 2017: Replacement; 2019: 100%; 2020: Ok
|  | Ancillary |  | 26.9604 | 62.44% | 0% | 0% | 37.56% | 0% | 0% | 0% | 2015: 0%; 2016: 0%; 2017: Replacement; 2019: 100%; 2020: Ok
|  | Compliance risk Sub |  | 39.5111 | 22.31% | 43.87% | 0% | 4.338% | 12.99% | 0% | 16.49% | 2015: 0%; 2016: 0%; 2017: Replacement; 2019: 100%; 2020: Ok
|  | Other Safety Programs DM |  | 52.7857 | 0% | 0% | 22.98% | 0% | 11.38% | 0% | 0% | 2015: 65.63%; 2016: 0%; 2017: Replacement; 2019: 100%; 2020: Ok
|  | Other Safety Programs Subs |  | 46.8404 | 0% | 0% | 0% | 99.99% | 0% | 0% | 0% | 2015: 0%; 2016: 0%; 2017: Replacement; 2019: 99.99%; 2020: Ok
|  | Asbestos Removal and Mgt Sub |  | 46.8428 | 0% | 0% | 0% | 100% | 0% | 0% | 0% | 2015: 0%; 2016: 0%; 2017: Replacement; 2019: 100%; 2020: Ok
|  | Asbestos Removal and Mgt DM |  | 58.0334 | 0% | 0% | 100% | 0% | 0% | 0% | 0% | 2015: 0%; 2016: 0%; 2017: Replacement; 2019: 100%; 2020: Ok
|  | Compliance risk DM |  | 52.1981 | 0% | 0% | 2.094% | 0% | 0% | 0% | 0% | 2015: 97.91%; 2016: 0%; 2017: Replacement; 2019: 100%; 2020: Ok
|  | Zone/STS Equipment |  | 46.794 | 0% | 0% | 0% | 94.9% | 0% | 0% | 5.105% | 2015: 0%; 2016: 0%; 2017: Replacement; 2019: 100%; 2020: Ok
|  | SYSTEM SPARE Subs |  | 46.8428 | 0% | 0% | 0% | 100% | 0% | 0% | 0% | 2015: 0%; 2016: 0%; 2017: Replacement; 2019: 100%; 2020: Ok
|  | SYSTEM SPARE DM |  | 52.0732 | 0% | 0% | 0% | 0% | 0% | 0% | 0% | 2015: 100%; 2016: 0%; 2017: Replacement; 2019: 100%; 2020: Ok
|  | Customer connections |  | 57.9421 | 0% | 0% | 98.47% | 0% | 0% | 0% | 0% | 2015: 1.532%; 2016: 0%; 2017: Customer connections; 2019: 100%; 2020: Ok
NPV perspective mapping | bar: 2015 to 2017
[5 empty] | Check all | Check sums | Shareholder | Customer |  | Output cat. |  | 2017: Benefit switch year
[5 empty] | Ok | Total | Split | Split
Capex cost
|  |  | Total capex cost |  |  | 100% | 100% | 0% |  | Capex
Future capex cost
|  |  | Total future capex cost |  |  | 100% | 100% | 0% |  | Future capex
Capex benefits
|  |  | Total capex benefits |  |  | 100% | 30% | 70% |  | Capex benefits
Regulatory revenue - Return on capital
|  |  | Total return on capital |  |  | 0% | 100% | -100% |  | Regulatory revenue
Regulatory revenue - Return of capital
|  |  | Total return of capital |  |  | 0% | 100% | -100% |  | Regulatory revenue
Regulatory revenue - Terminal value of total capex
|  |  | Total capex terminal value |  |  | 0% | 100% | -100% |  | Regulatory revenue
Regulated revenue - ACS revenue
|  |  | ACS revenue |  |  | 100% | 100% | 0% |  | Regulatory revenue
Unregulated revenue
|  |  | Unregulated revenue - Customer |  |  | 100% | 0% | 100% |  | Unregulated revenue
|  |  | Unregulated revenue - Shareholder |  |  | 100% | 100% | 0% |  | Unregulated revenue
Investment opex
|  |  | Total investment opex |  |  | 100% | 21% | 79% |  | Investment opex
Regulated revenue - Incentive schemes
|  |  | STPIS |  |  | 0% | 100% | -100% |  | STPIS
|  |  | STPIS - ongoing customer benefit |  |  | 100% | 0% | 100% |  | Customer value
|  |  | EBSS |  |  | 200% | 100% | 100% |  | EBSS |  | 2017: 6; 2018: Shareholder benefit period (years from first year of cashflow)
|  |  | CESS |  |  | 200% | 100% | 100% |  | CESS
|  |  | DMIS |  |  | 0% | 100% | -100% |  | DMIS
Probabilistic cost & benefits
|  |  | Safety risk |  |  | 100% | 0% | 100% |  | Safety risk
|  |  | Fire risk |  |  | 100% | 0% | 100% |  | Fire risk
|  |  | Environment risk |  |  | 100% | 0% | 100% |  | Environment risk
|  |  | Network asset failure EUE |  |  | 100% | 0% | 100% |  | Network asset failure EUE
|  |  | Reactive replacement cost |  |  | 100% | 0% | 100% |  | Reactive replacement cost
|  |  | 3rd party property damage risk |  |  | 100% | 100% | 0% |  | 3rd party property damage risk
|  |  | Construction EUE risk |  |  | 100% | 0% | 100% |  | Construction EUE risk
|  |  | Carbon emissions |  |  | 100% | 0% | 100% |  | Carbon emissions
Protective security risk
|  |  | Cost to respond to crisis |  |  | 100% | 100% | 0% |  | Protective security risk
Loss productive time
|  |  | Additional capex completed without additional labour cost |  |  | 100% | 100% | 0% |  | Protective security risk
|  |  | Decrease in opex costs |  |  | 200% | 100% | 100% |  | Protective security risk |  | 2017: 5; 2018: Shareholder benefit period (years from first year of cashflow)
|  |  | Fines and penalties |  |  | 100% | 100% | 0% |  | Protective security risk
|  |  | Damage / theft of assets |  |  | 100% | 100% | 0% |  | Protective security risk
|  |  | Loss of data |  |  | 100% | 0% | 100% |  | Protective security risk
ICT/OT hardware or software failure risk
|  |  | Cost of manual intervention |  |  | 100% | 100% | 0% |  | ICT/OT hardware or software failure risk
Loss productive time
|  |  | Additional capex completed without additional labour cost |  |  | 100% | 100% | 0% |  | ICT/OT hardware or software failure risk
|  |  | Decrease in opex costs |  |  | 200% | 100% | 100% |  | ICT/OT hardware or software failure risk |  | 2017: 5; 2018: Shareholder benefit period (years from first year of cashflow)
|  |  | Safety risk |  |  | 100% | 0% | 100% |  | ICT/OT hardware or software failure risk
Employee engagement
|  |  | Additional capex completed without additional labour cost |  |  | 100% | 100% | 0% |  | Employee engagement
|  |  | Decrease in opex costs |  |  | 200% | 100% | 100% |  | Employee engagement |  | 2017: 5; 2018: Shareholder benefit period (years from first year of cashflow)
|  |  | Customer value |  |  | 100% | 0% | 100% |  | Customer value
Switch: STPIS customer EUE benefit
Yes
No
Listed below are various inputs that are common across investments. The model owner should update these as required, and at least annually on 1st July.
"Low", "High", and "Average" estimates for the WACC are to be specified for investments to allow sensitivity to be explored in the Output sheet (through case selection in the form of a drop down list of options).
WACC rates are to be taken from the corporate model. Low WACC represents the regulated business (PTRM - contact reg team for details). High WACC represents the unregulated business (PLUS ES discount rate)
The RAB multiple is an estimate of the contribution of an asset's terminal value to the Regulatory Asset Base outside of the modelled time horizon.
This Assumptions sheet is to be edited by the model owner only, and should be updated as regularly as required. The assumptions outlined below are applicable to all investments, and as such business case owners are only required to provide data listed in the Input sheet that follows. See model legend above (row 4) for guidance on types of inputs.
Listed below are assumptions relating to useful asset lives for depreciation calculations. The model owner should update these as required, and should consider their alignment to regulatory requirements and standards. Note that asset/project types are grouped into named ranges which may require range adjustments should additional asset/project types be added in the future.
NPV components can be split between Shareholder and Customer using the assumptions below. See notes below for further guidance by key input types.
Capex costs: Capex costs are entered from the perspective of Ausgrid (cash outflows) and should therefore always be a positive split %.
Regulatory revenue: Regulated revenues are entered from the perspective of Ausgrid (cash inflows). Use positive and negative split in line with this assumption (i.e. Shareholder receives a positive share of revenue).
Unregulated revenue: Unregulated revenues are entered from the perspective of Ausgrid (cash inflows). Use positive and negative split in line with this assumption (Shareholder and Customer split should both be positive, as unregulated revenues are simply split between by SAG %).
Incentive schemes: Ongoing new opex is entered from the perspective of Ausgrid (savings to Ausgrid are cash inflows). EBSS is calculated at a net level and should therefore be allocated a positive split. The benefit switch year assumption (column O) is calculated based on the EBSS_CESS input sheet, and controls the timing of the change in benefit from Shareholder to Customer. Other incentive schemes are calculated based on an Ausgrid cash flow perspective, and as such Shareholder benefits are a positive portion of this.
Probabilistic cost & benefits: Probabilistic cost & benefits are input as the expected change due to the proposed investment. As such, a positive or negative percentage split can be used to allocate the risk benefits/dis-benefits between Shareholder and Customer, with 0 implying no impact. Note that the benefit switch is used as outlined above to change Shareholder benefits to Customer benefits.
Note on C21: Shared Asset Guideline
Note on H169: [Threaded comment] Your version of Excel allows you to read this threaded comment; however, any edits to it will get removed if the file is opened in a newer version of Excel. Learn more: https://go.microsoft.com/fwlink/?linkid=870924 Comment: https://houstonkemp.com/wp-content/uploads/2020/10/Incentives-for-DNSP-service-quality-17-June-2020.pdf
Note on H188: [Threaded comment] Your version of Excel allows you to read this threaded comment; however, any edits to it will get removed if the file is opened in a newer version of Excel. Learn more: https://go.microsoft.com/fwlink/?linkid=870924 Comment: Based on the split realised for a 6 year shareholder benefit and perpetuity customer benefit at a WACC of 3%

## EBSS_CESS
WACC | 3.44% | Assumption is average customer WACC as calculated in assumptions sheet
Opex | -1
Capex | 1
Counter |  | 1 | 2 | 3 | 4 | 5 | 6 | 7 | 8 | 9 | 10 | 11
Year Counter |  | 0 | 1 | 2 | 3 | 4 | 5 | 6 | 7 | 8 | 9 | 10
CESS discounting |  | 114.5% | 110.7% | 107% | 103.4% | 100% | 103.4% | 107% | 110.7% | 114.5% | 118.4% | 122.5%
Discount |  | 100% | 96.67% | 93.46% | 90.35% | 87.35% | 84.44% | 81.63% | 78.92% | 76.29% | 73.76% | 71.3%
Incentives |  | Yr1 | Yr2 | Yr3 | Yr4 | Yr5 | Yr6 | Yr7 | Yr8 | Yr9 | Yr10 | Yr11
Capex |  | Yr1: 1.0171
Financing cost |  | Yr2: -0.038723; Yr3: -0.037435; Yr4: -0.03619; Yr5: -0.034987
CESS adjustment |  | Yr1: 0; Yr2: 0; Yr3: 0; Yr4: 0; Yr5: 0; Yr6: -0.20198
Total CESS - Shareholder |  | 1.0171 | -0.038723 | -0.037435 | -0.03619 | -0.034987 | -0.20198 | 0 | 0 | 0 | 0 | 0
Capex |  | Yr1: 1.0171
Financing cost - N/A not borne by customers
CESS adjustment |  | Yr1: 0; Yr2: 0; Yr3: 0; Yr4: 0; Yr5: 0; Yr6: -0.81507
Total CESS - Customer |  | 1.0171 | 0 | 0 | 0 | 0 | -0.81507 | 0 | 0 | 0 | 0 | 0
First year of new ongoing opex
Counter |  | 4 | 5 | 6 | 7 | 8 | 9 | 10 | 11 | 12 | 13 | 14 | Model year number
Year Counter |  | 5 | 6 | 7 | 8 | 9 | 10 | 11 | 12 | 13 | 14 | 15
Opex saving |  | First year of new ongoing opex 4 5: 16742.1052; First year of new ongoing opex 5 6: 33484.2104; First year of new ongoing opex 6 7: 50226.3156; First year of new ongoing opex 7 8: 66968.4208; First year of new ongoing opex 8 9: 83710.526 | Pull in first 5 years of new ongoing opex from Calculations worksheet
Incremental gain/loss |  | First year of new ongoing opex 4 5: 16742.1052; First year of new ongoing opex 5 6: 16742.1052; First year of new ongoing opex 6 7: 16742.1052; First year of new ongoing opex 7 8: 16742.1052; First year of new ongoing opex 8 9: 16742.1052
Carryover from Y1 |  | First year of new ongoing opex 5 6: 16742.1052; First year of new ongoing opex 6 7: 16742.1052; First year of new ongoing opex 7 8: 16742.1052; First year of new ongoing opex 8 9: 16742.1052; First year of new ongoing opex 9 10: 16742.1052
Carryover from Y2 |  | First year of new ongoing opex 6 7: 16742.1052; First year of new ongoing opex 7 8: 16742.1052; First year of new ongoing opex 8 9: 16742.1052; First year of new ongoing opex 9 10: 16742.1052; First year of new ongoing opex 10 11: 16742.1052
Carryover from Y3 |  | First year of new ongoing opex 7 8: 16742.1052; First year of new ongoing opex 8 9: 16742.1052; First year of new ongoing opex 9 10: 16742.1052; First year of new ongoing opex 10 11: 16742.1052; First year of new ongoing opex 11 12: 16742.1052
Carryover from Y4 |  | First year of new ongoing opex 8 9: 16742.1052; First year of new ongoing opex 9 10: 16742.1052; First year of new ongoing opex 10 11: 16742.1052; First year of new ongoing opex 11 12: 16742.1052; First year of new ongoing opex 12 13: 16742.1052
Carryover from Y5 |  | First year of new ongoing opex 9 10: 16742.1052; First year of new ongoing opex 10 11: 16742.1052; First year of new ongoing opex 11 12: 16742.1052; First year of new ongoing opex 12 13: 16742.1052; First year of new ongoing opex 13 14: 16742.1052
Total EBSS |  | 16742.1052 | 33484.2104 | 50226.3156 | 66968.4208 | 83710.526 | 83710.526 | 150678.9469 | 133936.8417 | 117194.7365 | 100452.6313 | 83710.526 | Carry the final year cash flow forward for defined number of years (user input)
Shareholder EBSS |  | 16742.1052 | 33484.2104 | 50226.3156 | 66968.4208 | 83710.526 | 83710.526 | 66968.4208 | 50226.3156 | 33484.2104 | 16742.1052 | 0
Customer EBSS |  | First year of new ongoing opex 10 11: 83710.526; First year of new ongoing opex 11 12: 83710.526; First year of new ongoing opex 12 13: 83710.526; First year of new ongoing opex 13 14: 83710.526; First year of new ongoing opex 14 15: 83710.526 | Carry the final year cash flow forward for defined number of years (user input)
|  | Shareholder | Shareholder | Shareholder | Shareholder | Shareholder | Shareholder | Customer | Customer | Customer | Customer | Customer
NPV CESS - Shareholder |  | First year of new ongoing opex 4 5: -0.17056; First year of new ongoing opex 5 6: Apply to all capex and future capex in Calcs worksheet
NPV CESS - Customer |  | First year of new ongoing opex 4 5: -0.68826; First year of new ongoing opex 5 6: Apply to capex for customer NPV
NPV EBSS |  | First year of new ongoing opex 4 5: 752264.5863
NPV |  | First year of new ongoing opex 4 5: 752263.7275