## Master list
PIP ID | Project / Program Description | Project / Program | Investment Reason | Principle Driver | Total ($nominal) 2019/20 | Total ($nominal) 2020/21 | Total ($nominal) 2021/22 | Total ($nominal) 2022/23 | Total ($nominal) 2023/24 | Total Reg Period ($nominal) | Total Reg Period Cumulative ($nominal) | Percent * | GROUPING | AER Category of Capex | Category of Distribution Service | RIT-D needed | Material Asset | Location | Life Ext | Direct ($real, FY19) 2019/20 | Direct ($real, FY19) 2020/21 | Direct ($real, FY19) 2021/22 | Direct ($real, FY19) 2022/23 | Direct ($real, FY19) 2023/24
ARA_01.1.0110 | REP 132KV FDR 91L, 91M & 91M/3 | Major Project | Major Projects | Renewal | 67842.9271 | 0 | 0 | 0 | 0 | 67842.9271 | 67842.9271 | 0.003159% | REP & DOC | Replacement | Standard Control | No | Sub-Transmission Mains | PEAKHURST | - | 64598.4892 | 0 | 0 | 0 | 0
HV_102.08 | 11kV Network Reinforcement Program | Program | 5 - Reactive Load | Capacity | 9149452.0226 | 17417381.6546 | 21995124.8321 | 11357364.6031 | 23773508.8742 | 83692831.9867 | 83760674.9138 | 3.9% | DISTRIBUTION PLANS | Augmentation | Standard Control | N/A | HV Distribution Mains | Various | - | 7193894.21 | 13401154.8367 | 16558923.3269 | 8364360.2042 | 17126665.3271
REP_01.02.57 | ABB 11kV Series V EDO Fuse Carriers | Program | 1 - Planned | Renewal | 2252958.9685 | 2153544.2122 | 2187991.9519 | 2216487.3323 | 2230590.2651 | 11041572.73 | 94802247.6438 | 4.415% | REP & DOC | Replacement | Standard Control | N/A | Distribution Substations | Various | - | 1504451.4023 | 1401135.6447 | 1398927.479 | 1394248.551 | 1361631.7977
REP_01.02.57 | ABB 11kV Series V EDO Fuse Carriers | Program | 3 - Reactive Asset | Renewal | 718.2536 | 729.6949 | 742.5725 | 756.7834 | 771.276 | 3718.5805 | 94805966.2243 | 4.415% | REP & DOC | Replacement | Standard Control | N/A | Distribution Substations | Various | - | 558.4053 | 554.9812 | 552.2865 | 550.2134 | 548.1558
OTI_03.15 | Advanced Distribution Management System (ADMS) | Project | Other System | Other System | 16638442.4974 | 18197710.0977 | 19063073.0736 | 14574329.8067 | 1533614.56 | 70007170.0354 | 164813136.2597 | 7.675% | OTHERS | Replacement | Standard Control | Yes | Communications | Various | - | 14696365.9813 | 15725468.5408 | 16121081.1213 | 12062392.9432 | 1241989.8294
CC_66.01.13 | Customer Connection (>100A) | Program | 4 - Reactive Customer | Network Connection | 1529524.6563 | 1545598.8352 | 1588674.5648 | 1651711.306 | 1710899.5619 | 8026408.9242 | 172839545.1839 | 8.049% | DISTRIBUTION PLANS | Connections | Standard Control | N/A | Services | Various | - | 1269388.2421 | 1256363.7201 | 1262221.836 | 1283898.915 | 1300923.0359
ARA_07.2.0004 | REFURB 132/33KV WARATAH STS | Major Project | Major Projects | Renewal | 1818025.7054 | 0 | 0 | 0 | 0 | 1818025.7054 | 174657570.8893 | 8.133% | REP & DOC | Replacement | Standard Control | No | Zone Substation Equipment | GEORGETOWN | - | 1403091.046 | 0 | 0 | 0 | 0
ARA_04.4.B.0007 | DECOM 132/33KV STRATHFIELD STS | Major Project | Major Projects | Renewal | 350514.5875 | 116837.8544 | 0 | 0 | 0 | 467352.4419 | 175124923.3312 | 8.155% | REP & DOC | Replacement | Standard Control | No | Zone Substation Equipment | STRATHFIELD | - | 287694.8101 | 93627.6403 | 0 | 0 | 0
LV_22.01.14 | LV Distributor Capacity program | Program | 5 - Reactive Load | Capacity | 2794579.965 | 4040783.5739 | 5213346.2133 | 5312376.6971 | 5412674.617 | 22773761.0663 | 197898684.3975 | 9.216% | DISTRIBUTION PLANS | Augmentation | Standard Control | N/A | LV Distribution Mains | Various | - | 1927287.2749 | 2726412.5124 | 3441438.7077 | 3430403.3825 | 3418840.1096
LV_22.01.12 | Load Survey | Program | 5 - Reactive Load | Capacity | 1315067.4941 | 1326120.2824 | 1341481.6611 | 1360776.6307 | 1380319.669 | 6723765.7373 | 204622450.1349 | 9.529% | DISTRIBUTION PLANS | Augmentation | Standard Control | N/A | Distribution Substations | Various | - | 771848.8966 | 759909.2614 | 750512.85 | 743284.2485 | 736109.4272
LV_22.01.15 | Distribution Centre Capacity Program | Program | 5 - Reactive Load | Capacity | 867470.0362 | 1012355.727 | 1265002.0049 | 1289831.7369 | 1315037.1404 | 5749696.6454 | 210372146.7803 | 9.796% | DISTRIBUTION PLANS | Augmentation | Standard Control | N/A | Distribution Substations | Various | - | 635647.4421 | 725842.3384 | 887298.831 | 884853.8794 | 882310.8788
ARA_04.3A.0014 | NEW 132/11KV GREENACRE, DECOM ZN | Major Project | Major Projects | Renewal | 6767706.0707 | 0 | 0 | 0 | 0 | 6767706.0707 | 217139852.851 | 10.11% | REP & DOC | Replacement | Standard Control | No | Zone Substation Equipment | GREENACRE | - | 5730932.3879 | 0 | 0 | 0 | 0
REL_33.01.06 | High Community Impact Assets Reliability Program | Program | 5 - Reactive Load | Reliability | 1147716.3368 | 1164094.393 | 1183802.8389 | 1206021.1028 | 1227449.9374 | 5929084.6089 | 223068937.46 | 10.39% | DISTRIBUTION PLANS | Augmentation | Standard Control | N/A | HV Distribution Mains | Various | - | 894244.948 | 886906.167 | 881801.492 | 878082.062 | 873294.488
ARA_04.3A.0033A | DECOM 132KV FDR 291 & 292 POTTS HILL-GREENACRE PK | Major Project | Major Projects | Renewal | 0 | 109074.6756 | 0 | 0 | 0 | 109074.6756 | 223178012.1356 | 10.39% | REP & DOC | Replacement | Standard Control | No | Sub-Transmission Mains | GREENACRE | - | 0 | 89710.6328 | 0 | 0 | 0
ARA_03.1B.0003 | REP 11KV SWG (GRP 2 & 3) BOTANY ZN | Major Project | Major Projects | Renewal | 5903.4543 | 0 | 0 | 0 | 0 | 5903.4543 | 223183915.5899 | 10.39% | REP & DOC | Replacement | Standard Control | No | Zone Substation Equipment | BOTANY | - | 4746.7934 | 0 | 0 | 0 | 0
OTI_03.19 | Network Innovation Program | Program | Other System | Other System | 9135449.8995 | 9083123.8332 | 11823674.1124 | 11187162.3375 | 11411285.6408 | 52640695.8233 | 275824611.4132 | 12.84% | OTHERS | ICT (Non-Network) | Standard Control | Yes | Communications | Various | - | 7635356.701 | 7428019.5061 | 9460708.3227 | 8757452.2779 | 8738442.8069
OTI_03.16 | Secondary Systems Security | Program | Other System | Other System | 5805835.0137 | 3812286.7365 | 2945401.4517 | 6337591.9979 | 3139045.6449 | 22040160.8447 | 297864772.2579 | 13.87% | OTHERS | ICT (Non-Network) | Standard Control | No | Communications | Various | - | 5375228.7913 | 3449947.9192 | 2605447.5246 | 5479718.9313 | 2652739.1058
CC_66.01.14 | Customer Connection (<100A) | Program | 4 - Reactive Customer | Network Connection | 304293.5348 | 298631.8854 | 305844.21 | 326233.1032 | 333855.3325 | 1568858.0658 | 299433630.3238 | 13.94% | DISTRIBUTION PLANS | Connections | Standard Control | N/A | Services | Various | - | 244707.6949 | 234939.5849 | 235401.814 | 245641.7305 | 245864.8099
REP_05.02.07-1 | Refurb 33kV OH Feeders (No.) | Program | 2 - Conditional | Renewal | 240021.9791 | 616466.6227 | 1311437.7579 | 1800459.3202 | 1833176.2171 | 5801561.897 | 305235192.2208 | 14.21% | REP & DOC | Replacement | Standard Control | N/A | Sub-Transmission Mains | Various | Y | 153669.5804 | 427244.2467 | 886283.8402 | 1188413.0907 | 1183099.7008
REP_02.02.61 | REP High Impedance Busbar Protection - ZN | Program | 1 - Planned | Renewal | 785572.0057 | 797765.0882 | 811583.3974 | 826908.4334 | 842532.8416 | 4064361.7663 | 309299553.987 | 14.4% | REP & DOC | Replacement | Standard Control | N/A | Zone Substation Equipment | Various | - | 602625.2399 | 598696.528 | 595604.6586 | 593226.1025 | 590865.2426
REP_03.02.60 | REP High Impedance Busbar Protection - TS | Program | 1 - Planned | Renewal | 523714.6587 | 531843.3803 | 541055.5863 | 551272.2768 | 561688.5488 | 2709574.451 | 312009128.438 | 14.53% | REP & DOC | Replacement | Standard Control | N/A | Zone Substation Equipment | Various | - | 401750.1599 | 399131.0187 | 397069.7724 | 395484.0683 | 393910.1617
REP_05.02.07-4 | Refurb 33kV OH Feeders (km) | Program | 2 - Conditional | Renewal | 154955.7946 | 156766.1806 | 220532.9581 | 393158.4703 | 400363.2362 | 1325776.6398 | 313334905.0778 | 14.59% | REP & DOC | Replacement | Standard Control | N/A | Sub-Transmission Mains | Various | Y | 103810.82 | 102695.0751 | 145053.2936 | 260260.7096 | 259147.5216
REP_05.02.07-1 | Refurb 33kV OH Feeders (No.) | Program | 3 - Reactive Asset | Renewal | 24781.7172 | 25176.4721 | 25620.781 | 26111.0964 | 26611.1294 | 128301.196 | 313463206.2738 | 14.6% | REP & DOC | Replacement | Standard Control | N/A | Sub-Transmission Mains | Various | Y | 19266.4704 | 19148.3289 | 19055.3523 | 18983.826 | 18912.8318
REP_05.02.29 | REP ST Feeder OH Earth Wire | Program | 2 - Conditional | Renewal | 2129546.4117 | 2931780.3647 | 2334577.4806 | 3026365.0701 | 2260558.7418 | 12682828.0688 | 326146034.3426 | 15.19% | REP & DOC | Replacement | Standard Control | N/A | Sub-Transmission Mains | Various | Y | 1412819.8092 | 1911683.0592 | 1481325.964 | 1886381.424 | 1370157.0308
ARA_04.4.C.0008 | REP 33KV FDRS HOMEBUSH-AUBURN/LIDCOMBE | Major Project | Major Projects | Renewal | 7813715.672 | 1512754.1872 | 370943.6062 | 0 | 0 | 9697413.4654 | 335843447.808 | 15.64% | REP & DOC | Replacement | Standard Control | Yes | Sub-Transmission Mains | AUBURN | - | 6416893.0145 | 1212914.3419 | 290378.3643 | 0 | 0
OTI_03.18 | Control System Core Refresh | Program | Other System | Other System | 1227159.9243 | 1023572.2945 | 1044382.4391 | 604759.0993 | 618277.4285 | 4518151.1857 | 340361598.9937 | 15.85% | OTHERS | ICT (Non-Network) | Standard Control | No | Communications | Various | - | 954277.6034 | 778967.7144 | 777768.5006 | 440648.942 | 440734.418
ARA_04.4.C.0009 | REP 11KV SWG (GRP 2) LIDCOMBE ZN | Major Project | Major Projects | Renewal | 1140263.5867 | 514005.9441 | 0 | 0 | 0 | 1654269.5308 | 342015868.5245 | 15.93% | REP & DOC | Replacement | Standard Control | Yes | Zone Substation Equipment | LIDCOMBE | - | 900632.1958 | 396373.7897 | 0 | 0 | 0
ARA_04.3A.0008 | REFURB 132/33KV CANTERBURY STS | Major Project | Major Projects | Renewal | 1009047.8184 | 0 | 0 | 0 | 0 | 1009047.8184 | 343024916.3429 | 15.97% | REP & DOC | Replacement | Standard Control | No | Zone Substation Equipment | CANTERBURY | - | 790716.4137 | 0 | 0 | 0 | 0
ARA_04.3A.0019 | NEW 33/11KV SUMMER HILL, DECOM DULWICH | Major Project | Major Projects | Renewal | 96849.8076 | 0 | 0 | 0 | 0 | 96849.8076 | 343121766.1505 | 15.98% | REP & DOC | Replacement | Standard Control | No | Zone Substation Equipment | SUMMER HILL | - | 79983.0586 | 0 | 0 | 0 | 0
ARA_04.3A.0007 | NEW 132/11KV STRATHFIELD, DECOM ENFIELD | Major Project | Major Projects | Renewal | 11197144.5803 | 4198929.2176 | 897571.2741 | 0 | 0 | 16293645.0721 | 359415411.2226 | 16.74% | REP & DOC | Replacement | Standard Control | Yes | Zone Substation Equipment | ENFIELD | - | 9485684.0423 | 3472917.7888 | 724802.1543 | 0 | 0
REP_02.02.60 | REP 11kV Switchboard Protection - ZN | Program | 1 - Planned | Renewal | 733200.533 | 1116871.1152 | 757477.8321 | 1157671.7986 | 786363.9801 | 4551585.2591 | 363966996.4816 | 16.95% | REP & DOC | Replacement | Standard Control | N/A | Zone Substation Equipment | Various | - | 562450.224 | 838175.1396 | 555897.6817 | 830516.5441 | 551474.2269
ARA_03.1A.0071 | NEW 33KV SUPPLY TO WESTCONNEX STG 2 | Major Project | Major Projects | Network Connection | 4243369.018 | 0 | 0 | 0 | 0 | 4243369.018 | 368210365.4996 | 17.15% | AREA PLANS | Connections | Standard Control | No | Sub-Transmission Mains | ALEXANDRIA | - | 4124461.09 | 0 | 0 | 0 | 0
ARA_03.1B.0016 | REP 11KV SWG (GRP 1,2 & 4) MATRAVILLE ZN | Major Project | Major Projects | Renewal | 1447372.1607 | 0 | 0 | 0 | 0 | 1447372.1607 | 369657737.6603 | 17.21% | REP & DOC | Replacement | Standard Control | No | Zone Substation Equipment | MATRAVILLE | - | 1065813.4425 | 0 | 0 | 0 | 0
ARA_02.1.0016 | DECOM 132KV FDR 92L/3 & 92M/1 LCOVE-DAL | Major Project | Major Projects | Renewal | 1204973.0975 | 0 | 0 | 0 | 0 | 1204973.0975 | 370862710.7578 | 17.27% | REP & DOC | Replacement | Standard Control | No | Sub-Transmission Mains | LANE COVE | - | 1015085.868 | 0 | 0 | 0 | 0
ARA_03.1A.0075 | ARA NEW 33kV SUPPLY TO EQUINIX SY4 | Major Project | Major Projects | Network Connection | 455577.7918 | 0 | 0 | 0 | 0 | 455577.7918 | 371318288.5496 | 17.29% | AREA PLANS | Connections | Standard Control | No | Sub-Transmission Mains | ALEXANDRIA | - | 345832.1605 | 0 | 0 | 0 | 0
ARA_03.1A.0032M | NEW 33KV SUPPLY TO WESTCONNEX STG 3A | Major Project | Major Projects | Network Connection | 339435.3929 | 0 | 0 | 0 | 0 | 339435.3929 | 371657723.9424 | 17.31% | AREA PLANS | Connections | Standard Control | No | Sub-Transmission Mains | ALEXANDRIA | - | 257667.6857 | 0 | 0 | 0 | 0
ARA_04.5.0072 | NEW 33KV SUPPLY TO GLOBAL SWITCH | Major Project | Major Projects | Network Connection | 119365.7114 | 0 | 0 | 0 | 0 | 119365.7114 | 371777089.6538 | 17.31% | AREA PLANS | Connections | Standard Control | No | Sub-Transmission Mains | ULTIMO | - | 86679.3645 | 0 | 0 | 0 | 0
ARA_07.8.0071 | NEW 33KV SUPPLY TO RAAF WILLIAMTOWN | Major Project | Major Projects | Network Connection | 118375.2411 | 0 | 0 | 0 | 0 | 118375.2411 | 371895464.8949 | 17.32% | AREA PLANS | Connections | Standard Control | No | Sub-Transmission Mains | WILLIAMTOWN | - | 79047.3519 | 0 | 0 | 0 | 0
REP_04.02.32 | 11kV Essantee ABS HS641 (No.) | Program | 3 - Reactive Asset | Renewal | 673588.5789 | 684318.3618 | 696395.0647 | 709722.2665 | 723313.597 | 3487337.869 | 375382802.7638 | 17.48% | REP & DOC | Replacement | Standard Control | N/A | HV Distribution Mains | Various | - | 523679.4469 | 520468.2583 | 517941.0748 | 515996.9281 | 514067.2457
REP_04.02.36 | 11kV Taplin ABS D571 (No.) | Program | 1 - Planned | Renewal | 539550.5066 | 425225.9802 | 451181.9443 | 567150.1884 | 577797.6805 | 2560906.3001 | 377943709.0639 | 17.6% | REP & DOC | Replacement | Standard Control | N/A | HV Distribution Mains | Various | - | 397691.1007 | 302427.2968 | 314814.1589 | 391107.7567 | 389578.9562
ARA_08.1.0014 | REP 11KV SWG SINGLETON ZN | Major Project | Major Projects | Renewal | 2448083.0148 | 0 | 0 | 0 | 0 | 2448083.0148 | 380391792.0787 | 17.71% | REP & DOC | Replacement | Standard Control | No | Zone Substation Equipment | SINGLETON | - | 1953259.4705 | 0 | 0 | 0 | 0
REP_04.02.43 | 11kV ABS Haycolec (No.) | Program | 3 - Reactive Asset | Renewal | 404330.0327 | 410770.7201 | 418019.9132 | 426019.734 | 434178.1014 | 2093318.5015 | 382485110.5802 | 17.81% | REP & DOC | Replacement | Standard Control | N/A | HV Distribution Mains | Various | - | 314345.1871 | 312417.6307 | 310900.657 | 309733.6584 | 308575.3422
REP_04.02.32 | 11kV Essantee ABS HS641 (No.) | Program | 1 - Planned | Renewal | 835025.9603 | 847748.7638 | 379130.8394 | 0 | 0 | 2061905.5634 | 384547016.1436 | 17.91% | REP & DOC | Replacement | Standard Control | N/A | HV Distribution Mains | Various | - | 609347.14 | 603523.525 | 263962.6461 | 0 | 0
REP_04.02.43 | 11kV ABS Haycolec (No.) | Program | 1 - Planned | Renewal | 428540.0543 | 423034.5794 | 360726.7778 | 299764.3933 | 307453.7337 | 1819519.5386 | 386366535.6821 | 17.99% | REP & DOC | Replacement | Standard Control | N/A | HV Distribution Mains | Various | - | 310253.5852 | 301171.903 | 262279.1717 | 219795.2807 | 220847.6243
REP_04.02.36 | 11kV Taplin ABS D571 (No.) | Program | 3 - Reactive Asset | Renewal | 318932.9104 | 324013.283 | 329731.3995 | 336041.6064 | 342476.8738 | 1651196.0732 | 388017731.7553 | 18.07% | REP & DOC | Replacement | Standard Control | N/A | HV Distribution Mains | Various | - | 247953.4483 | 246433.0043 | 245236.4253 | 244315.9044 | 243402.2321
ARA_03.1C.0004 | REP 11KV SWG SURRY HILLS ZN | Major Project | Major Projects | Renewal | 5763128.3925 | 82693.4268 | 0 | 0 | 0 | 5845821.8193 | 393863553.5746 | 18.34% | REP & DOC | Replacement | Standard Control | No | Zone Substation Equipment | SURRY HILLS | - | 4306817.3248 | 60334.2231 | 0 | 0 | 0
ARA_04.3A.0001 | REA 132KV FDR 911 & 912 STRATHFIELD STH | Major Project | Major Projects | Renewal | 1456533.762 | 98316.0289 | 216031.8423 | 0 | 0 | 1770881.6332 | 395634435.2078 | 18.42% | REP & DOC | Replacement | Standard Control | No | Zone Substation Equipment | ENFIELD | - | 1199147.6695 | 79026.1846 | 169534.8755 | 0 | 0
ARA_07.1.0016 | 16-Kotara oil filled cables & 33kV S/G retirement | Major Project | Major Projects | Renewal | 171567.5348 | 0 | 0 | 0 | 0 | 171567.5348 | 395806002.7427 | 18.43% | REP & DOC | Replacement | Standard Control | No | Sub-Transmission Mains | KOTARA | - | 148213.7678 | 0 | 0 | 0 | 0
REP_05.02.06 | Pole Replacement Sub-Program | Program | 2 - Conditional | Renewal | 2198194.9207 | 2093616.2129 | 2564192.0557 | 2026921.5644 | 2532375.45 | 11415300.2038 | 407221302.9464 | 18.96% | REP & DOC | Replacement | Standard Control | N/A | Sub-Transmission Mains | Various | - | 1599150.7703 | 1456221.2806 | 1787094.9906 | 1359297.2048 | 1700275.8958
ARA_04.1.0010 | LT 11KV & DECOM 33/11KV ARNCLIFFE ZN | Major Project | Major Projects | Renewal | 2373279.5261 | 0 | 0 | 0 | 0 | 2373279.5261 | 409594582.4725 | 19.07% | REP & DOC | Replacement | Standard Control | No | Zone Substation Equipment | ARNCLIFFE | - | 2135250.3207 | 0 | 0 | 0 | 0
REP_05.02.05-1 | Insulator Replacement - 132kV Tower | Program | 3 - Reactive Asset | Renewal | 272349.7179 | 276688.0535 | 281570.9845 | 286959.5255 | 292454.8607 | 1410023.142 | 411004605.6145 | 19.14% | REP & DOC | Replacement | Standard Control | N/A | Sub-Transmission Mains | Various | - | 211737.4809 | 210439.1122 | 209417.3049 | 208631.2348 | 207851.0131
REP_05.02.06 | Pole Replacement Sub-Program | Program | 3 - Reactive Asset | Renewal | 259602.4305 | 263737.711 | 268392.0972 | 273528.4284 | 278766.5553 | 1344027.2224 | 412348632.8368 | 19.2% | REP & DOC | Replacement | Standard Control | N/A | Sub-Transmission Mains | Various | - | 201827.1412 | 200589.5425 | 199615.5607 | 198866.2826 | 198122.579
REP_05.02.07-3 | Refurb 132kV OH Feeders (No.) | Program | 2 - Conditional | Renewal | 211594.5786 | 215236.6942 | 218597.7441 | 222462.6344 | 226392.4725 | 1094284.1238 | 413442916.9607 | 19.25% | REP & DOC | Replacement | Standard Control | N/A | Sub-Transmission Mains | Various | - | 149972.2208 | 148290.5599 | 147274.2802 | 146518.5563 | 145764.0202
REP_05.02.23 | Insulator Replacement - 33KV Pole Lines | Program | 3 - Reactive Asset | Renewal | 204537.679 | 207795.8176 | 211462.9534 | 215509.8079 | 219636.866 | 1058943.1239 | 414501860.0845 | 19.3% | REP & DOC | Replacement | Standard Control | N/A | Sub-Transmission Mains | Various | Y | 159017.2165 | 158042.1272 | 157274.7385 | 156684.3911 | 156098.4358
ARA_04.4.B.0010 | REP 132KV FDR 90A & 90L MPARK-HOMEBUSH | Major Project | Major Projects | Renewal | 69532.2564 | 135472.5904 | 227086.5495 | 0 | 0 | 432091.3963 | 414933951.4808 | 19.32% | REP & DOC | Replacement | Standard Control | No | Sub-Transmission Mains | HOMEBUSH WEST | - | 50554.18 | 96164.9388 | 157380.6447 | 0 | 0
ARA_03.1C.0014 | DECOM 11KV SWG (GRP1) CLOVELLY ZN | Major Project | Major Projects | Renewal | 310858.9803 | 0 | 0 | 0 | 0 | 310858.9803 | 415244810.4611 | 19.34% | REP & DOC | Replacement | Standard Control | No | Zone Substation Equipment | CLOVELLY | - | 285901.4499 | 0 | 0 | 0 | 0
REP_05.02.07-3 | Refurb 132kV OH Feeders (No.) | Program | 3 - Reactive Asset | Renewal | 45577.0397 | 46303.0492 | 47120.1954 | 48021.9541 | 48941.5846 | 235963.8229 | 415480774.284 | 19.35% | REP & DOC | Replacement | Standard Control | N/A | Sub-Transmission Mains | Various | - | 35433.7335 | 35216.4547 | 35045.4578 | 34913.911 | 34783.3428
REP_04.02.05 | LV Consac Cables (km) | Program | 1 - Planned | Renewal | 12965529.924 | 12968622.322 | 13071130.5373 | 13982202.1914 | 13863000.6364 | 66850485.611 | 482331259.895 | 22.46% | REP & DOC | Replacement | Standard Control | N/A | LV Distribution Mains | Various | - | 11638192.2204 | 11343313.2694 | 11176512.6905 | 11698989.2851 | 11353105.0177
REP_04.02.05 | LV Consac Cables (km) | Program | 3 - Reactive Asset | Renewal | 732749.8347 | 744422.014 | 757559.4132 | 772057.1426 | 786842.1992 | 3793630.6037 | 486124890.4987 | 22.64% | REP & DOC | Replacement | Standard Control | N/A | LV Distribution Mains | Various | - | 569674.1912 | 566180.9641 | 563431.8182 | 561316.9172 | 559217.7508
REP_05.02.30 | REP 33kV Sealing Ends | Program | 1 - Planned | Renewal | 744770.7272 | 759490.215 | 0 | 0 | 0 | 1504260.9422 | 487629151.4409 | 22.71% | REP & DOC | Replacement | Standard Control | N/A | Sub-Transmission Mains | Various | - | 615733.6145 | 614370.1502 | 0 | 0 | 0
REP_04.02.38 | LV UG Link Boxes (No.) | Program | 3 - Reactive Asset | Renewal | 189448.3688 | 192466.1454 | 195862.7464 | 199611.0531 | 203433.6467 | 980821.9603 | 488609973.4013 | 22.75% | REP & DOC | Replacement | Standard Control | N/A | LV Distribution Mains | Various | - | 147286.0724 | 146382.9181 | 145672.1418 | 145125.3459 | 144582.6182
REP_05.02.05-2 | Insulator Replacement - 132kV Wood Pole | Program | 3 - Reactive Asset | Renewal | 97401.5213 | 98953.0577 | 100699.3599 | 102626.4854 | 104591.8042 | 504272.2285 | 489114245.6297 | 22.78% | REP & DOC | Replacement | Standard Control | N/A | Sub-Transmission Mains | Various | - | 75724.5244 | 75260.1836 | 74894.7506 | 74613.6252 | 74334.5914
REP_05.02.30 | REP 33kV Sealing Ends | Program | 3 - Reactive Asset | Renewal | 25539.7882 | 25946.6187 | 26404.5191 | 26909.8333 | 27425.1623 | 132225.9216 | 489246471.5513 | 22.78% | REP & DOC | Replacement | Standard Control | N/A | Sub-Transmission Mains | Various | - | 19855.8323 | 19734.0769 | 19638.2562 | 19564.5419 | 19491.3761
REP_04.02.02 | Pole Replacement Programme (No.) | Program | 2 - Conditional | Renewal | 36839217.3163 | 35889043.9556 | 35886451.0916 | 35302414.7218 | 37259113.7365 | 181176240.8218 | 670422712.3731 | 31.22% | REP & DOC | Replacement | Standard Control | N/A | HV Distribution Mains | Various | - | 25727316.7737 | 24645887.9402 | 24105669.5871 | 23087740.5525 | 23892763.7372
REP_04.02.04 | Low Voltage (LV) Overhead Services (No.) | Program | 2 - Conditional | Renewal | 13432881.734 | 13604151.8401 | 13809528.6178 | 14046283.2226 | 14287150.2553 | 69179995.6698 | 739602708.0429 | 34.44% | REP & DOC | Replacement | Standard Control | N/A | LV Distribution Mains | Various | - | 9362046.7625 | 9273536.3903 | 9203879.3306 | 9150292.5837 | 9097104.5172
REP_04.02.11 | REP 11kV UGOHs (No.) | Program | 1 - Planned | Renewal | 1142960.669 | 1055998.6539 | 1037193.1227 | 1056433.0021 | 1102077.5304 | 5394662.9782 | 744997371.0211 | 34.69% | REP & DOC | Replacement | Standard Control | N/A | HV Distribution Mains | Various | - | 828676.4737 | 752414.375 | 723889.5623 | 720891.366 | 735588.7197
REP_04.02.04 | Low Voltage (LV) Overhead Services (No.) | Program | 3 - Reactive Asset | Renewal | 758123.0381 | 770199.3943 | 783791.7071 | 798791.4548 | 814088.479 | 3924994.0734 | 748922365.0944 | 34.88% | REP & DOC | Replacement | Standard Control | N/A | LV Distribution Mains | Various | - | 589400.512 | 585786.3236 | 582941.9819 | 580753.8474 | 578581.9924
DOC_11.03.71 | Long Spans - DM | Program | 3 - Reactive Asset | Compliance | 72620.9038 | 73777.7027 | 75079.7157 | 76516.5475 | 77981.8555 | 375976.7252 | 749298341.8196 | 34.89% | REP & DOC | Replacement | Standard Control | N/A | HV Distribution Mains | Various | - | 56458.9078 | 56112.7033 | 55840.2427 | 55630.6405 | 55422.5976
REP_04.02.02 | Pole Replacement Programme (No.) | Program | 3 - Reactive Asset | Renewal | 39592.2506 | 40222.9267 | 40932.7722 | 41716.1197 | 42514.9921 | 204979.0612 | 749503320.8809 | 34.9% | REP & DOC | Replacement | Standard Control | N/A | HV Distribution Mains | Various | - | 30780.8769 | 30592.1294 | 30443.5863 | 30329.3131 | 30215.89
REP_04.02.46 | HV OH Mains (ACSR/Quince) (km) | Program | 2 - Conditional | Renewal | 6672644.4781 | 6751658.0994 | 6849279.1778 | 6963770.5147 | 7080096.4445 | 34317448.7144 | 783820769.5953 | 36.5% | REP & DOC | Replacement | Standard Control | N/A | HV Distribution Mains | Various | - | 4484010.2365 | 4436770.0103 | 4400191.8811 | 4372502.1075 | 4344941.9402
REP_04.02.01 | Steel Mains (km) | Program | 2 - Conditional | Renewal | 6521796.984 | 6599777.5166 | 6695491.6053 | 6807392.1662 | 6921128.8363 | 33545587.1084 | 817366356.7036 | 38.06% | REP & DOC | Replacement | Standard Control | N/A | HV Distribution Mains | Various | - | 4408344.0456 | 4362500.7533 | 4326701.9018 | 4299371.6265 | 4272209.0707
ARA_04.4.C.0018 | LT 11KV FLEMINGTON-OLYMPIC PK & DECOM 11KV SWG | Major Project | Major Projects | Renewal | 3274910.04 | 178829.5125 | 0 | 0 | 0 | 3453739.5524 | 820820096.256 | 38.22% | REP & DOC | Replacement | Standard Control | Yes | Zone Substation Equipment | HOMEBUSH WEST | - | 3044584.1743 | 162316.3889 | 0 | 0 | 0
REP_05.02.26 | Ground Stays | Program | 1 - Planned | Renewal | 398931.5283 | 423520.523 | 346850.2979 | 515241.4062 | 332295.3308 | 2016839.0862 | 822836935.3423 | 38.32% | REP & DOC | Replacement | Standard Control | N/A | Sub-Transmission Mains | Various | Y | 299899.9974 | 309290.0977 | 257330.5147 | 351425.0051 | 239691.6065
REP_04.02.46 | HV OH Mains (ACSR/Quince) (km) | Program | 3 - Reactive Asset | Renewal | 388891.2575 | 395086.0163 | 402058.4091 | 409752.7681 | 417599.6197 | 2013388.0707 | 824850323.4129 | 38.41% | REP & DOC | Replacement | Standard Control | N/A | HV Distribution Mains | Various | - | 302342.3581 | 300488.4028 | 299029.3526 | 297906.9142 | 296792.8267
REP_05.02.28 | REP ST Feeder Earth Electrodes | Program | 1 - Planned | Renewal | 171887.1812 | 196051.5669 | 221316.4848 | 235590.9243 | 157230.2698 | 982076.427 | 825832399.8399 | 38.46% | REP & DOC | Replacement | Standard Control | N/A | Sub-Transmission Mains | Various | - | 130105.4729 | 145175.5047 | 160262.1453 | 166771.8572 | 108802.8951
REP_05.02.03 | Refurb Earthing - TM OH Feeders | Program | 1 - Planned | Renewal | 149540.3713 | 151585.7281 | 154030.5309 | 156828.8449 | 159673.6821 | 771659.1572 | 826604058.9971 | 38.49% | REP & DOC | Replacement | Standard Control | N/A | Sub-Transmission Mains | Various | Y | 106851.847 | 105959.6454 | 105298.2648 | 104820.0406 | 104340.1786
REP_04.02.01 | Steel Mains (km) | Program | 3 - Reactive Asset | Renewal | 85482.3971 | 86844.0703 | 88376.6757 | 90067.9768 | 91792.7975 | 442563.9174 | 827046622.9145 | 38.51% | REP & DOC | Replacement | Standard Control | N/A | HV Distribution Mains | Various | - | 66458.0355 | 66050.5165 | 65729.8019 | 65483.0781 | 65238.1899
REP_05.02.25 | Insulator Replacement - 66KV Pole Lines | Program | 3 - Reactive Asset | Renewal | 34970.6399 | 35527.6971 | 36154.6823 | 36846.5895 | 37552.2095 | 181051.8182 | 827227674.7327 | 38.52% | REP & DOC | Replacement | Standard Control | N/A | Sub-Transmission Mains | Various | Y | 27187.8221 | 27021.1072 | 26889.9036 | 26788.9695 | 26688.7864
REP_04.03.05 | LV UG Service Termination Boxes (No.) | Program | 3 - Reactive Asset | Renewal | 11802.2009 | 11990.2015 | 12201.802 | 12435.313 | 12673.4519 | 61102.9693 | 827288777.702 | 38.52% | REP & DOC | Replacement | Standard Control | N/A | LV Distribution Mains | Various | - | 9175.5872 | 9119.3228 | 9075.0431 | 9040.979 | 9007.1683
SUPP_44.01.01 | Strategic Property Acquisitions | Major Project | Major Projects | Capacity | 0 | 0 | 18898768.8307 | 0 | 0 | 18898768.8307 | 846187546.5327 | 39.4% | AREA PLANS | Augmentation | Standard Control | N/A | Zone Substation Equipment | Various | - | 0 | 0 | 17800000 | 0 | 0
OTI_03.12 | Planning and Technology Data Usage | Program | Other System | Other System | 4868500.7729 | 4977579.8011 | 1245789.9367 | 1273356.1283 | 1301753.192 | 13666979.831 | 859854526.3638 | 40.04% | OTHERS | ICT (Non-Network) | Standard Control | No | Communications | Various | - | 4370000 | 4370000 | 1070000 | 1070000 | 1070000
ARA_02.1.0135A | LT 11KV TO DECOM DALLEY ST ZN | Major Project | Major Projects | Renewal | 4025968.3398 | 1617242.1632 | 0 | 0 | 0 | 5643210.503 | 865497736.8668 | 40.3% | REP & DOC | Replacement | Standard Control | Yes | HV Distribution Mains | SYDNEY | - | 3607819.9508 | 1414959.8915 | 0 | 0 | 0
REP_04.02.35 | Steel Round Pillars (No.) | Program | 3 - Reactive Asset | Renewal | 310954.7147 | 315908.0002 | 321483.0765 | 327635.4318 | 333909.7191 | 1609890.9423 | 867107627.8091 | 40.38% | REP & DOC | Replacement | Standard Control | N/A | LV Distribution Mains | Various | - | 241750.8265 | 240268.4168 | 239101.7705 | 238204.2766 | 237313.46
REP_04.02.06 | Low Voltage HDPE Cables (km) | Program | 1 - Planned | Renewal | 6065519.7074 | 6169423.7586 | 6476204.1617 | 6607109.3492 | 6810700.3934 | 32128957.3703 | 899236585.1794 | 41.87% | REP & DOC | Replacement | Standard Control | N/A | LV Distribution Mains | Various | - | 5053962.7465 | 5025440.7853 | 5172986.3447 | 5160676.0281 | 5209484.35
ARA_03.1C.0022 | NEW 132KV FDR CLOV-KNGSFD & DECOM 260/2 & 261/2 | Major Project | Major Projects | Renewal | 5927494.3613 | 1963146.9868 | 0 | 0 | 0 | 7890641.3482 | 907127226.5275 | 42.24% | REP & DOC | Replacement | Standard Control | Yes | Sub-Transmission Mains | RANDWICK | - | 5664573.1889 | 1831653.9567 | 0 | 0 | 0
REP_04.02.06 | Low Voltage HDPE Cables (km) | Program | 3 - Reactive Asset | Renewal | 1027230.094 | 1043593.1324 | 1062010.2388 | 1082334.37 | 1103061.3005 | 5318229.1358 | 912445455.6633 | 42.49% | REP & DOC | Replacement | Standard Control | N/A | LV Distribution Mains | Various | - | 798616.978 | 793719.8797 | 789865.8967 | 786901.0513 | 783958.2641
DOC_11.03.74 | DOC Menai Pillar Retrofits - DM | Program | 1 - Planned | Compliance | 144383.4403 | 152026.4643 | 172047.0448 | 180310.976 | 167336.9674 | 816104.8929 | 913261560.5563 | 42.53% | REP & DOC | Replacement | Standard Control | N/A | LV Distribution Mains | Various | Y | 93779.619 | 96581.3509 | 105499.305 | 107708.5739 | 98536.208
DOC_11.03.32 | Fire Mitigation - TS | Program | 3 - Reactive Asset | Compliance | 118957.7082 | 120852.6191 | 122985.4 | 125339.0227 | 127739.2913 | 615874.0413 | 913877434.5975 | 42.56% | REP & DOC | Replacement | Standard Control | N/A | Zone Substation Equipment | Various | Y | 92483.315 | 91916.2098 | 91469.9018 | 91126.5598 | 90785.7722
ARA_07.4.0004 | DECOM 132/33KV AWABA STS | Major Project | Major Projects | Renewal | 276297.7044 | 552595.4088 | 0 | 0 | 0 | 828893.1132 | 914706327.7107 | 42.6% | REP & DOC | Replacement | Standard Control | No | Zone Substation Equipment | AWABA | - | 197618.3801 | 385879.6796 | 0 | 0 | 0
DOC_11.03.73 | DOC Dedicated LV Circuit Reconfiguration | Program | 1 - Planned | Compliance | 12104094.213 | 12994599.6489 | 14694385.7233 | 15991664.4235 | 11882693.4293 | 67667437.438 | 982373765.1487 | 45.75% | REP & DOC | Replacement | Standard Control | N/A | LV Distribution Mains | Various | - | 7633035.2339 | 8516588.0542 | 9603109.4524 | 10332528.9642 | 6891063.5906
REP_04.03.10 | REP Pole Cross-Arm - DM (No.) | Program | 2 - Conditional | Renewal | 4551726.8825 | 4610190.4016 | 4683297.3967 | 4768805.0485 | 4855498.1873 | 23469517.9166 | 1005843283.0653 | 46.84% | REP & DOC | Replacement | Standard Control | N/A | HV Distribution Mains | Various | Y | 3118791.1474 | 3090041.0923 | 3070390.6218 | 3057504.6146 | 3044335.3187
REP_04.04.11 | Distibution Mains Reactive Replacement (<50k) (No.) | Program | 3 - Reactive Asset | Renewal | 1983760.2816 | 2015360.1603 | 2050926.802 | 2090176.2409 | 2130203.5553 | 10270427.0401 | 1016113710.1054 | 47.32% | REP & DOC | Replacement | Standard Control | N/A | HV Distribution Mains | Various | - | 1542268.5909 | 1532811.4406 | 1525368.7276 | 1519643.0945 | 1513960.0595
REP_04.04.01 | Low Voltage (LV) Overhead Mains - Bare Wire to ABC | Program | 3 - Reactive Asset | Renewal | 1798751.5197 | 1827404.3412 | 1859653.9789 | 1895242.95 | 1931537.2507 | 9312590.0404 | 1025426300.1458 | 47.75% | REP & DOC | Replacement | Standard Control | N/A | LV Distribution Mains | Various | - | 1398434.0437 | 1389858.883 | 1383110.2899 | 1377918.6388 | 1372765.6132
REL_33.01.01 | Individual Feeder Reliability Program (Schedule 3) | Program | 5 - Reactive Load | Reliability | 1247310.9537 | 1268004.385 | 1292058.5625 | 1318887.9595 | 1346158.79 | 6472420.6508 | 1031898720.7966 | 48.05% | DISTRIBUTION PLANS | Augmentation | Standard Control | N/A | HV Distribution Mains | Various | - | 970083.7626 | 964927.359 | 961817.346 | 960135.627 | 958345.6188
REP_04.04.10 | 11/22kV Overhead Mains (km) | Program | 3 - Reactive Asset | Renewal | 933615.2341 | 948487.0554 | 965225.7505 | 983697.6771 | 1002535.6944 | 4833561.4115 | 1036732282.2081 | 48.28% | REP & DOC | Replacement | Standard Control | N/A | HV Distribution Mains | Various | - | 725836.417 | 721385.6072 | 717882.8503 | 715188.2009 | 712513.5995
REL_33.01.05 | Individual Feeder Segment Reliability Program | Program | 5 - Reactive Load | Reliability | 187767.2403 | 190882.3805 | 194503.4395 | 198542.2735 | 202647.5598 | 974342.8937 | 1037706625.1017 | 48.32% | DISTRIBUTION PLANS | Augmentation | Standard Control | N/A | HV Distribution Mains | Various | - | 146034.1148 | 145257.882 | 144789.708 | 144536.546 | 144267.0824
REP_03.02.33 | 132/66kV Non Motorised I & E Switches - TS | Program | 3 - Reactive Asset | Renewal | 59474.419 | 60421.8038 | 61488.1148 | 62664.8384 | 63864.8832 | 307914.0591 | 1038014539.1608 | 48.34% | REP & DOC | Replacement | Standard Control | N/A | Zone Substation Equipment | Various | - | 46238.211 | 45954.6795 | 45731.5421 | 45559.8839 | 45389.5029
REP_05.02.04 | Air Break Switches (ABS) - TM | Program | 3 - Reactive Asset | Renewal | 20191.8207 | 20513.4619 | 20875.4791 | 21274.9819 | 21682.4023 | 104538.1459 | 1038119077.3066 | 48.34% | REP & DOC | Replacement | Standard Control | N/A | Sub-Transmission Mains | Various | - | 15698.0727 | 15601.8125 | 15526.0565 | 15467.7778 | 15409.9327
CC_66.01.12 | Ausgrid Funded Capital (CIA95B) | Program | 5 - Reactive Load | Network Connection | 2713827.2362 | 2683500.3642 | 2749126.1 | 2844688.1991 | 2940521.877 | 13931663.7764 | 1052050741.0831 | 48.99% | DISTRIBUTION PLANS | Connections | Standard Control | N/A | Services | Various | - | 1711841.8453 | 1654403.6586 | 1656358.5881 | 1674792.9375 | 1691663.083
REP_05.02.01-5 | Tower Replacement | Program | 1 - Planned | Renewal | 1968248.7723 | 2003735.0165 | 1635834.7237 | 2090238.8099 | 2136405.2886 | 9834462.611 | 1061885203.694 | 49.45% | REP & DOC | Replacement | Standard Control | N/A | Sub-Transmission Mains | Various | - | 1587220.2081 | 1580942.6217 | 1262563.2854 | 1577748.2625 | 1577015.2395
DOC_11.03.34 | Low Mains - DM | Program | 2 - Conditional | Compliance | 1265009.119 | 1280009.529 | 1298956.5781 | 1321343.9281 | 1344050.2751 | 6509369.4292 | 1068394573.1232 | 49.75% | REP & DOC | Replacement | Standard Control | N/A | HV Distribution Mains | Various | - | 842001.5485 | 833190.8754 | 826768.6162 | 822211.6445 | 817623.3771
ARA_08.2.0027 | REFURB 132/33KV MUSWELLBROOK STS | Major Project | Major Projects | Renewal | 5097285.113 | 1255980.302 | 0 | 0 | 0 | 6353265.415 | 1074747838.5382 | 50.05% | REP & DOC | Replacement | Standard Control | No | Zone Substation Equipment | MUSWELLBROOK | - | 3903763.9467 | 939122.0339 | 0 | 0 | 0
REP_02.02.38 | REP 33kV I&Es - ZN | Program | 1 - Planned | Renewal | 765322.215 | 775737.3558 | 788477.7494 | 802970.4661 | 816892.0585 | 3949399.8447 | 1078697238.383 | 50.23% | REP & DOC | Replacement | Standard Control | N/A | Zone Substation Equipment | Various | - | 584798.0201 | 579594.0759 | 575963.4985 | 573314.348 | 569925.5708
DOC_11.03.57 | Reactive Asbestos Projects - DC | Program | 3 - Reactive Asset | Compliance | 403036.0792 | 409456.1549 | 416682.1489 | 424656.3684 | 432788.6271 | 2086619.3784 | 1080783857.7613 | 50.33% | REP & DOC | Replacement | Standard Control | N/A | Distribution Substations | Various | - | 313339.2079 | 311417.8202 | 309905.7011 | 308742.4373 | 307587.828
REP_02.02.38 | REP 33kV I&Es - ZN | Program | 3 - Reactive Asset | Renewal | 380942.946 | 387011.0939 | 393840.9822 | 401378.0809 | 409064.5555 | 1972237.6584 | 1082756095.4197 | 50.42% | REP & DOC | Replacement | Standard Control | N/A | Zone Substation Equipment | Various | - | 296162.9669 | 294346.9034 | 292917.6738 | 291818.1763 | 290726.859
DOC_11.03.35 | Low Mains - TM | Program | 2 - Conditional | Compliance | 340814.4859 | 346160.4862 | 352523.6319 | 359718.5726 | 367022.5581 | 1766239.7346 | 1084522335.1543 | 50.5% | REP & DOC | Replacement | Standard Control | N/A | Sub-Transmission Mains | Various | - | 256311.1737 | 254740.2746 | 253806.8789 | 253315.9164 | 252790.0117
DOC_11.03.26 | Fire Hydrants - ZN | Program | 2 - Conditional | Compliance | 162934.472 | 164770.6251 | 167387.0185 | 170462.4282 | 173038.1473 | 838592.6912 | 1085360927.8455 | 50.54% | REP & DOC | Replacement | Standard Control | N/A | Zone Substation Equipment | Various | Y | 130382.4888 | 128815.8742 | 127889.6388 | 127271.9737 | 126157.9848
DOC_11.03.34 | Low Mains - DM | Program | 3 - Reactive Asset | Compliance | 28012.1874 | 28458.4014 | 28960.6291 | 29514.8607 | 30080.0765 | 145026.1552 | 1085505954.0007 | 50.55% | REP & DOC | Replacement | Standard Control | N/A | HV Distribution Mains | Various | - | 21777.9926 | 21644.4505 | 21539.3538 | 21458.5036 | 21378.2549
DOC_11.03.24 | Fire Mitigation - ZN | Program | 3 - Reactive Asset | Compliance | 13994.5088 | 14217.4313 | 14468.3374 | 14745.224 | 15027.5982 | 72453.0997 | 1085578407.1003 | 50.55% | REP & DOC | Replacement | Standard Control | N/A | Zone Substation Equipment | Various | Y | 10879.9894 | 10813.2736 | 10760.7687 | 10720.3771 | 10680.2859
REP_05.02.01-5 | Tower Replacement | Program | 3 - Reactive Asset | Renewal | 2383.1904 | 2421.1528 | 2463.8807 | 2511.033 | 2559.1197 | 12338.3767 | 1085590745.477 | 50.55% | REP & DOC | Replacement | Standard Control | N/A | Sub-Transmission Mains | Various | - | 1852.8021 | 1841.4407 | 1832.4993 | 1825.6208 | 1818.7935
DOC_11.03.61 | Reactive Asbestos Projects - ZN | Program | 3 - Reactive Asset | Compliance | 2102.0372 | 2135.5211 | 2173.2083 | 2214.7978 | 2257.2116 | 10882.776 | 1085601628.253 | 50.55% | REP & DOC | Replacement | Standard Control | N/A | Zone Substation Equipment | Various | - | 1634.2215 | 1624.2004 | 1616.3139 | 1610.2469 | 1604.225
ARA_05.3.0035U | NEW Macquarie 132/33kV STS | Major Project | Major Projects | Capacity | 18275039.2583 | 20099046.7408 | 1452834.5992 | 0 | 0 | 39826920.5983 | 1125428548.8514 | 52.41% | AREA PLANS | Augmentation | Standard Control | Yes | Zone Substation Equipment | MACQUARIE PARK | - | 15520824.441 | 16669086.8399 | 1176615.2126 | 0 | 0
ARA_04.1.0029 | REP 33KV SWG PEAKHURST STS | Major Project | Major Projects | Renewal | 7477644.6348 | 8694935.6218 | 4121400.6051 | 0 | 0 | 20293980.8618 | 1145722529.7131 | 53.35% | REP & DOC | Replacement | Standard Control | Yes | Zone Substation Equipment | PEAKHURST | - | 5863802.4598 | 6656952.4955 | 3080693.5445 | 0 | 0
REP_05.02.01-3 | Tower Painting & Refurbishment | Program | 1 - Planned | Renewal | 2417182.3812 | 2473299.0582 | 2540270.7935 | 2614301.5343 | 2689130.1005 | 12734183.8677 | 1158456713.5807 | 53.95% | REP & DOC | Replacement | Standard Control | N/A | Sub-Transmission Mains | Various | Y | 2141540.9925 | 2142950.8155 | 2152546.837 | 2166291.7575 | 2178853.053
DOC_11.03.54 | Asbestos Fire Doors - ZN | Program | 1 - Planned | Compliance | 1526341.2364 | 1550045.6237 | 1578861.4467 | 1610855.2485 | 1640168.8829 | 7906272.4382 | 1166362986.0189 | 54.31% | REP & DOC | Replacement | Standard Control | N/A | Zone Substation Equipment | Various | Y | 1308997.4445 | 1299240.7129 | 1293404.5224 | 1289484.7542 | 1282585.0187
REP_01.03.13 | Bass & Saunders Isolation & Earthing Switchgear | Program | 1 - Planned | Renewal | 414779.0197 | 839934.4734 | 426282.5298 | 867229.697 | 441067.4824 | 2989293.2023 | 1169352279.2213 | 54.45% | REP & DOC | Replacement | Standard Control | N/A | Distribution Substations | Various | - | 285381.8755 | 565218.7336 | 280481.0397 | 557767.8623 | 277291.8728
REP_01.04.01 | Long & Crawford T3GF3 Ring Main Isolators | Program | 3 - Reactive Asset | Renewal | 310379.4582 | 315323.5803 | 320888.3428 | 327029.3163 | 333291.9964 | 1606912.6939 | 1170959191.9152 | 54.53% | REP & DOC | Replacement | Standard Control | N/A | Distribution Substations | Various | - | 241303.5859 | 239823.9187 | 238659.4307 | 237763.5972 | 236874.4286
REP_01.03.17 | Hazemeyer RMIs - Harsh Environment | Program | 1 - Planned | Renewal | 260266.2587 | 281822.8722 | 277273.1668 | 287583.3414 | 289956.4425 | 1396902.0816 | 1172356093.9968 | 54.59% | REP & DOC | Replacement | Standard Control | N/A | Distribution Substations | Various | - | 212807.84 | 223659.1371 | 217299.0683 | 221169.1815 | 217308.7093
DOC_11.03.52 | Asbestos Fire Doors - DC | Program | 3 - Reactive Asset | Compliance | 190584.2053 | 193620.075 | 197037.0403 | 200807.82 | 204653.3319 | 986702.4724 | 1173342796.4692 | 54.64% | REP & DOC | Replacement | Standard Control | N/A | Distribution Substations | Various | Y | 148169.1252 | 147260.556 | 146545.5182 | 145995.4441 | 145449.4624
REP_01.03.17 | Hazemeyer RMIs - Harsh Environment | Program | 3 - Reactive Asset | Renewal | 123761.4317 | 125732.8626 | 127951.769 | 130400.4352 | 132897.631 | 640744.1296 | 1173983540.5988 | 54.67% | REP & DOC | Replacement | Standard Control | N/A | Distribution Substations | Various | - | 96217.9608 | 95627.9548 | 95163.6241 | 94806.4174 | 94451.8682
DOC_11.03.54 | Asbestos Fire Doors - ZN | Program | 3 - Reactive Asset | Compliance | 90842.6291 | 92289.687 | 93918.3955 | 95715.7509 | 97548.7276 | 470315.1902 | 1174453855.789 | 54.69% | REP & DOC | Replacement | Standard Control | N/A | Zone Substation Equipment | Various | Y | 70625.3331 | 70192.2604 | 69851.4352 | 69589.2404 | 69328.9964
REP_05.02.01-3 | Tower Painting & Refurbishment | Program | 3 - Reactive Asset | Renewal | 31619.373 | 32123.047 | 32689.9476 | 33315.5488 | 33953.5486 | 163701.465 | 1174617557.2539 | 54.7% | REP & DOC | Replacement | Standard Control | N/A | Sub-Transmission Mains | Various | Y | 24582.3891 | 24431.6505 | 24313.0204 | 24221.7589 | 24131.1764
REP_03.04.07 | Surge Arrestors - TS | Program | 3 - Reactive Asset | Renewal | 8794.0033 | 8934.0855 | 9091.7524 | 9265.7451 | 9443.186 | 45528.7723 | 1174663086.0263 | 54.7% | REP & DOC | Replacement | Standard Control | N/A | Zone Substation Equipment | Various | - | 6836.8728 | 6794.9493 | 6761.9558 | 6736.5741 | 6711.3813
DOC_11.03.53 | Asbestos Fire Doors - TS | Program | 3 - Reactive Asset | Compliance | 516.8575 | 525.0907 | 534.3575 | 544.5837 | 555.0127 | 2675.9021 | 1174665761.9283 | 54.7% | REP & DOC | Replacement | Standard Control | N/A | Zone Substation Equipment | Various | Y | 401.8315 | 399.3676 | 397.4284 | 395.9367 | 394.456
REP_01.03.13 | Bass & Saunders Isolation & Earthing Switchgear | Program | 3 - Reactive Asset | Renewal | 447.1348 | 454.2573 | 462.274 | 471.1207 | 480.1428 | 2314.9295 | 1174668076.8579 | 54.7% | REP & DOC | Replacement | Standard Control | N/A | Distribution Substations | Various | - | 347.6236 | 345.492 | 343.8144 | 342.5239 | 341.2429
ARA_04.3B.0036A | REP 132KV FDR 282/1 & 283/1 SSOUTH-REVESBY | Major Project | Major Projects | Renewal | 7290753.7519 | 0 | 0 | 0 | 0 | 7290753.7519 | 1181958830.6098 | 55.04% | REP & DOC | Replacement | Standard Control | Yes | Sub-Transmission Mains | REVESBY | - | 6912409.1713 | 0 | 0 | 0 | 0
ARA_04.5.0005 | CONV 5-11KV BWB LOAD AND LT 11KV BWB-DHARBOUR/CDOWN | Major Project | Major Projects | Renewal | 4262815.1732 | 844122.677 | 0 | 0 | 0 | 5106937.8502 | 1187065768.4599 | 55.28% | REP & DOC | Replacement | Standard Control | No | Zone Substation Equipment | GLEBE | - | 3737250.384 | 731317.1166 | 0 | 0 | 0
REP_04.02.44 | 11kV ABS Non-Haycolec (No.) | Program | 3 - Reactive Asset | Renewal | 979747.9405 | 995354.6225 | 1012920.4262 | 1032305.1054 | 1052073.9651 | 5072402.0597 | 1192138170.5196 | 55.51% | REP & DOC | Replacement | Standard Control | N/A | HV Distribution Mains | Various | - | 761702.1364 | 757031.3989 | 753355.5604 | 750527.7605 | 747720.9991
REP_01.02.61 | REP Intertripping Schemes - DC | Program | 1 - Planned | Renewal | 940418.3437 | 953360.722 | 968529.338 | 985751.1159 | 1003286.5438 | 4851346.0633 | 1196989516.5829 | 55.74% | REP & DOC | Replacement | Standard Control | N/A | Distribution Substations | Various | - | 679528.5584 | 673877.5824 | 669430.3029 | 666009.0381 | 662613.2272
REP_02.02.59 | REP Neutral Earthing Resistors - ZN | Program | 1 - Planned | Renewal | 808149.1882 | 818099.5875 | 830161.9012 | 844165.284 | 858406.5176 | 4158982.4784 | 1201148499.0613 | 55.93% | REP & DOC | Replacement | Standard Control | N/A | Zone Substation Equipment | Various | - | 554287.6432 | 548760.0825 | 544409.9299 | 541063.3842 | 537741.7366
REP_02.02.35 | 33KV Essantee I&Es - ZN | Program | 1 - Planned | Renewal | 1147983.3224 | 543016.149 | 0 | 0 | 0 | 1690999.4715 | 1202839498.5328 | 56.01% | REP & DOC | Replacement | Standard Control | N/A | Zone Substation Equipment | Various | - | 877197.0301 | 405715.8531 | 0 | 0 | 0
REP_02.02.01 | 11kV Air Insulated Switchboards - Vacuum CB - ZN | Program | 1 - Planned | Renewal | 1394015.0652 | 0 | 0 | 0 | 0 | 1394015.0652 | 1204233513.598 | 56.08% | REP & DOC | Replacement | Standard Control | N/A | Zone Substation Equipment | Various | Y | 1084475.9468 | 0 | 0 | 0 | 0
REP_03.02.35 | Steel Structures - TS | Program | 3 - Reactive Asset | Renewal | 198106.535 | 201262.23 | 204814.0625 | 208733.6743 | 212730.9681 | 1025647.4699 | 1205259161.0679 | 56.13% | REP & DOC | Replacement | Standard Control | N/A | Zone Substation Equipment | Various | - | 154017.3403 | 153072.9101 | 152329.6499 | 151757.8645 | 151190.333
REP_03.02.37 | Lighting Spires - TS | Program | 3 - Reactive Asset | Renewal | 118861.4749 | 120754.8529 | 122885.9085 | 125237.6272 | 127635.954 | 615375.8175 | 1205874536.8854 | 56.15% | REP & DOC | Replacement | Standard Control | N/A | Zone Substation Equipment | Various | - | 92408.5007 | 91841.8542 | 91395.9073 | 91052.843 | 90712.3311
REP_02.02.01 | 11kV Air Insulated Switchboards - Vacuum CB - ZN | Program | 3 - Reactive Asset | Renewal | 3020.5486 | 3068.6637 | 3122.8188 | 3182.5815 | 3243.5286 | 15638.1412 | 1205890175.0266 | 56.15% | REP & DOC | Replacement | Standard Control | N/A | Zone Substation Equipment | Various | Y | 2348.3155 | 2333.9156 | 2322.583 | 2313.865 | 2305.2117
ARA_02.1.0127 | DECOM 33/11KV CITY EAST ZN | Major Project | Major Projects | Renewal | 4894526.4212 | 7888793.9847 | 3523077.288 | 0 | 0 | 16306397.6939 | 1222196572.7205 | 56.91% | REP & DOC | Replacement | Standard Control | Yes | Sub-Transmission Mains | SYDNEY | - | 4301312.6051 | 6768548.077 | 2951220.6015 | 0 | 0
ARA_03.1A.0005 | DECOM DARLINGHURST ZN STG1 | Major Project | Major Projects | Renewal | 0 | 476081.3304 | 0 | 0 | 0 | 476081.3304 | 1222672654.0509 | 56.94% | REP & DOC | Replacement | Standard Control | No | Sub-Transmission Mains | DARLINGHURST | - | 0 | 412672.3689 | 0 | 0 | 0
DOC_11.03.02 | Perimeter Fencing - ZN | Program | 1 - Planned | Compliance | 964732.422 | 980231.159 | 997636.7243 | 1016813.4981 | 1036372.1137 | 4995785.9172 | 1227668439.9681 | 57.17% | REP & DOC | Replacement | Standard Control | N/A | Zone Substation Equipment | Various | Y | 753351.367 | 748827.4185 | 745267.1019 | 742528.1723 | 739809.62
DOC_11.03.50 | Substation Fencing Upgrade - DC | Program | 2 - Conditional | Compliance | 0 | 0 | 1304146.0412 | 1336792.0938 | 1369813.3048 | 4010751.4397 | 1231679191.4078 | 57.36% | REP & DOC | Replacement | Standard Control | N/A | Distribution Substations | Various | - | 0 | 0 | 1008002.561 | 1011064.8863 | 1013715.0656
REP_01.03.10 | Kiosk Steel Housings | Program | 3 - Reactive Asset | Renewal | 661108.5157 | 671639.5002 | 683492.4493 | 696572.7284 | 709912.2425 | 3422725.436 | 1235101916.8438 | 57.52% | REP & DOC | Replacement | Standard Control | N/A | Distribution Substations | Various | - | 513976.8587 | 510825.1662 | 508344.8056 | 506436.6795 | 504542.7497
DOC_11.03.50 | Substation Fencing Upgrade - DC | Program | 1 - Planned | Compliance | 1251091.2316 | 1275091.1099 | 0 | 0 | 0 | 2526182.3415 | 1237628099.1853 | 57.63% | REP & DOC | Replacement | Standard Control | N/A | Distribution Substations | Various | - | 1009608.8014 | 1007000.0391 | 0 | 0 | 0
DOC_11.03.02-1 | Perimeter Fencing - TS | Program | 1 - Planned | Compliance | 304116.2978 | 308839.2842 | 314580.7004 | 320955.3141 | 326795.9167 | 1575287.5132 | 1239203386.6986 | 57.71% | REP & DOC | Replacement | Standard Control | N/A | Zone Substation Equipment | Various | Y | 260811.553 | 258867.5695 | 257704.7356 | 256923.74 | 255548.9996
DOC_11.03.02-1 | Perimeter Fencing - TS | Program | 3 - Reactive Asset | Compliance | 299430.8217 | 304200.5399 | 309569.0054 | 315493.3561 | 321535.1202 | 1550228.8433 | 1240753615.5418 | 57.78% | REP & DOC | Replacement | Standard Control | N/A | Zone Substation Equipment | Various | Y | 232791.6022 | 231364.1302 | 230240.7195 | 229376.4866 | 228518.6835
DOC_11.03.33 | Fire Hydrants - TS | Program | 2 - Conditional | Compliance | 285287.0359 | 288549.4857 | 293203.1458 | 298657.6285 | 303183.2367 | 1468880.5325 | 1242222496.0744 | 57.85% | REP & DOC | Replacement | Standard Control | N/A | Zone Substation Equipment | Various | Y | 231825.4294 | 229073.5142 | 227475.9435 | 226422.7247 | 224449.3175
DOC_11.03.42 | Reactive Electrical Safety - DC | Program | 3 - Reactive Asset | Compliance | 238019.8508 | 241811.3362 | 246078.7705 | 250788.0822 | 255590.7266 | 1232288.7663 | 1243454784.8406 | 57.9% | REP & DOC | Replacement | Standard Control | N/A | Distribution Substations | Various | - | 185047.8273 | 183913.1189 | 183020.1111 | 182333.1257 | 181651.2514
DOC_11.03.45 | Reactive Electrical Safety - TS | Program | 3 - Reactive Asset | Compliance | 224394.6384 | 227969.084 | 231992.2332 | 236431.965 | 240959.6868 | 1161747.6073 | 1244616532.4479 | 57.96% | REP & DOC | Replacement | Standard Control | N/A | Zone Substation Equipment | Various | - | 174454.9437 | 173385.1906 | 172543.3022 | 171895.6426 | 171252.8016
REP_02.03.02 | 132kV Motorised I & E Switches - ZN | Program | 1 - Planned | Renewal | 848202.2332 | 0 | 0 | 0 | 0 | 848202.2332 | 1245464734.6811 | 58% | REP & DOC | Replacement | Standard Control | N/A | Zone Substation Equipment | Various | - | 659882.0578 | 0 | 0 | 0 | 0
REP_01.03.11 | G' Type LV Board Timber Housings | Program | 3 - Reactive Asset | Renewal | 159129.4341 | 161664.2518 | 164517.2676 | 167665.7029 | 170876.5363 | 823853.1927 | 1246288587.8738 | 58.04% | REP & DOC | Replacement | Standard Control | N/A | Distribution Substations | Various | - | 123714.7022 | 122956.087 | 122359.0619 | 121899.7742 | 121443.9035
DOC_11.03.46 | Reactive Electrical Safety - ZN | Program | 3 - Reactive Asset | Compliance | 148211.088 | 150571.9844 | 153229.2463 | 156161.6581 | 159152.1866 | 767326.1634 | 1247055914.0372 | 58.07% | REP & DOC | Replacement | Standard Control | N/A | Zone Substation Equipment | Various | - | 115226.2717 | 114519.7072 | 113963.6458 | 113535.8712 | 113111.2792
REP_02.03.02 | 132kV Motorised I & E Switches - ZN | Program | 3 - Reactive Asset | Renewal | 62374.9637 | 63368.5521 | 64486.8666 | 65720.9786 | 66979.5491 | 322930.9102 | 1247378844.9474 | 58.09% | REP & DOC | Replacement | Standard Control | N/A | Zone Substation Equipment | Various | - | 48493.2298 | 48195.8706 | 47961.8509 | 47781.821 | 47603.1305
DOC_11.03.02 | Perimeter Fencing - ZN | Program | 3 - Reactive Asset | Compliance | 45238.105 | 45958.7157 | 46769.7853 | 47664.8381 | 48577.6299 | 234209.0739 | 1247613054.0213 | 58.1% | REP & DOC | Replacement | Standard Control | N/A | Zone Substation Equipment | Various | Y | 35170.2331 | 34954.5702 | 34784.845 | 34654.2764 | 34524.6793
REP_02.03.04 | 33kV Circuit Breakers - ZN | Program | 3 - Reactive Asset | Renewal | 30329.1843 | 30812.3064 | 31356.0753 | 31956.1495 | 32568.1165 | 157021.8321 | 1247770075.8534 | 58.11% | REP & DOC | Replacement | Standard Control | N/A | Zone Substation Equipment | Various | - | 23579.3335 | 23434.7456 | 23320.9559 | 23233.4182 | 23146.5318
REP_01.03.01 | Replace LV OB8 OCBs | Program | 3 - Reactive Asset | Renewal | 7869.0514 | 7994.3997 | 8135.4832 | 8291.1752 | 8449.953 | 40740.0626 | 1247810815.916 | 58.11% | REP & DOC | Replacement | Standard Control | N/A | Distribution Substations | Various | - | 6117.7696 | 6080.2556 | 6050.7323 | 6028.0202 | 6005.4771
REP_02.02.47 | Steel Structures - ZN | Program | 3 - Reactive Asset | Renewal | 5125.0072 | 5206.6449 | 5298.5306 | 5399.9308 | 5503.3406 | 26533.4541 | 1247837349.3701 | 58.11% | REP & DOC | Replacement | Standard Control | N/A | Zone Substation Equipment | Various | - | 3984.4217 | 3959.9893 | 3940.7612 | 3925.9691 | 3911.2871
DOC_11.03.50 | Substation Fencing Upgrade - DC | Program | 3 - Reactive Asset | Compliance | 518.5986 | 526.8596 | 536.1576 | 546.4183 | 556.8824 | 2684.9164 | 1247840034.2864 | 58.11% | REP & DOC | Replacement | Standard Control | N/A | Distribution Substations | Various | - | 403.1852 | 400.7129 | 398.7672 | 397.2705 | 395.7848
REP_05.03.01 | REP TMOH Reactive Replacement | Program | 3 - Reactive Asset | Renewal | 1947473.4973 | 1978495.3528 | 2013411.4118 | 2051942.9026 | 2091238.0402 | 10082561.2048 | 1257922595.4912 | 58.58% | REP & DOC | Replacement | Standard Control | N/A | Sub-Transmission Mains | Various | - | 1514057.4716 | 1504773.311 | 1497466.7399 | 1491845.8398 | 1486266.7586
REP_04.02.45 | 11kV Under Slung Link (No.) | Program | 3 - Reactive Asset | Renewal | 172384.4713 | 175130.4323 | 178221.0963 | 181631.7875 | 185110.0744 | 892477.8617 | 1258815073.353 | 58.62% | REP & DOC | Replacement | Standard Control | N/A | HV Distribution Mains | Various | - | 134019.7959 | 133197.99 | 132551.2343 | 132053.6892 | 131559.8458
ARA_04.3A.0005 | REA 33/11KV LEIGHTONFIELD ZN | Major Project | Major Projects | Renewal | 488581.3255 | 0 | 0 | 0 | 0 | 488581.3255 | 1259303654.6785 | 58.64% | REP & DOC | Replacement | Standard Control | No | Zone Substation Equipment | LEIGHTONFIELD | - | 355712.9763 | 0 | 0 | 0 | 0
DOC_11.03.65 | Mackellar Chamber Substation Safety - DC | Program | 3 - Reactive Asset | Compliance | 45940.7061 | 46672.5086 | 47496.175 | 48405.129 | 49332.0974 | 237846.6161 | 1259541501.2946 | 58.65% | REP & DOC | Replacement | Standard Control | N/A | Distribution Substations | Mackellar | - | 35716.466 | 35497.4536 | 35325.0923 | 35192.4958 | 35060.8858
REP_02.04.08 | Surge Arrestors - ZN | Program | 3 - Reactive Asset | Renewal | 30251.9469 | 30733.8387 | 31276.2228 | 31874.7689 | 32485.1774 | 156621.9548 | 1259698123.2494 | 58.66% | REP & DOC | Replacement | Standard Control | N/A | Zone Substation Equipment | Various | - | 23519.2866 | 23375.0669 | 23261.567 | 23174.2523 | 23087.5871
REP_01.03.04 | Single Circuit Breaker Switchgear | Program | 1 - Planned | Renewal | 2262023.5095 | 2258261.3024 | 2339393.2979 | 1724461.5718 | 0 | 8584139.6816 | 1268282262.9309 | 59.06% | REP & DOC | Replacement | Standard Control | N/A | Distribution Substations | Various | - | 1732258.5063 | 1699269.845 | 1708678.1575 | 1232817.6339 | 0
REP_03.03.10 | 132/66kV Bushings - TS | Program | 1 - Planned | Renewal | 432639.2344 | 438595.4476 | 445717.4938 | 453802.1274 | 461794.2138 | 2232548.517 | 1270514811.4479 | 59.16% | REP & DOC | Replacement | Standard Control | N/A | Zone Substation Equipment | Various | - | 322673.1202 | 319919.8233 | 317886.7565 | 316364.1217 | 314634.2964
REP_03.03.02 | 132kV Motorised I & E Switches - TS | Program | 1 - Planned | Renewal | 1252393.4331 | 846667.7742 | 0 | 0 | 0 | 2099061.2074 | 1272613872.6552 | 59.26% | REP & DOC | Replacement | Standard Control | N/A | Zone Substation Equipment | Various | - | 973510.3915 | 643522.3223 | 0 | 0 | 0
REP_01.03.04 | Single Circuit Breaker Switchgear | Program | 3 - Reactive Asset | Renewal | 51624.2239 | 52446.5608 | 53372.1265 | 54393.5311 | 55435.1787 | 267271.6209 | 1272881144.2762 | 59.27% | REP & DOC | Replacement | Standard Control | N/A | Distribution Substations | Various | - | 40135.1023 | 39888.9949 | 39695.3102 | 39546.3096 | 39398.4177
REP_03.02.03 | 33kV Bulk Oil OD Circuit Breakers - TS | Program | 3 - Reactive Asset | Renewal | 47639.682 | 48398.548 | 49252.6752 | 50195.2441 | 51156.4936 | 246642.643 | 1273127786.9192 | 59.29% | REP & DOC | Replacement | Standard Control | N/A | Zone Substation Equipment | Various | - | 37037.3317 | 36810.2198 | 36631.4842 | 36493.9841 | 36357.5069
REP_03.03.10 | 132/66kV Bushings - TS | Program | 3 - Reactive Asset | Renewal | 10000.1239 | 10159.4186 | 10338.7098 | 10536.566 | 10738.3434 | 51773.1617 | 1273179560.0808 | 59.29% | REP & DOC | Replacement | Standard Control | N/A | Zone Substation Equipment | Various | - | 7774.5656 | 7726.8921 | 7689.3734 | 7660.5105 | 7631.8624
REP_02.02.43 | Pit Lids - ZN | Program | 3 - Reactive Asset | Renewal | 7951.1629 | 8077.8192 | 8220.3749 | 8377.6917 | 8538.1262 | 41165.1749 | 1273220725.2558 | 59.29% | REP & DOC | Replacement | Standard Control | N/A | Zone Substation Equipment | Various | Y | 6181.6092 | 6143.7037 | 6113.8724 | 6090.9234 | 6068.1451
ARA_08.2.0030 | REFURB 33/11KV MUSWELLBROOK ZN | Major Project | Major Projects | Renewal | 1795972.9509 | 437255.3829 | 0 | 0 | 0 | 2233228.3338 | 1275453953.5895 | 59.39% | REP & DOC | Replacement | Standard Control | No | Zone Substation Equipment | MUSWELLBROOK | - | 1284504.64 | 305327.2966 | 0 | 0 | 0
REP_03.03.08 | Batteries and Battery Charging Equipment -TS | Program | 1 - Planned | Renewal | 263530.7878 | 267709.0808 | 272545.1007 | 277889.7614 | 283124.6728 | 1364799.4035 | 1276818752.993 | 59.46% | REP & DOC | Replacement | Standard Control | N/A | Zone Substation Equipment | Various | - | 213362.6833 | 211956.2849 | 210969.4977 | 210247.5065 | 209334.8201
REP_04.02.50 | REP AFLC Relays - DM (No.) | Program | 3 - Reactive Asset | Renewal | 107409.586 | 109120.5437 | 111046.2795 | 113171.4183 | 115338.6747 | 556086.5022 | 1277374839.4952 | 59.48% | REP & DOC | Replacement | Standard Control | N/A | LV Distribution Mains | Various | - | 83505.2647 | 82993.2126 | 82590.2311 | 82280.2199 | 81972.5152
REP_02.02.49 | Lighting Spires - ZN | Program | 3 - Reactive Asset | Renewal | 50050.7702 | 50848.0431 | 51745.3984 | 52735.6716 | 53745.5708 | 259125.4541 | 1277633964.9493 | 59.5% | REP & DOC | Replacement | Standard Control | N/A | Zone Substation Equipment | Various | - | 38911.8232 | 38673.2169 | 38485.4354 | 38340.9762 | 38197.5918
REP_03.03.08 | Batteries and Battery Charging Equipment -TS | Program | 3 - Reactive Asset | Renewal | 8014.9817 | 8142.6547 | 8286.3545 | 8444.934 | 8606.6562 | 41495.5811 | 1277675460.5303 | 59.5% | REP & DOC | Replacement | Standard Control | N/A | Zone Substation Equipment | Various | - | 6231.2251 | 6193.0154 | 6162.9446 | 6139.8114 | 6116.8502
DOC_11.03.43 | Reactive Electrical Safety - DM | Program | 3 - Reactive Asset | Compliance | 1639265.8736 | 1665378.2035 | 1694768.4392 | 1727201.9274 | 1760278.2075 | 8486892.6512 | 1286162353.1816 | 59.89% | REP & DOC | Replacement | Standard Control | N/A | HV Distribution Mains | Various | - | 1274442.4297 | 1266627.5823 | 1260477.3507 | 1255746.0154 | 1251049.8808
REP_01.04.02 | Refurbishment of Pole Transformer Substations | Program | 2 - Conditional | Renewal | 2092827.3411 | 2113875.2284 | 1143522.3729 | 0 | 0 | 5350224.9424 | 1291512578.124 | 60.14% | REP & DOC | Replacement | Standard Control | N/A | Distribution Substations | Various | Y | 1311118.8388 | 1294173.4666 | 684085.2273 | 0 | 0
REP_05.02.12 | Cable Pressure Alarm Replacement | Program | 1 - Planned | Renewal | 953412.9023 | 970499.8682 | 989982.6673 | 1011419.9167 | 1033225.972 | 4958541.3265 | 1296471119.4505 | 60.37% | REP & DOC | Replacement | Standard Control | N/A | Sub-Transmission Mains | Various | Y | 772785.957 | 769585.311 | 767830.974 | 767054.595 | 766186.572
REP_02.03.11 | Batteries and Battery Charging Equipment - ZN | Program | 1 - Planned | Renewal | 951970.5558 | 966210.3029 | 982510.4829 | 1000717.3787 | 1019272.5627 | 4920681.283 | 1301391800.7335 | 60.6% | REP & DOC | Replacement | Standard Control | N/A | Zone Substation Equipment | Various | - | 716699.5688 | 711631.5068 | 707642.9766 | 704574.6248 | 701529.1013
REP_02.03.05 | 132/66kV Bushings - ZN | Program | 1 - Planned | Renewal | 902473.3792 | 914878.9948 | 929423.4905 | 945940.4991 | 962758.1088 | 4655474.4724 | 1306047275.2059 | 60.82% | REP & DOC | Replacement | Standard Control | N/A | Zone Substation Equipment | Various | - | 651741.8335 | 646310.5311 | 642036.1332 | 638747.8652 | 635484.0616
REP_04.04.05 | 11kV UG Ductline - CBD (km) | Program | 3 - Reactive Asset | Renewal | 675679.4997 | 686442.5894 | 698556.7801 | 711925.3516 | 725558.8716 | 3498163.0924 | 1309545438.2983 | 60.98% | REP & DOC | Replacement | Standard Control | N/A | HV Distribution Mains | Various | - | 525305.0259 | 522083.8693 | 519548.841 | 517598.6594 | 515662.9869
REP_03.03.05 | Protection Relays - TS | Program | 1 - Planned | Renewal | 524854.1494 | 530752.3708 | 538117.8892 | 520789.6215 | 529218.6038 | 2643732.6347 | 1312189170.933 | 61.1% | REP & DOC | Replacement | Standard Control | N/A | Zone Substation Equipment | Various | - | 345700.7182 | 341787.5927 | 338707.9896 | 320322.7332 | 318083.2154
DOC_11.03.44 | Reactive Electrical Safety - TM | Program | 3 - Reactive Asset | Compliance | 491956.7672 | 499793.2857 | 508613.5299 | 518347.0785 | 528273.534 | 2546984.1952 | 1314736155.1282 | 61.22% | REP & DOC | Replacement | Standard Control | N/A | Sub-Transmission Mains | Various | - | 382470.3406 | 380125.0426 | 378279.309 | 376859.3975 | 375450.0501
REP_02.02.09 | Earthing system - ZN | Program | 3 - Reactive Asset | Renewal | 329301.2439 | 334546.7764 | 340450.7858 | 346966.1339 | 353610.6083 | 1704875.5482 | 1316441030.6764 | 61.3% | REP & DOC | Replacement | Standard Control | N/A | Zone Substation Equipment | Various | Y | 256014.2762 | 254444.4034 | 253208.9242 | 252258.4776 | 251315.1023
DOC_11.03.58 | Reactive Asbestos Projects - DM | Program | 3 - Reactive Asset | Compliance | 221540.6526 | 225069.6364 | 229041.6168 | 233424.8815 | 237895.017 | 1146971.8043 | 1317588002.4807 | 61.36% | REP & DOC | Replacement | Standard Control | N/A | HV Distribution Mains | Various | - | 172236.1258 | 171179.9784 | 170348.7976 | 169709.3754 | 169074.7104
REP_02.03.07 | Protection Relays - ZN | Program | 3 - Reactive Asset | Renewal | 210369.9185 | 213720.9604 | 217492.6619 | 221654.9094 | 225899.6475 | 1089138.0976 | 1318677140.5784 | 61.41% | REP & DOC | Replacement | Standard Control | N/A | Zone Substation Equipment | Various | - | 163551.4739 | 162548.5806 | 161759.3104 | 161152.1297 | 160549.4663
REP_03.02.06 | Earthing Equipment - TS | Program | 3 - Reactive Asset | Renewal | 170759.6731 | 173479.7522 | 176541.2855 | 179919.8294 | 183365.3319 | 884065.8722 | 1319561206.4506 | 61.45% | REP & DOC | Replacement | Standard Control | N/A | Zone Substation Equipment | Various | Y | 132756.5996 | 131942.5397 | 131301.88 | 130809.0245 | 130319.8358
DOC_11.05.08 | Reactive Infrastructure Risk Projects - ZN | Program | 3 - Reactive Asset | Compliance | 146420.7931 | 148753.1713 | 151378.3352 | 154275.3253 | 157229.7302 | 758057.3551 | 1320319263.8057 | 61.48% | REP & DOC | Replacement | Standard Control | N/A | Zone Substation Equipment | Various | - | 113834.4122 | 113136.3826 | 112587.038 | 112164.4307 | 111744.9674
REP_01.03.02 | Low Voltage ACB Subs | Program | 1 - Planned | Renewal | 184307.8762 | 218232.7514 | 218326.1314 | 0 | 0 | 620866.759 | 1320940130.5647 | 61.51% | REP & DOC | Replacement | Standard Control | N/A | Distribution Substations | Various | - | 142441.0612 | 169659.6838 | 165470.333 | 0 | 0
REP_02.03.11 | Batteries and Battery Charging Equipment - ZN | Program | 3 - Reactive Asset | Renewal | 111343.805 | 113117.432 | 115113.7041 | 117316.6829 | 119563.322 | 576454.946 | 1321516585.5107 | 61.54% | REP & DOC | Replacement | Standard Control | N/A | Zone Substation Equipment | Various | - | 86563.9135 | 86033.1059 | 85615.3639 | 85293.9975 | 84975.0221
REP_03.03.05 | Protection Relays - TS | Program | 3 - Reactive Asset | Renewal | 66813.6053 | 67877.8981 | 69075.7926 | 70397.7248 | 71745.856 | 345910.8768 | 1321862496.3875 | 61.56% | REP & DOC | Replacement | Standard Control | N/A | Zone Substation Equipment | Various | - | 51944.0386 | 51625.5191 | 51374.8465 | 51182.0055 | 50990.5993
REP_01.04.07 | SF6 Switchgear - Low Gas DC | Program | 3 - Reactive Asset | Renewal | 55440.5908 | 56323.7196 | 57317.7084 | 58414.6212 | 59533.2735 | 287029.9136 | 1322149526.3011 | 61.57% | REP & DOC | Replacement | Standard Control | N/A | Distribution Substations | Various | - | 43102.1221 | 42837.821 | 42629.8178 | 42469.8023 | 42310.9772
REP_01.03.02 | Low Voltage ACB Subs | Program | 2 - Conditional | Renewal | 0 | 0 | 0 | 109316.9885 | 111451.189 | 220768.1776 | 1322370294.4787 | 61.58% | REP & DOC | Replacement | Standard Control | N/A | Distribution Substations | Various | - | 0 | 0 | 0 | 80735.8104 | 80463.0345
DOC_11.03.66 | Fire Fighting Water Storage Tanks - ZN | Program | 3 - Reactive Asset | Compliance | 28454.0218 | 28907.2739 | 29417.4231 | 29980.3965 | 30554.5274 | 147313.6427 | 1322517608.1213 | 61.59% | REP & DOC | Replacement | Standard Control | N/A | Zone Substation Equipment | Various | - | 22121.4928 | 21985.8443 | 21879.0899 | 21796.9644 | 21715.4499
REP_01.04.02 | Refurbishment of Pole Transformer Substations | Program | 3 - Reactive Asset | Renewal | 7086.3197 | 7199.1997 | 7326.2496 | 7466.4551 | 7609.4393 | 36687.6635 | 1322554295.7849 | 61.59% | REP & DOC | Replacement | Standard Control | N/A | Distribution Substations | Various | Y | 5509.2383 | 5475.4558 | 5448.8692 | 5428.4163 | 5408.1155
REP_04.02.42 | LV OH ABC Link Boxes (No.) | Program | 3 - Reactive Asset | Renewal | 6585.3164 | 6690.2158 | 6808.2833 | 6938.5763 | 7071.4515 | 34093.8434 | 1322588389.6283 | 61.59% | REP & DOC | Replacement | Standard Control | N/A | LV Distribution Mains | Various | - | 5119.7359 | 5088.3418 | 5063.6349 | 5044.628 | 5025.7626
DOC_11.05.07 | Reactive Infrastructure Risk Projects - TS | Program | 3 - Reactive Asset | Compliance | 3709.5944 | 3768.6855 | 3835.1943 | 3908.59 | 3983.4403 | 19205.5045 | 1322607595.1328 | 61.59% | REP & DOC | Replacement | Standard Control | N/A | Zone Substation Equipment | Various | - | 2884.0109 | 2866.3261 | 2852.4084 | 2841.7015 | 2831.0743
REP_03.04.10 | Earthing Equipment - TS | Program | 3 - Reactive Asset | Renewal | 455.851 | 463.1125 | 471.2855 | 480.3047 | 489.5027 | 2360.0564 | 1322609955.1892 | 61.59% | REP & DOC | Replacement | Standard Control | N/A | Zone Substation Equipment | Various | Y | 354.4023 | 352.2291 | 350.5189 | 349.2032 | 347.8974
ARA_05.1.0014 | REP 132KV FDR 9Y9/2 & 9Y7/2 WILLOUGHBY-CREMORNE | Major Project | Major Projects | Renewal | 17350410.7673 | 4999438.504 | 0 | 0 | 0 | 22349849.2714 | 1344959804.4606 | 62.63% | REP & DOC | Replacement | Standard Control | Yes | Sub-Transmission Mains | MOSMAN | - | 16636361.9553 | 4680199.883 | 0 | 0 | 0
REP_04.02.34 | Condemned Poles - Reinforcement (No.) | Program | 2 - Conditional | Renewal | 2498253.7718 | 2349535.1988 | 2336730.8305 | 2258671.4628 | 2534509.6111 | 11977700.875 | 1356937505.3356 | 63.19% | REP & DOC | Replacement | Standard Control | N/A | HV Distribution Mains | Various | Y | 2401737.5149 | 2206398.7159 | 2143524.5851 | 2023834.8594 | 2218231.2642
DOC_11.04.01 | Oil Containment - ZN | Program | 1 - Planned | Compliance | 2015454.2901 | 2041004.6737 | 2077704.5801 | 2119910.0365 | 2152709.5322 | 10406783.1126 | 1367344288.4482 | 63.67% | REP & DOC | Replacement | Standard Control | N/A | Zone Substation Equipment | Various | Y | 1824082.1369 | 1804172.6813 | 1794162.1909 | 1788211.7182 | 1773063.7591
REP_01.02.59 | REP SCADA Equipment - DC | Program | 1 - Planned | Renewal | 1963930.049 | 1994412.7548 | 2028958.5276 | 2067271.1176 | 2106332.138 | 10160904.587 | 1377505193.0352 | 64.15% | REP & DOC | Replacement | Standard Control | N/A | Distribution Substations | Various | - | 1506563.099 | 1496741.3185 | 1489011.6443 | 1483065.2535 | 1477163.1033
REP_05.02.13 | REP TMUG Reactive Replacement | Program | 3 - Reactive Asset | Renewal | 1392335.5249 | 1414514.4309 | 1439477.4764 | 1467025.355 | 1495119.1987 | 7208471.9859 | 1384713665.021 | 64.48% | REP & DOC | Replacement | Standard Control | N/A | Sub-Transmission Mains | Various | - | 1082467.1096 | 1075829.4498 | 1070605.6567 | 1066587.025 | 1062598.2914
REP_02.02.62 | REP SCADA Equipment - ZN | Program | 1 - Planned | Renewal | 1178358.0558 | 1196647.6794 | 1217375.1435 | 1240362.5738 | 1263799.1841 | 6096542.6365 | 1390810207.6576 | 64.77% | REP & DOC | Replacement | Standard Control | N/A | Zone Substation Equipment | Various | - | 903937.8594 | 898044.7911 | 893406.9866 | 889839.0631 | 886297.7733
REP_03.04.03 | 33 kV Circuit Breakers - TS | Program | 1 - Planned | Renewal | 5073215.4365 | 0 | 0 | 0 | 0 | 5073215.4365 | 1395883423.094 | 65% | REP & DOC | Replacement | Standard Control | N/A | Zone Substation Equipment | Various | - | 4426916.8381 | 0 | 0 | 0 | 0
REP_02.02.64 | REP Audio Frequency Load Control Equipment - ZN | Program | 1 - Planned | Renewal | 835927.4073 | 847431.7437 | 860914.958 | 876223.205 | 891810.2521 | 4312307.5661 | 1400195730.6602 | 65.2% | REP & DOC | Replacement | Standard Control | N/A | Zone Substation Equipment | Various | - | 604025.3855 | 599002.2959 | 595049.1587 | 592008.0346 | 588989.5361
REP_03.02.39 | Protection Schemes - TS | Program | 3 - Reactive Asset | Renewal | 503096.4787 | 511110.4447 | 520130.4115 | 530084.3633 | 540235.5901 | 2604657.2882 | 1402800387.9484 | 65.32% | REP & DOC | Replacement | Standard Control | N/A | Zone Substation Equipment | Various | - | 391130.8588 | 388732.4547 | 386844.9269 | 385392.8635 | 383951.6033
REP_01.02.49 | KM Kiosks - Mackellar | Program | 2 - Conditional | Renewal | 320551.2565 | 326718.358 | 333648.6435 | 341189.3784 | 348863.4918 | 1670971.1282 | 1404471359.0767 | 65.4% | REP & DOC | Replacement | Standard Control | N/A | Distribution Substations | Mackellar | - | 269914.899 | 269089.9789 | 268725.4306 | 268658.4085 | 268555.6135
REP_03.02.39 | Protection Schemes - TS | Program | 1 - Planned | Renewal | 0 | 0 | 740195.9559 | 753955.4551 | 0 | 1494151.411 | 1405965510.4876 | 65.47% | REP & DOC | Replacement | Standard Control | N/A | Zone Substation Equipment | Various | - | 0 | 0 | 542843.6433 | 540477.8424 | 0
REP_02.02.51 | Protection Schemes - ZN | Program | 1 - Planned | Renewal | 0 | 0 | 740162.2796 | 753921.7456 | 0 | 1494084.0252 | 1407459594.5129 | 65.54% | REP & DOC | Replacement | Standard Control | N/A | Zone Substation Equipment | Various | - | 0 | 0 | 542847.9454 | 540482.518 | 0
ARA_04.5.0006 | DECOM 33/5KV BWB ZN | Major Project | Major Projects | Renewal | 236464.6496 | 1090379.986 | 0 | 0 | 0 | 1326844.6356 | 1408786439.1484 | 65.6% | REP & DOC | Replacement | Standard Control | No | Zone Substation Equipment | ULTIMO | - | 168945.9128 | 760595.7838 | 0 | 0 | 0
REP_01.02.44 | STGW Kiosks | Program | 3 - Reactive Asset | Renewal | 242070.0802 | 245926.0828 | 250266.1332 | 255055.5802 | 259939.948 | 1253257.8245 | 1410039696.9729 | 65.66% | REP & DOC | Replacement | Standard Control | N/A | Distribution Substations | ST George Area | - | 188196.6611 | 187042.6441 | 186134.4406 | 185435.7652 | 184742.2879
REP_01.02.41 | UHCC Kiosk Substation | Program | 2 - Conditional | Renewal | 177395.6781 | 180115.4437 | 183247.6306 | 186748.1745 | 190312.6518 | 917819.5787 | 1410957516.5516 | 65.7% | REP & DOC | Replacement | Standard Control | N/A | Distribution Substations | Muswellbrook | - | 134421.9994 | 133528.0694 | 132861.9544 | 132377.5583 | 131892.0002
REP_03.02.61 | REP SCADA Equipment - TS | Program | 1 - Planned | Renewal | 157114.4039 | 159553.0204 | 162316.6822 | 248072.5341 | 168506.571 | 895563.2117 | 1411853079.7633 | 65.75% | REP & DOC | Replacement | Standard Control | N/A | Zone Substation Equipment | Various | - | 120525.0479 | 119739.3055 | 119120.9315 | 177967.8304 | 118173.0483
REP_04.04.04 | LV Underground Services (No.) | Program | 3 - Reactive Asset | Renewal | 150842.6524 | 153245.4677 | 155949.9106 | 158934.3889 | 161978.0158 | 780950.4355 | 1412634030.1988 | 65.78% | REP & DOC | Replacement | Standard Control | N/A | LV Distribution Mains | Various | - | 117272.1736 | 116553.0638 | 115987.1292 | 115551.7592 | 115119.6283
ARA_03.1B.0035 | REP 33kV FDR PROTECTN SYD DOMESTIC & INT TERM ZN | Major Project | Major Projects | Renewal | 608436.7732 | 64802.4706 | 0 | 0 | 0 | 673239.2438 | 1413307269.4426 | 65.81% | REP & DOC | Replacement | Standard Control | No | Zone Substation Equipment | MASCOT | - | 547403.7684 | 59109.4784 | 0 | 0 | 0
DOC_11.05.09 | DOC Mandatory Protection Links | Program | 1 - Planned | Compliance | 125161.0891 | 126716.9266 | 128597.3362 | 130776.1373 | 132992.175 | 644243.6642 | 1413951513.1068 | 65.84% | REP & DOC | Replacement | Standard Control | N/A | Zone Substation Equipment | Various | - | 86218.8783 | 85371.2749 | 84704.2168 | 84191.0531 | 83681.7072
REP_04.02.08 | Replace LV Spreaders in Bushfire Areas (No.) | Program | 3 - Reactive Asset | Renewal | 120660.3375 | 122582.3702 | 124745.6775 | 127132.9874 | 129567.6108 | 624688.9834 | 1414576202.0902 | 65.87% | REP & DOC | Replacement | Standard Control | N/A | LV Distribution Mains | Various | - | 93807.0234 | 93231.8012 | 92779.1053 | 92430.8491 | 92085.1839
REP_02.03.03 | 66kV Circuit Breakers - ZN | Program | 3 - Reactive Asset | Renewal | 108357.4675 | 110083.5243 | 112026.2546 | 114170.1476 | 116356.53 | 560993.9241 | 1415137196.0143 | 65.9% | REP & DOC | Replacement | Standard Control | N/A | Zone Substation Equipment | Various | - | 84242.1935 | 83725.6226 | 83319.0849 | 83006.3379 | 82695.9177
REP_01.04.05 | Distribution Substation Buildings & Grounds | Program | 3 - Reactive Asset | Renewal | 106997.8764 | 108702.2759 | 110620.6302 | 112737.6232 | 114896.5723 | 553954.978 | 1415691150.9923 | 65.92% | REP & DOC | Replacement | Standard Control | N/A | Distribution Substations | Various | Y | 83185.1823 | 82675.093 | 82273.6561 | 81964.8333 | 81658.308
REP_02.02.51 | Protection Schemes - ZN | Program | 3 - Reactive Asset | Renewal | 55638.2863 | 56524.5643 | 57522.0977 | 58622.922 | 59745.5633 | 288053.4337 | 1415979204.4259 | 65.94% | REP & DOC | Replacement | Standard Control | N/A | Zone Substation Equipment | Various | - | 43255.8221 | 42990.5786 | 42781.8337 | 42621.2476 | 42461.8562
REP_03.03.01 | 132kV Circuit Breakers - TS | Program | 3 - Reactive Asset | Renewal | 37271.1381 | 37864.8406 | 38533.0712 | 39270.4946 | 40022.5329 | 192962.0774 | 1416172166.5033 | 65.95% | REP & DOC | Replacement | Standard Control | N/A | Zone Substation Equipment | Various | - | 28976.3371 | 28798.655 | 28658.8204 | 28551.2465 | 28444.4729
DOC_11.04.01-1 | Oil Containment - TS | Program | 3 - Reactive Asset | Compliance | 3513.2875 | 3569.2516 | 3632.241 | 3701.7527 | 3772.642 | 18189.1748 | 1416190355.6781 | 65.95% | REP & DOC | Replacement | Standard Control | N/A | Zone Substation Equipment | Various | Y | 2731.3939 | 2714.645 | 2701.4638 | 2691.3235 | 2681.2587
REP_01.02.41 | UHCC Kiosk Substation | Program | 3 - Reactive Asset | Renewal | 2749.6413 | 2793.4411 | 2842.7391 | 2897.1418 | 2952.6227 | 14235.5859 | 1416204591.264 | 65.95% | REP & DOC | Replacement | Standard Control | N/A | Distribution Substations | Muswellbrook | - | 2137.7005 | 2124.5921 | 2114.276 | 2106.3398 | 2098.4627
REP_04.04.07 | Capital Works - Natural Disasters, Storms and Bushfires | Program | 3 - Reactive Asset | Renewal | 2399994.9573 | 2438225.1552 | 2481254.4266 | 2528739.2237 | 2577165.1109 | 12425378.8737 | 1428629970.1377 | 66.53% | REP & DOC | Replacement | Standard Control | N/A | HV Distribution Mains | Various | - | 1865868.936 | 1854427.4769 | 1845423.1265 | 1838496.1352 | 1831620.6801
REP_01.02.42 | OE Subs (chainwire) | Program | 1 - Planned | Renewal | 2106659.6663 | 2147116.22 | 2193890.823 | 2243605.726 | 2296344.4894 | 10987616.9247 | 1439617587.0624 | 67.04% | REP & DOC | Replacement | Standard Control | N/A | Distribution Substations | Various | - | 1795809.3836 | 1790448.3455 | 1788705.2945 | 1788291.6941 | 1788904.0307
DOC_11.03.25 | Smoke Detection Installation - ZN | Program | 1 - Planned | Compliance | 2109808.3307 | 2132867.36 | 2165517.4642 | 2204137.5888 | 2237324.9197 | 10849655.6635 | 1450467242.7259 | 67.54% | REP & DOC | Replacement | Standard Control | N/A | Zone Substation Equipment | Various | Y | 1625505.4074 | 1605499.282 | 1593128.808 | 1584656.2086 | 1570735.3336
DOC_11.03.38 | Optical Arc Fault Protection | Program | 1 - Planned | Compliance | 816270.298 | 766440.1859 | 835151.4413 | 828406.0578 | 834573.4856 | 4080841.4687 | 1454548084.1946 | 67.73% | REP & DOC | Replacement | Standard Control | N/A | Distribution Substations | Various | - | 542617.9695 | 500564.1438 | 530765.6916 | 515918.2783 | 508801.4148
REP_02.03.01 | 132 kV Circuit Breakers - ZN | Program | 2 - Conditional | Renewal | 699398.1546 | 710278.9045 | 0 | 0 | 0 | 1409677.0591 | 1455957761.2537 | 67.8% | REP & DOC | Replacement | Standard Control | N/A | Zone Substation Equipment | Various | - | 562799.5165 | 558919.5551 | 0 | 0 | 0
REP_01.02.42 | OE Subs (chainwire) | Program | 3 - Reactive Asset | Renewal | 30525.4589 | 31011.7078 | 31558.9959 | 32162.9536 | 32778.881 | 158037.9972 | 1456115799.2509 | 67.81% | REP & DOC | Replacement | Standard Control | N/A | Distribution Substations | Various | - | 23731.9322 | 23586.4087 | 23471.8827 | 23383.7786 | 23296.33
REP_02.03.01 | 132 kV Circuit Breakers - ZN | Program | 3 - Reactive Asset | Renewal | 426.3752 | 433.1671 | 440.8115 | 449.2475 | 457.8507 | 2207.452 | 1456118006.7029 | 67.81% | REP & DOC | Replacement | Standard Control | N/A | Zone Substation Equipment | Various | - | 331.4841 | 329.4515 | 327.8518 | 326.6212 | 325.3997
ARA_05.1.0011 | DECOM 132KV FDR 9P7 WILLOUGHBY-MOSMAN | Major Project | Major Projects | Renewal | 598269.1799 | 589213.5366 | 0 | 0 | 0 | 1187482.7166 | 1457305489.4195 | 67.86% | REP & DOC | Replacement | Standard Control | No | Sub-Transmission Mains | NORTH SYDNEY | - | 490768.8383 | 471897.4502 | 0 | 0 | 0
REP_01.04.11 | Replace Single Pole PT substations | Program | 2 - Conditional | Renewal | 4850069.4503 | 5744753.2822 | 6006167.0557 | 6046560.3104 | 6352806.3263 | 29000356.4249 | 1486305845.8443 | 69.21% | REP & DOC | Replacement | Standard Control | N/A | Distribution Substations | Various | - | 3551028.0395 | 4185536.1079 | 4271349.0729 | 4128533.3897 | 4224987.9989
ARA_01.1.0028A | REP 132KV FDR 9SA & 92P | Major Project | Major Projects | Renewal | 114715.023 | 728443.6037 | 1041996.962 | 11845338.4058 | 10228318.7167 | 23958812.7112 | 1510264658.5555 | 70.33% | REP & DOC | Replacement | Standard Control | Yes | Sub-Transmission Mains | ALEXANDRIA | - | 109425.2359 | 678402.9089 | 947442.4236 | 10515466.35 | 8865024.3394
DOC_11.03.77 | DOC Substation Lock Upgrade | Program | 1 - Planned | Compliance | 13025810.3662 | 0 | 0 | 0 | 0 | 13025810.3662 | 1523290468.9217 | 70.94% | REP & DOC | Replacement | Standard Control | N/A | Zone Substation Equipment | Various | Y | 10472432.512 | 0 | 0 | 0 | 0
DOC_11.03.01 | Distribution Chamber Substation Program | Program | 1 - Planned | Compliance | 1209769.7898 | 1233458.6896 | 1258817.0318 | 1285755.0271 | 1313286.8787 | 6301087.4169 | 1529591556.3386 | 71.23% | REP & DOC | Replacement | Standard Control | N/A | Distribution Substations | Various | Y | 1052398.0616 | 1049162.4831 | 1046616.1049 | 1044657.1918 | 1042712.8529
DOC_11.03.10 | Brick Wall OE Substations | Program | 1 - Planned | Compliance | 846198.8569 | 865803.5502 | 889234.8092 | 915154.7324 | 941351.4993 | 4457743.4479 | 1534049299.7865 | 71.44% | REP & DOC | Replacement | Standard Control | N/A | Distribution Substations | Various | Y | 748279.8158 | 748756.369 | 752120.802 | 756950.3362 | 761363.0262
ARA_01.1.0026 | DECOM 132KV FDR 928/3 & 929/1 LCOVE-DAL | Major Project | Major Projects | Renewal | 0 | 283888.6211 | 2741203.4676 | 532638.9863 | 0 | 3557731.0751 | 1537607030.8616 | 71.6% | REP & DOC | Replacement | Standard Control | Yes | Sub-Transmission Mains | LANE COVE | - | 0 | 161151.666 | 2243714.3887 | 458560.5736 | 0
ARA_01.1.0111 | REP 132KV FDR 91M/3 BFLD-MILL POND | Major Project | Major Projects | Renewal | 0 | 0 | 24349.5754 | 724931.9892 | 1712661.7497 | 2461943.3144 | 1540068974.176 | 71.72% | REP & DOC | Replacement | Standard Control | Yes | Sub-Transmission Mains | BEACONSFIELD | - | 0 | 0 | 13492.7652 | 393906.9635 | 1355572.7979
DOC_11.04.05-1 | Reactive Environmental Projects - TS | Program | 3 - Reactive Asset | Compliance | 132153.5194 | 134258.6302 | 136627.9975 | 139242.7043 | 141909.2314 | 684192.0827 | 1540753166.2587 | 71.75% | REP & DOC | Replacement | Standard Control | N/A | Zone Substation Equipment | Various | - | 102742.3614 | 102112.348 | 101616.5317 | 101235.1033 | 100856.5127
REP_01.04.11 | Replace Single Pole PT substations | Program | 3 - Reactive Asset | Renewal | 130119.0343 | 132191.7368 | 134524.6278 | 137099.0814 | 139724.5574 | 673659.0377 | 1541426825.2964 | 71.78% | REP & DOC | Replacement | Standard Control | N/A | Distribution Substations | Various | - | 101160.6502 | 100540.3356 | 100052.1521 | 99676.5957 | 99303.8333
ARA_05.4.0037A | DECOM 33KV BUSBAR NARRABEEN ZN | Major Project | Major Projects | Renewal | 413163.3651 | 0 | 0 | 0 | 0 | 413163.3651 | 1541839988.6615 | 71.8% | REP & DOC | Replacement | Standard Control | No | Zone Substation Equipment | NARRABEEN | - | 310700.5849 | 0 | 0 | 0 | 0
ARA_01.1.0128 | REP 132KV FDR 202 ROZELLE-DRUMMOYNE | Major Project | Major Projects | Renewal | 0 | 0 | 0 | 0 | 266057.7957 | 266057.7957 | 1542106046.4572 | 71.81% | REP & DOC | Replacement | Standard Control | Yes | Sub-Transmission Mains | ROZELLE | - | 0 | 0 | 0 | 0 | 140867.2285
DOC_11.04.05-2 | Reactive Environmental Projects - ZN | Program | 3 - Reactive Asset | Compliance | 27394.0491 | 27830.4166 | 28321.5618 | 28863.5632 | 29416.3065 | 141825.8972 | 1542247872.3544 | 71.82% | REP & DOC | Replacement | Standard Control | N/A | Zone Substation Equipment | Various | - | 21297.4213 | 21166.826 | 21064.0484 | 20984.9823 | 20906.5044
DOC_11.03.01 | Distribution Chamber Substation Program | Program | 3 - Reactive Asset | Compliance | 335.7415 | 341.0896 | 347.1091 | 353.7519 | 360.5264 | 1738.2185 | 1542249610.5729 | 71.82% | REP & DOC | Replacement | Standard Control | N/A | Distribution Substations | Various | Y | 261.0223 | 259.4218 | 258.1621 | 257.1931 | 256.2313
DOC_11.03.10 | Brick Wall OE Substations | Program | 3 - Reactive Asset | Compliance | 323.6099 | 328.7648 | 334.5667 | 340.9694 | 347.499 | 1675.4098 | 1542251285.9827 | 71.82% | REP & DOC | Replacement | Standard Control | N/A | Distribution Substations | Various | Y | 251.5885 | 250.0457 | 248.8316 | 247.8975 | 246.9704
ARA_03.1C.0028 | DECOM 132KV FDR 262 DBAY-CLOVELLY | Major Project | Major Projects | Renewal | 0 | 0 | 0 | 0 | 35791.5797 | 35791.5797 | 1542287077.5625 | 71.82% | REP & DOC | Replacement | Standard Control | Yes | Sub-Transmission Mains | CLOVELLY | - | 0 | 0 | 0 | 0 | 18905.1316
ARA_07.4.0002 | REA 33KV NETWORK AWABA STS | Major Project | Major Projects | Renewal | 6419015.4037 | 3594648.6261 | 0 | 0 | 0 | 10013664.0297 | 1552300741.5922 | 72.29% | REP & DOC | Replacement | Standard Control | No | Sub-Transmission Mains | AWABA | - | 4940459.4536 | 2701157.7243 | 0 | 0 | 0
ARA_03.1C.0021 | DECOM 132/11KV CLOVELLY ZN | Major Project | Major Projects | Renewal | 0 | 0 | 532348.4752 | 1052734.5791 | 5000896.519 | 6585979.5733 | 1558886721.1655 | 72.59% | REP & DOC | Replacement | Standard Control | Yes | Zone Substation Equipment | CLOVELLY | - | 0 | 0 | 295960.9778 | 576497.7825 | 3091836.32
REP_04.04.02 | 11/5kV Undergound Mains (km) | Program | 3 - Reactive Asset | Renewal | 9757296.4012 | 9912723.1298 | 10087660.7263 | 10280712.4798 | 10477590.2812 | 50515983.0183 | 1609402704.1838 | 74.95% | REP & DOC | Replacement | Standard Control | N/A | HV Distribution Mains | Various | - | 7585781.0947 | 7539265.2817 | 7502657.6539 | 7474495.6313 | 7446543.1316
REP_04.04.03 | Low Voltage (LV) Underground Mains | Program | 3 - Reactive Asset | Renewal | 6144183.7383 | 6242056.1782 | 6352214.6395 | 6473779.6114 | 6597753.8514 | 31809988.0188 | 1641212692.2026 | 76.43% | REP & DOC | Replacement | Standard Control | N/A | LV Distribution Mains | Various | - | 4776777.4611 | 4747486.3875 | 4724434.5123 | 4706700.8467 | 4689099.1179
REP_01.04.12 | Distribution Substation Heritage Buildings | Program | 3 - Reactive Asset | Renewal | 126793.563 | 128813.2936 | 131086.5629 | 133595.221 | 136153.5976 | 656442.2379 | 1641869134.4406 | 76.46% | REP & DOC | Replacement | Standard Control | N/A | Distribution Substations | Various | Y | 98575.2825 | 97970.8215 | 97495.1148 | 97129.1566 | 96765.9211
ARA_03.1C.0006 | NEW 132/11KV ALEXANDRIA NTH ZN & DECOM ZETLND ZN | Major Project | Major Projects | Renewal | 1002028.7794 | 1368781.3569 | 6161321.3419 | 21372752.461 | 9179922.5116 | 39084806.4508 | 1680953940.8913 | 78.28% | REP & DOC | Replacement | Standard Control | Yes | Zone Substation Equipment | SURRY HILLS | - | 585048.8281 | 812215.7649 | 4551629.5389 | 17984673.823 | 7564949.1955
ARA_03.1B.0017 | NEW 132/11KV MASCOT EAST & DECOM MASCOT | Major Project | Major Projects | Renewal | 0 | 0 | 542272.013 | 1898846.6462 | 13746090.5661 | 16187209.2253 | 1697141150.1166 | 79.03% | REP & DOC | Replacement | Standard Control | Yes | Sub-Transmission Mains | MASCOT | - | 0 | 0 | 301427.7436 | 1035139.5902 | 10456745.3836
ARA_05.1.0035A | REFURB 33KV SWG WILLOUGHBY STS | Major Project | Major Projects | Renewal | 0 | 0 | 591498.3058 | 2399788.3809 | 12720227.3609 | 15711514.0477 | 1712852664.1643 | 79.76% | REP & DOC | Replacement | Standard Control | Yes | Zone Substation Equipment | WILLOUGHBY | Y | 0 | 0 | 328845.5309 | 1308697.6186 | 7598983.5808
ARA_03.1A.0035M | NEW 33KV SUPPLY EQUINIX SY5 | Major Project | Major Projects | Network Connection | 281540.3916 | 0 | 0 | 0 | 0 | 281540.3916 | 1713134204.5559 | 79.78% | AREA PLANS | Connections | Standard Control | No | Sub-Transmission Mains | ALEXANDRIA | - | 230091.7811 | 0 | 0 | 0 | 0
ARA_01.1.0129 | REP 132KV FDR 203 & 204 MPARK-DRUMMOYNE | Major Project | Major Projects | Renewal | 0 | 0 | 0 | 0 | 266057.7957 | 266057.7957 | 1713400262.3516 | 79.79% | REP & DOC | Replacement | Standard Control | Yes | Sub-Transmission Mains | DRUMMOYNE | - | 0 | 0 | 0 | 0 | 140867.2285
ARA_02.1.0071 | Barangaroo South Connections | Major Project | Major Projects | Network Connection | 117413.2293 | 0 | 0 | 0 | 0 | 117413.2293 | 1713517675.5809 | 79.79% | AREA PLANS | Connections | Standard Control | No | Sub-Transmission Mains | MILLERS POINT | - | 82367.2217 | 0 | 0 | 0 | 0
ARA_01.1.0030A | REP 132KV FDR 91A/1 & 91B/1 BFLD-ST PET | Major Project | Major Projects | Renewal | 0 | 0 | 0 | 0 | 50744.6394 | 50744.6394 | 1713568420.2204 | 79.8% | REP & DOC | Replacement | Standard Control | Yes | Sub-Transmission Mains | BEACONSFIELD | - | 0 | 0 | 0 | 0 | 26793.8164
ARA_05.1.0036M | NEW 33kV SUPPLY TO TELSTRA ST LEONARDS | Major Project | Major Projects | Network Connection | 37917.6713 | 0 | 0 | 0 | 0 | 37917.6713 | 1713606337.8916 | 79.8% | AREA PLANS | Connections | Standard Control | No | Sub-Transmission Mains | ST LEONARDS | - | 30128.2498 | 0 | 0 | 0 | 0
ARA_03.1B.0010 | REP 33KV REACTOR BUNNERONG STS | Major Project | Major Projects | Renewal | 0 | 0 | 29393.5844 | 1081605.1107 | 2702948.1596 | 3813946.8547 | 1717420284.7463 | 79.98% | REP & DOC | Replacement | Standard Control | No | Zone Substation Equipment | MATRAVILLE | - | 0 | 0 | 16273.332 | 641976.3139 | 2090610.9235
REP_01.02.52 | Obsolete RMIs & FSs | Program | 1 - Planned | Renewal | 5705139.0387 | 5840556.1085 | 5931775.8394 | 6173701.5936 | 6264025.0268 | 29915197.607 | 1747335482.3533 | 81.37% | REP & DOC | Replacement | Standard Control | N/A | Distribution Substations | Various | - | 4806498.2182 | 4813545.631 | 4785526.1213 | 4863188.5002 | 4829213.5921
REP_01.03.06 | Network Protectors (West CM2/22) | Program | 1 - Planned | Renewal | 4391524.2478 | 4461615.8575 | 4920623.7997 | 4631701.2982 | 4722899.4454 | 23128364.6486 | 1770463847.0019 | 82.45% | REP & DOC | Replacement | Standard Control | N/A | Distribution Substations | Various | - | 3384060.3232 | 3363723.4453 | 3628377.4322 | 3339318.039 | 3329240.7669
REP_01.04.03 | Distribution Centre Reactive Replacement (< 50k) | Program | 3 - Reactive Asset | Renewal | 4144856.4319 | 4210881.0218 | 4285193.7419 | 4367201.2757 | 4450834.0978 | 21458966.5691 | 1791922813.571 | 83.44% | REP & DOC | Replacement | Standard Control | N/A | Distribution Substations | Various | - | 3222406.3624 | 3202646.6514 | 3187095.8935 | 3175132.7913 | 3163258.6934
REP_02.02.42 | Substation Roof - ZN | Program | 1 - Planned | Renewal | 1769795.2486 | 1790435.7164 | 1819918.7013 | 1854345.241 | 1882552.9736 | 9117047.8807 | 1801039861.4518 | 83.87% | REP & DOC | Replacement | Standard Control | N/A | Zone Substation Equipment | Various | Y | 1468049.957 | 1450903.1436 | 1441197.3054 | 1434902.7958 | 1422466.9781
REP_02.03.08 | High Priority Relays - ZN | Program | 1 - Planned | Renewal | 1682376.2175 | 1704736.684 | 1731214.3647 | 1761484.6662 | 1792294.6318 | 8672106.5642 | 1809711968.016 | 84.27% | REP & DOC | Replacement | Standard Control | N/A | Zone Substation Equipment | Various | - | 1195574.6254 | 1185010.8046 | 1176697.1495 | 1170301.5059 | 1163953.4453
REP_02.02.65 | REP Wholesale Metering Points | Program | 1 - Planned | Compliance | 2634506.6205 | 2672452.9499 | 0 | 0 | 0 | 5306959.5704 | 1815018927.5864 | 84.52% | REP & DOC | Replacement | Standard Control | N/A | Zone Substation Equipment | Various | - | 2444440.68 | 2421874.0463 | 0 | 0 | 0
REP_01.03.07 | 400kVA Sydney CBD Conservator Type | Program | 1 - Planned | Renewal | 814448.9446 | 828558.3587 | 844698.2041 | 862523.7321 | 880658.0101 | 4230887.2497 | 1819249814.8361 | 84.72% | REP & DOC | Replacement | Standard Control | N/A | Distribution Substations | Various | - | 649831.5536 | 646787.1561 | 644951.2534 | 643958.7781 | 642902.3284
REP_03.04.06 | STS Roof Refurbishment | Program | 1 - Planned | Renewal | 726964.6374 | 735717.2448 | 748246.8336 | 762790.3872 | 774467.7727 | 3748186.8757 | 1822998001.7118 | 84.89% | REP & DOC | Replacement | Standard Control | N/A | Zone Substation Equipment | Various | Y | 623441.9399 | 616347.3673 | 612500.4227 | 610078.2191 | 604837.8063
DOC_11.03.40 | Relocate Poles in RTA Blackspots - DM | Program | 2 - Conditional | Compliance | 892409.4126 | 829303.9153 | 482840.1103 | 764242.7 | 752252.3839 | 3721048.5221 | 1826719050.2339 | 85.07% | REP & DOC | Replacement | Standard Control | N/A | HV Distribution Mains | Various | - | 590021.3565 | 535437.684 | 308473.9295 | 465684.0422 | 451729.8097
REP_01.02.02 | A,B & C Type Kiosks | Program | 2 - Conditional | Renewal | 557166.8286 | 607939.5351 | 590506.7994 | 635246.3821 | 668033.6537 | 3058893.1989 | 1829777943.4328 | 85.21% | REP & DOC | Replacement | Standard Control | N/A | Distribution Substations | Various | - | 475724.1221 | 504853.8452 | 483545.9617 | 504309.5035 | 513694.5408
REP_03.04.09 | Sub-Transmission Substation Reactive Replacement Projects | Program | 3 - Reactive Asset | Renewal | 454207.597 | 461442.7982 | 469586.2411 | 478572.9081 | 487737.6798 | 2351547.2242 | 1832129490.657 | 85.32% | REP & DOC | Replacement | Standard Control | N/A | Zone Substation Equipment | Various | - | 353122.3443 | 350957.0074 | 349252.902 | 347941.9443 | 346640.7399
REP_01.02.52 | Obsolete RMIs & FSs | Program | 3 - Reactive Asset | Renewal | 371119.3339 | 377030.9986 | 383684.7603 | 391027.495 | 398515.7536 | 1921378.3415 | 1834050868.9985 | 85.41% | REP & DOC | Replacement | Standard Control | N/A | Distribution Substations | Various | - | 288525.6204 | 286756.3889 | 285364.0157 | 284292.8716 | 283229.6968
REP_03.03.09 | Post CTs - TS | Program | 2 - Conditional | Renewal | 343967.3926 | 349498.0597 | 355833.4895 | 362815.9446 | 369725.0269 | 1781839.9133 | 1835832708.9119 | 85.49% | REP & DOC | Replacement | Standard Control | N/A | Zone Substation Equipment | Various | - | 277574.4817 | 275827.2518 | 274570.5871 | 273640.4718 | 272523.8971
DOC_11.04.03 | Noisy Tx Replacement - ZN | Program | 3 - Reactive Asset | Compliance | 331460.5197 | 336740.4481 | 342683.171 | 349241.2413 | 355929.2845 | 1716054.6646 | 1837548763.5764 | 85.57% | REP & DOC | Replacement | Standard Control | N/A | Zone Substation Equipment | Various | - | 257693.0011 | 256112.8344 | 254869.254 | 253912.5753 | 252963.0142
REP_02.02.42 | Substation Roof - ZN | Program | 3 - Reactive Asset | Renewal | 231492.5103 | 235180.02 | 239330.4263 | 243910.5922 | 248581.5314 | 1198495.0803 | 1838747258.6567 | 85.63% | REP & DOC | Replacement | Standard Control | N/A | Zone Substation Equipment | Various | Y | 179973.1681 | 178869.5774 | 178001.059 | 177332.9132 | 176669.7383
REP_02.03.08 | High Priority Relays - ZN | Program | 3 - Reactive Asset | Renewal | 146805.6491 | 149144.1578 | 151776.2217 | 154680.8263 | 157642.9967 | 760049.8516 | 1839507308.5083 | 85.66% | REP & DOC | Replacement | Standard Control | N/A | Zone Substation Equipment | Various | - | 114133.6173 | 113433.753 | 112882.9646 | 112459.2464 | 112038.6806
REP_05.02.24 | Protection Pilots | Program | 3 - Reactive Asset | Renewal | 68492.242 | 69583.2742 | 70811.2648 | 72166.4093 | 73548.4111 | 354601.6015 | 1839861910.1098 | 85.68% | REP & DOC | Replacement | Standard Control | N/A | Sub-Transmission Mains | Various | - | 53249.0875 | 52922.5654 | 52665.5948 | 52467.9088 | 52271.6937
REP_03.03.09 | Post CTs - TS | Program | 3 - Reactive Asset | Renewal | 56004.152 | 56896.258 | 57900.3509 | 59008.414 | 60138.4375 | 289947.6125 | 1840151857.7223 | 85.69% | REP & DOC | Replacement | Standard Control | N/A | Zone Substation Equipment | Various | - | 43540.2622 | 43273.2745 | 43063.157 | 42901.5148 | 42741.0753
REP_02.04.07 | Replace Controlled Load Equipment - ZN | Program | 3 - Reactive Asset | Renewal | 33290.0238 | 33820.3101 | 34417.1637 | 35075.8193 | 35747.5287 | 172350.8457 | 1840324208.5679 | 85.7% | REP & DOC | Replacement | Standard Control | N/A | Zone Substation Equipment | Various | - | 25881.2322 | 25722.5292 | 25597.631 | 25501.5477 | 25406.1791
REP_01.03.07 | 400kVA Sydney CBD Conservator Type | Program | 3 - Reactive Asset | Renewal | 17690.8825 | 17972.6855 | 18289.8636 | 18639.8843 | 18996.842 | 91590.1579 | 1840415798.7258 | 85.7% | REP & DOC | Replacement | Standard Control | N/A | Distribution Substations | Various | - | 13753.7231 | 13669.3856 | 13603.0126 | 13551.9522 | 13501.2717
DOC_11.03.11-1 | Water Crossings - DM | Program | 3 - Reactive Asset | Compliance | 11078.0542 | 11254.5196 | 11453.137 | 11672.3204 | 11895.8478 | 57353.879 | 1840473152.6048 | 85.71% | REP & DOC | Replacement | Standard Control | N/A | HV Distribution Mains | Various | - | 8612.6004 | 8559.7882 | 8518.2253 | 8486.2513 | 8454.5151
DOC_11.03.40 | Relocate Poles in RTA Blackspots - DM | Program | 3 - Reactive Asset | Compliance | 7931.5417 | 8057.8855 | 8200.0894 | 8357.0179 | 8517.0566 | 41063.5912 | 1840514216.196 | 85.71% | REP & DOC | Replacement | Standard Control | N/A | HV Distribution Mains | Various | - | 6166.3547 | 6128.5429 | 6098.7852 | 6075.8927 | 6053.1706
REP_02.02.54 | CLC Controllers - ZN | Program | 3 - Reactive Asset | Renewal | 1593.6105 | 1618.9957 | 1647.5674 | 1679.0977 | 1711.2528 | 8250.5242 | 1840522466.7202 | 85.71% | REP & DOC | Replacement | Standard Control | N/A | Zone Substation Equipment | Various | - | 1238.95 | 1231.3529 | 1225.374 | 1220.7744 | 1216.2091
REP_03.04.05 | STS Building Refurbishment | Program | 3 - Reactive Asset | Renewal | 1034.7652 | 1051.2482 | 1069.8004 | 1090.2736 | 1111.1526 | 5357.2401 | 1840527823.9602 | 85.71% | REP & DOC | Replacement | Standard Control | N/A | Zone Substation Equipment | Various | Y | 804.4751 | 799.5421 | 795.6598 | 792.6732 | 789.7089
ARA_02.1.0134A | DECOM 132/11KV DALLEY ST ZN | Major Project | Major Projects | Renewal | 567313.3677 | 1112253.1323 | 621863.0282 | 5249895.0446 | 4798258.2955 | 12349582.8683 | 1852877406.8286 | 86.28% | REP & DOC | Replacement | Standard Control | Yes | Zone Substation Equipment | SYDNEY | - | 330884.0977 | 639017.7895 | 580630.7654 | 4835829.5286 | 3889224.1466
ARA_03.1B.0034A | REA 33KV BUSBAR SYDNEY DOMESTIC ZN | Major Project | Major Projects | Renewal | 0 | 74729.2675 | 895485.6026 | 5006503.7759 | 516687.4554 | 6493406.1014 | 1859370812.9299 | 86.59% | REP & DOC | Replacement | Standard Control | Yes | Zone Substation Equipment | MASCOT | - | 0 | 42446.5141 | 500044.1976 | 3434079.6431 | 330134.0301
ARA_03.1B.0032A | REP 11KV SWG (GRP 1) BOTANY ZN | Major Project | Major Projects | Renewal | 0 | 19471.6765 | 623473.3529 | 2087834.9978 | 3198607.5839 | 5929387.611 | 1865300200.541 | 86.86% | REP & DOC | Replacement | Standard Control | No | Zone Substation Equipment | BOTANY | - | 0 | 11047.5022 | 347777.0046 | 1318817.9379 | 2323146.6785
ARA_04.1.0005 | REP 11KV SWG RIVERWOOD ZN | Major Project | Major Projects | Renewal | 0 | 0 | 0 | 74484.8862 | 1114680.778 | 1189165.6642 | 1866489366.2051 | 86.92% | REP & DOC | Replacement | Standard Control | Yes | Zone Substation Equipment | RIVERWOOD | - | 0 | 0 | 0 | 40361.1154 | 592473.3519
ARA_04.4.B.0022A | REP 132KV FDR 923/2 & 924/2 MPARK=BURWOOD | Major Project | Major Projects | Renewal | 0 | 0 | 0 | 0 | 212846.2366 | 212846.2366 | 1866702212.4417 | 86.93% | REP & DOC | Replacement | Standard Control | Yes | Sub-Transmission Mains | ROZELLE | - | 0 | 0 | 0 | 0 | 112693.7828
ARA_01.0007A | Conditional Projects | Major Project | Major Projects | Network Connection | 250944.1209 | 1943744.6288 | 8476150.5266 | 3165871.7567 | 287455.1537 | 14124166.1867 | 1880826378.6284 | 87.58% | AREA PLANS | Augmentation | Standard Control | N/A | Zone Substation Equipment | Various | - | 146515.4099 | 1266016.4737 | 6997606.0342 | 2619754.0337 | 240463.1009
ARA_01.0007A | Conditional Projects - Conn | Major Project | Major Projects | Network Connection | 506067.0144 | 1684206.7672 | 2643174.1573 | 2144363.5502 | 290345.245 | 7268156.7341 | 1888094535.3626 | 87.92% | AREA PLANS | Connections | Standard Control | N/A | Zone Substation Equipment | Various | - | 301320.2576 | 1166398.4745 | 1867712.3723 | 1494857.2043 | 176589.9997
ARA_04.4.A.0010 | REP 132KV SWG DRUMMOYNE ZN | Major Project | Major Projects | Renewal | 0 | 0 | 0 | 35311.9771 | 1053190.6097 | 1088502.5869 | 1889183037.9494 | 87.97% | REP & DOC | Replacement | Standard Control | Yes | Zone Substation Equipment | DRUMMOYNE | - | 0 | 0 | 0 | 19104.0832 | 558719.532
ARA_03.1C.0039A | REP 132KV FDR 265 BNRONG-MAROUBRA | Major Project | Major Projects | Renewal | 1621337.5224 | 13681594.4126 | 5445146.0145 | 17688.9563 | 0 | 20765766.9058 | 1909948804.8552 | 88.94% | REP & DOC | Replacement | Standard Control | Yes | Sub-Transmission Mains | MAROUBRA | - | 1170903.8932 | 13141946.852 | 5018836.8999 | 14456.8437 | 0
REP_01.02.43 | HV OCB Subs | Program | 1 - Planned | Renewal | 3032441.6432 | 3081184.6107 | 3031446.6462 | 3091581.8352 | 3268656.8497 | 15505311.585 | 1925454116.4401 | 89.66% | REP & DOC | Replacement | Standard Control | N/A | Distribution Substations | Various | - | 2331970.9858 | 2292491.9385 | 2228593.6292 | 2222331.8824 | 2287517.102
REP_02.03.10 | Voltage Regulation Equipment - ZN | Program | 1 - Planned | Renewal | 2344406.3971 | 2371847.4875 | 2405656.8661 | 2445312.0312 | 2485618.6661 | 12052841.448 | 1937506957.8881 | 90.22% | REP & DOC | Replacement | Standard Control | N/A | Zone Substation Equipment | Various | - | 1571894.5124 | 1555042.9531 | 1541780.8908 | 1531578.468 | 1521451.9502
REP_01.02.48 | Obsolete Subs - DC | Program | 3 - Reactive Asset | Renewal | 1937157.6206 | 1968015.1519 | 2002746.2589 | 2041073.6464 | 2080160.6356 | 10029153.3134 | 1947536111.2015 | 90.69% | REP & DOC | Replacement | Standard Control | N/A | Distribution Substations | Various | - | 1506037.4561 | 1496802.474 | 1489534.6061 | 1483943.48 | 1478393.9515
REP_03.02.42 | Transformer Replacement (utilising existing holdings) - TS | Program | 3 - Reactive Asset | Renewal | 1131050.2165 | 1149067.0352 | 1169345.5225 | 1191723.7739 | 1214545.5346 | 5855732.0827 | 1953391843.2843 | 90.96% | REP & DOC | Replacement | Standard Control | N/A | Zone Substation Equipment | Various | - | 879331.6441 | 873939.6057 | 869696.1082 | 866431.6117 | 863191.4028
ARA_05.2.0004 | REP 11KV SWG PYMBLE ZN | Major Project | Major Projects | Renewal | 0 | 0 | 78274.8421 | 1208954.5934 | 4129251.3885 | 5416480.824 | 1958808324.1082 | 91.22% | REP & DOC | Replacement | Standard Control | Yes | Zone Substation Equipment | PYMBLE | - | 0 | 0 | 43443.316 | 658039.8598 | 2540982.1131
REP_03.02.27 | Post VTs - TS | Program | 1 - Planned | Renewal | 1023884.8129 | 1039699.5772 | 1057645.7057 | 1077567.2922 | 1097876.9804 | 5296674.3685 | 1964104998.4767 | 91.46% | REP & DOC | Replacement | Standard Control | N/A | Zone Substation Equipment | Various | - | 783483.2816 | 778318.4874 | 774253.8296 | 771126.9135 | 768023.2612
REP_02.04.05 | Zone Substation Building Refurbishment/Replacement Works | Program | 2 - Conditional | Renewal | 1005959.4554 | 1021385.0683 | 1041595.5967 | 1064108.8524 | 1082544.3009 | 5215593.2738 | 1969320591.7505 | 91.71% | REP & DOC | Replacement | Standard Control | N/A | Zone Substation Equipment | Various | Y | 955115.0499 | 947065.2157 | 943246.5662 | 941087.4746 | 934834.0634
REP_01.02.45 | Statter_ALM_Godfrey HV Fuse Switches | Program | 1 - Planned | Renewal | 993393.489 | 939104.051 | 1027610.6192 | 1002266.5835 | 1031987.3062 | 4994362.0489 | 1974314953.7994 | 91.94% | REP & DOC | Replacement | Standard Control | N/A | Distribution Substations | Various | - | 830820.6191 | 769372.6756 | 823508.2627 | 783390.4693 | 788696.4407
REP_03.02.05 | System Spare Transformer - TS | Program | 3 - Reactive Asset | Renewal | 953615.2523 | 968805.659 | 985902.9322 | 1004770.5663 | 1024012.1337 | 4937106.5435 | 1979252060.3428 | 92.17% | REP & DOC | Replacement | Standard Control | N/A | Zone Substation Equipment | Various | - | 741385.3383 | 736839.1829 | 733261.3896 | 730509.0153 | 727777.1183
REP_02.02.06 | System Spare Transformers - ZN | Program | 3 - Reactive Asset | Renewal | 822908.1774 | 836016.5145 | 850770.3536 | 867051.8995 | 883656.1256 | 4260403.0706 | 1983512463.4135 | 92.37% | REP & DOC | Replacement | Standard Control | N/A | Zone Substation Equipment | Various | - | 639767.5268 | 635844.4892 | 632757.0853 | 630381.9646 | 628024.5145
REP_02.02.53 | Transformer Replacement (utilising existing holdings) - ZN | Program | 3 - Reactive Asset | Renewal | 800069.8839 | 812814.4232 | 827158.7967 | 842988.4783 | 859131.8847 | 4142163.4668 | 1987654626.8803 | 92.56% | REP & DOC | Replacement | Standard Control | N/A | Zone Substation Equipment | Various | - | 622011.9498 | 618197.7889 | 615196.0703 | 612886.8667 | 610594.8433
REP_02.04.10 | Zone Substation Reactive Replacement Programme - ZN | Program | 3 - Reactive Asset | Renewal | 749448.1207 | 761386.2918 | 774823.0729 | 789651.1841 | 804773.1702 | 3880081.8397 | 1991534708.72 | 92.74% | REP & DOC | Replacement | Standard Control | N/A | Zone Substation Equipment | Various | - | 582656.2243 | 579083.3917 | 576271.5968 | 574108.5003 | 571961.497
REP_02.04.05 | Zone Substation Building Refurbishment/Replacement Works | Program | 3 - Reactive Asset | Renewal | 743692.31 | 755538.7951 | 768872.3808 | 783586.6112 | 798592.4594 | 3850282.5566 | 1995384991.2766 | 92.92% | REP & DOC | Replacement | Standard Control | N/A | Zone Substation Equipment | Various | Y | 578181.3852 | 574635.9922 | 571845.792 | 569699.3082 | 567568.7941
REP_03.02.40 | REP Refurbish Air Core Reactors - TS | Program | 1 - Planned | Renewal | 847959.4326 | 864339.8813 | 882416.7891 | 901697.698 | 0 | 3496413.8009 | 1998881405.0775 | 93.08% | REP & DOC | Replacement | Standard Control | N/A | Zone Substation Equipment | Various | - | 766385.6402 | 763457.4545 | 761612.9505 | 760336.2891 | 0
REP_02.02.41 | Post VTs - ZN | Program | 1 - Planned | Renewal | 639919.2029 | 649803.3566 | 661019.5841 | 673470.4464 | 686163.8707 | 3310376.4606 | 2002191781.5381 | 93.24% | REP & DOC | Replacement | Standard Control | N/A | Zone Substation Equipment | Various | - | 489671.8915 | 486443.9749 | 483903.6266 | 481949.3523 | 480009.6176
REP_02.02.46 | SCADA Schemes - ZN | Program | 1 - Planned | Renewal | 609068.2301 | 618301.5413 | 628833.5306 | 640567.0807 | 652524.704 | 3149295.0867 | 2005341076.6248 | 93.38% | REP & DOC | Replacement | Standard Control | N/A | Zone Substation Equipment | Various | - | 461738.5574 | 458565.0107 | 456068.626 | 454148.5362 | 452240.8126
REP_03.02.34 | SCADA Schemes - TS | Program | 1 - Planned | Renewal | 609068.2159 | 618301.527 | 628833.5162 | 640567.066 | 652524.6891 | 3149295.0142 | 2008490371.6389 | 93.53% | REP & DOC | Replacement | Standard Control | N/A | Zone Substation Equipment | Various | - | 461738.5574 | 458565.0107 | 456068.626 | 454148.5362 | 452240.8126
REP_01.02.47 | Reyrolle JKSS RMIs C_EB | Program | 1 - Planned | Renewal | 994751.4027 | 1014303.9902 | 0 | 0 | 0 | 2009055.3929 | 2010499427.0319 | 93.62% | REP & DOC | Replacement | Standard Control | N/A | Distribution Substations | Various | - | 836309.4587 | 834169.5788 | 0 | 0 | 0
REP_01.02.43 | HV OCB Subs | Program | 3 - Reactive Asset | Renewal | 206726.9778 | 210019.9903 | 213726.3777 | 217816.5482 | 221987.7809 | 1070277.6749 | 2011569704.7068 | 93.67% | REP & DOC | Replacement | Standard Control | N/A | Distribution Substations | Various | - | 160719.2759 | 159733.7495 | 158958.1469 | 158361.4807 | 157769.2536
DOC_11.05.04 | DOC Under Frequency Load Shedding | Program | 3 - Reactive Asset | Compliance | 195576.7967 | 198692.1947 | 202198.6717 | 206068.2317 | 210014.4817 | 1012550.3765 | 2012582255.0833 | 93.72% | REP & DOC | Replacement | Standard Control | N/A | Zone Substation Equipment | Various | - | 152050.6038 | 151118.2335 | 150384.4644 | 149819.9803 | 149259.696
REP_01.03.16 | Muswellbrook Kiosks | Program | 1 - Planned | Renewal | 177743.4706 | 180446.4463 | 183526.6185 | 186956.1218 | 190451.8512 | 919124.5084 | 2013501379.5917 | 93.76% | REP & DOC | Replacement | Standard Control | N/A | Distribution Substations | Muswellbrook | - | 134936.3345 | 134015.4317 | 133290.6875 | 132733.1462 | 132179.753
REP_02.03.12 | Post CTs - ZN | Program | 2 - Conditional | Renewal | 171983.6963 | 174749.0298 | 177916.7447 | 181407.9723 | 184862.5135 | 890919.9567 | 2014392299.5484 | 93.8% | REP & DOC | Replacement | Standard Control | N/A | Zone Substation Equipment | Various | - | 138787.2409 | 137913.6259 | 137285.2935 | 136820.2359 | 136261.9486
REP_02.02.46 | SCADA Schemes - ZN | Program | 3 - Reactive Asset | Renewal | 144797.9999 | 147104.528 | 149700.597 | 152565.4794 | 155487.1404 | 749655.7447 | 2015141955.293 | 93.84% | REP & DOC | Replacement | Standard Control | N/A | Zone Substation Equipment | Various | - | 112572.7742 | 111882.4808 | 111339.2247 | 110921.301 | 110506.4867
REP_03.02.27 | Post VTs - TS | Program | 2 - Conditional | Renewal | 127985.6016 | 129962.4472 | 132205.7132 | 134695.9115 | 137234.6225 | 662084.2961 | 2015804039.5891 | 93.87% | REP & DOC | Replacement | Standard Control | N/A | Zone Substation Equipment | Various | - | 97935.4102 | 97289.8109 | 96781.7287 | 96390.8642 | 96002.9077
REP_02.02.41 | Post VTs - ZN | Program | 2 - Conditional | Renewal | 127983.8406 | 129960.6713 | 132203.9168 | 134694.0893 | 137232.7741 | 662075.2921 | 2016466114.8812 | 93.9% | REP & DOC | Replacement | Standard Control | N/A | Zone Substation Equipment | Various | - | 97934.3783 | 97288.795 | 96780.7253 | 96389.8705 | 96001.9235
REP_02.02.41 | Post VTs - ZN | Program | 3 - Reactive Asset | Renewal | 85790.9181 | 87157.5059 | 88695.6427 | 90393.0481 | 92124.0939 | 444161.2087 | 2016910276.09 | 93.92% | REP & DOC | Replacement | Standard Control | N/A | Zone Substation Equipment | Various | - | 66697.8957 | 66288.9059 | 65967.0337 | 65719.4195 | 65473.6474
REP_03.02.27 | Post VTs - TS | Program | 3 - Reactive Asset | Renewal | 80600.7846 | 81884.6973 | 83329.7808 | 84924.4975 | 86550.8194 | 417290.5797 | 2017327566.6696 | 93.94% | REP & DOC | Replacement | Standard Control | N/A | Zone Substation Equipment | Various | - | 62662.8414 | 62278.5946 | 61976.1949 | 61743.5607 | 61512.6572
REP_01.02.47 | Reyrolle JKSS RMIs C_EB | Program | 3 - Reactive Asset | Renewal | 76765.8096 | 77988.6338 | 79364.9603 | 80883.8005 | 82432.7422 | 397435.9465 | 2017725002.6161 | 93.96% | REP & DOC | Replacement | Standard Control | N/A | Distribution Substations | Various | - | 59681.348 | 59315.3835 | 59027.3719 | 58805.8063 | 58585.8892
REP_02.03.10 | Voltage Regulation Equipment - ZN | Program | 3 - Reactive Asset | Renewal | 59865.9703 | 60819.5923 | 61892.9234 | 63077.394 | 64285.3393 | 309941.2194 | 2018034943.8354 | 93.97% | REP & DOC | Replacement | Standard Control | N/A | Zone Substation Equipment | Various | - | 46542.6224 | 46257.2243 | 46032.6179 | 45859.8296 | 45688.3268
REP_05.02.14 | System Spares - TM (OH & UG) | Program | 3 - Reactive Asset | Renewal | 54161.4664 | 55024.2196 | 55995.2751 | 57066.88 | 58159.7227 | 280407.5638 | 2018315351.3992 | 93.99% | REP & DOC | Replacement | Standard Control | N/A | Sub-Transmission Mains | Various | - | 42107.6697 | 41849.4665 | 41646.2624 | 41489.9387 | 41334.7781
ARA_03.1C.0040A | REP 132KV FDR 90R, 9SB/2 CAMP/SHILL-DBAY | Major Project | Major Projects | Renewal | 0 | 0 | 0 | 0 | 266057.7957 | 266057.7957 | 2018581409.1949 | 94% | REP & DOC | Replacement | Standard Control | No | Sub-Transmission Mains | DOUBLE BAY | - | 0 | 0 | 0 | 0 | 140867.2285
ARA_03.1C.0038A | REP 132KV FDR 264 BFLD-KINGSFORD | Major Project | Major Projects | Renewal | 0 | 0 | 0 | 0 | 266057.7957 | 266057.7957 | 2018847466.9906 | 94.01% | REP & DOC | Replacement | Standard Control | Yes | Sub-Transmission Mains | KINGSFORD | - | 0 | 0 | 0 | 0 | 140867.2285
ARA_03.1C.0041A | REP 132KV FDR 270 KINGSFORD-MAROUBRA | Major Project | Major Projects | Renewal | 0 | 0 | 0 | 0 | 266057.7957 | 266057.7957 | 2019113524.7863 | 94.02% | REP & DOC | Replacement | Standard Control | Yes | Sub-Transmission Mains | KINGSFORD | - | 0 | 0 | 0 | 0 | 140867.2285
DOC_11.03.07 | Substations with Exposed 11kV | Program | 3 - Reactive Asset | Compliance | 45324.8713 | 46046.8639 | 46859.489 | 47756.2585 | 48670.8008 | 234658.2836 | 2019348183.0699 | 94.04% | REP & DOC | Replacement | Standard Control | N/A | Distribution Substations | Various | - | 35237.6856 | 35021.609 | 34851.5581 | 34720.7391 | 34590.8933
REP_03.04.04 | System Spares Equipment - TS | Program | 3 - Reactive Asset | Renewal | 43716.5407 | 44412.9137 | 45196.7032 | 46061.6512 | 46943.7415 | 226331.5503 | 2019574514.6202 | 94.05% | REP & DOC | Replacement | Standard Control | N/A | Zone Substation Equipment | Various | - | 33987.2922 | 33778.883 | 33614.8663 | 33488.6893 | 33363.4511
REP_01.02.45 | Statter_ALM_Godfrey HV Fuse Switches | Program | 3 - Reactive Asset | Renewal | 39645.0026 | 40276.5191 | 40987.3105 | 41771.7017 | 42571.6387 | 205252.1726 | 2019779766.7928 | 94.06% | REP & DOC | Replacement | Standard Control | N/A | Distribution Substations | Various | - | 30821.8921 | 30632.8932 | 30484.1523 | 30369.7268 | 30256.1527
REP_01.04.13 | System Spares Equipment - DC Subs | Program | 3 - Reactive Asset | Renewal | 32687.1032 | 33207.7852 | 33793.829 | 34440.5555 | 35100.0993 | 169229.3723 | 2019948996.165 | 94.06% | REP & DOC | Replacement | Standard Control | N/A | Distribution Substations | Various | - | 25412.4894 | 25256.6606 | 25134.0244 | 25039.6812 | 24946.0398
REP_03.03.06 | High Priority Relays - TS | Program | 3 - Reactive Asset | Renewal | 4650.1872 | 4724.2614 | 4807.6341 | 4899.6399 | 4993.469 | 24075.1916 | 2019973071.3566 | 94.06% | REP & DOC | Replacement | Standard Control | N/A | Zone Substation Equipment | Various | - | 3615.2753 | 3593.1066 | 3575.6599 | 3562.2383 | 3548.9166
ARA_04.4.A.0005 | UPG 132/33KV ROZELLE STS | Major Project | Major Projects | Capacity | 3913251.5118 | 12935785.3657 | 3587430.8007 | 0 | 0 | 20436467.6781 | 2040409539.0347 | 95.02% | AREA PLANS | Augmentation | Standard Control | Yes | Zone Substation Equipment | ROZELLE | - | 3072836.7878 | 9917200.9093 | 2685186.3014 | 0 | 0
ARA_04.4.B.0002 | REP 11KV SWG CONCORD ZN | Major Project | Major Projects | Renewal | 929523.0714 | 2568745.1119 | 13944240.713 | 2200577.1602 | 13983.775 | 19657069.8315 | 2060066608.8663 | 95.93% | REP & DOC | Replacement | Standard Control | Yes | Zone Substation Equipment | CONCORD | - | 543224.5912 | 1515974.7279 | 9811141.6466 | 1611998.3074 | 9780.538
ARA_04.2.0030 | REP 11KV SWG MIRANDA ZN | Major Project | Major Projects | Renewal | 1519149.9631 | 6729177.7252 | 4050639.1659 | 770789.9632 | 0 | 13069756.8173 | 2073136365.6836 | 96.54% | REP & DOC | Replacement | Standard Control | Yes | Zone Substation Equipment | MIRANDA | - | 890338.7143 | 4792808.8107 | 3077558.2101 | 631218.7252 | 0
ARA_07.6.0014 | REP 11KV SWG TARRO ZN | Major Project | Major Projects | Renewal | 0 | 0 | 592041.7309 | 1297751.818 | 4219531.9711 | 6109325.52 | 2079245691.2035 | 96.82% | REP & DOC | Replacement | Standard Control | Yes | Zone Substation Equipment | TARRO | - | 0 | 0 | 328604.2696 | 711180.9022 | 3091537.865
ARA_04.4.C.0034A | REP 11KV SWG (GRP 1) LIDCOMBE ZN | Major Project | Major Projects | Renewal | 0 | 0 | 0 | 0 | 266057.7849 | 266057.7849 | 2079511748.9885 | 96.84% | REP & DOC | Replacement | Standard Control | Yes | Zone Substation Equipment | LIDCOMBE | - | 0 | 0 | 0 | 0 | 140867.2285
ARA_04.5.0016M | NEW 33KV CABLE EGRESS PYRMONT STS | Major Project | Major Projects | Network Connection | 235831.0761 | 0 | 0 | 0 | 0 | 235831.0761 | 2079747580.0646 | 96.85% | AREA PLANS | Connections | Standard Control | No | Sub-Transmission Mains | PYRMONT | - | 232938.4354 | 0 | 0 | 0 | 0
ARA_04.3B.0008 | REP 11KV SWG MILPERRA ZN | Major Project | Major Projects | Renewal | 0 | 0 | 0 | 0 | 186240.4494 | 186240.4494 | 2079933820.514 | 96.86% | REP & DOC | Replacement | Standard Control | Yes | Zone Substation Equipment | MILPERRA | - | 0 | 0 | 0 | 0 | 98607.06
ARA_07.8.0013 | REP 11KV SWG STOCKTON ZN | Major Project | Major Projects | Renewal | 4087685.6375 | 657597.6101 | 90479.115 | 0 | 0 | 4835762.3625 | 2084769582.8765 | 97.08% | REP & DOC | Replacement | Standard Control | No | Zone Substation Equipment | STOCKTON | - | 3198340.9712 | 542819.6707 | 62850.5478 | 0 | 0
ARA_03.1C.0030 | DECOM 132KV FDRS 260/1 & 261/1 | Major Project | Major Projects | Renewal | 0 | 0 | 0 | 9604.8025 | 80014.7701 | 89619.5726 | 2084859202.4491 | 97.09% | REP & DOC | Replacement | Standard Control | Yes | Sub-Transmission Mains | BEACONSFIELD | - | 0 | 0 | 0 | 5200.2941 | 42712.473
REP_01.02.60 | REP Modems - DC | Program | 1 - Planned | Renewal | 757809.3042 | 772240.7644 | 787787.1099 | 804384.4062 | 821342.6799 | 3943564.2646 | 2088802766.7137 | 97.27% | REP & DOC | Replacement | Standard Control | N/A | Distribution Substations | Various | - | 648913.8089 | 646653.533 | 644874.7114 | 643506.2748 | 642148.0193
REP_02.02.48 | PINC/MPLS Edge - ZN | Program | 1 - Planned | Renewal | 641674.3509 | 1052902.7258 | 964229.1791 | 0 | 0 | 2658806.2558 | 2091461572.9695 | 97.39% | REP & DOC | Replacement | Standard Control | N/A | Zone Substation Equipment | Various | - | 422397.9017 | 677146.8639 | 605922.2572 | 0 | 0
REP_04.02.48 | REP Modems - DM | Program | 1 - Planned | Renewal | 483842.7586 | 491748.9862 | 500588.9566 | 510297.165 | 516104.4124 | 2502582.2788 | 2093964155.2483 | 97.51% | REP & DOC | Replacement | Standard Control | N/A | HV Distribution Mains | Various | - | 381199.7269 | 379007.1211 | 377281.5553 | 375954.0881 | 371686.6035
ARA_02.1.0017 | DECOM 132KV FDR 929/2, 92L/1, 928/1 & 92M/2 | Major Project | Major Projects | Renewal | 0 | 0 | 0 | 369382.7389 | 1350307.023 | 1719689.7619 | 2095683845.0101 | 97.59% | REP & DOC | Replacement | Standard Control | No | Sub-Transmission Mains | LANE COVE | - | 0 | 0 | 0 | 224817.8457 | 1112231.2757
REP_02.02.48 | PINC/MPLS Edge - ZN | Program | 3 - Reactive Asset | Renewal | 108554.7917 | 110283.9917 | 112230.2599 | 114378.0571 | 116568.4209 | 562015.5213 | 2096245860.5314 | 97.62% | REP & DOC | Replacement | Standard Control | N/A | Zone Substation Equipment | Various | - | 84395.6019 | 83878.0904 | 83470.8123 | 83157.4958 | 82846.5104
REP_03.02.36 | PINC/MPLS Core - TS | Program | 3 - Reactive Asset | Renewal | 74302.7936 | 75486.3838 | 76818.5512 | 78288.6598 | 79787.9041 | 384684.2926 | 2096630544.824 | 97.63% | REP & DOC | Replacement | Standard Control | N/A | Zone Substation Equipment | Various | - | 57766.487 | 57412.2644 | 57133.4936 | 56919.037 | 56706.1759
ARA_04.3A.0035A | REP 11KV SWG LEIGHTONFIELD ZN | Major Project | Major Projects | Renewal | 0 | 0 | 0 | 59587.909 | 899435.3096 | 959023.2186 | 2097589568.0426 | 97.68% | REP & DOC | Replacement | Standard Control | Yes | Zone Substation Equipment | LEIGHTONFIELD | - | 0 | 0 | 0 | 32288.8923 | 478041.3819
ARA_03.1C.0007 | REP 33KV FDR 383, 384 & 385 SURRY HILLS | Major Project | Major Projects | Renewal | 0 | 38642.1385 | 542115.1376 | 1182451.6483 | 3569035.2306 | 5332244.155 | 2102921812.1975 | 97.93% | REP & DOC | Replacement | Standard Control | Yes | Sub-Transmission Mains | SURRY HILLS | - | 0 | 21966.8707 | 302409.5261 | 1014202.1491 | 3154784.3199
ARA_03.1A.0018 | REP 33KV FDR 380, 381 & 382 SHILLS-PAD | Major Project | Major Projects | Renewal | 0 | 0 | 295749.1649 | 680653.4383 | 3358028.3933 | 4334430.9965 | 2107256243.1941 | 98.13% | REP & DOC | Replacement | Standard Control | Yes | Sub-Transmission Mains | PADDINGTON | - | 0 | 0 | 164422.7655 | 428039.2691 | 3131837.9054
ARA_03.1A.0020 | REP 33KV FDR 377 & 378 SHILLS-GRAVING | Major Project | Major Projects | Network Connection | 887448.9285 | 2991700.6443 | 15607.5193 | 0 | 0 | 3894757.0921 | 2111151000.2862 | 98.31% | AREA PLANS | Connections | Standard Control | No | Sub-Transmission Mains | SURRY HILLS | - | 678609.0856 | 2440516.2217 | 8819.4779 | 0 | 0
ARA_03.1B.0023 | REP 33KV FDR 313, 318, 324, 340 BNRG-MAT | Major Project | Major Projects | Renewal | 0 | 0 | 0 | 360181.9493 | 832701.8337 | 1192883.783 | 2112343884.0692 | 98.37% | REP & DOC | Replacement | Standard Control | Yes | Sub-Transmission Mains | MATRAVILLE | - | 0 | 0 | 0 | 195503.2486 | 515647.7059
DOC_11.03.48 | Reactive OH&S Projects - DC | Program | 3 - Reactive Asset | Compliance | 281902.3439 | 286392.846 | 291447.0451 | 297024.5883 | 302712.6715 | 1459479.4947 | 2113803363.5638 | 98.43% | REP & DOC | Replacement | Standard Control | N/A | Distribution Substations | Various | - | 219164.1406 | 217820.2318 | 216762.5848 | 215948.9434 | 215141.3554
DOC_11.03.47 | Reactive OH&S Projects - DM | Program | 3 - Reactive Asset | Compliance | 153535.2468 | 155980.9532 | 158733.6715 | 161771.4238 | 164869.3806 | 794890.6759 | 2114598254.2397 | 98.47% | REP & DOC | Replacement | Standard Control | N/A | HV Distribution Mains | Various | - | 119365.5283 | 118633.582 | 118057.5453 | 117614.4038 | 117174.5592
DOC_11.04.03-2 | Noisy Tx Replacement - DC | Program | 3 - Reactive Asset | Compliance | 96872.6302 | 98415.7417 | 100152.5615 | 102069.2227 | 104023.8698 | 501534.0259 | 2115099788.2656 | 98.49% | REP & DOC | Replacement | Standard Control | N/A | Distribution Substations | Various | - | 75313.3396 | 74851.5202 | 74488.0715 | 74208.4726 | 73930.9539
REP_03.02.32 | Pit Lids - TS | Program | 3 - Reactive Asset | Renewal | 95779.0201 | 97304.7111 | 99021.9236 | 100916.9473 | 102849.528 | 495872.1302 | 2115595660.3958 | 98.52% | REP & DOC | Replacement | Standard Control | N/A | Zone Substation Equipment | Various | Y | 74463.1145 | 74006.5086 | 73647.1629 | 73370.7205 | 73096.3347
DOC_11.04.05 | Reactive Environmental Projects - DC | Program | 3 - Reactive Asset | Compliance | 70489.0171 | 71611.8566 | 72875.6471 | 74270.2987 | 75692.5905 | 364939.41 | 2115960599.8058 | 98.53% | REP & DOC | Replacement | Standard Control | N/A | Distribution Substations | Various | - | 54801.4766 | 54465.4354 | 54200.9732 | 53997.5241 | 53795.5886
DOC_11.03.36 | Reactive OH&S Projects - ZN | Program | 3 - Reactive Asset | Compliance | 58225.796 | 59153.2912 | 60197.2158 | 61349.235 | 62524.0857 | 301449.6238 | 2116262049.4295 | 98.55% | REP & DOC | Replacement | Standard Control | N/A | Zone Substation Equipment | Various | - | 45267.4739 | 44989.895 | 44771.4422 | 44603.3879 | 44436.5839
DOC_11.03.37 | Reactive OH&S Projects - TS | Program | 3 - Reactive Asset | Compliance | 16815.5366 | 17083.396 | 17384.8801 | 17717.5818 | 18056.8772 | 87058.2718 | 2116349107.7013 | 98.55% | REP & DOC | Replacement | Standard Control | N/A | Zone Substation Equipment | Various | - | 13073.1889 | 12993.0244 | 12929.9356 | 12881.4017 | 12833.2289
DOC_11.03.28 | Fire Mitigation - DC | Program | 3 - Reactive Asset | Compliance | 504152.3215 | 512183.1064 | 521222.0035 | 531196.8456 | 541369.3769 | 2610123.6539 | 2118959231.3553 | 98.67% | REP & DOC | Replacement | Standard Control | N/A | Zone Substation Equipment | Various | Y | 391951.7312 | 389548.2936 | 387656.8045 | 386201.6936 | 384757.4087
REP_05.02.02-3 | Refurbish Access Tracks - 132kV Lines | Program | 3 - Reactive Asset | Renewal | 258461.9892 | 262579.1033 | 267213.0426 | 272326.8097 | 277541.9253 | 1338122.8701 | 2120297354.2254 | 98.74% | REP & DOC | Replacement | Standard Control | N/A | Sub-Transmission Mains | Various | Y | 200940.5116 | 199708.3497 | 198738.6466 | 197992.66 | 197252.2235
DOC_11.03.69 | Siemens 8DN8 Circuitry Modification - ZN | Program | 1 - Planned | Compliance | 300396.5349 | 186428.7472 | 0 | 454394.5601 | 121301.4074 | 1062521.2496 | 2121359875.475 | 98.79% | REP & DOC | Replacement | Standard Control | N/A | Zone Substation Equipment | Various | - | 176954.7033 | 107225.8108 | 0 | 249140.6194 | 64936.3344
REP_04.03.02 | Re-Establishment of 11kV Overhead Feeder Access Tracks (km) | Program | 3 - Reactive Asset | Renewal | 155998.1444 | 158483.083 | 161279.9582 | 164366.4398 | 167514.0917 | 807641.7171 | 2122167517.1921 | 98.82% | REP & DOC | Replacement | Standard Control | N/A | HV Distribution Mains | Various | Y | 121280.2956 | 120536.6081 | 119951.331 | 119501.081 | 119054.1808
DOC_11.03.70 | Siemens 8DN8 Circuitry Modification - TS | Program | 3 - Reactive Asset | Compliance | 121735.2543 | 123674.4097 | 125856.9891 | 128265.5667 | 130721.8793 | 630254.0991 | 2122797771.2912 | 98.85% | REP & DOC | Replacement | Standard Control | N/A | Zone Substation Equipment | Various | - | 94642.7154 | 94062.3688 | 93605.64 | 93254.2814 | 92905.5368
DOC_11.03.70 | Siemens 8DN8 Circuitry Modification - TS | Program | 1 - Planned | Compliance | 0 | 139821.5604 | 282901.6396 | 0 | 0 | 422723.2001 | 2123220494.4913 | 98.87% | REP & DOC | Replacement | Standard Control | N/A | Zone Substation Equipment | Various | - | 0 | 80419.3581 | 158868.017 | 0 | 0
REP_05.02.02-1 | Refurbish Access Tracks - 33kV Lines | Program | 3 - Reactive Asset | Renewal | 63072.7568 | 64077.4606 | 65208.2859 | 66456.204 | 67728.8543 | 326543.5616 | 2123547038.0529 | 98.89% | REP & DOC | Replacement | Standard Control | N/A | Sub-Transmission Mains | Various | Y | 49035.7302 | 48735.0445 | 48498.4068 | 48316.3629 | 48135.6734
DOC_11.03.69 | Siemens 8DN8 Circuitry Modification - ZN | Program | 3 - Reactive Asset | Compliance | 35604.9359 | 36172.097 | 36810.4543 | 37514.9113 | 38233.3297 | 184335.7282 | 2123731373.781 | 98.9% | REP & DOC | Replacement | Standard Control | N/A | Zone Substation Equipment | Various | - | 27680.9509 | 27511.212 | 27377.6287 | 27274.8638 | 27172.8636
REP_04.04.09 | System Spares - DM (No.) | Program | 3 - Reactive Asset | Renewal | 18156.739 | 18445.9628 | 18771.4932 | 19130.731 | 19497.0886 | 94002.0145 | 2123825375.7955 | 98.9% | REP & DOC | Replacement | Standard Control | N/A | HV Distribution Mains | Various | - | 14115.9036 | 14029.3452 | 13961.2244 | 13908.8194 | 13856.8044
REP_05.02.02-2 | Refurbish Access Tracks - 66kV Lines (km) | Program | 3 - Reactive Asset | Renewal | 2602.8226 | 2644.2838 | 2690.9496 | 2742.4474 | 2794.9659 | 13475.4692 | 2123838851.2648 | 98.9% | REP & DOC | Replacement | Standard Control | N/A | Sub-Transmission Mains | Various | Y | 2023.5579 | 2011.1495 | 2001.3842 | 1993.8718 | 1986.4153
ARA_05.5.0047A | REP 11KV SWG BELROSE ZN | Major Project | Major Projects | Renewal | 501014.3897 | 3137682.1066 | 4370930.5662 | 412636.2077 | 0 | 8422263.2701 | 2132261114.5349 | 99.29% | REP & DOC | Replacement | Standard Control | Yes | Zone Substation Equipment | BELROSE | - | 292524.4141 | 2048587.7636 | 3311604.6087 | 334832.3073 | 0
DOC_11.05.05 | Electronic Security - TS | Program | 1 - Planned | Compliance | 1684757.551 | 1705277.8995 | 1734676.0757 | 1768727.3296 | 1795867.9929 | 8689306.8487 | 2140950421.3835 | 99.7% | REP & DOC | Replacement | Standard Control | N/A | Zone Substation Equipment | Various | Y | 1462411.5137 | 1445925.5297 | 1437130.4578 | 1431657.4712 | 1419398.9127
DOC_11.05.01 | Electronic Security - ZN | Program | 1 - Planned | Compliance | 1023797.8144 | 1036306.4968 | 1054230.5777 | 1074979.8948 | 1091485.6441 | 5280800.4277 | 2146231221.8113 | 99.94% | REP & DOC | Replacement | Standard Control | N/A | Zone Substation Equipment | Various | Y | 891572.748 | 881547.2396 | 876222.422 | 872919.7036 | 865451.6716
DOC_11.05.01 | Electronic Security - ZN | Program | 3 - Reactive Asset | Compliance | 2540.2654 | 2580.73 | 2626.2741 | 2676.5342 | 2727.7904 | 13151.5942 | 2146244373.4054 | 99.94% | REP & DOC | Replacement | Standard Control | N/A | Zone Substation Equipment | Various | Y | 1974.9207 | 1962.8105 | 1953.2799 | 1945.948 | 1938.6707
ARA_08.2.0043 | UPR 132kV FDR 95H PROTECTN MUSWELLBROOK STS | Major Project | Major Projects | Compliance | 7198.8301 | 0 | 0 | 0 | 0 | 7198.8301 | 2146251572.2355 | 99.94% | REP & DOC | Replacement | Standard Control | No | Sub-Transmission Mains | MUSWELLBROOK | - | 4267.58 | 0 | 0 | 0 | 0
ARA_03.1B.0030A | NEW 11KV UFLS EASTERN SUBURBS | Major Project | Major Projects | Compliance | 406406.0377 | 52832.4941 | 0 | 0 | 0 | 459238.5318 | 2146710810.7673 | 99.97% | REP & DOC | Replacement | Standard Control | No | Zone Substation Equipment | VARIOUS | - | 274688.6479 | 35583.7452 | 0 | 0 | 0
ARA_04.4.A.0023M | NEW 33KV SUPPLY TO WESTCONNEX STG 3B | Major Project | Major Projects | Network Connection | 0 | 87222.0121 | 640086.3496 | 0 | 0 | 727308.3618 | 2147438119.1291 | 100% | AREA PLANS | Connections | Standard Control | No | Sub-Transmission Mains | ALEXANDRIA | - | 0 | 49740.3745 | 480114.8611 | 0 | 0
SUPP_44.01.03 | Planning, Forecasting and Compliance | Program | Support | Overheads | 16388652.3863 | 16526394.599 | 16717831.3857 | 16958289.423 | 17201838.947 | 83793006.741 |  |  | OTHERS | Network Overhead | Standard Control | N/A | Other | Various | - | 9618945.9388 | 9470151.6536 | 9353051.5654 | 9262967.1889 | 9173553.0318
SUPP_44.01.03 | Planning, Forecasting and Compliance |  | Support | Overheads | 5888078.0517 | 5937565.7631 | 6006344.7399 | 6092735.961 | 6180237.8845 | 30104962.4002 |  |  | OTHERS | Network Overhead | Standard Control | N/A | Other | Various | - | 3455873.1937 | 3402414.7187 | 3360343.2632 | 3327977.9517 | 3295853.435
SUPP_44.01.03 | Planning, Forecasting and Compliance |  | Support | Overheads | 195578.6929 | 197222.4792 | 199507.0451 | 202376.6202 | 205283.0884 | 999967.9259 |  |  | OTHERS | Network Overhead | Standard Control | N/A | Other | Various | - | 114790.4556 | 113014.7762 | 111617.3287 | 110542.2809 | 109475.2313
SUPP_44.01.013 | Switching and Control - Rep | Program | Support | Overheads | 13101653.9767 | 13211769.8524 | 13364811.0225 | 13557041.4711 | 13751743.3608 | 66987019.6835 |  |  | OTHERS | Replacement | Standard Control | N/A | Other | Various | - | 7689717.1494 | 7570765.8658 | 7477152.0164 | 7405135.4588 | 7333654.6976
SUPP_44.01.04 | GIS Data capture - Rep | Program | Support | Overheads | 10028232.4148 | 10118904.2348 | 10243202.4302 | 10397445.1226 | 10553041.0248 | 51340825.2272 |  |  | OTHERS | Replacement | Standard Control | N/A | Other | Various | - | 6042857.4522 | 5955542.9794 | 5888573.6823 | 5838213.0157 | 5787487.708
SUPP_44.01.013 | Switching and Control | Program | Support | Overheads | 1938722.1216 | 1955016.5593 | 1977662.8834 | 2006108.2555 | 2034919.3401 | 9912429.16 |  |  | OTHERS | Augmentation | Standard Control | N/A | Other | Various | - | 1137888.7561 | 1120286.8957 | 1106434.3515 | 1095777.6746 | 1085200.2823
SUPP_44.01.04 | GIS Data capture | Program | Support | Overheads | 1119630.5072 | 1129605.1222 | 1143347.3452 | 1160429.9714 | 1177595.5269 | 5730608.4728 |  |  | OTHERS | Augmentation | Standard Control | N/A | Other | Various | - | 674841.4615 | 664946.919 | 657343.7435 | 651598.7139 | 645757.6654
SUPP_44.01.013 | Switching and Control - Conn | Program | Support | Overheads | 591895.853 | 596870.5783 | 603784.5476 | 612468.9783 | 621265.0617 | 3026285.0189 |  |  | OTHERS | Connections | Standard Control | N/A | Other | Various | - | 347399.7786 | 342025.8944 | 337796.6842 | 334543.1788 | 331313.8792
SUPP_44.01.04 | GIS Data capture - Conn | Program | Support | Overheads | 337003.9431 | 340095.8092 | 344313.7019 | 349538.7491 | 354829.8016 | 1725782.0048 |  |  | OTHERS | Connections | Standard Control | N/A | Other | Various | - | 203022.3045 | 200132.0575 | 197919.5344 | 196263.9999 | 194612.8718
NS_01.02 | Property | NA | Non-Network |  | 18717989.7342 | 30713582.9853 | 44119536.0829 | 46017633.3816 | 22069588.9036 | 161638331.0875 |  |  | OTHERS | Property | Standard Control | N/A | Other | Various | - | 18495094.0668 | 29629369.4751 | 41554439.2667 | 42316084.8014 | 19813903.3786
NS_01.03.01 | Fleet | NA | Non-Network |  | 15884725.7587 | 15398189.299 | 18446033.1826 | 21004573.007 | 21627804.1564 | 92361325.4037 |  |  | OTHERS | Fleet | Standard Control | N/A | Other | Various | - | 15695568.8781 | 14854621.169 | 17373586.2534 | 19315015.2945 | 19417272.5064
NS_01.03.02 | Plant | NA | Non-Network |  | 4565702.6878 | 4693358.6675 | 4824521.262 | 4959283.532 | 5097745.9036 | 24140612.0528 |  |  | OTHERS | Plant | Standard Control | N/A | Other | Various | - | 4511333.85 | 4527679.4343 | 4544025.0187 | 4560370.603 | 4576716.1873
NS_01.01.01 | ICT (Non-Network) | NA | Non-Network |  | 57101921.5258 | 39931405.5157 | 23721910.7968 | 21915590.6406 | 26660791.6405 | 169331620.1194 |  |  | OTHERS | ICT (Non-Network) | Standard Control | N/A | Other | Various | - | 50252942.2089 | 34377766.4747 | 19982378.1235 | 18063117.8818 | 21497333.7305
SUPP_NET | Network Overheads | NA | Support | Overheads | 0 | 0 | 0 | 0 | 0 | 0 | 0 |  | OTHERS | Network Overhead | Standard Control | N/A | Other | Various | - | 111999091.7099 | 103684182.4346 | 97676369.5182 | 90872181.4792 | 93956133.4022
SUPP_CORP | Corporate Overheads | NA | Support | Overheads | 0 | 0 | 0 | 0 | 0 | 0 | 0 |  | OTHERS | Network Overhead | Standard Control | N/A | Other | Various | - | 8620575.0069 | 6346591.1895 | 4513853.0123 | 4183963.9287 | 4323561.5262
[5 empty] | 638215040.8277 | 580848410.1472 | 562032992.0734 | 536294155.0498 | 531140296.3289 | [10 empty] | 630610547.2019 | 560241906.1656 | 529323887.5049 | 493104734.2898 | 476657711.0676
[9 empty] | 2848530894.4269 | [13 empty] | 2689938786.2298

## Pivot
| Data | [5 empty] | Master List | Table 3
AER Category of Capex | Sum of Direct ($real, FY19) 2019/20 | Sum of Direct ($real, FY19) 2020/21 | Sum of Direct ($real, FY19) 2021/22 | Sum of Direct ($real, FY19) 2022/23 | Sum of Direct ($real, FY19) 2023/24 | 182273704.1568 | 182.2737 | 182
Augmentation | 33091947.5053 | 49247948.3945 | 54049767.9048 | 19772786.3717 | 26111253.9804 | 182273704.1568 | 182.2737 | 33
Connections | 10225502.5493 | 7344519.9861 | 6046345.168 | 5229997.966 | 3940967.6795 | 32787333.3489 | 32.7873 | 87
Fleet | 15695568.8781 | 14854621.169 | 17373586.2534 | 19315015.2945 | 19417272.5064 | 86656064.1014 | 86.6561 | 221
ICT (Non-Network) | 68587805.3045 | 50404701.6143 | 33896302.4714 | 33810938.0329 | 34399250.0612 | 221098997.4844 | 221.099 | 590
Network Overhead | 133809276.3049 | 123016354.7727 | 115015234.6878 | 107757632.8294 | 110858576.6266 | 590457075.2214 | 590.4571 | 23
Plant | 4511333.85 | 4527679.4343 | 4544025.0187 | 4560370.603 | 4576716.1873 | 22720125.0933 | 22.7201 | 152
Property | 18495094.0668 | 29629369.4751 | 41554439.2667 | 42316084.8014 | 19813903.3786 | 151808890.9886 | 151.8089 | 1402
Replacement | 346194018.743 | 281216711.3194 | 256844186.7341 | 260341908.3909 | 257539770.6475 | 1402136595.835 | 1402.1366 | 2690
Total Result | 630610547.2019 | 560241906.1656 | 529323887.5049 | 493104734.2898 | 476657711.0676