## Index
Revenue Reset Information Pro Formas
INDEX | Click on orange box for link to pages
Historic Opex |  | Historic Capex
Table 1.1 | Historic Opex by Category - Summary | Table 3.1 | Historic Capex by Category
1.2 | Historic Opex by Category 2008/09 | 3.2 | Historic Capex by Asset Class
1.3 | Historic Opex by Category 2009/10 | 3.3 | Historic Capex - Network
1.4 | Historic Opex by Category 2010/11 | 3.4 | Historic Capex - Non-Network
1.5 | Historic Opex by Category 2011/12
1.6 | Historic Opex by Category 2012/13
Forecast Opex |  | Forecast Capex
Table 2.1 | Forecast Opex by Category - Summary | Table 4.1 | Forecast Capex by Category
2.2 | Forecast Opex by Category 2013/14 | 4.2 | Forecast Capex by Asset Class
2.3 | Forecast Opex by Category 2014/15 | 4.3 | Forecast Capex - Network
2.4 | Forecast Opex by Category 2015/16 | 4.4 | Forecast Capex - Non-Network
2.5 | Forecast Opex by Category 2016/17
2.6 | Forecast Opex by Category 2017/18
3.6 | Forecast Opex by Category 2018/19
4.6 | Forecast Opex by Category 2019/20
5.6 | Forecast Opex by Category 2020/21
6.6 | Forecast Opex by Category 2021/22
7.6 | Forecast Opex by Category 2022/23
Commentary |  | Instructions / Definitions
Table 5.1 | Commentary on Opex | Table 6.1 | Opex Instructions
5.2 | Commentary on Historic Capex | 6.2 | Historic Capex Instructions
5.3 | Commentary on Forecast Capex | 6.3 | Forecast Capex Instructions

## Historic Opex Summary
|  | Home |  | Link to Opex instructions - Table 6.1 |  |  | Link to Opex Commentary - Table 5.1
1.1 HISTORIC OPEX by expenditure category
$ million nominal | Financial year | Any part years | 2008/09 | 2009/010 | 2010/011 | 2011/012 | 2012/013 | 2008-013 | Revenue Cap Allowance | Key cost drivers and explanation for material differences over time
System Recurrent | [8 empty] | Revenue cap opex allowance
Maintenance | [8 empty] | was not disaggregated.
Secondary Systems
Labour |  |  | 0 | 0 | 0 | 0 | 0 | 0
Materials |  |  | 0 | 0 | 0 | 0 | 0 | 0
Contracted services |  |  | 0 | 0 | 0 | 0 | 0 | 0
Sub-Totals |  |  | 0 | 0 | 0 | 0 | 0 | 0
Substations
Labour |  |  | 3e-08 | 0.0092365 | 0.12324 | 0.12324 | 0.1224 | 0.37811
Materials |  |  | 0.013128 | 0.042327 | 0.021487 | 0.021487 | 0.021487 | 0.11992
Contracted services |  |  | 0.56628 | 0.52849 | 0.61411 | 0.61411 | 0.62718 | 2.9502
Sub-Totals |  |  | 0.57941 | 0.58005 | 0.75883 | 0.75883 | 0.77107 | 3.4482
Lines
Labour |  |  | 0 | 0 | 0 | 0 | 0 | 0
Materials |  |  | 0 | 0 | 0 | 0 | 0 | 0
Contracted services |  |  | 0 | 0 | 0 | 0 | 0 | 0
Sub-Totals |  |  | 0 | 0 | 0 | 0 | 0 | 0
Communications
Labour |  |  | 0 | 0 | 0 | 0 | 0 | 0
Materials |  |  | 0 | 0 | 0 | 0 | 0 | 0
Contracted services |  |  | 0.20972 | 0.14865 | 0.056821 | 0.056821 | 0.12003 | 0.59205 |  | Will increased communications costs occur in 2012/13?
Sub-Totals |  |  | 0.20972 | 0.14865 | 0.056821 | 0.056821 | 0.12003 | 0.59205
Easements |  |  | 2008/09: 0
Labour |  |  | 0 | 0 | 0 | 0 | 0 | 0
Materials |  |  | 0 | 0 | 0 | 0 | 0 | 0
Contracted services |  |  | 0 | 0 | 0 | 0 | 0 | 0
Sub-Totals |  |  | 0 | 0 | 0 | 0 | 0 | 0
Summary
Sub-Total Labour |  |  | 3e-08 | 0.0092365 | 0.12324 | 0.12324 | 0.1224 | 0.37811
Sub-Total Materials |  |  | 0.013128 | 0.042327 | 0.021487 | 0.021487 | 0.021487 | 0.11992
Sub-Total Contracted services |  |  | 0.776 | 0.67714 | 0.67093 | 0.67093 | 0.74721 | 3.5422
Total Maintenance |  |  | 0.78913 | 0.72871 | 0.81565 | 0.81565 | 0.8911 | 4.0402
Asset Management Support |  |  | 0.48625 | 0.027206 | 0.036114 | 0.036114 | 0.036032 | 0.62172 |  | Refer to Note 1
Operations |  |  | 0.24603 | 0.6947 | 0.39015 | 0.39015 | 0.39661 | 2.1176 |  | Refer to Note 2
OHS |  |  | 0.011862 | 0.0027471 | 0.0013116 | 0.0013116 | 0.0013062 | 0.018539
Taxes and Charges |  |  | 0.23099 | 0.19635 | 0.67153 | 0.67153 | 0.68582 | 2.4562
Connection charges |  |  | 0.75937 | 0.85261 | 0.56007 | 0.56007 | 0.57659 | 3.3087
Insurance |  |  | 0.40826 | 0.37047 | 0.42964 | 0.42964 | 0.43878 | 2.0768
Total System Recurrent |  |  | 2.9319 | 2.8728 | 2.9045 | 2.9045 | 3.0263 | 14.6399
System Non-Recurrent
Asset Works Program |  |  | 0 | 0 | 0 | 0 | 0 | 0
Asset Management Support |  |  | 0 | 0 | 0 | 0 | 0 | 0
Total System Non-Recurrent |  |  | 0 | 0 | 0 | 0 | 0 | 0
Non-System
Finance |  |  | 0.21806 | 0.37106 | 0.50867 | 0.50867 | 0.5195 | 2.126 |  | Refer to Note 3
HR |  |  | 0 | 0 | 0 | 0 | 0 | 0
IT |  |  | 0 | 0 | 0 | 0 | 0 | 0
Other |  |  | 0.050521 | 0.012588 | 0.013187 | 0.013187 | 0.013467 | 0.10295
Total Non-System |  |  | 0.26858 | 0.38365 | 0.52186 | 0.52186 | 0.53297 | 2.2289
Summary
Total Labour |  |  | 0.22166 | 0.28233 | 0.21917 | 0.21917 | 0.21769 | 1.16
Total Maintenance Materials |  |  | 0.019773 | 0.045627 | 0.023246 | 0.023246 | 0.023246 | 0.13514
Total contracted services |  |  | 2.1997 | 2.0759 | 2.6238 | 2.6238 | 2.7417 | 12.2649
TOTAL OPEX |  |  | 3.2005 | 3.2564 | 3.4263 | 3.4263 | 3.5592 | 16.8688
Grand Total |  |  | 3.2005 | 3.2564 | 3.4263 | 3.4263 | 3.5592 | 16.8688
Revenue Cap Allowance |  |  | 3.38 | 3.45 | 3.52 | 3.59 | 3.66 | 17.6
Notes | Note 1
On 11 Dec 2008, the Murraylink business was sold by the APA Group to the EII Group.
Whilst part of the APA structure, APA would charge a fee to the Murraylink Group to recover overheads incurred on the Murraylink (overhead charge is included in this category).
Once the Murraylink business was disposed by the APA, the charge for the recovery overhead expenses ceased.
New commercial arrangements were entered , refer to Note 3.
Note 2
The variability is due to an an under accrual of expenses in the 2008/2009 and an over accrual of expense in 2009/2010.
Note 3
On 11 Dec 2008, the Murraylink business was sold from the APA Group to the EII Group. During December 2008, a Commercial Service Agreement was entered into between the APA & EII Group.
As part of the Agreement, APA would provide accounting and other business services for a fee. Therefore the fee would have commence in Dec 2008.

## Historic Opex by Category FY09
| Home |  | Link to Opex instructions - Table 6.1
1.3 HISTORIC OPEX by expenditure category
2008/09
Field Maintenance
$ million, nominal | Routine | Non Routine | Not used | TOTAL | Revenue Cap Allowance | Key cost drivers and explanation for material differences over time
System Recurrent
Maintenance
Secondary Systems
Labour |  |  |  | 0
Materials |  |  |  | 0
Contracted services |  |  |  | 0
Sub-Totals | 0 | 0 | 0 | 0
Substations
Labour | 3e-08 | 0 |  | 3e-08
Materials | 0.013128 | 0 |  | 0.013128
Contracted services | 0.43614 | 0.13015 |  | 0.56628
Sub-Totals | 0.44927 | 0.13015 | 0 | 0.57941
Lines
Labour |  |  |  | 0
Materials |  |  |  | 0
Contracted services |  |  |  | 0
Sub-Totals | 0 | 0 | 0 | 0
Communications
Labour | 0 |  |  | 0
Materials | 0 |  |  | 0
Contracted services | 0.20972 |  |  | 0.20972
Sub-Totals | 0.20972 | 0 | 0 | 0.20972
Easements
Labour |  |  |  | 0
Materials |  |  |  | 0
Contracted services |  |  |  | 0
Sub-Totals | 0 | 0 | 0 | 0
Summary
Sub-Total Labour | 3e-08 | 0 | 0 | 3e-08
Sub-Total Materials | 0.013128 | 0 | 0 | 0.013128
Sub-Total Contracted services | 0.64586 | 0.13015 | 0 | 0.776
Total Maintenance | 0.65899 | 0.13015 | 0 | 0.78913
Asset Management Support | 0.48625 |  |  | 0.48625
Operations | 0.24603 |  |  | 0.24603
OHS | 0.011862 |  |  | 0.011862
Taxes and Charges | 0.23099 |  |  | 0.23099
Connection charges | 0.75937 |  |  | 0.75937
Insurance | 0.40826 |  |  | 0.40826
Total System Recurrent | 2.8017 | 0.13015 | 0 | 2.9319
System Non-Recurrent
Asset Works Program | 0 |  |  | 0
Other |  |  |  | 0
Total System Non-Recurrent | 0 | 0 | 0 | 0
Non-System
Finance | 0.21806 |  |  | 0.21806
HR | 0 |  |  | 0
IT | 0 |  |  | 0
Other | 0.050521 |  |  | 0.050521
Total Non-System | 0.26858 | 0 | 0 | 0.26858
Summary
Total Labour | 0.22166 | 0 |  | 0.22166
Total Maintenance Materials | 0.019773 | 0 |  | 0.019773
Total contracted services | 2.0695 | 0.13015 |  | 2.1997
TOTAL OPEX | 3.0703 | 0.13015 | 0 | 3.2005
Grand Total | 3.0703 | 0.13015 | 0 | 3.2005
Revenue Cap Allowance |  |  |  | 3.38

## Historic Opex by Category FY10
| Home |  | Link to Opex instructions - Table 6.1
1.4 HISTORIC OPEX by expenditure category
2009/010
Field Maintenance
$ million, nominal | Routine | Non Routine | Not used | TOTAL | Revenue Cap Allowance | Key cost drivers and explanation for material differences over time
Secondary Systems
Labour |  |  |  | 0
Secondary Systems
Labour |  |  |  | 0
Materials |  |  |  | 0
Contracted services |  |  |  | 0
Sub-Totals | 0 | 0 | 0 | 0
Substations
Labour | 0.0092365 | 0 |  | 0.0092365
Materials | 0.042327 | 0 |  | 0.042327
Contracted services | 0.17304 | 0.35545 |  | 0.52849
Sub-Totals | 0.2246 | 0.35545 | 0 | 0.58005
Lines
Labour |  |  |  | 0
Materials |  |  |  | 0
Contracted services |  |  |  | 0
Sub-Totals | 0 | 0 | 0 | 0
Communications
Labour | 0 |  |  | 0
Materials | 0 |  |  | 0
Contracted services | 0.14865 |  |  | 0.14865
Sub-Totals | 0.14865 | 0 | 0 | 0.14865
Easements
Labour |  |  |  | 0
Materials |  |  |  | 0
Contracted services |  |  |  | 0
Sub-Totals | 0 | 0 | 0 | 0
Summary
Sub-Total Labour | 0.0092365 | 0 | 0 | 0.0092365
Sub-Total Materials | 0.042327 | 0 | 0 | 0.042327
Sub-Total Contracted services | 0.32169 | 0.35545 | 0 | 0.67714
Total Maintenance | 0.37325 | 0.35545 | 0 | 0.72871
Asset Management Support | 0.027206 |  |  | 0.027206
Operations | 0.6947 |  |  | 0.6947
OHS | 0.0027471 |  |  | 0.0027471
Taxes and Charges | 0.19635 |  |  | 0.19635
Connection charges | 0.85261 |  |  | 0.85261
Insurance | 0.37047 |  |  | 0.37047
Total System Recurrent | 2.5173 | 0.35545 | 0 | 2.8728
System Non-Recurrent
Asset Works Program | 0 |  |  | 0
Other |  |  |  | 0
Total System Non-Recurrent | 0 | 0 | 0 | 0
Non-System
Finance | 0.37106 |  |  | 0.37106
HR | 0 |  |  | 0
IT | 0 |  |  | 0
Other | 0.012588 |  |  | 0.012588
Total Non-System | 0.38365 | 0 | 0 | 0.38365
Summary
Total Labour | 0.28233 | 0 |  | 0.28233
Total Maintenance Materials | 0.045627 | 0 |  | 0.045627
Total contracted services | 1.7204 | 0.35545 |  | 2.0759
TOTAL OPEX | 2.901 | 0.35545 | 0 | 3.2564
Grand Total | 2.901 | 0.35545 | 0 | 3.2564
Revenue Cap Allowance |  |  |  | 3.45

## Historic Opex by Category FY11
| Home |  | Link to Opex instructions - Table 6.1
1.5 HISTORIC OPEX by expenditure category
2010/011
Field Maintenance
$ million, nominal | Routine | Non Routine | Not used | TOTAL | Revenue Cap Allowance | Key cost drivers and explanation for material differences over time
System Recurrent
Maintenance
Secondary Systems
Labour |  |  |  | 0
Materials |  |  |  | 0
Contracted services |  |  |  | 0
Sub-Totals | 0 | 0 | 0 | 0
Substations
Labour | 0.12324 | 0 |  | 0.12324
Materials | 0.021487 | 0 |  | 0.021487
Contracted services | 0.33608 | 0.27803 |  | 0.61411
Sub-Totals | 0.4808 | 0.27803 | 0 | 0.75883
Lines
Labour |  |  |  | 0
Materials |  |  |  | 0
Contracted services |  |  |  | 0
Sub-Totals | 0 | 0 | 0 | 0
Communications
Labour | 0 |  |  | 0
Materials | 0 |  |  | 0
Contracted services | 0.056821 |  |  | 0.056821
Sub-Totals | 0.056821 | 0 | 0 | 0.056821
Easements
Labour |  |  |  | 0
Materials |  |  |  | 0
Contracted services |  |  |  | 0
Sub-Totals | 0 | 0 | 0 | 0
Summary
Sub-Total Labour | 0.12324 | 0 | 0 | 0.12324
Sub-Total Materials | 0.021487 | 0 | 0 | 0.021487
Sub-Total Contracted services | 0.3929 | 0.27803 | 0 | 0.67093
Total Maintenance | 0.53762 | 0.27803 | 0 | 0.81565
Asset Management Support | 0.036114 |  |  | 0.036114
Operations | 0.39015 |  |  | 0.39015
OHS | 0.0013116 |  |  | 0.0013116
Taxes and Charges | 0.67153 |  |  | 0.67153
Connection charges | 0.56007 |  |  | 0.56007
Insurance | 0.42964 |  |  | 0.42964
Total System Recurrent | 2.6264 | 0.27803 | 0 | 2.9045
System Non-Recurrent
Asset Works Program | 0 |  |  | 0
Other |  |  |  | 0
Total System Non-Recurrent | 0 | 0 | 0 | 0
Non-System
Finance | 0.50867 |  |  | 0.50867
HR | 0 |  |  | 0
IT | 0 |  |  | 0
Other | 0.013187 |  |  | 0.013187
Total Non-System | 0.52186 | 0 | 0 | 0.52186
Summary
Total Labour | 0.21917 | 0 |  | 0.21917
Total Maintenance Materials | 0.023246 | 0 |  | 0.023246
Total contracted services | 2.3458 | 0.27803 |  | 2.6238
TOTAL OPEX | 3.1483 | 0.27803 | 0 | 3.4263
Grand Total | 3.1483 | 0.27803 | 0 | 3.4263
Revenue Cap Allowance |  |  |  | 3.52

## Historic Opex by Category FY12
| Home |  | Link to Opex instructions - Table 6.1
1.6 HISTORIC OPEX by expenditure category
2011/012
Field Maintenance
$ million, nominal | Routine | Non Routine | Not used | TOTAL | Revenue Cap Allowance | Key cost drivers and explanation for material differences over time
System Recurrent
Maintenance
Secondary Systems
Labour |  |  |  | 0
Materials |  |  |  | 0
Contracted services |  |  |  | 0
Sub-Totals | 0 | 0 | 0 | 0
Substations
Labour | 0.12324 | 0 |  | 0.12324
Materials | 0.021487 | 0 |  | 0.021487
Contracted services | 0.33608 | 0.27803 |  | 0.61411
Sub-Totals | 0.4808 | 0.27803 | 0 | 0.75883
Lines
Labour |  |  |  | 0
Materials |  |  |  | 0
Contracted services |  |  |  | 0
Sub-Totals | 0 | 0 | 0 | 0
Communications
Labour | 0 |  |  | 0
Materials | 0 |  |  | 0
Contracted services | 0.056821 |  |  | 0.056821
Sub-Totals | 0.056821 | 0 | 0 | 0.056821
Easements
Labour |  |  |  | 0
Materials |  |  |  | 0
Contracted services |  |  |  | 0
Sub-Totals | 0 | 0 | 0 | 0
Summary
Sub-Total Labour | 0.12324 | 0 | 0 | 0.12324
Sub-Total Materials | 0.021487 | 0 | 0 | 0.021487
Sub-Total Contracted services | 0.3929 | 0.27803 | 0 | 0.67093
Total Maintenance | 0.53762 | 0.27803 | 0 | 0.81565
Asset Management Support | 0.036114 |  |  | 0.036114
Operations | 0.39015 |  |  | 0.39015
OHS | 0.0013116 |  |  | 0.0013116
Taxes and Charges | 0.67153 |  |  | 0.67153
Connection charges | 0.56007 |  |  | 0.56007
Insurance | 0.42964 |  |  | 0.42964
Total System Recurrent | 2.6264 | 0.27803 | 0 | 2.9045
System Non-Recurrent
Asset Works Program | 0 |  |  | 0
Other |  |  |  | 0
Total System Non-Recurrent | 0 | 0 | 0 | 0
Non-System
Finance | 0.50867 |  |  | 0.50867
HR | 0 |  |  | 0
IT | 0 |  |  | 0
Other | 0.013187 |  |  | 0.013187
Total Non-System | 0.52186 | 0 | 0 | 0.52186
Summary
Total Labour | 0.21917 | 0 |  | 0.21917
Total Maintenance Materials | 0.023246 | 0 |  | 0.023246
Total contracted services | 2.3458 | 0.27803 |  | 2.6238
TOTAL OPEX | 3.1483 | 0.27803 | 0 | 3.4263
Grand Total | 3.1483 | 0.27803 | 0 | 3.4263
Revenue Cap Allowance |  |  |  | 3.59

## Historic Opex by Category FY13
| Home |  | Link to Opex instructions - Table 6.1
1.7 HISTORIC OPEX by expenditure category
2012/013
Field Maintenance
$ million, nominal | Routine | Non Routine | Not used | TOTAL | Revenue Cap Allowance | Key cost drivers and explanation for material differences over time
System Recurrent
Maintenance
Secondary Systems
Labour |  |  |  | 0
Materials |  |  |  | 0
Contracted services |  |  |  | 0
Sub-Totals | 0 | 0 | 0 | 0
Substations
Labour | 0.1224 | 0 |  | 0.1224
Materials | 0.021487 | 0 |  | 0.021487
Contracted services | 0.34323 | 0.28395 |  | 0.62718
Sub-Totals | 0.48712 | 0.28395 | 0 | 0.77107
Lines
Labour |  |  |  | 0
Materials |  |  |  | 0
Contracted services |  |  |  | 0
Sub-Totals | 0 | 0 | 0 | 0
Communications
Labour | 0 |  |  | 0
Materials | 0 |  |  | 0
Contracted services | 0.12003 |  |  | 0.12003
Sub-Totals | 0.12003 | 0 | 0 | 0.12003
Easements
Labour |  |  |  | 0
Materials |  |  |  | 0
Contracted services |  |  |  | 0
Sub-Totals | 0 | 0 | 0 | 0
Summary
Sub-Total Labour | 0.1224 | 0 | 0 | 0.1224
Sub-Total Materials | 0.021487 | 0 | 0 | 0.021487
Sub-Total Contracted services | 0.46326 | 0.28395 | 0 | 0.74721
Total Maintenance | 0.60715 | 0.28395 | 0 | 0.8911
Asset Management Support | 0.036032 |  |  | 0.036032
Operations | 0.39661 |  |  | 0.39661
OHS | 0.0013062 |  |  | 0.0013062
Taxes and Charges | 0.68582 |  |  | 0.68582
Connection charges | 0.57659 |  |  | 0.57659
Insurance | 0.43878 |  |  | 0.43878
Total System Recurrent | 2.7423 | 0.28395 | 0 | 3.0263
System Non-Recurrent
Asset Works Program | 0 |  |  | 0
Other |  |  |  | 0
Total System Non-Recurrent | 0 | 0 | 0 | 0
Non-System
Finance | 0.5195 |  |  | 0.5195
HR | 0 |  |  | 0
IT | 0 |  |  | 0
Other | 0.013467 |  |  | 0.013467
Total Non-System | 0.53297 | 0 | 0 | 0.53297
Summary
Total Labour | 0.21769 | 0 |  | 0.21769
Total Maintenance Materials | 0.023246 | 0 |  | 0.023246
Total contracted services | 2.4577 | 0.28395 |  | 2.7417
TOTAL OPEX | 3.2753 | 0.28395 | 0 | 3.5592
Grand Total | 3.2753 | 0.28395 | 0 | 3.5592
Revenue Cap Allowance |  |  |  | 3.66

## Forecast Opex Summary
|  | Home |  | Link to Opex instructions - Table 6.1 | [7 empty] | Link to Opex Commentary - Table 5.1
2.1 FORECAST OPEX by expenditure category
$ million, nominal | Financial year | 2013/14 | 2014/015 | 2015/016 | 2016/017 | 2017/018 | 2018/019 | 2019/020 | 2020/021 | 2021/022 | 2022/023 | Total | Key cost drivers and explanation for material differences over time
System Recurrent
Maintenance
Secondary Systems
Labour |  | 0 | 0 | 0 | 0 | 0 | 0 | 0 | 0 | 0 | 0 | 0
Materials |  | 0 | 0 | 0 | 0 | 0 | 0 | 0 | 0 | 0 | 0 | 0
Contracted services |  | 0 | 0 | 0 | 0 | 0 | 0 | 0 | 0 | 0 | 0 | 0
Sub-Totals |  | 0 | 0 | 0 | 0 | 0 | 0 | 0 | 0 | 0 | 0 | 0
Substations
Labour |  | 0.1316 | 0.1406 | 0.14411 | 0.14556 | 0.14963 | 0.15436 | 0.15707 | 0.16027 | 0.16378 | 0.16805 | 1.515
Materials |  | 0.021487 | 0.021487 | 0.021487 | 0.021487 | 0.021487 | 0.021487 | 0.021487 | 0.021487 | 0.021487 | 0.021487 | 0.21487
Contracted services |  | 0.60931 | 0.60328 | 0.61637 | 0.62399 | 0.64128 | 0.66351 | 0.67626 | 0.69568 | 0.70261 | 0.72461 | 6.5569
Sub-Totals |  | 0.76239 | 0.76536 | 0.78196 | 0.79103 | 0.8124 | 0.83936 | 0.85482 | 0.87744 | 0.88787 | 0.91415 | 8.2868
Lines
Labour |  | 0 | 0 | 0 | 0 | 0 | 0 | 0 | 0 | 0 | 0 | 0
Materials |  | 0 | 0 | 0 | 0 | 0 | 0 | 0 | 0 | 0 | 0 | 0
Contracted services |  | 0 | 0 | 0 | 0 | 0 | 0 | 0 | 0 | 0 | 0 | 0
Sub-Totals |  | 0 | 0 | 0 | 0 | 0 | 0 | 0 | 0 | 0 | 0 | 0
Communications
Labour |  | 0 | 0 | 0 | 0 | 0 | 0 | 0 | 0 | 0 | 0 | 0
Materials |  | 0 | 0 | 0 | 0 | 0 | 0 | 0 | 0 | 0 | 0 | 0
Contracted services |  | 0.11661 | 0.11546 | 0.11796 | 0.11942 | 0.12273 | 0.12698 | 0.12942 | 0.13314 | 0.13447 | 0.13868 | 1.2549
Sub-Totals |  | 0.11661 | 0.11546 | 0.11796 | 0.11942 | 0.12273 | 0.12698 | 0.12942 | 0.13314 | 0.13447 | 0.13868 | 1.2549
Easements
Labour |  | 0 | 0 | 0 | 0 | 0 | 0 | 0 | 0 | 0 | 0 | 0
Materials |  | 0 | 0 | 0 | 0 | 0 | 0 | 0 | 0 | 0 | 0 | 0
Contracted services |  | 0 | 0 | 0 | 0 | 0 | 0 | 0 | 0 | 0 | 0 | 0
Sub-Totals |  | 0 | 0 | 0 | 0 | 0 | 0 | 0 | 0 | 0 | 0 | 0
Summary
Sub-Total Labour |  | 0.1316 | 0.1406 | 0.14411 | 0.14556 | 0.14963 | 0.15436 | 0.15707 | 0.16027 | 0.16378 | 0.16805 | 1.515
Sub-Total Materials |  | 0.021487 | 0.021487 | 0.021487 | 0.021487 | 0.021487 | 0.021487 | 0.021487 | 0.021487 | 0.021487 | 0.021487 | 0.21487
Sub-Total Contracted services |  | 0.72592 | 0.71874 | 0.73433 | 0.74341 | 0.76401 | 0.7905 | 0.80569 | 0.82882 | 0.83707 | 0.86329 | 7.8118
Total Maintenance |  | 0.879 | 0.88082 | 0.89992 | 0.91045 | 0.93512 | 0.96634 | 0.98424 | 1.0106 | 1.0223 | 1.0528 | 9.5417
Asset Management Support |  | 0.038127 | 0.040284 | 0.041272 | 0.0417 | 0.042865 | 0.044239 | 0.045026 | 0.045996 | 0.046926 | 0.048185 | 0.43462
Operations |  | 0.39202 | 0.39356 | 0.40232 | 0.4071 | 0.41837 | 0.43259 | 0.44074 | 0.45267 | 0.45817 | 0.47203 | 4.2696
OHS |  | 0.0013666 | 0.0014258 | 0.0014489 | 0.0014584 | 0.0014851 | 0.0015163 | 0.0015341 | 0.0015551 | 0.0015782 | 0.0016063 | 0.014975
Taxes and Charges |  | 0.66628 | 0.65969 | 0.674 | 0.68234 | 0.70125 | 0.72556 | 0.7395 | 0.76073 | 0.7683 | 0.79237 | 7.17
Connection charges |  | 0.5936 | 0.61111 | 0.62914 | 0.6477 | 0.66681 | 0.68648 | 0.70673 | 0.72758 | 0.74904 | 0.77114 | 6.7893
Insurance |  | 0.42628 | 0.42206 | 0.43122 | 0.43655 | 0.44865 | 0.4642 | 0.47312 | 0.48671 | 0.49155 | 0.50695 | 4.5873
Total System Recurrent |  | 2.9967 | 3.009 | 3.0793 | 3.1273 | 3.2145 | 3.3209 | 3.3909 | 3.4858 | 3.5379 | 3.6451 | 32.8075
System Non-Recurrent
Asset Works Program |  | 0 | 0 | 0 | 0 | 0 | 0 | 0 | 0 | 0 | 0 | 0
Asset Management Support |  | 0 | 0 | 0 | 0 | 0 | 0 | 0 | 0 | 0 | 0 | 0
Total System Non-Recurrent |  | 0 | 0 | 0 | 0 | 0 | 0 | 0 | 0 | 0 | 0 | 0
Non-System |  | 0 | 0 | 0 | 0 | 0 | 0 | 0 | 0 | 0 | 0 | 0
Finance |  | 0.5047 | 0.4997 | 0.51055 | 0.51686 | 0.53118 | 0.5496 | 0.56016 | 0.57624 | 0.58198 | 0.6002 | 5.4312
HR |  | 0 | 0 | 0 | 0 | 0 | 0 | 0 | 0 | 0 | 0 | 0
IT |  | 0 | 0 | 0 | 0 | 0 | 0 | 0 | 0 | 0 | 0 | 0
Other |  | 0.013084 | 0.012954 | 0.013235 | 0.013399 | 0.01377 | 0.014248 | 0.014521 | 0.014938 | 0.015087 | 0.01556 | 0.1408
Total Non-System |  | 0.51778 | 0.51266 | 0.52378 | 0.53026 | 0.54495 | 0.56384 | 0.57468 | 0.59118 | 0.59706 | 0.61576 | 5.572
Summary |  | 0 | 0 | 0 | 0 | 0 | 0 | 0 | 0 | 0 | 0 | 0
Total Labour |  | 0.23404 | 0.25004 | 0.25628 | 0.25886 | 0.2661 | 0.27452 | 0.27934 | 0.28502 | 0.29127 | 0.29887 | 2.6944
Total Maintenance Materials |  | 0.023246 | 0.023246 | 0.023246 | 0.023246 | 0.023246 | 0.023246 | 0.023246 | 0.023246 | 0.023246 | 0.023246 | 0.23246
Total contracted services |  | 2.6636 | 2.6372 | 2.6944 | 2.7277 | 2.8033 | 2.9005 | 2.9563 | 3.0412 | 3.0714 | 3.1676 | 28.6633
TOTAL OPEX |  | 3.5145 | 3.5216 | 3.6031 | 3.6576 | 3.7595 | 3.8848 | 3.9656 | 4.077 | 4.135 | 4.2609 | 38.3794
Grand Total |  | 3.5145 | 3.5216 | 3.6031 | 3.6576 | 3.7595 | 3.8848 | 3.9656 | 4.077 | 4.135 | 4.2609 | 38.3794

## Forecast Opex by Category FY14
| Home |  | Link to Opex instructions - Table 6.1
2.2 FORECAST OPEX by expenditure category
2013/14
Field Maintenance
$ million, nominal | Routine | Non Routine | Not used | TOTAL | Revenue Cap Allowance | Key cost drivers and explanation for material differences over time
System Recurrent
Maintenance
Secondary Systems
Labour |  |  |  | 0
Materials |  |  |  | 0
Contracted services |  |  |  | 0
Sub-Totals | 0 | 0 | 0 | 0
Substations
Labour | 0.1316 | 0 |  | 0.1316
Materials | 0.021487 | 0 |  | 0.021487
Contracted services | 0.33345 | 0.27586 |  | 0.60931
Sub-Totals | 0.48654 | 0.27586 | 0 | 0.76239
Lines
Labour |  |  |  | 0
Materials |  |  |  | 0
Contracted services |  |  |  | 0
Sub-Totals | 0 | 0 | 0 | 0
Communications
Labour | 0 |  |  | 0
Materials | 0 |  |  | 0
Contracted services | 0.11661 |  |  | 0.11661
Sub-Totals | 0.11661 | 0 | 0 | 0.11661
Easements
Labour |  |  |  | 0
Materials |  |  |  | 0
Contracted services |  |  |  | 0
Sub-Totals | 0 | 0 | 0 | 0
Summary
Sub-Total Labour | 0.1316 | 0 | 0 | 0.1316
Sub-Total Materials | 0.021487 | 0 | 0 | 0.021487
Sub-Total Contracted services | 0.45006 | 0.27586 | 0 | 0.72592
Total Maintenance | 0.60314 | 0.27586 | 0 | 0.879
Asset Management Support | 0.038127 |  |  | 0.038127
Operations | 0.39202 |  |  | 0.39202
OHS | 0.0013666 |  |  | 0.0013666
Taxes and Charges | 0.66628 |  |  | 0.66628
Connection charges | 0.5936 |  |  | 0.5936
Insurance | 0.42628 |  |  | 0.42628
Total System Recurrent | 2.7208 | 0.27586 | 0 | 2.9967
System Non-Recurrent
Asset Works Program | 0 |  |  | 0
Other |  |  |  | 0
Total System Non-Recurrent | 0 | 0 | 0 | 0
Non-System
Finance | 0.5047 |  |  | 0.5047
HR | 0 |  |  | 0
IT | 0 |  |  | 0
Other | 0.013084 |  |  | 0.013084
Total Non-System | 0.51778 | 0 | 0 | 0.51778
Summary
Total Labour | 0.23404 | 0 |  | 0.23404
Total Maintenance Materials | 0.023246 | 0 |  | 0.023246
Total contracted services | 2.3877 | 0.27586 |  | 2.6636
TOTAL OPEX | 3.2386 | 0.27586 | 0 | 3.5145
Grand Total | 3.2386 | 0.27586 | 0 | 3.5145

## Forecast Opex by Category FY15
| Home |  | Link to Opex instructions - Table 6.1
2.3 FORECAST OPEX by expenditure category
2014/015
Field Maintenance
$ million, nominal | Routine | Non Routine | Not used | TOTAL | Revenue Cap Allowance | Key cost drivers and explanation for material differences over time
System Recurrent
Maintenance
Secondary Systems
Labour |  |  |  | 0
Materials |  |  |  | 0
Contracted services |  |  |  | 0
Sub-Totals | 0 | 0 | 0 | 0
Substations
Labour | 0.1406 | 0 |  | 0.1406
Materials | 0.021487 | 0 |  | 0.021487
Contracted services | 0.33015 | 0.27313 |  | 0.60328
Sub-Totals | 0.49223 | 0.27313 | 0 | 0.76536
Lines
Labour |  |  |  | 0
Materials |  |  |  | 0
Contracted services |  |  |  | 0
Sub-Totals | 0 | 0 | 0 | 0
Communications
Labour | 0 |  |  | 0
Materials | 0 |  |  | 0
Contracted services | 0.11546 |  |  | 0.11546
Sub-Totals | 0.11546 | 0 | 0 | 0.11546
Easements
Labour |  |  |  | 0
Materials |  |  |  | 0
Contracted services |  |  |  | 0
Sub-Totals | 0 | 0 | 0 | 0
Summary
Sub-Total Labour | 0.1406 | 0 | 0 | 0.1406
Sub-Total Materials | 0.021487 | 0 | 0 | 0.021487
Sub-Total Contracted services | 0.44561 | 0.27313 | 0 | 0.71874
Total Maintenance | 0.60769 | 0.27313 | 0 | 0.88082
Asset Management Support | 0.040284 |  |  | 0.040284
Operations | 0.39356 |  |  | 0.39356
OHS | 0.0014258 |  |  | 0.0014258
Taxes and Charges | 0.65969 |  |  | 0.65969
Connection charges | 0.61111 |  |  | 0.61111
Insurance | 0.42206 |  |  | 0.42206
Total System Recurrent | 2.7358 | 0.27313 | 0 | 3.009
System Non-Recurrent
Asset Works Program | 0 |  |  | 0
Other |  |  |  | 0
Total System Non-Recurrent | 0 | 0 | 0 | 0
Non-System
Finance | 0.4997 |  |  | 0.4997
HR | 0 |  |  | 0
IT | 0 |  |  | 0
Other | 0.012954 |  |  | 0.012954
Total Non-System | 0.51266 | 0 | 0 | 0.51266
Summary
Total Labour | 0.25004 | 0 |  | 0.25004
Total Maintenance Materials | 0.023246 | 0 |  | 0.023246
Total contracted services | 2.3641 | 0.27313 |  | 2.6372
TOTAL OPEX | 3.2485 | 0.27313 | 0 | 3.5216
Grand Total | 3.2485 | 0.27313 | 0 | 3.5216

## Forecast Opex by Category FY16
| Home |  | Link to Opex instructions - Table 6.1
2.4 FORECAST OPEX by expenditure category
2015/016
Field Maintenance
$ million, nominal | Routine | Non Routine | Not used | TOTAL | Revenue Cap Allowance | Key cost drivers and explanation for material differences over time
System Recurrent
Maintenance
Secondary Systems
Labour |  |  |  | 0
Materials |  |  |  | 0
Contracted services |  |  |  | 0
Sub-Totals | 0 | 0 | 0 | 0
Substations
Labour | 0.14411 | 0 |  | 0.14411
Materials | 0.021487 | 0 |  | 0.021487
Contracted services | 0.33731 | 0.27906 |  | 0.61637
Sub-Totals | 0.50291 | 0.27906 | 0 | 0.78196
Lines
Labour |  |  |  | 0
Materials |  |  |  | 0
Contracted services |  |  |  | 0
Sub-Totals | 0 | 0 | 0 | 0
Communications
Labour | 0 |  |  | 0
Materials | 0 |  |  | 0
Contracted services | 0.11796 |  |  | 0.11796
Sub-Totals | 0.11796 | 0 | 0 | 0.11796
Easements
Labour |  |  |  | 0
Materials |  |  |  | 0
Contracted services |  |  |  | 0
Sub-Totals | 0 | 0 | 0 | 0
Summary
Sub-Total Labour | 0.14411 | 0 | 0 | 0.14411
Sub-Total Materials | 0.021487 | 0 | 0 | 0.021487
Sub-Total Contracted services | 0.45527 | 0.27906 | 0 | 0.73433
Total Maintenance | 0.62087 | 0.27906 | 0 | 0.89992
Asset Management Support | 0.041272 |  |  | 0.041272
Operations | 0.40232 |  |  | 0.40232
OHS | 0.0014489 |  |  | 0.0014489
Taxes and Charges | 0.674 |  |  | 0.674
Connection charges | 0.62914 |  |  | 0.62914
Insurance | 0.43122 |  |  | 0.43122
Total System Recurrent | 2.8003 | 0.27906 | 0 | 3.0793
System Non-Recurrent
Asset Works Program | 0 |  |  | 0
Other |  |  |  | 0
Total System Non-Recurrent | 0 | 0 | 0 | 0
Non-System
Finance | 0.51055 |  |  | 0.51055
HR | 0 |  |  | 0
IT | 0 |  |  | 0
Other | 0.013235 |  |  | 0.013235
Total Non-System | 0.52378 | 0 | 0 | 0.52378
Summary
Total Labour | 0.25628 | 0 |  | 0.25628
Total Maintenance Materials | 0.023246 | 0 |  | 0.023246
Total contracted services | 2.4154 | 0.27906 |  | 2.6944
TOTAL OPEX | 3.3241 | 0.27906 | 0 | 3.6031
Grand Total | 3.3241 | 0.27906 | 0 | 3.6031

## Forecast Opex by Category FY17
| Home |  | Link to Opex instructions - Table 6.1
2.5 FORECAST OPEX by expenditure category
2016/017
Field Maintenance
$ million, nominal | Routine | Non Routine | Not used | TOTAL | Revenue Cap Allowance | Key cost drivers and explanation for material differences over time
System Recurrent
Maintenance
Secondary Systems
Labour |  |  |  | 0
Materials |  |  |  | 0
Contracted services |  |  |  | 0
Sub-Totals | 0 | 0 | 0 | 0
Substations
Labour | 0.14556 | 0 |  | 0.14556
Materials | 0.021487 | 0 |  | 0.021487
Contracted services | 0.34148 | 0.28251 |  | 0.62399
Sub-Totals | 0.50853 | 0.28251 | 0 | 0.79103
Lines
Labour |  |  |  | 0
Materials |  |  |  | 0
Contracted services |  |  |  | 0
Sub-Totals | 0 | 0 | 0 | 0
Communications
Labour | 0 |  |  | 0
Materials | 0 |  |  | 0
Contracted services | 0.11942 |  |  | 0.11942
Sub-Totals | 0.11942 | 0 | 0 | 0.11942
Easements
Labour |  |  |  | 0
Materials |  |  |  | 0
Contracted services |  |  |  | 0
Sub-Totals | 0 | 0 | 0 | 0
Summary
Sub-Total Labour | 0.14556 | 0 | 0 | 0.14556
Sub-Total Materials | 0.021487 | 0 | 0 | 0.021487
Sub-Total Contracted services | 0.4609 | 0.28251 | 0 | 0.74341
Total Maintenance | 0.62795 | 0.28251 | 0 | 0.91045
Asset Management Support | 0.0417 |  |  | 0.0417
Operations | 0.4071 |  |  | 0.4071
OHS | 0.0014584 |  |  | 0.0014584
Taxes and Charges | 0.68234 |  |  | 0.68234
Connection charges | 0.6477 |  |  | 0.6477
Insurance | 0.43655 |  |  | 0.43655
Total System Recurrent | 2.8448 | 0.28251 | 0 | 3.1273
System Non-Recurrent
Asset Works Program | 0 |  |  | 0
Other |  |  |  | 0
Total System Non-Recurrent | 0 | 0 | 0 | 0
Non-System
Finance | 0.51686 |  |  | 0.51686
HR | 0 |  |  | 0
IT | 0 |  |  | 0
Other | 0.013399 |  |  | 0.013399
Total Non-System | 0.53026 | 0 | 0 | 0.53026
Summary
Total Labour | 0.25886 | 0 |  | 0.25886
Total Maintenance Materials | 0.023246 | 0 |  | 0.023246
Total contracted services | 2.4452 | 0.28251 |  | 2.7277
TOTAL OPEX | 3.375 | 0.28251 | 0 | 3.6576
Grand Total | 3.375 | 0.28251 | 0 | 3.6576

## Forecast Opex by Category FY18
| Home |  | Link to Opex instructions - Table 6.1
2.6 FORECAST OPEX by expenditure category
2017/018
Field Maintenance
$ million, nominal | Routine | Non Routine | Not used | TOTAL | Revenue Cap Allowance | Key cost drivers and explanation for material differences over time
System Recurrent
Maintenance
Secondary Systems
Labour |  |  |  | 0
Materials |  |  |  | 0
Contracted services |  |  |  | 0
Sub-Totals | 0 | 0 | 0 | 0
Substations
Labour | 0.14963 | 0 |  | 0.14963
Materials | 0.021487 | 0 |  | 0.021487
Contracted services | 0.35095 | 0.29034 |  | 0.64128
Sub-Totals | 0.52206 | 0.29034 | 0 | 0.8124
Lines
Labour |  |  |  | 0
Materials |  |  |  | 0
Contracted services |  |  |  | 0
Sub-Totals | 0 | 0 | 0 | 0
Communications
Labour | 0 |  |  | 0
Materials | 0 |  |  | 0
Contracted services | 0.12273 |  |  | 0.12273
Sub-Totals | 0.12273 | 0 | 0 | 0.12273
Easements
Labour |  |  |  | 0
Materials |  |  |  | 0
Contracted services |  |  |  | 0
Sub-Totals | 0 | 0 | 0 | 0
Summary
Sub-Total Labour | 0.14963 | 0 | 0 | 0.14963
Sub-Total Materials | 0.021487 | 0 | 0 | 0.021487
Sub-Total Contracted services | 0.47368 | 0.29034 | 0 | 0.76401
Total Maintenance | 0.64479 | 0.29034 | 0 | 0.93512
Asset Management Support | 0.042865 |  |  | 0.042865
Operations | 0.41837 |  |  | 0.41837
OHS | 0.0014851 |  |  | 0.0014851
Taxes and Charges | 0.70125 |  |  | 0.70125
Connection charges | 0.66681 |  |  | 0.66681
Insurance | 0.44865 |  |  | 0.44865
Total System Recurrent | 2.9242 | 0.29034 | 0 | 3.2145
System Non-Recurrent
Asset Works Program | 0 |  |  | 0
Other |  |  |  | 0
Total System Non-Recurrent | 0 | 0 | 0 | 0
Non-System
Finance | 0.53118 |  |  | 0.53118
HR | 0 |  |  | 0
IT | 0 |  |  | 0
Other | 0.01377 |  |  | 0.01377
Total Non-System | 0.54495 | 0 | 0 | 0.54495
Summary
Total Labour | 0.2661 | 0 |  | 0.2661
Total Maintenance Materials | 0.023246 | 0 |  | 0.023246
Total contracted services | 2.513 | 0.29034 |  | 2.8033
TOTAL OPEX | 3.4692 | 0.29034 | 0 | 3.7595
Grand Total | 3.4692 | 0.29034 | 0 | 3.7595

## Forecast Opex by Category FY19
| Home |  | Link to Opex instructions - Table 6.1
2.6 FORECAST OPEX by expenditure category
2018/019
Field Maintenance
$ million, nominal | Routine | Non Routine | Not used | TOTAL | Revenue Cap Allowance | Key cost drivers and explanation for material differences over time
System Recurrent
Maintenance
Secondary Systems
Labour |  |  |  | 0
Materials |  |  |  | 0
Contracted services |  |  |  | 0
Sub-Totals | 0 | 0 | 0 | 0
Substations
Labour | 0.15436 | 0 |  | 0.15436
Materials | 0.021487 | 0 |  | 0.021487
Contracted services | 0.36311 | 0.3004 |  | 0.66351
Sub-Totals | 0.53896 | 0.3004 | 0 | 0.83936
Lines
Labour |  |  |  | 0
Materials |  |  |  | 0
Contracted services |  |  |  | 0
Sub-Totals | 0 | 0 | 0 | 0
Communications
Labour | 0 |  |  | 0
Materials | 0 |  |  | 0
Contracted services | 0.12698 |  |  | 0.12698
Sub-Totals | 0.12698 | 0 | 0 | 0.12698
Easements
Labour |  |  |  | 0
Materials |  |  |  | 0
Contracted services |  |  |  | 0
Sub-Totals | 0 | 0 | 0 | 0
Summary
Sub-Total Labour | 0.15436 | 0 | 0 | 0.15436
Sub-Total Materials | 0.021487 | 0 | 0 | 0.021487
Sub-Total Contracted services | 0.4901 | 0.3004 | 0 | 0.7905
Total Maintenance | 0.66594 | 0.3004 | 0 | 0.96634
Asset Management Support | 0.044239 |  |  | 0.044239
Operations | 0.43259 |  |  | 0.43259
OHS | 0.0015163 |  |  | 0.0015163
Taxes and Charges | 0.72556 |  |  | 0.72556
Connection charges | 0.68648 |  |  | 0.68648
Insurance | 0.4642 |  |  | 0.4642
Total System Recurrent | 3.0205 | 0.3004 | 0 | 3.3209
System Non-Recurrent
Asset Works Program | 0 |  |  | 0
Other |  |  |  | 0
Total System Non-Recurrent | 0 | 0 | 0 | 0
Non-System
Finance | 0.5496 |  |  | 0.5496
HR | 0 |  |  | 0
IT | 0 |  |  | 0
Other | 0.014248 |  |  | 0.014248
Total Non-System | 0.56384 | 0 | 0 | 0.56384
Summary
Total Labour | 0.27452 | 0 |  | 0.27452
Total Maintenance Materials | 0.023246 | 0 |  | 0.023246
Total contracted services | 2.6001 | 0.3004 |  | 2.9005
TOTAL OPEX | 3.5844 | 0.3004 | 0 | 3.8848
Grand Total | 3.5844 | 0.3004 | 0 | 3.8848

## Forecast Opex by Category FY20
| Home |  | Link to Opex instructions - Table 6.1
2.6 FORECAST OPEX by expenditure category
2019/020
Field Maintenance
$ million, nominal | Routine | Non Routine | Not used | TOTAL | Revenue Cap Allowance | Key cost drivers and explanation for material differences over time
System Recurrent
Maintenance
Secondary Systems
Labour |  |  |  | 0
Materials |  |  |  | 0
Contracted services |  |  |  | 0
Sub-Totals | 0 | 0 | 0 | 0
Substations
Labour | 0.15707 | 0 |  | 0.15707
Materials | 0.021487 | 0 |  | 0.021487
Contracted services | 0.37009 | 0.30617 |  | 0.67626
Sub-Totals | 0.54865 | 0.30617 | 0 | 0.85482
Lines
Labour |  |  |  | 0
Materials |  |  |  | 0
Contracted services |  |  |  | 0
Sub-Totals | 0 | 0 | 0 | 0
Communications
Labour | 0 |  |  | 0
Materials | 0 |  |  | 0
Contracted services | 0.12942 |  |  | 0.12942
Sub-Totals | 0.12942 | 0 | 0 | 0.12942
Easements
Labour |  |  |  | 0
Materials |  |  |  | 0
Contracted services |  |  |  | 0
Sub-Totals | 0 | 0 | 0 | 0
Summary
Sub-Total Labour | 0.15707 | 0 | 0 | 0.15707
Sub-Total Materials | 0.021487 | 0 | 0 | 0.021487
Sub-Total Contracted services | 0.49951 | 0.30617 | 0 | 0.80569
Total Maintenance | 0.67807 | 0.30617 | 0 | 0.98424
Asset Management Support | 0.045026 |  |  | 0.045026
Operations | 0.44074 |  |  | 0.44074
OHS | 0.0015341 |  |  | 0.0015341
Taxes and Charges | 0.7395 |  |  | 0.7395
Connection charges | 0.70673 |  |  | 0.70673
Insurance | 0.47312 |  |  | 0.47312
Total System Recurrent | 3.0847 | 0.30617 | 0 | 3.3909
System Non-Recurrent
Asset Works Program | 0 |  |  | 0
Other |  |  |  | 0
Total System Non-Recurrent | 0 | 0 | 0 | 0
Non-System
Finance | 0.56016 |  |  | 0.56016
HR | 0 |  |  | 0
IT | 0 |  |  | 0
Other | 0.014521 |  |  | 0.014521
Total Non-System | 0.57468 | 0 | 0 | 0.57468
Summary
Total Labour | 0.27934 | 0 |  | 0.27934
Total Maintenance Materials | 0.023246 | 0 |  | 0.023246
Total contracted services | 2.6501 | 0.30617 |  | 2.9563
TOTAL OPEX | 3.6594 | 0.30617 | 0 | 3.9656
Grand Total | 3.6594 | 0.30617 | 0 | 3.9656

## Forecast Opex by Category FY21
| Home |  | Link to Opex instructions - Table 6.1
2.6 FORECAST OPEX by expenditure category
2020/021
Field Maintenance
$ million, nominal | Routine | Non Routine | Not used | TOTAL | Revenue Cap Allowance | Key cost drivers and explanation for material differences over time
System Recurrent
Maintenance
Secondary Systems
Labour |  |  |  | 0
Materials |  |  |  | 0
Contracted services |  |  |  | 0
Sub-Totals | 0 | 0 | 0 | 0
Substations
Labour | 0.16027 | 0 |  | 0.16027
Materials | 0.021487 | 0 |  | 0.021487
Contracted services | 0.38072 | 0.31497 |  | 0.69568
Sub-Totals | 0.56247 | 0.31497 | 0 | 0.87744
Lines
Labour |  |  |  | 0
Materials |  |  |  | 0
Contracted services |  |  |  | 0
Sub-Totals | 0 | 0 | 0 | 0
Communications
Labour | 0 |  |  | 0
Materials | 0 |  |  | 0
Contracted services | 0.13314 |  |  | 0.13314
Sub-Totals | 0.13314 | 0 | 0 | 0.13314
Easements
Labour |  |  |  | 0
Materials |  |  |  | 0
Contracted services |  |  |  | 0
Sub-Totals | 0 | 0 | 0 | 0
Summary
Sub-Total Labour | 0.16027 | 0 | 0 | 0.16027
Sub-Total Materials | 0.021487 | 0 | 0 | 0.021487
Sub-Total Contracted services | 0.51386 | 0.31497 | 0 | 0.82882
Total Maintenance | 0.69561 | 0.31497 | 0 | 1.0106
Asset Management Support | 0.045996 |  |  | 0.045996
Operations | 0.45267 |  |  | 0.45267
OHS | 0.0015551 |  |  | 0.0015551
Taxes and Charges | 0.76073 |  |  | 0.76073
Connection charges | 0.72758 |  |  | 0.72758
Insurance | 0.48671 |  |  | 0.48671
Total System Recurrent | 3.1709 | 0.31497 | 0 | 3.4858
System Non-Recurrent
Asset Works Program | 0 |  |  | 0
Other |  |  |  | 0
Total System Non-Recurrent | 0 | 0 | 0 | 0
Non-System
Finance | 0.57624 |  |  | 0.57624
HR | 0 |  |  | 0
IT | 0 |  |  | 0
Other | 0.014938 |  |  | 0.014938
Total Non-System | 0.59118 | 0 | 0 | 0.59118
Summary
Total Labour | 0.28502 | 0 |  | 0.28502
Total Maintenance Materials | 0.023246 | 0 |  | 0.023246
Total contracted services | 2.7262 | 0.31497 |  | 3.0412
TOTAL OPEX | 3.762 | 0.31497 | 0 | 4.077
Grand Total | 3.762 | 0.31497 | 0 | 4.077

## Forecast Opex by Category FY22
| Home |  | Link to Opex instructions - Table 6.1
2.6 FORECAST OPEX by expenditure category
2021/022
Field Maintenance
$ million, nominal | Routine | Non Routine | Not used | TOTAL | Revenue Cap Allowance | Key cost drivers and explanation for material differences over time
System Recurrent
Maintenance
Secondary Systems
Labour |  |  |  | 0
Materials |  |  |  | 0
Contracted services |  |  |  | 0
Sub-Totals | 0 | 0 | 0 | 0
Substations
Labour | 0.16378 | 0 |  | 0.16378
Materials | 0.021487 | 0 |  | 0.021487
Contracted services | 0.38451 | 0.3181 |  | 0.70261
Sub-Totals | 0.56977 | 0.3181 | 0 | 0.88787
Lines
Labour |  |  |  | 0
Materials |  |  |  | 0
Contracted services |  |  |  | 0
Sub-Totals | 0 | 0 | 0 | 0
Communications
Labour | 0 |  |  | 0
Materials | 0 |  |  | 0
Contracted services | 0.13447 |  |  | 0.13447
Sub-Totals | 0.13447 | 0 | 0 | 0.13447
Easements
Labour |  |  |  | 0
Materials |  |  |  | 0
Contracted services |  |  |  | 0
Sub-Totals | 0 | 0 | 0 | 0
Summary
Sub-Total Labour | 0.16378 | 0 | 0 | 0.16378
Sub-Total Materials | 0.021487 | 0 | 0 | 0.021487
Sub-Total Contracted services | 0.51897 | 0.3181 | 0 | 0.83707
Total Maintenance | 0.70424 | 0.3181 | 0 | 1.0223
Asset Management Support | 0.046926 |  |  | 0.046926
Operations | 0.45817 |  |  | 0.45817
OHS | 0.0015782 |  |  | 0.0015782
Taxes and Charges | 0.7683 |  |  | 0.7683
Connection charges | 0.74904 |  |  | 0.74904
Insurance | 0.49155 |  |  | 0.49155
Total System Recurrent | 3.2198 | 0.3181 | 0 | 3.5379
System Non-Recurrent
Asset Works Program | 0 |  |  | 0
Other |  |  |  | 0
Total System Non-Recurrent | 0 | 0 | 0 | 0
Non-System
Finance | 0.58198 |  |  | 0.58198
HR | 0 |  |  | 0
IT | 0 |  |  | 0
Other | 0.015087 |  |  | 0.015087
Total Non-System | 0.59706 | 0 | 0 | 0.59706
Summary
Total Labour | 0.29127 | 0 |  | 0.29127
Total Maintenance Materials | 0.023246 | 0 |  | 0.023246
Total contracted services | 2.7533 | 0.3181 |  | 3.0714
TOTAL OPEX | 3.8169 | 0.3181 | 0 | 4.135
Grand Total | 3.8169 | 0.3181 | 0 | 4.135

## Forecast Opex by Category FY23
| Home |  | Link to Opex instructions - Table 6.1
2.6 FORECAST OPEX by expenditure category
2022/023
Field Maintenance
$ million, nominal | Routine | Non Routine | Not used | TOTAL | Revenue Cap Allowance | Key cost drivers and explanation for material differences over time
System Recurrent
Maintenance
Secondary Systems
Labour |  |  |  | 0
Materials |  |  |  | 0
Contracted services |  |  |  | 0
Sub-Totals | 0 | 0 | 0 | 0
Substations
Labour | 0.16805 | 0 |  | 0.16805
Materials | 0.021487 | 0 |  | 0.021487
Contracted services | 0.39655 | 0.32806 |  | 0.72461
Sub-Totals | 0.58609 | 0.32806 | 0 | 0.91415
Lines
Labour |  |  |  | 0
Materials |  |  |  | 0
Contracted services |  |  |  | 0
Sub-Totals | 0 | 0 | 0 | 0
Communications
Labour | 0 |  |  | 0
Materials | 0 |  |  | 0
Contracted services | 0.13868 |  |  | 0.13868
Sub-Totals | 0.13868 | 0 | 0 | 0.13868
Easements
Labour |  |  |  | 0
Materials |  |  |  | 0
Contracted services |  |  |  | 0
Sub-Totals | 0 | 0 | 0 | 0
Summary
Sub-Total Labour | 0.16805 | 0 | 0 | 0.16805
Sub-Total Materials | 0.021487 | 0 | 0 | 0.021487
Sub-Total Contracted services | 0.53523 | 0.32806 | 0 | 0.86329
Total Maintenance | 0.72477 | 0.32806 | 0 | 1.0528
Asset Management Support | 0.048185 |  |  | 0.048185
Operations | 0.47203 |  |  | 0.47203
OHS | 0.0016063 |  |  | 0.0016063
Taxes and Charges | 0.79237 |  |  | 0.79237
Connection charges | 0.77114 |  |  | 0.77114
Insurance | 0.50695 |  |  | 0.50695
Total System Recurrent | 3.317 | 0.32806 | 0 | 3.6451
System Non-Recurrent
Asset Works Program | 0 |  |  | 0
Other |  |  |  | 0
Total System Non-Recurrent | 0 | 0 | 0 | 0
Non-System
Finance | 0.6002 |  |  | 0.6002
HR | 0 |  |  | 0
IT | 0 |  |  | 0
Other | 0.01556 |  |  | 0.01556
Total Non-System | 0.61576 | 0 | 0 | 0.61576
Summary
Total Labour | 0.29887 | 0 |  | 0.29887
Total Maintenance Materials | 0.023246 | 0 |  | 0.023246
Total contracted services | 2.8395 | 0.32806 |  | 3.1676
TOTAL OPEX | 3.9328 | 0.32806 | 0 | 4.2609
Grand Total | 3.9328 | 0.32806 | 0 | 4.2609

## Historic Capex by Category
3.1 HISTORIC CAPEX by project category |  |  | Home | [8 empty] | Link to Historic Capex Instructions - Table 6.2 |  |  |  | Link to Historic Capex Commentary - Table 5.2
$M nominal
Project Category |  |  |  | Any Part Year | 2003/04 | 2004/05 | 2005/06 | 2006/07 | 2007/08 | 2008/09 | 2009/010 | 2010/011 | 2011/012 | 2012/013 | 2003-013
[5 empty] | 2003/04 | 2004/05 | 2005/06 | 2006/07 | 2007/08 | 2008/09 | 2009/010 | 2010/011 | 2011/012 | 2012/013
NETWORK
NON-LOAD DRIVEN | Replacements |  |  |  | 0 | 0 | 0 | 0 | 0 | 0 | 0 | 0.030817 | 0.078 | 0.95227 | 1.0611
| Security/Compliance |  |  |  | 0 | 0 | 0 | 0 | 0.41002 | 0 | 0 | 0.0013134 | 0.074 | 0 | 0.075313
| Other |  |  |  | 0 | 0 | 0 | 0 | 0 | 0 | 0 | 0 | 0 | 0 | 0
NON NETWORK
BUSINESS IT |  | Information Technology |  |  | 0 | 0 | 0 | 0 | 0 | 0 | 0.002504 | 0 | 0 | 0 | 0.002504
SUPPORT THE BUSINESS |  | Buildings |  |  | 0 | 0 | 0 | 0 | 0 | 0 | 0 | 0 | 0 | 0 | 0
|  | Motor Vehicles |  |  | 0 | 0 | 0 | 0 | 0 | 0 | 0 | 0 | 0 | 0 | 0
|  | Other |  |  | 0 | 0 | 0 | 0 | 0 | 0 | 0.018268 | 0.0048772 | 0.4875 | 0.16596 | 0.6766
TOTAL FDC
TOTAL HISTORIC CAPEX |  |  |  |  | 0 | 0 | 0 | 0 | 0.41002 | 0 | 0.020772 | 0.037007 | 0.6395 | 1.1182 | 1.8155

## Hist Capex by Asset Class
3.2 HISTORIC CAPEX by asset class | Home | [12 empty] | Link to Capex Instructions - Table 6.2
$M, Nominal | Any Part Year |  | 2003/04 |  | 2004/05 |  | 2005/06 |  | 2006/07 |  | 2007/08 |  | 2008/09 |  | 2009/010 | 2010/011 | 2010/011 | 2011/012 | 2011/012 | 2012/013 | 2012/013 | 2013/014 | 2008-013
Asset class | [14 empty] | #VALUE! | #VALUE! | #VALUE! | #VALUE! | #VALUE! | #VALUE! | #VALUE! | #VALUE!
| Cost | FDC | Cost | FDC | Cost | FDC | Cost | FDC | Cost | FDC | Cost | FDC | Cost | FDC | Cost | FDC | Cost | FDC | Cost | FDC | Cost | FDC | Cost | FDC
Secondary | 0 |  | 0 |  | 0 |  | 0 |  | 0 |  | 0.41002 |  | 0 |  | 0 |  | 0.0013134 |  | 0.043 |  | 0.66415 |  | 0.70846 | 0
Switchgear | 0 |  | 0 |  | 0 |  | 0 |  | 0 |  | 0 |  | 0 |  | 0 |  | 0 |  | 0.035 |  | 0.225 |  | 0.26 | 0
Transformers | 0 |  | 0 |  | 0 |  | 0 |  | 0 |  | 0 |  | 0 |  | 0 |  | 0 |  | 0 |  | 0 |  | 0 | 0
Reactive | 0 |  | 0 |  | 0 |  | 0 |  | 0 |  | 0 |  | 0 |  | 0 |  | 0 |  | 0 |  | 0.032477 |  | 0.032477 | 0
Transmission Lines | 0 |  | 0 |  | 0 |  | 0 |  | 0 |  | 0 |  | 0 |  | 0 |  | 0 |  | 0 |  | 0 |  | 0 | 0
Establishment | 0 |  | 0 |  | 0 |  | 0 |  | 0 |  | 0 |  | 0 |  | 0 |  | 0 |  | 0.009 |  | 0 |  | 0.009 | 0
Communications | 0 |  | 0 |  | 0 |  | 0 |  | 0 |  | 0 |  | 0 |  | 0 |  | 0 |  | 0.061 |  | 0 |  | 0.061 | 0
Network Switching Centre | 0 |  | 0 |  | 0 |  | 0 |  | 0 |  | 0 |  | 0 |  | 0 |  | 0 |  | 0 |  | 0 |  | 0 | 0
Easements | 0 |  | 0 |  | 0 |  | 0 |  | 0 |  | 0 |  | 0 |  | 0 |  | 0 |  | 0 |  | 0 |  | 0 | 0
Land | 0 |  | 0 |  | 0 |  | 0 |  | 0 |  | 0 |  | 0 |  | 0 |  | 0 |  | 0 |  | 0 |  | 0 | 0
Non-System | 0 |  | 0 |  | 0 |  | 0 |  | 0 |  | 0 |  | 0 |  | 0.020772 |  | 0.035694 |  | 0.4915 |  | 0.1966 |  | 0.74456 | 0
Subtotal | [10 empty] | 0.41002 |  | 0 | 0 | 0.020772 | 0 | 0.037007 | 0 | 0.6395 | 0 | 1.1182 | 0 | 1.8155 | 0
TOTAL CAPEX | 0 | 0 | [8 empty] | 0.41002 |  | 0 | 0 | 0.020772 | 0 | 0.037007 | 0 | 0.6395 | 0 | 1.1182 | 0 | 1.8155 | 0
0
0

## Hist Capex - Network
3.4 HISTORIC CAPEX - Non-Network - by project
[5 empty] | Home | [7 empty] | Link to Historic Capex Instructions - Table 6.2 |  |  | Link to Historic Capex Commentary - Table 5.2
$M nominal
Yearly expenditure by project (inclusive of FDC)
Project ID | Project Description | Commissioning Date | Category^ |  | Any Part Year | 2003/04 | 2004/05 | 2005/06 | 2006/07 | 2007/08 | 2008/09 | 2009/010 | 2010/011 | 2011/012 | 2012/013 | TOTAL | REASON FOR PROJECT | Business Case (Y/N) | Business Case Cost Estimate | Reason for Variance from Cost Estimate / Expected Commissioning Date
0901-0022 | 0901-0022 Gateway Project | 2012/013 | Replacements |  |  | 0 | 0 | 0 | 0 | 0.39826 | 0 | 0 | 0 | 0 | 0 | 0.39826 | ??? | N
0901-0004 | 0901-0004 SPI NSW Runback (Addition to Asset originally commissioned on 1/7/06) | 2012/013 | Replacements |  |  | 0 | 0 | 0 | 0 | 0.011757 | 0 | 0 | 0 | 0 | 0 | 0.011757 | Installation of Victorian runback scheme. | N
0 | AC PLC Capacitor Unit | 2009/010 | Security/compliance |  |  | 0 | 0 | 0 | 0 | 0 | 0 | 0 | 0.030817 | 0 | 0 | 0.030817 | Replacement spare capacitor cans for failed units. Required to enable secure operation of the link. | N
0 | Cerabar Pressure Transmitter | 2009/010 | Security/compliance |  |  | 0 | 0 | 0 | 0 | 0 | 0 | 0 | 0.0013134 | 0 | 0 | 0.0013134 | Replacement of faulty pressure transducers. | N
SIB013/1 | Chilled Water Piping Lagging | 2012/013 | Replacements |  |  | 0 | 0 | 0 | 0 | 0 | 0 | 0 | 0 | 0 | 0.020298 | 0.020298 | Lagging deteriorates with exposure to elements | N
SIB016/1 | Fire System Inergen Pressure Vessel Testing | 2012/013 | Replacements |  |  | 0 | 0 | 0 | 0 | 0 | 0 | 0 | 0 | 0 | 0.13194 | 0.13194 | Required pressure testing. | N
SIB017/1 | VESDA Scanner Chassis | 2012/013 | Replacements |  |  | 0 | 0 | 0 | 0 | 0 | 0 | 0 | 0 | 0 | 0.032477 | 0.032477 | Control system for fire alarm replacement | N
SIB018/1 | Capacitors Failed Units | 2012/013 | Security/compliance |  |  | 0 | 0 | 0 | 0 | 0 | 0 | 0 | 0 | 0 | 0.032477 | 0.032477 | Replacement spare capacitor cans for failed units. Required to enable secure operation of the link. | N
SIB020/1 | Valve Cooling System Electric Motor | 2012/013 | Replacements |  |  | 0 | 0 | 0 | 0 | 0 | 0 | 0 | 0 | 0.02 | 0 | 0.02 | Refurbishment of ancillary equipment essential for the functioning of the Link. | N
SIB024/1 | Valve Cooling System Motor Start Contactors | 2012/013 | Replacements |  |  | 0 | 0 | 0 | 0 | 0 | 0 | 0 | 0 | 0 | 0.0032477 | 0.0032477 | Ditto. | N
SIB026/1 | Reactor Cooling System Electric Motor | 2011/012 | Replacements |  |  | 0 | 0 | 0 | 0 | 0 | 0 | 0 | 0 | 0.02 | 0 | 0.02 | Refurbishment of ancillary equipment essential for the functioning of the Link. | N
SIB030/1 | Reactor Cooling System Motor Start Contactors | 2012/013 | Replacements |  |  | 0 | 0 | 0 | 0 | 0 | 0 | 0 | 0 | 0 | 0.0020298 | 0.0020298 | Ditto. | N
SIB031/1 | Cooling Tower Electric Motor | 2011/012 | Replacements |  |  | 0 | 0 | 0 | 0 | 0 | 0 | 0 | 0 | 0 | 0.43032 | 0.43032 | Ditto. | N
SIB032/1 | Cooling Tower Motor Start Contactors | 2012/013 | Replacements |  |  | 0 | 0 | 0 | 0 | 0 | 0 | 0 | 0 | 0 | 0.043032 | 0.043032 | Ditto. | N
SIB034/1 | Transformer Motor Start Contactors | 2012/013 | Replacements |  |  | 0 | 0 | 0 | 0 | 0 | 0 | 0 | 0 | 0 | 0.00081192 | 0.00081192 | Ditto. | N
SIB037/1 | Work Station Computers Software | 2012/013 | Replacements |  |  | 0 | 0 | 0 | 0 | 0 | 0 | 0 | 0 | 0 | 0.030639 | 0.030639 | Ditto. | N
Cap001/3 | Reprogram runback control logic | 2012/013 | Replacements |  |  | 0 | 0 | 0 | 0 | 0 | 0 | 0 | 0 | 0.061 | 0 | 0.061 | To implement NSW runback | N
Cap007 | IGBT replacement | 2012/013 | Replacements |  |  | 0 | 0 | 0 | 0 | 0 | 0 | 0 | 0 | 0 | 0.181 | 0.181 | Critical spares | N
Cap008 | Critical spares | 2012/013 | Replacements |  |  | 0 | 0 | 0 | 0 | 0 | 0 | 0 | 0 | 0.035 | 0.044 | 0.079 | Critical spares | N
Cap009 | Optic fibre test equipment | 2012/013 | Replacements |  |  | 0 | 0 | 0 | 0 | 0 | 0 | 0 | 0 | 0.004 | 0 | 0.004 | Essential test equipment | N
Cap012 | SF6 pressure gauge | 2012/013 | Replacements |  |  | 0 | 0 | 0 | 0 | 0 | 0 | 0 | 0 | 0.003 | 0 | 0.003 | Required presseure gauge | N
Cap013 | Switchyard barrier fences | 2012/013 | Replacements |  |  | 0 | 0 | 0 | 0 | 0 | 0 | 0 | 0 | 0.009 | 0 | 0.009 | Required to meet OH&S requirements | N
|  |  |  | Subtotal |  | 0 | 0 | 0 | 0 | 0.41002 | 0 | 0 | 0.03213 | 0.152 | 0.95227 | 1.5464
^refers to Categories in table 3.1 (e.g Information Technology, Motor Vehicles etc)

## Hist Capex - Non Network
3.3 HISTORIC CAPEX - NETWORK - by project
|  |  |  | Home | [7 empty] | Link to Historic Capex Instructions - Table 6.2 |  |  | Link to Historic Capex Commentary - Table 5.2
$M nominal
Yearly expenditure by project (inclusive of FDC)
Project ID | Project Description | Commissioning Date | Category^ | Any Part Year | 2003/04 | 2004/05 | 2005/06 | 2006/07 | 2007/08 | 2008/09 | 2009/010 | 2010/011 | 2011/012 | 2012/013 | 2008-013 | REASON FOR PROJECT | Reg Test / Business Case (Y/N) | Reg Test / Business Case Cost Estimate | Reason for Variance from Cost Estimate / Expected Commissioning Date
3000-0023 | 3000-0023 Dell OptiPlex Deskto | 2009/010 | Information technology |  | 0 | 0 | 0 | 0 | 0 | 0 | 0.001012 | 0 | 0 | 0 | 0.001012 | Computing equipment used for on site testing.
3000-0024 | 3000-0024 Dell P190S Flat Pane | 2009/010 | Information technology |  | 0 | 0 | 0 | 0 | 0 | 0 | 0.00024 | 0 | 0 | 0 | 0.00024 | Ditto.
3000-0025 | 3000-0025 Dell OptiPlex Deskto | 2009/010 | Information technology |  | 0 | 0 | 0 | 0 | 0 | 0 | 0.001012 | 0 | 0 | 0 | 0.001012 | Ditto.
3000-0026 | 3000-0026 Dell P190S Flat Pane | 2009/010 | Information technology |  | 0 | 0 | 0 | 0 | 0 | 0 | 0.00024 | 0 | 0 | 0 | 0.00024 | Ditto.
3000-0027 | 3000-0027 CB-10 Capacitance Br | 2009/010 | Other |  | 0 | 0 | 0 | 0 | 0 | 0 | 0.00936 | 0 | 0 | 0 | 0.00936 | Essential item of electrical test equipment.
3000-0028 | 3000-0028 HP ML350T06 E5520 Se | 2009/010 | Other |  | 0 | 0 | 0 | 0 | 0 | 0 | 0.008908 | 0 | 0 | 0 | 0.008908 | Essential item of electrical test equipment.
0 | Eye & Face Washing Station | 2010/011 | Other |  | 0 | 0 | 0 | 0 | 0 | 0 | 0 | 0.0048772 | 0 | 0 | 0.0048772 | Required to meet OH&S requirements for staff on site.
Cap014/1 | Regulatory review | 2010/011 | Other |  | 0 | 0 | 0 | 0 | 0 | 0 | 0 | 0 | 0.4875 | 0 | 0.4875 | Required to prepare regulatory Proposal
Cap014/2 | Regulatory review | 2010/011 | Other |  | 0 | 0 | 0 | 0 | 0 | 0 | 0 | 0 | 0 | 0.16596 | 0.16596 | Required to prepare regulatory Proposal
|  |  |  | Subtotal | 0 | 0 | 0 | 0 | 0 | 0 | 0.020772 | 0.0048772 | 0.4875 | 0.16596 | 0.67911
|  |  | ^refers to Categories set out in table 3.1 (e.g Augmentation, Replacement etc) |  | 2011/012: *Note that values in these columns are estimates only

## Forecast Capex by Category
4.1 FORECAST CAPEX by project category |  | Home |  | Link to Forecast Capex Instructions - Table 6.3
$ million, real (as of year 6)
Project Category |  | 2013/14 | 2014/015 | 2015/016 | 2016/017 | 2017/018 | 2018/019 | 2019/020 | 2020/021 | 2021/022 | 2022/023 | 2013-023
NETWORK
NON-LOAD DRIVEN | Replacements | 0.70666 | 0.27087 | 0.057062 | 0.34447 | 1.347 | 0.359 | 0.0587 | 0.076719 | 0.49977 | 1.1029 | 4.8232
| Security/Compliance | 0.86089 | 0.80841 | 0.61673 | 0.015725 | 0.015945 | 0.016228 | 0.016389 | 0.016636 | 0.016724 | 0.017004 | 2.4007
| Other | 2.1898 | 1.9647 | 2.2081 | 0 | 0 | 0 | 0 | 0 | 0 | 0 | 6.3626
NON NETWORK
BUSINESS IT | Information Technology
SUPPORT THE BUSINESS | Buildings
Motor Vehicles
Other
TOTAL FORECAST CAPEX |  | 3.7573 | 3.044 | 2.8819 | 0.36019 | 1.363 | 0.37522 | 0.07509 | 0.093355 | 0.51649 | 1.1199 | 13.5865

## Forecast Capex by Asset Class
4.2 FORECAST CAPEX by asset class | Home |  |  | Link to Capex Instructions - Table 6.3
$ million, real (as of year 6) | 2013/14 | 2014/015 | 2015/016 | 2016/017 | 2017/018 | 2018/019 | 2019/020 | 2020/021 | 2021/022 | 2022/023 | 2013-023
Asset class
Secondary | 2.8895 | 2.7312 | 2.2652 | 0.34447 | 1.347 | 0.359 | 0.0587 | 0.076719 | 0.49977 | 1.1029 | 11.6744
Switchgear | 0 | 0.29735 | 0.6011 | 0 | 0 | 0 | 0 | 0 | 0 | 0 | 0.89846
Transformers | 0 | 0 | 0 | 0 | 0 | 0 | 0 | 0 | 0 | 0 | 0
Reactive | 0 | 0 | 0 | 0 | 0 | 0 | 0 | 0 | 0 | 0 | 0
Transmission Lines | 0.015539 | 0.015462 | 0.015629 | 0.015725 | 0.015945 | 0.016228 | 0.016389 | 0.016636 | 0.016724 | 0.017004 | 0.16128
Establishment | 0 | 0 | 0 | 0 | 0 | 0 | 0 | 0 | 0 | 0 | 0
Communications (buildings, towers | 0 | 0 | 0 | 0 | 0 | 0 | 0 | 0 | 0 | 0 | 0
Communications (other assets) | 0 | 0 | 0 | 0 | 0 | 0 | 0 | 0 | 0 | 0 | 0
Easements | 0 | 0 | 0 | 0 | 0 | 0 | 0 | 0 | 0 | 0 | 0
Land | 0 | 0 | 0 | 0 | 0 | 0 | 0 | 0 | 0 | 0 | 0
Network Switching Centre | 0 | 0 | 0 | 0 | 0 | 0 | 0 | 0 | 0 | 0 | 0
IT | 0 | 0 | 0 | 0 | 0 | 0 | 0 | 0 | 0 | 0 | 0
Buildings | 0 | 0 | 0 | 0 | 0 | 0 | 0 | 0 | 0 | 0 | 0
Vehicles | 0 | 0 | 0 | 0 | 0 | 0 | 0 | 0 | 0 | 0 | 0
Other Business support | 0.85232 | 0 | 0 | 0 | 0 | 0 | 0 | 0 | 0 | 0 | 0.85232
TOTAL CAPEX | 3.7573 | 3.044 | 2.8819 | 0.36019 | 1.363 | 0.37522 | 0.07509 | 0.093355 | 0.51649 | 1.1199 | 13.5865

## Forecast Capex - Network
4.3 FORECAST CAPEX - NETWORK - by project
|  |  |  | Home |  |  | Link to Forecast Capex Instructions - Table 6.3 |  |  | Link to Forecast Capex Commentary - Table 5.3
$ million, real (as of year 6)
Yearly expenditure by project
Project ID | Project Description | Commissioning Date | Category^ | 2013/14 | 2014/015 | 2015/016 | 2016/017 | 2017/018 | 2018/019 | 2019/020 | 2020/021 | 2021/022 | 2022/023 | 2013-023 | REASON FOR PROJECT | Reg Test / Business Case (Y/N) | Reg Test / Business Case Cost Estimate | Reason for Variance from Cost Estimate / Expected Commissioning Date
SIB001 | Room Ventilation Fans Electric Motor | 2022/023 | Replacement | 0 | 0 | 0 | 0 | 0 | 0 | 0 | 0 | 0 | 0.13511 | 0.13511 | Planned refurbishment of rotating machinery | Asset Management Plan
SIB002 | Building Ventilation Fans Electric Motor | 2022/023 | Replacement | 0 | 0 | 0 | 0 | 0 | 0 | 0 | 0 | 0 | 0.067557 | 0.067557 | Planned refurbishment of rotating machinery | Asset Management Plan
SIB003 | Fan Coils Fan Motor | 2016/017 | Replacement | 0 | 0 | 0 | 0.1618 | 0 | 0 | 0 | 0 | 0 | 0 | 0.1618 | Planned refurbishment of rotating machinery | Asset Management Plan
SIB004 | Fan Coils Corrosion | 2017-019 | Replacement | 0 | 0 | 0 | 0 | 0.16496 | 0.16901 | 0 | 0 | 0 | 0 | 0.33397 | Planned refurbishment of rotating machinery | Asset Management Plan
SIB005 | Liquid Chiller 1 Pump | 2016/017 | Replacement | 0 | 0 | 0 | 0.014158 | 0 | 0 | 0 | 0 | 0 | 0 | 0.014158 | Planned refurbishment of rotating machinery | Asset Management Plan
SIB006 | Liquid Chiller 1 Compressor | 2017/018 | Replacement | 0 | 0 | 0 | 0 | 0.020619 | 0 | 0 | 0 | 0 | 0 | 0.020619 | Planned refurbishment of rotating machinery | Asset Management Plan
SIB007 | Liquid Chiller 1 Fan motor | 2016/017 | Replacement | 0 | 0 | 0 | 0.0080901 | 0 | 0 | 0 | 0 | 0 | 0 | 0.0080901 | Planned refurbishment of rotating machinery | Asset Management Plan
SIB008 | Liquid Chiller 2 Pump | 2016/017 | Replacement | 0 | 0 | 0 | 0.014158 | 0 | 0 | 0 | 0 | 0 | 0 | 0.014158 | Planned refurbishment of rotating machinery | Asset Management Plan
SIB009 | Liquid Chiller 2 Compressor | 2017/018 | Replacement | 0 | 0 | 0 | 0 | 0.020619 | 0 | 0 | 0 | 0 | 0 | 0.020619 | Planned refurbishment of rotating machinery | Asset Management Plan
SIB010 | Liquid Chiller 2 Fan motor | 2016/017 | Replacement | 0 | 0 | 0 | 0.0080901 | 0 | 0 | 0 | 0 | 0 | 0 | 0.0080901 | Planned refurbishment of rotating machinery | Asset Management Plan
SIB011 | Chilled Water Piping Corrosion | 2017-019 | Replacement | 0 | 0 | 0 | 0 | 0.051549 | 0.052816 | 0 | 0 | 0 | 0 | 0.10436 | Planned refurbishment of chiller system plumbing | Asset Management Plan
SIB012 | Chilled Water Piping Valves | 2017-019 | Replacement | 0 | 0 | 0 | 0 | 0.061858 | 0.063379 | 0 | 0 | 0 | 0 | 0.12524 | Planned refurbishment of chiller system plumbing | Asset Management Plan
SIB013/2 | Chilled Water Piping Lagging | 2022/023 | Replacement | 0 | 0 | 0 | 0 | 0 | 0 | 0 | 0 | 0 | 0.022519 | 0.022519 | Planned replacement of chiller system lagging | Asset Management Plan
SIB015 | Expansion Vessel Corrosion | 2018/019 | Replacement | 0 | 0 | 0 | 0 | 0 | 0.010563 | 0 | 0 | 0 | 0 | 0.010563 | Planned replacement of pressure vessel | Asset Management Plan
SIB016/2 | Fire System Inergen Pressure Vessel Testing | 2022/023 | Replacement | 0 | 0 | 0 | 0 | 0 | 0 | 0 | 0 | 0 | 0.14637 | 0.14637 | Statutory testing - OH&S requirement | Asset Management Plan
SIB017/2 | VESDA Scanner Chassis | 2022/023 | Replacement | 0 | 0 | 0 | 0 | 0 | 0 | 0 | 0 | 0 | 0.036031 | 0.036031 | Control system for fire alarm replacement | Asset Management Plan
SIB018/2 | Capacitors Failed Units | 2017/018 | Replacement | 0 | 0 | 0 | 0 | 0.032991 | 0 | 0 | 0 | 0 | 0 | 0.032991 | Expected failure of reactive equipment | Asset Management Plan
SIB018/3 | Capacitors Failed Units | 2022/023 | Replacement | 0 | 0 | 0 | 0 | 0 | 0 | 0 | 0 | 0 | 0.036031 | 0.036031 | Expected failure of reactive equipment | Asset Management Plan
SIB019 | Valve Cooling System Pump | 2016/017 | Replacement | 0 | 0 | 0 | 0.04045 | 0 | 0 | 0 | 0 | 0 | 0 | 0.04045 | Planned refurbishment of rotating machinery | Asset Management Plan
SIB020/1 | Valve Cooling System Electric Motor | 2012/013 | Replacement | 0 | 0 | 0 | 0 | 0 | 0 | 0 | 0 | 0 | 0 | 0 | Planned refurbishment of rotating machinery | Asset Management Plan
SIB020/2 | Valve Cooling System Electric Motor | 2020/021 | Replacement | 0 | 0 | 0 | 0 | 0 | 0 | 0 | 0.02186 | 0 | 0 | 0.02186 | Planned refurbishment of rotating machinery | Asset Management Plan
SIB021 | Valve Cooling System Blocking Valve | 2017/018 | Replacement | 0 | 0 | 0 | 0 | 0.028867 | 0 | 0 | 0 | 0 | 0 | 0.028867 | Planned refurbishment of rotating machinery | Asset Management Plan
SIB022 | Valve Cooling System Proportional Valve Motor | 2017/018 | Replacement | 0 | 0 | 0 | 0 | 0.028867 | 0 | 0 | 0 | 0 | 0 | 0.028867 | Planned refurbishment of rotating machinery | Asset Management Plan
SIB023 | Valve Cooling System Pressure Vessel Inspection | 2016/017 | Replacement | 0 | 0 | 0 | 0.012135 | 0 | 0 | 0 | 0 | 0 | 0 | 0.012135 | Planned refurbishment of rotating machinery | Asset Management Plan
SIB024/2 | Valve Cooling System Motor Start Contactors | 2022/023 | Replacement | 0 | 0 | 0 | 0 | 0 | 0 | 0 | 0 | 0 | 0.0036031 | 0.0036031 | Planned refurbishment of rotating machinery | Asset Management Plan
SIB025 | Reactor Cooling System Pump | 2016/017 | Replacement | 0 | 0 | 0 | 0.04045 | 0 | 0 | 0 | 0 | 0 | 0 | 0.04045 | Planned refurbishment of rotating machinery | Asset Management Plan
SIB026/2 | Reactor Cooling System Electric Motor | 2020/021 | Replacement | 0 | 0 | 0 | 0 | 0 | 0 | 0 | 0.02186 | 0 | 0 | 0.02186 | Planned refurbishment of rotating machinery | Asset Management Plan
SIB027 | Reactor Cooling System Blocking Valve | 2017/018 | Replacement | 0 | 0 | 0 | 0 | 0.028867 | 0 | 0 | 0 | 0 | 0 | 0.028867 | Planned refurbishment of rotating machinery | Asset Management Plan
SIB028 | Reactor Cooling System Proportional Valve Motor | 2017/018 | Replacement | 0 | 0 | 0 | 0 | 0.014434 | 0 | 0 | 0 | 0 | 0 | 0.014434 | Planned refurbishment of rotating machinery | Asset Management Plan
SIB029 | Reactor Cooling System Pressure Vessel Inspection | 2016/017 | Replacement | 0 | 0 | 0 | 0.012135 | 0 | 0 | 0 | 0 | 0 | 0 | 0.012135 | OH&S requirement | Asset Management Plan
SIB030/2 | Reactor Cooling System Motor Start Contactors | 2022/023 | Replacement | 0 | 0 | 0 | 0 | 0 | 0 | 0 | 0 | 0 | 0.0022519 | 0.0022519 | Planned refurbishment of rotating machinery | Asset Management Plan
SIB031/1 | Cooling Tower Electric Motor | 2012-014 | Replacement | 0.42168 | 0 | 0 | 0 | 0 | 0 | 0 | 0 | 0 | 0 | 0.42168 | Planned refurbishment of rotating machinery | Asset Management Plan
SIB031/2 | Cooling Tower Electric Motor | 2021-023 | Replacement | 0 | 0 | 0 | 0 | 0 | 0 | 0 | 0 | 0.46677 | 0.47741 | 0.94418 | Planned refurbishment of rotating machinery | Asset Management Plan
SIB032/2 | Cooling Tower Motor Start Contactors | 2022/023 | Replacement | 0 | 0 | 0 | 0 | 0 | 0 | 0 | 0 | 0 | 0.047741 | 0.047741 | Planned refurbishment of rotating machinery | Asset Management Plan
SIB033 | Transformer Cooling Fan motors | 2017/018 | Replacement | 0 | 0 | 0 | 0 | 0.086602 | 0 | 0 | 0 | 0 | 0 | 0.086602 | Planned refurbishment of rotating machinery | Asset Management Plan
SIB034/2 | Transformer Motor Start Contactors | 2022/023 | Replacement | 0 | 0 | 0 | 0 | 0 | 0 | 0 | 0 | 0 | 0.00090077 | 0.00090077 | Planned refurbishment of rotating machinery | Asset Management Plan
SIB035/1 | Split system air conditioners Compressor & Head Unit | 2013-015 | Replacement | 0 | 0.023704 | 0.024062 | 0 | 0 | 0 | 0 | 0 | 0 | 0 | 0.047766 | Planned refurbishment of rotating machinery | Asset Management Plan
SIB035/2 | Split system air conditioners Compressor & Head Unit | 2018-020 | Replacement | 0 | 0 | 0 | 0 | 0 | 0.025352 | 0.0257 | 0 | 0 | 0 | 0.051052 | Planned refurbishment of rotating machinery | Asset Management Plan
SIB035/3 | Split system air conditioners Compressor & Head Unit | 2022/023 | Replacement | 0 | 0 | 0 | 0 | 0 | 0 | 0 | 0 | 0 | 0.054046 | 0.054046 | Planned refurbishment of rotating machinery | Asset Management Plan
SIB038 | Control System Industrial Computers | 2017/018 | Replacement | 0 | 0 | 0 | 0 | 0.77379 | 0 | 0 | 0 | 0 | 0 | 0.77379 | Planned replacement of obsolete control equipment | Asset Management Plan
Cap001/1 | NSW runback Capital contribution | 2013/14 | Replacement | 0.24805 | 0 | 0 | 0 | 0 | 0 | 0 | 0 | 0 | 0 | 0.24805 | Enhanced capability | Business case | 0.24805 | N/A
Cap001/2 | NSW runback Connection charge | 2013/14 | Replacement | 0.0079375 | 0 | 0 | 0 | 0 | 0 | 0 | 0 | 0 | 0 | 0.0079375 | Enhanced capability | Business case | 0.0079375 | N/A
Cap002 | Positive ventilation | 2014/015 | Replacement | 0 | 0.20938 | 0 | 0 | 0 | 0 | 0 | 0 | 0 | 0 | 0.20938 | Security requirement. | Business case | 0.20938 | N/A
Cap003 | Security fences | 2013/14 | Security/compliance | 0.84535 | 0 | 0 | 0 | 0 | 0 | 0 | 0 | 0 | 0 | 0.84535 | Security requirement. | Business case | 0.84535 | N/A
Cap004 | Additional chillers | 2014/015 | Security/compliance | 0 | 0.49559 | 0 | 0 | 0 | 0 | 0 | 0 | 0 | 0 | 0.49559 | Security requirement. | Business case | 0.49559 | N/A
Cap005 | Earth switches Berri | 2014/015 | Security/compliance | 0 | 0.29735 | 0 | 0 | 0 | 0 | 0 | 0 | 0 | 0 | 0.29735 | OH&S requirement. | Business case | 0.29735 | N/A
Cap006 | Earth switches Red Cliffs | 2015/016 | Security/compliance | 0 | 0 | 0.6011 | 0 | 0 | 0 | 0 | 0 | 0 | 0 | 0.6011 | OH&S requirement. | Business case | 0.6011 | N/A
Cap008 | Critical spares | 2012/013 | Replacement | 0.029 | 0.033 | 0.033 | 0.033 | 0.033 | 0.033 | 0.033 | 0.033 | 0.033 | 0.033 | 0.326 | Critical spares | Asset Management Plan
Cap011/1 | Control system black start | 2013/14 | Other network | 2.1828 | 0 | 0 | 0 | 0 | 0 | 0 | 0 | 0 | 0 | 2.1828 | Enhanced capability | Business case | 2.1828 | N/A
Cap011/1 | Control system reduction of convertr losses | 2014/015 | Other network | 0 | 1.9647 | 0 | 0 | 0 | 0 | 0 | 0 | 0 | 0 | 1.9647 | Enhanced capability | Business case | 1.9647 | N/A
Cap011/3 | Control end of life replacement | 2015/016 | Other network | 0 | 0 | 2.2081 | 0 | 0 | 0 | 0 | 0 | 0 | 0 | 2.2081 | Enhanced capability | Business case | 2.2081 | N/A
Cap015 | Cable relocation | 2013-023 | Security/compliance | 0.015539 | 0.015462 | 0.015629 | 0.015725 | 0.015945 | 0.016228 | 0.016389 | 0.016636 | 0.016724 | 0.017004 | 0.16128 | Risk based asseessment of need to relocate cable. | Business case | 0.16128 | N/A
N/A
N/A
N/A
N/A
N/A
N/A
N/A
N/A
N/A
N/A
N/A
N/A
N/A
N/A
N/A
N/A
N/A
N/A
N/A
N/A
N/A
N/A
N/A
|  |  | Subtotal | 3.7504 | 3.0392 | 2.8819 | 0.36019 | 1.363 | 0.37035 | 0.07509 | 0.093355 | 0.51649 | 1.0796 | 13.5295
^refers to Categories set out in table 4.1 (e.g Augmentation, Replacement etc)

## Forecast Capex - Non-Network
4.4 FORECAST CAPEX - Non-Network - by project
[5 empty] | Home |  |  | Link to Forecast Capex Instructions - Table 6.3
$ million, real (as of year 6))
Yearly expenditure by project
Project ID | Project Description | Estimated Commissioning Date | Category^ | 2013/14 | 2014/015 | 2015/016 | 2016/017 | 2017/018 | 2018/019 | 2019/020 | 2020/021 | 2021/022 | 2022/023 | 2013-023 | REASON FOR PROJECT | Reg Test / Business Case (Y/N) | Reg Test / Business Case Cost Estimate | Reason for Variance from Cost Estimate / Expected Commissioning Date
SIB036/1 | Work Station Computers Hardware | 2014/015 | Replacement | 0 | 0.0047831 | 0 | 0 | 0 | 0 | 0 | 0 | 0 | 0 | 0.0047831 | Planned replacement of obsolete test equipment | Asset Management Plan
SIB036/2 | Work Station Computers Hardware | 2018/019 | Replacement | 0 | 0 | 0 | 0 | 0 | 0.0048772 | 0 | 0 | 0 | 0 | 0.0048772 | Planned replacement of obsolete test equipment | Asset Management Plan
SIB036/3 | Work Station Computers Hardware | 2022/023 | Replacement | 0 | 0 | 0 | 0 | 0 | 0 | 0 | 0 | 0 | 0.0049727 | 0.0049727 | Planned replacement of obsolete test equipment | Asset Management Plan
SIB037/2 | Work Station Computers Software | 2022/023 | Replacement | 0 | 0 | 0 | 0 | 0 | 0 | 0 | 0 | 0 | 0.035398 | 0.035398 | Planned replacement of obsolete test equipment | Asset Management Plan
Cap010 | Berri water tank | 2013/14 | Other network | 0.0069726 | 0 | 0 | 0 | 0 | 0 | 0 | 0 | 0 | 0 | 0.0069726 | Maintenance of heat exchangers | Business case | 0.0069726 | N/A
|  |  | Subtotal | 0.0069726 | 0.0047831 | 0 | 0 | 0 | 0.0048772 | 0 | 0 | 0 | 0.040371 | 0.057004
^refers to the categories used in table 4.1 (eg Information Technology, Motor Vehicles etc)

## Commentary on Forecast Capex
5.3 Forecast Capex Commentary Proforma: reasons for project
This pro forma is designed to provide context and background for the quantitative forecast capex templates, by specifying matters that the AER will take into account in assessing the TNSP’s proposed expenditure. | Home
Table 4.3 provides a column where reasons for the project can be provided. This pro forma provides the opportunity for more detailed reasons to be given for factors influencing the proposed spend, including load growth, planned generation and the range of foreseable scenarios and their probabilities of occuring.
The commentary should address the following: | Link to Forecast Capex by category - Table 4.1
>The theme sets upon which the proposed capex spend is based
> The scenarios derived from the above theme sets and their relevant probabilities.
> Project specific information in addition to the cost information provided in the forward capex templates.
In addition, the TNSP is requested to provide: | Link to Forecast by Asset Class - Table 4.2
>Details of its capital expenditure and approvals processes.
>Details of its overall asset management strategy/plan.
>Relevant Annual Planning Reports.
>Consultants reports on the probabilistic methodology adopted, its assumptions, inputs and detailed information on the outcomes.
Link to Forecast Capex - Network - Table 4.3
Theme sets and Scenarios modelled
Scenario
Scenario
Scenario
Link to Forecast Capex - Non-Network - Table 4.4
Scenario
Scenario
Supporting information
Please list documentation in support of reasons

## Commentary on Opex
5.1 Historic and Forecast Opex Commentary proforma: key cost drivers
This pro forma is designed to allow the TNSP to provide context and background for the quantitative opex templates. | Home
The historic opex tables (1.1 - 1.7) provide a column where the key cost drivers for historic opex should be briefly listed. This commentary pro forma provides opportunity for more detailed explanations regarding material changes in particular expenses over the relevant regulatory period.
The forecast opex tables (2.1 - 2.7) provide a similar column where the key cost drivers for forecast opex should be briefly listed. This commentary pro forma provides the opportunity for more detailed explanations regarding material changes in particular forecast expenses. | Link to Historic Opex Summary - Table 1.1
The commentary should address the following:
>The main cost drivers for the particular opex item (eg changes in CPI, legislative and regulatory requirements, environmental factors). | Link to Forecast Opex Summary - Table 2.1
>Were these increases foreseeable? If not, why not?
>Details of management induced opex efficiencies achieved.
>Major opex risks and mitigation strategies.
>Key Performance Indicators – are these benchmarked against other transmission companies?
In addition, the TNSP is requested to provide:
>Definitions of ‘opex’ and ‘capex’ used by the business. Further, the TNSP should provide definitions for the categories and activities used in the opex templates. These definitions should be added to the definition section in table 6.1
>A discussion on the relationship between opex and capex.
>Details of changes in accounting policies over the past regulatory period and how they may have impacted on opex in general or specific opex items.
Commentary on cost drivers and material changes over the current regulatory period
Expense item eg. salaries
Expense item
Expense item
Supporting information
Please list documentation substantiating the reason for change
(eg. asset management plan/strategy.)
Commentary on cost drivers and material changes affecting the upcoming regulatory period
Expense item eg. salaries
Expense item
Expense item
Supporting information
Please list documentation substantiating the reason for change

## Commentary on Historic Capex
5.2 Historic Capex Commentary Proforma: reasons for variance
This pro forma is designed to allow TNSP's to provide context and background for the quantitative historic capex templates. | Home
Tables 3.3 & 3.4 provide a column where reasons for capex cost variances may be briefly listed. This pro forma provides the opportunity for more detailed reasons to be given for material differences between actual project costs and amounts included in the regulatory test/business case assessment.
The commentary should address the following:
Link to Historic Capex by category - Table 3.1
>The main reasons for the project being undertaken (eg. demand growth)
>The main reasons for material cost variances for the particular project (eg changes in material costs, legislative and regulatory requirements, environmental factors, technology changes) and whether they were forseeable.
>The main reason for any material variance in commissioning date (e.g delays in supply of materials, environmental approvals etc) and whether they were forseeable.
>How does the project align with the TNSP's asset management strategy/plan?
>Reference to the project's assessment in the TNSP's Annual Planning Reports. | Link to Historic Capex by Asset Class - Table 3.2
>Details of management induced capex efficiencies which have reduced costs.
>Major project risks and strategies undertaken to mitigate them.
Commentary on reasons for variance
Project (unique identifying number or name)
Project | Link to Historic Capex - Network - Table 3.3
Project
Supporting information
Please list documentation in support of reasons
Link to Historic Capex - Non-Network - Table 3.4

## Opex Instructions
6.1 OPEX - Instructions and definitions
Note: These definitions are a guide only. TNSPs can adapt the definition section as necessary, given consultation with the AER.
PURPOSE OF INFORMATION AND USE BY THE AER: | The historic worksheets (1.1 to 1.7) are a key input into the AER's assessment of a TNSP's historic opex performance to assist it in establishing a starting point from which to set efficient opex for the next regulatory period. | Home
The forecast worksheets (2.1 to 2.6) are a key input into the AER's assessment of a TNSPs proposed forecast opex.
Key cost drivers for expenditure are important to the AER's understanding of what has happened in the current regulatory period and any step changes in opex claimed for the next regulatory period.
INSTRUCTIONS | Data to be input on the basis of the definitions provided.
All expenditure must relate to the provision of prescribed transmission services.
Key cost drivers for expenditure: reasons for material changes in costs should be expanded upon in the relevant opex commentary proforma.
Templates must be completed in accordance with the instructions contained in the AER's Submission Guidelines and Cost Allocation Guidelines.
Values for years 4 and 5 are estimated values only
All cells must be filled out where possible, especially in relation to any commentary on variances.
DEFINITIONS | Asset Manager Support: those operational activities to support the strategic development and ongoing asset management of the network. Asset Management Support has 5 major sub-elements: Grid Planning, Project Support, Network Customer & Regulatory Support, IT Support, and Operational Support.
Asset monitoring: the asset monitoring team performing remote monitoring of TNSP’s network.
Condition based maintenance: maintenance activities based on inspection/assessment of the condition of an asset.
Corporate Support : the support activities required by the TNSP in order to ensure adequate and effective corporate governance. The three aspects of corporate support are: Insurance, Corporate Support (the Board etc), and Other Support.
Corrective maintenance: activities that restore a failed component to an operational state.
Direct Charges: costs associated with owning and managing assets, which include council rates charges, water charges, electricity bills and permits etc.
Field maintenance: includes all field activities, performed by maintenance service providers, to ensure the item of plant can perform its required functions.
Field Support: field-based activities performed by maintenance service providers which are not directly related to working on an item of plant.
Key cost drivers: significant factors driving expenditure such as age and condition of assets, size of network, CPI, labour costs, legislative requirements.
Network Monitoring and control: includes all activities in operating and monitoring assets in the field.
Network switching: the control centre function and ongoing management of the energy management system (EMS).
NMS support: the telecommunications network management system (NMS).
Non-network: all activities not directly related to the operation and maintenance of the network, including administrative, planning and engineering support costs.
Operational refurbishment: TNSP to provide definition.
Opex: expenditure related to operating and maintaining assets which is not capex.
Other Support: Non field based activities associated with maintenance activities.
Routine maintenance: recurrent activities undertaken to maintain assets.
Support/corporate: opex that is not directly related to maintenance activities.

## Historic Capex Instructions
6.2 HISTORIC CAPEX - Instructions and definitions
Note: These definitions are a guide only. TNSPs can adapt the definition section as necessary, given consultation with the AER.
PURPOSE OF INFORMATION AND USE BY THE AER: | The templates are key inputs into the AER's assessment of historic capex and will assist in the analysis of the TNSP's forecast capex claim. | Home
Specifying expenditure by project enables the AER to select projects on which to undertake more detailed analysis.
The capex categories are essentially divided between Network and Non-network. Network includes augmentation capex which is subject to the Regulatory Test.
INSTRUCTIONS: | Data to be input on the basis of the definitions provided.
All expenditure must relate to the provision of prescribed transmission services.
Categorisation of capex should be performed according to the primary reason for expenditure.
Capex amounts should be entered exclusive of customer contributions.
Reasons for variance: if actual expenditure materially varies from the amount determined under the Regulatory Test/Business case, or the date of commissioning was later than planned, then reasons should be given on the Historic Capex Commentary pro forma with a brief reference in the 'Reasons for variance' column of Table 3.3 and 3.4.
Templates must be completed according to the instructions contained in the AER's Submission Guidelines.
Values for years 4 and 5 are estimated values only.
All cells must be filled out where possible, especially in relation to any commentary on variances.
DEFINITIONS: | Augmentation: are as defined under the National Electricity Rules (NER) as works to enlarge a network or to increase the capability of a network to transmit (or distribute) active energy.
Business case: a detailed cost/benefit analysis undertaken to support an investment.
Capex: expenditure that satisfies one or more of the following requirements - relates to the purchase or construction of a new asset; increases the functionality of the asset; or extends the service life of the asset.
Connections: changes to connections between the transmission and distribution networks.
Easements: land acquisitions and rights of way for transmission lines.
FDC: financing during construction - finance charges up to the point of completion of the project.
IT: Business IT expenditure.
Other (Load Driven): anything else driven by increasing load.
Other (Non-Load Driven): all other projects associated with the network which provides prescribed transmission services such as communications systems enhancements.
Project ID: A unique numerical identifier for a given project
Project Description: A short description of the project
Regulatory Test: the test as promulgated by the ACCC to assess augmentation expenditure. A prudency test must be applied to other capex undertaken in the current regulatory period.
Replacements: replacement or life extension of network assets.
Security/Compliance: projects undertaken to ensure the physical security of assets and compliance with amendments to various technical, safety or environmental legislation.
Support the business: non-network capex relating to commercial buildings, motor vehicles and tools (but excluding IT).

## Forecast Capex Instructions
6.3 FORECAST CAPEX - Instructions and definitions
Note: These definitions are a guide only. TNSPs can adapt the definition section as necessary, given consultation with the AER.
PURPOSE OF INFORMATION AND USE BY THE AER: | The templates are key inputs into the AER's assessment of forecast capex and will enable an analysis of the proposed expenditure. | Home
Specifying expenditure by project enables the AER to select projects on which to undertake more detailed analysis.
Link to Forecast Capex commentary - Table 5.3
INSTRUCTIONS: | Data to be input on the basis of the definitions provided.
All expenditure must relate to the provision of prescribed transmission services.
Categorisation of capex should be performed according to the primary reason for expenditure.
Capex amounts should be entered on an as-incurred basis, excluding customer contributions.
Customer contributions are to be noted separately.
Templates must be completed according to the instructions contained in the AER's Submission Guidelines.
The TNSP is also requested to provide consultants' reports on the probabilistic methodology adopted, including information on theme sets and scenarios upon which the proposed capex spend is based. Further, details on the consultants assumptions, inputs and detailed information on the outcomes are requested.
DEFINITIONS: | Augmentation: are as defined under the National Electricity Rules (NER) as works to enlarge a network or to increase the capability of a network to transmit (or distribute) active energy.
Business case: a detailed cost/benefit analysis undertaken to support an investment.
Capex: expenditure that satisfies one or more of the following requirements - relates to the purchase or construction of a new asset; increases the functionality of the asset; or extends the service life of the asset.
Connections: changes to connections between the transmission and distribution networks.
Easements: land acquisitions and rights of way for transmission lines.
FDC: financing during construction - finance charges up to the point of completion of the project.
IT: Business IT expenditure.
Other (Load Driven): anything else driven by increasing load.
Other (Non-Load Driven): all other projects associated with the network which provides prescribed transmission services such as communications systems enhancements.
Project ID: A unique numerical identifier for a given project
Project Description: A short description of the project
Regulatory Test: the test as promulgated by the ACCC to assess augmentation expenditure. A prudency test must be applied to other capex undertaken in the current regulatory period.
Replacements: replacement or life extension of network assets.
Security/Compliance: projects undertaken to ensure the physical security of assets and compliance with amendments to various technical, safety or environmental legislation.
Support the business: non-network capex relating to commercial buildings, motor vehicles and tools (but excluding IT).

## Summary of Opex
Murraylink Group
Opex - Final Version
| Main Category | Sub -category | Minor category | 1/7/2011 - 31/12/11 | 1/1/11 - 30/6/11 | 1/7/2010 - 31/12/10 | 1/1/10 - 30/6/10 | 1/7/09 - 31/12/09 | 1/1/09 - 30/6/09 | 1/7/08 - 31/12/08 | 1/1/08 - 30/6/08 | 1/7/07 - 31/12/07 | 1/1/07 - 30/6/07
|  |  |  | Forecast | Actual | Actual | Actual | Actual | Actual | Actual | Discretionary | Discretionary | Discretionary
|  |  |  | (EII) | (EII) | (EII) | (EII) | (EII) | (EII) | (APA/EII) | (APA) | (APA) | (APA)
| Maintenance Expenses | Routine Maintenance | Labour |  | 74522.393 | 48713.3283 | 9236.513 | 0 | 0 | 0.03 | 0 | 245 | 0
|  |  | Contractors |  | 148605.567 | 187500.313 | 19953.912 | 153080.697 | 222450.052 | 213686.725 | 302201.26 | 223761.71 | 167323.34
|  |  | Materials |  | 4477.528 | 17009.905 | 22061.369 | 20265.872 | 0 | 13128.48 | 2242.17 | 12599.84 | 2782.14
[5 empty] | 0 | 0 | 0 | 0 | 0 | 0 | 0 | 0 | 0
|  | Non Routine Maintenance | Labour (Non Routine) |  | 0 | 0 | 0 | 0 | 0 | 0 | 0 | 0 | 0
|  |  | Contractors (Non Rountine) |  | 188252.988 | 89780.163 | 269675.714 | 85777.582 | 84850.084 | 45295.847 | 10848.9 | 0 | 480093.92
|  |  | Materials (Non Routine) |  | 0 | 0 | 0 | 0 | 0 | 0 | 0 | 0 | 0
| Operating Expenses | Insurance |  |  | 259248.517 | 170390.308 | 151772.47 | 218700.427 | 195760.462 | 212495.008 | 190227.45 | 177447.3 | 129721.97
[5 empty] | 0 | 0 | 0 | 0 | 0 | 0 | 0 | 0 | 0
|  | Accounting and Audit |  |  | 8662.5 | 0 | 0 | 0 | 0 | 158.75 | 15750 | 22375 | 8600
[5 empty] | 0 | 0 | 0 | 0 | 0 | 0 | 0 | 0 | 0
|  | Rates & taxes |  |  | 28606.908 | 69958.79 | 29170.614 | 19850.215 | 19128.89 | 32850.82 | 24081.07 | 25020.9 | 29391.02
[5 empty] | 0 | 0 | 0 | 0 | 0 | 0 | 0 | 0 | 0
|  | Pipeline/Asset licence |  |  | 16119.4 | 16526.301 | 26303.376 | 35113.782 | 42467.843 | 29204 | 38734.34 | 43136.94 | 34727.45
[5 empty] | 0 | 0 | 0 | 0 | 0 | 0 | 0 | 0 | 0
|  | Security |  |  | 30184.759 | 23524.655 | 25443.033 | 25388.022 | 26399.56 | 21834.742 | 22942 | 16283.67 | 17946.82
[5 empty] | 0 | 0 | 0 | 0 | 0 | 0 | 0 | 0 | 0
|  | Utilities - Transmission cost |  |  | 0 | 0 | 0 | 0 | 0 | 0 | 0 | 0 | 0
[5 empty] | 0 | 0 | 0 | 0 | 0 | 0 | 0 | 0 | 0
|  | Utilities - other |  |  | 493906.644 | 46413.576 | 44279.169 | 41636.694 | 20727.322 | 86610.338 | 12944.36 | 41909.26 | 44409.49
[5 empty] | 0 | 0 | 0 | 0 | 0 | 0 | 0 | 0 | 0
|  | Communication |  |  | 30513.065 | 26307.644 | 47028.135 | 101626.437 | 95613.65 | 114106.75 | 139846.6 | 48380.32 | 156106.22
[5 empty] | 0 | 0 | 0 | 0 | 0 | 0 | 0 | 0 | 0
|  | Connection fees |  |  | 0 | 560069.1207 | 420653.2 | 431954.6 | 289946.536 | 469418.545 | 397864.7 | 451937 | 390840.71
[5 empty] | 0 | 0 | 0 | 0 | 0 | 0 | 0 | 0 | 0
|  | Travel Expenses |  |  | 8961.26 | 5815.161 | 12885.103 | 9193.987 | 10693.1 | 5048.472 | 17513.75 | 5977.15 | 39874.03
[5 empty] | 0 | 0 | 0 | 0 | 0 | 0 | 0 | 0 | 0
|  | Control room |  |  | 106118.815 | 127297.731 | 176286.858 | 145642.706 | 47980.548 | 112333.032 | 129661 | 87439.24 | 175612
[5 empty] | 0 | 0 | 0 | 0 | 0 | 0 | 0 | 0 | 0
|  | Consultants |  |  | 0 | 10835 | 0 | 11275 | 0 | 14687.5 | 700 | -112146.58 | 60019.9
[5 empty] | 0 | 0 | 0 | 0 | 0 | 0 | 0 | 0 | 0
|  | Legal expenses |  |  | 0 | 0 | 0 | 0 | 0 | 0 | 1790 | 0 | 0
[5 empty] | 0 | 0 | 0 | 0 | 0 | 0 | 0 | 0 | 0
|  | Filing fees |  |  | 0 | 0 | 0 | 699.6 | 0 | 636 | 0 | 0 | 0
[5 empty] | 0 | 0 | 0 | 0 | 0 | 0 | 0 | 0 | 0
|  | Access Arrangement costs |  |  | 0 | 0 | 0 | 0 | 0 | 0 | 0 | 0 | 0
[5 empty] | 0 | 0 | 0 | 0 | 0 | 0 | 0 | 0 | 0
|  | Legal costs |  |  | 0 | 1061.72 | 0 | 0 | 0 | 0 | 8696.52 | 6100 | 33395.4
[5 empty] | 0 | 0 | 0 | 0 | 0 | 0 | 0 | 0 | 0
|  | Spares |  |  | 1257.3 | 0 | 0 | 3300 | 0 | 5910 | 0 | 0 | 0
[5 empty] | 0 | 0 | 0 | 0 | 0 | 0 | 0 | 0 | 0
|  | Safety items |  |  | 501.38 | 0 | 0 | 0 | 734.69 | 0 | 0 | 0 | 0
[5 empty] | 0 | 0 | 0 | 0 | 0 | 0 | 0 | 0 | 0
|  | Rent |  |  | 11169.939 | 0 | 14626.81 | 27197.225 | 0 | 0 | 0 | 0 | 0
[5 empty] | 0 | 0 | 0 | 0 | 0 | 0 | 0 | 0 | 0
|  | Training |  |  | 90.75 | 719.51 | 440 | 2307.052 | 11127.468 | 0 | 0 | 0 | 0
[5 empty] | 0 | 0 | 0 | 0 | 0 | 0 | 0 | 0 | 0
|  | Storage |  |  | 0 | 197.692 | 318.549 | 0 | 0 | 1145 | 259.94 | 48 | 310.2
[5 empty] | 0 | 0 | 0 | 0 | 0 | 0 | 0 | 0 | 0
|  | Labour Costing |  |  | 0 | 64790.198 | 134685.144 | 108456.898 | 0 | 0 | 0 | 0 | 0
[5 empty] | 0 | 0 | 0 | 0 | 0 | 0 | 0 | 0 | 0
|  | Other |  |  | 3305.139 | 8819.941 | 7481.124 | 4406.999 | 37670.956 | 12214.504 | 27759.04 | 29530.6 | 392794.18
[5 empty] | 0 | 0 | 0 | 0 | 0 | 0 | 0 | 0 | 0
| Corporate suppport | Includes: |  |  | 0 | 0 | 0 | 0 | 0 | 0 | 0 | 0 | 0
|  | Corporate support & IT support: | Oracle/ F1 Natural Accounts |  | 0 | 0 | 0 | 0 | 0 | 0 | 0 | 0 | 0
|  | MGMT Fee - O&M Agreements | 572270/510010 |  | -30.06 | -5.8208e-11 | -0.033 | 0.506 | -0.011 | 0 | 0 | 0 | 0
|  | MGMT fee - Margin O&M Agreements | 572280/510011 |  | 0 | 0 | 0 | 0 | 0 | 0.92 | 0 | 0 | 0
|  | MGMT fee - Commercial services | 572300/510040 |  | 212807.61 | 287203.96 | 206720.67 | 164339.186 | 186406.18 | 31493.88 | 0 | 0 | 0
|  | Mgmt Fee - Other |  |  | 0 | 0 | 0 | 0 | 0 | 0 |  |  | 840
[5 empty] | 0 | 0 | 0 | 0 | 0 | 0 | 0 | 0 | 0
|  | Overhead charge by APTMS |  |  | 0 | 0 | 0 | 0 | 0 | 272903.21 | 493643.79 | 304946.53 | -312658.72
[5 empty] | 0 | 0 | 0 | 0 | 0 | 0 | 0 | 0 | 0
|  | Labour Recharge |  |  | 24356.838 | 5974.672 | 211.97 | 26993.736 | 111569.26 | 98960.617 | 0 | 0 | 0
[5 empty] | 0 | 0 | 0 | 0 | 0 | 0 | 0 | 0 | 0
|  | State shared costs |  |  | 0 | 0 | 0 | 0 | 0 | 2818.31 | 0 | 0 | 0
[5 empty] | 0 | 0 | 0 | 0 | 0 | 0 | 0 | 0 | 0
|  | Cost recovery |  |  | 0 | 0 | 0 | 0 | 0 | 0 | 0 | 91640.88 | 0
[5 empty] | 0 | 0 | 0 | 0 | 0 | 0 | 0 | 0 | 0
|  | Corporate Support - Home Cost Centre Allocations (Finance) |  |  | 4801.137 | 981.079 | 0 | 0 | 0 | 0 | 0 | 0 | 0
[5 empty] | 0 |  |  |  |  | 0 |  |  | 0
[5 empty] | 0 | [7 empty] | 0
| Operating expenses per above |  |  |  | 1656440.377 | 1769890.768 | 1619233.7 | 1637207.223 | 1403526.59 | 1796941.48 | 1837706.89 | 1476632.76 | 1852130.07 | 0
| Operating expenses per TB |  |  |  | 4113827.06 | #VALUE! | #VALUE! | #VALUE! | #VALUE! | #VALUE! | #VALUE! | #VALUE! | #VALUE!
| Difference |  |  |  | 2457386.683 | #VALUE! | #VALUE! | #VALUE! | #VALUE! | #VALUE! | #VALUE! | #VALUE! | #VALUE!
Difference made up of
|  | Depreciation |  |  | #VALUE! | #VALUE! | #VALUE! | #VALUE! | #VALUE! | #VALUE! | #VALUE! | #VALUE! | #VALUE!
|  | Interest expense |  |  | #VALUE! | #VALUE! | #VALUE! | #VALUE! | #VALUE! | #VALUE! | #VALUE! | #VALUE! | #VALUE!
|  | Inter-entity interest |  |  | #VALUE! | #VALUE! | #VALUE! | #VALUE! | #VALUE! | #VALUE! | #VALUE! | #VALUE! | #VALUE!
|  | Borrowing costs |  |  | #VALUE! | #VALUE! | #VALUE! | #VALUE! | #VALUE! | #VALUE! | #VALUE! | #VALUE! | #VALUE!
|  | Sundry income |  |  | #VALUE! | #VALUE! | #VALUE! | #VALUE! | #VALUE! | #VALUE! | #VALUE! | #VALUE! | #VALUE!
|  | Tax expense |  |  | #VALUE! | #VALUE! | #VALUE! | #VALUE! | #VALUE! | #VALUE! | #VALUE! | #VALUE! | #VALUE!
|  | Impairment |  |  | #VALUE! | #VALUE! | #VALUE! | #VALUE! | #VALUE! | #VALUE! | #VALUE! | #VALUE! | #VALUE!
[5 empty] | #VALUE! | #VALUE! | #VALUE! | #VALUE! | #VALUE! | #VALUE! | #VALUE! | #VALUE! | #VALUE!
[5 empty] | #VALUE! | #VALUE! | #VALUE! | #VALUE! | #VALUE! | #VALUE! | #VALUE! | #VALUE! | #VALUE!
Note on F6: Silvana Alessandro: Per H Coleburn's email dated 7 Nov 11, able to provide forecast data however given that Actual data will be available in the next month or so will provide Actuals.
Note on H59: Alessandro, Silvana: due to a credit passed on to Murraylink
Note on M6: Silvana Alessandro: Not mandatory to provide data however has been recommended to be provided by H Coleburn.
Note on N6: Silvana Alessandro: Not mandatory to provide data however has been recommended to be provided by H Coleburn.
Note on O6: Silvana Alessandro: Not mandatory to provide data however has been recommended to be provided by H Coleburn.
Note on O59: Alessandro, Silvana: Includes write off of PPE- $324k

## Summary of PPE
Murraylink Transmission Partnership (B901 & D903)
1. Summary of Property, Plant and Equipment for Accounting purposes
From: | To: | Ownership |  | Opening Cost | Reallocation | Additions/Adjustments | Disposal | Closing Cost | Opening Depn/impair | Reallocation | Dep/Impairment | Disposal | Closing Depn/Imp | Closing WDV
2006-07-01 | 2006-12-31 | APA | Discretionary | 150201295.83 |  | 0 | 0 | 150201295.83 | 0 |  | 9272567.34 | 0 | 9272567.34 | 140928728.49
2007-01-01 | 2007-06-30 | APA | Discretionary | 150201295.83 |  | 0 | -349216 | 149852079.83 | 9272567.34 |  | 3669630.04 | -25684 | 12916513.38 | 136935566.45
2007-07-01 | 2007-12-31 | APA | Discretionary | 149852079.83 |  | 398262.17 | 0 | 150250342 | 12916513.6 |  | 1824284.11 | 0 | 14740797.71 | 135509544.29
2008-01-01 | 2008-06-30 | APA | Discretionary | 150250342 |  | 11757 | 0 | 150262099 | 14740798 |  | 1806090 | 0 | 16546888 | 133715211
2008-07-01 | 2008-11-30 | APA | Actual | 150262098.62 |  | 0 |  | 150262098.62 | 16546887.88 |  | 1522543.73 |  | 18069431.61 | 132192667.01
2008-12-01 | 2008-12-31 | APA | Actual | 150262098.62 | 33554440.92 | 0 | 0 | 183816539.54 | 18069431.61 | 33554440.92 | 41903615.93 |  | 93527488.46 | 90289051.08
2009-01-01 | 2009-06-30 | EII | Actual | 183816539.54 |  |  |  | 183816539.54 | 93527488.46 |  | 1410916 |  | 94938404.46 | 88878135.08
2009-07-01 | 2009-06-30 | EII | Actual | 183816539.54 |  | 20772 |  | 183837311.54 | 94938404.46 |  | 1019205 |  | 95957609.46 | 87879702.08
2010-01-01 | 2010-06-30 | EII | Actual | 183837311.54 |  | 0 |  | 183837311.54 | 95957609.46 |  | 1217583.32 |  | 97175192.78 | 86662118.76
2010-07-01 | 2010-12-31 | EII | Actual | 183837311.54 |  | 0 |  | 183837311.54 | 97175192.78 |  | 1269071.79 |  | 98444264.57 | 85393046.97
2011-01-01 | 2011-06-30 | EII | Actual | 183837311.54 |  | 2445166.43 |  | 186282477.97 | 98444264.57 |  | 1252771.23 |  | 99697035.8 | 86585442.17
2875957.6
2. Details of Additions
Additions made up of the following | [5 empty] | $
1/07/2007 to 31/12/2007
0901-0022 | Gateway Project |  |  |  |  | 398262
1/01/2008 to 30/06/08
0901-0004 | SPI NSW Runback (Addition to Asset originally commissioned on 1/7/06) |  |  |  |  | 11757
1/7/2009 -31/12/2009
3000-0023 | Dell OptiPlex Deskto |  |  |  |  | 1012
3000-0024 | Dell P190S Flat Pane |  |  |  |  | 240
3000-0025 | Dell OptiPlex Deskto |  |  |  |  | 1012
3000-0026 | Dell P190S Flat Pane |  |  |  |  | 240
3000-0027 | CB-10 Capacitance Br |  |  |  |  | 9360
3000-0028 | HP ML350T06 E5520 Se |  |  |  |  | 8908
20772
1/01/2011 to 30/06/2011
| Phase Reactor |  |  |  |  | 2408159.34
| AC PLC Capacitor Unit |  |  |  |  | 28015
| Cerabar Pressure Transmitter |  |  |  |  | 1194
| Eye & Face Washing Station |  |  |  |  | 4433.83
| Mgmt Fee-Margin |  |  |  |  | 3364.283
2445166.453
Total Additions | [5 empty] | 2875957.453
Note on O16: Alessandro, Silvana: WDV of PPE Agrees to TB as at 31 Dec 2010
Note on O17: Alessandro, Silvana: WDV of PPE Agrees to TB as at 30 Jun 2011

## Summary of Capex
Murraylink Group
DRAFT - Capital Expenditure
| Balance Sheet Account | 1/7/2011 - 31/12/11 | 1/1/11 - 30/6/11 | 1/7/2010 - 31/12/10 | 1/1/10 - 30/6/10 | 1/7/09 - 31/12/09 | 1/1/09 - 30/6/09 | 1/7/08 - 31/12/08 | 1/1/08 - 30/6/08 | 1/7/07 - 31/12/07 | 1/1/07 - 30/6/07 | 1/7/06 - 31/12/06
|  | Forecast | Actual | Actual | Actual | Actual | Actual | Actual | Discretionary | Discretionary | Discretionary | Discretionary
|  | (EII) | (EII) | (EII) | (EII) | (EII) | (EII) | (APA/EII) | (APA) | (APA) | (APA) | (APA)
| 177100 - Construction in Progress - Capex |  | 0 | 0 | 0 | 0 | 0 | 0 | -398262.17 | 398262
| 177300 - Construction in Progress - Opex |  | 0 | 0 | 0 | 0 | 0 | 0 | 0 | 0
| 177500 - Construction in Progress - JV |  | 0 | 0 | 0 | 0 | 0 | 0 | 0 | 0
| 177700 - Construction in Progress - Other |  | 0 | 0 | 0 | 0 | 0 | 0 | 0 | 0
| 177100 - (Control) Construction in Progress |  | 0 | 2445166.43 | 0 | 0 | 0 | 0 | 0 | 0
|  | 0 | 0 | 2445166.43 | 0 | 0 | 0 | 0 | -398262.17 | 398262 | 0 | 0
Relates to:
| Phase Reactor |  | 0 | 2408159.34 | 0 | 0 | 0 | 0
| AC PLC Capacitor Unit |  | 0 | 28015 | 0 | 0 | 0 | 0
| Cerabar Pressure Transmitter |  | 0 | 1194 | 0 | 0 | 0 | 0
| Eye & Face Washing Station |  | 0 | 4433.83 | 0 | 0 | 0 | 0
| Mgmt Fee-Margin |  | 0 | 3364.283 | 0 | 0 | 0 | 0
|  | 0 | 0 | 2445166.453 | 0 | 0 | 0 | 0 | 0 | 0 | 0 | 0
Note on D6: Silvana Alessandro: Per H Coleburn's email dated 7 Nov 11, able to provide forecast data however given that Actual data will be available in the next month or so will provide Actuals.
Note on K6: Silvana Alessandro: Not mandatory to provide data however has been recommended to be provided by H Coleburn.
Note on L6: Silvana Alessandro: Not mandatory to provide data however has been recommended to be provided by H Coleburn.
Note on M6: Silvana Alessandro: Not mandatory to provide data however has been recommended to be provided by H Coleburn.
Note on N6: Silvana Alessandro: Not mandatory to provide data however has been recommended to be provided by H Coleburn.

## SIB capex
[8 empty] | Current Reg Period | [10 empty] | Next Reg Period
ID | System | Component | Replace/Refurbish Interval |  | $ Each | # Units | $ Total | Due Date Intervals
[8 empty] | 2003 | 2004 | 2005 | 2006 | 2007 | 2008 | 2009 | 2010 | 2011 | 2012 | 2013 | 2014 | 2015 | 2016 | 2017 | 2018 | 2019 | 2020 | 2021 | 2022 | 2023 | 2024
SIB001 | Room Ventilation Fans | Electric Motor | 10 | years | 3000 | 40 | 120000 |  | 0 | 0 | 0 | 0 | 0 | 0 | 0 | 0 | 0 | 120000 | 0 | 0 | 0 | 0 | 0 | 0 | 0 | 0 | 0 | 120000 | 0
SIB002 | Building Ventilation Fans | Electric Motor | 10 | years | 6000 | 10 | 60000 |  | 0 | 0 | 0 | 0 | 0 | 0 | 0 | 0 | 0 | 60000 | 0 | 0 | 0 | 0 | 0 | 0 | 0 | 0 | 0 | 60000 | 0
SIB003 | Fan Coils | Fan Motor | 7 | years | 4000 | 40 | 160000 |  | 0 | 0 | 0 | 0 | 0 | 0 | 160000 | 0 | 0 | 0 | 0 | 0 | 0 | 160000 | 0 | 0 | 0 | 0 | 0 | 0 | 160000
SIB004 | Fan Coils | Corrosion | 15 | years | 8000 | 40 | 320000 |  | 0 | 0 | 0 | 0 | 0 | 0 | 0 | 0 | 0 | 0 | 0 | 0 | 0 | 0 | 320000 | 0 | 0 | 0 | 0 | 0 | 0
SIB005 | Liquid Chiller 1 | Pump | 7 | years | 7000 | 2 | 14000 |  | 0 | 0 | 0 | 0 | 0 | 0 | 14000 | 0 | 0 | 0 | 0 | 0 | 0 | 14000 | 0 | 0 | 0 | 0 | 0 | 0 | 14000
SIB006 | Liquid Chiller 1 | Compressor | 15 | years | 10000 | 2 | 20000 |  | 0 | 0 | 0 | 0 | 0 | 0 | 0 | 0 | 0 | 0 | 0 | 0 | 0 | 0 | 20000 | 0 | 0 | 0 | 0 | 0 | 0
SIB007 | Liquid Chiller 1 | Fan motor | 7 | years | 4000 | 2 | 8000 |  | 0 | 0 | 0 | 0 | 0 | 0 | 8000 | 0 | 0 | 0 | 0 | 0 | 0 | 8000 | 0 | 0 | 0 | 0 | 0 | 0 | 8000
SIB008 | Liquid Chiller 2 | Pump | 7 | years | 7000 | 2 | 14000 |  | 0 | 0 | 0 | 0 | 0 | 0 | 14000 | 0 | 0 | 0 | 0 | 0 | 0 | 14000 | 0 | 0 | 0 | 0 | 0 | 0 | 14000
SIB009 | Liquid Chiller 2 | Compressor | 15 | years | 10000 | 2 | 20000 |  | 0 | 0 | 0 | 0 | 0 | 0 | 0 | 0 | 0 | 0 | 0 | 0 | 0 | 0 | 20000 | 0 | 0 | 0 | 0 | 0 | 0
SIB010 | Liquid Chiller 2 | Fan motor | 7 | years | 4000 | 2 | 8000 |  | 0 | 0 | 0 | 0 | 0 | 0 | 8000 | 0 | 0 | 0 | 0 | 0 | 0 | 8000 | 0 | 0 | 0 | 0 | 0 | 0 | 8000
SIB011 | Chilled Water Piping | Corrosion | 15 | years | 50000 | 2 | 100000 |  | 0 | 0 | 0 | 0 | 0 | 0 | 0 | 0 | 0 | 0 | 0 | 0 | 0 | 0 | 100000 | 0 | 0 | 0 | 0 | 0 | 0
SIB012 | Chilled Water Piping | Valves | 15 | years | 2000 | 60 | 120000 |  | 0 | 0 | 0 | 0 | 0 | 0 | 0 | 0 | 0 | 0 | 0 | 0 | 0 | 0 | 120000 | 0 | 0 | 0 | 0 | 0 | 0
SIB013 | Chilled Water Piping | Lagging | 10 | years | 10000 | 2 | 20000 |  | 0 | 0 | 0 | 0 | 0 | 0 | 0 | 0 | 0 | 20000 | 0 | 0 | 0 | 0 | 0 | 0 | 0 | 0 | 0 | 20000 | 0
SIB014 | Chilled Water Piping | Water | 3 | years | 6000 | 2 | 12000 |  | 0 | 0 | 12000 | 0 | 0 | 12000 | 0 | 0 | 12000 | 0 | 0 | 12000 | 0 | 0 | 12000 | 0 | 0 | 12000 | 0 | 0 | 12000
SIB015 | Expansion Vessel | Corrosion | 8 | years | 5000 | 2 | 10000 |  | 0 | 0 | 0 | 0 | 0 | 0 | 0 | 10000 | 0 | 0 | 0 | 0 | 0 | 0 | 0 | 10000 | 0 | 0 | 0 | 0 | 0
SIB016 | Fire System | Inergen Pressure Vessel Testing | 10 | years | 65000 | 2 | 130000 |  | 0 | 0 | 0 | 0 | 0 | 0 | 0 | 0 | 0 | 130000 | 0 | 0 | 0 | 0 | 0 | 0 | 0 | 0 | 0 | 130000 | 0
SIB017 | VESDA Scanner | Chassis | 10 | years | 8000 | 4 | 32000 |  | 0 | 0 | 0 | 0 | 0 | 0 | 0 | 0 | 0 | 32000 | 0 | 0 | 0 | 0 | 0 | 0 | 0 | 0 | 0 | 32000 | 0
SIB018 | Capacitors | Failed Units | 5 | years | 8000 | 4 | 32000 |  | 0 | 0 | 0 | 0 | 32000 | 0 | 0 | 0 | 0 | 32000 | 0 | 0 | 0 | 0 | 32000 | 0 | 0 | 0 | 0 | 32000 | 0
SIB019 | Valve Cooling System | Pump | 7 | years | 10000 | 4 | 40000 |  | 0 | 0 | 0 | 0 | 0 | 0 | 40000 | 0 | 0 | 0 | 0 | 0 | 0 | 40000 | 0 | 0 | 0 | 0 | 0 | 0 | 40000
SIB020 | Valve Cooling System | Electric Motor | 9 | years | 5000 | 4 | 20000 |  | 0 | 0 | 0 | 0 | 0 | 0 | 0 | 0 | 20000 | 0 | 0 | 0 | 0 | 0 | 0 | 0 | 0 | 20000 | 0 | 0 | 0
SIB021 | Valve Cooling System | Blocking Valve | 15 | years | 7000 | 4 | 28000 |  | 0 | 0 | 0 | 0 | 0 | 0 | 0 | 0 | 0 | 0 | 0 | 0 | 0 | 0 | 28000 | 0 | 0 | 0 | 0 | 0 | 0
SIB022 | Valve Cooling System | Proportional Valve Motor | 15 | years | 7000 | 4 | 28000 |  | 0 | 0 | 0 | 0 | 0 | 0 | 0 | 0 | 0 | 0 | 0 | 0 | 0 | 0 | 28000 | 0 | 0 | 0 | 0 | 0 | 0
SIB023 | Valve Cooling System | Pressure Vessel Inspection | 7 | years | 6000 | 2 | 12000 |  | 0 | 0 | 0 | 0 | 0 | 0 | 12000 | 0 | 0 | 0 | 0 | 0 | 0 | 12000 | 0 | 0 | 0 | 0 | 0 | 0 | 12000
SIB024 | Valve Cooling System | Motor Start Contactors | 10 | years | 800 | 4 | 3200 |  | 0 | 0 | 0 | 0 | 0 | 0 | 0 | 0 | 0 | 3200 | 0 | 0 | 0 | 0 | 0 | 0 | 0 | 0 | 0 | 3200 | 0
SIB025 | Reactor Cooling System | Pump | 7 | years | 10000 | 4 | 40000 |  | 0 | 0 | 0 | 0 | 0 | 0 | 40000 | 0 | 0 | 0 | 0 | 0 | 0 | 40000 | 0 | 0 | 0 | 0 | 0 | 0 | 40000
SIB026 | Reactor Cooling System | Electric Motor | 9 | years | 5000 | 4 | 20000 |  | 0 | 0 | 0 | 0 | 0 | 0 | 0 | 0 | 20000 | 0 | 0 | 0 | 0 | 0 | 0 | 0 | 0 | 20000 | 0 | 0 | 0
SIB027 | Reactor Cooling System | Blocking Valve | 15 | years | 7000 | 4 | 28000 |  | 0 | 0 | 0 | 0 | 0 | 0 | 0 | 0 | 0 | 0 | 0 | 0 | 0 | 0 | 28000 | 0 | 0 | 0 | 0 | 0 | 0
SIB028 | Reactor Cooling System | Proportional Valve Motor | 15 | years | 7000 | 2 | 14000 |  | 0 | 0 | 0 | 0 | 0 | 0 | 0 | 0 | 0 | 0 | 0 | 0 | 0 | 0 | 14000 | 0 | 0 | 0 | 0 | 0 | 0
SIB029 | Reactor Cooling System | Pressure Vessel Inspection | 7 | years | 6000 | 2 | 12000 |  | 0 | 0 | 0 | 0 | 0 | 0 | 12000 | 0 | 0 | 0 | 0 | 0 | 0 | 12000 | 0 | 0 | 0 | 0 | 0 | 0 | 12000
SIB030 | Reactor Cooling System | Motor Start Contactors | 10 | years | 500 | 4 | 2000 |  | 0 | 0 | 0 | 0 | 0 | 0 | 0 | 0 | 0 | 2000 | 0 | 0 | 0 | 0 | 0 | 0 | 0 | 0 | 0 | 2000 | 0
SIB031 | Cooling Tower | Electric Motor | 10 | years | 8000 | 106 | 848000 |  | 0 | 0 | 0 | 0 | 0 | 0 | 0 | 0 | 0 | 848000 | 0 | 0 | 0 | 0 | 0 | 0 | 0 | 0 | 0 | 848000 | 0
SIB032 | Cooling Tower | Motor Start Contactors | 10 | years | 400 | 106 | 42400 |  | 0 | 0 | 0 | 0 | 0 | 0 | 0 | 0 | 0 | 42400 | 0 | 0 | 0 | 0 | 0 | 0 | 0 | 0 | 0 | 42400 | 0
SIB033 | Transformer | Cooling Fan motors | 15 | years | 7000 | 12 | 84000 |  | 0 | 0 | 0 | 0 | 0 | 0 | 0 | 0 | 0 | 0 | 0 | 0 | 0 | 0 | 84000 | 0 | 0 | 0 | 0 | 0 | 0
SIB034 | Transformer | Motor Start Contactors | 10 | years | 400 | 2 | 800 |  | 0 | 0 | 0 | 0 | 0 | 0 | 0 | 0 | 0 | 800 | 0 | 0 | 0 | 0 | 0 | 0 | 0 | 0 | 0 | 800 | 0
SIB035 | Split system air conditioners | Compressor & Head Unit | 4 | years | 4000 | 12 | 48000 |  | 0 | 0 | 0 | 48000 | 0 | 0 | 0 | 48000 | 0 | 0 | 0 | 48000 | 0 | 0 | 0 | 48000 | 0 | 0 | 0 | 48000 | 0
SIB036 | Work Station Computers | Hardware | 4 | years | 800 | 6 | 4800 |  | 0 | 0 | 0 | 4800 | 0 | 0 | 0 | 4800 | 0 | 0 | 0 | 4800 | 0 | 0 | 0 | 4800 | 0 | 0 | 0 | 4800 | 0
SIB037 | Work Station Computers | Software | 10 | years | 5000 | 6 | 30000 |  | 0 | 0 | 0 | 0 | 0 | 0 | 0 | 0 | 0 | 30000 | 0 | 0 | 0 | 0 | 0 | 0 | 0 | 0 | 0 | 30000 | 0
SIB038 | Control System | Industrial Computers | 15 | years | 383500 | 2 | 767000 |  | 0 | 0 | 0 | 0 | 0 | 0 | 0 | 0 | 0 | 0 | 0 | 0 | 0 | 0 | 767000 | 0 | 0 | 0 | 0 | 0 | 0

## Historic capex calc
Transfer from Summary of PPE sheet |  | AER Cat | AER asset | RFM/PTRM asset class | 2002/03 | 2003/04 | 2004/05 | 2005/06 | 2006/07 | 2007/08 | 2008/09 | 2009/010 | 2010/011 | 2011/012 | 2012/013 | 2013/014 | 2014/015 | 2015/016 | 2016/017 | 2017/018 | 2018/019 | 2019/020 | 2020/021 | 2021/022 | 2022/023
0901-0022 | 0901-0022 Gateway Project | N-N-S | Secondary | Ancillary 10 | 2007/08: 398262
0901-0004 | 0901-0004 SPI NSW Runback (Addition to Asset originally commissioned on 1/7/06) | N-N-S | Secondary | Ancillary 10 | 2007/08: 11757
3000-0023 | 3000-0023 Dell OptiPlex Deskto | NN-B-IT | Non-System | Office machines | 2009/010: 1012
3000-0024 | 3000-0024 Dell P190S Flat Pane | NN-B-IT | Non-System | Office machines | 2009/010: 240
3000-0025 | 3000-0025 Dell OptiPlex Deskto | NN-B-IT | Non-System | Office machines | 2009/010: 1012
3000-0026 | 3000-0026 Dell P190S Flat Pane | NN-B-IT | Non-System | Office machines | 2009/010: 240
3000-0027 | 3000-0027 CB-10 Capacitance Br | NN-S-O | Non-System | Test equipment | 2009/010: 9360
3000-0028 | 3000-0028 HP ML350T06 E5520 Se | NN-S-O | Non-System | Test equipment | 2009/010: 8908
0 | Phase Reactor |  |  | Switchyard | [21 empty] | Not included in RAB - subject to insurance claim | bar: 2010/011
0 | AC PLC Capacitor Unit | N-N-R | Non-System | Switchyard | 2010/011: 30816.5
0 | Cerabar Pressure Transmitter | N-N-S | Secondary | Ancillary 7 | 2010/011: 1313.4
0 | Eye & Face Washing Station | NN-S-O | Non-System | Other operating assets | 2010/011: 4877.213
Transfer from Forecast capex sheet
SIB013/1 | Chilled Water Piping Lagging | N-N-R | Secondary | Ancillary 10 | 2011/012: 0; 2012/013: 20297.9863
SIB016/1 | Fire System Inergen Pressure Vessel Testing | N-N-R | Secondary | Ancillary 10 | 2011/012: 0; 2012/013: 131936.9112
SIB017/1 | VESDA Scanner Chassis | N-N-R | Secondary | Ancillary 7 | 2011/012: 0; 2012/013: 32476.7782
SIB018/1 | Capacitors Failed Units | N-N-R | Reactive | Switchyard | 2011/012: 0; 2012/013: 32476.7782
SIB020/1 | Valve Cooling System Electric Motor | N-N-R | Secondary | Ancillary 10 | 2011/012: 20000
SIB024/1 | Valve Cooling System Motor Start Contactors | N-N-R | Secondary | Ancillary 10 | 2011/012: 0; 2012/013: 3247.6778 | 767265.4335
SIB026/1 | Reactor Cooling System Electric Motor | N-N-R | Secondary | Ancillary 10 | 2011/012: 20000 | 767265.4335
SIB030/1 | Reactor Cooling System Motor Start Contactors | N-N-R | Secondary | Ancillary 7 | 2012/013: 2029.7986
SIB031/1 | Cooling Tower Electric Motor | N-N-R | Secondary | Ancillary 10 | 2012/013: 430317.3105
SIB032/1 | Cooling Tower Motor Start Contactors | N-N-R | Secondary | Ancillary 7 | 2012/013: 43031.731
SIB034/1 | Transformer Motor Start Contactors | N-N-R | Secondary | Ancillary 7 | 2012/013: 811.9195
SIB037/1 | Work Station Computers Software | N-N-R | Non-System | Office machines | 2012/013: 30638.5422
Cap001/3 | Reprogram runback control logic | N-N-S | Communications | Other operating assets | 2011/012: 61000 | 990458.7701
Cap007 | IGBT replacement | N-N-R | Switchgear | Switchyard | 2011/012: 0; 2012/013: 181000 | 990458.7701
Cap008 | Critical spares | N-N-R | Switchgear | Switchyard | 2011/012: 35000; 2012/013: 44000
Cap009 | Optic fibre test equipment | N-N-S | Non-System | Test equipment | 2011/012: 4000; 2012/013: 0
Cap012 | SF6 pressure gauge | N-N-R | Secondary | Ancillary 7 | 2011/012: 3000
Cap013 | Switchyard barrier fences | N-N-S | Establishment | Ancillary 15 | 2011/012: 9000
Cap014/1 | Regulatory review | NN-S-O | Non-System | Other operating assets | 2011/012: 487500; 2012/013: 0
Cap014/2 | Regulatory review | NN-S-O | Non-System | Other operating assets | 2011/012: 0; 2012/013: 165958.7701
Total Additions |  |  |  |  | 0 | 0 | 0 | 0 | 0 | 410019 | 0 | 20772 | 37007.113 | 639500 | 1118224.2035 | 0 | 0 | 0 | 0 | 0 | 0 | 0 | 0 | 0 | 0
Check of AER forms |  |  |  | AER historic by category | 2003/04: 0; 2004/05: 0; 2005/06: 0; 2006/07: 0; 2007/08: 410019; 2008/09: 0; 2009/010: 20772; 2010/011: 37007.113; 2011/012: 639500; 2012/013: 1118224.2035
|  |  |  | AER historic summary |  | 0 | 0 | 0 | 0 | 410019 | 0 | 20772 | 37007.113 | 639500 | 1118224.2035 |  | 0 | 20772 | 0 | 37007.113 | 0 | 639500 | 0 | 1118224.2035 | 0 |  | 0 | 0 | 0 | 0 | 0 | 0 | 0
|  |  |  | AER non network+network | 2003/04: 0; 2004/05: 0; 2005/06: 0; 2006/07: 0; 2007/08: 410019; 2008/09: 0; 2009/010: 20772; 2010/011: 37007.113; 2011/012: 639500; 2012/013: 1118224.2035
For transfer to AER historic capex by category
Project category
Network
Non load driven
| Replacements | N-N-R |  |  |  | 0 | 0 | 0 | 0 | 0 | 0 | 0 | 0.030817 | 0.078 | 0.95227 | 0 | 0 | 0 | 0 | 0 | 0 | 0 | 0 | 0 | 0
| Security/compliance | N-N-S |  |  |  | 0 | 0 | 0 | 0 | 0.41002 | 0 | 0 | 0.0013134 | 0.074 | 0 | 0 | 0 | 0 | 0 | 0 | 0 | 0 | 0 | 0 | 0
| Other | N-N-O |  |  |  | 0 | 0 | 0 | 0 | 0 | 0 | 0 | 0 | 0 | 0 | 0 | 0 | 0 | 0 | 0 | 0 | 0 | 0 | 0 | 0
Non network
Business IT
| Information technology | NN-B-IT |  |  |  | 0 | 0 | 0 | 0 | 0 | 0 | 0.002504 | 0 | 0 | 0 | 0 | 0 | 0 | 0 | 0 | 0 | 0 | 0 | 0 | 0
Support the business
| Buildings | NN-S-B |  |  |  | 0 | 0 | 0 | 0 | 0 | 0 | 0 | 0 | 0 | 0 | 0 | 0 | 0 | 0 | 0 | 0 | 0 | 0 | 0 | 0
| Motor Vehicles | NN-S-MV |  |  |  | 0 | 0 | 0 | 0 | 0 | 0 | 0 | 0 | 0 | 0 | 0 | 0 | 0 | 0 | 0 | 0 | 0 | 0 | 0 | 0
| Other | NN-S-O |  |  |  | 0 | 0 | 0 | 0 | 0 | 0 | 0.018268 | 0.0048772 | 0.4875 | 0.16596 | 0 | 0 | 0 | 0 | 0 | 0 | 0 | 0 | 0 | 0
| Total |  |  |  |  | 0 | 0 | 0 | 0 | 0.41002 | 0 | 0.020772 | 0.037007 | 0.6395 | 1.1182 | 0 | 0 | 0 | 0 | 0 | 0 | 0 | 0 | 0 | 0
| Check |  |  |  |  | 0 | 0 | 0 | 0 | 0 | 0 | 0 | 0 | 0 | 0 | 0 | 0 | 0 | 0 | 0 | 0 | 0 | 0 | 0 | 0
For transfer to AER historic capex by asset class
|  |  | Secondary |  |  | 0 | 0 | 0 | 0 | 0.41002 | 0 | 0 | 0.0013134 | 0.043 | 0.66415 | 0 | 0 | 0 | 0 | 0 | 0 | 0 | 0 | 0 | 0
|  |  | Switchgear |  |  | 0 | 0 | 0 | 0 | 0 | 0 | 0 | 0 | 0.035 | 0.225 | 0 | 0 | 0 | 0 | 0 | 0 | 0 | 0 | 0 | 0
|  |  | Transformers |  |  | 0 | 0 | 0 | 0 | 0 | 0 | 0 | 0 | 0 | 0 | 0 | 0 | 0 | 0 | 0 | 0 | 0 | 0 | 0 | 0
|  |  | Reactive |  |  | 0 | 0 | 0 | 0 | 0 | 0 | 0 | 0 | 0 | 0.032477 | 0 | 0 | 0 | 0 | 0 | 0 | 0 | 0 | 0 | 0
|  |  | Transmission Lines |  |  | 0 | 0 | 0 | 0 | 0 | 0 | 0 | 0 | 0 | 0 | 0 | 0 | 0 | 0 | 0 | 0 | 0 | 0 | 0 | 0
|  |  | Establishment |  |  | 0 | 0 | 0 | 0 | 0 | 0 | 0 | 0 | 0.009 | 0 | 0 | 0 | 0 | 0 | 0 | 0 | 0 | 0 | 0 | 0
|  |  | Communications |  |  | 0 | 0 | 0 | 0 | 0 | 0 | 0 | 0 | 0.061 | 0 | 0 | 0 | 0 | 0 | 0 | 0 | 0 | 0 | 0 | 0
|  |  | Network Switching Centre |  |  | 0 | 0 | 0 | 0 | 0 | 0 | 0 | 0 | 0 | 0 | 0 | 0 | 0 | 0 | 0 | 0 | 0 | 0 | 0 | 0
|  |  | Easements |  |  | 0 | 0 | 0 | 0 | 0 | 0 | 0 | 0 | 0 | 0 | 0 | 0 | 0 | 0 | 0 | 0 | 0 | 0 | 0 | 0
|  |  | Land |  |  | 0 | 0 | 0 | 0 | 0 | 0 | 0 | 0 | 0 | 0 | 0 | 0 | 0 | 0 | 0 | 0 | 0 | 0 | 0 | 0
|  |  | Non-System |  |  | 0 | 0 | 0 | 0 | 0 | 0 | 0.020772 | 0.035694 | 0.4915 | 0.1966 | 0 | 0 | 0 | 0 | 0 | 0 | 0 | 0 | 0 | 0
| Total |  |  |  |  | 0 | 0 | 0 | 0 | 0.41002 | 0 | 0.020772 | 0.037007 | 0.6395 | 1.1182 | 0 | 0 | 0 | 0 | 0 | 0 | 0 | 0 | 0 | 0
| Check |  |  |  |  | 0 | 0 | 0 | 0 | 0 | 0 | 0 | 0 | 0 | 0 | 0 | 0 | 0 | 0 | 0 | 0 | 0 | 0 | 0 | 0
Historic capex
| For transfer to RFM | Actual dollars
|  |  |  | Switchyard | 2003/04: 0; 2004/05: 0; 2005/06: 0; 2006/07: 0; 2007/08: 0; 2008/09: 0; 2009/010: 0; 2010/011: 0.030817; 2011/012: 0.035; 2012/013: 0.25748
|  |  |  | Transmission line | 2003/04: 0; 2004/05: 0; 2005/06: 0; 2006/07: 0; 2007/08: 0; 2008/09: 0; 2009/010: 0; 2010/011: 0; 2011/012: 0; 2012/013: 0
|  |  |  | Easements | 2003/04: 0; 2004/05: 0; 2005/06: 0; 2006/07: 0; 2007/08: 0; 2008/09: 0; 2009/010: 0; 2010/011: 0; 2011/012: 0; 2012/013: 0
|  |  |  | Ancillary 15 | 2003/04: 0; 2004/05: 0; 2005/06: 0; 2006/07: 0; 2007/08: 0; 2008/09: 0; 2009/010: 0; 2010/011: 0; 2011/012: 0.009; 2012/013: 0
|  |  |  | Ancillary 10 | 2003/04: 0; 2004/05: 0; 2005/06: 0; 2006/07: 0; 2007/08: 0.41002; 2008/09: 0; 2009/010: 0; 2010/011: 0; 2011/012: 0.04; 2012/013: 0.5858
|  |  |  | Ancillary 7 | 2003/04: 0; 2004/05: 0; 2005/06: 0; 2006/07: 0; 2007/08: 0; 2008/09: 0; 2009/010: 0; 2010/011: 0.0013134; 2011/012: 0.003; 2012/013: 0.07835
|  |  |  | Test equipment | 2003/04: 0; 2004/05: 0; 2005/06: 0; 2006/07: 0; 2007/08: 0; 2008/09: 0; 2009/010: 0.018268; 2010/011: 0; 2011/012: 0.004; 2012/013: 0
|  |  |  | Other operating assets | 2003/04: 0; 2004/05: 0; 2005/06: 0; 2006/07: 0; 2007/08: 0; 2008/09: 0; 2009/010: 0; 2010/011: 0.0048772; 2011/012: 0.5485; 2012/013: 0.16596
|  |  |  | Office machines | 2003/04: 0; 2004/05: 0; 2005/06: 0; 2006/07: 0; 2007/08: 0; 2008/09: 0; 2009/010: 0.002504; 2010/011: 0; 2011/012: 0; 2012/013: 0.030639
| Total Additions |  |  |  | 2003/04: 0; 2004/05: 0; 2005/06: 0; 2006/07: 0; 2007/08: 0.41002; 2008/09: 0; 2009/010: 0.020772; 2010/011: 0.037007; 2011/012: 0.6395; 2012/013: 1.1182; 2013/014: 2.2255
| Check |  |  |  | 2003/04: 0; 2004/05: 0; 2005/06: 0; 2006/07: 0; 2007/08: 0; 2008/09: 0; 2009/010: 0; 2010/011: 0; 2011/012: 0; 2012/013: 0
Historic disposals
| For transfer to RFM | Actual dollars
|  |  |  | Switchyard | 2003/04: 0; 2004/05: 0; 2005/06: 0; 2006/07: 0.34922
|  |  |  | Transmission line | 2003/04: 0; 2004/05: 0; 2005/06: 0; 2006/07: 0
|  |  |  | Easements | 2003/04: 0; 2004/05: 0; 2005/06: 0; 2006/07: 0
|  |  |  | Ancillary 15 | 2003/04: 0; 2004/05: 0; 2005/06: 0; 2006/07: 0
|  |  |  | Ancillary 10 | 2003/04: 0; 2004/05: 0; 2005/06: 0; 2006/07: 0
|  |  |  | Ancillary 7 | 2003/04: 0; 2004/05: 0; 2005/06: 0; 2006/07: 0
|  |  |  | Test equipment | 2003/04: 0; 2004/05: 0; 2005/06: 0; 2006/07: 0
|  |  |  | Other operating assets | 2003/04: 0; 2004/05: 0; 2005/06: 0; 2006/07: 0
|  |  |  | Office machines | 2003/04: 0; 2004/05: 0; 2005/06: 0; 2006/07: 0
| Total Additions |  |  |  | 2003/04: 0; 2004/05: 0; 2005/06: 0; 2006/07: 0.34922; 2007/08: 0; 2008/09: 0; 2009/010: 0; 2010/011: 0; 2011/012: 0; 2012/013: 0
Note on O12: Harry: Includes margin

## Forecast capex calc
|  |  | Date | AER Cat | AER asset | RFM/PTRM asset class |  |  | 2002/03 | 2003/04 | 2004/05 | 2005/06 | 2006/07 | 2007/08 | 2008/09 | 2009/010 | 2010/011 | 2011/012 | 2012/013 | 2013/14 | 2014/015 | 2015/016 | 2016/017 | 2017/018 | 2018/019 | 2019/020 | 2020/021 | 2021/022 | 2022/023
ID | Transfer from SIB Capex sheet
SIB001 | Room Ventilation Fans | Electric Motor | 2022/023 |  |  | Ancillary 10 | Labour | 0% | 2022/023: 0 | Smeared values
[6 empty] | Ancillary 10 | Material | 30% | 2022/023: 36000
[6 empty] | Ancillary 10 | Contract | 70% | 2022/023: 84000
SIB002 | Building Ventilation Fans | Electric Motor | 2022/023 |  |  | Ancillary 10 | Labour | 0% | 2022/023: 0
[6 empty] | Ancillary 10 | Material | 30% | 2022/023: 18000
[6 empty] | Ancillary 10 | Contract | 70% | 2022/023: 42000
SIB003 | Fan Coils | Fan Motor | 2016/017 |  |  | Ancillary 7 | Labour | 0% | 2016/017: 0
[6 empty] | Ancillary 7 | Material | 30% | 2016/017: 48000
[6 empty] | Ancillary 7 | Contract | 70% | 2016/017: 112000
SIB004 | Fan Coils | Corrosion | 2017-019 |  |  | Ancillary 15 | Labour | 0% | 2017/018: 0; 2018/019: 0
[6 empty] | Ancillary 15 | Material | 30% | 2017/018: 48000; 2018/019: 48000
[6 empty] | Ancillary 15 | Contract | 70% | 2017/018: 112000; 2018/019: 112000
SIB005 | Liquid Chiller 1 | Pump | 2016/017 |  |  | Ancillary 7 | Labour | 0% | 2016/017: 0
[6 empty] | Ancillary 7 | Material | 30% | 2016/017: 4200
[6 empty] | Ancillary 7 | Contract | 70% | 2016/017: 9800
SIB006 | Liquid Chiller 1 | Compressor | 2017/018 |  |  | Ancillary 15 | Labour | 0% | 2017/018: 0
[6 empty] | Ancillary 15 | Material | 30% | 2017/018: 6000
[6 empty] | Ancillary 15 | Contract | 70% | 2017/018: 14000
SIB007 | Liquid Chiller 1 | Fan motor | 2016/017 |  |  | Ancillary 7 | Labour | 0% | 2016/017: 0
[6 empty] | Ancillary 7 | Material | 30% | 2016/017: 2400
[6 empty] | Ancillary 7 | Contract | 70% | 2016/017: 5600
SIB008 | Liquid Chiller 2 | Pump | 2016/017 |  |  | Ancillary 7 | Labour | 0% | 2016/017: 0
[6 empty] | Ancillary 7 | Material | 30% | 2016/017: 4200
[6 empty] | Ancillary 7 | Contract | 70% | 2016/017: 9800
SIB009 | Liquid Chiller 2 | Compressor | 2017/018 |  |  | Ancillary 15 | Labour | 0% | 2017/018: 0
[6 empty] | Ancillary 15 | Material | 30% | 2017/018: 6000
[6 empty] | Ancillary 15 | Contract | 70% | 2017/018: 14000
SIB010 | Liquid Chiller 2 | Fan motor | 2016/017 |  |  | Ancillary 7 | Labour | 0% | 2016/017: 0
[6 empty] | Ancillary 7 | Material | 30% | 2016/017: 2400
[6 empty] | Ancillary 7 | Contract | 70% | 2016/017: 5600
SIB011 | Chilled Water Piping | Corrosion | 2017-019 |  |  | Ancillary 15 | Labour | 0% | 2017/018: 0; 2018/019: 0
[6 empty] | Ancillary 15 | Material | 30% | 2017/018: 15000; 2018/019: 15000
[6 empty] | Ancillary 15 | Contract | 70% | 2017/018: 35000; 2018/019: 35000
SIB012 | Chilled Water Piping | Valves | 2017-019 |  |  | Ancillary 15 | Labour | 0% | 2017/018: 0; 2018/019: 0
[6 empty] | Ancillary 15 | Material | 30% | 2017/018: 18000; 2018/019: 18000
[6 empty] | Ancillary 15 | Contract | 70% | 2017/018: 42000; 2018/019: 42000
SIB013/1 | Chilled Water Piping | Lagging | 2012/013 |  |  | Ancillary 10 | Labour | 0% | 2012/013: 0
[6 empty] | Ancillary 10 | Material | 30% | 2012/013: 6000
[6 empty] | Ancillary 10 | Contract | 70% | 2012/013: 14000
SIB013/2 | Chilled Water Piping | Lagging | 2022/023 |  |  | Ancillary 10 | Labour | 0% | 2022/023: 0
[6 empty] | Ancillary 10 | Material | 30% | 2022/023: 6000
[6 empty] | Ancillary 10 | Contract | 70% | 2022/023: 14000
SIB015 | Expansion Vessel | Corrosion | 2018/019 |  |  | Ancillary 7 | Labour | 0% | 2018/019: 0
[6 empty] | Ancillary 7 | Material | 30% | 2018/019: 3000
[6 empty] | Ancillary 7 | Contract | 70% | 2018/019: 7000
SIB016/1 | Fire System | Inergen Pressure Vessel Testing | 2012/013 |  |  | Ancillary 10 | Labour | 0% | 2012/013: 0
[6 empty] | Ancillary 10 | Material | 30% | 2012/013: 39000
[6 empty] | Ancillary 10 | Contract | 70% | 2012/013: 91000
SIB016/2 | Fire System | Inergen Pressure Vessel Testing | 2022/023 |  |  | Ancillary 10 | Labour | 0% | 2022/023: 0
[6 empty] | Ancillary 10 | Material | 30% | 2022/023: 39000
[6 empty] | Ancillary 10 | Contract | 70% | 2022/023: 91000
SIB017/1 | VESDA Scanner | Chassis | 2012/013 |  |  | Ancillary 10 | Labour | 0% | 2012/013: 0
[6 empty] | Ancillary 10 | Material | 30% | 2012/013: 9600
[6 empty] | Ancillary 10 | Contract | 70% | 2012/013: 22400
SIB017/2 | VESDA Scanner | Chassis | 2022/023 |  |  | Ancillary 10 | Labour | 0% | 2022/023: 0
[6 empty] | Ancillary 10 | Material | 30% | 2022/023: 9600
[6 empty] | Ancillary 10 | Contract | 70% | 2022/023: 22400
SIB018/1 | Capacitors | Failed Units | 2012/013 |  |  | Switchyard | Labour | 0% | 2012/013: 0
[6 empty] | Switchyard | Material | 30% | 2012/013: 9600
[6 empty] | Switchyard | Contract | 70% | 2012/013: 22400
SIB018/2 | Capacitors | Failed Units | 2017/018 |  |  | Switchyard | Labour | 0% | 2017/018: 0
[6 empty] | Switchyard | Material | 30% | 2017/018: 9600
[6 empty] | Switchyard | Contract | 70% | 2017/018: 22400
SIB018/3 | Capacitors | Failed Units | 2022/023 |  |  | Switchyard | Labour | 0% | 2022/023: 0
[6 empty] | Switchyard | Material | 30% | 2022/023: 9600
[6 empty] | Switchyard | Contract | 70% | 2022/023: 22400
SIB019 | Valve Cooling System | Pump | 2016/017 |  |  | Ancillary 7 | Labour | 0% | 2016/017: 0
[6 empty] | Ancillary 7 | Material | 30% | 2016/017: 12000
[6 empty] | Ancillary 7 | Contract | 70% | 2016/017: 28000
SIB020/1 | Valve Cooling System | Electric Motor | 2012/013 |  |  | Ancillary 10 | Labour | 0% | 2011/012: 0
[6 empty] | Ancillary 10 | Material | 30% | 2011/012: 6000
[6 empty] | Ancillary 10 | Contract | 70% | 2011/012: 14000
SIB020/2 | Valve Cooling System | Electric Motor | 2020/021 |  |  | Ancillary 10 | Labour | 0% | 2020/021: 0
[6 empty] | Ancillary 10 | Material | 30% | 2020/021: 6000
[6 empty] | Ancillary 10 | Contract | 70% | 2020/021: 14000
SIB021 | Valve Cooling System | Blocking Valve | 2017/018 |  |  | Ancillary 15 | Labour | 0% | 2017/018: 0
[6 empty] | Ancillary 15 | Material | 30% | 2017/018: 8400
[6 empty] | Ancillary 15 | Contract | 70% | 2017/018: 19600
SIB022 | Valve Cooling System | Proportional Valve Motor | 2017/018 |  |  | Ancillary 15 | Labour | 0% | 2017/018: 0
[6 empty] | Ancillary 15 | Material | 30% | 2017/018: 8400
[6 empty] | Ancillary 15 | Contract | 70% | 2017/018: 19600
SIB023 | Valve Cooling System | Pressure Vessel Inspection | 2016/017 |  |  | Ancillary 7 | Labour | 0% | 2016/017: 0
[6 empty] | Ancillary 7 | Material | 30% | 2016/017: 3600
[6 empty] | Ancillary 7 | Contract | 70% | 2016/017: 8400
SIB024/1 | Valve Cooling System | Motor Start Contactors | 2012/013 |  |  | Ancillary 10 | Labour | 0% | 2012/013: 0
[6 empty] | Ancillary 10 | Material | 30% | 2012/013: 960
[6 empty] | Ancillary 10 | Contract | 70% | 2012/013: 2240
SIB024/2 | Valve Cooling System | Motor Start Contactors | 2022/023 |  |  | Ancillary 10 | Labour | 0% | 2022/023: 0
[6 empty] | Ancillary 10 | Material | 30% | 2022/023: 960
[6 empty] | Ancillary 10 | Contract | 70% | 2022/023: 2240
SIB025 | Reactor Cooling System | Pump | 2016/017 |  |  | Ancillary 7 | Labour | 0% | 2016/017: 0
[6 empty] | Ancillary 7 | Material | 30% | 2016/017: 12000
[6 empty] | Ancillary 7 | Contract | 70% | 2016/017: 28000
SIB026/1 | Reactor Cooling System | Electric Motor | 2011/012 |  |  | Ancillary 10 | Labour | 0% | 2011/012: 0
[6 empty] | Ancillary 10 | Material | 30% | 2011/012: 6000
[6 empty] | Ancillary 10 | Contract | 70% | 2011/012: 14000
SIB026/2 | Reactor Cooling System | Electric Motor | 2020/021 |  |  | Ancillary 10 | Labour | 0% | 2020/021: 0
[6 empty] | Ancillary 10 | Material | 30% | 2020/021: 6000
[6 empty] | Ancillary 10 | Contract | 70% | 2020/021: 14000
SIB027 | Reactor Cooling System | Blocking Valve | 2017/018 |  |  | Ancillary 15 | Labour | 0% | 2017/018: 0
[6 empty] | Ancillary 15 | Material | 30% | 2017/018: 8400
[6 empty] | Ancillary 15 | Contract | 70% | 2017/018: 19600
SIB028 | Reactor Cooling System | Proportional Valve Motor | 2017/018 |  |  | Ancillary 15 | Labour | 0% | 2017/018: 0
[6 empty] | Ancillary 15 | Material | 30% | 2017/018: 4200
[6 empty] | Ancillary 15 | Contract | 70% | 2017/018: 9800
SIB029 | Reactor Cooling System | Pressure Vessel Inspection | 2016/017 |  |  | Ancillary 7 | Labour | 0% | 2016/017: 0
[6 empty] | Ancillary 7 | Material | 30% | 2016/017: 3600
[6 empty] | Ancillary 7 | Contract | 70% | 2016/017: 8400
SIB030/1 | Reactor Cooling System | Motor Start Contactors | 2012/013 |  |  | Ancillary 10 | Labour | 0% | 2012/013: 0
[6 empty] | Ancillary 10 | Material | 30% | 2012/013: 600
[6 empty] | Ancillary 10 | Contract | 70% | 2012/013: 1400
SIB030/2 | Reactor Cooling System | Motor Start Contactors | 2022/023 |  |  | Ancillary 10 | Labour | 0% | 2022/023: 0
[6 empty] | Ancillary 10 | Material | 30% | 2022/023: 600
[6 empty] | Ancillary 10 | Contract | 70% | 2022/023: 1400
SIB031/1 | Cooling Tower | Electric Motor | 2012-014 |  |  | Ancillary 10 | Labour | 0% | 2012/013: 0; 2013/14: 0
[6 empty] | Ancillary 10 | Material | 30% | 2012/013: 127200; 2013/14: 127200
[6 empty] | Ancillary 10 | Contract | 70% | 2012/013: 296800; 2013/14: 296800
SIB031/2 | Cooling Tower | Electric Motor | 2021-023 |  |  | Ancillary 10 | Labour | 0% | 2021/022: 0; 2022/023: 0
[6 empty] | Ancillary 10 | Material | 30% | 2021/022: 127200; 2022/023: 127200
[6 empty] | Ancillary 10 | Contract | 70% | 2021/022: 296800; 2022/023: 296800
SIB032/1 | Cooling Tower | Motor Start Contactors | 2012/013 |  |  | Ancillary 10 | Labour | 0% | 2012/013: 0
[6 empty] | Ancillary 10 | Material | 30% | 2012/013: 12720
[6 empty] | Ancillary 10 | Contract | 70% | 2012/013: 29680
SIB032/2 | Cooling Tower | Motor Start Contactors | 2022/023 |  |  | Ancillary 10 | Labour | 0% | 2022/023: 0
[6 empty] | Ancillary 10 | Material | 30% | 2022/023: 12720
[6 empty] | Ancillary 10 | Contract | 70% | 2022/023: 29680
SIB033 | Transformer | Cooling Fan motors | 2017/018 |  |  | Ancillary 15 | Labour | 0% | 2017/018: 0
[6 empty] | Ancillary 15 | Material | 30% | 2017/018: 25200
[6 empty] | Ancillary 15 | Contract | 70% | 2017/018: 58800
SIB034/1 | Transformer | Motor Start Contactors | 2012/013 |  |  | Ancillary 10 | Labour | 0% | 2012/013: 0
[6 empty] | Ancillary 10 | Material | 30% | 2012/013: 240
[6 empty] | Ancillary 10 | Contract | 70% | 2012/013: 560
SIB034/2 | Transformer | Motor Start Contactors | 2022/023 |  |  | Ancillary 10 | Labour | 0% | 2022/023: 0
[6 empty] | Ancillary 10 | Material | 30% | 2022/023: 240
[6 empty] | Ancillary 10 | Contract | 70% | 2022/023: 560
SIB035/1 | Split system air conditioners | Compressor & Head Unit | 2013-015 |  |  | Other operating assets | Labour | 0% | 2014/015: 0; 2015/016: 0
[6 empty] | Other operating assets | Material | 30% | 2014/015: 7200; 2015/016: 7200
[6 empty] | Other operating assets | Contract | 70% | 2014/015: 16800; 2015/016: 16800
SIB035/2 | Split system air conditioners | Compressor & Head Unit | 2018-020 |  |  | Other operating assets | Labour | 0% | 2018/019: 0; 2019/020: 0
[6 empty] | Other operating assets | Material | 30% | 2018/019: 7200; 2019/020: 7200
[6 empty] | Other operating assets | Contract | 70% | 2018/019: 16800; 2019/020: 16800
SIB035/3 | Split system air conditioners | Compressor & Head Unit | 2022/023 |  |  | Other operating assets | Labour | 0% | 2022/023: 0
[6 empty] | Other operating assets | Material | 30% | 2022/023: 14400
[6 empty] | Other operating assets | Contract | 70% | 2022/023: 33600
SIB036/1 | Work Station Computers | Hardware | 2014/015 |  |  | Office machines | Labour | 0% | 2014/015: 0
[6 empty] | Office machines | Material | 80% | 2014/015: 3840
[6 empty] | Office machines | Contract | 20% | 2014/015: 960
SIB036/2 | Work Station Computers | Hardware | 2018/019 |  |  | Office machines | Labour | 0% | 2018/019: 0
[6 empty] | Office machines | Material | 80% | 2018/019: 3840
[6 empty] | Office machines | Contract | 20% | 2018/019: 960
SIB036/3 | Work Station Computers | Hardware | 2022/023 |  |  | Office machines | Labour | 0% | 2022/023: 0
[6 empty] | Office machines | Material | 80% | 2022/023: 3840
[6 empty] | Office machines | Contract | 20% | 2022/023: 960
SIB037/1 | Work Station Computers | Software | 2012/013 |  |  | Office machines | Labour | 0% | 2012/013: 0
[6 empty] | Office machines | Material | 0% | 2012/013: 0
[6 empty] | Office machines | Contract | 100% | 2012/013: 30000
SIB037/2 | Work Station Computers | Software | 2022/023 |  |  | Office machines | Labour | 0% | 2022/023: 0
[6 empty] | Office machines | Material | 0% | 2022/023: 0
[6 empty] | Office machines | Contract | 100% | 2022/023: 30000
SIB038 | Control System | Industrial Computers | 2017/018 |  |  | Ancillary 15 | Labour | 0% | 2017/018: 0
[6 empty] | Ancillary 15 | Material | 80% | 2017/018: 613600
[6 empty] | Ancillary 15 | Contract | 20% | 2017/018: 153400
| Total SIB capex |  |  |  |  | 4578200 |  |  | 2011/012: 40000; 2012/013: 716400; 2013/14: 424000; 2014/015: 28800; 2015/016: 24000; 2016/017: 308000; 2017/018: 1291000; 2018/019: 308800; 2019/020: 24000; 2020/021: 40000; 2021/022: 424000; 2022/023: 949200
[6 empty] | 4758200 |  |  | 2011/012: 40000; 2012/013: 1320400; 2013/14: 0; 2014/015: 52800; 2015/016: 0; 2016/017: 308000; 2017/018: 1561000; 2018/019: 62800; 2019/020: 0; 2020/021: 40000; 2021/022: 0; 2022/023: 1373200
Other capex
Cap001/1 | NSW runback | Capital contribution | 2013/14 |  |  | Ancillary 10 | Labour | 0% | 2013/14: 0
[6 empty] | Ancillary 10 | Material | 0% | 2013/14: 0
[6 empty] | Ancillary 10 | Contract | 100% | 2013/14: 250000
Cap001/2 | NSW runback | Connection charge | 2013/14 |  |  | Ancillary 10 | Labour | 0% | 2013/14: 0
[6 empty] | Ancillary 10 | Material | 0% | 2013/14: 0
[6 empty] | Ancillary 10 | Contract | 100% | 2013/14: 8000
Cap001/3 | Reprogram runback control logic |  | 2011/012 |  |  | Other operating assets | Labour | 0% | 2011/012: 0
[6 empty] | Other operating assets | Material | 0% | 2011/012: 0
[6 empty] | Other operating assets | Contract | 100% | 2011/012: 61000
Cap002 | Positive ventilation |  | 2014/015 |  |  | Ancillary 10 | Labour | 0% | 2014/015: 0
[6 empty] | Ancillary 10 | Material | 30% | 2014/015: 63600
[6 empty] | Ancillary 10 | Contract | 70% | 2014/015: 148400
Cap003 | Security fences |  | 2013/14 |  |  | Switchyard | Labour | 0% | 2013/14: 0
[6 empty] | Switchyard | Material | 30% | 2013/14: 255000
[6 empty] | Switchyard | Contract | 70% | 2013/14: 595000
Cap004 | Additional chillers | Compressor | 2014/015 |  |  | Ancillary 15 | Labour | 0% | 2014/015: 0
[6 empty] | Ancillary 15 | Material | 50% | 2014/015: 250000
[6 empty] | Ancillary 15 | Contract | 50% | 2014/015: 250000
Cap005 | Earth switches Berri |  | 2014/015 |  |  | Switchyard | Labour | 0% | 2014/015: 0
[6 empty] | Switchyard | Material | 50% | 2014/015: 150000
[6 empty] | Switchyard | Contract | 50% | 2014/015: 150000
Cap006 | Earth switches Red Cliffs |  | 2015/016 |  |  | Switchyard | Labour | 0% | 2015/016: 0
[6 empty] | Switchyard | Material | 50% | 2015/016: 300000
[6 empty] | Switchyard | Contract | 50% | 2015/016: 300000
Cap007 | IGBT replacement |  | 2012/013 |  |  | Switchyard | Labour | 0% | 2012/013: 0
[6 empty] | Switchyard | Material | 100% | 2012/013: 181000
[6 empty] | Switchyard | Contract | 0% | 2012/013: 0
Cap008 | Critical spares |  | 2012/013 |  |  | Switchyard | Labour | 0% | 2012/013: 0
[6 empty] | Switchyard | Material | 100% | 2011/012: 35000; 2012/013: 44000; 2013/14: 29000; 2014/015: 33000; 2015/016: 33000; 2016/017: 33000; 2017/018: 33000; 2018/019: 33000; 2019/020: 33000; 2020/021: 33000; 2021/022: 33000; 2022/023: 33000
[6 empty] | Switchyard | Contract | 0% | 2012/013: 0
Cap009 | Optic fibre test equipment |  | 2012/013 |  |  | Test equipment | Labour |  | 2011/012: 0; 2012/013: 0
[6 empty] | Test equipment | Material | 100% | 2011/012: 4000
[6 empty] | Test equipment | Contract |  | 2011/012: 0; 2012/013: 0
Cap010 | Berri water tank |  | 2013/14 |  |  | Ancillary 10 | Labour | 0% | 2013/14: 0
[6 empty] | Ancillary 10 | Material | 50% | 2013/14: 3500
[6 empty] | Ancillary 10 | Contract | 50% | 2013/14: 3500
Cap011/1 | Control system black start |  | 2013/14 |  |  | Ancillary 10 | Labour |  | 2013/14: 0; 2015/016: 0; 2016/017: 0; 2017/018: 0
[6 empty] | Ancillary 10 | Material |  | 2013/14: 0; 2015/016: 0; 2016/017: 0; 2017/018: 0
[6 empty] | Ancillary 10 | Contract | 100% | 2013/14: 2200000
Cap011/1 | Control system reduction of convertr losses |  | 2014/015 |  |  | Ancillary 10 | Labour |  | 2014/015: 0
[6 empty] | Ancillary 10 | Material |  | 2014/015: 0
[6 empty] | Ancillary 10 | Contract | 100% | 2014/015: 2000000
Cap011/3 | Control end of life replacement |  | 2015/016 |  |  | Ancillary 10 | Labour |  | 2014/015: 0; 2015/016: 0
[6 empty] | Ancillary 10 | Material |  | 2015/016: 0
[6 empty] | Ancillary 10 | Contract | 100% | 2015/016: 2200000
Cap012 | SF6 pressure gauge |  | 2011/012 |  |  | Ancillary 7 | Labour |  | 2011/012: 0
[6 empty] | Ancillary 7 | Material | 100% | 2011/012: 3000
[6 empty] | Ancillary 7 | Contract |  | 2011/012: 0
Cap013 | Switchyard barrier fences |  | 2011/012 |  |  | Switchyard | Labour |  | 2011/012: 0
[6 empty] | Switchyard | Material |  | 2011/012: 0
[6 empty] | Switchyard | Contract | 100% | 2011/012: 9000
Cap014/1 | Regulatory review |  | 2011/012 |  |  | Other business support | Labour |  | 2011/012: 0
[6 empty] | Other business support | Material |  | 2011/012: 0
[6 empty] | Other business support | Contract | 100% | 2011/012: 487500
Cap014/2 | Regulatory review |  | 2013/14 |  |  | Other business support | Labour |  | 2012/013: 0
[6 empty] | Other business support | Material |  | 2012/013: 0
[6 empty] | Other business support | Contract | 100% | 2012/013: 162500
Cap015 | Cable relocation |  | 2013-023 |  |  | Transmission line | Labour | 0% | 2013/14: 0; 2014/015: 0; 2015/016: 0; 2016/017: 0; 2017/018: 0; 2018/019: 0; 2019/020: 0; 2020/021: 0; 2021/022: 0; 2022/023: 0
[6 empty] | Transmission line | Material | 50% | 2013/14: 7800; 2014/015: 7800; 2015/016: 7800; 2016/017: 7800; 2017/018: 7800; 2018/019: 7800; 2019/020: 7800; 2020/021: 7800; 2021/022: 7800; 2022/023: 7800
[6 empty] | Transmission line | Contract | 50% | 2013/14: 7800; 2014/015: 7800; 2015/016: 7800; 2016/017: 7800; 2017/018: 7800; 2018/019: 7800; 2019/020: 7800; 2020/021: 7800; 2021/022: 7800; 2022/023: 7800
| Total other capex | [7 empty] | 2011/012: 599500; 2012/013: 387500; 2013/14: 3359600; 2014/015: 3060600; 2015/016: 2848600; 2016/017: 48600; 2017/018: 48600; 2018/019: 48600; 2019/020: 48600; 2020/021: 48600; 2021/022: 48600; 2022/023: 48600
[9 empty] | 2013/14: 3783600; 2014/015: 3089400; 2015/016: 2872600; 2016/017: 356600; 2017/018: 1339600; 2018/019: 357400; 2019/020: 72600; 2020/021: 88600; 2021/022: 472600; 2022/023: 997800 | 13430800
Real $2013/14 |  | (Real cost escalation only)
SIB001 | Room Ventilation Fans | Electric Motor | 2022/023 | Replacement | Secondary | Ancillary 10 |  |  | 2011/012: 0; 2012/013: 0; 2013/14: 0; 2014/015: 0; 2015/016: 0; 2016/017: 0; 2017/018: 0; 2018/019: 0; 2019/020: 0; 2020/021: 0; 2021/022: 0; 2022/023: 0.13511 | 0.13511
SIB002 | Building Ventilation Fans | Electric Motor | 2022/023 | Replacement | Secondary | Ancillary 10 |  |  | 2011/012: 0; 2012/013: 0; 2013/14: 0; 2014/015: 0; 2015/016: 0; 2016/017: 0; 2017/018: 0; 2018/019: 0; 2019/020: 0; 2020/021: 0; 2021/022: 0; 2022/023: 0.067557 | 0.067557
SIB003 | Fan Coils | Fan Motor | 2016/017 | Replacement | Secondary | Ancillary 7 |  |  | 2011/012: 0; 2012/013: 0; 2013/14: 0; 2014/015: 0; 2015/016: 0; 2016/017: 0.1618; 2017/018: 0; 2018/019: 0; 2019/020: 0; 2020/021: 0; 2021/022: 0; 2022/023: 0 | 0.1618
SIB004 | Fan Coils | Corrosion | 2017-019 | Replacement | Secondary | Ancillary 15 |  |  | 2011/012: 0; 2012/013: 0; 2013/14: 0; 2014/015: 0; 2015/016: 0; 2016/017: 0; 2017/018: 0.16496; 2018/019: 0.16901; 2019/020: 0; 2020/021: 0; 2021/022: 0; 2022/023: 0 | 0.33397
SIB005 | Liquid Chiller 1 | Pump | 2016/017 | Replacement | Secondary | Ancillary 7 |  |  | 2011/012: 0; 2012/013: 0; 2013/14: 0; 2014/015: 0; 2015/016: 0; 2016/017: 0.014158; 2017/018: 0; 2018/019: 0; 2019/020: 0; 2020/021: 0; 2021/022: 0; 2022/023: 0 | 0.014158
SIB006 | Liquid Chiller 1 | Compressor | 2017/018 | Replacement | Secondary | Ancillary 15 |  |  | 2011/012: 0; 2012/013: 0; 2013/14: 0; 2014/015: 0; 2015/016: 0; 2016/017: 0; 2017/018: 0.020619; 2018/019: 0; 2019/020: 0; 2020/021: 0; 2021/022: 0; 2022/023: 0 | 0.020619
SIB007 | Liquid Chiller 1 | Fan motor | 2016/017 | Replacement | Secondary | Ancillary 7 |  |  | 2011/012: 0; 2012/013: 0; 2013/14: 0; 2014/015: 0; 2015/016: 0; 2016/017: 0.0080901; 2017/018: 0; 2018/019: 0; 2019/020: 0; 2020/021: 0; 2021/022: 0; 2022/023: 0 | 0.0080901
SIB008 | Liquid Chiller 2 | Pump | 2016/017 | Replacement | Secondary | Ancillary 7 |  |  | 2011/012: 0; 2012/013: 0; 2013/14: 0; 2014/015: 0; 2015/016: 0; 2016/017: 0.014158; 2017/018: 0; 2018/019: 0; 2019/020: 0; 2020/021: 0; 2021/022: 0; 2022/023: 0 | 0.014158
SIB009 | Liquid Chiller 2 | Compressor | 2017/018 | Replacement | Secondary | Ancillary 15 |  |  | 2011/012: 0; 2012/013: 0; 2013/14: 0; 2014/015: 0; 2015/016: 0; 2016/017: 0; 2017/018: 0.020619; 2018/019: 0; 2019/020: 0; 2020/021: 0; 2021/022: 0; 2022/023: 0 | 0.020619
SIB010 | Liquid Chiller 2 | Fan motor | 2016/017 | Replacement | Secondary | Ancillary 7 |  |  | 2011/012: 0; 2012/013: 0; 2013/14: 0; 2014/015: 0; 2015/016: 0; 2016/017: 0.0080901; 2017/018: 0; 2018/019: 0; 2019/020: 0; 2020/021: 0; 2021/022: 0; 2022/023: 0 | 0.0080901
SIB011 | Chilled Water Piping | Corrosion | 2017-019 | Replacement | Secondary | Ancillary 15 |  |  | 2011/012: 0; 2012/013: 0; 2013/14: 0; 2014/015: 0; 2015/016: 0; 2016/017: 0; 2017/018: 0.051549; 2018/019: 0.052816; 2019/020: 0; 2020/021: 0; 2021/022: 0; 2022/023: 0 | 0.10436
SIB012 | Chilled Water Piping | Valves | 2017-019 | Replacement | Secondary | Ancillary 15 |  |  | 2011/012: 0; 2012/013: 0; 2013/14: 0; 2014/015: 0; 2015/016: 0; 2016/017: 0; 2017/018: 0.061858; 2018/019: 0.063379; 2019/020: 0; 2020/021: 0; 2021/022: 0; 2022/023: 0 | 0.12524
SIB013/1 | Chilled Water Piping | Lagging | 2012/013 | Replacement | Secondary | Ancillary 10 |  |  | 2011/012: 0; 2012/013: 0.020298; 2013/14: 0; 2014/015: 0; 2015/016: 0; 2016/017: 0; 2017/018: 0; 2018/019: 0; 2019/020: 0; 2020/021: 0; 2021/022: 0; 2022/023: 0 | 0
SIB013/2 | Chilled Water Piping | Lagging | 2022/023 | Replacement | Secondary | Ancillary 10 |  |  | 2011/012: 0; 2012/013: 0; 2013/14: 0; 2014/015: 0; 2015/016: 0; 2016/017: 0; 2017/018: 0; 2018/019: 0; 2019/020: 0; 2020/021: 0; 2021/022: 0; 2022/023: 0.022519 | 0.022519
SIB015 | Expansion Vessel | Corrosion | 2018/019 | Replacement | Secondary | Ancillary 7 |  |  | 2011/012: 0; 2012/013: 0; 2013/14: 0; 2014/015: 0; 2015/016: 0; 2016/017: 0; 2017/018: 0; 2018/019: 0.010563; 2019/020: 0; 2020/021: 0; 2021/022: 0; 2022/023: 0 | 0.010563
SIB016/1 | Fire System | Inergen Pressure Vessel Testing | 2012/013 | Replacement | Secondary | Ancillary 10 |  |  | 2011/012: 0; 2012/013: 0.13194; 2013/14: 0; 2014/015: 0; 2015/016: 0; 2016/017: 0; 2017/018: 0; 2018/019: 0; 2019/020: 0; 2020/021: 0; 2021/022: 0; 2022/023: 0 | 0
SIB016/2 | Fire System | Inergen Pressure Vessel Testing | 2022/023 | Replacement | Secondary | Ancillary 10 |  |  | 2011/012: 0; 2012/013: 0; 2013/14: 0; 2014/015: 0; 2015/016: 0; 2016/017: 0; 2017/018: 0; 2018/019: 0; 2019/020: 0; 2020/021: 0; 2021/022: 0; 2022/023: 0.14637 | 0.14637
SIB017/1 | VESDA Scanner | Chassis | 2012/013 | Replacement | Secondary | Ancillary 10 |  |  | 2011/012: 0; 2012/013: 0.032477; 2013/14: 0; 2014/015: 0; 2015/016: 0; 2016/017: 0; 2017/018: 0; 2018/019: 0; 2019/020: 0; 2020/021: 0; 2021/022: 0; 2022/023: 0 | 0
SIB017/2 | VESDA Scanner | Chassis | 2022/023 | Replacement | Secondary | Ancillary 10 |  |  | 2011/012: 0; 2012/013: 0; 2013/14: 0; 2014/015: 0; 2015/016: 0; 2016/017: 0; 2017/018: 0; 2018/019: 0; 2019/020: 0; 2020/021: 0; 2021/022: 0; 2022/023: 0.036031 | 0.036031
SIB018/1 | Capacitors | Failed Units | 2012/013 | Replacement | Secondary | Switchyard |  |  | 2011/012: 0; 2012/013: 0.032477; 2013/14: 0; 2014/015: 0; 2015/016: 0; 2016/017: 0; 2017/018: 0; 2018/019: 0; 2019/020: 0; 2020/021: 0; 2021/022: 0; 2022/023: 0 | 0
SIB018/2 | Capacitors | Failed Units | 2017/018 | Replacement | Secondary | Switchyard |  |  | 2011/012: 0; 2012/013: 0; 2013/14: 0; 2014/015: 0; 2015/016: 0; 2016/017: 0; 2017/018: 0.032991; 2018/019: 0; 2019/020: 0; 2020/021: 0; 2021/022: 0; 2022/023: 0 | 0.032991
SIB018/3 | Capacitors | Failed Units | 2022/023 | Replacement | Secondary | Switchyard |  |  | 2011/012: 0; 2012/013: 0; 2013/14: 0; 2014/015: 0; 2015/016: 0; 2016/017: 0; 2017/018: 0; 2018/019: 0; 2019/020: 0; 2020/021: 0; 2021/022: 0; 2022/023: 0.036031 | 0.036031
SIB019 | Valve Cooling System | Pump | 2016/017 | Replacement | Secondary | Ancillary 7 |  |  | 2011/012: 0; 2012/013: 0; 2013/14: 0; 2014/015: 0; 2015/016: 0; 2016/017: 0.04045; 2017/018: 0; 2018/019: 0; 2019/020: 0; 2020/021: 0; 2021/022: 0; 2022/023: 0 | 0.04045
SIB020/1 | Valve Cooling System | Electric Motor | 2012/013 | Replacement | Secondary | Ancillary 10 |  |  | 2011/012: 0.02; 2012/013: 0; 2013/14: 0; 2014/015: 0; 2015/016: 0; 2016/017: 0; 2017/018: 0; 2018/019: 0; 2019/020: 0; 2020/021: 0; 2021/022: 0; 2022/023: 0 | 0
SIB020/2 | Valve Cooling System | Electric Motor | 2020/021 | Replacement | Secondary | Ancillary 10 |  |  | 2011/012: 0; 2012/013: 0; 2013/14: 0; 2014/015: 0; 2015/016: 0; 2016/017: 0; 2017/018: 0; 2018/019: 0; 2019/020: 0; 2020/021: 0.02186; 2021/022: 0; 2022/023: 0 | 0.02186
SIB021 | Valve Cooling System | Blocking Valve | 2017/018 | Replacement | Secondary | Ancillary 15 |  |  | 2011/012: 0; 2012/013: 0; 2013/14: 0; 2014/015: 0; 2015/016: 0; 2016/017: 0; 2017/018: 0.028867; 2018/019: 0; 2019/020: 0; 2020/021: 0; 2021/022: 0; 2022/023: 0 | 0.028867
SIB022 | Valve Cooling System | Proportional Valve Motor | 2017/018 | Replacement | Secondary | Ancillary 15 |  |  | 2011/012: 0; 2012/013: 0; 2013/14: 0; 2014/015: 0; 2015/016: 0; 2016/017: 0; 2017/018: 0.028867; 2018/019: 0; 2019/020: 0; 2020/021: 0; 2021/022: 0; 2022/023: 0 | 0.028867
SIB023 | Valve Cooling System | Pressure Vessel Inspection | 2016/017 | Replacement | Secondary | Ancillary 7 |  |  | 2011/012: 0; 2012/013: 0; 2013/14: 0; 2014/015: 0; 2015/016: 0; 2016/017: 0.012135; 2017/018: 0; 2018/019: 0; 2019/020: 0; 2020/021: 0; 2021/022: 0; 2022/023: 0 | 0.012135
SIB024/1 | Valve Cooling System | Motor Start Contactors | 2012/013 | Replacement | Secondary | Ancillary 10 |  |  | 2011/012: 0; 2012/013: 0.0032477; 2013/14: 0; 2014/015: 0; 2015/016: 0; 2016/017: 0; 2017/018: 0; 2018/019: 0; 2019/020: 0; 2020/021: 0; 2021/022: 0; 2022/023: 0 | 0
SIB024/2 | Valve Cooling System | Motor Start Contactors | 2022/023 | Replacement | Secondary | Ancillary 10 |  |  | 2011/012: 0; 2012/013: 0; 2013/14: 0; 2014/015: 0; 2015/016: 0; 2016/017: 0; 2017/018: 0; 2018/019: 0; 2019/020: 0; 2020/021: 0; 2021/022: 0; 2022/023: 0.0036031 | 0.0036031
SIB025 | Reactor Cooling System | Pump | 2016/017 | Replacement | Secondary | Ancillary 7 |  |  | 2011/012: 0; 2012/013: 0; 2013/14: 0; 2014/015: 0; 2015/016: 0; 2016/017: 0.04045; 2017/018: 0; 2018/019: 0; 2019/020: 0; 2020/021: 0; 2021/022: 0; 2022/023: 0 | 0.04045
SIB026/1 | Reactor Cooling System | Electric Motor | 2011/012 | Replacement | Secondary | Ancillary 10 |  |  | 2011/012: 0.02; 2012/013: 0; 2013/14: 0; 2014/015: 0; 2015/016: 0; 2016/017: 0; 2017/018: 0; 2018/019: 0; 2019/020: 0; 2020/021: 0; 2021/022: 0; 2022/023: 0 | 0
SIB026/2 | Reactor Cooling System | Electric Motor | 2020/021 | Replacement | Secondary | Ancillary 10 |  |  | 2011/012: 0; 2012/013: 0; 2013/14: 0; 2014/015: 0; 2015/016: 0; 2016/017: 0; 2017/018: 0; 2018/019: 0; 2019/020: 0; 2020/021: 0.02186; 2021/022: 0; 2022/023: 0 | 0.02186
SIB027 | Reactor Cooling System | Blocking Valve | 2017/018 | Replacement | Secondary | Ancillary 15 |  |  | 2011/012: 0; 2012/013: 0; 2013/14: 0; 2014/015: 0; 2015/016: 0; 2016/017: 0; 2017/018: 0.028867; 2018/019: 0; 2019/020: 0; 2020/021: 0; 2021/022: 0; 2022/023: 0 | 0.028867
SIB028 | Reactor Cooling System | Proportional Valve Motor | 2017/018 | Replacement | Secondary | Ancillary 15 |  |  | 2011/012: 0; 2012/013: 0; 2013/14: 0; 2014/015: 0; 2015/016: 0; 2016/017: 0; 2017/018: 0.014434; 2018/019: 0; 2019/020: 0; 2020/021: 0; 2021/022: 0; 2022/023: 0 | 0.014434
SIB029 | Reactor Cooling System | Pressure Vessel Inspection | 2016/017 | Replacement | Secondary | Ancillary 7 |  |  | 2011/012: 0; 2012/013: 0; 2013/14: 0; 2014/015: 0; 2015/016: 0; 2016/017: 0.012135; 2017/018: 0; 2018/019: 0; 2019/020: 0; 2020/021: 0; 2021/022: 0; 2022/023: 0 | 0.012135
SIB030/1 | Reactor Cooling System | Motor Start Contactors | 2012/013 | Replacement | Secondary | Ancillary 10 |  |  | 2011/012: 0; 2012/013: 0.0020298; 2013/14: 0; 2014/015: 0; 2015/016: 0; 2016/017: 0; 2017/018: 0; 2018/019: 0; 2019/020: 0; 2020/021: 0; 2021/022: 0; 2022/023: 0 | 0
SIB030/2 | Reactor Cooling System | Motor Start Contactors | 2022/023 | Replacement | Secondary | Ancillary 10 |  |  | 2011/012: 0; 2012/013: 0; 2013/14: 0; 2014/015: 0; 2015/016: 0; 2016/017: 0; 2017/018: 0; 2018/019: 0; 2019/020: 0; 2020/021: 0; 2021/022: 0; 2022/023: 0.0022519 | 0.0022519
SIB031/1 | Cooling Tower | Electric Motor | 2012-014 | Replacement | Secondary | Ancillary 10 |  |  | 2011/012: 0; 2012/013: 0.43032; 2013/14: 0.42168; 2014/015: 0; 2015/016: 0; 2016/017: 0; 2017/018: 0; 2018/019: 0; 2019/020: 0; 2020/021: 0; 2021/022: 0; 2022/023: 0 | 0.42168
SIB031/2 | Cooling Tower | Electric Motor | 2021-023 | Replacement | Secondary | Ancillary 10 |  |  | 2011/012: 0; 2012/013: 0; 2013/14: 0; 2014/015: 0; 2015/016: 0; 2016/017: 0; 2017/018: 0; 2018/019: 0; 2019/020: 0; 2020/021: 0; 2021/022: 0.46677; 2022/023: 0.47741 | 0.94418
SIB032/1 | Cooling Tower | Motor Start Contactors | 2012/013 | Replacement | Secondary | Ancillary 10 |  |  | 2011/012: 0; 2012/013: 0.043032; 2013/14: 0; 2014/015: 0; 2015/016: 0; 2016/017: 0; 2017/018: 0; 2018/019: 0; 2019/020: 0; 2020/021: 0; 2021/022: 0; 2022/023: 0 | 0
SIB032/2 | Cooling Tower | Motor Start Contactors | 2022/023 | Replacement | Secondary | Ancillary 10 |  |  | 2011/012: 0; 2012/013: 0; 2013/14: 0; 2014/015: 0; 2015/016: 0; 2016/017: 0; 2017/018: 0; 2018/019: 0; 2019/020: 0; 2020/021: 0; 2021/022: 0; 2022/023: 0.047741 | 0.047741
SIB033 | Transformer | Cooling Fan motors | 2017/018 | Replacement | Secondary | Ancillary 15 |  |  | 2011/012: 0; 2012/013: 0; 2013/14: 0; 2014/015: 0; 2015/016: 0; 2016/017: 0; 2017/018: 0.086602; 2018/019: 0; 2019/020: 0; 2020/021: 0; 2021/022: 0; 2022/023: 0 | 0.086602
SIB034/1 | Transformer | Motor Start Contactors | 2012/013 | Replacement | Secondary | Ancillary 10 |  |  | 2011/012: 0; 2012/013: 0.00081192; 2013/14: 0; 2014/015: 0; 2015/016: 0; 2016/017: 0; 2017/018: 0; 2018/019: 0; 2019/020: 0; 2020/021: 0; 2021/022: 0; 2022/023: 0 | 0
SIB034/2 | Transformer | Motor Start Contactors | 2022/023 | Replacement | Secondary | Ancillary 10 |  |  | 2011/012: 0; 2012/013: 0; 2013/14: 0; 2014/015: 0; 2015/016: 0; 2016/017: 0; 2017/018: 0; 2018/019: 0; 2019/020: 0; 2020/021: 0; 2021/022: 0; 2022/023: 0.00090077 | 0.00090077
SIB035/1 | Split system air conditioners | Compressor & Head Unit | 2013-015 | Replacement | Secondary | Other operating assets |  |  | 2011/012: 0; 2012/013: 0; 2013/14: 0; 2014/015: 0.023704; 2015/016: 0.024062; 2016/017: 0; 2017/018: 0; 2018/019: 0; 2019/020: 0; 2020/021: 0; 2021/022: 0; 2022/023: 0 | 0.047766
SIB035/2 | Split system air conditioners | Compressor & Head Unit | 2018-020 | Replacement | Secondary | Other operating assets |  |  | 2011/012: 0; 2012/013: 0; 2013/14: 0; 2014/015: 0; 2015/016: 0; 2016/017: 0; 2017/018: 0; 2018/019: 0.025352; 2019/020: 0.0257; 2020/021: 0; 2021/022: 0; 2022/023: 0 | 0.051052
SIB035/3 | Split system air conditioners | Compressor & Head Unit | 2022/023 | Replacement | Secondary | Other operating assets |  |  | 2011/012: 0; 2012/013: 0; 2013/14: 0; 2014/015: 0; 2015/016: 0; 2016/017: 0; 2017/018: 0; 2018/019: 0; 2019/020: 0; 2020/021: 0; 2021/022: 0; 2022/023: 0.054046 | 0.054046
SIB036/1 | Work Station Computers | Hardware | 2014/015 | Replacement | Secondary | Office machines |  |  | 2011/012: 0; 2012/013: 0; 2013/14: 0; 2014/015: 0.0047831; 2015/016: 0; 2016/017: 0; 2017/018: 0; 2018/019: 0; 2019/020: 0; 2020/021: 0; 2021/022: 0; 2022/023: 0 | 0.0047831
SIB036/2 | Work Station Computers | Hardware | 2018/019 | Replacement | Secondary | Office machines |  |  | 2011/012: 0; 2012/013: 0; 2013/14: 0; 2014/015: 0; 2015/016: 0; 2016/017: 0; 2017/018: 0; 2018/019: 0.0048772; 2019/020: 0; 2020/021: 0; 2021/022: 0; 2022/023: 0 | 0.0048772
SIB036/3 | Work Station Computers | Hardware | 2022/023 | Replacement | Secondary | Office machines |  |  | 2011/012: 0; 2012/013: 0; 2013/14: 0; 2014/015: 0; 2015/016: 0; 2016/017: 0; 2017/018: 0; 2018/019: 0; 2019/020: 0; 2020/021: 0; 2021/022: 0; 2022/023: 0.0049727 | 0.0049727
SIB037/1 | Work Station Computers | Software | 2012/013 | Replacement | Secondary | Office machines |  |  | 2011/012: 0; 2012/013: 0.030639; 2013/14: 0; 2014/015: 0; 2015/016: 0; 2016/017: 0; 2017/018: 0; 2018/019: 0; 2019/020: 0; 2020/021: 0; 2021/022: 0; 2022/023: 0 | 0
SIB037/2 | Work Station Computers | Software | 2022/023 | Replacement | Secondary | Office machines |  |  | 2011/012: 0; 2012/013: 0; 2013/14: 0; 2014/015: 0; 2015/016: 0; 2016/017: 0; 2017/018: 0; 2018/019: 0; 2019/020: 0; 2020/021: 0; 2021/022: 0; 2022/023: 0.035398 | 0.035398
SIB038 | Control System | Industrial Computers | 2017/018 | Replacement | Secondary | Ancillary 15 |  |  | 2011/012: 0; 2012/013: 0; 2013/14: 0; 2014/015: 0; 2015/016: 0; 2016/017: 0; 2017/018: 0.77379; 2018/019: 0; 2019/020: 0; 2020/021: 0; 2021/022: 0; 2022/023: 0 | 0.77379
Cap001/1 | NSW runback | Capital contribution | 2013/14 | Replacement | Secondary | Ancillary 10 |  |  | 2011/012: 0; 2012/013: 0; 2013/14: 0.24805; 2014/015: 0; 2015/016: 0; 2016/017: 0; 2017/018: 0; 2018/019: 0; 2019/020: 0; 2020/021: 0; 2021/022: 0; 2022/023: 0 | 0.24805
Cap001/2 | NSW runback | Connection charge | 2013/14 | Replacement | Secondary | Ancillary 10 |  |  | 2011/012: 0; 2012/013: 0; 2013/14: 0.0079375; 2014/015: 0; 2015/016: 0; 2016/017: 0; 2017/018: 0; 2018/019: 0; 2019/020: 0; 2020/021: 0; 2021/022: 0; 2022/023: 0 | 0.0079375
Cap001/3 | Reprogram runback control logic | 0 | 2011/012 | Replacement | Secondary | Other operating assets |  |  | 2011/012: 0.061 | 0
Cap002 | Positive ventilation | 0 | 2014/015 | Replacement | Secondary | Ancillary 10 |  |  | 2011/012: 0; 2012/013: 0; 2013/14: 0; 2014/015: 0.20938; 2015/016: 0; 2016/017: 0; 2017/018: 0; 2018/019: 0; 2019/020: 0; 2020/021: 0; 2021/022: 0; 2022/023: 0 | 0.20938
Cap003 | Security fences | 0 | 2013/14 | Security/compliance | Other Business support | Switchyard |  |  | 2011/012: 0; 2012/013: 0; 2013/14: 0.84535; 2014/015: 0; 2015/016: 0; 2016/017: 0; 2017/018: 0; 2018/019: 0; 2019/020: 0; 2020/021: 0; 2021/022: 0; 2022/023: 0 | 0.84535
Cap004 | Additional chillers | Compressor | 2014/015 | Security/compliance | Secondary | Ancillary 15 |  |  | 2011/012: 0; 2012/013: 0; 2013/14: 0; 2014/015: 0.49559; 2015/016: 0; 2016/017: 0; 2017/018: 0; 2018/019: 0; 2019/020: 0; 2020/021: 0; 2021/022: 0; 2022/023: 0 | 0.49559
Cap005 | Earth switches Berri | 0 | 2014/015 | Security/compliance | Switchgear | Switchyard |  |  | 2011/012: 0; 2012/013: 0; 2013/14: 0; 2014/015: 0.29735; 2015/016: 0; 2016/017: 0; 2017/018: 0; 2018/019: 0; 2019/020: 0; 2020/021: 0; 2021/022: 0; 2022/023: 0 | 0.29735
Cap006 | Earth switches Red Cliffs | 0 | 2015/016 | Security/compliance | Switchgear | Switchyard |  |  | 2011/012: 0; 2012/013: 0; 2013/14: 0; 2014/015: 0; 2015/016: 0.6011; 2016/017: 0; 2017/018: 0; 2018/019: 0; 2019/020: 0; 2020/021: 0; 2021/022: 0; 2022/023: 0 | 0.6011
Cap007 | IGBT replacement |  | 2012/013 | Replacement | Switchgear | Switchyard |  |  | 2011/012: 0; 2012/013: 0.181; 2013/14: 0; 2014/015: 0; 2015/016: 0; 2016/017: 0; 2017/018: 0; 2018/019: 0; 2019/020: 0; 2020/021: 0; 2021/022: 0; 2022/023: 0 | 0
Cap008 | Critical spares |  | 2012/013 | Replacement | Secondary | Switchyard |  |  | 2011/012: 0.035; 2012/013: 0.044; 2013/14: 0.029; 2014/015: 0.033; 2015/016: 0.033; 2016/017: 0.033; 2017/018: 0.033; 2018/019: 0.033; 2019/020: 0.033; 2020/021: 0.033; 2021/022: 0.033; 2022/023: 0.033 | 0.326
Cap009 | Optic fibre test equipment |  | 2012/013 | Security/compliance | Other Business support | Test equipment |  |  | 2011/012: 0.004; 2012/013: 0; 2013/14: 0; 2014/015: 0; 2015/016: 0; 2016/017: 0; 2017/018: 0; 2018/019: 0; 2019/020: 0; 2020/021: 0; 2021/022: 0; 2022/023: 0 | 0
Cap010 | Berri water tank | 0 | 2013/14 | Other network | Other Business support | Ancillary 10 |  |  | 2011/012: 0; 2012/013: 0; 2013/14: 0.0069726; 2014/015: 0; 2015/016: 0; 2016/017: 0; 2017/018: 0; 2018/019: 0; 2019/020: 0; 2020/021: 0; 2021/022: 0; 2022/023: 0 | 0.0069726
Cap011/1 | Control system black start |  | 2013/14 | Other network | Secondary | Ancillary 10 |  |  | 2011/012: 0; 2012/013: 0; 2013/14: 2.1828; 2014/015: 0; 2015/016: 0; 2016/017: 0; 2017/018: 0; 2018/019: 0; 2019/020: 0; 2020/021: 0; 2021/022: 0; 2022/023: 0 | 2.1828
Cap011/1 | Control system reduction of convertr losses |  | 2014/015 | Other network | Secondary | Ancillary 10 |  |  | 2013/14: 0; 2014/015: 1.9647
Cap011/3 | Control end of life replacement |  | 2015/016 | Other network | Secondary | Ancillary 10 |  |  | 2014/015: 0; 2015/016: 2.2081
Cap012 | SF6 pressure gauge | 0 | 2011/012 | Replacement | Secondary | Ancillary 7 |  |  | 2011/012: 0.003 | 0
Cap013 | Switchyard barrier fences |  | 2011/012 | Security/compliance | Buildings | Switchyard |  |  | 2011/012: 0.009 | 0
Cap014/1 | Regulatory review |  | 2011/012 | Other network | Other Business support | Office machines |  |  | 2011/012: 0.4875; 2012/013: 0; 2013/14: 0; 2014/015: 0; 2015/016: 0; 2016/017: 0; 2017/018: 0; 2018/019: 0; 2019/020: 0; 2020/021: 0; 2021/022: 0; 2022/023: 0 | 0
Cap014/2 | Regulatory review |  | 2013/14 | Other network | Other Business support | Office machines |  |  | 2011/012: 0; 2012/013: 0.16596; 2013/14: 0; 2014/015: 0; 2015/016: 0; 2016/017: 0; 2017/018: 0; 2018/019: 0; 2019/020: 0; 2020/021: 0; 2021/022: 0; 2022/023: 0 | 0
Cap015 | Cable relocation | 0 | 2013-023 | Security/compliance | Transmission Lines | Transmission line |  |  | 2011/012: 0; 2012/013: 0; 2013/14: 0.015539; 2014/015: 0.015462; 2015/016: 0.015629; 2016/017: 0.015725; 2017/018: 0.015945; 2018/019: 0.016228; 2019/020: 0.016389; 2020/021: 0.016636; 2021/022: 0.016724; 2022/023: 0.017004 | 0.16128
| Total | [7 empty] | 2011/012: 0.6395; 2012/013: 1.1182; 2013/14: 3.7573; 2014/015: 3.044; 2015/016: 2.8819; 2016/017: 0.36019; 2017/018: 1.363; 2018/019: 0.37522; 2019/020: 0.07509; 2020/021: 0.093355; 2021/022: 0.51649; 2022/023: 1.1199 | 13.5865
Checks with AER forms | [5 empty] | AER forecast by category |  |  | 2013/14: 3757.3262; 2014/015: 3044.0095; 2015/016: 2881.894; 2016/017: 360.1943; 2017/018: 1362.9631; 2018/019: 375.2242; 2019/020: 75.0898; 2020/021: 93.3555; 2021/022: 516.4948; 2022/023: 1119.9496 | 13586.5009
[6 empty] | AER forecast by asset class |  |  | 2013/14: 3757.3262; 2014/015: 3044.0095; 2015/016: 2881.894; 2016/017: 360.1943; 2017/018: 1362.9631; 2018/019: 375.2242; 2019/020: 75.0898; 2020/021: 93.3555; 2021/022: 516.4948; 2022/023: 1119.9496 | 13586.5009
[6 empty] | AER non network+network |  |  | 2013/14: 3757.3262; 2014/015: 3044.0095; 2015/016: 2881.894; 2016/017: 360.1943; 2017/018: 1362.9631; 2018/019: 375.2242; 2019/020: 75.0898; 2020/021: 93.3555; 2021/022: 516.4948; 2022/023: 1119.9496 | 13586.5009
[9 empty] | 2013/14: 0; 2014/015: 0; 2015/016: 0; 2016/017: 0; 2017/018: 0; 2018/019: 0; 2019/020: 0; 2020/021: 0; 2021/022: 0; 2022/023: 0 | 0
For transfer to AER capex by category
Project category
Network
Non load driven
| Replacements |  |  | Replacement |  |  |  |  | 2011/012: 0.139; 2012/013: 0.95227; 2013/14: 0.70666; 2014/015: 0.27087; 2015/016: 0.057062; 2016/017: 0.34447; 2017/018: 1.347; 2018/019: 0.359; 2019/020: 0.0587; 2020/021: 0.076719; 2021/022: 0.49977; 2022/023: 1.1029 | 4.8232
| Security/compliance |  |  | Security/compliance |  |  |  |  | 2011/012: 0.013; 2012/013: 0; 2013/14: 0.86089; 2014/015: 0.80841; 2015/016: 0.61673; 2016/017: 0.015725; 2017/018: 0.015945; 2018/019: 0.016228; 2019/020: 0.016389; 2020/021: 0.016636; 2021/022: 0.016724; 2022/023: 0.017004 | 2.4007
| Other |  |  | Other network |  |  |  |  | 2011/012: 0.4875; 2012/013: 0.16596; 2013/14: 2.1898; 2014/015: 1.9647; 2015/016: 2.2081; 2016/017: 0; 2017/018: 0; 2018/019: 0; 2019/020: 0; 2020/021: 0; 2021/022: 0; 2022/023: 0 | 6.3626
Non network
Business IT
| Information technology |  |  | Information technology |  |  |  |  | 2011/012: 0; 2012/013: 0; 2013/14: 0; 2014/015: 0; 2015/016: 0; 2016/017: 0; 2017/018: 0; 2018/019: 0; 2019/020: 0; 2020/021: 0; 2021/022: 0; 2022/023: 0 | 0
Support the business
| Buildings |  |  | Buildings |  |  |  |  | 2011/012: 0; 2012/013: 0; 2013/14: 0; 2014/015: 0; 2015/016: 0; 2016/017: 0; 2017/018: 0; 2018/019: 0; 2019/020: 0; 2020/021: 0; 2021/022: 0; 2022/023: 0 | 0
| Motor Vehicles |  |  | Motor Vehicles |  |  |  |  | 2011/012: 0; 2012/013: 0; 2013/14: 0; 2014/015: 0; 2015/016: 0; 2016/017: 0; 2017/018: 0; 2018/019: 0; 2019/020: 0; 2020/021: 0; 2021/022: 0; 2022/023: 0 | 0
| Other |  |  | Other support |  |  |  |  | 2011/012: 0; 2012/013: 0; 2013/14: 0; 2014/015: 0; 2015/016: 0; 2016/017: 0; 2017/018: 0; 2018/019: 0; 2019/020: 0; 2020/021: 0; 2021/022: 0; 2022/023: 0 | 0
| Total | [7 empty] | 2011/012: 0.6395; 2012/013: 1.1182; 2013/14: 3.7573; 2014/015: 3.044; 2015/016: 2.8819; 2016/017: 0.36019; 2017/018: 1.363; 2018/019: 0.37522; 2019/020: 0.07509; 2020/021: 0.093355; 2021/022: 0.51649; 2022/023: 1.1199 | 13.5865
| Check | [7 empty] | 2011/012: 0; 2012/013: 0; 2013/14: 0; 2014/015: 0; 2015/016: 0; 2016/017: 0; 2017/018: 0; 2018/019: 0; 2019/020: 0; 2020/021: 0; 2021/022: 0; 2022/023: 0 | 0
For transfer to AER capex by asset class
[5 empty] | Secondary |  |  |  | 2011/012: 0.139; 2012/013: 0.77127; 2013/14: 2.8895; 2014/015: 2.7312; 2015/016: 2.2652; 2016/017: 0.34447; 2017/018: 1.347; 2018/019: 0.359; 2019/020: 0.0587; 2020/021: 0.076719; 2021/022: 0.49977; 2022/023: 1.1029 | 11.6744
[5 empty] | Switchgear |  |  |  | 2011/012: 0; 2012/013: 0.181; 2013/14: 0; 2014/015: 0.29735; 2015/016: 0.6011; 2016/017: 0; 2017/018: 0; 2018/019: 0; 2019/020: 0; 2020/021: 0; 2021/022: 0; 2022/023: 0 | 0.89846
[5 empty] | Transformers |  |  |  | 2011/012: 0; 2012/013: 0; 2013/14: 0; 2014/015: 0; 2015/016: 0; 2016/017: 0; 2017/018: 0; 2018/019: 0; 2019/020: 0; 2020/021: 0; 2021/022: 0; 2022/023: 0 | 0
[5 empty] | Reactive |  |  |  | 2011/012: 0; 2012/013: 0; 2013/14: 0; 2014/015: 0; 2015/016: 0; 2016/017: 0; 2017/018: 0; 2018/019: 0; 2019/020: 0; 2020/021: 0; 2021/022: 0; 2022/023: 0 | 0
[5 empty] | Transmission Lines |  |  |  | 2011/012: 0; 2012/013: 0; 2013/14: 0.015539; 2014/015: 0.015462; 2015/016: 0.015629; 2016/017: 0.015725; 2017/018: 0.015945; 2018/019: 0.016228; 2019/020: 0.016389; 2020/021: 0.016636; 2021/022: 0.016724; 2022/023: 0.017004 | 0.16128
[5 empty] | Establishment |  |  |  | 2011/012: 0; 2012/013: 0; 2013/14: 0; 2014/015: 0; 2015/016: 0; 2016/017: 0; 2017/018: 0; 2018/019: 0; 2019/020: 0; 2020/021: 0; 2021/022: 0; 2022/023: 0 | 0
[5 empty] | Communications (buildings, towers |  |  |  | 2011/012: 0; 2012/013: 0; 2013/14: 0; 2014/015: 0; 2015/016: 0; 2016/017: 0; 2017/018: 0; 2018/019: 0; 2019/020: 0; 2020/021: 0; 2021/022: 0; 2022/023: 0 | 0
[5 empty] | Communications (other assets) |  |  |  | 2011/012: 0; 2012/013: 0; 2013/14: 0; 2014/015: 0; 2015/016: 0; 2016/017: 0; 2017/018: 0; 2018/019: 0; 2019/020: 0; 2020/021: 0; 2021/022: 0; 2022/023: 0 | 0
[5 empty] | Easements |  |  |  | 2011/012: 0; 2012/013: 0; 2013/14: 0; 2014/015: 0; 2015/016: 0; 2016/017: 0; 2017/018: 0; 2018/019: 0; 2019/020: 0; 2020/021: 0; 2021/022: 0; 2022/023: 0 | 0
[5 empty] | Land |  |  |  | 2011/012: 0; 2012/013: 0; 2013/14: 0; 2014/015: 0; 2015/016: 0; 2016/017: 0; 2017/018: 0; 2018/019: 0; 2019/020: 0; 2020/021: 0; 2021/022: 0; 2022/023: 0 | 0
[5 empty] | Network Switching Centre |  |  |  | 2011/012: 0; 2012/013: 0; 2013/14: 0; 2014/015: 0; 2015/016: 0; 2016/017: 0; 2017/018: 0; 2018/019: 0; 2019/020: 0; 2020/021: 0; 2021/022: 0; 2022/023: 0 | 0
[5 empty] | IT |  |  |  | 2011/012: 0; 2012/013: 0; 2013/14: 0; 2014/015: 0; 2015/016: 0; 2016/017: 0; 2017/018: 0; 2018/019: 0; 2019/020: 0; 2020/021: 0; 2021/022: 0; 2022/023: 0 | 0
[5 empty] | Buildings |  |  |  | 2011/012: 0.009; 2012/013: 0; 2013/14: 0; 2014/015: 0; 2015/016: 0; 2016/017: 0; 2017/018: 0; 2018/019: 0; 2019/020: 0; 2020/021: 0; 2021/022: 0; 2022/023: 0 | 0
[5 empty] | Vehicles |  |  |  | 2011/012: 0; 2012/013: 0; 2013/14: 0; 2014/015: 0; 2015/016: 0; 2016/017: 0; 2017/018: 0; 2018/019: 0; 2019/020: 0; 2020/021: 0; 2021/022: 0; 2022/023: 0 | 0
[5 empty] | Other Business support |  |  |  | 2011/012: 0.4915; 2012/013: 0.16596; 2013/14: 0.85232; 2014/015: 0; 2015/016: 0; 2016/017: 0; 2017/018: 0; 2018/019: 0; 2019/020: 0; 2020/021: 0; 2021/022: 0; 2022/023: 0 | 0.85232
| Total | [7 empty] | 2011/012: 0.6395; 2012/013: 1.1182; 2013/14: 3.7573; 2014/015: 3.044; 2015/016: 2.8819; 2016/017: 0.36019; 2017/018: 1.363; 2018/019: 0.37522; 2019/020: 0.07509; 2020/021: 0.093355; 2021/022: 0.51649; 2022/023: 1.1199 | 13.5865
| Check | [7 empty] | 2011/012: 0; 2012/013: 0; 2013/14: 0; 2014/015: 0; 2015/016: 0; 2016/017: 0; 2017/018: 0; 2018/019: 0; 2019/020: 0; 2020/021: 0; 2021/022: 0; 2022/023: 0 | 0
| For transfer to PTRM | Nominal -CPI included
[6 empty] | Switchyard |  |  | 2013/14: 0.924; 2014/015: 0.35784; 2015/016: 0.70404; 2016/017: 0.037555; 2017/018: 0.076978; 2018/019: 0.039457; 2019/020: 0.040443; 2020/021: 0.041454; 2021/022: 0.04249; 2022/023: 0.091105
[6 empty] | Transmission line |  |  | 2013/14: 0.016421; 2014/015: 0.016749; 2015/016: 0.017352; 2016/017: 0.017896; 2017/018: 0.0186; 2018/019: 0.019402; 2019/020: 0.020086; 2020/021: 0.020898; 2021/022: 0.021534; 2022/023: 0.022441
[6 empty] | Easements |  |  | 2013/14: 0; 2014/015: 0; 2015/016: 0; 2016/017: 0; 2017/018: 0; 2018/019: 0; 2019/020: 0; 2020/021: 0; 2021/022: 0; 2022/023: 0
[6 empty] | Ancillary 15 |  |  | 2013/14: 0; 2014/015: 0.53683; 2015/016: 0; 2016/017: 0; 2017/018: 1.4943; 2018/019: 0.34101; 2019/020: 0; 2020/021: 0; 2021/022: 0; 2022/023: 0
[6 empty] | Ancillary 10 |  |  | 2013/14: 3.0303; 2014/015: 2.355; 2015/016: 2.4516; 2016/017: 0; 2017/018: 0; 2018/019: 0; 2019/020: 0; 2020/021: 0.05492; 2021/022: 0.60101; 2022/023: 1.2399
[6 empty] | Ancillary 7 |  |  | 2013/14: 0; 2014/015: 0; 2015/016: 0; 2016/017: 0.35446; 2017/018: 0; 2018/019: 0.01263; 2019/020: 0; 2020/021: 0; 2021/022: 0; 2022/023: 0
[6 empty] | Test equipment |  |  | 2013/14: 0; 2014/015: 0; 2015/016: 0; 2016/017: 0; 2017/018: 0; 2018/019: 0; 2019/020: 0; 2020/021: 0; 2021/022: 0; 2022/023: 0
[6 empty] | Other operating assets |  |  | 2013/14: 0; 2014/015: 0.025676; 2015/016: 0.026715; 2016/017: 0; 2017/018: 0; 2018/019: 0.030312; 2019/020: 0.031497; 2020/021: 0; 2021/022: 0; 2022/023: 0.071329
[6 empty] | Office machines |  |  | 2013/14: 0; 2014/015: 0.005181; 2015/016: 0; 2016/017: 0; 2017/018: 0; 2018/019: 0.0058315; 2019/020: 0; 2020/021: 0; 2021/022: 0; 2022/023: 0.053281
| Total capex additions | [7 empty] | 2013/14: 3.9707; 2014/015: 3.2973; 2015/016: 3.1997; 2016/017: 0.40992; 2017/018: 1.5899; 2018/019: 0.44864; 2019/020: 0.092026; 2020/021: 0.11727; 2021/022: 0.66503; 2022/023: 1.4781 | 15.2685
| Check | [7 empty] | 2013/14: 0; 2014/015: 0; 2015/016: 0; 2016/017: 0; 2017/018: 0; 2018/019: 0; 2019/020: 0; 2020/021: 0; 2021/022: 0; 2022/023: 0
For transfer to RFM
[6 empty] | Switchyard |  |  | 2011/012: 0.044; 2012/013: 0.26494
[6 empty] | Transmission line |  |  | 2011/012: 0; 2012/013: 0
[6 empty] | Easements |  |  | 2011/012: 0; 2012/013: 0
[6 empty] | Ancillary 15 |  |  | 2011/012: 0; 2012/013: 0
[6 empty] | Ancillary 10 |  |  | 2011/012: 0.04; 2012/013: 0.68341
[6 empty] | Ancillary 7 |  |  | 2011/012: 0.003; 2012/013: 0
[6 empty] | Test equipment |  |  | 2011/012: 0.004; 2012/013: 0
[6 empty] | Other operating assets |  |  | 2011/012: 0.061; 2012/013: 0
[6 empty] | Office machines |  |  | 2011/012: 0.4875; 2012/013: 0.2023
| Total capex additions | [7 empty] | 2011/012: 0.6395; 2012/013: 1.1507
| Check | [7 empty] | 2011/012: 0; 2012/013: 0

## AER 2003 determination
|  | 2003/04 | 2004/05 | 2005/06 | 2006/07 | 2007/08 | 2008/09 | 2009/10 | 2010/11 | 2011/12 | 2012/13
CPI assumed by ACCC |  | 1.552% | 2.07% | 2.07% | 2.07% | 2.07% | 2.07% | 2.07% | 2.07% | 2.07% | 2.07%
ACCC determination |  | 8.9 | 12.803 | 12.508 | 12.613 | 12.72 | 12.828 | 12.936 | 13.045 | 13.156 | 13.267 | From ACCC Letter revocation and substitution (7 April 2004)
Smoothed revenue & X factor | 1.2% | 8.9 | 12.803 | 12.508 | 12.6137 | 12.7203 | 12.8278 | 12.9362 | 13.0456 | 13.1558 | 13.267 | From PTRM model_MTC_fy final decision - amended.XLS
Manually adjusted numbers
CPI outcome |  | 3.44% | 1.98% | 2.36% | 2.98% | 2.44% | 4.24% | 2.47% | 2.89% | 3.33% | 2.62% | March on March all capital cities except final year
Adjusted revenue |  | 8.9 | 12.7917 | 12.5325 | 12.7511 | 12.9055 | 13.2912 | 13.4561 | 13.6788 | 13.9647 | 14.1586
(includes connection fees)
Connection fees |  | 2008/09: 0.82582; 2009/10: 0.65318; 2010/11: 0.80373; 2011/12: 0.77613; 2012/13: 0.79165
Revenue net of connection fees |  | 2008/09: 12.4654; 2009/10: 12.8029; 2010/11: 12.8751; 2011/12: 13.1886; 2012/13: 13.367 | From [Murraylink Opex Summary (emailed on 21 Dec 11) Version 1 hc.xls]PTRM calcs.XLS
Operating cost |  | 2.29 | 3.11 | 3.17 | 3.24 | 3.31 | 3.38 | 3.45 | 3.52 | 3.59 | 3.66 | 32.72
Adjudted operating cost |  | 2.29 | 3.1073 | 3.179 | 3.2689 | 3.322 | 3.4519 | 3.4635 | 3.5483 | 3.6343 | 3.6797

## Opex calc
|  |  | Escalator | [9 empty] | 11 | 12 | 13 | 14 | 15 | 16 | 17 | 18 | 19 | 20 | 21 | 22
Transfer from Summary of Opex sheet |  | AER category | L/M/CS | Identifier | 2003/04 | 2004/05 | 2005/06 | 2006/07 | 2007/08 | 2008/09 | 2009/010 | 2010/011 | 2011/012 | 2012/013 | 2013/014 | 2014/015 | 2015/016 | 2016/017 | 2017/018 | 2018/019 | 2019/020 | 2020/021 | 2021/022 | 2022/023
Maintenance Expenses | Routine Maintenance | Routine Maintenance | Labour | Routine Maintenance Labour |  |  |  | 0 | 245 | 0.03 | 9236.513 | 123235.7213 | 123235.7213 | 122403.5547 | 131598.8755 | 140595.28 | 144105.9854 | 145555.0783 | 149625.5327 | 154360.4002 | 157068.1935 | 160265.7297 | 163778.3467 | 168054.1054
|  | Routine Maintenance | Contracted services | Routine Maintenance Contracted services |  |  |  | 334646.68 | 525962.97 | 436136.777 | 173034.609 | 336105.88 | 336105.88 | 343259.8059 | 333478.5279 | 330178.8226 | 337343.2064 | 341513.5764 | 350977.9736 | 363145.18 | 370123.6534 | 380752.2018 | 384540.8866 | 396584.3348
|  | Routine Maintenance | Materials | Routine Maintenance Materials |  |  |  | 5564.28 | 14842.01 | 13128.48 | 42327.241 | 21487.433 | 21487.433 | 21487.433 | 21487.433 | 21487.433 | 21487.433 | 21487.433 | 21487.433 | 21487.433 | 21487.433 | 21487.433 | 21487.433 | 21487.433
| Non Routine Maintenance | Non Routine Maintenance | Labour | Non Routine Maintenance Labour |  |  |  | 0 | 0 | 0 | 0 | 0 | 0 | 0 | 0 | 0 | 0 | 0 | 0 | 0 | 0 | 0 | 0 | 0
|  | Non Routine Maintenance | Contracted services | Non Routine Maintenance Contracted services |  |  |  | 960187.84 | 10848.9 | 130145.931 | 355453.296 | 278033.151 | 278033.151 | 283951.014 | 275859.7556 | 273130.1769 | 279056.6908 | 282506.4999 | 290335.6286 | 300400.5722 | 306173.2976 | 314965.4342 | 318099.506 | 328062.0745
|  | Non Routine Maintenance | Materials | Non Routine Maintenance Materials |  |  |  | 0 | 0 | 0 | 0 | 0 | 0 | 0 | 0 | 0 | 0 | 0 | 0 | 0 | 0 | 0 | 0 | 0
Operating Expenses | Insurance | Insurance | Contracted services | Insurance |  |  |  | 259443.94 | 367674.75 | 408255.47 | 370472.897 | 429638.825 | 429638.825 | 438783.5752 | 426280.3225 | 422062.3614 | 431220.4797 | 436551.3976 | 448649.5868 | 464202.7341 | 473123.2062 | 486709.5113 | 491552.527 | 506947.4763
| Accounting and Audit | Finance | Contracted services | Finance |  |  |  | 17200 | 38125 | 158.75 | 0 | 8662.5 | 8662.5 | 8846.8791 | 8594.7849 | 8509.7412 | 8694.3898 | 8801.8733 | 9045.8004 | 9359.3874 | 9539.2444 | 9813.1754 | 9910.8216 | 10221.219
| Rates & taxes | Taxes and charges | Contracted services | Taxes and charges |  |  |  | 58782.04 | 49101.97 | 51979.71 | 49020.829 | 98565.698 | 98565.698 | 100663.6431 | 97795.2063 | 96827.5417 | 98928.5537 | 100151.5476 | 102927.0567 | 106495.1858 | 108541.6781 | 111658.5837 | 112769.6454 | 116301.4815
| Pipeline/Asset licence | Taxes and charges | Contracted services | Taxes and charges |  |  |  | 69454.9 | 81871.28 | 71671.843 | 61417.158 | 32645.701 | 32645.701 | 33340.5562 | 32390.5084 | 32070.0106 | 32765.8815 | 33170.9463 | 34090.2158 | 35272.007 | 35949.8207 | 36982.1633 | 37350.1553 | 38519.926
| Security | Operations | Contracted services | Operations |  |  |  | 35893.64 | 39225.67 | 48234.302 | 50831.055 | 53709.414 | 53709.414 | 54852.6049 | 53289.5655 | 52762.2756 | 53907.1376 | 54573.559 | 56085.961 | 58030.2696 | 59145.4233 | 60843.8556 | 61449.284 | 63373.8161
| Utilities - Transmission cost | Taxes and charges | Contracted services | Taxes and charges |  |  |  | 0 | 0 | 0 | 0 | 0 | 0 | 0 | 0 | 0 | 0 | 0 | 0 | 0 | 0 | 0 | 0 | 0
| Utilities - other | Taxes and charges | Contracted services | Taxes and charges |  |  |  | 88818.98 | 54853.62 | 107337.66 | 85915.863 | 540320.22 | 540320.22 | 551820.7948 | 536096.5169 | 530791.9459 | 542309.3327 | 549013.5749 | 564228.4387 | 583788.3097 | 595006.8289 | 612093.1697 | 618183.8188 | 637544.7375
| Communication | Communications | Contracted services | Communications Contracted services |  |  |  | 312212.44 | 188226.92 | 209720.4 | 148654.572 | 56820.709 | 56820.709 | 58030.123 | 56376.5394 | 55818.7045 | 57029.8864 | 57734.9124 | 59334.9254 | 61391.8644 | 62571.617 | 64368.4367 | 65008.9365 | 67044.9535
| Connection fees | Connection charges | Connection | Connection charges |  |  |  | 781681.42 | 849801.7 | 759365.081 | 852607.8 | 560069.1207 | 560069.1207 | 576591.1598 | 593600.599 | 611111.8167 | 629139.6153 | 647699.2339 | 666806.3613 | 686477.149 | 706728.2249 | 727576.7075 | 749040.2204 | 771136.9069 | Different escalator
| Travel Expenses | Operations | Contracted services | Operations |  |  |  | 79748.06 | 23490.9 | 15741.572 | 22079.09 | 14776.421 | 14776.421 | 15090.9333 | 14660.9132 | 14515.8463 | 14830.8183 | 15014.1627 | 15430.2516 | 15965.1657 | 16271.9644 | 16739.2336 | 16905.7978 | 17435.271
| Control room | Operations | Contracted services | Operations |  |  |  | 351224 | 217100.24 | 160313.58 | 321929.564 | 233416.546 | 233416.546 | 238384.7562 | 231591.9203 | 229300.3632 | 234275.8361 | 237172.0465 | 243744.8173 | 252194.6168 | 257040.98 | 264422.2226 | 267053.3629 | 275417.2156
| Consultants | Operations | Contracted services | Operations |  |  |  | 120039.8 | -111446.58 | 14687.5 | 11275 | 10835 | 10835 | 11065.6201 | 10750.3024 | 10643.9302 | 10874.8875 | 11009.3272 | 11314.4297 | 11706.6623 | 11931.6264 | 12274.2575 | 12396.3928 | 12784.6358
| Legal expenses | Other | Contracted services | Other |  |  |  | 0 | 1790 | 0 | 0 | 0 | 0 | 0 | 0 | 0 | 0 | 0 | 0 | 0 | 0 | 0 | 0 | 0
| Filing fees | Other | Contracted services | Other |  |  |  | 0 | 0 | 636 | 699.6 | 0 | 0 | 0 | 0 | 0 | 0 | 0 | 0 | 0 | 0 | 0 | 0 | 0
| Access Arrangement costs | Taxes and charges | Contracted services | Taxes and charges |  |  |  | 0 | 0 | 0 | 0 | 0 | 0 | 0 | 0 | 0 | 0 | 0 | 0 | 0 | 0 | 0 | 0 | 0
| Legal costs | Other | Contracted services | Other |  |  |  | 66790.8 | 14796.52 | 0 | 0 | 1061.72 | 1061.72 | 1084.3184 | 1053.4205 | 1042.9971 | 1065.6286 | 1078.8023 | 1108.6992 | 1147.1341 | 1169.1783 | 1202.7526 | 1214.7206 | 1252.7645
| Spares | Operations | Materials | Operations |  |  |  | 0 | 0 | 5910 | 3300 | 1257.3 | 1257.3 | 1257.3 | 1257.3 | 1257.3 | 1257.3 | 1257.3 | 1257.3 | 1257.3 | 1257.3 | 1257.3 | 1257.3 | 1257.3
| Safety items | OHS | Materials | OHS |  |  |  | 0 | 0 | 734.69 | 0 | 501.38 | 501.38 | 501.38 | 501.38 | 501.38 | 501.38 | 501.38 | 501.38 | 501.38 | 501.38 | 501.38 | 501.38 | 501.38
| Rent | Operations | Contracted services | Operations |  |  |  | 0 | 0 | 0 | 41824.035 | 11169.939 | 11169.939 | 11407.6882 | 11082.6232 | 10972.9628 | 11211.0596 | 11349.6551 | 11664.1891 | 12068.5467 | 12300.4651 | 12653.6878 | 12779.5986 | 13179.8433
| Training | OHS | Labour | OHS |  |  |  | 0 | 0 | 11127.468 | 2747.052 | 810.26 | 810.26 | 804.7886 | 865.2467 | 924.397 | 947.4795 | 957.0071 | 983.7698 | 1014.901 | 1032.7044 | 1053.7278 | 1076.8229 | 1104.9355
| Storage | Operations | Contracted services | Operations |  |  |  | 620.4 | 307.94 | 1145 | 318.549 | 197.692 | 197.692 | 201.8998 | 196.1466 | 194.2058 | 198.4198 | 200.8727 | 206.4395 | 213.5961 | 217.7007 | 223.9522 | 226.1807 | 233.2644
| Labour Costing | Operations | Labour | Operations |  |  |  | 0 | 0 | 0 | 243142.042 | 64790.198 | 64790.198 | 64352.6931 | 69187.0597 | 73916.8476 | 75762.573 | 76524.422 | 78664.431 | 81153.7498 | 82577.3506 | 84258.4297 | 86105.1601 | 88353.1062
| Other | Other | Contracted services | Other |  |  |  | 785588.36 | 57289.64 | 49885.46 | 11888.123 | 12125.08 | 12125.08 | 12383.1592 | 12030.2978 | 11911.2603 | 12169.7168 | 12320.1636 | 12661.5934 | 13100.5276 | 13352.2773 | 13735.7041 | 13872.3816 | 14306.8511
Corporate suppport | Includes:
| MGMT Fee - O&M Agreements | Routine Maintenance | Contracted services | Routine Maintenance Contracted services |  |  |  | 0 | 0 | -0.011 | 0.473 | -30.06 | -30.06 | -30.6998 | -29.825 | -29.5299 | -30.1707 | -30.5436 | -31.3901 | -32.4783 | -33.1024 | -34.053 | -34.3918 | -35.469
| MGMT fee - Margin O&M Agreements | Routine Maintenance | Contracted services | Routine Maintenance Contracted services |  |  |  | 0 | 0 | 0.92 | 0 | 0 | 0 | 0 | 0 | 0 | 0 | 0 | 0 | 0 | 0 | 0 | 0 | 0
| MGMT fee - Commercial services | Finance | Contracted services | Finance |  |  |  | 0 | 0 | 217900.06 | 371059.856 | 500011.57 | 500011.57 | 510654.1857 | 496102.9611 | 491194.1186 | 501852.2921 | 508056.3883 | 522136.2019 | 540236.879 | 550618.4808 | 566430.1565 | 572066.4346 | 589983.0015
| Mgmt Fee - Other | Asset management support | Contracted services | Asset management support |  |  |  | 1680 | 0 | 0 | 0 | 0 | 0 | 0 | 0 | 0 | 0 | 0 | 0 | 0 | 0 | 0 | 0 | 0
| Overhead charge by APTMS | Asset management support | Contracted services | Asset management support |  |  |  | -625317.44 | 798590.32 | 272903.21 | 0 | 0 | 0 | 0 | 0 | 0 | 0 | 0 | 0 | 0 | 0 | 0 | 0 | 0
| Labour Recharge | Asset management support | Labour | Asset management support |  |  |  | 0 | 0 | 210529.877 | 27205.706 | 30331.51 | 30331.51 | 30126.6922 | 32389.8994 | 34604.148 | 35468.2238 | 35824.8831 | 36826.7276 | 37992.1014 | 38658.5597 | 39445.5563 | 40310.1025 | 41362.4778
| State shared costs | Asset management support | Contracted services | Asset management support |  |  |  | 0 | 0 | 2818.31 | 0 | 0 | 0 | 0 | 0 | 0 | 0 | 0 | 0 | 0 | 0 | 0 | 0 | 0
| Cost recovery | Asset management support | Contracted services | Asset management support |  |  |  | 0 | 91640.88 | 0 | 0 | 0 | 0 | 0 | 0 | 0 | 0 | 0 | 0 | 0 | 0 | 0 | 0 | 0
| Corporate Support - Home Cost Centre Allocations (Finance) | Asset management support | Contracted services | Asset management support |  |  |  | 0 | 0 | 0 | 0 | 5782.216 | 5782.216 | 5905.289 | 5737.0162 | 5680.2495 | 5803.5024 | 5875.2476 | 6038.0689 | 6247.3881 | 6367.4426 | 6550.2915 | 6615.4703 | 6822.6604
Step opex changes
|  | Communications | Contracted services | Communications Contracted services | 12 2012/013: 62000; 13 2013/014: 60233.2938; 14 2014/015: 59637.297; 15 2015/016: 60931.3367; 16 2016/017: 61684.5939; 17 2017/018: 63394.0648; 18 2018/019: 65591.7203; 19 2019/020: 66852.1805; 20 2020/021: 68771.9218; 21 2021/022: 69456.2386; 22 2022/023: 71631.5407
Operating expenses per above | [7 empty] | 3704260.14 | 3314339.65 | 3200468.07 | 3256440.923 | 3426331.145 | 3426331.145 | 3559221.1476 | 3514458.5908 | 3521613.8837 | 3603108.8756 | 3657555.3411 | 3759495.8879 | 3884769.6829 | 3965575.1093 | 4077002.9227 | 4134974.5333 | 4260869.2432 | 55248216.5013
Check | [9 empty] | 3200468.07 | 3256440.923 | 3426331.145 | 3426331.145 | 3559221.1476 | 3514458.5908 | 3521613.8837 | 3603108.8756 | 3657555.3411 | 3759495.8879 | 3884769.6829 | 3965575.1093 | 4077002.9227 | 4134974.5333 | 4260869.2432 | 55248216.5013
38379424.0706
For transfer to PTRM |  | In real 2012-13 dollars
Controllable opex |  |  |  |  | 13 2013/014: 2.9967; 14 2014/015: 3.009; 15 2015/016: 3.0793; 16 2016/017: 3.1273; 17 2017/018: 3.2145; 18 2018/019: 3.3209; 19 2019/020: 3.3909; 20 2020/021: 3.4858; 21 2021/022: 3.5379; 22 2022/023: 3.6451 | 32.8075
Corporate |  |  |  |  | 13 2013/014: 0.51778; 14 2014/015: 0.51266; 15 2015/016: 0.52378; 16 2016/017: 0.53026; 17 2017/018: 0.54495; 18 2018/019: 0.56384; 19 2019/020: 0.57468; 20 2020/021: 0.59118; 21 2021/022: 0.59706; 22 2022/023: 0.61576 | 5.572
Efficiency carryover | [24 empty] | 0
Debt raising costs |  |  |  |  | 12 2012/013: Calculated from PTRM; 13 2013/014: 0.067647; 14 2014/015: 0.06783; 15 2015/016: 0.067338; 16 2016/017: 0.066564; 17 2017/018: 0.063892; 18 2018/019: 0.061904; 19 2019/020: 0.059241; 20 2020/021: 0.056372; 21 2021/022: 0.053516; 22 2022/023: 0.050947 | 0.61525
Total |  |  |  |  | 13 2013/014: 3.5821; 14 2014/015: 3.5894; 15 2015/016: 3.6704; 16 2016/017: 3.7241; 17 2017/018: 3.8234; 18 2018/019: 3.9467; 19 2019/020: 4.0248; 20 2020/021: 4.1334; 21 2021/022: 4.1885; 22 2022/023: 4.3118 | 38.9947
38.9947
Note on J2: Harry: Two times 2007H1

## Escalators
Base year | 2013/14 | (year 6)
| 1 | 2 | 3 | 4 | 5 | 6 | 7 | 8 | 9 | 10 | 11 | 12 | 13 | 14 | 15 | 16 | 17 | 18 | 19 | 20 | 21 | 22
Cost escalators | [7 empty] | 2008/09 | 2009/010 | 2010/011 | 2011/012 | 2012/013 | 2013/14 | 2014/015 | 2015/016 | 2016/017 | 2017/018 | 2018/019 | 2019/020 | 2020/021 | 2021/022 | 2022/023
CPI | CPI | [7 empty] | 2.328% | 3.097% | 2.6% | 2.9% | 2.7% | 2.5% | 2.5% | 2.5% | 2.5% | 2.5% | 2.5% | 2.5% | 2.5% | 2.5%
Table 1b. Summary - Labour Cost Escalation Forecasts Adjusted for Productivity | [7 empty] | 2008/09 | 2009/10 | 2010/11 | 2011/12 | 2012/13 | 2013/14 | 2014/15 | 2015/16 | 2016/17 | 2017/18 | 2018/19 | 2019/20 | 2020/21 | 2021/22 | 2022/23
EGWWS AWOTE - Vic and SA Average | [8 empty] | 1.2336 | 15.558 | 6.7409 | -0.67526 | 7.5123 | 6.8362 | 2.497 | 1.0056 | 2.7965 | 3.1645 | 1.7542 | 2.0358 | 2.1917 | 2.6107
Plant and equipment
CONSTRUCTION AWOTE - Vic and SA Average | [8 empty] | 13.2269 | 1.5686 | 10.3656 | 2.1285 | -2.8495 | -0.98948 | 2.1698 | 1.2362 | 2.7713 | 3.4667 | 1.9217 | 2.8716 | 0.99505 | 3.1319
Opex real indexation (BIS)
| Labour | [9 empty] | 0% | -0.6753% | 7.512% | 6.836% | 2.497% | 1.006% | 2.797% | 3.164% | 1.754% | 2.036% | 2.192% | 2.611%
Materials | bar: 2011/12 to 2022/23
| Contracted services | [9 empty] | 0% | 2.128% | -2.85% | -0.9895% | 2.17% | 1.236% | 2.771% | 3.467% | 1.922% | 2.872% | 0.9951% | 3.132%
| Connection | [10 empty] | 2.95% | 2.95% | 2.95% | 2.95% | 2.95% | 2.95% | 2.95% | 2.95% | 2.95% | 2.95% | 2.95% | SPI AusNet X | -1.01%
| Corporate | [9 empty] | 0% | 2.128% | -2.85% | -0.9895% | 2.17% | 1.236% | 2.771% | 3.467% | 1.922% | 2.872% | 0.9951% | 3.132% | Electranet X | -4.89%
Indices | CPI | [9 empty] | 1 | 1.029 | 1.0568 | 1.0832 | 1.1103 | 1.138 | 1.1665 | 1.1957 | 1.2255 | 1.2562 | 1.2876 | 1.3198
| Labour | [9 empty] | 1 | 0.99325 | 1.0679 | 1.1409 | 1.1694 | 1.1811 | 1.2141 | 1.2526 | 1.2745 | 1.3005 | 1.329 | 1.3637
Materials | bar: 2011/12 to 2022/23
| Contracted services | [9 empty] | 1 | 1.0213 | 0.99218 | 0.98237 | 1.0037 | 1.0161 | 1.0442 | 1.0804 | 1.1012 | 1.1328 | 1.1441 | 1.1799
| Connection | [9 empty] | 1 | 1.0295 | 1.0599 | 1.0911 | 1.1233 | 1.1565 | 1.1906 | 1.2257 | 1.2619 | 1.2991 | 1.3374 | 1.3769
| Corporate | [9 empty] | 1 | 1.0213 | 0.99218 | 0.98237 | 1.0037 | 1.0161 | 1.0442 | 1.0804 | 1.1012 | 1.1328 | 1.1441 | 1.1799
[11 empty] | 11 | 12 | 13 | 14 | 15 | 16 | 17 | 18 | 19 | 20 | 21 | 22
| CPI | [9 empty] | 1 | 1.029 | 1.0568 | 1.0832 | 1.1103 | 1.138 | 1.1665 | 1.1957 | 1.2255 | 1.2562 | 1.2876 | 1.3198
| Labour | [9 empty] | 1 | 0.99325 | 1.0679 | 1.1409 | 1.1694 | 1.1811 | 1.2141 | 1.2526 | 1.2745 | 1.3005 | 1.329 | 1.3637
Materials | bar: 11 to 22
| Contracted services | [9 empty] | 1 | 1.0213 | 0.99218 | 0.98237 | 1.0037 | 1.0161 | 1.0442 | 1.0804 | 1.1012 | 1.1328 | 1.1441 | 1.1799
| Corporate | [9 empty] | 1 | 1.0213 | 0.99218 | 0.98237 | 1.0037 | 1.0161 | 1.0442 | 1.0804 | 1.1012 | 1.1328 | 1.1441 | 1.1799
ElectraNet
AER statement on updates for ElectraNet transmission determination 2008-09 to 2012-13 (February 2009).pdf (43.3 KB)
SP AusNet Fianl Decision p293:
Final decision
SP AusNet transmission determination
2008-09 to 2013-14
2008-01-01

## Proposal tables
1 - Service performance
F/Y ending | 2004 | 2005 | 2006 | 2007 | 2008 | 2009 | 2010 | 2011
Target planned availability | 99.17% | 99.17% | 99.17% | 99.17% | 99.17% | 99.17% | 99.17% | 99.17%
Actual planned availability | 98.75% | 98.18% | 99.11% | 99.32% | 99.22% | 99.31% | 99.58% | 99.11% |  |  |  | 98.89%
Difference | 0.42% | 0.99% | 0.06% | -0.15% | 0.05% | 0.14% | 0.41% | -0.06% |  |  |  | 99.63%
Target forced peak availability | 99.48% | 99.48% | 99.48% | 99.48% | 99.48% | 99.48% | 99.48% | 99.17% |  |  |  | 99.76%
Actual planned availability | 98.89% | 99.63% | 99.76% | 96.42% | 99.99% | 100% | 100% | 99.76% |  |  |  | 96.42%
Difference | 0.59% | -0.15% | -0.28% | 3.06% | 0.51% | 0.52% | 0.52% | -0.59% |  |  |  | 99.32%
Target forced o/p availability | 99.34% | 99.34% | 99.34% | 99.34% | 99.34% | 99.34% | 99.34% | 99.34%
Actual forced o/p availability | 99.38% | 99.72% | 99.91% | 94.69% | 99.95% | 100% | 100% | 99.91%
Difference | -0.04% | -0.38% | -0.57% | 4.65% | 0.61% | 0.66% | 0.66% | -0.57% |  |  |  | 99.38%
S-factor bonus/penalty | -0.79% | 0.15% | 0.18% | -0.32% | 0.69% | 0.87% | 1% | 0.7% |  |  |  | 99.72%
99.91%
2 - Capital expenditure | [11 empty] | 94.69%
99.32%
F/Y ending | 2004 | 2005 | 2006 | 2007 | 2008 | 2009 | 2010 | 2011 | 2012 | 2013
Regulatory Allowance | 0 | 0 | 0 | 0 | 0 | 0 | 0 | 0 | 0 | 0 |  | -0.79%
Actual Expenditure1 | 0 | 0 | 0 | 0 | 410.019 | 0 | 20.772 | 37.0071 | 639.5 | 1118.2242 |  | 0.15%
Difference | 0 | 0 | 0 | 0 | 410.019 | 0 | 20.772 | 37.0071 | 639.5 | 1118.2242 |  | 0.18%
1 The 2012 and 2013 years are estimated. | [11 empty] | -0.32%
3 - Operating expenditure
F/Y ending | 2009 | 2010 | 2011 | 2012 | 2013
Regulatory Allowance1 | 3380 | 3450 | 3520 | 3590 | 3660
Actual Expenditure2 | 3200.4681 | 3256.4409 | 3426.3311 | 3426.3311 | 3559.2211
Difference | -179.5319 | -193.5591 | -93.6689 | -163.6689 | -100.7789
1 Adjusted for CPI.
2 The 2012 and 2013 years are estimated.
4 - Forecast capital expenditure
FY ending | 2014 | 2015 | 2016 | 2017 | 2018 | 2019 | 2020 | 2021 | 2022 | 2023 | 2013-23
Total | 3.7573 | 3.044 | 2.8819 | 0.36019 | 1.363 | 0.37522 | 0.07509 | 0.093355 | 0.51649 | 1.1199 | 13.5865
5 - Forecast operating expenditure
FY ending | 2014 | 2015 | 2016 | 2017 | 2018 | 2019 | 2020 | 2021 | 2022 | 2023 | 2013-23
Total | 3.5821 | 3.5894 | 3.6704 | 3.7241 | 3.8234 | 3.9467 | 4.0248 | 4.1334 | 4.1885 | 4.3118 | 38.9947
4.1 - Historic capex
F/Y ending | 2004 | 2005 | 2006 | 2007 | 2008 | 2009 | 2010 | 2011 | 2012 | 2013
Regulatory Allowance | 0 | 0 | 0 | 0 | 0 | 0 | 0 | 0 | 0 | 0
Actual Expenditure1 | 0 | 0 | 0 | 0 | 410.019 | 0 | 20.772 | 37.0071 | 639.5 | 1118.2242
Difference | 0 | 0 | 0 | 0 | 410.019 | 0 | 20.772 | 37.0071 | 639.5 | 1118.2242
1 The 2012 and 2013 years are estimated.
4.2 - Historic opex
F/Y ending | 2014: 2009; 2015: 2010; 2016: 2011; 2017: 2012; 2018: 2013
Regulatory Allowance1 | 2014: 3380; 2015: 3450; 2016: 3520; 2017: 3590; 2018: 3660
Actual Expenditure2 | 2014: 3200.4681; 2015: 3256.4409; 2016: 3426.3311; 2017: 3426.3311; 2018: 3559.2211
Maintenance | 2014: 789.1325; 2015: 728.7067; 2016: 815.6528; 2017: 815.6528; 2018: 891.1012
Operations and asset management support | 2014: 2142.7553; 2015: 2144.0866; 2016: 2088.8174; 2017: 2088.8174; 2018: 2135.1514
Non system | 2014: 268.5803; 2015: 383.6476; 2016: 521.8609; 2017: 521.8609; 2018: 532.9685
Difference | 2014: -179.5319; 2015: -193.5591; 2016: -93.6689; 2017: -163.6689; 2018: -100.7789
1 Adjusted for CPI.
2 The 2012 and 2013 years are estimated.
4.3 - Historic performance
Year | 2004 | 2005 | 2006 | 2007 | 2008 | 2009 | 2010 | 2011
Target planned availability | 99.17% | 99.17% | 99.17% | 99.17% | 99.17% | 99.17% | 99.17% | 99.17%
Actual planned availability | 98.75% | 98.18% | 99.11% | 99.32% | 99.22% | 99.31% | 99.58% | 99.11%
Difference | 0.42% | 0.99% | 0.06% | -0.15% | 0.05% | 0.14% | 0.41% | -0.06%
Target forced peak availability | 99.48% | 99.48% | 99.48% | 99.48% | 99.48% | 99.48% | 99.48% | 99.17%
Actual planned availability | 98.89% | 99.63% | 99.76% | 96.42% | 99.99% | 100% | 100% | 99.76%
Difference | 0.59% | -0.15% | -0.28% | 3.06% | 0.51% | 0.52% | 0.52% | -0.59%
Target forced o/p availability | 99.34% | 99.34% | 99.34% | 99.34% | 99.34% | 99.34% | 99.34% | 99.34%
Actual forced o/p availability | 99.38% | 99.72% | 99.91% | 94.69% | 99.95% | 100% | 100% | 99.91%
Difference | -0.04% | -0.38% | -0.57% | 4.65% | 0.61% | 0.66% | 0.66% | -0.57%
S-factor bonus/penalty | -0.79% | 0.15% | 0.18% | -0.32% | 0.69% | 0.87% | 1% | 0.007
6.4 - Project cost escalators
FY ending | 2014 | 2015 | 2016 | 2017 | 2018 | 2019 | 2020 | 2021 | 2022 | 2023
Wages | 7.512% | 6.836% | 2.497% | 1.006% | 2.797% | 3.164% | 1.754% | 2.036% | 2.192% | 2.611%
Materials | bar: 2014 to 2023
Contracted services | 2.128% | -2.85% | -0.9895% | 2.17% | 1.236% | 2.771% | 3.467% | 1.922% | 2.872% | 0.9951%
Connection charges | 2.95% | 2.95% | 2.95% | 2.95% | 2.95% | 2.95% | 2.95% | 2.95% | 2.95% | 2.95%
7.2 - Forecast capex
FY ending | 2014 | 2015 | 2016 | 2017 | 2018 | 2019 | 2020 | 2021 | 2022 | 2023 | 2013-23
Refurbishment | 0.70666 | 0.27087 | 0.057062 | 0.34447 | 1.347 | 0.359 | 0.0587 | 0.076719 | 0.49977 | 1.1029 | 4.8232
Compliance | 0.86089 | 0.80841 | 0.61673 | 0.015725 | 0.015945 | 0.016228 | 0.016389 | 0.016636 | 0.016724 | 0.017004 | 2.4007
Other | 2.1898 | 1.9647 | 2.2081 | 0 | 0 | 0 | 0 | 0 | 0 | 0 | 6.3626
Total | 3.7573 | 3.044 | 2.8819 | 0.36019 | 1.363 | 0.37522 | 0.07509 | 0.093355 | 0.51649 | 1.1199 | 13.5865
8.1 - Forecast opex | [12 empty] | 8.1 - Forecast opex
FY ending | 2014 | 2015 | 2016 | 2017 | 2018 | 2019 | 2020 | 2021 | 2022 | 2023 | 2013-23 |  | FY ending | 2014 | 2015 | 2016 | 2017 | 2018 | 2019 | 2020 | 2021 | 2022 | 2023 | 2013-23
Maintenance | 0.879 | 0.88082 | 0.89992 | 0.91045 | 0.93512 | 0.96634 | 0.98424 | 1.0106 | 1.0223 | 1.0528 | 9.5417 |  | Maintenance | 0.879 | 0.88082 | 0.89992 | 0.91045 | 0.93512 | 0.96634 | 0.98424 | 1.0106 | 1.0223 | 1.0528 | 9.5417
Operations and asset management support | 2.1177 | 2.1281 | 2.1794 | 2.2168 | 2.2794 | 2.3546 | 2.4067 | 2.4752 | 2.5156 | 2.5923 | 23.2658 |  | Operations and asset management support | 2.1177 | 2.1281 | 2.1794 | 2.2168 | 2.2794 | 2.3546 | 2.4067 | 2.4752 | 2.5156 | 2.5923 | 23.2658
Non system | 0.51778 | 0.51266 | 0.52378 | 0.53026 | 0.54495 | 0.56384 | 0.57468 | 0.59118 | 0.59706 | 0.61576 | 5.572 |  | Non system | 0.51778 | 0.51266 | 0.52378 | 0.53026 | 0.54495 | 0.56384 | 0.57468 | 0.59118 | 0.59706 | 0.61576 | 5.572
Debt raising costs | 0.067647 | 0.06783 | 0.067338 | 0.066564 | 0.063892 | 0.061904 | 0.059241 | 0.056372 | 0.053516 | 0.050947 | 0.61525 |  | Debt raising costs
Total | 3.5821 | 3.5894 | 3.6704 | 3.7241 | 3.8234 | 3.9467 | 4.0248 | 4.1334 | 4.1885 | 4.3118 | 38.9947 |  | Total | 3.5145 | 3.5216 | 3.6031 | 3.6576 | 3.7595 | 3.8848 | 3.9656 | 4.077 | 4.135 | 4.2609 | 38.3794
10.4 - Forecast opex summary | [12 empty] | 10.4 - Forecast opex summary
FY ending | 2014 | 2015 | 2016 | 2017 | 2018 | 2019 | 2020 | 2021 | 2022 | 2023 | 2013-23 |  | FY ending | 2014 | 2015 | 2016 | 2017 | 2018 | 2019 | 2020 | 2021 | 2022 | 2023 | 2013-23
Maintenance | 0.879 | 0.88082 | 0.89992 | 0.91045 | 0.93512 | 0.96634 | 0.98424 | 1.0106 | 1.0223 | 1.0528 | 9.5417 |  | Maintenance | 0.879 | 0.88082 | 0.89992 | 0.91045 | 0.93512 | 0.96634 | 0.98424 | 1.0106 | 1.0223 | 1.0528 | 9.5417
Operations and asset management support | 2.1177 | 2.1281 | 2.1794 | 2.2168 | 2.2794 | 2.3546 | 2.4067 | 2.4752 | 2.5156 | 2.5923 | 23.2658 |  | Operations and asset management support | 2.1177 | 2.1281 | 2.1794 | 2.2168 | 2.2794 | 2.3546 | 2.4067 | 2.4752 | 2.5156 | 2.5923 | 23.2658
Non system | 0.51778 | 0.51266 | 0.52378 | 0.53026 | 0.54495 | 0.56384 | 0.57468 | 0.59118 | 0.59706 | 0.61576 | 5.572 |  | Non system | 0.51778 | 0.51266 | 0.52378 | 0.53026 | 0.54495 | 0.56384 | 0.57468 | 0.59118 | 0.59706 | 0.61576 | 5.572
Debt raising costs | 0.067647 | 0.06783 | 0.067338 | 0.066564 | 0.063892 | 0.061904 | 0.059241 | 0.056372 | 0.053516 | 0.050947 | 0.61525 |  | Debt raising costs
Total operating expenditure | 3.5821 | 3.5894 | 3.6704 | 3.7241 | 3.8234 | 3.9467 | 4.0248 | 4.1334 | 4.1885 | 4.3118 | 38.9947 |  | Total operating expenditure | 3.5145 | 3.5216 | 3.6031 | 3.6576 | 3.7595 | 3.8848 | 3.9656 | 4.077 | 4.135 | 4.2609 | 38.3794

## Network Management
Id | Description | 2012 ‘000 | 2013 ‘000 | 2014 ‘000 | 2015 ‘000 | 2016
‘000
1. | Install fixed earthing switches | 0 | 0 | 0 | 297.3548 | 601.1044
2. | Reprogram runback control logic | 61 | 0 | 0 | 0 | 0
3. | IGBT replacement | 0 | 181 | 0 | 0 | 0
4. | Capacitor can spares replacement | 0 | 32.4768 | 0 | 0 | 0
5. | Perimeter fence security | 0 | 0 | 845.3489 | 0 | 0
6. | SF6 Pressure Gauge | 3 | 0 | 0 | 0 | 0
7. | Optic Fibre test equipment | 4 | 0 | 0 | 0 | 0
8. | Switchyard Barrier Fences | 9 | 0 | 0 | 0 | 0
9. | Critical spares | 35 | 44 | 29 | 33 | 33
10. | Replace fire alarm Vesda chassis | 0 | 32.4768 | 0 | 0 | 0
11. | Fire system pressure vessel testing | 0 | 131.9369 | 0 | 0 | 0
12. | Chilled water piping lagging | 0 | 20.298 | 0 | 0 | 0
13. | Refurbish rotating ancillary equipment | 40 | 479.4384 | 421.6799 | 0 | 0
14. | Air conditioner compressor and head unit | 0 | 0 | 0 | 23.7037 | 24.0618
15. | Install additional air conditioning chillers | 0 | 0 | 0 | 495.5914 | 0
16. | Berri water tank and plumbing | 0 | 0 | 6.9726 | 0 | 0
17. | Control system end of life replacement | 0 | 0 | 2182.8025 | 0 | 0
18. | Contingent relocation of cables | 0 | 0 | 0 | 220 | 0
19. | Building ventilation changes | 0 | 0 | 0 | 209.383 | 0
Totals |  | 152 | 921.6269 | 3485.8039 | 1279.033 | 658.1663
Id | Description | 2012 ‘000 | 2013 ‘000 | 2014 ‘000 | 2015 ‘000 | 2016
‘000
1 | Black start capability | 0 | 0 | 2182.8025 | 0 | 0
2 | Contingent reduction of converter losses | 0 | 0 | 0 | 1964.731 | 0
3 | Contingent duplication of DC link |  |  |  |  | 265000
4 | Contingent duplication of transmission lines |  |  |  |  | 551000
Totals |  | 0 | 0 | 2182.8025 | 1964.731 | 816000