## Tables
Powercor REFCLs Tranche 3 Contingent Project Application
Tables
(real 2015 dollars)
| Summary of total expenditure requirements ($m real 2015) | [10 empty] | 2020 | 2025
| Forecast expenditure | 2016 | 2017 | 2018 | 2019 | 2020 | 2021 | 2022 | 2023 | 2024 | 2025 | 2016-20 Total | 2021-20 Total
| Project costs (capitalised) | 0 | 0 | 0 | 20.3971 | 56.4721 | 61.5198 | 26.0628 | 0 | 0 | 0 | 76.8692 | 87.5826
| Incremental re-balancing works | 0 | 0 | 0 | 0 | 0 | 0.036444 | 0.16408 | 0.30664 | 0.31283 | 0.31844 | 0 | 1.1384
| Incremental compliance testing | 0 | 0 | 0 | 0 | 0 | 0.0366 | 0.1962 | 0.39142 | 0.39933 | 0.40649 | 0 | 1.43
| Incremental technical support | 0 | 0 | 0 | 0 | 0 | 0.012788 | 0.052231 | 0.093398 | 0.095285 | 0.096993 | 0 | 0.35069
| Total | 0 | 0 | 0 | 20.3971 | 56.4721 | 61.6057 | 26.4753 | 0.79145 | 0.80744 | 0.82192 | 76.8692 | 90.5017
[12 empty] | 0 | 0
Summary of incremental revenue requirements ($m real 2015)
| Building block components | 2016 | 2017 | 2018 | 2019 | 2020 | Total
| Return on capital | 0 | 0.053325 | 0.052724 | 0.052041 | 1.4027 | 1.5608
| Return of capital (regulatory depreciation) | 0 | 0.0025473 | 0.0031538 | 0.0037874 | 0.3564 | 0.36589
| Operating expenditure | 0 | 0.00045359 | 0.00045228 | 0.00045066 | 0.012147 | 0.013503
| Net tax allowance | 0 | -0.032044 | -0.031926 | -0.031806 | -0.045055 | -0.14083
| Annual revenue requirement (unsmoothed) | 0 | 0.024282 | 0.024404 | 0.024473 | 1.7262 | 1.7993
| Annual revenue requirement (smoothed) | 0 | 0 | 0 | 0 | 1.8083 | 1.8083
Check:
1.06e-05
TRUE

## PTRM_inputs
Powercor REFCLs Tranche 3 Contingent Project Application
PTRM Inputs
(real 2015 dollars)
CAPEX FOR PTRM
| 2019 debt update PTRM with incremental T3 contingent project capex ($m 2015) |  | 2015 | 2016 | 2017 | 2018 | 2019 | 2020
|  | Subtransmission |  | 47.0818 | 50.2589 | 46.4511 | 47.6864 | 48.1175
|  | Distribution |  | 293.5061 | 327.7156 | 331.8402 | 316.7338 | 316.4396
|  | Standard metering |  | 0 | 0 | 0 | 0 | 0
|  | Public lighting |  | 0 | 0 | 0 | 0 | 0
|  | SCADA/Network control |  | 5.9462 | 18.2034 | 45.7461 | 38.1707 | 30.6929
|  | Non-network general assets - IT |  | 39.8364 | 39.6901 | 33.4936 | 24.9294 | 19.0885
|  | Non-network general assets - Other |  | 17.1138 | 17.103 | 17.1254 | 17.182 | 17.2527
|  | VBRC |  | 11.7694 | 13.0727 | 10.1556 | 13.2291 | 13.1811
|  | Supervisory cables |  | 0 | 0 | 0 | 0 | 0
|  | Old SWER ACRs |  | 0 | 0 | 0 | 0 | 0
|  | Land |  | 0.068474 | 0.18442 | 0.23591 | 0.21643 | 0.29612
|  | Surge arrestors |  | 0 | 0 | 0 | 0 | 0
|  | ACRs |  | 0 | 0 | 0 | 0 | 0 | TRUE
OPEX FOR PTRM
| 2019 debt update PTRM with incremental T3 contingent project capex ($m 2015) |  |  | 2016 | 2017 | 2018 | 2019 | 2020
| Total opex ex. debt raising costs |  |  | 225.5466 | 231.4132 | 241.2425 | 243.7584 | 249.1378 | TRUE

## Calcs_for_PTRM
Powercor REFCLs Tranche 3 Contingent Project Application
Calculations for PTRM
(real 2015 dollars)
From: Powercor - 2019 debt update - PTRM (incl cont proj 2) - PUBLIC - inflation revocation.XLSM
CAPEX | [13 empty] | TRUE
| From Powercor 2019 debt update PTRM with contingent project 2 (September 2019) |  | 2015 | 2016 | 2017 | 2018 | 2019 | 2020 | 2021 | 2022 | 2023 | 2024 | 2025
|  | Subtransmission |  | 47.0818 | 50.2589 | 46.4511 | 47.6864 | 48.1175 | 0 | 0 | 0 | 0 | 0
|  | Distribution |  | 293.5061 | 327.7156 | 331.8402 | 302.9272 | 282.4914 | 0 | 0 | 0 | 0 | 0
|  | Standard metering |  | 0 | 0 | 0 | 0 | 0 | 0 | 0 | 0 | 0 | 0
|  | Public lighting |  | 0 | 0 | 0 | 0 | 0 | 0 | 0 | 0 | 0 | 0
|  | SCADA/Network control |  | 5.9462 | 18.2034 | 45.7461 | 31.6068 | 8.1689 | 0 | 0 | 0 | 0 | 0
|  | Non-network general assets - IT |  | 39.8364 | 39.6901 | 33.4936 | 24.9294 | 19.0885 | 0 | 0 | 0 | 0 | 0
|  | Non-network general assets - Other |  | 17.1138 | 17.103 | 17.1254 | 17.182 | 17.2527 | 0 | 0 | 0 | 0 | 0
|  | VBRC |  | 11.7694 | 13.0727 | 10.1556 | 13.2291 | 13.1811 | 0 | 0 | 0 | 0 | 0
|  | Supervisory cables |  | 0 | 0 | 0 | 0 | 0 | 0 | 0 | 0 | 0 | 0
|  | Old SWER ACRs |  | 0 | 0 | 0 | 0 | 0 | 0 | 0 | 0 | 0 | 0
|  | Land |  | 0.068474 | 0.18442 | 0.23591 | 0.21643 | 0.29612 | 0 | 0 | 0 | 0 | 0
| Incremental contingent project capex ($m 2015) |  | 2015 | 2016 | 2017 | 2018 | 2019 | 2020 | 2021 | 2022 | 2023 | 2024 | 2025
|  | Subtransmission |  | 0 | 0 | 0 | 0 | 0 | 0 | 0 | 0 | 0 | 0
|  | Distribution |  | 0 | 0 | 0 | 13.8332 | 33.9481 | 35.1152 | 16.0967 | 0 | 0 | 0
|  | Standard metering |  | 0 | 0 | 0 | 0 | 0 | 0 | 0 | 0 | 0 | 0
|  | Public lighting |  | 0 | 0 | 0 | 0 | 0 | 0 | 0 | 0 | 0 | 0
|  | SCADA/Network control |  | 0 | 0 | 0 | 6.5638 | 22.524 | 26.4046 | 9.9661 | 0 | 0 | 0
|  | Non-network general assets - IT |  | 0 | 0 | 0 | 0 | 0 | 0 | 0 | 0 | 0 | 0
|  | Non-network general assets - Other |  | 0 | 0 | 0 | 0 | 0 | 0 | 0 | 0 | 0 | 0
|  | VBRC |  | 0 | 0 | 0 | 0 | 0 | 0 | 0 | 0 | 0 | 0
|  | Supervisory cables |  | 0 | 0 | 0 | 0 | 0 | 0 | 0 | 0 | 0 | 0
|  | Old SWER ACRs |  | 0 | 0 | 0 | 0 | 0 | 0 | 0 | 0 | 0 | 0
|  | Land |  | 0 | 0 | 0 | 0 | 0 | 0 | 0 | 0 | 0 | 0
| Remove repex already provided in 2016-20 EDPR |  | 2015 | 2016 | 2017 | 2018 | 2019 | 2020 | 2021 | 2022 | 2023 | 2024 | 2025
|  | Subtransmission |  | 0 | 0 | 0 | 0 | 0 | 0 | 0 | 0 | 0 | 0
|  | Distribution |  | 0 | 0 | 0 | -0.026608 | 0 | 0 | 0 | 0 | 0 | 0
|  | Standard metering |  | 0 | 0 | 0 | 0 | 0 | 0 | 0 | 0 | 0 | 0
|  | Public lighting |  | 0 | 0 | 0 | 0 | 0 | 0 | 0 | 0 | 0 | 0
|  | SCADA/Network control |  | 0 | 0 | 0 | 0 | 0 | 0 | 0 | 0 | 0 | 0
|  | Non-network general assets - IT |  | 0 | 0 | 0 | 0 | 0 | 0 | 0 | 0 | 0 | 0
|  | Non-network general assets - Other |  | 0 | 0 | 0 | 0 | 0 | 0 | 0 | 0 | 0 | 0
|  | VBRC |  | 0 | 0 | 0 | 0 | 0 | 0 | 0 | 0 | 0 | 0
|  | Supervisory cables |  | 0 | 0 | 0 | 0 | 0 | 0 | 0 | 0 | 0 | 0
|  | Old SWER ACRs |  | 0 | 0 | 0 | 0 | 0 | 0 | 0 | 0 | 0 | 0
|  | Land |  | 0 | 0 | 0 | 0 | 0 | 0 | 0 | 0 | 0 | 0
OPEX | bar: 2015 to 2020
| From Powercor 2019 debt update PTRM with contingent project 2 (September 2019) |  |  | 2016 | 2017 | 2018 | 2019 | 2020 | 2021 | 2022 | 2023 | 2024 | 2025
| Total opex ex. debt raising costs |  |  | 225.5466 | 231.4132 | 241.2425 | 243.7584 | 249.1378 | 0 | 0 | 0 | 0 | 0
| Incremental opex ($m 2015) |  |  | 2016 | 2017 | 2018 | 2019 | 2020 | 2021 | 2022 | 2023 | 2024 | 2025
| Incremental contingent project opex |  |  | 0 | 0 | 0 | 0 | 0 | 0.085831 | 0.41251 | 0.79145 | 0.80744 | 0.82192

## Year_Summary
Powercor REFCLs Tranche 3 Contingent Project Application
Summary by Calendar Year
(real 2015 dollars) | [13 empty] | TRUE
OPEX
| Cumulative real labour escalation from 2018 |  |  |  | 100% | 100% | 100.6% | 101.2% | 102.9% | 105.1% | 107.4% | 109.6% | 111.5%
| Incremental operating costs before wage escalation |  |  | 2016 | 2017 | 2018 | 2019 | 2020 | 2021 | 2022 | 2023 | 2024 | 2025
| Incremental technical support | $m real 2015 |  |  |  |  | 0 | 0 | 0.012422 | 0.049687 | 0.086953 | 0.086953 | 0.086953
| Incremental re-balancing works | $m real 2015 |  |  |  |  | 0 | 0 | 0.0354 | 0.15609 | 0.28548 | 0.28548 | 0.28548
| Incremental compliance testing | $m real 2015 |  |  |  |  | 0 | 0 | 0.035552 | 0.18665 | 0.36441 | 0.36441 | 0.36441
| Total | $m real 2015 |  |  |  |  | 0 | 0 | 0.083374 | 0.39243 | 0.73684 | 0.73684 | 0.73684
| Incremental operating costs with real escalation ($m real 2015) |  |  | 2016 | 2017 | 2018 | 2019 | 2020 | 2021 | 2022 | 2023 | 2024 | 2025
| Incremental technical support | $m real 2015 |  |  |  |  | 0 | 0 | 0.012788 | 0.052231 | 0.093398 | 0.095285 | 0.096993 | TRUE
| Incremental re-balancing works | $m real 2015 |  |  |  |  | 0 | 0 | 0.036444 | 0.16408 | 0.30664 | 0.31283 | 0.31844 | TRUE
| Incremental compliance testing | $m real 2015 |  |  |  |  | 0 | 0 | 0.0366 | 0.1962 | 0.39142 | 0.39933 | 0.40649 | TRUE
| Total | $m real 2015 |  |  |  |  | 0 | 0 | 0.085831 | 0.41251 | 0.79145 | 0.80744 | 0.82192
CAPEX
| Capex by category |  | Allocation | 2016 | 2017 | 2018 | 2019 | 2020 | 2021 | 2022 | 2023 | 2024 | 2025
| Capex categorised directly | $m real 2015 | Direct |  |  |  | 16.6935 | 41.437 | 42.7491 | 17.607 | 0 | 0 | 0
| Other capex | $m real 2015 | Pro-rata |  |  |  | 3.7035 | 15.0351 | 18.7707 | 8.4558 | 0 | 0 | 0
| Total capex | $m real 2015 |  |  |  |  | 20.3971 | 56.4721 | 61.5198 | 26.0628 | 0 | 0 | 0 | TRUE
| Check |  |  |  | 161 | 0 | 0 | 0 | 0 | 0 | 0 | 0 | 0
| Percentage capex by category (directly categorised) |  |  | 2016 | 2017 | 2018 | 2019 | 2020 | 2021 | 2022 | 2023 | 2024 | 2025
| Distribution | % |  |  |  |  | 67.82% | 60.11% | 57.08% | 61.76% | 0% | 0% | 0%
| SCADA/Network control | % |  |  |  |  | 32.18% | 39.89% | 42.92% | 38.24% | 0% | 0% | 0%
| Total % | % |  |  |  |  | 100% | 100% | 100% | 100% | 0% | 0% | 0%
| Incremental contingent project capex by category |  |  | 2016 | 2017 | 2018 | 2019 | 2020 | 2021 | 2022 | 2023 | 2024 | 2025
| Distribution | $m real 2015 |  |  |  |  | 13.8332 | 33.9481 | 35.1152 | 16.0967 | 0 | 0 | 0
| SCADA/Network control | $m real 2015 |  |  |  |  | 6.5638 | 22.524 | 26.4046 | 9.9661 | 0 | 0 | 0
| Total project capex | $m real 2015 |  |  |  |  | 20.3971 | 56.4721 | 61.5198 | 26.0628 | 0 | 0 | 0 | TRUE
| Total capex ($m 2015) |  |  | 2016 | 2017 | 2018 | 2019 | 2020 | 2021 | 2022 | 2023 | 2024 | 2025
| Distribution | $m real 2015 |  |  |  |  | 13.8332 | 33.9481 | 35.1152 | 16.0967 | 0 | 0 | 0
| SCADA/Network control | $m real 2015 |  |  |  |  | 6.5638 | 22.524 | 26.4046 | 9.9661 | 0 | 0 | 0
| Total capex | $m real 2015 |  |  |  |  | 20.3971 | 56.4721 | 61.5198 | 26.0628 | 0 | 0 | 0 | TRUE

## Cost_Summary
Powercor REFCLs Tranche 3 Contingent Project Application
Cost summary by site
(real 2015 dollars)
|  |  |  | Costs ($000s 2015) | [6 empty] | ($000s 2015)
|  |  |  | ART | CRO | HTN | KRT | MBN | STL | TRG | Total
Design & Procurement
|  |  | Design & Procurement | 985.3239 | 2158.6918 | 2116.4882 | 989.8372 | 1145.0663 | 2048.8219 | 2734.9615 | 12179.1908
Feeder works
|  |  | Surge arrestor sites (single phase) | 972.3204 | 225.505 | 913.9104 | 857.2961 | 385.4946 | 534.5214 | 1299.9708 | 5189.0188
|  |  | Surge arrestor sites (three phase) | 754.7377 | 2202.5295 | 730.7385 | 1514.4975 | 2702.6769 | 779.6973 | 1430.5097 | 10115.3871
|  |  | ACRs | 60.6886 | 160.1049 | 355.316 | 171.2348 | 61.8377 | 63.0093 | 290.896 | 1163.0872
|  |  | ACR/gas switch control box replacement | 0 | 91.2275 | 25.6712 | 77.8145 | 53.2326 | 190.1597 | 127.13 | 565.2354
|  |  | Admittance balancing units (single phase) | 694.7873 | 65.2439 | 644.7317 | 360.5366 | 75.2417 | 152.3933 | 560.865 | 2553.7994
|  |  | Admittance balancing units (three phase) | 515.8729 | 571.7176 | 810.1226 | 662.318 | 338.7328 | 528.0962 | 740.9179 | 4167.778
|  |  | Re-phasing | 98.7772 | 42.8022 | 128.4003 | 125.8776 | 21.8155 | 87.9932 | 165.3264 | 670.9924
|  |  | Fusesavers | 568.6431 | 280.868 | 531.8049 | 412.0467 | 293.5881 | 654.1433 | 623.1328 | 3364.2268
|  |  | HV Regulators upgrade (control box) | 22.3084 | 0 | 22.0356 | 66.5178 | 22.6475 | 22.5037 | 66.1067 | 222.1196
|  |  | HV Regulators upgrade (close delta) | 496.2217 | 227.355 | 243.9865 | 0 | 252.9939 | 512.7778 | 0 | 1733.3348
|  |  | Distribution switchgear (installed) | 772.912 | 1932.28 | 1159.368 | 869.526 | 2898.42 | 869.526 | 772.912 | 9274.944
|  |  | UG cable replacement | 615.2546 | 501.8064 | 298.2795 | 286.3823 | 1774.3806 | 69.6835 | 123.2209 | 3669.0077
|  |  | Test Sites | 16.3081 | 27.9532 | 19.0249 | 25.5804 | 20.2621 | 13.8091 | 15.3665 | 138.3044
|  |  | HV Customers (total) | 72.2772 | 664.7671 | 71.2527 | 287.2806 | 147.4946 | 146.1362 | 285.011 | 1674.2194
|  |  | HV Customers (generation signalling) | 102.3469 | 0 | 0 | 0 | 0 | 0 | 101.8916 | 204.2384
|  |  | ZSS Feeder Exit Relocation | 0 | 127.7598 | 150.8288 | 159.5159 | 197.0603 | 158.5334 | 170.4921 | 964.1903
|  |  | 3rd phase line extension | 493.3897 | 538.9161 | 801.3608 | 498.9867 | 478.018 | 352.0737 | 812.9772 | 3975.7223
|  |  | Asset resilience testing | 272.3978 | 678.6175 | 339.1607 | 311.9669 | 799.6478 | 290.837 | 343.9937 | 3036.6215
|  |  | Distribution Comms | 89.6632 | 74.0831 | 100.0497 | 84.47 | 58.5039 | 74.0836 | 100.0497 | 580.9033
|  |  | Other distribution materials | 134.5622 | 359.1679 | 188.6335 | 205.7554 | 191.0568 | 149.9297 | 176.3257 | 1405.4311
Substation
Primary Plant
|  |  | GFN | 2131.2955 | 2121.2218 | 3831.4414 | 2410.6244 | 2392.6986 | 2227.0638 | 2857.4034 | 17971.7489
|  |  | GFN enclosure | 144.921 | 144.921 | 0 | 144.921 | 144.921 | 0 | 0 | 579.6839
|  |  | Indoor switch room (incl GFN enclosure and switchboard) | 0 | 0 | 1150.9812 | 0 | 0 | 0 | 1150.9812 | 2301.9623
|  |  | RMU | 66.8093 | 133.6186 | 200.428 | 133.6186 | 133.6186 | 66.8093 | 66.8093 | 801.7118
|  |  | Station service transformer (500kVA) | 65.7301 | 131.4601 | 131.4601 | 65.7301 | 131.4601 | 65.7301 | 131.4601 | 723.0308
|  |  | Station service transformer (750kVA) | 0 | 0 | 0 | 0 | 0 | 0 | 0 | 0
|  |  | Cap bank | 0 | 618.3535 | 618.3535 | 0 | 0 | 618.3535 | 309.1767 | 2164.2372
|  |  | AC board (Including change over) | 48.3073 | 48.3073 | 48.3073 | 48.3073 | 48.3073 | 48.3073 | 48.3073 | 338.1511
|  |  | Control room | 0 | 840.3569 | 840.3569 | 0 | 0 | 840.3569 | 840.3569 | 3361.4276
|  |  | 22kV circuit breaker (outdoor) | 0 | 343.0733 | 0 | 343.0733 | 0 | 0 | 0 | 686.1467
|  |  | Voltage transformer | 16.521 | 33.0421 | 0 | 33.0421 | 33.0421 | 16.521 | 0 | 132.1683
|  |  | Current transformer (post type) | 54.9537 | 137.3842 | 0 | 68.6921 | 54.9537 | 54.9537 | 0 | 370.9373
|  |  | Current transformer (core balance type) | 0 | 0 | 37.3912 | 0 | 9.3478 | 0 | 28.0434 | 74.7823
|  |  | Other primary materials | 305.3328 | 662.9748 | 1064.7219 | 617.4804 | 408.9656 | 564.0115 | 372.0455 | 3995.5324
|  |  | SCADA / Protection & Control/ Comms | 1269.4317 | 2675.3348 | 2621.6703 | 1667.3594 | 1480.9335 | 2371.7387 | 2693.973 | 14780.4413
|  |  | Commissioning | 547.4386 | 665.173 | 640.2733 | 525.4243 | 707.1016 | 1040.4386 | 583.0081 | 4708.8575
|  |  | ESV observed compliance | 35.552 | 88.88 | 53.328 | 53.328 | 53.328 | 35.552 | 44.44 | 364.408
|  |  | Construction delivery & site control | 621.686 | 1216.2433 | 1344.4406 | 769.7087 | 774.9832 | 764.069 | 1199.4018 | 6690.5326
Contracts
|  |  | Traffic control | 335.9492 | 1046.0579 | 416.8168 | 354.4229 | 352.5226 | 270.8782 | 440.3517 | 3216.9994
|  |  | Line survey | 170.8818 | 266.7201 | 40.6262 | 160.1777 | 154.6634 | 85.141 | 235.059 | 1113.2692
|  |  | Civil works | 885.6323 | 3681.3289 | 3887.2661 | 2932.0534 | 2254.1202 | 2721.2386 | 4460.6995 | 20822.339
|  |  | Mob/Demob | 33.0477 | 65.5478 | 45.7239 | 51.0965 | 46.89 | 45.266 | 250.2281 | 537.8001
|  |  | Other | 471.3741 | 684.5604 | 461.7242 | 589.1941 | 582.5845 | 371.9864 | 595.3315 | 3756.7551
Other Project Costs
|  |  | Test trailer | [7 empty] | 309.164
|  |  | Spare GFN & associated costs | [7 empty] | 3047.8095
|  |  | PMO cost | 454.4185 | 806.9263 | 823.667 | 575.8116 | 659.3421 | 605.3522 | 828.6132 | 4754.1309
| Total capital cost |  |  | 15398.0756 | 27342.8826 | 27910.1423 | 19511.5068 | 22341.9555 | 20512.4971 | 28077.7467 | 164451.7801
| Check | [9 empty] | TRUE

## Project_inputs
Powercor REFCLs Tranche 3 Contingent Project Application
Project inputs
(real 2015 dollars)
MAJOR ITEM UNIT COSTS
(real 2015 dollars)
Feeder works
|  |  | Surge arrestor sites (single phase) | 356.9156 | $/ea
|  |  | Surge arrestor sites (three phase) | 530.6523 | $/ea
|  |  | ACRs | 24346.7449 | $/ea
|  |  | ACR/gas switch control box replacement | 8454.0283 | $/ea
|  |  | Admittance balancing units (single phase) | 17326.6226 | $/ea
|  |  | Admittance balancing units (three phase) | 21835.1163 | $/ea
|  |  | Re-phasing | 204.896 | $/ea
|  |  | Fusesavers | 11264.5595 | $/ea
|  |  | HV Regulators upgrade (control box) | 13958.4227 | $/ea
|  |  | HV Regulators upgrade (close delta) | 145694.2826 | $/ea
|  |  | Distribution switchgear (installed) | 96614 | $/ea
|  |  | UG cable replacement | 424.8996 | $/m
|  |  | Test Sites | 1005.0385 | $/ea
|  |  | HV Customers (total) | 24346.7449
|  |  | HV Customers (generation signalling) | 61452.7514
ZSS Feeder Exit Relocation
3rd phase line extension
Asset resilience testing
Distribution Comms
Other distribution materials
Substation
Primary Plant
|  |  | GFN | 1159367 | $/ea
|  |  | GFN enclosure | 144920.9654 | $/ea
|  |  | Indoor switch room (incl GFN enclosure and switchboard) | 1150981.1502 | $/ea
|  |  | RMU | 66809.3185 | $/ea
|  |  | Station service transformer (500kVA) | 65730.0737 | $/ea
|  |  | Station service transformer (750kVA) | 78983.1631 | $/ea
|  |  | Cap bank | 309176.7493 | $/ea
|  |  | AC board (Including change over) | 48307.3032 | $/ea
|  |  | Control room | 840356.9097 | $/ea
|  |  | 22kV circuit breaker (outdoor) | 68614.6696 | $/ea
|  |  | Voltage transformer | 16521.0392 | $/ea
|  |  | Current transformer (post type) | 13738.4191 | $/ea
|  |  | Current transformer (core balance type) | 4673.8952
OPEX
(real 2015 dollars)
|  | Incremental technical support |  | 86953 | $ pa | To be included in 2021 - 2026 price reset step change model
|  | Incremental re-balancing works |  | 166659 | $ pa | To be included in 2021 - 2026 price reset step change model
|  | Incremental re-balancing works - per feeder cost |  | 2898 | $ pa/feeder | To be included in 2021 - 2026 price reset step change model
|  | Incremental compliance testing |  | 8888 | $ pa/feeder | To be included in 2021 - 2026 price reset step change model
| Feeders |  |  | Feeders by ZSS
|  | ART |  | 4
|  | CRO |  | 10
|  | HTN |  | 6
|  | KRT |  | 6
|  | MBN |  | 6
|  | STL |  | 4
|  | TRG |  | 5
|  | Total |  | 41
OTHER COSTS
|  |  |  | Cost |  | 2017 | 2018 | 2019 | 2020 | 2021 | 2022 | 2023 | 2024 | 2025
|  | PMO Costs |  | 4754130.8574 | $ |  |  | 12.66% | 34.86% | 36.88% | 15.59% | 0% | 0% | 0% | TRUE
|  | Test trailer |  | 154582 | $/ea |  |  | 0 | 2 | 0 | 0 | 0 | 0 | 0
|  | Spare GFN |  | 1159367 | $/ea |  |  | 0 | 0 | 1 | 0 | 0 | 0 | 0 | TRUE
|  | Labour & other costs associated with spare GFN |  | 1888442.4937 |  |  |  | 0 | 0 | 0.5 | 0.5 | 0 | 0 | 0 | TRUE
|  | ESV observed compliance |  | 8888 | $ per feeder
TIMING
|  | First year of project |  | 2019
| Real labour escalation |  |  |  |  | 2017 | 2018 | 2019 | 2020 | 2021 | 2022 | 2023 | 2024 | 2025
|  | Wage escalation (real) |  |  |  |  | 0% | 0.5936% | 0.632% | 1.697% | 2.11% | 2.181% | 2.021% | 1.793%
|  | Cumulative real labour escalation from 2018 |  |  |  | 1 | 100% | 100.6% | 101.2% | 102.9% | 105.1% | 107.4% | 109.6% | 111.5%
| Project timing |  |  |  | Design & Procurement | 2017: Construction; 2018: Commissioning; 2019: Operation
|  | ART |  |  | 2019 | 2017: 2019; 2018: 2019; 2019: 2020
|  | CRO |  |  | 2020 | 2017: 2022; 2018: 2022; 2019: 2022
|  | HTN |  |  | 2019 | 2017: 2020; 2018: 2021; 2019: 2021
|  | KRT |  |  | 2020 | 2017: 2021; 2018: 2021; 2019: 2021
|  | MBN |  |  | 2020 | 2017: 2021; 2018: 2021; 2019: 2022
|  | STL |  |  | 2020 | 2017: 2021; 2018: 2021; 2019: 2022
|  | TRG |  |  | 2019 | 2017: 2020; 2018: 2021; 2019: 2021

## Asset_groups
Powercor REFCLs Tranche 3 Contingent Project Application
Asset groups
(real 2015 dollars)
|  |  |  | Type | Allocation Basis | Depreciation category
Design & Procurement Labour
|  |  | Design & Procurement | Capex | Direct | Distribution
Feeder works
|  |  | Surge arrestor sites (single phase) | Capex | Direct | Distribution
|  |  | Surge arrestor sites (three phase) | Capex | Direct | Distribution
|  |  | ACRs | Capex | Direct | Distribution
|  |  | ACR/gas switch control box replacement | Capex | Direct | Distribution
|  |  | Admittance balancing units (single phase) | Capex | Direct | SCADA/Network control
|  |  | Admittance balancing units (three phase) | Capex | Direct | SCADA/Network control
|  |  | Re-phasing | Capex | Direct | Distribution
|  |  | Fusesavers | Capex | Direct | SCADA/Network control
|  |  | HV Regulators upgrade (control box) | Capex | Direct | Distribution
|  |  | HV Regulators upgrade (close delta) | Capex | Direct | Distribution
|  |  | Distribution switchgear (installed) | Capex | Direct | Distribution
|  |  | UG cable replacement | Capex | Direct | Distribution
|  |  | Test Sites | Capex | Direct | Distribution
|  |  | HV Customers (total) | Capex | Direct | Distribution
|  |  | HV Customers (generation signalling) | Capex | Direct | SCADA/Network control
|  |  | ZSS Feeder Exit Relocation | Capex | Direct | Distribution
|  |  | 3rd phase line extension | Capex | Direct | Distribution
|  |  | Asset resilience testing | Capex | Direct | Distribution
|  |  | Distribution Comms | Capex | Direct | SCADA/Network control
|  |  | Other distribution materials | Capex | Direct | Distribution
Substation
Primary Plant
|  |  | GFN | Capex | Direct | SCADA/Network control
|  |  | GFN enclosure | Capex | Direct | Distribution
|  |  | Indoor switch room (incl GFN enclosure and switchboard) | Capex | Direct | Distribution
|  |  | RMU | Capex | Direct | Distribution
|  |  | Station service transformer (500kVA) | Capex | Direct | Distribution
|  |  | Station service transformer (750kVA) | Capex | Direct | Distribution
|  |  | Cap bank | Capex | Direct | Distribution
|  |  | AC board (Including change over) | Capex | Direct | Distribution
|  |  | Control room | Capex | Direct | Distribution
|  |  | 22kV circuit breaker (outdoor) | Capex | Direct | Distribution
|  |  | Voltage transformer | Capex | Direct | Distribution
|  |  | Current transformer (post type) | Capex | Direct | Distribution
|  |  | Current transformer (core balance type) | Capex | Direct | Distribution
|  |  | Other primary materials | Capex | Direct | Distribution
|  |  | SCADA / Protection & Control/ Comms | Capex | Direct | SCADA/Network control
|  |  | Commissioning | Capex | Pro-rata
|  |  | ESV observed compliance | Capex | Pro-rata
|  |  | Construction delivery & site control | Capex | Pro-rata
Contracts
|  |  | Traffic control | Capex | Pro-rata
|  |  | Line survey | Capex | Pro-rata
|  |  | Civil works | Capex | Pro-rata
|  |  | Mob/Demob | Capex | Pro-rata
|  |  | Other | Capex | Pro-rata
Other
|  |  | PMO costs | Capex | Pro-rata
|  |  | Test trailer | Capex | Direct | SCADA/Network control
|  |  | Labour & other costs associated with spare GFN | Capex | Direct | SCADA/Network control

## ART_volumes
Powercor REFCLs Tranche 3 Contingent Project Application
Volumes: |  |  | ART
(real 2015 dollars)
Resource partner rates used |  |  |  | Horsham
Design & Procurement |  |  |  | 2019
Construction |  |  |  | 2019
[5 empty] | Materials |  | Contracts ($) | Labour ($) | Labour (hours)
| Year incurred |  |  |  | 2019 | 2019 | 2019 | 2019 | 2019 | 2019 | 2019 | 2019 | 2019
[5 empty] | Unit cost (ea) | Qty | Contracts | Other Labour ($) | Design & Procure | Live Linework | General Linework | Sub Tester | Fitter
| Labour Rates ($/hr) | [7 empty] | 200.3302 | 206.3126 | 194.5192 | 306.7912 | 193.812
| Design & Procurement (hours) | [7 empty] | 4918.5
Feeder works
|  |  | Surge arrestor sites (single phase) |  | 356.9156 | 406 |  |  |  | 4010.481 | 0 | 0 | 0
|  |  | Surge arrestor sites (three phase) |  | 530.6523 | 347 |  |  |  | 2765.7128 | 0 | 0 | 0
|  |  | ACRs |  | 24346.7449 | 1 |  |  |  | 116.6685 | 0 | 40 | 0
|  |  | ACR/gas switch control box replacement |  | 8454.0283 | 0 |  |  |  | 0 | 0 | 0 | 0
|  |  | Admittance balancing units (single phase) |  | 17326.6226 | 19 |  |  |  | 0 | 1879.4114 | 0 | 0
|  |  | Admittance balancing units (three phase) |  | 21835.1163 | 17 |  |  |  | 0 | 743.7619 | 0 | 0
|  |  | Re-phasing |  | 204.896 | 44 |  |  |  | 435.0764 | 0 | 0 | 0
|  |  | Fusesavers |  | 11264.5595 | 35 |  |  |  | 845.2393 | 0 | 0 | 0
|  |  | HV Regulators upgrade (control box) |  | 13958.4227 | 1 |  |  |  | 0 | 24 | 12 | 0
|  |  | HV Regulators upgrade (close delta) |  | 145694.2826 | 2 |  |  |  | 933.3483 | 0 | 40 | 0
|  |  | Distribution switchgear (installed) |  | 96614 | 8 |  |  |  | 0 | 0 | 0 | 0
|  |  | UG cable replacement |  | 424.8996 | 1448 |  |  |  | 0 | 0 | 0 | 0
|  |  | Test Sites |  | 1005.0385 | 5 |  |  |  | 54.6884 | 0 | 0 | 0
|  |  | HV Customers (total) |  | 24346.7449 | 1 | 9442.2125 |  | 32 | 96 | 0 | 40 | 0
|  |  | HV Customers (generation signalling) |  | 61452.7514 | 1 |  |  | 50 | 0 | 0 | 40 | 96
|  |  | ZSS Feeder Exit Relocation | [6 empty] | 0 | 0 | 0 | 0
|  |  | 3rd phase line extension |  | 292821.4899 | 1 |  |  |  | 462 | 478 | 40 | 0
|  |  | Asset resilience testing |  | 272397.8462 | 1 |  |  |  | 0 | 0 | 0 | 0
|  |  | Distribution Comms |  | 51932.1686 | 1 |  | 37731.081
|  |  | Other distribution materials |  | 134562.2073 | 1
Substation
Primary Plant
|  |  | GFN |  | 1159367 | 1 | [6 empty] | 5014.8
|  |  | GFN enclosure |  | 144920.9654 | 1
|  |  | Indoor switch room (incl GFN enclosure and switchboard) |  | 1150981.1502 | 0
|  |  | RMU |  | 66809.3185 | 1
|  |  | Station service transformer (500kVA) |  | 65730.0737 | 1
|  |  | Station service transformer (750kVA) |  | 78983.1631 | 0
|  |  | Cap bank |  | 309176.7493 | 0
|  |  | AC board (Including change over) |  | 48307.3032 | 1
|  |  | Control room |  | 840356.9097 | 0
|  |  | 22kV circuit breaker (outdoor) |  | 68614.6696 | 0
|  |  | Voltage transformer |  | 16521.0392 | 1
|  |  | Current transformer (post type) |  | 13738.4191 | 4
|  |  | Current transformer (core balance type) |  | 4673.8952 | 0
|  |  | Other primary materials |  | 305332.8149 | 1
|  |  | SCADA / Protection & Control/ Comms |  | 492756.059 | 1 |  | 0 |  |  |  | 1994 | 851
|  |  | Commissioning |  |  |  |  | 547438.6174
|  |  | ESV observed compliance |  |  |  |  | 35552
|  |  | Construction delivery & site control |  |  |  |  | 621685.9904
Contracts
|  |  | Traffic control |  |  |  | 335949.1985
|  |  | Line survey |  |  |  | 170881.8352
|  |  | Civil works |  |  |  | 885632.3185
|  |  | Mob/Demob |  |  |  | 33047.7436
|  |  | Other |  |  |  | 471374.1309

## CRO_volumes
Powercor REFCLs Tranche 3 Contingent Project Application
Volumes: |  |  | CRO
(real 2015 dollars)
Resource partner rates used |  |  |  | Geelong
Design & Procurement |  |  |  | 2020
Construction |  |  |  | 2022
[5 empty] | Materials |  | Contracts ($) | Labour ($) | Labour (hours)
| Year incurred |  |  |  | 2022 | 2022 | 2022 | 2022 | 2020 | 2022 | 2022 | 2022 | 2022
[5 empty] | Unit cost (ea) | Qty | Contracts | Other Labour ($) | Design & Procure | Live Linework | General Linework | Sub Tester | Fitter
| Labour Rates ($/hr) | [7 empty] | 201.5962 | 170.5034 | 160.1605 | 246.7089 | 174.2043
| Design & Procurement (hours) | [7 empty] | 10708
Feeder works
|  |  | Surge arrestor sites (single phase) |  | 356.9156 | 92 |  |  |  | 1130 | 0 | 0 | 0
|  |  | Surge arrestor sites (three phase) |  | 530.6523 | 889 |  |  |  | 10151 | 0 | 0 | 0
|  |  | ACRs |  | 24346.7449 | 3 |  |  |  | 337 | 0 | 120 | 0
|  |  | ACR/gas switch control box replacement |  | 8454.0283 | 4 |  |  |  | 0 | 112 | 160 | 0
|  |  | Admittance balancing units (single phase) |  | 17326.6226 | 2 |  |  |  | 0 | 191 | 0 | 0
|  |  | Admittance balancing units (three phase) |  | 21835.1163 | 20 |  |  |  | 0 | 843 | 0 | 0
|  |  | Re-phasing |  | 204.896 | 20 |  |  |  | 227 | 0 | 0 | 0
|  |  | Fusesavers |  | 11264.5595 | 18 |  |  |  | 406 | 0 | 36 | 0
|  |  | HV Regulators upgrade (control box) |  | 13958.4227 | 0 |  |  |  | 0 | 0 | 0 | 0
|  |  | HV Regulators upgrade (close delta) |  | 145694.2826 | 1 |  |  |  | 450 | 0 | 20 | 0
|  |  | Distribution switchgear (installed) |  | 96614 | 20 |  |  |  | 0 | 0 | 0 | 0
|  |  | UG cable replacement |  | 424.8996 | 1181 |  |  |  | 0 | 0 | 0 | 0
|  |  | Test Sites |  | 1005.0385 | 10 |  |  |  | 105 | 0 | 0 | 0
|  |  | HV Customers (total) |  | 24346.7449 | 10 | 94422.1247 |  | 320 | 960 | 0 | 400 | 0
|  |  | HV Customers (generation signalling) |  | 61452.7514 |  |  |  | 0 | 0 | 0 | 0 | 0
|  |  | ZSS Feeder Exit Relocation | [6 empty] | 336 | 440 | 0 | 0
|  |  | 3rd phase line extension |  | 241924.2886 | 1 |  |  |  | 841 | 804.99 | 100 | 0
|  |  | Asset resilience testing |  | 678617.4754 | 1 |  |  |  | 0 | 0 | 0 | 0
|  |  | Distribution Comms |  | 36352 | 1 |  | 37731.081
|  |  | Other distribution materials |  | 359167.9011 | 1
Substation
Primary Plant
|  |  | GFN |  | 1159367 | 1 | [6 empty] | 5521.4176
|  |  | GFN enclosure |  | 144920.9654 | 1
|  |  | Indoor switch room (incl GFN enclosure and switchboard) |  | 1150981.1502 | 0
|  |  | RMU |  | 66809.3185 | 2
|  |  | Station service transformer (500kVA) |  | 65730.0737 | 2
|  |  | Station service transformer (750kVA) |  | 78983.1631 | 0
|  |  | Cap bank |  | 309176.7493 | 2
|  |  | AC board (Including change over) |  | 48307.3032 | 1
|  |  | Control room |  | 840356.9097 | 1
|  |  | 22kV circuit breaker (outdoor) |  | 68614.6696 | 5
|  |  | Voltage transformer |  | 16521.0392 | 2
|  |  | Current transformer (post type) |  | 13738.4191 | 10
|  |  | Current transformer (core balance type) |  | 4673.8952 | 0
|  |  | Other primary materials |  | 662974.817 | 1
|  |  | SCADA / Protection & Control/ Comms |  | 1270580.1507 | 1 |  | 27879.0765 |  |  |  | 4764 | 1157
|  |  | Commissioning |  |  |  |  | 665172.9523
|  |  | ESV observed compliance |  |  |  |  | 88880
|  |  | Construction delivery & site control |  |  |  |  | 1216243.3185
Contracts
|  |  | Traffic control |  |  |  | 1046057.8689
|  |  | Line survey |  |  |  | 266720.077
|  |  | Civil works |  |  |  | 3681328.9475
|  |  | Mob/Demob |  |  |  | 65547.839
|  |  | Other |  |  |  | 684560.404

## HTN_volumes
Powercor REFCLs Tranche 3 Contingent Project Application
Volumes: |  |  | HTN
(real 2015 dollars)
Resource partner rates used |  |  |  | Warrnambool
Design & Procurement |  |  |  | 2019
Construction |  |  |  | 2020
[5 empty] | Materials |  | Contracts ($) | Labour ($) | Labour (hours)
| Year incurred |  |  |  | 2020 | 2020 | 2020 | 2020 | 2019 | 2020 | 2020 | 2020 | 2020
[5 empty] | Unit cost (ea) | Qty | Contracts | Other Labour ($) | Design & Procure | Live Linework | General Linework | Sub Tester | Fitter
| Labour Rates ($/hr) | [7 empty] | 200.3302 | 200.8575 | 189.4107 | 294.2727 | 194.2856
| Design & Procurement (hours) | [7 empty] | 10565
Feeder works
|  |  | Surge arrestor sites (single phase) |  | 356.9156 | 369 |  |  |  | 3894.3465 | 0 | 0 | 0
|  |  | Surge arrestor sites (three phase) |  | 530.6523 | 265 |  |  |  | 2937.9822 | 0 | 0 | 0
|  |  | ACRs |  | 24346.7449 | 6 |  |  |  | 690.0919 | 0 | 240 | 0
|  |  | ACR/gas switch control box replacement |  | 8454.0283 | 1 |  |  |  | 0 | 28.7538 | 40 | 0
|  |  | Admittance balancing units (single phase) |  | 17326.6226 | 18 |  |  |  | 0 | 1757.3054 | 0 | 0
|  |  | Admittance balancing units (three phase) |  | 21835.1163 | 27 |  |  |  | 0 | 1164.53 | 0 | 0
|  |  | Re-phasing |  | 204.896 | 50 |  |  |  | 588.2554 | 0 | 0 | 0
|  |  | Fusesavers |  | 11264.5595 | 33 |  |  |  | 700.2599 | 0 | 66 | 0
|  |  | HV Regulators upgrade (control box) |  | 13958.4227 | 1 |  |  |  | 0 | 24 | 12 | 0
|  |  | HV Regulators upgrade (close delta) |  | 145694.2826 | 1 |  |  |  | 460.0612 | 0 | 20 | 0
|  |  | Distribution switchgear (installed) |  | 96614 | 12 |  |  |  | 0 | 0 | 0 | 0
|  |  | UG cable replacement |  | 424.8996 | 702 |  |  |  | 0 | 0 | 0 | 0
|  |  | Test Sites |  | 1005.0385 | 6 |  |  |  | 64.6961 | 0 | 0 | 0
|  |  | HV Customers (total) |  | 24346.7449 | 1 | 9442.2125 |  | 32 | 96 | 0 | 40 | 0
|  |  | HV Customers (generation signalling) |  | 61452.7514 | 0 |  |  | 0 | 0 | 0 | 0 | 0
|  |  | ZSS Feeder Exit Relocation | [6 empty] | 336 | 440 | 0 | 0
|  |  | 3rd phase line extension |  | 318052.3234 | 1 |  |  |  | 922.6145 | 1448.982 | 80 | 0
|  |  | Asset resilience testing |  | 339160.7175 | 1 |  |  |  | 0 | 0 | 0 | 0
|  |  | Distribution Comms |  | 62318.6023 | 1 |  | 37731.081
|  |  | Other distribution materials |  | 188633.4614 | 1
Substation
Primary Plant
|  |  | GFN |  | 1159367 | 2 | [6 empty] | 7786
|  |  | GFN enclosure |  | 144920.9654 | 0
|  |  | Indoor switch room (incl GFN enclosure and switchboard) |  | 1150981.1502 | 1
|  |  | RMU |  | 66809.3185 | 3
|  |  | Station service transformer (500kVA) |  | 65730.0737 | 2
|  |  | Station service transformer (750kVA) |  | 78983.1631 | 0
|  |  | Cap bank |  | 309176.7493 | 2
|  |  | AC board (Including change over) |  | 48307.3032 | 1
|  |  | Control room |  | 840356.9097 | 1
|  |  | 22kV circuit breaker (outdoor) |  | 68614.6696 | 0
|  |  | Voltage transformer |  | 16521.0392 | 0
|  |  | Current transformer (post type) |  | 13738.4191 | 0
|  |  | Current transformer (core balance type) |  | 4673.8952 | 8
|  |  | Other primary materials |  | 1064721.8748 | 1
|  |  | SCADA / Protection & Control/ Comms |  | 1279856.8129 | 1 |  | 0 |  |  |  | 3784 | 1175
|  |  | Commissioning |  |  |  |  | 640273.3486
|  |  | ESV observed compliance |  |  |  |  | 53328
|  |  | Construction delivery & site control |  |  |  |  | 1344440.5709
Contracts
|  |  | Traffic control |  |  |  | 416816.8366
|  |  | Line survey |  |  |  | 40626.1578
|  |  | Civil works |  |  |  | 3887266.0564
|  |  | Mob/Demob |  |  |  | 45723.9139
|  |  | Other |  |  |  | 461724.1897

## KRT_volumes
Powercor REFCLs Tranche 3 Contingent Project Application
Volumes: |  |  | KRT
(real 2015 dollars)
Resource partner rates used |  |  |  | Warrnambool
Design & Procurement |  |  |  | 2020
Construction |  |  |  | 2021
[5 empty] | Materials |  | Contracts ($) | Labour ($) | Labour (hours)
| Year incurred |  |  |  | 2021 | 2021 | 2021 | 2021 | 2020 | 2021 | 2021 | 2021 | 2021
[5 empty] | Unit cost (ea) | Qty | Contracts | Other Labour ($) | Design & Procure | Live Linework | General Linework | Sub Tester | Fitter
| Labour Rates ($/hr) | [7 empty] | 201.5962 | 204.2654 | 192.6245 | 299.2657 | 197.582
| Design & Procurement (hours) | [7 empty] | 4910
Feeder works
|  |  | Surge arrestor sites (single phase) |  | 356.9156 | 341 |  |  |  | 3601.1374 | 0 | 0 | 0
|  |  | Surge arrestor sites (three phase) |  | 530.6523 | 553 |  |  |  | 5977.745 | 0 | 0 | 0
|  |  | ACRs |  | 24346.7449 | 3 |  |  |  | 304.9106 | 0 | 120 | 0
|  |  | ACR/gas switch control box replacement |  | 8454.0283 | 3 |  |  |  | 0 | 85.8691 | 120 | 0
|  |  | Admittance balancing units (single phase) |  | 17326.6226 | 10 |  |  |  | 0 | 972.2043 | 0 | 0
|  |  | Admittance balancing units (three phase) |  | 21835.1163 | 22 |  |  |  | 0 | 944.5606 | 0 | 0
|  |  | Re-phasing |  | 204.896 | 49 |  |  |  | 567.0942 | 0 | 0 | 0
|  |  | Fusesavers |  | 11264.5595 | 25 |  |  |  | 565.2909 | 0 | 50 | 0
|  |  | HV Regulators upgrade (control box) |  | 13958.4227 | 3 |  |  |  | 0 | 72 | 36 | 0
|  |  | HV Regulators upgrade (close delta) |  | 145694.2826 | 0 |  |  |  | 0 | 0 | 0 | 0
|  |  | Distribution switchgear (installed) |  | 96614 | 9 |  |  |  | 0 | 0 | 0 | 0
|  |  | UG cable replacement |  | 424.8996 | 674 |  |  |  | 0 | 0 | 0 | 0
|  |  | Test Sites |  | 1005.0385 | 8 |  |  |  | 85.8691 | 0 | 0 | 0
|  |  | HV Customers (total) |  | 24346.7449 | 4 | 37768.8499 |  | 128 | 384 | 0 | 160 | 0
|  |  | HV Customers (generation signalling) |  | 61452.7514 | 0 |  |  | 0 | 0 | 0 | 0 | 0
|  |  | ZSS Feeder Exit Relocation | [6 empty] | 366 | 440 | 0 | 0
|  |  | 3rd phase line extension |  | 223294.4345 | 1 |  |  |  | 531.9594 | 804.99 | 40 | 0
|  |  | Asset resilience testing |  | 311966.9231 | 1 |  |  |  | 0 | 0 | 0 | 0
|  |  | Distribution Comms |  | 46738.9517 | 1 |  | 37731.081
|  |  | Other distribution materials |  | 205755.3841 | 1
Substation
Primary Plant
|  |  | GFN |  | 1159367 | 1 | [6 empty] | 6332.85
|  |  | GFN enclosure |  | 144920.9654 | 1
|  |  | Indoor switch room (incl GFN enclosure and switchboard) |  | 1150981.1502 | 0
|  |  | RMU |  | 66809.3185 | 2
|  |  | Station service transformer (500kVA) |  | 65730.0737 | 1
|  |  | Station service transformer (750kVA) |  | 78983.1631 | 0
|  |  | Cap bank |  | 309176.7493 | 0
|  |  | AC board (Including change over) |  | 48307.3032 | 1
|  |  | Control room |  | 840356.9097 | 0
|  |  | 22kV circuit breaker (outdoor) |  | 68614.6696 | 5
|  |  | Voltage transformer |  | 16521.0392 | 2
|  |  | Current transformer (post type) |  | 13738.4191 | 5
|  |  | Current transformer (core balance type) |  | 4673.8952 | 0
|  |  | Other primary materials |  | 617480.3583 | 1
|  |  | SCADA / Protection & Control/ Comms |  | 982586.2308 | 1 |  | 47164 |  |  |  | 1541 | 893
|  |  | Commissioning |  |  |  |  | 525424.2592
|  |  | ESV observed compliance |  |  |  |  | 53328
|  |  | Construction delivery & site control |  |  |  |  | 769708.6797
Contracts
|  |  | Traffic control |  |  |  | 354422.8872
|  |  | Line survey |  |  |  | 160177.6923
|  |  | Civil works |  |  |  | 2932053.4132
|  |  | Mob/Demob |  |  |  | 51096.5328
|  |  | Other |  |  |  | 589194.058

## MBN_volumes
Powercor REFCLs Tranche 3 Contingent Project Application
Volumes: |  |  | MBN
(real 2015 dollars)
Resource partner rates used |  |  |  | Mildura
Design & Procurement |  |  |  | 2020
Construction |  |  |  | 2021
[5 empty] | Materials |  | Contracts ($) | Labour ($) | Labour (hours)
| Year incurred |  |  |  | 2021 | 2021 | 2021 | 2021 | 2020 | 2021 | 2021 | 2021 | 2021
[5 empty] | Unit cost (ea) | Qty | Contracts | Other Labour ($) | Design & Procure | Live Linework | General Linework | Sub Tester | Fitter
| Labour Rates ($/hr) | [7 empty] | 201.5962 | 222.0577 | 209.6728 | 304.7433 | 205.2064
| Design & Procurement (hours) | [7 empty] | 5680
Feeder works
|  |  | Surge arrestor sites (single phase) |  | 356.9156 | 148 |  |  |  | 1498.1292 | 0 | 0 | 0
|  |  | Surge arrestor sites (three phase) |  | 530.6523 | 1040 |  |  |  | 9685.7657 | 0 | 0 | 0
|  |  | ACRs |  | 24346.7449 | 1 |  |  |  | 113.9397 | 0 | 40 | 0
|  |  | ACR/gas switch control box replacement |  | 8454.0283 | 2 |  |  |  | 0 | 56.9699 | 80 | 0
|  |  | Admittance balancing units (single phase) |  | 17326.6226 | 2 |  |  |  | 0 | 193.5798 | 0 | 0
|  |  | Admittance balancing units (three phase) |  | 21835.1163 | 11 |  |  |  | 0 | 470.0013 | 0 | 0
|  |  | Re-phasing |  | 204.896 | 10 |  |  |  | 89.0154 | 0 | 0 | 0
|  |  | Fusesavers |  | 11264.5595 | 18 |  |  |  | 359.6151 | 0 | 36 | 0
|  |  | HV Regulators upgrade (control box) |  | 13958.4227 | 1 |  |  |  | 0 | 24 | 12 | 0
|  |  | HV Regulators upgrade (close delta) |  | 145694.2826 | 1 |  |  |  | 455.7588 | 0 | 20 | 0
|  |  | Distribution switchgear (installed) |  | 96614 | 30 |  |  |  | 0 | 0 | 0 | 0
|  |  | UG cable replacement |  | 424.8996 | 4176 |  |  |  | 0 | 0 | 0 | 0
|  |  | Test Sites |  | 1005.0385 | 6 |  |  |  | 64.0911 | 0 | 0 | 0
|  |  | HV Customers (total) |  | 24346.7449 | 2 | 18884.4249 |  | 64 | 192 | 0 | 80 | 0
|  |  | HV Customers (generation signalling) |  | 61452.7514 |  |  |  | 0 | 0 | 0 | 0 | 0
|  |  | ZSS Feeder Exit Relocation | [6 empty] | 336 | 584 | 0 | 0
|  |  | 3rd phase line extension |  | 197085.9683 | 1 |  |  |  | 747.848 | 402.495 | 100 | 0
|  |  | Asset resilience testing |  | 799647.7549 | 1 |  |  |  | 0 | 0 | 0 | 0
|  |  | Distribution Comms |  | 20772.8674 | 1 |  | 37731.081
|  |  | Other distribution materials |  | 191056.7864 | 1
Substation
Primary Plant
|  |  | GFN |  | 1159367 | 1 | [6 empty] | 6010.2
|  |  | GFN enclosure |  | 144920.9654 | 1
|  |  | Indoor switch room (incl GFN enclosure and switchboard) |  | 1150981.1502 | 0
|  |  | RMU |  | 66809.3185 | 2
|  |  | Station service transformer (500kVA) |  | 65730.0737 | 2
|  |  | Station service transformer (750kVA) |  | 78983.1631 | 0
|  |  | Cap bank |  | 309176.7493 | 0
|  |  | AC board (Including change over) |  | 48307.3032 | 1
|  |  | Control room |  | 840356.9097 | 0
|  |  | 22kV circuit breaker (outdoor) |  | 68614.6696 | 0
|  |  | Voltage transformer |  | 16521.0392 | 2
|  |  | Current transformer (post type) |  | 13738.4191 | 4
|  |  | Current transformer (core balance type) |  | 4673.8952 | 2
|  |  | Other primary materials |  | 408965.6198 | 1
|  |  | SCADA / Protection & Control/ Comms |  | 758382.5859 | 1 |  | 27879.0765 |  |  |  | 1557 | 1073
|  |  | Commissioning |  |  |  |  | 707101.6049
|  |  | ESV observed compliance |  |  |  |  | 53328
|  |  | Construction delivery & site control |  |  |  |  | 774983.1675
Contracts
|  |  | Traffic control |  |  |  | 352522.642
|  |  | Line survey |  |  |  | 154663.4402
|  |  | Civil works |  |  |  | 2254120.1677
|  |  | Mob/Demob |  |  |  | 46890.0271
|  |  | Other |  |  |  | 582584.5093

## STL_volumes
Powercor REFCLs Tranche 3 Contingent Project Application
Volumes: |  |  | STL
(real 2015 dollars)
Resource partner rates used |  |  |  | Horsham
Design & Procurement |  |  |  | 2020
Construction |  |  |  | 2021
[5 empty] | Materials |  | Contracts ($) | Labour ($) | Labour (hours)
| Year incurred |  |  |  | 2021 | 2021 | 2021 | 2021 | 2020 | 2021 | 2021 | 2021 | 2021
[5 empty] | Unit cost (ea) | Qty | Contracts | Other Labour ($) | Design & Procure | Live Linework | General Linework | Sub Tester | Fitter
| Labour Rates ($/hr) | [7 empty] | 201.5962 | 211.139 | 199.0697 | 313.9682 | 198.3461
| Design & Procurement (hours) | [7 empty] | 10163
Feeder works
|  |  | Surge arrestor sites (single phase) |  | 356.9156 | 184 |  |  |  | 2220.5697 | 0 | 0 | 0
|  |  | Surge arrestor sites (three phase) |  | 530.6523 | 249 |  |  |  | 3067.0069 | 0 | 0 | 0
|  |  | ACRs |  | 24346.7449 | 1 |  |  |  | 123.6333 | 0 | 40 | 0
|  |  | ACR/gas switch control box replacement |  | 8454.0283 | 7 |  |  |  | 0 | 216.3582 | 280 | 0
|  |  | Admittance balancing units (single phase) |  | 17326.6226 | 4 |  |  |  | 0 | 417.3753 | 0 | 0
|  |  | Admittance balancing units (three phase) |  | 21835.1163 | 17 |  |  |  | 0 | 788.1622 | 0 | 0
|  |  | Re-phasing |  | 204.896 | 30 |  |  |  | 387.6419 | 0 | 0 | 0
|  |  | Fusesavers |  | 11264.5595 | 39 |  |  |  | 901.4721 | 0 | 78 | 0
|  |  | HV Regulators upgrade (control box) |  | 13958.4227 | 1 |  |  |  | 0 | 24 | 12 | 0
|  |  | HV Regulators upgrade (close delta) |  | 145694.2826 | 2 |  |  |  | 989.0663 | 0 | 40 | 0
|  |  | Distribution switchgear (installed) |  | 96614 | 9 |  |  |  | 0 | 0 | 0 | 0
|  |  | UG cable replacement |  | 424.8996 | 164 |  |  |  | 0 | 0 | 0 | 0
|  |  | Test Sites |  | 1005.0385 | 4 |  |  |  | 46.3625 | 0 | 0 | 0
|  |  | HV Customers (total) |  | 24346.7449 | 2 | 18884.4249 |  | 64 | 192 | 0 | 80 | 0
|  |  | HV Customers (generation signalling) |  | 61452.7514 | 0 |  |  | 0 | 0 | 0 | 0 | 0
|  |  | ZSS Feeder Exit Relocation | [6 empty] | 336 | 440 | 0 | 0
|  |  | 3rd phase line extension |  | 136756.7945 | 1 |  |  |  | 538.3457 | 416 | 60 | 0
|  |  | Asset resilience testing |  | 290837.0343 | 1 |  |  |  | 0 | 0 | 0 | 0
|  |  | Distribution Comms |  | 36352.518 | 1 |  | 37731.081
|  |  | Other distribution materials |  | 149929.6814 | 1
Substation
Primary Plant
|  |  | GFN |  | 1159367 | 1 | [6 empty] | 5383
|  |  | GFN enclosure |  | 144920.9654 | 0
|  |  | Indoor switch room (incl GFN enclosure and switchboard) |  | 1150981.1502 | 0
|  |  | RMU |  | 66809.3185 | 1
|  |  | Station service transformer (500kVA) |  | 65730.0737 | 1
|  |  | Station service transformer (750kVA) |  | 78983.1631 | 0
|  |  | Cap bank |  | 309176.7493 | 2
|  |  | AC board (Including change over) |  | 48307.3032 | 1
|  |  | Control room |  | 840356.9097 | 1
|  |  | 22kV circuit breaker (outdoor) |  | 68614.6696 | 0
|  |  | Voltage transformer |  | 16521.0392 | 1
|  |  | Current transformer (post type) |  | 13738.4191 | 4
|  |  | Current transformer (core balance type) |  | 4673.8952 | 0
|  |  | Other primary materials |  | 564011.4508 | 1
|  |  | SCADA / Protection & Control/ Comms |  | 1138057.0746 | 1 |  | 47163.8513 |  |  |  | 3172 | 961
|  |  | Commissioning |  |  |  |  | 1040438.6174
|  |  | ESV observed compliance |  |  |  |  | 35552
|  |  | Construction delivery & site control |  |  |  |  | 764069.031
Contracts
|  |  | Traffic control |  |  |  | 270878.1913
|  |  | Line survey |  |  |  | 85140.9964
|  |  | Civil works |  |  |  | 2721238.6462
|  |  | Mob/Demob |  |  |  | 45265.9666
|  |  | Other |  |  |  | 371986.354

## TRG_volumes
Powercor REFCLs Tranche 3 Contingent Project Application
Volumes: |  |  | TRG
(real 2015 dollars)
Resource partner rates used |  |  |  | Warrnambool
Design & Procurement |  |  |  | 2019
Construction |  |  |  | 2020
[5 empty] | Materials |  | Contracts ($) | Labour ($) | Labour (hours)
| Year incurred |  |  |  | 2020 | 2020 | 2020 | 2020 | 2019 | 2020 | 2020 | 2020 | 2020
[5 empty] | Unit cost (ea) | Qty | Contracts | Other Labour ($) | Design & Procure | Live Linework | General Linework | Sub Tester | Fitter
| Labour Rates ($/hr) | [7 empty] | 200.3302 | 200.8575 | 189.4107 | 294.2727 | 194.2856
| Design & Procurement (hours) | [7 empty] | 13652.27
Feeder works
|  |  | Surge arrestor sites (single phase) |  | 356.9156 | 556 |  |  |  | 5484.1162 | 0 | 0 | 0
|  |  | Surge arrestor sites (three phase) |  | 530.6523 | 517 |  |  |  | 5756.1339 | 0 | 0 | 0
|  |  | ACRs |  | 24346.7449 | 5 |  |  |  | 549.1839 | 0 | 200 | 0
|  |  | ACR/gas switch control box replacement |  | 8454.0283 | 5 |  |  |  | 0 | 137.296 | 200 | 0
|  |  | Admittance balancing units (single phase) |  | 17326.6226 | 16 |  |  |  | 0 | 1497.4816 | 0 | 0
|  |  | Admittance balancing units (three phase) |  | 21835.1163 | 25 |  |  |  | 0 | 1029.7198 | 0 | 0
|  |  | Re-phasing |  | 204.896 | 70 |  |  |  | 751.6955 | 0 | 0 | 0
|  |  | Fusesavers |  | 11264.5595 | 39 |  |  |  | 800.8749 | 0 | 78 | 0
|  |  | HV Regulators upgrade (control box) |  | 13958.4227 | 3 |  |  |  | 0 | 72 | 36 | 0
|  |  | HV Regulators upgrade (close delta) |  | 145694.2826 | 0 |  |  |  | 0 | 0 | 0 | 0
|  |  | Distribution switchgear (installed) |  | 96614 | 8 |  |  |  | 0 | 0 | 0 | 0
|  |  | UG cable replacement |  | 424.8996 | 290 |  |  |  | 0 | 0 | 0 | 0
|  |  | Test Sites |  | 1005.0385 | 5 |  |  |  | 51.486 | 0 | 0 | 0
|  |  | HV Customers (total) |  | 24346.7449 | 4 | 37768.8499 |  | 128 | 384 | 0 | 160 | 0
|  |  | HV Customers (generation signalling) |  | 61452.7514 | 1 |  |  | 50 | 0 | 0 | 40 | 96
|  |  | ZSS Feeder Exit Relocation | [6 empty] | 366 | 512 | 0 | 0
|  |  | 3rd phase line extension |  | 283052.3234 | 1 |  |  |  | 1126.9139 | 1431.84 | 110 | 0
|  |  | Asset resilience testing |  | 343993.7274 | 1 |  |  |  | 0 | 0 | 0 | 0
|  |  | Distribution Comms |  | 62318.6023 | 1 |  | 37731.081
|  |  | Other distribution materials |  | 176325.6885 | 1
Substation
Primary Plant
|  |  | GFN |  | 1159367 | 1 | [6 empty] | 8739.9
|  |  | GFN enclosure |  | 144920.9654 | 0
|  |  | Indoor switch room (incl GFN enclosure and switchboard) |  | 1150981.1502 | 1
|  |  | RMU |  | 66809.3185 | 1
|  |  | Station service transformer (500kVA) |  | 65730.0737 | 2
|  |  | Station service transformer (750kVA) |  | 78983.1631 | 0
|  |  | Cap bank |  | 309176.7493 | 1
|  |  | AC board (Including change over) |  | 48307.3032 | 1
|  |  | Control room |  | 840356.9097 | 1
|  |  | 22kV circuit breaker (outdoor) |  | 68614.6696 | 0
|  |  | Voltage transformer |  | 16521.0392 | 0
|  |  | Current transformer (post type) |  | 13738.4191 | 0
|  |  | Current transformer (core balance type) |  | 4673.8952 | 6
|  |  | Other primary materials |  | 372045.4521 | 1
|  |  | SCADA / Protection & Control/ Comms |  | 912389.0653 | 1 |  | 69173.6485 |  |  |  | 4910 | 1377
|  |  | Commissioning |  |  |  |  | 583008.0917
|  |  | ESV observed compliance |  |  |  |  | 44440
|  |  | Construction delivery & site control |  |  |  |  | 1199401.8222
Contracts
|  |  | Traffic control |  |  |  | 440351.7418
|  |  | Line survey |  |  |  | 235058.9695
|  |  | Civil works |  |  |  | 4460699.4566
|  |  | Mob/Demob |  |  |  | 250228.0726
|  |  | Other |  |  |  | 595331.4961
c

## ART_cost
Powercor REFCLs Tranche 3 Contingent Project Application
Costs: |  |  | ART
(real 2015 dollars)
Design & Procurement |  |  | 2019
Construction |  |  | 2019
Commissioning |  |  | 2019
|  |  |  | 2019 | 2019 | 2019 | 2020 | 2020 | 2020 | 2021 | 2021 | 2021 | 2022 | 2022 | 2022 | 2023 | 2023 | 2023 | 2024 | 2024 | 2024 | 2025 | 2025 | 2025 | 2019 | 2020 | 2021 | 2022 | 2023 | 2024 | 2025 | Total
|  |  |  | Materials | Labour | Contracts | Materials | Labour | Contracts | Materials | Labour | Contracts | Materials | Labour | Contracts | Materials | Labour | Contracts | Materials | Labour | Contracts | Materials | Labour | Contracts | Total | Total | Total | Total | Total | Total | Total | Total Cost
Design & Procurement
|  |  | Design & Procurement | 0 | 985323.9203 | 0 | 0 | 0 | 0 | 0 | 0 | 0 | 0 | 0 | 0 | 0 | 0 | 0 | 0 | 0 | 0 | 0 | 0 | 0 | 985323.9203 | 0 | 0 | 0 | 0 | 0 | 0 | 985323.9203
Feeder works
|  |  | Surge arrestor sites (single phase) | 144907.7463 | 827412.6237 | 0 | 0 | 0 | 0 | 0 | 0 | 0 | 0 | 0 | 0 | 0 | 0 | 0 | 0 | 0 | 0 | 0 | 0 | 0 | 972320.37 | 0 | 0 | 0 | 0 | 0 | 0 | 972320.37
|  |  | Surge arrestor sites (three phase) | 184136.3622 | 570601.2965 | 0 | 0 | 0 | 0 | 0 | 0 | 0 | 0 | 0 | 0 | 0 | 0 | 0 | 0 | 0 | 0 | 0 | 0 | 0 | 754737.6587 | 0 | 0 | 0 | 0 | 0 | 0 | 754737.6587
|  |  | ACRs | 24346.7449 | 36341.8321 | 0 | 0 | 0 | 0 | 0 | 0 | 0 | 0 | 0 | 0 | 0 | 0 | 0 | 0 | 0 | 0 | 0 | 0 | 0 | 60688.5769 | 0 | 0 | 0 | 0 | 0 | 0 | 60688.5769
|  |  | ACR/gas switch control box replacement | 0 | 0 | 0 | 0 | 0 | 0 | 0 | 0 | 0 | 0 | 0 | 0 | 0 | 0 | 0 | 0 | 0 | 0 | 0 | 0 | 0 | 0 | 0 | 0 | 0 | 0 | 0 | 0 | 0
|  |  | Admittance balancing units (single phase) | 329205.8288 | 365581.5206 | 0 | 0 | 0 | 0 | 0 | 0 | 0 | 0 | 0 | 0 | 0 | 0 | 0 | 0 | 0 | 0 | 0 | 0 | 0 | 694787.3494 | 0 | 0 | 0 | 0 | 0 | 0 | 694787.3494
|  |  | Admittance balancing units (three phase) | 371196.9777 | 144675.9443 | 0 | 0 | 0 | 0 | 0 | 0 | 0 | 0 | 0 | 0 | 0 | 0 | 0 | 0 | 0 | 0 | 0 | 0 | 0 | 515872.922 | 0 | 0 | 0 | 0 | 0 | 0 | 515872.922
|  |  | Re-phasing | 9015.4245 | 89761.7331 | 0 | 0 | 0 | 0 | 0 | 0 | 0 | 0 | 0 | 0 | 0 | 0 | 0 | 0 | 0 | 0 | 0 | 0 | 0 | 98777.1576 | 0 | 0 | 0 | 0 | 0 | 0 | 98777.1576
|  |  | Fusesavers | 394259.5816 | 174383.4787 | 0 | 0 | 0 | 0 | 0 | 0 | 0 | 0 | 0 | 0 | 0 | 0 | 0 | 0 | 0 | 0 | 0 | 0 | 0 | 568643.0603 | 0 | 0 | 0 | 0 | 0 | 0 | 568643.0603
|  |  | HV Regulators upgrade (control box) | 13958.4227 | 8349.9538 | 0 | 0 | 0 | 0 | 0 | 0 | 0 | 0 | 0 | 0 | 0 | 0 | 0 | 0 | 0 | 0 | 0 | 0 | 0 | 22308.3765 | 0 | 0 | 0 | 0 | 0 | 0 | 22308.3765
|  |  | HV Regulators upgrade (close delta) | 291388.5652 | 204833.13 | 0 | 0 | 0 | 0 | 0 | 0 | 0 | 0 | 0 | 0 | 0 | 0 | 0 | 0 | 0 | 0 | 0 | 0 | 0 | 496221.6952 | 0 | 0 | 0 | 0 | 0 | 0 | 496221.6952
|  |  | Distribution switchgear (installed) | 772912 | 0 | 0 | 0 | 0 | 0 | 0 | 0 | 0 | 0 | 0 | 0 | 0 | 0 | 0 | 0 | 0 | 0 | 0 | 0 | 0 | 772912 | 0 | 0 | 0 | 0 | 0 | 0 | 772912
|  |  | UG cable replacement | 615254.5645 | 0 | 0 | 0 | 0 | 0 | 0 | 0 | 0 | 0 | 0 | 0 | 0 | 0 | 0 | 0 | 0 | 0 | 0 | 0 | 0 | 615254.5645 | 0 | 0 | 0 | 0 | 0 | 0 | 615254.5645
|  |  | Test Sites | 5025.1927 | 11282.8994 | 0 | 0 | 0 | 0 | 0 | 0 | 0 | 0 | 0 | 0 | 0 | 0 | 0 | 0 | 0 | 0 | 0 | 0 | 0 | 16308.0921 | 0 | 0 | 0 | 0 | 0 | 0 | 16308.0921
|  |  | HV Customers (total) | 24346.7449 | 38488.2183 | 9442.2125 | 0 | 0 | 0 | 0 | 0 | 0 | 0 | 0 | 0 | 0 | 0 | 0 | 0 | 0 | 0 | 0 | 0 | 0 | 72277.1756 | 0 | 0 | 0 | 0 | 0 | 0 | 72277.1756
|  |  | HV Customers (generation signalling) | 61452.7514 | 40894.1094 | 0 | 0 | 0 | 0 | 0 | 0 | 0 | 0 | 0 | 0 | 0 | 0 | 0 | 0 | 0 | 0 | 0 | 0 | 0 | 102346.8608 | 0 | 0 | 0 | 0 | 0 | 0 | 102346.8608
|  |  | ZSS Feeder Exit Relocation | 0 | 0 | 0 | 0 | 0 | 0 | 0 | 0 | 0 | 0 | 0 | 0 | 0 | 0 | 0 | 0 | 0 | 0 | 0 | 0 | 0 | 0 | 0 | 0 | 0 | 0 | 0 | 0 | 0
|  |  | 3rd phase line extension | 292821.4899 | 200568.2097 | 0 | 0 | 0 | 0 | 0 | 0 | 0 | 0 | 0 | 0 | 0 | 0 | 0 | 0 | 0 | 0 | 0 | 0 | 0 | 493389.6996 | 0 | 0 | 0 | 0 | 0 | 0 | 493389.6996
|  |  | Asset resilience testing | 272397.8462 | 0 | 0 | 0 | 0 | 0 | 0 | 0 | 0 | 0 | 0 | 0 | 0 | 0 | 0 | 0 | 0 | 0 | 0 | 0 | 0 | 272397.8462 | 0 | 0 | 0 | 0 | 0 | 0 | 272397.8462
|  |  | Distribution Comms | 51932.1686 | 37731.081 | 0 | 0 | 0 | 0 | 0 | 0 | 0 | 0 | 0 | 0 | 0 | 0 | 0 | 0 | 0 | 0 | 0 | 0 | 0 | 89663.2496 | 0 | 0 | 0 | 0 | 0 | 0 | 89663.2496
|  |  | Other distribution materials | 134562.2073 | 0 | 0 | 0 | 0 | 0 | 0 | 0 | 0 | 0 | 0 | 0 | 0 | 0 | 0 | 0 | 0 | 0 | 0 | 0 | 0 | 134562.2073 | 0 | 0 | 0 | 0 | 0 | 0 | 134562.2073
Substation
Primary Plant
|  |  | GFN | 1159367 | 971928.5456 | 0 | 0 | 0 | 0 | 0 | 0 | 0 | 0 | 0 | 0 | 0 | 0 | 0 | 0 | 0 | 0 | 0 | 0 | 0 | 2131295.5456 | 0 | 0 | 0 | 0 | 0 | 0 | 2131295.5456
|  |  | GFN enclosure | 144920.9654 | 0 | 0 | 0 | 0 | 0 | 0 | 0 | 0 | 0 | 0 | 0 | 0 | 0 | 0 | 0 | 0 | 0 | 0 | 0 | 0 | 144920.9654 | 0 | 0 | 0 | 0 | 0 | 0 | 144920.9654
|  |  | Indoor switch room (incl GFN enclosure and switchboard) | 0 | 0 | 0 | 0 | 0 | 0 | 0 | 0 | 0 | 0 | 0 | 0 | 0 | 0 | 0 | 0 | 0 | 0 | 0 | 0 | 0 | 0 | 0 | 0 | 0 | 0 | 0 | 0 | 0
|  |  | RMU | 66809.3185 | 0 | 0 | 0 | 0 | 0 | 0 | 0 | 0 | 0 | 0 | 0 | 0 | 0 | 0 | 0 | 0 | 0 | 0 | 0 | 0 | 66809.3185 | 0 | 0 | 0 | 0 | 0 | 0 | 66809.3185
|  |  | Station service transformer (500kVA) | 65730.0737 | 0 | 0 | 0 | 0 | 0 | 0 | 0 | 0 | 0 | 0 | 0 | 0 | 0 | 0 | 0 | 0 | 0 | 0 | 0 | 0 | 65730.0737 | 0 | 0 | 0 | 0 | 0 | 0 | 65730.0737
|  |  | Station service transformer (750kVA) | 0 | 0 | 0 | 0 | 0 | 0 | 0 | 0 | 0 | 0 | 0 | 0 | 0 | 0 | 0 | 0 | 0 | 0 | 0 | 0 | 0 | 0 | 0 | 0 | 0 | 0 | 0 | 0 | 0
|  |  | Cap bank | 0 | 0 | 0 | 0 | 0 | 0 | 0 | 0 | 0 | 0 | 0 | 0 | 0 | 0 | 0 | 0 | 0 | 0 | 0 | 0 | 0 | 0 | 0 | 0 | 0 | 0 | 0 | 0 | 0
|  |  | AC board (Including change over) | 48307.3032 | 0 | 0 | 0 | 0 | 0 | 0 | 0 | 0 | 0 | 0 | 0 | 0 | 0 | 0 | 0 | 0 | 0 | 0 | 0 | 0 | 48307.3032 | 0 | 0 | 0 | 0 | 0 | 0 | 48307.3032
|  |  | Control room | 0 | 0 | 0 | 0 | 0 | 0 | 0 | 0 | 0 | 0 | 0 | 0 | 0 | 0 | 0 | 0 | 0 | 0 | 0 | 0 | 0 | 0 | 0 | 0 | 0 | 0 | 0 | 0 | 0
|  |  | 22kV circuit breaker (outdoor) | 0 | 0 | 0 | 0 | 0 | 0 | 0 | 0 | 0 | 0 | 0 | 0 | 0 | 0 | 0 | 0 | 0 | 0 | 0 | 0 | 0 | 0 | 0 | 0 | 0 | 0 | 0 | 0 | 0
|  |  | Voltage transformer | 16521.0392 | 0 | 0 | 0 | 0 | 0 | 0 | 0 | 0 | 0 | 0 | 0 | 0 | 0 | 0 | 0 | 0 | 0 | 0 | 0 | 0 | 16521.0392 | 0 | 0 | 0 | 0 | 0 | 0 | 16521.0392
|  |  | Current transformer (post type) | 54953.6766 | 0 | 0 | 0 | 0 | 0 | 0 | 0 | 0 | 0 | 0 | 0 | 0 | 0 | 0 | 0 | 0 | 0 | 0 | 0 | 0 | 54953.6766 | 0 | 0 | 0 | 0 | 0 | 0 | 54953.6766
|  |  | Current transformer (core balance type) | 0 | 0 | 0 | 0 | 0 | 0 | 0 | 0 | 0 | 0 | 0 | 0 | 0 | 0 | 0 | 0 | 0 | 0 | 0 | 0 | 0 | 0 | 0 | 0 | 0 | 0 | 0 | 0 | 0
[8 empty] | 0 |  |  | 0 |  |  | 0 |  |  | 0 |  |  | 0 |  |  | 0
|  |  | Other primary materials | 305332.8149 | 0 | 0 | 0 | 0 | 0 | 0 | 0 | 0 | 0 | 0 | 0 | 0 | 0 | 0 | 0 | 0 | 0 | 0 | 0 | 0 | 305332.8149 | 0 | 0 | 0 | 0 | 0 | 0 | 305332.8149
|  |  | SCADA / Protection & Control/ Comms | 492756.059 | 776675.6184 | 0 | 0 | 0 | 0 | 0 | 0 | 0 | 0 | 0 | 0 | 0 | 0 | 0 | 0 | 0 | 0 | 0 | 0 | 0 | 1269431.6774 | 0 | 0 | 0 | 0 | 0 | 0 | 1269431.6774
|  |  | Commissioning | 0 | 547438.6174 | 0 | 0 | 0 | 0 | 0 | 0 | 0 | 0 | 0 | 0 | 0 | 0 | 0 | 0 | 0 | 0 | 0 | 0 | 0 | 547438.6174 | 0 | 0 | 0 | 0 | 0 | 0 | 547438.6174
|  |  | ESV observed compliance | 0 | 35552 | 0 | 0 | 0 | 0 | 0 | 0 | 0 | 0 | 0 | 0 | 0 | 0 | 0 | 0 | 0 | 0 | 0 | 0 | 0 | 35552 | 0 | 0 | 0 | 0 | 0 | 0 | 35552
|  |  | Construction delivery & site control | 0 | 621685.9904 | 0 | 0 | 0 | 0 | 0 | 0 | 0 | 0 | 0 | 0 | 0 | 0 | 0 | 0 | 0 | 0 | 0 | 0 | 0 | 621685.9904 | 0 | 0 | 0 | 0 | 0 | 0 | 621685.9904
Contracts
|  |  | Traffic control | 0 | 0 | 335949.1985 | 0 | 0 | 0 | 0 | 0 | 0 | 0 | 0 | 0 | 0 | 0 | 0 | 0 | 0 | 0 | 0 | 0 | 0 | 335949.1985 | 0 | 0 | 0 | 0 | 0 | 0 | 335949.1985
|  |  | Line survey | 0 | 0 | 170881.8352 | 0 | 0 | 0 | 0 | 0 | 0 | 0 | 0 | 0 | 0 | 0 | 0 | 0 | 0 | 0 | 0 | 0 | 0 | 170881.8352 | 0 | 0 | 0 | 0 | 0 | 0 | 170881.8352
|  |  | Civil works | 0 | 0 | 885632.3185 | 0 | 0 | 0 | 0 | 0 | 0 | 0 | 0 | 0 | 0 | 0 | 0 | 0 | 0 | 0 | 0 | 0 | 0 | 885632.3185 | 0 | 0 | 0 | 0 | 0 | 0 | 885632.3185
|  |  | Mob/Demob | 0 | 0 | 33047.7436 | 0 | 0 | 0 | 0 | 0 | 0 | 0 | 0 | 0 | 0 | 0 | 0 | 0 | 0 | 0 | 0 | 0 | 0 | 33047.7436 | 0 | 0 | 0 | 0 | 0 | 0 | 33047.7436
|  |  | Other | 0 | 0 | 471374.1309 | 0 | 0 | 0 | 0 | 0 | 0 | 0 | 0 | 0 | 0 | 0 | 0 | 0 | 0 | 0 | 0 | 0 | 0 | 471374.1309 | 0 | 0 | 0 | 0 | 0 | 0 | 471374.1309
|  | Total construction |  | 6347818.8696 | 6689510.7226 | 1906327.4392 | 0 | 0 | 0 | 0 | 0 | 0 | 0 | 0 | 0 | 0 | 0 | 0 | 0 | 0 | 0 | 0 | 0 | 0 | 14943657.0315 | 0 | 0 | 0 | 0 | 0 | 0 | 14943657.0315

## CRO_cost
Powercor REFCLs Tranche 3 Contingent Project Application
Costs: |  |  | CRO
(real 2015 dollars)
Design & Procurement |  |  | 2020
Construction |  |  | 2022
Commissioning |  |  | 2022
|  |  |  | 2019 | 2019 | 2019 | 2020 | 2020 | 2020 | 2021 | 2021 | 2021 | 2022 | 2022 | 2022 | 2023 | 2023 | 2023 | 2024 | 2024 | 2024 | 2025 | 2025 | 2025 | 2019 | 2020 | 2021 | 2022 | 2023 | 2024 | 2025 | Total
|  |  |  | Materials | Labour | Contracts | Materials | Labour | Contracts | Materials | Labour | Contracts | Materials | Labour | Contracts | Materials | Labour | Contracts | Materials | Labour | Contracts | Materials | Labour | Contracts | Total | Total | Total | Total | Total | Total | Total | Total Cost
Design & Procurement
|  |  | Design & Procurement | 0 | 0 | 0 | 0 | 2158691.8256 | 0 | 0 | 0 | 0 | 0 | 0 | 0 | 0 | 0 | 0 | 0 | 0 | 0 | 0 | 0 | 0 | 0 | 2158691.8256 | 0 | 0 | 0 | 0 | 0 | 2158691.8256
Feeder works
|  |  | Surge arrestor sites (single phase) | 0 | 0 | 0 | 0 | 0 | 0 | 0 | 0 | 0 | 32836.2381 | 192668.7883 | 0 | 0 | 0 | 0 | 0 | 0 | 0 | 0 | 0 | 0 | 0 | 0 | 0 | 225505.0264 | 0 | 0 | 0 | 225505.0264
|  |  | Surge arrestor sites (three phase) | 0 | 0 | 0 | 0 | 0 | 0 | 0 | 0 | 0 | 471749.9309 | 1730779.5311 | 0 | 0 | 0 | 0 | 0 | 0 | 0 | 0 | 0 | 0 | 0 | 0 | 0 | 2202529.4621 | 0 | 0 | 0 | 2202529.4621
|  |  | ACRs | 0 | 0 | 0 | 0 | 0 | 0 | 0 | 0 | 0 | 73040.2346 | 87064.6961 | 0 | 0 | 0 | 0 | 0 | 0 | 0 | 0 | 0 | 0 | 0 | 0 | 0 | 160104.9307 | 0 | 0 | 0 | 160104.9307
|  |  | ACR/gas switch control box replacement | 0 | 0 | 0 | 0 | 0 | 0 | 0 | 0 | 0 | 33816.1131 | 57411.3992 | 0 | 0 | 0 | 0 | 0 | 0 | 0 | 0 | 0 | 0 | 0 | 0 | 0 | 91227.5124 | 0 | 0 | 0 | 91227.5124
|  |  | Admittance balancing units (single phase) | 0 | 0 | 0 | 0 | 0 | 0 | 0 | 0 | 0 | 34653.2451 | 30590.658 | 0 | 0 | 0 | 0 | 0 | 0 | 0 | 0 | 0 | 0 | 0 | 0 | 0 | 65243.9032 | 0 | 0 | 0 | 65243.9032
|  |  | Admittance balancing units (three phase) | 0 | 0 | 0 | 0 | 0 | 0 | 0 | 0 | 0 | 436702.3267 | 135015.3126 | 0 | 0 | 0 | 0 | 0 | 0 | 0 | 0 | 0 | 0 | 0 | 0 | 0 | 571717.6393 | 0 | 0 | 0 | 571717.6393
|  |  | Re-phasing | 0 | 0 | 0 | 0 | 0 | 0 | 0 | 0 | 0 | 4097.9202 | 38704.261 | 0 | 0 | 0 | 0 | 0 | 0 | 0 | 0 | 0 | 0 | 0 | 0 | 0 | 42802.1812 | 0 | 0 | 0 | 42802.1812
|  |  | Fusesavers | 0 | 0 | 0 | 0 | 0 | 0 | 0 | 0 | 0 | 202762.0706 | 78105.881 | 0 | 0 | 0 | 0 | 0 | 0 | 0 | 0 | 0 | 0 | 0 | 0 | 0 | 280867.9516 | 0 | 0 | 0 | 280867.9516
|  |  | HV Regulators upgrade (control box) | 0 | 0 | 0 | 0 | 0 | 0 | 0 | 0 | 0 | 0 | 0 | 0 | 0 | 0 | 0 | 0 | 0 | 0 | 0 | 0 | 0 | 0 | 0 | 0 | 0 | 0 | 0 | 0 | 0
|  |  | HV Regulators upgrade (close delta) | 0 | 0 | 0 | 0 | 0 | 0 | 0 | 0 | 0 | 145694.2826 | 81660.6863 | 0 | 0 | 0 | 0 | 0 | 0 | 0 | 0 | 0 | 0 | 0 | 0 | 0 | 227354.969 | 0 | 0 | 0 | 227354.969
|  |  | Distribution switchgear (installed) | 0 | 0 | 0 | 0 | 0 | 0 | 0 | 0 | 0 | 1932280 | 0 | 0 | 0 | 0 | 0 | 0 | 0 | 0 | 0 | 0 | 0 | 0 | 0 | 0 | 1932280 | 0 | 0 | 0 | 1932280
|  |  | UG cable replacement | 0 | 0 | 0 | 0 | 0 | 0 | 0 | 0 | 0 | 501806.3816 | 0 | 0 | 0 | 0 | 0 | 0 | 0 | 0 | 0 | 0 | 0 | 0 | 0 | 0 | 501806.3816 | 0 | 0 | 0 | 501806.3816
|  |  | Test Sites | 0 | 0 | 0 | 0 | 0 | 0 | 0 | 0 | 0 | 10050.3854 | 17902.852 | 0 | 0 | 0 | 0 | 0 | 0 | 0 | 0 | 0 | 0 | 0 | 0 | 0 | 27953.2374 | 0 | 0 | 0 | 27953.2374
|  |  | HV Customers (total) | 0 | 0 | 0 | 0 | 0 | 0 | 0 | 0 | 0 | 243467.4485 | 326877.5483 | 94422.1247 | 0 | 0 | 0 | 0 | 0 | 0 | 0 | 0 | 0 | 0 | 0 | 0 | 664767.1215 | 0 | 0 | 0 | 664767.1215
|  |  | HV Customers (generation signalling) | 0 | 0 | 0 | 0 | 0 | 0 | 0 | 0 | 0 | 0 | 0 | 0 | 0 | 0 | 0 | 0 | 0 | 0 | 0 | 0 | 0 | 0 | 0 | 0 | 0 | 0 | 0 | 0 | 0
|  |  | ZSS Feeder Exit Relocation | 0 | 0 | 0 | 0 | 0 | 0 | 0 | 0 | 0 | 0 | 127759.7522 | 0 | 0 | 0 | 0 | 0 | 0 | 0 | 0 | 0 | 0 | 0 | 0 | 0 | 127759.7522 | 0 | 0 | 0 | 127759.7522
|  |  | 3rd phase line extension | 0 | 0 | 0 | 0 | 0 | 0 | 0 | 0 | 0 | 241924.2886 | 296991.8195 | 0 | 0 | 0 | 0 | 0 | 0 | 0 | 0 | 0 | 0 | 0 | 0 | 0 | 538916.1081 | 0 | 0 | 0 | 538916.1081
|  |  | Asset resilience testing | 0 | 0 | 0 | 0 | 0 | 0 | 0 | 0 | 0 | 678617.4754 | 0 | 0 | 0 | 0 | 0 | 0 | 0 | 0 | 0 | 0 | 0 | 0 | 0 | 0 | 678617.4754 | 0 | 0 | 0 | 678617.4754
|  |  | Distribution Comms | 0 | 0 | 0 | 0 | 0 | 0 | 0 | 0 | 0 | 36352 | 37731.081 | 0 | 0 | 0 | 0 | 0 | 0 | 0 | 0 | 0 | 0 | 0 | 0 | 0 | 74083.081 | 0 | 0 | 0 | 74083.081
|  |  | Other distribution materials | 0 | 0 | 0 | 0 | 0 | 0 | 0 | 0 | 0 | 359167.9011 | 0 | 0 | 0 | 0 | 0 | 0 | 0 | 0 | 0 | 0 | 0 | 0 | 0 | 0 | 359167.9011 | 0 | 0 | 0 | 359167.9011
Substation
Primary Plant
|  |  | GFN | 0 | 0 | 0 | 0 | 0 | 0 | 0 | 0 | 0 | 1159367 | 961854.7831 | 0 | 0 | 0 | 0 | 0 | 0 | 0 | 0 | 0 | 0 | 0 | 0 | 0 | 2121221.7831 | 0 | 0 | 0 | 2121221.7831
|  |  | GFN enclosure | 0 | 0 | 0 | 0 | 0 | 0 | 0 | 0 | 0 | 144920.9654 | 0 | 0 | 0 | 0 | 0 | 0 | 0 | 0 | 0 | 0 | 0 | 0 | 0 | 0 | 144920.9654 | 0 | 0 | 0 | 144920.9654
|  |  | Indoor switch room (incl GFN enclosure and switchboard) | 0 | 0 | 0 | 0 | 0 | 0 | 0 | 0 | 0 | 0 | 0 | 0 | 0 | 0 | 0 | 0 | 0 | 0 | 0 | 0 | 0 | 0 | 0 | 0 | 0 | 0 | 0 | 0 | 0
|  |  | RMU | 0 | 0 | 0 | 0 | 0 | 0 | 0 | 0 | 0 | 133618.6371 | 0 | 0 | 0 | 0 | 0 | 0 | 0 | 0 | 0 | 0 | 0 | 0 | 0 | 0 | 133618.6371 | 0 | 0 | 0 | 133618.6371
|  |  | Station service transformer (500kVA) | 0 | 0 | 0 | 0 | 0 | 0 | 0 | 0 | 0 | 131460.1473 | 0 | 0 | 0 | 0 | 0 | 0 | 0 | 0 | 0 | 0 | 0 | 0 | 0 | 0 | 131460.1473 | 0 | 0 | 0 | 131460.1473
|  |  | Station service transformer (750kVA) | 0 | 0 | 0 | 0 | 0 | 0 | 0 | 0 | 0 | 0 | 0 | 0 | 0 | 0 | 0 | 0 | 0 | 0 | 0 | 0 | 0 | 0 | 0 | 0 | 0 | 0 | 0 | 0 | 0
|  |  | Cap bank | 0 | 0 | 0 | 0 | 0 | 0 | 0 | 0 | 0 | 618353.4986 | 0 | 0 | 0 | 0 | 0 | 0 | 0 | 0 | 0 | 0 | 0 | 0 | 0 | 0 | 618353.4986 | 0 | 0 | 0 | 618353.4986
|  |  | AC board (Including change over) | 0 | 0 | 0 | 0 | 0 | 0 | 0 | 0 | 0 | 48307.3032 | 0 | 0 | 0 | 0 | 0 | 0 | 0 | 0 | 0 | 0 | 0 | 0 | 0 | 0 | 48307.3032 | 0 | 0 | 0 | 48307.3032
|  |  | Control room | 0 | 0 | 0 | 0 | 0 | 0 | 0 | 0 | 0 | 840356.9097 | 0 | 0 | 0 | 0 | 0 | 0 | 0 | 0 | 0 | 0 | 0 | 0 | 0 | 0 | 840356.9097 | 0 | 0 | 0 | 840356.9097
|  |  | 22kV circuit breaker (outdoor) | 0 | 0 | 0 | 0 | 0 | 0 | 0 | 0 | 0 | 343073.3478 | 0 | 0 | 0 | 0 | 0 | 0 | 0 | 0 | 0 | 0 | 0 | 0 | 0 | 0 | 343073.3478 | 0 | 0 | 0 | 343073.3478
|  |  | Voltage transformer | 0 | 0 | 0 | 0 | 0 | 0 | 0 | 0 | 0 | 33042.0783 | 0 | 0 | 0 | 0 | 0 | 0 | 0 | 0 | 0 | 0 | 0 | 0 | 0 | 0 | 33042.0783 | 0 | 0 | 0 | 33042.0783
|  |  | Current transformer (post type) | 0 | 0 | 0 | 0 | 0 | 0 | 0 | 0 | 0 | 137384.1914 | 0 | 0 | 0 | 0 | 0 | 0 | 0 | 0 | 0 | 0 | 0 | 0 | 0 | 0 | 137384.1914 | 0 | 0 | 0 | 137384.1914
|  |  | Current transformer (core balance type) | 0 | 0 | 0 | 0 | 0 | 0 | 0 | 0 | 0 | 0 | 0 | 0 | 0 | 0 | 0 | 0 | 0 | 0 | 0 | 0 | 0 | 0 | 0 | 0 | 0 | 0 | 0 | 0 | 0
|  |  | Other primary materials | 0 | 0 | 0 | 0 | 0 | 0 | 0 | 0 | 0 | 662974.817 | 0 | 0 | 0 | 0 | 0 | 0 | 0 | 0 | 0 | 0 | 0 | 0 | 0 | 0 | 662974.817 | 0 | 0 | 0 | 662974.817
|  |  | SCADA / Protection & Control/ Comms | 0 | 0 | 0 | 0 | 0 | 0 | 0 | 0 | 0 | 1270580.1507 | 1404754.6028 | 0 | 0 | 0 | 0 | 0 | 0 | 0 | 0 | 0 | 0 | 0 | 0 | 0 | 2675334.7535 | 0 | 0 | 0 | 2675334.7535
|  |  | Commissioning | 0 | 0 | 0 | 0 | 0 | 0 | 0 | 0 | 0 | 0 | 665172.9523 | 0 | 0 | 0 | 0 | 0 | 0 | 0 | 0 | 0 | 0 | 0 | 0 | 0 | 665172.9523 | 0 | 0 | 0 | 665172.9523
|  |  | ESV observed compliance | 0 | 0 | 0 | 0 | 0 | 0 | 0 | 0 | 0 | 0 | 88880 | 0 | 0 | 0 | 0 | 0 | 0 | 0 | 0 | 0 | 0 | 0 | 0 | 0 | 88880 | 0 | 0 | 0 | 88880
|  |  | Construction delivery & site control | 0 | 0 | 0 | 0 | 0 | 0 | 0 | 0 | 0 | 0 | 1216243.3185 | 0 | 0 | 0 | 0 | 0 | 0 | 0 | 0 | 0 | 0 | 0 | 0 | 0 | 1216243.3185 | 0 | 0 | 0 | 1216243.3185
Contracts
|  |  | Traffic control | 0 | 0 | 0 | 0 | 0 | 0 | 0 | 0 | 0 | 0 | 0 | 1046057.8689 | 0 | 0 | 0 | 0 | 0 | 0 | 0 | 0 | 0 | 0 | 0 | 0 | 1046057.8689 | 0 | 0 | 0 | 1046057.8689
|  |  | Line survey | 0 | 0 | 0 | 0 | 0 | 0 | 0 | 0 | 0 | 0 | 0 | 266720.077 | 0 | 0 | 0 | 0 | 0 | 0 | 0 | 0 | 0 | 0 | 0 | 0 | 266720.077 | 0 | 0 | 0 | 266720.077
|  |  | Civil works | 0 | 0 | 0 | 0 | 0 | 0 | 0 | 0 | 0 | 0 | 0 | 3681328.9475 | 0 | 0 | 0 | 0 | 0 | 0 | 0 | 0 | 0 | 0 | 0 | 0 | 3681328.9475 | 0 | 0 | 0 | 3681328.9475
|  |  | Civil works | 0 | 0 | 0 | 0 | 0 | 0 | 0 | 0 | 0 | 0 | 0 | 65547.839 | 0 | 0 | 0 | 0 | 0 | 0 | 0 | 0 | 0 | 0 | 0 | 0 | 65547.839 | 0 | 0 | 0 | 65547.839
|  |  | Other | 0 | 0 | 0 | 0 | 0 | 0 | 0 | 0 | 0 | 0 | 0 | 684560.404 | 0 | 0 | 0 | 0 | 0 | 0 | 0 | 0 | 0 | 0 | 0 | 0 | 684560.404 | 0 | 0 | 0 | 684560.404
|  | Total construction |  | 0 | 0 | 0 | 0 | 2158691.8256 | 0 | 0 | 0 | 0 | 10962457.2891 | 7576169.9236 | 5838637.2609 | 0 | 0 | 0 | 0 | 0 | 0 | 0 | 0 | 0 | 0 | 2158691.8256 | 0 | 24377264.4736 | 0 | 0 | 0 | 26535956.2992

## HTN_cost
Powercor REFCLs Tranche 3 Contingent Project Application
Costs: |  |  | HTN
(real 2015 dollars)
Design & Procurement |  |  | 2019
Construction |  |  | 2020
Commissioning |  |  | 2021
|  |  |  | 2019 | 2019 | 2019 | 2020 | 2020 | 2020 | 2021 | 2021 | 2021 | 2022 | 2022 | 2022 | 2023 | 2023 | 2023 | 2024 | 2024 | 2024 | 2025 | 2025 | 2025 | 2019 | 2020 | 2021 | 2022 | 2023 | 2024 | 2025 | Total
|  |  |  | Materials | Labour | Contracts | Materials | Labour | Contracts | Materials | Labour | Contracts | Materials | Labour | Contracts | Materials | Labour | Contracts | Materials | Labour | Contracts | Materials | Labour | Contracts | Total | Total | Total | Total | Total | Total | Total | Total Cost
Design & Procurement
|  |  | Design & Procurement | 0 | 2116488.2013 | 0 | 0 | 0 | 0 | 0 | 0 | 0 | 0 | 0 | 0 | 0 | 0 | 0 | 0 | 0 | 0 | 0 | 0 | 0 | 2116488.2013 | 0 | 0 | 0 | 0 | 0 | 0 | 2116488.2013
Feeder works
|  |  | Surge arrestor sites (single phase) | 0 | 0 | 0 | 131701.868 | 782208.58 | 0 | 0 | 0 | 0 | 0 | 0 | 0 | 0 | 0 | 0 | 0 | 0 | 0 | 0 | 0 | 0 | 0 | 913910.448 | 0 | 0 | 0 | 0 | 0 | 913910.448
|  |  | Surge arrestor sites (three phase) | 0 | 0 | 0 | 140622.8703 | 590115.6715 | 0 | 0 | 0 | 0 | 0 | 0 | 0 | 0 | 0 | 0 | 0 | 0 | 0 | 0 | 0 | 0 | 0 | 730738.5418 | 0 | 0 | 0 | 0 | 0 | 730738.5418
|  |  | ACRs | 0 | 0 | 0 | 146080.4691 | 209235.5555 | 0 | 0 | 0 | 0 | 0 | 0 | 0 | 0 | 0 | 0 | 0 | 0 | 0 | 0 | 0 | 0 | 0 | 355316.0246 | 0 | 0 | 0 | 0 | 0 | 355316.0246
|  |  | ACR/gas switch control box replacement | 0 | 0 | 0 | 8454.0283 | 17217.1913 | 0 | 0 | 0 | 0 | 0 | 0 | 0 | 0 | 0 | 0 | 0 | 0 | 0 | 0 | 0 | 0 | 0 | 25671.2196 | 0 | 0 | 0 | 0 | 0 | 25671.2196
|  |  | Admittance balancing units (single phase) | 0 | 0 | 0 | 311879.2062 | 332852.4454 | 0 | 0 | 0 | 0 | 0 | 0 | 0 | 0 | 0 | 0 | 0 | 0 | 0 | 0 | 0 | 0 | 0 | 644731.6516 | 0 | 0 | 0 | 0 | 0 | 644731.6516
|  |  | Admittance balancing units (three phase) | 0 | 0 | 0 | 589548.141 | 220574.4477 | 0 | 0 | 0 | 0 | 0 | 0 | 0 | 0 | 0 | 0 | 0 | 0 | 0 | 0 | 0 | 0 | 0 | 810122.5887 | 0 | 0 | 0 | 0 | 0 | 810122.5887
|  |  | Re-phasing | 0 | 0 | 0 | 10244.8005 | 118155.4877 | 0 | 0 | 0 | 0 | 0 | 0 | 0 | 0 | 0 | 0 | 0 | 0 | 0 | 0 | 0 | 0 | 0 | 128400.2882 | 0 | 0 | 0 | 0 | 0 | 128400.2882
|  |  | Fusesavers | 0 | 0 | 0 | 371730.4627 | 160074.4362 | 0 | 0 | 0 | 0 | 0 | 0 | 0 | 0 | 0 | 0 | 0 | 0 | 0 | 0 | 0 | 0 | 0 | 531804.8989 | 0 | 0 | 0 | 0 | 0 | 531804.8989
|  |  | HV Regulators upgrade (control box) | 0 | 0 | 0 | 13958.4227 | 8077.1294 | 0 | 0 | 0 | 0 | 0 | 0 | 0 | 0 | 0 | 0 | 0 | 0 | 0 | 0 | 0 | 0 | 0 | 22035.5521 | 0 | 0 | 0 | 0 | 0 | 22035.5521
|  |  | HV Regulators upgrade (close delta) | 0 | 0 | 0 | 145694.2826 | 98292.1901 | 0 | 0 | 0 | 0 | 0 | 0 | 0 | 0 | 0 | 0 | 0 | 0 | 0 | 0 | 0 | 0 | 0 | 243986.4727 | 0 | 0 | 0 | 0 | 0 | 243986.4727
|  |  | Distribution switchgear (installed) | 0 | 0 | 0 | 1159368 | 0 | 0 | 0 | 0 | 0 | 0 | 0 | 0 | 0 | 0 | 0 | 0 | 0 | 0 | 0 | 0 | 0 | 0 | 1159368 | 0 | 0 | 0 | 0 | 0 | 1159368
|  |  | UG cable replacement | 0 | 0 | 0 | 298279.4919 | 0 | 0 | 0 | 0 | 0 | 0 | 0 | 0 | 0 | 0 | 0 | 0 | 0 | 0 | 0 | 0 | 0 | 0 | 298279.4919 | 0 | 0 | 0 | 0 | 0 | 298279.4919
|  |  | Test Sites | 0 | 0 | 0 | 6030.2312 | 12994.6972 | 0 | 0 | 0 | 0 | 0 | 0 | 0 | 0 | 0 | 0 | 0 | 0 | 0 | 0 | 0 | 0 | 0 | 19024.9284 | 0 | 0 | 0 | 0 | 0 | 19024.9284
|  |  | HV Customers (total) | 0 | 0 | 0 | 24346.7449 | 37463.7908 | 9442.2125 | 0 | 0 | 0 | 0 | 0 | 0 | 0 | 0 | 0 | 0 | 0 | 0 | 0 | 0 | 0 | 0 | 71252.7481 | 0 | 0 | 0 | 0 | 0 | 71252.7481
|  |  | HV Customers (generation signalling) | 0 | 0 | 0 | 0 | 0 | 0 | 0 | 0 | 0 | 0 | 0 | 0 | 0 | 0 | 0 | 0 | 0 | 0 | 0 | 0 | 0 | 0 | 0 | 0 | 0 | 0 | 0 | 0 | 0
|  |  | ZSS Feeder Exit Relocation | 0 | 0 | 0 | 0 | 150828.8179 | 0 | 0 | 0 | 0 | 0 | 0 | 0 | 0 | 0 | 0 | 0 | 0 | 0 | 0 | 0 | 0 | 0 | 150828.8179 | 0 | 0 | 0 | 0 | 0 | 150828.8179
|  |  | 3rd phase line extension | 0 | 0 | 0 | 318052.3234 | 483308.5229 | 0 | 0 | 0 | 0 | 0 | 0 | 0 | 0 | 0 | 0 | 0 | 0 | 0 | 0 | 0 | 0 | 0 | 801360.8463 | 0 | 0 | 0 | 0 | 0 | 801360.8463
|  |  | Asset resilience testing | 0 | 0 | 0 | 339160.7175 | 0 | 0 | 0 | 0 | 0 | 0 | 0 | 0 | 0 | 0 | 0 | 0 | 0 | 0 | 0 | 0 | 0 | 0 | 339160.7175 | 0 | 0 | 0 | 0 | 0 | 339160.7175
|  |  | Distribution Comms | 0 | 0 | 0 | 62318.6023 | 37731.081 | 0 | 0 | 0 | 0 | 0 | 0 | 0 | 0 | 0 | 0 | 0 | 0 | 0 | 0 | 0 | 0 | 0 | 100049.6833 | 0 | 0 | 0 | 0 | 0 | 100049.6833
|  |  | Other distribution materials | 0 | 0 | 0 | 188633.4614 | 0 | 0 | 0 | 0 | 0 | 0 | 0 | 0 | 0 | 0 | 0 | 0 | 0 | 0 | 0 | 0 | 0 | 0 | 188633.4614 | 0 | 0 | 0 | 0 | 0 | 188633.4614
Substation
Primary Plant
|  |  | GFN | 0 | 0 | 0 | 2318734 | 1512707.384 | 0 | 0 | 0 | 0 | 0 | 0 | 0 | 0 | 0 | 0 | 0 | 0 | 0 | 0 | 0 | 0 | 0 | 3831441.384 | 0 | 0 | 0 | 0 | 0 | 3831441.384
|  |  | GFN enclosure | 0 | 0 | 0 | 0 | 0 | 0 | 0 | 0 | 0 | 0 | 0 | 0 | 0 | 0 | 0 | 0 | 0 | 0 | 0 | 0 | 0 | 0 | 0 | 0 | 0 | 0 | 0 | 0 | 0
|  |  | Indoor switch room (incl GFN enclosure and switchboard) | 0 | 0 | 0 | 1150981.1502 | 0 | 0 | 0 | 0 | 0 | 0 | 0 | 0 | 0 | 0 | 0 | 0 | 0 | 0 | 0 | 0 | 0 | 0 | 1150981.1502 | 0 | 0 | 0 | 0 | 0 | 1150981.1502
|  |  | RMU | 0 | 0 | 0 | 200427.9556 | 0 | 0 | 0 | 0 | 0 | 0 | 0 | 0 | 0 | 0 | 0 | 0 | 0 | 0 | 0 | 0 | 0 | 0 | 200427.9556 | 0 | 0 | 0 | 0 | 0 | 200427.9556
|  |  | Station service transformer (500kVA) | 0 | 0 | 0 | 131460.1473 | 0 | 0 | 0 | 0 | 0 | 0 | 0 | 0 | 0 | 0 | 0 | 0 | 0 | 0 | 0 | 0 | 0 | 0 | 131460.1473 | 0 | 0 | 0 | 0 | 0 | 131460.1473
|  |  | Station service transformer (750kVA) | 0 | 0 | 0 | 0 | 0 | 0 | 0 | 0 | 0 | 0 | 0 | 0 | 0 | 0 | 0 | 0 | 0 | 0 | 0 | 0 | 0 | 0 | 0 | 0 | 0 | 0 | 0 | 0 | 0
|  |  | Cap bank | 0 | 0 | 0 | 618353.4986 | 0 | 0 | 0 | 0 | 0 | 0 | 0 | 0 | 0 | 0 | 0 | 0 | 0 | 0 | 0 | 0 | 0 | 0 | 618353.4986 | 0 | 0 | 0 | 0 | 0 | 618353.4986
|  |  | AC board (Including change over) | 0 | 0 | 0 | 48307.3032 | 0 | 0 | 0 | 0 | 0 | 0 | 0 | 0 | 0 | 0 | 0 | 0 | 0 | 0 | 0 | 0 | 0 | 0 | 48307.3032 | 0 | 0 | 0 | 0 | 0 | 48307.3032
|  |  | Control room | 0 | 0 | 0 | 840356.9097 | 0 | 0 | 0 | 0 | 0 | 0 | 0 | 0 | 0 | 0 | 0 | 0 | 0 | 0 | 0 | 0 | 0 | 0 | 840356.9097 | 0 | 0 | 0 | 0 | 0 | 840356.9097
|  |  | 22kV circuit breaker (outdoor) | 0 | 0 | 0 | 0 | 0 | 0 | 0 | 0 | 0 | 0 | 0 | 0 | 0 | 0 | 0 | 0 | 0 | 0 | 0 | 0 | 0 | 0 | 0 | 0 | 0 | 0 | 0 | 0 | 0
|  |  | Voltage transformer | 0 | 0 | 0 | 0 | 0 | 0 | 0 | 0 | 0 | 0 | 0 | 0 | 0 | 0 | 0 | 0 | 0 | 0 | 0 | 0 | 0 | 0 | 0 | 0 | 0 | 0 | 0 | 0 | 0
|  |  | Current transformer (post type) | 0 | 0 | 0 | 0 | 0 | 0 | 0 | 0 | 0 | 0 | 0 | 0 | 0 | 0 | 0 | 0 | 0 | 0 | 0 | 0 | 0 | 0 | 0 | 0 | 0 | 0 | 0 | 0 | 0
|  |  | Current transformer (core balance type) | 0 | 0 | 0 | 37391.1614 | 0 | 0 | 0 | 0 | 0 | 0 | 0 | 0 | 0 | 0 | 0 | 0 | 0 | 0 | 0 | 0 | 0 | 0 | 37391.1614 | 0 | 0 | 0 | 0 | 0 | 37391.1614
|  |  | Other primary materials | 0 | 0 | 0 | 1064721.8748 | 0 | 0 | 0 | 0 | 0 | 0 | 0 | 0 | 0 | 0 | 0 | 0 | 0 | 0 | 0 | 0 | 0 | 0 | 1064721.8748 | 0 | 0 | 0 | 0 | 0 | 1064721.8748
|  |  | SCADA / Protection & Control/ Comms | 0 | 0 | 0 | 1279856.8129 | 1341813.4911 | 0 | 0 | 0 | 0 | 0 | 0 | 0 | 0 | 0 | 0 | 0 | 0 | 0 | 0 | 0 | 0 | 0 | 2621670.304 | 0 | 0 | 0 | 0 | 0 | 2621670.304
|  |  | Commissioning | 0 | 0 | 0 | 0 | 0 | 0 | 0 | 640273.3486 | 0 | 0 | 0 | 0 | 0 | 0 | 0 | 0 | 0 | 0 | 0 | 0 | 0 | 0 | 0 | 640273.3486 | 0 | 0 | 0 | 0 | 640273.3486
|  |  | ESV observed compliance | 0 | 0 | 0 | 0 | 0 | 0 | 0 | 53328 | 0 | 0 | 0 | 0 | 0 | 0 | 0 | 0 | 0 | 0 | 0 | 0 | 0 | 0 | 0 | 53328 | 0 | 0 | 0 | 0 | 53328
|  |  | Construction delivery & site control | 0 | 0 | 0 | 0 | 1344440.5709 | 0 | 0 | 0 | 0 | 0 | 0 | 0 | 0 | 0 | 0 | 0 | 0 | 0 | 0 | 0 | 0 | 0 | 1344440.5709 | 0 | 0 | 0 | 0 | 0 | 1344440.5709
Contracts
|  |  | Traffic control | 0 | 0 | 0 | 0 | 0 | 416816.8366 | 0 | 0 | 0 | 0 | 0 | 0 | 0 | 0 | 0 | 0 | 0 | 0 | 0 | 0 | 0 | 0 | 416816.8366 | 0 | 0 | 0 | 0 | 0 | 416816.8366
|  |  | Line survey | 0 | 0 | 0 | 0 | 0 | 40626.1578 | 0 | 0 | 0 | 0 | 0 | 0 | 0 | 0 | 0 | 0 | 0 | 0 | 0 | 0 | 0 | 0 | 40626.1578 | 0 | 0 | 0 | 0 | 0 | 40626.1578
|  |  | Civil works | 0 | 0 | 0 | 0 | 0 | 3887266.0564 | 0 | 0 | 0 | 0 | 0 | 0 | 0 | 0 | 0 | 0 | 0 | 0 | 0 | 0 | 0 | 0 | 3887266.0564 | 0 | 0 | 0 | 0 | 0 | 3887266.0564
|  |  | Civil works | 0 | 0 | 0 | 0 | 0 | 45723.9139 | 0 | 0 | 0 | 0 | 0 | 0 | 0 | 0 | 0 | 0 | 0 | 0 | 0 | 0 | 0 | 0 | 45723.9139 | 0 | 0 | 0 | 0 | 0 | 45723.9139
|  |  | Other | 0 | 0 | 0 | 0 | 0 | 461724.1897 | 0 | 0 | 0 | 0 | 0 | 0 | 0 | 0 | 0 | 0 | 0 | 0 | 0 | 0 | 0 | 0 | 461724.1897 | 0 | 0 | 0 | 0 | 0 | 461724.1897
|  | Total construction |  | 0 | 2116488.2013 | 0 | 11956694.9376 | 7458091.4907 | 4861599.3668 | 0 | 693601.3486 | 0 | 0 | 0 | 0 | 0 | 0 | 0 | 0 | 0 | 0 | 0 | 0 | 0 | 2116488.2013 | 24276385.7952 | 693601.3486 | 0 | 0 | 0 | 0 | 27086475.345

## KRT_cost
Powercor REFCLs Tranche 3 Contingent Project Application
Costs: |  |  | KRT
(real 2015 dollars)
Design & Procurement |  |  | 2020
Construction |  |  | 2021
Commissioning |  |  | 2021
|  |  |  | 2019 | 2019 | 2019 | 2020 | 2020 | 2020 | 2021 | 2021 | 2021 | 2022 | 2022 | 2022 | 2023 | 2023 | 2023 | 2024 | 2024 | 2024 | 2025 | 2025 | 2025 | 2019 | 2020 | 2021 | 2022 | 2023 | 2024 | 2025 | Total
|  |  |  | Materials | Labour | Contracts | Materials | Labour | Contracts | Materials | Labour | Contracts | Materials | Labour | Contracts | Materials | Labour | Contracts | Materials | Labour | Contracts | Materials | Labour | Contracts | Total | Total | Total | Total | Total | Total | Total | Total Cost
Design & Procurement
|  |  | Design & Procurement | 0 | 0 | 0 | 0 | 989837.2118 | 0 | 0 | 0 | 0 | 0 | 0 | 0 | 0 | 0 | 0 | 0 | 0 | 0 | 0 | 0 | 0 | 0 | 989837.2118 | 0 | 0 | 0 | 0 | 0 | 989837.2118
Feeder works
|  |  | Surge arrestor sites (single phase) | 0 | 0 | 0 | 0 | 0 | 0 | 121708.2303 | 735587.9189 | 0 | 0 | 0 | 0 | 0 | 0 | 0 | 0 | 0 | 0 | 0 | 0 | 0 | 0 | 0 | 857296.1491 | 0 | 0 | 0 | 0 | 857296.1491
|  |  | Surge arrestor sites (three phase) | 0 | 0 | 0 | 0 | 0 | 0 | 293450.7444 | 1221046.7118 | 0 | 0 | 0 | 0 | 0 | 0 | 0 | 0 | 0 | 0 | 0 | 0 | 0 | 0 | 0 | 1514497.4562 | 0 | 0 | 0 | 0 | 1514497.4562
|  |  | ACRs | 0 | 0 | 0 | 0 | 0 | 0 | 73040.2346 | 98194.5732 | 0 | 0 | 0 | 0 | 0 | 0 | 0 | 0 | 0 | 0 | 0 | 0 | 0 | 0 | 0 | 171234.8078 | 0 | 0 | 0 | 0 | 171234.8078
|  |  | ACR/gas switch control box replacement | 0 | 0 | 0 | 0 | 0 | 0 | 25362.0848 | 52452.3793 | 0 | 0 | 0 | 0 | 0 | 0 | 0 | 0 | 0 | 0 | 0 | 0 | 0 | 0 | 0 | 77814.4641 | 0 | 0 | 0 | 0 | 77814.4641
|  |  | Admittance balancing units (single phase) | 0 | 0 | 0 | 0 | 0 | 0 | 173266.2257 | 187270.3252 | 0 | 0 | 0 | 0 | 0 | 0 | 0 | 0 | 0 | 0 | 0 | 0 | 0 | 0 | 0 | 360536.5509 | 0 | 0 | 0 | 0 | 360536.5509
|  |  | Admittance balancing units (three phase) | 0 | 0 | 0 | 0 | 0 | 0 | 480372.5593 | 181945.4779 | 0 | 0 | 0 | 0 | 0 | 0 | 0 | 0 | 0 | 0 | 0 | 0 | 0 | 0 | 0 | 662318.0372 | 0 | 0 | 0 | 0 | 662318.0372
|  |  | Re-phasing | 0 | 0 | 0 | 0 | 0 | 0 | 10039.9045 | 115837.7398 | 0 | 0 | 0 | 0 | 0 | 0 | 0 | 0 | 0 | 0 | 0 | 0 | 0 | 0 | 0 | 125877.6443 | 0 | 0 | 0 | 0 | 125877.6443
|  |  | Fusesavers | 0 | 0 | 0 | 0 | 0 | 0 | 281613.9869 | 130432.6816 | 0 | 0 | 0 | 0 | 0 | 0 | 0 | 0 | 0 | 0 | 0 | 0 | 0 | 0 | 0 | 412046.6685 | 0 | 0 | 0 | 0 | 412046.6685
|  |  | HV Regulators upgrade (control box) | 0 | 0 | 0 | 0 | 0 | 0 | 41875.2681 | 24642.5253 | 0 | 0 | 0 | 0 | 0 | 0 | 0 | 0 | 0 | 0 | 0 | 0 | 0 | 0 | 0 | 66517.7933 | 0 | 0 | 0 | 0 | 66517.7933
|  |  | HV Regulators upgrade (close delta) | 0 | 0 | 0 | 0 | 0 | 0 | 0 | 0 | 0 | 0 | 0 | 0 | 0 | 0 | 0 | 0 | 0 | 0 | 0 | 0 | 0 | 0 | 0 | 0 | 0 | 0 | 0 | 0 | 0
|  |  | Distribution switchgear (installed) | 0 | 0 | 0 | 0 | 0 | 0 | 869526 | 0 | 0 | 0 | 0 | 0 | 0 | 0 | 0 | 0 | 0 | 0 | 0 | 0 | 0 | 0 | 0 | 869526 | 0 | 0 | 0 | 0 | 869526
|  |  | UG cable replacement | 0 | 0 | 0 | 0 | 0 | 0 | 286382.3042 | 0 | 0 | 0 | 0 | 0 | 0 | 0 | 0 | 0 | 0 | 0 | 0 | 0 | 0 | 0 | 0 | 286382.3042 | 0 | 0 | 0 | 0 | 286382.3042
|  |  | Test Sites | 0 | 0 | 0 | 0 | 0 | 0 | 8040.3083 | 17540.0994 | 0 | 0 | 0 | 0 | 0 | 0 | 0 | 0 | 0 | 0 | 0 | 0 | 0 | 0 | 0 | 25580.4077 | 0 | 0 | 0 | 0 | 25580.4077
|  |  | HV Customers (total) | 0 | 0 | 0 | 0 | 0 | 0 | 97386.9794 | 152124.7479 | 37768.8499 | 0 | 0 | 0 | 0 | 0 | 0 | 0 | 0 | 0 | 0 | 0 | 0 | 0 | 0 | 287280.5772 | 0 | 0 | 0 | 0 | 287280.5772
|  |  | HV Customers (generation signalling) | 0 | 0 | 0 | 0 | 0 | 0 | 0 | 0 | 0 | 0 | 0 | 0 | 0 | 0 | 0 | 0 | 0 | 0 | 0 | 0 | 0 | 0 | 0 | 0 | 0 | 0 | 0 | 0 | 0
|  |  | ZSS Feeder Exit Relocation | 0 | 0 | 0 | 0 | 0 | 0 | 0 | 159515.9123 | 0 | 0 | 0 | 0 | 0 | 0 | 0 | 0 | 0 | 0 | 0 | 0 | 0 | 0 | 0 | 159515.9123 | 0 | 0 | 0 | 0 | 159515.9123
|  |  | 3rd phase line extension | 0 | 0 | 0 | 0 | 0 | 0 | 223294.4345 | 275692.3043 | 0 | 0 | 0 | 0 | 0 | 0 | 0 | 0 | 0 | 0 | 0 | 0 | 0 | 0 | 0 | 498986.7387 | 0 | 0 | 0 | 0 | 498986.7387
|  |  | Asset resilience testing | 0 | 0 | 0 | 0 | 0 | 0 | 311966.9231 | 0 | 0 | 0 | 0 | 0 | 0 | 0 | 0 | 0 | 0 | 0 | 0 | 0 | 0 | 0 | 0 | 311966.9231 | 0 | 0 | 0 | 0 | 311966.9231
|  |  | Distribution Comms | 0 | 0 | 0 | 0 | 0 | 0 | 46738.9517 | 37731.081 | 0 | 0 | 0 | 0 | 0 | 0 | 0 | 0 | 0 | 0 | 0 | 0 | 0 | 0 | 0 | 84470.0327 | 0 | 0 | 0 | 0 | 84470.0327
|  |  | Other distribution materials | 0 | 0 | 0 | 0 | 0 | 0 | 205755.3841 | 0 | 0 | 0 | 0 | 0 | 0 | 0 | 0 | 0 | 0 | 0 | 0 | 0 | 0 | 0 | 0 | 205755.3841 | 0 | 0 | 0 | 0 | 205755.3841
Substation
Primary Plant
|  |  | GFN | 0 | 0 | 0 | 0 | 0 | 0 | 1159367 | 1251257.3521 | 0 | 0 | 0 | 0 | 0 | 0 | 0 | 0 | 0 | 0 | 0 | 0 | 0 | 0 | 0 | 2410624.3521 | 0 | 0 | 0 | 0 | 2410624.3521
|  |  | GFN enclosure | 0 | 0 | 0 | 0 | 0 | 0 | 144920.9654 | 0 | 0 | 0 | 0 | 0 | 0 | 0 | 0 | 0 | 0 | 0 | 0 | 0 | 0 | 0 | 0 | 144920.9654 | 0 | 0 | 0 | 0 | 144920.9654
|  |  | Indoor switch room (incl GFN enclosure and switchboard) | 0 | 0 | 0 | 0 | 0 | 0 | 0 | 0 | 0 | 0 | 0 | 0 | 0 | 0 | 0 | 0 | 0 | 0 | 0 | 0 | 0 | 0 | 0 | 0 | 0 | 0 | 0 | 0 | 0
|  |  | RMU | 0 | 0 | 0 | 0 | 0 | 0 | 133618.6371 | 0 | 0 | 0 | 0 | 0 | 0 | 0 | 0 | 0 | 0 | 0 | 0 | 0 | 0 | 0 | 0 | 133618.6371 | 0 | 0 | 0 | 0 | 133618.6371
|  |  | Station service transformer (500kVA) | 0 | 0 | 0 | 0 | 0 | 0 | 65730.0737 | 0 | 0 | 0 | 0 | 0 | 0 | 0 | 0 | 0 | 0 | 0 | 0 | 0 | 0 | 0 | 0 | 65730.0737 | 0 | 0 | 0 | 0 | 65730.0737
|  |  | Station service transformer (750kVA) | 0 | 0 | 0 | 0 | 0 | 0 | 0 | 0 | 0 | 0 | 0 | 0 | 0 | 0 | 0 | 0 | 0 | 0 | 0 | 0 | 0 | 0 | 0 | 0 | 0 | 0 | 0 | 0 | 0
|  |  | Cap bank | 0 | 0 | 0 | 0 | 0 | 0 | 0 | 0 | 0 | 0 | 0 | 0 | 0 | 0 | 0 | 0 | 0 | 0 | 0 | 0 | 0 | 0 | 0 | 0 | 0 | 0 | 0 | 0 | 0
|  |  | AC board (Including change over) | 0 | 0 | 0 | 0 | 0 | 0 | 48307.3032 | 0 | 0 | 0 | 0 | 0 | 0 | 0 | 0 | 0 | 0 | 0 | 0 | 0 | 0 | 0 | 0 | 48307.3032 | 0 | 0 | 0 | 0 | 48307.3032
|  |  | Control room | 0 | 0 | 0 | 0 | 0 | 0 | 0 | 0 | 0 | 0 | 0 | 0 | 0 | 0 | 0 | 0 | 0 | 0 | 0 | 0 | 0 | 0 | 0 | 0 | 0 | 0 | 0 | 0 | 0
|  |  | 22kV circuit breaker (outdoor) | 0 | 0 | 0 | 0 | 0 | 0 | 343073.3478 | 0 | 0 | 0 | 0 | 0 | 0 | 0 | 0 | 0 | 0 | 0 | 0 | 0 | 0 | 0 | 0 | 343073.3478 | 0 | 0 | 0 | 0 | 343073.3478
|  |  | Voltage transformer | 0 | 0 | 0 | 0 | 0 | 0 | 33042.0783 | 0 | 0 | 0 | 0 | 0 | 0 | 0 | 0 | 0 | 0 | 0 | 0 | 0 | 0 | 0 | 0 | 33042.0783 | 0 | 0 | 0 | 0 | 33042.0783
|  |  | Current transformer (post type) | 0 | 0 | 0 | 0 | 0 | 0 | 68692.0957 | 0 | 0 | 0 | 0 | 0 | 0 | 0 | 0 | 0 | 0 | 0 | 0 | 0 | 0 | 0 | 0 | 68692.0957 | 0 | 0 | 0 | 0 | 68692.0957
|  |  | Current transformer (core balance type) | 0 | 0 | 0 | 0 | 0 | 0 | 0 | 0 | 0 | 0 | 0 | 0 | 0 | 0 | 0 | 0 | 0 | 0 | 0 | 0 | 0 | 0 | 0 | 0 | 0 | 0 | 0 | 0 | 0
|  |  | Other primary materials | 0 | 0 | 0 | 0 | 0 | 0 | 617480.3583 | 0 | 0 | 0 | 0 | 0 | 0 | 0 | 0 | 0 | 0 | 0 | 0 | 0 | 0 | 0 | 0 | 617480.3583 | 0 | 0 | 0 | 0 | 617480.3583
|  |  | SCADA / Protection & Control/ Comms | 0 | 0 | 0 | 0 | 0 | 0 | 982586.2308 | 684773.1605 | 0 | 0 | 0 | 0 | 0 | 0 | 0 | 0 | 0 | 0 | 0 | 0 | 0 | 0 | 0 | 1667359.3913 | 0 | 0 | 0 | 0 | 1667359.3913
|  |  | Commissioning | 0 | 0 | 0 | 0 | 0 | 0 | 0 | 525424.2592 | 0 | 0 | 0 | 0 | 0 | 0 | 0 | 0 | 0 | 0 | 0 | 0 | 0 | 0 | 0 | 525424.2592 | 0 | 0 | 0 | 0 | 525424.2592
|  |  | ESV observed compliance | 0 | 0 | 0 | 0 | 0 | 0 | 0 | 53328 | 0 | 0 | 0 | 0 | 0 | 0 | 0 | 0 | 0 | 0 | 0 | 0 | 0 | 0 | 0 | 53328 | 0 | 0 | 0 | 0 | 53328
|  |  | Construction delivery & site control | 0 | 0 | 0 | 0 | 0 | 0 | 0 | 769708.6797 | 0 | 0 | 0 | 0 | 0 | 0 | 0 | 0 | 0 | 0 | 0 | 0 | 0 | 0 | 0 | 769708.6797 | 0 | 0 | 0 | 0 | 769708.6797
Contracts
|  |  | Traffic control | 0 | 0 | 0 | 0 | 0 | 0 | 0 | 0 | 354422.8872 | 0 | 0 | 0 | 0 | 0 | 0 | 0 | 0 | 0 | 0 | 0 | 0 | 0 | 0 | 354422.8872 | 0 | 0 | 0 | 0 | 354422.8872
|  |  | Line survey | 0 | 0 | 0 | 0 | 0 | 0 | 0 | 0 | 160177.6923 | 0 | 0 | 0 | 0 | 0 | 0 | 0 | 0 | 0 | 0 | 0 | 0 | 0 | 0 | 160177.6923 | 0 | 0 | 0 | 0 | 160177.6923
|  |  | Civil works | 0 | 0 | 0 | 0 | 0 | 0 | 0 | 0 | 2932053.4132 | 0 | 0 | 0 | 0 | 0 | 0 | 0 | 0 | 0 | 0 | 0 | 0 | 0 | 0 | 2932053.4132 | 0 | 0 | 0 | 0 | 2932053.4132
|  |  | Civil works | 0 | 0 | 0 | 0 | 0 | 0 | 0 | 0 | 51096.5328 | 0 | 0 | 0 | 0 | 0 | 0 | 0 | 0 | 0 | 0 | 0 | 0 | 0 | 0 | 51096.5328 | 0 | 0 | 0 | 0 | 51096.5328
|  |  | Other | 0 | 0 | 0 | 0 | 0 | 0 | 0 | 0 | 589194.058 | 0 | 0 | 0 | 0 | 0 | 0 | 0 | 0 | 0 | 0 | 0 | 0 | 0 | 0 | 589194.058 | 0 | 0 | 0 | 0 | 589194.058
|  | Total construction |  | 0 | 0 | 0 | 0 | 989837.2118 | 0 | 7146638.6142 | 6674505.9294 | 4124713.4335 | 0 | 0 | 0 | 0 | 0 | 0 | 0 | 0 | 0 | 0 | 0 | 0 | 0 | 989837.2118 | 17945857.9771 | 0 | 0 | 0 | 0 | 18935695.1888

## MBN_cost
Powercor REFCLs Tranche 3 Contingent Project Application
Costs: |  |  | MBN
(real 2015 dollars)
Design & Procurement |  |  | 2020
Construction |  |  | 2021
Commissioning |  |  | 2021
|  |  |  | 2019 | 2019 | 2019 | 2020 | 2020 | 2020 | 2021 | 2021 | 2021 | 2022 | 2022 | 2022 | 2023 | 2023 | 2023 | 2024 | 2024 | 2024 | 2025 | 2025 | 2025 | 2019 | 2020 | 2021 | 2022 | 2023 | 2024 | 2025 | Total
|  |  |  | Materials | Labour | Contracts | Materials | Labour | Contracts | Materials | Labour | Contracts | Materials | Labour | Contracts | Materials | Labour | Contracts | Materials | Labour | Contracts | Materials | Labour | Contracts | Total | Total | Total | Total | Total | Total | Total | Total Cost
Design & Procurement
|  |  | Design & Procurement | 0 | 0 | 0 | 0 | 1145066.2654 | 0 | 0 | 0 | 0 | 0 | 0 | 0 | 0 | 0 | 0 | 0 | 0 | 0 | 0 | 0 | 0 | 0 | 1145066.2654 | 0 | 0 | 0 | 0 | 0 | 1145066.2654
Feeder works
|  |  | Surge arrestor sites (single phase) | 0 | 0 | 0 | 0 | 0 | 0 | 52823.5134 | 332671.068 | 0 | 0 | 0 | 0 | 0 | 0 | 0 | 0 | 0 | 0 | 0 | 0 | 0 | 0 | 0 | 385494.5815 | 0 | 0 | 0 | 0 | 385494.5815
|  |  | Surge arrestor sites (three phase) | 0 | 0 | 0 | 0 | 0 | 0 | 551878.4344 | 2150798.5094 | 0 | 0 | 0 | 0 | 0 | 0 | 0 | 0 | 0 | 0 | 0 | 0 | 0 | 0 | 0 | 2702676.9437 | 0 | 0 | 0 | 0 | 2702676.9437
|  |  | ACRs | 0 | 0 | 0 | 0 | 0 | 0 | 24346.7449 | 37490.9204 | 0 | 0 | 0 | 0 | 0 | 0 | 0 | 0 | 0 | 0 | 0 | 0 | 0 | 0 | 0 | 61837.6652 | 0 | 0 | 0 | 0 | 61837.6652
|  |  | ACR/gas switch control box replacement | 0 | 0 | 0 | 0 | 0 | 0 | 16908.0566 | 36324.4989 | 0 | 0 | 0 | 0 | 0 | 0 | 0 | 0 | 0 | 0 | 0 | 0 | 0 | 0 | 0 | 53232.5555 | 0 | 0 | 0 | 0 | 53232.5555
|  |  | Admittance balancing units (single phase) | 0 | 0 | 0 | 0 | 0 | 0 | 34653.2451 | 40588.4221 | 0 | 0 | 0 | 0 | 0 | 0 | 0 | 0 | 0 | 0 | 0 | 0 | 0 | 0 | 0 | 75241.6672 | 0 | 0 | 0 | 0 | 75241.6672
|  |  | Admittance balancing units (three phase) | 0 | 0 | 0 | 0 | 0 | 0 | 240186.2797 | 98546.5051 | 0 | 0 | 0 | 0 | 0 | 0 | 0 | 0 | 0 | 0 | 0 | 0 | 0 | 0 | 0 | 338732.7847 | 0 | 0 | 0 | 0 | 338732.7847
|  |  | Re-phasing | 0 | 0 | 0 | 0 | 0 | 0 | 2048.9601 | 19766.5519 | 0 | 0 | 0 | 0 | 0 | 0 | 0 | 0 | 0 | 0 | 0 | 0 | 0 | 0 | 0 | 21815.512 | 0 | 0 | 0 | 0 | 21815.512
|  |  | Fusesavers | 0 | 0 | 0 | 0 | 0 | 0 | 202762.0706 | 90826.0488 | 0 | 0 | 0 | 0 | 0 | 0 | 0 | 0 | 0 | 0 | 0 | 0 | 0 | 0 | 0 | 293588.1194 | 0 | 0 | 0 | 0 | 293588.1194
|  |  | HV Regulators upgrade (control box) | 0 | 0 | 0 | 0 | 0 | 0 | 13958.4227 | 8689.0681 | 0 | 0 | 0 | 0 | 0 | 0 | 0 | 0 | 0 | 0 | 0 | 0 | 0 | 0 | 0 | 22647.4908 | 0 | 0 | 0 | 0 | 22647.4908
|  |  | HV Regulators upgrade (close delta) | 0 | 0 | 0 | 0 | 0 | 0 | 145694.2826 | 107299.6126 | 0 | 0 | 0 | 0 | 0 | 0 | 0 | 0 | 0 | 0 | 0 | 0 | 0 | 0 | 0 | 252993.8952 | 0 | 0 | 0 | 0 | 252993.8952
|  |  | Distribution switchgear (installed) | 0 | 0 | 0 | 0 | 0 | 0 | 2898420 | 0 | 0 | 0 | 0 | 0 | 0 | 0 | 0 | 0 | 0 | 0 | 0 | 0 | 0 | 0 | 0 | 2898420 | 0 | 0 | 0 | 0 | 2898420
|  |  | UG cable replacement | 0 | 0 | 0 | 0 | 0 | 0 | 1774380.5671 | 0 | 0 | 0 | 0 | 0 | 0 | 0 | 0 | 0 | 0 | 0 | 0 | 0 | 0 | 0 | 0 | 1774380.5671 | 0 | 0 | 0 | 0 | 1774380.5671
|  |  | Test Sites | 0 | 0 | 0 | 0 | 0 | 0 | 6030.2312 | 14231.9173 | 0 | 0 | 0 | 0 | 0 | 0 | 0 | 0 | 0 | 0 | 0 | 0 | 0 | 0 | 0 | 20262.1486 | 0 | 0 | 0 | 0 | 20262.1486
|  |  | HV Customers (total) | 0 | 0 | 0 | 0 | 0 | 0 | 48693.4897 | 79916.6948 | 18884.4249 | 0 | 0 | 0 | 0 | 0 | 0 | 0 | 0 | 0 | 0 | 0 | 0 | 0 | 0 | 147494.6094 | 0 | 0 | 0 | 0 | 147494.6094
|  |  | HV Customers (generation signalling) | 0 | 0 | 0 | 0 | 0 | 0 | 0 | 0 | 0 | 0 | 0 | 0 | 0 | 0 | 0 | 0 | 0 | 0 | 0 | 0 | 0 | 0 | 0 | 0 | 0 | 0 | 0 | 0 | 0
|  |  | ZSS Feeder Exit Relocation | 0 | 0 | 0 | 0 | 0 | 0 | 0 | 197060.3081 | 0 | 0 | 0 | 0 | 0 | 0 | 0 | 0 | 0 | 0 | 0 | 0 | 0 | 0 | 0 | 197060.3081 | 0 | 0 | 0 | 0 | 197060.3081
|  |  | 3rd phase line extension | 0 | 0 | 0 | 0 | 0 | 0 | 197085.9683 | 280931.9918 | 0 | 0 | 0 | 0 | 0 | 0 | 0 | 0 | 0 | 0 | 0 | 0 | 0 | 0 | 0 | 478017.9601 | 0 | 0 | 0 | 0 | 478017.9601
|  |  | Asset resilience testing | 0 | 0 | 0 | 0 | 0 | 0 | 799647.7549 | 0 | 0 | 0 | 0 | 0 | 0 | 0 | 0 | 0 | 0 | 0 | 0 | 0 | 0 | 0 | 0 | 799647.7549 | 0 | 0 | 0 | 0 | 799647.7549
|  |  | Distribution Comms | 0 | 0 | 0 | 0 | 0 | 0 | 20772.8674 | 37731.081 | 0 | 0 | 0 | 0 | 0 | 0 | 0 | 0 | 0 | 0 | 0 | 0 | 0 | 0 | 0 | 58503.9485 | 0 | 0 | 0 | 0 | 58503.9485
|  |  | Other distribution materials | 0 | 0 | 0 | 0 | 0 | 0 | 191056.7864 | 0 | 0 | 0 | 0 | 0 | 0 | 0 | 0 | 0 | 0 | 0 | 0 | 0 | 0 | 0 | 0 | 191056.7864 | 0 | 0 | 0 | 0 | 191056.7864
Substation
Primary Plant
|  |  | GFN | 0 | 0 | 0 | 0 | 0 | 0 | 1159367 | 1233331.6094 | 0 | 0 | 0 | 0 | 0 | 0 | 0 | 0 | 0 | 0 | 0 | 0 | 0 | 0 | 0 | 2392698.6094 | 0 | 0 | 0 | 0 | 2392698.6094
|  |  | GFN enclosure | 0 | 0 | 0 | 0 | 0 | 0 | 144920.9654 | 0 | 0 | 0 | 0 | 0 | 0 | 0 | 0 | 0 | 0 | 0 | 0 | 0 | 0 | 0 | 0 | 144920.9654 | 0 | 0 | 0 | 0 | 144920.9654
|  |  | Indoor switch room (incl GFN enclosure and switchboard) | 0 | 0 | 0 | 0 | 0 | 0 | 0 | 0 | 0 | 0 | 0 | 0 | 0 | 0 | 0 | 0 | 0 | 0 | 0 | 0 | 0 | 0 | 0 | 0 | 0 | 0 | 0 | 0 | 0
|  |  | RMU | 0 | 0 | 0 | 0 | 0 | 0 | 133618.6371 | 0 | 0 | 0 | 0 | 0 | 0 | 0 | 0 | 0 | 0 | 0 | 0 | 0 | 0 | 0 | 0 | 133618.6371 | 0 | 0 | 0 | 0 | 133618.6371
|  |  | Station service transformer (500kVA) | 0 | 0 | 0 | 0 | 0 | 0 | 131460.1473 | 0 | 0 | 0 | 0 | 0 | 0 | 0 | 0 | 0 | 0 | 0 | 0 | 0 | 0 | 0 | 0 | 131460.1473 | 0 | 0 | 0 | 0 | 131460.1473
|  |  | Station service transformer (750kVA) | 0 | 0 | 0 | 0 | 0 | 0 | 0 | 0 | 0 | 0 | 0 | 0 | 0 | 0 | 0 | 0 | 0 | 0 | 0 | 0 | 0 | 0 | 0 | 0 | 0 | 0 | 0 | 0 | 0
|  |  | Cap bank | 0 | 0 | 0 | 0 | 0 | 0 | 0 | 0 | 0 | 0 | 0 | 0 | 0 | 0 | 0 | 0 | 0 | 0 | 0 | 0 | 0 | 0 | 0 | 0 | 0 | 0 | 0 | 0 | 0
|  |  | AC board (Including change over) | 0 | 0 | 0 | 0 | 0 | 0 | 48307.3032 | 0 | 0 | 0 | 0 | 0 | 0 | 0 | 0 | 0 | 0 | 0 | 0 | 0 | 0 | 0 | 0 | 48307.3032 | 0 | 0 | 0 | 0 | 48307.3032
|  |  | Control room | 0 | 0 | 0 | 0 | 0 | 0 | 0 | 0 | 0 | 0 | 0 | 0 | 0 | 0 | 0 | 0 | 0 | 0 | 0 | 0 | 0 | 0 | 0 | 0 | 0 | 0 | 0 | 0 | 0
|  |  | 22kV circuit breaker (outdoor) | 0 | 0 | 0 | 0 | 0 | 0 | 0 | 0 | 0 | 0 | 0 | 0 | 0 | 0 | 0 | 0 | 0 | 0 | 0 | 0 | 0 | 0 | 0 | 0 | 0 | 0 | 0 | 0 | 0
|  |  | Voltage transformer | 0 | 0 | 0 | 0 | 0 | 0 | 33042.0783 | 0 | 0 | 0 | 0 | 0 | 0 | 0 | 0 | 0 | 0 | 0 | 0 | 0 | 0 | 0 | 0 | 33042.0783 | 0 | 0 | 0 | 0 | 33042.0783
|  |  | Current transformer (post type) | 0 | 0 | 0 | 0 | 0 | 0 | 54953.6766 | 0 | 0 | 0 | 0 | 0 | 0 | 0 | 0 | 0 | 0 | 0 | 0 | 0 | 0 | 0 | 0 | 54953.6766 | 0 | 0 | 0 | 0 | 54953.6766
|  |  | Current transformer (core balance type) | 0 | 0 | 0 | 0 | 0 | 0 | 9347.7903 | 0 | 0 | 0 | 0 | 0 | 0 | 0 | 0 | 0 | 0 | 0 | 0 | 0 | 0 | 0 | 0 | 9347.7903 | 0 | 0 | 0 | 0 | 9347.7903
|  |  | Other primary materials | 0 | 0 | 0 | 0 | 0 | 0 | 408965.6198 | 0 | 0 | 0 | 0 | 0 | 0 | 0 | 0 | 0 | 0 | 0 | 0 | 0 | 0 | 0 | 0 | 408965.6198 | 0 | 0 | 0 | 0 | 408965.6198
|  |  | SCADA / Protection & Control/ Comms | 0 | 0 | 0 | 0 | 0 | 0 | 758382.5859 | 722550.958 | 0 | 0 | 0 | 0 | 0 | 0 | 0 | 0 | 0 | 0 | 0 | 0 | 0 | 0 | 0 | 1480933.5439 | 0 | 0 | 0 | 0 | 1480933.5439
|  |  | Commissioning | 0 | 0 | 0 | 0 | 0 | 0 | 0 | 707101.6049 | 0 | 0 | 0 | 0 | 0 | 0 | 0 | 0 | 0 | 0 | 0 | 0 | 0 | 0 | 0 | 707101.6049 | 0 | 0 | 0 | 0 | 707101.6049
|  |  | ESV observed compliance | 0 | 0 | 0 | 0 | 0 | 0 | 0 | 53328 | 0 | 0 | 0 | 0 | 0 | 0 | 0 | 0 | 0 | 0 | 0 | 0 | 0 | 0 | 0 | 53328 | 0 | 0 | 0 | 0 | 53328
|  |  | Construction delivery & site control | 0 | 0 | 0 | 0 | 0 | 0 | 0 | 774983.1675 | 0 | 0 | 0 | 0 | 0 | 0 | 0 | 0 | 0 | 0 | 0 | 0 | 0 | 0 | 0 | 774983.1675 | 0 | 0 | 0 | 0 | 774983.1675
Contracts
|  |  | Traffic control | 0 | 0 | 0 | 0 | 0 | 0 | 0 | 0 | 352522.642 | 0 | 0 | 0 | 0 | 0 | 0 | 0 | 0 | 0 | 0 | 0 | 0 | 0 | 0 | 352522.642 | 0 | 0 | 0 | 0 | 352522.642
|  |  | Line survey | 0 | 0 | 0 | 0 | 0 | 0 | 0 | 0 | 154663.4402 | 0 | 0 | 0 | 0 | 0 | 0 | 0 | 0 | 0 | 0 | 0 | 0 | 0 | 0 | 154663.4402 | 0 | 0 | 0 | 0 | 154663.4402
|  |  | Civil works | 0 | 0 | 0 | 0 | 0 | 0 | 0 | 0 | 2254120.1677 | 0 | 0 | 0 | 0 | 0 | 0 | 0 | 0 | 0 | 0 | 0 | 0 | 0 | 0 | 2254120.1677 | 0 | 0 | 0 | 0 | 2254120.1677
|  |  | Civil works | 0 | 0 | 0 | 0 | 0 | 0 | 0 | 0 | 46890.0271 | 0 | 0 | 0 | 0 | 0 | 0 | 0 | 0 | 0 | 0 | 0 | 0 | 0 | 0 | 46890.0271 | 0 | 0 | 0 | 0 | 46890.0271
|  |  | Other | 0 | 0 | 0 | 0 | 0 | 0 | 0 | 0 | 582584.5093 | 0 | 0 | 0 | 0 | 0 | 0 | 0 | 0 | 0 | 0 | 0 | 0 | 0 | 0 | 582584.5093 | 0 | 0 | 0 | 0 | 582584.5093
|  | Total construction |  | 0 | 0 | 0 | 0 | 1145066.2654 | 0 | 10103713.479 | 7024168.5379 | 3409665.2113 | 0 | 0 | 0 | 0 | 0 | 0 | 0 | 0 | 0 | 0 | 0 | 0 | 0 | 1145066.2654 | 20537547.2282 | 0 | 0 | 0 | 0 | 21682613.4935

## STL_cost
Powercor REFCLs Tranche 3 Contingent Project Application
Costs: |  |  | STL
(real 2015 dollars)
Design & Procurement |  |  | 2020
Construction |  |  | 2021
Commissioning |  |  | 2021
|  |  |  | 2019 | 2019 | 2019 | 2020 | 2020 | 2020 | 2021 | 2021 | 2021 | 2022 | 2022 | 2022 | 2023 | 2023 | 2023 | 2024 | 2024 | 2024 | 2025 | 2025 | 2025 | 2019 | 2020 | 2021 | 2022 | 2023 | 2024 | 2025 | Total
|  |  |  | Materials | Labour | Contracts | Materials | Labour | Contracts | Materials | Labour | Contracts | Materials | Labour | Contracts | Materials | Labour | Contracts | Materials | Labour | Contracts | Materials | Labour | Contracts | Total | Total | Total | Total | Total | Total | Total | Total Cost
Design & Procurement
|  |  | Design & Procurement | 0 | 0 | 0 | 0 | 2048821.9111 | 0 | 0 | 0 | 0 | 0 | 0 | 0 | 0 | 0 | 0 | 0 | 0 | 0 | 0 | 0 | 0 | 0 | 2048821.9111 | 0 | 0 | 0 | 0 | 0 | 2048821.9111
Feeder works
|  |  | Surge arrestor sites (single phase) | 0 | 0 | 0 | 0 | 0 | 0 | 65672.4762 | 468848.9375 | 0 | 0 | 0 | 0 | 0 | 0 | 0 | 0 | 0 | 0 | 0 | 0 | 0 | 0 | 0 | 534521.4136 | 0 | 0 | 0 | 0 | 534521.4136
|  |  | Surge arrestor sites (three phase) | 0 | 0 | 0 | 0 | 0 | 0 | 132132.4328 | 647564.8802 | 0 | 0 | 0 | 0 | 0 | 0 | 0 | 0 | 0 | 0 | 0 | 0 | 0 | 0 | 0 | 779697.313 | 0 | 0 | 0 | 0 | 779697.313
|  |  | ACRs | 0 | 0 | 0 | 0 | 0 | 0 | 24346.7449 | 38662.5411 | 0 | 0 | 0 | 0 | 0 | 0 | 0 | 0 | 0 | 0 | 0 | 0 | 0 | 0 | 0 | 63009.2859 | 0 | 0 | 0 | 0 | 63009.2859
|  |  | ACR/gas switch control box replacement | 0 | 0 | 0 | 0 | 0 | 0 | 59178.198 | 130981.481 | 0 | 0 | 0 | 0 | 0 | 0 | 0 | 0 | 0 | 0 | 0 | 0 | 0 | 0 | 0 | 190159.6789 | 0 | 0 | 0 | 0 | 190159.6789
|  |  | Admittance balancing units (single phase) | 0 | 0 | 0 | 0 | 0 | 0 | 69306.4903 | 83086.7786 | 0 | 0 | 0 | 0 | 0 | 0 | 0 | 0 | 0 | 0 | 0 | 0 | 0 | 0 | 0 | 152393.2689 | 0 | 0 | 0 | 0 | 152393.2689
|  |  | Admittance balancing units (three phase) | 0 | 0 | 0 | 0 | 0 | 0 | 371196.9777 | 156899.2344 | 0 | 0 | 0 | 0 | 0 | 0 | 0 | 0 | 0 | 0 | 0 | 0 | 0 | 0 | 0 | 528096.2121 | 0 | 0 | 0 | 0 | 528096.2121
|  |  | Re-phasing | 0 | 0 | 0 | 0 | 0 | 0 | 6146.8803 | 81846.3275 | 0 | 0 | 0 | 0 | 0 | 0 | 0 | 0 | 0 | 0 | 0 | 0 | 0 | 0 | 0 | 87993.2078 | 0 | 0 | 0 | 0 | 87993.2078
|  |  | Fusesavers | 0 | 0 | 0 | 0 | 0 | 0 | 439317.8195 | 214825.4674 | 0 | 0 | 0 | 0 | 0 | 0 | 0 | 0 | 0 | 0 | 0 | 0 | 0 | 0 | 0 | 654143.2869 | 0 | 0 | 0 | 0 | 654143.2869
|  |  | HV Regulators upgrade (control box) | 0 | 0 | 0 | 0 | 0 | 0 | 13958.4227 | 8545.2922 | 0 | 0 | 0 | 0 | 0 | 0 | 0 | 0 | 0 | 0 | 0 | 0 | 0 | 0 | 0 | 22503.7149 | 0 | 0 | 0 | 0 | 22503.7149
|  |  | HV Regulators upgrade (close delta) | 0 | 0 | 0 | 0 | 0 | 0 | 291388.5652 | 221389.2257 | 0 | 0 | 0 | 0 | 0 | 0 | 0 | 0 | 0 | 0 | 0 | 0 | 0 | 0 | 0 | 512777.7909 | 0 | 0 | 0 | 0 | 512777.7909
|  |  | Distribution switchgear (installed) | 0 | 0 | 0 | 0 | 0 | 0 | 869526 | 0 | 0 | 0 | 0 | 0 | 0 | 0 | 0 | 0 | 0 | 0 | 0 | 0 | 0 | 0 | 0 | 869526 | 0 | 0 | 0 | 0 | 869526
|  |  | UG cable replacement | 0 | 0 | 0 | 0 | 0 | 0 | 69683.528 | 0 | 0 | 0 | 0 | 0 | 0 | 0 | 0 | 0 | 0 | 0 | 0 | 0 | 0 | 0 | 0 | 69683.528 | 0 | 0 | 0 | 0 | 69683.528
|  |  | Test Sites | 0 | 0 | 0 | 0 | 0 | 0 | 4020.1541 | 9788.9295 | 0 | 0 | 0 | 0 | 0 | 0 | 0 | 0 | 0 | 0 | 0 | 0 | 0 | 0 | 0 | 13809.0837 | 0 | 0 | 0 | 0 | 13809.0837
|  |  | HV Customers (total) | 0 | 0 | 0 | 0 | 0 | 0 | 48693.4897 | 78558.3074 | 18884.4249 | 0 | 0 | 0 | 0 | 0 | 0 | 0 | 0 | 0 | 0 | 0 | 0 | 0 | 0 | 146136.222 | 0 | 0 | 0 | 0 | 146136.222
|  |  | HV Customers (generation signalling) | 0 | 0 | 0 | 0 | 0 | 0 | 0 | 0 | 0 | 0 | 0 | 0 | 0 | 0 | 0 | 0 | 0 | 0 | 0 | 0 | 0 | 0 | 0 | 0 | 0 | 0 | 0 | 0 | 0
|  |  | ZSS Feeder Exit Relocation | 0 | 0 | 0 | 0 | 0 | 0 | 0 | 158533.3965 | 0 | 0 | 0 | 0 | 0 | 0 | 0 | 0 | 0 | 0 | 0 | 0 | 0 | 0 | 0 | 158533.3965 | 0 | 0 | 0 | 0 | 158533.3965
|  |  | 3rd phase line extension | 0 | 0 | 0 | 0 | 0 | 0 | 136756.7945 | 215316.8882 | 0 | 0 | 0 | 0 | 0 | 0 | 0 | 0 | 0 | 0 | 0 | 0 | 0 | 0 | 0 | 352073.6827 | 0 | 0 | 0 | 0 | 352073.6827
|  |  | Asset resilience testing | 0 | 0 | 0 | 0 | 0 | 0 | 290837.0343 | 0 | 0 | 0 | 0 | 0 | 0 | 0 | 0 | 0 | 0 | 0 | 0 | 0 | 0 | 0 | 0 | 290837.0343 | 0 | 0 | 0 | 0 | 290837.0343
|  |  | Distribution Comms | 0 | 0 | 0 | 0 | 0 | 0 | 36352.518 | 37731.081 | 0 | 0 | 0 | 0 | 0 | 0 | 0 | 0 | 0 | 0 | 0 | 0 | 0 | 0 | 0 | 74083.599 | 0 | 0 | 0 | 0 | 74083.599
|  |  | Other distribution materials | 0 | 0 | 0 | 0 | 0 | 0 | 149929.6814 | 0 | 0 | 0 | 0 | 0 | 0 | 0 | 0 | 0 | 0 | 0 | 0 | 0 | 0 | 0 | 0 | 149929.6814 | 0 | 0 | 0 | 0 | 149929.6814
Substation
Primary Plant
|  |  | GFN | 0 | 0 | 0 | 0 | 0 | 0 | 1159367 | 1067696.8161 | 0 | 0 | 0 | 0 | 0 | 0 | 0 | 0 | 0 | 0 | 0 | 0 | 0 | 0 | 0 | 2227063.8161 | 0 | 0 | 0 | 0 | 2227063.8161
|  |  | GFN enclosure | 0 | 0 | 0 | 0 | 0 | 0 | 0 | 0 | 0 | 0 | 0 | 0 | 0 | 0 | 0 | 0 | 0 | 0 | 0 | 0 | 0 | 0 | 0 | 0 | 0 | 0 | 0 | 0 | 0
|  |  | Indoor switch room (incl GFN enclosure and switchboard) | 0 | 0 | 0 | 0 | 0 | 0 | 0 | 0 | 0 | 0 | 0 | 0 | 0 | 0 | 0 | 0 | 0 | 0 | 0 | 0 | 0 | 0 | 0 | 0 | 0 | 0 | 0 | 0 | 0
|  |  | RMU | 0 | 0 | 0 | 0 | 0 | 0 | 66809.3185 | 0 | 0 | 0 | 0 | 0 | 0 | 0 | 0 | 0 | 0 | 0 | 0 | 0 | 0 | 0 | 0 | 66809.3185 | 0 | 0 | 0 | 0 | 66809.3185
|  |  | Station service transformer (500kVA) | 0 | 0 | 0 | 0 | 0 | 0 | 65730.0737 | 0 | 0 | 0 | 0 | 0 | 0 | 0 | 0 | 0 | 0 | 0 | 0 | 0 | 0 | 0 | 0 | 65730.0737 | 0 | 0 | 0 | 0 | 65730.0737
|  |  | Station service transformer (750kVA) | 0 | 0 | 0 | 0 | 0 | 0 | 0 | 0 | 0 | 0 | 0 | 0 | 0 | 0 | 0 | 0 | 0 | 0 | 0 | 0 | 0 | 0 | 0 | 0 | 0 | 0 | 0 | 0 | 0
|  |  | Cap bank | 0 | 0 | 0 | 0 | 0 | 0 | 618353.4986 | 0 | 0 | 0 | 0 | 0 | 0 | 0 | 0 | 0 | 0 | 0 | 0 | 0 | 0 | 0 | 0 | 618353.4986 | 0 | 0 | 0 | 0 | 618353.4986
|  |  | AC board (Including change over) | 0 | 0 | 0 | 0 | 0 | 0 | 48307.3032 | 0 | 0 | 0 | 0 | 0 | 0 | 0 | 0 | 0 | 0 | 0 | 0 | 0 | 0 | 0 | 0 | 48307.3032 | 0 | 0 | 0 | 0 | 48307.3032
|  |  | Control room | 0 | 0 | 0 | 0 | 0 | 0 | 840356.9097 | 0 | 0 | 0 | 0 | 0 | 0 | 0 | 0 | 0 | 0 | 0 | 0 | 0 | 0 | 0 | 0 | 840356.9097 | 0 | 0 | 0 | 0 | 840356.9097
|  |  | 22kV circuit breaker (outdoor) | 0 | 0 | 0 | 0 | 0 | 0 | 0 | 0 | 0 | 0 | 0 | 0 | 0 | 0 | 0 | 0 | 0 | 0 | 0 | 0 | 0 | 0 | 0 | 0 | 0 | 0 | 0 | 0 | 0
|  |  | Voltage transformer | 0 | 0 | 0 | 0 | 0 | 0 | 16521.0392 | 0 | 0 | 0 | 0 | 0 | 0 | 0 | 0 | 0 | 0 | 0 | 0 | 0 | 0 | 0 | 0 | 16521.0392 | 0 | 0 | 0 | 0 | 16521.0392
|  |  | Current transformer (post type) | 0 | 0 | 0 | 0 | 0 | 0 | 54953.6766 | 0 | 0 | 0 | 0 | 0 | 0 | 0 | 0 | 0 | 0 | 0 | 0 | 0 | 0 | 0 | 0 | 54953.6766 | 0 | 0 | 0 | 0 | 54953.6766
|  |  | Current transformer (core balance type) | 0 | 0 | 0 | 0 | 0 | 0 | 0 | 0 | 0 | 0 | 0 | 0 | 0 | 0 | 0 | 0 | 0 | 0 | 0 | 0 | 0 | 0 | 0 | 0 | 0 | 0 | 0 | 0 | 0
|  |  | Other primary materials | 0 | 0 | 0 | 0 | 0 | 0 | 564011.4508 | 0 | 0 | 0 | 0 | 0 | 0 | 0 | 0 | 0 | 0 | 0 | 0 | 0 | 0 | 0 | 0 | 564011.4508 | 0 | 0 | 0 | 0 | 564011.4508
|  |  | SCADA / Protection & Control/ Comms | 0 | 0 | 0 | 0 | 0 | 0 | 1138057.0746 | 1233681.6192 | 0 | 0 | 0 | 0 | 0 | 0 | 0 | 0 | 0 | 0 | 0 | 0 | 0 | 0 | 0 | 2371738.6939 | 0 | 0 | 0 | 0 | 2371738.6939
|  |  | Commissioning | 0 | 0 | 0 | 0 | 0 | 0 | 0 | 1040438.6174 | 0 | 0 | 0 | 0 | 0 | 0 | 0 | 0 | 0 | 0 | 0 | 0 | 0 | 0 | 0 | 1040438.6174 | 0 | 0 | 0 | 0 | 1040438.6174
|  |  | ESV observed compliance | 0 | 0 | 0 | 0 | 0 | 0 | 0 | 35552 | 0 | 0 | 0 | 0 | 0 | 0 | 0 | 0 | 0 | 0 | 0 | 0 | 0 | 0 | 0 | 35552 | 0 | 0 | 0 | 0 | 35552
|  |  | Construction delivery & site control | 0 | 0 | 0 | 0 | 0 | 0 | 0 | 764069.031 | 0 | 0 | 0 | 0 | 0 | 0 | 0 | 0 | 0 | 0 | 0 | 0 | 0 | 0 | 0 | 764069.031 | 0 | 0 | 0 | 0 | 764069.031
Contracts
|  |  | Traffic control | 0 | 0 | 0 | 0 | 0 | 0 | 0 | 0 | 270878.1913 | 0 | 0 | 0 | 0 | 0 | 0 | 0 | 0 | 0 | 0 | 0 | 0 | 0 | 0 | 270878.1913 | 0 | 0 | 0 | 0 | 270878.1913
|  |  | Line survey | 0 | 0 | 0 | 0 | 0 | 0 | 0 | 0 | 85140.9964 | 0 | 0 | 0 | 0 | 0 | 0 | 0 | 0 | 0 | 0 | 0 | 0 | 0 | 0 | 85140.9964 | 0 | 0 | 0 | 0 | 85140.9964
|  |  | Civil works | 0 | 0 | 0 | 0 | 0 | 0 | 0 | 0 | 2721238.6462 | 0 | 0 | 0 | 0 | 0 | 0 | 0 | 0 | 0 | 0 | 0 | 0 | 0 | 0 | 2721238.6462 | 0 | 0 | 0 | 0 | 2721238.6462
|  |  | Civil works | 0 | 0 | 0 | 0 | 0 | 0 | 0 | 0 | 45265.9666 | 0 | 0 | 0 | 0 | 0 | 0 | 0 | 0 | 0 | 0 | 0 | 0 | 0 | 0 | 45265.9666 | 0 | 0 | 0 | 0 | 45265.9666
|  |  | Other | 0 | 0 | 0 | 0 | 0 | 0 | 0 | 0 | 371986.354 | 0 | 0 | 0 | 0 | 0 | 0 | 0 | 0 | 0 | 0 | 0 | 0 | 0 | 0 | 371986.354 | 0 | 0 | 0 | 0 | 371986.354
|  | Total construction |  | 0 | 0 | 0 | 0 | 2048821.9111 | 0 | 7650911.5525 | 6694016.852 | 3513394.5794 | 0 | 0 | 0 | 0 | 0 | 0 | 0 | 0 | 0 | 0 | 0 | 0 | 0 | 2048821.9111 | 17858322.9839 | 0 | 0 | 0 | 0 | 19907144.895

## TRG_cost
Powercor REFCLs Tranche 3 Contingent Project Application
Costs: |  |  | TRG
(real 2015 dollars)
Design & Procurement |  |  | 2019
Construction |  |  | 2020
Commissioning |  |  | 2021
|  |  |  | 2019 | 2019 | 2019 | 2020 | 2020 | 2020 | 2021 | 2021 | 2021 | 2022 | 2022 | 2022 | 2023 | 2023 | 2023 | 2024 | 2024 | 2024 | 2025 | 2025 | 2025 | 2019 | 2020 | 2021 | 2022 | 2023 | 2024 | 2025 | Total
|  |  |  | Materials | Labour | Contracts | Materials | Labour | Contracts | Materials | Labour | Contracts | Materials | Labour | Contracts | Materials | Labour | Contracts | Materials | Labour | Contracts | Materials | Labour | Contracts | Total | Total | Total | Total | Total | Total | Total | Total Cost
Design & Procurement
|  |  | Design & Procurement | 0 | 2734961.5121 | 0 | 0 | 0 | 0 | 0 | 0 | 0 | 0 | 0 | 0 | 0 | 0 | 0 | 0 | 0 | 0 | 0 | 0 | 0 | 2734961.5121 | 0 | 0 | 0 | 0 | 0 | 0 | 2734961.5121
Feeder works
|  |  | Surge arrestor sites (single phase) | 0 | 0 | 0 | 198445.091 | 1101525.6961 | 0 | 0 | 0 | 0 | 0 | 0 | 0 | 0 | 0 | 0 | 0 | 0 | 0 | 0 | 0 | 0 | 0 | 1299970.7871 | 0 | 0 | 0 | 0 | 0 | 1299970.7871
|  |  | Surge arrestor sites (three phase) | 0 | 0 | 0 | 274347.2602 | 1156162.4737 | 0 | 0 | 0 | 0 | 0 | 0 | 0 | 0 | 0 | 0 | 0 | 0 | 0 | 0 | 0 | 0 | 0 | 1430509.7338 | 0 | 0 | 0 | 0 | 0 | 1430509.7338
|  |  | ACRs | 0 | 0 | 0 | 121733.7243 | 169162.2329 | 0 | 0 | 0 | 0 | 0 | 0 | 0 | 0 | 0 | 0 | 0 | 0 | 0 | 0 | 0 | 0 | 0 | 290895.9572 | 0 | 0 | 0 | 0 | 0 | 290895.9572
|  |  | ACR/gas switch control box replacement | 0 | 0 | 0 | 42270.1414 | 84859.8707 | 0 | 0 | 0 | 0 | 0 | 0 | 0 | 0 | 0 | 0 | 0 | 0 | 0 | 0 | 0 | 0 | 0 | 127130.0121 | 0 | 0 | 0 | 0 | 0 | 127130.0121
|  |  | Admittance balancing units (single phase) | 0 | 0 | 0 | 277225.9611 | 283639.0437 | 0 | 0 | 0 | 0 | 0 | 0 | 0 | 0 | 0 | 0 | 0 | 0 | 0 | 0 | 0 | 0 | 0 | 560865.0048 | 0 | 0 | 0 | 0 | 0 | 560865.0048
|  |  | Admittance balancing units (three phase) | 0 | 0 | 0 | 545877.9083 | 195039.9567 | 0 | 0 | 0 | 0 | 0 | 0 | 0 | 0 | 0 | 0 | 0 | 0 | 0 | 0 | 0 | 0 | 0 | 740917.865 | 0 | 0 | 0 | 0 | 0 | 740917.865
|  |  | Re-phasing | 0 | 0 | 0 | 14342.7207 | 150983.6504 | 0 | 0 | 0 | 0 | 0 | 0 | 0 | 0 | 0 | 0 | 0 | 0 | 0 | 0 | 0 | 0 | 0 | 165326.3711 | 0 | 0 | 0 | 0 | 0 | 165326.3711
|  |  | Fusesavers | 0 | 0 | 0 | 439317.8195 | 183814.9759 | 0 | 0 | 0 | 0 | 0 | 0 | 0 | 0 | 0 | 0 | 0 | 0 | 0 | 0 | 0 | 0 | 0 | 623132.7954 | 0 | 0 | 0 | 0 | 0 | 623132.7954
|  |  | HV Regulators upgrade (control box) | 0 | 0 | 0 | 41875.2681 | 24231.3883 | 0 | 0 | 0 | 0 | 0 | 0 | 0 | 0 | 0 | 0 | 0 | 0 | 0 | 0 | 0 | 0 | 0 | 66106.6564 | 0 | 0 | 0 | 0 | 0 | 66106.6564
|  |  | HV Regulators upgrade (close delta) | 0 | 0 | 0 | 0 | 0 | 0 | 0 | 0 | 0 | 0 | 0 | 0 | 0 | 0 | 0 | 0 | 0 | 0 | 0 | 0 | 0 | 0 | 0 | 0 | 0 | 0 | 0 | 0 | 0
|  |  | Distribution switchgear (installed) | 0 | 0 | 0 | 772912 | 0 | 0 | 0 | 0 | 0 | 0 | 0 | 0 | 0 | 0 | 0 | 0 | 0 | 0 | 0 | 0 | 0 | 0 | 772912 | 0 | 0 | 0 | 0 | 0 | 772912
|  |  | UG cable replacement | 0 | 0 | 0 | 123220.8727 | 0 | 0 | 0 | 0 | 0 | 0 | 0 | 0 | 0 | 0 | 0 | 0 | 0 | 0 | 0 | 0 | 0 | 0 | 123220.8727 | 0 | 0 | 0 | 0 | 0 | 123220.8727
|  |  | Test Sites | 0 | 0 | 0 | 5025.1927 | 10341.3459 | 0 | 0 | 0 | 0 | 0 | 0 | 0 | 0 | 0 | 0 | 0 | 0 | 0 | 0 | 0 | 0 | 0 | 15366.5386 | 0 | 0 | 0 | 0 | 0 | 15366.5386
|  |  | HV Customers (total) | 0 | 0 | 0 | 97386.9794 | 149855.1633 | 37768.8499 | 0 | 0 | 0 | 0 | 0 | 0 | 0 | 0 | 0 | 0 | 0 | 0 | 0 | 0 | 0 | 0 | 285010.9925 | 0 | 0 | 0 | 0 | 0 | 285010.9925
|  |  | HV Customers (generation signalling) | 0 | 0 | 0 | 61452.7514 | 40438.8308 | 0 | 0 | 0 | 0 | 0 | 0 | 0 | 0 | 0 | 0 | 0 | 0 | 0 | 0 | 0 | 0 | 0 | 101891.5823 | 0 | 0 | 0 | 0 | 0 | 101891.5823
|  |  | ZSS Feeder Exit Relocation | 0 | 0 | 0 | 0 | 170492.1124 | 0 | 0 | 0 | 0 | 0 | 0 | 0 | 0 | 0 | 0 | 0 | 0 | 0 | 0 | 0 | 0 | 0 | 170492.1124 | 0 | 0 | 0 | 0 | 0 | 170492.1124
|  |  | 3rd phase line extension | 0 | 0 | 0 | 283052.3234 | 529924.8994 | 0 | 0 | 0 | 0 | 0 | 0 | 0 | 0 | 0 | 0 | 0 | 0 | 0 | 0 | 0 | 0 | 0 | 812977.2228 | 0 | 0 | 0 | 0 | 0 | 812977.2228
|  |  | Asset resilience testing | 0 | 0 | 0 | 343993.7274 | 0 | 0 | 0 | 0 | 0 | 0 | 0 | 0 | 0 | 0 | 0 | 0 | 0 | 0 | 0 | 0 | 0 | 0 | 343993.7274 | 0 | 0 | 0 | 0 | 0 | 343993.7274
|  |  | Distribution Comms | 0 | 0 | 0 | 62318.6023 | 37731.081 | 0 | 0 | 0 | 0 | 0 | 0 | 0 | 0 | 0 | 0 | 0 | 0 | 0 | 0 | 0 | 0 | 0 | 100049.6833 | 0 | 0 | 0 | 0 | 0 | 100049.6833
|  |  | Other distribution materials | 0 | 0 | 0 | 176325.6885 | 0 | 0 | 0 | 0 | 0 | 0 | 0 | 0 | 0 | 0 | 0 | 0 | 0 | 0 | 0 | 0 | 0 | 0 | 176325.6885 | 0 | 0 | 0 | 0 | 0 | 176325.6885
Substation
Primary Plant
|  |  | GFN | 0 | 0 | 0 | 1159367 | 1698036.3814 | 0 | 0 | 0 | 0 | 0 | 0 | 0 | 0 | 0 | 0 | 0 | 0 | 0 | 0 | 0 | 0 | 0 | 2857403.3814 | 0 | 0 | 0 | 0 | 0 | 2857403.3814
|  |  | GFN enclosure | 0 | 0 | 0 | 0 | 0 | 0 | 0 | 0 | 0 | 0 | 0 | 0 | 0 | 0 | 0 | 0 | 0 | 0 | 0 | 0 | 0 | 0 | 0 | 0 | 0 | 0 | 0 | 0 | 0
|  |  | Indoor switch room (incl GFN enclosure and switchboard) | 0 | 0 | 0 | 1150981.1502 | 0 | 0 | 0 | 0 | 0 | 0 | 0 | 0 | 0 | 0 | 0 | 0 | 0 | 0 | 0 | 0 | 0 | 0 | 1150981.1502 | 0 | 0 | 0 | 0 | 0 | 1150981.1502
|  |  | RMU | 0 | 0 | 0 | 66809.3185 | 0 | 0 | 0 | 0 | 0 | 0 | 0 | 0 | 0 | 0 | 0 | 0 | 0 | 0 | 0 | 0 | 0 | 0 | 66809.3185 | 0 | 0 | 0 | 0 | 0 | 66809.3185
|  |  | Station service transformer (500kVA) | 0 | 0 | 0 | 131460.1473 | 0 | 0 | 0 | 0 | 0 | 0 | 0 | 0 | 0 | 0 | 0 | 0 | 0 | 0 | 0 | 0 | 0 | 0 | 131460.1473 | 0 | 0 | 0 | 0 | 0 | 131460.1473
|  |  | Station service transformer (750kVA) | 0 | 0 | 0 | 0 | 0 | 0 | 0 | 0 | 0 | 0 | 0 | 0 | 0 | 0 | 0 | 0 | 0 | 0 | 0 | 0 | 0 | 0 | 0 | 0 | 0 | 0 | 0 | 0 | 0
|  |  | Cap bank | 0 | 0 | 0 | 309176.7493 | 0 | 0 | 0 | 0 | 0 | 0 | 0 | 0 | 0 | 0 | 0 | 0 | 0 | 0 | 0 | 0 | 0 | 0 | 309176.7493 | 0 | 0 | 0 | 0 | 0 | 309176.7493
|  |  | AC board (Including change over) | 0 | 0 | 0 | 48307.3032 | 0 | 0 | 0 | 0 | 0 | 0 | 0 | 0 | 0 | 0 | 0 | 0 | 0 | 0 | 0 | 0 | 0 | 0 | 48307.3032 | 0 | 0 | 0 | 0 | 0 | 48307.3032
|  |  | Control room | 0 | 0 | 0 | 840356.9097 | 0 | 0 | 0 | 0 | 0 | 0 | 0 | 0 | 0 | 0 | 0 | 0 | 0 | 0 | 0 | 0 | 0 | 0 | 840356.9097 | 0 | 0 | 0 | 0 | 0 | 840356.9097
|  |  | 22kV circuit breaker (outdoor) | 0 | 0 | 0 | 0 | 0 | 0 | 0 | 0 | 0 | 0 | 0 | 0 | 0 | 0 | 0 | 0 | 0 | 0 | 0 | 0 | 0 | 0 | 0 | 0 | 0 | 0 | 0 | 0 | 0
|  |  | Voltage transformer | 0 | 0 | 0 | 0 | 0 | 0 | 0 | 0 | 0 | 0 | 0 | 0 | 0 | 0 | 0 | 0 | 0 | 0 | 0 | 0 | 0 | 0 | 0 | 0 | 0 | 0 | 0 | 0 | 0
|  |  | Current transformer (post type) | 0 | 0 | 0 | 0 | 0 | 0 | 0 | 0 | 0 | 0 | 0 | 0 | 0 | 0 | 0 | 0 | 0 | 0 | 0 | 0 | 0 | 0 | 0 | 0 | 0 | 0 | 0 | 0 | 0
|  |  | Current transformer (core balance type) | 0 | 0 | 0 | 28043.371 | 0 | 0 | 0 | 0 | 0 | 0 | 0 | 0 | 0 | 0 | 0 | 0 | 0 | 0 | 0 | 0 | 0 | 0 | 28043.371 | 0 | 0 | 0 | 0 | 0 | 28043.371
|  |  | Other primary materials | 0 | 0 | 0 | 372045.4521 | 0 | 0 | 0 | 0 | 0 | 0 | 0 | 0 | 0 | 0 | 0 | 0 | 0 | 0 | 0 | 0 | 0 | 0 | 372045.4521 | 0 | 0 | 0 | 0 | 0 | 372045.4521
|  |  | SCADA / Protection & Control/ Comms | 0 | 0 | 0 | 912389.0653 | 1781583.901 | 0 | 0 | 0 | 0 | 0 | 0 | 0 | 0 | 0 | 0 | 0 | 0 | 0 | 0 | 0 | 0 | 0 | 2693972.9663 | 0 | 0 | 0 | 0 | 0 | 2693972.9663
|  |  | Commissioning | 0 | 0 | 0 | 0 | 0 | 0 | 0 | 583008.0917 | 0 | 0 | 0 | 0 | 0 | 0 | 0 | 0 | 0 | 0 | 0 | 0 | 0 | 0 | 0 | 583008.0917 | 0 | 0 | 0 | 0 | 583008.0917
|  |  | ESV observed compliance | 0 | 0 | 0 | 0 | 0 | 0 | 0 | 44440 | 0 | 0 | 0 | 0 | 0 | 0 | 0 | 0 | 0 | 0 | 0 | 0 | 0 | 0 | 0 | 44440 | 0 | 0 | 0 | 0 | 44440
|  |  | Construction delivery & site control | 0 | 0 | 0 | 0 | 1199401.8222 | 0 | 0 | 0 | 0 | 0 | 0 | 0 | 0 | 0 | 0 | 0 | 0 | 0 | 0 | 0 | 0 | 0 | 1199401.8222 | 0 | 0 | 0 | 0 | 0 | 1199401.8222
Contracts
|  |  | Traffic control | 0 | 0 | 0 | 0 | 0 | 440351.7418 | 0 | 0 | 0 | 0 | 0 | 0 | 0 | 0 | 0 | 0 | 0 | 0 | 0 | 0 | 0 | 0 | 440351.7418 | 0 | 0 | 0 | 0 | 0 | 440351.7418
|  |  | Line survey | 0 | 0 | 0 | 0 | 0 | 235058.9695 | 0 | 0 | 0 | 0 | 0 | 0 | 0 | 0 | 0 | 0 | 0 | 0 | 0 | 0 | 0 | 0 | 235058.9695 | 0 | 0 | 0 | 0 | 0 | 235058.9695
|  |  | Civil works | 0 | 0 | 0 | 0 | 0 | 4460699.4566 | 0 | 0 | 0 | 0 | 0 | 0 | 0 | 0 | 0 | 0 | 0 | 0 | 0 | 0 | 0 | 0 | 4460699.4566 | 0 | 0 | 0 | 0 | 0 | 4460699.4566
|  |  | Civil works | 0 | 0 | 0 | 0 | 0 | 250228.0726 | 0 | 0 | 0 | 0 | 0 | 0 | 0 | 0 | 0 | 0 | 0 | 0 | 0 | 0 | 0 | 0 | 250228.0726 | 0 | 0 | 0 | 0 | 0 | 250228.0726
|  |  | Other | 0 | 0 | 0 | 0 | 0 | 595331.4961 | 0 | 0 | 0 | 0 | 0 | 0 | 0 | 0 | 0 | 0 | 0 | 0 | 0 | 0 | 0 | 0 | 595331.4961 | 0 | 0 | 0 | 0 | 0 | 595331.4961
|  | Total construction |  | 0 | 2734961.5121 | 0 | 8900060.4991 | 8967224.8258 | 6019438.5865 | 0 | 627448.0917 | 0 | 0 | 0 | 0 | 0 | 0 | 0 | 0 | 0 | 0 | 0 | 0 | 0 | 2734961.5121 | 23886723.9114 | 627448.0917 | 0 | 0 | 0 | 0 | 27249133.5153

## Tot_cost
Powercor REFCLs Tranche 3 Contingent Project Application
Costs: |  |  | TOTAL
(real 2015 dollars)
[26 empty] | 0.5 | 0.5 | 0.5 | 0.5 | 0.5 | 0.5 | 0.5 | 0.5 | 0.5 | 0.5 | 0.5 | 0.5 | 0.5 | 0.5
|  |  |  | Capex Flag | 2019 | 2019 | 2019 | 2020 | 2020 | 2020 | 2021 | 2021 | 2021 | 2022 | 2022 | 2022 | 2023 | 2023 | 2023 | 2024 | 2024 | 2024 | 2025 | 2025 | 2025 | 2019 | 2019 | 2020 | 2020 | 2021 | 2021 | 2022 | 2022 | 2023 | 2023 | 2024 | 2024 | 2025 | 2025 | Total
[5 empty] | Materials | Labour | Contracts | Materials | Labour | Contracts | Materials | Labour | Contracts | Materials | Labour | Contracts | Materials | Labour | Contracts | Materials | Labour | Contracts | Materials | Labour | Contracts | H1 | H2 | H1 | H2 | H1 | H2 | H1 | H2 | H1 | H2 | H1 | H2 | H1 | H2
[26 empty] | 19 | 20 | 20 | 21 | 21 | 22 | 22 | 23 | 23 | 24 | 24 | 25 | 25 | 26
Design & Procurement
| Design & Procurement |  | Design & Procurement | TRUE | 0 | 5836773.6337 | 0 | 0 | 6342417.2139 | 0 | 0 | 0 | 0 | 0 | 0 | 0 | 0 | 0 | 0 | 0 | 0 | 0 | 0 | 0 | 0 | 2918386.8169 | 2918386.8169 | 3171208.6069 | 3171208.6069 | 0 | 0 | 0 | 0 | 0 | 0 | 0 | 0 | 0 | 0 | 12179190.8476
Feeder works
| Feeder works |  | Surge arrestor sites (single phase) | TRUE | 144907.7463 | 827412.6237 | 0 | 330146.959 | 1883734.2761 | 0 | 240204.2199 | 1537107.9244 | 0 | 32836.2381 | 192668.7883 | 0 | 0 | 0 | 0 | 0 | 0 | 0 | 0 | 0 | 0 | 486160.185 | 486160.185 | 1106940.6175 | 1106940.6175 | 888656.0721 | 888656.0721 | 112752.5132 | 112752.5132 | 0 | 0 | 0 | 0 | 0 | 0 | 5189018.7757
| Feeder works |  | Surge arrestor sites (three phase) | TRUE | 184136.3622 | 570601.2965 | 0 | 414970.1305 | 1746278.1452 | 0 | 977461.6116 | 4019410.1013 | 0 | 471749.9309 | 1730779.5311 | 0 | 0 | 0 | 0 | 0 | 0 | 0 | 0 | 0 | 0 | 377368.8294 | 377368.8294 | 1080624.1378 | 1080624.1378 | 2498435.8565 | 2498435.8565 | 1101264.731 | 1101264.731 | 0 | 0 | 0 | 0 | 0 | 0 | 10115387.1094
| Feeder works |  | ACRs | TRUE | 24346.7449 | 36341.8321 | 0 | 267814.1934 | 378397.7884 | 0 | 121733.7243 | 174348.0347 | 0 | 73040.2346 | 87064.6961 | 0 | 0 | 0 | 0 | 0 | 0 | 0 | 0 | 0 | 0 | 30344.2885 | 30344.2885 | 323105.9909 | 323105.9909 | 148040.8795 | 148040.8795 | 80052.4653 | 80052.4653 | 0 | 0 | 0 | 0 | 0 | 0 | 1163087.2482
| Feeder works |  | ACR/gas switch control box replacement | TRUE | 0 | 0 | 0 | 50724.1697 | 102077.062 | 0 | 101448.3394 | 219758.3591 | 0 | 33816.1131 | 57411.3992 | 0 | 0 | 0 | 0 | 0 | 0 | 0 | 0 | 0 | 0 | 0 | 0 | 76400.6158 | 76400.6158 | 160603.3493 | 160603.3493 | 45613.7562 | 45613.7562 | 0 | 0 | 0 | 0 | 0 | 0 | 565235.4425
| Feeder works |  | Admittance balancing units (single phase) | TRUE | 329205.8288 | 365581.5206 | 0 | 589105.1674 | 616491.4891 | 0 | 277225.9611 | 310945.5259 | 0 | 34653.2451 | 30590.658 | 0 | 0 | 0 | 0 | 0 | 0 | 0 | 0 | 0 | 0 | 347393.6747 | 347393.6747 | 602798.3282 | 602798.3282 | 294085.7435 | 294085.7435 | 32621.9516 | 32621.9516 | 0 | 0 | 0 | 0 | 0 | 0 | 2553799.3961
| Feeder works |  | Admittance balancing units (three phase) | TRUE | 371196.9777 | 144675.9443 | 0 | 1135426.0493 | 415614.4044 | 0 | 1091755.8167 | 437391.2174 | 0 | 436702.3267 | 135015.3126 | 0 | 0 | 0 | 0 | 0 | 0 | 0 | 0 | 0 | 0 | 257936.461 | 257936.461 | 775520.2269 | 775520.2269 | 764573.517 | 764573.517 | 285858.8196 | 285858.8196 | 0 | 0 | 0 | 0 | 0 | 0 | 4167778.049
| Feeder works |  | Re-phasing | TRUE | 9015.4245 | 89761.7331 | 0 | 24587.5213 | 269139.1381 | 0 | 18235.7449 | 217450.6192 | 0 | 4097.9202 | 38704.261 | 0 | 0 | 0 | 0 | 0 | 0 | 0 | 0 | 0 | 0 | 49388.5788 | 49388.5788 | 146863.3297 | 146863.3297 | 117843.1821 | 117843.1821 | 21401.0906 | 21401.0906 | 0 | 0 | 0 | 0 | 0 | 0 | 670992.3623
| Feeder works |  | Fusesavers | TRUE | 394259.5816 | 174383.4787 | 0 | 811048.2822 | 343889.412 | 0 | 923693.877 | 436084.1978 | 0 | 202762.0706 | 78105.881 | 0 | 0 | 0 | 0 | 0 | 0 | 0 | 0 | 0 | 0 | 284321.5302 | 284321.5302 | 577468.8471 | 577468.8471 | 679889.0374 | 679889.0374 | 140433.9758 | 140433.9758 | 0 | 0 | 0 | 0 | 0 | 0 | 3364226.7809
| Feeder works |  | HV Regulators upgrade (control box) | TRUE | 13958.4227 | 8349.9538 | 0 | 55833.6908 | 32308.5177 | 0 | 69792.1135 | 41876.8856 | 0 | 0 | 0 | 0 | 0 | 0 | 0 | 0 | 0 | 0 | 0 | 0 | 0 | 11154.1882 | 11154.1882 | 44071.1042 | 44071.1042 | 55834.4995 | 55834.4995 | 0 | 0 | 0 | 0 | 0 | 0 | 0 | 0 | 222119.584
| Feeder works |  | HV Regulators upgrade (close delta) | TRUE | 291388.5652 | 204833.13 | 0 | 145694.2826 | 98292.1901 | 0 | 437082.8478 | 328688.8383 | 0 | 145694.2826 | 81660.6863 | 0 | 0 | 0 | 0 | 0 | 0 | 0 | 0 | 0 | 0 | 248110.8476 | 248110.8476 | 121993.2364 | 121993.2364 | 382885.8431 | 382885.8431 | 113677.4845 | 113677.4845 | 0 | 0 | 0 | 0 | 0 | 0 | 1733334.823
| Feeder works |  | Distribution switchgear (installed) | TRUE | 772912 | 0 | 0 | 1932280 | 0 | 0 | 4637472 | 0 | 0 | 1932280 | 0 | 0 | 0 | 0 | 0 | 0 | 0 | 0 | 0 | 0 | 0 | 386456 | 386456 | 966140 | 966140 | 2318736 | 2318736 | 966140 | 966140 | 0 | 0 | 0 | 0 | 0 | 0 | 9274944
| Feeder works |  | UG cable replacement | TRUE | 615254.5645 | 0 | 0 | 421500.3646 | 0 | 0 | 2130446.3993 | 0 | 0 | 501806.3816 | 0 | 0 | 0 | 0 | 0 | 0 | 0 | 0 | 0 | 0 | 0 | 307627.2822 | 307627.2822 | 210750.1823 | 210750.1823 | 1065223.1996 | 1065223.1996 | 250903.1908 | 250903.1908 | 0 | 0 | 0 | 0 | 0 | 0 | 3669007.71
| Feeder works |  | Test Sites | TRUE | 5025.1927 | 11282.8994 | 0 | 11055.4239 | 23336.0431 | 0 | 18090.6937 | 41560.9463 | 0 | 10050.3854 | 17902.852 | 0 | 0 | 0 | 0 | 0 | 0 | 0 | 0 | 0 | 0 | 8154.0461 | 8154.0461 | 17195.7335 | 17195.7335 | 29825.82 | 29825.82 | 13976.6187 | 13976.6187 | 0 | 0 | 0 | 0 | 0 | 0 | 138304.4365
| Feeder works |  | HV Customers (total) | TRUE | 24346.7449 | 38488.2183 | 9442.2125 | 121733.7243 | 187318.9541 | 47211.0623 | 194773.9588 | 310599.7501 | 75537.6997 | 243467.4485 | 326877.5483 | 94422.1247 | 0 | 0 | 0 | 0 | 0 | 0 | 0 | 0 | 0 | 36138.5878 | 36138.5878 | 178131.8703 | 178131.8703 | 290455.7043 | 290455.7043 | 332383.5607 | 332383.5607 | 0 | 0 | 0 | 0 | 0 | 0 | 1674219.4464
| Feeder works |  | HV Customers (generation signalling) | TRUE | 61452.7514 | 40894.1094 | 0 | 61452.7514 | 40438.8308 | 0 | 0 | 0 | 0 | 0 | 0 | 0 | 0 | 0 | 0 | 0 | 0 | 0 | 0 | 0 | 0 | 51173.4304 | 51173.4304 | 50945.7911 | 50945.7911 | 0 | 0 | 0 | 0 | 0 | 0 | 0 | 0 | 0 | 0 | 204238.443
Feeder works
| Feeder works |  | ZSS Feeder Exit Relocation | TRUE | 0 | 0 | 0 | 0 | 321320.9303 | 0 | 0 | 515109.6169 | 0 | 0 | 127759.7522 | 0 | 0 | 0 | 0 | 0 | 0 | 0 | 0 | 0 | 0 | 0 | 0 | 160660.4652 | 160660.4652 | 257554.8085 | 257554.8085 | 63879.8761 | 63879.8761 | 0 | 0 | 0 | 0 | 0 | 0 | 964190.2995
| Feeder works |  | 3rd phase line extension | TRUE | 292821.4899 | 200568.2097 | 0 | 601104.6469 | 1013233.4223 | 0 | 557137.1973 | 771941.1842 | 0 | 241924.2886 | 296991.8195 | 0 | 0 | 0 | 0 | 0 | 0 | 0 | 0 | 0 | 0 | 246694.8498 | 246694.8498 | 807169.0346 | 807169.0346 | 664539.1907 | 664539.1907 | 269458.0541 | 269458.0541 | 0 | 0 | 0 | 0 | 0 | 0 | 3975722.2584
| Feeder works |  | Asset resilience testing | TRUE | 272397.8462 | 0 | 0 | 683154.4449 | 0 | 0 | 1402451.7123 | 0 | 0 | 678617.4754 | 0 | 0 | 0 | 0 | 0 | 0 | 0 | 0 | 0 | 0 | 0 | 136198.9231 | 136198.9231 | 341577.2224 | 341577.2224 | 701225.8561 | 701225.8561 | 339308.7377 | 339308.7377 | 0 | 0 | 0 | 0 | 0 | 0 | 3036621.4788
| Feeder works |  | Distribution Comms | TRUE | 51932.1686 | 37731.081 | 0 | 124637.2046 | 75462.162 | 0 | 103864.3372 | 113193.2431 | 0 | 36352 | 37731.081 | 0 | 0 | 0 | 0 | 0 | 0 | 0 | 0 | 0 | 0 | 44831.6248 | 44831.6248 | 100049.6833 | 100049.6833 | 108528.7901 | 108528.7901 | 37041.5405 | 37041.5405 | 0 | 0 | 0 | 0 | 0 | 0 | 580903.2775
| Feeder works |  | Other distribution materials | TRUE | 134562.2073 | 0 | 0 | 364959.15 | 0 | 0 | 546741.8519 | 0 | 0 | 359167.9011 | 0 | 0 | 0 | 0 | 0 | 0 | 0 | 0 | 0 | 0 | 0 | 67281.1036 | 67281.1036 | 182479.575 | 182479.575 | 273370.9259 | 273370.9259 | 179583.9506 | 179583.9506 | 0 | 0 | 0 | 0 | 0 | 0 | 1405431.1103
Substation
| Substation | Primary Plant
| Substation |  | GFN | TRUE | 1159367 | 971928.5456 | 0 | 3478101 | 3210743.7655 | 0 | 3478101 | 3552285.7776 | 0 | 1159367 | 961854.7831 | 0 | 0 | 0 | 0 | 0 | 0 | 0 | 0 | 0 | 0 | 1065647.7728 | 1065647.7728 | 3344422.3827 | 3344422.3827 | 3515193.3888 | 3515193.3888 | 1060610.8915 | 1060610.8915 | 0 | 0 | 0 | 0 | 0 | 0 | 17971748.8717
| Substation |  | GFN enclosure | TRUE | 144920.9654 | 0 | 0 | 0 | 0 | 0 | 289841.9308 | 0 | 0 | 144920.9654 | 0 | 0 | 0 | 0 | 0 | 0 | 0 | 0 | 0 | 0 | 0 | 72460.4827 | 72460.4827 | 0 | 0 | 144920.9654 | 144920.9654 | 72460.4827 | 72460.4827 | 0 | 0 | 0 | 0 | 0 | 0 | 579683.8616
| Substation |  | Indoor switch room (incl GFN enclosure and switchboard) | TRUE | 0 | 0 | 0 | 2301962.3003 | 0 | 0 | 0 | 0 | 0 | 0 | 0 | 0 | 0 | 0 | 0 | 0 | 0 | 0 | 0 | 0 | 0 | 0 | 0 | 1150981.1502 | 1150981.1502 | 0 | 0 | 0 | 0 | 0 | 0 | 0 | 0 | 0 | 0 | 2301962.3003
| Substation |  | RMU | TRUE | 66809.3185 | 0 | 0 | 267237.2742 | 0 | 0 | 334046.5927 | 0 | 0 | 133618.6371 | 0 | 0 | 0 | 0 | 0 | 0 | 0 | 0 | 0 | 0 | 0 | 33404.6593 | 33404.6593 | 133618.6371 | 133618.6371 | 167023.2964 | 167023.2964 | 66809.3185 | 66809.3185 | 0 | 0 | 0 | 0 | 0 | 0 | 801711.8225
| Substation |  | Station service transformer (500kVA) | TRUE | 65730.0737 | 0 | 0 | 262920.2946 | 0 | 0 | 262920.2946 | 0 | 0 | 131460.1473 | 0 | 0 | 0 | 0 | 0 | 0 | 0 | 0 | 0 | 0 | 0 | 32865.0368 | 32865.0368 | 131460.1473 | 131460.1473 | 131460.1473 | 131460.1473 | 65730.0737 | 65730.0737 | 0 | 0 | 0 | 0 | 0 | 0 | 723030.8102
| Substation |  | Station service transformer (750kVA) | TRUE | 0 | 0 | 0 | 0 | 0 | 0 | 0 | 0 | 0 | 0 | 0 | 0 | 0 | 0 | 0 | 0 | 0 | 0 | 0 | 0 | 0 | 0 | 0 | 0 | 0 | 0 | 0 | 0 | 0 | 0 | 0 | 0 | 0 | 0 | 0 | 0
| Substation |  | Cap bank | TRUE | 0 | 0 | 0 | 927530.2479 | 0 | 0 | 618353.4986 | 0 | 0 | 618353.4986 | 0 | 0 | 0 | 0 | 0 | 0 | 0 | 0 | 0 | 0 | 0 | 0 | 0 | 463765.1239 | 463765.1239 | 309176.7493 | 309176.7493 | 309176.7493 | 309176.7493 | 0 | 0 | 0 | 0 | 0 | 0 | 2164237.245
| Substation |  | AC board (Including change over) | TRUE | 48307.3032 | 0 | 0 | 96614.6064 | 0 | 0 | 144921.9096 | 0 | 0 | 48307.3032 | 0 | 0 | 0 | 0 | 0 | 0 | 0 | 0 | 0 | 0 | 0 | 24153.6516 | 24153.6516 | 48307.3032 | 48307.3032 | 72460.9548 | 72460.9548 | 24153.6516 | 24153.6516 | 0 | 0 | 0 | 0 | 0 | 0 | 338151.1225
| Substation |  | Control room | TRUE | 0 | 0 | 0 | 1680713.8194 | 0 | 0 | 840356.9097 | 0 | 0 | 840356.9097 | 0 | 0 | 0 | 0 | 0 | 0 | 0 | 0 | 0 | 0 | 0 | 0 | 0 | 840356.9097 | 840356.9097 | 420178.4549 | 420178.4549 | 420178.4549 | 420178.4549 | 0 | 0 | 0 | 0 | 0 | 0 | 3361427.6388
| Substation |  | 22kV circuit breaker (outdoor) | TRUE | 0 | 0 | 0 | 0 | 0 | 0 | 343073.3478 | 0 | 0 | 343073.3478 | 0 | 0 | 0 | 0 | 0 | 0 | 0 | 0 | 0 | 0 | 0 | 0 | 0 | 0 | 0 | 171536.6739 | 171536.6739 | 171536.6739 | 171536.6739 | 0 | 0 | 0 | 0 | 0 | 0 | 686146.6957
| Substation |  | Voltage transformer | TRUE | 16521.0392 | 0 | 0 | 0 | 0 | 0 | 82605.1958 | 0 | 0 | 33042.0783 | 0 | 0 | 0 | 0 | 0 | 0 | 0 | 0 | 0 | 0 | 0 | 8260.5196 | 8260.5196 | 0 | 0 | 41302.5979 | 41302.5979 | 16521.0392 | 16521.0392 | 0 | 0 | 0 | 0 | 0 | 0 | 132168.3133
| Substation |  | Current transformer (post type) | TRUE | 54953.6766 | 0 | 0 | 0 | 0 | 0 | 178599.4488 | 0 | 0 | 137384.1914 | 0 | 0 | 0 | 0 | 0 | 0 | 0 | 0 | 0 | 0 | 0 | 27476.8383 | 27476.8383 | 0 | 0 | 89299.7244 | 89299.7244 | 68692.0957 | 68692.0957 | 0 | 0 | 0 | 0 | 0 | 0 | 370937.3168
| Substation |  | Current transformer (core balance type) | TRUE | 0 | 0 | 0 | 65434.5324 | 0 | 0 | 9347.7903 | 0 | 0 | 0 | 0 | 0 | 0 | 0 | 0 | 0 | 0 | 0 | 0 | 0 | 0 | 0 | 0 | 32717.2662 | 32717.2662 | 4673.8952 | 4673.8952 | 0 | 0 | 0 | 0 | 0 | 0 | 0 | 0 | 74782.3228
Substation
| Substation |  | Other primary materials | TRUE | 305332.8149 | 0 | 0 | 1436767.3269 | 0 | 0 | 1590457.4289 | 0 | 0 | 662974.817 | 0 | 0 | 0 | 0 | 0 | 0 | 0 | 0 | 0 | 0 | 0 | 152666.4074 | 152666.4074 | 718383.6634 | 718383.6634 | 795228.7145 | 795228.7145 | 331487.4085 | 331487.4085 | 0 | 0 | 0 | 0 | 0 | 0 | 3995532.3876
| Substation |  | SCADA / Protection & Control/ Comms | TRUE | 492756.059 | 776675.6184 | 0 | 2192245.8782 | 3123397.3921 | 0 | 2879025.8914 | 2641005.7377 | 0 | 1270580.1507 | 1404754.6028 | 0 | 0 | 0 | 0 | 0 | 0 | 0 | 0 | 0 | 0 | 634715.8387 | 634715.8387 | 2657821.6351 | 2657821.6351 | 2760015.8145 | 2760015.8145 | 1337667.3767 | 1337667.3767 | 0 | 0 | 0 | 0 | 0 | 0 | 14780441.3302
| Substation |  | Commissioning | TRUE | 0 | 547438.6174 | 0 | 0 | 0 | 0 | 0 | 3496245.9218 | 0 | 0 | 665172.9523 | 0 | 0 | 0 | 0 | 0 | 0 | 0 | 0 | 0 | 0 | 273719.3087 | 273719.3087 | 0 | 0 | 1748122.9609 | 1748122.9609 | 332586.4762 | 332586.4762 | 0 | 0 | 0 | 0 | 0 | 0 | 4708857.4915
| Substation |  | ESV observed compliance | TRUE | 0 | 35552 | 0 | 0 | 0 | 0 | 0 | 239976 | 0 | 0 | 88880 | 0 | 0 | 0 | 0 | 0 | 0 | 0 | 0 | 0 | 0 | 17776 | 17776 | 0 | 0 | 119988 | 119988 | 44440 | 44440 | 0 | 0 | 0 | 0 | 0 | 0 | 364408
| Substation |  | Construction delivery & site control | TRUE | 0 | 621685.9904 | 0 | 0 | 2543842.3931 | 0 | 0 | 2308760.8782 | 0 | 0 | 1216243.3185 | 0 | 0 | 0 | 0 | 0 | 0 | 0 | 0 | 0 | 0 | 310842.9952 | 310842.9952 | 1271921.1965 | 1271921.1965 | 1154380.4391 | 1154380.4391 | 608121.6593 | 608121.6593 | 0 | 0 | 0 | 0 | 0 | 0 | 6690532.5802
Contracts
| Contracts |  | Traffic control | TRUE | 0 | 0 | 335949.1985 | 0 | 0 | 857168.5784 | 0 | 0 | 977823.7205 | 0 | 0 | 1046057.8689 | 0 | 0 | 0 | 0 | 0 | 0 | 0 | 0 | 0 | 167974.5993 | 167974.5993 | 428584.2892 | 428584.2892 | 488911.8602 | 488911.8602 | 523028.9344 | 523028.9344 | 0 | 0 | 0 | 0 | 0 | 0 | 3216999.3663
| Contracts |  | Line survey | TRUE | 0 | 0 | 170881.8352 | 0 | 0 | 275685.1272 | 0 | 0 | 399982.1289 | 0 | 0 | 266720.077 | 0 | 0 | 0 | 0 | 0 | 0 | 0 | 0 | 0 | 85440.9176 | 85440.9176 | 137842.5636 | 137842.5636 | 199991.0645 | 199991.0645 | 133360.0385 | 133360.0385 | 0 | 0 | 0 | 0 | 0 | 0 | 1113269.1684
| Contracts |  | Civil works | TRUE | 0 | 0 | 885632.3185 | 0 | 0 | 8347965.513 | 0 | 0 | 7907412.2272 | 0 | 0 | 3681328.9475 | 0 | 0 | 0 | 0 | 0 | 0 | 0 | 0 | 0 | 442816.1592 | 442816.1592 | 4173982.7565 | 4173982.7565 | 3953706.1136 | 3953706.1136 | 1840664.4737 | 1840664.4737 | 0 | 0 | 0 | 0 | 0 | 0 | 20822339.0061
| Contracts |  | Mob/Demob | TRUE | 0 | 0 | 33047.7436 | 0 | 0 | 295951.9865 | 0 | 0 | 143252.5265 | 0 | 0 | 65547.839 | 0 | 0 | 0 | 0 | 0 | 0 | 0 | 0 | 0 | 16523.8718 | 16523.8718 | 147975.9933 | 147975.9933 | 71626.2632 | 71626.2632 | 32773.9195 | 32773.9195 | 0 | 0 | 0 | 0 | 0 | 0 | 537800.0956
| Contracts |  | Other | TRUE | 0 | 0 | 471374.1309 | 0 | 0 | 1057055.6859 | 0 | 0 | 1543764.9213 | 0 | 0 | 684560.404 | 0 | 0 | 0 | 0 | 0 | 0 | 0 | 0 | 0 | 235687.0654 | 235687.0654 | 528527.8429 | 528527.8429 | 771882.4607 | 771882.4607 | 342280.202 | 342280.202 | 0 | 0 | 0 | 0 | 0 | 0 | 3756755.142
Other
| PMO costs |  | PMO costs | TRUE | [21 empty] | 300972.627 | 300972.627 | 828723.5748 | 828723.5748 | 876727.6625 | 876727.6625 | 370641.5643 | 370641.5643 | 0 | 0 | 0 | 0 | 0 | 0 | 4754130.8574
|  |  | Test trailer | TRUE | [21 empty] | 0 | 0 | 154582 | 154582 | 0 | 0 | 0 | 0 | 0 | 0 | 0 | 0 | 0 | 0 | 309164
|  |  | Labour & other costs associated with spare GFN | TRUE | [21 empty] | 0 | 0 | 0 | 0 | 1051794.1234 | 1051794.1234 | 472110.6234 | 472110.6234 | 0 | 0 | 0 | 0 | 0 | 0 | 3047809.4937
|  | Total project cost |  |  | 6347818.8696 | 11540960.4361 | 1906327.4392 | 20856755.4368 | 22767733.5304 | 10881037.9533 | 24901263.6456 | 21713740.7596 | 11047773.2241 | 10962457.2891 | 7576169.9236 | 5838637.2609 | 0 | 0 | 0 | 0 | 0 | 0 | 0 | 0 | 0 | 10198525.9995 | 10198525.9995 | 28236069.0351 | 28236069.0351 | 30759910.6006 | 30759910.6006 | 13031384.4245 | 13031384.4245 | 0 | 0 | 0 | 0 | 0 | 0 | 164451780.1195
|  |  | check | TRUE | [35 empty] | TRUE

## Total_CY
Powercor REFCLs Tranche 3 Contingent Project Application
Costs: |  |  | Total by calendar year
(real 2015 dollars) | [12 empty] | TRUE
[5 empty] | 2019 | 2020 | 2021 | 2022 | 2023 | 2024 | 2025 | Total
[5 empty] | Total Cost | Total Cost | Total Cost | Total Cost | Total Cost | Total Cost | Total Cost | Total Cost
Design & Procurement
| Design & Procurement |  | Design & Procurement |  | 5836773.6337 | 6342417.2139 | 0 | 0 | 0 | 0 | 0 | 12179190.8476
Feeder works
| Feeder works |  | Surge arrestor sites (single phase) |  | 972320.37 | 2213881.2351 | 1777312.1442 | 225505.0264 | 0 | 0 | 0 | 5189018.7757
| Feeder works |  | Surge arrestor sites (three phase) |  | 754737.6587 | 2161248.2757 | 4996871.713 | 2202529.4621 | 0 | 0 | 0 | 10115387.1094
| Feeder works |  | ACRs |  | 60688.5769 | 646211.9817 | 296081.7589 | 160104.9307 | 0 | 0 | 0 | 1163087.2482
| Feeder works |  | ACR/gas switch control box replacement |  | 0 | 152801.2317 | 321206.6985 | 91227.5124 | 0 | 0 | 0 | 565235.4425
| Feeder works |  | Admittance balancing units (single phase) |  | 694787.3494 | 1205596.6565 | 588171.487 | 65243.9032 | 0 | 0 | 0 | 2553799.3961
| Feeder works |  | Admittance balancing units (three phase) |  | 515872.922 | 1551040.4537 | 1529147.0341 | 571717.6393 | 0 | 0 | 0 | 4167778.049
| Feeder works |  | Re-phasing |  | 98777.1576 | 293726.6594 | 235686.3641 | 42802.1812 | 0 | 0 | 0 | 670992.3623
| Feeder works |  | Fusesavers |  | 568643.0603 | 1154937.6942 | 1359778.0748 | 280867.9516 | 0 | 0 | 0 | 3364226.7809
| Feeder works |  | HV Regulators upgrade (control box) |  | 22308.3765 | 88142.2085 | 111668.9991 | 0 | 0 | 0 | 0 | 222119.584
| Feeder works |  | HV Regulators upgrade (close delta) |  | 496221.6952 | 243986.4727 | 765771.6861 | 227354.969 | 0 | 0 | 0 | 1733334.823
| Feeder works |  | Distribution switchgear (installed) |  | 772912 | 1932280 | 4637472 | 1932280 | 0 | 0 | 0 | 9274944
| Feeder works |  | UG cable replacement |  | 615254.5645 | 421500.3646 | 2130446.3993 | 501806.3816 | 0 | 0 | 0 | 3669007.71
| Feeder works |  | Test Sites |  | 16308.0921 | 34391.4671 | 59651.64 | 27953.2374 | 0 | 0 | 0 | 138304.4365
| Feeder works |  | HV Customers (total) |  | 72277.1756 | 356263.7407 | 580911.4086 | 664767.1215 | 0 | 0 | 0 | 1674219.4464
| Feeder works |  | HV Customers (generation signalling) |  | 102346.8608 | 101891.5823 | 0 | 0 | 0 | 0 | 0 | 204238.443
Feeder works
| Feeder works |  | ZSS Feeder Exit Relocation |  | 0 | 321320.9303 | 515109.6169 | 127759.7522 | 0 | 0 | 0 | 964190.2995
| Feeder works |  | 3rd phase line extension |  | 493389.6996 | 1614338.0691 | 1329078.3815 | 538916.1081 | 0 | 0 | 0 | 3975722.2584
| Feeder works |  | Asset resilience testing |  | 272397.8462 | 683154.4449 | 1402451.7123 | 678617.4754 | 0 | 0 | 0 | 3036621.4788
| Feeder works |  | Distribution Comms |  | 89663.2496 | 200099.3666 | 217057.5802 | 74083.081 | 0 | 0 | 0 | 580903.2775
| Feeder works |  | Other distribution materials |  | 134562.2073 | 364959.15 | 546741.8519 | 359167.9011 | 0 | 0 | 0 | 1405431.1103
Substation
| Substation | Primary Plant
| Substation |  | GFN |  | 2131295.5456 | 6688844.7655 | 7030386.7776 | 2121221.7831 | 0 | 0 | 0 | 17971748.8717
| Substation |  | GFN enclosure |  | 144920.9654 | 0 | 289841.9308 | 144920.9654 | 0 | 0 | 0 | 579683.8616
| Substation |  | Indoor switch room (incl GFN enclosure and switchboard) |  | 0 | 2301962.3003 | 0 | 0 | 0 | 0 | 0 | 2301962.3003
| Substation |  | RMU |  | 66809.3185 | 267237.2742 | 334046.5927 | 133618.6371 | 0 | 0 | 0 | 801711.8225
| Substation |  | Station service transformer (500kVA) |  | 65730.0737 | 262920.2946 | 262920.2946 | 131460.1473 | 0 | 0 | 0 | 723030.8102
| Substation |  | Station service transformer (750kVA) |  | 0 | 0 | 0 | 0 | 0 | 0 | 0 | 0
| Substation |  | Cap bank |  | 0 | 927530.2479 | 618353.4986 | 618353.4986 | 0 | 0 | 0 | 2164237.245
| Substation |  | AC board (Including change over) |  | 48307.3032 | 96614.6064 | 144921.9096 | 48307.3032 | 0 | 0 | 0 | 338151.1225
| Substation |  | Control room |  | 0 | 1680713.8194 | 840356.9097 | 840356.9097 | 0 | 0 | 0 | 3361427.6388
| Substation |  | 22kV circuit breaker (outdoor) |  | 0 | 0 | 343073.3478 | 343073.3478 | 0 | 0 | 0 | 686146.6957
| Substation |  | Voltage transformer |  | 16521.0392 | 0 | 82605.1958 | 33042.0783 | 0 | 0 | 0 | 132168.3133
| Substation |  | Current transformer (post type) |  | 54953.6766 | 0 | 178599.4488 | 137384.1914 | 0 | 0 | 0 | 370937.3168
| Substation |  | Current transformer (core balance type) |  | 0 | 65434.5324 | 9347.7903 | 0 | 0 | 0 | 0 | 74782.3228
Substation
| Substation |  | Other primary materials |  | 305332.8149 | 1436767.3269 | 1590457.4289 | 662974.817 | 0 | 0 | 0 | 3995532.3876
| Substation |  | SCADA / Protection & Control/ Comms |  | 1269431.6774 | 5315643.2703 | 5520031.629 | 2675334.7535 | 0 | 0 | 0 | 14780441.3302
| Substation |  | Commissioning |  | 547438.6174 | 0 | 3496245.9218 | 665172.9523 | 0 | 0 | 0 | 4708857.4915
| Substation |  | ESV observed compliance |  | 35552 | 0 | 239976 | 88880 | 0 | 0 | 0 | 364408
| Substation |  | Construction delivery & site control |  | 621685.9904 | 2543842.3931 | 2308760.8782 | 1216243.3185 | 0 | 0 | 0 | 6690532.5802
Contracts
| Contracts |  | Traffic control |  | 335949.1985 | 857168.5784 | 977823.7205 | 1046057.8689 | 0 | 0 | 0 | 3216999.3663
| Contracts |  | Line survey |  | 170881.8352 | 275685.1272 | 399982.1289 | 266720.077 | 0 | 0 | 0 | 1113269.1684
| Contracts |  | Civil works |  | 885632.3185 | 8347965.513 | 7907412.2272 | 3681328.9475 | 0 | 0 | 0 | 20822339.0061
| Contracts |  | Mob/Demob |  | 33047.7436 | 295951.9865 | 143252.5265 | 65547.839 | 0 | 0 | 0 | 537800.0956
| Contracts |  | Other |  | 471374.1309 | 1057055.6859 | 1543764.9213 | 684560.404 | 0 | 0 | 0 | 3756755.142
Other
| PMO costs |  | PMO costs |  | 601945.2541 | 1657447.1497 | 1753455.3251 | 741283.1285 | 0 | 0 | 0 | 4754130.8574
|  |  | Test trailer |  | 0 | 309164 | 0 | 0 | 0 | 0 | 0 | 309164
|  |  | Labour & other costs associated with spare GFN |  | 0 | 0 | 2103588.2469 | 944221.2469 | 0 | 0 | 0 | 3047809.4937
|  | Total project cost |  |  | 20397051.999 | 56472138.0702 | 61519821.2013 | 26062768.849 | 0 | 0 | 0 | 164451780.1195
|  |  | check | TRUE | TRUE | TRUE | TRUE | TRUE | TRUE | TRUE | TRUE | TRUE

## Total_FY
Powercor REFCLs Tranche 3 Contingent Project Application
Costs: |  |  | Total by financial year
(real 2015 dollars)
[5 empty] | 19 | 20 | 21 | 22 | 23 | 24 | 25 | Total
[5 empty] | Total Cost | Total Cost | Total Cost | Total Cost | Total Cost | Total Cost | Total Cost | Total Cost
[5 empty] | 19 | 20 | 21 | 22 | 23 | 24 | 25
Design & Procurement
| Design & Procurement |  | Design & Procurement |  | 2918386.8169 | 6089595.4238 | 3171208.6069 | 0 | 0 | 0 | 0 | 12179190.8476
Feeder works
| Feeder works |  | Surge arrestor sites (single phase) |  | 486160.185 | 1593100.8025 | 1995596.6897 | 1001408.5853 | 112752.5132 | 0 | 0 | 5189018.7757
| Feeder works |  | Surge arrestor sites (three phase) |  | 377368.8294 | 1457992.9672 | 3579059.9943 | 3599700.5875 | 1101264.731 | 0 | 0 | 10115387.1094
| Feeder works |  | ACRs |  | 30344.2885 | 353450.2793 | 471146.8703 | 228093.3448 | 80052.4653 | 0 | 0 | 1163087.2482
| Feeder works |  | ACR/gas switch control box replacement |  | 0 | 76400.6158 | 237003.9651 | 206217.1054 | 45613.7562 | 0 | 0 | 565235.4425
| Feeder works |  | Admittance balancing units (single phase) |  | 347393.6747 | 950192.003 | 896884.0718 | 326707.6951 | 32621.9516 | 0 | 0 | 2553799.3961
| Feeder works |  | Admittance balancing units (three phase) |  | 257936.461 | 1033456.6878 | 1540093.7439 | 1050432.3367 | 285858.8196 | 0 | 0 | 4167778.049
| Feeder works |  | Re-phasing |  | 49388.5788 | 196251.9085 | 264706.5118 | 139244.2727 | 21401.0906 | 0 | 0 | 670992.3623
| Feeder works |  | Fusesavers |  | 284321.5302 | 861790.3773 | 1257357.8845 | 820323.0132 | 140433.9758 | 0 | 0 | 3364226.7809
| Feeder works |  | HV Regulators upgrade (control box) |  | 11154.1882 | 55225.2925 | 99905.6038 | 55834.4995 | 0 | 0 | 0 | 222119.584
| Feeder works |  | HV Regulators upgrade (close delta) |  | 248110.8476 | 370104.084 | 504879.0794 | 496563.3275 | 113677.4845 | 0 | 0 | 1733334.823
| Feeder works |  | Distribution switchgear (installed) |  | 386456 | 1352596 | 3284876 | 3284876 | 966140 | 0 | 0 | 9274944
| Feeder works |  | UG cable replacement |  | 307627.2822 | 518377.4645 | 1275973.3819 | 1316126.3905 | 250903.1908 | 0 | 0 | 3669007.71
| Feeder works |  | Test Sites |  | 8154.0461 | 25349.7796 | 47021.5535 | 43802.4387 | 13976.6187 | 0 | 0 | 138304.4365
| Feeder works |  | HV Customers (total) |  | 36138.5878 | 214270.4581 | 468587.5747 | 622839.2651 | 332383.5607 | 0 | 0 | 1674219.4464
| Feeder works |  | HV Customers (generation signalling) |  | 51173.4304 | 102119.2215 | 50945.7911 | 0 | 0 | 0 | 0 | 204238.443
Feeder works
| Feeder works |  | ZSS Feeder Exit Relocation |  | 0 | 160660.4652 | 418215.2736 | 321434.6846 | 63879.8761 | 0 | 0 | 964190.2995
| Feeder works |  | 3rd phase line extension |  | 246694.8498 | 1053863.8844 | 1471708.2253 | 933997.2448 | 269458.0541 | 0 | 0 | 3975722.2584
| Feeder works |  | Asset resilience testing |  | 136198.9231 | 477776.1455 | 1042803.0786 | 1040534.5939 | 339308.7377 | 0 | 0 | 3036621.4788
| Feeder works |  | Distribution Comms |  | 44831.6248 | 144881.3081 | 208578.4734 | 145570.3306 | 37041.5405 | 0 | 0 | 580903.2775
| Feeder works |  | Other distribution materials |  | 67281.1036 | 249760.6786 | 455850.5009 | 452954.8765 | 179583.9506 | 0 | 0 | 1405431.1103
Substation
| Substation | Primary Plant
| Substation |  | GFN |  | 1065647.7728 | 4410070.1555 | 6859615.7715 | 4575804.2803 | 1060610.8915 | 0 | 0 | 17971748.8717
| Substation |  | GFN enclosure |  | 72460.4827 | 72460.4827 | 144920.9654 | 217381.4481 | 72460.4827 | 0 | 0 | 579683.8616
| Substation |  | Indoor switch room (incl GFN enclosure and switchboard) |  | 0 | 1150981.1502 | 1150981.1502 | 0 | 0 | 0 | 0 | 2301962.3003
| Substation |  | RMU |  | 33404.6593 | 167023.2964 | 300641.9334 | 233832.6149 | 66809.3185 | 0 | 0 | 801711.8225
| Substation |  | Station service transformer (500kVA) |  | 32865.0368 | 164325.1841 | 262920.2946 | 197190.221 | 65730.0737 | 0 | 0 | 723030.8102
| Substation |  | Station service transformer (750kVA) |  | 0 | 0 | 0 | 0 | 0 | 0 | 0 | 0
| Substation |  | Cap bank |  | 0 | 463765.1239 | 772941.8732 | 618353.4986 | 309176.7493 | 0 | 0 | 2164237.245
| Substation |  | AC board (Including change over) |  | 24153.6516 | 72460.9548 | 120768.258 | 96614.6064 | 24153.6516 | 0 | 0 | 338151.1225
| Substation |  | Control room |  | 0 | 840356.9097 | 1260535.3646 | 840356.9097 | 420178.4549 | 0 | 0 | 3361427.6388
| Substation |  | 22kV circuit breaker (outdoor) |  | 0 | 0 | 171536.6739 | 343073.3478 | 171536.6739 | 0 | 0 | 686146.6957
| Substation |  | Voltage transformer |  | 8260.5196 | 8260.5196 | 41302.5979 | 57823.637 | 16521.0392 | 0 | 0 | 132168.3133
| Substation |  | Current transformer (post type) |  | 27476.8383 | 27476.8383 | 89299.7244 | 157991.8201 | 68692.0957 | 0 | 0 | 370937.3168
| Substation |  | Current transformer (core balance type) |  | 0 | 32717.2662 | 37391.1614 | 4673.8952 | 0 | 0 | 0 | 74782.3228
Substation
| Substation |  | Other primary materials |  | 152666.4074 | 871050.0709 | 1513612.3779 | 1126716.1229 | 331487.4085 | 0 | 0 | 3995532.3876
| Substation |  | SCADA / Protection & Control/ Comms |  | 634715.8387 | 3292537.4739 | 5417837.4497 | 4097683.1913 | 1337667.3767 | 0 | 0 | 14780441.3302
| Substation |  | Commissioning |  | 273719.3087 | 273719.3087 | 1748122.9609 | 2080709.437 | 332586.4762 | 0 | 0 | 4708857.4915
| Substation |  | ESV observed compliance |  | 17776 | 17776 | 119988 | 164428 | 44440 | 0 | 0 | 364408
| Substation |  | Construction delivery & site control |  | 310842.9952 | 1582764.1917 | 2426301.6356 | 1762502.0984 | 608121.6593 | 0 | 0 | 6690532.5802
Contracts
| Contracts |  | Traffic control |  | 167974.5993 | 596558.8884 | 917496.1494 | 1011940.7947 | 523028.9344 | 0 | 0 | 3216999.3663
| Contracts |  | Line survey |  | 85440.9176 | 223283.4812 | 337833.6281 | 333351.1029 | 133360.0385 | 0 | 0 | 1113269.1684
| Contracts |  | Civil works |  | 442816.1592 | 4616798.9157 | 8127688.8701 | 5794370.5873 | 1840664.4737 | 0 | 0 | 20822339.0061
| Contracts |  | Mob/Demob |  | 16523.8718 | 164499.8651 | 219602.2565 | 104400.1827 | 32773.9195 | 0 | 0 | 537800.0956
| Contracts |  | Other |  | 235687.0654 | 764214.9084 | 1300410.3036 | 1114162.6627 | 342280.202 | 0 | 0 | 3756755.142
Other
| PMO costs |  | PMO costs |  | 300972.627 | 1129696.2019 | 1705451.2374 | 1247369.2268 | 370641.5643 | 0 | 0 | 4754130.8574
|  |  | Test trailer |  | 0 | 154582 | 154582 | 0 | 0 | 0 | 0 | 309164
|  |  | Labour & other costs associated with spare GFN |  | 0 | 0 | 1051794.1234 | 1523904.7469 | 472110.6234 | 0 | 0 | 3047809.4937
|  | Total project cost |  |  | 10198525.9995 | 38434595.0346 | 58995979.6357 | 43791295.0252 | 13031384.4245 | 0 | 0 | 164451780.1195
|  |  | check | TRUE | [7 empty] | TRUE

## Labour_rates
Powercor REFCLs Tranche 3 Contingent Project Application
Labour Rates
(real 2015 dollars)
Design & Procurement RATES
| Design & Procurement Rates |  | 2016 | 2017 | 2018 | 2019 | 2020 | 2021 | 2022 | 2023 | 2024 | 2025
| Design & Procurement | 2015 $/hr |  |  | 199.1481 | 200.3302 | 201.5962 | 205.0167 | 209.3421 | 213.9083 | 218.2305 | 222.1435
BALLARAT RESOURCE PARTNER RATES
| Rate per person per hour (with vehicles allocated) |  | 2016 | 2017 | 2018 | 2019 | 2020 | 2021 | 2022 | 2023 | 2024 | 2025
| Live Linework | 2015 $/hr |  |  | 192.5841 | 193.7272 | 194.9515 | 198.2592 | 202.442 | 206.8578 | 211.0376 | 214.8216
| General Linework | 2015 $/hr |  |  | 181.0469 | 182.1216 | 183.2725 | 186.3821 | 190.3143 | 194.4655 | 198.3949 | 201.9522
| Sub Tester | 2015 $/hr |  |  | 249.9866 | 251.4705 | 253.0597 | 257.3534 | 262.7829 | 268.5149 | 273.9405 | 278.8524
| Fitter | 2015 $/hr |  |  | 160.6911 | 161.6449 | 162.6665 | 165.4264 | 168.9165 | 172.601 | 176.0886 | 179.246
GEELONG RESOURCE PARTNER RATES
| Rate per person per hour (with vehicles allocated) |  | 2016 | 2017 | 2018 | 2019 | 2020 | 2021 | 2022 | 2023 | 2024 | 2025
| Live Linework | 2015 $/hr |  |  | 162.2006 | 163.1634 | 164.1945 | 166.9805 | 170.5034 | 174.2224 | 177.7428 | 180.9298
| General Linework | 2015 $/hr |  |  | 152.3615 | 153.2658 | 154.2344 | 156.8513 | 160.1605 | 163.654 | 166.9608 | 169.9545
| Sub Tester | 2015 $/hr |  |  | 234.6953 | 236.0884 | 237.5804 | 241.6114 | 246.7089 | 252.0902 | 257.1839 | 261.7954
| Fitter | 2015 $/hr |  |  | 165.7214 | 166.7051 | 167.7586 | 170.605 | 174.2043 | 178.0041 | 181.6009 | 184.8571
HORSHAM RESOURCE PARTNER RATES
| Rate per person per hour (with vehicles allocated) |  | 2016 | 2017 | 2018 | 2019 | 2020 | 2021 | 2022 | 2023 | 2024 | 2025
| Live Linework | 2015 $/hr |  |  | 205.0952 | 206.3126 | 207.6164 | 211.139 | 215.5936 | 220.2962 | 224.7475 | 228.7773
| General Linework | 2015 $/hr |  |  | 193.3714 | 194.5192 | 195.7484 | 199.0697 | 203.2696 | 207.7034 | 211.9003 | 215.6998
| Sub Tester | 2015 $/hr |  |  | 304.9809 | 306.7912 | 308.73 | 313.9682 | 320.5922 | 327.5851 | 334.2043 | 340.1968
| Fitter | 2015 $/hr |  |  | 192.6684 | 193.812 | 195.0368 | 198.3461 | 202.5307 | 206.9484 | 211.13 | 214.9156
MILDURA RESOURCE PARTNER RATES
| Rate per person per hour (with vehicles allocated) |  | 2016 | 2017 | 2018 | 2019 | 2020 | 2021 | 2022 | 2023 | 2024 | 2025
| Live Linework | 2015 $/hr |  |  | 215.7013 | 216.9816 | 218.3528 | 222.0577 | 226.7426 | 231.6884 | 236.3699 | 240.6081
| General Linework | 2015 $/hr |  |  | 203.671 | 204.8799 | 206.1746 | 209.6728 | 214.0964 | 218.7664 | 223.1868 | 227.1886
| Sub Tester | 2015 $/hr |  |  | 296.0201 | 297.7772 | 299.659 | 304.7433 | 311.1727 | 317.9601 | 324.3849 | 330.2012
| Fitter | 2015 $/hr |  |  | 199.3324 | 200.5156 | 201.7827 | 205.2064 | 209.5358 | 214.1063 | 218.4325 | 222.3491
WARRNAMBOOL RESOURCE PARTNER RATES
| Rate per person per hour (with vehicles allocated) |  | 2016 | 2017 | 2018 | 2019 | 2020 | 2021 | 2022 | 2023 | 2024 | 2025
| Live Linework | 2015 $/hr |  |  | 198.4184 | 199.5961 | 200.8575 | 204.2654 | 208.575 | 213.1245 | 217.4309 | 221.3295
| General Linework | 2015 $/hr |  |  | 187.1106 | 188.2212 | 189.4107 | 192.6245 | 196.6884 | 200.9786 | 205.0396 | 208.7161
| Sub Tester | 2015 $/hr |  |  | 290.6992 | 292.4247 | 294.2727 | 299.2657 | 305.5795 | 312.2449 | 318.5541 | 324.266
| Fitter | 2015 $/hr |  |  | 191.9263 | 193.0655 | 194.2856 | 197.582 | 201.7505 | 206.1512 | 210.3167 | 214.0878