## Legend
Style legend |  |  | Menu
Style | Design | Comment
Header1 | Header1
Header 1A | Header 1A
Header2 | Header2
Header3 | Header3
Header4 | Header4
User_Input | 100 | A user driven input
User_Input_Forecast | 100 | A user driven input for forcast figures
Base_Input | 100 | A model input that should not be changed to protect the integrity of the model
Empty_Cell |  | A cell that is left intentionally blank to avoid the risk of error
InSheet_calc | 100 | A link within the worksheet or an interim calculation step
OffSheet | 100 | A link to another worksheet to minimise the number of inter-worksheet references
Line_SubTotal | 100 | The sum of elements in the table immediately above
Line_Total | 100 | The sum of elements above, including sub-totals
Unit / Info | AUD millions | Explanatory text showing helpful information or the units/dimensions of the calculations
Line_Summary | 100 | The SUM() of everything in the row
Table_Header | Qtr | Header of a table or of an off-sheet reference
Flag | 1 | Binary flag - set up as a 'Style' and updated with conditional formatting
Check_Cell | 100 | Check figures add up to the correct amount

## Menu
PAL MOD 1.24 Network Faults Capex
Menu
| Control |  | User Inputs |  | Base Inputs
| Legend |  |  |  | Inflation
| Menu |  |  |  | Historical Expenditure | OK
Historical Volumes
| Calculations |  | Outputs/Export
| Forecast Volumes |  | Direct Capex | OK
| Forecast Expenditure | OK | Reser RIN 2.2 Repex | OK

## Inflation
PAL MOD 1.24 Network Faults Capex | [11 empty] | Menu
Inflation
| Base Year | 2021 |  | 2 | Escalation selector
Inflation Rates and Conversion factor to June 2021
| Financial year | FY11/12 | FY12/13 | FY13/14 | FY14/15 | FY15/16 | FY16/17 | FY17/18 | FY18/19 | FY19/20 | FY20/21 | FY21/22
| Calendar year | 2011 | 2012 | 2013 | 2014 | 2015 | 2016 | 2017 | 2018 | 2019 | 2020 | 2021
| Inflation | 2.993% | 2.204% | 2.745% | 1.718% | 1.689% | 1.476% | 1.909% | 1.784% | 1.615% | 2% | 2.4%
| Conversion Factor to 2021 | 1.1991 | 1.1733 | 1.1419 | 1.1226 | 1.104 | 1.0879 | 1.0675 | 1.0488 | 1.0322 | 1.0119 | 1
| Calendar Year | 2011 | 2012 | 2013 | 2014 | 2015 | 2016 | 2017 | 2018 | 2019 | 2020 | 2021
| Inflation | 3.549% | 1.21% | 2.39% | 3.016% | 1.511% | 1.023% | 1.934% | 2.078% | 1.593% | 2% | 2.2%
| Conversion Factor to 2021 | 1.2064 | 1.192 | 1.1641 | 1.13 | 1.1132 | 1.102 | 1.081 | 1.059 | 1.0424 | 1.022 | 1
| Financial Year | FY11/12 | FY12/13 | FY13/14 | FY14/15 | FY15/16 | FY16/17 | FY17/18 | FY18/19 | FY19/20 | FY20/21 | FY21/22
| Inflation | 2.993% | 2.204% | 2.745% | 1.718% | 1.689% | 1.476% | 1.909% | 1.784% | 1.615% | 2% | 2.4%
| Conversion Factor to 2021 | 1.1991 | 1.1733 | 1.1419 | 1.1226 | 1.104 | 1.0879 | 1.0675 | 1.0488 | 1.0322 | 1.0119 | 1

## Historical Expenditure
PAL MOD 1.24 Network Faults Capex | [9 empty] | Menu
Historical Expenditure | [8 empty] | Sheet Check | OK
Historical Expenditure by Function Code
$ Nominal
| Function Code | Description | 2011/12 | 2012/13 | 2013/14 | 2014/15 | 2015/16 | 2016/17 | 2017/18 | 2018/19
| 139 | Maintenance Related Faults | 2858512.4 | 3244360.66 | 3683111.44 | 3038348.955 | 1095925.81 | 6826.6 | 0 | 0
| 141 | Faults | 7640838.0366 | 8433789.3286 | 9202698.931 | 9163897.4055 | 10322742.935 | 11989719.725 | 13332034.525 | 18372070.025
| 159 | TVI Investigations | 104532.46 | 121348.44 | 87704.695 | 24665.42 | 6305.165 | 2094.675 | 5769.435 | 5769.435
|  | Totals | 10603882.8966 | 11799498.4286 | 12973515.066 | 12226911.7805 | 11424973.91 | 11998641 | 13337803.96 | 18377839.46
|  |  | 0 | 0 | 0 | 0 | 0 | 0 | 0 | 0
Historical Expenditure by RIN Category (Repex Table 2.2)
$ Nominal
| ASSET GROUP | ASSET CATEGORY | 2011/12 | 2012/13 | 2013/14 | 2014/15 | 2015/16 | 2016/17 | 2017/18 | 2018/19
| POLES BY: | Staking of a wooden pole | 0 | 0 | 0 | 0 | 0 | 0 | 0 | 0
| Highest Operating Voltage ; Material Type; Staking (If Wood) | ˂ = 1 kV; Wood | 138077.2274 | 153645.796 | 168933.117 | 152500 | 194704.5 | 283997.5 | 266514.9725 | 283960.2359
|  | > 1 kV & < = 11 kV; Wood | 0 | 0 | 0 | 0 | 0 | 0 | 0 | 0
|  | ˃ 11 kV & < = 22 kV; Wood | 651159.6521 | 724579.606 | 796673.2223 | 724500 | 618747.5 | 648564.5 | 933540.624 | 1496920.9349
|  | > 22 kV & < = 66 kV; Wood | 55701.6088 | 61982.1109 | 68149.1552 | 58500 | 56314 | 56015.5 | 77636.3475 | 138387.5025
|  | > 66 kV & < = 132 kV; Wood | 0 | 0 | 0 | 0 | 0 | 0 | 0 | 0
|  | > 132 kV; Wood | 0 | 0 | 0 | 0 | 0 | 0 | 0 | 0
|  | ˂ = 1 kV; Concrete | 120817.574 | 134440.0715 | 147816.4774 | 134000 | 127693.5 | 213430 | 215595.509 | 183540.6259
|  | > 1 kV & < = 11 kV; Concrete | 0 | 0 | 0 | 0 | 0 | 0 | 0 | 0
|  | ˃ 11 kV & < = 22 kV; Concrete | 2007790.9597 | 2234174.642 | 2456468.6841 | 1833114.3705 | 1056210 | 1145023.5 | 1476144.3835 | 2100520.5032
|  | > 22 kV & < = 66 kV; Concrete | 104342.4503 | 116107.3345 | 127659.685 | 179500 | 232858.5 | 132233.5 | 46065.022 | 84869.2263
|  | > 66 kV & < = 132 kV; Concrete | 0 | 0 | 0 | 0 | 0 | 0 | 0 | 0
|  | > 132 kV; Concrete | 0 | 0 | 0 | 0 | 0 | 0 | 0 | 0
|  | ˂ = 1 kV; Steel | 0 | 0 | 0 | 0 | 0 | 0 | 0 | 0
|  | > 1 kV & < = 11 kV; Steel | 0 | 0 | 0 | 0 | 0 | 0 | 0 | 0
|  | ˃ 11 kV & < = 22 kV; Steel | 0 | 0 | 0 | 0 | 0 | 0 | 0 | 0
|  | > 22 kV & < = 66 kV; Steel | 0 | 0 | 0 | 0 | 0 | 0 | 0 | 0
|  | > 66 kV & < = 132 kV; Steel | 0 | 0 | 0 | 0 | 0 | 0 | 0 | 0
|  | > 132 kV; Steel | 0 | 0 | 0 | 0 | 0 | 0 | 0 | 0
|  | Other | 0 | 0 | 0 | 0 | 0 | 0 | 0 | 0
| POLE TOP STRUCTURES BY: | ˂ = 1 kV | 381281.4348 | 424271.9139 | 466485.7663 | 490000 | 506940 | 597613.5 | 582812.928 | 617535.7676
| Highest Operating Voltage | > 1 kV & < = 11 kV | 0 | 0 | 0 | 0 | 0 | 0 | 0 | 0
|  | ˃ 11 kV & < = 22 kV | 1303888.3635 | 1450905.1869 | 1595266.1392 | 1139500 | 633632.5 | 638394.5 | 634060.49 | 808130.0645
|  | > 22 kV & < = 66 kV | 83944.678 | 93409.66 | 102703.6564 | 143000 | 136048 | 64936.5 | 51761.6305 | 84070.9384
|  | > 66 kV & < = 132 kV | 0 | 0 | 0 | 0 | 0 | 0 | 0 | 0
|  | > 132 kV | 0 | 0 | 0 | 0 | 0 | 0 | 0 | 0
|  | Other | 0 | 0 | 0 | 0 | 0 | 0 | 0 | 0
| OVERHEAD CONDUCTORS BY: | ˂ = 1 kV | 73745.7919 | 82060.8228 | 90225.642 | 47000 | 125161 | 255411.5 | 267129.093 | 344813.6747
| Highest Operating Voltage; Number of Phases (At HV) | > 1 kV & < = 11 kV | 0 | 0 | 0 | 0 | 0 | 0 | 0 | 0
|  | ˃ 11 kV & < = 22 kV ; SWER | 0 | 0 | 0 | 0 | 0 | 0 | 0 | 0
|  | ˃ 11 kV & < = 22 kV ; Single-Phase | 58055.1979 | 64601.0733 | 71028.6969 | 106000 | 246219.5 | 266666 | 184271.8015 | 238876.3645
|  | ˃ 11 kV & < = 22 kV ; Multiple-Phase | 198486.0144 | 220865.8317 | 242841.3557 | 126500 | 41834.5 | 175480.5 | 275328.2705 | 356914.7174
|  | > 22 kV & < = 66 kV | 0 | 0 | 0 | 0 | 0 | 0 | 0 | 0
|  | > 66 kV & < = 132 kV | 0 | 0 | 0 | 86500 | 86500 | 0 | 0 | 0
|  | > 132 kV | 0 | 0 | 0 | 34500 | 34500 | 0 | 0 | 0
|  | Other | 0 | 0 | 0 | 0 | 0 | 0 | 0 | 0
| UNDERGROUND CABLES BY: | ˂ = 1 kV | 371867.0784 | 413796.0641 | 454967.5993 | 237000 | 489749 | 740093 | 743498.9825 | 1242316.8445
| Highest operating voltage | > 1 kV & < = 11 kV | 0 | 0 | 0 | 0 | 0 | 0 | 0 | 0
|  | > 11 kV & < = 22 kV | 0 | 0 | 0 | 0 | 367992 | 486810.5 | 233427.065 | 288712.7898
|  | > 22 kV & < = 33 kV | 0 | 0 | 0 | 0 | 0 | 0 | 0 | 0
|  | > 33 kV & < = 66 kV | 0 | 0 | 0 | 0 | 0 | 0 | 0 | 0
|  | > 66 kV & < = 132 kV | 0 | 0 | 0 | 228500 | 228500 | 0 | 0 | 0
|  | > 132 kV | 0 | 0 | 0 | 0 | 0 | 0 | 0 | 0
|  | Other | 0 | 0 | 0 | 0 | 0 | 0 | 0 | 0
| SERVICE LINES BY: | ˂ = 11 kV ; Residential ; Simple Type | 921037.8693 | 1024887.2981 | 1126860.6783 | 1088500 | 1165975.5 | 1257457 | 1417843.0545 | 2077925.6823
| Connection Voltage; Customer Type; Cconnection Complexity | ˂ = 11 kV ; Commercial & Industrial ; Simple Type | 0 | 0 | 0 | 0 | 0 | 0 | 0 | 0
|  | ˂ = 11 kV ; Residential ; Complex Type | 0 | 0 | 0 | 0 | 0 | 0 | 0 | 0
|  | ˂ = 11 kV ; Commercial & Industrial ; Complex Type | 0 | 0 | 0 | 0 | 0 | 0 | 0 | 0
|  | ˂ = 11 kV ; Subdivision ; Complex Type | 0 | 0 | 0 | 0 | 0 | 0 | 0 | 0
| TRANSFORMERS BY: | Pole Mounted ; < = 22kV ; < = 60 kVA ; Single Phase | 1573766.5808 | 1751212.8791 | 1925453.5951 | 2361797.41 | 2115076.41 | 1708451 | 1893146.4715 | 2370428.1162
| Mounting type; Highest operating voltage; Ampere rating; Number of phases (at LV) | Pole Mounted ; < = 22kV ; > 60 kVA and < = 600 kVA ; Single Phase | 135723.6383 | 151026.8335 | 166053.5753 | 222000 | 199668.5 | 197779 | 354057.5685 | 555332.7376
|  | Pole Mounted ; < = 22kV ; > 600 kVA ; Single Phase | 0 | 0 | 0 | 0 | 0 | 0 | 0 | 0
|  | Pole Mounted ; < = 22kV ; < = 60 kVA ; Multiple Phase | 209469.4302 | 233087.6564 | 256279.2173 | 254000 | 229961.5 | 329845.5 | 451140.6825 | 581303.898
|  | Pole Mounted ; < = 22kV ; > 60 kVA and < = 600 kVA ; Multiple Phase | 709999.3797 | 790053.6668 | 868661.7665 | 943500 | 1011852 | 1039967 | 1307891.307 | 1987022.5943
|  | Pole Mounted ; < = 22kV ; > 600 kVA ; Multiple Phase | 456596.2861 | 508078.7117 | 558631.1029 | 348000 | 57000 | 112516.5 | 214620.31 | 257211.8047
|  | Kiosk Mounted ; < = 22kV ; < = 60 kVA ; Single Phase | 0 | 0 | 0 | 0 | 4975.5 | 4975.5 | 0 | 0
|  | Kiosk Mounted ; < = 22kV ; > 60 kVA and < = 600 kVA ; Single Phase | 0 | 0 | 0 | 0 | 0 | 0 | 0 | 0
|  | Kiosk Mounted ; < = 22kV ; > 600 kVA ; Single Phase | 0 | 0 | 0 | 0 | 0 | 0 | 0 | 0
|  | Kiosk Mounted ; < = 22kV ; < = 60 kVA ; Multiple Phase | 0 | 0 | 0 | 0 | 0 | 0 | 0 | 0
|  | Kiosk Mounted ; < = 22kV ; > 60 kVA and < = 600 kVA ; Multiple Phase | 389911.2615 | 433874.7761 | 477044.0861 | 474500 | 569034 | 732630 | 743137.766 | 890614.3235
|  | Kiosk Mounted ; < = 22kV ; > 600 kVA ; Multiple Phase | 78452.9701 | 87298.7477 | 95984.7256 | 50000 | 148604 | 148604 | 51051.905 | 128605.9024
|  | Ground Outdoor / Indoor Chamber Mounted; ˂ 22 kV ; < = 60 kVA ; Single Phase | 0 | 0 | 0 | 0 | 0 | 0 | 0 | 0
|  | Ground Outdoor / Indoor Chamber Mounted; ˂ 22 kV ; > 60 kVA and < = 600 kVA ; Single Phase | 0 | 0 | 0 | 0 | 0 | 0 | 0 | 0
|  | Ground Outdoor / Indoor Chamber Mounted; ˂ 22 kV ; > 600 kVA ; Single Phase | 0 | 0 | 0 | 0 | 0 | 0 | 0 | 0
|  | Ground Outdoor / Indoor Chamber Mounted; ˂ 22 kV ; < = 60 kVA ; Multiple Phase | 0 | 0 | 0 | 0 | 0 | 0 | 0 | 0
|  | Ground Outdoor / Indoor Chamber Mounted; ˂ 22 kV ; > 60 kVA and < = 600 kVA ; Multiple Phase | 0 | 0 | 0 | 0 | 0 | 0 | 0 | 0
|  | Ground Outdoor / Indoor Chamber Mounted; ˂ 22 kV ; > 600 kVA ; Multiple Phase | 0 | 0 | 0 | 0 | 10695 | 10695 | 0 | 0
|  | Ground Outdoor / Indoor Chamber Mounted; > = 22 kV & < = 33 kV ; < = 15 MVA | 0 | 0 | 0 | 0 | 0 | 0 | 0 | 0
|  | Ground Outdoor / Indoor Chamber Mounted; > = 22 kV & < = 33 kV ; > 15 MVA and < = 40 MVA | 0 | 0 | 0 | 0 | 0 | 0 | 0 | 0
|  | Ground Outdoor / Indoor Chamber Mounted; > = 22 kV & < = 33 kV ; > 40 MVA | 0 | 0 | 0 | 0 | 0 | 0 | 0 | 0
|  | Ground Outdoor / Indoor Chamber Mounted; > 33 kV & < = 66 kV ; < = 15 MVA | 0 | 0 | 0 | 0 | 0 | 0 | 0 | 0
|  | Ground Outdoor / Indoor Chamber Mounted; > 33 kV & < = 66 kV ; > 15 MVA and < = 40 MVA | 0 | 0 | 0 | 0 | 0 | 0 | 0 | 0
|  | Ground Outdoor / Indoor Chamber Mounted; > 33 kV & < = 66 kV ; > 40 MVA | 0 | 0 | 0 | 0 | 0 | 0 | 0 | 0
|  | Ground Outdoor / Indoor Chamber Mounted; > 66 kV & < = 132 kV ; < = 100 MVA | 0 | 0 | 0 | 0 | 0 | 0 | 0 | 0
|  | Ground Outdoor / Indoor Chamber Mounted; > 66 kV & < = 132 kV ; > 100 MVA | 0 | 0 | 0 | 0 | 0 | 0 | 0 | 0
|  | Ground Outdoor / Indoor Chamber Mounted; > 132 kV ; < = 100 MVA | 0 | 0 | 0 | 0 | 0 | 0 | 0 | 0
|  | Ground Outdoor / Indoor Chamber Mounted; > 132 kV ; > 100 MVA | 0 | 0 | 0 | 0 | 0 | 0 | 0 | 0
|  | Other | 189071.658 | 210389.982 | 231323.1886 | 223500 | 162520.5 | 127120 | 98271.3615 | 77266.1162
| SWITCHGEAR BY: | ˂ = 11 kV ; FUSE | 0 | 0 | 0 | 0 | 0 | 0 | 0 | 0
| Highest operating voltage; Switch function | ˂ = 11 kV ; Switch | 0 | 0 | 0 | 0 | 0 | 0 | 0 | 0
|  | ˂ = 11 kV ; Circuit Breaker | 0 | 0 | 0 | 0 | 0 | 0 | 0 | 0
|  | > 11 kV & < = 22 kV ; Switch | 171027.4749 | 190311.27 | 209246.7018 | 275000 | 267730 | 178755.5 | 155660.0335 | 198089.8683
|  | > 11 kV & < = 22 kV ; Circuit Breaker | 0 | 0 | 0 | 0 | 0 | 0 | 0 | 0
|  | > 22 kV & < = 33 kV ; Switch | 0 | 0 | 0 | 0 | 37126.5 | 121458 | 352177.0865 | 674735.3178
|  | > 22 kV & < = 33 kV ; Circuit Breaker | 0 | 0 | 0 | 0 | 0 | 0 | 0 | 0
|  | > 33 kV & < = 66 kV ; Switch | 0 | 0 | 0 | 0 | 0 | 0 | 0 | 0
|  | > 33 kV & < = 66 kV ; Circuit Breaker | 0 | 0 | 0 | 0 | 0 | 0 | 0 | 0
|  | > 66 kV & < = 132 kV ; Switch | 0 | 0 | 0 | 0 | 0 | 0 | 0 | 0
|  | > 66 kV & < = 132 kV ; Circuit Breaker | 0 | 0 | 0 | 0 | 0 | 0 | 0 | 0
|  | > 132 kV ; Switch | 0 | 0 | 0 | 0 | 0 | 0 | 0 | 0
|  | > 132 kV ; Circuit Breaker | 0 | 0 | 0 | 0 | 0 | 0 | 0 | 0
|  | ˂ = 1 KV ; CIRCUIT BREAKER | 0 | 0 | 0 | 0 | 0 | 0 | 0 | 0
|  | > 1 kV & ˂ = 11 KV ; ISOLATORS, EARTHING SWITCH | 0 | 0 | 0 | 0 | 0 | 0 | 0 | 0
|  | > 11 KV & < = 22 KV ; ISOLATORS, EARTHING SWITCH | 0 | 0 | 0 | 0 | 0 | 0 | 0 | 0
|  | > 33kV & <=66kV ; ISOLATORS, EARTHING SWITCH | 0 | 0 | 0 | 0 | 0 | 0 | 0 | 0
|  | HV FUSES AND SURGE DIVERTERS | 0 | 0 | 0 | 0 | 0 | 0 | 0 | 0
|  | Other | 170242.9452 | 189438.2825 | 208286.8545 | 217500 | 186742.5 | 153745 | 168369.174 | 232682.7854
| PUBLIC LIGHTING BY: | Luminaires ; Major Road | 0 | 0 | 0 | 0 | 0 | 0 | 0 | 0
| Asset Type ; Lighting Obligation | Luminaires ; Minor Road | 0 | 0 | 0 | 0 | 0 | 0 | 0 | 0
|  | Brackets ; Major Road | 0 | 0 | 0 | 0 | 0 | 0 | 0 | 0
|  | Brackets ; Minor Road | 0 | 0 | 0 | 0 | 0 | 0 | 0 | 0
|  | Lamps ; Major Road | 0 | 0 | 0 | 0 | 0 | 0 | 0 | 0
|  | Lamps ; Minor Road | 0 | 0 | 0 | 0 | 0 | 0 | 0 | 0
|  | Poles / Columns ; Major Road | 17259.6534 | 19205.7245 | 21116.6396 | 23500 | 19534.5 | 74886 | 84643.951 | 42302.2082
|  | Poles / Columns ; Minor Road | 0 | 0 | 0 | 0 | 48778.5 | 92991 | 52236.734 | 20214.0127
|  | Other | 0 | 0 | 0 | 0 | 0 | 0 | 0 | 0
| OTHER BY: | Recoverable Works Faults | 0 | 0 | 0 | 0 | 0 | 0 | 0 | 0
| DNSP defined | TV INTEREFERENCE RELATED EXPENDITURE | 32165.7178 | 35792.4866 | 39353.7375 | 24500 | 6094.5 | 2094.5 | 5769.435 | 14533.9022
|  | ENVIRONMENTAL RELATED REPLACEMENT EXPENDITURE | 0 | 0 | 0 | 0 | 0 | 0 | 0 | 0
|  | LINES MISCELLANEOUS | 0 | 0 | 0 | 0 | 0 | 0 | 0 | 0
|  | Totals | 10603882.8966 | 11799498.4286 | 12973515.066 | 12226911.7805 | 11424973.91 | 11998641 | 13337803.96 | 18377839.46
End of Sheet

## Historical Volumes
PAL MOD 1.24 Network Faults Capex | [9 empty] | Menu
Historical Volumes
Historical Volumes by RIN Category (Repex Table 2.2)
0's
| ASSET GROUP | ASSET CATEGORY | 2011/12 | 2012/13 | 2013/14 | 2014/15 | 2015/16 | 2016/17 | 2017/18 | 2011/12-2017/18 Average increase | 2014/15 to 2017/18 unit rate $2021 (june)
| POLES BY: | Staking of a wooden pole | 0 | 0 | 0 | 0 | 0 | 0 | 0 | 0 | 0
| Highest Operating Voltage ; Material Type; Staking (If Wood) | ˂ = 1 kV; Wood | 12 | 14 | 13.5 | 14 | 18 | 25.5 | 23.5 | 1.9167 | 12094.2758
|  | > 1 kV & < = 11 kV; Wood | 0 | 0 | 0 | 0 | 0 | 0 | 0 | 0 | 0
|  | ˃ 11 kV & < = 22 kV; Wood | 38.5 | 53 | 66 | 67 | 56.5 | 58 | 83.5 | 7.5 | 12070.254
|  | > 22 kV & < = 66 kV; Wood | 5.5 | 6 | 5 | 4.5 | 4 | 4 | 5.5 | 0 | 15092.4691
|  | > 66 kV & < = 132 kV; Wood | 0 | 0 | 0 | 0 | 0 | 0 | 0 | 0 | 0
|  | > 132 kV; Wood | 0 | 0 | 0 | 0 | 0 | 0 | 0 | 0 | 0
|  | ˂ = 1 kV; Concrete | 10 | 6 | 9 | 8.5 | 8 | 12.5 | 12.5 | 0.41667 | 18162.8335
|  | > 1 kV & < = 11 kV; Concrete | 0 | 0 | 0 | 0 | 0 | 0 | 0 | 0 | 0
|  | ˃ 11 kV & < = 22 kV; Concrete | 47 | 60.5 | 116 | 115 | 65 | 68 | 87.5 | 6.75 | 18019.353
|  | > 22 kV & < = 66 kV; Concrete | 1 | 2 | 4.5 | 7.5 | 10 | 6 | 2 | 0.16667 | 25553.733
|  | > 66 kV & < = 132 kV; Concrete | 0 | 0 | 0 | 0 | 0 | 0 | 0 | 0 | 0
|  | > 132 kV; Concrete | 0 | 0 | 0 | 0 | 0 | 0 | 0 | 0 | 0
|  | ˂ = 1 kV; Steel | 0 | 0 | 0 | 0 | 0 | 0 | 0 | 0 | 0
|  | > 1 kV & < = 11 kV; Steel | 0 | 0 | 0 | 0 | 0 | 0 | 0 | 0 | 0
|  | ˃ 11 kV & < = 22 kV; Steel | 0 | 0 | 0 | 0 | 0 | 0 | 0 | 0 | 0
|  | > 22 kV & < = 66 kV; Steel | 0 | 0 | 0 | 0 | 0 | 0 | 0 | 0 | 0
|  | > 66 kV & < = 132 kV; Steel | 0 | 0 | 0 | 0 | 0 | 0 | 0 | 0 | 0
|  | > 132 kV; Steel | 0 | 0 | 0 | 0 | 0 | 0 | 0 | 0 | 0
|  | Other | 0 | 0 | 0 | 0 | 0 | 0 | 0 | 0 | 0
| POLE TOP STRUCTURES BY: | ˂ = 1 kV | 120 | 149 | 164 | 147.5 | 149 | 164 | 157.5 | 6.25 | 3854.497
| Highest Operating Voltage | > 1 kV & < = 11 kV | 0 | 0 | 0 | 0 | 0 | 0 | 0 | 0 | 0
|  | ˃ 11 kV & < = 22 kV | 213.5 | 360.5 | 507.5 | 376.5 | 204.5 | 195 | 190.5 | -3.8333 | 3466.2874
|  | > 22 kV & < = 66 kV | 16.5 | 20.5 | 22.5 | 33.5 | 31 | 15.5 | 12 | -0.75 | 4746.0252
|  | > 66 kV & < = 132 kV | 0 | 0 | 0 | 0 | 0 | 0 | 0 | 0 | 0
|  | > 132 kV | 0 | 0 | 0 | 0 | 0 | 0 | 0 | 0 | 0
|  | Other | 0 | 0 | 0 | 0 | 0 | 0 | 0 | 0 | 0
| OVERHEAD CONDUCTORS BY: | ˂ = 1 kV | 4 | 4.5 | 4 | 2.5 | 4.78 | 6.28 | 6.48 | 0.41333 | 37623.7807
| Highest Operating Voltage; Number of Phases (At HV) | > 1 kV & < = 11 kV | 0 | 0 | 0 | 0 | 0 | 0 | 0 | 0 | 0
|  | ˃ 11 kV & < = 22 kV ; SWER | 0 | 0 | 0 | 0 | 0 | 0 | 0 | 0 | 0
|  | ˃ 11 kV & < = 22 kV ; Single-Phase | 0 | 0 | 0.5 | 1.5 | 3.665 | 3.665 | 2.38 | 0.39667 | 78291.9046
|  | ˃ 11 kV & < = 22 kV ; Multiple-Phase | 0 | 0 | 2.5 | 3 | 1.25 | 2.75 | 4.465 | 0.74417 | 58703.1947
|  | > 22 kV & < = 66 kV | 0 | 0 | 0 | 0 | 0 | 0 | 0 | 0 | 0
|  | > 66 kV & < = 132 kV | 0 | 0 | 0 | 0 | 0 | 0 | 0 | 0 | 0
|  | > 132 kV | 0 | 0 | 0 | 0 | 0 | 0 | 0 | 0 | 0
|  | Other | 0 | 0 | 0 | 0 | 0 | 0 | 0 | 0 | 0
| UNDERGROUND CABLES BY: | ˂ = 1 kV | 3 | 3 | 3 | 2.5 | 3.82 | 4.32 | 4.255 | 0.20917 | 161505.4159
| Highest operating voltage | > 1 kV & < = 11 kV | 0 | 0 | 0 | 0 | 0 | 0 | 0 | 0 | 0
|  | > 11 kV & < = 22 kV | 0 | 0 | 0 | 0 | 0.505 | 0.505 | 0.15 | 0.025 | 1021608.0344
|  | > 22 kV & < = 33 kV | 0 | 0 | 0 | 0 | 0 | 0 | 0 | 0 | 0
|  | > 33 kV & < = 66 kV | 0 | 0 | 0 | 0 | 0 | 0 | 0 | 0 | 0
|  | > 66 kV & < = 132 kV | 0 | 0 | 0 | 0 | 0 | 0 | 0 | 0 | 0
|  | > 132 kV | 0 | 0 | 0 | 0 | 0 | 0 | 0 | 0 | 0
|  | Other | 0 | 0 | 0 | 0 | 0 | 0 | 0 | 0 | 0
| SERVICE LINES BY: | ˂ = 11 kV ; Residential ; Simple Type | 45.5 | 45 | 49.5 | 51.5 | 52.36 | 50.86 | 56.66 | 1.86 | 25503.0239
| Connection Voltage; Customer Type; Cconnection Complexity | ˂ = 11 kV ; Commercial & Industrial ; Simple Type | 0 | 0 | 0 | 0 | 0 | 0 | 0 | 0 | 0
|  | ˂ = 11 kV ; Residential ; Complex Type | 0 | 0 | 0 | 0 | 0 | 0 | 0 | 0 | 0
|  | ˂ = 11 kV ; Commercial & Industrial ; Complex Type | 0 | 0 | 0 | 0 | 0 | 0 | 0 | 0 | 0
|  | ˂ = 11 kV ; Subdivision ; Complex Type | 0 | 0 | 0 | 0 | 0 | 0 | 0 | 0 | 0
| TRANSFORMERS BY: | Pole Mounted ; < = 22kV ; < = 60 kVA ; Single Phase | 448 | 419 | 391.5 | 438.5 | 390 | 320.5 | 352 | -16 | 5906.8049
| Mounting type; Highest operating voltage; Ampere rating; Number of phases (at LV) | Pole Mounted ; < = 22kV ; > 60 kVA and < = 600 kVA ; Single Phase | 12 | 9.5 | 8 | 9.5 | 8.5 | 8.5 | 15.5 | 0.58333 | 25304.6513
|  | Pole Mounted ; < = 22kV ; > 600 kVA ; Single Phase | 0 | 0 | 0 | 0 | 0 | 0 | 0 | 0 | 0
|  | Pole Mounted ; < = 22kV ; < = 60 kVA ; Multiple Phase | 30.5 | 26 | 26 | 24 | 21.5 | 30.5 | 42 | 1.9167 | 11690.5224
|  | Pole Mounted ; < = 22kV ; > 60 kVA and < = 600 kVA ; Multiple Phase | 37.5 | 51.5 | 51.5 | 42 | 45 | 46 | 57.5 | 3.3333 | 24692.4251
|  | Pole Mounted ; < = 22kV ; > 600 kVA ; Multiple Phase | 1 | 1 | 3.5 | 3.5 | 0.5 | 1 | 2 | 0.16667 | 115018.2062
|  | Kiosk Mounted ; < = 22kV ; < = 60 kVA ; Single Phase | 0 | 0 | 0 | 0 | 0.5 | 0.5 | 0 | 0 | 10905.85
|  | Kiosk Mounted ; < = 22kV ; > 60 kVA and < = 600 kVA ; Single Phase | 0 | 0 | 0 | 0 | 0 | 0 | 0 | 0 | 0
|  | Kiosk Mounted ; < = 22kV ; > 600 kVA ; Single Phase | 0 | 0 | 0 | 0 | 0 | 0 | 0 | 0 | 0
|  | Kiosk Mounted ; < = 22kV ; < = 60 kVA ; Multiple Phase | 0 | 0 | 0 | 0 | 0 | 0 | 0 | 0 | 0
|  | Kiosk Mounted ; < = 22kV ; > 60 kVA and < = 600 kVA ; Multiple Phase | 5 | 6 | 6 | 4.5 | 5.5 | 7 | 7 | 0.33333 | 114636.3047
|  | Kiosk Mounted ; < = 22kV ; > 600 kVA ; Multiple Phase | 1 | 1 | 1 | 1 | 3 | 1.5 | 0.5 | -0.083333 | 72726.3619
|  | Ground Outdoor / Indoor Chamber Mounted; ˂ 22 kV ; < = 60 kVA ; Single Phase | 0.5 | 0 | 0 | 0 | 0 | 0 | 0 | -0.083333 | 0
|  | Ground Outdoor / Indoor Chamber Mounted; ˂ 22 kV ; > 60 kVA and < = 600 kVA ; Single Phase | 0 | 0 | 0 | 0 | 0 | 0 | 0 | 0 | 0
|  | Ground Outdoor / Indoor Chamber Mounted; ˂ 22 kV ; > 600 kVA ; Single Phase | 0 | 0 | 0 | 0 | 0 | 0 | 0 | 0 | 0
|  | Ground Outdoor / Indoor Chamber Mounted; ˂ 22 kV ; < = 60 kVA ; Multiple Phase | 0 | 0 | 0 | 0 | 0 | 0 | 0 | 0 | 0
|  | Ground Outdoor / Indoor Chamber Mounted; ˂ 22 kV ; > 60 kVA and < = 600 kVA ; Multiple Phase | 0 | 0 | 0 | 0 | 0 | 0 | 0 | 0 | 0
|  | Ground Outdoor / Indoor Chamber Mounted; ˂ 22 kV ; > 600 kVA ; Multiple Phase | 0 | 0 | 0 | 0 | 0.5 | 0.5 | 0 | 0 | 23442.4814
|  | Ground Outdoor / Indoor Chamber Mounted; > = 22 kV & < = 33 kV ; < = 15 MVA | 0 | 0 | 0 | 0 | 0 | 0 | 0 | 0 | 0
|  | Ground Outdoor / Indoor Chamber Mounted; > = 22 kV & < = 33 kV ; > 15 MVA and < = 40 MVA | 0 | 0 | 0 | 0 | 0 | 0 | 0 | 0 | 0
|  | Ground Outdoor / Indoor Chamber Mounted; > = 22 kV & < = 33 kV ; > 40 MVA | 0 | 0 | 0 | 0 | 0 | 0 | 0 | 0 | 0
|  | Ground Outdoor / Indoor Chamber Mounted; > 33 kV & < = 66 kV ; < = 15 MVA | 0 | 0 | 0 | 0 | 0 | 0 | 0 | 0 | 0
|  | Ground Outdoor / Indoor Chamber Mounted; > 33 kV & < = 66 kV ; > 15 MVA and < = 40 MVA | 0 | 0 | 0 | 0 | 0 | 0 | 0 | 0 | 0
|  | Ground Outdoor / Indoor Chamber Mounted; > 33 kV & < = 66 kV ; > 40 MVA | 0 | 0 | 0 | 0 | 0 | 0 | 0 | 0 | 0
|  | Ground Outdoor / Indoor Chamber Mounted; > 66 kV & < = 132 kV ; < = 100 MVA | 0 | 0 | 0 | 0 | 0 | 0 | 0 | 0 | 0
|  | Ground Outdoor / Indoor Chamber Mounted; > 66 kV & < = 132 kV ; > 100 MVA | 0 | 0 | 0 | 0 | 0 | 0 | 0 | 0 | 0
|  | Ground Outdoor / Indoor Chamber Mounted; > 132 kV ; < = 100 MVA | 0 | 0 | 0 | 0 | 0 | 0 | 0 | 0 | 0
|  | Ground Outdoor / Indoor Chamber Mounted; > 132 kV ; > 100 MVA | 0 | 0 | 0 | 0 | 0 | 0 | 0 | 0 | 0
|  | Other | 2 | 3.5 | 3.5 | 3.5 | 2.5 | 2 | 1.5 | -0.083333 | 70898.2341
| SWITCHGEAR BY: | ˂ = 11 kV ; FUSE | 0 | 0 | 0 | 0 | 0 | 0 | 0 | 0 | 0
| Highest operating voltage; Switch function | ˂ = 11 kV ; Switch | 0 | 0 | 0 | 0 | 0 | 0 | 0 | 0 | 0
|  | ˂ = 11 kV ; Circuit Breaker | 0 | 0 | 0 | 0 | 0 | 0 | 0 | 0 | 0
|  | > 11 kV & < = 22 kV ; Switch | 18.5 | 23.5 | 16 | 15 | 14.5 | 10 | 8.5 | -1.6667 | 20102.8898
|  | > 11 kV & < = 22 kV ; Circuit Breaker | 0 | 0 | 0 | 0 | 0 | 0 | 0 | 0 | 0
|  | > 22 kV & < = 33 kV ; Switch | 0 | 0 | 0 | 0 | 0.5 | 1.5 | 4.5 | 0.75 | 84475.3192
|  | > 22 kV & < = 33 kV ; Circuit Breaker | 0 | 0 | 0 | 0 | 0 | 0 | 0.5 | 0.083333 | 0
|  | > 33 kV & < = 66 kV ; Switch | 0 | 0 | 0 | 0 | 0 | 0 | 0 | 0 | 0
|  | > 33 kV & < = 66 kV ; Circuit Breaker | 0 | 0 | 0 | 0 | 0 | 0 | 0 | 0 | 0
|  | > 66 kV & < = 132 kV ; Switch | 0 | 0 | 0 | 0 | 0 | 0 | 0 | 0 | 0
|  | > 66 kV & < = 132 kV ; Circuit Breaker | 0 | 0 | 0 | 0 | 0 | 0 | 0 | 0 | 0
|  | > 132 kV ; Switch | 0 | 0 | 0 | 0 | 0 | 0 | 0 | 0 | 0
|  | > 132 kV ; Circuit Breaker | 0 | 0 | 0 | 0 | 0 | 0 | 0 | 0 | 0
|  | ˂ = 1 KV ; CIRCUIT BREAKER | 0 | 0 | 0 | 0 | 0 | 0 | 0 | 0 | 0
|  | > 1 kV & ˂ = 11 KV ; ISOLATORS, EARTHING SWITCH | 0 | 0 | 0 | 0 | 0 | 0 | 0 | 0 | 0
|  | > 11 KV & < = 22 KV ; ISOLATORS, EARTHING SWITCH | 0 | 0 | 0 | 0 | 0 | 0 | 0 | 0 | 0
|  | > 33kV & <=66kV ; ISOLATORS, EARTHING SWITCH | 0 | 0 | 0 | 0 | 0 | 0 | 0 | 0 | 0
|  | HV FUSES AND SURGE DIVERTERS | 0 | 0 | 0 | 0 | 0 | 0 | 0 | 0 | 0
|  | Other | 768.5 | 805.5 | 821.5 | 772.5 | 656 | 548 | 593 | -29.25 | 310.3082
| PUBLIC LIGHTING BY: | Luminaires ; Major Road | 0 | 0 | 0 | 0 | 0 | 0 | 0 | 0 | 0
| Asset Type ; Lighting Obligation | Luminaires ; Minor Road | 0 | 0 | 0 | 0 | 0 | 0 | 0 | 0 | 0
|  | Brackets ; Major Road | 0 | 0 | 0 | 0 | 0 | 0 | 0 | 0 | 0
|  | Brackets ; Minor Road | 0 | 0 | 0 | 0 | 0 | 0 | 0 | 0 | 0
|  | Lamps ; Major Road | 0 | 0 | 0 | 0 | 0 | 0 | 0 | 0 | 0
|  | Lamps ; Minor Road | 0 | 0 | 0 | 0 | 0 | 0 | 0 | 0 | 0
|  | Poles / Columns ; Major Road | 6.5 | 6.5 | 5 | 2 | 1.5 | 6 | 7 | 0.083333 | 13319.9524
|  | Poles / Columns ; Minor Road | 0 | 0 | 0 | 0 | 4 | 9 | 6 | 1 | 11093.8496
|  | Other | 0 | 0 | 0 | 0 | 0 | 0 | 0 | 0 | 0
| OTHER BY: | Recoverable Works Faults | 0 | 0 | 0 | 0 | 0 | 0 | 0 | 0 | 0
| DNSP defined | TV INTEREFERENCE RELATED EXPENDITURE | 0 | 0 | 0 | 0 | 0 | 0 | 0 | 0 | 0
|  | ENVIRONMENTAL RELATED REPLACEMENT EXPENDITURE | 0 | 0 | 0 | 0 | 0 | 0 | 0 | 0 | 0
|  | LINES MISCELLANEOUS | 0 | 0 | 0 | 0 | 0 | 0 | 0 | 0 | 0
|  | Totals | 1847.5 | 2077 | 2301 | 2151 | 1766.38 | 1609.38 | 1746.39 | -16.8517
End of Sheet

## Forecast Volumes
PAL MOD 1.24 Network Faults Capex | [9 empty] | Menu
Forecast Volumes
Forecast Volumes by RIN Category (Repex Table 2.2)
0's
| ASSET GROUP | ASSET CATEGORY | 2018/19 | 2019/20 | 2020/21 | 2021/22 | 2022/23 | 2023/24 | 2024/25 | 2025/26
| POLES BY: | Staking of a wooden pole | 0 | 0 | 0 | 0 | 0 | 0 | 0 | 0
| Highest Operating Voltage ; Material Type; Staking (If Wood) | ˂ = 1 kV; Wood | 25.4167 | 27.3333 | 29.25 | 31.1667 | 33.0833 | 35 | 36.9167 | 38.8333
|  | > 1 kV & < = 11 kV; Wood | 0 | 0 | 0 | 0 | 0 | 0 | 0 | 0
|  | ˃ 11 kV & < = 22 kV; Wood | 91 | 98.5 | 106 | 113.5 | 121 | 128.5 | 136 | 143.5
|  | > 22 kV & < = 66 kV; Wood | 5.5 | 5.5 | 5.5 | 5.5 | 5.5 | 5.5 | 5.5 | 5.5
|  | > 66 kV & < = 132 kV; Wood | 0 | 0 | 0 | 0 | 0 | 0 | 0 | 0
|  | > 132 kV; Wood | 0 | 0 | 0 | 0 | 0 | 0 | 0 | 0
|  | ˂ = 1 kV; Concrete | 12.9167 | 13.3333 | 13.75 | 14.1667 | 14.5833 | 15 | 15.4167 | 15.8333
|  | > 1 kV & < = 11 kV; Concrete | 0 | 0 | 0 | 0 | 0 | 0 | 0 | 0
|  | ˃ 11 kV & < = 22 kV; Concrete | 94.25 | 101 | 107.75 | 114.5 | 121.25 | 128 | 134.75 | 141.5
|  | > 22 kV & < = 66 kV; Concrete | 2.1667 | 2.3333 | 2.5 | 2.6667 | 2.8333 | 3 | 3.1667 | 3.3333
|  | > 66 kV & < = 132 kV; Concrete | 0 | 0 | 0 | 0 | 0 | 0 | 0 | 0
|  | > 132 kV; Concrete | 0 | 0 | 0 | 0 | 0 | 0 | 0 | 0
|  | ˂ = 1 kV; Steel | 0 | 0 | 0 | 0 | 0 | 0 | 0 | 0
|  | > 1 kV & < = 11 kV; Steel | 0 | 0 | 0 | 0 | 0 | 0 | 0 | 0
|  | ˃ 11 kV & < = 22 kV; Steel | 0 | 0 | 0 | 0 | 0 | 0 | 0 | 0
|  | > 22 kV & < = 66 kV; Steel | 0 | 0 | 0 | 0 | 0 | 0 | 0 | 0
|  | > 66 kV & < = 132 kV; Steel | 0 | 0 | 0 | 0 | 0 | 0 | 0 | 0
|  | > 132 kV; Steel | 0 | 0 | 0 | 0 | 0 | 0 | 0 | 0
|  | Other | 0 | 0 | 0 | 0 | 0 | 0 | 0 | 0
| POLE TOP STRUCTURES BY: | ˂ = 1 kV | 163.75 | 170 | 176.25 | 182.5 | 188.75 | 195 | 201.25 | 207.5
| Highest Operating Voltage | > 1 kV & < = 11 kV | 0 | 0 | 0 | 0 | 0 | 0 | 0 | 0
|  | ˃ 11 kV & < = 22 kV | 186.6667 | 182.8333 | 179 | 175.1667 | 171.3333 | 167.5 | 163.6667 | 159.8333
|  | > 22 kV & < = 66 kV | 11.25 | 10.5 | 9.75 | 9 | 8.25 | 7.5 | 6.75 | 6
|  | > 66 kV & < = 132 kV | 0 | 0 | 0 | 0 | 0 | 0 | 0 | 0
|  | > 132 kV | 0 | 0 | 0 | 0 | 0 | 0 | 0 | 0
|  | Other | 0 | 0 | 0 | 0 | 0 | 0 | 0 | 0
| OVERHEAD CONDUCTORS BY: | ˂ = 1 kV | 0's 2018/19: 6.8933
| Highest Operating Voltage; Number of Phases (At HV) | > 1 kV & < = 11 kV | 0's 2018/19: 0
|  | ˃ 11 kV & < = 22 kV ; SWER | 0's 2018/19: 0
|  | ˃ 11 kV & < = 22 kV ; Single-Phase | 0's 2018/19: 2.7767
|  | ˃ 11 kV & < = 22 kV ; Multiple-Phase | 0's 2018/19: 5.2092
|  | > 22 kV & < = 66 kV | 0's 2018/19: 0
|  | > 66 kV & < = 132 kV | 0's 2018/19: 0
|  | > 132 kV | 0's 2018/19: 0
|  | Other | 0's 2018/19: 0
| UNDERGROUND CABLES BY: | ˂ = 1 kV | 0's 2018/19: 4.4642
| Highest operating voltage | > 1 kV & < = 11 kV | 0's 2018/19: 0
|  | > 11 kV & < = 22 kV | 0's 2018/19: 0.175
|  | > 22 kV & < = 33 kV | 0's 2018/19: 0
|  | > 33 kV & < = 66 kV | 0's 2018/19: 0
|  | > 66 kV & < = 132 kV | 0's 2018/19: 0
|  | > 132 kV | 0's 2018/19: 0
|  | Other | 0's 2018/19: 0
| SERVICE LINES BY: | ˂ = 11 kV ; Residential ; Simple Type | 58.52 | 60.38 | 62.24 | 64.1 | 65.96 | 67.82 | 69.68 | 71.54
| Connection Voltage; Customer Type; Cconnection Complexity | ˂ = 11 kV ; Commercial & Industrial ; Simple Type | 0 | 0 | 0 | 0 | 0 | 0 | 0 | 0
|  | ˂ = 11 kV ; Residential ; Complex Type | 0 | 0 | 0 | 0 | 0 | 0 | 0 | 0
|  | ˂ = 11 kV ; Commercial & Industrial ; Complex Type | 0 | 0 | 0 | 0 | 0 | 0 | 0 | 0
|  | ˂ = 11 kV ; Subdivision ; Complex Type | 0 | 0 | 0 | 0 | 0 | 0 | 0 | 0
| TRANSFORMERS BY: | Pole Mounted ; < = 22kV ; < = 60 kVA ; Single Phase | 336 | 320 | 304 | 288 | 272 | 256 | 240 | 224
| Mounting type; Highest operating voltage; Ampere rating; Number of phases (at LV) | Pole Mounted ; < = 22kV ; > 60 kVA and < = 600 kVA ; Single Phase | 16.0833 | 16.6667 | 17.25 | 17.8333 | 18.4167 | 19 | 19.5833 | 20.1667
|  | Pole Mounted ; < = 22kV ; > 600 kVA ; Single Phase | 0 | 0 | 0 | 0 | 0 | 0 | 0 | 0
|  | Pole Mounted ; < = 22kV ; < = 60 kVA ; Multiple Phase | 43.9167 | 45.8333 | 47.75 | 49.6667 | 51.5833 | 53.5 | 55.4167 | 57.3333
|  | Pole Mounted ; < = 22kV ; > 60 kVA and < = 600 kVA ; Multiple Phase | 60.8333 | 64.1667 | 67.5 | 70.8333 | 74.1667 | 77.5 | 80.8333 | 84.1667
|  | Pole Mounted ; < = 22kV ; > 600 kVA ; Multiple Phase | 2.1667 | 2.3333 | 2.5 | 2.6667 | 2.8333 | 3 | 3.1667 | 3.3333
|  | Kiosk Mounted ; < = 22kV ; < = 60 kVA ; Single Phase | 0 | 0 | 0 | 0 | 0 | 0 | 0 | 0
|  | Kiosk Mounted ; < = 22kV ; > 60 kVA and < = 600 kVA ; Single Phase | 0 | 0 | 0 | 0 | 0 | 0 | 0 | 0
|  | Kiosk Mounted ; < = 22kV ; > 600 kVA ; Single Phase | 0 | 0 | 0 | 0 | 0 | 0 | 0 | 0
|  | Kiosk Mounted ; < = 22kV ; < = 60 kVA ; Multiple Phase | 0 | 0 | 0 | 0 | 0 | 0 | 0 | 0
|  | Kiosk Mounted ; < = 22kV ; > 60 kVA and < = 600 kVA ; Multiple Phase | 7.3333 | 7.6667 | 8 | 8.3333 | 8.6667 | 9 | 9.3333 | 9.6667
|  | Kiosk Mounted ; < = 22kV ; > 600 kVA ; Multiple Phase | 0.41667 | 0.33333 | 0.25 | 0.16667 | 0.083333 | 8.3267e-17 | 0 | 0
|  | Ground Outdoor / Indoor Chamber Mounted; ˂ 22 kV ; < = 60 kVA ; Single Phase | 0 | 0 | 0 | 0 | 0 | 0 | 0 | 0
|  | Ground Outdoor / Indoor Chamber Mounted; ˂ 22 kV ; > 60 kVA and < = 600 kVA ; Single Phase | 0 | 0 | 0 | 0 | 0 | 0 | 0 | 0
|  | Ground Outdoor / Indoor Chamber Mounted; ˂ 22 kV ; > 600 kVA ; Single Phase | 0 | 0 | 0 | 0 | 0 | 0 | 0 | 0
|  | Ground Outdoor / Indoor Chamber Mounted; ˂ 22 kV ; < = 60 kVA ; Multiple Phase | 0 | 0 | 0 | 0 | 0 | 0 | 0 | 0
|  | Ground Outdoor / Indoor Chamber Mounted; ˂ 22 kV ; > 60 kVA and < = 600 kVA ; Multiple Phase | 0 | 0 | 0 | 0 | 0 | 0 | 0 | 0
|  | Ground Outdoor / Indoor Chamber Mounted; ˂ 22 kV ; > 600 kVA ; Multiple Phase | 0 | 0 | 0 | 0 | 0 | 0 | 0 | 0
|  | Ground Outdoor / Indoor Chamber Mounted; > = 22 kV & < = 33 kV ; < = 15 MVA | 0 | 0 | 0 | 0 | 0 | 0 | 0 | 0
|  | Ground Outdoor / Indoor Chamber Mounted; > = 22 kV & < = 33 kV ; > 15 MVA and < = 40 MVA | 0 | 0 | 0 | 0 | 0 | 0 | 0 | 0
|  | Ground Outdoor / Indoor Chamber Mounted; > = 22 kV & < = 33 kV ; > 40 MVA | 0 | 0 | 0 | 0 | 0 | 0 | 0 | 0
|  | Ground Outdoor / Indoor Chamber Mounted; > 33 kV & < = 66 kV ; < = 15 MVA | 0 | 0 | 0 | 0 | 0 | 0 | 0 | 0
|  | Ground Outdoor / Indoor Chamber Mounted; > 33 kV & < = 66 kV ; > 15 MVA and < = 40 MVA | 0 | 0 | 0 | 0 | 0 | 0 | 0 | 0
|  | Ground Outdoor / Indoor Chamber Mounted; > 33 kV & < = 66 kV ; > 40 MVA | 0 | 0 | 0 | 0 | 0 | 0 | 0 | 0
|  | Ground Outdoor / Indoor Chamber Mounted; > 66 kV & < = 132 kV ; < = 100 MVA | 0 | 0 | 0 | 0 | 0 | 0 | 0 | 0
|  | Ground Outdoor / Indoor Chamber Mounted; > 66 kV & < = 132 kV ; > 100 MVA | 0 | 0 | 0 | 0 | 0 | 0 | 0 | 0
|  | Ground Outdoor / Indoor Chamber Mounted; > 132 kV ; < = 100 MVA | 0 | 0 | 0 | 0 | 0 | 0 | 0 | 0
|  | Ground Outdoor / Indoor Chamber Mounted; > 132 kV ; > 100 MVA | 0 | 0 | 0 | 0 | 0 | 0 | 0 | 0
|  | Other | 1.4167 | 1.3333 | 1.25 | 1.1667 | 1.0833 | 1 | 0.91667 | 0.83333
| SWITCHGEAR BY: | ˂ = 11 kV ; FUSE | 0 | 0 | 0 | 0 | 0 | 0 | 0 | 0
| Highest operating voltage; Switch function | ˂ = 11 kV ; Switch | 0 | 0 | 0 | 0 | 0 | 0 | 0 | 0
|  | ˂ = 11 kV ; Circuit Breaker | 0 | 0 | 0 | 0 | 0 | 0 | 0 | 0
|  | > 11 kV & < = 22 kV ; Switch | 6.8333 | 5.1667 | 3.5 | 1.8333 | 0.16667 | 0 | 0 | 0
|  | > 11 kV & < = 22 kV ; Circuit Breaker | 0 | 0 | 0 | 0 | 0 | 0 | 0 | 0
|  | > 22 kV & < = 33 kV ; Switch | 5.25 | 6 | 6.75 | 7.5 | 8.25 | 9 | 9.75 | 10.5
|  | > 22 kV & < = 33 kV ; Circuit Breaker | 0.58333 | 0.66667 | 0.75 | 0.83333 | 0.91667 | 1 | 1.0833 | 1.1667
|  | > 33 kV & < = 66 kV ; Switch | 0 | 0 | 0 | 0 | 0 | 0 | 0 | 0
|  | > 33 kV & < = 66 kV ; Circuit Breaker | 0 | 0 | 0 | 0 | 0 | 0 | 0 | 0
|  | > 66 kV & < = 132 kV ; Switch | 0 | 0 | 0 | 0 | 0 | 0 | 0 | 0
|  | > 66 kV & < = 132 kV ; Circuit Breaker | 0 | 0 | 0 | 0 | 0 | 0 | 0 | 0
|  | > 132 kV ; Switch | 0 | 0 | 0 | 0 | 0 | 0 | 0 | 0
|  | > 132 kV ; Circuit Breaker | 0 | 0 | 0 | 0 | 0 | 0 | 0 | 0
|  | ˂ = 1 KV ; CIRCUIT BREAKER | 0 | 0 | 0 | 0 | 0 | 0 | 0 | 0
|  | > 1 kV & ˂ = 11 KV ; ISOLATORS, EARTHING SWITCH | 0 | 0 | 0 | 0 | 0 | 0 | 0 | 0
|  | > 11 KV & < = 22 KV ; ISOLATORS, EARTHING SWITCH | 0 | 0 | 0 | 0 | 0 | 0 | 0 | 0
|  | > 33kV & <=66kV ; ISOLATORS, EARTHING SWITCH | 0 | 0 | 0 | 0 | 0 | 0 | 0 | 0
|  | HV FUSES AND SURGE DIVERTERS | 0 | 0 | 0 | 0 | 0 | 0 | 0 | 0
|  | Other | 563.75 | 534.5 | 505.25 | 476 | 446.75 | 417.5 | 388.25 | 359
| PUBLIC LIGHTING BY: | Luminaires ; Major Road | 0 | 0 | 0 | 0 | 0 | 0 | 0 | 0
| Asset Type ; Lighting Obligation | Luminaires ; Minor Road | 0 | 0 | 0 | 0 | 0 | 0 | 0 | 0
|  | Brackets ; Major Road | 0 | 0 | 0 | 0 | 0 | 0 | 0 | 0
|  | Brackets ; Minor Road | 0 | 0 | 0 | 0 | 0 | 0 | 0 | 0
|  | Lamps ; Major Road | 0 | 0 | 0 | 0 | 0 | 0 | 0 | 0
|  | Lamps ; Minor Road | 0 | 0 | 0 | 0 | 0 | 0 | 0 | 0
|  | Poles / Columns ; Major Road | 7.0833 | 7.1667 | 7.25 | 7.3333 | 7.4167 | 7.5 | 7.5833 | 7.6667
|  | Poles / Columns ; Minor Road | 7 | 8 | 9 | 10 | 11 | 12 | 13 | 14
|  | Other | 0 | 0 | 0 | 0 | 0 | 0 | 0 | 0
| OTHER BY: | Recoverable Works Faults | 0 | 0 | 0 | 0 | 0 | 0 | 0 | 0
| DNSP defined | TV INTEREFERENCE RELATED EXPENDITURE | 0 | 0 | 0 | 0 | 0 | 0 | 0 | 0
|  | ENVIRONMENTAL RELATED REPLACEMENT EXPENDITURE | 0 | 0 | 0 | 0 | 0 | 0 | 0 | 0
|  | LINES MISCELLANEOUS | 0 | 0 | 0 | 0 | 0 | 0 | 0 | 0
|  | Totals | 1729.6217 | 1691.5467 | 1672.99 | 1654.4333 | 1635.8767 | 1618.82 | 1602.0133 | 1585.2067
|  | YoY change | 0 | -38.075 | -18.5567 | -18.5567 | -18.5567 | -17.0567 | -16.8067 | -16.8067
End of Sheet

## Forecast Expenditure
PAL MOD 1.24 Network Faults Capex | [16 empty] | Menu
Forecast Expenditure | [15 empty] | Sheet Check | OK
Forecast Expenditure by RIN Category (Repex Table 2.2)
$ 2021
| ASSET GROUP | ASSET CATEGORY | 2011/12 | 2012/13 | 2013/14 | 2014/15 | 2015/16 | 2016/17 | 2017/18 | 2018/19 | 2019/20 | 2020/21 | 2021/22 | 2022/23 | 2023/24 | 2024/25 | 2025/26
| POLES BY: | Staking of a wooden pole | 0 | 0 | 0 | 0 | 0 | 0 | 0 | 0 | 0 | 0 | 0 | 0 | 0 | 0 | 0
| Highest Operating Voltage ; Material Type; Staking (If Wood) | ˂ = 1 kV; Wood | 165570.7594 | 180265.5068 | 192905.956 | 171200.3953 | 214950.6837 | 308968.3232 | 284516.9364 | 297826.9596 | 330576.8714 | 353757.5667 | 376938.2619 | 400118.9572 | 423299.6524 | 446480.3477 | 469661.0429
|  | > 1 kV & < = 11 kV; Wood | 0 | 0 | 0 | 0 | 0 | 0 | 0 | 0 | 0 | 0 | 0 | 0 | 0 | 0 | 0
|  | ˃ 11 kV & < = 22 kV; Wood | 780816.6493 | 850115.7424 | 909726.9516 | 813342.2057 | 683087.4385 | 705590.3169 | 996597.3612 | 1570020.5676 | 1188920.0236 | 1279446.9289 | 1369973.8343 | 1460500.7396 | 1551027.645 | 1641554.5503 | 1732081.4557
|  | > 22 kV & < = 66 kV; Wood | 66792.7495 | 72720.7442 | 77820.0163 | 65673.5942 | 62169.7639 | 60940.7305 | 82880.3558 | 145145.425 | 83008.5802 | 83008.5802 | 83008.5802 | 83008.5802 | 83008.5802 | 83008.5802 | 83008.5802
|  | > 66 kV & < = 132 kV; Wood | 0 | 0 | 0 | 0 | 0 | 0 | 0 | 0 | 0 | 0 | 0 | 0 | 0 | 0 | 0
|  | > 132 kV; Wood | 0 | 0 | 0 | 0 | 0 | 0 | 0 | 0 | 0 | 0 | 0 | 0 | 0 | 0 | 0
|  | ˂ = 1 kV; Concrete | 144874.4144 | 157732.3185 | 168792.7115 | 150431.8227 | 140971.6012 | 232196.0905 | 230158.0776 | 192503.5257 | 242171.1139 | 249738.9612 | 257306.8085 | 264874.6558 | 272442.5031 | 280010.3505 | 287578.1978
|  | > 1 kV & < = 11 kV; Concrete | 0 | 0 | 0 | 0 | 0 | 0 | 0 | 0 | 0 | 0 | 0 | 0 | 0 | 0 | 0
|  | ˃ 11 kV & < = 22 kV; Concrete | 2407576.398 | 2621253.7845 | 2805059.4712 | 2057901.015 | 1166039.1087 | 1245701.0741 | 1575851.7193 | 2203095.9122 | 1819954.6487 | 1941585.2811 | 2063215.9136 | 2184846.546 | 2306477.1785 | 2428107.811 | 2549738.4434
|  | > 22 kV & < = 66 kV; Concrete | 125118.8125 | 136223.3659 | 145775.5236 | 201511.2849 | 257072.0953 | 143860.2902 | 49176.5202 | 89013.6732 | 59625.3769 | 63884.3324 | 68143.2879 | 72402.2434 | 76661.1989 | 80920.1544 | 85179.1099
|  | > 66 kV & < = 132 kV; Concrete | 0 | 0 | 0 | 0 | 0 | 0 | 0 | 0 | 0 | 0 | 0 | 0 | 0 | 0 | 0
|  | > 132 kV; Concrete | 0 | 0 | 0 | 0 | 0 | 0 | 0 | 0 | 0 | 0 | 0 | 0 | 0 | 0 | 0
|  | ˂ = 1 kV; Steel | 0 | 0 | 0 | 0 | 0 | 0 | 0 | 0 | 0 | 0 | 0 | 0 | 0 | 0 | 0
|  | > 1 kV & < = 11 kV; Steel | 0 | 0 | 0 | 0 | 0 | 0 | 0 | 0 | 0 | 0 | 0 | 0 | 0 | 0 | 0
|  | ˃ 11 kV & < = 22 kV; Steel | 0 | 0 | 0 | 0 | 0 | 0 | 0 | 0 | 0 | 0 | 0 | 0 | 0 | 0 | 0
|  | > 22 kV & < = 66 kV; Steel | 0 | 0 | 0 | 0 | 0 | 0 | 0 | 0 | 0 | 0 | 0 | 0 | 0 | 0 | 0
|  | > 66 kV & < = 132 kV; Steel | 0 | 0 | 0 | 0 | 0 | 0 | 0 | 0 | 0 | 0 | 0 | 0 | 0 | 0 | 0
|  | > 132 kV; Steel | 0 | 0 | 0 | 0 | 0 | 0 | 0 | 0 | 0 | 0 | 0 | 0 | 0 | 0 | 0
|  | Other | 0 | 0 | 0 | 0 | 0 | 0 | 0 | 0 | 0 | 0 | 0 | 0 | 0 | 0 | 0
| POLE TOP STRUCTURES BY: | ˂ = 1 kV | 457201.0742 | 497778.6154 | 532683.4922 | 550086.5159 | 559653.7296 | 650159.3887 | 622179.4866 | 647692.0949 | 655264.4831 | 679355.0891 | 703445.6951 | 727536.3011 | 751626.9071 | 775717.5131 | 799808.119
| Highest Operating Voltage | > 1 kV & < = 11 kV | 0 | 0 | 0 | 0 | 0 | 0 | 0 | 0 | 0 | 0 | 0 | 0 | 0 | 0 | 0
|  | ˃ 11 kV & < = 22 kV | 1563514.7844 | 1702279.9564 | 1821646.0164 | 1279231.8059 | 699520.2427 | 694526.1074 | 676888.6055 | 847593.7459 | 633752.8776 | 620465.4426 | 607178.0076 | 593890.5727 | 580603.1377 | 567315.7027 | 554028.2677
|  | > 22 kV & < = 66 kV | 100659.4957 | 109593.2343 | 117278.0528 | 160535.4526 | 150194.8369 | 70646.1202 | 55257.9106 | 88176.4022 | 49833.2648 | 46273.7459 | 42714.227 | 39154.7081 | 35595.1892 | 32035.6702 | 28476.1513
|  | > 66 kV & < = 132 kV | 0 | 0 | 0 | 0 | 0 | 0 | 0 | 0 | 0 | 0 | 0 | 0 | 0 | 0 | 0
|  | > 132 kV | 0 | 0 | 0 | 0 | 0 | 0 | 0 | 0 | 0 | 0 | 0 | 0 | 0 | 0 | 0
|  | Other | 0 | 0 | 0 | 0 | 0 | 0 | 0 | 0 | 0 | 0 | 0 | 0 | 0 | 0 | 0
| OVERHEAD CONDUCTORS BY: | ˂ = 1 kV | 88429.8374 | 96278.1684 | 103029.3174 | 52763.4005 | 138175.7613 | 277868.8646 | 285172.5381 | 361652.0744 | Opex base year adjustment
| Highest Operating Voltage; Number of Phases (At HV) | > 1 kV & < = 11 kV | $ 2021 2011/12: 0; $ 2021 2012/13: 0; $ 2021 2013/14: 0; $ 2021 2014/15: 0; $ 2021 2015/16: 0; $ 2021 2016/17: 0; $ 2021 2017/18: 0; $ 2021 2018/19: 0
|  | ˃ 11 kV & < = 22 kV ; SWER | $ 2021 2011/12: 0; $ 2021 2012/13: 0; $ 2021 2013/14: 0; $ 2021 2014/15: 0; $ 2021 2015/16: 0; $ 2021 2016/17: 0; $ 2021 2017/18: 0; $ 2021 2018/19: 0
|  | ˃ 11 kV & < = 22 kV ; Single-Phase | $ 2021 2011/12: 69614.9784; $ 2021 2012/13: 75793.4517; $ 2021 2013/14: 81108.186; $ 2021 2014/15: 118998.3075; $ 2021 2015/16: 271822.4277; $ 2021 2016/17: 290112.9301; $ 2021 2017/18: 196718.5856; $ 2021 2018/19: 250541.4926
|  | ˃ 11 kV & < = 22 kV ; Multiple-Phase | $ 2021 2011/12: 238007.9666; $ 2021 2012/13: 259131.6661; $ 2021 2013/14: 277302.3118; $ 2021 2014/15: 142012.1311; $ 2021 2015/16: 46184.6253; $ 2021 2016/17: 190909.8349; $ 2021 2017/18: 293925.5355; $ 2021 2018/19: 374344.0512
|  | > 22 kV & < = 66 kV | $ 2021 2011/12: 0; $ 2021 2012/13: 0; $ 2021 2013/14: 0; $ 2021 2014/15: 0; $ 2021 2015/16: 0; $ 2021 2016/17: 0; $ 2021 2017/18: 0; $ 2021 2018/19: 0
|  | > 66 kV & < = 132 kV | $ 2021 2011/12: 0; $ 2021 2012/13: 0; $ 2021 2013/14: 0; $ 2021 2014/15: 97107.1094; $ 2021 2015/16: 95494.6298; $ 2021 2016/17: 0; $ 2021 2017/18: 0; $ 2021 2018/19: 0
|  | > 132 kV | $ 2021 2011/12: 0; $ 2021 2012/13: 0; $ 2021 2013/14: 0; $ 2021 2014/15: 38730.5812; $ 2021 2015/16: 38087.4535; $ 2021 2016/17: 0; $ 2021 2017/18: 0; $ 2021 2018/19: 0
|  | Other | $ 2021 2011/12: 0; $ 2021 2012/13: 0; $ 2021 2013/14: 0; $ 2021 2014/15: 0; $ 2021 2015/16: 0; $ 2021 2016/17: 0; $ 2021 2017/18: 0; $ 2021 2018/19: 0
| UNDERGROUND CABLES BY: | ˂ = 1 kV | $ 2021 2011/12: 445912.1587; $ 2021 2012/13: 485487.7854; $ 2021 2013/14: 519530.8133; $ 2021 2014/15: 266062.2536; $ 2021 2015/16: 540675.1379; $ 2021 2016/17: 805166.5708; $ 2021 2017/18: 793719.2072; $ 2021 2018/19: 1302983.3118
| Highest operating voltage | > 1 kV & < = 11 kV | $ 2021 2011/12: 0; $ 2021 2012/13: 0; $ 2021 2013/14: 0; $ 2021 2014/15: 0; $ 2021 2015/16: 0; $ 2021 2016/17: 0; $ 2021 2017/18: 0; $ 2021 2018/19: 0
|  | > 11 kV & < = 22 kV | $ 2021 2011/12: 0; $ 2021 2012/13: 0; $ 2021 2013/14: 0; $ 2021 2014/15: 0; $ 2021 2015/16: 406257.3387; $ 2021 2016/17: 529613.9011; $ 2021 2017/18: 249194.0801; $ 2021 2018/19: 302811.5965
|  | > 22 kV & < = 33 kV | $ 2021 2011/12: 0; $ 2021 2012/13: 0; $ 2021 2013/14: 0; $ 2021 2014/15: 0; $ 2021 2015/16: 0; $ 2021 2016/17: 0; $ 2021 2017/18: 0; $ 2021 2018/19: 0
|  | > 33 kV & < = 66 kV | $ 2021 2011/12: 0; $ 2021 2012/13: 0; $ 2021 2013/14: 0; $ 2021 2014/15: 0; $ 2021 2015/16: 0; $ 2021 2016/17: 0; $ 2021 2017/18: 0; $ 2021 2018/19: 0
|  | > 66 kV & < = 132 kV | $ 2021 2011/12: 0; $ 2021 2012/13: 0; $ 2021 2013/14: 0; $ 2021 2014/15: 256519.9365; $ 2021 2015/16: 252260.3804; $ 2021 2016/17: 0; $ 2021 2017/18: 0; $ 2021 2018/19: 0
|  | > 132 kV | $ 2021 2011/12: 0; $ 2021 2012/13: 0; $ 2021 2013/14: 0; $ 2021 2014/15: 0; $ 2021 2015/16: 0; $ 2021 2016/17: 0; $ 2021 2017/18: 0; $ 2021 2018/19: 0
|  | Other | $ 2021 2011/12: 0; $ 2021 2012/13: 0; $ 2021 2013/14: 0; $ 2021 2014/15: 0; $ 2021 2015/16: 0; $ 2021 2016/17: 0; $ 2021 2017/18: 0; $ 2021 2018/19: 0
| SERVICE LINES BY: | ˂ = 11 kV ; Residential ; Simple Type | 1104432.2244 | 1202452.8694 | 1286770.4111 | 1221977.9032 | 1287218.4819 | 1368020.4254 | 1513612.3811 | 2179397.711 | 1539872.583 | 1587308.2074 | 1634743.8319 | 1682179.4563 | 1729615.0808 | 1777050.7052 | 1824486.3297
| Connection Voltage; Customer Type; Cconnection Complexity | ˂ = 11 kV ; Commercial & Industrial ; Simple Type | 0 | 0 | 0 | 0 | 0 | 0 | 0 | 0 | 0 | 0 | 0 | 0 | 0 | 0 | 0
|  | ˂ = 11 kV ; Residential ; Complex Type | 0 | 0 | 0 | 0 | 0 | 0 | 0 | 0 | 0 | 0 | 0 | 0 | 0 | 0 | 0
|  | ˂ = 11 kV ; Commercial & Industrial ; Complex Type | 0 | 0 | 0 | 0 | 0 | 0 | 0 | 0 | 0 | 0 | 0 | 0 | 0 | 0 | 0
|  | ˂ = 11 kV ; Subdivision ; Complex Type | 0 | 0 | 0 | 0 | 0 | 0 | 0 | 0 | 0 | 0 | 0 | 0 | 0 | 0 | 0
| TRANSFORMERS BY: | Pole Mounted ; < = 22kV ; < = 60 kVA ; Single Phase | 1887130.3596 | 2054617.0834 | 2198689.4759 | 2651414.0991 | 2335010.852 | 1858668.6175 | 2021020.542 | 2486184.0125 | 1890177.5585 | 1795668.6806 | 1701159.8027 | 1606650.9248 | 1512142.0468 | 1417633.1689 | 1323124.291
| Mounting type; Highest operating voltage; Ampere rating; Number of phases (at LV) | Pole Mounted ; < = 22kV ; > 60 kVA and < = 600 kVA ; Single Phase | 162748.5305 | 177192.7993 | 189617.7863 | 249222.8705 | 220430.8611 | 215168.9574 | 377972.666 | 582451.484 | 421744.1885 | 436505.2351 | 451266.2817 | 466027.3283 | 480788.3749 | 495549.4215 | 510310.4681
|  | Pole Mounted ; < = 22kV ; > 600 kVA ; Single Phase | 0 | 0 | 0 | 0 | 0 | 0 | 0 | 0 | 0 | 0 | 0 | 0 | 0 | 0 | 0
|  | Pole Mounted ; < = 22kV ; < = 60 kVA ; Multiple Phase | 251178.3679 | 273470.9677 | 292647.1037 | 285146.8878 | 253873.8532 | 358847.5639 | 481613.3355 | 609690.9025 | 535815.6089 | 558222.4435 | 580629.278 | 603036.1126 | 625442.9472 | 647849.7817 | 670256.6163
|  | Pole Mounted ; < = 22kV ; > 60 kVA and < = 600 kVA ; Multiple Phase | 851372.3706 | 926933.43 | 991931.1942 | 1059197.1995 | 1117068.5794 | 1131407.3545 | 1396233.8561 | 2084055.5225 | 1584430.6133 | 1666738.6971 | 1749046.7809 | 1831354.8647 | 1913662.9485 | 1995971.0323 | 2078279.1161
|  | Pole Mounted ; < = 22kV ; > 600 kVA ; Multiple Phase | 547512.3974 | 596105.2555 | 637904.9227 | 390673.6889 | 62927.0971 | 122409.6492 | 229117.008 | 269772.3134 | 268375.8144 | 287545.5154 | 306715.2164 | 325884.9174 | 345054.6185 | 364224.3195 | 383394.0205
|  | Kiosk Mounted ; < = 22kV ; < = 60 kVA ; Single Phase | 0 | 0 | 0 | 0 | 5492.8732 | 5412.9768 | 0 | 0 | 0 | 0 | 0 | 0 | 0 | 0 | 0
|  | Kiosk Mounted ; < = 22kV ; > 60 kVA and < = 600 kVA ; Single Phase | 0 | 0 | 0 | 0 | 0 | 0 | 0 | 0 | 0 | 0 | 0 | 0 | 0 | 0 | 0
|  | Kiosk Mounted ; < = 22kV ; > 600 kVA ; Single Phase | 0 | 0 | 0 | 0 | 0 | 0 | 0 | 0 | 0 | 0 | 0 | 0 | 0 | 0 | 0
|  | Kiosk Mounted ; < = 22kV ; < = 60 kVA ; Multiple Phase | 0 | 0 | 0 | 0 | 0 | 0 | 0 | 0 | 0 | 0 | 0 | 0 | 0 | 0 | 0
|  | Kiosk Mounted ; < = 22kV ; > 60 kVA and < = 600 kVA ; Multiple Phase | 467549.2466 | 509045.2096 | 544740.1144 | 532685.82 | 628204.522 | 797047.3776 | 793333.5921 | 934105.9859 | 878878.3357 | 917090.4372 | 955302.5388 | 993514.6403 | 1031726.7419 | 1069938.8434 | 1108150.945
|  | Kiosk Mounted ; < = 22kV ; > 600 kVA ; Multiple Phase | 94074.2951 | 102423.5834 | 109605.6568 | 56131.2771 | 164056.462 | 161670.1862 | 54500.2462 | 134886.1567 | 24242.1206 | 18181.5905 | 12121.0603 | 6060.5302 | 6.0557e-12 | 0 | 0
|  | Ground Outdoor / Indoor Chamber Mounted; ˂ 22 kV ; < = 60 kVA ; Single Phase | 0 | 0 | 0 | 0 | 0 | 0 | 0 | 0 | 0 | 0 | 0 | 0 | 0 | 0 | 0
|  | Ground Outdoor / Indoor Chamber Mounted; ˂ 22 kV ; > 60 kVA and < = 600 kVA ; Single Phase | 0 | 0 | 0 | 0 | 0 | 0 | 0 | 0 | 0 | 0 | 0 | 0 | 0 | 0 | 0
|  | Ground Outdoor / Indoor Chamber Mounted; ˂ 22 kV ; > 600 kVA ; Single Phase | 0 | 0 | 0 | 0 | 0 | 0 | 0 | 0 | 0 | 0 | 0 | 0 | 0 | 0 | 0
|  | Ground Outdoor / Indoor Chamber Mounted; ˂ 22 kV ; < = 60 kVA ; Multiple Phase | 0 | 0 | 0 | 0 | 0 | 0 | 0 | 0 | 0 | 0 | 0 | 0 | 0 | 0 | 0
|  | Ground Outdoor / Indoor Chamber Mounted; ˂ 22 kV ; > 60 kVA and < = 600 kVA ; Multiple Phase | 0 | 0 | 0 | 0 | 0 | 0 | 0 | 0 | 0 | 0 | 0 | 0 | 0 | 0 | 0
|  | Ground Outdoor / Indoor Chamber Mounted; ˂ 22 kV ; > 600 kVA ; Multiple Phase | 0 | 0 | 0 | 0 | 11807.1106 | 11635.3708 | 0 | 0 | 0 | 0 | 0 | 0 | 0 | 0 | 0
|  | Ground Outdoor / Indoor Chamber Mounted; > = 22 kV & < = 33 kV ; < = 15 MVA | 0 | 0 | 0 | 0 | 0 | 0 | 0 | 0 | 0 | 0 | 0 | 0 | 0 | 0 | 0
|  | Ground Outdoor / Indoor Chamber Mounted; > = 22 kV & < = 33 kV ; > 15 MVA and < = 40 MVA | 0 | 0 | 0 | 0 | 0 | 0 | 0 | 0 | 0 | 0 | 0 | 0 | 0 | 0 | 0
|  | Ground Outdoor / Indoor Chamber Mounted; > = 22 kV & < = 33 kV ; > 40 MVA | 0 | 0 | 0 | 0 | 0 | 0 | 0 | 0 | 0 | 0 | 0 | 0 | 0 | 0 | 0
|  | Ground Outdoor / Indoor Chamber Mounted; > 33 kV & < = 66 kV ; < = 15 MVA | 0 | 0 | 0 | 0 | 0 | 0 | 0 | 0 | 0 | 0 | 0 | 0 | 0 | 0 | 0
|  | Ground Outdoor / Indoor Chamber Mounted; > 33 kV & < = 66 kV ; > 15 MVA and < = 40 MVA | 0 | 0 | 0 | 0 | 0 | 0 | 0 | 0 | 0 | 0 | 0 | 0 | 0 | 0 | 0
|  | Ground Outdoor / Indoor Chamber Mounted; > 33 kV & < = 66 kV ; > 40 MVA | 0 | 0 | 0 | 0 | 0 | 0 | 0 | 0 | 0 | 0 | 0 | 0 | 0 | 0 | 0
|  | Ground Outdoor / Indoor Chamber Mounted; > 66 kV & < = 132 kV ; < = 100 MVA | 0 | 0 | 0 | 0 | 0 | 0 | 0 | 0 | 0 | 0 | 0 | 0 | 0 | 0 | 0
|  | Ground Outdoor / Indoor Chamber Mounted; > 66 kV & < = 132 kV ; > 100 MVA | 0 | 0 | 0 | 0 | 0 | 0 | 0 | 0 | 0 | 0 | 0 | 0 | 0 | 0 | 0
|  | Ground Outdoor / Indoor Chamber Mounted; > 132 kV ; < = 100 MVA | 0 | 0 | 0 | 0 | 0 | 0 | 0 | 0 | 0 | 0 | 0 | 0 | 0 | 0 | 0
|  | Ground Outdoor / Indoor Chamber Mounted; > 132 kV ; > 100 MVA | 0 | 0 | 0 | 0 | 0 | 0 | 0 | 0 | 0 | 0 | 0 | 0 | 0 | 0 | 0
|  | Other | 226719.0512 | 246840.836 | 264149.6329 | 250906.8088 | 179420.0575 | 138297.1795 | 104909.1781 | 81039.2779 | 94530.9788 | 88622.7926 | 82714.6064 | 76806.4203 | 70898.2341 | 64990.0479 | 59081.8617
| SWITCHGEAR BY: | ˂ = 11 kV ; FUSE | 0 | 0 | 0 | 0 | 0 | 0 | 0 | 0 | 0 | 0 | 0 | 0 | 0 | 0 | 0
| Highest operating voltage; Switch function | ˂ = 11 kV ; Switch | 0 | 0 | 0 | 0 | 0 | 0 | 0 | 0 | 0 | 0 | 0 | 0 | 0 | 0 | 0
|  | ˂ = 11 kV ; Circuit Breaker | 0 | 0 | 0 | 0 | 0 | 0 | 0 | 0 | 0 | 0 | 0 | 0 | 0 | 0 | 0
|  | > 11 kV & < = 22 kV ; Switch | 205081.9633 | 223283.4119 | 238940.3319 | 308722.0242 | 295569.6789 | 194472.7932 | 166174.2131 | 207763.256 | 103864.9305 | 70360.1142 | 36855.2979 | 3350.4816 | 0 | 0 | 0
|  | > 11 kV & < = 22 kV ; Circuit Breaker | 0 | 0 | 0 | 0 | 0 | 0 | 0 | 0 | 0 | 0 | 0 | 0 | 0 | 0 | 0
|  | > 22 kV & < = 33 kV ; Switch | 0 | 0 | 0 | 0 | 40987.0679 | 132137.3413 | 375965.1654 | 707684.8896 | 506851.915 | 570208.4044 | 633564.8938 | 696921.3831 | 760277.8725 | 823634.3619 | 886990.8513
|  | > 22 kV & < = 33 kV ; Circuit Breaker | 0 | 0 | 0 | 0 | 0 | 0 | 0 | 0 | 0 | 0 | 0 | 0 | 0 | 0 | 0
|  | > 33 kV & < = 66 kV ; Switch | 0 | 0 | 0 | 0 | 0 | 0 | 0 | 0 | 0 | 0 | 0 | 0 | 0 | 0 | 0
|  | > 33 kV & < = 66 kV ; Circuit Breaker | 0 | 0 | 0 | 0 | 0 | 0 | 0 | 0 | 0 | 0 | 0 | 0 | 0 | 0 | 0
|  | > 66 kV & < = 132 kV ; Switch | 0 | 0 | 0 | 0 | 0 | 0 | 0 | 0 | 0 | 0 | 0 | 0 | 0 | 0 | 0
|  | > 66 kV & < = 132 kV ; Circuit Breaker | 0 | 0 | 0 | 0 | 0 | 0 | 0 | 0 | 0 | 0 | 0 | 0 | 0 | 0 | 0
|  | > 132 kV ; Switch | 0 | 0 | 0 | 0 | 0 | 0 | 0 | 0 | 0 | 0 | 0 | 0 | 0 | 0 | 0
|  | > 132 kV ; Circuit Breaker | 0 | 0 | 0 | 0 | 0 | 0 | 0 | 0 | 0 | 0 | 0 | 0 | 0 | 0 | 0
|  | ˂ = 1 KV ; CIRCUIT BREAKER | 0 | 0 | 0 | 0 | 0 | 0 | 0 | 0 | 0 | 0 | 0 | 0 | 0 | 0 | 0
|  | > 1 kV & ˂ = 11 KV ; ISOLATORS, EARTHING SWITCH | 0 | 0 | 0 | 0 | 0 | 0 | 0 | 0 | 0 | 0 | 0 | 0 | 0 | 0 | 0
|  | > 11 KV & < = 22 KV ; ISOLATORS, EARTHING SWITCH | 0 | 0 | 0 | 0 | 0 | 0 | 0 | 0 | 0 | 0 | 0 | 0 | 0 | 0 | 0
|  | > 33kV & <=66kV ; ISOLATORS, EARTHING SWITCH | 0 | 0 | 0 | 0 | 0 | 0 | 0 | 0 | 0 | 0 | 0 | 0 | 0 | 0 | 0
|  | HV FUSES AND SURGE DIVERTERS | 0 | 0 | 0 | 0 | 0 | 0 | 0 | 0 | 0 | 0 | 0 | 0 | 0 | 0 | 0
|  | Other | 204141.2204 | 222259.176 | 237844.2753 | 244171.0555 | 206160.7618 | 167263.2148 | 179741.8026 | 244045.4605 | 165859.7152 | 156783.2013 | 147706.6874 | 138630.1735 | 129553.6597 | 120477.1458 | 111400.6319
| PUBLIC LIGHTING BY: | Luminaires ; Major Road | 0 | 0 | 0 | 0 | 0 | 0 | 0 | 0 | 0 | 0 | 0 | 0 | 0 | 0 | 0
| Asset Type ; Lighting Obligation | Luminaires ; Minor Road | 0 | 0 | 0 | 0 | 0 | 0 | 0 | 0 | 0 | 0 | 0 | 0 | 0 | 0 | 0
|  | Brackets ; Major Road | 0 | 0 | 0 | 0 | 0 | 0 | 0 | 0 | 0 | 0 | 0 | 0 | 0 | 0 | 0
|  | Brackets ; Minor Road | 0 | 0 | 0 | 0 | 0 | 0 | 0 | 0 | 0 | 0 | 0 | 0 | 0 | 0 | 0
|  | Lamps ; Major Road | 0 | 0 | 0 | 0 | 0 | 0 | 0 | 0 | 0 | 0 | 0 | 0 | 0 | 0 | 0
|  | Lamps ; Minor Road | 0 | 0 | 0 | 0 | 0 | 0 | 0 | 0 | 0 | 0 | 0 | 0 | 0 | 0 | 0
|  | Poles / Columns ; Major Road | 20696.3449 | 22533.1884 | 24113.2445 | 26381.7003 | 21565.7786 | 81470.442 | 90361.2934 | 44367.9658 | 95459.6587 | 96569.6547 | 97679.6507 | 98789.6468 | 99899.6428 | 101009.6388 | 102119.6349
|  | Poles / Columns ; Minor Road | 0 | 0 | 0 | 0 | 53850.6913 | 101167.346 | 55765.1054 | 21201.1302 | 88750.7969 | 99844.6465 | 110938.4961 | 122032.3457 | 133126.1954 | 144220.045 | 155313.8946
|  | Other | 0 | 0 | 0 | 0 | 0 | 0 | 0 | 0 | 0 | 0 | 0 | 0 | 0 | 0 | 0
| OTHER BY: | Recoverable Works Faults | 0 | 0 | 0 | 0 | 0 | 0 | 0 | 0 | 0 | 0 | 0 | 0 | 0 | 0 | 0
| DNSP defined | TV INTEREFERENCE RELATED EXPENDITURE | 38570.461 | 41993.6692 | 44938.3193 | 27504.3258 | 6728.2315 | 2278.6614 | 6159.136 | 15243.641 | 0 | 0 | 0 | 0 | 0 | 0 | 0
|  | ENVIRONMENTAL RELATED REPLACEMENT EXPENDITURE | 0 | 0 | 0 | 0 | 0 | 0 | 0 | 0 | 0 | 0 | 0 | 0 | 0 | 0 | 0
|  | LINES MISCELLANEOUS | 0 | 0 | 0 | 0 | 0 | 0 | 0 | 0 | 0 | 0 | 0 | 0 | 0 | 0 | 0
|  | Totals | 12715296.9113 | 13843805.8199 | 14814551.2893 | 13726243.4729 | 12612990.2151 | 13053636.0009 | 14238716.4404 | 19275290.5423 | 13261962.0582 | 13667165.5487 | 14072369.0392 | 14477572.5298 | 14912930.3549 | 15357699.1919 | 15802468.0289
|  |  | 0 | 0 | 0 | 0 | 0 | 0 | 0 | 0 | 0 | 0 | 0 | 0 | 0 | 0 | 0
End of Sheet

## Direct Capex
PAL MOD 1.24 Network Faults Capex | [8 empty] | Menu
Direct Capex | [7 empty] | Sheet Check | OK
Direct Capex by Function Code
|  |  | 2019/20 | 2020/21 | 2021/22 | 2022/23 | 2023/24 | 2024/25 | 2025/26
| Function Code | Description | $'000 2021 | $'000 2021 | $'000 2021 | $'000 2021 | $'000 2021 | $'000 2021 | $'000 2021
|  |  | Forecast | Forecast | Forecast | Forecast | Forecast | Forecast | Forecast
| 102 | Rural Projects < 50KVA
| 103 | Urban Projects < 50KVA
| 104 | Medium Density SubDivision
| 105 | Business Supply > 50KVA < 200KVA
| 106 | Business Supply > 200KVA
| 107 | HV Connections
| 108 | Business SubDivisions
| 109 | U/G Service Pits Ex O/H Supply
| 110 | Low Density SubDivisions
| 111 | High Density Residential/Business
| 112 | New Connection Meter Acc.
| 113 | New Connection Meter IMRO
| 114 | New Conn. Service/Materials
| 115 | New Conn. Servicing Labour
| 116 | Recoverable Works
| 118 | CO Generation Projects
| 119 | Energy Efficient Public Lighting - New
| 120 | Public Lighting - New
| 121 | Docklands
| 122 | Major Generation Projects
| 123 | New Conn. Meter Install Acc.
| 124 | New Conn. Meter Install MRIM
| 125 | New Conn. Meter AMI
| 126 | New Conn. Meter Install AMI
| 130 | ACS services
| 131 | Consolidated line maintenance
| 132 | Replacement accumulation meter
| 133 | Replacement MRIM meter
| 134 | Replacement AMI meter & transformers
| 135 | Rollout AMI meter
| 136 | Rollout AMI meter install
| 137 | Replacement Meter Install AMI
| 138 | Replacement Meter & Install IMRO
| 139 | Maintenance Related Fault Capital
| 140 | Public Lighting - Replacement
| 141 | Fault Related Capital | 13261.9621 | 13667.1655 | 14072.369 | 14477.5725 | 14912.9304 | 15357.6992 | 15802.468
| 142 | Conductor Clearance
| 143 | HV Switch Replacement
| 144 | Transformer Replacement
| 145 | HV Fuse Unit & Surge Divert. Repl.
| 146 | Recoverable Works - Asset Damage
| 147 | Pole Life Extension - Treatment
| 148 | Pole Replacement
| 149 | Pole Life Extension - Staking
| 150 | OH/UG Line Replacement
| 151 | Replacements Meter & Install Acc
| 152 | Neutral Screen Services
| 153 | Servicing Replacement
| 154 | Bird Cover Replacement
| 155 | Cross-arm Replacement
| 156 | ZSS - Major Plant Replacement
| 157 | Zone SubStation Plant Replacement
| 158 | Safety Compliance
| 159 | TV Interference Replacement Capital
| 160 | Augmentation Lines
| 161 | Augmentation of Zone SubStation
| 162 | Network Development - Augment Dist.
| 163 | Environment Management'
| 164 | Bushfire Mitigation Augmentation
| 165 | LV Com. Multi Earth (CMEN)
| 166 | Reliability Improvement - Automation
| 167 | VBRC
| 168 | Zone SubStation Automation
| 169 | Augmentation Connection Assets
| 170 | Conductor Clearance
| 171 | SWER Augmentation
| 172 | Supply Reliability Improvement Scheme
| 174 | Pole Fire Mitigation
| 175 | Metering Communications
| 176 | Communications installation
| 177 | CBD Security Supply
| 200 | Computers
| 205 | IT Metering Data Services
| 210 | General Equipment
| 215 | General Equipment-AMI
| 220 | Office Furniture
| 225 | Office Furniture-AMI
| 230 | Property
| 235 | Property-AMI
| 240 | Motor Vehicles
| 245 | Motor Vehicles-AMI
| 260 | Intellectual Property
| 270 | Communications
| 273 | Testing & Laboratory
|  | Check | 0 | 0 | 0 | 0 | 0 | 0 | 0
End of Sheet

## Reset RIN 2.2 Repex
PAL MOD 1.24 Network Faults Capex | [9 empty] | Menu
Reset RIN 2.2 Repex | [8 empty] | Sheet Check | OK
2.2.1 - REPLACEMENT EXPENDITURE, VOLUMES AND ASSET FAILURES BY ASSET CATEGORY
| EXPENDITURE |  |  | EXPENDITURE ($0's real June 2021)
| ASSET GROUP | ASSET CATEGORY |  | 2019-20 | 2020-21 | 2021-22 | 2022-23 | 2023-24 | 2024-25 | 2025-26
| POLES BY: HIGHEST OPERATING VOLTAGE ; MATERIAL TYPE | Staking of a wooden pole |  | 0 | 0 | 0 | 0 | 0 | 0 | 0
|  | ˂ = 1 kV; Wood |  | 330576.8714 | 353757.5667 | 376938.2619 | 400118.9572 | 423299.6524 | 446480.3477 | 469661.0429
|  | > 1 kV & < = 11 kV; Wood |  | 0 | 0 | 0 | 0 | 0 | 0 | 0
|  | ˃ 11 kV & < = 22 kV; Wood |  | 1188920.0236 | 1279446.9289 | 1369973.8343 | 1460500.7396 | 1551027.645 | 1641554.5503 | 1732081.4557
|  | > 22 kV & < = 66 kV; Wood |  | 83008.5802 | 83008.5802 | 83008.5802 | 83008.5802 | 83008.5802 | 83008.5802 | 83008.5802
|  | > 66 kV & < = 132 kV; Wood |  | 0 | 0 | 0 | 0 | 0 | 0 | 0
|  | > 132 kV; Wood |  | 0 | 0 | 0 | 0 | 0 | 0 | 0
|  | ˂ = 1 kV; Concrete |  | 242171.1139 | 249738.9612 | 257306.8085 | 264874.6558 | 272442.5031 | 280010.3505 | 287578.1978
|  | > 1 kV & < = 11 kV; Concrete |  | 0 | 0 | 0 | 0 | 0 | 0 | 0
|  | ˃ 11 kV & < = 22 kV; Concrete |  | 1819954.6487 | 1941585.2811 | 2063215.9136 | 2184846.546 | 2306477.1785 | 2428107.811 | 2549738.4434
|  | > 22 kV & < = 66 kV; Concrete |  | 59625.3769 | 63884.3324 | 68143.2879 | 72402.2434 | 76661.1989 | 80920.1544 | 85179.1099
|  | > 66 kV & < = 132 kV; Concrete |  | 0 | 0 | 0 | 0 | 0 | 0 | 0
|  | > 132 kV; Concrete |  | 0 | 0 | 0 | 0 | 0 | 0 | 0
|  | ˂ = 1 kV; Steel |  | 0 | 0 | 0 | 0 | 0 | 0 | 0
|  | > 1 kV & < = 11 kV; Steel |  | 0 | 0 | 0 | 0 | 0 | 0 | 0
|  | ˃ 11 kV & < = 22 kV; Steel |  | 0 | 0 | 0 | 0 | 0 | 0 | 0
|  | > 22 kV & < = 66 kV; Steel |  | 0 | 0 | 0 | 0 | 0 | 0 | 0
|  | > 66 kV & < = 132 kV; Steel |  | 0 | 0 | 0 | 0 | 0 | 0 | 0
|  | > 132 kV; Steel |  | 0 | 0 | 0 | 0 | 0 | 0 | 0
|  | Other |  | 0 | 0 | 0 | 0 | 0 | 0 | 0
| POLE TOP STRUCTURES BY: HIGHEST OPERATING VOLTAGE | ˂ = 1 kV |  | 655264.4831 | 679355.0891 | 703445.6951 | 727536.3011 | 751626.9071 | 775717.5131 | 799808.119
|  | > 1 kV & < = 11 kV |  | 0 | 0 | 0 | 0 | 0 | 0 | 0
|  | ˃ 11 kV & < = 22 kV |  | 633752.8776 | 620465.4426 | 607178.0076 | 593890.5727 | 580603.1377 | 567315.7027 | 554028.2677
|  | > 22 kV & < = 66 kV |  | 49833.2648 | 46273.7459 | 42714.227 | 39154.7081 | 35595.1892 | 32035.6702 | 28476.1513
|  | > 66 kV & < = 132 kV |  | 0 | 0 | 0 | 0 | 0 | 0 | 0
|  | > 132 kV |  | 0 | 0 | 0 | 0 | 0 | 0 | 0
|  | Other |  | 0 | 0 | 0 | 0 | 0 | 0 | 0
| STAKING WOODEN POLES BY: HIGHEST OPERATING VOLTAGE | ˂ = 1 Kv | for year wooden pole staked
|  | > 1 kV & < = 11 kV | for year wooden pole staked
|  | ˃ 11 kV & < = 22 kV | for year wooden pole staked
|  | > 22 kV & < = 66 kV | for year wooden pole staked
|  | > 66 kV & < = 132 kV | for year wooden pole staked
|  | > 132 kV | for year wooden pole staked
| OVERHEAD CONDUCTORS BY: Highest operating voltage; Number of phases (at HV) | ˂ = 1 kV | per km | 0 | 0 | 0 | 0 | 0 | 0 | 0
|  | > 1 kV & < = 11 kV | per km | 0 | 0 | 0 | 0 | 0 | 0 | 0
|  | ˃ 11 kV & < = 22 kV ; SWER | per km | 0 | 0 | 0 | 0 | 0 | 0 | 0
|  | ˃ 11 kV & < = 22 kV ; Single-Phase | per km | 0 | 0 | 0 | 0 | 0 | 0 | 0
|  | ˃ 11 kV & < = 22 kV ; Multiple-Phase | per km | 0 | 0 | 0 | 0 | 0 | 0 | 0
|  | > 22 kV & < = 66 kV | per km | 0 | 0 | 0 | 0 | 0 | 0 | 0
|  | > 66 kV & < = 132 kV | per km | 0 | 0 | 0 | 0 | 0 | 0 | 0
|  | > 132 kV | per km | 0 | 0 | 0 | 0 | 0 | 0 | 0
|  | Other | per km | 0 | 0 | 0 | 0 | 0 | 0 | 0
| UNDERGROUND CABLES BY: Highest operating voltage | ˂ = 1 kV | per km | 0 | 0 | 0 | 0 | 0 | 0 | 0
|  | > 1 kV & < = 11 kV | per km | 0 | 0 | 0 | 0 | 0 | 0 | 0
|  | > 11 kV & < = 22 kV | per km | 0 | 0 | 0 | 0 | 0 | 0 | 0
|  | > 22 kV & < = 33 kV | per km | 0 | 0 | 0 | 0 | 0 | 0 | 0
|  | > 33 kV & < = 66 kV | per km | 0 | 0 | 0 | 0 | 0 | 0 | 0
|  | > 66 kV & < = 132 kV | per km | 0 | 0 | 0 | 0 | 0 | 0 | 0
|  | > 132 kV | per km | 0 | 0 | 0 | 0 | 0 | 0 | 0
|  | Other | per km | 0 | 0 | 0 | 0 | 0 | 0 | 0
| SERVICE LINES BY: Connection voltage; Customer type; Connection complexity | ˂ = 11 kV ; Residential ; Simple Type | per number of spans | 1539872.583 | 1587308.2074 | 1634743.8319 | 1682179.4563 | 1729615.0808 | 1777050.7052 | 1824486.3297
|  | ˂ = 11 kV ; Commercial & Industrial ; Simple Type | per number of spans
|  | ˂ = 11 kV ; Residential ; Complex Type | per number of spans
|  | ˂ = 11 kV ; Commercial & Industrial ; Complex Type | per number of spans
|  | ˂ = 11 kV ; Subdivision ; Complex Type | per number of spans
|  | > 11 kV & < = 22 kV ; Commercial & Industrial | per number of spans
|  | > 11 kV & < = 22 kV ; Subdivision | per number of spans
|  | > 22 kV & < = 33 kV ; Commercial & Industrial | per number of spans
|  | > 22 kV & < = 33 kV ; Subdivision | per number of spans
|  | > 33 kV & < = 66 kV ; Commercial & Industrial | per number of spans
|  | > 33 kV & < = 66 kV ; Subdivision | per number of spans
|  | > 66 kV & < = 132 kV ; Commercial & Industrial | per number of spans
|  | > 66 kV & < = 132 kV ; Subdivision | per number of spans
|  | > 132 kV ; Commercial & Industrial | per number of spans
|  | > 132 kV ; Subdivision | per number of spans
|  | Other | per number of spans
| TRANSFORMERS BY: Mounting type; Highest operating voltage; Ampere rating; Number of phases (at LV) | Pole Mounted ; < = 22kV ; < = 60 kVA ; Single Phase |  | 1890177.5585 | 1795668.6806 | 1701159.8027 | 1606650.9248 | 1512142.0468 | 1417633.1689 | 1323124.291
|  | Pole Mounted ; < = 22kV ; > 60 kVA and < = 600 kVA ; Single Phase |  | 421744.1885 | 436505.2351 | 451266.2817 | 466027.3283 | 480788.3749 | 495549.4215 | 510310.4681
|  | Pole Mounted ; < = 22kV ; > 600 kVA ; Single Phase |  | 0 | 0 | 0 | 0 | 0 | 0 | 0
|  | Pole Mounted ; < = 22kV ; < = 60 kVA ; Multiple Phase |  | 535815.6089 | 558222.4435 | 580629.278 | 603036.1126 | 625442.9472 | 647849.7817 | 670256.6163
|  | Pole Mounted ; < = 22kV ; > 60 kVA and < = 600 kVA ; Multiple Phase |  | 1584430.6133 | 1666738.6971 | 1749046.7809 | 1831354.8647 | 1913662.9485 | 1995971.0323 | 2078279.1161
|  | Pole Mounted ; < = 22kV ; > 600 kVA ; Multiple Phase |  | 268375.8144 | 287545.5154 | 306715.2164 | 325884.9174 | 345054.6185 | 364224.3195 | 383394.0205
|  | Kiosk Mounted ; < = 22kV ; < = 60 kVA ; Single Phase |  | 0 | 0 | 0 | 0 | 0 | 0 | 0
|  | Kiosk Mounted ; < = 22kV ; > 60 kVA and < = 600 kVA ; Single Phase |  | 0 | 0 | 0 | 0 | 0 | 0 | 0
|  | Kiosk Mounted ; < = 22kV ; > 600 kVA ; Single Phase |  | 0 | 0 | 0 | 0 | 0 | 0 | 0
|  | Kiosk Mounted ; < = 22kV ; < = 60 kVA ; Multiple Phase |  | 0 | 0 | 0 | 0 | 0 | 0 | 0
|  | Kiosk Mounted ; < = 22kV ; > 60 kVA and < = 600 kVA ; Multiple Phase |  | 878878.3357 | 917090.4372 | 955302.5388 | 993514.6403 | 1031726.7419 | 1069938.8434 | 1108150.945
|  | Kiosk Mounted ; < = 22kV ; > 600 kVA ; Multiple Phase |  | 24242.1206 | 18181.5905 | 12121.0603 | 6060.5302 | 6.0557e-12 | 0 | 0
|  | Ground Outdoor / Indoor Chamber Mounted; ˂ 22 kV ; < = 60 kVA ; Single Phase |  | 0 | 0 | 0 | 0 | 0 | 0 | 0
|  | Ground Outdoor / Indoor Chamber Mounted; ˂ 22 kV ; > 60 kVA and < = 600 kVA ; Single Phase |  | 0 | 0 | 0 | 0 | 0 | 0 | 0
|  | Ground Outdoor / Indoor Chamber Mounted; ˂ 22 kV ; > 600 kVA ; Single Phase |  | 0 | 0 | 0 | 0 | 0 | 0 | 0
|  | Ground Outdoor / Indoor Chamber Mounted; ˂ 22 kV ; < = 60 kVA ; Multiple Phase |  | 0 | 0 | 0 | 0 | 0 | 0 | 0
|  | Ground Outdoor / Indoor Chamber Mounted; ˂ 22 kV ; > 60 kVA and < = 600 kVA ; Multiple Phase |  | 0 | 0 | 0 | 0 | 0 | 0 | 0
|  | Ground Outdoor / Indoor Chamber Mounted; ˂ 22 kV ; > 600 kVA ; Multiple Phase |  | 0 | 0 | 0 | 0 | 0 | 0 | 0
|  | Ground Outdoor / Indoor Chamber Mounted; > = 22 kV & < = 33 kV ; < = 15 MVA |  | 0 | 0 | 0 | 0 | 0 | 0 | 0
|  | Ground Outdoor / Indoor Chamber Mounted; > = 22 kV & < = 33 kV ; > 15 MVA and < = 40 MVA |  | 0 | 0 | 0 | 0 | 0 | 0 | 0
|  | Ground Outdoor / Indoor Chamber Mounted; > = 22 kV & < = 33 kV ; > 40 MVA |  | 0 | 0 | 0 | 0 | 0 | 0 | 0
|  | Ground Outdoor / Indoor Chamber Mounted; > 33 kV & < = 66 kV ; < = 15 MVA |  | 0 | 0 | 0 | 0 | 0 | 0 | 0
|  | Ground Outdoor / Indoor Chamber Mounted; > 33 kV & < = 66 kV ; > 15 MVA and < = 40 MVA |  | 0 | 0 | 0 | 0 | 0 | 0 | 0
|  | Ground Outdoor / Indoor Chamber Mounted; > 33 kV & < = 66 kV ; > 40 MVA |  | 0 | 0 | 0 | 0 | 0 | 0 | 0
|  | Ground Outdoor / Indoor Chamber Mounted; > 66 kV & < = 132 kV ; < = 100 MVA |  | 0 | 0 | 0 | 0 | 0 | 0 | 0
|  | Ground Outdoor / Indoor Chamber Mounted; > 66 kV & < = 132 kV ; > 100 MVA |  | 0 | 0 | 0 | 0 | 0 | 0 | 0
|  | Ground Outdoor / Indoor Chamber Mounted; > 132 kV ; < = 100 MVA |  | 0 | 0 | 0 | 0 | 0 | 0 | 0
|  | Ground Outdoor / Indoor Chamber Mounted; > 132 kV ; > 100 MVA |  | 0 | 0 | 0 | 0 | 0 | 0 | 0
|  | Other |  | 94530.9788 | 88622.7926 | 82714.6064 | 76806.4203 | 70898.2341 | 64990.0479 | 59081.8617
| SWITCHGEAR BY: Highest operating voltage; Switch function | ˂ = 11 kV ; FUSE |  | 0 | 0 | 0 | 0 | 0 | 0 | 0
|  | ˂ = 11 kV ; Switch |  | 0 | 0 | 0 | 0 | 0 | 0 | 0
|  | ˂ = 11 kV ; Circuit Breaker |  | 0 | 0 | 0 | 0 | 0 | 0 | 0
|  | > 11 kV & < = 22 kV ; Switch |  | 103864.9305 | 70360.1142 | 36855.2979 | 3350.4816 | 0 | 0 | 0
|  | > 11 kV & < = 22 kV ; Circuit Breaker |  | 0 | 0 | 0 | 0 | 0 | 0 | 0
|  | > 22 kV & < = 33 kV ; Switch |  | 506851.915 | 570208.4044 | 633564.8938 | 696921.3831 | 760277.8725 | 823634.3619 | 886990.8513
|  | > 22 kV & < = 33 kV ; Circuit Breaker |  | 0 | 0 | 0 | 0 | 0 | 0 | 0
|  | > 33 kV & < = 66 kV ; Switch |  | 0 | 0 | 0 | 0 | 0 | 0 | 0
|  | > 33 kV & < = 66 kV ; Circuit Breaker |  | 0 | 0 | 0 | 0 | 0 | 0 | 0
|  | > 66 kV & < = 132 kV ; Switch |  | 0 | 0 | 0 | 0 | 0 | 0 | 0
|  | > 66 kV & < = 132 kV ; Circuit Breaker |  | 0 | 0 | 0 | 0 | 0 | 0 | 0
|  | > 132 kV ; Switch |  | 0 | 0 | 0 | 0 | 0 | 0 | 0
|  | > 132 kV ; Circuit Breaker |  | 0 | 0 | 0 | 0 | 0 | 0 | 0
|  | Other |  | 165859.7152 | 156783.2013 | 147706.6874 | 138630.1735 | 129553.6597 | 120477.1458 | 111400.6319
| PUBLIC LIGHTING BY: Asset type ; Lighting obligation | Luminaires ; Major Road |  | 0 | 0 | 0 | 0 | 0 | 0 | 0
|  | Luminaires ; Minor Road |  | 0 | 0 | 0 | 0 | 0 | 0 | 0
|  | Brackets ; Major Road |  | 0 | 0 | 0 | 0 | 0 | 0 | 0
|  | Brackets ; Minor Road |  | 0 | 0 | 0 | 0 | 0 | 0 | 0
|  | Lamps ; Major Road |  | 0 | 0 | 0 | 0 | 0 | 0 | 0
|  | Lamps ; Minor Road |  | 0 | 0 | 0 | 0 | 0 | 0 | 0
|  | Poles / Columns ; Major Road |  | 95459.6587 | 96569.6547 | 97679.6507 | 98789.6468 | 99899.6428 | 101009.6388 | 102119.6349
|  | Poles / Columns ; Minor Road |  | 88750.7969 | 99844.6465 | 110938.4961 | 122032.3457 | 133126.1954 | 144220.045 | 155313.8946
|  | Other |  | 0 | 0 | 0 | 0 | 0 | 0 | 0
| SCADA, NETWORK CONTROL AND PROTECTION SYSTEMS BY: Function | Field Devices
Local Network Wiring Assets
Communications Network Assets
Master Station Assets
Communications Site Infrastructure
Communications Linear Assets
AFLC
Other
OTHER BY: enter DNSP defined asset group here
|  |  | Check | 0 | 0 | 0 | 0 | 0 | 0 | 0
| ASSET REPLACEMENTS |  |  | EXPENDITURE ($0's real June 2021) 2019-20: Volumes (0's)
| ASSET GROUP | ASSET CATEGORY |  | 2019-20 | 2020-21 | 2021-22 | 2022-23 | 2023-24 | 2024-25 | 2025-26
| POLES BY: HIGHEST OPERATING VOLTAGE ; MATERIAL TYPE | Staking of a wooden pole |  | 0 | 0 | 0 | 0 | 0 | 0 | 0
|  | ˂ = 1 kV; Wood |  | 27.3333 | 29.25 | 31.1667 | 33.0833 | 35 | 36.9167 | 38.8333
|  | > 1 kV & < = 11 kV; Wood |  | 0 | 0 | 0 | 0 | 0 | 0 | 0
|  | ˃ 11 kV & < = 22 kV; Wood |  | 98.5 | 106 | 113.5 | 121 | 128.5 | 136 | 143.5
|  | > 22 kV & < = 66 kV; Wood |  | 5.5 | 5.5 | 5.5 | 5.5 | 5.5 | 5.5 | 5.5
|  | > 66 kV & < = 132 kV; Wood |  | 0 | 0 | 0 | 0 | 0 | 0 | 0
|  | > 132 kV; Wood |  | 0 | 0 | 0 | 0 | 0 | 0 | 0
|  | ˂ = 1 kV; Concrete |  | 13.3333 | 13.75 | 14.1667 | 14.5833 | 15 | 15.4167 | 15.8333
|  | > 1 kV & < = 11 kV; Concrete |  | 0 | 0 | 0 | 0 | 0 | 0 | 0
|  | ˃ 11 kV & < = 22 kV; Concrete |  | 101 | 107.75 | 114.5 | 121.25 | 128 | 134.75 | 141.5
|  | > 22 kV & < = 66 kV; Concrete |  | 2.3333 | 2.5 | 2.6667 | 2.8333 | 3 | 3.1667 | 3.3333
|  | > 66 kV & < = 132 kV; Concrete |  | 0 | 0 | 0 | 0 | 0 | 0 | 0
|  | > 132 kV; Concrete |  | 0 | 0 | 0 | 0 | 0 | 0 | 0
|  | ˂ = 1 kV; Steel |  | 0 | 0 | 0 | 0 | 0 | 0 | 0
|  | > 1 kV & < = 11 kV; Steel |  | 0 | 0 | 0 | 0 | 0 | 0 | 0
|  | ˃ 11 kV & < = 22 kV; Steel |  | 0 | 0 | 0 | 0 | 0 | 0 | 0
|  | > 22 kV & < = 66 kV; Steel |  | 0 | 0 | 0 | 0 | 0 | 0 | 0
|  | > 66 kV & < = 132 kV; Steel |  | 0 | 0 | 0 | 0 | 0 | 0 | 0
|  | > 132 kV; Steel |  | 0 | 0 | 0 | 0 | 0 | 0 | 0
|  | Other |  | 0 | 0 | 0 | 0 | 0 | 0 | 0
| POLE TOP STRUCTURES BY: HIGHEST OPERATING VOLTAGE | ˂ = 1 kV |  | 170 | 176.25 | 182.5 | 188.75 | 195 | 201.25 | 207.5
|  | > 1 kV & < = 11 kV |  | 0 | 0 | 0 | 0 | 0 | 0 | 0
|  | ˃ 11 kV & < = 22 kV |  | 182.8333 | 179 | 175.1667 | 171.3333 | 167.5 | 163.6667 | 159.8333
|  | > 22 kV & < = 66 kV |  | 10.5 | 9.75 | 9 | 8.25 | 7.5 | 6.75 | 6
|  | > 66 kV & < = 132 kV |  | 0 | 0 | 0 | 0 | 0 | 0 | 0
|  | > 132 kV |  | 0 | 0 | 0 | 0 | 0 | 0 | 0
|  | Other |  | 0 | 0 | 0 | 0 | 0 | 0 | 0
| STAKING WOODEN POLES BY: HIGHEST OPERATING VOLTAGE | ˂ = 1 Kv | for year wooden pole staked
|  | > 1 kV & < = 11 kV | for year wooden pole staked
|  | ˃ 11 kV & < = 22 kV | for year wooden pole staked
|  | > 22 kV & < = 66 kV | for year wooden pole staked
|  | > 66 kV & < = 132 kV | for year wooden pole staked
|  | > 132 kV | for year wooden pole staked
| OVERHEAD CONDUCTORS BY: Highest operating voltage; Number of phases (at HV) | ˂ = 1 kV | per km | 0 | 0 | 0 | 0 | 0 | 0 | 0
|  | > 1 kV & < = 11 kV | per km | 0 | 0 | 0 | 0 | 0 | 0 | 0
|  | ˃ 11 kV & < = 22 kV ; SWER | per km | 0 | 0 | 0 | 0 | 0 | 0 | 0
|  | ˃ 11 kV & < = 22 kV ; Single-Phase | per km | 0 | 0 | 0 | 0 | 0 | 0 | 0
|  | ˃ 11 kV & < = 22 kV ; Multiple-Phase | per km | 0 | 0 | 0 | 0 | 0 | 0 | 0
|  | > 22 kV & < = 66 kV | per km | 0 | 0 | 0 | 0 | 0 | 0 | 0
|  | > 66 kV & < = 132 kV | per km | 0 | 0 | 0 | 0 | 0 | 0 | 0
|  | > 132 kV | per km | 0 | 0 | 0 | 0 | 0 | 0 | 0
|  | Other | per km | 0 | 0 | 0 | 0 | 0 | 0 | 0
| UNDERGROUND CABLES BY: Highest operating voltage | ˂ = 1 kV | per km | 0 | 0 | 0 | 0 | 0 | 0 | 0
|  | > 1 kV & < = 11 kV | per km | 0 | 0 | 0 | 0 | 0 | 0 | 0
|  | > 11 kV & < = 22 kV | per km | 0 | 0 | 0 | 0 | 0 | 0 | 0
|  | > 22 kV & < = 33 kV | per km | 0 | 0 | 0 | 0 | 0 | 0 | 0
|  | > 33 kV & < = 66 kV | per km | 0 | 0 | 0 | 0 | 0 | 0 | 0
|  | > 66 kV & < = 132 kV | per km | 0 | 0 | 0 | 0 | 0 | 0 | 0
|  | > 132 kV | per km | 0 | 0 | 0 | 0 | 0 | 0 | 0
|  | Other | per km | 0 | 0 | 0 | 0 | 0 | 0 | 0
| SERVICE LINES BY: Connection voltage; Customer type; Connection complexity | ˂ = 11 kV ; Residential ; Simple Type | per number of spans | 60.38 | 62.24 | 64.1 | 65.96 | 67.82 | 69.68 | 71.54
|  | ˂ = 11 kV ; Commercial & Industrial ; Simple Type | per number of spans
|  | ˂ = 11 kV ; Residential ; Complex Type | per number of spans
|  | ˂ = 11 kV ; Commercial & Industrial ; Complex Type | per number of spans
|  | ˂ = 11 kV ; Subdivision ; Complex Type | per number of spans
|  | > 11 kV & < = 22 kV ; Commercial & Industrial | per number of spans
|  | > 11 kV & < = 22 kV ; Subdivision | per number of spans
|  | > 22 kV & < = 33 kV ; Commercial & Industrial | per number of spans
|  | > 22 kV & < = 33 kV ; Subdivision | per number of spans
|  | > 33 kV & < = 66 kV ; Commercial & Industrial | per number of spans
|  | > 33 kV & < = 66 kV ; Subdivision | per number of spans
|  | > 66 kV & < = 132 kV ; Commercial & Industrial | per number of spans
|  | > 66 kV & < = 132 kV ; Subdivision | per number of spans
|  | > 132 kV ; Commercial & Industrial | per number of spans
|  | > 132 kV ; Subdivision | per number of spans
|  | Other | per number of spans
| TRANSFORMERS BY: Mounting type; Highest operating voltage; Ampere rating; Number of phases (at LV) | Pole Mounted ; < = 22kV ; < = 60 kVA ; Single Phase |  | 320 | 304 | 288 | 272 | 256 | 240 | 224
|  | Pole Mounted ; < = 22kV ; > 60 kVA and < = 600 kVA ; Single Phase |  | 16.6667 | 17.25 | 17.8333 | 18.4167 | 19 | 19.5833 | 20.1667
|  | Pole Mounted ; < = 22kV ; > 600 kVA ; Single Phase |  | 0 | 0 | 0 | 0 | 0 | 0 | 0
|  | Pole Mounted ; < = 22kV ; < = 60 kVA ; Multiple Phase |  | 45.8333 | 47.75 | 49.6667 | 51.5833 | 53.5 | 55.4167 | 57.3333
|  | Pole Mounted ; < = 22kV ; > 60 kVA and < = 600 kVA ; Multiple Phase |  | 64.1667 | 67.5 | 70.8333 | 74.1667 | 77.5 | 80.8333 | 84.1667
|  | Pole Mounted ; < = 22kV ; > 600 kVA ; Multiple Phase |  | 2.3333 | 2.5 | 2.6667 | 2.8333 | 3 | 3.1667 | 3.3333
|  | Kiosk Mounted ; < = 22kV ; < = 60 kVA ; Single Phase |  | 0 | 0 | 0 | 0 | 0 | 0 | 0
|  | Kiosk Mounted ; < = 22kV ; > 60 kVA and < = 600 kVA ; Single Phase |  | 0 | 0 | 0 | 0 | 0 | 0 | 0
|  | Kiosk Mounted ; < = 22kV ; > 600 kVA ; Single Phase |  | 0 | 0 | 0 | 0 | 0 | 0 | 0
|  | Kiosk Mounted ; < = 22kV ; < = 60 kVA ; Multiple Phase |  | 0 | 0 | 0 | 0 | 0 | 0 | 0
|  | Kiosk Mounted ; < = 22kV ; > 60 kVA and < = 600 kVA ; Multiple Phase |  | 7.6667 | 8 | 8.3333 | 8.6667 | 9 | 9.3333 | 9.6667
|  | Kiosk Mounted ; < = 22kV ; > 600 kVA ; Multiple Phase |  | 0.33333 | 0.25 | 0.16667 | 0.083333 | 8.3267e-17 | 0 | 0
|  | Ground Outdoor / Indoor Chamber Mounted; ˂ 22 kV ; < = 60 kVA ; Single Phase |  | 0 | 0 | 0 | 0 | 0 | 0 | 0
|  | Ground Outdoor / Indoor Chamber Mounted; ˂ 22 kV ; > 60 kVA and < = 600 kVA ; Single Phase |  | 0 | 0 | 0 | 0 | 0 | 0 | 0
|  | Ground Outdoor / Indoor Chamber Mounted; ˂ 22 kV ; > 600 kVA ; Single Phase |  | 0 | 0 | 0 | 0 | 0 | 0 | 0
|  | Ground Outdoor / Indoor Chamber Mounted; ˂ 22 kV ; < = 60 kVA ; Multiple Phase |  | 0 | 0 | 0 | 0 | 0 | 0 | 0
|  | Ground Outdoor / Indoor Chamber Mounted; ˂ 22 kV ; > 60 kVA and < = 600 kVA ; Multiple Phase |  | 0 | 0 | 0 | 0 | 0 | 0 | 0
|  | Ground Outdoor / Indoor Chamber Mounted; ˂ 22 kV ; > 600 kVA ; Multiple Phase |  | 0 | 0 | 0 | 0 | 0 | 0 | 0
|  | Ground Outdoor / Indoor Chamber Mounted; > = 22 kV & < = 33 kV ; < = 15 MVA |  | 0 | 0 | 0 | 0 | 0 | 0 | 0
|  | Ground Outdoor / Indoor Chamber Mounted; > = 22 kV & < = 33 kV ; > 15 MVA and < = 40 MVA |  | 0 | 0 | 0 | 0 | 0 | 0 | 0
|  | Ground Outdoor / Indoor Chamber Mounted; > = 22 kV & < = 33 kV ; > 40 MVA |  | 0 | 0 | 0 | 0 | 0 | 0 | 0
|  | Ground Outdoor / Indoor Chamber Mounted; > 33 kV & < = 66 kV ; < = 15 MVA |  | 0 | 0 | 0 | 0 | 0 | 0 | 0
|  | Ground Outdoor / Indoor Chamber Mounted; > 33 kV & < = 66 kV ; > 15 MVA and < = 40 MVA |  | 0 | 0 | 0 | 0 | 0 | 0 | 0
|  | Ground Outdoor / Indoor Chamber Mounted; > 33 kV & < = 66 kV ; > 40 MVA |  | 0 | 0 | 0 | 0 | 0 | 0 | 0
|  | Ground Outdoor / Indoor Chamber Mounted; > 66 kV & < = 132 kV ; < = 100 MVA |  | 0 | 0 | 0 | 0 | 0 | 0 | 0
|  | Ground Outdoor / Indoor Chamber Mounted; > 66 kV & < = 132 kV ; > 100 MVA |  | 0 | 0 | 0 | 0 | 0 | 0 | 0
|  | Ground Outdoor / Indoor Chamber Mounted; > 132 kV ; < = 100 MVA |  | 0 | 0 | 0 | 0 | 0 | 0 | 0
|  | Ground Outdoor / Indoor Chamber Mounted; > 132 kV ; > 100 MVA |  | 0 | 0 | 0 | 0 | 0 | 0 | 0
|  | Other |  | 1.3333 | 1.25 | 1.1667 | 1.0833 | 1 | 0.91667 | 0.83333
| SWITCHGEAR BY: Highest operating voltage; Switch function | ˂ = 11 kV ; FUSE |  | 0 | 0 | 0 | 0 | 0 | 0 | 0
|  | ˂ = 11 kV ; Switch |  | 0 | 0 | 0 | 0 | 0 | 0 | 0
|  | ˂ = 11 kV ; Circuit Breaker |  | 0 | 0 | 0 | 0 | 0 | 0 | 0
|  | > 11 kV & < = 22 kV ; Switch |  | 5.1667 | 3.5 | 1.8333 | 0.16667 | 0 | 0 | 0
|  | > 11 kV & < = 22 kV ; Circuit Breaker |  | 0 | 0 | 0 | 0 | 0 | 0 | 0
|  | > 22 kV & < = 33 kV ; Switch |  | 6 | 6.75 | 7.5 | 8.25 | 9 | 9.75 | 10.5
|  | > 22 kV & < = 33 kV ; Circuit Breaker |  | 0.66667 | 0.75 | 0.83333 | 0.91667 | 1 | 1.0833 | 1.1667
|  | > 33 kV & < = 66 kV ; Switch |  | 0 | 0 | 0 | 0 | 0 | 0 | 0
|  | > 33 kV & < = 66 kV ; Circuit Breaker |  | 0 | 0 | 0 | 0 | 0 | 0 | 0
|  | > 66 kV & < = 132 kV ; Switch |  | 0 | 0 | 0 | 0 | 0 | 0 | 0
|  | > 66 kV & < = 132 kV ; Circuit Breaker |  | 0 | 0 | 0 | 0 | 0 | 0 | 0
|  | > 132 kV ; Switch |  | 0 | 0 | 0 | 0 | 0 | 0 | 0
|  | > 132 kV ; Circuit Breaker |  | 0 | 0 | 0 | 0 | 0 | 0 | 0
|  | Other |  | 534.5 | 505.25 | 476 | 446.75 | 417.5 | 388.25 | 359
| PUBLIC LIGHTING BY: Asset type ; Lighting obligation | Luminaires ; Major Road |  | 0 | 0 | 0 | 0 | 0 | 0 | 0
|  | Luminaires ; Minor Road |  | 0 | 0 | 0 | 0 | 0 | 0 | 0
|  | Brackets ; Major Road |  | 0 | 0 | 0 | 0 | 0 | 0 | 0
|  | Brackets ; Minor Road |  | 0 | 0 | 0 | 0 | 0 | 0 | 0
|  | Lamps ; Major Road |  | 0 | 0 | 0 | 0 | 0 | 0 | 0
|  | Lamps ; Minor Road |  | 0 | 0 | 0 | 0 | 0 | 0 | 0
|  | Poles / Columns ; Major Road |  | 7.1667 | 7.25 | 7.3333 | 7.4167 | 7.5 | 7.5833 | 7.6667
|  | Poles / Columns ; Minor Road |  | 8 | 9 | 10 | 11 | 12 | 13 | 14
|  | Other |  | 0 | 0 | 0 | 0 | 0 | 0 | 0
| SCADA, NETWORK CONTROL AND PROTECTION SYSTEMS BY: Function | Field Devices
Local Network Wiring Assets
Communications Network Assets
Master Station Assets
Communications Site Infrastructure
Communications Linear Assets
AFLC
Other
OTHER BY: enter DNSP defined asset group here
|  |  | Check | 0 | 0 | 0 | 0 | 0 | 0 | 0
| ASSET FAILURES |  |  | 8: Volumes (0's)
| ASSET GROUP | ASSET CATEGORY |  | 2019-20 | 2020-21 | 2021-22 | 2022-23 | 2023-24 | 2024-25 | 2025-26
| POLES BY: HIGHEST OPERATING VOLTAGE ; MATERIAL TYPE | Staking of a wooden pole
˂ = 1 kV; Wood
> 1 kV & < = 11 kV; Wood
˃ 11 kV & < = 22 kV; Wood
> 22 kV & < = 66 kV; Wood
> 66 kV & < = 132 kV; Wood
> 132 kV; Wood
˂ = 1 kV; Concrete
> 1 kV & < = 11 kV; Concrete
˃ 11 kV & < = 22 kV; Concrete
> 22 kV & < = 66 kV; Concrete
> 66 kV & < = 132 kV; Concrete
> 132 kV; Concrete
˂ = 1 kV; Steel
> 1 kV & < = 11 kV; Steel
˃ 11 kV & < = 22 kV; Steel
> 22 kV & < = 66 kV; Steel
> 66 kV & < = 132 kV; Steel
> 132 kV; Steel
Other
| POLE TOP STRUCTURES BY: HIGHEST OPERATING VOLTAGE | ˂ = 1 kV
> 1 kV & < = 11 kV
˃ 11 kV & < = 22 kV
> 22 kV & < = 66 kV
> 66 kV & < = 132 kV
> 132 kV
Other
| STAKING WOODEN POLES BY: HIGHEST OPERATING VOLTAGE | ˂ = 1 Kv | for year wooden pole staked
|  | > 1 kV & < = 11 kV | for year wooden pole staked
|  | ˃ 11 kV & < = 22 kV | for year wooden pole staked
|  | > 22 kV & < = 66 kV | for year wooden pole staked
|  | > 66 kV & < = 132 kV | for year wooden pole staked
|  | > 132 kV | for year wooden pole staked
| OVERHEAD CONDUCTORS BY: Highest operating voltage; Number of phases (at HV) | ˂ = 1 kV | per km
|  | > 1 kV & < = 11 kV | per km
|  | ˃ 11 kV & < = 22 kV ; SWER | per km
|  | ˃ 11 kV & < = 22 kV ; Single-Phase | per km
|  | ˃ 11 kV & < = 22 kV ; Multiple-Phase | per km
|  | > 22 kV & < = 66 kV | per km
|  | > 66 kV & < = 132 kV | per km
|  | > 132 kV | per km
|  | Other | per km
| UNDERGROUND CABLES BY: Highest operating voltage | ˂ = 1 kV | per km
|  | > 1 kV & < = 11 kV | per km
|  | > 11 kV & < = 22 kV | per km
|  | > 22 kV & < = 33 kV | per km
|  | > 33 kV & < = 66 kV | per km
|  | > 66 kV & < = 132 kV | per km
|  | > 132 kV | per km
|  | Other | per km
| SERVICE LINES BY: Connection voltage; Customer type; Connection complexity | ˂ = 11 kV ; Residential ; Simple Type | per number of spans
|  | ˂ = 11 kV ; Commercial & Industrial ; Simple Type | per number of spans
|  | ˂ = 11 kV ; Residential ; Complex Type | per number of spans
|  | ˂ = 11 kV ; Commercial & Industrial ; Complex Type | per number of spans
|  | ˂ = 11 kV ; Subdivision ; Complex Type | per number of spans
|  | > 11 kV & < = 22 kV ; Commercial & Industrial | per number of spans
|  | > 11 kV & < = 22 kV ; Subdivision | per number of spans
|  | > 22 kV & < = 33 kV ; Commercial & Industrial | per number of spans
|  | > 22 kV & < = 33 kV ; Subdivision | per number of spans
|  | > 33 kV & < = 66 kV ; Commercial & Industrial | per number of spans
|  | > 33 kV & < = 66 kV ; Subdivision | per number of spans
|  | > 66 kV & < = 132 kV ; Commercial & Industrial | per number of spans
|  | > 66 kV & < = 132 kV ; Subdivision | per number of spans
|  | > 132 kV ; Commercial & Industrial | per number of spans
|  | > 132 kV ; Subdivision | per number of spans
|  | Other | per number of spans
| TRANSFORMERS BY: Mounting type; Highest operating voltage; Ampere rating; Number of phases (at LV) | Pole Mounted ; < = 22kV ; < = 60 kVA ; Single Phase
Pole Mounted ; < = 22kV ; > 60 kVA and < = 600 kVA ; Single Phase
Pole Mounted ; < = 22kV ; > 600 kVA ; Single Phase
Pole Mounted ; < = 22kV ; < = 60 kVA ; Multiple Phase
Pole Mounted ; < = 22kV ; > 60 kVA and < = 600 kVA ; Multiple Phase
Pole Mounted ; < = 22kV ; > 600 kVA ; Multiple Phase
Kiosk Mounted ; < = 22kV ; < = 60 kVA ; Single Phase
Kiosk Mounted ; < = 22kV ; > 60 kVA and < = 600 kVA ; Single Phase
Kiosk Mounted ; < = 22kV ; > 600 kVA ; Single Phase
Kiosk Mounted ; < = 22kV ; < = 60 kVA ; Multiple Phase
Kiosk Mounted ; < = 22kV ; > 60 kVA and < = 600 kVA ; Multiple Phase
Kiosk Mounted ; < = 22kV ; > 600 kVA ; Multiple Phase
Ground Outdoor / Indoor Chamber Mounted; ˂ 22 kV ; < = 60 kVA ; Single Phase
Ground Outdoor / Indoor Chamber Mounted; ˂ 22 kV ; > 60 kVA and < = 600 kVA ; Single Phase
Ground Outdoor / Indoor Chamber Mounted; ˂ 22 kV ; > 600 kVA ; Single Phase
Ground Outdoor / Indoor Chamber Mounted; ˂ 22 kV ; < = 60 kVA ; Multiple Phase
Ground Outdoor / Indoor Chamber Mounted; ˂ 22 kV ; > 60 kVA and < = 600 kVA ; Multiple Phase
Ground Outdoor / Indoor Chamber Mounted; ˂ 22 kV ; > 600 kVA ; Multiple Phase
Ground Outdoor / Indoor Chamber Mounted; > = 22 kV & < = 33 kV ; < = 15 MVA
Ground Outdoor / Indoor Chamber Mounted; > = 22 kV & < = 33 kV ; > 15 MVA and < = 40 MVA
Ground Outdoor / Indoor Chamber Mounted; > = 22 kV & < = 33 kV ; > 40 MVA
Ground Outdoor / Indoor Chamber Mounted; > 33 kV & < = 66 kV ; < = 15 MVA
Ground Outdoor / Indoor Chamber Mounted; > 33 kV & < = 66 kV ; > 15 MVA and < = 40 MVA
Ground Outdoor / Indoor Chamber Mounted; > 33 kV & < = 66 kV ; > 40 MVA
Ground Outdoor / Indoor Chamber Mounted; > 66 kV & < = 132 kV ; < = 100 MVA
Ground Outdoor / Indoor Chamber Mounted; > 66 kV & < = 132 kV ; > 100 MVA
Ground Outdoor / Indoor Chamber Mounted; > 132 kV ; < = 100 MVA
Ground Outdoor / Indoor Chamber Mounted; > 132 kV ; > 100 MVA
Other
| SWITCHGEAR BY: Highest operating voltage; Switch function | ˂ = 11 kV ; FUSE
˂ = 11 kV ; Switch
˂ = 11 kV ; Circuit Breaker
> 11 kV & < = 22 kV ; Switch
> 11 kV & < = 22 kV ; Circuit Breaker
> 22 kV & < = 33 kV ; Switch
> 22 kV & < = 33 kV ; Circuit Breaker
> 33 kV & < = 66 kV ; Switch
> 33 kV & < = 66 kV ; Circuit Breaker
> 66 kV & < = 132 kV ; Switch
> 66 kV & < = 132 kV ; Circuit Breaker
> 132 kV ; Switch
> 132 kV ; Circuit Breaker
Other
| PUBLIC LIGHTING BY: Asset type ; Lighting obligation | Luminaires ; Major Road
Luminaires ; Minor Road
Brackets ; Major Road
Brackets ; Minor Road
Lamps ; Major Road
Lamps ; Minor Road
Poles / Columns ; Major Road
Poles / Columns ; Minor Road
Other
| SCADA, NETWORK CONTROL AND PROTECTION SYSTEMS BY: Function | Field Devices
Local Network Wiring Assets
Communications Network Assets
Master Station Assets
Communications Site Infrastructure
Communications Linear Assets
AFLC
Other
OTHER BY: enter DNSP defined asset group here
End of Sheet