## Legend
Style legend |  |  | Menu
Style | Design | Comment
Header1 | Header1
Header 1A | Header 1A
Header2 | Header2
Header3 | Header3
Header4 | Header4
User_Input_Actual | 100 | A user driven input for actual figures
User_Input_Forecast | 100 | A user driven input for forcast figures
Base_Input | 100 | A model input that should not be changed to protect the integrity of the model
Empty_Cell |  | A cell that is left intentionally blank to avoid the risk of error
InSheet_calc | 100 | A link within the worksheet or an interim calculation step
OffSheet | 100 | A link to another worksheet to minimise the number of inter-worksheet references
Line_SubTotal | 100 | The sum of elements in the table immediately above
Line_Total | 100 | The sum of elements above, including sub-totals
Unit / Info | AUD millions | Explanatory text showing helpful information or the units/dimensions of the calculations
Line_Summary | 100 | The SUM() of everything in the row
Table_Header | Qtr | Header of a table or of an off-sheet reference
Flag | 1 | Binary flag - set up as a 'Style' and updated with conditional formatting
Check_Cell | 100 | Check figures add up to the correct amount

## Menu
PAL MOD 1.26 Plant and Stations Replacement Capex
Menu
| Control |  | User Inputs |  | Base Inputs
| Legend |  | Project List |  | Inflation
| Menu |  | Project List Volumes |  | Historical Expenditure | OK
Historical Volumes
| Calculations |  | Outputs/Export
| Forecast Expenditure | OK | Direct Capex | OK
| Forecast Volumes | OK | Reset RIN 2.2 Repex | OK

## Project List
PAL MOD 1.26 Plant and Stations Replacement Capex | [13 empty] | Menu
Project List
Project List by Function Code
$ 2019
| Function Code | Name (Project Title) or (Programme Name) | Project Location | RIN Asset Group | RIN Asset Category | RIN Category | 2019/20 | 2020/21 | 2021/22 | 2022/23 | 2023/24 | 2024/25 | 2025/26 | 2021-2026 total
| 143 | Low Gas RMU Replacement | Multiple | Switchgear | > 11 KV & < = 22 KV ; LOAD BREAK SWITCH | Switchgear - > 11 KV & < = 22 KV ; LOAD BREAK SWITCH | 72817.5 | 145635 | 145635 | 145635 | 145635 | 145635 | 145635 | 728175
| 143 | Low Gas RMU Replacement | Deakin-Eighth | Switchgear | > 11 KV & < = 22 KV ; LOAD BREAK SWITCH | Switchgear - > 11 KV & < = 22 KV ; LOAD BREAK SWITCH | 25000 | 0 | 0 | 0 | 0 | 0 | 0 | 0
| 143 | Low Gas RMU Replacement | Lucan-Base Hospital RMU (+ Cable) | Switchgear | > 11 KV & < = 22 KV ; LOAD BREAK SWITCH | Switchgear - > 11 KV & < = 22 KV ; LOAD BREAK SWITCH | 40000 | 0 | 0 | 0 | 0 | 0 | 0 | 0
| 143 | Low Gas RMU Replacement | Shillidays-Eighth | Switchgear | > 11 KV & < = 22 KV ; LOAD BREAK SWITCH | Switchgear - > 11 KV & < = 22 KV ; LOAD BREAK SWITCH | 25000 | 0 | 0 | 0 | 0 | 0 | 0 | 0
| 143 | Outdoor HV ABS Replacement | Multiple | Switchgear | > 11 KV & < = 22 KV ; LOAD BREAK SWITCH | Switchgear - > 11 KV & < = 22 KV ; LOAD BREAK SWITCH | 240000 | 0 | 0 | 0 | 0 | 0 | 0 | 0
| 143 | Outdoor HV ABS Replacement (CRO tagged interrupters) | Multiple | Switchgear | > 11 KV & < = 22 KV ; LOAD BREAK SWITCH | Switchgear - > 11 KV & < = 22 KV ; LOAD BREAK SWITCH | 661284 | 1322568 | 1322568 | 1322568 | 1322568 | 1322568 | 1322568 | 6612840
| 143 | Outdoor HV ABS Replacement (Non-Geveas) | Multiple | Switchgear | > 11 KV & < = 22 KV ; LOAD BREAK SWITCH | Switchgear - > 11 KV & < = 22 KV ; LOAD BREAK SWITCH | 879067.8351 | 879067.8351 | 879067.8351 | 879067.8351 | 879067.8351 | 879067.8351 | 879067.8351 | 4395339.1755
| 143 | HV ABS Replacement (Indoor substations) incl Calor EMAG, Gardy, A MEC, K MEC | Multiple | Switchgear | > 11 KV & < = 22 KV ; LOAD BREAK SWITCH | Switchgear - > 11 KV & < = 22 KV ; LOAD BREAK SWITCH | 127223 | 164446 | 164446 | 164446 | 164446 | 164446 | 164446 | 822230
| 143 | HV ABS Replacement (Indoor substations) incl Calor EMAG, Gardy, A MEC, K MEC | BARNES-COMBEN | Switchgear | > 11 KV & < = 22 KV ; LOAD BREAK SWITCH | Switchgear - > 11 KV & < = 22 KV ; LOAD BREAK SWITCH | 45000 | 0 | 0 | 0 | 0 | 0 | 0 | 0
| 143 | HV ABS Replacement (Indoor substations) incl Calor EMAG, Gardy, A MEC, K MEC | COBURNS-HIGH No.1 | Switchgear | > 11 KV & < = 22 KV ; LOAD BREAK SWITCH | Switchgear - > 11 KV & < = 22 KV ; LOAD BREAK SWITCH | 50000 | 0 | 0 | 0 | 0 | 0 | 0 | 0
| 143 | HV ABS Replacement (Indoor substations) incl Calor EMAG, Gardy, A MEC, K MEC | Glendale-Heaths | Switchgear | > 11 KV & < = 22 KV ; LOAD BREAK SWITCH | Switchgear - > 11 KV & < = 22 KV ; LOAD BREAK SWITCH | 55000 | 0 | 0 | 0 | 0 | 0 | 0 | 0
| 143 | Low Gas Switches (OH) Replacement | Multiple | Switchgear | > 11 KV & < = 22 KV ; LOAD BREAK SWITCH | Switchgear - > 11 KV & < = 22 KV ; LOAD BREAK SWITCH | 52846 | 52846 | 52846 | 52846 | 52846 | 52846 | 52846 | 264230
| 144 | Ground Type Substation Transformer Replacement | Multiple | Transformers | GROUND OUTDOOR / INDOOR CHAMBER MOUNTED ; ˂ 22 KV ; > 60 KVA AND < = 600 KVA ; MULTIPLE PHASE | Transformers - GROUND OUTDOOR / INDOOR CHAMBER MOUNTED ; ˂ 22 KV ; > 60 KVA AND < = 600 KVA ; MULTIPLE PHASE | 40764 | 104528 | 104528 | 104528 | 104528 | 104528 | 104528 | 522640
| 144 | Ground Type Substation Transformer Replacement | Camp-Doonan No2 | Transformers | GROUND OUTDOOR / INDOOR CHAMBER MOUNTED ; ˂ 22 KV ; > 60 KVA AND < = 600 KVA ; MULTIPLE PHASE | Transformers - GROUND OUTDOOR / INDOOR CHAMBER MOUNTED ; ˂ 22 KV ; > 60 KVA AND < = 600 KVA ; MULTIPLE PHASE | 27500 | 0 | 0 | 0 | 0 | 0 | 0 | 0
| 144 | Ground Type Substation Transformer Replacement | St Albans 275-Gilmour | Transformers | GROUND OUTDOOR / INDOOR CHAMBER MOUNTED ; ˂ 22 KV ; > 60 KVA AND < = 600 KVA ; MULTIPLE PHASE | Transformers - GROUND OUTDOOR / INDOOR CHAMBER MOUNTED ; ˂ 22 KV ; > 60 KVA AND < = 600 KVA ; MULTIPLE PHASE | 31500 | 0 | 0 | 0 | 0 | 0 | 0 | 0
| 144 | Indoor Substation Transformer Replacement | Multiple | Transformers | GROUND OUTDOOR / INDOOR CHAMBER MOUNTED ; ˂ 22 KV ; > 60 KVA AND < = 600 KVA ; MULTIPLE PHASE | Transformers - GROUND OUTDOOR / INDOOR CHAMBER MOUNTED ; ˂ 22 KV ; > 60 KVA AND < = 600 KVA ; MULTIPLE PHASE | 26029.5 | 52059 | 52059 | 52059 | 52059 | 52059 | 52059 | 260295
| 144 | Indoor Substation Transformer Replacement | Lucan-Base Hospital RMU (+ Cable) | Switchgear | > 11 KV & < = 22 KV ; LOAD BREAK SWITCH | Switchgear - > 11 KV & < = 22 KV ; LOAD BREAK SWITCH | 40000 | 0 | 0 | 0 | 0 | 0 | 0 | 0
| 144 | Kiosk Substation Replacement (Condition) | Multiple | Transformers | KIOSK MOUNTED ; < = 22KV ; > 60 KVA AND < = 600 KVA ; MULTIPLE PHASE | Transformers - KIOSK MOUNTED ; < = 22KV ; > 60 KVA AND < = 600 KVA ; MULTIPLE PHASE | 369200 | 539000 | 490000 | 490000 | 490000 | 490000 | 588000 | 2548000
| 144 | Kiosk Substation Replacement (Condition) | Apollo Bay College | Transformers | KIOSK MOUNTED ; < = 22KV ; > 60 KVA AND < = 600 KVA ; MULTIPLE PHASE | Transformers - KIOSK MOUNTED ; < = 22KV ; > 60 KVA AND < = 600 KVA ; MULTIPLE PHASE | 30990 | 0 | 0 | 0 | 0 | 0 | 0 | 0
| 144 | Kiosk Substation Replacement (Condition) | Service-Hampshire | Transformers | KIOSK MOUNTED ; < = 22KV ; > 60 KVA AND < = 600 KVA ; MULTIPLE PHASE | Transformers - KIOSK MOUNTED ; < = 22KV ; > 60 KVA AND < = 600 KVA ; MULTIPLE PHASE | 41500 | 0 | 0 | 0 | 0 | 0 | 0 | 0
| 144 | Kiosk Substation Replacement (Rust) | Multiple | Transformers | KIOSK MOUNTED ; < = 22KV ; > 60 KVA AND < = 600 KVA ; MULTIPLE PHASE | Transformers - KIOSK MOUNTED ; < = 22KV ; > 60 KVA AND < = 600 KVA ; MULTIPLE PHASE | 183000 | 147000 | 98000 | 98000 | 98000 | 98000 | 147000 | 539000
| 150 | HV UG Cable Replacement | Multiple | UGCables | > 11 KV & < = 22 KV | UGCables - > 11 KV & < = 22 KV | 499327.5 | 570660 | 570660 | 570660 | 570660 | 570660 | 570660 | 2853300
| 150 | HV UG Cable Replacement | Erskine Falls Rd | UGCables | > 11 KV & < = 22 KV | UGCables - > 11 KV & < = 22 KV | 17500 | 0 | 0 | 0 | 0 | 0 | 0 | 0
| 150 | Underground Pillar/Pit Replacement | Multiple | Other | Pillar / Pit | Other - Pillar / Pit | 13958 | 13958 | 13958 | 13958 | 13958 | 13958 | 13958 | 69790
| 150 | LV UG Cables Planned Replacement | Multiple | UGCables | ˂ = 1 KV | UGCables - ˂ = 1 KV | 27374 | 27374 | 27374 | 27374 | 27374 | 27374 | 27374 | 136870
| 154 | Unplanned Plant Replacement | Multiple | Other | Residual | Other - Residual | 760851 | 760851 | 760851 | 760851 | 760851 | 760851 | 760851 | 3804255
| 157 | 22kV Circuit Breaker Bushing Replacement / CB Refurb | (blank) | Other | Circuit Breaker Refurbishment | Other - Circuit Breaker Refurbishment | 122768 | 122768 | 122768 | 122768 | 122768 | 122768 | 122768 | 613840
| 157 | 22kV Capacitor Bank Step Switch replacement | Multiple | Switchgear | > 11 KV & < = 22 KV ; CIRCUIT BREAKER | Switchgear - > 11 KV & < = 22 KV ; CIRCUIT BREAKER | 38161.5 | 76323 | 76323 | 76323 | 76323 | 76323 | 76323 | 381615
| 157 | 22kV Capacitor Bank Step Switch replacement | GCY | Switchgear | > 11 KV & < = 22 KV ; CIRCUIT BREAKER | Switchgear - > 11 KV & < = 22 KV ; CIRCUIT BREAKER | 38161.5 | 0 | 0 | 0 | 0 | 0 | 0 | 0
| 157 | 22kV Disconnect Switch Replacement | Multiple | Switchgear | > 11 KV & < = 22 KV ; LOAD BREAK SWITCH | Switchgear - > 11 KV & < = 22 KV ; LOAD BREAK SWITCH | 199138 | 199138 | 199138 | 199138 | 199138 | 199138 | 199138 | 995690
| 157 | 22kV Insulator Replacement (3 Phase Groups) | Multiple | Switchgear | > 11 KV & < = 22 KV ; LINKS | Switchgear - > 11 KV & < = 22 KV ; LINKS | 218313 | 291084 | 291084 | 291084 | 291084 | 291084 | 291084 | 1455420
| 157 | 22kV Insulator Replacement (3 Phase Groups) | CDN | Switchgear | > 11 KV & < = 22 KV ; LINKS | Switchgear - > 11 KV & < = 22 KV ; LINKS | 72771 | 0 | 0 | 0 | 0 | 0 | 0 | 0
| 157 | 22kV Isolator Replacement (3 Phase Groups) | Multiple | Switchgear | > 11 KV & < = 22 KV ; LINKS | Switchgear - > 11 KV & < = 22 KV ; LINKS | 266531 | 333062 | 333062 | 333062 | 333062 | 333062 | 333062 | 1665310
| 157 | 66kV Transformer Bushing Replacement | Multiple | Other | Transformer Refurbishment | Other - Transformer Refurbishment | 221058 | 202116 | 202116 | 202116 | 202116 | 202116 | 202116 | 1010580
| 157 | 66kV Transformer Bushing Replacement | IWD Regulator | Other | Transformer Refurbishment | Other - Transformer Refurbishment | 60000 | 0 | 0 | 0 | 0 | 0 | 0 | 0
| 157 | 66kV HPVA Disconnect Switch Refurbishment | Multiple | Switchgear | > 11 KV & < = 22 KV ; LOAD BREAK SWITCH | Switchgear - > 11 KV & < = 22 KV ; LOAD BREAK SWITCH | 26927 | 53854 | 53854 | 53854 | 53854 | 53854 | 53854 | 269270
| 157 | 66kV HPVA Disconnect Switch Refurbishment | MLN | Switchgear | > 11 KV & < = 22 KV ; LOAD BREAK SWITCH | Switchgear - > 11 KV & < = 22 KV ; LOAD BREAK SWITCH | 13463.5 | 0 | 0 | 0 | 0 | 0 | 0 | 0
| 157 | ACR Replacement 22kV THREE PHASE | Multiple | Other | ACR | Other - ACR | 170108 | 170108 | 170108 | 170108 | 170108 | 170108 | 170108 | 850540
| 157 | Control Cable Duct Replacement | Multiple | Other | Zone Substation Major Building / Property / Facilities | Other - Zone Substation Major Building / Property / Facilities | 98446 | 98446 | 98446 | 98446 | 98446 | 98446 | 98446 | 492230
| 157 | Flexibile (Portable) Zone Substation Earths Replacement | Multiple | Other | Zone Substation Major Building / Property / Facilities | Other - Zone Substation Major Building / Property / Facilities | 37867 | 37867 | 37867 | 37867 | 37867 | 37867 | 37867 | 189335
| 157 | CVT Replacement Porcelain Bushing risk | Multiple | Other | Instrument Transformer | Other - Instrument Transformer | 105162 | 210324 | 210324 | 210324 | 210324 | 210324 | 210324 | 1051620
| 157 | CVT Replacement Porcelain Bushing risk | WPD | Other | Instrument Transformer | Other - Instrument Transformer | 105162 | 0 | 0 | 0 | 0 | 0 | 0 | 0
| 157 | CVT Voltage Monitoring | Multiple | Other | Instrument Transformer | Other - Instrument Transformer | 0 | 35054 | 70108 | 70108 | 70108 | 70108 | 70108 | 350540
| 157 | Instrument Transformer Replacement CTs and VTs | Multiple | Other | Instrument Transformer | Other - Instrument Transformer | 123067 | 246134 | 246134 | 246134 | 246134 | 246134 | 246134 | 1230670
| 157 | Instrument Transformer Replacement CTs and VTs | BAN VT (EE) | Other | Instrument Transformer | Other - Instrument Transformer | 125000 | 0 | 0 | 0 | 0 | 0 | 0 | 0
| 157 | Station Service Transformers Replacement | Multiple | Transformers | KIOSK MOUNTED ; < = 22KV ; > 60 KVA AND < = 600 KVA ; MULTIPLE PHASE | Transformers - KIOSK MOUNTED ; < = 22KV ; > 60 KVA AND < = 600 KVA ; MULTIPLE PHASE | 167263 | 167263 | 167263 | 167263 | 167263 | 167263 | 167263 | 836315
| 157 | Surge Arrester Replacement | Multiple | Other | Surge Diverter | Other - Surge Diverter | 20565 | 20565 | 20565 | 20565 | 20565 | 20565 | 20565 | 102825
| 157 | Transformer Monitoring (WTI and OTI Replacement) | Multiple | Other | Transformer Refurbishment | Other - Transformer Refurbishment | 63467 | 126934 | 126934 | 126934 | 126934 | 126934 | 126934 | 634670
| 157 | Transformer Monitoring (WTI and OTI Replacement) | AL | Other | Transformer Refurbishment | Other - Transformer Refurbishment | 75000 | 0 | 0 | 0 | 0 | 0 | 0 | 0
| 157 | Transformer Refurbishment | Multiple | Other | Transformer Refurbishment | Other - Transformer Refurbishment | 145965 | 291930 | 291930 | 291930 | 291930 | 291930 | 291930 | 1459650
| 157 | Transformer Refurbishment | KRT 1, KRT 2 | Other | Transformer Refurbishment | Other - Transformer Refurbishment | 145965 | 0 | 0 | 0 | 0 | 0 | 0 | 0
| 157 | 66kV Transformer Bushing Replacement | BMH No2 Trans | Other | Transformer Refurbishment | Other - Transformer Refurbishment | 0 | 25264.5 | 25264.5 | 0 | 0 | 0 | 0 | 25264.5
| 157 | 66kV Transformer Bushing Replacement | FNS No1, No2 & No3 Trans | Other | Transformer Refurbishment | Other - Transformer Refurbishment | 75793.5 | 75793.5 | 0 | 0 | 0 | 0 | 0 | 0
| 157 | 66kV Transformer Bushing Replacement | GL No1 & No2 Trans | Other | Transformer Refurbishment | Other - Transformer Refurbishment | 0 | 0 | 50529 | 50529 | 0 | 0 | 0 | 101058
| 157 | 66kV Transformer Bushing Replacement | NKA No1, No2 & No3 Trans | Other | Transformer Refurbishment | Other - Transformer Refurbishment | 75793.5 | 75793.5 | 0 | 0 | 0 | 0 | 0 | 0
| 157 | 66kV Transformer Bushing Replacement | OYN No1 & No2 Trans | Other | Transformer Refurbishment | Other - Transformer Refurbishment | 50529 | 0 | 0 | 0 | 0 | 0 | 0 | 0
| 157 | 66kV Transformer Bushing Replacement | PLD No1 Trans | Other | Transformer Refurbishment | Other - Transformer Refurbishment | 0 | 0 | 25264.5 | 25264.5 | 0 | 0 | 0 | 50529
| 157 | 66kV Transformer Bushing Replacement | RVL No3 Trans | Other | Transformer Refurbishment | Other - Transformer Refurbishment | 25264.5 | 0 | 0 | 0 | 0 | 0 | 0 | 0
| 157 | 66kV Transformer Bushing Replacement | STL No3 Trans | Other | Zone Substation Major Building / Property / Facilities | Other - Zone Substation Major Building / Property / Facilities | 25264.5 | 0 | 0 | 0 | 0 | 0 | 0 | 0
| 157 | Bund Gravel Enhancement | BMH, CDN, FNS, GL, HSM, NKA, OYN, PLD, RVL, STL | Other | Transformer Refurbishment | Other - Transformer Refurbishment | 23750 | 0 | 0 | 0 | 0 | 0 | 0 | 0
| 157 | Control Room Fire Risk Reduction | CDN,GL, NKA, PLD, RVL | Transformers | GROUND OUTDOOR / INDOOR CHAMBER MOUNTED ; > 33 KV & < = 66 KV ; > 15 MVA AND < = 40 MVA | Transformers - GROUND OUTDOOR / INDOOR CHAMBER MOUNTED ; > 33 KV & < = 66 KV ; > 15 MVA AND < = 40 MVA | 25000 | 25000 | 0 | 0 | 0 | 0 | 0 | 0
| 157 | Fire Wall | HSM No1-No2 Trans | Other | Zone Substation Major Building / Property / Facilities | Other - Zone Substation Major Building / Property / Facilities | 80000 | 80000 | 0 | 0 | 0 | 0 | 0 | 0
| 157 | Fire Wall | HSM No2-No3 Trans | Other | Zone Substation Major Building / Property / Facilities | Other - Zone Substation Major Building / Property / Facilities | 0 | 80000 | 80000 | 0 | 0 | 0 | 0 | 80000
| 157 | Fire Wall | NKA No2-No3 Trans | Other | Zone Substation Major Building / Property / Facilities | Other - Zone Substation Major Building / Property / Facilities | 0 | 0 | 80000 | 80000 | 0 | 0 | 0 | 160000
| 157 | Fire Wall | STL No3 Trans-Control | Other | Zone Substation Major Building / Property / Facilities | Other - Zone Substation Major Building / Property / Facilities | 80000 | 0 | 0 | 0 | 0 | 0 | 0 | 0
| 157 | 22kV Circuit Breaker Replacement | Multiple | Switchgear | > 11 KV & < = 22 KV ; CIRCUIT BREAKER | Switchgear - > 11 KV & < = 22 KV ; CIRCUIT BREAKER | 0 | 231805 | 463610 | 463610 | 463610 | 463610 | 463610 | 2318050
| 157 | 22kV Circuit Breaker Replacement | CLC4 | Switchgear | > 11 KV & < = 22 KV ; CIRCUIT BREAKER | Switchgear - > 11 KV & < = 22 KV ; CIRCUIT BREAKER | 50000 | 0 | 0 | 0 | 0 | 0 | 0 | 0
| 157 | 22kV Circuit Breaker Replacement | CLC6 | Switchgear | > 11 KV & < = 22 KV ; CIRCUIT BREAKER | Switchgear - > 11 KV & < = 22 KV ; CIRCUIT BREAKER | 50000 | 0 | 0 | 0 | 0 | 0 | 0 | 0
| 157 | 22kV Circuit Breaker Replacement | CME 14 | Switchgear | > 11 KV & < = 22 KV ; CIRCUIT BREAKER | Switchgear - > 11 KV & < = 22 KV ; CIRCUIT BREAKER | 140000 | 0 | 0 | 0 | 0 | 0 | 0 | 0
| 157 | 22kV Circuit Breaker Replacement | CME 21 | Switchgear | > 11 KV & < = 22 KV ; CIRCUIT BREAKER | Switchgear - > 11 KV & < = 22 KV ; CIRCUIT BREAKER | 140000 | 0 | 0 | 0 | 0 | 0 | 0 | 0
| 157 | 66kV Circuit Breaker Replacement | Multiple | Switchgear | > 33 KV & < = 66 KV ; CIRCUIT BREAKER | Switchgear - > 33 KV & < = 66 KV ; CIRCUIT BREAKER | 208832 | 417664 | 417664 | 417664 | 417664 | 417664 | 417664 | 2088320
| 157 | 66kV Circuit Breaker Replacement | CRO CB A | Switchgear | > 33 KV & < = 66 KV ; CIRCUIT BREAKER | Switchgear - > 33 KV & < = 66 KV ; CIRCUIT BREAKER | 300000 | 0 | 0 | 0 | 0 | 0 | 0 | 0
| 157 | Regulator Replacement | Multiple | Other | Regulator | Other - Regulator | 309800 | 319600 | 319600 | 319600 | 319600 | 319600 | 319600 | 1598000
| 157 | Emergency Plant Strategy (2017 Initiative) | EMG | Transformers | GROUND OUTDOOR / INDOOR CHAMBER MOUNTED ; > 33 KV & < = 66 KV ; > 15 MVA AND < = 40 MVA | Transformers - GROUND OUTDOOR / INDOOR CHAMBER MOUNTED ; > 33 KV & < = 66 KV ; > 15 MVA AND < = 40 MVA | 125000 | 0 | 0 | 0 | 0 | 0 | 0 | 0
| 157 | Transformer Replacement | Multiple Transformer 1 | Transformers | GROUND OUTDOOR / INDOOR CHAMBER MOUNTED ; > 33 KV & < = 66 KV ; > 15 MVA AND < = 40 MVA | Transformers - GROUND OUTDOOR / INDOOR CHAMBER MOUNTED ; > 33 KV & < = 66 KV ; > 15 MVA AND < = 40 MVA | 0 | 0 | 0 | 0 | 0 | 0 | 25000 | 25000
| 157 | Transformer Replacement | IWD Regulator | Transformers | GROUND OUTDOOR / INDOOR CHAMBER MOUNTED ; > 33 KV & < = 66 KV ; > 15 MVA AND < = 40 MVA | Transformers - GROUND OUTDOOR / INDOOR CHAMBER MOUNTED ; > 33 KV & < = 66 KV ; > 15 MVA AND < = 40 MVA | 0 | 0 | 0 | 100000 | 609663 | 509663 | 0 | 1219326
| 157 | Transformer Replacement | RVL T1 | Transformers | GROUND OUTDOOR / INDOOR CHAMBER MOUNTED ; > 33 KV & < = 66 KV ; > 15 MVA AND < = 40 MVA | Transformers - GROUND OUTDOOR / INDOOR CHAMBER MOUNTED ; > 33 KV & < = 66 KV ; > 15 MVA AND < = 40 MVA | 400000 | 1849000 | 1474000 | 0 | 0 | 0 | 0 | 1474000
| 157 | Transformer Replacement | RVL T2 | Transformers | GROUND OUTDOOR / INDOOR CHAMBER MOUNTED ; > 33 KV & < = 66 KV ; > 15 MVA AND < = 40 MVA | Transformers - GROUND OUTDOOR / INDOOR CHAMBER MOUNTED ; > 33 KV & < = 66 KV ; > 15 MVA AND < = 40 MVA | 0 | 0 | 25000 | 400000 | 1849000 | 1474000 | 0 | 3748000
| 157 | Transformer Replacement | TRG T3 | Transformers | GROUND OUTDOOR / INDOOR CHAMBER MOUNTED ; > 33 KV & < = 66 KV ; > 15 MVA AND < = 40 MVA | Transformers - GROUND OUTDOOR / INDOOR CHAMBER MOUNTED ; > 33 KV & < = 66 KV ; > 15 MVA AND < = 40 MVA | 700000 | 0 | 0 | 0 | 0 | 0 | 0 | 0
| 157 | Transformer Replacement | WBL T2 | Transformers | GROUND OUTDOOR / INDOOR CHAMBER MOUNTED ; > 33 KV & < = 66 KV ; > 15 MVA AND < = 40 MVA | Transformers - GROUND OUTDOOR / INDOOR CHAMBER MOUNTED ; > 33 KV & < = 66 KV ; > 15 MVA AND < = 40 MVA | 450000 | 0 | 0 | 0 | 0 | 0 | 0 | 0
| 157 | Transformer Replacement | WBL T3 | Transformers | GROUND OUTDOOR / INDOOR CHAMBER MOUNTED ; > 33 KV & < = 66 KV ; > 15 MVA AND < = 40 MVA | Transformers - GROUND OUTDOOR / INDOOR CHAMBER MOUNTED ; > 33 KV & < = 66 KV ; > 15 MVA AND < = 40 MVA | 25000 | 400000 | 1849000 | 1474000 | 0 | 0 | 0 | 3323000
| 157 | Operator / Maintainer Safety (Access Platforms) | Multiple | Other | Residual | Other - Residual | 81802 | 81802 | 81802 | 81802 | 81802 | 81802 | 81802 | 409010
| 157 | Zone Substation Barriers, Signs and Chains | All Zone Substations | Other | Zone Substation Major Building / Property / Facilities | Other - Zone Substation Major Building / Property / Facilities | 75000 | 0 | 0 | 0 | 0 | 0 | 0 | 0
| 144 | Pole Type Substation Transformer Replacement | Multiple | Transformers | POLE MOUNTED ; < = 22KV ; < = 60 KVA ; SINGLE PHASE | Transformers - POLE MOUNTED ; < = 22KV ; < = 60 KVA ; SINGLE PHASE | 700000 | 700000 | 700000 | 700000 | 700000 | 700000 | 700000 | 3500000
|  |  | Total |  |  |  | 11259890.8351 | 11824685.3351 | 12991750.8351 | 11512486.3351 | 11841355.8351 | 11366355.8351 | 9554692.8351 | 57266641.6755
End of Sheet

## Project List Volumes
PAL MOD 1.26 Plant and Stations Replacement Capex | [13 empty] | Menu
Project List Volumes
Project List by Function Code
0's
| Function Code | Name (Project Title) or (Programme Name) | Project Location | RIN Asset Group | RIN Asset Category | RIN Category | 2019/20 | 2020/21 | 2021/22 | 2022/23 | 2023/24 | 2024/25 | 2025/26 | 2021/22-26 Total
| 143 | Low Gas RMU Replacement | Multiple | Switchgear | > 11 KV & < = 22 KV ; LOAD BREAK SWITCH | Switchgear - > 11 KV & < = 22 KV ; LOAD BREAK SWITCH | 1.5 | 3 | 3 | 3 | 3 | 3 | 3 | 15
| 143 | Low Gas RMU Replacement | Deakin-Eighth | Switchgear | > 11 KV & < = 22 KV ; LOAD BREAK SWITCH | Switchgear - > 11 KV & < = 22 KV ; LOAD BREAK SWITCH | 0.5 | 0 | 0 | 0 | 0 | 0 | 0 | 0
| 143 | Low Gas RMU Replacement | Lucan-Base Hospital RMU (+ Cable) | Switchgear | > 11 KV & < = 22 KV ; LOAD BREAK SWITCH | Switchgear - > 11 KV & < = 22 KV ; LOAD BREAK SWITCH | 0.5 | 0 | 0 | 0 | 0 | 0 | 0 | 0
| 143 | Low Gas RMU Replacement | Shillidays-Eighth | Switchgear | > 11 KV & < = 22 KV ; LOAD BREAK SWITCH | Switchgear - > 11 KV & < = 22 KV ; LOAD BREAK SWITCH | 0.5 | 0 | 0 | 0 | 0 | 0 | 0 | 0
| 143 | Outdoor HV ABS Replacement | Multiple | Switchgear | > 11 KV & < = 22 KV ; LOAD BREAK SWITCH | Switchgear - > 11 KV & < = 22 KV ; LOAD BREAK SWITCH | 15 | 0 | 0 | 0 | 0 | 0 | 0 | 0
| 143 | Outdoor HV ABS Replacement (CRO tagged interrupters) | Multiple | Switchgear | > 11 KV & < = 22 KV ; LOAD BREAK SWITCH | Switchgear - > 11 KV & < = 22 KV ; LOAD BREAK SWITCH | 40.5 | 81 | 81 | 81 | 81 | 81 | 81 | 405
| 143 | Outdoor HV ABS Replacement (Non-Geveas) | Multiple | Switchgear | > 11 KV & < = 22 KV ; LOAD BREAK SWITCH | Switchgear - > 11 KV & < = 22 KV ; LOAD BREAK SWITCH | 93.5 | 98 | 96 | 135 | 90.5 | 50 | 73 | 444.5
| 143 | HV ABS Replacement (Indoor substations) incl Calor EMAG, Gardy, A MEC, K MEC | Multiple | Switchgear | > 11 KV & < = 22 KV ; LOAD BREAK SWITCH | Switchgear - > 11 KV & < = 22 KV ; LOAD BREAK SWITCH | 1.5 | 2 | 2 | 2 | 2 | 2 | 2 | 10
| 143 | HV ABS Replacement (Indoor substations) incl Calor EMAG, Gardy, A MEC, K MEC | BARNES-COMBEN | Switchgear | > 11 KV & < = 22 KV ; LOAD BREAK SWITCH | Switchgear - > 11 KV & < = 22 KV ; LOAD BREAK SWITCH | 0.5 | 0 | 0 | 0 | 0 | 0 | 0 | 0
| 143 | HV ABS Replacement (Indoor substations) incl Calor EMAG, Gardy, A MEC, K MEC | COBURNS-HIGH No.1 | Switchgear | > 11 KV & < = 22 KV ; LOAD BREAK SWITCH | Switchgear - > 11 KV & < = 22 KV ; LOAD BREAK SWITCH | 0.5 | 0 | 0 | 0 | 0 | 0 | 0 | 0
| 143 | HV ABS Replacement (Indoor substations) incl Calor EMAG, Gardy, A MEC, K MEC | Glendale-Heaths | Switchgear | > 11 KV & < = 22 KV ; LOAD BREAK SWITCH | Switchgear - > 11 KV & < = 22 KV ; LOAD BREAK SWITCH | 0.5 | 0 | 0 | 0 | 0 | 0 | 0 | 0
| 143 | Low Gas Switches (OH) Replacement | Multiple | Switchgear | > 11 KV & < = 22 KV ; LOAD BREAK SWITCH | Switchgear - > 11 KV & < = 22 KV ; LOAD BREAK SWITCH | 2 | 2 | 2 | 2 | 2 | 2 | 2 | 10
| 144 | Ground Type Substation Transformer Replacement | Multiple | Transformers | GROUND OUTDOOR / INDOOR CHAMBER MOUNTED ; ˂ 22 KV ; > 60 KVA AND < = 600 KVA ; MULTIPLE PHASE | Transformers - GROUND OUTDOOR / INDOOR CHAMBER MOUNTED ; ˂ 22 KV ; > 60 KVA AND < = 600 KVA ; MULTIPLE PHASE | 1.5 | 2 | 2 | 2 | 2 | 2 | 2 | 10
| 144 | Ground Type Substation Transformer Replacement | Camp-Doonan No2 | Transformers | GROUND OUTDOOR / INDOOR CHAMBER MOUNTED ; ˂ 22 KV ; > 60 KVA AND < = 600 KVA ; MULTIPLE PHASE | Transformers - GROUND OUTDOOR / INDOOR CHAMBER MOUNTED ; ˂ 22 KV ; > 60 KVA AND < = 600 KVA ; MULTIPLE PHASE | 0.5 | 0 | 0 | 0 | 0 | 0 | 0 | 0
| 144 | Ground Type Substation Transformer Replacement | St Albans 275-Gilmour | Transformers | GROUND OUTDOOR / INDOOR CHAMBER MOUNTED ; ˂ 22 KV ; > 60 KVA AND < = 600 KVA ; MULTIPLE PHASE | Transformers - GROUND OUTDOOR / INDOOR CHAMBER MOUNTED ; ˂ 22 KV ; > 60 KVA AND < = 600 KVA ; MULTIPLE PHASE | 0.5 | 0 | 0 | 0 | 0 | 0 | 0 | 0
| 144 | Indoor Substation Transformer Replacement | Multiple | Transformers | GROUND OUTDOOR / INDOOR CHAMBER MOUNTED ; ˂ 22 KV ; > 60 KVA AND < = 600 KVA ; MULTIPLE PHASE | Transformers - GROUND OUTDOOR / INDOOR CHAMBER MOUNTED ; ˂ 22 KV ; > 60 KVA AND < = 600 KVA ; MULTIPLE PHASE | 0.5 | 1 | 1 | 1 | 1 | 1 | 1 | 5
| 144 | Indoor Substation Transformer Replacement | Lucan-Base Hospital RMU (+ Cable) | Switchgear | > 11 KV & < = 22 KV ; LOAD BREAK SWITCH | Switchgear - > 11 KV & < = 22 KV ; LOAD BREAK SWITCH | 0.5 | 0 | 0 | 0 | 0 | 0 | 0 | 0
| 144 | Kiosk Substation Replacement (Condition) | Multiple | Transformers | KIOSK MOUNTED ; < = 22KV ; > 60 KVA AND < = 600 KVA ; MULTIPLE PHASE | Transformers - KIOSK MOUNTED ; < = 22KV ; > 60 KVA AND < = 600 KVA ; MULTIPLE PHASE | 4 | 5.5 | 5 | 5 | 5 | 5 | 6 | 26
| 144 | Kiosk Substation Replacement (Condition) | Apollo Bay College | Transformers | KIOSK MOUNTED ; < = 22KV ; > 60 KVA AND < = 600 KVA ; MULTIPLE PHASE | Transformers - KIOSK MOUNTED ; < = 22KV ; > 60 KVA AND < = 600 KVA ; MULTIPLE PHASE | 0.5 | 0 | 0 | 0 | 0 | 0 | 0 | 0
| 144 | Kiosk Substation Replacement (Condition) | Service-Hampshire | Transformers | KIOSK MOUNTED ; < = 22KV ; > 60 KVA AND < = 600 KVA ; MULTIPLE PHASE | Transformers - KIOSK MOUNTED ; < = 22KV ; > 60 KVA AND < = 600 KVA ; MULTIPLE PHASE | 0.5 | 0 | 0 | 0 | 0 | 0 | 0 | 0
| 144 | Kiosk Substation Replacement (Rust) | Multiple | Transformers | KIOSK MOUNTED ; < = 22KV ; > 60 KVA AND < = 600 KVA ; MULTIPLE PHASE | Transformers - KIOSK MOUNTED ; < = 22KV ; > 60 KVA AND < = 600 KVA ; MULTIPLE PHASE | 0.5 | 0 | 0 | 0 | 0 | 0 | 0 | 0
| 150 | HV UG Cable Replacement | Multiple | UGCables | > 11 KV & < = 22 KV | UGCables - > 11 KV & < = 22 KV | 2 | 1.5 | 1 | 1 | 1 | 1 | 1.5 | 5.5
| 150 | HV UG Cable Replacement | Erskine Falls Rd | UGCables | > 11 KV & < = 22 KV | UGCables - > 11 KV & < = 22 KV | 0.5 | 0 | 0 | 0 | 0 | 0 | 0 | 0
| 150 | Underground Pillar/Pit Replacement | Multiple | Other | Pillar / Pit | Other - Pillar / Pit | 3.5 | 4 | 4 | 4 | 4 | 4 | 4 | 20
| 150 | LV UG Cables Planned Replacement | Multiple | UGCables | ˂ = 1 KV | UGCables - ˂ = 1 KV | [7 empty] | 5 | bar: 0's 2019/20 to 0's 2025/26
| 154 | Unplanned Plant Replacement | Multiple | Other | Residual | Other - Residual | [7 empty] | 5 | bar: 0's 2019/20 to 0's 2025/26
| 157 | 22kV Circuit Breaker Bushing Replacement / CB Refurb | (blank) | Other | Circuit Breaker Refurbishment | Other - Circuit Breaker Refurbishment | [7 empty] | 5 | bar: 0's 2019/20 to 0's 2025/26
| 157 | 22kV Capacitor Bank Step Switch replacement | Multiple | Switchgear | > 11 KV & < = 22 KV ; CIRCUIT BREAKER | Switchgear - > 11 KV & < = 22 KV ; CIRCUIT BREAKER | 2 | 2 | 2 | 2 | 2 | 2 | 2 | 10
| 157 | 22kV Capacitor Bank Step Switch replacement | GCY | Switchgear | > 11 KV & < = 22 KV ; CIRCUIT BREAKER | Switchgear - > 11 KV & < = 22 KV ; CIRCUIT BREAKER | 0.5 | 0 | 0 | 0 | 0 | 0 | 0 | 0
| 157 | 22kV Disconnect Switch Replacement | Multiple | Switchgear | > 11 KV & < = 22 KV ; LOAD BREAK SWITCH | Switchgear - > 11 KV & < = 22 KV ; LOAD BREAK SWITCH | 0.5 | 1 | 1 | 1 | 1 | 1 | 1 | 5
| 157 | 22kV Insulator Replacement (3 Phase Groups) | Multiple | Switchgear | > 11 KV & < = 22 KV ; LINKS | Switchgear - > 11 KV & < = 22 KV ; LINKS | 2 | 2 | 2 | 2 | 2 | 2 | 2 | 10
| 157 | 22kV Insulator Replacement (3 Phase Groups) | CDN | Switchgear | > 11 KV & < = 22 KV ; LINKS | Switchgear - > 11 KV & < = 22 KV ; LINKS | 0.5 | 0 | 0 | 0 | 0 | 0 | 0 | 0
| 157 | 22kV Isolator Replacement (3 Phase Groups) | Multiple | Switchgear | > 11 KV & < = 22 KV ; LINKS | Switchgear - > 11 KV & < = 22 KV ; LINKS | 1.5 | 2 | 2 | 2 | 2 | 2 | 2 | 10
| 157 | 66kV Transformer Bushing Replacement | Multiple | Other | Transformer Refurbishment | Other - Transformer Refurbishment | 1.5 | 2 | 2 | 2 | 2 | 2 | 2 | 10
| 157 | 66kV Transformer Bushing Replacement | IWD Regulator | Other | Transformer Refurbishment | Other - Transformer Refurbishment | 0.5 | 0 | 0 | 0 | 0 | 0 | 0 | 0
| 157 | 66kV HPVA Disconnect Switch Refurbishment | Multiple | Switchgear | > 11 KV & < = 22 KV ; LOAD BREAK SWITCH | Switchgear - > 11 KV & < = 22 KV ; LOAD BREAK SWITCH | 1 | 2 | 2 | 2 | 2 | 2 | 2 | 10
| 157 | 66kV HPVA Disconnect Switch Refurbishment | MLN | Switchgear | > 11 KV & < = 22 KV ; LOAD BREAK SWITCH | Switchgear - > 11 KV & < = 22 KV ; LOAD BREAK SWITCH | 0 | 0 | 0 | 0 | 0 | 0 | 0 | 0
| 157 | ACR Replacement 22kV THREE PHASE | Multiple | Other | ACR | Other - ACR | 3 | 4 | 4 | 4 | 4 | 4 | 4 | 20
| 157 | Control Cable Duct Replacement | Multiple | Other | Zone Substation Major Building / Property / Facilities | Other - Zone Substation Major Building / Property / Facilities | 4 | 4 | 4 | 4 | 4 | 4 | 4 | 20
| 157 | Flexibile (Portable) Zone Substation Earths Replacement | Multiple | Other | Zone Substation Major Building / Property / Facilities | Other - Zone Substation Major Building / Property / Facilities | 2 | 2 | 2 | 2 | 2 | 2 | 2 | 10
| 157 | CVT Replacement Porcelain Bushing risk | Multiple | Other | Instrument Transformer | Other - Instrument Transformer | 1.5 | 3 | 3 | 3 | 3 | 3 | 3 | 15
| 157 | CVT Replacement Porcelain Bushing risk | WPD | Other | Instrument Transformer | Other - Instrument Transformer | 0 | 0 | 0 | 0 | 0 | 0 | 0 | 0
| 157 | CVT Voltage Monitoring | Multiple | Other | Instrument Transformer | Other - Instrument Transformer | 0 | 0.5 | 1 | 1 | 1 | 1 | 1 | 5
| 157 | Instrument Transformer Replacement CTs and VTs | Multiple | Other | Instrument Transformer | Other - Instrument Transformer | 1 | 2 | 2 | 2 | 2 | 2 | 2 | 10
| 157 | Instrument Transformer Replacement CTs and VTs | BAN VT (EE) | Other | Instrument Transformer | Other - Instrument Transformer | 1.5 | 0 | 0 | 0 | 0 | 0 | 0 | 0
| 157 | Station Service Transformers Replacement | Multiple | Transformers | KIOSK MOUNTED ; < = 22KV ; > 60 KVA AND < = 600 KVA ; MULTIPLE PHASE | Transformers - KIOSK MOUNTED ; < = 22KV ; > 60 KVA AND < = 600 KVA ; MULTIPLE PHASE | [7 empty] | 5 | bar: 0's 2019/20 to 0's 2025/26
| 157 | Surge Arrester Replacement | Multiple | Other | Surge Diverter | Other - Surge Diverter | [7 empty] | 5 | bar: 0's 2019/20 to 0's 2025/26
| 157 | Transformer Monitoring (WTI and OTI Replacement) | Multiple | Other | Transformer Refurbishment | Other - Transformer Refurbishment | [7 empty] | 5 | bar: 0's 2019/20 to 0's 2025/26
| 157 | Transformer Monitoring (WTI and OTI Replacement) | AL | Other | Transformer Refurbishment | Other - Transformer Refurbishment | 0.5 | 0 | 0 | 0 | 0 | 0 | 0 | 0
| 157 | Transformer Refurbishment | Multiple | Other | Transformer Refurbishment | Other - Transformer Refurbishment | 1 | 2 | 2 | 2 | 2 | 2 | 2 | 10
| 157 | Transformer Refurbishment | KRT 1, KRT 2 | Other | Transformer Refurbishment | Other - Transformer Refurbishment | 0.5 | 0 | 0 | 0 | 0 | 0 | 0 | 0
| 157 | 66kV Transformer Bushing Replacement | BMH No2 Trans | Other | Transformer Refurbishment | Other - Transformer Refurbishment | 1.5 | 0 | 0 | 0 | 0 | 0 | 0 | 0
| 157 | 66kV Transformer Bushing Replacement | FNS No1, No2 & No3 Trans | Other | Transformer Refurbishment | Other - Transformer Refurbishment | 0 | 0.5 | 0.5 | 0 | 0 | 0 | 0 | 0.5
| 157 | 66kV Transformer Bushing Replacement | GL No1 & No2 Trans | Other | Transformer Refurbishment | Other - Transformer Refurbishment | 1.5 | 1.5 | 0 | 0 | 0 | 0 | 0 | 0
| 157 | 66kV Transformer Bushing Replacement | NKA No1, No2 & No3 Trans | Other | Transformer Refurbishment | Other - Transformer Refurbishment | 0 | 0 | 1 | 1 | 0 | 0 | 0 | 2
| 157 | 66kV Transformer Bushing Replacement | OYN No1 & No2 Trans | Other | Transformer Refurbishment | Other - Transformer Refurbishment | 0.5 | 0 | 0 | 0 | 0 | 0 | 0 | 0
| 157 | 66kV Transformer Bushing Replacement | PLD No1 Trans | Other | Transformer Refurbishment | Other - Transformer Refurbishment | 1.5 | 1.5 | 0 | 0 | 0 | 0 | 0 | 0
| 157 | 66kV Transformer Bushing Replacement | RVL No3 Trans | Other | Transformer Refurbishment | Other - Transformer Refurbishment | 1 | 0 | 0 | 0 | 0 | 0 | 0 | 0
| 157 | 66kV Transformer Bushing Replacement | STL No3 Trans | Other | Zone Substation Major Building / Property / Facilities | Other - Zone Substation Major Building / Property / Facilities | 0 | 0 | 0.5 | 0.5 | 0 | 0 | 0 | 1
| 157 | Bund Gravel Enhancement | BMH, CDN, FNS, GL, HSM, NKA, OYN, PLD, RVL, STL | Other | Transformer Refurbishment | Other - Transformer Refurbishment | 1.5 | 3 | 3 | 3 | 3 | 3 | 3 | 15
| 157 | Control Room Fire Risk Reduction | CDN,GL, NKA, PLD, RVL | Transformers | GROUND OUTDOOR / INDOOR CHAMBER MOUNTED ; > 33 KV & < = 66 KV ; > 15 MVA AND < = 40 MVA | Transformers - GROUND OUTDOOR / INDOOR CHAMBER MOUNTED ; > 33 KV & < = 66 KV ; > 15 MVA AND < = 40 MVA | 5 | 0 | 0 | 0 | 0 | 0 | 0 | 0
| 157 | Fire Wall | HSM No1-No2 Trans | Other | Zone Substation Major Building / Property / Facilities | Other - Zone Substation Major Building / Property / Facilities | 2.5 | 2.5 | 0 | 0 | 0 | 0 | 0 | 0
| 157 | Fire Wall | HSM No2-No3 Trans | Other | Zone Substation Major Building / Property / Facilities | Other - Zone Substation Major Building / Property / Facilities | 0.5 | 0.5 | 0 | 0 | 0 | 0 | 0 | 0
| 157 | Fire Wall | NKA No2-No3 Trans | Other | Zone Substation Major Building / Property / Facilities | Other - Zone Substation Major Building / Property / Facilities | 0 | 0.5 | 0.5 | 0 | 0 | 0 | 0 | 0.5
| 157 | Fire Wall | STL No3 Trans-Control | Other | Zone Substation Major Building / Property / Facilities | Other - Zone Substation Major Building / Property / Facilities | 0 | 0 | 0.5 | 0.5 | 0 | 0 | 0 | 1
| 157 | 22kV Circuit Breaker Replacement | Multiple | Switchgear | > 11 KV & < = 22 KV ; CIRCUIT BREAKER | Switchgear - > 11 KV & < = 22 KV ; CIRCUIT BREAKER | 0 | 1 | 2 | 2 | 2 | 2 | 2 | 10
| 157 | 22kV Circuit Breaker Replacement | CLC4 | Switchgear | > 11 KV & < = 22 KV ; CIRCUIT BREAKER | Switchgear - > 11 KV & < = 22 KV ; CIRCUIT BREAKER | 0.5 | 0 | 0 | 0 | 0 | 0 | 0 | 0
| 157 | 22kV Circuit Breaker Replacement | CLC6 | Switchgear | > 11 KV & < = 22 KV ; CIRCUIT BREAKER | Switchgear - > 11 KV & < = 22 KV ; CIRCUIT BREAKER | 0.5 | 0 | 0 | 0 | 0 | 0 | 0 | 0
| 157 | 22kV Circuit Breaker Replacement | CME 14 | Switchgear | > 11 KV & < = 22 KV ; CIRCUIT BREAKER | Switchgear - > 11 KV & < = 22 KV ; CIRCUIT BREAKER | 0.5 | 0 | 0 | 0 | 0 | 0 | 0 | 0
| 157 | 22kV Circuit Breaker Replacement | CME 21 | Switchgear | > 11 KV & < = 22 KV ; CIRCUIT BREAKER | Switchgear - > 11 KV & < = 22 KV ; CIRCUIT BREAKER | 0.5 | 0 | 0 | 0 | 0 | 0 | 0 | 0
| 157 | 66kV Circuit Breaker Replacement | Multiple | Switchgear | > 33 KV & < = 66 KV ; CIRCUIT BREAKER | Switchgear - > 33 KV & < = 66 KV ; CIRCUIT BREAKER | 0.5 | 1 | 1 | 1 | 1 | 1 | 1 | 5
| 157 | 66kV Circuit Breaker Replacement | CRO CB A | Switchgear | > 33 KV & < = 66 KV ; CIRCUIT BREAKER | Switchgear - > 33 KV & < = 66 KV ; CIRCUIT BREAKER | 0.5 | 0 | 0 | 0 | 0 | 0 | 0 | 0
| 157 | Regulator Replacement | Multiple | Other | Regulator | Other - Regulator | 1.5 | 2 | 2 | 2 | 2 | 2 | 2 | 10
| 157 | Emergency Plant Strategy (2017 Initiative) | EMG | Transformers | GROUND OUTDOOR / INDOOR CHAMBER MOUNTED ; > 33 KV & < = 66 KV ; > 15 MVA AND < = 40 MVA | Transformers - GROUND OUTDOOR / INDOOR CHAMBER MOUNTED ; > 33 KV & < = 66 KV ; > 15 MVA AND < = 40 MVA | 0.5 | 0 | 0 | 0 | 0 | 0 | 0 | 0
| 157 | Transformer Replacement | Multiple Transformer 1 | Transformers | GROUND OUTDOOR / INDOOR CHAMBER MOUNTED ; > 33 KV & < = 66 KV ; > 15 MVA AND < = 40 MVA | Transformers - GROUND OUTDOOR / INDOOR CHAMBER MOUNTED ; > 33 KV & < = 66 KV ; > 15 MVA AND < = 40 MVA | 0 | 0 | 0 | 0 | 0 | 0 | 0.5 | 0.5
| 157 | Transformer Replacement | IWD Regulator | Transformers | GROUND OUTDOOR / INDOOR CHAMBER MOUNTED ; > 33 KV & < = 66 KV ; > 15 MVA AND < = 40 MVA | Transformers - GROUND OUTDOOR / INDOOR CHAMBER MOUNTED ; > 33 KV & < = 66 KV ; > 15 MVA AND < = 40 MVA | 0 | 0 | 0 | 0 | 0.5 | 0.5 |  | 1
| 157 | Transformer Replacement | RVL T1 | Transformers | GROUND OUTDOOR / INDOOR CHAMBER MOUNTED ; > 33 KV & < = 66 KV ; > 15 MVA AND < = 40 MVA | Transformers - GROUND OUTDOOR / INDOOR CHAMBER MOUNTED ; > 33 KV & < = 66 KV ; > 15 MVA AND < = 40 MVA | 0 | 0.5 | 0.5 | 0 | 0 | 0 | 0 | 0.5
| 157 | Transformer Replacement | RVL T2 | Transformers | GROUND OUTDOOR / INDOOR CHAMBER MOUNTED ; > 33 KV & < = 66 KV ; > 15 MVA AND < = 40 MVA | Transformers - GROUND OUTDOOR / INDOOR CHAMBER MOUNTED ; > 33 KV & < = 66 KV ; > 15 MVA AND < = 40 MVA | 0 | 0 | 0 | 0 | 0.5 | 0.5 | 0 | 1
| 157 | Transformer Replacement | TRG T3 | Transformers | GROUND OUTDOOR / INDOOR CHAMBER MOUNTED ; > 33 KV & < = 66 KV ; > 15 MVA AND < = 40 MVA | Transformers - GROUND OUTDOOR / INDOOR CHAMBER MOUNTED ; > 33 KV & < = 66 KV ; > 15 MVA AND < = 40 MVA | 0.5 | 0 | 0 | 0 | 0 | 0 | 0 | 0
| 157 | Transformer Replacement | WBL T2 | Transformers | GROUND OUTDOOR / INDOOR CHAMBER MOUNTED ; > 33 KV & < = 66 KV ; > 15 MVA AND < = 40 MVA | Transformers - GROUND OUTDOOR / INDOOR CHAMBER MOUNTED ; > 33 KV & < = 66 KV ; > 15 MVA AND < = 40 MVA | 0.5 | 0 | 0 | 0 | 0 | 0 | 0 | 0
| 157 | Transformer Replacement | WBL T3 | Transformers | GROUND OUTDOOR / INDOOR CHAMBER MOUNTED ; > 33 KV & < = 66 KV ; > 15 MVA AND < = 40 MVA | Transformers - GROUND OUTDOOR / INDOOR CHAMBER MOUNTED ; > 33 KV & < = 66 KV ; > 15 MVA AND < = 40 MVA | 0 | 0.5 | 0.5 | 0 | 0 | 0 | 0 | 0.5
| 157 | Operator / Maintainer Safety (Access Platforms) | Multiple | Other | Residual | Other - Residual | 0.5 | 0 | 0 | 0 | 0 | 0 | 0 | 0
| 157 | Zone Substation Barriers, Signs and Chains | All Zone Substations | Other | Zone Substation Major Building / Property / Facilities | Other - Zone Substation Major Building / Property / Facilities | [7 empty] | 5 | bar: 0's 2019/20 to 0's 2025/26
| 144 | Pole Type Substation Transformer Replacement | Multiple | Transformers | POLE MOUNTED ; < = 22KV ; < = 60 KVA ; SINGLE PHASE | Transformers - POLE MOUNTED ; < = 22KV ; < = 60 KVA ; SINGLE PHASE | 50 | 50 | 50 | 50 | 50 | 50 | 50 | 250
|  |  | Total |  |  |  | 276 | 300.5 | 295 | 332 | 286.5 | 246 | 270 | 1429.5
End of Sheet

## Inflation
PAL MOD 1.26 Plant and Stations Replacement Capex | [11 empty] | Menu
Inflation
| Base Year | 2021
Inflation Rates and Conversion factor to June 2021
| Financial year | FY11/12 | FY12/13 | FY13/14 | FY14/15 | FY15/16 | FY16/17 | FY17/18 | FY18/19 | FY19/20 | FY20/21 | FY21/22
| Year | 2011 | 2012 | 2013 | 2014 | 2015 | 2016 | 2017 | 2018 | 2019 | 2020 | 2021
| Inflation | 2.993% | 2.204% | 2.745% | 1.718% | 1.689% | 1.476% | 1.909% | 1.784% | 1.593% | 2% | 2.2%
| Conversion Factor to 2021 | 1.1991 | 1.1733 | 1.1419 | 1.1226 | 1.104 | 1.0879 | 1.0675 | 1.0488 | 1.0424 | 1.022 | 1
| Calendar Year | 2011 | 2012 | 2013 | 2014 | 2015 | 2016 | 2017 | 2018 | 2019 | 2020 | 2021
| Inflation | 3.549% | 1.21% | 2.39% | 3.016% | 1.511% | 1.023% | 1.934% | 2.078% | 1.593% | 2% | 2.2%
| Conversion Factor to 2021 | 1.2064 | 1.192 | 1.1641 | 1.13 | 1.1132 | 1.102 | 1.081 | 1.059 | 1.0424 | 1.022 | 1
| Financial Year | FY11/12 | FY12/13 | FY13/14 | FY14/15 | FY15/16 | FY16/17 | FY17/18 | FY18/19 | FY19/20 | FY20/21 | FY21/22
| Inflation | 2.993% | 2.204% | 2.745% | 1.718% | 1.689% | 1.476% | 1.909% | 1.784% | 1.615% | 2% | 2.4%
| Conversion Factor to 2021 | 1.1991 | 1.1733 | 1.1419 | 1.1226 | 1.104 | 1.0879 | 1.0675 | 1.0488 | 1.0322 | 1.0119 | 1
| Escalation selector | 2 | 2 | 2 | 2 | 2 | 2 | 2 | 2 | 1 | 1 | 1

## Historical Expenditure
PAL MOD 1.26 Plant and Stations Replacement Capex | [9 empty] | Menu
Historical Expenditure | [8 empty] | Sheet Check | OK
Historical Expenditure by Function Code
$Nominal
| Function Code | Description | 2011/12 | 2012/13 | 2013/14 | 2014/15 | 2015/16 | 2016/17 | 2017/18 | 2018/19
| 143 | HV Switch Replacement | 1310665.96 | 1323449.38 | 803897.64 | 588038.385 | 535342.945 | 480962.135 | 1602436.69 | 3027730
| 144 | Transformer & Substation Replacement | 1022997.6 | 1145869.525 | 1166165.965 | 1094535.01 | 822156.5 | 508746.065 | 984058.065 | 1667075
| 145 | Unplanned Line Maintenance | 0 | 0 | 0 | 0 | 160304.1556 | 393840.6556 | 700036.5 | 466500
| 150 | UG Asset Replacement-Planned | 2335406.475 | 1708460.26 | 605756.61 | 261237.105 | 254970.705 | 305038.59 | 283094.885 | 879123.5
| 154 | Unplanned Asset Replacement | 795947.24 | 1612115.315 | 1430787.05 | 909257.5 | 690245.62 | 683690.685 | 828076.065 | 785000
| 157 | Zone Sub Plant Replacement | 6634734.825 | 9736127.705 | 11354390.515 | 8925795 | 5624226.0394 | 3500524.2894 | 2994687.75 | 5069072
|  | Totals | 12099752.1 | 15526022.185 | 15360997.78 | 11778863 | 8087245.965 | 5872802.42 | 7392389.955 | 11894500.5
[6 empty] | 0 | 0 | 0 | 0 | 0
Historical Expenditure by RIN Category (Repex Table 2.2)
$Nominal
| ASSET GROUP | ASSET CATEGORY | 2011/12 | 2012/13 | 2013/14 | 2014/15 | 2015/16 | 2016/17 | 2017/18 | 2018/19
| UNDERGROUND CABLES BY: | ˂ = 1 kV |  |  |  | 304578 | 118569.245 | 69203.915 | 115007.17 | 259890.7668
| Highest operating voltage | > 1 kV & < = 11 kV |  |  |  | 0 | 0 | 0 | 0 | 0
|  | > 11 kV & < = 22 kV |  |  |  | 273514 | 338331.84 | 172681.82 | 266087.48 | 528346.0659
|  | > 22 kV & < = 33 kV |  |  |  | 0 | 0 | 0 | 0 | 0
|  | > 33 kV & < = 66 kV |  |  |  | 55587 | 55587 | 0 | 0 | 0
|  | > 66 kV & < = 132 kV |  |  |  | 0 | 0 | 0 | 0 | 0
|  | > 132 kV |  |  |  | 0 | 0 | 0 | 0 | 0
|  | Other |  |  |  | 0 | 0 | 0 | 0 | 0
| TRANSFORMERS BY: | Pole Mounted ; < = 22kV ; < = 60 kVA ; Single Phase |  |  |  | 222468 | 66124.42 | 69805.325 | 99867.405 | 154677.781
| Mounting type; Highest operating voltage; Ampere rating; Number of phases (at LV) | Pole Mounted ; < = 22kV ; > 60 kVA and < = 600 kVA ; Single Phase |  |  |  | 140407.5 | 131506.5 | 6962.925 | 12022.925 | 13856.6054
|  | Pole Mounted ; < = 22kV ; > 600 kVA ; Single Phase |  |  |  | 0 | 0 | 0 | 298628.5 | 817782.0729
|  | Pole Mounted ; < = 22kV ; < = 60 kVA ; Multiple Phase |  |  |  | 0 | 0 | 0 | 0 | 0
|  | Pole Mounted ; < = 22kV ; > 60 kVA and < = 600 kVA ; Multiple Phase |  |  |  | 93963.5 | 38853.86 | 119998.28 | 256896.42 | 481289.7459
|  | Pole Mounted ; < = 22kV ; > 600 kVA ; Multiple Phase |  |  |  | 0 | 0 | 211850.46 | 212046.46 | 536.7381
|  | Kiosk Mounted ; < = 22kV ; < = 60 kVA ; Single Phase |  |  |  | 24525.5 | 0 | 0 | 0 | 0
|  | Kiosk Mounted ; < = 22kV ; > 60 kVA and < = 600 kVA ; Single Phase |  |  |  | 0 | 0 | 0 | 0 | 0
|  | Kiosk Mounted ; < = 22kV ; > 600 kVA ; Single Phase |  |  |  | 0 | 0 | 0 | 0 | 0
|  | Kiosk Mounted ; < = 22kV ; < = 60 kVA ; Multiple Phase |  |  |  | 0 | 0 | 0 | 0 | 0
|  | Kiosk Mounted ; < = 22kV ; > 60 kVA and < = 600 kVA ; Multiple Phase |  |  |  | 193736 | 167617 | 167290.575 | 452133.075 | 915864.11
|  | Kiosk Mounted ; < = 22kV ; > 600 kVA ; Multiple Phase |  |  |  | 44650 | 183433.845 | 195296.65 | 56512.805 | 0
|  | Ground Outdoor / Indoor Chamber Mounted; ˂ 22 kV ; < = 60 kVA ; Single Phase |  |  |  | 0 | 0 | 0 | 0 | 0
|  | Ground Outdoor / Indoor Chamber Mounted; ˂ 22 kV ; > 60 kVA and < = 600 kVA ; Single Phase |  |  |  | 0 | 0 | 0 | 0 | 0
|  | Ground Outdoor / Indoor Chamber Mounted; ˂ 22 kV ; > 600 kVA ; Single Phase |  |  |  | 0 | 2255.295 | 2255.295 | 0 | 0
|  | Ground Outdoor / Indoor Chamber Mounted; ˂ 22 kV ; < = 60 kVA ; Multiple Phase |  |  |  | 0 | 0 | 0 | 0 | 0
|  | Ground Outdoor / Indoor Chamber Mounted; ˂ 22 kV ; > 60 kVA and < = 600 kVA ; Multiple Phase |  |  |  | 24891.5 | 26546.95 | 3523.345 | 11729.895 | 27006.6883
|  | Ground Outdoor / Indoor Chamber Mounted; ˂ 22 kV ; > 600 kVA ; Multiple Phase |  |  |  | 62765 | 109056.78 | 140516.625 | 100824.345 | 18072.4639
|  | Ground Outdoor / Indoor Chamber Mounted; > = 22 kV & < = 33 kV ; < = 15 MVA |  |  |  | 0 | 0 | 0 | 0 | 0
|  | Ground Outdoor / Indoor Chamber Mounted; > = 22 kV & < = 33 kV ; > 15 MVA and < = 40 MVA |  |  |  | 0 | 0 | 0 | 0 | 0
|  | Ground Outdoor / Indoor Chamber Mounted; > = 22 kV & < = 33 kV ; > 40 MVA |  |  |  | 0 | 0 | 0 | 0 | 0
|  | Ground Outdoor / Indoor Chamber Mounted; > 33 kV & < = 66 kV ; < = 15 MVA |  |  |  | 498817 | 502768.82 | 27677.47 | 21757.15 | 9054.7166
|  | Ground Outdoor / Indoor Chamber Mounted; > 33 kV & < = 66 kV ; > 15 MVA and < = 40 MVA |  |  |  | 743340.5 | 78067.925 | 244288.815 | 252681.39 | 58700.2501
|  | Ground Outdoor / Indoor Chamber Mounted; > 33 kV & < = 66 kV ; > 40 MVA |  |  |  | 0 | 0 | 0 | 0 | 0
|  | Ground Outdoor / Indoor Chamber Mounted; > 66 kV & < = 132 kV ; < = 100 MVA |  |  |  | 0 | 0 | 0 | 0 | 0
|  | Ground Outdoor / Indoor Chamber Mounted; > 66 kV & < = 132 kV ; > 100 MVA |  |  |  | 0 | 0 | 0 | 0 | 0
|  | Ground Outdoor / Indoor Chamber Mounted; > 132 kV ; < = 100 MVA |  |  |  | 0 | 0 | 0 | 0 | 0
|  | Ground Outdoor / Indoor Chamber Mounted; > 132 kV ; > 100 MVA |  |  |  | 0 | 0 | 0 | 0 | 0
|  | Other |  |  |  | 611481 | 339688.895 | 113505.395 | 287653 | 787726.1099
| SWITCHGEAR BY: | ˂ = 11 kV ; FUSE |  |  |  | 0 | 0 | 0 | 0 | 0
| Highest operating voltage; Switch function | ˂ = 11 kV ; Switch |  |  |  | 0 | 19337.145 | 85833.89 | 73810.745 | 20029.0933
|  | ˂ = 11 kV ; Circuit Breaker |  |  |  | 0 | 0 | 0 | 0 | 0
|  | > 11 kV & < = 22 kV ; Switch |  |  |  | 491897.5 | 452233.235 | 455211.655 | 1640785.42 | 3662469.2253
|  | > 11 kV & < = 22 kV ; Circuit Breaker |  |  |  | 354111.5 | 30508.2 | 5695.2 | 6022.5 | 683.2457
|  | > 22 kV & < = 33 kV ; Switch |  |  |  | 0 | 0 | 0 | 12232 | 33496.8374
|  | > 22 kV & < = 33 kV ; Circuit Breaker |  |  |  | 0 | 0 | 0 | 0 | 0
|  | > 33 kV & < = 66 kV ; Switch |  |  |  | 0 | 0 | 15505.995 | 15505.995 | 0
|  | > 33 kV & < = 66 kV ; Circuit Breaker |  |  |  | 1226278.5 | 185138.92 | 164764.81 | 412390.39 | 769594.7691
|  | > 66 kV & < = 132 kV ; Switch |  |  |  | 0 | 0 | 0 | 0 | 0
|  | > 66 kV & < = 132 kV ; Circuit Breaker |  |  |  | 0 | 0 | 0 | 0 | 0
|  | > 132 kV ; Switch |  |  |  | 0 | 0 | 0 | 0 | 0
|  | > 132 kV ; Circuit Breaker |  |  |  | 0 | 0 | 0 | 0 | 0
|  | ˂ = 1 KV ; CIRCUIT BREAKER |  |  |  | 0 | 0 | 0 | 0 | 0
|  | > 1 kV & ˂ = 11 KV ; ISOLATORS, EARTHING SWITCH |  |  |  | 0 | 0 | 0 | 0 | 0
|  | > 11 KV & < = 22 KV ; ISOLATORS, EARTHING SWITCH |  |  |  | 233701 | 94927.5 | 0 | 0 | 0
|  | > 33kV & <=66kV ; ISOLATORS, EARTHING SWITCH |  |  |  | 113346 | 14556 | 0 | 0 | 0
|  | HV FUSES AND SURGE DIVERTERS |  |  |  | 0 | 93108.84 | 93108.84 | 0 | 0
|  | Other |  |  |  | 0 | 472.795 | 225742.435 | 417331.14 | 525952.6522
| OTHER BY: | RECOVERABLE WORK - FAULTS |  |  |  | 0 | 0 | 0 | 0 | 0
| DNSP defined | MAJOR ZONE SUBSTATION REPLACEMENT WORKS |  |  |  | 4021790.5 | 2262801.4 | 671749.275 | 334787.875 | 837229.2435
|  | PLANT AND STATIONS MISCELLANEOUS |  |  |  | 2043013.5 | 2775753.555 | 2610333.425 | 2035675.87 | 1972241.3189
|  | Totals | 0 | 0 | 0 | 11778863 | 8087245.965 | 5872802.42 | 7392389.955 | 11894500.5
End of Sheet

## Historical Volumes
PAL MOD 1.26 Plant and Stations Replacement Capex | [9 empty] | Menu
Historical Volumes
Historical Volumes by RIN Category (Repex Table 2.2)
0's
| ASSET GROUP | ASSET CATEGORY | 2011/12 | 2012/13 | 2013/14 | 2014/15 | 2015/16 | 2016/17 | 2017/18 | 2018/19
| UNDERGROUND CABLES BY: | ˂ = 1 kV |  |  |  | 6.864 | 0.834 | 0.64 | 1.053 | 1.7745
| Highest operating voltage | > 1 kV & < = 11 kV |  |  |  | 0 | 0 | 0 | 0 | 0
|  | > 11 kV & < = 22 kV |  |  |  | 8.969 | 9.534 | 3.2 | 1.6575 | 2.9918
|  | > 22 kV & < = 33 kV |  |  |  | 0 | 0 | 0 | 0 | 0
|  | > 33 kV & < = 66 kV |  |  |  | 0.01 | 0.01 | 0 | 0 | 0
|  | > 66 kV & < = 132 kV |  |  |  | 0 | 0 | 0 | 0 | 0
|  | > 132 kV |  |  |  | 0 | 0 | 0 | 0 | 0
|  | Other |  |  |  | 0 | 0 | 0 | 0 | 0
| TRANSFORMERS BY: | Pole Mounted ; < = 22kV ; < = 60 kVA ; Single Phase |  |  |  | 67 | 12.5 | 13 | 19.5 | 28.7538
| Mounting type; Highest operating voltage; Ampere rating; Number of phases (at LV) | Pole Mounted ; < = 22kV ; > 60 kVA and < = 600 kVA ; Single Phase |  |  |  | 10.5 | 9.5 | 1.5 | 2 | 1.3692
|  | Pole Mounted ; < = 22kV ; > 600 kVA ; Single Phase |  |  |  | 0 | 0 | 0 | 0 | 0
|  | Pole Mounted ; < = 22kV ; < = 60 kVA ; Multiple Phase |  |  |  | 0 | 0 | 0 | 0 | 0
|  | Pole Mounted ; < = 22kV ; > 60 kVA and < = 600 kVA ; Multiple Phase |  |  |  | 25 | 3 | 10 | 18.5 | 31.4923
|  | Pole Mounted ; < = 22kV ; > 600 kVA ; Multiple Phase |  |  |  | 0 | 0 | 0 | 0 | 0
|  | Kiosk Mounted ; < = 22kV ; < = 60 kVA ; Single Phase |  |  |  | 2 | 0 | 0 | 0 | 0
|  | Kiosk Mounted ; < = 22kV ; > 60 kVA and < = 600 kVA ; Single Phase |  |  |  | 0 | 0 | 0 | 0 | 0
|  | Kiosk Mounted ; < = 22kV ; > 600 kVA ; Single Phase |  |  |  | 0 | 0 | 0 | 0 | 0
|  | Kiosk Mounted ; < = 22kV ; < = 60 kVA ; Multiple Phase |  |  |  | 0 | 0 | 0 | 0 | 0
|  | Kiosk Mounted ; < = 22kV ; > 60 kVA and < = 600 kVA ; Multiple Phase |  |  |  | 3.5 | 2.5 | 2.5 | 4 | 6.8461
|  | Kiosk Mounted ; < = 22kV ; > 600 kVA ; Multiple Phase |  |  |  | 0.5 | 2.5 | 2 | 2 | 5.4769
|  | Ground Outdoor / Indoor Chamber Mounted; ˂ 22 kV ; < = 60 kVA ; Single Phase |  |  |  | 0 | 0 | 0 | 0 | 0
|  | Ground Outdoor / Indoor Chamber Mounted; ˂ 22 kV ; > 60 kVA and < = 600 kVA ; Single Phase |  |  |  | 0 | 0 | 0 | 0 | 0
|  | Ground Outdoor / Indoor Chamber Mounted; ˂ 22 kV ; > 600 kVA ; Single Phase |  |  |  | 0 | 0 | 0 | 0 | 0
|  | Ground Outdoor / Indoor Chamber Mounted; ˂ 22 kV ; < = 60 kVA ; Multiple Phase |  |  |  | 0 | 0 | 0 | 0 | 0
|  | Ground Outdoor / Indoor Chamber Mounted; ˂ 22 kV ; > 60 kVA and < = 600 kVA ; Multiple Phase |  |  |  | 0.5 | 0.5 | 0 | 0.5 | 1.3692
|  | Ground Outdoor / Indoor Chamber Mounted; ˂ 22 kV ; > 600 kVA ; Multiple Phase |  |  |  | 1 | 1.5 | 2 | 2 | 1.3692
|  | Ground Outdoor / Indoor Chamber Mounted; > = 22 kV & < = 33 kV ; < = 15 MVA |  |  |  | 0 | 0 | 0 | 0 | 0
|  | Ground Outdoor / Indoor Chamber Mounted; > = 22 kV & < = 33 kV ; > 15 MVA and < = 40 MVA |  |  |  | 0 | 0 | 0 | 0 | 0
|  | Ground Outdoor / Indoor Chamber Mounted; > = 22 kV & < = 33 kV ; > 40 MVA |  |  |  | 0 | 0 | 0 | 0 | 0
|  | Ground Outdoor / Indoor Chamber Mounted; > 33 kV & < = 66 kV ; < = 15 MVA |  |  |  | 0.5 | 0.5 | 0 | 0 | 0
|  | Ground Outdoor / Indoor Chamber Mounted; > 33 kV & < = 66 kV ; > 15 MVA and < = 40 MVA |  |  |  | 0.5 | 0 | 2 | 2 | 0
|  | Ground Outdoor / Indoor Chamber Mounted; > 33 kV & < = 66 kV ; > 40 MVA |  |  |  | 0 | 0 | 0 | 0 | 0
|  | Ground Outdoor / Indoor Chamber Mounted; > 66 kV & < = 132 kV ; < = 100 MVA |  |  |  | 0 | 0 | 0 | 0 | 0
|  | Ground Outdoor / Indoor Chamber Mounted; > 66 kV & < = 132 kV ; > 100 MVA |  |  |  | 0 | 0 | 0 | 0 | 0
|  | Ground Outdoor / Indoor Chamber Mounted; > 132 kV ; < = 100 MVA |  |  |  | 0 | 0 | 0 | 0 | 0
|  | Ground Outdoor / Indoor Chamber Mounted; > 132 kV ; > 100 MVA |  |  |  | 0 | 0 | 0 | 0 | 0
|  | Other |  |  |  | 29 | 6 | 5.5 | 4.5 | 2.7385
| SWITCHGEAR BY: | ˂ = 11 kV ; FUSE |  |  |  | 0 | 0 | 0 | 0 | 0
| Highest operating voltage; Switch function | ˂ = 11 kV ; Switch |  |  |  | 0 | 0.5 | 4 | 5 | 4.1077
|  | ˂ = 11 kV ; Circuit Breaker |  |  |  | 12.5 | 12.5 | 0 | 0 | 0
|  | > 11 kV & < = 22 kV ; Switch |  |  |  | 14.5 | 16 | 30 | 94.5 | 219.0768
|  | > 11 kV & < = 22 kV ; Circuit Breaker |  |  |  | 8 | 0 | 0 | 0 | 0
|  | > 22 kV & < = 33 kV ; Switch |  |  |  | 0 | 0 | 0 | 2 | 5.4769
|  | > 22 kV & < = 33 kV ; Circuit Breaker |  |  |  | 0 | 0 | 0 | 0 | 0
|  | > 33 kV & < = 66 kV ; Switch |  |  |  | 2 | 2 | 0 | 0 | 0
|  | > 33 kV & < = 66 kV ; Circuit Breaker |  |  |  | 5 | 0 | 1.5 | 2.5 | 2.7385
|  | > 66 kV & < = 132 kV ; Switch |  |  |  | 0 | 0 | 0 | 0 | 0
|  | > 66 kV & < = 132 kV ; Circuit Breaker |  |  |  | 0 | 0 | 0 | 0 | 0
|  | > 132 kV ; Switch |  |  |  | 0 | 0 | 0 | 0 | 0
|  | > 132 kV ; Circuit Breaker |  |  |  | 0 | 0 | 0 | 0 | 0
|  | ˂ = 1 KV ; CIRCUIT BREAKER |  |  |  | 0 | 0 | 0 | 0 | 0
|  | > 1 kV & ˂ = 11 KV ; ISOLATORS, EARTHING SWITCH |  |  |  | 0 | 0 | 0 | 0 | 0
|  | > 11 KV & < = 22 KV ; ISOLATORS, EARTHING SWITCH |  |  |  | 92.5 | 47.5 | 11 | 0 | 0
|  | > 33kV & <=66kV ; ISOLATORS, EARTHING SWITCH |  |  |  | 16.5 | 6.5 | 0 | 0 | 0
|  | HV FUSES AND SURGE DIVERTERS |  |  |  | 0 | 0 | 0 | 42.5 | 116.3845
|  | Other |  |  |  | 0 | 0 | 54 | 54 | 0
| OTHER BY: | RECOVERABLE WORK - FAULTS |  |  |  | 0 | 0 | 0 | 0 | 0
| DNSP defined | MAJOR ZONE SUBSTATION REPLACEMENT WORKS |  |  |  | 0 | 0 | 0 | 0 | 0
|  | PLANT AND STATIONS MISCELLANEOUS |  |  |  | 0 | 0 | 151.5 | 321 | 464.1689
|  | Totals | 0 | 0 | 0 | 306.843 | 133.878 | 294.34 | 579.2105 | 896.1349
End of Sheet

## Forecast Expenditure
PAL MOD 1.26 Plant and Stations Replacement Capex | [16 empty] | Menu
Forecast Expenditure | [15 empty] | Sheet Check | OK
Forecast Expenditure by RIN Category (Repex Table 2.2)
Source: Project List
$ 2021
| ASSET GROUP | ASSET CATEGORY | 2011/12 | 2012/13 | 2013/14 | 2014/15 | 2015/16 | 2016/17 | 2017/18 | 2018/19 | 2019/20 | 2020/21 | 2021/22 | 2022/23 | 2023/24 | 2024/25 | 2025/26 | Mapped Category
| UNDERGROUND CABLES BY: | ˂ = 1 kV | 0 | 0 | 0 | 341927.0425 | 130898.5682 | 75288.7528 | 122775.4199 | 272582.0981 | 28535.6979 | 28535.6979 | 28535.6979 | 28535.6979 | 28535.6979 | 28535.6979 | 28535.6979 | UGCables - ˂ = 1 KV
| Highest operating voltage | > 1 kV & < = 11 kV | 0 | 0 | 0 | 0 | 0 | 0 | 0 | 0 | 0 | 0 | 0 | 0 | 0 | 0 | 0 | UGCables - > 1 kV & < = 11 kV
|  | > 11 kV & < = 22 kV | 0 | 0 | 0 | 307053.8027 | 373512.9919 | 187865.0776 | 284060.5685 | 554146.9632 | 538760.6275 | 594877.6713 | 594877.6713 | 594877.6713 | 594877.6713 | 594877.6713 | 594877.6713 | UGCables - > 11 KV & < = 22 KV
|  | > 22 kV & < = 33 kV | 0 | 0 | 0 | 0 | 0 | 0 | 0 | 0 | 0 | 0 | 0 | 0 | 0 | 0 | 0 | UGCables - > 22 kV & < = 33 kV
|  | > 33 kV & < = 66 kV | 0 | 0 | 0 | 62403.386 | 61367.1675 | 0 | 0 | 0 | 0 | 0 | 0 | 0 | 0 | 0 | 0 | UGCables - > 33 kV & < = 66 kV
|  | > 66 kV & < = 132 kV | 0 | 0 | 0 | 0 | 0 | 0 | 0 | 0 | 0 | 0 | 0 | 0 | 0 | 0 | 0 | UGCables - > 66 kV & < = 132 kV
|  | > 132 kV | 0 | 0 | 0 | 0 | 0 | 0 | 0 | 0 | 0 | 0 | 0 | 0 | 0 | 0 | 0 | UGCables - > 132 kV
|  | Other | 0 | 0 | 0 | 0 | 0 | 0 | 0 | 0 | 0 | 0 | 0 | 0 | 0 | 0 | 0 | UGCables - Other
| TRANSFORMERS BY: | Pole Mounted ; < = 22kV ; < = 60 kVA ; Single Phase | 0 | 0 | 0 | 249748.2592 | 73000.3122 | 75943.0425 | 106613.0276 | 162231.212 | 729706.6027 | 729706.6027 | 729706.6027 | 729706.6027 | 729706.6027 | 729706.6027 | 729706.6027 | Transformers - POLE MOUNTED ; < = 22KV ; < = 60 KVA ; SINGLE PHASE
| Mounting type; Highest operating voltage; Ampere rating; Number of phases (at LV) | Pole Mounted ; < = 22kV ; > 60 kVA and < = 600 kVA ; Single Phase | 0 | 0 | 0 | 157625.0459 | 145181.0928 | 7575.1486 | 12835.0229 | 14533.2696 | 0 | 0 | 0 | 0 | 0 | 0 | 0
|  | Pole Mounted ; < = 22kV ; > 600 kVA ; Single Phase | 0 | 0 | 0 | 0 | 0 | 0 | 318799.5974 | 857717.094 | 0 | 0 | 0 | 0 | 0 | 0 | 0
|  | Pole Mounted ; < = 22kV ; < = 60 kVA ; Multiple Phase | 0 | 0 | 0 | 0 | 0 | 0 | 0 | 0 | 0 | 0 | 0 | 0 | 0 | 0 | 0
|  | Pole Mounted ; < = 22kV ; > 60 kVA and < = 600 kVA ; Multiple Phase | 0 | 0 | 0 | 105485.8252 | 42894.046 | 130549.2737 | 274248.6912 | 504792.7264 | 0 | 0 | 0 | 0 | 0 | 0 | 0
|  | Pole Mounted ; < = 22kV ; > 600 kVA ; Multiple Phase | 0 | 0 | 0 | 0 | 0 | 230477.6676 | 226369.3053 | 562.9488 | 0 | 0 | 0 | 0 | 0 | 0 | 0
|  | Kiosk Mounted ; < = 22kV ; < = 60 kVA ; Single Phase | 0 | 0 | 0 | 27532.9527 | 0 | 0 | 0 | 0 | 0 | 0 | 0 | 0 | 0 | 0 | 0
|  | Kiosk Mounted ; < = 22kV ; > 60 kVA and < = 600 kVA ; Single Phase | 0 | 0 | 0 | 0 | 0 | 0 | 0 | 0 | 0 | 0 | 0 | 0 | 0 | 0 | 0
|  | Kiosk Mounted ; < = 22kV ; > 600 kVA ; Single Phase | 0 | 0 | 0 | 0 | 0 | 0 | 0 | 0 | 0 | 0 | 0 | 0 | 0 | 0 | 0
|  | Kiosk Mounted ; < = 22kV ; < = 60 kVA ; Multiple Phase | 0 | 0 | 0 | 0 | 0 | 0 | 0 | 0 | 0 | 0 | 0 | 0 | 0 | 0 | 0
|  | Kiosk Mounted ; < = 22kV ; > 60 kVA and < = 600 kVA ; Multiple Phase | 0 | 0 | 0 | 217492.9821 | 185046.5128 | 181999.8008 | 482672.7599 | 960588.8035 | 825561.9045 | 889473.7785 | 787314.8541 | 787314.8541 | 787314.8541 | 787314.8541 | 940553.2407 | Transformers - KIOSK MOUNTED ; < = 22KV ; > 60 KVA AND < = 600 KVA ; MULTIPLE PHASE
|  | Kiosk Mounted ; < = 22kV ; > 600 kVA ; Multiple Phase | 0 | 0 | 0 | 50125.2305 | 202508.0591 | 212468.3438 | 60330.007 | 0 | 0 | 0 | 0 | 0 | 0 | 0 | 0
|  | Ground Outdoor / Indoor Chamber Mounted; ˂ 22 kV ; < = 60 kVA ; Single Phase | 0 | 0 | 0 | 0 | 0 | 0 | 0 | 0 | 0 | 0 | 0 | 0 | 0 | 0 | 0
|  | Ground Outdoor / Indoor Chamber Mounted; ˂ 22 kV ; > 60 kVA and < = 600 kVA ; Single Phase | 0 | 0 | 0 | 0 | 0 | 0 | 0 | 0 | 0 | 0 | 0 | 0 | 0 | 0 | 0
|  | Ground Outdoor / Indoor Chamber Mounted; ˂ 22 kV ; > 600 kVA ; Single Phase | 0 | 0 | 0 | 0 | 2489.81 | 2453.5945 | 0 | 0 | 0 | 0 | 0 | 0 | 0 | 0 | 0
|  | Ground Outdoor / Indoor Chamber Mounted; ˂ 22 kV ; < = 60 kVA ; Multiple Phase | 0 | 0 | 0 | 0 | 0 | 0 | 0 | 0 | 0 | 0 | 0 | 0 | 0 | 0 | 0
|  | Ground Outdoor / Indoor Chamber Mounted; ˂ 22 kV ; > 60 kVA and < = 600 kVA ; Multiple Phase | 0 | 0 | 0 | 27943.8337 | 29307.4123 | 3833.1394 | 12522.2 | 28325.5147 | 131131.925 | 163232.2397 | 163232.2397 | 163232.2397 | 163232.2397 | 163232.2397 | 163232.2397 | Transformers - GROUND OUTDOOR / INDOOR CHAMBER MOUNTED ; ˂ 22 KV ; > 60 KVA AND < = 600 KVA ; MULTIPLE PHASE
|  | Ground Outdoor / Indoor Chamber Mounted; ˂ 22 kV ; > 600 kVA ; Multiple Phase | 0 | 0 | 0 | 70461.5922 | 120396.9576 | 152871.719 | 107634.6048 | 18955.0025 | 0 | 0 | 0 | 0 | 0 | 0 | 0
|  | Ground Outdoor / Indoor Chamber Mounted; > = 22 kV & < = 33 kV ; < = 15 MVA | 0 | 0 | 0 | 0 | 0 | 0 | 0 | 0 | 0 | 0 | 0 | 0 | 0 | 0 | 0
|  | Ground Outdoor / Indoor Chamber Mounted; > = 22 kV & < = 33 kV ; > 15 MVA and < = 40 MVA | 0 | 0 | 0 | 0 | 0 | 0 | 0 | 0 | 0 | 0 | 0 | 0 | 0 | 0 | 0
|  | Ground Outdoor / Indoor Chamber Mounted; > = 22 kV & < = 33 kV ; > 40 MVA | 0 | 0 | 0 | 0 | 0 | 0 | 0 | 0 | 0 | 0 | 0 | 0 | 0 | 0 | 0
|  | Ground Outdoor / Indoor Chamber Mounted; > 33 kV & < = 66 kV ; < = 15 MVA | 0 | 0 | 0 | 559984.7053 | 555048.813 | 30111.045 | 23226.7538 | 9496.8885 | 0 | 0 | 0 | 0 | 0 | 0 | 0
|  | Ground Outdoor / Indoor Chamber Mounted; > 33 kV & < = 66 kV ; > 15 MVA and < = 40 MVA | 0 | 0 | 0 | 834493.0322 | 86185.7525 | 265768.2041 | 269748.9536 | 61566.7787 | 1798205.5567 | 2370504.0209 | 3490082.4371 | 2057772.6197 | 2563003.75 | 2067845.6982 | 26060.9501 | Transformers - GROUND OUTDOOR / INDOOR CHAMBER MOUNTED ; > 33 KV & < = 66 KV ; > 15 MVA AND < = 40 MVA
|  | Ground Outdoor / Indoor Chamber Mounted; > 33 kV & < = 66 kV ; > 40 MVA | 0 | 0 | 0 | 0 | 0 | 0 | 0 | 0 | 0 | 0 | 0 | 0 | 0 | 0 | 0
|  | Ground Outdoor / Indoor Chamber Mounted; > 66 kV & < = 132 kV ; < = 100 MVA | 0 | 0 | 0 | 0 | 0 | 0 | 0 | 0 | 0 | 0 | 0 | 0 | 0 | 0 | 0
|  | Ground Outdoor / Indoor Chamber Mounted; > 66 kV & < = 132 kV ; > 100 MVA | 0 | 0 | 0 | 0 | 0 | 0 | 0 | 0 | 0 | 0 | 0 | 0 | 0 | 0 | 0
|  | Ground Outdoor / Indoor Chamber Mounted; > 132 kV ; < = 100 MVA | 0 | 0 | 0 | 0 | 0 | 0 | 0 | 0 | 0 | 0 | 0 | 0 | 0 | 0 | 0
|  | Ground Outdoor / Indoor Chamber Mounted; > 132 kV ; > 100 MVA | 0 | 0 | 0 | 0 | 0 | 0 | 0 | 0 | 0 | 0 | 0 | 0 | 0 | 0 | 0
|  | Other | 0 | 0 | 0 | 686464.1895 | 375011.1591 | 123485.4939 | 307082.7486 | 826193.3983 | 0 | 0 | 0 | 0 | 0 | 0 | 0
| SWITCHGEAR BY: | ˂ = 11 kV ; FUSE | 0 | 0 | 0 | 0 | 0 | 0 | 0 | 0 | 0 | 0 | 0 | 0 | 0 | 0 | 0 | Switchgear - > 1 kV & ˂ = 11 KV ; LOAD BREAK SWITCH
| Highest operating voltage; Switch function | ˂ = 11 kV ; Switch | 0 | 0 | 0 | 0 | 21347.9018 | 93380.9384 | 78796.3499 | 21007.1806 | 0 | 0 | 0 | 0 | 0 | 0 | 0 | Switchgear - ˂ = 1 kV ; CIRCUIT BREAKER
|  | ˂ = 11 kV ; Circuit Breaker | 0 | 0 | 0 | 0 | 0 | 0 | 0 | 0 | 0 | 0 | 0 | 0 | 0 | 0 | 0 | Switchgear - > 1 kV & < = 11 kV ; CIRCUIT BREAKER
|  | > 11 kV & < = 22 kV ; Switch | 0 | 0 | 0 | 552216.6979 | 499258.3277 | 495236.6895 | 1751613.5643 | 3841319.7903 | 2661101.164 | 2937126.2382 | 2937126.2382 | 2937126.2382 | 2937126.2382 | 2937126.2382 | 2937126.2382 | Switchgear - > 11 KV & < = 22 KV ; LOAD BREAK SWITCH
|  | > 11 kV & < = 22 kV ; Circuit Breaker | 0 | 0 | 0 | 397534.6149 | 33680.5695 | 6195.9573 | 6429.2945 | 716.6108 | 475688.4373 | 321204.3373 | 562846.6788 | 562846.6788 | 562846.6788 | 562846.6788 | 562846.6788 | Switchgear - > 11 KV & < = 22 KV ; CIRCUIT BREAKER
|  | > 22 kV & < = 33 kV ; Switch | 0 | 0 | 0 | 0 | 0 | 0 | 13058.2201 | 35132.5995 | 0 | 0 | 0 | 0 | 0 | 0 | 0
|  | > 22 kV & < = 33 kV ; Circuit Breaker | 0 | 0 | 0 | 0 | 0 | 0 | 0 | 0 | 0 | 0 | 0 | 0 | 0 | 0 | 0
|  | > 33 kV & < = 66 kV ; Switch | 0 | 0 | 0 | 0 | 0 | 16869.3783 | 16553.3597 | 0 | 0 | 0 | 0 | 0 | 0 | 0 | 0
|  | > 33 kV & < = 66 kV ; Circuit Breaker | 0 | 0 | 0 | 1376651.5665 | 204390.4349 | 179251.9549 | 440245.6239 | 807176.6438 | 530425.8144 | 435388.8265 | 435388.8265 | 435388.8265 | 435388.8265 | 435388.8265 | 435388.8265 | Switchgear - > 33 KV & < = 66 KV ; CIRCUIT BREAKER
|  | > 66 kV & < = 132 kV ; Switch | 0 | 0 | 0 | 0 | 0 | 0 | 0 | 0 | 0 | 0 | 0 | 0 | 0 | 0 | 0
|  | > 66 kV & < = 132 kV ; Circuit Breaker | 0 | 0 | 0 | 0 | 0 | 0 | 0 | 0 | 0 | 0 | 0 | 0 | 0 | 0 | 0
|  | > 132 kV ; Switch | 0 | 0 | 0 | 0 | 0 | 0 | 0 | 0 | 0 | 0 | 0 | 0 | 0 | 0 | 0
|  | > 132 kV ; Circuit Breaker | 0 | 0 | 0 | 0 | 0 | 0 | 0 | 0 | 0 | 0 | 0 | 0 | 0 | 0 | 0
|  | ˂ = 1 KV ; CIRCUIT BREAKER | 0 | 0 | 0 | 0 | 0 | 0 | 0 | 0 | 0 | 0 | 0 | 0 | 0 | 0 | 0
|  | > 1 kV & ˂ = 11 KV ; ISOLATORS, EARTHING SWITCH | 0 | 0 | 0 | 0 | 0 | 0 | 0 | 0 | 0 | 0 | 0 | 0 | 0 | 0 | 0
|  | > 11 KV & < = 22 KV ; ISOLATORS, EARTHING SWITCH | 0 | 0 | 0 | 262358.7119 | 104798.4563 | 0 | 0 | 0 | 0 | 0 | 0 | 0 | 0 | 0 | 0
|  | > 33kV & <=66kV ; ISOLATORS, EARTHING SWITCH | 0 | 0 | 0 | 127245.1148 | 16069.5934 | 0 | 0 | 0 | 0 | 0 | 0 | 0 | 0 | 0 | 0
|  | HV FUSES AND SURGE DIVERTERS | 0 | 0 | 0 | 0 | 102790.6844 | 101295.5472 | 0 | 0 | 0 | 0 | 0 | 0 | 0 | 0 | 0
|  | Other | 0 | 0 | 0 | 0 | 521.9582 | 245591.1112 | 445520.1008 | 551636.6711 | 581279.0676 | 650633.5104 | 650633.5104 | 650633.5104 | 650633.5104 | 650633.5104 | 650633.5104 | Switchgear - > 11 KV & < = 22 KV ; LINKS
| OTHER BY: | RECOVERABLE WORK - FAULTS | 0 | 0 | 0 | 0 | 0 | 0 | 0 | 0 | 0 | 0 | 0 | 0 | 0 | 0 | 0
| DNSP defined | MAJOR ZONE SUBSTATION REPLACEMENT WORKS | 0 | 0 | 0 | 4514964.7426 | 2498096.9008 | 730813.6413 | 357401.3859 | 878113.9347 | 413407.4575 | 308887.9323 | 308887.9323 | 225492.8919 | 142097.8516 | 142097.8516 | 142097.8516 | Other - Zone Substation Major Building / Property / Facilities
|  | PLANT AND STATIONS MISCELLANEOUS | 0 | 0 | 0 | 2293539.1391 | 3064387.9544 | 2839850.1439 | 2173177.201 | 2068552.4282 | 3023933.8712 | 2896930.5219 | 2854462.1188 | 2828125.4439 | 2749115.419 | 2749115.419 | 2749115.419 | Other - Pillar / Pit
|  | Totals | 0 | 0 | 0 | 13223252.4675 | 8928191.4363 | 6389175.6655 | 7891714.7607 | 12475348.5573 | 11737738.1264 | 12326501.3776 | 13543094.8079 | 12001053.2752 | 12343879.3404 | 11848721.2885 | 9960174.927 | -
|  |  | 0 | 0 | 0 | 0 | 0 | 0 | 0 | 0 | 0 | 0 | 0 | 0 | 0 | 0 | 0
Other - Residual
Other - Transformer Refurbishment
Other - Circuit Breaker Refurbishment
Other - ACR
Other - Instrument Transformer
Other - Surge Diverter
Other - Regulator
End of Sheet

## Forecast Volumes
PAL MOD 1.26 Plant and Stations Replacement Capex | [16 empty] | Menu
Forecast Volumes | [15 empty] | Sheet Check | OK
Forecast Volumes by RIN Category (Repex Table 2.2)
Source: Project List
0's
| ASSET GROUP | ASSET CATEGORY | 2011/12 | 2012/13 | 2013/14 | 2014/15 | 2015/16 | 2016/17 | 2017/18 | 2018/19 | 2019/20 | 2020/21 | 2021/22 | 2022/23 | 2023/24 | 2024/25 | 2025/26 | Mapped Category
| UNDERGROUND CABLES BY: | ˂ = 1 kV | 0 | 0 | 0 | 6.864 | 0.834 | 0.64 | 1.053 | 1.7745 | 1 | 1 | 1 | 1 | 1 | 1 | 1 | UGCables - ˂ = 1 KV
| Highest operating voltage | > 1 kV & < = 11 kV | 0 | 0 | 0 | 0 | 0 | 0 | 0 | 0 | 0 | 0 | 0 | 0 | 0 | 0 | 0 | UGCables - > 1 kV & < = 11 kV
|  | > 11 kV & < = 22 kV | 0 | 0 | 0 | 8.969 | 9.534 | 3.2 | 1.6575 | 2.9918 | 2.5 | 1.5 | 1 | 1 | 1 | 1 | 1.5 | UGCables - > 11 KV & < = 22 KV
|  | > 22 kV & < = 33 kV | 0 | 0 | 0 | 0 | 0 | 0 | 0 | 0 | 0 | 0 | 0 | 0 | 0 | 0 | 0 | UGCables - > 22 kV & < = 33 kV
|  | > 33 kV & < = 66 kV | 0 | 0 | 0 | 0.01 | 0.01 | 0 | 0 | 0 | 0 | 0 | 0 | 0 | 0 | 0 | 0 | UGCables - > 33 kV & < = 66 kV
|  | > 66 kV & < = 132 kV | 0 | 0 | 0 | 0 | 0 | 0 | 0 | 0 | 0 | 0 | 0 | 0 | 0 | 0 | 0 | UGCables - > 66 kV & < = 132 kV
|  | > 132 kV | 0 | 0 | 0 | 0 | 0 | 0 | 0 | 0 | 0 | 0 | 0 | 0 | 0 | 0 | 0 | UGCables - > 132 kV
|  | Other | 0 | 0 | 0 | 0 | 0 | 0 | 0 | 0 | 0 | 0 | 0 | 0 | 0 | 0 | 0 | UGCables - Other
| TRANSFORMERS BY: | Pole Mounted ; < = 22kV ; < = 60 kVA ; Single Phase | 0 | 0 | 0 | 67 | 12.5 | 13 | 19.5 | 28.7538 | 50 | 50 | 50 | 50 | 50 | 50 | 50 | Transformers - POLE MOUNTED ; < = 22KV ; < = 60 KVA ; SINGLE PHASE
| Mounting type; Highest operating voltage; Ampere rating; Number of phases (at LV) | Pole Mounted ; < = 22kV ; > 60 kVA and < = 600 kVA ; Single Phase | 0 | 0 | 0 | 10.5 | 9.5 | 1.5 | 2 | 1.3692 | 0 | 0 | 0 | 0 | 0 | 0 | 0
|  | Pole Mounted ; < = 22kV ; > 600 kVA ; Single Phase | 0 | 0 | 0 | 0 | 0 | 0 | 0 | 0 | 0 | 0 | 0 | 0 | 0 | 0 | 0
|  | Pole Mounted ; < = 22kV ; < = 60 kVA ; Multiple Phase | 0 | 0 | 0 | 0 | 0 | 0 | 0 | 0 | 0 | 0 | 0 | 0 | 0 | 0 | 0
|  | Pole Mounted ; < = 22kV ; > 60 kVA and < = 600 kVA ; Multiple Phase | 0 | 0 | 0 | 25 | 3 | 10 | 18.5 | 31.4923 | 0 | 0 | 0 | 0 | 0 | 0 | 0
|  | Pole Mounted ; < = 22kV ; > 600 kVA ; Multiple Phase | 0 | 0 | 0 | 0 | 0 | 0 | 0 | 0 | 0 | 0 | 0 | 0 | 0 | 0 | 0
|  | Kiosk Mounted ; < = 22kV ; < = 60 kVA ; Single Phase | 0 | 0 | 0 | 2 | 0 | 0 | 0 | 0 | 0 | 0 | 0 | 0 | 0 | 0 | 0
|  | Kiosk Mounted ; < = 22kV ; > 60 kVA and < = 600 kVA ; Single Phase | 0 | 0 | 0 | 0 | 0 | 0 | 0 | 0 | 0 | 0 | 0 | 0 | 0 | 0 | 0
|  | Kiosk Mounted ; < = 22kV ; > 600 kVA ; Single Phase | 0 | 0 | 0 | 0 | 0 | 0 | 0 | 0 | 0 | 0 | 0 | 0 | 0 | 0 | 0
|  | Kiosk Mounted ; < = 22kV ; < = 60 kVA ; Multiple Phase | 0 | 0 | 0 | 0 | 0 | 0 | 0 | 0 | 0 | 0 | 0 | 0 | 0 | 0 | 0
|  | Kiosk Mounted ; < = 22kV ; > 60 kVA and < = 600 kVA ; Multiple Phase | 0 | 0 | 0 | 3.5 | 2.5 | 2.5 | 4 | 6.8461 | 6.5 | 6.5 | 6 | 6 | 6 | 6 | 7 | Transformers - KIOSK MOUNTED ; < = 22KV ; > 60 KVA AND < = 600 KVA ; MULTIPLE PHASE
|  | Kiosk Mounted ; < = 22kV ; > 600 kVA ; Multiple Phase | 0 | 0 | 0 | 0.5 | 2.5 | 2 | 2 | 5.4769 | 0 | 0 | 0 | 0 | 0 | 0 | 0
|  | Ground Outdoor / Indoor Chamber Mounted; ˂ 22 kV ; < = 60 kVA ; Single Phase | 0 | 0 | 0 | 0 | 0 | 0 | 0 | 0 | 0 | 0 | 0 | 0 | 0 | 0 | 0
|  | Ground Outdoor / Indoor Chamber Mounted; ˂ 22 kV ; > 60 kVA and < = 600 kVA ; Single Phase | 0 | 0 | 0 | 0 | 0 | 0 | 0 | 0 | 0 | 0 | 0 | 0 | 0 | 0 | 0
|  | Ground Outdoor / Indoor Chamber Mounted; ˂ 22 kV ; > 600 kVA ; Single Phase | 0 | 0 | 0 | 0 | 0 | 0 | 0 | 0 | 0 | 0 | 0 | 0 | 0 | 0 | 0
|  | Ground Outdoor / Indoor Chamber Mounted; ˂ 22 kV ; < = 60 kVA ; Multiple Phase | 0 | 0 | 0 | 0 | 0 | 0 | 0 | 0 | 0 | 0 | 0 | 0 | 0 | 0 | 0
|  | Ground Outdoor / Indoor Chamber Mounted; ˂ 22 kV ; > 60 kVA and < = 600 kVA ; Multiple Phase | 0 | 0 | 0 | 0.5 | 0.5 | 0 | 0.5 | 1.3692 | 3 | 3 | 3 | 3 | 3 | 3 | 3 | Transformers - GROUND OUTDOOR / INDOOR CHAMBER MOUNTED ; ˂ 22 KV ; > 60 KVA AND < = 600 KVA ; MULTIPLE PHASE
|  | Ground Outdoor / Indoor Chamber Mounted; ˂ 22 kV ; > 600 kVA ; Multiple Phase | 0 | 0 | 0 | 1 | 1.5 | 2 | 2 | 1.3692 | 0 | 0 | 0 | 0 | 0 | 0 | 0
|  | Ground Outdoor / Indoor Chamber Mounted; > = 22 kV & < = 33 kV ; < = 15 MVA | 0 | 0 | 0 | 0 | 0 | 0 | 0 | 0 | 0 | 0 | 0 | 0 | 0 | 0 | 0
|  | Ground Outdoor / Indoor Chamber Mounted; > = 22 kV & < = 33 kV ; > 15 MVA and < = 40 MVA | 0 | 0 | 0 | 0 | 0 | 0 | 0 | 0 | 0 | 0 | 0 | 0 | 0 | 0 | 0
|  | Ground Outdoor / Indoor Chamber Mounted; > = 22 kV & < = 33 kV ; > 40 MVA | 0 | 0 | 0 | 0 | 0 | 0 | 0 | 0 | 0 | 0 | 0 | 0 | 0 | 0 | 0
|  | Ground Outdoor / Indoor Chamber Mounted; > 33 kV & < = 66 kV ; < = 15 MVA | 0 | 0 | 0 | 0.5 | 0.5 | 0 | 0 | 0 | 0 | 0 | 0 | 0 | 0 | 0 | 0
|  | Ground Outdoor / Indoor Chamber Mounted; > 33 kV & < = 66 kV ; > 15 MVA and < = 40 MVA | 0 | 0 | 0 | 0.5 | 0 | 2 | 2 | 0 | 6.5 | 1 | 1 | 0 | 1 | 1 | 0.5 | Transformers - GROUND OUTDOOR / INDOOR CHAMBER MOUNTED ; > 33 KV & < = 66 KV ; > 15 MVA AND < = 40 MVA
|  | Ground Outdoor / Indoor Chamber Mounted; > 33 kV & < = 66 kV ; > 40 MVA | 0 | 0 | 0 | 0 | 0 | 0 | 0 | 0 | 0 | 0 | 0 | 0 | 0 | 0 | 0
|  | Ground Outdoor / Indoor Chamber Mounted; > 66 kV & < = 132 kV ; < = 100 MVA | 0 | 0 | 0 | 0 | 0 | 0 | 0 | 0 | 0 | 0 | 0 | 0 | 0 | 0 | 0
|  | Ground Outdoor / Indoor Chamber Mounted; > 66 kV & < = 132 kV ; > 100 MVA | 0 | 0 | 0 | 0 | 0 | 0 | 0 | 0 | 0 | 0 | 0 | 0 | 0 | 0 | 0
|  | Ground Outdoor / Indoor Chamber Mounted; > 132 kV ; < = 100 MVA | 0 | 0 | 0 | 0 | 0 | 0 | 0 | 0 | 0 | 0 | 0 | 0 | 0 | 0 | 0
|  | Ground Outdoor / Indoor Chamber Mounted; > 132 kV ; > 100 MVA | 0 | 0 | 0 | 0 | 0 | 0 | 0 | 0 | 0 | 0 | 0 | 0 | 0 | 0 | 0
|  | Other | 0 | 0 | 0 | 29 | 6 | 5.5 | 4.5 | 2.7385 | 0 | 0 | 0 | 0 | 0 | 0 | 0
| SWITCHGEAR BY: | ˂ = 11 kV ; FUSE | 0 | 0 | 0 | 0 | 0 | 0 | 0 | 0 | 0 | 0 | 0 | 0 | 0 | 0 | 0 | Switchgear - > 1 kV & ˂ = 11 KV ; LOAD BREAK SWITCH
| Highest operating voltage; Switch function | ˂ = 11 kV ; Switch | 0 | 0 | 0 | 0 | 0.5 | 4 | 5 | 4.1077 | 0 | 0 | 0 | 0 | 0 | 0 | 0 | Switchgear - ˂ = 1 kV ; CIRCUIT BREAKER
|  | ˂ = 11 kV ; Circuit Breaker | 0 | 0 | 0 | 12.5 | 12.5 | 0 | 0 | 0 | 0 | 0 | 0 | 0 | 0 | 0 | 0 | Switchgear - > 1 kV & < = 11 kV ; CIRCUIT BREAKER
|  | > 11 kV & < = 22 kV ; Switch | 0 | 0 | 0 | 14.5 | 16 | 30 | 94.5 | 219.0768 | 159 | 189 | 187 | 226 | 181.5 | 141 | 164 | Switchgear - > 11 KV & < = 22 KV ; LOAD BREAK SWITCH
|  | > 11 kV & < = 22 kV ; Circuit Breaker | 0 | 0 | 0 | 8 | 0 | 0 | 0 | 0 | 4.5 | 3 | 4 | 4 | 4 | 4 | 4 | Switchgear - > 11 KV & < = 22 KV ; CIRCUIT BREAKER
|  | > 22 kV & < = 33 kV ; Switch | 0 | 0 | 0 | 0 | 0 | 0 | 2 | 5.4769 | 0 | 0 | 0 | 0 | 0 | 0 | 0
|  | > 22 kV & < = 33 kV ; Circuit Breaker | 0 | 0 | 0 | 0 | 0 | 0 | 0 | 0 | 0 | 0 | 0 | 0 | 0 | 0 | 0
|  | > 33 kV & < = 66 kV ; Switch | 0 | 0 | 0 | 2 | 2 | 0 | 0 | 0 | 0 | 0 | 0 | 0 | 0 | 0 | 0
|  | > 33 kV & < = 66 kV ; Circuit Breaker | 0 | 0 | 0 | 5 | 0 | 1.5 | 2.5 | 2.7385 | 1 | 1 | 1 | 1 | 1 | 1 | 1 | Switchgear - > 33 KV & < = 66 KV ; CIRCUIT BREAKER
|  | > 66 kV & < = 132 kV ; Switch | 0 | 0 | 0 | 0 | 0 | 0 | 0 | 0 | 0 | 0 | 0 | 0 | 0 | 0 | 0
|  | > 66 kV & < = 132 kV ; Circuit Breaker | 0 | 0 | 0 | 0 | 0 | 0 | 0 | 0 | 0 | 0 | 0 | 0 | 0 | 0 | 0
|  | > 132 kV ; Switch | 0 | 0 | 0 | 0 | 0 | 0 | 0 | 0 | 0 | 0 | 0 | 0 | 0 | 0 | 0
|  | > 132 kV ; Circuit Breaker | 0 | 0 | 0 | 0 | 0 | 0 | 0 | 0 | 0 | 0 | 0 | 0 | 0 | 0 | 0
|  | ˂ = 1 KV ; CIRCUIT BREAKER | 0 | 0 | 0 | 0 | 0 | 0 | 0 | 0 | 0 | 0 | 0 | 0 | 0 | 0 | 0
|  | > 1 kV & ˂ = 11 KV ; ISOLATORS, EARTHING SWITCH | 0 | 0 | 0 | 0 | 0 | 0 | 0 | 0 | 0 | 0 | 0 | 0 | 0 | 0 | 0
|  | > 11 KV & < = 22 KV ; ISOLATORS, EARTHING SWITCH | 0 | 0 | 0 | 92.5 | 47.5 | 11 | 0 | 0 | 0 | 0 | 0 | 0 | 0 | 0 | 0
|  | > 33kV & <=66kV ; ISOLATORS, EARTHING SWITCH | 0 | 0 | 0 | 16.5 | 6.5 | 0 | 0 | 0 | 0 | 0 | 0 | 0 | 0 | 0 | 0
|  | HV FUSES AND SURGE DIVERTERS | 0 | 0 | 0 | 0 | 0 | 0 | 42.5 | 116.3845 | 0 | 0 | 0 | 0 | 0 | 0 | 0
|  | Other | 0 | 0 | 0 | 0 | 0 | 54 | 54 | 0 | 4 | 4 | 4 | 4 | 4 | 4 | 4 | Switchgear - > 11 KV & < = 22 KV ; LINKS
| OTHER BY: | RECOVERABLE WORK - FAULTS | 0 | 0 | 0 | 0 | 0 | 0 | 0 | 0 | 0 | 0 | 0 | 0 | 0 | 0 | 0
| DNSP defined | MAJOR ZONE SUBSTATION REPLACEMENT WORKS | 0 | 0 | 0 | 0 | 0 | 0 | 0 | 0 | 10 | 10.5 | 8.5 | 8 | 7 | 7 | 7 | Other - Zone Substation Major Building / Property / Facilities
|  | PLANT AND STATIONS MISCELLANEOUS | 0 | 0 | 0 | 0 | 0 | 151.5 | 321 | 464.1689 | 28 | 30 | 28.5 | 28 | 27 | 27 | 27
|  | Totals | 0 | 0 | 0 | 306.843 | 133.878 | 294.34 | 579.2105 | 896.1349 | 276 | 300.5 | 295 | 332 | 286.5 | 246 | 270 | Other - Pillar / Pit
|  |  | 0 | 0 | 0 | 0 | 0 | 0 | 0 | 0 | 0 | 0 | 0 | 0 | 0 | 0 | 0 | -
Other - Residual
Other - Transformer Refurbishment
Other - Circuit Breaker Refurbishment
Other - ACR
Other - Instrument Transformer
Other - Surge Diverter
Other - Regulator
End of Sheet

## Direct Capex
PAL MOD 1.26 Plant and Stations Replacement Capex | [8 empty] | Menu
Direct Capex | [7 empty] | Sheet Check | OK
Direct Capex by Function Code
|  |  | 2019/20 | 2020/21 | 2021/22 | 2022/23 | 2023/24 | 2024/25 | 2025/26
| Function Code | Description | $'000 2021 | $'000 2021 | $'000 2021 | $'000 2021 | $'000 2021 | $'000 2021 | $'000 2021
|  |  | Forecast | Forecast | Forecast | Forecast | Forecast | Forecast | Forecast
| 102 | Rural Projects < 50KVA | 0 | 0 | 0 | 0 | 0 | 0 | 0
| 103 | Urban Projects < 50KVA | 0 | 0 | 0 | 0 | 0 | 0 | 0
| 104 | Medium Density SubDivision | 0 | 0 | 0 | 0 | 0 | 0 | 0
| 105 | Business Supply > 50KVA < 200KVA | 0 | 0 | 0 | 0 | 0 | 0 | 0
| 106 | Business Supply > 200KVA | 0 | 0 | 0 | 0 | 0 | 0 | 0
| 107 | HV Connections | 0 | 0 | 0 | 0 | 0 | 0 | 0
| 108 | Business SubDivisions | 0 | 0 | 0 | 0 | 0 | 0 | 0
| 109 | U/G Service Pits Ex O/H Supply | 0 | 0 | 0 | 0 | 0 | 0 | 0
| 110 | Low Density SubDivisions | 0 | 0 | 0 | 0 | 0 | 0 | 0
| 111 | High Density Residential/Business | 0 | 0 | 0 | 0 | 0 | 0 | 0
| 112 | New Connection Meter Acc. | 0 | 0 | 0 | 0 | 0 | 0 | 0
| 113 | New Connection Meter IMRO | 0 | 0 | 0 | 0 | 0 | 0 | 0
| 114 | New Conn. Service/Materials | 0 | 0 | 0 | 0 | 0 | 0 | 0
| 115 | New Conn. Servicing Labour | 0 | 0 | 0 | 0 | 0 | 0 | 0
| 116 | Recoverable Works | 0 | 0 | 0 | 0 | 0 | 0 | 0
| 118 | CO Generation Projects | 0 | 0 | 0 | 0 | 0 | 0 | 0
| 119 | Energy Efficient Public Lighting - New | 0 | 0 | 0 | 0 | 0 | 0 | 0
| 120 | Public Lighting - New | 0 | 0 | 0 | 0 | 0 | 0 | 0
| 121 | Docklands | 0 | 0 | 0 | 0 | 0 | 0 | 0
| 122 | Major Generation Projects | 0 | 0 | 0 | 0 | 0 | 0 | 0
| 123 | New Conn. Meter Install Acc. | 0 | 0 | 0 | 0 | 0 | 0 | 0
| 124 | New Conn. Meter Install MRIM | 0 | 0 | 0 | 0 | 0 | 0 | 0
| 125 | New Conn. Meter AMI | 0 | 0 | 0 | 0 | 0 | 0 | 0
| 126 | New Conn. Meter Install AMI | 0 | 0 | 0 | 0 | 0 | 0 | 0
| 130 | ACS services | 0 | 0 | 0 | 0 | 0 | 0 | 0
| 131 | Consolidated line maintenance | 0 | 0 | 0 | 0 | 0 | 0 | 0
| 132 | Replacement accumulation meter | 0 | 0 | 0 | 0 | 0 | 0 | 0
| 133 | Replacement MRIM meter | 0 | 0 | 0 | 0 | 0 | 0 | 0
| 134 | Replacement AMI meter & transformers | 0 | 0 | 0 | 0 | 0 | 0 | 0
| 135 | Rollout AMI meter | 0 | 0 | 0 | 0 | 0 | 0 | 0
| 136 | Rollout AMI meter install | 0 | 0 | 0 | 0 | 0 | 0 | 0
| 137 | Replacement Meter Install AMI | 0 | 0 | 0 | 0 | 0 | 0 | 0
| 138 | Replacement Meter & Install IMRO | 0 | 0 | 0 | 0 | 0 | 0 | 0
| 139 | Maintenance Related Fault Capital | 0 | 0 | 0 | 0 | 0 | 0 | 0
| 140 | Public Lighting - Replacement | 0 | 0 | 0 | 0 | 0 | 0 | 0
| 141 | Fault Related Capital | 0 | 0 | 0 | 0 | 0 | 0 | 0
| 142 | Conductor Clearance | 0 | 0 | 0 | 0 | 0 | 0 | 0
| 143 | HV Switch Replacement | 2369.71 | 2673.3978 | 2673.3978 | 2673.3978 | 2673.3978 | 2673.3978 | 2673.3978
| 144 | Transformer Replacement | 1553.7366 | 1608.0513 | 1505.8924 | 1505.8924 | 1505.8924 | 1505.8924 | 1659.1308
| 145 | HV Fuse Unit & Surge Divert. Repl. | 0 | 0 | 0 | 0 | 0 | 0 | 0
| 146 | Recoverable Works - Asset Damage | 0 | 0 | 0 | 0 | 0 | 0 | 0
| 147 | Pole Life Extension - Treatment | 0 | 0 | 0 | 0 | 0 | 0 | 0
| 148 | Pole Replacement | 0 | 0 | 0 | 0 | 0 | 0 | 0
| 149 | Pole Life Extension - Staking | 0 | 0 | 0 | 0 | 0 | 0 | 0
| 150 | OH/UG Line Replacement | 581.8467 | 637.9637 | 637.9637 | 637.9637 | 637.9637 | 637.9637 | 637.9637
| 151 | Replacements Meter & Install Acc | 0 | 0 | 0 | 0 | 0 | 0 | 0
| 152 | Neutral Screen Services | 0 | 0 | 0 | 0 | 0 | 0 | 0
| 153 | Servicing Replacement | 0 | 0 | 0 | 0 | 0 | 0 | 0
| 154 | Bird Cover Replacement | 793.14 | 793.14 | 793.14 | 793.14 | 793.14 | 793.14 | 793.14
| 155 | Cross-arm Replacement | 0 | 0 | 0 | 0 | 0 | 0 | 0
| 156 | ZSS - Major Plant Replacement | 0 | 0 | 0 | 0 | 0 | 0 | 0
| 157 | Zone SubStation Plant Replacement | 6439.3048 | 6613.9486 | 7932.7009 | 6390.6594 | 6733.4855 | 6238.3274 | 4196.5427
| 158 | Safety Compliance | 0 | 0 | 0 | 0 | 0 | 0 | 0
| 159 | TV Interference Replacement Capital | 0 | 0 | 0 | 0 | 0 | 0 | 0
| 160 | Augmentation Lines | 0 | 0 | 0 | 0 | 0 | 0 | 0
| 161 | Augmentation of Zone SubStation | 0 | 0 | 0 | 0 | 0 | 0 | 0
| 162 | Network Development - Augment Dist. | 0 | 0 | 0 | 0 | 0 | 0 | 0
| 163 | Environment Management' | 0 | 0 | 0 | 0 | 0 | 0 | 0
| 164 | Bushfire Mitigation Augmentation | 0 | 0 | 0 | 0 | 0 | 0 | 0
| 165 | LV Com. Multi Earth (CMEN) | 0 | 0 | 0 | 0 | 0 | 0 | 0
| 166 | Reliability Improvement - Automation | 0 | 0 | 0 | 0 | 0 | 0 | 0
| 167 | VBRC | 0 | 0 | 0 | 0 | 0 | 0 | 0
| 168 | Zone SubStation Automation | 0 | 0 | 0 | 0 | 0 | 0 | 0
| 169 | Augmentation Connection Assets | 0 | 0 | 0 | 0 | 0 | 0 | 0
| 170 | Conductor Clearance | 0 | 0 | 0 | 0 | 0 | 0 | 0
| 171 | SWER Augmentation | 0 | 0 | 0 | 0 | 0 | 0 | 0
| 172 | Supply Reliability Improvement Scheme | 0 | 0 | 0 | 0 | 0 | 0 | 0
| 174 | Pole Fire Mitigation | 0 | 0 | 0 | 0 | 0 | 0 | 0
| 175 | Metering Communications | 0 | 0 | 0 | 0 | 0 | 0 | 0
| 176 | Communications installation | 0 | 0 | 0 | 0 | 0 | 0 | 0
| 177 | CBD Security Supply | 0 | 0 | 0 | 0 | 0 | 0 | 0
| 200 | Computers | 0 | 0 | 0 | 0 | 0 | 0 | 0
| 205 | IT Metering Data Services | 0 | 0 | 0 | 0 | 0 | 0 | 0
| 210 | General Equipment | 0 | 0 | 0 | 0 | 0 | 0 | 0
| 215 | General Equipment-AMI | 0 | 0 | 0 | 0 | 0 | 0 | 0
| 220 | Office Furniture | 0 | 0 | 0 | 0 | 0 | 0 | 0
| 225 | Office Furniture-AMI | 0 | 0 | 0 | 0 | 0 | 0 | 0
| 230 | Property | 0 | 0 | 0 | 0 | 0 | 0 | 0
| 235 | Property-AMI | 0 | 0 | 0 | 0 | 0 | 0 | 0
| 240 | Motor Vehicles | 0 | 0 | 0 | 0 | 0 | 0 | 0
| 245 | Motor Vehicles-AMI | 0 | 0 | 0 | 0 | 0 | 0 | 0
| 260 | Intellectual Property | 0 | 0 | 0 | 0 | 0 | 0 | 0
| 270 | Communications | 0 | 0 | 0 | 0 | 0 | 0 | 0
| 273 | Testing & Laboratory | 0 | 0 | 0 | 0 | 0 | 0 | 0
|  | Check | 0 | 0 | 0 | 0 | 0 | 0 | 0
End of Sheet

## Reset RIN 2.2 Repex
PAL MOD 1.26 Plant and Stations Replacement Capex | [9 empty] | Menu
Reset RIN 2.2 Repex | [8 empty] | Sheet Check | OK
2.2.1 - REPLACEMENT EXPENDITURE, VOLUMES AND ASSET FAILURES BY ASSET CATEGORY
| EXPENDITURE |  |  | TOTAL DIRECT EXPENDITURE ($0's real June 2021)
| ASSET GROUP | ASSET CATEGORY |  | 2019-20 | 2020-21 | 2021-22 | 2022-23 | 2023-24 | 2024-25 | 2025-26
| POLES BY: HIGHEST OPERATING VOLTAGE ; MATERIAL TYPE | Staking of a wooden pole
˂ = 1 kV; Wood
> 1 kV & < = 11 kV; Wood
˃ 11 kV & < = 22 kV; Wood
> 22 kV & < = 66 kV; Wood
> 66 kV & < = 132 kV; Wood
> 132 kV; Wood
˂ = 1 kV; Concrete
> 1 kV & < = 11 kV; Concrete
˃ 11 kV & < = 22 kV; Concrete
> 22 kV & < = 66 kV; Concrete
> 66 kV & < = 132 kV; Concrete
> 132 kV; Concrete
˂ = 1 kV; Steel
> 1 kV & < = 11 kV; Steel
˃ 11 kV & < = 22 kV; Steel
> 22 kV & < = 66 kV; Steel
> 66 kV & < = 132 kV; Steel
> 132 kV; Steel
Other
| POLE TOP STRUCTURES BY: HIGHEST OPERATING VOLTAGE | ˂ = 1 kV
> 1 kV & < = 11 kV
˃ 11 kV & < = 22 kV
> 22 kV & < = 66 kV
> 66 kV & < = 132 kV
> 132 kV
Other
| STAKING WOODEN POLES BY: HIGHEST OPERATING VOLTAGE | ˂ = 1 Kv | for year wooden pole staked
|  | > 1 kV & < = 11 kV | for year wooden pole staked
|  | ˃ 11 kV & < = 22 kV | for year wooden pole staked
|  | > 22 kV & < = 66 kV | for year wooden pole staked
|  | > 66 kV & < = 132 kV | for year wooden pole staked
|  | > 132 kV | for year wooden pole staked
| OVERHEAD CONDUCTORS BY: Highest operating voltage; Number of phases (at HV) | ˂ = 1 kV | per km
|  | > 1 kV & < = 11 kV | per km
|  | ˃ 11 kV & < = 22 kV ; SWER | per km
|  | ˃ 11 kV & < = 22 kV ; Single-Phase | per km
|  | ˃ 11 kV & < = 22 kV ; Multiple-Phase | per km
|  | > 22 kV & < = 66 kV | per km
|  | > 66 kV & < = 132 kV | per km
|  | > 132 kV | per km
|  | Other | per km
| UNDERGROUND CABLES BY: Highest operating voltage | ˂ = 1 kV | per km | 28535.6979 | 28535.6979 | 28535.6979 | 28535.6979 | 28535.6979 | 28535.6979 | 28535.6979
|  | > 1 kV & < = 11 kV | per km | 0 | 0 | 0 | 0 | 0 | 0 | 0
|  | > 11 kV & < = 22 kV | per km | 538760.6275 | 594877.6713 | 594877.6713 | 594877.6713 | 594877.6713 | 594877.6713 | 594877.6713
|  | > 22 kV & < = 33 kV | per km | 0 | 0 | 0 | 0 | 0 | 0 | 0
|  | > 33 kV & < = 66 kV | per km | 0 | 0 | 0 | 0 | 0 | 0 | 0
|  | > 66 kV & < = 132 kV | per km | 0 | 0 | 0 | 0 | 0 | 0 | 0
|  | > 132 kV | per km | 0 | 0 | 0 | 0 | 0 | 0 | 0
|  | Other | per km | 0 | 0 | 0 | 0 | 0 | 0 | 0
| SERVICE LINES BY: Connection voltage; Customer type; Connection complexity | ˂ = 11 kV ; Residential ; Simple Type | per number of spans
|  | ˂ = 11 kV ; Commercial & Industrial ; Simple Type | per number of spans
|  | ˂ = 11 kV ; Residential ; Complex Type | per number of spans
|  | ˂ = 11 kV ; Commercial & Industrial ; Complex Type | per number of spans
|  | ˂ = 11 kV ; Subdivision ; Complex Type | per number of spans
|  | > 11 kV & < = 22 kV ; Commercial & Industrial | per number of spans
|  | > 11 kV & < = 22 kV ; Subdivision | per number of spans
|  | > 22 kV & < = 33 kV ; Commercial & Industrial | per number of spans
|  | > 22 kV & < = 33 kV ; Subdivision | per number of spans
|  | > 33 kV & < = 66 kV ; Commercial & Industrial | per number of spans
|  | > 33 kV & < = 66 kV ; Subdivision | per number of spans
|  | > 66 kV & < = 132 kV ; Commercial & Industrial | per number of spans
|  | > 66 kV & < = 132 kV ; Subdivision | per number of spans
|  | > 132 kV ; Commercial & Industrial | per number of spans
|  | > 132 kV ; Subdivision | per number of spans
|  | Other | per number of spans
| TRANSFORMERS BY: Mounting type; Highest operating voltage; Ampere rating; Number of phases (at LV) | Pole Mounted ; < = 22kV ; < = 60 kVA ; Single Phase |  | 729706.6027 | 729706.6027 | 729706.6027 | 729706.6027 | 729706.6027 | 729706.6027 | 729706.6027
|  | Pole Mounted ; < = 22kV ; > 60 kVA and < = 600 kVA ; Single Phase |  | 0 | 0 | 0 | 0 | 0 | 0 | 0
|  | Pole Mounted ; < = 22kV ; > 600 kVA ; Single Phase |  | 0 | 0 | 0 | 0 | 0 | 0 | 0
|  | Pole Mounted ; < = 22kV ; < = 60 kVA ; Multiple Phase |  | 0 | 0 | 0 | 0 | 0 | 0 | 0
|  | Pole Mounted ; < = 22kV ; > 60 kVA and < = 600 kVA ; Multiple Phase |  | 0 | 0 | 0 | 0 | 0 | 0 | 0
|  | Pole Mounted ; < = 22kV ; > 600 kVA ; Multiple Phase |  | 0 | 0 | 0 | 0 | 0 | 0 | 0
|  | Kiosk Mounted ; < = 22kV ; < = 60 kVA ; Single Phase |  | 0 | 0 | 0 | 0 | 0 | 0 | 0
|  | Kiosk Mounted ; < = 22kV ; > 60 kVA and < = 600 kVA ; Single Phase |  | 0 | 0 | 0 | 0 | 0 | 0 | 0
|  | Kiosk Mounted ; < = 22kV ; > 600 kVA ; Single Phase |  | 0 | 0 | 0 | 0 | 0 | 0 | 0
|  | Kiosk Mounted ; < = 22kV ; < = 60 kVA ; Multiple Phase |  | 0 | 0 | 0 | 0 | 0 | 0 | 0
|  | Kiosk Mounted ; < = 22kV ; > 60 kVA and < = 600 kVA ; Multiple Phase |  | 825561.9045 | 889473.7785 | 787314.8541 | 787314.8541 | 787314.8541 | 787314.8541 | 940553.2407
|  | Kiosk Mounted ; < = 22kV ; > 600 kVA ; Multiple Phase |  | 0 | 0 | 0 | 0 | 0 | 0 | 0
|  | Ground Outdoor / Indoor Chamber Mounted; ˂ 22 kV ; < = 60 kVA ; Single Phase |  | 0 | 0 | 0 | 0 | 0 | 0 | 0
|  | Ground Outdoor / Indoor Chamber Mounted; ˂ 22 kV ; > 60 kVA and < = 600 kVA ; Single Phase |  | 0 | 0 | 0 | 0 | 0 | 0 | 0
|  | Ground Outdoor / Indoor Chamber Mounted; ˂ 22 kV ; > 600 kVA ; Single Phase |  | 0 | 0 | 0 | 0 | 0 | 0 | 0
|  | Ground Outdoor / Indoor Chamber Mounted; ˂ 22 kV ; < = 60 kVA ; Multiple Phase |  | 0 | 0 | 0 | 0 | 0 | 0 | 0
|  | Ground Outdoor / Indoor Chamber Mounted; ˂ 22 kV ; > 60 kVA and < = 600 kVA ; Multiple Phase |  | 131131.925 | 163232.2397 | 163232.2397 | 163232.2397 | 163232.2397 | 163232.2397 | 163232.2397
|  | Ground Outdoor / Indoor Chamber Mounted; ˂ 22 kV ; > 600 kVA ; Multiple Phase |  | 0 | 0 | 0 | 0 | 0 | 0 | 0
|  | Ground Outdoor / Indoor Chamber Mounted; > = 22 kV & < = 33 kV ; < = 15 MVA |  | 0 | 0 | 0 | 0 | 0 | 0 | 0
|  | Ground Outdoor / Indoor Chamber Mounted; > = 22 kV & < = 33 kV ; > 15 MVA and < = 40 MVA |  | 0 | 0 | 0 | 0 | 0 | 0 | 0
|  | Ground Outdoor / Indoor Chamber Mounted; > = 22 kV & < = 33 kV ; > 40 MVA |  | 0 | 0 | 0 | 0 | 0 | 0 | 0
|  | Ground Outdoor / Indoor Chamber Mounted; > 33 kV & < = 66 kV ; < = 15 MVA |  | 0 | 0 | 0 | 0 | 0 | 0 | 0
|  | Ground Outdoor / Indoor Chamber Mounted; > 33 kV & < = 66 kV ; > 15 MVA and < = 40 MVA |  | 1798205.5567 | 2370504.0209 | 3490082.4371 | 2057772.6197 | 2563003.75 | 2067845.6982 | 26060.9501
|  | Ground Outdoor / Indoor Chamber Mounted; > 33 kV & < = 66 kV ; > 40 MVA |  | 0 | 0 | 0 | 0 | 0 | 0 | 0
|  | Ground Outdoor / Indoor Chamber Mounted; > 66 kV & < = 132 kV ; < = 100 MVA |  | 0 | 0 | 0 | 0 | 0 | 0 | 0
|  | Ground Outdoor / Indoor Chamber Mounted; > 66 kV & < = 132 kV ; > 100 MVA |  | 0 | 0 | 0 | 0 | 0 | 0 | 0
|  | Ground Outdoor / Indoor Chamber Mounted; > 132 kV ; < = 100 MVA |  | 0 | 0 | 0 | 0 | 0 | 0 | 0
|  | Ground Outdoor / Indoor Chamber Mounted; > 132 kV ; > 100 MVA |  | 0 | 0 | 0 | 0 | 0 | 0 | 0
|  | Other |  | 0 | 0 | 0 | 0 | 0 | 0 | 0
| SWITCHGEAR BY: Highest operating voltage; Switch function | ˂ = 11 kV ; FUSE |  | 0 | 0 | 0 | 0 | 0 | 0 | 0
|  | ˂ = 11 kV ; Switch |  | 0 | 0 | 0 | 0 | 0 | 0 | 0
|  | ˂ = 11 kV ; Circuit Breaker |  | 0 | 0 | 0 | 0 | 0 | 0 | 0
|  | > 11 kV & < = 22 kV ; Switch |  | 2661101.164 | 2937126.2382 | 2937126.2382 | 2937126.2382 | 2937126.2382 | 2937126.2382 | 2937126.2382
|  | > 11 kV & < = 22 kV ; Circuit Breaker |  | 475688.4373 | 321204.3373 | 562846.6788 | 562846.6788 | 562846.6788 | 562846.6788 | 562846.6788
|  | > 22 kV & < = 33 kV ; Switch |  | 0 | 0 | 0 | 0 | 0 | 0 | 0
|  | > 22 kV & < = 33 kV ; Circuit Breaker |  | 0 | 0 | 0 | 0 | 0 | 0 | 0
|  | > 33 kV & < = 66 kV ; Switch |  | 0 | 0 | 0 | 0 | 0 | 0 | 0
|  | > 33 kV & < = 66 kV ; Circuit Breaker |  | 530425.8144 | 435388.8265 | 435388.8265 | 435388.8265 | 435388.8265 | 435388.8265 | 435388.8265
|  | > 66 kV & < = 132 kV ; Switch |  | 0 | 0 | 0 | 0 | 0 | 0 | 0
|  | > 66 kV & < = 132 kV ; Circuit Breaker |  | 0 | 0 | 0 | 0 | 0 | 0 | 0
|  | > 132 kV ; Switch |  | 0 | 0 | 0 | 0 | 0 | 0 | 0
|  | > 132 kV ; Circuit Breaker |  | 0 | 0 | 0 | 0 | 0 | 0 | 0
|  | Other |  | 581279.0676 | 650633.5104 | 650633.5104 | 650633.5104 | 650633.5104 | 650633.5104 | 650633.5104
| PUBLIC LIGHTING BY: Asset type ; Lighting obligation | Luminaires ; Major Road
Luminaires ; Minor Road
Brackets ; Major Road
Brackets ; Minor Road
Lamps ; Major Road
Lamps ; Minor Road
Poles / Columns ; Major Road
Poles / Columns ; Minor Road
Other
| SCADA, NETWORK CONTROL AND PROTECTION SYSTEMS BY: Function | Field Devices
Local Network Wiring Assets
Communications Network Assets
Master Station Assets
Communications Site Infrastructure
Communications Linear Assets
AFLC
Other
| OTHER BY: enter DNSP defined asset group here | RECOVERABLE WORK - FAULTS |  | 0 | 0 | 0 | 0 | 0 | 0 | 0
|  | MAJOR ZONE SUBSTATION REPLACEMENT WORKS |  | 413407.4575 | 308887.9323 | 308887.9323 | 225492.8919 | 142097.8516 | 142097.8516 | 142097.8516
|  | PLANT AND STATIONS MISCELLANEOUS |  | 3023933.8712 | 2896930.5219 | 2854462.1188 | 2828125.4439 | 2749115.419 | 2749115.419 | 2749115.419
|  |  | Check | 0 | 0 | 0 | 0 | 0 | 0 | 0
| ASSET REPLACEMENTS |  |  | TOTAL DIRECT EXPENDITURE ($0's real June 2021) 2019-20: Volumes (0's)
| ASSET GROUP | ASSET CATEGORY |  | 2019-20 | 2020-21 | 2021-22 | 2022-23 | 2023-24 | 2024-25 | 2025-26
| POLES BY: HIGHEST OPERATING VOLTAGE ; MATERIAL TYPE | Staking of a wooden pole
˂ = 1 kV; Wood
> 1 kV & < = 11 kV; Wood
˃ 11 kV & < = 22 kV; Wood
> 22 kV & < = 66 kV; Wood
> 66 kV & < = 132 kV; Wood
> 132 kV; Wood
˂ = 1 kV; Concrete
> 1 kV & < = 11 kV; Concrete
˃ 11 kV & < = 22 kV; Concrete
> 22 kV & < = 66 kV; Concrete
> 66 kV & < = 132 kV; Concrete
> 132 kV; Concrete
˂ = 1 kV; Steel
> 1 kV & < = 11 kV; Steel
˃ 11 kV & < = 22 kV; Steel
> 22 kV & < = 66 kV; Steel
> 66 kV & < = 132 kV; Steel
> 132 kV; Steel
Other
| POLE TOP STRUCTURES BY: HIGHEST OPERATING VOLTAGE | ˂ = 1 kV
> 1 kV & < = 11 kV
˃ 11 kV & < = 22 kV
> 22 kV & < = 66 kV
> 66 kV & < = 132 kV
> 132 kV
Other
| STAKING WOODEN POLES BY: HIGHEST OPERATING VOLTAGE | ˂ = 1 Kv | for year wooden pole staked
|  | > 1 kV & < = 11 kV | for year wooden pole staked
|  | ˃ 11 kV & < = 22 kV | for year wooden pole staked
|  | > 22 kV & < = 66 kV | for year wooden pole staked
|  | > 66 kV & < = 132 kV | for year wooden pole staked
|  | > 132 kV | for year wooden pole staked
| OVERHEAD CONDUCTORS BY: Highest operating voltage; Number of phases (at HV) | ˂ = 1 kV | per km
|  | > 1 kV & < = 11 kV | per km
|  | ˃ 11 kV & < = 22 kV ; SWER | per km
|  | ˃ 11 kV & < = 22 kV ; Single-Phase | per km
|  | ˃ 11 kV & < = 22 kV ; Multiple-Phase | per km
|  | > 22 kV & < = 66 kV | per km
|  | > 66 kV & < = 132 kV | per km
|  | > 132 kV | per km
|  | Other | per km
| UNDERGROUND CABLES BY: Highest operating voltage | ˂ = 1 kV | per km | bar: Volumes (0's) 2019-20 to Volumes (0's) 2025-26
|  | > 1 kV & < = 11 kV | per km | 0 | 0 | 0 | 0 | 0 | 0 | 0
|  | > 11 kV & < = 22 kV | per km | 2.5 | 1.5 | 1 | 1 | 1 | 1 | 1.5
|  | > 22 kV & < = 33 kV | per km | 0 | 0 | 0 | 0 | 0 | 0 | 0
|  | > 33 kV & < = 66 kV | per km | 0 | 0 | 0 | 0 | 0 | 0 | 0
|  | > 66 kV & < = 132 kV | per km | 0 | 0 | 0 | 0 | 0 | 0 | 0
|  | > 132 kV | per km | 0 | 0 | 0 | 0 | 0 | 0 | 0
|  | Other | per km | 0 | 0 | 0 | 0 | 0 | 0 | 0
| SERVICE LINES BY: Connection voltage; Customer type; Connection complexity | ˂ = 11 kV ; Residential ; Simple Type | per number of spans
|  | ˂ = 11 kV ; Commercial & Industrial ; Simple Type | per number of spans
|  | ˂ = 11 kV ; Residential ; Complex Type | per number of spans
|  | ˂ = 11 kV ; Commercial & Industrial ; Complex Type | per number of spans
|  | ˂ = 11 kV ; Subdivision ; Complex Type | per number of spans
|  | > 11 kV & < = 22 kV ; Commercial & Industrial | per number of spans
|  | > 11 kV & < = 22 kV ; Subdivision | per number of spans
|  | > 22 kV & < = 33 kV ; Commercial & Industrial | per number of spans
|  | > 22 kV & < = 33 kV ; Subdivision | per number of spans
|  | > 33 kV & < = 66 kV ; Commercial & Industrial | per number of spans
|  | > 33 kV & < = 66 kV ; Subdivision | per number of spans
|  | > 66 kV & < = 132 kV ; Commercial & Industrial | per number of spans
|  | > 66 kV & < = 132 kV ; Subdivision | per number of spans
|  | > 132 kV ; Commercial & Industrial | per number of spans
|  | > 132 kV ; Subdivision | per number of spans
|  | Other | per number of spans
| TRANSFORMERS BY: Mounting type; Highest operating voltage; Ampere rating; Number of phases (at LV) | Pole Mounted ; < = 22kV ; < = 60 kVA ; Single Phase |  | 50 | 50 | 50 | 50 | 50 | 50 | 50
|  | Pole Mounted ; < = 22kV ; > 60 kVA and < = 600 kVA ; Single Phase |  | 0 | 0 | 0 | 0 | 0 | 0 | 0
|  | Pole Mounted ; < = 22kV ; > 600 kVA ; Single Phase |  | 0 | 0 | 0 | 0 | 0 | 0 | 0
|  | Pole Mounted ; < = 22kV ; < = 60 kVA ; Multiple Phase |  | 0 | 0 | 0 | 0 | 0 | 0 | 0
|  | Pole Mounted ; < = 22kV ; > 60 kVA and < = 600 kVA ; Multiple Phase |  | 0 | 0 | 0 | 0 | 0 | 0 | 0
|  | Pole Mounted ; < = 22kV ; > 600 kVA ; Multiple Phase |  | 0 | 0 | 0 | 0 | 0 | 0 | 0
|  | Kiosk Mounted ; < = 22kV ; < = 60 kVA ; Single Phase |  | 0 | 0 | 0 | 0 | 0 | 0 | 0
|  | Kiosk Mounted ; < = 22kV ; > 60 kVA and < = 600 kVA ; Single Phase |  | 0 | 0 | 0 | 0 | 0 | 0 | 0
|  | Kiosk Mounted ; < = 22kV ; > 600 kVA ; Single Phase |  | 0 | 0 | 0 | 0 | 0 | 0 | 0
|  | Kiosk Mounted ; < = 22kV ; < = 60 kVA ; Multiple Phase |  | 0 | 0 | 0 | 0 | 0 | 0 | 0
|  | Kiosk Mounted ; < = 22kV ; > 60 kVA and < = 600 kVA ; Multiple Phase |  | 6.5 | 6.5 | 6 | 6 | 6 | 6 | 7
|  | Kiosk Mounted ; < = 22kV ; > 600 kVA ; Multiple Phase |  | 0 | 0 | 0 | 0 | 0 | 0 | 0
|  | Ground Outdoor / Indoor Chamber Mounted; ˂ 22 kV ; < = 60 kVA ; Single Phase |  | 0 | 0 | 0 | 0 | 0 | 0 | 0
|  | Ground Outdoor / Indoor Chamber Mounted; ˂ 22 kV ; > 60 kVA and < = 600 kVA ; Single Phase |  | 0 | 0 | 0 | 0 | 0 | 0 | 0
|  | Ground Outdoor / Indoor Chamber Mounted; ˂ 22 kV ; > 600 kVA ; Single Phase |  | 0 | 0 | 0 | 0 | 0 | 0 | 0
|  | Ground Outdoor / Indoor Chamber Mounted; ˂ 22 kV ; < = 60 kVA ; Multiple Phase |  | 0 | 0 | 0 | 0 | 0 | 0 | 0
|  | Ground Outdoor / Indoor Chamber Mounted; ˂ 22 kV ; > 60 kVA and < = 600 kVA ; Multiple Phase |  | 3 | 3 | 3 | 3 | 3 | 3 | 3
|  | Ground Outdoor / Indoor Chamber Mounted; ˂ 22 kV ; > 600 kVA ; Multiple Phase |  | 0 | 0 | 0 | 0 | 0 | 0 | 0
|  | Ground Outdoor / Indoor Chamber Mounted; > = 22 kV & < = 33 kV ; < = 15 MVA |  | 0 | 0 | 0 | 0 | 0 | 0 | 0
|  | Ground Outdoor / Indoor Chamber Mounted; > = 22 kV & < = 33 kV ; > 15 MVA and < = 40 MVA |  | 0 | 0 | 0 | 0 | 0 | 0 | 0
|  | Ground Outdoor / Indoor Chamber Mounted; > = 22 kV & < = 33 kV ; > 40 MVA |  | 0 | 0 | 0 | 0 | 0 | 0 | 0
|  | Ground Outdoor / Indoor Chamber Mounted; > 33 kV & < = 66 kV ; < = 15 MVA |  | 0 | 0 | 0 | 0 | 0 | 0 | 0
|  | Ground Outdoor / Indoor Chamber Mounted; > 33 kV & < = 66 kV ; > 15 MVA and < = 40 MVA |  | 6.5 | 1 | 1 | 0 | 1 | 1 | 0.5
|  | Ground Outdoor / Indoor Chamber Mounted; > 33 kV & < = 66 kV ; > 40 MVA |  | 0 | 0 | 0 | 0 | 0 | 0 | 0
|  | Ground Outdoor / Indoor Chamber Mounted; > 66 kV & < = 132 kV ; < = 100 MVA |  | 0 | 0 | 0 | 0 | 0 | 0 | 0
|  | Ground Outdoor / Indoor Chamber Mounted; > 66 kV & < = 132 kV ; > 100 MVA |  | 0 | 0 | 0 | 0 | 0 | 0 | 0
|  | Ground Outdoor / Indoor Chamber Mounted; > 132 kV ; < = 100 MVA |  | 0 | 0 | 0 | 0 | 0 | 0 | 0
|  | Ground Outdoor / Indoor Chamber Mounted; > 132 kV ; > 100 MVA |  | 0 | 0 | 0 | 0 | 0 | 0 | 0
|  | Other |  | 0 | 0 | 0 | 0 | 0 | 0 | 0
| SWITCHGEAR BY: Highest operating voltage; Switch function | ˂ = 11 kV ; FUSE |  | 0 | 0 | 0 | 0 | 0 | 0 | 0
|  | ˂ = 11 kV ; Switch |  | 0 | 0 | 0 | 0 | 0 | 0 | 0
|  | ˂ = 11 kV ; Circuit Breaker |  | 0 | 0 | 0 | 0 | 0 | 0 | 0
|  | > 11 kV & < = 22 kV ; Switch |  | 159 | 189 | 187 | 226 | 181.5 | 141 | 164
|  | > 11 kV & < = 22 kV ; Circuit Breaker |  | 4.5 | 3 | 4 | 4 | 4 | 4 | 4
|  | > 22 kV & < = 33 kV ; Switch |  | 0 | 0 | 0 | 0 | 0 | 0 | 0
|  | > 22 kV & < = 33 kV ; Circuit Breaker |  | 0 | 0 | 0 | 0 | 0 | 0 | 0
|  | > 33 kV & < = 66 kV ; Switch |  | 0 | 0 | 0 | 0 | 0 | 0 | 0
> 33 kV & < = 66 kV ; Circuit Breaker | bar: Volumes (0's) 2019-20 to Volumes (0's) 2025-26
|  | > 66 kV & < = 132 kV ; Switch |  | 0 | 0 | 0 | 0 | 0 | 0 | 0
|  | > 66 kV & < = 132 kV ; Circuit Breaker |  | 0 | 0 | 0 | 0 | 0 | 0 | 0
|  | > 132 kV ; Switch |  | 0 | 0 | 0 | 0 | 0 | 0 | 0
|  | > 132 kV ; Circuit Breaker |  | 0 | 0 | 0 | 0 | 0 | 0 | 0
|  | Other |  | 4 | 4 | 4 | 4 | 4 | 4 | 4
| PUBLIC LIGHTING BY: Asset type ; Lighting obligation | Luminaires ; Major Road
Luminaires ; Minor Road
Brackets ; Major Road
Brackets ; Minor Road
Lamps ; Major Road
Lamps ; Minor Road
Poles / Columns ; Major Road
Poles / Columns ; Minor Road
Other
| SCADA, NETWORK CONTROL AND PROTECTION SYSTEMS BY: Function | Field Devices
Local Network Wiring Assets
Communications Network Assets
Master Station Assets
Communications Site Infrastructure
Communications Linear Assets
AFLC
Other
| OTHER BY: enter DNSP defined asset group here | RECOVERABLE WORK - FAULTS |  | 0 | 0 | 0 | 0 | 0 | 0 | 0
|  | MAJOR ZONE SUBSTATION REPLACEMENT WORKS |  | 10 | 10.5 | 8.5 | 8 | 7 | 7 | 7
|  | PLANT AND STATIONS MISCELLANEOUS |  | 28 | 30 | 28.5 | 28 | 27 | 27 | 27
|  |  | Check | 0 | 0 | 0 | 0 | 0 | 0 | 0
| ASSET FAILURES |  |  | Volumes (0's) 2019-20: Volumes (0's)
| ASSET GROUP | ASSET CATEGORY |  | 2019-20 | 2020-21 | 2021-22 | 2022-23 | 2023-24 | 2024-25 | 2025-26
| POLES BY: HIGHEST OPERATING VOLTAGE ; MATERIAL TYPE | Staking of a wooden pole
˂ = 1 kV; Wood
> 1 kV & < = 11 kV; Wood
˃ 11 kV & < = 22 kV; Wood
> 22 kV & < = 66 kV; Wood
> 66 kV & < = 132 kV; Wood
> 132 kV; Wood
˂ = 1 kV; Concrete
> 1 kV & < = 11 kV; Concrete
˃ 11 kV & < = 22 kV; Concrete
> 22 kV & < = 66 kV; Concrete
> 66 kV & < = 132 kV; Concrete
> 132 kV; Concrete
˂ = 1 kV; Steel
> 1 kV & < = 11 kV; Steel
˃ 11 kV & < = 22 kV; Steel
> 22 kV & < = 66 kV; Steel
> 66 kV & < = 132 kV; Steel
> 132 kV; Steel
Other
| POLE TOP STRUCTURES BY: HIGHEST OPERATING VOLTAGE | ˂ = 1 kV
> 1 kV & < = 11 kV
˃ 11 kV & < = 22 kV
> 22 kV & < = 66 kV
> 66 kV & < = 132 kV
> 132 kV
Other
| STAKING WOODEN POLES BY: HIGHEST OPERATING VOLTAGE | ˂ = 1 Kv | for year wooden pole staked
|  | > 1 kV & < = 11 kV | for year wooden pole staked
|  | ˃ 11 kV & < = 22 kV | for year wooden pole staked
|  | > 22 kV & < = 66 kV | for year wooden pole staked
|  | > 66 kV & < = 132 kV | for year wooden pole staked
|  | > 132 kV | for year wooden pole staked
| OVERHEAD CONDUCTORS BY: Highest operating voltage; Number of phases (at HV) | ˂ = 1 kV | per km
|  | > 1 kV & < = 11 kV | per km
|  | ˃ 11 kV & < = 22 kV ; SWER | per km
|  | ˃ 11 kV & < = 22 kV ; Single-Phase | per km
|  | ˃ 11 kV & < = 22 kV ; Multiple-Phase | per km
|  | > 22 kV & < = 66 kV | per km
|  | > 66 kV & < = 132 kV | per km
|  | > 132 kV | per km
|  | Other | per km
| UNDERGROUND CABLES BY: Highest operating voltage | ˂ = 1 kV | per km
|  | > 1 kV & < = 11 kV | per km
|  | > 11 kV & < = 22 kV | per km
|  | > 22 kV & < = 33 kV | per km
|  | > 33 kV & < = 66 kV | per km
|  | > 66 kV & < = 132 kV | per km
|  | > 132 kV | per km
|  | Other | per km
| SERVICE LINES BY: Connection voltage; Customer type; Connection complexity | ˂ = 11 kV ; Residential ; Simple Type | per number of spans
|  | ˂ = 11 kV ; Commercial & Industrial ; Simple Type | per number of spans
|  | ˂ = 11 kV ; Residential ; Complex Type | per number of spans
|  | ˂ = 11 kV ; Commercial & Industrial ; Complex Type | per number of spans
|  | ˂ = 11 kV ; Subdivision ; Complex Type | per number of spans
|  | > 11 kV & < = 22 kV ; Commercial & Industrial | per number of spans
|  | > 11 kV & < = 22 kV ; Subdivision | per number of spans
|  | > 22 kV & < = 33 kV ; Commercial & Industrial | per number of spans
|  | > 22 kV & < = 33 kV ; Subdivision | per number of spans
|  | > 33 kV & < = 66 kV ; Commercial & Industrial | per number of spans
|  | > 33 kV & < = 66 kV ; Subdivision | per number of spans
|  | > 66 kV & < = 132 kV ; Commercial & Industrial | per number of spans
|  | > 66 kV & < = 132 kV ; Subdivision | per number of spans
|  | > 132 kV ; Commercial & Industrial | per number of spans
|  | > 132 kV ; Subdivision | per number of spans
|  | Other | per number of spans
| TRANSFORMERS BY: Mounting type; Highest operating voltage; Ampere rating; Number of phases (at LV) | Pole Mounted ; < = 22kV ; < = 60 kVA ; Single Phase
Pole Mounted ; < = 22kV ; > 60 kVA and < = 600 kVA ; Single Phase
Pole Mounted ; < = 22kV ; > 600 kVA ; Single Phase
Pole Mounted ; < = 22kV ; < = 60 kVA ; Multiple Phase
Pole Mounted ; < = 22kV ; > 60 kVA and < = 600 kVA ; Multiple Phase
Pole Mounted ; < = 22kV ; > 600 kVA ; Multiple Phase
Kiosk Mounted ; < = 22kV ; < = 60 kVA ; Single Phase
Kiosk Mounted ; < = 22kV ; > 60 kVA and < = 600 kVA ; Single Phase
Kiosk Mounted ; < = 22kV ; > 600 kVA ; Single Phase
Kiosk Mounted ; < = 22kV ; < = 60 kVA ; Multiple Phase
Kiosk Mounted ; < = 22kV ; > 60 kVA and < = 600 kVA ; Multiple Phase
Kiosk Mounted ; < = 22kV ; > 600 kVA ; Multiple Phase
Ground Outdoor / Indoor Chamber Mounted; ˂ 22 kV ; < = 60 kVA ; Single Phase
Ground Outdoor / Indoor Chamber Mounted; ˂ 22 kV ; > 60 kVA and < = 600 kVA ; Single Phase
Ground Outdoor / Indoor Chamber Mounted; ˂ 22 kV ; > 600 kVA ; Single Phase
Ground Outdoor / Indoor Chamber Mounted; ˂ 22 kV ; < = 60 kVA ; Multiple Phase
Ground Outdoor / Indoor Chamber Mounted; ˂ 22 kV ; > 60 kVA and < = 600 kVA ; Multiple Phase
Ground Outdoor / Indoor Chamber Mounted; ˂ 22 kV ; > 600 kVA ; Multiple Phase
Ground Outdoor / Indoor Chamber Mounted; > = 22 kV & < = 33 kV ; < = 15 MVA
Ground Outdoor / Indoor Chamber Mounted; > = 22 kV & < = 33 kV ; > 15 MVA and < = 40 MVA
Ground Outdoor / Indoor Chamber Mounted; > = 22 kV & < = 33 kV ; > 40 MVA
Ground Outdoor / Indoor Chamber Mounted; > 33 kV & < = 66 kV ; < = 15 MVA
Ground Outdoor / Indoor Chamber Mounted; > 33 kV & < = 66 kV ; > 15 MVA and < = 40 MVA
Ground Outdoor / Indoor Chamber Mounted; > 33 kV & < = 66 kV ; > 40 MVA
Ground Outdoor / Indoor Chamber Mounted; > 66 kV & < = 132 kV ; < = 100 MVA
Ground Outdoor / Indoor Chamber Mounted; > 66 kV & < = 132 kV ; > 100 MVA
Ground Outdoor / Indoor Chamber Mounted; > 132 kV ; < = 100 MVA
Ground Outdoor / Indoor Chamber Mounted; > 132 kV ; > 100 MVA
Other
| SWITCHGEAR BY: Highest operating voltage; Switch function | ˂ = 11 kV ; FUSE
˂ = 11 kV ; Switch
˂ = 11 kV ; Circuit Breaker
> 11 kV & < = 22 kV ; Switch
> 11 kV & < = 22 kV ; Circuit Breaker
> 22 kV & < = 33 kV ; Switch
> 22 kV & < = 33 kV ; Circuit Breaker
> 33 kV & < = 66 kV ; Switch
> 33 kV & < = 66 kV ; Circuit Breaker
> 66 kV & < = 132 kV ; Switch
> 66 kV & < = 132 kV ; Circuit Breaker
> 132 kV ; Switch
> 132 kV ; Circuit Breaker
Other
| PUBLIC LIGHTING BY: Asset type ; Lighting obligation | Luminaires ; Major Road
Luminaires ; Minor Road
Brackets ; Major Road
Brackets ; Minor Road
Lamps ; Major Road
Lamps ; Minor Road
Poles / Columns ; Major Road
Poles / Columns ; Minor Road
Other
| SCADA, NETWORK CONTROL AND PROTECTION SYSTEMS BY: Function | Field Devices
Local Network Wiring Assets
Communications Network Assets
Master Station Assets
Communications Site Infrastructure
Communications Linear Assets
AFLC
Other
OTHER BY: enter DNSP defined asset group here
End of Sheet