## Title
| PAL Metering Capex & Opex Expenditure Model - iter3v1.xlsx |  |  |  |  | Information Classification: | #NAME?
| Data Version |  |  | #NAME?
| Structural Version |  |  | #NAME?
| Refer to the | Guide | below for further details
Refer to HelpText for an initial model overview
(Under Add-Ins Toolbar - go to Model Menu/Help/Overview)
Model Guide |  | (Refer Below)
PAL Metering Capex & Opex Expenditure Model
#NAME?
Overview
Organisation name |  |  | Powercor
Workbook name |  |  | PAL Metering Capex & Opex - public version.xlsx
PAL ID |  |  |  |  | ID as provided by the Project Office, for models in the Quality Register.
Workbook purpose |  |  | Metering (PM) Capex and Opex cost build-up for 2016-20 Price Reset
Information Classification |  |  | Public |  | Note the confidentiality of this document.
File name |  |  | PAL Metering Capex & Opex - public version.xlsx
File Location |  |  | Z:\215 Modelling\215-04 Regulatory proposal\PAL\Metering ACS\
Model Developer |  |  | Regulation |  | Input name of the Developer of the model - as the reference for assistance for model questions and changes.
Model User |  |  | Regulation |  | Input name of the end user of the model - as the reference for assistance concerning the data and outputs.
Data Version |  |  | 1 |  | Input description of the data in this version of the model.
Structural Version |  |  | 1 |  | Input Structural Version of this model (as distinct from the data version).
Risk Assessment |  |  | High

## Menu
PAL Metering Capex & Opex Expenditure Model
Menu |  | OK
Title
Formats
Diagram
Inputs
Material Rates
Check
OPEX
CAPEX
PAL Exit Fee Rates
PAL Reset RIN
Opex
Capex
PAL Cost
PAL Rates
PAL Vols
2014 Cat RIN Opex
2014 Total Opex
2014 IT Opex
2014 Non IT Opex

## Diagram
PAL Metering Capex & Opex Expenditure Model
Diagram | OK
Menu
PAL Vols
PAL Rates
PAL Cost
CAPEX
PAL Metering PTRM.xlsm
PAL Metering Volumes .xls
Capex
Opex
Inputs
Material Rates
Powercor - AMI Charges Model (2015 Charges Application) v1.0.xlsx
OPEX
Check
2014 IT Opex
2014 Non IT Opex
2014 Total Opex
PAL Exit Fee Rates
PAL Reset RIN
2014 Cat RIN Opex

## Formats
PAL Metering Capex & Opex Expenditure Model
Formats |  |  | OK
Menu
| Cell Format | Purpose | Example
| Blue font 10pt, orange shading | Historical input | Input
| Blue font 10pt, yellow shading | Forecast input | Input
| Blue font 10 pt, no shading | Text / numbers input from a linked core model | Input
| Black font 10 pt, no shading | Formula or cell reference | 100
| Green font 10 pt, no shading | Change in formula or cell reference across row | 100
| Red font 9 pt, no shading | Check formula | 100
| Purple font 10 pt, bold, underlined | Link to another sheet | Menu
| Grey shading | Zero value
| Tab Colour | Purpose | Example
| Light Yellow | Input sheet | Inputs
| Mustard | Import sheet from a linked core model | Imports
| Pale-Blue | Report / summary information | Summary
| Blue | Output / Export Sheet | Outputs
| Grey | Calculation or cell reference sheet
| Clear | Title, Menu & Formats Sheet | Formats
| Red | Checks Sheet | Checks

## Inputs
PAL Metering Capex & Opex Expenditure Model
Inputs | [7 empty] | OK
Menu
0
|  | Costs for 2015 are to be expressed in |  | Nominal $
|  | Costs for 2016 - 2020 are to be expressed in |  | Real 2015 $
| Real escalations |  |  | 2015 | 2016 | 2017 | 2018 | 2019 | 2020
|  | Labour cost escalation |  | 2.164% | 1.873% | 1.684% | 1.684% | 1.684% | 1.684%
Materials cost escalation | bar: Real 2015 $ 2015 to Real 2015 $ 2020
|  | Contracts cost escalation |  | 1.224% | 0.9649% | 2.154% | 1.735% | 1.715% | 1.745%
Index
|  | Labour cost escalation |  | 2.164% | 4.078% | 5.831% | 7.614% | 9.427% | 11.27%
Materials cost escalation | bar: Real 2015 $ 2015 to Real 2015 $ 2020
|  | Contracts cost escalation |  | 1.224% | 2.201% | 4.402% | 6.213% | 8.035% | 9.92%
| 2014 to 2015 |  |  | Real 2015 $ 2015: 3.629%
| Applicable Scale Escalation |  |  | Real 2015 $ 2015: 2015-20
|  | Meter data services |  | Real 2015 $ 2015: 50%
|  | Meter maintenance |  | Real 2015 $ 2015: 50%
|  | Customer service |  | Real 2015 $ 2015: 75%
Customer response trials | bar: Real 2015 $ 2015
|  | Backhaul communications |  | Real 2015 $ 2015: 100%
|  | Communication operations |  | Real 2015 $ 2015: 75%
Direct Overheads | bar: Real 2015 $ 2015
Corporate overheads | bar: Real 2015 $ 2015
|  | IT |  | Real 2015 $ 2015: 80%
|  |  |  | 2015 | 2016 | 2017 | 2018 | 2019 | 2020
| Net growth in regulated meter volumes |  |  | 1.632% | 1.632% | -0.4731% | -0.4723% | -0.4715% | -0.4707%
2014
| Corporate Overheads |  |  | 80% 2015: Real 2015 $
|  | 2014 Capitalised corporate overheads |  | 80% 2015: 762007
2014
| Capitalised Overheads |  |  | 80% 2015: Real 2015 $
|  | Direct Overheads |  | 80% 2015: 335175
|  |  |  | 2015 | 2016 | 2017 | 2018 | 2019 | 2020
| Rate of change |  |  | 3.812% | 7.909% | 11.93% | 15.84% | 20.1% | 23.92%
| Index |  |  | 3.812% | 12.02% | 25.39% | 45.26% | 74.46% | 116.2%
Overhead Capitalisation
|  | Remotely read interval meters & transformers |  | 335175 2015: Yes; 335175 2016: 1
|  | IT |  | 335175 2015: No; 335175 2016: 0
|  | Communications |  | 335175 2015: Yes; 335175 2016: 1
|  | Other |  | 335175 2015: No; 335175 2016: 0
2
| CAPEX % allocations |  |  | 2015 | 2016 | 2017 | 2018 | 2019 | 2020
125 New Connection AMI Meters Materials
|  | % Contract |  |  | 100% | 100% | 100% | 100% | 100%
% Materials | bar: 2 2016 to 2 2020
% Labour | bar: 2 2016 to 2 2020
134 Replacement AMI Meters Materials
|  | % Contract |  |  | 100% | 100% | 100% | 100% | 100%
% Materials | bar: 2 2016 to 2 2020
% Labour | bar: 2 2016 to 2 2020
137 Replacement AMI Meters Labour
% Contract | bar: 2 2016 to 2 2020
% Materials | bar: 2 2016 to 2 2020
|  | % Labour |  |  | 100% | 100% | 100% | 100% | 100%
175 Communications Materials
|  | % Contract |  |  | 100% | 100% | 100% | 100% | 100%
% Materials | bar: 2 2016 to 2 2020
% Labour | bar: 2 2016 to 2 2020
176 Communications Labour
% Contract | bar: 2 2016 to 2 2020
% Materials | bar: 2 2016 to 2 2020
|  | % Labour |  |  | 100% | 100% | 100% | 100% | 100%
[5 empty] | 0 | 0 | 0 | 0 | 0 | 0
OPEX % allocations
Meter data services
% Contract | bar: 2015
% Materials | bar: 2015
|  | % Labour |  | 2015: 100%
Meter maintenance
% Contract | bar: 2015
% Materials | bar: 2015
|  | % Labour |  | 2015: 100%
Customer service
% Contract | bar: 2015
% Materials | bar: 2015
|  | % Labour |  | 2015: 100%
Customer response trials
% Contract | bar: 2015
% Materials | bar: 2015
|  | % Labour |  | 2015: 100%
Backhaul communications
|  | % Contract |  | 2015: 100%
% Materials | bar: 2015
% Labour | bar: 2015
Communication operations
% Contract | bar: 2015
|  | % Materials |  | 2015: 10%
|  | % Labour |  | 2015: 90%
Direct Overheads
% Contract | bar: 2015
% Materials | bar: 2015
|  | % Labour |  | 2015: 100%
Corporate overheads
% Contract | bar: 2015
% Materials | bar: 2015
|  | % Labour |  | 2015: 100%
IT
|  | % Contract |  | 2015: 50.23%; 2 2018: Source: IT Capex build up template
|  | % Materials |  | 2015: 32.16%
|  | % Labour |  | 2015: 17.61%
|  |  |  | 2015: 0 | 0
|  | Labour Rates |  | 2015: Activity; 2 2016: Field; 2 2017: Back-office
[5 empty] | 2015 | 2015
[5 empty] | Real 2015 $ | Real 2015 $
|  | FMR Inst AMI 1Ph 1e |  | 411583 | 649.6612 | 26 |  | Source:
|  | FMR Inst AMI 1Ph 2e +c |  | 411584 | 649.6612 | 26 |  | 2015 Contract rates
|  | FMR Inst AMI 3Ph |  | 2015: 411585; 2 2016: 713.7098; 2 2017: 26
|  | FMR Inst AMI 1Ph 1e + C |  | 2015: 100913; 2 2016: 649.6612; 2 2017: 26
|  | FMR Inst AMI 3 Ph + 1 Ph int C Inst |  | 2015: 100915; 2 2016: 713.7098; 2 2017: 26
|  | FMR Inst AMI 3 Ph CT inst |  | 2015: 100916; 2 2016: 915.4051; 2 2017: 26
|  | CoIMR Ins AMI 1Ph 1e |  | 2015: 400538; 2 2016: 316.1678; 2 2017: 130.42
|  | CoIMR InsAMI 1Ph1e+C |  | 2015: 400539; 2 2016: 316.1678; 2 2017: 130.42
|  | CoIMR InsAMI 1Ph2e+C |  | 2015: 400682; 2 2016: 316.1678; 2 2017: 130.42
|  | CoIMR InsAMI 3Ph DC |  | 2015: 400683; 2 2016: 366.5916; 2 2017: 130.42
|  | CoIMR InsAMI 3PhDC+C |  | 2015: 400684; 2 2016: 366.5916; 2 2017: 130.42
|  | CoIMR Ins AMI 3Ph CT |  | 2015: 400685; 2 2016: 1203.343; 2 2017: 130.42
|  | Issue of CT's |  | 2015: 400116; 2 2016: 66.5709; 2 2017: 0
|  | CT's Repl. |  | 2015: 400165; 2 2016: 621.7287; 2 2017: 0
|  | Antenna (meter)- External on meter- Instal |  | 2015: 100337; 2 2016: 204.4159; 2 2017: 0
|  | Antenna (meter)- High Gain - Instal |  | 2015: 100339; 2 2016: 272.5618; 2 2017: 0
|  | AMIRO Comms Install Mesh Concentrator |  | 2015: 100495; 2 2016: 1375.0903; 2 2017: 0
|  | AMIRO Comms Install Mesh Repeater |  | 2015: 100496; 2 2016: 1384.9041; 2 2017: 0
|  | AMIRO Comms Install Battery Replacements |  | 2015: 411427; 2 2016: 719.5519; 2 2017: 0
|  | AMIRO Comms Install Micro AP |  | 2015: 100497; 2 2016: 174.99; 2 2017: 0
|  | Test CT Meter |  | 2015: 100056; 2 2016: 347.16; 2 2017: 0
|  |  |  | 2015 | 2016 | 2017 | 2018 | 2019 | 2020
| IT Capex |  |  | Real 2015 $ | Real 2015 $ | Real 2015 $ | Real 2015 $ | Real 2015 $ | Real 2015 $
|  | Contract |  | 2819098.4104 | 394781.4024 | 373673.8045 | 353738.6671 | 214294.9305 | 690619.2763
|  | Material |  | 1805016.2316 | 99000.2584 | 217626.4143 | 52819.9686 | 31888.5 | 896584.426
|  | Labour |  | 988447.5441 | 170521.2127 | 107731.7662 | 139608.2389 | 84323.2827 | 208571.1073
|  |  |  | 2015 | 2016 | 2017 | 2018 | 2019 | 2020
| Other Capex |  |  | Real 2015 $ | Real 2015 $ | Real 2015 $ | Real 2015 $ | Real 2015 $ | Real 2015 $
|  | Contract |  |  | 0 | 0 | 0 | 0 | 0
|  | Material |  |  | 0 | 0 | 0 | 0 | 0
|  | Labour |  |  | 0 | 0 | 0 | 0 | 0
|  |  |  | 2015 | 2016 | 2017 | 2018 | 2019 | 2020
| Opex - Manual Meter read fee adjustment |  |  | Real 2015 $ | Real 2015 $ | Real 2015 $ | Real 2015 $ | Real 2015 $ | Real 2015 $
|  | Based on 2015 Charges Application O&M ajustment |  | -377633.9253 | -503511.9004 | -503511.9004 | -503511.9004 | -503511.9004 | -503511.9004
|  | No of Manual Reads |  | -12154 | -16206 | -16206 | -16206 | -16206 | -16206
|  |  |  | 2015 | 2016 | 2017 | 2018 | 2019 | 2020
| OPEX Step Changes |  |  | Real 2015 $ | Real 2015 $ | Real 2015 $ | Real 2015 $ | Real 2015 $ | Real 2015 $
|  | Meter data services |  | 0 | 0 | 0 | 0 | 0 | 0
|  | Meter maintenance |  |  | 373075.7341 | 399927.7676 | 406664.0445 | 413513.7856 | 420478.9018
|  | Customer service |  | 0 | 0 | 0 | 0 | 0 | 0
|  | Customer response trials |  | 0 | 0 | 0 | 0 | 0 | 0
|  | Backhaul communications |  | 0 | 0 | 0 | 0 | 0 | 0
|  | Communication operations |  | 0 | 0 | 0 | 0 | 0 | 0
|  | Direct Overheads |  | 0 | 0 | 0 | 0 | 0 | 0
|  | Corporate overheads |  | 0 | 0 | 0 | 0 | 0 | 0
|  | IT |  | 0 | 0 | 0 | 0 | 0 | 0
| Silver Springs Networks |  |  |  | 2016 | 2017 | 2018 | 2019 | 2020
|  | Mesh Delivery Costs (Powercor allocation) |  |  | 96.05% | 94.26% | 92.85% | 92.87% | 92.83%
|  |  |  | 2014 | 2016 | 2017 | 2018 | 2019 | 2020
|  |  |  | Nominal $ | Real 2015 $ | Real 2015 $ | Real 2015 $ | Real 2015 $ | Real 2015 $
|  |  |  | 28600 | 29092.41 | 29167.0042 | 29227.2614 | 29736.7575 | 30242.771
| Residual Volumes (non AMI) |  |  | 2014: 2014
|  | 1P NMIs |  | 2014: 69.13%
|  | 3P NMIs |  | 2014: 30.87%
2015
| 2015 Charges Application - Forecast Expenditure |  |  | 2014: Real 2015 $
|  | Capex - Meters |  | 2014: 7603051.7846
|  | Capex - IT |  | 2014: 5612562.1861
|  | Capex - Communications |  | 2014: 1149321.0741
|  | Capex - Other |  | 2014: 140640.369
|  | Opex |  | 2014: 23266639.3584
|  |  |  | 2014 | 2014 | 2014 | 2014 | 2014
| 2014 Category RIN Analysis - % Opex to categories |  |  | Opex Exp $2015 | Opex Exp % | Opex Vols | Capx Exp % | Avg rate
|  | Meter purchase | Meter Type 4 | 2014: 2138263.3183; 2018: 59.46%; 2019: 247.6849
|  | Meter purchase | Meter Type 5 | 2014: 0
|  | Meter purchase | Meter Type 6 | 2014: 0
|  | Meter testing | Meter Type 4 | 2014: 1504425.5385; 2017: 2261.8325
|  | Meter testing | Meter Type 5 | 2014: 1103.1514; 2017: 1.3961
|  | Meter testing | Meter Type 6 | 2014: 3770.111; 2017: 4.7714
|  | Meter investigation | Meter Type 4 | 2014: 207402.3538; 2017: 963.0807
|  | Meter investigation | Meter Type 5 | 2014: 283.504; 2017: 1.3165
|  | Meter investigation | Meter Type 6 | 2014: 7388.2172; 2017: 34.3075
|  | Scheduled meter reading | Meter Type 4 | 2014: 0; 2016: 80.01%; 2017: 0
|  | Scheduled meter reading | Meter Type 5 | 2014: 296326.9049; 2016: 3.491%; 2017: 39388
|  | Scheduled meter reading | Meter Type 6 | 2014: 1400082.1824; 2016: 16.5%; 2017: 186100
|  | Special meter reading | Meter Type 4
|  | Special meter reading | Meter Type 5
|  | Special meter reading | Meter Type 6
|  | New meter installation | Meter Type 4
|  | New meter installation | Meter Type 5
|  | New meter installation | Meter Type 6
|  | Meter replacement | Meter Type 4 | 2018: 40.54%; 2019: 538.074
|  | Meter replacement | Meter Type 5
|  | Meter replacement | Meter Type 6
|  | Meter maintenance | Meter Type 4
|  | Meter maintenance | Meter Type 5
|  | Meter maintenance | Meter Type 6
|  | Remote meter reading | Meter Type 4
|  | Remote meter re-configuration | Meter Type 4 | 2014: 6791095.2085; 2017: 781952
|  | Other metering | Meter Type 4 | 2014: 634521.6062; 2016: 96.44%
|  | Other metering | Meter Type 5 | 2014: 3040.0544; 2016: 0.1315%
|  | Other metering | Meter Type 6 | 2014: 45069.7625; 2016: 3.427%
|  | Other metering | Meter Type 7 | 2014: 1379.044
|  | IT infrastructure capex | Meter Type 4
|  | IT infrastructure opex | Meter Type 4
|  | Communications infrastructure capex | Meter Type 4
|  | Communications infrastructure opex | Meter Type 4
100%
Contract
|  | 125 | 0 |  | 100% | 100% | 100% | 100% | 100%
|  | 134 | 5 |  | 100% | 100% | 100% | 100% | 100%
|  | 137 | 10 | bar: 2016 to 2020
|  | 175 | 15 |  | 100% | 100% | 100% | 100% | 100%
|  | 176 | 20 | bar: 2016 to 2020
Materials
|  | 125 | 0 | bar: 2016 to 2020
|  | 134 | 5 | bar: 2016 to 2020
|  | 137 | 10 | bar: 2016 to 2020
|  | 175 | 15 | bar: 2016 to 2020
|  | 176 | 20 | bar: 2016 to 2020
Labour
|  | 125 | 0 | bar: 2016 to 2020
|  | 134 | 5 | bar: 2016 to 2020
|  | 137 | 10 |  | 100% | 100% | 100% | 100% | 100%
|  | 175 | 15 | bar: 2016 to 2020
|  | 176 | 20 |  | 100% | 100% | 100% | 100% | 100% | 0
Contract
|  | Meter data services | 0 | bar: 2014 to 2020
|  | Meter maintenance | 5 | bar: 2014 to 2020
|  | Customer service | 10 | bar: 2014 to 2020
|  | Customer response trials | 15 | bar: 2014 to 2020
|  | Backhaul communications | 20 | 100% | 100% | 100% | 100% | 100% | 100%
|  | Communication operations | 25 | bar: 2014 to 2020
|  | Direct Overheads | 30 | bar: 2014 to 2020
|  | Executive & corporate office services | 35 | bar: 2014 to 2020
|  | IT | 40 | 50.23% | 50.23% | 50.23% | 50.23% | 50.23% | 50.23%
Materials
|  | Meter data services | 0 | bar: 2014 to 2020
|  | Meter maintenance | 5 | bar: 2014 to 2020
|  | Customer service | 10 | bar: 2014 to 2020
|  | Customer response trials | 15 | bar: 2014 to 2020
|  | Backhaul communications | 20 | bar: 2014 to 2020
|  | Communication operations | 25 | 10% | 10% | 10% | 10% | 10% | 10%
|  | Direct Overheads | 30 | bar: 2014 to 2020
|  | Executive & corporate office services | 35 | bar: 2014 to 2020
|  | IT | 40 | 32.16% | 32.16% | 32.16% | 32.16% | 32.16% | 32.16%
Labour
|  | Meter data services | 0 | 100% | 100% | 100% | 100% | 100% | 100%
|  | Meter maintenance | 5 | 100% | 100% | 100% | 100% | 100% | 100%
|  | Customer service | 10 | 100% | 100% | 100% | 100% | 100% | 100%
|  | Customer response trials | 15 | 100% | 100% | 100% | 100% | 100% | 100%
|  | Backhaul communications | 20 | bar: 2014 to 2020
|  | Communication operations | 25 | 90% | 90% | 90% | 90% | 90% | 90%
|  | Direct Overheads | 30 | 100% | 100% | 100% | 100% | 100% | 100%
|  | Executive & corporate office services | 35 | 100% | 100% | 100% | 100% | 100% | 100%
|  | IT | 40 | 17.61% | 17.61% | 17.61% | 17.61% | 17.61% | 17.61% | 0
|  | Labour index |  | 102.2% | 104.1% | 105.8% | 107.6% | 109.4% | 111.3%

## Material Rates
PAL Metering Capex & Opex Expenditure Model
Material Rates | [8 empty] | OK
Menu
|  | lookup ref 1 |  | 2 | 3 | 4 | 5 | 6
|  | lookup ref 2 |  | 4 | 5 | 6 | 7 | 8
|  | lookup ref 3 |  | 15 | 16 | 17 | 18 | 19
|  |  |  | 2016 | 2017 | 2018 | 2019 | 2020 | Source
|  |  |  | real $2015 | real $2015 | real $2015 | real $2015 | real $2015 |  |  | 0
Meter Supply Rates
L+G Meter Prices
|  |  | AMI 1Ph 1e | [5 empty] | Request for quotation rates provided
|  |  | AMI 1Ph 1e + C | [5 empty] | by Landis+Gyr on 6th of August 2014
|  |  | AMI 1Ph 2e + C | [5 empty] | Includes Silver Springs NIC cards at
|  |  | AMI 3Ph DC | [5 empty] | 2009-15 rates.
AMI 3Ph DC + C
AMI 3Ph CT
L+G Shipping, insurances, duties & taxes
|  |  | Shipping | [5 empty] | Delivered Duty Paid
Insurances
Duties & Taxes
Secure Meter Prices
|  |  | AMI 1Ph 1e | [5 empty] | Proposal for supply of Smart Meter
|  |  | AMI 1Ph 1e + C | [5 empty] | rates provided by
|  |  | AMI 1Ph 2e + C | [5 empty] | Secure Australasia Pty Ltd
|  |  | AMI 3Ph DC | [5 empty] | on 12th of August 2014
|  |  | AMI 3Ph DC + C | [5 empty] | Includes Silver Springs NIC cards at
|  |  | AMI 3Ph CT | [5 empty] | 2009-15 rates.
Secure Shipping, insurances, duties & taxes
|  |  | Shipping | [5 empty] | Delivered Duty Paid
Insurances
Duties & Taxes
Incremental NIC price for communication modules (L+G)
|  |  | AMI 1Ph 1e | [5 empty] | Additional Silver Springs charge for
|  |  | AMI 1Ph 1e + C | [5 empty] | plastics enclosure and power supply
|  |  | AMI 1Ph 2e + C | [5 empty] | adaptor boards required to integrate with a
|  |  | AMI 3Ph DC | [5 empty] | L&G U-Series meter
AMI 3Ph DC + C
AMI 3Ph CT
Incremental NIC price (L+G and Secure)
|  |  | AMI 1Ph 1e | [5 empty] | Meter vendor RFQ responses initially used
|  |  | AMI 1Ph 1e + C | [5 empty] | 2009-15 Silver Springs Ntwks contract
|  |  | AMI 1Ph 2e + C | [5 empty] | rates, as rates were not finalised.
|  |  | AMI 3Ph DC | [5 empty] | Final rates sent by Silver Springs Ntwks,
|  |  | AMI 3Ph DC + C | [5 empty] | and the incremental cost added to the
|  |  | AMI 3Ph CT | [5 empty] | price of meters. Email: 21 August 2014.
Meter vendor mix
L+G
|  |  | AMI 1Ph 1e | 80% | 80% | 80% | 80% | 80% | 2009-15 meter vendor mix
|  |  | AMI 1Ph 1e + C | 80% | 80% | 80% | 80% | 80% | assumptions retained
|  |  | AMI 1Ph 2e + C | 80% | 80% | 80% | 80% | 80%
|  |  | AMI 3Ph DC | 80% | 80% | 80% | 80% | 80%
|  |  | AMI 3Ph DC + C | 80% | 80% | 80% | 80% | 80%
|  |  | AMI 3Ph CT | 80% | 80% | 80% | 80% | 80%
Secure
|  |  | AMI 1Ph 1e | 20% | 20% | 20% | 20% | 20% | 2009-15 meter vendor mix
|  |  | AMI 1Ph 1e + C | 20% | 20% | 20% | 20% | 20% | assumptions retained
|  |  | AMI 1Ph 2e + C | 20% | 20% | 20% | 20% | 20%
|  |  | AMI 3Ph DC | 20% | 20% | 20% | 20% | 20%
|  |  | AMI 3Ph DC + C | 20% | 20% | 20% | 20% | 20%
|  |  | AMI 3Ph CT | 20% | 20% | 20% | 20% | 20%
Blended rates
Based on above vendor mix
|  |  | AMI 1Ph 1e | [5 empty] | Rates based on the vendor mix, additional
|  |  | AMI 1Ph 1e + C | [5 empty] | Silver Springs NIC cost, extra NIC
|  |  | AMI 1Ph 2e + C | [5 empty] | charges for L&G meters and any
|  |  | AMI 3Ph DC | [5 empty] | applicable shipping, duties or taxes
AMI 3Ph DC + C
AMI 3Ph CT
Communication Device Supply Rates
Silver Spring Networks
|  |  | Access Point | [5 empty] | Request for quotation rates provided
|  |  | Relays | [5 empty] | by Silver Springs on 25 of November 2014.
|  |  | Battery Backup | [5 empty] | Excludes shipping, insurances, duties and
|  |  | Mounting Kit | [5 empty] | taxes (applied below)
Cable - AP/Relay
Cable - Battery
Antenna - Cellular
Antenna - 900MHz
|  |  | Micro Access Point 1P | [5 empty] | Rates provided by SSN on 14 July 2014
Micro Access Point 3P
Shipping, insurances, duties & taxes
|  |  | Shipping | [5 empty] | Shipping - direct input from input sheet
Insurances
Duties & Taxes
Based on all componets per device
|  |  | Access Point | [5 empty] | Calculated
Relays
Battery Backup
Micro Access Point
Other
|  |  | LP Antennas | [5 empty] | 2015 Contract Rates
HP Antennas
|  | AUD/USD |  | 2016 | 2017 | 2018 | 2019 | 2020
Bloomberg 15/1/2015 - BID
Bloomberg 15/1/2015 - ASK
Average AUD/USD rates
|  |  | On costs | 4.6% | 4.6% | 4.6% | 4.6% | 4.6% | 2015 Contract Rates
|  |  | 100263 | 204.3741 | 206.9833 | 209.0382 | 210.9008 | 212.8249 | FC 125 - New Connection meter material | AMI 1Ph 1e | 0
|  |  | 100264 | 228.187 | 231.1002 | 233.3945 | 235.4742 | 237.6224 | costs by meter type. | AMI 1Ph 1e + C | 0
|  |  | 100221 | 251.1508 | 254.3571 | 256.8823 | 259.1712 | 261.5357 |  | AMI 1Ph 2e + C | 0
|  |  | 100265 | 372.2088 | 376.9606 | 380.703 | 384.0953 | 387.5994 |  | AMI 3Ph DC | 0
|  |  | 100344 | 398.8434 | 403.9352 | 407.9454 | 411.5804 | 415.3353 |  | AMI 3Ph DC + C | 0
|  |  | 100266 | 475.8146 | 481.8891 | 486.6732 | 491.0097 | 495.4893 |  | AMI 3Ph CT | 0
|  |  | 100903 | 204.3741 | 206.9833 | 209.0382 | 210.9008 | 212.8249 | FC 134 - Fault Meter Replacements | AMI 1Ph 1e | 0
|  |  | 100904 | 228.187 | 231.1002 | 233.3945 | 235.4742 | 237.6224 | material costs by meter type | AMI 1Ph 1e + C | 0
|  |  | 100905 | 251.1508 | 254.3571 | 256.8823 | 259.1712 | 261.5357 |  | AMI 1Ph 2e + C | 0
|  |  | 100906 | 372.2088 | 376.9606 | 380.703 | 384.0953 | 387.5994 |  | AMI 3Ph DC | 0
|  |  | 100908 | 398.8434 | 403.9352 | 407.9454 | 411.5804 | 415.3353 |  | AMI 3Ph DC + C | 0
|  |  | 100909 | 475.8146 | 481.8891 | 486.6732 | 491.0097 | 495.4893 |  | AMI 3Ph CT | 0
|  |  | 100271 | 204.3741 | 206.9833 | 209.0382 | 210.9008 | 212.8249 | FC 134 - Customer and company initiated | AMI 1Ph 1e | 0
|  |  | 100917 | 228.187 | 231.1002 | 233.3945 | 235.4742 | 237.6224 | meter replacement meter | AMI 1Ph 1e + C | 0
|  |  | 100272 | 251.1508 | 254.3571 | 256.8823 | 259.1712 | 261.5357 | material costs by meter type | AMI 1Ph 2e + C | 0
|  |  | 100273 | 372.2088 | 376.9606 | 380.703 | 384.0953 | 387.5994 |  | AMI 3Ph DC | 0
|  |  | 100274 | 398.8434 | 403.9352 | 407.9454 | 411.5804 | 415.3353 |  | AMI 3Ph DC + C | 0
|  |  | 100275 | 475.8146 | 481.8891 | 486.6732 | 491.0097 | 495.4893 |  | AMI 3Ph CT | 0
|  |  | 100324 | 204.3741 | 206.9833 | 209.0382 | 210.9008 | 212.8249 | FC 137 - Customer initiated meter repl. | AMI 1Ph 1e | 0
|  |  | 100325 | 228.187 | 231.1002 | 233.3945 | 235.4742 | 237.6224 | meter material costs by | AMI 1Ph 1e + C | 0
|  |  | 100326 | 251.1508 | 254.3571 | 256.8823 | 259.1712 | 261.5357 | meter type | AMI 1Ph 2e + C | 0
|  |  | 100327 | 372.2088 | 376.9606 | 380.703 | 384.0953 | 387.5994 |  | AMI 3Ph DC | 0
|  |  | 100328 | 398.8434 | 403.9352 | 407.9454 | 411.5804 | 415.3353 |  | AMI 3Ph DC + C | 0
|  |  | 100329 | 475.8146 | 481.8891 | 486.6732 | 491.0097 | 495.4893 |  | AMI 3Ph CT | 0
|  |  | 100490 | 8610.42 | 8720.345 | 8806.9188 | 8885.3934 | 8966.456 | FC 175 - Access Points
|  |  | 100491 | 2726.4228 | 2761.2297 | 2788.6426 | 2813.491 | 2839.1588 | FC 175 - Relays
|  |  | 411426 | 800.016 | 810.2294 | 818.2731 | 825.5644 | 833.0962 | FC 175 - Repl. Battery & cable
|  |  | 100334 | 34.0159 | 34.0159 | 34.0159 | 34.0159 | 34.0159 | FC 175 - LP Antenna
|  |  | 100336 | 158.741 | 158.741 | 158.741 | 158.741 | 158.741 | FC 175 - HP Antenna
|  |  | 100492 | 263.6497 | 267.0156 | 269.6665 | 272.0694 | 274.5515 | FC 175 - Micro Access Points

## Check
PAL Metering Capex & Opex Expenditure Model
Check |  |  | OK
Menu
OK
| Inputs | 0
| OPEX | 0
| CAPEX | 0
| PAL Exit Fee Rates | 0
| PAL Reset RIN | 0
| Opex | 0
| Capex | -3.7544e-09
| PAL Cost | 2.9919e-08
| PAL Rates | 0
| PAL Vols | 0
| 2014 Cat RIN Opex | 0
| Material Rates | 0
| 2014 Total Opex | 0
| 2014 IT Opex | 0.277
| 2014 Non IT Opex | -0.012636

## OPEX
PAL Metering Capex & Opex Expenditure Model
OPEX |  |  |  |  | OK | 0
| 2016 | 2017 | 2018 | 2019 | 2020
| $m, Real $2015 | $m, Real $2015 | $m, Real $2015 | $m, Real $2015 | $m, Real $2015
Description | F'cast | F'cast | F'cast | F'cast | F'cast
Operating and Maintenance Expenditure | 15.408 | 14.9915 | 15.1849 | 15.3808 | 15.5802

## CAPEX
PAL Metering Capex & Opex Expenditure Model
CAPEX |  |  |  |  | OK | 0
| 2016 | 2017 | 2018 | 2019 | 2020
| $m, Real $2015 | $m, Real $2015 | $m, Real $2015 | $m, Real $2015 | $m, Real $2015
Description | F'cast | F'cast | F'cast | F'cast | F'cast
Remotely read interval meters & transformers | 10.627 | 3.807 | 4.0352 | 4.1466 | 3.9979
IT | 0.67995 | 0.72176 | 0.57878 | 0.35568 | 1.8878
Communications | 6.1129 | 4.9983 | 1.094 | 1.1376 | 9.6715
Other | 0 | 0 | 0 | 0 | 0

## PAL Exit Fee Rates
PAL Metering Capex & Opex Expenditure Model
PAL Exit Fee Rates | [5 empty] | OK
Menu
| lookup ref 1 |  |  | 3 | 4 | 5 | 6 | 7
[5 empty] | 2017 | 2018 | 2019 | 2020
[5 empty] | Real 2015 $ | Real 2015 $ | Real 2015 $ | Real 2015 $
Materials
|  | Access Points | 101220 | 8610.42 | 8720.345 | 8806.9188 | 8885.3934 | 8966.456
|  | Relays | 101221 | 2726.4228 | 2761.2297 | 2788.6426 | 2813.491 | 2839.1588
|  | Antennas | 101210 | 34.0159 | 34.0159 | 34.0159 | 34.0159 | 34.0159
Installation Rates
|  | Access Points | 101225 | 1375.0903 | 1375.0903 | 1375.0903 | 1375.0903 | 1375.0903
|  | Relays | 101226 | 1384.9041 | 1384.9041 | 1384.9041 | 1384.9041 | 1384.9041
|  | Antennas | 101213 | 204.4159 | 204.4159 | 204.4159 | 204.4159 | 204.4159
| Rate of Change adjustment |  |  | 5.157% | 9.707% | 16.23% | 19.55% | 15.99%
Total (supply & fit)
|  | Access Points |  | 10500.4423 | 11075.3813 | 11834.635 | 12266.345 | 11995.577
|  | Relays |  | 4323.3395 | 4548.5916 | 4850.9485 | 5019.1554 | 4899.6611
|  | Antennas |  | 250.7272 | 261.576 | 277.1313 | 285.0437 | 276.5667
Total escalated OPEX
|  | Meter data services |  |  | 3168499.7359 | 3214260.962 | 3260696.0097 | 3307814.5817
|  | Meter maintenance |  |  | 2984383.0723 | 3028445.4826 | 3073170.974 | 3118569.3721
|  | Customer service |  |  | 1283171.9936 | 1300163.7094 | 1317388.2637 | 1334848.7034
|  | Customer response trials |  |  | 0 | 0 | 0 | 0
|  | Backhaul communications |  |  | 172818.2533 | 174986.1166 | 177148.6311 | 179390.8045
|  | Communication operations |  |  | 3388488.6909 | 3427955.2673 | 3467984.2237 | 3508582.7496
|  | Direct Overheads |  |  | 567198.8566 | 576752.6033 | 586467.2707 | 596345.5695
|  | Corporate overheads |  |  | 887817.7998 | 902771.9667 | 917978.0176 | 933440.1952
|  | IT |  |  | 2539128.2468 | 2559518.112 | 2579994.5115 | 2601194.3848

## PAL Reset RIN
PAL Metering Capex & Opex Expenditure Model
PAL Reset RIN | [7 empty] | OK
Menu
0
| TABLE 4.2.1 - METERING DESCRIPTOR METRIC | [8 empty] | TABLE 4.2.2 - COST METRICS
<<<GROUP-ROW>>>
NB: Codes in hidden column L |  |  | VOLUMES (0's) | [8 empty] | EXPENDITURE ($0's, real December 2015) | [5 empty] | VOLUMES (0's)
| ASSET CATEGORY | ASSET SUBCATEGORY | 2015 | 2016 | 2017 | 2018 | 2019 | 2020 |  | SERVICE SUBCATEGORY | METER TYPE | 2015 | 2016 | 2017 | 2018 | 2019 | 2020 | 2015 | 2016 | 2017 | 2018 | 2019 | 2020
ED_MET421_00001 | Meter Type 4 | Single phase meter population | [6 empty] | ED_MET422_00001 | Meter purchase | Meter Type 4 | EXPENDITURE ($0's, real December 2015) 2015: 4520628.8373; EXPENDITURE ($0's, real December 2015) 2016: 6272868.231; EXPENDITURE ($0's, real December 2015) 2017: 1184305.4579; EXPENDITURE ($0's, real December 2015) 2018: 1264352.9648; EXPENDITURE ($0's, real December 2015) 2019: 1307436.6508; EXPENDITURE ($0's, real December 2015) 2020: 1268075.6827
ED_MET421_00002 |  | Multi phase meter population | [6 empty] | ED_MET422_00002 |  | Meter Type 5
ED_MET421_00003 |  | Current transformer connected meter population | [6 empty] | ED_MET422_00003 |  | Meter Type 6
ED_MET421_00004 |  | Direct connect meter population | [6 empty] | ED_MET422_00004 | Meter testing | Meter Type 4 | 2966478.0051 | 1964508.9709 | 2014338.7686 | 2044391.2623 | 2074900.5451 | 2105873.4717 | 4459.959 | 3331.428 | 3381.9721 | 3376.5563 | 3371.1624 | 3365.7899
ED_MET421_00005 | Meter Type 5 | Single phase meter population | [6 empty] | ED_MET422_00005 |  | Meter Type 5 | 1762.1383 | 1166.9517 | 1183.8006 | 1200.8977 | 1218.2465 | 1235.8508 | 2.2301 | 1.419 | 1.4156 | 1.4123 | 1.409 | 1.4057
ED_MET421_00006 |  | Multi phase meter population | [6 empty] | ED_MET422_00006 |  | Meter Type 6 | 6022.2527 | 3988.1535 | 4045.7361 | 4104.1668 | 4163.4579 | 4223.6219 | 7.6217 | 4.8496 | 4.8381 | 4.8267 | 4.8153 | 4.804
ED_MET421_00007 |  | Current transformer connected meter population | [6 empty] | ED_MET422_00007 | Meter investigation | Meter Type 4 | 331297.7786 | 219397.3652 | 222565.1141 | 225779.5226 | 229041.2624 | 232351.015 | 1538.3938 | 978.8588 | 976.5433 | 974.2373 | 971.9406 | 969.653
ED_MET421_00008 |  | Direct connect meter population | [6 empty] | ED_MET422_00008 |  | Meter Type 5 | 452.8601 | 299.9003 | 304.2304 | 308.6243 | 313.0829 | 317.607 | 2.1029 | 1.338 | 1.3349 | 1.3317 | 1.3286 | 1.3254
ED_MET421_00009 | Meter Type 6 | Single phase meter population | [6 empty] | ED_MET422_00009 |  | Meter Type 6 | 11801.698 | 7815.511 | 7928.3546 | 8042.8603 | 8159.052 | 8276.9541 | 54.8016 | 34.8695 | 34.787 | 34.7049 | 34.6231 | 34.5416
ED_MET421_00010 |  | Multi phase meter population | [6 empty] | ED_MET422_00010 | Scheduled meter reading | Meter Type 4 | 0 | 0 | 0 | 0 | 0 | 0 | 0 | 0 | 0 | 0 | 0 | 0
ED_MET421_00011 |  | Current transformer connected meter population | [6 empty] | ED_MET422_00011 |  | Meter Type 5 | 398757.4816 | 264071.6191 | 270543.2442 | 275825.1611 | 281124.6493 | 286597.204 | 37586.2868 | 37202.4438 | 37107.7458 | 37013.4346 | 36919.5034 | 36825.946
ED_MET421_00012 |  | Direct connect meter population | [6 empty] | ED_MET422_00012 |  | Meter Type 6 | 1884045.0729 | 1247682.7541 | 1278259.8187 | 1303215.763 | 1328254.7284 | 1354111.3961 | 177587.285 | 175773.7074 | 175326.2793 | 174880.6787 | 174436.874 | 173994.8348
[9 empty] | ED_MET422_00013 | Special meter reading | Meter Type 4
[9 empty] | ED_MET422_00014 |  | Meter Type 5
[9 empty] | ED_MET422_00015 |  | Meter Type 6
[9 empty] | ED_MET422_00016 | New meter installation | Meter Type 4
[9 empty] | ED_MET422_00017 |  | Meter Type 5
[9 empty] | ED_MET422_00018 |  | Meter Type 6
[9 empty] | ED_MET422_00019 | Meter replacement | Meter Type 4 | EXPENDITURE ($0's, real December 2015) 2015: 3082422.9472; EXPENDITURE ($0's, real December 2015) 2016: 4354132.2931; EXPENDITURE ($0's, real December 2015) 2017: 2622724.5047; EXPENDITURE ($0's, real December 2015) 2018: 2770861.5083; EXPENDITURE ($0's, real December 2015) 2019: 2839158.0098; EXPENDITURE ($0's, real December 2015) 2020: 2729817.4788; VOLUMES (0's) 2015: 5728.6231
[9 empty] | ED_MET422_00020 |  | Meter Type 5
[9 empty] | ED_MET422_00021 |  | Meter Type 6
[9 empty] | ED_MET422_00022 | Meter maintenance | Meter Type 4
[9 empty] | ED_MET422_00023 |  | Meter Type 5
[9 empty] | ED_MET422_00024 |  | Meter Type 6
[9 empty] | ED_MET422_00025 | Remote meter reading | Meter Type 4 | EXPENDITURE ($0's, real December 2015) 2015: 4345970.1034; EXPENDITURE ($0's, real December 2015) 2016: 2878058.5059; EXPENDITURE ($0's, real December 2015) 2017: 2902868.6667; EXPENDITURE ($0's, real December 2015) 2018: 2935383.7474; EXPENDITURE ($0's, real December 2015) 2019: 2968704.8956; EXPENDITURE ($0's, real December 2015) 2020: 3001954.685; VOLUMES (0's) 2015: 500411.187
[9 empty] | ED_MET422_00026 | Remote meter re-configuration | Meter Type 4
[9 empty] | ED_MET422_00027 | Other metering | Meter Type 4 | EXPENDITURE ($0's, real December 2015) 2015: 9282045.352; EXPENDITURE ($0's, real December 2015) 2016: 6053768.8345; EXPENDITURE ($0's, real December 2015) 2017: 5492824.2295; EXPENDITURE ($0's, real December 2015) 2018: 5566100.6856; EXPENDITURE ($0's, real December 2015) 2019: 5640488.1679; EXPENDITURE ($0's, real December 2015) 2020: 5716002.7531
[9 empty] | ED_MET422_00028 |  | Meter Type 5 | EXPENDITURE ($0's, real December 2015) 2015: 6589.7554; EXPENDITURE ($0's, real December 2015) 2016: 4363.9742; EXPENDITURE ($0's, real December 2015) 2017: 4429.7446; EXPENDITURE ($0's, real December 2015) 2018: 4496.5247; EXPENDITURE ($0's, real December 2015) 2019: 4564.3297; EXPENDITURE ($0's, real December 2015) 2020: 4633.1753
[9 empty] | ED_MET422_00029 |  | Meter Type 6 | EXPENDITURE ($0's, real December 2015) 2015: 117173.073; EXPENDITURE ($0's, real December 2015) 2016: 77596.2446; EXPENDITURE ($0's, real December 2015) 2017: 78788.578; EXPENDITURE ($0's, real December 2015) 2018: 79999.5394; EXPENDITURE ($0's, real December 2015) 2019: 81229.4178; EXPENDITURE ($0's, real December 2015) 2020: 82478.5067
[9 empty] | ED_MET422_00030 |  | Meter Type 7 | EXPENDITURE ($0's, real December 2015) 2015: 2202.8401; EXPENDITURE ($0's, real December 2015) 2016: 1458.8003; EXPENDITURE ($0's, real December 2015) 2017: 1479.8631; EXPENDITURE ($0's, real December 2015) 2018: 1501.2361; EXPENDITURE ($0's, real December 2015) 2019: 1522.9238; EXPENDITURE ($0's, real December 2015) 2020: 1544.9308
[9 empty] | ED_MET422_00031 | IT infrastructure capex | Meter Type 4 | EXPENDITURE ($0's, real December 2015) 2015: 5612562.1861; EXPENDITURE ($0's, real December 2015) 2016: 679945.5978; EXPENDITURE ($0's, real December 2015) 2017: 721764.0771; EXPENDITURE ($0's, real December 2015) 2018: 578776.0326; EXPENDITURE ($0's, real December 2015) 2019: 355675.087; EXPENDITURE ($0's, real December 2015) 2020: 1887791.5759
[9 empty] | ED_MET422_00032 | IT infrastructure opex | Meter Type 4 | EXPENDITURE ($0's, real December 2015) 2015: 3796007.9099; EXPENDITURE ($0's, real December 2015) 2016: 2513853.6607; EXPENDITURE ($0's, real December 2015) 2017: 2539128.2468; EXPENDITURE ($0's, real December 2015) 2018: 2559518.112; EXPENDITURE ($0's, real December 2015) 2019: 2579994.5115; EXPENDITURE ($0's, real December 2015) 2020: 2601194.3848
[9 empty] | ED_MET422_00033 | Communications infrastructure capex | Meter Type 4 | EXPENDITURE ($0's, real December 2015) 2015: 1149321.0741; EXPENDITURE ($0's, real December 2015) 2016: 6112872.3516; EXPENDITURE ($0's, real December 2015) 2017: 4998342.2833; EXPENDITURE ($0's, real December 2015) 2018: 1094026.8206; EXPENDITURE ($0's, real December 2015) 2019: 1137594.0668; EXPENDITURE ($0's, real December 2015) 2020: 9671469.0396
[9 empty] | ED_MET422_00034 | Communications infrastructure opex | Meter Type 4 | EXPENDITURE ($0's, real December 2015) 2015: 256673.4062; EXPENDITURE ($0's, real December 2015) 2016: 169978.4081; EXPENDITURE ($0's, real December 2015) 2017: 172818.2533; EXPENDITURE ($0's, real December 2015) 2018: 174986.1166; EXPENDITURE ($0's, real December 2015) 2019: 177148.6311; EXPENDITURE ($0's, real December 2015) 2020: 179390.8045
[12 empty] | 0 | 0 | 0 | 0 | 0 | 0 | 0 | 0 | 0 | 0 | 0 | 0 | 0
Alternative control services
Forecast ($0's, real December 2015)
|  |  | 2015 | 2016 | 2017 | 2018 | 2019 | 2020
TABLE 3.2.1 - OPEX CATEGORIES
Table 3.2.1.1 Current opex categories and cost allocations
Network Operating costs
Meter data services
Billing & Revenue Collection
Advertising/ Marketing
Customer Service
Energy Planning
Regulatory
Regulatory Reset
IT
Licence Fee
GSL payments
Non-network alternatives costs
Debt raising costs
Other
| AMI |  | 17346056.1532 | 12487262.9315 | 12007123.5769 | 12156408.7373 | 12307656.9281 | 12461616.9887
Public Lighting
Alternative control -other
MAINTENANCE
Routine
Condition based
Emergency
SCADA/Network Control
Other - Standard Control Services (a)
| AMI |  | 2480584.4351 | 2920746.7228 | 2984383.0723 | 3028445.4826 | 3073170.974 | 3118569.3721
Public Lighting
Alternative control -other
Negotiated services
Unregulated services
| Total opex |  | 19826640.5882 | 15408009.6543 | 14991506.6493 | 15184854.2199 | 15380827.9021 | 15580186.3608
TABLE 3.2.2 - OPEX CONSISTENCY
Table 3.2.2.1 Opex consistency - current cost allocation approach
Opex for network services
| Opex for metering |  | 19826640.5882 | 15408009.6543 | 14991506.6493 | 15184854.2199 | 15380827.9021 | 15580186.3608
Opex for connection services
Opex for public lighting
Opex for amounts payable for easement levy or similar direct charges on DNSP
Opex for transmission connection point planning
| Total opex |  | 19826640.5882 | 15408009.6543 | 14991506.6493 | 15184854.2199 | 15380827.9021 | 15580186.3608

## Opex
PAL Metering Capex & Opex Expenditure Model
Opex | [7 empty] | OK
Menu
|  |  |  | 2014 | 2015 | 2016 | 2017 | 2018 | 2019 | 2020
|  |  |  | Real 2015 $ | Real 2015 $ | Real 2015 $ | Real 2015 $ | Real 2015 $ | Real 2015 $ | Real 2015 $ | 0
2014 Operating and Maintenance Expenditure Base
|  |  | Meter data services | 3456150.3045 | 3456150.3045 | 3456150.3045 | 3456150.3045 | 3456150.3045 | 3456150.3045 | 3456150.3045
|  |  | Meter maintenance | 2408383.343 | 2408383.343 | 2408383.343 | 2408383.343 | 2408383.343 | 2408383.343 | 2408383.343
|  |  | Customer service | 1187543.019 | 1187543.019 | 1187543.019 | 1187543.019 | 1187543.019 | 1187543.019 | 1187543.019
|  |  | Customer response trials | 0 | 0 | 0 | 0 | 0 | 0 | 0
|  |  | Backhaul communications | 161020.6954 | 161020.6954 | 161020.6954 | 161020.6954 | 161020.6954 | 161020.6954 | 161020.6954
|  |  | Communication operations | 3153335.2106 | 3153335.2106 | 3153335.2106 | 3153335.2106 | 3153335.2106 | 3153335.2106 | 3153335.2106
|  |  | Direct Overheads | 1144262.2908 | 1144262.2908 | 1144262.2908 | 1144262.2908 | 1144262.2908 | 1144262.2908 | 1144262.2908
|  |  | Corporate overheads | 76891.1978 | 76891.1978 | 76891.1978 | 76891.1978 | 76891.1978 | 76891.1978 | 76891.1978
|  |  | IT | 7331641.4991 | 7331641.4991 | 7331641.4991 | 7331641.4991 | 7331641.4991 | 7331641.4991 | 7331641.4991
|  |  |  | 18919227.5602 | 18919227.5602 | 18919227.5602 | 18919227.5602 | 18919227.5602 | 18919227.5602 | 18919227.5602
Remove no recurrent expenditure
|  |  | Meter data services |  | -377633.9253 | -503511.9004 | -503511.9004 | -503511.9004 | -503511.9004 | -503511.9004
|  |  | Meter maintenance |  | 0 | 0 | 0 | 0 | 0 | 0
|  |  | Customer service |  | 0 | 0 | 0 | 0 | 0 | 0
|  |  | Customer response trials |  | 0 | 0 | 0 | 0 | 0 | 0
|  |  | Backhaul communications |  | 0 | 0 | 0 | 0 | 0 | 0
|  |  | Communication operations |  | 0 | 0 | 0 | 0 | 0 | 0
|  |  | Direct Overheads |  | 0 | 0 | -608316.6287 | -608316.6287 | -608316.6287 | -608316.6287
|  |  | Corporate overheads |  | 0 | 0 | 0 | 0 | 0 | 0
|  |  | IT |  | 0 | 0 | 0 | 0 | 0 | 0
|  |  |  | 0 | -377633.9253 | -503511.9004 | -1111828.529 | -1111828.529 | -1111828.529 | -1111828.529
Transfers to standard control
|  |  | Meter data services |  |  | 0 | 0 | 0 | 0 | 0
|  |  | Meter maintenance |  |  | 0 | 0 | 0 | 0 | 0
|  |  | Customer service |  |  | 0 | 0 | 0 | 0 | 0
|  |  | Customer response trials |  |  | 0 | 0 | 0 | 0 | 0
|  |  | Backhaul communications |  |  | 0 | 0 | 0 | 0 | 0
|  |  | Communication operations |  |  | 0 | 0 | 0 | 0 | 0
|  |  | Direct Overheads |  |  | 0 | 0 | 0 | 0 | 0
|  |  | Corporate overheads |  |  | 0 | 0 | 0 | 0 | 0
|  |  | IT |  |  | -4926021.6593 | -4926021.6593 | -4926021.6593 | -4926021.6593 | -4926021.6593
|  |  |  | 0 | 0 | -4926021.6593 | -4926021.6593 | -4926021.6593 | -4926021.6593 | -4926021.6593
2014 Operating and Maintenance Expenditure Base
|  |  | Meter data services | 3456150.3045 | 3078516.3792 | 2952638.4041 | 2952638.4041 | 2952638.4041 | 2952638.4041 | 2952638.4041
|  |  | Meter maintenance | 2408383.343 | 2408383.343 | 2408383.343 | 2408383.343 | 2408383.343 | 2408383.343 | 2408383.343
|  |  | Customer service | 1187543.019 | 1187543.019 | 1187543.019 | 1187543.019 | 1187543.019 | 1187543.019 | 1187543.019
|  |  | Customer response trials | 0 | 0 | 0 | 0 | 0 | 0 | 0
|  |  | Backhaul communications | 161020.6954 | 161020.6954 | 161020.6954 | 161020.6954 | 161020.6954 | 161020.6954 | 161020.6954
|  |  | Communication operations | 3153335.2106 | 3153335.2106 | 3153335.2106 | 3153335.2106 | 3153335.2106 | 3153335.2106 | 3153335.2106
|  |  | Direct Overheads | 1144262.2908 | 1144262.2908 | 1144262.2908 | 535945.6622 | 535945.6622 | 535945.6622 | 535945.6622
|  |  | Corporate overheads | 76891.1978 | 76891.1978 | 76891.1978 | 76891.1978 | 76891.1978 | 76891.1978 | 76891.1978
|  |  | IT | 7331641.4991 | 7331641.4991 | 2405619.8398 | 2405619.8398 | 2405619.8398 | 2405619.8398 | 2405619.8398
|  |  |  | 18919227.5602 | 18541593.6349 | 13489694.0006 | 12881377.3719 | 12881377.3719 | 12881377.3719 | 12881377.3719
Corporate Overheads
Meter data services
Meter maintenance
Customer service
Customer response trials
Backhaul communications
Communication operations
Direct Overheads
|  |  | Corporate overheads | 762007 | 762007 | 762007 | 762007 | 762007 | 762007 | 762007
IT
|  |  |  | 762007 | 762007 | 762007 | 762007 | 762007 | 762007 | 762007
2014 O&M Expenditure Base incl Corp Overheads
|  |  | Meter data services | 3456150.3045 | 3078516.3792 | 2952638.4041 | 2952638.4041 | 2952638.4041 | 2952638.4041 | 2952638.4041
|  |  | Meter maintenance | 2408383.343 | 2408383.343 | 2408383.343 | 2408383.343 | 2408383.343 | 2408383.343 | 2408383.343
|  |  | Customer service | 1187543.019 | 1187543.019 | 1187543.019 | 1187543.019 | 1187543.019 | 1187543.019 | 1187543.019
|  |  | Customer response trials | 0 | 0 | 0 | 0 | 0 | 0 | 0
|  |  | Backhaul communications | 161020.6954 | 161020.6954 | 161020.6954 | 161020.6954 | 161020.6954 | 161020.6954 | 161020.6954
|  |  | Communication operations | 3153335.2106 | 3153335.2106 | 3153335.2106 | 3153335.2106 | 3153335.2106 | 3153335.2106 | 3153335.2106
|  |  | Direct Overheads | 1144262.2908 | 1144262.2908 | 1144262.2908 | 535945.6622 | 535945.6622 | 535945.6622 | 535945.6622
|  |  | Corporate overheads | 838898.1978 | 838898.1978 | 838898.1978 | 838898.1978 | 838898.1978 | 838898.1978 | 838898.1978
|  |  | IT | 7331641.4991 | 7331641.4991 | 2405619.8398 | 2405619.8398 | 2405619.8398 | 2405619.8398 | 2405619.8398
|  |  |  | 19681234.5602 | 19303600.6349 | 14251701.0006 | 13643384.3719 | 13643384.3719 | 13643384.3719 | 13643384.3719
Scale Adjustment
|  |  | Meter data services |  | 0.8158% | 1.638% | 1.398% | 1.158% | 0.92% | 0.6824%
|  |  | Meter maintenance |  | 0.8158% | 1.638% | 1.398% | 1.158% | 0.92% | 0.6824%
|  |  | Customer service |  | 1.224% | 2.462% | 2.099% | 1.737% | 1.377% | 1.02%
Customer response trials | bar: 2015 to 2020
|  |  | Backhaul communications |  | 1.632% | 3.29% | 2.801% | 2.316% | 1.833% | 1.354%
|  |  | Communication operations |  | 1.224% | 2.462% | 2.099% | 1.737% | 1.377% | 1.02%
Direct Overheads | bar: 2015 to 2020
Corporate overheads | bar: 2015 to 2020
|  |  | IT |  | 1.305% | 2.628% | 2.239% | 1.853% | 1.469% | 1.087%
Scale Escalation
|  |  | Meter data services |  | 25115.0927 | 48372.8305 | 41273.9943 | 34204.1517 | 27162.8043 | 20149.4676
|  |  | Meter maintenance |  | 19648.0264 | 39456.3449 | 33666.0257 | 27899.3558 | 22155.9285 | 16435.3488
|  |  | Customer service |  | 14532.2857 | 29242.4069 | 24924.982 | 20630.2883 | 16357.9667 | 12107.6682
|  |  | Customer response trials |  | 0 | 0 | 0 | 0 | 0 | 0
|  |  | Backhaul communications |  | 2627.2718 | 5297.4112 | 4510.5664 | 3728.7934 | 2952.0143 | 2180.1536
|  |  | Communication operations |  | 38588.2174 | 77648.6493 | 66184.4011 | 54780.5119 | 43436.0284 | 32150.024
|  |  | Direct Overheads |  | 0 | 0 | 0 | 0 | 0 | 0
|  |  | Corporate overheads |  | 0 | 0 | 0 | 0 | 0 | 0
|  |  | IT |  | 95700.5693 | 63211.417 | 53867.4579 | 44574.9012 | 35332.9424 | 26140.7997
[5 empty] | 196211.4634 | 263229.0599 | 224427.4274 | 185818.0024 | 147397.6847 | 109163.462
Contract escalation
|  |  | Meter data services |  | 0 | 0 | 0 | 0 | 0 | 0
|  |  | Meter maintenance |  | 0 | 0 | 0 | 0 | 0 | 0
|  |  | Customer service |  | 0 | 0 | 0 | 0 | 0 | 0
|  |  | Customer response trials |  | 0 | 0 | 0 | 0 | 0 | 0
|  |  | Backhaul communications |  | 2003.1496 | 3660.3015 | 7286.9914 | 10236.6278 | 13175.9214 | 16189.9555
|  |  | Communication operations |  | 0 | 0 | 0 | 0 | 0 | 0
|  |  | Direct Overheads |  | 0 | 0 | 0 | 0 | 0 | 0
|  |  | Corporate overheads |  | 0 | 0 | 0 | 0 | 0 | 0
|  |  | IT |  | 45667.2608 | 27292.1352 | 54385.3083 | 76471.9591 | 98522.9883 | 121174.9484
[5 empty] | 47670.4104 | 30952.4367 | 61672.2997 | 86708.5869 | 111698.9097 | 137364.9039
[5 empty] | 0 | 0 | 0 | 0 | 0 | 0 | 0
Materials escalation
|  |  | Meter data services |  | 0 | 0 | 0 | 0 | 0 | 0
|  |  | Meter maintenance |  | 0 | 0 | 0 | 0 | 0 | 0
|  |  | Customer service |  | 0 | 0 | 0 | 0 | 0 | 0
|  |  | Customer response trials |  | 0 | 0 | 0 | 0 | 0 | 0
|  |  | Backhaul communications |  | 0 | 0 | 0 | 0 | 0 | 0
|  |  | Communication operations |  | 0 | 0 | 0 | 0 | 0 | 0
|  |  | Direct Overheads |  | 0 | 0 | 0 | 0 | 0 | 0
|  |  | Corporate overheads |  | 0 | 0 | 0 | 0 | 0 | 0
|  |  | IT |  | 0 | 0 | 0 | 0 | 0 | 0
[5 empty] | 0 | 0 | 0 | 0 | 0 | 0
[5 empty] | 0 | 0 | 0 | 0 | 0 | 0 | 0
Labour escalation
|  |  | Meter data services |  | 67175.9643 | 122391.5343 | 174587.3375 | 227418.4061 | 280894.8013 | 335026.71
|  |  | Meter maintenance |  | 52553.0656 | 99831.3007 | 142405.936 | 185498.7392 | 229117.9169 | 273271.7784
|  |  | Customer service |  | 26018.0915 | 49624.6843 | 70703.9926 | 91990.4022 | 113487.278 | 135198.0162
|  |  | Customer response trials |  | 0 | 0 | 0 | 0 | 0 | 0
|  |  | Backhaul communications |  | 0 | 0 | 0 | 0 | 0 | 0
|  |  | Communication operations |  | 62178.2845 | 118593.5462 | 168969.0793 | 219839.5448 | 271212.9848 | 323097.515
|  |  | Direct Overheads |  | 24766.7687 | 46666.9421 | 31253.1944 | 40806.9411 | 50521.6086 | 60399.9073
|  |  | Corporate overheads |  | 18157.3733 | 34213.1467 | 48919.602 | 63873.7689 | 79079.8198 | 94541.9974
|  |  | IT |  | 28308.5316 | 17730.2688 | 25255.6408 | 32851.4119 | 40518.741 | 48258.797
[5 empty] | 279158.0795 | 489051.4231 | 662094.7826 | 862279.2141 | 1064833.1503 | 1269794.7212
[5 empty] | 0 | 0 | 0 | 0 | 0 | 0 | 0
Step Changes
|  |  | Meter data services |  | 0 | 0 | 0 | 0 | 0 | 0
|  |  | Meter maintenance |  | 0 | 373075.7341 | 399927.7676 | 406664.0445 | 413513.7856 | 420478.9018
|  |  | Customer service |  | 0 | 0 | 0 | 0 | 0 | 0
|  |  | Customer response trials |  | 0 | 0 | 0 | 0 | 0 | 0
|  |  | Backhaul communications |  | 0 | 0 | 0 | 0 | 0 | 0
|  |  | Communication operations |  | 0 | 0 | 0 | 0 | 0 | 0
|  |  | Direct Overheads |  | 0 | 0 | 0 | 0 | 0 | 0
|  |  | Corporate overheads |  | 0 | 0 | 0 | 0 | 0 | 0
|  |  | IT |  | 0 | 0 | 0 | 0 | 0 | 0
[5 empty] | 0 | 373075.7341 | 399927.7676 | 406664.0445 | 413513.7856 | 420478.9018
Escalated OPEX by AER category
Contract
|  |  | Meter data services |  | 0 | 0 | 0 | 0 | 0 | 0
|  |  | Meter maintenance |  | 0 | 0 | 0 | 0 | 0 | 0
|  |  | Customer service |  | 0 | 0 | 0 | 0 | 0 | 0
|  |  | Customer response trials |  | 0 | 0 | 0 | 0 | 0 | 0
|  |  | Backhaul communications |  | 165651.1168 | 169978.4081 | 172818.2533 | 174986.1166 | 177148.6311 | 179390.8045
|  |  | Communication operations |  | 0 | 0 | 0 | 0 | 0 | 0
|  |  | Direct Overheads |  | 0 | 0 | 0 | 0 | 0 | 0
|  |  | Corporate overheads |  | 0 | 0 | 0 | 0 | 0 | 0
|  |  | IT |  | 3776469.2815 | 1267402.0637 | 1289801.7057 | 1307220.6451 | 1324629.3785 | 1342664.0658
[5 empty] | 3942120.3983 | 1437380.4718 | 1462619.959 | 1482206.7617 | 1501778.0096 | 1522054.8703
Materials
|  |  | Meter data services |  | 0 | 0 | 0 | 0 | 0 | 0
|  |  | Meter maintenance |  | 0 | 0 | 0 | 0 | 0 | 0
|  |  | Customer service |  | 0 | 0 | 0 | 0 | 0 | 0
|  |  | Customer response trials |  | 0 | 0 | 0 | 0 | 0 | 0
|  |  | Backhaul communications |  | 0 | 0 | 0 | 0 | 0 | 0
|  |  | Communication operations |  | 319192.3428 | 323098.386 | 321951.9612 | 320811.5722 | 319677.1239 | 318548.5235
|  |  | Direct Overheads |  | 0 | 0 | 0 | 0 | 0 | 0
|  |  | Corporate overheads |  | 0 | 0 | 0 | 0 | 0 | 0
|  |  | IT |  | 2388642.9367 | 793979.3656 | 790974.3361 | 787985.8377 | 785013.6117 | 782057.4065
[5 empty] | 2707835.2795 | 1117077.7516 | 1112926.2973 | 1108797.41 | 1104690.7355 | 1100605.93
Labour
|  |  | Meter data services |  | 3170807.4362 | 3123402.7689 | 3168499.7359 | 3214260.962 | 3260696.0097 | 3307814.5817
|  |  | Meter maintenance |  | 2480584.4351 | 2920746.7228 | 2984383.0723 | 3028445.4826 | 3073170.974 | 3118569.3721
|  |  | Customer service |  | 1228093.3962 | 1266410.1102 | 1283171.9936 | 1300163.7094 | 1317388.2637 | 1334848.7034
|  |  | Customer response trials |  | 0 | 0 | 0 | 0 | 0 | 0
|  |  | Backhaul communications |  | 0 | 0 | 0 | 0 | 0 | 0
|  |  | Communication operations |  | 2934909.3697 | 3026479.0202 | 3066536.7297 | 3107143.695 | 3148307.0998 | 3190034.2261
|  |  | Direct Overheads |  | 1169029.0595 | 1190929.2329 | 567198.8566 | 576752.6033 | 586467.2707 | 596345.5695
|  |  | Corporate overheads |  | 857055.5712 | 873111.3445 | 887817.7998 | 902771.9667 | 917978.0176 | 933440.1952
|  |  | IT |  | 1336205.6425 | 452472.2315 | 458352.205 | 464311.6292 | 470351.5214 | 476472.9125
[5 empty] | 13176684.9104 | 12853551.4309 | 12415960.393 | 12593850.0482 | 12774359.1569 | 12957525.5605
Total escalated OPEX
|  |  | Meter data services |  | 3170807.4362 | 3123402.7689 | 3168499.7359 | 3214260.962 | 3260696.0097 | 3307814.5817
|  |  | Meter maintenance |  | 2480584.4351 | 2920746.7228 | 2984383.0723 | 3028445.4826 | 3073170.974 | 3118569.3721
|  |  | Customer service |  | 1228093.3962 | 1266410.1102 | 1283171.9936 | 1300163.7094 | 1317388.2637 | 1334848.7034
|  |  | Customer response trials |  | 0 | 0 | 0 | 0 | 0 | 0
|  |  | Backhaul communications |  | 165651.1168 | 169978.4081 | 172818.2533 | 174986.1166 | 177148.6311 | 179390.8045
|  |  | Communication operations |  | 3254101.7125 | 3349577.4061 | 3388488.6909 | 3427955.2673 | 3467984.2237 | 3508582.7496
|  |  | Direct Overheads |  | 1169029.0595 | 1190929.2329 | 567198.8566 | 576752.6033 | 586467.2707 | 596345.5695
|  |  | Corporate overheads |  | 857055.5712 | 873111.3445 | 887817.7998 | 902771.9667 | 917978.0176 | 933440.1952
|  |  | IT |  | 7501317.8608 | 2513853.6607 | 2539128.2468 | 2559518.112 | 2579994.5115 | 2601194.3848
[5 empty] | 19826640.5882 | 15408009.6543 | 14991506.6493 | 15184854.2199 | 15380827.9021 | 15580186.3608
[5 empty] | 0 | 0 | 0 | 0 | 0 | 0 | 0
Outputs for PTRM
|  |  | Operating and Maintenance Expenditure |  |  | 15408009.6543 | 14991506.6493 | 15184854.2199 | 15380827.9021 | 15580186.3608 | 0

## Capex
PAL Metering Capex & Opex Expenditure Model
Capex | [7 empty] | OK
Menu
|  |  |  | 2014 | 2015 | 2016 | 2017 | 2018 | 2019 | 2020 | -3.7544e-09
|  |  |  | Real 2015 $ | Real 2015 $ | Real 2015 $ | Real 2015 $ | Real 2015 $ | Real 2015 $ | Real 2015 $
Base CAPEX
|  |  | Remotely read interval meters & transformers |  |  | 10106750.1421 | 3458528.1057 | 3456685.1094 | 3454204.1058 | 3452663.9962
|  |  | IT |  |  | 664302.8736 | 699031.985 | 546166.8746 | 330506.7131 | 1795774.8097
|  |  | Communications |  |  | 5813102.7458 | 4556090.612 | 941253.4471 | 951568.3284 | 8337901.9707
|  |  | Other |  |  | 0 | 0 | 0 | 0 | 0
[6 empty] | 16584155.7615 | 8713650.7026 | 4944105.4312 | 4736279.1473 | 13586340.7765 | -3.7544e-09
Base CAPEX by AER category
Contract
|  |  | Remotely read interval meters & transformers |  |  | 6009279.8838 | 1085562.9383 | 1092045.1897 | 1097802.3394 | 1103888.7706
|  |  | IT |  |  | 394781.4024 | 373673.8045 | 353738.6671 | 214294.9305 | 690619.2763
|  |  | Communications |  |  | 3428351.6597 | 2558559.4815 | 609371.1207 | 610105.464 | 1468270.6151
|  |  | Other |  |  | 0 | 0 | 0 | 0 | 0
[6 empty] | 9832412.9459 | 4017796.2242 | 2055154.9776 | 1922202.7339 | 3262778.662
Material
|  |  | Remotely read interval meters & transformers |  |  | 0 | 0 | 0 | 0 | 0
|  |  | IT |  |  | 99000.2584 | 217626.4143 | 52819.9686 | 31888.5 | 896584.426
|  |  | Communications |  |  | 0 | 0 | 0 | 0 | 0
|  |  | Other |  |  | 0 | 0 | 0 | 0 | 0
[6 empty] | 99000.2584 | 217626.4143 | 52819.9686 | 31888.5 | 896584.426
Labour
|  |  | Remotely read interval meters & transformers |  |  | 4097470.2583 | 2372965.1674 | 2364639.9197 | 2356401.7664 | 2348775.2256
|  |  | IT |  |  | 170521.2127 | 107731.7662 | 139608.2389 | 84323.2827 | 208571.1073
|  |  | Communications |  |  | 2384751.0861 | 1997531.1305 | 331882.3264 | 341462.8644 | 6869631.3556
|  |  | Other |  |  | 0 | 0 | 0 | 0 | 0
[6 empty] | 6652742.5572 | 4478228.0641 | 2836130.485 | 2782187.9134 | 9426977.6885 | 0
Escalation by AER category
Contract
|  |  | Remotely read interval meters & transformers |  |  | 132251.2424 | 47788.4827 | 67853.6862 | 88213.199 | 109508.6832
|  |  | IT |  |  | 8688.2841 | 16449.81 | 21979.3766 | 17219.5309 | 68511.2572
|  |  | Communications |  |  | 75450.5989 | 112632.5071 | 37862.9723 | 49024.6311 | 145656.3251
|  |  | Other |  |  | 0 | 0 | 0 | 0 | 0
[6 empty] | 216390.1255 | 176870.7998 | 127696.0351 | 154457.3611 | 323676.2655 | 0
Material
|  |  | Remotely read interval meters & transformers |  |  | 0 | 0 | 0 | 0 | 0
|  |  | IT |  |  | 0 | 0 | 0 | 0 | 0
|  |  | Communications |  |  | 0 | 0 | 0 | 0 | 0
|  |  | Other |  |  | 0 | 0 | 0 | 0 | 0
[6 empty] | 0 | 0 | 0 | 0 | 0 | 0
Labour
|  |  | Remotely read interval meters & transformers |  |  | 167108.8951 | 138377.3523 | 180043.8529 | 222129.2494 | 264701.8456
|  |  | IT |  |  | 6954.4401 | 6282.2821 | 10629.7813 | 7948.8429 | 23505.5089
|  |  | Communications |  |  | 97258.3311 | 116484.2505 | 25269.5441 | 32188.437 | 774192.4722
|  |  | Other |  |  | 0 | 0 | 0 | 0 | 0
[6 empty] | 271321.6663 | 261143.8849 | 215943.1783 | 262266.5293 | 1062399.8267 | 0
Escalated CAPEX by AER category
Contract
|  |  | Remotely read interval meters & transformers |  |  | 6141531.1262 | 1133351.4209 | 1159898.8759 | 1186015.5384 | 1213397.4538
|  |  | IT |  |  | 403469.6865 | 390123.6145 | 375718.0438 | 231514.4614 | 759130.5336
|  |  | Communications |  |  | 3503802.2587 | 2671191.9886 | 647234.093 | 659130.0951 | 1613926.9401
|  |  | Other |  |  | 0 | 0 | 0 | 0 | 0
[6 empty] | 10048803.0714 | 4194667.024 | 2182851.0127 | 2076660.095 | 3586454.9275
Material
|  |  | Remotely read interval meters & transformers |  |  | 0 | 0 | 0 | 0 | 0
|  |  | IT |  |  | 99000.2584 | 217626.4143 | 52819.9686 | 31888.5 | 896584.426
|  |  | Communications |  |  | 0 | 0 | 0 | 0 | 0
|  |  | Other |  |  | 0 | 0 | 0 | 0 | 0
[6 empty] | 99000.2584 | 217626.4143 | 52819.9686 | 31888.5 | 896584.426
Labour
|  |  | Remotely read interval meters & transformers |  |  | 4264579.1534 | 2511342.5197 | 2544683.7726 | 2578531.0158 | 2613477.0712
|  |  | IT |  |  | 177475.6528 | 114014.0483 | 150238.0202 | 92272.1256 | 232076.6162
|  |  | Communications |  |  | 2482009.4172 | 2114015.381 | 357151.8705 | 373651.3014 | 7643823.8278
|  |  | Other |  |  | 0 | 0 | 0 | 0 | 0
[6 empty] | 6924064.2235 | 4739371.949 | 3052073.6633 | 3044454.4428 | 10489377.5152 | 0
Escalated Direct CAPEX by AER category
|  |  | Remotely read interval meters & transformers |  |  | 10406110.2797 | 3644693.9406 | 3704582.6485 | 3764546.5542 | 3826874.525
|  |  | IT |  |  | 679945.5978 | 721764.0771 | 578776.0326 | 355675.087 | 1887791.5759
|  |  | Communications |  |  | 5985811.6759 | 4785207.3696 | 1004385.9635 | 1032781.3965 | 9257750.7679
|  |  | Other |  |  | 0 | 0 | 0 | 0 | 0
[6 empty] | 17071867.5533 | 9151665.3873 | 5287744.6446 | 5153003.0377 | 14972416.8688 | 0
| Total Direct Overheads |  |  |  |  | 347950.9201 | 375470.9356 | 420272.6818 | 486860.7766 | 584736.9083
Escalated Direct Overheads by AER category
|  |  | Remotely read interval meters & transformers |  |  | 220890.2444 | 162336.0219 | 330631.8247 | 382048.1063 | 171018.6366
|  |  | IT |  |  | 0 | 0 | 0 | 0 | 0
|  |  | Communications |  |  | 127060.6757 | 213134.9137 | 89640.8571 | 104812.6703 | 413718.2717
|  |  | Other |  |  | 0 | 0 | 0 | 0 | 0
[6 empty] | 347950.9201 | 375470.9356 | 420272.6818 | 486860.7766 | 584736.9083 | 0
Total Capex for PTRM
|  |  | Remotely read interval meters & transformers |  |  | 10627000.524 | 3807029.9625 | 4035214.4731 | 4146594.6606 | 3997893.1616
|  |  | IT |  |  | 679945.5978 | 721764.0771 | 578776.0326 | 355675.087 | 1887791.5759
|  |  | Communications |  |  | 6112872.3516 | 4998342.2833 | 1094026.8206 | 1137594.0668 | 9671469.0396
|  |  | Other |  |  | 0 | 0 | 0 | 0 | 0
[6 empty] | 17419818.4734 | 9527136.3229 | 5708017.3263 | 5639863.8143 | 15557153.777 | 0
% Direct OH
|  |  | Remotely read interval meters & transformers |  |  | 2.123% | 4.454% | 8.925% | 10.15% | 4.469%
|  |  | index |  |  | 102.1% | 104.5% | 108.9% | 110.1% | 104.5%
|  |  | Communications |  |  | 2.123% | 4.454% | 8.925% | 10.15% | 4.469%
|  |  | index |  |  | 102.1% | 104.5% | 108.9% | 110.1% | 104.5%

## PAL Cost
PAL Metering Capex & Opex Expenditure Model
PAL Cost | [10 empty] | OK
Menu
2.9919e-08
|  | Type | Type | Labour | FC | PNS | CHED | Activity Name | Material Cost |  |  |  |  | Field Labour Cost |  |  |  |  | Back-office labour |  |  |  |  | Total
|  |  |  | /materials |  |  |  |  | 2016 | 2017 | 2018 | 2019 | 2020 | 2016 | 2017 | 2018 | 2019 | 2020 | 2016 | 2017 | 2018 | 2019 | 2020 | 2016 | 2017 | 2018 | 2019 | 2020
| X | PM | METERS | M | 125 | 100263 | 101068 | AMI 1Ph 1e | 2115885.4027 | 0 | 0 | 0 | 0 | 0 | 0 | 0 | 0 | 0 | 0 | 0 | 0 | 0 | 0 | 2115885.4027 | 0 | 0 | 0 | 0
| X | PM | METERS | M | 125 | 100264 | 101069 | AMI 1Ph 1e + C | 60925.9333 | 0 | 0 | 0 | 0 | 0 | 0 | 0 | 0 | 0 | 0 | 0 | 0 | 0 | 0 | 60925.9333 | 0 | 0 | 0 | 0
| X | PM | METERS | M | 125 | 100221 | 101193 | AMI 1Ph 2e + C | 582418.6069 | 0 | 0 | 0 | 0 | 0 | 0 | 0 | 0 | 0 | 0 | 0 | 0 | 0 | 0 | 582418.6069 | 0 | 0 | 0 | 0
| X | PM | METERS | M | 125 | 100265 | 101070 | AMI 3Ph DC | 824070.3026 | 0 | 0 | 0 | 0 | 0 | 0 | 0 | 0 | 0 | 0 | 0 | 0 | 0 | 0 | 824070.3026 | 0 | 0 | 0 | 0
| X | PM | METERS | M | 125 | 100344 | 101208 | AMI 3Ph DC + C | 59427.6626 | 0 | 0 | 0 | 0 | 0 | 0 | 0 | 0 | 0 | 0 | 0 | 0 | 0 | 0 | 59427.6626 | 0 | 0 | 0 | 0
| X | PM | METERS | M | 125 | 100266 | 101071 | AMI 3Ph CT | 96590.3694 | 0 | 0 | 0 | 0 | 0 | 0 | 0 | 0 | 0 | 0 | 0 | 0 | 0 | 0 | 96590.3694 | 0 | 0 | 0 | 0
| X | PM | METERS | M | 134 | 100903 | 101076 | FMR AMI 1Ph 1e | 92990.2307 | 96040.24 | 96575.6318 | 97014.374 | 97473.7989 | 0 | 0 | 0 | 0 | 0 | 0 | 0 | 0 | 0 | 0 | 92990.2307 | 96040.24 | 96575.6318 | 97014.374 | 97473.7989 | reactive
| X | PM | METERS | M | 134 | 100904 | 101146 | FMR AMI 1Ph 1e + C | 26697.8809 | 27038.7194 | 27307.1544 | 27315.0025 | 27564.2008 | 0 | 0 | 0 | 0 | 0 | 0 | 0 | 0 | 0 | 0 | 26697.8809 | 27038.7194 | 27307.1544 | 27315.0025 | 27564.2008 | reactive
| X | PM | METERS | M | 134 | 100905 | 101077 | FMR AMI 1Ph 2e + C | 113771.2932 | 115478.1116 | 116367.6726 | 116886.2323 | 117691.0648 | 0 | 0 | 0 | 0 | 0 | 0 | 0 | 0 | 0 | 0 | 113771.2932 | 115478.1116 | 116367.6726 | 116886.2323 | 117691.0648 | reactive
| X | PM | METERS | M | 134 | 100906 | 101078 | FMR AMI 3Ph DC | 86724.6524 | 89339.6652 | 89845.9084 | 90262.3913 | 90698.2673 | 0 | 0 | 0 | 0 | 0 | 0 | 0 | 0 | 0 | 0 | 86724.6524 | 89339.6652 | 89845.9084 | 90262.3913 | 90698.2673 | reactive
| X | PM | METERS | M | 134 | 100908 | 101148 | FMR AMI 3Ph DC + C | 37491.2771 | 38373.8447 | 38754.8125 | 39100.1399 | 39041.5202 | 0 | 0 | 0 | 0 | 0 | 0 | 0 | 0 | 0 | 0 | 37491.2771 | 38373.8447 | 38754.8125 | 39100.1399 | 39041.5202 | reactive
| X | PM | METERS | M | 134 | 100909 | 101183 | FMR AMI 3Ph CT | 14750.2535 | 15902.3408 | 15573.5428 | 15712.3119 | 15855.6574 | 0 | 0 | 0 | 0 | 0 | 0 | 0 | 0 | 0 | 0 | 14750.2535 | 15902.3408 | 15573.5428 | 15712.3119 | 15855.6574 | reactive
| X | PM | METERS | M | 134 | 100271 | 101082 | CIMR AMI 1Ph 1e | 23503.0253 | 0 | 0 | 0 | 0 | 0 | 0 | 0 | 0 | 0 | 0 | 0 | 0 | 0 | 0 | 23503.0253 | 0 | 0 | 0 | 0
| X | PM | METERS | M | 134 | 100917 | 101153 | CIMR AMI 1Ph 1e + C | 9127.4807 | 0 | 0 | 0 | 0 | 0 | 0 | 0 | 0 | 0 | 0 | 0 | 0 | 0 | 0 | 9127.4807 | 0 | 0 | 0 | 0
| X | PM | METERS | M | 134 | 100272 | 101083 | CIMR AMI 1Ph 2e + C | 16073.6485 | 0 | 0 | 0 | 0 | 0 | 0 | 0 | 0 | 0 | 0 | 0 | 0 | 0 | 0 | 16073.6485 | 0 | 0 | 0 | 0
| X | PM | METERS | M | 134 | 100273 | 101084 | CIMR AMI 3Ph DC | 38709.7161 | 0 | 0 | 0 | 0 | 0 | 0 | 0 | 0 | 0 | 0 | 0 | 0 | 0 | 0 | 38709.7161 | 0 | 0 | 0 | 0
| X | PM | METERS | M | 134 | 100274 | 101085 | CIMR AMI 3Ph DC + C | 15953.7349 | 0 | 0 | 0 | 0 | 0 | 0 | 0 | 0 | 0 | 0 | 0 | 0 | 0 | 0 | 15953.7349 | 0 | 0 | 0 | 0
| X | PM | METERS | M | 134 | 100275 | 101086 | CIMR AMI 3Ph CT | 21887.4729 | 0 | 0 | 0 | 0 | 0 | 0 | 0 | 0 | 0 | 0 | 0 | 0 | 0 | 0 | 21887.4729 | 0 | 0 | 0 | 0
| X | PM | METERS | M | 134 | 100324 | 102000 | Company initiated meter replacement AMI 1Ph 1e | 359698.4747 | 203878.5267 | 205066.4389 | 206260.9951 | 207291.4413 | 0 | 0 | 0 | 0 | 0 | 0 | 0 | 0 | 0 | 0 | 359698.4747 | 203878.5267 | 205066.4389 | 206260.9951 | 207291.4413 | pro & reactive
| X | PM | METERS | M | 134 | 100325 | 102001 | Company initiated meter replacement AMI 1Ph 1e + C | 152885.3009 | 49686.5357 | 49946.4191 | 50155.9959 | 50613.5756 | 0 | 0 | 0 | 0 | 0 | 0 | 0 | 0 | 0 | 0 | 152885.3009 | 49686.5357 | 49946.4191 | 50155.9959 | 50613.5756 | pro & reactive
| X | PM | METERS | M | 134 | 100326 | 102002 | Company initiated meter replacement AMI 1Ph 2e + C | 370447.3675 | 194328.8045 | 195744.297 | 196710.9763 | 197720.9889 | 0 | 0 | 0 | 0 | 0 | 0 | 0 | 0 | 0 | 0 | 370447.3675 | 194328.8045 | 195744.297 | 196710.9763 | 197720.9889 | pro & reactive
| X | PM | METERS | M | 134 | 100327 | 102003 | Company initiated meter replacement AMI 3Ph DC | 627916.2604 | 182071.976 | 183118.1437 | 183981.6401 | 185272.5289 | 0 | 0 | 0 | 0 | 0 | 0 | 0 | 0 | 0 | 0 | 627916.2604 | 182071.976 | 183118.1437 | 183981.6401 | 185272.5289 | pro & reactive
| X | PM | METERS | M | 134 | 100328 | 102004 | Company initiated meter replacement AMI 3Ph DC + C | 208993.9276 | 44028.9376 | 44058.1026 | 44450.6854 | 44440.8794 | 0 | 0 | 0 | 0 | 0 | 0 | 0 | 0 | 0 | 0 | 208993.9276 | 44028.9376 | 44058.1026 | 44450.6854 | 44440.8794 | pro & reactive
| X | PM | METERS | M | 134 | 100329 | 102005 | Company initiated meter replacement AMI 3Ph CT | 52339.609 | 29395.236 | 29687.066 | 29951.5946 | 30224.8469 | 0 | 0 | 0 | 0 | 0 | 0 | 0 | 0 | 0 | 0 | 52339.609 | 29395.236 | 29687.066 | 29951.5946 | 30224.8469 | pro & reactive
| X | PM | METERS | L | 137 | 411583 | 101129 | FMR Inst AMI 1Ph 1e | 0 | 0 | 0 | 0 | 0 | 295595.8349 | 301442.7855 | 300143.4631 | 298844.1407 | 297544.8184 | 11830 | 12064 | 12012 | 11960 | 11908 | 307425.8349 | 313506.7855 | 312155.4631 | 310804.1407 | 309452.8184
| X | PM | METERS | L | 137 | 411584 | 101130 | FMR Inst AMI 1Ph 2e +c | 0 | 0 | 0 | 0 | 0 | 294296.5125 | 294946.1737 | 294296.5125 | 292997.1902 | 292347.529 | 11778 | 11804 | 11778 | 11726 | 11700 | 306074.5125 | 306750.1737 | 306074.5125 | 304723.1902 | 304047.529
| X | PM | METERS | L | 137 | 411585 | 101131 | FMR Inst AMI 3Ph DC | 0 | 0 | 0 | 0 | 0 | 166294.3823 | 169149.2215 | 168435.5117 | 167721.8019 | 167008.0921 | 6058 | 6162 | 6136 | 6110 | 6084 | 172352.3823 | 175311.2215 | 174571.5117 | 173831.8019 | 173092.0921
| X | PM | METERS | L | 137 | 100913 | 101149 | FMR Inst AMI 1Ph 1e + C | 0 | 0 | 0 | 0 | 0 | 76010.3575 | 76010.3575 | 76010.3575 | 75360.6964 | 75360.6964 | 3042 | 3042 | 3042 | 3016 | 3016 | 79052.3575 | 79052.3575 | 79052.3575 | 78376.6964 | 78376.6964
| X | PM | METERS | L | 137 | 100915 | 101151 | FMR Inst AMI 3Ph DC + C | 0 | 0 | 0 | 0 | 0 | 67088.7208 | 67802.4305 | 67802.4305 | 67802.4305 | 67088.7208 | 2444 | 2470 | 2470 | 2470 | 2444 | 69532.7208 | 70272.4305 | 70272.4305 | 70272.4305 | 69532.7208
| X | PM | METERS | L | 137 | 100916 | 101152 | FMR Inst AMI 3Ph CT | 0 | 0 | 0 | 0 | 0 | 28377.5588 | 30208.369 | 29292.9639 | 29292.9639 | 29292.9639 | 806 | 858 | 832 | 832 | 832 | 29183.5588 | 31066.369 | 30124.9639 | 30124.9639 | 30124.9639
| X | PM | METERS | L | 137 | 400538 | 102015 | CoIMR Ins AMI 1Ph 1e | 0 | 0 | 0 | 0 | 0 | 556455.2891 | 311425.2612 | 310160.5901 | 309212.0868 | 307947.4157 | 229539.2 | 128463.7 | 127942.02 | 127550.76 | 127029.08 | 785994.4891 | 439888.9612 | 438102.6101 | 436762.8468 | 434976.4957
| X | PM | METERS | L | 137 | 400539 | 102016 | CoIMR Ins AMI 1Ph1e+C | 0 | 0 | 0 | 0 | 0 | 211832.4112 | 67976.0722 | 67659.9045 | 67343.7367 | 67343.7367 | 87381.4 | 28040.3 | 27909.88 | 27779.46 | 27779.46 | 299213.8112 | 96016.3722 | 95569.7845 | 95123.1967 | 95123.1967
| X | PM | METERS | L | 137 | 400682 | 102017 | CoIMR Ins AMI 1Ph2e+C | 0 | 0 | 0 | 0 | 0 | 466347.4724 | 241552.1823 | 240919.8468 | 239971.3434 | 239022.8401 | 192369.5 | 99640.88 | 99380.04 | 98988.78 | 98597.52 | 658716.9724 | 341193.0623 | 340299.8868 | 338960.1234 | 337620.3601
| X | PM | METERS | L | 137 | 400683 | 102015 | CoIMR Ins AMI 3Ph DC | 0 | 0 | 0 | 0 | 0 | 618440.0453 | 177063.7474 | 176330.5642 | 175597.381 | 175230.7894 | 220018.54 | 62992.86 | 62732.02 | 62471.18 | 62340.76 | 838458.5853 | 240056.6074 | 239062.5842 | 238068.561 | 237571.5494
| X | PM | METERS | L | 137 | 400684 | 102016 | CoIMR Ins AMI 3Ph DC + C | 0 | 0 | 0 | 0 | 0 | 192094.0034 | 39958.4854 | 39591.8938 | 39591.8938 | 39225.3022 | 68340.08 | 14215.78 | 14085.36 | 14085.36 | 13954.94 | 260434.0834 | 54174.2654 | 53677.2538 | 53677.2538 | 53180.2422
| X | PM | METERS | L | 137 | 400685 | 102017 | CoIMR Ins AMI 3Ph CT | 0 | 0 | 0 | 0 | 0 | 132367.7348 | 73403.9257 | 73403.9257 | 73403.9257 | 73403.9257 | 14346.2 | 7955.62 | 7955.62 | 7955.62 | 7955.62 | 146713.9348 | 81359.5457 | 81359.5457 | 81359.5457 | 81359.5457
| X | PM | METERS | L | 137 | 400116 | 400618 | Issue of CT's | 0 | 0 | 0 | 0 | 0 | 19971.2738 | 19971.2738 | 19971.2738 | 19971.2738 | 19971.2738 | 0 | 0 | 0 | 0 | 0 | 19971.2738 | 19971.2738 | 19971.2738 | 19971.2738 | 19971.2738
| X | PM | METERS | L | 137 | 400165 | 400604 | CT's Repl. | 0 | 0 | 0 | 0 | 0 | 124345.7416 | 124345.7416 | 124345.7416 | 124345.7416 | 124345.7416 | 0 | 0 | 0 | 0 | 0 | 124345.7416 | 124345.7416 | 124345.7416 | 124345.7416 | 124345.7416
| X | PM | COMMS | M | 175 | 100334 | 101210 | Antenna (meter)- External on meter - Supply | 46664.8544 | 9070.912 | 6803.184 | 6803.184 | 6803.184 | 0 | 0 | 0 | 0 | 0 | 0 | 0 | 0 | 0 | 0 | 46664.8544 | 9070.912 | 6803.184 | 6803.184 | 6803.184
| X | PM | COMMS | M | 175 | 100336 | 101212 | Antenna (meter)- High Gain - Supply | 9400.2435 | 3809.783 | 3174.8192 | 3174.8192 | 3174.8192 | 0 | 0 | 0 | 0 | 0 | 0 | 0 | 0 | 0 | 0 | 9400.2435 | 3809.783 | 3174.8192 | 3174.8192 | 3174.8192
| X | PM | COMMS | M | 175 | 100491 | 101221 | AMIRO Comms Supply Repeter | 1129709.565 | 329744.6574 | 223091.4087 | 227892.7711 | 229971.8663 | 0 | 0 | 0 | 0 | 0 | 0 | 0 | 0 | 0 | 0 | 1129709.565 | 329744.6574 | 223091.4087 | 227892.7711 | 229971.8663
| X | PM | COMMS | M | 175 | 100490 | 101220 | AMIRO Comms Supply Concentrator | 660394.0519 | 244915.0612 | 191264.3893 | 193419.1274 | 195638.2883 | 0 | 0 | 0 | 0 | 0 | 0 | 0 | 0 | 0 | 0 | 660394.0519 | 244915.0612 | 191264.3893 | 193419.1274 | 195638.2883
| X | PM | COMMS | M | 175 | 411426 | 100354 | AMIRO Comms Supply Battery Replacements | 1389627.7092 | 1914571.9696 | 145652.6207 | 138694.8241 | 991823.6954 | 0 | 0 | 0 | 0 | 0 | 0 | 0 | 0 | 0 | 0 | 1389627.7092 | 1914571.9696 | 145652.6207 | 138694.8241 | 991823.6954
| X | PM | COMMS | M | 175 | 100492 | 101222 | AMIRO Comms Supply Micro Access Point | 163462.8257 | 27280.0941 | 10157.4374 | 10383.9806 | 10615.9908 | 0 | 0 | 0 | 0 | 0 | 0 | 0 | 0 | 0 | 0 | 163462.8257 | 27280.0941 | 10157.4374 | 10383.9806 | 10615.9908
| X | PM | COMMS | L | 176 | 100337 | 101213 | Antenna (meter)- External on meter- Instal | 0 | 0 | 0 | 0 | 0 | 280428.6109 | 54510.9009 | 40883.1757 | 40883.1757 | 40883.1757 | 0 | 0 | 0 | 0 | 0 | 280428.6109 | 54510.9009 | 40883.1757 | 40883.1757 | 40883.1757
| X | PM | COMMS | L | 176 | 100339 | 101215 | Antenna (meter)- High Gain - Instal | 0 | 0 | 0 | 0 | 0 | 16140.4325 | 6541.4843 | 5451.2369 | 5451.2369 | 5451.2369 | 0 | 0 | 0 | 0 | 0 | 16140.4325 | 6541.4843 | 5451.2369 | 5451.2369 | 5451.2369
| X | PM | COMMS | L | 176 | 100495 | 101225 | AMIRO Comms Install Mesh Concentrator | 0 | 0 | 0 | 0 | 0 | 105465.4051 | 38620.0683 | 29863.5434 | 29933.2564 | 30002.9695 | 0 | 0 | 0 | 0 | 0 | 105465.4051 | 38620.0683 | 29863.5434 | 29933.2564 | 30002.9695
| X | PM | COMMS | L | 176 | 100496 | 101226 | AMIRO Comms Install Mesh Repeater | 0 | 0 | 0 | 0 | 0 | 624361.1789 | 179679.3808 | 121012.8413 | 137631.6903 | 5929881.5304 | 0 | 0 | 0 | 0 | 0 | 624361.1789 | 179679.3808 | 121012.8413 | 137631.6903 | 5929881.5304
| X | PM | COMMS | L | 176 | 411427 | 100355 | AMIRO Comms Install Battery Replacements | 0 | 0 | 0 | 0 | 0 | 1249861.6587 | 1700301.1512 | 128080.2391 | 120884.72 | 856646.1631 | 0 | 0 | 0 | 0 | 0 | 1249861.6587 | 1700301.1512 | 128080.2391 | 120884.72 | 856646.1631
| X | PM | COMMS | L | 176 | 100497 | 101227 | AMIRO Comms Install Micro Access Point | 0 | 0 | 0 | 0 | 0 | 108493.8 | 17878.145 | 6591.29 | 6678.785 | 6766.28 | 0 | 0 | 0 | 0 | 0 | 108493.8 | 17878.145 | 6591.29 | 6678.785 | 6766.28
|  | 0 | 0 | 0 | 0 | 0 | 0 | 0 | 0 | 0 | 0 | 0 | 0 | 0 | 0 | 0 | 0 | 0 | 0 | 0 | 0 | 0 | 0 | 0 | 0 | 0 | 0 | 0
|  | 0 | 0 | 0 | 0 | 0 | 0 | 0 | 0 | 0 | 0 | 0 | 0 | 0 | 0 | 0 | 0 | 0 | 0 | 0 | 0 | 0 | 0 | 0 | 0 | 0 | 0 | 0
|  | 0 | 0 | 0 | 0 | 0 | 0 | 0 | 0 | 0 | 0 | 0 | 0 | 0 | 0 | 0 | 0 | 0 | 0 | 0 | 0 | 0 | 0 | 0 | 0 | 0 | 0 | 0
|  | 0 | 0 | 0 | 0 | 0 | 0 | 0 | 0 | 0 | 0 | 0 | 0 | 0 | 0 | 0 | 0 | 0 | 0 | 0 | 0 | 0 | 0 | 0 | 0 | 0 | 0 | 0
|  | 0 | 0 | 0 | 0 | 0 | 0 | 0 | 0 | 0 | 0 | 0 | 0 | 0 | 0 | 0 | 0 | 0 | 0 | 0 | 0 | 0 | 0 | 0 | 0 | 0 | 0 | 0
|  | 0 | 0 | 0 | 0 | 0 | 0 | 0 | 0 | 0 | 0 | 0 | 0 | 0 | 0 | 0 | 0 | 0 | 0 | 0 | 0 | 0 | 0 | 0 | 0 | 0 | 0 | 0
|  | 0 | 0 | 0 | 0 | 0 | 0 | 0 | 0 | 0 | 0 | 0 | 0 | 0 | 0 | 0 | 0 | 0 | 0 | 0 | 0 | 0 | 0 | 0 | 0 | 0 | 0 | 0
|  | 0 | 0 | 0 | 0 | 0 | 0 | 0 | 0 | 0 | 0 | 0 | 0 | 0 | 0 | 0 | 0 | 0 | 0 | 0 | 0 | 0 | 0 | 0 | 0 | 0 | 0 | 0
|  | 0 | 0 | 0 | 0 | 0 | 0 | 0 | 0 | 0 | 0 | 0 | 0 | 0 | 0 | 0 | 0 | 0 | 0 | 0 | 0 | 0 | 0 | 0 | 0 | 0 | 0 | 0
|  | 0 | 0 | 0 | 0 | 0 | 0 | 0 | 0 | 0 | 0 | 0 | 0 | 0 | 0 | 0 | 0 | 0 | 0 | 0 | 0 | 0 | 0 | 0 | 0 | 0 | 0 | 0
|  | 0 | 0 | 0 | 0 | 0 | 0 | 0 | 0 | 0 | 0 | 0 | 0 | 0 | 0 | 0 | 0 | 0 | 0 | 0 | 0 | 0 | 0 | 0 | 0 | 0 | 0 | 0
|  | 0 | 0 | 0 | 0 | 0 | 0 | 0 | 0 | 0 | 0 | 0 | 0 | 0 | 0 | 0 | 0 | 0 | 0 | 0 | 0 | 0 | 0 | 0 | 0 | 0 | 0 | 0
|  | 0 | 0 | 0 | 0 | 0 | 0 | 0 | 0 | 0 | 0 | 0 | 0 | 0 | 0 | 0 | 0 | 0 | 0 | 0 | 0 | 0 | 0 | 0 | 0 | 0 | 0 | 0
|  | 0 | 0 | 0 | 0 | 0 | 0 | 0 | 0 | 0 | 0 | 0 | 0 | 0 | 0 | 0 | 0 | 0 | 0 | 0 | 0 | 0 | 0 | 0 | 0 | 0 | 0 | 0
|  | 0 | 0 | 0 | 0 | 0 | 0 | 0 | 0 | 0 | 0 | 0 | 0 | 0 | 0 | 0 | 0 | 0 | 0 | 0 | 0 | 0 | 0 | 0 | 0 | 0 | 0 | 0
|  | 0 | 0 | 0 | 0 | 0 | 0 | 0 | 0 | 0 | 0 | 0 | 0 | 0 | 0 | 0 | 0 | 0 | 0 | 0 | 0 | 0 | 0 | 0 | 0 | 0 | 0 | 0
|  | 0 | 0 | 0 | 0 | 0 | 0 | 0 | 0 | 0 | 0 | 0 | 0 | 0 | 0 | 0 | 0 | 0 | 0 | 0 | 0 | 0 | 0 | 0 | 0 | 0 | 0 | 0
|  | 0 | 0 | 0 | 0 | 0 | 0 | 0 | 0 | 0 | 0 | 0 | 0 | 0 | 0 | 0 | 0 | 0 | 0 | 0 | 0 | 0 | 0 | 0 | 0 | 0 | 0 | 0
|  | 0 | 0 | 0 | 0 | 0 | 0 | 0 | 0 | 0 | 0 | 0 | 0 | 0 | 0 | 0 | 0 | 0 | 0 | 0 | 0 | 0 | 0 | 0 | 0 | 0 | 0 | 0
|  | 0 | 0 | 0 | 0 | 0 | 0 | 0 | 0 | 0 | 0 | 0 | 0 | 0 | 0 | 0 | 0 | 0 | 0 | 0 | 0 | 0 | 0 | 0 | 0 | 0 | 0 | 0
|  | 0 | 0 | 0 | 0 | 0 | 0 | 0 | 0 | 0 | 0 | 0 | 0 | 0 | 0 | 0 | 0 | 0 | 0 | 0 | 0 | 0 | 0 | 0 | 0 | 0 | 0 | 0
|  | 0 | 0 | 0 | 0 | 0 | 0 | 0 | 0 | 0 | 0 | 0 | 0 | 0 | 0 | 0 | 0 | 0 | 0 | 0 | 0 | 0 | 0 | 0 | 0 | 0 | 0 | 0
Total
|  | 125 | New Connection AMI Meters Materials | [5 empty] | 3739318.2776 | 0 | 0 | 0 | 0 | 0 | 0 | 0 | 0 | 0 | 0 | 0 | 0 | 0 | 0 | 3739318.2776 | 0 | 0 | 0 | 0
|  | 134 | Replacement AMI Meters Materials | [5 empty] | 2269961.6062 | 1085562.9383 | 1092045.1897 | 1097802.3394 | 1103888.7706 | 0 | 0 | 0 | 0 | 0 | 0 | 0 | 0 | 0 | 0 | 2269961.6062 | 1085562.9383 | 1092045.1897 | 1097802.3394 | 1103888.7706
|  | 137 | Replacement AMI Meters Labour | [5 empty] | 0 | 0 | 0 | 0 | 0 | 3249517.3383 | 1995256.0274 | 1988364.9797 | 1981456.6064 | 1975133.8456 | 847952.92 | 377709.14 | 376274.94 | 374945.16 | 373641.38 | 4097470.2583 | 2372965.1674 | 2364639.9197 | 2356401.7664 | 2348775.2256
|  | 175 | Communications Materials | [5 empty] | 3399259.2497 | 2529392.4773 | 580143.8593 | 580368.7065 | 1438027.844 | 0 | 0 | 0 | 0 | 0 | 0 | 0 | 0 | 0 | 0 | 3399259.2497 | 2529392.4773 | 580143.8593 | 580368.7065 | 1438027.844
|  | 176 | Communications Labour | [5 empty] | 0 | 0 | 0 | 0 | 0 | 2384751.0861 | 1997531.1305 | 331882.3264 | 341462.8644 | 6869631.3556 | 0 | 0 | 0 | 0 | 0 | 2384751.0861 | 1997531.1305 | 331882.3264 | 341462.8644 | 6869631.3556 | 0
|  | METERS | [6 empty] | 6009279.8838 | 1085562.9383 | 1092045.1897 | 1097802.3394 | 1103888.7706 | 3249517.3383 | 1995256.0274 | 1988364.9797 | 1981456.6064 | 1975133.8456 | 847952.92 | 377709.14 | 376274.94 | 374945.16 | 373641.38 | 10106750.1421 | 3458528.1057 | 3456685.1094 | 3454204.1058 | 3452663.9962
|  | IT | [6 empty] | 0 | 0 | 0 | 0 | 0 | 0 | 0 | 0 | 0 | 0 | 0 | 0 | 0 | 0 | 0 | 0 | 0 | 0 | 0 | 0
|  | COMMS | [6 empty] | 3399259.2497 | 2529392.4773 | 580143.8593 | 580368.7065 | 1438027.844 | 2384751.0861 | 1997531.1305 | 331882.3264 | 341462.8644 | 6869631.3556 | 0 | 0 | 0 | 0 | 0 | 5784010.3358 | 4526923.6078 | 912026.1857 | 921831.5709 | 8307659.1997
|  | OTHER | [6 empty] | 0 | 0 | 0 | 0 | 0 | 0 | 0 | 0 | 0 | 0 | 0 | 0 | 0 | 0 | 0 | 0 | 0 | 0 | 0 | 0 | 0
[9 empty] | 0 | 0 | 0 | 0 | 0 | 0 | 0 | 0 | 0 | 0 | 0 | 0 | 0 | 0 | 0 | 0 | 0 | 0 | 0 | 0
Meter Materials
|  |  | 1Ph 1e | [5 empty] | 2592077.1335 | 299918.7668 | 301642.0707 | 303275.3691 | 304765.2402 | 0 | 0 | 0 | 0 | 0 | 0 | 0 | 0 | 0 | 0 | 2592077.1335 | 299918.7668 | 301642.0707 | 303275.3691 | 304765.2402
|  |  | 1Ph1e + C | [5 empty] | 249636.5958 | 76725.2551 | 77253.5734 | 77470.9984 | 78177.7764 | 0 | 0 | 0 | 0 | 0 | 0 | 0 | 0 | 0 | 0 | 249636.5958 | 76725.2551 | 77253.5734 | 77470.9984 | 78177.7764
|  |  | 1Ph 2e +C | [5 empty] | 1082710.916 | 309806.916 | 312111.9696 | 313597.2087 | 315412.0538 | 0 | 0 | 0 | 0 | 0 | 0 | 0 | 0 | 0 | 0 | 1082710.916 | 309806.916 | 312111.9696 | 313597.2087 | 315412.0538
|  |  | 3Ph | [5 empty] | 1577420.9316 | 271411.6412 | 272964.0521 | 274244.0313 | 275970.7962 | 0 | 0 | 0 | 0 | 0 | 0 | 0 | 0 | 0 | 0 | 1577420.9316 | 271411.6412 | 272964.0521 | 274244.0313 | 275970.7962
|  |  | 3Ph DC + C | [5 empty] | 321866.6022 | 82402.7823 | 82812.9151 | 83550.8253 | 83482.3996 | 0 | 0 | 0 | 0 | 0 | 0 | 0 | 0 | 0 | 0 | 321866.6022 | 82402.7823 | 82812.9151 | 83550.8253 | 83482.3996
|  |  | 3Ph CT | [5 empty] | 185567.7047 | 45297.5768 | 45260.6088 | 45663.9066 | 46080.5043 | 0 | 0 | 0 | 0 | 0 | 0 | 0 | 0 | 0 | 0 | 185567.7047 | 45297.5768 | 45260.6088 | 45663.9066 | 46080.5043 | 0
Meter Labour
|  |  | 1Ph 1e | [5 empty] | 0 | 0 | 0 | 0 | 0 | 852051.124 | 612868.0467 | 610304.0532 | 608056.2275 | 605492.2341 | 241369.2 | 140527.7 | 139954.02 | 139510.76 | 138937.08 | 1093420.324 | 753395.7467 | 750258.0732 | 747566.9875 | 744429.3141
|  |  | 1Ph1e + C | [5 empty] | 0 | 0 | 0 | 0 | 0 | 506128.9237 | 362922.2459 | 361956.417 | 360340.9269 | 359691.2657 | 99159.4 | 39844.3 | 39687.88 | 39505.46 | 39479.46 | 605288.3237 | 402766.5459 | 401644.297 | 399846.3869 | 399170.7257
|  |  | 1Ph 2e +C | [5 empty] | 0 | 0 | 0 | 0 | 0 | 632641.8547 | 410701.4038 | 409355.3584 | 407693.1453 | 406030.9322 | 198427.5 | 105802.88 | 105516.04 | 105098.78 | 104681.52 | 831069.3547 | 516504.2838 | 514871.3984 | 512791.9253 | 510712.4522
|  |  | 3Ph | [5 empty] | 0 | 0 | 0 | 0 | 0 | 694450.4028 | 253074.1049 | 252340.9217 | 250958.0773 | 250591.4857 | 223060.54 | 66034.86 | 65774.02 | 65487.18 | 65356.76 | 917510.9428 | 319108.9649 | 318114.9417 | 316445.2573 | 315948.2457
|  |  | 3Ph DC + C | [5 empty] | 0 | 0 | 0 | 0 | 0 | 259182.7242 | 107760.916 | 107394.3244 | 107394.3244 | 106314.023 | 70784.08 | 16685.78 | 16555.36 | 16555.36 | 16398.94 | 329966.8042 | 124446.696 | 123949.6844 | 123949.6844 | 122712.963
|  |  | 3Ph CT | [5 empty] | 0 | 0 | 0 | 0 | 0 | 160745.2936 | 103612.2947 | 102696.8896 | 102696.8896 | 102696.8896 | 15152.2 | 8813.62 | 8787.62 | 8787.62 | 8787.62 | 175897.4936 | 112425.9147 | 111484.5096 | 111484.5096 | 111484.5096 | 2.9919e-08
|  | Reactive Materials | [6 empty] | Total 2016: 1053185.8895; Total 2017: 1085562.9383; Total 2018: 1092045.1897; Total 2019: 1097802.3394; Total 2020: 1103888.7706
|  | Reactive Labour | [6 empty] | Total 2016: 2191595.3554; Total 2017: 2228648.152; Total 2018: 2220322.9043; Total 2019: 2212084.751; Total 2020: 2204458.2102
|  | Proactive Materials | [6 empty] | Total 2016: 1091520.6384; Total 2017: 0; Total 2018: 0; Total 2019: 0; Total 2020: 0
|  | Proactive Labour | [6 empty] | Total 2016: 1761557.8876; Total 2017: 0; Total 2018: 0; Total 2019: 0; Total 2020: 0
|  | Comms Battery Repl. Materials | [6 empty] | Total 2016: 1389627.7092; Total 2017: 1914571.9696; Total 2018: 145652.6207; Total 2019: 138694.8241; Total 2020: 991823.6954
|  | Comms Battery Repl. Labour | [6 empty] | Total 2016: 1249861.6587; Total 2017: 1700301.1512; Total 2018: 128080.2391; Total 2019: 120884.72; Total 2020: 856646.1631 | 0
|  | Comms Fault Materials | [6 empty] | Total 2016: 326752.1969; Total 2017: 357722.422; Total 2018: 370620.0696; Total 2019: 376735.9964; Total 2020: 380447.5591
|  | Comms Fault Labour | [6 empty] | Total 2016: 113385.4862; Total 2017: 131409.4573; Total 2018: 134519.4317; Total 2019: 137289.2399; Total 2020: 138849.1339
|  | Comms Aug Materials | [6 empty] | Total 2016: 1682879.3436; Total 2017: 257098.0857; Total 2018: 63871.169; Total 2019: 64937.886; Total 2020: 65756.5895
|  | Comms Aug Labour | [6 empty] | Total 2016: 1021503.9412; Total 2017: 165820.522; Total 2018: 69282.6556; Total 2019: 83288.9045; Total 2020: 5874136.0586 | 0

## PAL Rates
PAL Metering Capex & Opex Expenditure Model
PAL Rates | [9 empty] | OK
Menu
0
|  | Type | Type | Labour | FC | PNS | CHED | Activity Name | Material Rates |  |  |  |  | Field Labour Rates |  |  |  |  | Back-office Labour Rates
|  |  |  | /materials |  |  |  |  | 2016 | 2017 | 2018 | 2019 | 2020 | 2016 | 2017 | 2018 | 2019 | 2020 | 2016 | 2017 | 2018 | 2019 | 2020
| X | PM | METERS | M | 125 | 100263 | 101068 | AMI 1Ph 1e | 204.3741 | 206.9833 | 209.0382 | 210.9008 | 212.8249 | 0 | 0 | 0 | 0 | 0 | 0 | 0 | 0 | 0 | 0
| X | PM | METERS | M | 125 | 100264 | 101069 | AMI 1Ph 1e + C | 228.187 | 231.1002 | 233.3945 | 235.4742 | 237.6224 | 0 | 0 | 0 | 0 | 0 | 0 | 0 | 0 | 0 | 0
| X | PM | METERS | M | 125 | 100221 | 101193 | AMI 1Ph 2e + C | 251.1508 | 254.3571 | 256.8823 | 259.1712 | 261.5357 | 0 | 0 | 0 | 0 | 0 | 0 | 0 | 0 | 0 | 0
| X | PM | METERS | M | 125 | 100265 | 101070 | AMI 3Ph DC | 372.2088 | 376.9606 | 380.703 | 384.0953 | 387.5994 | 0 | 0 | 0 | 0 | 0 | 0 | 0 | 0 | 0 | 0
| X | PM | METERS | M | 125 | 100344 | 101208 | AMI 3Ph DC + C | 398.8434 | 403.9352 | 407.9454 | 411.5804 | 415.3353 | 0 | 0 | 0 | 0 | 0 | 0 | 0 | 0 | 0 | 0
| X | PM | METERS | M | 125 | 100266 | 101071 | AMI 3Ph CT | 475.8146 | 481.8891 | 486.6732 | 491.0097 | 495.4893 | 0 | 0 | 0 | 0 | 0 | 0 | 0 | 0 | 0 | 0
| X | PM | METERS | M | 134 | 100903 | 101076 | FMR AMI 1Ph 1e | 204.3741 | 206.9833 | 209.0382 | 210.9008 | 212.8249 | 0 | 0 | 0 | 0 | 0 | 0 | 0 | 0 | 0 | 0
| X | PM | METERS | M | 134 | 100904 | 101146 | FMR AMI 1Ph 1e + C | 228.187 | 231.1002 | 233.3945 | 235.4742 | 237.6224 | 0 | 0 | 0 | 0 | 0 | 0 | 0 | 0 | 0 | 0
| X | PM | METERS | M | 134 | 100905 | 101077 | FMR AMI 1Ph 2e + C | 251.1508 | 254.3571 | 256.8823 | 259.1712 | 261.5357 | 0 | 0 | 0 | 0 | 0 | 0 | 0 | 0 | 0 | 0
| X | PM | METERS | M | 134 | 100906 | 101078 | FMR AMI 3Ph DC | 372.2088 | 376.9606 | 380.703 | 384.0953 | 387.5994 | 0 | 0 | 0 | 0 | 0 | 0 | 0 | 0 | 0 | 0
| X | PM | METERS | M | 134 | 100908 | 101148 | FMR AMI 3Ph DC + C | 398.8434 | 403.9352 | 407.9454 | 411.5804 | 415.3353 | 0 | 0 | 0 | 0 | 0 | 0 | 0 | 0 | 0 | 0
| X | PM | METERS | M | 134 | 100909 | 101183 | FMR AMI 3Ph CT | 475.8146 | 481.8891 | 486.6732 | 491.0097 | 495.4893 | 0 | 0 | 0 | 0 | 0 | 0 | 0 | 0 | 0 | 0
| X | PM | METERS | M | 134 | 100271 | 101082 | CIMR AMI 1Ph 1e | 204.3741 | 206.9833 | 209.0382 | 210.9008 | 212.8249 | 0 | 0 | 0 | 0 | 0 | 0 | 0 | 0 | 0 | 0
| X | PM | METERS | M | 134 | 100917 | 101153 | CIMR AMI 1Ph 1e + C | 228.187 | 231.1002 | 233.3945 | 235.4742 | 237.6224 | 0 | 0 | 0 | 0 | 0 | 0 | 0 | 0 | 0 | 0
| X | PM | METERS | M | 134 | 100272 | 101083 | CIMR AMI 1Ph 2e + C | 251.1508 | 254.3571 | 256.8823 | 259.1712 | 261.5357 | 0 | 0 | 0 | 0 | 0 | 0 | 0 | 0 | 0 | 0
| X | PM | METERS | M | 134 | 100273 | 101084 | CIMR AMI 3Ph DC | 372.2088 | 376.9606 | 380.703 | 384.0953 | 387.5994 | 0 | 0 | 0 | 0 | 0 | 0 | 0 | 0 | 0 | 0
| X | PM | METERS | M | 134 | 100274 | 101085 | CIMR AMI 3Ph DC + C | 398.8434 | 403.9352 | 407.9454 | 411.5804 | 415.3353 | 0 | 0 | 0 | 0 | 0 | 0 | 0 | 0 | 0 | 0
| X | PM | METERS | M | 134 | 100275 | 101086 | CIMR AMI 3Ph CT | 475.8146 | 481.8891 | 486.6732 | 491.0097 | 495.4893 | 0 | 0 | 0 | 0 | 0 | 0 | 0 | 0 | 0 | 0
| X | PM | METERS | M | 134 | 100324 | 102000 | Company initiated meter replacement AMI 1Ph 1e | 204.3741 | 206.9833 | 209.0382 | 210.9008 | 212.8249 | 0 | 0 | 0 | 0 | 0 | 0 | 0 | 0 | 0 | 0
| X | PM | METERS | M | 134 | 100325 | 102001 | Company initiated meter replacement AMI 1Ph 1e + C | 228.187 | 231.1002 | 233.3945 | 235.4742 | 237.6224 | 0 | 0 | 0 | 0 | 0 | 0 | 0 | 0 | 0 | 0
| X | PM | METERS | M | 134 | 100326 | 102002 | Company initiated meter replacement AMI 1Ph 2e + C | 251.1508 | 254.3571 | 256.8823 | 259.1712 | 261.5357 | 0 | 0 | 0 | 0 | 0 | 0 | 0 | 0 | 0 | 0
| X | PM | METERS | M | 134 | 100327 | 102003 | Company initiated meter replacement AMI 3Ph DC | 372.2088 | 376.9606 | 380.703 | 384.0953 | 387.5994 | 0 | 0 | 0 | 0 | 0 | 0 | 0 | 0 | 0 | 0
| X | PM | METERS | M | 134 | 100328 | 102004 | Company initiated meter replacement AMI 3Ph DC + C | 398.8434 | 403.9352 | 407.9454 | 411.5804 | 415.3353 | 0 | 0 | 0 | 0 | 0 | 0 | 0 | 0 | 0 | 0
| X | PM | METERS | M | 134 | 100329 | 102005 | Company initiated meter replacement AMI 3Ph CT | 475.8146 | 481.8891 | 486.6732 | 491.0097 | 495.4893 | 0 | 0 | 0 | 0 | 0 | 0 | 0 | 0 | 0 | 0
| X | PM | METERS | L | 137 | 411583 | 101129 | FMR Inst AMI 1Ph 1e | 0 | 0 | 0 | 0 | 0 | 649.6612 | 649.6612 | 649.6612 | 649.6612 | 649.6612 | 26 | 26 | 26 | 26 | 26
| X | PM | METERS | L | 137 | 411584 | 101130 | FMR Inst AMI 1Ph 2e +c | 0 | 0 |  | 0 | 0 | 649.6612 | 649.6612 | 649.6612 | 649.6612 | 649.6612 | 26 | 26 | 26 | 26 | 26
| X | PM | METERS | L | 137 | 411585 | 101131 | FMR Inst AMI 3Ph DC | 0 | 0 | 0 | 0 | 0 | 713.7098 | 713.7098 | 713.7098 | 713.7098 | 713.7098 | 26 | 26 | 26 | 26 | 26
| X | PM | METERS | L | 137 | 100913 | 101149 | FMR Inst AMI 1Ph 1e + C | 0 | 0 | 0 | 0 | 0 | 649.6612 | 649.6612 | 649.6612 | 649.6612 | 649.6612 | 26 | 26 | 26 | 26 | 26
| X | PM | METERS | L | 137 | 100915 | 101151 | FMR Inst AMI 3Ph DC + C | 0 | 0 | 0 | 0 | 0 | 713.7098 | 713.7098 | 713.7098 | 713.7098 | 713.7098 | 26 | 26 | 26 | 26 | 26
| X | PM | METERS | L | 137 | 100916 | 101152 | FMR Inst AMI 3Ph CT | 0 | 0 | 0 | 0 | 0 | 915.4051 | 915.4051 | 915.4051 | 915.4051 | 915.4051 | 26 | 26 | 26 | 26 | 26
| X | PM | METERS | L | 137 | 400538 | 102015 | CoIMR Ins AMI 1Ph 1e | 0 | 0 | 0 | 0 | 0 | 316.1678 | 316.1678 | 316.1678 | 316.1678 | 316.1678 | 130.42 | 130.42 | 130.42 | 130.42 | 130.42
| X | PM | METERS | L | 137 | 400539 | 102016 | CoIMR Ins AMI 1Ph1e+C | 0 | 0 | 0 | 0 | 0 | 316.1678 | 316.1678 | 316.1678 | 316.1678 | 316.1678 | 130.42 | 130.42 | 130.42 | 130.42 | 130.42
| X | PM | METERS | L | 137 | 400682 | 102017 | CoIMR Ins AMI 1Ph2e+C | 0 | 0 | 0 | 0 | 0 | 316.1678 | 316.1678 | 316.1678 | 316.1678 | 316.1678 | 130.42 | 130.42 | 130.42 | 130.42 | 130.42
| X | PM | METERS | L | 137 | 400683 | 102015 | CoIMR Ins AMI 3Ph DC | 0 | 0 | 0 | 0 | 0 | 366.5916 | 366.5916 | 366.5916 | 366.5916 | 366.5916 | 130.42 | 130.42 | 130.42 | 130.42 | 130.42
| X | PM | METERS | L | 137 | 400684 | 102016 | CoIMR Ins AMI 3Ph DC + C | 0 | 0 | 0 | 0 | 0 | 366.5916 | 366.5916 | 366.5916 | 366.5916 | 366.5916 | 130.42 | 130.42 | 130.42 | 130.42 | 130.42
| X | PM | METERS | L | 137 | 400685 | 102017 | CoIMR Ins AMI 3Ph CT | 0 | 0 | 0 | 0 | 0 | 1203.343 | 1203.343 | 1203.343 | 1203.343 | 1203.343 | 130.42 | 130.42 | 130.42 | 130.42 | 130.42
| X | PM | METERS | L | 137 | 400116 | 400618 | Issue of CT's | 0 | 0 | 0 | 0 | 0 | 66.5709 | 66.5709 | 66.5709 | 66.5709 | 66.5709 | 0 | 0 | 0 | 0 | 0
| X | PM | METERS | L | 137 | 400165 | 400604 | CT's Repl. | 0 | 0 | 0 | 0 | 0 | 621.7287 | 621.7287 | 621.7287 | 621.7287 | 621.7287 | 0 | 0 | 0 | 0 | 0
| X | PM | COMMS | M | 175 | 100334 | 101210 | Antenna (meter)- External on meter - Supply | 34.0159 | 34.0159 | 34.0159 | 34.0159 | 34.0159 | 0 | 0 | 0 | 0 | 0 | 0 | 0 | 0 | 0 | 0
| X | PM | COMMS | M | 175 | 100336 | 101212 | Antenna (meter)- High Gain - Supply | 158.741 | 158.741 | 158.741 | 158.741 | 158.741 | 0 | 0 | 0 | 0 | 0 | 0 | 0 | 0 | 0 | 0
| X | PM | COMMS | M | 175 | 100491 | 101221 | AMIRO Comms Supply Repeter | 2726.4228 | 2761.2297 | 2788.6426 | 2813.491 | 2839.1588 | 0 | 0 | 0 | 0 | 0 | 0 | 0 | 0 | 0 | 0
| X | PM | COMMS | M | 175 | 100490 | 101220 | AMIRO Comms Supply Concentrator | 8610.42 | 8720.345 | 8806.9188 | 8885.3934 | 8966.456 | 0 | 0 | 0 | 0 | 0 | 0 | 0 | 0 | 0 | 0
| X | PM | COMMS | M | 175 | 411426 | 100354 | AMIRO Comms Supply Battery Replacements | 800.016 | 810.2294 | 818.2731 | 825.5644 | 833.0962 | 0 | 0 | 0 | 0 | 0 | 0 | 0 | 0 | 0 | 0
| X | PM | COMMS | M | 175 | 100492 | 101222 | AMIRO Comms Supply Micro Access Point | 263.6497 | 267.0156 | 269.6665 | 272.0694 | 274.5515 | 0 | 0 | 0 | 0 | 0 | 0 | 0 | 0 | 0 | 0
| X | PM | COMMS | L | 176 | 100337 | 101213 | Antenna (meter)- External on meter- Instal | 0 | 0 | 0 | 0 | 0 | 204.4159 | 204.4159 | 204.4159 | 204.4159 | 204.4159 | 0 | 0 | 0 | 0 | 0
| X | PM | COMMS | L | 176 | 100339 | 101215 | Antenna (meter)- High Gain - Instal | 0 | 0 | 0 | 0 | 0 | 272.5618 | 272.5618 | 272.5618 | 272.5618 | 272.5618 | 0 | 0 | 0 | 0 | 0
| X | PM | COMMS | L | 176 | 100495 | 101225 | AMIRO Comms Install Mesh Concentrator | 0 | 0 | 0 | 0 | 0 | 1375.0903 | 1375.0903 | 1375.0903 | 1375.0903 | 1375.0903 | 0 | 0 | 0 | 0 | 0
| X | PM | COMMS | L | 176 | 100496 | 101226 | AMIRO Comms Install Mesh Repeater | 0 | 0 | 0 | 0 | 0 | 1384.9041 | 1384.9041 | 1384.9041 | 1384.9041 | 1384.9041 | 0 | 0 | 0 | 0 | 0
| X | PM | COMMS | L | 176 | 411427 | 100355 | AMIRO Comms Install Battery Replacements | 0 | 0 | 0 | 0 | 0 | 719.5519 | 719.5519 | 719.5519 | 719.5519 | 719.5519 | 0 | 0 | 0 | 0 | 0
| X | PM | COMMS | L | 176 | 100497 | 101227 | AMIRO Comms Install Micro Access Point | 0 | 0 | 0 | 0 | 0 | 174.99 | 174.99 | 174.99 | 174.99 | 174.99 | 0 | 0 | 0 | 0 | 0
|  | 0 | 0 | 0 | 0 | 0 | 0 | 0 | 0 | 0 | 0 | 0 | 0 | 0 | 0 | 0 | 0 | 0 | 0 | 0 | 0 | 0 | 0
|  | 0 | 0 | 0 | 0 | 0 | 0 | 0 | 0 | 0 | 0 | 0 | 0 | 0 | 0 | 0 | 0 | 0 | 0 | 0 | 0 | 0 | 0
|  | 0 | 0 | 0 | 0 | 0 | 0 | 0 | 0 | 0 | 0 | 0 | 0 | 0 | 0 | 0 | 0 | 0 | 0 | 0 | 0 | 0 | 0
|  | 0 | 0 | 0 | 0 | 0 | 0 | 0 | 0 | 0 | 0 | 0 | 0 | 0 | 0 | 0 | 0 | 0 | 0 | 0 | 0 | 0 | 0
|  | 0 | 0 | 0 | 0 | 0 | 0 | 0 | 0 | 0 | 0 | 0 | 0 | 0 | 0 | 0 | 0 | 0 | 0 | 0 | 0 | 0 | 0
|  | 0 | 0 | 0 | 0 | 0 | 0 | 0 | 0 | 0 | 0 | 0 | 0 | 0 | 0 | 0 | 0 | 0 | 0 | 0 | 0 | 0 | 0
|  | 0 | 0 | 0 | 0 | 0 | 0 | 0 | 0 | 0 | 0 | 0 | 0 | 0 | 0 | 0 | 0 | 0 | 0 | 0 | 0 | 0 | 0
|  | 0 | 0 | 0 | 0 | 0 | 0 | 0 | 0 | 0 | 0 | 0 | 0 | 0 | 0 | 0 | 0 | 0 | 0 | 0 | 0 | 0 | 0
|  | 0 | 0 | 0 | 0 | 0 | 0 | 0 | 0 | 0 | 0 | 0 | 0 | 0 | 0 | 0 | 0 | 0 | 0 | 0 | 0 | 0 | 0
|  | 0 | 0 | 0 | 0 | 0 | 0 | 0 | 0 | 0 | 0 | 0 | 0 | 0 | 0 | 0 | 0 | 0 | 0 | 0 | 0 | 0 | 0
|  | 0 | 0 | 0 | 0 | 0 | 0 | 0 | 0 | 0 | 0 | 0 | 0 | 0 | 0 | 0 | 0 | 0 | 0 | 0 | 0 | 0 | 0
|  | 0 | 0 | 0 | 0 | 0 | 0 | 0 | 0 | 0 | 0 | 0 | 0 | 0 | 0 | 0 | 0 | 0 | 0 | 0 | 0 | 0 | 0
|  | 0 | 0 | 0 | 0 | 0 | 0 | 0 | 0 | 0 | 0 | 0 | 0 | 0 | 0 | 0 | 0 | 0 | 0 | 0 | 0 | 0 | 0
|  | 0 | 0 | 0 | 0 | 0 | 0 | 0 | 0 | 0 | 0 | 0 | 0 | 0 | 0 | 0 | 0 | 0 | 0 | 0 | 0 | 0 | 0
|  | 0 | 0 | 0 | 0 | 0 | 0 | 0 | 0 | 0 | 0 | 0 | 0 | 0 | 0 | 0 | 0 | 0 | 0 | 0 | 0 | 0 | 0
|  | 0 | 0 | 0 | 0 | 0 | 0 | 0 | 0 | 0 | 0 | 0 | 0 | 0 | 0 | 0 | 0 | 0 | 0 | 0 | 0 | 0 | 0
|  | 0 | 0 | 0 | 0 | 0 | 0 | 0 | 0 | 0 | 0 | 0 | 0 | 0 | 0 | 0 | 0 | 0 | 0 | 0 | 0 | 0 | 0
|  | 0 | 0 | 0 | 0 | 0 | 0 | 0 | 0 | 0 | 0 | 0 | 0 | 0 | 0 | 0 | 0 | 0 | 0 | 0 | 0 | 0 | 0
|  | 0 | 0 | 0 | 0 | 0 | 0 | 0 | 0 | 0 | 0 | 0 | 0 | 0 | 0 | 0 | 0 | 0 | 0 | 0 | 0 | 0 | 0
|  | 0 | 0 | 0 | 0 | 0 | 0 | 0 | 0 | 0 | 0 | 0 | 0 | 0 | 0 | 0 | 0 | 0 | 0 | 0 | 0 | 0 | 0
|  | 0 | 0 | 0 | 0 | 0 | 0 | 0 | 0 | 0 | 0 | 0 | 0 | 0 | 0 | 0 | 0 | 0 | 0 | 0 | 0 | 0 | 0
|  | 0 | 0 | 0 | 0 | 0 | 0 | 0 | 0 | 0 | 0 | 0 | 0 | 0 | 0 | 0 | 0 | 0 | 0 | 0 | 0 | 0 | 0
0
[9 empty] | Source: |  |  |  |  | Source: |  |  |  |  | Source:
[9 empty] | Calculated. See Material Rates worksheet |  |  |  |  | 2015 Contract Rates |  |  |  |  | 2015 Contract Rates

## PAL Vols
PAL Metering Capex & Opex Expenditure Model
PAL Vols | [8 empty] | OK
Menu
0
|  | lookup ref 1 | [8 empty] | 3 | 4 | 5 | 6 | 7
|  | Classification | Type | Labour / Materials | FC | PNS | PNS | CHED | CHED | Activity Name | 2016 | 2017 | 2018 | 2019 | 2020
| X | PM | METERS | M | 125 | 611263 | 100263 | 624068 | 101068 | AMI 1Ph 1e | 10353 | 0 | 0 | 0 | 0
| X | PM | METERS | M | 125 | 611264 | 100264 | 624069 | 101069 | AMI 1Ph 1e + C | 267 | 0 | 0 | 0 | 0
| X | PM | METERS | M | 125 | 611221 | 100221 | 624193 | 101193 | AMI 1Ph 2e + C | 2319 | 0 | 0 | 0 | 0
| X | PM | METERS | M | 125 | 611265 | 100265 | 624070 | 101070 | AMI 3Ph DC | 2214 | 0 | 0 | 0 | 0
| X | PM | METERS | M | 125 | 611344 | 100344 | 624208 | 101208 | AMI 3Ph DC + C | 149 | 0 | 0 | 0 | 0
| X | PM | METERS | M | 125 | 611266 | 100266 | 624071 | 101071 | AMI 3Ph CT | 203 | 0 | 0 | 0 | 0
| X | PM | METERS | M | 134 | 611903 | 100903 | 624076 | 101076 | FMR AMI 1Ph 1e | 455 | 464 | 462 | 460 | 458
| X | PM | METERS | M | 134 | 611904 | 100904 | 624146 | 101146 | FMR AMI 1Ph 1e + C | 117 | 117 | 117 | 116 | 116
| X | PM | METERS | M | 134 | 611905 | 100905 | 624077 | 101077 | FMR AMI 1Ph 2e + C | 453 | 454 | 453 | 451 | 450
| X | PM | METERS | M | 134 | 611906 | 100906 | 624078 | 101078 | FMR AMI 3Ph DC | 233 | 237 | 236 | 235 | 234
| X | PM | METERS | M | 134 | 611908 | 100908 | 624148 | 101148 | FMR AMI 3Ph DC + C | 94 | 95 | 95 | 95 | 94
| X | PM | METERS | M | 134 | 611909 | 100909 | 624183 | 101183 | FMR AMI 3Ph CT | 31 | 33 | 32 | 32 | 32
| X | PM | METERS | M | 134 | 611271 | 100271 | 624082 | 101082 | CIMR AMI 1Ph 1e | 115 | 0 | 0 | 0 | 0
| X | PM | METERS | M | 134 | 611917 | 100917 | 624153 | 101153 | CIMR AMI 1Ph 1e + C | 40 | 0 | 0 | 0 | 0
| X | PM | METERS | M | 134 | 611272 | 100272 | 624083 | 101083 | CIMR AMI 1Ph 2e + C | 64 | 0 | 0 | 0 | 0
| X | PM | METERS | M | 134 | 611273 | 100273 | 624084 | 101084 | CIMR AMI 3Ph DC | 104 | 0 | 0 | 0 | 0
| X | PM | METERS | M | 134 | 611274 | 100274 | 624085 | 101085 | CIMR AMI 3Ph DC + C | 40 | 0 | 0 | 0 | 0
| X | PM | METERS | M | 134 | 611275 | 100275 | 624086 | 101086 | CIMR AMI 3Ph CT | 46 | 0 | 0 | 0 | 0
| X | PM | METERS | M | 134 | 613324 | 100324 | 625000 | 102000 | Company initiated meter replacement AMI 1Ph 1e | 1760 | 985 | 981 | 978 | 974
| X | PM | METERS | M | 134 | 613325 | 100325 | 625001 | 102001 | Company initiated meter replacement AMI 1Ph 1e + C | 670 | 215 | 214 | 213 | 213
| X | PM | METERS | M | 134 | 613326 | 100326 | 625002 | 102002 | Company initiated meter replacement AMI 1Ph 2e + C | 1475 | 764 | 762 | 759 | 756
| X | PM | METERS | M | 134 | 613327 | 100327 | 625003 | 102003 | Company initiated meter replacement AMI 3Ph DC | 1687 | 483 | 481 | 479 | 478
| X | PM | METERS | M | 134 | 613328 | 100328 | 625004 | 102004 | Company initiated meter replacement AMI 3Ph DC + C | 524 | 109 | 108 | 108 | 107
| X | PM | METERS | M | 134 | 613329 | 100329 | 625005 | 102005 | Company initiated meter replacement AMI 3Ph CT | 110 | 61 | 61 | 61 | 61
| X | PM | METERS | L | 137 | 611583 | 411583 | 624129 | 101129 | FMR Inst AMI 1Ph 1e | 455 | 464 | 462 | 460 | 458
| X | PM | METERS | L | 137 | 611584 | 411584 | 624130 | 101130 | FMR Inst AMI 1Ph 2e +c | 453 | 454 | 453 | 451 | 450
| X | PM | METERS | L | 137 | 611585 | 411585 | 624131 | 101131 | FMR Inst AMI 3Ph DC | 233 | 237 | 236 | 235 | 234
| X | PM | METERS | L | 137 | 611913 | 100913 | 624149 | 101149 | FMR Inst AMI 1Ph 1e + C | 117 | 117 | 117 | 116 | 116
| X | PM | METERS | L | 137 | 611915 | 100915 | 624151 | 101151 | FMR Inst AMI 3Ph DC + C | 94 | 95 | 95 | 95 | 94
| X | PM | METERS | L | 137 | 611916 | 100916 | 624152 | 101152 | FMR Inst AMI 3Ph CT | 31 | 33 | 32 | 32 | 32
| X | PM | METERS | L | 137 | 612431 | 400538 | 625012 | 102015 | CoIMR Ins AMI 1Ph 1e | 1760 | 985 | 981 | 978 | 974
| X | PM | METERS | L | 137 | 612432 | 400539 | 625013 | 102016 | CoIMR Ins AMI 1Ph1e+C | 670 | 215 | 214 | 213 | 213
| X | PM | METERS | L | 137 | 612433 | 400682 | 625014 | 102017 | CoIMR Ins AMI 1Ph2e+C | 1475 | 764 | 762 | 759 | 756
| X | PM | METERS | L | 137 | 612434 | 400683 | 625015 | 102015 | CoIMR Ins AMI 3Ph DC | 1687 | 483 | 481 | 479 | 478
| X | PM | METERS | L | 137 | 612435 | 400684 | 625016 | 102016 | CoIMR Ins AMI 3Ph DC + C | 524 | 109 | 108 | 108 | 107
| X | PM | METERS | L | 137 | 612436 | 400685 | 625017 | 102017 | CoIMR Ins AMI 3Ph CT | 110 | 61 | 61 | 61 | 61
| X | PM | METERS | L | 137 | 613116 | 400116 | 624618 | 400618 | Issue of CT's | 300 | 300 | 300 | 300 | 300
| X | PM | METERS | L | 137 | 613165 | 400165 | 624604 | 400604 | CT's Repl. | 200 | 200 | 200 | 200 | 200
| X | PM | COMMS | M | 175 | 611334 | 100334 | 624210 | 101210 | Antenna (meter)- External on meter - Supply | 1371.8534 | 266.6667 | 200 | 200 | 200
| X | PM | COMMS | M | 175 | 611336 | 100336 | 624212 | 101212 | Antenna (meter)- High Gain - Supply | 59.2175 | 24 | 20 | 20 | 20
| X | PM | COMMS | M | 175 | 611491 | 100491 | 624221 | 101221 | AMIRO Comms Supply Repeter | 414.356 | 119.4195 | 80 | 81 | 81
| X | PM | COMMS | M | 175 | 611490 | 100490 | 624220 | 101220 | AMIRO Comms Supply Concentrator | 76.6971 | 28.0855 | 21.7175 | 21.7682 | 21.8189
| X | PM | COMMS | M | 175 | 611426 | 411426 | 624354 | 100354 | AMIRO Comms Supply Battery Replacements | 1737 | 2363 | 178 | 168 | 1190.5273
| X | PM | COMMS | M | 175 | 611492 | 100492 | 624222 | 101222 | AMIRO Comms Supply Micro Access Point | 620 | 102.1667 | 37.6667 | 38.1667 | 38.6667
| X | PM | COMMS | L | 176 | 611337 | 100337 | 624213 | 101213 | Antenna (meter)- External on meter- Instal | 1371.8534 | 266.6667 | 200 | 200 | 200
| X | PM | COMMS | L | 176 | 611339 | 100339 | 624215 | 101215 | Antenna (meter)- High Gain - Instal | 59.2175 | 24 | 20 | 20 | 20
| X | PM | COMMS | L | 176 | 611495 | 100495 | 624225 | 101225 | AMIRO Comms Install Mesh Concentrator | 76.6971 | 28.0855 | 21.7175 | 21.7682 | 21.8189
| X | PM | COMMS | L | 176 | 611496 | 100496 | 624226 | 101226 | AMIRO Comms Install Mesh Repeater | 450.8335 | 129.7414 | 87.3799 | 99.3799 | 4281.7994
| X | PM | COMMS | L | 176 | 611427 | 411427 | 624355 | 100355 | AMIRO Comms Install Battery Replacements | 1737 | 2363 | 178 | 168 | 1190.5273
| X | PM | COMMS | L | 176 | 611497 | 100497 | 624227 | 101227 | AMIRO Comms Install Micro Access Point | 620 | 102.1667 | 37.6667 | 38.1667 | 38.6667
[11 empty] | 0 | 0 | 0 | 0 | 0
[11 empty] | 0 | 0 | 0 | 0 | 0
[11 empty] | 0 | 0 | 0 | 0 | 0
[11 empty] | 0 | 0 | 0 | 0 | 0
[11 empty] | 0 | 0 | 0 | 0 | 0
[11 empty] | 0 | 0 | 0 | 0 | 0
[11 empty] | 0 | 0 | 0 | 0 | 0
[11 empty] | 0 | 0 | 0 | 0 | 0
[11 empty] | 0 | 0 | 0 | 0 | 0
[11 empty] | 0 | 0 | 0 | 0 | 0
[11 empty] | 0 | 0 | 0 | 0 | 0
[11 empty] | 0 | 0 | 0 | 0 | 0
[11 empty] | 0 | 0 | 0 | 0 | 0
[11 empty] | 0 | 0 | 0 | 0 | 0
[11 empty] | 0 | 0 | 0 | 0 | 0
[11 empty] | 0 | 0 | 0 | 0 | 0
[11 empty] | 0 | 0 | 0 | 0 | 0
[11 empty] | 0 | 0 | 0 | 0 | 0
[11 empty] | 0 | 0 | 0 | 0 | 0
[11 empty] | 0 | 0 | 0 | 0 | 0
[11 empty] | 0 | 0 | 0 | 0 | 0
[11 empty] | 0 | 0 | 0 | 0 | 0 | 0
| Worksheet check from source file | [9 empty] | 0 | 0 | 0 | 0 | 0 | 0
|  | AMI 1Ph 1e | [7 empty] | 1Ph 1e | 12683 | 1449 | 1443 | 1438 | 1432
|  | AMI 1Ph 1e + C | [7 empty] | 1e + C | 1094 | 332 | 331 | 329 | 329
|  | AMI 1Ph 2e + C | [7 empty] | 2e + C | 4311 | 1218 | 1215 | 1210 | 1206
|  | AMI 3Ph DC | [7 empty] | 3Ph DC | 4238 | 720 | 717 | 714 | 712
|  | AMI 3Ph DC + C | [7 empty] | DC + C | 807 | 204 | 203 | 203 | 201
|  | AMI 3Ph CT | [7 empty] | 3Ph CT | 390 | 94 | 93 | 93 | 93 | 0
|  | AP | [7 empty] | AMIRO Comms Supply Concentrator | 76.6971 | 28.0855 | 21.7175 | 21.7682 | 21.8189
|  | Relay | [7 empty] | AMIRO Comms Supply Repeter | 414.356 | 119.4195 | 80 | 81 | 81
|  | Battery | [7 empty] | AMIRO Comms Supply Battery Replacements | 1737 | 2363 | 178 | 168 | 1190.5273
|  | Micro AP | [7 empty] | AMIRO Comms Supply Micro Access Point | 620 | 102.1667 | 37.6667 | 38.1667 | 38.6667 | 0
Reactive Repl.
|  | AMI 1Ph 1e | [8 empty] | 965 | 985 | 981 | 978 | 974
|  | AMI 1Ph 1e + C | [8 empty] | 211 | 215 | 214 | 213 | 213
|  | AMI 1Ph 2e + C | [8 empty] | 749 | 764 | 762 | 759 | 756
|  | AMI 3Ph DC | [8 empty] | 473 | 483 | 481 | 479 | 478
|  | AMI 3Ph DC + C | [8 empty] | 107 | 109 | 108 | 108 | 107
|  | AMI 3Ph CT | [8 empty] | 60 | 61 | 61 | 61 | 61
Proactive Repl.
|  | AMI 1Ph 1e | [8 empty] | 795 | 0 | 0 | 0 | 0
|  | AMI 1Ph 1e + C | [8 empty] | 459 | 0 | 0 | 0 | 0
|  | AMI 1Ph 2e + C | [8 empty] | 726 | 0 | 0 | 0 | 0
|  | AMI 3Ph DC | [8 empty] | 1214 | 0 | 0 | 0 | 0
|  | AMI 3Ph DC + C | [8 empty] | 417 | 0 | 0 | 0 | 0
|  | AMI 3Ph CT | [8 empty] | 50 | 0 | 0 | 0 | 0 | 0
Comms Faults
|  | AMIRO Comms Supply Repeter | [8 empty] | 63 | 68 | 68 | 69 | 69
|  | AMIRO Comms Supply Concentrator | [8 empty] | 18 | 19 | 20 | 20 | 20
AMIRO Comms Supply Battery Replacements
|  | AMIRO Comms Supply Micro Access Point | [8 empty] | 0 | 16 | 18 | 18 | 19
|  | AMIRO Comms Install Mesh Concentrator | [8 empty] | 18 | 19 | 20 | 20 | 20
|  | AMIRO Comms Install Mesh Repeater | [8 empty] | 64 | 74 | 75 | 77 | 78
AMIRO Comms Install Battery Replacements
|  | AMIRO Comms Install Micro Access Point | [8 empty] | 0 | 16 | 18 | 18 | 19
[11 empty] | 2.844% | 3.942% | 33.4% | 34.64% | 8.108%
[11 empty] | 97.16% | 96.06% | 66.6% | 65.36% | 91.89%
|  | CT Meter testing | [8 empty] | 1032.5402 | 1088.5222 | 1088.5222 | 1088.5222 | 1088.5222

## 2014 Cat RIN Opex
PAL Metering Capex & Opex Expenditure Model
2014 Cat RIN Opex | [8 empty] | OK
Menu
[5 empty] | 2014 | 2015 | 2016 | 2017 | 2018 | 2019 | 2020
[5 empty] | Cat RIN | Forecast | Forecast | Forecast | Forecast | Forecast | Forecast | 0
VOLUMES
Meter Data Services
Scheduled meter reading
|  |  |  | Meter Type 4 | 0
|  |  |  | Meter Type 5 | 39388 | 37586.2868 | 37202.4438 | 37107.7458 | 37013.4346 | 36919.5034 | 36825.946
|  |  |  | Meter Type 6 | 186100 | 177587.285 | 175773.7074 | 175326.2793 | 174880.6787 | 174436.874 | 173994.8348
[5 empty] | 225488 | 215173.5718 | 212976.1512 | 212434.0251 | 211894.1132 | 211356.3774 | 210820.7808
Meter Maintenance
Meter Testing
|  |  |  | Meter Type 4 | 2261.8325 | 2280.2849 | 3331.428 | 3381.9721 | 3376.5563 | 3371.1624 | 3365.7899
|  |  |  | Meter Type 5 | 1.3961 | 1.4075 | 1.419 | 1.4156 | 1.4123 | 1.409 | 1.4057
|  |  |  | Meter Type 6 | 4.7714 | 4.8103 | 4.8496 | 4.8381 | 4.8267 | 4.8153 | 4.804
[5 empty] | 2268 | 2286.5028 | 3337.6966 | 3388.2259 | 3382.7953 | 3377.3867 | 3371.9995
Meter Investigation
|  |  |  | Meter Type 4 | 963.0807 | 970.9377 | 978.8588 | 976.5433 | 974.2373 | 971.9406 | 969.653
|  |  |  | Meter Type 5 | 1.3165 | 1.3272 | 1.338 | 1.3349 | 1.3317 | 1.3286 | 1.3254
|  |  |  | Meter Type 6 | 34.3075 | 34.5874 | 34.8695 | 34.787 | 34.7049 | 34.6231 | 34.5416
[5 empty] | 998.7046 | 1006.8523 | 1015.0663 | 1012.6652 | 1010.2739 | 1007.8922 | 1005.52
COST
Meter Data Services
Scheduled meter reading
|  |  |  | Meter Type 4 | 0 |  | 0 | 0 | 0 | 0 | 0
|  |  |  | Meter Type 5 | 296326.9049 |  | 219857.0449 | 225743.4571 | 230432.1369 | 235130.2589 | 239993.2117
|  |  |  | Meter Type 6 | 1400082.1824 |  | 1038778.2082 | 1066590.2651 | 1088743.289 | 1110940.9256 | 1133917.3531
|  |  |  | Total | 1696409.0873 |  | 1258635.2531 | 1292333.7222 | 1319175.4259 | 1346071.1844 | 1373910.5649
Remote meter reading
|  |  |  | Meter Type 4 |  |  | 1864767.5158 | 1876166.0137 | 1895085.5361 | 1914624.8253 | 1933904.0168
[7 empty] | 0 | 0 | 0 | 0 | 0 | 0
Meter Maintenance
Meter Testing
|  |  |  | Meter Type 4 | 1504425.5385 |  | 1964508.9709 | 2014338.7686 | 2044391.2623 | 2074900.5451 | 2105873.4717
|  |  |  | Meter Type 5 | 1103.1514 |  | 1166.9517 | 1183.8006 | 1200.8977 | 1218.2465 | 1235.8508
|  |  |  | Meter Type 6 | 3770.111 |  | 3988.1535 | 4045.7361 | 4104.1668 | 4163.4579 | 4223.6219
|  |  |  | Total | 1509298.8009 |  | 1969664.076 | 2019568.3052 | 2049696.3268 | 2080282.2496 | 2111332.9444
Meter Investigation
|  |  |  | Meter Type 4 | 207402.3538 |  | 219397.3652 | 222565.1141 | 225779.5226 | 229041.2624 | 232351.015
|  |  |  | Meter Type 5 | 283.504 |  | 299.9003 | 304.2304 | 308.6243 | 313.0829 | 317.607
|  |  |  | Meter Type 6 | 7388.2172 |  | 7815.511 | 7928.3546 | 8042.8603 | 8159.052 | 8276.9541
|  |  |  | Total | 215074.075 |  | 227512.7766 | 230797.6991 | 234131.0072 | 237513.3973 | 240945.5762
Other
|  |  |  | Meter Type 4 | 634521.6062 |  | 671218.8458 | 680910.1781 | 690744.2596 | 700723.1453 | 710848.9202
|  |  |  | Meter Type 5 | 3040.0544 |  | 3215.8744 | 3262.3065 | 3309.4226 | 3357.2324 | 3405.7459
|  |  |  | Meter Type 6 | 45069.7625 |  | 47676.3496 | 48364.7203 | 49063.2303 | 49772.0257 | 50491.2546
|  |  |  | Meter Type 7 | 1379.044 |  | 1458.8003 | 1479.8631 | 1501.2361 | 1522.9238 | 1544.9308
|  |  |  | Total | 684010.4671 |  | 723569.8702 | 734017.068 | 744618.1486 | 755375.3272 | 766290.8516
[5 empty] | 0 |  | 0 | 0 | 0 | 0 | 0 | 0
Customer service
Scheduled Meter Reading
Meter Type 4
|  |  |  | Meter Type 5 | 3.491% |  | 44214.5742 | 44799.7871 | 45393.0242 | 45994.3905 | 46603.9923
|  |  |  | Meter Type 6 | 16.5% |  | 208904.5459 | 211669.5536 | 214472.4739 | 217313.8029 | 220194.043
|  |  |  | Total |  |  | 253119.1201 | 256469.3407 | 259865.4981 | 263308.1933 | 266798.0353
Remote meter reading
|  |  |  | Meter Type 4 | 80.01% |  | 1013290.9901 | 1026702.653 | 1040298.2113 | 1054080.0703 | 1068050.6681
Backhaul communications
Other
|  |  |  | Meter Type 4 |  | 165651.1168 | 169978.4081 | 172818.2533 | 174986.1166 | 177148.6311 | 179390.8045
Communication operations
Communications infrastructure opex
|  |  |  | Meter Type 4 |  |  | 3349577.4061 | 3388488.6909 | 3427955.2673 | 3467984.2237 | 3508582.7496
Direct Overheads
Other
|  |  |  | Meter Type 4 |  |  | 1190929.2329 | 567198.8566 | 576752.6033 | 586467.2707 | 596345.5695
Meter Type 5
Meter Type 6
[7 empty] | 1190929.2329 | 567198.8566 | 576752.6033 | 586467.2707 | 596345.5695
Corporate overheads
Other
|  |  |  | Meter Type 4 | 96.44% |  | 842043.3497 | 856226.5039 | 870648.5554 | 885313.5282 | 900225.5138
|  |  |  | Meter Type 5 | 0.1315% |  | 1148.0998 | 1167.4381 | 1187.1021 | 1207.0974 | 1227.4294
|  |  |  | Meter Type 6 | 3.427% |  | 29919.895 | 30423.8578 | 30936.3091 | 31457.3921 | 31987.252
|  |  |  | Total |  |  | 873111.3445 | 887817.7998 | 902771.9667 | 917978.0176 | 933440.1952
IT
IT infrastructure opex
|  |  |  | Meter Type 4 |  |  | 2513853.6607 | 2539128.2468 | 2559518.112 | 2579994.5115 | 2601194.3848
[6 empty] | 2015 | 2016 | 2017 | 2018 | 2019 | 2020
[6 empty] | Forecast | Forecast | Forecast | Forecast | Forecast | Forecast
|  |  | Meter purchase |  | Meter Type 4
Meter Type 5
Meter Type 6
|  |  | Meter testing |  | Meter Type 4 | 4459.959 | 3331.428 | 3381.9721 | 3376.5563 | 3371.1624 | 3365.7899
[5 empty] | Meter Type 5 | 2.2301 | 1.419 | 1.4156 | 1.4123 | 1.409 | 1.4057
[5 empty] | Meter Type 6 | 7.6217 | 4.8496 | 4.8381 | 4.8267 | 4.8153 | 4.804
|  |  | Meter investigation |  | Meter Type 4 | 1538.3938 | 978.8588 | 976.5433 | 974.2373 | 971.9406 | 969.653
[5 empty] | Meter Type 5 | 2.1029 | 1.338 | 1.3349 | 1.3317 | 1.3286 | 1.3254
[5 empty] | Meter Type 6 | 54.8016 | 34.8695 | 34.787 | 34.7049 | 34.6231 | 34.5416
|  |  | Scheduled meter reading |  | Meter Type 4 | 0 | 0 | 0 | 0 | 0 | 0
[5 empty] | Meter Type 5 | 37586.2868 | 37202.4438 | 37107.7458 | 37013.4346 | 36919.5034 | 36825.946
[5 empty] | Meter Type 6 | 177587.285 | 175773.7074 | 175326.2793 | 174880.6787 | 174436.874 | 173994.8348
|  |  | Special meter reading |  | Meter Type 4
Meter Type 5
Meter Type 6
|  |  | New meter installation |  | Meter Type 4
Meter Type 5
Meter Type 6
|  |  | Meter replacement |  | Meter Type 4
Meter Type 5
Meter Type 6
|  |  | Meter maintenance |  | Meter Type 4
Meter Type 5
Meter Type 6
|  |  | Remote meter reading |  | Meter Type 4
|  |  | Remote meter re-configuration |  | Meter Type 4
|  |  | Other metering |  | Meter Type 4
Meter Type 5
Meter Type 6
Meter Type 7
|  |  | IT infrastructure capex |  | Meter Type 4
|  |  | IT infrastructure opex |  | Meter Type 4
|  |  | Communications infrastructure capex |  | Meter Type 4
|  |  | Communications infrastructure opex |  | Meter Type 4
[6 empty] | 2015 | 2016 | 2017 | 2018 | 2019 | 2020
[6 empty] | Forecast | Forecast | Forecast | Forecast | Forecast | Forecast
|  |  | Meter purchase |  | Meter Type 4
Meter Type 5
Meter Type 6
|  |  | Meter testing |  | Meter Type 4 | 2966478.0051 | 1964508.9709 | 2014338.7686 | 2044391.2623 | 2074900.5451 | 2105873.4717
[5 empty] | Meter Type 5 | 1762.1383 | 1166.9517 | 1183.8006 | 1200.8977 | 1218.2465 | 1235.8508
[5 empty] | Meter Type 6 | 6022.2527 | 3988.1535 | 4045.7361 | 4104.1668 | 4163.4579 | 4223.6219
|  |  | Meter investigation |  | Meter Type 4 | 331297.7786 | 219397.3652 | 222565.1141 | 225779.5226 | 229041.2624 | 232351.015
[5 empty] | Meter Type 5 | 452.8601 | 299.9003 | 304.2304 | 308.6243 | 313.0829 | 317.607
[5 empty] | Meter Type 6 | 11801.698 | 7815.511 | 7928.3546 | 8042.8603 | 8159.052 | 8276.9541
|  |  | Scheduled meter reading |  | Meter Type 4 | 0 | 0 | 0 | 0 | 0 | 0
[5 empty] | Meter Type 5 | 398757.4816 | 264071.6191 | 270543.2442 | 275825.1611 | 281124.6493 | 286597.204
[5 empty] | Meter Type 6 | 1884045.0729 | 1247682.7541 | 1278259.8187 | 1303215.763 | 1328254.7284 | 1354111.3961
|  |  | Special meter reading |  | Meter Type 4
Meter Type 5
Meter Type 6
|  |  | New meter installation |  | Meter Type 4
Meter Type 5
Meter Type 6
|  |  | Meter replacement |  | Meter Type 4
Meter Type 5
Meter Type 6
|  |  | Meter maintenance |  | Meter Type 4
Meter Type 5
Meter Type 6
|  |  | Remote meter reading |  | Meter Type 4 | 4345970.1034 | 2878058.5059 | 2902868.6667 | 2935383.7474 | 2968704.8956 | 3001954.685
|  |  | Remote meter re-configuration |  | Meter Type 4
|  |  | Other metering |  | Meter Type 4 | 9141404.983 | 6053768.8345 | 5492824.2295 | 5566100.6856 | 5640488.1679 | 5716002.7531
[5 empty] | Meter Type 5 | 6589.7554 | 4363.9742 | 4429.7446 | 4496.5247 | 4564.3297 | 4633.1753
[5 empty] | Meter Type 6 | 117173.073 | 77596.2446 | 78788.578 | 79999.5394 | 81229.4178 | 82478.5067
[5 empty] | Meter Type 7 | 2202.8401 | 1458.8003 | 1479.8631 | 1501.2361 | 1522.9238 | 1544.9308
|  |  | IT infrastructure capex |  | Meter Type 4
|  |  | IT infrastructure opex |  | Meter Type 4 | 3796007.9099 | 2513853.6607 | 2539128.2468 | 2559518.112 | 2579994.5115 | 2601194.3848
|  |  | Communications infrastructure capex |  | Meter Type 4
|  |  | Communications infrastructure opex |  | Meter Type 4 | 256673.4062 | 169978.4081 | 172818.2533 | 174986.1166 | 177148.6311 | 179390.8045
[6 empty] | 0 | 0 | 0 | 0 | 0 | 0 | 0

## 2014 Total Opex
PAL Metering Capex & Opex Expenditure Model
2014 Total Opex | [6 empty] | OK
Menu
|  |  |  | 2014 | Source | 0
Nominal $
2014 Base Operating and Maintenance Expenditure
2014 October YTD Forecast
|  |  | Meter data services | 3335113.76 | SAP
|  |  | Meter maintenance | 1770382.13
|  |  | Customer service | 1145954.52
|  |  | Customer response trials | 0
|  |  | Backhaul communications | 155381.65
|  |  | Communication operations | 3042903.44
|  |  | Direct Overheads | 1104189.51
|  |  | Corporate overheads | 74198.42
|  |  | IT | 7074882.83 |  | 0
17703006.26
|  |  | Meter Maintenance | 553658.1226 | From 2014 annual RIN
|  |  | -Abolishment costs |  | -these are company initiated
abolishment's, transferred to PM
originally classified as ACS
Customer is not charged, therefore
the costs are recovered via PM
Source: MA template 2014 Annual RIN

## 2014 IT Opex
PAL Metering Capex & Opex Expenditure Model
2014 IT Opex | [10 empty] | OK
Menu
[5 empty] | 2014 |  | 2014 |  | 2014 | 2014 | 2014 | 2014 | 2014 |  | 2014 | 2014 | 0.277
[5 empty] | Nominal $ |  | Nominal $ |  | Nominal $ | Nominal $ | Nominal $ | Nominal $ | Nominal $ |  | Nominal $ | Nominal $
[5 empty] | VPN excl. margin | % Margin | VPN incl. margin | % Powercor | Powercor excl. margin | Powercor margin | Powercor incl. margin | remove non recurrent exp. | recurrent exp. | % move to STC | Base STC Opex | Base Metering Opex
2014 Actual IT Opex Forecast
IT Infrastructure
|  |  | Infrastructure | Vendor support and maintenance contracts including UIQ servers | 1977687.32 | 13% | 2234786.6716 | 62.85% | 1243065.1838 | 161598.4739 | 1404663.6577 | 0 | 1404663.6577 | 0% | 0 | 1404663.6577
|  |  | USB | Oracle Utility Services Bus—facilitates communications across all the different IT systems and programmes by enabling the systems to communicate effectively with each other and thereby utilise the same information. | 993604.49 | 13% | 1122773.0737 | 62.85% | 624524.9871 | 81188.2483 | 705713.2354 | 0 | 705713.2354 | 100% | 705713.2354 | 0
[5 empty] | 2971291.81 |  | 3357559.7453 |  | 1867590.171 | 242786.7222 | 2110376.8932 | 0 | 2110376.8932 |  | 705713.2354 | 1404663.6577
Systems
|  |  | MTS Support & Maintenance - ITRON | Itron Enterprise Edition—platform for data collection, validation, storage and processing | 37419.26 | 13% | 42283.7638 | 62.85% | 23519.6832 | 3057.5588 | 26577.2421 | 0 | 26577.2421 | 100% | 26577.2421 | 0
|  |  | IEE Support & Maintenance - ITRON |  | 888530.88 | 13% | 1004039.8944 | 62.85% | 558481.5105 | 72602.5964 | 631084.1068 | 0 | 631084.1068 | 100% | 631084.1068 | 0
|  |  | System Support & PMO |  | 2667627 | 13% | 3014418.51 | 62.85% | 1676723.2179 | 217974.0183 | 1894697.2362 | 0 | 1894697.2362 | 100% | 1894697.2362 | 0
|  |  | UIQ | Our smart meter communications network is supported by the UtilityIQ IT system. UtilityIQ is a web-based network management system that provides services such as device management, device health monitoring, remote firmware upgrades and device outage detection. | 1290675.48 | 13% | 1458463.2924 | 62.85% | 811247.4286 | 105462.1657 | 916709.5943 | 0 | 916709.5943 | 0% | 0 | 916709.5943
[5 empty] | 4884252.62 |  | 5519205.4606 |  | 3069971.8402 | 399096.3392 | 3469068.1794 | 0 | 3469068.1794 |  | 2552358.5851 | 916709.5943
Field Force
|  |  | Service Suite Maintenance Contract - WIPRO | Work orders are scheduled and released from WMS, planned and dispatched from Service Suite dispatch, completed in the field by Metering Technicians using Service Suite mobile and returned to update hosts systems. | 999344.75 | 13% | 1129259.5675 | 62.85% | 628132.998 | 81657.2897 | 709790.2877 | 0 | 709790.2877 | 100% | 709790.2877 | 0
|  |  | Service Suite Maintenance Contract - Ventyx | system used for the dispatch, resourcing and tracking of field work | 301197 | 13% | 340352.61 | 62.85% | 189315.8238 | 24611.0571 | 213926.8809 | 0 | 213926.8809 | 100% | 213926.8809 | 0
[5 empty] | 1300541.75 |  | 1469612.1775 |  | 817448.8218 | 106268.3468 | 923717.1686 | 0 | 923717.1686 |  | 923717.1686 | 0
Data Management
|  |  | Data Warehousing & Analytics | Data warehousing & analytics, including SAS—statistical programme for forecasting and SAP— business intelligence reporting and data warehousing platform | 804950 | 13% | 909593.5 | 62.85% | 505947.1786 | 65773.1332 | 571720.3118 | 0 | 571720.3118 | 100% | 571720.3118 | 0
[5 empty] | 804950 |  | 909593.5 |  | 505947.1786 | 65773.1332 | 571720.3118 | 0 | 571720.3118 |  | 571720.3118 | 0
|  | TOTAL |  |  | 9961036.18 |  | 11255970.8834 |  | 6260958.0115 | 813924.5415 | 7074882.553 | 0 | 7074882.553 |  | 4753509.301 | 2321373.252
[11 empty] | 0.277 |  |  |  |  | 0 | 0.277

## 2014 Non IT Opex
PAL Metering Capex & Opex Expenditure Model
2014 Non IT Opex | [11 empty] | OK
Menu
[5 empty] | 2014 |  | 2014 |  |  | 2014 | 2014 | 2014 | 2014 | 2014 |  | 2014 | 2014 | -0.012636
[5 empty] | Nominal $ |  | Nominal $ |  |  | Nominal $ | Nominal $ | Nominal $ | Nominal $ | Nominal $ |  | Nominal $ | Nominal $
[5 empty] | VPN excl. margin | % Margin | VPN incl. margin |  | % Powercor | Powercor excl. margin | Powercor margin | Powercor incl. margin | remove non recurrent exp. | recurrent exp. | % move to STC | Base STC Opex | Base Metering Opex
2014 Actual Opex
Meter data services
|  |  | Meter Reading Contract | SkillTech Consulting contract | 2512603.9698 |  | 2512603.9698 |  | 69.07% | 1735504.9622 | 0 | 1735504.9622 | 0 | 1735504.9622 | 0% | 0 | 1735504.9622
|  |  | CSG back-office labour |  | 2315858.2102 |  | 2315858.2102 |  | 69.07% | 1599608.7978 | 0 | 1599608.7978 | 0 | 1599608.7978 | 0% | 0 | 1599608.7978
[5 empty] | 4828462.18 |  | 4828462.18 |  |  | 3335113.76 | 0 | 3335113.76 | 0 | 3335113.76 |  | 0 | 3335113.76
Meter maintenance
|  |  | Testing & Investigation |  | 2626003.47 |  | 2626003.47 |  | 67.42% | 1770382.13 | 0 | 1770382.13 | 0 | 1770382.13 | 0% | 0 | 1770382.13
|  |  | Co initiated abolishments |  | 618057.0033 |  | 618057.0033 |  | 89.58% | 553658.1 | 0 | 553658.1 | 0 | 553658.1 | 0% | 0 | 553658.1
[5 empty] | 3244060.4733 |  | 3244060.4733 |  |  | 2324040.23 | 0 | 2324040.23 | 0 | 2324040.23 |  | 0 | 2324040.23
Customer service
|  |  | CSG corporate management fee |  | 1577168.28 |  | 1577168.28 |  | 72.66% | 1145954.52 | 0 | 1145954.52 | 0 | 1145954.52 | 0% | 0 | 1145954.52
Backhaul communications
|  |  | Telstra 3G network costs | SIM cards on monthly data plans | 310566.57 |  | 310566.57 |  | 50.03% | 155381.65 | 0 | 155381.65 | 0 | 155381.65 | 0% | 0 | 155381.65
Communication operations
|  |  | Communication Opperations |  | 4366057.78 |  | 4366057.78 |  | 69.69% | 3042903.44 | 0 | 3042903.44 | 0 | 3042903.44 | 0% | 0 | 3042903.44
Direct Overheads
|  |  | Manager Energy Solutions -only $400K for conultants & legal in 2015 (relaating to contract renegotiations) | cost centre 611989 | 670542.65 |  | 670542.65 |  | 55.15% | 369771.7727 | 0 | 369771.7727 | 0 | 369771.7727 | 0% | 0 | 369771.7727
|  |  |  | cost centre 604080 | 270575.93 |  | 270575.93 |  | 55.15% | 149209.5116 | 0 | 149209.5116 | 0 | 149209.5116 | 0% | 0 | 149209.5116
|  |  | AMI Program - closeout activity | PMO based support / costs | 606292.9 |  | 606292.9 |  | 55.15% | 334341.1496 | 0 | 334341.1496 | -334341 |  | 0% | 0 | 0
|  |  | AMI Program - residual volume management | AMI deployment stage 2: Jan-June 2014 | 351477.35 |  | 351477.35 |  | 55.15% | 193822.7237 | 0 | 193822.7237 | -193823 |  | 0% | 0 | 0
|  |  |  | Customer interaction costs | 106716 |  | 106716 |  | 55.15% | 58848.7019 | 0 | 58848.7019 | -58849 | -0.29813 | 0% | 0 | -0.29813
|  |  | Balancing item |  | -3272 |  | -3272 |  | 55.15% | -1804.3494 | 0 | -1804.3494 |  | -1804.3494 | 0% | 0 | -1804.3494
[5 empty] | 2002332.83 |  | 2002332.83 |  |  | 1104189.51 | 0 | 1104189.51 | -587013 | 517176.6367 |  | 0 | 517176.6367
Corporate overheads
|  |  | Finance |  | 114478 |  | 114478 |  | 55.89% | 63986.56 | 0 | 63986.56 | 0 | 63986.56 | 0% | 0 | 63986.56
|  |  | Corporate Management Fee |  | 6186 |  | 6186 |  | 55.89% | 3457.6151 | 0 | 3457.6151 | 0 | 3457.6151 | 0% | 0 | 3457.6151
|  |  | Balance |  | 12084 |  | 12084 |  | 55.89% | 6754.2549 | 0 | 6754.2549 | 0 | 6754.2549 | 0% | 0 | 6754.2549
[5 empty] | 132748 |  | 132748 |  |  | 74198.43 | 0 | 74198.43 | 0 | 74198.43 |  | 0 | 74198.43
|  | TOTAL |  |  | 16461396.1133 |  | 16461396.1133 |  |  | 11181781.54 | 0 | 11181781.54 | -587013 | 10594768.6667 |  | 0 | 10594768.6667
[12 empty] | -0.012636 |  |  |  |  | 0 | -0.012636
remove non recurrent exp.
[7 empty] | 2015 | 2016 | 2017 | 2018 | 2019 | 2020 | 2014 Amt
|  | Meter data services | [10 empty] | 0 |  |  | 0
|  | Meter maintenance | [10 empty] | 0 |  |  | 0
|  | Customer service | [10 empty] | 0 |  |  | 0
Customer response trials
|  | Backhaul communications | [10 empty] | 0 |  |  | 0
|  | Communication operations | [10 empty] | 0 |  |  | 0
|  | Direct Overheads |  |  |  |  | 0% | 0% | 100% | 100% | 100% | 100% | -587013 |  |  | 0
|  | Corporate overheads | [10 empty] | 0 |  |  | 0