## Information
Age Profile - Towers
Purpose
Provides basis of Tower Asset used in REPEX model
Context
Age profiles from this workbook are used in the calibration (2015) and forecast (2020) repex models.
The "Reference 2020" sheet provides the basis for tower asset used in REPEX model. Basis include both inclusion and exclusion in the population used in REPEX.
The "Age Profile - 2020 - Repex" sheet summarises the tower age profiles, in different categorisations used for REPEX model.
The "Age Profile - 2015" sheet summarises the population used in calibrating new life for towers assets in different corrosion zones.
The "Adjustment 2015" sheet provides the basis for tower assets excluded in the population used in calibration.

## Reference 2020
Reference for 2020 Tower Age Profile
ID | Description | GrillageFoundation | Voltage | MultipleCircuit | CorrosionZone | Type | EnableExclusion | Sum | 2020 | 2019 | 2018 | 2017 | 2016 | 2015 | 2014 | 2013 | 2012 | 2011 | 2010 | 2009 | 2008 | 2007 | 2006 | 2005 | 2004 | 2003 | 2002 | 2001 | 2000 | 1999 | 1998 | 1997 | 1996 | 1995 | 1994 | 1993 | 1992 | 1991 | 1990 | 1989 | 1988 | 1987 | 1986 | 1985 | 1984 | 1983 | 1982 | 1981 | 1980 | 1979 | 1978 | 1977 | 1976 | 1975 | 1974 | 1973 | 1972 | 1971 | 1970 | 1969 | 1968 | 1967 | 1966 | 1965 | 1964 | 1963 | 1962 | 1961 | 1960 | 1959 | 1958 | 1957 | 1956 | 1955 | 1954 | 1953 | 1952 | 1951 | 1950 | 1949 | 1948 | 1947 | 1946 | 1945 | 1944 | 1943 | 1942 | 1941 | 1940 | 1939 | 1938 | 1937 | 1936 | 1935 | 1934 | 1933 | 1932 | 1931 | 1930 | 1929 | 1928 | 1927 | 1926 | 1925 | 1924 | 1923 | 1922 | 1921 | 1920 | 1919 | 1918 | 1917 | 1916 | 1915 | 1914 | 1913 | 1912 | 1911 | 1910 | 1909
1123 | Wurdong Tee to Gin Gin TL | FALSE | 275 | FALSE | C | Refit based on REPEX Model | FALSE | 287 | 0 | 0 | 0 | 0 | 0 | 0 | 0 | 0 | 0 | 0 | 0 | 0 | 0 | 0 | 0 | 0 | 0 | 0 | 0 | 0 | 0 | 0 | 0 | 0 | 0 | 0 | 0 | 0 | 0 | 0 | 0 | 0 | 0 | 0 | 0 | 0 | 0 | 0 | 0 | 0 | 0 | 0 | 0 | 287 | 0 | 0 | 0 | 0 | 0 | 0 | 0 | 0 | 0 | 0 | 0 | 0 | 0 | 0 | 0 | 0 | 0 | 0 | 0 | 0 | 0 | 0 | 0 | 0 | 0 | 0 | 0 | 0 | 0 | 0 | 0 | 0
1123 | Wurdong Tee to Gin Gin TL | FALSE | 275 | FALSE | B | Refit based on REPEX Model | FALSE | 10 | 0 | 0 | 0 | 0 | 0 | 0 | 0 | 0 | 0 | 0 | 0 | 0 | 0 | 0 | 0 | 0 | 0 | 0 | 0 | 0 | 0 | 0 | 0 | 0 | 0 | 0 | 0 | 0 | 0 | 0 | 0 | 0 | 0 | 0 | 0 | 0 | 0 | 0 | 0 | 0 | 0 | 0 | 0 | 10 | 0 | 0 | 0 | 0 | 0 | 0 | 0 | 0 | 0 | 0 | 0 | 0 | 0 | 0 | 0 | 0 | 0 | 0 | 0 | 0 | 0 | 0 | 0 | 0 | 0 | 0 | 0 | 0 | 0 | 0 | 0 | 0
1123 | Wurdong Tee to Gin Gin TL | FALSE | 275 | FALSE | D | Refit based on REPEX Model | FALSE | 20 | 0 | 0 | 0 | 0 | 0 | 0 | 0 | 0 | 0 | 0 | 0 | 0 | 0 | 0 | 0 | 0 | 0 | 0 | 0 | 0 | 0 | 0 | 0 | 0 | 0 | 0 | 0 | 0 | 0 | 0 | 0 | 0 | 0 | 0 | 0 | 0 | 0 | 0 | 0 | 0 | 0 | 0 | 0 | 20 | 0 | 0 | 0 | 0 | 0 | 0 | 0 | 0 | 0 | 0 | 0 | 0 | 0 | 0 | 0 | 0 | 0 | 0 | 0 | 0 | 0 | 0 | 0 | 0 | 0 | 0 | 0 | 0 | 0 | 0 | 0 | 0
1219 | Townsville South - Clare South F7131 T/L Decommissioning. CP.02019. In last Reset | TRUE | 132 |  |  | Decommissioning without replacement | TRUE | -154 | 0 | [56 empty] | -154
1219 | Townsville South - Clare South F7131 T/L Decommissioning. CP.02019. In last Reset | TRUE | 132 |  |  | Decommissioning without replacement | TRUE | -2 | 0 | [56 empty] | -2
1223 | Dan Gleeson-Alan Sherriff line Decommissioning. In last Reset | TRUE | 132 |  |  | Decommissioning without replacement | TRUE | -2 | 0 | [56 empty] | -2
1223 | Dan Gleeson-Alan Sherriff line Decommissioning. In last Reset | TRUE | 132 |  |  | Decommissioning without replacement | TRUE | -10 | 0 | [56 empty] | -10
1154 | Egans Hill - Rockhampton TL Refit CP.01158 | TRUE | 132 |  |  | Current Approved or Commissioned Projects | TRUE | -4 | 0 | [56 empty] | -4
1155 | Egans Hill - Rockhampton TL Refit CP.01158 | TRUE | 132 |  |  | Current Approved or Commissioned Projects | TRUE | -2 | 0 | [56 empty] | -2
1124 | CP.02229 - BS1124 Wurdong Tee - Gin Gin TL Refit | FALSE | 275 | FALSE | B | Refit based on REPEX Model | FALSE | 51 | 0 | 0 | 0 | 0 | 0 | 0 | 0 | 0 | 0 | 0 | 0 | 0 | 0 | 0 | 0 | 0 | 0 | 0 | 0 | 0 | 0 | 0 | 0 | 0 | 0 | 0 | 0 | 0 | 0 | 0 | 0 | 0 | 0 | 0 | 0 | 0 | 0 | 0 | 0 | 51 | 0 | 0 | 0 | 0 | 0 | 0 | 0 | 0 | 0 | 0 | 0 | 0 | 0 | 0 | 0 | 0 | 0 | 0 | 0 | 0 | 0 | 0 | 0 | 0 | 0 | 0 | 0 | 0 | 0 | 0 | 0 | 0 | 0 | 0 | 0 | 0 | 0 | 0 | 0 | 0 | 0
1124 | CP.02229 - BS1124 Wurdong Tee - Gin Gin TL Refit | FALSE | 275 | FALSE | C | Refit based on REPEX Model | FALSE | 264 | 0 | 0 | 0 | 0 | 0 | 0 | 0 | 0 | 0 | 0 | 0 | 0 | 0 | 0 | 0 | 0 | 0 | 0 | 0 | 0 | 0 | 0 | 0 | 0 | 0 | 0 | 0 | 0 | 0 | 0 | 0 | 0 | 0 | 0 | 0 | 0 | 0 | 0 | 0 | 264 | 0 | 0 | 0 | 0 | 0 | 0 | 0 | 0 | 0 | 0 | 0 | 0 | 0 | 0 | 0 | 0 | 0 | 0 | 0 | 0 | 0 | 0 | 0 | 0 | 0 | 0 | 0 | 0 | 0 | 0 | 0 | 0 | 0 | 0 | 0 | 0 | 0 | 0 | 0 | 0 | 0
1132 | CP.02775 - BS 1132 Bouldercombe to Nebo Reinvestment | FALSE | 275 | FALSE | C | Refit based on REPEX Model | FALSE | 646 | 0 | 0 | 0 | 0 | 0 | 0 | 0 | 0 | 0 | 0 | 0 | 0 | 0 | 0 | 0 | 0 | 0 | 0 | 0 | 0 | 0 | 0 | 0 | 0 | 0 | 0 | 0 | 0 | 0 | 0 | 0 | 0 | 0 | 0 | 0 | 0 | 0 | 0 | 0 | 646 | 0 | 0 | 0 | 0 | 0 | 0 | 0 | 0 | 0 | 0 | 0 | 0 | 0 | 0 | 0 | 0 | 0 | 0 | 0 | 0 | 0 | 0 | 0 | 0 | 0 | 0 | 0 | 0 | 0 | 0 | 0 | 0 | 0 | 0 | 0 | 0 | 0 | 0 | 0 | 0 | 0
1122 | Wurdong Tee to Gin Gin TL | FALSE | 275 | FALSE | B | Refit based on REPEX Model | FALSE | 226 | 0 | 0 | 0 | 0 | 0 | 0 | 0 | 0 | 2 | 0 | 0 | 0 | 0 | 0 | 0 | 0 | 0 | 0 | 0 | 0 | 0 | 0 | 0 | 0 | 0 | 0 | 0 | 0 | 0 | 0 | 0 | 0 | 0 | 0 | 0 | 0 | 0 | 0 | 0 | 0 | 0 | 0 | 0 | 0 | 0 | 0 | 0 | 224 | 0 | 0 | 0 | 0 | 0 | 0 | 0 | 0 | 0 | 0 | 0 | 0 | 0 | 0 | 0 | 0 | 0 | 0 | 0 | 0 | 0 | 0 | 0 | 0 | 0 | 0 | 0 | 0 | 0 | 0 | 0 | 0 | 0
1122 | Wurdong Tee to Gin Gin TL | FALSE | 275 | FALSE | C | Refit based on REPEX Model | FALSE | 43 | 0 | 0 | 0 | 0 | 0 | 0 | 0 | 0 | 0 | 0 | 0 | 0 | 0 | 0 | 0 | 0 | 0 | 0 | 0 | 0 | 0 | 0 | 0 | 0 | 0 | 0 | 0 | 0 | 0 | 0 | 0 | 0 | 0 | 0 | 0 | 0 | 0 | 0 | 0 | 0 | 0 | 0 | 0 | 0 | 0 | 0 | 0 | 43 | 0 | 0 | 0 | 0 | 0 | 0 | 0 | 0 | 0 | 0 | 0 | 0 | 0 | 0 | 0 | 0 | 0 | 0 | 0 | 0 | 0 | 0 | 0 | 0 | 0 | 0 | 0 | 0 | 0 | 0 | 0 | 0 | 0

## Age Profile - 2020 - Repex
2020 Age Profile - Repex Model Categorisation
Age Profile, Data, 2020
| Grillage | Zone | Double Circuit | Volt Min | Volt Max | Description |  | 2020 | 2019 | 2018 | 2017 | 2016 | 2015 | 2014 | 2013 | 2012 | 2011 | 2010 | 2009 | 2008 | 2007 | 2006 | 2005 | 2004 | 2003 | 2002 | 2001 | 2000 | 1999 | 1998 | 1997 | 1996 | 1995 | 1994 | 1993 | 1992 | 1991 | 1990 | 1989 | 1988 | 1987 | 1986 | 1985 | 1984 | 1983 | 1982 | 1981 | 1980 | 1979 | 1978 | 1977 | 1976 | 1975 | 1974 | 1973 | 1972 | 1971 | 1970 | 1969 | 1968 | 1967 | 1966 | 1965 | 1964 | 1963 | 1962 | 1961 | 1960 | 1959 | 1958 | 1957 | 1956 | 1955 | 1954 | 1953 | 1952 | 1951 | 1950 | 1949 | 1948 | 1947 | 1946 | 1945 | 1944 | 1943 | 1942 | 1941 | 1940 | 1939 | 1938 | 1937 | 1936 | 1935 | 1934 | 1933 | 1932 | 1931 | 1930 | 1929 | 1928 | 1927 | 1926 | 1925 | 1924 | 1923 | 1922 | 1921 | 1920 | 1919 | 1918 | 1917 | 1916 | 1915 | 1914 | 1913 | 1912 | 1911 | 1910 | 1909
| TRUE |  |  | 66 | 132 | Zone ; > 66kV <= 132kV; Multi Cct: | 366 | 0 | 0 | 0 | 0 | 0 | 0 | 0 | 0 | 0 | 0 | 0 | 0 | 0 | 0 | 0 | 0 | 0 | 0 | 0 | 0 | 0 | 0 | 0 | 0 | 0 | 0 | 0 | 0 | 0 | 0 | 0 | 0 | 0 | 0 | 0 | 0 | 0 | 0 | 0 | 0 | 0 | 0 | 1 | 0 | 0 | 0 | 0 | 0 | 0 | 0 | 0 | 0 | 0 | 0 | 0 | 127 | 18 | 220 | 0 | 0 | 0 | 0 | 0 | 0 | 0 | 0 | 0 | 0 | 0 | 0 | 0 | 0 | 0 | 0 | 0 | 0 | 0 | 0 | 0 | 0 | 0 | 0 | 0 | 0 | 0 | 0 | 0 | 0 | 0 | 0 | 0 | 0 | 0 | 0 | 0 | 0
| FALSE | B | FALSE | 132 | 275 | Zone B; > 132kV <= 275kV; Multi Cct: FALSE | 287 | 0 | 0 | 0 | 0 | 0 | 0 | 0 | 0 | 2 | 0 | 0 | 0 | 0 | 0 | 0 | 0 | 0 | 0 | 0 | 0 | 0 | 0 | 0 | 0 | 0 | 0 | 0 | 0 | 0 | 0 | 0 | 0 | 0 | 0 | 0 | 0 | 0 | 0 | 0 | 51 | 0 | 0 | 0 | 10 | 0 | 0 | 0 | 224 | 0 | 0 | 0 | 0 | 0 | 0 | 0 | 0 | 0 | 0 | 0 | 0 | 0 | 0 | 0 | 0 | 0 | 0 | 0 | 0 | 0 | 0 | 0 | 0 | 0 | 0 | 0 | 0 | 0 | 0 | 0 | 0 | 0 | 0 | 0 | 0 | 0 | 0 | 0 | 0 | 0 | 0 | 0 | 0 | 0 | 0 | 0 | 0
| FALSE | C | FALSE | 132 | 275 | Zone C; > 132kV <= 275kV; Multi Cct: FALSE | 1240 | 0 | 0 | 0 | 0 | 0 | 0 | 0 | 0 | 0 | 0 | 0 | 0 | 0 | 0 | 0 | 0 | 0 | 0 | 0 | 0 | 0 | 0 | 0 | 0 | 0 | 0 | 0 | 0 | 0 | 0 | 0 | 0 | 0 | 0 | 0 | 0 | 0 | 0 | 0 | 910 | 0 | 0 | 0 | 287 | 0 | 0 | 0 | 43 | 0 | 0 | 0 | 0 | 0 | 0 | 0 | 0 | 0 | 0 | 0 | 0 | 0 | 0 | 0 | 0 | 0 | 0 | 0 | 0 | 0 | 0 | 0 | 0 | 0 | 0 | 0 | 0 | 0 | 0 | 0 | 0 | 0 | 0 | 0 | 0 | 0 | 0 | 0 | 0 | 0 | 0 | 0 | 0 | 0 | 0 | 0 | 0
| FALSE | D | FALSE | 132 | 275 | Zone D; > 132kV <= 275kV; Multi Cct: FALSE | 20 | 0 | 0 | 0 | 0 | 0 | 0 | 0 | 0 | 0 | 0 | 0 | 0 | 0 | 0 | 0 | 0 | 0 | 0 | 0 | 0 | 0 | 0 | 0 | 0 | 0 | 0 | 0 | 0 | 0 | 0 | 0 | 0 | 0 | 0 | 0 | 0 | 0 | 0 | 0 | 0 | 0 | 0 | 0 | 20 | 0 | 0 | 0 | 0 | 0 | 0 | 0 | 0 | 0 | 0 | 0 | 0 | 0 | 0 | 0 | 0 | 0 | 0 | 0 | 0 | 0 | 0 | 0 | 0 | 0 | 0 | 0 | 0 | 0 | 0 | 0 | 0 | 0 | 0 | 0 | 0 | 0 | 0 | 0 | 0 | 0 | 0 | 0 | 0 | 0 | 0 | 0 | 0 | 0 | 0 | 0 | 0
[7 empty] | 1913 | 0 | 0 | 0 | 0 | 0 | 0 | 0 | 0 | 2 | 0 | 0 | 0 | 0 | 0 | 0 | 0 | 0 | 0 | 0 | 0 | 0 | 0 | 0 | 0 | 0 | 0 | 0 | 0 | 0 | 0 | 0 | 0 | 0 | 0 | 0 | 0 | 0 | 0 | 0 | 961 | 0 | 0 | 1 | 317 | 0 | 0 | 0 | 267 | 0 | 0 | 0 | 0 | 0 | 0 | 0 | 127 | 18 | 220 | 0 | 0 | 0 | 0 | 0 | 0 | 0 | 0 | 0 | 0 | 0 | 0 | 0 | 0 | 0 | 0 | 0 | 0 | 0 | 0 | 0 | 0 | 0 | 0 | 0 | 0 | 0 | 0 | 0 | 0 | 0 | 0 | 0 | 0 | 0 | 0 | 0 | 0
Summation of Adjustments
| Grillage | Zone | Double Circuit | Volt Min | Volt Max | Description |  | 2020 | 2019 | 2018 | 2017 | 2016 | 2015 | 2014 | 2013 | 2012 | 2011 | 2010 | 2009 | 2008 | 2007 | 2006 | 2005 | 2004 | 2003 | 2002 | 2001 | 2000 | 1999 | 1998 | 1997 | 1996 | 1995 | 1994 | 1993 | 1992 | 1991 | 1990 | 1989 | 1988 | 1987 | 1986 | 1985 | 1984 | 1983 | 1982 | 1981 | 1980 | 1979 | 1978 | 1977 | 1976 | 1975 | 1974 | 1973 | 1972 | 1971 | 1970 | 1969 | 1968 | 1967 | 1966 | 1965 | 1964 | 1963 | 1962 | 1961 | 1960 | 1959 | 1958 | 1957 | 1956 | 1955 | 1954 | 1953 | 1952 | 1951 | 1950 | 1949 | 1948 | 1947 | 1946 | 1945 | 1944 | 1943 | 1942 | 1941 | 1940 | 1939 | 1938 | 1937 | 1936 | 1935 | 1934 | 1933 | 1932 | 1931 | 1930 | 1929 | 1928 | 1927 | 1926 | 1925 | 1924 | 1923 | 1922 | 1921 | 1920 | 1919 | 1918 | 1917 | 1916 | 1915 | 1914 | 1913 | 1912 | 1911 | 1910 | 1909
| TRUE |  |  | 66 | 132 | Zone ; > 66kV <= 132kV; Multi Cct: | -174 | 0 | 0 | 0 | 0 | 0 | 0 | 0 | 0 | 0 | 0 | 0 | 0 | 0 | 0 | 0 | 0 | 0 | 0 | 0 | 0 | 0 | 0 | 0 | 0 | 0 | 0 | 0 | 0 | 0 | 0 | 0 | 0 | 0 | 0 | 0 | 0 | 0 | 0 | 0 | 0 | 0 | 0 | 0 | 0 | 0 | 0 | 0 | 0 | 0 | 0 | 0 | 0 | 0 | 0 | 0 | 0 | 0 | -174 | 0 | 0 | 0 | 0 | 0 | 0 | 0 | 0 | 0 | 0 | 0 | 0 | 0 | 0 | 0 | 0 | 0 | 0 | 0 | 0 | 0 | 0 | 0 | 0 | 0 | 0 | 0 | 0 | 0 | 0 | 0 | 0 | 0 | 0 | 0 | 0 | 0 | 0 | 0 | 0 | 0 | 0 | 0 | 0 | 0 | 0 | 0
| FALSE | B | FALSE | 132 | 275 | Zone B; > 132kV <= 275kV; Multi Cct: FALSE | 0 | 0 | 0 | 0 | 0 | 0 | 0 | 0 | 0 | 0 | 0 | 0 | 0 | 0 | 0 | 0 | 0 | 0 | 0 | 0 | 0 | 0 | 0 | 0 | 0 | 0 | 0 | 0 | 0 | 0 | 0 | 0 | 0 | 0 | 0 | 0 | 0 | 0 | 0 | 0 | 0 | 0 | 0 | 0 | 0 | 0 | 0 | 0 | 0 | 0 | 0 | 0 | 0 | 0 | 0 | 0 | 0 | 0 | 0 | 0 | 0 | 0 | 0 | 0 | 0 | 0 | 0 | 0 | 0 | 0 | 0 | 0 | 0 | 0 | 0 | 0 | 0 | 0 | 0 | 0 | 0 | 0 | 0 | 0 | 0 | 0 | 0 | 0 | 0 | 0 | 0 | 0 | 0 | 0 | 0 | 0 | 0 | 0 | 0 | 0 | 0 | 0 | 0 | 0 | 0 | 0
| FALSE | C | FALSE | 132 | 275 | Zone C; > 132kV <= 275kV; Multi Cct: FALSE | 0 | 0 | 0 | 0 | 0 | 0 | 0 | 0 | 0 | 0 | 0 | 0 | 0 | 0 | 0 | 0 | 0 | 0 | 0 | 0 | 0 | 0 | 0 | 0 | 0 | 0 | 0 | 0 | 0 | 0 | 0 | 0 | 0 | 0 | 0 | 0 | 0 | 0 | 0 | 0 | 0 | 0 | 0 | 0 | 0 | 0 | 0 | 0 | 0 | 0 | 0 | 0 | 0 | 0 | 0 | 0 | 0 | 0 | 0 | 0 | 0 | 0 | 0 | 0 | 0 | 0 | 0 | 0 | 0 | 0 | 0 | 0 | 0 | 0 | 0 | 0 | 0 | 0 | 0 | 0 | 0 | 0 | 0 | 0 | 0 | 0 | 0 | 0 | 0 | 0 | 0 | 0 | 0 | 0 | 0 | 0 | 0 | 0 | 0 | 0 | 0 | 0 | 0 | 0 | 0 | 0
| FALSE | D | FALSE | 132 | 275 | Zone D; > 132kV <= 275kV; Multi Cct: FALSE | 0 | 0 | 0 | 0 | 0 | 0 | 0 | 0 | 0 | 0 | 0 | 0 | 0 | 0 | 0 | 0 | 0 | 0 | 0 | 0 | 0 | 0 | 0 | 0 | 0 | 0 | 0 | 0 | 0 | 0 | 0 | 0 | 0 | 0 | 0 | 0 | 0 | 0 | 0 | 0 | 0 | 0 | 0 | 0 | 0 | 0 | 0 | 0 | 0 | 0 | 0 | 0 | 0 | 0 | 0 | 0 | 0 | 0 | 0 | 0 | 0 | 0 | 0 | 0 | 0 | 0 | 0 | 0 | 0 | 0 | 0 | 0 | 0 | 0 | 0 | 0 | 0 | 0 | 0 | 0 | 0 | 0 | 0 | 0 | 0 | 0 | 0 | 0 | 0 | 0 | 0 | 0 | 0 | 0 | 0 | 0 | 0 | 0 | 0 | 0 | 0 | 0 | 0 | 0 | 0 | 0
[7 empty] | -174 | 0 | 0 | 0 | 0 | 0 | 0 | 0 | 0 | 0 | 0 | 0 | 0 | 0 | 0 | 0 | 0 | 0 | 0 | 0 | 0 | 0 | 0 | 0 | 0 | 0 | 0 | 0 | 0 | 0 | 0 | 0 | 0 | 0 | 0 | 0 | 0 | 0 | 0 | 0 | 0 | 0 | 0 | 0 | 0 | 0 | 0 | 0 | 0 | 0 | 0 | 0 | 0 | 0 | 0 | 0 | 0 | 0 | -174 | 0 | 0 | 0 | 0 | 0 | 0 | 0 | 0 | 0 | 0 | 0 | 0 | 0 | 0 | 0 | 0 | 0 | 0 | 0 | 0 | 0 | 0 | 0 | 0 | 0 | 0 | 0 | 0 | 0 | 0 | 0 | 0 | 0 | 0 | 0 | 0 | 0 | 0 | 0 | 0 | 0 | 0 | 0 | 0 | 0 | 0 | 0
Age Profile (2020)
| Grillage | Zone | Double Circuit | Volt Min | Volt Max | Description |  | 2020 | 2019 | 2018 | 2017 | 2016 | 2015 | 2014 | 2013 | 2012 | 2011 | 2010 | 2009 | 2008 | 2007 | 2006 | 2005 | 2004 | 2003 | 2002 | 2001 | 2000 | 1999 | 1998 | 1997 | 1996 | 1995 | 1994 | 1993 | 1992 | 1991 | 1990 | 1989 | 1988 | 1987 | 1986 | 1985 | 1984 | 1983 | 1982 | 1981 | 1980 | 1979 | 1978 | 1977 | 1976 | 1975 | 1974 | 1973 | 1972 | 1971 | 1970 | 1969 | 1968 | 1967 | 1966 | 1965 | 1964 | 1963 | 1962 | 1961 | 1960 | 1959 | 1958 | 1957 | 1956 | 1955 | 1954 | 1953 | 1952 | 1951 | 1950 | 1949 | 1948 | 1947 | 1946 | 1945 | 1944 | 1943 | 1942 | 1941 | 1940 | 1939 | 1938 | 1937 | 1936 | 1935 | 1934 | 1933 | 1932 | 1931 | 1930 | 1929 | 1928 | 1927 | 1926 | 1925 | 1924 | 1923 | 1922 | 1921 | 1920 | 1919 | 1918 | 1917 | 1916 | 1915 | 1914 | 1913 | 1912 | 1911 | 1910 | 1909
| TRUE |  |  | 66 | 132 | Zone ; > 66kV <= 132kV; Multi Cct: | 192 | 0 | 0 | 0 | 0 | 0 | 0 | 0 | 0 | 0 | 0 | 0 | 0 | 0 | 0 | 0 | 0 | 0 | 0 | 0 | 0 | 0 | 0 | 0 | 0 | 0 | 0 | 0 | 0 | 0 | 0 | 0 | 0 | 0 | 0 | 0 | 0 | 0 | 0 | 0 | 0 | 0 | 0 | 1 | 0 | 0 | 0 | 0 | 0 | 0 | 0 | 0 | 0 | 0 | 0 | 0 | 127 | 18 | 46 | 0 | 0 | 0 | 0 | 0 | 0 | 0 | 0 | 0 | 0 | 0 | 0 | 0 | 0 | 0 | 0 | 0 | 0 | 0 | 0 | 0 | 0 | 0 | 0 | 0 | 0 | 0 | 0 | 0 | 0 | 0 | 0 | 0 | 0 | 0 | 0 | 0 | 0 | 0 | 0 | 0 | 0 | 0 | 0 | 0 | 0 | 0
| FALSE | B | FALSE | 132 | 275 | Zone B; > 132kV <= 275kV; Multi Cct: FALSE | 287 | 0 | 0 | 0 | 0 | 0 | 0 | 0 | 0 | 2 | 0 | 0 | 0 | 0 | 0 | 0 | 0 | 0 | 0 | 0 | 0 | 0 | 0 | 0 | 0 | 0 | 0 | 0 | 0 | 0 | 0 | 0 | 0 | 0 | 0 | 0 | 0 | 0 | 0 | 0 | 51 | 0 | 0 | 0 | 10 | 0 | 0 | 0 | 224 | 0 | 0 | 0 | 0 | 0 | 0 | 0 | 0 | 0 | 0 | 0 | 0 | 0 | 0 | 0 | 0 | 0 | 0 | 0 | 0 | 0 | 0 | 0 | 0 | 0 | 0 | 0 | 0 | 0 | 0 | 0 | 0 | 0 | 0 | 0 | 0 | 0 | 0 | 0 | 0 | 0 | 0 | 0 | 0 | 0 | 0 | 0 | 0 | 0 | 0 | 0 | 0 | 0 | 0 | 0 | 0 | 0
| FALSE | C | FALSE | 132 | 275 | Zone C; > 132kV <= 275kV; Multi Cct: FALSE | 1240 | 0 | 0 | 0 | 0 | 0 | 0 | 0 | 0 | 0 | 0 | 0 | 0 | 0 | 0 | 0 | 0 | 0 | 0 | 0 | 0 | 0 | 0 | 0 | 0 | 0 | 0 | 0 | 0 | 0 | 0 | 0 | 0 | 0 | 0 | 0 | 0 | 0 | 0 | 0 | 910 | 0 | 0 | 0 | 287 | 0 | 0 | 0 | 43 | 0 | 0 | 0 | 0 | 0 | 0 | 0 | 0 | 0 | 0 | 0 | 0 | 0 | 0 | 0 | 0 | 0 | 0 | 0 | 0 | 0 | 0 | 0 | 0 | 0 | 0 | 0 | 0 | 0 | 0 | 0 | 0 | 0 | 0 | 0 | 0 | 0 | 0 | 0 | 0 | 0 | 0 | 0 | 0 | 0 | 0 | 0 | 0 | 0 | 0 | 0 | 0 | 0 | 0 | 0 | 0 | 0
| FALSE | D | FALSE | 132 | 275 | Zone D; > 132kV <= 275kV; Multi Cct: FALSE | 20 | 0 | 0 | 0 | 0 | 0 | 0 | 0 | 0 | 0 | 0 | 0 | 0 | 0 | 0 | 0 | 0 | 0 | 0 | 0 | 0 | 0 | 0 | 0 | 0 | 0 | 0 | 0 | 0 | 0 | 0 | 0 | 0 | 0 | 0 | 0 | 0 | 0 | 0 | 0 | 0 | 0 | 0 | 0 | 20 | 0 | 0 | 0 | 0 | 0 | 0 | 0 | 0 | 0 | 0 | 0 | 0 | 0 | 0 | 0 | 0 | 0 | 0 | 0 | 0 | 0 | 0 | 0 | 0 | 0 | 0 | 0 | 0 | 0 | 0 | 0 | 0 | 0 | 0 | 0 | 0 | 0 | 0 | 0 | 0 | 0 | 0 | 0 | 0 | 0 | 0 | 0 | 0 | 0 | 0 | 0 | 0 | 0 | 0 | 0 | 0 | 0 | 0 | 0 | 0 | 0
[7 empty] | 1739 | 0 | 0 | 0 | 0 | 0 | 0 | 0 | 0 | 2 | 0 | 0 | 0 | 0 | 0 | 0 | 0 | 0 | 0 | 0 | 0 | 0 | 0 | 0 | 0 | 0 | 0 | 0 | 0 | 0 | 0 | 0 | 0 | 0 | 0 | 0 | 0 | 0 | 0 | 0 | 961 | 0 | 0 | 1 | 317 | 0 | 0 | 0 | 267 | 0 | 0 | 0 | 0 | 0 | 0 | 0 | 127 | 18 | 46 | 0 | 0 | 0 | 0 | 0 | 0 | 0 | 0 | 0 | 0 | 0 | 0 | 0 | 0 | 0 | 0 | 0 | 0 | 0 | 0 | 0 | 0 | 0 | 0 | 0 | 0 | 0 | 0 | 0 | 0 | 0 | 0 | 0 | 0 | 0 | 0 | 0 | 0 | 0 | 0 | 0 | 0 | 0 | 0 | 0 | 0 | 0
Age Profile (2020), Excluding Non-Utilised Categories
| Grillage | Zone | Double Circuit | Volt Min | Volt Max | Description |  | 2020 | 2019 | 2018 | 2017 | 2016 | 2015 | 2014 | 2013 | 2012 | 2011 | 2010 | 2009 | 2008 | 2007 | 2006 | 2005 | 2004 | 2003 | 2002 | 2001 | 2000 | 1999 | 1998 | 1997 | 1996 | 1995 | 1994 | 1993 | 1992 | 1991 | 1990 | 1989 | 1988 | 1987 | 1986 | 1985 | 1984 | 1983 | 1982 | 1981 | 1980 | 1979 | 1978 | 1977 | 1976 | 1975 | 1974 | 1973 | 1972 | 1971 | 1970 | 1969 | 1968 | 1967 | 1966 | 1965 | 1964 | 1963 | 1962 | 1961 | 1960 | 1959 | 1958 | 1957 | 1956 | 1955 | 1954 | 1953 | 1952 | 1951 | 1950 | 1949 | 1948 | 1947 | 1946 | 1945 | 1944 | 1943 | 1942 | 1941 | 1940 | 1939 | 1938 | 1937 | 1936 | 1935 | 1934 | 1933 | 1932 | 1931 | 1930 | 1929 | 1928 | 1927 | 1926 | 1925 | 1924 | 1923 | 1922 | 1921 | 1920 | 1919 | 1918 | 1917 | 1916 | 1915 | 1914 | 1913 | 1912 | 1911 | 1910 | 1909
| TRUE |  |  | 66 | 132 | Zone ; > 66kV <= 132kV; Multi Cct: | 192 | 0 | 0 | 0 | 0 | 0 | 0 | 0 | 0 | 0 | 0 | 0 | 0 | 0 | 0 | 0 | 0 | 0 | 0 | 0 | 0 | 0 | 0 | 0 | 0 | 0 | 0 | 0 | 0 | 0 | 0 | 0 | 0 | 0 | 0 | 0 | 0 | 0 | 0 | 0 | 0 | 0 | 0 | 1 | 0 | 0 | 0 | 0 | 0 | 0 | 0 | 0 | 0 | 0 | 0 | 0 | 127 | 18 | 46 | 0 | 0 | 0 | 0 | 0 | 0 | 0 | 0 | 0 | 0 | 0 | 0 | 0 | 0 | 0 | 0 | 0 | 0 | 0 | 0 | 0 | 0 | 0 | 0 | 0 | 0 | 0 | 0 | 0 | 0 | 0 | 0 | 0 | 0 | 0 | 0 | 0 | 0 | 0 | 0 | 0 | 0 | 0 | 0 | 0 | 0 | 0
| FALSE | B | FALSE | 132 | 275 | Zone B; > 132kV <= 275kV; Multi Cct: FALSE | 287 | 0 | 0 | 0 | 0 | 0 | 0 | 0 | 0 | 2 | 0 | 0 | 0 | 0 | 0 | 0 | 0 | 0 | 0 | 0 | 0 | 0 | 0 | 0 | 0 | 0 | 0 | 0 | 0 | 0 | 0 | 0 | 0 | 0 | 0 | 0 | 0 | 0 | 0 | 0 | 51 | 0 | 0 | 0 | 10 | 0 | 0 | 0 | 224 | 0 | 0 | 0 | 0 | 0 | 0 | 0 | 0 | 0 | 0 | 0 | 0 | 0 | 0 | 0 | 0 | 0 | 0 | 0 | 0 | 0 | 0 | 0 | 0 | 0 | 0 | 0 | 0 | 0 | 0 | 0 | 0 | 0 | 0 | 0 | 0 | 0 | 0 | 0 | 0 | 0 | 0 | 0 | 0 | 0 | 0 | 0 | 0 | 0 | 0 | 0 | 0 | 0 | 0 | 0 | 0 | 0
| FALSE | C | FALSE | 132 | 275 | Zone C; > 132kV <= 275kV; Multi Cct: FALSE | 1240 | 0 | 0 | 0 | 0 | 0 | 0 | 0 | 0 | 0 | 0 | 0 | 0 | 0 | 0 | 0 | 0 | 0 | 0 | 0 | 0 | 0 | 0 | 0 | 0 | 0 | 0 | 0 | 0 | 0 | 0 | 0 | 0 | 0 | 0 | 0 | 0 | 0 | 0 | 0 | 910 | 0 | 0 | 0 | 287 | 0 | 0 | 0 | 43 | 0 | 0 | 0 | 0 | 0 | 0 | 0 | 0 | 0 | 0 | 0 | 0 | 0 | 0 | 0 | 0 | 0 | 0 | 0 | 0 | 0 | 0 | 0 | 0 | 0 | 0 | 0 | 0 | 0 | 0 | 0 | 0 | 0 | 0 | 0 | 0 | 0 | 0 | 0 | 0 | 0 | 0 | 0 | 0 | 0 | 0 | 0 | 0 | 0 | 0 | 0 | 0 | 0 | 0 | 0 | 0 | 0
| FALSE | D | FALSE | 132 | 275 | Zone D; > 132kV <= 275kV; Multi Cct: FALSE | 20 | 0 | 0 | 0 | 0 | 0 | 0 | 0 | 0 | 0 | 0 | 0 | 0 | 0 | 0 | 0 | 0 | 0 | 0 | 0 | 0 | 0 | 0 | 0 | 0 | 0 | 0 | 0 | 0 | 0 | 0 | 0 | 0 | 0 | 0 | 0 | 0 | 0 | 0 | 0 | 0 | 0 | 0 | 0 | 20 | 0 | 0 | 0 | 0 | 0 | 0 | 0 | 0 | 0 | 0 | 0 | 0 | 0 | 0 | 0 | 0 | 0 | 0 | 0 | 0 | 0 | 0 | 0 | 0 | 0 | 0 | 0 | 0 | 0 | 0 | 0 | 0 | 0 | 0 | 0 | 0 | 0 | 0 | 0 | 0 | 0 | 0 | 0 | 0 | 0 | 0 | 0 | 0 | 0 | 0 | 0 | 0 | 0 | 0 | 0 | 0 | 0 | 0 | 0 | 0 | 0
[7 empty] | 1739 | 0 | 0 | 0 | 0 | 0 | 0 | 0 | 0 | 2 | 0 | 0 | 0 | 0 | 0 | 0 | 0 | 0 | 0 | 0 | 0 | 0 | 0 | 0 | 0 | 0 | 0 | 0 | 0 | 0 | 0 | 0 | 0 | 0 | 0 | 0 | 0 | 0 | 0 | 0 | 961 | 0 | 0 | 1 | 317 | 0 | 0 | 0 | 267 | 0 | 0 | 0 | 0 | 0 | 0 | 0 | 127 | 18 | 46 | 0 | 0 | 0 | 0 | 0 | 0 | 0 | 0 | 0 | 0 | 0 | 0 | 0 | 0 | 0 | 0 | 0 | 0 | 0 | 0 | 0 | 0 | 0 | 0 | 0 | 0 | 0 | 0 | 0 | 0 | 0 | 0 | 0 | 0 | 0 | 0 | 0 | 0 | 0 | 0 | 0 | 0 | 0 | 0 | 0 | 0 | 0

## Age Profile - 2015
2015 Age Profile - Repex Model Categorisation
Age Profile, RIN Data, 2015
| Grillage | Zone | Double Circuit | Volt Min | Volt Max | Description |  |  | 2015 | 2014 | 2013 | 2012 | 2011 | 2010 | 2009 | 2008 | 2007 | 2006 | 2005 | 2004 | 2003 | 2002 | 2001 | 2000 | 1999 | 1998 | 1997 | 1996 | 1995 | 1994 | 1993 | 1992 | 1991 | 1990 | 1989 | 1988 | 1987 | 1986 | 1985 | 1984 | 1983 | 1982 | 1981 | 1980 | 1979 | 1978 | 1977 | 1976 | 1975 | 1974 | 1973 | 1972 | 1971 | 1970 | 1969 | 1968 | 1967 | 1966 | 1965 | 1964 | 1963 | 1962 | 1961 | 1960 | 1959 | 1958 | 1957 | 1956 | 1955 | 1954 | 1953 | 1952 | 1951 | 1950 | 1949 | 1948 | 1947 | 1946 | 1945 | 1944 | 1943 | 1942 | 1941 | 1940 | 1939 | 1938 | 1937 | 1936 | 1935 | 1934 | 1933 | 1932 | 1931 | 1930 | 1929 | 1928 | 1927 | 1926 | 1925
| TRUE | C | FALSE | 66 | 132 | Zone C; > 66kV <= 132kV; Multi Cct: FALSE |  | 284 | 0 | 0 | 0 | 0 | 0 | 0 | 0 | 0 | 0 | 0 | 0 | 0 | 0 | 0 | 0 | 0 | 0 | 0 | 0 | 0 | 0 | 0 | 0 | 0 | 0 | 0 | 0 | 0 | 0 | 0 | 0 | 0 | 0 | 0 | 0 | 0 | 0 | 1 | 0 | 0 | 0 | 0 | 0 | 0 | 0 | 0 | 0 | 0 | 0 | 0 | 127 | 0 | 156 | 0 | 0 | 0 | 0 | 0 | 0 | 0 | 0 | 0 | 0 | 0 | 0 | 0 | 0 | 0 | 0 | 0 | 0 | 0 | 0 | 0 | 0 | 0 | 0 | 0 | 0 | 0 | 0 | 0 | 0 | 0 | 0 | 0 | 0 | 0 | 0 | 0 | 0
| TRUE | B | TRUE | 66 | 132 | Zone B; > 66kV <= 132kV; Multi Cct: TRUE |  | 44 | 0 | 0 | 0 | 0 | 0 | 0 | 0 | 0 | 0 | 0 | 0 | 0 | 0 | 0 | 0 | 0 | 0 | 0 | 0 | 0 | 0 | 0 | 0 | 0 | 0 | 0 | 0 | 0 | 0 | 0 | 0 | 0 | 0 | 0 | 0 | 0 | 0 | 0 | 0 | 0 | 0 | 0 | 0 | 0 | 0 | 0 | 0 | 0 | 0 | 0 | 0 | 0 | 44 | 0 | 0 | 0 | 0 | 0 | 0 | 0 | 0 | 0 | 0 | 0 | 0 | 0 | 0 | 0 | 0 | 0 | 0 | 0 | 0 | 0 | 0 | 0 | 0 | 0 | 0 | 0 | 0 | 0 | 0 | 0 | 0 | 0 | 0 | 0 | 0 | 0 | 0
| TRUE | C | TRUE | 66 | 132 | Zone C; > 66kV <= 132kV; Multi Cct: TRUE |  | 38 | 0 | 0 | 0 | 0 | 0 | 0 | 0 | 0 | 0 | 0 | 0 | 0 | 0 | 0 | 0 | 0 | 0 | 0 | 0 | 0 | 0 | 0 | 0 | 0 | 0 | 0 | 0 | 0 | 0 | 0 | 0 | 0 | 0 | 0 | 0 | 0 | 0 | 0 | 0 | 0 | 0 | 0 | 0 | 0 | 0 | 0 | 0 | 0 | 0 | 0 | 0 | 0 | 28 | 0 | 0 | 0 | 10 | 0 | 0 | 0 | 0 | 0 | 0 | 0 | 0 | 0 | 0 | 0 | 0 | 0 | 0 | 0 | 0 | 0 | 0 | 0 | 0 | 0 | 0 | 0 | 0 | 0 | 0 | 0 | 0 | 0 | 0 | 0 | 0 | 0 | 0
| FALSE | D | FALSE | -1 | 33 | Zone D; > -1kV <= 33kV; Multi Cct: FALSE |  | 18 | 0 | 0 | 0 | 0 | 0 | 0 | 0 | 0 | 0 | 0 | 0 | 0 | 0 | 0 | 0 | 0 | 0 | 0 | 0 | 0 | 0 | 0 | 0 | 0 | 0 | 0 | 18 | 0 | 0 | 0 | 0 | 0 | 0 | 0 | 0 | 0 | 0 | 0 | 0 | 0 | 0 | 0 | 0 | 0 | 0 | 0 | 0 | 0 | 0 | 0 | 0 | 0 | 0 | 0 | 0 | 0 | 0 | 0 | 0 | 0 | 0 | 0 | 0 | 0 | 0 | 0 | 0 | 0 | 0 | 0 | 0 | 0 | 0 | 0 | 0 | 0 | 0 | 0 | 0 | 0 | 0 | 0 | 0 | 0 | 0 | 0 | 0 | 0 | 0 | 0 | 0
| FALSE | B | FALSE | 66 | 132 | Zone B; > 66kV <= 132kV; Multi Cct: FALSE |  | 1205 | 0 | 11 | 2 | 9 | 16 | 0 | 8 | 2 | 11 | 2 | 0 | 0 | 1 | 0 | 0 | 0 | 0 | 0 | 0 | 0 | 0 | 0 | 16 | 0 | 0 | 0 | 0 | 201 | 0 | 0 | 0 | 0 | 0 | 0 | 0 | 0 | 0 | 0 | 464 | 0 | 0 | 4 | 0 | 0 | 0 | 0 | 458 | 0 | 0 | 0 | 0 | 0 | 0 | 0 | 0 | 0 | 0 | 0 | 0 | 0 | 0 | 0 | 0 | 0 | 0 | 0 | 0 | 0 | 0 | 0 | 0 | 0 | 0 | 0 | 0 | 0 | 0 | 0 | 0 | 0 | 0 | 0 | 0 | 0 | 0 | 0 | 0 | 0 | 0 | 0 | 0
| FALSE | C | FALSE | 66 | 132 | Zone C; > 66kV <= 132kV; Multi Cct: FALSE |  | 1579 | 7 | 15 | 1 | 5 | 20 | 14 | 181 | 18 | 89 | 14 | 8 | 0 | 7 | 1 | 1 | 9 | 0 | 0 | 0 | 0 | 0 | 0 | 106 | 5 | 0 | 4 | 0 | 32 | 422 | 12 | 1 | 0 | 0 | 151 | 144 | 0 | 34 | 24 | 0 | 0 | 0 | 0 | 6 | 0 | 0 | 0 | 0 | 0 | 175 | 0 | 1 | 0 | 72 | 0 | 0 | 0 | 0 | 0 | 0 | 0 | 0 | 0 | 0 | 0 | 0 | 0 | 0 | 0 | 0 | 0 | 0 | 0 | 0 | 0 | 0 | 0 | 0 | 0 | 0 | 0 | 0 | 0 | 0 | 0 | 0 | 0 | 0 | 0 | 0 | 0 | 0
| FALSE | D | FALSE | 66 | 132 | Zone D; > 66kV <= 132kV; Multi Cct: FALSE |  | 96 | 0 | 1 | 11 | 3 | 3 | 6 | 2 | 0 | 0 | 0 | 7 | 4 | 0 | 1 | 0 | 0 | 0 | 3 | 0 | 0 | 0 | 0 | 0 | 0 | 0 | 0 | 0 | 0 | 55 | 0 | 0 | 0 | 0 | 0 | 0 | 0 | 0 | 0 | 0 | 0 | 0 | 0 | 0 | 0 | 0 | 0 | 0 | 0 | 0 | 0 | 0 | 0 | 0 | 0 | 0 | 0 | 0 | 0 | 0 | 0 | 0 | 0 | 0 | 0 | 0 | 0 | 0 | 0 | 0 | 0 | 0 | 0 | 0 | 0 | 0 | 0 | 0 | 0 | 0 | 0 | 0 | 0 | 0 | 0 | 0 | 0 | 0 | 0 | 0 | 0 | 0
| FALSE | B | FALSE | 132 | 275 | Zone B; > 132kV <= 275kV; Multi Cct: FALSE |  | 430 | 7 | 0 | 0 | 0 | 0 | 0 | 6 | 6 | 2 | 0 | 0 | 0 | 0 | 0 | 0 | 0 | 0 | 0 | 0 | 0 | 0 | 0 | 0 | 0 | 0 | 0 | 0 | 0 | 0 | 0 | 0 | 0 | 0 | 0 | 0 | 0 | 0 | 409 | 0 | 0 | 0 | 0 | 0 | 0 | 0 | 0 | 0 | 0 | 0 | 0 | 0 | 0 | 0 | 0 | 0 | 0 | 0 | 0 | 0 | 0 | 0 | 0 | 0 | 0 | 0 | 0 | 0 | 0 | 0 | 0 | 0 | 0 | 0 | 0 | 0 | 0 | 0 | 0 | 0 | 0 | 0 | 0 | 0 | 0 | 0 | 0 | 0 | 0 | 0 | 0 | 0
| FALSE | C | FALSE | 132 | 275 | Zone C; > 132kV <= 275kV; Multi Cct: FALSE |  | 7216 | 0 | 6 | 13 | 3 | 11 | 21 | 11 | 6 | 10 | 0 | 221 | 42 | 272 | 1 | 2 | 0 | 72 | 2 | 0 | 161 | 150 | 40 | 462 | 0 | 0 | 0 | 0 | 114 | 171 | 363 | 598 | 0 | 299 | 357 | 1123 | 213 | 414 | 202 | 873 | 0 | 362 | 0 | 621 | 0 | 0 | 0 | 0 | 0 | 0 | 0 | 0 | 0 | 0 | 0 | 0 | 0 | 0 | 0 | 0 | 0 | 0 | 0 | 0 | 0 | 0 | 0 | 0 | 0 | 0 | 0 | 0 | 0 | 0 | 0 | 0 | 0 | 0 | 0 | 0 | 0 | 0 | 0 | 0 | 0 | 0 | 0 | 0 | 0 | 0 | 0 | 0
| FALSE | D | FALSE | 132 | 275 | Zone D; > 132kV <= 275kV; Multi Cct: FALSE |  | 665 | 0 | 2 | 3 | 3 | 0 | 0 | 0 | 0 | 0 | 0 | 0 | 0 | 0 | 0 | 0 | 0 | 0 | 0 | 0 | 0 | 0 | 0 | 0 | 0 | 17 | 0 | 10 | 0 | 0 | 0 | 0 | 0 | 0 | 0 | 39 | 10 | 0 | 0 | 220 | 0 | 0 | 0 | 361 | 0 | 0 | 0 | 0 | 0 | 0 | 0 | 0 | 0 | 0 | 0 | 0 | 0 | 0 | 0 | 0 | 0 | 0 | 0 | 0 | 0 | 0 | 0 | 0 | 0 | 0 | 0 | 0 | 0 | 0 | 0 | 0 | 0 | 0 | 0 | 0 | 0 | 0 | 0 | 0 | 0 | 0 | 0 | 0 | 0 | 0 | 0 | 0
| FALSE | B | FALSE | 275 | 330 | Zone B; > 275kV <= 330kV; Multi Cct: FALSE |  | 14 | 0 | 0 | 0 | 0 | 0 | 0 | 0 | 0 | 0 | 0 | 14 | 0 | 0 | 0 | 0 | 0 | 0 | 0 | 0 | 0 | 0 | 0 | 0 | 0 | 0 | 0 | 0 | 0 | 0 | 0 | 0 | 0 | 0 | 0 | 0 | 0 | 0 | 0 | 0 | 0 | 0 | 0 | 0 | 0 | 0 | 0 | 0 | 0 | 0 | 0 | 0 | 0 | 0 | 0 | 0 | 0 | 0 | 0 | 0 | 0 | 0 | 0 | 0 | 0 | 0 | 0 | 0 | 0 | 0 | 0 | 0 | 0 | 0 | 0 | 0 | 0 | 0 | 0 | 0 | 0 | 0 | 0 | 0 | 0 | 0 | 0 | 0 | 0 | 0 | 0 | 0
| FALSE | B | TRUE | 33 | 66 | Zone B; > 33kV <= 66kV; Multi Cct: TRUE |  | 2 | 0 | 0 | 0 | 0 | 0 | 0 | 0 | 0 | 0 | 0 | 0 | 0 | 0 | 0 | 0 | 0 | 0 | 0 | 0 | 0 | 0 | 0 | 0 | 0 | 0 | 0 | 0 | 0 | 0 | 0 | 0 | 2 | 0 | 0 | 0 | 0 | 0 | 0 | 0 | 0 | 0 | 0 | 0 | 0 | 0 | 0 | 0 | 0 | 0 | 0 | 0 | 0 | 0 | 0 | 0 | 0 | 0 | 0 | 0 | 0 | 0 | 0 | 0 | 0 | 0 | 0 | 0 | 0 | 0 | 0 | 0 | 0 | 0 | 0 | 0 | 0 | 0 | 0 | 0 | 0 | 0 | 0 | 0 | 0 | 0 | 0 | 0 | 0 | 0 | 0 | 0
| FALSE | B | TRUE | 66 | 132 | Zone B; > 66kV <= 132kV; Multi Cct: TRUE |  | 1038 | 0 | 0 | 0 | 0 | 0 | 0 | 15 | 1 | 1 | 0 | 0 | 0 | 0 | 0 | 0 | 0 | 0 | 0 | 0 | 0 | 0 | 0 | 0 | 0 | 0 | 0 | 0 | 0 | 0 | 2 | 0 | 0 | 0 | 0 | 0 | 0 | 2 | 0 | 3 | 0 | 0 | 205 | 0 | 0 | 390 | 0 | 6 | 364 | 0 | 37 | 0 | 0 | 12 | 0 | 0 | 0 | 0 | 0 | 0 | 0 | 0 | 0 | 0 | 0 | 0 | 0 | 0 | 0 | 0 | 0 | 0 | 0 | 0 | 0 | 0 | 0 | 0 | 0 | 0 | 0 | 0 | 0 | 0 | 0 | 0 | 0 | 0 | 0 | 0 | 0 | 0
| FALSE | C | TRUE | 66 | 132 | Zone C; > 66kV <= 132kV; Multi Cct: TRUE |  | 3311 | 36 | 0 | 0 | 0 | 189 | 105 | 15 | 186 | 1 | 12 | 7 | 4 | 1 | 1 | 5 | 207 | 0 | 2 | 31 | 0 | 0 | 0 | 63 | 2 | 0 | 0 | 0 | 3 | 120 | 399 | 24 | 0 | 80 | 2 | 0 | 0 | 440 | 243 | 141 | 32 | 0 | 0 | 0 | 12 | 74 | 11 | 0 | 438 | 251 | 30 | 0 | 10 | 134 | 0 | 0 | 0 | 0 | 0 | 0 | 0 | 0 | 0 | 0 | 0 | 0 | 0 | 0 | 0 | 0 | 0 | 0 | 0 | 0 | 0 | 0 | 0 | 0 | 0 | 0 | 0 | 0 | 0 | 0 | 0 | 0 | 0 | 0 | 0 | 0 | 0 | 0
| FALSE | D | TRUE | 66 | 132 | Zone D; > 66kV <= 132kV; Multi Cct: TRUE |  | 765 | 0 | 0 | 11 | 4 | 0 | 35 | 186 | 253 | 0 | 0 | 19 | 18 | 0 | 0 | 0 | 0 | 0 | 20 | 0 | 0 | 0 | 0 | 0 | 0 | 0 | 0 | 0 | 0 | 19 | 0 | 0 | 0 | 0 | 120 | 0 | 0 | 0 | 0 | 77 | 0 | 0 | 0 | 0 | 0 | 0 | 0 | 0 | 0 | 0 | 0 | 0 | 0 | 0 | 0 | 0 | 0 | 0 | 3 | 0 | 0 | 0 | 0 | 0 | 0 | 0 | 0 | 0 | 0 | 0 | 0 | 0 | 0 | 0 | 0 | 0 | 0 | 0 | 0 | 0 | 0 | 0 | 0 | 0 | 0 | 0 | 0 | 0 | 0 | 0 | 0 | 0
| FALSE | B | TRUE | 132 | 275 | Zone B; > 132kV <= 275kV; Multi Cct: TRUE |  | 446 | 2 | 0 | 0 | 0 | 0 | 0 | 316 | 21 | 0 | 0 | 2 | 26 | 0 | 0 | 0 | 0 | 0 | 0 | 0 | 0 | 0 | 0 | 0 | 0 | 0 | 0 | 0 | 0 | 0 | 0 | 0 | 0 | 0 | 0 | 0 | 0 | 0 | 1 | 0 | 0 | 0 | 0 | 0 | 75 | 0 | 3 | 0 | 0 | 0 | 0 | 0 | 0 | 0 | 0 | 0 | 0 | 0 | 0 | 0 | 0 | 0 | 0 | 0 | 0 | 0 | 0 | 0 | 0 | 0 | 0 | 0 | 0 | 0 | 0 | 0 | 0 | 0 | 0 | 0 | 0 | 0 | 0 | 0 | 0 | 0 | 0 | 0 | 0 | 0 | 0 | 0
| FALSE | C | TRUE | 132 | 275 | Zone C; > 132kV <= 275kV; Multi Cct: TRUE |  | 4232 | 6 | 371 | 431 | 3 | 356 | 433 | 27 | 76 | 147 | 71 | 6 | 188 | 0 | 34 | 340 | 316 | 728 | 5 | 0 | 0 | 1 | 12 | 77 | 0 | 19 | 6 | 0 | 4 | 67 | 29 | 214 | 9 | 3 | 0 | 96 | 0 | 1 | 3 | 0 | 0 | 0 | 0 | 4 | 41 | 0 | 108 | 0 | 0 | 0 | 0 | 0 | 0 | 0 | 0 | 0 | 0 | 0 | 0 | 0 | 0 | 0 | 0 | 0 | 0 | 0 | 0 | 0 | 0 | 0 | 0 | 0 | 0 | 0 | 0 | 0 | 0 | 0 | 0 | 0 | 0 | 0 | 0 | 0 | 0 | 0 | 0 | 0 | 0 | 0 | 0 | 0
| FALSE | D | TRUE | 132 | 275 | Zone D; > 132kV <= 275kV; Multi Cct: TRUE |  | 1415 | 0 | 110 | 111 | 207 | 0 | 170 | 1 | 0 | 0 | 0 | 0 | 0 | 0 | 166 | 0 | 0 | 0 | 132 | 0 | 0 | 0 | 0 | 0 | 0 | 0 | 0 | 518 | 0 | 0 | 0 | 0 | 0 | 0 | 0 | 0 | 0 | 0 | 0 | 0 | 0 | 0 | 0 | 0 | 0 | 0 | 0 | 0 | 0 | 0 | 0 | 0 | 0 | 0 | 0 | 0 | 0 | 0 | 0 | 0 | 0 | 0 | 0 | 0 | 0 | 0 | 0 | 0 | 0 | 0 | 0 | 0 | 0 | 0 | 0 | 0 | 0 | 0 | 0 | 0 | 0 | 0 | 0 | 0 | 0 | 0 | 0 | 0 | 0 | 0 | 0 | 0
| FALSE | B | TRUE | 275 | 330 | Zone B; > 275kV <= 330kV; Multi Cct: TRUE |  | 233 | 0 | 0 | 0 | 0 | 0 | 0 | 0 | 0 | 0 | 0 | 233 | 0 | 0 | 0 | 0 | 0 | 0 | 0 | 0 | 0 | 0 | 0 | 0 | 0 | 0 | 0 | 0 | 0 | 0 | 0 | 0 | 0 | 0 | 0 | 0 | 0 | 0 | 0 | 0 | 0 | 0 | 0 | 0 | 0 | 0 | 0 | 0 | 0 | 0 | 0 | 0 | 0 | 0 | 0 | 0 | 0 | 0 | 0 | 0 | 0 | 0 | 0 | 0 | 0 | 0 | 0 | 0 | 0 | 0 | 0 | 0 | 0 | 0 | 0 | 0 | 0 | 0 | 0 | 0 | 0 | 0 | 0 | 0 | 0 | 0 | 0 | 0 | 0 | 0 | 0 | 0
| FALSE | C | TRUE | 275 | 330 | Zone C; > 275kV <= 330kV; Multi Cct: TRUE |  | 655 | 0 | 0 | 0 | 0 | 0 | 0 | 0 | 170 | 0 | 0 | 2 | 0 | 0 | 0 | 483 | 0 | 0 | 0 | 0 | 0 | 0 | 0 | 0 | 0 | 0 | 0 | 0 | 0 | 0 | 0 | 0 | 0 | 0 | 0 | 0 | 0 | 0 | 0 | 0 | 0 | 0 | 0 | 0 | 0 | 0 | 0 | 0 | 0 | 0 | 0 | 0 | 0 | 0 | 0 | 0 | 0 | 0 | 0 | 0 | 0 | 0 | 0 | 0 | 0 | 0 | 0 | 0 | 0 | 0 | 0 | 0 | 0 | 0 | 0 | 0 | 0 | 0 | 0 | 0 | 0 | 0 | 0 | 0 | 0 | 0 | 0 | 0 | 0 | 0 | 0 | 0
| FALSE | C | TRUE | 330 | 500 | Zone C; > 330kV <= 500kV; Multi Cct: TRUE |  | 1 | 0 | 0 | 1 | 0 | 0 | 0 | 0 | 0 | 0 | 0 | 0 | 0 | 0 | 0 | 0 | 0 | 0 | 0 | 0 | 0 | 0 | 0 | 0 | 0 | 0 | 0 | 0 | 0 | 0 | 0 | 0 | 0 | 0 | 0 | 0 | 0 | 0 | 0 | 0 | 0 | 0 | 0 | 0 | 0 | 0 | 0 | 0 | 0 | 0 | 0 | 0 | 0 | 0 | 0 | 0 | 0 | 0 | 0 | 0 | 0 | 0 | 0 | 0 | 0 | 0 | 0 | 0 | 0 | 0 | 0 | 0 | 0 | 0 | 0 | 0 | 0 | 0 | 0 | 0 | 0 | 0 | 0 | 0 | 0 | 0 | 0 | 0 | 0 | 0 | 0 | 0
[6 empty] | Refurbed |  | 138 | 41 | 0 | 52 | 0 | 4 | 23 | 0 | 0 | 0 | 0 | 0 | 18 | 0 | 0 | 0 | 0 | 0 | 0 | 0 | 0 | 0 | 0 | 0 | 0 | 0 | 0 | 0 | 0 | 0 | 0 | 0 | 0 | 0 | 0 | 0 | 0 | 0 | 0 | 0 | 0 | 0 | 0 | 0 | 0 | 0 | 0 | 0 | 0 | 0 | 0 | 0 | 0 | 0 | 0 | 0 | 0 | 0 | 0 | 0 | 0 | 0 | 0 | 0 | 0 | 0 | 0 | 0 | 0 | 0 | 0 | 0 | 0 | 0 | 0 | 0 | 0 | 0 | 0 | 0 | 0 | 0 | 0 | 0 | 0 | 0 | 0 | 0 | 0 | 0 | 0 | 0
[8 empty] | 23825 | 99 | 516 | 636 | 237 | 599 | 807 | 768 | 739 | 261 | 99 | 519 | 300 | 281 | 204 | 831 | 532 | 800 | 164 | 31 | 161 | 151 | 52 | 724 | 7 | 36 | 10 | 546 | 354 | 854 | 805 | 837 | 11 | 382 | 630 | 1402 | 223 | 891 | 883 | 1778 | 32 | 362 | 209 | 992 | 128 | 464 | 122 | 464 | 802 | 426 | 67 | 128 | 10 | 446 | 0 | 0 | 0 | 10 | 3 | 0 | 0 | 0 | 0 | 0 | 0 | 0 | 0 | 0 | 0 | 0 | 0 | 0 | 0 | 0 | 0 | 0 | 0 | 0 | 0 | 0 | 0 | 0 | 0 | 0 | 0 | 0 | 0 | 0 | 0 | 0 | 0 | 0
Summation of Adjustments
| Grillage | Zone | Double Circuit | Volt Min | Volt Max | Description |  |  | 2015 | 2014 | 2013 | 2012 | 2011 | 2010 | 2009 | 2008 | 2007 | 2006 | 2005 | 2004 | 2003 | 2002 | 2001 | 2000 | 1999 | 1998 | 1997 | 1996 | 1995 | 1994 | 1993 | 1992 | 1991 | 1990 | 1989 | 1988 | 1987 | 1986 | 1985 | 1984 | 1983 | 1982 | 1981 | 1980 | 1979 | 1978 | 1977 | 1976 | 1975 | 1974 | 1973 | 1972 | 1971 | 1970 | 1969 | 1968 | 1967 | 1966 | 1965 | 1964 | 1963 | 1962 | 1961 | 1960 | 1959 | 1958 | 1957 | 1956 | 1955 | 1954 | 1953 | 1952 | 1951 | 1950 | 1949 | 1948 | 1947 | 1946 | 1945 | 1944 | 1943 | 1942 | 1941 | 1940 | 1939 | 1938 | 1937 | 1936 | 1935 | 1934 | 1933 | 1932 | 1931 | 1930 | 1929 | 1928 | 1927 | 1926 | 1925
| TRUE | C | FALSE | 66 | 132 | Zone C; > 66kV <= 132kV; Multi Cct: FALSE |  | -281 | 0 | 0 | 0 | 0 | 0 | 0 | 0 | 0 | 0 | 0 | 0 | 0 | 0 | 0 | 0 | 0 | 0 | 0 | 0 | 0 | 0 | 0 | 0 | 0 | 0 | 0 | 0 | 0 | 0 | 0 | 0 | 0 | 0 | 0 | 0 | 0 | 0 | 0 | 0 | 0 | 0 | 0 | 0 | 0 | 0 | 0 | 0 | 0 | 0 | 0 | -127 | 0 | -154 | 0 | 0 | 0 | 0 | 0 | 0 | 0 | 0 | 0 | 0 | 0 | 0 | 0 | 0 | 0 | 0 | 0 | 0 | 0 | 0 | 0 | 0 | 0 | 0 | 0 | 0 | 0 | 0 | 0 | 0 | 0 | 0 | 0 | 0 | 0 | 0 | 0 | 0
| TRUE | B | TRUE | 66 | 132 | Zone B; > 66kV <= 132kV; Multi Cct: TRUE |  | 0 | 0 | 0 | 0 | 0 | 0 | 0 | 0 | 0 | 0 | 0 | 0 | 0 | 0 | 0 | 0 | 0 | 0 | 0 | 0 | 0 | 0 | 0 | 0 | 0 | 0 | 0 | 0 | 0 | 0 | 0 | 0 | 0 | 0 | 0 | 0 | 0 | 0 | 0 | 0 | 0 | 0 | 0 | 0 | 0 | 0 | 0 | 0 | 0 | 0 | 0 | 0 | 0 | 0 | 0 | 0 | 0 | 0 | 0 | 0 | 0 | 0 | 0 | 0 | 0 | 0 | 0 | 0 | 0 | 0 | 0 | 0 | 0 | 0 | 0 | 0 | 0 | 0 | 0 | 0 | 0 | 0 | 0 | 0 | 0 | 0 | 0 | 0 | 0 | 0 | 0 | 0
| TRUE | C | TRUE | 66 | 132 | Zone C; > 66kV <= 132kV; Multi Cct: TRUE |  | 113 | 0 | 0 | 0 | 0 | 0 | 0 | 0 | 0 | 0 | 0 | 0 | 0 | 0 | 0 | 0 | 0 | 0 | 0 | 0 | 0 | 0 | 0 | 0 | 0 | 0 | 0 | 0 | 0 | 0 | 0 | 0 | 0 | 0 | 0 | 0 | 0 | 0 | 0 | 0 | 0 | 0 | 0 | 0 | 0 | 0 | 0 | 0 | 0 | 0 | 0 | 127 | 0 | -14 | 0 | 0 | 0 | 0 | 0 | 0 | 0 | 0 | 0 | 0 | 0 | 0 | 0 | 0 | 0 | 0 | 0 | 0 | 0 | 0 | 0 | 0 | 0 | 0 | 0 | 0 | 0 | 0 | 0 | 0 | 0 | 0 | 0 | 0 | 0 | 0 | 0 | 0
| FALSE | D | FALSE | -1 | 33 | Zone D; > -1kV <= 33kV; Multi Cct: FALSE |  | -18 | 0 | 0 | 0 | 0 | 0 | 0 | 0 | 0 | 0 | 0 | 0 | 0 | 0 | 0 | 0 | 0 | 0 | 0 | 0 | 0 | 0 | 0 | 0 | 0 | 0 | 0 | -18 | 0 | 0 | 0 | 0 | 0 | 0 | 0 | 0 | 0 | 0 | 0 | 0 | 0 | 0 | 0 | 0 | 0 | 0 | 0 | 0 | 0 | 0 | 0 | 0 | 0 | 0 | 0 | 0 | 0 | 0 | 0 | 0 | 0 | 0 | 0 | 0 | 0 | 0 | 0 | 0 | 0 | 0 | 0 | 0 | 0 | 0 | 0 | 0 | 0 | 0 | 0 | 0 | 0 | 0 | 0 | 0 | 0 | 0 | 0 | 0 | 0 | 0 | 0 | 0
| FALSE | B | FALSE | 66 | 132 | Zone B; > 66kV <= 132kV; Multi Cct: FALSE |  | -602 | 0 | 0 | 0 | 0 | 0 | 0 | 0 | 0 | 0 | 0 | 0 | 0 | 0 | 0 | 0 | 0 | 0 | 0 | 0 | 0 | 0 | 0 | 0 | 0 | 0 | 0 | 0 | 0 | 0 | 0 | 0 | 0 | 0 | 0 | 0 | 0 | 0 | 0 | -337 | 0 | 0 | 0 | 0 | 0 | 0 | 0 | -265 | 0 | 0 | 0 | 0 | 0 | 0 | 0 | 0 | 0 | 0 | 0 | 0 | 0 | 0 | 0 | 0 | 0 | 0 | 0 | 0 | 0 | 0 | 0 | 0 | 0 | 0 | 0 | 0 | 0 | 0 | 0 | 0 | 0 | 0 | 0 | 0 | 0 | 0 | 0 | 0 | 0 | 0 | 0 | 0
| FALSE | C | FALSE | 66 | 132 | Zone C; > 66kV <= 132kV; Multi Cct: FALSE |  | -87 | -1 | -7 | 0 | 0 | 0 | 0 | 0 | 0 | 0 | 0 | 0 | 0 | 0 | 0 | 0 | 0 | 0 | 0 | 0 | 0 | 0 | 0 | 0 | 0 | 0 | 0 | 0 | 0 | 0 | 0 | 0 | 0 | 0 | 0 | 0 | 0 | 0 | 0 | 0 | 0 | 0 | 0 | -6 | 0 | 0 | 0 | 0 | 0 | -2 | 0 | 0 | 0 | -71 | 0 | 0 | 0 | 0 | 0 | 0 | 0 | 0 | 0 | 0 | 0 | 0 | 0 | 0 | 0 | 0 | 0 | 0 | 0 | 0 | 0 | 0 | 0 | 0 | 0 | 0 | 0 | 0 | 0 | 0 | 0 | 0 | 0 | 0 | 0 | 0 | 0 | 0
| FALSE | D | FALSE | 66 | 132 | Zone D; > 66kV <= 132kV; Multi Cct: FALSE |  | 0 | 0 | 0 | 0 | 0 | 0 | 0 | 0 | 0 | 0 | 0 | 0 | 0 | 0 | 0 | 0 | 0 | 0 | 0 | 0 | 0 | 0 | 0 | 0 | 0 | 0 | 0 | 0 | 0 | 0 | 0 | 0 | 0 | 0 | 0 | 0 | 0 | 0 | 0 | 0 | 0 | 0 | 0 | 0 | 0 | 0 | 0 | 0 | 0 | 0 | 0 | 0 | 0 | 0 | 0 | 0 | 0 | 0 | 0 | 0 | 0 | 0 | 0 | 0 | 0 | 0 | 0 | 0 | 0 | 0 | 0 | 0 | 0 | 0 | 0 | 0 | 0 | 0 | 0 | 0 | 0 | 0 | 0 | 0 | 0 | 0 | 0 | 0 | 0 | 0 | 0 | 0
| FALSE | B | FALSE | 132 | 275 | Zone B; > 132kV <= 275kV; Multi Cct: FALSE |  | 0 | 0 | 0 | 0 | 0 | 0 | 0 | 0 | 0 | 0 | 0 | 0 | 0 | 0 | 0 | 0 | 0 | 0 | 0 | 0 | 0 | 0 | 0 | 0 | 0 | 0 | 0 | 0 | 0 | 0 | 0 | 0 | 0 | 0 | 0 | 0 | 0 | 0 | 0 | 0 | 0 | 0 | 0 | 0 | 0 | 0 | 0 | 0 | 0 | 0 | 0 | 0 | 0 | 0 | 0 | 0 | 0 | 0 | 0 | 0 | 0 | 0 | 0 | 0 | 0 | 0 | 0 | 0 | 0 | 0 | 0 | 0 | 0 | 0 | 0 | 0 | 0 | 0 | 0 | 0 | 0 | 0 | 0 | 0 | 0 | 0 | 0 | 0 | 0 | 0 | 0 | 0
| FALSE | C | FALSE | 132 | 275 | Zone C; > 132kV <= 275kV; Multi Cct: FALSE |  | -696 | 0 | 0 | 0 | 0 | -2 | 0 | 0 | 0 | 0 | 0 | 0 | 0 | 0 | 0 | 0 | 0 | 0 | 0 | 0 | 0 | 0 | 0 | 0 | 0 | 0 | 0 | 0 | 0 | 0 | 0 | 0 | 0 | 0 | 0 | 0 | 0 | -414 | 0 | -313 | 0 | 0 | 0 | 33 | 0 | 0 | 0 | 0 | 0 | 0 | 0 | 0 | 0 | 0 | 0 | 0 | 0 | 0 | 0 | 0 | 0 | 0 | 0 | 0 | 0 | 0 | 0 | 0 | 0 | 0 | 0 | 0 | 0 | 0 | 0 | 0 | 0 | 0 | 0 | 0 | 0 | 0 | 0 | 0 | 0 | 0 | 0 | 0 | 0 | 0 | 0 | 0
| FALSE | D | FALSE | 132 | 275 | Zone D; > 132kV <= 275kV; Multi Cct: FALSE |  | -362 | 0 | 0 | 0 | 0 | 0 | 0 | 0 | 0 | 0 | 0 | 0 | 0 | 0 | 0 | 0 | 0 | 0 | 0 | 0 | 0 | 0 | 0 | 0 | 0 | 0 | 0 | 0 | 0 | 0 | 0 | 0 | 0 | 0 | 0 | 0 | -6 | 0 | 0 | 0 | 0 | 0 | 0 | -356 | 0 | 0 | 0 | 0 | 0 | 0 | 0 | 0 | 0 | 0 | 0 | 0 | 0 | 0 | 0 | 0 | 0 | 0 | 0 | 0 | 0 | 0 | 0 | 0 | 0 | 0 | 0 | 0 | 0 | 0 | 0 | 0 | 0 | 0 | 0 | 0 | 0 | 0 | 0 | 0 | 0 | 0 | 0 | 0 | 0 | 0 | 0 | 0
| FALSE | B | FALSE | 275 | 330 | Zone B; > 275kV <= 330kV; Multi Cct: FALSE |  | 0 | 0 | 0 | 0 | 0 | 0 | 0 | 0 | 0 | 0 | 0 | 0 | 0 | 0 | 0 | 0 | 0 | 0 | 0 | 0 | 0 | 0 | 0 | 0 | 0 | 0 | 0 | 0 | 0 | 0 | 0 | 0 | 0 | 0 | 0 | 0 | 0 | 0 | 0 | 0 | 0 | 0 | 0 | 0 | 0 | 0 | 0 | 0 | 0 | 0 | 0 | 0 | 0 | 0 | 0 | 0 | 0 | 0 | 0 | 0 | 0 | 0 | 0 | 0 | 0 | 0 | 0 | 0 | 0 | 0 | 0 | 0 | 0 | 0 | 0 | 0 | 0 | 0 | 0 | 0 | 0 | 0 | 0 | 0 | 0 | 0 | 0 | 0 | 0 | 0 | 0 | 0
| FALSE | B | TRUE | 33 | 66 | Zone B; > 33kV <= 66kV; Multi Cct: TRUE |  | -2 | 0 | 0 | 0 | 0 | 0 | 0 | 0 | 0 | 0 | 0 | 0 | 0 | 0 | 0 | 0 | 0 | 0 | 0 | 0 | 0 | 0 | 0 | 0 | 0 | 0 | 0 | 0 | 0 | 0 | 0 | 0 | -2 | 0 | 0 | 0 | 0 | 0 | 0 | 0 | 0 | 0 | 0 | 0 | 0 | 0 | 0 | 0 | 0 | 0 | 0 | 0 | 0 | 0 | 0 | 0 | 0 | 0 | 0 | 0 | 0 | 0 | 0 | 0 | 0 | 0 | 0 | 0 | 0 | 0 | 0 | 0 | 0 | 0 | 0 | 0 | 0 | 0 | 0 | 0 | 0 | 0 | 0 | 0 | 0 | 0 | 0 | 0 | 0 | 0 | 0 | 0
| FALSE | B | TRUE | 66 | 132 | Zone B; > 66kV <= 132kV; Multi Cct: TRUE |  | -36 | 0 | 0 | 0 | 0 | 0 | 0 | 0 | 0 | 0 | 0 | 0 | 0 | 0 | 0 | 0 | 0 | 0 | 0 | 0 | 0 | 0 | 0 | 0 | 0 | 0 | 0 | 0 | 0 | 0 | 0 | 0 | 0 | 0 | 0 | 0 | 0 | 0 | 0 | -3 | 0 | 0 | 0 | 0 | 0 | 0 | 0 | -3 | -26 | 0 | -4 | 0 | 0 | 0 | 0 | 0 | 0 | 0 | 0 | 0 | 0 | 0 | 0 | 0 | 0 | 0 | 0 | 0 | 0 | 0 | 0 | 0 | 0 | 0 | 0 | 0 | 0 | 0 | 0 | 0 | 0 | 0 | 0 | 0 | 0 | 0 | 0 | 0 | 0 | 0 | 0 | 0
| FALSE | C | TRUE | 66 | 132 | Zone C; > 66kV <= 132kV; Multi Cct: TRUE |  | -562 | 0 | 0 | 0 | 0 | 0 | 0 | 0 | 0 | 0 | 0 | 0 | 0 | 0 | 0 | 0 | 0 | 0 | -2 | 0 | 0 | 0 | 0 | 0 | 0 | 0 | 0 | 0 | 0 | 0 | 0 | 0 | 0 | 0 | 0 | 0 | 0 | 0 | 0 | 0 | 0 | 0 | 0 | 0 | 0 | -21 | 0 | 0 | -276 | -224 | 0 | 0 | 0 | -39 | 0 | 0 | 0 | 0 | 0 | 0 | 0 | 0 | 0 | 0 | 0 | 0 | 0 | 0 | 0 | 0 | 0 | 0 | 0 | 0 | 0 | 0 | 0 | 0 | 0 | 0 | 0 | 0 | 0 | 0 | 0 | 0 | 0 | 0 | 0 | 0 | 0 | 0
| FALSE | D | TRUE | 66 | 132 | Zone D; > 66kV <= 132kV; Multi Cct: TRUE |  | -2 | 0 | 0 | 0 | 0 | 0 | 0 | 0 | 0 | 0 | 0 | -2 | 0 | 0 | 0 | 0 | 0 | 0 | 0 | 0 | 0 | 0 | 0 | 0 | 0 | 0 | 0 | 0 | 0 | 0 | 0 | 0 | 0 | 0 | 0 | 0 | 0 | 0 | 0 | 0 | 0 | 0 | 0 | 0 | 0 | 0 | 0 | 0 | 0 | 0 | 0 | 0 | 0 | 0 | 0 | 0 | 0 | 0 | 0 | 0 | 0 | 0 | 0 | 0 | 0 | 0 | 0 | 0 | 0 | 0 | 0 | 0 | 0 | 0 | 0 | 0 | 0 | 0 | 0 | 0 | 0 | 0 | 0 | 0 | 0 | 0 | 0 | 0 | 0 | 0 | 0 | 0
| FALSE | B | TRUE | 132 | 275 | Zone B; > 132kV <= 275kV; Multi Cct: TRUE |  | 0 | 0 | 0 | 0 | 0 | 0 | 0 | 0 | 0 | 0 | 0 | 0 | 0 | 0 | 0 | 0 | 0 | 0 | 0 | 0 | 0 | 0 | 0 | 0 | 0 | 0 | 0 | 0 | 0 | 0 | 0 | 0 | 0 | 0 | 0 | 0 | 0 | 0 | 0 | 0 | 0 | 0 | 0 | 0 | 0 | 0 | 0 | 0 | 0 | 0 | 0 | 0 | 0 | 0 | 0 | 0 | 0 | 0 | 0 | 0 | 0 | 0 | 0 | 0 | 0 | 0 | 0 | 0 | 0 | 0 | 0 | 0 | 0 | 0 | 0 | 0 | 0 | 0 | 0 | 0 | 0 | 0 | 0 | 0 | 0 | 0 | 0 | 0 | 0 | 0 | 0 | 0
| FALSE | C | TRUE | 132 | 275 | Zone C; > 132kV <= 275kV; Multi Cct: TRUE |  | -50 | 0 | 0 | 0 | 0 | 0 | 0 | 0 | 0 | 0 | 0 | 0 | -3 | 0 | 0 | 0 | 0 | 0 | 0 | 0 | 0 | 0 | 0 | 0 | 0 | 0 | 0 | 0 | 0 | -2 | 0 | 0 | 0 | 0 | 0 | 0 | 0 | 0 | 0 | 0 | 0 | 0 | 0 | 0 | -14 | 0 | -31 | 0 | 0 | 0 | 0 | 0 | 0 | 0 | 0 | 0 | 0 | 0 | 0 | 0 | 0 | 0 | 0 | 0 | 0 | 0 | 0 | 0 | 0 | 0 | 0 | 0 | 0 | 0 | 0 | 0 | 0 | 0 | 0 | 0 | 0 | 0 | 0 | 0 | 0 | 0 | 0 | 0 | 0 | 0 | 0 | 0
| FALSE | D | TRUE | 132 | 275 | Zone D; > 132kV <= 275kV; Multi Cct: TRUE |  | -1 | 0 | 0 | 0 | -1 | 0 | 0 | 0 | 0 | 0 | 0 | 0 | 0 | 0 | 0 | 0 | 0 | 0 | 0 | 0 | 0 | 0 | 0 | 0 | 0 | 0 | 0 | 0 | 0 | 0 | 0 | 0 | 0 | 0 | 0 | 0 | 0 | 0 | 0 | 0 | 0 | 0 | 0 | 0 | 0 | 0 | 0 | 0 | 0 | 0 | 0 | 0 | 0 | 0 | 0 | 0 | 0 | 0 | 0 | 0 | 0 | 0 | 0 | 0 | 0 | 0 | 0 | 0 | 0 | 0 | 0 | 0 | 0 | 0 | 0 | 0 | 0 | 0 | 0 | 0 | 0 | 0 | 0 | 0 | 0 | 0 | 0 | 0 | 0 | 0 | 0 | 0
| FALSE | B | TRUE | 275 | 330 | Zone B; > 275kV <= 330kV; Multi Cct: TRUE |  | 0 | 0 | 0 | 0 | 0 | 0 | 0 | 0 | 0 | 0 | 0 | 0 | 0 | 0 | 0 | 0 | 0 | 0 | 0 | 0 | 0 | 0 | 0 | 0 | 0 | 0 | 0 | 0 | 0 | 0 | 0 | 0 | 0 | 0 | 0 | 0 | 0 | 0 | 0 | 0 | 0 | 0 | 0 | 0 | 0 | 0 | 0 | 0 | 0 | 0 | 0 | 0 | 0 | 0 | 0 | 0 | 0 | 0 | 0 | 0 | 0 | 0 | 0 | 0 | 0 | 0 | 0 | 0 | 0 | 0 | 0 | 0 | 0 | 0 | 0 | 0 | 0 | 0 | 0 | 0 | 0 | 0 | 0 | 0 | 0 | 0 | 0 | 0 | 0 | 0 | 0 | 0
| FALSE | C | TRUE | 275 | 330 | Zone C; > 275kV <= 330kV; Multi Cct: TRUE |  | 0 | 0 | 0 | 0 | 0 | 0 | 0 | 0 | 0 | 0 | 0 | 0 | 0 | 0 | 0 | 0 | 0 | 0 | 0 | 0 | 0 | 0 | 0 | 0 | 0 | 0 | 0 | 0 | 0 | 0 | 0 | 0 | 0 | 0 | 0 | 0 | 0 | 0 | 0 | 0 | 0 | 0 | 0 | 0 | 0 | 0 | 0 | 0 | 0 | 0 | 0 | 0 | 0 | 0 | 0 | 0 | 0 | 0 | 0 | 0 | 0 | 0 | 0 | 0 | 0 | 0 | 0 | 0 | 0 | 0 | 0 | 0 | 0 | 0 | 0 | 0 | 0 | 0 | 0 | 0 | 0 | 0 | 0 | 0 | 0 | 0 | 0 | 0 | 0 | 0 | 0 | 0
| FALSE | C | TRUE | 330 | 500 | Zone C; > 330kV <= 500kV; Multi Cct: TRUE |  | -1 | 0 | 0 | -1 | 0 | 0 | 0 | 0 | 0 | 0 | 0 | 0 | 0 | 0 | 0 | 0 | 0 | 0 | 0 | 0 | 0 | 0 | 0 | 0 | 0 | 0 | 0 | 0 | 0 | 0 | 0 | 0 | 0 | 0 | 0 | 0 | 0 | 0 | 0 | 0 | 0 | 0 | 0 | 0 | 0 | 0 | 0 | 0 | 0 | 0 | 0 | 0 | 0 | 0 | 0 | 0 | 0 | 0 | 0 | 0 | 0 | 0 | 0 | 0 | 0 | 0 | 0 | 0 | 0 | 0 | 0 | 0 | 0 | 0 | 0 | 0 | 0 | 0 | 0 | 0 | 0 | 0 | 0 | 0 | 0 | 0 | 0 | 0 | 0 | 0 | 0 | 0
[6 empty] | Refurbed |  | -138 | -41 | 0 | -52 | 0 | -4 | -23 | 0 | 0 | 0 | 0 | 0 | -18 | 0 | 0 | 0 | 0 | 0 | 0 | 0 | 0 | 0 | 0 | 0 | 0 | 0 | 0 | 0 | 0 | 0 | 0 | 0 | 0 | 0 | 0 | 0 | 0 | 0 | 0 | 0 | 0 | 0 | 0 | 0 | 0 | 0 | 0 | 0 | 0 | 0 | 0 | 0 | 0 | 0 | 0 | 0 | 0 | 0 | 0 | 0 | 0 | 0 | 0 | 0 | 0 | 0 | 0 | 0 | 0 | 0 | 0 | 0 | 0 | 0 | 0 | 0 | 0 | 0 | 0 | 0 | 0 | 0 | 0 | 0 | 0 | 0 | 0 | 0 | 0 | 0 | 0 | 0
[8 empty] | -2725 | -42 | -7 | -53 | -1 | -6 | -23 | 0 | 0 | 0 | 0 | -2 | -21 | 0 | 0 | 0 | 0 | 0 | -2 | 0 | 0 | 0 | 0 | 0 | 0 | 0 | 0 | -18 | 0 | -2 | 0 | 0 | -2 | 0 | 0 | 0 | -6 | -414 | 0 | -653 | 0 | 0 | 0 | -329 | -14 | -21 | -31 | -268 | -302 | -226 | -4 | 0 | 0 | -278 | 0 | 0 | 0 | 0 | 0 | 0 | 0 | 0 | 0 | 0 | 0 | 0 | 0 | 0 | 0 | 0 | 0 | 0 | 0 | 0 | 0 | 0 | 0 | 0 | 0 | 0 | 0 | 0 | 0 | 0 | 0 | 0 | 0 | 0 | 0 | 0 | 0 | 0
Age Profile (2015)
| Grillage | Zone | Double Circuit | Volt Min | Volt Max | Description |  |  | 2015 | 2014 | 2013 | 2012 | 2011 | 2010 | 2009 | 2008 | 2007 | 2006 | 2005 | 2004 | 2003 | 2002 | 2001 | 2000 | 1999 | 1998 | 1997 | 1996 | 1995 | 1994 | 1993 | 1992 | 1991 | 1990 | 1989 | 1988 | 1987 | 1986 | 1985 | 1984 | 1983 | 1982 | 1981 | 1980 | 1979 | 1978 | 1977 | 1976 | 1975 | 1974 | 1973 | 1972 | 1971 | 1970 | 1969 | 1968 | 1967 | 1966 | 1965 | 1964 | 1963 | 1962 | 1961 | 1960 | 1959 | 1958 | 1957 | 1956 | 1955 | 1954 | 1953 | 1952 | 1951 | 1950 | 1949 | 1948 | 1947 | 1946 | 1945 | 1944 | 1943 | 1942 | 1941 | 1940 | 1939 | 1938 | 1937 | 1936 | 1935 | 1934 | 1933 | 1932 | 1931 | 1930 | 1929 | 1928 | 1927 | 1926 | 1925
| TRUE | C | FALSE | 66 | 132 | Zone C; > 66kV <= 132kV; Multi Cct: FALSE |  | 3 | 0 | 0 | 0 | 0 | 0 | 0 | 0 | 0 | 0 | 0 | 0 | 0 | 0 | 0 | 0 | 0 | 0 | 0 | 0 | 0 | 0 | 0 | 0 | 0 | 0 | 0 | 0 | 0 | 0 | 0 | 0 | 0 | 0 | 0 | 0 | 0 | 0 | 1 | 0 | 0 | 0 | 0 | 0 | 0 | 0 | 0 | 0 | 0 | 0 | 0 | 0 | 0 | 2 | 0 | 0 | 0 | 0 | 0 | 0 | 0 | 0 | 0 | 0 | 0 | 0 | 0 | 0 | 0 | 0 | 0 | 0 | 0 | 0 | 0 | 0 | 0 | 0 | 0 | 0 | 0 | 0 | 0 | 0 | 0 | 0 | 0 | 0 | 0 | 0 | 0 | 0
| TRUE | B | TRUE | 66 | 132 | Zone B; > 66kV <= 132kV; Multi Cct: TRUE |  | 44 | 0 | 0 | 0 | 0 | 0 | 0 | 0 | 0 | 0 | 0 | 0 | 0 | 0 | 0 | 0 | 0 | 0 | 0 | 0 | 0 | 0 | 0 | 0 | 0 | 0 | 0 | 0 | 0 | 0 | 0 | 0 | 0 | 0 | 0 | 0 | 0 | 0 | 0 | 0 | 0 | 0 | 0 | 0 | 0 | 0 | 0 | 0 | 0 | 0 | 0 | 0 | 0 | 44 | 0 | 0 | 0 | 0 | 0 | 0 | 0 | 0 | 0 | 0 | 0 | 0 | 0 | 0 | 0 | 0 | 0 | 0 | 0 | 0 | 0 | 0 | 0 | 0 | 0 | 0 | 0 | 0 | 0 | 0 | 0 | 0 | 0 | 0 | 0 | 0 | 0 | 0
| TRUE | C | TRUE | 66 | 132 | Zone C; > 66kV <= 132kV; Multi Cct: TRUE |  | 151 | 0 | 0 | 0 | 0 | 0 | 0 | 0 | 0 | 0 | 0 | 0 | 0 | 0 | 0 | 0 | 0 | 0 | 0 | 0 | 0 | 0 | 0 | 0 | 0 | 0 | 0 | 0 | 0 | 0 | 0 | 0 | 0 | 0 | 0 | 0 | 0 | 0 | 0 | 0 | 0 | 0 | 0 | 0 | 0 | 0 | 0 | 0 | 0 | 0 | 0 | 127 | 0 | 14 | 0 | 0 | 0 | 10 | 0 | 0 | 0 | 0 | 0 | 0 | 0 | 0 | 0 | 0 | 0 | 0 | 0 | 0 | 0 | 0 | 0 | 0 | 0 | 0 | 0 | 0 | 0 | 0 | 0 | 0 | 0 | 0 | 0 | 0 | 0 | 0 | 0 | 0
| FALSE | D | FALSE | -1 | 33 | Zone D; > -1kV <= 33kV; Multi Cct: FALSE |  | 0 | 0 | 0 | 0 | 0 | 0 | 0 | 0 | 0 | 0 | 0 | 0 | 0 | 0 | 0 | 0 | 0 | 0 | 0 | 0 | 0 | 0 | 0 | 0 | 0 | 0 | 0 | 0 | 0 | 0 | 0 | 0 | 0 | 0 | 0 | 0 | 0 | 0 | 0 | 0 | 0 | 0 | 0 | 0 | 0 | 0 | 0 | 0 | 0 | 0 | 0 | 0 | 0 | 0 | 0 | 0 | 0 | 0 | 0 | 0 | 0 | 0 | 0 | 0 | 0 | 0 | 0 | 0 | 0 | 0 | 0 | 0 | 0 | 0 | 0 | 0 | 0 | 0 | 0 | 0 | 0 | 0 | 0 | 0 | 0 | 0 | 0 | 0 | 0 | 0 | 0 | 0
| FALSE | B | FALSE | 66 | 132 | Zone B; > 66kV <= 132kV; Multi Cct: FALSE |  | 603 | 0 | 11 | 2 | 9 | 16 | 0 | 8 | 2 | 11 | 2 | 0 | 0 | 1 | 0 | 0 | 0 | 0 | 0 | 0 | 0 | 0 | 0 | 16 | 0 | 0 | 0 | 0 | 201 | 0 | 0 | 0 | 0 | 0 | 0 | 0 | 0 | 0 | 0 | 127 | 0 | 0 | 4 | 0 | 0 | 0 | 0 | 193 | 0 | 0 | 0 | 0 | 0 | 0 | 0 | 0 | 0 | 0 | 0 | 0 | 0 | 0 | 0 | 0 | 0 | 0 | 0 | 0 | 0 | 0 | 0 | 0 | 0 | 0 | 0 | 0 | 0 | 0 | 0 | 0 | 0 | 0 | 0 | 0 | 0 | 0 | 0 | 0 | 0 | 0 | 0 | 0
| FALSE | C | FALSE | 66 | 132 | Zone C; > 66kV <= 132kV; Multi Cct: FALSE |  | 1492 | 6 | 8 | 1 | 5 | 20 | 14 | 181 | 18 | 89 | 14 | 8 | 0 | 7 | 1 | 1 | 9 | 0 | 0 | 0 | 0 | 0 | 0 | 106 | 5 | 0 | 4 | 0 | 32 | 422 | 12 | 1 | 0 | 0 | 151 | 144 | 0 | 34 | 24 | 0 | 0 | 0 | 0 | 0 | 0 | 0 | 0 | 0 | 0 | 173 | 0 | 1 | 0 | 1 | 0 | 0 | 0 | 0 | 0 | 0 | 0 | 0 | 0 | 0 | 0 | 0 | 0 | 0 | 0 | 0 | 0 | 0 | 0 | 0 | 0 | 0 | 0 | 0 | 0 | 0 | 0 | 0 | 0 | 0 | 0 | 0 | 0 | 0 | 0 | 0 | 0 | 0
| FALSE | D | FALSE | 66 | 132 | Zone D; > 66kV <= 132kV; Multi Cct: FALSE |  | 96 | 0 | 1 | 11 | 3 | 3 | 6 | 2 | 0 | 0 | 0 | 7 | 4 | 0 | 1 | 0 | 0 | 0 | 3 | 0 | 0 | 0 | 0 | 0 | 0 | 0 | 0 | 0 | 0 | 55 | 0 | 0 | 0 | 0 | 0 | 0 | 0 | 0 | 0 | 0 | 0 | 0 | 0 | 0 | 0 | 0 | 0 | 0 | 0 | 0 | 0 | 0 | 0 | 0 | 0 | 0 | 0 | 0 | 0 | 0 | 0 | 0 | 0 | 0 | 0 | 0 | 0 | 0 | 0 | 0 | 0 | 0 | 0 | 0 | 0 | 0 | 0 | 0 | 0 | 0 | 0 | 0 | 0 | 0 | 0 | 0 | 0 | 0 | 0 | 0 | 0 | 0
| FALSE | B | FALSE | 132 | 275 | Zone B; > 132kV <= 275kV; Multi Cct: FALSE |  | 430 | 7 | 0 | 0 | 0 | 0 | 0 | 6 | 6 | 2 | 0 | 0 | 0 | 0 | 0 | 0 | 0 | 0 | 0 | 0 | 0 | 0 | 0 | 0 | 0 | 0 | 0 | 0 | 0 | 0 | 0 | 0 | 0 | 0 | 0 | 0 | 0 | 0 | 409 | 0 | 0 | 0 | 0 | 0 | 0 | 0 | 0 | 0 | 0 | 0 | 0 | 0 | 0 | 0 | 0 | 0 | 0 | 0 | 0 | 0 | 0 | 0 | 0 | 0 | 0 | 0 | 0 | 0 | 0 | 0 | 0 | 0 | 0 | 0 | 0 | 0 | 0 | 0 | 0 | 0 | 0 | 0 | 0 | 0 | 0 | 0 | 0 | 0 | 0 | 0 | 0 | 0
| FALSE | C | FALSE | 132 | 275 | Zone C; > 132kV <= 275kV; Multi Cct: FALSE |  | 6520 | 0 | 6 | 13 | 3 | 9 | 21 | 11 | 6 | 10 | 0 | 221 | 42 | 272 | 1 | 2 | 0 | 72 | 2 | 0 | 161 | 150 | 40 | 462 | 0 | 0 | 0 | 0 | 114 | 171 | 363 | 598 | 0 | 299 | 357 | 1123 | 213 | 0 | 202 | 560 | 0 | 362 | 0 | 654 | 0 | 0 | 0 | 0 | 0 | 0 | 0 | 0 | 0 | 0 | 0 | 0 | 0 | 0 | 0 | 0 | 0 | 0 | 0 | 0 | 0 | 0 | 0 | 0 | 0 | 0 | 0 | 0 | 0 | 0 | 0 | 0 | 0 | 0 | 0 | 0 | 0 | 0 | 0 | 0 | 0 | 0 | 0 | 0 | 0 | 0 | 0 | 0
| FALSE | D | FALSE | 132 | 275 | Zone D; > 132kV <= 275kV; Multi Cct: FALSE |  | 303 | 0 | 2 | 3 | 3 | 0 | 0 | 0 | 0 | 0 | 0 | 0 | 0 | 0 | 0 | 0 | 0 | 0 | 0 | 0 | 0 | 0 | 0 | 0 | 0 | 17 | 0 | 10 | 0 | 0 | 0 | 0 | 0 | 0 | 0 | 39 | 4 | 0 | 0 | 220 | 0 | 0 | 0 | 5 | 0 | 0 | 0 | 0 | 0 | 0 | 0 | 0 | 0 | 0 | 0 | 0 | 0 | 0 | 0 | 0 | 0 | 0 | 0 | 0 | 0 | 0 | 0 | 0 | 0 | 0 | 0 | 0 | 0 | 0 | 0 | 0 | 0 | 0 | 0 | 0 | 0 | 0 | 0 | 0 | 0 | 0 | 0 | 0 | 0 | 0 | 0 | 0
| FALSE | B | FALSE | 275 | 330 | Zone B; > 275kV <= 330kV; Multi Cct: FALSE |  | 14 | 0 | 0 | 0 | 0 | 0 | 0 | 0 | 0 | 0 | 0 | 14 | 0 | 0 | 0 | 0 | 0 | 0 | 0 | 0 | 0 | 0 | 0 | 0 | 0 | 0 | 0 | 0 | 0 | 0 | 0 | 0 | 0 | 0 | 0 | 0 | 0 | 0 | 0 | 0 | 0 | 0 | 0 | 0 | 0 | 0 | 0 | 0 | 0 | 0 | 0 | 0 | 0 | 0 | 0 | 0 | 0 | 0 | 0 | 0 | 0 | 0 | 0 | 0 | 0 | 0 | 0 | 0 | 0 | 0 | 0 | 0 | 0 | 0 | 0 | 0 | 0 | 0 | 0 | 0 | 0 | 0 | 0 | 0 | 0 | 0 | 0 | 0 | 0 | 0 | 0 | 0
| FALSE | B | TRUE | 33 | 66 | Zone B; > 33kV <= 66kV; Multi Cct: TRUE |  | 0 | 0 | 0 | 0 | 0 | 0 | 0 | 0 | 0 | 0 | 0 | 0 | 0 | 0 | 0 | 0 | 0 | 0 | 0 | 0 | 0 | 0 | 0 | 0 | 0 | 0 | 0 | 0 | 0 | 0 | 0 | 0 | 0 | 0 | 0 | 0 | 0 | 0 | 0 | 0 | 0 | 0 | 0 | 0 | 0 | 0 | 0 | 0 | 0 | 0 | 0 | 0 | 0 | 0 | 0 | 0 | 0 | 0 | 0 | 0 | 0 | 0 | 0 | 0 | 0 | 0 | 0 | 0 | 0 | 0 | 0 | 0 | 0 | 0 | 0 | 0 | 0 | 0 | 0 | 0 | 0 | 0 | 0 | 0 | 0 | 0 | 0 | 0 | 0 | 0 | 0 | 0
| FALSE | B | TRUE | 66 | 132 | Zone B; > 66kV <= 132kV; Multi Cct: TRUE |  | 1002 | 0 | 0 | 0 | 0 | 0 | 0 | 15 | 1 | 1 | 0 | 0 | 0 | 0 | 0 | 0 | 0 | 0 | 0 | 0 | 0 | 0 | 0 | 0 | 0 | 0 | 0 | 0 | 0 | 0 | 2 | 0 | 0 | 0 | 0 | 0 | 0 | 2 | 0 | 0 | 0 | 0 | 205 | 0 | 0 | 390 | 0 | 3 | 338 | 0 | 33 | 0 | 0 | 12 | 0 | 0 | 0 | 0 | 0 | 0 | 0 | 0 | 0 | 0 | 0 | 0 | 0 | 0 | 0 | 0 | 0 | 0 | 0 | 0 | 0 | 0 | 0 | 0 | 0 | 0 | 0 | 0 | 0 | 0 | 0 | 0 | 0 | 0 | 0 | 0 | 0 | 0
| FALSE | C | TRUE | 66 | 132 | Zone C; > 66kV <= 132kV; Multi Cct: TRUE |  | 2749 | 36 | 0 | 0 | 0 | 189 | 105 | 15 | 186 | 1 | 12 | 7 | 4 | 1 | 1 | 5 | 207 | 0 | 0 | 31 | 0 | 0 | 0 | 63 | 2 | 0 | 0 | 0 | 3 | 120 | 399 | 24 | 0 | 80 | 2 | 0 | 0 | 440 | 243 | 141 | 32 | 0 | 0 | 0 | 12 | 53 | 11 | 0 | 162 | 27 | 30 | 0 | 10 | 95 | 0 | 0 | 0 | 0 | 0 | 0 | 0 | 0 | 0 | 0 | 0 | 0 | 0 | 0 | 0 | 0 | 0 | 0 | 0 | 0 | 0 | 0 | 0 | 0 | 0 | 0 | 0 | 0 | 0 | 0 | 0 | 0 | 0 | 0 | 0 | 0 | 0 | 0
| FALSE | D | TRUE | 66 | 132 | Zone D; > 66kV <= 132kV; Multi Cct: TRUE |  | 763 | 0 | 0 | 11 | 4 | 0 | 35 | 186 | 253 | 0 | 0 | 17 | 18 | 0 | 0 | 0 | 0 | 0 | 20 | 0 | 0 | 0 | 0 | 0 | 0 | 0 | 0 | 0 | 0 | 19 | 0 | 0 | 0 | 0 | 120 | 0 | 0 | 0 | 0 | 77 | 0 | 0 | 0 | 0 | 0 | 0 | 0 | 0 | 0 | 0 | 0 | 0 | 0 | 0 | 0 | 0 | 0 | 0 | 3 | 0 | 0 | 0 | 0 | 0 | 0 | 0 | 0 | 0 | 0 | 0 | 0 | 0 | 0 | 0 | 0 | 0 | 0 | 0 | 0 | 0 | 0 | 0 | 0 | 0 | 0 | 0 | 0 | 0 | 0 | 0 | 0 | 0
| FALSE | B | TRUE | 132 | 275 | Zone B; > 132kV <= 275kV; Multi Cct: TRUE |  | 446 | 2 | 0 | 0 | 0 | 0 | 0 | 316 | 21 | 0 | 0 | 2 | 26 | 0 | 0 | 0 | 0 | 0 | 0 | 0 | 0 | 0 | 0 | 0 | 0 | 0 | 0 | 0 | 0 | 0 | 0 | 0 | 0 | 0 | 0 | 0 | 0 | 0 | 1 | 0 | 0 | 0 | 0 | 0 | 75 | 0 | 3 | 0 | 0 | 0 | 0 | 0 | 0 | 0 | 0 | 0 | 0 | 0 | 0 | 0 | 0 | 0 | 0 | 0 | 0 | 0 | 0 | 0 | 0 | 0 | 0 | 0 | 0 | 0 | 0 | 0 | 0 | 0 | 0 | 0 | 0 | 0 | 0 | 0 | 0 | 0 | 0 | 0 | 0 | 0 | 0 | 0
| FALSE | C | TRUE | 132 | 275 | Zone C; > 132kV <= 275kV; Multi Cct: TRUE |  | 4182 | 6 | 371 | 431 | 3 | 356 | 433 | 27 | 76 | 147 | 71 | 6 | 185 | 0 | 34 | 340 | 316 | 728 | 5 | 0 | 0 | 1 | 12 | 77 | 0 | 19 | 6 | 0 | 4 | 65 | 29 | 214 | 9 | 3 | 0 | 96 | 0 | 1 | 3 | 0 | 0 | 0 | 0 | 4 | 27 | 0 | 77 | 0 | 0 | 0 | 0 | 0 | 0 | 0 | 0 | 0 | 0 | 0 | 0 | 0 | 0 | 0 | 0 | 0 | 0 | 0 | 0 | 0 | 0 | 0 | 0 | 0 | 0 | 0 | 0 | 0 | 0 | 0 | 0 | 0 | 0 | 0 | 0 | 0 | 0 | 0 | 0 | 0 | 0 | 0 | 0 | 0
| FALSE | D | TRUE | 132 | 275 | Zone D; > 132kV <= 275kV; Multi Cct: TRUE |  | 1414 | 0 | 110 | 111 | 206 | 0 | 170 | 1 | 0 | 0 | 0 | 0 | 0 | 0 | 166 | 0 | 0 | 0 | 132 | 0 | 0 | 0 | 0 | 0 | 0 | 0 | 0 | 518 | 0 | 0 | 0 | 0 | 0 | 0 | 0 | 0 | 0 | 0 | 0 | 0 | 0 | 0 | 0 | 0 | 0 | 0 | 0 | 0 | 0 | 0 | 0 | 0 | 0 | 0 | 0 | 0 | 0 | 0 | 0 | 0 | 0 | 0 | 0 | 0 | 0 | 0 | 0 | 0 | 0 | 0 | 0 | 0 | 0 | 0 | 0 | 0 | 0 | 0 | 0 | 0 | 0 | 0 | 0 | 0 | 0 | 0 | 0 | 0 | 0 | 0 | 0 | 0
| FALSE | B | TRUE | 275 | 330 | Zone B; > 275kV <= 330kV; Multi Cct: TRUE |  | 233 | 0 | 0 | 0 | 0 | 0 | 0 | 0 | 0 | 0 | 0 | 233 | 0 | 0 | 0 | 0 | 0 | 0 | 0 | 0 | 0 | 0 | 0 | 0 | 0 | 0 | 0 | 0 | 0 | 0 | 0 | 0 | 0 | 0 | 0 | 0 | 0 | 0 | 0 | 0 | 0 | 0 | 0 | 0 | 0 | 0 | 0 | 0 | 0 | 0 | 0 | 0 | 0 | 0 | 0 | 0 | 0 | 0 | 0 | 0 | 0 | 0 | 0 | 0 | 0 | 0 | 0 | 0 | 0 | 0 | 0 | 0 | 0 | 0 | 0 | 0 | 0 | 0 | 0 | 0 | 0 | 0 | 0 | 0 | 0 | 0 | 0 | 0 | 0 | 0 | 0 | 0
| FALSE | C | TRUE | 275 | 330 | Zone C; > 275kV <= 330kV; Multi Cct: TRUE |  | 655 | 0 | 0 | 0 | 0 | 0 | 0 | 0 | 170 | 0 | 0 | 2 | 0 | 0 | 0 | 483 | 0 | 0 | 0 | 0 | 0 | 0 | 0 | 0 | 0 | 0 | 0 | 0 | 0 | 0 | 0 | 0 | 0 | 0 | 0 | 0 | 0 | 0 | 0 | 0 | 0 | 0 | 0 | 0 | 0 | 0 | 0 | 0 | 0 | 0 | 0 | 0 | 0 | 0 | 0 | 0 | 0 | 0 | 0 | 0 | 0 | 0 | 0 | 0 | 0 | 0 | 0 | 0 | 0 | 0 | 0 | 0 | 0 | 0 | 0 | 0 | 0 | 0 | 0 | 0 | 0 | 0 | 0 | 0 | 0 | 0 | 0 | 0 | 0 | 0 | 0 | 0
| FALSE | C | TRUE | 330 | 500 | Zone C; > 330kV <= 500kV; Multi Cct: TRUE |  | 0 | 0 | 0 | 0 | 0 | 0 | 0 | 0 | 0 | 0 | 0 | 0 | 0 | 0 | 0 | 0 | 0 | 0 | 0 | 0 | 0 | 0 | 0 | 0 | 0 | 0 | 0 | 0 | 0 | 0 | 0 | 0 | 0 | 0 | 0 | 0 | 0 | 0 | 0 | 0 | 0 | 0 | 0 | 0 | 0 | 0 | 0 | 0 | 0 | 0 | 0 | 0 | 0 | 0 | 0 | 0 | 0 | 0 | 0 | 0 | 0 | 0 | 0 | 0 | 0 | 0 | 0 | 0 | 0 | 0 | 0 | 0 | 0 | 0 | 0 | 0 | 0 | 0 | 0 | 0 | 0 | 0 | 0 | 0 | 0 | 0 | 0 | 0 | 0 | 0 | 0 | 0
[6 empty] | Refurbed |  | 0 | 0 | 0 | 0 | 0 | 0 | 0 | 0 | 0 | 0 | 0 | 0 | 0 | 0 | 0 | 0 | 0 | 0 | 0 | 0 | 0 | 0 | 0 | 0 | 0 | 0 | 0 | 0 | 0 | 0 | 0 | 0 | 0 | 0 | 0 | 0 | 0 | 0 | 0 | 0 | 0 | 0 | 0 | 0 | 0 | 0 | 0 | 0 | 0 | 0 | 0 | 0 | 0 | 0 | 0 | 0 | 0 | 0 | 0 | 0 | 0 | 0 | 0 | 0 | 0 | 0 | 0 | 0 | 0 | 0 | 0 | 0 | 0 | 0 | 0 | 0 | 0 | 0 | 0 | 0 | 0 | 0 | 0 | 0 | 0 | 0 | 0 | 0 | 0 | 0 | 0 | 0
[8 empty] | 21100 | 57 | 509 | 583 | 236 | 593 | 784 | 768 | 739 | 261 | 99 | 517 | 279 | 281 | 204 | 831 | 532 | 800 | 162 | 31 | 161 | 151 | 52 | 724 | 7 | 36 | 10 | 528 | 354 | 852 | 805 | 837 | 9 | 382 | 630 | 1402 | 217 | 477 | 883 | 1125 | 32 | 362 | 209 | 663 | 114 | 443 | 91 | 196 | 500 | 200 | 63 | 128 | 10 | 168 | 0 | 0 | 0 | 10 | 3 | 0 | 0 | 0 | 0 | 0 | 0 | 0 | 0 | 0 | 0 | 0 | 0 | 0 | 0 | 0 | 0 | 0 | 0 | 0 | 0 | 0 | 0 | 0 | 0 | 0 | 0 | 0 | 0 | 0 | 0 | 0 | 0 | 0
Age Profile (2015), Excluding Non-Utilised Categories
| Grillage | Zone | Double Circuit | Volt Min | Volt Max | Description |  |  | 2015 | 2014 | 2013 | 2012 | 2011 | 2010 | 2009 | 2008 | 2007 | 2006 | 2005 | 2004 | 2003 | 2002 | 2001 | 2000 | 1999 | 1998 | 1997 | 1996 | 1995 | 1994 | 1993 | 1992 | 1991 | 1990 | 1989 | 1988 | 1987 | 1986 | 1985 | 1984 | 1983 | 1982 | 1981 | 1980 | 1979 | 1978 | 1977 | 1976 | 1975 | 1974 | 1973 | 1972 | 1971 | 1970 | 1969 | 1968 | 1967 | 1966 | 1965 | 1964 | 1963 | 1962 | 1961 | 1960 | 1959 | 1958 | 1957 | 1956 | 1955 | 1954 | 1953 | 1952 | 1951 | 1950 | 1949 | 1948 | 1947 | 1946 | 1945 | 1944 | 1943 | 1942 | 1941 | 1940 | 1939 | 1938 | 1937 | 1936 | 1935 | 1934 | 1933 | 1932 | 1931 | 1930 | 1929 | 1928 | 1927 | 1926 | 1925
| TRUE | C | FALSE | 66 | 132 | Zone C; > 66kV <= 132kV; Multi Cct: FALSE |  | 3 | 0 | 0 | 0 | 0 | 0 | 0 | 0 | 0 | 0 | 0 | 0 | 0 | 0 | 0 | 0 | 0 | 0 | 0 | 0 | 0 | 0 | 0 | 0 | 0 | 0 | 0 | 0 | 0 | 0 | 0 | 0 | 0 | 0 | 0 | 0 | 0 | 0 | 1 | 0 | 0 | 0 | 0 | 0 | 0 | 0 | 0 | 0 | 0 | 0 | 0 | 0 | 0 | 2 | 0 | 0 | 0 | 0 | 0 | 0 | 0 | 0 | 0 | 0 | 0 | 0 | 0 | 0 | 0 | 0 | 0 | 0 | 0 | 0 | 0 | 0 | 0 | 0 | 0 | 0 | 0 | 0 | 0 | 0 | 0 | 0 | 0 | 0 | 0 | 0 | 0 | 0
| TRUE | B | TRUE | 66 | 132 | Zone B; > 66kV <= 132kV; Multi Cct: TRUE |  | 44 | 0 | 0 | 0 | 0 | 0 | 0 | 0 | 0 | 0 | 0 | 0 | 0 | 0 | 0 | 0 | 0 | 0 | 0 | 0 | 0 | 0 | 0 | 0 | 0 | 0 | 0 | 0 | 0 | 0 | 0 | 0 | 0 | 0 | 0 | 0 | 0 | 0 | 0 | 0 | 0 | 0 | 0 | 0 | 0 | 0 | 0 | 0 | 0 | 0 | 0 | 0 | 0 | 44 | 0 | 0 | 0 | 0 | 0 | 0 | 0 | 0 | 0 | 0 | 0 | 0 | 0 | 0 | 0 | 0 | 0 | 0 | 0 | 0 | 0 | 0 | 0 | 0 | 0 | 0 | 0 | 0 | 0 | 0 | 0 | 0 | 0 | 0 | 0 | 0 | 0 | 0
| TRUE | C | TRUE | 66 | 132 | Zone C; > 66kV <= 132kV; Multi Cct: TRUE |  | 151 | 0 | 0 | 0 | 0 | 0 | 0 | 0 | 0 | 0 | 0 | 0 | 0 | 0 | 0 | 0 | 0 | 0 | 0 | 0 | 0 | 0 | 0 | 0 | 0 | 0 | 0 | 0 | 0 | 0 | 0 | 0 | 0 | 0 | 0 | 0 | 0 | 0 | 0 | 0 | 0 | 0 | 0 | 0 | 0 | 0 | 0 | 0 | 0 | 0 | 0 | 127 | 0 | 14 | 0 | 0 | 0 | 10 | 0 | 0 | 0 | 0 | 0 | 0 | 0 | 0 | 0 | 0 | 0 | 0 | 0 | 0 | 0 | 0 | 0 | 0 | 0 | 0 | 0 | 0 | 0 | 0 | 0 | 0 | 0 | 0 | 0 | 0 | 0 | 0 | 0 | 0
| FALSE | B | FALSE | 66 | 132 | Zone B; > 66kV <= 132kV; Multi Cct: FALSE |  | 603 | 0 | 11 | 2 | 9 | 16 | 0 | 8 | 2 | 11 | 2 | 0 | 0 | 1 | 0 | 0 | 0 | 0 | 0 | 0 | 0 | 0 | 0 | 16 | 0 | 0 | 0 | 0 | 201 | 0 | 0 | 0 | 0 | 0 | 0 | 0 | 0 | 0 | 0 | 127 | 0 | 0 | 4 | 0 | 0 | 0 | 0 | 193 | 0 | 0 | 0 | 0 | 0 | 0 | 0 | 0 | 0 | 0 | 0 | 0 | 0 | 0 | 0 | 0 | 0 | 0 | 0 | 0 | 0 | 0 | 0 | 0 | 0 | 0 | 0 | 0 | 0 | 0 | 0 | 0 | 0 | 0 | 0 | 0 | 0 | 0 | 0 | 0 | 0 | 0 | 0 | 0
| FALSE | C | FALSE | 66 | 132 | Zone C; > 66kV <= 132kV; Multi Cct: FALSE |  | 1492 | 6 | 8 | 1 | 5 | 20 | 14 | 181 | 18 | 89 | 14 | 8 | 0 | 7 | 1 | 1 | 9 | 0 | 0 | 0 | 0 | 0 | 0 | 106 | 5 | 0 | 4 | 0 | 32 | 422 | 12 | 1 | 0 | 0 | 151 | 144 | 0 | 34 | 24 | 0 | 0 | 0 | 0 | 0 | 0 | 0 | 0 | 0 | 0 | 173 | 0 | 1 | 0 | 1 | 0 | 0 | 0 | 0 | 0 | 0 | 0 | 0 | 0 | 0 | 0 | 0 | 0 | 0 | 0 | 0 | 0 | 0 | 0 | 0 | 0 | 0 | 0 | 0 | 0 | 0 | 0 | 0 | 0 | 0 | 0 | 0 | 0 | 0 | 0 | 0 | 0 | 0
| FALSE | D | FALSE | 66 | 132 | Zone D; > 66kV <= 132kV; Multi Cct: FALSE |  | 96 | 0 | 1 | 11 | 3 | 3 | 6 | 2 | 0 | 0 | 0 | 7 | 4 | 0 | 1 | 0 | 0 | 0 | 3 | 0 | 0 | 0 | 0 | 0 | 0 | 0 | 0 | 0 | 0 | 55 | 0 | 0 | 0 | 0 | 0 | 0 | 0 | 0 | 0 | 0 | 0 | 0 | 0 | 0 | 0 | 0 | 0 | 0 | 0 | 0 | 0 | 0 | 0 | 0 | 0 | 0 | 0 | 0 | 0 | 0 | 0 | 0 | 0 | 0 | 0 | 0 | 0 | 0 | 0 | 0 | 0 | 0 | 0 | 0 | 0 | 0 | 0 | 0 | 0 | 0 | 0 | 0 | 0 | 0 | 0 | 0 | 0 | 0 | 0 | 0 | 0 | 0
| FALSE | B | FALSE | 132 | 275 | Zone B; > 132kV <= 275kV; Multi Cct: FALSE |  | 430 | 7 | 0 | 0 | 0 | 0 | 0 | 6 | 6 | 2 | 0 | 0 | 0 | 0 | 0 | 0 | 0 | 0 | 0 | 0 | 0 | 0 | 0 | 0 | 0 | 0 | 0 | 0 | 0 | 0 | 0 | 0 | 0 | 0 | 0 | 0 | 0 | 0 | 409 | 0 | 0 | 0 | 0 | 0 | 0 | 0 | 0 | 0 | 0 | 0 | 0 | 0 | 0 | 0 | 0 | 0 | 0 | 0 | 0 | 0 | 0 | 0 | 0 | 0 | 0 | 0 | 0 | 0 | 0 | 0 | 0 | 0 | 0 | 0 | 0 | 0 | 0 | 0 | 0 | 0 | 0 | 0 | 0 | 0 | 0 | 0 | 0 | 0 | 0 | 0 | 0 | 0
| FALSE | C | FALSE | 132 | 275 | Zone C; > 132kV <= 275kV; Multi Cct: FALSE |  | 6520 | 0 | 6 | 13 | 3 | 9 | 21 | 11 | 6 | 10 | 0 | 221 | 42 | 272 | 1 | 2 | 0 | 72 | 2 | 0 | 161 | 150 | 40 | 462 | 0 | 0 | 0 | 0 | 114 | 171 | 363 | 598 | 0 | 299 | 357 | 1123 | 213 | 0 | 202 | 560 | 0 | 362 | 0 | 654 | 0 | 0 | 0 | 0 | 0 | 0 | 0 | 0 | 0 | 0 | 0 | 0 | 0 | 0 | 0 | 0 | 0 | 0 | 0 | 0 | 0 | 0 | 0 | 0 | 0 | 0 | 0 | 0 | 0 | 0 | 0 | 0 | 0 | 0 | 0 | 0 | 0 | 0 | 0 | 0 | 0 | 0 | 0 | 0 | 0 | 0 | 0 | 0
| FALSE | D | FALSE | 132 | 275 | Zone D; > 132kV <= 275kV; Multi Cct: FALSE |  | 303 | 0 | 2 | 3 | 3 | 0 | 0 | 0 | 0 | 0 | 0 | 0 | 0 | 0 | 0 | 0 | 0 | 0 | 0 | 0 | 0 | 0 | 0 | 0 | 0 | 17 | 0 | 10 | 0 | 0 | 0 | 0 | 0 | 0 | 0 | 39 | 4 | 0 | 0 | 220 | 0 | 0 | 0 | 5 | 0 | 0 | 0 | 0 | 0 | 0 | 0 | 0 | 0 | 0 | 0 | 0 | 0 | 0 | 0 | 0 | 0 | 0 | 0 | 0 | 0 | 0 | 0 | 0 | 0 | 0 | 0 | 0 | 0 | 0 | 0 | 0 | 0 | 0 | 0 | 0 | 0 | 0 | 0 | 0 | 0 | 0 | 0 | 0 | 0 | 0 | 0 | 0
| FALSE | B | FALSE | 275 | 330 | Zone B; > 275kV <= 330kV; Multi Cct: FALSE |  | 14 | 0 | 0 | 0 | 0 | 0 | 0 | 0 | 0 | 0 | 0 | 14 | 0 | 0 | 0 | 0 | 0 | 0 | 0 | 0 | 0 | 0 | 0 | 0 | 0 | 0 | 0 | 0 | 0 | 0 | 0 | 0 | 0 | 0 | 0 | 0 | 0 | 0 | 0 | 0 | 0 | 0 | 0 | 0 | 0 | 0 | 0 | 0 | 0 | 0 | 0 | 0 | 0 | 0 | 0 | 0 | 0 | 0 | 0 | 0 | 0 | 0 | 0 | 0 | 0 | 0 | 0 | 0 | 0 | 0 | 0 | 0 | 0 | 0 | 0 | 0 | 0 | 0 | 0 | 0 | 0 | 0 | 0 | 0 | 0 | 0 | 0 | 0 | 0 | 0 | 0 | 0
| FALSE | B | TRUE | 66 | 132 | Zone B; > 66kV <= 132kV; Multi Cct: TRUE |  | 1002 | 0 | 0 | 0 | 0 | 0 | 0 | 15 | 1 | 1 | 0 | 0 | 0 | 0 | 0 | 0 | 0 | 0 | 0 | 0 | 0 | 0 | 0 | 0 | 0 | 0 | 0 | 0 | 0 | 0 | 2 | 0 | 0 | 0 | 0 | 0 | 0 | 2 | 0 | 0 | 0 | 0 | 205 | 0 | 0 | 390 | 0 | 3 | 338 | 0 | 33 | 0 | 0 | 12 | 0 | 0 | 0 | 0 | 0 | 0 | 0 | 0 | 0 | 0 | 0 | 0 | 0 | 0 | 0 | 0 | 0 | 0 | 0 | 0 | 0 | 0 | 0 | 0 | 0 | 0 | 0 | 0 | 0 | 0 | 0 | 0 | 0 | 0 | 0 | 0 | 0 | 0
| FALSE | C | TRUE | 66 | 132 | Zone C; > 66kV <= 132kV; Multi Cct: TRUE |  | 2749 | 36 | 0 | 0 | 0 | 189 | 105 | 15 | 186 | 1 | 12 | 7 | 4 | 1 | 1 | 5 | 207 | 0 | 0 | 31 | 0 | 0 | 0 | 63 | 2 | 0 | 0 | 0 | 3 | 120 | 399 | 24 | 0 | 80 | 2 | 0 | 0 | 440 | 243 | 141 | 32 | 0 | 0 | 0 | 12 | 53 | 11 | 0 | 162 | 27 | 30 | 0 | 10 | 95 | 0 | 0 | 0 | 0 | 0 | 0 | 0 | 0 | 0 | 0 | 0 | 0 | 0 | 0 | 0 | 0 | 0 | 0 | 0 | 0 | 0 | 0 | 0 | 0 | 0 | 0 | 0 | 0 | 0 | 0 | 0 | 0 | 0 | 0 | 0 | 0 | 0 | 0
| FALSE | D | TRUE | 66 | 132 | Zone D; > 66kV <= 132kV; Multi Cct: TRUE |  | 763 | 0 | 0 | 11 | 4 | 0 | 35 | 186 | 253 | 0 | 0 | 17 | 18 | 0 | 0 | 0 | 0 | 0 | 20 | 0 | 0 | 0 | 0 | 0 | 0 | 0 | 0 | 0 | 0 | 19 | 0 | 0 | 0 | 0 | 120 | 0 | 0 | 0 | 0 | 77 | 0 | 0 | 0 | 0 | 0 | 0 | 0 | 0 | 0 | 0 | 0 | 0 | 0 | 0 | 0 | 0 | 0 | 0 | 3 | 0 | 0 | 0 | 0 | 0 | 0 | 0 | 0 | 0 | 0 | 0 | 0 | 0 | 0 | 0 | 0 | 0 | 0 | 0 | 0 | 0 | 0 | 0 | 0 | 0 | 0 | 0 | 0 | 0 | 0 | 0 | 0 | 0
| FALSE | B | TRUE | 132 | 275 | Zone B; > 132kV <= 275kV; Multi Cct: TRUE |  | 446 | 2 | 0 | 0 | 0 | 0 | 0 | 316 | 21 | 0 | 0 | 2 | 26 | 0 | 0 | 0 | 0 | 0 | 0 | 0 | 0 | 0 | 0 | 0 | 0 | 0 | 0 | 0 | 0 | 0 | 0 | 0 | 0 | 0 | 0 | 0 | 0 | 0 | 1 | 0 | 0 | 0 | 0 | 0 | 75 | 0 | 3 | 0 | 0 | 0 | 0 | 0 | 0 | 0 | 0 | 0 | 0 | 0 | 0 | 0 | 0 | 0 | 0 | 0 | 0 | 0 | 0 | 0 | 0 | 0 | 0 | 0 | 0 | 0 | 0 | 0 | 0 | 0 | 0 | 0 | 0 | 0 | 0 | 0 | 0 | 0 | 0 | 0 | 0 | 0 | 0 | 0
| FALSE | C | TRUE | 132 | 275 | Zone C; > 132kV <= 275kV; Multi Cct: TRUE |  | 4182 | 6 | 371 | 431 | 3 | 356 | 433 | 27 | 76 | 147 | 71 | 6 | 185 | 0 | 34 | 340 | 316 | 728 | 5 | 0 | 0 | 1 | 12 | 77 | 0 | 19 | 6 | 0 | 4 | 65 | 29 | 214 | 9 | 3 | 0 | 96 | 0 | 1 | 3 | 0 | 0 | 0 | 0 | 4 | 27 | 0 | 77 | 0 | 0 | 0 | 0 | 0 | 0 | 0 | 0 | 0 | 0 | 0 | 0 | 0 | 0 | 0 | 0 | 0 | 0 | 0 | 0 | 0 | 0 | 0 | 0 | 0 | 0 | 0 | 0 | 0 | 0 | 0 | 0 | 0 | 0 | 0 | 0 | 0 | 0 | 0 | 0 | 0 | 0 | 0 | 0 | 0
| FALSE | D | TRUE | 132 | 275 | Zone D; > 132kV <= 275kV; Multi Cct: TRUE |  | 1414 | 0 | 110 | 111 | 206 | 0 | 170 | 1 | 0 | 0 | 0 | 0 | 0 | 0 | 166 | 0 | 0 | 0 | 132 | 0 | 0 | 0 | 0 | 0 | 0 | 0 | 0 | 518 | 0 | 0 | 0 | 0 | 0 | 0 | 0 | 0 | 0 | 0 | 0 | 0 | 0 | 0 | 0 | 0 | 0 | 0 | 0 | 0 | 0 | 0 | 0 | 0 | 0 | 0 | 0 | 0 | 0 | 0 | 0 | 0 | 0 | 0 | 0 | 0 | 0 | 0 | 0 | 0 | 0 | 0 | 0 | 0 | 0 | 0 | 0 | 0 | 0 | 0 | 0 | 0 | 0 | 0 | 0 | 0 | 0 | 0 | 0 | 0 | 0 | 0 | 0 | 0
| FALSE | B | TRUE | 275 | 330 | Zone B; > 275kV <= 330kV; Multi Cct: TRUE |  | 233 | 0 | 0 | 0 | 0 | 0 | 0 | 0 | 0 | 0 | 0 | 233 | 0 | 0 | 0 | 0 | 0 | 0 | 0 | 0 | 0 | 0 | 0 | 0 | 0 | 0 | 0 | 0 | 0 | 0 | 0 | 0 | 0 | 0 | 0 | 0 | 0 | 0 | 0 | 0 | 0 | 0 | 0 | 0 | 0 | 0 | 0 | 0 | 0 | 0 | 0 | 0 | 0 | 0 | 0 | 0 | 0 | 0 | 0 | 0 | 0 | 0 | 0 | 0 | 0 | 0 | 0 | 0 | 0 | 0 | 0 | 0 | 0 | 0 | 0 | 0 | 0 | 0 | 0 | 0 | 0 | 0 | 0 | 0 | 0 | 0 | 0 | 0 | 0 | 0 | 0 | 0
| FALSE | C | TRUE | 275 | 330 | Zone C; > 275kV <= 330kV; Multi Cct: TRUE |  | 655 | 0 | 0 | 0 | 0 | 0 | 0 | 0 | 170 | 0 | 0 | 2 | 0 | 0 | 0 | 483 | 0 | 0 | 0 | 0 | 0 | 0 | 0 | 0 | 0 | 0 | 0 | 0 | 0 | 0 | 0 | 0 | 0 | 0 | 0 | 0 | 0 | 0 | 0 | 0 | 0 | 0 | 0 | 0 | 0 | 0 | 0 | 0 | 0 | 0 | 0 | 0 | 0 | 0 | 0 | 0 | 0 | 0 | 0 | 0 | 0 | 0 | 0 | 0 | 0 | 0 | 0 | 0 | 0 | 0 | 0 | 0 | 0 | 0 | 0 | 0 | 0 | 0 | 0 | 0 | 0 | 0 | 0 | 0 | 0 | 0 | 0 | 0 | 0 | 0 | 0 | 0
[8 empty] | 21100 | 57 | 509 | 583 | 236 | 593 | 784 | 768 | 739 | 261 | 99 | 517 | 279 | 281 | 204 | 831 | 532 | 800 | 162 | 31 | 161 | 151 | 52 | 724 | 7 | 36 | 10 | 528 | 354 | 852 | 805 | 837 | 9 | 382 | 630 | 1402 | 217 | 477 | 883 | 1125 | 32 | 362 | 209 | 663 | 114 | 443 | 91 | 196 | 500 | 200 | 63 | 128 | 10 | 168 | 0 | 0 | 0 | 10 | 3 | 0 | 0 | 0 | 0 | 0 | 0 | 0 | 0 | 0 | 0 | 0 | 0 | 0 | 0 | 0 | 0 | 0 | 0 | 0 | 0 | 0 | 0 | 0 | 0 | 0 | 0 | 0 | 0 | 0 | 0 | 0 | 0 | 0
[7 empty] | Check 0 | 0
Adjusted Age Profile (2015) by corrosion zones, Prepared for Calibration Repex Model
[8 empty] | Total | 2015 | 2014 | 2013 | 2012 | 2011 | 2010 | 2009 | 2008 | 2007 | 2006 | 2005 | 2004 | 2003 | 2002 | 2001 | 2000 | 1999 | 1998 | 1997 | 1996 | 1995 | 1994 | 1993 | 1992 | 1991 | 1990 | 1989 | 1988 | 1987 | 1986 | 1985 | 1984 | 1983 | 1982 | 1981 | 1980 | 1979 | 1978 | 1977 | 1976 | 1975 | 1974 | 1973 | 1972 | 1971 | 1970 | 1969 | 1968 | 1967 | 1966 | 1965 | 1964 | 1963 | 1962 | 1961 | 1960 | 1959 | 1958 | 1957 | 1956 | 1955 | 1954 | 1953 | 1952 | 1951 | 1950 | 1949 | 1948 | 1947 | 1946 | 1945 | 1944 | 1943 | 1942 | 1941 | 1940 | 1939 | 1938 | 1937 | 1936 | 1935 | 1934 | 1933 | 1932 | 1931 | 1930 | 1929 | 1928 | 1927 | 1926 | 1925
[7 empty] | B | 2772 | 9 | 11 | 2 | 9 | 16 | 0 | 345 | 30 | 14 | 2 | 249 | 26 | 1 | 0 | 0 | 0 | 0 | 0 | 0 | 0 | 0 | 0 | 16 | 0 | 0 | 0 | 0 | 201 | 0 | 2 | 0 | 0 | 0 | 0 | 0 | 0 | 2 | 410 | 127 | 0 | 0 | 209 | 0 | 75 | 390 | 3 | 196 | 338 | 0 | 33 | 0 | 0 | 56 | 0 | 0 | 0 | 0 | 0 | 0 | 0 | 0 | 0 | 0 | 0 | 0 | 0 | 0 | 0 | 0 | 0 | 0 | 0 | 0 | 0 | 0 | 0 | 0 | 0 | 0 | 0 | 0 | 0 | 0 | 0 | 0 | 0 | 0 | 0 | 0 | 0 | 0
[7 empty] | C | 15752 | 48 | 385 | 445 | 11 | 574 | 573 | 234 | 456 | 247 | 97 | 244 | 231 | 280 | 37 | 831 | 532 | 800 | 7 | 31 | 161 | 151 | 52 | 708 | 7 | 19 | 10 | 0 | 153 | 778 | 803 | 837 | 9 | 382 | 510 | 1363 | 213 | 475 | 473 | 701 | 32 | 362 | 0 | 658 | 39 | 53 | 88 | 0 | 162 | 200 | 30 | 128 | 10 | 112 | 0 | 0 | 0 | 10 | 0 | 0 | 0 | 0 | 0 | 0 | 0 | 0 | 0 | 0 | 0 | 0 | 0 | 0 | 0 | 0 | 0 | 0 | 0 | 0 | 0 | 0 | 0 | 0 | 0 | 0 | 0 | 0 | 0 | 0 | 0 | 0 | 0 | 0
[7 empty] | D | 2576 | 0 | 113 | 136 | 216 | 3 | 211 | 189 | 253 | 0 | 0 | 24 | 22 | 0 | 167 | 0 | 0 | 0 | 155 | 0 | 0 | 0 | 0 | 0 | 0 | 17 | 0 | 528 | 0 | 74 | 0 | 0 | 0 | 0 | 120 | 39 | 4 | 0 | 0 | 297 | 0 | 0 | 0 | 5 | 0 | 0 | 0 | 0 | 0 | 0 | 0 | 0 | 0 | 0 | 0 | 0 | 0 | 0 | 3 | 0 | 0 | 0 | 0 | 0 | 0 | 0 | 0 | 0 | 0 | 0 | 0 | 0 | 0 | 0 | 0 | 0 | 0 | 0 | 0 | 0 | 0 | 0 | 0 | 0 | 0 | 0 | 0 | 0 | 0 | 0 | 0 | 0
[7 empty] | Total | 21100 | 57 | 509 | 583 | 236 | 593 | 784 | 768 | 739 | 261 | 99 | 517 | 279 | 281 | 204 | 831 | 532 | 800 | 162 | 31 | 161 | 151 | 52 | 724 | 7 | 36 | 10 | 528 | 354 | 852 | 805 | 837 | 9 | 382 | 630 | 1402 | 217 | 477 | 883 | 1125 | 32 | 362 | 209 | 663 | 114 | 443 | 91 | 196 | 500 | 200 | 63 | 128 | 10 | 168 | 0 | 0 | 0 | 10 | 3 | 0 | 0 | 0 | 0 | 0 | 0 | 0 | 0 | 0 | 0 | 0 | 0 | 0 | 0 | 0 | 0 | 0 | 0 | 0 | 0 | 0 | 0 | 0 | 0 | 0 | 0 | 0 | 0 | 0 | 0 | 0 | 0 | 0
[5 empty] | 0 | Check0 |  | 0 | 0 | 0 | 0 | 0 | 0 | 0 | 0 | 0 | 0 | 0 | 0 | 0 | 0 | 0 | 0 | 0 | 0 | 0 | 0 | 0 | 0 | 0 | 0 | 0 | 0 | 0 | 0 | 0 | 0 | 0 | 0 | 0 | 0 | 0 | 0 | 0 | 0 | 0 | 0 | 0 | 0 | 0 | 0 | 0 | 0 | 0 | 0 | 0 | 0 | 0 | 0 | 0 | 0 | 0 | 0 | 0 | 0 | 0 | 0 | 0 | 0 | 0 | 0 | 0 | 0 | 0 | 0 | 0 | 0 | 0 | 0 | 0 | 0 | 0 | 0 | 0 | 0 | 0 | 0 | 0 | 0 | 0 | 0 | 0 | 0 | 0 | 0 | 0 | 0 | 0 | 0
0

## Adjustment 2015
Adjustments to 2015 Tower Age Profile
ID | Description | CorrosionZone | Type | EnableExclusion | Future No Enduring Need | Other Exclusion | Sum | 2015 | 2014 | 2013 | 2012 | 2011 | 2010 | 2009 | 2008 | 2007 | 2006 | 2005 | 2004 | 2003 | 2002 | 2001 | 2000 | 1999 | 1998 | 1997 | 1996 | 1995 | 1994 | 1993 | 1992 | 1991 | 1990 | 1989 | 1988 | 1987 | 1986 | 1985 | 1984 | 1983 | 1982 | 1981 | 1980 | 1979 | 1978 | 1977 | 1976 | 1975 | 1974 | 1973 | 1972 | 1971 | 1970 | 1969 | 1968 | 1967 | 1966 | 1965 | 1964 | 1963 | 1962 | 1961 | 1960 | 1959 | 1958 | 1957 | 1956 | 1955 | 1954 | 1953 | 1952 | 1951 | 1950 | 1949 | 1948 | 1947 | 1946 | 1945 | 1944 | 1943 | 1942 | 1941 | 1940 | 1939 | 1938 | 1937 | 1936 | 1935 | 1934 | 1933 | 1932 | 1931 | 1930 | 1929 | 1928 | 1927 | 1926 | 1925 | 1924 | 1923 | 1922 | 1921 | 1920 | 1919 | 1918 | 1917 | 1916 | 1915 | 1914 | 1913 | 1912 | 1911 | 1910 | 1909
1003 | No enduring need for selected towers in Blackstone area due to reconfiguration of Swanbank / Blackstone area. | B | No Future Enduring Need | TRUE | TRUE |  | -4 | 0 | 0 | 0 | 0 | 0 | 0 | 0 | 0 | 0 | 0 | 0 | 0 | 0 | 0 | 0 | 0 | 0 | 0 | 0 | 0 | 0 | 0 | 0 | 0 | 0 | 0 | 0 | 0 | 0 | 0 | 0 | 0 | 0 | 0 | 0 | 0 | 0 | 0 | 0 | 0 | 0 | 0 | 0 | 0 | 0 | 0 | 0 | 0 | 0 | -4 | 0 | 0 | 0 | 0 | 0 | 0 | 0 | 0 | 0 | 0 | 0 | 0 | 0 | 0 | 0 | 0 | 0 | 0 | 0 | 0 | 0 | 0 | 0 | 0 | 0 | 0 | 0 | 0 | 0 | 0 | 0 | 0 | 0 | 0 | 0 | 0 | 0 | 0 | 0 | 0 | 0
1014 | No enduring need for selected towers in Blackstone area due to reconfiguration of Swanbank / Blackstone area. | C | No Future Enduring Need | TRUE | TRUE |  | -14 | 0 | 0 | 0 | 0 | 0 | 0 | 0 | 0 | 0 | 0 | 0 | 0 | 0 | 0 | 0 | 0 | 0 | 0 | 0 | 0 | 0 | 0 | 0 | 0 | 0 | 0 | 0 | 0 | 0 | 0 | 0 | 0 | 0 | 0 | 0 | 0 | 0 | 0 | 0 | 0 | 0 | 0 | 0 | -14 | 0 | 0 | 0 | 0 | 0 | 0 | 0 | 0 | 0 | 0 | 0 | 0 | 0 | 0 | 0 | 0 | 0 | 0 | 0 | 0 | 0 | 0 | 0 | 0 | 0 | 0 | 0 | 0 | 0 | 0 | 0 | 0 | 0 | 0 | 0 | 0 | 0 | 0 | 0 | 0 | 0 | 0 | 0 | 0 | 0 | 0 | 0
1016 | No enduring need for selected towers in Blackstone area due to reconfiguration of Swanbank / Blackstone area. | C | No Future Enduring Need | TRUE | TRUE |  | -10 | 0 | 0 | 0 | 0 | 0 | 0 | 0 | 0 | 0 | 0 | 0 | 0 | 0 | 0 | 0 | 0 | 0 | 0 | 0 | 0 | 0 | 0 | 0 | 0 | 0 | 0 | 0 | 0 | 0 | 0 | 0 | 0 | 0 | 0 | 0 | 0 | 0 | 0 | 0 | 0 | 0 | 0 | 0 | 0 | 0 | -10 | 0 | 0 | 0 | 0 | 0 | 0 | 0 | 0 | 0 | 0 | 0 | 0 | 0 | 0 | 0 | 0 | 0 | 0 | 0 | 0 | 0 | 0 | 0 | 0 | 0 | 0 | 0 | 0 | 0 | 0 | 0 | 0 | 0 | 0 | 0 | 0 | 0 | 0 | 0 | 0 | 0 | 0 | 0 | 0 | 0
1016 | No enduring need for selected towers in Blackstone area due to reconfiguration of Swanbank / Blackstone area. | C | No Future Enduring Need | TRUE | TRUE |  | -2 | 0 | 0 | 0 | 0 | -2 | 0 | 0 | 0 | 0 | 0 | 0 | 0 | 0 | 0 | 0 | 0 | 0 | 0 | 0 | 0 | 0 | 0 | 0 | 0 | 0 | 0 | 0 | 0 | 0 | 0 | 0 | 0 | 0 | 0 | 0 | 0 | 0 | 0 | 0 | 0 | 0 | 0 | 0 | 0 | 0 | 0 | 0 | 0 | 0 | 0 | 0 | 0 | 0 | 0 | 0 | 0 | 0 | 0 | 0 | 0 | 0 | 0 | 0 | 0 | 0 | 0 | 0 | 0 | 0 | 0 | 0 | 0 | 0 | 0 | 0 | 0 | 0 | 0 | 0 | 0 | 0 | 0 | 0 | 0 | 0 | 0 | 0 | 0 | 0 | 0 | 0
1024 | No enduring need for selected towers between Gin Gin and Wurdong tee, as part of reconfiguration of CQ-SQ Eastern corridor | C | No Future Enduring Need | TRUE | TRUE |  | -323 | 0 | 0 | 0 | 0 | 0 | 0 | 0 | 0 | 0 | 0 | 0 | 0 | 0 | 0 | 0 | 0 | 0 | 0 | 0 | 0 | 0 | 0 | 0 | 0 | 0 | 0 | 0 | 0 | 0 | 0 | 0 | 0 | 0 | 0 | 0 | 0 | 0 | 0 | 0 | 0 | 0 | 0 | -323 | 0 | 0 | 0 | 0 | 0 | 0 | 0 | 0 | 0 | 0 | 0 | 0 | 0 | 0 | 0 | 0 | 0 | 0 | 0 | 0 | 0 | 0 | 0 | 0 | 0 | 0 | 0 | 0 | 0 | 0 | 0 | 0 | 0 | 0 | 0 | 0 | 0 | 0 | 0 | 0 | 0 | 0 | 0 | 0 | 0 | 0 | 0 | 0
1046 | No enduring need for selected sections of 275 kV network in Bergins Hill / Karana Downs area. | C | No Future Enduring Need | TRUE | TRUE |  | -14 | 0 | 0 | 0 | 0 | 0 | 0 | 0 | 0 | 0 | 0 | 0 | 0 | 0 | 0 | 0 | 0 | 0 | 0 | 0 | 0 | 0 | 0 | 0 | 0 | 0 | 0 | 0 | 0 | 0 | 0 | 0 | 0 | 0 | 0 | 0 | 0 | 0 | 0 | 0 | 0 | 0 | 0 | 0 | 0 | 0 | -14 | 0 | 0 | 0 | 0 | 0 | 0 | 0 | 0 | 0 | 0 | 0 | 0 | 0 | 0 | 0 | 0 | 0 | 0 | 0 | 0 | 0 | 0 | 0 | 0 | 0 | 0 | 0 | 0 | 0 | 0 | 0 | 0 | 0 | 0 | 0 | 0 | 0 | 0 | 0 | 0 | 0 | 0 | 0 | 0 | 0
1064 | No enduring need for selected towers in Blackstone area due to reconfiguration of Swanbank / Blackstone area. | C | No Future Enduring Need | TRUE | TRUE |  | -4 | 0 | 0 | 0 | 0 | 0 | 0 | 0 | 0 | 0 | 0 | 0 | 0 | 0 | 0 | 0 | 0 | 0 | 0 | 0 | 0 | 0 | 0 | 0 | 0 | 0 | 0 | 0 | 0 | 0 | 0 | 0 | 0 | 0 | 0 | 0 | 0 | 0 | 0 | 0 | 0 | 0 | 0 | 0 | 0 | 0 | -4 | 0 | 0 | 0 | 0 | 0 | 0 | 0 | 0 | 0 | 0 | 0 | 0 | 0 | 0 | 0 | 0 | 0 | 0 | 0 | 0 | 0 | 0 | 0 | 0 | 0 | 0 | 0 | 0 | 0 | 0 | 0 | 0 | 0 | 0 | 0 | 0 | 0 | 0 | 0 | 0 | 0 | 0 | 0 | 0 | 0
1066 | No enduring need for selected sections of 275 kV network in Bergins Hill / Karana Downs area. | C | No Future Enduring Need | TRUE | TRUE |  | -3 | 0 | 0 | 0 | 0 | 0 | 0 | 0 | 0 | 0 | 0 | 0 | 0 | 0 | 0 | 0 | 0 | 0 | 0 | 0 | 0 | 0 | 0 | 0 | 0 | 0 | 0 | 0 | 0 | 0 | 0 | 0 | 0 | 0 | 0 | 0 | 0 | 0 | 0 | 0 | 0 | 0 | 0 | 0 | 0 | 0 | -3 | 0 | 0 | 0 | 0 | 0 | 0 | 0 | 0 | 0 | 0 | 0 | 0 | 0 | 0 | 0 | 0 | 0 | 0 | 0 | 0 | 0 | 0 | 0 | 0 | 0 | 0 | 0 | 0 | 0 | 0 | 0 | 0 | 0 | 0 | 0 | 0 | 0 | 0 | 0 | 0 | 0 | 0 | 0 | 0 | 0
1102a | No enduring need for Callide A - Gladstone South 132 kV feeders, as part of reconfiguration of Central West network. | C | No Future Enduring Need | TRUE | TRUE |  | -2 | 0 | 0 | 0 | 0 | 0 | 0 | 0 | 0 | 0 | 0 | 0 | 0 | 0 | 0 | 0 | 0 | 0 | 0 | 0 | 0 | 0 | 0 | 0 | 0 | 0 | 0 | 0 | 0 | 0 | 0 | 0 | 0 | 0 | 0 | 0 | 0 | 0 | 0 | 0 | 0 | 0 | 0 | 0 | 0 | 0 | 0 | 0 | 0 | -2 | 0 | 0 | 0 | 0 | 0 | 0 | 0 | 0 | 0 | 0 | 0 | 0 | 0 | 0 | 0 | 0 | 0 | 0 | 0 | 0 | 0 | 0 | 0 | 0 | 0 | 0 | 0 | 0 | 0 | 0 | 0 | 0 | 0 | 0 | 0 | 0 | 0 | 0 | 0 | 0 | 0 | 0
1102b | No enduring need for Callide A - Gladstone South 132 kV feeders, as part of reconfiguration of Central West network. | C | No Future Enduring Need | TRUE | TRUE |  | -224 | 0 | 0 | 0 | 0 | 0 | 0 | 0 | 0 | 0 | 0 | 0 | 0 | 0 | 0 | 0 | 0 | 0 | 0 | 0 | 0 | 0 | 0 | 0 | 0 | 0 | 0 | 0 | 0 | 0 | 0 | 0 | 0 | 0 | 0 | 0 | 0 | 0 | 0 | 0 | 0 | 0 | 0 | 0 | 0 | 0 | 0 | 0 | 0 | -224 | 0 | 0 | 0 | 0 | 0 | 0 | 0 | 0 | 0 | 0 | 0 | 0 | 0 | 0 | 0 | 0 | 0 | 0 | 0 | 0 | 0 | 0 | 0 | 0 | 0 | 0 | 0 | 0 | 0 | 0 | 0 | 0 | 0 | 0 | 0 | 0 | 0 | 0 | 0 | 0 | 0 | 0
1109 | No enduring need for potion of Blackwater - Baralaba feeder, as part of reconfiguration of Central West network. | B | No Future Enduring Need | TRUE | TRUE |  | -155 | 0 | 0 | 0 | 0 | 0 | 0 | 0 | 0 | 0 | 0 | 0 | 0 | 0 | 0 | 0 | 0 | 0 | 0 | 0 | 0 | 0 | 0 | 0 | 0 | 0 | 0 | 0 | 0 | 0 | 0 | 0 | 0 | 0 | 0 | 0 | 0 | 0 | 0 | 0 | 0 | 0 | 0 | 0 | 0 | 0 | 0 | -155 | 0 | 0 | 0 | 0 | 0 | 0 | 0 | 0 | 0 | 0 | 0 | 0 | 0 | 0 | 0 | 0 | 0 | 0 | 0 | 0 | 0 | 0 | 0 | 0 | 0 | 0 | 0 | 0 | 0 | 0 | 0 | 0 | 0 | 0 | 0 | 0 | 0 | 0 | 0 | 0 | 0 | 0 | 0 | 0
1123 | No enduring need for selected towers between Gin Gin and Wurdong tee, as part of reconfiguration of CQ-SQ Eastern corridor | C | No Future Enduring Need | TRUE | TRUE |  | -313 | 0 | 0 | 0 | 0 | 0 | 0 | 0 | 0 | 0 | 0 | 0 | 0 | 0 | 0 | 0 | 0 | 0 | 0 | 0 | 0 | 0 | 0 | 0 | 0 | 0 | 0 | 0 | 0 | 0 | 0 | 0 | 0 | 0 | 0 | 0 | 0 | 0 | 0 | -313 | 0 | 0 | 0 | 0 | 0 | 0 | 0 | 0 | 0 | 0 | 0 | 0 | 0 | 0 | 0 | 0 | 0 | 0 | 0 | 0 | 0 | 0 | 0 | 0 | 0 | 0 | 0 | 0 | 0 | 0 | 0 | 0 | 0 | 0 | 0 | 0 | 0 | 0 | 0 | 0 | 0 | 0 | 0 | 0 | 0 | 0 | 0 | 0 | 0 | 0 | 0 | 0
1146a | No enduring need for Callide A - Baralaba feeder, as part of reconfiguration of Central West network. | B | No Future Enduring Need | TRUE | TRUE |  | -171 | 0 | 0 | 0 | 0 | 0 | 0 | 0 | 0 | 0 | 0 | 0 | 0 | 0 | 0 | 0 | 0 | 0 | 0 | 0 | 0 | 0 | 0 | 0 | 0 | 0 | 0 | 0 | 0 | 0 | 0 | 0 | 0 | 0 | 0 | 0 | 0 | 0 | 0 | -171 | 0 | 0 | 0 | 0 | 0 | 0 | 0 | 0 | 0 | 0 | 0 | 0 | 0 | 0 | 0 | 0 | 0 | 0 | 0 | 0 | 0 | 0 | 0 | 0 | 0 | 0 | 0 | 0 | 0 | 0 | 0 | 0 | 0 | 0 | 0 | 0 | 0 | 0 | 0 | 0 | 0 | 0 | 0 | 0 | 0 | 0 | 0 | 0 | 0 | 0 | 0 | 0
1146b | No enduring need for Callide A - Baralaba feeder, as part of reconfiguration of Central West network. | B | No Future Enduring Need | TRUE | TRUE |  | -3 | 0 | 0 | 0 | 0 | 0 | 0 | 0 | 0 | 0 | 0 | 0 | 0 | 0 | 0 | 0 | 0 | 0 | 0 | 0 | 0 | 0 | 0 | 0 | 0 | 0 | 0 | 0 | 0 | 0 | 0 | 0 | 0 | 0 | 0 | 0 | 0 | 0 | 0 | -3 | 0 | 0 | 0 | 0 | 0 | 0 | 0 | 0 | 0 | 0 | 0 | 0 | 0 | 0 | 0 | 0 | 0 | 0 | 0 | 0 | 0 | 0 | 0 | 0 | 0 | 0 | 0 | 0 | 0 | 0 | 0 | 0 | 0 | 0 | 0 | 0 | 0 | 0 | 0 | 0 | 0 | 0 | 0 | 0 | 0 | 0 | 0 | 0 | 0 | 0 | 0 | 0
1148 | No enduring need for potion of Blackwater - Baralaba feeder, as part of reconfiguration of Central West network. | B | No Future Enduring Need | TRUE | TRUE |  | -166 | 0 | 0 | 0 | 0 | 0 | 0 | 0 | 0 | 0 | 0 | 0 | 0 | 0 | 0 | 0 | 0 | 0 | 0 | 0 | 0 | 0 | 0 | 0 | 0 | 0 | 0 | 0 | 0 | 0 | 0 | 0 | 0 | 0 | 0 | 0 | 0 | 0 | 0 | -166 | 0 | 0 | 0 | 0 | 0 | 0 | 0 | 0 | 0 | 0 | 0 | 0 | 0 | 0 | 0 | 0 | 0 | 0 | 0 | 0 | 0 | 0 | 0 | 0 | 0 | 0 | 0 | 0 | 0 | 0 | 0 | 0 | 0 | 0 | 0 | 0 | 0 | 0 | 0 | 0 | 0 | 0 | 0 | 0 | 0 | 0 | 0 | 0 | 0 | 0 | 0 | 0
1156a | No enduring need for Moura - Baralaba feeder, as part of reconfiguration of Central West network. | B | No Future Enduring Need | TRUE | TRUE |  | -110 | 0 | 0 | 0 | 0 | 0 | 0 | 0 | 0 | 0 | 0 | 0 | 0 | 0 | 0 | 0 | 0 | 0 | 0 | 0 | 0 | 0 | 0 | 0 | 0 | 0 | 0 | 0 | 0 | 0 | 0 | 0 | 0 | 0 | 0 | 0 | 0 | 0 | 0 | 0 | 0 | 0 | 0 | 0 | 0 | 0 | 0 | -110 | 0 | 0 | 0 | 0 | 0 | 0 | 0 | 0 | 0 | 0 | 0 | 0 | 0 | 0 | 0 | 0 | 0 | 0 | 0 | 0 | 0 | 0 | 0 | 0 | 0 | 0 | 0 | 0 | 0 | 0 | 0 | 0 | 0 | 0 | 0 | 0 | 0 | 0 | 0 | 0 | 0 | 0 | 0 | 0
1156b | No enduring need for Moura - Baralaba feeder, as part of reconfiguration of Central West network. | B | No Future Enduring Need | TRUE | TRUE |  | -3 | 0 | 0 | 0 | 0 | 0 | 0 | 0 | 0 | 0 | 0 | 0 | 0 | 0 | 0 | 0 | 0 | 0 | 0 | 0 | 0 | 0 | 0 | 0 | 0 | 0 | 0 | 0 | 0 | 0 | 0 | 0 | 0 | 0 | 0 | 0 | 0 | 0 | 0 | 0 | 0 | 0 | 0 | 0 | 0 | 0 | 0 | -3 | 0 | 0 | 0 | 0 | 0 | 0 | 0 | 0 | 0 | 0 | 0 | 0 | 0 | 0 | 0 | 0 | 0 | 0 | 0 | 0 | 0 | 0 | 0 | 0 | 0 | 0 | 0 | 0 | 0 | 0 | 0 | 0 | 0 | 0 | 0 | 0 | 0 | 0 | 0 | 0 | 0 | 0 | 0 | 0
1213 | No enduring need for older towers in the older component of feeder 879 between Strathmore and Ross | C | No Future Enduring Need | TRUE | TRUE |  | -414 | 0 | 0 | 0 | 0 | 0 | 0 | 0 | 0 | 0 | 0 | 0 | 0 | 0 | 0 | 0 | 0 | 0 | 0 | 0 | 0 | 0 | 0 | 0 | 0 | 0 | 0 | 0 | 0 | 0 | 0 | 0 | 0 | 0 | 0 | 0 | 0 | -414 | 0 | 0 | 0 | 0 | 0 | 0 | 0 | 0 | 0 | 0 | 0 | 0 | 0 | 0 | 0 | 0 | 0 | 0 | 0 | 0 | 0 | 0 | 0 | 0 | 0 | 0 | 0 | 0 | 0 | 0 | 0 | 0 | 0 | 0 | 0 | 0 | 0 | 0 | 0 | 0 | 0 | 0 | 0 | 0 | 0 | 0 | 0 | 0 | 0 | 0 | 0 | 0 | 0 | 0
1219a | No enduring need for Townsville South - Clare South Fdr 7131 (Inland circuit) | C | No Future Enduring Need | TRUE | TRUE |  | -71 | 0 | 0 | 0 | 0 | 0 | 0 | 0 | 0 | 0 | 0 | 0 | 0 | 0 | 0 | 0 | 0 | 0 | 0 | 0 | 0 | 0 | 0 | 0 | 0 | 0 | 0 | 0 | 0 | 0 | 0 | 0 | 0 | 0 | 0 | 0 | 0 | 0 | 0 | 0 | 0 | 0 | 0 | 0 | 0 | 0 | 0 | 0 | 0 | 0 | 0 | 0 | 0 | -71 | 0 | 0 | 0 | 0 | 0 | 0 | 0 | 0 | 0 | 0 | 0 | 0 | 0 | 0 | 0 | 0 | 0 | 0 | 0 | 0 | 0 | 0 | 0 | 0 | 0 | 0 | 0 | 0 | 0 | 0 | 0 | 0 | 0 | 0 | 0 | 0 | 0 | 0
1219b | No enduring need for Townsville South - Clare South Fdr 7131 (Inland circuit) | C | No Future Enduring Need | TRUE | TRUE |  | -154 | 0 | 0 | 0 | 0 | 0 | 0 | 0 | 0 | 0 | 0 | 0 | 0 | 0 | 0 | 0 | 0 | 0 | 0 | 0 | 0 | 0 | 0 | 0 | 0 | 0 | 0 | 0 | 0 | 0 | 0 | 0 | 0 | 0 | 0 | 0 | 0 | 0 | 0 | 0 | 0 | 0 | 0 | 0 | 0 | 0 | 0 | 0 | 0 | 0 | 0 | 0 | 0 | -154 | 0 | 0 | 0 | 0 | 0 | 0 | 0 | 0 | 0 | 0 | 0 | 0 | 0 | 0 | 0 | 0 | 0 | 0 | 0 | 0 | 0 | 0 | 0 | 0 | 0 | 0 | 0 | 0 | 0 | 0 | 0 | 0 | 0 | 0 | 0 | 0 | 0 | 0
1219c | No enduring need for Townsville South - Clare South Fdr 7131 (Inland circuit) | C | No Future Enduring Need | TRUE | TRUE |  | -2 | 0 | 0 | 0 | 0 | 0 | 0 | 0 | 0 | 0 | 0 | 0 | 0 | 0 | 0 | 0 | 0 | 0 | 0 | 0 | 0 | 0 | 0 | 0 | 0 | 0 | 0 | 0 | 0 | 0 | 0 | 0 | 0 | 0 | 0 | 0 | 0 | 0 | 0 | 0 | 0 | 0 | 0 | 0 | 0 | 0 | 0 | 0 | 0 | 0 | 0 | 0 | 0 | -2 | 0 | 0 | 0 | 0 | 0 | 0 | 0 | 0 | 0 | 0 | 0 | 0 | 0 | 0 | 0 | 0 | 0 | 0 | 0 | 0 | 0 | 0 | 0 | 0 | 0 | 0 | 0 | 0 | 0 | 0 | 0 | 0 | 0 | 0 | 0 | 0 | 0 | 0
1223a | No enduring need for Dan Gleeson-Alan Sherriff line | C | No Future Enduring Need | TRUE | TRUE |  | -9 | 0 | 0 | 0 | 0 | 0 | 0 | 0 | 0 | 0 | 0 | 0 | 0 | 0 | 0 | 0 | 0 | 0 | -2 | 0 | 0 | 0 | 0 | 0 | 0 | 0 | 0 | 0 | 0 | 0 | 0 | 0 | 0 | 0 | 0 | 0 | 0 | 0 | 0 | 0 | 0 | 0 | 0 | 0 | 0 | 0 | 0 | 0 | 0 | 0 | 0 | 0 | 0 | -7 | 0 | 0 | 0 | 0 | 0 | 0 | 0 | 0 | 0 | 0 | 0 | 0 | 0 | 0 | 0 | 0 | 0 | 0 | 0 | 0 | 0 | 0 | 0 | 0 | 0 | 0 | 0 | 0 | 0 | 0 | 0 | 0 | 0 | 0 | 0 | 0 | 0 | 0
1223b | No enduring need for Dan Gleeson-Alan Sherriff line | C | No Future Enduring Need | TRUE | TRUE |  | -12 | 0 | 0 | 0 | 0 | 0 | 0 | 0 | 0 | 0 | 0 | 0 | 0 | 0 | 0 | 0 | 0 | 0 | 0 | 0 | 0 | 0 | 0 | 0 | 0 | 0 | 0 | 0 | 0 | 0 | 0 | 0 | 0 | 0 | 0 | 0 | 0 | 0 | 0 | 0 | 0 | 0 | 0 | 0 | 0 | 0 | 0 | 0 | 0 | 0 | 0 | 0 | 0 | -12 | 0 | 0 | 0 | 0 | 0 | 0 | 0 | 0 | 0 | 0 | 0 | 0 | 0 | 0 | 0 | 0 | 0 | 0 | 0 | 0 | 0 | 0 | 0 | 0 | 0 | 0 | 0 | 0 | 0 | 0 | 0 | 0 | 0 | 0 | 0 | 0 | 0 | 0
1444 | No enduring need for selected towers in Blackstone area due to reconfiguration of Swanbank / Blackstone area. | C | No Future Enduring Need | TRUE | TRUE |  | -3 | 0 | 0 | 0 | 0 | 0 | 0 | 0 | 0 | 0 | 0 | 0 | -3 | 0 | 0 | 0 | 0 | 0 | 0 | 0 | 0 | 0 | 0 | 0 | 0 | 0 | 0 | 0 | 0 | 0 | 0 | 0 | 0 | 0 | 0 | 0 | 0 | 0 | 0 | 0 | 0 | 0 | 0 | 0 | 0 | 0 | 0 | 0 | 0 | 0 | 0 | 0 | 0 | 0 | 0 | 0 | 0 | 0 | 0 | 0 | 0 | 0 | 0 | 0 | 0 | 0 | 0 | 0 | 0 | 0 | 0 | 0 | 0 | 0 | 0 | 0 | 0 | 0 | 0 | 0 | 0 | 0 | 0 | 0 | 0 | 0 | 0 | 0 | 0 | 0 | 0 | 0
1611 | No enduring need for Dan Gleeson-Alan Sherriff line [BS 1611 comes out with BS 1223] | D | No Future Enduring Need | TRUE | TRUE |  | -2 | 0 | 0 | 0 | 0 | 0 | 0 | 0 | 0 | 0 | 0 | -2 | 0 | 0 | 0 | 0 | 0 | 0 | 0 | 0 | 0 | 0 | 0 | 0 | 0 | 0 | 0 | 0 | 0 | 0 | 0 | 0 | 0 | 0 | 0 | 0 | 0 | 0 | 0 | 0 | 0 | 0 | 0 | 0 | 0 | 0 | 0 | 0 | 0 | 0 | 0 | 0 | 0 | 0 | 0 | 0 | 0 | 0 | 0 | 0 | 0 | 0 | 0 | 0 | 0 | 0 | 0 | 0 | 0 | 0 | 0 | 0 | 0 | 0 | 0 | 0 | 0 | 0 | 0 | 0 | 0 | 0 | 0 | 0 | 0 | 0 | 0 | 0 | 0 | 0 | 0 | 0
2408 | No enduring need for selected section of 132 kV network between Swanbank A and Blackstone. | B | No Future Enduring Need | TRUE | TRUE |  | -4 | 0 | 0 | 0 | 0 | 0 | 0 | 0 | 0 | 0 | 0 | 0 | 0 | 0 | 0 | 0 | 0 | 0 | 0 | 0 | 0 | 0 | 0 | 0 | 0 | 0 | 0 | 0 | 0 | 0 | 0 | 0 | 0 | 0 | 0 | 0 | 0 | 0 | 0 | 0 | 0 | 0 | 0 | 0 | 0 | 0 | 0 | 0 | -4 | 0 | 0 | 0 | 0 | 0 | 0 | 0 | 0 | 0 | 0 | 0 | 0 | 0 | 0 | 0 | 0 | 0 | 0 | 0 | 0 | 0 | 0 | 0 | 0 | 0 | 0 | 0 | 0 | 0 | 0 | 0 | 0 | 0 | 0 | 0 | 0 | 0 | 0 | 0 | 0 | 0 | 0 | 0
22kV | Exclude 22 kV feeders from ongoing capex need | D | 22 kV Exclusion | TRUE |  | TRUE | -18 | 0 | 0 | 0 | 0 | 0 | 0 | 0 | 0 | 0 | 0 | 0 | 0 | 0 | 0 | 0 | 0 | 0 | 0 | 0 | 0 | 0 | 0 | 0 | 0 | 0 | 0 | -18 | 0 | 0 | 0 | 0 | 0 | 0 | 0 | 0 | 0 | 0 | 0 | 0 | 0 | 0 | 0 | 0 | 0 | 0 | 0 | 0 | 0 | 0 | 0 | 0 | 0 | 0 | 0 | 0 | 0 | 0 | 0 | 0 | 0 | 0 | 0 | 0 | 0 | 0 | 0 | 0 | 0 | 0 | 0 | 0 | 0 | 0 | 0 | 0 | 0 | 0 | 0 | 0 | 0 | 0 | 0 | 0 | 0 | 0 | 0 | 0 | 0 | 0 | 0 | 0
66kV | Exclude 66 kV feeders from ongoing capex need | B | 66 kV Exclusion | TRUE |  | TRUE | -2 | 0 | 0 | 0 | 0 | 0 | 0 | 0 | 0 | 0 | 0 | 0 | 0 | 0 | 0 | 0 | 0 | 0 | 0 | 0 | 0 | 0 | 0 | 0 | 0 | 0 | 0 | 0 | 0 | 0 | 0 | 0 | -2 | 0 | 0 | 0 | 0 | 0 | 0 | 0 | 0 | 0 | 0 | 0 | 0 | 0 | 0 | 0 | 0 | 0 | 0 | 0 | 0 | 0 | 0 | 0 | 0 | 0 | 0 | 0 | 0 | 0 | 0 | 0 | 0 | 0 | 0 | 0 | 0 | 0 | 0 | 0 | 0 | 0 | 0 | 0 | 0 | 0 | 0 | 0 | 0 | 0 | 0 | 0 | 0 | 0 | 0 | 0 | 0 | 0 | 0 | 0
500 kV | Exclude 500 kV tower from ongoing capex need | C | 500 kV Exclusion | TRUE |  | TRUE | -1 | 0 | 0 | -1 | 0 | 0 | 0 | 0 | 0 | 0 | 0 | 0 | 0 | 0 | 0 | 0 | 0 | 0 | 0 | 0 | 0 | 0 | 0 | 0 | 0 | 0 | 0 | 0 | 0 | 0 | 0 | 0 | 0 | 0 | 0 | 0 | 0 | 0 | 0 | 0 | 0 | 0 | 0 | 0 | 0 | 0 | 0 | 0 | 0 | 0 | 0 | 0 | 0 | 0 | 0 | 0 | 0 | 0 | 0 | 0 | 0 | 0 | 0 | 0 | 0 | 0 | 0 | 0 | 0 | 0 | 0 | 0 | 0 | 0 | 0 | 0 | 0 | 0 | 0 | 0 | 0 | 0 | 0 | 0 | 0 | 0 | 0 | 0 | 0 | 0 | 0 | 0
1201_aa | No enduring need for Proserpine - Mackay | C | No Future Enduring Need (Current) | TRUE |  | TRUE | -271 | 0 | 0 | 0 | 0 | 0 | 0 | 0 | 0 | 0 | 0 | 0 | 0 | 0 | 0 | 0 | 0 | 0 | 0 | 0 | 0 | 0 | 0 | 0 | 0 | 0 | 0 | 0 | 0 | 0 | 0 | 0 | 0 | 0 | 0 | 0 | 0 | 0 | 0 | 0 | 0 | 0 | 0 | 0 | 0 | 0 | 0 | 0 | -271 | 0 | 0 | 0 | 0 | 0 | 0 | 0 | 0 | 0 | 0 | 0 | 0 | 0 | 0 | 0 | 0 | 0 | 0 | 0 | 0 | 0 | 0 | 0 | 0 | 0 | 0 | 0 | 0 | 0 | 0 | 0 | 0 | 0 | 0 | 0 | 0 | 0 | 0 | 0 | 0 | 0 | 0 | 0
1201_bb | No enduring need for Proserpine - Mackay | C | No Future Enduring Need (Current) | TRUE |  | TRUE | -23 | 0 | 0 | 0 | 0 | 0 | -23 | 0 | 0 | 0 | 0 | 0 | 0 | 0 | 0 | 0 | 0 | 0 | 0 | 0 | 0 | 0 | 0 | 0 | 0 | 0 | 0 | 0 | 0 | 0 | 0 | 0 | 0 | 0 | 0 | 0 | 0 | 0 | 0 | 0 | 0 | 0 | 0 | 0 | 0 | 0 | 0 | 0 |  | 0 | 0 | 0 | 0 | 0 | 0 | 0 | 0 | 0 | 0 | 0 | 0 | 0 | 0 | 0 | 0 | 0 | 0 | 0 | 0 | 0 | 0 | 0 | 0 | 0 | 0 | 0 | 0 | 0 | 0 | 0 | 0 | 0 | 0 | 0 | 0 | 0 | 0 | 0 | 0 | 0 | 0 | 0
1201_cc | No enduring need for Proserpine - Mackay | C | No Future Enduring Need (Current) | TRUE |  | TRUE | -9 | -1 | -8 | 0 | 0 | 0 | 0 | 0 | 0 | 0 | 0 | 0 | 0 | 0 | 0 | 0 | 0 | 0 | 0 | 0 | 0 | 0 | 0 | 0 | 0 | 0 | 0 | 0 | 0 | 0 | 0 | 0 | 0 | 0 | 0 | 0 | 0 | 0 | 0 | 0 | 0 | 0 | 0 | 0 | 0 | 0 | 0 | 0 | 0 | 0 | 0 | 0 | 0 | 0 | 0 | 0 | 0 | 0 | 0 | 0 | 0 | 0 | 0 | 0 | 0 | 0 | 0 | 0 | 0 | 0 | 0 | 0 | 0 | 0 | 0 | 0 | 0 | 0 | 0 | 0 | 0 | 0 | 0 | 0 | 0 | 0 | 0 | 0 | 0 | 0 | 0 | 0
1530 | No enduring need for spare towers between Gladstone and Calliope River ex fdr 8836. | D | No Future Enduring Need (Current) | TRUE |  | TRUE | -6 | 0 | 0 | 0 | 0 | 0 | 0 | 0 | 0 | 0 | 0 | 0 | 0 | 0 | 0 | 0 | 0 | 0 | 0 | 0 | 0 | 0 | 0 | 0 | 0 | 0 | 0 | 0 | 0 | 0 | 0 | 0 | 0 | 0 | 0 | 0 | -6 | 0 | 0 | 0 | 0 | 0 | 0 | 0 | 0 | 0 | 0 | 0 | 0 | 0 | 0 | 0 | 0 | 0 | 0 | 0 | 0 | 0 | 0 | 0 | 0 | 0 | 0 | 0 | 0 | 0 | 0 | 0 | 0 | 0 | 0 | 0 | 0 | 0 | 0 | 0 | 0
1530 | No enduring need for spare towers between Gladstone and Calliope River ex fdr 8836. | D | No Future Enduring Need (Current) | TRUE |  | TRUE | -1 | 0 | 0 | 0 | -1 | 0 | 0 | 0 | 0 | 0 | 0 | 0 | 0 | 0 | 0 | 0 | 0 | 0 | 0 | 0 | 0 | 0 | 0 | 0 | 0 | 0 | 0 | 0 | 0 | 0 | 0 | 0 | 0 | 0 | 0 | 0 | 0 | 0 | 0 | 0 | 0 | 0 | 0 | 0 | 0 | 0 | 0 | 0 | 0 | 0 | 0 | 0 | 0 | 0 | 0 | 0 | 0 | 0 | 0 | 0 | 0 | 0 | 0 | 0 | 0 | 0 | 0 | 0 | 0 | 0 | 0 | 0 | 0 | 0 | 0 | 0 | 0
1110a | Single circuit Biloela Moura line - forecast to be rebuilt as double circuit, in conjunction with decommisisong of circuits in/out of Baralaba, as part of reconfiguration of Central West network. | C | Rebuild into Moura as double circuit | TRUE |  | TRUE | -127 | 0 | 0 | 0 | 0 | 0 | 0 | 0 | 0 | 0 | 0 | 0 | 0 | 0 | 0 | 0 | 0 | 0 | 0 | 0 | 0 | 0 | 0 | 0 | 0 | 0 | 0 | 0 | 0 | 0 | 0 | 0 | 0 | 0 | 0 | 0 | 0 | 0 | 0 | 0 | 0 | 0 | 0 | 0 | 0 | 0 | 0 | 0 | 0 | 0 | 0 | -127 | 0 | 0 | 0 | 0 | 0 | 0 | 0 | 0 | 0 | 0 | 0 | 0 | 0 | 0 | 0 | 0 | 0 | 0 | 0 | 0 | 0 | 0 | 0 | 0 | 0 | 0 | 0 | 0 | 0 | 0 | 0 | 0 | 0 | 0 | 0 | 0 | 0 | 0 | 0 | 0
1110b | Single circuit Biloela Moura line - forecast to be rebuilt as double circuit, in conjunction with decommisisong of circuits in/out of Baralaba, as part of reconfiguration of Central West network. | C | Rebuild into Moura as double circuit | TRUE |  | TRUE | 127 | 0 | 0 | 0 | 0 | 0 | 0 | 0 | 0 | 0 | 0 | 0 | 0 | 0 | 0 | 0 | 0 | 0 | 0 | 0 | 0 | 0 | 0 | 0 | 0 | 0 | 0 | 0 | 0 | 0 | 0 | 0 | 0 | 0 | 0 | 0 | 0 | 0 | 0 | 0 | 0 | 0 | 0 | 0 | 0 | 0 | 0 | 0 | 0 | 0 | 0 | 127 | 0 | 0 | 0 | 0 | 0 | 0 | 0 | 0 | 0 | 0 | 0 | 0 | 0 | 0 | 0 | 0 | 0 | 0 | 0 | 0 | 0 | 0 | 0 | 0 | 0 | 0 | 0 | 0 | 0 | 0 | 0 | 0 | 0 | 0 | 0 | 0 | 0 | 0 | 0 | 0
1204a | All previously refit towers are excluded from next RR period capex forecast | D | All previously refit towers are excluded from next RR period capex forecast | TRUE |  | TRUE | -47 | 0 | 0 | -47 | 0 | 0 | 0 | 0 | 0 | 0 | 0 | 0 | 0 | 0 | 0 | 0 | 0 | 0 | 0 | 0 | 0 | 0 | 0 | 0 | 0 | 0 | 0 | 0 | 0 | 0 | 0 | 0 | 0 | 0 | 0 | 0 | 0 | 0 | 0 | 0 | 0 | 0 | 0 | 0 | 0 | 0 | 0 | 0 | 0 | 0 | 0 | 0 | 0 | 0 | 0 | 0 | 0 | 0 | 0 | 0 | 0 | 0 | 0 | 0 | 0 | 0 | 0 | 0 | 0 | 0 | 0 | 0 | 0 | 0 | 0 | 0 | 0
1204b | All previously refit towers are excluded from next RR period capex forecast | D | All previously refit towers are excluded from next RR period capex forecast | TRUE |  | TRUE | -4 | 0 | 0 | -4 | 0 | 0 | 0 | 0 | 0 | 0 | 0 | 0 | 0 | 0 | 0 | 0 | 0 | 0 | 0 | 0 | 0 | 0 | 0 | 0 | 0 | 0 | 0 | 0 | 0 | 0 | 0 | 0 | 0 | 0 | 0 | 0 | 0 | 0 | 0 | 0 | 0 | 0 | 0 | 0 | 0 | 0 | 0 | 0 | 0 | 0 | 0 | 0 | 0 | 0 | 0 | 0 | 0 | 0 | 0 | 0 | 0 | 0 | 0 | 0 | 0 | 0 | 0 | 0 | 0 | 0 | 0 | 0 | 0 | 0 | 0 | 0 | 0
1232 | All previously refit towers are excluded from next RR period capex forecast | D | All previously refit towers are excluded from next RR period capex forecast | TRUE |  | TRUE | -4 | 0 | 0 | 0 | 0 | -4 | 0 | 0 | 0 | 0 | 0 | 0 | 0 | 0 | 0 | 0 | 0 | 0 | 0 | 0 | 0 | 0 | 0 | 0 | 0 | 0 | 0 | 0 | 0 | 0 | 0 | 0 | 0 | 0 | 0 | 0 | 0 | 0 | 0 | 0 | 0 | 0 | 0 | 0 | 0 | 0 | 0 | 0 | 0 | 0 | 0 | 0 | 0 | 0 | 0 | 0 | 0 | 0 | 0 | 0 | 0 | 0 | 0 | 0 | 0 | 0 | 0 | 0 | 0 | 0 | 0 | 0 | 0 | 0 | 0 | 0 | 0
1233a | All previously refit towers are excluded from next RR period capex forecast | D | All previously refit towers are excluded from next RR period capex forecast | TRUE |  | TRUE | -18 | 0 | 0 | 0 | 0 | 0 | 0 | 0 | 0 | 0 | 0 | 0 | -18 | 0 | 0 | 0 | 0 | 0 | 0 | 0 | 0 | 0 | 0 | 0 | 0 | 0 | 0 | 0 | 0 | 0 | 0 | 0 | 0 | 0 | 0 | 0 | 0 | 0 | 0 | 0 | 0 | 0 | 0 | 0 | 0 | 0 | 0 | 0 | 0 | 0 | 0 | 0 | 0 | 0 | 0 | 0 | 0 | 0 | 0 | 0 | 0 | 0 | 0 | 0 | 0 | 0 | 0 | 0 | 0 | 0 | 0 | 0 | 0 | 0 | 0 | 0 | 0
1252a | All previously refit towers are excluded from next RR period capex forecast | D | All previously refit towers are excluded from next RR period capex forecast | TRUE |  | TRUE | -41 | -41 | 0 | 0 | 0 | 0 | 0 | 0 | 0 | 0 | 0 | 0 | 0 | 0 | 0 | 0 | 0 | 0 | 0 | 0 | 0 | 0 | 0 | 0 | 0 | 0 | 0 | 0 | 0 | 0 | 0 | 0 | 0 | 0 | 0 | 0 | 0 | 0 | 0 | 0 | 0 | 0 | 0 | 0 | 0 | 0 | 0 | 0 | 0 | 0 | 0 | 0 | 0 | 0 | 0 | 0 | 0 | 0 | 0 | 0 | 0 | 0 | 0 | 0 | 0 | 0 | 0 | 0 | 0 | 0 | 0 | 0 | 0 | 0 | 0 | 0 | 0
1202-STR-9588 | Adjustment to classification of one tower in RIN data | C | Adjustment to RIN data | TRUE |  | TRUE | 1 |  | 1
1202-STR-9588 | Adjustment to classification of one tower in RIN data | C | Adjustment to RIN data | TRUE |  | TRUE | -1 |  |  | -1
1030-STR-9001 and -7200 | RIN data classified these two towers having 2 circuits. Data updated to have 0 circuits only | C | Adjustment to RIN data | TRUE |  | TRUE | -2 | 0 | 0 | 0 | 0 | 0 | 0 | 0 | 0 | 0 | 0 | 0 | 0 | 0 | 0 | 0 | 0 | 0 | 0 | 0 | 0 | 0 | 0 | 0 | 0 | 0 | 0 | 0 | 0 | -2 | 0 | 0 | 0 | 0 | 0 | 0 | 0 | 0 | 0 | 0 | 0 | 0 | 0 | 0 | 0 | 0 | 0 | 0 | 0 | 0 | 0 | 0 | 0 | 0 | 0 | 0 | 0 | 0 | 0 | 0 | 0 | 0 | 0 | 0 | 0 | 0 | 0 | 0 | 0 | 0 | 0 | 0 | 0 | 0 | 0 | 0 | 0
1043 | Metro BS 1043 (a) - Requirement for no capex | C | Requirement for no capex. | TRUE |  | TRUE | -26 | 0 | 0 | 0 | 0 | 0 | 0 | 0 | 0 | 0 | 0 | 0 | 0 | 0 | 0 | 0 | 0 | 0 | 0 | 0 | 0 | 0 | 0 | 0 | 0 | 0 | 0 | 0 | 0 | 0 | 0 | 0 | 0 | 0 | 0 | 0 | 0 | 0 | 0 | 0 | 0 | 0 | 0 | 0 | 0 | -21 | 0 | 0 | -5 | 0 | 0 | 0 | 0 | 0 | 0 | 0 | 0 | 0 | 0
1043 | Metro BS 1043 (b) - Requirement for no capex | C | Requirement for no capex. | TRUE |  | TRUE | -6 | 0 | 0 | 0 | 0 | 0 | 0 | 0 | 0 | 0 | 0 | 0 | 0 | 0 | 0 | 0 | 0 | 0 | 0 | 0 | 0 | 0 | 0 | 0 | 0 | 0 | 0 | 0 | 0 | 0 | 0 | 0 | 0 | 0 | 0 | 0 | 0 | 0 | 0 | 0 | 0 | 0 | 0 | -6 | 0 | 0 | 0 | 0 | 0 | 0 | 0 | 0 | 0 | 0 | 0 | 0 | 0 | 0 | 0
1042 | Metro BS 1042 - Requirement for no capex | B | Requirement for no capex. | TRUE |  | TRUE | -22 | 0 | 0 | 0 | 0 | 0 | 0 | 0 | 0 | 0 | 0 | 0 | 0 | 0 | 0 | 0 | 0 | 0 | 0 | 0 | 0 | 0 | 0 | 0 | 0 | 0 | 0 | 0 | 0 | 0 | 0 | 0 | 0 | 0 | 0 | 0 | 0 | 0 | 0 | 0 | 0 | 0 | 0 | 0 | 0 | 0 | 0 | 0 | -22 | 0 | 0 | 0 | 0 | 0 | 0 | 0 | 0 | 0 | 0
1036 | Metro BS 1036 - Requirement for no capex | C | Requirement for no capex. | TRUE |  | TRUE | -32 | 0 | 0 | 0 | 0 | 0 | 0 | 0 | 0 | 0 | 0 | 0 | 0 | 0 | 0 | 0 | 0 | 0 | 0 | 0 | 0 | 0 | 0 | 0 | 0 | 0 | 0 | 0 | 0 | 0 | 0 | 0 | 0 | 0 | 0 | 0 | 0 | 0 | 0 | 0 | 0 | 0 | 0 | 0 | 0 | 0 | 0 | 0 | 0 | 0 | 0 | 0 | 0 | -32 | 0 | 0 | 0 | 0 | 0