## Information
Age Profile - Switchgear
Purpose
Update RIN reported age profile information for substation switchgear. Adjust so that the age profiles appropriate for repex models.
Context
Age profiles from this workbook are used in the calibration (2015) and forecasting (2020) repex models.
Rows 111 - 118 on "Age Profile - 2020" is the switchgear age profile, appropriate for the forecast (2020) repex model.
Rows 109 - 112 on "Age Profile - 2015" is the switchgear age profile, grouped by equipment type, appropriate for the calibration (2015) repex model.
Listing of adjustments to the base profiles are listed in the "Adjustments" 2015 and 2020 worksheets.
"Age Profile - Bay - Equipment" sheet lists the switchgear age profile according to bay (as reported in RIN data), and equipment (as needed in repex model).
RIN data CB bay age profile aligns with the equipment CB age profile, provided for those CBs listed in the "CB Reconciliation" worksheet.

## Adjustments2020
Adjustments to 2020 Switchgear Age Profile
ID | Description | Type | Voltage | Enable | Reason | Notes | Sum | 2020 | 2019 | 2018 | 2017 | 2016 | 2015 | 2014 | 2013 | 2012 | 2011 | 2010 | 2009 | 2008 | 2007 | 2006 | 2005 | 2004 | 2003 | 2002 | 2001 | 2000 | 1999 | 1998 | 1997 | 1996 | 1995 | 1994 | 1993 | 1992 | 1991 | 1990 | 1989 | 1988 | 1987 | 1986 | 1985 | 1984 | 1983 | 1982 | 1981 | 1980 | 1979 | 1978 | 1977 | 1976 | 1975 | 1974 | 1973 | 1972 | 1971 | 1970 | 1969 | 1968 | 1967 | 1966 | 1965 | 1964 | 1963 | 1962 | 1961 | 1960 | 1959 | 1958 | 1957 | 1956 | 1955 | 1954 | 1953 | 1952 | 1951 | 1950 | 1949 | 1948 | 1947 | 1946 | 1945 | 1944 | 1943 | 1942 | 1941 | 1940 | 1939 | 1938 | 1937 | 1936 | 1935 | 1934 | 1933 | 1932 | 1931 | 1930 | 1929 | 1928 | 1927 | 1926 | 1925 | 1924 | 1923 | 1922 | 1921 | 1920 | 1919 | 1918 | 1917 | 1916 | 1915 | 1914 | 1913 | 1912 | 1911 | 1910 | 1909
No enduring need | > 66 kV & < = 132 kV ; AIR INSULATED CIRCUIT BREAKER | CB | 132 | TRUE | No enduring need |  | -16 | 0 | 0 | 0 | 0 | 0 | 0 | 0 | -2 | 0 | -2 | 0 | 0 | -1 | 0 | 0 | 0 | 0 | 0 | 0 | 0 | 0 | 0 | 0 | 0 | 0 | 0 | 0 | 0 | 0 | 0 | 0 | 0 | -7 | 0 | 0 | 0 | -4 | 0 | 0 | 0 | 0 | 0 | 0 | 0 | 0 | 0 | 0 | 0 | 0 | 0 | 0 | 0 | 0 | 0 | 0 | 0 | 0 | 0 | 0 | 0 | 0 | 0 | 0 | 0 | 0 | 0 | 0 | 0 | 0 | 0 | 0 | 0 | 0 | 0 | 0 | 0 | 0 | 0 | 0 | 0 | 0 | 0 | 0 | 0 | 0 | 0 | 0 | 0 | 0 | 0 | 0 | 0 | 0 | 0 | 0 | 0 | 0
No enduring need | > 66 kV & < = 132 kV ; AIR INSULATED ISOLATORS/EARTH SWITCH | IS/ES | 132 | TRUE | No enduring need |  | -57 | 0 | 0 | 0 | 0 | 0 | 0 | 0 | -7 | 0 | -6 | 0 | -4 | -6 | -2 | 0 | 0 | 0 | 0 | 0 | 0 | -8 | 0 | 0 | -1 | 0 | 0 | 0 | 0 | 0 | 0 | 0 | 0 | -3 | -1 | 0 | -4 | -10 | 0 | 0 | 0 | 0 | 0 | -1 | 0 | 0 | -2 | 0 | 0 | -2 | 0 | 0 | 0 | 0 | 0 | 0 | 0 | 0 | 0 | 0 | 0 | 0 | 0 | 0 | 0 | 0 | 0 | 0 | 0 | 0 | 0 | 0 | 0 | 0 | 0 | 0 | 0 | 0 | 0 | 0 | 0 | 0 | 0 | 0 | 0 | 0 | 0 | 0 | 0 | 0 | 0 | 0 | 0 | 0 | 0 | 0 | 0 | 0
No enduring need | > 66 kV & < = 132 kV ; AIR INSULATED ISOLATORS/EARTH SWITCH | IS/ES | 275 | TRUE | No enduring need |  | -1 | 0 | 0 | 0 | 0 | 0 | 0 | 0 | 0 | 0 | 0 | 0 | 0 | 0 | 0 | 0 | 0 | 0 | 0 | 0 | -1 | 0 | 0 | 0 | 0 | 0 | 0 | 0 | 0 | 0 | 0 | 0 | 0 | 0 | 0 | 0 | 0 | 0 | 0 | 0 | 0 | 0 | 0 | 0 | 0 | 0 | 0 | 0 | 0 | 0 | 0 | 0 | 0 | 0 | 0 | 0 | 0 | 0 | 0 | 0 | 0 | 0 | 0 | 0 | 0 | 0 | 0 | 0 | 0 | 0 | 0 | 0 | 0 | 0 | 0 | 0 | 0 | 0 | 0 | 0 | 0 | 0 | 0 | 0 | 0 | 0 | 0 | 0 | 0 | 0 | 0 | 0 | 0 | 0 | 0 | 0 | 0 | 0
No enduring need | > 66 kV & < = 132 kV ; VT | VT | 132 | TRUE | No enduring need |  | -39 | 0 | -6 | 0 | 0 | -1 | 0 | 0 | -6 | 0 | -6 | 0 | 0 | -3 | 0 | 0 | 0 | 0 | 0 | 0 | 0 | 0 | 0 | 0 | 0 | 0 | 0 | -2 | 0 | 0 | 0 | 0 | 0 | -2 | -3 | 0 | -4 | 0 | 0 | -6 | 0 | 0 | 0 | 0 | 0 | 0 | 0 | 0 | 0 | 0 | 0 | 0 | 0 | 0 | 0 | 0 | 0 | 0 | 0 | 0 | 0 | 0 | 0 | 0 | 0 | 0 | 0 | 0 | 0 | 0 | 0 | 0 | 0 | 0 | 0 | 0 | 0 | 0 | 0 | 0 | 0 | 0 | 0 | 0 | 0 | 0 | 0 | 0 | 0 | 0 | 0 | 0 | 0 | 0 | 0 | 0 | 0 | 0
No enduring need | > 66 kV & < = 132 kV ; VT | VT | 275 | TRUE | No enduring need |  | -3 | 0 | 0 | 0 | 0 | 0 | 0 | 0 | 0 | 0 | 0 | 0 | 0 | 0 | 0 | 0 | 0 | 0 | 0 | 0 | -3 | 0 | 0 | 0 | 0 | 0 | 0 | 0 | 0 | 0 | 0 | 0 | 0 | 0 | 0 | 0 | 0 | 0 | 0 | 0 | 0 | 0 | 0 | 0 | 0 | 0 | 0 | 0 | 0 | 0 | 0 | 0 | 0 | 0 | 0 | 0 | 0 | 0 | 0 | 0 | 0 | 0 | 0 | 0 | 0 | 0 | 0 | 0 | 0 | 0 | 0 | 0 | 0 | 0 | 0 | 0 | 0 | 0 | 0 | 0 | 0 | 0 | 0 | 0 | 0 | 0 | 0 | 0 | 0 | 0 | 0 | 0 | 0 | 0 | 0 | 0 | 0 | 0
No enduring need | > 66 kV & < = 132 kV ; CT | CT | 132 | TRUE | No enduring need |  | -21 | 0 | -2 | 0 | 0 | 0 | 0 | 0 | 0 | 0 | 0 | -1 | -2 | 0 | 0 | 0 | 0 | 0 | 0 | 0 | 0 | -3 | -1 | -3 | 0 | 0 | 0 | 0 | 0 | 0 | 0 | 0 | 0 | -3 | 0 | 0 | -6 | 0 | 0 | 0 | 0 | 0 | 0 | 0 | 0 | 0 | 0 | 0 | 0 | 0 | 0 | 0 | 0 | 0 | 0 | 0 | 0 | 0 | 0 | 0 | 0 | 0 | 0 | 0 | 0 | 0 | 0 | 0 | 0 | 0 | 0 | 0 | 0 | 0 | 0 | 0 | 0 | 0 | 0 | 0 | 0 | 0 | 0 | 0 | 0 | 0 | 0 | 0 | 0 | 0 | 0 | 0 | 0 | 0 | 0 | 0 | 0 | 0
Power Station | > 66 kV & < = 132 kV ; AIR INSULATED CIRCUIT BREAKER | CB | 132 | TRUE | Power Station |  | -9 | 0 | 0 | 0 | 0 | 0 | 0 | -1 | -1 | 0 | 0 | 0 | 0 | 0 | 0 | 0 | 0 | 0 | 0 | 0 | 0 | 0 | 0 | 0 | 0 | 0 | 0 | 0 | 0 | 0 | 0 | 0 | 0 | 0 | 0 | 0 | -1 | 0 | 0 | 0 | 0 | 0 | 0 | 0 | 0 | 0 | -1 | 0 | 0 | 0 | 0 | 0 | 0 | 0 | 0 | 0 | 0 | 0 | -5 | 0 | 0 | 0 | 0 | 0 | 0 | 0 | 0 | 0 | 0 | 0 | 0 | 0 | 0 | 0 | 0 | 0 | 0 | 0 | 0 | 0 | 0 | 0 | 0 | 0 | 0 | 0 | 0 | 0 | 0 | 0 | 0 | 0 | 0 | 0 | 0 | 0
Power Station | > 132 kV & < = 275 kV ; AIR INSULATED CIRCUIT BREAKER | CB | 275 | TRUE | Power Station |  | -4 | 0 | 0 | 0 | 0 | 0 | 0 | -4 | 0 | 0 | 0 | 0 | 0 | 0 | 0 | 0 | 0 | 0 | 0 | 0 | 0 | 0 | 0 | 0 | 0 | 0 | 0 | 0 | 0 | 0 | 0 | 0 | 0 | 0 | 0 | 0 | 0 | 0 | 0 | 0 | 0 | 0 | 0 | 0 | 0 | 0 | 0 | 0 | 0 | 0 | 0 | 0 | 0 | 0 | 0 | 0 | 0 | 0 | 0 | 0 | 0 | 0 | 0 | 0 | 0 | 0 | 0 | 0 | 0 | 0 | 0 | 0 | 0 | 0 | 0 | 0 | 0 | 0 | 0 | 0 | 0 | 0 | 0 | 0 | 0 | 0 | 0 | 0 | 0 | 0 | 0 | 0 | 0 | 0 | 0 | 0
Power Station | > 66 kV & < = 132 kV ; AIR INSULATED ISOLATORS/EARTH SWITCH | IS/ES | 132 | TRUE | Power Station |  | -56 | 0 | 0 | 0 | 0 | 0 | 0 | -7 | -7 | 0 | 0 | 0 | 0 | 0 | 0 | 0 | 0 | 0 | 0 | 0 | 0 | 0 | 0 | 0 | 0 | 0 | 0 | 0 | 0 | 0 | 0 | 0 | 0 | 0 | 0 | -1 | -5 | 0 | 0 | 0 | 0 | 0 | 0 | 0 | 0 | 0 | 0 | 0 | 0 | 0 | 0 | 0 | 0 | 0 | 0 | 0 | -14 | -20 | -2 | 0 | 0 | 0 | 0 | 0 | 0 | 0 | 0 | 0 | 0 | 0 | 0 | 0 | 0 | 0 | 0 | 0 | 0 | 0 | 0 | 0 | 0 | 0 | 0 | 0 | 0 | 0 | 0 | 0 | 0 | 0 | 0 | 0 | 0 | 0 | 0 | 0
Power Station | > 132 kV & < = 275 kV ; AIR INSULATED ISOLATORS/EARTH SWITCH | IS/ES | 275 | TRUE | Power Station |  | -24 | 0 | 0 | 0 | 0 | 0 | 0 | -24 | 0 | 0 | 0 | 0 | 0 | 0 | 0 | 0 | 0 | 0 | 0 | 0 | 0 | 0 | 0 | 0 | 0 | 0 | 0 | 0 | 0 | 0 | 0 | 0 | 0 | 0 | 0 | 0 | 0 | 0 | 0 | 0 | 0 | 0 | 0 | 0 | 0 | 0 | 0 | 0 | 0 | 0 | 0 | 0 | 0 | 0 | 0 | 0 | 0 | 0 | 0 | 0 | 0 | 0 | 0 | 0 | 0 | 0 | 0 | 0 | 0 | 0 | 0 | 0 | 0 | 0 | 0 | 0 | 0 | 0 | 0 | 0 | 0 | 0 | 0 | 0 | 0 | 0 | 0 | 0 | 0 | 0 | 0 | 0 | 0 | 0 | 0 | 0
Power Station | > 66 kV & < = 132 kV ; VT | VT | 132 | TRUE | Power Station |  | -23 | 0 | 0 | 0 | 0 | 0 | 0 | -4 | -4 | 0 | 0 | 0 | 0 | 0 | 0 | 0 | 0 | 0 | 0 | 0 | 0 | 0 | 0 | -6 | 0 | 0 | 0 | 0 | 0 | 0 | 0 | 0 | 0 | 0 | 0 | 0 | 0 | 0 | 0 | 0 | 0 | 0 | 0 | 0 | 0 | -5 | 0 | 0 | 0 | 0 | 0 | 0 | 0 | 0 | -3 | -1 | 0 | 0 | 0 | 0 | 0 | 0 | 0 | 0 | 0 | 0 | 0 | 0 | 0 | 0 | 0 | 0 | 0 | 0 | 0 | 0 | 0 | 0 | 0 | 0 | 0 | 0 | 0 | 0 | 0 | 0 | 0 | 0 | 0 | 0 | 0 | 0 | 0 | 0 | 0 | 0
Power Station | > 132 kV & < = 275 kV ; VT | VT | 275 | TRUE | Power Station |  | -16 | 0 | 0 | 0 | 0 | 0 | 0 | -16 | 0 | 0 | 0 | 0 | 0 | 0 | 0 | 0 | 0 | 0 | 0 | 0 | 0 | 0 | 0 | 0 | 0 | 0 | 0 | 0 | 0 | 0 | 0 | 0 | 0 | 0 | 0 | 0 | 0 | 0 | 0 | 0 | 0 | 0 | 0 | 0 | 0 | 0 | 0 | 0 | 0 | 0 | 0 | 0 | 0 | 0 | 0 | 0 | 0 | 0 | 0 | 0 | 0 | 0 | 0 | 0 | 0 | 0 | 0 | 0 | 0 | 0 | 0 | 0 | 0 | 0 | 0 | 0 | 0 | 0 | 0 | 0 | 0 | 0 | 0 | 0 | 0 | 0 | 0 | 0 | 0 | 0 | 0 | 0 | 0 | 0 | 0 | 0
Power Station | < = 33 kV; CT | CT | 33 | TRUE | Power Station |  | -12 | 0 | 0 | 0 | 0 | 0 | 0 | 0 | -12 | 0 | 0 | 0 | 0 | 0 | 0 | 0 | 0 | 0 | 0 | 0 | 0 | 0 | 0 | 0 | 0 | 0 | 0 | 0 | 0 | 0 | 0 | 0 | 0 | 0 | 0 | 0 | 0 | 0 | 0 | 0 | 0 | 0 | 0 | 0 | 0 | 0 | 0 | 0 | 0 | 0 | 0 | 0 | 0 | 0 | 0 | 0 | 0 | 0 | 0 | 0 | 0 | 0 | 0 | 0 | 0 | 0 | 0 | 0 | 0 | 0 | 0 | 0 | 0 | 0 | 0 | 0 | 0 | 0 | 0 | 0 | 0 | 0 | 0 | 0 | 0 | 0 | 0 | 0 | 0 | 0 | 0 | 0 | 0 | 0 | 0 | 0
Power Station | > 66 kV & < = 132 kV ; CT | CT | 132 | TRUE | Power Station |  | -28 | 0 | 0 | 0 | 0 | 0 | 0 | -3 | -3 | 0 | 0 | -1 | 0 | 0 | 0 | -2 | 0 | 0 | 0 | 0 | 0 | 0 | 0 | 0 | 0 | 0 | 0 | 0 | 0 | 0 | 0 | 0 | 0 | -2 | -3 | 0 | 0 | -1 | 0 | 0 | -1 | 0 | 0 | 0 | 0 | -3 | 0 | 0 | 0 | 0 | 0 | 0 | 0 | 0 | 0 | -8 | 0 | 0 | -1 | 0 | 0 | 0 | 0 | 0 | 0 | 0 | 0 | 0 | 0 | 0 | 0 | 0 | 0 | 0 | 0 | 0 | 0 | 0 | 0 | 0 | 0 | 0 | 0 | 0 | 0 | 0 | 0 | 0 | 0 | 0 | 0 | 0 | 0 | 0 | 0 | 0
Power Station | > 132 kV & < = 275 kV ; CT | CT | 275 | TRUE | Power Station |  | -12 | 0 | 0 | 0 | 0 | -1 | 0 | -11 | 0 | 0 | 0 | 0 | 0 | 0 | 0 | 0 | 0 | 0 | 0 | 0 | 0 | 0 | 0 | 0 | 0 | 0 | 0 | 0 | 0 | 0 | 0 | 0 | 0 | 0 | 0 | 0 | 0 | 0 | 0 | 0 | 0 | 0 | 0 | 0 | 0 | 0 | 0 | 0 | 0 | 0 | 0 | 0 | 0 | 0 | 0 | 0 | 0 | 0 | 0 | 0 | 0 | 0 | 0 | 0 | 0 | 0 | 0 | 0 | 0 | 0 | 0 | 0 | 0 | 0 | 0 | 0 | 0 | 0 | 0 | 0 | 0 | 0 | 0 | 0 | 0 | 0 | 0 | 0 | 0 | 0 | 0 | 0 | 0 | 0 | 0 | 0
Aurizon | > 66 kV & < = 132 kV ; AIR INSULATED CIRCUIT BREAKER | CB | 132 | TRUE | Aurizon |  | -32 | 0 | 0 | 0 | 0 | 0 | 0 | 0 | 0 | 0 | 0 | 0 | -2 | 0 | -2 | 0 | 0 | 0 | 0 | 0 | 0 | 0 | 0 | 0 | 0 | 0 | 0 | 0 | 0 | 0 | 0 | 0 | 0 | -12 | -16 | 0 | 0 | 0 | 0 | 0 | 0 | 0 | 0 | 0
Aurizon | > 66 kV & < = 132 kV ; AIR INSULATED ISOLATORS/EARTH SWITCH | IS/ES | 132 | TRUE | Aurizon |  | -42 | 0 | 0 | 0 | 0 | 0 | 0 | 0 | 0 | 0 | 0 | 0 | -2 | 0 | -2 | 0 | 0 | 0 | 0 | 0 | 0 | 0 | 0 | 0 | 0 | 0 | 0 | 0 | 0 | 0 | 0 | 0 | 0 | -9 | -17 | 0 | -8 | 0 | -2 | 0 | 0 | 0 | 0 | -2
Aurizon | > 66 kV & < = 132 kV ; VT | VT | 132 | TRUE | Aurizon |  | -51 | 0 | -3 | 0 | 0 | -1 | -3 | -3 | 0 | 0 | 0 | 0 | -3 | 0 | -3 | 0 | 0 | 0 | 0 | 0 | 0 | 0 | 0 | 0 | 0 | 0 | 0 | -2 | 0 | 0 | 0 | 0 | 0 | -11 | -15 | 0 | -7 | 0 | 0 | 0 | 0 | 0 | 0 | 0
Aurizon | > 66 kV & < = 132 kV ; CT | CT | 132 | TRUE | Aurizon |  | -46 | 0 | 0 | 0 | 0 | 0 | 0 | 0 | 0 | 0 | 0 | 0 | -1 | 0 | -3 | 0 | 0 | 0 | 0 | -2 | 0 | 0 | 0 | 0 | 0 | 0 | 0 | 0 | 0 | 0 | 0 | 0 | 0 | -6 | -12 | 0 | -19 | 0 | 0 | 0 | 0 | 0 | 0 | -3
Data Adjustment | > 66 kV & < = 132 kV ; AIR INSULATED CIRCUIT BREAKER | CB | 132 | TRUE | Add back due to double counting Aurizon and No enduring need |  | 7 | 0 | 0 | 0 | 0 | 0 | 0 | 0 | 0 | 0 | 0 | 0 | 0 | 0 | 0 | 0 | 0 | 0 | 0 | 0 | 0 | 0 | 0 | 0 | 0 | 0 | 0 | 0 | 0 | 0 | 0 | 0 | 0 | 7 | 0 | 0 | 0
Data Adjustment | > 66 kV & < = 132 kV ; AIR INSULATED ISOLATORS/EARTH SWITCH | IS/ES | 132 | TRUE | Add back due to double counting Aurizon and No enduring need |  | 8 | 0 | 0 | 0 | 0 | 0 | 0 | 0 | 0 | 0 | 0 | 0 | 0 | 0 | 0 | 0 | 0 | 0 | 0 | 0 | 0 | 0 | 0 | 0 | 0 | 0 | 0 | 0 | 0 | 0 | 0 | 0 | 0 | 3 | 1 | 0 | 4
Data Adjustment | > 66 kV & < = 132 kV ; VT | VT | 132 | TRUE | Add back due to double counting Aurizon and No enduring need |  | 12 | 0 | 0 | 0 | 0 | 1 | 0 | 0 | 0 | 0 | 0 | 0 | 0 | 0 | 0 | 0 | 0 | 0 | 0 | 0 | 0 | 0 | 0 | 0 | 0 | 0 | 0 | 2 | 0 | 0 | 0 | 0 | 0 | 2 | 3 | 0 | 4
Data Adjustment | > 66 kV & < = 132 kV ; CT | CT | 132 | TRUE | Add back due to double counting Aurizon and No enduring need |  | 9 | 0 | 0 | 0 | 0 | 0 | 0 | 0 | 0 | 0 | 0 | 0 | 0 | 0 | 0 | 0 | 0 | 0 | 0 | 0 | 0 | 0 | 0 | 0 | 0 | 0 | 0 | 0 | 0 | 0 | 0 | 0 | 0 | 3 | 0 | 0 | 6
CP.01549 | Moura Switchyard Replacement | VT | 66 | TRUE | Approved/Commissioned Project | No Double counting with other category | -6 | 0 | 0 | -3 | -3 | 0 | 0 | 0 | 0 | 0 | 0 | 0 | 0 | 0 | 0 | 0 | 0 | 0 | 0 | 0 | 0 | 0 | 0 | 0 | 0 | 0 | 0 | 0 | 0 | 0 | 0 | 0 | 0 | 0 | 0 | 0 | 0 | 0 | 0 | 0 | 0 | 0 | 0 | 0 | 0 | 0 | 0 | 0 | 0 | 0 | 0 | 0 | 0 | 0 | 0 | 0 | 0 | 0 | 0 | 0 | 0 | 0
CP.01549 | Moura Switchyard Replacement | CT | 66 | TRUE | Approved/Commissioned Project | No Double counting with other category | -6 | 0 | 0 | -3 | -2 | -1 | 0 | 0 | 0 | 0 | 0 | 0 | 0 | 0 | 0 | 0 | 0 | 0 | 0 | 0 | 0 | 0 | 0 | 0 | 0 | 0 | 0 | 0 | 0 | 0 | 0 | 0 | 0 | 0 | 0 | 0 | 0 | 0 | 0 | 0 | 0 | 0 | 0 | 0 | 0 | 0 | 0 | 0 | 0 | 0 | 0 | 0 | 0 | 0 | 0 | 0 | 0 | 0 | 0 | 0 | 0 | 0
CP.02703 | T032 Blackwater 66kV CT & VT Replacement | VT | 66 | TRUE | Approved/Commissioned Project | No Double counting with other category | -6 | 0 | -1 | 0 | 0 | 0 | 0 | 0 | 0 | 0 | 0 | 0 | 0 | 0 | 0 | 0 | 0 | 0 | 0 | 0 | 0 | -1 | 0 | 0 | 0 | 0 | 0 | 0 | 0 | 0 | 0 | 0 | 0 | 0 | 0 | 0 | 0 | 0 | 0 | 0 | 0 | 0 | 0 | 0 | 0 | 0 | -4 | 0 | 0 | 0 | 0
CP.02703 | T032 Blackwater 66kV CT & VT Replacement | CT | 66 | TRUE | Approved/Commissioned Project | No Double counting with other category | -6 | 0 | 0 | 0 | 0 | 0 | 0 | 0 | 0 | 0 | 0 | 0 | 0 | 0 | 0 | 0 | 0 | 0 | 0 | 0 | 0 | 0 | 0 | 0 | 0 | 0 | 0 | 0 | 0 | 0 | 0 | 0 | 0 | 0 | 0 | 0 | 0 | 0 | 0 | -6 | 0 | 0 | 0 | 0 | 0 | 0 | 0 | 0 | 0 | 0 | 0
CP.01128 | Mackay Substation Replacement | CB | 132 | TRUE | Approved/Commissioned Project | No Double counting with other category | -2 | 0 | 0 | 0 | 0 | 0 | 0 | 0 | 0 | 0 | 0 | 0 | 0 | 0 | -1 | 0 | 0 | 0 | 0 | 0 | 0 | 0 | 0 | 0 | 0 | 0 | -1 | 0 | 0 | 0 | 0 | 0 | 0 | 0 | 0 | 0 | 0 | 0 | 0 | 0 | 0 | 0 | 0 | 0
CP.01128 | Mackay Substation Replacement | IS/ES | 132 | TRUE | Approved/Commissioned Project | No Double counting with other category | -4 | 0 | 0 | 0 | 0 | 0 | 0 | 0 | 0 | 0 | 0 | 0 | 0 | 0 | 0 | 0 | 0 | 0 | 0 | 0 | 0 | 0 | 0 | 0 | 0 | 0 | -1 | 0 | 0 | 0 | 0 | 0 | 0 | 0 | 0 | 0 | 0 | 0 | -3 | 0 | 0 | 0 | 0 | 0
CP.01128 | Mackay Substation Replacement | VT | 132 | TRUE | Approved/Commissioned Project | No Double counting with other category | -3 | 0 | 0 | 0 | 0 | 0 | 0 | 0 | 0 | 0 | 0 | 0 | 0 | 0 | 0 | 0 | 0 | 0 | 0 | 0 | 0 | 0 | 0 | 0 | 0 | 0 | 0 | 0 | 0 | 0 | 0 | 0 | 0 | 0 | 0 | 0 | 0 | 0 | -3 | 0 | 0 | 0 | 0 | 0
CP.01128 | Mackay Substation Replacement | CT | 132 | TRUE | Approved/Commissioned Project | No Double counting with other category | -6 | 0 | 0 | 0 | 0 | 0 | 0 | 0 | 0 | 0 | 0 | 0 | 0 | 0 | 0 | 0 | 0 | 0 | 0 | 0 | 0 | 0 | 0 | 0 | 0 | 0 | -2 | 0 | 0 | 0 | -3 | 0 | 0 | 0 | 0 | 0 | 0 | 0 | 0 | 0 | 0 | 0 | 0 | -1
CP.01546 | CallideA-Calvale 132kV Network Reinvest | CB | 132 | FALSE | Approved/Commissioned Project | Double counting due to power station | -7 | 0 | 0 | 0 | 0 | 0 | 0 | 0 | 0 | 0 | 0 | 0 | 0 | 0 | 0 | 0 | 0 | 0 | 0 | 0 | 0 | 0 | 0 | 0 | 0 | 0 | 0 | 0 | 0 | 0 | 0 | 0 | 0 | 0 | 0 | 0 | -1 | 0 | 0 | 0 | 0 | 0 | 0 | 0 | 0 | 0 | -1 | 0 | 0 | 0 | 0 | 0 | 0 | 0 | 0 | 0 | 0 | 0 | -5
CP.01546 | CallideA-Calvale 132kV Network Reinvest | IS/ES | 132 | FALSE | Approved/Commissioned Project | Double counting due to power station | -36 | 0 | 0 | 0 | 0 | 0 | 0 | 0 | 0 | 0 | 0 | 0 | 0 | 0 | 0 | 0 | 0 | 0 | 0 | 0 | 0 | 0 | 0 | 0 | 0 | 0 | 0 | 0 | 0 | 0 | 0 | 0 | 0 | 0 | 0 | -1 | -5 | 0 | 0 | 0 | 0 | 0 | 0 | 0 | 0 | 0 | 0 | 0 | 0 | 0 | 0 | 0 | 0 | 0 | 0 | 0 | -12 | -16 | -2
CP.01546 | CallideA-Calvale 132kV Network Reinvest | VT | 132 | FALSE | Approved/Commissioned Project | Double counting due to power station | -12 | 0 | 0 | 0 | 0 | 0 | 0 | 0 | 0 | 0 | 0 | 0 | 0 | 0 | 0 | 0 | 0 | 0 | 0 | 0 | 0 | 0 | 0 | -6 | 0 | 0 | 0 | 0 | 0 | 0 | 0 | 0 | 0 | 0 | 0 | 0 | 0 | 0 | 0 | 0 | 0 | 0 | 0 | 0 | 0 | -2 | 0 | 0 | 0 | 0 | 0 | 0 | 0 | 0 | -3 | -1 | 0 | 0 | 0
CP.01546 | CallideA-Calvale 132kV Network Reinvest | CT | 132 | FALSE | Approved/Commissioned Project | Double counting due to power station | -24 | 0 | 0 | 0 | 0 | 0 | 0 | 0 | 0 | 0 | 0 | -1 | 0 | 0 | 0 | -2 | 0 | 0 | 0 | 0 | 0 | 0 | 0 | 0 | 0 | 0 | 0 | 0 | 0 | 0 | 0 | 0 | 0 | -7 | -3 | 0 | 0 | -1 | 0 | 0 | -1 | 0 | 0 | 0 | 0 | 0 | 0 | 0 | 0 | 0 | 0 | 0 | 0 | 0 | 0 | -8 | 0 | 0 | -1
CP.02371 | H010 Bouldercombe - Transformer 1 & 2 Re | CB | 275 | FALSE | Approved/Commissioned Project | Double counting with CP.02350 | -6 | 0 | 0 | 0 | 0 | 0 | 0 | 0 | 0 | 0 | 0 | 0 | 0 | 0 | 0 | 0 | 0 | 0 | 0 | 0 | 0 | 0 | 0 | 0 | 0 | 0 | -2 | -2 | 0 | 0 | 0 | 0 | 0 | 0 | 0 | 0 | 0 | 0 | 0 | 0 | 0 | 0 | 0 | 0 | 0 | 0 | -2
CP.02371 | H010 Bouldercombe - Transformer 1 & 2 Re | IS/ES | 275 | FALSE | Approved/Commissioned Project | Double counting with CP.02350 | -36 | 0 | 0 | 0 | 0 | 0 | 0 | 0 | 0 | 0 | 0 | 0 | 0 | 0 | 0 | 0 | 0 | 0 | 0 | 0 | 0 | -1 | 0 | 0 | -1 | 0 | -13 | -5 | 0 | 0 | 0 | 0 | 0 | 0 | 0 | 0 | 0 | -4 | 0 | 0 | 0 | 0 | 0 | -11 | 0 | 0 | -1
CP.02371 | H010 Bouldercombe - Transformer 1 & 2 Re | VT | 275 | FALSE | Approved/Commissioned Project | Double counting with CP.02350 | -8 | 0 | 0 | 0 | 0 | 0 | 0 | 0 | -3 | -3 | -1 | 0 | 0 | 0 | 0 | 0 | 0 | 0 | 0 | 0 | 0 | 0 | 0 | -1 | 0 | 0 | 0 | 0 | 0 | 0 | 0 | 0 | 0 | 0 | 0 | 0 | 0 | 0 | 0 | 0 | 0 | 0 | 0 | 0 | 0 | 0 | 0
CP.02371 | H010 Bouldercombe - Transformer 1 & 2 Re | CT | 275 | FALSE | Approved/Commissioned Project | Double counting with CP.02350 | -24 | 0 | 0 | 0 | 0 | 0 | -9 | -3 | 0 | 0 | 0 | 0 | 0 | 0 | 0 | 0 | 0 | 0 | 0 | 0 | 0 | 0 | 0 | 0 | 0 | 0 | 0 | 0 | 0 | 0 | 0 | 0 | 0 | 0 | 0 | 0 | -11 | 0 | 0 | 0 | 0 | 0 | 0 | 0 | 0 | 0 | -1
CP.01710 | Gin Gin Substation Rebuild | CB | 132 | TRUE | Approved/Commissioned Project | No Double counting with other category | -5 | 0 | -1 | 0 | 0 | 0 | 0 | 0 | 0 | 0 | 0 | 0 | 0 | 0 | 0 | 0 | 0 | 0 | 0 | 0 | 0 | -1 | 0 | 0 | 0 | 0 | 0 | -1 | 0 | 0 | 0 | -2 | 0 | 0 | 0 | 0 | 0 | 0 | 0 | 0 | 0 | 0 | 0 | 0 | 0 | 0 | 0 | 0 | 0 | 0 | 0 | 0
CP.01710 | Gin Gin Substation Rebuild | CB | 275 | TRUE | Approved/Commissioned Project | No Double counting with other category | -5 | -1 | 0 | 0 | 0 | 0 | 0 | 0 | 0 | 0 | 0 | 0 | 0 | 0 | 0 | 0 | 0 | 0 | 0 | 0 | 0 | -1 | 0 | 0 | 0 | 0 | 0 | 0 | 0 | 0 | 0 | 0 | -1 | 0 | 0 | 0 | 0 | 0 | 0 | 0 | 0 | 0 | 0 | -2 | 0 | 0 | 0 | 0 | 0 | 0 | 0 | 0
CP.01710 | Gin Gin Substation Rebuild | IS/ES | 132 | TRUE | Approved/Commissioned Project | No Double counting with other category | -14 | 0 | 0 | 0 | 0 | 0 | 0 | 0 | 0 | 0 | 0 | 0 | 0 | 0 | 0 | 0 | 0 | 0 | 0 | 0 | 0 | 0 | 0 | 0 | 0 | 0 | -2 | -1 | 0 | 0 | 0 | 0 | -1 | -2 | -8 | 0 | 0 | 0 | 0 | 0 | 0 | 0 | 0 | 0 | 0 | 0 | 0 | 0 | 0 | 0 | 0 | 0
CP.01710 | Gin Gin Substation Rebuild | IS/ES | 275 | TRUE | Approved/Commissioned Project | No Double counting with other category | -32 | -11 | 0 | 0 | 0 | 0 | 0 | 0 | 0 | 0 | 0 | 0 | 0 | 0 | 0 | 0 | 0 | 0 | 0 | 0 | 0 | 0 | 0 | 0 | 0 | 0 | 0 | 0 | 0 | 0 | 0 | -1 | -3 | 0 | 0 | 0 | -1 | 0 | 0 | 0 | 0 | 0 | 0 | -6 | -6 | 0 | 0 | -4 | 0 | 0 | 0 | 0
CP.01710 | Gin Gin Substation Rebuild | VT | 132 | TRUE | Approved/Commissioned Project | No Double counting with other category | -9 | 0 | 0 | 0 | 0 | 0 | 0 | 0 | -3 | 0 | 0 | 0 | 0 | 0 | 0 | 0 | 0 | 0 | 0 | 0 | 0 | 0 | 0 | 0 | 0 | 0 | 0 | 0 | 0 | 0 | 0 | 0 | -1 | 0 | -5 | 0 | 0 | 0 | 0 | 0 | 0 | 0 | 0 | 0 | 0 | 0 | 0 | 0 | 0 | 0 | 0 | 0
CP.01710 | Gin Gin Substation Rebuild | VT | 275 | TRUE | Approved/Commissioned Project | No Double counting with other category | -9 | -3 | 0 | 0 | 0 | 0 | 0 | 0 | -3 | 0 | 0 | 0 | 0 | 0 | 0 | 0 | 0 | 0 | 0 | 0 | 0 | 0 | 0 | 0 | 0 | 0 | -3 | 0 | 0 | 0 | 0 | 0 | 0 | 0 | 0 | 0 | 0 | 0 | 0 | 0 | 0 | 0 | 0 | 0 | 0 | 0 | 0 | 0 | 0 | 0 | 0 | 0
CP.01710 | Gin Gin Substation Rebuild | CT | 132 | TRUE | Approved/Commissioned Project | No Double counting with other category | -12 | 0 | 0 | 0 | 0 | 0 | 0 | 0 | 0 | 0 | 0 | 0 | -1 | 0 | 0 | -2 | 0 | 0 | 0 | 0 | 0 | 0 | 0 | 0 | -1 | 0 | -3 | 0 | 0 | 0 | 0 | -3 | -2 | 0 | 0 | 0 | 0 | 0 | 0 | 0 | 0 | 0 | 0 | 0 | 0 | 0 | 0 | 0 | 0 | 0 | 0 | 0
CP.01710 | Gin Gin Substation Rebuild | CT | 275 | TRUE | Approved/Commissioned Project | No Double counting with other category | -12 | 0 | 0 | 0 | 0 | 0 | 0 | 0 | 0 | 0 | -1 | 0 | 0 | 0 | 0 | 0 | 0 | 0 | 0 | 0 | 0 | 0 | 0 | 0 | 0 | 0 | 0 | 0 | 0 | 0 | 0 | 0 | 0 | -3 | 0 | 0 | 0 | 0 | 0 | 0 | 0 | 0 | 0 | -8 | 0 | 0 | 0 | 0 | 0 | 0 | 0 | 0
CP.02369 | T032 Blackwater - Transformer 1 & 2 Repl | CB | 132 | TRUE | Approved/Commissioned Project | No Double counting with other category | -2 | 0 | 0 | -1 | -1 | 0 | 0 | 0 | 0 | 0 | 0 | 0 | 0 | 0 | 0 | 0 | 0 | 0 | 0 | 0 | 0 | 0 | 0 | 0 | 0 | 0 | 0 | 0 | 0 | 0 | 0 | 0 | 0 | 0 | 0 | 0 | 0 | 0 | 0 | 0 | 0 | 0 | 0 | 0 | 0 | 0 | 0 | 0 | 0
CP.02369 | T032 Blackwater - Transformer 1 & 2 Repl | IS/ES | 132 | TRUE | Approved/Commissioned Project | No Double counting with other category | -6 | 0 | 0 | -3 | -3 | 0 | 0 | 0 | 0 | 0 | 0 | 0 | 0 | 0 | 0 | 0 | 0 | 0 | 0 | 0 | 0 | 0 | 0 | 0 | 0 | 0 | 0 | 0 | 0 | 0 | 0 | 0 | 0 | 0 | 0 | 0 | 0 | 0 | 0 | 0 | 0 | 0 | 0 | 0 | 0 | 0 | 0 | 0 | 0
CP.02369 | T032 Blackwater - Transformer 1 & 2 Repl | VT | 33 | TRUE | Approved/Commissioned Project | No Double counting with other category | -1 | 0 | 0 | 0 | 0 | 0 | 0 | 0 | 0 | 0 | 0 | 0 | 0 | 0 | 0 | 0 | 0 | 0 | 0 | -1 | 0 | 0 | 0 | 0 | 0 | 0 | 0 | 0 | 0 | 0 | 0 | 0 | 0 | 0 | 0 | 0 | 0 | 0 | 0 | 0 | 0 | 0 | 0 | 0 | 0 | 0 | 0 | 0 | 0
CP.02369 | T032 Blackwater - Transformer 1 & 2 Repl | VT | 66 | FALSE | Approved/Commissioned Project | Double counting with CP.02703 | -6 | 0 | -1 | 0 | 0 | 0 | 0 | 0 | 0 | 0 | 0 | 0 | 0 | 0 | 0 | 0 | 0 | 0 | 0 | 0 | 0 | -1 | 0 | 0 | 0 | 0 | 0 | 0 | 0 | 0 | 0 | 0 | 0 | 0 | 0 | 0 | 0 | 0 | 0 | 0 | 0 | 0 | 0 | 0 | 0 | 0 | -4 | 0 | 0
CP.02369 | T032 Blackwater - Transformer 1 & 2 Repl | CT | 66 | FALSE | Approved/Commissioned Project | Double counting with CP.02703 | -6 | 0 | 0 | 0 | 0 | 0 | 0 | 0 | 0 | 0 | 0 | 0 | 0 | 0 | 0 | 0 | 0 | 0 | 0 | 0 | 0 | 0 | 0 | 0 | 0 | 0 | 0 | 0 | 0 | 0 | 0 | 0 | 0 | 0 | 0 | 0 | 0 | 0 | 0 | -6 | 0 | 0 | 0 | 0 | 0 | 0 | 0 | 0 | 0
CP.02723 | H013 Ross 275kV Primary Plant Replacemen | CB | 275 | TRUE | Approved/Commissioned Project | No Double counting with other category | -12 | 0 | 0 | 0 | 0 | 0 | 0 | 0 | 0 | 0 | 0 | 0 | 0 | 0 | 0 | -1 | 0 | 0 | 0 | 0 | 0 | -2 | -2 | 0 | 0 | 0 | 0 | -1 | 0 | 0 | 0 | 0 | -2 | 0 | 0 | 0 | -4
CP.02723 | H013 Ross 275kV Primary Plant Replacemen | IS/ES | 275 | TRUE | Approved/Commissioned Project | No Double counting with other category | -62 | 0 | 0 | 0 | 0 | 0 | 0 | 0 | 0 | 0 | 0 | 0 | 0 | 0 | 0 | -4 | 0 | 0 | 0 | 0 | 0 | 0 | -11 | 0 | 0 | 0 | 0 | 0 | 0 | -11 | 0 | 0 | -7 | 0 | 0 | -1 | -28
CP.02723 | H013 Ross 275kV Primary Plant Replacemen | VT | 275 | TRUE | Approved/Commissioned Project | No Double counting with other category | -14 | 0 | 0 | 0 | -1 | 0 | 0 | 0 | 0 | 0 | -3 | 0 | 0 | 0 | 0 | 0 | 0 | 0 | 0 | 0 | 0 | 0 | -2 | -1 | 0 | 0 | 0 | 0 | 0 | 0 | 0 | 0 | 0 | 0 | 0 | 0 | -7
CP.02723 | H013 Ross 275kV Primary Plant Replacemen | CT | 275 | TRUE | Approved/Commissioned Project | No Double counting with other category | -30 | 0 | 0 | 0 | 0 | 0 | -3 | -3 | 0 | 0 | 0 | 0 | 0 | 0 | 0 | -3 | 0 | 0 | 0 | 0 | 0 | 0 | 0 | 0 | 0 | 0 | 0 | 0 | 0 | 0 | 0 | 0 | -3 | 0 | -1 | 0 | -17
CP.02721 | H013 Ross 132kV Primary Plant Replacemen | CB | 132 | TRUE | Approved/Commissioned Project | No Double counting with other category | -13 | 0 | 0 | 0 | 0 | 0 | 0 | 0 | 0 | 0 | 0 | -1 | 0 | 0 | 0 | 0 | 0 | 0 | 0 | 0 | 0 | 0 | -2 | -1 | 0 | 0 | 0 | 0 | 0 | 0 | 0 | 0 | -1 | 0 | 0 | 0 | -8 | 0 | 0
CP.02721 | H013 Ross 132kV Primary Plant Replacemen | IS/ES | 132 | TRUE | Approved/Commissioned Project | No Double counting with other category | -41 | 0 | 0 | 0 | 0 | 0 | 0 | 0 | 0 | 0 | 0 | -4 | 0 | 0 | 0 | 0 | 0 | 0 | 0 | 0 | 0 | -1 | -1 | -2 | 0 | 0 | 0 | 0 | 0 | 0 | 0 | 0 | 0 | -3 | 0 | 0 | -30 | 0 | 0
CP.02721 | H013 Ross 132kV Primary Plant Replacemen | VT | 132 | TRUE | Approved/Commissioned Project | No Double counting with other category | -31 | 0 | -1 | -2 | 0 | 0 | 0 | 0 | 0 | 0 | -1 | -3 | 0 | 0 | 0 | 0 | 0 | 0 | 0 | 0 | 0 | -3 | 0 | -1 | 0 | 0 | 0 | 0 | -1 | 0 | 0 | 0 | 0 | 0 | 0 | 0 | -18 | 0 | -1
CP.02721 | H013 Ross 132kV Primary Plant Replacemen | CT | 132 | TRUE | Approved/Commissioned Project | No Double counting with other category | -45 | 0 | 0 | 0 | 0 | 0 | 0 | 0 | 0 | 0 | 0 | 0 | -1 | 0 | -1 | -4 | 0 | 0 | 0 | 0 | 0 | -5 | -4 | -3 | -2 | 0 | 0 | 0 | 0 | 0 | 0 | 0 | -5 | 0 | 0 | 0 | -20 | 0 | 0
CP.02617 | Kamerunga Substation Rebuild | CB | 132 | TRUE | Approved/Commissioned Project | No Double counting with other category | -4 | 0 | 0 | 0 | 0 | 0 | 0 | 0 | 0 | 0 | 0 | 0 | 0 | 0 | 0 | 0 | 0 | 0 | 0 | 0 | 0 | 0 | 0 | -1 | 0 | 0 | 0 | 0 | 0 | 0 | 0 | 0 | 0 | 0 | 0 | 0 | 0 | -1 | 0 | 0 | 0 | 0 | 0 | 0 | -2 | 0
CP.02617 | Kamerunga Substation Rebuild | IS/ES | 132 | TRUE | Approved/Commissioned Project | No Double counting with other category | -12 | 0 | 0 | 0 | 0 | 0 | 0 | 0 | 0 | 0 | 0 | 0 | 0 | 0 | 0 | 0 | 0 | 0 | 0 | 0 | 0 | 0 | 0 | 0 | 0 | 0 | 0 | 0 | 0 | 0 | -5 | 0 | 0 | 0 | 0 | 0 | -1 | 0 | 0 | 0 | 0 | 0 | 0 | 0 | -6 | 0
CP.02617 | Kamerunga Substation Rebuild | VT | 132 | TRUE | Approved/Commissioned Project | No Double counting with other category | -12 | 0 | 0 | -1 | 0 | 0 | 0 | 0 | 0 | 0 | 0 | 0 | 0 | 0 | 0 | 0 | 0 | 0 | 0 | 0 | 0 | -3 | 0 | 0 | 0 | -5 | 0 | 0 | 0 | 0 | 0 | 0 | 0 | 0 | 0 | 0 | -3 | 0 | 0 | 0 | 0 | 0 | 0 | 0 | 0 | 0
CP.02617 | Kamerunga Substation Rebuild | CT | 132 | TRUE | Approved/Commissioned Project | No Double counting with other category | -12 | 0 | 0 | 0 | 0 | 0 | 0 | 0 | 0 | 0 | 0 | 0 | 0 | 0 | 0 | 0 | 0 | 0 | 0 | 0 | 0 | -12 | 0 | 0 | 0 | 0 | 0 | 0 | 0 | 0 | 0 | 0 | 0 | 0 | 0 | 0 | 0 | 0 | 0 | 0 | 0 | 0 | 0 | 0 | 0 | 0
CP.02351 | Nebo Primary Plant Replacement | CB | 33 | TRUE | Approved/Commissioned Project | No Double counting with other category | -2 | 0 | 0 | 0 | 0 | 0 | 0 | 0 | 0 | 0 | 0 | 0 | 0 | 0 | 0 | 0 | 0 | 0 | 0 | 0 | 0 | 0 | 0 | 0 | 0 | 0 | 0 | 0 | 0 | 0 | 0 | 0 | 0 | 0 | 0 | 0 | 0 | -2 | 0 | 0 | 0 | 0 | 0 | 0 | 0
CP.02351 | Nebo Primary Plant Replacement | CB | 132 | TRUE | Approved/Commissioned Project | No Double counting with other category | -3 | 0 | 0 | 0 | 0 | 0 | 0 | 0 | 0 | 0 | 0 | 0 | 0 | 0 | 0 | 0 | 0 | 0 | 0 | 0 | 0 | 0 | 0 | 0 | 0 | 0 | 0 | 0 | 0 | 0 | 0 | 0 | 0 | 0 | 0 | 0 | 0 | 0 | -2 | 0 | 0 | 0 | -1 | 0 | 0
CP.02351 | Nebo Primary Plant Replacement | CB | 275 | TRUE | Approved/Commissioned Project | No Double counting with other category | -14 | -1 | -1 | -1 | 0 | 0 | 0 | 0 | -1 | 0 | 0 | 0 | 0 | 0 | 0 | 0 | 0 | 0 | 0 | 0 | 0 | 0 | 0 | 0 | 0 | 0 | 0 | 0 | 0 | 0 | 0 | 0 | 0 | -1 | -1 | 0 | -3 | -1 | 0 | 0 | -2 | 0 | 0 | -2 | 0
CP.02351 | Nebo Primary Plant Replacement | IS/ES | 132 | TRUE | Approved/Commissioned Project | No Double counting with other category | -8 | 0 | 0 | 0 | 0 | 0 | 0 | 0 | 0 | 0 | 0 | 0 | 0 | 0 | 0 | 0 | 0 | 0 | 0 | 0 | 0 | 0 | 0 | 0 | 0 | 0 | 0 | 0 | 0 | 0 | 0 | 0 | 0 | 0 | 0 | 0 | 0 | 0 | -2 | 0 | 0 | -2 | -4 | 0 | 0
CP.02351 | Nebo Primary Plant Replacement | IS/ES | 275 | TRUE | Approved/Commissioned Project | No Double counting with other category | -76 | 0 | 0 | 0 | 0 | 0 | 0 | -2 | 0 | 0 | 0 | 0 | 0 | 0 | 0 | 0 | 0 | 0 | 0 | 0 | 0 | 0 | 0 | 0 | 0 | -7 | 0 | 0 | 0 | 0 | 0 | 0 | 0 | 0 | -9 | 0 | -4 | -20 | 0 | 0 | 0 | 0 | -19 | -15 | 0
CP.02351 | Nebo Primary Plant Replacement | VT | 132 | TRUE | Approved/Commissioned Project | No Double counting with other category | -6 | 0 | 0 | 0 | 0 | 0 | 0 | -3 | 0 | 0 | 0 | 0 | 0 | 0 | 0 | 0 | 0 | 0 | 0 | 0 | 0 | 0 | 0 | 0 | 0 | 0 | 0 | 0 | 0 | 0 | 0 | 0 | 0 | 0 | 0 | 0 | 0 | 0 | -3 | 0 | 0 | 0 | 0 | 0 | 0
CP.02351 | Nebo Primary Plant Replacement | VT | 275 | TRUE | Approved/Commissioned Project | No Double counting with other category | -20 | 0 | -3 | 0 | 0 | 0 | 0 | 0 | 0 | 0 | 0 | 0 | 0 | 0 | 0 | 0 | 0 | 0 | 0 | 0 | 0 | 0 | 0 | 0 | 0 | 0 | 0 | 0 | 0 | 0 | 0 | 0 | 0 | -3 | 0 | 0 | -3 | -11 | 0 | 0 | 0 | 0 | 0 | 0 | 0
CP.02351 | Nebo Primary Plant Replacement | CT | 132 | TRUE | Approved/Commissioned Project | No Double counting with other category | -9 | 0 | 0 | 0 | 0 | 0 | 0 | 0 | 0 | 0 | 0 | 0 | 0 | 0 | 0 | -3 | 0 | 0 | 0 | 0 | 0 | -3 | 0 | 0 | 0 | 0 | 0 | 0 | 0 | 0 | 0 | 0 | 0 | 0 | 0 | 0 | 0 | 0 | -3 | 0 | 0 | 0 | 0 | 0 | 0
CP.02351 | Nebo Primary Plant Replacement | CT | 275 | TRUE | Approved/Commissioned Project | No Double counting with other category | -36 | 0 | 0 | 0 | 0 | 0 | 0 | 0 | 0 | 0 | 0 | -3 | 0 | 0 | 0 | 0 | 0 | 0 | 0 | 0 | 0 | 0 | -2 | -1 | 0 | 0 | 0 | 0 | 0 | 0 | 0 | 0 | 0 | -6 | 0 | -3 | 0 | -6 | 0 | 0 | 0 | 0 | 0 | -15 | 0
CP.02353 | Townsville South Primary Plant Replaceme | CB | 66 | TRUE | Approved/Commissioned Project | No Double counting with other category | -2 | 0 | 0 | 0 | 0 | 0 | 0 | 0 | 0 | 0 | 0 | 0 | 0 | 0 | 0 | 0 | 0 | 0 | 0 | 0 | 0 | 0 | -2 | 0 | 0 | 0 | 0 | 0 | 0 | 0 | 0 | 0 | 0 | 0 | 0 | 0 | 0 | 0 | 0 | 0 | 0 | 0 | 0 | 0 | 0
CP.02353 | Townsville South Primary Plant Replaceme | CB | 132 | TRUE | Approved/Commissioned Project | No Double counting with other category | -7 | 0 | -1 | 0 | 0 | 0 | 0 | 0 | 0 | 0 | 0 | 0 | 0 | 0 | -1 | 0 | 0 | 0 | 0 | 0 | 0 | 0 | 0 | 0 | 0 | 0 | 0 | -1 | -1 | 0 | 0 | 0 | 0 | 0 | 0 | 0 | 0 | 0 | -1 | 0 | 0 | 0 | 0 | -2 | 0
CP.02353 | Townsville South Primary Plant Replaceme | IS/ES | 66 | TRUE | Approved/Commissioned Project | No Double counting with other category | -10 | 0 | 0 | 0 | 0 | 0 | 0 | 0 | 0 | 0 | 0 | 0 | -6 | 0 | 0 | 0 | 0 | 0 | 0 | 0 | 0 | 0 | 0 | 0 | 0 | 0 | 0 | 0 | 0 | 0 | 0 | 0 | 0 | 0 | 0 | 0 | 0 | 0 | 0 | 0 | 0 | -2 | -2 | 0 | 0
CP.02353 | Townsville South Primary Plant Replaceme | IS/ES | 132 | TRUE | Approved/Commissioned Project | No Double counting with other category | -15 | 0 | 0 | 0 | 0 | 0 | 0 | 0 | 0 | 0 | 0 | 0 | 0 | 0 | -2 | 0 | 0 | 0 | 0 | 0 | 0 | 0 | -1 | 0 | 0 | 0 | 0 | 0 | 0 | -3 | 0 | 0 | 0 | 0 | 0 | 0 | -2 | 0 | 0 | -2 | 0 | 0 | 0 | -5 | 0
CP.02353 | Townsville South Primary Plant Replaceme | VT | 66 | TRUE | Approved/Commissioned Project | No Double counting with other category | -6 | 0 | 0 | 0 | 0 | 0 | 0 | 0 | 0 | 0 | 0 | 0 | 0 | 0 | 0 | 0 | 0 | 0 | 0 | 0 | 0 | 0 | 0 | 0 | 0 | 0 | 0 | 0 | 0 | 0 | 0 | 0 | 0 | 0 | 0 | 0 | 0 | 0 | 0 | 0 | 0 | 0 | 0 | -6 | 0
CP.02353 | Townsville South Primary Plant Replaceme | VT | 132 | TRUE | Approved/Commissioned Project | No Double counting with other category | -13 | 0 | -4 | 0 | 0 | 0 | 0 | 0 | -1 | -5 | 0 | 0 | 0 | 0 | -3 | 0 | 0 | 0 | 0 | 0 | 0 | 0 | 0 | 0 | 0 | 0 | 0 | 0 | 0 | 0 | 0 | 0 | 0 | 0 | 0 | 0 | 0 | 0 | 0 | 0 | 0 | 0 | 0 | 0 | 0
CP.02353 | Townsville South Primary Plant Replaceme | CT | 66 | TRUE | Approved/Commissioned Project | No Double counting with other category | -12 | 0 | 0 | 0 | 0 | 0 | 0 | 0 | 0 | 0 | 0 | 0 | -12 | 0 | 0 | 0 | 0 | 0 | 0 | 0 | 0 | 0 | 0 | 0 | 0 | 0 | 0 | 0 | 0 | 0 | 0 | 0 | 0 | 0 | 0 | 0 | 0 | 0 | 0 | 0 | 0 | 0 | 0 | 0 | 0
CP.02353 | Townsville South Primary Plant Replaceme | CT | 132 | TRUE | Approved/Commissioned Project | No Double counting with other category | -21 | 0 | 0 | 0 | 0 | 0 | 0 | 0 | 0 | 0 | 0 | 0 | -12 | -8 | -1 | 0 | 0 | 0 | 0 | 0 | 0 | 0 | 0 | 0 | 0 | 0 | 0 | 0 | 0 | 0 | 0 | 0 | 0 | 0 | 0 | 0 | 0 | 0 | 0 | 0 | 0 | 0 | 0 | 0 | 0
CP.02353 | Townsville South Primary Plant Replaceme | GIS | 132 | TRUE | Approved/Commissioned Project | No Double counting with other category | -1 | 0 | 0 | 0 | 0 | 0 | 0 | 0 | 0 | 0 | 0 | 0 | 0 | 0 | 0 | 0 | 0 | 0 | 0 | 0 | -1 | 0 | 0 | 0 | 0 | 0 | 0 | 0 | 0 | 0 | 0 | 0 | 0 | 0 | 0 | 0 | 0 | 0 | 0 | 0 | 0 | 0 | 0 | 0 | 0
CP.02340 / CP.02356 | H015 Lilyvale Selected Primary and Transfomer | CB | 132 | TRUE | Approved/Commissioned Project | No Double counting with other category | -6 | 0 | 0 | 0 | 0 | 0 | 0 | 0 | 0 | 0 | 0 | 0 | 0 | 0 | 0 | 0 | 0 | 0 | 0 | 0 | 0 | 0 | 0 | 0 | 0 | 0 | 0 | 0 | 0 | 0 | 0 | 0 | 0 | 0 | 0 | 0 | 0 | 0 | 0 | 0 | -6 | 0 | 0 | 0 | 0 | 0 | 0 | 0 | 0 | 0 | 0 | 0 | 0
CP.02340 / CP.02356 | H015 Lilyvale Selected Primary and Transfomer | CB | 275 | TRUE | Approved/Commissioned Project | No Double counting with other category | -3 | 0 | 0 | 0 | 0 | 0 | 0 | 0 | 0 | 0 | 0 | 0 | 0 | 0 | 0 | 0 | -1 | 0 | 0 | 0 | 0 | 0 | 0 | 0 | 0 | 0 | 0 | 0 | 0 | 0 | 0 | 0 | 0 | 0 | 0 | 0 | -1 | 0 | 0 | 0 | -1 | 0 | 0 | 0 | 0 | 0 | 0 | 0 | 0 | 0 | 0 | 0 | 0
CP.02340 / CP.02356 | H015 Lilyvale Selected Primary and Transfomer | IS/ES | 66 | TRUE | Approved/Commissioned Project | No Double counting with other category | -4 | 0 | 0 | 0 | 0 | 0 | 0 | 0 | 0 | 0 | 0 | 0 | 0 | 0 | 0 | 0 | 0 | 0 | 0 | 0 | 0 | 0 | 0 | 0 | 0 | 0 | 0 | 0 | 0 | 0 | 0 | 0 | 0 | 0 | 0 | 0 | 0 | 0 | 0 | -2 | 0 | 0 | 0 | -2 | 0 | 0 | 0 | 0 | 0 | 0 | 0 | 0 | 0
CP.02340 / CP.02356 | H015 Lilyvale Selected Primary and Transfomer | IS/ES | 132 | TRUE | Approved/Commissioned Project | No Double counting with other category | -30 | 0 | 0 | 0 | 0 | 0 | 0 | 0 | 0 | 0 | 0 | 0 | 0 | 0 | 0 | 0 | 0 | 0 | 0 | 0 | 0 | -1 | 0 | 0 | 0 | 0 | 0 | 0 | 0 | 0 | 0 | 0 | 0 | 0 | 0 | 0 | -1 | 0 | 0 | -18 | -1 | 0 | 0 | -9 | 0 | 0 | 0 | 0 | 0 | 0 | 0 | 0 | 0
CP.02340 / CP.02356 | H015 Lilyvale Selected Primary and Transfomer | IS/ES | 275 | TRUE | Approved/Commissioned Project | No Double counting with other category | -20 | 0 | 0 | 0 | 0 | 0 | 0 | 0 | 0 | 0 | 0 | 0 | 0 | 0 | 0 | 0 | -8 | 0 | 0 | 0 | 0 | -1 | 0 | 0 | 0 | 0 | 0 | 0 | 0 | 0 | 0 | 0 | 0 | 0 | 0 | 0 | 0 | -1 | 0 | -2 | 0 | 0 | 0 | -2 | 0 | -3 | 0 | 0 | 0 | 0 | 0 | 0 | -3
CP.02340 / CP.02356 | H015 Lilyvale Selected Primary and Transfomer | VT | 66 | TRUE | Approved/Commissioned Project | No Double counting with other category | -6 | 0 | 0 | 0 | 0 | 0 | 0 | -1 | 0 | 0 | 0 | 0 | 0 | 0 | 0 | 0 | 0 | 0 | 0 | 0 | 0 | -3 | 0 | 0 | 0 | 0 | 0 | 0 | 0 | 0 | 0 | 0 | 0 | 0 | 0 | 0 | 0 | 0 | 0 | 0 | 0 | -2 | 0 | 0 | 0 | 0 | 0 | 0 | 0 | 0 | 0 | 0 | 0
CP.02340 / CP.02356 | H015 Lilyvale Selected Primary and Transfomer | VT | 132 | TRUE | Approved/Commissioned Project | No Double counting with other category | -21 | 0 | 0 | 0 | 0 | 0 | 0 | -2 | -3 | -3 | 0 | 0 | 0 | 0 | 0 | 0 | 0 | 0 | 0 | 0 | 0 | 0 | 0 | 0 | 0 | 0 | 0 | 0 | 0 | 0 | 0 | 0 | 0 | 0 | 0 | 0 | -10 | 0 | -3 | 0 | 0 | 0 | 0 | 0 | 0 | 0 | 0 | 0 | 0 | 0 | 0 | 0 | 0
CP.02340 / CP.02356 | H015 Lilyvale Selected Primary and Transfomer | VT | 275 | TRUE | Approved/Commissioned Project | No Double counting with other category | -2 | 0 | 0 | 0 | 0 | 0 | 0 | 0 | 0 | 0 | 0 | 0 | 0 | 0 | 0 | 0 | 0 | 0 | 0 | 0 | 0 | 0 | 0 | 0 | 0 | 0 | 0 | 0 | 0 | 0 | 0 | 0 | 0 | 0 | 0 | 0 | -1 | 0 | 0 | 0 | 0 | 0 | 0 | 0 | 0 | 0 | 0 | -1 | 0 | 0 | 0 | 0 | 0
CP.02340 / CP.02356 | H015 Lilyvale Selected Primary and Transfomer | CT | 66 | TRUE | Approved/Commissioned Project | No Double counting with other category | -6 | 0 | 0 | 0 | 0 | -3 | -3 | 0 | 0 | 0 | 0 | 0 | 0 | 0 | 0 | 0 | 0 | 0 | 0 | 0 | 0 | 0 | 0 | 0 | 0 | 0 | 0 | 0 | 0 | 0 | 0 | 0 | 0 | 0 | 0 | 0 | 0 | 0 | 0 | 0 | 0 | 0 | 0 | 0 | 0 | 0 | 0 | 0 | 0 | 0 | 0 | 0 | 0
CP.02340 / CP.02356 | H015 Lilyvale Selected Primary and Transfomer | CT | 132 | TRUE | Approved/Commissioned Project | No Double counting with other category | -18 | 0 | 0 | 0 | 0 | 0 | 0 | 0 | 0 | 0 | 0 | 0 | -3 | 0 | 0 | -1 | 0 | 0 | 0 | 0 | -2 | 0 | -3 | -1 | -1 | 0 | 0 | 0 | 0 | 0 | 0 | 0 | 0 | 0 | 0 | 0 | -4 | 0 | 0 | 0 | -3 | 0 | 0 | 0 | 0 | 0 | 0 | 0 | 0 | 0 | 0 | 0 | 0
CP.02340 / CP.02356 | H015 Lilyvale Selected Primary and Transfomer | CT | 275 | TRUE | Approved/Commissioned Project | No Double counting with other category | -9 | 0 | 0 | 0 | 0 | 0 | 0 | 0 | 0 | 0 | 0 | 0 | 0 | 0 | 0 | 0 | -3 | 0 | 0 | 0 | 0 | 0 | 0 | 0 | 0 | 0 | 0 | 0 | 0 | 0 | 0 | 0 | 0 | 0 | 0 | 0 | 0 | 0 | -6 | 0 | 0 | 0 | 0 | 0 | 0 | 0 | 0 | 0 | 0 | 0 | 0 | 0 | 0
CP.02355 | Ashgrove West Substation Rebuild | CB | 132 | TRUE | Approved/Commissioned Project | No Double counting with other category | -5 | 0 | -1 | 0 | 0 | 0 | 0 | 0 | 0 | 0 | 0 | 0 | 0 | 0 | 0 | 0 | 0 | 0 | 0 | 0 | 0 | 0 | 0 | 0 | 0 | 0 | 0 | 0 | 0 | 0 | 0 | 0 | 0 | 0 | 0 | 0 | 0 | 0 | 0 | 0 | 0 | 0 | -4
CP.02355 | Ashgrove West Substation Rebuild | IS/ES | 132 | TRUE | Approved/Commissioned Project | No Double counting with other category | -7 | 0 | 0 | 0 | 0 | 0 | 0 | 0 | 0 | 0 | 0 | 0 | 0 | 0 | 0 | 0 | 0 | 0 | 0 | 0 | 0 | 0 | 0 | 0 | 0 | 0 | 0 | 0 | 0 | 0 | 0 | 0 | 0 | 0 | 0 | 0 | 0 | 0 | 0 | 0 | 0 | -2 | -5
CP.02355 | Ashgrove West Substation Rebuild | CT | 132 | TRUE | Approved/Commissioned Project | No Double counting with other category | -24 | 0 | 0 | 0 | 0 | 0 | 0 | 0 | 0 | 0 | 0 | 0 | 0 | 0 | 0 | 0 | 0 | 0 | 0 | 0 | 0 | 0 | 0 | 0 | 0 | 0 | 0 | 0 | 0 | 0 | 0 | 0 | 0 | 0 | 0 | 0 | 0 | 0 | 0 | 0 | 0 | 0 | -24
CP.02350 | Bouldercombe Primary Plant Replacement | CB | 132 | TRUE | Approved/Commissioned Project | No Double counting with other category | -7 | 0 | 0 | 0 | 0 | 0 | 0 | 0 | 0 | 0 | 0 | 0 | -1 | 0 | 0 | 0 | 0 | 0 | 0 | 0 | 0 | 0 | 0 | 0 | -1 | 0 | 0 | 0 | 0 | 0 | 0 | 0 | 0 | 0 | 0 | 0 | 0 | -5 | 0 | 0 | 0 | 0 | 0 | 0 | 0 | 0 | 0 | 0 | 0 | 0
CP.02350 | Bouldercombe Primary Plant Replacement | CB | 275 | TRUE | Approved/Commissioned Project | No Double counting with other category | -13 | 0 | 0 | 0 | 0 | 0 | 0 | 0 | -3 | 0 | 0 | 0 | 0 | 0 | 0 | 0 | 0 | 0 | 0 | 0 | 0 | 0 | 0 | 0 | 0 | 0 | -2 | -2 | 0 | 0 | 0 | 0 | 0 | 0 | 0 | 0 | 0 | 0 | 0 | 0 | 0 | 0 | -1 | 0 | 0 | 0 | -5 | 0 | 0 | 0
CP.02350 | Bouldercombe Primary Plant Replacement | IS/ES | 132 | TRUE | Approved/Commissioned Project | No Double counting with other category | -32 | 0 | 0 | 0 | 0 | 0 | 0 | 0 | 0 | 0 | 0 | 0 | 0 | 0 | 0 | 0 | 0 | 0 | 0 | 0 | 0 | 0 | 0 | 0 | -5 | 0 | 0 | 0 | 0 | 0 | 0 | 0 | 0 | 0 | 0 | 0 | 0 | -17 | 0 | 0 | 0 | 0 | 0 | -9 | -1 | 0 | 0 | 0 | 0 | 0
CP.02350 | Bouldercombe Primary Plant Replacement | IS/ES | 275 | TRUE | Approved/Commissioned Project | No Double counting with other category | -73 | 0 | 0 | 0 | 0 | 0 | 0 | 0 | -11 | 0 | 0 | 0 | 0 | 0 | 0 | 0 | 0 | 0 | 0 | 0 | 0 | -3 | 0 | 0 | -1 | 0 | -13 | -3 | 0 | 0 | 0 | 0 | 0 | 0 | 0 | 0 | -1 | -15 | 0 | 0 | 0 | 0 | 0 | -23 | 0 | 0 | -3 | 0 | 0 | 0
CP.02350 | Bouldercombe Primary Plant Replacement | VT | 132 | TRUE | Approved/Commissioned Project | No Double counting with other category | -16 | 0 | 0 | 0 | 0 | 0 | 0 | 0 | -3 | 0 | 0 | 0 | 0 | 0 | 0 | 0 | 0 | 0 | 0 | 0 | 0 | 0 | -3 | 0 | 0 | 0 | 0 | 0 | 0 | 0 | 0 | 0 | 0 | 0 | 0 | 0 | 0 | 0 | 0 | 0 | 0 | 0 | 0 | -10 | 0 | 0 | 0 | 0 | 0
CP.02350 | Bouldercombe Primary Plant Replacement | VT | 275 | TRUE | Approved/Commissioned Project | No Double counting with other category | -22 | 0 | 0 | 0 | 0 | 0 | 0 | 0 | -5 | 0 | -1 | 0 | 0 | 0 | 0 | 0 | 0 | 0 | 0 | 0 | 0 | 0 | 0 | -1 | 0 | 0 | 0 | 0 | 0 | 0 | 0 | 0 | 0 | 0 | 0 | 0 | 0 | 0 | 0 | 0 | 0 | 0 | 0 | -15 | 0 | 0 | 0 | 0 | 0 | 0
CP.02350 | Bouldercombe Primary Plant Replacement | CT | 132 | TRUE | Approved/Commissioned Project | No Double counting with other category | -33 | 0 | 0 | 0 | 0 | 0 | 0 | 0 | 0 | 0 | 0 | 0 | 0 | 0 | -3 | 0 | 0 | 0 | 0 | 0 | 0 | 0 | 0 | 0 | 0 | 0 | 0 | 0 | 0 | 0 | 0 | 0 | 0 | 0 | 0 | 0 | -6 | -24 | 0 | 0 | 0 | 0 | 0 | 0 | 0 | 0 | 0 | 0 | 0 | 0
CP.02350 | Bouldercombe Primary Plant Replacement | CT | 275 | TRUE | Approved/Commissioned Project | No Double counting with other category | -51 | 0 | 0 | 0 | -2 | 0 | -9 | -3 | -6 | 0 | 0 | 0 | 0 | 0 | -1 | 0 | 0 | 0 | 0 | 0 | 0 | 0 | 0 | 0 | 0 | 0 | 0 | 0 | 0 | 0 | 0 | 0 | 0 | 0 | 0 | -5 | -11 | 0 | 0 | 0 | 0 | 0 | 0 | 0 | 0 | 0 | -14 | 0 | 0 | 0
CP.01666 / CP.02463 | Dysart Substation Rebuild | CB | 132 | TRUE | Approved/Commissioned Project | No Double counting with other category | -4 | 0 | 0 | 0 | 0 | 0 | 0 | 0 | 0 | 0 | 0 | 0 | 0 | 0 | 0 | 0 | 0 | 0 | 0 | 0 | 0 | 0 | 0 | 0 | 0 | 0 | 0 | 0 | 0 | 0 | 0 | 0 | 0 | 0 | 0 | 0 | 0 | 0 | 0 | -3 | 0 | 0 | 0 | 0 | 0 | 0 | -1 | 0
CP.01666 / CP.02463 | Dysart Substation Rebuild | IS/ES | 33 | TRUE | Approved/Commissioned Project | No Double counting with other category | -2 | 0 | 0 | 0 | 0 | 0 | 0 | 0 | 0 | 0 | 0 | 0 | 0 | 0 | 0 | 0 | 0 | 0 | 0 | 0 | 0 | 0 | 0 | 0 | 0 | 0 | 0 | 0 | 0 | 0 | 0 | 0 | 0 | 0 | 0 | 0 | 0 | 0 | 0 | 0 | 0 | 0 | 0 | 0 | 0 | 0 | -2 | 0
CP.01666 / CP.02463 | Dysart Substation Rebuild | IS/ES | 132 | TRUE | Approved/Commissioned Project | No Double counting with other category | -8 | 0 | 0 | 0 | 0 | 0 | 0 | 0 | 0 | 0 | 0 | 0 | 0 | 0 | 0 | 0 | 0 | 0 | 0 | 0 | 0 | 0 | 0 | 0 | 0 | 0 | 0 | 0 | 0 | 0 | 0 | 0 | 0 | 0 | 0 | 0 | 0 | 0 | 0 | -3 | 0 | 0 | 0 | 0 | 0 | 0 | -5 | 0
CP.01666 / CP.02463 | Dysart Substation Rebuild | VT | 132 | TRUE | Approved/Commissioned Project | No Double counting with other category | -3 | 0 | 0 | 0 | 0 | 0 | 0 | -2 | 0 | 0 | 0 | 0 | 0 | 0 | 0 | 0 | 0 | 0 | 0 | 0 | 0 | 0 | 0 | 0 | 0 | 0 | 0 | 0 | 0 | 0 | 0 | 0 | 0 | 0 | 0 | 0 | 0 | 0 | 0 | -1 | 0 | 0 | 0 | 0 | 0 | 0 | 0 | 0
CP.01666 / CP.02463 | Dysart Substation Rebuild | CT | 66 | TRUE | Approved/Commissioned Project | No Double counting with other category | -6 | 0 | 0 | 0 | 0 | 0 | 0 | 0 | 0 | 0 | 0 | 0 | 0 | 0 | 0 | 0 | 0 | 0 | 0 | 0 | 0 | 0 | 0 | 0 | 0 | 0 | 0 | 0 | 0 | 0 | 0 | 0 | 0 | 0 | 0 | 0 | 0 | 0 | 0 | 0 | 0 | 0 | 0 | 0 | 0 | 0 | -3 | -3
CP.01666 / CP.02463 | Dysart Substation Rebuild | CT | 132 | TRUE | Approved/Commissioned Project | No Double counting with other category | -12 | 0 | 0 | 0 | 0 | 0 | 0 | 0 | 0 | 0 | 0 | -1 | -2 | 0 | 0 | 0 | 0 | 0 | 0 | 0 | 0 | 0 | 0 | -2 | -3 | 0 | 0 | 0 | -1 | 0 | 0 | 0 | 0 | 0 | 0 | 0 | 0 | 0 | 0 | 0 | 0 | 0 | 0 | 0 | 0 | 0 | -3 | 0
C55.1102 | H024 Calvale Substation Primary Plant 275kV | CB | 275 | TRUE | Bottom Up Project | No Double counting with other category | -13 | 0 | 0 | 0 | 0 | 0 | 0 | 0 | 0 | 0 | 0 | 0 | 0 | 0 | 0 | 0 | 0 | 0 | 0 | 0 | 0 | 0 | -4 | 0 | 0 | 0 | 0 | 0 | 0 | 0 | 0 | 0 | -9 | 0 | 0 | 0 | 0 | 0
C55.1102 | H024 Calvale Substation Primary Plant 275kV | VT | 132 | TRUE | Bottom Up Project | No Double counting with other category | -1 | 0 | 0 | 0 | 0 | 0 | 0 | 0 | 0 | 0 | 0 | 0 | 0 | 0 | 0 | 0 | 0 | 0 | 0 | 0 | 0 | 0 | 0 | 0 | 0 | 0 | 0 | 0 | 0 | 0 | 0 | 0 | 0 | -1 | 0 | 0 | 0 | 0
C55.1102 | H024 Calvale Substation Primary Plant 275kV | VT | 275 | TRUE | Bottom Up Project | No Double counting with other category | -5 | 0 | 0 | 0 | 0 | 0 | 0 | 0 | 0 | 0 | 0 | 0 | 0 | 0 | 0 | 0 | 0 | 0 | 0 | 0 | 0 | 0 | 0 | 0 | 0 | 0 | 0 | 0 | 0 | 0 | 0 | 0 | 0 | 0 | -1 | 0 | -4 | 0
C55.1102 | H024 Calvale Substation Primary Plant 275kV | CT | 275 | TRUE | Bottom Up Project | No Double counting with other category | -27 | 0 | 0 | 0 | 0 | 0 | 0 | -1 | 0 | 0 | 0 | 0 | 0 | 0 | 0 | 0 | 0 | 0 | 0 | 0 | 0 | 0 | 0 | -2 | 0 | -2 | 0 | 0 | 0 | 0 | 0 | 0 | 0 | 0 | -9 | -13 | 0 | 0

## CB Reconciliation
Reconciliation of CB Equipement Data to RIN CB Switchbay Data
| Voltage |  | 2020 | 2019 | 2018 | 2017 | 2016 | 2015 | 2014 | 2013 | 2012 | 2011 | 2010 | 2009 | 2008 | 2007 | 2006 | 2005 | 2004 | 2003 | 2002 | 2001 | 2000 | 1999 | 1998 | 1997 | 1996 | 1995 | 1994 | 1993 | 1992 | 1991 | 1990 | 1989 | 1988 | 1987 | 1986 | 1985 | 1984 | 1983 | 1982 | 1981 | 1980 | 1979 | 1978 | 1977 | 1976 | 1975 | 1974 | 1973 | 1972 | 1971 | 1970 | 1969 | 1968 | 1967 | 1966 | 1965 | 1964 | 1963 | 1962 | 1961 | 1960 | 1959 | 1958 | 1957 | 1956 | 1955 | 1954 | 1953 | 1952 | 1951 | 1950 | 1949 | 1948 | 1947 | 1946 | 1945 | 1944 | 1943 | 1942 | 1941 | 1940 | 1939 | 1938 | 1937 | 1936 | 1935 | 1934 | 1933 | 1932 | 1931 | 1930 | 1929 | 1928 | 1927 | 1926 | 1925
T187-D20-445--4452-1 DEAD TANK CIRCUIT BREAKER (SF6 SPR 1Vol) 2 CBs in 1 Bay | 132 | 1 | [7 empty] | 1 | [47 empty] | 0 | 0 | 0 | 0 | 0 | 0 | 0 | 0 | 0 | 0 | 0 | 0 | 0 | 0 | 0 | 0 | 0 | 0 | 0 | 0 | 0 | 0 | 0 | 0 | 0 | 0 | 0 | 0 | 0 | 0 | 0 | 0 | 0 | 0 | 0 | 0 | 0 | 0 | 0 | 0 | 0
T136-D08-444--4442-3 2 CBs in 1 Bay | 132 | 1 | [11 empty] | 1 | [43 empty] | 0 | 0 | 0 | 0 | 0 | 0 | 0 | 0 | 0 | 0 | 0 | 0 | 0 | 0 | 0 | 0 | 0 | 0 | 0 | 0 | 0 | 0 | 0 | 0 | 0 | 0 | 0 | 0 | 0 | 0 | 0 | 0 | 0 | 0 | 0 | 0 | 0 | 0 | 0 | 0 | 0
H002-D60-447--4472-2 2 CBs in 1 Bay | 132 | 1 | [11 empty] | 1 | [43 empty] | 0 | 0 | 0 | 0 | 0 | 0 | 0 | 0 | 0 | 0 | 0 | 0 | 0 | 0 | 0 | 0 | 0 | 0 | 0 | 0 | 0 | 0 | 0 | 0 | 0 | 0 | 0 | 0 | 0 | 0 | 0 | 0 | 0 | 0 | 0 | 0 | 0 | 0 | 0 | 0 | 0
H032-C03-857-8572-1 REACTOR bay | 275 | 1 |  |  |  |  | 1 | [50 empty] | 0 | 0 | 0 | 0 | 0 | 0 | 0 | 0 | 0 | 0 | 0 | 0 | 0 | 0 | 0 | 0 | 0 | 0 | 0 | 0 | 0 | 0 | 0 | 0 | 0 | 0 | 0 | 0 | 0 | 0 | 0 | 0 | 0 | 0 | 0 | 0 | 0 | 0 | 0 | 0 | 0
H011-C03-8847-88472-1 2 CBs in 1 Bay | 275 | 1 | [7 empty] | 1 | [47 empty] | 0 | 0 | 0 | 0 | 0 | 0 | 0 | 0 | 0 | 0 | 0 | 0 | 0 | 0 | 0 | 0 | 0 | 0 | 0 | 0 | 0 | 0 | 0 | 0 | 0 | 0 | 0 | 0 | 0 | 0 | 0 | 0 | 0 | 0 | 0 | 0 | 0 | 0 | 0 | 0 | 0
H039-C01-877--8772 H039-C02-8902-89022 Duplicate CBs of Primary GIS | 275 | 2 | [8 empty] | 2 | [46 empty] | 0 | 0 | 0 | 0 | 0 | 0 | 0 | 0 | 0 | 0 | 0 | 0 | 0 | 0 | 0 | 0 | 0 | 0 | 0 | 0 | 0 | 0 | 0 | 0 | 0 | 0 | 0 | 0 | 0 | 0 | 0 | 0 | 0 | 0 | 0 | 0 | 0 | 0 | 0 | 0 | 0
H032-C04-858--8582 2 CB in 1 bay | 275 | 1 | [14 empty] | 1 | [40 empty] | 0 | 0 | 0 | 0 | 0 | 0 | 0 | 0 | 0 | 0 | 0 | 0 | 0 | 0 | 0 | 0 | 0 | 0 | 0 | 0 | 0 | 0 | 0 | 0 | 0 | 0 | 0 | 0 | 0 | 0 | 0 | 0 | 0 | 0 | 0 | 0 | 0 | 0 | 0 | 0 | 0
H020-C01-856--8562-1 H020-C02-820--8202-1 | 275 | 2 | [19 empty] | 2 | [35 empty] | 0 | 0 | 0 | 0 | 0 | 0 | 0 | 0 | 0 | 0 | 0 | 0 | 0 | 0 | 0 | 0 | 0 | 0 | 0 | 0 | 0 | 0 | 0 | 0 | 0 | 0 | 0 | 0 | 0 | 0 | 0 | 0 | 0 | 0 | 0 | 0 | 0 | 0 | 0 | 0 | 0
H013-C06-8858-88582-1 H013-C07-8857-88572-1 | 275 | 2 | [20 empty] | 2 | [34 empty] | 0 | 0 | 0 | 0 | 0 | 0 | 0 | 0 | 0 | 0 | 0 | 0 | 0 | 0 | 0 | 0 | 0 | 0 | 0 | 0 | 0 | 0 | 0 | 0 | 0 | 0 | 0 | 0 | 0 | 0 | 0 | 0 | 0 | 0 | 0 | 0 | 0 | 0 | 0 | 0 | 0
H024-C07-8811-88112-1 H024-C06-8810-88102-1 | 275 | 2 | [21 empty] | 2 | [33 empty] | 0 | 0 | 0 | 0 | 0 | 0 | 0 | 0 | 0 | 0 | 0 | 0 | 0 | 0 | 0 | 0 | 0 | 0 | 0 | 0 | 0 | 0 | 0 | 0 | 0 | 0 | 0 | 0 | 0 | 0 | 0 | 0 | 0 | 0 | 0 | 0 | 0 | 0 | 0 | 0 | 0
H011-C04-821--8212 2 CBs in 1 Bay | 275 | 1 | [35 empty] | 1 | [19 empty] | 0 | 0 | 0 | 0 | 0 | 0 | 0 | 0 | 0 | 0 | 0 | 0 | 0 | 0 | 0 | 0 | 0 | 0 | 0 | 0 | 0 | 0 | 0 | 0 | 0 | 0 | 0 | 0 | 0 | 0 | 0 | 0 | 0 | 0 | 0 | 0 | 0 | 0 | 0 | 0 | 0

## Age Profile - 2020 - Bay-Equip
RIN Age Profile: Expressed by bay
| Description | MinV | MaxV | Type |  | 2020 | 2019 | 2018 | 2017 | 2016 | 2015 | 2014 | 2013 | 2012 | 2011 | 2010 | 2009 | 2008 | 2007 | 2006 | 2005 | 2004 | 2003 | 2002 | 2001 | 2000 | 1999 | 1998 | 1997 | 1996 | 1995 | 1994 | 1993 | 1992 | 1991 | 1990 | 1989 | 1988 | 1987 | 1986 | 1985 | 1984 | 1983 | 1982 | 1981 | 1980 | 1979 | 1978 | 1977 | 1976 | 1975 | 1974 | 1973 | 1972 | 1971 | 1970 | 1969 | 1968 | 1967 | 1966 | 1965 | 1964 | 1963 | 1962 | 1961 | 1960 | 1959 | 1958 | 1957 | 1956 | 1955 | 1954 | 1953 | 1952 | 1951 | 1950 | 1949 | 1948 | 1947 | 1946 | 1945 | 1944 | 1943 | 1942 | 1941 | 1940 | 1939 | 1938 | 1937 | 1936 | 1935 | 1934 | 1933 | 1932 | 1931 | 1930 | 1929 | 1928 | 1927 | 1926 | 1925 | 1924 | 1923 | 1922 | 1921 | 1920 | 1919 | 1918 | 1917 | 1916 | 1915 | 1914 | 1913 | 1912 | 1911
| < = 33 kV; Air Insulated circuit Breaker | 0 | 33 | CB | 3 | 0 | 0 | 0 | 0 | 0 | 0 | 0 | 0 | 0 | 0 | 0 | 0 | 0 | 0 | 0 | 0 | 0 | 0 | 0 | 0 | 0 | 0 | 0 | 0 | 0 | 0 | 0 | 0 | 0 | 0 | 0 | 1 | 0 | 0 | 0 | 0 | 2 | 0 | 0 | 0 | 0 | 0 | 0 | 0 | 0 | 0 | 0 | 0 | 0 | 0 | 0 | 0 | 0 | 0 | 0 | 0 | 0 | 0 | 0 | 0 | 0 | 0 | 0 | 0 | 0 | 0 | 0 | 0 | 0 | 0 | 0 | 0 | 0 | 0 | 0 | 0 | 0 | 0 | 0 | 0 | 0 | 0 | 0 | 0 | 0 | 0 | 0 | 0 | 0 | 0 | 0 | 0 | 0 | 0 | 0 | 0 | 0 | 0 | 0 | 0 | 0 | 0 | 0 | 0 | 0 | 0 | 0 | 0 | 0 | 0
| > 33 kV & < = 66 kV ; Air Insulated circuit Breaker | 34 | 66 | CB | 13 | 0 | 0 | 0 | 0 | 0 | 0 | 0 | 2 | 7 | 0 | 0 | 0 | 0 | 0 | 0 | 0 | 0 | 0 | 0 | 0 | 0 | 2 | 2 | 0 | 0 | 0 | 0 | 0 | 0 | 0 | 0 | 0 | 0 | 0 | 0 | 0 | 0 | 0 | 0 | 0 | 0 | 0 | 0 | 0 | 0 | 0 | 0 | 0 | 0 | 0 | 0 | 0 | 0 | 0 | 0 | 0 | 0 | 0 | 0 | 0 | 0 | 0 | 0 | 0 | 0 | 0 | 0 | 0 | 0 | 0 | 0 | 0 | 0 | 0 | 0 | 0 | 0 | 0 | 0 | 0 | 0 | 0 | 0 | 0 | 0 | 0 | 0 | 0 | 0 | 0 | 0 | 0 | 0 | 0 | 0 | 0 | 0 | 0 | 0 | 0 | 0 | 0 | 0 | 0 | 0 | 0 | 0 | 0 | 0 | 0
| > 66 kV & < = 132 kV ; Air Insulated circuit Breaker | 67 | 132 | CB | 507 | 5 | 6 | 6 | 12 | 0 | 9 | 39 | 31 | 28 | 26 | 48 | 55 | 27 | 21 | 16 | 15 | 2 | 4 | 4 | 7 | 3 | 7 | 13 | 4 | 1 | 5 | 3 | 1 | 3 | 3 | 2 | 5 | 16 | 19 | 8 | 11 | 11 | 5 | 4 | 6 | 0 | 5 | 2 | 2 | 0 | 2 | 0 | 0 | 0 | 0 | 0 | 0 | 0 | 0 | 0 | 0 | 0 | 5 | 0 | 0 | 0 | 0 | 0 | 0 | 0 | 0 | 0 | 0 | 0 | 0 | 0 | 0 | 0 | 0 | 0 | 0 | 0 | 0 | 0 | 0 | 0 | 0 | 0 | 0 | 0 | 0 | 0 | 0 | 0 | 0 | 0 | 0 | 0 | 0 | 0 | 0 | 0 | 0 | 0 | 0 | 0 | 0 | 0 | 0 | 0 | 0 | 0 | 0 | 0 | 0
| > 132 kV & < = 275 kV ; Air Insulated circuit Breaker | 133 | 275 | CB | 400 | 3 | 1 | 2 | 0 | 2 | 16 | 21 | 30 | 28 | 6 | 15 | 35 | 43 | 31 | 27 | 15 | 5 | 10 | 12 | 0 | 4 | 8 | 12 | 0 | 3 | 4 | 7 | 12 | 2 | 0 | 0 | 18 | 2 | 1 | 1 | 10 | 1 | 0 | 0 | 3 | 0 | 1 | 4 | 0 | 0 | 5 | 0 | 0 | 0 | 0 | 0 | 0 | 0 | 0 | 0 | 0 | 0 | 0 | 0 | 0 | 0 | 0 | 0 | 0 | 0 | 0 | 0 | 0 | 0 | 0 | 0 | 0 | 0 | 0 | 0 | 0 | 0 | 0 | 0 | 0 | 0 | 0 | 0 | 0 | 0 | 0 | 0 | 0 | 0 | 0 | 0 | 0 | 0 | 0 | 0 | 0 | 0 | 0 | 0 | 0 | 0 | 0 | 0 | 0 | 0 | 0 | 0 | 0 | 0 | 0
| > 275 kV & < = 330 kV ; Air Insulated circuit Breaker | 276 | 330 | CB | 8 | 0 | 0 | 0 | 0 | 0 | 0 | 0 | 0 | 3 | 0 | 0 | 0 | 1 | 0 | 0 | 4 | 0 | 0 | 0 | 0 | 0 | 0 | 0 | 0 | 0 | 0 | 0 | 0 | 0 | 0 | 0 | 0 | 0 | 0 | 0 | 0 | 0 | 0 | 0 | 0 | 0 | 0 | 0 | 0 | 0 | 0 | 0 | 0 | 0 | 0 | 0 | 0 | 0 | 0 | 0 | 0 | 0 | 0 | 0 | 0 | 0 | 0 | 0 | 0 | 0 | 0 | 0 | 0 | 0 | 0 | 0 | 0 | 0 | 0 | 0 | 0 | 0 | 0 | 0 | 0 | 0 | 0 | 0 | 0 | 0 | 0 | 0 | 0 | 0 | 0 | 0 | 0 | 0 | 0 | 0 | 0 | 0 | 0 | 0 | 0 | 0 | 0 | 0 | 0 | 0 | 0 | 0 | 0 | 0 | 0
| > 330 kV & < = 500 kV ; Air Insulated circuit Breaker | 331 | 500 | CB | 0 | 0 | 0 | 0 | 0 | 0 | 0 | 0 | 0 | 0 | 0 | 0 | 0 | 0 | 0 | 0 | 0 | 0 | 0 | 0 | 0 | 0 | 0 | 0 | 0 | 0 | 0 | 0 | 0 | 0 | 0 | 0 | 0 | 0 | 0 | 0 | 0 | 0 | 0 | 0 | 0 | 0 | 0 | 0 | 0 | 0 | 0 | 0 | 0 | 0 | 0 | 0 | 0 | 0 | 0 | 0 | 0 | 0 | 0 | 0 | 0 | 0 | 0 | 0 | 0 | 0 | 0 | 0 | 0 | 0 | 0 | 0 | 0 | 0 | 0 | 0 | 0 | 0 | 0 | 0 | 0 | 0 | 0 | 0 | 0 | 0 | 0 | 0 | 0 | 0 | 0 | 0 | 0 | 0 | 0 | 0 | 0 | 0 | 0 | 0 | 0 | 0 | 0 | 0 | 0 | 0 | 0 | 0 | 0 | 0 | 0
| > 500 kV ; Air Insulated circuit Breaker | 501 | 99999 | CB | 0 | 0 | 0 | 0 | 0 | 0 | 0 | 0 | 0 | 0 | 0 | 0 | 0 | 0 | 0 | 0 | 0 | 0 | 0 | 0 | 0 | 0 | 0 | 0 | 0 | 0 | 0 | 0 | 0 | 0 | 0 | 0 | 0 | 0 | 0 | 0 | 0 | 0 | 0 | 0 | 0 | 0 | 0 | 0 | 0 | 0 | 0 | 0 | 0 | 0 | 0 | 0 | 0 | 0 | 0 | 0 | 0 | 0 | 0 | 0 | 0 | 0 | 0 | 0 | 0 | 0 | 0 | 0 | 0 | 0 | 0 | 0 | 0 | 0 | 0 | 0 | 0 | 0 | 0 | 0 | 0 | 0 | 0 | 0 | 0 | 0 | 0 | 0 | 0 | 0 | 0 | 0 | 0 | 0 | 0 | 0 | 0 | 0 | 0 | 0 | 0 | 0 | 0 | 0 | 0 | 0 | 0 | 0 | 0 | 0 | 0
| < = 33 kV; Air Insulated Isolators / Earth Switch | 0 | 33 | IS/ES | 14 | 0 | 0 | 0 | 1 | 0 | 1 | 1 | 0 | 2 | 0 | 0 | 2 | 0 | 1 | 0 | 0 | 0 | 0 | 2 | 0 | 0 | 0 | 0 | 0 | 0 | 1 | 0 | 0 | 0 | 0 | 0 | 0 | 0 | 0 | 0 | 0 | 0 | 0 | 0 | 0 | 0 | 0 | 0 | 0 | 0 | 2 | 0 | 0 | 0 | 0 | 0 | 0 | 0 | 0 | 0 | 0 | 0 | 0 | 1 | 0 | 0 | 0 | 0 | 0 | 0 | 0 | 0 | 0 | 0 | 0 | 0 | 0 | 0 | 0 | 0 | 0 | 0 | 0 | 0 | 0 | 0 | 0 | 0 | 0 | 0 | 0 | 0 | 0 | 0 | 0 | 0 | 0 | 0 | 0 | 0 | 0 | 0 | 0 | 0 | 0 | 0 | 0 | 0 | 0 | 0 | 0 | 0 | 0 | 0 | 0
| > 33 kV & < = 66 kV ; Air Insulated Isolators / Earth Switch | 34 | 66 | IS/ES | 10 | 0 | 0 | 0 | 0 | 0 | 0 | 0 | 1 | 0 | 0 | 0 | 4 | 1 | 0 | 1 | 0 | 0 | 0 | 0 | 0 | 1 | 0 | 0 | 0 | 0 | 0 | 0 | 0 | 0 | 0 | 0 | 0 | 0 | 0 | 0 | 0 | 0 | 0 | 0 | 0 | 0 | 0 | 2 | 0 | 0 | 0 | 0 | 0 | 0 | 0 | 0 | 0 | 0 | 0 | 0 | 0 | 0 | 0 | 0 | 0 | 0 | 0 | 0 | 0 | 0 | 0 | 0 | 0 | 0 | 0 | 0 | 0 | 0 | 0 | 0 | 0 | 0 | 0 | 0 | 0 | 0 | 0 | 0 | 0 | 0 | 0 | 0 | 0 | 0 | 0 | 0 | 0 | 0 | 0 | 0 | 0 | 0 | 0 | 0 | 0 | 0 | 0 | 0 | 0 | 0 | 0 | 0 | 0 | 0 | 0
| > 66 kV & < = 132 kV ; Air Insulated Isolators / Earth Switch | 67 | 132 | IS/ES | 112 | 2 | 4 | 0 | 3 | 0 | 0 | 1 | 2 | 3 | 5 | 12 | 10 | 4 | 2 | 4 | 5 | 1 | 3 | 2 | 0 | 0 | 0 | 3 | 1 | 0 | 1 | 0 | 1 | 1 | 1 | 1 | 0 | 2 | 9 | 2 | 1 | 4 | 2 | 0 | 0 | 1 | 4 | 6 | 2 | 0 | 1 | 0 | 0 | 2 | 0 | 1 | 0 | 0 | 0 | 0 | 0 | 3 | 0 | 0 | 0 | 0 | 0 | 0 | 0 | 0 | 0 | 0 | 0 | 0 | 0 | 0 | 0 | 0 | 0 | 0 | 0 | 0 | 0 | 0 | 0 | 0 | 0 | 0 | 0 | 0 | 0 | 0 | 0 | 0 | 0 | 0 | 0 | 0 | 0 | 0 | 0 | 0 | 0 | 0 | 0 | 0 | 0 | 0 | 0 | 0 | 0 | 0 | 0 | 0 | 0
| > 132 kV & < = 275 kV ; Air Insulated Isolators / Earth Switch | 133 | 275 | IS/ES | 60 | 1 | 0 | 0 | 0 | 0 | 0 | 4 | 0 | 2 | 0 | 2 | 13 | 9 | 11 | 4 | 1 | 0 | 0 | 1 | 4 | 0 | 1 | 0 | 0 | 0 | 0 | 3 | 0 | 0 | 0 | 0 | 0 | 2 | 0 | 0 | 0 | 0 | 0 | 0 | 0 | 0 | 0 | 0 | 0 | 1 | 0 | 0 | 0 | 0 | 0 | 0 | 1 | 0 | 0 | 0 | 0 | 0 | 0 | 0 | 0 | 0 | 0 | 0 | 0 | 0 | 0 | 0 | 0 | 0 | 0 | 0 | 0 | 0 | 0 | 0 | 0 | 0 | 0 | 0 | 0 | 0 | 0 | 0 | 0 | 0 | 0 | 0 | 0 | 0 | 0 | 0 | 0 | 0 | 0 | 0 | 0 | 0 | 0 | 0 | 0 | 0 | 0 | 0 | 0 | 0 | 0 | 0 | 0 | 0 | 0
| > 275 kV & < = 330 kV ; Air Insulated Isolators / Earth Switch | 276 | 330 | IS/ES | 4 | 0 | 0 | 0 | 0 | 0 | 0 | 0 | 0 | 0 | 0 | 0 | 1 | 0 | 1 | 0 | 2 | 0 | 0 | 0 | 0 | 0 | 0 | 0 | 0 | 0 | 0 | 0 | 0 | 0 | 0 | 0 | 0 | 0 | 0 | 0 | 0 | 0 | 0 | 0 | 0 | 0 | 0 | 0 | 0 | 0 | 0 | 0 | 0 | 0 | 0 | 0 | 0 | 0 | 0 | 0 | 0 | 0 | 0 | 0 | 0 | 0 | 0 | 0 | 0 | 0 | 0 | 0 | 0 | 0 | 0 | 0 | 0 | 0 | 0 | 0 | 0 | 0 | 0 | 0 | 0 | 0 | 0 | 0 | 0 | 0 | 0 | 0 | 0 | 0 | 0 | 0 | 0 | 0 | 0 | 0 | 0 | 0 | 0 | 0 | 0 | 0 | 0 | 0 | 0 | 0 | 0 | 0 | 0 | 0 | 0
| > 330 kV & < = 500 kV ; Air Insulated Isolators / Earth Switch | 331 | 500 | IS/ES | 0 | 0 | 0 | 0 | 0 | 0 | 0 | 0 | 0 | 0 | 0 | 0 | 0 | 0 | 0 | 0 | 0 | 0 | 0 | 0 | 0 | 0 | 0 | 0 | 0 | 0 | 0 | 0 | 0 | 0 | 0 | 0 | 0 | 0 | 0 | 0 | 0 | 0 | 0 | 0 | 0 | 0 | 0 | 0 | 0 | 0 | 0 | 0 | 0 | 0 | 0 | 0 | 0 | 0 | 0 | 0 | 0 | 0 | 0 | 0 | 0 | 0 | 0 | 0 | 0 | 0 | 0 | 0 | 0 | 0 | 0 | 0 | 0 | 0 | 0 | 0 | 0 | 0 | 0 | 0 | 0 | 0 | 0 | 0 | 0 | 0 | 0 | 0 | 0 | 0 | 0 | 0 | 0 | 0 | 0 | 0 | 0 | 0 | 0 | 0 | 0 | 0 | 0 | 0 | 0 | 0 | 0 | 0 | 0 | 0 | 0
| > 500 kV ; Air Insulated Isolators / Earth Switch | 501 | 99999 | IS/ES | 0 | 0 | 0 | 0 | 0 | 0 | 0 | 0 | 0 | 0 | 0 | 0 | 0 | 0 | 0 | 0 | 0 | 0 | 0 | 0 | 0 | 0 | 0 | 0 | 0 | 0 | 0 | 0 | 0 | 0 | 0 | 0 | 0 | 0 | 0 | 0 | 0 | 0 | 0 | 0 | 0 | 0 | 0 | 0 | 0 | 0 | 0 | 0 | 0 | 0 | 0 | 0 | 0 | 0 | 0 | 0 | 0 | 0 | 0 | 0 | 0 | 0 | 0 | 0 | 0 | 0 | 0 | 0 | 0 | 0 | 0 | 0 | 0 | 0 | 0 | 0 | 0 | 0 | 0 | 0 | 0 | 0 | 0 | 0 | 0 | 0 | 0 | 0 | 0 | 0 | 0 | 0 | 0 | 0 | 0 | 0 | 0 | 0 | 0 | 0 | 0 | 0 | 0 | 0 | 0 | 0 | 0 | 0 | 0 | 0 | 0
| < = 33 kV; VT | 0 | 33 | VT | 6 | 0 | 0 | 1 | 1 | 0 | 0 | 2 | 0 | 0 | 0 | 0 | 0 | 0 | 1 | 0 | 0 | 0 | 0 | 1 | 0 | 0 | 0 | 0 | 0 | 0 | 0 | 0 | 0 | 0 | 0 | 0 | 0 | 0 | 0 | 0 | 0 | 0 | 0 | 0 | 0 | 0 | 0 | 0 | 0 | 0 | 0 | 0 | 0 | 0 | 0 | 0 | 0 | 0 | 0 | 0 | 0 | 0 | 0 | 0 | 0 | 0 | 0 | 0 | 0 | 0 | 0 | 0 | 0 | 0 | 0 | 0 | 0 | 0 | 0 | 0 | 0 | 0 | 0 | 0 | 0 | 0 | 0 | 0 | 0 | 0 | 0 | 0 | 0 | 0 | 0 | 0 | 0 | 0 | 0 | 0 | 0 | 0 | 0 | 0 | 0 | 0 | 0 | 0 | 0 | 0 | 0 | 0 | 0 | 0 | 0
| > 33 kV & < = 66 kV ; VT | 34 | 66 | VT | 9 | 0 | 0 | 1 | 1 | 0 | 0 | 0 | 1 | 0 | 0 | 0 | 0 | 0 | 1 | 0 | 0 | 0 | 0 | 1 | 0 | 0 | 0 | 1 | 0 | 0 | 0 | 0 | 0 | 0 | 0 | 0 | 0 | 0 | 0 | 0 | 1 | 0 | 0 | 0 | 0 | 0 | 0 | 0 | 0 | 0 | 2 | 0 | 0 | 0 | 0 | 0 | 0 | 0 | 0 | 0 | 0 | 0 | 0 | 0 | 0 | 0 | 0 | 0 | 0 | 0 | 0 | 0 | 0 | 0 | 0 | 0 | 0 | 0 | 0 | 0 | 0 | 0 | 0 | 0 | 0 | 0 | 0 | 0 | 0 | 0 | 0 | 0 | 0 | 0 | 0 | 0 | 0 | 0 | 0 | 0 | 0 | 0 | 0 | 0 | 0 | 0 | 0 | 0 | 0 | 0 | 0 | 0 | 0 | 0 | 0
| > 66 kV & < = 132 kV ; VT | 67 | 132 | VT | 15 | 0 | 1 | 0 | 0 | 0 | 1 | 2 | 1 | 0 | 0 | 0 | 1 | 0 | 1 | 0 | 0 | 0 | 0 | 0 | 0 | 0 | 0 | 0 | 0 | 0 | 0 | 0 | 0 | 0 | 0 | 0 | 0 | 2 | 3 | 0 | 3 | 0 | 0 | 0 | 0 | 0 | 0 | 0 | 0 | 0 | 0 | 0 | 0 | 0 | 0 | 0 | 0 | 0 | 0 | 0 | 0 | 0 | 0 | 0 | 0 | 0 | 0 | 0 | 0 | 0 | 0 | 0 | 0 | 0 | 0 | 0 | 0 | 0 | 0 | 0 | 0 | 0 | 0 | 0 | 0 | 0 | 0 | 0 | 0 | 0 | 0 | 0 | 0 | 0 | 0 | 0 | 0 | 0 | 0 | 0 | 0 | 0 | 0 | 0 | 0 | 0 | 0 | 0 | 0 | 0 | 0 | 0 | 0 | 0 | 0
| > 132 kV & < = 275 kV ; VT | 133 | 275 | VT | 4 | 0 | 0 | 0 | 0 | 1 | 0 | 1 | 0 | 0 | 0 | 0 | 2 | 0 | 0 | 0 | 0 | 0 | 0 | 0 | 0 | 0 | 0 | 0 | 0 | 0 | 0 | 0 | 0 | 0 | 0 | 0 | 0 | 0 | 0 | 0 | 0 | 0 | 0 | 0 | 0 | 0 | 0 | 0 | 0 | 0 | 0 | 0 | 0 | 0 | 0 | 0 | 0 | 0 | 0 | 0 | 0 | 0 | 0 | 0 | 0 | 0 | 0 | 0 | 0 | 0 | 0 | 0 | 0 | 0 | 0 | 0 | 0 | 0 | 0 | 0 | 0 | 0 | 0 | 0 | 0 | 0 | 0 | 0 | 0 | 0 | 0 | 0 | 0 | 0 | 0 | 0 | 0 | 0 | 0 | 0 | 0 | 0 | 0 | 0 | 0 | 0 | 0 | 0 | 0 | 0 | 0 | 0 | 0 | 0 | 0
| > 275 kV & < = 330 kV ; VT | 276 | 330 | VT | 0 | 0 | 0 | 0 | 0 | 0 | 0 | 0 | 0 | 0 | 0 | 0 | 0 | 0 | 0 | 0 | 0 | 0 | 0 | 0 | 0 | 0 | 0 | 0 | 0 | 0 | 0 | 0 | 0 | 0 | 0 | 0 | 0 | 0 | 0 | 0 | 0 | 0 | 0 | 0 | 0 | 0 | 0 | 0 | 0 | 0 | 0 | 0 | 0 | 0 | 0 | 0 | 0 | 0 | 0 | 0 | 0 | 0 | 0 | 0 | 0 | 0 | 0 | 0 | 0 | 0 | 0 | 0 | 0 | 0 | 0 | 0 | 0 | 0 | 0 | 0 | 0 | 0 | 0 | 0 | 0 | 0 | 0 | 0 | 0 | 0 | 0 | 0 | 0 | 0 | 0 | 0 | 0 | 0 | 0 | 0 | 0 | 0 | 0 | 0 | 0 | 0 | 0 | 0 | 0 | 0 | 0 | 0 | 0 | 0 | 0
| > 330 kV & < = 500 kV ; VT | 331 | 500 | VT | 0 | 0 | 0 | 0 | 0 | 0 | 0 | 0 | 0 | 0 | 0 | 0 | 0 | 0 | 0 | 0 | 0 | 0 | 0 | 0 | 0 | 0 | 0 | 0 | 0 | 0 | 0 | 0 | 0 | 0 | 0 | 0 | 0 | 0 | 0 | 0 | 0 | 0 | 0 | 0 | 0 | 0 | 0 | 0 | 0 | 0 | 0 | 0 | 0 | 0 | 0 | 0 | 0 | 0 | 0 | 0 | 0 | 0 | 0 | 0 | 0 | 0 | 0 | 0 | 0 | 0 | 0 | 0 | 0 | 0 | 0 | 0 | 0 | 0 | 0 | 0 | 0 | 0 | 0 | 0 | 0 | 0 | 0 | 0 | 0 | 0 | 0 | 0 | 0 | 0 | 0 | 0 | 0 | 0 | 0 | 0 | 0 | 0 | 0 | 0 | 0 | 0 | 0 | 0 | 0 | 0 | 0 | 0 | 0 | 0 | 0
| > 500 kV ; VT | 501 | 99999 | VT | 0 | 0 | 0 | 0 | 0 | 0 | 0 | 0 | 0 | 0 | 0 | 0 | 0 | 0 | 0 | 0 | 0 | 0 | 0 | 0 | 0 | 0 | 0 | 0 | 0 | 0 | 0 | 0 | 0 | 0 | 0 | 0 | 0 | 0 | 0 | 0 | 0 | 0 | 0 | 0 | 0 | 0 | 0 | 0 | 0 | 0 | 0 | 0 | 0 | 0 | 0 | 0 | 0 | 0 | 0 | 0 | 0 | 0 | 0 | 0 | 0 | 0 | 0 | 0 | 0 | 0 | 0 | 0 | 0 | 0 | 0 | 0 | 0 | 0 | 0 | 0 | 0 | 0 | 0 | 0 | 0 | 0 | 0 | 0 | 0 | 0 | 0 | 0 | 0 | 0 | 0 | 0 | 0 | 0 | 0 | 0 | 0 | 0 | 0 | 0 | 0 | 0 | 0 | 0 | 0 | 0 | 0 | 0 | 0 | 0 | 0
| < = 33 kV; CT | 0 | 33 | CT | 4 | 0 | 0 | 0 | 0 | 0 | 0 | 0 | 2 | 0 | 0 | 0 | 0 | 0 | 0 | 0 | 0 | 0 | 0 | 0 | 0 | 0 | 0 | 0 | 0 | 0 | 0 | 0 | 0 | 0 | 0 | 0 | 0 | 0 | 0 | 0 | 0 | 0 | 0 | 0 | 0 | 0 | 0 | 0 | 0 | 0 | 0 | 0 | 2 | 0 | 0 | 0 | 0 | 0 | 0 | 0 | 0 | 0 | 0 | 0 | 0 | 0 | 0 | 0 | 0 | 0 | 0 | 0 | 0 | 0 | 0 | 0 | 0 | 0 | 0 | 0 | 0 | 0 | 0 | 0 | 0 | 0 | 0 | 0 | 0 | 0 | 0 | 0 | 0 | 0 | 0 | 0 | 0 | 0 | 0 | 0 | 0 | 0 | 0 | 0 | 0 | 0 | 0 | 0 | 0 | 0 | 0 | 0 | 0 | 0 | 0
| > 33 kV & < = 66 kV ; CT | 34 | 66 | CT | 4 | 0 | 0 | 0 | 0 | 0 | 0 | 0 | 0 | 0 | 0 | 0 | 0 | 0 | 0 | 0 | 0 | 0 | 0 | 0 | 0 | 1 | 1 | 0 | 0 | 0 | 0 | 0 | 0 | 0 | 0 | 0 | 0 | 0 | 0 | 0 | 0 | 0 | 0 | 0 | 0 | 0 | 0 | 0 | 0 | 0 | 1 | 1 | 0 | 0 | 0 | 0 | 0 | 0 | 0 | 0 | 0 | 0 | 0 | 0 | 0 | 0 | 0 | 0 | 0 | 0 | 0 | 0 | 0 | 0 | 0 | 0 | 0 | 0 | 0 | 0 | 0 | 0 | 0 | 0 | 0 | 0 | 0 | 0 | 0 | 0 | 0 | 0 | 0 | 0 | 0 | 0 | 0 | 0 | 0 | 0 | 0 | 0 | 0 | 0 | 0 | 0 | 0 | 0 | 0 | 0 | 0 | 0 | 0 | 0 | 0
| > 66 kV & < = 132 kV ; CT | 67 | 132 | CT | 0 | 0 | 0 | 0 | 0 | 0 | 0 | 0 | 0 | 0 | 0 | 0 | 0 | 0 | 0 | 0 | 0 | 0 | 0 | 0 | 0 | 0 | 0 | 0 | 0 | 0 | 0 | 0 | 0 | 0 | 0 | 0 | 0 | 0 | 0 | 0 | 0 | 0 | 0 | 0 | 0 | 0 | 0 | 0 | 0 | 0 | 0 | 0 | 0 | 0 | 0 | 0 | 0 | 0 | 0 | 0 | 0 | 0 | 0 | 0 | 0 | 0 | 0 | 0 | 0 | 0 | 0 | 0 | 0 | 0 | 0 | 0 | 0 | 0 | 0 | 0 | 0 | 0 | 0 | 0 | 0 | 0 | 0 | 0 | 0 | 0 | 0 | 0 | 0 | 0 | 0 | 0 | 0 | 0 | 0 | 0 | 0 | 0 | 0 | 0 | 0 | 0 | 0 | 0 | 0 | 0 | 0 | 0 | 0 | 0 | 0
| > 132 kV & < = 275 kV ; CT | 133 | 275 | CT | 2 | 0 | 0 | 0 | 0 | 0 | 0 | 0 | 0 | 2 | 0 | 0 | 0 | 0 | 0 | 0 | 0 | 0 | 0 | 0 | 0 | 0 | 0 | 0 | 0 | 0 | 0 | 0 | 0 | 0 | 0 | 0 | 0 | 0 | 0 | 0 | 0 | 0 | 0 | 0 | 0 | 0 | 0 | 0 | 0 | 0 | 0 | 0 | 0 | 0 | 0 | 0 | 0 | 0 | 0 | 0 | 0 | 0 | 0 | 0 | 0 | 0 | 0 | 0 | 0 | 0 | 0 | 0 | 0 | 0 | 0 | 0 | 0 | 0 | 0 | 0 | 0 | 0 | 0 | 0 | 0 | 0 | 0 | 0 | 0 | 0 | 0 | 0 | 0 | 0 | 0 | 0 | 0 | 0 | 0 | 0 | 0 | 0 | 0 | 0 | 0 | 0 | 0 | 0 | 0 | 0 | 0 | 0 | 0 | 0 | 0
| > 275 kV & < = 330 kV ; CT | 276 | 330 | CT | 0 | 0 | 0 | 0 | 0 | 0 | 0 | 0 | 0 | 0 | 0 | 0 | 0 | 0 | 0 | 0 | 0 | 0 | 0 | 0 | 0 | 0 | 0 | 0 | 0 | 0 | 0 | 0 | 0 | 0 | 0 | 0 | 0 | 0 | 0 | 0 | 0 | 0 | 0 | 0 | 0 | 0 | 0 | 0 | 0 | 0 | 0 | 0 | 0 | 0 | 0 | 0 | 0 | 0 | 0 | 0 | 0 | 0 | 0 | 0 | 0 | 0 | 0 | 0 | 0 | 0 | 0 | 0 | 0 | 0 | 0 | 0 | 0 | 0 | 0 | 0 | 0 | 0 | 0 | 0 | 0 | 0 | 0 | 0 | 0 | 0 | 0 | 0 | 0 | 0 | 0 | 0 | 0 | 0 | 0 | 0 | 0 | 0 | 0 | 0 | 0 | 0 | 0 | 0 | 0 | 0 | 0 | 0 | 0 | 0 | 0
| > 330 kV & < = 500 kV ; CT | 331 | 500 | CT | 0 | 0 | 0 | 0 | 0 | 0 | 0 | 0 | 0 | 0 | 0 | 0 | 0 | 0 | 0 | 0 | 0 | 0 | 0 | 0 | 0 | 0 | 0 | 0 | 0 | 0 | 0 | 0 | 0 | 0 | 0 | 0 | 0 | 0 | 0 | 0 | 0 | 0 | 0 | 0 | 0 | 0 | 0 | 0 | 0 | 0 | 0 | 0 | 0 | 0 | 0 | 0 | 0 | 0 | 0 | 0 | 0 | 0 | 0 | 0 | 0 | 0 | 0 | 0 | 0 | 0 | 0 | 0 | 0 | 0 | 0 | 0 | 0 | 0 | 0 | 0 | 0 | 0 | 0 | 0 | 0 | 0 | 0 | 0 | 0 | 0 | 0 | 0 | 0 | 0 | 0 | 0 | 0 | 0 | 0 | 0 | 0 | 0 | 0 | 0 | 0 | 0 | 0 | 0 | 0 | 0 | 0 | 0 | 0 | 0 | 0
| > 500 kV ; CT | 501 | 99999 | CT | 0 | 0 | 0 | 0 | 0 | 0 | 0 | 0 | 0 | 0 | 0 | 0 | 0 | 0 | 0 | 0 | 0 | 0 | 0 | 0 | 0 | 0 | 0 | 0 | 0 | 0 | 0 | 0 | 0 | 0 | 0 | 0 | 0 | 0 | 0 | 0 | 0 | 0 | 0 | 0 | 0 | 0 | 0 | 0 | 0 | 0 | 0 | 0 | 0 | 0 | 0 | 0 | 0 | 0 | 0 | 0 | 0 | 0 | 0 | 0 | 0 | 0 | 0 | 0 | 0 | 0 | 0 | 0 | 0 | 0 | 0 | 0 | 0 | 0 | 0 | 0 | 0 | 0 | 0 | 0 | 0 | 0 | 0 | 0 | 0 | 0 | 0 | 0 | 0 | 0 | 0 | 0 | 0 | 0 | 0 | 0 | 0 | 0 | 0 | 0 | 0 | 0 | 0 | 0 | 0 | 0 | 0 | 0 | 0 | 0 | 0
1175
RIN Age Profile (data set): Expressed by equipment
[6 empty] | 2020 | 2019 | 2018 | 2017 | 2016 | 2015 | 2014 | 2013 | 2012 | 2011 | 2010 | 2009 | 2008 | 2007 | 2006 | 2005 | 2004 | 2003 | 2002 | 2001 | 2000 | 1999 | 1998 | 1997 | 1996 | 1995 | 1994 | 1993 | 1992 | 1991 | 1990 | 1989 | 1988 | 1987 | 1986 | 1985 | 1984 | 1983 | 1982 | 1981 | 1980 | 1979 | 1978 | 1977 | 1976 | 1975 | 1974 | 1973 | 1972 | 1971 | 1970 | 1969 | 1968 | 1967 | 1966 | 1965 | 1964 | 1963 | 1962 | 1961 | 1960 | 1959 | 1958 | 1957 | 1956 | 1955 | 1954 | 1953 | 1952 | 1951 | 1950 | 1949 | 1948 | 1947 | 1946 | 1945 | 1944 | 1943 | 1942 | 1941 | 1940 | 1939 | 1938 | 1937 | 1936 | 1935 | 1934 | 1933 | 1932 | 1931 | 1930 | 1929 | 1928 | 1927 | 1926 | 1925 | 1924
| Description | MinV | MaxV | Type
| < = 33 kV; Air Insulated circuit Breaker | 0 | 33 | CB | 3 | 0 | 0 | 0 | 0 | 0 | 0 | 0 | 0 | 0 | 0 | 0 | 0 | 0 | 0 | 0 | 0 | 0 | 0 | 0 | 0 | 0 | 0 | 0 | 0 | 0 | 0 | 0 | 0 | 0 | 0 | 0 | 1 | 0 | 0 | 0 | 0 | 2 | 0 | 0 | 0 | 0 | 0 | 0 | 0 | 0 | 0 | 0 | 0 | 0 | 0 | 0 | 0 | 0 | 0 | 0 | 0 | 0 | 0 | 0 | 0 | 0 | 0 | 0 | 0 | 0 | 0 | 0 | 0 | 0 | 0 | 0 | 0 | 0 | 0 | 0 | 0 | 0 | 0 | 0 | 0 | 0 | 0 | 0 | 0 | 0 | 0 | 0 | 0 | 0 | 0 | 0 | 0 | 0 | 0 | 0 | 0 | 0 | 0 | 0 | 0 | 0 | 0 | 0 | 0 | 0 | 0 | 0 | 0 | 0 | 0
| > 33 kV & < = 66 kV ; Air Insulated circuit Breaker | 34 | 66 | CB | 13 | 0 | 0 | 0 | 0 | 0 | 0 | 0 | 2 | 7 | 0 | 0 | 0 | 0 | 0 | 0 | 0 | 0 | 0 | 0 | 0 | 0 | 2 | 2 | 0 | 0 | 0 | 0 | 0 | 0 | 0 | 0 | 0 | 0 | 0 | 0 | 0 | 0 | 0 | 0 | 0 | 0 | 0 | 0 | 0 | 0 | 0 | 0 | 0 | 0 | 0 | 0 | 0 | 0 | 0 | 0 | 0 | 0 | 0 | 0 | 0 | 0 | 0 | 0 | 0 | 0 | 0 | 0 | 0 | 0 | 0 | 0 | 0 | 0 | 0 | 0 | 0 | 0 | 0 | 0 | 0 | 0 | 0 | 0 | 0 | 0 | 0 | 0 | 0 | 0 | 0 | 0 | 0 | 0 | 0 | 0 | 0 | 0 | 0 | 0 | 0 | 0 | 0 | 0 | 0 | 0 | 0 | 0 | 0 | 0 | 0
| > 66 kV & < = 132 kV ; Air Insulated circuit Breaker | 67 | 132 | CB | 510 | 5 | 6 | 6 | 12 | 0 | 9 | 39 | 32 | 28 | 26 | 48 | 57 | 27 | 21 | 16 | 15 | 2 | 4 | 4 | 7 | 3 | 7 | 13 | 4 | 1 | 5 | 3 | 1 | 3 | 3 | 2 | 5 | 16 | 19 | 8 | 11 | 11 | 5 | 4 | 6 | 0 | 5 | 2 | 2 | 0 | 2 | 0 | 0 | 0 | 0 | 0 | 0 | 0 | 0 | 0 | 0 | 0 | 5 | 0 | 0 | 0 | 0 | 0 | 0 | 0 | 0 | 0 | 0 | 0 | 0 | 0 | 0 | 0 | 0 | 0 | 0 | 0 | 0 | 0 | 0 | 0 | 0 | 0 | 0 | 0 | 0 | 0 | 0 | 0 | 0 | 0 | 0 | 0 | 0 | 0 | 0 | 0 | 0 | 0 | 0 | 0 | 0 | 0 | 0 | 0 | 0 | 0 | 0 | 0 | 0
| > 132 kV & < = 275 kV ; Air Insulated circuit Breaker | 133 | 275 | CB | 412 | 3 | 1 | 2 | 0 | 3 | 16 | 21 | 31 | 30 | 6 | 15 | 35 | 43 | 31 | 28 | 15 | 5 | 10 | 12 | 2 | 6 | 10 | 12 | 0 | 3 | 4 | 7 | 12 | 2 | 0 | 0 | 18 | 2 | 1 | 1 | 11 | 1 | 0 | 0 | 3 | 0 | 1 | 4 | 0 | 0 | 5 | 0 | 0 | 0 | 0 | 0 | 0 | 0 | 0 | 0 | 0 | 0 | 0 | 0 | 0 | 0 | 0 | 0 | 0 | 0 | 0 | 0 | 0 | 0 | 0 | 0 | 0 | 0 | 0 | 0 | 0 | 0 | 0 | 0 | 0 | 0 | 0 | 0 | 0 | 0 | 0 | 0 | 0 | 0 | 0 | 0 | 0 | 0 | 0 | 0 | 0 | 0 | 0 | 0 | 0 | 0 | 0 | 0 | 0 | 0 | 0 | 0 | 0 | 0 | 0
| > 275 kV & < = 330 kV ; Air Insulated circuit Breaker | 276 | 330 | CB | 8 | 0 | 0 | 0 | 0 | 0 | 0 | 0 | 0 | 3 | 0 | 0 | 0 | 1 | 0 | 0 | 4 | 0 | 0 | 0 | 0 | 0 | 0 | 0 | 0 | 0 | 0 | 0 | 0 | 0 | 0 | 0 | 0 | 0 | 0 | 0 | 0 | 0 | 0 | 0 | 0 | 0 | 0 | 0 | 0 | 0 | 0 | 0 | 0 | 0 | 0 | 0 | 0 | 0 | 0 | 0 | 0 | 0 | 0 | 0 | 0 | 0 | 0 | 0 | 0 | 0 | 0 | 0 | 0 | 0 | 0 | 0 | 0 | 0 | 0 | 0 | 0 | 0 | 0 | 0 | 0 | 0 | 0 | 0 | 0 | 0 | 0 | 0 | 0 | 0 | 0 | 0 | 0 | 0 | 0 | 0 | 0 | 0 | 0 | 0 | 0 | 0 | 0 | 0 | 0 | 0 | 0 | 0 | 0 | 0 | 0
| > 330 kV & < = 500 kV ; Air Insulated circuit Breaker | 331 | 500 | CB | 0 | 0 | 0 | 0 | 0 | 0 | 0 | 0 | 0 | 0 | 0 | 0 | 0 | 0 | 0 | 0 | 0 | 0 | 0 | 0 | 0 | 0 | 0 | 0 | 0 | 0 | 0 | 0 | 0 | 0 | 0 | 0 | 0 | 0 | 0 | 0 | 0 | 0 | 0 | 0 | 0 | 0 | 0 | 0 | 0 | 0 | 0 | 0 | 0 | 0 | 0 | 0 | 0 | 0 | 0 | 0 | 0 | 0 | 0 | 0 | 0 | 0 | 0 | 0 | 0 | 0 | 0 | 0 | 0 | 0 | 0 | 0 | 0 | 0 | 0 | 0 | 0 | 0 | 0 | 0 | 0 | 0 | 0 | 0 | 0 | 0 | 0 | 0 | 0 | 0 | 0 | 0 | 0 | 0 | 0 | 0 | 0 | 0 | 0 | 0 | 0 | 0 | 0 | 0 | 0 | 0 | 0 | 0 | 0 | 0 | 0
| > 500 kV ; Air Insulated circuit Breaker | 501 | 99999 | CB | 0 | 0 | 0 | 0 | 0 | 0 | 0 | 0 | 0 | 0 | 0 | 0 | 0 | 0 | 0 | 0 | 0 | 0 | 0 | 0 | 0 | 0 | 0 | 0 | 0 | 0 | 0 | 0 | 0 | 0 | 0 | 0 | 0 | 0 | 0 | 0 | 0 | 0 | 0 | 0 | 0 | 0 | 0 | 0 | 0 | 0 | 0 | 0 | 0 | 0 | 0 | 0 | 0 | 0 | 0 | 0 | 0 | 0 | 0 | 0 | 0 | 0 | 0 | 0 | 0 | 0 | 0 | 0 | 0 | 0 | 0 | 0 | 0 | 0 | 0 | 0 | 0 | 0 | 0 | 0 | 0 | 0 | 0 | 0 | 0 | 0 | 0 | 0 | 0 | 0 | 0 | 0 | 0 | 0 | 0 | 0 | 0 | 0 | 0 | 0 | 0 | 0 | 0 | 0 | 0 | 0 | 0 | 0 | 0 | 0 | 0
| < = 33 kV; Air Insulated Isolators / Earth Switch | 0 | 33 | IS/ES | 23 | 0 | 0 | 0 | 1 | 0 | 1 | 1 | 0 | 2 | 0 | 0 | 2 | 0 | 2 | 0 | 0 | 0 | 0 | 2 | 0 | 0 | 0 | 0 | 0 | 0 | 5 | 0 | 0 | 0 | 0 | 0 | 1 | 0 | 0 | 0 | 0 | 0 | 0 | 0 | 0 | 0 | 0 | 0 | 0 | 0 | 2 | 0 | 0 | 2 | 0 | 0 | 0 | 0 | 0 | 0 | 0 | 0 | 1 | 1 | 0 | 0 | 0 | 0 | 0 | 0 | 0 | 0 | 0 | 0 | 0 | 0 | 0 | 0 | 0 | 0 | 0 | 0 | 0 | 0 | 0 | 0 | 0 | 0 | 0 | 0 | 0 | 0 | 0 | 0 | 0 | 0 | 0 | 0 | 0 | 0 | 0 | 0 | 0 | 0 | 0 | 0 | 0 | 0 | 0 | 0 | 0 | 0 | 0 | 0 | 0
| > 33 kV & < = 66 kV ; Air Insulated Isolators / Earth Switch | 34 | 66 | IS/ES | 52 | 0 | 0 | 0 | 0 | 0 | 0 | 0 | 13 | 14 | 2 | 0 | 6 | 2 | 0 | 2 | 0 | 0 | 0 | 0 | 0 | 1 | 1 | 3 | 0 | 0 | 0 | 0 | 0 | 0 | 0 | 0 | 0 | 0 | 0 | 0 | 0 | 0 | 0 | 2 | 0 | 2 | 2 | 2 | 0 | 0 | 0 | 0 | 0 | 0 | 0 | 0 | 0 | 0 | 0 | 0 | 0 | 0 | 0 | 0 | 0 | 0 | 0 | 0 | 0 | 0 | 0 | 0 | 0 | 0 | 0 | 0 | 0 | 0 | 0 | 0 | 0 | 0 | 0 | 0 | 0 | 0 | 0 | 0 | 0 | 0 | 0 | 0 | 0 | 0 | 0 | 0 | 0 | 0 | 0 | 0 | 0 | 0 | 0 | 0 | 0 | 0 | 0 | 0 | 0 | 0 | 0 | 0 | 0 | 0 | 0
| > 66 kV & < = 132 kV ; Air Insulated Isolators / Earth Switch | 67 | 132 | IS/ES | 1636 | 21 | 12 | 18 | 32 | 0 | 20 | 97 | 89 | 124 | 74 | 144 | 170 | 78 | 52 | 40 | 58 | 18 | 13 | 12 | 29 | 21 | 13 | 33 | 16 | 8 | 23 | 5 | 7 | 11 | 6 | 4 | 12 | 15 | 46 | 25 | 47 | 30 | 31 | 25 | 11 | 5 | 31 | 35 | 7 | 0 | 7 | 0 | 7 | 12 | 0 | 1 | 2 | 0 | 0 | 3 | 14 | 20 | 2 | 0 | 0 | 0 | 0 | 0 | 0 | 0 | 0 | 0 | 0 | 0 | 0 | 0 | 0 | 0 | 0 | 0 | 0 | 0 | 0 | 0 | 0 | 0 | 0 | 0 | 0 | 0 | 0 | 0 | 0 | 0 | 0 | 0 | 0 | 0 | 0 | 0 | 0 | 0 | 0 | 0 | 0 | 0 | 0 | 0 | 0 | 0 | 0 | 0 | 0 | 0 | 0
| > 132 kV & < = 275 kV ; Air Insulated Isolators / Earth Switch | 133 | 275 | IS/ES | 2334 | 16 | 0 | 0 | 3 | 3 | 91 | 105 | 187 | 155 | 44 | 70 | 144 | 232 | 115 | 114 | 88 | 42 | 25 | 40 | 24 | 73 | 41 | 56 | 1 | 19 | 28 | 49 | 64 | 31 | 28 | 1 | 42 | 3 | 15 | 14 | 34 | 91 | 3 | 18 | 8 | 0 | 19 | 94 | 8 | 27 | 4 | 7 | 5 | 10 | 24 | 16 | 3 | 0 | 0 | 0 | 0 | 0 | 0 | 0 | 0 | 0 | 0 | 0 | 0 | 0 | 0 | 0 | 0 | 0 | 0 | 0 | 0 | 0 | 0 | 0 | 0 | 0 | 0 | 0 | 0 | 0 | 0 | 0 | 0 | 0 | 0 | 0 | 0 | 0 | 0 | 0 | 0 | 0 | 0 | 0 | 0 | 0 | 0 | 0 | 0 | 0 | 0 | 0 | 0 | 0 | 0 | 0 | 0 | 0 | 0
| > 275 kV & < = 330 kV ; Air Insulated Isolators / Earth Switch | 276 | 330 | IS/ES | 44 | 0 | 0 | 0 | 0 | 0 | 0 | 0 | 0 | 9 | 0 | 0 | 2 | 5 | 1 | 0 | 27 | 0 | 0 | 0 | 0 | 0 | 0 | 0 | 0 | 0 | 0 | 0 | 0 | 0 | 0 | 0 | 0 | 0 | 0 | 0 | 0 | 0 | 0 | 0 | 0 | 0 | 0 | 0 | 0 | 0 | 0 | 0 | 0 | 0 | 0 | 0 | 0 | 0 | 0 | 0 | 0 | 0 | 0 | 0 | 0 | 0 | 0 | 0 | 0 | 0 | 0 | 0 | 0 | 0 | 0 | 0 | 0 | 0 | 0 | 0 | 0 | 0 | 0 | 0 | 0 | 0 | 0 | 0 | 0 | 0 | 0 | 0 | 0 | 0 | 0 | 0 | 0 | 0 | 0 | 0 | 0 | 0 | 0 | 0 | 0 | 0 | 0 | 0 | 0 | 0 | 0 | 0 | 0 | 0 | 0
| > 330 kV & < = 500 kV ; Air Insulated Isolators / Earth Switch | 331 | 500 | IS/ES | 0 | 0 | 0 | 0 | 0 | 0 | 0 | 0 | 0 | 0 | 0 | 0 | 0 | 0 | 0 | 0 | 0 | 0 | 0 | 0 | 0 | 0 | 0 | 0 | 0 | 0 | 0 | 0 | 0 | 0 | 0 | 0 | 0 | 0 | 0 | 0 | 0 | 0 | 0 | 0 | 0 | 0 | 0 | 0 | 0 | 0 | 0 | 0 | 0 | 0 | 0 | 0 | 0 | 0 | 0 | 0 | 0 | 0 | 0 | 0 | 0 | 0 | 0 | 0 | 0 | 0 | 0 | 0 | 0 | 0 | 0 | 0 | 0 | 0 | 0 | 0 | 0 | 0 | 0 | 0 | 0 | 0 | 0 | 0 | 0 | 0 | 0 | 0 | 0 | 0 | 0 | 0 | 0 | 0 | 0 | 0 | 0 | 0 | 0 | 0 | 0 | 0 | 0 | 0 | 0 | 0 | 0 | 0 | 0 | 0 | 0
| > 500 kV ; Air Insulated Isolators / Earth Switch | 501 | 99999 | IS/ES | 0 | 0 | 0 | 0 | 0 | 0 | 0 | 0 | 0 | 0 | 0 | 0 | 0 | 0 | 0 | 0 | 0 | 0 | 0 | 0 | 0 | 0 | 0 | 0 | 0 | 0 | 0 | 0 | 0 | 0 | 0 | 0 | 0 | 0 | 0 | 0 | 0 | 0 | 0 | 0 | 0 | 0 | 0 | 0 | 0 | 0 | 0 | 0 | 0 | 0 | 0 | 0 | 0 | 0 | 0 | 0 | 0 | 0 | 0 | 0 | 0 | 0 | 0 | 0 | 0 | 0 | 0 | 0 | 0 | 0 | 0 | 0 | 0 | 0 | 0 | 0 | 0 | 0 | 0 | 0 | 0 | 0 | 0 | 0 | 0 | 0 | 0 | 0 | 0 | 0 | 0 | 0 | 0 | 0 | 0 | 0 | 0 | 0 | 0 | 0 | 0 | 0 | 0 | 0 | 0 | 0 | 0 | 0 | 0 | 0 | 0
| < = 33 kV; VT | 0 | 33 | VT | 17 | 0 | 0 | 3 | 3 | 0 | 0 | 6 | 0 | 0 | 0 | 0 | 0 | 0 | 2 | 0 | 0 | 0 | 0 | 1 | 0 | 0 | 0 | 0 | 0 | 0 | 0 | 0 | 0 | 0 | 0 | 0 | 0 | 0 | 0 | 0 | 0 | 0 | 0 | 0 | 0 | 0 | 0 | 0 | 0 | 0 | 0 | 0 | 0 | 1 | 1 | 0 | 0 | 0 | 0 | 0 | 0 | 0 | 0 | 0 | 0 | 0 | 0 | 0 | 0 | 0 | 0 | 0 | 0 | 0 | 0 | 0 | 0 | 0 | 0 | 0 | 0 | 0 | 0 | 0 | 0 | 0 | 0 | 0 | 0 | 0 | 0 | 0 | 0 | 0 | 0 | 0 | 0 | 0 | 0 | 0 | 0 | 0 | 0 | 0 | 0 | 0 | 0 | 0 | 0 | 0 | 0 | 0 | 0 | 0 | 0
| > 33 kV & < = 66 kV ; VT | 34 | 66 | VT | 48 | 0 | 1 | 3 | 3 | 0 | 0 | 1 | 3 | 0 | 0 | 0 | 0 | 0 | 3 | 0 | 3 | 3 | 0 | 3 | 0 | 7 | 0 | 3 | 0 | 0 | 0 | 0 | 0 | 0 | 0 | 0 | 0 | 0 | 0 | 0 | 3 | 0 | 0 | 0 | 0 | 2 | 0 | 6 | 0 | 0 | 4 | 0 | 0 | 0 | 0 | 0 | 0 | 0 | 0 | 0 | 0 | 0 | 0 | 0 | 0 | 0 | 0 | 0 | 0 | 0 | 0 | 0 | 0 | 0 | 0 | 0 | 0 | 0 | 0 | 0 | 0 | 0 | 0 | 0 | 0 | 0 | 0 | 0 | 0 | 0 | 0 | 0 | 0 | 0 | 0 | 0 | 0 | 0 | 0 | 0 | 0 | 0 | 0 | 0 | 0 | 0 | 0 | 0 | 0 | 0 | 0 | 0 | 0 | 0 | 0
| > 66 kV & < = 132 kV ; VT | 67 | 132 | VT | 1161 | 9 | 26 | 8 | 24 | 12 | 24 | 70 | 64 | 61 | 59 | 114 | 91 | 56 | 80 | 27 | 42 | 13 | 79 | 49 | 30 | 18 | 9 | 25 | 12 | 5 | 3 | 3 | 3 | 4 | 0 | 0 | 3 | 12 | 39 | 2 | 38 | 4 | 15 | 7 | 0 | 0 | 2 | 10 | 0 | 5 | 0 | 0 | 0 | 0 | 0 | 0 | 0 | 0 | 3 | 1 | 0 | 0 | 0 | 0 | 0 | 0 | 0 | 0 | 0 | 0 | 0 | 0 | 0 | 0 | 0 | 0 | 0 | 0 | 0 | 0 | 0 | 0 | 0 | 0 | 0 | 0 | 0 | 0 | 0 | 0 | 0 | 0 | 0 | 0 | 0 | 0 | 0 | 0 | 0 | 0 | 0 | 0 | 0 | 0 | 0 | 0 | 0 | 0 | 0 | 0 | 0 | 0 | 0 | 0 | 0
| > 132 kV & < = 275 kV ; VT | 133 | 275 | VT | 660 | 6 | 24 | 1 | 8 | 3 | 29 | 49 | 75 | 60 | 24 | 21 | 45 | 59 | 30 | 32 | 16 | 3 | 10 | 22 | 6 | 20 | 16 | 13 | 15 | 0 | 3 | 0 | 0 | 0 | 0 | 0 | 2 | 8 | 1 | 0 | 15 | 24 | 1 | 0 | 0 | 0 | 0 | 15 | 0 | 0 | 0 | 1 | 0 | 0 | 0 | 3 | 0 | 0 | 0 | 0 | 0 | 0 | 0 | 0 | 0 | 0 | 0 | 0 | 0 | 0 | 0 | 0 | 0 | 0 | 0 | 0 | 0 | 0 | 0 | 0 | 0 | 0 | 0 | 0 | 0 | 0 | 0 | 0 | 0 | 0 | 0 | 0 | 0 | 0 | 0 | 0 | 0 | 0 | 0 | 0 | 0 | 0 | 0 | 0 | 0 | 0 | 0 | 0 | 0 | 0 | 0 | 0 | 0 | 0 | 0
| > 275 kV & < = 330 kV ; VT | 276 | 330 | VT | 15 | 0 | 0 | 0 | 0 | 0 | 0 | 0 | 0 | 0 | 0 | 3 | 0 | 3 | 0 | 0 | 9 | 0 | 0 | 0 | 0 | 0 | 0 | 0 | 0 | 0 | 0 | 0 | 0 | 0 | 0 | 0 | 0 | 0 | 0 | 0 | 0 | 0 | 0 | 0 | 0 | 0 | 0 | 0 | 0 | 0 | 0 | 0 | 0 | 0 | 0 | 0 | 0 | 0 | 0 | 0 | 0 | 0 | 0 | 0 | 0 | 0 | 0 | 0 | 0 | 0 | 0 | 0 | 0 | 0 | 0 | 0 | 0 | 0 | 0 | 0 | 0 | 0 | 0 | 0 | 0 | 0 | 0 | 0 | 0 | 0 | 0 | 0 | 0 | 0 | 0 | 0 | 0 | 0 | 0 | 0 | 0 | 0 | 0 | 0 | 0 | 0 | 0 | 0 | 0 | 0 | 0 | 0 | 0 | 0 | 0
| > 330 kV & < = 500 kV ; VT | 331 | 500 | VT | 0 | 0 | 0 | 0 | 0 | 0 | 0 | 0 | 0 | 0 | 0 | 0 | 0 | 0 | 0 | 0 | 0 | 0 | 0 | 0 | 0 | 0 | 0 | 0 | 0 | 0 | 0 | 0 | 0 | 0 | 0 | 0 | 0 | 0 | 0 | 0 | 0 | 0 | 0 | 0 | 0 | 0 | 0 | 0 | 0 | 0 | 0 | 0 | 0 | 0 | 0 | 0 | 0 | 0 | 0 | 0 | 0 | 0 | 0 | 0 | 0 | 0 | 0 | 0 | 0 | 0 | 0 | 0 | 0 | 0 | 0 | 0 | 0 | 0 | 0 | 0 | 0 | 0 | 0 | 0 | 0 | 0 | 0 | 0 | 0 | 0 | 0 | 0 | 0 | 0 | 0 | 0 | 0 | 0 | 0 | 0 | 0 | 0 | 0 | 0 | 0 | 0 | 0 | 0 | 0 | 0 | 0 | 0 | 0 | 0 | 0
| > 500 kV ; VT | 501 | 99999 | VT | 0 | 0 | 0 | 0 | 0 | 0 | 0 | 0 | 0 | 0 | 0 | 0 | 0 | 0 | 0 | 0 | 0 | 0 | 0 | 0 | 0 | 0 | 0 | 0 | 0 | 0 | 0 | 0 | 0 | 0 | 0 | 0 | 0 | 0 | 0 | 0 | 0 | 0 | 0 | 0 | 0 | 0 | 0 | 0 | 0 | 0 | 0 | 0 | 0 | 0 | 0 | 0 | 0 | 0 | 0 | 0 | 0 | 0 | 0 | 0 | 0 | 0 | 0 | 0 | 0 | 0 | 0 | 0 | 0 | 0 | 0 | 0 | 0 | 0 | 0 | 0 | 0 | 0 | 0 | 0 | 0 | 0 | 0 | 0 | 0 | 0 | 0 | 0 | 0 | 0 | 0 | 0 | 0 | 0 | 0 | 0 | 0 | 0 | 0 | 0 | 0 | 0 | 0 | 0 | 0 | 0 | 0 | 0 | 0 | 0 | 0
| < = 33 kV; CT | 0 | 33 | CT | 41 | 0 | 0 | 12 | 0 | 0 | 0 | 0 | 12 | 0 | 0 | 0 | 0 | 0 | 6 | 0 | 0 | 0 | 6 | 0 | 0 | 0 | 0 | 0 | 0 | 0 | 3 | 0 | 0 | 0 | 0 | 0 | 0 | 0 | 0 | 0 | 0 | 0 | 0 | 0 | 0 | 0 | 0 | 0 | 0 | 0 | 0 | 0 | 2 | 0 | 0 | 0 | 0 | 0 | 0 | 0 | 0 | 0 | 0 | 0 | 0 | 0 | 0 | 0 | 0 | 0 | 0 | 0 | 0 | 0 | 0 | 0 | 0 | 0 | 0 | 0 | 0 | 0 | 0 | 0 | 0 | 0 | 0 | 0 | 0 | 0 | 0 | 0 | 0 | 0 | 0 | 0 | 0 | 0 | 0 | 0 | 0 | 0 | 0 | 0 | 0 | 0 | 0 | 0 | 0 | 0 | 0 | 0 | 0 | 0 | 0
| > 33 kV & < = 66 kV ; CT | 34 | 66 | CT | 72 | 0 | 0 | 3 | 2 | 4 | 3 | 0 | 3 | 0 | 0 | 0 | 12 | 0 | 3 | 0 | 5 | 1 | 0 | 3 | 2 | 4 | 3 | 9 | 0 | 0 | 0 | 0 | 0 | 0 | 0 | 0 | 3 | 0 | 0 | 0 | 0 | 0 | 0 | 6 | 0 | 0 | 0 | 0 | 0 | 0 | 3 | 3 | 0 | 0 | 0 | 0 | 0 | 0 | 0 | 0 | 0 | 0 | 0 | 0 | 0 | 0 | 0 | 0 | 0 | 0 | 0 | 0 | 0 | 0 | 0 | 0 | 0 | 0 | 0 | 0 | 0 | 0 | 0 | 0 | 0 | 0 | 0 | 0 | 0 | 0 | 0 | 0 | 0 | 0 | 0 | 0 | 0 | 0 | 0 | 0 | 0 | 0 | 0 | 0 | 0 | 0 | 0 | 0 | 0 | 0 | 0 | 0 | 0 | 0 | 0
| > 66 kV & < = 132 kV ; CT | 67 | 132 | CT | 1095 | 0 | 8 | 4 | 12 | 0 | 0 | 15 | 7 | 58 | 42 | 108 | 124 | 46 | 28 | 70 | 60 | 9 | 12 | 9 | 60 | 35 | 34 | 51 | 21 | 8 | 21 | 0 | 12 | 12 | 11 | 3 | 18 | 10 | 33 | 8 | 56 | 25 | 18 | 0 | 4 | 0 | 24 | 4 | 0 | 3 | 3 | 0 | 0 | 0 | 0 | 0 | 0 | 0 | 0 | 8 | 0 | 0 | 1 | 0 | 0 | 0 | 0 | 0 | 0 | 0 | 0 | 0 | 0 | 0 | 0 | 0 | 0 | 0 | 0 | 0 | 0 | 0 | 0 | 0 | 0 | 0 | 0 | 0 | 0 | 0 | 0 | 0 | 0 | 0 | 0 | 0 | 0 | 0 | 0 | 0 | 0 | 0 | 0 | 0 | 0 | 0 | 0 | 0 | 0 | 0 | 0 | 0 | 0 | 0 | 0
| > 132 kV & < = 275 kV ; CT | 133 | 275 | CT | 1143 | 0 | 6 | 1 | 5 | 46 | 100 | 31 | 91 | 90 | 21 | 65 | 92 | 126 | 75 | 81 | 46 | 10 | 23 | 30 | 1 | 0 | 5 | 38 | 0 | 2 | 0 | 0 | 18 | 2 | 0 | 0 | 9 | 9 | 10 | 21 | 29 | 6 | 17 | 0 | 0 | 0 | 0 | 23 | 0 | 0 | 14 | 0 | 0 | 0 | 0 | 0 | 0 | 0 | 0 | 0 | 0 | 0 | 0 | 0 | 0 | 0 | 0 | 0 | 0 | 0 | 0 | 0 | 0 | 0 | 0 | 0 | 0 | 0 | 0 | 0 | 0 | 0 | 0 | 0 | 0 | 0 | 0 | 0 | 0 | 0 | 0 | 0 | 0 | 0 | 0 | 0 | 0 | 0 | 0 | 0 | 0 | 0 | 0 | 0 | 0 | 0 | 0 | 0 | 0 | 0 | 0 | 0 | 0 | 0 | 0
| > 275 kV & < = 330 kV ; CT | 276 | 330 | CT | 24 | 0 | 0 | 0 | 0 | 0 | 0 | 0 | 0 | 9 | 0 | 0 | 0 | 2 | 1 | 0 | 12 | 0 | 0 | 0 | 0 | 0 | 0 | 0 | 0 | 0 | 0 | 0 | 0 | 0 | 0 | 0 | 0 | 0 | 0 | 0 | 0 | 0 | 0 | 0 | 0 | 0 | 0 | 0 | 0 | 0 | 0 | 0 | 0 | 0 | 0 | 0 | 0 | 0 | 0 | 0 | 0 | 0 | 0 | 0 | 0 | 0 | 0 | 0 | 0 | 0 | 0 | 0 | 0 | 0 | 0 | 0 | 0 | 0 | 0 | 0 | 0 | 0 | 0 | 0 | 0 | 0 | 0 | 0 | 0 | 0 | 0 | 0 | 0 | 0 | 0 | 0 | 0 | 0 | 0 | 0 | 0 | 0 | 0 | 0 | 0 | 0 | 0 | 0 | 0 | 0 | 0 | 0 | 0 | 0 | 0
| > 330 kV & < = 500 kV ; CT | 331 | 500 | CT | 0 | 0 | 0 | 0 | 0 | 0 | 0 | 0 | 0 | 0 | 0 | 0 | 0 | 0 | 0 | 0 | 0 | 0 | 0 | 0 | 0 | 0 | 0 | 0 | 0 | 0 | 0 | 0 | 0 | 0 | 0 | 0 | 0 | 0 | 0 | 0 | 0 | 0 | 0 | 0 | 0 | 0 | 0 | 0 | 0 | 0 | 0 | 0 | 0 | 0 | 0 | 0 | 0 | 0 | 0 | 0 | 0 | 0 | 0 | 0 | 0 | 0 | 0 | 0 | 0 | 0 | 0 | 0 | 0 | 0 | 0 | 0 | 0 | 0 | 0 | 0 | 0 | 0 | 0 | 0 | 0 | 0 | 0 | 0 | 0 | 0 | 0 | 0 | 0 | 0 | 0 | 0 | 0 | 0 | 0 | 0 | 0 | 0 | 0 | 0 | 0 | 0 | 0 | 0 | 0 | 0 | 0 | 0 | 0 | 0 | 0
| > 500 kV ; CT | 501 | 99999 | CT | 0 | 0 | 0 | 0 | 0 | 0 | 0 | 0 | 0 | 0 | 0 | 0 | 0 | 0 | 0 | 0 | 0 | 0 | 0 | 0 | 0 | 0 | 0 | 0 | 0 | 0 | 0 | 0 | 0 | 0 | 0 | 0 | 0 | 0 | 0 | 0 | 0 | 0 | 0 | 0 | 0 | 0 | 0 | 0 | 0 | 0 | 0 | 0 | 0 | 0 | 0 | 0 | 0 | 0 | 0 | 0 | 0 | 0 | 0 | 0 | 0 | 0 | 0 | 0 | 0 | 0 | 0 | 0 | 0 | 0 | 0 | 0 | 0 | 0 | 0 | 0 | 0 | 0 | 0 | 0 | 0 | 0 | 0 | 0 | 0 | 0 | 0 | 0 | 0 | 0 | 0 | 0 | 0 | 0 | 0 | 0 | 0 | 0 | 0 | 0 | 0 | 0 | 0 | 0 | 0 | 0 | 0 | 0 | 0 | 0 | 0
|  |  |  | 9311 |  | 60 | 84 | 61 | 105 | 71 | 293 | 435 | 609 | 650 | 298 | 588 | 780 | 680 | 450 | 410 | 400 | 106 | 182 | 187 | 161 | 188 | 141 | 258 | 69 | 46 | 95 | 67 | 117 | 65 | 48 | 10 | 114 | 75 | 164 | 79 | 244 | 194 | 90 | 62 | 32 | 9 | 84 | 195 | 17 | 35 | 44 | 11 | 14 | 25 | 25 | 20 | 5 | 0 | 3 | 12 | 14 | 20 | 9 | 1 | 0 | 0 | 0 | 0 | 0 | 0 | 0 | 0 | 0 | 0 | 0 | 0 | 0 | 0 | 0 | 0 | 0 | 0 | 0 | 0 | 0 | 0 | 0 | 0 | 0 | 0 | 0 | 0 | 0 | 0 | 0 | 0 | 0 | 0 | 0 | 0 | 0 | 0
Net Adjustments to RIN CB Quantites
| Description | MinV | MaxV | Type
| < = 33 kV; Air Insulated circuit Breaker | 0 | 33 | CB | 0 | 0 | 0 | 0 | 0 | 0 | 0 | 0 | 0 | 0 | 0 | 0 | 0 | 0 | 0 | 0 | 0 | 0 | 0 | 0 | 0 | 0 | 0 | 0 | 0 | 0 | 0 | 0 | 0 | 0 | 0 | 0 | 0 | 0 | 0 | 0 | 0 | 0 | 0 | 0 | 0 | 0 | 0 | 0 | 0 | 0 | 0 | 0 | 0 | 0 | 0 | 0 | 0 | 0 | 0 | 0 | 0 | 0 | 0 | 0 | 0 | 0 | 0 | 0 | 0 | 0 | 0 | 0 | 0 | 0 | 0 | 0 | 0 | 0 | 0 | 0 | 0 | 0 | 0 | 0 | 0 | 0 | 0 | 0 | 0 | 0 | 0 | 0 | 0 | 0 | 0 | 0 | 0 | 0 | 0 | 0 | 0 | 0
| > 33 kV & < = 66 kV ; Air Insulated circuit Breaker | 34 | 66 | CB | 0 | 0 | 0 | 0 | 0 | 0 | 0 | 0 | 0 | 0 | 0 | 0 | 0 | 0 | 0 | 0 | 0 | 0 | 0 | 0 | 0 | 0 | 0 | 0 | 0 | 0 | 0 | 0 | 0 | 0 | 0 | 0 | 0 | 0 | 0 | 0 | 0 | 0 | 0 | 0 | 0 | 0 | 0 | 0 | 0 | 0 | 0 | 0 | 0 | 0 | 0 | 0 | 0 | 0 | 0 | 0 | 0 | 0 | 0 | 0 | 0 | 0 | 0 | 0 | 0 | 0 | 0 | 0 | 0 | 0 | 0 | 0 | 0 | 0 | 0 | 0 | 0 | 0 | 0 | 0 | 0 | 0 | 0 | 0 | 0 | 0 | 0 | 0 | 0 | 0 | 0 | 0 | 0 | 0 | 0 | 0 | 0 | 0
| > 66 kV & < = 132 kV ; Air Insulated circuit Breaker | 67 | 132 | CB | 3 | 0 | 0 | 0 | 0 | 0 | 0 | 0 | 1 | 0 | 0 | 0 | 2 | 0 | 0 | 0 | 0 | 0 | 0 | 0 | 0 | 0 | 0 | 0 | 0 | 0 | 0 | 0 | 0 | 0 | 0 | 0 | 0 | 0 | 0 | 0 | 0 | 0 | 0 | 0 | 0 | 0 | 0 | 0 | 0 | 0 | 0 | 0 | 0 | 0 | 0 | 0 | 0 | 0 | 0 | 0 | 0 | 0 | 0 | 0 | 0 | 0 | 0 | 0 | 0 | 0 | 0 | 0 | 0 | 0 | 0 | 0 | 0 | 0 | 0 | 0 | 0 | 0 | 0 | 0 | 0 | 0 | 0 | 0 | 0 | 0 | 0 | 0 | 0 | 0 | 0 | 0 | 0 | 0 | 0 | 0 | 0 | 0
| > 132 kV & < = 275 kV ; Air Insulated circuit Breaker | 133 | 275 | CB | 12 | 0 | 0 | 0 | 0 | 1 | 0 | 0 | 1 | 2 | 0 | 0 | 0 | 0 | 0 | 1 | 0 | 0 | 0 | 0 | 2 | 2 | 2 | 0 | 0 | 0 | 0 | 0 | 0 | 0 | 0 | 0 | 0 | 0 | 0 | 0 | 1 | 0 | 0 | 0 | 0 | 0 | 0 | 0 | 0 | 0 | 0 | 0 | 0 | 0 | 0 | 0 | 0 | 0 | 0 | 0 | 0 | 0 | 0 | 0 | 0 | 0 | 0 | 0 | 0 | 0 | 0 | 0 | 0 | 0 | 0 | 0 | 0 | 0 | 0 | 0 | 0 | 0 | 0 | 0 | 0 | 0 | 0 | 0 | 0 | 0 | 0 | 0 | 0 | 0 | 0 | 0 | 0 | 0 | 0 | 0 | 0 | 0
| > 275 kV & < = 330 kV ; Air Insulated circuit Breaker | 276 | 330 | CB | 0 | 0 | 0 | 0 | 0 | 0 | 0 | 0 | 0 | 0 | 0 | 0 | 0 | 0 | 0 | 0 | 0 | 0 | 0 | 0 | 0 | 0 | 0 | 0 | 0 | 0 | 0 | 0 | 0 | 0 | 0 | 0 | 0 | 0 | 0 | 0 | 0 | 0 | 0 | 0 | 0 | 0 | 0 | 0 | 0 | 0 | 0 | 0 | 0 | 0 | 0 | 0 | 0 | 0 | 0 | 0 | 0 | 0 | 0 | 0 | 0 | 0 | 0 | 0 | 0 | 0 | 0 | 0 | 0 | 0 | 0 | 0 | 0 | 0 | 0 | 0 | 0 | 0 | 0 | 0 | 0 | 0 | 0 | 0 | 0 | 0 | 0 | 0 | 0 | 0 | 0 | 0 | 0 | 0 | 0 | 0 | 0 | 0
| > 330 kV & < = 500 kV ; Air Insulated circuit Breaker | 331 | 500 | CB | 0 | 0 | 0 | 0 | 0 | 0 | 0 | 0 | 0 | 0 | 0 | 0 | 0 | 0 | 0 | 0 | 0 | 0 | 0 | 0 | 0 | 0 | 0 | 0 | 0 | 0 | 0 | 0 | 0 | 0 | 0 | 0 | 0 | 0 | 0 | 0 | 0 | 0 | 0 | 0 | 0 | 0 | 0 | 0 | 0 | 0 | 0 | 0 | 0 | 0 | 0 | 0 | 0 | 0 | 0 | 0 | 0 | 0 | 0 | 0 | 0 | 0 | 0 | 0 | 0 | 0 | 0 | 0 | 0 | 0 | 0 | 0 | 0 | 0 | 0 | 0 | 0 | 0 | 0 | 0 | 0 | 0 | 0 | 0 | 0 | 0 | 0 | 0 | 0 | 0 | 0 | 0 | 0 | 0 | 0 | 0 | 0 | 0
| > 500 kV ; Air Insulated circuit Breaker | 500 | 9999 | CB | 0 | 0 | 0 | 0 | 0 | 0 | 0 | 0 | 0 | 0 | 0 | 0 | 0 | 0 | 0 | 0 | 0 | 0 | 0 | 0 | 0 | 0 | 0 | 0 | 0 | 0 | 0 | 0 | 0 | 0 | 0 | 0 | 0 | 0 | 0 | 0 | 0 | 0 | 0 | 0 | 0 | 0 | 0 | 0 | 0 | 0 | 0 | 0 | 0 | 0 | 0 | 0 | 0 | 0 | 0 | 0 | 0 | 0 | 0 | 0 | 0 | 0 | 0 | 0 | 0 | 0 | 0 | 0 | 0 | 0 | 0 | 0 | 0 | 0 | 0 | 0 | 0 | 0 | 0 | 0 | 0 | 0 | 0 | 0 | 0 | 0 | 0 | 0 | 0 | 0 | 0 | 0 | 0 | 0 | 0 | 0 | 0 | 0
Unknown Difference of Circuit Breakers (Check 0)
[6 empty] | 2020 | 2019 | 2018 | 2017 | 2016 | 2015 | 2014 | 2013 | 2012 | 2011 | 2010 | 2009 | 2008 | 2007 | 2006 | 2005 | 2004 | 2003 | 2002 | 2001 | 2000 | 1999 | 1998 | 1997 | 1996 | 1995 | 1994 | 1993 | 1992 | 1991 | 1990 | 1989 | 1988 | 1987 | 1986 | 1985 | 1984 | 1983 | 1982 | 1981 | 1980 | 1979 | 1978 | 1977 | 1976 | 1975 | 1974 | 1973 | 1972 | 1971 | 1970 | 1969 | 1968 | 1967 | 1966 | 1965 | 1964 | 1963 | 1962 | 1961 | 1960 | 1959 | 1958 | 1957 | 1956 | 1955 | 1954 | 1953 | 1952 | 1951 | 1950 | 1949 | 1948 | 1947 | 1946 | 1945 | 1944 | 1943 | 1942 | 1941 | 1940 | 1939 | 1938 | 1937 | 1936 | 1935 | 1934 | 1933 | 1932 | 1931 | 1930 | 1929 | 1928 | 1927 | 1926 | 1925 | 1924
| Description | MinV | MaxV | Type
| < = 33 kV; Air Insulated circuit Breaker | 0 | 33 | CB | 0 | 0 | 0 | 0 | 0 | 0 | 0 | 0 | 0 | 0 | 0 | 0 | 0 | 0 | 0 | 0 | 0 | 0 | 0 | 0 | 0 | 0 | 0 | 0 | 0 | 0 | 0 | 0 | 0 | 0 | 0 | 0 | 0 | 0 | 0 | 0 | 0 | 0 | 0 | 0 | 0 | 0 | 0 | 0 | 0 | 0 | 0 | 0 | 0 | 0 | 0 | 0 | 0 | 0 | 0 | 0 | 0 | 0 | 0 | 0 | 0 | 0 | 0 | 0 | 0 | 0 | 0 | 0 | 0 | 0 | 0 | 0 | 0 | 0 | 0 | 0 | 0 | 0 | 0 | 0 | 0 | 0 | 0 | 0 | 0 | 0 | 0 | 0 | 0 | 0 | 0 | 0 | 0 | 0 | 0 | 0 | 0 | 0
| > 33 kV & < = 66 kV ; Air Insulated circuit Breaker | 34 | 66 | CB | 0 | 0 | 0 | 0 | 0 | 0 | 0 | 0 | 0 | 0 | 0 | 0 | 0 | 0 | 0 | 0 | 0 | 0 | 0 | 0 | 0 | 0 | 0 | 0 | 0 | 0 | 0 | 0 | 0 | 0 | 0 | 0 | 0 | 0 | 0 | 0 | 0 | 0 | 0 | 0 | 0 | 0 | 0 | 0 | 0 | 0 | 0 | 0 | 0 | 0 | 0 | 0 | 0 | 0 | 0 | 0 | 0 | 0 | 0 | 0 | 0 | 0 | 0 | 0 | 0 | 0 | 0 | 0 | 0 | 0 | 0 | 0 | 0 | 0 | 0 | 0 | 0 | 0 | 0 | 0 | 0 | 0 | 0 | 0 | 0 | 0 | 0 | 0 | 0 | 0 | 0 | 0 | 0 | 0 | 0 | 0 | 0 | 0
| > 66 kV & < = 132 kV ; Air Insulated circuit Breaker | 67 | 132 | CB | 0 | 0 | 0 | 0 | 0 | 0 | 0 | 0 | 0 | 0 | 0 | 0 | 0 | 0 | 0 | 0 | 0 | 0 | 0 | 0 | 0 | 0 | 0 | 0 | 0 | 0 | 0 | 0 | 0 | 0 | 0 | 0 | 0 | 0 | 0 | 0 | 0 | 0 | 0 | 0 | 0 | 0 | 0 | 0 | 0 | 0 | 0 | 0 | 0 | 0 | 0 | 0 | 0 | 0 | 0 | 0 | 0 | 0 | 0 | 0 | 0 | 0 | 0 | 0 | 0 | 0 | 0 | 0 | 0 | 0 | 0 | 0 | 0 | 0 | 0 | 0 | 0 | 0 | 0 | 0 | 0 | 0 | 0 | 0 | 0 | 0 | 0 | 0 | 0 | 0 | 0 | 0 | 0 | 0 | 0 | 0 | 0 | 0
| > 132 kV & < = 275 kV ; Air Insulated circuit Breaker | 133 | 275 | CB | 0 | 0 | 0 | 0 | 0 | 0 | 0 | 0 | 0 | 0 | 0 | 0 | 0 | 0 | 0 | 0 | 0 | 0 | 0 | 0 | 0 | 0 | 0 | 0 | 0 | 0 | 0 | 0 | 0 | 0 | 0 | 0 | 0 | 0 | 0 | 0 | 0 | 0 | 0 | 0 | 0 | 0 | 0 | 0 | 0 | 0 | 0 | 0 | 0 | 0 | 0 | 0 | 0 | 0 | 0 | 0 | 0 | 0 | 0 | 0 | 0 | 0 | 0 | 0 | 0 | 0 | 0 | 0 | 0 | 0 | 0 | 0 | 0 | 0 | 0 | 0 | 0 | 0 | 0 | 0 | 0 | 0 | 0 | 0 | 0 | 0 | 0 | 0 | 0 | 0 | 0 | 0 | 0 | 0 | 0 | 0 | 0 | 0
| > 275 kV & < = 330 kV ; Air Insulated circuit Breaker | 276 | 330 | CB | 0 | 0 | 0 | 0 | 0 | 0 | 0 | 0 | 0 | 0 | 0 | 0 | 0 | 0 | 0 | 0 | 0 | 0 | 0 | 0 | 0 | 0 | 0 | 0 | 0 | 0 | 0 | 0 | 0 | 0 | 0 | 0 | 0 | 0 | 0 | 0 | 0 | 0 | 0 | 0 | 0 | 0 | 0 | 0 | 0 | 0 | 0 | 0 | 0 | 0 | 0 | 0 | 0 | 0 | 0 | 0 | 0 | 0 | 0 | 0 | 0 | 0 | 0 | 0 | 0 | 0 | 0 | 0 | 0 | 0 | 0 | 0 | 0 | 0 | 0 | 0 | 0 | 0 | 0 | 0 | 0 | 0 | 0 | 0 | 0 | 0 | 0 | 0 | 0 | 0 | 0 | 0 | 0 | 0 | 0 | 0 | 0 | 0
| > 330 kV & < = 500 kV ; Air Insulated circuit Breaker | 331 | 500 | CB | 0 | 0 | 0 | 0 | 0 | 0 | 0 | 0 | 0 | 0 | 0 | 0 | 0 | 0 | 0 | 0 | 0 | 0 | 0 | 0 | 0 | 0 | 0 | 0 | 0 | 0 | 0 | 0 | 0 | 0 | 0 | 0 | 0 | 0 | 0 | 0 | 0 | 0 | 0 | 0 | 0 | 0 | 0 | 0 | 0 | 0 | 0 | 0 | 0 | 0 | 0 | 0 | 0 | 0 | 0 | 0 | 0 | 0 | 0 | 0 | 0 | 0 | 0 | 0 | 0 | 0 | 0 | 0 | 0 | 0 | 0 | 0 | 0 | 0 | 0 | 0 | 0 | 0 | 0 | 0 | 0 | 0 | 0 | 0 | 0 | 0 | 0 | 0 | 0 | 0 | 0 | 0 | 0 | 0 | 0 | 0 | 0 | 0
| > 500 kV ; Air Insulated circuit Breaker | 501 | 99999 | CB | 0 | 0 | 0 | 0 | 0 | 0 | 0 | 0 | 0 | 0 | 0 | 0 | 0 | 0 | 0 | 0 | 0 | 0 | 0 | 0 | 0 | 0 | 0 | 0 | 0 | 0 | 0 | 0 | 0 | 0 | 0 | 0 | 0 | 0 | 0 | 0 | 0 | 0 | 0 | 0 | 0 | 0 | 0 | 0 | 0 | 0 | 0 | 0 | 0 | 0 | 0 | 0 | 0 | 0 | 0 | 0 | 0 | 0 | 0 | 0 | 0 | 0 | 0 | 0 | 0 | 0 | 0 | 0 | 0 | 0 | 0 | 0 | 0 | 0 | 0 | 0 | 0 | 0 | 0 | 0 | 0 | 0 | 0 | 0 | 0 | 0 | 0 | 0 | 0 | 0 | 0 | 0 | 0 | 0 | 0 | 0 | 0 | 0
[5 empty] | Check0 | 0
[5 empty] | Check0 | 0

## Age Profile - 2020
RIN Age Profile (data set), by equipment
| Description | MinV | MaxV | Type |  | 2020 | 2019 | 2018 | 2017 | 2016 | 2015 | 2014 | 2013 | 2012 | 2011 | 2010 | 2009 | 2008 | 2007 | 2006 | 2005 | 2004 | 2003 | 2002 | 2001 | 2000 | 1999 | 1998 | 1997 | 1996 | 1995 | 1994 | 1993 | 1992 | 1991 | 1990 | 1989 | 1988 | 1987 | 1986 | 1985 | 1984 | 1983 | 1982 | 1981 | 1980 | 1979 | 1978 | 1977 | 1976 | 1975 | 1974 | 1973 | 1972 | 1971 | 1970 | 1969 | 1968 | 1967 | 1966 | 1965 | 1964 | 1963 | 1962 | 1961 | 1960 | 1959 | 1958 | 1957 | 1956 | 1955 | 1954 | 1953 | 1952 | 1951 | 1950 | 1949 | 1948 | 1947 | 1946 | 1945 | 1944 | 1943 | 1942 | 1941 | 1940 | 1939 | 1938 | 1937 | 1936 | 1935 | 1934 | 1933 | 1932 | 1931 | 1930 | 1929 | 1928 | 1927 | 1926 | 1925 | 1924 | 1923 | 1922 | 1921 | 1920 | 1919 | 1918 | 1917 | 1916 | 1915 | 1914 | 1913 | 1912 | 1911
| < = 33 kV; Air Insulated circuit Breaker | 0 | 33 | CB |  | 0 | 0 | 0 | 0 | 0 | 0 | 0 | 0 | 0 | 0 | 0 | 0 | 0 | 0 | 0 | 0 | 0 | 0 | 0 | 0 | 0 | 0 | 0 | 0 | 0 | 0 | 0 | 0 | 0 | 0 | 0 | 1 | 0 | 0 | 0 | 0 | 2 | 0 | 0 | 0 | 0 | 0 | 0 | 0 | 0 | 0 | 0 | 0 | 0 | 0 | 0 | 0 | 0 | 0 | 0 | 0 | 0 | 0 | 0 | 0 | 0 | 0 | 0 | 0 | 0 | 0 | 0 | 0 | 0 | 0 | 0 | 0 | 0 | 0 | 0 | 0 | 0 | 0 | 0 | 0 | 0 | 0 | 0 | 0 | 0 | 0 | 0 | 0 | 0 | 0 | 0 | 0 | 0 | 0 | 0 | 0 | 0 | 0 | 0 | 0 | 0 | 0 | 0 | 0 | 0 | 0 | 0 | 0 | 0 | 0
| > 33 kV & < = 66 kV ; Air Insulated circuit Breaker | 34 | 66 | CB |  | 0 | 0 | 0 | 0 | 0 | 0 | 0 | 2 | 7 | 0 | 0 | 0 | 0 | 0 | 0 | 0 | 0 | 0 | 0 | 0 | 0 | 2 | 2 | 0 | 0 | 0 | 0 | 0 | 0 | 0 | 0 | 0 | 0 | 0 | 0 | 0 | 0 | 0 | 0 | 0 | 0 | 0 | 0 | 0 | 0 | 0 | 0 | 0 | 0 | 0 | 0 | 0 | 0 | 0 | 0 | 0 | 0 | 0 | 0 | 0 | 0 | 0 | 0 | 0 | 0 | 0 | 0 | 0 | 0 | 0 | 0 | 0 | 0 | 0 | 0 | 0 | 0 | 0 | 0 | 0 | 0 | 0 | 0 | 0 | 0 | 0 | 0 | 0 | 0 | 0 | 0 | 0 | 0 | 0 | 0 | 0 | 0 | 0 | 0 | 0 | 0 | 0 | 0 | 0 | 0 | 0 | 0 | 0 | 0 | 0
| > 66 kV & < = 132 kV ; Air Insulated circuit Breaker | 67 | 132 | CB |  | 5 | 6 | 6 | 12 | 0 | 9 | 39 | 32 | 28 | 26 | 48 | 57 | 27 | 21 | 16 | 15 | 2 | 4 | 4 | 7 | 3 | 7 | 13 | 4 | 1 | 5 | 3 | 1 | 3 | 3 | 2 | 5 | 16 | 19 | 8 | 11 | 11 | 5 | 4 | 6 | 0 | 5 | 2 | 2 | 0 | 2 | 0 | 0 | 0 | 0 | 0 | 0 | 0 | 0 | 0 | 0 | 0 | 5 | 0 | 0 | 0 | 0 | 0 | 0 | 0 | 0 | 0 | 0 | 0 | 0 | 0 | 0 | 0 | 0 | 0 | 0 | 0 | 0 | 0 | 0 | 0 | 0 | 0 | 0 | 0 | 0 | 0 | 0 | 0 | 0 | 0 | 0 | 0 | 0 | 0 | 0 | 0 | 0 | 0 | 0 | 0 | 0 | 0 | 0 | 0 | 0 | 0 | 0 | 0 | 0
| > 132 kV & < = 275 kV ; Air Insulated circuit Breaker | 133 | 275 | CB |  | 3 | 1 | 2 | 0 | 3 | 16 | 21 | 31 | 30 | 6 | 15 | 35 | 43 | 31 | 28 | 15 | 5 | 10 | 12 | 2 | 6 | 10 | 12 | 0 | 3 | 4 | 7 | 12 | 2 | 0 | 0 | 18 | 2 | 1 | 1 | 11 | 1 | 0 | 0 | 3 | 0 | 1 | 4 | 0 | 0 | 5 | 0 | 0 | 0 | 0 | 0 | 0 | 0 | 0 | 0 | 0 | 0 | 0 | 0 | 0 | 0 | 0 | 0 | 0 | 0 | 0 | 0 | 0 | 0 | 0 | 0 | 0 | 0 | 0 | 0 | 0 | 0 | 0 | 0 | 0 | 0 | 0 | 0 | 0 | 0 | 0 | 0 | 0 | 0 | 0 | 0 | 0 | 0 | 0 | 0 | 0 | 0 | 0 | 0 | 0 | 0 | 0 | 0 | 0 | 0 | 0 | 0 | 0 | 0 | 0
| > 275 kV & < = 330 kV ; Air Insulated circuit Breaker | 276 | 330 | CB |  | 0 | 0 | 0 | 0 | 0 | 0 | 0 | 0 | 3 | 0 | 0 | 0 | 1 | 0 | 0 | 4 | 0 | 0 | 0 | 0 | 0 | 0 | 0 | 0 | 0 | 0 | 0 | 0 | 0 | 0 | 0 | 0 | 0 | 0 | 0 | 0 | 0 | 0 | 0 | 0 | 0 | 0 | 0 | 0 | 0 | 0 | 0 | 0 | 0 | 0 | 0 | 0 | 0 | 0 | 0 | 0 | 0 | 0 | 0 | 0 | 0 | 0 | 0 | 0 | 0 | 0 | 0 | 0 | 0 | 0 | 0 | 0 | 0 | 0 | 0 | 0 | 0 | 0 | 0 | 0 | 0 | 0 | 0 | 0 | 0 | 0 | 0 | 0 | 0 | 0 | 0 | 0 | 0 | 0 | 0 | 0 | 0 | 0 | 0 | 0 | 0 | 0 | 0 | 0 | 0 | 0 | 0 | 0 | 0 | 0
| > 330 kV & < = 500 kV ; Air Insulated circuit Breaker | 331 | 500 | CB |  | 0 | 0 | 0 | 0 | 0 | 0 | 0 | 0 | 0 | 0 | 0 | 0 | 0 | 0 | 0 | 0 | 0 | 0 | 0 | 0 | 0 | 0 | 0 | 0 | 0 | 0 | 0 | 0 | 0 | 0 | 0 | 0 | 0 | 0 | 0 | 0 | 0 | 0 | 0 | 0 | 0 | 0 | 0 | 0 | 0 | 0 | 0 | 0 | 0 | 0 | 0 | 0 | 0 | 0 | 0 | 0 | 0 | 0 | 0 | 0 | 0 | 0 | 0 | 0 | 0 | 0 | 0 | 0 | 0 | 0 | 0 | 0 | 0 | 0 | 0 | 0 | 0 | 0 | 0 | 0 | 0 | 0 | 0 | 0 | 0 | 0 | 0 | 0 | 0 | 0 | 0 | 0 | 0 | 0 | 0 | 0 | 0 | 0 | 0 | 0 | 0 | 0 | 0 | 0 | 0 | 0 | 0 | 0 | 0 | 0
| > 500 kV ; Air Insulated circuit Breaker | 501 | 99999 | CB |  | 0 | 0 | 0 | 0 | 0 | 0 | 0 | 0 | 0 | 0 | 0 | 0 | 0 | 0 | 0 | 0 | 0 | 0 | 0 | 0 | 0 | 0 | 0 | 0 | 0 | 0 | 0 | 0 | 0 | 0 | 0 | 0 | 0 | 0 | 0 | 0 | 0 | 0 | 0 | 0 | 0 | 0 | 0 | 0 | 0 | 0 | 0 | 0 | 0 | 0 | 0 | 0 | 0 | 0 | 0 | 0 | 0 | 0 | 0 | 0 | 0 | 0 | 0 | 0 | 0 | 0 | 0 | 0 | 0 | 0 | 0 | 0 | 0 | 0 | 0 | 0 | 0 | 0 | 0 | 0 | 0 | 0 | 0 | 0 | 0 | 0 | 0 | 0 | 0 | 0 | 0 | 0 | 0 | 0 | 0 | 0 | 0 | 0 | 0 | 0 | 0 | 0 | 0 | 0 | 0 | 0 | 0 | 0 | 0 | 0
| < = 33 kV; Air Insulated Isolators / Earth Switch | 0 | 33 | IS/ES |  | 0 | 0 | 0 | 1 | 0 | 1 | 1 | 0 | 2 | 0 | 0 | 2 | 0 | 2 | 0 | 0 | 0 | 0 | 2 | 0 | 0 | 0 | 0 | 0 | 0 | 5 | 0 | 0 | 0 | 0 | 0 | 1 | 0 | 0 | 0 | 0 | 0 | 0 | 0 | 0 | 0 | 0 | 0 | 0 | 0 | 2 | 0 | 0 | 2 | 0 | 0 | 0 | 0 | 0 | 0 | 0 | 0 | 1 | 1 | 0 | 0 | 0 | 0 | 0 | 0 | 0 | 0 | 0 | 0 | 0 | 0 | 0 | 0 | 0 | 0 | 0 | 0 | 0 | 0 | 0 | 0 | 0 | 0 | 0 | 0 | 0 | 0 | 0 | 0 | 0 | 0 | 0 | 0 | 0 | 0 | 0 | 0 | 0 | 0 | 0 | 0 | 0 | 0 | 0 | 0 | 0 | 0 | 0 | 0 | 0
| > 33 kV & < = 66 kV ; Air Insulated Isolators / Earth Switch | 34 | 66 | IS/ES |  | 0 | 0 | 0 | 0 | 0 | 0 | 0 | 13 | 14 | 2 | 0 | 6 | 2 | 0 | 2 | 0 | 0 | 0 | 0 | 0 | 1 | 1 | 3 | 0 | 0 | 0 | 0 | 0 | 0 | 0 | 0 | 0 | 0 | 0 | 0 | 0 | 0 | 0 | 2 | 0 | 2 | 2 | 2 | 0 | 0 | 0 | 0 | 0 | 0 | 0 | 0 | 0 | 0 | 0 | 0 | 0 | 0 | 0 | 0 | 0 | 0 | 0 | 0 | 0 | 0 | 0 | 0 | 0 | 0 | 0 | 0 | 0 | 0 | 0 | 0 | 0 | 0 | 0 | 0 | 0 | 0 | 0 | 0 | 0 | 0 | 0 | 0 | 0 | 0 | 0 | 0 | 0 | 0 | 0 | 0 | 0 | 0 | 0 | 0 | 0 | 0 | 0 | 0 | 0 | 0 | 0 | 0 | 0 | 0 | 0
| > 66 kV & < = 132 kV ; Air Insulated Isolators / Earth Switch | 67 | 132 | IS/ES |  | 21 | 12 | 18 | 32 | 0 | 20 | 97 | 89 | 124 | 74 | 144 | 170 | 78 | 52 | 40 | 58 | 18 | 13 | 12 | 29 | 21 | 13 | 33 | 16 | 8 | 23 | 5 | 7 | 11 | 6 | 4 | 12 | 15 | 46 | 25 | 47 | 30 | 31 | 25 | 11 | 5 | 31 | 35 | 7 | 0 | 7 | 0 | 7 | 12 | 0 | 1 | 2 | 0 | 0 | 3 | 14 | 20 | 2 | 0 | 0 | 0 | 0 | 0 | 0 | 0 | 0 | 0 | 0 | 0 | 0 | 0 | 0 | 0 | 0 | 0 | 0 | 0 | 0 | 0 | 0 | 0 | 0 | 0 | 0 | 0 | 0 | 0 | 0 | 0 | 0 | 0 | 0 | 0 | 0 | 0 | 0 | 0 | 0 | 0 | 0 | 0 | 0 | 0 | 0 | 0 | 0 | 0 | 0 | 0 | 0
| > 132 kV & < = 275 kV ; Air Insulated Isolators / Earth Switch | 133 | 275 | IS/ES |  | 16 | 0 | 0 | 3 | 3 | 91 | 105 | 187 | 155 | 44 | 70 | 144 | 232 | 115 | 114 | 88 | 42 | 25 | 40 | 24 | 73 | 41 | 56 | 1 | 19 | 28 | 49 | 64 | 31 | 28 | 1 | 42 | 3 | 15 | 14 | 34 | 91 | 3 | 18 | 8 | 0 | 19 | 94 | 8 | 27 | 4 | 7 | 5 | 10 | 24 | 16 | 3 | 0 | 0 | 0 | 0 | 0 | 0 | 0 | 0 | 0 | 0 | 0 | 0 | 0 | 0 | 0 | 0 | 0 | 0 | 0 | 0 | 0 | 0 | 0 | 0 | 0 | 0 | 0 | 0 | 0 | 0 | 0 | 0 | 0 | 0 | 0 | 0 | 0 | 0 | 0 | 0 | 0 | 0 | 0 | 0 | 0 | 0 | 0 | 0 | 0 | 0 | 0 | 0 | 0 | 0 | 0 | 0 | 0 | 0
| > 275 kV & < = 330 kV ; Air Insulated Isolators / Earth Switch | 276 | 330 | IS/ES |  | 0 | 0 | 0 | 0 | 0 | 0 | 0 | 0 | 9 | 0 | 0 | 2 | 5 | 1 | 0 | 27 | 0 | 0 | 0 | 0 | 0 | 0 | 0 | 0 | 0 | 0 | 0 | 0 | 0 | 0 | 0 | 0 | 0 | 0 | 0 | 0 | 0 | 0 | 0 | 0 | 0 | 0 | 0 | 0 | 0 | 0 | 0 | 0 | 0 | 0 | 0 | 0 | 0 | 0 | 0 | 0 | 0 | 0 | 0 | 0 | 0 | 0 | 0 | 0 | 0 | 0 | 0 | 0 | 0 | 0 | 0 | 0 | 0 | 0 | 0 | 0 | 0 | 0 | 0 | 0 | 0 | 0 | 0 | 0 | 0 | 0 | 0 | 0 | 0 | 0 | 0 | 0 | 0 | 0 | 0 | 0 | 0 | 0 | 0 | 0 | 0 | 0 | 0 | 0 | 0 | 0 | 0 | 0 | 0 | 0
| > 330 kV & < = 500 kV ; Air Insulated Isolators / Earth Switch | 331 | 500 | IS/ES |  | 0 | 0 | 0 | 0 | 0 | 0 | 0 | 0 | 0 | 0 | 0 | 0 | 0 | 0 | 0 | 0 | 0 | 0 | 0 | 0 | 0 | 0 | 0 | 0 | 0 | 0 | 0 | 0 | 0 | 0 | 0 | 0 | 0 | 0 | 0 | 0 | 0 | 0 | 0 | 0 | 0 | 0 | 0 | 0 | 0 | 0 | 0 | 0 | 0 | 0 | 0 | 0 | 0 | 0 | 0 | 0 | 0 | 0 | 0 | 0 | 0 | 0 | 0 | 0 | 0 | 0 | 0 | 0 | 0 | 0 | 0 | 0 | 0 | 0 | 0 | 0 | 0 | 0 | 0 | 0 | 0 | 0 | 0 | 0 | 0 | 0 | 0 | 0 | 0 | 0 | 0 | 0 | 0 | 0 | 0 | 0 | 0 | 0 | 0 | 0 | 0 | 0 | 0 | 0 | 0 | 0 | 0 | 0 | 0 | 0
| > 500 kV ; Air Insulated Isolators / Earth Switch | 501 | 99999 | IS/ES |  | 0 | 0 | 0 | 0 | 0 | 0 | 0 | 0 | 0 | 0 | 0 | 0 | 0 | 0 | 0 | 0 | 0 | 0 | 0 | 0 | 0 | 0 | 0 | 0 | 0 | 0 | 0 | 0 | 0 | 0 | 0 | 0 | 0 | 0 | 0 | 0 | 0 | 0 | 0 | 0 | 0 | 0 | 0 | 0 | 0 | 0 | 0 | 0 | 0 | 0 | 0 | 0 | 0 | 0 | 0 | 0 | 0 | 0 | 0 | 0 | 0 | 0 | 0 | 0 | 0 | 0 | 0 | 0 | 0 | 0 | 0 | 0 | 0 | 0 | 0 | 0 | 0 | 0 | 0 | 0 | 0 | 0 | 0 | 0 | 0 | 0 | 0 | 0 | 0 | 0 | 0 | 0 | 0 | 0 | 0 | 0 | 0 | 0 | 0 | 0 | 0 | 0 | 0 | 0 | 0 | 0 | 0 | 0 | 0 | 0
| < = 33 kV; VT | 0 | 33 | VT |  | 0 | 0 | 3 | 3 | 0 | 0 | 6 | 0 | 0 | 0 | 0 | 0 | 0 | 2 | 0 | 0 | 0 | 0 | 1 | 0 | 0 | 0 | 0 | 0 | 0 | 0 | 0 | 0 | 0 | 0 | 0 | 0 | 0 | 0 | 0 | 0 | 0 | 0 | 0 | 0 | 0 | 0 | 0 | 0 | 0 | 0 | 0 | 0 | 1 | 1 | 0 | 0 | 0 | 0 | 0 | 0 | 0 | 0 | 0 | 0 | 0 | 0 | 0 | 0 | 0 | 0 | 0 | 0 | 0 | 0 | 0 | 0 | 0 | 0 | 0 | 0 | 0 | 0 | 0 | 0 | 0 | 0 | 0 | 0 | 0 | 0 | 0 | 0 | 0 | 0 | 0 | 0 | 0 | 0 | 0 | 0 | 0 | 0 | 0 | 0 | 0 | 0 | 0 | 0 | 0 | 0 | 0 | 0 | 0 | 0
| > 33 kV & < = 66 kV ; VT | 34 | 66 | VT |  | 0 | 1 | 3 | 3 | 0 | 0 | 1 | 3 | 0 | 0 | 0 | 0 | 0 | 3 | 0 | 3 | 3 | 0 | 3 | 0 | 7 | 0 | 3 | 0 | 0 | 0 | 0 | 0 | 0 | 0 | 0 | 0 | 0 | 0 | 0 | 3 | 0 | 0 | 0 | 0 | 2 | 0 | 6 | 0 | 0 | 4 | 0 | 0 | 0 | 0 | 0 | 0 | 0 | 0 | 0 | 0 | 0 | 0 | 0 | 0 | 0 | 0 | 0 | 0 | 0 | 0 | 0 | 0 | 0 | 0 | 0 | 0 | 0 | 0 | 0 | 0 | 0 | 0 | 0 | 0 | 0 | 0 | 0 | 0 | 0 | 0 | 0 | 0 | 0 | 0 | 0 | 0 | 0 | 0 | 0 | 0 | 0 | 0 | 0 | 0 | 0 | 0 | 0 | 0 | 0 | 0 | 0 | 0 | 0 | 0
| > 66 kV & < = 132 kV ; VT | 67 | 132 | VT |  | 9 | 26 | 8 | 24 | 12 | 24 | 70 | 64 | 61 | 59 | 114 | 91 | 56 | 80 | 27 | 42 | 13 | 79 | 49 | 30 | 18 | 9 | 25 | 12 | 5 | 3 | 3 | 3 | 4 | 0 | 0 | 3 | 12 | 39 | 2 | 38 | 4 | 15 | 7 | 0 | 0 | 2 | 10 | 0 | 5 | 0 | 0 | 0 | 0 | 0 | 0 | 0 | 0 | 3 | 1 | 0 | 0 | 0 | 0 | 0 | 0 | 0 | 0 | 0 | 0 | 0 | 0 | 0 | 0 | 0 | 0 | 0 | 0 | 0 | 0 | 0 | 0 | 0 | 0 | 0 | 0 | 0 | 0 | 0 | 0 | 0 | 0 | 0 | 0 | 0 | 0 | 0 | 0 | 0 | 0 | 0 | 0 | 0 | 0 | 0 | 0 | 0 | 0 | 0 | 0 | 0 | 0 | 0 | 0 | 0
| > 132 kV & < = 275 kV ; VT | 133 | 275 | VT |  | 6 | 24 | 1 | 8 | 3 | 29 | 49 | 75 | 60 | 24 | 21 | 45 | 59 | 30 | 32 | 16 | 3 | 10 | 22 | 6 | 20 | 16 | 13 | 15 | 0 | 3 | 0 | 0 | 0 | 0 | 0 | 2 | 8 | 1 | 0 | 15 | 24 | 1 | 0 | 0 | 0 | 0 | 15 | 0 | 0 | 0 | 1 | 0 | 0 | 0 | 3 | 0 | 0 | 0 | 0 | 0 | 0 | 0 | 0 | 0 | 0 | 0 | 0 | 0 | 0 | 0 | 0 | 0 | 0 | 0 | 0 | 0 | 0 | 0 | 0 | 0 | 0 | 0 | 0 | 0 | 0 | 0 | 0 | 0 | 0 | 0 | 0 | 0 | 0 | 0 | 0 | 0 | 0 | 0 | 0 | 0 | 0 | 0 | 0 | 0 | 0 | 0 | 0 | 0 | 0 | 0 | 0 | 0 | 0 | 0
| > 275 kV & < = 330 kV ; VT | 276 | 330 | VT |  | 0 | 0 | 0 | 0 | 0 | 0 | 0 | 0 | 0 | 0 | 3 | 0 | 3 | 0 | 0 | 9 | 0 | 0 | 0 | 0 | 0 | 0 | 0 | 0 | 0 | 0 | 0 | 0 | 0 | 0 | 0 | 0 | 0 | 0 | 0 | 0 | 0 | 0 | 0 | 0 | 0 | 0 | 0 | 0 | 0 | 0 | 0 | 0 | 0 | 0 | 0 | 0 | 0 | 0 | 0 | 0 | 0 | 0 | 0 | 0 | 0 | 0 | 0 | 0 | 0 | 0 | 0 | 0 | 0 | 0 | 0 | 0 | 0 | 0 | 0 | 0 | 0 | 0 | 0 | 0 | 0 | 0 | 0 | 0 | 0 | 0 | 0 | 0 | 0 | 0 | 0 | 0 | 0 | 0 | 0 | 0 | 0 | 0 | 0 | 0 | 0 | 0 | 0 | 0 | 0 | 0 | 0 | 0 | 0 | 0
| > 330 kV & < = 500 kV ; VT | 331 | 500 | VT |  | 0 | 0 | 0 | 0 | 0 | 0 | 0 | 0 | 0 | 0 | 0 | 0 | 0 | 0 | 0 | 0 | 0 | 0 | 0 | 0 | 0 | 0 | 0 | 0 | 0 | 0 | 0 | 0 | 0 | 0 | 0 | 0 | 0 | 0 | 0 | 0 | 0 | 0 | 0 | 0 | 0 | 0 | 0 | 0 | 0 | 0 | 0 | 0 | 0 | 0 | 0 | 0 | 0 | 0 | 0 | 0 | 0 | 0 | 0 | 0 | 0 | 0 | 0 | 0 | 0 | 0 | 0 | 0 | 0 | 0 | 0 | 0 | 0 | 0 | 0 | 0 | 0 | 0 | 0 | 0 | 0 | 0 | 0 | 0 | 0 | 0 | 0 | 0 | 0 | 0 | 0 | 0 | 0 | 0 | 0 | 0 | 0 | 0 | 0 | 0 | 0 | 0 | 0 | 0 | 0 | 0 | 0 | 0 | 0 | 0
| > 500 kV ; VT | 501 | 99999 | VT |  | 0 | 0 | 0 | 0 | 0 | 0 | 0 | 0 | 0 | 0 | 0 | 0 | 0 | 0 | 0 | 0 | 0 | 0 | 0 | 0 | 0 | 0 | 0 | 0 | 0 | 0 | 0 | 0 | 0 | 0 | 0 | 0 | 0 | 0 | 0 | 0 | 0 | 0 | 0 | 0 | 0 | 0 | 0 | 0 | 0 | 0 | 0 | 0 | 0 | 0 | 0 | 0 | 0 | 0 | 0 | 0 | 0 | 0 | 0 | 0 | 0 | 0 | 0 | 0 | 0 | 0 | 0 | 0 | 0 | 0 | 0 | 0 | 0 | 0 | 0 | 0 | 0 | 0 | 0 | 0 | 0 | 0 | 0 | 0 | 0 | 0 | 0 | 0 | 0 | 0 | 0 | 0 | 0 | 0 | 0 | 0 | 0 | 0 | 0 | 0 | 0 | 0 | 0 | 0 | 0 | 0 | 0 | 0 | 0 | 0
| < = 33 kV; CT | 0 | 33 | CT |  | 0 | 0 | 12 | 0 | 0 | 0 | 0 | 12 | 0 | 0 | 0 | 0 | 0 | 6 | 0 | 0 | 0 | 6 | 0 | 0 | 0 | 0 | 0 | 0 | 0 | 3 | 0 | 0 | 0 | 0 | 0 | 0 | 0 | 0 | 0 | 0 | 0 | 0 | 0 | 0 | 0 | 0 | 0 | 0 | 0 | 0 | 0 | 2 | 0 | 0 | 0 | 0 | 0 | 0 | 0 | 0 | 0 | 0 | 0 | 0 | 0 | 0 | 0 | 0 | 0 | 0 | 0 | 0 | 0 | 0 | 0 | 0 | 0 | 0 | 0 | 0 | 0 | 0 | 0 | 0 | 0 | 0 | 0 | 0 | 0 | 0 | 0 | 0 | 0 | 0 | 0 | 0 | 0 | 0 | 0 | 0 | 0 | 0 | 0 | 0 | 0 | 0 | 0 | 0 | 0 | 0 | 0 | 0 | 0 | 0
| > 33 kV & < = 66 kV ; CT | 34 | 66 | CT |  | 0 | 0 | 3 | 2 | 4 | 3 | 0 | 3 | 0 | 0 | 0 | 12 | 0 | 3 | 0 | 5 | 1 | 0 | 3 | 2 | 4 | 3 | 9 | 0 | 0 | 0 | 0 | 0 | 0 | 0 | 0 | 3 | 0 | 0 | 0 | 0 | 0 | 0 | 6 | 0 | 0 | 0 | 0 | 0 | 0 | 3 | 3 | 0 | 0 | 0 | 0 | 0 | 0 | 0 | 0 | 0 | 0 | 0 | 0 | 0 | 0 | 0 | 0 | 0 | 0 | 0 | 0 | 0 | 0 | 0 | 0 | 0 | 0 | 0 | 0 | 0 | 0 | 0 | 0 | 0 | 0 | 0 | 0 | 0 | 0 | 0 | 0 | 0 | 0 | 0 | 0 | 0 | 0 | 0 | 0 | 0 | 0 | 0 | 0 | 0 | 0 | 0 | 0 | 0 | 0 | 0 | 0 | 0 | 0 | 0
| > 66 kV & < = 132 kV ; CT | 67 | 132 | CT |  | 0 | 8 | 4 | 12 | 0 | 0 | 15 | 7 | 58 | 42 | 108 | 124 | 46 | 28 | 70 | 60 | 9 | 12 | 9 | 60 | 35 | 34 | 51 | 21 | 8 | 21 | 0 | 12 | 12 | 11 | 3 | 18 | 10 | 33 | 8 | 56 | 25 | 18 | 0 | 4 | 0 | 24 | 4 | 0 | 3 | 3 | 0 | 0 | 0 | 0 | 0 | 0 | 0 | 0 | 8 | 0 | 0 | 1 | 0 | 0 | 0 | 0 | 0 | 0 | 0 | 0 | 0 | 0 | 0 | 0 | 0 | 0 | 0 | 0 | 0 | 0 | 0 | 0 | 0 | 0 | 0 | 0 | 0 | 0 | 0 | 0 | 0 | 0 | 0 | 0 | 0 | 0 | 0 | 0 | 0 | 0 | 0 | 0 | 0 | 0 | 0 | 0 | 0 | 0 | 0 | 0 | 0 | 0 | 0 | 0
| > 132 kV & < = 275 kV ; CT | 133 | 275 | CT |  | 0 | 6 | 1 | 5 | 46 | 100 | 31 | 91 | 90 | 21 | 65 | 92 | 126 | 75 | 81 | 46 | 10 | 23 | 30 | 1 | 0 | 5 | 38 | 0 | 2 | 0 | 0 | 18 | 2 | 0 | 0 | 9 | 9 | 10 | 21 | 29 | 6 | 17 | 0 | 0 | 0 | 0 | 23 | 0 | 0 | 14 | 0 | 0 | 0 | 0 | 0 | 0 | 0 | 0 | 0 | 0 | 0 | 0 | 0 | 0 | 0 | 0 | 0 | 0 | 0 | 0 | 0 | 0 | 0 | 0 | 0 | 0 | 0 | 0 | 0 | 0 | 0 | 0 | 0 | 0 | 0 | 0 | 0 | 0 | 0 | 0 | 0 | 0 | 0 | 0 | 0 | 0 | 0 | 0 | 0 | 0 | 0 | 0 | 0 | 0 | 0 | 0 | 0 | 0 | 0 | 0 | 0 | 0 | 0 | 0
| > 275 kV & < = 330 kV ; CT | 276 | 330 | CT |  | 0 | 0 | 0 | 0 | 0 | 0 | 0 | 0 | 9 | 0 | 0 | 0 | 2 | 1 | 0 | 12 | 0 | 0 | 0 | 0 | 0 | 0 | 0 | 0 | 0 | 0 | 0 | 0 | 0 | 0 | 0 | 0 | 0 | 0 | 0 | 0 | 0 | 0 | 0 | 0 | 0 | 0 | 0 | 0 | 0 | 0 | 0 | 0 | 0 | 0 | 0 | 0 | 0 | 0 | 0 | 0 | 0 | 0 | 0 | 0 | 0 | 0 | 0 | 0 | 0 | 0 | 0 | 0 | 0 | 0 | 0 | 0 | 0 | 0 | 0 | 0 | 0 | 0 | 0 | 0 | 0 | 0 | 0 | 0 | 0 | 0 | 0 | 0 | 0 | 0 | 0 | 0 | 0 | 0 | 0 | 0 | 0 | 0 | 0 | 0 | 0 | 0 | 0 | 0 | 0 | 0 | 0 | 0 | 0 | 0
| > 330 kV & < = 500 kV ; CT | 331 | 500 | CT |  | 0 | 0 | 0 | 0 | 0 | 0 | 0 | 0 | 0 | 0 | 0 | 0 | 0 | 0 | 0 | 0 | 0 | 0 | 0 | 0 | 0 | 0 | 0 | 0 | 0 | 0 | 0 | 0 | 0 | 0 | 0 | 0 | 0 | 0 | 0 | 0 | 0 | 0 | 0 | 0 | 0 | 0 | 0 | 0 | 0 | 0 | 0 | 0 | 0 | 0 | 0 | 0 | 0 | 0 | 0 | 0 | 0 | 0 | 0 | 0 | 0 | 0 | 0 | 0 | 0 | 0 | 0 | 0 | 0 | 0 | 0 | 0 | 0 | 0 | 0 | 0 | 0 | 0 | 0 | 0 | 0 | 0 | 0 | 0 | 0 | 0 | 0 | 0 | 0 | 0 | 0 | 0 | 0 | 0 | 0 | 0 | 0 | 0 | 0 | 0 | 0 | 0 | 0 | 0 | 0 | 0 | 0 | 0 | 0 | 0
| > 500 kV ; CT | 501 | 99999 | CT |  | 0 | 0 | 0 | 0 | 0 | 0 | 0 | 0 | 0 | 0 | 0 | 0 | 0 | 0 | 0 | 0 | 0 | 0 | 0 | 0 | 0 | 0 | 0 | 0 | 0 | 0 | 0 | 0 | 0 | 0 | 0 | 0 | 0 | 0 | 0 | 0 | 0 | 0 | 0 | 0 | 0 | 0 | 0 | 0 | 0 | 0 | 0 | 0 | 0 | 0 | 0 | 0 | 0 | 0 | 0 | 0 | 0 | 0 | 0 | 0 | 0 | 0 | 0 | 0 | 0 | 0 | 0 | 0 | 0 | 0 | 0 | 0 | 0 | 0 | 0 | 0 | 0 | 0 | 0 | 0 | 0 | 0 | 0 | 0 | 0 | 0 | 0 | 0 | 0 | 0 | 0 | 0 | 0 | 0 | 0 | 0 | 0 | 0 | 0 | 0 | 0 | 0 | 0 | 0 | 0 | 0 | 0 | 0 | 0 | 0
[5 empty] | 9311 | 60 | 84 | 61 | 105 | 71 | 293 | 435 | 609 | 650 | 298 | 588 | 780 | 680 | 450 | 410 | 400 | 106 | 182 | 187 | 161 | 188 | 141 | 258 | 69 | 46 | 95 | 67 | 117 | 65 | 48 | 10 | 114 | 75 | 164 | 79 | 244 | 194 | 90 | 62 | 32 | 9 | 84 | 195 | 17 | 35 | 44 | 11 | 14 | 25 | 25 | 20 | 5 | 0 | 3 | 12 | 14 | 20 | 9 | 1 | 0 | 0 | 0 | 0 | 0 | 0 | 0 | 0 | 0 | 0 | 0 | 0 | 0 | 0 | 0 | 0 | 0 | 0 | 0 | 0 | 0 | 0 | 0 | 0 | 0 | 0 | 0 | 0 | 0 | 0 | 0 | 0 | 0 | 0 | 0 | 0 | 0 | 0
Summation of Adjustments
[6 empty] | 2020 | 2019 | 2018 | 2017 | 2016 | 2015 | 2014 | 2013 | 2012 | 2011 | 2010 | 2009 | 2008 | 2007 | 2006 | 2005 | 2004 | 2003 | 2002 | 2001 | 2000 | 1999 | 1998 | 1997 | 1996 | 1995 | 1994 | 1993 | 1992 | 1991 | 1990 | 1989 | 1988 | 1987 | 1986 | 1985 | 1984 | 1983 | 1982 | 1981 | 1980 | 1979 | 1978 | 1977 | 1976 | 1975 | 1974 | 1973 | 1972 | 1971 | 1970 | 1969 | 1968 | 1967 | 1966 | 1965 | 1964 | 1963 | 1962 | 1961 | 1960 | 1959 | 1958 | 1957 | 1956 | 1955 | 1954 | 1953 | 1952 | 1951 | 1950 | 1949 | 1948 | 1947 | 1946 | 1945 | 1944 | 1943 | 1942 | 1941 | 1940 | 1939 | 1938 | 1937 | 1936 | 1935 | 1934 | 1933 | 1932 | 1931 | 1930 | 1929 | 1928 | 1927 | 1926 | 1925 | 1924
| Description | MinV | MaxV | Type
| < = 33 kV; Air Insulated circuit Breaker | 0 | 33 | CB | -2 | 0 | 0 | 0 | 0 | 0 | 0 | 0 | 0 | 0 | 0 | 0 | 0 | 0 | 0 | 0 | 0 | 0 | 0 | 0 | 0 | 0 | 0 | 0 | 0 | 0 | 0 | 0 | 0 | 0 | 0 | 0 | 0 | 0 | 0 | 0 | 0 | -2 | 0 | 0 | 0 | 0 | 0 | 0 | 0 | 0 | 0 | 0 | 0 | 0 | 0 | 0 | 0 | 0 | 0 | 0 | 0 | 0 | 0 | 0 | 0 | 0 | 0 | 0 | 0 | 0 | 0 | 0 | 0 | 0 | 0 | 0 | 0 | 0 | 0 | 0 | 0 | 0 | 0 | 0 | 0 | 0 | 0 | 0 | 0 | 0 | 0 | 0 | 0 | 0 | 0 | 0 | 0 | 0 | 0 | 0 | 0 | 0
| > 33 kV & < = 66 kV ; Air Insulated circuit Breaker | 34 | 66 | CB | -2 | 0 | 0 | 0 | 0 | 0 | 0 | 0 | 0 | 0 | 0 | 0 | 0 | 0 | 0 | 0 | 0 | 0 | 0 | 0 | 0 | 0 | -2 | 0 | 0 | 0 | 0 | 0 | 0 | 0 | 0 | 0 | 0 | 0 | 0 | 0 | 0 | 0 | 0 | 0 | 0 | 0 | 0 | 0 | 0 | 0 | 0 | 0 | 0 | 0 | 0 | 0 | 0 | 0 | 0 | 0 | 0 | 0 | 0 | 0 | 0 | 0 | 0 | 0 | 0 | 0 | 0 | 0 | 0 | 0 | 0 | 0 | 0 | 0 | 0 | 0 | 0 | 0 | 0 | 0 | 0 | 0 | 0 | 0 | 0 | 0 | 0 | 0 | 0 | 0 | 0 | 0 | 0 | 0 | 0 | 0 | 0 | 0
| > 66 kV & < = 132 kV ; Air Insulated circuit Breaker | 67 | 132 | CB | -108 | 0 | -3 | -1 | -1 | 0 | 0 | -1 | -3 | 0 | -2 | -1 | -3 | -1 | -4 | 0 | 0 | 0 | 0 | 0 | 0 | -1 | -2 | -2 | -1 | 0 | -1 | -2 | -1 | 0 | 0 | -2 | -1 | -12 | -16 | 0 | -9 | -10 | -3 | -3 | -6 | 0 | -5 | -2 | -2 | 0 | -2 | 0 | 0 | 0 | 0 | 0 | 0 | 0 | 0 | 0 | 0 | 0 | -5 | 0 | 0 | 0 | 0 | 0 | 0 | 0 | 0 | 0 | 0 | 0 | 0 | 0 | 0 | 0 | 0 | 0 | 0 | 0 | 0 | 0 | 0 | 0 | 0 | 0 | 0 | 0 | 0 | 0 | 0 | 0 | 0 | 0 | 0 | 0 | 0 | 0 | 0 | 0
| > 132 kV & < = 275 kV ; Air Insulated circuit Breaker | 133 | 275 | CB | -66 | -2 | -1 | -1 | 0 | 0 | -2 | -4 | -4 | 0 | 0 | 0 | 0 | 0 | 0 | -1 | -1 | 0 | 0 | 0 | 0 | -3 | -6 | 0 | 0 | 0 | -2 | -3 | 0 | 0 | 0 | 0 | -12 | -1 | -1 | 0 | -8 | -1 | 0 | 0 | -3 | 0 | -1 | -4 | 0 | 0 | -5 | 0 | 0 | 0 | 0 | 0 | 0 | 0 | 0 | 0 | 0 | 0 | 0 | 0 | 0 | 0 | 0 | 0 | 0 | 0 | 0 | 0 | 0 | 0 | 0 | 0 | 0 | 0 | 0 | 0 | 0 | 0 | 0 | 0 | 0 | 0 | 0 | 0 | 0 | 0 | 0 | 0 | 0 | 0 | 0 | 0 | 0 | 0 | 0 | 0 | 0 | 0
| > 275 kV & < = 330 kV ; Air Insulated circuit Breaker | 276 | 330 | CB | 0 | 0 | 0 | 0 | 0 | 0 | 0 | 0 | 0 | 0 | 0 | 0 | 0 | 0 | 0 | 0 | 0 | 0 | 0 | 0 | 0 | 0 | 0 | 0 | 0 | 0 | 0 | 0 | 0 | 0 | 0 | 0 | 0 | 0 | 0 | 0 | 0 | 0 | 0 | 0 | 0 | 0 | 0 | 0 | 0 | 0 | 0 | 0 | 0 | 0 | 0 | 0 | 0 | 0 | 0 | 0 | 0 | 0 | 0 | 0 | 0 | 0 | 0 | 0 | 0 | 0 | 0 | 0 | 0 | 0 | 0 | 0 | 0 | 0 | 0 | 0 | 0 | 0 | 0 | 0 | 0 | 0 | 0 | 0 | 0 | 0 | 0 | 0 | 0 | 0 | 0 | 0 | 0 | 0 | 0 | 0 | 0 | 0
| > 330 kV & < = 500 kV ; Air Insulated circuit Breaker | 331 | 500 | CB | 0 | 0 | 0 | 0 | 0 | 0 | 0 | 0 | 0 | 0 | 0 | 0 | 0 | 0 | 0 | 0 | 0 | 0 | 0 | 0 | 0 | 0 | 0 | 0 | 0 | 0 | 0 | 0 | 0 | 0 | 0 | 0 | 0 | 0 | 0 | 0 | 0 | 0 | 0 | 0 | 0 | 0 | 0 | 0 | 0 | 0 | 0 | 0 | 0 | 0 | 0 | 0 | 0 | 0 | 0 | 0 | 0 | 0 | 0 | 0 | 0 | 0 | 0 | 0 | 0 | 0 | 0 | 0 | 0 | 0 | 0 | 0 | 0 | 0 | 0 | 0 | 0 | 0 | 0 | 0 | 0 | 0 | 0 | 0 | 0 | 0 | 0 | 0 | 0 | 0 | 0 | 0 | 0 | 0 | 0 | 0 | 0 | 0
| > 500 kV ; Air Insulated circuit Breaker | 501 | 99999 | CB | 0 | 0 | 0 | 0 | 0 | 0 | 0 | 0 | 0 | 0 | 0 | 0 | 0 | 0 | 0 | 0 | 0 | 0 | 0 | 0 | 0 | 0 | 0 | 0 | 0 | 0 | 0 | 0 | 0 | 0 | 0 | 0 | 0 | 0 | 0 | 0 | 0 | 0 | 0 | 0 | 0 | 0 | 0 | 0 | 0 | 0 | 0 | 0 | 0 | 0 | 0 | 0 | 0 | 0 | 0 | 0 | 0 | 0 | 0 | 0 | 0 | 0 | 0 | 0 | 0 | 0 | 0 | 0 | 0 | 0 | 0 | 0 | 0 | 0 | 0 | 0 | 0 | 0 | 0 | 0 | 0 | 0 | 0 | 0 | 0 | 0 | 0 | 0 | 0 | 0 | 0 | 0 | 0 | 0 | 0 | 0 | 0 | 0
| < = 33 kV; Air Insulated Isolators / Earth Switch | 0 | 33 | IS/ES | -2 | 0 | 0 | 0 | 0 | 0 | 0 | 0 | 0 | 0 | 0 | 0 | 0 | 0 | 0 | 0 | 0 | 0 | 0 | 0 | 0 | 0 | 0 | 0 | 0 | 0 | 0 | 0 | 0 | 0 | 0 | 0 | 0 | 0 | 0 | 0 | 0 | 0 | 0 | 0 | 0 | 0 | 0 | 0 | 0 | 0 | -2 | 0 | 0 | 0 | 0 | 0 | 0 | 0 | 0 | 0 | 0 | 0 | 0 | 0 | 0 | 0 | 0 | 0 | 0 | 0 | 0 | 0 | 0 | 0 | 0 | 0 | 0 | 0 | 0 | 0 | 0 | 0 | 0 | 0 | 0 | 0 | 0 | 0 | 0 | 0 | 0 | 0 | 0 | 0 | 0 | 0 | 0 | 0 | 0 | 0 | 0 | 0
| > 33 kV & < = 66 kV ; Air Insulated Isolators / Earth Switch | 34 | 66 | IS/ES | -14 | 0 | 0 | 0 | 0 | 0 | 0 | 0 | 0 | 0 | 0 | 0 | -6 | 0 | 0 | 0 | 0 | 0 | 0 | 0 | 0 | 0 | 0 | 0 | 0 | 0 | 0 | 0 | 0 | 0 | 0 | 0 | 0 | 0 | 0 | 0 | 0 | 0 | 0 | -2 | 0 | -2 | -2 | -2 | 0 | 0 | 0 | 0 | 0 | 0 | 0 | 0 | 0 | 0 | 0 | 0 | 0 | 0 | 0 | 0 | 0 | 0 | 0 | 0 | 0 | 0 | 0 | 0 | 0 | 0 | 0 | 0 | 0 | 0 | 0 | 0 | 0 | 0 | 0 | 0 | 0 | 0 | 0 | 0 | 0 | 0 | 0 | 0 | 0 | 0 | 0 | 0 | 0 | 0 | 0 | 0 | 0 | 0
| > 66 kV & < = 132 kV ; Air Insulated Isolators / Earth Switch | 67 | 132 | IS/ES | -324 | 0 | 0 | -3 | -3 | 0 | 0 | -7 | -14 | 0 | -6 | -4 | -6 | -6 | -6 | 0 | 0 | 0 | 0 | 0 | 0 | -10 | -2 | -2 | -6 | 0 | -3 | -1 | 0 | -3 | -5 | 0 | -1 | -14 | -25 | -1 | -47 | -27 | -7 | -23 | -1 | -4 | -9 | -26 | -7 | 0 | -7 | 0 | 0 | -2 | 0 | 0 | 0 | 0 | 0 | 0 | -14 | -20 | -2 | 0 | 0 | 0 | 0 | 0 | 0 | 0 | 0 | 0 | 0 | 0 | 0 | 0 | 0 | 0 | 0 | 0 | 0 | 0 | 0 | 0 | 0 | 0 | 0 | 0 | 0 | 0 | 0 | 0 | 0 | 0 | 0 | 0 | 0 | 0 | 0 | 0 | 0 | 0
| > 132 kV & < = 275 kV ; Air Insulated Isolators / Earth Switch | 133 | 275 | IS/ES | -299 | -11 | 0 | 0 | 0 | 0 | -11 | -26 | -11 | 0 | 0 | 0 | 0 | 0 | 0 | -4 | -8 | 0 | 0 | 0 | -1 | -4 | -11 | 0 | -1 | -7 | -13 | -3 | 0 | -11 | 0 | -1 | -10 | 0 | -9 | -1 | -34 | -36 | 0 | -2 | 0 | 0 | -19 | -46 | -6 | -3 | -3 | -4 | 0 | 0 | 0 | 0 | -3 | 0 | 0 | 0 | 0 | 0 | 0 | 0 | 0 | 0 | 0 | 0 | 0 | 0 | 0 | 0 | 0 | 0 | 0 | 0 | 0 | 0 | 0 | 0 | 0 | 0 | 0 | 0 | 0 | 0 | 0 | 0 | 0 | 0 | 0 | 0 | 0 | 0 | 0 | 0 | 0 | 0 | 0 | 0 | 0 | 0
| > 275 kV & < = 330 kV ; Air Insulated Isolators / Earth Switch | 276 | 330 | IS/ES | 0 | 0 | 0 | 0 | 0 | 0 | 0 | 0 | 0 | 0 | 0 | 0 | 0 | 0 | 0 | 0 | 0 | 0 | 0 | 0 | 0 | 0 | 0 | 0 | 0 | 0 | 0 | 0 | 0 | 0 | 0 | 0 | 0 | 0 | 0 | 0 | 0 | 0 | 0 | 0 | 0 | 0 | 0 | 0 | 0 | 0 | 0 | 0 | 0 | 0 | 0 | 0 | 0 | 0 | 0 | 0 | 0 | 0 | 0 | 0 | 0 | 0 | 0 | 0 | 0 | 0 | 0 | 0 | 0 | 0 | 0 | 0 | 0 | 0 | 0 | 0 | 0 | 0 | 0 | 0 | 0 | 0 | 0 | 0 | 0 | 0 | 0 | 0 | 0 | 0 | 0 | 0 | 0 | 0 | 0 | 0 | 0 | 0
| > 330 kV & < = 500 kV ; Air Insulated Isolators / Earth Switch | 331 | 500 | IS/ES | 0 | 0 | 0 | 0 | 0 | 0 | 0 | 0 | 0 | 0 | 0 | 0 | 0 | 0 | 0 | 0 | 0 | 0 | 0 | 0 | 0 | 0 | 0 | 0 | 0 | 0 | 0 | 0 | 0 | 0 | 0 | 0 | 0 | 0 | 0 | 0 | 0 | 0 | 0 | 0 | 0 | 0 | 0 | 0 | 0 | 0 | 0 | 0 | 0 | 0 | 0 | 0 | 0 | 0 | 0 | 0 | 0 | 0 | 0 | 0 | 0 | 0 | 0 | 0 | 0 | 0 | 0 | 0 | 0 | 0 | 0 | 0 | 0 | 0 | 0 | 0 | 0 | 0 | 0 | 0 | 0 | 0 | 0 | 0 | 0 | 0 | 0 | 0 | 0 | 0 | 0 | 0 | 0 | 0 | 0 | 0 | 0 | 0
| > 500 kV ; Air Insulated Isolators / Earth Switch | 501 | 99999 | IS/ES | 0 | 0 | 0 | 0 | 0 | 0 | 0 | 0 | 0 | 0 | 0 | 0 | 0 | 0 | 0 | 0 | 0 | 0 | 0 | 0 | 0 | 0 | 0 | 0 | 0 | 0 | 0 | 0 | 0 | 0 | 0 | 0 | 0 | 0 | 0 | 0 | 0 | 0 | 0 | 0 | 0 | 0 | 0 | 0 | 0 | 0 | 0 | 0 | 0 | 0 | 0 | 0 | 0 | 0 | 0 | 0 | 0 | 0 | 0 | 0 | 0 | 0 | 0 | 0 | 0 | 0 | 0 | 0 | 0 | 0 | 0 | 0 | 0 | 0 | 0 | 0 | 0 | 0 | 0 | 0 | 0 | 0 | 0 | 0 | 0 | 0 | 0 | 0 | 0 | 0 | 0 | 0 | 0 | 0 | 0 | 0 | 0 | 0
| < = 33 kV; VT | 0 | 33 | VT | -1 | 0 | 0 | 0 | 0 | 0 | 0 | 0 | 0 | 0 | 0 | 0 | 0 | 0 | 0 | 0 | 0 | 0 | 0 | -1 | 0 | 0 | 0 | 0 | 0 | 0 | 0 | 0 | 0 | 0 | 0 | 0 | 0 | 0 | 0 | 0 | 0 | 0 | 0 | 0 | 0 | 0 | 0 | 0 | 0 | 0 | 0 | 0 | 0 | 0 | 0 | 0 | 0 | 0 | 0 | 0 | 0 | 0 | 0 | 0 | 0 | 0 | 0 | 0 | 0 | 0 | 0 | 0 | 0 | 0 | 0 | 0 | 0 | 0 | 0 | 0 | 0 | 0 | 0 | 0 | 0 | 0 | 0 | 0 | 0 | 0 | 0 | 0 | 0 | 0 | 0 | 0 | 0 | 0 | 0 | 0 | 0 | 0
| > 33 kV & < = 66 kV ; VT | 34 | 66 | VT | -24 | 0 | -1 | -3 | -3 | 0 | 0 | -1 | 0 | 0 | 0 | 0 | 0 | 0 | 0 | 0 | 0 | 0 | 0 | 0 | 0 | -4 | 0 | 0 | 0 | 0 | 0 | 0 | 0 | 0 | 0 | 0 | 0 | 0 | 0 | 0 | 0 | 0 | 0 | 0 | 0 | -2 | 0 | -6 | 0 | 0 | -4 | 0 | 0 | 0 | 0 | 0 | 0 | 0 | 0 | 0 | 0 | 0 | 0 | 0 | 0 | 0 | 0 | 0 | 0 | 0 | 0 | 0 | 0 | 0 | 0 | 0 | 0 | 0 | 0 | 0 | 0 | 0 | 0 | 0 | 0 | 0 | 0 | 0 | 0 | 0 | 0 | 0 | 0 | 0 | 0 | 0 | 0 | 0 | 0 | 0 | 0 | 0
| > 66 kV & < = 132 kV ; VT | 67 | 132 | VT | -213 | 0 | -14 | -3 | 0 | -1 | 0 | -14 | -20 | -8 | -7 | -3 | -3 | -3 | -6 | 0 | 0 | 0 | 0 | 0 | 0 | -6 | -3 | -7 | 0 | -5 | 0 | -2 | -1 | 0 | 0 | 0 | -1 | -12 | -20 | 0 | -38 | 0 | -10 | -7 | 0 | 0 | 0 | -10 | 0 | -5 | 0 | 0 | 0 | 0 | 0 | 0 | 0 | 0 | -3 | -1 | 0 | 0 | 0 | 0 | 0 | 0 | 0 | 0 | 0 | 0 | 0 | 0 | 0 | 0 | 0 | 0 | 0 | 0 | 0 | 0 | 0 | 0 | 0 | 0 | 0 | 0 | 0 | 0 | 0 | 0 | 0 | 0 | 0 | 0 | 0 | 0 | 0 | 0 | 0 | 0 | 0 | 0
| > 132 kV & < = 275 kV ; VT | 133 | 275 | VT | -94 | -3 | -3 | 0 | -1 | 0 | -3 | -16 | -8 | 0 | -4 | 0 | 0 | 0 | 0 | 0 | 0 | 0 | 0 | 0 | -3 | 0 | -2 | -2 | 0 | 0 | -3 | 0 | 0 | 0 | 0 | 0 | 0 | -3 | -1 | 0 | -15 | -11 | 0 | 0 | 0 | 0 | 0 | -15 | 0 | 0 | 0 | -1 | 0 | 0 | 0 | 0 | 0 | 0 | 0 | 0 | 0 | 0 | 0 | 0 | 0 | 0 | 0 | 0 | 0 | 0 | 0 | 0 | 0 | 0 | 0 | 0 | 0 | 0 | 0 | 0 | 0 | 0 | 0 | 0 | 0 | 0 | 0 | 0 | 0 | 0 | 0 | 0 | 0 | 0 | 0 | 0 | 0 | 0 | 0 | 0 | 0 | 0
| > 275 kV & < = 330 kV ; VT | 276 | 330 | VT | 0 | 0 | 0 | 0 | 0 | 0 | 0 | 0 | 0 | 0 | 0 | 0 | 0 | 0 | 0 | 0 | 0 | 0 | 0 | 0 | 0 | 0 | 0 | 0 | 0 | 0 | 0 | 0 | 0 | 0 | 0 | 0 | 0 | 0 | 0 | 0 | 0 | 0 | 0 | 0 | 0 | 0 | 0 | 0 | 0 | 0 | 0 | 0 | 0 | 0 | 0 | 0 | 0 | 0 | 0 | 0 | 0 | 0 | 0 | 0 | 0 | 0 | 0 | 0 | 0 | 0 | 0 | 0 | 0 | 0 | 0 | 0 | 0 | 0 | 0 | 0 | 0 | 0 | 0 | 0 | 0 | 0 | 0 | 0 | 0 | 0 | 0 | 0 | 0 | 0 | 0 | 0 | 0 | 0 | 0 | 0 | 0 | 0
| > 330 kV & < = 500 kV ; VT | 331 | 500 | VT | 0 | 0 | 0 | 0 | 0 | 0 | 0 | 0 | 0 | 0 | 0 | 0 | 0 | 0 | 0 | 0 | 0 | 0 | 0 | 0 | 0 | 0 | 0 | 0 | 0 | 0 | 0 | 0 | 0 | 0 | 0 | 0 | 0 | 0 | 0 | 0 | 0 | 0 | 0 | 0 | 0 | 0 | 0 | 0 | 0 | 0 | 0 | 0 | 0 | 0 | 0 | 0 | 0 | 0 | 0 | 0 | 0 | 0 | 0 | 0 | 0 | 0 | 0 | 0 | 0 | 0 | 0 | 0 | 0 | 0 | 0 | 0 | 0 | 0 | 0 | 0 | 0 | 0 | 0 | 0 | 0 | 0 | 0 | 0 | 0 | 0 | 0 | 0 | 0 | 0 | 0 | 0 | 0 | 0 | 0 | 0 | 0 | 0
| > 500 kV ; VT | 501 | 99999 | VT | 0 | 0 | 0 | 0 | 0 | 0 | 0 | 0 | 0 | 0 | 0 | 0 | 0 | 0 | 0 | 0 | 0 | 0 | 0 | 0 | 0 | 0 | 0 | 0 | 0 | 0 | 0 | 0 | 0 | 0 | 0 | 0 | 0 | 0 | 0 | 0 | 0 | 0 | 0 | 0 | 0 | 0 | 0 | 0 | 0 | 0 | 0 | 0 | 0 | 0 | 0 | 0 | 0 | 0 | 0 | 0 | 0 | 0 | 0 | 0 | 0 | 0 | 0 | 0 | 0 | 0 | 0 | 0 | 0 | 0 | 0 | 0 | 0 | 0 | 0 | 0 | 0 | 0 | 0 | 0 | 0 | 0 | 0 | 0 | 0 | 0 | 0 | 0 | 0 | 0 | 0 | 0 | 0 | 0 | 0 | 0 | 0 | 0
| < = 33 kV; CT | 0 | 33 | CT | -12 | 0 | 0 | 0 | 0 | 0 | 0 | 0 | -12 | 0 | 0 | 0 | 0 | 0 | 0 | 0 | 0 | 0 | 0 | 0 | 0 | 0 | 0 | 0 | 0 | 0 | 0 | 0 | 0 | 0 | 0 | 0 | 0 | 0 | 0 | 0 | 0 | 0 | 0 | 0 | 0 | 0 | 0 | 0 | 0 | 0 | 0 | 0 | 0 | 0 | 0 | 0 | 0 | 0 | 0 | 0 | 0 | 0 | 0 | 0 | 0 | 0 | 0 | 0 | 0 | 0 | 0 | 0 | 0 | 0 | 0 | 0 | 0 | 0 | 0 | 0 | 0 | 0 | 0 | 0 | 0 | 0 | 0 | 0 | 0 | 0 | 0 | 0 | 0 | 0 | 0 | 0 | 0 | 0 | 0 | 0 | 0 | 0
| > 33 kV & < = 66 kV ; CT | 34 | 66 | CT | -33 | 0 | 0 | -3 | -2 | -4 | 0 | 0 | 0 | 0 | 0 | 0 | -12 | 0 | 0 | 0 | 0 | 0 | 0 | 0 | 0 | 0 | 0 | 0 | 0 | 0 | 0 | 0 | 0 | 0 | 0 | 0 | 0 | 0 | 0 | 0 | 0 | 0 | 0 | -6 | 0 | 0 | 0 | 0 | 0 | 0 | -3 | -3 | 0 | 0 | 0 | 0 | 0 | 0 | 0 | 0 | 0 | 0 | 0 | 0 | 0 | 0 | 0 | 0 | 0 | 0 | 0 | 0 | 0 | 0 | 0 | 0 | 0 | 0 | 0 | 0 | 0 | 0 | 0 | 0 | 0 | 0 | 0 | 0 | 0 | 0 | 0 | 0 | 0 | 0 | 0 | 0 | 0 | 0 | 0 | 0 | 0 | 0
| > 66 kV & < = 132 kV ; CT | 67 | 132 | CT | -278 | 0 | -2 | 0 | 0 | 0 | 0 | -3 | -3 | 0 | 0 | -3 | -22 | -8 | -8 | -12 | 0 | 0 | 0 | -2 | -2 | -23 | -8 | -9 | -7 | 0 | -5 | 0 | -1 | 0 | -3 | -3 | -7 | -8 | -15 | 0 | -49 | -25 | -3 | 0 | -4 | 0 | -24 | -4 | 0 | -3 | -3 | 0 | 0 | 0 | 0 | 0 | 0 | 0 | 0 | -8 | 0 | 0 | -1 | 0 | 0 | 0 | 0 | 0 | 0 | 0 | 0 | 0 | 0 | 0 | 0 | 0 | 0 | 0 | 0 | 0 | 0 | 0 | 0 | 0 | 0 | 0 | 0 | 0 | 0 | 0 | 0 | 0 | 0 | 0 | 0 | 0 | 0 | 0 | 0 | 0 | 0 | 0
| > 132 kV & < = 275 kV ; CT | 133 | 275 | CT | -165 | 0 | 0 | 0 | -2 | -1 | 0 | -18 | -6 | 0 | -1 | -3 | 0 | 0 | -1 | -3 | -3 | 0 | 0 | 0 | 0 | 0 | -2 | -3 | 0 | -2 | 0 | 0 | 0 | 0 | 0 | 0 | -3 | -9 | -10 | -21 | -28 | -6 | -6 | 0 | 0 | 0 | 0 | -23 | 0 | 0 | -14 | 0 | 0 | 0 | 0 | 0 | 0 | 0 | 0 | 0 | 0 | 0 | 0 | 0 | 0 | 0 | 0 | 0 | 0 | 0 | 0 | 0 | 0 | 0 | 0 | 0 | 0 | 0 | 0 | 0 | 0 | 0 | 0 | 0 | 0 | 0 | 0 | 0 | 0 | 0 | 0 | 0 | 0 | 0 | 0 | 0 | 0 | 0 | 0 | 0 | 0 | 0
| > 275 kV & < = 330 kV ; CT | 276 | 330 | CT | 0 | 0 | 0 | 0 | 0 | 0 | 0 | 0 | 0 | 0 | 0 | 0 | 0 | 0 | 0 | 0 | 0 | 0 | 0 | 0 | 0 | 0 | 0 | 0 | 0 | 0 | 0 | 0 | 0 | 0 | 0 | 0 | 0 | 0 | 0 | 0 | 0 | 0 | 0 | 0 | 0 | 0 | 0 | 0 | 0 | 0 | 0 | 0 | 0 | 0 | 0 | 0 | 0 | 0 | 0 | 0 | 0 | 0 | 0 | 0 | 0 | 0 | 0 | 0 | 0 | 0 | 0 | 0 | 0 | 0 | 0 | 0 | 0 | 0 | 0 | 0 | 0 | 0 | 0 | 0 | 0 | 0 | 0 | 0 | 0 | 0 | 0 | 0 | 0 | 0 | 0 | 0 | 0 | 0 | 0 | 0 | 0 | 0
| > 330 kV & < = 500 kV ; CT | 331 | 500 | CT | 0 | 0 | 0 | 0 | 0 | 0 | 0 | 0 | 0 | 0 | 0 | 0 | 0 | 0 | 0 | 0 | 0 | 0 | 0 | 0 | 0 | 0 | 0 | 0 | 0 | 0 | 0 | 0 | 0 | 0 | 0 | 0 | 0 | 0 | 0 | 0 | 0 | 0 | 0 | 0 | 0 | 0 | 0 | 0 | 0 | 0 | 0 | 0 | 0 | 0 | 0 | 0 | 0 | 0 | 0 | 0 | 0 | 0 | 0 | 0 | 0 | 0 | 0 | 0 | 0 | 0 | 0 | 0 | 0 | 0 | 0 | 0 | 0 | 0 | 0 | 0 | 0 | 0 | 0 | 0 | 0 | 0 | 0 | 0 | 0 | 0 | 0 | 0 | 0 | 0 | 0 | 0 | 0 | 0 | 0 | 0 | 0 | 0
| > 500 kV ; CT | 501 | 99999 | CT | 0 | 0 | 0 | 0 | 0 | 0 | 0 | 0 | 0 | 0 | 0 | 0 | 0 | 0 | 0 | 0 | 0 | 0 | 0 | 0 | 0 | 0 | 0 | 0 | 0 | 0 | 0 | 0 | 0 | 0 | 0 | 0 | 0 | 0 | 0 | 0 | 0 | 0 | 0 | 0 | 0 | 0 | 0 | 0 | 0 | 0 | 0 | 0 | 0 | 0 | 0 | 0 | 0 | 0 | 0 | 0 | 0 | 0 | 0 | 0 | 0 | 0 | 0 | 0 | 0 | 0 | 0 | 0 | 0 | 0 | 0 | 0 | 0 | 0 | 0 | 0 | 0 | 0 | 0 | 0 | 0 | 0 | 0 | 0 | 0 | 0 | 0 | 0 | 0 | 0 | 0 | 0 | 0 | 0 | 0 | 0 | 0 | 0
[5 empty] | -1637 | -16 | -24 | -14 | -12 | -6 | -16 | -90 | -81 | -8 | -20 | -14 | -52 | -18 | -25 | -20 | -12 | 0 | 0 | -3 | -6 | -51 | -38 | -25 | -15 | -14 | -27 | -11 | -3 | -14 | -8 | -6 | -35 | -59 | -97 | -23 | -228 | -118 | -29 | -43 | -14 | -8 | -60 | -138 | -15 | -11 | -43 | -8 | 0 | -2 | 0 | 0 | -3 | 0 | -3 | -9 | -14 | -20 | -8 | 0 | 0 | 0 | 0 | 0 | 0 | 0 | 0 | 0 | 0 | 0 | 0 | 0 | 0 | 0 | 0 | 0 | 0 | 0 | 0 | 0 | 0 | 0 | 0 | 0 | 0 | 0 | 0 | 0 | 0 | 0 | 0 | 0 | 0 | 0 | 0 | 0 | 0 | 0
Adjusted Age Profile (2020)
[6 empty] | 2020 | 2019 | 2018 | 2017 | 2016 | 2015 | 2014 | 2013 | 2012 | 2011 | 2010 | 2009 | 2008 | 2007 | 2006 | 2005 | 2004 | 2003 | 2002 | 2001 | 2000 | 1999 | 1998 | 1997 | 1996 | 1995 | 1994 | 1993 | 1992 | 1991 | 1990 | 1989 | 1988 | 1987 | 1986 | 1985 | 1984 | 1983 | 1982 | 1981 | 1980 | 1979 | 1978 | 1977 | 1976 | 1975 | 1974 | 1973 | 1972 | 1971 | 1970 | 1969 | 1968 | 1967 | 1966 | 1965 | 1964 | 1963 | 1962 | 1961 | 1960 | 1959 | 1958 | 1957 | 1956 | 1955 | 1954 | 1953 | 1952 | 1951 | 1950 | 1949 | 1948 | 1947 | 1946 | 1945 | 1944 | 1943 | 1942 | 1941 | 1940 | 1939 | 1938 | 1937 | 1936 | 1935 | 1934 | 1933 | 1932 | 1931 | 1930 | 1929 | 1928 | 1927 | 1926 | 1925 | 1924
| Description | MinV | MaxV | Type
| < = 33 kV; Air Insulated circuit Breaker | 0 | 33 | CB | 1 | 0 | 0 | 0 | 0 | 0 | 0 | 0 | 0 | 0 | 0 | 0 | 0 | 0 | 0 | 0 | 0 | 0 | 0 | 0 | 0 | 0 | 0 | 0 | 0 | 0 | 0 | 0 | 0 | 0 | 0 | 0 | 1 | 0 | 0 | 0 | 0 | 0 | 0 | 0 | 0 | 0 | 0 | 0 | 0 | 0 | 0 | 0 | 0 | 0 | 0 | 0 | 0 | 0 | 0 | 0 | 0 | 0 | 0 | 0 | 0 | 0 | 0 | 0 | 0 | 0 | 0 | 0 | 0 | 0 | 0 | 0 | 0 | 0 | 0 | 0 | 0 | 0 | 0 | 0 | 0 | 0 | 0 | 0 | 0 | 0 | 0 | 0 | 0 | 0 | 0 | 0 | 0 | 0 | 0 | 0 | 0 | 0
| > 33 kV & < = 66 kV ; Air Insulated circuit Breaker | 34 | 66 | CB | 11 | 0 | 0 | 0 | 0 | 0 | 0 | 0 | 2 | 7 | 0 | 0 | 0 | 0 | 0 | 0 | 0 | 0 | 0 | 0 | 0 | 0 | 0 | 2 | 0 | 0 | 0 | 0 | 0 | 0 | 0 | 0 | 0 | 0 | 0 | 0 | 0 | 0 | 0 | 0 | 0 | 0 | 0 | 0 | 0 | 0 | 0 | 0 | 0 | 0 | 0 | 0 | 0 | 0 | 0 | 0 | 0 | 0 | 0 | 0 | 0 | 0 | 0 | 0 | 0 | 0 | 0 | 0 | 0 | 0 | 0 | 0 | 0 | 0 | 0 | 0 | 0 | 0 | 0 | 0 | 0 | 0 | 0 | 0 | 0 | 0 | 0 | 0 | 0 | 0 | 0 | 0 | 0 | 0 | 0 | 0 | 0 | 0
| > 66 kV & < = 132 kV ; Air Insulated circuit Breaker | 67 | 132 | CB | 402 | 5 | 3 | 5 | 11 | 0 | 9 | 38 | 29 | 28 | 24 | 47 | 54 | 26 | 17 | 16 | 15 | 2 | 4 | 4 | 7 | 2 | 5 | 11 | 3 | 1 | 4 | 1 | 0 | 3 | 3 | 0 | 4 | 4 | 3 | 8 | 2 | 1 | 2 | 1 | 0 | 0 | 0 | 0 | 0 | 0 | 0 | 0 | 0 | 0 | 0 | 0 | 0 | 0 | 0 | 0 | 0 | 0 | 0 | 0 | 0 | 0 | 0 | 0 | 0 | 0 | 0 | 0 | 0 | 0 | 0 | 0 | 0 | 0 | 0 | 0 | 0 | 0 | 0 | 0 | 0 | 0 | 0 | 0 | 0 | 0 | 0 | 0 | 0 | 0 | 0 | 0 | 0 | 0 | 0 | 0 | 0 | 0
| > 132 kV & < = 275 kV ; Air Insulated circuit Breaker | 133 | 275 | CB | 346 | 1 | 0 | 1 | 0 | 3 | 14 | 17 | 27 | 30 | 6 | 15 | 35 | 43 | 31 | 27 | 14 | 5 | 10 | 12 | 2 | 3 | 4 | 12 | 0 | 3 | 2 | 4 | 12 | 2 | 0 | 0 | 6 | 1 | 0 | 1 | 3 | 0 | 0 | 0 | 0 | 0 | 0 | 0 | 0 | 0 | 0 | 0 | 0 | 0 | 0 | 0 | 0 | 0 | 0 | 0 | 0 | 0 | 0 | 0 | 0 | 0 | 0 | 0 | 0 | 0 | 0 | 0 | 0 | 0 | 0 | 0 | 0 | 0 | 0 | 0 | 0 | 0 | 0 | 0 | 0 | 0 | 0 | 0 | 0 | 0 | 0 | 0 | 0 | 0 | 0 | 0 | 0 | 0 | 0 | 0 | 0 | 0
| > 275 kV & < = 330 kV ; Air Insulated circuit Breaker | 276 | 330 | CB | 8 | 0 | 0 | 0 | 0 | 0 | 0 | 0 | 0 | 3 | 0 | 0 | 0 | 1 | 0 | 0 | 4 | 0 | 0 | 0 | 0 | 0 | 0 | 0 | 0 | 0 | 0 | 0 | 0 | 0 | 0 | 0 | 0 | 0 | 0 | 0 | 0 | 0 | 0 | 0 | 0 | 0 | 0 | 0 | 0 | 0 | 0 | 0 | 0 | 0 | 0 | 0 | 0 | 0 | 0 | 0 | 0 | 0 | 0 | 0 | 0 | 0 | 0 | 0 | 0 | 0 | 0 | 0 | 0 | 0 | 0 | 0 | 0 | 0 | 0 | 0 | 0 | 0 | 0 | 0 | 0 | 0 | 0 | 0 | 0 | 0 | 0 | 0 | 0 | 0 | 0 | 0 | 0 | 0 | 0 | 0 | 0 | 0
| > 330 kV & < = 500 kV ; Air Insulated circuit Breaker | 331 | 500 | CB | 0 | 0 | 0 | 0 | 0 | 0 | 0 | 0 | 0 | 0 | 0 | 0 | 0 | 0 | 0 | 0 | 0 | 0 | 0 | 0 | 0 | 0 | 0 | 0 | 0 | 0 | 0 | 0 | 0 | 0 | 0 | 0 | 0 | 0 | 0 | 0 | 0 | 0 | 0 | 0 | 0 | 0 | 0 | 0 | 0 | 0 | 0 | 0 | 0 | 0 | 0 | 0 | 0 | 0 | 0 | 0 | 0 | 0 | 0 | 0 | 0 | 0 | 0 | 0 | 0 | 0 | 0 | 0 | 0 | 0 | 0 | 0 | 0 | 0 | 0 | 0 | 0 | 0 | 0 | 0 | 0 | 0 | 0 | 0 | 0 | 0 | 0 | 0 | 0 | 0 | 0 | 0 | 0 | 0 | 0 | 0 | 0 | 0
| > 500 kV ; Air Insulated circuit Breaker | 501 | 99999 | CB | 0 | 0 | 0 | 0 | 0 | 0 | 0 | 0 | 0 | 0 | 0 | 0 | 0 | 0 | 0 | 0 | 0 | 0 | 0 | 0 | 0 | 0 | 0 | 0 | 0 | 0 | 0 | 0 | 0 | 0 | 0 | 0 | 0 | 0 | 0 | 0 | 0 | 0 | 0 | 0 | 0 | 0 | 0 | 0 | 0 | 0 | 0 | 0 | 0 | 0 | 0 | 0 | 0 | 0 | 0 | 0 | 0 | 0 | 0 | 0 | 0 | 0 | 0 | 0 | 0 | 0 | 0 | 0 | 0 | 0 | 0 | 0 | 0 | 0 | 0 | 0 | 0 | 0 | 0 | 0 | 0 | 0 | 0 | 0 | 0 | 0 | 0 | 0 | 0 | 0 | 0 | 0 | 0 | 0 | 0 | 0 | 0 | 0
| < = 33 kV; Air Insulated Isolators / Earth Switch | 0 | 33 | IS/ES | 21 | 0 | 0 | 0 | 1 | 0 | 1 | 1 | 0 | 2 | 0 | 0 | 2 | 0 | 2 | 0 | 0 | 0 | 0 | 2 | 0 | 0 | 0 | 0 | 0 | 0 | 5 | 0 | 0 | 0 | 0 | 0 | 1 | 0 | 0 | 0 | 0 | 0 | 0 | 0 | 0 | 0 | 0 | 0 | 0 | 0 | 0 | 0 | 0 | 2 | 0 | 0 | 0 | 0 | 0 | 0 | 0 | 0 | 1 | 1 | 0 | 0 | 0 | 0 | 0 | 0 | 0 | 0 | 0 | 0 | 0 | 0 | 0 | 0 | 0 | 0 | 0 | 0 | 0 | 0 | 0 | 0 | 0 | 0 | 0 | 0 | 0 | 0 | 0 | 0 | 0 | 0 | 0 | 0 | 0 | 0 | 0 | 0
| > 33 kV & < = 66 kV ; Air Insulated Isolators / Earth Switch | 34 | 66 | IS/ES | 38 | 0 | 0 | 0 | 0 | 0 | 0 | 0 | 13 | 14 | 2 | 0 | 0 | 2 | 0 | 2 | 0 | 0 | 0 | 0 | 0 | 1 | 1 | 3 | 0 | 0 | 0 | 0 | 0 | 0 | 0 | 0 | 0 | 0 | 0 | 0 | 0 | 0 | 0 | 0 | 0 | 0 | 0 | 0 | 0 | 0 | 0 | 0 | 0 | 0 | 0 | 0 | 0 | 0 | 0 | 0 | 0 | 0 | 0 | 0 | 0 | 0 | 0 | 0 | 0 | 0 | 0 | 0 | 0 | 0 | 0 | 0 | 0 | 0 | 0 | 0 | 0 | 0 | 0 | 0 | 0 | 0 | 0 | 0 | 0 | 0 | 0 | 0 | 0 | 0 | 0 | 0 | 0 | 0 | 0 | 0 | 0 | 0
| > 66 kV & < = 132 kV ; Air Insulated Isolators / Earth Switch | 67 | 132 | IS/ES | 1312 | 21 | 12 | 15 | 29 | 0 | 20 | 90 | 75 | 124 | 68 | 140 | 164 | 72 | 46 | 40 | 58 | 18 | 13 | 12 | 29 | 11 | 11 | 31 | 10 | 8 | 20 | 4 | 7 | 8 | 1 | 4 | 11 | 1 | 21 | 24 | 0 | 3 | 24 | 2 | 10 | 1 | 22 | 9 | 0 | 0 | 0 | 0 | 7 | 10 | 0 | 1 | 2 | 0 | 0 | 3 | 0 | 0 | 0 | 0 | 0 | 0 | 0 | 0 | 0 | 0 | 0 | 0 | 0 | 0 | 0 | 0 | 0 | 0 | 0 | 0 | 0 | 0 | 0 | 0 | 0 | 0 | 0 | 0 | 0 | 0 | 0 | 0 | 0 | 0 | 0 | 0 | 0 | 0 | 0 | 0 | 0 | 0
| > 132 kV & < = 275 kV ; Air Insulated Isolators / Earth Switch | 133 | 275 | IS/ES | 2035 | 5 | 0 | 0 | 3 | 3 | 80 | 79 | 176 | 155 | 44 | 70 | 144 | 232 | 115 | 110 | 80 | 42 | 25 | 40 | 23 | 69 | 30 | 56 | 0 | 12 | 15 | 46 | 64 | 20 | 28 | 0 | 32 | 3 | 6 | 13 | 0 | 55 | 3 | 16 | 8 | 0 | 0 | 48 | 2 | 24 | 1 | 3 | 5 | 10 | 24 | 16 | 0 | 0 | 0 | 0 | 0 | 0 | 0 | 0 | 0 | 0 | 0 | 0 | 0 | 0 | 0 | 0 | 0 | 0 | 0 | 0 | 0 | 0 | 0 | 0 | 0 | 0 | 0 | 0 | 0 | 0 | 0 | 0 | 0 | 0 | 0 | 0 | 0 | 0 | 0 | 0 | 0 | 0 | 0 | 0 | 0 | 0
| > 275 kV & < = 330 kV ; Air Insulated Isolators / Earth Switch | 276 | 330 | IS/ES | 44 | 0 | 0 | 0 | 0 | 0 | 0 | 0 | 0 | 9 | 0 | 0 | 2 | 5 | 1 | 0 | 27 | 0 | 0 | 0 | 0 | 0 | 0 | 0 | 0 | 0 | 0 | 0 | 0 | 0 | 0 | 0 | 0 | 0 | 0 | 0 | 0 | 0 | 0 | 0 | 0 | 0 | 0 | 0 | 0 | 0 | 0 | 0 | 0 | 0 | 0 | 0 | 0 | 0 | 0 | 0 | 0 | 0 | 0 | 0 | 0 | 0 | 0 | 0 | 0 | 0 | 0 | 0 | 0 | 0 | 0 | 0 | 0 | 0 | 0 | 0 | 0 | 0 | 0 | 0 | 0 | 0 | 0 | 0 | 0 | 0 | 0 | 0 | 0 | 0 | 0 | 0 | 0 | 0 | 0 | 0 | 0 | 0
| > 330 kV & < = 500 kV ; Air Insulated Isolators / Earth Switch | 331 | 500 | IS/ES | 0 | 0 | 0 | 0 | 0 | 0 | 0 | 0 | 0 | 0 | 0 | 0 | 0 | 0 | 0 | 0 | 0 | 0 | 0 | 0 | 0 | 0 | 0 | 0 | 0 | 0 | 0 | 0 | 0 | 0 | 0 | 0 | 0 | 0 | 0 | 0 | 0 | 0 | 0 | 0 | 0 | 0 | 0 | 0 | 0 | 0 | 0 | 0 | 0 | 0 | 0 | 0 | 0 | 0 | 0 | 0 | 0 | 0 | 0 | 0 | 0 | 0 | 0 | 0 | 0 | 0 | 0 | 0 | 0 | 0 | 0 | 0 | 0 | 0 | 0 | 0 | 0 | 0 | 0 | 0 | 0 | 0 | 0 | 0 | 0 | 0 | 0 | 0 | 0 | 0 | 0 | 0 | 0 | 0 | 0 | 0 | 0 | 0
| > 500 kV ; Air Insulated Isolators / Earth Switch | 501 | 99999 | IS/ES | 0 | 0 | 0 | 0 | 0 | 0 | 0 | 0 | 0 | 0 | 0 | 0 | 0 | 0 | 0 | 0 | 0 | 0 | 0 | 0 | 0 | 0 | 0 | 0 | 0 | 0 | 0 | 0 | 0 | 0 | 0 | 0 | 0 | 0 | 0 | 0 | 0 | 0 | 0 | 0 | 0 | 0 | 0 | 0 | 0 | 0 | 0 | 0 | 0 | 0 | 0 | 0 | 0 | 0 | 0 | 0 | 0 | 0 | 0 | 0 | 0 | 0 | 0 | 0 | 0 | 0 | 0 | 0 | 0 | 0 | 0 | 0 | 0 | 0 | 0 | 0 | 0 | 0 | 0 | 0 | 0 | 0 | 0 | 0 | 0 | 0 | 0 | 0 | 0 | 0 | 0 | 0 | 0 | 0 | 0 | 0 | 0 | 0
| < = 33 kV; VT | 0 | 33 | VT | 16 | 0 | 0 | 3 | 3 | 0 | 0 | 6 | 0 | 0 | 0 | 0 | 0 | 0 | 2 | 0 | 0 | 0 | 0 | 0 | 0 | 0 | 0 | 0 | 0 | 0 | 0 | 0 | 0 | 0 | 0 | 0 | 0 | 0 | 0 | 0 | 0 | 0 | 0 | 0 | 0 | 0 | 0 | 0 | 0 | 0 | 0 | 0 | 0 | 1 | 1 | 0 | 0 | 0 | 0 | 0 | 0 | 0 | 0 | 0 | 0 | 0 | 0 | 0 | 0 | 0 | 0 | 0 | 0 | 0 | 0 | 0 | 0 | 0 | 0 | 0 | 0 | 0 | 0 | 0 | 0 | 0 | 0 | 0 | 0 | 0 | 0 | 0 | 0 | 0 | 0 | 0 | 0 | 0 | 0 | 0 | 0 | 0
| > 33 kV & < = 66 kV ; VT | 34 | 66 | VT | 24 | 0 | 0 | 0 | 0 | 0 | 0 | 0 | 3 | 0 | 0 | 0 | 0 | 0 | 3 | 0 | 3 | 3 | 0 | 3 | 0 | 3 | 0 | 3 | 0 | 0 | 0 | 0 | 0 | 0 | 0 | 0 | 0 | 0 | 0 | 0 | 3 | 0 | 0 | 0 | 0 | 0 | 0 | 0 | 0 | 0 | 0 | 0 | 0 | 0 | 0 | 0 | 0 | 0 | 0 | 0 | 0 | 0 | 0 | 0 | 0 | 0 | 0 | 0 | 0 | 0 | 0 | 0 | 0 | 0 | 0 | 0 | 0 | 0 | 0 | 0 | 0 | 0 | 0 | 0 | 0 | 0 | 0 | 0 | 0 | 0 | 0 | 0 | 0 | 0 | 0 | 0 | 0 | 0 | 0 | 0 | 0 | 0
| > 66 kV & < = 132 kV ; VT | 67 | 132 | VT | 948 | 9 | 12 | 5 | 24 | 11 | 24 | 56 | 44 | 53 | 52 | 111 | 88 | 53 | 74 | 27 | 42 | 13 | 79 | 49 | 30 | 12 | 6 | 18 | 12 | 0 | 3 | 1 | 2 | 4 | 0 | 0 | 2 | 0 | 19 | 2 | 0 | 4 | 5 | 0 | 0 | 0 | 2 | 0 | 0 | 0 | 0 | 0 | 0 | 0 | 0 | 0 | 0 | 0 | 0 | 0 | 0 | 0 | 0 | 0 | 0 | 0 | 0 | 0 | 0 | 0 | 0 | 0 | 0 | 0 | 0 | 0 | 0 | 0 | 0 | 0 | 0 | 0 | 0 | 0 | 0 | 0 | 0 | 0 | 0 | 0 | 0 | 0 | 0 | 0 | 0 | 0 | 0 | 0 | 0 | 0 | 0 | 0
| > 132 kV & < = 275 kV ; VT | 133 | 275 | VT | 566 | 3 | 21 | 1 | 7 | 3 | 26 | 33 | 67 | 60 | 20 | 21 | 45 | 59 | 30 | 32 | 16 | 3 | 10 | 22 | 3 | 20 | 14 | 11 | 15 | 0 | 0 | 0 | 0 | 0 | 0 | 0 | 2 | 5 | 0 | 0 | 0 | 13 | 1 | 0 | 0 | 0 | 0 | 0 | 0 | 0 | 0 | 0 | 0 | 0 | 0 | 3 | 0 | 0 | 0 | 0 | 0 | 0 | 0 | 0 | 0 | 0 | 0 | 0 | 0 | 0 | 0 | 0 | 0 | 0 | 0 | 0 | 0 | 0 | 0 | 0 | 0 | 0 | 0 | 0 | 0 | 0 | 0 | 0 | 0 | 0 | 0 | 0 | 0 | 0 | 0 | 0 | 0 | 0 | 0 | 0 | 0 | 0
| > 275 kV & < = 330 kV ; VT | 276 | 330 | VT | 15 | 0 | 0 | 0 | 0 | 0 | 0 | 0 | 0 | 0 | 0 | 3 | 0 | 3 | 0 | 0 | 9 | 0 | 0 | 0 | 0 | 0 | 0 | 0 | 0 | 0 | 0 | 0 | 0 | 0 | 0 | 0 | 0 | 0 | 0 | 0 | 0 | 0 | 0 | 0 | 0 | 0 | 0 | 0 | 0 | 0 | 0 | 0 | 0 | 0 | 0 | 0 | 0 | 0 | 0 | 0 | 0 | 0 | 0 | 0 | 0 | 0 | 0 | 0 | 0 | 0 | 0 | 0 | 0 | 0 | 0 | 0 | 0 | 0 | 0 | 0 | 0 | 0 | 0 | 0 | 0 | 0 | 0 | 0 | 0 | 0 | 0 | 0 | 0 | 0 | 0 | 0 | 0 | 0 | 0 | 0 | 0 | 0
| > 330 kV & < = 500 kV ; VT | 331 | 500 | VT | 0 | 0 | 0 | 0 | 0 | 0 | 0 | 0 | 0 | 0 | 0 | 0 | 0 | 0 | 0 | 0 | 0 | 0 | 0 | 0 | 0 | 0 | 0 | 0 | 0 | 0 | 0 | 0 | 0 | 0 | 0 | 0 | 0 | 0 | 0 | 0 | 0 | 0 | 0 | 0 | 0 | 0 | 0 | 0 | 0 | 0 | 0 | 0 | 0 | 0 | 0 | 0 | 0 | 0 | 0 | 0 | 0 | 0 | 0 | 0 | 0 | 0 | 0 | 0 | 0 | 0 | 0 | 0 | 0 | 0 | 0 | 0 | 0 | 0 | 0 | 0 | 0 | 0 | 0 | 0 | 0 | 0 | 0 | 0 | 0 | 0 | 0 | 0 | 0 | 0 | 0 | 0 | 0 | 0 | 0 | 0 | 0 | 0
| > 500 kV ; VT | 501 | 99999 | VT | 0 | 0 | 0 | 0 | 0 | 0 | 0 | 0 | 0 | 0 | 0 | 0 | 0 | 0 | 0 | 0 | 0 | 0 | 0 | 0 | 0 | 0 | 0 | 0 | 0 | 0 | 0 | 0 | 0 | 0 | 0 | 0 | 0 | 0 | 0 | 0 | 0 | 0 | 0 | 0 | 0 | 0 | 0 | 0 | 0 | 0 | 0 | 0 | 0 | 0 | 0 | 0 | 0 | 0 | 0 | 0 | 0 | 0 | 0 | 0 | 0 | 0 | 0 | 0 | 0 | 0 | 0 | 0 | 0 | 0 | 0 | 0 | 0 | 0 | 0 | 0 | 0 | 0 | 0 | 0 | 0 | 0 | 0 | 0 | 0 | 0 | 0 | 0 | 0 | 0 | 0 | 0 | 0 | 0 | 0 | 0 | 0 | 0
| < = 33 kV; CT | 0 | 33 | CT | 29 | 0 | 0 | 12 | 0 | 0 | 0 | 0 | 0 | 0 | 0 | 0 | 0 | 0 | 6 | 0 | 0 | 0 | 6 | 0 | 0 | 0 | 0 | 0 | 0 | 0 | 3 | 0 | 0 | 0 | 0 | 0 | 0 | 0 | 0 | 0 | 0 | 0 | 0 | 0 | 0 | 0 | 0 | 0 | 0 | 0 | 0 | 0 | 2 | 0 | 0 | 0 | 0 | 0 | 0 | 0 | 0 | 0 | 0 | 0 | 0 | 0 | 0 | 0 | 0 | 0 | 0 | 0 | 0 | 0 | 0 | 0 | 0 | 0 | 0 | 0 | 0 | 0 | 0 | 0 | 0 | 0 | 0 | 0 | 0 | 0 | 0 | 0 | 0 | 0 | 0 | 0 | 0 | 0 | 0 | 0 | 0 | 0
| > 33 kV & < = 66 kV ; CT | 34 | 66 | CT | 39 | 0 | 0 | 0 | 0 | 0 | 3 | 0 | 3 | 0 | 0 | 0 | 0 | 0 | 3 | 0 | 5 | 1 | 0 | 3 | 2 | 4 | 3 | 9 | 0 | 0 | 0 | 0 | 0 | 0 | 0 | 0 | 3 | 0 | 0 | 0 | 0 | 0 | 0 | 0 | 0 | 0 | 0 | 0 | 0 | 0 | 0 | 0 | 0 | 0 | 0 | 0 | 0 | 0 | 0 | 0 | 0 | 0 | 0 | 0 | 0 | 0 | 0 | 0 | 0 | 0 | 0 | 0 | 0 | 0 | 0 | 0 | 0 | 0 | 0 | 0 | 0 | 0 | 0 | 0 | 0 | 0 | 0 | 0 | 0 | 0 | 0 | 0 | 0 | 0 | 0 | 0 | 0 | 0 | 0 | 0 | 0 | 0
| > 66 kV & < = 132 kV ; CT | 67 | 132 | CT | 817 | 0 | 6 | 4 | 12 | 0 | 0 | 12 | 4 | 58 | 42 | 105 | 102 | 38 | 20 | 58 | 60 | 9 | 12 | 7 | 58 | 12 | 26 | 42 | 14 | 8 | 16 | 0 | 11 | 12 | 8 | 0 | 11 | 2 | 18 | 8 | 7 | 0 | 15 | 0 | 0 | 0 | 0 | 0 | 0 | 0 | 0 | 0 | 0 | 0 | 0 | 0 | 0 | 0 | 0 | 0 | 0 | 0 | 0 | 0 | 0 | 0 | 0 | 0 | 0 | 0 | 0 | 0 | 0 | 0 | 0 | 0 | 0 | 0 | 0 | 0 | 0 | 0 | 0 | 0 | 0 | 0 | 0 | 0 | 0 | 0 | 0 | 0 | 0 | 0 | 0 | 0 | 0 | 0 | 0 | 0 | 0 | 0
| > 132 kV & < = 275 kV ; CT | 133 | 275 | CT | 978 | 0 | 6 | 1 | 3 | 45 | 100 | 13 | 85 | 90 | 20 | 62 | 92 | 126 | 74 | 78 | 43 | 10 | 23 | 30 | 1 | 0 | 3 | 35 | 0 | 0 | 0 | 0 | 18 | 2 | 0 | 0 | 6 | 0 | 0 | 0 | 1 | 0 | 11 | 0 | 0 | 0 | 0 | 0 | 0 | 0 | 0 | 0 | 0 | 0 | 0 | 0 | 0 | 0 | 0 | 0 | 0 | 0 | 0 | 0 | 0 | 0 | 0 | 0 | 0 | 0 | 0 | 0 | 0 | 0 | 0 | 0 | 0 | 0 | 0 | 0 | 0 | 0 | 0 | 0 | 0 | 0 | 0 | 0 | 0 | 0 | 0 | 0 | 0 | 0 | 0 | 0 | 0 | 0 | 0 | 0 | 0 | 0
| > 275 kV & < = 330 kV ; CT | 276 | 330 | CT | 24 | 0 | 0 | 0 | 0 | 0 | 0 | 0 | 0 | 9 | 0 | 0 | 0 | 2 | 1 | 0 | 12 | 0 | 0 | 0 | 0 | 0 | 0 | 0 | 0 | 0 | 0 | 0 | 0 | 0 | 0 | 0 | 0 | 0 | 0 | 0 | 0 | 0 | 0 | 0 | 0 | 0 | 0 | 0 | 0 | 0 | 0 | 0 | 0 | 0 | 0 | 0 | 0 | 0 | 0 | 0 | 0 | 0 | 0 | 0 | 0 | 0 | 0 | 0 | 0 | 0 | 0 | 0 | 0 | 0 | 0 | 0 | 0 | 0 | 0 | 0 | 0 | 0 | 0 | 0 | 0 | 0 | 0 | 0 | 0 | 0 | 0 | 0 | 0 | 0 | 0 | 0 | 0 | 0 | 0 | 0 | 0 | 0
| > 330 kV & < = 500 kV ; CT | 331 | 500 | CT | 0 | 0 | 0 | 0 | 0 | 0 | 0 | 0 | 0 | 0 | 0 | 0 | 0 | 0 | 0 | 0 | 0 | 0 | 0 | 0 | 0 | 0 | 0 | 0 | 0 | 0 | 0 | 0 | 0 | 0 | 0 | 0 | 0 | 0 | 0 | 0 | 0 | 0 | 0 | 0 | 0 | 0 | 0 | 0 | 0 | 0 | 0 | 0 | 0 | 0 | 0 | 0 | 0 | 0 | 0 | 0 | 0 | 0 | 0 | 0 | 0 | 0 | 0 | 0 | 0 | 0 | 0 | 0 | 0 | 0 | 0 | 0 | 0 | 0 | 0 | 0 | 0 | 0 | 0 | 0 | 0 | 0 | 0 | 0 | 0 | 0 | 0 | 0 | 0 | 0 | 0 | 0 | 0 | 0 | 0 | 0 | 0 | 0
| > 500 kV ; CT | 501 | 99999 | CT | 0 | 0 | 0 | 0 | 0 | 0 | 0 | 0 | 0 | 0 | 0 | 0 | 0 | 0 | 0 | 0 | 0 | 0 | 0 | 0 | 0 | 0 | 0 | 0 | 0 | 0 | 0 | 0 | 0 | 0 | 0 | 0 | 0 | 0 | 0 | 0 | 0 | 0 | 0 | 0 | 0 | 0 | 0 | 0 | 0 | 0 | 0 | 0 | 0 | 0 | 0 | 0 | 0 | 0 | 0 | 0 | 0 | 0 | 0 | 0 | 0 | 0 | 0 | 0 | 0 | 0 | 0 | 0 | 0 | 0 | 0 | 0 | 0 | 0 | 0 | 0 | 0 | 0 | 0 | 0 | 0 | 0 | 0 | 0 | 0 | 0 | 0 | 0 | 0 | 0 | 0 | 0 | 0 | 0 | 0 | 0 | 0 | 0
[5 empty] | 7674 | 44 | 60 | 47 | 93 | 65 | 277 | 345 | 528 | 642 | 278 | 574 | 728 | 662 | 425 | 390 | 388 | 106 | 182 | 184 | 155 | 137 | 103 | 233 | 54 | 32 | 68 | 56 | 114 | 51 | 40 | 4 | 79 | 16 | 67 | 56 | 16 | 76 | 61 | 19 | 18 | 1 | 24 | 57 | 2 | 24 | 1 | 3 | 14 | 23 | 25 | 20 | 2 | 0 | 0 | 3 | 0 | 0 | 1 | 1 | 0 | 0 | 0 | 0 | 0 | 0 | 0 | 0 | 0 | 0 | 0 | 0 | 0 | 0 | 0 | 0 | 0 | 0 | 0 | 0 | 0 | 0 | 0 | 0 | 0 | 0 | 0 | 0 | 0 | 0 | 0 | 0 | 0 | 0 | 0 | 0 | 0 | 0
Adjusted Age Profile (2020) [With Unused Types Excluded]
[6 empty] | 2020 | 2019 | 2018 | 2017 | 2016 | 2015 | 2014 | 2013 | 2012 | 2011 | 2010 | 2009 | 2008 | 2007 | 2006 | 2005 | 2004 | 2003 | 2002 | 2001 | 2000 | 1999 | 1998 | 1997 | 1996 | 1995 | 1994 | 1993 | 1992 | 1991 | 1990 | 1989 | 1988 | 1987 | 1986 | 1985 | 1984 | 1983 | 1982 | 1981 | 1980 | 1979 | 1978 | 1977 | 1976 | 1975 | 1974 | 1973 | 1972 | 1971 | 1970 | 1969 | 1968 | 1967 | 1966 | 1965 | 1964 | 1963 | 1962 | 1961 | 1960 | 1959 | 1958 | 1957 | 1956 | 1955 | 1954 | 1953 | 1952 | 1951 | 1950 | 1949 | 1948 | 1947 | 1946 | 1945 | 1944 | 1943 | 1942 | 1941 | 1940 | 1939 | 1938 | 1937 | 1936 | 1935 | 1934 | 1933 | 1932 | 1931 | 1930 | 1929 | 1928 | 1927 | 1926 | 1925 | 1924
| Description | MinV | MaxV | Type
| > 66 kV & < = 132 kV ; Air Insulated circuit Breaker | 67 | 132 | CB | 402 | 5 | 3 | 5 | 11 | 0 | 9 | 38 | 29 | 28 | 24 | 47 | 54 | 26 | 17 | 16 | 15 | 2 | 4 | 4 | 7 | 2 | 5 | 11 | 3 | 1 | 4 | 1 | 0 | 3 | 3 | 0 | 4 | 4 | 3 | 8 | 2 | 1 | 2 | 1 | 0 | 0 | 0 | 0 | 0 | 0 | 0 | 0 | 0 | 0 | 0 | 0 | 0 | 0 | 0 | 0 | 0 | 0 | 0 | 0 | 0 | 0 | 0 | 0 | 0 | 0 | 0 | 0 | 0 | 0 | 0 | 0 | 0 | 0 | 0 | 0 | 0 | 0 | 0 | 0 | 0 | 0 | 0 | 0 | 0 | 0 | 0 | 0 | 0 | 0 | 0 | 0 | 0 | 0 | 0 | 0 | 0 | 0
| > 132 kV & < = 275 kV ; Air Insulated circuit Breaker | 133 | 275 | CB | 346 | 1 | 0 | 1 | 0 | 3 | 14 | 17 | 27 | 30 | 6 | 15 | 35 | 43 | 31 | 27 | 14 | 5 | 10 | 12 | 2 | 3 | 4 | 12 | 0 | 3 | 2 | 4 | 12 | 2 | 0 | 0 | 6 | 1 | 0 | 1 | 3 | 0 | 0 | 0 | 0 | 0 | 0 | 0 | 0 | 0 | 0 | 0 | 0 | 0 | 0 | 0 | 0 | 0 | 0 | 0 | 0 | 0 | 0 | 0 | 0 | 0 | 0 | 0 | 0 | 0 | 0 | 0 | 0 | 0 | 0 | 0 | 0 | 0 | 0 | 0 | 0 | 0 | 0 | 0 | 0 | 0 | 0 | 0 | 0 | 0 | 0 | 0 | 0 | 0 | 0 | 0 | 0 | 0 | 0 | 0 | 0 | 0
| > 66 kV & < = 132 kV ; Air Insulated Isolators / Earth Switch | 67 | 132 | IS/ES | 1312 | 21 | 12 | 15 | 29 | 0 | 20 | 90 | 75 | 124 | 68 | 140 | 164 | 72 | 46 | 40 | 58 | 18 | 13 | 12 | 29 | 11 | 11 | 31 | 10 | 8 | 20 | 4 | 7 | 8 | 1 | 4 | 11 | 1 | 21 | 24 | 0 | 3 | 24 | 2 | 10 | 1 | 22 | 9 | 0 | 0 | 0 | 0 | 7 | 10 | 0 | 1 | 2 | 0 | 0 | 3 | 0 | 0 | 0 | 0 | 0 | 0 | 0 | 0 | 0 | 0 | 0 | 0 | 0 | 0 | 0 | 0 | 0 | 0 | 0 | 0 | 0 | 0 | 0 | 0 | 0 | 0 | 0 | 0 | 0 | 0 | 0 | 0 | 0 | 0 | 0 | 0 | 0 | 0 | 0 | 0 | 0 | 0
| > 132 kV & < = 275 kV ; Air Insulated Isolators / Earth Switch | 133 | 275 | IS/ES | 2035 | 5 | 0 | 0 | 3 | 3 | 80 | 79 | 176 | 155 | 44 | 70 | 144 | 232 | 115 | 110 | 80 | 42 | 25 | 40 | 23 | 69 | 30 | 56 | 0 | 12 | 15 | 46 | 64 | 20 | 28 | 0 | 32 | 3 | 6 | 13 | 0 | 55 | 3 | 16 | 8 | 0 | 0 | 48 | 2 | 24 | 1 | 3 | 5 | 10 | 24 | 16 | 0 | 0 | 0 | 0 | 0 | 0 | 0 | 0 | 0 | 0 | 0 | 0 | 0 | 0 | 0 | 0 | 0 | 0 | 0 | 0 | 0 | 0 | 0 | 0 | 0 | 0 | 0 | 0 | 0 | 0 | 0 | 0 | 0 | 0 | 0 | 0 | 0 | 0 | 0 | 0 | 0 | 0 | 0 | 0 | 0 | 0
| > 66 kV & < = 132 kV ; VT | 67 | 132 | VT | 948 | 9 | 12 | 5 | 24 | 11 | 24 | 56 | 44 | 53 | 52 | 111 | 88 | 53 | 74 | 27 | 42 | 13 | 79 | 49 | 30 | 12 | 6 | 18 | 12 | 0 | 3 | 1 | 2 | 4 | 0 | 0 | 2 | 0 | 19 | 2 | 0 | 4 | 5 | 0 | 0 | 0 | 2 | 0 | 0 | 0 | 0 | 0 | 0 | 0 | 0 | 0 | 0 | 0 | 0 | 0 | 0 | 0 | 0 | 0 | 0 | 0 | 0 | 0 | 0 | 0 | 0 | 0 | 0 | 0 | 0 | 0 | 0 | 0 | 0 | 0 | 0 | 0 | 0 | 0 | 0 | 0 | 0 | 0 | 0 | 0 | 0 | 0 | 0 | 0 | 0 | 0 | 0 | 0 | 0 | 0 | 0 | 0
| > 132 kV & < = 275 kV ; VT | 133 | 275 | VT | 566 | 3 | 21 | 1 | 7 | 3 | 26 | 33 | 67 | 60 | 20 | 21 | 45 | 59 | 30 | 32 | 16 | 3 | 10 | 22 | 3 | 20 | 14 | 11 | 15 | 0 | 0 | 0 | 0 | 0 | 0 | 0 | 2 | 5 | 0 | 0 | 0 | 13 | 1 | 0 | 0 | 0 | 0 | 0 | 0 | 0 | 0 | 0 | 0 | 0 | 0 | 3 | 0 | 0 | 0 | 0 | 0 | 0 | 0 | 0 | 0 | 0 | 0 | 0 | 0 | 0 | 0 | 0 | 0 | 0 | 0 | 0 | 0 | 0 | 0 | 0 | 0 | 0 | 0 | 0 | 0 | 0 | 0 | 0 | 0 | 0 | 0 | 0 | 0 | 0 | 0 | 0 | 0 | 0 | 0 | 0 | 0 | 0
| > 66 kV & < = 132 kV ; CT | 67 | 132 | CT | 817 | 0 | 6 | 4 | 12 | 0 | 0 | 12 | 4 | 58 | 42 | 105 | 102 | 38 | 20 | 58 | 60 | 9 | 12 | 7 | 58 | 12 | 26 | 42 | 14 | 8 | 16 | 0 | 11 | 12 | 8 | 0 | 11 | 2 | 18 | 8 | 7 | 0 | 15 | 0 | 0 | 0 | 0 | 0 | 0 | 0 | 0 | 0 | 0 | 0 | 0 | 0 | 0 | 0 | 0 | 0 | 0 | 0 | 0 | 0 | 0 | 0 | 0 | 0 | 0 | 0 | 0 | 0 | 0 | 0 | 0 | 0 | 0 | 0 | 0 | 0 | 0 | 0 | 0 | 0 | 0 | 0 | 0 | 0 | 0 | 0 | 0 | 0 | 0 | 0 | 0 | 0 | 0 | 0 | 0 | 0 | 0 | 0
| > 132 kV & < = 275 kV ; CT | 133 | 275 | CT | 978 | 0 | 6 | 1 | 3 | 45 | 100 | 13 | 85 | 90 | 20 | 62 | 92 | 126 | 74 | 78 | 43 | 10 | 23 | 30 | 1 | 0 | 3 | 35 | 0 | 0 | 0 | 0 | 18 | 2 | 0 | 0 | 6 | 0 | 0 | 0 | 1 | 0 | 11 | 0 | 0 | 0 | 0 | 0 | 0 | 0 | 0 | 0 | 0 | 0 | 0 | 0 | 0 | 0 | 0 | 0 | 0 | 0 | 0 | 0 | 0 | 0 | 0 | 0 | 0 | 0 | 0 | 0 | 0 | 0 | 0 | 0 | 0 | 0 | 0 | 0 | 0 | 0 | 0 | 0 | 0 | 0 | 0 | 0 | 0 | 0 | 0 | 0 | 0 | 0 | 0 | 0 | 0 | 0 | 0 | 0 | 0 | 0
[5 empty] | 7404 | 44 | 60 | 32 | 89 | 65 | 273 | 338 | 507 | 598 | 276 | 571 | 724 | 649 | 407 | 388 | 328 | 102 | 176 | 176 | 153 | 129 | 99 | 216 | 54 | 32 | 60 | 56 | 114 | 51 | 40 | 4 | 74 | 16 | 67 | 56 | 13 | 76 | 61 | 19 | 18 | 1 | 24 | 57 | 2 | 24 | 1 | 3 | 12 | 20 | 24 | 20 | 2 | 0 | 0 | 3 | 0 | 0 | 0 | 0 | 0 | 0 | 0 | 0 | 0 | 0 | 0 | 0 | 0 | 0 | 0 | 0 | 0 | 0 | 0 | 0 | 0 | 0 | 0 | 0 | 0 | 0 | 0 | 0 | 0 | 0 | 0 | 0 | 0 | 0 | 0 | 0 | 0 | 0 | 0 | 0 | 0 | 0
7404

## Adjustments2015
Adjustments to 2015 Switchgear Age Profile
ID | Description | Type | Voltage | Enable | Future No Enduring Need | Other Adjustment | Notes | Sum | 2015 | 2014 | 2013 | 2012 | 2011 | 2010 | 2009 | 2008 | 2007 | 2006 | 2005 | 2004 | 2003 | 2002 | 2001 | 2000 | 1999 | 1998 | 1997 | 1996 | 1995 | 1994 | 1993 | 1992 | 1991 | 1990 | 1989 | 1988 | 1987 | 1986 | 1985 | 1984 | 1983 | 1982 | 1981 | 1980 | 1979 | 1978 | 1977 | 1976 | 1975 | 1974 | 1973 | 1972 | 1971 | 1970 | 1969 | 1968 | 1967 | 1966 | 1965 | 1964 | 1963 | 1962 | 1961 | 1960 | 1959 | 1958 | 1957 | 1956 | 1955 | 1954 | 1953 | 1952 | 1951 | 1950 | 1949 | 1948 | 1947 | 1946 | 1945 | 1944 | 1943 | 1942 | 1941 | 1940 | 1939 | 1938 | 1937 | 1936 | 1935 | 1934 | 1933 | 1932 | 1931 | 1930 | 1929 | 1928 | 1927 | 1926 | 1925 | 1924 | 1923 | 1922 | 1921 | 1920 | 1919 | 1918 | 1917 | 1916 | 1915 | 1914 | 1913 | 1912 | 1911 | 1910 | 1909
H006-C01 | No enduring need for 1 diameter at Gin Gin, if CQ-SQ Eastern network is reconfigured | CB | 275 | TRUE | TRUE |  |  | -3 | 0 |  |  |  |  | 0 | 0 | 0 | 0 | 0 | 0 | 0 | 0 | 0 | 0 | 0 | 0 | 0 | 0 | 0 | 0 | 0 | 0 | 0 | 0 | 0 | 0 | 0 | 0 | 0 | 0 | 0 | 0 | 0 | 0 | 0 | 0 | 0 | 0 | 0 | 0 | 0 | 0 | 0 | 0 | -3 | 0 | 0 | 0 | 0 | 0 | 0 | 0 | 0 | 0 | 0 | 0 | 0 | 0 | 0 | 0 | 0 | 0 | 0 | 0 | 0 | 0 | 0 | 0 | 0 | 0 | 0 | 0 | 0 | 0 | 0 | 0 | 0 | 0 | 0 | 0 | 0 | 0 | 0 | 0 | 0 | 0 | 0 | 0 | 0 | 0 | 0 | 0 | 0 | 0 | 0
H006-C01 | No enduring need for 1 diameter at Gin Gin, if CQ-SQ Eastern network is reconfigured | IS/ES | 275 | TRUE | TRUE |  |  | -17 | 0 |  |  |  |  | 0 | 0 | 0 | 0 | 0 | 0 | 0 | 0 | 0 | 0 | 0 | 0 | 0 | 0 | 0 | 0 | 0 | 0 | 0 | 0 | 0 | 0 | 0 | 0 | 0 | 0 | 0 | 0 | 0 | 0 | 0 | 0 | 0 | 0 | 0 | 0 | 0 | 0 | 0 | -1 | -9 | -7 | 0 | 0 | 0 | 0 | 0 | 0 | 0 | 0 | 0 | 0 | 0 | 0 | 0 | 0 | 0 | 0 | 0 | 0 | 0 | 0 | 0 | 0 | 0 | 0 | 0 | 0 | 0 | 0 | 0 | 0 | 0 | 0 | 0 | 0 | 0 | 0 | 0 | 0 | 0 | 0 | 0 | 0 | 0 | 0 | 0 | 0 | 0 | 0 | 0
H006-C01 | No enduring need for 1 diameter at Gin Gin, if CQ-SQ Eastern network is reconfigured | VT | 275 | TRUE | TRUE |  |  | -6 | 0 |  |  |  |  | 0 | 0 | 0 | 0 | 0 | 0 | 0 | 0 | 0 | 0 | 0 | 0 | 0 | 0 | 0 | 0 | 0 | 0 | 0 | 0 | 0 | 0 | 0 | 0 | 0 | 0 | 0 | 0 | 0 | 0 | 0 | 0 | 0 | 0 | 0 | 0 | 0 | 0 | 0 | 0 | 0 | 0 | -6 | 0 | 0 | 0 | 0 | 0 | 0 | 0 | 0 | 0 | 0 | 0 | 0 | 0 | 0 | 0 | 0 | 0 | 0 | 0 | 0 | 0 | 0 | 0 | 0 | 0 | 0 | 0 | 0 | 0 | 0 | 0 | 0 | 0 | 0 | 0 | 0 | 0 | 0 | 0 | 0 | 0 | 0 | 0 | 0 | 0 | 0 | 0 | 0
H006-C01 | No enduring need for 1 diameter at Gin Gin, if CQ-SQ Eastern network is reconfigured | CT | 275 | TRUE | TRUE |  |  | -9 | 0 |  |  |  |  | 0 | 0 | 0 | 0 | 0 | 0 | 0 | 0 | 0 | 0 | 0 | 0 | 0 | 0 | 0 | 0 | 0 | 0 | 0 | 0 | 0 | 0 | 0 | 0 | 0 | 0 | 0 | 0 | 0 | 0 | 0 | 0 | 0 | 0 | 0 | 0 | 0 | 0 | 0 | 0 | -9 | 0 | 0 | 0 | 0 | 0 | 0 | 0 | 0 | 0 | 0 | 0 | 0 | 0 | 0 | 0 | 0 | 0 | 0 | 0 | 0 | 0 | 0 | 0 | 0 | 0 | 0 | 0 | 0 | 0 | 0 | 0 | 0 | 0 | 0 | 0 | 0 | 0 | 0 | 0 | 0 | 0 | 0 | 0 | 0 | 0 | 0 | 0 | 0 | 0 | 0
H010-C04-542- | No enduring need for 1 bays at Bouldercombe, if 2 transformers are replaced with a single unit | CB | 275 | TRUE | TRUE |  |  | -1 | 0 |  |  |  |  | 0 | 0 | 0 | 0 | 0 | 0 | 0 | 0 | 0 | 0 | 0 | 0 | 0 | 0 | 0 | 0 | 0 | 0 | 0 | 0 | 0 | 0 | 0 | 0 | 0 | 0 | 0 | 0 | 0 | 0 | 0 | 0 | 0 | 0 | 0 | 0 | 0 | 0 | 0 | 0 | -1 | 0 | 0 | 0 | 0 | 0 | 0 | 0 | 0 | 0 | 0 | 0 | 0 | 0 | 0 | 0 | 0 | 0 | 0 | 0 | 0 | 0 | 0 | 0 | 0 | 0 | 0 | 0 | 0 | 0 | 0 | 0 | 0 | 0 | 0 | 0 | 0 | 0 | 0 | 0 | 0 | 0 | 0 | 0 | 0 | 0 | 0 | 0 | 0 | 0 | 0
H010-C04-542- | No enduring need for 1 bays at Bouldercombe, if 2 transformers are replaced with a single unit | IS/ES | 275 | TRUE | TRUE |  |  | -7 | 0 |  |  |  |  | 0 | 0 | 0 | 0 | 0 | 0 | 0 | 0 | 0 | 0 | 0 | 0 | 0 | 0 | 0 | -1 | 0 | 0 | 0 | 0 | -2 | 0 | 0 | 0 | 0 | 0 | 0 | 0 | 0 | 0 | 0 | -2 | 0 | 0 | 0 | 0 | 0 | -2 | 0 | 0 | 0 | 0 | 0 | 0 | 0 | 0 | 0 | 0 | 0 | 0 | 0 | 0 | 0 | 0 | 0 | 0 | 0 | 0 | 0 | 0 | 0 | 0 | 0 | 0 | 0 | 0 | 0 | 0 | 0 | 0 | 0 | 0 | 0 | 0 | 0 | 0 | 0 | 0 | 0 | 0 | 0 | 0 | 0 | 0 | 0 | 0 | 0 | 0 | 0 | 0 | 0
H010-C04-542- | No enduring need for 1 bays at Bouldercombe, if 2 transformers are replaced with a single unit | VT | 275 | TRUE | TRUE |  |  | -1 | 0 |  |  |  |  | 0 | 0 | 0 | 0 | -1 | 0 | 0 | 0 | 0 | 0 | 0 | 0 | 0 | 0 | 0 | 0 | 0 | 0 | 0 | 0 | 0 | 0 | 0 | 0 | 0 | 0 | 0 | 0 | 0 | 0 | 0 | 0 | 0 | 0 | 0 | 0 | 0 | 0 | 0 | 0 | 0 | 0 | 0 | 0 | 0 | 0 | 0 | 0 | 0 | 0 | 0 | 0 | 0 | 0 | 0 | 0 | 0 | 0 | 0 | 0 | 0 | 0 | 0 | 0 | 0 | 0 | 0 | 0 | 0 | 0 | 0 | 0 | 0 | 0 | 0 | 0 | 0 | 0 | 0 | 0 | 0 | 0 | 0 | 0 | 0 | 0 | 0 | 0 | 0 | 0 | 0
H010-C04-542- | No enduring need for 1 bays at Bouldercombe, if 2 transformers are replaced with a single unit | CT | 275 | TRUE | TRUE |  |  | 0 | 0 |  |  |  |  | 0 | 0 | 0 | 0 | 0 | 0 | 0 | 0 | 0 | 0 | 0 | 0 | 0 | 0 | 0 | 0 | 0 | 0 | 0 | 0 | 0 | 0 | 0 | 0 | 0 | 0 | 0 | 0 | 0 | 0 | 0 | 0 | 0 | 0 | 0 | 0 | 0 | 0 | 0 | 0 | 0 | 0 | 0 | 0 | 0 | 0 | 0 | 0 | 0 | 0 | 0 | 0 | 0 | 0 | 0 | 0 | 0 | 0 | 0 | 0 | 0 | 0 | 0 | 0 | 0 | 0 | 0 | 0 | 0 | 0 | 0 | 0 | 0 | 0 | 0 | 0 | 0 | 0 | 0 | 0 | 0 | 0 | 0 | 0 | 0 | 0 | 0 | 0 | 0 | 0 | 0
T035-D01-442- | Dysart transformer bays replaced as part of transformer replacement project | CB | 132 | TRUE |  | TRUE |  | -1 | 0 |  |  |  |  | 0 | 0 | 0 | 0 | 0 | 0 | 0 | 0 | 0 | 0 | 0 | 0 | 0 | 0 | 0 | 0 | 0 | 0 | 0 | 0 | 0 | 0 | 0 | 0 | 0 | 0 | 0 | 0 | 0 | 0 | 0 | 0 | 0 | 0 | 0 | 0 | 0 | 0 | 0 | 0 | -1 | 0 | 0 | 0 | 0 | 0 | 0 | 0 | 0 | 0 | 0 | 0 | 0 | 0 | 0 | 0 | 0 | 0 | 0 | 0 | 0 | 0 | 0 | 0 | 0 | 0 | 0 | 0 | 0 | 0 | 0 | 0 | 0 | 0 | 0 | 0 | 0 | 0 | 0 | 0 | 0 | 0 | 0 | 0 | 0 | 0 | 0 | 0 | 0 | 0 | 0
T035-D01-442- | Dysart transformer bays replaced as part of transformer replacement project | IS/ES | 132 | TRUE |  | TRUE |  | -1 | 0 |  |  |  |  | 0 | 0 | 0 | 0 | 0 | 0 | 0 | 0 | 0 | 0 | 0 | 0 | 0 | 0 | 0 | 0 | 0 | 0 | 0 | 0 | 0 | 0 | 0 | 0 | 0 | 0 | 0 | 0 | 0 | 0 | 0 | 0 | 0 | 0 | 0 | 0 | 0 | 0 | 0 | 0 | -1 | 0 | 0 | 0 | 0 | 0 | 0 | 0 | 0 | 0 | 0 | 0 | 0 | 0 | 0 | 0 | 0 | 0 | 0 | 0 | 0 | 0 | 0 | 0 | 0 | 0 | 0 | 0 | 0 | 0 | 0 | 0 | 0 | 0 | 0 | 0 | 0 | 0 | 0 | 0 | 0 | 0 | 0 | 0 | 0 | 0 | 0 | 0 | 0 | 0 | 0
T035-D01-442- | Dysart transformer bays replaced as part of transformer replacement project | VT | 132 | TRUE |  | TRUE |  | 0 | 0 |  |  |  |  | 0 | 0 | 0 | 0 | 0 | 0 | 0 | 0 | 0 | 0 | 0 | 0 | 0 | 0 | 0 | 0 | 0 | 0 | 0 | 0 | 0 | 0 | 0 | 0 | 0 | 0 | 0 | 0 | 0 | 0 | 0 | 0 | 0 | 0 | 0 | 0 | 0 | 0 | 0 | 0 | 0 | 0 | 0 | 0 | 0 | 0 | 0 | 0 | 0 | 0 | 0 | 0 | 0 | 0 | 0 | 0 | 0 | 0 | 0 | 0 | 0 | 0 | 0 | 0 | 0 | 0 | 0 | 0 | 0 | 0 | 0 | 0 | 0 | 0 | 0 | 0 | 0 | 0 | 0 | 0 | 0 | 0 | 0 | 0 | 0 | 0 | 0 | 0 | 0 | 0 | 0
T035-D01-442- | Dysart transformer bays replaced as part of transformer replacement project | CT | 132 | TRUE |  | TRUE |  | -3 | 0 |  |  |  |  | 0 | 0 | 0 | 0 | 0 | 0 | 0 | 0 | 0 | 0 | 0 | 0 | 0 | 0 | 0 | 0 | 0 | -2 | 0 | 0 | 0 | 0 | 0 | 0 | 0 | 0 | 0 | 0 | 0 | 0 | 0 | 0 | 0 | 0 | 0 | 0 | 0 | 0 | 0 | 0 | -1 | 0 | 0 | 0 | 0 | 0 | 0 | 0 | 0 | 0 | 0 | 0 | 0 | 0 | 0 | 0 | 0 | 0 | 0 | 0 | 0 | 0 | 0 | 0 | 0 | 0 | 0 | 0 | 0 | 0 | 0 | 0 | 0 | 0 | 0 | 0 | 0 | 0 | 0 | 0 | 0 | 0 | 0 | 0 | 0 | 0 | 0 | 0 | 0 | 0 | 0
T035-D03-441- | Dysart transformer bays replaced as part of transformer replacement project | CB | 132 | TRUE |  | TRUE |  | -1 | 0 |  |  |  |  | 0 | 0 | 0 | 0 | 0 | 0 | 0 | 0 | 0 | 0 | 0 | 0 | 0 | 0 | 0 | 0 | 0 | 0 | 0 | 0 | 0 | 0 | 0 | 0 | 0 | 0 | 0 | 0 | 0 | 0 | 0 | 0 | 0 | 0 | 0 | 0 | 0 | 0 | 0 | 0 | -1 | 0 | 0 | 0 | 0 | 0 | 0 | 0 | 0 | 0 | 0 | 0 | 0 | 0 | 0 | 0 | 0 | 0 | 0 | 0 | 0 | 0 | 0 | 0 | 0 | 0 | 0 | 0 | 0 | 0 | 0 | 0 | 0 | 0 | 0 | 0 | 0 | 0 | 0 | 0 | 0 | 0 | 0 | 0 | 0 | 0 | 0 | 0 | 0 | 0 | 0
T035-D03-441- | Dysart transformer bays replaced as part of transformer replacement project | IS/ES | 132 | TRUE |  | TRUE |  | -1 | 0 |  |  |  |  | 0 | 0 | 0 | 0 | 0 | 0 | 0 | 0 | 0 | 0 | 0 | 0 | 0 | 0 | 0 | 0 | 0 | 0 | 0 | 0 | 0 | 0 | 0 | 0 | 0 | 0 | 0 | 0 | 0 | 0 | 0 | 0 | 0 | 0 | 0 | 0 | 0 | 0 | 0 | 0 | -1 | 0 | 0 | 0 | 0 | 0 | 0 | 0 | 0 | 0 | 0 | 0 | 0 | 0 | 0 | 0 | 0 | 0 | 0 | 0 | 0 | 0 | 0 | 0 | 0 | 0 | 0 | 0 | 0 | 0 | 0 | 0 | 0 | 0 | 0 | 0 | 0 | 0 | 0 | 0 | 0 | 0 | 0 | 0 | 0 | 0 | 0 | 0 | 0 | 0 | 0
T035-D03-441- | Dysart transformer bays replaced as part of transformer replacement project | VT | 132 | TRUE |  | TRUE |  | 0 | 0 |  |  |  |  | 0 | 0 | 0 | 0 | 0 | 0 | 0 | 0 | 0 | 0 | 0 | 0 | 0 | 0 | 0 | 0 | 0 | 0 | 0 | 0 | 0 | 0 | 0 | 0 | 0 | 0 | 0 | 0 | 0 | 0 | 0 | 0 | 0 | 0 | 0 | 0 | 0 | 0 | 0 | 0 | 0 | 0 | 0 | 0 | 0 | 0 | 0 | 0 | 0 | 0 | 0 | 0 | 0 | 0 | 0 | 0 | 0 | 0 | 0 | 0 | 0 | 0 | 0 | 0 | 0 | 0 | 0 | 0 | 0 | 0 | 0 | 0 | 0 | 0 | 0 | 0 | 0 | 0 | 0 | 0 | 0 | 0 | 0 | 0 | 0 | 0 | 0 | 0 | 0 | 0 | 0
T035-D03-441- | Dysart transformer bays replaced as part of transformer replacement project | CT | 132 | TRUE |  | TRUE |  | -3 | 0 |  |  |  |  | 0 | 0 | 0 | 0 | 0 | 0 | 0 | 0 | 0 | 0 | 0 | 0 | 0 | 0 | 0 | 0 | 0 | 0 | 0 | 0 | 0 | 0 | 0 | 0 | 0 | 0 | 0 | 0 | 0 | 0 | 0 | 0 | 0 | 0 | 0 | 0 | 0 | 0 | 0 | 0 | -3 | 0 | 0 | 0 | 0 | 0 | 0 | 0 | 0 | 0 | 0 | 0 | 0 | 0 | 0 | 0 | 0 | 0 | 0 | 0 | 0 | 0 | 0 | 0 | 0 | 0 | 0 | 0 | 0 | 0 | 0 | 0 | 0 | 0 | 0 | 0 | 0 | 0 | 0 | 0 | 0 | 0 | 0 | 0 | 0 | 0 | 0 | 0 | 0 | 0 | 0
T022-D13-7104 | No enduring need for Callide A bay for Gladstone South Feeder 7104 | CB | 132 | TRUE | TRUE |  |  | -1 | 0 |  |  |  |  | 0 | 0 | 0 | 0 | 0 | 0 | 0 | 0 | 0 | 0 | 0 | 0 | 0 | 0 | 0 | 0 | 0 | 0 | 0 | 0 | 0 | 0 | 0 | 0 | 0 | 0 | 0 | 0 | 0 | 0 | -1 | 0 | 0 | 0 | 0 | 0 | 0 | 0 | 0 | 0 | 0 | 0 | 0 | 0 | 0 | 0 | 0 | 0 | 0 | 0 | 0 | 0 | 0 | 0 | 0 | 0 | 0 | 0 | 0 | 0 | 0 | 0 | 0 | 0 | 0 | 0 | 0 | 0 | 0 | 0 | 0 | 0 | 0 | 0 | 0 | 0 | 0 | 0 | 0 | 0 | 0 | 0 | 0 | 0 | 0 | 0 | 0 | 0 | 0 | 0 | 0
T022-D13-7104 | No enduring need for Callide A bay for Gladstone South Feeder 7104 | IS/ES | 132 | TRUE | TRUE |  |  | -5 | 0 |  |  |  |  | 0 | 0 | 0 | 0 | 0 | 0 | 0 | 0 | 0 | 0 | 0 | 0 | 0 | 0 | 0 | 0 | 0 | 0 | 0 | 0 | 0 | 0 | 0 | 0 | 0 | 0 | 0 | 0 | 0 | -1 | 0 | 0 | 0 | 0 | 0 | 0 | 0 | 0 | 0 | 0 | 0 | 0 | 0 | 0 | 0 | 0 | 0 | 0 | 0 | 0 | -1 | -3 | 0 | 0 | 0 | 0 | 0 | 0 | 0 | 0 | 0 | 0 | 0 | 0 | 0 | 0 | 0 | 0 | 0 | 0 | 0 | 0 | 0 | 0 | 0 | 0 | 0 | 0 | 0 | 0 | 0 | 0 | 0 | 0 | 0 | 0 | 0 | 0 | 0 | 0 | 0
T022-D13-7104 | No enduring need for Callide A bay for Gladstone South Feeder 7104 | VT | 132 | TRUE | TRUE |  |  | -3 | 0 |  |  |  |  | 0 | 0 | 0 | 0 | 0 | 0 | 0 | 0 | 0 | 0 | 0 | 0 | 0 | 0 | 0 | 0 | 0 | -3 | 0 | 0 | 0 | 0 | 0 | 0 | 0 | 0 | 0 | 0 | 0 | 0 | 0 | 0 | 0 | 0 | 0 | 0 | 0 | 0 | 0 | 0 | 0 | 0 | 0 | 0 | 0 | 0 | 0 | 0 | 0 | 0 | 0 | 0 | 0 | 0 | 0 | 0 | 0 | 0 | 0 | 0 | 0 | 0 | 0 | 0 | 0 | 0 | 0 | 0 | 0 | 0 | 0 | 0 | 0 | 0 | 0 | 0 | 0 | 0 | 0 | 0 | 0 | 0 | 0 | 0 | 0 | 0 | 0 | 0 | 0 | 0 | 0
T022-D13-7104 | No enduring need for Callide A bay for Gladstone South Feeder 7104 | CT | 132 | TRUE | TRUE |  |  | -3 | 0 |  |  |  |  | 0 | 0 | 0 | 0 | 0 | 0 | 0 | 0 | 0 | -1 | 0 | 0 | 0 | 0 | 0 | 0 | 0 | 0 | 0 | 0 | 0 | 0 | 0 | 0 | 0 | 0 | 0 | 0 | 0 | 0 | 0 | -2 | 0 | 0 | 0 | 0 | 0 | 0 | 0 | 0 | 0 | 0 | 0 | 0 | 0 | 0 | 0 | 0 | 0 | 0 | 0 | 0 | 0 | 0 | 0 | 0 | 0 | 0 | 0 | 0 | 0 | 0 | 0 | 0 | 0 | 0 | 0 | 0 | 0 | 0 | 0 | 0 | 0 | 0 | 0 | 0 | 0 | 0 | 0 | 0 | 0 | 0 | 0 | 0 | 0 | 0 | 0 | 0 | 0 | 0 | 0
T022-D14-7105 | No enduring need for Callide A bay for Gladstone South Feeder 7105 | CB | 132 | TRUE | TRUE |  |  | -1 | 0 |  |  |  |  | 0 | 0 | 0 | 0 | 0 | 0 | 0 | 0 | 0 | 0 | 0 | 0 | 0 | 0 | 0 | 0 | 0 | 0 | 0 | 0 | 0 | 0 | 0 | 0 | 0 | 0 | 0 | 0 | 0 | 0 | 0 | 0 | 0 | 0 | 0 | 0 | 0 | 0 | 0 | 0 | 0 | 0 | 0 | 0 | 0 | 0 | 0 | 0 | 0 | 0 | 0 | 0 | -1 | 0 | 0 | 0 | 0 | 0 | 0 | 0 | 0 | 0 | 0 | 0 | 0 | 0 | 0 | 0 | 0 | 0 | 0 | 0 | 0 | 0 | 0 | 0 | 0 | 0 | 0 | 0 | 0 | 0 | 0 | 0 | 0 | 0 | 0 | 0 | 0 | 0 | 0
T022-D14-7105 | No enduring need for Callide A bay for Gladstone South Feeder 7105 | IS/ES | 132 | TRUE | TRUE |  |  | -5 | 0 |  |  |  |  | 0 | 0 | 0 | 0 | 0 | 0 | 0 | 0 | 0 | 0 | 0 | 0 | 0 | 0 | 0 | 0 | 0 | 0 | 0 | 0 | 0 | 0 | 0 | 0 | 0 | 0 | 0 | 0 | 0 | 0 | -5 | 0 | 0 | 0 | 0 | 0 | 0 | 0 | 0 | 0 | 0 | 0 | 0 | 0 | 0 | 0 | 0 | 0 | 0 | 0 | 0 | 0 | 0 | 0 | 0 | 0 | 0 | 0 | 0 | 0 | 0 | 0 | 0 | 0 | 0 | 0 | 0 | 0 | 0 | 0 | 0 | 0 | 0 | 0 | 0 | 0 | 0 | 0 | 0 | 0 | 0 | 0 | 0 | 0 | 0 | 0 | 0 | 0 | 0 | 0 | 0
T022-D14-7105 | No enduring need for Callide A bay for Gladstone South Feeder 7105 | VT | 132 | TRUE | TRUE |  |  | -3 | 0 |  |  |  |  | 0 | 0 | 0 | 0 | 0 | 0 | 0 | 0 | 0 | 0 | 0 | 0 | 0 | 0 | 0 | 0 | 0 | 0 | 0 | 0 | 0 | 0 | 0 | 0 | 0 | 0 | 0 | 0 | 0 | 0 | 0 | 0 | 0 | 0 | 0 | 0 | 0 | 0 | 0 | 0 | 0 | 0 | 0 | 0 | 0 | 0 | 0 | 0 | -3 | 0 | 0 | 0 | 0 | 0 | 0 | 0 | 0 | 0 | 0 | 0 | 0 | 0 | 0 | 0 | 0 | 0 | 0 | 0 | 0 | 0 | 0 | 0 | 0 | 0 | 0 | 0 | 0 | 0 | 0 | 0 | 0 | 0 | 0 | 0 | 0 | 0 | 0 | 0 | 0 | 0 | 0
T022-D14-7105 | No enduring need for Callide A bay for Gladstone South Feeder 7105 | CT | 132 | TRUE | TRUE |  |  | -3 | 0 |  |  |  |  | 0 | 0 | 0 | 0 | 0 | -1 | 0 | 0 | 0 | 0 | 0 | 0 | 0 | 0 | 0 | 0 | 0 | 0 | 0 | 0 | 0 | 0 | 0 | 0 | 0 | 0 | 0 | -1 | -1 | 0 | 0 | 0 | 0 | 0 | 0 | 0 | 0 | 0 | 0 | 0 | 0 | 0 | 0 | 0 | 0 | 0 | 0 | 0 | 0 | 0 | 0 | 0 | 0 | 0 | 0 | 0 | 0 | 0 | 0 | 0 | 0 | 0 | 0 | 0 | 0 | 0 | 0 | 0 | 0 | 0 | 0 | 0 | 0 | 0 | 0 | 0 | 0 | 0 | 0 | 0 | 0 | 0 | 0 | 0 | 0 | 0 | 0 | 0 | 0 | 0 | 0
T022-D03-7111 | No enduring need for Callide A bay for Baralaba Feeder 7111 | CB | 132 | TRUE | TRUE |  |  | -1 | 0 |  |  |  |  | 0 | 0 | 0 | 0 | 0 | 0 | 0 | 0 | 0 | 0 | 0 | 0 | 0 | 0 | 0 | 0 | 0 | 0 | 0 | 0 | 0 | 0 | 0 | 0 | 0 | 0 | 0 | 0 | 0 | 0 | 0 | 0 | 0 | 0 | 0 | 0 | 0 | 0 | 0 | 0 | -1 | 0 | 0 | 0 | 0 | 0 | 0 | 0 | 0 | 0 | 0 | 0 | 0 | 0 | 0 | 0 | 0 | 0 | 0 | 0 | 0 | 0 | 0 | 0 | 0 | 0 | 0 | 0
T022-D03-7111 | No enduring need for Callide A bay for Baralaba Feeder 7111 | IS/ES | 132 | TRUE | TRUE |  |  | -6 | 0 |  |  |  |  | 0 | 0 | 0 | 0 | 0 | 0 | 0 | 0 | 0 | 0 | 0 | 0 | 0 | 0 | 0 | 0 | 0 | 0 | 0 | 0 | 0 | 0 | 0 | 0 | 0 | 0 | 0 | 0 | 0 | 0 | 0 | 0 | 0 | 0 | 0 | 0 | 0 | 0 | 0 | 0 | 0 | 0 | 0 | 0 | 0 | 0 | 0 | 0 | 0 | 0 | -2 | -4 | 0 | 0 | 0 | 0 | 0 | 0 | 0 | 0 | 0 | 0 | 0 | 0 | 0 | 0 | 0 | 0
T022-D03-7111 | No enduring need for Callide A bay for Baralaba Feeder 7111 | VT | 132 | TRUE | TRUE |  |  | -3 | 0 |  |  |  |  | 0 | 0 | 0 | 0 | 0 | 0 | 0 | 0 | 0 | 0 | 0 | 0 | 0 | 0 | 0 | 0 | 0 | -3 | 0 | 0 | 0 | 0 | 0 | 0 | 0 | 0 | 0 | 0 | 0 | 0 | 0 | 0 | 0 | 0 | 0 | 0 | 0 | 0 | 0 | 0 | 0 | 0 | 0 | 0 | 0 | 0 | 0 | 0 | 0 | 0 | 0 | 0 | 0 | 0 | 0 | 0 | 0 | 0 | 0 | 0 | 0 | 0 | 0 | 0 | 0 | 0 | 0 | 0
T022-D03-7111 | No enduring need for Callide A bay for Baralaba Feeder 7111 | CT | 132 | TRUE | TRUE |  |  | -3 | 0 |  |  |  |  | 0 | 0 | 0 | 0 | 0 | 0 | 0 | 0 | 0 | 0 | 0 | 0 | 0 | 0 | 0 | 0 | 0 | 0 | 0 | 0 | 0 | 0 | 0 | 0 | 0 | 0 | 0 | 0 | 0 | 0 | 0 | 0 | 0 | 0 | 0 | 0 | 0 | 0 | 0 | 0 | 0 | 0 | 0 | 0 | 0 | 0 | 0 | 0 | 0 | -3 | 0 | 0 | 0 | 0 | 0 | 0 | 0 | 0 | 0 | 0 | 0 | 0 | 0 | 0 | 0 | 0 | 0 | 0
T022-D01-401- | No enduring need for Callide A bay for coupler | CB | 132 | TRUE | TRUE |  |  | -1 | 0 |  |  |  |  | 0 | 0 | 0 | 0 | 0 | 0 | 0 | 0 | 0 | 0 | 0 | 0 | 0 | 0 | 0 | 0 | 0 | 0 | 0 | 0 | 0 | 0 | 0 | 0 | 0 | 0 | 0 | 0 | 0 | 0 | 0 | 0 | 0 | 0 | 0 | 0 | 0 | 0 | 0 | 0 | 0 | 0 | 0 | 0 | 0 | 0 | 0 | 0 | 0 | 0 | 0 | 0 | -1 | 0 | 0 | 0 | 0 | 0 | 0 | 0 | 0 | 0 | 0 | 0 | 0 | 0 | 0 | 0
T022-D01-401- | No enduring need for Callide A bay for coupler | IS/ES | 132 | TRUE | TRUE |  |  | -2 | 0 |  |  |  |  | 0 | 0 | 0 | 0 | 0 | 0 | 0 | 0 | 0 | 0 | 0 | 0 | 0 | 0 | 0 | 0 | 0 | 0 | 0 | 0 | 0 | 0 | 0 | 0 | 0 | 0 | 0 | 0 | 0 | 0 | 0 | 0 | 0 | 0 | 0 | 0 | 0 | 0 | 0 | 0 | 0 | 0 | 0 | 0 | 0 | 0 | 0 | 0 | 0 | 0 | 0 | -2 | 0 | 0 | 0 | 0 | 0 | 0 | 0 | 0 | 0 | 0 | 0 | 0 | 0 | 0 | 0 | 0
T022-D01-401- | No enduring need for Callide A bay for coupler | VT | 132 | TRUE | TRUE |  |  | 0 | 0 |  |  |  |  | 0 | 0 | 0 | 0 | 0 | 0 | 0 | 0 | 0 | 0 | 0 | 0 | 0 | 0 | 0 | 0 | 0 | 0 | 0 | 0 | 0 | 0 | 0 | 0 | 0 | 0 | 0 | 0 | 0 | 0 | 0 | 0 | 0 | 0 | 0 | 0 | 0 | 0 | 0 | 0 | 0 | 0 | 0 | 0 | 0 | 0 | 0 | 0 | 0 | 0 | 0 | 0 | 0 | 0 | 0 | 0 | 0 | 0 | 0 | 0 | 0 | 0 | 0 | 0 | 0 | 0 | 0 | 0
T022-D01-401- | No enduring need for Callide A bay for coupler | CT | 132 | TRUE | TRUE |  |  | -6 | 0 |  |  |  |  | 0 | 0 | 0 | 0 | 0 | 0 | 0 | 0 | 0 | 0 | 0 | 0 | 0 | 0 | 0 | 0 | 0 | 0 | 0 | 0 | 0 | 0 | 0 | 0 | 0 | 0 | 0 | -6 | 0 | 0 | 0 | 0 | 0 | 0 | 0 | 0 | 0 | 0 | 0 | 0 | 0 | 0 | 0 | 0 | 0 | 0 | 0 | 0 | 0 | 0 | 0 | 0 | 0 | 0 | 0 | 0 | 0 | 0 | 0 | 0 | 0 | 0 | 0 | 0 | 0 | 0 | 0 | 0
H015-D03-443- | No enduring need for 1x Lilyvale transformer bay (transformer consolidation) | CB | 132 | TRUE | TRUE |  |  | -1 | 0 |  |  |  |  | 0 | 0 | 0 | 0 | 0 | 0 | 0 | 0 | 0 | 0 | 0 | 0 | 0 | 0 | 0 | 0 | 0 | 0 | 0 | 0 | 0 | 0 | 0 | 0 | 0 | 0 | 0 | 0 | 0 | 0 | 0 | 0 | 0 | 0 | -1 | 0 | 0 | 0 | 0 | 0 | 0 | 0 | 0 | 0 | 0 | 0 | 0 | 0 | 0 | 0 | 0 | 0 | 0 | 0 | 0 | 0 | 0 | 0 | 0 | 0 | 0 | 0 | 0 | 0 | 0 | 0 | 0 | 0
H015-D03-443- | No enduring need for 1x Lilyvale transformer bay (transformer consolidation) | IS/ES | 132 | TRUE | TRUE |  |  | -4 | 0 |  |  |  |  | 0 | 0 | 0 | 0 | 0 | 0 | 0 | 0 | 0 | 0 | 0 | 0 | 0 | 0 | 0 | 0 | 0 | 0 | 0 | 0 | 0 | 0 | 0 | 0 | 0 | 0 | 0 | 0 | 0 | 0 | -1 | 0 | 0 | -2 | 0 | 0 | 0 | -1 | 0 | 0 | 0 | 0 | 0 | 0 | 0 | 0 | 0 | 0 | 0 | 0 | 0 | 0 | 0 | 0 | 0 | 0 | 0 | 0 | 0 | 0 | 0 | 0 | 0 | 0 | 0 | 0 | 0 | 0
H015-D03-443- | No enduring need for 1x Lilyvale transformer bay (transformer consolidation) | VT | 132 | TRUE | TRUE |  |  | 0 | 0 |  |  |  |  | 0 | 0 | 0 | 0 | 0 | 0 | 0 | 0 | 0 | 0 | 0 | 0 | 0 | 0 | 0 | 0 | 0 | 0 | 0 | 0 | 0 | 0 | 0 | 0 | 0 | 0 | 0 | 0 | 0 | 0 | 0 | 0 | 0 | 0 | 0 | 0 | 0 | 0 | 0 | 0 | 0 | 0 | 0 | 0 | 0 | 0 | 0 | 0 | 0 | 0 | 0 | 0 | 0 | 0 | 0 | 0 | 0 | 0 | 0 | 0 | 0 | 0 | 0 | 0 | 0 | 0 | 0 | 0
H015-D03-443- | No enduring need for 1x Lilyvale transformer bay (transformer consolidation) | CT | 132 | TRUE | TRUE |  |  | -3 | 0 |  |  |  |  | 0 | 0 | 0 | 0 | 0 | 0 | 0 | 0 | 0 | 0 | 0 | 0 | 0 | 0 | -1 | 0 | -1 | 0 | 0 | 0 | 0 | 0 | 0 | 0 | 0 | 0 | 0 | 0 | 0 | 0 | -1 | 0 | 0 | 0 | 0 | 0 | 0 | 0 | 0 | 0 | 0 | 0 | 0 | 0 | 0 | 0 | 0 | 0 | 0 | 0 | 0 | 0 | 0 | 0 | 0 | 0 | 0 | 0 | 0 | 0 | 0 | 0 | 0 | 0 | 0 | 0 | 0 | 0
H010-D03-441- | No enduring need for 1x 132kV bay at Bouldercombe, if 2 transformers are replaced with a single unit | CB | 132 | TRUE | TRUE |  |  | -1 | 0 |  |  |  |  | 0 | 0 | 0 | 0 | 0 | 0 | 0 | 0 | 0 | 0 | 0 | 0 | 0 | 0 | 0 | 0 | 0 | 0 | 0 | 0 | 0 | 0 | 0 | 0 | 0 | 0 | 0 | 0 | 0 | 0 | 0 | -1 | 0 | 0 | 0 | 0 | 0 | 0 | 0 | 0 | 0 | 0 | 0 | 0 | 0 | 0 | 0 | 0 | 0 | 0 | 0 | 0 | 0 | 0 | 0 | 0 | 0 | 0 | 0 | 0 | 0 | 0 | 0 | 0 | 0 | 0 | 0 | 0
H010-D03-441- | No enduring need for 1x 132kV bay at Bouldercombe, if 2 transformers are replaced with a single unit | IS/ES | 132 | TRUE | TRUE |  |  | -3 | 0 |  |  |  |  | 0 | 0 | 0 | 0 | 0 | 0 | 0 | 0 | 0 | 0 | 0 | 0 | 0 | 0 | 0 | 0 | 0 | 0 | 0 | 0 | 0 | 0 | 0 | 0 | 0 | 0 | 0 | 0 | 0 | 0 | 0 | -2 | 0 | 0 | 0 | 0 | 0 | -1 | 0 | 0 | 0 | 0 | 0 | 0 | 0 | 0 | 0 | 0 | 0 | 0 | 0 | 0 | 0 | 0 | 0 | 0 | 0 | 0 | 0 | 0 | 0 | 0 | 0 | 0 | 0 | 0 | 0 | 0
H010-D03-441- | No enduring need for 1x 132kV bay at Bouldercombe, if 2 transformers are replaced with a single unit | VT | 132 | TRUE | TRUE |  |  | -1 | 0 |  |  |  |  | 0 | 0 | 0 | 0 | 0 | 0 | 0 | 0 | 0 | 0 | 0 | 0 | 0 | 0 | 0 | 0 | 0 | 0 | 0 | 0 | 0 | 0 | 0 | 0 | 0 | 0 | 0 | 0 | 0 | 0 | 0 | 0 | 0 | 0 | 0 | 0 | 0 | -1 | 0 | 0 | 0 | 0 | 0 | 0 | 0 | 0 | 0 | 0 | 0 | 0 | 0 | 0 | 0 | 0 | 0 | 0 | 0 | 0 | 0 | 0 | 0 | 0 | 0 | 0 | 0 | 0 | 0 | 0
H010-D03-441- | No enduring need for 1x 132kV bay at Bouldercombe, if 2 transformers are replaced with a single unit | CT | 132 | TRUE | TRUE |  |  | 0 | 0 |  |  |  |  | 0 | 0 | 0 | 0 | 0 | 0 | 0 | 0 | 0 | 0 | 0 | 0 | 0 | 0 | 0 | 0 | 0 | 0 | 0 | 0 | 0 | 0 | 0 | 0 | 0 | 0 | 0 | 0 | 0 | 0 | 0 | 0 | 0 | 0 | 0 | 0 | 0 | 0 | 0 | 0 | 0 | 0 | 0 | 0 | 0 | 0 | 0 | 0 | 0 | 0 | 0 | 0 | 0 | 0 | 0 | 0 | 0 | 0 | 0 | 0 | 0 | 0 | 0 | 0 | 0 | 0 | 0 | 0
T031 | No enduring need for Baralaba substation, if 132 kV network is reconfigured | CB | 132 | TRUE | TRUE |  |  | -4 | 0 |  |  |  |  | 0 | 0 | 0 | 0 | 0 | 0 | 0 | 0 | 0 | 0 | 0 | 0 | 0 | 0 | 0 | 0 | 0 | 0 | 0 | 0 | 0 | 0 | 0 | 0 | 0 | 0 | 0 | 0 | 0 | 0 | 0 | -4 | 0 | 0 | 0 | 0 | 0 | 0 | 0 | 0 | 0 | 0 | 0 | 0 | 0 | 0 | 0 | 0 | 0 | 0 | 0 | 0 | 0 | 0 | 0 | 0 | 0 | 0 | 0 | 0 | 0 | 0 | 0 | 0 | 0 | 0 | 0 | 0
T031 | No enduring need for Baralaba substation, if 132 kV network is reconfigured | IS/ES | 132 | TRUE | TRUE |  |  | -20 | 0 |  |  |  |  | 0 | 0 | 0 | 0 | 0 | 0 | 0 | 0 | 0 | 0 | 0 | 0 | 0 | 0 | 0 | -10 | 0 | 0 | 0 | 0 | 0 | 0 | 0 | 0 | 0 | 0 | 0 | 0 | 0 | 0 | 0 | -10 | 0 | 0 | 0 | 0 | 0 | 0 | 0 | 0 | 0 | 0 | 0 | 0 | 0 | 0 | 0 | 0 | 0 | 0 | 0 | 0 | 0 | 0 | 0 | 0 | 0 | 0 | 0 | 0 | 0 | 0 | 0 | 0 | 0 | 0 | 0 | 0
T031 | No enduring need for Baralaba substation, if 132 kV network is reconfigured | VT | 132 | TRUE | TRUE |  |  | -12 | 0 |  |  |  |  | 0 | 0 | 0 | 0 | 0 | 0 | 0 | 0 | 0 | 0 | 0 | 0 | 0 | 0 | 0 | 0 | 0 | 0 | 0 | 0 | 0 | 0 | 0 | 0 | 0 | 0 | 0 | 0 | 0 | 0 | 0 | 0 | 0 | -12 | 0 | 0 | 0 | 0 | 0 | 0 | 0 | 0 | 0 | 0 | 0 | 0 | 0 | 0 | 0 | 0 | 0 | 0 | 0 | 0 | 0 | 0 | 0 | 0 | 0 | 0 | 0 | 0 | 0 | 0 | 0 | 0 | 0 | 0
T031 | No enduring need for Baralaba substation, if 132 kV network is reconfigured | CT | 132 | TRUE | TRUE |  |  | -12 | 0 |  |  |  |  | 0 | 0 | 0 | 0 | 0 | 0 | 0 | 0 | 0 | 0 | 0 | 0 | 0 | 0 | 0 | -4 | -1 | -2 | 0 | 0 | 0 | 0 | 0 | 0 | 0 | 0 | 0 | 0 | 0 | 0 | 0 | -2 | 0 | -2 | 0 | 0 | 0 | 0 | 0 | -1 | 0 | 0 | 0 | 0 | 0 | 0 | 0 | 0 | 0 | 0 | 0 | 0 | 0 | 0 | 0 | 0 | 0 | 0 | 0 | 0 | 0 | 0 | 0 | 0 | 0 | 0 | 0 | 0
Deadtank CTs - Recent CBs | Include CT's of recent generation of deadtank CBs | CT | 66 | TRUE |  | TRUE |  | 54 | 0 |  |  |  |  | 0 | 0 | 12 | 42
Deadtank CTs - Recent CBs | Include CT's of recent generation of deadtank CBs | CT | 132 | TRUE |  | TRUE |  | 498 | [5 empty] | 48 | 228 | 168 | 54
Deadtank CTs - Recent CBs | Include CT's of recent generation of deadtank CBs | CT | 275 | TRUE |  | TRUE |  | 120 | [5 empty] | 24 | 78 | 6 | 12
Deadtank CTs - Older CBs | Include CT's of older generation of deadtank CBs | CT | 275 | TRUE |  | TRUE |  | 48 | [42 empty] | 12 | 0 | 0 | 36
Deadtank CTs - Older CBs | Include CT's of older generation of deadtank CBs | CT | 132 | TRUE |  | TRUE |  | 84 | [36 empty] | 42 | 0 | 0 | 0 | 6 | 36

## Age Profile - 2015
Age Profile (2015), by equipment
| Description | MinV | MaxV | Type |  | 2015 | 2014 | 2013 | 2012 | 2011 | 2010 | 2009 | 2008 | 2007 | 2006 | 2005 | 2004 | 2003 | 2002 | 2001 | 2000 | 1999 | 1998 | 1997 | 1996 | 1995 | 1994 | 1993 | 1992 | 1991 | 1990 | 1989 | 1988 | 1987 | 1986 | 1985 | 1984 | 1983 | 1982 | 1981 | 1980 | 1979 | 1978 | 1977 | 1976 | 1975 | 1974 | 1973 | 1972 | 1971 | 1970 | 1969 | 1968 | 1967 | 1966 | 1965 | 1964 | 1963 | 1962 | 1961 | 1960 | 1959 | 1958 | 1957 | 1956 | 1955 | 1954 | 1953 | 1952 | 1951 | 1950 | 1949 | 1948 | 1947 | 1946 | 1945 | 1944 | 1943 | 1942 | 1941 | 1940 | 1939 | 1938 | 1937 | 1936 | 1935 | 1934 | 1933 | 1932 | 1931 | 1930 | 1929 | 1928 | 1927 | 1926 | 1925 | 1924 | 1923 | 1922 | 1921 | 1920 | 1919 | 1918 | 1917 | 1916 | 1915 | 1914 | 1913 | 1912 | 1911 | 1910 | 1909 | 1908 | 1907
| < = 33 kV; Air Insulated circuit Breaker | 0 | 33 | CB |  | 0 | 0 | 0 | 0 | 0 | 0 | 0 | 0 | 0 | 0 | 0 | 0 | 0 | 0 | 0 | 0 | 0 | 0 | 0 | 0 | 0 | 0 | 0 | 1 | 0 | 0 | 1 | 0 | 0 | 0 | 0 | 2 | 0 | 0 | 0 | 0 | 0 | 0 | 0 | 0 | 0 | 0 | 0 | 0 | 0 | 0 | 0 | 0 | 0 | 0 | 0 | 0 | 0 | 0 | 0 | 0 | 0 | 0 | 0 | 0 | 0 | 0 | 0 | 0 | 0 | 0 | 0 | 0 | 0 | 0 | 0 | 0 | 0 | 0 | 0 | 0 | 0 | 0 | 0 | 0 | 0 | 0 | 0 | 0 | 0 | 0 | 0 | 0 | 0 | 0 | 0 | 0 | 0 | 0 | 0 | 0 | 0 | 0 | 0 | 0 | 0 | 0 | 0 | 0 | 0 | 0 | 0 | 0 | 0
| > 33 kV & < = 66 kV ; Air Insulated circuit Breaker | 34 | 66 | CB |  | 0 | 0 | 2 | 7 | 0 | 0 | 0 | 0 | 0 | 0 | 0 | 0 | 0 | 0 | 0 | 0 | 2 | 2 | 0 | 0 | 0 | 0 | 0 | 0 | 0 | 0 | 0 | 0 | 0 | 0 | 0 | 0 | 0 | 0 | 0 | 0 | 0 | 0 | 0 | 0 | 0 | 0 | 0 | 0 | 0 | 0 | 0 | 0 | 0 | 0 | 0 | 0 | 0 | 0 | 0 | 0 | 0 | 0 | 0 | 0 | 0 | 0 | 0 | 0 | 0 | 0 | 0 | 0 | 0 | 0 | 0 | 0 | 0 | 0 | 0 | 0 | 0 | 0 | 0 | 0 | 0 | 0 | 0 | 0 | 0 | 0 | 0 | 0 | 0 | 0 | 0 | 0 | 0 | 0 | 0 | 0 | 0 | 0 | 0 | 0 | 0 | 0 | 0 | 0 | 0 | 0 | 0 | 0 | 0
| > 66 kV & < = 132 kV ; Air Insulated circuit Breaker | 67 | 132 | CB |  | 8 | 40 | 32 | 29 | 27 | 48 | 58 | 26 | 22 | 17 | 15 | 2 | 4 | 4 | 7 | 3 | 8 | 13 | 4 | 1 | 7 | 3 | 1 | 3 | 2 | 2 | 6 | 16 | 20 | 13 | 11 | 12 | 8 | 5 | 6 | 2 | 7 | 4 | 2 | 2 | 7 | 2 | 0 | 0 | 0 | 3 | 0 | 3 | 0 | 0 | 0 | 0 | 12 | 0 | 0 | 0 | 0 | 0 | 0 | 0 | 0 | 0 | 0 | 0 | 0 | 0 | 0 | 0 | 0 | 0 | 0 | 0 | 0 | 0 | 0 | 0 | 0 | 0 | 0 | 0 | 0 | 0 | 0 | 0 | 0 | 0 | 0 | 0 | 0 | 0 | 0 | 0 | 0 | 0 | 0 | 0 | 0 | 0 | 0 | 0 | 0 | 0 | 0 | 0 | 0 | 0 | 0 | 0 | 0
| > 132 kV & < = 275 kV ; Air Insulated circuit Breaker | 133 | 275 | CB |  | 16 | 21 | 31 | 30 | 6 | 15 | 33 | 42 | 31 | 27 | 15 | 5 | 10 | 12 | 3 | 7 | 10 | 13 | 0 | 5 | 4 | 8 | 12 | 2 | 0 | 0 | 18 | 1 | 1 | 1 | 12 | 1 | 0 | 0 | 3 | 0 | 1 | 4 | 0 | 0 | 13 | 0 | 0 | 0 | 0 | 0 | 0 | 0 | 0 | 0 | 0 | 0 | 0 | 0 | 0 | 0 | 0 | 0 | 0 | 0 | 0 | 0 | 0 | 0 | 0 | 0 | 0 | 0 | 0 | 0 | 0 | 0 | 0 | 0 | 0 | 0 | 0 | 0 | 0 | 0 | 0 | 0 | 0 | 0 | 0 | 0 | 0 | 0 | 0 | 0 | 0 | 0 | 0 | 0 | 0 | 0 | 0 | 0 | 0 | 0 | 0 | 0 | 0 | 0 | 0 | 0 | 0 | 0 | 0
| > 275 kV & < = 330 kV ; Air Insulated circuit Breaker | 276 | 330 | CB |  | 0 | 0 | 0 | 3 | 0 | 0 | 0 | 1 | 0 | 0 | 4 | 0 | 0 | 0 | 0 | 0 | 0 | 0 | 0 | 0 | 0 | 0 | 0 | 0 | 0 | 0 | 0 | 0 | 0 | 0 | 0 | 0 | 0 | 0 | 0 | 0 | 0 | 0 | 0 | 0 | 0 | 0 | 0 | 0 | 0 | 0 | 0 | 0 | 0 | 0 | 0 | 0 | 0 | 0 | 0 | 0 | 0 | 0 | 0 | 0 | 0 | 0 | 0 | 0 | 0 | 0 | 0 | 0 | 0 | 0 | 0 | 0 | 0 | 0 | 0 | 0 | 0 | 0 | 0 | 0 | 0 | 0 | 0 | 0 | 0 | 0 | 0 | 0 | 0 | 0 | 0 | 0 | 0 | 0 | 0 | 0 | 0 | 0 | 0 | 0 | 0 | 0 | 0 | 0 | 0 | 0 | 0 | 0 | 0
| > 330 kV & < = 500 kV ; Air Insulated circuit Breaker | 331 | 500 | CB |  | 0 | 0 | 0 | 0 | 0 | 0 | 0 | 0 | 0 | 0 | 0 | 0 | 0 | 0 | 0 | 0 | 0 | 0 | 0 | 0 | 0 | 0 | 0 | 0 | 0 | 0 | 0 | 0 | 0 | 0 | 0 | 0 | 0 | 0 | 0 | 0 | 0 | 0 | 0 | 0 | 0 | 0 | 0 | 0 | 0 | 0 | 0 | 0 | 0 | 0 | 0 | 0 | 0 | 0 | 0 | 0 | 0 | 0 | 0 | 0 | 0 | 0 | 0 | 0 | 0 | 0 | 0 | 0 | 0 | 0 | 0 | 0 | 0 | 0 | 0 | 0 | 0 | 0 | 0 | 0 | 0 | 0 | 0 | 0 | 0 | 0 | 0 | 0 | 0 | 0 | 0 | 0 | 0 | 0 | 0 | 0 | 0 | 0 | 0 | 0 | 0 | 0 | 0 | 0 | 0 | 0 | 0 | 0 | 0
| > 500 kV ; Air Insulated circuit Breaker | 501 | 99999 | CB |  | 0 | 0 | 0 | 0 | 0 | 0 | 0 | 0 | 0 | 0 | 0 | 0 | 0 | 0 | 0 | 0 | 0 | 0 | 0 | 0 | 0 | 0 | 0 | 0 | 0 | 0 | 0 | 0 | 0 | 0 | 0 | 0 | 0 | 0 | 0 | 0 | 0 | 0 | 0 | 0 | 0 | 0 | 0 | 0 | 0 | 0 | 0 | 0 | 0 | 0 | 0 | 0 | 0 | 0 | 0 | 0 | 0 | 0 | 0 | 0 | 0 | 0 | 0 | 0 | 0 | 0 | 0 | 0 | 0 | 0 | 0 | 0 | 0 | 0 | 0 | 0 | 0 | 0 | 0 | 0 | 0 | 0 | 0 | 0 | 0 | 0 | 0 | 0 | 0 | 0 | 0 | 0 | 0 | 0 | 0 | 0 | 0 | 0 | 0 | 0 | 0 | 0 | 0 | 0 | 0 | 0 | 0 | 0 | 0
| < = 33 kV; Air Insulated Isolators / Earth Switch | 0 | 33 | IS/ES |  | 0 | 1 | 0 | 2 | 0 | 0 | 0 | 0 | 2 | 0 | 0 | 0 | 0 | 2 | 0 | 1 | 1 | 1 | 0 | 0 | 5 | 0 | 0 | 0 | 0 | 1 | 2 | 0 | 0 | 0 | 0 | 1 | 0 | 2 | 0 | 0 | 1 | 0 | 0 | 0 | 2 | 0 | 0 | 2 | 0 | 0 | 0 | 0 | 0 | 0 | 0 | 0 | 1 | 1 | 0 | 0 | 0 | 0 | 0 | 0 | 0 | 0 | 0 | 0 | 0 | 0 | 0 | 0 | 0 | 0 | 0 | 0 | 0 | 0 | 0 | 0 | 0 | 0 | 0 | 0 | 0 | 0 | 0 | 0 | 0 | 0 | 0 | 0 | 0 | 0 | 0 | 0 | 0 | 0 | 0 | 0 | 0 | 0 | 0 | 0 | 0 | 0 | 0 | 0 | 0 | 0 | 0 | 0 | 0
| > 33 kV & < = 66 kV ; Air Insulated Isolators / Earth Switch | 34 | 66 | IS/ES |  | 0 | 0 | 14 | 17 | 0 | 0 | 6 | 2 | 0 | 2 | 0 | 0 | 0 | 0 | 0 | 1 | 1 | 3 | 0 | 0 | 0 | 0 | 0 | 0 | 0 | 0 | 0 | 0 | 0 | 0 | 0 | 0 | 0 | 2 | 0 | 2 | 2 | 2 | 0 | 0 | 0 | 0 | 0 | 0 | 0 | 0 | 0 | 0 | 0 | 0 | 0 | 0 | 0 | 0 | 0 | 0 | 0 | 0 | 0 | 0 | 0 | 0 | 0 | 0 | 0 | 0 | 0 | 0 | 0 | 0 | 0 | 0 | 0 | 0 | 0 | 0 | 0 | 0 | 0 | 0 | 0 | 0 | 0 | 0 | 0 | 0 | 0 | 0 | 0 | 0 | 0 | 0 | 0 | 0 | 0 | 0 | 0 | 0 | 0 | 0 | 0 | 0 | 0 | 0 | 0 | 0 | 0 | 0 | 0
| > 66 kV & < = 132 kV ; Air Insulated Isolators / Earth Switch | 67 | 132 | IS/ES |  | 23 | 113 | 90 | 126 | 76 | 158 | 192 | 80 | 68 | 41 | 63 | 25 | 13 | 14 | 33 | 35 | 15 | 36 | 17 | 8 | 30 | 4 | 9 | 10 | 6 | 5 | 14 | 16 | 49 | 43 | 48 | 35 | 38 | 28 | 15 | 14 | 43 | 57 | 8 | 3 | 13 | 4 | 11 | 21 | 1 | 12 | 2 | 11 | 0 | 5 | 19 | 52 | 2 | 0 | 0 | 0 | 0 | 0 | 0 | 0 | 0 | 0 | 0 | 0 | 0 | 0 | 0 | 0 | 0 | 0 | 0 | 0 | 0 | 0 | 0 | 0 | 0 | 0 | 0 | 0 | 0 | 0 | 0 | 0 | 0 | 0 | 0 | 0 | 0 | 0 | 0 | 0 | 0 | 0 | 0 | 0 | 0 | 0 | 0 | 0 | 0 | 0 | 0 | 0 | 0 | 0 | 0 | 0 | 0
| > 132 kV & < = 275 kV ; Air Insulated Isolators / Earth Switch | 133 | 275 | IS/ES |  | 96 | 119 | 180 | 158 | 44 | 72 | 141 | 238 | 113 | 116 | 92 | 43 | 29 | 42 | 21 | 90 | 37 | 61 | 1 | 19 | 27 | 53 | 66 | 33 | 24 | 1 | 37 | 0 | 15 | 14 | 35 | 96 | 3 | 18 | 8 | 0 | 19 | 108 | 8 | 30 | 25 | 26 | 5 | 10 | 26 | 16 | 3 | 0 | 0 | 0 | 0 | 0 | 0 | 0 | 0 | 0 | 0 | 0 | 0 | 0 | 0 | 0 | 0 | 0 | 0 | 0 | 0 | 0 | 0 | 0 | 0 | 0 | 0 | 0 | 0 | 0 | 0 | 0 | 0 | 0 | 0 | 0 | 0 | 0 | 0 | 0 | 0 | 0 | 0 | 0 | 0 | 0 | 0 | 0 | 0 | 0 | 0 | 0 | 0 | 0 | 0 | 0 | 0 | 0 | 0 | 0 | 0 | 0 | 0
| > 275 kV & < = 330 kV ; Air Insulated Isolators / Earth Switch | 276 | 330 | IS/ES |  | 0 | 0 | 0 | 9 | 0 | 0 | 2 | 5 | 1 | 0 | 28 | 0 | 0 | 0 | 0 | 0 | 0 | 0 | 0 | 0 | 0 | 0 | 0 | 0 | 0 | 0 | 0 | 0 | 0 | 0 | 0 | 0 | 0 | 0 | 0 | 0 | 0 | 0 | 0 | 0 | 0 | 0 | 0 | 0 | 0 | 0 | 0 | 0 | 0 | 0 | 0 | 0 | 0 | 0 | 0 | 0 | 0 | 0 | 0 | 0 | 0 | 0 | 0 | 0 | 0 | 0 | 0 | 0 | 0 | 0 | 0 | 0 | 0 | 0 | 0 | 0 | 0 | 0 | 0 | 0 | 0 | 0 | 0 | 0 | 0 | 0 | 0 | 0 | 0 | 0 | 0 | 0 | 0 | 0 | 0 | 0 | 0 | 0 | 0 | 0 | 0 | 0 | 0 | 0 | 0 | 0 | 0 | 0 | 0
| > 330 kV & < = 500 kV ; Air Insulated Isolators / Earth Switch | 331 | 500 | IS/ES |  | 0 | 0 | 0 | 0 | 0 | 0 | 0 | 0 | 0 | 0 | 0 | 0 | 0 | 0 | 0 | 0 | 0 | 0 | 0 | 0 | 0 | 0 | 0 | 0 | 0 | 0 | 0 | 0 | 0 | 0 | 0 | 0 | 0 | 0 | 0 | 0 | 0 | 0 | 0 | 0 | 0 | 0 | 0 | 0 | 0 | 0 | 0 | 0 | 0 | 0 | 0 | 0 | 0 | 0 | 0 | 0 | 0 | 0 | 0 | 0 | 0 | 0 | 0 | 0 | 0 | 0 | 0 | 0 | 0 | 0 | 0 | 0 | 0 | 0 | 0 | 0 | 0 | 0 | 0 | 0 | 0 | 0 | 0 | 0 | 0 | 0 | 0 | 0 | 0 | 0 | 0 | 0 | 0 | 0 | 0 | 0 | 0 | 0 | 0 | 0 | 0 | 0 | 0 | 0 | 0 | 0 | 0 | 0 | 0
| > 500 kV ; Air Insulated Isolators / Earth Switch | 501 | 99999 | IS/ES |  | 0 | 0 | 0 | 0 | 0 | 0 | 0 | 0 | 0 | 0 | 0 | 0 | 0 | 0 | 0 | 0 | 0 | 0 | 0 | 0 | 0 | 0 | 0 | 0 | 0 | 0 | 0 | 0 | 0 | 0 | 0 | 0 | 0 | 0 | 0 | 0 | 0 | 0 | 0 | 0 | 0 | 0 | 0 | 0 | 0 | 0 | 0 | 0 | 0 | 0 | 0 | 0 | 0 | 0 | 0 | 0 | 0 | 0 | 0 | 0 | 0 | 0 | 0 | 0 | 0 | 0 | 0 | 0 | 0 | 0 | 0 | 0 | 0 | 0 | 0 | 0 | 0 | 0 | 0 | 0 | 0 | 0 | 0 | 0 | 0 | 0 | 0 | 0 | 0 | 0 | 0 | 0 | 0 | 0 | 0 | 0 | 0 | 0 | 0 | 0 | 0 | 0 | 0 | 0 | 0 | 0 | 0 | 0 | 0
| < = 33 kV; VT | 0 | 33 | VT |  | 0 | 6 | 0 | 0 | 0 | 0 | 0 | 1 | 3 | 0 | 0 | 0 | 0 | 1 | 0 | 2 | 0 | 0 | 0 | 0 | 0 | 0 | 1 | 0 | 0 | 0 | 0 | 0 | 0 | 0 | 0 | 0 | 0 | 0 | 1 | 0 | 0 | 0 | 0 | 2 | 0 | 0 | 0 | 1 | 1 | 0 | 0 | 0 | 0 | 0 | 0 | 0 | 0 | 0 | 0 | 0 | 0 | 0 | 0 | 0 | 0 | 0 | 0 | 0 | 0 | 0 | 0 | 0 | 0 | 0 | 0 | 0 | 0 | 0 | 0 | 0 | 0 | 0 | 0 | 0 | 0 | 0 | 0 | 0 | 0 | 0 | 0 | 0 | 0 | 0 | 0 | 0 | 0 | 0 | 0 | 0 | 0 | 0 | 0 | 0 | 0 | 0 | 0 | 0 | 0 | 0 | 0 | 0 | 0
| > 33 kV & < = 66 kV ; VT | 34 | 66 | VT |  | 0 | 0 | 3 | 0 | 0 | 0 | 0 | 0 | 3 | 0 | 3 | 3 | 0 | 3 | 0 | 11 | 0 | 4 | 0 | 0 | 0 | 0 | 0 | 0 | 0 | 0 | 0 | 0 | 0 | 6 | 3 | 0 | 0 | 6 | 0 | 0 | 0 | 6 | 0 | 0 | 4 | 0 | 0 | 0 | 0 | 0 | 0 | 0 | 0 | 0 | 0 | 0 | 0 | 0 | 0 | 0 | 0 | 0 | 0 | 0 | 0 | 0 | 0 | 0 | 0 | 0 | 0 | 0 | 0 | 0 | 0 | 0 | 0 | 0 | 0 | 0 | 0 | 0 | 0 | 0 | 0 | 0 | 0 | 0 | 0 | 0 | 0 | 0 | 0 | 0 | 0 | 0 | 0 | 0 | 0 | 0 | 0 | 0 | 0 | 0 | 0 | 0 | 0 | 0 | 0 | 0 | 0 | 0 | 0
| > 66 kV & < = 132 kV ; VT | 67 | 132 | VT |  | 31 | 94 | 73 | 62 | 64 | 132 | 116 | 58 | 103 | 39 | 49 | 17 | 83 | 50 | 32 | 32 | 7 | 39 | 20 | 5 | 7 | 7 | 6 | 5 | 2 | 0 | 5 | 16 | 26 | 26 | 39 | 4 | 22 | 20 | 0 | 0 | 4 | 18 | 0 | 9 | 3 | 10 | 0 | 1 | 0 | 0 | 0 | 3 | 10 | 1 | 0 | 0 | 2 | 0 | 0 | 0 | 0 | 0 | 0 | 0 | 0 | 0 | 0 | 0 | 0 | 0 | 0 | 0 | 0 | 0 | 0 | 0 | 0 | 0 | 0 | 0 | 0 | 0 | 0 | 0 | 0 | 0 | 0 | 0 | 0 | 0 | 0 | 0 | 0 | 0 | 0 | 0 | 0 | 0 | 0 | 0 | 0 | 0 | 0 | 0 | 0 | 0 | 0 | 0 | 0 | 0 | 0 | 0 | 0
| > 132 kV & < = 275 kV ; VT | 133 | 275 | VT |  | 45 | 58 | 81 | 60 | 30 | 22 | 39 | 60 | 42 | 34 | 24 | 6 | 10 | 21 | 0 | 37 | 15 | 15 | 15 | 0 | 6 | 4 | 1 | 0 | 1 | 0 | 3 | 5 | 1 | 0 | 22 | 50 | 4 | 0 | 0 | 0 | 0 | 15 | 0 | 0 | 6 | 1 | 12 | 0 | 0 | 3 | 0 | 0 | 0 | 0 | 0 | 0 | 0 | 0 | 0 | 0 | 0 | 0 | 0 | 0 | 0 | 0 | 0 | 0 | 0 | 0 | 0 | 0 | 0 | 0 | 0 | 0 | 0 | 0 | 0 | 0 | 0 | 0 | 0 | 0 | 0 | 0 | 0 | 0 | 0 | 0 | 0 | 0 | 0 | 0 | 0 | 0 | 0 | 0 | 0 | 0 | 0 | 0 | 0 | 0 | 0 | 0 | 0 | 0 | 0 | 0 | 0 | 0 | 0
| > 275 kV & < = 330 kV ; VT | 276 | 330 | VT |  | 0 | 0 | 0 | 0 | 0 | 3 | 0 | 3 | 0 | 0 | 10 | 0 | 0 | 0 | 0 | 0 | 0 | 0 | 0 | 0 | 0 | 0 | 0 | 0 | 0 | 0 | 0 | 0 | 0 | 0 | 0 | 0 | 0 | 0 | 0 | 0 | 0 | 0 | 0 | 0 | 0 | 0 | 0 | 0 | 0 | 0 | 0 | 0 | 0 | 0 | 0 | 0 | 0 | 0 | 0 | 0 | 0 | 0 | 0 | 0 | 0 | 0 | 0 | 0 | 0 | 0 | 0 | 0 | 0 | 0 | 0 | 0 | 0 | 0 | 0 | 0 | 0 | 0 | 0 | 0 | 0 | 0 | 0 | 0 | 0 | 0 | 0 | 0 | 0 | 0 | 0 | 0 | 0 | 0 | 0 | 0 | 0 | 0 | 0 | 0 | 0 | 0 | 0 | 0 | 0 | 0 | 0 | 0 | 0
| > 330 kV & < = 500 kV ; VT | 331 | 500 | VT |  | 0 | 0 | 0 | 0 | 0 | 0 | 0 | 0 | 0 | 0 | 0 | 0 | 0 | 0 | 0 | 0 | 0 | 0 | 0 | 0 | 0 | 0 | 0 | 0 | 0 | 0 | 0 | 0 | 0 | 0 | 0 | 0 | 0 | 0 | 0 | 0 | 0 | 0 | 0 | 0 | 0 | 0 | 0 | 0 | 0 | 0 | 0 | 0 | 0 | 0 | 0 | 0 | 0 | 0 | 0 | 0 | 0 | 0 | 0 | 0 | 0 | 0 | 0 | 0 | 0 | 0 | 0 | 0 | 0 | 0 | 0 | 0 | 0 | 0 | 0 | 0 | 0 | 0 | 0 | 0 | 0 | 0 | 0 | 0 | 0 | 0 | 0 | 0 | 0 | 0 | 0 | 0 | 0 | 0 | 0 | 0 | 0 | 0 | 0 | 0 | 0 | 0 | 0 | 0 | 0 | 0 | 0 | 0 | 0
| > 500 kV ; VT | 501 | 99999 | VT |  | 0 | 0 | 0 | 0 | 0 | 0 | 0 | 0 | 0 | 0 | 0 | 0 | 0 | 0 | 0 | 0 | 0 | 0 | 0 | 0 | 0 | 0 | 0 | 0 | 0 | 0 | 0 | 0 | 0 | 0 | 0 | 0 | 0 | 0 | 0 | 0 | 0 | 0 | 0 | 0 | 0 | 0 | 0 | 0 | 0 | 0 | 0 | 0 | 0 | 0 | 0 | 0 | 0 | 0 | 0 | 0 | 0 | 0 | 0 | 0 | 0 | 0 | 0 | 0 | 0 | 0 | 0 | 0 | 0 | 0 | 0 | 0 | 0 | 0 | 0 | 0 | 0 | 0 | 0 | 0 | 0 | 0 | 0 | 0 | 0 | 0 | 0 | 0 | 0 | 0 | 0 | 0 | 0 | 0 | 0 | 0 | 0 | 0 | 0 | 0 | 0 | 0 | 0 | 0 | 0 | 0 | 0 | 0 | 0
| < = 33 kV; CT | 0 | 33 | CT |  | 0 | 0 | 12 | 0 | 0 | 0 | 0 | 3 | 18 | 0 | 0 | 1 | 42 | 0 | 0 | 0 | 0 | 0 | 0 | 0 | 3 | 0 | 0 | 3 | 0 | 0 | 0 | 0 | 0 | 0 | 0 | 0 | 0 | 0 | 0 | 0 | 0 | 2 | 0 | 0 | 0 | 0 | 2 | 0 | 0 | 0 | 0 | 0 | 0 | 0 | 0 | 0 | 0 | 0 | 0 | 0 | 0 | 0 | 0 | 0 | 0 | 0 | 0 | 0 | 0 | 0 | 0 | 0 | 0 | 0 | 0 | 0 | 0 | 0 | 0 | 0 | 0 | 0 | 0 | 0 | 0 | 0 | 0 | 0 | 0 | 0 | 0 | 0 | 0 | 0 | 0 | 0 | 0 | 0 | 0 | 0 | 0 | 0 | 0 | 0 | 0 | 0 | 0 | 0 | 0 | 0 | 0 | 0 | 0
| > 33 kV & < = 66 kV ; CT | 34 | 66 | CT |  | 3 | 0 | 3 | 0 | 0 | 0 | 12 | 0 | 3 | 0 | 5 | 1 | 0 | 3 | 2 | 4 | 3 | 9 | 1 | 0 | 0 | 0 | 0 | 0 | 0 | 0 | 3 | 0 | 0 | 6 | 0 | 0 | 0 | 6 | 2 | 0 | 0 | 0 | 0 | 0 | 3 | 3 | 0 | 0 | 0 | 0 | 0 | 0 | 0 | 0 | 0 | 0 | 0 | 0 | 0 | 0 | 0 | 0 | 0 | 0 | 0 | 0 | 0 | 0 | 0 | 0 | 0 | 0 | 0 | 0 | 0 | 0 | 0 | 0 | 0 | 0 | 0 | 0 | 0 | 0 | 0 | 0 | 0 | 0 | 0 | 0 | 0 | 0 | 0 | 0 | 0 | 0 | 0 | 0 | 0 | 0 | 0 | 0 | 0 | 0 | 0 | 0 | 0 | 0 | 0 | 0 | 0 | 0 | 0
| > 66 kV & < = 132 kV ; CT | 67 | 132 | CT |  | 0 | 16 | 10 | 57 | 42 | 110 | 118 | 42 | 32 | 70 | 63 | 12 | 15 | 9 | 71 | 56 | 34 | 53 | 19 | 0 | 25 | 1 | 5 | 12 | 15 | 0 | 18 | 15 | 34 | 26 | 58 | 7 | 31 | 13 | 15 | 0 | 0 | 12 | 0 | 15 | 12 | 0 | 0 | 0 | 3 | 1 | 6 | 8 | 3 | 8 | 0 | 0 | 2 | 0 | 0 | 0 | 0 | 0 | 0 | 0 | 0 | 0 | 0 | 0 | 0 | 0 | 0 | 0 | 0 | 0 | 0 | 0 | 0 | 0 | 0 | 0 | 0 | 0 | 0 | 0 | 0 | 0 | 0 | 0 | 0 | 0 | 0 | 0 | 0 | 0 | 0 | 0 | 0 | 0 | 0 | 0 | 0 | 0 | 0 | 0 | 0 | 0 | 0 | 0 | 0 | 0 | 0 | 0 | 0
| > 132 kV & < = 275 kV ; CT | 133 | 275 | CT |  | 106 | 34 | 90 | 88 | 21 | 64 | 89 | 126 | 75 | 80 | 46 | 11 | 23 | 40 | 0 | 16 | 9 | 39 | 0 | 8 | 0 | 1 | 36 | 15 | 0 | 0 | 14 | 10 | 10 | 16 | 18 | 8 | 18 | 0 | 0 | 0 | 0 | 12 | 0 | 0 | 21 | 0 | 0 | 0 | 0 | 0 | 0 | 0 | 0 | 0 | 0 | 0 | 0 | 0 | 0 | 0 | 0 | 0 | 0 | 0 | 0 | 0 | 0 | 0 | 0 | 0 | 0 | 0 | 0 | 0 | 0 | 0 | 0 | 0 | 0 | 0 | 0 | 0 | 0 | 0 | 0 | 0 | 0 | 0 | 0 | 0 | 0 | 0 | 0 | 0 | 0 | 0 | 0 | 0 | 0 | 0 | 0 | 0 | 0 | 0 | 0 | 0 | 0 | 0 | 0 | 0 | 0 | 0 | 0
| > 275 kV & < = 330 kV ; CT | 276 | 330 | CT |  | 0 | 0 | 0 | 9 | 0 | 0 | 0 | 3 | 0 | 0 | 12 | 0 | 0 | 0 | 0 | 0 | 0 | 0 | 0 | 0 | 0 | 0 | 0 | 0 | 0 | 0 | 0 | 0 | 0 | 0 | 0 | 0 | 0 | 0 | 0 | 0 | 0 | 0 | 0 | 0 | 0 | 0 | 0 | 0 | 0 | 0 | 0 | 0 | 0 | 0 | 0 | 0 | 0 | 0 | 0 | 0 | 0 | 0 | 0 | 0 | 0 | 0 | 0 | 0 | 0 | 0 | 0 | 0 | 0 | 0 | 0 | 0 | 0 | 0 | 0 | 0 | 0 | 0 | 0 | 0 | 0 | 0 | 0 | 0 | 0 | 0 | 0 | 0 | 0 | 0 | 0 | 0 | 0 | 0 | 0 | 0 | 0 | 0 | 0 | 0 | 0 | 0 | 0 | 0 | 0 | 0 | 0 | 0 | 0
| > 330 kV & < = 500 kV ; CT | 331 | 500 | CT |  | 0 | 0 | 0 | 0 | 0 | 0 | 0 | 0 | 0 | 0 | 0 | 0 | 0 | 0 | 0 | 0 | 0 | 0 | 0 | 0 | 0 | 0 | 0 | 0 | 0 | 0 | 0 | 0 | 0 | 0 | 0 | 0 | 0 | 0 | 0 | 0 | 0 | 0 | 0 | 0 | 0 | 0 | 0 | 0 | 0 | 0 | 0 | 0 | 0 | 0 | 0 | 0 | 0 | 0 | 0 | 0 | 0 | 0 | 0 | 0 | 0 | 0 | 0 | 0 | 0 | 0 | 0 | 0 | 0 | 0 | 0 | 0 | 0 | 0 | 0 | 0 | 0 | 0 | 0 | 0 | 0 | 0 | 0 | 0 | 0 | 0 | 0 | 0 | 0 | 0 | 0 | 0 | 0 | 0 | 0 | 0 | 0 | 0 | 0 | 0 | 0 | 0 | 0 | 0 | 0 | 0 | 0 | 0 | 0
| > 500 kV ; CT | 501 | 99999 | CT |  | 0 | 0 | 0 | 0 | 0 | 0 | 0 | 0 | 0 | 0 | 0 | 0 | 0 | 0 | 0 | 0 | 0 | 0 | 0 | 0 | 0 | 0 | 0 | 0 | 0 | 0 | 0 | 0 | 0 | 0 | 0 | 0 | 0 | 0 | 0 | 0 | 0 | 0 | 0 | 0 | 0 | 0 | 0 | 0 | 0 | 0 | 0 | 0 | 0 | 0 | 0 | 0 | 0 | 0 | 0 | 0 | 0 | 0 | 0 | 0 | 0 | 0 | 0 | 0 | 0 | 0 | 0 | 0 | 0 | 0 | 0 | 0 | 0 | 0 | 0 | 0 | 0 | 0 | 0 | 0 | 0 | 0 | 0 | 0 | 0 | 0 | 0 | 0 | 0 | 0 | 0 | 0 | 0 | 0 | 0 | 0 | 0 | 0 | 0 | 0 | 0 | 0 | 0 | 0 | 0 | 0 | 0 | 0 | 0
[5 empty] | 10054 | 328 | 502 | 621 | 657 | 310 | 624 | 806 | 690 | 516 | 426 | 429 | 126 | 229 | 201 | 169 | 295 | 142 | 288 | 77 | 46 | 114 | 81 | 137 | 84 | 50 | 9 | 121 | 79 | 156 | 151 | 246 | 216 | 124 | 100 | 50 | 18 | 77 | 240 | 18 | 61 | 109 | 46 | 30 | 35 | 31 | 35 | 11 | 25 | 13 | 14 | 19 | 52 | 19 | 1 | 0 | 0 | 0 | 0 | 0 | 0 | 0 | 0 | 0 | 0 | 0 | 0 | 0 | 0 | 0 | 0 | 0 | 0 | 0 | 0 | 0 | 0 | 0 | 0 | 0 | 0 | 0 | 0 | 0 | 0 | 0 | 0 | 0 | 0 | 0 | 0 | 0 | 0 | 0 | 0 | 0 | 0
Summation of Adjustments
[6 empty] | 2015 | 2014 | 2013 | 2012 | 2011 | 2010 | 2009 | 2008 | 2007 | 2006 | 2005 | 2004 | 2003 | 2002 | 2001 | 2000 | 1999 | 1998 | 1997 | 1996 | 1995 | 1994 | 1993 | 1992 | 1991 | 1990 | 1989 | 1988 | 1987 | 1986 | 1985 | 1984 | 1983 | 1982 | 1981 | 1980 | 1979 | 1978 | 1977 | 1976 | 1975 | 1974 | 1973 | 1972 | 1971 | 1970 | 1969 | 1968 | 1967 | 1966 | 1965 | 1964 | 1963 | 1962 | 1961 | 1960 | 1959 | 1958 | 1957 | 1956 | 1955 | 1954 | 1953 | 1952 | 1951 | 1950 | 1949 | 1948 | 1947 | 1946 | 1945 | 1944 | 1943 | 1942 | 1941 | 1940 | 1939 | 1938 | 1937 | 1936 | 1935 | 1934 | 1933 | 1932 | 1931 | 1930 | 1929 | 1928 | 1927 | 1926 | 1925 | 1924 | 1923 | 1922 | 1921 | 1920 | 1919 | 1918 | 1917 | 1916 | 1915 | 1914 | 1913 | 1912 | 1911 | 1910 | 1909 | 1908 | 1907
| Description | MinV | MaxV | Type
| < = 33 kV; Air Insulated circuit Breaker | 0 | 33 | CB | 0 | 0 | 0 | 0 | 0 | 0 | 0 | 0 | 0 | 0 | 0 | 0 | 0 | 0 | 0 | 0 | 0 | 0 | 0 | 0 | 0 | 0 | 0 | 0 | 0 | 0 | 0 | 0 | 0 | 0 | 0 | 0 | 0 | 0 | 0 | 0 | 0 | 0 | 0 | 0 | 0 | 0 | 0 | 0 | 0 | 0 | 0 | 0 | 0 | 0 | 0 | 0 | 0 | 0 | 0 | 0 | 0 | 0 | 0 | 0 | 0 | 0 | 0 | 0 | 0 | 0 | 0 | 0 | 0 | 0 | 0 | 0 | 0 | 0 | 0 | 0 | 0 | 0 | 0 | 0 | 0 | 0 | 0 | 0 | 0 | 0 | 0 | 0 | 0 | 0 | 0 | 0 | 0 | 0 | 0 | 0 | 0
| > 33 kV & < = 66 kV ; Air Insulated circuit Breaker | 34 | 66 | CB | 0 | 0 | 0 | 0 | 0 | 0 | 0 | 0 | 0 | 0 | 0 | 0 | 0 | 0 | 0 | 0 | 0 | 0 | 0 | 0 | 0 | 0 | 0 | 0 | 0 | 0 | 0 | 0 | 0 | 0 | 0 | 0 | 0 | 0 | 0 | 0 | 0 | 0 | 0 | 0 | 0 | 0 | 0 | 0 | 0 | 0 | 0 | 0 | 0 | 0 | 0 | 0 | 0 | 0 | 0 | 0 | 0 | 0 | 0 | 0 | 0 | 0 | 0 | 0 | 0 | 0 | 0 | 0 | 0 | 0 | 0 | 0 | 0 | 0 | 0 | 0 | 0 | 0 | 0 | 0 | 0 | 0 | 0 | 0 | 0 | 0 | 0 | 0 | 0 | 0 | 0 | 0 | 0 | 0 | 0 | 0 | 0
| > 66 kV & < = 132 kV ; Air Insulated circuit Breaker | 67 | 132 | CB | -12 | 0 | 0 | 0 | 0 | 0 | 0 | 0 | 0 | 0 | 0 | 0 | 0 | 0 | 0 | 0 | 0 | 0 | 0 | 0 | 0 | 0 | 0 | 0 | 0 | 0 | 0 | 0 | 0 | 0 | 0 | 0 | 0 | 0 | 0 | 0 | -1 | -5 | 0 | 0 | -1 | 0 | 0 | 0 | 0 | 0 | -3 | 0 | 0 | 0 | 0 | 0 | 0 | 0 | 0 | 0 | 0 | 0 | -2 | 0 | 0 | 0 | 0 | 0 | 0 | 0 | 0 | 0 | 0 | 0 | 0 | 0 | 0 | 0 | 0 | 0 | 0 | 0 | 0 | 0 | 0 | 0 | 0 | 0 | 0 | 0 | 0 | 0 | 0 | 0 | 0 | 0 | 0 | 0 | 0 | 0 | 0
| > 132 kV & < = 275 kV ; Air Insulated circuit Breaker | 133 | 275 | CB | -4 | 0 | 0 | 0 | 0 | 0 | 0 | 0 | 0 | 0 | 0 | 0 | 0 | 0 | 0 | 0 | 0 | 0 | 0 | 0 | 0 | 0 | 0 | 0 | 0 | 0 | 0 | 0 | 0 | 0 | 0 | 0 | 0 | 0 | 0 | 0 | 0 | 0 | 0 | 0 | 0 | 0 | 0 | 0 | 0 | 0 | -4 | 0 | 0 | 0 | 0 | 0 | 0 | 0 | 0 | 0 | 0 | 0 | 0 | 0 | 0 | 0 | 0 | 0 | 0 | 0 | 0 | 0 | 0 | 0 | 0 | 0 | 0 | 0 | 0 | 0 | 0 | 0 | 0 | 0 | 0 | 0 | 0 | 0 | 0 | 0 | 0 | 0 | 0 | 0 | 0 | 0 | 0 | 0 | 0 | 0 | 0
| > 275 kV & < = 330 kV ; Air Insulated circuit Breaker | 276 | 330 | CB | 0 | 0 | 0 | 0 | 0 | 0 | 0 | 0 | 0 | 0 | 0 | 0 | 0 | 0 | 0 | 0 | 0 | 0 | 0 | 0 | 0 | 0 | 0 | 0 | 0 | 0 | 0 | 0 | 0 | 0 | 0 | 0 | 0 | 0 | 0 | 0 | 0 | 0 | 0 | 0 | 0 | 0 | 0 | 0 | 0 | 0 | 0 | 0 | 0 | 0 | 0 | 0 | 0 | 0 | 0 | 0 | 0 | 0 | 0 | 0 | 0 | 0 | 0 | 0 | 0 | 0 | 0 | 0 | 0 | 0 | 0 | 0 | 0 | 0 | 0 | 0 | 0 | 0 | 0 | 0 | 0 | 0 | 0 | 0 | 0 | 0 | 0 | 0 | 0 | 0 | 0 | 0 | 0 | 0 | 0 | 0 | 0
| > 330 kV & < = 500 kV ; Air Insulated circuit Breaker | 331 | 500 | CB | 0 | 0 | 0 | 0 | 0 | 0 | 0 | 0 | 0 | 0 | 0 | 0 | 0 | 0 | 0 | 0 | 0 | 0 | 0 | 0 | 0 | 0 | 0 | 0 | 0 | 0 | 0 | 0 | 0 | 0 | 0 | 0 | 0 | 0 | 0 | 0 | 0 | 0 | 0 | 0 | 0 | 0 | 0 | 0 | 0 | 0 | 0 | 0 | 0 | 0 | 0 | 0 | 0 | 0 | 0 | 0 | 0 | 0 | 0 | 0 | 0 | 0 | 0 | 0 | 0 | 0 | 0 | 0 | 0 | 0 | 0 | 0 | 0 | 0 | 0 | 0 | 0 | 0 | 0 | 0 | 0 | 0 | 0 | 0 | 0 | 0 | 0 | 0 | 0 | 0 | 0 | 0 | 0 | 0 | 0 | 0 | 0
| > 500 kV ; Air Insulated circuit Breaker | 501 | 99999 | CB | 0 | 0 | 0 | 0 | 0 | 0 | 0 | 0 | 0 | 0 | 0 | 0 | 0 | 0 | 0 | 0 | 0 | 0 | 0 | 0 | 0 | 0 | 0 | 0 | 0 | 0 | 0 | 0 | 0 | 0 | 0 | 0 | 0 | 0 | 0 | 0 | 0 | 0 | 0 | 0 | 0 | 0 | 0 | 0 | 0 | 0 | 0 | 0 | 0 | 0 | 0 | 0 | 0 | 0 | 0 | 0 | 0 | 0 | 0 | 0 | 0 | 0 | 0 | 0 | 0 | 0 | 0 | 0 | 0 | 0 | 0 | 0 | 0 | 0 | 0 | 0 | 0 | 0 | 0 | 0 | 0 | 0 | 0 | 0 | 0 | 0 | 0 | 0 | 0 | 0 | 0 | 0 | 0 | 0 | 0 | 0 | 0
| < = 33 kV; Air Insulated Isolators / Earth Switch | 0 | 33 | IS/ES | 0 | 0 | 0 | 0 | 0 | 0 | 0 | 0 | 0 | 0 | 0 | 0 | 0 | 0 | 0 | 0 | 0 | 0 | 0 | 0 | 0 | 0 | 0 | 0 | 0 | 0 | 0 | 0 | 0 | 0 | 0 | 0 | 0 | 0 | 0 | 0 | 0 | 0 | 0 | 0 | 0 | 0 | 0 | 0 | 0 | 0 | 0 | 0 | 0 | 0 | 0 | 0 | 0 | 0 | 0 | 0 | 0 | 0 | 0 | 0 | 0 | 0 | 0 | 0 | 0 | 0 | 0 | 0 | 0 | 0 | 0 | 0 | 0 | 0 | 0 | 0 | 0 | 0 | 0 | 0 | 0 | 0 | 0 | 0 | 0 | 0 | 0 | 0 | 0 | 0 | 0 | 0 | 0 | 0 | 0 | 0 | 0
| > 33 kV & < = 66 kV ; Air Insulated Isolators / Earth Switch | 34 | 66 | IS/ES | 0 | 0 | 0 | 0 | 0 | 0 | 0 | 0 | 0 | 0 | 0 | 0 | 0 | 0 | 0 | 0 | 0 | 0 | 0 | 0 | 0 | 0 | 0 | 0 | 0 | 0 | 0 | 0 | 0 | 0 | 0 | 0 | 0 | 0 | 0 | 0 | 0 | 0 | 0 | 0 | 0 | 0 | 0 | 0 | 0 | 0 | 0 | 0 | 0 | 0 | 0 | 0 | 0 | 0 | 0 | 0 | 0 | 0 | 0 | 0 | 0 | 0 | 0 | 0 | 0 | 0 | 0 | 0 | 0 | 0 | 0 | 0 | 0 | 0 | 0 | 0 | 0 | 0 | 0 | 0 | 0 | 0 | 0 | 0 | 0 | 0 | 0 | 0 | 0 | 0 | 0 | 0 | 0 | 0 | 0 | 0 | 0
| > 66 kV & < = 132 kV ; Air Insulated Isolators / Earth Switch | 67 | 132 | IS/ES | -47 | 0 | 0 | 0 | 0 | 0 | 0 | 0 | 0 | 0 | 0 | 0 | 0 | 0 | 0 | 0 | 0 | 0 | 0 | 0 | 0 | -10 | 0 | 0 | 0 | 0 | 0 | 0 | 0 | 0 | 0 | 0 | 0 | 0 | 0 | -1 | -6 | -12 | 0 | -2 | 0 | 0 | 0 | -2 | 0 | 0 | -2 | 0 | 0 | 0 | 0 | 0 | 0 | 0 | 0 | 0 | -3 | -9 | 0 | 0 | 0 | 0 | 0 | 0 | 0 | 0 | 0 | 0 | 0 | 0 | 0 | 0 | 0 | 0 | 0 | 0 | 0 | 0 | 0 | 0 | 0 | 0 | 0 | 0 | 0 | 0 | 0 | 0 | 0 | 0 | 0 | 0 | 0 | 0 | 0 | 0 | 0
| > 132 kV & < = 275 kV ; Air Insulated Isolators / Earth Switch | 133 | 275 | IS/ES | -24 | 0 | 0 | 0 | 0 | 0 | 0 | 0 | 0 | 0 | 0 | 0 | 0 | 0 | 0 | 0 | 0 | 0 | 0 | 0 | 0 | -1 | 0 | 0 | 0 | 0 | -2 | 0 | 0 | 0 | 0 | 0 | 0 | 0 | 0 | 0 | 0 | -2 | 0 | 0 | 0 | 0 | 0 | -2 | 0 | -1 | -9 | -7 | 0 | 0 | 0 | 0 | 0 | 0 | 0 | 0 | 0 | 0 | 0 | 0 | 0 | 0 | 0 | 0 | 0 | 0 | 0 | 0 | 0 | 0 | 0 | 0 | 0 | 0 | 0 | 0 | 0 | 0 | 0 | 0 | 0 | 0 | 0 | 0 | 0 | 0 | 0 | 0 | 0 | 0 | 0 | 0 | 0 | 0 | 0 | 0 | 0
| > 275 kV & < = 330 kV ; Air Insulated Isolators / Earth Switch | 276 | 330 | IS/ES | 0 | 0 | 0 | 0 | 0 | 0 | 0 | 0 | 0 | 0 | 0 | 0 | 0 | 0 | 0 | 0 | 0 | 0 | 0 | 0 | 0 | 0 | 0 | 0 | 0 | 0 | 0 | 0 | 0 | 0 | 0 | 0 | 0 | 0 | 0 | 0 | 0 | 0 | 0 | 0 | 0 | 0 | 0 | 0 | 0 | 0 | 0 | 0 | 0 | 0 | 0 | 0 | 0 | 0 | 0 | 0 | 0 | 0 | 0 | 0 | 0 | 0 | 0 | 0 | 0 | 0 | 0 | 0 | 0 | 0 | 0 | 0 | 0 | 0 | 0 | 0 | 0 | 0 | 0 | 0 | 0 | 0 | 0 | 0 | 0 | 0 | 0 | 0 | 0 | 0 | 0 | 0 | 0 | 0 | 0 | 0 | 0
| > 330 kV & < = 500 kV ; Air Insulated Isolators / Earth Switch | 331 | 500 | IS/ES | 0 | 0 | 0 | 0 | 0 | 0 | 0 | 0 | 0 | 0 | 0 | 0 | 0 | 0 | 0 | 0 | 0 | 0 | 0 | 0 | 0 | 0 | 0 | 0 | 0 | 0 | 0 | 0 | 0 | 0 | 0 | 0 | 0 | 0 | 0 | 0 | 0 | 0 | 0 | 0 | 0 | 0 | 0 | 0 | 0 | 0 | 0 | 0 | 0 | 0 | 0 | 0 | 0 | 0 | 0 | 0 | 0 | 0 | 0 | 0 | 0 | 0 | 0 | 0 | 0 | 0 | 0 | 0 | 0 | 0 | 0 | 0 | 0 | 0 | 0 | 0 | 0 | 0 | 0 | 0 | 0 | 0 | 0 | 0 | 0 | 0 | 0 | 0 | 0 | 0 | 0 | 0 | 0 | 0 | 0 | 0 | 0
| > 500 kV ; Air Insulated Isolators / Earth Switch | 501 | 99999 | IS/ES | 0 | 0 | 0 | 0 | 0 | 0 | 0 | 0 | 0 | 0 | 0 | 0 | 0 | 0 | 0 | 0 | 0 | 0 | 0 | 0 | 0 | 0 | 0 | 0 | 0 | 0 | 0 | 0 | 0 | 0 | 0 | 0 | 0 | 0 | 0 | 0 | 0 | 0 | 0 | 0 | 0 | 0 | 0 | 0 | 0 | 0 | 0 | 0 | 0 | 0 | 0 | 0 | 0 | 0 | 0 | 0 | 0 | 0 | 0 | 0 | 0 | 0 | 0 | 0 | 0 | 0 | 0 | 0 | 0 | 0 | 0 | 0 | 0 | 0 | 0 | 0 | 0 | 0 | 0 | 0 | 0 | 0 | 0 | 0 | 0 | 0 | 0 | 0 | 0 | 0 | 0 | 0 | 0 | 0 | 0 | 0 | 0
| < = 33 kV; VT | 0 | 33 | VT | 0 | 0 | 0 | 0 | 0 | 0 | 0 | 0 | 0 | 0 | 0 | 0 | 0 | 0 | 0 | 0 | 0 | 0 | 0 | 0 | 0 | 0 | 0 | 0 | 0 | 0 | 0 | 0 | 0 | 0 | 0 | 0 | 0 | 0 | 0 | 0 | 0 | 0 | 0 | 0 | 0 | 0 | 0 | 0 | 0 | 0 | 0 | 0 | 0 | 0 | 0 | 0 | 0 | 0 | 0 | 0 | 0 | 0 | 0 | 0 | 0 | 0 | 0 | 0 | 0 | 0 | 0 | 0 | 0 | 0 | 0 | 0 | 0 | 0 | 0 | 0 | 0 | 0 | 0 | 0 | 0 | 0 | 0 | 0 | 0 | 0 | 0 | 0 | 0 | 0 | 0 | 0 | 0 | 0 | 0 | 0 | 0
| > 33 kV & < = 66 kV ; VT | 34 | 66 | VT | 0 | 0 | 0 | 0 | 0 | 0 | 0 | 0 | 0 | 0 | 0 | 0 | 0 | 0 | 0 | 0 | 0 | 0 | 0 | 0 | 0 | 0 | 0 | 0 | 0 | 0 | 0 | 0 | 0 | 0 | 0 | 0 | 0 | 0 | 0 | 0 | 0 | 0 | 0 | 0 | 0 | 0 | 0 | 0 | 0 | 0 | 0 | 0 | 0 | 0 | 0 | 0 | 0 | 0 | 0 | 0 | 0 | 0 | 0 | 0 | 0 | 0 | 0 | 0 | 0 | 0 | 0 | 0 | 0 | 0 | 0 | 0 | 0 | 0 | 0 | 0 | 0 | 0 | 0 | 0 | 0 | 0 | 0 | 0 | 0 | 0 | 0 | 0 | 0 | 0 | 0 | 0 | 0 | 0 | 0 | 0 | 0
| > 66 kV & < = 132 kV ; VT | 67 | 132 | VT | -22 | 0 | 0 | 0 | 0 | 0 | 0 | 0 | 0 | 0 | 0 | 0 | 0 | 0 | 0 | 0 | 0 | 0 | 0 | 0 | 0 | 0 | 0 | -6 | 0 | 0 | 0 | 0 | 0 | 0 | 0 | 0 | 0 | 0 | 0 | 0 | 0 | 0 | 0 | -12 | 0 | 0 | 0 | -1 | 0 | 0 | 0 | 0 | 0 | 0 | 0 | 0 | 0 | 0 | -3 | 0 | 0 | 0 | 0 | 0 | 0 | 0 | 0 | 0 | 0 | 0 | 0 | 0 | 0 | 0 | 0 | 0 | 0 | 0 | 0 | 0 | 0 | 0 | 0 | 0 | 0 | 0 | 0 | 0 | 0 | 0 | 0 | 0 | 0 | 0 | 0 | 0 | 0 | 0 | 0 | 0 | 0
| > 132 kV & < = 275 kV ; VT | 133 | 275 | VT | -7 | 0 | 0 | 0 | 0 | 0 | 0 | 0 | 0 | 0 | -1 | 0 | 0 | 0 | 0 | 0 | 0 | 0 | 0 | 0 | 0 | 0 | 0 | 0 | 0 | 0 | 0 | 0 | 0 | 0 | 0 | 0 | 0 | 0 | 0 | 0 | 0 | 0 | 0 | 0 | 0 | 0 | 0 | 0 | 0 | 0 | 0 | 0 | -6 | 0 | 0 | 0 | 0 | 0 | 0 | 0 | 0 | 0 | 0 | 0 | 0 | 0 | 0 | 0 | 0 | 0 | 0 | 0 | 0 | 0 | 0 | 0 | 0 | 0 | 0 | 0 | 0 | 0 | 0 | 0 | 0 | 0 | 0 | 0 | 0 | 0 | 0 | 0 | 0 | 0 | 0 | 0 | 0 | 0 | 0 | 0 | 0
| > 275 kV & < = 330 kV ; VT | 276 | 330 | VT | 0 | 0 | 0 | 0 | 0 | 0 | 0 | 0 | 0 | 0 | 0 | 0 | 0 | 0 | 0 | 0 | 0 | 0 | 0 | 0 | 0 | 0 | 0 | 0 | 0 | 0 | 0 | 0 | 0 | 0 | 0 | 0 | 0 | 0 | 0 | 0 | 0 | 0 | 0 | 0 | 0 | 0 | 0 | 0 | 0 | 0 | 0 | 0 | 0 | 0 | 0 | 0 | 0 | 0 | 0 | 0 | 0 | 0 | 0 | 0 | 0 | 0 | 0 | 0 | 0 | 0 | 0 | 0 | 0 | 0 | 0 | 0 | 0 | 0 | 0 | 0 | 0 | 0 | 0 | 0 | 0 | 0 | 0 | 0 | 0 | 0 | 0 | 0 | 0 | 0 | 0 | 0 | 0 | 0 | 0 | 0 | 0
| > 330 kV & < = 500 kV ; VT | 331 | 500 | VT | 0 | 0 | 0 | 0 | 0 | 0 | 0 | 0 | 0 | 0 | 0 | 0 | 0 | 0 | 0 | 0 | 0 | 0 | 0 | 0 | 0 | 0 | 0 | 0 | 0 | 0 | 0 | 0 | 0 | 0 | 0 | 0 | 0 | 0 | 0 | 0 | 0 | 0 | 0 | 0 | 0 | 0 | 0 | 0 | 0 | 0 | 0 | 0 | 0 | 0 | 0 | 0 | 0 | 0 | 0 | 0 | 0 | 0 | 0 | 0 | 0 | 0 | 0 | 0 | 0 | 0 | 0 | 0 | 0 | 0 | 0 | 0 | 0 | 0 | 0 | 0 | 0 | 0 | 0 | 0 | 0 | 0 | 0 | 0 | 0 | 0 | 0 | 0 | 0 | 0 | 0 | 0 | 0 | 0 | 0 | 0 | 0
| > 500 kV ; VT | 501 | 99999 | VT | 0 | 0 | 0 | 0 | 0 | 0 | 0 | 0 | 0 | 0 | 0 | 0 | 0 | 0 | 0 | 0 | 0 | 0 | 0 | 0 | 0 | 0 | 0 | 0 | 0 | 0 | 0 | 0 | 0 | 0 | 0 | 0 | 0 | 0 | 0 | 0 | 0 | 0 | 0 | 0 | 0 | 0 | 0 | 0 | 0 | 0 | 0 | 0 | 0 | 0 | 0 | 0 | 0 | 0 | 0 | 0 | 0 | 0 | 0 | 0 | 0 | 0 | 0 | 0 | 0 | 0 | 0 | 0 | 0 | 0 | 0 | 0 | 0 | 0 | 0 | 0 | 0 | 0 | 0 | 0 | 0 | 0 | 0 | 0 | 0 | 0 | 0 | 0 | 0 | 0 | 0 | 0 | 0 | 0 | 0 | 0 | 0
| < = 33 kV; CT | 0 | 33 | CT | 0 | 0 | 0 | 0 | 0 | 0 | 0 | 0 | 0 | 0 | 0 | 0 | 0 | 0 | 0 | 0 | 0 | 0 | 0 | 0 | 0 | 0 | 0 | 0 | 0 | 0 | 0 | 0 | 0 | 0 | 0 | 0 | 0 | 0 | 0 | 0 | 0 | 0 | 0 | 0 | 0 | 0 | 0 | 0 | 0 | 0 | 0 | 0 | 0 | 0 | 0 | 0 | 0 | 0 | 0 | 0 | 0 | 0 | 0 | 0 | 0 | 0 | 0 | 0 | 0 | 0 | 0 | 0 | 0 | 0 | 0 | 0 | 0 | 0 | 0 | 0 | 0 | 0 | 0 | 0 | 0 | 0 | 0 | 0 | 0 | 0 | 0 | 0 | 0 | 0 | 0 | 0 | 0 | 0 | 0 | 0 | 0
| > 33 kV & < = 66 kV ; CT | 34 | 66 | CT | 54 | 0 | 0 | 0 | 0 | 0 | 0 | 0 | 12 | 42 | 0 | 0 | 0 | 0 | 0 | 0 | 0 | 0 | 0 | 0 | 0 | 0 | 0 | 0 | 0 | 0 | 0 | 0 | 0 | 0 | 0 | 0 | 0 | 0 | 0 | 0 | 0 | 0 | 0 | 0 | 0 | 0 | 0 | 0 | 0 | 0 | 0 | 0 | 0 | 0 | 0 | 0 | 0 | 0 | 0 | 0 | 0 | 0 | 0 | 0 | 0 | 0 | 0 | 0 | 0 | 0 | 0 | 0 | 0 | 0 | 0 | 0 | 0 | 0 | 0 | 0 | 0 | 0 | 0 | 0 | 0 | 0 | 0 | 0 | 0 | 0 | 0 | 0 | 0 | 0 | 0 | 0 | 0 | 0 | 0 | 0 | 0
| > 66 kV & < = 132 kV ; CT | 67 | 132 | CT | 546 | 0 | 0 | 0 | 0 | 0 | 48 | 228 | 168 | 54 | 0 | -1 | 0 | 0 | 0 | -1 | 0 | 0 | 0 | 0 | -1 | -4 | -2 | -4 | 0 | 0 | 0 | 0 | 0 | 0 | 0 | 0 | 0 | -7 | -1 | 0 | -1 | 38 | 0 | -2 | 0 | 6 | 36 | 0 | 0 | -1 | -4 | 0 | 0 | 0 | 0 | 0 | 0 | 0 | 0 | -3 | 0 | 0 | 0 | 0 | 0 | 0 | 0 | 0 | 0 | 0 | 0 | 0 | 0 | 0 | 0 | 0 | 0 | 0 | 0 | 0 | 0 | 0 | 0 | 0 | 0 | 0 | 0 | 0 | 0 | 0 | 0 | 0 | 0 | 0 | 0 | 0 | 0 | 0 | 0 | 0 | 0
| > 132 kV & < = 275 kV ; CT | 133 | 275 | CT | 159 | 0 | 0 | 0 | 0 | 0 | 24 | 78 | 6 | 12 | 0 | 0 | 0 | 0 | 0 | 0 | 0 | 0 | 0 | 0 | 0 | 0 | 0 | 0 | 0 | 0 | 0 | 0 | 0 | 0 | 0 | 0 | 0 | 0 | 0 | 0 | 0 | 0 | 0 | 0 | 0 | 0 | 0 | 12 | 0 | 0 | 27 | 0 | 0 | 0 | 0 | 0 | 0 | 0 | 0 | 0 | 0 | 0 | 0 | 0 | 0 | 0 | 0 | 0 | 0 | 0 | 0 | 0 | 0 | 0 | 0 | 0 | 0 | 0 | 0 | 0 | 0 | 0 | 0 | 0 | 0 | 0 | 0 | 0 | 0 | 0 | 0 | 0 | 0 | 0 | 0 | 0 | 0 | 0 | 0 | 0 | 0
| > 275 kV & < = 330 kV ; CT | 276 | 330 | CT | 0 | 0 | 0 | 0 | 0 | 0 | 0 | 0 | 0 | 0 | 0 | 0 | 0 | 0 | 0 | 0 | 0 | 0 | 0 | 0 | 0 | 0 | 0 | 0 | 0 | 0 | 0 | 0 | 0 | 0 | 0 | 0 | 0 | 0 | 0 | 0 | 0 | 0 | 0 | 0 | 0 | 0 | 0 | 0 | 0 | 0 | 0 | 0 | 0 | 0 | 0 | 0 | 0 | 0 | 0 | 0 | 0 | 0 | 0 | 0 | 0 | 0 | 0 | 0 | 0 | 0 | 0 | 0 | 0 | 0 | 0 | 0 | 0 | 0 | 0 | 0 | 0 | 0 | 0 | 0 | 0 | 0 | 0 | 0 | 0 | 0 | 0 | 0 | 0 | 0 | 0 | 0 | 0 | 0 | 0 | 0 | 0
| > 330 kV & < = 500 kV ; CT | 331 | 500 | CT | 0 | 0 | 0 | 0 | 0 | 0 | 0 | 0 | 0 | 0 | 0 | 0 | 0 | 0 | 0 | 0 | 0 | 0 | 0 | 0 | 0 | 0 | 0 | 0 | 0 | 0 | 0 | 0 | 0 | 0 | 0 | 0 | 0 | 0 | 0 | 0 | 0 | 0 | 0 | 0 | 0 | 0 | 0 | 0 | 0 | 0 | 0 | 0 | 0 | 0 | 0 | 0 | 0 | 0 | 0 | 0 | 0 | 0 | 0 | 0 | 0 | 0 | 0 | 0 | 0 | 0 | 0 | 0 | 0 | 0 | 0 | 0 | 0 | 0 | 0 | 0 | 0 | 0 | 0 | 0 | 0 | 0 | 0 | 0 | 0 | 0 | 0 | 0 | 0 | 0 | 0 | 0 | 0 | 0 | 0 | 0 | 0
| > 500 kV ; CT | 501 | 99999 | CT | 0 | 0 | 0 | 0 | 0 | 0 | 0 | 0 | 0 | 0 | 0 | 0 | 0 | 0 | 0 | 0 | 0 | 0 | 0 | 0 | 0 | 0 | 0 | 0 | 0 | 0 | 0 | 0 | 0 | 0 | 0 | 0 | 0 | 0 | 0 | 0 | 0 | 0 | 0 | 0 | 0 | 0 | 0 | 0 | 0 | 0 | 0 | 0 | 0 | 0 | 0 | 0 | 0 | 0 | 0 | 0 | 0 | 0 | 0 | 0 | 0 | 0 | 0 | 0 | 0 | 0 | 0 | 0 | 0 | 0 | 0 | 0 | 0 | 0 | 0 | 0 | 0 | 0 | 0 | 0 | 0 | 0 | 0 | 0 | 0 | 0 | 0 | 0 | 0 | 0 | 0 | 0 | 0 | 0 | 0 | 0 | 0
[5 empty] | 643 | 0 | 0 | 0 | 0 | 0 | 72 | 306 | 186 | 108 | -1 | -1 | 0 | 0 | 0 | -1 | 0 | 0 | 0 | 0 | -1 | -15 | -2 | -10 | 0 | 0 | -2 | 0 | 0 | 0 | 0 | 0 | 0 | -7 | -1 | -1 | -8 | 19 | 0 | -16 | -1 | 6 | 36 | 7 | 0 | -2 | 5 | -7 | -6 | 0 | 0 | 0 | 0 | 0 | -3 | -3 | -3 | -9 | -2 | 0 | 0 | 0 | 0 | 0 | 0 | 0 | 0 | 0 | 0 | 0 | 0 | 0 | 0 | 0 | 0 | 0 | 0 | 0 | 0 | 0 | 0 | 0 | 0 | 0 | 0 | 0 | 0 | 0 | 0 | 0 | 0 | 0 | 0 | 0 | 0 | 0 | 0
Adjusted Age Profile (2015)
[6 empty] | 2015 | 2014 | 2013 | 2012 | 2011 | 2010 | 2009 | 2008 | 2007 | 2006 | 2005 | 2004 | 2003 | 2002 | 2001 | 2000 | 1999 | 1998 | 1997 | 1996 | 1995 | 1994 | 1993 | 1992 | 1991 | 1990 | 1989 | 1988 | 1987 | 1986 | 1985 | 1984 | 1983 | 1982 | 1981 | 1980 | 1979 | 1978 | 1977 | 1976 | 1975 | 1974 | 1973 | 1972 | 1971 | 1970 | 1969 | 1968 | 1967 | 1966 | 1965 | 1964 | 1963 | 1962 | 1961 | 1960 | 1959 | 1958 | 1957 | 1956 | 1955 | 1954 | 1953 | 1952 | 1951 | 1950 | 1949 | 1948 | 1947 | 1946 | 1945 | 1944 | 1943 | 1942 | 1941 | 1940 | 1939 | 1938 | 1937 | 1936 | 1935 | 1934 | 1933 | 1932 | 1931 | 1930 | 1929 | 1928 | 1927 | 1926 | 1925 | 1924 | 1923 | 1922 | 1921 | 1920 | 1919 | 1918 | 1917 | 1916 | 1915 | 1914 | 1913 | 1912 | 1911 | 1910 | 1909 | 1908 | 1907
| Description | MinV | MaxV | Type
| < = 33 kV; Air Insulated circuit Breaker | 0 | 33 | CB |  | 0 | 0 | 0 | 0 | 0 | 0 | 0 | 0 | 0 | 0 | 0 | 0 | 0 | 0 | 0 | 0 | 0 | 0 | 0 | 0 | 0 | 0 | 0 | 1 | 0 | 0 | 1 | 0 | 0 | 0 | 0 | 2 | 0 | 0 | 0 | 0 | 0 | 0 | 0 | 0 | 0 | 0 | 0 | 0 | 0 | 0 | 0 | 0 | 0 | 0 | 0 | 0 | 0 | 0 | 0 | 0 | 0 | 0 | 0 | 0 | 0 | 0 | 0 | 0 | 0 | 0 | 0 | 0 | 0 | 0 | 0 | 0 | 0 | 0 | 0 | 0 | 0 | 0 | 0 | 0 | 0 | 0 | 0 | 0 | 0 | 0 | 0 | 0 | 0 | 0 | 0 | 0 | 0 | 0 | 0 | 0
| > 33 kV & < = 66 kV ; Air Insulated circuit Breaker | 34 | 66 | CB |  | 0 | 0 | 2 | 7 | 0 | 0 | 0 | 0 | 0 | 0 | 0 | 0 | 0 | 0 | 0 | 0 | 2 | 2 | 0 | 0 | 0 | 0 | 0 | 0 | 0 | 0 | 0 | 0 | 0 | 0 | 0 | 0 | 0 | 0 | 0 | 0 | 0 | 0 | 0 | 0 | 0 | 0 | 0 | 0 | 0 | 0 | 0 | 0 | 0 | 0 | 0 | 0 | 0 | 0 | 0 | 0 | 0 | 0 | 0 | 0 | 0 | 0 | 0 | 0 | 0 | 0 | 0 | 0 | 0 | 0 | 0 | 0 | 0 | 0 | 0 | 0 | 0 | 0 | 0 | 0 | 0 | 0 | 0 | 0 | 0 | 0 | 0 | 0 | 0 | 0 | 0 | 0 | 0 | 0 | 0 | 0
| > 66 kV & < = 132 kV ; Air Insulated circuit Breaker | 67 | 132 | CB |  | 8 | 40 | 32 | 29 | 27 | 48 | 58 | 26 | 22 | 17 | 15 | 2 | 4 | 4 | 7 | 3 | 8 | 13 | 4 | 1 | 7 | 3 | 1 | 3 | 2 | 2 | 6 | 16 | 20 | 13 | 11 | 12 | 8 | 5 | 6 | 1 | 2 | 4 | 2 | 1 | 7 | 2 | 0 | 0 | 0 | 0 | 0 | 3 | 0 | 0 | 0 | 0 | 12 | 0 | 0 | 0 | 0 | -2 | 0 | 0 | 0 | 0 | 0 | 0 | 0 | 0 | 0 | 0 | 0 | 0 | 0 | 0 | 0 | 0 | 0 | 0 | 0 | 0 | 0 | 0 | 0 | 0 | 0 | 0 | 0 | 0 | 0 | 0 | 0 | 0 | 0 | 0 | 0 | 0 | 0 | 0
| > 132 kV & < = 275 kV ; Air Insulated circuit Breaker | 133 | 275 | CB |  | 16 | 21 | 31 | 30 | 6 | 15 | 33 | 42 | 31 | 27 | 15 | 5 | 10 | 12 | 3 | 7 | 10 | 13 | 0 | 5 | 4 | 8 | 12 | 2 | 0 | 0 | 18 | 1 | 1 | 1 | 12 | 1 | 0 | 0 | 3 | 0 | 1 | 4 | 0 | 0 | 13 | 0 | 0 | 0 | 0 | -4 | 0 | 0 | 0 | 0 | 0 | 0 | 0 | 0 | 0 | 0 | 0 | 0 | 0 | 0 | 0 | 0 | 0 | 0 | 0 | 0 | 0 | 0 | 0 | 0 | 0 | 0 | 0 | 0 | 0 | 0 | 0 | 0 | 0 | 0 | 0 | 0 | 0 | 0 | 0 | 0 | 0 | 0 | 0 | 0 | 0 | 0 | 0 | 0 | 0 | 0
| > 275 kV & < = 330 kV ; Air Insulated circuit Breaker | 276 | 330 | CB |  | 0 | 0 | 0 | 3 | 0 | 0 | 0 | 1 | 0 | 0 | 4 | 0 | 0 | 0 | 0 | 0 | 0 | 0 | 0 | 0 | 0 | 0 | 0 | 0 | 0 | 0 | 0 | 0 | 0 | 0 | 0 | 0 | 0 | 0 | 0 | 0 | 0 | 0 | 0 | 0 | 0 | 0 | 0 | 0 | 0 | 0 | 0 | 0 | 0 | 0 | 0 | 0 | 0 | 0 | 0 | 0 | 0 | 0 | 0 | 0 | 0 | 0 | 0 | 0 | 0 | 0 | 0 | 0 | 0 | 0 | 0 | 0 | 0 | 0 | 0 | 0 | 0 | 0 | 0 | 0 | 0 | 0 | 0 | 0 | 0 | 0 | 0 | 0 | 0 | 0 | 0 | 0 | 0 | 0 | 0 | 0
| > 330 kV & < = 500 kV ; Air Insulated circuit Breaker | 331 | 500 | CB |  | 0 | 0 | 0 | 0 | 0 | 0 | 0 | 0 | 0 | 0 | 0 | 0 | 0 | 0 | 0 | 0 | 0 | 0 | 0 | 0 | 0 | 0 | 0 | 0 | 0 | 0 | 0 | 0 | 0 | 0 | 0 | 0 | 0 | 0 | 0 | 0 | 0 | 0 | 0 | 0 | 0 | 0 | 0 | 0 | 0 | 0 | 0 | 0 | 0 | 0 | 0 | 0 | 0 | 0 | 0 | 0 | 0 | 0 | 0 | 0 | 0 | 0 | 0 | 0 | 0 | 0 | 0 | 0 | 0 | 0 | 0 | 0 | 0 | 0 | 0 | 0 | 0 | 0 | 0 | 0 | 0 | 0 | 0 | 0 | 0 | 0 | 0 | 0 | 0 | 0 | 0 | 0 | 0 | 0 | 0 | 0
| > 500 kV ; Air Insulated circuit Breaker | 501 | 99999 | CB |  | 0 | 0 | 0 | 0 | 0 | 0 | 0 | 0 | 0 | 0 | 0 | 0 | 0 | 0 | 0 | 0 | 0 | 0 | 0 | 0 | 0 | 0 | 0 | 0 | 0 | 0 | 0 | 0 | 0 | 0 | 0 | 0 | 0 | 0 | 0 | 0 | 0 | 0 | 0 | 0 | 0 | 0 | 0 | 0 | 0 | 0 | 0 | 0 | 0 | 0 | 0 | 0 | 0 | 0 | 0 | 0 | 0 | 0 | 0 | 0 | 0 | 0 | 0 | 0 | 0 | 0 | 0 | 0 | 0 | 0 | 0 | 0 | 0 | 0 | 0 | 0 | 0 | 0 | 0 | 0 | 0 | 0 | 0 | 0 | 0 | 0 | 0 | 0 | 0 | 0 | 0 | 0 | 0 | 0 | 0 | 0
| < = 33 kV; Air Insulated Isolators / Earth Switch | 0 | 33 | IS/ES |  | 0 | 1 | 0 | 2 | 0 | 0 | 0 | 0 | 2 | 0 | 0 | 0 | 0 | 2 | 0 | 1 | 1 | 1 | 0 | 0 | 5 | 0 | 0 | 0 | 0 | 1 | 2 | 0 | 0 | 0 | 0 | 1 | 0 | 2 | 0 | 0 | 1 | 0 | 0 | 0 | 2 | 0 | 0 | 2 | 0 | 0 | 0 | 0 | 0 | 0 | 0 | 0 | 1 | 1 | 0 | 0 | 0 | 0 | 0 | 0 | 0 | 0 | 0 | 0 | 0 | 0 | 0 | 0 | 0 | 0 | 0 | 0 | 0 | 0 | 0 | 0 | 0 | 0 | 0 | 0 | 0 | 0 | 0 | 0 | 0 | 0 | 0 | 0 | 0 | 0 | 0 | 0 | 0 | 0 | 0 | 0
| > 33 kV & < = 66 kV ; Air Insulated Isolators / Earth Switch | 34 | 66 | IS/ES |  | 0 | 0 | 14 | 17 | 0 | 0 | 6 | 2 | 0 | 2 | 0 | 0 | 0 | 0 | 0 | 1 | 1 | 3 | 0 | 0 | 0 | 0 | 0 | 0 | 0 | 0 | 0 | 0 | 0 | 0 | 0 | 0 | 0 | 2 | 0 | 2 | 2 | 2 | 0 | 0 | 0 | 0 | 0 | 0 | 0 | 0 | 0 | 0 | 0 | 0 | 0 | 0 | 0 | 0 | 0 | 0 | 0 | 0 | 0 | 0 | 0 | 0 | 0 | 0 | 0 | 0 | 0 | 0 | 0 | 0 | 0 | 0 | 0 | 0 | 0 | 0 | 0 | 0 | 0 | 0 | 0 | 0 | 0 | 0 | 0 | 0 | 0 | 0 | 0 | 0 | 0 | 0 | 0 | 0 | 0 | 0
| > 66 kV & < = 132 kV ; Air Insulated Isolators / Earth Switch | 67 | 132 | IS/ES |  | 23 | 113 | 90 | 126 | 76 | 158 | 192 | 80 | 68 | 41 | 63 | 25 | 13 | 14 | 33 | 35 | 15 | 36 | 17 | 8 | 20 | 4 | 9 | 10 | 6 | 5 | 14 | 16 | 49 | 43 | 48 | 35 | 38 | 28 | 14 | 8 | 31 | 57 | 6 | 3 | 13 | 4 | 9 | 21 | 1 | 10 | 2 | 11 | 0 | 5 | 19 | 52 | 2 | 0 | 0 | -3 | -9 | 0 | 0 | 0 | 0 | 0 | 0 | 0 | 0 | 0 | 0 | 0 | 0 | 0 | 0 | 0 | 0 | 0 | 0 | 0 | 0 | 0 | 0 | 0 | 0 | 0 | 0 | 0 | 0 | 0 | 0 | 0 | 0 | 0 | 0 | 0 | 0 | 0 | 0 | 0
| > 132 kV & < = 275 kV ; Air Insulated Isolators / Earth Switch | 133 | 275 | IS/ES |  | 96 | 119 | 180 | 158 | 44 | 72 | 141 | 238 | 113 | 116 | 92 | 43 | 29 | 42 | 21 | 90 | 37 | 61 | 1 | 19 | 26 | 53 | 66 | 33 | 24 | -1 | 37 | 0 | 15 | 14 | 35 | 96 | 3 | 18 | 8 | 0 | 17 | 108 | 8 | 30 | 25 | 26 | 3 | 10 | 25 | 7 | -4 | 0 | 0 | 0 | 0 | 0 | 0 | 0 | 0 | 0 | 0 | 0 | 0 | 0 | 0 | 0 | 0 | 0 | 0 | 0 | 0 | 0 | 0 | 0 | 0 | 0 | 0 | 0 | 0 | 0 | 0 | 0 | 0 | 0 | 0 | 0 | 0 | 0 | 0 | 0 | 0 | 0 | 0 | 0 | 0 | 0 | 0 | 0 | 0 | 0
| > 275 kV & < = 330 kV ; Air Insulated Isolators / Earth Switch | 276 | 330 | IS/ES |  | 0 | 0 | 0 | 9 | 0 | 0 | 2 | 5 | 1 | 0 | 28 | 0 | 0 | 0 | 0 | 0 | 0 | 0 | 0 | 0 | 0 | 0 | 0 | 0 | 0 | 0 | 0 | 0 | 0 | 0 | 0 | 0 | 0 | 0 | 0 | 0 | 0 | 0 | 0 | 0 | 0 | 0 | 0 | 0 | 0 | 0 | 0 | 0 | 0 | 0 | 0 | 0 | 0 | 0 | 0 | 0 | 0 | 0 | 0 | 0 | 0 | 0 | 0 | 0 | 0 | 0 | 0 | 0 | 0 | 0 | 0 | 0 | 0 | 0 | 0 | 0 | 0 | 0 | 0 | 0 | 0 | 0 | 0 | 0 | 0 | 0 | 0 | 0 | 0 | 0 | 0 | 0 | 0 | 0 | 0 | 0
| > 330 kV & < = 500 kV ; Air Insulated Isolators / Earth Switch | 331 | 500 | IS/ES |  | 0 | 0 | 0 | 0 | 0 | 0 | 0 | 0 | 0 | 0 | 0 | 0 | 0 | 0 | 0 | 0 | 0 | 0 | 0 | 0 | 0 | 0 | 0 | 0 | 0 | 0 | 0 | 0 | 0 | 0 | 0 | 0 | 0 | 0 | 0 | 0 | 0 | 0 | 0 | 0 | 0 | 0 | 0 | 0 | 0 | 0 | 0 | 0 | 0 | 0 | 0 | 0 | 0 | 0 | 0 | 0 | 0 | 0 | 0 | 0 | 0 | 0 | 0 | 0 | 0 | 0 | 0 | 0 | 0 | 0 | 0 | 0 | 0 | 0 | 0 | 0 | 0 | 0 | 0 | 0 | 0 | 0 | 0 | 0 | 0 | 0 | 0 | 0 | 0 | 0 | 0 | 0 | 0 | 0 | 0 | 0
| > 500 kV ; Air Insulated Isolators / Earth Switch | 501 | 99999 | IS/ES |  | 0 | 0 | 0 | 0 | 0 | 0 | 0 | 0 | 0 | 0 | 0 | 0 | 0 | 0 | 0 | 0 | 0 | 0 | 0 | 0 | 0 | 0 | 0 | 0 | 0 | 0 | 0 | 0 | 0 | 0 | 0 | 0 | 0 | 0 | 0 | 0 | 0 | 0 | 0 | 0 | 0 | 0 | 0 | 0 | 0 | 0 | 0 | 0 | 0 | 0 | 0 | 0 | 0 | 0 | 0 | 0 | 0 | 0 | 0 | 0 | 0 | 0 | 0 | 0 | 0 | 0 | 0 | 0 | 0 | 0 | 0 | 0 | 0 | 0 | 0 | 0 | 0 | 0 | 0 | 0 | 0 | 0 | 0 | 0 | 0 | 0 | 0 | 0 | 0 | 0 | 0 | 0 | 0 | 0 | 0 | 0
| < = 33 kV; VT | 0 | 33 | VT |  | 0 | 6 | 0 | 0 | 0 | 0 | 0 | 1 | 3 | 0 | 0 | 0 | 0 | 1 | 0 | 2 | 0 | 0 | 0 | 0 | 0 | 0 | 1 | 0 | 0 | 0 | 0 | 0 | 0 | 0 | 0 | 0 | 0 | 0 | 1 | 0 | 0 | 0 | 0 | 2 | 0 | 0 | 0 | 1 | 1 | 0 | 0 | 0 | 0 | 0 | 0 | 0 | 0 | 0 | 0 | 0 | 0 | 0 | 0 | 0 | 0 | 0 | 0 | 0 | 0 | 0 | 0 | 0 | 0 | 0 | 0 | 0 | 0 | 0 | 0 | 0 | 0 | 0 | 0 | 0 | 0 | 0 | 0 | 0 | 0 | 0 | 0 | 0 | 0 | 0 | 0 | 0 | 0 | 0 | 0 | 0
| > 33 kV & < = 66 kV ; VT | 34 | 66 | VT |  | 0 | 0 | 3 | 0 | 0 | 0 | 0 | 0 | 3 | 0 | 3 | 3 | 0 | 3 | 0 | 11 | 0 | 4 | 0 | 0 | 0 | 0 | 0 | 0 | 0 | 0 | 0 | 0 | 0 | 6 | 3 | 0 | 0 | 6 | 0 | 0 | 0 | 6 | 0 | 0 | 4 | 0 | 0 | 0 | 0 | 0 | 0 | 0 | 0 | 0 | 0 | 0 | 0 | 0 | 0 | 0 | 0 | 0 | 0 | 0 | 0 | 0 | 0 | 0 | 0 | 0 | 0 | 0 | 0 | 0 | 0 | 0 | 0 | 0 | 0 | 0 | 0 | 0 | 0 | 0 | 0 | 0 | 0 | 0 | 0 | 0 | 0 | 0 | 0 | 0 | 0 | 0 | 0 | 0 | 0 | 0
| > 66 kV & < = 132 kV ; VT | 67 | 132 | VT |  | 31 | 94 | 73 | 62 | 64 | 132 | 116 | 58 | 103 | 39 | 49 | 17 | 83 | 50 | 32 | 32 | 7 | 39 | 20 | 5 | 7 | 7 | 0 | 5 | 2 | 0 | 5 | 16 | 26 | 26 | 39 | 4 | 22 | 20 | 0 | 0 | 4 | 18 | -12 | 9 | 3 | 10 | -1 | 1 | 0 | 0 | 0 | 3 | 10 | 1 | 0 | 0 | 2 | -3 | 0 | 0 | 0 | 0 | 0 | 0 | 0 | 0 | 0 | 0 | 0 | 0 | 0 | 0 | 0 | 0 | 0 | 0 | 0 | 0 | 0 | 0 | 0 | 0 | 0 | 0 | 0 | 0 | 0 | 0 | 0 | 0 | 0 | 0 | 0 | 0 | 0 | 0 | 0 | 0 | 0 | 0
| > 132 kV & < = 275 kV ; VT | 133 | 275 | VT |  | 45 | 58 | 81 | 60 | 30 | 22 | 39 | 60 | 42 | 33 | 24 | 6 | 10 | 21 | 0 | 37 | 15 | 15 | 15 | 0 | 6 | 4 | 1 | 0 | 1 | 0 | 3 | 5 | 1 | 0 | 22 | 50 | 4 | 0 | 0 | 0 | 0 | 15 | 0 | 0 | 6 | 1 | 12 | 0 | 0 | 3 | 0 | -6 | 0 | 0 | 0 | 0 | 0 | 0 | 0 | 0 | 0 | 0 | 0 | 0 | 0 | 0 | 0 | 0 | 0 | 0 | 0 | 0 | 0 | 0 | 0 | 0 | 0 | 0 | 0 | 0 | 0 | 0 | 0 | 0 | 0 | 0 | 0 | 0 | 0 | 0 | 0 | 0 | 0 | 0 | 0 | 0 | 0 | 0 | 0 | 0
| > 275 kV & < = 330 kV ; VT | 276 | 330 | VT |  | 0 | 0 | 0 | 0 | 0 | 3 | 0 | 3 | 0 | 0 | 10 | 0 | 0 | 0 | 0 | 0 | 0 | 0 | 0 | 0 | 0 | 0 | 0 | 0 | 0 | 0 | 0 | 0 | 0 | 0 | 0 | 0 | 0 | 0 | 0 | 0 | 0 | 0 | 0 | 0 | 0 | 0 | 0 | 0 | 0 | 0 | 0 | 0 | 0 | 0 | 0 | 0 | 0 | 0 | 0 | 0 | 0 | 0 | 0 | 0 | 0 | 0 | 0 | 0 | 0 | 0 | 0 | 0 | 0 | 0 | 0 | 0 | 0 | 0 | 0 | 0 | 0 | 0 | 0 | 0 | 0 | 0 | 0 | 0 | 0 | 0 | 0 | 0 | 0 | 0 | 0 | 0 | 0 | 0 | 0 | 0
| > 330 kV & < = 500 kV ; VT | 331 | 500 | VT |  | 0 | 0 | 0 | 0 | 0 | 0 | 0 | 0 | 0 | 0 | 0 | 0 | 0 | 0 | 0 | 0 | 0 | 0 | 0 | 0 | 0 | 0 | 0 | 0 | 0 | 0 | 0 | 0 | 0 | 0 | 0 | 0 | 0 | 0 | 0 | 0 | 0 | 0 | 0 | 0 | 0 | 0 | 0 | 0 | 0 | 0 | 0 | 0 | 0 | 0 | 0 | 0 | 0 | 0 | 0 | 0 | 0 | 0 | 0 | 0 | 0 | 0 | 0 | 0 | 0 | 0 | 0 | 0 | 0 | 0 | 0 | 0 | 0 | 0 | 0 | 0 | 0 | 0 | 0 | 0 | 0 | 0 | 0 | 0 | 0 | 0 | 0 | 0 | 0 | 0 | 0 | 0 | 0 | 0 | 0 | 0
| > 500 kV ; VT | 501 | 99999 | VT |  | 0 | 0 | 0 | 0 | 0 | 0 | 0 | 0 | 0 | 0 | 0 | 0 | 0 | 0 | 0 | 0 | 0 | 0 | 0 | 0 | 0 | 0 | 0 | 0 | 0 | 0 | 0 | 0 | 0 | 0 | 0 | 0 | 0 | 0 | 0 | 0 | 0 | 0 | 0 | 0 | 0 | 0 | 0 | 0 | 0 | 0 | 0 | 0 | 0 | 0 | 0 | 0 | 0 | 0 | 0 | 0 | 0 | 0 | 0 | 0 | 0 | 0 | 0 | 0 | 0 | 0 | 0 | 0 | 0 | 0 | 0 | 0 | 0 | 0 | 0 | 0 | 0 | 0 | 0 | 0 | 0 | 0 | 0 | 0 | 0 | 0 | 0 | 0 | 0 | 0 | 0 | 0 | 0 | 0 | 0 | 0
| < = 33 kV; CT | 0 | 33 | CT |  | 0 | 0 | 12 | 0 | 0 | 0 | 0 | 3 | 18 | 0 | 0 | 1 | 42 | 0 | 0 | 0 | 0 | 0 | 0 | 0 | 3 | 0 | 0 | 3 | 0 | 0 | 0 | 0 | 0 | 0 | 0 | 0 | 0 | 0 | 0 | 0 | 0 | 2 | 0 | 0 | 0 | 0 | 2 | 0 | 0 | 0 | 0 | 0 | 0 | 0 | 0 | 0 | 0 | 0 | 0 | 0 | 0 | 0 | 0 | 0 | 0 | 0 | 0 | 0 | 0 | 0 | 0 | 0 | 0 | 0 | 0 | 0 | 0 | 0 | 0 | 0 | 0 | 0 | 0 | 0 | 0 | 0 | 0 | 0 | 0 | 0 | 0 | 0 | 0 | 0 | 0 | 0 | 0 | 0 | 0 | 0
| > 33 kV & < = 66 kV ; CT | 34 | 66 | CT |  | 3 | 0 | 3 | 0 | 0 | 0 | 12 | 12 | 45 | 0 | 5 | 1 | 0 | 3 | 2 | 4 | 3 | 9 | 1 | 0 | 0 | 0 | 0 | 0 | 0 | 0 | 3 | 0 | 0 | 6 | 0 | 0 | 0 | 6 | 2 | 0 | 0 | 0 | 0 | 0 | 3 | 3 | 0 | 0 | 0 | 0 | 0 | 0 | 0 | 0 | 0 | 0 | 0 | 0 | 0 | 0 | 0 | 0 | 0 | 0 | 0 | 0 | 0 | 0 | 0 | 0 | 0 | 0 | 0 | 0 | 0 | 0 | 0 | 0 | 0 | 0 | 0 | 0 | 0 | 0 | 0 | 0 | 0 | 0 | 0 | 0 | 0 | 0 | 0 | 0 | 0 | 0 | 0 | 0 | 0 | 0
| > 66 kV & < = 132 kV ; CT | 67 | 132 | CT |  | 0 | 16 | 10 | 57 | 42 | 158 | 346 | 210 | 86 | 70 | 62 | 12 | 15 | 9 | 70 | 56 | 34 | 53 | 19 | -1 | 21 | -1 | 1 | 12 | 15 | 0 | 18 | 15 | 34 | 26 | 58 | 7 | 24 | 12 | 15 | -1 | 38 | 12 | -2 | 15 | 18 | 36 | 0 | 0 | 2 | -3 | 6 | 8 | 3 | 8 | 0 | 0 | 2 | 0 | -3 | 0 | 0 | 0 | 0 | 0 | 0 | 0 | 0 | 0 | 0 | 0 | 0 | 0 | 0 | 0 | 0 | 0 | 0 | 0 | 0 | 0 | 0 | 0 | 0 | 0 | 0 | 0 | 0 | 0 | 0 | 0 | 0 | 0 | 0 | 0 | 0 | 0 | 0 | 0 | 0 | 0
| > 132 kV & < = 275 kV ; CT | 133 | 275 | CT |  | 106 | 34 | 90 | 88 | 21 | 88 | 167 | 132 | 87 | 80 | 46 | 11 | 23 | 40 | 0 | 16 | 9 | 39 | 0 | 8 | 0 | 1 | 36 | 15 | 0 | 0 | 14 | 10 | 10 | 16 | 18 | 8 | 18 | 0 | 0 | 0 | 0 | 12 | 0 | 0 | 21 | 0 | 12 | 0 | 0 | 27 | 0 | 0 | 0 | 0 | 0 | 0 | 0 | 0 | 0 | 0 | 0 | 0 | 0 | 0 | 0 | 0 | 0 | 0 | 0 | 0 | 0 | 0 | 0 | 0 | 0 | 0 | 0 | 0 | 0 | 0 | 0 | 0 | 0 | 0 | 0 | 0 | 0 | 0 | 0 | 0 | 0 | 0 | 0 | 0 | 0 | 0 | 0 | 0 | 0 | 0
| > 275 kV & < = 330 kV ; CT | 276 | 330 | CT |  | 0 | 0 | 0 | 9 | 0 | 0 | 0 | 3 | 0 | 0 | 12 | 0 | 0 | 0 | 0 | 0 | 0 | 0 | 0 | 0 | 0 | 0 | 0 | 0 | 0 | 0 | 0 | 0 | 0 | 0 | 0 | 0 | 0 | 0 | 0 | 0 | 0 | 0 | 0 | 0 | 0 | 0 | 0 | 0 | 0 | 0 | 0 | 0 | 0 | 0 | 0 | 0 | 0 | 0 | 0 | 0 | 0 | 0 | 0 | 0 | 0 | 0 | 0 | 0 | 0 | 0 | 0 | 0 | 0 | 0 | 0 | 0 | 0 | 0 | 0 | 0 | 0 | 0 | 0 | 0 | 0 | 0 | 0 | 0 | 0 | 0 | 0 | 0 | 0 | 0 | 0 | 0 | 0 | 0 | 0 | 0
| > 330 kV & < = 500 kV ; CT | 331 | 500 | CT |  | 0 | 0 | 0 | 0 | 0 | 0 | 0 | 0 | 0 | 0 | 0 | 0 | 0 | 0 | 0 | 0 | 0 | 0 | 0 | 0 | 0 | 0 | 0 | 0 | 0 | 0 | 0 | 0 | 0 | 0 | 0 | 0 | 0 | 0 | 0 | 0 | 0 | 0 | 0 | 0 | 0 | 0 | 0 | 0 | 0 | 0 | 0 | 0 | 0 | 0 | 0 | 0 | 0 | 0 | 0 | 0 | 0 | 0 | 0 | 0 | 0 | 0 | 0 | 0 | 0 | 0 | 0 | 0 | 0 | 0 | 0 | 0 | 0 | 0 | 0 | 0 | 0 | 0 | 0 | 0 | 0 | 0 | 0 | 0 | 0 | 0 | 0 | 0 | 0 | 0 | 0 | 0 | 0 | 0 | 0 | 0
| > 500 kV ; CT | 501 | 99999 | CT |  | 0 | 0 | 0 | 0 | 0 | 0 | 0 | 0 | 0 | 0 | 0 | 0 | 0 | 0 | 0 | 0 | 0 | 0 | 0 | 0 | 0 | 0 | 0 | 0 | 0 | 0 | 0 | 0 | 0 | 0 | 0 | 0 | 0 | 0 | 0 | 0 | 0 | 0 | 0 | 0 | 0 | 0 | 0 | 0 | 0 | 0 | 0 | 0 | 0 | 0 | 0 | 0 | 0 | 0 | 0 | 0 | 0 | 0 | 0 | 0 | 0 | 0 | 0 | 0 | 0 | 0 | 0 | 0 | 0 | 0 | 0 | 0 | 0 | 0 | 0 | 0 | 0 | 0 | 0 | 0 | 0 | 0 | 0 | 0 | 0 | 0 | 0 | 0 | 0 | 0 | 0 | 0 | 0 | 0 | 0 | 0
[5 empty] | 10697 | 328 | 502 | 621 | 657 | 310 | 696 | 1112 | 876 | 624 | 425 | 428 | 126 | 229 | 201 | 168 | 295 | 142 | 288 | 77 | 45 | 99 | 79 | 127 | 84 | 50 | 7 | 121 | 79 | 156 | 151 | 246 | 216 | 117 | 99 | 49 | 10 | 96 | 240 | 2 | 60 | 115 | 82 | 37 | 35 | 29 | 40 | 4 | 19 | 13 | 14 | 19 | 52 | 19 | -2 | -3 | -3 | -9 | -2 | 0 | 0 | 0 | 0 | 0 | 0 | 0 | 0 | 0 | 0 | 0 | 0 | 0 | 0 | 0 | 0 | 0 | 0 | 0 | 0 | 0 | 0 | 0 | 0 | 0 | 0 | 0 | 0 | 0 | 0 | 0 | 0 | 0 | 0 | 0 | 0 | 0 | 0
Adjusted Age Profile (2015), Prepared for Calibration Repex Model
[6 empty] | 2015 | 2014 | 2013 | 2012 | 2011 | 2010 | 2009 | 2008 | 2007 | 2006 | 2005 | 2004 | 2003 | 2002 | 2001 | 2000 | 1999 | 1998 | 1997 | 1996 | 1995 | 1994 | 1993 | 1992 | 1991 | 1990 | 1989 | 1988 | 1987 | 1986 | 1985 | 1984 | 1983 | 1982 | 1981 | 1980 | 1979 | 1978 | 1977 | 1976 | 1975 | 1974 | 1973 | 1972 | 1971 | 1970 | 1969 | 1968 | 1967 | 1966 | 1965 | 1964 | 1963 | 1962 | 1961 | 1960 | 1959 | 1958 | 1957 | 1956 | 1955 | 1954 | 1953 | 1952 | 1951 | 1950 | 1949 | 1948 | 1947 | 1946 | 1945 | 1944 | 1943 | 1942 | 1941 | 1940 | 1939 | 1938 | 1937 | 1936 | 1935 | 1934 | 1933 | 1932 | 1931 | 1930 | 1929 | 1928 | 1927 | 1926 | 1925 | 1924 | 1923 | 1922 | 1921 | 1920 | 1919 | 1918 | 1917 | 1916 | 1915 | 1914 | 1913 | 1912 | 1911 | 1910 | 1909 | 1908 | 1907
| Description |  |  | Type
| CB - All Voltages |  |  | CB |  | 24 | 61 | 65 | 69 | 33 | 63 | 91 | 69 | 53 | 44 | 34 | 7 | 14 | 16 | 10 | 10 | 20 | 28 | 4 | 6 | 11 | 11 | 13 | 6 | 2 | 2 | 25 | 17 | 21 | 14 | 23 | 15 | 8 | 5 | 9 | 1 | 3 | 8 | 2 | 1 | 20 | 2 | 0 | 0 | 0 | -4 | 0 | 3 | 0 | 0 | 0 | 0 | 12 | 0 | 0 | 0 | 0 | -2 | 0 | 0 | 0 | 0 | 0 | 0 | 0 | 0 | 0 | 0 | 0 | 0 | 0 | 0 | 0 | 0 | 0 | 0 | 0 | 0 | 0 | 0 | 0 | 0 | 0 | 0 | 0 | 0 | 0 | 0 | 0 | 0 | 0 | 0 | 0 | 0 | 0 | 0
| Isolator / ES - All Voltages |  |  | IS/ES |  | 119 | 233 | 284 | 312 | 120 | 230 | 341 | 325 | 184 | 159 | 183 | 68 | 42 | 58 | 54 | 127 | 54 | 101 | 18 | 27 | 51 | 57 | 75 | 43 | 30 | 5 | 53 | 16 | 64 | 57 | 83 | 132 | 41 | 50 | 22 | 10 | 51 | 167 | 14 | 33 | 40 | 30 | 12 | 33 | 26 | 17 | -2 | 11 | 0 | 5 | 19 | 52 | 3 | 1 | 0 | -3 | -9 | 0 | 0 | 0 | 0 | 0 | 0 | 0 | 0 | 0 | 0 | 0 | 0 | 0 | 0 | 0 | 0 | 0 | 0 | 0 | 0 | 0 | 0 | 0 | 0 | 0 | 0 | 0 | 0 | 0 | 0 | 0 | 0 | 0 | 0 | 0 | 0 | 0 | 0 | 0
| VT - All Voltages |  |  | VT |  | 76 | 158 | 157 | 122 | 94 | 157 | 155 | 122 | 151 | 72 | 86 | 26 | 93 | 75 | 32 | 82 | 22 | 58 | 35 | 5 | 13 | 11 | 2 | 5 | 3 | 0 | 8 | 21 | 27 | 32 | 64 | 54 | 26 | 26 | 1 | 0 | 4 | 39 | -12 | 11 | 13 | 11 | 11 | 2 | 1 | 3 | 0 | -3 | 10 | 1 | 0 | 0 | 2 | -3 | 0 | 0 | 0 | 0 | 0 | 0 | 0 | 0 | 0 | 0 | 0 | 0 | 0 | 0 | 0 | 0 | 0 | 0 | 0 | 0 | 0 | 0 | 0 | 0 | 0 | 0 | 0 | 0 | 0 | 0 | 0 | 0 | 0 | 0 | 0 | 0 | 0 | 0 | 0 | 0 | 0 | 0
| CT - All Voltages |  |  | CT |  | 109 | 50 | 115 | 154 | 63 | 246 | 525 | 360 | 236 | 150 | 125 | 25 | 80 | 52 | 72 | 76 | 46 | 101 | 20 | 7 | 24 | 0 | 37 | 30 | 15 | 0 | 35 | 25 | 44 | 48 | 76 | 15 | 42 | 18 | 17 | -1 | 38 | 26 | -2 | 15 | 42 | 39 | 14 | 0 | 2 | 24 | 6 | 8 | 3 | 8 | 0 | 0 | 2 | 0 | -3 | 0 | 0 | 0 | 0 | 0 | 0 | 0 | 0 | 0 | 0 | 0 | 0 | 0 | 0 | 0 | 0 | 0 | 0 | 0 | 0 | 0 | 0 | 0 | 0 | 0 | 0 | 0 | 0 | 0 | 0 | 0 | 0 | 0 | 0 | 0 | 0 | 0 | 0 | 0 | 0 | 0
[5 empty] | 10697 | 328 | 502 | 621 | 657 | 310 | 696 | 1112 | 876 | 624 | 425 | 428 | 126 | 229 | 201 | 168 | 295 | 142 | 288 | 77 | 45 | 99 | 79 | 127 | 84 | 50 | 7 | 121 | 79 | 156 | 151 | 246 | 216 | 117 | 99 | 49 | 10 | 96 | 240 | 2 | 60 | 115 | 82 | 37 | 35 | 29 | 40 | 4 | 19 | 13 | 14 | 19 | 52 | 19 | -2 | -3 | -3 | -9 | -2 | 0 | 0 | 0 | 0 | 0 | 0 | 0 | 0 | 0 | 0 | 0 | 0 | 0 | 0 | 0 | 0 | 0 | 0 | 0 | 0 | 0 | 0 | 0 | 0 | 0 | 0 | 0 | 0 | 0 | 0 | 0 | 0 | 0 | 0 | 0 | 0 | 0 | 0
[5 empty] | Check 0 | 0 | 0 | 0 | 0 | 0 | 0 | 0 | 0 | 0 | 0 | 0 | 0 | 0 | 0 | 0 | 0 | 0 | 0 | 0 | 0 | 0 | 0 | 0 | 0 | 0 | 0 | 0 | 0 | 0 | 0 | 0 | 0 | 0 | 0 | 0 | 0 | 0 | 0 | 0 | 0 | 0 | 0 | 0 | 0 | 0 | 0 | 0 | 0 | 0 | 0 | 0 | 0 | 0 | 0 | 0 | 0 | 0 | 0 | 0 | 0 | 0 | 0 | 0 | 0 | 0 | 0 | 0 | 0 | 0 | 0 | 0 | 0 | 0 | 0 | 0 | 0 | 0 | 0 | 0 | 0 | 0 | 0 | 0 | 0 | 0 | 0 | 0 | 0 | 0 | 0 | 0 | 0 | 0