## Information
Age Profile - Towers
Purpose
Update RIN reported age profile information for towers. Adjusted so that the age profiles appropriate for repex models.
Context
Age profiles from this workbook are used in the calibration (2010) and forecast (2015) repex models.
The two "Age Profile - 2015" sheets report the tower age profiles, in different categorisations. The 2015 - RIN age profile is the age profile as per the original RIN data. The 2015 - Repex age profile is the data classified by corrosion zone.
Rows 93 - 110 on "Age Profile - 2015 - Repex" is the modified tower age profile, appropriate for the forecast (2015) repex model.
Rows 45 - 47 on "Age Profile - 2010" is the modified tower age profile, by corrosion zone, appropriate for the 2010 repex model.
Adjustments to the base age profiles are listed in the "Adjustments" 2010 and 2015 sheets.
Revised Revenue Proposal
* Adjustments 2010 [Row 43]: 256 towers added to zone D in 1959 - Age profile boundary issue - FNQ Yabulu Ingham adjustment
* Adjustments 2015 [Rows 53 and 54]: 356 towers corrosion zone updated from D to C in 1973 - CQ-SQ BS 1020 adjustment

## Adjustment 2015
Adjustments to 2015 Tower Age Profile
ID | Description | GrillageFoundation | Voltage | MultipleCircuit | CorrosionZone | Have Refurbed | Type | EnableExclusion | Future No Enduring Need | Other Exclusion | Sum | 2015 | 2014 | 2013 | 2012 | 2011 | 2010 | 2009 | 2008 | 2007 | 2006 | 2005 | 2004 | 2003 | 2002 | 2001 | 2000 | 1999 | 1998 | 1997 | 1996 | 1995 | 1994 | 1993 | 1992 | 1991 | 1990 | 1989 | 1988 | 1987 | 1986 | 1985 | 1984 | 1983 | 1982 | 1981 | 1980 | 1979 | 1978 | 1977 | 1976 | 1975 | 1974 | 1973 | 1972 | 1971 | 1970 | 1969 | 1968 | 1967 | 1966 | 1965 | 1964 | 1963 | 1962 | 1961 | 1960 | 1959 | 1958 | 1957 | 1956 | 1955 | 1954 | 1953 | 1952 | 1951 | 1950 | 1949 | 1948 | 1947 | 1946 | 1945 | 1944 | 1943 | 1942 | 1941 | 1940 | 1939 | 1938 | 1937 | 1936 | 1935 | 1934 | 1933 | 1932 | 1931 | 1930 | 1929 | 1928 | 1927 | 1926 | 1925 | 1924 | 1923 | 1922 | 1921 | 1920 | 1919 | 1918 | 1917 | 1916 | 1915 | 1914 | 1913 | 1912 | 1911 | 1910 | 1909
1003 | No enduring need for selected towers in Blackstone area due to reconfiguration of Swanbank / Blackstone area. | FALSE | 132 | TRUE | B | FALSE | No Future Enduring Need | TRUE | TRUE |  | -4 | 0 | 0 | 0 | 0 | 0 | 0 | 0 | 0 | 0 | 0 | 0 | 0 | 0 | 0 | 0 | 0 | 0 | 0 | 0 | 0 | 0 | 0 | 0 | 0 | 0 | 0 | 0 | 0 | 0 | 0 | 0 | 0 | 0 | 0 | 0 | 0 | 0 | 0 | 0 | 0 | 0 | 0 | 0 | 0 | 0 | 0 | 0 | 0 | 0 | -4 | 0 | 0 | 0 | 0 | 0 | 0 | 0 | 0 | 0 | 0 | 0 | 0 | 0 | 0 | 0 | 0 | 0 | 0 | 0 | 0 | 0 | 0 | 0 | 0 | 0 | 0 | 0 | 0 | 0 | 0 | 0 | 0 | 0 | 0 | 0 | 0 | 0 | 0 | 0 | 0 | 0
1014 | No enduring need for selected towers in Blackstone area due to reconfiguration of Swanbank / Blackstone area. | FALSE | 275 | TRUE | C | FALSE | No Future Enduring Need | TRUE | TRUE |  | -14 | 0 | 0 | 0 | 0 | 0 | 0 | 0 | 0 | 0 | 0 | 0 | 0 | 0 | 0 | 0 | 0 | 0 | 0 | 0 | 0 | 0 | 0 | 0 | 0 | 0 | 0 | 0 | 0 | 0 | 0 | 0 | 0 | 0 | 0 | 0 | 0 | 0 | 0 | 0 | 0 | 0 | 0 | 0 | -14 | 0 | 0 | 0 | 0 | 0 | 0 | 0 | 0 | 0 | 0 | 0 | 0 | 0 | 0 | 0 | 0 | 0 | 0 | 0 | 0 | 0 | 0 | 0 | 0 | 0 | 0 | 0 | 0 | 0 | 0 | 0 | 0 | 0 | 0 | 0 | 0 | 0 | 0 | 0 | 0 | 0 | 0 | 0 | 0 | 0 | 0 | 0
1016 | No enduring need for selected towers in Blackstone area due to reconfiguration of Swanbank / Blackstone area. | FALSE | 275 | TRUE | C | FALSE | No Future Enduring Need | TRUE | TRUE |  | -10 | 0 | 0 | 0 | 0 | 0 | 0 | 0 | 0 | 0 | 0 | 0 | 0 | 0 | 0 | 0 | 0 | 0 | 0 | 0 | 0 | 0 | 0 | 0 | 0 | 0 | 0 | 0 | 0 | 0 | 0 | 0 | 0 | 0 | 0 | 0 | 0 | 0 | 0 | 0 | 0 | 0 | 0 | 0 | 0 | 0 | -10 | 0 | 0 | 0 | 0 | 0 | 0 | 0 | 0 | 0 | 0 | 0 | 0 | 0 | 0 | 0 | 0 | 0 | 0 | 0 | 0 | 0 | 0 | 0 | 0 | 0 | 0 | 0 | 0 | 0 | 0 | 0 | 0 | 0 | 0 | 0 | 0 | 0 | 0 | 0 | 0 | 0 | 0 | 0 | 0 | 0
1016 | No enduring need for selected towers in Blackstone area due to reconfiguration of Swanbank / Blackstone area. | FALSE | 275 | FALSE | C | FALSE | No Future Enduring Need | TRUE | TRUE |  | -2 | 0 | 0 | 0 | 0 | -2 | 0 | 0 | 0 | 0 | 0 | 0 | 0 | 0 | 0 | 0 | 0 | 0 | 0 | 0 | 0 | 0 | 0 | 0 | 0 | 0 | 0 | 0 | 0 | 0 | 0 | 0 | 0 | 0 | 0 | 0 | 0 | 0 | 0 | 0 | 0 | 0 | 0 | 0 | 0 | 0 | 0 | 0 | 0 | 0 | 0 | 0 | 0 | 0 | 0 | 0 | 0 | 0 | 0 | 0 | 0 | 0 | 0 | 0 | 0 | 0 | 0 | 0 | 0 | 0 | 0 | 0 | 0 | 0 | 0 | 0 | 0 | 0 | 0 | 0 | 0 | 0 | 0 | 0 | 0 | 0 | 0 | 0 | 0 | 0 | 0 | 0
1024 | No enduring need for selected towers between Gin Gin and Wurdong tee, as part of reconfiguration of CQ-SQ Eastern corridor | FALSE | 275 | FALSE | C | FALSE | No Future Enduring Need | TRUE | TRUE |  | -323 | 0 | 0 | 0 | 0 | 0 | 0 | 0 | 0 | 0 | 0 | 0 | 0 | 0 | 0 | 0 | 0 | 0 | 0 | 0 | 0 | 0 | 0 | 0 | 0 | 0 | 0 | 0 | 0 | 0 | 0 | 0 | 0 | 0 | 0 | 0 | 0 | 0 | 0 | 0 | 0 | 0 | 0 | -323 | 0 | 0 | 0 | 0 | 0 | 0 | 0 | 0 | 0 | 0 | 0 | 0 | 0 | 0 | 0 | 0 | 0 | 0 | 0 | 0 | 0 | 0 | 0 | 0 | 0 | 0 | 0 | 0 | 0 | 0 | 0 | 0 | 0 | 0 | 0 | 0 | 0 | 0 | 0 | 0 | 0 | 0 | 0 | 0 | 0 | 0 | 0 | 0
1046 | No enduring need for selected sections of 275 kV network in Bergins Hill / Karana Downs area. | FALSE | 275 | TRUE | C | FALSE | No Future Enduring Need | TRUE | TRUE |  | -14 | 0 | 0 | 0 | 0 | 0 | 0 | 0 | 0 | 0 | 0 | 0 | 0 | 0 | 0 | 0 | 0 | 0 | 0 | 0 | 0 | 0 | 0 | 0 | 0 | 0 | 0 | 0 | 0 | 0 | 0 | 0 | 0 | 0 | 0 | 0 | 0 | 0 | 0 | 0 | 0 | 0 | 0 | 0 | 0 | 0 | -14 | 0 | 0 | 0 | 0 | 0 | 0 | 0 | 0 | 0 | 0 | 0 | 0 | 0 | 0 | 0 | 0 | 0 | 0 | 0 | 0 | 0 | 0 | 0 | 0 | 0 | 0 | 0 | 0 | 0 | 0 | 0 | 0 | 0 | 0 | 0 | 0 | 0 | 0 | 0 | 0 | 0 | 0 | 0 | 0 | 0
1064 | No enduring need for selected towers in Blackstone area due to reconfiguration of Swanbank / Blackstone area. | FALSE | 275 | TRUE | C | FALSE | No Future Enduring Need | TRUE | TRUE |  | -4 | 0 | 0 | 0 | 0 | 0 | 0 | 0 | 0 | 0 | 0 | 0 | 0 | 0 | 0 | 0 | 0 | 0 | 0 | 0 | 0 | 0 | 0 | 0 | 0 | 0 | 0 | 0 | 0 | 0 | 0 | 0 | 0 | 0 | 0 | 0 | 0 | 0 | 0 | 0 | 0 | 0 | 0 | 0 | 0 | 0 | -4 | 0 | 0 | 0 | 0 | 0 | 0 | 0 | 0 | 0 | 0 | 0 | 0 | 0 | 0 | 0 | 0 | 0 | 0 | 0 | 0 | 0 | 0 | 0 | 0 | 0 | 0 | 0 | 0 | 0 | 0 | 0 | 0 | 0 | 0 | 0 | 0 | 0 | 0 | 0 | 0 | 0 | 0 | 0 | 0 | 0
1066 | No enduring need for selected sections of 275 kV network in Bergins Hill / Karana Downs area. | FALSE | 275 | TRUE | C | FALSE | No Future Enduring Need | TRUE | TRUE |  | -3 | 0 | 0 | 0 | 0 | 0 | 0 | 0 | 0 | 0 | 0 | 0 | 0 | 0 | 0 | 0 | 0 | 0 | 0 | 0 | 0 | 0 | 0 | 0 | 0 | 0 | 0 | 0 | 0 | 0 | 0 | 0 | 0 | 0 | 0 | 0 | 0 | 0 | 0 | 0 | 0 | 0 | 0 | 0 | 0 | 0 | -3 | 0 | 0 | 0 | 0 | 0 | 0 | 0 | 0 | 0 | 0 | 0 | 0 | 0 | 0 | 0 | 0 | 0 | 0 | 0 | 0 | 0 | 0 | 0 | 0 | 0 | 0 | 0 | 0 | 0 | 0 | 0 | 0 | 0 | 0 | 0 | 0 | 0 | 0 | 0 | 0 | 0 | 0 | 0 | 0 | 0
1102a | No enduring need for Callide A - Gladstone South 132 kV feeders, as part of reconfiguration of Central West network. | FALSE | 132 | FALSE | C | FALSE | No Future Enduring Need | TRUE | TRUE |  | -2 | 0 | 0 | 0 | 0 | 0 | 0 | 0 | 0 | 0 | 0 | 0 | 0 | 0 | 0 | 0 | 0 | 0 | 0 | 0 | 0 | 0 | 0 | 0 | 0 | 0 | 0 | 0 | 0 | 0 | 0 | 0 | 0 | 0 | 0 | 0 | 0 | 0 | 0 | 0 | 0 | 0 | 0 | 0 | 0 | 0 | 0 | 0 | 0 | -2 | 0 | 0 | 0 | 0 | 0 | 0 | 0 | 0 | 0 | 0 | 0 | 0 | 0 | 0 | 0 | 0 | 0 | 0 | 0 | 0 | 0 | 0 | 0 | 0 | 0 | 0 | 0 | 0 | 0 | 0 | 0 | 0 | 0 | 0 | 0 | 0 | 0 | 0 | 0 | 0 | 0 | 0
1102b | No enduring need for Callide A - Gladstone South 132 kV feeders, as part of reconfiguration of Central West network. | FALSE | 132 | TRUE | C | FALSE | No Future Enduring Need | TRUE | TRUE |  | -224 | 0 | 0 | 0 | 0 | 0 | 0 | 0 | 0 | 0 | 0 | 0 | 0 | 0 | 0 | 0 | 0 | 0 | 0 | 0 | 0 | 0 | 0 | 0 | 0 | 0 | 0 | 0 | 0 | 0 | 0 | 0 | 0 | 0 | 0 | 0 | 0 | 0 | 0 | 0 | 0 | 0 | 0 | 0 | 0 | 0 | 0 | 0 | 0 | -224 | 0 | 0 | 0 | 0 | 0 | 0 | 0 | 0 | 0 | 0 | 0 | 0 | 0 | 0 | 0 | 0 | 0 | 0 | 0 | 0 | 0 | 0 | 0 | 0 | 0 | 0 | 0 | 0 | 0 | 0 | 0 | 0 | 0 | 0 | 0 | 0 | 0 | 0 | 0 | 0 | 0 | 0
1109 | No enduring need for potion of Blackwater - Baralaba feeder, as part of reconfiguration of Central West network. | FALSE | 132 | FALSE | B | FALSE | No Future Enduring Need | TRUE | TRUE |  | -155 | 0 | 0 | 0 | 0 | 0 | 0 | 0 | 0 | 0 | 0 | 0 | 0 | 0 | 0 | 0 | 0 | 0 | 0 | 0 | 0 | 0 | 0 | 0 | 0 | 0 | 0 | 0 | 0 | 0 | 0 | 0 | 0 | 0 | 0 | 0 | 0 | 0 | 0 | 0 | 0 | 0 | 0 | 0 | 0 | 0 | 0 | -155 | 0 | 0 | 0 | 0 | 0 | 0 | 0 | 0 | 0 | 0 | 0 | 0 | 0 | 0 | 0 | 0 | 0 | 0 | 0 | 0 | 0 | 0 | 0 | 0 | 0 | 0 | 0 | 0 | 0 | 0 | 0 | 0 | 0 | 0 | 0 | 0 | 0 | 0 | 0 | 0 | 0 | 0 | 0 | 0
1123 | No enduring need for selected towers between Gin Gin and Wurdong tee, as part of reconfiguration of CQ-SQ Eastern corridor | FALSE | 275 | FALSE | C | FALSE | No Future Enduring Need | TRUE | TRUE |  | -313 | 0 | 0 | 0 | 0 | 0 | 0 | 0 | 0 | 0 | 0 | 0 | 0 | 0 | 0 | 0 | 0 | 0 | 0 | 0 | 0 | 0 | 0 | 0 | 0 | 0 | 0 | 0 | 0 | 0 | 0 | 0 | 0 | 0 | 0 | 0 | 0 | 0 | 0 | -313 | 0 | 0 | 0 | 0 | 0 | 0 | 0 | 0 | 0 | 0 | 0 | 0 | 0 | 0 | 0 | 0 | 0 | 0 | 0 | 0 | 0 | 0 | 0 | 0 | 0 | 0 | 0 | 0 | 0 | 0 | 0 | 0 | 0 | 0 | 0 | 0 | 0 | 0 | 0 | 0 | 0 | 0 | 0 | 0 | 0 | 0 | 0 | 0 | 0 | 0 | 0 | 0
1146a | No enduring need for Callide A - Baralaba feeder, as part of reconfiguration of Central West network. | FALSE | 132 | FALSE | B | FALSE | No Future Enduring Need | TRUE | TRUE |  | -171 | 0 | 0 | 0 | 0 | 0 | 0 | 0 | 0 | 0 | 0 | 0 | 0 | 0 | 0 | 0 | 0 | 0 | 0 | 0 | 0 | 0 | 0 | 0 | 0 | 0 | 0 | 0 | 0 | 0 | 0 | 0 | 0 | 0 | 0 | 0 | 0 | 0 | 0 | -171 | 0 | 0 | 0 | 0 | 0 | 0 | 0 | 0 | 0 | 0 | 0 | 0 | 0 | 0 | 0 | 0 | 0 | 0 | 0 | 0 | 0 | 0 | 0 | 0 | 0 | 0 | 0 | 0 | 0 | 0 | 0 | 0 | 0 | 0 | 0 | 0 | 0 | 0 | 0 | 0 | 0 | 0 | 0 | 0 | 0 | 0 | 0 | 0 | 0 | 0 | 0 | 0
1146b | No enduring need for Callide A - Baralaba feeder, as part of reconfiguration of Central West network. | FALSE | 132 | TRUE | B | FALSE | No Future Enduring Need | TRUE | TRUE |  | -3 | 0 | 0 | 0 | 0 | 0 | 0 | 0 | 0 | 0 | 0 | 0 | 0 | 0 | 0 | 0 | 0 | 0 | 0 | 0 | 0 | 0 | 0 | 0 | 0 | 0 | 0 | 0 | 0 | 0 | 0 | 0 | 0 | 0 | 0 | 0 | 0 | 0 | 0 | -3 | 0 | 0 | 0 | 0 | 0 | 0 | 0 | 0 | 0 | 0 | 0 | 0 | 0 | 0 | 0 | 0 | 0 | 0 | 0 | 0 | 0 | 0 | 0 | 0 | 0 | 0 | 0 | 0 | 0 | 0 | 0 | 0 | 0 | 0 | 0 | 0 | 0 | 0 | 0 | 0 | 0 | 0 | 0 | 0 | 0 | 0 | 0 | 0 | 0 | 0 | 0 | 0
1148 | No enduring need for potion of Blackwater - Baralaba feeder, as part of reconfiguration of Central West network. | FALSE | 132 | FALSE | B | FALSE | No Future Enduring Need | TRUE | TRUE |  | -166 | 0 | 0 | 0 | 0 | 0 | 0 | 0 | 0 | 0 | 0 | 0 | 0 | 0 | 0 | 0 | 0 | 0 | 0 | 0 | 0 | 0 | 0 | 0 | 0 | 0 | 0 | 0 | 0 | 0 | 0 | 0 | 0 | 0 | 0 | 0 | 0 | 0 | 0 | -166 | 0 | 0 | 0 | 0 | 0 | 0 | 0 | 0 | 0 | 0 | 0 | 0 | 0 | 0 | 0 | 0 | 0 | 0 | 0 | 0 | 0 | 0 | 0 | 0 | 0 | 0 | 0 | 0 | 0 | 0 | 0 | 0 | 0 | 0 | 0 | 0 | 0 | 0 | 0 | 0 | 0 | 0 | 0 | 0 | 0 | 0 | 0 | 0 | 0 | 0 | 0 | 0
1156a | No enduring need for Moura - Baralaba feeder, as part of reconfiguration of Central West network. | FALSE | 132 | FALSE | B | FALSE | No Future Enduring Need | TRUE | TRUE |  | -110 | 0 | 0 | 0 | 0 | 0 | 0 | 0 | 0 | 0 | 0 | 0 | 0 | 0 | 0 | 0 | 0 | 0 | 0 | 0 | 0 | 0 | 0 | 0 | 0 | 0 | 0 | 0 | 0 | 0 | 0 | 0 | 0 | 0 | 0 | 0 | 0 | 0 | 0 | 0 | 0 | 0 | 0 | 0 | 0 | 0 | 0 | -110 | 0 | 0 | 0 | 0 | 0 | 0 | 0 | 0 | 0 | 0 | 0 | 0 | 0 | 0 | 0 | 0 | 0 | 0 | 0 | 0 | 0 | 0 | 0 | 0 | 0 | 0 | 0 | 0 | 0 | 0 | 0 | 0 | 0 | 0 | 0 | 0 | 0 | 0 | 0 | 0 | 0 | 0 | 0 | 0
1156b | No enduring need for Moura - Baralaba feeder, as part of reconfiguration of Central West network. | FALSE | 132 | TRUE | B | FALSE | No Future Enduring Need | TRUE | TRUE |  | -3 | 0 | 0 | 0 | 0 | 0 | 0 | 0 | 0 | 0 | 0 | 0 | 0 | 0 | 0 | 0 | 0 | 0 | 0 | 0 | 0 | 0 | 0 | 0 | 0 | 0 | 0 | 0 | 0 | 0 | 0 | 0 | 0 | 0 | 0 | 0 | 0 | 0 | 0 | 0 | 0 | 0 | 0 | 0 | 0 | 0 | 0 | -3 | 0 | 0 | 0 | 0 | 0 | 0 | 0 | 0 | 0 | 0 | 0 | 0 | 0 | 0 | 0 | 0 | 0 | 0 | 0 | 0 | 0 | 0 | 0 | 0 | 0 | 0 | 0 | 0 | 0 | 0 | 0 | 0 | 0 | 0 | 0 | 0 | 0 | 0 | 0 | 0 | 0 | 0 | 0 | 0
1213 | No enduring need for older towers in the older component of feeder 879 between Strathmore and Ross | FALSE | 275 | FALSE | C | FALSE | No Future Enduring Need | TRUE | TRUE |  | -414 | 0 | 0 | 0 | 0 | 0 | 0 | 0 | 0 | 0 | 0 | 0 | 0 | 0 | 0 | 0 | 0 | 0 | 0 | 0 | 0 | 0 | 0 | 0 | 0 | 0 | 0 | 0 | 0 | 0 | 0 | 0 | 0 | 0 | 0 | 0 | 0 | -414 | 0 | 0 | 0 | 0 | 0 | 0 | 0 | 0 | 0 | 0 | 0 | 0 | 0 | 0 | 0 | 0 | 0 | 0 | 0 | 0 | 0 | 0 | 0 | 0 | 0 | 0 | 0 | 0 | 0 | 0 | 0 | 0 | 0 | 0 | 0 | 0 | 0 | 0 | 0 | 0 | 0 | 0 | 0 | 0 | 0 | 0 | 0 | 0 | 0 | 0 | 0 | 0 | 0 | 0
1219a | No enduring need for Townsville South - Clare South Fdr 7131 (Inland circuit) | FALSE | 132 | FALSE | C | FALSE | No Future Enduring Need | TRUE | TRUE |  | -71 | 0 | 0 | 0 | 0 | 0 | 0 | 0 | 0 | 0 | 0 | 0 | 0 | 0 | 0 | 0 | 0 | 0 | 0 | 0 | 0 | 0 | 0 | 0 | 0 | 0 | 0 | 0 | 0 | 0 | 0 | 0 | 0 | 0 | 0 | 0 | 0 | 0 | 0 | 0 | 0 | 0 | 0 | 0 | 0 | 0 | 0 | 0 | 0 | 0 | 0 | 0 | 0 | -71 | 0 | 0 | 0 | 0 | 0 | 0 | 0 | 0 | 0 | 0 | 0 | 0 | 0 | 0 | 0 | 0 | 0 | 0 | 0 | 0 | 0 | 0 | 0 | 0 | 0 | 0 | 0 | 0 | 0 | 0 | 0 | 0 | 0 | 0 | 0 | 0 | 0 | 0
1219b | No enduring need for Townsville South - Clare South Fdr 7131 (Inland circuit) | TRUE | 132 | FALSE | C | FALSE | No Future Enduring Need | TRUE | TRUE |  | -154 | 0 | 0 | 0 | 0 | 0 | 0 | 0 | 0 | 0 | 0 | 0 | 0 | 0 | 0 | 0 | 0 | 0 | 0 | 0 | 0 | 0 | 0 | 0 | 0 | 0 | 0 | 0 | 0 | 0 | 0 | 0 | 0 | 0 | 0 | 0 | 0 | 0 | 0 | 0 | 0 | 0 | 0 | 0 | 0 | 0 | 0 | 0 | 0 | 0 | 0 | 0 | 0 | -154 | 0 | 0 | 0 | 0 | 0 | 0 | 0 | 0 | 0 | 0 | 0 | 0 | 0 | 0 | 0 | 0 | 0 | 0 | 0 | 0 | 0 | 0 | 0 | 0 | 0 | 0 | 0 | 0 | 0 | 0 | 0 | 0 | 0 | 0 | 0 | 0 | 0 | 0
1219c | No enduring need for Townsville South - Clare South Fdr 7131 (Inland circuit) | TRUE | 132 | TRUE | C | FALSE | No Future Enduring Need | TRUE | TRUE |  | -2 | 0 | 0 | 0 | 0 | 0 | 0 | 0 | 0 | 0 | 0 | 0 | 0 | 0 | 0 | 0 | 0 | 0 | 0 | 0 | 0 | 0 | 0 | 0 | 0 | 0 | 0 | 0 | 0 | 0 | 0 | 0 | 0 | 0 | 0 | 0 | 0 | 0 | 0 | 0 | 0 | 0 | 0 | 0 | 0 | 0 | 0 | 0 | 0 | 0 | 0 | 0 | 0 | -2 | 0 | 0 | 0 | 0 | 0 | 0 | 0 | 0 | 0 | 0 | 0 | 0 | 0 | 0 | 0 | 0 | 0 | 0 | 0 | 0 | 0 | 0 | 0 | 0 | 0 | 0 | 0 | 0 | 0 | 0 | 0 | 0 | 0 | 0 | 0 | 0 | 0 | 0
1223a | No enduring need for Dan Gleeson-Alan Sherriff line | FALSE | 132 | TRUE | C | FALSE | No Future Enduring Need | TRUE | TRUE |  | -9 | 0 | 0 | 0 | 0 | 0 | 0 | 0 | 0 | 0 | 0 | 0 | 0 | 0 | 0 | 0 | 0 | 0 | -2 | 0 | 0 | 0 | 0 | 0 | 0 | 0 | 0 | 0 | 0 | 0 | 0 | 0 | 0 | 0 | 0 | 0 | 0 | 0 | 0 | 0 | 0 | 0 | 0 | 0 | 0 | 0 | 0 | 0 | 0 | 0 | 0 | 0 | 0 | -7 | 0 | 0 | 0 | 0 | 0 | 0 | 0 | 0 | 0 | 0 | 0 | 0 | 0 | 0 | 0 | 0 | 0 | 0 | 0 | 0 | 0 | 0 | 0 | 0 | 0 | 0 | 0 | 0 | 0 | 0 | 0 | 0 | 0 | 0 | 0 | 0 | 0 | 0
1223b | No enduring need for Dan Gleeson-Alan Sherriff line | TRUE | 132 | TRUE | C | FALSE | No Future Enduring Need | TRUE | TRUE |  | -12 | 0 | 0 | 0 | 0 | 0 | 0 | 0 | 0 | 0 | 0 | 0 | 0 | 0 | 0 | 0 | 0 | 0 | 0 | 0 | 0 | 0 | 0 | 0 | 0 | 0 | 0 | 0 | 0 | 0 | 0 | 0 | 0 | 0 | 0 | 0 | 0 | 0 | 0 | 0 | 0 | 0 | 0 | 0 | 0 | 0 | 0 | 0 | 0 | 0 | 0 | 0 | 0 | -12 | 0 | 0 | 0 | 0 | 0 | 0 | 0 | 0 | 0 | 0 | 0 | 0 | 0 | 0 | 0 | 0 | 0 | 0 | 0 | 0 | 0 | 0 | 0 | 0 | 0 | 0 | 0 | 0 | 0 | 0 | 0 | 0 | 0 | 0 | 0 | 0 | 0 | 0
1444 | No enduring need for selected towers in Blackstone area due to reconfiguration of Swanbank / Blackstone area. | FALSE | 275 | TRUE | C | FALSE | No Future Enduring Need | TRUE | TRUE |  | -3 | 0 | 0 | 0 | 0 | 0 | 0 | 0 | 0 | 0 | 0 | 0 | -3 | 0 | 0 | 0 | 0 | 0 | 0 | 0 | 0 | 0 | 0 | 0 | 0 | 0 | 0 | 0 | 0 | 0 | 0 | 0 | 0 | 0 | 0 | 0 | 0 | 0 | 0 | 0 | 0 | 0 | 0 | 0 | 0 | 0 | 0 | 0 | 0 | 0 | 0 | 0 | 0 | 0 | 0 | 0 | 0 | 0 | 0 | 0 | 0 | 0 | 0 | 0 | 0 | 0 | 0 | 0 | 0 | 0 | 0 | 0 | 0 | 0 | 0 | 0 | 0 | 0 | 0 | 0 | 0 | 0 | 0 | 0 | 0 | 0 | 0 | 0 | 0 | 0 | 0 | 0
1611 | No enduring need for Dan Gleeson-Alan Sherriff line [BS 1611 comes out with BS 1223] | FALSE | 132 | TRUE | D | FALSE | No Future Enduring Need | TRUE | TRUE |  | -2 | 0 | 0 | 0 | 0 | 0 | 0 | 0 | 0 | 0 | 0 | -2 | 0 | 0 | 0 | 0 | 0 | 0 | 0 | 0 | 0 | 0 | 0 | 0 | 0 | 0 | 0 | 0 | 0 | 0 | 0 | 0 | 0 | 0 | 0 | 0 | 0 | 0 | 0 | 0 | 0 | 0 | 0 | 0 | 0 | 0 | 0 | 0 | 0 | 0 | 0 | 0 | 0 | 0 | 0 | 0 | 0 | 0 | 0 | 0 | 0 | 0 | 0 | 0 | 0 | 0 | 0 | 0 | 0 | 0 | 0 | 0 | 0 | 0 | 0 | 0 | 0 | 0 | 0 | 0 | 0 | 0 | 0 | 0 | 0 | 0 | 0 | 0 | 0 | 0 | 0 | 0
2408 | No enduring need for selected section of 132 kV network between Swanbank A and Blackstone. | FALSE | 132 | TRUE | B | FALSE | No Future Enduring Need | TRUE | TRUE |  | -4 | 0 | 0 | 0 | 0 | 0 | 0 | 0 | 0 | 0 | 0 | 0 | 0 | 0 | 0 | 0 | 0 | 0 | 0 | 0 | 0 | 0 | 0 | 0 | 0 | 0 | 0 | 0 | 0 | 0 | 0 | 0 | 0 | 0 | 0 | 0 | 0 | 0 | 0 | 0 | 0 | 0 | 0 | 0 | 0 | 0 | 0 | 0 | -4 | 0 | 0 | 0 | 0 | 0 | 0 | 0 | 0 | 0 | 0 | 0 | 0 | 0 | 0 | 0 | 0 | 0 | 0 | 0 | 0 | 0 | 0 | 0 | 0 | 0 | 0 | 0 | 0 | 0 | 0 | 0 | 0 | 0 | 0 | 0 | 0 | 0 | 0 | 0 | 0 | 0 | 0 | 0
22kV | Exclude 22 kV feeders from ongoing capex need | FALSE | 22 | FALSE | D | FALSE | 22 kV Exclusion | TRUE |  | TRUE | -18 | 0 | 0 | 0 | 0 | 0 | 0 | 0 | 0 | 0 | 0 | 0 | 0 | 0 | 0 | 0 | 0 | 0 | 0 | 0 | 0 | 0 | 0 | 0 | 0 | 0 | 0 | -18 | 0 | 0 | 0 | 0 | 0 | 0 | 0 | 0 | 0 | 0 | 0 | 0 | 0 | 0 | 0 | 0 | 0 | 0 | 0 | 0 | 0 | 0 | 0 | 0 | 0 | 0 | 0 | 0 | 0 | 0 | 0 | 0 | 0 | 0 | 0 | 0 | 0 | 0 | 0 | 0 | 0 | 0 | 0 | 0 | 0 | 0 | 0 | 0 | 0 | 0 | 0 | 0 | 0 | 0 | 0 | 0 | 0 | 0 | 0 | 0 | 0 | 0 | 0 | 0
66kV | Exclude 66 kV feeders from ongoing capex need | FALSE | 66 | TRUE | B | FALSE | 66 kV Exclusion | TRUE |  | TRUE | -2 | 0 | 0 | 0 | 0 | 0 | 0 | 0 | 0 | 0 | 0 | 0 | 0 | 0 | 0 | 0 | 0 | 0 | 0 | 0 | 0 | 0 | 0 | 0 | 0 | 0 | 0 | 0 | 0 | 0 | 0 | 0 | -2 | 0 | 0 | 0 | 0 | 0 | 0 | 0 | 0 | 0 | 0 | 0 | 0 | 0 | 0 | 0 | 0 | 0 | 0 | 0 | 0 | 0 | 0 | 0 | 0 | 0 | 0 | 0 | 0 | 0 | 0 | 0 | 0 | 0 | 0 | 0 | 0 | 0 | 0 | 0 | 0 | 0 | 0 | 0 | 0 | 0 | 0 | 0 | 0 | 0 | 0 | 0 | 0 | 0 | 0 | 0 | 0 | 0 | 0 | 0
500 kV | Exclude 500 kV tower from ongoing capex need | FALSE | 500 | TRUE | C | FALSE | 500 kV Exclusion | TRUE |  | TRUE | -1 | 0 | 0 | -1 | 0 | 0 | 0 | 0 | 0 | 0 | 0 | 0 | 0 | 0 | 0 | 0 | 0 | 0 | 0 | 0 | 0 | 0 | 0 | 0 | 0 | 0 | 0 | 0 | 0 | 0 | 0 | 0 | 0 | 0 | 0 | 0 | 0 | 0 | 0 | 0 | 0 | 0 | 0 | 0 | 0 | 0 | 0 | 0 | 0 | 0 | 0 | 0 | 0 | 0 | 0 | 0 | 0 | 0 | 0 | 0 | 0 | 0 | 0 | 0 | 0 | 0 | 0 | 0 | 0 | 0 | 0 | 0 | 0 | 0 | 0 | 0 | 0 | 0 | 0 | 0 | 0 | 0 | 0 | 0 | 0 | 0 | 0 | 0 | 0 | 0 | 0 | 0
1201_aa | No enduring need for Proserpine - Mackay | FALSE | 132 | TRUE | C | FALSE | No Future Enduring Need (Current) | TRUE |  | TRUE | -271 | 0 | 0 | 0 | 0 | 0 | 0 | 0 | 0 | 0 | 0 | 0 | 0 | 0 | 0 | 0 | 0 | 0 | 0 | 0 | 0 | 0 | 0 | 0 | 0 | 0 | 0 | 0 | 0 | 0 | 0 | 0 | 0 | 0 | 0 | 0 | 0 | 0 | 0 | 0 | 0 | 0 | 0 | 0 | 0 | 0 | 0 | 0 | -271 | 0 | 0 | 0 | 0 | 0 | 0 | 0 | 0 | 0 | 0 | 0 | 0 | 0 | 0 | 0 | 0 | 0 | 0 | 0 | 0 | 0 | 0 | 0 | 0 | 0 | 0 | 0 | 0 | 0 | 0 | 0 | 0 | 0 | 0 | 0 | 0 | 0 | 0 | 0 | 0 | 0 | 0 | 0
1201_bb | No enduring need for Proserpine - Mackay | FALSE | 132 | TRUE | C | TRUE | No Future Enduring Need (Current) | TRUE |  | TRUE | -23 | 0 | 0 | 0 | 0 | 0 | -23 | 0 | 0 | 0 | 0 | 0 | 0 | 0 | 0 | 0 | 0 | 0 | 0 | 0 | 0 | 0 | 0 | 0 | 0 | 0 | 0 | 0 | 0 | 0 | 0 | 0 | 0 | 0 | 0 | 0 | 0 | 0 | 0 | 0 | 0 | 0 | 0 | 0 | 0 | 0 | 0 | 0 |  | 0 | 0 | 0 | 0 | 0 | 0 | 0 | 0 | 0 | 0 | 0 | 0 | 0 | 0 | 0 | 0 | 0 | 0 | 0 | 0 | 0 | 0 | 0 | 0 | 0 | 0 | 0 | 0 | 0 | 0 | 0 | 0 | 0 | 0 | 0 | 0 | 0 | 0 | 0 | 0 | 0 | 0 | 0
1201_cc | No enduring need for Proserpine - Mackay | FALSE | 132 | FALSE | C | FALSE | No Future Enduring Need (Current) | TRUE |  | TRUE | -9 | -1 | -8 | 0 | 0 | 0 | 0 | 0 | 0 | 0 | 0 | 0 | 0 | 0 | 0 | 0 | 0 | 0 | 0 | 0 | 0 | 0 | 0 | 0 | 0 | 0 | 0 | 0 | 0 | 0 | 0 | 0 | 0 | 0 | 0 | 0 | 0 | 0 | 0 | 0 | 0 | 0 | 0 | 0 | 0 | 0 | 0 | 0 | 0 | 0 | 0 | 0 | 0 | 0 | 0 | 0 | 0 | 0 | 0 | 0 | 0 | 0 | 0 | 0 | 0 | 0 | 0 | 0 | 0 | 0 | 0 | 0 | 0 | 0 | 0 | 0 | 0 | 0 | 0 | 0 | 0 | 0 | 0 | 0 | 0 | 0 | 0 | 0 | 0 | 0 | 0 | 0
1530 | No enduring need for spare towers between Gladstone and Calliope River ex fdr 8836. | FALSE | 275 | FALSE | D | FALSE | No Future Enduring Need (Current) | TRUE |  | TRUE | -6 | 0 | 0 | 0 | 0 | 0 | 0 | 0 | 0 | 0 | 0 | 0 | 0 | 0 | 0 | 0 | 0 | 0 | 0 | 0 | 0 | 0 | 0 | 0 | 0 | 0 | 0 | 0 | 0 | 0 | 0 | 0 | 0 | 0 | 0 | 0 | -6 | 0 | 0 | 0 | 0 | 0 | 0 | 0 | 0 | 0 | 0 | 0 | 0 | 0 | 0 | 0 | 0 | 0 | 0 | 0 | 0 | 0 | 0 | 0 | 0 | 0 | 0 | 0 | 0 | 0 | 0 | 0 | 0 | 0 | 0 | 0 | 0 | 0 | 0 | 0 | 0
1530 | No enduring need for spare towers between Gladstone and Calliope River ex fdr 8836. | FALSE | 275 | TRUE | D | FALSE | No Future Enduring Need (Current) | TRUE |  | TRUE | -1 | 0 | 0 | 0 | -1 | 0 | 0 | 0 | 0 | 0 | 0 | 0 | 0 | 0 | 0 | 0 | 0 | 0 | 0 | 0 | 0 | 0 | 0 | 0 | 0 | 0 | 0 | 0 | 0 | 0 | 0 | 0 | 0 | 0 | 0 | 0 | 0 | 0 | 0 | 0 | 0 | 0 | 0 | 0 | 0 | 0 | 0 | 0 | 0 | 0 | 0 | 0 | 0 | 0 | 0 | 0 | 0 | 0 | 0 | 0 | 0 | 0 | 0 | 0 | 0 | 0 | 0 | 0 | 0 | 0 | 0 | 0 | 0 | 0 | 0 | 0 | 0
1110a | Single circuit Biloela Moura line - forecast to be rebuilt as double circuit, in conjunction with decommisisong of circuits in/out of Baralaba, as part of reconfiguration of Central West network. | TRUE | 132 | FALSE | C | FALSE | Rebuild into Moura as double circuit | TRUE |  | TRUE | -127 | 0 | 0 | 0 | 0 | 0 | 0 | 0 | 0 | 0 | 0 | 0 | 0 | 0 | 0 | 0 | 0 | 0 | 0 | 0 | 0 | 0 | 0 | 0 | 0 | 0 | 0 | 0 | 0 | 0 | 0 | 0 | 0 | 0 | 0 | 0 | 0 | 0 | 0 | 0 | 0 | 0 | 0 | 0 | 0 | 0 | 0 | 0 | 0 | 0 | 0 | -127 | 0 | 0 | 0 | 0 | 0 | 0 | 0 | 0 | 0 | 0 | 0 | 0 | 0 | 0 | 0 | 0 | 0 | 0 | 0 | 0 | 0 | 0 | 0 | 0 | 0 | 0 | 0 | 0 | 0 | 0 | 0 | 0 | 0 | 0 | 0 | 0 | 0 | 0 | 0 | 0
1110b | Single circuit Biloela Moura line - forecast to be rebuilt as double circuit, in conjunction with decommisisong of circuits in/out of Baralaba, as part of reconfiguration of Central West network. | TRUE | 132 | TRUE | C | FALSE | Rebuild into Moura as double circuit | TRUE |  | TRUE | 127 | 0 | 0 | 0 | 0 | 0 | 0 | 0 | 0 | 0 | 0 | 0 | 0 | 0 | 0 | 0 | 0 | 0 | 0 | 0 | 0 | 0 | 0 | 0 | 0 | 0 | 0 | 0 | 0 | 0 | 0 | 0 | 0 | 0 | 0 | 0 | 0 | 0 | 0 | 0 | 0 | 0 | 0 | 0 | 0 | 0 | 0 | 0 | 0 | 0 | 0 | 127 | 0 | 0 | 0 | 0 | 0 | 0 | 0 | 0 | 0 | 0 | 0 | 0 | 0 | 0 | 0 | 0 | 0 | 0 | 0 | 0 | 0 | 0 | 0 | 0 | 0 | 0 | 0 | 0 | 0 | 0 | 0 | 0 | 0 | 0 | 0 | 0 | 0 | 0 | 0 | 0
1204a | All previously refit towers are excluded from next RR period capex forecast | FALSE | 132 | TRUE | D | TRUE | All previously refit towers are excluded from next RR period capex forecast | TRUE |  | TRUE | -47 | 0 | 0 | -47 | 0 | 0 | 0 | 0 | 0 | 0 | 0 | 0 | 0 | 0 | 0 | 0 | 0 | 0 | 0 | 0 | 0 | 0 | 0 | 0 | 0 | 0 | 0 | 0 | 0 | 0 | 0 | 0 | 0 | 0 | 0 | 0 | 0 | 0 | 0 | 0 | 0 | 0 | 0 | 0 | 0 | 0 | 0 | 0 | 0 | 0 | 0 | 0 | 0 | 0 | 0 | 0 | 0 | 0 | 0 | 0 | 0 | 0 | 0 | 0 | 0 | 0 | 0 | 0 | 0 | 0 | 0 | 0 | 0 | 0 | 0 | 0 | 0
1204b | All previously refit towers are excluded from next RR period capex forecast | FALSE | 132 | FALSE | D | TRUE | All previously refit towers are excluded from next RR period capex forecast | TRUE |  | TRUE | -4 | 0 | 0 | -4 | 0 | 0 | 0 | 0 | 0 | 0 | 0 | 0 | 0 | 0 | 0 | 0 | 0 | 0 | 0 | 0 | 0 | 0 | 0 | 0 | 0 | 0 | 0 | 0 | 0 | 0 | 0 | 0 | 0 | 0 | 0 | 0 | 0 | 0 | 0 | 0 | 0 | 0 | 0 | 0 | 0 | 0 | 0 | 0 | 0 | 0 | 0 | 0 | 0 | 0 | 0 | 0 | 0 | 0 | 0 | 0 | 0 | 0 | 0 | 0 | 0 | 0 | 0 | 0 | 0 | 0 | 0 | 0 | 0 | 0 | 0 | 0 | 0
1232 | All previously refit towers are excluded from next RR period capex forecast | FALSE | 132 | TRUE | D | TRUE | All previously refit towers are excluded from next RR period capex forecast | TRUE |  | TRUE | -4 | 0 | 0 | 0 | 0 | -4 | 0 | 0 | 0 | 0 | 0 | 0 | 0 | 0 | 0 | 0 | 0 | 0 | 0 | 0 | 0 | 0 | 0 | 0 | 0 | 0 | 0 | 0 | 0 | 0 | 0 | 0 | 0 | 0 | 0 | 0 | 0 | 0 | 0 | 0 | 0 | 0 | 0 | 0 | 0 | 0 | 0 | 0 | 0 | 0 | 0 | 0 | 0 | 0 | 0 | 0 | 0 | 0 | 0 | 0 | 0 | 0 | 0 | 0 | 0 | 0 | 0 | 0 | 0 | 0 | 0 | 0 | 0 | 0 | 0 | 0 | 0
1233a | All previously refit towers are excluded from next RR period capex forecast | TRUE | 132 | TRUE | D | TRUE | All previously refit towers are excluded from next RR period capex forecast | TRUE |  | TRUE | -18 | 0 | 0 | 0 | 0 | 0 | 0 | 0 | 0 | 0 | 0 | 0 | -18 | 0 | 0 | 0 | 0 | 0 | 0 | 0 | 0 | 0 | 0 | 0 | 0 | 0 | 0 | 0 | 0 | 0 | 0 | 0 | 0 | 0 | 0 | 0 | 0 | 0 | 0 | 0 | 0 | 0 | 0 | 0 | 0 | 0 | 0 | 0 | 0 | 0 | 0 | 0 | 0 | 0 | 0 | 0 | 0 | 0 | 0 | 0 | 0 | 0 | 0 | 0 | 0 | 0 | 0 | 0 | 0 | 0 | 0 | 0 | 0 | 0 | 0 | 0 | 0
1252a | All previously refit towers are excluded from next RR period capex forecast | FALSE | 132 | TRUE | D | TRUE | All previously refit towers are excluded from next RR period capex forecast | TRUE |  | TRUE | -41 | -41 | 0 | 0 | 0 | 0 | 0 | 0 | 0 | 0 | 0 | 0 | 0 | 0 | 0 | 0 | 0 | 0 | 0 | 0 | 0 | 0 | 0 | 0 | 0 | 0 | 0 | 0 | 0 | 0 | 0 | 0 | 0 | 0 | 0 | 0 | 0 | 0 | 0 | 0 | 0 | 0 | 0 | 0 | 0 | 0 | 0 | 0 | 0 | 0 | 0 | 0 | 0 | 0 | 0 | 0 | 0 | 0 | 0 | 0 | 0 | 0 | 0 | 0 | 0 | 0 | 0 | 0 | 0 | 0 | 0 | 0 | 0 | 0 | 0 | 0 | 0
1202-STR-9588 | Adjustment to classification of one tower in RIN data | FALSE | 132 | FALSE | C | FALSE | Adjustment to RIN data | TRUE |  | TRUE | 1 |  | 1
1202-STR-9588 | Adjustment to classification of one tower in RIN data | FALSE | 132 | FALSE | C | TRUE | Adjustment to RIN data | TRUE |  | TRUE | -1 |  |  | -1
1030-STR-9001 and -7200 | RIN data classified these two towers having 2 circuits. Data updated to have 0 circuits only | FALSE | 275 | TRUE | C | FALSE | Adjustment to RIN data | TRUE |  | TRUE | -2 | 0 | 0 | 0 | 0 | 0 | 0 | 0 | 0 | 0 | 0 | 0 | 0 | 0 | 0 | 0 | 0 | 0 | 0 | 0 | 0 | 0 | 0 | 0 | 0 | 0 | 0 | 0 | 0 | -2 | 0 | 0 | 0 | 0 | 0 | 0 | 0 | 0 | 0 | 0 | 0 | 0 | 0 | 0 | 0 | 0 | 0 | 0 | 0 | 0 | 0 | 0 | 0 | 0 | 0 | 0 | 0 | 0 | 0 | 0 | 0 | 0 | 0 | 0 | 0 | 0 | 0 | 0 | 0 | 0 | 0 | 0 | 0 | 0 | 0 | 0 | 0
1043 | Metro BS 1043 (a) - Requirement for no capex | FALSE | 132 | TRUE | C | FALSE | Requirement for no capex. | TRUE |  | TRUE | -26 | 0 | 0 | 0 | 0 | 0 | 0 | 0 | 0 | 0 | 0 | 0 | 0 | 0 | 0 | 0 | 0 | 0 | 0 | 0 | 0 | 0 | 0 | 0 | 0 | 0 | 0 | 0 | 0 | 0 | 0 | 0 | 0 | 0 | 0 | 0 | 0 | 0 | 0 | 0 | 0 | 0 | 0 | 0 | 0 | -21 | 0 | 0 | -5 | 0 | 0 | 0 | 0 | 0 | 0 | 0 | 0 | 0 | 0
1043 | Metro BS 1043 (b) - Requirement for no capex | FALSE | 132 | FALSE | C | FALSE | Requirement for no capex. | TRUE |  | TRUE | -6 | 0 | 0 | 0 | 0 | 0 | 0 | 0 | 0 | 0 | 0 | 0 | 0 | 0 | 0 | 0 | 0 | 0 | 0 | 0 | 0 | 0 | 0 | 0 | 0 | 0 | 0 | 0 | 0 | 0 | 0 | 0 | 0 | 0 | 0 | 0 | 0 | 0 | 0 | 0 | 0 | 0 | 0 | -6 | 0 | 0 | 0 | 0 | 0 | 0 | 0 | 0 | 0 | 0 | 0 | 0 | 0 | 0 | 0
1042 | Metro BS 1042 - Requirement for no capex | FALSE | 132 | TRUE | B | FALSE | Requirement for no capex. | TRUE |  | TRUE | -22 | 0 | 0 | 0 | 0 | 0 | 0 | 0 | 0 | 0 | 0 | 0 | 0 | 0 | 0 | 0 | 0 | 0 | 0 | 0 | 0 | 0 | 0 | 0 | 0 | 0 | 0 | 0 | 0 | 0 | 0 | 0 | 0 | 0 | 0 | 0 | 0 | 0 | 0 | 0 | 0 | 0 | 0 | 0 | 0 | 0 | 0 | 0 | -22 | 0 | 0 | 0 | 0 | 0 | 0 | 0 | 0 | 0 | 0
1036 | Metro BS 1036 - Requirement for no capex | FALSE | 132 | TRUE | C | FALSE | Requirement for no capex. | TRUE |  | TRUE | -32 | 0 | 0 | 0 | 0 | 0 | 0 | 0 | 0 | 0 | 0 | 0 | 0 | 0 | 0 | 0 | 0 | 0 | 0 | 0 | 0 | 0 | 0 | 0 | 0 | 0 | 0 | 0 | 0 | 0 | 0 | 0 | 0 | 0 | 0 | 0 | 0 | 0 | 0 | 0 | 0 | 0 | 0 | 0 | 0 | 0 | 0 | 0 | 0 | 0 | 0 | 0 | 0 | -32 | 0 | 0 | 0 | 0 | 0
CQSQ BS 1020 | Adjust corrosion zone of BS 1020 - CQSQ | FALSE | 275 | FALSE | D | FALSE | Revised Revenue Proposal Adjustment | TRUE |  | TRUE | -356 | [42 empty] | -356
CQSQ BS 1020 | Adjust corrosion zone of BS 1020 - CQSQ | FALSE | 275 | FALSE | C | FALSE | Revised Revenue Proposal Adjustment | TRUE |  | TRUE | 356 | [42 empty] | 356

## Adjustment 2010
Adjustments to 2010 Tower Age Profile
ID | Description | CorrosionZone | Type | EnableExclusion | Future No Enduring Need | Other Exclusion | Sum | 2015 | 2014 | 2013 | 2012 | 2011 | 2010 | 2009 | 2008 | 2007 | 2006 | 2005 | 2004 | 2003 | 2002 | 2001 | 2000 | 1999 | 1998 | 1997 | 1996 | 1995 | 1994 | 1993 | 1992 | 1991 | 1990 | 1989 | 1988 | 1987 | 1986 | 1985 | 1984 | 1983 | 1982 | 1981 | 1980 | 1979 | 1978 | 1977 | 1976 | 1975 | 1974 | 1973 | 1972 | 1971 | 1970 | 1969 | 1968 | 1967 | 1966 | 1965 | 1964 | 1963 | 1962 | 1961 | 1960 | 1959 | 1958 | 1957 | 1956 | 1955 | 1954 | 1953 | 1952 | 1951 | 1950 | 1949 | 1948 | 1947 | 1946 | 1945 | 1944 | 1943 | 1942 | 1941 | 1940 | 1939 | 1938 | 1937 | 1936 | 1935 | 1934 | 1933 | 1932 | 1931 | 1930 | 1929 | 1928 | 1927 | 1926 | 1925 | 1924 | 1923 | 1922 | 1921 | 1920 | 1919 | 1918 | 1917 | 1916 | 1915 | 1914 | 1913 | 1912 | 1911 | 1910 | 1909
1003 | No enduring need for selected towers in Blackstone area due to reconfiguration of Swanbank / Blackstone area. | B | No Future Enduring Need | TRUE | TRUE |  | -4 | 0 | 0 | 0 | 0 | 0 | 0 | 0 | 0 | 0 | 0 | 0 | 0 | 0 | 0 | 0 | 0 | 0 | 0 | 0 | 0 | 0 | 0 | 0 | 0 | 0 | 0 | 0 | 0 | 0 | 0 | 0 | 0 | 0 | 0 | 0 | 0 | 0 | 0 | 0 | 0 | 0 | 0 | 0 | 0 | 0 | 0 | 0 | 0 | 0 | -4 | 0 | 0 | 0 | 0 | 0 | 0 | 0 | 0 | 0 | 0 | 0 | 0 | 0 | 0 | 0 | 0 | 0 | 0 | 0 | 0 | 0 | 0 | 0 | 0 | 0 | 0 | 0 | 0 | 0 | 0 | 0 | 0 | 0 | 0 | 0 | 0 | 0 | 0 | 0 | 0 | 0
1014 | No enduring need for selected towers in Blackstone area due to reconfiguration of Swanbank / Blackstone area. | C | No Future Enduring Need | TRUE | TRUE |  | -14 | 0 | 0 | 0 | 0 | 0 | 0 | 0 | 0 | 0 | 0 | 0 | 0 | 0 | 0 | 0 | 0 | 0 | 0 | 0 | 0 | 0 | 0 | 0 | 0 | 0 | 0 | 0 | 0 | 0 | 0 | 0 | 0 | 0 | 0 | 0 | 0 | 0 | 0 | 0 | 0 | 0 | 0 | 0 | -14 | 0 | 0 | 0 | 0 | 0 | 0 | 0 | 0 | 0 | 0 | 0 | 0 | 0 | 0 | 0 | 0 | 0 | 0 | 0 | 0 | 0 | 0 | 0 | 0 | 0 | 0 | 0 | 0 | 0 | 0 | 0 | 0 | 0 | 0 | 0 | 0 | 0 | 0 | 0 | 0 | 0 | 0 | 0 | 0 | 0 | 0 | 0
1016 | No enduring need for selected towers in Blackstone area due to reconfiguration of Swanbank / Blackstone area. | C | No Future Enduring Need | TRUE | TRUE |  | -14 | 0 | 0 | 0 | 0 | 0 | 0 | 0 | 0 | 0 | 0 | 0 | 0 | 0 | 0 | 0 | 0 | 0 | 0 | 0 | 0 | 0 | 0 | 0 | 0 | 0 | 0 | 0 | 0 | 0 | 0 | 0 | 0 | 0 | 0 | 0 | 0 | 0 | 0 | 0 | 0 | 0 | 0 | 0 | 0 | 0 | -14 | 0 | 0 | 0 | 0 | 0 | 0 | 0 | 0 | 0 | 0 | 0 | 0 | 0 | 0 | 0 | 0 | 0 | 0 | 0 | 0 | 0 | 0 | 0 | 0 | 0 | 0 | 0 | 0 | 0 | 0 | 0 | 0 | 0 | 0 | 0 | 0 | 0 | 0 | 0 | 0 | 0 | 0 | 0 | 0 | 0
1024 | No enduring need for selected towers between Gin Gin and Wurdong tee, as part of reconfiguration of CQ-SQ Eastern corridor | C | No Future Enduring Need | TRUE | TRUE |  | -323 | 0 | 0 | 0 | 0 | 0 | 0 | 0 | 0 | 0 | 0 | 0 | 0 | 0 | 0 | 0 | 0 | 0 | 0 | 0 | 0 | 0 | 0 | 0 | 0 | 0 | 0 | 0 | 0 | 0 | 0 | 0 | 0 | 0 | 0 | 0 | 0 | 0 | 0 | 0 | 0 | 0 | 0 | -323 | 0 | 0 | 0 | 0 | 0 | 0 | 0 | 0 | 0 | 0 | 0 | 0 | 0 | 0 | 0 | 0 | 0 | 0 | 0 | 0 | 0 | 0 | 0 | 0 | 0 | 0 | 0 | 0 | 0 | 0 | 0 | 0 | 0 | 0 | 0 | 0 | 0 | 0 | 0 | 0 | 0 | 0 | 0 | 0 | 0 | 0 | 0 | 0
1046 | No enduring need for selected sections of 275 kV network in Bergins Hill / Karana Downs area. | C | No Future Enduring Need | TRUE | TRUE |  | -14 | 0 | 0 | 0 | 0 | 0 | 0 | 0 | 0 | 0 | 0 | 0 | 0 | 0 | 0 | 0 | 0 | 0 | 0 | 0 | 0 | 0 | 0 | 0 | 0 | 0 | 0 | 0 | 0 | 0 | 0 | 0 | 0 | 0 | 0 | 0 | 0 | 0 | 0 | 0 | 0 | 0 | 0 | 0 | 0 | 0 | -14 | 0 | 0 | 0 | 0 | 0 | 0 | 0 | 0 | 0 | 0 | 0 | 0 | 0 | 0 | 0 | 0 | 0 | 0 | 0 | 0 | 0 | 0 | 0 | 0 | 0 | 0 | 0 | 0 | 0 | 0 | 0 | 0 | 0 | 0 | 0 | 0 | 0 | 0 | 0 | 0 | 0 | 0 | 0 | 0 | 0
1064 | No enduring need for selected towers in Blackstone area due to reconfiguration of Swanbank / Blackstone area. | C | No Future Enduring Need | TRUE | TRUE |  | -4 | 0 | 0 | 0 | 0 | 0 | 0 | 0 | 0 | 0 | 0 | 0 | 0 | 0 | 0 | 0 | 0 | 0 | 0 | 0 | 0 | 0 | 0 | 0 | 0 | 0 | 0 | 0 | 0 | 0 | 0 | 0 | 0 | 0 | 0 | 0 | 0 | 0 | 0 | 0 | 0 | 0 | 0 | 0 | 0 | 0 | -4 | 0 | 0 | 0 | 0 | 0 | 0 | 0 | 0 | 0 | 0 | 0 | 0 | 0 | 0 | 0 | 0 | 0 | 0 | 0 | 0 | 0 | 0 | 0 | 0 | 0 | 0 | 0 | 0 | 0 | 0 | 0 | 0 | 0 | 0 | 0 | 0 | 0 | 0 | 0 | 0 | 0 | 0 | 0 | 0 | 0
1066 | No enduring need for selected sections of 275 kV network in Bergins Hill / Karana Downs area. | C | No Future Enduring Need | TRUE | TRUE |  | -3 | 0 | 0 | 0 | 0 | 0 | 0 | 0 | 0 | 0 | 0 | 0 | 0 | 0 | 0 | 0 | 0 | 0 | 0 | 0 | 0 | 0 | 0 | 0 | 0 | 0 | 0 | 0 | 0 | 0 | 0 | 0 | 0 | 0 | 0 | 0 | 0 | 0 | 0 | 0 | 0 | 0 | 0 | 0 | 0 | 0 | -3 | 0 | 0 | 0 | 0 | 0 | 0 | 0 | 0 | 0 | 0 | 0 | 0 | 0 | 0 | 0 | 0 | 0 | 0 | 0 | 0 | 0 | 0 | 0 | 0 | 0 | 0 | 0 | 0 | 0 | 0 | 0 | 0 | 0 | 0 | 0 | 0 | 0 | 0 | 0 | 0 | 0 | 0 | 0 | 0 | 0
1102a | No enduring need for Callide A - Gladestone South 132 kV feeders, as part of reconfiguration of Central West network. | C | No Future Enduring Need | TRUE | TRUE |  | -226 | 0 | 0 | 0 | 0 | 0 | 0 | 0 | 0 | 0 | 0 | 0 | 0 | 0 | 0 | 0 | 0 | 0 | 0 | 0 | 0 | 0 | 0 | 0 | 0 | 0 | 0 | 0 | 0 | 0 | 0 | 0 | 0 | 0 | 0 | 0 | 0 | 0 | 0 | 0 | 0 | 0 | 0 | 0 | 0 | 0 | 0 | 0 | 0 | -226 | 0 | 0 | 0 | 0 | 0 | 0 | 0 | 0 | 0 | 0 | 0 | 0 | 0 | 0 | 0 | 0 | 0 | 0 | 0 | 0 | 0 | 0 | 0 | 0 | 0 | 0 | 0 | 0 | 0 | 0 | 0 | 0 | 0 | 0 | 0 | 0 | 0 | 0 | 0 | 0 | 0 | 0
1109 | No enduring need for potion of Blackwater - Baralaba feeder, as part of reconfiguration of Central West network. | B | No Future Enduring Need | TRUE | TRUE |  | -155 | 0 | 0 | 0 | 0 | 0 | 0 | 0 | 0 | 0 | 0 | 0 | 0 | 0 | 0 | 0 | 0 | 0 | 0 | 0 | 0 | 0 | 0 | 0 | 0 | 0 | 0 | 0 | 0 | 0 | 0 | 0 | 0 | 0 | 0 | 0 | 0 | 0 | 0 | 0 | 0 | 0 | 0 | 0 | 0 | 0 | 0 | -155 | 0 | 0 | 0 | 0 | 0 | 0 | 0 | 0 | 0 | 0 | 0 | 0 | 0 | 0 | 0 | 0 | 0 | 0 | 0 | 0 | 0 | 0 | 0 | 0 | 0 | 0 | 0 | 0 | 0 | 0 | 0 | 0 | 0 | 0 | 0 | 0 | 0 | 0 | 0 | 0 | 0 | 0 | 0 | 0
1123 | No enduring need for selected towers between Gin Gin and Wurdong tee, as part of reconfiguration of CQ-SQ Eastern corridor | C | No Future Enduring Need | TRUE | TRUE |  | -313 | 0 | 0 | 0 | 0 | 0 | 0 | 0 | 0 | 0 | 0 | 0 | 0 | 0 | 0 | 0 | 0 | 0 | 0 | 0 | 0 | 0 | 0 | 0 | 0 | 0 | 0 | 0 | 0 | 0 | 0 | 0 | 0 | 0 | 0 | 0 | 0 | 0 | 0 | -313 | 0 | 0 | 0 | 0 | 0 | 0 | 0 | 0 | 0 | 0 | 0 | 0 | 0 | 0 | 0 | 0 | 0 | 0 | 0 | 0 | 0 | 0 | 0 | 0 | 0 | 0 | 0 | 0 | 0 | 0 | 0 | 0 | 0 | 0 | 0 | 0 | 0 | 0 | 0 | 0 | 0 | 0 | 0 | 0 | 0 | 0 | 0 | 0 | 0 | 0 | 0 | 0
1146a | No enduring need for Callide A - Baralaba feeder, as part of reconfiguration of Central West network. | B | No Future Enduring Need | TRUE | TRUE |  | -174 | 0 | 0 | 0 | 0 | 0 | 0 | 0 | 0 | 0 | 0 | 0 | 0 | 0 | 0 | 0 | 0 | 0 | 0 | 0 | 0 | 0 | 0 | 0 | 0 | 0 | 0 | 0 | 0 | 0 | 0 | 0 | 0 | 0 | 0 | 0 | 0 | 0 | 0 | -174 | 0 | 0 | 0 | 0 | 0 | 0 | 0 | 0 | 0 | 0 | 0 | 0 | 0 | 0 | 0 | 0 | 0 | 0 | 0 | 0 | 0 | 0 | 0 | 0 | 0 | 0 | 0 | 0 | 0 | 0 | 0 | 0 | 0 | 0 | 0 | 0 | 0 | 0 | 0 | 0 | 0 | 0 | 0 | 0 | 0 | 0 | 0 | 0 | 0 | 0 | 0 | 0
1148 | No enduring need for potion of Blackwater - Baralaba feeder, as part of reconfiguration of Central West network. | B | No Future Enduring Need | TRUE | TRUE |  | -166 | 0 | 0 | 0 | 0 | 0 | 0 | 0 | 0 | 0 | 0 | 0 | 0 | 0 | 0 | 0 | 0 | 0 | 0 | 0 | 0 | 0 | 0 | 0 | 0 | 0 | 0 | 0 | 0 | 0 | 0 | 0 | 0 | 0 | 0 | 0 | 0 | 0 | 0 | -166 | 0 | 0 | 0 | 0 | 0 | 0 | 0 | 0 | 0 | 0 | 0 | 0 | 0 | 0 | 0 | 0 | 0 | 0 | 0 | 0 | 0 | 0 | 0 | 0 | 0 | 0 | 0 | 0 | 0 | 0 | 0 | 0 | 0 | 0 | 0 | 0 | 0 | 0 | 0 | 0 | 0 | 0 | 0 | 0 | 0 | 0 | 0 | 0 | 0 | 0 | 0 | 0
1156a | No enduring need for Moura - Baralaba feeder, as part of reconfiguration of Central West network. | B | No Future Enduring Need | TRUE | TRUE |  | -113 | 0 | 0 | 0 | 0 | 0 | 0 | 0 | 0 | 0 | 0 | 0 | 0 | 0 | 0 | 0 | 0 | 0 | 0 | 0 | 0 | 0 | 0 | 0 | 0 | 0 | 0 | 0 | 0 | 0 | 0 | 0 | 0 | 0 | 0 | 0 | 0 | 0 | 0 | 0 | 0 | 0 | 0 | 0 | 0 | 0 | 0 | -113 | 0 | 0 | 0 | 0 | 0 | 0 | 0 | 0 | 0 | 0 | 0 | 0 | 0 | 0 | 0 | 0 | 0 | 0 | 0 | 0 | 0 | 0 | 0 | 0 | 0 | 0 | 0 | 0 | 0 | 0 | 0 | 0 | 0 | 0 | 0 | 0 | 0 | 0 | 0 | 0 | 0 | 0 | 0 | 0
1213 | No enduring need for older towers in the older component of feeder 879 between Strathmore and Ross | C | No Future Enduring Need | TRUE | TRUE |  | -435 | 0 | 0 | 0 | 0 | 0 | 0 | 0 | 0 | 0 | 0 | 0 | 0 | 0 | 0 | 0 | 0 | 0 | 0 | 0 | 0 | 0 | 0 | 0 | 0 | 0 | 0 | 0 | 0 | 0 | 0 | 0 | 0 | 0 | 0 | 0 | 0 | -435 | 0 | 0 | 0 | 0 | 0 | 0 | 0 | 0 | 0 | 0 | 0 | 0 | 0 | 0 | 0 | 0 | 0 | 0 | 0 | 0 | 0 | 0 | 0 | 0 | 0 | 0 | 0 | 0 | 0 | 0 | 0 | 0 | 0 | 0 | 0 | 0 | 0 | 0 | 0 | 0 | 0 | 0 | 0 | 0 | 0 | 0 | 0 | 0 | 0 | 0 | 0 | 0 | 0 | 0
1219a | No enduring need for Townsville South - Clare South Fdr 7131 (Inland circuit) | C | No Future Enduring Need | TRUE | TRUE |  | -228 | 0 | 0 | 0 | 0 | 0 | 0 | 0 | 0 | 0 | 0 | 0 | 0 | 0 | 0 | 0 | 0 | 0 | 0 | 0 | 0 | 0 | 0 | 0 | 0 | 0 | 0 | 0 | 0 | 0 | 0 | 0 | 0 | 0 | 0 | 0 | 0 | 0 | 0 | 0 | 0 | 0 | 0 | 0 | 0 | 0 | 0 | 0 | 0 | 0 | 0 | 0 | 0 | -228 | 0 | 0 | 0 | 0 | 0 | 0 | 0 | 0 | 0 | 0 | 0 | 0 | 0 | 0 | 0 | 0 | 0 | 0 | 0 | 0 | 0 | 0 | 0 | 0 | 0 | 0 | 0 | 0 | 0 | 0 | 0 | 0 | 0 | 0 | 0 | 0 | 0 | 0
1223a | No enduring need for Dan Gleeson-Alan Sherriff line | C | No Future Enduring Need | TRUE | TRUE |  | -21 | 0 | 0 | 0 | 0 | 0 | 0 | 0 | 0 | 0 | 0 | 0 | 0 | 0 | 0 | 0 | 0 | 0 | -2 | 0 | 0 | 0 | 0 | 0 | 0 | 0 | 0 | 0 | 0 | 0 | 0 | 0 | 0 | 0 | 0 | 0 | 0 | 0 | 0 | 0 | 0 | 0 | 0 | 0 | 0 | 0 | 0 | 0 | 0 | 0 | 0 | 0 | 0 | -19 | 0 | 0 | 0 | 0 | 0 | 0 | 0 | 0 | 0 | 0 | 0 | 0 | 0 | 0 | 0 | 0 | 0 | 0 | 0 | 0 | 0 | 0 | 0 | 0 | 0 | 0 | 0 | 0 | 0 | 0 | 0 | 0 | 0 | 0 | 0 | 0 | 0 | 0
1444 | No enduring need for selected towers in Blackstone area due to reconfiguration of Swanbank / Blackstone area. | C | No Future Enduring Need | TRUE | TRUE |  | -3 | 0 | 0 | 0 | 0 | 0 | 0 | 0 | 0 | 0 | 0 | 0 | -3 | 0 | 0 | 0 | 0 | 0 | 0 | 0 | 0 | 0 | 0 | 0 | 0 | 0 | 0 | 0 | 0 | 0 | 0 | 0 | 0 | 0 | 0 | 0 | 0 | 0 | 0 | 0 | 0 | 0 | 0 | 0 | 0 | 0 | 0 | 0 | 0 | 0 | 0 | 0 | 0 | 0 | 0 | 0 | 0 | 0 | 0 | 0 | 0 | 0 | 0 | 0 | 0 | 0 | 0 | 0 | 0 | 0 | 0 | 0 | 0 | 0 | 0 | 0 | 0 | 0 | 0 | 0 | 0 | 0 | 0 | 0 | 0 | 0 | 0 | 0 | 0 | 0 | 0 | 0
1611 | No enduring need for Dan Gleeson-Alan Sherriff line [BS 1611 comes out with BS 1223] | D | No Future Enduring Need | TRUE | TRUE |  | -2 | 0 | 0 | 0 | 0 | 0 | 0 | 0 | 0 | 0 | 0 | -2 | 0 | 0 | 0 | 0 | 0 | 0 | 0 | 0 | 0 | 0 | 0 | 0 | 0 | 0 | 0 | 0 | 0 | 0 | 0 | 0 | 0 | 0 | 0 | 0 | 0 | 0 | 0 | 0 | 0 | 0 | 0 | 0 | 0 | 0 | 0 | 0 | 0 | 0 | 0 | 0 | 0 | 0 | 0 | 0 | 0 | 0 | 0 | 0 | 0 | 0 | 0 | 0 | 0 | 0 | 0 | 0 | 0 | 0 | 0 | 0 | 0 | 0 | 0 | 0 | 0 | 0 | 0 | 0 | 0 | 0 | 0 | 0 | 0 | 0 | 0 | 0 | 0 | 0 | 0 | 0
66 kV | Exclude 66 kV feeders from ongoing capex need | B | 66 kV Exclusion | TRUE |  | TRUE | -2 | 0 | 0 | 0 | 0 | 0 | 0 | 0 | 0 | 0 | 0 | 0 | 0 | 0 | 0 | 0 | 0 | 0 | 0 | 0 | 0 | 0 | 0 | 0 | 0 | 0 | 0 | 0 | 0 | 0 | 0 | 0 | -2 | 0 | 0 | 0 | 0 | 0 | 0 | 0 | 0 | 0 | 0 | 0 | 0 | 0 | 0 | 0 | 0 | 0 | 0 | 0 | 0 | 0 | 0 | 0 | 0 | 0 | 0 | 0 | 0 | 0 | 0 | 0 | 0 | 0 | 0 | 0 | 0 | 0 | 0 | 0 | 0 | 0 | 0 | 0 | 0 | 0 | 0 | 0 | 0 | 0 | 0 | 0 | 0 | 0 | 0 | 0 | 0 | 0 | 0 | 0
22kV | Exclude 22 kV feeders from ongoing capex need | D | 22 kV Exclusion | TRUE |  | TRUE | -18 | 0 | 0 | 0 | 0 | 0 | 0 | 0 | 0 | 0 | 0 | 0 | 0 | 0 | 0 | 0 | 0 | 0 | 0 | 0 | 0 | 0 | 0 | 0 | 0 | 0 | 0 | -18 | 0 | 0 | 0 | 0 | 0 | 0 | 0 | 0 | 0 | 0 | 0 | 0 | 0 | 0 | 0 | 0 | 0 | 0 | 0 | 0 | 0 | 0 | 0 | 0 | 0 | 0 | 0 | 0 | 0 | 0 | 0 | 0 | 0 | 0 | 0 | 0 | 0 | 0 | 0 | 0 | 0 | 0 | 0 | 0 | 0 | 0 | 0 | 0 | 0 | 0 | 0 | 0 | 0 | 0 | 0 | 0 | 0 | 0 | 0 | 0 | 0 | 0 | 0 | 0
1233 | 18 towers were refurbed, prior to 2010. Original construction, 1964. Refurbed added effectively 20 years. Place these towers at 1984 instead of 1964. | D | Adjust previously refurbed towers | TRUE |  | TRUE | -18 | 0 | 0 | 0 | 0 | 0 | 0 | 0 | 0 | 0 | 0 | 0 | 0 | 0 | 0 | 0 | 0 | 0 | 0 | 0 | 0 | 0 | 0 | 0 | 0 | 0 | 0 | 0 | 0 | 0 | 0 | 0 | 0 | 0 | 0 | 0 | 0 | 0 | 0 | 0 | 0 | 0 | 0 | 0 | 0 | 0 | 0 | 0 | 0 | 0 | 0 | 0 | -18 | 0 | 0 | 0 | 0 | 0 | 0 | 0 | 0 | 0 | 0 | 0 | 0 | 0 | 0 | 0 | 0 | 0 | 0 | 0 | 0 | 0 | 0 | 0 | 0 | 0 | 0 | 0 | 0 | 0 | 0 | 0 | 0 | 0 | 0 | 0 | 0 | 0 | 0 | 0
1233 | 18 towers were refurbed, prior to 2010. Original construction, 1964. Refurbed added effectively 20 years. Place these towers at 1984 instead of 1964. | D | Adjust previously refurbed towers | TRUE |  | TRUE | 18 | 0 | 0 | 0 | 0 | 0 | 0 | 0 | 0 | 0 | 0 | 0 | 0 | 0 | 0 | 0 | 0 | 0 | 0 | 0 | 0 | 0 | 0 | 0 | 0 | 0 | 0 | 0 | 0 | 0 | 0 | 0 | 18 | 0 | 0 | 0 | 0 | 0 | 0 | 0 | 0 | 0 | 0 | 0 | 0 | 0 | 0 | 0 | 0 | 0 | 0 | 0 | 0 | 0 | 0 | 0 | 0 | 0 | 0 | 0 | 0 | 0 | 0 | 0 | 0 | 0 | 0 | 0 | 0 | 0 | 0 | 0 | 0 | 0 | 0 | 0 | 0 | 0 | 0 | 0 | 0 | 0 | 0 | 0 | 0 | 0 | 0 | 0 | 0 | 0 | 0 | 0
1072 | Belmont Murarrie (ex 701) | C | Removed since 2010. Not for calibration. | TRUE |  | TRUE | -40 | 0 | 0 | 0 | 0 | 0 | 0 | 0 | 0 | 0 | 0 | 0 | 0 | 0 | 0 | 0 | 0 | 0 | 0 | 0 | 0 | 0 | 0 | 0 | 0 | 0 | 0 | 0 | 0 | 0 | 0 | 0 | 0 | 0 | 0 | 0 | 0 | 0 | 0 | 0 | 0 | 0 | 0 | 0 | 0 | 0 | 0 | 0 | 0 | 0 | 0 | 0 | 0 | 0 | 0 | 0 | 0 | 0 | 0 | 0 | 0 | 0 | 0 | 0 | 0 | 0 | 0 | -40 | 0 | 0 | 0 | 0 | 0 | 0 | 0 | 0 | 0 | 0 | 0 | 0 | 0 | 0 | 0 | 0 | 0 | 0 | 0 | 0 | 0 | 0 | 0 | 0
1074 | Belmont Murarrie (ex 701) | C | Removed since 2010. Not for calibration. | TRUE |  | TRUE | -10 | 0 | 0 | 0 | 0 | 0 | 0 | 0 | 0 | 0 | 0 | 0 | 0 | 0 | 0 | 0 | 0 | 0 | 0 | 0 | 0 | 0 | 0 | 0 | 0 | 0 | 0 | 0 | 0 | 0 | 0 | 0 | 0 | 0 | 0 | 0 | 0 | 0 | 0 | 0 | 0 | 0 | 0 | 0 | 0 | 0 | 0 | 0 | 0 | 0 | 0 | 0 | 0 | 0 | 0 | 0 | 0 | 0 | 0 | 0 | 0 | 0 | 0 | 0 | 0 | 0 | 0 | -10 | 0 | 0 | 0 | 0 | 0 | 0 | 0 | 0 | 0 | 0 | 0 | 0 | 0 | 0 | 0 | 0 | 0 | 0 | 0 | 0 | 0 | 0 | 0 | 0
1229 | Kareeya - Tully | D | Removed since 2010. Not for calibration. | TRUE |  | TRUE | -128 | 0 | 0 | 0 | 0 | 0 | 0 | 0 | 0 | 0 | 0 | 0 | 0 | 0 | 0 | 0 | 0 | 0 | 0 | 0 | 0 | 0 | 0 | 0 | 0 | 0 | 0 | 0 | 0 | 0 | 0 | 0 | 0 | 0 | 0 | 0 | 0 | 0 | 0 | 0 | 0 | 0 | 0 | 0 | 0 | 0 | 0 | 0 | 0 | 0 | 0 | 0 | 0 | 0 | 0 | 0 | 0 | -128 | 0 | 0 | 0 | 0 | 0 | 0 | 0 | 0 | 0 | 0 | 0 | 0 | 0 | 0 | 0 | 0 | 0 | 0 | 0 | 0 | 0 | 0 | 0 | 0 | 0 | 0 | 0 | 0 | 0 | 0 | 0 | 0 | 0 | 0
1237 | No enduring need for BS 1237 - 7156 - Between Stuart and Ross substations. | C | Removed since 2010. Not for calibration. | TRUE |  | TRUE | -21 | 0 | 0 | 0 | 0 | 0 | 0 | 0 | 0 | 0 | 0 | 0 | 0 | 0 | 0 | 0 | 0 | 0 | 0 | 0 | 0 | 0 | 0 | 0 | 0 | 0 | 0 | 0 | 0 | 0 | 0 | 0 | 0 | 0 | 0 | 0 | 0 | 0 | 0 | 0 | 0 | 0 | 0 | 0 | 0 | 0 | 0 | 0 | 0 | 0 | 0 | 0 | 0 | -21 | 0 | 0 | 0 | 0 | 0 | 0 | 0 | 0 | 0 | 0 | 0 | 0 | 0 | 0 | 0 | 0 | 0 | 0 | 0 | 0 | 0 | 0 | 0 | 0 | 0 | 0 | 0 | 0 | 0 | 0 | 0 | 0 | 0 | 0 | 0 | 0 | 0 | 0
1002 | Swanbank - Ebenezer, ex Swanbank - Middle Ridge | B | Removed since 2010. Not for calibration. | TRUE |  | TRUE | -65 | 0 | 0 | 0 | 0 | 0 | 0 | 0 | 0 | 0 | 0 | 0 | -8 | 0 | 0 | 0 | 0 | 0 | 0 | 0 | 0 | 0 | 0 | 0 | 0 | 0 | 0 | 0 | 0 | 0 | 0 | 0 | 0 | 0 | 0 | 0 | 0 | 0 | 0 | 0 | 0 | 0 | 0 | 0 | 0 | 0 | 0 | 0 | 0 | -57 | 0 | 0 | 0 | 0 | 0 | 0 | 0 | 0 | 0 | 0 | 0 | 0 | 0 | 0 | 0 | 0 | 0 | 0 | 0 | 0 | 0 | 0 | 0 | 0 | 0 | 0 | 0 | 0 | 0 | 0 | 0 | 0 | 0 | 0 | 0 | 0 | 0 | 0 | 0 | 0 | 0 | 0
1251 | Turkinje towards Woree. TBC. Based on land strategy PQ maps. | C | Removed since 2010. Not for calibration. | TRUE |  | TRUE | -50 | 0 | 0 | 0 | 0 | 0 | 0 | 0 | 0 | 0 | 0 | 0 | 0 | 0 | 0 | 0 | 0 | 0 | 0 | 0 | 0 | 0 | 0 | 0 | 0 | 0 | 0 | 0 | 0 | 0 | 0 | 0 | 0 | 0 | 0 | 0 | 0 | 0 | 0 | 0 | 0 | 0 | 0 | 0 | 0 | 0 | 0 | 0 | 0 | -50 | 0 | 0 | 0 | 0 | 0 | 0 | 0 | 0 | 0 | 0 | 0 | 0 | 0 | 0 | 0 | 0 | 0 | 0 | 0 | 0 | 0 | 0 | 0 | 0 | 0 | 0 | 0 | 0 | 0 | 0 | 0 | 0 | 0 | 0 | 0 | 0 | 0 | 0 | 0 | 0 | 0 | 0
1071 | Out of Belmont - ex 701 / 750. | C | Removed since 2010. Not for calibration. | TRUE |  | TRUE | -11 | 0 | 0 | 0 | 0 | 0 | 0 | 0 | 0 | 0 | 0 | 0 | 0 | 0 | 0 | 0 | 0 | 0 | 0 | 0 | 0 | 0 | 0 | 0 | 0 | 0 | 0 | 0 | 0 | 0 | 0 | 0 | 0 | 0 | 0 | 0 | 0 | 0 | 0 | 0 | 0 | 0 | 0 | -11 | 0 | 0 | 0 | 0 | 0 | 0 | 0 | 0 | 0 | 0 | 0 | 0 | 0 | 0 | 0 | 0 | 0 | 0 | 0 | 0 | 0 | 0 | 0 | 0 | 0 | 0 | 0 | 0 | 0 | 0 | 0 | 0 | 0 | 0 | 0 | 0 | 0 | 0 | 0 | 0 | 0 | 0 | 0 | 0 | 0 | 0 | 0 | 0
1104 | Outside of Callide - ex 7106 | B | Removed since 2010. Not for calibration. | TRUE |  | TRUE | -6 | 0 | 0 | 0 | 0 | 0 | 0 | 0 | 0 | 0 | 0 | 0 | 0 | 0 | 0 | 0 | 0 | 0 | 0 | 0 | 0 | 0 | 0 | 0 | 0 | 0 | 0 | 0 | 0 | 0 | 0 | 0 | 0 | 0 | 0 | 0 | 0 | 0 | -6 | 0 | 0 | 0 | 0 | 0 | 0 | 0 | 0 | 0 | 0 | 0 | 0 | 0 | 0 | 0 | 0 | 0 | 0 | 0 | 0 | 0 | 0 | 0 | 0 | 0 | 0 | 0 | 0 | 0 | 0 | 0 | 0 | 0 | 0 | 0 | 0 | 0 | 0 | 0 | 0 | 0 | 0 | 0 | 0 | 0 | 0 | 0 | 0 | 0 | 0 | 0 | 0 | 0
1184 | Outside of Callide - ex 7106 | B | Removed since 2010. Not for calibration. | TRUE |  | TRUE | -47 | 0 | 0 | 0 | 0 | 0 | 0 | 0 | 0 | 0 | 0 | 0 | 0 | 0 | 0 | 0 | 0 | 0 | 0 | 0 | 0 | 0 | 0 | 0 | 0 | 0 | 0 | 0 | 0 | 0 | 0 | 0 | 0 | 0 | 0 | 0 | 0 | 0 | -47 | 0 | 0 | 0 | 0 | 0 | 0 | 0 | 0 | 0 | 0 | 0 | 0 | 0 | 0 | 0 | 0 | 0 | 0 | 0 | 0 | 0 | 0 | 0 | 0 | 0 | 0 | 0 | 0 | 0 | 0 | 0 | 0 | 0 | 0 | 0 | 0 | 0 | 0 | 0 | 0 | 0 | 0 | 0 | 0 | 0 | 0 | 0 | 0 | 0 | 0 | 0 | 0 | 0
1185 | Outside of Callide - ex 7106 | B | Removed since 2010. Not for calibration. | TRUE |  | TRUE | -219 | 0 | 0 | 0 | 0 | 0 | 0 | 0 | 0 | 0 | 0 | 0 | 0 | 0 | 0 | 0 | 0 | 0 | 0 | 0 | 0 | 0 | 0 | 0 | 0 | 0 | 0 | 0 | 0 | 0 | 0 | 0 | 0 | 0 | 0 | 0 | 0 | 0 | -219 | 0 | 0 | 0 | 0 | 0 | 0 | 0 | 0 | 0 | 0 | 0 | 0 | 0 | 0 | 0 | 0 | 0 | 0 | 0 | 0 | 0 | 0 | 0 | 0 | 0 | 0 | 0 | 0 | 0 | 0 | 0 | 0 | 0 | 0 | 0 | 0 | 0 | 0 | 0 | 0 | 0 | 0 | 0 | 0 | 0 | 0 | 0 | 0 | 0 | 0 | 0 | 0 | 0
2412 | Transfer of Tarong - Chinchila to Powerlink | C | Transfer of asset since 2010. | TRUE |  | TRUE | 315 | 0 | 0 | 0 | 0 | 0 | 0 | 0 | 0 | 0 | 0 | 0 | 0 | 0 | 0 | 0 | 2 | 0 | 0 | 0 | 0 | 0 | 0 | 0 | 0 | 0 | 0 | 0 | 0 | 0 | 313 | 0 | 0 | 0 | 0 | 0 | 0 | 0 | 0 | 0 | 0 | 0 | 0 | 0 | 0 | 0 | 0 | 0 | 0 | 0 | 0 | 0 | 0 | 0 | 0 | 0 | 0 | 0 | 0 | 0 | 0 | 0 | 0 | 0 | 0 | 0 | 0 | 0 | 0 | 0 | 0 | 0 | 0 | 0 | 0 | 0 | 0 | 0 | 0 | 0 | 0 | 0 | 0 | 0 | 0 | 0 | 0 | 0 | 0 | 0 | 0 | 0
2413 | Transfer of Chinchilla - Columboola to Powerlink | C | Transfer of asset since 2010. | TRUE |  | TRUE | 87 | 0 | 0 | 0 | 0 | 0 | 0 | 0 | 0 | 0 | 0 | 0 | 0 | 0 | 0 | 0 | 0 | 0 | 0 | 0 | 0 | 0 | 0 | 0 | 0 | 0 | 0 | 0 | 0 | 0 | 87 | 0 | 0 | 0 | 0 | 0 | 0 | 0 | 0 | 0 | 0 | 0 | 0 | 0 | 0 | 0 | 0 | 0 | 0 | 0 | 0 | 0 | 0 | 0 | 0 | 0 | 0 | 0 | 0 | 0 | 0 | 0 | 0 | 0 | 0 | 0 | 0 | 0 | 0 | 0 | 0 | 0 | 0 | 0 | 0 | 0 | 0 | 0 | 0 | 0 | 0 | 0 | 0 | 0 | 0 | 0 | 0 | 0 | 0 | 0 | 0 | 0
1464 | Reallocation of Bramear - Kogan as regulated asset | C | Reallocated as regulated asset since 2010 | TRUE |  | TRUE | 58 | [9 empty] | 58
1043 | Metro BS 1043 - Requirement for no capex | C | No capex requirement | TRUE |  | TRUE | -36 | 0 | 0 | 0 | 0 | 0 | 0 | 0 | 0 | 0 | 0 | 0 | 0 | 0 | 0 | 0 | 0 | 0 | 0 | 0 | 0 | 0 | 0 | 0 | 0 | 0 | 0 | 0 | 0 | 0 | 0 | 0 | 0 | 0 | 0 | 0 | 0 | 0 | 0 | 0 | 0 | 0 | 0 | -6 | 0 | -24 | 0 | 0 | -6 | 0 | 0 | 0 | 0 | 0 | 0 | 0 | 0 | 0 | 0 | 0 | 0 | 0 | 0 | 0 | 0 | 0 | 0
1042 | Metro BS 1042 - Requirement for no capex | B | No capex requirement | TRUE |  | TRUE | -23 | 0 | 0 | 0 | 0 | 0 | 0 | 0 | 0 | 0 | 0 | 0 | 0 | 0 | 0 | 0 | 0 | 0 | 0 | 0 | 0 | 0 | 0 | 0 | 0 | 0 | 0 | 0 | 0 | 0 | 0 | 0 | 0 | 0 | 0 | 0 | 0 | 0 | 0 | 0 | 0 | 0 | 0 | 0 | 0 | 0 | 0 | 0 | -23 | 0 | 0 | 0 | 0 | 0 | 0 | 0 | 0 | 0 | 0 | 0 | 0 | 0 | 0 | 0 | 0 | 0 | 0
1036 | Metro BS 1036 - Requirement for no capex | C | No capex requirement | TRUE |  | TRUE | -32 | 0 | 0 | 0 | 0 | 0 | 0 | 0 | 0 | 0 | 0 | 0 | 0 | 0 | 0 | 0 | 0 | 0 | 0 | 0 | 0 | 0 | 0 | 0 | 0 | 0 | 0 | 0 | 0 | 0 | 0 | 0 | 0 | 0 | 0 | 0 | 0 | 0 | 0 | 0 | 0 | 0 | 0 | 0 | 0 | 0 | 0 | 0 | 0 | 0 | 0 | 0 | 0 | -32 | 0 | 0 | 0 | 0 | 0 | 0 | 0 | 0 | 0 | 0 | 0 | 0 | 0
1222 | Address FY2009/10 boundary issue: FNQ - Ingham - Yabulu | D | Revised Revenue Proposal Adjustment | TRUE |  | TRUE | 256 | [56 empty] | 256

## Age Profile - 2015 - RIN
2015 Age Profile - RIN Categorisation
Age Profile
[5 empty] | Total | 2015 | 2014 | 2013 | 2012 | 2011 | 2010 | 2009 | 2008 | 2007 | 2006 | 2005 | 2004 | 2003 | 2002 | 2001 | 2000 | 1999 | 1998 | 1997 | 1996 | 1995 | 1994 | 1993 | 1992 | 1991 | 1990 | 1989 | 1988 | 1987 | 1986 | 1985 | 1984 | 1983 | 1982 | 1981 | 1980 | 1979 | 1978 | 1977 | 1976 | 1975 | 1974 | 1973 | 1972 | 1971 | 1970 | 1969 | 1968 | 1967 | 1966 | 1965 | 1964 | 1963 | 1962 | 1961 | 1960 | 1959 | 1958 | 1957 | 1956 | 1955 | 1954 | 1953 | 1952 | 1951 | 1950 | 1949 | 1948 | 1947 | 1946 | 1945 | 1944 | 1943 | 1942 | 1941 | 1940 | 1939 | 1938 | 1937 | 1936 | 1935 | 1934 | 1933 | 1932 | 1931 | 1930 | 1929 | 1928 | 1927 | 1926 | 1925 | 1924 | 1923 | 1922 | 1921 | 1920 | 1919 | 1918 | 1917 | 1916 | 1915 | 1914 | 1913 | 1912 | 1911 | 1910 | 1909
|  |  |  | < = 33 kV; Single Circuit | 18 | 0 | 0 | 0 | 0 | 0 | 0 | 0 | 0 | 0 | 0 | 0 | 0 | 0 | 0 | 0 | 0 | 0 | 0 | 0 | 0 | 0 | 0 | 0 | 0 | 0 | 0 | 18 | 0 | 0 | 0 | 0 | 0 | 0 | 0 | 0 | 0 | 0 | 0 | 0 | 0 | 0 | 0 | 0 | 0 | 0 | 0 | 0 | 0 | 0 | 0 | 0 | 0 | 0 | 0 | 0 | 0 | 0 | 0 | 0 | 0 | 0 | 0 | 0 | 0 | 0 | 0 | 0 | 0 | 0 | 0 | 0 | 0 | 0 | 0 | 0 | 0 | 0 | 0 | 0 | 0 | 0 | 0 | 0 | 0 | 0 | 0 | 0 | 0 | 0 | 0 | 0 | 0 | 0 | 0 | 0 | 0 | 0 | 0 | 0 | 0 | 0 | 0 | 0 | 0 | 0
|  |  |  | > 33 kV & < = 66 kV ; Single Circuit | 0 | 0 | 0 | 0 | 0 | 0 | 0 | 0 | 0 | 0 | 0 | 0 | 0 | 0 | 0 | 0 | 0 | 0 | 0 | 0 | 0 | 0 | 0 | 0 | 0 | 0 | 0 | 0 | 0 | 0 | 0 | 0 | 0 | 0 | 0 | 0 | 0 | 0 | 0 | 0 | 0 | 0 | 0 | 0 | 0 | 0 | 0 | 0 | 0 | 0 | 0 | 0 | 0 | 0 | 0 | 0 | 0 | 0 | 0 | 0 | 0 | 0 | 0 | 0 | 0 | 0 | 0 | 0 | 0 | 0 | 0 | 0 | 0 | 0 | 0 | 0 | 0 | 0 | 0 | 0 | 0 | 0 | 0 | 0 | 0 | 0 | 0 | 0 | 0 | 0 | 0 | 0 | 0 | 0 | 0 | 0 | 0 | 0 | 0 | 0 | 0 | 0 | 0 | 0 | 0 | 0
|  |  |  | > 66 kV & < = 132 kV ; Single Circuit | 3164 | 7 | 27 | 14 | 17 | 39 | 20 | 191 | 20 | 100 | 16 | 15 | 4 | 8 | 2 | 1 | 9 | 0 | 3 | 0 | 0 | 0 | 0 | 122 | 5 | 0 | 4 | 0 | 233 | 477 | 12 | 1 | 0 | 0 | 151 | 144 | 0 | 34 | 25 | 464 | 0 | 0 | 4 | 6 | 0 | 0 | 0 | 458 | 0 | 175 | 0 | 128 | 0 | 228 | 0 | 0 | 0 | 0 | 0 | 0 | 0 | 0 | 0 | 0 | 0 | 0 | 0 | 0 | 0 | 0 | 0 | 0 | 0 | 0 | 0 | 0 | 0 | 0 | 0 | 0 | 0 | 0 | 0 | 0 | 0 | 0 | 0 | 0 | 0 | 0 | 0 | 0 | 0 | 0 | 0 | 0 | 0 | 0 | 0 | 0 | 0 | 0 | 0 | 0 | 0 | 0
|  |  |  | > 132 kV & < = 275 kV ; Single Circuit | 8311 | 7 | 8 | 16 | 6 | 11 | 21 | 17 | 12 | 12 | 0 | 221 | 42 | 272 | 1 | 2 | 0 | 72 | 2 | 0 | 161 | 150 | 40 | 462 | 0 | 17 | 0 | 10 | 114 | 171 | 363 | 598 | 0 | 299 | 357 | 1162 | 223 | 414 | 611 | 1093 | 0 | 362 | 0 | 982 | 0 | 0 | 0 | 0 | 0 | 0 | 0 | 0 | 0 | 0 | 0 | 0 | 0 | 0 | 0 | 0 | 0 | 0 | 0 | 0 | 0 | 0 | 0 | 0 | 0 | 0 | 0 | 0 | 0 | 0 | 0 | 0 | 0 | 0 | 0 | 0 | 0 | 0 | 0 | 0 | 0 | 0 | 0 | 0 | 0 | 0 | 0 | 0 | 0 | 0 | 0 | 0 | 0 | 0 | 0 | 0 | 0 | 0 | 0 | 0 | 0 | 0
|  |  |  | > 275 kV & < = 330 kV ; Single Circuit | 14 | 0 | 0 | 0 | 0 | 0 | 0 | 0 | 0 | 0 | 0 | 14 | 0 | 0 | 0 | 0 | 0 | 0 | 0 | 0 | 0 | 0 | 0 | 0 | 0 | 0 | 0 | 0 | 0 | 0 | 0 | 0 | 0 | 0 | 0 | 0 | 0 | 0 | 0 | 0 | 0 | 0 | 0 | 0 | 0 | 0 | 0 | 0 | 0 | 0 | 0 | 0 | 0 | 0 | 0 | 0 | 0 | 0 | 0 | 0 | 0 | 0 | 0 | 0 | 0 | 0 | 0 | 0 | 0 | 0 | 0 | 0 | 0 | 0 | 0 | 0 | 0 | 0 | 0 | 0 | 0 | 0 | 0 | 0 | 0 | 0 | 0 | 0 | 0 | 0 | 0 | 0 | 0 | 0 | 0 | 0 | 0 | 0 | 0 | 0 | 0 | 0 | 0 | 0 | 0 | 0
|  |  |  | > 330 kV & < = 500 kV ; Single Circuit | 0 | 0 | 0 | 0 | 0 | 0 | 0 | 0 | 0 | 0 | 0 | 0 | 0 | 0 | 0 | 0 | 0 | 0 | 0 | 0 | 0 | 0 | 0 | 0 | 0 | 0 | 0 | 0 | 0 | 0 | 0 | 0 | 0 | 0 | 0 | 0 | 0 | 0 | 0 | 0 | 0 | 0 | 0 | 0 | 0 | 0 | 0 | 0 | 0 | 0 | 0 | 0 | 0 | 0 | 0 | 0 | 0 | 0 | 0 | 0 | 0 | 0 | 0 | 0 | 0 | 0 | 0 | 0 | 0 | 0 | 0 | 0 | 0 | 0 | 0 | 0 | 0 | 0 | 0 | 0 | 0 | 0 | 0 | 0 | 0 | 0 | 0 | 0 | 0 | 0 | 0 | 0 | 0 | 0 | 0 | 0 | 0 | 0 | 0 | 0 | 0 | 0 | 0 | 0 | 0 | 0
|  |  |  | > 500 kV ; Single Circuit | 0 | 0 | 0 | 0 | 0 | 0 | 0 | 0 | 0 | 0 | 0 | 0 | 0 | 0 | 0 | 0 | 0 | 0 | 0 | 0 | 0 | 0 | 0 | 0 | 0 | 0 | 0 | 0 | 0 | 0 | 0 | 0 | 0 | 0 | 0 | 0 | 0 | 0 | 0 | 0 | 0 | 0 | 0 | 0 | 0 | 0 | 0 | 0 | 0 | 0 | 0 | 0 | 0 | 0 | 0 | 0 | 0 | 0 | 0 | 0 | 0 | 0 | 0 | 0 | 0 | 0 | 0 | 0 | 0 | 0 | 0 | 0 | 0 | 0 | 0 | 0 | 0 | 0 | 0 | 0 | 0 | 0 | 0 | 0 | 0 | 0 | 0 | 0 | 0 | 0 | 0 | 0 | 0 | 0 | 0 | 0 | 0 | 0 | 0 | 0 | 0 | 0 | 0 | 0 | 0 | 0
|  |  |  | < = 33 kV; Multiple Circuit | 0 | 0 | 0 | 0 | 0 | 0 | 0 | 0 | 0 | 0 | 0 | 0 | 0 | 0 | 0 | 0 | 0 | 0 | 0 | 0 | 0 | 0 | 0 | 0 | 0 | 0 | 0 | 0 | 0 | 0 | 0 | 0 | 0 | 0 | 0 | 0 | 0 | 0 | 0 | 0 | 0 | 0 | 0 | 0 | 0 | 0 | 0 | 0 | 0 | 0 | 0 | 0 | 0 | 0 | 0 | 0 | 0 | 0 | 0 | 0 | 0 | 0 | 0 | 0 | 0 | 0 | 0 | 0 | 0 | 0 | 0 | 0 | 0 | 0 | 0 | 0 | 0 | 0 | 0 | 0 | 0 | 0 | 0 | 0 | 0 | 0 | 0 | 0 | 0 | 0 | 0 | 0 | 0 | 0 | 0 | 0 | 0 | 0 | 0 | 0 | 0 | 0 | 0 | 0 | 0 | 0
|  |  |  | > 33 kV & < = 66 kV ; Multiple Circuit | 2 | 0 | 0 | 0 | 0 | 0 | 0 | 0 | 0 | 0 | 0 | 0 | 0 | 0 | 0 | 0 | 0 | 0 | 0 | 0 | 0 | 0 | 0 | 0 | 0 | 0 | 0 | 0 | 0 | 0 | 0 | 0 | 2 | 0 | 0 | 0 | 0 | 0 | 0 | 0 | 0 | 0 | 0 | 0 | 0 | 0 | 0 | 0 | 0 | 0 | 0 | 0 | 0 | 0 | 0 | 0 | 0 | 0 | 0 | 0 | 0 | 0 | 0 | 0 | 0 | 0 | 0 | 0 | 0 | 0 | 0 | 0 | 0 | 0 | 0 | 0 | 0 | 0 | 0 | 0 | 0 | 0 | 0 | 0 | 0 | 0 | 0 | 0 | 0 | 0 | 0 | 0 | 0 | 0 | 0 | 0 | 0 | 0 | 0 | 0 | 0 | 0 | 0 | 0 | 0 | 0
|  |  |  | > 66 kV & < = 132 kV ; Multiple Circuit | 5196 | 36 | 0 | 11 | 4 | 189 | 140 | 216 | 440 | 2 | 12 | 26 | 22 | 1 | 1 | 5 | 207 | 0 | 22 | 31 | 0 | 0 | 0 | 63 | 2 | 0 | 0 | 0 | 3 | 139 | 401 | 24 | 0 | 80 | 122 | 0 | 0 | 442 | 243 | 221 | 32 | 0 | 205 | 0 | 12 | 464 | 11 | 6 | 802 | 251 | 67 | 0 | 10 | 218 | 0 | 0 | 0 | 10 | 3 | 0 | 0 | 0 | 0 | 0 | 0 | 0 | 0 | 0 | 0 | 0 | 0 | 0 | 0 | 0 | 0 | 0 | 0 | 0 | 0 | 0 | 0 | 0 | 0 | 0 | 0 | 0 | 0 | 0 | 0 | 0 | 0 | 0 | 0 | 0 | 0 | 0 | 0 | 0 | 0 | 0 | 0 | 0 | 0 | 0 | 0 | 0
|  |  |  | > 132 kV & < = 275 kV ; Multiple Circuit | 6093 | 8 | 481 | 542 | 210 | 356 | 603 | 344 | 97 | 147 | 71 | 8 | 214 | 0 | 200 | 340 | 316 | 728 | 137 | 0 | 0 | 1 | 12 | 77 | 0 | 19 | 6 | 518 | 4 | 67 | 29 | 214 | 9 | 3 | 0 | 96 | 0 | 1 | 4 | 0 | 0 | 0 | 0 | 4 | 116 | 0 | 111 | 0 | 0 | 0 | 0 | 0 | 0 | 0 | 0 | 0 | 0 | 0 | 0 | 0 | 0 | 0 | 0 | 0 | 0 | 0 | 0 | 0 | 0 | 0 | 0 | 0 | 0 | 0 | 0 | 0 | 0 | 0 | 0 | 0 | 0 | 0 | 0 | 0 | 0 | 0 | 0 | 0 | 0 | 0 | 0 | 0 | 0 | 0 | 0 | 0 | 0 | 0 | 0 | 0 | 0 | 0 | 0 | 0 | 0 | 0
|  |  |  | > 275 kV & < = 330 kV ; Multiple Circuit | 888 | 0 | 0 | 0 | 0 | 0 | 0 | 0 | 170 | 0 | 0 | 235 | 0 | 0 | 0 | 483 | 0 | 0 | 0 | 0 | 0 | 0 | 0 | 0 | 0 | 0 | 0 | 0 | 0 | 0 | 0 | 0 | 0 | 0 | 0 | 0 | 0 | 0 | 0 | 0 | 0 | 0 | 0 | 0 | 0 | 0 | 0 | 0 | 0 | 0 | 0 | 0 | 0 | 0 | 0 | 0 | 0 | 0 | 0 | 0 | 0 | 0 | 0 | 0 | 0 | 0 | 0 | 0 | 0 | 0 | 0 | 0 | 0 | 0 | 0 | 0 | 0 | 0 | 0 | 0 | 0 | 0 | 0 | 0 | 0 | 0 | 0 | 0 | 0 | 0 | 0 | 0 | 0 | 0 | 0 | 0 | 0 | 0 | 0 | 0 | 0 | 0 | 0 | 0 | 0 | 0
|  |  |  | > 330 kV & < = 500 kV ; Multiple Circuit | 1 | 0 | 0 | 1 | 0 | 0 | 0 | 0 | 0 | 0 | 0 | 0 | 0 | 0 | 0 | 0 | 0 | 0 | 0 | 0 | 0 | 0 | 0 | 0 | 0 | 0 | 0 | 0 | 0 | 0 | 0 | 0 | 0 | 0 | 0 | 0 | 0 | 0 | 0 | 0 | 0 | 0 | 0 | 0 | 0 | 0 | 0 | 0 | 0 | 0 | 0 | 0 | 0 | 0 | 0 | 0 | 0 | 0 | 0 | 0 | 0 | 0 | 0 | 0 | 0 | 0 | 0 | 0 | 0 | 0 | 0 | 0 | 0 | 0 | 0 | 0 | 0 | 0 | 0 | 0 | 0 | 0 | 0 | 0 | 0 | 0 | 0 | 0 | 0 | 0 | 0 | 0 | 0 | 0 | 0 | 0 | 0 | 0 | 0 | 0 | 0 | 0 | 0 | 0 | 0 | 0
|  |  |  | > 500 kV ; Multiple Circuit | 0 | 0 | 0 | 0 | 0 | 0 | 0 | 0 | 0 | 0 | 0 | 0 | 0 | 0 | 0 | 0 | 0 | 0 | 0 | 0 | 0 | 0 | 0 | 0 | 0 | 0 | 0 | 0 | 0 | 0 | 0 | 0 | 0 | 0 | 0 | 0 | 0 | 0 | 0 | 0 | 0 | 0 | 0 | 0 | 0 | 0 | 0 | 0 | 0 | 0 | 0 | 0 | 0 | 0 | 0 | 0 | 0 | 0 | 0 | 0 | 0 | 0 | 0 | 0 | 0 | 0 | 0 | 0 | 0 | 0 | 0 | 0 | 0 | 0 | 0 | 0 | 0 | 0 | 0 | 0 | 0 | 0 | 0 | 0 | 0 | 0 | 0 | 0 | 0 | 0 | 0 | 0 | 0 | 0 | 0 | 0 | 0 | 0 | 0 | 0 | 0 | 0 | 0 | 0 | 0 | 0
|  |  |  | Other | 138 | 41 | 0 | 52 | 0 | 4 | 23 | 0 | 0 | 0 | 0 | 0 | 18 | 0 | 0 | 0 | 0 | 0 | 0 | 0 | 0 | 0 | 0 | 0 | 0 | 0 | 0 | 0 | 0 | 0 | 0 | 0 | 0 | 0 | 0 | 0 | 0 | 0 | 0 | 0 | 0 | 0 | 0 | 0 | 0 | 0 | 0 | 0 | 0 | 0 | 0 | 0 | 0 | 0 | 0 | 0 | 0 | 0 | 0 | 0 | 0 | 0 | 0 | 0 | 0 | 0 | 0 | 0 | 0 | 0 | 0 | 0 | 0 | 0 | 0 | 0 | 0 | 0 | 0 | 0 | 0 | 0 | 0 | 0 | 0 | 0 | 0 | 0 | 0 | 0 | 0 | 0 | 0 | 0 | 0 | 0 | 0 | 0 | 0 | 0 | 0 | 0 | 0 | 0 | 0 | 0
|  |  |  | Sum | 23825 | 99 | 516 | 636 | 237 | 599 | 807 | 768 | 739 | 261 | 99 | 519 | 300 | 281 | 204 | 831 | 532 | 800 | 164 | 31 | 161 | 151 | 52 | 724 | 7 | 36 | 10 | 546 | 354 | 854 | 805 | 837 | 11 | 382 | 630 | 1402 | 223 | 891 | 883 | 1778 | 32 | 362 | 209 | 992 | 128 | 464 | 122 | 464 | 802 | 426 | 67 | 128 | 10 | 446 | 0 | 0 | 0 | 10 | 3 | 0 | 0 | 0 | 0 | 0 | 0 | 0 | 0 | 0 | 0 | 0 | 0 | 0 | 0 | 0 | 0 | 0 | 0 | 0 | 0 | 0 | 0 | 0 | 0 | 0 | 0 | 0 | 0 | 0 | 0 | 0 | 0 | 0 | 0 | 0 | 0 | 0 | 0 | 0 | 0 | 0 | 0 | 0 | 0 | 0 | 0 | 0 | 0 | 0
| Min | Max
|  |  |  | Check - 2015 Categories | 23825 | 99 | 516 | 636 | 237 | 599 | 807 | 768 | 739 | 261 | 99 | 519 | 300 | 281 | 204 | 831 | 532 | 800 | 164 | 31 | 161 | 151 | 52 | 724 | 7 | 36 | 10 | 546 | 354 | 854 | 805 | 837 | 11 | 382 | 630 | 1402 | 223 | 891 | 883 | 1778 | 32 | 362 | 209 | 992 | 128 | 464 | 122 | 464 | 802 | 426 | 67 | 128 | 10 | 446 | 0 | 0 | 0 | 10 | 3 | 0 | 0 | 0 | 0 | 0 | 0 | 0 | 0 | 0 | 0 | 0 | 0 | 0 | 0 | 0 | 0 | 0 | 0 | 0 | 0 | 0 | 0 | 0 | 0 | 0 | 0 | 0 | 0 | 0 | 0 | 0 | 0 | 0 | 0 | 0 | 0 | 0 | 0 | 0 | 0 | 0 | 0 | 0 | 0 | 0 | 0 | 0 | 0 | 0
Check0 | 0 | 0 |  | Difference - 2015 Categories | 0 | 0 | 0 | 0 | 0 | 0 | 0 | 0 | 0 | 0 | 0 | 0 | 0 | 0 | 0 | 0 | 0 | 0 | 0 | 0 | 0 | 0 | 0 | 0 | 0 | 0 | 0 | 0 | 0 | 0 | 0 | 0 | 0 | 0 | 0 | 0 | 0 | 0 | 0 | 0 | 0 | 0 | 0 | 0 | 0 | 0 | 0 | 0 | 0 | 0 | 0 | 0 | 0 | 0 | 0 | 0 | 0 | 0 | 0 | 0 | 0 | 0 | 0 | 0 | 0 | 0 | 0 | 0 | 0 | 0 | 0 | 0 | 0 | 0 | 0 | 0 | 0 | 0 | 0 | 0 | 0 | 0 | 0 | 0 | 0 | 0 | 0 | 0 | 0 | 0 | 0 | 0 | 0 | 0 | 0 | 0 | 0 | 0 | 0 | 0 | 0 | 0 | 0 | 0 | 0 | 0 | 0 | 0
Summation of Adjustments
Refurbed | Multiple Circuit | V Min | V Max |  | Sum | 2015 | 2014 | 2013 | 2012 | 2011 | 2010 | 2009 | 2008 | 2007 | 2006 | 2005 | 2004 | 2003 | 2002 | 2001 | 2000 | 1999 | 1998 | 1997 | 1996 | 1995 | 1994 | 1993 | 1992 | 1991 | 1990 | 1989 | 1988 | 1987 | 1986 | 1985 | 1984 | 1983 | 1982 | 1981 | 1980 | 1979 | 1978 | 1977 | 1976 | 1975 | 1974 | 1973 | 1972 | 1971 | 1970 | 1969 | 1968 | 1967 | 1966 | 1965 | 1964 | 1963 | 1962 | 1961 | 1960 | 1959 | 1958 | 1957 | 1956 | 1955 | 1954 | 1953 | 1952 | 1951 | 1950 | 1949 | 1948 | 1947 | 1946 | 1945 | 1944 | 1943 | 1942 | 1941 | 1940 | 1939 | 1938 | 1937 | 1936 | 1935 | 1934 | 1933 | 1932 | 1931 | 1930 | 1929 | 1928 | 1927 | 1926 | 1925 | 1924 | 1923 | 1922 | 1921 | 1920 | 1919 | 1918 | 1917 | 1916 | 1915 | 1914 | 1913 | 1912 | 1911 | 1910 | 1909
FALSE | FALSE | -1 | 33 | < = 33 kV; Single Circuit | -18 | 0 | 0 | 0 | 0 | 0 | 0 | 0 | 0 | 0 | 0 | 0 | 0 | 0 | 0 | 0 | 0 | 0 | 0 | 0 | 0 | 0 | 0 | 0 | 0 | 0 | 0 | -18 | 0 | 0 | 0 | 0 | 0 | 0 | 0 | 0 | 0 | 0 | 0 | 0 | 0 | 0 | 0 | 0 | 0 | 0 | 0 | 0 | 0 | 0 | 0 | 0 | 0 | 0 | 0 | 0 | 0 | 0 | 0 | 0 | 0 | 0 | 0 | 0 | 0 | 0 | 0 | 0 | 0 | 0 | 0 | 0 | 0 | 0 | 0 | 0 | 0 | 0 | 0 | 0 | 0 | 0 | 0 | 0 | 0 | 0 | 0 | 0 | 0 | 0 | 0 | 0 | 0 | 0 | 0 | 0 | 0 | 0 | 0 | 0 | 0 | 0 | 0 | 0 | 0 | 0 | 0 | 0
FALSE | FALSE | 33 | 66 | > 33 kV & < = 66 kV ; Single Circuit | 0 | 0 | 0 | 0 | 0 | 0 | 0 | 0 | 0 | 0 | 0 | 0 | 0 | 0 | 0 | 0 | 0 | 0 | 0 | 0 | 0 | 0 | 0 | 0 | 0 | 0 | 0 | 0 | 0 | 0 | 0 | 0 | 0 | 0 | 0 | 0 | 0 | 0 | 0 | 0 | 0 | 0 | 0 | 0 | 0 | 0 | 0 | 0 | 0 | 0 | 0 | 0 | 0 | 0 | 0 | 0 | 0 | 0 | 0 | 0 | 0 | 0 | 0 | 0 | 0 | 0 | 0 | 0 | 0 | 0 | 0 | 0 | 0 | 0 | 0 | 0 | 0 | 0 | 0 | 0 | 0 | 0 | 0 | 0 | 0 | 0 | 0 | 0 | 0 | 0 | 0 | 0 | 0 | 0 | 0 | 0 | 0 | 0 | 0 | 0 | 0 | 0 | 0 | 0 | 0 | 0 | 0 | 0
FALSE | FALSE | 66 | 132 | > 66 kV & < = 132 kV ; Single Circuit | -970 | -1 | -7 | 0 | 0 | 0 | 0 | 0 | 0 | 0 | 0 | 0 | 0 | 0 | 0 | 0 | 0 | 0 | 0 | 0 | 0 | 0 | 0 | 0 | 0 | 0 | 0 | 0 | 0 | 0 | 0 | 0 | 0 | 0 | 0 | 0 | 0 | 0 | 0 | -337 | 0 | 0 | 0 | -6 | 0 | 0 | 0 | -265 | 0 | -2 | 0 | -127 | 0 | -225 | 0 | 0 | 0 | 0 | 0 | 0 | 0 | 0 | 0 | 0 | 0 | 0 | 0 | 0 | 0 | 0 | 0 | 0 | 0 | 0 | 0 | 0 | 0 | 0 | 0 | 0 | 0 | 0 | 0 | 0 | 0 | 0 | 0 | 0 | 0 | 0 | 0 | 0 | 0 | 0 | 0 | 0 | 0 | 0 | 0 | 0 | 0 | 0 | 0 | 0 | 0 | 0 | 0 | 0
FALSE | FALSE | 132 | 275 | > 132 kV & < = 275 kV ; Single Circuit | -1058 | 0 | 0 | 0 | 0 | -2 | 0 | 0 | 0 | 0 | 0 | 0 | 0 | 0 | 0 | 0 | 0 | 0 | 0 | 0 | 0 | 0 | 0 | 0 | 0 | 0 | 0 | 0 | 0 | 0 | 0 | 0 | 0 | 0 | 0 | 0 | -6 | -414 | 0 | -313 | 0 | 0 | 0 | -323 | 0 | 0 | 0 | 0 | 0 | 0 | 0 | 0 | 0 | 0 | 0 | 0 | 0 | 0 | 0 | 0 | 0 | 0 | 0 | 0 | 0 | 0 | 0 | 0 | 0 | 0 | 0 | 0 | 0 | 0 | 0 | 0 | 0 | 0 | 0 | 0 | 0 | 0 | 0 | 0 | 0 | 0 | 0 | 0 | 0 | 0 | 0 | 0 | 0 | 0 | 0 | 0 | 0 | 0 | 0 | 0 | 0 | 0 | 0 | 0 | 0 | 0 | 0 | 0
FALSE | FALSE | 275 | 330 | > 275 kV & < = 330 kV ; Single Circuit | 0 | 0 | 0 | 0 | 0 | 0 | 0 | 0 | 0 | 0 | 0 | 0 | 0 | 0 | 0 | 0 | 0 | 0 | 0 | 0 | 0 | 0 | 0 | 0 | 0 | 0 | 0 | 0 | 0 | 0 | 0 | 0 | 0 | 0 | 0 | 0 | 0 | 0 | 0 | 0 | 0 | 0 | 0 | 0 | 0 | 0 | 0 | 0 | 0 | 0 | 0 | 0 | 0 | 0 | 0 | 0 | 0 | 0 | 0 | 0 | 0 | 0 | 0 | 0 | 0 | 0 | 0 | 0 | 0 | 0 | 0 | 0 | 0 | 0 | 0 | 0 | 0 | 0 | 0 | 0 | 0 | 0 | 0 | 0 | 0 | 0 | 0 | 0 | 0 | 0 | 0 | 0 | 0 | 0 | 0 | 0 | 0 | 0 | 0 | 0 | 0 | 0 | 0 | 0 | 0 | 0 | 0 | 0
FALSE | FALSE | 330 | 500 | > 330 kV & < = 500 kV ; Single Circuit | 0 | 0 | 0 | 0 | 0 | 0 | 0 | 0 | 0 | 0 | 0 | 0 | 0 | 0 | 0 | 0 | 0 | 0 | 0 | 0 | 0 | 0 | 0 | 0 | 0 | 0 | 0 | 0 | 0 | 0 | 0 | 0 | 0 | 0 | 0 | 0 | 0 | 0 | 0 | 0 | 0 | 0 | 0 | 0 | 0 | 0 | 0 | 0 | 0 | 0 | 0 | 0 | 0 | 0 | 0 | 0 | 0 | 0 | 0 | 0 | 0 | 0 | 0 | 0 | 0 | 0 | 0 | 0 | 0 | 0 | 0 | 0 | 0 | 0 | 0 | 0 | 0 | 0 | 0 | 0 | 0 | 0 | 0 | 0 | 0 | 0 | 0 | 0 | 0 | 0 | 0 | 0 | 0 | 0 | 0 | 0 | 0 | 0 | 0 | 0 | 0 | 0 | 0 | 0 | 0 | 0 | 0 | 0
FALSE | FALSE | 500 | 9999 | > 500 kV ; Single Circuit | 0 | 0 | 0 | 0 | 0 | 0 | 0 | 0 | 0 | 0 | 0 | 0 | 0 | 0 | 0 | 0 | 0 | 0 | 0 | 0 | 0 | 0 | 0 | 0 | 0 | 0 | 0 | 0 | 0 | 0 | 0 | 0 | 0 | 0 | 0 | 0 | 0 | 0 | 0 | 0 | 0 | 0 | 0 | 0 | 0 | 0 | 0 | 0 | 0 | 0 | 0 | 0 | 0 | 0 | 0 | 0 | 0 | 0 | 0 | 0 | 0 | 0 | 0 | 0 | 0 | 0 | 0 | 0 | 0 | 0 | 0 | 0 | 0 | 0 | 0 | 0 | 0 | 0 | 0 | 0 | 0 | 0 | 0 | 0 | 0 | 0 | 0 | 0 | 0 | 0 | 0 | 0 | 0 | 0 | 0 | 0 | 0 | 0 | 0 | 0 | 0 | 0 | 0 | 0 | 0 | 0 | 0 | 0
FALSE | TRUE | -1 | 33 | < = 33 kV; Multiple Circuit | 0 | 0 | 0 | 0 | 0 | 0 | 0 | 0 | 0 | 0 | 0 | 0 | 0 | 0 | 0 | 0 | 0 | 0 | 0 | 0 | 0 | 0 | 0 | 0 | 0 | 0 | 0 | 0 | 0 | 0 | 0 | 0 | 0 | 0 | 0 | 0 | 0 | 0 | 0 | 0 | 0 | 0 | 0 | 0 | 0 | 0 | 0 | 0 | 0 | 0 | 0 | 0 | 0 | 0 | 0 | 0 | 0 | 0 | 0 | 0 | 0 | 0 | 0 | 0 | 0 | 0 | 0 | 0 | 0 | 0 | 0 | 0 | 0 | 0 | 0 | 0 | 0 | 0 | 0 | 0 | 0 | 0 | 0 | 0 | 0 | 0 | 0 | 0 | 0 | 0 | 0 | 0 | 0 | 0 | 0 | 0 | 0 | 0 | 0 | 0 | 0 | 0 | 0 | 0 | 0 | 0 | 0 | 0
FALSE | TRUE | 33 | 66 | > 33 kV & < = 66 kV ; Multiple Circuit | -2 | 0 | 0 | 0 | 0 | 0 | 0 | 0 | 0 | 0 | 0 | 0 | 0 | 0 | 0 | 0 | 0 | 0 | 0 | 0 | 0 | 0 | 0 | 0 | 0 | 0 | 0 | 0 | 0 | 0 | 0 | 0 | -2 | 0 | 0 | 0 | 0 | 0 | 0 | 0 | 0 | 0 | 0 | 0 | 0 | 0 | 0 | 0 | 0 | 0 | 0 | 0 | 0 | 0 | 0 | 0 | 0 | 0 | 0 | 0 | 0 | 0 | 0 | 0 | 0 | 0 | 0 | 0 | 0 | 0 | 0 | 0 | 0 | 0 | 0 | 0 | 0 | 0 | 0 | 0 | 0 | 0 | 0 | 0 | 0 | 0 | 0 | 0 | 0 | 0 | 0 | 0 | 0 | 0 | 0 | 0 | 0 | 0 | 0 | 0 | 0 | 0 | 0 | 0 | 0 | 0 | 0 | 0
FALSE | TRUE | 66 | 132 | > 66 kV & < = 132 kV ; Multiple Circuit | -487 | 0 | 0 | 0 | 0 | 0 | 0 | 0 | 0 | 0 | 0 | -2 | 0 | 0 | 0 | 0 | 0 | 0 | -2 | 0 | 0 | 0 | 0 | 0 | 0 | 0 | 0 | 0 | 0 | 0 | 0 | 0 | 0 | 0 | 0 | 0 | 0 | 0 | 0 | -3 | 0 | 0 | 0 | 0 | 0 | -21 | 0 | -3 | -302 | -224 | -4 | 127 | 0 | -53 | 0 | 0 | 0 | 0 | 0 | 0 | 0 | 0 | 0 | 0 | 0 | 0 | 0 | 0 | 0 | 0 | 0 | 0 | 0 | 0 | 0 | 0 | 0 | 0 | 0 | 0 | 0 | 0 | 0 | 0 | 0 | 0 | 0 | 0 | 0 | 0 | 0 | 0 | 0 | 0 | 0 | 0 | 0 | 0 | 0 | 0 | 0 | 0 | 0 | 0 | 0 | 0 | 0 | 0
FALSE | TRUE | 132 | 275 | > 132 kV & < = 275 kV ; Multiple Circuit | -51 | 0 | 0 | 0 | -1 | 0 | 0 | 0 | 0 | 0 | 0 | 0 | -3 | 0 | 0 | 0 | 0 | 0 | 0 | 0 | 0 | 0 | 0 | 0 | 0 | 0 | 0 | 0 | 0 | -2 | 0 | 0 | 0 | 0 | 0 | 0 | 0 | 0 | 0 | 0 | 0 | 0 | 0 | 0 | -14 | 0 | -31 | 0 | 0 | 0 | 0 | 0 | 0 | 0 | 0 | 0 | 0 | 0 | 0 | 0 | 0 | 0 | 0 | 0 | 0 | 0 | 0 | 0 | 0 | 0 | 0 | 0 | 0 | 0 | 0 | 0 | 0 | 0 | 0 | 0 | 0 | 0 | 0 | 0 | 0 | 0 | 0 | 0 | 0 | 0 | 0 | 0 | 0 | 0 | 0 | 0 | 0 | 0 | 0 | 0 | 0 | 0 | 0 | 0 | 0 | 0 | 0 | 0
FALSE | TRUE | 275 | 330 | > 275 kV & < = 330 kV ; Multiple Circuit | 0 | 0 | 0 | 0 | 0 | 0 | 0 | 0 | 0 | 0 | 0 | 0 | 0 | 0 | 0 | 0 | 0 | 0 | 0 | 0 | 0 | 0 | 0 | 0 | 0 | 0 | 0 | 0 | 0 | 0 | 0 | 0 | 0 | 0 | 0 | 0 | 0 | 0 | 0 | 0 | 0 | 0 | 0 | 0 | 0 | 0 | 0 | 0 | 0 | 0 | 0 | 0 | 0 | 0 | 0 | 0 | 0 | 0 | 0 | 0 | 0 | 0 | 0 | 0 | 0 | 0 | 0 | 0 | 0 | 0 | 0 | 0 | 0 | 0 | 0 | 0 | 0 | 0 | 0 | 0 | 0 | 0 | 0 | 0 | 0 | 0 | 0 | 0 | 0 | 0 | 0 | 0 | 0 | 0 | 0 | 0 | 0 | 0 | 0 | 0 | 0 | 0 | 0 | 0 | 0 | 0 | 0 | 0
FALSE | TRUE | 330 | 500 | > 330 kV & < = 500 kV ; Multiple Circuit | -1 | 0 | 0 | -1 | 0 | 0 | 0 | 0 | 0 | 0 | 0 | 0 | 0 | 0 | 0 | 0 | 0 | 0 | 0 | 0 | 0 | 0 | 0 | 0 | 0 | 0 | 0 | 0 | 0 | 0 | 0 | 0 | 0 | 0 | 0 | 0 | 0 | 0 | 0 | 0 | 0 | 0 | 0 | 0 | 0 | 0 | 0 | 0 | 0 | 0 | 0 | 0 | 0 | 0 | 0 | 0 | 0 | 0 | 0 | 0 | 0 | 0 | 0 | 0 | 0 | 0 | 0 | 0 | 0 | 0 | 0 | 0 | 0 | 0 | 0 | 0 | 0 | 0 | 0 | 0 | 0 | 0 | 0 | 0 | 0 | 0 | 0 | 0 | 0 | 0 | 0 | 0 | 0 | 0 | 0 | 0 | 0 | 0 | 0 | 0 | 0 | 0 | 0 | 0 | 0 | 0 | 0 | 0
FALSE | TRUE | 500 | 9999 | > 500 kV ; Multiple Circuit | 0 | 0 | 0 | 0 | 0 | 0 | 0 | 0 | 0 | 0 | 0 | 0 | 0 | 0 | 0 | 0 | 0 | 0 | 0 | 0 | 0 | 0 | 0 | 0 | 0 | 0 | 0 | 0 | 0 | 0 | 0 | 0 | 0 | 0 | 0 | 0 | 0 | 0 | 0 | 0 | 0 | 0 | 0 | 0 | 0 | 0 | 0 | 0 | 0 | 0 | 0 | 0 | 0 | 0 | 0 | 0 | 0 | 0 | 0 | 0 | 0 | 0 | 0 | 0 | 0 | 0 | 0 | 0 | 0 | 0 | 0 | 0 | 0 | 0 | 0 | 0 | 0 | 0 | 0 | 0 | 0 | 0 | 0 | 0 | 0 | 0 | 0 | 0 | 0 | 0 | 0 | 0 | 0 | 0 | 0 | 0 | 0 | 0 | 0 | 0 | 0 | 0 | 0 | 0 | 0 | 0 | 0 | 0
TRUE |  | -1 | 9999 | Other | -138 | -41 | 0 | -52 | 0 | -4 | -23 | 0 | 0 | 0 | 0 | 0 | -18 | 0 | 0 | 0 | 0 | 0 | 0 | 0 | 0 | 0 | 0 | 0 | 0 | 0 | 0 | 0 | 0 | 0 | 0 | 0 | 0 | 0 | 0 | 0 | 0 | 0 | 0 | 0 | 0 | 0 | 0 | 0 | 0 | 0 | 0 | 0 | 0 | 0 | 0 | 0 | 0 | 0 | 0 | 0 | 0 | 0 | 0 | 0 | 0 | 0 | 0 | 0 | 0 | 0 | 0 | 0 | 0 | 0 | 0 | 0 | 0 | 0 | 0 | 0 | 0 | 0 | 0 | 0 | 0 | 0 | 0 | 0 | 0 | 0 | 0 | 0 | 0 | 0 | 0 | 0 | 0 | 0 | 0 | 0 | 0 | 0 | 0 | 0 | 0 | 0 | 0 | 0 | 0 | 0 | 0 | 0
[5 empty] | -2725 | -42 | -7 | -53 | -1 | -6 | -23 | 0 | 0 | 0 | 0 | -2 | -21 | 0 | 0 | 0 | 0 | 0 | -2 | 0 | 0 | 0 | 0 | 0 | 0 | 0 | 0 | -18 | 0 | -2 | 0 | 0 | -2 | 0 | 0 | 0 | -6 | -414 | 0 | -653 | 0 | 0 | 0 | -329 | -14 | -21 | -31 | -268 | -302 | -226 | -4 | 0 | 0 | -278 | 0 | 0 | 0 | 0 | 0 | 0 | 0 | 0 | 0 | 0 | 0 | 0 | 0 | 0 | 0 | 0 | 0 | 0 | 0 | 0 | 0 | 0 | 0 | 0 | 0 | 0 | 0 | 0 | 0 | 0 | 0 | 0 | 0 | 0 | 0 | 0 | 0 | 0 | 0 | 0 | 0 | 0 | 0 | 0 | 0 | 0 | 0 | 0 | 0 | 0 | 0 | 0 | 0 | 0
| Min | Max
|  |  |  | Check - 2015 Categories | -2725 | -42 | -7 | -53 | -1 | -6 | -23 | 0 | 0 | 0 | 0 | -2 | -21 | 0 | 0 | 0 | 0 | 0 | -2 | 0 | 0 | 0 | 0 | 0 | 0 | 0 | 0 | -18 | 0 | -2 | 0 | 0 | -2 | 0 | 0 | 0 | -6 | -414 | 0 | -653 | 0 | 0 | 0 | -329 | -14 | -21 | -31 | -268 | -302 | -226 | -4 | 0 | 0 | -278 | 0 | 0 | 0 | 0 | 0 | 0 | 0 | 0 | 0 | 0 | 0 | 0 | 0 | 0 | 0 | 0 | 0 | 0 | 0 | 0 | 0 | 0 | 0 | 0 | 0 | 0 | 0 | 0 | 0 | 0 | 0 | 0 | 0 | 0 | 0 | 0 | 0 | 0 | 0 | 0 | 0 | 0 | 0 | 0 | 0 | 0 | 0 | 0 | 0 | 0 | 0 | 0 | 0 | 0
Check0 | 0 | 0 |  | Difference - 2015 Categories | 0 | 0 | 0 | 0 | 0 | 0 | 0 | 0 | 0 | 0 | 0 | 0 | 0 | 0 | 0 | 0 | 0 | 0 | 0 | 0 | 0 | 0 | 0 | 0 | 0 | 0 | 0 | 0 | 0 | 0 | 0 | 0 | 0 | 0 | 0 | 0 | 0 | 0 | 0 | 0 | 0 | 0 | 0 | 0 | 0 | 0 | 0 | 0 | 0 | 0 | 0 | 0 | 0 | 0 | 0 | 0 | 0 | 0 | 0 | 0 | 0 | 0 | 0 | 0 | 0 | 0 | 0 | 0 | 0 | 0 | 0 | 0 | 0 | 0 | 0 | 0 | 0 | 0 | 0 | 0 | 0 | 0 | 0 | 0 | 0 | 0 | 0 | 0 | 0 | 0 | 0 | 0 | 0 | 0 | 0 | 0 | 0 | 0 | 0 | 0 | 0 | 0 | 0 | 0 | 0 | 0 | 0 | 0
Updated Age Profile
[6 empty] | 2015 | 2014 | 2013 | 2012 | 2011 | 2010 | 2009 | 2008 | 2007 | 2006 | 2005 | 2004 | 2003 | 2002 | 2001 | 2000 | 1999 | 1998 | 1997 | 1996 | 1995 | 1994 | 1993 | 1992 | 1991 | 1990 | 1989 | 1988 | 1987 | 1986 | 1985 | 1984 | 1983 | 1982 | 1981 | 1980 | 1979 | 1978 | 1977 | 1976 | 1975 | 1974 | 1973 | 1972 | 1971 | 1970 | 1969 | 1968 | 1967 | 1966 | 1965 | 1964 | 1963 | 1962 | 1961 | 1960 | 1959 | 1958 | 1957 | 1956 | 1955 | 1954 | 1953 | 1952 | 1951 | 1950 | 1949 | 1948 | 1947 | 1946 | 1945 | 1944 | 1943 | 1942 | 1941 | 1940 | 1939 | 1938 | 1937 | 1936 | 1935 | 1934 | 1933 | 1932 | 1931 | 1930 | 1929 | 1928 | 1927 | 1926 | 1925 | 1924 | 1923 | 1922 | 1921 | 1920 | 1919 | 1918 | 1917 | 1916 | 1915 | 1914 | 1913 | 1912 | 1911 | 1910 | 1909
|  |  |  | < = 33 kV; Single Circuit |  | 0 | 0 | 0 | 0 | 0 | 0 | 0 | 0 | 0 | 0 | 0 | 0 | 0 | 0 | 0 | 0 | 0 | 0 | 0 | 0 | 0 | 0 | 0 | 0 | 0 | 0 | 0 | 0 | 0 | 0 | 0 | 0 | 0 | 0 | 0 | 0 | 0 | 0 | 0 | 0 | 0 | 0 | 0 | 0 | 0 | 0 | 0 | 0 | 0 | 0 | 0 | 0 | 0 | 0 | 0 | 0 | 0 | 0 | 0 | 0 | 0 | 0 | 0 | 0 | 0 | 0 | 0 | 0 | 0 | 0 | 0 | 0 | 0 | 0 | 0 | 0 | 0 | 0 | 0 | 0 | 0 | 0 | 0 | 0 | 0 | 0 | 0 | 0 | 0 | 0 | 0 | 0 | 0 | 0 | 0 | 0 | 0 | 0 | 0 | 0 | 0 | 0 | 0 | 0 | 0 | 0 | 0
|  |  |  | > 33 kV & < = 66 kV ; Single Circuit |  | 0 | 0 | 0 | 0 | 0 | 0 | 0 | 0 | 0 | 0 | 0 | 0 | 0 | 0 | 0 | 0 | 0 | 0 | 0 | 0 | 0 | 0 | 0 | 0 | 0 | 0 | 0 | 0 | 0 | 0 | 0 | 0 | 0 | 0 | 0 | 0 | 0 | 0 | 0 | 0 | 0 | 0 | 0 | 0 | 0 | 0 | 0 | 0 | 0 | 0 | 0 | 0 | 0 | 0 | 0 | 0 | 0 | 0 | 0 | 0 | 0 | 0 | 0 | 0 | 0 | 0 | 0 | 0 | 0 | 0 | 0 | 0 | 0 | 0 | 0 | 0 | 0 | 0 | 0 | 0 | 0 | 0 | 0 | 0 | 0 | 0 | 0 | 0 | 0 | 0 | 0 | 0 | 0 | 0 | 0 | 0 | 0 | 0 | 0 | 0 | 0 | 0 | 0 | 0 | 0 | 0 | 0
|  |  |  | > 66 kV & < = 132 kV ; Single Circuit |  | 6 | 20 | 14 | 17 | 39 | 20 | 191 | 20 | 100 | 16 | 15 | 4 | 8 | 2 | 1 | 9 | 0 | 3 | 0 | 0 | 0 | 0 | 122 | 5 | 0 | 4 | 0 | 233 | 477 | 12 | 1 | 0 | 0 | 151 | 144 | 0 | 34 | 25 | 127 | 0 | 0 | 4 | 0 | 0 | 0 | 0 | 193 | 0 | 173 | 0 | 1 | 0 | 3 | 0 | 0 | 0 | 0 | 0 | 0 | 0 | 0 | 0 | 0 | 0 | 0 | 0 | 0 | 0 | 0 | 0 | 0 | 0 | 0 | 0 | 0 | 0 | 0 | 0 | 0 | 0 | 0 | 0 | 0 | 0 | 0 | 0 | 0 | 0 | 0 | 0 | 0 | 0 | 0 | 0 | 0 | 0 | 0 | 0 | 0 | 0 | 0 | 0 | 0 | 0 | 0 | 0 | 0
|  |  |  | > 132 kV & < = 275 kV ; Single Circuit |  | 7 | 8 | 16 | 6 | 9 | 21 | 17 | 12 | 12 | 0 | 221 | 42 | 272 | 1 | 2 | 0 | 72 | 2 | 0 | 161 | 150 | 40 | 462 | 0 | 17 | 0 | 10 | 114 | 171 | 363 | 598 | 0 | 299 | 357 | 1162 | 217 | 0 | 611 | 780 | 0 | 362 | 0 | 659 | 0 | 0 | 0 | 0 | 0 | 0 | 0 | 0 | 0 | 0 | 0 | 0 | 0 | 0 | 0 | 0 | 0 | 0 | 0 | 0 | 0 | 0 | 0 | 0 | 0 | 0 | 0 | 0 | 0 | 0 | 0 | 0 | 0 | 0 | 0 | 0 | 0 | 0 | 0 | 0 | 0 | 0 | 0 | 0 | 0 | 0 | 0 | 0 | 0 | 0 | 0 | 0 | 0 | 0 | 0 | 0 | 0 | 0 | 0 | 0 | 0 | 0 | 0 | 0
|  |  |  | > 275 kV & < = 330 kV ; Single Circuit |  | 0 | 0 | 0 | 0 | 0 | 0 | 0 | 0 | 0 | 0 | 14 | 0 | 0 | 0 | 0 | 0 | 0 | 0 | 0 | 0 | 0 | 0 | 0 | 0 | 0 | 0 | 0 | 0 | 0 | 0 | 0 | 0 | 0 | 0 | 0 | 0 | 0 | 0 | 0 | 0 | 0 | 0 | 0 | 0 | 0 | 0 | 0 | 0 | 0 | 0 | 0 | 0 | 0 | 0 | 0 | 0 | 0 | 0 | 0 | 0 | 0 | 0 | 0 | 0 | 0 | 0 | 0 | 0 | 0 | 0 | 0 | 0 | 0 | 0 | 0 | 0 | 0 | 0 | 0 | 0 | 0 | 0 | 0 | 0 | 0 | 0 | 0 | 0 | 0 | 0 | 0 | 0 | 0 | 0 | 0 | 0 | 0 | 0 | 0 | 0 | 0 | 0 | 0 | 0 | 0 | 0 | 0
|  |  |  | > 330 kV & < = 500 kV ; Single Circuit |  | 0 | 0 | 0 | 0 | 0 | 0 | 0 | 0 | 0 | 0 | 0 | 0 | 0 | 0 | 0 | 0 | 0 | 0 | 0 | 0 | 0 | 0 | 0 | 0 | 0 | 0 | 0 | 0 | 0 | 0 | 0 | 0 | 0 | 0 | 0 | 0 | 0 | 0 | 0 | 0 | 0 | 0 | 0 | 0 | 0 | 0 | 0 | 0 | 0 | 0 | 0 | 0 | 0 | 0 | 0 | 0 | 0 | 0 | 0 | 0 | 0 | 0 | 0 | 0 | 0 | 0 | 0 | 0 | 0 | 0 | 0 | 0 | 0 | 0 | 0 | 0 | 0 | 0 | 0 | 0 | 0 | 0 | 0 | 0 | 0 | 0 | 0 | 0 | 0 | 0 | 0 | 0 | 0 | 0 | 0 | 0 | 0 | 0 | 0 | 0 | 0 | 0 | 0 | 0 | 0 | 0 | 0
|  |  |  | > 500 kV ; Single Circuit |  | 0 | 0 | 0 | 0 | 0 | 0 | 0 | 0 | 0 | 0 | 0 | 0 | 0 | 0 | 0 | 0 | 0 | 0 | 0 | 0 | 0 | 0 | 0 | 0 | 0 | 0 | 0 | 0 | 0 | 0 | 0 | 0 | 0 | 0 | 0 | 0 | 0 | 0 | 0 | 0 | 0 | 0 | 0 | 0 | 0 | 0 | 0 | 0 | 0 | 0 | 0 | 0 | 0 | 0 | 0 | 0 | 0 | 0 | 0 | 0 | 0 | 0 | 0 | 0 | 0 | 0 | 0 | 0 | 0 | 0 | 0 | 0 | 0 | 0 | 0 | 0 | 0 | 0 | 0 | 0 | 0 | 0 | 0 | 0 | 0 | 0 | 0 | 0 | 0 | 0 | 0 | 0 | 0 | 0 | 0 | 0 | 0 | 0 | 0 | 0 | 0 | 0 | 0 | 0 | 0 | 0 | 0
|  |  |  | < = 33 kV; Multiple Circuit |  | 0 | 0 | 0 | 0 | 0 | 0 | 0 | 0 | 0 | 0 | 0 | 0 | 0 | 0 | 0 | 0 | 0 | 0 | 0 | 0 | 0 | 0 | 0 | 0 | 0 | 0 | 0 | 0 | 0 | 0 | 0 | 0 | 0 | 0 | 0 | 0 | 0 | 0 | 0 | 0 | 0 | 0 | 0 | 0 | 0 | 0 | 0 | 0 | 0 | 0 | 0 | 0 | 0 | 0 | 0 | 0 | 0 | 0 | 0 | 0 | 0 | 0 | 0 | 0 | 0 | 0 | 0 | 0 | 0 | 0 | 0 | 0 | 0 | 0 | 0 | 0 | 0 | 0 | 0 | 0 | 0 | 0 | 0 | 0 | 0 | 0 | 0 | 0 | 0 | 0 | 0 | 0 | 0 | 0 | 0 | 0 | 0 | 0 | 0 | 0 | 0 | 0 | 0 | 0 | 0 | 0 | 0
|  |  |  | > 33 kV & < = 66 kV ; Multiple Circuit |  | 0 | 0 | 0 | 0 | 0 | 0 | 0 | 0 | 0 | 0 | 0 | 0 | 0 | 0 | 0 | 0 | 0 | 0 | 0 | 0 | 0 | 0 | 0 | 0 | 0 | 0 | 0 | 0 | 0 | 0 | 0 | 0 | 0 | 0 | 0 | 0 | 0 | 0 | 0 | 0 | 0 | 0 | 0 | 0 | 0 | 0 | 0 | 0 | 0 | 0 | 0 | 0 | 0 | 0 | 0 | 0 | 0 | 0 | 0 | 0 | 0 | 0 | 0 | 0 | 0 | 0 | 0 | 0 | 0 | 0 | 0 | 0 | 0 | 0 | 0 | 0 | 0 | 0 | 0 | 0 | 0 | 0 | 0 | 0 | 0 | 0 | 0 | 0 | 0 | 0 | 0 | 0 | 0 | 0 | 0 | 0 | 0 | 0 | 0 | 0 | 0 | 0 | 0 | 0 | 0 | 0 | 0
|  |  |  | > 66 kV & < = 132 kV ; Multiple Circuit |  | 36 | 0 | 11 | 4 | 189 | 140 | 216 | 440 | 2 | 12 | 24 | 22 | 1 | 1 | 5 | 207 | 0 | 20 | 31 | 0 | 0 | 0 | 63 | 2 | 0 | 0 | 0 | 3 | 139 | 401 | 24 | 0 | 80 | 122 | 0 | 0 | 442 | 243 | 218 | 32 | 0 | 205 | 0 | 12 | 443 | 11 | 3 | 500 | 27 | 63 | 127 | 10 | 165 | 0 | 0 | 0 | 10 | 3 | 0 | 0 | 0 | 0 | 0 | 0 | 0 | 0 | 0 | 0 | 0 | 0 | 0 | 0 | 0 | 0 | 0 | 0 | 0 | 0 | 0 | 0 | 0 | 0 | 0 | 0 | 0 | 0 | 0 | 0 | 0 | 0 | 0 | 0 | 0 | 0 | 0 | 0 | 0 | 0 | 0 | 0 | 0 | 0 | 0 | 0 | 0 | 0 | 0
|  |  |  | > 132 kV & < = 275 kV ; Multiple Circuit |  | 8 | 481 | 542 | 209 | 356 | 603 | 344 | 97 | 147 | 71 | 8 | 211 | 0 | 200 | 340 | 316 | 728 | 137 | 0 | 0 | 1 | 12 | 77 | 0 | 19 | 6 | 518 | 4 | 65 | 29 | 214 | 9 | 3 | 0 | 96 | 0 | 1 | 4 | 0 | 0 | 0 | 0 | 4 | 102 | 0 | 80 | 0 | 0 | 0 | 0 | 0 | 0 | 0 | 0 | 0 | 0 | 0 | 0 | 0 | 0 | 0 | 0 | 0 | 0 | 0 | 0 | 0 | 0 | 0 | 0 | 0 | 0 | 0 | 0 | 0 | 0 | 0 | 0 | 0 | 0 | 0 | 0 | 0 | 0 | 0 | 0 | 0 | 0 | 0 | 0 | 0 | 0 | 0 | 0 | 0 | 0 | 0 | 0 | 0 | 0 | 0 | 0 | 0 | 0 | 0 | 0 | 0
|  |  |  | > 275 kV & < = 330 kV ; Multiple Circuit |  | 0 | 0 | 0 | 0 | 0 | 0 | 0 | 170 | 0 | 0 | 235 | 0 | 0 | 0 | 483 | 0 | 0 | 0 | 0 | 0 | 0 | 0 | 0 | 0 | 0 | 0 | 0 | 0 | 0 | 0 | 0 | 0 | 0 | 0 | 0 | 0 | 0 | 0 | 0 | 0 | 0 | 0 | 0 | 0 | 0 | 0 | 0 | 0 | 0 | 0 | 0 | 0 | 0 | 0 | 0 | 0 | 0 | 0 | 0 | 0 | 0 | 0 | 0 | 0 | 0 | 0 | 0 | 0 | 0 | 0 | 0 | 0 | 0 | 0 | 0 | 0 | 0 | 0 | 0 | 0 | 0 | 0 | 0 | 0 | 0 | 0 | 0 | 0 | 0 | 0 | 0 | 0 | 0 | 0 | 0 | 0 | 0 | 0 | 0 | 0 | 0 | 0 | 0 | 0 | 0 | 0 | 0
|  |  |  | > 330 kV & < = 500 kV ; Multiple Circuit |  | 0 | 0 | 0 | 0 | 0 | 0 | 0 | 0 | 0 | 0 | 0 | 0 | 0 | 0 | 0 | 0 | 0 | 0 | 0 | 0 | 0 | 0 | 0 | 0 | 0 | 0 | 0 | 0 | 0 | 0 | 0 | 0 | 0 | 0 | 0 | 0 | 0 | 0 | 0 | 0 | 0 | 0 | 0 | 0 | 0 | 0 | 0 | 0 | 0 | 0 | 0 | 0 | 0 | 0 | 0 | 0 | 0 | 0 | 0 | 0 | 0 | 0 | 0 | 0 | 0 | 0 | 0 | 0 | 0 | 0 | 0 | 0 | 0 | 0 | 0 | 0 | 0 | 0 | 0 | 0 | 0 | 0 | 0 | 0 | 0 | 0 | 0 | 0 | 0 | 0 | 0 | 0 | 0 | 0 | 0 | 0 | 0 | 0 | 0 | 0 | 0 | 0 | 0 | 0 | 0 | 0 | 0
|  |  |  | > 500 kV ; Multiple Circuit |  | 0 | 0 | 0 | 0 | 0 | 0 | 0 | 0 | 0 | 0 | 0 | 0 | 0 | 0 | 0 | 0 | 0 | 0 | 0 | 0 | 0 | 0 | 0 | 0 | 0 | 0 | 0 | 0 | 0 | 0 | 0 | 0 | 0 | 0 | 0 | 0 | 0 | 0 | 0 | 0 | 0 | 0 | 0 | 0 | 0 | 0 | 0 | 0 | 0 | 0 | 0 | 0 | 0 | 0 | 0 | 0 | 0 | 0 | 0 | 0 | 0 | 0 | 0 | 0 | 0 | 0 | 0 | 0 | 0 | 0 | 0 | 0 | 0 | 0 | 0 | 0 | 0 | 0 | 0 | 0 | 0 | 0 | 0 | 0 | 0 | 0 | 0 | 0 | 0 | 0 | 0 | 0 | 0 | 0 | 0 | 0 | 0 | 0 | 0 | 0 | 0 | 0 | 0 | 0 | 0 | 0 | 0
|  |  |  | Other |  | 0 | 0 | 0 | 0 | 0 | 0 | 0 | 0 | 0 | 0 | 0 | 0 | 0 | 0 | 0 | 0 | 0 | 0 | 0 | 0 | 0 | 0 | 0 | 0 | 0 | 0 | 0 | 0 | 0 | 0 | 0 | 0 | 0 | 0 | 0 | 0 | 0 | 0 | 0 | 0 | 0 | 0 | 0 | 0 | 0 | 0 | 0 | 0 | 0 | 0 | 0 | 0 | 0 | 0 | 0 | 0 | 0 | 0 | 0 | 0 | 0 | 0 | 0 | 0 | 0 | 0 | 0 | 0 | 0 | 0 | 0 | 0 | 0 | 0 | 0 | 0 | 0 | 0 | 0 | 0 | 0 | 0 | 0 | 0 | 0 | 0 | 0 | 0 | 0 | 0 | 0 | 0 | 0 | 0 | 0 | 0 | 0 | 0 | 0 | 0 | 0 | 0 | 0 | 0 | 0 | 0 | 0
[5 empty] | 21100 | 57 | 509 | 583 | 236 | 593 | 784 | 768 | 739 | 261 | 99 | 517 | 279 | 281 | 204 | 831 | 532 | 800 | 162 | 31 | 161 | 151 | 52 | 724 | 7 | 36 | 10 | 528 | 354 | 852 | 805 | 837 | 9 | 382 | 630 | 1402 | 217 | 477 | 883 | 1125 | 32 | 362 | 209 | 663 | 114 | 443 | 91 | 196 | 500 | 200 | 63 | 128 | 10 | 168 | 0 | 0 | 0 | 10 | 3 | 0 | 0 | 0 | 0 | 0 | 0 | 0 | 0 | 0 | 0 | 0 | 0 | 0 | 0 | 0 | 0 | 0 | 0 | 0 | 0 | 0 | 0 | 0 | 0 | 0 | 0 | 0 | 0 | 0 | 0 | 0 | 0 | 0 | 0 | 0 | 0 | 0 | 0 | 0 | 0 | 0 | 0 | 0 | 0 | 0 | 0 | 0 | 0 | 0
| Min | Max
|  |  |  | Check - 2015 Categories | 21100 | 57 | 509 | 583 | 236 | 593 | 784 | 768 | 739 | 261 | 99 | 517 | 279 | 281 | 204 | 831 | 532 | 800 | 162 | 31 | 161 | 151 | 52 | 724 | 7 | 36 | 10 | 528 | 354 | 852 | 805 | 837 | 9 | 382 | 630 | 1402 | 217 | 477 | 883 | 1125 | 32 | 362 | 209 | 663 | 114 | 443 | 91 | 196 | 500 | 200 | 63 | 128 | 10 | 168 | 0 | 0 | 0 | 10 | 3 | 0 | 0 | 0 | 0 | 0 | 0 | 0 | 0 | 0 | 0 | 0 | 0 | 0 | 0 | 0 | 0 | 0 | 0 | 0 | 0 | 0 | 0 | 0 | 0 | 0 | 0 | 0 | 0 | 0 | 0 | 0 | 0 | 0 | 0 | 0 | 0 | 0 | 0 | 0 | 0 | 0 | 0 | 0 | 0 | 0 | 0 | 0 | 0 | 0
Check0 | 0 | 0 |  | Difference - 2015 Categories | 0 | 0 | 0 | 0 | 0 | 0 | 0 | 0 | 0 | 0 | 0 | 0 | 0 | 0 | 0 | 0 | 0 | 0 | 0 | 0 | 0 | 0 | 0 | 0 | 0 | 0 | 0 | 0 | 0 | 0 | 0 | 0 | 0 | 0 | 0 | 0 | 0 | 0 | 0 | 0 | 0 | 0 | 0 | 0 | 0 | 0 | 0 | 0 | 0 | 0 | 0 | 0 | 0 | 0 | 0 | 0 | 0 | 0 | 0 | 0 | 0 | 0 | 0 | 0 | 0 | 0 | 0 | 0 | 0 | 0 | 0 | 0 | 0 | 0 | 0 | 0 | 0 | 0 | 0 | 0 | 0 | 0 | 0 | 0 | 0 | 0 | 0 | 0 | 0 | 0 | 0 | 0 | 0 | 0 | 0 | 0 | 0 | 0 | 0 | 0 | 0 | 0 | 0 | 0 | 0 | 0 | 0 | 0

## Age Profile - 2015 - Repex
2015 Age Profile - Repex Model Categorisation
Age Profile, RIN Data, 2015
| Grillage | Zone | Double Circuit | Volt Min | Volt Max | Description |  |  | 2015 | 2014 | 2013 | 2012 | 2011 | 2010 | 2009 | 2008 | 2007 | 2006 | 2005 | 2004 | 2003 | 2002 | 2001 | 2000 | 1999 | 1998 | 1997 | 1996 | 1995 | 1994 | 1993 | 1992 | 1991 | 1990 | 1989 | 1988 | 1987 | 1986 | 1985 | 1984 | 1983 | 1982 | 1981 | 1980 | 1979 | 1978 | 1977 | 1976 | 1975 | 1974 | 1973 | 1972 | 1971 | 1970 | 1969 | 1968 | 1967 | 1966 | 1965 | 1964 | 1963 | 1962 | 1961 | 1960 | 1959 | 1958 | 1957 | 1956 | 1955 | 1954 | 1953 | 1952 | 1951 | 1950 | 1949 | 1948 | 1947 | 1946 | 1945 | 1944 | 1943 | 1942 | 1941 | 1940 | 1939 | 1938 | 1937 | 1936 | 1935 | 1934 | 1933 | 1932 | 1931 | 1930 | 1929 | 1928 | 1927 | 1926 | 1925 | 1924 | 1923 | 1922 | 1921 | 1920 | 1919 | 1918 | 1917 | 1916 | 1915 | 1914 | 1913 | 1912 | 1911 | 1910 | 1909
| TRUE | C | FALSE | 66 | 132 | Zone C; > 66kV <= 132kV; Multi Cct: FALSE |  | 284 | 0 | 0 | 0 | 0 | 0 | 0 | 0 | 0 | 0 | 0 | 0 | 0 | 0 | 0 | 0 | 0 | 0 | 0 | 0 | 0 | 0 | 0 | 0 | 0 | 0 | 0 | 0 | 0 | 0 | 0 | 0 | 0 | 0 | 0 | 0 | 0 | 0 | 1 | 0 | 0 | 0 | 0 | 0 | 0 | 0 | 0 | 0 | 0 | 0 | 0 | 127 | 0 | 156 | 0 | 0 | 0 | 0 | 0 | 0 | 0 | 0 | 0 | 0 | 0 | 0 | 0 | 0 | 0 | 0 | 0 | 0 | 0 | 0 | 0 | 0 | 0 | 0 | 0 | 0 | 0 | 0 | 0 | 0 | 0 | 0 | 0 | 0 | 0 | 0 | 0 | 0
| TRUE | B | TRUE | 66 | 132 | Zone B; > 66kV <= 132kV; Multi Cct: TRUE |  | 44 | 0 | 0 | 0 | 0 | 0 | 0 | 0 | 0 | 0 | 0 | 0 | 0 | 0 | 0 | 0 | 0 | 0 | 0 | 0 | 0 | 0 | 0 | 0 | 0 | 0 | 0 | 0 | 0 | 0 | 0 | 0 | 0 | 0 | 0 | 0 | 0 | 0 | 0 | 0 | 0 | 0 | 0 | 0 | 0 | 0 | 0 | 0 | 0 | 0 | 0 | 0 | 0 | 44 | 0 | 0 | 0 | 0 | 0 | 0 | 0 | 0 | 0 | 0 | 0 | 0 | 0 | 0 | 0 | 0 | 0 | 0 | 0 | 0 | 0 | 0 | 0 | 0 | 0 | 0 | 0 | 0 | 0 | 0 | 0 | 0 | 0 | 0 | 0 | 0 | 0 | 0
| TRUE | C | TRUE | 66 | 132 | Zone C; > 66kV <= 132kV; Multi Cct: TRUE |  | 38 | 0 | 0 | 0 | 0 | 0 | 0 | 0 | 0 | 0 | 0 | 0 | 0 | 0 | 0 | 0 | 0 | 0 | 0 | 0 | 0 | 0 | 0 | 0 | 0 | 0 | 0 | 0 | 0 | 0 | 0 | 0 | 0 | 0 | 0 | 0 | 0 | 0 | 0 | 0 | 0 | 0 | 0 | 0 | 0 | 0 | 0 | 0 | 0 | 0 | 0 | 0 | 0 | 28 | 0 | 0 | 0 | 10 | 0 | 0 | 0 | 0 | 0 | 0 | 0 | 0 | 0 | 0 | 0 | 0 | 0 | 0 | 0 | 0 | 0 | 0 | 0 | 0 | 0 | 0 | 0 | 0 | 0 | 0 | 0 | 0 | 0 | 0 | 0 | 0 | 0 | 0
| FALSE | D | FALSE | -1 | 33 | Zone D; > -1kV <= 33kV; Multi Cct: FALSE |  | 18 | 0 | 0 | 0 | 0 | 0 | 0 | 0 | 0 | 0 | 0 | 0 | 0 | 0 | 0 | 0 | 0 | 0 | 0 | 0 | 0 | 0 | 0 | 0 | 0 | 0 | 0 | 18 | 0 | 0 | 0 | 0 | 0 | 0 | 0 | 0 | 0 | 0 | 0 | 0 | 0 | 0 | 0 | 0 | 0 | 0 | 0 | 0 | 0 | 0 | 0 | 0 | 0 | 0 | 0 | 0 | 0 | 0 | 0 | 0 | 0 | 0 | 0 | 0 | 0 | 0 | 0 | 0 | 0 | 0 | 0 | 0 | 0 | 0 | 0 | 0 | 0 | 0 | 0 | 0 | 0 | 0 | 0 | 0 | 0 | 0 | 0 | 0 | 0 | 0 | 0 | 0
| FALSE | B | FALSE | 66 | 132 | Zone B; > 66kV <= 132kV; Multi Cct: FALSE |  | 1205 | 0 | 11 | 2 | 9 | 16 | 0 | 8 | 2 | 11 | 2 | 0 | 0 | 1 | 0 | 0 | 0 | 0 | 0 | 0 | 0 | 0 | 0 | 16 | 0 | 0 | 0 | 0 | 201 | 0 | 0 | 0 | 0 | 0 | 0 | 0 | 0 | 0 | 0 | 464 | 0 | 0 | 4 | 0 | 0 | 0 | 0 | 458 | 0 | 0 | 0 | 0 | 0 | 0 | 0 | 0 | 0 | 0 | 0 | 0 | 0 | 0 | 0 | 0 | 0 | 0 | 0 | 0 | 0 | 0 | 0 | 0 | 0 | 0 | 0 | 0 | 0 | 0 | 0 | 0 | 0 | 0 | 0 | 0 | 0 | 0 | 0 | 0 | 0 | 0 | 0 | 0
| FALSE | C | FALSE | 66 | 132 | Zone C; > 66kV <= 132kV; Multi Cct: FALSE |  | 1579 | 7 | 15 | 1 | 5 | 20 | 14 | 181 | 18 | 89 | 14 | 8 | 0 | 7 | 1 | 1 | 9 | 0 | 0 | 0 | 0 | 0 | 0 | 106 | 5 | 0 | 4 | 0 | 32 | 422 | 12 | 1 | 0 | 0 | 151 | 144 | 0 | 34 | 24 | 0 | 0 | 0 | 0 | 6 | 0 | 0 | 0 | 0 | 0 | 175 | 0 | 1 | 0 | 72 | 0 | 0 | 0 | 0 | 0 | 0 | 0 | 0 | 0 | 0 | 0 | 0 | 0 | 0 | 0 | 0 | 0 | 0 | 0 | 0 | 0 | 0 | 0 | 0 | 0 | 0 | 0 | 0 | 0 | 0 | 0 | 0 | 0 | 0 | 0 | 0 | 0 | 0
| FALSE | D | FALSE | 66 | 132 | Zone D; > 66kV <= 132kV; Multi Cct: FALSE |  | 96 | 0 | 1 | 11 | 3 | 3 | 6 | 2 | 0 | 0 | 0 | 7 | 4 | 0 | 1 | 0 | 0 | 0 | 3 | 0 | 0 | 0 | 0 | 0 | 0 | 0 | 0 | 0 | 0 | 55 | 0 | 0 | 0 | 0 | 0 | 0 | 0 | 0 | 0 | 0 | 0 | 0 | 0 | 0 | 0 | 0 | 0 | 0 | 0 | 0 | 0 | 0 | 0 | 0 | 0 | 0 | 0 | 0 | 0 | 0 | 0 | 0 | 0 | 0 | 0 | 0 | 0 | 0 | 0 | 0 | 0 | 0 | 0 | 0 | 0 | 0 | 0 | 0 | 0 | 0 | 0 | 0 | 0 | 0 | 0 | 0 | 0 | 0 | 0 | 0 | 0 | 0
| FALSE | B | FALSE | 132 | 275 | Zone B; > 132kV <= 275kV; Multi Cct: FALSE |  | 430 | 7 | 0 | 0 | 0 | 0 | 0 | 6 | 6 | 2 | 0 | 0 | 0 | 0 | 0 | 0 | 0 | 0 | 0 | 0 | 0 | 0 | 0 | 0 | 0 | 0 | 0 | 0 | 0 | 0 | 0 | 0 | 0 | 0 | 0 | 0 | 0 | 0 | 409 | 0 | 0 | 0 | 0 | 0 | 0 | 0 | 0 | 0 | 0 | 0 | 0 | 0 | 0 | 0 | 0 | 0 | 0 | 0 | 0 | 0 | 0 | 0 | 0 | 0 | 0 | 0 | 0 | 0 | 0 | 0 | 0 | 0 | 0 | 0 | 0 | 0 | 0 | 0 | 0 | 0 | 0 | 0 | 0 | 0 | 0 | 0 | 0 | 0 | 0 | 0 | 0 | 0
| FALSE | C | FALSE | 132 | 275 | Zone C; > 132kV <= 275kV; Multi Cct: FALSE |  | 7216 | 0 | 6 | 13 | 3 | 11 | 21 | 11 | 6 | 10 | 0 | 221 | 42 | 272 | 1 | 2 | 0 | 72 | 2 | 0 | 161 | 150 | 40 | 462 | 0 | 0 | 0 | 0 | 114 | 171 | 363 | 598 | 0 | 299 | 357 | 1123 | 213 | 414 | 202 | 873 | 0 | 362 | 0 | 621 | 0 | 0 | 0 | 0 | 0 | 0 | 0 | 0 | 0 | 0 | 0 | 0 | 0 | 0 | 0 | 0 | 0 | 0 | 0 | 0 | 0 | 0 | 0 | 0 | 0 | 0 | 0 | 0 | 0 | 0 | 0 | 0 | 0 | 0 | 0 | 0 | 0 | 0 | 0 | 0 | 0 | 0 | 0 | 0 | 0 | 0 | 0 | 0
| FALSE | D | FALSE | 132 | 275 | Zone D; > 132kV <= 275kV; Multi Cct: FALSE |  | 665 | 0 | 2 | 3 | 3 | 0 | 0 | 0 | 0 | 0 | 0 | 0 | 0 | 0 | 0 | 0 | 0 | 0 | 0 | 0 | 0 | 0 | 0 | 0 | 0 | 17 | 0 | 10 | 0 | 0 | 0 | 0 | 0 | 0 | 0 | 39 | 10 | 0 | 0 | 220 | 0 | 0 | 0 | 361 | 0 | 0 | 0 | 0 | 0 | 0 | 0 | 0 | 0 | 0 | 0 | 0 | 0 | 0 | 0 | 0 | 0 | 0 | 0 | 0 | 0 | 0 | 0 | 0 | 0 | 0 | 0 | 0 | 0 | 0 | 0 | 0 | 0 | 0 | 0 | 0 | 0 | 0 | 0 | 0 | 0 | 0 | 0 | 0 | 0 | 0 | 0 | 0
| FALSE | B | FALSE | 275 | 330 | Zone B; > 275kV <= 330kV; Multi Cct: FALSE |  | 14 | 0 | 0 | 0 | 0 | 0 | 0 | 0 | 0 | 0 | 0 | 14 | 0 | 0 | 0 | 0 | 0 | 0 | 0 | 0 | 0 | 0 | 0 | 0 | 0 | 0 | 0 | 0 | 0 | 0 | 0 | 0 | 0 | 0 | 0 | 0 | 0 | 0 | 0 | 0 | 0 | 0 | 0 | 0 | 0 | 0 | 0 | 0 | 0 | 0 | 0 | 0 | 0 | 0 | 0 | 0 | 0 | 0 | 0 | 0 | 0 | 0 | 0 | 0 | 0 | 0 | 0 | 0 | 0 | 0 | 0 | 0 | 0 | 0 | 0 | 0 | 0 | 0 | 0 | 0 | 0 | 0 | 0 | 0 | 0 | 0 | 0 | 0 | 0 | 0 | 0 | 0
| FALSE | B | TRUE | 33 | 66 | Zone B; > 33kV <= 66kV; Multi Cct: TRUE |  | 2 | 0 | 0 | 0 | 0 | 0 | 0 | 0 | 0 | 0 | 0 | 0 | 0 | 0 | 0 | 0 | 0 | 0 | 0 | 0 | 0 | 0 | 0 | 0 | 0 | 0 | 0 | 0 | 0 | 0 | 0 | 0 | 2 | 0 | 0 | 0 | 0 | 0 | 0 | 0 | 0 | 0 | 0 | 0 | 0 | 0 | 0 | 0 | 0 | 0 | 0 | 0 | 0 | 0 | 0 | 0 | 0 | 0 | 0 | 0 | 0 | 0 | 0 | 0 | 0 | 0 | 0 | 0 | 0 | 0 | 0 | 0 | 0 | 0 | 0 | 0 | 0 | 0 | 0 | 0 | 0 | 0 | 0 | 0 | 0 | 0 | 0 | 0 | 0 | 0 | 0 | 0
| FALSE | B | TRUE | 66 | 132 | Zone B; > 66kV <= 132kV; Multi Cct: TRUE |  | 1038 | 0 | 0 | 0 | 0 | 0 | 0 | 15 | 1 | 1 | 0 | 0 | 0 | 0 | 0 | 0 | 0 | 0 | 0 | 0 | 0 | 0 | 0 | 0 | 0 | 0 | 0 | 0 | 0 | 0 | 2 | 0 | 0 | 0 | 0 | 0 | 0 | 2 | 0 | 3 | 0 | 0 | 205 | 0 | 0 | 390 | 0 | 6 | 364 | 0 | 37 | 0 | 0 | 12 | 0 | 0 | 0 | 0 | 0 | 0 | 0 | 0 | 0 | 0 | 0 | 0 | 0 | 0 | 0 | 0 | 0 | 0 | 0 | 0 | 0 | 0 | 0 | 0 | 0 | 0 | 0 | 0 | 0 | 0 | 0 | 0 | 0 | 0 | 0 | 0 | 0 | 0
| FALSE | C | TRUE | 66 | 132 | Zone C; > 66kV <= 132kV; Multi Cct: TRUE |  | 3311 | 36 | 0 | 0 | 0 | 189 | 105 | 15 | 186 | 1 | 12 | 7 | 4 | 1 | 1 | 5 | 207 | 0 | 2 | 31 | 0 | 0 | 0 | 63 | 2 | 0 | 0 | 0 | 3 | 120 | 399 | 24 | 0 | 80 | 2 | 0 | 0 | 440 | 243 | 141 | 32 | 0 | 0 | 0 | 12 | 74 | 11 | 0 | 438 | 251 | 30 | 0 | 10 | 134 | 0 | 0 | 0 | 0 | 0 | 0 | 0 | 0 | 0 | 0 | 0 | 0 | 0 | 0 | 0 | 0 | 0 | 0 | 0 | 0 | 0 | 0 | 0 | 0 | 0 | 0 | 0 | 0 | 0 | 0 | 0 | 0 | 0 | 0 | 0 | 0 | 0 | 0
| FALSE | D | TRUE | 66 | 132 | Zone D; > 66kV <= 132kV; Multi Cct: TRUE |  | 765 | 0 | 0 | 11 | 4 | 0 | 35 | 186 | 253 | 0 | 0 | 19 | 18 | 0 | 0 | 0 | 0 | 0 | 20 | 0 | 0 | 0 | 0 | 0 | 0 | 0 | 0 | 0 | 0 | 19 | 0 | 0 | 0 | 0 | 120 | 0 | 0 | 0 | 0 | 77 | 0 | 0 | 0 | 0 | 0 | 0 | 0 | 0 | 0 | 0 | 0 | 0 | 0 | 0 | 0 | 0 | 0 | 0 | 3 | 0 | 0 | 0 | 0 | 0 | 0 | 0 | 0 | 0 | 0 | 0 | 0 | 0 | 0 | 0 | 0 | 0 | 0 | 0 | 0 | 0 | 0 | 0 | 0 | 0 | 0 | 0 | 0 | 0 | 0 | 0 | 0 | 0
| FALSE | B | TRUE | 132 | 275 | Zone B; > 132kV <= 275kV; Multi Cct: TRUE |  | 446 | 2 | 0 | 0 | 0 | 0 | 0 | 316 | 21 | 0 | 0 | 2 | 26 | 0 | 0 | 0 | 0 | 0 | 0 | 0 | 0 | 0 | 0 | 0 | 0 | 0 | 0 | 0 | 0 | 0 | 0 | 0 | 0 | 0 | 0 | 0 | 0 | 0 | 1 | 0 | 0 | 0 | 0 | 0 | 75 | 0 | 3 | 0 | 0 | 0 | 0 | 0 | 0 | 0 | 0 | 0 | 0 | 0 | 0 | 0 | 0 | 0 | 0 | 0 | 0 | 0 | 0 | 0 | 0 | 0 | 0 | 0 | 0 | 0 | 0 | 0 | 0 | 0 | 0 | 0 | 0 | 0 | 0 | 0 | 0 | 0 | 0 | 0 | 0 | 0 | 0 | 0
| FALSE | C | TRUE | 132 | 275 | Zone C; > 132kV <= 275kV; Multi Cct: TRUE |  | 4232 | 6 | 371 | 431 | 3 | 356 | 433 | 27 | 76 | 147 | 71 | 6 | 188 | 0 | 34 | 340 | 316 | 728 | 5 | 0 | 0 | 1 | 12 | 77 | 0 | 19 | 6 | 0 | 4 | 67 | 29 | 214 | 9 | 3 | 0 | 96 | 0 | 1 | 3 | 0 | 0 | 0 | 0 | 4 | 41 | 0 | 108 | 0 | 0 | 0 | 0 | 0 | 0 | 0 | 0 | 0 | 0 | 0 | 0 | 0 | 0 | 0 | 0 | 0 | 0 | 0 | 0 | 0 | 0 | 0 | 0 | 0 | 0 | 0 | 0 | 0 | 0 | 0 | 0 | 0 | 0 | 0 | 0 | 0 | 0 | 0 | 0 | 0 | 0 | 0 | 0 | 0
| FALSE | D | TRUE | 132 | 275 | Zone D; > 132kV <= 275kV; Multi Cct: TRUE |  | 1415 | 0 | 110 | 111 | 207 | 0 | 170 | 1 | 0 | 0 | 0 | 0 | 0 | 0 | 166 | 0 | 0 | 0 | 132 | 0 | 0 | 0 | 0 | 0 | 0 | 0 | 0 | 518 | 0 | 0 | 0 | 0 | 0 | 0 | 0 | 0 | 0 | 0 | 0 | 0 | 0 | 0 | 0 | 0 | 0 | 0 | 0 | 0 | 0 | 0 | 0 | 0 | 0 | 0 | 0 | 0 | 0 | 0 | 0 | 0 | 0 | 0 | 0 | 0 | 0 | 0 | 0 | 0 | 0 | 0 | 0 | 0 | 0 | 0 | 0 | 0 | 0 | 0 | 0 | 0 | 0 | 0 | 0 | 0 | 0 | 0 | 0 | 0 | 0 | 0 | 0 | 0
| FALSE | B | TRUE | 275 | 330 | Zone B; > 275kV <= 330kV; Multi Cct: TRUE |  | 233 | 0 | 0 | 0 | 0 | 0 | 0 | 0 | 0 | 0 | 0 | 233 | 0 | 0 | 0 | 0 | 0 | 0 | 0 | 0 | 0 | 0 | 0 | 0 | 0 | 0 | 0 | 0 | 0 | 0 | 0 | 0 | 0 | 0 | 0 | 0 | 0 | 0 | 0 | 0 | 0 | 0 | 0 | 0 | 0 | 0 | 0 | 0 | 0 | 0 | 0 | 0 | 0 | 0 | 0 | 0 | 0 | 0 | 0 | 0 | 0 | 0 | 0 | 0 | 0 | 0 | 0 | 0 | 0 | 0 | 0 | 0 | 0 | 0 | 0 | 0 | 0 | 0 | 0 | 0 | 0 | 0 | 0 | 0 | 0 | 0 | 0 | 0 | 0 | 0 | 0 | 0
| FALSE | C | TRUE | 275 | 330 | Zone C; > 275kV <= 330kV; Multi Cct: TRUE |  | 655 | 0 | 0 | 0 | 0 | 0 | 0 | 0 | 170 | 0 | 0 | 2 | 0 | 0 | 0 | 483 | 0 | 0 | 0 | 0 | 0 | 0 | 0 | 0 | 0 | 0 | 0 | 0 | 0 | 0 | 0 | 0 | 0 | 0 | 0 | 0 | 0 | 0 | 0 | 0 | 0 | 0 | 0 | 0 | 0 | 0 | 0 | 0 | 0 | 0 | 0 | 0 | 0 | 0 | 0 | 0 | 0 | 0 | 0 | 0 | 0 | 0 | 0 | 0 | 0 | 0 | 0 | 0 | 0 | 0 | 0 | 0 | 0 | 0 | 0 | 0 | 0 | 0 | 0 | 0 | 0 | 0 | 0 | 0 | 0 | 0 | 0 | 0 | 0 | 0 | 0 | 0
| FALSE | C | TRUE | 330 | 500 | Zone C; > 330kV <= 500kV; Multi Cct: TRUE |  | 1 | 0 | 0 | 1 | 0 | 0 | 0 | 0 | 0 | 0 | 0 | 0 | 0 | 0 | 0 | 0 | 0 | 0 | 0 | 0 | 0 | 0 | 0 | 0 | 0 | 0 | 0 | 0 | 0 | 0 | 0 | 0 | 0 | 0 | 0 | 0 | 0 | 0 | 0 | 0 | 0 | 0 | 0 | 0 | 0 | 0 | 0 | 0 | 0 | 0 | 0 | 0 | 0 | 0 | 0 | 0 | 0 | 0 | 0 | 0 | 0 | 0 | 0 | 0 | 0 | 0 | 0 | 0 | 0 | 0 | 0 | 0 | 0 | 0 | 0 | 0 | 0 | 0 | 0 | 0 | 0 | 0 | 0 | 0 | 0 | 0 | 0 | 0 | 0 | 0 | 0 | 0
[6 empty] | Refurbed |  | 138 | 41 | 0 | 52 | 0 | 4 | 23 | 0 | 0 | 0 | 0 | 0 | 18 | 0 | 0 | 0 | 0 | 0 | 0 | 0 | 0 | 0 | 0 | 0 | 0 | 0 | 0 | 0 | 0 | 0 | 0 | 0 | 0 | 0 | 0 | 0 | 0 | 0 | 0 | 0 | 0 | 0 | 0 | 0 | 0 | 0 | 0 | 0 | 0 | 0 | 0 | 0 | 0 | 0 | 0 | 0 | 0 | 0 | 0 | 0 | 0 | 0 | 0 | 0 | 0 | 0 | 0 | 0 | 0 | 0 | 0 | 0 | 0 | 0 | 0 | 0 | 0 | 0 | 0 | 0 | 0 | 0 | 0 | 0 | 0 | 0 | 0 | 0 | 0 | 0 | 0 | 0
[8 empty] | 23825 | 99 | 516 | 636 | 237 | 599 | 807 | 768 | 739 | 261 | 99 | 519 | 300 | 281 | 204 | 831 | 532 | 800 | 164 | 31 | 161 | 151 | 52 | 724 | 7 | 36 | 10 | 546 | 354 | 854 | 805 | 837 | 11 | 382 | 630 | 1402 | 223 | 891 | 883 | 1778 | 32 | 362 | 209 | 992 | 128 | 464 | 122 | 464 | 802 | 426 | 67 | 128 | 10 | 446 | 0 | 0 | 0 | 10 | 3 | 0 | 0 | 0 | 0 | 0 | 0 | 0 | 0 | 0 | 0 | 0 | 0 | 0 | 0 | 0 | 0 | 0 | 0 | 0 | 0 | 0 | 0 | 0 | 0 | 0 | 0 | 0 | 0 | 0 | 0 | 0 | 0 | 0
Summation of Adjustments
| Grillage | Zone | Double Circuit | Volt Min | Volt Max | Description |  |  | 2015 | 2014 | 2013 | 2012 | 2011 | 2010 | 2009 | 2008 | 2007 | 2006 | 2005 | 2004 | 2003 | 2002 | 2001 | 2000 | 1999 | 1998 | 1997 | 1996 | 1995 | 1994 | 1993 | 1992 | 1991 | 1990 | 1989 | 1988 | 1987 | 1986 | 1985 | 1984 | 1983 | 1982 | 1981 | 1980 | 1979 | 1978 | 1977 | 1976 | 1975 | 1974 | 1973 | 1972 | 1971 | 1970 | 1969 | 1968 | 1967 | 1966 | 1965 | 1964 | 1963 | 1962 | 1961 | 1960 | 1959 | 1958 | 1957 | 1956 | 1955 | 1954 | 1953 | 1952 | 1951 | 1950 | 1949 | 1948 | 1947 | 1946 | 1945 | 1944 | 1943 | 1942 | 1941 | 1940 | 1939 | 1938 | 1937 | 1936 | 1935 | 1934 | 1933 | 1932 | 1931 | 1930 | 1929 | 1928 | 1927 | 1926 | 1925 | 1924 | 1923 | 1922 | 1921 | 1920 | 1919 | 1918 | 1917 | 1916 | 1915 | 1914 | 1913 | 1912 | 1911 | 1910 | 1909
| TRUE | C | FALSE | 66 | 132 | Zone C; > 66kV <= 132kV; Multi Cct: FALSE |  | -281 | 0 | 0 | 0 | 0 | 0 | 0 | 0 | 0 | 0 | 0 | 0 | 0 | 0 | 0 | 0 | 0 | 0 | 0 | 0 | 0 | 0 | 0 | 0 | 0 | 0 | 0 | 0 | 0 | 0 | 0 | 0 | 0 | 0 | 0 | 0 | 0 | 0 | 0 | 0 | 0 | 0 | 0 | 0 | 0 | 0 | 0 | 0 | 0 | 0 | 0 | -127 | 0 | -154 | 0 | 0 | 0 | 0 | 0 | 0 | 0 | 0 | 0 | 0 | 0 | 0 | 0 | 0 | 0 | 0 | 0 | 0 | 0 | 0 | 0 | 0 | 0 | 0 | 0 | 0 | 0 | 0 | 0 | 0 | 0 | 0 | 0 | 0 | 0 | 0 | 0 | 0 | 0 | 0 | 0 | 0 | 0 | 0 | 0 | 0 | 0
| TRUE | B | TRUE | 66 | 132 | Zone B; > 66kV <= 132kV; Multi Cct: TRUE |  | 0 | 0 | 0 | 0 | 0 | 0 | 0 | 0 | 0 | 0 | 0 | 0 | 0 | 0 | 0 | 0 | 0 | 0 | 0 | 0 | 0 | 0 | 0 | 0 | 0 | 0 | 0 | 0 | 0 | 0 | 0 | 0 | 0 | 0 | 0 | 0 | 0 | 0 | 0 | 0 | 0 | 0 | 0 | 0 | 0 | 0 | 0 | 0 | 0 | 0 | 0 | 0 | 0 | 0 | 0 | 0 | 0 | 0 | 0 | 0 | 0 | 0 | 0 | 0 | 0 | 0 | 0 | 0 | 0 | 0 | 0 | 0 | 0 | 0 | 0 | 0 | 0 | 0 | 0 | 0 | 0 | 0 | 0 | 0 | 0 | 0 | 0 | 0 | 0 | 0 | 0 | 0 | 0 | 0 | 0 | 0 | 0 | 0 | 0 | 0 | 0
| TRUE | C | TRUE | 66 | 132 | Zone C; > 66kV <= 132kV; Multi Cct: TRUE |  | 113 | 0 | 0 | 0 | 0 | 0 | 0 | 0 | 0 | 0 | 0 | 0 | 0 | 0 | 0 | 0 | 0 | 0 | 0 | 0 | 0 | 0 | 0 | 0 | 0 | 0 | 0 | 0 | 0 | 0 | 0 | 0 | 0 | 0 | 0 | 0 | 0 | 0 | 0 | 0 | 0 | 0 | 0 | 0 | 0 | 0 | 0 | 0 | 0 | 0 | 0 | 127 | 0 | -14 | 0 | 0 | 0 | 0 | 0 | 0 | 0 | 0 | 0 | 0 | 0 | 0 | 0 | 0 | 0 | 0 | 0 | 0 | 0 | 0 | 0 | 0 | 0 | 0 | 0 | 0 | 0 | 0 | 0 | 0 | 0 | 0 | 0 | 0 | 0 | 0 | 0 | 0 | 0 | 0 | 0 | 0 | 0 | 0 | 0 | 0 | 0
| FALSE | D | FALSE | -1 | 33 | Zone D; > -1kV <= 33kV; Multi Cct: FALSE |  | -18 | 0 | 0 | 0 | 0 | 0 | 0 | 0 | 0 | 0 | 0 | 0 | 0 | 0 | 0 | 0 | 0 | 0 | 0 | 0 | 0 | 0 | 0 | 0 | 0 | 0 | 0 | -18 | 0 | 0 | 0 | 0 | 0 | 0 | 0 | 0 | 0 | 0 | 0 | 0 | 0 | 0 | 0 | 0 | 0 | 0 | 0 | 0 | 0 | 0 | 0 | 0 | 0 | 0 | 0 | 0 | 0 | 0 | 0 | 0 | 0 | 0 | 0 | 0 | 0 | 0 | 0 | 0 | 0 | 0 | 0 | 0 | 0 | 0 | 0 | 0 | 0 | 0 | 0 | 0 | 0 | 0 | 0 | 0 | 0 | 0 | 0 | 0 | 0 | 0 | 0 | 0 | 0 | 0 | 0 | 0 | 0 | 0 | 0 | 0 | 0
| FALSE | B | FALSE | 66 | 132 | Zone B; > 66kV <= 132kV; Multi Cct: FALSE |  | -602 | 0 | 0 | 0 | 0 | 0 | 0 | 0 | 0 | 0 | 0 | 0 | 0 | 0 | 0 | 0 | 0 | 0 | 0 | 0 | 0 | 0 | 0 | 0 | 0 | 0 | 0 | 0 | 0 | 0 | 0 | 0 | 0 | 0 | 0 | 0 | 0 | 0 | 0 | -337 | 0 | 0 | 0 | 0 | 0 | 0 | 0 | -265 | 0 | 0 | 0 | 0 | 0 | 0 | 0 | 0 | 0 | 0 | 0 | 0 | 0 | 0 | 0 | 0 | 0 | 0 | 0 | 0 | 0 | 0 | 0 | 0 | 0 | 0 | 0 | 0 | 0 | 0 | 0 | 0 | 0 | 0 | 0 | 0 | 0 | 0 | 0 | 0 | 0 | 0 | 0 | 0 | 0 | 0 | 0 | 0 | 0 | 0 | 0 | 0 | 0
| FALSE | C | FALSE | 66 | 132 | Zone C; > 66kV <= 132kV; Multi Cct: FALSE |  | -87 | -1 | -7 | 0 | 0 | 0 | 0 | 0 | 0 | 0 | 0 | 0 | 0 | 0 | 0 | 0 | 0 | 0 | 0 | 0 | 0 | 0 | 0 | 0 | 0 | 0 | 0 | 0 | 0 | 0 | 0 | 0 | 0 | 0 | 0 | 0 | 0 | 0 | 0 | 0 | 0 | 0 | 0 | -6 | 0 | 0 | 0 | 0 | 0 | -2 | 0 | 0 | 0 | -71 | 0 | 0 | 0 | 0 | 0 | 0 | 0 | 0 | 0 | 0 | 0 | 0 | 0 | 0 | 0 | 0 | 0 | 0 | 0 | 0 | 0 | 0 | 0 | 0 | 0 | 0 | 0 | 0 | 0 | 0 | 0 | 0 | 0 | 0 | 0 | 0 | 0 | 0 | 0 | 0 | 0 | 0 | 0 | 0 | 0 | 0 | 0
| FALSE | D | FALSE | 66 | 132 | Zone D; > 66kV <= 132kV; Multi Cct: FALSE |  | 0 | 0 | 0 | 0 | 0 | 0 | 0 | 0 | 0 | 0 | 0 | 0 | 0 | 0 | 0 | 0 | 0 | 0 | 0 | 0 | 0 | 0 | 0 | 0 | 0 | 0 | 0 | 0 | 0 | 0 | 0 | 0 | 0 | 0 | 0 | 0 | 0 | 0 | 0 | 0 | 0 | 0 | 0 | 0 | 0 | 0 | 0 | 0 | 0 | 0 | 0 | 0 | 0 | 0 | 0 | 0 | 0 | 0 | 0 | 0 | 0 | 0 | 0 | 0 | 0 | 0 | 0 | 0 | 0 | 0 | 0 | 0 | 0 | 0 | 0 | 0 | 0 | 0 | 0 | 0 | 0 | 0 | 0 | 0 | 0 | 0 | 0 | 0 | 0 | 0 | 0 | 0 | 0 | 0 | 0 | 0 | 0 | 0 | 0 | 0 | 0
| FALSE | B | FALSE | 132 | 275 | Zone B; > 132kV <= 275kV; Multi Cct: FALSE |  | 0 | 0 | 0 | 0 | 0 | 0 | 0 | 0 | 0 | 0 | 0 | 0 | 0 | 0 | 0 | 0 | 0 | 0 | 0 | 0 | 0 | 0 | 0 | 0 | 0 | 0 | 0 | 0 | 0 | 0 | 0 | 0 | 0 | 0 | 0 | 0 | 0 | 0 | 0 | 0 | 0 | 0 | 0 | 0 | 0 | 0 | 0 | 0 | 0 | 0 | 0 | 0 | 0 | 0 | 0 | 0 | 0 | 0 | 0 | 0 | 0 | 0 | 0 | 0 | 0 | 0 | 0 | 0 | 0 | 0 | 0 | 0 | 0 | 0 | 0 | 0 | 0 | 0 | 0 | 0 | 0 | 0 | 0 | 0 | 0 | 0 | 0 | 0 | 0 | 0 | 0 | 0 | 0 | 0 | 0 | 0 | 0 | 0 | 0 | 0 | 0
| FALSE | C | FALSE | 132 | 275 | Zone C; > 132kV <= 275kV; Multi Cct: FALSE |  | -696 | 0 | 0 | 0 | 0 | -2 | 0 | 0 | 0 | 0 | 0 | 0 | 0 | 0 | 0 | 0 | 0 | 0 | 0 | 0 | 0 | 0 | 0 | 0 | 0 | 0 | 0 | 0 | 0 | 0 | 0 | 0 | 0 | 0 | 0 | 0 | 0 | -414 | 0 | -313 | 0 | 0 | 0 | 33 | 0 | 0 | 0 | 0 | 0 | 0 | 0 | 0 | 0 | 0 | 0 | 0 | 0 | 0 | 0 | 0 | 0 | 0 | 0 | 0 | 0 | 0 | 0 | 0 | 0 | 0 | 0 | 0 | 0 | 0 | 0 | 0 | 0 | 0 | 0 | 0 | 0 | 0 | 0 | 0 | 0 | 0 | 0 | 0 | 0 | 0 | 0 | 0 | 0 | 0 | 0 | 0 | 0 | 0 | 0 | 0 | 0
| FALSE | D | FALSE | 132 | 275 | Zone D; > 132kV <= 275kV; Multi Cct: FALSE |  | -362 | 0 | 0 | 0 | 0 | 0 | 0 | 0 | 0 | 0 | 0 | 0 | 0 | 0 | 0 | 0 | 0 | 0 | 0 | 0 | 0 | 0 | 0 | 0 | 0 | 0 | 0 | 0 | 0 | 0 | 0 | 0 | 0 | 0 | 0 | 0 | -6 | 0 | 0 | 0 | 0 | 0 | 0 | -356 | 0 | 0 | 0 | 0 | 0 | 0 | 0 | 0 | 0 | 0 | 0 | 0 | 0 | 0 | 0 | 0 | 0 | 0 | 0 | 0 | 0 | 0 | 0 | 0 | 0 | 0 | 0 | 0 | 0 | 0 | 0 | 0 | 0 | 0 | 0 | 0 | 0 | 0 | 0 | 0 | 0 | 0 | 0 | 0 | 0 | 0 | 0 | 0 | 0 | 0 | 0 | 0 | 0 | 0 | 0 | 0 | 0
| FALSE | B | FALSE | 275 | 330 | Zone B; > 275kV <= 330kV; Multi Cct: FALSE |  | 0 | 0 | 0 | 0 | 0 | 0 | 0 | 0 | 0 | 0 | 0 | 0 | 0 | 0 | 0 | 0 | 0 | 0 | 0 | 0 | 0 | 0 | 0 | 0 | 0 | 0 | 0 | 0 | 0 | 0 | 0 | 0 | 0 | 0 | 0 | 0 | 0 | 0 | 0 | 0 | 0 | 0 | 0 | 0 | 0 | 0 | 0 | 0 | 0 | 0 | 0 | 0 | 0 | 0 | 0 | 0 | 0 | 0 | 0 | 0 | 0 | 0 | 0 | 0 | 0 | 0 | 0 | 0 | 0 | 0 | 0 | 0 | 0 | 0 | 0 | 0 | 0 | 0 | 0 | 0 | 0 | 0 | 0 | 0 | 0 | 0 | 0 | 0 | 0 | 0 | 0 | 0 | 0 | 0 | 0 | 0 | 0 | 0 | 0 | 0 | 0
| FALSE | B | TRUE | 33 | 66 | Zone B; > 33kV <= 66kV; Multi Cct: TRUE |  | -2 | 0 | 0 | 0 | 0 | 0 | 0 | 0 | 0 | 0 | 0 | 0 | 0 | 0 | 0 | 0 | 0 | 0 | 0 | 0 | 0 | 0 | 0 | 0 | 0 | 0 | 0 | 0 | 0 | 0 | 0 | 0 | -2 | 0 | 0 | 0 | 0 | 0 | 0 | 0 | 0 | 0 | 0 | 0 | 0 | 0 | 0 | 0 | 0 | 0 | 0 | 0 | 0 | 0 | 0 | 0 | 0 | 0 | 0 | 0 | 0 | 0 | 0 | 0 | 0 | 0 | 0 | 0 | 0 | 0 | 0 | 0 | 0 | 0 | 0 | 0 | 0 | 0 | 0 | 0 | 0 | 0 | 0 | 0 | 0 | 0 | 0 | 0 | 0 | 0 | 0 | 0 | 0 | 0 | 0 | 0 | 0 | 0 | 0 | 0 | 0
| FALSE | B | TRUE | 66 | 132 | Zone B; > 66kV <= 132kV; Multi Cct: TRUE |  | -36 | 0 | 0 | 0 | 0 | 0 | 0 | 0 | 0 | 0 | 0 | 0 | 0 | 0 | 0 | 0 | 0 | 0 | 0 | 0 | 0 | 0 | 0 | 0 | 0 | 0 | 0 | 0 | 0 | 0 | 0 | 0 | 0 | 0 | 0 | 0 | 0 | 0 | 0 | -3 | 0 | 0 | 0 | 0 | 0 | 0 | 0 | -3 | -26 | 0 | -4 | 0 | 0 | 0 | 0 | 0 | 0 | 0 | 0 | 0 | 0 | 0 | 0 | 0 | 0 | 0 | 0 | 0 | 0 | 0 | 0 | 0 | 0 | 0 | 0 | 0 | 0 | 0 | 0 | 0 | 0 | 0 | 0 | 0 | 0 | 0 | 0 | 0 | 0 | 0 | 0 | 0 | 0 | 0 | 0 | 0 | 0 | 0 | 0 | 0 | 0
| FALSE | C | TRUE | 66 | 132 | Zone C; > 66kV <= 132kV; Multi Cct: TRUE |  | -562 | 0 | 0 | 0 | 0 | 0 | 0 | 0 | 0 | 0 | 0 | 0 | 0 | 0 | 0 | 0 | 0 | 0 | -2 | 0 | 0 | 0 | 0 | 0 | 0 | 0 | 0 | 0 | 0 | 0 | 0 | 0 | 0 | 0 | 0 | 0 | 0 | 0 | 0 | 0 | 0 | 0 | 0 | 0 | 0 | -21 | 0 | 0 | -276 | -224 | 0 | 0 | 0 | -39 | 0 | 0 | 0 | 0 | 0 | 0 | 0 | 0 | 0 | 0 | 0 | 0 | 0 | 0 | 0 | 0 | 0 | 0 | 0 | 0 | 0 | 0 | 0 | 0 | 0 | 0 | 0 | 0 | 0 | 0 | 0 | 0 | 0 | 0 | 0 | 0 | 0 | 0 | 0 | 0 | 0 | 0 | 0 | 0 | 0 | 0 | 0
| FALSE | D | TRUE | 66 | 132 | Zone D; > 66kV <= 132kV; Multi Cct: TRUE |  | -2 | 0 | 0 | 0 | 0 | 0 | 0 | 0 | 0 | 0 | 0 | -2 | 0 | 0 | 0 | 0 | 0 | 0 | 0 | 0 | 0 | 0 | 0 | 0 | 0 | 0 | 0 | 0 | 0 | 0 | 0 | 0 | 0 | 0 | 0 | 0 | 0 | 0 | 0 | 0 | 0 | 0 | 0 | 0 | 0 | 0 | 0 | 0 | 0 | 0 | 0 | 0 | 0 | 0 | 0 | 0 | 0 | 0 | 0 | 0 | 0 | 0 | 0 | 0 | 0 | 0 | 0 | 0 | 0 | 0 | 0 | 0 | 0 | 0 | 0 | 0 | 0 | 0 | 0 | 0 | 0 | 0 | 0 | 0 | 0 | 0 | 0 | 0 | 0 | 0 | 0 | 0 | 0 | 0 | 0 | 0 | 0 | 0 | 0 | 0 | 0
| FALSE | B | TRUE | 132 | 275 | Zone B; > 132kV <= 275kV; Multi Cct: TRUE |  | 0 | 0 | 0 | 0 | 0 | 0 | 0 | 0 | 0 | 0 | 0 | 0 | 0 | 0 | 0 | 0 | 0 | 0 | 0 | 0 | 0 | 0 | 0 | 0 | 0 | 0 | 0 | 0 | 0 | 0 | 0 | 0 | 0 | 0 | 0 | 0 | 0 | 0 | 0 | 0 | 0 | 0 | 0 | 0 | 0 | 0 | 0 | 0 | 0 | 0 | 0 | 0 | 0 | 0 | 0 | 0 | 0 | 0 | 0 | 0 | 0 | 0 | 0 | 0 | 0 | 0 | 0 | 0 | 0 | 0 | 0 | 0 | 0 | 0 | 0 | 0 | 0 | 0 | 0 | 0 | 0 | 0 | 0 | 0 | 0 | 0 | 0 | 0 | 0 | 0 | 0 | 0 | 0 | 0 | 0 | 0 | 0 | 0 | 0 | 0 | 0
| FALSE | C | TRUE | 132 | 275 | Zone C; > 132kV <= 275kV; Multi Cct: TRUE |  | -50 | 0 | 0 | 0 | 0 | 0 | 0 | 0 | 0 | 0 | 0 | 0 | -3 | 0 | 0 | 0 | 0 | 0 | 0 | 0 | 0 | 0 | 0 | 0 | 0 | 0 | 0 | 0 | 0 | -2 | 0 | 0 | 0 | 0 | 0 | 0 | 0 | 0 | 0 | 0 | 0 | 0 | 0 | 0 | -14 | 0 | -31 | 0 | 0 | 0 | 0 | 0 | 0 | 0 | 0 | 0 | 0 | 0 | 0 | 0 | 0 | 0 | 0 | 0 | 0 | 0 | 0 | 0 | 0 | 0 | 0 | 0 | 0 | 0 | 0 | 0 | 0 | 0 | 0 | 0 | 0 | 0 | 0 | 0 | 0 | 0 | 0 | 0 | 0 | 0 | 0 | 0 | 0 | 0 | 0 | 0 | 0 | 0 | 0 | 0 | 0
| FALSE | D | TRUE | 132 | 275 | Zone D; > 132kV <= 275kV; Multi Cct: TRUE |  | -1 | 0 | 0 | 0 | -1 | 0 | 0 | 0 | 0 | 0 | 0 | 0 | 0 | 0 | 0 | 0 | 0 | 0 | 0 | 0 | 0 | 0 | 0 | 0 | 0 | 0 | 0 | 0 | 0 | 0 | 0 | 0 | 0 | 0 | 0 | 0 | 0 | 0 | 0 | 0 | 0 | 0 | 0 | 0 | 0 | 0 | 0 | 0 | 0 | 0 | 0 | 0 | 0 | 0 | 0 | 0 | 0 | 0 | 0 | 0 | 0 | 0 | 0 | 0 | 0 | 0 | 0 | 0 | 0 | 0 | 0 | 0 | 0 | 0 | 0 | 0 | 0 | 0 | 0 | 0 | 0 | 0 | 0 | 0 | 0 | 0 | 0 | 0 | 0 | 0 | 0 | 0 | 0 | 0 | 0 | 0 | 0 | 0 | 0 | 0 | 0
| FALSE | B | TRUE | 275 | 330 | Zone B; > 275kV <= 330kV; Multi Cct: TRUE |  | 0 | 0 | 0 | 0 | 0 | 0 | 0 | 0 | 0 | 0 | 0 | 0 | 0 | 0 | 0 | 0 | 0 | 0 | 0 | 0 | 0 | 0 | 0 | 0 | 0 | 0 | 0 | 0 | 0 | 0 | 0 | 0 | 0 | 0 | 0 | 0 | 0 | 0 | 0 | 0 | 0 | 0 | 0 | 0 | 0 | 0 | 0 | 0 | 0 | 0 | 0 | 0 | 0 | 0 | 0 | 0 | 0 | 0 | 0 | 0 | 0 | 0 | 0 | 0 | 0 | 0 | 0 | 0 | 0 | 0 | 0 | 0 | 0 | 0 | 0 | 0 | 0 | 0 | 0 | 0 | 0 | 0 | 0 | 0 | 0 | 0 | 0 | 0 | 0 | 0 | 0 | 0 | 0 | 0 | 0 | 0 | 0 | 0 | 0 | 0 | 0
| FALSE | C | TRUE | 275 | 330 | Zone C; > 275kV <= 330kV; Multi Cct: TRUE |  | 0 | 0 | 0 | 0 | 0 | 0 | 0 | 0 | 0 | 0 | 0 | 0 | 0 | 0 | 0 | 0 | 0 | 0 | 0 | 0 | 0 | 0 | 0 | 0 | 0 | 0 | 0 | 0 | 0 | 0 | 0 | 0 | 0 | 0 | 0 | 0 | 0 | 0 | 0 | 0 | 0 | 0 | 0 | 0 | 0 | 0 | 0 | 0 | 0 | 0 | 0 | 0 | 0 | 0 | 0 | 0 | 0 | 0 | 0 | 0 | 0 | 0 | 0 | 0 | 0 | 0 | 0 | 0 | 0 | 0 | 0 | 0 | 0 | 0 | 0 | 0 | 0 | 0 | 0 | 0 | 0 | 0 | 0 | 0 | 0 | 0 | 0 | 0 | 0 | 0 | 0 | 0 | 0 | 0 | 0 | 0 | 0 | 0 | 0 | 0 | 0
| FALSE | C | TRUE | 330 | 500 | Zone C; > 330kV <= 500kV; Multi Cct: TRUE |  | -1 | 0 | 0 | -1 | 0 | 0 | 0 | 0 | 0 | 0 | 0 | 0 | 0 | 0 | 0 | 0 | 0 | 0 | 0 | 0 | 0 | 0 | 0 | 0 | 0 | 0 | 0 | 0 | 0 | 0 | 0 | 0 | 0 | 0 | 0 | 0 | 0 | 0 | 0 | 0 | 0 | 0 | 0 | 0 | 0 | 0 | 0 | 0 | 0 | 0 | 0 | 0 | 0 | 0 | 0 | 0 | 0 | 0 | 0 | 0 | 0 | 0 | 0 | 0 | 0 | 0 | 0 | 0 | 0 | 0 | 0 | 0 | 0 | 0 | 0 | 0 | 0 | 0 | 0 | 0 | 0 | 0 | 0 | 0 | 0 | 0 | 0 | 0 | 0 | 0 | 0 | 0 | 0 | 0 | 0 | 0 | 0 | 0 | 0 | 0 | 0
[6 empty] | Refurbed |  | -138 | -41 | 0 | -52 | 0 | -4 | -23 | 0 | 0 | 0 | 0 | 0 | -18 | 0 | 0 | 0 | 0 | 0 | 0 | 0 | 0 | 0 | 0 | 0 | 0 | 0 | 0 | 0 | 0 | 0 | 0 | 0 | 0 | 0 | 0 | 0 | 0 | 0 | 0 | 0 | 0 | 0 | 0 | 0 | 0 | 0 | 0 | 0 | 0 | 0 | 0 | 0 | 0 | 0 | 0 | 0 | 0 | 0 | 0 | 0 | 0 | 0 | 0 | 0 | 0 | 0 | 0 | 0 | 0 | 0 | 0 | 0 | 0 | 0 | 0 | 0 | 0 | 0 | 0 | 0 | 0 | 0 | 0 | 0 | 0 | 0 | 0 | 0 | 0 | 0 | 0 | 0 | 0 | 0 | 0 | 0 | 0 | 0 | 0 | 0 | 0
[8 empty] | -2725 | -42 | -7 | -53 | -1 | -6 | -23 | 0 | 0 | 0 | 0 | -2 | -21 | 0 | 0 | 0 | 0 | 0 | -2 | 0 | 0 | 0 | 0 | 0 | 0 | 0 | 0 | -18 | 0 | -2 | 0 | 0 | -2 | 0 | 0 | 0 | -6 | -414 | 0 | -653 | 0 | 0 | 0 | -329 | -14 | -21 | -31 | -268 | -302 | -226 | -4 | 0 | 0 | -278 | 0 | 0 | 0 | 0 | 0 | 0 | 0 | 0 | 0 | 0 | 0 | 0 | 0 | 0 | 0 | 0 | 0 | 0 | 0 | 0 | 0 | 0 | 0 | 0 | 0 | 0 | 0 | 0 | 0 | 0 | 0 | 0 | 0 | 0 | 0 | 0 | 0 | 0 | 0 | 0 | 0 | 0 | 0 | 0 | 0 | 0 | 0
Age Profile (2015)
| Grillage | Zone | Double Circuit | Volt Min | Volt Max | Description |  |  | 2015 | 2014 | 2013 | 2012 | 2011 | 2010 | 2009 | 2008 | 2007 | 2006 | 2005 | 2004 | 2003 | 2002 | 2001 | 2000 | 1999 | 1998 | 1997 | 1996 | 1995 | 1994 | 1993 | 1992 | 1991 | 1990 | 1989 | 1988 | 1987 | 1986 | 1985 | 1984 | 1983 | 1982 | 1981 | 1980 | 1979 | 1978 | 1977 | 1976 | 1975 | 1974 | 1973 | 1972 | 1971 | 1970 | 1969 | 1968 | 1967 | 1966 | 1965 | 1964 | 1963 | 1962 | 1961 | 1960 | 1959 | 1958 | 1957 | 1956 | 1955 | 1954 | 1953 | 1952 | 1951 | 1950 | 1949 | 1948 | 1947 | 1946 | 1945 | 1944 | 1943 | 1942 | 1941 | 1940 | 1939 | 1938 | 1937 | 1936 | 1935 | 1934 | 1933 | 1932 | 1931 | 1930 | 1929 | 1928 | 1927 | 1926 | 1925 | 1924 | 1923 | 1922 | 1921 | 1920 | 1919 | 1918 | 1917 | 1916 | 1915 | 1914 | 1913 | 1912 | 1911 | 1910 | 1909
| TRUE | C | FALSE | 66 | 132 | Zone C; > 66kV <= 132kV; Multi Cct: FALSE |  | 3 | 0 | 0 | 0 | 0 | 0 | 0 | 0 | 0 | 0 | 0 | 0 | 0 | 0 | 0 | 0 | 0 | 0 | 0 | 0 | 0 | 0 | 0 | 0 | 0 | 0 | 0 | 0 | 0 | 0 | 0 | 0 | 0 | 0 | 0 | 0 | 0 | 0 | 1 | 0 | 0 | 0 | 0 | 0 | 0 | 0 | 0 | 0 | 0 | 0 | 0 | 0 | 0 | 2 | 0 | 0 | 0 | 0 | 0 | 0 | 0 | 0 | 0 | 0 | 0 | 0 | 0 | 0 | 0 | 0 | 0 | 0 | 0 | 0 | 0 | 0 | 0 | 0 | 0 | 0 | 0 | 0 | 0 | 0 | 0 | 0 | 0 | 0 | 0 | 0 | 0 | 0 | 0 | 0 | 0 | 0 | 0 | 0 | 0 | 0 | 0
| TRUE | B | TRUE | 66 | 132 | Zone B; > 66kV <= 132kV; Multi Cct: TRUE |  | 44 | 0 | 0 | 0 | 0 | 0 | 0 | 0 | 0 | 0 | 0 | 0 | 0 | 0 | 0 | 0 | 0 | 0 | 0 | 0 | 0 | 0 | 0 | 0 | 0 | 0 | 0 | 0 | 0 | 0 | 0 | 0 | 0 | 0 | 0 | 0 | 0 | 0 | 0 | 0 | 0 | 0 | 0 | 0 | 0 | 0 | 0 | 0 | 0 | 0 | 0 | 0 | 0 | 44 | 0 | 0 | 0 | 0 | 0 | 0 | 0 | 0 | 0 | 0 | 0 | 0 | 0 | 0 | 0 | 0 | 0 | 0 | 0 | 0 | 0 | 0 | 0 | 0 | 0 | 0 | 0 | 0 | 0 | 0 | 0 | 0 | 0 | 0 | 0 | 0 | 0 | 0 | 0 | 0 | 0 | 0 | 0 | 0 | 0 | 0 | 0
| TRUE | C | TRUE | 66 | 132 | Zone C; > 66kV <= 132kV; Multi Cct: TRUE |  | 151 | 0 | 0 | 0 | 0 | 0 | 0 | 0 | 0 | 0 | 0 | 0 | 0 | 0 | 0 | 0 | 0 | 0 | 0 | 0 | 0 | 0 | 0 | 0 | 0 | 0 | 0 | 0 | 0 | 0 | 0 | 0 | 0 | 0 | 0 | 0 | 0 | 0 | 0 | 0 | 0 | 0 | 0 | 0 | 0 | 0 | 0 | 0 | 0 | 0 | 0 | 127 | 0 | 14 | 0 | 0 | 0 | 10 | 0 | 0 | 0 | 0 | 0 | 0 | 0 | 0 | 0 | 0 | 0 | 0 | 0 | 0 | 0 | 0 | 0 | 0 | 0 | 0 | 0 | 0 | 0 | 0 | 0 | 0 | 0 | 0 | 0 | 0 | 0 | 0 | 0 | 0 | 0 | 0 | 0 | 0 | 0 | 0 | 0 | 0 | 0
| FALSE | D | FALSE | -1 | 33 | Zone D; > -1kV <= 33kV; Multi Cct: FALSE |  | 0 | 0 | 0 | 0 | 0 | 0 | 0 | 0 | 0 | 0 | 0 | 0 | 0 | 0 | 0 | 0 | 0 | 0 | 0 | 0 | 0 | 0 | 0 | 0 | 0 | 0 | 0 | 0 | 0 | 0 | 0 | 0 | 0 | 0 | 0 | 0 | 0 | 0 | 0 | 0 | 0 | 0 | 0 | 0 | 0 | 0 | 0 | 0 | 0 | 0 | 0 | 0 | 0 | 0 | 0 | 0 | 0 | 0 | 0 | 0 | 0 | 0 | 0 | 0 | 0 | 0 | 0 | 0 | 0 | 0 | 0 | 0 | 0 | 0 | 0 | 0 | 0 | 0 | 0 | 0 | 0 | 0 | 0 | 0 | 0 | 0 | 0 | 0 | 0 | 0 | 0 | 0 | 0 | 0 | 0 | 0 | 0 | 0 | 0 | 0 | 0
| FALSE | B | FALSE | 66 | 132 | Zone B; > 66kV <= 132kV; Multi Cct: FALSE |  | 603 | 0 | 11 | 2 | 9 | 16 | 0 | 8 | 2 | 11 | 2 | 0 | 0 | 1 | 0 | 0 | 0 | 0 | 0 | 0 | 0 | 0 | 0 | 16 | 0 | 0 | 0 | 0 | 201 | 0 | 0 | 0 | 0 | 0 | 0 | 0 | 0 | 0 | 0 | 127 | 0 | 0 | 4 | 0 | 0 | 0 | 0 | 193 | 0 | 0 | 0 | 0 | 0 | 0 | 0 | 0 | 0 | 0 | 0 | 0 | 0 | 0 | 0 | 0 | 0 | 0 | 0 | 0 | 0 | 0 | 0 | 0 | 0 | 0 | 0 | 0 | 0 | 0 | 0 | 0 | 0 | 0 | 0 | 0 | 0 | 0 | 0 | 0 | 0 | 0 | 0 | 0 | 0 | 0 | 0 | 0 | 0 | 0 | 0 | 0 | 0
| FALSE | C | FALSE | 66 | 132 | Zone C; > 66kV <= 132kV; Multi Cct: FALSE |  | 1492 | 6 | 8 | 1 | 5 | 20 | 14 | 181 | 18 | 89 | 14 | 8 | 0 | 7 | 1 | 1 | 9 | 0 | 0 | 0 | 0 | 0 | 0 | 106 | 5 | 0 | 4 | 0 | 32 | 422 | 12 | 1 | 0 | 0 | 151 | 144 | 0 | 34 | 24 | 0 | 0 | 0 | 0 | 0 | 0 | 0 | 0 | 0 | 0 | 173 | 0 | 1 | 0 | 1 | 0 | 0 | 0 | 0 | 0 | 0 | 0 | 0 | 0 | 0 | 0 | 0 | 0 | 0 | 0 | 0 | 0 | 0 | 0 | 0 | 0 | 0 | 0 | 0 | 0 | 0 | 0 | 0 | 0 | 0 | 0 | 0 | 0 | 0 | 0 | 0 | 0 | 0 | 0 | 0 | 0 | 0 | 0 | 0 | 0 | 0 | 0
| FALSE | D | FALSE | 66 | 132 | Zone D; > 66kV <= 132kV; Multi Cct: FALSE |  | 96 | 0 | 1 | 11 | 3 | 3 | 6 | 2 | 0 | 0 | 0 | 7 | 4 | 0 | 1 | 0 | 0 | 0 | 3 | 0 | 0 | 0 | 0 | 0 | 0 | 0 | 0 | 0 | 0 | 55 | 0 | 0 | 0 | 0 | 0 | 0 | 0 | 0 | 0 | 0 | 0 | 0 | 0 | 0 | 0 | 0 | 0 | 0 | 0 | 0 | 0 | 0 | 0 | 0 | 0 | 0 | 0 | 0 | 0 | 0 | 0 | 0 | 0 | 0 | 0 | 0 | 0 | 0 | 0 | 0 | 0 | 0 | 0 | 0 | 0 | 0 | 0 | 0 | 0 | 0 | 0 | 0 | 0 | 0 | 0 | 0 | 0 | 0 | 0 | 0 | 0 | 0 | 0 | 0 | 0 | 0 | 0 | 0 | 0 | 0 | 0
| FALSE | B | FALSE | 132 | 275 | Zone B; > 132kV <= 275kV; Multi Cct: FALSE |  | 430 | 7 | 0 | 0 | 0 | 0 | 0 | 6 | 6 | 2 | 0 | 0 | 0 | 0 | 0 | 0 | 0 | 0 | 0 | 0 | 0 | 0 | 0 | 0 | 0 | 0 | 0 | 0 | 0 | 0 | 0 | 0 | 0 | 0 | 0 | 0 | 0 | 0 | 409 | 0 | 0 | 0 | 0 | 0 | 0 | 0 | 0 | 0 | 0 | 0 | 0 | 0 | 0 | 0 | 0 | 0 | 0 | 0 | 0 | 0 | 0 | 0 | 0 | 0 | 0 | 0 | 0 | 0 | 0 | 0 | 0 | 0 | 0 | 0 | 0 | 0 | 0 | 0 | 0 | 0 | 0 | 0 | 0 | 0 | 0 | 0 | 0 | 0 | 0 | 0 | 0 | 0 | 0 | 0 | 0 | 0 | 0 | 0 | 0 | 0 | 0
| FALSE | C | FALSE | 132 | 275 | Zone C; > 132kV <= 275kV; Multi Cct: FALSE |  | 6520 | 0 | 6 | 13 | 3 | 9 | 21 | 11 | 6 | 10 | 0 | 221 | 42 | 272 | 1 | 2 | 0 | 72 | 2 | 0 | 161 | 150 | 40 | 462 | 0 | 0 | 0 | 0 | 114 | 171 | 363 | 598 | 0 | 299 | 357 | 1123 | 213 | 0 | 202 | 560 | 0 | 362 | 0 | 654 | 0 | 0 | 0 | 0 | 0 | 0 | 0 | 0 | 0 | 0 | 0 | 0 | 0 | 0 | 0 | 0 | 0 | 0 | 0 | 0 | 0 | 0 | 0 | 0 | 0 | 0 | 0 | 0 | 0 | 0 | 0 | 0 | 0 | 0 | 0 | 0 | 0 | 0 | 0 | 0 | 0 | 0 | 0 | 0 | 0 | 0 | 0 | 0 | 0 | 0 | 0 | 0 | 0 | 0 | 0 | 0 | 0
| FALSE | D | FALSE | 132 | 275 | Zone D; > 132kV <= 275kV; Multi Cct: FALSE |  | 303 | 0 | 2 | 3 | 3 | 0 | 0 | 0 | 0 | 0 | 0 | 0 | 0 | 0 | 0 | 0 | 0 | 0 | 0 | 0 | 0 | 0 | 0 | 0 | 0 | 17 | 0 | 10 | 0 | 0 | 0 | 0 | 0 | 0 | 0 | 39 | 4 | 0 | 0 | 220 | 0 | 0 | 0 | 5 | 0 | 0 | 0 | 0 | 0 | 0 | 0 | 0 | 0 | 0 | 0 | 0 | 0 | 0 | 0 | 0 | 0 | 0 | 0 | 0 | 0 | 0 | 0 | 0 | 0 | 0 | 0 | 0 | 0 | 0 | 0 | 0 | 0 | 0 | 0 | 0 | 0 | 0 | 0 | 0 | 0 | 0 | 0 | 0 | 0 | 0 | 0 | 0 | 0 | 0 | 0 | 0 | 0 | 0 | 0 | 0 | 0
| FALSE | B | FALSE | 275 | 330 | Zone B; > 275kV <= 330kV; Multi Cct: FALSE |  | 14 | 0 | 0 | 0 | 0 | 0 | 0 | 0 | 0 | 0 | 0 | 14 | 0 | 0 | 0 | 0 | 0 | 0 | 0 | 0 | 0 | 0 | 0 | 0 | 0 | 0 | 0 | 0 | 0 | 0 | 0 | 0 | 0 | 0 | 0 | 0 | 0 | 0 | 0 | 0 | 0 | 0 | 0 | 0 | 0 | 0 | 0 | 0 | 0 | 0 | 0 | 0 | 0 | 0 | 0 | 0 | 0 | 0 | 0 | 0 | 0 | 0 | 0 | 0 | 0 | 0 | 0 | 0 | 0 | 0 | 0 | 0 | 0 | 0 | 0 | 0 | 0 | 0 | 0 | 0 | 0 | 0 | 0 | 0 | 0 | 0 | 0 | 0 | 0 | 0 | 0 | 0 | 0 | 0 | 0 | 0 | 0 | 0 | 0 | 0 | 0
| FALSE | B | TRUE | 33 | 66 | Zone B; > 33kV <= 66kV; Multi Cct: TRUE |  | 0 | 0 | 0 | 0 | 0 | 0 | 0 | 0 | 0 | 0 | 0 | 0 | 0 | 0 | 0 | 0 | 0 | 0 | 0 | 0 | 0 | 0 | 0 | 0 | 0 | 0 | 0 | 0 | 0 | 0 | 0 | 0 | 0 | 0 | 0 | 0 | 0 | 0 | 0 | 0 | 0 | 0 | 0 | 0 | 0 | 0 | 0 | 0 | 0 | 0 | 0 | 0 | 0 | 0 | 0 | 0 | 0 | 0 | 0 | 0 | 0 | 0 | 0 | 0 | 0 | 0 | 0 | 0 | 0 | 0 | 0 | 0 | 0 | 0 | 0 | 0 | 0 | 0 | 0 | 0 | 0 | 0 | 0 | 0 | 0 | 0 | 0 | 0 | 0 | 0 | 0 | 0 | 0 | 0 | 0 | 0 | 0 | 0 | 0 | 0 | 0
| FALSE | B | TRUE | 66 | 132 | Zone B; > 66kV <= 132kV; Multi Cct: TRUE |  | 1002 | 0 | 0 | 0 | 0 | 0 | 0 | 15 | 1 | 1 | 0 | 0 | 0 | 0 | 0 | 0 | 0 | 0 | 0 | 0 | 0 | 0 | 0 | 0 | 0 | 0 | 0 | 0 | 0 | 0 | 2 | 0 | 0 | 0 | 0 | 0 | 0 | 2 | 0 | 0 | 0 | 0 | 205 | 0 | 0 | 390 | 0 | 3 | 338 | 0 | 33 | 0 | 0 | 12 | 0 | 0 | 0 | 0 | 0 | 0 | 0 | 0 | 0 | 0 | 0 | 0 | 0 | 0 | 0 | 0 | 0 | 0 | 0 | 0 | 0 | 0 | 0 | 0 | 0 | 0 | 0 | 0 | 0 | 0 | 0 | 0 | 0 | 0 | 0 | 0 | 0 | 0 | 0 | 0 | 0 | 0 | 0 | 0 | 0 | 0 | 0
| FALSE | C | TRUE | 66 | 132 | Zone C; > 66kV <= 132kV; Multi Cct: TRUE |  | 2749 | 36 | 0 | 0 | 0 | 189 | 105 | 15 | 186 | 1 | 12 | 7 | 4 | 1 | 1 | 5 | 207 | 0 | 0 | 31 | 0 | 0 | 0 | 63 | 2 | 0 | 0 | 0 | 3 | 120 | 399 | 24 | 0 | 80 | 2 | 0 | 0 | 440 | 243 | 141 | 32 | 0 | 0 | 0 | 12 | 53 | 11 | 0 | 162 | 27 | 30 | 0 | 10 | 95 | 0 | 0 | 0 | 0 | 0 | 0 | 0 | 0 | 0 | 0 | 0 | 0 | 0 | 0 | 0 | 0 | 0 | 0 | 0 | 0 | 0 | 0 | 0 | 0 | 0 | 0 | 0 | 0 | 0 | 0 | 0 | 0 | 0 | 0 | 0 | 0 | 0 | 0 | 0 | 0 | 0 | 0 | 0 | 0 | 0 | 0 | 0
| FALSE | D | TRUE | 66 | 132 | Zone D; > 66kV <= 132kV; Multi Cct: TRUE |  | 763 | 0 | 0 | 11 | 4 | 0 | 35 | 186 | 253 | 0 | 0 | 17 | 18 | 0 | 0 | 0 | 0 | 0 | 20 | 0 | 0 | 0 | 0 | 0 | 0 | 0 | 0 | 0 | 0 | 19 | 0 | 0 | 0 | 0 | 120 | 0 | 0 | 0 | 0 | 77 | 0 | 0 | 0 | 0 | 0 | 0 | 0 | 0 | 0 | 0 | 0 | 0 | 0 | 0 | 0 | 0 | 0 | 0 | 3 | 0 | 0 | 0 | 0 | 0 | 0 | 0 | 0 | 0 | 0 | 0 | 0 | 0 | 0 | 0 | 0 | 0 | 0 | 0 | 0 | 0 | 0 | 0 | 0 | 0 | 0 | 0 | 0 | 0 | 0 | 0 | 0 | 0 | 0 | 0 | 0 | 0 | 0 | 0 | 0 | 0 | 0
| FALSE | B | TRUE | 132 | 275 | Zone B; > 132kV <= 275kV; Multi Cct: TRUE |  | 446 | 2 | 0 | 0 | 0 | 0 | 0 | 316 | 21 | 0 | 0 | 2 | 26 | 0 | 0 | 0 | 0 | 0 | 0 | 0 | 0 | 0 | 0 | 0 | 0 | 0 | 0 | 0 | 0 | 0 | 0 | 0 | 0 | 0 | 0 | 0 | 0 | 0 | 1 | 0 | 0 | 0 | 0 | 0 | 75 | 0 | 3 | 0 | 0 | 0 | 0 | 0 | 0 | 0 | 0 | 0 | 0 | 0 | 0 | 0 | 0 | 0 | 0 | 0 | 0 | 0 | 0 | 0 | 0 | 0 | 0 | 0 | 0 | 0 | 0 | 0 | 0 | 0 | 0 | 0 | 0 | 0 | 0 | 0 | 0 | 0 | 0 | 0 | 0 | 0 | 0 | 0 | 0 | 0 | 0 | 0 | 0 | 0 | 0 | 0 | 0
| FALSE | C | TRUE | 132 | 275 | Zone C; > 132kV <= 275kV; Multi Cct: TRUE |  | 4182 | 6 | 371 | 431 | 3 | 356 | 433 | 27 | 76 | 147 | 71 | 6 | 185 | 0 | 34 | 340 | 316 | 728 | 5 | 0 | 0 | 1 | 12 | 77 | 0 | 19 | 6 | 0 | 4 | 65 | 29 | 214 | 9 | 3 | 0 | 96 | 0 | 1 | 3 | 0 | 0 | 0 | 0 | 4 | 27 | 0 | 77 | 0 | 0 | 0 | 0 | 0 | 0 | 0 | 0 | 0 | 0 | 0 | 0 | 0 | 0 | 0 | 0 | 0 | 0 | 0 | 0 | 0 | 0 | 0 | 0 | 0 | 0 | 0 | 0 | 0 | 0 | 0 | 0 | 0 | 0 | 0 | 0 | 0 | 0 | 0 | 0 | 0 | 0 | 0 | 0 | 0 | 0 | 0 | 0 | 0 | 0 | 0 | 0 | 0 | 0
| FALSE | D | TRUE | 132 | 275 | Zone D; > 132kV <= 275kV; Multi Cct: TRUE |  | 1414 | 0 | 110 | 111 | 206 | 0 | 170 | 1 | 0 | 0 | 0 | 0 | 0 | 0 | 166 | 0 | 0 | 0 | 132 | 0 | 0 | 0 | 0 | 0 | 0 | 0 | 0 | 518 | 0 | 0 | 0 | 0 | 0 | 0 | 0 | 0 | 0 | 0 | 0 | 0 | 0 | 0 | 0 | 0 | 0 | 0 | 0 | 0 | 0 | 0 | 0 | 0 | 0 | 0 | 0 | 0 | 0 | 0 | 0 | 0 | 0 | 0 | 0 | 0 | 0 | 0 | 0 | 0 | 0 | 0 | 0 | 0 | 0 | 0 | 0 | 0 | 0 | 0 | 0 | 0 | 0 | 0 | 0 | 0 | 0 | 0 | 0 | 0 | 0 | 0 | 0 | 0 | 0 | 0 | 0 | 0 | 0 | 0 | 0 | 0 | 0
| FALSE | B | TRUE | 275 | 330 | Zone B; > 275kV <= 330kV; Multi Cct: TRUE |  | 233 | 0 | 0 | 0 | 0 | 0 | 0 | 0 | 0 | 0 | 0 | 233 | 0 | 0 | 0 | 0 | 0 | 0 | 0 | 0 | 0 | 0 | 0 | 0 | 0 | 0 | 0 | 0 | 0 | 0 | 0 | 0 | 0 | 0 | 0 | 0 | 0 | 0 | 0 | 0 | 0 | 0 | 0 | 0 | 0 | 0 | 0 | 0 | 0 | 0 | 0 | 0 | 0 | 0 | 0 | 0 | 0 | 0 | 0 | 0 | 0 | 0 | 0 | 0 | 0 | 0 | 0 | 0 | 0 | 0 | 0 | 0 | 0 | 0 | 0 | 0 | 0 | 0 | 0 | 0 | 0 | 0 | 0 | 0 | 0 | 0 | 0 | 0 | 0 | 0 | 0 | 0 | 0 | 0 | 0 | 0 | 0 | 0 | 0 | 0 | 0
| FALSE | C | TRUE | 275 | 330 | Zone C; > 275kV <= 330kV; Multi Cct: TRUE |  | 655 | 0 | 0 | 0 | 0 | 0 | 0 | 0 | 170 | 0 | 0 | 2 | 0 | 0 | 0 | 483 | 0 | 0 | 0 | 0 | 0 | 0 | 0 | 0 | 0 | 0 | 0 | 0 | 0 | 0 | 0 | 0 | 0 | 0 | 0 | 0 | 0 | 0 | 0 | 0 | 0 | 0 | 0 | 0 | 0 | 0 | 0 | 0 | 0 | 0 | 0 | 0 | 0 | 0 | 0 | 0 | 0 | 0 | 0 | 0 | 0 | 0 | 0 | 0 | 0 | 0 | 0 | 0 | 0 | 0 | 0 | 0 | 0 | 0 | 0 | 0 | 0 | 0 | 0 | 0 | 0 | 0 | 0 | 0 | 0 | 0 | 0 | 0 | 0 | 0 | 0 | 0 | 0 | 0 | 0 | 0 | 0 | 0 | 0 | 0 | 0
| FALSE | C | TRUE | 330 | 500 | Zone C; > 330kV <= 500kV; Multi Cct: TRUE |  | 0 | 0 | 0 | 0 | 0 | 0 | 0 | 0 | 0 | 0 | 0 | 0 | 0 | 0 | 0 | 0 | 0 | 0 | 0 | 0 | 0 | 0 | 0 | 0 | 0 | 0 | 0 | 0 | 0 | 0 | 0 | 0 | 0 | 0 | 0 | 0 | 0 | 0 | 0 | 0 | 0 | 0 | 0 | 0 | 0 | 0 | 0 | 0 | 0 | 0 | 0 | 0 | 0 | 0 | 0 | 0 | 0 | 0 | 0 | 0 | 0 | 0 | 0 | 0 | 0 | 0 | 0 | 0 | 0 | 0 | 0 | 0 | 0 | 0 | 0 | 0 | 0 | 0 | 0 | 0 | 0 | 0 | 0 | 0 | 0 | 0 | 0 | 0 | 0 | 0 | 0 | 0 | 0 | 0 | 0 | 0 | 0 | 0 | 0 | 0 | 0
[6 empty] | Refurbed |  | 0 | 0 | 0 | 0 | 0 | 0 | 0 | 0 | 0 | 0 | 0 | 0 | 0 | 0 | 0 | 0 | 0 | 0 | 0 | 0 | 0 | 0 | 0 | 0 | 0 | 0 | 0 | 0 | 0 | 0 | 0 | 0 | 0 | 0 | 0 | 0 | 0 | 0 | 0 | 0 | 0 | 0 | 0 | 0 | 0 | 0 | 0 | 0 | 0 | 0 | 0 | 0 | 0 | 0 | 0 | 0 | 0 | 0 | 0 | 0 | 0 | 0 | 0 | 0 | 0 | 0 | 0 | 0 | 0 | 0 | 0 | 0 | 0 | 0 | 0 | 0 | 0 | 0 | 0 | 0 | 0 | 0 | 0 | 0 | 0 | 0 | 0 | 0 | 0 | 0 | 0 | 0 | 0 | 0 | 0 | 0 | 0 | 0 | 0 | 0 | 0
[8 empty] | 21100 | 57 | 509 | 583 | 236 | 593 | 784 | 768 | 739 | 261 | 99 | 517 | 279 | 281 | 204 | 831 | 532 | 800 | 162 | 31 | 161 | 151 | 52 | 724 | 7 | 36 | 10 | 528 | 354 | 852 | 805 | 837 | 9 | 382 | 630 | 1402 | 217 | 477 | 883 | 1125 | 32 | 362 | 209 | 663 | 114 | 443 | 91 | 196 | 500 | 200 | 63 | 128 | 10 | 168 | 0 | 0 | 0 | 10 | 3 | 0 | 0 | 0 | 0 | 0 | 0 | 0 | 0 | 0 | 0 | 0 | 0 | 0 | 0 | 0 | 0 | 0 | 0 | 0 | 0 | 0 | 0 | 0 | 0 | 0 | 0 | 0 | 0 | 0 | 0 | 0 | 0 | 0 | 0 | 0 | 0 | 0 | 0 | 0 | 0 | 0 | 0
Age Profile (2015), Excluding Non-Utilised Categories
| Grillage | Zone | Double Circuit | Volt Min | Volt Max | Description |  |  | 2015 | 2014 | 2013 | 2012 | 2011 | 2010 | 2009 | 2008 | 2007 | 2006 | 2005 | 2004 | 2003 | 2002 | 2001 | 2000 | 1999 | 1998 | 1997 | 1996 | 1995 | 1994 | 1993 | 1992 | 1991 | 1990 | 1989 | 1988 | 1987 | 1986 | 1985 | 1984 | 1983 | 1982 | 1981 | 1980 | 1979 | 1978 | 1977 | 1976 | 1975 | 1974 | 1973 | 1972 | 1971 | 1970 | 1969 | 1968 | 1967 | 1966 | 1965 | 1964 | 1963 | 1962 | 1961 | 1960 | 1959 | 1958 | 1957 | 1956 | 1955 | 1954 | 1953 | 1952 | 1951 | 1950 | 1949 | 1948 | 1947 | 1946 | 1945 | 1944 | 1943 | 1942 | 1941 | 1940 | 1939 | 1938 | 1937 | 1936 | 1935 | 1934 | 1933 | 1932 | 1931 | 1930 | 1929 | 1928 | 1927 | 1926 | 1925 | 1924 | 1923 | 1922 | 1921 | 1920 | 1919 | 1918 | 1917 | 1916 | 1915 | 1914 | 1913 | 1912 | 1911 | 1910 | 1909
| TRUE | C | FALSE | 66 | 132 | Zone C; > 66kV <= 132kV; Multi Cct: FALSE |  | 3 | 0 | 0 | 0 | 0 | 0 | 0 | 0 | 0 | 0 | 0 | 0 | 0 | 0 | 0 | 0 | 0 | 0 | 0 | 0 | 0 | 0 | 0 | 0 | 0 | 0 | 0 | 0 | 0 | 0 | 0 | 0 | 0 | 0 | 0 | 0 | 0 | 0 | 1 | 0 | 0 | 0 | 0 | 0 | 0 | 0 | 0 | 0 | 0 | 0 | 0 | 0 | 0 | 2 | 0 | 0 | 0 | 0 | 0 | 0 | 0 | 0 | 0 | 0 | 0 | 0 | 0 | 0 | 0 | 0 | 0 | 0 | 0 | 0 | 0 | 0 | 0 | 0 | 0 | 0 | 0 | 0 | 0 | 0 | 0 | 0 | 0 | 0 | 0 | 0 | 0 | 0 | 0 | 0 | 0 | 0 | 0 | 0 | 0 | 0 | 0
| TRUE | B | TRUE | 66 | 132 | Zone B; > 66kV <= 132kV; Multi Cct: TRUE |  | 44 | 0 | 0 | 0 | 0 | 0 | 0 | 0 | 0 | 0 | 0 | 0 | 0 | 0 | 0 | 0 | 0 | 0 | 0 | 0 | 0 | 0 | 0 | 0 | 0 | 0 | 0 | 0 | 0 | 0 | 0 | 0 | 0 | 0 | 0 | 0 | 0 | 0 | 0 | 0 | 0 | 0 | 0 | 0 | 0 | 0 | 0 | 0 | 0 | 0 | 0 | 0 | 0 | 44 | 0 | 0 | 0 | 0 | 0 | 0 | 0 | 0 | 0 | 0 | 0 | 0 | 0 | 0 | 0 | 0 | 0 | 0 | 0 | 0 | 0 | 0 | 0 | 0 | 0 | 0 | 0 | 0 | 0 | 0 | 0 | 0 | 0 | 0 | 0 | 0 | 0 | 0 | 0 | 0 | 0 | 0 | 0 | 0 | 0 | 0 | 0
| TRUE | C | TRUE | 66 | 132 | Zone C; > 66kV <= 132kV; Multi Cct: TRUE |  | 151 | 0 | 0 | 0 | 0 | 0 | 0 | 0 | 0 | 0 | 0 | 0 | 0 | 0 | 0 | 0 | 0 | 0 | 0 | 0 | 0 | 0 | 0 | 0 | 0 | 0 | 0 | 0 | 0 | 0 | 0 | 0 | 0 | 0 | 0 | 0 | 0 | 0 | 0 | 0 | 0 | 0 | 0 | 0 | 0 | 0 | 0 | 0 | 0 | 0 | 0 | 127 | 0 | 14 | 0 | 0 | 0 | 10 | 0 | 0 | 0 | 0 | 0 | 0 | 0 | 0 | 0 | 0 | 0 | 0 | 0 | 0 | 0 | 0 | 0 | 0 | 0 | 0 | 0 | 0 | 0 | 0 | 0 | 0 | 0 | 0 | 0 | 0 | 0 | 0 | 0 | 0 | 0 | 0 | 0 | 0 | 0 | 0 | 0 | 0 | 0
| FALSE | B | FALSE | 66 | 132 | Zone B; > 66kV <= 132kV; Multi Cct: FALSE |  | 603 | 0 | 11 | 2 | 9 | 16 | 0 | 8 | 2 | 11 | 2 | 0 | 0 | 1 | 0 | 0 | 0 | 0 | 0 | 0 | 0 | 0 | 0 | 16 | 0 | 0 | 0 | 0 | 201 | 0 | 0 | 0 | 0 | 0 | 0 | 0 | 0 | 0 | 0 | 127 | 0 | 0 | 4 | 0 | 0 | 0 | 0 | 193 | 0 | 0 | 0 | 0 | 0 | 0 | 0 | 0 | 0 | 0 | 0 | 0 | 0 | 0 | 0 | 0 | 0 | 0 | 0 | 0 | 0 | 0 | 0 | 0 | 0 | 0 | 0 | 0 | 0 | 0 | 0 | 0 | 0 | 0 | 0 | 0 | 0 | 0 | 0 | 0 | 0 | 0 | 0 | 0 | 0 | 0 | 0 | 0 | 0 | 0 | 0 | 0 | 0
| FALSE | C | FALSE | 66 | 132 | Zone C; > 66kV <= 132kV; Multi Cct: FALSE |  | 1492 | 6 | 8 | 1 | 5 | 20 | 14 | 181 | 18 | 89 | 14 | 8 | 0 | 7 | 1 | 1 | 9 | 0 | 0 | 0 | 0 | 0 | 0 | 106 | 5 | 0 | 4 | 0 | 32 | 422 | 12 | 1 | 0 | 0 | 151 | 144 | 0 | 34 | 24 | 0 | 0 | 0 | 0 | 0 | 0 | 0 | 0 | 0 | 0 | 173 | 0 | 1 | 0 | 1 | 0 | 0 | 0 | 0 | 0 | 0 | 0 | 0 | 0 | 0 | 0 | 0 | 0 | 0 | 0 | 0 | 0 | 0 | 0 | 0 | 0 | 0 | 0 | 0 | 0 | 0 | 0 | 0 | 0 | 0 | 0 | 0 | 0 | 0 | 0 | 0 | 0 | 0 | 0 | 0 | 0 | 0 | 0 | 0 | 0 | 0 | 0
| FALSE | D | FALSE | 66 | 132 | Zone D; > 66kV <= 132kV; Multi Cct: FALSE |  | 96 | 0 | 1 | 11 | 3 | 3 | 6 | 2 | 0 | 0 | 0 | 7 | 4 | 0 | 1 | 0 | 0 | 0 | 3 | 0 | 0 | 0 | 0 | 0 | 0 | 0 | 0 | 0 | 0 | 55 | 0 | 0 | 0 | 0 | 0 | 0 | 0 | 0 | 0 | 0 | 0 | 0 | 0 | 0 | 0 | 0 | 0 | 0 | 0 | 0 | 0 | 0 | 0 | 0 | 0 | 0 | 0 | 0 | 0 | 0 | 0 | 0 | 0 | 0 | 0 | 0 | 0 | 0 | 0 | 0 | 0 | 0 | 0 | 0 | 0 | 0 | 0 | 0 | 0 | 0 | 0 | 0 | 0 | 0 | 0 | 0 | 0 | 0 | 0 | 0 | 0 | 0 | 0 | 0 | 0 | 0 | 0 | 0 | 0 | 0 | 0
| FALSE | B | FALSE | 132 | 275 | Zone B; > 132kV <= 275kV; Multi Cct: FALSE |  | 430 | 7 | 0 | 0 | 0 | 0 | 0 | 6 | 6 | 2 | 0 | 0 | 0 | 0 | 0 | 0 | 0 | 0 | 0 | 0 | 0 | 0 | 0 | 0 | 0 | 0 | 0 | 0 | 0 | 0 | 0 | 0 | 0 | 0 | 0 | 0 | 0 | 0 | 409 | 0 | 0 | 0 | 0 | 0 | 0 | 0 | 0 | 0 | 0 | 0 | 0 | 0 | 0 | 0 | 0 | 0 | 0 | 0 | 0 | 0 | 0 | 0 | 0 | 0 | 0 | 0 | 0 | 0 | 0 | 0 | 0 | 0 | 0 | 0 | 0 | 0 | 0 | 0 | 0 | 0 | 0 | 0 | 0 | 0 | 0 | 0 | 0 | 0 | 0 | 0 | 0 | 0 | 0 | 0 | 0 | 0 | 0 | 0 | 0 | 0 | 0
| FALSE | C | FALSE | 132 | 275 | Zone C; > 132kV <= 275kV; Multi Cct: FALSE |  | 6520 | 0 | 6 | 13 | 3 | 9 | 21 | 11 | 6 | 10 | 0 | 221 | 42 | 272 | 1 | 2 | 0 | 72 | 2 | 0 | 161 | 150 | 40 | 462 | 0 | 0 | 0 | 0 | 114 | 171 | 363 | 598 | 0 | 299 | 357 | 1123 | 213 | 0 | 202 | 560 | 0 | 362 | 0 | 654 | 0 | 0 | 0 | 0 | 0 | 0 | 0 | 0 | 0 | 0 | 0 | 0 | 0 | 0 | 0 | 0 | 0 | 0 | 0 | 0 | 0 | 0 | 0 | 0 | 0 | 0 | 0 | 0 | 0 | 0 | 0 | 0 | 0 | 0 | 0 | 0 | 0 | 0 | 0 | 0 | 0 | 0 | 0 | 0 | 0 | 0 | 0 | 0 | 0 | 0 | 0 | 0 | 0 | 0 | 0 | 0 | 0
| FALSE | D | FALSE | 132 | 275 | Zone D; > 132kV <= 275kV; Multi Cct: FALSE |  | 303 | 0 | 2 | 3 | 3 | 0 | 0 | 0 | 0 | 0 | 0 | 0 | 0 | 0 | 0 | 0 | 0 | 0 | 0 | 0 | 0 | 0 | 0 | 0 | 0 | 17 | 0 | 10 | 0 | 0 | 0 | 0 | 0 | 0 | 0 | 39 | 4 | 0 | 0 | 220 | 0 | 0 | 0 | 5 | 0 | 0 | 0 | 0 | 0 | 0 | 0 | 0 | 0 | 0 | 0 | 0 | 0 | 0 | 0 | 0 | 0 | 0 | 0 | 0 | 0 | 0 | 0 | 0 | 0 | 0 | 0 | 0 | 0 | 0 | 0 | 0 | 0 | 0 | 0 | 0 | 0 | 0 | 0 | 0 | 0 | 0 | 0 | 0 | 0 | 0 | 0 | 0 | 0 | 0 | 0 | 0 | 0 | 0 | 0 | 0 | 0
| FALSE | B | FALSE | 275 | 330 | Zone B; > 275kV <= 330kV; Multi Cct: FALSE |  | 14 | 0 | 0 | 0 | 0 | 0 | 0 | 0 | 0 | 0 | 0 | 14 | 0 | 0 | 0 | 0 | 0 | 0 | 0 | 0 | 0 | 0 | 0 | 0 | 0 | 0 | 0 | 0 | 0 | 0 | 0 | 0 | 0 | 0 | 0 | 0 | 0 | 0 | 0 | 0 | 0 | 0 | 0 | 0 | 0 | 0 | 0 | 0 | 0 | 0 | 0 | 0 | 0 | 0 | 0 | 0 | 0 | 0 | 0 | 0 | 0 | 0 | 0 | 0 | 0 | 0 | 0 | 0 | 0 | 0 | 0 | 0 | 0 | 0 | 0 | 0 | 0 | 0 | 0 | 0 | 0 | 0 | 0 | 0 | 0 | 0 | 0 | 0 | 0 | 0 | 0 | 0 | 0 | 0 | 0 | 0 | 0 | 0 | 0 | 0 | 0
| FALSE | B | TRUE | 66 | 132 | Zone B; > 66kV <= 132kV; Multi Cct: TRUE |  | 1002 | 0 | 0 | 0 | 0 | 0 | 0 | 15 | 1 | 1 | 0 | 0 | 0 | 0 | 0 | 0 | 0 | 0 | 0 | 0 | 0 | 0 | 0 | 0 | 0 | 0 | 0 | 0 | 0 | 0 | 2 | 0 | 0 | 0 | 0 | 0 | 0 | 2 | 0 | 0 | 0 | 0 | 205 | 0 | 0 | 390 | 0 | 3 | 338 | 0 | 33 | 0 | 0 | 12 | 0 | 0 | 0 | 0 | 0 | 0 | 0 | 0 | 0 | 0 | 0 | 0 | 0 | 0 | 0 | 0 | 0 | 0 | 0 | 0 | 0 | 0 | 0 | 0 | 0 | 0 | 0 | 0 | 0 | 0 | 0 | 0 | 0 | 0 | 0 | 0 | 0 | 0 | 0 | 0 | 0 | 0 | 0 | 0 | 0 | 0 | 0
| FALSE | C | TRUE | 66 | 132 | Zone C; > 66kV <= 132kV; Multi Cct: TRUE |  | 2749 | 36 | 0 | 0 | 0 | 189 | 105 | 15 | 186 | 1 | 12 | 7 | 4 | 1 | 1 | 5 | 207 | 0 | 0 | 31 | 0 | 0 | 0 | 63 | 2 | 0 | 0 | 0 | 3 | 120 | 399 | 24 | 0 | 80 | 2 | 0 | 0 | 440 | 243 | 141 | 32 | 0 | 0 | 0 | 12 | 53 | 11 | 0 | 162 | 27 | 30 | 0 | 10 | 95 | 0 | 0 | 0 | 0 | 0 | 0 | 0 | 0 | 0 | 0 | 0 | 0 | 0 | 0 | 0 | 0 | 0 | 0 | 0 | 0 | 0 | 0 | 0 | 0 | 0 | 0 | 0 | 0 | 0 | 0 | 0 | 0 | 0 | 0 | 0 | 0 | 0 | 0 | 0 | 0 | 0 | 0 | 0 | 0 | 0 | 0 | 0
| FALSE | D | TRUE | 66 | 132 | Zone D; > 66kV <= 132kV; Multi Cct: TRUE |  | 763 | 0 | 0 | 11 | 4 | 0 | 35 | 186 | 253 | 0 | 0 | 17 | 18 | 0 | 0 | 0 | 0 | 0 | 20 | 0 | 0 | 0 | 0 | 0 | 0 | 0 | 0 | 0 | 0 | 19 | 0 | 0 | 0 | 0 | 120 | 0 | 0 | 0 | 0 | 77 | 0 | 0 | 0 | 0 | 0 | 0 | 0 | 0 | 0 | 0 | 0 | 0 | 0 | 0 | 0 | 0 | 0 | 0 | 3 | 0 | 0 | 0 | 0 | 0 | 0 | 0 | 0 | 0 | 0 | 0 | 0 | 0 | 0 | 0 | 0 | 0 | 0 | 0 | 0 | 0 | 0 | 0 | 0 | 0 | 0 | 0 | 0 | 0 | 0 | 0 | 0 | 0 | 0 | 0 | 0 | 0 | 0 | 0 | 0 | 0 | 0
| FALSE | B | TRUE | 132 | 275 | Zone B; > 132kV <= 275kV; Multi Cct: TRUE |  | 446 | 2 | 0 | 0 | 0 | 0 | 0 | 316 | 21 | 0 | 0 | 2 | 26 | 0 | 0 | 0 | 0 | 0 | 0 | 0 | 0 | 0 | 0 | 0 | 0 | 0 | 0 | 0 | 0 | 0 | 0 | 0 | 0 | 0 | 0 | 0 | 0 | 0 | 1 | 0 | 0 | 0 | 0 | 0 | 75 | 0 | 3 | 0 | 0 | 0 | 0 | 0 | 0 | 0 | 0 | 0 | 0 | 0 | 0 | 0 | 0 | 0 | 0 | 0 | 0 | 0 | 0 | 0 | 0 | 0 | 0 | 0 | 0 | 0 | 0 | 0 | 0 | 0 | 0 | 0 | 0 | 0 | 0 | 0 | 0 | 0 | 0 | 0 | 0 | 0 | 0 | 0 | 0 | 0 | 0 | 0 | 0 | 0 | 0 | 0 | 0
| FALSE | C | TRUE | 132 | 275 | Zone C; > 132kV <= 275kV; Multi Cct: TRUE |  | 4182 | 6 | 371 | 431 | 3 | 356 | 433 | 27 | 76 | 147 | 71 | 6 | 185 | 0 | 34 | 340 | 316 | 728 | 5 | 0 | 0 | 1 | 12 | 77 | 0 | 19 | 6 | 0 | 4 | 65 | 29 | 214 | 9 | 3 | 0 | 96 | 0 | 1 | 3 | 0 | 0 | 0 | 0 | 4 | 27 | 0 | 77 | 0 | 0 | 0 | 0 | 0 | 0 | 0 | 0 | 0 | 0 | 0 | 0 | 0 | 0 | 0 | 0 | 0 | 0 | 0 | 0 | 0 | 0 | 0 | 0 | 0 | 0 | 0 | 0 | 0 | 0 | 0 | 0 | 0 | 0 | 0 | 0 | 0 | 0 | 0 | 0 | 0 | 0 | 0 | 0 | 0 | 0 | 0 | 0 | 0 | 0 | 0 | 0 | 0 | 0
| FALSE | D | TRUE | 132 | 275 | Zone D; > 132kV <= 275kV; Multi Cct: TRUE |  | 1414 | 0 | 110 | 111 | 206 | 0 | 170 | 1 | 0 | 0 | 0 | 0 | 0 | 0 | 166 | 0 | 0 | 0 | 132 | 0 | 0 | 0 | 0 | 0 | 0 | 0 | 0 | 518 | 0 | 0 | 0 | 0 | 0 | 0 | 0 | 0 | 0 | 0 | 0 | 0 | 0 | 0 | 0 | 0 | 0 | 0 | 0 | 0 | 0 | 0 | 0 | 0 | 0 | 0 | 0 | 0 | 0 | 0 | 0 | 0 | 0 | 0 | 0 | 0 | 0 | 0 | 0 | 0 | 0 | 0 | 0 | 0 | 0 | 0 | 0 | 0 | 0 | 0 | 0 | 0 | 0 | 0 | 0 | 0 | 0 | 0 | 0 | 0 | 0 | 0 | 0 | 0 | 0 | 0 | 0 | 0 | 0 | 0 | 0 | 0 | 0
| FALSE | B | TRUE | 275 | 330 | Zone B; > 275kV <= 330kV; Multi Cct: TRUE |  | 233 | 0 | 0 | 0 | 0 | 0 | 0 | 0 | 0 | 0 | 0 | 233 | 0 | 0 | 0 | 0 | 0 | 0 | 0 | 0 | 0 | 0 | 0 | 0 | 0 | 0 | 0 | 0 | 0 | 0 | 0 | 0 | 0 | 0 | 0 | 0 | 0 | 0 | 0 | 0 | 0 | 0 | 0 | 0 | 0 | 0 | 0 | 0 | 0 | 0 | 0 | 0 | 0 | 0 | 0 | 0 | 0 | 0 | 0 | 0 | 0 | 0 | 0 | 0 | 0 | 0 | 0 | 0 | 0 | 0 | 0 | 0 | 0 | 0 | 0 | 0 | 0 | 0 | 0 | 0 | 0 | 0 | 0 | 0 | 0 | 0 | 0 | 0 | 0 | 0 | 0 | 0 | 0 | 0 | 0 | 0 | 0 | 0 | 0 | 0 | 0
| FALSE | C | TRUE | 275 | 330 | Zone C; > 275kV <= 330kV; Multi Cct: TRUE |  | 655 | 0 | 0 | 0 | 0 | 0 | 0 | 0 | 170 | 0 | 0 | 2 | 0 | 0 | 0 | 483 | 0 | 0 | 0 | 0 | 0 | 0 | 0 | 0 | 0 | 0 | 0 | 0 | 0 | 0 | 0 | 0 | 0 | 0 | 0 | 0 | 0 | 0 | 0 | 0 | 0 | 0 | 0 | 0 | 0 | 0 | 0 | 0 | 0 | 0 | 0 | 0 | 0 | 0 | 0 | 0 | 0 | 0 | 0 | 0 | 0 | 0 | 0 | 0 | 0 | 0 | 0 | 0 | 0 | 0 | 0 | 0 | 0 | 0 | 0 | 0 | 0 | 0 | 0 | 0 | 0 | 0 | 0 | 0 | 0 | 0 | 0 | 0 | 0 | 0 | 0 | 0 | 0 | 0 | 0 | 0 | 0 | 0 | 0 | 0 | 0
[8 empty] | 21100 | 57 | 509 | 583 | 236 | 593 | 784 | 768 | 739 | 261 | 99 | 517 | 279 | 281 | 204 | 831 | 532 | 800 | 162 | 31 | 161 | 151 | 52 | 724 | 7 | 36 | 10 | 528 | 354 | 852 | 805 | 837 | 9 | 382 | 630 | 1402 | 217 | 477 | 883 | 1125 | 32 | 362 | 209 | 663 | 114 | 443 | 91 | 196 | 500 | 200 | 63 | 128 | 10 | 168 | 0 | 0 | 0 | 10 | 3 | 0 | 0 | 0 | 0 | 0 | 0 | 0 | 0 | 0 | 0 | 0 | 0 | 0 | 0 | 0 | 0 | 0 | 0 | 0 | 0 | 0 | 0 | 0 | 0 | 0 | 0 | 0 | 0 | 0 | 0 | 0 | 0 | 0 | 0 | 0 | 0 | 0 | 0 | 0 | 0 | 0 | 0
[7 empty] | Check 0 | 0

## Age Profile - 2010
2010 Age Profile
Age Profile (Voltage, Type)
[5 empty] | Total | 2010 | 2009 | 2008 | 2007 | 2006 | 2005 | 2004 | 2003 | 2002 | 2001 | 2000 | 1999 | 1998 | 1997 | 1996 | 1995 | 1994 | 1993 | 1992 | 1991 | 1990 | 1989 | 1988 | 1987 | 1986 | 1985 | 1984 | 1983 | 1982 | 1981 | 1980 | 1979 | 1978 | 1977 | 1976 | 1975 | 1974 | 1973 | 1972 | 1971 | 1970 | 1969 | 1968 | 1967 | 1966 | 1965 | 1964 | 1963 | 1962 | 1961 | 1960 | 1959 | 1958 | 1957 | 1956 | 1955 | 1954 | 1953 | 1952 | 1951 | 1950 | 1949 | 1948 | 1947 | 1946 | 1945 | 1944 | 1943 | 1942 | 1941 | 1940 | 1939 | 1938 | 1937 | 1936 | 1935 | 1934 | 1933 | 1932 | 1931 | 1930 | 1929 | 1928 | 1927 | 1926 | 1925 | 1924 | 1923 | 1922 | 1921 | 1920 | 1919 | 1918 | 1917 | 1916 | 1915 | 1914 | 1913 | 1912 | 1911 | 1910 | 1909
|  |  |  | < = 33 kV; Single Circuit | 18 | 0 | 0 | 0 | 0 | 0 | 0 | 0 | 0 | 0 | 0 | 0 | 0 | 0 | 0 | 0 | 0 | 0 | 0 | 0 | 0 | 0 | 18 | 0 | 0 | 0 | 0 | 0 | 0 | 0 | 0 | 0 | 0 | 0 | 0 | 0 | 0 | 0 | 0 | 0 | 0 | 0 | 0 | 0 | 0 | 0 | 0 | 0 | 0 | 0 | 0 | 0 | 0 | 0 | 0 | 0 | 0 | 0 | 0 | 0 | 0 | 0 | 0 | 0 | 0 | 0 | 0 | 0 | 0 | 0 | 0 | 0 | 0 | 0 | 0 | 0 | 0 | 0 | 0 | 0 | 0 | 0 | 0 | 0 | 0 | 0 | 0 | 0 | 0 | 0 | 0 | 0 | 0 | 0 | 0 | 0 | 0 | 0 | 0 | 0 | 0
|  |  |  | > 33 kV & < = 66 kV ; Single Circuit | 0 | 0 | 0 | 0 | 0 | 0 | 0 | 0 | 0 | 0 | 0 | 0 | 0 | 0 | 0 | 0 | 0 | 0 | 0 | 0 | 0 | 0 | 0 | 0 | 0 | 0 | 0 | 0 | 0 | 0 | 0 | 0 | 0 | 0 | 0 | 0 | 0 | 0 | 0 | 0 | 0 | 0 | 0 | 0 | 0 | 0 | 0 | 0 | 0 | 0 | 0 | 0 | 0 | 0 | 0 | 0 | 0 | 0 | 0 | 0 | 0 | 0 | 0 | 0 | 0 | 0 | 0 | 0 | 0 | 0 | 0 | 0 | 0 | 0 | 0 | 0 | 0 | 0 | 0 | 0 | 0 | 0 | 0 | 0 | 0 | 0 | 0 | 0 | 0 | 0 | 0 | 0 | 0 | 0 | 0 | 0 | 0 | 0 | 0 | 0 | 0
|  |  |  | > 66 kV & < = 132 kV ; Single Circuit | 3458 | 20 | 192 | 20 | 100 | 16 | 16 | 13 | 9 | 2 | 4 | 9 | 0 | 3 | 0 | 0 | 0 | 0 | 122 | 8 | 0 | 5 | 0 | 233 | 477 | 8 | 1 | 0 | 0 | 151 | 144 | 0 | 34 | 297 | 469 | 0 | 0 | 3 | 6 | 0 | 0 | 0 | 458 | 0 | 231 | 0 | 128 | 0 | 229 | 0 | 0 | 0 | 0 | 0 | 0 | 0 | 0 | 0 | 0 | 0 | 0 | 0 | 50 | 0 | 0 | 0 | 0 | 0 | 0 | 0 | 0 | 0 | 0 | 0 | 0 | 0 | 0 | 0 | 0 | 0 | 0 | 0 | 0 | 0 | 0 | 0 | 0 | 0 | 0 | 0 | 0 | 0 | 0 | 0 | 0 | 0 | 0 | 0 | 0 | 0 | 0
|  |  |  | > 132 kV & < = 275 kV ; Single Circuit | 8294 | 21 | 17 | 13 | 12 | 0 | 221 | 42 | 272 | 1 | 2 | 0 | 72 | 2 | 0 | 161 | 150 | 40 | 461 | 0 | 17 | 0 | 10 | 114 | 171 | 363 | 598 | 0 | 300 | 357 | 1164 | 224 | 435 | 612 | 1096 | 0 | 362 | 0 | 984 | 0 | 0 | 0 | 0 | 0 | 0 | 0 | 0 | 0 | 0 | 0 | 0 | 0 | 0 | 0 | 0 | 0 | 0 | 0 | 0 | 0 | 0 | 0 | 0 | 0 | 0 | 0 | 0 | 0 | 0 | 0 | 0 | 0 | 0 | 0 | 0 | 0 | 0 | 0 | 0 | 0 | 0 | 0 | 0 | 0 | 0 | 0 | 0 | 0 | 0 | 0 | 0 | 0 | 0 | 0 | 0 | 0 | 0 | 0 | 0 | 0 | 0
|  |  |  | > 275 kV & < = 330 kV ; Single Circuit | 14 | 0 | 0 | 0 | 0 | 0 | 14 | 0 | 0 | 0 | 0 | 0 | 0 | 0 | 0 | 0 | 0 | 0 | 0 | 0 | 0 | 0 | 0 | 0 | 0 | 0 | 0 | 0 | 0 | 0 | 0 | 0 | 0 | 0 | 0 | 0 | 0 | 0 | 0 | 0 | 0 | 0 | 0 | 0 | 0 | 0 | 0 | 0 | 0 | 0 | 0 | 0 | 0 | 0 | 0 | 0 | 0 | 0 | 0 | 0 | 0 | 0 | 0 | 0 | 0 | 0 | 0 | 0 | 0 | 0 | 0 | 0 | 0 | 0 | 0 | 0 | 0 | 0 | 0 | 0 | 0 | 0 | 0 | 0 | 0 | 0 | 0 | 0 | 0 | 0 | 0 | 0 | 0 | 0 | 0 | 0 | 0 | 0 | 0 | 0 | 0
|  |  |  | > 330 kV & < = 500 kV ; Single Circuit | 0 | 0 | 0 | 0 | 0 | 0 | 0 | 0 | 0 | 0 | 0 | 0 | 0 | 0 | 0 | 0 | 0 | 0 | 0 | 0 | 0 | 0 | 0 | 0 | 0 | 0 | 0 | 0 | 0 | 0 | 0 | 0 | 0 | 0 | 0 | 0 | 0 | 0 | 0 | 0 | 0 | 0 | 0 | 0 | 0 | 0 | 0 | 0 | 0 | 0 | 0 | 0 | 0 | 0 | 0 | 0 | 0 | 0 | 0 | 0 | 0 | 0 | 0 | 0 | 0 | 0 | 0 | 0 | 0 | 0 | 0 | 0 | 0 | 0 | 0 | 0 | 0 | 0 | 0 | 0 | 0 | 0 | 0 | 0 | 0 | 0 | 0 | 0 | 0 | 0 | 0 | 0 | 0 | 0 | 0 | 0 | 0 | 0 | 0 | 0 | 0
|  |  |  | > 500 kV ; Single Circuit | 0 | 0 | 0 | 0 | 0 | 0 | 0 | 0 | 0 | 0 | 0 | 0 | 0 | 0 | 0 | 0 | 0 | 0 | 0 | 0 | 0 | 0 | 0 | 0 | 0 | 0 | 0 | 0 | 0 | 0 | 0 | 0 | 0 | 0 | 0 | 0 | 0 | 0 | 0 | 0 | 0 | 0 | 0 | 0 | 0 | 0 | 0 | 0 | 0 | 0 | 0 | 0 | 0 | 0 | 0 | 0 | 0 | 0 | 0 | 0 | 0 | 0 | 0 | 0 | 0 | 0 | 0 | 0 | 0 | 0 | 0 | 0 | 0 | 0 | 0 | 0 | 0 | 0 | 0 | 0 | 0 | 0 | 0 | 0 | 0 | 0 | 0 | 0 | 0 | 0 | 0 | 0 | 0 | 0 | 0 | 0 | 0 | 0 | 0 | 0 | 0
|  |  |  | < = 33 kV; Multiple Circuit | 0 | 0 | 0 | 0 | 0 | 0 | 0 | 0 | 0 | 0 | 0 | 0 | 0 | 0 | 0 | 0 | 0 | 0 | 0 | 0 | 0 | 0 | 0 | 0 | 0 | 0 | 0 | 0 | 0 | 0 | 0 | 0 | 0 | 0 | 0 | 0 | 0 | 0 | 0 | 0 | 0 | 0 | 0 | 0 | 0 | 0 | 0 | 0 | 0 | 0 | 0 | 0 | 0 | 0 | 0 | 0 | 0 | 0 | 0 | 0 | 0 | 0 | 0 | 0 | 0 | 0 | 0 | 0 | 0 | 0 | 0 | 0 | 0 | 0 | 0 | 0 | 0 | 0 | 0 | 0 | 0 | 0 | 0 | 0 | 0 | 0 | 0 | 0 | 0 | 0 | 0 | 0 | 0 | 0 | 0 | 0 | 0 | 0 | 0 | 0 | 0
|  |  |  | > 33 kV & < = 66 kV ; Multiple Circuit | 2 | 0 | 0 | 0 | 0 | 0 | 0 | 0 | 0 | 0 | 0 | 0 | 0 | 0 | 0 | 0 | 0 | 0 | 0 | 0 | 0 | 0 | 0 | 0 | 0 | 0 | 0 | 2 | 0 | 0 | 0 | 0 | 0 | 0 | 0 | 0 | 0 | 0 | 0 | 0 | 0 | 0 | 0 | 0 | 0 | 0 | 0 | 0 | 0 | 0 | 0 | 0 | 0 | 0 | 0 | 0 | 0 | 0 | 0 | 0 | 0 | 0 | 0 | 0 | 0 | 0 | 0 | 0 | 0 | 0 | 0 | 0 | 0 | 0 | 0 | 0 | 0 | 0 | 0 | 0 | 0 | 0 | 0 | 0 | 0 | 0 | 0 | 0 | 0 | 0 | 0 | 0 | 0 | 0 | 0 | 0 | 0 | 0 | 0 | 0 | 0
|  |  |  | > 66 kV & < = 132 kV ; Multiple Circuit | 5275 | 140 | 216 | 440 | 2 | 12 | 26 | 22 | 25 | 3 | 5 | 205 | 0 | 22 | 31 | 0 | 0 | 0 | 63 | 2 | 0 | 0 | 0 | 3 | 141 | 10 | 24 | 0 | 80 | 124 | 0 | 0 | 442 | 243 | 276 | 32 | 0 | 206 | 11 | 12 | 467 | 11 | 6 | 871 | 308 | 67 | 0 | 69 | 239 | 0 | 0 | 0 | 416 | 3 | 0 | 0 | 0 | 0 | 0 | 0 | 0 | 0 | 0 | 0 | 0 | 0 | 0 | 0 | 0 | 0 | 0 | 0 | 0 | 0 | 0 | 0 | 0 | 0 | 0 | 0 | 0 | 0 | 0 | 0 | 0 | 0 | 0 | 0 | 0 | 0 | 0 | 0 | 0 | 0 | 0 | 0 | 0 | 0 | 0 | 0 | 0
|  |  |  | > 132 kV & < = 275 kV ; Multiple Circuit | 4457 | 604 | 344 | 97 | 148 | 16 | 8 | 214 | 0 | 200 | 340 | 320 | 732 | 138 | 0 | 0 | 1 | 12 | 79 | 0 | 19 | 6 | 518 | 4 | 65 | 29 | 214 | 9 | 3 | 0 | 96 | 0 | 1 | 4 | 0 | 0 | 0 | 0 | 4 | 116 | 0 | 116 | 0 | 0 | 0 | 0 | 0 | 0 | 0 | 0 | 0 | 0 | 0 | 0 | 0 | 0 | 0 | 0 | 0 | 0 | 0 | 0 | 0 | 0 | 0 | 0 | 0 | 0 | 0 | 0 | 0 | 0 | 0 | 0 | 0 | 0 | 0 | 0 | 0 | 0 | 0 | 0 | 0 | 0 | 0 | 0 | 0 | 0 | 0 | 0 | 0 | 0 | 0 | 0 | 0 | 0 | 0 | 0 | 0 | 0 | 0
|  |  |  | > 275 kV & < = 330 kV ; Multiple Circuit | 888 | 0 | 0 | 170 | 0 | 0 | 235 | 0 | 0 | 0 | 483 | 0 | 0 | 0 | 0 | 0 | 0 | 0 | 0 | 0 | 0 | 0 | 0 | 0 | 0 | 0 | 0 | 0 | 0 | 0 | 0 | 0 | 0 | 0 | 0 | 0 | 0 | 0 | 0 | 0 | 0 | 0 | 0 | 0 | 0 | 0 | 0 | 0 | 0 | 0 | 0 | 0 | 0 | 0 | 0 | 0 | 0 | 0 | 0 | 0 | 0 | 0 | 0 | 0 | 0 | 0 | 0 | 0 | 0 | 0 | 0 | 0 | 0 | 0 | 0 | 0 | 0 | 0 | 0 | 0 | 0 | 0 | 0 | 0 | 0 | 0 | 0 | 0 | 0 | 0 | 0 | 0 | 0 | 0 | 0 | 0 | 0 | 0 | 0 | 0 | 0
|  |  |  | > 330 kV & < = 500 kV ; Multiple Circuit | 0 | 0 | 0 | 0 | 0 | 0 | 0 | 0 | 0 | 0 | 0 | 0 | 0 | 0 | 0 | 0 | 0 | 0 | 0 | 0 | 0 | 0 | 0 | 0 | 0 | 0 | 0 | 0 | 0 | 0 | 0 | 0 | 0 | 0 | 0 | 0 | 0 | 0 | 0 | 0 | 0 | 0 | 0 | 0 | 0 | 0 | 0 | 0 | 0 | 0 | 0 | 0 | 0 | 0 | 0 | 0 | 0 | 0 | 0 | 0 | 0 | 0 | 0 | 0 | 0 | 0 | 0 | 0 | 0 | 0 | 0 | 0 | 0 | 0 | 0 | 0 | 0 | 0 | 0 | 0 | 0 | 0 | 0 | 0 | 0 | 0 | 0 | 0 | 0 | 0 | 0 | 0 | 0 | 0 | 0 | 0 | 0 | 0 | 0 | 0 | 0
|  |  |  | > 500 kV ; Multiple Circuit | 0 | 0 | 0 | 0 | 0 | 0 | 0 | 0 | 0 | 0 | 0 | 0 | 0 | 0 | 0 | 0 | 0 | 0 | 0 | 0 | 0 | 0 | 0 | 0 | 0 | 0 | 0 | 0 | 0 | 0 | 0 | 0 | 0 | 0 | 0 | 0 | 0 | 0 | 0 | 0 | 0 | 0 | 0 | 0 | 0 | 0 | 0 | 0 | 0 | 0 | 0 | 0 | 0 | 0 | 0 | 0 | 0 | 0 | 0 | 0 | 0 | 0 | 0 | 0 | 0 | 0 | 0 | 0 | 0 | 0 | 0 | 0 | 0 | 0 | 0 | 0 | 0 | 0 | 0 | 0 | 0 | 0 | 0 | 0 | 0 | 0 | 0 | 0 | 0 | 0 | 0 | 0 | 0 | 0 | 0 | 0 | 0 | 0 | 0 | 0 | 0
|  |  |  | Total | 22406 | 785 | 769 | 740 | 262 | 44 | 520 | 291 | 306 | 206 | 834 | 534 | 804 | 165 | 31 | 161 | 151 | 52 | 725 | 10 | 36 | 11 | 546 | 354 | 854 | 410 | 837 | 11 | 383 | 632 | 1404 | 224 | 912 | 1156 | 1841 | 32 | 362 | 209 | 1005 | 128 | 467 | 127 | 464 | 871 | 539 | 67 | 128 | 69 | 468 | 0 | 0 | 0 | 416 | 3 | 0 | 0 | 0 | 0 | 0 | 0 | 0 | 0 | 50 | 0 | 0 | 0 | 0 | 0 | 0 | 0 | 0 | 0 | 0 | 0 | 0 | 0 | 0 | 0 | 0 | 0 | 0 | 0 | 0 | 0 | 0 | 0 | 0 | 0 | 0 | 0 | 0 | 0 | 0 | 0 | 0 | 0 | 0 | 0 | 0 | 0 | 0 | 0 | 0
Age Profile (Corrosion Zone)
[5 empty] | Total | 2010 | 2009 | 2008 | 2007 | 2006 | 2005 | 2004 | 2003 | 2002 | 2001 | 2000 | 1999 | 1998 | 1997 | 1996 | 1995 | 1994 | 1993 | 1992 | 1991 | 1990 | 1989 | 1988 | 1987 | 1986 | 1985 | 1984 | 1983 | 1982 | 1981 | 1980 | 1979 | 1978 | 1977 | 1976 | 1975 | 1974 | 1973 | 1972 | 1971 | 1970 | 1969 | 1968 | 1967 | 1966 | 1965 | 1964 | 1963 | 1962 | 1961 | 1960 | 1959 | 1958 | 1957 | 1956 | 1955 | 1954 | 1953 | 1952 | 1951 | 1950 | 1949 | 1948 | 1947 | 1946 | 1945 | 1944 | 1943 | 1942 | 1941 | 1940 | 1939 | 1938 | 1937 | 1936 | 1935 | 1934 | 1933 | 1932 | 1931 | 1930 | 1929 | 1928 | 1927 | 1926 | 1925 | 1924 | 1923 | 1922 | 1921 | 1920 | 1919 | 1918 | 1917 | 1916 | 1915 | 1914 | 1913 | 1912 | 1911 | 1910 | 1909
|  |  |  | B | 3711 | 0 | 345 | 30 | 14 | 2 | 249 | 34 | 1 | 0 | 0 | 0 | 0 | 0 | 0 | 0 | 0 | 0 | 16 | 0 | 0 | 0 | 0 | 201 | 0 | 2 | 0 | 2 | 0 | 0 | 0 | 0 | 2 | 682 | 474 | 0 | 0 | 209 | 0 | 75 | 390 | 3 | 464 | 366 | 57 | 37 | 0 | 0 | 56 | 0 | 0 | 0 | 0 | 0 | 0 | 0 | 0 | 0 | 0 | 0 | 0 | 0 | 0 | 0 | 0 | 0 | 0 | 0 | 0 | 0 | 0 | 0 | 0 | 0 | 0 | 0 | 0 | 0 | 0 | 0 | 0 | 0 | 0 | 0 | 0 | 0 | 0 | 0 | 0 | 0 | 0 | 0 | 0 | 0 | 0 | 0 | 0 | 0 | 0 | 0 | 0
|  |  |  | C | 15680 | 574 | 234 | 457 | 248 | 42 | 246 | 234 | 305 | 39 | 831 | 534 | 804 | 9 | 31 | 161 | 151 | 52 | 709 | 10 | 19 | 11 | 0 | 153 | 779 | 404 | 837 | 9 | 383 | 510 | 1363 | 213 | 910 | 474 | 1021 | 32 | 362 | 0 | 649 | 53 | 77 | 124 | 0 | 505 | 477 | 30 | 128 | 10 | 412 | 0 | 0 | 0 | 14 | 0 | 0 | 0 | 0 | 0 | 0 | 0 | 0 | 0 | 50 | 0 | 0 | 0 | 0 | 0 | 0 | 0 | 0 | 0 | 0 | 0 | 0 | 0 | 0 | 0 | 0 | 0 | 0 | 0 | 0 | 0 | 0 | 0 | 0 | 0 | 0 | 0 | 0 | 0 | 0 | 0 | 0 | 0 | 0 | 0 | 0 | 0 | 0
|  |  |  | D | 3015 | 211 | 190 | 253 | 0 | 0 | 25 | 23 | 0 | 167 | 3 | 0 | 0 | 156 | 0 | 0 | 0 | 0 | 0 | 0 | 17 | 0 | 546 | 0 | 75 | 4 | 0 | 0 | 0 | 122 | 41 | 11 | 0 | 0 | 346 | 0 | 0 | 0 | 356 | 0 | 0 | 0 | 0 | 0 | 5 | 0 | 0 | 59 | 0 | 0 | 0 | 0 | 402 | 3 | 0 | 0 | 0 | 0 | 0 | 0 | 0 | 0 | 0 | 0 | 0 | 0 | 0 | 0 | 0 | 0 | 0 | 0 | 0 | 0 | 0 | 0 | 0 | 0 | 0 | 0 | 0 | 0 | 0 | 0 | 0 | 0 | 0 | 0 | 0 | 0 | 0 | 0 | 0 | 0 | 0 | 0 | 0 | 0 | 0 | 0 | 0
|  |  |  | Total | 22406 | 785 | 769 | 740 | 262 | 44 | 520 | 291 | 306 | 206 | 834 | 534 | 804 | 165 | 31 | 161 | 151 | 52 | 725 | 10 | 36 | 11 | 546 | 354 | 854 | 410 | 837 | 11 | 383 | 632 | 1404 | 224 | 912 | 1156 | 1841 | 32 | 362 | 209 | 1005 | 128 | 467 | 127 | 464 | 871 | 539 | 67 | 128 | 69 | 468 | 0 | 0 | 0 | 416 | 3 | 0 | 0 | 0 | 0 | 0 | 0 | 0 | 0 | 50 | 0 | 0 | 0 | 0 | 0 | 0 | 0 | 0 | 0 | 0 | 0 | 0 | 0 | 0 | 0 | 0 | 0 | 0 | 0 | 0 | 0 | 0 | 0 | 0 | 0 | 0 | 0 | 0 | 0 | 0 | 0 | 0 | 0 | 0 | 0 | 0 | 0 | 0 | 0 | 0
|  | 0 | Check0 |  | 0 | 0 | 0 | 0 | 0 | 0 | 0 | 0 | 0 | 0 | 0 | 0 | 0 | 0 | 0 | 0 | 0 | 0 | 0 | 0 | 0 | 0 | 0 | 0 | 0 | 0 | 0 | 0 | 0 | 0 | 0 | 0 | 0 | 0 | 0 | 0 | 0 | 0 | 0 | 0 | 0 | 0 | 0 | 0 | 0 | 0 | 0 | 0 | 0 | 0 | 0 | 0 | 0 | 0 | 0 | 0 | 0 | 0 | 0 | 0 | 0 | 0 | 0 | 0 | 0 | 0 | 0 | 0 | 0 | 0 | 0 | 0 | 0 | 0 | 0 | 0 | 0 | 0 | 0 | 0 | 0 | 0 | 0 | 0 | 0 | 0 | 0 | 0 | 0 | 0 | 0 | 0 | 0 | 0 | 0 | 0 | 0 | 0 | 0 | 0 | 0 | 0
0
Summation of Incremental Changes (2010 Profile)
[5 empty] | Total | 2010 | 2009 | 2008 | 2007 | 2006 | 2005 | 2004 | 2003 | 2002 | 2001 | 2000 | 1999 | 1998 | 1997 | 1996 | 1995 | 1994 | 1993 | 1992 | 1991 | 1990 | 1989 | 1988 | 1987 | 1986 | 1985 | 1984 | 1983 | 1982 | 1981 | 1980 | 1979 | 1978 | 1977 | 1976 | 1975 | 1974 | 1973 | 1972 | 1971 | 1970 | 1969 | 1968 | 1967 | 1966 | 1965 | 1964 | 1963 | 1962 | 1961 | 1960 | 1959 | 1958 | 1957 | 1956 | 1955 | 1954 | 1953 | 1952 | 1951 | 1950 | 1949 | 1948 | 1947 | 1946 | 1945 | 1944 | 1943 | 1942 | 1941 | 1940 | 1939 | 1938 | 1937 | 1936 | 1935 | 1934 | 1933 | 1932 | 1931 | 1930 | 1929 | 1928 | 1927 | 1926 | 1925 | 1924 | 1923 | 1922 | 1921 | 1920 | 1919 | 1918 | 1917 | 1916 | 1915 | 1914 | 1913 | 1912 | 1911 | 1910 | 1909
|  |  |  | B | -974 | 0 | 0 | 0 | 0 | 0 | 0 | -8 | 0 | 0 | 0 | 0 | 0 | 0 | 0 | 0 | 0 | 0 | 0 | 0 | 0 | 0 | 0 | 0 | 0 | 0 | 0 | -2 | 0 | 0 | 0 | 0 | 0 | -272 | -340 | 0 | 0 | 0 | 0 | 0 | 0 | 0 | -268 | -23 | -57 | -4 | 0 | 0 | 0 | 0 | 0 | 0 | 0 | 0 | 0 | 0 | 0 | 0 | 0 | 0 | 0 | 0 | 0 | 0 | 0 | 0 | 0 | 0 | 0 | 0 | 0 | 0 | 0 | 0 | 0 | 0 | 0 | 0 | 0 | 0 | 0 | 0 | 0 | 0 | 0 | 0 | 0 | 0 | 0 | 0 | 0 | 0 | 0 | 0 | 0 | 0 | 0 | 0 | 0 | 0 | 0 | 0 | 0
|  |  |  | C | -1338 | 0 | 0 | 0 | 0 | 58 | 0 | -3 | 0 | 0 | 0 | 2 | 0 | -2 | 0 | 0 | 0 | 0 | 0 | 0 | 0 | 0 | 0 | 0 | 0 | 400 | 0 | 0 | 0 | 0 | 0 | 0 | -435 | 0 | -313 | 0 | 0 | 0 | -340 | -14 | -24 | -35 | 0 | -6 | -276 | 0 | 0 | 0 | -300 | 0 | 0 | 0 | 0 | 0 | 0 | 0 | 0 | 0 | 0 | 0 | 0 | 0 | -50 | 0 | 0 | 0 | 0 | 0 | 0 | 0 | 0 | 0 | 0 | 0 | 0 | 0 | 0 | 0 | 0 | 0 | 0 | 0 | 0 | 0 | 0 | 0 | 0 | 0 | 0 | 0 | 0 | 0 | 0 | 0 | 0 | 0 | 0 | 0 | 0 | 0 | 0 | 0 | 0
|  |  |  | D | 108 | 0 | 0 | 0 | 0 | 0 | -2 | 0 | 0 | 0 | 0 | 0 | 0 | 0 | 0 | 0 | 0 | 0 | 0 | 0 | 0 | 0 | -18 | 0 | 0 | 0 | 0 | 18 | 0 | 0 | 0 | 0 | 0 | 0 | 0 | 0 | 0 | 0 | 0 | 0 | 0 | 0 | 0 | 0 | 0 | 0 | 0 | -18 | 0 | 0 | 0 | 0 | 128 | 0 | 0 | 0 | 0 | 0 | 0 | 0 | 0 | 0 | 0 | 0 | 0 | 0 | 0 | 0 | 0 | 0 | 0 | 0 | 0 | 0 | 0 | 0 | 0 | 0 | 0 | 0 | 0 | 0 | 0 | 0 | 0 | 0 | 0 | 0 | 0 | 0 | 0 | 0 | 0 | 0 | 0 | 0 | 0 | 0 | 0 | 0 | 0 | 0 | 0
|  |  |  | Total | -2204 | 0 | 0 | 0 | 0 | 58 | -2 | -11 | 0 | 0 | 0 | 2 | 0 | -2 | 0 | 0 | 0 | 0 | 0 | 0 | 0 | 0 | -18 | 0 | 0 | 400 | 0 | 16 | 0 | 0 | 0 | 0 | -435 | -272 | -653 | 0 | 0 | 0 | -340 | -14 | -24 | -35 | -268 | -29 | -333 | -4 | 0 | -18 | -300 | 0 | 0 | 0 | 128 | 0 | 0 | 0 | 0 | 0 | 0 | 0 | 0 | 0 | -50 | 0 | 0 | 0 | 0 | 0 | 0 | 0 | 0 | 0 | 0 | 0 | 0 | 0 | 0 | 0 | 0 | 0 | 0 | 0 | 0 | 0 | 0 | 0 | 0 | 0 | 0 | 0 | 0 | 0 | 0 | 0 | 0 | 0 | 0 | 0 | 0 | 0 | 0 | 0 | 0
Age Profile (Corrosion Zone) for 2010 Profile, Inclusive of Adjustments
[5 empty] | Total | 2010 | 2009 | 2008 | 2007 | 2006 | 2005 | 2004 | 2003 | 2002 | 2001 | 2000 | 1999 | 1998 | 1997 | 1996 | 1995 | 1994 | 1993 | 1992 | 1991 | 1990 | 1989 | 1988 | 1987 | 1986 | 1985 | 1984 | 1983 | 1982 | 1981 | 1980 | 1979 | 1978 | 1977 | 1976 | 1975 | 1974 | 1973 | 1972 | 1971 | 1970 | 1969 | 1968 | 1967 | 1966 | 1965 | 1964 | 1963 | 1962 | 1961 | 1960 | 1959 | 1958 | 1957 | 1956 | 1955 | 1954 | 1953 | 1952 | 1951 | 1950 | 1949 | 1948 | 1947 | 1946 | 1945 | 1944 | 1943 | 1942 | 1941 | 1940 | 1939 | 1938 | 1937 | 1936 | 1935 | 1934 | 1933 | 1932 | 1931 | 1930 | 1929 | 1928 | 1927 | 1926 | 1925 | 1924 | 1923 | 1922 | 1921 | 1920 | 1919 | 1918 | 1917 | 1916 | 1915 | 1914 | 1913 | 1912 | 1911 | 1910 | 1909
|  |  |  | B | 2737 | 0 | 345 | 30 | 14 | 2 | 249 | 26 | 1 | 0 | 0 | 0 | 0 | 0 | 0 | 0 | 0 | 0 | 16 | 0 | 0 | 0 | 0 | 201 | 0 | 2 | 0 | 0 | 0 | 0 | 0 | 0 | 2 | 410 | 134 | 0 | 0 | 209 | 0 | 75 | 390 | 3 | 196 | 343 | 0 | 33 | 0 | 0 | 56 | 0 | 0 | 0 | 0 | 0 | 0 | 0 | 0 | 0 | 0 | 0 | 0 | 0 | 0 | 0 | 0 | 0 | 0 | 0 | 0 | 0 | 0 | 0 | 0 | 0 | 0 | 0 | 0 | 0 | 0 | 0 | 0 | 0 | 0 | 0 | 0 | 0 | 0 | 0 | 0 | 0 | 0 | 0 | 0 | 0 | 0 | 0 | 0 | 0 | 0 | 0 | 0 | 0 | 0
|  |  |  | C | 14342 | 574 | 234 | 457 | 248 | 100 | 246 | 231 | 305 | 39 | 831 | 536 | 804 | 7 | 31 | 161 | 151 | 52 | 709 | 10 | 19 | 11 | 0 | 153 | 779 | 804 | 837 | 9 | 383 | 510 | 1363 | 213 | 475 | 474 | 708 | 32 | 362 | 0 | 309 | 39 | 53 | 89 | 0 | 499 | 201 | 30 | 128 | 10 | 112 | 0 | 0 | 0 | 14 | 0 | 0 | 0 | 0 | 0 | 0 | 0 | 0 | 0 | 0 | 0 | 0 | 0 | 0 | 0 | 0 | 0 | 0 | 0 | 0 | 0 | 0 | 0 | 0 | 0 | 0 | 0 | 0 | 0 | 0 | 0 | 0 | 0 | 0 | 0 | 0 | 0 | 0 | 0 | 0 | 0 | 0 | 0 | 0 | 0 | 0 | 0 | 0 | 0 | 0
|  |  |  | D | 3123 | 211 | 190 | 253 | 0 | 0 | 23 | 23 | 0 | 167 | 3 | 0 | 0 | 156 | 0 | 0 | 0 | 0 | 0 | 0 | 17 | 0 | 528 | 0 | 75 | 4 | 0 | 18 | 0 | 122 | 41 | 11 | 0 | 0 | 346 | 0 | 0 | 0 | 356 | 0 | 0 | 0 | 0 | 0 | 5 | 0 | 0 | 41 | 0 | 0 | 0 | 0 | 530 | 3 | 0 | 0 | 0 | 0 | 0 | 0 | 0 | 0 | 0 | 0 | 0 | 0 | 0 | 0 | 0 | 0 | 0 | 0 | 0 | 0 | 0 | 0 | 0 | 0 | 0 | 0 | 0 | 0 | 0 | 0 | 0 | 0 | 0 | 0 | 0 | 0 | 0 | 0 | 0 | 0 | 0 | 0 | 0 | 0 | 0 | 0 | 0 | 0 | 0
|  |  |  | Total | 20202 | 785 | 769 | 740 | 262 | 102 | 518 | 280 | 306 | 206 | 834 | 536 | 804 | 163 | 31 | 161 | 151 | 52 | 725 | 10 | 36 | 11 | 528 | 354 | 854 | 810 | 837 | 27 | 383 | 632 | 1404 | 224 | 477 | 884 | 1188 | 32 | 362 | 209 | 665 | 114 | 443 | 92 | 196 | 842 | 206 | 63 | 128 | 51 | 168 | 0 | 0 | 0 | 544 | 3 | 0 | 0 | 0 | 0 | 0 | 0 | 0 | 0 | 0 | 0 | 0 | 0 | 0 | 0 | 0 | 0 | 0 | 0 | 0 | 0 | 0 | 0 | 0 | 0 | 0 | 0 | 0 | 0 | 0 | 0 | 0 | 0 | 0 | 0 | 0 | 0 | 0 | 0 | 0 | 0 | 0 | 0 | 0 | 0 | 0 | 0 | 0 | 0 | 0
|  |  | Check0 | 0
|  |  | Check0 | 0