## REFCLs
Equipment | REPEX equivalent | Replacement forecast | Replacement rate (REPEX) | Unit cost (REPEX) | Total
ACRs | > 11 kV & < = 22 kV ; SWITCH | 40 | 0.4898% | 18014.0236 | 3529.1309
Surge Arrestors (three phase) | HV FUSES AND SURGE DIVERTERS | 4175 | 1.033% | 2191.6876 | 94481.1947
98010.3255

## Unit Rate Substitutions
Missing Unit Rate Assumptions | Asset group | Category Missing Unit Rate | Assumed Asset Category for Unit Rate | Unit Rate
| Poles | > 1 kV & < = 11 kV; CONCRETE | ˃ 11 kV & < = 22 kV; CONCRETE | 17.2423
| Poles | ˃ 11 kV & < = 22 kV; STEEL | ˃ 11 kV & < = 22 kV; CONCRETE | 17.2423
| Poles | > 22 kV & < = 66 kV; STEEL | > 22 kV & < = 66 kV; CONCRETE | 23.573
| Overhead conductors | > 1 kV & < = 11 kV | ˃ 11 kV & < = 22 kV ; MULTIPLE-PHASE | 53.4489
| Overhead conductors | PUBLIC LIGHTING CONDUCTOR | ˂ = 1 kV | 82.9619
| Underground cables | > 1 kV & < = 11 kV | > 11 kV & < = 22 kV | 355.6262
| Underground cables | > 33 kV & < = 66 kV | PNS Unit Rate Estimate | 5172.3
| Underground cables | PUBLIC LIGHTING UNDERGROUND CABLE | ˂ = 1 kV | 109.6271
| Service Lines | LV UNDERGROUND SERVICE CABLE | ˂ = 1 kV (Underground Cable group) | 109.6271
| Distribution transformers | KIOSK MOUNTED ; < = 22kV ; < = 60 kVA ; MULTIPLE PHASE | Ground Outdoor / Indoor Chamber Mounted; ˂ 22 kV ; < = 60 kVA ; Single Phase | 28.0695
| Distribution transformers | GROUND OUTDOOR / INDOOR CHAMBER MOUNTED ; ˂ 22 kV ; > 60 kVA AND < = 600 kVA ; SINGLE PHASE | Ground Outdoor / Indoor Chamber Mounted; ˂ 22 kV ; > 60 kVA and < = 600 kVA ; Multiple Phase | 28.3768
| Distribution transformers | GROUND OUTDOOR / INDOOR CHAMBER MOUNTED ; ˂ 22 kV ; < = 60 kVA ; MULTIPLE PHASE | Ground Outdoor / Indoor Chamber Mounted; ˂ 22 kV ; > 60 kVA and < = 600 kVA ; Multiple Phase | 28.3768
| Distribution transformers | GROUND OUTDOOR / INDOOR CHAMBER MOUNTED ; > 33 kV & < = 66 kV ; < = 15 MVA | Ground Outdoor / Indoor Chamber Mounted; > 33 kV & < = 66 kV ; > 15 MVA and < = 40 MVA | 1137.9446
| Distribution transformers | GROUND OUTDOOR / INDOOR CHAMBER MOUNTED ; > 33 kV & < = 66 kV ; > 40 MVA | Ground Outdoor / Indoor Chamber Mounted; > 33 kV & < = 66 kV ; > 15 MVA and < = 40 MVA | 1137.9446
| Distribution transformers | AUTO TRANSFORMERS | Ground Outdoor / Indoor Chamber Mounted; ˂ 22 kV ; > 600 kVA ; Multiple Phase | 42.1259
| Distribution transformers | POLE MOUNTED ; < ≈ 22KV ; > 60 KVA AND < ≈ 600 KVA ; SWER | Pole Mounted ; < = 22kV ; > 60 kVA and < = 600 kVA ; Single Phase | 29.7005
| Distribution transformers | KIOSK MOUNTED ; < ≈ 22KV ; < ≈ 60 KVA ; SWER | Kiosk Mounted ; < = 22kV ; < = 60 kVA ; Single Phase | 13.2011
| Distribution switchgear | ˂ = 11 kV ; CIRCUIT BREAKER | > 11 kV & < = 22 kV ; CIRCUIT BREAKER | 89.0353
| Distribution switchgear | ˂= 1 kV CIRCUIT BREAKER | > 11 KV & < = 22 KV ; ISOLATORS, EARTHING SWITCH | 4.8542
| Distribution switchgear | > 1 kV & ˂= 11 kV ISOLATORS, EARTHING SWITCH | > 11 KV & < = 22 KV ; ISOLATORS, EARTHING SWITCH | 4.8542
| Public Lighting | POLES / COLUMNS ; MINOR ROAD | POLES / COLUMNS ; MINOR ROAD | 8.1456
| Public Lighting | LAMPS ; MAJOR ROAD | LUMINAIRES ; MAJOR ROAD | 3.1897
| Public Lighting | LAMPS ; MINOR ROAD | LUMINAIRES ; MINOR ROAD | 6.0952
| SCADA, Network Control and Protection Systems | COMMUNICATIONS NETWORK ASSETS | FIELD DEVICES | 27.5605
| SCADA, Network Control and Protection Systems | MASTER STATION ASSETS | FIELD DEVICES | 27.5605
Other Unit Rate Assumptions | Asset Group | Asset Category | Comment
| ALL | ALL | Unit rates used are derived from the historical data provided in the repex model (5 year average) in 2014$
| Overhead Conductor | ˃ 11 kV & < = 22 kV ; MULTIPLE-PHASE | The 22kV single phase and multiple phase OH conductor categories have been summed and a unit rate and replacement number derived. This is due to expenditure and replacements being reported in Repex, but the inability to split the age profile into the two required categories. All age profile for both is contained within the multiple phase category.
| Public Lighting | POLES / COLUMNS ; MAJOR ROAD | SCS Unit Rate selected
|  | POLES / COLUMNS ; MINOR ROAD | No SCS Unit Rate available, so unit rate not substituted
Staking of a Wooden Pole Analysis | Asset Group | Asset Category | Unit Rate (pre adjustment) | Average Replacements (2011-14) | Wooden Pole category replacement as proportion of all wooden pole replacements | Unit Rate (after adjustment)
| Poles | STAKING OF A WOODEN POLE | 0.91207 | 1126.25 |  | 11.2791
|  | ˂ = 1 kV; WOOD | 11.138 | 285.75 | 0.20776 | 6.6199
|  | > 1 kV & < = 11 kV; WOOD | 10.7433 | 2.6667 | 0.0019388 | 6.3995
|  | ˃ 11 kV & < = 22 kV; WOOD | 11.1779 | 1036.25 | 0.75341 | 6.6421
|  | > 22 kV & < = 66 kV; WOOD | 14.1699 | 50.75 | 0.036898 | 8.3121
|  | Average Wooden pole Cost | 11.2791
|  | Portion of poles staked | 44.18%

## Unit Rate & Age Profile
TABLE 2.2.1 - REPLACEMENT EXPENDITURE, VOLUMES AND ASSET FAILURES BY ASSET CATEGORY
<<<GROUP-ROW>>>
|  | Nominal $ | [5 empty] | Real $2015
|  | EXPENDITURE ($000'S) | EXPENDITURE ($000'S) | EXPENDITURE ($000'S) | EXPENDITURE ($000'S) | EXPENDITURE ($000'S) | EXPENDITURE ($000'S) | 1.163 | 1.1485 | 1.1174 | 1.0794 | 1.0582 | 1.0358 | ASSET REPLACEMENTS | ASSET REPLACEMENTS | ASSET REPLACEMENTS | ASSET REPLACEMENTS | ASSET REPLACEMENTS | ASSET REPLACEMENTS | Unweighted unit cost | Unweighted unit cost | Unweighted unit cost | Unweighted unit cost | Unweighted unit cost | Unweighted unit cost | Weighted Average unit cost (From PAL) | Average Replacements 2011-2014 (From PAL)
ASSET GROUP | ASSET CATEGORY | 2009 | 2010 | 2011 | 2012 | 2013 | 2014 | 2009 | 2010 | 2011 | 2012 | 2013 | 2014 | 2009 | 2010 | 2011 | 2012 | 2013 | 2014 | 2009 | 2010 | 2011 | 2012 | 2013 | 2014 |  |  | ASSET CATEGORY | MEAN | STANDARD DEVIATION | 2013-14 | 2012-13 | 2011-12 | 2010-11 | 2009-10 | 2008-09 | 2007-08 | 2006-07 | 2005-06 | 2004-05 | 2003-04 | 2002-03 | 2001-02 | 2000-01 | 1999-00 | 1998-99 | 1997-98 | 1996-97 | 1995-96 | 1994-95 | 1993-94 | 1992-93 | 1991-92 | 1990-91 | 1989-90 | 1988-89 | 1987-88 | 1986-87 | 1985-86 | 1984-85 | 1983-84 | 1982-83 | 1981-82 | 1980-81 | 1979-80 | 1978-79 | 1977-78 | 1976-77 | 1975-76 | 1974-75 | 1973-74 | 1972-73 | 1971-72 | 1970-71 | 1969-70 | 1968-69 | 1967-68 | 1966-67 | 1965-66 | 1964-65 | 1963-64 | 1962-63 | 1961-62 | 1960-61 | 1959-60 | 1958-59 | 1957-58 | 1956-57 | 1955-56 | 1954-55 | 1953-54 | 1952-53 | 1951-52 | 1950-51 | 1949-50 | 1948-49 | 1947-48 | 1946-47 | 1945-46 | 1944-45 | 1943-44 | 1942-43 | 1941-42 | 1940-41 | 1939-40 | 1938-39 | 1937-38 | 1936-37 | 1935-36 | 1934-35 | 1933-34 | 1932-33 | 1931-32 | 1930-31 | 1929-30 | 1928-29 | 1927-28 | 1926-27 | 1925-26 | 1924-25 | 1923-24 | 1922-23 | 1921-22 | 1920-21 | 1919-20 | 1918-19 | 1917-18 | 1916-17 | 1915-16 | 1914-15 | 1913-14 | 1912-13 | 1911-12 | 1910-11
POLES BY: HIGHEST OPERATING VOLTAGE ; MATERIAL TYPE; STAKING (IF WOOD) | STAKING OF A WOODEN POLE | 511.7 | 612.2 | 710.4 | 972.8 | 1025.2 |  | 595.1092 | 703.1229 | 793.7794 | 1050.0176 | 1084.8367 |  | 527 | 819 | 855 | 1146 | 1283 |  | 1.1292 | 0.85851 | 0.9284 | 0.91625 | 0.84555 |  | 0.91207 | 1126.25 | STAKING OF A WOODEN POLE | 38.9 | 12.1 | 1066 | 1309 | 1133 | 847 | 802 | 512 | 698 | 1061 | 869 | 966 | 658 | 607 | 560 | 366 | 209 | 231 | 163 | 1679 | 1495 | 789 | 690 | 495 | 571 | 967 | 1070 | 1660 | 415 | 146 | 75 | 103 | 59 | 52 | 55 | 56 | 58 | 0 | 0 | 0 | 0 | 0 | 0 | 0 | 0 | 0 | 0 | 0 | 0 | 0 | 0 | 0 | 0 | 0 | 0 | 0 | 0 | 0 | 0 | 0 | 0 | 0 | 0 | 0 | 0 | 0 | 0 | 0 | 0 | 0 | 0 | 0 | 0 | 0 | 0 | 0 | 0 | 0 | 0 | 0 | 0 | 0 | 0 | 0 | 0 | 0 | 0 | 0 | 0 | 0 | 0 | 0 | 0 | 0 | 0 | 0 | 0 | 0 | 0 | 0 | 0 | 0 | 0 | 0 | 0
| ˂ = 1 kV; WOOD | 1132.6208 | 1594.7158 | 2139.213 | 2582.1619 | 3354.8423 |  | 1317.2425 | 1831.5601 | 2390.2919 | 2787.1252 | 3549.9963 |  | 152 | 202 | 238 | 265 | 315 |  | 8.6661 | 9.0671 | 10.0432 | 10.5175 | 11.2698 |  | 11.138 | 285.75 | ˂ = 1 kV; WOOD | 38.9 | 12.1 | 300 | 417 | 449 | 289 | 393 | 663 | 383 | 463 | 459 | 630 | 592 | 568 | 482 | 758 | 653 | 438 | 50 | 20 | 15 | 8 | 4 | 20 | 17 | 38 | 395 | 1249 | 1233 | 1090 | 3214 | 2147 | 2523 | 1927 | 1846 | 2016 | 3695 | 1879 | 2259 | 1849 | 3538 | 3185 | 2581 | 3219 | 2705 | 2159 | 2378 | 3236 | 3156 | 3253 | 2241 | 2575 | 2581 | 1548 | 1788 | 1581 | 1484 | 1185 | 1115 | 1181 | 322 | 469 | 420 | 463 | 594 | 446 | 768 | 298 | 198 | 150 | 136 | 105 | 35 | 29 | 130 | 400 | 918 | 496 | 857 | 234 | 181 | 68 | 137 | 71 | 28 | 16 | 21 | 0 | 0 | 0 | 0 | 0 | 0 | 0 | 0 | 0 | 0 | 0 | 0 | 0 | 0 | 0 | 0 | 0 | 0
| > 1 kV & < = 11 kV; WOOD | 0 | 0 | 0 | 57.7069 | 10.6357 |  | 0 | 0 | 0 | 62.2875 | 11.2544 |  | 0 | 0 | 0 | 6 | 1 |  | 0 | 0 | 0 | 10.3813 | 11.2544 |  | 10.7433 | 2.6667 | > 1 kV & < = 11 kV; WOOD | 38.9 | 12.1 | 12 | 19 | 10 | 7 | 2 | 7 | 10 | 7 | 10 | 5 | 13 | 7 | 5 | 10 | 6 | 2 | 2 | 3 | 8 | 3 | 0 | 9 | 0 | 6 | 33 | 15 | 7 | 8 | 4 | 20 | 20 | 19 | 3 | 4 | 16 | 5 | 30 | 11 | 3 | 9 | 12 | 9 | 18 | 7 | 22 | 9 | 17 | 13 | 33 | 18 | 5 | 11 | 15 | 20 | 11 | 23 | 10 | 4 | 0 | 0 | 7 | 2 | 0 | 2 | 4 | 0 | 0 | 0 | 2 | 0 | 0 | 0 | 0 | 9 | 3 | 3 | 3 | 0 | 0 | 0 | 0 | 0 | 0 | 0 | 0 | 0 | 0 | 0 | 0 | 0 | 0 | 0 | 0 | 0 | 0 | 0 | 0 | 0 | 0 | 0 | 0 | 0 | 0
| ˃ 11 kV & < = 22 kV; WOOD | 5177.1149 | 4785.5479 | 8870.5851 | 8789.1809 | 11615.704 |  | 6021.0054 | 5496.2889 | 9911.7231 | 9486.8366 | 12291.3991 |  | 689 | 604 | 981 | 898 | 1082 |  | 8.7388 | 9.0998 | 10.1037 | 10.5644 | 11.3599 |  | 11.1779 | 1036.25 | ˃ 11 kV & < = 22 kV; WOOD | 38.9 | 12.1 | 814 | 1394 | 1568 | 1215 | 1199 | 1729 | 1615 | 1750 | 1821 | 2674 | 3196 | 2715 | 2103 | 3721 | 3292 | 1915 | 356 | 164 | 122 | 171 | 157 | 540 | 111 | 589 | 1606 | 1494 | 2785 | 1506 | 4591 | 4411 | 5583 | 5142 | 5227 | 7037 | 6981 | 2630 | 4653 | 7206 | 7223 | 5543 | 4057 | 3664 | 3564 | 3076 | 4992 | 7775 | 8127 | 8285 | 9833 | 11681 | 11431 | 5134 | 4826 | 4781 | 4065 | 3689 | 3660 | 3603 | 846 | 1815 | 1378 | 1001 | 1169 | 1165 | 1219 | 665 | 240 | 182 | 236 | 266 | 220 | 84 | 337 | 588 | 1677 | 1321 | 2577 | 648 | 313 | 162 | 84 | 61 | 35 | 7 | 8 | 0 | 0 | 0 | 0 | 0 | 0 | 0 | 0 | 0 | 0 | 0 | 0 | 0 | 0 | 0 | 0 | 0 | 0
| > 22 kV & < = 66 kV; WOOD | 348.3433 | 280.8637 | 297.137 | 1001.1814 | 714.2148 |  | 405.1246 | 322.5771 | 332.0119 | 1080.6519 | 755.7613 |  | 36 | 27 | 25 | 80 | 52 |  | 11.2535 | 11.9473 | 13.2805 | 13.5081 | 14.5339 |  | 14.1699 | 50.75 | > 22 kV & < = 66 kV; WOOD | 38.9 | 12.1 | 45 | 208 | 463 | 292 | 343 | 87 | 314 | 290 | 378 | 214 | 668 | 268 | 274 | 343 | 271 | 287 | 27 | 13 | 13 | 26 | 10 | 44 | 8 | 35 | 281 | 175 | 56 | 42 | 46 | 86 | 293 | 132 | 123 | 360 | 201 | 129 | 44 | 430 | 757 | 817 | 388 | 226 | 338 | 209 | 753 | 556 | 165 | 446 | 397 | 332 | 497 | 256 | 192 | 291 | 127 | 150 | 43 | 482 | 332 | 57 | 18 | 62 | 27 | 51 | 34 | 21 | 21 | 7 | 7 | 4 | 2 | 266 | 68 | 183 | 62 | 26 | 21 | 5 | 4 | 56 | 26 | 2 | 0 | 0 | 2 | 0 | 0 | 0 | 0 | 0 | 0 | 0 | 0 | 0 | 0 | 0 | 0 | 0 | 0 | 0 | 0 | 0 | 0
| ˂ = 1 kV; CONCRETE | 267.4877 | 133.673 | 346.1821 | 213.0152 | 246.1435 |  | 311.0893 | 153.5259 | 386.8134 | 229.9237 | 260.4619 |  | 23 | 10 | 20 | 14 | 15 |  | 13.5256 | 15.3526 | 19.3407 | 16.4231 | 17.3641 |  | 17.6836 | 16.25 | ˂ = 1 kV; CONCRETE | 38.9 | 12.1 | 235 | 355 | 302 | 244 | 277 | 258 | 158 | 440 | 247 | 85 | 8 | 3 | 2 | 7 | 16 | 81 | 228 | 346 | 129 | 532 | 776 | 1498 | 1310 | 880 | 1175 | 1985 | 2158 | 1523 | 1401 | 1500 | 788 | 653 | 96 | 635 | 744 | 6 | 795 | 401 | 251 | 69 | 77 | 381 | 201 | 2 | 3 | 3 | 2 | 0 | 0 | 0 | 0 | 0 | 2 | 0 | 0 | 0 | 3 | 0 | 0 | 0 | 0 | 0 | 0 | 0 | 0 | 2 | 0 | 0 | 2 | 0 | 0 | 0 | 0 | 0 | 0 | 0 | 0 | 0 | 0 | 0 | 0 | 0 | 0 | 0 | 0 | 0 | 0 | 0 | 0 | 0 | 0 | 0 | 0 | 0 | 0 | 0 | 0 | 0 | 0 | 0 | 0 | 0 | 0
| > 1 kV & < = 11 kV; CONCRETE | 0 | 0 | 0 | 0 | 0 |  | 0 | 0 | 0 | 0 | 0 |  | 0 | 0 | 0 | 0 | 0 |  | 0 | 0 | 0 | 0 | 0 |  |  |  | > 1 kV & < = 11 kV; CONCRETE | 38.9 | 12.1 | 0 | 0 | 2 | 0 | 0 | 0 | 0 | 0 | 0 | 0 | 0 | 0 | 0 | 0 | 0 | 0 | 11 | 6 | 4 | 5 | 3 | 3 | 3 | 3 | 4 | 2 | 3 | 1 | 1 | 2 | 6 | 3 | 2 | 0 | 0 | 0 | 1 | 0 | 0 | 0 | 0 | 0 | 0 | 0 | 0 | 0 | 0 | 0 | 0 | 0 | 0 | 0 | 0 | 0 | 0 | 0 | 0 | 0 | 0 | 0 | 0 | 0 | 0 | 0 | 0 | 0 | 0 | 0 | 0 | 0 | 0 | 0 | 0 | 0 | 0 | 0 | 0 | 0 | 0 | 0 | 0 | 0 | 0 | 0 | 0 | 0 | 0 | 0 | 0 | 0 | 0 | 0 | 0 | 0 | 0 | 0 | 0 | 0 | 0 | 0 | 0 | 0 | 0
| ˃ 11 kV & < = 22 kV; CONCRETE | 1981.3085 | 1056.5984 | 939.7408 | 1384.3944 | 1516.9883 |  | 2304.2698 | 1213.5225 | 1050.0379 | 1494.283 | 1605.2327 |  | 170 | 71 | 55 | 86 | 91 |  | 13.5545 | 17.0919 | 19.0916 | 17.3754 | 17.6399 |  | 17.2423 | 103.75 | ˃ 11 kV & < = 22 kV; CONCRETE | 38.9 | 12.1 | 1065 | 1961 | 1555 | 1252 | 1519 | 1421 | 1070 | 2479 | 1479 | 443 | 11 | 2 | 6 | 15 | 39 | 619 | 1428 | 2019 | 1732 | 2152 | 3133 | 4479 | 3597 | 3422 | 5934 | 6374 | 7402 | 5533 | 4676 | 5248 | 4917 | 2134 | 728 | 2371 | 2015 | 11 | 1306 | 681 | 267 | 82 | 9 | 103 | 34 | 2 | 9 | 0 | 0 | 0 | 0 | 0 | 4 | 0 | 2 | 2 | 0 | 2 | 4 | 0 | 0 | 0 | 0 | 0 | 0 | 0 | 0 | 2 | 0 | 0 | 0 | 0 | 0 | 0 | 0 | 0 | 0 | 0 | 0 | 0 | 0 | 0 | 0 | 0 | 0 | 0 | 0 | 0 | 0 | 0 | 0 | 0 | 0 | 0 | 0 | 0 | 0 | 0 | 0 | 0 | 0 | 0 | 0 | 0 | 0
| > 22 kV & < = 66 kV; CONCRETE | 717.4751 | 117.9916 | 24.6315 | 404.7309 | 90.0029 |  | 834.4264 | 135.5155 | 27.5225 | 436.8571 | 95.2384 |  | 46 | 7 | 1 | 20 | 4 |  | 18.1397 | 19.3594 | 27.5225 | 21.8429 | 23.8096 |  | 23.573 | 11.5 | > 22 kV & < = 66 kV; CONCRETE | 38.9 | 12.1 | 33 | 30 | 337 | 186 | 489 | 283 | 208 | 233 | 31 | 113 | 132 | 6 | 3 | 2 | 12 | 19 | 22 | 66 | 44 | 168 | 368 | 144 | 109 | 59 | 272 | 584 | 372 | 467 | 301 | 285 | 1013 | 688 | 503 | 866 | 721 | 26 | 545 | 234 | 40 | 0 | 7 | 19 | 26 | 0 | 3 | 0 | 2 | 0 | 0 | 0 | 0 | 0 | 0 | 0 | 0 | 0 | 0 | 0 | 0 | 0 | 0 | 0 | 0 | 0 | 0 | 0 | 0 | 0 | 0 | 0 | 0 | 0 | 0 | 0 | 0 | 0 | 0 | 0 | 0 | 0 | 0 | 0 | 0 | 0 | 0 | 0 | 0 | 0 | 0 | 0 | 0 | 0 | 0 | 0 | 0 | 0 | 0 | 0 | 0 | 0 | 0 | 0 | 0
| ˂ = 1 kV; STEEL | 29.7352 | 38.5042 | 35.6412 | 67.3248 | 63.8144 |  | 34.5821 | 44.2228 | 39.8244 | 72.6688 | 67.5265 |  | 4 | 5 | 4 | 7 | 6 |  | 8.6455 | 8.8446 | 9.9561 | 10.3813 | 11.2544 |  | 10.9352 | 5.25 | ˂ = 1 kV; STEEL | 38.9 | 12.1 | 0 | 11 | 6 | 3 | 35 | 68 | 8 | 4 | 7 | 8 | 4 | 7 | 7 | 4 | 39 | 85 | 4 | 6 | 3 | 3 | 7 | 4 | 0 | 3 | 6 | 6 | 11 | 12 | 11 | 5 | 0 | 3 | 0 | 0 | 6 | 0 | 0 | 0 | 3 | 0 | 0 | 21 | 4 | 0 | 4 | 0 | 3 | 0 | 0 | 29 | 0 | 0 | 0 | 25 | 13 | 3 | 0 | 0 | 4 | 3 | 0 | 0 | 0 | 0 | 0 | 0 | 0 | 0 | 0 | 0 | 0 | 0 | 0 | 0 | 3 | 0 | 0 | 0 | 0 | 0 | 0 | 0 | 0 | 0 | 0 | 0 | 0 | 0 | 0 | 0 | 0 | 0 | 0 | 0 | 0 | 0 | 0 | 0 | 0 | 0 | 0 | 0 | 0
| ˃ 11 kV & < = 22 kV; STEEL | 0 | 0 | 0 | 0 | 0 |  | 0 | 0 | 0 | 0 | 0 |  | 0 | 0 | 0 | 0 | 0 |  | 0 | 0 | 0 | 0 | 0 |  |  |  | ˃ 11 kV & < = 22 kV; STEEL | 38.9 | 12.1 | 0 | 0 | 2 | 0 | 0 | 2 | 3 | 11 | 2 | 0 | 0 | 0 | 2 | 0 | 0 | 2 | 0 | 0 | 0 | 0 | 0 | 0 | 5 | 0 | 4 | 5 | 1 | 0 | 3 | 2 | 0 | 2 | 0 | 0 | 4 | 1 | 3 | 0 | 135 | 0 | 2 | 97 | 28 | 98 | 5 | 0 | 0 | 0 | 0 | 3 | 2 | 0 | 5 | 2 | 2 | 0 | 0 | 0 | 0 | 0 | 0 | 0 | 0 | 0 | 0 | 0 | 0 | 0 | 0 | 0 | 0 | 0 | 0 | 0 | 0 | 0 | 0 | 0 | 0 | 0 | 0 | 0 | 0 | 0 | 0 | 0 | 0 | 0 | 0 | 0 | 0 | 0 | 0 | 0 | 0 | 0 | 0 | 0 | 0 | 0 | 0 | 0 | 0
| > 22 kV & < = 66 kV; STEEL | 0 | 0 | 0 | 0 | 0 |  | 0 | 0 | 0 | 0 | 0 |  | 0 | 0 | 0 | 0 | 0 |  | 0 | 0 | 0 | 0 | 0 |  |  |  | > 22 kV & < = 66 kV; STEEL | 38.9 | 12.1 | 0 | 0 | 0 | 0 | 0 | 9 | 0 | 0 | 0 | 0 | 0 | 0 | 0 | 3 | 0 | 4 | 3 | 0 | 0 | 0 | 0 | 0 | 0 | 0 | 0 | 0 | 0 | 0 | 0 | 4 | 0 | 0 | 0 | 0 | 3 | 0 | 0 | 0 | 4 | 0 | 30 | 2 | 0 | 0 | 6 | 0 | 0 | 0 | 17 | 0 | 0 | 0 | 0 | 3 | 2 | 0 | 2 | 0 | 0 | 0 | 2 | 0 | 0 | 0 | 3 | 0 | 0 | 0 | 0 | 0 | 0 | 0 | 0 | 0 | 0 | 0 | 0 | 0 | 0 | 0 | 0 | 0 | 0 | 0 | 0 | 0 | 0 | 0 | 0 | 0 | 0 | 0 | 0 | 0 | 0 | 0 | 0 | 0 | 0 | 0 | 0 | 0 | 0
| AERIAL GUY POLE | 97.2573 | 100.7511 | 179.3456 | 87.1139 | 149.8522 |  | 113.1106 | 115.7145 | 200.3954 | 94.0287 | 158.5693 |  | 13 | 13 | 20 | 9 | 14 |  | 8.7008 | 8.9011 | 10.0198 | 10.4476 | 11.3264 |  | 11.1744 | 16 | STAY POLES (AERIAL GUYS) | 38.9 | 12.1 | 24 | 31 | 28 | 27 | 40 | 53 | 28 | 39 | 36 | 33 | 39 | 26 | 21 | 42 | 41 | 18 | 13 | 15 | 7 | 9 | 38 | 70 | 41 | 32 | 63 | 110 | 119 | 83 | 132 | 107 | 104 | 98 | 53 | 90 | 155 | 65 | 97 | 92 | 118 | 116 | 73 | 83 | 104 | 67 | 77 | 110 | 156 | 123 | 71 | 90 | 76 | 45 | 53 | 67 | 50 | 34 | 18 | 57 | 24 | 22 | 21 | 25 | 50 | 35 | 35 | 14 | 7 | 6 | 6 | 4 | 2 | 3 | 8 | 25 | 46 | 17 | 40 | 6 | 9 | 4 | 9 | 0 | 2 | 0 | 2 | 0 | 0 | 0 | 0 | 0 | 0 | 0 | 0 | 0 | 0 | 0 | 0 | 0 | 0 | 0 | 0 | 0 | 0
POLE TOP STRUCTURES BY: HIGHEST OPERATING VOLTAGE | ˂ = 1 kV | 2375.782 | 5067.7018 | 4216.8257 | 6145.1693 | 8202.423 |  | 2763.044 | 5820.3478 | 4711.7533 | 6632.9522 | 8679.5647 |  | 946 | 1362 | 1337 | 2164 | 3633 |  | 2.9208 | 4.2734 | 3.5241 | 3.0651 | 2.3891 |  | 2.7116 | 2539.25 | ˂ = 1 kV | 45 | 6.708 | 611 | 1058 | 1110 | 942 | 1099 | 1489 | 975 | 1305 | 1180 | 878 | 939 | 921 | 728 | 1115 | 961 | 897 | 602 | 793 | 809 | 1195 | 1607 | 2614 | 1953 | 2352 | 4174 | 5834 | 7006 | 5319 | 7491 | 6507 | 6717 | 4477 | 3568 | 6354 | 6925 | 2728 | 5335 | 6120 | 6508 | 5283 | 4175 | 4858 | 4409 | 4009 | 4707 | 5650 | 5175 | 4919 | 4197 | 4325 | 4408 | 2449 | 3029 | 3028 | 2726 | 1918 | 1991 | 1749 | 674 | 1105 | 966 | 944 | 1079 | 905 | 1189 | 538 | 299 | 269 | 305 | 215 | 135 | 106 | 341 | 734 | 1767 | 980 | 1557 | 498 | 378 | 189 | 214 | 123 | 68 | 27 | 39 | 0 | 0 | 0 | 0 | 0 | 0 | 0 | 0 | 0 | 0 | 0 | 0 | 0 | 0 | 0 | 0 | 0 | 0 | 0
| > 1 kV & < = 11 kV | 0 | 8.2344 | 5.6 | 19.4 | 3.1 |  | 0 | 9.4574 | 6.2573 | 20.9399 | 3.2803 |  | 0 | 3 | 2 | 9 | 2 |  | 0 | 3.1525 | 3.1286 | 2.3267 | 1.6402 |  | 2.0334 | 6.25 | > 1 kV & < = 11 kV | 45 | 6.708 | 6 | 14 | 11 | 5 | 13 | 10 | 32 | 14 | 18 | 16 | 25 | 13 | 15 | 17 | 9 | 23 | 13 | 5 | 9 | 6 | 6 | 10 | 3 | 9 | 34 | 13 | 4 | 7 | 11 | 15 | 33 | 27 | 9 | 13 | 16 | 7 | 22 | 14 | 3 | 14 | 13 | 9 | 14 | 10 | 16 | 11 | 9 | 5 | 9 | 7 | 7 | 5 | 3 | 4 | 1 | 5 | 2 | 0 | 0 | 1 | 2 | 0 | 0 | 0 | 0 | 0 | 0 | 0 | 0 | 0 | 0 | 0 | 0 | 1 | 0 | 0 | 0 | 0 | 0 | 0 | 0 | 0 | 0 | 0 | 0 | 0 | 0 | 0 | 0 | 0 | 0 | 0 | 0 | 0 | 0 | 0 | 0 | 0 | 0 | 0 | 0 | 0 | 0 | 0
| ˃ 11 kV & < = 22 kV | 5590.9824 | 8505.1356 | 12710.7662 | 13363.7931 | 12766.4339 |  | 6502.335 | 9768.3031 | 14202.6252 | 14424.5663 | 13509.0679 |  | 2584 | 2737 | 4145 | 5049 | 5725 |  | 2.5164 | 3.569 | 3.4264 | 2.8569 | 2.3597 |  | 2.6996 | 5199.75 | ˃ 11 kV & < = 22 kV | 45 | 6.708 | 2708 | 4122 | 4554 | 3746 | 6679 | 7742 | 7174 | 9274 | 8107 | 8018 | 9061 | 5763 | 5311 | 6877 | 6106 | 4618 | 3995 | 4294 | 2956 | 4212 | 5253 | 5851 | 5214 | 5707 | 8849 | 9082 | 10350 | 7658 | 9188 | 9913 | 10977 | 7168 | 6329 | 10742 | 10916 | 4542 | 9592 | 9867 | 8785 | 6175 | 3140 | 3005 | 2873 | 2665 | 2161 | 3442 | 2630 | 2464 | 2293 | 2195 | 2036 | 1085 | 1219 | 1418 | 523 | 362 | 273 | 290 | 129 | 187 | 145 | 111 | 109 | 163 | 143 | 87 | 20 | 22 | 37 | 57 | 26 | 26 | 48 | 56 | 245 | 154 | 266 | 186 | 28 | 30 | 42 | 15 | 17 | 3 | 0 | 0 | 0 | 0 | 0 | 0 | 0 | 0 | 0 | 0 | 0 | 0 | 0 | 0 | 0 | 0 | 0 | 0 | 0 | 0
| > 22 kV & < = 66 kV | 379.214 | 343.8424 | 728.19 | 1107.9739 | 701.6807 |  | 441.0274 | 394.9092 | 813.6575 | 1195.9212 | 742.4981 |  | 133 | 83 | 191 | 251 | 327 |  | 3.316 | 4.7579 | 4.26 | 4.7646 | 2.2706 |  | 3.2182 | 274 | > 22 kV & < = 66 kV | 45 | 6.708 | 148 | 627 | 954 | 593 | 1624 | 930 | 857 | 1376 | 894 | 952 | 1782 | 666 | 705 | 1274 | 545 | 548 | 163 | 722 | 710 | 466 | 421 | 431 | 206 | 214 | 1020 | 1011 | 667 | 675 | 462 | 484 | 1635 | 1344 | 708 | 1540 | 1172 | 237 | 708 | 709 | 1242 | 994 | 565 | 273 | 421 | 241 | 275 | 269 | 64 | 124 | 204 | 114 | 120 | 118 | 32 | 126 | 27 | 21 | 0 | 45 | 37 | 38 | 5 | 32 | 13 | 15 | 18 | 0 | 1 | 0 | 1 | 0 | 0 | 108 | 30 | 21 | 17 | 11 | 0 | 1 | 1 | 44 | 38 | 0 | 0 | 0 | 0 | 0 | 0 | 0 | 0 | 0 | 0 | 0 | 0 | 0 | 0 | 0 | 0 | 0 | 0 | 0 | 0 | 0 | 0 | 0
| > 66 kV & < = 132 kV | 0 | 0 | 0 | 0 | 0 |  | 0 | 0 | 0 | 0 | 0 |  | 0 | 0 | 0 | 0 | 0 |  | 0 | 0 | 0 | 0 | 0
| > 132 kV | 0 | 0 | 0 | 0 | 0 |  | 0 | 0 | 0 | 0 | 0 |  | 0 | 0 | 0 | 0 | 0 |  | 0 | 0 | 0 | 0 | 0
OVERHEAD CONDUCTORS BY: HIGHEST OPERATING VOLTAGE; NUMBER OF PHASES (AT HV) | ˂ = 1 kV | 194.2163 | 229.8939 | 223.7092 | 407.8324 | 509.8135 |  | 225.8743 | 264.0373 | 249.9658 | 440.2048 | 539.4698 |  | 5.752 | 5.139 | 4.887 | 3.797 | 7.488 |  | 39.2688 | 51.3791 | 51.1491 | 115.9349 | 72.0446 |  | 82.9619 | 5.169 | ˂ = 1 kV | 40.9 | 13.4 | 76.3 | 102.2 | 35.3 | 52.8 | 59.3 | 60.8 | 48.1 | 67.1 | 60.5 | 61.2 | 51 | 49.9 | 42.4 | 68.1 | 61.9 | 50.5 | 23.1 | 30.7 | 12.8 | 45.2 | 66.6 | 129.9 | 113 | 78 | 134 | 275.5 | 290.2 | 226.6 | 397.6 | 311.1 | 280.2 | 221.4 | 165.2 | 227.9 | 383.3 | 165.5 | 267.3 | 196 | 333.6 | 287.1 | 232.7 | 315.6 | 257.3 | 192.5 | 206 | 285 | 276.7 | 290.1 | 196.2 | 229.3 | 226.9 | 134.9 | 155.1 | 137.6 | 128 | 102.4 | 88.4 | 95.4 | 22.5 | 36.3 | 26.6 | 35.6 | 45.6 | 36.5 | 54.9 | 21.8 | 11.4 | 8.3 | 6.7 | 3.4 | 2.8 | 2.4 | 6.8 | 26.8 | 40.4 | 28.9 | 44.7 | 14.8 | 11.5 | 0 | 7.2 | 3.6 | 2.2 | 1.3 | 1.9 | 0 | 0 | 0 | 0 | 0 | 0 | 0 | 0 | 0 | 0 | 0 | 0 | 0 | 0 | 0 | 0 | 0 | 0
| > 1 kV & < = 11 kV | 0 | 0 | 0 | 0 | 0 |  | 0 | 0 | 0 | 0 | 0 |  | 0 | 0 | 0 | 0 | 0 |  | 0 | 0 | 0 | 0 | 0 |  |  |  | > 1 kV & < = 11 kV | 40.9 | 13.4 | 0.1 | 2 | 0.2 | 0.4 | 0.4 | 0.4 | 0.4 | 0.6 | 0.5 | 0.5 | 0.5 | 0.5 | 0.4 | 0.6 | 0.5 | 0.4 | 0.3 | 0.3 | 0.3 | 0.4 | 0.5 | 0.8 | 0.6 | 0.6 | 1.1 | 1.2 | 1.5 | 1.1 | 1.4 | 1.5 | 1.6 | 1.1 | 0.9 | 1.4 | 1.4 | 0.4 | 0.9 | 1.2 | 1.2 | 0.9 | 0.7 | 0.7 | 0.7 | 0.6 | 0.9 | 1.3 | 1.4 | 1.4 | 1.6 | 1.9 | 1.9 | 0.9 | 0.9 | 0.8 | 0.8 | 0.8 | 0.8 | 0.8 | 0.3 | 0.5 | 0.4 | 0.3 | 0.4 | 0.2 | 0.1 | 0.1 | 0 | 0 | 0 | 0 | 0 | 0 | 0 | 0.1 | 0.2 | 0.2 | 0.4 | 0.1 | 0.1 | 0 | 0 | 0 | 0 | 0 | 0 | 0 | 0 | 0 | 0 | 0 | 0 | 0 | 0 | 0 | 0 | 0 | 0 | 0 | 0 | 0 | 0 | 0 | 0
| ˃ 11 kV & < = 22 kV ; SWER | 0 | 8.9 | 58.8 | 0 | 209.9 |  | 0 | 10.2218 | 65.7013 | 0 | 222.1101 |  | 0 | 0.501 | 6.113 | 0 | 13.893 |  | 0 | 20.4028 | 10.7478 | 0 | 15.9872 |  | 14.3863 | 10.003 | ˃ 11 kV & < = 22 kV ; SWER | 40.9 | 13.4 | 104.4 | 77.1 | 79 | 118.2 | 132.8 | 136 | 107.6 | 150.2 | 135.4 | 136.9 | 114.2 | 111.7 | 94.9 | 152.5 | 138.6 | 113.1 | 51.7 | 68.7 | 28.6 | 101.1 | 149.1 | 290.7 | 252.8 | 174.6 | 300 | 625.6 | 649.4 | 507.2 | 898.9 | 696.2 | 631.6 | 500 | 374.2 | 509.6 | 861.9 | 367.5 | 597.6 | 438.2 | 743.1 | 642 | 520.4 | 710.3 | 575.3 | 430.4 | 460.5 | 637.4 | 618.7 | 651.2 | 440.8 | 514.9 | 509.6 | 303.7 | 346.5 | 312.2 | 294.8 | 237.6 | 206.4 | 221.9 | 57 | 87.9 | 66.3 | 86.4 | 103.7 | 88.4 | 124.5 | 50.1 | 31.2 | 24.4 | 20.8 | 13.4 | 5.3 | 5.3 | 12 | 63.5 | 118.7 | 81.7 | 128.1 | 34.3 | 24.7 | 11.8 | 17.3 | 10.5 | 3.9 | 1.8 | 3.4 | 0 | 0 | 0 | 0 | 0 | 0 | 0 | 0 | 0 | 0 | 0 | 0 | 0 | 0 | 0 | 0 | 0 | 0
| ˃ 11 kV & < = 22 kV ; SINGLE-PHASE | 133.4609 | 101.5 | 656.9 | 826.1 | 478.1 |  | 155.2155 | 116.5746 | 734.0002 | 891.6731 | 505.9115 |  | 4.389 | 5.117 | 15.24 | 4.653 | 10.77 |  | 35.3647 | 22.7818 | 48.1627 | 191.634 | 46.9741 |  | 51.5225 | 15.1532 | ˃ 11 kV & < = 22 kV ; SINGLE-PHASE | 0 | 0 | 0 | 0 | 0 | 0 | 0 | 0 | 0 | 0 | 0 | 0 | 0 | 0 | 0 | 0 | 0 | 0 | 0 | 0 | 0 | 0 | 0 | 0 | 0 | 0 | 0 | 0 | 0 | 0 | 0 | 0 | 0 | 0 | 0 | 0 | 0 | 0 | 0 | 0 | 0 | 0 | 0 | 0 | 0 | 0 | 0 | 0 | 0 | 0 | 0 | 0 | 0 | 0 | 0 | 0 | 0 | 0 | 0 | 0 | 0 | 0 | 0 | 0 | 0 | 0 | 0 | 0 | 0 | 0 | 0 | 0 | 0 | 0 | 0 | 0 | 0 | 0 | 0 | 0 | 0 | 0 | 0 | 0 | 0 | 0 | 0 | 0 | 0 | 0 | 0 | 0 | 0 | 0 | 0 | 0 | 0 | 0 | 0 | 0 | 0 | 0 | 0 | 0 | 0
| ˃ 11 kV & < = 22 kV ; MULTIPLE-PHASE | 322.5456 | 232.3 | 492.8 | 680 | 2376.4 |  | 375.1219 | 266.8008 | 550.6398 | 733.9761 | 2514.6371 |  | 10.415 | 3.381 | 17.547 | 11.453 | 40.622 |  | 36.0175 | 78.9118 | 31.3809 | 64.0859 | 61.9033 |  | 54.94 | 19.578 | ˃ 11 kV & < = 22 kV ; MULTIPLE-PHASE | 40.9 | 13.4 | 281.3 | 431.5 | 158.8 | 292.5 | 287.6 | 316 | 273.4 | 405.5 | 355.1 | 338 | 362.3 | 377.4 | 302.9 | 404.9 | 388.3 | 274.9 | 187.6 | 233 | 199.3 | 249 | 351.9 | 538 | 396.4 | 433.7 | 810.4 | 841.6 | 1094.3 | 757 | 997.9 | 1032.7 | 1119.4 | 768.9 | 643.8 | 1015 | 970.5 | 286.4 | 651.6 | 862.2 | 830 | 619.6 | 446.9 | 428.6 | 399.1 | 361.8 | 547 | 866.3 | 898.8 | 923.8 | 1098.8 | 1293.9 | 1269.9 | 569.6 | 534.9 | 517.1 | 455.6 | 414 | 406.4 | 371.3 | 77.8 | 171.9 | 121 | 80.3 | 106.5 | 104.9 | 89.7 | 56.1 | 17.2 | 16.5 | 14 | 19.3 | 20.6 | 5.5 | 29.4 | 57.9 | 136 | 111.6 | 189.6 | 63.8 | 33.3 | 6.3 | 6.2 | 5.4 | 2.7 | 0.5 | 0.6 | 0 | 0 | 0 | 0 | 0 | 0 | 0 | 0 | 0 | 0 | 0 | 0 | 0 | 0 | 0 | 0 | 0 | 0
| > 22 kV & < = 66 kV | 0 | 0 | 0 | 514.4 | 0 |  | 0 | 0 | 0 | 555.2313 | 0 |  | 0 | 0 | 0 | 0.387 | 0 |  | 0 | 0 | 0 | 1434.7063 | 0 |  | 1434.7063 | 0.387 | > 22 kV & < = 66 kV | 40.9 | 13.4 | 29.4 | 37.8 | 31.4 | 57.6 | 102.2 | 56.6 | 52.9 | 82.9 | 56.6 | 43.6 | 123.2 | 37.5 | 37.4 | 76.2 | 29.5 | 39.1 | 5.6 | 9.4 | 7 | 22.4 | 45.4 | 25 | 14.1 | 12.1 | 68.7 | 91.1 | 52.9 | 60.2 | 42.3 | 44.8 | 155.9 | 95.9 | 75.3 | 146.3 | 108.1 | 16.8 | 68.6 | 77.8 | 96.2 | 96.7 | 53.1 | 28.3 | 42.8 | 24.3 | 89.2 | 66.6 | 17.4 | 52.7 | 47.3 | 37.8 | 59.2 | 29.4 | 23.8 | 35.4 | 13 | 16.5 | 3.7 | 61.4 | 36.8 | 8.6 | 2.4 | 8.5 | 2.8 | 4 | 4.4 | 1.8 | 2.5 | 0.5 | 0.8 | 0.4 | 0 | 21.5 | 4.8 | 13.6 | 1.9 | 0.8 | 0.5 | 0.5 | 0.4 | 0.4 | 0.2 | 0.1 | 0 | 0 | 0 | 0 | 0 | 0 | 0 | 0 | 0 | 0 | 0 | 0 | 0 | 0 | 0 | 0 | 0 | 0 | 0 | 0 | 0
| PUBLIC LIGHTING CONDUCTOR | 0 | 0 | 0 | 0 | 0 |  | 0 | 0 | 0 | 0 | 0 |  | 0 | 0 | 0 | 0 | 0 |  | 0 | 0 | 0 | 0 | 0 |  |  |  | PUBLIC LIGHTING CONDUCTOR | 40.9 | 13.4 | 0.7 | 1 | 0.1 | 0.1 | 0.1 | 0.1 | 0.1 | 0.1 | 0.1 | 0.1 | 0.1 | 0.1 | 0.15 | 0.15 | 0.15 | 0.15 | 0.05 | 0.15 | 0.05 | 0.15 | 0.15 | 0.25 | 0.25 | 0.15 | 0.25 | 0.55 | 0.55 | 0.45 | 0.75 | 0.65 | 0.65 | 0.55 | 0.45 | 0.55 | 0.9 | 0.3 | 0.5 | 0.3 | 0.6 | 0.5 | 0.4 | 0.7 | 0.5 | 0.3 | 0.4 | 0.5 | 0.5 | 0.5 | 0.3 | 0.4 | 0.4 | 0.2 | 0.3 | 0.2 | 0.2 | 0.2 | 0.2 | 0.2 | 0 | 0.1 | 0.1 | 0.1 | 0.1 | 0.1 | 0.1 | 0 | 0 | 0 | 0 | 0 | 0 | 0 | 0 | 0.1 | 0.1 | 0.1 | 0.1 | 0 | 0 | 0 | 0 | 0 | 0 | 0 | 0 | 0 | 0 | 0 | 0 | 0 | 0 | 0 | 0 | 0 | 0 | 0 | 0 | 0 | 0 | 0 | 0 | 0 | 0
UNDERGROUND CABLES BY: HIGHEST OPERATING VOLTAGE | ˂ = 1 kV | 1396.4628 | 875.3041 | 1619.294 | 1448.6889 | 1193.0737 |  | 1624.0918 | 1005.3027 | 1809.3501 | 1563.681 | 1262.4758 |  | 10.011 | 6.966 | 10.659 | 10.431 | 14.967 |  | 162.2307 | 144.3156 | 169.7486 | 149.9071 | 84.3506 |  | 109.6271 | 12.8475 | ˂ = 1 kV | 70 | 8.37 | 88.8615 | 112.1103 | 158.6459 | 237.5104 | 266.7534 | 60.5239 | 198.4857 | 159.0535 | 166.3897 | 175.8657 | 157.9327 | 227.7287 | 227.8306 | 121.6591 | 141.7318 | 146.6227 | 107.0885 | 68.5733 | 42.5909 | 48.6025 | 61.5428 | 73.9736 | 57.3652 | 56.1425 | 63.4787 | 60.7277 | 50.946 | 33.4206 | 37.8019 | 25.8806 | 19.4614 | 6.8268 | 11.5138 | 8.1514 | 15.2838 | 16.5065 | 12.7365 | 26.1863 | 36.9868 | 8.0495 | 2.1397 | 12.9403 | 1.8341 | 1.3246 | 1.0189 | 0.71324 | 0.10189 | 0.20378 | 1.7322 | 1.0189 | 0.10189 | 0 | 0 | 0 | 0 | 0 | 0 | 0 | 0.81514 | 0 | 0 | 0 | 0 | 0 | 0 | 0 | 0 | 0 | 0 | 0 | 0 | 0 | 0 | 0 | 0 | 0 | 0 | 0 | 0 | 0 | 0 | 0 | 0 | 0 | 0 | 0 | 0 | 0 | 0 | 0 | 0 | 0 | 0 | 0 | 0 | 0 | 0 | 0 | 0 | 0 | 0 | 0 | 0
| > 1 kV & < = 11 kV | 0 | 0 | 0 | 0 | 0 |  | 0 | 0 | 0 | 0 | 0 |  | 0 | 0 | 0 | 0 | 0 |  | 0 | 0 | 0 | 0 | 0 |  |  |  | > 1 kV & < = 11 kV | 70 | 8.37 | 0.32147 | 0.17341 | 0 | 0 | 0 | 0.30307 | 0.70715 | 0.30307 | 0.60613 | 0.20204 | 0.70715 | 0 | 0 | 0 | 5.0511 | 0 | 0.30307 | 3.2327 | 0.10102 | 0 | 0.10102 | 0 | 0 | 0.40409 | 0 | 0.20204 | 0.10102 | 0 | 1.7174 | 0 | 0 | 0 | 0 | 0.10102 | 0 | 1.7174 | 0.10102 | 0 | 0 | 0 | 0 | 0.20204 | 0 | 0 | 0 | 0 | 0 | 0 | 0 | 0 | 0 | 0 | 0 | 0 | 0 | 0 | 0 | 0 | 0 | 0 | 0 | 0 | 0 | 0 | 0 | 0 | 0 | 0 | 0 | 0 | 0 | 0 | 0 | 0 | 0 | 0 | 0 | 0 | 0 | 0 | 0 | 0 | 0 | 0 | 0 | 0 | 0 | 0 | 0 | 0 | 0 | 0 | 0 | 0 | 0 | 0 | 0 | 0 | 0 | 0 | 0 | 0 | 0
| > 11 kV & < = 22 kV Underground cable | 1144.3843 | 622.76 | 573.5512 | 740.0933 | 1749.5606 |  | 1330.9236 | 715.2512 | 640.8687 | 798.8395 | 1851.334 |  | 1.804 | 1.24 | 1.795 | 1.413 | 2.114 |  | 737.7625 | 576.8155 | 357.0299 | 565.3499 | 875.7493 |  | 355.6262 | 2.3655 | > 11 kV & < = 22 kV | 70 | 8.37 | 69.1053 | 76.1833 | 44.8267 | 82.5173 | 81.2107 | 39.9018 | 112.4688 | 80.9092 | 83.3214 | 87.2412 | 67.7426 | 82.5173 | 70.8584 | 52.3648 | 73.8736 | 72.0645 | 47.6409 | 44.8267 | 32.7657 | 24.2225 | 37.2886 | 31.0571 | 16.5839 | 21.2073 | 19.6996 | 16.0813 | 22.7149 | 11.3574 | 14.1717 | 11.7595 | 9.6488 | 5.3269 | 5.0254 | 4.0203 | 5.4274 | 6.8346 | 4.9249 | 8.1412 | 9.5483 | 0.80407 | 3.5178 | 0.80407 | 0.70356 | 0.90457 | 1.2061 | 0.70356 | 3.0152 | 0.20102 | 6.131 | 0.10051 | 0 | 0.10051 | 0 | 0 | 0.10051 | 0 | 0.10051 | 0 | 0.70356 | 0 | 0 | 0 | 0.10051 | 0 | 0 | 0.10051 | 0 | 0 | 0 | 0 | 0 | 0 | 0 | 0 | 0 | 0 | 0 | 0 | 0 | 0 | 0 | 0 | 0 | 0 | 0 | 0 | 0 | 0 | 0 | 0 | 0 | 0 | 0 | 0 | 0 | 0 | 0 | 0 | 0 | 0 | 0 | 0 | 0
| > 33 kV & < = 66 kV | 0 | 0 | 0 | 0 | 0 |  | 0 | 0 | 0 | 0 | 0 |  | 0 | 0 | 0 | 0 | 0 |  | 0 | 0 | 0 | 0 | 0 |  |  |  | > 33 kV & < = 66 kV | 70 | 8.37 | 0.41421 | 0 | 0 | 0 | 0 | 0 | 0 | 0.11248 | 0 | 0.33744 | 2.3621 | 0.33744 | 0 | 0 | 0 | 0 | 0 | 0 | 0 | 0 | 0 | 0 | 0 | 0 | 0 | 0 | 0 | 0 | 0.22496 | 0 | 0 | 0 | 0 | 0 | 0 | 0 | 0 | 0 | 0 | 0 | 0 | 0 | 0 | 0 | 0 | 0 | 0 | 0 | 0 | 0 | 0 | 0 | 0 | 0 | 0 | 0 | 0 | 0 | 0 | 0 | 0 | 0 | 0 | 0 | 0 | 0 | 0 | 0 | 0 | 0 | 0 | 0 | 0 | 0 | 0 | 0 | 0 | 0 | 0 | 0 | 0 | 0 | 0 | 0 | 0 | 0 | 0 | 0 | 0 | 0 | 0 | 0 | 0 | 0 | 0 | 0 | 0 | 0 | 0 | 0 | 0 | 0 | 0
| PUBLIC LIGHTING UNDERGROUND CABLE (inc. under <=1kv) | 0 | 0 | 0 | 0 | 0 |  | 0 | 0 | 0 | 0 | 0 |  | 0 | 0 | 0 | 0 | 0 |  | 0 | 0 | 0 | 0 | 0 |  | 0 |  | PUBLIC LIGHTING UNDERGROUND CABLE | 70 | 8.37 | 25.9009 | 28.9042 | 38.3443 | 57.4155 | 64.479 | 21.7957 | 72.7533 | 50.0494 | 63.4699 | 63.1672 | 58.9291 | 84.6602 | 71.1388 | 44.8023 | 46.6186 | 55.2965 | 36.1244 | 21.1903 | 20.6857 | 17.154 | 20.7866 | 27.4464 | 20.2821 | 24.4193 | 19.2731 | 21.8966 | 14.3287 | 15.8422 | 6.7607 | 10.3933 | 13.3196 | 4.0362 | 7.568 | 10.1915 | 11.3015 | 3.9353 | 5.4489 | 8.6779 | 12.916 | 5.4489 | 0.30272 | 0.70634 | 5.4489 | 0.90815 | 0.80725 | 0.80725 | 0 | 1.0091 | 0.50453 | 0 | 0.50453 | 0 | 0 | 0 | 0 | 0 | 0 | 0 | 0.10091 | 0 | 0 | 0 | 0 | 0 | 0 | 0 | 0 | 0 | 0 | 0 | 0 | 0 | 0 | 0 | 0 | 0 | 0 | 0 | 0 | 0 | 0 | 0 | 0 | 0 | 0 | 0 | 0 | 0 | 0 | 0 | 0 | 0 | 0 | 0 | 0 | 0 | 0 | 0 | 0 | 0 | 0 | 0 | 0
Service Lines | LV Overhead Services | 3709.6417 | 3364.1322 | 3698.5249 | 4009.048 | 5891.8947 |  | 4314.3283 | 3863.7671 | 4132.6197 | 4327.2728 | 6234.631 |  | 160.552 | 166.218 | 138.8495 | 152.0471 | 197.883 |  | 26.8718 | 23.2452 | 29.7633 | 28.4601 | 31.5067 |  | 31.3193 | 153.6799 | LV OVERHEAD SERVICE CABLE | 40.9 | 13.4 | 121.7 | 132.3 | 25.9 | 38.8 | 43.6 | 44.6 | 35.3 | 49.3 | 44.4 | 44.9 | 37.5 | 36.7 | 31.1 | 50 | 45.5 | 37.1 | 17 | 21.2 | 8.4 | 32.2 | 47.9 | 94.4 | 82 | 56.3 | 92.4 | 199.3 | 207.1 | 160.4 | 288.9 | 222.5 | 201.3 | 158.1 | 114.3 | 157.9 | 273.5 | 113.2 | 188.8 | 136.4 | 236.5 | 203.3 | 163.4 | 225.7 | 181.4 | 133.9 | 143.8 | 201.8 | 195.7 | 206.3 | 137.3 | 161.6 | 159.9 | 92.3 | 106.3 | 95.1 | 89.4 | 77.6 | 67.4 | 72.5 | 17.7 | 22.8 | 15.8 | 22.3 | 29.7 | 23 | 36.5 | 12.8 | 7.5 | 7.2 | 6 | 3.6 | 2 | 1.6 | 5.1 | 22 | 43.7 | 26.2 | 46.8 | 10.4 | 7.3 | 2.4 | 5.8 | 2 | 1.5 | 0.8 | 1.3 | 0 | 0 | 0 | 0 | 0 | 0 | 0 | 0 | 0 | 0 | 0 | 0 | 0 | 0 | 0 | 0 | 0 | 0
| LV UNDERGROUND SERVICE CABLE | [6 empty] | 0 | 0 | 0 | 0 | 0 | [7 empty] | 0 | 0 | 0 | 0 | 0 |  |  |  | LV UNDERGROUND SERVICE CABLE | 70 | 8.37 | 141.7353 | 147.967 | 195.9726 | 293.328 | 329.3895 | 84.2135 | 229.5108 | 208.4837 | 210.0607 | 198.8112 | 188.1925 | 246.9633 | 217.3151 | 130.2629 | 147.8205 | 139.1994 | 97.8811 | 59.9272 | 34.169 | 46.0493 | 51.3061 | 65.6046 | 52.8832 | 52.0421 | 55.9321 | 48.0469 | 39.9515 | 31.5406 | 24.2863 | 18.1884 | 16.296 | 5.1516 | 6.3081 | 4.626 | 14.4036 | 9.1468 | 9.5673 | 12.1957 | 12.406 | 1.6822 | 0.63081 | 2.1027 | 0.10514 | 0.52568 | 0.31541 | 0.10514 | 0 | 0 | 0.21027 | 0.10514 | 0 | 0 | 0 | 0 | 0 | 0 | 0 | 0 | 0.31541 | 0 | 0 | 0 | 0 | 0 | 0 | 0 | 0 | 0 | 0 | 0 | 0 | 0 | 0 | 0 | 0 | 0 | 0 | 0 | 0 | 0 | 0 | 0 | 0 | 0 | 0 | 0 | 0 | 0 | 0 | 0 | 0 | 0 | 0 | 0 | 0 | 0 | 0 | 0 | 0 | 0 | 0 | 0 | 0
TRANSFORMERS BY: MOUNTING TYPE; HIGHEST OPERATING VOLTAGE ; AMPERE RATING; NUMBER OF PHASES (AT LV) | POLE MOUNTED ; < = 22kV ; < = 60 kVA ; SINGLE PHASE | 1852.8526 | 3325.2912 | 2873.1651 | 2751.4084 | 2664.875 |  | 2154.8751 | 3819.1576 | 3210.3877 | 2969.806 | 2819.8929 |  | 465 | 672 | 521 | 527 | 485 |  | 4.6341 | 5.6833 | 6.162 | 5.6353 | 5.8142 |  | 5.5935 | 512.75 | POLE MOUNTED ; < = 22kV ; < = 60 kVA ; SINGLE PHASE | 45 | 8.7 | 459 | 580 | 301 | 551 | 542 | 322 | 750 | 933 | 979 | 832 | 690 | 712 | 660 | 729 | 632 | 646 | 693 | 581 | 581 | 588 | 642 | 706 | 688 | 773 | 871 | 1031 | 1145 | 986 | 935 | 1026 | 861 | 703 | 743 | 825 | 804 | 776 | 631 | 622 | 866 | 372 | 277 | 331 | 269 | 234 | 435 | 479 | 500 | 548 | 608 | 546 | 517 | 311 | 269 | 231 | 201 | 126 | 144 | 93 | 78 | 53 | 35 | 34 | 23 | 8 | 3 | 0 | 0 | 0 | 0 | 0 | 0 | 0 | 0 | 0 | 0 | 0 | 0 | 0 | 0 | 0 | 0 | 0 | 0 | 0 | 0 | 0 | 0 | 0 | 0 | 0 | 0 | 0 | 0 | 0 | 0 | 0 | 0 | 0 | 0 | 0 | 0 | 0 | 0 | 0
| POLE MOUNTED ; < = 22kV ; > 60 kVA AND < = 600 kVA ; SINGLE PHASE | 399.2836 | 381.0235 | 350.1733 | 308.6803 | 502.7897 |  | 464.3684 | 437.6124 | 391.273 | 333.1823 | 532.0374 |  | 26 | 12 | 16 | 14 | 9 |  | 17.8603 | 36.4677 | 24.4546 | 23.7987 | 59.1153 |  | 29.7005 | 12.25 | POLE MOUNTED ; < = 22kV ; > 60 kVA AND < = 600 kVA ; SINGLE PHASE | 45 | 8.7 | 26 | 16 | 8 | 15 | 15 | 9 | 21 | 26 | 27 | 23 | 19 | 20 | 18 | 20 | 18 | 18 | 19 | 16 | 16 | 16 | 18 | 20 | 19 | 22 | 24 | 29 | 32 | 27 | 26 | 29 | 24 | 20 | 21 | 23 | 22 | 22 | 18 | 17 | 24 | 10 | 8 | 9 | 7 | 7 | 12 | 13 | 14 | 15 | 17 | 15 | 14 | 9 | 7 | 6 | 6 | 4 | 4 | 3 | 2 | 1 | 1 | 1 | 1 | 0 | 0 | 0 | 0 | 0 | 0 | 0 | 0 | 0 | 0 | 0 | 0 | 0 | 0 | 0 | 0 | 0 | 0 | 0 | 0 | 0 | 0 | 0 | 0 | 0 | 0 | 0 | 0 | 0 | 0 | 0 | 0 | 0 | 0 | 0 | 0 | 0 | 0 | 0 | 0 | 0
| POLE MOUNTED ; < = 22kV ; < = 60 kVA ; MULTIPLE PHASE | 230.0268 | 379.4555 | 396.4803 | 297.5028 | 278.7668 |  | 267.5221 | 435.8116 | 443.0151 | 321.1175 | 294.9829 |  | 31 | 38 | 34 | 27 | 25 |  | 8.6297 | 11.4687 | 13.0299 | 11.8932 | 11.7993 |  | 11.8228 | 28.25 | POLE MOUNTED ; < = 22kV ; < = 60 kVA ; MULTIPLE PHASE | 45 | 8.7 | 52 | 120 | 62 | 114 | 112 | 66 | 155 | 193 | 202 | 172 | 142 | 147 | 136 | 150 | 131 | 133 | 143 | 120 | 120 | 121 | 132 | 146 | 142 | 160 | 180 | 213 | 236 | 203 | 193 | 212 | 178 | 145 | 153 | 170 | 166 | 160 | 130 | 128 | 179 | 77 | 57 | 68 | 56 | 48 | 90 | 99 | 103 | 113 | 126 | 113 | 107 | 64 | 56 | 48 | 41 | 26 | 30 | 19 | 16 | 11 | 7 | 7 | 5 | 2 | 1 | 0 | 0 | 0 | 0 | 0 | 0 | 0 | 0 | 0 | 0 | 0 | 0 | 0 | 0 | 0 | 0 | 0 | 0 | 0 | 0 | 0 | 0 | 0 | 0 | 0 | 0 | 0 | 0 | 0 | 0 | 0 | 0 | 0 | 0 | 0 | 0 | 0 | 0 | 0
| POLE MOUNTED ; < = 22kV ; > 60 kVA AND < = 600 kVA ; MULTIPLE PHASE | 1000.663 | 1588.1061 | 1158.121 | 1683.4189 | 1748.948 |  | 1163.7751 | 1823.9687 | 1294.0494 | 1817.0431 | 1850.6858 |  | 82 | 101 | 69 | 96 | 113 |  | 14.1924 | 18.0591 | 18.7543 | 18.9275 | 16.3778 |  | 16.4461 | 92.75 | POLE MOUNTED ; < = 22kV ; > 60 kVA AND < = 600 kVA ; MULTIPLE PHASE | 45 | 8.7 | 444 | 238 | 123 | 227 | 223 | 132 | 308 | 383 | 402 | 342 | 283 | 293 | 271 | 299 | 260 | 265 | 285 | 239 | 239 | 242 | 263 | 290 | 283 | 318 | 358 | 423 | 470 | 405 | 384 | 421 | 354 | 289 | 305 | 339 | 330 | 319 | 259 | 255 | 356 | 153 | 114 | 136 | 111 | 96 | 179 | 197 | 206 | 225 | 250 | 224 | 212 | 128 | 111 | 95 | 82 | 52 | 59 | 38 | 32 | 22 | 14 | 14 | 9 | 3 | 1 | 0 | 0 | 0 | 0 | 0 | 0 | 0 | 0 | 0 | 0 | 0 | 0 | 0 | 0 | 0 | 0 | 0 | 0 | 0 | 0 | 0 | 0 | 0 | 0 | 0 | 0 | 0 | 0 | 0 | 0 | 0 | 0 | 0 | 0 | 0 | 0 | 0 | 0 | 0
| POLE MOUNTED ; < = 22kV ; > 600 kVA ; MULTIPLE PHASE | 0 | 99.0229 | 116.3523 | 110.1415 | 113.5973 |  | 0 | 113.7296 | 130.0085 | 118.8841 | 120.2054 |  | 0 | 1 | 1 | 1 | 1 |  | 0 | 113.7296 | 130.0085 | 118.8841 | 120.2054 |  | 108.0388 | 2.25 | POLE MOUNTED ; < = 22kV ; > 600 kVA ; MULTIPLE PHASE | 55 | 8.7 | 0 | 0 | 0 | 0 | 0 | 0 | 0 | 1 | 1 | 0 | 0 | 0 | 0 | 0 | 0 | 0 | 0 | 0 | 0 | 0 | 0 | 0 | 0 | 0 | 1 | 1 | 1 | 1 | 1 | 1 | 0 | 0 | 0 | 0 | 0 | 0 | 0 | 0 | 0 | 0 | 0 | 0 | 0 | 0 | 0 | 0 | 0 | 0 | 0 | 0 | 0 | 0 | 0 | 0 | 0 | 0 | 0 | 0 | 0 | 0 | 0 | 0 | 0 | 0 | 0 | 0 | 0 | 0 | 0 | 0 | 0 | 0 | 0 | 0 | 0 | 0 | 0 | 0 | 0 | 0 | 0 | 0 | 0 | 0 | 0 | 0 | 0 | 0 | 0 | 0 | 0 | 0 | 0 | 0 | 0 | 0 | 0 | 0 | 0 | 0 | 0 | 0 | 0 | 0
| KIOSK MOUNTED ; < = 22kV ; < = 60 kVA ; SINGLE PHASE | [24 empty] | 13.2011 | 4 | KIOSK MOUNTED ; < = 22kV ; < = 60 kVA ; SINGLE PHASE | 55 | 8.7 | 0 | 0 | 0 | 0 | 0 | 0 | 0 | 0 | 0 | 0 | 0 | 0 | 0 | 0 | 0 | 0 | 0 | 0 | 0 | 0 | 0 | 0 | 0 | 0 | 0 | 0 | 1 | 0 | 0 | 0 | 0 | 0 | 0 | 0 | 0 | 0 | 0 | 0 | 0 | 0 | 0 | 0 | 0 | 0 | 0 | 0 | 0 | 0 | 0 | 0 | 0 | 0 | 0 | 0 | 0 | 0 | 0 | 0 | 0 | 0 | 0 | 0 | 0 | 0 | 0 | 0 | 0 | 0 | 0 | 0 | 0 | 0 | 0 | 0 | 0 | 0 | 0 | 0 | 0 | 0 | 0 | 0 | 0 | 0 | 0 | 0 | 0 | 0 | 0 | 0 | 0 | 0 | 0 | 0 | 0 | 0 | 0 | 0 | 0 | 0 | 0 | 0 | 0 | 0
| KIOSK MOUNTED ; < = 22kV ; < = 60 kVA ; MULTIPLE PHASE | 0 | 0 | 0 | 0 | 0 |  | 0 | 0 | 0 | 0 | 0 |  | 0 | 0 | 0 | 0 | 0 |  | 0 | 0 | 0 | 0 | 0 |  |  |  | KIOSK MOUNTED ; < = 22kV ; < = 60 kVA ; MULTIPLE PHASE | 55 | 8.7 | 16 | 2 | 1 | 2 | 2 | 1 | 3 | 4 | 4 | 3 | 3 | 3 | 3 | 3 | 3 | 3 | 3 | 2 | 2 | 2 | 3 | 3 | 3 | 3 | 4 | 4 | 5 | 4 | 4 | 4 | 3 | 3 | 3 | 3 | 3 | 3 | 3 | 3 | 4 | 2 | 1 | 1 | 1 | 1 | 2 | 2 | 2 | 2 | 2 | 2 | 2 | 1 | 1 | 1 | 1 | 1 | 1 | 0 | 0 | 0 | 0 | 0 | 0 | 0 | 0 | 0 | 0 | 0 | 0 | 0 | 0 | 0 | 0 | 0 | 0 | 0 | 0 | 0 | 0 | 0 | 0 | 0 | 0 | 0 | 0 | 0 | 0 | 0 | 0 | 0 | 0 | 0 | 0 | 0 | 0 | 0 | 0 | 0 | 0 | 0 | 0 | 0 | 0 | 0
| KIOSK MOUNTED ; < = 22kV ; > 60 kVA AND < = 600 kVA ; MULTIPLE PHASE | 537.2388 | 264.1879 | 791.4403 | 820.7181 | 1078.8178 |  | 624.8109 | 303.4246 | 884.3314 | 885.864 | 1141.5736 |  | 7 | 3 | 8 | 7 | 11 |  | 89.2587 | 101.1415 | 110.5414 | 126.552 | 103.7794 |  | 102.5536 | 8.75 | KIOSK MOUNTED ; < = 22kV ; > 60 kVA AND < = 600 kVA ; MULTIPLE PHASE | 55 | 8.7 | 116 | 45 | 23 | 43 | 42 | 25 | 58 | 72 | 76 | 65 | 53 | 55 | 51 | 57 | 49 | 50 | 54 | 45 | 45 | 46 | 50 | 55 | 53 | 60 | 68 | 80 | 89 | 76 | 73 | 80 | 67 | 55 | 58 | 64 | 62 | 60 | 49 | 48 | 67 | 29 | 21 | 26 | 21 | 18 | 34 | 37 | 39 | 43 | 47 | 42 | 40 | 24 | 21 | 18 | 16 | 10 | 11 | 7 | 6 | 4 | 3 | 3 | 2 | 1 | 0 | 0 | 0 | 0 | 0 | 0 | 0 | 0 | 0 | 0 | 0 | 0 | 0 | 0 | 0 | 0 | 0 | 0 | 0 | 0 | 0 | 0 | 0 | 0 | 0 | 0 | 0 | 0 | 0 | 0 | 0 | 0 | 0 | 0 | 0 | 0 | 0 | 0 | 0 | 0
| KIOSK MOUNTED ; < = 22kV ; > 600 kVA ; MULTIPLE PHASE | 0 | 302.7838 | 116.4923 | 0 | 114.0073 |  | 0 | 347.7527 | 130.1649 | 0 | 120.6392 |  | 0 | 3 | 1 | 0 | 1 |  | 0 | 115.9176 | 130.1649 | 0 | 120.6392 |  | 118.2752 | 1 | KIOSK MOUNTED ; < = 22kV ; > 600 kVA ; MULTIPLE PHASE | 55 | 8.7 | 50 | 9 | 5 | 9 | 9 | 5 | 12 | 15 | 16 | 14 | 11 | 12 | 11 | 12 | 10 | 11 | 11 | 10 | 10 | 10 | 10 | 12 | 11 | 13 | 14 | 17 | 19 | 16 | 15 | 17 | 14 | 12 | 12 | 13 | 13 | 13 | 10 | 10 | 14 | 6 | 5 | 5 | 4 | 4 | 7 | 8 | 8 | 9 | 10 | 9 | 8 | 5 | 4 | 4 | 3 | 2 | 2 | 2 | 1 | 1 | 1 | 1 | 0 | 0 | 0 | 0 | 0 | 0 | 0 | 0 | 0 | 0 | 0 | 0 | 0 | 0 | 0 | 0 | 0 | 0 | 0 | 0 | 0 | 0 | 0 | 0 | 0 | 0 | 0 | 0 | 0 | 0 | 0 | 0 | 0 | 0 | 0 | 0 | 0 | 0 | 0 | 0 | 0 | 0
| GROUND OUTDOOR / INDOOR CHAMBER MOUNTED ; ˂ 22 kV ; < = 60 kVA ; SINGLE PHASE | 0 | 21.3795 | 25.121 | 0 | 0 |  | 0 | 24.5548 | 28.0695 | 0 | 0 |  | 0 | 1 | 1 | 0 | 0 |  | 0 | 24.5548 | 28.0695 | 0 | 0 |  | 28.0695 | 1 | GROUND OUTDOOR / INDOOR CHAMBER MOUNTED ; ˂ 22 kV ; < = 60 kVA ; SINGLE PHASE | 45 | 8.7 | 0 | 0 | 0 | 0 | 0 | 0 | 0 | 0 | 0 | 0 | 0 | 0 | 0 | 0 | 0 | 0 | 0 | 0 | 0 | 0 | 0 | 0 | 0 | 0 | 0 | 0 | 1 | 0 | 0 | 0 | 0 | 0 | 0 | 0 | 0 | 0 | 0 | 0 | 0 | 0 | 0 | 0 | 0 | 0 | 0 | 0 | 0 | 0 | 0 | 0 | 0 | 0 | 0 | 0 | 0 | 0 | 0 | 0 | 0 | 0 | 0 | 0 | 0 | 0 | 0 | 0 | 0 | 0 | 0 | 0 | 0 | 0 | 0 | 0 | 0 | 0 | 0 | 0 | 0 | 0 | 0 | 0 | 0 | 0 | 0 | 0 | 0 | 0 | 0 | 0 | 0 | 0 | 0 | 0 | 0 | 0 | 0 | 0 | 0 | 0 | 0 | 0 | 0 | 0
| GROUND OUTDOOR / INDOOR CHAMBER MOUNTED ; ˂ 22 kV ; > 60 kVA AND < = 600 kVA ; SINGLE PHASE | 0 | 0 | 0 | 0 | 0 |  | 0 | 0 | 0 | 0 | 0 |  | 0 | 0 | 0 | 0 | 0 |  | 0 | 0 | 0 | 0 | 0 |  |  |  | GROUND OUTDOOR / INDOOR CHAMBER MOUNTED ; ˂ 22 kV ; > 60 kVA AND < = 600 kVA ; SINGLE PHASE | 45 | 8.7 | 0 | 0 | 0 | 0 | 0 | 0 | 0 | 0 | 0 | 0 | 0 | 0 | 0 | 0 | 0 | 0 | 0 | 0 | 0 | 0 | 0 | 0 | 0 | 0 | 0 | 0 | 1 | 0 | 0 | 0 | 0 | 0 | 0 | 0 | 0 | 0 | 0 | 0 | 0 | 0 | 0 | 0 | 0 | 0 | 0 | 0 | 0 | 0 | 0 | 0 | 0 | 0 | 0 | 0 | 0 | 0 | 0 | 0 | 0 | 0 | 0 | 0 | 0 | 0 | 0 | 0 | 0 | 0 | 0 | 0 | 0 | 0 | 0 | 0 | 0 | 0 | 0 | 0 | 0 | 0 | 0 | 0 | 0 | 0 | 0 | 0 | 0 | 0 | 0 | 0 | 0 | 0 | 0 | 0 | 0 | 0 | 0 | 0 | 0 | 0 | 0 | 0 | 0 | 0
| GROUND OUTDOOR / INDOOR CHAMBER MOUNTED ; ˂ 22 kV ; < = 60 kVA ; MULTIPLE PHASE | 0 | 0 | 0 | 0 | 0 |  | 0 | 0 | 0 | 0 | 0 |  | 0 | 0 | 0 | 0 | 0 |  | 0 | 0 | 0 | 0 | 0 |  |  |  | GROUND OUTDOOR / INDOOR CHAMBER MOUNTED ; ˂ 22 kV ; < = 60 kVA ; MULTIPLE PHASE | 45 | 8.7 | 0 | 0 | 0 | 0 | 0 | 0 | 1 | 1 | 1 | 1 | 1 | 1 | 0 | 1 | 0 | 0 | 1 | 0 | 0 | 0 | 0 | 1 | 1 | 1 | 1 | 1 | 1 | 1 | 1 | 1 | 1 | 1 | 1 | 1 | 1 | 1 | 0 | 0 | 1 | 0 | 0 | 0 | 0 | 0 | 0 | 0 | 0 | 0 | 0 | 0 | 0 | 0 | 0 | 0 | 0 | 0 | 0 | 0 | 0 | 0 | 0 | 0 | 0 | 0 | 0 | 0 | 0 | 0 | 0 | 0 | 0 | 0 | 0 | 0 | 0 | 0 | 0 | 0 | 0 | 0 | 0 | 0 | 0 | 0 | 0 | 0 | 0 | 0 | 0 | 0 | 0 | 0 | 0 | 0 | 0 | 0 | 0 | 0 | 0 | 0 | 0 | 0 | 0 | 0
| GROUND OUTDOOR / INDOOR CHAMBER MOUNTED ; ˂ 22 kV ; > 60 kVA AND < = 600 kVA ; MULTIPLE PHASE | 0 | 0 | 0 | 26.29 | 0 |  | 0 | 0 | 0 | 28.3768 | 0 |  | 0 | 0 | 0 | 1 | 0 |  | 0 | 0 | 0 | 28.3768 | 0 |  | 28.3768 | 1 | GROUND OUTDOOR / INDOOR CHAMBER MOUNTED ; ˂ 22 kV ; > 60 kVA AND < = 600 kVA ; MULTIPLE PHASE | 45 | 8.7 | 3 | 6 | 3 | 6 | 6 | 3 | 8 | 10 | 10 | 9 | 7 | 7 | 7 | 8 | 7 | 7 | 7 | 6 | 6 | 6 | 7 | 7 | 7 | 8 | 9 | 11 | 12 | 10 | 10 | 11 | 9 | 7 | 8 | 9 | 8 | 8 | 7 | 6 | 9 | 4 | 3 | 3 | 3 | 2 | 5 | 5 | 5 | 6 | 6 | 6 | 5 | 3 | 3 | 2 | 2 | 1 | 2 | 1 | 1 | 1 | 0 | 0 | 0 | 0 | 0 | 0 | 0 | 0 | 0 | 0 | 0 | 0 | 0 | 0 | 0 | 0 | 0 | 0 | 0 | 0 | 0 | 0 | 0 | 0 | 0 | 0 | 0 | 0 | 0 | 0 | 0 | 0 | 0 | 0 | 0 | 0 | 0 | 0 | 0 | 0 | 0 | 0 | 0 | 0
| GROUND OUTDOOR / INDOOR CHAMBER MOUNTED ; ˂ 22 kV ; > 600 kVA ; MULTIPLE PHASE | 22.42 | 0 | 24.72 | 169.55 | 0 |  | 26.0746 | 0 | 27.6214 | 183.0083 | 0 |  | 1 | 0 | 1 | 4 | 0 |  | 26.0746 | 0 | 27.6214 | 45.7521 | 0 |  | 42.1259 | 2.5 | GROUND OUTDOOR / INDOOR CHAMBER MOUNTED ; ˂ 22 kV ; > 600 kVA ; MULTIPLE PHASE | 55 | 8.7 | 8 | 10 | 5 | 10 | 10 | 6 | 14 | 17 | 18 | 15 | 12 | 13 | 12 | 13 | 11 | 12 | 12 | 10 | 10 | 11 | 12 | 13 | 12 | 14 | 16 | 19 | 22 | 18 | 17 | 19 | 16 | 13 | 13 | 15 | 15 | 14 | 11 | 11 | 16 | 7 | 5 | 6 | 5 | 4 | 8 | 9 | 9 | 10 | 11 | 10 | 9 | 6 | 5 | 4 | 4 | 2 | 3 | 2 | 1 | 1 | 1 | 1 | 0 | 0 | 0 | 0 | 0 | 0 | 0 | 0 | 0 | 0 | 0 | 0 | 0 | 0 | 0 | 0 | 0 | 0 | 0 | 0 | 0 | 0 | 0 | 0 | 0 | 0 | 0 | 0 | 0 | 0 | 0 | 0 | 0 | 0 | 0 | 0 | 0 | 0 | 0 | 0 | 0 | 0
| GROUND OUTDOOR / INDOOR CHAMBER MOUNTED ; > 33 kV & < = 66 kV ; < = 15 MVA | 6.36 | 118.31 | 134.93 | 100.14 | 34 |  | 7.3967 | 135.8812 | 150.7667 | 108.0888 | 35.9778 |  | 0 | 0 | 0 | 0 | 0 |  | 0 | 0 | 0 | 0 | 0 |  |  |  | GROUND OUTDOOR / INDOOR CHAMBER MOUNTED ; > 33 kV & < = 66 kV ; < = 15 MVA | 50.6 | 8.67 | 0 | 0 | 0 | 0 | 0 | 0 | 0 | 0 | 0 | 0 | 0 | 1 | 0 | 1 | 1 | 0 | 1 | 0 | 0 | 0 | 0 | 0 | 0 | 0 | 0 | 0 | 0 | 0 | 0 | 0 | 0 | 0 | 0 | 0 | 1 | 0 | 1 | 0 | 0 | 0 | 0 | 0 | 0 | 0 | 0 | 0 | 3 | 8 | 3 | 6 | 0 | 4 | 15 | 0 | 6 | 1 | 2 | 0 | 0 | 0 | 0 | 0 | 0 | 0 | 6 | 0 | 4 | 1 | 0 | 0 | 0 | 0 | 0 | 0 | 0 | 0 | 0 | 0 | 0 | 0 | 0 | 0 | 0 | 0 | 0 | 0 | 0 | 0 | 0 | 0 | 0 | 0 | 0 | 0 | 0 | 0 | 0 | 0 | 0 | 0 | 0 | 0 | 0 | 0
| GROUND OUTDOOR / INDOOR CHAMBER MOUNTED ; > 33 kV & < = 66 kV ; > 15 MVA AND < = 40 MVA | 67.32 | 1510.21 | 911.35 | 552.41 | 2476.21 |  | 78.2934 | 1734.5037 | 1018.3149 | 596.2585 | 2620.2532 |  | 0 | 1 | 1 | 1 | 2 |  | 0 | 1734.5037 | 1018.3149 | 596.2585 | 1310.1266 |  | 1137.9446 | 1.25 | GROUND OUTDOOR / INDOOR CHAMBER MOUNTED ; > 33 kV & < = 66 kV ; > 15 MVA AND < = 40 MVA | 50.6 | 8.67 | 2 | 3 | 3 | 3 | 5 | 1 | 3 | 1 | 1 | 1 | 2 | 2 | 0 | 3 | 0 | 1 | 0 | 0 | 0 | 0 | 0 | 0 | 0 | 0 | 0 | 1 | 0 | 1 | 2 | 0 | 0 | 0 | 2 | 0 | 6 | 2 | 12 | 1 | 0 | 3 | 0 | 0 | 0 | 0 | 0 | 0 | 0 | 1 | 4 | 2 | 2 | 2 | 0 | 0 | 1 | 1 | 0 | 0 | 0 | 0 | 0 | 0 | 0 | 0 | 0 | 0 | 0 | 1 | 0 | 0 | 0 | 0 | 0 | 0 | 0 | 0 | 0 | 0 | 0 | 0 | 0 | 0 | 0 | 0 | 0 | 0 | 0 | 0 | 0 | 0 | 0 | 0 | 0 | 0 | 0 | 0 | 0 | 0 | 0 | 0 | 0 | 0 | 0 | 0
| GROUND OUTDOOR / INDOOR CHAMBER MOUNTED ; > 33 kV & < = 66 kV ; > 40 MVA | 23.42 | 7.92 | 0 | 0 | 0 |  | 27.2376 | 9.0963 | 0 | 0 | 0 |  | 0 | 0 | 0 | 0 | 0 |  | 0 | 0 | 0 | 0 | 0 |  |  |  | GROUND OUTDOOR / INDOOR CHAMBER MOUNTED ; > 33 kV & < = 66 kV ; > 40 MVA | 50.6 | 8.67 | 0 | 0 | 0 | 0 | 0 | 0 | 0 | 0 | 0 | 0 | 0 | 0 | 0 | 0 | 0 | 0 | 0 | 0 | 0 | 0 | 0 | 0 | 0 | 0 | 0 | 0 | 0 | 0 | 0 | 0 | 0 | 0 | 0 | 0 | 0 | 0 | 0 | 0 | 0 | 0 | 0 | 0 | 0 | 0 | 0 | 0 | 0 | 0 | 0 | 0 | 0 | 0 | 0 | 0 | 0 | 1 | 0 | 0 | 0 | 0 | 0 | 0 | 0 | 0 | 0 | 0 | 0 | 0 | 0 | 0 | 0 | 0 | 0 | 0 | 0 | 0 | 0 | 0 | 0 | 0 | 0 | 0 | 0 | 0 | 0 | 0 | 0 | 0 | 0 | 0 | 0 | 0 | 0 | 0 | 0 | 0 | 0 | 0 | 0 | 0 | 0 | 0 | 0 | 0
| POLE MOUNTED ; < ≈ 22KV ; < ≈ 60 KVA ; SWER | 0 | 0 | 0 | 0 | 0 |  | 0 | 0 | 0 | 0 | 0 |  | 0 | 0 | 0 | 0 | 0 |  | 0 | 0 | 0 | 0 | 0 |  | 3.2157 | 41 | POLE MOUNTED ; < ≈ 22KV ; < ≈ 60 KVA ; SWER | 50 | 7.0711 | 193 | 343 | 177 | 326 | 320 | 190 | 443 | 551 | 578 | 491 | 407 | 421 | 389 | 430 | 373 | 381 | 409 | 343 | 343 | 347 | 379 | 417 | 406 | 456 | 514 | 609 | 676 | 582 | 552 | 606 | 509 | 415 | 439 | 487 | 475 | 458 | 373 | 367 | 511 | 220 | 163 | 196 | 159 | 138 | 257 | 283 | 295 | 324 | 359 | 322 | 305 | 184 | 159 | 136 | 118 | 74 | 85 | 55 | 46 | 31 | 21 | 20 | 14 | 5 | 2 | 0 | 0 | 0 | 0 | 0 | 0 | 0 | 0 | 0 | 0 | 0 | 0 | 0 | 0 | 0 | 0 | 0 | 0 | 0 | 0 | 0 | 0 | 0 | 0 | 0 | 0 | 0 | 0 | 0 | 0 | 0 | 0 | 0 | 0 | 0 | 0 | 0 | 0 | 0
| POLE MOUNTED ; < ≈ 22KV ; > 60 KVA AND < ≈ 600 KVA ; SWER | 0 | 0 | 0 | 0 | 0 |  | 0 | 0 | 0 | 0 | 0 |  | 0 | 0 | 0 | 0 | 0 |  | 0 | 0 | 0 | 0 | 0 |  |  |  | POLE MOUNTED ; < ≈ 22KV ; > 60 KVA AND < ≈ 600 KVA ; SWER | 50 | 7.0711 | 0 | 0 | 0 | 0 | 0 | 0 | 0 | 0 | 1 | 0 | 0 | 0 | 0 | 0 | 0 | 0 | 0 | 0 | 0 | 0 | 0 | 0 | 0 | 0 | 0 | 1 | 1 | 1 | 0 | 1 | 0 | 0 | 0 | 0 | 0 | 0 | 0 | 0 | 0 | 0 | 0 | 0 | 0 | 0 | 0 | 0 | 0 | 0 | 0 | 0 | 0 | 0 | 0 | 0 | 0 | 0 | 0 | 0 | 0 | 0 | 0 | 0 | 0 | 0 | 0 | 0 | 0 | 0 | 0 | 0 | 0 | 0 | 0 | 0 | 0 | 0 | 0 | 0 | 0 | 0 | 0 | 0 | 0 | 0 | 0 | 0 | 0 | 0 | 0 | 0 | 0 | 0 | 0 | 0 | 0 | 0 | 0 | 0 | 0 | 0 | 0 | 0 | 0 | 0
| KIOSK MOUNTED ; < ≈ 22KV ; < ≈ 60 KVA ; SWER | 0 | 0 | 0 | 0 | 0 |  | 0 | 0 | 0 | 0 | 0 |  | 0 | 0 | 0 | 0 | 0 |  | 0 | 0 | 0 | 0 | 0 |  |  |  | KIOSK MOUNTED ; < ≈ 22KV ; < ≈ 60 KVA ; SWER | 50 | 7.0711 | 4 | 1 | 1 | 1 | 1 | 1 | 2 | 2 | 2 | 2 | 2 | 2 | 1 | 2 | 1 | 1 | 2 | 1 | 1 | 1 | 1 | 2 | 2 | 2 | 2 | 2 | 3 | 2 | 2 | 2 | 2 | 2 | 2 | 2 | 2 | 2 | 1 | 1 | 2 | 1 | 1 | 1 | 1 | 1 | 1 | 1 | 1 | 1 | 1 | 1 | 1 | 1 | 1 | 1 | 0 | 0 | 0 | 0 | 0 | 0 | 0 | 0 | 0 | 0 | 0 | 0 | 0 | 0 | 0 | 0 | 0 | 0 | 0 | 0 | 0 | 0 | 0 | 0 | 0 | 0 | 0 | 0 | 0 | 0 | 0 | 0 | 0 | 0 | 0 | 0 | 0 | 0 | 0 | 0 | 0 | 0 | 0 | 0 | 0 | 0 | 0 | 0 | 0 | 0
| POLE / GROUND MOUNTED ; < = 22KV ; > 600 KVA ; REGULATOR | 583.9615 | 1054.3774 | 105.4603 | 852.4268 | 347.7726 |  | 679.1496 | 1210.9716 | 117.8381 | 920.0896 | 368.0028 |  | 11 | 24 | 1 | 16 | 6 |  | 61.7409 | 50.4572 | 117.8381 | 57.5056 | 61.3338 |  | 65.3259 | 9 | POLE / GROUND MOUNTED ; < = 22KV ; > 600 KVA ; REGULATOR | 45 | 6.7082 | 17 | 12 | 31 | 56 | 56 | 1 | 3 | 4 | 6 | 5 | 4 | 4 | 4 | 4 | 4 | 4 | 4 | 3 | 3 | 3 | 4 | 4 | 4 | 5 | 5 | 6 | 6 | 6 | 5 | 6 | 5 | 4 | 4 | 5 | 5 | 5 | 4 | 4 | 5 | 2 | 2 | 2 | 2 | 1 | 3 | 3 | 3 | 3 | 4 | 3 | 3 | 2 | 2 | 1 | 1 | 1 | 1 | 1 | 0 | 0 | 0 | 0 | 0 | 0 | 0 | 0 | 0 | 0 | 0 | 0 | 0 | 0 | 0 | 0 | 0 | 0 | 0 | 0 | 0 | 0 | 0 | 0 | 0 | 0 | 0 | 0 | 0 | 0 | 0 | 0 | 0 | 0 | 0 | 0 | 0 | 0 | 0 | 0 | 0 | 0 | 0 | 0 | 0 | 0
| AUTO TRANSFORMERS | 0 | 0 | 0 | 0 | 0 |  | 0 | 0 | 0 | 0 | 0 |  | 0 | 0 | 0 | 0 | 0 |  | 0 | 0 | 0 | 0 | 0 |  |  |  | AUTO TRANSFORMERS | 55 | 7.4162 | 0 | 0 | 0 | 1 | 0 | 0 | 0 | 0 | 0 | 0 | 0 | 0 | 0 | 0 | 0 | 0 | 0 | 0 | 0 | 0 | 0 | 0 | 0 | 0 | 0 | 0 | 0 | 0 | 0 | 0 | 0 | 0 | 0 | 0 | 0 | 0 | 0 | 0 | 0 | 0 | 0 | 0 | 0 | 0 | 0 | 0 | 0 | 0 | 0 | 0 | 0 | 0 | 0 | 0 | 0 | 0 | 0 | 0 | 0 | 0 | 0 | 0 | 0 | 0 | 0 | 0 | 0 | 0 | 0 | 0 | 0 | 0 | 0 | 0 | 0 | 0 | 0 | 0 | 0 | 0 | 0 | 0 | 0 | 0 | 0 | 0 | 0 | 0 | 0 | 0 | 0 | 0 | 0 | 0 | 0 | 0 | 0 | 0 | 0 | 0 | 0 | 0 | 0 | 0
SWITCHGEAR BY: HIGHEST OPERATING VOLTAGE ; SWITCH FUNCTION | ˂ = 11 kV ; SWITCH | 0 | 0 | 0 | 0 | 32.87 |  | 0 | 0 | 0 | 0 | 34.7821 |  | 0 | 0 | 0 | 0 | 1 |  | 0 | 0 | 0 | 0 | 34.7821 |  | 34.7821 | 1 | ˂ = 11 kV ; SWITCH | 50 | 7.0711 | 3 | 5 | 3 | 4 | 4 | 7 | 2 | 9 | 0 | 4 | 0 | 0 | 1 | 2 | 1 | 1 | 0 | 0 | 0 | 0 | 0 | 0 | 0 | 0 | 0 | 1 | 0 | 2 | 0 | 1 | 3 | 1 | 0 | 2 | 0 | 2 | 6 | 0 | 3 | 2 | 0 | 0 | 0 | 0 | 1 | 4 | 2 | 3 | 1 | 2 | 0 | 1 | 3 | 0 | 1 | 2 | 1 | 0 | 0 | 1 | 1 | 0 | 0 | 0 | 0 | 0 | 0 | 0 | 0 | 0 | 0 | 0 | 0 | 0 | 0 | 0 | 0 | 0 | 0 | 0 | 0 | 0 | 0 | 0 | 0 | 0 | 0 | 0 | 0 | 0 | 0 | 0 | 0 | 0 | 0 | 0 | 0 | 0 | 0 | 0 | 0 | 0 | 0 | 0
| ˂ = 11 kV ; CIRCUIT BREAKER | 0 | 0 | 0 | 0 | 0 |  | 0 | 0 | 0 | 0 | 0 |  | 0 | 0 | 0 | 0 | 0 |  | 0 | 0 | 0 | 0 | 0 |  |  |  | ˂ = 11 kV ; CIRCUIT BREAKER | 45 | 6.7082 | 0 | 0 | 0 | 1 | 0 | 0 | 0 | 0 | 0 | 0 | 0 | 0 | 0 | 0 | 0 | 0 | 0 | 0 | 0 | 0 | 2 | 0 | 0 | 0 | 1 | 2 | 2 | 2 | 0 | 0 | 20 | 0 | 0 | 0 | 0 | 1 | 1 | 0 | 1 | 0 | 0 | 0 | 0 | 0 | 0 | 1 | 0 | 1 | 0 | 0 | 8 | 0 | 2 | 0 | 1 | 1 | 12 | 0 | 0 | 0 | 0 | 0 | 0 | 0 | 0 | 0 | 0 | 0 | 0 | 0 | 0 | 0 | 0 | 0 | 0 | 0 | 0 | 0 | 0 | 0 | 0 | 0 | 0 | 0 | 0 | 0 | 0 | 0 | 0 | 0 | 0 | 0 | 0 | 0 | 0 | 0 | 0 | 0 | 0 | 0 | 0 | 0 | 0 | 0
| ˂= 1 kV CIRCUIT BREAKER | [26 empty] | ˂= 1 kV CIRCUIT BREAKER | 44 | 17 | 0 | 0 | 0 | 0 | 0 | 0 | 0 | 0 | 0 | 0 | 0 | 0 | 141 | 223 | 70 | 117 | 12 | 23 | 23 | 12 | 12 | 12 | 12 | 23 | 12 | 82 | 12 | 200 | 35 | 117 | 12 | 70 | 12 | 188 | 12 | 247 | 646 | 12 | 399 | 235 | 12 | 12 | 12 | 12 | 106 | 493 | 200 | 294 | 106 | 200 | 35 | 117 | 329 | 23 | 94 | 270 | 129 | 12 | 12 | 59 | 153 | 12 | 35 | 12 | 23 | 12 | 12 | 12 | 12 | 12 | 12 | 12 | 12 | 12 | 12 | 12 | 12 | 12 | 12 | 12 | 12 | 12 | 12 | 12 | 12 | 12 | 12 | 12 | 12 | 12 | 12 | 12 | 12 | 12 | 12 | 12 | 12 | 12 | 12 | 12 | 12 | 12 | 12 | 12 | 12 | 12 | 12 | 12 | 12 | 12 | 12 | 12 | 12 | 12 | 12 | 12 | 12 | 12 | 12 | 12 | 12 | 12 | 12 | 12 | 12
| > 1 kV & ˂= 11 kV ISOLATORS, EARTHING SWITCH | [26 empty] | > 1 kV & ˂= 11 kV ISOLATORS, EARTHING SWITCH | 34 | 18 | 2 | 2 | 1 | 0 | 2 | 4 | 1 | 2 | 1 | 1 | 0 | 0 | 2 | 3 | 1 | 1 | 0 | 0 | 0 | 0 | 0 | 0 | 0 | 0 | 0 | 1 | 0 | 3 | 0 | 1 | 0 | 1 | 0 | 2 | 0 | 3 | 8 | 1 | 5 | 3 | 0 | 0 | 0 | 0 | 1 | 6 | 3 | 4 | 1 | 3 | 1 | 1 | 4 | 0 | 1 | 3 | 2 | 0 | 0 | 1 | 2 | 0 | 0 | 0 | 0 | 0 | 0 | 0 | 0 | 0 | 0 | 0 | 0 | 0 | 0 | 0 | 0 | 0 | 0 | 0 | 0 | 0 | 0 | 0 | 0 | 0 | 0 | 0 | 0 | 0 | 0 | 0 | 0 | 0 | 0 | 0 | 0 | 0 | 0 | 0 | 0 | 0 | 0 | 0 | 0 | 0 | 0 | 0 | 0 | 0 | 0 | 0 | 0 | 0 | 0 | 0 | 0 | 0 | 0 | 0 | 0 | 0 | 0 | 0 | 0
| > 11 kV & < = 22 kV ; SWITCH | 1026.4717 | 825.8459 | 1139.3887 | 1481.3526 | 1347.331 |  | 1193.7908 | 948.4991 | 1273.1184 | 1598.9374 | 1425.7064 |  | 77 | 78 | 60 | 90 | 83 |  | 15.5038 | 12.1602 | 21.2186 | 17.766 | 17.1772 |  | 18.014 | 68.5 | > 11 kV & < = 22 kV ; SWITCH | 50 | 7.0711 | 552 | 808 | 657 | 666 | 681 | 728 | 693 | 562 | 497 | 474 | 341 | 211 | 222 | 315 | 122 | 144 | 21 | 27 | 28 | 23 | 20 | 16 | 16 | 29 | 16 | 96 | 17 | 228 | 42 | 133 | 31 | 85 | 31 | 248 | 42 | 286 | 733 | 13 | 447 | 264 | 13 | 13 | 19 | 13 | 118 | 553 | 225 | 326 | 119 | 224 | 39 | 130 | 365 | 26 | 104 | 300 | 144 | 13 | 13 | 65 | 170 | 13 | 39 | 13 | 26 | 13 | 13 | 13 | 13 | 13 | 13 | 13 | 13 | 13 | 13 | 13 | 13 | 13 | 13 | 13 | 13 | 13 | 13 | 13 | 13 | 13 | 13 | 13 | 13 | 13 | 13 | 13 | 13 | 13 | 13 | 13 | 13 | 13 | 13 | 13 | 13 | 13 | 13 | 13
| > 11 kV & < = 22 kV ; CIRCUIT BREAKER | 805.08 | 1819.4 | 2735.14 | 4705.6 | 4192.85 |  | 936.3113 | 2089.614 | 3056.1626 | 5079.1148 | 4436.7515 |  | 33 | 26 | 48 | 25 | 60 |  | 28.3731 | 80.3698 | 63.6701 | 203.1646 | 73.9459 |  | 89.0353 | 37.25 | > 11 kV & < = 22 kV ; CIRCUIT BREAKER | 52.4 | 8.7 | 7 | 9 | 15 | 16 | 12 | 16 | 14 | 15 | 18 | 12 | 23 | 14 | 15 | 25 | 7 | 13 | 0 | 2 | 2 | 0 | 0 | 0 | 0 | 2 | 0 | 9 | 0 | 22 | 3 | 13 | 0 | 7 | 0 | 21 | 0 | 28 | 74 | 0 | 45 | 26 | 0 | 0 | 0 | 0 | 11 | 56 | 22 | 33 | 11 | 22 | 3 | 13 | 37 | 2 | 10 | 30 | 14 | 0 | 0 | 6 | 17 | 0 | 3 | 0 | 2 | 0 | 0 | 0 | 0 | 0 | 0 | 0 | 0 | 0 | 0 | 0 | 0 | 0 | 0 | 0 | 0 | 0 | 0 | 0 | 0 | 0 | 0 | 0 | 0 | 0 | 0 | 0 | 0 | 0 | 0 | 0 | 0 | 0 | 0 | 0 | 0 | 0 | 0 | 0
| > 33 kV & < = 66 kV ; SWITCH | 0 | 0 | 415.55 | 79.88 | 168.3 |  | 0 | 0 | 464.323 | 86.2206 | 178.0901 |  | 0 | 0 | 5 | 10 | 5 |  | 0 | 0 | 92.8646 | 8.6221 | 35.618 |  | 36.4317 | 6.6667 | > 33 kV & < = 66 kV ; SWITCH | 55 | 7.4162 | 0 | 1 | 6 | 0 | 3 | 2 | 6 | 2 | 8 | 4 | 3 | 4 | 8 | 15 | 3 | 5 | 0 | 1 | 1 | 0 | 0 | 0 | 0 | 1 | 0 | 3 | 0 | 8 | 1 | 5 | 0 | 4 | 0 | 8 | 0 | 10 | 26 | 0 | 16 | 9 | 0 | 0 | 0 | 0 | 4 | 20 | 8 | 12 | 4 | 11 | 13 | 5 | 13 | 4 | 4 | 11 | 5 | 0 | 0 | 2 | 6 | 0 | 1 | 0 | 1 | 0 | 0 | 0 | 0 | 0 | 0 | 0 | 0 | 0 | 0 | 0 | 0 | 0 | 0 | 0 | 0 | 0 | 0 | 0 | 0 | 0 | 0 | 0 | 0 | 0 | 0 | 0 | 0 | 0 | 0 | 0 | 0 | 0 | 0 | 0 | 0 | 0 | 0 | 0
| > 33 kV & < = 66 kV ; CIRCUIT BREAKER | 0 | 91.29 | 67.15 | 176.93 | 682.35 |  | 0 | 104.8482 | 75.0314 | 190.9741 | 722.0429 |  | 0 | 1 | 0 | 1 | 6 |  | 0 | 104.8482 | 0 | 190.9741 | 120.3405 |  | 189.281 | 5.6667 | > 33 kV & < = 66 kV ; CIRCUIT BREAKER | 47.2 | 7.9 | 7 | 4 | 2 | 9 | 6 | 8 | 4 | 3 | 4 | 7 | 6 | 5 | 2 | 5 | 2 | 1 | 1 | 0 | 0 | 0 | 0 | 0 | 0 | 0 | 0 | 1 | 0 | 0 | 2 | 0 | 3 | 0 | 18 | 0 | 0 | 0 | 0 | 21 | 0 | 18 | 0 | 0 | 0 | 0 | 0 | 5 | 0 | 6 | 0 | 4 | 5 | 12 | 9 | 0 | 6 | 1 | 0 | 0 | 0 | 0 | 0 | 0 | 0 | 0 | 0 | 0 | 0 | 0 | 0 | 0 | 0 | 0 | 0 | 0 | 0 | 0 | 0 | 0 | 0 | 0 | 0 | 0 | 0 | 0 | 0 | 0 | 0 | 0 | 0 | 0 | 0 | 0 | 0 | 0 | 0 | 0 | 0 | 0 | 0 | 0 | 0 | 0 | 0 | 0
| > 11 KV & < = 22 KV ; ISOLATORS, EARTHING SWITCH | 458.54 | 392.75 | 484.58 | 348.56 | 456.51 |  | 533.2839 | 451.0805 | 541.455 | 376.2275 | 483.0656 |  | 70 | 64 | 85 | 100 | 53 |  | 7.6183 | 7.0481 | 6.3701 | 3.7623 | 9.1144 |  | 4.8542 | 87.5 | > 11 KV & < ≈ 22 KV ; ISOLATORS, EARTHING SWITCH | 55 | 7.4162 | 247 | 307 | 1079 | 756 | 1100 | 1167 | 1369 | 557 | 304 | 230 | 245 | 206 | 253 | 330 | 117 | 160 | 24 | 30 | 31 | 19 | 17 | 17 | 16 | 28 | 18 | 100 | 14 | 240 | 43 | 142 | 19 | 87 | 19 | 232 | 26 | 302 | 776 | 16 | 481 | 289 | 14 | 16 | 14 | 14 | 128 | 606 | 244 | 359 | 130 | 263 | 50 | 149 | 403 | 28 | 113 | 324 | 156 | 14 | 14 | 71 | 183 | 14 | 42 | 14 | 28 | 14 | 14 | 14 | 14 | 14 | 14 | 14 | 14 | 14 | 14 | 14 | 14 | 14 | 14 | 14 | 14 | 14 | 14 | 14 | 14 | 14 | 14 | 14 | 14 | 14 | 14 | 14 | 14 | 14 | 14 | 14 | 14 | 14 | 14 | 14 | 14 | 14 | 14 | 14
| > 33 KV & < ≈ 66 KV ; ISOLATORS, EARTHING SWITCH | 0 | 0 | 0 | 0 | 0 |  | 0 | 0 | 0 | 0 | 0 |  | 0 | 0 | 0 | 0 | 0 |  | 0 | 0 | 0 | 0 | 0 |  | 10.5945 | 20 | > 33 KV & < ≈ 66 KV ; ISOLATORS, EARTHING SWITCH | 55 | 7.4162 | 4 | 4 | 18 | 5 | 1 | 5 | 8 | 4 | 1 | 3 | 4 | 1 | 20 | 30 | 4 | 8 | 1 | 1 | 1 | 1 | 1 | 1 | 1 | 1 | 1 | 14 | 1 | 21 | 3 | 8 | 1 | 5 | 40 | 19 | 11 | 17 | 39 | 19 | 24 | 27 | 1 | 1 | 1 | 1 | 6 | 37 | 14 | 31 | 11 | 32 | 16 | 28 | 31 | 1 | 11 | 19 | 8 | 1 | 1 | 3 | 9 | 1 | 2 | 1 | 1 | 1 | 1 | 1 | 1 | 1 | 1 | 1 | 1 | 3 | 1 | 1 | 1 | 1 | 1 | 1 | 1 | 1 | 1 | 1 | 1 | 1 | 1 | 1 | 1 | 1 | 1 | 1 | 1 | 1 | 1 | 1 | 1 | 1 | 1 | 1 | 1 | 1 | 1 | 1
| HV FUSES AND SURGE DIVERTERS | 2514.0604 | 3381.1037 | 4621.4031 | 4644.3519 | 8694.0254 |  | 2923.8624 | 3883.2592 | 5163.8159 | 5013.005 | 9199.764 |  | 1744 | 2103 | 2805 | 2948 | 3790 |  | 1.6765 | 1.8465 | 1.8409 | 1.7005 | 2.4274 |  | 2.1917 | 3401.75 | HV FUSES AND SURGE DIVERTERS | 30 | 5.4772 | 3609 | 3609 | 3609 | 6804 | 11960 | 11758 | 11758 | 11758 | 11758 | 11758 | 11758 | 11758 | 11758 | 11756 | 7914 | 7914 | 7914 | 7914 | 9240 | 11922 | 6372 | 6372 | 9012 | 9012 | 9530 | 9130 | 9129 | 7754 | 8783 | 6384 | 6282 | 8293 | 8759 | 4482 | 5774 | 3133 | 3919 | 3458 | 2941 | 2941 | 2936 | 2936 | 2281 | 51 | 51 | 51 | 51 | 51 | 51 | 51 | 51 | 51 | 96 | 96 | 51 | 51 | 51 | 51 | 51 | 51 | 51 | 51 | 51 | 51 | 51 | 51 | 51 | 51 | 51 | 51 | 56 | 38 | 49 | 0 | 0 | 0 | 0 | 0 | 0 | 0 | 0 | 0 | 0 | 0 | 0 | 0 | 0 | 0 | 0 | 0 | 0 | 0 | 0 | 0 | 0 | 0 | 0 | 0 | 0 | 0 | 0 | 0 | 0 | 0
PUBLIC LIGHTING BY: ASSET TYPE ; LIGHTING OBLIGATION | LUMINAIRES ; MAJOR ROAD | 173.5838 | 208.7096 | 169.0768 | 194.0225 | 286.5829 |  | 201.8786 | 239.7068 | 188.9213 | 209.4233 | 303.2536 |  | 55.9286 | 52.7143 | 78.4286 | 53.9613 | 131.04 |  | 3.6096 | 4.5473 | 2.4088 | 3.881 | 2.3142 |  | 3.1897 | 97.9796 | LUMINAIRES ; MAJOR ROAD | 20 | 4.4721 | 856 | 650 | 531 | 475 | 788 | 387 | 1477 | 1004 | 1072 | 839 | 665 | 520 | 332 | 322 | 245 | 576 | 241 | 398 | 431 | 289 | 268 | 142 | 212 | 200 | 64 | 11 | 1 | 0 | 0 | 8 | 0 | 0 | 0 | 0 | 124 | 0 | 0 | 0 | 0 | 0 | 0 | 0 | 16 | 0 | 2588 | 0 | 0 | 0 | 2 | 0 | 0 | 0 | 0 | 0 | 6811 | 0 | 0 | 0 | 0 | 0 | 0 | 0 | 0 | 0 | 0 | 0 | 0 | 0 | 0 | 0 | 0 | 0 | 0 | 0 | 0 | 0 | 0 | 0 | 0 | 0 | 0 | 0 | 0 | 0 | 0 | 0 | 0 | 0 | 0 | 0 | 0 | 0 | 0 | 0 | 0 | 0 | 0 | 0 | 0 | 0 | 0 | 0 | 0 | 0
| LUMINAIRES ; MINOR ROAD | 332.4752 | 370.1803 | 290.2598 | 228.5392 | 334.3104 |  | 386.6699 | 425.1588 | 324.3275 | 246.6799 | 353.7575 |  | 42.2571 | 39.8286 | 59.2571 | 38.831 | 105.168 |  | 9.1504 | 10.6747 | 5.4732 | 6.3527 | 3.3637 |  | 6.0952 | 74.682 | LUMINAIRES ; MINOR ROAD | 20 | 4.4721 | 18797 | 5774 | 4321 | 5030 | 4742 | 4253 | 5572 | 4894 | 5049 | 4616 | 5627 | 5286 | 2603 | 2415 | 2634 | 3328 | 1345 | 2165 | 2118 | 480 | 512 | 511 | 388 | 7872 | 414 | 287 | 66 | 43 | 0 | 324 | 0 | 0 | 0 | 0 | 23 | 0 | 0 | 4 | 16 | 2 | 0 | 0 | 8 | 0 | 8572 | 0 | 0 | 0 | 0 | 0 | 0 | 0 | 0 | 0 | 26607 | 0 | 0 | 0 | 0 | 0 | 0 | 0 | 0 | 0 | 0 | 0 | 0 | 0 | 0 | 0 | 0 | 0 | 0 | 0 | 0 | 0 | 0 | 0 | 0 | 0 | 0 | 0 | 0 | 0 | 0 | 0 | 0 | 0 | 0 | 0 | 0 | 0 | 0 | 0 | 0 | 0 | 0 | 0 | 0 | 0 | 0 | 0 | 0 | 0
| BRACKETS ; MAJOR ROAD | 13.2686 | 24.2043 | 16.8449 | 34.3282 | 48.3117 |  | 15.4314 | 27.7991 | 18.822 | 37.053 | 51.122 |  | 55.9286 | 52.7143 | 78.4286 | 53.9613 | 131.04 |  | 0.27591 | 0.52735 | 0.23999 | 0.68666 | 0.39013 |  | 0.49378 | 97.9796 | BRACKETS ; MAJOR ROAD | 0 | 0 | 0 | 0 | 0 | 0 | 0 | 0 | 0 | 0 | 0 | 0 | 0 | 0 | 0 | 0 | 0 | 0 | 0 | 0 | 0 | 0 | 0 | 0 | 0 | 0 | 0 | 0 | 0 | 0 | 0 | 0 | 0 | 0 | 0 | 0 | 0 | 0 | 0 | 0 | 0 | 0 | 0 | 0 | 0 | 0 | 0 | 0 | 0 | 0 | 0 | 0 | 0 | 0 | 0 | 0 | 0 | 0 | 0 | 0 | 0 | 0 | 0 | 0 | 0 | 0 | 0 | 0 | 0 | 0 | 0 | 0 | 0 | 0 | 0 | 0 | 0 | 0 | 0 | 0 | 0 | 0 | 0 | 0 | 0 | 0 | 0 | 0 | 0 | 0 | 0 | 0 | 0 | 0 | 0 | 0 | 0 | 0 | 0 | 0 | 0 | 0 | 0 | 0 | 0 | 0
| BRACKETS ; MINOR ROAD | 1.3423 | 1.2904 | 2.1887 | 1.8221 | 5.5975 |  | 1.5611 | 1.4821 | 2.4456 | 1.9668 | 5.9231 |  | 11.1857 | 10.5429 | 15.6857 | 10.7923 | 26.208 |  | 0.13956 | 0.14058 | 0.15591 | 0.18224 | 0.226 |  | 0.27875 | 37.0395 | BRACKETS ; MINOR ROAD | 0 | 0 | 0 | 0 | 0 | 0 | 0 | 0 | 0 | 0 | 0 | 0 | 0 | 0 | 0 | 0 | 0 | 0 | 0 | 0 | 0 | 0 | 0 | 0 | 0 | 0 | 0 | 0 | 0 | 0 | 0 | 0 | 0 | 0 | 0 | 0 | 0 | 0 | 0 | 0 | 0 | 0 | 0 | 0 | 0 | 0 | 0 | 0 | 0 | 0 | 0 | 0 | 0 | 0 | 0 | 0 | 0 | 0 | 0 | 0 | 0 | 0 | 0 | 0 | 0 | 0 | 0 | 0 | 0 | 0 | 0 | 0 | 0 | 0 | 0 | 0 | 0 | 0 | 0 | 0 | 0 | 0 | 0 | 0 | 0 | 0 | 0 | 0 | 0 | 0 | 0 | 0 | 0 | 0 | 0 | 0 | 0 | 0 | 0 | 0 | 0 | 0 | 0 | 0 | 0 | 0
| LAMPS ; MAJOR ROAD | 0 | 0 | 0 | 0 | 0 |  | 0 | 0 | 0 | 0 | 0 |  | 0 | 0 | 0 | 0 | 0 |  | 0 | 0 | 0 | 0 | 0 |  |  |  | LAMPS ; MAJOR ROAD | 30 | 5.4772 | 1642 | 1623 | 1403 | 2948 | 2654 | 2806 | 3862 | 2962 | 873 | 1150 | 175 | 30 | 20 | 22 | 19 | 40 | 7 | 15 | 24 | 2 | 3 | 0 | 2 | 3 | 0 | 0 | 0 | 0 | 0 | 1 | 0 | 0 | 0 | 0 | 10 | 0 | 0 | 0 | 0 | 0 | 0 | 0 | 1 | 0 | 83 | 0 | 0 | 0 | 0 | 0 | 0 | 0 | 0 | 0 | 165 | 0 | 0 | 0 | 0 | 0 | 0 | 0 | 0 | 0 | 0 | 0 | 0 | 0 | 0 | 0 | 0 | 0 | 0 | 0 | 0 | 0 | 0 | 0 | 0 | 0 | 0 | 0 | 0 | 0 | 0 | 0 | 0 | 0 | 0 | 0 | 0 | 0 | 0 | 0 | 0 | 0 | 0 | 0 | 0 | 0 | 0 | 0 | 0 | 0
| LAMPS ; MINOR ROAD | 0 | 0 | 0 | 0 | 0 |  | 0 | 0 | 0 | 0 | 0 |  | 0 | 0 | 0 | 0 | 0 |  | 0 | 0 | 0 | 0 | 0 |  |  |  | LAMPS ; MINOR ROAD | 30 | 5.4772 | 29860 | 10214 | 22982 | 23204 | 18606 | 8748 | 6178 | 10884 | 2084 | 1754 | 376 | 122 | 47 | 27 | 46 | 105 | 9 | 12 | 45 | 4 | 2 | 0 | 5 | 76 | 2 | 0 | 0 | 0 | 0 | 0 | 0 | 0 | 0 | 0 | 0 | 0 | 0 | 0 | 0 | 0 | 0 | 0 | 1 | 0 | 1013 | 0 | 0 | 0 | 0 | 0 | 0 | 0 | 0 | 0 | 292 | 0 | 0 | 0 | 0 | 0 | 0 | 0 | 0 | 0 | 0 | 0 | 0 | 0 | 0 | 0 | 0 | 0 | 0 | 0 | 0 | 0 | 0 | 0 | 0 | 0 | 0 | 0 | 0 | 0 | 0 | 0 | 0 | 0 | 0 | 0 | 0 | 0 | 0 | 0 | 0 | 0 | 0 | 0 | 0 | 0 | 0 | 0 | 0 | 0
| POLES / COLUMNS ; MAJOR ROAD | 330.3879 | 652.7457 | 396.6795 | 936.6842 | 1223.1189 |  | 384.2424 | 749.6903 | 443.2376 | 1011.0351 | 1294.2687 |  | 55.9286 | 52.7143 | 78.4286 | 53.9613 | 131.04 |  | 6.8702 | 14.2218 | 5.6515 | 18.7363 | 9.8769 |  | 11.2278 | 97.9796 | POLES / COLUMNS ; MAJOR ROAD | 50 | 7.0711 | 218 | 414 | 470 | 497 | 574 | 653 | 589 | 568 | 440 | 519 | 635 | 645 | 508 | 193 | 403 | 316 | 207 | 119 | 97 | 89 | 203 | 221 | 111 | 115 | 199 | 224 | 202 | 71 | 108 | 107 | 61 | 36 | 32 | 48 | 70 | 15 | 35 | 30 | 63 | 20 | 18 | 22 | 16 | 13 | 16 | 21 | 17 | 17 | 10 | 10 | 9 | 10 | 5 | 6 | 7 | 4 | 2 | 2 | 1 | 1 | 2 | 1 | 1 | 1 | 3 | 0 | 1 | 1 | 0 | 1 | 0 | 0 | 1 | 1 | 4 | 1 | 2 | 1 | 1 | 1 | 1 | 1 | 1 | 0 | 0 | 0 | 0 | 0 | 0 | 0 | 0 | 0 | 0 | 0 | 0 | 0 | 0 | 0 | 0 | 0 | 0 | 0 | 0 | 0
| POLES / COLUMNS ; MINOR ROAD | 133.5429 | 270.2697 | 161.0873 | 361.2217 | 536.3791 |  | 155.3109 | 310.4097 | 179.9941 | 389.8942 | 567.5807 |  | 31.0714 | 29.2857 | 43.5714 | 28.0387 | 78.96 |  | 4.9985 | 10.5994 | 4.131 | 13.9056 | 7.1882 |  | 8.1456 | 61.5105 | POLES / COLUMNS ; MINOR ROAD | 50 | 7.0711 | 1336 | 2541 | 2882 | 3049 | 3522 | 4005 | 3614 | 3489 | 2697 | 3183 | 3900 | 3956 | 3114 | 1179 | 2470 | 1936 | 1265 | 728 | 595 | 546 | 1241 | 1356 | 678 | 705 | 1219 | 1371 | 1236 | 435 | 657 | 651 | 368 | 218 | 195 | 290 | 424 | 89 | 211 | 178 | 387 | 117 | 110 | 130 | 95 | 77 | 92 | 126 | 99 | 98 | 57 | 59 | 51 | 56 | 26 | 35 | 37 | 23 | 12 | 11 | 2 | 4 | 6 | 2 | 6 | 2 | 16 | 0 | 1 | 2 | 0 | 1 | 0 | 0 | 1 | 5 | 20 | 6 | 12 | 3 | 1 | 2 | 5 | 2 | 1 | 0 | 0 | 0 | 0 | 0 | 0 | 0 | 0 | 0 | 0 | 0 | 0 | 0 | 0 | 0 | 0 | 0 | 0 | 0 | 0 | 0
| POLES / COLUMNS ; MAJOR ROAD - Standard Control Service | 16.3358 | 55.9153 | 102.0577 | 60.3812 | 99.6412 |  | 18.9986 | 64.2198 | 114.0362 | 65.1741 | 105.4374 |  | 2 | 5 | 8 | 5 | 8 |  | 9.4993 | 12.844 | 14.2545 | 13.0348 | 13.1797 |  | 13.3667 | 5.75
| POLES / COLUMNS ; MINOR ROAD - Standard Control Service | 17.5636 | 0 | 0 | 0 | 0 |  | 20.4265 | 0 | 0 | 0 | 0 |  | 3 | 0 | 0 | 0 | 0 |  | 6.8088 | 0 | 0 | 0 | 0
SCADA, NETWORK CONTROL AND PROTECTION SYSTEMS BY: FUNCTION | FIELD DEVICES | 2528 | 2647 | 1900 | 2301 | 1716 |  | 2940.0742 | 3040.1277 | 2123.0025 | 2483.6457 | 1815.8211 |  | 78 | 50 | 61 | 72 | 70 |  | 37.6933 | 60.8026 | 34.8033 | 34.4951 | 25.9403 |  | 27.5605 | 68.25 | FIELD DEVICES | 19.6 | 4.4 | 255 | 106 | 480 | 155 | 142 | 155 | 118 | 110 | 106 | 114 | 110 | 101 | 103 | 130 | 139 | 137 | 86 | 59 | 45 | 55 | 54 | 39 | 45 | 45 | 51 | 42 | 113 | 121 | 113 | 116 | 116 | 102 | 103 | 108 | 112 | 100 | 52 | 36 | 47 | 11 | 47 | 47 | 47 | 29 | 20 | 18 | 8 | 6 | 14 | 15 | 11 | 33 | 35 | 15 | 34 | 10 | 16 | 16 | 16 | 16 | 16 | 16 | 16 | 16 | 12 | 15 | 0 | 0 | 0 | 0 | 0 | 0 | 0 | 0 | 0 | 0 | 0 | 0 | 0 | 0 | 0 | 0 | 0 | 0 | 0 | 0 | 0 | 0 | 0 | 0 | 0 | 0 | 0 | 0 | 0 | 0 | 0 | 0 | 0 | 0 | 0 | 0 | 0 | 0
| LOCAL NETWORK WIRING ASSETS | 0 | 0 | 0 | 0 | 0 |  | 0 | 0 | 0 | 0 | 0 |  | 0 | 0 | 0 | 0 | 0 |  | 0 | 0 | 0 | 0 | 0 |  |  |  | LOCAL NETWORK WIRING ASSETS | 0 | 0 | 0 | 0 | 0 | 0 | 0 | 0 | 0 | 0 | 0 | 0 | 0 | 0 | 0 | 0 | 0 | 0 | 0 | 0 | 0 | 0 | 0 | 0 | 0 | 0 | 0 | 0 | 0 | 0 | 0 | 0 | 0 | 0 | 0 | 0 | 0 | 0 | 0 | 0 | 0 | 0 | 0 | 0 | 0 | 0 | 0 | 0 | 0 | 0 | 0 | 0 | 0 | 0 | 0 | 0 | 0 | 0 | 0 | 0 | 0 | 0 | 0 | 0 | 0 | 0 | 0 | 0 | 0 | 0 | 0 | 0 | 0 | 0 | 0 | 0 | 0 | 0 | 0 | 0 | 0 | 0 | 0 | 0 | 0 | 0 | 0 | 0 | 0 | 0 | 0 | 0 | 0 | 0 | 0 | 0 | 0 | 0 | 0 | 0 | 0 | 0 | 0 | 0 | 0
| COMMUNICATIONS NETWORK ASSETS | 0 | 0 | 0 | 0 | 0 |  | 0 | 0 | 0 | 0 | 0 |  | 0 | 0 | 0 | 0 | 0 |  | 0 | 0 | 0 | 0 | 0 |  |  |  | COMMUNICATIONS NETWORK ASSETS | 22.6 | 4.8 | 147.7 | 119.3 | 262.8 | 131.4 | 261.2 | 112.4 | 160.6 | 122.6 | 43 | 28.3 | 38.9 | 51.5 | 66.8 | 566 | 23 | 16 | 20 | 23 | 0 | 117 | 7 | 0 | 0 | 0 | 0 | 0 | 0 | 0 | 0 | 0 | 0 | 0 | 0 | 0 | 0 | 0 | 0 | 0 | 0 | 0 | 0 | 0 | 0 | 0 | 0 | 0 | 0 | 0 | 0 | 0 | 0 | 0 | 0 | 0 | 0 | 0 | 0 | 0 | 0 | 0 | 0 | 0 | 0 | 0 | 0 | 0 | 0 | 0 | 0 | 0 | 0 | 0 | 0 | 0 | 0 | 0 | 0 | 0 | 0 | 0 | 0 | 0 | 0 | 0 | 0 | 0 | 0 | 0 | 0 | 0 | 0 | 0 | 0 | 0 | 0 | 0 | 0 | 0 | 0 | 0 | 0 | 0 | 0 | 0
| MASTER STATION ASSETS | 0 | 0 | 0 | 0 | 0 |  | 0 | 0 | 0 | 0 | 0 |  | 0 | 0 | 0 | 0 | 0 |  | 0 | 0 | 0 | 0 | 0 |  |  |  | MASTER STATION ASSETS | 5 | 2.2 | 0 | 18 | 53 | 7 | 12 | 8 | 11 | 0 | 2 | 0 | 0 | 0 | 0 | 0 | 0 | 0 | 0 | 0 | 0 | 0 | 0 | 0 | 0 | 0 | 0 | 0 | 0 | 0 | 0 | 0 | 0 | 0 | 0 | 0 | 0 | 0 | 0 | 0 | 0 | 0 | 0 | 0 | 0 | 0 | 0 | 0 | 0 | 0 | 0 | 0 | 0 | 0 | 0 | 0 | 0 | 0 | 0 | 0 | 0 | 0 | 0 | 0 | 0 | 0 | 0 | 0 | 0 | 0 | 0 | 0 | 0 | 0 | 0 | 0 | 0 | 0 | 0 | 0 | 0 | 0 | 0 | 0 | 0 | 0 | 0 | 0 | 0 | 0 | 0 | 0 | 0 | 0 | 0 | 0 | 0 | 0 | 0 | 0 | 0 | 0 | 0 | 0 | 0 | 0
| AUTOMATION REPLACEMENT EXPENDITURE | -0.7 | 39.6 | 1907.7901 | 1942.0439 | 14.3259 |  | -0.8141 | 45.4813 | 2131.7068 | 2096.1969 | 15.1592 |  | 0 | 0 | 32 | 31 | 1 |  | 0 | 0 | 66.6158 | 67.6193 | 15.1592 |  | 67.1096 | 31.5 | AUTOMATION REPLACEMENT EXPENDITURE | 0 | 0 | 0 | 0 | 0 | 0 | 0 | 0 | 0 | 0 | 0 | 0 | 0 | 0 | 0 | 0 | 0 | 0 | 0 | 0 | 0 | 0 | 0 | 0 | 0 | 0 | 0 | 0 | 0 | 0 | 0 | 0 | 0 | 0 | 0 | 0 | 0 | 0 | 0 | 0 | 0 | 0 | 0 | 0 | 0 | 0 | 0 | 0 | 0 | 0 | 0 | 0 | 0 | 0 | 0 | 0 | 0 | 0 | 0 | 0 | 0 | 0 | 0 | 0 | 0 | 0 | 0 | 0 | 0 | 0 | 0 | 0 | 0 | 0 | 0 | 0 | 0 | 0 | 0 | 0 | 0 | 0 | 0 | 0 | 0 | 0 | 0 | 0 | 0 | 0 | 0 | 0 | 0 | 0 | 0 | 0 | 0 | 0 | 0 | 0 | 0 | 0 | 0 | 0 | 0
Additional Work
[28 empty] | FIELD DEVICES | 19.6 | 4.4 | 255 | 106 | 480 | 155 | 142 | 155 | 118 | 110 | 106 | 114 | 110 | 101 | 103 | 130 | 139 | 137 | 86 | 59 | 45 | 55 | 54 | 39 | 45 | 45 | 51 | 42 | 113 | 121 | 113 | 116 | 116 | 102 | 103 | 108 | 112 | 100 | 52 | 36 | 47 | 11 | 47 | 47 | 47 | 29 | 20 | 18 | 8 | 6 | 14 | 15 | 11 | 33 | 35 | 15 | 34 | 10 | 16 | 16 | 16 | 16 | 16 | 16 | 16 | 16 | 12 | 15 | 0 | 0 | 0 | 0 | 0 | 0 | 0 | 0 | 0 | 0 | 0 | 0 | 0 | 0 | 0 | 0 | 0 | 0 | 0 | 0 | 0 | 0 | 0 | 0 | 0 | 0 | 0 | 0 | 0 | 0 | 0 | 0 | 0 | 0 | 0 | 0 | 0 | 0
[28 empty] | ZONE SUBSTATION RELAYS (ELECTROMECHANICAL) | 40 | 6.3 | 0 | 0 | 0 | 0 | 0 | 1 | 0 | 1 | 1 | 1 | 0 | 0 | 0 | 1 | 0 | 1 | 6 | 8 | 8 | 8 | 8 | 8 | 8 | 8 | 8 | 8 | 22 | 22 | 22 | 22 | 20 | 22 | 22 | 14 | 19 | 22 | 38 | 24 | 38 | 4 | 38 | 38 | 38 | 20 | 15 | 6 | 0 | 0 | 9 | 13 | 2 | 26 | 26 | 11 | 26 | 5 | 13 | 13 | 13 | 13 | 13 | 13 | 13 | 13 | 12 | 12 | 0 | 0 | 0 | 0 | 0 | 0 | 0 | 0 | 0 | 0 | 0 | 0 | 0 | 0 | 0 | 0 | 0 | 0 | 0 | 0 | 0 | 0 | 0 | 0 | 0 | 0 | 0 | 0 | 0 | 0 | 0 | 0 | 0 | 0 | 0 | 0 | 0 | 0
| ˃ 11 kV & < = 22 kV ; MULTIPLE-PHASE | 456.0065 | 333.8 | 1149.7 | 1506.1 | 2854.5 |  | 530.3374 | 383.3754 | 1284.64 | 1625.6492 | 3020.5486 |  | 14.804 | 8.498 | 32.787 | 16.106 | 51.392 |  | 35.8239 | 45.1136 | 39.1814 | 100.9344 | 58.7747 |  | 53.4489 |  | ZONE SUBSTATION RELAYS (ELECTRONIC) | 15 | 3.9 | 14 | 3 | 23 | 15 | 14 | 17 | 17 | 17 | 17 | 17 | 16 | 16 | 17 | 17 | 15 | 17 | 37 | 37 | 37 | 37 | 37 | 31 | 37 | 37 | 37 | 31 | 91 | 91 | 90 | 91 | 91 | 79 | 81 | 87 | 91 | 75 | 9 | 9 | 9 | 6 | 9 | 9 | 9 | 9 | 3 | 9 | 5 | 1 | 3 | 0 | 5 | 6 | 6 | 4 | 6 | 5 | 3 | 3 | 3 | 3 | 3 | 3 | 3 | 3 | 0 | 3 | 0 | 0 | 0 | 0 | 0 | 0 | 0 | 0 | 0 | 0 | 0 | 0 | 0 | 0 | 0 | 0 | 0 | 0 | 0 | 0 | 0 | 0 | 0 | 0 | 0 | 0 | 0 | 0 | 0 | 0 | 0 | 0 | 0 | 0 | 0 | 0 | 0 | 0
[28 empty] | ZONE SUBSTATION RELAYS (DIGITAL) | 15 | 3.9 | 107 | 37 | 146 | 84 | 73 | 91 | 42 | 44 | 45 | 44 | 41 | 35 | 45 | 45 | 44 | 45 | 0 | 0 | 0 | 0 | 0 | 0 | 0 | 0 | 0 | 0 | 0 | 0 | 0 | 0 | 0 | 0 | 0 | 0 | 0 | 0 | 0 | 0 | 0 | 0 | 0 | 0 | 0 | 0 | 0 | 0 | 0 | 0 | 0 | 0 | 0 | 0 | 0 | 0 | 0 | 0 | 0 | 0 | 0 | 0 | 0 | 0 | 0 | 0 | 0 | 0 | 0 | 0 | 0 | 0 | 0 | 0 | 0 | 0 | 0 | 0 | 0 | 0 | 0 | 0 | 0 | 0 | 0 | 0 | 0 | 0 | 0 | 0 | 0 | 0 | 0 | 0 | 0 | 0 | 0 | 0 | 0 | 0 | 0 | 0 | 0 | 0 | 0 | 0
[28 empty] | ZONE SUBSTATION CONTROL | 15 | 3.9 | 9 | 14 | 24 | 14 | 12 | 5 | 8 | 8 | 3 | 12 | 15 | 11 | 5 | 7 | 12 | 5 | 1 | 0 | 0 | 0 | 0 | 0 | 0 | 0 | 6 | 3 | 0 | 8 | 1 | 3 | 5 | 1 | 0 | 7 | 2 | 3 | 5 | 3 | 0 | 1 | 0 | 0 | 0 | 0 | 2 | 3 | 3 | 5 | 2 | 2 | 4 | 1 | 3 | 0 | 2 | 0 | 0 | 0 | 0 | 0 | 0 | 0 | 0 | 0 | 0 | 0 | 0 | 0 | 0 | 0 | 0 | 0 | 0 | 0 | 0 | 0 | 0 | 0 | 0 | 0 | 0 | 0 | 0 | 0 | 0 | 0 | 0 | 0 | 0 | 0 | 0 | 0 | 0 | 0 | 0 | 0 | 0 | 0 | 0 | 0 | 0 | 0 | 0 | 0
[28 empty] | ZONE SUBSTATION RTU'S | 15 | 3.9 | 0 | 6 | 37 | 2 | 2 | 2 | 2 | 1 | 1 | 1 | 1 | 1 | 1 | 1 | 12 | 14 | 13 | 13 | 0 | 0 | 0 | 0 | 0 | 0 | 0 | 0 | 0 | 0 | 0 | 0 | 0 | 0 | 0 | 0 | 0 | 0 | 0 | 0 | 0 | 0 | 0 | 0 | 0 | 0 | 0 | 0 | 0 | 0 | 0 | 0 | 0 | 0 | 0 | 0 | 0 | 0 | 0 | 0 | 0 | 0 | 0 | 0 | 0 | 0 | 0 | 0 | 0 | 0 | 0 | 0 | 0 | 0 | 0 | 0 | 0 | 0 | 0 | 0 | 0 | 0 | 0 | 0 | 0 | 0 | 0 | 0 | 0 | 0 | 0 | 0 | 0 | 0 | 0 | 0 | 0 | 0 | 0 | 0 | 0 | 0 | 0 | 0 | 0 | 0
[28 empty] | DISTRIBUTION RTU'S | 15 | 3.9 | 125 | 46 | 250 | 40 | 41 | 39 | 49 | 39 | 39 | 39 | 37 | 38 | 35 | 59 | 56 | 55 | 29 | 1 | 0 | 10 | 9 | 0 | 0 | 0 | 0 | 0 | 0 | 0 | 0 | 0 | 0 | 0 | 0 | 0 | 0 | 0 | 0 | 0 | 0 | 0 | 0 | 0 | 0 | 0 | 0 | 0 | 0 | 0 | 0 | 0 | 0 | 0 | 0 | 0 | 0 | 0 | 0 | 0 | 0 | 0 | 0 | 0 | 0 | 0 | 0 | 0 | 0 | 0 | 0 | 0 | 0 | 0 | 0 | 0 | 0 | 0 | 0 | 0 | 0 | 0 | 0 | 0 | 0 | 0 | 0 | 0 | 0 | 0 | 0 | 0 | 0 | 0 | 0 | 0 | 0 | 0 | 0 | 0 | 0 | 0 | 0 | 0 | 0 | 0
[28 empty] | LOCAL NETWORK WIRING ASSETS | 0 | 0 | 0 | 0 | 0 | 0 | 0 | 0 | 0 | 0 | 0 | 0 | 0 | 0 | 0 | 0 | 0 | 0 | 0 | 0 | 0 | 0 | 0 | 0 | 0 | 0 | 0 | 0 | 0 | 0 | 0 | 0 | 0 | 0 | 0 | 0 | 0 | 0 | 0 | 0 | 0 | 0 | 0 | 0 | 0 | 0 | 0 | 0 | 0 | 0 | 0 | 0 | 0 | 0 | 0 | 0 | 0 | 0 | 0 | 0 | 0 | 0 | 0 | 0 | 0 | 0 | 0 | 0 | 0 | 0 | 0 | 0 | 0 | 0 | 0 | 0 | 0 | 0 | 0 | 0 | 0 | 0 | 0 | 0 | 0 | 0 | 0 | 0 | 0 | 0 | 0 | 0 | 0 | 0 | 0 | 0 | 0 | 0 | 0 | 0 | 0 | 0 | 0 | 0 | 0 | 0
[28 empty] | COMMUNICATIONS NETWORK ASSETS | 22.6 | 4.8 | 147.7 | 119.3 | 262.8 | 131.4 | 261.2 | 112.4 | 160.6 | 122.6 | 43 | 28.3 | 38.9 | 51.5 | 66.8 | 566 | 23 | 16 | 20 | 23 | 0 | 117 | 7 | 0 | 0 | 0 | 0 | 0 | 0 | 0 | 0 | 0 | 0 | 0 | 0 | 0 | 0 | 0 | 0 | 0 | 0 | 0 | 0 | 0 | 0 | 0 | 0 | 0 | 0 | 0 | 0 | 0 | 0 | 0 | 0 | 0 | 0 | 0 | 0 | 0 | 0 | 0 | 0 | 0 | 0 | 0 | 0 | 0 | 0 | 0 | 0 | 0 | 0 | 0 | 0 | 0 | 0 | 0 | 0 | 0 | 0 | 0 | 0 | 0 | 0 | 0 | 0 | 0 | 0 | 0 | 0 | 0 | 0 | 0 | 0 | 0 | 0 | 0 | 0 | 0 | 0 | 0 | 0 | 0 | 0 | 0
[28 empty] | ZONE SUBSTATION ANALOGUE COMMUNICATION | 15 | 3.9 | 0 | 0 | 0 | 0 | 2 | 3 | 5 | 2 | 5 | 5 | 2 | 6 | 4 | 2 | 8 | 1 | 4 | 23 | 0 | 112 | 0 | 0 | 0 | 0 | 0 | 0 | 0 | 0 | 0 | 0 | 0 | 0 | 0 | 0 | 0 | 0 | 0 | 0 | 0 | 0 | 0 | 0 | 0 | 0 | 0 | 0 | 0 | 0 | 0 | 0 | 0 | 0 | 0 | 0 | 0 | 0 | 0 | 0 | 0 | 0 | 0 | 0 | 0 | 0 | 0 | 0 | 0 | 0 | 0 | 0 | 0 | 0 | 0 | 0 | 0 | 0 | 0 | 0 | 0 | 0 | 0 | 0 | 0 | 0 | 0 | 0 | 0 | 0 | 0 | 0 | 0 | 0 | 0 | 0 | 0 | 0 | 0 | 0 | 0 | 0 | 0 | 0 | 0 | 0
[28 empty] | ZONE SUBSTATION DIGITAL COMMUNICATION | 15 | 3.9 | 2 | 21 | 12 | 7 | 16 | 0 | 2 | 3 | 4 | 0 | 14 | 18 | 13 | 8 | 0 | 0 | 1 | 0 | 0 | 0 | 2 | 0 | 0 | 0 | 0 | 0 | 0 | 0 | 0 | 0 | 0 | 0 | 0 | 0 | 0 | 0 | 0 | 0 | 0 | 0 | 0 | 0 | 0 | 0 | 0 | 0 | 0 | 0 | 0 | 0 | 0 | 0 | 0 | 0 | 0 | 0 | 0 | 0 | 0 | 0 | 0 | 0 | 0 | 0 | 0 | 0 | 0 | 0 | 0 | 0 | 0 | 0 | 0 | 0 | 0 | 0 | 0 | 0 | 0 | 0 | 0 | 0 | 0 | 0 | 0 | 0 | 0 | 0 | 0 | 0 | 0 | 0 | 0 | 0 | 0 | 0 | 0 | 0 | 0 | 0 | 0 | 0 | 0 | 0
[28 empty] | ZONE SUBSTATION ETHERNET COMMUNICATION | 15 | 3.9 | 14 | 44 | 2 | 23 | 86 | 0 | 44 | 0 | 0 | 0 | 0 | 0 | 0 | 0 | 0 | 0 | 0 | 0 | 0 | 0 | 0 | 0 | 0 | 0 | 0 | 0 | 0 | 0 | 0 | 0 | 0 | 0 | 0 | 0 | 0 | 0 | 0 | 0 | 0 | 0 | 0 | 0 | 0 | 0 | 0 | 0 | 0 | 0 | 0 | 0 | 0 | 0 | 0 | 0 | 0 | 0 | 0 | 0 | 0 | 0 | 0 | 0 | 0 | 0 | 0 | 0 | 0 | 0 | 0 | 0 | 0 | 0 | 0 | 0 | 0 | 0 | 0 | 0 | 0 | 0 | 0 | 0 | 0 | 0 | 0 | 0 | 0 | 0 | 0 | 0 | 0 | 0 | 0 | 0 | 0 | 0 | 0 | 0 | 0 | 0 | 0 | 0 | 0 | 0
[28 empty] | DISTRIBUTION FIELD DEVICE COMMUNICATIONS | 15 | 3.9 | 130 | 46 | 245 | 92 | 100 | 100 | 100 | 100 | 22 | 22 | 21 | 17 | 15 | 15 | 15 | 15 | 15 | 0 | 0 | 5 | 5 | 0 | 0 | 0 | 0 | 0 | 0 | 0 | 0 | 0 | 0 | 0 | 0 | 0 | 0 | 0 | 0 | 0 | 0 | 0 | 0 | 0 | 0 | 0 | 0 | 0 | 0 | 0 | 0 | 0 | 0 | 0 | 0 | 0 | 0 | 0 | 0 | 0 | 0 | 0 | 0 | 0 | 0 | 0 | 0 | 0 | 0 | 0 | 0 | 0 | 0 | 0 | 0 | 0 | 0 | 0 | 0 | 0 | 0 | 0 | 0 | 0 | 0 | 0 | 0 | 0 | 0 | 0 | 0 | 0 | 0 | 0 | 0 | 0 | 0 | 0 | 0 | 0 | 0 | 0 | 0 | 0 | 0 | 0
[28 empty] | FIBRE OPTIC CABLE - (KM) | 25 | 5 | 1.7 | 8.3 | 3.8 | 9.4 | 57.2 | 9.4 | 9.6 | 17.6 | 12 | 1.3 | 1.9 | 10.5 | 34.8 | 541 | 0 | 0 | 0 | 0 | 0 | 0 | 0 | 0 | 0 | 0 | 0 | 0 | 0 | 0 | 0 | 0 | 0 | 0 | 0 | 0 | 0 | 0 | 0 | 0 | 0 | 0 | 0 | 0 | 0 | 0 | 0 | 0 | 0 | 0 | 0 | 0 | 0 | 0 | 0 | 0 | 0 | 0 | 0 | 0 | 0 | 0 | 0 | 0 | 0 | 0 | 0 | 0 | 0 | 0 | 0 | 0 | 0 | 0 | 0 | 0 | 0 | 0 | 0 | 0 | 0 | 0 | 0 | 0 | 0 | 0 | 0 | 0 | 0 | 0 | 0 | 0 | 0 | 0 | 0 | 0 | 0 | 0 | 0 | 0 | 0 | 0 | 0 | 0 | 0 | 0
[28 empty] | MASTER STATION ASSETS | 5 | 2.2 | 0 | 18 | 53 | 7 | 12 | 8 | 11 | 0 | 2 | 0 | 0 | 0 | 0 | 0 | 0 | 0 | 0 | 0 | 0 | 0 | 0 | 0 | 0 | 0 | 0 | 0 | 0 | 0 | 0 | 0 | 0 | 0 | 0 | 0 | 0 | 0 | 0 | 0 | 0 | 0 | 0 | 0 | 0 | 0 | 0 | 0 | 0 | 0 | 0 | 0 | 0 | 0 | 0 | 0 | 0 | 0 | 0 | 0 | 0 | 0 | 0 | 0 | 0 | 0 | 0 | 0 | 0 | 0 | 0 | 0 | 0 | 0 | 0 | 0 | 0 | 0 | 0 | 0 | 0 | 0 | 0 | 0 | 0 | 0 | 0 | 0 | 0 | 0 | 0 | 0 | 0 | 0 | 0 | 0 | 0 | 0 | 0 | 0 | 0 | 0 | 0 | 0 | 0 | 0
[28 empty] | CLIENT | 5 | 2.2 | 0 | 9 | 13 | 3 | 6 | 1 | 10 | 0 | 1 | 0 | 0 | 0 | 0 | 0 | 0 | 0 | 0 | 0 | 0 | 0 | 0 | 0 | 0 | 0 | 0 | 0 | 0 | 0 | 0 | 0 | 0 | 0 | 0 | 0 | 0 | 0 | 0 | 0 | 0 | 0 | 0 | 0 | 0 | 0 | 0 | 0 | 0 | 0 | 0 | 0 | 0 | 0 | 0 | 0 | 0 | 0 | 0 | 0 | 0 | 0 | 0 | 0 | 0 | 0 | 0 | 0 | 0 | 0 | 0 | 0 | 0 | 0 | 0 | 0 | 0 | 0 | 0 | 0 | 0 | 0 | 0 | 0 | 0 | 0 | 0 | 0 | 0 | 0 | 0 | 0 | 0 | 0 | 0 | 0 | 0 | 0 | 0 | 0 | 0 | 0 | 0 | 0 | 0 | 0
[28 empty] | FEP | 5 | 2.2 | 0 | 0 | 6 | 2 | 0 | 0 | 0 | 0 | 0 | 0 | 0 | 0 | 0 | 0 | 0 | 0 | 0 | 0 | 0 | 0 | 0 | 0 | 0 | 0 | 0 | 0 | 0 | 0 | 0 | 0 | 0 | 0 | 0 | 0 | 0 | 0 | 0 | 0 | 0 | 0 | 0 | 0 | 0 | 0 | 0 | 0 | 0 | 0 | 0 | 0 | 0 | 0 | 0 | 0 | 0 | 0 | 0 | 0 | 0 | 0 | 0 | 0 | 0 | 0 | 0 | 0 | 0 | 0 | 0 | 0 | 0 | 0 | 0 | 0 | 0 | 0 | 0 | 0 | 0 | 0 | 0 | 0 | 0 | 0 | 0 | 0 | 0 | 0 | 0 | 0 | 0 | 0 | 0 | 0 | 0 | 0 | 0 | 0 | 0 | 0 | 0 | 0 | 0 | 0
[28 empty] | PRINTER | 5 | 2.2 | 0 | 0 | 1 | 0 | 0 | 0 | 0 | 0 | 0 | 0 | 0 | 0 | 0 | 0 | 0 | 0 | 0 | 0 | 0 | 0 | 0 | 0 | 0 | 0 | 0 | 0 | 0 | 0 | 0 | 0 | 0 | 0 | 0 | 0 | 0 | 0 | 0 | 0 | 0 | 0 | 0 | 0 | 0 | 0 | 0 | 0 | 0 | 0 | 0 | 0 | 0 | 0 | 0 | 0 | 0 | 0 | 0 | 0 | 0 | 0 | 0 | 0 | 0 | 0 | 0 | 0 | 0 | 0 | 0 | 0 | 0 | 0 | 0 | 0 | 0 | 0 | 0 | 0 | 0 | 0 | 0 | 0 | 0 | 0 | 0 | 0 | 0 | 0 | 0 | 0 | 0 | 0 | 0 | 0 | 0 | 0 | 0 | 0 | 0 | 0 | 0 | 0 | 0 | 0
[28 empty] | ROUTER | 5 | 2.2 | 0 | 0 | 10 | 0 | 0 | 0 | 0 | 0 | 0 | 0 | 0 | 0 | 0 | 0 | 0 | 0 | 0 | 0 | 0 | 0 | 0 | 0 | 0 | 0 | 0 | 0 | 0 | 0 | 0 | 0 | 0 | 0 | 0 | 0 | 0 | 0 | 0 | 0 | 0 | 0 | 0 | 0 | 0 | 0 | 0 | 0 | 0 | 0 | 0 | 0 | 0 | 0 | 0 | 0 | 0 | 0 | 0 | 0 | 0 | 0 | 0 | 0 | 0 | 0 | 0 | 0 | 0 | 0 | 0 | 0 | 0 | 0 | 0 | 0 | 0 | 0 | 0 | 0 | 0 | 0 | 0 | 0 | 0 | 0 | 0 | 0 | 0 | 0 | 0 | 0 | 0 | 0 | 0 | 0 | 0 | 0 | 0 | 0 | 0 | 0 | 0 | 0 | 0 | 0
[28 empty] | SECURITY DEVICE | 5 | 2.2 | 0 | 0 | 2 | 1 | 1 | 0 | 1 | 0 | 0 | 0 | 0 | 0 | 0 | 0 | 0 | 0 | 0 | 0 | 0 | 0 | 0 | 0 | 0 | 0 | 0 | 0 | 0 | 0 | 0 | 0 | 0 | 0 | 0 | 0 | 0 | 0 | 0 | 0 | 0 | 0 | 0 | 0 | 0 | 0 | 0 | 0 | 0 | 0 | 0 | 0 | 0 | 0 | 0 | 0 | 0 | 0 | 0 | 0 | 0 | 0 | 0 | 0 | 0 | 0 | 0 | 0 | 0 | 0 | 0 | 0 | 0 | 0 | 0 | 0 | 0 | 0 | 0 | 0 | 0 | 0 | 0 | 0 | 0 | 0 | 0 | 0 | 0 | 0 | 0 | 0 | 0 | 0 | 0 | 0 | 0 | 0 | 0 | 0 | 0 | 0 | 0 | 0 | 0 | 0
[28 empty] | SERVER | 5 | 2.2 | 0 | 9 | 14 | 1 | 5 | 6 | 0 | 0 | 1 | 0 | 0 | 0 | 0 | 0 | 0 | 0 | 0 | 0 | 0 | 0 | 0 | 0 | 0 | 0 | 0 | 0 | 0 | 0 | 0 | 0 | 0 | 0 | 0 | 0 | 0 | 0 | 0 | 0 | 0 | 0 | 0 | 0 | 0 | 0 | 0 | 0 | 0 | 0 | 0 | 0 | 0 | 0 | 0 | 0 | 0 | 0 | 0 | 0 | 0 | 0 | 0 | 0 | 0 | 0 | 0 | 0 | 0 | 0 | 0 | 0 | 0 | 0 | 0 | 0 | 0 | 0 | 0 | 0 | 0 | 0 | 0 | 0 | 0 | 0 | 0 | 0 | 0 | 0 | 0 | 0 | 0 | 0 | 0 | 0 | 0 | 0 | 0 | 0 | 0 | 0 | 0 | 0 | 0 | 0
[28 empty] | SWITCH | 5 | 2.2 | 0 | 0 | 7 | 0 | 0 | 1 | 0 | 0 | 0 | 0 | 0 | 0 | 0 | 0 | 0 | 0 | 0 | 0 | 0 | 0 | 0 | 0 | 0 | 0 | 0 | 0 | 0 | 0 | 0 | 0 | 0 | 0 | 0 | 0 | 0 | 0 | 0 | 0 | 0 | 0 | 0 | 0 | 0 | 0 | 0 | 0 | 0 | 0 | 0 | 0 | 0 | 0 | 0 | 0 | 0 | 0 | 0 | 0 | 0 | 0 | 0 | 0 | 0 | 0 | 0 | 0 | 0 | 0 | 0 | 0 | 0 | 0 | 0 | 0 | 0 | 0 | 0 | 0 | 0 | 0 | 0 | 0 | 0 | 0 | 0 | 0 | 0 | 0 | 0 | 0 | 0 | 0 | 0 | 0 | 0 | 0 | 0 | 0 | 0 | 0 | 0 | 0 | 0 | 0
[28 empty] | AUTOMATION REPLACEMENT EXPENDITURE | 0 | 0 | 0 | 0 | 0 | 0 | 0 | 0 | 0 | 0 | 0 | 0 | 0 | 0 | 0 | 0 | 0 | 0 | 0 | 0 | 0 | 0 | 0 | 0 | 0 | 0 | 0 | 0 | 0 | 0 | 0 | 0 | 0 | 0 | 0 | 0 | 0 | 0 | 0 | 0 | 0 | 0 | 0 | 0 | 0 | 0 | 0 | 0 | 0 | 0 | 0 | 0 | 0 | 0 | 0 | 0 | 0 | 0 | 0 | 0 | 0 | 0 | 0 | 0 | 0 | 0 | 0 | 0 | 0 | 0 | 0 | 0 | 0 | 0 | 0 | 0 | 0 | 0 | 0 | 0 | 0 | 0 | 0 | 0 | 0 | 0 | 0 | 0 | 0 | 0 | 0 | 0 | 0 | 0 | 0 | 0 | 0 | 0 | 0 | 0 | 0 | 0 | 0 | 0 | 0 | 0

## BaseInputs
ID | ID | ID | Asset category | Asset ID | $ ('000) | mean | SD | Meth | 0 | 1 | 2 | 3 | 4 | 5 | 6 | 7 | 8 | 9 | 10 | 11 | 12 | 13 | 14 | 15 | 16 | 17 | 18 | 19 | 20 | 21 | 22 | 23 | 24 | 25 | 26 | 27 | 28 | 29 | 30 | 31 | 32 | 33 | 34 | 35 | 36 | 37 | 38 | 39 | 40 | 41 | 42 | 43 | 44 | 45 | 46 | 47 | 48 | 49 | 50 | 51 | 52 | 53 | 54 | 55 | 56 | 57 | 58 | 59 | 60 | 61 | 62 | 63 | 64 | 65 | 66 | 67 | 68 | 69 | 70 | 71 | 72 | 73 | 74 | 75 | 76 | 77 | 78 | 79 | 80 | 81 | 82 | 83 | 84 | 85 | 86 | 87 | 88 | 89 | 90
|  |  |  | Poles |  |  |  |  | 62: 0; 63: 0; 64: 0; 65: 0; 66: 0; 67: 0; 68: 0; 69: 0; 70: 0; 71: 0; 72: 0; 73: 0; 74: 0; 75: 0; 76: 0; 77: 0; 78: 0; 79: 0; 80: 0
1 |  |  | Poles | STAKING OF A WOODEN POLE | 11.2791 | 38.9 | 12.1 |  | 1066 | 1309 | 1133 | 847 | 802 | 512 | 698 | 1061 | 869 | 966 | 658 | 607 | 560 | 366 | 209 | 231 | 163 | 1679 | 1495 | 789 | 690 | 495 | 571 | 967 | 1070 | 1660 | 415 | 146 | 75 | 103 | 59 | 52 | 55 | 56 | 58 | 0 | 0 | 0 | 0 | 0 | 0 | 0 | 0 | 0 | 0 | 0 | 0 | 0 | 0 | 0 | 0 | 0 | 0 | 0 | 0 | 0 | 0 | 0 | 0 | 0 | 0 | 0 | 0 | 0 | 0 | 0 | 0 | 0 | 0 | 0 | 0 | 0 | 0 | 0 | 0 | 0 | 0 | 0 | 0 | 0 | 0 | 0 | 0 | 0 | 0 | 0 | 0 | 0 | 0 | 0 | 0 | 0 | 0 | 0 | 0 | 0 | 0 | 0 | 0
1 |  |  | Poles | ˂ = 1 kV; WOOD | 6.6199 | 38.9 | 12.1 |  | 300 | 417 | 449 | 289 | 393 | 663 | 383 | 463 | 459 | 630 | 592 | 568 | 482 | 758 | 653 | 438 | 50 | 20 | 15 | 8 | 4 | 20 | 17 | 38 | 395 | 1249 | 1233 | 1090 | 3214 | 2147 | 2523 | 1927 | 1846 | 2016 | 3695 | 1879 | 2259 | 1849 | 3538 | 3185 | 2581 | 3219 | 2705 | 2159 | 2378 | 3236 | 3156 | 3253 | 2241 | 2575 | 2581 | 1548 | 1788 | 1581 | 1484 | 1185 | 1115 | 1181 | 322 | 469 | 420 | 463 | 594 | 446 | 768 | 298 | 198 | 150 | 136 | 105 | 35 | 29 | 130 | 400 | 918 | 496 | 857 | 234 | 181 | 68 | 137 | 71 | 28 | 16 | 21 | 0 | 0 | 0 | 0 | 0 | 0 | 0 | 0 | 0 | 0 | 0 | 0 | 0 | 0
1 |  |  | Poles | > 1 kV & < = 11 kV; WOOD | 6.3995 | 38.9 | 12.1 |  | 12 | 19 | 10 | 7 | 2 | 7 | 10 | 7 | 10 | 5 | 13 | 7 | 5 | 10 | 6 | 2 | 2 | 3 | 8 | 3 | 0 | 9 | 0 | 6 | 33 | 15 | 7 | 8 | 4 | 20 | 20 | 19 | 3 | 4 | 16 | 5 | 30 | 11 | 3 | 9 | 12 | 9 | 18 | 7 | 22 | 9 | 17 | 13 | 33 | 18 | 5 | 11 | 15 | 20 | 11 | 23 | 10 | 4 | 0 | 0 | 7 | 2 | 0 | 2 | 4 | 0 | 0 | 0 | 2 | 0 | 0 | 0 | 0 | 9 | 3 | 3 | 3 | 0 | 0 | 0 | 0 | 0 | 0 | 0 | 0 | 0 | 0 | 0 | 0 | 0 | 0 | 0 | 0 | 0 | 0 | 0 | 0 | 0 | 0
1 |  |  | Poles | ˃ 11 kV & < = 22 kV; WOOD | 6.6421 | 38.9 | 12.1 |  | 814 | 1394 | 1568 | 1215 | 1199 | 1729 | 1615 | 1750 | 1821 | 2674 | 3196 | 2715 | 2103 | 3721 | 3292 | 1915 | 356 | 164 | 122 | 171 | 157 | 540 | 111 | 589 | 1606 | 1494 | 2785 | 1506 | 4591 | 4411 | 5583 | 5142 | 5227 | 7037 | 6981 | 2630 | 4653 | 7206 | 7223 | 5543 | 4057 | 3664 | 3564 | 3076 | 4992 | 7775 | 8127 | 8285 | 9833 | 11681 | 11431 | 5134 | 4826 | 4781 | 4065 | 3689 | 3660 | 3603 | 846 | 1815 | 1378 | 1001 | 1169 | 1165 | 1219 | 665 | 240 | 182 | 236 | 266 | 220 | 84 | 337 | 588 | 1677 | 1321 | 2577 | 648 | 313 | 162 | 84 | 61 | 35 | 7 | 8 | 0 | 0 | 0 | 0 | 0 | 0 | 0 | 0 | 0 | 0 | 0 | 0 | 0 | 0
1 |  |  | Poles | > 22 kV & < = 66 kV; WOOD | 8.3121 | 38.9 | 12.1 |  | 45 | 208 | 463 | 292 | 343 | 87 | 314 | 290 | 378 | 214 | 668 | 268 | 274 | 343 | 271 | 287 | 27 | 13 | 13 | 26 | 10 | 44 | 8 | 35 | 281 | 175 | 56 | 42 | 46 | 86 | 293 | 132 | 123 | 360 | 201 | 129 | 44 | 430 | 757 | 817 | 388 | 226 | 338 | 209 | 753 | 556 | 165 | 446 | 397 | 332 | 497 | 256 | 192 | 291 | 127 | 150 | 43 | 482 | 332 | 57 | 18 | 62 | 27 | 51 | 34 | 21 | 21 | 7 | 7 | 4 | 2 | 266 | 68 | 183 | 62 | 26 | 21 | 5 | 4 | 56 | 26 | 2 | 0 | 0 | 2 | 0 | 0 | 0 | 0 | 0 | 0 | 0 | 0 | 0 | 0 | 0 | 0 | 0 | 0
1 |  |  | Poles | ˂ = 1 kV; CONCRETE | 17.6836 | 38.9 | 12.1 |  | 235 | 355 | 302 | 244 | 277 | 258 | 158 | 440 | 247 | 85 | 8 | 3 | 2 | 7 | 16 | 81 | 228 | 346 | 129 | 532 | 776 | 1498 | 1310 | 880 | 1175 | 1985 | 2158 | 1523 | 1401 | 1500 | 788 | 653 | 96 | 635 | 744 | 6 | 795 | 401 | 251 | 69 | 77 | 381 | 201 | 2 | 3 | 3 | 2 | 0 | 0 | 0 | 0 | 0 | 2 | 0 | 0 | 0 | 3 | 0 | 0 | 0 | 0 | 0 | 0 | 0 | 0 | 2 | 0 | 0 | 2 | 0 | 0 | 0 | 0 | 0 | 0 | 0 | 0 | 0 | 0 | 0 | 0 | 0 | 0 | 0 | 0 | 0 | 0 | 0 | 0 | 0 | 0 | 0 | 0 | 0 | 0 | 0 | 0 | 0 | 0
1 |  |  | Poles | > 1 kV & < = 11 kV; CONCRETE | 17.2423 | 38.9 | 12.1 |  | 0 | 0 | 2 | 0 | 0 | 0 | 0 | 0 | 0 | 0 | 0 | 0 | 0 | 0 | 0 | 0 | 11 | 6 | 4 | 5 | 3 | 3 | 3 | 3 | 4 | 2 | 3 | 1 | 1 | 2 | 6 | 3 | 2 | 0 | 0 | 0 | 1 | 0 | 0 | 0 | 0 | 0 | 0 | 0 | 0 | 0 | 0 | 0 | 0 | 0 | 0 | 0 | 0 | 0 | 0 | 0 | 0 | 0 | 0 | 0 | 0 | 0 | 0 | 0 | 0 | 0 | 0 | 0 | 0 | 0 | 0 | 0 | 0 | 0 | 0 | 0 | 0 | 0 | 0 | 0 | 0 | 0 | 0 | 0 | 0 | 0 | 0 | 0 | 0 | 0 | 0 | 0 | 0 | 0 | 0 | 0 | 0 | 0 | 0
1 |  |  | Poles | ˃ 11 kV & < = 22 kV; CONCRETE | 17.2423 | 38.9 | 12.1 |  | 1065 | 1961 | 1555 | 1252 | 1519 | 1421 | 1070 | 2479 | 1479 | 443 | 11 | 2 | 6 | 15 | 39 | 619 | 1428 | 2019 | 1732 | 2152 | 3133 | 4479 | 3597 | 3422 | 5934 | 6374 | 7402 | 5533 | 4676 | 5248 | 4917 | 2134 | 728 | 2371 | 2015 | 11 | 1306 | 681 | 267 | 82 | 9 | 103 | 34 | 2 | 9 | 0 | 0 | 0 | 0 | 0 | 4 | 0 | 2 | 2 | 0 | 2 | 4 | 0 | 0 | 0 | 0 | 0 | 0 | 0 | 0 | 2 | 0 | 0 | 0 | 0 | 0 | 0 | 0 | 0 | 0 | 0 | 0 | 0 | 0 | 0 | 0 | 0 | 0 | 0 | 0 | 0 | 0 | 0 | 0 | 0 | 0 | 0 | 0 | 0 | 0 | 0 | 0 | 0 | 0
1 |  |  | Poles | > 22 kV & < = 66 kV; CONCRETE | 23.573 | 38.9 | 12.1 |  | 33 | 30 | 337 | 186 | 489 | 283 | 208 | 233 | 31 | 113 | 132 | 6 | 3 | 2 | 12 | 19 | 22 | 66 | 44 | 168 | 368 | 144 | 109 | 59 | 272 | 584 | 372 | 467 | 301 | 285 | 1013 | 688 | 503 | 866 | 721 | 26 | 545 | 234 | 40 | 0 | 7 | 19 | 26 | 0 | 3 | 0 | 2 | 0 | 0 | 0 | 0 | 0 | 0 | 0 | 0 | 0 | 0 | 0 | 0 | 0 | 0 | 0 | 0 | 0 | 0 | 0 | 0 | 0 | 0 | 0 | 0 | 0 | 0 | 0 | 0 | 0 | 0 | 0 | 0 | 0 | 0 | 0 | 0 | 0 | 0 | 0 | 0 | 0 | 0 | 0 | 0 | 0 | 0 | 0 | 0 | 0 | 0 | 0 | 0
1 |  |  | Poles | ˂ = 1 kV; STEEL | 10.9352 | 38.9 | 12.1 |  | 0 | 11 | 6 | 3 | 35 | 68 | 8 | 4 | 7 | 8 | 4 | 7 | 7 | 4 | 39 | 85 | 4 | 6 | 3 | 3 | 7 | 4 | 0 | 3 | 6 | 6 | 11 | 12 | 11 | 5 | 0 | 3 | 0 | 0 | 6 | 0 | 0 | 0 | 3 | 0 | 0 | 21 | 4 | 0 | 4 | 0 | 3 | 0 | 0 | 29 | 0 | 0 | 0 | 25 | 13 | 3 | 0 | 0 | 4 | 3 | 0 | 0 | 0 | 0 | 0 | 0 | 0 | 0 | 0 | 0 | 0 | 0 | 0 | 0 | 3 | 0 | 0 | 0 | 0 | 0 | 0 | 0 | 0 | 0 | 0 | 0 | 0 | 0 | 0 | 0 | 0 | 0 | 0 | 0 | 0 | 0 | 0 | 0 | 0
1 |  |  | Poles | ˃ 11 kV & < = 22 kV; STEEL | 17.2423 | 38.9 | 12.1 |  | 0 | 0 | 2 | 0 | 0 | 2 | 3 | 11 | 2 | 0 | 0 | 0 | 2 | 0 | 0 | 2 | 0 | 0 | 0 | 0 | 0 | 0 | 5 | 0 | 4 | 5 | 1 | 0 | 3 | 2 | 0 | 2 | 0 | 0 | 4 | 1 | 3 | 0 | 135 | 0 | 2 | 97 | 28 | 98 | 5 | 0 | 0 | 0 | 0 | 3 | 2 | 0 | 5 | 2 | 2 | 0 | 0 | 0 | 0 | 0 | 0 | 0 | 0 | 0 | 0 | 0 | 0 | 0 | 0 | 0 | 0 | 0 | 0 | 0 | 0 | 0 | 0 | 0 | 0 | 0 | 0 | 0 | 0 | 0 | 0 | 0 | 0 | 0 | 0 | 0 | 0 | 0 | 0 | 0 | 0 | 0 | 0 | 0 | 0
1 |  |  | Poles | > 22 kV & < = 66 kV; STEEL | 23.573 | 38.9 | 12.1 |  | 0 | 0 | 0 | 0 | 0 | 9 | 0 | 0 | 0 | 0 | 0 | 0 | 0 | 3 | 0 | 4 | 3 | 0 | 0 | 0 | 0 | 0 | 0 | 0 | 0 | 0 | 0 | 0 | 0 | 4 | 0 | 0 | 0 | 0 | 3 | 0 | 0 | 0 | 4 | 0 | 30 | 2 | 0 | 0 | 6 | 0 | 0 | 0 | 17 | 0 | 0 | 0 | 0 | 3 | 2 | 0 | 2 | 0 | 0 | 0 | 2 | 0 | 0 | 0 | 3 | 0 | 0 | 0 | 0 | 0 | 0 | 0 | 0 | 0 | 0 | 0 | 0 | 0 | 0 | 0 | 0 | 0 | 0 | 0 | 0 | 0 | 0 | 0 | 0 | 0 | 0 | 0 | 0 | 0 | 0 | 0 | 0 | 0 | 0
1 |  |  | Poles | STAY POLES (AERIAL GUYS) | 11.1744 | 38.9 | 12.1 |  | 24 | 31 | 28 | 27 | 40 | 53 | 28 | 39 | 36 | 33 | 39 | 26 | 21 | 42 | 41 | 18 | 13 | 15 | 7 | 9 | 38 | 70 | 41 | 32 | 63 | 110 | 119 | 83 | 132 | 107 | 104 | 98 | 53 | 90 | 155 | 65 | 97 | 92 | 118 | 116 | 73 | 83 | 104 | 67 | 77 | 110 | 156 | 123 | 71 | 90 | 76 | 45 | 53 | 67 | 50 | 34 | 18 | 57 | 24 | 22 | 21 | 25 | 50 | 35 | 35 | 14 | 7 | 6 | 6 | 4 | 2 | 3 | 8 | 25 | 46 | 17 | 40 | 6 | 9 | 4 | 9 | 0 | 2 | 0 | 2 | 0 | 0 | 0 | 0 | 0 | 0 | 0 | 0 | 0 | 0 | 0 | 0 | 0 | 0
Overhead Conductors
2 |  |  | Overhead conductors | ˂ = 1 kV | 82.9619 | 40.9 | 13.4 |  | 76.3 | 102.2 | 35.3 | 52.8 | 59.3 | 60.8 | 48.1 | 67.1 | 60.5 | 61.2 | 51 | 49.9 | 42.4 | 68.1 | 61.9 | 50.5 | 23.1 | 30.7 | 12.8 | 45.2 | 66.6 | 129.9 | 113 | 78 | 134 | 275.5 | 290.2 | 226.6 | 397.6 | 311.1 | 280.2 | 221.4 | 165.2 | 227.9 | 383.3 | 165.5 | 267.3 | 196 | 333.6 | 287.1 | 232.7 | 315.6 | 257.3 | 192.5 | 206 | 285 | 276.7 | 290.1 | 196.2 | 229.3 | 226.9 | 134.9 | 155.1 | 137.6 | 128 | 102.4 | 88.4 | 95.4 | 22.5 | 36.3 | 26.6 | 35.6 | 45.6 | 36.5 | 54.9 | 21.8 | 11.4 | 8.3 | 6.7 | 3.4 | 2.8 | 2.4 | 6.8 | 26.8 | 40.4 | 28.9 | 44.7 | 14.8 | 11.5 | 0 | 7.2 | 3.6 | 2.2 | 1.3 | 1.9 | 0 | 0 | 0 | 0 | 0 | 0 | 0 | 0 | 0 | 0 | 0 | 0 | 0 | 0 | 0 | 0 | 0 | 0
2 |  |  | Overhead conductors | > 1 kV & < = 11 kV | 53.4489 | 40.9 | 13.4 |  | 0.1 | 2 | 0.2 | 0.4 | 0.4 | 0.4 | 0.4 | 0.6 | 0.5 | 0.5 | 0.5 | 0.5 | 0.4 | 0.6 | 0.5 | 0.4 | 0.3 | 0.3 | 0.3 | 0.4 | 0.5 | 0.8 | 0.6 | 0.6 | 1.1 | 1.2 | 1.5 | 1.1 | 1.4 | 1.5 | 1.6 | 1.1 | 0.9 | 1.4 | 1.4 | 0.4 | 0.9 | 1.2 | 1.2 | 0.9 | 0.7 | 0.7 | 0.7 | 0.6 | 0.9 | 1.3 | 1.4 | 1.4 | 1.6 | 1.9 | 1.9 | 0.9 | 0.9 | 0.8 | 0.8 | 0.8 | 0.8 | 0.8 | 0.3 | 0.5 | 0.4 | 0.3 | 0.4 | 0.2 | 0.1 | 0.1 | 0 | 0 | 0 | 0 | 0 | 0 | 0 | 0.1 | 0.2 | 0.2 | 0.4 | 0.1 | 0.1 | 0 | 0 | 0 | 0 | 0 | 0 | 0 | 0 | 0 | 0 | 0 | 0 | 0 | 0 | 0 | 0 | 0 | 0 | 0 | 0 | 0 | 0 | 0 | 0
2 |  |  | Overhead conductors | ˃ 11 kV & < = 22 kV ; SWER | 14.3863 | 40.9 | 13.4 |  | 104.4 | 77.1 | 79 | 118.2 | 132.8 | 136 | 107.6 | 150.2 | 135.4 | 136.9 | 114.2 | 111.7 | 94.9 | 152.5 | 138.6 | 113.1 | 51.7 | 68.7 | 28.6 | 101.1 | 149.1 | 290.7 | 252.8 | 174.6 | 300 | 625.6 | 649.4 | 507.2 | 898.9 | 696.2 | 631.6 | 500 | 374.2 | 509.6 | 861.9 | 367.5 | 597.6 | 438.2 | 743.1 | 642 | 520.4 | 710.3 | 575.3 | 430.4 | 460.5 | 637.4 | 618.7 | 651.2 | 440.8 | 514.9 | 509.6 | 303.7 | 346.5 | 312.2 | 294.8 | 237.6 | 206.4 | 221.9 | 57 | 87.9 | 66.3 | 86.4 | 103.7 | 88.4 | 124.5 | 50.1 | 31.2 | 24.4 | 20.8 | 13.4 | 5.3 | 5.3 | 12 | 63.5 | 118.7 | 81.7 | 128.1 | 34.3 | 24.7 | 11.8 | 17.3 | 10.5 | 3.9 | 1.8 | 3.4 | 0 | 0 | 0 | 0 | 0 | 0 | 0 | 0 | 0 | 0 | 0 | 0 | 0 | 0 | 0 | 0 | 0 | 0
2 |  |  | Overhead conductors | ˃ 11 kV & < = 22 kV ; MULTIPLE-PHASE | 53.4489 | 40.9 | 13.4 |  | 281.3 | 431.5 | 158.8 | 292.5 | 287.6 | 316 | 273.4 | 405.5 | 355.1 | 338 | 362.3 | 377.4 | 302.9 | 404.9 | 388.3 | 274.9 | 187.6 | 233 | 199.3 | 249 | 351.9 | 538 | 396.4 | 433.7 | 810.4 | 841.6 | 1094.3 | 757 | 997.9 | 1032.7 | 1119.4 | 768.9 | 643.8 | 1015 | 970.5 | 286.4 | 651.6 | 862.2 | 830 | 619.6 | 446.9 | 428.6 | 399.1 | 361.8 | 547 | 866.3 | 898.8 | 923.8 | 1098.8 | 1293.9 | 1269.9 | 569.6 | 534.9 | 517.1 | 455.6 | 414 | 406.4 | 371.3 | 77.8 | 171.9 | 121 | 80.3 | 106.5 | 104.9 | 89.7 | 56.1 | 17.2 | 16.5 | 14 | 19.3 | 20.6 | 5.5 | 29.4 | 57.9 | 136 | 111.6 | 189.6 | 63.8 | 33.3 | 6.3 | 6.2 | 5.4 | 2.7 | 0.5 | 0.6 | 0 | 0 | 0 | 0 | 0 | 0 | 0 | 0 | 0 | 0 | 0 | 0 | 0 | 0 | 0 | 0 | 0 | 0
2 |  |  | Overhead conductors | > 22 kV & < = 66 kV | 1434.7063 | 40.9 | 13.4 |  | 29.4 | 37.8 | 31.4 | 57.6 | 102.2 | 56.6 | 52.9 | 82.9 | 56.6 | 43.6 | 123.2 | 37.5 | 37.4 | 76.2 | 29.5 | 39.1 | 5.6 | 9.4 | 7 | 22.4 | 45.4 | 25 | 14.1 | 12.1 | 68.7 | 91.1 | 52.9 | 60.2 | 42.3 | 44.8 | 155.9 | 95.9 | 75.3 | 146.3 | 108.1 | 16.8 | 68.6 | 77.8 | 96.2 | 96.7 | 53.1 | 28.3 | 42.8 | 24.3 | 89.2 | 66.6 | 17.4 | 52.7 | 47.3 | 37.8 | 59.2 | 29.4 | 23.8 | 35.4 | 13 | 16.5 | 3.7 | 61.4 | 36.8 | 8.6 | 2.4 | 8.5 | 2.8 | 4 | 4.4 | 1.8 | 2.5 | 0.5 | 0.8 | 0.4 | 0 | 21.5 | 4.8 | 13.6 | 1.9 | 0.8 | 0.5 | 0.5 | 0.4 | 0.4 | 0.2 | 0.1 | 0 | 0 | 0 | 0 | 0 | 0 | 0 | 0 | 0 | 0 | 0 | 0 | 0 | 0 | 0 | 0 | 0 | 0 | 0 | 0 | 0
2 |  |  | Overhead conductors | PUBLIC LIGHTING CONDUCTOR | 82.9619 | 40.9 | 13.4 |  | 0.7 | 1 | 0.1 | 0.1 | 0.1 | 0.1 | 0.1 | 0.1 | 0.1 | 0.1 | 0.1 | 0.1 | 0.15 | 0.15 | 0.15 | 0.15 | 0.05 | 0.15 | 0.05 | 0.15 | 0.15 | 0.25 | 0.25 | 0.15 | 0.25 | 0.55 | 0.55 | 0.45 | 0.75 | 0.65 | 0.65 | 0.55 | 0.45 | 0.55 | 0.9 | 0.3 | 0.5 | 0.3 | 0.6 | 0.5 | 0.4 | 0.7 | 0.5 | 0.3 | 0.4 | 0.5 | 0.5 | 0.5 | 0.3 | 0.4 | 0.4 | 0.2 | 0.3 | 0.2 | 0.2 | 0.2 | 0.2 | 0.2 | 0 | 0.1 | 0.1 | 0.1 | 0.1 | 0.1 | 0.1 | 0 | 0 | 0 | 0 | 0 | 0 | 0 | 0 | 0.1 | 0.1 | 0.1 | 0.1 | 0 | 0 | 0 | 0 | 0 | 0 | 0 | 0 | 0 | 0 | 0 | 0 | 0 | 0 | 0 | 0 | 0 | 0 | 0 | 0 | 0 | 0 | 0 | 0 | 0 | 0
Underground Cables
3 |  |  | Underground cables | ˂ = 1 kV | 109.6271 | 70 | 8.37 |  | 88.8615 | 112.1103 | 158.6459 | 237.5104 | 266.7534 | 60.5239 | 198.4857 | 159.0535 | 166.3897 | 175.8657 | 157.9327 | 227.7287 | 227.8306 | 121.6591 | 141.7318 | 146.6227 | 107.0885 | 68.5733 | 42.5909 | 48.6025 | 61.5428 | 73.9736 | 57.3652 | 56.1425 | 63.4787 | 60.7277 | 50.946 | 33.4206 | 37.8019 | 25.8806 | 19.4614 | 6.8268 | 11.5138 | 8.1514 | 15.2838 | 16.5065 | 12.7365 | 26.1863 | 36.9868 | 8.0495 | 2.1397 | 12.9403 | 1.8341 | 1.3246 | 1.0189 | 0.71324 | 0.10189 | 0.20378 | 1.7322 | 1.0189 | 0.10189 | 0 | 0 | 0 | 0 | 0 | 0 | 0 | 0.81514 | 0 | 0 | 0 | 0 | 0 | 0 | 0 | 0 | 0 | 0 | 0 | 0 | 0 | 0 | 0 | 0 | 0 | 0 | 0 | 0 | 0 | 0 | 0 | 0 | 0 | 0 | 0 | 0 | 0 | 0 | 0 | 0 | 0 | 0 | 0 | 0 | 0 | 0 | 0 | 0 | 0 | 0 | 0 | 0
3 |  |  | Underground cables | > 1 kV & < = 11 kV | 355.6262 | 70 | 8.37 |  | 0.32147 | 0.17341 | 0 | 0 | 0 | 0.30307 | 0.70715 | 0.30307 | 0.60613 | 0.20204 | 0.70715 | 0 | 0 | 0 | 5.0511 | 0 | 0.30307 | 3.2327 | 0.10102 | 0 | 0.10102 | 0 | 0 | 0.40409 | 0 | 0.20204 | 0.10102 | 0 | 1.7174 | 0 | 0 | 0 | 0 | 0.10102 | 0 | 1.7174 | 0.10102 | 0 | 0 | 0 | 0 | 0.20204 | 0 | 0 | 0 | 0 | 0 | 0 | 0 | 0 | 0 | 0 | 0 | 0 | 0 | 0 | 0 | 0 | 0 | 0 | 0 | 0 | 0 | 0 | 0 | 0 | 0 | 0 | 0 | 0 | 0 | 0 | 0 | 0 | 0 | 0 | 0 | 0 | 0 | 0 | 0 | 0 | 0 | 0 | 0 | 0 | 0 | 0 | 0 | 0 | 0 | 0 | 0 | 0 | 0 | 0 | 0 | 0 | 0 | 0 | 0 | 0 | 0
3 |  |  | Underground cables | > 11 kV & < = 22 kV | 355.6262 | 70 | 8.37 |  | 69.1053 | 76.1833 | 44.8267 | 82.5173 | 81.2107 | 39.9018 | 112.4688 | 80.9092 | 83.3214 | 87.2412 | 67.7426 | 82.5173 | 70.8584 | 52.3648 | 73.8736 | 72.0645 | 47.6409 | 44.8267 | 32.7657 | 24.2225 | 37.2886 | 31.0571 | 16.5839 | 21.2073 | 19.6996 | 16.0813 | 22.7149 | 11.3574 | 14.1717 | 11.7595 | 9.6488 | 5.3269 | 5.0254 | 4.0203 | 5.4274 | 6.8346 | 4.9249 | 8.1412 | 9.5483 | 0.80407 | 3.5178 | 0.80407 | 0.70356 | 0.90457 | 1.2061 | 0.70356 | 3.0152 | 0.20102 | 6.131 | 0.10051 | 0 | 0.10051 | 0 | 0 | 0.10051 | 0 | 0.10051 | 0 | 0.70356 | 0 | 0 | 0 | 0.10051 | 0 | 0 | 0.10051 | 0 | 0 | 0 | 0 | 0 | 0 | 0 | 0 | 0 | 0 | 0 | 0 | 0 | 0 | 0 | 0 | 0 | 0 | 0 | 0 | 0 | 0 | 0 | 0 | 0 | 0 | 0 | 0 | 0 | 0 | 0 | 0 | 0 | 0 | 0 | 0 | 0
3 |  |  | Underground cables | > 33 kV & < = 66 kV | 5172.3 | 70 | 8.37 |  | 0.41421 | 0 | 0 | 0 | 0 | 0 | 0 | 0.11248 | 0 | 0.33744 | 2.3621 | 0.33744 | 0 | 0 | 0 | 0 | 0 | 0 | 0 | 0 | 0 | 0 | 0 | 0 | 0 | 0 | 0 | 0 | 0.22496 | 0 | 0 | 0 | 0 | 0 | 0 | 0 | 0 | 0 | 0 | 0 | 0 | 0 | 0 | 0 | 0 | 0 | 0 | 0 | 0 | 0 | 0 | 0 | 0 | 0 | 0 | 0 | 0 | 0 | 0 | 0 | 0 | 0 | 0 | 0 | 0 | 0 | 0 | 0 | 0 | 0 | 0 | 0 | 0 | 0 | 0 | 0 | 0 | 0 | 0 | 0 | 0 | 0 | 0 | 0 | 0 | 0 | 0 | 0 | 0 | 0 | 0 | 0 | 0 | 0 | 0 | 0 | 0 | 0 | 0 | 0 | 0 | 0 | 0
3 |  |  | Underground cables | PUBLIC LIGHTING UNDERGROUND CABLE | 109.6271 | 70 | 8.37 |  | 25.9009 | 28.9042 | 38.3443 | 57.4155 | 64.479 | 21.7957 | 72.7533 | 50.0494 | 63.4699 | 63.1672 | 58.9291 | 84.6602 | 71.1388 | 44.8023 | 46.6186 | 55.2965 | 36.1244 | 21.1903 | 20.6857 | 17.154 | 20.7866 | 27.4464 | 20.2821 | 24.4193 | 19.2731 | 21.8966 | 14.3287 | 15.8422 | 6.7607 | 10.3933 | 13.3196 | 4.0362 | 7.568 | 10.1915 | 11.3015 | 3.9353 | 5.4489 | 8.6779 | 12.916 | 5.4489 | 0.30272 | 0.70634 | 5.4489 | 0.90815 | 0.80725 | 0.80725 | 0 | 1.0091 | 0.50453 | 0 | 0.50453 | 0 | 0 | 0 | 0 | 0 | 0 | 0 | 0.10091 | 0 | 0 | 0 | 0 | 0 | 0 | 0 | 0 | 0 | 0 | 0 | 0 | 0 | 0 | 0 | 0 | 0 | 0 | 0 | 0 | 0 | 0 | 0 | 0 | 0 | 0 | 0 | 0 | 0 | 0 | 0 | 0 | 0 | 0 | 0 | 0 | 0 | 0 | 0 | 0 | 0 | 0 | 0 | 0
Service Lines
4 |  |  | Service Lines | LV OVERHEAD SERVICE CABLE | 31.3193 | 40.9 | 13.4 |  | 121.7 | 132.3 | 25.9 | 38.8 | 43.6 | 44.6 | 35.3 | 49.3 | 44.4 | 44.9 | 37.5 | 36.7 | 31.1 | 50 | 45.5 | 37.1 | 17 | 21.2 | 8.4 | 32.2 | 47.9 | 94.4 | 82 | 56.3 | 92.4 | 199.3 | 207.1 | 160.4 | 288.9 | 222.5 | 201.3 | 158.1 | 114.3 | 157.9 | 273.5 | 113.2 | 188.8 | 136.4 | 236.5 | 203.3 | 163.4 | 225.7 | 181.4 | 133.9 | 143.8 | 201.8 | 195.7 | 206.3 | 137.3 | 161.6 | 159.9 | 92.3 | 106.3 | 95.1 | 89.4 | 77.6 | 67.4 | 72.5 | 17.7 | 22.8 | 15.8 | 22.3 | 29.7 | 23 | 36.5 | 12.8 | 7.5 | 7.2 | 6 | 3.6 | 2 | 1.6 | 5.1 | 22 | 43.7 | 26.2 | 46.8 | 10.4 | 7.3 | 2.4 | 5.8 | 2 | 1.5 | 0.8 | 1.3 | 0 | 0 | 0 | 0 | 0 | 0 | 0 | 0 | 0 | 0 | 0 | 0 | 0 | 0 | 0 | 0 | 0 | 0
4 |  |  | Service Lines | LV UNDERGROUND SERVICE CABLE | 109.6271 | 70 | 8.37 |  | 141.7353 | 147.967 | 195.9726 | 293.328 | 329.3895 | 84.2135 | 229.5108 | 208.4837 | 210.0607 | 198.8112 | 188.1925 | 246.9633 | 217.3151 | 130.2629 | 147.8205 | 139.1994 | 97.8811 | 59.9272 | 34.169 | 46.0493 | 51.3061 | 65.6046 | 52.8832 | 52.0421 | 55.9321 | 48.0469 | 39.9515 | 31.5406 | 24.2863 | 18.1884 | 16.296 | 5.1516 | 6.3081 | 4.626 | 14.4036 | 9.1468 | 9.5673 | 12.1957 | 12.406 | 1.6822 | 0.63081 | 2.1027 | 0.10514 | 0.52568 | 0.31541 | 0.10514 | 0 | 0 | 0.21027 | 0.10514 | 0 | 0 | 0 | 0 | 0 | 0 | 0 | 0 | 0.31541 | 0 | 0 | 0 | 0 | 0 | 0 | 0 | 0 | 0 | 0 | 0 | 0 | 0 | 0 | 0 | 0 | 0 | 0 | 0 | 0 | 0 | 0 | 0 | 0 | 0 | 0 | 0 | 0 | 0 | 0 | 0 | 0 | 0 | 0 | 0 | 0 | 0 | 0 | 0 | 0 | 0 | 0 | 0 | 0
Transformers
5 |  |  | Distribution transformers | POLE MOUNTED ; < = 22kV ; < = 60 kVA ; SINGLE PHASE | 5.5935 | 45 | 8.7 |  | 459 | 580 | 301 | 551 | 542 | 322 | 750 | 933 | 979 | 832 | 690 | 712 | 660 | 729 | 632 | 646 | 693 | 581 | 581 | 588 | 642 | 706 | 688 | 773 | 871 | 1031 | 1145 | 986 | 935 | 1026 | 861 | 703 | 743 | 825 | 804 | 776 | 631 | 622 | 866 | 372 | 277 | 331 | 269 | 234 | 435 | 479 | 500 | 548 | 608 | 546 | 517 | 311 | 269 | 231 | 201 | 126 | 144 | 93 | 78 | 53 | 35 | 34 | 23 | 8 | 3 | 0 | 0 | 0 | 0 | 0 | 0 | 0 | 0 | 0 | 0 | 0 | 0 | 0 | 0 | 0 | 0 | 0 | 0 | 0 | 0 | 0 | 0 | 0 | 0 | 0 | 0 | 0 | 0 | 0 | 0 | 0 | 0 | 0 | 0 | 0 | 0 | 0 | 0
5 |  |  | Distribution transformers | POLE MOUNTED ; < = 22kV ; > 60 kVA AND < = 600 kVA ; SINGLE PHASE | 29.7005 | 45 | 8.7 |  | 26 | 16 | 8 | 15 | 15 | 9 | 21 | 26 | 27 | 23 | 19 | 20 | 18 | 20 | 18 | 18 | 19 | 16 | 16 | 16 | 18 | 20 | 19 | 22 | 24 | 29 | 32 | 27 | 26 | 29 | 24 | 20 | 21 | 23 | 22 | 22 | 18 | 17 | 24 | 10 | 8 | 9 | 7 | 7 | 12 | 13 | 14 | 15 | 17 | 15 | 14 | 9 | 7 | 6 | 6 | 4 | 4 | 3 | 2 | 1 | 1 | 1 | 1 | 0 | 0 | 0 | 0 | 0 | 0 | 0 | 0 | 0 | 0 | 0 | 0 | 0 | 0 | 0 | 0 | 0 | 0 | 0 | 0 | 0 | 0 | 0 | 0 | 0 | 0 | 0 | 0 | 0 | 0 | 0 | 0 | 0 | 0 | 0 | 0 | 0 | 0 | 0 | 0
5 |  |  | Distribution transformers | POLE MOUNTED ; < = 22kV ; < = 60 kVA ; MULTIPLE PHASE | 11.8228 | 45 | 8.7 |  | 52 | 120 | 62 | 114 | 112 | 66 | 155 | 193 | 202 | 172 | 142 | 147 | 136 | 150 | 131 | 133 | 143 | 120 | 120 | 121 | 132 | 146 | 142 | 160 | 180 | 213 | 236 | 203 | 193 | 212 | 178 | 145 | 153 | 170 | 166 | 160 | 130 | 128 | 179 | 77 | 57 | 68 | 56 | 48 | 90 | 99 | 103 | 113 | 126 | 113 | 107 | 64 | 56 | 48 | 41 | 26 | 30 | 19 | 16 | 11 | 7 | 7 | 5 | 2 | 1 | 0 | 0 | 0 | 0 | 0 | 0 | 0 | 0 | 0 | 0 | 0 | 0 | 0 | 0 | 0 | 0 | 0 | 0 | 0 | 0 | 0 | 0 | 0 | 0 | 0 | 0 | 0 | 0 | 0 | 0 | 0 | 0 | 0 | 0 | 0 | 0 | 0 | 0
5 |  |  | Distribution transformers | POLE MOUNTED ; < = 22kV ; > 60 kVA AND < = 600 kVA ; MULTIPLE PHASE | 16.4461 | 45 | 8.7 |  | 444 | 238 | 123 | 227 | 223 | 132 | 308 | 383 | 402 | 342 | 283 | 293 | 271 | 299 | 260 | 265 | 285 | 239 | 239 | 242 | 263 | 290 | 283 | 318 | 358 | 423 | 470 | 405 | 384 | 421 | 354 | 289 | 305 | 339 | 330 | 319 | 259 | 255 | 356 | 153 | 114 | 136 | 111 | 96 | 179 | 197 | 206 | 225 | 250 | 224 | 212 | 128 | 111 | 95 | 82 | 52 | 59 | 38 | 32 | 22 | 14 | 14 | 9 | 3 | 1 | 0 | 0 | 0 | 0 | 0 | 0 | 0 | 0 | 0 | 0 | 0 | 0 | 0 | 0 | 0 | 0 | 0 | 0 | 0 | 0 | 0 | 0 | 0 | 0 | 0 | 0 | 0 | 0 | 0 | 0 | 0 | 0 | 0 | 0 | 0 | 0 | 0 | 0
5 |  |  | Distribution transformers | POLE MOUNTED ; < = 22kV ; > 600 kVA ; MULTIPLE PHASE | 108.0388 | 55 | 8.7 |  | 0 | 0 | 0 | 0 | 0 | 0 | 0 | 1 | 1 | 0 | 0 | 0 | 0 | 0 | 0 | 0 | 0 | 0 | 0 | 0 | 0 | 0 | 0 | 0 | 1 | 1 | 1 | 1 | 1 | 1 | 0 | 0 | 0 | 0 | 0 | 0 | 0 | 0 | 0 | 0 | 0 | 0 | 0 | 0 | 0 | 0 | 0 | 0 | 0 | 0 | 0 | 0 | 0 | 0 | 0 | 0 | 0 | 0 | 0 | 0 | 0 | 0 | 0 | 0 | 0 | 0 | 0 | 0 | 0 | 0 | 0 | 0 | 0 | 0 | 0 | 0 | 0 | 0 | 0 | 0 | 0 | 0 | 0 | 0 | 0 | 0 | 0 | 0 | 0 | 0 | 0 | 0 | 0 | 0 | 0 | 0 | 0 | 0 | 0 | 0 | 0 | 0 | 0
5 |  |  | Distribution transformers | KIOSK MOUNTED ; < = 22kV ; < = 60 kVA ; SINGLE PHASE | 13.2011 | 55 | 8.7 |  | 0 | 0 | 0 | 0 | 0 | 0 | 0 | 0 | 0 | 0 | 0 | 0 | 0 | 0 | 0 | 0 | 0 | 0 | 0 | 0 | 0 | 0 | 0 | 0 | 0 | 0 | 1 | 0 | 0 | 0 | 0 | 0 | 0 | 0 | 0 | 0 | 0 | 0 | 0 | 0 | 0 | 0 | 0 | 0 | 0 | 0 | 0 | 0 | 0 | 0 | 0 | 0 | 0 | 0 | 0 | 0 | 0 | 0 | 0 | 0 | 0 | 0 | 0 | 0 | 0 | 0 | 0 | 0 | 0 | 0 | 0 | 0 | 0 | 0 | 0 | 0 | 0 | 0 | 0 | 0 | 0 | 0 | 0 | 0 | 0 | 0 | 0 | 0 | 0 | 0 | 0 | 0 | 0 | 0 | 0 | 0 | 0 | 0 | 0 | 0 | 0 | 0 | 0
5 |  |  | Distribution transformers | KIOSK MOUNTED ; < = 22kV ; < = 60 kVA ; MULTIPLE PHASE | 28.0695 | 55 | 8.7 |  | 16 | 2 | 1 | 2 | 2 | 1 | 3 | 4 | 4 | 3 | 3 | 3 | 3 | 3 | 3 | 3 | 3 | 2 | 2 | 2 | 3 | 3 | 3 | 3 | 4 | 4 | 5 | 4 | 4 | 4 | 3 | 3 | 3 | 3 | 3 | 3 | 3 | 3 | 4 | 2 | 1 | 1 | 1 | 1 | 2 | 2 | 2 | 2 | 2 | 2 | 2 | 1 | 1 | 1 | 1 | 1 | 1 | 0 | 0 | 0 | 0 | 0 | 0 | 0 | 0 | 0 | 0 | 0 | 0 | 0 | 0 | 0 | 0 | 0 | 0 | 0 | 0 | 0 | 0 | 0 | 0 | 0 | 0 | 0 | 0 | 0 | 0 | 0 | 0 | 0 | 0 | 0 | 0 | 0 | 0 | 0 | 0 | 0 | 0 | 0 | 0 | 0 | 0
5 |  |  | Distribution transformers | KIOSK MOUNTED ; < = 22kV ; > 60 kVA AND < = 600 kVA ; MULTIPLE PHASE | 102.5536 | 55 | 8.7 |  | 116 | 45 | 23 | 43 | 42 | 25 | 58 | 72 | 76 | 65 | 53 | 55 | 51 | 57 | 49 | 50 | 54 | 45 | 45 | 46 | 50 | 55 | 53 | 60 | 68 | 80 | 89 | 76 | 73 | 80 | 67 | 55 | 58 | 64 | 62 | 60 | 49 | 48 | 67 | 29 | 21 | 26 | 21 | 18 | 34 | 37 | 39 | 43 | 47 | 42 | 40 | 24 | 21 | 18 | 16 | 10 | 11 | 7 | 6 | 4 | 3 | 3 | 2 | 1 | 0 | 0 | 0 | 0 | 0 | 0 | 0 | 0 | 0 | 0 | 0 | 0 | 0 | 0 | 0 | 0 | 0 | 0 | 0 | 0 | 0 | 0 | 0 | 0 | 0 | 0 | 0 | 0 | 0 | 0 | 0 | 0 | 0 | 0 | 0 | 0 | 0 | 0 | 0
5 |  |  | Distribution transformers | KIOSK MOUNTED ; < = 22kV ; > 600 kVA ; MULTIPLE PHASE | 118.2752 | 55 | 8.7 |  | 50 | 9 | 5 | 9 | 9 | 5 | 12 | 15 | 16 | 14 | 11 | 12 | 11 | 12 | 10 | 11 | 11 | 10 | 10 | 10 | 10 | 12 | 11 | 13 | 14 | 17 | 19 | 16 | 15 | 17 | 14 | 12 | 12 | 13 | 13 | 13 | 10 | 10 | 14 | 6 | 5 | 5 | 4 | 4 | 7 | 8 | 8 | 9 | 10 | 9 | 8 | 5 | 4 | 4 | 3 | 2 | 2 | 2 | 1 | 1 | 1 | 1 | 0 | 0 | 0 | 0 | 0 | 0 | 0 | 0 | 0 | 0 | 0 | 0 | 0 | 0 | 0 | 0 | 0 | 0 | 0 | 0 | 0 | 0 | 0 | 0 | 0 | 0 | 0 | 0 | 0 | 0 | 0 | 0 | 0 | 0 | 0 | 0 | 0 | 0 | 0 | 0 | 0
5 |  |  | Distribution transformers | GROUND OUTDOOR / INDOOR CHAMBER MOUNTED ; ˂ 22 kV ; < = 60 kVA ; SINGLE PHASE | 28.0695 | 45 | 8.7 |  | 0 | 0 | 0 | 0 | 0 | 0 | 0 | 0 | 0 | 0 | 0 | 0 | 0 | 0 | 0 | 0 | 0 | 0 | 0 | 0 | 0 | 0 | 0 | 0 | 0 | 0 | 1 | 0 | 0 | 0 | 0 | 0 | 0 | 0 | 0 | 0 | 0 | 0 | 0 | 0 | 0 | 0 | 0 | 0 | 0 | 0 | 0 | 0 | 0 | 0 | 0 | 0 | 0 | 0 | 0 | 0 | 0 | 0 | 0 | 0 | 0 | 0 | 0 | 0 | 0 | 0 | 0 | 0 | 0 | 0 | 0 | 0 | 0 | 0 | 0 | 0 | 0 | 0 | 0 | 0 | 0 | 0 | 0 | 0 | 0 | 0 | 0 | 0 | 0 | 0 | 0 | 0 | 0 | 0 | 0 | 0 | 0 | 0 | 0 | 0 | 0 | 0 | 0
5 |  |  | Distribution transformers | GROUND OUTDOOR / INDOOR CHAMBER MOUNTED ; ˂ 22 kV ; > 60 kVA AND < = 600 kVA ; SINGLE PHASE | 28.3768 | 45 | 8.7 |  | 0 | 0 | 0 | 0 | 0 | 0 | 0 | 0 | 0 | 0 | 0 | 0 | 0 | 0 | 0 | 0 | 0 | 0 | 0 | 0 | 0 | 0 | 0 | 0 | 0 | 0 | 1 | 0 | 0 | 0 | 0 | 0 | 0 | 0 | 0 | 0 | 0 | 0 | 0 | 0 | 0 | 0 | 0 | 0 | 0 | 0 | 0 | 0 | 0 | 0 | 0 | 0 | 0 | 0 | 0 | 0 | 0 | 0 | 0 | 0 | 0 | 0 | 0 | 0 | 0 | 0 | 0 | 0 | 0 | 0 | 0 | 0 | 0 | 0 | 0 | 0 | 0 | 0 | 0 | 0 | 0 | 0 | 0 | 0 | 0 | 0 | 0 | 0 | 0 | 0 | 0 | 0 | 0 | 0 | 0 | 0 | 0 | 0 | 0 | 0 | 0 | 0 | 0
5 |  |  | Distribution transformers | GROUND OUTDOOR / INDOOR CHAMBER MOUNTED ; ˂ 22 kV ; < = 60 kVA ; MULTIPLE PHASE | 28.3768 | 45 | 8.7 |  | 0 | 0 | 0 | 0 | 0 | 0 | 1 | 1 | 1 | 1 | 1 | 1 | 0 | 1 | 0 | 0 | 1 | 0 | 0 | 0 | 0 | 1 | 1 | 1 | 1 | 1 | 1 | 1 | 1 | 1 | 1 | 1 | 1 | 1 | 1 | 1 | 0 | 0 | 1 | 0 | 0 | 0 | 0 | 0 | 0 | 0 | 0 | 0 | 0 | 0 | 0 | 0 | 0 | 0 | 0 | 0 | 0 | 0 | 0 | 0 | 0 | 0 | 0 | 0 | 0 | 0 | 0 | 0 | 0 | 0 | 0 | 0 | 0 | 0 | 0 | 0 | 0 | 0 | 0 | 0 | 0 | 0 | 0 | 0 | 0 | 0 | 0 | 0 | 0 | 0 | 0 | 0 | 0 | 0 | 0 | 0 | 0 | 0 | 0 | 0 | 0 | 0 | 0
5 |  |  | Distribution transformers | GROUND OUTDOOR / INDOOR CHAMBER MOUNTED ; ˂ 22 kV ; > 60 kVA AND < = 600 kVA ; MULTIPLE PHASE | 28.3768 | 45 | 8.7 |  | 3 | 6 | 3 | 6 | 6 | 3 | 8 | 10 | 10 | 9 | 7 | 7 | 7 | 8 | 7 | 7 | 7 | 6 | 6 | 6 | 7 | 7 | 7 | 8 | 9 | 11 | 12 | 10 | 10 | 11 | 9 | 7 | 8 | 9 | 8 | 8 | 7 | 6 | 9 | 4 | 3 | 3 | 3 | 2 | 5 | 5 | 5 | 6 | 6 | 6 | 5 | 3 | 3 | 2 | 2 | 1 | 2 | 1 | 1 | 1 | 0 | 0 | 0 | 0 | 0 | 0 | 0 | 0 | 0 | 0 | 0 | 0 | 0 | 0 | 0 | 0 | 0 | 0 | 0 | 0 | 0 | 0 | 0 | 0 | 0 | 0 | 0 | 0 | 0 | 0 | 0 | 0 | 0 | 0 | 0 | 0 | 0 | 0 | 0 | 0 | 0 | 0 | 0
5 |  |  | Distribution transformers | GROUND OUTDOOR / INDOOR CHAMBER MOUNTED ; ˂ 22 kV ; > 600 kVA ; MULTIPLE PHASE | 42.1259 | 55 | 8.7 |  | 8 | 10 | 5 | 10 | 10 | 6 | 14 | 17 | 18 | 15 | 12 | 13 | 12 | 13 | 11 | 12 | 12 | 10 | 10 | 11 | 12 | 13 | 12 | 14 | 16 | 19 | 22 | 18 | 17 | 19 | 16 | 13 | 13 | 15 | 15 | 14 | 11 | 11 | 16 | 7 | 5 | 6 | 5 | 4 | 8 | 9 | 9 | 10 | 11 | 10 | 9 | 6 | 5 | 4 | 4 | 2 | 3 | 2 | 1 | 1 | 1 | 1 | 0 | 0 | 0 | 0 | 0 | 0 | 0 | 0 | 0 | 0 | 0 | 0 | 0 | 0 | 0 | 0 | 0 | 0 | 0 | 0 | 0 | 0 | 0 | 0 | 0 | 0 | 0 | 0 | 0 | 0 | 0 | 0 | 0 | 0 | 0 | 0 | 0 | 0 | 0 | 0 | 0
5 |  |  | Distribution transformers | GROUND OUTDOOR / INDOOR CHAMBER MOUNTED ; > 33 kV & < = 66 kV ; < = 15 MVA | 1137.9446 | 50.6 | 8.67 |  | 0 | 0 | 0 | 0 | 0 | 0 | 0 | 0 | 0 | 0 | 0 | 1 | 0 | 1 | 1 | 0 | 1 | 0 | 0 | 0 | 0 | 0 | 0 | 0 | 0 | 0 | 0 | 0 | 0 | 0 | 0 | 0 | 0 | 0 | 1 | 0 | 1 | 0 | 0 | 0 | 0 | 0 | 0 | 0 | 0 | 0 | 3 | 8 | 3 | 6 | 0 | 4 | 15 | 0 | 6 | 1 | 2 | 0 | 0 | 0 | 0 | 0 | 0 | 0 | 6 | 0 | 4 | 1 | 0 | 0 | 0 | 0 | 0 | 0 | 0 | 0 | 0 | 0 | 0 | 0 | 0 | 0 | 0 | 0 | 0 | 0 | 0 | 0 | 0 | 0 | 0 | 0 | 0 | 0 | 0 | 0 | 0 | 0 | 0 | 0 | 0 | 0 | 0
5 |  |  | Distribution transformers | GROUND OUTDOOR / INDOOR CHAMBER MOUNTED ; > 33 kV & < = 66 kV ; > 15 MVA AND < = 40 MVA | 1137.9446 | 50.6 | 8.67 |  | 2 | 3 | 3 | 3 | 5 | 1 | 3 | 1 | 1 | 1 | 2 | 2 | 0 | 3 | 0 | 1 | 0 | 0 | 0 | 0 | 0 | 0 | 0 | 0 | 0 | 1 | 0 | 1 | 2 | 0 | 0 | 0 | 2 | 0 | 6 | 2 | 12 | 1 | 0 | 3 | 0 | 0 | 0 | 0 | 0 | 0 | 0 | 1 | 4 | 2 | 2 | 2 | 0 | 0 | 1 | 1 | 0 | 0 | 0 | 0 | 0 | 0 | 0 | 0 | 0 | 0 | 0 | 1 | 0 | 0 | 0 | 0 | 0 | 0 | 0 | 0 | 0 | 0 | 0 | 0 | 0 | 0 | 0 | 0 | 0 | 0 | 0 | 0 | 0 | 0 | 0 | 0 | 0 | 0 | 0 | 0 | 0 | 0 | 0 | 0 | 0 | 0 | 0
5 |  |  | Distribution transformers | GROUND OUTDOOR / INDOOR CHAMBER MOUNTED ; > 33 kV & < = 66 kV ; > 40 MVA | 1137.9446 | 50.6 | 8.67 |  | 0 | 0 | 0 | 0 | 0 | 0 | 0 | 0 | 0 | 0 | 0 | 0 | 0 | 0 | 0 | 0 | 0 | 0 | 0 | 0 | 0 | 0 | 0 | 0 | 0 | 0 | 0 | 0 | 0 | 0 | 0 | 0 | 0 | 0 | 0 | 0 | 0 | 0 | 0 | 0 | 0 | 0 | 0 | 0 | 0 | 0 | 0 | 0 | 0 | 0 | 0 | 0 | 0 | 0 | 0 | 1 | 0 | 0 | 0 | 0 | 0 | 0 | 0 | 0 | 0 | 0 | 0 | 0 | 0 | 0 | 0 | 0 | 0 | 0 | 0 | 0 | 0 | 0 | 0 | 0 | 0 | 0 | 0 | 0 | 0 | 0 | 0 | 0 | 0 | 0 | 0 | 0 | 0 | 0 | 0 | 0 | 0 | 0 | 0 | 0 | 0 | 0 | 0
5 |  |  | Distribution transformers | POLE MOUNTED ; < ≈ 22KV ; < ≈ 60 KVA ; SWER | 3.2157 | 50 | 7.0711 |  | 193 | 343 | 177 | 326 | 320 | 190 | 443 | 551 | 578 | 491 | 407 | 421 | 389 | 430 | 373 | 381 | 409 | 343 | 343 | 347 | 379 | 417 | 406 | 456 | 514 | 609 | 676 | 582 | 552 | 606 | 509 | 415 | 439 | 487 | 475 | 458 | 373 | 367 | 511 | 220 | 163 | 196 | 159 | 138 | 257 | 283 | 295 | 324 | 359 | 322 | 305 | 184 | 159 | 136 | 118 | 74 | 85 | 55 | 46 | 31 | 21 | 20 | 14 | 5 | 2 | 0 | 0 | 0 | 0 | 0 | 0 | 0 | 0 | 0 | 0 | 0 | 0 | 0 | 0 | 0 | 0 | 0 | 0 | 0 | 0 | 0 | 0 | 0 | 0 | 0 | 0 | 0 | 0 | 0 | 0 | 0 | 0 | 0 | 0 | 0 | 0 | 0 | 0
5 |  |  | Distribution transformers | POLE MOUNTED ; < ≈ 22KV ; > 60 KVA AND < ≈ 600 KVA ; SWER | 29.7005 | 50 | 7.0711 |  | 0 | 0 | 0 | 0 | 0 | 0 | 0 | 0 | 1 | 0 | 0 | 0 | 0 | 0 | 0 | 0 | 0 | 0 | 0 | 0 | 0 | 0 | 0 | 0 | 0 | 1 | 1 | 1 | 0 | 1 | 0 | 0 | 0 | 0 | 0 | 0 | 0 | 0 | 0 | 0 | 0 | 0 | 0 | 0 | 0 | 0 | 0 | 0 | 0 | 0 | 0 | 0 | 0 | 0 | 0 | 0 | 0 | 0 | 0 | 0 | 0 | 0 | 0 | 0 | 0 | 0 | 0 | 0 | 0 | 0 | 0 | 0 | 0 | 0 | 0 | 0 | 0 | 0 | 0 | 0 | 0 | 0 | 0 | 0 | 0 | 0 | 0 | 0 | 0 | 0 | 0 | 0 | 0 | 0 | 0 | 0 | 0 | 0 | 0 | 0 | 0 | 0 | 0
5 |  |  | Distribution transformers | KIOSK MOUNTED ; < ≈ 22KV ; < ≈ 60 KVA ; SWER | 13.2011 | 50 | 7.0711 |  | 4 | 1 | 1 | 1 | 1 | 1 | 2 | 2 | 2 | 2 | 2 | 2 | 1 | 2 | 1 | 1 | 2 | 1 | 1 | 1 | 1 | 2 | 2 | 2 | 2 | 2 | 3 | 2 | 2 | 2 | 2 | 2 | 2 | 2 | 2 | 2 | 1 | 1 | 2 | 1 | 1 | 1 | 1 | 1 | 1 | 1 | 1 | 1 | 1 | 1 | 1 | 1 | 1 | 1 | 0 | 0 | 0 | 0 | 0 | 0 | 0 | 0 | 0 | 0 | 0 | 0 | 0 | 0 | 0 | 0 | 0 | 0 | 0 | 0 | 0 | 0 | 0 | 0 | 0 | 0 | 0 | 0 | 0 | 0 | 0 | 0 | 0 | 0 | 0 | 0 | 0 | 0 | 0 | 0 | 0 | 0 | 0 | 0 | 0 | 0 | 0 | 0 | 0
5 |  |  | Distribution transformers | POLE / GROUND MOUNTED ; < = 22KV ; > 600 KVA ; REGULATOR | 65.3259 | 45 | 6.7082 |  | 17 | 12 | 31 | 56 | 56 | 1 | 3 | 4 | 6 | 5 | 4 | 4 | 4 | 4 | 4 | 4 | 4 | 3 | 3 | 3 | 4 | 4 | 4 | 5 | 5 | 6 | 6 | 6 | 5 | 6 | 5 | 4 | 4 | 5 | 5 | 5 | 4 | 4 | 5 | 2 | 2 | 2 | 2 | 1 | 3 | 3 | 3 | 3 | 4 | 3 | 3 | 2 | 2 | 1 | 1 | 1 | 1 | 1 | 0 | 0 | 0 | 0 | 0 | 0 | 0 | 0 | 0 | 0 | 0 | 0 | 0 | 0 | 0 | 0 | 0 | 0 | 0 | 0 | 0 | 0 | 0 | 0 | 0 | 0 | 0 | 0 | 0 | 0 | 0 | 0 | 0 | 0 | 0 | 0 | 0 | 0 | 0 | 0 | 0 | 0 | 0 | 0 | 0
5 |  |  | Distribution transformers | AUTO TRANSFORMERS | 42.1259 | 55 | 7.4162 |  | 0 | 0 | 0 | 1 | 0 | 0 | 0 | 0 | 0 | 0 | 0 | 0 | 0 | 0 | 0 | 0 | 0 | 0 | 0 | 0 | 0 | 0 | 0 | 0 | 0 | 0 | 0 | 0 | 0 | 0 | 0 | 0 | 0 | 0 | 0 | 0 | 0 | 0 | 0 | 0 | 0 | 0 | 0 | 0 | 0 | 0 | 0 | 0 | 0 | 0 | 0 | 0 | 0 | 0 | 0 | 0 | 0 | 0 | 0 | 0 | 0 | 0 | 0 | 0 | 0 | 0 | 0 | 0 | 0 | 0 | 0 | 0 | 0 | 0 | 0 | 0 | 0 | 0 | 0 | 0 | 0 | 0 | 0 | 0 | 0 | 0 | 0 | 0 | 0 | 0 | 0 | 0 | 0 | 0 | 0 | 0 | 0 | 0 | 0 | 0 | 0 | 0 | 0
Switchgear
6 |  |  | Distribution switchgear | ˂ = 11 kV ; SWITCH | 34.7821 | 50 | 7.0711 |  | 3 | 5 | 3 | 4 | 4 | 7 | 2 | 9 | 0 | 4 | 0 | 0 | 1 | 2 | 1 | 1 | 0 | 0 | 0 | 0 | 0 | 0 | 0 | 0 | 0 | 1 | 0 | 2 | 0 | 1 | 3 | 1 | 0 | 2 | 0 | 2 | 6 | 0 | 3 | 2 | 0 | 0 | 0 | 0 | 1 | 4 | 2 | 3 | 1 | 2 | 0 | 1 | 3 | 0 | 1 | 2 | 1 | 0 | 0 | 1 | 1 | 0 | 0 | 0 | 0 | 0 | 0 | 0 | 0 | 0 | 0 | 0 | 0 | 0 | 0 | 0 | 0 | 0 | 0 | 0 | 0 | 0 | 0 | 0 | 0 | 0 | 0 | 0 | 0 | 0 | 0 | 0 | 0 | 0 | 0 | 0 | 0 | 0 | 0 | 0 | 0 | 0 | 0 | 0
6 |  |  | Distribution switchgear | ˂ = 11 kV ; CIRCUIT BREAKER | 89.0353 | 45 | 6.7082 |  | 0 | 0 | 0 | 1 | 0 | 0 | 0 | 0 | 0 | 0 | 0 | 0 | 0 | 0 | 0 | 0 | 0 | 0 | 0 | 0 | 2 | 0 | 0 | 0 | 1 | 2 | 2 | 2 | 0 | 0 | 20 | 0 | 0 | 0 | 0 | 1 | 1 | 0 | 1 | 0 | 0 | 0 | 0 | 0 | 0 | 1 | 0 | 1 | 0 | 0 | 8 | 0 | 2 | 0 | 1 | 1 | 12 | 0 | 0 | 0 | 0 | 0 | 0 | 0 | 0 | 0 | 0 | 0 | 0 | 0 | 0 | 0 | 0 | 0 | 0 | 0 | 0 | 0 | 0 | 0 | 0 | 0 | 0 | 0 | 0 | 0 | 0 | 0 | 0 | 0 | 0 | 0 | 0 | 0 | 0 | 0 | 0 | 0 | 0 | 0 | 0 | 0 | 0 | 0
6 |  |  | Distribution switchgear | ˂= 1 kV CIRCUIT BREAKER | 4.8542 | 45 | 6.7082 |  | 0 | 0 | 0 | 0 | 0 | 0 | 0 | 0 | 0 | 0 | 0 | 0 | 141 | 223 | 70 | 117 | 12 | 23 | 23 | 12 | 12 | 12 | 12 | 23 | 12 | 82 | 12 | 200 | 35 | 117 | 12 | 70 | 12 | 188 | 12 | 247 | 646 | 12 | 399 | 235 | 12 | 12 | 12 | 12 | 106 | 493 | 200 | 294 | 106 | 200 | 35 | 117 | 329 | 23 | 94 | 270 | 129 | 12 | 12 | 59 | 153 | 12 | 35 | 12 | 23 | 12 | 12 | 12 | 12 | 12 | 12 | 12 | 12 | 12 | 12 | 12 | 12 | 12 | 12 | 12 | 12 | 12 | 12 | 12 | 12 | 12 | 12 | 12 | 12 | 12 | 12 | 12 | 12 | 12 | 12 | 12 | 12 | 12 | 12 | 12 | 12 | 12 | 12 | 12
6 |  |  | Distribution switchgear | > 1 kV & ˂= 11 kV ISOLATORS, EARTHING SWITCH | 4.8542 | 45 | 6.7082 |  | 2 | 2 | 1 | 0 | 2 | 4 | 1 | 2 | 1 | 1 | 0 | 0 | 2 | 3 | 1 | 1 | 0 | 0 | 0 | 0 | 0 | 0 | 0 | 0 | 0 | 1 | 0 | 3 | 0 | 1 | 0 | 1 | 0 | 2 | 0 | 3 | 8 | 1 | 5 | 3 | 0 | 0 | 0 | 0 | 1 | 6 | 3 | 4 | 1 | 3 | 1 | 1 | 4 | 0 | 1 | 3 | 2 | 0 | 0 | 1 | 2 | 0 | 0 | 0 | 0 | 0 | 0 | 0 | 0 | 0 | 0 | 0 | 0 | 0 | 0 | 0 | 0 | 0 | 0 | 0 | 0 | 0 | 0 | 0 | 0 | 0 | 0 | 0 | 0 | 0 | 0 | 0 | 0 | 0 | 0 | 0 | 0 | 0 | 0 | 0 | 0 | 0 | 0 | 0
6 |  |  | Distribution switchgear | > 11 kV & < = 22 kV ; SWITCH | 18.014 | 50 | 7.0711 |  | 552 | 808 | 657 | 666 | 681 | 728 | 693 | 562 | 497 | 474 | 341 | 211 | 222 | 315 | 122 | 144 | 21 | 27 | 28 | 23 | 20 | 16 | 16 | 29 | 16 | 96 | 17 | 228 | 42 | 133 | 31 | 85 | 31 | 248 | 42 | 286 | 733 | 13 | 447 | 264 | 13 | 13 | 19 | 13 | 118 | 553 | 225 | 326 | 119 | 224 | 39 | 130 | 365 | 26 | 104 | 300 | 144 | 13 | 13 | 65 | 170 | 13 | 39 | 13 | 26 | 13 | 13 | 13 | 13 | 13 | 13 | 13 | 13 | 13 | 13 | 13 | 13 | 13 | 13 | 13 | 13 | 13 | 13 | 13 | 13 | 13 | 13 | 13 | 13 | 13 | 13 | 13 | 13 | 13 | 13 | 13 | 13 | 13 | 13 | 13 | 13 | 13 | 13 | 13
6 |  |  | Distribution switchgear | > 11 kV & < = 22 kV ; CIRCUIT BREAKER | 89.0353 | 52.4 | 8.7 |  | 7 | 9 | 15 | 16 | 12 | 16 | 14 | 15 | 18 | 12 | 23 | 14 | 15 | 25 | 7 | 13 | 0 | 2 | 2 | 0 | 0 | 0 | 0 | 2 | 0 | 9 | 0 | 22 | 3 | 13 | 0 | 7 | 0 | 21 | 0 | 28 | 74 | 0 | 45 | 26 | 0 | 0 | 0 | 0 | 11 | 56 | 22 | 33 | 11 | 22 | 3 | 13 | 37 | 2 | 10 | 30 | 14 | 0 | 0 | 6 | 17 | 0 | 3 | 0 | 2 | 0 | 0 | 0 | 0 | 0 | 0 | 0 | 0 | 0 | 0 | 0 | 0 | 0 | 0 | 0 | 0 | 0 | 0 | 0 | 0 | 0 | 0 | 0 | 0 | 0 | 0 | 0 | 0 | 0 | 0 | 0 | 0 | 0 | 0 | 0 | 0 | 0 | 0 | 0
6 |  |  | Distribution switchgear | > 33 kV & < = 66 kV ; SWITCH | 36.4317 | 55 | 7.4162 |  | 0 | 1 | 6 | 0 | 3 | 2 | 6 | 2 | 8 | 4 | 3 | 4 | 8 | 15 | 3 | 5 | 0 | 1 | 1 | 0 | 0 | 0 | 0 | 1 | 0 | 3 | 0 | 8 | 1 | 5 | 0 | 4 | 0 | 8 | 0 | 10 | 26 | 0 | 16 | 9 | 0 | 0 | 0 | 0 | 4 | 20 | 8 | 12 | 4 | 11 | 13 | 5 | 13 | 4 | 4 | 11 | 5 | 0 | 0 | 2 | 6 | 0 | 1 | 0 | 1 | 0 | 0 | 0 | 0 | 0 | 0 | 0 | 0 | 0 | 0 | 0 | 0 | 0 | 0 | 0 | 0 | 0 | 0 | 0 | 0 | 0 | 0 | 0 | 0 | 0 | 0 | 0 | 0 | 0 | 0 | 0 | 0 | 0 | 0 | 0 | 0 | 0 | 0 | 0
6 |  |  | Distribution switchgear | > 33 kV & < = 66 kV ; CIRCUIT BREAKER | 189.281 | 47.2 | 7.9 |  | 7 | 4 | 2 | 9 | 6 | 8 | 4 | 3 | 4 | 7 | 6 | 5 | 2 | 5 | 2 | 1 | 1 | 0 | 0 | 0 | 0 | 0 | 0 | 0 | 0 | 1 | 0 | 0 | 2 | 0 | 3 | 0 | 18 | 0 | 0 | 0 | 0 | 21 | 0 | 18 | 0 | 0 | 0 | 0 | 0 | 5 | 0 | 6 | 0 | 4 | 5 | 12 | 9 | 0 | 6 | 1 | 0 | 0 | 0 | 0 | 0 | 0 | 0 | 0 | 0 | 0 | 0 | 0 | 0 | 0 | 0 | 0 | 0 | 0 | 0 | 0 | 0 | 0 | 0 | 0 | 0 | 0 | 0 | 0 | 0 | 0 | 0 | 0 | 0 | 0 | 0 | 0 | 0 | 0 | 0 | 0 | 0 | 0 | 0 | 0 | 0 | 0 | 0 | 0
6 |  |  | Distribution switchgear | > 11 KV & < ≈ 22 KV ; ISOLATORS, EARTHING SWITCH | 4.8542 | 55 | 7.4162 |  | 247 | 307 | 1079 | 756 | 1100 | 1167 | 1369 | 557 | 304 | 230 | 245 | 206 | 253 | 330 | 117 | 160 | 24 | 30 | 31 | 19 | 17 | 17 | 16 | 28 | 18 | 100 | 14 | 240 | 43 | 142 | 19 | 87 | 19 | 232 | 26 | 302 | 776 | 16 | 481 | 289 | 14 | 16 | 14 | 14 | 128 | 606 | 244 | 359 | 130 | 263 | 50 | 149 | 403 | 28 | 113 | 324 | 156 | 14 | 14 | 71 | 183 | 14 | 42 | 14 | 28 | 14 | 14 | 14 | 14 | 14 | 14 | 14 | 14 | 14 | 14 | 14 | 14 | 14 | 14 | 14 | 14 | 14 | 14 | 14 | 14 | 14 | 14 | 14 | 14 | 14 | 14 | 14 | 14 | 14 | 14 | 14 | 14 | 14 | 14 | 14 | 14 | 14 | 14 | 14
6 |  |  | Distribution switchgear | > 33 KV & < ≈ 66 KV ; ISOLATORS, EARTHING SWITCH | 10.5945 | 55 | 7.4162 |  | 4 | 4 | 18 | 5 | 1 | 5 | 8 | 4 | 1 | 3 | 4 | 1 | 20 | 30 | 4 | 8 | 1 | 1 | 1 | 1 | 1 | 1 | 1 | 1 | 1 | 14 | 1 | 21 | 3 | 8 | 1 | 5 | 40 | 19 | 11 | 17 | 39 | 19 | 24 | 27 | 1 | 1 | 1 | 1 | 6 | 37 | 14 | 31 | 11 | 32 | 16 | 28 | 31 | 1 | 11 | 19 | 8 | 1 | 1 | 3 | 9 | 1 | 2 | 1 | 1 | 1 | 1 | 1 | 1 | 1 | 1 | 1 | 1 | 3 | 1 | 1 | 1 | 1 | 1 | 1 | 1 | 1 | 1 | 1 | 1 | 1 | 1 | 1 | 1 | 1 | 1 | 1 | 1 | 1 | 1 | 1 | 1 | 1 | 1 | 1 | 1 | 1 | 1 | 1
6 |  |  | Distribution switchgear | HV FUSES AND SURGE DIVERTERS | 2.1917 | 30 | 5.4772 |  | 3609 | 3609 | 3609 | 6804 | 11960 | 11758 | 11758 | 11758 | 11758 | 11758 | 11758 | 11758 | 11758 | 11756 | 7914 | 7914 | 7914 | 7914 | 9240 | 11922 | 6372 | 6372 | 9012 | 9012 | 9530 | 9130 | 9129 | 7754 | 8783 | 6384 | 6282 | 8293 | 8759 | 4482 | 5774 | 3133 | 3919 | 3458 | 2941 | 2941 | 2936 | 2936 | 2281 | 51 | 51 | 51 | 51 | 51 | 51 | 51 | 51 | 51 | 96 | 96 | 51 | 51 | 51 | 51 | 51 | 51 | 51 | 51 | 51 | 51 | 51 | 51 | 51 | 51 | 51 | 51 | 56 | 38 | 49 | 0 | 0 | 0 | 0 | 0 | 0 | 0 | 0 | 0 | 0 | 0 | 0 | 0 | 0 | 0 | 0 | 0 | 0 | 0 | 0 | 0 | 0 | 0 | 0 | 0 | 0 | 0 | 0 | 0 | 0 | 0
Public Lighting
9 |  |  | Public Lighting | LUMINAIRES ; MAJOR ROAD | 3.1897 | 20 | 4.4721 |  | 856 | 650 | 531 | 475 | 788 | 387 | 1477 | 1004 | 1072 | 839 | 665 | 520 | 332 | 322 | 245 | 576 | 241 | 398 | 431 | 289 | 268 | 142 | 212 | 200 | 64 | 11 | 1 | 0 | 0 | 8 | 0 | 0 | 0 | 0 | 124 | 0 | 0 | 0 | 0 | 0 | 0 | 0 | 16 | 0 | 2588 | 0 | 0 | 0 | 2 | 0 | 0 | 0 | 0 | 0 | 6811 | 0 | 0 | 0 | 0 | 0 | 0 | 0 | 0 | 0 | 0 | 0 | 0 | 0 | 0 | 0 | 0 | 0 | 0 | 0 | 0 | 0 | 0 | 0 | 0 | 0 | 0 | 0 | 0 | 0 | 0 | 0 | 0 | 0 | 0 | 0 | 0 | 0 | 0 | 0 | 0 | 0 | 0 | 0 | 0 | 0 | 0 | 0 | 0
9 |  |  | Public Lighting | LUMINAIRES ; MINOR ROAD | 6.0952 | 20 | 4.4721 |  | 18797 | 5774 | 4321 | 5030 | 4742 | 4253 | 5572 | 4894 | 5049 | 4616 | 5627 | 5286 | 2603 | 2415 | 2634 | 3328 | 1345 | 2165 | 2118 | 480 | 512 | 511 | 388 | 7872 | 414 | 287 | 66 | 43 | 0 | 324 | 0 | 0 | 0 | 0 | 23 | 0 | 0 | 4 | 16 | 2 | 0 | 0 | 8 | 0 | 8572 | 0 | 0 | 0 | 0 | 0 | 0 | 0 | 0 | 0 | 26607 | 0 | 0 | 0 | 0 | 0 | 0 | 0 | 0 | 0 | 0 | 0 | 0 | 0 | 0 | 0 | 0 | 0 | 0 | 0 | 0 | 0 | 0 | 0 | 0 | 0 | 0 | 0 | 0 | 0 | 0 | 0 | 0 | 0 | 0 | 0 | 0 | 0 | 0 | 0 | 0 | 0 | 0 | 0 | 0 | 0 | 0 | 0 | 0
|  |  | Public Lighting | BRACKETS ; MAJOR ROAD | 0.49378 | 0 | 0 |  | 0 | 0 | 0 | 0 | 0 | 0 | 0 | 0 | 0 | 0 | 0 | 0 | 0 | 0 | 0 | 0 | 0 | 0 | 0 | 0 | 0 | 0 | 0 | 0 | 0 | 0 | 0 | 0 | 0 | 0 | 0 | 0 | 0 | 0 | 0 | 0 | 0 | 0 | 0 | 0 | 0 | 0 | 0 | 0 | 0 | 0 | 0 | 0 | 0 | 0 | 0 | 0 | 0 | 0 | 0 | 0 | 0 | 0 | 0 | 0 | 0 | 0 | 0 | 0 | 0 | 0 | 0 | 0 | 0 | 0 | 0 | 0 | 0 | 0 | 0 | 0 | 0 | 0 | 0 | 0 | 0 | 0 | 0 | 0 | 0 | 0 | 0 | 0 | 0 | 0 | 0 | 0 | 0 | 0 | 0 | 0 | 0 | 0 | 0 | 0 | 0 | 0 | 0
|  |  | Public Lighting | BRACKETS ; MINOR ROAD | 0.27875 | 0 | 0 |  | 0 | 0 | 0 | 0 | 0 | 0 | 0 | 0 | 0 | 0 | 0 | 0 | 0 | 0 | 0 | 0 | 0 | 0 | 0 | 0 | 0 | 0 | 0 | 0 | 0 | 0 | 0 | 0 | 0 | 0 | 0 | 0 | 0 | 0 | 0 | 0 | 0 | 0 | 0 | 0 | 0 | 0 | 0 | 0 | 0 | 0 | 0 | 0 | 0 | 0 | 0 | 0 | 0 | 0 | 0 | 0 | 0 | 0 | 0 | 0 | 0 | 0 | 0 | 0 | 0 | 0 | 0 | 0 | 0 | 0 | 0 | 0 | 0 | 0 | 0 | 0 | 0 | 0 | 0 | 0 | 0 | 0 | 0 | 0 | 0 | 0 | 0 | 0 | 0 | 0 | 0 | 0 | 0 | 0 | 0 | 0 | 0 | 0 | 0 | 0 | 0 | 0 | 0
9 |  |  | Public Lighting | LAMPS ; MAJOR ROAD | 3.1897 | 30 | 5.4772 |  | 1642 | 1623 | 1403 | 2948 | 2654 | 2806 | 3862 | 2962 | 873 | 1150 | 175 | 30 | 20 | 22 | 19 | 40 | 7 | 15 | 24 | 2 | 3 | 0 | 2 | 3 | 0 | 0 | 0 | 0 | 0 | 1 | 0 | 0 | 0 | 0 | 10 | 0 | 0 | 0 | 0 | 0 | 0 | 0 | 1 | 0 | 83 | 0 | 0 | 0 | 0 | 0 | 0 | 0 | 0 | 0 | 165 | 0 | 0 | 0 | 0 | 0 | 0 | 0 | 0 | 0 | 0 | 0 | 0 | 0 | 0 | 0 | 0 | 0 | 0 | 0 | 0 | 0 | 0 | 0 | 0 | 0 | 0 | 0 | 0 | 0 | 0 | 0 | 0 | 0 | 0 | 0 | 0 | 0 | 0 | 0 | 0 | 0 | 0 | 0 | 0 | 0 | 0 | 0 | 0
9 |  |  | Public Lighting | LAMPS ; MINOR ROAD | 6.0952 | 30 | 5.4772 |  | 29860 | 10214 | 22982 | 23204 | 18606 | 8748 | 6178 | 10884 | 2084 | 1754 | 376 | 122 | 47 | 27 | 46 | 105 | 9 | 12 | 45 | 4 | 2 | 0 | 5 | 76 | 2 | 0 | 0 | 0 | 0 | 0 | 0 | 0 | 0 | 0 | 0 | 0 | 0 | 0 | 0 | 0 | 0 | 0 | 1 | 0 | 1013 | 0 | 0 | 0 | 0 | 0 | 0 | 0 | 0 | 0 | 292 | 0 | 0 | 0 | 0 | 0 | 0 | 0 | 0 | 0 | 0 | 0 | 0 | 0 | 0 | 0 | 0 | 0 | 0 | 0 | 0 | 0 | 0 | 0 | 0 | 0 | 0 | 0 | 0 | 0 | 0 | 0 | 0 | 0 | 0 | 0 | 0 | 0 | 0 | 0 | 0 | 0 | 0 | 0 | 0 | 0 | 0 | 0 | 0
9 |  |  | Public Lighting | POLES / COLUMNS ; MAJOR ROAD | 13.3667 | 50 | 7.0711 |  | 218 | 414 | 470 | 497 | 574 | 653 | 589 | 568 | 440 | 519 | 635 | 645 | 508 | 193 | 403 | 316 | 207 | 119 | 97 | 89 | 203 | 221 | 111 | 115 | 199 | 224 | 202 | 71 | 108 | 107 | 61 | 36 | 32 | 48 | 70 | 15 | 35 | 30 | 63 | 20 | 18 | 22 | 16 | 13 | 16 | 21 | 17 | 17 | 10 | 10 | 9 | 10 | 5 | 6 | 7 | 4 | 2 | 2 | 1 | 1 | 2 | 1 | 1 | 1 | 3 | 0 | 1 | 1 | 0 | 1 | 0 | 0 | 1 | 1 | 4 | 1 | 2 | 1 | 1 | 1 | 1 | 1 | 1 | 0 | 0 | 0 | 0 | 0 | 0 | 0 | 0 | 0 | 0 | 0 | 0 | 0 | 0 | 0 | 0 | 0 | 0 | 0 | 0
9 |  |  | Public Lighting | POLES / COLUMNS ; MINOR ROAD | 8.1456 | 50 | 7.0711 |  | 1336 | 2541 | 2882 | 3049 | 3522 | 4005 | 3614 | 3489 | 2697 | 3183 | 3900 | 3956 | 3114 | 1179 | 2470 | 1936 | 1265 | 728 | 595 | 546 | 1241 | 1356 | 678 | 705 | 1219 | 1371 | 1236 | 435 | 657 | 651 | 368 | 218 | 195 | 290 | 424 | 89 | 211 | 178 | 387 | 117 | 110 | 130 | 95 | 77 | 92 | 126 | 99 | 98 | 57 | 59 | 51 | 56 | 26 | 35 | 37 | 23 | 12 | 11 | 2 | 4 | 6 | 2 | 6 | 2 | 16 | 0 | 1 | 2 | 0 | 1 | 0 | 0 | 1 | 5 | 20 | 6 | 12 | 3 | 1 | 2 | 5 | 2 | 1 | 0 | 0 | 0 | 0 | 0 | 0 | 0 | 0 | 0 | 0 | 0 | 0 | 0 | 0 | 0 | 0 | 0 | 0 | 0 | 0
Pole Top Structures
11 |  |  |  | ˂ = 1 kV | 2.7116 | 45 | 6.708 |  | 611 | 1058 | 1110 | 942 | 1099 | 1489 | 975 | 1305 | 1180 | 878 | 939 | 921 | 728 | 1115 | 961 | 897 | 602 | 793 | 809 | 1195 | 1607 | 2614 | 1953 | 2352 | 4174 | 5834 | 7006 | 5319 | 7491 | 6507 | 6717 | 4477 | 3568 | 6354 | 6925 | 2728 | 5335 | 6120 | 6508 | 5283 | 4175 | 4858 | 4409 | 4009 | 4707 | 5650 | 5175 | 4919 | 4197 | 4325 | 4408 | 2449 | 3029 | 3028 | 2726 | 1918 | 1991 | 1749 | 674 | 1105 | 966 | 944 | 1079 | 905 | 1189 | 538 | 299 | 269 | 305 | 215 | 135 | 106 | 341 | 734 | 1767 | 980 | 1557 | 498 | 378 | 189 | 214 | 123 | 68 | 27 | 39 | 0 | 0 | 0 | 0 | 0 | 0 | 0 | 0 | 0 | 0 | 0 | 0 | 0 | 0 | 0 | 0 | 0 | 0
11 |  |  |  | > 1 kV & < = 11 kV | 2.0334 | 45 | 6.708 |  | 6 | 14 | 11 | 5 | 13 | 10 | 32 | 14 | 18 | 16 | 25 | 13 | 15 | 17 | 9 | 23 | 13 | 5 | 9 | 6 | 6 | 10 | 3 | 9 | 34 | 13 | 4 | 7 | 11 | 15 | 33 | 27 | 9 | 13 | 16 | 7 | 22 | 14 | 3 | 14 | 13 | 9 | 14 | 10 | 16 | 11 | 9 | 5 | 9 | 7 | 7 | 5 | 3 | 4 | 1 | 5 | 2 | 0 | 0 | 1 | 2 | 0 | 0 | 0 | 0 | 0 | 0 | 0 | 0 | 0 | 0 | 0 | 0 | 1 | 0 | 0 | 0 | 0 | 0 | 0 | 0 | 0 | 0 | 0 | 0 | 0 | 0 | 0 | 0 | 0 | 0 | 0 | 0 | 0 | 0 | 0 | 0 | 0 | 0 | 0 | 0 | 0 | 0
11 |  |  |  | ˃ 11 kV & < = 22 kV | 2.6996 | 45 | 6.708 |  | 2708 | 4122 | 4554 | 3746 | 6679 | 7742 | 7174 | 9274 | 8107 | 8018 | 9061 | 5763 | 5311 | 6877 | 6106 | 4618 | 3995 | 4294 | 2956 | 4212 | 5253 | 5851 | 5214 | 5707 | 8849 | 9082 | 10350 | 7658 | 9188 | 9913 | 10977 | 7168 | 6329 | 10742 | 10916 | 4542 | 9592 | 9867 | 8785 | 6175 | 3140 | 3005 | 2873 | 2665 | 2161 | 3442 | 2630 | 2464 | 2293 | 2195 | 2036 | 1085 | 1219 | 1418 | 523 | 362 | 273 | 290 | 129 | 187 | 145 | 111 | 109 | 163 | 143 | 87 | 20 | 22 | 37 | 57 | 26 | 26 | 48 | 56 | 245 | 154 | 266 | 186 | 28 | 30 | 42 | 15 | 17 | 3 | 0 | 0 | 0 | 0 | 0 | 0 | 0 | 0 | 0 | 0 | 0 | 0 | 0 | 0 | 0 | 0 | 0 | 0 | 0
11 |  |  |  | > 22 kV & < = 66 kV | 3.2182 | 45 | 6.708 |  | 148 | 627 | 954 | 593 | 1624 | 930 | 857 | 1376 | 894 | 952 | 1782 | 666 | 705 | 1274 | 545 | 548 | 163 | 722 | 710 | 466 | 421 | 431 | 206 | 214 | 1020 | 1011 | 667 | 675 | 462 | 484 | 1635 | 1344 | 708 | 1540 | 1172 | 237 | 708 | 709 | 1242 | 994 | 565 | 273 | 421 | 241 | 275 | 269 | 64 | 124 | 204 | 114 | 120 | 118 | 32 | 126 | 27 | 21 | 0 | 45 | 37 | 38 | 5 | 32 | 13 | 15 | 18 | 0 | 1 | 0 | 1 | 0 | 0 | 108 | 30 | 21 | 17 | 11 | 0 | 1 | 1 | 44 | 38 | 0 | 0 | 0 | 0 | 0 | 0 | 0 | 0 | 0 | 0 | 0 | 0 | 0 | 0 | 0 | 0 | 0 | 0 | 0 | 0 | 0 | 0
SCADA, Network Control and Protection Systems
10 |  |  |  | FIELD DEVICES | 27.5605 | 19.6 | 4.4 |  | 255 | 106 | 480 | 155 | 142 | 155 | 118 | 110 | 106 | 114 | 110 | 101 | 103 | 130 | 139 | 137 | 86 | 59 | 45 | 55 | 54 | 39 | 45 | 45 | 51 | 42 | 113 | 121 | 113 | 116 | 116 | 102 | 103 | 108 | 112 | 100 | 52 | 36 | 47 | 11 | 47 | 47 | 47 | 29 | 20 | 18 | 8 | 6 | 14 | 15 | 11 | 33 | 35 | 15 | 34 | 10 | 16 | 16 | 16 | 16 | 16 | 16 | 16 | 16 | 12 | 15
10 |  |  |  | COMMUNICATIONS NETWORK ASSETS | 27.5605 | 22.6 | 4.8 |  | 147.7 | 119.3 | 262.8 | 131.4 | 261.2 | 112.4 | 160.6 | 122.6 | 43 | 28.3 | 38.9 | 51.5 | 66.8 | 566 | 23 | 16 | 20 | 23 | 0 | 117 | 7 | 0 | 0 | 0 | 0 | 0 | 0 | 0 | 0 | 0 | 0 | 0 | 0 | 0 | 0 | 0 | 0 | 0 | 0 | 0 | 0 | 0 | 0 | 0 | 0 | 0 | 0 | 0 | 0 | 0 | 0 | 0 | 0 | 0 | 0 | 0 | 0 | 0 | 0 | 0 | 0 | 0 | 0 | 0 | 0 | 0
10 |  |  |  | MASTER STATION ASSETS | 27.5605 | 5 | 2.2 |  | 0 | 18 | 53 | 7 | 12 | 8 | 11 | 0 | 2 | 0 | 0 | 0 | 0 | 0 | 0 | 0 | 0 | 0 | 0 | 0 | 0 | 0 | 0 | 0 | 0 | 0 | 0 | 0 | 0 | 0 | 0 | 0 | 0 | 0 | 0 | 0 | 0 | 0 | 0 | 0 | 0 | 0 | 0 | 0 | 0 | 0 | 0 | 0 | 0 | 0 | 0 | 0 | 0 | 0 | 0 | 0 | 0 | 0 | 0 | 0 | 0 | 0 | 0 | 0 | 0 | 0
|  |  |  | AUTOMATION REPLACEMENT EXPENDITURE |  |  |  |  | 0 | 0 | 0 | 0 | 0 | 0 | 0 | 0 | 0 | 0 | 0 | 0 | 0 | 0 | 0 | 0 | 0 | 0 | 0 | 0 | 0 | 0 | 0 | 0 | 0 | 0 | 0 | 0 | 0 | 0 | 0 | 0 | 0 | 0 | 0 | 0 | 0 | 0 | 0 | 0 | 0 | 0 | 0 | 0 | 0 | 0 | 0 | 0 | 0 | 0 | 0 | 0 | 0 | 0 | 0 | 0 | 0 | 0 | 0 | 0 | 0 | 0 | 0 | 0 | 0 | 0

## CalibratedInputs
ID | Asset category | Asset ID | $ ('000) | mean | SD | Meth | 0 | 1 | 2 | 3 | 4 | 5 | 6 | 7 | 8 | 9 | 10 | 11 | 12 | 13 | 14 | 15 | 16 | 17 | 18 | 19 | 20 | 21 | 22 | 23 | 24 | 25 | 26 | 27 | 28 | 29 | 30 | 31 | 32 | 33 | 34 | 35 | 36 | 37 | 38 | 39 | 40 | 41 | 42 | 43 | 44 | 45 | 46 | 47 | 48 | 49 | 50 | 51 | 52 | 53 | 54 | 55 | 56 | 57 | 58 | 59 | 60 | 61 | 62 | 63 | 64 | 65 | 66 | 67 | 68 | 69 | 70 | 71 | 72 | 73 | 74 | 75 | 76 | 77 | 78 | 79 | 80 | 81 | 82 | 83 | 84 | 85 | 86
|  | Poles |  |  |  |  | 62: 0; 63: 0; 64: 0; 65: 0; 66: 0; 67: 0; 68: 0; 69: 0; 70: 0; 71: 0; 72: 0; 73: 0; 74: 0; 75: 0; 76: 0; 77: 0; 78: 0; 79: 0; 80: 0
1 | Poles | STAKING OF A WOODEN POLE | 11.2791 | 25.3595 | 5.0358 |  | 1014 | 1117 | 834 | 778 | 498 | 699 | 1044 | 851 | 848 | 611 | 548 | 540 | 340 | 144 | 160 | 136 | 1633 | 1523 | 781 | 633 | 457 | 531 | 926 | 981 | 1615 | 371 | 103 | 24 | 46 | 0 | 0 | 0 | 0 | 1517 | 0 | 0 | 0 | 0 | 0 | 0 | 0 | 0 | 0 | 0 | 0 | 0 | 0 | 0 | 0 | 0 | 0 | 0 | 0 | 0 | 0 | 0 | 0 | 0 | 0 | 0 | 0 | 0 | 0 | 0 | 0 | 0 | 0 | 0 | 0 | 0 | 0 | 0 | 0 | 0 | 0 | 0 | 0 | 0 | 0 | 0 | 0 | 0 | 0 | 0
1 | Poles | ˂ = 1 kV; WOOD | 3.0434 | 79.2618 | 8.9029 |  | 253 | 454 | 319 | 407 | 385 | 372 | 477 | 487 | 657 | 606 | 601 | 509 | 792 | 676 | 428 | 50 | 19 | 15 | 7 | 4 | 18 | 15 | 36 | 399 | 1310 | 1265 | 1128 | 3309 | 2130 | 2496 | 1912 | 1859 | 2070 | 3837 | 1954 | 2366 | 1925 | 3705 | 3361 | 2701 | 3392 | 2847 | 2287 | 2440 | 3402 | 3310 | 3427 | 2326 | 2683 | 2679 | 1611 | 1813 | 1612 | 1526 | 1250 | 1092 | 1187 | 262 | 420 | 297 | 418 | 512 | 409 | 602 | 253 | 114 | 130 | 105 | 66 | 30 | 28 | 114 | 362 | 685 | 425 | 741 | 221 | 167 | 61 | 128 | 62 | 25 | 15 | 21
1 | Poles | > 1 kV & < = 11 kV; WOOD | 2.9611 | 73.3557 | 8.5648 |  | 9 | 5 | 5 | 2 | 6 | 9 | 7 | 10 | 5 | 12 | 7 | 5 | 10 | 4 | 2 | 2 | 3 | 9 | 3 | 0 | 10 | 0 | 6 | 30 | 14 | 8 | 9 | 5 | 21 | 21 | 19 | 5 | 6 | 15 | 3 | 31 | 11 | 4 | 9 | 12 | 8 | 14 | 7 | 21 | 10 | 18 | 13 | 31 | 19 | 5 | 12 | 17 | 20 | 12 | 27 | 8 | 4 | 0 | 0 | 7 | 2 | 0 | 2 | 4 | 0 | 0 | 0 | 2 | 0 | 0 | 0 | 0 | 9 | 4 | 3 | 3 | 0 | 0 | 0 | 0 | 0 | 0 | 0 | 0
1 | Poles | ˃ 11 kV & < = 22 kV; WOOD | 3.0517 | 75.2535 | 8.6749 |  | 758 | 1660 | 1307 | 1276 | 1427 | 1478 | 1573 | 1911 | 2794 | 3126 | 2785 | 2135 | 3632 | 3328 | 1919 | 358 | 161 | 120 | 165 | 147 | 557 | 108 | 598 | 1603 | 1487 | 2806 | 1521 | 4622 | 4249 | 5313 | 4834 | 5307 | 7184 | 7081 | 2714 | 4814 | 7429 | 7280 | 5776 | 4190 | 3824 | 3710 | 3269 | 5140 | 8111 | 8289 | 8608 | 10224 | 12074 | 11858 | 5303 | 4963 | 4830 | 4277 | 3904 | 3798 | 3533 | 786 | 1638 | 1156 | 821 | 1018 | 996 | 859 | 523 | 163 | 158 | 140 | 185 | 200 | 72 | 301 | 529 | 1505 | 1292 | 2400 | 633 | 315 | 151 | 79 | 52 | 22 | 6 | 8
1 | Poles | > 22 kV & < = 66 kV; WOOD | 3.6753 | 77.9323 | 8.8279 |  | 59 | 239 | 292 | 361 | 95 | 326 | 317 | 415 | 209 | 878 | 316 | 309 | 582 | 314 | 298 | 28 | 12 | 13 | 27 | 10 | 43 | 7 | 36 | 294 | 176 | 57 | 42 | 46 | 84 | 284 | 130 | 121 | 367 | 190 | 132 | 46 | 434 | 776 | 819 | 406 | 232 | 348 | 211 | 746 | 579 | 162 | 445 | 379 | 319 | 505 | 267 | 201 | 289 | 128 | 153 | 47 | 451 | 314 | 66 | 15 | 67 | 24 | 34 | 32 | 15 | 22 | 5 | 6 | 4 | 2 | 257 | 62 | 185 | 58 | 23 | 21 | 3 | 4 | 45 | 28 | 2 | 0 | 0 | 0
1 | Poles | ˂ = 1 kV; CONCRETE | 17.6836 | 54.6572 | 7.3931 |  | 210 | 302 | 247 | 275 | 263 | 165 | 421 | 244 | 80 | 8 | 3 | 2 | 7 | 15 | 75 | 221 | 339 | 127 | 526 | 781 | 1511 | 1315 | 884 | 1179 | 1988 | 2163 | 1535 | 1416 | 1508 | 791 | 660 | 93 | 636 | 736 | 6 | 803 | 404 | 241 | 65 | 81 | 374 | 202 | 4 | 0 | 0 | 0 | 0 | 0 | 0 | 0 | 0 | 0 | 0 | 0 | 0 | 2 | 0 | 0 | 0 | 0 | 0 | 0 | 0 | 0 | 0 | 0 | 0 | 0 | 0 | 0 | 0 | 0 | 0 | 0 | 0 | 0 | 0 | 0 | 0 | 0 | 0 | 0 | 0 | 0
1 | Poles | > 1 kV & < = 11 kV; CONCRETE | 17.2423 | 38.9 | 6.237 |  | 0 | 2 | 0 | 0 | 0 | 0 | 0 | 0 | 0 | 0 | 0 | 0 | 0 | 0 | 0 | 11 | 6 | 4 | 5 | 3 | 3 | 3 | 3 | 4 | 2 | 3 | 1 | 1 | 2 | 7 | 3 | 1 | 0 | 1 | 0 | 0 | 0 | 0 | 0 | 0 | 0 | 0 | 0 | 0 | 0 | 0 | 0 | 0 | 0 | 0 | 0 | 0 | 0 | 0 | 0 | 0 | 0 | 0 | 0 | 0 | 0 | 0 | 0 | 0 | 0 | 0 | 0 | 0 | 0 | 0 | 0 | 0 | 0 | 0 | 0 | 0 | 0 | 0 | 0 | 0 | 0 | 0 | 0 | 0
1 | Poles | ˃ 11 kV & < = 22 kV; CONCRETE | 17.2423 | 48.6143 | 6.9724 |  | 813 | 1552 | 1273 | 1456 | 1440 | 1066 | 2471 | 1477 | 451 | 13 | 2 | 6 | 13 | 27 | 609 | 1396 | 1997 | 1742 | 2148 | 3159 | 4502 | 3602 | 3436 | 5943 | 6381 | 7434 | 5549 | 4673 | 5282 | 4932 | 2144 | 720 | 2373 | 1986 | 6 | 1301 | 683 | 267 | 80 | 7 | 103 | 34 | 2 | 6 | 0 | 0 | 0 | 0 | 0 | 2 | 0 | 2 | 0 | 0 | 0 | 4 | 0 | 0 | 0 | 0 | 0 | 0 | 0 | 0 | 0 | 0 | 0 | 0 | 0 | 0 | 0 | 0 | 0 | 0 | 0 | 0 | 0 | 0 | 0 | 0 | 0 | 0 | 0 | 0
1 | Poles | > 22 kV & < = 66 kV; CONCRETE | 23.573 | 52.117 | 7.2192 |  | 11 | 482 | 119 | 530 | 251 | 251 | 415 | 37 | 136 | 163 | 7 | 2 | 2 | 11 | 19 | 23 | 68 | 44 | 165 | 367 | 145 | 110 | 65 | 269 | 592 | 379 | 463 | 310 | 291 | 1020 | 671 | 506 | 860 | 721 | 27 | 547 | 239 | 40 | 0 | 7 | 19 | 26 | 0 | 2 | 0 | 2 | 0 | 0 | 0 | 0 | 0 | 0 | 0 | 0 | 0 | 0 | 0 | 0 | 0 | 0 | 0 | 0 | 0 | 0 | 0 | 0 | 0 | 0 | 0 | 0 | 0 | 0 | 0 | 0 | 0 | 0 | 0 | 0 | 0 | 0 | 0 | 0 | 0 | 0
1 | Poles | ˂ = 1 kV; STEEL | 10.9352 | 58.5261 | 7.6502 |  | 2 | 67 | 0 | 56 | 42 | 9 | 4 | 8 | 10 | 4 | 6 | 16 | 6 | 40 | 70 | 7 | 4 | 4 | 4 | 10 | 7 | 2 | 4 | 7 | 6 | 11 | 11 | 0 | 2 | 0 | 2 | 0 | 0 | 4 | 0 | 0 | 0 | 4 | 0 | 0 | 22 | 6 | 0 | 4 | 0 | 4 | 0 | 0 | 23 | 0 | 1 | 1 | 14 | 14 | 4 | 0 | 0 | 6 | 4 | 0 | 0 | 0 | 0 | 0 | 0 | 0 | 0 | 0 | 0 | 0 | 0 | 0 | 0 | 0 | 0 | 0 | 0 | 0 | 0 | 0 | 0 | 0 | 0 | 0
1 | Poles | ˃ 11 kV & < = 22 kV; STEEL | 17.2423 | 38.9 | 6.237 |  | 0 | 0 | 0 | 0 | 0 | 0 | 0 | 0 | 0 | 0 | 1 | 0 | 0 | 0 | 0 | 0 | 0 | 0 | 0 | 0 | 0 | 0 | 0 | 0 | 0 | 0 | 0 | 0 | 0 | 0 | 0 | 0 | 0 | 0 | 0 | 0 | 0 | 0 | 0 | 0 | 0 | 0 | 0 | 0 | 0 | 0 | 0 | 0 | 0 | 0 | 0 | 0 | 0 | 0 | 0 | 0 | 0 | 0 | 0 | 0 | 0 | 0 | 0 | 0 | 0 | 0 | 0 | 0 | 0 | 0 | 0 | 0 | 0 | 0 | 0 | 0 | 0 | 0 | 0 | 0 | 0 | 0 | 0 | 0
1 | Poles | > 22 kV & < = 66 kV; STEEL | 23.573 | 38.9 | 6.237 |  | 9 | 27 | 5 | 0 | 12 | 11 | 10 | 5 | 11 | 226 | 614 | 518 | 117 | 303 | 48 | 19 | 16 | 12 | 8 | 5 | 5 | 10 | 5 | 12 | 12 | 7 | 5 | 8 | 7 | 5 | 7 | 5 | 5 | 8 | 7 | 11 | 5 | 149 | 5 | 7 | 137 | 31 | 115 | 2 | 0 | 0 | 0 | 0 | 3 | 2 | 0 | 2 | 2 | 2 | 0 | 0 | 0 | 0 | 0 | 0 | 0 | 0 | 0 | 0 | 0 | 0 | 0 | 0 | 0 | 0 | 0 | 0 | 0 | 0 | 0 | 0 | 0 | 0 | 0 | 0 | 0 | 0 | 0 | 0
1 | Poles | STAY POLES (AERIAL GUYS) | 11.1744 | 77.9423 | 8.8285 |  | 0 | 0 | 0 | 0 | 0 | 0 | 0 | 0 | 0 | 0 | 0 | 0 | 2 | 0 | 0 | 0 | 0 | 0 | 0 | 0 | 0 | 0 | 0 | 0 | 0 | 0 | 0 | 0 | 4 | 0 | 0 | 0 | 0 | 0 | 0 | 0 | 0 | 7 | 0 | 43 | 0 | 0 | 0 | 0 | 0 | 0 | 0 | 20 | 0 | 0 | 0 | 0 | 8 | 4 | 0 | 0 | 0 | 0 | 0 | 4 | 0 | 0 | 0 | 8 | 0 | 0 | 0 | 0 | 0 | 0 | 0 | 0 | 0 | 0 | 0 | 0 | 0 | 0 | 0 | 0 | 0 | 0 | 0 | 0
|  |  |  | 0 | 0 |  | 14 | 30 | 29 | 44 | 47 | 28 | 37 | 38 | 36 | 40 | 30 | 23 | 44 | 47 | 19 | 13 | 16 | 8 | 11 | 38 | 63 | 40 | 29 | 61 | 105 | 119 | 85 | 137 | 99 | 102 | 94 | 54 | 87 | 156 | 71 | 100 | 95 | 120 | 128 | 80 | 92 | 109 | 73 | 82 | 114 | 164 | 133 | 71 | 99 | 75 | 45 | 58 | 75 | 56 | 38 | 18 | 55 | 23 | 22 | 19 | 24 | 39 | 31 | 25 | 12 | 6 | 5 | 6 | 3 | 2 | 3 | 6 | 18 | 39 | 15 | 31 | 6 | 8 | 4 | 9 | 0 | 2 | 0 | 0
|  | Overhead Conductors |  | 0 | 0
2 | Overhead conductors | ˂ = 1 kV | 82.9619 | 87.1414 | 9.335
2 | Overhead conductors | > 1 kV & < = 11 kV | 53.4489 | 40.9 | 6.3953 |  | 102.2 | 35.3 | 52.8 | 59.3 | 60.8 | 48.1 | 67.1 | 60.5 | 61.2 | 51 | 49.9 | 42.4 | 68.1 | 61.9 | 50.5 | 23.1 | 30.7 | 12.8 | 45.2 | 66.6 | 129.9 | 113 | 78 | 134 | 279.5 | 290.2 | 226.6 | 401.6 | 311.1 | 282.2 | 223.4 | 167.2 | 229.9 | 387.3 | 166.5 | 269.3 | 198 | 334.6 | 289.1 | 234.7 | 319.6 | 259.3 | 194.5 | 208 | 287 | 278.7 | 293.1 | 199.2 | 232.3 | 229.9 | 137.9 | 157.1 | 139.6 | 130 | 104.4 | 90.4 | 97.4 | 23.5 | 37.3 | 27.6 | 36.6 | 46.6 | 37.5 | 55.9 | 22.8 | 12.4 | 9.3 | 7.7 | 4.4 | 2.8 | 2.4 | 7.8 | 27.8 | 41.4 | 29.9 | 45.7 | 15.8 | 12.5 | 0 | 8.2 | 3.6 | 2.2 | 1.3 | 1.9 | 0 | 0
2 | Overhead conductors | ˃ 11 kV & < = 22 kV ; SWER | 14.3863 | 89.1152 | 9.4401 |  | 2 | 0.2 | 0.4 | 0.4 | 0.4 | 0.4 | 0.6 | 0.5 | 0.5 | 0.5 | 0.5 | 0.4 | 0.6 | 0.5 | 0.4 | 0.3 | 0.3 | 0.3 | 0.4 | 0.5 | 0.8 | 0.6 | 0.6 | 1.1 | 1.2 | 1.5 | 1.1 | 1.4 | 1.5 | 1.6 | 1.1 | 0.9 | 1.4 | 1.4 | 0.4 | 0.9 | 1.2 | 1.2 | 0.9 | 0.5 | 0.5 | 0.5 | 0.4 | 0.7 | 1.1 | 1.2 | 1.2 | 1.4 | 1.7 | 1.7 | 0.7 | 0.7 | 0.6 | 0.6 | 0.6 | 0.6 | 0.6 | 0.1 | 0.3 | 0.2 | 0.1 | 0.2 | 0.2 | 0.1 | 0.1 | 0 | 0 | 0 | 0 | 0 | 0 | 0 | 0.1 | 0.2 | 0.2 | 0.4 | 0.1 | 0.1 | 0 | 0 | 0 | 0 | 0 | 0 | 0 | 0
2 | Overhead conductors | ˃ 11 kV & < = 22 kV ; MULTIPLE-PHASE | 53.4489 | 82.166 | 9.0645 |  | 77.1 | 79 | 118.2 | 132.8 | 136 | 107.6 | 150.2 | 135.4 | 136.9 | 114.2 | 111.7 | 94.9 | 152.5 | 138.6 | 113.1 | 51.7 | 68.7 | 28.6 | 101.1 | 149.1 | 290.7 | 252.8 | 174.6 | 300 | 625.6 | 649.4 | 507.2 | 898.9 | 696.2 | 631.6 | 500 | 374.2 | 514.6 | 866.9 | 372.5 | 602.6 | 443.2 | 748.1 | 647 | 525.4 | 715.3 | 580.3 | 435.4 | 465.5 | 642.4 | 623.7 | 656.2 | 445.8 | 519.9 | 514.6 | 308.7 | 351.5 | 317.2 | 299.8 | 242.6 | 211.4 | 226.9 | 57 | 87.9 | 66.3 | 86.4 | 108.7 | 88.4 | 129.5 | 51.1 | 32.2 | 25.4 | 21.8 | 14.4 | 6.2 | 5.3 | 12 | 63.5 | 123.7 | 81.7 | 133.1 | 34.3 | 24.7 | 11.8 | 17.3 | 10.5 | 3.9 | 1.8 | 3.4 | 0 | 0
2 | Overhead conductors | > 22 kV & < = 66 kV | 1434.7063 | 90.2861 | 9.5019 |  | 0 | 0 | 0 | 0 | 0 | 0 | 0 | 0 | 0 | 0 | 0 | 0 | 0 | 0 | 0 | 0 | 0 | 0 | 0 | 0 | 0 | 0 | 0 | 0 | 0 | 0 | 0 | 0 | 0 | 0 | 0 | 0 | 0 | 0 | 0 | 0 | 0 | 0 | 0 | 0 | 0 | 0 | 0 | 0 | 0 | 0 | 0 | 0 | 0 | 0 | 0 | 0 | 0 | 0 | 0 | 0 | 0 | 0 | 0 | 0 | 0 | 0 | 0 | 0 | 0 | 0 | 0 | 0 | 0 | 0 | 0 | 0 | 0 | 0 | 0 | 0 | 0 | 0 | 0 | 0 | 0 | 0 | 0 | 0 | 0 | 0
2 | Overhead conductors | PUBLIC LIGHTING CONDUCTOR | 82.9619 | 40.9 | 6.3953 |  | 431.5 | 158.8 | 292.5 | 287.6 | 316 | 273.4 | 405.5 | 355.1 | 338 | 362.3 | 377.4 | 302.9 | 404.9 | 388.3 | 274.9 | 187.6 | 233 | 199.3 | 249 | 351.9 | 538 | 396.4 | 433.7 | 810.4 | 841.6 | 1094.3 | 757 | 997.9 | 1032.7 | 1119.4 | 768.9 | 643.8 | 1015 | 970.5 | 286.4 | 651.6 | 862.2 | 830 | 619.6 | 446.9 | 428.6 | 399.1 | 361.8 | 549 | 868.3 | 900.8 | 925.8 | 1100.8 | 1295.9 | 1271.9 | 571.6 | 536.9 | 519.1 | 457.6 | 416 | 408.4 | 373.3 | 79.8 | 173.9 | 123 | 82.3 | 108.5 | 106.9 | 89.7 | 56.1 | 17.2 | 16.5 | 14 | 19.3 | 20.6 | 5.5 | 29.4 | 57.9 | 136 | 111.6 | 189.6 | 63.8 | 33.3 | 6.3 | 6.2 | 5.4 | 2.7 | 0.5 | 0.6 | 0 | 0
|  |  |  | 0 | 0 |  | 37.8 | 31.4 | 57.6 | 102.2 | 56.6 | 52.9 | 82.9 | 56.6 | 43.6 | 123.2 | 37.5 | 37.4 | 76.2 | 29.5 | 39.1 | 5.6 | 9.4 | 7 | 22.4 | 45.4 | 25 | 14.1 | 12.1 | 68.7 | 91.1 | 52.9 | 60.2 | 42.3 | 44.8 | 155.9 | 95.9 | 75.3 | 146.3 | 108.1 | 18.8 | 70.6 | 79.8 | 98.2 | 98.7 | 55.1 | 30.3 | 44.8 | 26.3 | 91.2 | 68.6 | 19.4 | 54.7 | 49.3 | 39.8 | 61.2 | 31.4 | 25.8 | 37.4 | 15 | 18.5 | 5.7 | 63.4 | 38.8 | 8.3 | 2.4 | 8.5 | 2.8 | 4 | 4.4 | 1.8 | 2.5 | 0.5 | 0.8 | 0.4 | 0 | 21.5 | 4.8 | 13.6 | 1.9 | 0.8 | 0.5 | 0.5 | 0.4 | 0.4 | 0.2 | 0.1 | 0 | 0 | 0 | 0 | 0
|  | Underground Cables |  | 0 | 0 |  | 1 | 0.1 | 0.1 | 0.1 | 0.1 | 0.1 | 0.1 | 0.1 | 0.1 | 0.1 | 0.1 | 0.1 | 0.1 | 0.1 | 0.1 | 0 | 0.1 | 0 | 0.1 | 0.1 | 0.2 | 0.2 | 0.1 | 0.2 | 0.5 | 0.5 | 0.4 | 0.7 | 0.6 | 0.6 | 0.5 | 0.4 | 0.5 | 0.9 | 0.3 | 0.5 | 0.3 | 0.6 | 0.5 | 0.4 | 0.7 | 0.5 | 0.3 | 0.4 | 0.5 | 0.5 | 0.5 | 0.3 | 0.4 | 0.4 | 0.2 | 0.3 | 0.2 | 0.2 | 0.2 | 0.2 | 0.2 | 0 | 0.1 | 0.1 | 0.1 | 0.1 | 0.1 | 0.1 | 0 | 0 | 0 | 0 | 0 | 0 | 0 | 0 | 0.1 | 0.1 | 0.1 | 0.1 | 0 | 0 | 0 | 0 | 0 | 0 | 0 | 0 | 0 | 0
3 | Underground cables | ˂ = 1 kV | 109.6271 | 41.7957 | 6.465
3 | Underground cables | > 1 kV & < = 11 kV | 355.6262 | 70 | 8.3666
3 | Underground cables | > 11 kV & < = 22 kV | 355.6262 | 48.2475 | 6.946 |  | 111.36 | 157.51 | 235.81 | 264.84 | 60.09 | 197.06 | 157.91 | 165.2 | 174.61 | 156.8 | 226.1 | 226.2 | 120.79 | 140.72 | 145.57 | 106.32 | 68.08 | 42.29 | 48.25 | 61.1 | 73.44 | 56.95 | 55.74 | 63.02 | 60.29 | 50.58 | 33.18 | 37.53 | 25.7 | 19.32 | 6.78 | 11.43 | 8.09 | 15.17 | 16.39 | 12.65 | 26 | 36.72 | 7.99 | 2.12 | 12.85 | 1.82 | 1.32 | 1.01 | 0.71 | 0.1 | 0.2 | 1.72 | 1.01 | 0.1 | 0 | 0 | 0 | 0 | 0 | 0 | 0 | 0.81 | 0 | 0 | 0 | 0 | 0 | 0 | 0 | 0 | 0 | 0 | 0 | 0 | 0 | 0 | 0 | 0 | 0 | 0 | 0 | 0 | 0 | 0 | 0 | 0 | 0 | 0 | 0 | 0
3 | Underground cables | > 33 kV & < = 66 kV | 355.6262 | 70 | 8.3666 |  | 0.17 | 0 | 0 | 0 | 0.3 | 0.71 | 0.3 | 0.61 | 0.2 | 0.71 | 0 | 0 | 0 | 5.05 | 0 | 0.3 | 3.23 | 0.1 | 0 | 0.1 | 0 | 0 | 0.4 | 0 | 0.2 | 0.1 | 0 | 1.72 | 0 | 0 | 0 | 0 | 0.1 | 0 | 1.72 | 0.1 | 0 | 0 | 0 | 0 | 0.2 | 0 | 0 | 0 | 0 | 0 | 0 | 0 | 0 | 0 | 0 | 0 | 0 | 0 | 0 | 0 | 0 | 0 | 0 | 0 | 0 | 0 | 0 | 0 | 0 | 0 | 0 | 0 | 0 | 0 | 0 | 0 | 0 | 0 | 0 | 0 | 0 | 0 | 0 | 0 | 0 | 0 | 0 | 0 | 0 | 0
3 | Underground cables | PUBLIC LIGHTING UNDERGROUND CABLE | 109.6271 | 70 | 8.3666 |  | 76.14 | 44.6 | 82.11 | 80.81 | 39.7 | 111.91 | 80.51 | 82.91 | 86.81 | 67.41 | 82.11 | 70.51 | 52.1 | 73.51 | 71.71 | 47.4 | 44.6 | 32.6 | 24.1 | 37.1 | 30.9 | 16.5 | 21.1 | 19.6 | 16 | 22.6 | 11.3 | 14.1 | 11.7 | 9.6 | 5.3 | 5 | 4 | 5.4 | 6.8 | 4.9 | 8.1 | 9.5 | 0.8 | 3.5 | 0.8 | 0.7 | 0.9 | 1.2 | 0.7 | 3 | 0.2 | 6.1 | 0.1 | 0 | 0.1 | 0 | 0 | 0.1 | 0 | 0.1 | 0 | 0.7 | 0 | 0 | 0 | 0.1 | 0 | 0 | 0.1 | 0 | 0 | 0 | 0 | 0 | 0 | 0 | 0 | 0 | 0 | 0 | 0 | 0 | 0 | 0 | 0 | 0 | 0 | 0 | 0 | 0
|  |  |  | 0 | 0 |  | 0 | 0 | 0 | 0 | 0 | 0 | 0.09 | 0 | 0.26 | 1.79 | 0.26 | 0 | 0 | 0 | 0 | 0 | 0 | 0 | 0 | 0 | 0 | 0 | 0 | 0 | 0 | 0 | 0 | 0.17 | 0 | 0 | 0 | 0 | 0 | 0 | 0 | 0 | 0 | 0 | 0 | 0 | 0 | 0 | 0 | 0 | 0 | 0 | 0 | 0 | 0 | 0 | 0 | 0 | 0 | 0 | 0 | 0 | 0 | 0 | 0 | 0 | 0 | 0 | 0 | 0 | 0 | 0 | 0 | 0 | 0 | 0 | 0 | 0 | 0 | 0 | 0 | 0 | 0 | 0 | 0 | 0 | 0 | 0 | 0 | 0 | 0 | 0
|  | Service Lines |  | 0 | 0 |  | 28.83 | 38.23 | 57.24 | 64.28 | 21.73 | 72.53 | 49.9 | 63.27 | 62.97 | 58.75 | 84.4 | 70.92 | 44.66 | 46.47 | 55.13 | 36.01 | 21.12 | 20.62 | 17.1 | 20.72 | 27.36 | 20.22 | 24.34 | 19.21 | 21.83 | 14.28 | 15.79 | 6.74 | 10.36 | 13.28 | 4.02 | 7.54 | 10.16 | 11.27 | 3.92 | 5.43 | 8.65 | 12.88 | 5.43 | 0.3 | 0.7 | 5.43 | 0.91 | 0.8 | 0.8 | 0 | 1.01 | 0.5 | 0 | 0.5 | 0 | 0 | 0 | 0 | 0 | 0 | 0 | 0.1 | 0 | 0 | 0 | 0 | 0 | 0 | 0 | 0 | 0 | 0 | 0 | 0 | 0 | 0 | 0 | 0 | 0 | 0 | 0 | 0 | 0 | 0 | 0 | 0 | 0 | 0 | 0 | 0
4 | Service Lines | LV OVERHEAD SERVICE CABLE | 31.3193 | 58.56 | 7.6525
4 | Service Lines | LV UNDERGROUND SERVICE CABLE | 109.6271 | 70 | 8.3666
|  |  |  | 0 | 0 |  | 132.3 | 25.9 | 38.8 | 43.6 | 44.6 | 35.3 | 49.3 | 44.4 | 44.9 | 37.5 | 36.7 | 31.1 | 50 | 45.5 | 37.1 | 17 | 22.6 | 9.4 | 33.2 | 48.9 | 95.4 | 83 | 57.3 | 98.4 | 205.3 | 213.1 | 166.4 | 294.9 | 228.5 | 207.3 | 164.1 | 120.3 | 163.9 | 279.5 | 117.2 | 192.8 | 140.4 | 240.5 | 207.3 | 167.4 | 229.7 | 185.4 | 137.9 | 147.8 | 205.8 | 199.7 | 210.3 | 141.3 | 165.6 | 163.9 | 96.3 | 110.3 | 99.1 | 93.4 | 79.6 | 69.4 | 74.5 | 18.7 | 23.8 | 16.8 | 23.3 | 30.7 | 24 | 37.5 | 13.8 | 7.6 | 7.3 | 6.1 | 3.7 | 2.1 | 1.7 | 5.2 | 22.1 | 43.8 | 26.3 | 46.9 | 10.5 | 7.4 | 2.5 | 5.9 | 2.1 | 1.6 | 0.9 | 1.4 | 0 | 0
|  | Transformers |  | 0 | 0 |  | 146.78 | 194.4 | 290.97 | 326.74 | 83.54 | 227.67 | 206.81 | 208.37 | 197.21 | 186.68 | 244.98 | 215.57 | 129.22 | 146.63 | 138.08 | 97.09 | 59.45 | 33.89 | 45.68 | 50.89 | 65.08 | 52.46 | 51.62 | 55.48 | 47.66 | 39.63 | 31.29 | 24.09 | 18.04 | 16.16 | 5.11 | 6.26 | 4.59 | 14.29 | 9.07 | 9.49 | 12.1 | 12.31 | 1.67 | 0.63 | 2.09 | 0.1 | 0.52 | 0.31 | 0.1 | 0 | 0 | 0.21 | 0.1 | 0 | 0 | 0 | 0 | 0 | 0 | 0 | 0 | 0.31 | 0 | 0 | 0 | 0 | 0 | 0 | 0 | 0 | 0 | 0 | 0 | 0 | 0 | 0 | 0 | 0 | 0 | 0 | 0 | 0 | 0 | 0 | 0 | 0 | 0 | 0 | 0 | 0
5 | Distribution transformers | POLE MOUNTED ; < = 22kV ; < = 60 kVA ; SINGLE PHASE | 5.5935 | 52.2596 | 7.2291
5 | Distribution transformers | POLE MOUNTED ; < = 22kV ; > 60 kVA AND < = 600 kVA ; SINGLE PHASE | 29.7005 | 53.2988 | 7.3006
5 | Distribution transformers | POLE MOUNTED ; < = 22kV ; < = 60 kVA ; MULTIPLE PHASE | 11.8228 | 60.6555 | 7.7882 |  | 489 | 305 | 560 | 551 | 326 | 761 | 947 | 993 | 845 | 699 | 723 | 669 | 739 | 642 | 655 | 703 | 590 | 590 | 598 | 651 | 717 | 698 | 785 | 884 | 1044 | 1160 | 1000 | 948 | 1041 | 875 | 714 | 754 | 837 | 816 | 788 | 641 | 631 | 879 | 377 | 281 | 337 | 273 | 237 | 441 | 487 | 508 | 557 | 618 | 555 | 525 | 316 | 273 | 234 | 203 | 128 | 146 | 95 | 80 | 54 | 36 | 35 | 24 | 8 | 3 | 0 | 0 | 0 | 0 | 0 | 0 | 0 | 0 | 0 | 0 | 0 | 0 | 0 | 0 | 0 | 0 | 0 | 0 | 0 | 0 | 0 | 0
5 | Distribution transformers | POLE MOUNTED ; < = 22kV ; > 60 kVA AND < = 600 kVA ; MULTIPLE PHASE | 16.4461 | 57.6486 | 7.5927 |  | 15 | 8 | 15 | 15 | 9 | 20 | 25 | 26 | 22 | 19 | 19 | 18 | 20 | 17 | 17 | 19 | 16 | 16 | 16 | 17 | 19 | 19 | 21 | 24 | 28 | 31 | 27 | 25 | 28 | 23 | 19 | 20 | 22 | 22 | 21 | 17 | 17 | 23 | 10 | 7 | 9 | 7 | 6 | 12 | 13 | 14 | 15 | 16 | 15 | 14 | 8 | 7 | 6 | 5 | 3 | 4 | 3 | 2 | 1 | 1 | 1 | 1 | 0 | 0 | 0 | 0 | 0 | 0 | 0 | 0 | 0 | 0 | 0 | 0 | 0 | 0 | 0 | 0 | 0 | 0 | 0 | 0 | 0 | 0 | 0 | 0
5 | Distribution transformers | POLE MOUNTED ; < = 22kV ; > 600 kVA ; MULTIPLE PHASE | 108.0388 | 23.5306 | 4.8508 |  | 43 | 68 | 126 | 124 | 73 | 171 | 212 | 223 | 189 | 157 | 162 | 150 | 166 | 144 | 147 | 158 | 132 | 132 | 134 | 146 | 161 | 157 | 176 | 198 | 234 | 260 | 224 | 213 | 233 | 196 | 160 | 169 | 188 | 183 | 177 | 144 | 142 | 197 | 85 | 63 | 75 | 61 | 53 | 99 | 109 | 114 | 125 | 139 | 124 | 118 | 71 | 61 | 53 | 46 | 29 | 33 | 21 | 18 | 12 | 8 | 8 | 5 | 2 | 1 | 0 | 0 | 0 | 0 | 0 | 0 | 0 | 0 | 0 | 0 | 0 | 0 | 0 | 0 | 0 | 0 | 0 | 0 | 0 | 0 | 0 | 0
5 | Distribution transformers | KIOSK MOUNTED ; < = 22kV ; < = 60 kVA ; SINGLE PHASE | 13.2011 | 55 | 7.4162 |  | 469 | 117 | 215 | 211 | 126 | 293 | 364 | 382 | 325 | 269 | 278 | 257 | 284 | 247 | 252 | 270 | 227 | 227 | 230 | 251 | 276 | 268 | 302 | 339 | 402 | 446 | 385 | 365 | 400 | 336 | 275 | 290 | 321 | 314 | 303 | 247 | 243 | 338 | 145 | 108 | 129 | 105 | 92 | 170 | 187 | 195 | 213 | 238 | 213 | 202 | 121 | 105 | 90 | 79 | 49 | 56 | 36 | 31 | 20 | 14 | 13 | 9 | 3 | 1 | 0 | 0 | 0 | 0 | 0 | 0 | 0 | 0 | 0 | 0 | 0 | 0 | 0 | 0 | 0 | 0 | 0 | 0 | 0 | 0 | 0 | 0
5 | Distribution transformers | KIOSK MOUNTED ; < = 22kV ; < = 60 kVA ; MULTIPLE PHASE | 28.0695 | 55 | 7.4162 |  | 0 | 0 | 0 | 0 | 0 | 0 | 1 | 1 | 0 | 0 | 0 | 0 | 0 | 0 | 0 | 0 | 0 | 0 | 0 | 0 | 0 | 0 | 0 | 1 | 1 | 1 | 1 | 1 | 1 | 0 | 0 | 0 | 0 | 0 | 0 | 0 | 0 | 1 | 0 | 0 | 0 | 0 | 0 | 0 | 0 | 0 | 0 | 0 | 0 | 0 | 0 | 0 | 0 | 0 | 0 | 0 | 0 | 0 | 0 | 0 | 0 | 0 | 0 | 0 | 0 | 0 | 0 | 0 | 0 | 0 | 0 | 0 | 0 | 0 | 0 | 0 | 0 | 0 | 0 | 0 | 0 | 0 | 0 | 0 | 0 | 0
5 | Distribution transformers | KIOSK MOUNTED ; < = 22kV ; > 60 kVA AND < = 600 kVA ; MULTIPLE PHASE | 102.5536 | 61.779 | 7.86 |  | 0 | 0 | 0 | 0 | 0 | 0 | 0 | 0 | 0 | 0 | 0 | 0 | 0 | 0 | 0 | 0 | 0 | 0 | 0 | 0 | 0 | 0 | 0 | 0 | 0 | 1 | 0 | 0 | 0 | 0 | 0 | 0 | 0 | 0 | 0 | 0 | 0 | 0 | 0 | 0 | 0 | 0 | 0 | 0 | 0 | 0 | 0 | 0 | 0 | 0 | 0 | 0 | 0 | 0 | 0 | 0 | 0 | 0 | 0 | 0 | 0 | 0 | 0 | 0 | 0 | 0 | 0 | 0 | 0 | 0 | 0 | 0 | 0 | 0 | 0 | 0 | 0 | 0 | 0 | 0 | 0 | 0 | 0 | 0 | 0 | 0
5 | Distribution transformers | KIOSK MOUNTED ; < = 22kV ; > 600 kVA ; MULTIPLE PHASE | 118.2752 | 64.9827 | 8.0612 |  | 0 | 2 | 3 | 3 | 2 | 4 | 5 | 6 | 5 | 4 | 4 | 4 | 4 | 4 | 4 | 4 | 3 | 3 | 3 | 4 | 4 | 4 | 4 | 5 | 6 | 7 | 6 | 5 | 6 | 5 | 4 | 4 | 5 | 5 | 4 | 4 | 4 | 5 | 2 | 2 | 2 | 2 | 1 | 3 | 3 | 3 | 3 | 4 | 3 | 3 | 2 | 2 | 1 | 1 | 1 | 1 | 1 | 0 | 0 | 0 | 0 | 0 | 0 | 0 | 0 | 0 | 0 | 0 | 0 | 0 | 0 | 0 | 0 | 0 | 0 | 0 | 0 | 0 | 0 | 0 | 0 | 0 | 0 | 0 | 0 | 0
5 | Distribution transformers | GROUND OUTDOOR / INDOOR CHAMBER MOUNTED ; ˂ 22 kV ; < = 60 kVA ; SINGLE PHASE | 28.0695 | 55 | 7.4162 |  | 164 | 22 | 40 | 39 | 23 | 54 | 68 | 71 | 60 | 50 | 52 | 48 | 53 | 46 | 47 | 50 | 42 | 42 | 43 | 47 | 51 | 50 | 56 | 63 | 75 | 83 | 71 | 68 | 74 | 63 | 51 | 54 | 60 | 58 | 56 | 46 | 45 | 63 | 27 | 20 | 24 | 20 | 17 | 32 | 35 | 36 | 40 | 44 | 40 | 38 | 23 | 20 | 17 | 15 | 9 | 10 | 7 | 6 | 4 | 3 | 2 | 2 | 1 | 0 | 0 | 0 | 0 | 0 | 0 | 0 | 0 | 0 | 0 | 0 | 0 | 0 | 0 | 0 | 0 | 0 | 0 | 0 | 0 | 0 | 0 | 0
5 | Distribution transformers | GROUND OUTDOOR / INDOOR CHAMBER MOUNTED ; ˂ 22 kV ; > 60 kVA AND < = 600 kVA ; SINGLE PHASE | 28.3768 | 45 | 6.7082 |  | 37 | 5 | 9 | 8 | 5 | 12 | 14 | 15 | 13 | 11 | 11 | 10 | 11 | 10 | 10 | 11 | 9 | 9 | 9 | 10 | 11 | 11 | 12 | 14 | 16 | 18 | 15 | 15 | 16 | 13 | 11 | 12 | 13 | 12 | 12 | 10 | 10 | 13 | 6 | 4 | 5 | 4 | 4 | 7 | 7 | 8 | 9 | 9 | 8 | 8 | 5 | 4 | 4 | 3 | 2 | 2 | 1 | 1 | 1 | 1 | 1 | 0 | 0 | 0 | 0 | 0 | 0 | 0 | 0 | 0 | 0 | 0 | 0 | 0 | 0 | 0 | 0 | 0 | 0 | 0 | 0 | 0 | 0 | 0 | 0 | 0
5 | Distribution transformers | GROUND OUTDOOR / INDOOR CHAMBER MOUNTED ; ˂ 22 kV ; < = 60 kVA ; MULTIPLE PHASE | 28.3768 | 45 | 6.7082 |  | 0 | 0 | 0 | 0 | 0 | 0 | 0 | 0 | 0 | 0 | 0 | 0 | 0 | 0 | 0 | 0 | 0 | 0 | 0 | 0 | 0 | 0 | 0 | 0 | 1 | 1 | 0 | 0 | 0 | 0 | 0 | 0 | 0 | 0 | 0 | 0 | 0 | 0 | 0 | 0 | 0 | 0 | 0 | 0 | 0 | 0 | 0 | 0 | 0 | 0 | 0 | 0 | 0 | 0 | 0 | 0 | 0 | 0 | 0 | 0 | 0 | 0 | 0 | 0 | 0 | 0 | 0 | 0 | 0 | 0 | 0 | 0 | 0 | 0 | 0 | 0 | 0 | 0 | 0 | 0 | 0 | 0 | 0 | 0 | 0 | 0
5 | Distribution transformers | GROUND OUTDOOR / INDOOR CHAMBER MOUNTED ; ˂ 22 kV ; > 60 kVA AND < = 600 kVA ; MULTIPLE PHASE | 28.3768 | 62.2844 | 7.892 |  | 0 | 0 | 0 | 0 | 0 | 0 | 0 | 0 | 0 | 0 | 0 | 0 | 0 | 0 | 0 | 0 | 0 | 0 | 0 | 0 | 0 | 0 | 0 | 0 | 1 | 1 | 0 | 0 | 0 | 0 | 0 | 0 | 0 | 0 | 0 | 0 | 0 | 0 | 0 | 0 | 0 | 0 | 0 | 0 | 0 | 0 | 0 | 0 | 0 | 0 | 0 | 0 | 0 | 0 | 0 | 0 | 0 | 0 | 0 | 0 | 0 | 0 | 0 | 0 | 0 | 0 | 0 | 0 | 0 | 0 | 0 | 0 | 0 | 0 | 0 | 0 | 0 | 0 | 0 | 0 | 0 | 0 | 0 | 0 | 0 | 0
5 | Distribution transformers | GROUND OUTDOOR / INDOOR CHAMBER MOUNTED ; ˂ 22 kV ; > 600 kVA ; MULTIPLE PHASE | 42.1259 | 60.642 | 7.7873 |  | 3 | 2 | 3 | 3 | 2 | 4 | 5 | 5 | 4 | 4 | 4 | 4 | 4 | 3 | 3 | 4 | 3 | 3 | 3 | 3 | 4 | 4 | 4 | 5 | 6 | 6 | 5 | 5 | 5 | 5 | 4 | 4 | 4 | 4 | 4 | 3 | 3 | 5 | 2 | 1 | 2 | 1 | 1 | 2 | 3 | 3 | 3 | 3 | 3 | 3 | 2 | 1 | 1 | 1 | 1 | 1 | 0 | 0 | 0 | 0 | 0 | 0 | 0 | 0 | 0 | 0 | 0 | 0 | 0 | 0 | 0 | 0 | 0 | 0 | 0 | 0 | 0 | 0 | 0 | 0 | 0 | 0 | 0 | 0 | 0 | 0
5 | Distribution transformers | GROUND OUTDOOR / INDOOR CHAMBER MOUNTED ; > 33 kV & < = 66 kV ; < = 15 MVA | 1137.9446 | 50.6 | 7.1134 |  | 0 | 0 | 0 | 0 | 0 | 1 | 1 | 1 | 1 | 0 | 1 | 0 | 1 | 0 | 0 | 0 | 0 | 0 | 0 | 0 | 0 | 0 | 1 | 1 | 1 | 1 | 1 | 1 | 1 | 1 | 0 | 1 | 1 | 1 | 1 | 0 | 0 | 1 | 0 | 0 | 0 | 0 | 0 | 0 | 0 | 0 | 0 | 0 | 0 | 0 | 0 | 0 | 0 | 0 | 0 | 0 | 0 | 0 | 0 | 0 | 0 | 0 | 0 | 0 | 0 | 0 | 0 | 0 | 0 | 0 | 0 | 0 | 0 | 0 | 0 | 0 | 0 | 0 | 0 | 0 | 0 | 0 | 0 | 0 | 0 | 0
5 | Distribution transformers | GROUND OUTDOOR / INDOOR CHAMBER MOUNTED ; > 33 kV & < = 66 kV ; > 15 MVA AND < = 40 MVA | 1137.9446 | 54.2485 | 7.3654 |  | 3 | 3 | 6 | 6 | 3 | 8 | 10 | 10 | 9 | 7 | 7 | 7 | 8 | 7 | 7 | 7 | 6 | 6 | 6 | 7 | 7 | 7 | 8 | 9 | 11 | 12 | 10 | 10 | 11 | 9 | 7 | 8 | 9 | 8 | 8 | 7 | 7 | 9 | 4 | 3 | 3 | 3 | 2 | 5 | 5 | 5 | 6 | 6 | 6 | 5 | 3 | 3 | 2 | 2 | 1 | 2 | 1 | 1 | 1 | 0 | 0 | 0 | 0 | 0 | 0 | 0 | 0 | 0 | 0 | 0 | 0 | 0 | 0 | 0 | 0 | 0 | 0 | 0 | 0 | 0 | 0 | 0 | 0 | 0 | 0 | 0
5 | Distribution transformers | GROUND OUTDOOR / INDOOR CHAMBER MOUNTED ; > 33 kV & < = 66 kV ; > 40 MVA | 1137.9446 | 50.6 | 7.1134 |  | 9 | 4 | 7 | 7 | 4 | 10 | 12 | 13 | 11 | 9 | 10 | 9 | 10 | 8 | 9 | 9 | 8 | 8 | 8 | 9 | 9 | 9 | 10 | 12 | 14 | 15 | 13 | 12 | 14 | 11 | 9 | 10 | 11 | 11 | 10 | 8 | 8 | 12 | 5 | 4 | 4 | 4 | 3 | 6 | 6 | 7 | 7 | 8 | 7 | 7 | 4 | 4 | 3 | 3 | 2 | 2 | 1 | 1 | 1 | 0 | 0 | 0 | 0 | 0 | 0 | 0 | 0 | 0 | 0 | 0 | 0 | 0 | 0 | 0 | 0 | 0 | 0 | 0 | 0 | 0 | 0 | 0 | 0 | 0 | 0 | 0
5 | Distribution transformers | POLE MOUNTED ; < ≈ 22KV ; < ≈ 60 KVA ; SWER | 3.2157 | 64.3457 | 8.0216 |  | 0 | 0 | 0 | 0 | 0 | 0 | 0 | 0 | 0 | 0 | 1 | 0 | 1 | 1 | 0 | 1 | 0 | 0 | 0 | 0 | 0 | 0 | 0 | 0 | 0 | 0 | 0 | 0 | 0 | 0 | 0 | 0 | 0 | 1 | 0 | 1 | 0 | 0 | 0 | 0 | 0 | 0 | 0 | 0 | 0 | 3 | 8 | 3 | 6 | 0 | 4 | 15 | 0 | 6 | 1 | 2 | 0 | 0 | 0 | 0 | 0 | 0 | 0 | 6 | 0 | 4 | 1 | 0 | 0 | 0 | 0 | 0 | 0 | 0 | 0 | 0 | 0 | 0 | 0 | 0 | 0 | 0 | 0 | 0 | 0 | 0
5 | Distribution transformers | POLE MOUNTED ; < ≈ 22KV ; > 60 KVA AND < ≈ 600 KVA ; SWER | 29.7005 | 50 | 7.0711 |  | 3 | 2 | 2 | 5 | 1 | 3 | 1 | 1 | 1 | 2 | 2 | 0 | 3 | 0 | 1 | 0 | 0 | 0 | 0 | 0 | 0 | 0 | 0 | 0 | 1 | 0 | 1 | 2 | 0 | 0 | 0 | 2 | 0 | 6 | 2 | 11 | 1 | 0 | 3 | 0 | 0 | 0 | 0 | 0 | 0 | 0 | 1 | 0 | 2 | 2 | 2 | 0 | 1 | 1 | 1 | 0 | 0 | 0 | 0 | 0 | 0 | 0 | 0 | 0 | 0 | 0 | 1 | 0 | 0 | 0 | 0 | 2 | 0 | 0 | 0 | 0 | 0 | 0 | 0 | 0 | 0 | 0 | 0 | 0 | 0 | 0
5 | Distribution transformers | KIOSK MOUNTED ; < ≈ 22KV ; < ≈ 60 KVA ; SWER | 13.2011 | 41.532 | 6.4445 |  | 0 | 0 | 0 | 0 | 0 | 0 | 0 | 0 | 0 | 0 | 0 | 0 | 0 | 0 | 0 | 0 | 0 | 0 | 0 | 0 | 0 | 0 | 0 | 0 | 0 | 0 | 0 | 0 | 0 | 0 | 0 | 0 | 0 | 0 | 0 | 1 | 0 | 0 | 0 | 0 | 0 | 0 | 0 | 0 | 0 | 0 | 0 | 4 | 0 | 0 | 0 | 0 | 0 | 0 | 1 | 0 | 0 | 0 | 0 | 0 | 0 | 0 | 0 | 0 | 0 | 0 | 0 | 0 | 0 | 0 | 0 | 0 | 0 | 0 | 0 | 0 | 0 | 0 | 0 | 0 | 0 | 0 | 0 | 0 | 0 | 0
5 | Distribution transformers | POLE / GROUND MOUNTED ; < = 22KV ; > 600 KVA ; REGULATOR | 65.3259 | 43.6417 | 6.6062 |  | 152 | 181 | 332 | 327 | 194 | 451 | 561 | 588 | 501 | 415 | 429 | 396 | 438 | 381 | 388 | 417 | 350 | 350 | 354 | 386 | 425 | 414 | 465 | 524 | 619 | 688 | 593 | 562 | 617 | 518 | 423 | 447 | 496 | 484 | 467 | 380 | 374 | 521 | 224 | 167 | 200 | 162 | 141 | 262 | 289 | 301 | 330 | 367 | 329 | 311 | 187 | 162 | 139 | 121 | 76 | 87 | 56 | 47 | 32 | 21 | 21 | 14 | 5 | 2 | 0 | 0 | 0 | 0 | 0 | 0 | 0 | 0 | 0 | 0 | 0 | 0 | 0 | 0 | 0 | 0 | 0 | 0 | 0 | 0 | 0 | 0
5 | Distribution transformers | AUTO TRANSFORMERS | 42.1259 | 55 | 7.4162 |  | 0 | 0 | 0 | 0 | 0 | 0 | 0 | 1 | 0 | 0 | 0 | 0 | 0 | 0 | 0 | 0 | 0 | 0 | 0 | 0 | 0 | 0 | 0 | 0 | 1 | 1 | 1 | 0 | 1 | 0 | 0 | 0 | 0 | 0 | 0 | 0 | 0 | 0 | 0 | 0 | 0 | 0 | 0 | 0 | 0 | 0 | 0 | 0 | 0 | 0 | 0 | 0 | 0 | 0 | 0 | 0 | 0 | 0 | 0 | 0 | 0 | 0 | 0 | 0 | 0 | 0 | 0 | 0 | 0 | 0 | 0 | 0 | 0 | 0 | 0 | 0 | 0 | 0 | 0 | 0 | 0 | 0 | 0 | 0 | 0 | 0
|  |  |  | 0 | 0 |  | 1 | 1 | 1 | 1 | 1 | 2 | 2 | 2 | 2 | 2 | 2 | 2 | 2 | 1 | 2 | 2 | 1 | 1 | 1 | 1 | 2 | 2 | 2 | 2 | 2 | 3 | 2 | 2 | 2 | 2 | 2 | 2 | 2 | 2 | 2 | 1 | 1 | 2 | 1 | 1 | 1 | 1 | 1 | 1 | 1 | 1 | 1 | 1 | 1 | 1 | 1 | 1 | 1 | 0 | 0 | 0 | 0 | 0 | 0 | 0 | 0 | 0 | 0 | 0 | 0 | 0 | 0 | 0 | 0 | 0 | 0 | 0 | 0 | 0 | 0 | 0 | 0 | 0 | 0 | 0 | 0 | 0 | 0 | 0 | 0 | 0
|  | Switchgear |  | 0 | 0 |  | 36 | 57 | 51 | 112 | 131 | 216 | 70 | 20 | 40 | 41 | 49 | 57 | 58 | 74 | 0 | 0 | 0 | 0 | 0 | 0 | 0 | 0 | 0 | 0 | 0 | 0 | 0 | 0 | 0 | 0 | 0 | 0 | 0 | 20 | 20 | 15 | 10 | 45 | 0 | 0 | 0 | 0 | 0 | 0 | 0 | 95 | 60 | 0 | 10 | 20 | 5 | 25 | 5 | 0 | 0 | 0 | 0 | 0 | 5 | 5 | 10 | 0 | 0 | 0 | 0 | 10 | 0 | 0 | 0 | 0 | 0 | 0 | 0 | 0 | 0 | 0 | 0 | 0 | 0 | 0 | 0 | 0 | 0 | 0 | 0 | 0
6 | Distribution switchgear | ˂ = 11 kV ; SWITCH | 34.7821 | 58.3669 | 7.6398 |  | 0 | 0 | 1 | 0 | 0 | 0 | 0 | 0 | 0 | 0 | 0 | 0 | 0 | 0 | 0 | 0 | 0 | 0 | 0 | 0 | 0 | 0 | 0 | 0 | 0 | 0 | 0 | 0 | 0 | 0 | 0 | 0 | 0 | 0 | 0 | 0 | 0 | 0 | 0 | 0 | 0 | 0 | 0 | 0 | 0 | 0 | 0 | 0 | 0 | 0 | 0 | 0 | 0 | 0 | 0 | 0 | 0 | 0 | 0 | 0 | 0 | 0 | 0 | 0 | 0 | 0 | 0 | 0 | 0 | 0 | 0 | 0 | 0 | 0 | 0 | 0 | 0 | 0 | 0 | 0 | 0 | 0 | 0 | 0 | 0 | 0
6 | Distribution switchgear | ˂ = 11 kV ; CIRCUIT BREAKER | 89.0353 | 45 | 6.7082
6 | Distribution switchgear | ˂= 1 kV CIRCUIT BREAKER | 4.8542 | 45 | 6.7082
6 | Distribution switchgear | > 1 kV & ˂= 11 kV ISOLATORS, EARTHING SWITCH | 4.8542 | 45 | 6.7082 |  | 1 | 7 | 7 | 4 | 4 | 7 | 8 | 9 | 5 | 11 | 7 | 5 | 9 | 2 | 4 | 0 | 0 | 0 | 0 | 1 | 0 | 0 | 0 | 0 | 4 | 1 | 9 | 2 | 6 | 9 | 1 | 0 | 7 | 0 | 10 | 26 | 0 | 16 | 9 | 0 | 0 | 0 | 0 | 3 | 20 | 8 | 12 | 4 | 8 | 5 | 4 | 14 | 0 | 6 | 11 | 10 | 0 | 0 | 2 | 6 | 0 | 1 | 0 | 0 | 0 | 0 | 0 | 0 | 0 | 0 | 0 | 0 | 0 | 0 | 0 | 0 | 0 | 0 | 0 | 0 | 0 | 0 | 0 | 0 | 0 | 0
6 | Distribution switchgear | > 11 kV & < = 22 kV ; SWITCH | 18.014 | 71.5065 | 8.4562 |  | 0 | 0 | 1 | 0 | 0 | 0 | 0 | 0 | 0 | 0 | 0 | 0 | 0 | 0 | 0 | 0 | 0 | 0 | 0 | 3 | 0 | 0 | 0 | 1 | 3 | 3 | 3 | 0 | 0 | 25 | 0 | 0 | 0 | 0 | 0 | 0 | 0 | 0 | 0 | 0 | 0 | 0 | 0 | 0 | 0 | 0 | 0 | 0 | 0 | 10 | 0 | 1 | 0 | 1 | 0 | 15 | 0 | 0 | 0 | 0 | 0 | 0 | 0 | 0 | 0 | 0 | 0 | 0 | 0 | 0 | 0 | 0 | 0 | 0 | 0 | 0 | 0 | 0 | 0 | 0 | 0 | 0 | 0 | 0 | 0 | 0
6 | Distribution switchgear | > 11 kV & < = 22 kV ; CIRCUIT BREAKER | 89.0353 | 50.9187 | 7.1357 |  | 68 | 316 | 337 | 203 | 180 | 316 | 361 | 406 | 248 | 519 | 338 | 248 | 406 | 113 | 203 | 0 | 23 | 23 | 0 | 42 | 0 | 0 | 23 | 21 | 177 | 42 | 403 | 90 | 271 | 418 | 45 | 0 | 338 | 0 | 451 | 1218 | 0 | 744 | 428 | 0 | 0 | 0 | 0 | 158 | 924 | 361 | 541 | 180 | 361 | 212 | 203 | 630 | 23 | 291 | 496 | 476 | 0 | 0 | 90 | 271 | 0 | 45 | 0 | 0 | 0 | 0 | 0 | 0 | 0 | 0 | 0 | 0 | 0 | 0 | 0 | 0 | 0 | 0 | 0 | 0 | 0 | 0 | 0 | 0 | 0 | 0
6 | Distribution switchgear | > 33 kV & < = 66 kV ; SWITCH | 36.4317 | 57.2371 | 7.5655 |  | 4 | 19 | 19 | 12 | 11 | 19 | 21 | 24 | 15 | 31 | 20 | 15 | 24 | 7 | 12 | 0 | 1 | 1 | 0 | 0 | 0 | 0 | 1 | 0 | 8 | 0 | 21 | 5 | 16 | 0 | 3 | 0 | 20 | 0 | 27 | 72 | 0 | 44 | 25 | 0 | 0 | 0 | 0 | 9 | 55 | 21 | 32 | 11 | 21 | 3 | 12 | 36 | 1 | 16 | 29 | 13 | 0 | 0 | 5 | 16 | 0 | 3 | 0 | 0 | 0 | 0 | 0 | 0 | 0 | 0 | 0 | 0 | 0 | 0 | 0 | 0 | 0 | 0 | 0 | 0 | 0 | 0 | 0 | 0 | 0 | 0
6 | Distribution switchgear | > 33 kV & < = 66 kV ; CIRCUIT BREAKER | 189.281 | 51.4941 | 7.1759 |  | 5 | 25 | 27 | 16 | 14 | 25 | 29 | 32 | 20 | 41 | 27 | 20 | 32 | 9 | 16 | 0 | 2 | 2 | 0 | 3 | 0 | 0 | 2 | 2 | 14 | 3 | 32 | 7 | 21 | 33 | 4 | 0 | 27 | 0 | 36 | 97 | 0 | 59 | 34 | 0 | 0 | 0 | 0 | 13 | 73 | 29 | 43 | 14 | 29 | 17 | 16 | 50 | 2 | 23 | 39 | 38 | 0 | 0 | 7 | 21 | 0 | 4 | 0 | 0 | 0 | 0 | 0 | 0 | 0 | 0 | 0 | 0 | 0 | 0 | 0 | 0 | 0 | 0 | 0 | 0 | 0 | 0 | 0 | 0 | 0 | 0
6 | Distribution switchgear | > 11 KV & < ≈ 22 KV ; ISOLATORS, EARTHING SWITCH | 4.8542 | 69.7782 | 8.3533 |  | 5 | 0 | 6 | 9 | 8 | 4 | 3 | 4 | 7 | 6 | 5 | 2 | 5 | 2 | 1 | 1 | 0 | 0 | 0 | 0 | 0 | 0 | 0 | 0 | 1 | 0 | 0 | 2 | 0 | 3 | 0 | 19 | 0 | 0 | 0 | 0 | 22 | 0 | 18 | 0 | 0 | 0 | 0 | 0 | 5 | 0 | 6 | 0 | 5 | 5 | 12 | 11 | 0 | 6 | 1 | 0 | 0 | 0 | 0 | 0 | 0 | 0 | 0 | 0 | 0 | 0 | 0 | 0 | 0 | 0 | 0 | 0 | 0 | 0 | 0 | 0 | 0 | 0 | 0 | 0 | 0 | 0 | 0 | 0 | 0 | 0
6 | Distribution switchgear | > 33 KV & < ≈ 66 KV ; ISOLATORS, EARTHING SWITCH | 10.5945 | 58.7591 | 7.6654 |  | 1 | 3 | 3 | 2 | 2 | 3 | 3 | 4 | 2 | 5 | 3 | 2 | 4 | 1 | 2 | 0 | 0 | 0 | 0 | 0 | 0 | 0 | 0 | 0 | 2 | 0 | 4 | 1 | 3 | 4 | 0 | 0 | 3 | 0 | 4 | 11 | 0 | 7 | 4 | 0 | 0 | 0 | 0 | 1 | 9 | 3 | 5 | 2 | 3 | 2 | 2 | 6 | 0 | 3 | 5 | 4 | 0 | 0 | 1 | 3 | 0 | 0 | 0 | 0 | 0 | 0 | 0 | 0 | 0 | 0 | 0 | 0 | 0 | 0 | 0 | 0 | 0 | 0 | 0 | 0 | 0 | 0 | 0 | 0 | 0 | 0
6 | Distribution switchgear | HV FUSES AND SURGE DIVERTERS | 2.1917 | 42.1462 | 6.492 |  | 1 | 7 | 7 | 4 | 4 | 7 | 8 | 9 | 5 | 11 | 7 | 5 | 9 | 2 | 4 | 0 | 0 | 0 | 0 | 1 | 0 | 0 | 0 | 0 | 4 | 1 | 9 | 2 | 6 | 9 | 1 | 0 | 7 | 0 | 10 | 26 | 0 | 16 | 9 | 0 | 0 | 0 | 0 | 3 | 20 | 8 | 12 | 4 | 8 | 5 | 4 | 13 | 0 | 6 | 11 | 10 | 0 | 0 | 2 | 6 | 0 | 1 | 0 | 0 | 0 | 0 | 0 | 0 | 0 | 0 | 0 | 0 | 0 | 0 | 0 | 0 | 0 | 0 | 0 | 0 | 0 | 0 | 0 | 0 | 0 | 0
|  |  |  | 0 | 0 |  | 205 | 205 | 7316 | 12562 | 12357 | 12357 | 12357 | 12357 | 12357 | 12357 | 12357 | 12357 | 12354 | 7674 | 7674 | 7674 | 7674 | 9099 | 11868 | 6418 | 6418 | 9112 | 9112 | 9589 | 9169 | 9174 | 7833 | 8862 | 6436 | 6331 | 8399 | 8895 | 4511 | 5829 | 3157 | 3990 | 3500 | 2970 | 2970 | 2969 | 2970 | 2287 | 59 | 59 | 59 | 59 | 59 | 59 | 59 | 59 | 59 | 95 | 95 | 59 | 59 | 59 | 59 | 59 | 59 | 59 | 59 | 59 | 59 | 59 | 59 | 59 | 59 | 59 | 59 | 69 | 40 | 33 | 0 | 0 | 0 | 0 | 0 | 0 | 0 | 0 | 0 | 0 | 0 | 0 | 0 | 0
|  | Public Lighting |  | 0 | 0
9 | Public Lighting | LUMINAIRES ; MAJOR ROAD | 3.1897 | 67.5539 | 8.2191
9 | Public Lighting | LUMINAIRES ; MINOR ROAD | 6.0952 | 74.7439 | 8.6455 |  | 586 | 498 | 433 | 740 | 366 | 1336 | 1045 | 1047 | 911 | 885 | 704 | 512 | 505 | 532 | 690 | 386 | 718 | 660 | 555 | 668 | 671 | 1390 | 1112 | 901 | 760 | 6 | 9 | 2 | 1 | 4 | 3 | 0 | 0 | 17 | 0 | 0 | 0 | 0 | 0 | 0 | 0 | 0 | 0 | 311 | 0 | 0 | 0 | 0 | 0 | 0 | 0 | 0 | 0 | 1974 | 0 | 0 | 0 | 0 | 0 | 0 | 0 | 0 | 0 | 0 | 0 | 0 | 0 | 0 | 0 | 0 | 0 | 0 | 0 | 0 | 0 | 0 | 0 | 0 | 0 | 0 | 0 | 0 | 0 | 0 | 0 | 0
|  | BRACKETS ; MAJOR ROAD | 0.49378 | 0 | 0 |  | 6339 | 4555 | 5338 | 4937 | 5650 | 7742 | 5727 | 5857 | 5656 | 7184 | 6715 | 3828 | 3346 | 3831 | 4177 | 1922 | 3100 | 3495 | 949 | 2147 | 2042 | 1595 | 17097 | 9451 | 7207 | 46 | 16 | 4 | 6 | 1 | 1 | 2 | 0 | 8 | 1 | 0 | 3 | 1 | 1 | 1 | 0 | 6 | 0 | 617 | 0 | 0 | 0 | 0 | 0 | 0 | 0 | 0 | 0 | 5059 | 0 | 0 | 0 | 0 | 0 | 0 | 0 | 0 | 0 | 0 | 0 | 0 | 0 | 0 | 0 | 0 | 0 | 0 | 0 | 0 | 0 | 0 | 0 | 0 | 0 | 0 | 0 | 0 | 0 | 0 | 0 | 0
|  | BRACKETS ; MINOR ROAD | 0.27875 | 0 | 0 |  | 0 | 0 | 0 | 0 | 0 | 0 | 0 | 0 | 0 | 0 | 0 | 0 | 0 | 0 | 0 | 0 | 0 | 0 | 0 | 0 | 0 | 0 | 0 | 0 | 0 | 0 | 0 | 0 | 0 | 0 | 0 | 0 | 0 | 0 | 0 | 0 | 0 | 0 | 0 | 0 | 0 | 0 | 0 | 0 | 0 | 0 | 0 | 0 | 0 | 0 | 0 | 0 | 0 | 0 | 0 | 0 | 0 | 0 | 0 | 0 | 0 | 0 | 0 | 0 | 0 | 0 | 0 | 0 | 0 | 0 | 0 | 0 | 0 | 0 | 0 | 0 | 0 | 0 | 0 | 0 | 0 | 0 | 0 | 0 | 0 | 0
9 | Public Lighting | LAMPS ; MAJOR ROAD | 3.1897 | 30 | 5.4772 |  | 0 | 0 | 0 | 0 | 0 | 0 | 0 | 0 | 0 | 0 | 0 | 0 | 0 | 0 | 0 | 0 | 0 | 0 | 0 | 0 | 0 | 0 | 0 | 0 | 0 | 0 | 0 | 0 | 0 | 0 | 0 | 0 | 0 | 0 | 0 | 0 | 0 | 0 | 0 | 0 | 0 | 0 | 0 | 0 | 0 | 0 | 0 | 0 | 0 | 0 | 0 | 0 | 0 | 0 | 0 | 0 | 0 | 0 | 0 | 0 | 0 | 0 | 0 | 0 | 0 | 0 | 0 | 0 | 0 | 0 | 0 | 0 | 0 | 0 | 0 | 0 | 0 | 0 | 0 | 0 | 0 | 0 | 0 | 0 | 0 | 0
9 | Public Lighting | LAMPS ; MINOR ROAD | 6.0952 | 30 | 5.4772 |  | 1104 | 1380 | 2642 | 2701 | 2945 | 4308 | 3227 | 863 | 1224 | 187 | 22 | 24 | 22 | 19 | 24 | 10 | 18 | 40 | 1 | 3 | 0 | 1 | 3 | 0 | 0 | 0 | 0 | 0 | 0 | 1 | 0 | 0 | 0 | 0 | 10 | 0 | 0 | 0 | 0 | 0 | 0 | 0 | 0 | 0 | 98 | 0 | 0 | 0 | 0 | 0 | 0 | 0 | 0 | 0 | 143 | 0 | 0 | 0 | 0 | 0 | 0 | 0 | 0 | 0 | 0 | 0 | 0 | 0 | 0 | 0 | 0 | 0 | 0 | 0 | 0 | 0 | 0 | 0 | 0 | 0 | 0 | 0 | 0 | 0 | 0 | 0
9 | Public Lighting | POLES / COLUMNS ; MAJOR ROAD | 13.3667 | 39.5667 | 6.2902 |  | 7594 | 24906 | 27480 | 27270 | 13613 | 11572 | 15682 | 2379 | 2341 | 502 | 155 | 54 | 59 | 91 | 149 | 17 | 11 | 105 | 5 | 2 | 5 | 5 | 88 | 2 | 0 | 0 | 0 | 0 | 0 | 0 | 0 | 0 | 0 | 0 | 0 | 0 | 0 | 0 | 0 | 0 | 0 | 0 | 2 | 0 | 1204 | 0 | 0 | 0 | 0 | 0 | 0 | 0 | 0 | 0 | 409 | 0 | 0 | 0 | 0 | 0 | 0 | 0 | 0 | 0 | 0 | 0 | 0 | 0 | 0 | 0 | 0 | 0 | 0 | 0 | 0 | 0 | 0 | 0 | 0 | 0 | 0 | 0 | 0 | 0 | 0 | 0
9 | Public Lighting | POLES / COLUMNS ; MINOR ROAD | 8.1456 | 56.6608 | 7.5273 |  | 186 | 306 | 331 | 376 | 408 | 421 | 472 | 375 | 436 | 470 | 467 | 372 | 151 | 313 | 241 | 180 | 110 | 94 | 84 | 197 | 206 | 105 | 103 | 181 | 222 | 185 | 64 | 97 | 94 | 52 | 32 | 28 | 44 | 68 | 13 | 30 | 26 | 57 | 17 | 17 | 18 | 14 | 11 | 12 | 20 | 15 | 14 | 10 | 10 | 9 | 10 | 5 | 6 | 5 | 5 | 3 | 2 | 1 | 1 | 1 | 1 | 1 | 1 | 2 | 0 | 1 | 1 | 0 | 1 | 0 | 0 | 1 | 1 | 3 | 1 | 2 | 1 | 1 | 1 | 1 | 1 | 0 | 0 | 0 | 0 | 0
|  |  |  | 0 | 0 |  | 1242 | 2041 | 2214 | 2510 | 2730 | 2815 | 3155 | 2506 | 2911 | 3140 | 3121 | 2487 | 1005 | 2094 | 1608 | 1198 | 736 | 623 | 562 | 1313 | 1376 | 698 | 684 | 1210 | 1481 | 1233 | 423 | 644 | 624 | 347 | 210 | 186 | 287 | 454 | 86 | 198 | 170 | 376 | 112 | 109 | 115 | 89 | 71 | 76 | 127 | 93 | 93 | 61 | 66 | 55 | 62 | 26 | 39 | 28 | 27 | 14 | 12 | 2 | 5 | 4 | 3 | 6 | 3 | 9 | 0 | 1 | 2 | 0 | 1 | 0 | 0 | 1 | 4 | 13 | 5 | 13 | 3 | 2 | 2 | 4 | 1 | 0 | 0 | 0 | 0 | 0
|  |  |  | 0 | 0
|  | Pole Top Structures |  | 0 | 0
11 |  | ˂ = 1 kV | 2.7116 | 65.8341 | 8.1138 |  | 76 | 480 | 155 | 142 | 160 | 119 | 115 | 109 | 119 | 117 | 116 | 111 | 140 | 151 | 151 | 105 | 71 | 57 | 73 | 73 | 39 | 45 | 45 | 51 | 42 | 113 | 121 | 113 | 116 | 116 | 102 | 103 | 114 | 112 | 100 | 52 | 47 | 47 | 11 | 47 | 47 | 47 | 29 | 20 | 27 | 9 | 6 | 14 | 15 | 14 | 33 | 35 | 15 | 34 | 30 | 16 | 16 | 16 | 16 | 16 | 16 | 16 | 16 | 12 | 15 | 0 | 0 | 0 | 0 | 0 | 0 | 0 | 0 | 0 | 0 | 0 | 0 | 0 | 0 | 0 | 0 | 0 | 0 | 0 | 0 | 0
11 |  | > 1 kV & < = 11 kV | 2.0334 | 54.4686 | 7.3803 |  | 65.8 | 256.8 | 132.7 | 261.5 | 112.7 | 160.8 | 121.9 | 43.3 | 27.9 | 38.9 | 49.6 | 77.1 | 575 | 32 | 25 | 29 | 47 | 24 | 135 | 24 | 0 | 0 | 0 | 0 | 0 | 0 | 0 | 0 | 0 | 0 | 0 | 0 | 0 | 0 | 0 | 0 | 0 | 0 | 0 | 0 | 0 | 0 | 0 | 0 | 0 | 0 | 0 | 0 | 0 | 0 | 0 | 0 | 0 | 0 | 0 | 0 | 0 | 0 | 0 | 0 | 0 | 0 | 0 | 0 | 0 | 0 | 0 | 0 | 0 | 0 | 0 | 0 | 0 | 0 | 0 | 0 | 0 | 0 | 0 | 0 | 0 | 0 | 0 | 0 | 0 | 0
11 |  | ˃ 11 kV & < = 22 kV | 2.6996 | 48.1916 | 6.942 |  | 19 | 53 | 7 | 12 | 8 | 11 | 0 | 2 | 0 | 1 | 0 | 0 | 0 | 0 | 0 | 0 | 0 | 0 | 0 | 0 | 0 | 0 | 0 | 0 | 0 | 0 | 0 | 0 | 0 | 0 | 0 | 0 | 0 | 0 | 0 | 0 | 0 | 0 | 0 | 0 | 0 | 0 | 0 | 0 | 0 | 0 | 0 | 0 | 0 | 0 | 0 | 0 | 0 | 0 | 0 | 0 | 0 | 0 | 0 | 0 | 0 | 0 | 0 | 0 | 0 | 0 | 0 | 0 | 0 | 0 | 0 | 0 | 0 | 0 | 0 | 0 | 0 | 0 | 0 | 0 | 0 | 0 | 0 | 0 | 0 | 0
11 |  | > 22 kV & < = 66 kV | 3.2182 | 53.3264 | 7.3025 |  | 0 | 0 | 0 | 0 | 0 | 0 | 0 | 0 | 0 | 0 | 0 | 0 | 0 | 0 | 0 | 0 | 0 | 0 | 0 | 0 | 0 | 0 | 0 | 0 | 0 | 0 | 0 | 0 | 0 | 0 | 0 | 0 | 0 | 0 | 0 | 0 | 0 | 0 | 0 | 0 | 0 | 0 | 0 | 0 | 0 | 0 | 0 | 0 | 0 | 0 | 0 | 0 | 0 | 0 | 0 | 0 | 0 | 0 | 0 | 0 | 0 | 0 | 0 | 0 | 0 | 0 | 0 | 0 | 0 | 0 | 0 | 0 | 0 | 0 | 0 | 0 | 0 | 0 | 0 | 0 | 0 | 0 | 0 | 0 | 0 | 0
SCADA, Network Control and Protection Systems
10 | Protection/Scada | FIELD DEVICES | 27.5605 | 56.6089 | 4.4 |  | 255 | 106 | 480 | 155 | 142 | 155 | 118 | 110 | 106 | 114 | 110 | 101 | 103 | 130 | 139 | 137 | 86 | 59 | 45 | 55 | 54 | 39 | 45 | 45 | 51 | 42 | 113 | 121 | 113 | 116 | 116 | 102 | 103 | 108 | 112 | 100 | 52 | 36 | 47 | 11 | 47 | 47 | 47 | 29 | 20 | 18 | 8 | 6 | 14 | 15 | 11 | 33 | 35 | 15 | 34 | 10 | 16 | 16 | 16 | 16 | 16 | 16 | 16 | 16 | 12 | 15
10 | Protection/Scada | COMMUNICATIONS NETWORK ASSETS | 27.5605 | 22.6 | 4.8 |  | 147.7 | 119.3 | 262.8 | 131.4 | 261.2 | 112.4 | 160.6 | 122.6 | 43 | 28.3 | 38.9 | 51.5 | 66.8 | 566 | 23 | 16 | 20 | 23 | 0 | 117 | 7 | 0 | 0 | 0 | 0 | 0 | 0 | 0 | 0 | 0 | 0 | 0 | 0 | 0 | 0 | 0 | 0 | 0 | 0 | 0 | 0 | 0 | 0 | 0 | 0 | 0 | 0 | 0 | 0 | 0 | 0 | 0 | 0 | 0 | 0 | 0 | 0 | 0 | 0 | 0 | 0 | 0 | 0 | 0 | 0 | 0
10 | Protection/Scada | MASTER STATION ASSETS | 27.5605 | 5 | 2.2 |  | 0 | 18 | 53 | 7 | 12 | 8 | 11 | 0 | 2 | 0 | 0 | 0 | 0 | 0 | 0 | 0 | 0 | 0 | 0 | 0 | 0 | 0 | 0 | 0 | 0 | 0 | 0 | 0 | 0 | 0 | 0 | 0 | 0 | 0 | 0 | 0 | 0 | 0 | 0 | 0 | 0 | 0 | 0 | 0 | 0 | 0 | 0 | 0 | 0 | 0 | 0 | 0 | 0 | 0 | 0 | 0 | 0 | 0 | 0 | 0 | 0 | 0 | 0 | 0 | 0 | 0
AUTOMATION REPLACEMENT EXPENDITURE
|  |  | 0 | 0 | 0

## CalibratedOutputs
| 2015 | 2016 | 2017 | 2018 | 2019 | 2020 | 2021 | 2022 | 2023 | 2024 | 2025 | 2026 | 2027 | 2028 | 2029 | 2030 | 2031 | 2032 | 2033 | 2034 | 2015 | 2016 | 2017 | 2018 | 2019 | 2020 | 2021 | 2022 | 2023 | 2024 | 2025 | 2026 | 2027 | 2028 | 2029 | 2030 | 2031 | 2032 | 2033 | 2034
Poles | 34404.2493 | 35693.9617 | 37164.0742 | 38895.6653 | 40983.1813 | 43526.2816 | 46620.6595 | 50348.6541 | 54770.3505 | 59915.7344 | 65778.4155 | 72311.4563 | 79425.8436 | 86992.0151 | 94844.5609 | 102789.8168 | 110615.6796 | 118102.7196 | 125035.6217 | 131214.1182 | 3963.1315 | 4074.9033 | 4198.8607 | 4342.8767 | 4515.6756 | 4726.1574 | 4982.6451 | 5292.1319 | 5659.5896 | 6087.3851 | 6574.8416 | 7117.9814 | 7709.4874 | 8338.9052 | 8993.0862 | 9656.8401 | 10313.7315 | 10946.9419 | 11540.1181 | 12078.145
Overhead conductors | 3879.0948 | 4186.6563 | 4575.404 | 5032.1413 | 5551.9525 | 6134.9039 | 6784.5019 | 7506.9757 | 8310.9199 | 9207.0661 | 10208.0682 | 11328.2398 | 12583.2171 | 13989.5316 | 15564.0934 | 17323.5932 | 19283.8416 | 21459.0708 | 23861.2328 | 26499.3323 | 64.592 | 68.9429 | 74.4149 | 80.7628 | 87.8797 | 95.7435 | 104.3916 | 113.9093 | 124.4229 | 136.0951 | 149.1201 | 163.717 | 180.1224 | 198.5811 | 219.3354 | 242.6137 | 268.6184 | 297.5137 | 329.4143 | 364.3754
Underground cables | 2447.6909 | 2651.7185 | 2872.7504 | 3111.8062 | 3371.3241 | 3655.0905 | 3968.0373 | 4315.9476 | 4705.1268 | 5142.1015 | 5633.397 | 6185.4297 | 6804.5147 | 7496.9608 | 8269.1925 | 9127.8189 | 10079.5676 | 11131.0133 | 12288.0641 | 13555.2109 | 16.5265 | 17.9602 | 19.4882 | 21.1143 | 22.8537 | 24.7325 | 26.7855 | 29.0536 | 31.5806 | 34.4106 | 37.5854 | 41.1437 | 45.1213 | 49.5517 | 54.468 | 59.9032 | 65.8908 | 72.4627 | 79.6453 | 87.4541
Service Lines | 4866.8656 | 4608.1201 | 4455.5743 | 4387.7777 | 4385.5202 | 4432.0649 | 4513.1887 | 4617.0855 | 4734.1859 | 4856.9287 | 4979.5151 | 5097.6615 | 5208.3615 | 5309.6597 | 5400.4401 | 5480.2272 | 5549.0011 | 5607.0289 | 5654.7148 | 5692.4765 | 155.3696 | 147.1013 | 142.2218 | 140.0458 | 139.959 | 141.4257 | 143.9904 | 147.274 | 150.9683 | 154.8286 | 158.6656 | 162.3377 | 165.7426 | 168.8109 | 171.4986 | 173.7809 | 175.6464 | 177.0914 | 178.1156 | 178.7173
Distribution transformers | 19380.3988 | 18542.354 | 17866.4574 | 17327.532 | 16905.002 | 16583.4095 | 16352.0874 | 16204.2492 | 16135.7658 | 16143.8732 | 16226.0075 | 16378.9039 | 16598.0292 | 16877.3528 | 17209.4145 | 17585.6095 | 17996.5987 | 18432.7545 | 18884.5732 | 19343.01 | 749.3703 | 786.0658 | 821.6772 | 856.2997 | 890.1288 | 923.4499 | 956.6177 | 990.0293 | 1024.0906 | 1059.1813 | 1095.6202 | 1133.6359 | 1173.343 | 1214.7286 | 1257.6468 | 1301.8234 | 1346.8679 | 1392.2925 | 1437.536 | 1481.991
Distribution switchgear | 18812.8658 | 18080.0177 | 17850.1055 | 17920.1564 | 18179.038 | 18561.7411 | 19026.9008 | 19545.5943 | 20095.6833 | 20659.0124 | 21220.1227 | 21765.8017 | 22285.1219 | 22769.6912 | 23213.9655 | 23615.4726 | 23974.8463 | 24295.5994 | 24583.6045 | 24846.2913 | 4689.2968 | 4689.0714 | 4831.2614 | 5055.7828 | 5327.8806 | 5626.3816 | 5937.6053 | 6252.1499 | 6563.1696 | 6865.4591 | 7154.9887 | 7428.699 | 7684.4492 | 7921.0354 | 8138.2293 | 8336.7877 | 8518.4011 | 8685.5559 | 8841.3005 | 8988.9171
Zone transformers | 0 | 0 | 0 | 0 | 0 | 0 | 0 | 0 | 0 | 0 | 0 | 0 | 0 | 0 | 0 | 0 | 0 | 0 | 0 | 0 | 0 | 0 | 0 | 0 | 0 | 0 | 0 | 0 | 0 | 0 | 0 | 0 | 0 | 0 | 0 | 0 | 0 | 0 | 0 | 0
Zone switchgear | 0 | 0 | 0 | 0 | 0 | 0 | 0 | 0 | 0 | 0 | 0 | 0 | 0 | 0 | 0 | 0 | 0 | 0 | 0 | 0 | 0 | 0 | 0 | 0 | 0 | 0 | 0 | 0 | 0 | 0 | 0 | 0 | 0 | 0 | 0 | 0 | 0 | 0 | 0 | 0
Public Lighting | 6941.078 | 5141.1603 | 4342.5227 | 4136.0325 | 4301.312 | 4722.6561 | 5344.7359 | 6149.5976 | 7145.1028 | 8359.4115 | 9838.3207 | 11643.284 | 13848.4399 | 16535.3352 | 19784.4369 | 23663.1347 | 28210.7427 | 33421.971 | 39231.2764 | 45501.2037 | 1114.2553 | 812.4146 | 684.5325 | 658.1172 | 694.3062 | 772.8641 | 884.2452 | 1025.4872 | 1198.1647 | 1407.419 | 1661.477 | 1971.2662 | 2349.8293 | 2811.3152 | 3369.4043 | 4035.1373 | 4814.2662 | 5704.4087 | 6692.4437 | 7752.6911
Protection/Scada | 0 | 0 | 0 | 0 | 0 | 0 | 0 | 0 | 0 | 0 | 0 | 0 | 0 | 0 | 0 | 0 | 0 | 0 | 0 | 0 | 0 | 0 | 0 | 0 | 0 | 0 | 0 | 0 | 0 | 0 | 0 | 0 | 0 | 0 | 0 | 0 | 0 | 0 | 0 | 0
Poletop Structures | 22491.1728 | 21889.1091 | 21764.4616 | 21984.8385 | 22465.0885 | 23147.2236 | 23987.7354 | 24949.9809 | 25999.9832 | 27104.4803 | 28230.4096 | 29345.2622 | 30417.9115 | 31419.6432 | 32325.2033 | 33113.7452 | 33769.6023 | 34282.8443 | 34649.5898 | 34872.0565 | 8264.7578 | 8045.317 | 7999.968 | 8080.2882 | 8255.1865 | 8503.5179 | 8809.4238 | 9159.5427 | 9541.476 | 9943.0803 | 10352.2855 | 10757.2305 | 11146.57 | 11509.8534 | 11837.9083 | 12123.1841 | 12360.0315 | 12544.9009 | 12676.4516 | 12755.5646
Total | 113223.416 | 110793.0977 | 110891.3501 | 112795.9499 | 116142.4185 | 120763.3713 | 126597.8468 | 133638.0848 | 141897.1182 | 151388.6081 | 162114.2563 | 174056.0392 | 187171.4393 | 201390.1896 | 216611.3071 | 232699.4181 | 249479.8799 | 266733.0018 | 284188.6774 | 301523.6993 | 19017.2998 | 18641.7764 | 18772.4248 | 19235.2874 | 19933.87 | 20814.2726 | 21845.7047 | 23009.5779 | 24293.4624 | 25687.8592 | 27184.5842 | 28776.0114 | 30454.6652 | 32212.7815 | 34041.5768 | 35930.0704 | 37863.4538 | 39821.1677 | 41775.0251 | 43687.8557
Poles
STAKING OF A WOODEN POLE | 12128.7428 | 12284.0288 | 12257.6303 | 12058.8377 | 11711.129 | 11249.3653 | 10715.8302 | 10155.8525 | 9613.5643 | 9128.145 | 8730.7931 | 8442.6509 | 8273.9012 | 8224.1654 | 8284.1266 | 8438.0351 | 8666.5402 | 8949.236 | 9266.4527 | 9600.1169 | 1075.3251 | 1089.0927 | 1086.7522 | 1069.1274 | 1038.2998 | 997.3602 | 950.0574 | 900.4102 | 852.3313 | 809.2944 | 774.0655 | 748.519 | 733.5578 | 729.1483 | 734.4644 | 748.1098 | 768.3689 | 793.4325 | 821.5567 | 851.1391
˂ = 1 kV; WOOD | 3560.0789 | 3656.0874 | 3752.6046 | 3855.4534 | 3970.9171 | 4105.4595 | 4265.4332 | 4456.7926 | 4684.8255 | 4953.9146 | 5267.3365 | 5627.1053 | 6033.8625 | 6486.8159 | 6983.7254 | 7520.9358 | 8093.4536 | 8695.0649 | 9318.4904 | 9955.574 | 537.7866 | 552.2896 | 566.8695 | 582.4059 | 599.8479 | 620.1719 | 644.3376 | 673.2444 | 707.6911 | 748.3398 | 795.6854 | 850.0322 | 911.477 | 979.9003 | 1054.9636 | 1136.1148 | 1222.5995 | 1313.479 | 1407.6539 | 1503.8919
> 1 kV & < = 11 kV; WOOD | 32.7787 | 33.6806 | 34.82 | 36.2446 | 37.9876 | 40.066 | 42.4789 | 45.2075 | 48.2156 | 51.4518 | 54.8523 | 58.344 | 61.8488 | 65.2873 | 68.583 | 71.666 | 74.476 | 76.9647 | 79.098 | 80.8558 | 5.122 | 5.263 | 5.441 | 5.6636 | 5.936 | 6.2608 | 6.6378 | 7.0642 | 7.5342 | 8.0399 | 8.5713 | 9.1169 | 9.6646 | 10.2019 | 10.7169 | 11.1986 | 11.6377 | 12.0266 | 12.3599 | 12.6346
˃ 11 kV & < = 22 kV; WOOD | 13137.8973 | 13375.156 | 13700.2127 | 14137.445 | 14707.2247 | 15424.7404 | 16299.077 | 17332.5901 | 18520.6007 | 19851.4206 | 21306.7071 | 22862.1345 | 24488.3558 | 26152.2174 | 27818.1718 | 29449.8213 | 31011.5093 | 32469.8666 | 33795.2155 | 34962.7369 | 1977.9758 | 2013.6963 | 2062.6352 | 2128.4627 | 2214.2458 | 2322.2714 | 2453.9071 | 2609.5077 | 2788.3686 | 2988.7301 | 3207.8307 | 3442.0081 | 3686.8438 | 3937.3464 | 4188.1641 | 4433.8171 | 4668.937 | 4888.4999 | 5088.0378 | 5263.8139
> 22 kV & < = 66 kV; WOOD | 796.343 | 821.4139 | 846.7002 | 873.3766 | 902.7015 | 935.9492 | 974.3406 | 1018.9741 | 1070.7638 | 1130.3873 | 1198.2457 | 1274.438 | 1358.7495 | 1450.6539 | 1549.3271 | 1653.6708 | 1762.3434 | 1873.7966 | 1986.3145 | 2098.0554 | 95.8049 | 98.8211 | 101.8632 | 105.0725 | 108.6005 | 112.6004 | 117.2191 | 122.5888 | 128.8194 | 135.9924 | 144.1562 | 153.3226 | 163.4658 | 174.5225 | 186.3934 | 198.9466 | 212.0206 | 225.4291 | 238.9657 | 252.4088
˂ = 1 kV; CONCRETE | 361.8657 | 464.0284 | 593.1577 | 753.6422 | 950.0903 | 1187.2517 | 1469.9233 | 1802.8383 | 2190.5328 | 2637.1827 | 3146.4014 | 3720.986 | 4362.6049 | 5071.423 | 5845.6737 | 6681.1972 | 7570.9843 | 8504.7757 | 9468.7836 | 10445.6021 | 20.4633 | 26.2406 | 33.5428 | 42.6181 | 53.7271 | 67.1385 | 83.1234 | 101.9496 | 123.8735 | 149.1313 | 177.9273 | 210.4198 | 246.703 | 286.7863 | 330.5698 | 377.8182 | 428.1352 | 480.9406 | 535.4547 | 590.6933
> 1 kV & < = 11 kV; CONCRETE | 11.7918 | 14.2643 | 16.9692 | 19.8655 | 22.9032 | 26.0267 | 29.1789 | 32.3043 | 35.3517 | 38.2739 | 41.0269 | 43.5668 | 45.8467 | 47.813 | 49.4046 | 50.5534 | 51.1888 | 51.2443 | 50.6666 | 49.4253 | 0.68389 | 0.82728 | 0.98416 | 1.1521 | 1.3283 | 1.5095 | 1.6923 | 1.8735 | 2.0503 | 2.2198 | 2.3794 | 2.5267 | 2.659 | 2.773 | 2.8653 | 2.9319 | 2.9688 | 2.972 | 2.9385 | 2.8665
˃ 11 kV & < = 22 kV; CONCRETE | 2280.2082 | 3012.2553 | 3940.0105 | 5096.7557 | 6515.8964 | 8229.0065 | 10263.4044 | 12639.338 | 15366.913 | 18442.977 | 21848.2332 | 25544.9124 | 29475.3507 | 33561.8081 | 37707.7922 | 41801.0417 | 45718.1643 | 49330.7443 | 52512.546 | 55147.2784 | 132.2447 | 174.7011 | 228.5079 | 295.5954 | 377.9009 | 477.2558 | 595.2443 | 733.0408 | 891.2313 | 1069.6331 | 1267.1269 | 1481.5224 | 1709.4751 | 1946.4764 | 2186.9301 | 2424.3253 | 2651.5058 | 2861.0238 | 3045.558 | 3198.3639
> 22 kV & < = 66 kV; CONCRETE | 348.8047 | 471.7832 | 628.5996 | 824.9834 | 1066.4286 | 1357.7438 | 1702.5323 | 2102.6385 | 2557.6076 | 3064.2188 | 3616.1541 | 4203.8613 | 4814.659 | 5433.1077 | 6041.6472 | 6621.4679 | 7153.5557 | 7619.8254 | 8004.2444 | 8293.8444 | 14.7968 | 20.0137 | 26.6661 | 34.997 | 45.2394 | 57.5974 | 72.2238 | 89.1969 | 108.4973 | 129.9885 | 153.4023 | 178.3337 | 204.2446 | 230.4801 | 256.2952 | 280.892 | 303.4639 | 323.2437 | 339.5513 | 351.8365
˂ = 1 kV; STEEL | 58.2592 | 59.7196 | 61.2601 | 62.7109 | 63.9243 | 64.7829 | 65.2039 | 65.1418 | 64.5867 | 63.5616 | 62.1175 | 60.3272 | 58.2795 | 56.0726 | 53.8086 | 51.5889 | 49.51 | 47.6609 | 46.1206 | 44.9574 | 5.3277 | 5.4612 | 5.6021 | 5.7348 | 5.8457 | 5.9242 | 5.9627 | 5.957 | 5.9063 | 5.8125 | 5.6805 | 5.5168 | 5.3295 | 5.1277 | 4.9207 | 4.7177 | 4.5276 | 4.3585 | 4.2176 | 4.1112
˃ 11 kV & < = 22 kV; STEEL | 1105.9526 | 996.4542 | 881.8805 | 766.2673 | 653.5478 | 547.1933 | 449.9457 | 363.6668 | 289.308 | 226.9835 | 176.1191 | 135.6424 | 104.1817 | 80.2491 | 62.3887 | 49.2829 | 39.8158 | 33.1005 | 28.4772 | 25.4935 | 64.1417 | 57.7911 | 51.1462 | 44.441 | 37.9037 | 31.7354 | 26.0954 | 21.0915 | 16.7789 | 13.1643 | 10.2143 | 7.8668 | 6.0422 | 4.6542 | 3.6183 | 2.8582 | 2.3092 | 1.9197 | 1.6516 | 1.4785
> 22 kV & < = 66 kV; STEEL | 394.779 | 307.9499 | 243.061 | 193.166 | 153.9089 | 122.5383 | 97.2751 | 76.9176 | 60.603 | 47.668 | 37.5721 | 29.8569 | 24.1264 | 20.037 | 17.2914 | 15.6333 | 14.8421 | 14.7286 | 15.1316 | 15.9166 | 16.7471 | 13.0637 | 10.311 | 8.1944 | 6.529 | 5.1982 | 4.1265 | 3.263 | 2.5709 | 2.0221 | 1.5939 | 1.2666 | 1.0235 | 0.85 | 0.73353 | 0.66319 | 0.62962 | 0.62481 | 0.6419 | 0.67521
STAY POLES (AERIAL GUYS) | 186.7475 | 197.1403 | 207.1677 | 216.917 | 226.5218 | 236.158 | 246.0359 | 256.392 | 267.4778 | 279.5496 | 292.8566 | 307.6308 | 324.077 | 342.3648 | 362.6206 | 384.9225 | 409.296 | 435.711 | 464.0807 | 494.2615 | 16.712 | 17.6421 | 18.5395 | 19.4119 | 20.2714 | 21.1338 | 22.0178 | 22.9445 | 23.9366 | 25.0169 | 26.2077 | 27.5299 | 29.0017 | 30.6382 | 32.4509 | 34.4467 | 36.6279 | 38.9918 | 41.5306 | 44.2315
| 0 | 0 | 0 | 0 | 0 | 0 | 0 | 0 | 0 | 0 | 0 | 0 | 0 | 0 | 0 | 0 | 0 | 0 | 0 | 0 | 0 | 0 | 0 | 0 | 0 | 0 | 0 | 0 | 0 | 0 | 0 | 0 | 0 | 0 | 0 | 0 | 0 | 0 | 0 | 0
Overhead Conductors | 0 | 0 | 0 | 0 | 0 | 0 | 0 | 0 | 0 | 0 | 0 | 0 | 0 | 0 | 0 | 0 | 0 | 0 | 0 | 0 | 0 | 0 | 0 | 0 | 0 | 0 | 0 | 0 | 0 | 0 | 0 | 0 | 0 | 0 | 0 | 0 | 0 | 0 | 0 | 0
˂ = 1 kV | 478.5179 | 544.8622 | 616.1274 | 692.2681 | 773.3074 | 859.3854 | 950.8105 | 1048.1108 | 1152.0824 | 1263.8304 | 1384.7988 | 1516.7871 | 1661.9492 | 1822.7743 | 2002.047 | 2202.788 | 2428.1747 | 2681.4454 | 2965.7879 | 3284.2183 | 5.7679 | 6.5676 | 7.4266 | 8.3444 | 9.3212 | 10.3588 | 11.4608 | 12.6336 | 13.8869 | 15.2339 | 16.692 | 18.2829 | 20.0327 | 21.9712 | 24.1321 | 26.5518 | 29.2686 | 32.3214 | 35.7488 | 39.5871
> 1 kV & < = 11 kV | 371.6651 | 279.8268 | 217.8054 | 174.514 | 143.6463 | 121.3548 | 105.121 | 93.1965 | 84.3184 | 77.5549 | 72.2163 | 67.7972 | 63.9376 | 60.3926 | 57.0092 | 53.7065 | 50.4582 | 47.2784 | 44.2084 | 41.3055 | 6.9536 | 5.2354 | 4.075 | 3.2651 | 2.6875 | 2.2705 | 1.9668 | 1.7437 | 1.5776 | 1.451 | 1.3511 | 1.2684 | 1.1962 | 1.1299 | 1.0666 | 1.0048 | 0.94404 | 0.88455 | 0.82711 | 0.7728
˃ 11 kV & < = 22 kV ; SWER | 162.1811 | 187.2427 | 214.4846 | 243.857 | 275.3009 | 308.7627 | 344.2122 | 381.6629 | 421.1926 | 462.9656 | 507.2521 | 554.4451 | 605.073 | 659.8057 | 719.4545 | 784.9636 | 857.3937 | 937.898 | 1027.6897 | 1128.0038 | 11.2733 | 13.0154 | 14.909 | 16.9507 | 19.1364 | 21.4623 | 23.9265 | 26.5297 | 29.2774 | 32.1811 | 35.2595 | 38.5399 | 42.0591 | 45.8636 | 50.0099 | 54.5634 | 59.5981 | 65.194 | 71.4355 | 78.4084
˃ 11 kV & < = 22 kV ; MULTIPLE-PHASE | 2026.3012 | 2235.2036 | 2453.5481 | 2682.9305 | 2925.9866 | 3186.5197 | 3469.5711 | 3781.4228 | 4129.5186 | 4522.3001 | 4968.9541 | 5479.0754 | 6062.2551 | 6727.6089 | 7483.2648 | 8335.8369 | 9289.9111 | 10347.5764 | 11508.032 | 12767.3008 | 37.911 | 41.8194 | 45.9045 | 50.1962 | 54.7436 | 59.618 | 64.9138 | 70.7483 | 77.261 | 84.6097 | 92.9664 | 102.5105 | 113.4215 | 125.8699 | 140.0078 | 155.9589 | 173.8091 | 193.5975 | 215.3089 | 238.8692
> 22 kV & < = 66 kV | 655.4874 | 794.2187 | 954.4342 | 1137.9125 | 1346.3951 | 1581.6062 | 1845.2935 | 2139.2929 | 2465.6147 | 2826.5495 | 3224.7857 | 3663.5329 | 4146.6379 | 4678.6823 | 5265.0491 | 5911.9468 | 6626.3809 | 7416.067 | 8289.2837 | 9254.6679 | 0.45688 | 0.55358 | 0.66525 | 0.79313 | 0.93845 | 1.1024 | 1.2862 | 1.4911 | 1.7186 | 1.9701 | 2.2477 | 2.5535 | 2.8902 | 3.2611 | 3.6698 | 4.1207 | 4.6186 | 5.169 | 5.7777 | 6.4506
PUBLIC LIGHTING CONDUCTOR | 184.942 | 145.3023 | 119.0042 | 100.6592 | 87.3162 | 77.2752 | 69.4936 | 63.2899 | 58.1931 | 53.8656 | 50.0612 | 46.6021 | 43.3643 | 40.2679 | 37.2686 | 34.3514 | 31.523 | 28.8056 | 26.2311 | 23.8361 | 2.2292 | 1.7514 | 1.4344 | 1.2133 | 1.0525 | 0.93145 | 0.83766 | 0.76288 | 0.70144 | 0.64928 | 0.60342 | 0.56173 | 0.5227 | 0.48538 | 0.44923 | 0.41406 | 0.37997 | 0.34721 | 0.31618 | 0.28731
| 0 | 0 | 0 | 0 | 0 | 0 | 0 | 0 | 0 | 0 | 0 | 0 | 0 | 0 | 0 | 0 | 0 | 0 | 0 | 0 | 0 | 0 | 0 | 0 | 0 | 0 | 0 | 0 | 0 | 0 | 0 | 0 | 0 | 0 | 0 | 0 | 0 | 0 | 0 | 0
Underground Cables | 0 | 0 | 0 | 0 | 0 | 0 | 0 | 0 | 0 | 0 | 0 | 0 | 0 | 0 | 0 | 0 | 0 | 0 | 0 | 0 | 0 | 0 | 0 | 0 | 0 | 0 | 0 | 0 | 0 | 0 | 0 | 0 | 0 | 0 | 0 | 0 | 0 | 0 | 0 | 0
˂ = 1 kV | 1527.1013 | 1662.9501 | 1806.0142 | 1956.3923 | 2115.3613 | 2285.2895 | 2469.4184 | 2671.5537 | 2895.7169 | 3145.8228 | 3425.4382 | 3737.6626 | 4085.1376 | 4470.1609 | 4894.8495 | 5361.2717 | 5871.4701 | 6427.3073 | 7030.1021 | 7680.07 | 13.93 | 15.1692 | 16.4742 | 17.8459 | 19.296 | 20.846 | 22.5256 | 24.3695 | 26.4142 | 28.6957 | 31.2463 | 34.0943 | 37.2639 | 40.7761 | 44.65 | 48.9046 | 53.5586 | 58.6288 | 64.1274 | 70.0563
> 1 kV & < = 11 kV | 0.021452 | 0.032936 | 0.04995 | 0.074833 | 0.11075 | 0.16194 | 0.23394 | 0.33391 | 0.47091 | 0.65622 | 0.9036 | 1.2295 | 1.6533 | 2.1971 | 2.8855 | 3.7455 | 4.8056 | 6.0947 | 7.6412 | 9.4716 | 6.0322e-05 | 9.2614e-05 | 0.00014046 | 0.00021043 | 0.00031143 | 0.00045537 | 0.00065784 | 0.00093894 | 0.0013242 | 0.0018452 | 0.0025409 | 0.0034574 | 0.004649 | 0.006178 | 0.0081138 | 0.010532 | 0.013513 | 0.017138 | 0.021487 | 0.026634
> 11 kV & < = 22 kV | 919.3245 | 987.0427 | 1064.3945 | 1152.2537 | 1251.7223 | 1364.1456 | 1491.1239 | 1634.5263 | 1796.5078 | 1979.5286 | 2186.3722 | 2420.1566 | 2684.3334 | 2982.6699 | 3319.212 | 3698.225 | 4124.1105 | 4601.2964 | 5134.0939 | 5726.5153 | 2.5851 | 2.7755 | 2.993 | 3.2401 | 3.5198 | 3.8359 | 4.193 | 4.5962 | 5.0517 | 5.5663 | 6.148 | 6.8053 | 7.5482 | 8.3871 | 9.3334 | 10.3992 | 11.5968 | 12.9386 | 14.4368 | 16.1026
> 33 kV & < = 66 kV | 2.3592e-05 | 4.2048e-05 | 7.388e-05 | 0.00012797 | 0.00021853 | 0.00036788 | 0.00061053 | 0.0009989 | 0.0016112 | 0.002562 | 0.0040163 | 0.0062072 | 0.0094577 | 0.014207 | 0.02104 | 0.030721 | 0.044226 | 0.062775 | 0.087858 | 0.12125 | 6.6339e-08 | 1.1824e-07 | 2.0775e-07 | 3.5985e-07 | 6.1449e-07 | 1.0345e-06 | 1.7168e-06 | 2.8089e-06 | 4.5306e-06 | 7.2043e-06 | 1.1294e-05 | 1.7454e-05 | 2.6594e-05 | 3.9949e-05 | 5.9163e-05 | 8.6385e-05 | 0.00012436 | 0.00017652 | 0.00024705 | 0.00034095
PUBLIC LIGHTING UNDERGROUND CABLE | 1.2436 | 1.6928 | 2.2917 | 3.0853 | 4.1294 | 5.4931 | 7.2604 | 9.5326 | 12.4295 | 16.0913 | 20.679 | 26.3747 | 33.381 | 41.9187 | 52.2245 | 64.5459 | 79.1371 | 96.2522 | 116.139 | 139.0327 | 0.011344 | 0.015441 | 0.020905 | 0.028144 | 0.037668 | 0.050107 | 0.066228 | 0.086955 | 0.11338 | 0.14678 | 0.18863 | 0.24059 | 0.3045 | 0.38238 | 0.47638 | 0.58878 | 0.72188 | 0.878 | 1.0594 | 1.2682
| 0 | 0 | 0 | 0 | 0 | 0 | 0 | 0 | 0 | 0 | 0 | 0 | 0 | 0 | 0 | 0 | 0 | 0 | 0 | 0 | 0 | 0 | 0 | 0 | 0 | 0 | 0 | 0 | 0 | 0 | 0 | 0 | 0 | 0 | 0 | 0 | 0 | 0 | 0 | 0
Service Lines | 0 | 0 | 0 | 0 | 0 | 0 | 0 | 0 | 0 | 0 | 0 | 0 | 0 | 0 | 0 | 0 | 0 | 0 | 0 | 0 | 0 | 0 | 0 | 0 | 0 | 0 | 0 | 0 | 0 | 0 | 0 | 0 | 0 | 0 | 0 | 0 | 0 | 0 | 0 | 0
LV OVERHEAD SERVICE CABLE | 4865.7435 | 4606.6983 | 4453.7687 | 4385.4759 | 4382.5713 | 4428.2664 | 4508.2695 | 4610.6852 | 4725.8292 | 4845.9952 | 4965.2043 | 5078.9528 | 5183.9693 | 5277.9854 | 5359.5201 | 5427.6785 | 5481.9657 | 5522.1169 | 5547.9475 | 5559.2294 | 155.3594 | 147.0883 | 142.2054 | 140.0248 | 139.9321 | 141.3911 | 143.9455 | 147.2156 | 150.892 | 154.7289 | 158.5351 | 162.167 | 165.5201 | 168.522 | 171.1253 | 173.3015 | 175.0349 | 176.3169 | 177.1416 | 177.5019
LV UNDERGROUND SERVICE CABLE | 1.1221 | 1.4218 | 1.8056 | 2.3019 | 2.9489 | 3.7985 | 4.9191 | 6.4002 | 8.3567 | 10.9334 | 14.3107 | 18.7088 | 24.3922 | 31.6743 | 40.92 | 52.5487 | 67.0354 | 84.912 | 106.7673 | 133.2471 | 0.010236 | 0.012969 | 0.016471 | 0.020997 | 0.0269 | 0.034649 | 0.044872 | 0.058382 | 0.076228 | 0.099733 | 0.13054 | 0.17066 | 0.2225 | 0.28893 | 0.37327 | 0.47934 | 0.61149 | 0.77455 | 0.97391 | 1.2155
| 0 | 0 | 0 | 0 | 0 | 0 | 0 | 0 | 0 | 0 | 0 | 0 | 0 | 0 | 0 | 0 | 0 | 0 | 0 | 0 | 0 | 0 | 0 | 0 | 0 | 0 | 0 | 0 | 0 | 0 | 0 | 0 | 0 | 0 | 0 | 0 | 0 | 0 | 0 | 0
Transformers | 0 | 0 | 0 | 0 | 0 | 0 | 0 | 0 | 0 | 0 | 0 | 0 | 0 | 0 | 0 | 0 | 0 | 0 | 0 | 0 | 0 | 0 | 0 | 0 | 0 | 0 | 0 | 0 | 0 | 0 | 0 | 0 | 0 | 0 | 0 | 0 | 0 | 0 | 0 | 0
POLE MOUNTED ; < = 22kV ; < = 60 kVA ; SINGLE PHASE | 2905.2014 | 2985.7217 | 3052.4236 | 3106.9938 | 3151.8074 | 3189.7894 | 3224.2201 | 3258.5001 | 3295.8923 | 3339.2678 | 3390.8773 | 3452.1712 | 3523.6849 | 3604.9972 | 3694.7654 | 3790.8299 | 3890.377 | 3990.1455 | 4086.6579 | 4176.4595 | 519.3899 | 533.7852 | 545.7101 | 555.4662 | 563.4779 | 570.2683 | 576.4238 | 582.5524 | 589.2373 | 596.9919 | 606.2187 | 617.1767 | 629.9619 | 644.4989 | 660.5476 | 677.7219 | 695.5189 | 713.3554 | 730.6098 | 746.6645
POLE MOUNTED ; < = 22kV ; > 60 kVA AND < = 600 kVA ; SINGLE PHASE | 372.3171 | 387.7002 | 401.299 | 413.2064 | 423.6178 | 432.8224 | 441.1839 | 449.1159 | 457.0494 | 465.3992 | 474.5289 | 484.7203 | 496.1488 | 508.8669 | 522.7987 | 537.7434 | 553.3894 | 569.3363 | 585.1229 | 600.2591 | 12.5357 | 13.0537 | 13.5115 | 13.9124 | 14.263 | 14.5729 | 14.8544 | 15.1215 | 15.3886 | 15.6697 | 15.9771 | 16.3203 | 16.7051 | 17.1333 | 17.6024 | 18.1055 | 18.6323 | 19.1693 | 19.7008 | 20.2104
POLE MOUNTED ; < = 22kV ; < = 60 kVA ; MULTIPLE PHASE | 367.8719 | 416.4978 | 467.509 | 520.3805 | 574.5351 | 629.3742 | 684.3149 | 738.8287 | 792.4797 | 844.957 | 896.099 | 945.9051 | 994.533 | 1042.2802 | 1089.5512 | 1136.8119 | 1184.5356 | 1233.1453 | 1282.958 | 1334.1361 | 31.1154 | 35.2282 | 39.5429 | 44.0148 | 48.5953 | 53.2337 | 57.8807 | 62.4916 | 67.0295 | 71.4682 | 75.7939 | 80.0066 | 84.1196 | 88.1582 | 92.1564 | 96.1538 | 100.1904 | 104.3019 | 108.5152 | 112.8439
POLE MOUNTED ; < = 22kV ; > 60 kVA AND < = 600 kVA ; MULTIPLE PHASE | 1631.4692 | 1789.9921 | 1948.1668 | 2104.0989 | 2256.1225 | 2402.9237 | 2543.6466 | 2677.969 | 2806.1369 | 2928.9494 | 3047.6914 | 3164.0168 | 3279.7899 | 3396.8989 | 3517.0593 | 3641.6241 | 3771.421 | 3906.631 | 4046.721 | 4190.4356 | 99.2009 | 108.8398 | 118.4575 | 127.9389 | 137.1827 | 146.1089 | 154.6655 | 162.8329 | 170.6261 | 178.0936 | 185.3137 | 192.3868 | 199.4264 | 206.5471 | 213.8534 | 221.4276 | 229.3198 | 237.5412 | 246.0593 | 254.7978
POLE MOUNTED ; < = 22kV ; > 600 kVA ; MULTIPLE PHASE | 160.9045 | 132.0231 | 104.5225 | 79.9877 | 59.3916 | 43.1244 | 31.1011 | 22.9057 | 17.9339 | 15.5112 | 14.9769 | 15.7382 | 17.3028 | 19.298 | 21.4817 | 23.7411 | 26.077 | 28.5683 | 31.3211 | 34.408 | 1.4893 | 1.222 | 0.96745 | 0.74036 | 0.54973 | 0.39916 | 0.28787 | 0.21201 | 0.16599 | 0.14357 | 0.13862 | 0.14567 | 0.16015 | 0.17862 | 0.19883 | 0.21975 | 0.24137 | 0.26443 | 0.28991 | 0.31848
KIOSK MOUNTED ; < = 22kV ; < = 60 kVA ; SINGLE PHASE | 0.00057594 | 0.00094885 | 0.0015351 | 0.0024388 | 0.003805 | 0.0058295 | 0.0087706 | 0.012958 | 0.018801 | 0.026787 | 0.037478 | 0.051494 | 0.069477 | 0.092056 | 0.11978 | 0.15304 | 0.19203 | 0.23661 | 0.2863 | 0.34019 | 4.3628e-05 | 7.1877e-05 | 0.00011628 | 0.00018475 | 0.00028823 | 0.00044159 | 0.00066439 | 0.0009816 | 0.0014242 | 0.0020291 | 0.002839 | 0.0039007 | 0.005263 | 0.0069733 | 0.0090733 | 0.011593 | 0.014546 | 0.017924 | 0.021688 | 0.02577
KIOSK MOUNTED ; < = 22kV ; < = 60 kVA ; MULTIPLE PHASE | 36.6308 | 39.5552 | 42.3331 | 44.9422 | 47.3737 | 49.6329 | 51.7377 | 53.7173 | 55.609 | 57.4545 | 59.2961 | 61.1729 | 63.1165 | 65.1489 | 67.2798 | 69.5057 | 71.81 | 74.1641 | 76.5289 | 78.8576 | 1.305 | 1.4092 | 1.5082 | 1.6011 | 1.6877 | 1.7682 | 1.8432 | 1.9137 | 1.9811 | 2.0469 | 2.1125 | 2.1793 | 2.2486 | 2.321 | 2.3969 | 2.4762 | 2.5583 | 2.6422 | 2.7264 | 2.8094
KIOSK MOUNTED ; < = 22kV ; > 60 kVA AND < = 600 kVA ; MULTIPLE PHASE | 998.6626 | 1142.9316 | 1296.6542 | 1458.5153 | 1626.9517 | 1800.2225 | 1976.5035 | 2153.9957 | 2331.0446 | 2506.2552 | 2678.5948 | 2847.4699 | 3012.7666 | 3174.8491 | 3334.5097 | 3492.8748 | 3651.2715 | 3811.0665 | 3973.4916 | 4139.4724 | 9.738 | 11.1447 | 12.6437 | 14.222 | 15.8644 | 17.554 | 19.2729 | 21.0036 | 22.73 | 24.4385 | 26.119 | 27.7657 | 29.3775 | 30.9579 | 32.5148 | 34.059 | 35.6035 | 37.1617 | 38.7455 | 40.364
KIOSK MOUNTED ; < = 22kV ; > 600 kVA ; MULTIPLE PHASE | 135.7338 | 160.2791 | 187.5235 | 217.4184 | 249.8479 | 284.6273 | 321.5075 | 360.1837 | 400.3085 | 441.5105 | 483.4154 | 525.6696 | 567.9635 | 610.0526 | 651.7742 | 693.0567 | 733.9212 | 774.4743 | 814.8908 | 855.3892 | 1.1476 | 1.3551 | 1.5855 | 1.8382 | 2.1124 | 2.4065 | 2.7183 | 3.0453 | 3.3846 | 3.7329 | 4.0872 | 4.4445 | 4.8021 | 5.1579 | 5.5107 | 5.8597 | 6.2052 | 6.5481 | 6.8898 | 7.2322
GROUND OUTDOOR / INDOOR CHAMBER MOUNTED ; ˂ 22 kV ; < = 60 kVA ; SINGLE PHASE | 0.046008 | 0.067828 | 0.097804 | 0.13793 | 0.19026 | 0.25669 | 0.3387 | 0.43712 | 0.55175 | 0.68118 | 0.82251 | 0.97138 | 1.122 | 1.2676 | 1.4007 | 1.5137 | 1.6001 | 1.6542 | 1.6726 | 1.6542 | 0.0016391 | 0.0024164 | 0.0034844 | 0.004914 | 0.0067783 | 0.0091446 | 0.012066 | 0.015573 | 0.019657 | 0.024268 | 0.029303 | 0.034606 | 0.039973 | 0.04516 | 0.0499 | 0.053928 | 0.057003 | 0.058932 | 0.059589 | 0.058932
GROUND OUTDOOR / INDOOR CHAMBER MOUNTED ; ˂ 22 kV ; > 60 kVA AND < = 600 kVA ; SINGLE PHASE | 0.046511 | 0.068571 | 0.098875 | 0.13944 | 0.19235 | 0.2595 | 0.34241 | 0.4419 | 0.55779 | 0.68863 | 0.83152 | 0.98202 | 1.1343 | 1.2815 | 1.416 | 1.5303 | 1.6176 | 1.6723 | 1.691 | 1.6723 | 0.0016391 | 0.0024164 | 0.0034844 | 0.004914 | 0.0067783 | 0.0091446 | 0.012066 | 0.015573 | 0.019657 | 0.024268 | 0.029303 | 0.034606 | 0.039973 | 0.04516 | 0.0499 | 0.053928 | 0.057003 | 0.058932 | 0.059589 | 0.058932
GROUND OUTDOOR / INDOOR CHAMBER MOUNTED ; ˂ 22 kV ; < = 60 kVA ; MULTIPLE PHASE | 4.3962 | 5.4295 | 6.5985 | 7.8933 | 9.2973 | 10.7867 | 12.3311 | 13.8948 | 15.4381 | 16.9194 | 18.2971 | 19.5319 | 20.5888 | 21.4395 | 22.0634 | 22.4492 | 22.5959 | 22.5129 | 22.2196 | 21.7451 | 0.15492 | 0.19134 | 0.23253 | 0.27816 | 0.32764 | 0.38012 | 0.43455 | 0.48965 | 0.54404 | 0.59624 | 0.64479 | 0.6883 | 0.72555 | 0.75553 | 0.77751 | 0.79111 | 0.79628 | 0.79335 | 0.78302 | 0.7663
GROUND OUTDOOR / INDOOR CHAMBER MOUNTED ; ˂ 22 kV ; > 60 kVA AND < = 600 kVA ; MULTIPLE PHASE | 31.9009 | 37.0055 | 42.5039 | 48.3516 | 54.4936 | 60.8669 | 67.4034 | 74.0344 | 80.6942 | 87.325 | 93.8808 | 100.3304 | 106.6597 | 112.8721 | 118.9879 | 125.0411 | 131.0754 | 137.1388 | 143.2774 | 149.529 | 1.1242 | 1.3041 | 1.4978 | 1.7039 | 1.9204 | 2.145 | 2.3753 | 2.609 | 2.8437 | 3.0773 | 3.3084 | 3.5356 | 3.7587 | 3.9776 | 4.1931 | 4.4065 | 4.6191 | 4.8328 | 5.0491 | 5.2694
GROUND OUTDOOR / INDOOR CHAMBER MOUNTED ; ˂ 22 kV ; > 600 kVA ; MULTIPLE PHASE | 115.9604 | 131.4245 | 147.62 | 164.375 | 181.5028 | 198.8122 | 216.1192 | 233.259 | 250.098 | 266.5436 | 282.5512 | 298.1278 | 313.3305 | 328.2602 | 343.0514 | 357.8571 | 372.8321 | 388.1143 | 403.807 | 419.9635 | 2.7527 | 3.1198 | 3.5043 | 3.902 | 4.3086 | 4.7195 | 5.1303 | 5.5372 | 5.9369 | 6.3273 | 6.7073 | 7.0771 | 7.4379 | 7.7924 | 8.1435 | 8.4949 | 8.8504 | 9.2132 | 9.5857 | 9.9692
GROUND OUTDOOR / INDOOR CHAMBER MOUNTED ; > 33 kV & < = 66 kV ; < = 15 MVA | 10222.5592 | 8950.935 | 7826.3558 | 6824.5949 | 5926.1995 | 5116.7924 | 4386.5783 | 3729.359 | 3141.3445 | 2619.9955 | 2163.0602 | 1767.8939 | 1431.0831 | 1148.3436 | 914.6312 | 724.3904 | 571.8644 | 451.4058 | 357.7399 | 286.1556 | 8.9834 | 7.8659 | 6.8776 | 5.9973 | 5.2078 | 4.4965 | 3.8548 | 3.2773 | 2.7605 | 2.3024 | 1.9008 | 1.5536 | 1.2576 | 1.0091 | 0.80376 | 0.63658 | 0.50254 | 0.39669 | 0.31437 | 0.25147
GROUND OUTDOOR / INDOOR CHAMBER MOUNTED ; > 33 kV & < = 66 kV ; > 15 MVA AND < = 40 MVA | 1448.6878 | 1459.605 | 1476.2737 | 1497.2692 | 1521.5686 | 1548.608 | 1578.2266 | 1610.5152 | 1645.5986 | 1683.3925 | 1723.3809 | 1764.4526 | 1804.8309 | 1842.1127 | 1873.4164 | 1895.6224 | 1905.6754 | 1900.9075 | 1879.3397 | 1839.9243 | 1.2731 | 1.2827 | 1.2973 | 1.3158 | 1.3371 | 1.3609 | 1.3869 | 1.4153 | 1.4461 | 1.4793 | 1.5145 | 1.5506 | 1.586 | 1.6188 | 1.6463 | 1.6658 | 1.6747 | 1.6705 | 1.6515 | 1.6169
GROUND OUTDOOR / INDOOR CHAMBER MOUNTED ; > 33 kV & < = 66 kV ; > 40 MVA | 194.8425 | 173.4315 | 151.3573 | 129.512 | 108.6546 | 89.3752 | 72.0804 | 56.9966 | 44.1887 | 33.5896 | 25.034 | 18.2931 | 13.1061 | 9.2065 | 6.3408 | 4.2818 | 2.835 | 1.8405 | 1.1718 | 0.73196 | 0.17122 | 0.15241 | 0.13301 | 0.11381 | 0.095483 | 0.078541 | 0.063343 | 0.050087 | 0.038832 | 0.029518 | 0.021999 | 0.016076 | 0.011517 | 0.0080904 | 0.0055722 | 0.0037628 | 0.0024914 | 0.0016174 | 0.0010298 | 0.00064323
POLE MOUNTED ; < ≈ 22KV ; < ≈ 60 KVA ; SWER | 150.3985 | 176.6186 | 205.5374 | 237.0629 | 271.0311 | 307.2081 | 345.2964 | 384.9481 | 425.7816 | 467.4037 | 509.4332 | 551.5265 | 593.4005 | 634.8524 | 675.7723 | 716.1484 | 756.062 | 795.6735 | 835.1996 | 874.8826 | 46.7695 | 54.9232 | 63.9161 | 73.7196 | 84.2827 | 95.5327 | 107.377 | 119.7075 | 132.4056 | 145.3488 | 158.4188 | 171.5085 | 184.5301 | 197.4204 | 210.1453 | 222.7011 | 235.1131 | 247.4311 | 259.7225 | 272.0628
POLE MOUNTED ; < ≈ 22KV ; > 60 KVA AND < ≈ 600 KVA ; SWER | 0.058131 | 0.088036 | 0.1308 | 0.19066 | 0.27267 | 0.38256 | 0.52662 | 0.71123 | 0.94242 | 1.2252 | 1.5628 | 1.9558 | 2.4015 | 2.8931 | 3.4198 | 3.9664 | 4.5137 | 5.0402 | 5.5226 | 5.9382 | 0.0019572 | 0.0029641 | 0.004404 | 0.0064195 | 0.0091805 | 0.012881 | 0.017731 | 0.023947 | 0.031731 | 0.041252 | 0.052618 | 0.06585 | 0.080856 | 0.09741 | 0.11514 | 0.13355 | 0.15197 | 0.1697 | 0.18594 | 0.19994
KIOSK MOUNTED ; < ≈ 22KV ; < ≈ 60 KVA ; SWER | 49.4366 | 44.9294 | 41.0578 | 37.8262 | 35.2006 | 33.1194 | 31.5041 | 30.2688 | 29.3273 | 28.5989 | 28.012 | 27.5064 | 27.0345 | 26.5616 | 26.0657 | 25.5361 | 24.973 | 24.3849 | 23.7874 | 23.2004 | 3.7449 | 3.4035 | 3.1102 | 2.8654 | 2.6665 | 2.5088 | 2.3865 | 2.2929 | 2.2216 | 2.1664 | 2.1219 | 2.0836 | 2.0479 | 2.0121 | 1.9745 | 1.9344 | 1.8917 | 1.8472 | 1.8019 | 1.7575
POLE / GROUND MOUNTED ; < = 22KV ; > 600 KVA ; REGULATOR | 553.2741 | 508.0488 | 468.3924 | 434.6332 | 406.7469 | 384.4194 | 367.116 | 354.154 | 344.7697 | 338.1784 | 333.6239 | 330.4167 | 327.9618 | 325.7779 | 323.509 | 320.9319 | 317.9594 | 314.6416 | 311.166 | 307.8548 | 8.4694 | 7.7771 | 7.1701 | 6.6533 | 6.2264 | 5.8846 | 5.6198 | 5.4213 | 5.2777 | 5.1768 | 5.1071 | 5.058 | 5.0204 | 4.987 | 4.9522 | 4.9128 | 4.8673 | 4.8165 | 4.7633 | 4.7126
AUTO TRANSFORMERS | 1.2627e-10 | 3.1584e-10 | 7.7579e-10 | 1.8713e-09 | 4.4325e-09 | 1.0311e-08 | 2.3552e-08 | 5.283e-08 | 1.1637e-07 | 2.5173e-07 | 5.3474e-07 | 1.1155e-06 | 2.2851e-06 | 4.5967e-06 | 9.0805e-06 | 1.7615e-05 | 3.3557e-05 | 6.2777e-05 | 0.00011533 | 0.00020805 | 2.9974e-12 | 7.4975e-12 | 1.8416e-11 | 4.4421e-11 | 1.0522e-10 | 2.4475e-10 | 5.5908e-10 | 1.2541e-09 | 2.7625e-09 | 5.9757e-09 | 1.2694e-08 | 2.648e-08 | 5.4243e-08 | 1.0912e-07 | 2.1556e-07 | 4.1816e-07 | 7.9659e-07 | 1.4902e-06 | 2.7376e-06 | 4.9388e-06
| 0 | 0 | 0 | 0 | 0 | 0 | 0 | 0 | 0 | 0 | 0 | 0 | 0 | 0 | 0 | 0 | 0 | 0 | 0 | 0 | 0 | 0 | 0 | 0 | 0 | 0 | 0 | 0 | 0 | 0 | 0 | 0 | 0 | 0 | 0 | 0 | 0 | 0 | 0 | 0
Switchgear | 0 | 0 | 0 | 0 | 0 | 0 | 0 | 0 | 0 | 0 | 0 | 0 | 0 | 0 | 0 | 0 | 0 | 0 | 0 | 0 | 0 | 0 | 0 | 0 | 0 | 0 | 0 | 0 | 0 | 0 | 0 | 0 | 0 | 0 | 0 | 0 | 0 | 0 | 0 | 0
˂ = 11 kV ; SWITCH | 36.2235 | 38.8657 | 41.338 | 43.6052 | 45.6391 | 47.4202 | 48.9375 | 50.189 | 51.1812 | 51.9277 | 52.4478 | 52.7643 | 52.9013 | 52.8819 | 52.7254 | 52.4459 | 52.051 | 51.5411 | 50.9101 | 50.1467 | 1.0414 | 1.1174 | 1.1885 | 1.2537 | 1.3121 | 1.3634 | 1.407 | 1.443 | 1.4715 | 1.4929 | 1.5079 | 1.517 | 1.5209 | 1.5204 | 1.5159 | 1.5078 | 1.4965 | 1.4818 | 1.4637 | 1.4417
˂ = 11 kV ; CIRCUIT BREAKER | 567.6505 | 465.3866 | 379.9076 | 310.8361 | 257.0731 | 217.0169 | 188.7593 | 170.2491 | 159.4208 | 154.2914 | 153.0306 | 154.0109 | 155.8424 | 157.395 | 157.8105 | 156.5028 | 153.1467 | 147.6544 | 140.1422 | 130.8873 | 6.3756 | 5.227 | 4.2669 | 3.4912 | 2.8873 | 2.4374 | 2.1201 | 1.9122 | 1.7905 | 1.7329 | 1.7188 | 1.7298 | 1.7503 | 1.7678 | 1.7724 | 1.7578 | 1.7201 | 1.6584 | 1.574 | 1.4701
˂= 1 kV CIRCUIT BREAKER | 3797.8031 | 2963.8747 | 2423.6692 | 2044.6714 | 1761.6878 | 1540.7168 | 1362.5144 | 1215.1414 | 1090.553 | 983.0336 | 888.4428 | 803.8081 | 727.0849 | 656.9586 | 592.6784 | 533.9025 | 480.5569 | 432.7118 | 390.4803 | 353.9391 | 782.3691 | 610.5751 | 499.2897 | 421.214 | 362.9177 | 317.3965 | 280.6857 | 250.3261 | 224.6601 | 202.5105 | 183.0243 | 165.5891 | 149.7836 | 135.3372 | 122.0951 | 109.987 | 98.9975 | 89.1411 | 80.4412 | 72.9135
> 1 kV & ˂= 11 kV ISOLATORS, EARTHING SWITCH | 35.4464 | 31.0396 | 27.2173 | 23.9304 | 21.1194 | 18.7199 | 16.6674 | 14.9008 | 13.365 | 12.0129 | 10.8059 | 9.7149 | 8.7189 | 7.8048 | 6.9657 | 6.1992 | 5.5064 | 4.8903 | 4.3546 | 3.9031 | 7.3022 | 6.3943 | 5.6069 | 4.9298 | 4.3507 | 3.8564 | 3.4336 | 3.0697 | 2.7533 | 2.4747 | 2.2261 | 2.0013 | 1.7961 | 1.6078 | 1.435 | 1.2771 | 1.1344 | 1.0074 | 0.89708 | 0.80405
> 11 kV & < = 22 kV ; SWITCH | 1261.3087 | 1199.834 | 1161.3408 | 1145.2741 | 1150.7177 | 1176.4592 | 1221.0426 | 1282.8112 | 1359.9427 | 1450.4781 | 1552.3501 | 1663.4115 | 1781.4662 | 1904.3044 | 2029.7404 | 2155.6531 | 2280.0266 | 2400.9871 | 2516.8349 | 2626.0668 | 70.0182 | 66.6056 | 64.4687 | 63.5768 | 63.879 | 65.308 | 67.7829 | 71.2118 | 75.4936 | 80.5194 | 86.1745 | 92.3398 | 98.8933 | 105.7123 | 112.6756 | 119.6653 | 126.5695 | 133.2843 | 139.7153 | 145.779
> 11 kV & < = 22 kV ; CIRCUIT BREAKER | 3138.5968 | 3018.542 | 2891.927 | 2762.3276 | 2632.8047 | 2505.8125 | 2383.1417 | 2265.9001 | 2154.5344 | 2048.8945 | 1948.3392 | 1851.8764 | 1758.3277 | 1666.5016 | 1575.3587 | 1484.1521 | 1392.5305 | 1300.5938 | 1208.9001 | 1118.4279 | 35.2512 | 33.9028 | 32.4807 | 31.0251 | 29.5704 | 28.144 | 26.7663 | 25.4495 | 24.1987 | 23.0122 | 21.8828 | 20.7994 | 19.7487 | 18.7173 | 17.6936 | 16.6693 | 15.6402 | 14.6076 | 13.5778 | 12.5616
> 33 kV & < = 66 kV ; SWITCH | 248.1531 | 261.3516 | 272.9338 | 282.7004 | 290.5095 | 296.2838 | 300.0144 | 301.7591 | 301.6366 | 299.8154 | 296.4987 | 291.9073 | 286.2612 | 279.7633 | 272.5856 | 264.8609 | 256.6793 | 248.0922 | 239.1195 | 229.763 | 6.8115 | 7.1737 | 7.4917 | 7.7597 | 7.9741 | 8.1326 | 8.235 | 8.2829 | 8.2795 | 8.2295 | 8.1385 | 8.0125 | 7.8575 | 7.6791 | 7.4821 | 7.2701 | 7.0455 | 6.8098 | 6.5635 | 6.3067
> 33 kV & < = 66 kV ; CIRCUIT BREAKER | 1047.6409 | 1058.1304 | 1057.9764 | 1048.7119 | 1032.1895 | 1010.3744 | 985.1392 | 958.0861 | 930.4169 | 902.8631 | 875.6817 | 848.7093 | 821.4644 | 793.2797 | 763.4447 | 731.3412 | 696.5553 | 658.9577 | 618.7446 | 576.4422 | 5.5348 | 5.5903 | 5.5894 | 5.5405 | 5.4532 | 5.338 | 5.2046 | 5.0617 | 4.9155 | 4.77 | 4.6264 | 4.4839 | 4.3399 | 4.191 | 4.0334 | 3.8638 | 3.68 | 3.4814 | 3.2689 | 3.0454
> 11 KV & < ≈ 22 KV ; ISOLATORS, EARTHING SWITCH | 435.2874 | 411.9911 | 398.0901 | 392.8861 | 395.6114 | 405.4546 | 421.5782 | 443.1315 | 469.2597 | 499.1109 | 531.8428 | 566.6296 | 602.6709 | 639.2008 | 675.4983 | 710.8978 | 744.7982 | 776.6708 | 806.0638 | 832.6033 | 89.6717 | 84.8725 | 82.0088 | 80.9368 | 81.4982 | 83.526 | 86.8475 | 91.2876 | 96.6702 | 102.8197 | 109.5626 | 116.7289 | 124.1536 | 131.679 | 139.1565 | 146.449 | 153.4327 | 159.9986 | 166.0537 | 171.521
> 33 KV & < ≈ 66 KV ; ISOLATORS, EARTHING SWITCH | 212.5238 | 194.6755 | 184.726 | 180.0028 | 178.5789 | 179.0772 | 180.5271 | 182.2609 | 183.8392 | 184.995 | 185.5903 | 185.5819 | 184.9911 | 183.8778 | 182.3186 | 180.3879 | 178.144 | 175.6201 | 172.8206 | 169.7225 | 20.0597 | 18.3751 | 17.436 | 16.9901 | 16.8557 | 16.9028 | 17.0396 | 17.2033 | 17.3523 | 17.4613 | 17.5175 | 17.5168 | 17.461 | 17.3559 | 17.2087 | 17.0265 | 16.8147 | 16.5765 | 16.3122 | 16.0198
HV FUSES AND SURGE DIVERTERS | 8032.2315 | 8436.3265 | 9010.9792 | 9685.2103 | 10413.1068 | 11164.4056 | 11918.5792 | 12661.1652 | 13381.5338 | 14071.5898 | 14725.0928 | 15337.3876 | 15905.3928 | 16427.7233 | 16904.8392 | 17339.1292 | 17734.8513 | 18097.8799 | 18435.2337 | 18754.3895 | 3664.8615 | 3849.2377 | 4111.4341 | 4419.0652 | 4751.1821 | 5093.9767 | 5438.083 | 5776.9023 | 6105.5845 | 6420.4359 | 6718.6093 | 6997.9807 | 7257.1441 | 7495.4675 | 7713.1609 | 7911.3142 | 8091.8701 | 8257.5089 | 8411.4331 | 8557.0541
| 0 | 0 | 0 | 0 | 0 | 0 | 0 | 0 | 0 | 0 | 0 | 0 | 0 | 0 | 0 | 0 | 0 | 0 | 0 | 0 | 0 | 0 | 0 | 0 | 0 | 0 | 0 | 0 | 0 | 0 | 0 | 0 | 0 | 0 | 0 | 0 | 0 | 0 | 0 | 0
Public Lighting | 0 | 0 | 0 | 0 | 0 | 0 | 0 | 0 | 0 | 0 | 0 | 0 | 0 | 0 | 0 | 0 | 0 | 0 | 0 | 0 | 0 | 0 | 0 | 0 | 0 | 0 | 0 | 0 | 0 | 0 | 0 | 0 | 0 | 0 | 0 | 0 | 0 | 0 | 0 | 0
LUMINAIRES ; MAJOR ROAD | 357.6522 | 429.2154 | 507.8663 | 592.5502 | 681.7889 | 773.7091 | 866.1027 | 956.5186 | 1042.381 | 1121.1253 | 1190.3403 | 1247.9053 | 1292.1107 | 1321.7489 | 1336.1717 | 1335.3078 | 1319.6414 | 1290.1572 | 1248.2589 | 1195.6697 | 112.1265 | 134.5621 | 159.2197 | 185.7687 | 213.7457 | 242.5633 | 271.5294 | 299.8754 | 326.7939 | 351.4808 | 373.1802 | 391.2272 | 405.0859 | 414.3777 | 418.8994 | 418.6285 | 413.717 | 404.4735 | 391.3381 | 374.851
LUMINAIRES ; MINOR ROAD | 564.7449 | 731.5785 | 935.3342 | 1180.2772 | 1470.0376 | 1807.2499 | 2193.1775 | 2627.3517 | 3107.2603 | 3628.118 | 4182.7566 | 4761.6589 | 5353.1578 | 5943.8018 | 6518.8785 | 7063.067 | 7561.1793 | 7998.9364 | 8363.7224 | 8645.2564 | 92.6539 | 120.0251 | 153.454 | 193.6401 | 241.1791 | 296.5033 | 359.8198 | 431.0518 | 509.7872 | 595.2408 | 686.2366 | 781.2132 | 878.2564 | 975.1594 | 1069.5083 | 1158.7897 | 1240.5116 | 1312.3315 | 1372.1794 | 1418.3688
BRACKETS ; MAJOR ROAD | 0 | 0 | 0 | 0 | 0 | 0 | 0 | 0 | 0 | 0 | 0 | 0 | 0 | 0 | 0 | 0 | 0 | 0 | 0 | 0 | 0 | 0 | 0 | 0 | 0 | 0 | 0 | 0 | 0 | 0 | 0 | 0 | 0 | 0 | 0 | 0 | 0 | 0 | 0 | 0
BRACKETS ; MINOR ROAD | 0 | 0 | 0 | 0 | 0 | 0 | 0 | 0 | 0 | 0 | 0 | 0 | 0 | 0 | 0 | 0 | 0 | 0 | 0 | 0 | 0 | 0 | 0 | 0 | 0 | 0 | 0 | 0 | 0 | 0 | 0 | 0 | 0 | 0 | 0 | 0 | 0 | 0 | 0 | 0
LAMPS ; MAJOR ROAD | 431.5112 | 211.7004 | 108.3425 | 62.5795 | 46.4251 | 47.5656 | 61.7587 | 89.2013 | 132.8631 | 197.7073 | 290.2115 | 417.8628 | 588.4442 | 809.0303 | 1084.7096 | 1417.1455 | 1803.1864 | 2233.7952 | 2693.5914 | 3161.2399 | 135.2818 | 66.3696 | 33.9661 | 19.6191 | 14.5546 | 14.9122 | 19.3618 | 27.9652 | 41.6535 | 61.9827 | 90.9834 | 131.003 | 184.4814 | 253.6368 | 340.0642 | 444.2852 | 565.3118 | 700.3107 | 844.4601 | 991.0713
LAMPS ; MINOR ROAD | 3701.8975 | 2063.473 | 1158.4604 | 675.1411 | 439.1876 | 357.027 | 384.6122 | 510.5553 | 747.3786 | 1127.2435 | 1699.8292 | 2530.6477 | 3698.3948 | 5290.1664 | 7393.6988 | 10086.2862 | 13420.7431 | 17409.6501 | 22010.0255 | 27111.2896 | 607.3453 | 338.5401 | 190.0608 | 110.7658 | 72.0545 | 58.575 | 63.1007 | 83.7634 | 122.6174 | 184.9392 | 278.8795 | 415.1863 | 606.7706 | 867.9219 | 1213.0342 | 1654.7888 | 2201.8507 | 2856.2837 | 3611.0362 | 4447.9661
POLES / COLUMNS ; MAJOR ROAD | 1347.1316 | 1176.6003 | 1096.6059 | 1068.3455 | 1073.8512 | 1104.1364 | 1154.1111 | 1220.4135 | 1300.5199 | 1392.4248 | 1494.5963 | 1606.0568 | 1726.5028 | 1856.4051 | 1997.0357 | 2150.3842 | 2318.9421 | 2505.3557 | 2711.9717 | 2940.3215 | 100.7824 | 88.0245 | 82.0399 | 79.9257 | 80.3376 | 82.6033 | 86.342 | 91.3023 | 97.2952 | 104.1709 | 111.8146 | 120.1532 | 129.1641 | 138.8824 | 149.4034 | 160.8758 | 173.486 | 187.4321 | 202.8896 | 219.973
POLES / COLUMNS ; MINOR ROAD | 538.1406 | 528.5926 | 535.9133 | 557.1391 | 590.0217 | 632.9681 | 684.9738 | 745.5573 | 814.6999 | 892.7924 | 980.587 | 1079.1524 | 1189.8296 | 1314.1826 | 1453.9427 | 1610.9441 | 1787.0505 | 1984.0763 | 2203.7065 | 2447.4265 | 66.0654 | 64.8932 | 65.792 | 68.3978 | 72.4346 | 77.707 | 84.0915 | 91.5291 | 100.0175 | 109.6046 | 120.3828 | 132.4833 | 146.0707 | 161.337 | 178.4948 | 197.7693 | 219.3892 | 243.5772 | 270.5404 | 300.4609
| 0 | 0 | 0 | 0 | 0 | 0 | 0 | 0 | 0 | 0 | 0 | 0 | 0 | 0 | 0 | 0 | 0 | 0 | 0 | 0 | 0 | 0 | 0 | 0 | 0 | 0 | 0 | 0 | 0 | 0 | 0 | 0 | 0 | 0 | 0 | 0 | 0 | 0 | 0 | 0
| 0 | 0 | 0 | 0 | 0 | 0 | 0 | 0 | 0 | 0 | 0 | 0 | 0 | 0 | 0 | 0 | 0 | 0 | 0 | 0 | 0 | 0 | 0 | 0 | 0 | 0 | 0 | 0 | 0 | 0 | 0 | 0 | 0 | 0 | 0 | 0 | 0 | 0 | 0 | 0
Pole Top Structures | 0 | 0 | 0 | 0 | 0 | 0 | 0 | 0 | 0 | 0 | 0 | 0 | 0 | 0 | 0 | 0 | 0 | 0 | 0 | 0 | 0 | 0 | 0 | 0 | 0 | 0 | 0 | 0 | 0 | 0 | 0 | 0 | 0 | 0 | 0 | 0 | 0 | 0 | 0 | 0
˂ = 1 kV | 6948.9024 | 6701.0104 | 6526.7475 | 6429.9631 | 6411.4619 | 6469.357 | 6599.4948 | 6795.9118 | 7051.2908 | 7357.394 | 7705.4555 | 8086.5277 | 8491.7759 | 8912.7228 | 9341.4431 | 9770.7099 | 10194.0927 | 10606.0067 | 11001.7147 | 11377.2805 | 2562.6223 | 2471.2044 | 2406.9396 | 2371.2474 | 2364.4245 | 2385.7751 | 2433.7674 | 2506.2022 | 2600.3812 | 2713.2661 | 2841.6246 | 2982.1567 | 3131.6045 | 3286.8416 | 3444.9455 | 3603.2509 | 3759.3864 | 3911.2924 | 4057.2219 | 4195.7234
> 1 kV & < = 11 kV | 13.4684 | 14.3189 | 15.2265 | 16.1695 | 17.1291 | 18.0898 | 19.0389 | 19.9666 | 20.8657 | 21.7308 | 22.5583 | 23.3452 | 24.0892 | 24.7874 | 25.4366 | 26.0322 | 26.5684 | 27.0386 | 27.4354 | 27.7515 | 6.6236 | 7.0419 | 7.4882 | 7.952 | 8.4239 | 8.8963 | 9.3631 | 9.8194 | 10.2615 | 10.687 | 11.0939 | 11.4809 | 11.8468 | 12.1902 | 12.5094 | 12.8023 | 13.0661 | 13.2973 | 13.4924 | 13.6479
˃ 11 kV & < = 22 kV | 14579.4632 | 14275.8087 | 14331.6742 | 14621.3387 | 15066.4802 | 15616.5997 | 16236.5893 | 16899.1809 | 17580.671 | 18258.7999 | 18912.0073 | 19519.5223 | 20061.9116 | 20521.8274 | 20884.7825 | 21139.8469 | 21280.2032 | 21303.5308 | 21212.2027 | 21013.2854 | 5400.5212 | 5288.0415 | 5308.7352 | 5416.0327 | 5580.9219 | 5784.697 | 6014.3534 | 6259.7904 | 6512.2278 | 6763.4202 | 7005.3811 | 7230.4166 | 7431.3283 | 7601.6902 | 7736.136 | 7830.6169 | 7882.6076 | 7891.2486 | 7857.4189 | 7783.736
> 22 kV & < = 66 kV | 949.3388 | 897.9712 | 890.8134 | 917.3672 | 970.0172 | 1043.1771 | 1132.6124 | 1234.9215 | 1347.1557 | 1466.5556 | 1590.3885 | 1715.867 | 1840.1348 | 1960.3056 | 2073.5412 | 2177.1562 | 2268.7379 | 2346.2681 | 2408.237 | 2453.7391 | 294.9908 | 279.0292 | 276.805 | 285.0561 | 301.4162 | 324.1494 | 351.9399 | 383.7307 | 418.6055 | 455.707 | 494.186 | 533.1763 | 571.7903 | 609.1314 | 644.3174 | 676.514 | 704.9714 | 729.0626 | 748.3184 | 762.4573

## Goal Seek
Asset Category | Parameter to Change | Current Output | Target Output | Exclude from Goal Seek
Poles
STAKING OF A WOODEN POLE | 25.3595 | #NAME? | 1075.3251 | 0
˂ = 1 kV; WOOD | 74.3441 | #NAME? | 537.7866 | 0
> 1 kV & < = 11 kV; WOOD | 68.599 | #NAME? | 5.1221 | 0
˃ 11 kV & < = 22 kV; WOOD | 70.2634 | #NAME? | 1977.9758 | 0
> 22 kV & < = 66 kV; WOOD | 73.1287 | #NAME? | 95.8049 | 0
˂ = 1 kV; CONCRETE | 54.6572 | #NAME? | 20.4634 | 0
> 1 kV & < = 11 kV; CONCRETE | 38.9 | #NAME? | 0 | 1
˃ 11 kV & < = 22 kV; CONCRETE | 48.6143 | #NAME? | 132.2453 | 0
> 22 kV & < = 66 kV; CONCRETE | 52.117 | #NAME? | 14.7968 | 0
˂ = 1 kV; STEEL | 58.5261 | #NAME? | 5.3277 | 0
˃ 11 kV & < = 22 kV; STEEL | 38.9 | #NAME? | 0 | 1
> 22 kV & < = 66 kV; STEEL | 38.9 | #NAME? | 0 | 1
STAY POLES (AERIAL GUYS) | 77.9423 | #NAME? | 16.7124 | 0
|  | 0 | 0
Overhead Conductors |  | 0 | 0
˂ = 1 kV | 87.1414 | #NAME? | 5.768 | 0
> 1 kV & < = 11 kV | 40.9 | #NAME? | 0 | 1
˃ 11 kV & < = 22 kV ; SWER | 89.1152 | #NAME? | 11.2735 | 0
˃ 11 kV & < = 22 kV ; MULTIPLE-PHASE | 82.166 | #NAME? | 37.9114 | 0
> 22 kV & < = 66 kV | 90.2864 | #NAME? | 0.45714 | 0
PUBLIC LIGHTING CONDUCTOR | 40.9 | #NAME? | 0 | 1
|  | 0 | 0
Underground Cables |  | 0 | 0
˂ = 1 kV | 41.7957 | #NAME? | 13.93 | 0
> 1 kV & < = 11 kV | 70 | #NAME? | 0 | 1
> 11 kV & < = 22 kV | 48.2476 | #NAME? | 2.5851 | 0
> 33 kV & < = 66 kV | 70 | #NAME? | 0 | 1
PUBLIC LIGHTING UNDERGROUND CABLE | 70 | #NAME? | 0 | 1
|  | 0 | 0
Service Lines |  | 0 | 0
LV OVERHEAD SERVICE CABLE | 58.56 | #NAME? | 155.3594 | 0
LV UNDERGROUND SERVICE CABLE | 70 | #NAME? | 0 | 1
|  | 0 | 0
Transformers |  | 0 | 0
POLE MOUNTED ; < = 22kV ; < = 60 kVA ; SINGLE PHASE | 52.2596 | #NAME? | 519.3899 | 0
POLE MOUNTED ; < = 22kV ; > 60 kVA AND < = 600 kVA ; SINGLE PHASE | 53.2988 | #NAME? | 12.5358 | 0
POLE MOUNTED ; < = 22kV ; < = 60 kVA ; MULTIPLE PHASE | 60.6555 | #NAME? | 31.1154 | 0
POLE MOUNTED ; < = 22kV ; > 60 kVA AND < = 600 kVA ; MULTIPLE PHASE | 57.6486 | #NAME? | 99.2014 | 0
POLE MOUNTED ; < = 22kV ; > 600 kVA ; MULTIPLE PHASE | 23.5305 | #NAME? | 1.4893 | 0
KIOSK MOUNTED ; < = 22kV ; < = 60 kVA ; SINGLE PHASE | 55 | #NAME? | 6.1283 | 1
KIOSK MOUNTED ; < = 22kV ; < = 60 kVA ; MULTIPLE PHASE | 55 | #NAME? | 0 | 1
KIOSK MOUNTED ; < = 22kV ; > 60 kVA AND < = 600 kVA ; MULTIPLE PHASE | 61.779 | #NAME? | 9.7379 | 0
KIOSK MOUNTED ; < = 22kV ; > 600 kVA ; MULTIPLE PHASE | 64.9821 | #NAME? | 1.1466 | 0
GROUND OUTDOOR / INDOOR CHAMBER MOUNTED ; ˂ 22 kV ; < = 60 kVA ; SINGLE PHASE | 45 | #NAME? | 1.3491 | 1
GROUND OUTDOOR / INDOOR CHAMBER MOUNTED ; ˂ 22 kV ; > 60 kVA AND < = 600 kVA ; SINGLE PHASE | 45 | #NAME? | 0 | 1
GROUND OUTDOOR / INDOOR CHAMBER MOUNTED ; ˂ 22 kV ; < = 60 kVA ; MULTIPLE PHASE | 45 | #NAME? | 0 | 1
GROUND OUTDOOR / INDOOR CHAMBER MOUNTED ; ˂ 22 kV ; > 60 kVA AND < = 600 kVA ; MULTIPLE PHASE | 62.2843 | #NAME? | 1.1239 | 0
GROUND OUTDOOR / INDOOR CHAMBER MOUNTED ; ˂ 22 kV ; > 600 kVA ; MULTIPLE PHASE | 60.6424 | #NAME? | 2.7534 | 0
GROUND OUTDOOR / INDOOR CHAMBER MOUNTED ; > 33 kV & < = 66 kV ; < = 15 MVA | 50.6 | #NAME? | 0 | 1
GROUND OUTDOOR / INDOOR CHAMBER MOUNTED ; > 33 kV & < = 66 kV ; > 15 MVA AND < = 40 MVA | 54.2487 | #NAME? | 1.2736 | 0
GROUND OUTDOOR / INDOOR CHAMBER MOUNTED ; > 33 kV & < = 66 kV ; > 40 MVA | 50.6 | #NAME? | 0 | 1
POLE MOUNTED ; < ≈ 22KV ; < ≈ 60 KVA ; SWER | 64.3458 | #NAME? | 46.7697 | 0
POLE MOUNTED ; < ≈ 22KV ; > 60 KVA AND < ≈ 600 KVA ; SWER | 50 | #NAME? | 0 | 1
KIOSK MOUNTED ; < ≈ 22KV ; < ≈ 60 KVA ; SWER | 41.5321 | #NAME? | 3.7449 | 0
POLE / GROUND MOUNTED ; < = 22KV ; > 600 KVA ; REGULATOR | 43.6417 | #NAME? | 8.4694 | 0
AUTO TRANSFORMERS | 55 | #NAME? | 0 | 1
|  | 0 | 0
Switchgear |  | 0 | 0
˂ = 11 kV ; SWITCH | 58.3673 | #NAME? | 1.0422 | 0
˂ = 11 kV ; CIRCUIT BREAKER | 45 | #NAME? | 0 | 1
˂= 1 kV CIRCUIT BREAKER | 45 | #NAME? | 0 | 1
> 1 kV & ˂= 11 kV ISOLATORS, EARTHING SWITCH | 45 | #NAME? | 0 | 1
> 11 kV & < = 22 kV ; SWITCH | 71.5065 | #NAME? | 70.0191 | 0
> 11 kV & < = 22 kV ; CIRCUIT BREAKER | 50.9187 | #NAME? | 35.2518 | 0
> 33 kV & < = 66 kV ; SWITCH | 57.2371 | #NAME? | 6.8115 | 0
> 33 kV & < = 66 kV ; CIRCUIT BREAKER | 51.4941 | #NAME? | 5.5348 | 0
> 11 KV & < ≈ 22 KV ; ISOLATORS, EARTHING SWITCH | 69.7782 | #NAME? | 89.6717 | 0
> 33 KV & < ≈ 66 KV ; ISOLATORS, EARTHING SWITCH | 58.7591 | #NAME? | 20.0598 | 0
HV FUSES AND SURGE DIVERTERS | 42.1462 | #NAME? | 3664.8615 | 0
|  | 0 | 0
Public Lighting |  | 0 | 0
LUMINAIRES ; MAJOR ROAD | 67.5539 | #NAME? | 112.1265 | 0
LUMINAIRES ; MINOR ROAD | 74.7439 | #NAME? | 92.6539 | 0
BRACKETS ; MAJOR ROAD | 0 | #NAME? | 0 | 1
BRACKETS ; MINOR ROAD | 0 | #NAME? | 0 | 1
LAMPS ; MAJOR ROAD | 30 | #NAME? | 0 | 1
LAMPS ; MINOR ROAD | 30 | #NAME? | 0 | 1
POLES / COLUMNS ; MAJOR ROAD | 39.5667 | #NAME? | 100.7826 | 0
POLES / COLUMNS ; MINOR ROAD | 56.6609 | #NAME? | 66.0658 | 0
|  | 0 | 0
|  | 0 | 0
Pole Top Structures |  | 0 | 0
˂ = 1 kV | 65.8341 | #NAME? | 2562.6223 | 0
> 1 kV & < = 11 kV | 54.4686 | #NAME? | 6.6237 | 0
˃ 11 kV & < = 22 kV | 48.1916 | #NAME? | 5400.5212 | 0
> 22 kV & < = 66 kV | 53.3264 | #NAME? | 294.9913 | 0
|  | 0 | 0
SCADA, Network Control and Protection Systems |  | 0 | 0
FIELD DEVICES | 56.6089 | #NAME? | 60.4931 | 0
COMMUNICATIONS NETWORK ASSETS | 22.6 | #NAME? | 0 | 1
MASTER STATION ASSETS | 5 | #NAME? | 0 | 1
AUTOMATION REPLACEMENT EXPENDITURE |  | 0 | 0 | 1
Calibrate

## Calibration Targets
Poles | Average past volumes | Annual Trend |  |  |  |  | Average Trend | Recalibrated Volume
STAKING OF A WOODEN POLE | 1126.25 | 1.0049 | 0.99034 | 0.97674 | 0.96469 | 0.95478 | 0.97829 | 1075.3251
˂ = 1 kV; WOOD | 519.7343 | 1.0292 | 1.0283 | 1.029 | 1.0311 | 1.0347 | 1.0305 | 537.7866
> 1 kV & < = 11 kV; WOOD | 4.8502 | 1.0299 | 1.0358 | 1.0425 | 1.0495 | 1.056 | 1.0428 | 5.1221
˃ 11 kV & < = 22 kV; WOOD | 1884.7758 | 1.0203 | 1.026 | 1.0331 | 1.0412 | 1.0494 | 1.034 | 1977.9758
> 22 kV & < = 66 kV; WOOD | 92.3063 | 1.0339 | 1.0329 | 1.0332 | 1.035 | 1.0379 | 1.0346 | 95.8049
˂ = 1 kV; CONCRETE | 16.25 | 1.2888 | 1.2862 | 1.2794 | 1.2701 | 1.2593 | 1.2767 | 20.4634
> 1 kV & < = 11 kV; CONCRETE |  | 1.2097 | 1.1896 | 1.1707 | 1.1529 | 1.1364 | 1.1719 | 0
˃ 11 kV & < = 22 kV; CONCRETE | 103.75 | 1.3314 | 1.3189 | 1.3049 | 1.29 | 1.2747 | 1.304 | 132.2453
> 22 kV & < = 66 kV; CONCRETE | 11.5 | 1.3657 | 1.3456 | 1.3258 | 1.3061 | 1.2867 | 1.326 | 14.7968
˂ = 1 kV; STEEL | 5.25 | 1.0263 | 1.0271 | 1.025 | 1.0207 | 1.0148 | 1.0228 | 5.3277
˃ 11 kV & < = 22 kV; STEEL |  | 0.90099 | 0.88502 | 0.8689 | 0.8529 | 0.83727 | 0.86902 | 0
> 22 kV & < = 66 kV; STEEL |  | 0.78006 | 0.78929 | 0.79472 | 0.79677 | 0.79617 | 0.7914 | 0
STAY POLES (AERIAL GUYS) | 16 | 1.0587 | 1.0537 | 1.0496 | 1.0466 | 1.0445 | 1.0506 | 16.7124
|  | #DIV/0! | #DIV/0! | #DIV/0! | #DIV/0! | #DIV/0! | #DIV/0! | 0
Overhead Conductors |  | #DIV/0! | #DIV/0! | #DIV/0! | #DIV/0! | #DIV/0! | #DIV/0! | 0
˂ = 1 kV | 5.169 | 1.1446 | 1.1365 | 1.1289 | 1.122 | 1.1159 | 1.1296 | 5.768
> 1 kV & < = 11 kV |  | 0.7529 | 0.77836 | 0.80124 | 0.82312 | 0.84482 | 0.80009 | 0
˃ 11 kV & < = 22 kV ; SWER | 10.003 | 1.161 | 1.1518 | 1.143 | 1.1347 | 1.127 | 1.1435 | 11.2735
˃ 11 kV & < = 22 kV ; MULTIPLE-PHASE | 34.7313 | 1.1079 | 1.102 | 1.0973 | 1.0938 | 1.0916 | 1.0985 | 37.9114
> 22 kV & < = 66 kV | 0.387 | 1.2191 | 1.209 | 1.1993 | 1.19 | 1.1812 | 1.1997 | 0.45714
PUBLIC LIGHTING CONDUCTOR |  | 0.78566 | 0.81901 | 0.84585 | 0.86744 | 0.885 | 0.84059 | 0
|  | #DIV/0! | #DIV/0! | #DIV/0! | #DIV/0! | #DIV/0! | #DIV/0! | 0
Underground Cables |  | #DIV/0! | #DIV/0! | #DIV/0! | #DIV/0! | #DIV/0! | #DIV/0! | 0
˂ = 1 kV | 12.8475 | 1.0955 | 1.0921 | 1.0887 | 1.0859 | 1.0843 | 1.0893 | 13.93
> 1 kV & < = 11 kV |  | 1.5353 | 1.5166 | 1.4982 | 1.48 | 1.4622 | 1.4985 | 0
> 11 kV & < = 22 kV | 2.3655 | 1.0788 | 1.0829 | 1.0866 | 1.0898 | 1.0928 | 1.0862 | 2.5851
> 33 kV & < = 66 kV |  | 1.7823 | 1.757 | 1.7322 | 1.7076 | 1.6834 | 1.7325 | 0
PUBLIC LIGHTING UNDERGROUND CABLE |  | 1.3612 | 1.3539 | 1.3463 | 1.3384 | 1.3302 | 1.346 | 0
|  | #DIV/0! | #DIV/0! | #DIV/0! | #DIV/0! | #DIV/0! | #DIV/0! | 0
Service Lines |  | #DIV/0! | #DIV/0! | #DIV/0! | #DIV/0! | #DIV/0! | #DIV/0! | 0
LV OVERHEAD SERVICE CABLE | 153.6799 | 0.94736 | 0.96732 | 0.98514 | 0.99981 | 1.0109 | 0.98211 | 155.3594
LV UNDERGROUND SERVICE CABLE |  | 1.2671 | 1.27 | 1.2748 | 1.2811 | 1.2881 | 1.2762 | 0
|  | #DIV/0! | #DIV/0! | #DIV/0! | #DIV/0! | #DIV/0! | #DIV/0! | 0
Transformers |  | #DIV/0! | #DIV/0! | #DIV/0! | #DIV/0! | #DIV/0! | #DIV/0! | 0
POLE MOUNTED ; < = 22kV ; < = 60 kVA ; SINGLE PHASE | 512.75 | 1.029 | 1.0235 | 1.019 | 1.0154 | 1.0129 | 1.02 | 519.3899
POLE MOUNTED ; < = 22kV ; > 60 kVA AND < = 600 kVA ; SINGLE PHASE | 12.25 | 1.0435 | 1.0372 | 1.0316 | 1.027 | 1.0233 | 1.0325 | 12.5358
POLE MOUNTED ; < = 22kV ; < = 60 kVA ; MULTIPLE PHASE | 28.25 | 1.1389 | 1.1291 | 1.1195 | 1.1103 | 1.1014 | 1.1198 | 31.1154
POLE MOUNTED ; < = 22kV ; > 60 kVA AND < = 600 kVA ; MULTIPLE PHASE | 92.75 | 1.1025 | 1.0936 | 1.085 | 1.077 | 1.0696 | 1.0855 | 99.2014
POLE MOUNTED ; < = 22kV ; > 600 kVA ; MULTIPLE PHASE | 2.25 | 0.66849 | 0.6454 | 0.62998 | 0.63036 | 0.66192 | 0.64723 | 1.4893
KIOSK MOUNTED ; < = 22kV ; < = 60 kVA ; SINGLE PHASE | 4 | 1.6475 | 1.6178 | 1.5887 | 1.5602 | 1.5321 | 1.5893 | 6.1283
KIOSK MOUNTED ; < = 22kV ; < = 60 kVA ; MULTIPLE PHASE |  | 1.0798 | 1.0702 | 1.0616 | 1.0541 | 1.0477 | 1.0627 | 0
KIOSK MOUNTED ; < = 22kV ; > 60 kVA AND < = 600 kVA ; MULTIPLE PHASE | 8.75 | 1.1516 | 1.1414 | 1.1316 | 1.1221 | 1.1129 | 1.1319 | 9.7379
KIOSK MOUNTED ; < = 22kV ; > 600 kVA ; MULTIPLE PHASE | 1 | 1.1888 | 1.1778 | 1.1671 | 1.1567 | 1.1466 | 1.1674 | 1.1466
GROUND OUTDOOR / INDOOR CHAMBER MOUNTED ; ˂ 22 kV ; < = 60 kVA ; SINGLE PHASE | 1 | 1.4743 | 1.4419 | 1.4103 | 1.3794 | 1.3491 | 1.411 | 1.3491
GROUND OUTDOOR / INDOOR CHAMBER MOUNTED ; ˂ 22 kV ; > 60 kVA AND < = 600 kVA ; SINGLE PHASE |  | 1.4743 | 1.4419 | 1.4103 | 1.3794 | 1.3491 | 1.411 | 0
GROUND OUTDOOR / INDOOR CHAMBER MOUNTED ; ˂ 22 kV ; < = 60 kVA ; MULTIPLE PHASE |  | 1.235 | 1.2153 | 1.1962 | 1.1779 | 1.1602 | 1.1969 | 0
GROUND OUTDOOR / INDOOR CHAMBER MOUNTED ; ˂ 22 kV ; > 60 kVA AND < = 600 kVA ; MULTIPLE PHASE | 1 | 1.1678 | 1.1562 | 1.145 | 1.1342 | 1.1239 | 1.1454 | 1.1239
GROUND OUTDOOR / INDOOR CHAMBER MOUNTED ; ˂ 22 kV ; > 600 kVA ; MULTIPLE PHASE | 2.5 | 1.1401 | 1.1298 | 1.1199 | 1.1104 | 1.1013 | 1.1203 | 2.7534
GROUND OUTDOOR / INDOOR CHAMBER MOUNTED ; > 33 kV & < = 66 kV ; < = 15 MVA |  | 0.87561 | 0.87436 | 0.872 | 0.86836 | 0.86342 | 0.87075 | 0
GROUND OUTDOOR / INDOOR CHAMBER MOUNTED ; > 33 kV & < = 66 kV ; > 15 MVA AND < = 40 MVA | 1.25 | 1.009 | 1.0128 | 1.0155 | 1.0174 | 1.0189 | 1.0147 | 1.2736
GROUND OUTDOOR / INDOOR CHAMBER MOUNTED ; > 33 kV & < = 66 kV ; > 40 MVA |  | 0.89011 | 0.87272 | 0.85567 | 0.83895 | 0.82256 | 0.856 | 0
POLE MOUNTED ; < ≈ 22KV ; < ≈ 60 KVA ; SWER | 41 | 1.1821 | 1.1714 | 1.1609 | 1.1507 | 1.1407 | 1.1612 | 46.7697
POLE MOUNTED ; < ≈ 22KV ; > 60 KVA AND < ≈ 600 KVA ; SWER |  | 1.5144 | 1.4858 | 1.4577 | 1.4301 | 1.4031 | 1.4582 | 0
KIOSK MOUNTED ; < ≈ 22KV ; < ≈ 60 KVA ; SWER | 4 | 0.89953 | 0.90574 | 0.91445 | 0.92492 | 0.93622 | 0.91617 | 3.7449
POLE / GROUND MOUNTED ; < = 22KV ; > 600 KVA ; REGULATOR | 9 | 0.90998 | 0.91471 | 0.92179 | 0.93079 | 0.94105 | 0.92366 | 8.4694
AUTO TRANSFORMERS |  | 2.5013 | 2.4563 | 2.4121 | 2.3687 | 2.3261 | 2.4129 | 0
|  | #DIV/0! | #DIV/0! | #DIV/0! | #DIV/0! | #DIV/0! | #DIV/0! | 0
Switchgear |  | #DIV/0! | #DIV/0! | #DIV/0! | #DIV/0! | #DIV/0! | #DIV/0! | 0
˂ = 11 kV ; SWITCH | 1 | 1.0766 | 1.0672 | 1.0583 | 1.0499 | 1.0422 | 1.0588 | 1.0422
˂ = 11 kV ; CIRCUIT BREAKER |  | 0.81985 | 0.81633 | 0.81819 | 0.82704 | 0.84418 | 0.82512 | 0
˂= 1 kV CIRCUIT BREAKER |  | 0.78042 | 0.81774 | 0.84363 | 0.8616 | 0.87457 | 0.83559 | 0
> 1 kV & ˂= 11 kV ISOLATORS, EARTHING SWITCH |  | 0.87568 | 0.87686 | 0.87924 | 0.88253 | 0.88638 | 0.88014 | 0
> 11 kV & < = 22 kV ; SWITCH | 68.5 | 0.95206 | 0.96833 | 0.98626 | 1.0046 | 1.0222 | 0.98669 | 70.0191
> 11 kV & < = 22 kV ; CIRCUIT BREAKER | 37.25 | 0.95455 | 0.95127 | 0.94885 | 0.94723 | 0.94636 | 0.94965 | 35.2518
> 33 kV & < = 66 kV ; SWITCH | 6.6667 | 1.0553 | 1.0464 | 1.0378 | 1.0296 | 1.0217 | 1.0381 | 6.8115
> 33 kV & < = 66 kV ; CIRCUIT BREAKER | 5.6667 | 1.0071 | 0.9971 | 0.98868 | 0.98189 | 0.97673 | 0.9903 | 5.5348
> 11 KV & < ≈ 22 KV ; ISOLATORS, EARTHING SWITCH | 87.5 | 0.94726 | 0.96663 | 0.98701 | 1.0069 | 1.0248 | 0.98652 | 89.6717
> 33 KV & < ≈ 66 KV ; ISOLATORS, EARTHING SWITCH | 20 | 0.91615 | 0.94902 | 0.97458 | 0.99226 | 1.003 | 0.967 | 20.0598
HV FUSES AND SURGE DIVERTERS | 3401.75 | 1.0544 | 1.0728 | 1.0799 | 1.0804 | 1.0773 | 1.073 | 3664.8615
|  | #DIV/0! | #DIV/0! | #DIV/0! | #DIV/0! | #DIV/0! | #DIV/0! | 0
Public Lighting |  | #DIV/0! | #DIV/0! | #DIV/0! | #DIV/0! | #DIV/0! | #DIV/0! | 0
LUMINAIRES ; MAJOR ROAD | 97.9796 | 1.2098 | 1.1929 | 1.1764 | 1.1602 | 1.1444 | 1.1767 | 112.1265
LUMINAIRES ; MINOR ROAD | 74.682 | 1.3066 | 1.2897 | 1.2731 | 1.2567 | 1.2406 | 1.2734 | 92.6539
BRACKETS ; MAJOR ROAD |  | #DIV/0! | #DIV/0! | #DIV/0! | #DIV/0! | #DIV/0! | #DIV/0! | 0
BRACKETS ; MINOR ROAD |  | #DIV/0! | #DIV/0! | #DIV/0! | #DIV/0! | #DIV/0! | #DIV/0! | 0
LAMPS ; MAJOR ROAD |  | 0.4906 | 0.51177 | 0.57761 | 0.74186 | 1.0246 | 0.66928 | 0
LAMPS ; MINOR ROAD |  | 0.55741 | 0.56141 | 0.58279 | 0.65051 | 0.81293 | 0.63301 | 0
POLES / COLUMNS ; MAJOR ROAD | 97.9796 | 0.87465 | 0.93283 | 0.9748 | 1.0056 | 1.0286 | 0.9633 | 100.7826
POLES / COLUMNS ; MINOR ROAD | 61.5105 | 0.98323 | 1.0145 | 1.0403 | 1.06 | 1.0741 | 1.0344 | 66.0658
|  | #DIV/0! | #DIV/0! | #DIV/0! | #DIV/0! | #DIV/0! | #DIV/0! | 0
|  | #DIV/0! | #DIV/0! | #DIV/0! | #DIV/0! | #DIV/0! | #DIV/0! | 0
Pole Top Structures |  | #DIV/0! | #DIV/0! | #DIV/0! | #DIV/0! | #DIV/0! | #DIV/0! | 0
˂ = 1 kV | 2539.25 | 0.96489 | 0.97444 | 0.9855 | 0.99736 | 1.0092 | 0.98628 | 2562.6223
> 1 kV & < = 11 kV | 6.25 | 1.0672 | 1.0674 | 1.0659 | 1.0632 | 1.0598 | 1.0647 | 6.6237
˃ 11 kV & < = 22 kV | 5199.75 | 0.98118 | 1.0059 | 1.0223 | 1.0325 | 1.0386 | 1.0161 | 5400.5212
> 22 kV & < = 66 kV | 274 | 0.94556 | 0.99102 | 1.0291 | 1.0575 | 1.0766 | 1.02 | 294.9913
|  | #DIV/0! | #DIV/0! | #DIV/0! | #DIV/0! | #DIV/0! | #DIV/0! | 0
SCADA, Network Control and Protection Systems |  | #DIV/0! | #DIV/0! | #DIV/0! | #DIV/0! | #DIV/0! | #DIV/0! | 0
FIELD DEVICES | 68.25 | 0.80855 | 0.82005 | 0.83732 | 0.85953 | 0.88635 | 0.84236 | 60.4931
COMMUNICATIONS NETWORK ASSETS | 0 | 1.2622 | 1.2322 | 1.2036 | 1.1763 | 1.1502 | 1.2049 | 0
MASTER STATION ASSETS | 0 | 1.0192 | 0.98706 | 0.95929 | 0.9526 | 0.97346 | 0.97831 | 0
AUTOMATION REPLACEMENT EXPENDITURE | 0 | #DIV/0! | #DIV/0! | #DIV/0! | #DIV/0! | #DIV/0! | #DIV/0! | 0
Note on B4: Author: In the context of staked poles, this number should represent the number of staked poles that were replaced with new wooden poles over the past regulatory period. Currently we are assuming that this number is approximately the same as the number of wooden poles that needed to be staked in the same period (i.e we assume that newly staked poles = old staked poles retired).

## Asset data
Meth all |  |  | 2 | all normal | [6 empty] | Profile type: | 2 | Age
[5 empty] | Unit |  |  |  | Quantities | [90 empty] | Replacement Cost (NOT depreciated)
[5 empty] | Cost | Replacement life |  | Rep | Age | [90 empty] | Age
ID | ID | ID | Asset category | Asset ID | $ ('000) | mean | SD | Meth | 0 | 1 | 2 | 3 | 4 | 5 | 6 | 7 | 8 | 9 | 10 | 11 | 12 | 13 | 14 | 15 | 16 | 17 | 18 | 19 | 20 | 21 | 22 | 23 | 24 | 25 | 26 | 27 | 28 | 29 | 30 | 31 | 32 | 33 | 34 | 35 | 36 | 37 | 38 | 39 | 40 | 41 | 42 | 43 | 44 | 45 | 46 | 47 | 48 | 49 | 50 | 51 | 52 | 53 | 54 | 55 | 56 | 57 | 58 | 59 | 60 | 61 | 62 | 63 | 64 | 65 | 66 | 67 | 68 | 69 | 70 | 71 | 72 | 73 | 74 | 75 | 76 | 77 | 78 | 79 | 80 | 81 | 82 | 83 | 84 | 85 | 86 | 87 | 88 | 89 | 90 | 0 | 1 | 2 | 3 | 4 | 5 | 6 | 7 | 8 | 9 | 10 | 11 | 12 | 13 | 14 | 15 | 16 | 17 | 18 | 19 | 20 | 21 | 22 | 23 | 24 | 25 | 26 | 27 | 28 | 29 | 30 | 31 | 32 | 33 | 34 | 35 | 36 | 37 | 38 | 39 | 40 | 41 | 42 | 43 | 44 | 45 | 46 | 47 | 48 | 49 | 50 | 51 | 52 | 53 | 54 | 55 | 56 | 57 | 58 | 59 | 60 | 61 | 62 | 63 | 64 | 65 | 66 | 67 | 68 | 69 | 70 | 71 | 72 | 73 | 74 | 75 | 76 | 77 | 78 | 79 | 80 | 81 | 82 | 83 | 84 | 85 | 86 | 87 | 88 | 89 | 90
[100 empty] | 0 | 0 | 0 | 0 | 0 | 0 | 0 | 0 | 0 | 0 | 0 | 0 | 0 | 0 | 0 | 0 | 0 | 0 | 0 | 0 | 0 | 0 | 0 | 0 | 0 | 0 | 0 | 0 | 0 | 0 | 0 | 0 | 0 | 0 | 0 | 0 | 0 | 0 | 0 | 0 | 0 | 0 | 0 | 0 | 0 | 0 | 0 | 0 | 0 | 0 | 0 | 0 | 0 | 0 | 0 | 0 | 0 | 0 | 0 | 0 | 0 | 0 | 0 | 0 | 0 | 0 | 0 | 0 | 0 | 0 | 0 | 0 | 0 | 0 | 0 | 0 | 0 | 0 | 0 | 0 | 0 | 0 | 0 | 0 | 0 | 0 | 0 | 0 | 0 | 0 | 0
[100 empty] | 0 | 0 | 0 | 0 | 0 | 0 | 0 | 0 | 0 | 0 | 0 | 0 | 0 | 0 | 0 | 0 | 0 | 0 | 0 | 0 | 0 | 0 | 0 | 0 | 0 | 0 | 0 | 0 | 0 | 0 | 0 | 0 | 0 | 0 | 0 | 0 | 0 | 0 | 0 | 0 | 0 | 0 | 0 | 0 | 0 | 0 | 0 | 0 | 0 | 0 | 0 | 0 | 0 | 0 | 0 | 0 | 0 | 0 | 0 | 0 | 0 | 0 | 0 | 0 | 0 | 0 | 0 | 0 | 0 | 0 | 0 | 0 | 0 | 0 | 0 | 0 | 0 | 0 | 0 | 0 | 0 | 0 | 0 | 0 | 0 | 0 | 0 | 0 | 0 | 0 | 0
|  |  |  | Poles |  |  |  |  | Age 62: 0; Age 63: 0; Age 64: 0; Age 65: 0; Age 66: 0; Age 67: 0; Age 68: 0; Age 69: 0; Age 70: 0; Age 71: 0; Age 72: 0; Age 73: 0; Age 74: 0; Age 75: 0; Age 76: 0; Age 77: 0; Age 78: 0; Age 79: 0; Age 80: 0 | 0 | 0 | 0 | 0 | 0 | 0 | 0 | 0 | 0 | 0 | 0 | 0 | 0 | 0 | 0 | 0 | 0 | 0 | 0 | 0 | 0 | 0 | 0 | 0 | 0 | 0 | 0 | 0 | 0 | 0 | 0 | 0 | 0 | 0 | 0 | 0 | 0 | 0 | 0 | 0 | 0 | 0 | 0 | 0 | 0 | 0 | 0 | 0 | 0 | 0 | 0 | 0 | 0 | 0 | 0 | 0 | 0 | 0 | 0 | 0 | 0 | 0 | 0 | 0 | 0 | 0 | 0 | 0 | 0 | 0 | 0 | 0 | 0 | 0 | 0 | 0 | 0 | 0 | 0 | 0 | 0 | 0 | 0 | 0 | 0 | 0 | 0 | 0 | 0 | 0 | 0
1 |  |  | Poles | STAKING OF A WOODEN POLE | 11.2791 | 25.3595 | 5.0358 |  | 1066 | 1309 | 1133 | 847 | 802 | 512 | 698 | 1061 | 869 | 966 | 658 | 607 | 560 | 366 | 209 | 231 | 163 | 1679 | 1495 | 789 | 690 | 495 | 571 | 967 | 1070 | 1660 | 415 | 146 | 75 | 103 | 59 | 52 | 55 | 56 | 58 | 0 | 0 | 0 | 0 | 0 | 0 | 0 | 0 | 0 | 0 | 0 | 0 | 0 | 0 | 0 | 0 | 0 | 0 | 0 | 0 | 0 | 0 | 0 | 0 | 0 | 0 | 0 | 0 | 0 | 0 | 0 | 0 | 0 | 0 | 0 | 0 | 0 | 0 | 0 | 0 | 0 | 0 | 0 | 0 | 0 | 0 | 0 | 0 | 0 | 0 | 0 | 0 | 0 | 0 | 0 | 0 | 12023.5635 | 14764.3946 | 12779.2659 | 9553.4318 | 9045.8705 | 5774.9198 | 7872.8399 | 11967.1678 | 9801.5729 | 10895.6495 | 7421.6743 | 6846.4381 | 6316.3185 | 4128.1653 | 2357.3403 | 2605.4814 | 1838.4999 | 18937.6765 | 16862.3147 | 8899.2417 | 7782.6068 | 5583.1744 | 6440.3891 | 10906.9286 | 12068.6801 | 18723.3728 | 4680.8432 | 1646.7545 | 845.9355 | 1161.7514 | 665.4693 | 586.5153 | 620.3527 | 631.6319 | 654.1901 | 0 | 0 | 0 | 0 | 0 | 0 | 0 | 0 | 0 | 0 | 0 | 0 | 0 | 0 | 0 | 0 | 0 | 0 | 0 | 0 | 0 | 0 | 0 | 0 | 0 | 0 | 0 | 0 | 0 | 0 | 0 | 0 | 0 | 0 | 0 | 0 | 0 | 0 | 0 | 0 | 0 | 0 | 0 | 0 | 0 | 0 | 0 | 0 | 0 | 0 | 0 | 0 | 0 | 0 | 0 | 0
1 |  |  | Poles | ˂ = 1 kV; WOOD | 6.6199 | 74.3441 | 8.6223 |  | 300 | 417 | 449 | 289 | 393 | 663 | 383 | 463 | 459 | 630 | 592 | 568 | 482 | 758 | 653 | 438 | 50 | 20 | 15 | 8 | 4 | 20 | 17 | 38 | 395 | 1249 | 1233 | 1090 | 3214 | 2147 | 2523 | 1927 | 1846 | 2016 | 3695 | 1879 | 2259 | 1849 | 3538 | 3185 | 2581 | 3219 | 2705 | 2159 | 2378 | 3236 | 3156 | 3253 | 2241 | 2575 | 2581 | 1548 | 1788 | 1581 | 1484 | 1185 | 1115 | 1181 | 322 | 469 | 420 | 463 | 594 | 446 | 768 | 298 | 198 | 150 | 136 | 105 | 35 | 29 | 130 | 400 | 918 | 496 | 857 | 234 | 181 | 68 | 137 | 71 | 28 | 16 | 21 | 0 | 0 | 0 | 0 | 0 | 0 | 1985.962 | 2760.4872 | 2972.3231 | 1913.1434 | 2601.6102 | 4388.976 | 2535.4115 | 3065.0013 | 3038.5219 | 4170.5202 | 3918.965 | 3760.088 | 3190.7789 | 5017.864 | 4322.7773 | 2899.5045 | 330.9937 | 132.3975 | 99.2981 | 52.959 | 26.4795 | 132.3975 | 112.5378 | 251.5552 | 2614.85 | 8268.2218 | 8162.3038 | 7215.6619 | 21276.2728 | 14212.868 | 16701.9404 | 12756.4959 | 12220.2861 | 13345.6646 | 24460.4319 | 12438.742 | 14954.2938 | 12240.1458 | 23421.1118 | 21084.2965 | 17085.893 | 21309.3722 | 17906.7573 | 14292.3065 | 15742.0587 | 21421.9101 | 20892.3202 | 21534.4479 | 14835.1361 | 17046.1738 | 17085.893 | 10247.5639 | 11836.3335 | 10466.0197 | 9823.892 | 7844.5499 | 7381.1587 | 7818.0704 | 2131.5992 | 3104.7206 | 2780.3468 | 3065.0013 | 3932.2048 | 2952.4635 | 5084.0627 | 1972.7222 | 1310.7349 | 992.981 | 900.3028 | 695.0867 | 231.6956 | 191.9763 | 860.5835 | 2647.9493 | 6077.0437 | 3283.4572 | 5673.2314 | 1549.0504 | 1198.1971 | 450.1514 | 906.9226 | 470.011 | 185.3565 | 105.918 | 139.0173 | 0 | 0 | 0 | 0 | 0 | 0
1 |  |  | Poles | > 1 kV & < = 11 kV; WOOD | 6.3995 | 68.599 | 8.2824 |  | 12 | 19 | 10 | 7 | 2 | 7 | 10 | 7 | 10 | 5 | 13 | 7 | 5 | 10 | 6 | 2 | 2 | 3 | 8 | 3 | 0 | 9 | 0 | 6 | 33 | 15 | 7 | 8 | 4 | 20 | 20 | 19 | 3 | 4 | 16 | 5 | 30 | 11 | 3 | 9 | 12 | 9 | 18 | 7 | 22 | 9 | 17 | 13 | 33 | 18 | 5 | 11 | 15 | 20 | 11 | 23 | 10 | 4 | 0 | 0 | 7 | 2 | 0 | 2 | 4 | 0 | 0 | 0 | 2 | 0 | 0 | 0 | 0 | 9 | 3 | 3 | 3 | 0 | 0 | 0 | 0 | 0 | 0 | 0 | 0 | 0 | 0 | 0 | 0 | 0 | 0 | 76.7946 | 121.5914 | 63.9955 | 44.7968 | 12.7991 | 44.7968 | 63.9955 | 44.7968 | 63.9955 | 31.9977 | 83.1941 | 44.7968 | 31.9977 | 63.9955 | 38.3973 | 12.7991 | 12.7991 | 19.1986 | 51.1964 | 19.1986 | 0 | 57.5959 | 0 | 38.3973 | 211.185 | 95.9932 | 44.7968 | 51.1964 | 25.5982 | 127.9909 | 127.9909 | 121.5914 | 19.1986 | 25.5982 | 102.3927 | 31.9977 | 191.9864 | 70.395 | 19.1986 | 57.5959 | 76.7946 | 57.5959 | 115.1918 | 44.7968 | 140.79 | 57.5959 | 108.7923 | 83.1941 | 211.185 | 115.1918 | 31.9977 | 70.395 | 95.9932 | 127.9909 | 70.395 | 147.1896 | 63.9955 | 25.5982 | 0 | 0 | 44.7968 | 12.7991 | 0 | 12.7991 | 25.5982 | 0 | 0 | 0 | 12.7991 | 0 | 0 | 0 | 0 | 57.5959 | 19.1986 | 19.1986 | 19.1986 | 0 | 0 | 0 | 0 | 0 | 0 | 0 | 0 | 0 | 0 | 0 | 0 | 0 | 0
1 |  |  | Poles | ˃ 11 kV & < = 22 kV; WOOD | 6.6421 | 70.2634 | 8.3823 |  | 814 | 1394 | 1568 | 1215 | 1199 | 1729 | 1615 | 1750 | 1821 | 2674 | 3196 | 2715 | 2103 | 3721 | 3292 | 1915 | 356 | 164 | 122 | 171 | 157 | 540 | 111 | 589 | 1606 | 1494 | 2785 | 1506 | 4591 | 4411 | 5583 | 5142 | 5227 | 7037 | 6981 | 2630 | 4653 | 7206 | 7223 | 5543 | 4057 | 3664 | 3564 | 3076 | 4992 | 7775 | 8127 | 8285 | 9833 | 11681 | 11431 | 5134 | 4826 | 4781 | 4065 | 3689 | 3660 | 3603 | 846 | 1815 | 1378 | 1001 | 1169 | 1165 | 1219 | 665 | 240 | 182 | 236 | 266 | 220 | 84 | 337 | 588 | 1677 | 1321 | 2577 | 648 | 313 | 162 | 84 | 61 | 35 | 7 | 8 | 0 | 0 | 0 | 0 | 0 | 0 | 5406.663 | 9259.0764 | 10414.8004 | 8070.1419 | 7963.8684 | 11484.1772 | 10726.9787 | 11623.6612 | 12095.2497 | 17760.9543 | 21228.1263 | 18033.28 | 13968.3197 | 24715.2247 | 21865.7672 | 12719.6064 | 2364.5848 | 1089.3031 | 810.3352 | 1135.7977 | 1042.8085 | 3586.7297 | 737.2722 | 3912.1922 | 10667.1999 | 9923.2856 | 18498.2265 | 10002.9907 | 30493.8448 | 29298.2682 | 37082.8002 | 34153.6375 | 34718.2154 | 46740.4021 | 46368.4449 | 17468.7022 | 30905.6545 | 47862.9156 | 47975.8312 | 36817.1165 | 26946.9676 | 24336.6254 | 23672.4162 | 20431.0753 | 33157.3237 | 51642.266 | 53980.2824 | 55029.733 | 65311.6915 | 77586.2777 | 75925.7547 | 34100.5008 | 32054.7364 | 31755.8423 | 27000.1044 | 24502.6777 | 24310.0571 | 23931.4578 | 5619.2099 | 12055.3971 | 9152.8029 | 6648.7342 | 7764.6057 | 7738.0373 | 8096.7103 | 4416.9912 | 1594.1021 | 1208.8608 | 1567.5337 | 1766.7965 | 1461.2603 | 557.9357 | 2238.385 | 3905.5502 | 11138.7884 | 8774.2037 | 17116.6713 | 4304.0757 | 2078.9748 | 1076.0189 | 557.9357 | 405.1676 | 232.4732 | 46.4946 | 53.1367 | 0 | 0 | 0 | 0 | 0 | 0
1 |  |  | Poles | > 22 kV & < = 66 kV; WOOD | 8.3121 | 73.1287 | 8.5515 |  | 45 | 208 | 463 | 292 | 343 | 87 | 314 | 290 | 378 | 214 | 668 | 268 | 274 | 343 | 271 | 287 | 27 | 13 | 13 | 26 | 10 | 44 | 8 | 35 | 281 | 175 | 56 | 42 | 46 | 86 | 293 | 132 | 123 | 360 | 201 | 129 | 44 | 430 | 757 | 817 | 388 | 226 | 338 | 209 | 753 | 556 | 165 | 446 | 397 | 332 | 497 | 256 | 192 | 291 | 127 | 150 | 43 | 482 | 332 | 57 | 18 | 62 | 27 | 51 | 34 | 21 | 21 | 7 | 7 | 4 | 2 | 266 | 68 | 183 | 62 | 26 | 21 | 5 | 4 | 56 | 26 | 2 | 0 | 0 | 2 | 0 | 0 | 0 | 0 | 0 | 0 | 374.046 | 1728.9237 | 3848.5177 | 2427.1429 | 2851.0617 | 723.1556 | 2610.0099 | 2410.5187 | 3141.9864 | 1778.7965 | 5552.5051 | 2227.6517 | 2277.5245 | 2851.0617 | 2252.5881 | 2385.5823 | 224.4276 | 108.0577 | 108.0577 | 216.1155 | 83.1213 | 365.7339 | 66.4971 | 290.9247 | 2335.7095 | 1454.6233 | 465.4795 | 349.1096 | 382.3581 | 714.8435 | 2435.4551 | 1097.2016 | 1022.3924 | 2992.368 | 1670.7388 | 1072.2652 | 365.7339 | 3574.2173 | 6292.2849 | 6791.0129 | 3225.1077 | 1878.5421 | 2809.5011 | 1737.2359 | 6259.0364 | 4621.5461 | 1371.502 | 3707.2115 | 3299.9169 | 2759.6283 | 4131.1303 | 2127.9061 | 1595.9296 | 2418.8308 | 1055.6409 | 1246.82 | 357.4217 | 4006.4483 | 2759.6283 | 473.7916 | 149.6184 | 515.3523 | 224.4276 | 423.9188 | 282.6125 | 174.5548 | 174.5548 | 58.1849 | 58.1849 | 33.2485 | 16.6243 | 2211.0275 | 565.2251 | 1521.1204 | 515.3523 | 216.1155 | 174.5548 | 41.5607 | 33.2485 | 465.4795 | 216.1155 | 16.6243 | 0 | 0 | 16.6243 | 0 | 0 | 0 | 0 | 0 | 0
1 |  |  | Poles | ˂ = 1 kV; CONCRETE | 17.6836 | 54.6572 | 7.3931 |  | 235 | 355 | 302 | 244 | 277 | 258 | 158 | 440 | 247 | 85 | 8 | 3 | 2 | 7 | 16 | 81 | 228 | 346 | 129 | 532 | 776 | 1498 | 1310 | 880 | 1175 | 1985 | 2158 | 1523 | 1401 | 1500 | 788 | 653 | 96 | 635 | 744 | 6 | 795 | 401 | 251 | 69 | 77 | 381 | 201 | 2 | 3 | 3 | 2 | 0 | 0 | 0 | 0 | 0 | 2 | 0 | 0 | 0 | 3 | 0 | 0 | 0 | 0 | 0 | 0 | 0 | 0 | 2 | 0 | 0 | 2 | 0 | 0 | 0 | 0 | 0 | 0 | 0 | 0 | 0 | 0 | 0 | 0 | 0 | 0 | 0 | 0 | 0 | 0 | 0 | 0 | 0 | 0 | 4155.6533 | 6277.689 | 5340.4566 | 4314.806 | 4898.3658 | 4562.3768 | 2794.0137 | 7780.7977 | 4367.8569 | 1503.1086 | 141.469 | 53.0509 | 35.3673 | 123.7854 | 282.9381 | 1432.3741 | 4031.8679 | 6118.5364 | 2281.1884 | 9407.6917 | 13722.4977 | 26490.0794 | 23165.5567 | 15561.5953 | 20778.2665 | 35102.0077 | 38161.2759 | 26932.1701 | 24774.7671 | 26525.4466 | 13934.7013 | 11547.4111 | 1697.6286 | 11229.1057 | 13156.6215 | 106.1018 | 14058.4867 | 7091.1361 | 4438.5914 | 1220.1705 | 1361.6396 | 6737.4634 | 3554.4098 | 35.3673 | 53.0509 | 53.0509 | 35.3673 | 0 | 0 | 0 | 0 | 0 | 35.3673 | 0 | 0 | 0 | 53.0509 | 0 | 0 | 0 | 0 | 0 | 0 | 0 | 0 | 35.3673 | 0 | 0 | 35.3673 | 0 | 0 | 0 | 0 | 0 | 0 | 0 | 0 | 0 | 0 | 0 | 0 | 0 | 0 | 0 | 0 | 0 | 0 | 0 | 0 | 0 | 0
1 |  |  | Poles | > 1 kV & < = 11 kV; CONCRETE | 17.2423 | 38.9 | 6.237 |  | 0 | 0 | 2 | 0 | 0 | 0 | 0 | 0 | 0 | 0 | 0 | 0 | 0 | 0 | 0 | 0 | 11 | 6 | 4 | 5 | 3 | 3 | 3 | 3 | 4 | 2 | 3 | 1 | 1 | 2 | 6 | 3 | 2 | 0 | 0 | 0 | 1 | 0 | 0 | 0 | 0 | 0 | 0 | 0 | 0 | 0 | 0 | 0 | 0 | 0 | 0 | 0 | 0 | 0 | 0 | 0 | 0 | 0 | 0 | 0 | 0 | 0 | 0 | 0 | 0 | 0 | 0 | 0 | 0 | 0 | 0 | 0 | 0 | 0 | 0 | 0 | 0 | 0 | 0 | 0 | 0 | 0 | 0 | 0 | 0 | 0 | 0 | 0 | 0 | 0 | 0 | 0 | 0 | 34.4847 | 0 | 0 | 0 | 0 | 0 | 0 | 0 | 0 | 0 | 0 | 0 | 0 | 0 | 189.6657 | 103.454 | 68.9694 | 86.2117 | 51.727 | 51.727 | 51.727 | 51.727 | 68.9694 | 34.4847 | 51.727 | 17.2423 | 17.2423 | 34.4847 | 103.454 | 51.727 | 34.4847 | 0 | 0 | 0 | 17.2423 | 0 | 0 | 0 | 0 | 0 | 0 | 0 | 0 | 0 | 0 | 0 | 0 | 0 | 0 | 0 | 0 | 0 | 0 | 0 | 0 | 0 | 0 | 0 | 0 | 0 | 0 | 0 | 0 | 0 | 0 | 0 | 0 | 0 | 0 | 0 | 0 | 0 | 0 | 0 | 0 | 0 | 0 | 0 | 0 | 0 | 0 | 0 | 0 | 0 | 0 | 0 | 0 | 0 | 0
1 |  |  | Poles | ˃ 11 kV & < = 22 kV; CONCRETE | 17.2423 | 48.6143 | 6.9724 |  | 1065 | 1961 | 1555 | 1252 | 1519 | 1421 | 1070 | 2479 | 1479 | 443 | 11 | 2 | 6 | 15 | 39 | 619 | 1428 | 2019 | 1732 | 2152 | 3133 | 4479 | 3597 | 3422 | 5934 | 6374 | 7402 | 5533 | 4676 | 5248 | 4917 | 2134 | 728 | 2371 | 2015 | 11 | 1306 | 681 | 267 | 82 | 9 | 103 | 34 | 2 | 9 | 0 | 0 | 0 | 0 | 0 | 4 | 0 | 2 | 2 | 0 | 2 | 4 | 0 | 0 | 0 | 0 | 0 | 0 | 0 | 0 | 2 | 0 | 0 | 0 | 0 | 0 | 0 | 0 | 0 | 0 | 0 | 0 | 0 | 0 | 0 | 0 | 0 | 0 | 0 | 0 | 0 | 0 | 0 | 0 | 0 | 0 | 18363.092 | 33812.2286 | 26811.8386 | 21587.4096 | 26191.1144 | 24501.3651 | 18449.3037 | 42743.7607 | 25501.4208 | 7638.3566 | 189.6657 | 34.4847 | 103.454 | 258.6351 | 672.4513 | 10673.0084 | 24622.0614 | 34812.2844 | 29863.7328 | 37105.5156 | 54020.2511 | 77228.4406 | 62020.6968 | 59003.2873 | 102316.0453 | 109902.6748 | 127627.8003 | 95401.8669 | 80625.1816 | 90487.8 | 84780.5855 | 36795.1534 | 12552.4235 | 40881.588 | 34743.315 | 189.6657 | 22518.496 | 11742.0335 | 4603.7048 | 1413.8719 | 155.1811 | 1775.961 | 586.2396 | 34.4847 | 155.1811 | 0 | 0 | 0 | 0 | 0 | 68.9694 | 0 | 34.4847 | 34.4847 | 0 | 34.4847 | 68.9694 | 0 | 0 | 0 | 0 | 0 | 0 | 0 | 0 | 34.4847 | 0 | 0 | 0 | 0 | 0 | 0 | 0 | 0 | 0 | 0 | 0 | 0 | 0 | 0 | 0 | 0 | 0 | 0 | 0 | 0 | 0 | 0 | 0 | 0 | 0
1 |  |  | Poles | > 22 kV & < = 66 kV; CONCRETE | 23.573 | 52.117 | 7.2192 |  | 33 | 30 | 337 | 186 | 489 | 283 | 208 | 233 | 31 | 113 | 132 | 6 | 3 | 2 | 12 | 19 | 22 | 66 | 44 | 168 | 368 | 144 | 109 | 59 | 272 | 584 | 372 | 467 | 301 | 285 | 1013 | 688 | 503 | 866 | 721 | 26 | 545 | 234 | 40 | 0 | 7 | 19 | 26 | 0 | 3 | 0 | 2 | 0 | 0 | 0 | 0 | 0 | 0 | 0 | 0 | 0 | 0 | 0 | 0 | 0 | 0 | 0 | 0 | 0 | 0 | 0 | 0 | 0 | 0 | 0 | 0 | 0 | 0 | 0 | 0 | 0 | 0 | 0 | 0 | 0 | 0 | 0 | 0 | 0 | 0 | 0 | 0 | 0 | 0 | 0 | 0 | 777.9092 | 707.1902 | 7944.1031 | 4384.5791 | 11527.2 | 6671.1607 | 4903.1853 | 5492.5104 | 730.7632 | 2663.7497 | 3111.6368 | 141.438 | 70.719 | 47.146 | 282.8761 | 447.8871 | 518.6061 | 1555.8184 | 1037.2123 | 3960.265 | 8674.8662 | 3394.5129 | 2569.4577 | 1390.8074 | 6411.8577 | 13766.6356 | 8769.1583 | 11008.5938 | 7095.4748 | 6718.3067 | 23879.4552 | 16218.2282 | 11857.2221 | 20414.2233 | 16996.1374 | 612.8982 | 12847.2883 | 5516.0834 | 942.9202 | 0 | 165.011 | 447.8871 | 612.8982 | 0 | 70.719 | 0 | 47.146 | 0 | 0 | 0 | 0 | 0 | 0 | 0 | 0 | 0 | 0 | 0 | 0 | 0 | 0 | 0 | 0 | 0 | 0 | 0 | 0 | 0 | 0 | 0 | 0 | 0 | 0 | 0 | 0 | 0 | 0 | 0 | 0 | 0 | 0 | 0 | 0 | 0 | 0 | 0 | 0 | 0 | 0 | 0 | 0
1 |  |  | Poles | ˂ = 1 kV; STEEL | 10.9352 | 58.5261 | 7.6502 |  | 0 | 11 | 6 | 3 | 35 | 68 | 8 | 4 | 7 | 8 | 4 | 7 | 7 | 4 | 39 | 85 | 4 | 6 | 3 | 3 | 7 | 4 | 0 | 3 | 6 | 6 | 11 | 12 | 11 | 5 | 0 | 3 | 0 | 0 | 6 | 0 | 0 | 0 | 3 | 0 | 0 | 21 | 4 | 0 | 4 | 0 | 3 | 0 | 0 | 29 | 0 | 0 | 0 | 25 | 13 | 3 | 0 | 0 | 4 | 3 | 0 | 0 | 0 | 0 | 0 | 0 | 0 | 0 | 0 | 0 | 0 | 0 | 0 | 0 | 3 | 0 | 0 | 0 | 0 | 0 | 0 | 0 | 0 | 0 | 0 | 0 | 0 | 0 | 0 | 0 | 0 | 0 | 120.2877 | 65.6115 | 32.8057 | 382.7335 | 743.5966 | 87.4819 | 43.741 | 76.5467 | 87.4819 | 43.741 | 76.5467 | 76.5467 | 43.741 | 426.4745 | 929.4957 | 43.741 | 65.6115 | 32.8057 | 32.8057 | 76.5467 | 43.741 | 0 | 32.8057 | 65.6115 | 65.6115 | 120.2877 | 131.2229 | 120.2877 | 54.6762 | 0 | 32.8057 | 0 | 0 | 65.6115 | 0 | 0 | 0 | 32.8057 | 0 | 0 | 229.6401 | 43.741 | 0 | 43.741 | 0 | 32.8057 | 0 | 0 | 317.1221 | 0 | 0 | 0 | 273.3811 | 142.1582 | 32.8057 | 0 | 0 | 43.741 | 32.8057 | 0 | 0 | 0 | 0 | 0 | 0 | 0 | 0 | 0 | 0 | 0 | 0 | 0 | 0 | 32.8057 | 0 | 0 | 0 | 0 | 0 | 0 | 0 | 0 | 0 | 0 | 0 | 0 | 0 | 0 | 0 | 0
1 |  |  | Poles | ˃ 11 kV & < = 22 kV; STEEL | 17.2423 | 38.9 | 6.237 |  | 0 | 0 | 2 | 0 | 0 | 2 | 3 | 11 | 2 | 0 | 0 | 0 | 2 | 0 | 0 | 2 | 0 | 0 | 0 | 0 | 0 | 0 | 5 | 0 | 4 | 5 | 1 | 0 | 3 | 2 | 0 | 2 | 0 | 0 | 4 | 1 | 3 | 0 | 135 | 0 | 2 | 97 | 28 | 98 | 5 | 0 | 0 | 0 | 0 | 3 | 2 | 0 | 5 | 2 | 2 | 0 | 0 | 0 | 0 | 0 | 0 | 0 | 0 | 0 | 0 | 0 | 0 | 0 | 0 | 0 | 0 | 0 | 0 | 0 | 0 | 0 | 0 | 0 | 0 | 0 | 0 | 0 | 0 | 0 | 0 | 0 | 0 | 0 | 0 | 0 | 0 | 0 | 0 | 34.4847 | 0 | 0 | 34.4847 | 51.727 | 189.6657 | 34.4847 | 0 | 0 | 0 | 34.4847 | 0 | 0 | 34.4847 | 0 | 0 | 0 | 0 | 0 | 0 | 86.2117 | 0 | 68.9694 | 86.2117 | 17.2423 | 0 | 51.727 | 34.4847 | 0 | 34.4847 | 0 | 0 | 68.9694 | 17.2423 | 51.727 | 0 | 2327.7159 | 0 | 34.4847 | 1672.507 | 482.7855 | 1689.7493 | 86.2117 | 0 | 0 | 0 | 0 | 51.727 | 34.4847 | 0 | 86.2117 | 34.4847 | 34.4847 | 0 | 0 | 0 | 0 | 0 | 0 | 0 | 0 | 0 | 0 | 0 | 0 | 0 | 0 | 0 | 0 | 0 | 0 | 0 | 0 | 0 | 0 | 0 | 0 | 0 | 0 | 0 | 0 | 0 | 0 | 0 | 0 | 0 | 0 | 0 | 0
1 |  |  | Poles | > 22 kV & < = 66 kV; STEEL | 23.573 | 38.9 | 6.237 |  | 0 | 0 | 0 | 0 | 0 | 9 | 0 | 0 | 0 | 0 | 0 | 0 | 0 | 3 | 0 | 4 | 3 | 0 | 0 | 0 | 0 | 0 | 0 | 0 | 0 | 0 | 0 | 0 | 0 | 4 | 0 | 0 | 0 | 0 | 3 | 0 | 0 | 0 | 4 | 0 | 30 | 2 | 0 | 0 | 6 | 0 | 0 | 0 | 17 | 0 | 0 | 0 | 0 | 3 | 2 | 0 | 2 | 0 | 0 | 0 | 2 | 0 | 0 | 0 | 3 | 0 | 0 | 0 | 0 | 0 | 0 | 0 | 0 | 0 | 0 | 0 | 0 | 0 | 0 | 0 | 0 | 0 | 0 | 0 | 0 | 0 | 0 | 0 | 0 | 0 | 0 | 0 | 0 | 0 | 0 | 0 | 212.1571 | 0 | 0 | 0 | 0 | 0 | 0 | 0 | 70.719 | 0 | 94.292 | 70.719 | 0 | 0 | 0 | 0 | 0 | 0 | 0 | 0 | 0 | 0 | 0 | 0 | 94.292 | 0 | 0 | 0 | 0 | 70.719 | 0 | 0 | 0 | 94.292 | 0 | 707.1902 | 47.146 | 0 | 0 | 141.438 | 0 | 0 | 0 | 400.7411 | 0 | 0 | 0 | 0 | 70.719 | 47.146 | 0 | 47.146 | 0 | 0 | 0 | 47.146 | 0 | 0 | 0 | 70.719 | 0 | 0 | 0 | 0 | 0 | 0 | 0 | 0 | 0 | 0 | 0 | 0 | 0 | 0 | 0 | 0 | 0 | 0 | 0 | 0 | 0 | 0 | 0 | 0 | 0 | 0
1 |  |  | Poles | STAY POLES (AERIAL GUYS) | 11.1744 | 77.9423 | 8.8285 |  | 24 | 31 | 28 | 27 | 40 | 53 | 28 | 39 | 36 | 33 | 39 | 26 | 21 | 42 | 41 | 18 | 13 | 15 | 7 | 9 | 38 | 70 | 41 | 32 | 63 | 110 | 119 | 83 | 132 | 107 | 104 | 98 | 53 | 90 | 155 | 65 | 97 | 92 | 118 | 116 | 73 | 83 | 104 | 67 | 77 | 110 | 156 | 123 | 71 | 90 | 76 | 45 | 53 | 67 | 50 | 34 | 18 | 57 | 24 | 22 | 21 | 25 | 50 | 35 | 35 | 14 | 7 | 6 | 6 | 4 | 2 | 3 | 8 | 25 | 46 | 17 | 40 | 6 | 9 | 4 | 9 | 0 | 2 | 0 | 2 | 0 | 0 | 0 | 0 | 0 | 0 | 268.1862 | 346.4072 | 312.8839 | 301.7095 | 446.9771 | 592.2446 | 312.8839 | 435.8026 | 402.2793 | 368.7561 | 435.8026 | 290.5351 | 234.663 | 469.3259 | 458.1515 | 201.1397 | 145.2675 | 167.6164 | 78.221 | 100.5698 | 424.6282 | 782.2098 | 458.1515 | 357.5816 | 703.9889 | 1229.1869 | 1329.7567 | 927.4774 | 1475.0243 | 1195.6636 | 1162.1403 | 1095.0938 | 592.2446 | 1005.6984 | 1732.0361 | 726.3377 | 1083.9194 | 1028.0472 | 1318.5823 | 1296.2335 | 815.7331 | 927.4774 | 1162.1403 | 748.6866 | 860.4308 | 1229.1869 | 1743.2105 | 1374.4544 | 793.3843 | 1005.6984 | 849.2564 | 502.8492 | 592.2446 | 748.6866 | 558.7213 | 379.9305 | 201.1397 | 636.9423 | 268.1862 | 245.8374 | 234.663 | 279.3607 | 558.7213 | 391.1049 | 391.1049 | 156.442 | 78.221 | 67.0466 | 67.0466 | 44.6977 | 22.3489 | 33.5233 | 89.3954 | 279.3607 | 514.0236 | 189.9652 | 446.9771 | 67.0466 | 100.5698 | 44.6977 | 100.5698 | 0 | 22.3489 | 0 | 22.3489 | 0 | 0 | 0 | 0 | 0 | 0
[6 empty] | 0 | 0 | [92 empty] | 0 | 0 | 0 | 0 | 0 | 0 | 0 | 0 | 0 | 0 | 0 | 0 | 0 | 0 | 0 | 0 | 0 | 0 | 0 | 0 | 0 | 0 | 0 | 0 | 0 | 0 | 0 | 0 | 0 | 0 | 0 | 0 | 0 | 0 | 0 | 0 | 0 | 0 | 0 | 0 | 0 | 0 | 0 | 0 | 0 | 0 | 0 | 0 | 0 | 0 | 0 | 0 | 0 | 0 | 0 | 0 | 0 | 0 | 0 | 0 | 0 | 0 | 0 | 0 | 0 | 0 | 0 | 0 | 0 | 0 | 0 | 0 | 0 | 0 | 0 | 0 | 0 | 0 | 0 | 0 | 0 | 0 | 0 | 0 | 0 | 0 | 0 | 0 | 0 | 0 | 0
|  |  |  | Overhead Conductors |  | 0 | 0 | [92 empty] | 0 | 0 | 0 | 0 | 0 | 0 | 0 | 0 | 0 | 0 | 0 | 0 | 0 | 0 | 0 | 0 | 0 | 0 | 0 | 0 | 0 | 0 | 0 | 0 | 0 | 0 | 0 | 0 | 0 | 0 | 0 | 0 | 0 | 0 | 0 | 0 | 0 | 0 | 0 | 0 | 0 | 0 | 0 | 0 | 0 | 0 | 0 | 0 | 0 | 0 | 0 | 0 | 0 | 0 | 0 | 0 | 0 | 0 | 0 | 0 | 0 | 0 | 0 | 0 | 0 | 0 | 0 | 0 | 0 | 0 | 0 | 0 | 0 | 0 | 0 | 0 | 0 | 0 | 0 | 0 | 0 | 0 | 0 | 0 | 0 | 0 | 0 | 0 | 0 | 0 | 0
2 |  |  | Overhead conductors | ˂ = 1 kV | 82.9619 | 87.1414 | 9.335 |  | 76.3 | 102.2 | 35.3 | 52.8 | 59.3 | 60.8 | 48.1 | 67.1 | 60.5 | 61.2 | 51 | 49.9 | 42.4 | 68.1 | 61.9 | 50.5 | 23.1 | 30.7 | 12.8 | 45.2 | 66.6 | 129.9 | 113 | 78 | 134 | 275.5 | 290.2 | 226.6 | 397.6 | 311.1 | 280.2 | 221.4 | 165.2 | 227.9 | 383.3 | 165.5 | 267.3 | 196 | 333.6 | 287.1 | 232.7 | 315.6 | 257.3 | 192.5 | 206 | 285 | 276.7 | 290.1 | 196.2 | 229.3 | 226.9 | 134.9 | 155.1 | 137.6 | 128 | 102.4 | 88.4 | 95.4 | 22.5 | 36.3 | 26.6 | 35.6 | 45.6 | 36.5 | 54.9 | 21.8 | 11.4 | 8.3 | 6.7 | 3.4 | 2.8 | 2.4 | 6.8 | 26.8 | 40.4 | 28.9 | 44.7 | 14.8 | 11.5 | 0 | 7.2 | 3.6 | 2.2 | 1.3 | 1.9 | 0 | 0 | 0 | 0 | 0 | 0 | 6329.9918 | 8478.7046 | 2928.5545 | 4380.3875 | 4919.6397 | 5044.0826 | 3990.4666 | 5566.7424 | 5019.194 | 5077.2673 | 4231.0561 | 4139.798 | 3517.5839 | 5649.7043 | 5135.3406 | 4189.5752 | 1916.4195 | 2546.9298 | 1061.9121 | 3749.8772 | 5525.2615 | 10776.7488 | 9374.6929 | 6471.027 | 11116.8925 | 22855.9991 | 24075.5388 | 18799.163 | 32985.6452 | 25809.4422 | 23245.92 | 18367.7612 | 13705.3033 | 18907.0134 | 31799.2902 | 13730.1918 | 22175.7117 | 16260.5293 | 27676.0846 | 23818.357 | 19305.2305 | 26182.7707 | 21346.0928 | 15970.1627 | 17090.1482 | 23644.137 | 22955.5534 | 24067.2426 | 16277.1217 | 19023.1601 | 18824.0515 | 11191.5582 | 12867.3883 | 11415.5553 | 10619.1212 | 8495.297 | 7333.8306 | 7914.5638 | 1866.6424 | 3011.5164 | 2206.7861 | 2953.4431 | 3783.0619 | 3028.1088 | 4554.6074 | 1808.5691 | 945.7655 | 688.5836 | 555.8446 | 282.0704 | 232.2933 | 199.1085 | 564.1408 | 2223.3785 | 3351.6601 | 2397.5985 | 3708.3962 | 1227.8359 | 954.0617 | 0 | 597.3256 | 298.6628 | 182.5161 | 107.8504 | 157.6276 | 0 | 0 | 0 | 0 | 0 | 0
2 |  |  | Overhead conductors | > 1 kV & < = 11 kV | 53.4489 | 40.9 | 6.3953 |  | 0.1 | 2 | 0.2 | 0.4 | 0.4 | 0.4 | 0.4 | 0.6 | 0.5 | 0.5 | 0.5 | 0.5 | 0.4 | 0.6 | 0.5 | 0.4 | 0.3 | 0.3 | 0.3 | 0.4 | 0.5 | 0.8 | 0.6 | 0.6 | 1.1 | 1.2 | 1.5 | 1.1 | 1.4 | 1.5 | 1.6 | 1.1 | 0.9 | 1.4 | 1.4 | 0.4 | 0.9 | 1.2 | 1.2 | 0.9 | 0.7 | 0.7 | 0.7 | 0.6 | 0.9 | 1.3 | 1.4 | 1.4 | 1.6 | 1.9 | 1.9 | 0.9 | 0.9 | 0.8 | 0.8 | 0.8 | 0.8 | 0.8 | 0.3 | 0.5 | 0.4 | 0.3 | 0.4 | 0.2 | 0.1 | 0.1 | 0 | 0 | 0 | 0 | 0 | 0 | 0 | 0.1 | 0.2 | 0.2 | 0.4 | 0.1 | 0.1 | 0 | 0 | 0 | 0 | 0 | 0 | 0 | 0 | 0 | 0 | 0 | 0 | 5.3449 | 106.8979 | 10.6898 | 21.3796 | 21.3796 | 21.3796 | 21.3796 | 32.0694 | 26.7245 | 26.7245 | 26.7245 | 26.7245 | 21.3796 | 32.0694 | 26.7245 | 21.3796 | 16.0347 | 16.0347 | 16.0347 | 21.3796 | 26.7245 | 42.7591 | 32.0694 | 32.0694 | 58.7938 | 64.1387 | 80.1734 | 58.7938 | 74.8285 | 80.1734 | 85.5183 | 58.7938 | 48.104 | 74.8285 | 74.8285 | 21.3796 | 48.104 | 64.1387 | 64.1387 | 48.104 | 37.4142 | 37.4142 | 37.4142 | 32.0694 | 48.104 | 69.4836 | 74.8285 | 74.8285 | 85.5183 | 101.553 | 101.553 | 48.104 | 48.104 | 42.7591 | 42.7591 | 42.7591 | 42.7591 | 42.7591 | 16.0347 | 26.7245 | 21.3796 | 16.0347 | 21.3796 | 10.6898 | 5.3449 | 5.3449 | 0 | 0 | 0 | 0 | 0 | 0 | 0 | 5.3449 | 10.6898 | 10.6898 | 21.3796 | 5.3449 | 5.3449 | 0 | 0 | 0 | 0 | 0 | 0 | 0 | 0 | 0 | 0 | 0 | 0
2 |  |  | Overhead conductors | ˃ 11 kV & < = 22 kV ; SWER | 14.3863 | 89.1152 | 9.4401 |  | 104.4 | 77.1 | 79 | 118.2 | 132.8 | 136 | 107.6 | 150.2 | 135.4 | 136.9 | 114.2 | 111.7 | 94.9 | 152.5 | 138.6 | 113.1 | 51.7 | 68.7 | 28.6 | 101.1 | 149.1 | 290.7 | 252.8 | 174.6 | 300 | 625.6 | 649.4 | 507.2 | 898.9 | 696.2 | 631.6 | 500 | 374.2 | 509.6 | 861.9 | 367.5 | 597.6 | 438.2 | 743.1 | 642 | 520.4 | 710.3 | 575.3 | 430.4 | 460.5 | 637.4 | 618.7 | 651.2 | 440.8 | 514.9 | 509.6 | 303.7 | 346.5 | 312.2 | 294.8 | 237.6 | 206.4 | 221.9 | 57 | 87.9 | 66.3 | 86.4 | 103.7 | 88.4 | 124.5 | 50.1 | 31.2 | 24.4 | 20.8 | 13.4 | 5.3 | 5.3 | 12 | 63.5 | 118.7 | 81.7 | 128.1 | 34.3 | 24.7 | 11.8 | 17.3 | 10.5 | 3.9 | 1.8 | 3.4 | 0 | 0 | 0 | 0 | 0 | 0 | 1501.9249 | 1109.1802 | 1136.5141 | 1700.4552 | 1910.4945 | 1956.5305 | 1547.9609 | 2160.8153 | 1947.8988 | 1969.4782 | 1642.9102 | 1606.9446 | 1365.2555 | 2193.9037 | 1993.9348 | 1627.0853 | 743.7693 | 988.3356 | 411.4469 | 1454.4503 | 2144.9905 | 4182.084 | 3636.845 | 2511.8399 | 4315.8762 | 9000.0404 | 9342.4333 | 7296.708 | 12931.8036 | 10015.7099 | 9086.3579 | 7193.1269 | 5383.3362 | 7331.235 | 12399.5122 | 5286.9483 | 8597.2253 | 6304.0564 | 10690.4253 | 9235.975 | 7486.6065 | 10218.5561 | 8276.4119 | 6191.8437 | 6624.8699 | 9169.7982 | 8900.7753 | 9368.3285 | 6341.4607 | 7407.4821 | 7331.235 | 4369.1053 | 4984.837 | 4491.3885 | 4241.0676 | 3418.1739 | 2969.3228 | 3192.3097 | 820.0165 | 1264.5517 | 953.8086 | 1242.9723 | 1491.8545 | 1271.7448 | 1791.0886 | 720.7513 | 448.8511 | 351.0246 | 299.2341 | 192.7758 | 76.2471 | 76.2471 | 172.635 | 913.5271 | 1707.6483 | 1175.3569 | 1842.8791 | 493.4485 | 355.3405 | 169.7578 | 248.8822 | 151.0557 | 56.1064 | 25.8953 | 48.9133 | 0 | 0 | 0 | 0 | 0 | 0
2 |  |  | Overhead conductors | ˃ 11 kV & < = 22 kV ; MULTIPLE-PHASE | 53.4489 | 82.166 | 9.0645 |  | 281.3 | 431.5 | 158.8 | 292.5 | 287.6 | 316 | 273.4 | 405.5 | 355.1 | 338 | 362.3 | 377.4 | 302.9 | 404.9 | 388.3 | 274.9 | 187.6 | 233 | 199.3 | 249 | 351.9 | 538 | 396.4 | 433.7 | 810.4 | 841.6 | 1094.3 | 757 | 997.9 | 1032.7 | 1119.4 | 768.9 | 643.8 | 1015 | 970.5 | 286.4 | 651.6 | 862.2 | 830 | 619.6 | 446.9 | 428.6 | 399.1 | 361.8 | 547 | 866.3 | 898.8 | 923.8 | 1098.8 | 1293.9 | 1269.9 | 569.6 | 534.9 | 517.1 | 455.6 | 414 | 406.4 | 371.3 | 77.8 | 171.9 | 121 | 80.3 | 106.5 | 104.9 | 89.7 | 56.1 | 17.2 | 16.5 | 14 | 19.3 | 20.6 | 5.5 | 29.4 | 57.9 | 136 | 111.6 | 189.6 | 63.8 | 33.3 | 6.3 | 6.2 | 5.4 | 2.7 | 0.5 | 0.6 | 0 | 0 | 0 | 0 | 0 | 0 | 15035.1834 | 23063.2124 | 8487.6897 | 15633.8114 | 15371.9116 | 16889.8612 | 14612.9369 | 21673.5402 | 18979.7143 | 18065.7376 | 19364.5466 | 20171.6254 | 16189.6802 | 21641.4709 | 20754.2187 | 14693.1103 | 10027.0189 | 12453.6002 | 10652.3713 | 13308.783 | 18808.6777 | 28755.5232 | 21187.155 | 23180.8 | 43315.0111 | 44982.6177 | 58489.1617 | 40460.8384 | 53336.6851 | 55196.7078 | 59830.7298 | 41096.8806 | 34410.4197 | 54250.6618 | 51872.1845 | 15307.7729 | 34827.3214 | 46083.6656 | 44362.6101 | 33116.9557 | 23886.3259 | 22908.2105 | 21331.4671 | 19337.8221 | 29236.5635 | 46302.8062 | 48039.8963 | 49376.1195 | 58729.6819 | 69157.5677 | 67874.7935 | 30444.5093 | 28589.8315 | 27638.4406 | 24351.3315 | 22127.8561 | 21721.6443 | 19845.5869 | 4158.3266 | 9187.8707 | 6467.3203 | 4291.9489 | 5692.3108 | 5606.7925 | 4794.3688 | 2998.4849 | 919.3216 | 881.9073 | 748.285 | 1031.5643 | 1101.0479 | 293.9691 | 1571.3985 | 3094.6929 | 7269.0542 | 5964.9003 | 10133.9167 | 3410.0416 | 1779.8493 | 336.7282 | 331.3834 | 288.6242 | 144.3121 | 26.7245 | 32.0694 | 0 | 0 | 0 | 0 | 0 | 0
2 |  |  | Overhead conductors | > 22 kV & < = 66 kV | 1434.7063 | 90.2864 | 9.5019 |  | 29.4 | 37.8 | 31.4 | 57.6 | 102.2 | 56.6 | 52.9 | 82.9 | 56.6 | 43.6 | 123.2 | 37.5 | 37.4 | 76.2 | 29.5 | 39.1 | 5.6 | 9.4 | 7 | 22.4 | 45.4 | 25 | 14.1 | 12.1 | 68.7 | 91.1 | 52.9 | 60.2 | 42.3 | 44.8 | 155.9 | 95.9 | 75.3 | 146.3 | 108.1 | 16.8 | 68.6 | 77.8 | 96.2 | 96.7 | 53.1 | 28.3 | 42.8 | 24.3 | 89.2 | 66.6 | 17.4 | 52.7 | 47.3 | 37.8 | 59.2 | 29.4 | 23.8 | 35.4 | 13 | 16.5 | 3.7 | 61.4 | 36.8 | 8.6 | 2.4 | 8.5 | 2.8 | 4 | 4.4 | 1.8 | 2.5 | 0.5 | 0.8 | 0.4 | 0 | 21.5 | 4.8 | 13.6 | 1.9 | 0.8 | 0.5 | 0.5 | 0.4 | 0.4 | 0.2 | 0.1 | 0 | 0 | 0 | 0 | 0 | 0 | 0 | 0 | 0 | 42180.3661 | 54231.8993 | 45049.7787 | 82639.0846 | 146626.9869 | 81204.3782 | 75895.9648 | 118937.1547 | 81204.3782 | 62553.196 | 176755.8198 | 53801.4874 | 53658.0167 | 109324.6223 | 42323.8367 | 56097.0175 | 8034.3554 | 13486.2395 | 10042.9443 | 32137.4218 | 65135.6674 | 35867.6582 | 20229.3592 | 17359.9466 | 98564.3248 | 130701.7466 | 75895.9648 | 86369.321 | 60688.0777 | 64274.8436 | 223670.7168 | 137588.337 | 108033.3866 | 209897.536 | 155091.7542 | 24103.0663 | 98420.8542 | 111620.1524 | 138018.7489 | 138736.1021 | 76182.9061 | 40602.1891 | 61405.4309 | 34863.3638 | 127975.8046 | 95551.4415 | 24963.8901 | 75609.0236 | 67861.6094 | 54231.8993 | 84934.6147 | 42180.3661 | 34146.0106 | 50788.6041 | 18651.1823 | 23672.6544 | 5308.4134 | 88090.9686 | 52797.1929 | 12338.4744 | 3443.2952 | 12195.0038 | 4017.1777 | 5738.8253 | 6312.7078 | 2582.4714 | 3586.7658 | 717.3532 | 1147.7651 | 573.8825 | 0 | 30846.1861 | 6886.5904 | 19512.0061 | 2725.942 | 1147.7651 | 717.3532 | 717.3532 | 573.8825 | 573.8825 | 286.9413 | 143.4706 | 0 | 0 | 0 | 0 | 0 | 0 | 0 | 0 | 0
2 |  |  | Overhead conductors | PUBLIC LIGHTING CONDUCTOR | 82.9619 | 40.9 | 6.3953 |  | 0.7 | 1 | 0.1 | 0.1 | 0.1 | 0.1 | 0.1 | 0.1 | 0.1 | 0.1 | 0.1 | 0.1 | 0.15 | 0.15 | 0.15 | 0.15 | 0.05 | 0.15 | 0.05 | 0.15 | 0.15 | 0.25 | 0.25 | 0.15 | 0.25 | 0.55 | 0.55 | 0.45 | 0.75 | 0.65 | 0.65 | 0.55 | 0.45 | 0.55 | 0.9 | 0.3 | 0.5 | 0.3 | 0.6 | 0.5 | 0.4 | 0.7 | 0.5 | 0.3 | 0.4 | 0.5 | 0.5 | 0.5 | 0.3 | 0.4 | 0.4 | 0.2 | 0.3 | 0.2 | 0.2 | 0.2 | 0.2 | 0.2 | 0 | 0.1 | 0.1 | 0.1 | 0.1 | 0.1 | 0.1 | 0 | 0 | 0 | 0 | 0 | 0 | 0 | 0 | 0.1 | 0.1 | 0.1 | 0.1 | 0 | 0 | 0 | 0 | 0 | 0 | 0 | 0 | 0 | 0 | 0 | 0 | 0 | 0 | 58.0733 | 82.9619 | 8.2962 | 8.2962 | 8.2962 | 8.2962 | 8.2962 | 8.2962 | 8.2962 | 8.2962 | 8.2962 | 8.2962 | 12.4443 | 12.4443 | 12.4443 | 12.4443 | 4.1481 | 12.4443 | 4.1481 | 12.4443 | 12.4443 | 20.7405 | 20.7405 | 12.4443 | 20.7405 | 45.629 | 45.629 | 37.3328 | 62.2214 | 53.9252 | 53.9252 | 45.629 | 37.3328 | 45.629 | 74.6657 | 24.8886 | 41.4809 | 24.8886 | 49.7771 | 41.4809 | 33.1848 | 58.0733 | 41.4809 | 24.8886 | 33.1848 | 41.4809 | 41.4809 | 41.4809 | 24.8886 | 33.1848 | 33.1848 | 16.5924 | 24.8886 | 16.5924 | 16.5924 | 16.5924 | 16.5924 | 16.5924 | 0 | 8.2962 | 8.2962 | 8.2962 | 8.2962 | 8.2962 | 8.2962 | 0 | 0 | 0 | 0 | 0 | 0 | 0 | 0 | 8.2962 | 8.2962 | 8.2962 | 8.2962 | 0 | 0 | 0 | 0 | 0 | 0 | 0 | 0 | 0 | 0 | 0 | 0 | 0 | 0
[6 empty] | 0 | 0 | [92 empty] | 0 | 0 | 0 | 0 | 0 | 0 | 0 | 0 | 0 | 0 | 0 | 0 | 0 | 0 | 0 | 0 | 0 | 0 | 0 | 0 | 0 | 0 | 0 | 0 | 0 | 0 | 0 | 0 | 0 | 0 | 0 | 0 | 0 | 0 | 0 | 0 | 0 | 0 | 0 | 0 | 0 | 0 | 0 | 0 | 0 | 0 | 0 | 0 | 0 | 0 | 0 | 0 | 0 | 0 | 0 | 0 | 0 | 0 | 0 | 0 | 0 | 0 | 0 | 0 | 0 | 0 | 0 | 0 | 0 | 0 | 0 | 0 | 0 | 0 | 0 | 0 | 0 | 0 | 0 | 0 | 0 | 0 | 0 | 0 | 0 | 0 | 0 | 0 | 0 | 0 | 0
|  |  |  | Underground Cables |  | 0 | 0 | [92 empty] | 0 | 0 | 0 | 0 | 0 | 0 | 0 | 0 | 0 | 0 | 0 | 0 | 0 | 0 | 0 | 0 | 0 | 0 | 0 | 0 | 0 | 0 | 0 | 0 | 0 | 0 | 0 | 0 | 0 | 0 | 0 | 0 | 0 | 0 | 0 | 0 | 0 | 0 | 0 | 0 | 0 | 0 | 0 | 0 | 0 | 0 | 0 | 0 | 0 | 0 | 0 | 0 | 0 | 0 | 0 | 0 | 0 | 0 | 0 | 0 | 0 | 0 | 0 | 0 | 0 | 0 | 0 | 0 | 0 | 0 | 0 | 0 | 0 | 0 | 0 | 0 | 0 | 0 | 0 | 0 | 0 | 0 | 0 | 0 | 0 | 0 | 0 | 0 | 0 | 0 | 0
3 |  |  | Underground cables | ˂ = 1 kV | 109.6271 | 41.7957 | 6.465 |  | 88.8615 | 112.1103 | 158.6459 | 237.5104 | 266.7534 | 60.5239 | 198.4857 | 159.0535 | 166.3897 | 175.8657 | 157.9327 | 227.7287 | 227.8306 | 121.6591 | 141.7318 | 146.6227 | 107.0885 | 68.5733 | 42.5909 | 48.6025 | 61.5428 | 73.9736 | 57.3652 | 56.1425 | 63.4787 | 60.7277 | 50.946 | 33.4206 | 37.8019 | 25.8806 | 19.4614 | 6.8268 | 11.5138 | 8.1514 | 15.2838 | 16.5065 | 12.7365 | 26.1863 | 36.9868 | 8.0495 | 2.1397 | 12.9403 | 1.8341 | 1.3246 | 1.0189 | 0.71324 | 0.10189 | 0.20378 | 1.7322 | 1.0189 | 0.10189 | 0 | 0 | 0 | 0 | 0 | 0 | 0 | 0.81514 | 0 | 0 | 0 | 0 | 0 | 0 | 0 | 0 | 0 | 0 | 0 | 0 | 0 | 0 | 0 | 0 | 0 | 0 | 0 | 0 | 0 | 0 | 0 | 0 | 0 | 0 | 0 | 0 | 0 | 0 | 0 | 0 | 9741.6237 | 12290.3247 | 17391.8905 | 26037.5701 | 29243.397 | 6635.0565 | 21759.4108 | 17436.571 | 18240.8202 | 19279.6422 | 17313.6995 | 24965.2377 | 24976.4079 | 13337.1337 | 15537.6491 | 16073.8153 | 11739.8053 | 7517.4966 | 4669.1138 | 5328.1514 | 6746.7578 | 8109.5135 | 6288.7825 | 6154.7409 | 6958.9902 | 6657.3967 | 5585.0644 | 3663.8022 | 4144.1178 | 2837.2127 | 2133.4946 | 748.3986 | 1262.2245 | 893.6103 | 1675.5193 | 1809.5609 | 1396.2661 | 2870.7231 | 4054.7567 | 882.4402 | 234.5727 | 1418.6064 | 201.0623 | 145.2117 | 111.7013 | 78.1909 | 11.1701 | 22.3403 | 189.8922 | 111.7013 | 11.1701 | 0 | 0 | 0 | 0 | 0 | 0 | 0 | 89.361 | 0 | 0 | 0 | 0 | 0 | 0 | 0 | 0 | 0 | 0 | 0 | 0 | 0 | 0 | 0 | 0 | 0 | 0 | 0 | 0 | 0 | 0 | 0 | 0 | 0 | 0 | 0 | 0 | 0 | 0 | 0 | 0
3 |  |  | Underground cables | > 1 kV & < = 11 kV | 355.6262 | 70 | 8.3666 |  | 0.32147 | 0.17341 | 0 | 0 | 0 | 0.30307 | 0.70715 | 0.30307 | 0.60613 | 0.20204 | 0.70715 | 0 | 0 | 0 | 5.0511 | 0 | 0.30307 | 3.2327 | 0.10102 | 0 | 0.10102 | 0 | 0 | 0.40409 | 0 | 0.20204 | 0.10102 | 0 | 1.7174 | 0 | 0 | 0 | 0 | 0.10102 | 0 | 1.7174 | 0.10102 | 0 | 0 | 0 | 0 | 0.20204 | 0 | 0 | 0 | 0 | 0 | 0 | 0 | 0 | 0 | 0 | 0 | 0 | 0 | 0 | 0 | 0 | 0 | 0 | 0 | 0 | 0 | 0 | 0 | 0 | 0 | 0 | 0 | 0 | 0 | 0 | 0 | 0 | 0 | 0 | 0 | 0 | 0 | 0 | 0 | 0 | 0 | 0 | 0 | 0 | 0 | 0 | 0 | 0 | 0 | 114.3232 | 61.6675 | 0 | 0 | 0 | 107.7783 | 251.4826 | 107.7783 | 215.5566 | 71.8522 | 251.4826 | 0 | 0 | 0 | 1796.3046 | 0 | 107.7783 | 1149.6349 | 35.9261 | 0 | 35.9261 | 0 | 0 | 143.7044 | 0 | 71.8522 | 35.9261 | 0 | 610.7436 | 0 | 0 | 0 | 0 | 35.9261 | 0 | 610.7436 | 35.9261 | 0 | 0 | 0 | 0 | 71.8522 | 0 | 0 | 0 | 0 | 0 | 0 | 0 | 0 | 0 | 0 | 0 | 0 | 0 | 0 | 0 | 0 | 0 | 0 | 0 | 0 | 0 | 0 | 0 | 0 | 0 | 0 | 0 | 0 | 0 | 0 | 0 | 0 | 0 | 0 | 0 | 0 | 0 | 0 | 0 | 0 | 0 | 0 | 0 | 0 | 0 | 0 | 0 | 0 | 0
3 |  |  | Underground cables | > 11 kV & < = 22 kV | 355.6262 | 48.2476 | 6.946 |  | 69.1053 | 76.1833 | 44.8267 | 82.5173 | 81.2107 | 39.9018 | 112.4688 | 80.9092 | 83.3214 | 87.2412 | 67.7426 | 82.5173 | 70.8584 | 52.3648 | 73.8736 | 72.0645 | 47.6409 | 44.8267 | 32.7657 | 24.2225 | 37.2886 | 31.0571 | 16.5839 | 21.2073 | 19.6996 | 16.0813 | 22.7149 | 11.3574 | 14.1717 | 11.7595 | 9.6488 | 5.3269 | 5.0254 | 4.0203 | 5.4274 | 6.8346 | 4.9249 | 8.1412 | 9.5483 | 0.80407 | 3.5178 | 0.80407 | 0.70356 | 0.90457 | 1.2061 | 0.70356 | 3.0152 | 0.20102 | 6.131 | 0.10051 | 0 | 0.10051 | 0 | 0 | 0.10051 | 0 | 0.10051 | 0 | 0.70356 | 0 | 0 | 0 | 0.10051 | 0 | 0 | 0.10051 | 0 | 0 | 0 | 0 | 0 | 0 | 0 | 0 | 0 | 0 | 0 | 0 | 0 | 0 | 0 | 0 | 0 | 0 | 0 | 0 | 0 | 0 | 0 | 0 | 0 | 24575.6501 | 27092.7705 | 15941.5537 | 29345.3264 | 28880.6622 | 14190.1274 | 39996.8577 | 28773.4321 | 29631.2735 | 31025.2659 | 24091.0475 | 29345.3264 | 25199.0927 | 18622.3082 | 26271.3945 | 25628.0134 | 16942.3687 | 15941.5537 | 11652.3464 | 8614.1579 | 13260.7991 | 11044.7087 | 5897.66 | 7541.8561 | 7005.7052 | 5718.943 | 8078.007 | 4039.0035 | 5039.8185 | 4181.9771 | 3431.3658 | 1894.3999 | 1787.1697 | 1429.7358 | 1930.1433 | 2430.5508 | 1751.4263 | 2895.2149 | 3395.6224 | 285.9472 | 1251.0188 | 285.9472 | 250.2038 | 321.6905 | 428.9207 | 250.2038 | 1072.3018 | 71.4868 | 2180.347 | 35.7434 | 0 | 35.7434 | 0 | 0 | 35.7434 | 0 | 35.7434 | 0 | 250.2038 | 0 | 0 | 0 | 35.7434 | 0 | 0 | 35.7434 | 0 | 0 | 0 | 0 | 0 | 0 | 0 | 0 | 0 | 0 | 0 | 0 | 0 | 0 | 0 | 0 | 0 | 0 | 0 | 0 | 0 | 0 | 0 | 0 | 0
3 |  |  | Underground cables | > 33 kV & < = 66 kV | 5172.3 | 70 | 8.3666 |  | 0.41421 | 0 | 0 | 0 | 0 | 0 | 0 | 0.11248 | 0 | 0.33744 | 2.3621 | 0.33744 | 0 | 0 | 0 | 0 | 0 | 0 | 0 | 0 | 0 | 0 | 0 | 0 | 0 | 0 | 0 | 0 | 0.22496 | 0 | 0 | 0 | 0 | 0 | 0 | 0 | 0 | 0 | 0 | 0 | 0 | 0 | 0 | 0 | 0 | 0 | 0 | 0 | 0 | 0 | 0 | 0 | 0 | 0 | 0 | 0 | 0 | 0 | 0 | 0 | 0 | 0 | 0 | 0 | 0 | 0 | 0 | 0 | 0 | 0 | 0 | 0 | 0 | 0 | 0 | 0 | 0 | 0 | 0 | 0 | 0 | 0 | 0 | 0 | 0 | 0 | 0 | 0 | 0 | 0 | 0 | 2142.4029 | 0 | 0 | 0 | 0 | 0 | 0 | 581.7739 | 0 | 1745.3218 | 12217.2524 | 1745.3218 | 0 | 0 | 0 | 0 | 0 | 0 | 0 | 0 | 0 | 0 | 0 | 0 | 0 | 0 | 0 | 0 | 1163.5478 | 0 | 0 | 0 | 0 | 0 | 0 | 0 | 0 | 0 | 0 | 0 | 0 | 0 | 0 | 0 | 0 | 0 | 0 | 0 | 0 | 0 | 0 | 0 | 0 | 0 | 0 | 0 | 0 | 0 | 0 | 0 | 0 | 0 | 0 | 0 | 0 | 0 | 0 | 0 | 0 | 0 | 0 | 0 | 0 | 0 | 0 | 0 | 0 | 0 | 0 | 0 | 0 | 0 | 0 | 0 | 0 | 0 | 0 | 0 | 0 | 0 | 0
3 |  |  | Underground cables | PUBLIC LIGHTING UNDERGROUND CABLE | 109.6271 | 70 | 8.3666 |  | 25.9009 | 28.9042 | 38.3443 | 57.4155 | 64.479 | 21.7957 | 72.7533 | 50.0494 | 63.4699 | 63.1672 | 58.9291 | 84.6602 | 71.1388 | 44.8023 | 46.6186 | 55.2965 | 36.1244 | 21.1903 | 20.6857 | 17.154 | 20.7866 | 27.4464 | 20.2821 | 24.4193 | 19.2731 | 21.8966 | 14.3287 | 15.8422 | 6.7607 | 10.3933 | 13.3196 | 4.0362 | 7.568 | 10.1915 | 11.3015 | 3.9353 | 5.4489 | 8.6779 | 12.916 | 5.4489 | 0.30272 | 0.70634 | 5.4489 | 0.90815 | 0.80725 | 0.80725 | 0 | 1.0091 | 0.50453 | 0 | 0.50453 | 0 | 0 | 0 | 0 | 0 | 0 | 0 | 0.10091 | 0 | 0 | 0 | 0 | 0 | 0 | 0 | 0 | 0 | 0 | 0 | 0 | 0 | 0 | 0 | 0 | 0 | 0 | 0 | 0 | 0 | 0 | 0 | 0 | 0 | 0 | 0 | 0 | 0 | 0 | 0 | 0 | 2839.4426 | 3168.6814 | 4203.5734 | 6294.2981 | 7068.6406 | 2389.3996 | 7975.7275 | 5486.7695 | 6958.0202 | 6924.8341 | 6460.2287 | 9281.0477 | 7798.7349 | 4911.5437 | 5110.6603 | 6061.9954 | 3960.2087 | 2323.0274 | 2267.7173 | 1880.546 | 2278.7793 | 3008.8736 | 2223.4691 | 2677.0126 | 2112.8488 | 2400.4617 | 1570.809 | 1736.7396 | 741.1564 | 1139.3896 | 1460.1887 | 442.4814 | 829.6527 | 1117.2656 | 1238.948 | 431.4194 | 597.3499 | 951.335 | 1415.9405 | 597.3499 | 33.1861 | 77.4342 | 597.3499 | 99.5583 | 88.4963 | 88.4963 | 0 | 110.6204 | 55.3102 | 0 | 55.3102 | 0 | 0 | 0 | 0 | 0 | 0 | 0 | 11.062 | 0 | 0 | 0 | 0 | 0 | 0 | 0 | 0 | 0 | 0 | 0 | 0 | 0 | 0 | 0 | 0 | 0 | 0 | 0 | 0 | 0 | 0 | 0 | 0 | 0 | 0 | 0 | 0 | 0 | 0 | 0 | 0
[6 empty] | 0 | 0 | [92 empty] | 0 | 0 | 0 | 0 | 0 | 0 | 0 | 0 | 0 | 0 | 0 | 0 | 0 | 0 | 0 | 0 | 0 | 0 | 0 | 0 | 0 | 0 | 0 | 0 | 0 | 0 | 0 | 0 | 0 | 0 | 0 | 0 | 0 | 0 | 0 | 0 | 0 | 0 | 0 | 0 | 0 | 0 | 0 | 0 | 0 | 0 | 0 | 0 | 0 | 0 | 0 | 0 | 0 | 0 | 0 | 0 | 0 | 0 | 0 | 0 | 0 | 0 | 0 | 0 | 0 | 0 | 0 | 0 | 0 | 0 | 0 | 0 | 0 | 0 | 0 | 0 | 0 | 0 | 0 | 0 | 0 | 0 | 0 | 0 | 0 | 0 | 0 | 0 | 0 | 0 | 0
|  |  |  | Service Lines |  | 0 | 0 | [92 empty] | 0 | 0 | 0 | 0 | 0 | 0 | 0 | 0 | 0 | 0 | 0 | 0 | 0 | 0 | 0 | 0 | 0 | 0 | 0 | 0 | 0 | 0 | 0 | 0 | 0 | 0 | 0 | 0 | 0 | 0 | 0 | 0 | 0 | 0 | 0 | 0 | 0 | 0 | 0 | 0 | 0 | 0 | 0 | 0 | 0 | 0 | 0 | 0 | 0 | 0 | 0 | 0 | 0 | 0 | 0 | 0 | 0 | 0 | 0 | 0 | 0 | 0 | 0 | 0 | 0 | 0 | 0 | 0 | 0 | 0 | 0 | 0 | 0 | 0 | 0 | 0 | 0 | 0 | 0 | 0 | 0 | 0 | 0 | 0 | 0 | 0 | 0 | 0 | 0 | 0 | 0
4 |  |  | Service Lines | LV OVERHEAD SERVICE CABLE | 31.3193 | 58.56 | 7.6525 |  | 121.7 | 132.3 | 25.9 | 38.8 | 43.6 | 44.6 | 35.3 | 49.3 | 44.4 | 44.9 | 37.5 | 36.7 | 31.1 | 50 | 45.5 | 37.1 | 17 | 21.2 | 8.4 | 32.2 | 47.9 | 94.4 | 82 | 56.3 | 92.4 | 199.3 | 207.1 | 160.4 | 288.9 | 222.5 | 201.3 | 158.1 | 114.3 | 157.9 | 273.5 | 113.2 | 188.8 | 136.4 | 236.5 | 203.3 | 163.4 | 225.7 | 181.4 | 133.9 | 143.8 | 201.8 | 195.7 | 206.3 | 137.3 | 161.6 | 159.9 | 92.3 | 106.3 | 95.1 | 89.4 | 77.6 | 67.4 | 72.5 | 17.7 | 22.8 | 15.8 | 22.3 | 29.7 | 23 | 36.5 | 12.8 | 7.5 | 7.2 | 6 | 3.6 | 2 | 1.6 | 5.1 | 22 | 43.7 | 26.2 | 46.8 | 10.4 | 7.3 | 2.4 | 5.8 | 2 | 1.5 | 0.8 | 1.3 | 0 | 0 | 0 | 0 | 0 | 0 | 3811.5555 | 4143.5398 | 811.1692 | 1215.1878 | 1365.5203 | 1396.8396 | 1105.5703 | 1544.0402 | 1390.5757 | 1406.2354 | 1174.4727 | 1149.4173 | 974.0294 | 1565.9636 | 1425.0269 | 1161.945 | 532.4276 | 663.9686 | 263.0819 | 1008.4806 | 1500.1932 | 2956.5394 | 2568.1804 | 1763.2751 | 2893.9008 | 6241.9311 | 6486.2214 | 5023.6114 | 9048.1379 | 6968.5382 | 6304.5696 | 4951.577 | 3579.7929 | 4945.3132 | 8565.8211 | 3545.3417 | 5913.0787 | 4271.9488 | 7407.008 | 6367.2082 | 5117.5692 | 7068.7599 | 5681.3161 | 4193.6506 | 4503.7114 | 6320.2293 | 6129.1817 | 6461.166 | 4300.1362 | 5061.1945 | 5007.9517 | 2890.7689 | 3329.2387 | 2978.4629 | 2799.943 | 2430.3756 | 2110.919 | 2270.6473 | 554.3511 | 714.0794 | 494.8445 | 698.4198 | 930.1824 | 720.3433 | 1143.1535 | 400.8867 | 234.8945 | 225.4988 | 187.9156 | 112.7494 | 62.6385 | 50.1108 | 159.7283 | 689.024 | 1368.6522 | 820.565 | 1465.742 | 325.7204 | 228.6307 | 75.1663 | 181.6518 | 62.6385 | 46.9789 | 25.0554 | 40.7151 | 0 | 0 | 0 | 0 | 0 | 0
4 |  |  | Service Lines | LV UNDERGROUND SERVICE CABLE | 109.6271 | 70 | 8.3666 |  | 141.7353 | 147.967 | 195.9726 | 293.328 | 329.3895 | 84.2135 | 229.5108 | 208.4837 | 210.0607 | 198.8112 | 188.1925 | 246.9633 | 217.3151 | 130.2629 | 147.8205 | 139.1994 | 97.8811 | 59.9272 | 34.169 | 46.0493 | 51.3061 | 65.6046 | 52.8832 | 52.0421 | 55.9321 | 48.0469 | 39.9515 | 31.5406 | 24.2863 | 18.1884 | 16.296 | 5.1516 | 6.3081 | 4.626 | 14.4036 | 9.1468 | 9.5673 | 12.1957 | 12.406 | 1.6822 | 0.63081 | 2.1027 | 0.10514 | 0.52568 | 0.31541 | 0.10514 | 0 | 0 | 0.21027 | 0.10514 | 0 | 0 | 0 | 0 | 0 | 0 | 0 | 0 | 0.31541 | 0 | 0 | 0 | 0 | 0 | 0 | 0 | 0 | 0 | 0 | 0 | 0 | 0 | 0 | 0 | 0 | 0 | 0 | 0 | 0 | 0 | 0 | 0 | 0 | 0 | 0 | 0 | 0 | 0 | 0 | 0 | 0 | 15538.0248 | 16221.1906 | 21483.9034 | 32156.7009 | 36110.0157 | 9232.0851 | 25160.6014 | 22855.4616 | 23028.3471 | 21795.0972 | 20631.0016 | 27073.8675 | 23823.6203 | 14280.3413 | 16205.1331 | 15260.0258 | 10730.426 | 6569.6486 | 3745.8523 | 5048.2563 | 5624.5412 | 7192.0363 | 5797.4267 | 5705.2211 | 6131.672 | 5267.2445 | 4379.7657 | 3457.7098 | 2662.4365 | 1993.946 | 1786.4834 | 564.7593 | 691.542 | 507.1308 | 1579.0208 | 1002.7358 | 1048.8386 | 1336.9811 | 1360.0325 | 184.4112 | 69.1542 | 230.514 | 11.5257 | 57.6285 | 34.5771 | 11.5257 | 0 | 0 | 23.0514 | 11.5257 | 0 | 0 | 0 | 0 | 0 | 0 | 0 | 0 | 34.5771 | 0 | 0 | 0 | 0 | 0 | 0 | 0 | 0 | 0 | 0 | 0 | 0 | 0 | 0 | 0 | 0 | 0 | 0 | 0 | 0 | 0 | 0 | 0 | 0 | 0 | 0 | 0 | 0 | 0 | 0 | 0 | 0
[6 empty] | 0 | 0 | [92 empty] | 0 | 0 | 0 | 0 | 0 | 0 | 0 | 0 | 0 | 0 | 0 | 0 | 0 | 0 | 0 | 0 | 0 | 0 | 0 | 0 | 0 | 0 | 0 | 0 | 0 | 0 | 0 | 0 | 0 | 0 | 0 | 0 | 0 | 0 | 0 | 0 | 0 | 0 | 0 | 0 | 0 | 0 | 0 | 0 | 0 | 0 | 0 | 0 | 0 | 0 | 0 | 0 | 0 | 0 | 0 | 0 | 0 | 0 | 0 | 0 | 0 | 0 | 0 | 0 | 0 | 0 | 0 | 0 | 0 | 0 | 0 | 0 | 0 | 0 | 0 | 0 | 0 | 0 | 0 | 0 | 0 | 0 | 0 | 0 | 0 | 0 | 0 | 0 | 0 | 0 | 0
|  |  |  | Transformers |  | 0 | 0 | [92 empty] | 0 | 0 | 0 | 0 | 0 | 0 | 0 | 0 | 0 | 0 | 0 | 0 | 0 | 0 | 0 | 0 | 0 | 0 | 0 | 0 | 0 | 0 | 0 | 0 | 0 | 0 | 0 | 0 | 0 | 0 | 0 | 0 | 0 | 0 | 0 | 0 | 0 | 0 | 0 | 0 | 0 | 0 | 0 | 0 | 0 | 0 | 0 | 0 | 0 | 0 | 0 | 0 | 0 | 0 | 0 | 0 | 0 | 0 | 0 | 0 | 0 | 0 | 0 | 0 | 0 | 0 | 0 | 0 | 0 | 0 | 0 | 0 | 0 | 0 | 0 | 0 | 0 | 0 | 0 | 0 | 0 | 0 | 0 | 0 | 0 | 0 | 0 | 0 | 0 | 0 | 0
5 |  |  | Distribution transformers | POLE MOUNTED ; < = 22kV ; < = 60 kVA ; SINGLE PHASE | 5.5935 | 52.2596 | 7.2291 |  | 459 | 580 | 301 | 551 | 542 | 322 | 750 | 933 | 979 | 832 | 690 | 712 | 660 | 729 | 632 | 646 | 693 | 581 | 581 | 588 | 642 | 706 | 688 | 773 | 871 | 1031 | 1145 | 986 | 935 | 1026 | 861 | 703 | 743 | 825 | 804 | 776 | 631 | 622 | 866 | 372 | 277 | 331 | 269 | 234 | 435 | 479 | 500 | 548 | 608 | 546 | 517 | 311 | 269 | 231 | 201 | 126 | 144 | 93 | 78 | 53 | 35 | 34 | 23 | 8 | 3 | 0 | 0 | 0 | 0 | 0 | 0 | 0 | 0 | 0 | 0 | 0 | 0 | 0 | 0 | 0 | 0 | 0 | 0 | 0 | 0 | 0 | 0 | 0 | 0 | 0 | 0 | 2567.4114 | 3244.2235 | 1683.6401 | 3082.0124 | 3031.671 | 1801.1034 | 4195.1167 | 5218.7251 | 5476.0256 | 4653.7827 | 3859.5073 | 3982.5641 | 3691.7027 | 4077.6534 | 3535.085 | 3613.3938 | 3876.2878 | 3249.817 | 3249.817 | 3288.9715 | 3591.0199 | 3949.0031 | 3848.3203 | 4323.7669 | 4871.9288 | 5766.887 | 6404.5448 | 5515.18 | 5229.9121 | 5738.9196 | 4815.9939 | 3932.2227 | 4155.9622 | 4614.6283 | 4497.1651 | 4340.5474 | 3529.4915 | 3479.1501 | 4843.9614 | 2080.7779 | 1549.3964 | 1851.4448 | 1504.6485 | 1308.8764 | 2433.1677 | 2679.2812 | 2796.7444 | 3065.2319 | 3400.8412 | 3054.0449 | 2891.8337 | 1739.575 | 1504.6485 | 1292.0959 | 1124.2913 | 704.7796 | 805.4624 | 520.1945 | 436.2921 | 296.4549 | 195.7721 | 190.1786 | 128.6502 | 44.7479 | 16.7805 | 0 | 0 | 0 | 0 | 0 | 0 | 0 | 0 | 0 | 0 | 0 | 0 | 0 | 0 | 0 | 0 | 0 | 0 | 0 | 0 | 0 | 0 | 0 | 0 | 0 | 0
5 |  |  | Distribution transformers | POLE MOUNTED ; < = 22kV ; > 60 kVA AND < = 600 kVA ; SINGLE PHASE | 29.7005 | 53.2988 | 7.3006 |  | 26 | 16 | 8 | 15 | 15 | 9 | 21 | 26 | 27 | 23 | 19 | 20 | 18 | 20 | 18 | 18 | 19 | 16 | 16 | 16 | 18 | 20 | 19 | 22 | 24 | 29 | 32 | 27 | 26 | 29 | 24 | 20 | 21 | 23 | 22 | 22 | 18 | 17 | 24 | 10 | 8 | 9 | 7 | 7 | 12 | 13 | 14 | 15 | 17 | 15 | 14 | 9 | 7 | 6 | 6 | 4 | 4 | 3 | 2 | 1 | 1 | 1 | 1 | 0 | 0 | 0 | 0 | 0 | 0 | 0 | 0 | 0 | 0 | 0 | 0 | 0 | 0 | 0 | 0 | 0 | 0 | 0 | 0 | 0 | 0 | 0 | 0 | 0 | 0 | 0 | 0 | 772.2129 | 475.208 | 237.604 | 445.5075 | 445.5075 | 267.3045 | 623.7104 | 772.2129 | 801.9134 | 683.1114 | 564.3095 | 594.01 | 534.609 | 594.01 | 534.609 | 534.609 | 564.3095 | 475.208 | 475.208 | 475.208 | 534.609 | 594.01 | 564.3095 | 653.4109 | 712.8119 | 861.3144 | 950.4159 | 801.9134 | 772.2129 | 861.3144 | 712.8119 | 594.01 | 623.7104 | 683.1114 | 653.4109 | 653.4109 | 534.609 | 504.9085 | 712.8119 | 297.005 | 237.604 | 267.3045 | 207.9035 | 207.9035 | 356.406 | 386.1065 | 415.807 | 445.5075 | 504.9085 | 445.5075 | 415.807 | 267.3045 | 207.9035 | 178.203 | 178.203 | 118.802 | 118.802 | 89.1015 | 59.401 | 29.7005 | 29.7005 | 29.7005 | 29.7005 | 0 | 0 | 0 | 0 | 0 | 0 | 0 | 0 | 0 | 0 | 0 | 0 | 0 | 0 | 0 | 0 | 0 | 0 | 0 | 0 | 0 | 0 | 0 | 0 | 0 | 0 | 0 | 0
5 |  |  | Distribution transformers | POLE MOUNTED ; < = 22kV ; < = 60 kVA ; MULTIPLE PHASE | 11.8228 | 60.6555 | 7.7882 |  | 52 | 120 | 62 | 114 | 112 | 66 | 155 | 193 | 202 | 172 | 142 | 147 | 136 | 150 | 131 | 133 | 143 | 120 | 120 | 121 | 132 | 146 | 142 | 160 | 180 | 213 | 236 | 203 | 193 | 212 | 178 | 145 | 153 | 170 | 166 | 160 | 130 | 128 | 179 | 77 | 57 | 68 | 56 | 48 | 90 | 99 | 103 | 113 | 126 | 113 | 107 | 64 | 56 | 48 | 41 | 26 | 30 | 19 | 16 | 11 | 7 | 7 | 5 | 2 | 1 | 0 | 0 | 0 | 0 | 0 | 0 | 0 | 0 | 0 | 0 | 0 | 0 | 0 | 0 | 0 | 0 | 0 | 0 | 0 | 0 | 0 | 0 | 0 | 0 | 0 | 0 | 614.7879 | 1418.7412 | 733.0163 | 1347.8042 | 1324.1585 | 780.3077 | 1832.5408 | 2281.8088 | 2388.2144 | 2033.5291 | 1678.8438 | 1737.958 | 1607.9067 | 1773.4265 | 1548.7925 | 1572.4382 | 1690.6666 | 1418.7412 | 1418.7412 | 1430.5641 | 1560.6153 | 1726.1352 | 1678.8438 | 1891.655 | 2128.1118 | 2518.2657 | 2790.1911 | 2400.0372 | 2281.8088 | 2506.4428 | 2104.4662 | 1714.3123 | 1808.8951 | 2009.8834 | 1962.592 | 1891.655 | 1536.9697 | 1513.324 | 2116.289 | 910.359 | 673.9021 | 803.9534 | 662.0792 | 567.4965 | 1064.0559 | 1170.4615 | 1217.7529 | 1335.9813 | 1489.6783 | 1335.9813 | 1265.0443 | 756.662 | 662.0792 | 567.4965 | 484.7366 | 307.3939 | 354.6853 | 224.634 | 189.1655 | 130.0513 | 82.7599 | 82.7599 | 59.1142 | 23.6457 | 11.8228 | 0 | 0 | 0 | 0 | 0 | 0 | 0 | 0 | 0 | 0 | 0 | 0 | 0 | 0 | 0 | 0 | 0 | 0 | 0 | 0 | 0 | 0 | 0 | 0 | 0 | 0
5 |  |  | Distribution transformers | POLE MOUNTED ; < = 22kV ; > 60 kVA AND < = 600 kVA ; MULTIPLE PHASE | 16.4461 | 57.6486 | 7.5927 |  | 444 | 238 | 123 | 227 | 223 | 132 | 308 | 383 | 402 | 342 | 283 | 293 | 271 | 299 | 260 | 265 | 285 | 239 | 239 | 242 | 263 | 290 | 283 | 318 | 358 | 423 | 470 | 405 | 384 | 421 | 354 | 289 | 305 | 339 | 330 | 319 | 259 | 255 | 356 | 153 | 114 | 136 | 111 | 96 | 179 | 197 | 206 | 225 | 250 | 224 | 212 | 128 | 111 | 95 | 82 | 52 | 59 | 38 | 32 | 22 | 14 | 14 | 9 | 3 | 1 | 0 | 0 | 0 | 0 | 0 | 0 | 0 | 0 | 0 | 0 | 0 | 0 | 0 | 0 | 0 | 0 | 0 | 0 | 0 | 0 | 0 | 0 | 0 | 0 | 0 | 0 | 7302.077 | 3914.1764 | 2022.8727 | 3733.2691 | 3667.4846 | 2170.8878 | 5065.4048 | 6298.8637 | 6611.34 | 5624.5729 | 4654.2518 | 4818.713 | 4456.8984 | 4917.3897 | 4275.9911 | 4358.2217 | 4687.144 | 3930.6225 | 3930.6225 | 3979.9609 | 4325.3294 | 4769.3746 | 4654.2518 | 5229.866 | 5887.7108 | 6956.7085 | 7729.6761 | 6660.6784 | 6315.3099 | 6923.8163 | 5821.9263 | 4752.9285 | 5016.0664 | 5575.2345 | 5427.2194 | 5246.3121 | 4259.5449 | 4193.7605 | 5854.8185 | 2516.2563 | 1874.8576 | 2236.6722 | 1825.5193 | 1578.8275 | 2943.8554 | 3239.8855 | 3387.9006 | 3700.3769 | 4111.5299 | 3683.9308 | 3486.5773 | 2105.1033 | 1825.5193 | 1562.3813 | 1348.5818 | 855.1982 | 970.321 | 624.9525 | 526.2758 | 361.8146 | 230.2457 | 230.2457 | 148.0151 | 49.3384 | 16.4461 | 0 | 0 | 0 | 0 | 0 | 0 | 0 | 0 | 0 | 0 | 0 | 0 | 0 | 0 | 0 | 0 | 0 | 0 | 0 | 0 | 0 | 0 | 0 | 0 | 0 | 0
5 |  |  | Distribution transformers | POLE MOUNTED ; < = 22kV ; > 600 kVA ; MULTIPLE PHASE | 108.0388 | 23.5305 | 4.8508 |  | 0 | 0 | 0 | 0 | 0 | 0 | 0 | 1 | 1 | 0 | 0 | 0 | 0 | 0 | 0 | 0 | 0 | 0 | 0 | 0 | 0 | 0 | 0 | 0 | 1 | 1 | 1 | 1 | 1 | 1 | 0 | 0 | 0 | 0 | 0 | 0 | 0 | 0 | 0 | 0 | 0 | 0 | 0 | 0 | 0 | 0 | 0 | 0 | 0 | 0 | 0 | 0 | 0 | 0 | 0 | 0 | 0 | 0 | 0 | 0 | 0 | 0 | 0 | 0 | 0 | 0 | 0 | 0 | 0 | 0 | 0 | 0 | 0 | 0 | 0 | 0 | 0 | 0 | 0 | 0 | 0 | 0 | 0 | 0 | 0 | 0 | 0 | 0 | 0 | 0 | 0 | 0 | 0 | 0 | 0 | 0 | 0 | 0 | 108.0388 | 108.0388 | 0 | 0 | 0 | 0 | 0 | 0 | 0 | 0 | 0 | 0 | 0 | 0 | 0 | 0 | 0 | 108.0388 | 108.0388 | 108.0388 | 108.0388 | 108.0388 | 108.0388 | 0 | 0 | 0 | 0 | 0 | 0 | 0 | 0 | 0 | 0 | 0 | 0 | 0 | 0 | 0 | 0 | 0 | 0 | 0 | 0 | 0 | 0 | 0 | 0 | 0 | 0 | 0 | 0 | 0 | 0 | 0 | 0 | 0 | 0 | 0 | 0 | 0 | 0 | 0 | 0 | 0 | 0 | 0 | 0 | 0 | 0 | 0 | 0 | 0 | 0 | 0 | 0 | 0 | 0 | 0 | 0 | 0 | 0 | 0 | 0 | 0
5 |  |  | Distribution transformers | KIOSK MOUNTED ; < = 22kV ; < = 60 kVA ; SINGLE PHASE | 13.2011 | 55 | 7.4162 |  | 0 | 0 | 0 | 0 | 0 | 0 | 0 | 0 | 0 | 0 | 0 | 0 | 0 | 0 | 0 | 0 | 0 | 0 | 0 | 0 | 0 | 0 | 0 | 0 | 0 | 0 | 1 | 0 | 0 | 0 | 0 | 0 | 0 | 0 | 0 | 0 | 0 | 0 | 0 | 0 | 0 | 0 | 0 | 0 | 0 | 0 | 0 | 0 | 0 | 0 | 0 | 0 | 0 | 0 | 0 | 0 | 0 | 0 | 0 | 0 | 0 | 0 | 0 | 0 | 0 | 0 | 0 | 0 | 0 | 0 | 0 | 0 | 0 | 0 | 0 | 0 | 0 | 0 | 0 | 0 | 0 | 0 | 0 | 0 | 0 | 0 | 0 | 0 | 0 | 0 | 0 | 0 | 0 | 0 | 0 | 0 | 0 | 0 | 0 | 0 | 0 | 0 | 0 | 0 | 0 | 0 | 0 | 0 | 0 | 0 | 0 | 0 | 0 | 0 | 0 | 0 | 0 | 13.2011 | 0 | 0 | 0 | 0 | 0 | 0 | 0 | 0 | 0 | 0 | 0 | 0 | 0 | 0 | 0 | 0 | 0 | 0 | 0 | 0 | 0 | 0 | 0 | 0 | 0 | 0 | 0 | 0 | 0 | 0 | 0 | 0 | 0 | 0 | 0 | 0 | 0 | 0 | 0 | 0 | 0 | 0 | 0 | 0 | 0 | 0 | 0 | 0 | 0 | 0 | 0 | 0 | 0 | 0 | 0 | 0 | 0 | 0 | 0 | 0 | 0 | 0 | 0 | 0
5 |  |  | Distribution transformers | KIOSK MOUNTED ; < = 22kV ; < = 60 kVA ; MULTIPLE PHASE | 28.0695 | 55 | 7.4162 |  | 16 | 2 | 1 | 2 | 2 | 1 | 3 | 4 | 4 | 3 | 3 | 3 | 3 | 3 | 3 | 3 | 3 | 2 | 2 | 2 | 3 | 3 | 3 | 3 | 4 | 4 | 5 | 4 | 4 | 4 | 3 | 3 | 3 | 3 | 3 | 3 | 3 | 3 | 4 | 2 | 1 | 1 | 1 | 1 | 2 | 2 | 2 | 2 | 2 | 2 | 2 | 1 | 1 | 1 | 1 | 1 | 1 | 0 | 0 | 0 | 0 | 0 | 0 | 0 | 0 | 0 | 0 | 0 | 0 | 0 | 0 | 0 | 0 | 0 | 0 | 0 | 0 | 0 | 0 | 0 | 0 | 0 | 0 | 0 | 0 | 0 | 0 | 0 | 0 | 0 | 0 | 449.1115 | 56.1389 | 28.0695 | 56.1389 | 56.1389 | 28.0695 | 84.2084 | 112.2779 | 112.2779 | 84.2084 | 84.2084 | 84.2084 | 84.2084 | 84.2084 | 84.2084 | 84.2084 | 84.2084 | 56.1389 | 56.1389 | 56.1389 | 84.2084 | 84.2084 | 84.2084 | 84.2084 | 112.2779 | 112.2779 | 140.3473 | 112.2779 | 112.2779 | 112.2779 | 84.2084 | 84.2084 | 84.2084 | 84.2084 | 84.2084 | 84.2084 | 84.2084 | 84.2084 | 112.2779 | 56.1389 | 28.0695 | 28.0695 | 28.0695 | 28.0695 | 56.1389 | 56.1389 | 56.1389 | 56.1389 | 56.1389 | 56.1389 | 56.1389 | 28.0695 | 28.0695 | 28.0695 | 28.0695 | 28.0695 | 28.0695 | 0 | 0 | 0 | 0 | 0 | 0 | 0 | 0 | 0 | 0 | 0 | 0 | 0 | 0 | 0 | 0 | 0 | 0 | 0 | 0 | 0 | 0 | 0 | 0 | 0 | 0 | 0 | 0 | 0 | 0 | 0 | 0 | 0 | 0
5 |  |  | Distribution transformers | KIOSK MOUNTED ; < = 22kV ; > 60 kVA AND < = 600 kVA ; MULTIPLE PHASE | 102.5536 | 61.779 | 7.86 |  | 116 | 45 | 23 | 43 | 42 | 25 | 58 | 72 | 76 | 65 | 53 | 55 | 51 | 57 | 49 | 50 | 54 | 45 | 45 | 46 | 50 | 55 | 53 | 60 | 68 | 80 | 89 | 76 | 73 | 80 | 67 | 55 | 58 | 64 | 62 | 60 | 49 | 48 | 67 | 29 | 21 | 26 | 21 | 18 | 34 | 37 | 39 | 43 | 47 | 42 | 40 | 24 | 21 | 18 | 16 | 10 | 11 | 7 | 6 | 4 | 3 | 3 | 2 | 1 | 0 | 0 | 0 | 0 | 0 | 0 | 0 | 0 | 0 | 0 | 0 | 0 | 0 | 0 | 0 | 0 | 0 | 0 | 0 | 0 | 0 | 0 | 0 | 0 | 0 | 0 | 0 | 11896.2224 | 4614.9138 | 2358.7337 | 4409.8066 | 4307.2529 | 2563.841 | 5948.1112 | 7383.8622 | 7794.0767 | 6665.9867 | 5435.343 | 5640.4503 | 5230.2357 | 5845.5575 | 5025.1284 | 5127.6821 | 5537.8966 | 4614.9138 | 4614.9138 | 4717.4675 | 5127.6821 | 5640.4503 | 5435.343 | 6153.2185 | 6973.6476 | 8204.2913 | 9127.2741 | 7794.0767 | 7486.4158 | 8204.2913 | 6871.094 | 5640.4503 | 5948.1112 | 6563.433 | 6358.3257 | 6153.2185 | 5025.1284 | 4922.5748 | 6871.094 | 2974.0556 | 2153.6265 | 2666.3947 | 2153.6265 | 1845.9655 | 3486.8238 | 3794.4847 | 3999.592 | 4409.8066 | 4820.0211 | 4307.2529 | 4102.1456 | 2461.2874 | 2153.6265 | 1845.9655 | 1640.8583 | 1025.5364 | 1128.0901 | 717.8755 | 615.3218 | 410.2146 | 307.6609 | 307.6609 | 205.1073 | 102.5536 | 0 | 0 | 0 | 0 | 0 | 0 | 0 | 0 | 0 | 0 | 0 | 0 | 0 | 0 | 0 | 0 | 0 | 0 | 0 | 0 | 0 | 0 | 0 | 0 | 0 | 0 | 0
5 |  |  | Distribution transformers | KIOSK MOUNTED ; < = 22kV ; > 600 kVA ; MULTIPLE PHASE | 118.2752 | 64.9821 | 8.0611 |  | 50 | 9 | 5 | 9 | 9 | 5 | 12 | 15 | 16 | 14 | 11 | 12 | 11 | 12 | 10 | 11 | 11 | 10 | 10 | 10 | 10 | 12 | 11 | 13 | 14 | 17 | 19 | 16 | 15 | 17 | 14 | 12 | 12 | 13 | 13 | 13 | 10 | 10 | 14 | 6 | 5 | 5 | 4 | 4 | 7 | 8 | 8 | 9 | 10 | 9 | 8 | 5 | 4 | 4 | 3 | 2 | 2 | 2 | 1 | 1 | 1 | 1 | 0 | 0 | 0 | 0 | 0 | 0 | 0 | 0 | 0 | 0 | 0 | 0 | 0 | 0 | 0 | 0 | 0 | 0 | 0 | 0 | 0 | 0 | 0 | 0 | 0 | 0 | 0 | 0 | 0 | 5913.7583 | 1064.4765 | 591.3758 | 1064.4765 | 1064.4765 | 591.3758 | 1419.302 | 1774.1275 | 1892.4026 | 1655.8523 | 1301.0268 | 1419.302 | 1301.0268 | 1419.302 | 1182.7517 | 1301.0268 | 1301.0268 | 1182.7517 | 1182.7517 | 1182.7517 | 1182.7517 | 1419.302 | 1301.0268 | 1537.5771 | 1655.8523 | 2010.6778 | 2247.2281 | 1892.4026 | 1774.1275 | 2010.6778 | 1655.8523 | 1419.302 | 1419.302 | 1537.5771 | 1537.5771 | 1537.5771 | 1182.7517 | 1182.7517 | 1655.8523 | 709.651 | 591.3758 | 591.3758 | 473.1007 | 473.1007 | 827.9262 | 946.2013 | 946.2013 | 1064.4765 | 1182.7517 | 1064.4765 | 946.2013 | 591.3758 | 473.1007 | 473.1007 | 354.8255 | 236.5503 | 236.5503 | 236.5503 | 118.2752 | 118.2752 | 118.2752 | 118.2752 | 0 | 0 | 0 | 0 | 0 | 0 | 0 | 0 | 0 | 0 | 0 | 0 | 0 | 0 | 0 | 0 | 0 | 0 | 0 | 0 | 0 | 0 | 0 | 0 | 0 | 0 | 0 | 0 | 0
5 |  |  | Distribution transformers | GROUND OUTDOOR / INDOOR CHAMBER MOUNTED ; ˂ 22 kV ; < = 60 kVA ; SINGLE PHASE | 28.0695 | 45 | 6.7082 |  | 0 | 0 | 0 | 0 | 0 | 0 | 0 | 0 | 0 | 0 | 0 | 0 | 0 | 0 | 0 | 0 | 0 | 0 | 0 | 0 | 0 | 0 | 0 | 0 | 0 | 0 | 1 | 0 | 0 | 0 | 0 | 0 | 0 | 0 | 0 | 0 | 0 | 0 | 0 | 0 | 0 | 0 | 0 | 0 | 0 | 0 | 0 | 0 | 0 | 0 | 0 | 0 | 0 | 0 | 0 | 0 | 0 | 0 | 0 | 0 | 0 | 0 | 0 | 0 | 0 | 0 | 0 | 0 | 0 | 0 | 0 | 0 | 0 | 0 | 0 | 0 | 0 | 0 | 0 | 0 | 0 | 0 | 0 | 0 | 0 | 0 | 0 | 0 | 0 | 0 | 0 | 0 | 0 | 0 | 0 | 0 | 0 | 0 | 0 | 0 | 0 | 0 | 0 | 0 | 0 | 0 | 0 | 0 | 0 | 0 | 0 | 0 | 0 | 0 | 0 | 0 | 0 | 28.0695 | 0 | 0 | 0 | 0 | 0 | 0 | 0 | 0 | 0 | 0 | 0 | 0 | 0 | 0 | 0 | 0 | 0 | 0 | 0 | 0 | 0 | 0 | 0 | 0 | 0 | 0 | 0 | 0 | 0 | 0 | 0 | 0 | 0 | 0 | 0 | 0 | 0 | 0 | 0 | 0 | 0 | 0 | 0 | 0 | 0 | 0 | 0 | 0 | 0 | 0 | 0 | 0 | 0 | 0 | 0 | 0 | 0 | 0 | 0 | 0 | 0 | 0 | 0 | 0
5 |  |  | Distribution transformers | GROUND OUTDOOR / INDOOR CHAMBER MOUNTED ; ˂ 22 kV ; > 60 kVA AND < = 600 kVA ; SINGLE PHASE | 28.3768 | 45 | 6.7082 |  | 0 | 0 | 0 | 0 | 0 | 0 | 0 | 0 | 0 | 0 | 0 | 0 | 0 | 0 | 0 | 0 | 0 | 0 | 0 | 0 | 0 | 0 | 0 | 0 | 0 | 0 | 1 | 0 | 0 | 0 | 0 | 0 | 0 | 0 | 0 | 0 | 0 | 0 | 0 | 0 | 0 | 0 | 0 | 0 | 0 | 0 | 0 | 0 | 0 | 0 | 0 | 0 | 0 | 0 | 0 | 0 | 0 | 0 | 0 | 0 | 0 | 0 | 0 | 0 | 0 | 0 | 0 | 0 | 0 | 0 | 0 | 0 | 0 | 0 | 0 | 0 | 0 | 0 | 0 | 0 | 0 | 0 | 0 | 0 | 0 | 0 | 0 | 0 | 0 | 0 | 0 | 0 | 0 | 0 | 0 | 0 | 0 | 0 | 0 | 0 | 0 | 0 | 0 | 0 | 0 | 0 | 0 | 0 | 0 | 0 | 0 | 0 | 0 | 0 | 0 | 0 | 0 | 28.3768 | 0 | 0 | 0 | 0 | 0 | 0 | 0 | 0 | 0 | 0 | 0 | 0 | 0 | 0 | 0 | 0 | 0 | 0 | 0 | 0 | 0 | 0 | 0 | 0 | 0 | 0 | 0 | 0 | 0 | 0 | 0 | 0 | 0 | 0 | 0 | 0 | 0 | 0 | 0 | 0 | 0 | 0 | 0 | 0 | 0 | 0 | 0 | 0 | 0 | 0 | 0 | 0 | 0 | 0 | 0 | 0 | 0 | 0 | 0 | 0 | 0 | 0 | 0 | 0
5 |  |  | Distribution transformers | GROUND OUTDOOR / INDOOR CHAMBER MOUNTED ; ˂ 22 kV ; < = 60 kVA ; MULTIPLE PHASE | 28.3768 | 45 | 6.7082 |  | 0 | 0 | 0 | 0 | 0 | 0 | 1 | 1 | 1 | 1 | 1 | 1 | 0 | 1 | 0 | 0 | 1 | 0 | 0 | 0 | 0 | 1 | 1 | 1 | 1 | 1 | 1 | 1 | 1 | 1 | 1 | 1 | 1 | 1 | 1 | 1 | 0 | 0 | 1 | 0 | 0 | 0 | 0 | 0 | 0 | 0 | 0 | 0 | 0 | 0 | 0 | 0 | 0 | 0 | 0 | 0 | 0 | 0 | 0 | 0 | 0 | 0 | 0 | 0 | 0 | 0 | 0 | 0 | 0 | 0 | 0 | 0 | 0 | 0 | 0 | 0 | 0 | 0 | 0 | 0 | 0 | 0 | 0 | 0 | 0 | 0 | 0 | 0 | 0 | 0 | 0 | 0 | 0 | 0 | 0 | 0 | 0 | 28.3768 | 28.3768 | 28.3768 | 28.3768 | 28.3768 | 28.3768 | 0 | 28.3768 | 0 | 0 | 28.3768 | 0 | 0 | 0 | 0 | 28.3768 | 28.3768 | 28.3768 | 28.3768 | 28.3768 | 28.3768 | 28.3768 | 28.3768 | 28.3768 | 28.3768 | 28.3768 | 28.3768 | 28.3768 | 28.3768 | 28.3768 | 0 | 0 | 28.3768 | 0 | 0 | 0 | 0 | 0 | 0 | 0 | 0 | 0 | 0 | 0 | 0 | 0 | 0 | 0 | 0 | 0 | 0 | 0 | 0 | 0 | 0 | 0 | 0 | 0 | 0 | 0 | 0 | 0 | 0 | 0 | 0 | 0 | 0 | 0 | 0 | 0 | 0 | 0 | 0 | 0 | 0 | 0 | 0 | 0 | 0 | 0 | 0 | 0 | 0 | 0 | 0
5 |  |  | Distribution transformers | GROUND OUTDOOR / INDOOR CHAMBER MOUNTED ; ˂ 22 kV ; > 60 kVA AND < = 600 kVA ; MULTIPLE PHASE | 28.3768 | 62.2843 | 7.892 |  | 3 | 6 | 3 | 6 | 6 | 3 | 8 | 10 | 10 | 9 | 7 | 7 | 7 | 8 | 7 | 7 | 7 | 6 | 6 | 6 | 7 | 7 | 7 | 8 | 9 | 11 | 12 | 10 | 10 | 11 | 9 | 7 | 8 | 9 | 8 | 8 | 7 | 6 | 9 | 4 | 3 | 3 | 3 | 2 | 5 | 5 | 5 | 6 | 6 | 6 | 5 | 3 | 3 | 2 | 2 | 1 | 2 | 1 | 1 | 1 | 0 | 0 | 0 | 0 | 0 | 0 | 0 | 0 | 0 | 0 | 0 | 0 | 0 | 0 | 0 | 0 | 0 | 0 | 0 | 0 | 0 | 0 | 0 | 0 | 0 | 0 | 0 | 0 | 0 | 0 | 0 | 85.1304 | 170.2609 | 85.1304 | 170.2609 | 170.2609 | 85.1304 | 227.0145 | 283.7681 | 283.7681 | 255.3913 | 198.6377 | 198.6377 | 198.6377 | 227.0145 | 198.6377 | 198.6377 | 198.6377 | 170.2609 | 170.2609 | 170.2609 | 198.6377 | 198.6377 | 198.6377 | 227.0145 | 255.3913 | 312.1449 | 340.5217 | 283.7681 | 283.7681 | 312.1449 | 255.3913 | 198.6377 | 227.0145 | 255.3913 | 227.0145 | 227.0145 | 198.6377 | 170.2609 | 255.3913 | 113.5072 | 85.1304 | 85.1304 | 85.1304 | 56.7536 | 141.8841 | 141.8841 | 141.8841 | 170.2609 | 170.2609 | 170.2609 | 141.8841 | 85.1304 | 85.1304 | 56.7536 | 56.7536 | 28.3768 | 56.7536 | 28.3768 | 28.3768 | 28.3768 | 0 | 0 | 0 | 0 | 0 | 0 | 0 | 0 | 0 | 0 | 0 | 0 | 0 | 0 | 0 | 0 | 0 | 0 | 0 | 0 | 0 | 0 | 0 | 0 | 0 | 0 | 0 | 0 | 0 | 0 | 0
5 |  |  | Distribution transformers | GROUND OUTDOOR / INDOOR CHAMBER MOUNTED ; ˂ 22 kV ; > 600 kVA ; MULTIPLE PHASE | 42.1259 | 60.6424 | 7.7873 |  | 8 | 10 | 5 | 10 | 10 | 6 | 14 | 17 | 18 | 15 | 12 | 13 | 12 | 13 | 11 | 12 | 12 | 10 | 10 | 11 | 12 | 13 | 12 | 14 | 16 | 19 | 22 | 18 | 17 | 19 | 16 | 13 | 13 | 15 | 15 | 14 | 11 | 11 | 16 | 7 | 5 | 6 | 5 | 4 | 8 | 9 | 9 | 10 | 11 | 10 | 9 | 6 | 5 | 4 | 4 | 2 | 3 | 2 | 1 | 1 | 1 | 1 | 0 | 0 | 0 | 0 | 0 | 0 | 0 | 0 | 0 | 0 | 0 | 0 | 0 | 0 | 0 | 0 | 0 | 0 | 0 | 0 | 0 | 0 | 0 | 0 | 0 | 0 | 0 | 0 | 0 | 337.0075 | 421.2594 | 210.6297 | 421.2594 | 421.2594 | 252.7556 | 589.7631 | 716.1409 | 758.2669 | 631.8891 | 505.5113 | 547.6372 | 505.5113 | 547.6372 | 463.3853 | 505.5113 | 505.5113 | 421.2594 | 421.2594 | 463.3853 | 505.5113 | 547.6372 | 505.5113 | 589.7631 | 674.015 | 800.3928 | 926.7706 | 758.2669 | 716.1409 | 800.3928 | 674.015 | 547.6372 | 547.6372 | 631.8891 | 631.8891 | 589.7631 | 463.3853 | 463.3853 | 674.015 | 294.8816 | 210.6297 | 252.7556 | 210.6297 | 168.5038 | 337.0075 | 379.1334 | 379.1334 | 421.2594 | 463.3853 | 421.2594 | 379.1334 | 252.7556 | 210.6297 | 168.5038 | 168.5038 | 84.2519 | 126.3778 | 84.2519 | 42.1259 | 42.1259 | 42.1259 | 42.1259 | 0 | 0 | 0 | 0 | 0 | 0 | 0 | 0 | 0 | 0 | 0 | 0 | 0 | 0 | 0 | 0 | 0 | 0 | 0 | 0 | 0 | 0 | 0 | 0 | 0 | 0 | 0 | 0 | 0
5 |  |  | Distribution transformers | GROUND OUTDOOR / INDOOR CHAMBER MOUNTED ; > 33 kV & < = 66 kV ; < = 15 MVA | 1137.9446 | 50.6 | 7.1134 |  | 0 | 0 | 0 | 0 | 0 | 0 | 0 | 0 | 0 | 0 | 0 | 1 | 0 | 1 | 1 | 0 | 1 | 0 | 0 | 0 | 0 | 0 | 0 | 0 | 0 | 0 | 0 | 0 | 0 | 0 | 0 | 0 | 0 | 0 | 1 | 0 | 1 | 0 | 0 | 0 | 0 | 0 | 0 | 0 | 0 | 0 | 3 | 8 | 3 | 6 | 0 | 4 | 15 | 0 | 6 | 1 | 2 | 0 | 0 | 0 | 0 | 0 | 0 | 0 | 6 | 0 | 4 | 1 | 0 | 0 | 0 | 0 | 0 | 0 | 0 | 0 | 0 | 0 | 0 | 0 | 0 | 0 | 0 | 0 | 0 | 0 | 0 | 0 | 0 | 0 | 0 | 0 | 0 | 0 | 0 | 0 | 0 | 0 | 0 | 0 | 0 | 0 | 1137.9446 | 0 | 1137.9446 | 1137.9446 | 0 | 1137.9446 | 0 | 0 | 0 | 0 | 0 | 0 | 0 | 0 | 0 | 0 | 0 | 0 | 0 | 0 | 0 | 0 | 0 | 1137.9446 | 0 | 1137.9446 | 0 | 0 | 0 | 0 | 0 | 0 | 0 | 0 | 0 | 3413.8339 | 9103.5572 | 3413.8339 | 6827.6679 | 0 | 4551.7786 | 17069.1697 | 0 | 6827.6679 | 1137.9446 | 2275.8893 | 0 | 0 | 0 | 0 | 0 | 0 | 0 | 6827.6679 | 0 | 4551.7786 | 1137.9446 | 0 | 0 | 0 | 0 | 0 | 0 | 0 | 0 | 0 | 0 | 0 | 0 | 0 | 0 | 0 | 0 | 0 | 0 | 0 | 0 | 0 | 0 | 0
5 |  |  | Distribution transformers | GROUND OUTDOOR / INDOOR CHAMBER MOUNTED ; > 33 kV & < = 66 kV ; > 15 MVA AND < = 40 MVA | 1137.9446 | 54.2487 | 7.3654 |  | 2 | 3 | 3 | 3 | 5 | 1 | 3 | 1 | 1 | 1 | 2 | 2 | 0 | 3 | 0 | 1 | 0 | 0 | 0 | 0 | 0 | 0 | 0 | 0 | 0 | 1 | 0 | 1 | 2 | 0 | 0 | 0 | 2 | 0 | 6 | 2 | 12 | 1 | 0 | 3 | 0 | 0 | 0 | 0 | 0 | 0 | 0 | 1 | 4 | 2 | 2 | 2 | 0 | 0 | 1 | 1 | 0 | 0 | 0 | 0 | 0 | 0 | 0 | 0 | 0 | 0 | 0 | 1 | 0 | 0 | 0 | 0 | 0 | 0 | 0 | 0 | 0 | 0 | 0 | 0 | 0 | 0 | 0 | 0 | 0 | 0 | 0 | 0 | 0 | 0 | 0 | 2275.8893 | 3413.8339 | 3413.8339 | 3413.8339 | 5689.7232 | 1137.9446 | 3413.8339 | 1137.9446 | 1137.9446 | 1137.9446 | 2275.8893 | 2275.8893 | 0 | 3413.8339 | 0 | 1137.9446 | 0 | 0 | 0 | 0 | 0 | 0 | 0 | 0 | 0 | 1137.9446 | 0 | 1137.9446 | 2275.8893 | 0 | 0 | 0 | 2275.8893 | 0 | 6827.6679 | 2275.8893 | 13655.3357 | 1137.9446 | 0 | 3413.8339 | 0 | 0 | 0 | 0 | 0 | 0 | 0 | 1137.9446 | 4551.7786 | 2275.8893 | 2275.8893 | 2275.8893 | 0 | 0 | 1137.9446 | 1137.9446 | 0 | 0 | 0 | 0 | 0 | 0 | 0 | 0 | 0 | 0 | 0 | 1137.9446 | 0 | 0 | 0 | 0 | 0 | 0 | 0 | 0 | 0 | 0 | 0 | 0 | 0 | 0 | 0 | 0 | 0 | 0 | 0 | 0 | 0 | 0 | 0
5 |  |  | Distribution transformers | GROUND OUTDOOR / INDOOR CHAMBER MOUNTED ; > 33 kV & < = 66 kV ; > 40 MVA | 1137.9446 | 50.6 | 7.1134 |  | 0 | 0 | 0 | 0 | 0 | 0 | 0 | 0 | 0 | 0 | 0 | 0 | 0 | 0 | 0 | 0 | 0 | 0 | 0 | 0 | 0 | 0 | 0 | 0 | 0 | 0 | 0 | 0 | 0 | 0 | 0 | 0 | 0 | 0 | 0 | 0 | 0 | 0 | 0 | 0 | 0 | 0 | 0 | 0 | 0 | 0 | 0 | 0 | 0 | 0 | 0 | 0 | 0 | 0 | 0 | 1 | 0 | 0 | 0 | 0 | 0 | 0 | 0 | 0 | 0 | 0 | 0 | 0 | 0 | 0 | 0 | 0 | 0 | 0 | 0 | 0 | 0 | 0 | 0 | 0 | 0 | 0 | 0 | 0 | 0 | 0 | 0 | 0 | 0 | 0 | 0 | 0 | 0 | 0 | 0 | 0 | 0 | 0 | 0 | 0 | 0 | 0 | 0 | 0 | 0 | 0 | 0 | 0 | 0 | 0 | 0 | 0 | 0 | 0 | 0 | 0 | 0 | 0 | 0 | 0 | 0 | 0 | 0 | 0 | 0 | 0 | 0 | 0 | 0 | 0 | 0 | 0 | 0 | 0 | 0 | 0 | 0 | 0 | 0 | 0 | 0 | 0 | 0 | 0 | 0 | 0 | 1137.9446 | 0 | 0 | 0 | 0 | 0 | 0 | 0 | 0 | 0 | 0 | 0 | 0 | 0 | 0 | 0 | 0 | 0 | 0 | 0 | 0 | 0 | 0 | 0 | 0 | 0 | 0 | 0 | 0 | 0 | 0 | 0 | 0 | 0 | 0 | 0
5 |  |  | Distribution transformers | POLE MOUNTED ; < ≈ 22KV ; < ≈ 60 KVA ; SWER | 3.2157 | 64.3458 | 8.0216 |  | 193 | 343 | 177 | 326 | 320 | 190 | 443 | 551 | 578 | 491 | 407 | 421 | 389 | 430 | 373 | 381 | 409 | 343 | 343 | 347 | 379 | 417 | 406 | 456 | 514 | 609 | 676 | 582 | 552 | 606 | 509 | 415 | 439 | 487 | 475 | 458 | 373 | 367 | 511 | 220 | 163 | 196 | 159 | 138 | 257 | 283 | 295 | 324 | 359 | 322 | 305 | 184 | 159 | 136 | 118 | 74 | 85 | 55 | 46 | 31 | 21 | 20 | 14 | 5 | 2 | 0 | 0 | 0 | 0 | 0 | 0 | 0 | 0 | 0 | 0 | 0 | 0 | 0 | 0 | 0 | 0 | 0 | 0 | 0 | 0 | 0 | 0 | 0 | 0 | 0 | 0 | 620.6374 | 1102.9981 | 569.1856 | 1048.3306 | 1029.0361 | 610.9902 | 1424.5719 | 1771.8716 | 1858.6965 | 1578.9273 | 1308.8053 | 1353.8257 | 1250.9221 | 1382.7673 | 1199.4703 | 1225.1962 | 1315.2368 | 1102.9981 | 1102.9981 | 1115.8611 | 1218.7647 | 1340.9627 | 1305.5896 | 1466.3765 | 1652.8893 | 1958.3844 | 2173.8389 | 1871.5595 | 1775.0873 | 1948.7372 | 1636.8106 | 1334.5312 | 1411.709 | 1566.0644 | 1527.4755 | 1472.808 | 1199.4703 | 1180.1758 | 1643.2421 | 707.4623 | 524.1653 | 630.2846 | 511.3023 | 443.7718 | 826.4447 | 910.0538 | 948.6427 | 1041.8991 | 1154.4499 | 1035.4676 | 980.8001 | 591.6958 | 511.3023 | 437.3404 | 379.4571 | 237.9646 | 273.3377 | 176.8656 | 147.9239 | 99.6879 | 67.5305 | 64.3148 | 45.0203 | 16.0787 | 6.4315 | 0 | 0 | 0 | 0 | 0 | 0 | 0 | 0 | 0 | 0 | 0 | 0 | 0 | 0 | 0 | 0 | 0 | 0 | 0 | 0 | 0 | 0 | 0 | 0 | 0 | 0
5 |  |  | Distribution transformers | POLE MOUNTED ; < ≈ 22KV ; > 60 KVA AND < ≈ 600 KVA ; SWER | 29.7005 | 50 | 7.0711 |  | 0 | 0 | 0 | 0 | 0 | 0 | 0 | 0 | 1 | 0 | 0 | 0 | 0 | 0 | 0 | 0 | 0 | 0 | 0 | 0 | 0 | 0 | 0 | 0 | 0 | 1 | 1 | 1 | 0 | 1 | 0 | 0 | 0 | 0 | 0 | 0 | 0 | 0 | 0 | 0 | 0 | 0 | 0 | 0 | 0 | 0 | 0 | 0 | 0 | 0 | 0 | 0 | 0 | 0 | 0 | 0 | 0 | 0 | 0 | 0 | 0 | 0 | 0 | 0 | 0 | 0 | 0 | 0 | 0 | 0 | 0 | 0 | 0 | 0 | 0 | 0 | 0 | 0 | 0 | 0 | 0 | 0 | 0 | 0 | 0 | 0 | 0 | 0 | 0 | 0 | 0 | 0 | 0 | 0 | 0 | 0 | 0 | 0 | 0 | 29.7005 | 0 | 0 | 0 | 0 | 0 | 0 | 0 | 0 | 0 | 0 | 0 | 0 | 0 | 0 | 0 | 0 | 29.7005 | 29.7005 | 29.7005 | 0 | 29.7005 | 0 | 0 | 0 | 0 | 0 | 0 | 0 | 0 | 0 | 0 | 0 | 0 | 0 | 0 | 0 | 0 | 0 | 0 | 0 | 0 | 0 | 0 | 0 | 0 | 0 | 0 | 0 | 0 | 0 | 0 | 0 | 0 | 0 | 0 | 0 | 0 | 0 | 0 | 0 | 0 | 0 | 0 | 0 | 0 | 0 | 0 | 0 | 0 | 0 | 0 | 0 | 0 | 0 | 0 | 0 | 0 | 0 | 0 | 0 | 0 | 0
5 |  |  | Distribution transformers | KIOSK MOUNTED ; < ≈ 22KV ; < ≈ 60 KVA ; SWER | 13.2011 | 41.5321 | 6.4445 |  | 4 | 1 | 1 | 1 | 1 | 1 | 2 | 2 | 2 | 2 | 2 | 2 | 1 | 2 | 1 | 1 | 2 | 1 | 1 | 1 | 1 | 2 | 2 | 2 | 2 | 2 | 3 | 2 | 2 | 2 | 2 | 2 | 2 | 2 | 2 | 2 | 1 | 1 | 2 | 1 | 1 | 1 | 1 | 1 | 1 | 1 | 1 | 1 | 1 | 1 | 1 | 1 | 1 | 1 | 0 | 0 | 0 | 0 | 0 | 0 | 0 | 0 | 0 | 0 | 0 | 0 | 0 | 0 | 0 | 0 | 0 | 0 | 0 | 0 | 0 | 0 | 0 | 0 | 0 | 0 | 0 | 0 | 0 | 0 | 0 | 0 | 0 | 0 | 0 | 0 | 0 | 52.8044 | 13.2011 | 13.2011 | 13.2011 | 13.2011 | 13.2011 | 26.4022 | 26.4022 | 26.4022 | 26.4022 | 26.4022 | 26.4022 | 13.2011 | 26.4022 | 13.2011 | 13.2011 | 26.4022 | 13.2011 | 13.2011 | 13.2011 | 13.2011 | 26.4022 | 26.4022 | 26.4022 | 26.4022 | 26.4022 | 39.6033 | 26.4022 | 26.4022 | 26.4022 | 26.4022 | 26.4022 | 26.4022 | 26.4022 | 26.4022 | 26.4022 | 13.2011 | 13.2011 | 26.4022 | 13.2011 | 13.2011 | 13.2011 | 13.2011 | 13.2011 | 13.2011 | 13.2011 | 13.2011 | 13.2011 | 13.2011 | 13.2011 | 13.2011 | 13.2011 | 13.2011 | 13.2011 | 0 | 0 | 0 | 0 | 0 | 0 | 0 | 0 | 0 | 0 | 0 | 0 | 0 | 0 | 0 | 0 | 0 | 0 | 0 | 0 | 0 | 0 | 0 | 0 | 0 | 0 | 0 | 0 | 0 | 0 | 0 | 0 | 0 | 0 | 0 | 0 | 0
5 |  |  | Distribution transformers | POLE / GROUND MOUNTED ; < = 22KV ; > 600 KVA ; REGULATOR | 65.3259 | 43.6417 | 6.6062 |  | 17 | 12 | 31 | 56 | 56 | 1 | 3 | 4 | 6 | 5 | 4 | 4 | 4 | 4 | 4 | 4 | 4 | 3 | 3 | 3 | 4 | 4 | 4 | 5 | 5 | 6 | 6 | 6 | 5 | 6 | 5 | 4 | 4 | 5 | 5 | 5 | 4 | 4 | 5 | 2 | 2 | 2 | 2 | 1 | 3 | 3 | 3 | 3 | 4 | 3 | 3 | 2 | 2 | 1 | 1 | 1 | 1 | 1 | 0 | 0 | 0 | 0 | 0 | 0 | 0 | 0 | 0 | 0 | 0 | 0 | 0 | 0 | 0 | 0 | 0 | 0 | 0 | 0 | 0 | 0 | 0 | 0 | 0 | 0 | 0 | 0 | 0 | 0 | 0 | 0 | 0 | 1110.5411 | 783.9114 | 2025.1044 | 3658.253 | 3658.253 | 65.3259 | 195.9778 | 261.3038 | 391.9557 | 326.6297 | 261.3038 | 261.3038 | 261.3038 | 261.3038 | 261.3038 | 261.3038 | 261.3038 | 195.9778 | 195.9778 | 195.9778 | 261.3038 | 261.3038 | 261.3038 | 326.6297 | 326.6297 | 391.9557 | 391.9557 | 391.9557 | 326.6297 | 391.9557 | 326.6297 | 261.3038 | 261.3038 | 326.6297 | 326.6297 | 326.6297 | 261.3038 | 261.3038 | 326.6297 | 130.6519 | 130.6519 | 130.6519 | 130.6519 | 65.3259 | 195.9778 | 195.9778 | 195.9778 | 195.9778 | 261.3038 | 195.9778 | 195.9778 | 130.6519 | 130.6519 | 65.3259 | 65.3259 | 65.3259 | 65.3259 | 65.3259 | 0 | 0 | 0 | 0 | 0 | 0 | 0 | 0 | 0 | 0 | 0 | 0 | 0 | 0 | 0 | 0 | 0 | 0 | 0 | 0 | 0 | 0 | 0 | 0 | 0 | 0 | 0 | 0 | 0 | 0 | 0 | 0 | 0
5 |  |  | Distribution transformers | AUTO TRANSFORMERS | 42.1259 | 55 | 7.4162 |  | 0 | 0 | 0 | 1 | 0 | 0 | 0 | 0 | 0 | 0 | 0 | 0 | 0 | 0 | 0 | 0 | 0 | 0 | 0 | 0 | 0 | 0 | 0 | 0 | 0 | 0 | 0 | 0 | 0 | 0 | 0 | 0 | 0 | 0 | 0 | 0 | 0 | 0 | 0 | 0 | 0 | 0 | 0 | 0 | 0 | 0 | 0 | 0 | 0 | 0 | 0 | 0 | 0 | 0 | 0 | 0 | 0 | 0 | 0 | 0 | 0 | 0 | 0 | 0 | 0 | 0 | 0 | 0 | 0 | 0 | 0 | 0 | 0 | 0 | 0 | 0 | 0 | 0 | 0 | 0 | 0 | 0 | 0 | 0 | 0 | 0 | 0 | 0 | 0 | 0 | 0 | 0 | 0 | 0 | 42.1259 | 0 | 0 | 0 | 0 | 0 | 0 | 0 | 0 | 0 | 0 | 0 | 0 | 0 | 0 | 0 | 0 | 0 | 0 | 0 | 0 | 0 | 0 | 0 | 0 | 0 | 0 | 0 | 0 | 0 | 0 | 0 | 0 | 0 | 0 | 0 | 0 | 0 | 0 | 0 | 0 | 0 | 0 | 0 | 0 | 0 | 0 | 0 | 0 | 0 | 0 | 0 | 0 | 0 | 0 | 0 | 0 | 0 | 0 | 0 | 0 | 0 | 0 | 0 | 0 | 0 | 0 | 0 | 0 | 0 | 0 | 0 | 0 | 0 | 0 | 0 | 0 | 0 | 0 | 0 | 0 | 0 | 0 | 0 | 0 | 0 | 0 | 0
[6 empty] | 0 | 0 | [92 empty] | 0 | 0 | 0 | 0 | 0 | 0 | 0 | 0 | 0 | 0 | 0 | 0 | 0 | 0 | 0 | 0 | 0 | 0 | 0 | 0 | 0 | 0 | 0 | 0 | 0 | 0 | 0 | 0 | 0 | 0 | 0 | 0 | 0 | 0 | 0 | 0 | 0 | 0 | 0 | 0 | 0 | 0 | 0 | 0 | 0 | 0 | 0 | 0 | 0 | 0 | 0 | 0 | 0 | 0 | 0 | 0 | 0 | 0 | 0 | 0 | 0 | 0 | 0 | 0 | 0 | 0 | 0 | 0 | 0 | 0 | 0 | 0 | 0 | 0 | 0 | 0 | 0 | 0 | 0 | 0 | 0 | 0 | 0 | 0 | 0 | 0 | 0 | 0 | 0 | 0 | 0
|  |  |  | Switchgear |  | 0 | 0 | [92 empty] | 0 | 0 | 0 | 0 | 0 | 0 | 0 | 0 | 0 | 0 | 0 | 0 | 0 | 0 | 0 | 0 | 0 | 0 | 0 | 0 | 0 | 0 | 0 | 0 | 0 | 0 | 0 | 0 | 0 | 0 | 0 | 0 | 0 | 0 | 0 | 0 | 0 | 0 | 0 | 0 | 0 | 0 | 0 | 0 | 0 | 0 | 0 | 0 | 0 | 0 | 0 | 0 | 0 | 0 | 0 | 0 | 0 | 0 | 0 | 0 | 0 | 0 | 0 | 0 | 0 | 0 | 0 | 0 | 0 | 0 | 0 | 0 | 0 | 0 | 0 | 0 | 0 | 0 | 0 | 0 | 0 | 0 | 0 | 0 | 0 | 0 | 0 | 0 | 0 | 0 | 0
6 |  |  | Distribution switchgear | ˂ = 11 kV ; SWITCH | 34.7821 | 58.3673 | 7.6398 |  | 3 | 5 | 3 | 4 | 4 | 7 | 2 | 9 | 0 | 4 | 0 | 0 | 1 | 2 | 1 | 1 | 0 | 0 | 0 | 0 | 0 | 0 | 0 | 0 | 0 | 1 | 0 | 2 | 0 | 1 | 3 | 1 | 0 | 2 | 0 | 2 | 6 | 0 | 3 | 2 | 0 | 0 | 0 | 0 | 1 | 4 | 2 | 3 | 1 | 2 | 0 | 1 | 3 | 0 | 1 | 2 | 1 | 0 | 0 | 1 | 1 | 0 | 0 | 0 | 0 | 0 | 0 | 0 | 0 | 0 | 0 | 0 | 0 | 0 | 0 | 0 | 0 | 0 | 0 | 0 | 0 | 0 | 0 | 0 | 0 | 0 | 0 | 0 | 0 | 0 | 0 | 104.3462 | 173.9104 | 104.3462 | 139.1283 | 139.1283 | 243.4745 | 69.5641 | 313.0387 | 0 | 139.1283 | 0 | 0 | 34.7821 | 69.5641 | 34.7821 | 34.7821 | 0 | 0 | 0 | 0 | 0 | 0 | 0 | 0 | 0 | 34.7821 | 0 | 69.5641 | 0 | 34.7821 | 104.3462 | 34.7821 | 0 | 69.5641 | 0 | 69.5641 | 208.6924 | 0 | 104.3462 | 69.5641 | 0 | 0 | 0 | 0 | 34.7821 | 139.1283 | 69.5641 | 104.3462 | 34.7821 | 69.5641 | 0 | 34.7821 | 104.3462 | 0 | 34.7821 | 69.5641 | 34.7821 | 0 | 0 | 34.7821 | 34.7821 | 0 | 0 | 0 | 0 | 0 | 0 | 0 | 0 | 0 | 0 | 0 | 0 | 0 | 0 | 0 | 0 | 0 | 0 | 0 | 0 | 0 | 0 | 0 | 0 | 0 | 0 | 0 | 0 | 0 | 0
6 |  |  | Distribution switchgear | ˂ = 11 kV ; CIRCUIT BREAKER | 89.0353 | 45 | 6.7082 |  | 0 | 0 | 0 | 1 | 0 | 0 | 0 | 0 | 0 | 0 | 0 | 0 | 0 | 0 | 0 | 0 | 0 | 0 | 0 | 0 | 2 | 0 | 0 | 0 | 1 | 2 | 2 | 2 | 0 | 0 | 20 | 0 | 0 | 0 | 0 | 1 | 1 | 0 | 1 | 0 | 0 | 0 | 0 | 0 | 0 | 1 | 0 | 1 | 0 | 0 | 8 | 0 | 2 | 0 | 1 | 1 | 12 | 0 | 0 | 0 | 0 | 0 | 0 | 0 | 0 | 0 | 0 | 0 | 0 | 0 | 0 | 0 | 0 | 0 | 0 | 0 | 0 | 0 | 0 | 0 | 0 | 0 | 0 | 0 | 0 | 0 | 0 | 0 | 0 | 0 | 0 | 0 | 0 | 0 | 89.0353 | 0 | 0 | 0 | 0 | 0 | 0 | 0 | 0 | 0 | 0 | 0 | 0 | 0 | 0 | 0 | 0 | 178.0705 | 0 | 0 | 0 | 89.0353 | 178.0705 | 178.0705 | 178.0705 | 0 | 0 | 1780.7053 | 0 | 0 | 0 | 0 | 89.0353 | 89.0353 | 0 | 89.0353 | 0 | 0 | 0 | 0 | 0 | 0 | 89.0353 | 0 | 89.0353 | 0 | 0 | 712.2821 | 0 | 178.0705 | 0 | 89.0353 | 89.0353 | 1068.4232 | 0 | 0 | 0 | 0 | 0 | 0 | 0 | 0 | 0 | 0 | 0 | 0 | 0 | 0 | 0 | 0 | 0 | 0 | 0 | 0 | 0 | 0 | 0 | 0 | 0 | 0 | 0 | 0 | 0 | 0 | 0 | 0 | 0 | 0
6 |  |  | Distribution switchgear | ˂= 1 kV CIRCUIT BREAKER | 4.8542 | 45 | 6.7082 |  | 0 | 0 | 0 | 0 | 0 | 0 | 0 | 0 | 0 | 0 | 0 | 0 | 141 | 223 | 70 | 117 | 12 | 23 | 23 | 12 | 12 | 12 | 12 | 23 | 12 | 82 | 12 | 200 | 35 | 117 | 12 | 70 | 12 | 188 | 12 | 247 | 646 | 12 | 399 | 235 | 12 | 12 | 12 | 12 | 106 | 493 | 200 | 294 | 106 | 200 | 35 | 117 | 329 | 23 | 94 | 270 | 129 | 12 | 12 | 59 | 153 | 12 | 35 | 12 | 23 | 12 | 12 | 12 | 12 | 12 | 12 | 12 | 12 | 12 | 12 | 12 | 12 | 12 | 12 | 12 | 12 | 12 | 12 | 12 | 12 | 12 | 12 | 12 | 12 | 12 | 12 | 0 | 0 | 0 | 0 | 0 | 0 | 0 | 0 | 0 | 0 | 0 | 0 | 684.4471 | 1082.4943 | 339.7964 | 567.9454 | 58.2508 | 111.6474 | 111.6474 | 58.2508 | 58.2508 | 58.2508 | 58.2508 | 111.6474 | 58.2508 | 398.0472 | 58.2508 | 970.8469 | 169.8982 | 567.9454 | 58.2508 | 339.7964 | 58.2508 | 912.5961 | 58.2508 | 1198.9959 | 3135.8355 | 58.2508 | 1936.8396 | 1140.7451 | 58.2508 | 58.2508 | 58.2508 | 58.2508 | 514.5489 | 2393.1376 | 970.8469 | 1427.145 | 514.5489 | 970.8469 | 169.8982 | 567.9454 | 1597.0432 | 111.6474 | 456.298 | 1310.6433 | 626.1963 | 58.2508 | 58.2508 | 286.3998 | 742.6979 | 58.2508 | 169.8982 | 58.2508 | 111.6474 | 58.2508 | 58.2508 | 58.2508 | 58.2508 | 58.2508 | 58.2508 | 58.2508 | 58.2508 | 58.2508 | 58.2508 | 58.2508 | 58.2508 | 58.2508 | 58.2508 | 58.2508 | 58.2508 | 58.2508 | 58.2508 | 58.2508 | 58.2508 | 58.2508 | 58.2508 | 58.2508 | 58.2508 | 58.2508 | 58.2508
6 |  |  | Distribution switchgear | > 1 kV & ˂= 11 kV ISOLATORS, EARTHING SWITCH | 4.8542 | 45 | 6.7082 |  | 2 | 2 | 1 | 0 | 2 | 4 | 1 | 2 | 1 | 1 | 0 | 0 | 2 | 3 | 1 | 1 | 0 | 0 | 0 | 0 | 0 | 0 | 0 | 0 | 0 | 1 | 0 | 3 | 0 | 1 | 0 | 1 | 0 | 2 | 0 | 3 | 8 | 1 | 5 | 3 | 0 | 0 | 0 | 0 | 1 | 6 | 3 | 4 | 1 | 3 | 1 | 1 | 4 | 0 | 1 | 3 | 2 | 0 | 0 | 1 | 2 | 0 | 0 | 0 | 0 | 0 | 0 | 0 | 0 | 0 | 0 | 0 | 0 | 0 | 0 | 0 | 0 | 0 | 0 | 0 | 0 | 0 | 0 | 0 | 0 | 0 | 0 | 0 | 0 | 0 | 0 | 9.7085 | 9.7085 | 4.8542 | 0 | 9.7085 | 19.4169 | 4.8542 | 9.7085 | 4.8542 | 4.8542 | 0 | 0 | 9.7085 | 14.5627 | 4.8542 | 4.8542 | 0 | 0 | 0 | 0 | 0 | 0 | 0 | 0 | 0 | 4.8542 | 0 | 14.5627 | 0 | 4.8542 | 0 | 4.8542 | 0 | 9.7085 | 0 | 14.5627 | 38.8339 | 4.8542 | 24.2712 | 14.5627 | 0 | 0 | 0 | 0 | 4.8542 | 29.1254 | 14.5627 | 19.4169 | 4.8542 | 14.5627 | 4.8542 | 4.8542 | 19.4169 | 0 | 4.8542 | 14.5627 | 9.7085 | 0 | 0 | 4.8542 | 9.7085 | 0 | 0 | 0 | 0 | 0 | 0 | 0 | 0 | 0 | 0 | 0 | 0 | 0 | 0 | 0 | 0 | 0 | 0 | 0 | 0 | 0 | 0 | 0 | 0 | 0 | 0 | 0 | 0 | 0 | 0
6 |  |  | Distribution switchgear | > 11 kV & < = 22 kV ; SWITCH | 18.014 | 71.5065 | 8.4562 |  | 552 | 808 | 657 | 666 | 681 | 728 | 693 | 562 | 497 | 474 | 341 | 211 | 222 | 315 | 122 | 144 | 21 | 27 | 28 | 23 | 20 | 16 | 16 | 29 | 16 | 96 | 17 | 228 | 42 | 133 | 31 | 85 | 31 | 248 | 42 | 286 | 733 | 13 | 447 | 264 | 13 | 13 | 19 | 13 | 118 | 553 | 225 | 326 | 119 | 224 | 39 | 130 | 365 | 26 | 104 | 300 | 144 | 13 | 13 | 65 | 170 | 13 | 39 | 13 | 26 | 13 | 13 | 13 | 13 | 13 | 13 | 13 | 13 | 13 | 13 | 13 | 13 | 13 | 13 | 13 | 13 | 13 | 13 | 13 | 13 | 13 | 13 | 13 | 13 | 13 | 13 | 9943.741 | 14555.331 | 11835.2135 | 11997.3397 | 12267.55 | 13114.2092 | 12483.7183 | 10123.8812 | 8952.9697 | 8538.6472 | 6142.782 | 3800.959 | 3999.1132 | 5674.4174 | 2197.7109 | 2594.0194 | 378.2945 | 486.3786 | 504.3927 | 414.3225 | 360.2805 | 288.2244 | 288.2244 | 522.4067 | 288.2244 | 1729.3463 | 306.2384 | 4107.1974 | 756.589 | 2395.8651 | 558.4347 | 1531.192 | 558.4347 | 4467.4778 | 756.589 | 5152.0107 | 13204.2793 | 234.1823 | 8052.2685 | 4755.7022 | 234.1823 | 234.1823 | 342.2664 | 234.1823 | 2125.6548 | 9961.755 | 4053.1553 | 5872.5717 | 2143.6688 | 4035.1413 | 702.5469 | 2341.8231 | 6575.1186 | 468.3646 | 1873.4585 | 5404.2071 | 2594.0194 | 234.1823 | 234.1823 | 1170.9115 | 3062.384 | 234.1823 | 702.5469 | 234.1823 | 468.3646 | 234.1823 | 234.1823 | 234.1823 | 234.1823 | 234.1823 | 234.1823 | 234.1823 | 234.1823 | 234.1823 | 234.1823 | 234.1823 | 234.1823 | 234.1823 | 234.1823 | 234.1823 | 234.1823 | 234.1823 | 234.1823 | 234.1823 | 234.1823 | 234.1823 | 234.1823 | 234.1823 | 234.1823 | 234.1823 | 234.1823
6 |  |  | Distribution switchgear | > 11 kV & < = 22 kV ; CIRCUIT BREAKER | 89.0353 | 50.9187 | 7.1357 |  | 7 | 9 | 15 | 16 | 12 | 16 | 14 | 15 | 18 | 12 | 23 | 14 | 15 | 25 | 7 | 13 | 0 | 2 | 2 | 0 | 0 | 0 | 0 | 2 | 0 | 9 | 0 | 22 | 3 | 13 | 0 | 7 | 0 | 21 | 0 | 28 | 74 | 0 | 45 | 26 | 0 | 0 | 0 | 0 | 11 | 56 | 22 | 33 | 11 | 22 | 3 | 13 | 37 | 2 | 10 | 30 | 14 | 0 | 0 | 6 | 17 | 0 | 3 | 0 | 2 | 0 | 0 | 0 | 0 | 0 | 0 | 0 | 0 | 0 | 0 | 0 | 0 | 0 | 0 | 0 | 0 | 0 | 0 | 0 | 0 | 0 | 0 | 0 | 0 | 0 | 0 | 623.2469 | 801.3174 | 1335.529 | 1424.5642 | 1068.4232 | 1424.5642 | 1246.4937 | 1335.529 | 1602.6348 | 1068.4232 | 2047.8111 | 1246.4937 | 1335.529 | 2225.8816 | 623.2469 | 1157.4584 | 0 | 178.0705 | 178.0705 | 0 | 0 | 0 | 0 | 178.0705 | 0 | 801.3174 | 0 | 1958.7758 | 267.1058 | 1157.4584 | 0 | 623.2469 | 0 | 1869.7406 | 0 | 2492.9874 | 6588.6096 | 0 | 4006.5869 | 2314.9169 | 0 | 0 | 0 | 0 | 979.3879 | 4985.9748 | 1958.7758 | 2938.1637 | 979.3879 | 1958.7758 | 267.1058 | 1157.4584 | 3294.3048 | 178.0705 | 890.3526 | 2671.0579 | 1246.4937 | 0 | 0 | 534.2116 | 1513.5995 | 0 | 267.1058 | 0 | 178.0705 | 0 | 0 | 0 | 0 | 0 | 0 | 0 | 0 | 0 | 0 | 0 | 0 | 0 | 0 | 0 | 0 | 0 | 0 | 0 | 0 | 0 | 0 | 0 | 0 | 0 | 0
6 |  |  | Distribution switchgear | > 33 kV & < = 66 kV ; SWITCH | 36.4317 | 57.2371 | 7.5655 |  | 0 | 1 | 6 | 0 | 3 | 2 | 6 | 2 | 8 | 4 | 3 | 4 | 8 | 15 | 3 | 5 | 0 | 1 | 1 | 0 | 0 | 0 | 0 | 1 | 0 | 3 | 0 | 8 | 1 | 5 | 0 | 4 | 0 | 8 | 0 | 10 | 26 | 0 | 16 | 9 | 0 | 0 | 0 | 0 | 4 | 20 | 8 | 12 | 4 | 11 | 13 | 5 | 13 | 4 | 4 | 11 | 5 | 0 | 0 | 2 | 6 | 0 | 1 | 0 | 1 | 0 | 0 | 0 | 0 | 0 | 0 | 0 | 0 | 0 | 0 | 0 | 0 | 0 | 0 | 0 | 0 | 0 | 0 | 0 | 0 | 0 | 0 | 0 | 0 | 0 | 0 | 0 | 36.4317 | 218.5901 | 0 | 109.2951 | 72.8634 | 218.5901 | 72.8634 | 291.4535 | 145.7267 | 109.2951 | 145.7267 | 291.4535 | 546.4753 | 109.2951 | 182.1584 | 0 | 36.4317 | 36.4317 | 0 | 0 | 0 | 0 | 36.4317 | 0 | 109.2951 | 0 | 291.4535 | 36.4317 | 182.1584 | 0 | 145.7267 | 0 | 291.4535 | 0 | 364.3169 | 947.2239 | 0 | 582.907 | 327.8852 | 0 | 0 | 0 | 0 | 145.7267 | 728.6337 | 291.4535 | 437.1802 | 145.7267 | 400.7486 | 473.6119 | 182.1584 | 473.6119 | 145.7267 | 145.7267 | 400.7486 | 182.1584 | 0 | 0 | 72.8634 | 218.5901 | 0 | 36.4317 | 0 | 36.4317 | 0 | 0 | 0 | 0 | 0 | 0 | 0 | 0 | 0 | 0 | 0 | 0 | 0 | 0 | 0 | 0 | 0 | 0 | 0 | 0 | 0 | 0 | 0 | 0 | 0 | 0
6 |  |  | Distribution switchgear | > 33 kV & < = 66 kV ; CIRCUIT BREAKER | 189.281 | 51.4941 | 7.1759 |  | 7 | 4 | 2 | 9 | 6 | 8 | 4 | 3 | 4 | 7 | 6 | 5 | 2 | 5 | 2 | 1 | 1 | 0 | 0 | 0 | 0 | 0 | 0 | 0 | 0 | 1 | 0 | 0 | 2 | 0 | 3 | 0 | 18 | 0 | 0 | 0 | 0 | 21 | 0 | 18 | 0 | 0 | 0 | 0 | 0 | 5 | 0 | 6 | 0 | 4 | 5 | 12 | 9 | 0 | 6 | 1 | 0 | 0 | 0 | 0 | 0 | 0 | 0 | 0 | 0 | 0 | 0 | 0 | 0 | 0 | 0 | 0 | 0 | 0 | 0 | 0 | 0 | 0 | 0 | 0 | 0 | 0 | 0 | 0 | 0 | 0 | 0 | 0 | 0 | 0 | 0 | 1324.9668 | 757.1239 | 378.5619 | 1703.5287 | 1135.6858 | 1514.2477 | 757.1239 | 567.8429 | 757.1239 | 1324.9668 | 1135.6858 | 946.4048 | 378.5619 | 946.4048 | 378.5619 | 189.281 | 189.281 | 0 | 0 | 0 | 0 | 0 | 0 | 0 | 0 | 189.281 | 0 | 0 | 378.5619 | 0 | 567.8429 | 0 | 3407.0574 | 0 | 0 | 0 | 0 | 3974.9003 | 0 | 3407.0574 | 0 | 0 | 0 | 0 | 0 | 946.4048 | 0 | 1135.6858 | 0 | 757.1239 | 946.4048 | 2271.3716 | 1703.5287 | 0 | 1135.6858 | 189.281 | 0 | 0 | 0 | 0 | 0 | 0 | 0 | 0 | 0 | 0 | 0 | 0 | 0 | 0 | 0 | 0 | 0 | 0 | 0 | 0 | 0 | 0 | 0 | 0 | 0 | 0 | 0 | 0 | 0 | 0 | 0 | 0 | 0 | 0 | 0
6 |  |  | Distribution switchgear | > 11 KV & < ≈ 22 KV ; ISOLATORS, EARTHING SWITCH | 4.8542 | 69.7782 | 8.3533 |  | 247 | 307 | 1079 | 756 | 1100 | 1167 | 1369 | 557 | 304 | 230 | 245 | 206 | 253 | 330 | 117 | 160 | 24 | 30 | 31 | 19 | 17 | 17 | 16 | 28 | 18 | 100 | 14 | 240 | 43 | 142 | 19 | 87 | 19 | 232 | 26 | 302 | 776 | 16 | 481 | 289 | 14 | 16 | 14 | 14 | 128 | 606 | 244 | 359 | 130 | 263 | 50 | 149 | 403 | 28 | 113 | 324 | 156 | 14 | 14 | 71 | 183 | 14 | 42 | 14 | 28 | 14 | 14 | 14 | 14 | 14 | 14 | 14 | 14 | 14 | 14 | 14 | 14 | 14 | 14 | 14 | 14 | 14 | 14 | 14 | 14 | 14 | 14 | 14 | 14 | 14 | 14 | 1198.9959 | 1490.25 | 5237.7191 | 3669.8013 | 5339.658 | 5664.8917 | 6645.4471 | 2703.8086 | 1475.6873 | 1116.4739 | 1189.2875 | 999.9723 | 1228.1213 | 1601.8974 | 567.9454 | 776.6775 | 116.5016 | 145.627 | 150.4813 | 92.2305 | 82.522 | 82.522 | 77.6678 | 135.9186 | 87.3762 | 485.4235 | 67.9593 | 1165.0163 | 208.7321 | 689.3013 | 92.2305 | 422.3184 | 92.2305 | 1126.1824 | 126.2101 | 1465.9788 | 3766.886 | 77.6678 | 2334.8868 | 1402.8738 | 67.9593 | 77.6678 | 67.9593 | 67.9593 | 621.342 | 2941.6661 | 1184.4332 | 1742.6702 | 631.0505 | 1276.6637 | 242.7117 | 723.2809 | 1956.2565 | 135.9186 | 548.5285 | 1572.772 | 757.2606 | 67.9593 | 67.9593 | 344.6507 | 888.3249 | 67.9593 | 203.8779 | 67.9593 | 135.9186 | 67.9593 | 67.9593 | 67.9593 | 67.9593 | 67.9593 | 67.9593 | 67.9593 | 67.9593 | 67.9593 | 67.9593 | 67.9593 | 67.9593 | 67.9593 | 67.9593 | 67.9593 | 67.9593 | 67.9593 | 67.9593 | 67.9593 | 67.9593 | 67.9593 | 67.9593 | 67.9593 | 67.9593 | 67.9593 | 67.9593
6 |  |  | Distribution switchgear | > 33 KV & < ≈ 66 KV ; ISOLATORS, EARTHING SWITCH | 10.5945 | 58.7591 | 7.6654 |  | 4 | 4 | 18 | 5 | 1 | 5 | 8 | 4 | 1 | 3 | 4 | 1 | 20 | 30 | 4 | 8 | 1 | 1 | 1 | 1 | 1 | 1 | 1 | 1 | 1 | 14 | 1 | 21 | 3 | 8 | 1 | 5 | 40 | 19 | 11 | 17 | 39 | 19 | 24 | 27 | 1 | 1 | 1 | 1 | 6 | 37 | 14 | 31 | 11 | 32 | 16 | 28 | 31 | 1 | 11 | 19 | 8 | 1 | 1 | 3 | 9 | 1 | 2 | 1 | 1 | 1 | 1 | 1 | 1 | 1 | 1 | 1 | 1 | 3 | 1 | 1 | 1 | 1 | 1 | 1 | 1 | 1 | 1 | 1 | 1 | 1 | 1 | 1 | 1 | 1 | 1 | 42.3782 | 42.3782 | 190.7017 | 52.9727 | 10.5945 | 52.9727 | 84.7563 | 42.3782 | 10.5945 | 31.7836 | 42.3782 | 10.5945 | 211.8908 | 317.8362 | 42.3782 | 84.7563 | 10.5945 | 10.5945 | 10.5945 | 10.5945 | 10.5945 | 10.5945 | 10.5945 | 10.5945 | 10.5945 | 148.3236 | 10.5945 | 222.4854 | 31.7836 | 84.7563 | 10.5945 | 52.9727 | 423.7817 | 201.2963 | 116.54 | 180.1072 | 413.1871 | 201.2963 | 254.269 | 286.0526 | 10.5945 | 10.5945 | 10.5945 | 10.5945 | 63.5672 | 391.998 | 148.3236 | 328.4308 | 116.54 | 339.0253 | 169.5127 | 296.6472 | 328.4308 | 10.5945 | 116.54 | 201.2963 | 84.7563 | 10.5945 | 10.5945 | 31.7836 | 95.3509 | 10.5945 | 21.1891 | 10.5945 | 10.5945 | 10.5945 | 10.5945 | 10.5945 | 10.5945 | 10.5945 | 10.5945 | 10.5945 | 10.5945 | 31.7836 | 10.5945 | 10.5945 | 10.5945 | 10.5945 | 10.5945 | 10.5945 | 10.5945 | 10.5945 | 10.5945 | 10.5945 | 10.5945 | 10.5945 | 10.5945 | 10.5945 | 10.5945 | 10.5945 | 10.5945
6 |  |  | Distribution switchgear | HV FUSES AND SURGE DIVERTERS | 2.1917 | 42.1462 | 6.492 |  | 3609 | 3609 | 3609 | 6804 | 11960 | 11758 | 11758 | 11758 | 11758 | 11758 | 11758 | 11758 | 11758 | 11756 | 7914 | 7914 | 7914 | 7914 | 9240 | 11922 | 6372 | 6372 | 9012 | 9012 | 9530 | 9130 | 9129 | 7754 | 8783 | 6384 | 6282 | 8293 | 8759 | 4482 | 5774 | 3133 | 3919 | 3458 | 2941 | 2941 | 2936 | 2936 | 2281 | 51 | 51 | 51 | 51 | 51 | 51 | 51 | 51 | 51 | 96 | 96 | 51 | 51 | 51 | 51 | 51 | 51 | 51 | 51 | 51 | 51 | 51 | 51 | 51 | 51 | 51 | 51 | 56 | 38 | 49 | 0 | 0 | 0 | 0 | 0 | 0 | 0 | 0 | 0 | 0 | 0 | 0 | 0 | 0 | 0 | 0 | 0 | 0 | 7909.8006 | 7909.8006 | 7909.8006 | 14912.2425 | 26212.5837 | 25769.8628 | 25769.8628 | 25769.8628 | 25769.8628 | 25769.8628 | 25769.8628 | 25769.8628 | 25769.8628 | 25765.4795 | 17345.0157 | 17345.0157 | 17345.0157 | 17345.0157 | 20251.1935 | 26129.2996 | 13965.4334 | 13965.4334 | 19751.4887 | 19751.4887 | 20886.7829 | 20010.1078 | 20007.9161 | 16994.3457 | 19249.5922 | 13991.7337 | 13768.1815 | 18175.6653 | 19196.9917 | 9823.1438 | 12654.8042 | 6866.5573 | 8589.2237 | 7578.8557 | 6445.7532 | 6445.7532 | 6434.7948 | 6434.7948 | 4999.2394 | 111.7761 | 111.7761 | 111.7761 | 111.7761 | 111.7761 | 111.7761 | 111.7761 | 111.7761 | 111.7761 | 210.402 | 210.402 | 111.7761 | 111.7761 | 111.7761 | 111.7761 | 111.7761 | 111.7761 | 111.7761 | 111.7761 | 111.7761 | 111.7761 | 111.7761 | 111.7761 | 111.7761 | 111.7761 | 111.7761 | 111.7761 | 122.7345 | 83.2841 | 107.3927 | 0 | 0 | 0 | 0 | 0 | 0 | 0 | 0 | 0 | 0 | 0 | 0 | 0 | 0 | 0 | 0 | 0 | 0
[6 empty] | 0 | 0 | [92 empty] | 0 | 0 | 0 | 0 | 0 | 0 | 0 | 0 | 0 | 0 | 0 | 0 | 0 | 0 | 0 | 0 | 0 | 0 | 0 | 0 | 0 | 0 | 0 | 0 | 0 | 0 | 0 | 0 | 0 | 0 | 0 | 0 | 0 | 0 | 0 | 0 | 0 | 0 | 0 | 0 | 0 | 0 | 0 | 0 | 0 | 0 | 0 | 0 | 0 | 0 | 0 | 0 | 0 | 0 | 0 | 0 | 0 | 0 | 0 | 0 | 0 | 0 | 0 | 0 | 0 | 0 | 0 | 0 | 0 | 0 | 0 | 0 | 0 | 0 | 0 | 0 | 0 | 0 | 0 | 0 | 0 | 0 | 0 | 0 | 0 | 0 | 0 | 0 | 0 | 0 | 0
|  |  |  | Public Lighting |  | 0 | 0 | [92 empty] | 0 | 0 | 0 | 0 | 0 | 0 | 0 | 0 | 0 | 0 | 0 | 0 | 0 | 0 | 0 | 0 | 0 | 0 | 0 | 0 | 0 | 0 | 0 | 0 | 0 | 0 | 0 | 0 | 0 | 0 | 0 | 0 | 0 | 0 | 0 | 0 | 0 | 0 | 0 | 0 | 0 | 0 | 0 | 0 | 0 | 0 | 0 | 0 | 0 | 0 | 0 | 0 | 0 | 0 | 0 | 0 | 0 | 0 | 0 | 0 | 0 | 0 | 0 | 0 | 0 | 0 | 0 | 0 | 0 | 0 | 0 | 0 | 0 | 0 | 0 | 0 | 0 | 0 | 0 | 0 | 0 | 0 | 0 | 0 | 0 | 0 | 0 | 0 | 0 | 0 | 0
9 |  |  | Public Lighting | LUMINAIRES ; MAJOR ROAD | 3.1897 | 67.5539 | 8.2191 |  | 856 | 650 | 531 | 475 | 788 | 387 | 1477 | 1004 | 1072 | 839 | 665 | 520 | 332 | 322 | 245 | 576 | 241 | 398 | 431 | 289 | 268 | 142 | 212 | 200 | 64 | 11 | 1 | 0 | 0 | 8 | 0 | 0 | 0 | 0 | 124 | 0 | 0 | 0 | 0 | 0 | 0 | 0 | 16 | 0 | 2588 | 0 | 0 | 0 | 2 | 0 | 0 | 0 | 0 | 0 | 6811 | 0 | 0 | 0 | 0 | 0 | 0 | 0 | 0 | 0 | 0 | 0 | 0 | 0 | 0 | 0 | 0 | 0 | 0 | 0 | 0 | 0 | 0 | 0 | 0 | 0 | 0 | 0 | 0 | 0 | 0 | 0 | 0 | 0 | 0 | 0 | 0 | 2730.4004 | 2073.3181 | 1693.7414 | 1515.1171 | 2513.4995 | 1234.4217 | 4711.2166 | 3202.479 | 3419.38 | 2676.1752 | 2121.1639 | 1658.6545 | 1058.9871 | 1027.0899 | 781.4814 | 1837.2788 | 768.7226 | 1269.5086 | 1374.7694 | 921.8291 | 854.845 | 452.9403 | 676.2207 | 637.944 | 204.1421 | 35.0869 | 3.1897 | 0 | 0 | 25.5178 | 0 | 0 | 0 | 0 | 395.5253 | 0 | 0 | 0 | 0 | 0 | 0 | 0 | 51.0355 | 0 | 8254.9957 | 0 | 0 | 0 | 6.3794 | 0 | 0 | 0 | 0 | 0 | 21725.1838 | 0 | 0 | 0 | 0 | 0 | 0 | 0 | 0 | 0 | 0 | 0 | 0 | 0 | 0 | 0 | 0 | 0 | 0 | 0 | 0 | 0 | 0 | 0 | 0 | 0 | 0 | 0 | 0 | 0 | 0 | 0 | 0 | 0 | 0 | 0 | 0
9 |  |  | Public Lighting | LUMINAIRES ; MINOR ROAD | 6.0952 | 74.7439 | 8.6455 |  | 18797 | 5774 | 4321 | 5030 | 4742 | 4253 | 5572 | 4894 | 5049 | 4616 | 5627 | 5286 | 2603 | 2415 | 2634 | 3328 | 1345 | 2165 | 2118 | 480 | 512 | 511 | 388 | 7872 | 414 | 287 | 66 | 43 | 0 | 324 | 0 | 0 | 0 | 0 | 23 | 0 | 0 | 4 | 16 | 2 | 0 | 0 | 8 | 0 | 8572 | 0 | 0 | 0 | 0 | 0 | 0 | 0 | 0 | 0 | 26607 | 0 | 0 | 0 | 0 | 0 | 0 | 0 | 0 | 0 | 0 | 0 | 0 | 0 | 0 | 0 | 0 | 0 | 0 | 0 | 0 | 0 | 0 | 0 | 0 | 0 | 0 | 0 | 0 | 0 | 0 | 0 | 0 | 0 | 0 | 0 | 0 | 114571.6709 | 35193.7452 | 26337.4044 | 30658.9086 | 28903.488 | 25922.9301 | 33962.5127 | 29829.96 | 30774.7176 | 28135.4915 | 34297.7492 | 32219.2825 | 15865.8328 | 14719.9332 | 16054.7843 | 20284.8604 | 8198.0581 | 13196.1306 | 12909.6557 | 2925.701 | 3120.7478 | 3114.6525 | 2364.9417 | 47981.4967 | 2523.4171 | 1749.3254 | 402.2839 | 262.094 | 0 | 1974.8482 | 0 | 0 | 0 | 0 | 140.1898 | 0 | 0 | 24.3808 | 97.5234 | 12.1904 | 0 | 0 | 48.7617 | 0 | 52248.144 | 0 | 0 | 0 | 0 | 0 | 0 | 0 | 0 | 0 | 162175.2646 | 0 | 0 | 0 | 0 | 0 | 0 | 0 | 0 | 0 | 0 | 0 | 0 | 0 | 0 | 0 | 0 | 0 | 0 | 0 | 0 | 0 | 0 | 0 | 0 | 0 | 0 | 0 | 0 | 0 | 0 | 0 | 0 | 0 | 0 | 0 | 0
|  |  |  | BRACKETS ; MAJOR ROAD | 0.49378 | 0 | 0 |  | 0 | 0 | 0 | 0 | 0 | 0 | 0 | 0 | 0 | 0 | 0 | 0 | 0 | 0 | 0 | 0 | 0 | 0 | 0 | 0 | 0 | 0 | 0 | 0 | 0 | 0 | 0 | 0 | 0 | 0 | 0 | 0 | 0 | 0 | 0 | 0 | 0 | 0 | 0 | 0 | 0 | 0 | 0 | 0 | 0 | 0 | 0 | 0 | 0 | 0 | 0 | 0 | 0 | 0 | 0 | 0 | 0 | 0 | 0 | 0 | 0 | 0 | 0 | 0 | 0 | 0 | 0 | 0 | 0 | 0 | 0 | 0 | 0 | 0 | 0 | 0 | 0 | 0 | 0 | 0 | 0 | 0 | 0 | 0 | 0 | 0 | 0 | 0 | 0 | 0 | 0 | 0 | 0 | 0 | 0 | 0 | 0 | 0 | 0 | 0 | 0 | 0 | 0 | 0 | 0 | 0 | 0 | 0 | 0 | 0 | 0 | 0 | 0 | 0 | 0 | 0 | 0 | 0 | 0 | 0 | 0 | 0 | 0 | 0 | 0 | 0 | 0 | 0 | 0 | 0 | 0 | 0 | 0 | 0 | 0 | 0 | 0 | 0 | 0 | 0 | 0 | 0 | 0 | 0 | 0 | 0 | 0 | 0 | 0 | 0 | 0 | 0 | 0 | 0 | 0 | 0 | 0 | 0 | 0 | 0 | 0 | 0 | 0 | 0 | 0 | 0 | 0 | 0 | 0 | 0 | 0 | 0 | 0 | 0 | 0 | 0 | 0 | 0 | 0 | 0 | 0 | 0
|  |  |  | BRACKETS ; MINOR ROAD | 0.27875 | 0 | 0 |  | 0 | 0 | 0 | 0 | 0 | 0 | 0 | 0 | 0 | 0 | 0 | 0 | 0 | 0 | 0 | 0 | 0 | 0 | 0 | 0 | 0 | 0 | 0 | 0 | 0 | 0 | 0 | 0 | 0 | 0 | 0 | 0 | 0 | 0 | 0 | 0 | 0 | 0 | 0 | 0 | 0 | 0 | 0 | 0 | 0 | 0 | 0 | 0 | 0 | 0 | 0 | 0 | 0 | 0 | 0 | 0 | 0 | 0 | 0 | 0 | 0 | 0 | 0 | 0 | 0 | 0 | 0 | 0 | 0 | 0 | 0 | 0 | 0 | 0 | 0 | 0 | 0 | 0 | 0 | 0 | 0 | 0 | 0 | 0 | 0 | 0 | 0 | 0 | 0 | 0 | 0 | 0 | 0 | 0 | 0 | 0 | 0 | 0 | 0 | 0 | 0 | 0 | 0 | 0 | 0 | 0 | 0 | 0 | 0 | 0 | 0 | 0 | 0 | 0 | 0 | 0 | 0 | 0 | 0 | 0 | 0 | 0 | 0 | 0 | 0 | 0 | 0 | 0 | 0 | 0 | 0 | 0 | 0 | 0 | 0 | 0 | 0 | 0 | 0 | 0 | 0 | 0 | 0 | 0 | 0 | 0 | 0 | 0 | 0 | 0 | 0 | 0 | 0 | 0 | 0 | 0 | 0 | 0 | 0 | 0 | 0 | 0 | 0 | 0 | 0 | 0 | 0 | 0 | 0 | 0 | 0 | 0 | 0 | 0 | 0 | 0 | 0 | 0 | 0 | 0 | 0 | 0
9 |  |  | Public Lighting | LAMPS ; MAJOR ROAD | 3.1897 | 30 | 5.4772 |  | 1642 | 1623 | 1403 | 2948 | 2654 | 2806 | 3862 | 2962 | 873 | 1150 | 175 | 30 | 20 | 22 | 19 | 40 | 7 | 15 | 24 | 2 | 3 | 0 | 2 | 3 | 0 | 0 | 0 | 0 | 0 | 1 | 0 | 0 | 0 | 0 | 10 | 0 | 0 | 0 | 0 | 0 | 0 | 0 | 1 | 0 | 83 | 0 | 0 | 0 | 0 | 0 | 0 | 0 | 0 | 0 | 165 | 0 | 0 | 0 | 0 | 0 | 0 | 0 | 0 | 0 | 0 | 0 | 0 | 0 | 0 | 0 | 0 | 0 | 0 | 0 | 0 | 0 | 0 | 0 | 0 | 0 | 0 | 0 | 0 | 0 | 0 | 0 | 0 | 0 | 0 | 0 | 0 | 5237.5205 | 5176.9158 | 4475.1773 | 9403.295 | 8465.5172 | 8950.3547 | 12318.6992 | 9447.951 | 2784.6257 | 3668.1782 | 558.201 | 95.6916 | 63.7944 | 70.1738 | 60.6047 | 127.5888 | 22.328 | 47.8458 | 76.5533 | 6.3794 | 9.5692 | 0 | 6.3794 | 9.5692 | 0 | 0 | 0 | 0 | 0 | 3.1897 | 0 | 0 | 0 | 0 | 31.8972 | 0 | 0 | 0 | 0 | 0 | 0 | 0 | 3.1897 | 0 | 264.7468 | 0 | 0 | 0 | 0 | 0 | 0 | 0 | 0 | 0 | 526.3038 | 0 | 0 | 0 | 0 | 0 | 0 | 0 | 0 | 0 | 0 | 0 | 0 | 0 | 0 | 0 | 0 | 0 | 0 | 0 | 0 | 0 | 0 | 0 | 0 | 0 | 0 | 0 | 0 | 0 | 0 | 0 | 0 | 0 | 0 | 0 | 0
9 |  |  | Public Lighting | LAMPS ; MINOR ROAD | 6.0952 | 30 | 5.4772 |  | 29860 | 10214 | 22982 | 23204 | 18606 | 8748 | 6178 | 10884 | 2084 | 1754 | 376 | 122 | 47 | 27 | 46 | 105 | 9 | 12 | 45 | 4 | 2 | 0 | 5 | 76 | 2 | 0 | 0 | 0 | 0 | 0 | 0 | 0 | 0 | 0 | 0 | 0 | 0 | 0 | 0 | 0 | 0 | 0 | 1 | 0 | 1013 | 0 | 0 | 0 | 0 | 0 | 0 | 0 | 0 | 0 | 292 | 0 | 0 | 0 | 0 | 0 | 0 | 0 | 0 | 0 | 0 | 0 | 0 | 0 | 0 | 0 | 0 | 0 | 0 | 0 | 0 | 0 | 0 | 0 | 0 | 0 | 0 | 0 | 0 | 0 | 0 | 0 | 0 | 0 | 0 | 0 | 0 | 182002.9842 | 62256.4796 | 140080.1267 | 141433.2634 | 113407.4857 | 53320.9011 | 37656.2102 | 66340.2706 | 12702.4186 | 10690.9991 | 2291.7991 | 743.6157 | 286.4749 | 164.5707 | 280.3797 | 639.9971 | 54.8569 | 73.1425 | 274.2845 | 24.3808 | 12.1904 | 0 | 30.4761 | 463.236 | 12.1904 | 0 | 0 | 0 | 0 | 0 | 0 | 0 | 0 | 0 | 0 | 0 | 0 | 0 | 0 | 0 | 0 | 0 | 6.0952 | 0 | 6174.4482 | 0 | 0 | 0 | 0 | 0 | 0 | 0 | 0 | 0 | 1779.8015 | 0 | 0 | 0 | 0 | 0 | 0 | 0 | 0 | 0 | 0 | 0 | 0 | 0 | 0 | 0 | 0 | 0 | 0 | 0 | 0 | 0 | 0 | 0 | 0 | 0 | 0 | 0 | 0 | 0 | 0 | 0 | 0 | 0 | 0 | 0 | 0
9 |  |  | Public Lighting | POLES / COLUMNS ; MAJOR ROAD | 13.3667 | 39.5667 | 6.2902 |  | 218 | 414 | 470 | 497 | 574 | 653 | 589 | 568 | 440 | 519 | 635 | 645 | 508 | 193 | 403 | 316 | 207 | 119 | 97 | 89 | 203 | 221 | 111 | 115 | 199 | 224 | 202 | 71 | 108 | 107 | 61 | 36 | 32 | 48 | 70 | 15 | 35 | 30 | 63 | 20 | 18 | 22 | 16 | 13 | 16 | 21 | 17 | 17 | 10 | 10 | 9 | 10 | 5 | 6 | 7 | 4 | 2 | 2 | 1 | 1 | 2 | 1 | 1 | 1 | 3 | 0 | 1 | 1 | 0 | 1 | 0 | 0 | 1 | 1 | 4 | 1 | 2 | 1 | 1 | 1 | 1 | 1 | 1 | 0 | 0 | 0 | 0 | 0 | 0 | 0 | 0 | 2913.9488 | 5533.8293 | 6282.3666 | 6643.2685 | 7672.5073 | 8728.4796 | 7873.0084 | 7592.3069 | 5881.3645 | 6937.3368 | 8487.8783 | 8621.5457 | 6790.3026 | 2579.7803 | 5386.7952 | 4223.889 | 2766.9147 | 1590.6418 | 1296.5735 | 1189.6396 | 2713.4477 | 2954.049 | 1483.7079 | 1537.1748 | 2659.9808 | 2994.1492 | 2700.081 | 949.0384 | 1443.6076 | 1430.2409 | 815.371 | 481.2025 | 427.7356 | 641.6034 | 935.6716 | 200.5011 | 467.8358 | 401.0021 | 842.1045 | 267.3347 | 240.6013 | 294.0682 | 213.8678 | 173.7676 | 213.8678 | 280.7015 | 227.2345 | 227.2345 | 133.6674 | 133.6674 | 120.3006 | 133.6674 | 66.8337 | 80.2004 | 93.5672 | 53.4669 | 26.7335 | 26.7335 | 13.3667 | 13.3667 | 26.7335 | 13.3667 | 13.3667 | 13.3667 | 40.1002 | 0 | 13.3667 | 13.3667 | 0 | 13.3667 | 0 | 0 | 13.3667 | 13.3667 | 53.4669 | 13.3667 | 26.7335 | 13.3667 | 13.3667 | 13.3667 | 13.3667 | 13.3667 | 13.3667 | 0 | 0 | 0 | 0 | 0 | 0 | 0 | 0
9 |  |  | Public Lighting | POLES / COLUMNS ; MINOR ROAD | 8.1456 | 56.6609 | 7.5273 |  | 1336 | 2541 | 2882 | 3049 | 3522 | 4005 | 3614 | 3489 | 2697 | 3183 | 3900 | 3956 | 3114 | 1179 | 2470 | 1936 | 1265 | 728 | 595 | 546 | 1241 | 1356 | 678 | 705 | 1219 | 1371 | 1236 | 435 | 657 | 651 | 368 | 218 | 195 | 290 | 424 | 89 | 211 | 178 | 387 | 117 | 110 | 130 | 95 | 77 | 92 | 126 | 99 | 98 | 57 | 59 | 51 | 56 | 26 | 35 | 37 | 23 | 12 | 11 | 2 | 4 | 6 | 2 | 6 | 2 | 16 | 0 | 1 | 2 | 0 | 1 | 0 | 0 | 1 | 5 | 20 | 6 | 12 | 3 | 1 | 2 | 5 | 2 | 1 | 0 | 0 | 0 | 0 | 0 | 0 | 0 | 0 | 10882.4857 | 20697.9013 | 23475.5417 | 24835.8524 | 28688.7085 | 32623.0203 | 29438.1012 | 28419.9046 | 21968.6107 | 25927.3592 | 31767.7351 | 32223.8872 | 25365.3146 | 9603.6307 | 20119.5656 | 15769.8295 | 10304.15 | 5929.9772 | 4846.616 | 4447.4829 | 10108.6562 | 11045.3971 | 5522.6986 | 5742.629 | 9929.4536 | 11167.5807 | 10067.9284 | 3543.3243 | 5351.6415 | 5302.7681 | 2997.5709 | 1775.7349 | 1588.3868 | 2362.2162 | 3453.723 | 724.956 | 1718.7159 | 1449.912 | 3152.3368 | 953.0321 | 896.013 | 1058.9245 | 773.8294 | 627.2091 | 749.3927 | 1026.3422 | 806.4117 | 798.2662 | 464.2977 | 480.5888 | 415.4242 | 456.1521 | 211.7849 | 285.0951 | 301.3862 | 187.3482 | 97.7469 | 89.6013 | 16.2911 | 32.5823 | 48.8734 | 16.2911 | 48.8734 | 16.2911 | 130.3292 | 0 | 8.1456 | 16.2911 | 0 | 8.1456 | 0 | 0 | 8.1456 | 40.7279 | 162.9115 | 48.8734 | 97.7469 | 24.4367 | 8.1456 | 16.2911 | 40.7279 | 16.2911 | 8.1456 | 0 | 0 | 0 | 0 | 0 | 0 | 0 | 0
[6 empty] | 0 | 0 | [92 empty] | 0 | 0 | 0 | 0 | 0 | 0 | 0 | 0 | 0 | 0 | 0 | 0 | 0 | 0 | 0 | 0 | 0 | 0 | 0 | 0 | 0 | 0 | 0 | 0 | 0 | 0 | 0 | 0 | 0 | 0 | 0 | 0 | 0 | 0 | 0 | 0 | 0 | 0 | 0 | 0 | 0 | 0 | 0 | 0 | 0 | 0 | 0 | 0 | 0 | 0 | 0 | 0 | 0 | 0 | 0 | 0 | 0 | 0 | 0 | 0 | 0 | 0 | 0 | 0 | 0 | 0 | 0 | 0 | 0 | 0 | 0 | 0 | 0 | 0 | 0 | 0 | 0 | 0 | 0 | 0 | 0 | 0 | 0 | 0 | 0 | 0 | 0 | 0 | 0 | 0 | 0
[6 empty] | 0 | 0 | [92 empty] | 0 | 0 | 0 | 0 | 0 | 0 | 0 | 0 | 0 | 0 | 0 | 0 | 0 | 0 | 0 | 0 | 0 | 0 | 0 | 0 | 0 | 0 | 0 | 0 | 0 | 0 | 0 | 0 | 0 | 0 | 0 | 0 | 0 | 0 | 0 | 0 | 0 | 0 | 0 | 0 | 0 | 0 | 0 | 0 | 0 | 0 | 0 | 0 | 0 | 0 | 0 | 0 | 0 | 0 | 0 | 0 | 0 | 0 | 0 | 0 | 0 | 0 | 0 | 0 | 0 | 0 | 0 | 0 | 0 | 0 | 0 | 0 | 0 | 0 | 0 | 0 | 0 | 0 | 0 | 0 | 0 | 0 | 0 | 0 | 0 | 0 | 0 | 0 | 0 | 0 | 0
|  |  |  | Pole Top Structures |  | 0 | 0 | [92 empty] | 0 | 0 | 0 | 0 | 0 | 0 | 0 | 0 | 0 | 0 | 0 | 0 | 0 | 0 | 0 | 0 | 0 | 0 | 0 | 0 | 0 | 0 | 0 | 0 | 0 | 0 | 0 | 0 | 0 | 0 | 0 | 0 | 0 | 0 | 0 | 0 | 0 | 0 | 0 | 0 | 0 | 0 | 0 | 0 | 0 | 0 | 0 | 0 | 0 | 0 | 0 | 0 | 0 | 0 | 0 | 0 | 0 | 0 | 0 | 0 | 0 | 0 | 0 | 0 | 0 | 0 | 0 | 0 | 0 | 0 | 0 | 0 | 0 | 0 | 0 | 0 | 0 | 0 | 0 | 0 | 0 | 0 | 0 | 0 | 0 | 0 | 0 | 0 | 0 | 0 | 0
11 |  |  |  | ˂ = 1 kV | 2.7116 | 65.8341 | 8.1138 |  | 611 | 1058 | 1110 | 942 | 1099 | 1489 | 975 | 1305 | 1180 | 878 | 939 | 921 | 728 | 1115 | 961 | 897 | 602 | 793 | 809 | 1195 | 1607 | 2614 | 1953 | 2352 | 4174 | 5834 | 7006 | 5319 | 7491 | 6507 | 6717 | 4477 | 3568 | 6354 | 6925 | 2728 | 5335 | 6120 | 6508 | 5283 | 4175 | 4858 | 4409 | 4009 | 4707 | 5650 | 5175 | 4919 | 4197 | 4325 | 4408 | 2449 | 3029 | 3028 | 2726 | 1918 | 1991 | 1749 | 674 | 1105 | 966 | 944 | 1079 | 905 | 1189 | 538 | 299 | 269 | 305 | 215 | 135 | 106 | 341 | 734 | 1767 | 980 | 1557 | 498 | 378 | 189 | 214 | 123 | 68 | 27 | 39 | 0 | 0 | 0 | 0 | 0 | 0 | 1656.8105 | 2868.9124 | 3009.9175 | 2554.3624 | 2980.0895 | 4037.6281 | 2643.8465 | 3538.6868 | 3199.7321 | 2380.8176 | 2546.2275 | 2497.4181 | 1974.072 | 3023.4757 | 2605.8836 | 2432.3388 | 1632.4057 | 2150.3285 | 2193.7147 | 3240.4067 | 4357.6013 | 7088.2202 | 5295.8279 | 6377.7712 | 11318.3746 | 15819.6927 | 18997.7317 | 14423.1994 | 20312.8759 | 17644.6246 | 18214.0685 | 12140.0007 | 9675.1223 | 17229.7441 | 18778.0891 | 7397.3469 | 14466.5856 | 16595.221 | 17647.3363 | 14325.5804 | 11321.0862 | 13173.1345 | 11955.6093 | 10870.9544 | 12763.6773 | 15320.7514 | 14032.7236 | 13338.5444 | 11380.7422 | 11727.8318 | 11952.8977 | 6640.8 | 8213.5497 | 8210.8381 | 7391.9236 | 5200.9206 | 5398.8701 | 4742.6538 | 1827.6436 | 2996.3593 | 2619.4417 | 2559.7857 | 2925.8568 | 2454.0319 | 3224.1369 | 1458.8609 | 810.7796 | 729.4305 | 827.0494 | 583.002 | 366.0711 | 287.4336 | 924.6684 | 1990.3419 | 4791.4633 | 2657.4047 | 4222.0195 | 1350.3954 | 1024.9989 | 512.4995 | 580.2904 | 333.5314 | 184.3913 | 73.2142 | 105.7539 | 0 | 0 | 0 | 0 | 0 | 0
11 |  |  |  | > 1 kV & < = 11 kV | 2.0334 | 54.4686 | 7.3803 |  | 6 | 14 | 11 | 5 | 13 | 10 | 32 | 14 | 18 | 16 | 25 | 13 | 15 | 17 | 9 | 23 | 13 | 5 | 9 | 6 | 6 | 10 | 3 | 9 | 34 | 13 | 4 | 7 | 11 | 15 | 33 | 27 | 9 | 13 | 16 | 7 | 22 | 14 | 3 | 14 | 13 | 9 | 14 | 10 | 16 | 11 | 9 | 5 | 9 | 7 | 7 | 5 | 3 | 4 | 1 | 5 | 2 | 0 | 0 | 1 | 2 | 0 | 0 | 0 | 0 | 0 | 0 | 0 | 0 | 0 | 0 | 0 | 0 | 1 | 0 | 0 | 0 | 0 | 0 | 0 | 0 | 0 | 0 | 0 | 0 | 0 | 0 | 0 | 0 | 0 | 0 | 12.2004 | 28.4675 | 22.3673 | 10.167 | 26.4341 | 20.3339 | 65.0686 | 28.4675 | 36.6011 | 32.5343 | 50.8349 | 26.4341 | 30.5009 | 34.5677 | 18.3005 | 46.7681 | 26.4341 | 10.167 | 18.3005 | 12.2004 | 12.2004 | 20.3339 | 6.1002 | 18.3005 | 69.1354 | 26.4341 | 8.1336 | 14.2338 | 22.3673 | 30.5009 | 67.102 | 54.9016 | 18.3005 | 26.4341 | 32.5343 | 14.2338 | 44.7347 | 28.4675 | 6.1002 | 28.4675 | 26.4341 | 18.3005 | 28.4675 | 20.3339 | 32.5343 | 22.3673 | 18.3005 | 10.167 | 18.3005 | 14.2338 | 14.2338 | 10.167 | 6.1002 | 8.1336 | 2.0334 | 10.167 | 4.0668 | 0 | 0 | 2.0334 | 4.0668 | 0 | 0 | 0 | 0 | 0 | 0 | 0 | 0 | 0 | 0 | 0 | 0 | 2.0334 | 0 | 0 | 0 | 0 | 0 | 0 | 0 | 0 | 0 | 0 | 0 | 0 | 0 | 0 | 0 | 0 | 0
11 |  |  |  | ˃ 11 kV & < = 22 kV | 2.6996 | 48.1916 | 6.942 |  | 2708 | 4122 | 4554 | 3746 | 6679 | 7742 | 7174 | 9274 | 8107 | 8018 | 9061 | 5763 | 5311 | 6877 | 6106 | 4618 | 3995 | 4294 | 2956 | 4212 | 5253 | 5851 | 5214 | 5707 | 8849 | 9082 | 10350 | 7658 | 9188 | 9913 | 10977 | 7168 | 6329 | 10742 | 10916 | 4542 | 9592 | 9867 | 8785 | 6175 | 3140 | 3005 | 2873 | 2665 | 2161 | 3442 | 2630 | 2464 | 2293 | 2195 | 2036 | 1085 | 1219 | 1418 | 523 | 362 | 273 | 290 | 129 | 187 | 145 | 111 | 109 | 163 | 143 | 87 | 20 | 22 | 37 | 57 | 26 | 26 | 48 | 56 | 245 | 154 | 266 | 186 | 28 | 30 | 42 | 15 | 17 | 3 | 0 | 0 | 0 | 0 | 0 | 0 | 0 | 7310.6252 | 11127.9163 | 12294.1608 | 10112.8516 | 18030.8959 | 20900.6132 | 19367.2177 | 25036.4618 | 21885.9819 | 21645.7139 | 24461.4385 | 15558.0256 | 14337.7883 | 18565.4246 | 16484.0021 | 12466.9377 | 10785.062 | 11592.2544 | 7980.136 | 11370.8839 | 14181.2092 | 15795.5939 | 14075.9232 | 15406.8458 | 23889.1148 | 24518.1309 | 27941.2745 | 20673.8435 | 24804.2928 | 26761.5318 | 29633.9488 | 19351.0199 | 17086.0219 | 28999.5334 | 29469.2708 | 12261.7651 | 25894.9473 | 26637.3484 | 23716.3378 | 16670.2773 | 8476.8697 | 8112.4183 | 7756.0659 | 7194.5407 | 5833.9221 | 9292.161 | 7100.0533 | 6651.9131 | 6190.2746 | 5925.7099 | 5496.4671 | 2929.1095 | 3290.8612 | 3828.0896 | 1411.9117 | 977.2697 | 737.0017 | 782.8956 | 348.2536 | 504.8327 | 391.4478 | 299.66 | 294.2608 | 440.0413 | 386.0485 | 234.8687 | 53.9928 | 59.3921 | 99.8867 | 153.8795 | 70.1906 | 70.1906 | 129.5827 | 151.1798 | 661.4118 | 415.7446 | 718.1043 | 502.133 | 75.5899 | 80.9892 | 113.3849 | 40.4946 | 45.8939 | 8.0989 | 0 | 0 | 0 | 0 | 0 | 0 | 0
11 |  |  |  | > 22 kV & < = 66 kV | 3.2182 | 53.3264 | 7.3025 |  | 148 | 627 | 954 | 593 | 1624 | 930 | 857 | 1376 | 894 | 952 | 1782 | 666 | 705 | 1274 | 545 | 548 | 163 | 722 | 710 | 466 | 421 | 431 | 206 | 214 | 1020 | 1011 | 667 | 675 | 462 | 484 | 1635 | 1344 | 708 | 1540 | 1172 | 237 | 708 | 709 | 1242 | 994 | 565 | 273 | 421 | 241 | 275 | 269 | 64 | 124 | 204 | 114 | 120 | 118 | 32 | 126 | 27 | 21 | 0 | 45 | 37 | 38 | 5 | 32 | 13 | 15 | 18 | 0 | 1 | 0 | 1 | 0 | 0 | 108 | 30 | 21 | 17 | 11 | 0 | 1 | 1 | 44 | 38 | 0 | 0 | 0 | 0 | 0 | 0 | 0 | 0 | 0 | 0 | 476.2934 | 2017.8104 | 3070.1613 | 1908.3917 | 5226.3543 | 2992.9246 | 2757.9961 | 4428.2411 | 2877.0694 | 3063.7249 | 5734.8297 | 2143.3202 | 2268.8299 | 4099.9848 | 1753.9182 | 1763.5728 | 524.5663 | 2323.5393 | 2284.9209 | 1499.6805 | 1354.8616 | 1387.0435 | 662.9489 | 688.6945 | 3282.5624 | 3253.5986 | 2146.5384 | 2172.284 | 1486.8077 | 1557.6081 | 5261.7545 | 4325.2587 | 2278.4845 | 4956.0256 | 3771.7286 | 762.713 | 2278.4845 | 2281.7027 | 3997.0025 | 3198.8893 | 1818.2821 | 878.5682 | 1354.8616 | 775.5858 | 885.0046 | 865.6954 | 205.9647 | 399.0566 | 656.5125 | 366.8746 | 386.1838 | 379.7474 | 102.9824 | 405.493 | 86.8914 | 67.5822 | 0 | 144.8189 | 119.0733 | 122.2915 | 16.091 | 102.9824 | 41.8366 | 48.273 | 57.9276 | 0 | 3.2182 | 0 | 3.2182 | 0 | 0 | 347.5654 | 96.546 | 67.5822 | 54.7094 | 35.4002 | 0 | 3.2182 | 3.2182 | 141.6007 | 122.2915 | 0 | 0 | 0 | 0 | 0 | 0 | 0 | 0 | 0 | 0
[6 empty] | 0 | [93 empty] | 0 | 0 | 0 | 0 | 0 | 0 | 0 | 0 | 0 | 0 | 0 | 0 | 0 | 0 | 0 | 0 | 0 | 0 | 0 | 0 | 0 | 0 | 0 | 0 | 0 | 0 | 0 | 0 | 0 | 0 | 0 | 0 | 0 | 0 | 0 | 0 | 0 | 0 | 0 | 0 | 0 | 0 | 0 | 0 | 0 | 0 | 0 | 0 | 0 | 0 | 0 | 0 | 0 | 0 | 0 | 0 | 0 | 0 | 0 | 0 | 0 | 0 | 0 | 0 | 0 | 0 | 0 | 0 | 0 | 0 | 0 | 0 | 0 | 0 | 0 | 0 | 0 | 0 | 0 | 0 | 0 | 0 | 0 | 0 | 0 | 0 | 0 | 0 | 0 | 0 | 0
|  |  |  | SCADA, Network Control and Protection Systems |  | 0 | [93 empty] | 0 | 0 | 0 | 0 | 0 | 0 | 0 | 0 | 0 | 0 | 0 | 0 | 0 | 0 | 0 | 0 | 0 | 0 | 0 | 0 | 0 | 0 | 0 | 0 | 0 | 0 | 0 | 0 | 0 | 0 | 0 | 0 | 0 | 0 | 0 | 0 | 0 | 0 | 0 | 0 | 0 | 0 | 0 | 0 | 0 | 0 | 0 | 0 | 0 | 0 | 0 | 0 | 0 | 0 | 0 | 0 | 0 | 0 | 0 | 0 | 0 | 0 | 0 | 0 | 0 | 0 | 0 | 0 | 0 | 0 | 0 | 0 | 0 | 0 | 0 | 0 | 0 | 0 | 0 | 0 | 0 | 0 | 0 | 0 | 0 | 0 | 0 | 0 | 0 | 0 | 0
10 |  |  | Protection/Scada | FIELD DEVICES | 27.5605 | 56.6089 | 4.4 |  | 255 | 106 | 480 | 155 | 142 | 155 | 118 | 110 | 106 | 114 | 110 | 101 | 103 | 130 | 139 | 137 | 86 | 59 | 45 | 55 | 54 | 39 | 45 | 45 | 51 | 42 | 113 | 121 | 113 | 116 | 116 | 102 | 103 | 108 | 112 | 100 | 52 | 36 | 47 | 11 | 47 | 47 | 47 | 29 | 20 | 18 | 8 | 6 | 14 | 15 | 11 | 33 | 35 | 15 | 34 | 10 | 16 | 16 | 16 | 16 | 16 | 16 | 16 | 16 | 12 | 15 | [25 empty] | 7027.9384 | 2921.4175 | 13229.0605 | 4271.8841 | 3913.5971 | 4271.8841 | 3252.144 | 3031.6597 | 2921.4175 | 3141.9019 | 3031.6597 | 2783.6148 | 2838.7359 | 3582.8705 | 3830.9154 | 3775.7943 | 2370.2067 | 1626.072 | 1240.2244 | 1515.8298 | 1488.2693 | 1074.8612 | 1240.2244 | 1240.2244 | 1405.5877 | 1157.5428 | 3114.3413 | 3334.8257 | 3114.3413 | 3197.0229 | 3197.0229 | 2811.1753 | 2838.7359 | 2976.5386 | 3086.7808 | 2756.0543 | 1433.1482 | 992.1795 | 1295.3455 | 303.166 | 1295.3455 | 1295.3455 | 1295.3455 | 799.2557 | 551.2109 | 496.0898 | 220.4843 | 165.3633 | 385.8476 | 413.4081 | 303.166 | 909.4979 | 964.619 | 413.4081 | 937.0584 | 275.6054 | 440.9687 | 440.9687 | 440.9687 | 440.9687 | 440.9687 | 440.9687 | 440.9687 | 440.9687 | 330.7265 | 413.4081 | 0 | 0 | 0 | 0 | 0 | 0 | 0 | 0 | 0 | 0 | 0 | 0 | 0 | 0 | 0 | 0 | 0 | 0 | 0 | 0 | 0 | 0 | 0 | 0 | 0
10 |  |  | Protection/Scada | COMMUNICATIONS NETWORK ASSETS | 27.5605 | 22.6 | 4.8 |  | 147.7 | 119.3 | 262.8 | 131.4 | 261.2 | 112.4 | 160.6 | 122.6 | 43 | 28.3 | 38.9 | 51.5 | 66.8 | 566 | 23 | 16 | 20 | 23 | 0 | 117 | 7 | 0 | 0 | 0 | 0 | 0 | 0 | 0 | 0 | 0 | 0 | 0 | 0 | 0 | 0 | 0 | 0 | 0 | 0 | 0 | 0 | 0 | 0 | 0 | 0 | 0 | 0 | 0 | 0 | 0 | 0 | 0 | 0 | 0 | 0 | 0 | 0 | 0 | 0 | 0 | 0 | 0 | 0 | 0 | 0 | 0 | [25 empty] | 4070.6921 | 3287.9727 | 7242.9106 | 3621.4553 | 7198.8137 | 3097.805 | 4426.2231 | 3378.9225 | 1185.1033 | 779.9634 | 1072.1051 | 1419.3679 | 1841.0442 | 15599.2671 | 633.8925 | 440.9687 | 551.2109 | 633.8925 | 0 | 3224.5835 | 192.9238 | 0 | 0 | 0 | 0 | 0 | 0 | 0 | 0 | 0 | 0 | 0 | 0 | 0 | 0 | 0 | 0 | 0 | 0 | 0 | 0 | 0 | 0 | 0 | 0 | 0 | 0 | 0 | 0 | 0 | 0 | 0 | 0 | 0 | 0 | 0 | 0 | 0 | 0 | 0 | 0 | 0 | 0 | 0 | 0 | 0 | 0 | 0 | 0 | 0 | 0 | 0 | 0 | 0 | 0 | 0 | 0 | 0 | 0 | 0 | 0 | 0 | 0 | 0 | 0 | 0 | 0 | 0 | 0 | 0 | 0
10 |  |  | Protection/Scada | MASTER STATION ASSETS | 27.5605 | 5 | 2.2 |  | 0 | 18 | 53 | 7 | 12 | 8 | 11 | 0 | 2 | 0 | 0 | 0 | 0 | 0 | 0 | 0 | 0 | 0 | 0 | 0 | 0 | 0 | 0 | 0 | 0 | 0 | 0 | 0 | 0 | 0 | 0 | 0 | 0 | 0 | 0 | 0 | 0 | 0 | 0 | 0 | 0 | 0 | 0 | 0 | 0 | 0 | 0 | 0 | 0 | 0 | 0 | 0 | 0 | 0 | 0 | 0 | 0 | 0 | 0 | 0 | 0 | 0 | 0 | 0 | 0 | 0 | [25 empty] | 0 | 496.0898 | 1460.7088 | 192.9238 | 330.7265 | 220.4843 | 303.166 | 0 | 55.1211 | 0 | 0 | 0 | 0 | 0 | 0 | 0 | 0 | 0 | 0 | 0 | 0 | 0 | 0 | 0 | 0 | 0 | 0 | 0 | 0 | 0 | 0 | 0 | 0 | 0 | 0 | 0 | 0 | 0 | 0 | 0 | 0 | 0 | 0 | 0 | 0 | 0 | 0 | 0 | 0 | 0 | 0 | 0 | 0 | 0 | 0 | 0 | 0 | 0 | 0 | 0 | 0 | 0 | 0 | 0 | 0 | 0 | 0 | 0 | 0 | 0 | 0 | 0 | 0 | 0 | 0 | 0 | 0 | 0 | 0 | 0 | 0 | 0 | 0 | 0 | 0 | 0 | 0 | 0 | 0 | 0 | 0
|  |  |  | AUTOMATION REPLACEMENT EXPENDITURE | [95 empty] | 0 | 0 | 0 | 0 | 0 | 0 | 0 | 0 | 0 | 0 | 0 | 0 | 0 | 0 | 0 | 0 | 0 | 0 | 0 | 0 | 0 | 0 | 0 | 0 | 0 | 0 | 0 | 0 | 0 | 0 | 0 | 0 | 0 | 0 | 0 | 0 | 0 | 0 | 0 | 0 | 0 | 0 | 0 | 0 | 0 | 0 | 0 | 0 | 0 | 0 | 0 | 0 | 0 | 0 | 0 | 0 | 0 | 0 | 0 | 0 | 0 | 0 | 0 | 0 | 0 | 0 | 0 | 0 | 0 | 0 | 0 | 0 | 0 | 0 | 0 | 0 | 0 | 0 | 0 | 0 | 0 | 0 | 0 | 0 | 0 | 0 | 0 | 0 | 0 | 0 | 0
[100 empty] | 0 | 0 | 0 | 0 | 0 | 0 | 0 | 0 | 0 | 0 | 0 | 0 | 0 | 0 | 0 | 0 | 0 | 0 | 0 | 0 | 0 | 0 | 0 | 0 | 0 | 0 | 0 | 0 | 0 | 0 | 0 | 0 | 0 | 0 | 0 | 0 | 0 | 0 | 0 | 0 | 0 | 0 | 0 | 0 | 0 | 0 | 0 | 0 | 0 | 0 | 0 | 0 | 0 | 0 | 0 | 0 | 0 | 0 | 0 | 0 | 0 | 0 | 0 | 0 | 0 | 0 | 0 | 0 | 0 | 0 | 0 | 0 | 0 | 0 | 0 | 0 | 0 | 0 | 0 | 0 | 0 | 0 | 0 | 0 | 0 | 0 | 0 | 0 | 0 | 0 | 0
[100 empty] | 0 | 0 | 0 | 0 | 0 | 0 | 0 | 0 | 0 | 0 | 0 | 0 | 0 | 0 | 0 | 0 | 0 | 0 | 0 | 0 | 0 | 0 | 0 | 0 | 0 | 0 | 0 | 0 | 0 | 0 | 0 | 0 | 0 | 0 | 0 | 0 | 0 | 0 | 0 | 0 | 0 | 0 | 0 | 0 | 0 | 0 | 0 | 0 | 0 | 0 | 0 | 0 | 0 | 0 | 0 | 0 | 0 | 0 | 0 | 0 | 0 | 0 | 0 | 0 | 0 | 0 | 0 | 0 | 0 | 0 | 0 | 0 | 0 | 0 | 0 | 0 | 0 | 0 | 0 | 0 | 0 | 0 | 0 | 0 | 0 | 0 | 0 | 0 | 0 | 0 | 0
[100 empty] | 0 | 0 | 0 | 0 | 0 | 0 | 0 | 0 | 0 | 0 | 0 | 0 | 0 | 0 | 0 | 0 | 0 | 0 | 0 | 0 | 0 | 0 | 0 | 0 | 0 | 0 | 0 | 0 | 0 | 0 | 0 | 0 | 0 | 0 | 0 | 0 | 0 | 0 | 0 | 0 | 0 | 0 | 0 | 0 | 0 | 0 | 0 | 0 | 0 | 0 | 0 | 0 | 0 | 0 | 0 | 0 | 0 | 0 | 0 | 0 | 0 | 0 | 0 | 0 | 0 | 0 | 0 | 0 | 0 | 0 | 0 | 0 | 0 | 0 | 0 | 0 | 0 | 0 | 0 | 0 | 0 | 0 | 0 | 0 | 0 | 0 | 0 | 0 | 0 | 0 | 0
[100 empty] | 0 | 0 | 0 | 0 | 0 | 0 | 0 | 0 | 0 | 0 | 0 | 0 | 0 | 0 | 0 | 0 | 0 | 0 | 0 | 0 | 0 | 0 | 0 | 0 | 0 | 0 | 0 | 0 | 0 | 0 | 0 | 0 | 0 | 0 | 0 | 0 | 0 | 0 | 0 | 0 | 0 | 0 | 0 | 0 | 0 | 0 | 0 | 0 | 0 | 0 | 0 | 0 | 0 | 0 | 0 | 0 | 0 | 0 | 0 | 0 | 0 | 0 | 0 | 0 | 0 | 0 | 0 | 0 | 0 | 0 | 0 | 0 | 0 | 0 | 0 | 0 | 0 | 0 | 0 | 0 | 0 | 0 | 0 | 0 | 0 | 0 | 0 | 0 | 0 | 0 | 0
[100 empty] | 0 | 0 | 0 | 0 | 0 | 0 | 0 | 0 | 0 | 0 | 0 | 0 | 0 | 0 | 0 | 0 | 0 | 0 | 0 | 0 | 0 | 0 | 0 | 0 | 0 | 0 | 0 | 0 | 0 | 0 | 0 | 0 | 0 | 0 | 0 | 0 | 0 | 0 | 0 | 0 | 0 | 0 | 0 | 0 | 0 | 0 | 0 | 0 | 0 | 0 | 0 | 0 | 0 | 0 | 0 | 0 | 0 | 0 | 0 | 0 | 0 | 0 | 0 | 0 | 0 | 0 | 0 | 0 | 0 | 0 | 0 | 0 | 0 | 0 | 0 | 0 | 0 | 0 | 0 | 0 | 0 | 0 | 0 | 0 | 0 | 0 | 0 | 0 | 0 | 0 | 0
[100 empty] | 0 | 0 | 0 | 0 | 0 | 0 | 0 | 0 | 0 | 0 | 0 | 0 | 0 | 0 | 0 | 0 | 0 | 0 | 0 | 0 | 0 | 0 | 0 | 0 | 0 | 0 | 0 | 0 | 0 | 0 | 0 | 0 | 0 | 0 | 0 | 0 | 0 | 0 | 0 | 0 | 0 | 0 | 0 | 0 | 0 | 0 | 0 | 0 | 0 | 0 | 0 | 0 | 0 | 0 | 0 | 0 | 0 | 0 | 0 | 0 | 0 | 0 | 0 | 0 | 0 | 0 | 0 | 0 | 0 | 0 | 0 | 0 | 0 | 0 | 0 | 0 | 0 | 0 | 0 | 0 | 0 | 0 | 0 | 0 | 0 | 0 | 0 | 0 | 0 | 0 | 0
[100 empty] | 0 | 0 | 0 | 0 | 0 | 0 | 0 | 0 | 0 | 0 | 0 | 0 | 0 | 0 | 0 | 0 | 0 | 0 | 0 | 0 | 0 | 0 | 0 | 0 | 0 | 0 | 0 | 0 | 0 | 0 | 0 | 0 | 0 | 0 | 0 | 0 | 0 | 0 | 0 | 0 | 0 | 0 | 0 | 0 | 0 | 0 | 0 | 0 | 0 | 0 | 0 | 0 | 0 | 0 | 0 | 0 | 0 | 0 | 0 | 0 | 0 | 0 | 0 | 0 | 0 | 0 | 0 | 0 | 0 | 0 | 0 | 0 | 0 | 0 | 0 | 0 | 0 | 0 | 0 | 0 | 0 | 0 | 0 | 0 | 0 | 0 | 0 | 0 | 0 | 0 | 0
[100 empty] | 0 | 0 | 0 | 0 | 0 | 0 | 0 | 0 | 0 | 0 | 0 | 0 | 0 | 0 | 0 | 0 | 0 | 0 | 0 | 0 | 0 | 0 | 0 | 0 | 0 | 0 | 0 | 0 | 0 | 0 | 0 | 0 | 0 | 0 | 0 | 0 | 0 | 0 | 0 | 0 | 0 | 0 | 0 | 0 | 0 | 0 | 0 | 0 | 0 | 0 | 0 | 0 | 0 | 0 | 0 | 0 | 0 | 0 | 0 | 0 | 0 | 0 | 0 | 0 | 0 | 0 | 0 | 0 | 0 | 0 | 0 | 0 | 0 | 0 | 0 | 0 | 0 | 0 | 0 | 0 | 0 | 0 | 0 | 0 | 0 | 0 | 0 | 0 | 0 | 0 | 0
[100 empty] | 0 | 0 | 0 | 0 | 0 | 0 | 0 | 0 | 0 | 0 | 0 | 0 | 0 | 0 | 0 | 0 | 0 | 0 | 0 | 0 | 0 | 0 | 0 | 0 | 0 | 0 | 0 | 0 | 0 | 0 | 0 | 0 | 0 | 0 | 0 | 0 | 0 | 0 | 0 | 0 | 0 | 0 | 0 | 0 | 0 | 0 | 0 | 0 | 0 | 0 | 0 | 0 | 0 | 0 | 0 | 0 | 0 | 0 | 0 | 0 | 0 | 0 | 0 | 0 | 0 | 0 | 0 | 0 | 0 | 0 | 0 | 0 | 0 | 0 | 0 | 0 | 0 | 0 | 0 | 0 | 0 | 0 | 0 | 0 | 0 | 0 | 0 | 0 | 0 | 0 | 0
[100 empty] | 0 | 0 | 0 | 0 | 0 | 0 | 0 | 0 | 0 | 0 | 0 | 0 | 0 | 0 | 0 | 0 | 0 | 0 | 0 | 0 | 0 | 0 | 0 | 0 | 0 | 0 | 0 | 0 | 0 | 0 | 0 | 0 | 0 | 0 | 0 | 0 | 0 | 0 | 0 | 0 | 0 | 0 | 0 | 0 | 0 | 0 | 0 | 0 | 0 | 0 | 0 | 0 | 0 | 0 | 0 | 0 | 0 | 0 | 0 | 0 | 0 | 0 | 0 | 0 | 0 | 0 | 0 | 0 | 0 | 0 | 0 | 0 | 0 | 0 | 0 | 0 | 0 | 0 | 0 | 0 | 0 | 0 | 0 | 0 | 0 | 0 | 0 | 0 | 0 | 0 | 0
[100 empty] | 0 | 0 | 0 | 0 | 0 | 0 | 0 | 0 | 0 | 0 | 0 | 0 | 0 | 0 | 0 | 0 | 0 | 0 | 0 | 0 | 0 | 0 | 0 | 0 | 0 | 0 | 0 | 0 | 0 | 0 | 0 | 0 | 0 | 0 | 0 | 0 | 0 | 0 | 0 | 0 | 0 | 0 | 0 | 0 | 0 | 0 | 0 | 0 | 0 | 0 | 0 | 0 | 0 | 0 | 0 | 0 | 0 | 0 | 0 | 0 | 0 | 0 | 0 | 0 | 0 | 0 | 0 | 0 | 0 | 0 | 0 | 0 | 0 | 0 | 0 | 0 | 0 | 0 | 0 | 0 | 0 | 0 | 0 | 0 | 0 | 0 | 0 | 0 | 0 | 0 | 0
[100 empty] | 0 | 0 | 0 | 0 | 0 | 0 | 0 | 0 | 0 | 0 | 0 | 0 | 0 | 0 | 0 | 0 | 0 | 0 | 0 | 0 | 0 | 0 | 0 | 0 | 0 | 0 | 0 | 0 | 0 | 0 | 0 | 0 | 0 | 0 | 0 | 0 | 0 | 0 | 0 | 0 | 0 | 0 | 0 | 0 | 0 | 0 | 0 | 0 | 0 | 0 | 0 | 0 | 0 | 0 | 0 | 0 | 0 | 0 | 0 | 0 | 0 | 0 | 0 | 0 | 0 | 0 | 0 | 0 | 0 | 0 | 0 | 0 | 0 | 0 | 0 | 0 | 0 | 0 | 0 | 0 | 0 | 0 | 0 | 0 | 0 | 0 | 0 | 0 | 0 | 0 | 0
[5 empty] | 0 | 0 | 0 |  | Age 84: 0; Age 85: 0 | 0 | 0 | 0 | 0 | 0 | 0 | 0 | 0 | 0 | 0 | 0 | 0 | 0 | 0 | 0 | 0 | 0 | 0 | 0 | 0 | 0 | 0 | 0 | 0 | 0 | 0 | 0 | 0 | 0 | 0 | 0 | 0 | 0 | 0 | 0 | 0 | 0 | 0 | 0 | 0 | 0 | 0 | 0 | 0 | 0 | 0 | 0 | 0 | 0 | 0 | 0 | 0 | 0 | 0 | 0 | 0 | 0 | 0 | 0 | 0 | 0 | 0 | 0 | 0 | 0 | 0 | 0 | 0 | 0 | 0 | 0 | 0 | 0 | 0 | 0 | 0 | 0 | 0 | 0 | 0 | 0 | 0 | 0 | 0 | 0 | 0 | 0 | 0 | 0 | 0 | 0
[9 empty] | Age 85: 0 | 0 | 0 | 0 | 0 | 0 | 0 | 0 | 0 | 0 | 0 | 0 | 0 | 0 | 0 | 0 | 0 | 0 | 0 | 0 | 0 | 0 | 0 | 0 | 0 | 0 | 0 | 0 | 0 | 0 | 0 | 0 | 0 | 0 | 0 | 0 | 0 | 0 | 0 | 0 | 0 | 0 | 0 | 0 | 0 | 0 | 0 | 0 | 0 | 0 | 0 | 0 | 0 | 0 | 0 | 0 | 0 | 0 | 0 | 0 | 0 | 0 | 0 | 0 | 0 | 0 | 0 | 0 | 0 | 0 | 0 | 0 | 0 | 0 | 0 | 0 | 0 | 0 | 0 | 0 | 0 | 0 | 0 | 0 | 0 | 0 | 0 | 0 | 0 | 0 | 0 | 0
[9 empty] | Age 85: 0 | 0 | 0 | 0 | 0 | 0 | 0 | 0 | 0 | 0 | 0 | 0 | 0 | 0 | 0 | 0 | 0 | 0 | 0 | 0 | 0 | 0 | 0 | 0 | 0 | 0 | 0 | 0 | 0 | 0 | 0 | 0 | 0 | 0 | 0 | 0 | 0 | 0 | 0 | 0 | 0 | 0 | 0 | 0 | 0 | 0 | 0 | 0 | 0 | 0 | 0 | 0 | 0 | 0 | 0 | 0 | 0 | 0 | 0 | 0 | 0 | 0 | 0 | 0 | 0 | 0 | 0 | 0 | 0 | 0 | 0 | 0 | 0 | 0 | 0 | 0 | 0 | 0 | 0 | 0 | 0 | 0 | 0 | 0 | 0 | 0 | 0 | 0 | 0 | 0 | 0 | 0
[100 empty] | 0 | 0 | 0 | 0 | 0 | 0 | 0 | 0 | 0 | 0 | 0 | 0 | 0 | 0 | 0 | 0 | 0 | 0 | 0 | 0 | 0 | 0 | 0 | 0 | 0 | 0 | 0 | 0 | 0 | 0 | 0 | 0 | 0 | 0 | 0 | 0 | 0 | 0 | 0 | 0 | 0 | 0 | 0 | 0 | 0 | 0 | 0 | 0 | 0 | 0 | 0 | 0 | 0 | 0 | 0 | 0 | 0 | 0 | 0 | 0 | 0 | 0 | 0 | 0 | 0 | 0 | 0 | 0 | 0 | 0 | 0 | 0 | 0 | 0 | 0 | 0 | 0 | 0 | 0 | 0 | 0 | 0 | 0 | 0 | 0 | 0 | 0 | 0 | 0 | 0 | 0
[100 empty] | 0 | 0 | 0 | 0 | 0 | 0 | 0 | 0 | 0 | 0 | 0 | 0 | 0 | 0 | 0 | 0 | 0 | 0 | 0 | 0 | 0 | 0 | 0 | 0 | 0 | 0 | 0 | 0 | 0 | 0 | 0 | 0 | 0 | 0 | 0 | 0 | 0 | 0 | 0 | 0 | 0 | 0 | 0 | 0 | 0 | 0 | 0 | 0 | 0 | 0 | 0 | 0 | 0 | 0 | 0 | 0 | 0 | 0 | 0 | 0 | 0 | 0 | 0 | 0 | 0 | 0 | 0 | 0 | 0 | 0 | 0 | 0 | 0 | 0 | 0 | 0 | 0 | 0 | 0 | 0 | 0 | 0 | 0 | 0 | 0 | 0 | 0 | 0 | 0 | 0 | 0
[6 empty] | 0 | 0 | [92 empty] | 0 | 0 | 0 | 0 | 0 | 0 | 0 | 0 | 0 | 0 | 0 | 0 | 0 | 0 | 0 | 0 | 0 | 0 | 0 | 0 | 0 | 0 | 0 | 0 | 0 | 0 | 0 | 0 | 0 | 0 | 0 | 0 | 0 | 0 | 0 | 0 | 0 | 0 | 0 | 0 | 0 | 0 | 0 | 0 | 0 | 0 | 0 | 0 | 0 | 0 | 0 | 0 | 0 | 0 | 0 | 0 | 0 | 0 | 0 | 0 | 0 | 0 | 0 | 0 | 0 | 0 | 0 | 0 | 0 | 0 | 0 | 0 | 0 | 0 | 0 | 0 | 0 | 0 | 0 | 0 | 0 | 0 | 0 | 0 | 0 | 0 | 0 | 0 | 0 | 0 | 0
[100 empty] | 0 | 0 | 0 | 0 | 0 | 0 | 0 | 0 | 0 | 0 | 0 | 0 | 0 | 0 | 0 | 0 | 0 | 0 | 0 | 0 | 0 | 0 | 0 | 0 | 0 | 0 | 0 | 0 | 0 | 0 | 0 | 0 | 0 | 0 | 0 | 0 | 0 | 0 | 0 | 0 | 0 | 0 | 0 | 0 | 0 | 0 | 0 | 0 | 0 | 0 | 0 | 0 | 0 | 0 | 0 | 0 | 0 | 0 | 0 | 0 | 0 | 0 | 0 | 0 | 0 | 0 | 0 | 0 | 0 | 0 | 0 | 0 | 0 | 0 | 0 | 0 | 0 | 0 | 0 | 0 | 0 | 0 | 0 | 0 | 0 | 0 | 0 | 0 | 0 | 0 | 0
[100 empty] | 0 | 0 | 0 | 0 | 0 | 0 | 0 | 0 | 0 | 0 | 0 | 0 | 0 | 0 | 0 | 0 | 0 | 0 | 0 | 0 | 0 | 0 | 0 | 0 | 0 | 0 | 0 | 0 | 0 | 0 | 0 | 0 | 0 | 0 | 0 | 0 | 0 | 0 | 0 | 0 | 0 | 0 | 0 | 0 | 0 | 0 | 0 | 0 | 0 | 0 | 0 | 0 | 0 | 0 | 0 | 0 | 0 | 0 | 0 | 0 | 0 | 0 | 0 | 0 | 0 | 0 | 0 | 0 | 0 | 0 | 0 | 0 | 0 | 0 | 0 | 0 | 0 | 0 | 0 | 0 | 0 | 0 | 0 | 0 | 0 | 0 | 0 | 0 | 0 | 0 | 0
[100 empty] | 0 | 0 | 0 | 0 | 0 | 0 | 0 | 0 | 0 | 0 | 0 | 0 | 0 | 0 | 0 | 0 | 0 | 0 | 0 | 0 | 0 | 0 | 0 | 0 | 0 | 0 | 0 | 0 | 0 | 0 | 0 | 0 | 0 | 0 | 0 | 0 | 0 | 0 | 0 | 0 | 0 | 0 | 0 | 0 | 0 | 0 | 0 | 0 | 0 | 0 | 0 | 0 | 0 | 0 | 0 | 0 | 0 | 0 | 0 | 0 | 0 | 0 | 0 | 0 | 0 | 0 | 0 | 0 | 0 | 0 | 0 | 0 | 0 | 0 | 0 | 0 | 0 | 0 | 0 | 0 | 0 | 0 | 0 | 0 | 0 | 0 | 0 | 0 | 0 | 0 | 0
[100 empty] | 0 | 0 | 0 | 0 | 0 | 0 | 0 | 0 | 0 | 0 | 0 | 0 | 0 | 0 | 0 | 0 | 0 | 0 | 0 | 0 | 0 | 0 | 0 | 0 | 0 | 0 | 0 | 0 | 0 | 0 | 0 | 0 | 0 | 0 | 0 | 0 | 0 | 0 | 0 | 0 | 0 | 0 | 0 | 0 | 0 | 0 | 0 | 0 | 0 | 0 | 0 | 0 | 0 | 0 | 0 | 0 | 0 | 0 | 0 | 0 | 0 | 0 | 0 | 0 | 0 | 0 | 0 | 0 | 0 | 0 | 0 | 0 | 0 | 0 | 0 | 0 | 0 | 0 | 0 | 0 | 0 | 0 | 0 | 0 | 0 | 0 | 0 | 0 | 0 | 0 | 0
[100 empty] | 0 | 0 | 0 | 0 | 0 | 0 | 0 | 0 | 0 | 0 | 0 | 0 | 0 | 0 | 0 | 0 | 0 | 0 | 0 | 0 | 0 | 0 | 0 | 0 | 0 | 0 | 0 | 0 | 0 | 0 | 0 | 0 | 0 | 0 | 0 | 0 | 0 | 0 | 0 | 0 | 0 | 0 | 0 | 0 | 0 | 0 | 0 | 0 | 0 | 0 | 0 | 0 | 0 | 0 | 0 | 0 | 0 | 0 | 0 | 0 | 0 | 0 | 0 | 0 | 0 | 0 | 0 | 0 | 0 | 0 | 0 | 0 | 0 | 0 | 0 | 0 | 0 | 0 | 0 | 0 | 0 | 0 | 0 | 0 | 0 | 0 | 0 | 0 | 0 | 0 | 0
[100 empty] | 0 | 0 | 0 | 0 | 0 | 0 | 0 | 0 | 0 | 0 | 0 | 0 | 0 | 0 | 0 | 0 | 0 | 0 | 0 | 0 | 0 | 0 | 0 | 0 | 0 | 0 | 0 | 0 | 0 | 0 | 0 | 0 | 0 | 0 | 0 | 0 | 0 | 0 | 0 | 0 | 0 | 0 | 0 | 0 | 0 | 0 | 0 | 0 | 0 | 0 | 0 | 0 | 0 | 0 | 0 | 0 | 0 | 0 | 0 | 0 | 0 | 0 | 0 | 0 | 0 | 0 | 0 | 0 | 0 | 0 | 0 | 0 | 0 | 0 | 0 | 0 | 0 | 0 | 0 | 0 | 0 | 0 | 0 | 0 | 0 | 0 | 0 | 0 | 0 | 0 | 0
[100 empty] | 0 | 0 | 0 | 0 | 0 | 0 | 0 | 0 | 0 | 0 | 0 | 0 | 0 | 0 | 0 | 0 | 0 | 0 | 0 | 0 | 0 | 0 | 0 | 0 | 0 | 0 | 0 | 0 | 0 | 0 | 0 | 0 | 0 | 0 | 0 | 0 | 0 | 0 | 0 | 0 | 0 | 0 | 0 | 0 | 0 | 0 | 0 | 0 | 0 | 0 | 0 | 0 | 0 | 0 | 0 | 0 | 0 | 0 | 0 | 0 | 0 | 0 | 0 | 0 | 0 | 0 | 0 | 0 | 0 | 0 | 0 | 0 | 0 | 0 | 0 | 0 | 0 | 0 | 0 | 0 | 0 | 0 | 0 | 0 | 0 | 0 | 0 | 0 | 0 | 0 | 0
[100 empty] | 0 | 0 | 0 | 0 | 0 | 0 | 0 | 0 | 0 | 0 | 0 | 0 | 0 | 0 | 0 | 0 | 0 | 0 | 0 | 0 | 0 | 0 | 0 | 0 | 0 | 0 | 0 | 0 | 0 | 0 | 0 | 0 | 0 | 0 | 0 | 0 | 0 | 0 | 0 | 0 | 0 | 0 | 0 | 0 | 0 | 0 | 0 | 0 | 0 | 0 | 0 | 0 | 0 | 0 | 0 | 0 | 0 | 0 | 0 | 0 | 0 | 0 | 0 | 0 | 0 | 0 | 0 | 0 | 0 | 0 | 0 | 0 | 0 | 0 | 0 | 0 | 0 | 0 | 0 | 0 | 0 | 0 | 0 | 0 | 0 | 0 | 0 | 0 | 0 | 0 | 0
[100 empty] | 0 | 0 | 0 | 0 | 0 | 0 | 0 | 0 | 0 | 0 | 0 | 0 | 0 | 0 | 0 | 0 | 0 | 0 | 0 | 0 | 0 | 0 | 0 | 0 | 0 | 0 | 0 | 0 | 0 | 0 | 0 | 0 | 0 | 0 | 0 | 0 | 0 | 0 | 0 | 0 | 0 | 0 | 0 | 0 | 0 | 0 | 0 | 0 | 0 | 0 | 0 | 0 | 0 | 0 | 0 | 0 | 0 | 0 | 0 | 0 | 0 | 0 | 0 | 0 | 0 | 0 | 0 | 0 | 0 | 0 | 0 | 0 | 0 | 0 | 0 | 0 | 0 | 0 | 0 | 0 | 0 | 0 | 0 | 0 | 0 | 0 | 0 | 0 | 0 | 0 | 0
[100 empty] | 0 | 0 | 0 | 0 | 0 | 0 | 0 | 0 | 0 | 0 | 0 | 0 | 0 | 0 | 0 | 0 | 0 | 0 | 0 | 0 | 0 | 0 | 0 | 0 | 0 | 0 | 0 | 0 | 0 | 0 | 0 | 0 | 0 | 0 | 0 | 0 | 0 | 0 | 0 | 0 | 0 | 0 | 0 | 0 | 0 | 0 | 0 | 0 | 0 | 0 | 0 | 0 | 0 | 0 | 0 | 0 | 0 | 0 | 0 | 0 | 0 | 0 | 0 | 0 | 0 | 0 | 0 | 0 | 0 | 0 | 0 | 0 | 0 | 0 | 0 | 0 | 0 | 0 | 0 | 0 | 0 | 0 | 0 | 0 | 0 | 0 | 0 | 0 | 0 | 0 | 0
[100 empty] | 0 | 0 | 0 | 0 | 0 | 0 | 0 | 0 | 0 | 0 | 0 | 0 | 0 | 0 | 0 | 0 | 0 | 0 | 0 | 0 | 0 | 0 | 0 | 0 | 0 | 0 | 0 | 0 | 0 | 0 | 0 | 0 | 0 | 0 | 0 | 0 | 0 | 0 | 0 | 0 | 0 | 0 | 0 | 0 | 0 | 0 | 0 | 0 | 0 | 0 | 0 | 0 | 0 | 0 | 0 | 0 | 0 | 0 | 0 | 0 | 0 | 0 | 0 | 0 | 0 | 0 | 0 | 0 | 0 | 0 | 0 | 0 | 0 | 0 | 0 | 0 | 0 | 0 | 0 | 0 | 0 | 0 | 0 | 0 | 0 | 0 | 0 | 0 | 0 | 0 | 0
[100 empty] | 0 | 0 | 0 | 0 | 0 | 0 | 0 | 0 | 0 | 0 | 0 | 0 | 0 | 0 | 0 | 0 | 0 | 0 | 0 | 0 | 0 | 0 | 0 | 0 | 0 | 0 | 0 | 0 | 0 | 0 | 0 | 0 | 0 | 0 | 0 | 0 | 0 | 0 | 0 | 0 | 0 | 0 | 0 | 0 | 0 | 0 | 0 | 0 | 0 | 0 | 0 | 0 | 0 | 0 | 0 | 0 | 0 | 0 | 0 | 0 | 0 | 0 | 0 | 0 | 0 | 0 | 0 | 0 | 0 | 0 | 0 | 0 | 0 | 0 | 0 | 0 | 0 | 0 | 0 | 0 | 0 | 0 | 0 | 0 | 0 | 0 | 0 | 0 | 0 | 0 | 0
[100 empty] | 0 | 0 | 0 | 0 | 0 | 0 | 0 | 0 | 0 | 0 | 0 | 0 | 0 | 0 | 0 | 0 | 0 | 0 | 0 | 0 | 0 | 0 | 0 | 0 | 0 | 0 | 0 | 0 | 0 | 0 | 0 | 0 | 0 | 0 | 0 | 0 | 0 | 0 | 0 | 0 | 0 | 0 | 0 | 0 | 0 | 0 | 0 | 0 | 0 | 0 | 0 | 0 | 0 | 0 | 0 | 0 | 0 | 0 | 0 | 0 | 0 | 0 | 0 | 0 | 0 | 0 | 0 | 0 | 0 | 0 | 0 | 0 | 0 | 0 | 0 | 0 | 0 | 0 | 0 | 0 | 0 | 0 | 0 | 0 | 0 | 0 | 0 | 0 | 0 | 0 | 0
[100 empty] | 0 | 0 | 0 | 0 | 0 | 0 | 0 | 0 | 0 | 0 | 0 | 0 | 0 | 0 | 0 | 0 | 0 | 0 | 0 | 0 | 0 | 0 | 0 | 0 | 0 | 0 | 0 | 0 | 0 | 0 | 0 | 0 | 0 | 0 | 0 | 0 | 0 | 0 | 0 | 0 | 0 | 0 | 0 | 0 | 0 | 0 | 0 | 0 | 0 | 0 | 0 | 0 | 0 | 0 | 0 | 0 | 0 | 0 | 0 | 0 | 0 | 0 | 0 | 0 | 0 | 0 | 0 | 0 | 0 | 0 | 0 | 0 | 0 | 0 | 0 | 0 | 0 | 0 | 0 | 0 | 0 | 0 | 0 | 0 | 0 | 0 | 0 | 0 | 0 | 0 | 0
[100 empty] | 0 | 0 | 0 | 0 | 0 | 0 | 0 | 0 | 0 | 0 | 0 | 0 | 0 | 0 | 0 | 0 | 0 | 0 | 0 | 0 | 0 | 0 | 0 | 0 | 0 | 0 | 0 | 0 | 0 | 0 | 0 | 0 | 0 | 0 | 0 | 0 | 0 | 0 | 0 | 0 | 0 | 0 | 0 | 0 | 0 | 0 | 0 | 0 | 0 | 0 | 0 | 0 | 0 | 0 | 0 | 0 | 0 | 0 | 0 | 0 | 0 | 0 | 0 | 0 | 0 | 0 | 0 | 0 | 0 | 0 | 0 | 0 | 0 | 0 | 0 | 0 | 0 | 0 | 0 | 0 | 0 | 0 | 0 | 0 | 0 | 0 | 0 | 0 | 0 | 0 | 0
[100 empty] | 0 | 0 | 0 | 0 | 0 | 0 | 0 | 0 | 0 | 0 | 0 | 0 | 0 | 0 | 0 | 0 | 0 | 0 | 0 | 0 | 0 | 0 | 0 | 0 | 0 | 0 | 0 | 0 | 0 | 0 | 0 | 0 | 0 | 0 | 0 | 0 | 0 | 0 | 0 | 0 | 0 | 0 | 0 | 0 | 0 | 0 | 0 | 0 | 0 | 0 | 0 | 0 | 0 | 0 | 0 | 0 | 0 | 0 | 0 | 0 | 0 | 0 | 0 | 0 | 0 | 0 | 0 | 0 | 0 | 0 | 0 | 0 | 0 | 0 | 0 | 0 | 0 | 0 | 0 | 0 | 0 | 0 | 0 | 0 | 0 | 0 | 0 | 0 | 0 | 0 | 0
[100 empty] | 0 | 0 | 0 | 0 | 0 | 0 | 0 | 0 | 0 | 0 | 0 | 0 | 0 | 0 | 0 | 0 | 0 | 0 | 0 | 0 | 0 | 0 | 0 | 0 | 0 | 0 | 0 | 0 | 0 | 0 | 0 | 0 | 0 | 0 | 0 | 0 | 0 | 0 | 0 | 0 | 0 | 0 | 0 | 0 | 0 | 0 | 0 | 0 | 0 | 0 | 0 | 0 | 0 | 0 | 0 | 0 | 0 | 0 | 0 | 0 | 0 | 0 | 0 | 0 | 0 | 0 | 0 | 0 | 0 | 0 | 0 | 0 | 0 | 0 | 0 | 0 | 0 | 0 | 0 | 0 | 0 | 0 | 0 | 0 | 0 | 0 | 0 | 0 | 0 | 0 | 0
[100 empty] | 0 | 0 | 0 | 0 | 0 | 0 | 0 | 0 | 0 | 0 | 0 | 0 | 0 | 0 | 0 | 0 | 0 | 0 | 0 | 0 | 0 | 0 | 0 | 0 | 0 | 0 | 0 | 0 | 0 | 0 | 0 | 0 | 0 | 0 | 0 | 0 | 0 | 0 | 0 | 0 | 0 | 0 | 0 | 0 | 0 | 0 | 0 | 0 | 0 | 0 | 0 | 0 | 0 | 0 | 0 | 0 | 0 | 0 | 0 | 0 | 0 | 0 | 0 | 0 | 0 | 0 | 0 | 0 | 0 | 0 | 0 | 0 | 0 | 0 | 0 | 0 | 0 | 0 | 0 | 0 | 0 | 0 | 0 | 0 | 0 | 0 | 0 | 0 | 0 | 0 | 0
[100 empty] | 0 | 0 | 0 | 0 | 0 | 0 | 0 | 0 | 0 | 0 | 0 | 0 | 0 | 0 | 0 | 0 | 0 | 0 | 0 | 0 | 0 | 0 | 0 | 0 | 0 | 0 | 0 | 0 | 0 | 0 | 0 | 0 | 0 | 0 | 0 | 0 | 0 | 0 | 0 | 0 | 0 | 0 | 0 | 0 | 0 | 0 | 0 | 0 | 0 | 0 | 0 | 0 | 0 | 0 | 0 | 0 | 0 | 0 | 0 | 0 | 0 | 0 | 0 | 0 | 0 | 0 | 0 | 0 | 0 | 0 | 0 | 0 | 0 | 0 | 0 | 0 | 0 | 0 | 0 | 0 | 0 | 0 | 0 | 0 | 0 | 0 | 0 | 0 | 0 | 0 | 0
[100 empty] | 0 | 0 | 0 | 0 | 0 | 0 | 0 | 0 | 0 | 0 | 0 | 0 | 0 | 0 | 0 | 0 | 0 | 0 | 0 | 0 | 0 | 0 | 0 | 0 | 0 | 0 | 0 | 0 | 0 | 0 | 0 | 0 | 0 | 0 | 0 | 0 | 0 | 0 | 0 | 0 | 0 | 0 | 0 | 0 | 0 | 0 | 0 | 0 | 0 | 0 | 0 | 0 | 0 | 0 | 0 | 0 | 0 | 0 | 0 | 0 | 0 | 0 | 0 | 0 | 0 | 0 | 0 | 0 | 0 | 0 | 0 | 0 | 0 | 0 | 0 | 0 | 0 | 0 | 0 | 0 | 0 | 0 | 0 | 0 | 0 | 0 | 0 | 0 | 0 | 0 | 0
[100 empty] | 0 | 0 | 0 | 0 | 0 | 0 | 0 | 0 | 0 | 0 | 0 | 0 | 0 | 0 | 0 | 0 | 0 | 0 | 0 | 0 | 0 | 0 | 0 | 0 | 0 | 0 | 0 | 0 | 0 | 0 | 0 | 0 | 0 | 0 | 0 | 0 | 0 | 0 | 0 | 0 | 0 | 0 | 0 | 0 | 0 | 0 | 0 | 0 | 0 | 0 | 0 | 0 | 0 | 0 | 0 | 0 | 0 | 0 | 0 | 0 | 0 | 0 | 0 | 0 | 0 | 0 | 0 | 0 | 0 | 0 | 0 | 0 | 0 | 0 | 0 | 0 | 0 | 0 | 0 | 0 | 0 | 0 | 0 | 0 | 0 | 0 | 0 | 0 | 0 | 0 | 0
[100 empty] | 0 | 0 | 0 | 0 | 0 | 0 | 0 | 0 | 0 | 0 | 0 | 0 | 0 | 0 | 0 | 0 | 0 | 0 | 0 | 0 | 0 | 0 | 0 | 0 | 0 | 0 | 0 | 0 | 0 | 0 | 0 | 0 | 0 | 0 | 0 | 0 | 0 | 0 | 0 | 0 | 0 | 0 | 0 | 0 | 0 | 0 | 0 | 0 | 0 | 0 | 0 | 0 | 0 | 0 | 0 | 0 | 0 | 0 | 0 | 0 | 0 | 0 | 0 | 0 | 0 | 0 | 0 | 0 | 0 | 0 | 0 | 0 | 0 | 0 | 0 | 0 | 0 | 0 | 0 | 0 | 0 | 0 | 0 | 0 | 0 | 0 | 0 | 0 | 0 | 0 | 0
[100 empty] | 0 | 0 | 0 | 0 | 0 | 0 | 0 | 0 | 0 | 0 | 0 | 0 | 0 | 0 | 0 | 0 | 0 | 0 | 0 | 0 | 0 | 0 | 0 | 0 | 0 | 0 | 0 | 0 | 0 | 0 | 0 | 0 | 0 | 0 | 0 | 0 | 0 | 0 | 0 | 0 | 0 | 0 | 0 | 0 | 0 | 0 | 0 | 0 | 0 | 0 | 0 | 0 | 0 | 0 | 0 | 0 | 0 | 0 | 0 | 0 | 0 | 0 | 0 | 0 | 0 | 0 | 0 | 0 | 0 | 0 | 0 | 0 | 0 | 0 | 0 | 0 | 0 | 0 | 0 | 0 | 0 | 0 | 0 | 0 | 0 | 0 | 0 | 0 | 0 | 0 | 0
[100 empty] | 0 | 0 | 0 | 0 | 0 | 0 | 0 | 0 | 0 | 0 | 0 | 0 | 0 | 0 | 0 | 0 | 0 | 0 | 0 | 0 | 0 | 0 | 0 | 0 | 0 | 0 | 0 | 0 | 0 | 0 | 0 | 0 | 0 | 0 | 0 | 0 | 0 | 0 | 0 | 0 | 0 | 0 | 0 | 0 | 0 | 0 | 0 | 0 | 0 | 0 | 0 | 0 | 0 | 0 | 0 | 0 | 0 | 0 | 0 | 0 | 0 | 0 | 0 | 0 | 0 | 0 | 0 | 0 | 0 | 0 | 0 | 0 | 0 | 0 | 0 | 0 | 0 | 0 | 0 | 0 | 0 | 0 | 0 | 0 | 0 | 0 | 0 | 0 | 0 | 0 | 0
[100 empty] | 0 | 0 | 0 | 0 | 0 | 0 | 0 | 0 | 0 | 0 | 0 | 0 | 0 | 0 | 0 | 0 | 0 | 0 | 0 | 0 | 0 | 0 | 0 | 0 | 0 | 0 | 0 | 0 | 0 | 0 | 0 | 0 | 0 | 0 | 0 | 0 | 0 | 0 | 0 | 0 | 0 | 0 | 0 | 0 | 0 | 0 | 0 | 0 | 0 | 0 | 0 | 0 | 0 | 0 | 0 | 0 | 0 | 0 | 0 | 0 | 0 | 0 | 0 | 0 | 0 | 0 | 0 | 0 | 0 | 0 | 0 | 0 | 0 | 0 | 0 | 0 | 0 | 0 | 0 | 0 | 0 | 0 | 0 | 0 | 0 | 0 | 0 | 0 | 0 | 0 | 0
[100 empty] | 0 | 0 | 0 | 0 | 0 | 0 | 0 | 0 | 0 | 0 | 0 | 0 | 0 | 0 | 0 | 0 | 0 | 0 | 0 | 0 | 0 | 0 | 0 | 0 | 0 | 0 | 0 | 0 | 0 | 0 | 0 | 0 | 0 | 0 | 0 | 0 | 0 | 0 | 0 | 0 | 0 | 0 | 0 | 0 | 0 | 0 | 0 | 0 | 0 | 0 | 0 | 0 | 0 | 0 | 0 | 0 | 0 | 0 | 0 | 0 | 0 | 0 | 0 | 0 | 0 | 0 | 0 | 0 | 0 | 0 | 0 | 0 | 0 | 0 | 0 | 0 | 0 | 0 | 0 | 0 | 0 | 0 | 0 | 0 | 0 | 0 | 0 | 0 | 0 | 0 | 0
[100 empty] | 0 | 0 | 0 | 0 | 0 | 0 | 0 | 0 | 0 | 0 | 0 | 0 | 0 | 0 | 0 | 0 | 0 | 0 | 0 | 0 | 0 | 0 | 0 | 0 | 0 | 0 | 0 | 0 | 0 | 0 | 0 | 0 | 0 | 0 | 0 | 0 | 0 | 0 | 0 | 0 | 0 | 0 | 0 | 0 | 0 | 0 | 0 | 0 | 0 | 0 | 0 | 0 | 0 | 0 | 0 | 0 | 0 | 0 | 0 | 0 | 0 | 0 | 0 | 0 | 0 | 0 | 0 | 0 | 0 | 0 | 0 | 0 | 0 | 0 | 0 | 0 | 0 | 0 | 0 | 0 | 0 | 0 | 0 | 0 | 0 | 0 | 0 | 0 | 0 | 0 | 0
[100 empty] | 0 | 0 | 0 | 0 | 0 | 0 | 0 | 0 | 0 | 0 | 0 | 0 | 0 | 0 | 0 | 0 | 0 | 0 | 0 | 0 | 0 | 0 | 0 | 0 | 0 | 0 | 0 | 0 | 0 | 0 | 0 | 0 | 0 | 0 | 0 | 0 | 0 | 0 | 0 | 0 | 0 | 0 | 0 | 0 | 0 | 0 | 0 | 0 | 0 | 0 | 0 | 0 | 0 | 0 | 0 | 0 | 0 | 0 | 0 | 0 | 0 | 0 | 0 | 0 | 0 | 0 | 0 | 0 | 0 | 0 | 0 | 0 | 0 | 0 | 0 | 0 | 0 | 0 | 0 | 0 | 0 | 0 | 0 | 0 | 0 | 0 | 0 | 0 | 0 | 0 | 0
[100 empty] | 0 | 0 | 0 | 0 | 0 | 0 | 0 | 0 | 0 | 0 | 0 | 0 | 0 | 0 | 0 | 0 | 0 | 0 | 0 | 0 | 0 | 0 | 0 | 0 | 0 | 0 | 0 | 0 | 0 | 0 | 0 | 0 | 0 | 0 | 0 | 0 | 0 | 0 | 0 | 0 | 0 | 0 | 0 | 0 | 0 | 0 | 0 | 0 | 0 | 0 | 0 | 0 | 0 | 0 | 0 | 0 | 0 | 0 | 0 | 0 | 0 | 0 | 0 | 0 | 0 | 0 | 0 | 0 | 0 | 0 | 0 | 0 | 0 | 0 | 0 | 0 | 0 | 0 | 0 | 0 | 0 | 0 | 0 | 0 | 0 | 0 | 0 | 0 | 0 | 0 | 0
[100 empty] | 0 | 0 | 0 | 0 | 0 | 0 | 0 | 0 | 0 | 0 | 0 | 0 | 0 | 0 | 0 | 0 | 0 | 0 | 0 | 0 | 0 | 0 | 0 | 0 | 0 | 0 | 0 | 0 | 0 | 0 | 0 | 0 | 0 | 0 | 0 | 0 | 0 | 0 | 0 | 0 | 0 | 0 | 0 | 0 | 0 | 0 | 0 | 0 | 0 | 0 | 0 | 0 | 0 | 0 | 0 | 0 | 0 | 0 | 0 | 0 | 0 | 0 | 0 | 0 | 0 | 0 | 0 | 0 | 0 | 0 | 0 | 0 | 0 | 0 | 0 | 0 | 0 | 0 | 0 | 0 | 0 | 0 | 0 | 0 | 0 | 0 | 0 | 0 | 0 | 0 | 0
[100 empty] | 0 | 0 | 0 | 0 | 0 | 0 | 0 | 0 | 0 | 0 | 0 | 0 | 0 | 0 | 0 | 0 | 0 | 0 | 0 | 0 | 0 | 0 | 0 | 0 | 0 | 0 | 0 | 0 | 0 | 0 | 0 | 0 | 0 | 0 | 0 | 0 | 0 | 0 | 0 | 0 | 0 | 0 | 0 | 0 | 0 | 0 | 0 | 0 | 0 | 0 | 0 | 0 | 0 | 0 | 0 | 0 | 0 | 0 | 0 | 0 | 0 | 0 | 0 | 0 | 0 | 0 | 0 | 0 | 0 | 0 | 0 | 0 | 0 | 0 | 0 | 0 | 0 | 0 | 0 | 0 | 0 | 0 | 0 | 0 | 0 | 0 | 0 | 0 | 0 | 0 | 0
[100 empty] | 0 | 0 | 0 | 0 | 0 | 0 | 0 | 0 | 0 | 0 | 0 | 0 | 0 | 0 | 0 | 0 | 0 | 0 | 0 | 0 | 0 | 0 | 0 | 0 | 0 | 0 | 0 | 0 | 0 | 0 | 0 | 0 | 0 | 0 | 0 | 0 | 0 | 0 | 0 | 0 | 0 | 0 | 0 | 0 | 0 | 0 | 0 | 0 | 0 | 0 | 0 | 0 | 0 | 0 | 0 | 0 | 0 | 0 | 0 | 0 | 0 | 0 | 0 | 0 | 0 | 0 | 0 | 0 | 0 | 0 | 0 | 0 | 0 | 0 | 0 | 0 | 0 | 0 | 0 | 0 | 0 | 0 | 0 | 0 | 0 | 0 | 0 | 0 | 0 | 0 | 0
[100 empty] | 0 | 0 | 0 | 0 | 0 | 0 | 0 | 0 | 0 | 0 | 0 | 0 | 0 | 0 | 0 | 0 | 0 | 0 | 0 | 0 | 0 | 0 | 0 | 0 | 0 | 0 | 0 | 0 | 0 | 0 | 0 | 0 | 0 | 0 | 0 | 0 | 0 | 0 | 0 | 0 | 0 | 0 | 0 | 0 | 0 | 0 | 0 | 0 | 0 | 0 | 0 | 0 | 0 | 0 | 0 | 0 | 0 | 0 | 0 | 0 | 0 | 0 | 0 | 0 | 0 | 0 | 0 | 0 | 0 | 0 | 0 | 0 | 0 | 0 | 0 | 0 | 0 | 0 | 0 | 0 | 0 | 0 | 0 | 0 | 0 | 0 | 0 | 0 | 0 | 0 | 0
[100 empty] | 0 | 0 | 0 | 0 | 0 | 0 | 0 | 0 | 0 | 0 | 0 | 0 | 0 | 0 | 0 | 0 | 0 | 0 | 0 | 0 | 0 | 0 | 0 | 0 | 0 | 0 | 0 | 0 | 0 | 0 | 0 | 0 | 0 | 0 | 0 | 0 | 0 | 0 | 0 | 0 | 0 | 0 | 0 | 0 | 0 | 0 | 0 | 0 | 0 | 0 | 0 | 0 | 0 | 0 | 0 | 0 | 0 | 0 | 0 | 0 | 0 | 0 | 0 | 0 | 0 | 0 | 0 | 0 | 0 | 0 | 0 | 0 | 0 | 0 | 0 | 0 | 0 | 0 | 0 | 0 | 0 | 0 | 0 | 0 | 0 | 0 | 0 | 0 | 0 | 0 | 0
[100 empty] | 0 | 0 | 0 | 0 | 0 | 0 | 0 | 0 | 0 | 0 | 0 | 0 | 0 | 0 | 0 | 0 | 0 | 0 | 0 | 0 | 0 | 0 | 0 | 0 | 0 | 0 | 0 | 0 | 0 | 0 | 0 | 0 | 0 | 0 | 0 | 0 | 0 | 0 | 0 | 0 | 0 | 0 | 0 | 0 | 0 | 0 | 0 | 0 | 0 | 0 | 0 | 0 | 0 | 0 | 0 | 0 | 0 | 0 | 0 | 0 | 0 | 0 | 0 | 0 | 0 | 0 | 0 | 0 | 0 | 0 | 0 | 0 | 0 | 0 | 0 | 0 | 0 | 0 | 0 | 0 | 0 | 0 | 0 | 0 | 0 | 0 | 0 | 0 | 0 | 0 | 0
[100 empty] | 0 | 0 | 0 | 0 | 0 | 0 | 0 | 0 | 0 | 0 | 0 | 0 | 0 | 0 | 0 | 0 | 0 | 0 | 0 | 0 | 0 | 0 | 0 | 0 | 0 | 0 | 0 | 0 | 0 | 0 | 0 | 0 | 0 | 0 | 0 | 0 | 0 | 0 | 0 | 0 | 0 | 0 | 0 | 0 | 0 | 0 | 0 | 0 | 0 | 0 | 0 | 0 | 0 | 0 | 0 | 0 | 0 | 0 | 0 | 0 | 0 | 0 | 0 | 0 | 0 | 0 | 0 | 0 | 0 | 0 | 0 | 0 | 0 | 0 | 0 | 0 | 0 | 0 | 0 | 0 | 0 | 0 | 0 | 0 | 0 | 0 | 0 | 0 | 0 | 0 | 0
[100 empty] | 0 | 0 | 0 | 0 | 0 | 0 | 0 | 0 | 0 | 0 | 0 | 0 | 0 | 0 | 0 | 0 | 0 | 0 | 0 | 0 | 0 | 0 | 0 | 0 | 0 | 0 | 0 | 0 | 0 | 0 | 0 | 0 | 0 | 0 | 0 | 0 | 0 | 0 | 0 | 0 | 0 | 0 | 0 | 0 | 0 | 0 | 0 | 0 | 0 | 0 | 0 | 0 | 0 | 0 | 0 | 0 | 0 | 0 | 0 | 0 | 0 | 0 | 0 | 0 | 0 | 0 | 0 | 0 | 0 | 0 | 0 | 0 | 0 | 0 | 0 | 0 | 0 | 0 | 0 | 0 | 0 | 0 | 0 | 0 | 0 | 0 | 0 | 0 | 0 | 0 | 0
[100 empty] | 0 | 0 | 0 | 0 | 0 | 0 | 0 | 0 | 0 | 0 | 0 | 0 | 0 | 0 | 0 | 0 | 0 | 0 | 0 | 0 | 0 | 0 | 0 | 0 | 0 | 0 | 0 | 0 | 0 | 0 | 0 | 0 | 0 | 0 | 0 | 0 | 0 | 0 | 0 | 0 | 0 | 0 | 0 | 0 | 0 | 0 | 0 | 0 | 0 | 0 | 0 | 0 | 0 | 0 | 0 | 0 | 0 | 0 | 0 | 0 | 0 | 0 | 0 | 0 | 0 | 0 | 0 | 0 | 0 | 0 | 0 | 0 | 0 | 0 | 0 | 0 | 0 | 0 | 0 | 0 | 0 | 0 | 0 | 0 | 0 | 0 | 0 | 0 | 0 | 0 | 0
[100 empty] | 0 | 0 | 0 | 0 | 0 | 0 | 0 | 0 | 0 | 0 | 0 | 0 | 0 | 0 | 0 | 0 | 0 | 0 | 0 | 0 | 0 | 0 | 0 | 0 | 0 | 0 | 0 | 0 | 0 | 0 | 0 | 0 | 0 | 0 | 0 | 0 | 0 | 0 | 0 | 0 | 0 | 0 | 0 | 0 | 0 | 0 | 0 | 0 | 0 | 0 | 0 | 0 | 0 | 0 | 0 | 0 | 0 | 0 | 0 | 0 | 0 | 0 | 0 | 0 | 0 | 0 | 0 | 0 | 0 | 0 | 0 | 0 | 0 | 0 | 0 | 0 | 0 | 0 | 0 | 0 | 0 | 0 | 0 | 0 | 0 | 0 | 0 | 0 | 0 | 0 | 0
[100 empty] | 0 | 0 | 0 | 0 | 0 | 0 | 0 | 0 | 0 | 0 | 0 | 0 | 0 | 0 | 0 | 0 | 0 | 0 | 0 | 0 | 0 | 0 | 0 | 0 | 0 | 0 | 0 | 0 | 0 | 0 | 0 | 0 | 0 | 0 | 0 | 0 | 0 | 0 | 0 | 0 | 0 | 0 | 0 | 0 | 0 | 0 | 0 | 0 | 0 | 0 | 0 | 0 | 0 | 0 | 0 | 0 | 0 | 0 | 0 | 0 | 0 | 0 | 0 | 0 | 0 | 0 | 0 | 0 | 0 | 0 | 0 | 0 | 0 | 0 | 0 | 0 | 0 | 0 | 0 | 0 | 0 | 0 | 0 | 0 | 0 | 0 | 0 | 0 | 0 | 0 | 0
[100 empty] | 0 | 0 | 0 | 0 | 0 | 0 | 0 | 0 | 0 | 0 | 0 | 0 | 0 | 0 | 0 | 0 | 0 | 0 | 0 | 0 | 0 | 0 | 0 | 0 | 0 | 0 | 0 | 0 | 0 | 0 | 0 | 0 | 0 | 0 | 0 | 0 | 0 | 0 | 0 | 0 | 0 | 0 | 0 | 0 | 0 | 0 | 0 | 0 | 0 | 0 | 0 | 0 | 0 | 0 | 0 | 0 | 0 | 0 | 0 | 0 | 0 | 0 | 0 | 0 | 0 | 0 | 0 | 0 | 0 | 0 | 0 | 0 | 0 | 0 | 0 | 0 | 0 | 0 | 0 | 0 | 0 | 0 | 0 | 0 | 0 | 0 | 0 | 0 | 0 | 0 | 0
[100 empty] | 0 | 0 | 0 | 0 | 0 | 0 | 0 | 0 | 0 | 0 | 0 | 0 | 0 | 0 | 0 | 0 | 0 | 0 | 0 | 0 | 0 | 0 | 0 | 0 | 0 | 0 | 0 | 0 | 0 | 0 | 0 | 0 | 0 | 0 | 0 | 0 | 0 | 0 | 0 | 0 | 0 | 0 | 0 | 0 | 0 | 0 | 0 | 0 | 0 | 0 | 0 | 0 | 0 | 0 | 0 | 0 | 0 | 0 | 0 | 0 | 0 | 0 | 0 | 0 | 0 | 0 | 0 | 0 | 0 | 0 | 0 | 0 | 0 | 0 | 0 | 0 | 0 | 0 | 0 | 0 | 0 | 0 | 0 | 0 | 0 | 0 | 0 | 0 | 0 | 0 | 0
[100 empty] | 0 | 0 | 0 | 0 | 0 | 0 | 0 | 0 | 0 | 0 | 0 | 0 | 0 | 0 | 0 | 0 | 0 | 0 | 0 | 0 | 0 | 0 | 0 | 0 | 0 | 0 | 0 | 0 | 0 | 0 | 0 | 0 | 0 | 0 | 0 | 0 | 0 | 0 | 0 | 0 | 0 | 0 | 0 | 0 | 0 | 0 | 0 | 0 | 0 | 0 | 0 | 0 | 0 | 0 | 0 | 0 | 0 | 0 | 0 | 0 | 0 | 0 | 0 | 0 | 0 | 0 | 0 | 0 | 0 | 0 | 0 | 0 | 0 | 0 | 0 | 0 | 0 | 0 | 0 | 0 | 0 | 0 | 0 | 0 | 0 | 0 | 0 | 0 | 0 | 0 | 0
[100 empty] | 0 | 0 | 0 | 0 | 0 | 0 | 0 | 0 | 0 | 0 | 0 | 0 | 0 | 0 | 0 | 0 | 0 | 0 | 0 | 0 | 0 | 0 | 0 | 0 | 0 | 0 | 0 | 0 | 0 | 0 | 0 | 0 | 0 | 0 | 0 | 0 | 0 | 0 | 0 | 0 | 0 | 0 | 0 | 0 | 0 | 0 | 0 | 0 | 0 | 0 | 0 | 0 | 0 | 0 | 0 | 0 | 0 | 0 | 0 | 0 | 0 | 0 | 0 | 0 | 0 | 0 | 0 | 0 | 0 | 0 | 0 | 0 | 0 | 0 | 0 | 0 | 0 | 0 | 0 | 0 | 0 | 0 | 0 | 0 | 0 | 0 | 0 | 0 | 0 | 0 | 0
[100 empty] | 0 | 0 | 0 | 0 | 0 | 0 | 0 | 0 | 0 | 0 | 0 | 0 | 0 | 0 | 0 | 0 | 0 | 0 | 0 | 0 | 0 | 0 | 0 | 0 | 0 | 0 | 0 | 0 | 0 | 0 | 0 | 0 | 0 | 0 | 0 | 0 | 0 | 0 | 0 | 0 | 0 | 0 | 0 | 0 | 0 | 0 | 0 | 0 | 0 | 0 | 0 | 0 | 0 | 0 | 0 | 0 | 0 | 0 | 0 | 0 | 0 | 0 | 0 | 0 | 0 | 0 | 0 | 0 | 0 | 0 | 0 | 0 | 0 | 0 | 0 | 0 | 0 | 0 | 0 | 0 | 0 | 0 | 0 | 0 | 0 | 0 | 0 | 0 | 0 | 0 | 0
[100 empty] | 0 | 0 | 0 | 0 | 0 | 0 | 0 | 0 | 0 | 0 | 0 | 0 | 0 | 0 | 0 | 0 | 0 | 0 | 0 | 0 | 0 | 0 | 0 | 0 | 0 | 0 | 0 | 0 | 0 | 0 | 0 | 0 | 0 | 0 | 0 | 0 | 0 | 0 | 0 | 0 | 0 | 0 | 0 | 0 | 0 | 0 | 0 | 0 | 0 | 0 | 0 | 0 | 0 | 0 | 0 | 0 | 0 | 0 | 0 | 0 | 0 | 0 | 0 | 0 | 0 | 0 | 0 | 0 | 0 | 0 | 0 | 0 | 0 | 0 | 0 | 0 | 0 | 0 | 0 | 0 | 0 | 0 | 0 | 0 | 0 | 0 | 0 | 0 | 0 | 0 | 0
[100 empty] | 0 | 0 | 0 | 0 | 0 | 0 | 0 | 0 | 0 | 0 | 0 | 0 | 0 | 0 | 0 | 0 | 0 | 0 | 0 | 0 | 0 | 0 | 0 | 0 | 0 | 0 | 0 | 0 | 0 | 0 | 0 | 0 | 0 | 0 | 0 | 0 | 0 | 0 | 0 | 0 | 0 | 0 | 0 | 0 | 0 | 0 | 0 | 0 | 0 | 0 | 0 | 0 | 0 | 0 | 0 | 0 | 0 | 0 | 0 | 0 | 0 | 0 | 0 | 0 | 0 | 0 | 0 | 0 | 0 | 0 | 0 | 0 | 0 | 0 | 0 | 0 | 0 | 0 | 0 | 0 | 0 | 0 | 0 | 0 | 0 | 0 | 0 | 0 | 0 | 0 | 0
[100 empty] | 0 | 0 | 0 | 0 | 0 | 0 | 0 | 0 | 0 | 0 | 0 | 0 | 0 | 0 | 0 | 0 | 0 | 0 | 0 | 0 | 0 | 0 | 0 | 0 | 0 | 0 | 0 | 0 | 0 | 0 | 0 | 0 | 0 | 0 | 0 | 0 | 0 | 0 | 0 | 0 | 0 | 0 | 0 | 0 | 0 | 0 | 0 | 0 | 0 | 0 | 0 | 0 | 0 | 0 | 0 | 0 | 0 | 0 | 0 | 0 | 0 | 0 | 0 | 0 | 0 | 0 | 0 | 0 | 0 | 0 | 0 | 0 | 0 | 0 | 0 | 0 | 0 | 0 | 0 | 0 | 0 | 0 | 0 | 0 | 0 | 0 | 0 | 0 | 0 | 0 | 0
[100 empty] | 0 | 0 | 0 | 0 | 0 | 0 | 0 | 0 | 0 | 0 | 0 | 0 | 0 | 0 | 0 | 0 | 0 | 0 | 0 | 0 | 0 | 0 | 0 | 0 | 0 | 0 | 0 | 0 | 0 | 0 | 0 | 0 | 0 | 0 | 0 | 0 | 0 | 0 | 0 | 0 | 0 | 0 | 0 | 0 | 0 | 0 | 0 | 0 | 0 | 0 | 0 | 0 | 0 | 0 | 0 | 0 | 0 | 0 | 0 | 0 | 0 | 0 | 0 | 0 | 0 | 0 | 0 | 0 | 0 | 0 | 0 | 0 | 0 | 0 | 0 | 0 | 0 | 0 | 0 | 0 | 0 | 0 | 0 | 0 | 0 | 0 | 0 | 0 | 0 | 0 | 0
[100 empty] | 0 | 0 | 0 | 0 | 0 | 0 | 0 | 0 | 0 | 0 | 0 | 0 | 0 | 0 | 0 | 0 | 0 | 0 | 0 | 0 | 0 | 0 | 0 | 0 | 0 | 0 | 0 | 0 | 0 | 0 | 0 | 0 | 0 | 0 | 0 | 0 | 0 | 0 | 0 | 0 | 0 | 0 | 0 | 0 | 0 | 0 | 0 | 0 | 0 | 0 | 0 | 0 | 0 | 0 | 0 | 0 | 0 | 0 | 0 | 0 | 0 | 0 | 0 | 0 | 0 | 0 | 0 | 0 | 0 | 0 | 0 | 0 | 0 | 0 | 0 | 0 | 0 | 0 | 0 | 0 | 0 | 0 | 0 | 0 | 0 | 0 | 0 | 0 | 0 | 0 | 0
[100 empty] | 0 | 0 | 0 | 0 | 0 | 0 | 0 | 0 | 0 | 0 | 0 | 0 | 0 | 0 | 0 | 0 | 0 | 0 | 0 | 0 | 0 | 0 | 0 | 0 | 0 | 0 | 0 | 0 | 0 | 0 | 0 | 0 | 0 | 0 | 0 | 0 | 0 | 0 | 0 | 0 | 0 | 0 | 0 | 0 | 0 | 0 | 0 | 0 | 0 | 0 | 0 | 0 | 0 | 0 | 0 | 0 | 0 | 0 | 0 | 0 | 0 | 0 | 0 | 0 | 0 | 0 | 0 | 0 | 0 | 0 | 0 | 0 | 0 | 0 | 0 | 0 | 0 | 0 | 0 | 0 | 0 | 0 | 0 | 0 | 0 | 0 | 0 | 0 | 0 | 0 | 0
[100 empty] | 0 | 0 | 0 | 0 | 0 | 0 | 0 | 0 | 0 | 0 | 0 | 0 | 0 | 0 | 0 | 0 | 0 | 0 | 0 | 0 | 0 | 0 | 0 | 0 | 0 | 0 | 0 | 0 | 0 | 0 | 0 | 0 | 0 | 0 | 0 | 0 | 0 | 0 | 0 | 0 | 0 | 0 | 0 | 0 | 0 | 0 | 0 | 0 | 0 | 0 | 0 | 0 | 0 | 0 | 0 | 0 | 0 | 0 | 0 | 0 | 0 | 0 | 0 | 0 | 0 | 0 | 0 | 0 | 0 | 0 | 0 | 0 | 0 | 0 | 0 | 0 | 0 | 0 | 0 | 0 | 0 | 0 | 0 | 0 | 0 | 0 | 0 | 0 | 0 | 0 | 0
[100 empty] | 0 | 0 | 0 | 0 | 0 | 0 | 0 | 0 | 0 | 0 | 0 | 0 | 0 | 0 | 0 | 0 | 0 | 0 | 0 | 0 | 0 | 0 | 0 | 0 | 0 | 0 | 0 | 0 | 0 | 0 | 0 | 0 | 0 | 0 | 0 | 0 | 0 | 0 | 0 | 0 | 0 | 0 | 0 | 0 | 0 | 0 | 0 | 0 | 0 | 0 | 0 | 0 | 0 | 0 | 0 | 0 | 0 | 0 | 0 | 0 | 0 | 0 | 0 | 0 | 0 | 0 | 0 | 0 | 0 | 0 | 0 | 0 | 0 | 0 | 0 | 0 | 0 | 0 | 0 | 0 | 0 | 0 | 0 | 0 | 0 | 0 | 0 | 0 | 0 | 0 | 0
[100 empty] | 0 | 0 | 0 | 0 | 0 | 0 | 0 | 0 | 0 | 0 | 0 | 0 | 0 | 0 | 0 | 0 | 0 | 0 | 0 | 0 | 0 | 0 | 0 | 0 | 0 | 0 | 0 | 0 | 0 | 0 | 0 | 0 | 0 | 0 | 0 | 0 | 0 | 0 | 0 | 0 | 0 | 0 | 0 | 0 | 0 | 0 | 0 | 0 | 0 | 0 | 0 | 0 | 0 | 0 | 0 | 0 | 0 | 0 | 0 | 0 | 0 | 0 | 0 | 0 | 0 | 0 | 0 | 0 | 0 | 0 | 0 | 0 | 0 | 0 | 0 | 0 | 0 | 0 | 0 | 0 | 0 | 0 | 0 | 0 | 0 | 0 | 0 | 0 | 0 | 0 | 0
[100 empty] | 0 | 0 | 0 | 0 | 0 | 0 | 0 | 0 | 0 | 0 | 0 | 0 | 0 | 0 | 0 | 0 | 0 | 0 | 0 | 0 | 0 | 0 | 0 | 0 | 0 | 0 | 0 | 0 | 0 | 0 | 0 | 0 | 0 | 0 | 0 | 0 | 0 | 0 | 0 | 0 | 0 | 0 | 0 | 0 | 0 | 0 | 0 | 0 | 0 | 0 | 0 | 0 | 0 | 0 | 0 | 0 | 0 | 0 | 0 | 0 | 0 | 0 | 0 | 0 | 0 | 0 | 0 | 0 | 0 | 0 | 0 | 0 | 0 | 0 | 0 | 0 | 0 | 0 | 0 | 0 | 0 | 0 | 0 | 0 | 0 | 0 | 0 | 0 | 0 | 0 | 0
[100 empty] | 0 | 0 | 0 | 0 | 0 | 0 | 0 | 0 | 0 | 0 | 0 | 0 | 0 | 0 | 0 | 0 | 0 | 0 | 0 | 0 | 0 | 0 | 0 | 0 | 0 | 0 | 0 | 0 | 0 | 0 | 0 | 0 | 0 | 0 | 0 | 0 | 0 | 0 | 0 | 0 | 0 | 0 | 0 | 0 | 0 | 0 | 0 | 0 | 0 | 0 | 0 | 0 | 0 | 0 | 0 | 0 | 0 | 0 | 0 | 0 | 0 | 0 | 0 | 0 | 0 | 0 | 0 | 0 | 0 | 0 | 0 | 0 | 0 | 0 | 0 | 0 | 0 | 0 | 0 | 0 | 0 | 0 | 0 | 0 | 0 | 0 | 0 | 0 | 0 | 0 | 0
[100 empty] | 0 | 0 | 0 | 0 | 0 | 0 | 0 | 0 | 0 | 0 | 0 | 0 | 0 | 0 | 0 | 0 | 0 | 0 | 0 | 0 | 0 | 0 | 0 | 0 | 0 | 0 | 0 | 0 | 0 | 0 | 0 | 0 | 0 | 0 | 0 | 0 | 0 | 0 | 0 | 0 | 0 | 0 | 0 | 0 | 0 | 0 | 0 | 0 | 0 | 0 | 0 | 0 | 0 | 0 | 0 | 0 | 0 | 0 | 0 | 0 | 0 | 0 | 0 | 0 | 0 | 0 | 0 | 0 | 0 | 0 | 0 | 0 | 0 | 0 | 0 | 0 | 0 | 0 | 0 | 0 | 0 | 0 | 0 | 0 | 0 | 0 | 0 | 0 | 0 | 0 | 0
[100 empty] | 0 | 0 | 0 | 0 | 0 | 0 | 0 | 0 | 0 | 0 | 0 | 0 | 0 | 0 | 0 | 0 | 0 | 0 | 0 | 0 | 0 | 0 | 0 | 0 | 0 | 0 | 0 | 0 | 0 | 0 | 0 | 0 | 0 | 0 | 0 | 0 | 0 | 0 | 0 | 0 | 0 | 0 | 0 | 0 | 0 | 0 | 0 | 0 | 0 | 0 | 0 | 0 | 0 | 0 | 0 | 0 | 0 | 0 | 0 | 0 | 0 | 0 | 0 | 0 | 0 | 0 | 0 | 0 | 0 | 0 | 0 | 0 | 0 | 0 | 0 | 0 | 0 | 0 | 0 | 0 | 0 | 0 | 0 | 0 | 0 | 0 | 0 | 0 | 0 | 0 | 0
[100 empty] | 0 | 0 | 0 | 0 | 0 | 0 | 0 | 0 | 0 | 0 | 0 | 0 | 0 | 0 | 0 | 0 | 0 | 0 | 0 | 0 | 0 | 0 | 0 | 0 | 0 | 0 | 0 | 0 | 0 | 0 | 0 | 0 | 0 | 0 | 0 | 0 | 0 | 0 | 0 | 0 | 0 | 0 | 0 | 0 | 0 | 0 | 0 | 0 | 0 | 0 | 0 | 0 | 0 | 0 | 0 | 0 | 0 | 0 | 0 | 0 | 0 | 0 | 0 | 0 | 0 | 0 | 0 | 0 | 0 | 0 | 0 | 0 | 0 | 0 | 0 | 0 | 0 | 0 | 0 | 0 | 0 | 0 | 0 | 0 | 0 | 0 | 0 | 0 | 0 | 0 | 0
[100 empty] | 0 | 0 | 0 | 0 | 0 | 0 | 0 | 0 | 0 | 0 | 0 | 0 | 0 | 0 | 0 | 0 | 0 | 0 | 0 | 0 | 0 | 0 | 0 | 0 | 0 | 0 | 0 | 0 | 0 | 0 | 0 | 0 | 0 | 0 | 0 | 0 | 0 | 0 | 0 | 0 | 0 | 0 | 0 | 0 | 0 | 0 | 0 | 0 | 0 | 0 | 0 | 0 | 0 | 0 | 0 | 0 | 0 | 0 | 0 | 0 | 0 | 0 | 0 | 0 | 0 | 0 | 0 | 0 | 0 | 0 | 0 | 0 | 0 | 0 | 0 | 0 | 0 | 0 | 0 | 0 | 0 | 0 | 0 | 0 | 0 | 0 | 0 | 0 | 0 | 0 | 0
[100 empty] | 0 | 0 | 0 | 0 | 0 | 0 | 0 | 0 | 0 | 0 | 0 | 0 | 0 | 0 | 0 | 0 | 0 | 0 | 0 | 0 | 0 | 0 | 0 | 0 | 0 | 0 | 0 | 0 | 0 | 0 | 0 | 0 | 0 | 0 | 0 | 0 | 0 | 0 | 0 | 0 | 0 | 0 | 0 | 0 | 0 | 0 | 0 | 0 | 0 | 0 | 0 | 0 | 0 | 0 | 0 | 0 | 0 | 0 | 0 | 0 | 0 | 0 | 0 | 0 | 0 | 0 | 0 | 0 | 0 | 0 | 0 | 0 | 0 | 0 | 0 | 0 | 0 | 0 | 0 | 0 | 0 | 0 | 0 | 0 | 0 | 0 | 0 | 0 | 0 | 0 | 0
[100 empty] | 0 | 0 | 0 | 0 | 0 | 0 | 0 | 0 | 0 | 0 | 0 | 0 | 0 | 0 | 0 | 0 | 0 | 0 | 0 | 0 | 0 | 0 | 0 | 0 | 0 | 0 | 0 | 0 | 0 | 0 | 0 | 0 | 0 | 0 | 0 | 0 | 0 | 0 | 0 | 0 | 0 | 0 | 0 | 0 | 0 | 0 | 0 | 0 | 0 | 0 | 0 | 0 | 0 | 0 | 0 | 0 | 0 | 0 | 0 | 0 | 0 | 0 | 0 | 0 | 0 | 0 | 0 | 0 | 0 | 0 | 0 | 0 | 0 | 0 | 0 | 0 | 0 | 0 | 0 | 0 | 0 | 0 | 0 | 0 | 0 | 0 | 0 | 0 | 0 | 0 | 0
[100 empty] | 0 | 0 | 0 | 0 | 0 | 0 | 0 | 0 | 0 | 0 | 0 | 0 | 0 | 0 | 0 | 0 | 0 | 0 | 0 | 0 | 0 | 0 | 0 | 0 | 0 | 0 | 0 | 0 | 0 | 0 | 0 | 0 | 0 | 0 | 0 | 0 | 0 | 0 | 0 | 0 | 0 | 0 | 0 | 0 | 0 | 0 | 0 | 0 | 0 | 0 | 0 | 0 | 0 | 0 | 0 | 0 | 0 | 0 | 0 | 0 | 0 | 0 | 0 | 0 | 0 | 0 | 0 | 0 | 0 | 0 | 0 | 0 | 0 | 0 | 0 | 0 | 0 | 0 | 0 | 0 | 0 | 0 | 0 | 0 | 0 | 0 | 0 | 0 | 0 | 0 | 0
[100 empty] | 0 | 0 | 0 | 0 | 0 | 0 | 0 | 0 | 0 | 0 | 0 | 0 | 0 | 0 | 0 | 0 | 0 | 0 | 0 | 0 | 0 | 0 | 0 | 0 | 0 | 0 | 0 | 0 | 0 | 0 | 0 | 0 | 0 | 0 | 0 | 0 | 0 | 0 | 0 | 0 | 0 | 0 | 0 | 0 | 0 | 0 | 0 | 0 | 0 | 0 | 0 | 0 | 0 | 0 | 0 | 0 | 0 | 0 | 0 | 0 | 0 | 0 | 0 | 0 | 0 | 0 | 0 | 0 | 0 | 0 | 0 | 0 | 0 | 0 | 0 | 0 | 0 | 0 | 0 | 0 | 0 | 0 | 0 | 0 | 0 | 0 | 0 | 0 | 0 | 0 | 0
[100 empty] | 0 | 0 | 0 | 0 | 0 | 0 | 0 | 0 | 0 | 0 | 0 | 0 | 0 | 0 | 0 | 0 | 0 | 0 | 0 | 0 | 0 | 0 | 0 | 0 | 0 | 0 | 0 | 0 | 0 | 0 | 0 | 0 | 0 | 0 | 0 | 0 | 0 | 0 | 0 | 0 | 0 | 0 | 0 | 0 | 0 | 0 | 0 | 0 | 0 | 0 | 0 | 0 | 0 | 0 | 0 | 0 | 0 | 0 | 0 | 0 | 0 | 0 | 0 | 0 | 0 | 0 | 0 | 0 | 0 | 0 | 0 | 0 | 0 | 0 | 0 | 0 | 0 | 0 | 0 | 0 | 0 | 0 | 0 | 0 | 0 | 0 | 0 | 0 | 0 | 0 | 0
[100 empty] | 0 | 0 | 0 | 0 | 0 | 0 | 0 | 0 | 0 | 0 | 0 | 0 | 0 | 0 | 0 | 0 | 0 | 0 | 0 | 0 | 0 | 0 | 0 | 0 | 0 | 0 | 0 | 0 | 0 | 0 | 0 | 0 | 0 | 0 | 0 | 0 | 0 | 0 | 0 | 0 | 0 | 0 | 0 | 0 | 0 | 0 | 0 | 0 | 0 | 0 | 0 | 0 | 0 | 0 | 0 | 0 | 0 | 0 | 0 | 0 | 0 | 0 | 0 | 0 | 0 | 0 | 0 | 0 | 0 | 0 | 0 | 0 | 0 | 0 | 0 | 0 | 0 | 0 | 0 | 0 | 0 | 0 | 0 | 0 | 0 | 0 | 0 | 0 | 0 | 0 | 0
[100 empty] | 0 | 0 | 0 | 0 | 0 | 0 | 0 | 0 | 0 | 0 | 0 | 0 | 0 | 0 | 0 | 0 | 0 | 0 | 0 | 0 | 0 | 0 | 0 | 0 | 0 | 0 | 0 | 0 | 0 | 0 | 0 | 0 | 0 | 0 | 0 | 0 | 0 | 0 | 0 | 0 | 0 | 0 | 0 | 0 | 0 | 0 | 0 | 0 | 0 | 0 | 0 | 0 | 0 | 0 | 0 | 0 | 0 | 0 | 0 | 0 | 0 | 0 | 0 | 0 | 0 | 0 | 0 | 0 | 0 | 0 | 0 | 0 | 0 | 0 | 0 | 0 | 0 | 0 | 0 | 0 | 0 | 0 | 0 | 0 | 0 | 0 | 0 | 0 | 0 | 0 | 0
[100 empty] | 0 | 0 | 0 | 0 | 0 | 0 | 0 | 0 | 0 | 0 | 0 | 0 | 0 | 0 | 0 | 0 | 0 | 0 | 0 | 0 | 0 | 0 | 0 | 0 | 0 | 0 | 0 | 0 | 0 | 0 | 0 | 0 | 0 | 0 | 0 | 0 | 0 | 0 | 0 | 0 | 0 | 0 | 0 | 0 | 0 | 0 | 0 | 0 | 0 | 0 | 0 | 0 | 0 | 0 | 0 | 0 | 0 | 0 | 0 | 0 | 0 | 0 | 0 | 0 | 0 | 0 | 0 | 0 | 0 | 0 | 0 | 0 | 0 | 0 | 0 | 0 | 0 | 0 | 0 | 0 | 0 | 0 | 0 | 0 | 0 | 0 | 0 | 0 | 0 | 0 | 0
[100 empty] | 0 | 0 | 0 | 0 | 0 | 0 | 0 | 0 | 0 | 0 | 0 | 0 | 0 | 0 | 0 | 0 | 0 | 0 | 0 | 0 | 0 | 0 | 0 | 0 | 0 | 0 | 0 | 0 | 0 | 0 | 0 | 0 | 0 | 0 | 0 | 0 | 0 | 0 | 0 | 0 | 0 | 0 | 0 | 0 | 0 | 0 | 0 | 0 | 0 | 0 | 0 | 0 | 0 | 0 | 0 | 0 | 0 | 0 | 0 | 0 | 0 | 0 | 0 | 0 | 0 | 0 | 0 | 0 | 0 | 0 | 0 | 0 | 0 | 0 | 0 | 0 | 0 | 0 | 0 | 0 | 0 | 0 | 0 | 0 | 0 | 0 | 0 | 0 | 0 | 0 | 0
[100 empty] | 0 | 0 | 0 | 0 | 0 | 0 | 0 | 0 | 0 | 0 | 0 | 0 | 0 | 0 | 0 | 0 | 0 | 0 | 0 | 0 | 0 | 0 | 0 | 0 | 0 | 0 | 0 | 0 | 0 | 0 | 0 | 0 | 0 | 0 | 0 | 0 | 0 | 0 | 0 | 0 | 0 | 0 | 0 | 0 | 0 | 0 | 0 | 0 | 0 | 0 | 0 | 0 | 0 | 0 | 0 | 0 | 0 | 0 | 0 | 0 | 0 | 0 | 0 | 0 | 0 | 0 | 0 | 0 | 0 | 0 | 0 | 0 | 0 | 0 | 0 | 0 | 0 | 0 | 0 | 0 | 0 | 0 | 0 | 0 | 0 | 0 | 0 | 0 | 0 | 0 | 0
[100 empty] | 0 | 0 | 0 | 0 | 0 | 0 | 0 | 0 | 0 | 0 | 0 | 0 | 0 | 0 | 0 | 0 | 0 | 0 | 0 | 0 | 0 | 0 | 0 | 0 | 0 | 0 | 0 | 0 | 0 | 0 | 0 | 0 | 0 | 0 | 0 | 0 | 0 | 0 | 0 | 0 | 0 | 0 | 0 | 0 | 0 | 0 | 0 | 0 | 0 | 0 | 0 | 0 | 0 | 0 | 0 | 0 | 0 | 0 | 0 | 0 | 0 | 0 | 0 | 0 | 0 | 0 | 0 | 0 | 0 | 0 | 0 | 0 | 0 | 0 | 0 | 0 | 0 | 0 | 0 | 0 | 0 | 0 | 0 | 0 | 0 | 0 | 0 | 0 | 0 | 0 | 0
[100 empty] | 0 | 0 | 0 | 0 | 0 | 0 | 0 | 0 | 0 | 0 | 0 | 0 | 0 | 0 | 0 | 0 | 0 | 0 | 0 | 0 | 0 | 0 | 0 | 0 | 0 | 0 | 0 | 0 | 0 | 0 | 0 | 0 | 0 | 0 | 0 | 0 | 0 | 0 | 0 | 0 | 0 | 0 | 0 | 0 | 0 | 0 | 0 | 0 | 0 | 0 | 0 | 0 | 0 | 0 | 0 | 0 | 0 | 0 | 0 | 0 | 0 | 0 | 0 | 0 | 0 | 0 | 0 | 0 | 0 | 0 | 0 | 0 | 0 | 0 | 0 | 0 | 0 | 0 | 0 | 0 | 0 | 0 | 0 | 0 | 0 | 0 | 0 | 0 | 0 | 0 | 0
Note on D1: 1 - all determinstic 2 - all normal 3 - individual
Note on I5: 1 - deterministic 2 - normal (probabilistic)

## Age profile summary
Asset calcs | [16 empty] | Remaining life |  |  |  |  | RC ($ millions) |  |  |  |  | RC (%)
[17 empty] | Very old | Old | moderate | young | new | Very old | Old | moderate | young | new | Very old | Old | moderate | young | new
[12 empty] | WARL |  | WAL |  | WAA | > | > | > | > | <=0.2 | > | > | > | > | <=0.2 | > | > | > | > | <=0.2
[5 empty] | Quantity | Unit | RC | prop total | Rank | prop cat | RC / unit | (Rep life) |  | Rep life |  | % Rep life | 0.9 | 0.8 | 0.4 | 0.2 |  | 0.9 | 0.8 | 0.4 | 0.2 | 0 | 0.9 | 0.8 | 0.4 | 0.2 | 0 | Std life | Std life | rep life
[6 empty] | Cost | $ millions | % | total | % | $ ('000) | [20 empty] | max | min |  |  | WAA
1 |  |  | Poles |  | 487786 |  | 4743.81 | 23.04% | 2 |  | 9.7252 | 28.5417 |  | 59.3554 |  | 51.91% | 5.9355 | 11.8711 | 35.6132 | 47.4843 | 59.3554 | 184.4039 | 139.5184 | 3305.2393 | 442.7582 | 671.8901 | 3.887% | 2.941% | 69.67% | 9.333% | 14.16% | 77.9423 | 25.3595 | 59.3554 |  | 30.8137
2 |  |  | Overhead conductors |  | 69011.4 |  | 7483.9587 | 36.34% | 1 |  | 108.4453 | 55.6561 |  | 87.8706 |  | 36.66% | 8.7871 | 17.5741 | 52.7224 | 70.2965 | 87.8706 | 34.7883 | 64.001 | 3169.9518 | 2520.5356 | 1694.6821 | 0.4648% | 0.8552% | 42.36% | 33.68% | 22.64% | 90.2864 | 40.9 | 87.8706 |  | 32.2145
3 |  |  | Underground cables |  | 6466.8659 |  | 1127.4637 | 5.475% | 7 |  | 174.3447 | 36.351 |  | 49.0447 |  | 25.88% | 4.9045 | 9.8089 | 29.4268 | 39.2358 | 49.0447 | 12.3518 | 13.2319 | 192.3685 | 410.9323 | 498.5793 | 1.096% | 1.174% | 17.06% | 36.45% | 44.22% | 70 | 41.7957 | 49.0447 |  | 12.6937
4 |  |  | Service Lines |  | 10910.4336 |  | 645.7944 | 3.136% | 8 |  | 59.1905 | 46.778 |  | 66.1013 |  | 29.23% | 6.6101 | 13.2203 | 39.6608 | 52.881 | 66.1013 | 24.6107 | 27.085 | 146.6962 | 117.4981 | 329.9044 | 3.811% | 4.194% | 22.72% | 18.19% | 51.09% | 70 | 58.56 | 66.1013 |  | 19.3232
5 |  |  | Distribution transformers |  | 83860 |  | 1208.0794 | 5.867% | 5 |  | 14.4059 | 30.8525 |  | 57.7713 |  | 46.6% | 5.7771 | 11.5543 | 34.6628 | 46.2171 | 57.7713 | 121.6293 | 65.7516 | 507.1014 | 238.1009 | 275.4961 | 10.07% | 5.443% | 41.98% | 19.71% | 22.8% | 64.9821 | 23.5305 | 53.2907 |  | 26.9188
6 |  |  | Distribution switchgear |  | 366811 |  | 1208.0062 | 5.866% | 6 |  | 3.2933 | 29.0682 |  | 51.0846 |  | 43.1% | 5.1085 | 10.2169 | 30.6508 | 40.8677 | 51.0846 | 90.9779 | 61.3368 | 470.6972 | 242.0115 | 342.9828 | 7.531% | 5.078% | 38.96% | 20.03% | 28.39% | 71.5065 | 42.1462 | 0 |  | 22.0164
7 |  |  | Zone transformers |  | 0 |  | 0 | 0% | 10 |  | 0 | 0 |  | 0 |  | 0% | 0 | 0 | 0 | 0 | 0 | 0 | 0 | 0 | 0 | 0 | 0% | 0% | 0% | 0% | 0% | 0 | 0 | 0 |  | 0
8 |  |  | Zone switchgear |  | 0 |  | 0 | 0% | 10 |  | 0 | 0 |  | 0 |  | 0% | 0 | 0 | 0 | 0 | 0 | 0 | 0 | 0 | 0 | 0 | 0% | 0% | 0% | 0% | 0% | 0 | 0 | 0 |  | 0
9 |  |  | Public Lighting |  | 392171 |  | 2464.518 | 11.97% | 3 |  | 6.2843 | 40.1627 |  | 52.3405 |  | 23.27% | 5.234 | 10.4681 | 31.4043 | 41.8724 | 52.3405 | 16.3261 | 26.9079 | 331.7041 | 462.097 | 1627.4829 | 0.6624% | 1.092% | 13.46% | 18.75% | 66.04% | 74.7439 | 30 | 0 |  | 12.1778
10 |  |  | Protection/Scada |  | 7205.5 |  | 198.5875 | 0.9644% | 9 |  | 27.5605 | 29.4568 |  | 44.8709 |  | 34.35% | 4.4871 | 8.9742 | 26.9226 | 35.8967 | 44.8709 | 8.3508 | 5.2365 | 68.612 | 37.1681 | 79.22 | 4.205% | 2.637% | 34.55% | 18.72% | 39.89% | 56.6089 | 5 | 0 |  | 15.4141
11 |  |  | Poletop Structures |  | 552310 |  | 1511.6171 | 7.341% | 4 |  | 2.7369 | 25.622 |  | 54.9777 |  | 53.4% | 5.4978 | 10.9955 | 32.9866 | 43.9822 | 54.9777 | 118.6463 | 102.113 | 832.3493 | 247.4516 | 211.0569 | 7.849% | 6.755% | 55.06% | 16.37% | 13.96% | 65.8341 | 48.1916 | 0 |  | 29.3557
12 |  |  | 0 |  | 0 |  | 0 | 0% | 10 |  | 0 | 0 |  | 0 |  | 0% | 0 | 0 | 0 | 0 | 0 | 0 | 0 | 0 | 0 | 0 | 0% | 0% | 0% | 0% | 0% | 0 | 0 | 0 |  | 0
|  |  | Total |  |  |  | 20591.835 |  |  |  |  | 40.7475 |  | 67.4873 |  | 39.92% | [5 empty] | 612.0852 | 505.1821 | 9024.7198 | 4718.5534 | 5731.2945 | 2.972% | 2.453% | 43.83% | 22.91% | 27.83% |  |  |  |  | 26.9378
EDB categories
0 | 0 | 0 | 0 | 0 | 0 | 0 | 0 | 0% | 0 | 0% | 0 | 0 | 0 | 0 | 0 | 0% | 0 | 0 | 0 | 0 |  | 0 | 0 | 0 | 0 | 0 | 0% | 0% | 0% | 0% | 0% |  |  | 0 | 0
0 | 0 | 0 | 0 | 0 | 0 | 0 | 0 | 0% | 0 | 0% | 0 | 0 | 0 | 0 | 0 | 0% | 0 | 0 | 0 | 0 |  | 0 | 0 | 0 | 0 | 0 | 0% | 0% | 0% | 0% | 0% |  |  | 0 | 0
0 | 0 | 0 | Poles | 0 | 0 | 0 | 0 | 0% | 0 | 0% | 0 | 0 | 0 | 0 | 0 | 0% | 0 | 0 | 0 | 0 |  | 0 | 0 | 0 | 0 | 0 | 0% | 0% | 0% | 0% | 0% |  |  | 0 | 0
1 | 0 | 0 | STAKING OF A WOODEN POLE | Poles | 22492 | 11.2791 | 253690.4224 | 1.232% | 19 | 5.348% | 11.2791 | 11.2383 | 2851050.8382 | 25.3595 | 6433454.7221 | 55.68% | 2.5359 | 5.0719 | 15.2157 | 20.2876 |  | 59632.8145 | 13365.7812 | 76213.1506 | 46312.1498 | 58166.5262 | 23.51% | 5.269% | 30.04% | 18.26% | 22.93% |  |  | 25.3595 | 6433454.7221
1 | 0 | 0 | ˂ = 1 kV; WOOD | Poles | 90110 | 6.6199 | 596516.7846 | 2.897% | 10 | 12.57% | 6.6199 | 33.4002 | 19923759.903 | 74.3441 | 44347482.0409 | 55.07% | 7.4344 | 14.8688 | 44.6064 | 59.4753 |  | 26558.9317 | 24202.2568 | 444537.733 | 51575.433 | 49642.43 | 4.452% | 4.057% | 74.52% | 8.646% | 8.322% |  |  | 74.3441 | 44347482.0409
1 | 0 | 0 | > 1 kV & < = 11 kV; WOOD | Poles | 662 | 6.3995 | 4236.4998 | 0.02057% | 55 | 0.08931% | 6.3995 | 34.3127 | 145365.6987 | 68.599 | 290619.4664 | 49.98% | 6.8599 | 13.7198 | 41.1594 | 54.8792 |  | 166.3882 | 294.3791 | 2329.4349 | 652.7537 | 793.5438 | 3.927% | 6.949% | 54.98% | 15.41% | 18.73% |  |  | 68.599 | 290619.4664
1 | 0 | 0 | ˃ 11 kV & < = 22 kV; WOOD | Poles | 233096 | 6.6421 | 1548245.0985 | 7.519% | 3 | 32.64% | 6.6421 | 30.2682 | 46862556.7724 | 70.2634 | 108785026.3764 | 56.92% | 7.0263 | 14.0527 | 42.1581 | 56.2108 |  | 80336.1039 | 89482.2647 | 1097320.1084 | 98356.0997 | 182750.5218 | 5.189% | 5.78% | 70.88% | 6.353% | 11.8% |  |  | 70.2634 | 108785026.3764
1 | 0 | 0 | > 22 kV & < = 66 kV; WOOD | Poles | 16105 | 8.3121 | 133866.907 | 0.6501% | 26 | 2.822% | 8.3121 | 38.5314 | 5158081.8575 | 73.1287 | 9789506.2868 | 47.31% | 7.3129 | 14.6257 | 43.8772 | 58.5029 |  | 6333.8456 | 5003.9043 | 76637.8691 | 11088.3858 | 34802.9022 | 4.731% | 3.738% | 57.25% | 8.283% | 26% |  |  | 73.1287 | 9789506.2868
1 | 0 | 0 | ˂ = 1 kV; CONCRETE | Poles | 23275 | 17.6836 | 411586.5133 | 1.999% | 15 | 8.676% | 17.6836 | 30.2021 | 12430788.0416 | 54.6572 | 22496181.7064 | 44.74% | 5.4657 | 10.9314 | 32.7943 | 43.7258 |  | 159.1527 | 141.469 | 301169.9209 | 63979.3772 | 46136.5935 | 0.03867% | 0.03437% | 73.17% | 15.54% | 11.21% |  |  | 54.6572 | 22496181.7064
1 | 0 | 0 | > 1 kV & < = 11 kV; CONCRETE | Poles | 65 | 17.2423 | 1120.7521 | 0.005443% | 63 | 0.02363% | 17.2423 | 16.7 | 18716.56 | 38.9 | 43597.2566 | 57.07% | 3.89 | 7.78 | 23.34 | 31.12 |  | 17.2423 | 86.2117 | 982.8134 | 2.1316e-14 | 34.4847 | 1.538% | 7.692% | 87.69% | 1.902e-15% | 3.077% |  |  | 38.9 | 43597.2566
1 | 0 | 0 | ˃ 11 kV & < = 22 kV; CONCRETE | Poles | 86750 | 17.2423 | 1495772.9905 | 7.264% | 4 | 31.53% | 17.2423 | 26.3746 | 39450473.8017 | 48.6143 | 72715939.4989 | 45.75% | 4.8614 | 9.7229 | 29.1686 | 38.8914 |  | 431.0585 | 3965.7382 | 1107441.0102 | 138335.2934 | 245599.8902 | 0.02882% | 0.2651% | 74.04% | 9.248% | 16.42% |  |  | 48.6143 | 72715939.4989
1 | 0 | 0 | > 22 kV & < = 66 kV; CONCRETE | Poles | 10071 | 23.573 | 237403.7444 | 1.153% | 22 | 5.004% | 23.573 | 27.2357 | 6465851.6299 | 52.117 | 12372778.4394 | 47.74% | 5.2117 | 10.4234 | 31.2702 | 41.6936 |  | 0 | 730.7632 | 171022.1593 | 19848.4711 | 45802.3509 | 0% | 0.3078% | 72.04% | 8.361% | 19.29% |  |  | 52.117 | 12372778.4394
1 | 0 | 0 | ˂ = 1 kV; STEEL | Poles | 501 | 10.9352 | 5478.5569 | 0.02661% | 52 | 0.1155% | 10.9352 | 37.1128 | 203324.4483 | 58.5261 | 320638.3805 | 36.59% | 5.8526 | 11.7052 | 35.1156 | 46.8209 |  | 557.6974 | 317.1221 | 1038.8481 | 1804.3152 | 1760.5742 | 10.18% | 5.788% | 18.96% | 32.93% | 32.14% |  |  | 58.5261 | 320638.3805
1 | 0 | 0 | ˃ 11 kV & < = 22 kV; STEEL | Poles | 433 | 17.2423 | 7465.9332 | 0.03626% | 49 | 0.1574% | 17.2423 | 0.30831 | 2301.8524 | 38.9 | 290424.8014 | 99.21% | 3.89 | 7.78 | 23.34 | 31.12 |  | 6603.8162 | 103.454 | 344.8468 | 103.454 | 310.3621 | 88.45% | 1.386% | 4.619% | 1.386% | 4.157% |  |  | 38.9 | 290424.8014
1 | 0 | 0 | > 22 kV & < = 66 kV; STEEL | Poles | 97 | 23.573 | 2286.5816 | 0.0111% | 59 | 0.0482% | 23.573 | 1.232 | 2816.9742 | 38.9 | 88948.0239 | 96.83% | 3.89 | 7.78 | 23.34 | 31.12 |  | 1673.6834 | 70.719 | 165.011 | 165.011 | 212.1571 | 73.2% | 3.093% | 7.216% | 7.216% | 9.278% |  |  | 38.9 | 88948.0239
1 | 0 | 0 | STAY POLES (AERIAL GUYS) | Poles | 4129 | 11.1744 | 46139.2063 | 0.2241% | 40 | 0.9726% | 11.1744 | 40.7766 | 1881399.0507 | 77.9423 | 3596194.1166 | 47.68% | 7.7942 | 15.5885 | 46.7654 | 62.3538 |  | 1933.1758 | 1754.3849 | 26036.4133 | 10537.484 | 5877.7482 | 4.19% | 3.802% | 56.43% | 22.84% | 12.74% |  |  | 77.9423 | 3596194.1166
0 | 0 | 0 | 0 | 0 | 0 | 0 | 0 | 0% | 0 | 0% | 0 | 0 | 0 | 0 | 0 | 0% | 0 | 0 | 0 | 0 |  | 0 | 0 | 0 | 0 | 0 | 0% | 0% | 0% | 0% | 0% |  |  | 0 | 0
0 | 0 | 0 | Overhead Conductors | 0 | 0 | 0 | 0 | 0% | 0 | 0% | 0 | 0 | 0 | 0 | 0 | 0% | 0 | 0 | 0 | 0 |  | 0 | 0 | 0 | 0 | 0 | 0% | 0% | 0% | 0% | 0% |  |  | 0 | 0
2 | 0 | 0 | ˂ = 1 kV | Overhead conductors | 9664.2 | 82.9619 | 801760.2421 | 3.894% | 8 | 10.71% | 82.9619 | 50.3485 | 40367402.843 | 87.1414 | 69866504.7208 | 42.22% | 8.7141 | 17.4283 | 52.2848 | 69.7131 |  | 2298.0442 | 13904.4118 | 423868.8592 | 281174.4182 | 80514.5087 | 0.2866% | 1.734% | 52.87% | 35.07% | 10.04% |  |  | 87.1414 | 69866504.7208
2 | 0 | 0 | > 1 kV & < = 11 kV | Overhead conductors | 53.3 | 53.4489 | 2848.8279 | 0.01383% | 58 | 0.03807% | 53.4489 | 5.6144 | 15994.5917 | 40.9 | 116517.0592 | 86.27% | 4.09 | 8.18 | 24.54 | 32.72 |  | 1368.2926 | 219.1406 | 812.4237 | 208.4508 | 240.5202 | 48.03% | 7.692% | 28.52% | 7.317% | 8.443% |  |  | 40.9 | 116517.0592
2 | 0 | 0 | ˃ 11 kV & < = 22 kV ; SWER | Overhead conductors | 21631.9 | 14.3863 | 311202.0051 | 1.511% | 17 | 4.158% | 14.3863 | 51.7331 | 16099431.5615 | 89.1152 | 27732840.3423 | 41.95% | 8.9115 | 17.823 | 53.4691 | 71.2922 |  | 530.8528 | 6906.8405 | 160736.1759 | 113924.7444 | 29103.3916 | 0.1706% | 2.219% | 51.65% | 36.61% | 9.352% |  |  | 89.1152 | 27732840.3423
2 | 0 | 0 | ˃ 11 kV & < = 22 kV ; MULTIPLE-PHASE | Overhead conductors | 34489 | 53.4489 | 1843400.0722 | 8.952% | 2 | 24.63% | 53.4489 | 47.2534 | 87106952.3656 | 82.166 | 151464741.7499 | 42.49% | 8.2166 | 16.4332 | 49.2996 | 65.7328 |  | 29717.6039 | 9642.1866 | 953919.0498 | 569492.9812 | 280628.2507 | 1.612% | 0.5231% | 51.75% | 30.89% | 15.22% |  |  | 82.166 | 151464741.7499
2 | 0 | 0 | > 22 kV & < = 66 kV | Overhead conductors | 3152.6 | 1434.7063 | 4523055.1741 | 21.97% | 1 | 60.44% | 1434.7063 | 60.341 | 272925619.7515 | 90.2864 | 408370376.3728 | 33.17% | 9.0286 | 18.0573 | 54.1718 | 72.2291 |  | 143.4706 | 33141.7162 | 1630113.3315 | 1555652.073 | 1304004.5828 | 0.003172% | 0.7327% | 36.04% | 34.39% | 28.83% |  |  | 90.2864 | 408370376.3728
2 | 0 | 0 | PUBLIC LIGHTING CONDUCTOR | Overhead conductors | 20.4 | 82.9619 | 1692.4224 | 0.008219% | 60 | 0.02261% | 82.9619 | 7.4485 | 12606.0583 | 40.9 | 69220.0778 | 81.79% | 4.09 | 8.18 | 24.54 | 32.72 |  | 730.0646 | 186.6642 | 501.9194 | 82.9619 | 190.8123 | 43.14% | 11.03% | 29.66% | 4.902% | 11.27% |  |  | 40.9 | 69220.0778
0 | 0 | 0 | 0 | 0 | 0 | 0 | 0 | 0% | 0 | 0% | 0 | 0 | 0 | 0 | 0 | 0% | 0 | 0 | 0 | 0 |  | 0 | 0 | 0 | 0 | 0 | 0% | 0% | 0% | 0% | 0% |  |  | 0 | 0
0 | 0 | 0 | Underground Cables | 0 | 0 | 0 | 0 | 0% | 0 | 0% | 0 | 0 | 0 | 0 | 0 | 0% | 0 | 0 | 0 | 0 |  | 0 | 0 | 0 | 0 | 0 | 0% | 0% | 0% | 0% | 0% |  |  | 0 | 0
3 | 0 | 0 | ˂ = 1 kV | Underground cables | 3621.4876 | 109.6271 | 397013.1703 | 1.928% | 16 | 35.21% | 109.6271 | 29.3499 | 11652279.1391 | 41.7957 | 16593432.2483 | 29.78% | 4.1796 | 8.3591 | 25.0774 | 33.4365 |  | 7562.1772 | 7752.0693 | 79698.8686 | 143223.3907 | 158776.6645 | 1.905% | 1.953% | 20.07% | 36.08% | 39.99% |  |  | 41.7957 | 16593432.2483
3 | 0 | 0 | > 1 kV & < = 11 kV | Underground cables | 16.6584 | 355.6262 | 5924.1654 | 0.02877% | 51 | 0.5254% | 355.6262 | 51.6968 | 306260.6733 | 70 | 414691.5776 | 26.15% | 7 | 14 | 42 | 56 |  | 0 | 0 | 1365.1915 | 3377.0527 | 1181.9212 | 0% | 0% | 23.04% | 57% | 19.95% |  |  | 70 | 414691.5776
3 | 0 | 0 | > 11 kV & < = 22 kV | Underground cables | 1606.6796 | 355.6262 | 571377.3672 | 2.775% | 11 | 50.68% | 355.6262 | 35.6213 | 20353184.0919 | 48.2476 | 27567576.6046 | 26.17% | 4.8248 | 9.6495 | 28.9485 | 38.5981 |  | 4789.6148 | 5468.7393 | 97972.6425 | 224718.7171 | 238427.6535 | 0.8383% | 0.9571% | 17.15% | 39.33% | 41.73% |  |  | 48.2476 | 27567576.6046
3 | 0 | 0 | > 33 kV & < = 66 kV | Underground cables | 3.7886 | 5172.3 | 19595.6206 | 0.09516% | 46 | 1.738% | 5172.3 | 59.6136 | 1168164.9155 | 70 | 1371693.4428 | 14.84% | 7 | 14 | 42 | 56 |  | 0 | 0 | 1163.5478 | 0 | 18432.0728 | 0% | 0% | 5.938% | 0% | 94.06% |  |  | 70 | 1371693.4428
3 | 0 | 0 | PUBLIC LIGHTING UNDERGROUND CABLE | Underground cables | 1218.2517 | 109.6271 | 133553.3918 | 0.6486% | 27 | 11.85% | 109.6271 | 56.1913 | 7504541.1355 | 70 | 9348737.4276 | 19.73% | 7 | 14 | 42 | 56 |  | 0 | 11.062 | 12168.2389 | 39613.1487 | 81760.9422 | 0% | 0.008283% | 9.111% | 29.66% | 61.22% |  |  | 70 | 9348737.4276
0 | 0 | 0 | 0 | 0 | 0 | 0 | 0 | 0% | 0 | 0% | 0 | 0 | 0 | 0 | 0 | 0% | 0 | 0 | 0 | 0 |  | 0 | 0 | 0 | 0 | 0 | 0% | 0% | 0% | 0% | 0% |  |  | 0 | 0
0 | 0 | 0 | Service Lines | 0 | 0 | 0 | 0 | 0% | 0 | 0% | 0 | 0 | 0 | 0 | 0 | 0% | 0 | 0 | 0 | 0 |  | 0 | 0 | 0 | 0 | 0 | 0% | 0% | 0% | 0% | 0% |  |  | 0 | 0
4 | 0 | 0 | LV OVERHEAD SERVICE CABLE | Service Lines | 7027.2 | 31.3193 | 220086.7947 | 1.069% | 23 | 34.08% | 31.3193 | 22.9206 | 5044526.3875 | 58.56 | 12888293.2 | 60.86% | 5.856 | 11.712 | 35.136 | 46.848 |  | 24610.6847 | 27050.456 | 131528.4186 | 16383.1117 | 20514.1238 | 11.18% | 12.29% | 59.76% | 7.444% | 9.321% |  |  | 58.56 | 12888293.2
4 | 0 | 0 | LV UNDERGROUND SERVICE CABLE | Service Lines | 3883.2336 | 109.6271 | 425707.6152 | 2.067% | 14 | 65.92% | 109.6271 | 59.1121 | 25164471.3937 | 70 | 29799533.0656 | 15.55% | 7 | 14 | 42 | 56 |  | 0 | 34.5771 | 15167.8202 | 101114.9594 | 309390.2586 | 0% | 0.008122% | 3.563% | 23.75% | 72.68% |  |  | 70 | 29799533.0656
0 | 0 | 0 | 0 | 0 | 0 | 0 | 0 | 0% | 0 | 0% | 0 | 0 | 0 | 0 | 0 | 0% | 0 | 0 | 0 | 0 |  | 0 | 0 | 0 | 0 | 0 | 0% | 0% | 0% | 0% | 0% |  |  | 0 | 0
0 | 0 | 0 | Transformers | 0 | 0 | 0 | 0 | 0% | 0 | 0% | 0 | 0 | 0 | 0 | 0 | 0% | 0 | 0 | 0 | 0 |  | 0 | 0 | 0 | 0 | 0 | 0% | 0% | 0% | 0% | 0% |  |  | 0 | 0
5 | 0 | 0 | POLE MOUNTED ; < = 22kV ; < = 60 kVA ; SINGLE PHASE | Distribution transformers | 35120 | 5.5935 | 196443.3291 | 0.954% | 24 | 16.26% | 5.5935 | 25.9728 | 5102179.1806 | 52.2596 | 10266055.4684 | 50.3% | 5.226 | 10.4519 | 31.3558 | 41.8077 |  | 21411.8754 | 10722.7182 | 89339.2042 | 40015.8194 | 34953.7119 | 10.9% | 5.458% | 45.48% | 20.37% | 17.79% |  |  | 52.2596 | 10266055.4684
5 | 0 | 0 | POLE MOUNTED ; < = 22kV ; > 60 kVA AND < = 600 kVA ; SINGLE PHASE | Distribution transformers | 989 | 29.7005 | 29373.7921 | 0.1426% | 42 | 2.431% | 29.7005 | 27.2958 | 801779.783 | 53.2988 | 1565586.7211 | 48.79% | 5.3299 | 10.6598 | 31.9793 | 42.639 |  | 2702.7453 | 2019.6338 | 13246.4219 | 5880.6985 | 5524.2926 | 9.201% | 6.876% | 45.1% | 20.02% | 18.81% |  |  | 53.2988 | 1565586.7211
5 | 0 | 0 | POLE MOUNTED ; < = 22kV ; < = 60 kVA ; MULTIPLE PHASE | Distribution transformers | 7207 | 11.8228 | 85207.2335 | 0.4138% | 31 | 7.053% | 11.8228 | 34.8155 | 2966534.703 | 60.6555 | 5168287.6561 | 42.6% | 6.0656 | 12.1311 | 36.3933 | 48.5244 |  | 1466.0326 | 5071.9999 | 39050.8523 | 21446.6382 | 18171.7106 | 1.721% | 5.953% | 45.83% | 25.17% | 21.33% |  |  | 60.6555 | 5168287.6561
5 | 0 | 0 | POLE MOUNTED ; < = 22kV ; > 60 kVA AND < = 600 kVA ; MULTIPLE PHASE | Distribution transformers | 14682 | 16.4461 | 241461.9257 | 1.173% | 21 | 19.99% | 16.4461 | 32.418 | 7827711.4581 | 57.6486 | 13919936.0712 | 43.77% | 5.7649 | 11.5297 | 34.5891 | 46.1189 |  | 8749.3355 | 20475.4187 | 108067.4509 | 48285.8067 | 55883.9139 | 3.623% | 8.48% | 44.76% | 20% | 23.14% |  |  | 57.6486 | 13919936.0712
5 | 0 | 0 | POLE MOUNTED ; < = 22kV ; > 600 kVA ; MULTIPLE PHASE | Distribution transformers | 8 | 108.0388 | 864.3102 | 0.004197% | 65 | 0.07154% | 108.0388 | 1.75 | 1512.5428 | 23.5305 | 20337.6353 | 92.56% | 2.353 | 4.7061 | 14.1183 | 18.8244 |  | 648.2326 | 0 | 0 | 216.0775 | 0 | 75% | 0% | 0% | 25% | 0% |  |  | 23.5305 | 20337.6353
5 | 0 | 0 | KIOSK MOUNTED ; < = 22kV ; < = 60 kVA ; SINGLE PHASE | Distribution transformers | 1 | 13.2011 | 13.2011 | 6.411e-05% | 72 | 0.001093% | 13.2011 | 28.5 | 376.2313 | 55 | 726.0604 | 48.18% | 5.5 | 11 | 33 | 44 |  | 0 | 0 | 13.2011 | 0 | 0 | 0% | 0% | 100% | 0% | 0% |  |  | 55 | 726.0604
5 | 0 | 0 | KIOSK MOUNTED ; < = 22kV ; < = 60 kVA ; MULTIPLE PHASE | Distribution transformers | 156 | 28.0695 | 4378.8371 | 0.02126% | 54 | 0.3625% | 28.0695 | 31.3718 | 137371.9784 | 55 | 240836.039 | 42.96% | 5.5 | 11 | 33 | 44 |  | 224.5557 | 336.8336 | 1824.5154 | 842.0841 | 1150.8482 | 5.128% | 7.692% | 41.67% | 19.23% | 26.28% |  |  | 55 | 240836.039
5 | 0 | 0 | KIOSK MOUNTED ; < = 22kV ; > 60 kVA AND < = 600 kVA ; MULTIPLE PHASE | Distribution transformers | 2807 | 102.5536 | 287868.0705 | 1.398% | 18 | 23.83% | 102.5536 | 36.6867 | 10560922.6811 | 61.779 | 17784205.923 | 40.62% | 6.1779 | 12.3558 | 37.0674 | 49.4232 |  | 3794.4847 | 13229.4197 | 131781.4288 | 64813.9012 | 74248.8361 | 1.318% | 4.596% | 45.78% | 22.52% | 25.79% |  |  | 61.779 | 17784205.923
5 | 0 | 0 | KIOSK MOUNTED ; < = 22kV ; > 600 kVA ; MULTIPLE PHASE | Distribution transformers | 616 | 118.2752 | 72857.5017 | 0.3538% | 34 | 6.031% | 118.2752 | 40.7727 | 2970599.0481 | 64.9821 | 4734431.0989 | 37.26% | 6.4982 | 12.9964 | 38.9892 | 51.9857 |  | 354.8255 | 2128.953 | 31461.1939 | 17859.5499 | 21052.9794 | 0.487% | 2.922% | 43.18% | 24.51% | 28.9% |  |  | 64.9821 | 4734431.0989
5 | 0 | 0 | GROUND OUTDOOR / INDOOR CHAMBER MOUNTED ; ˂ 22 kV ; < = 60 kVA ; SINGLE PHASE | Distribution transformers | 1 | 28.0695 | 28.0695 | 0.0001363% | 71 | 0.002323% | 28.0695 | 18.5 | 519.2852 | 45 | 1263.1261 | 58.89% | 4.5 | 9 | 27 | 36 |  | 0 | 0 | 28.0695 | 0 | 0 | 0% | 0% | 100% | 0% | 0% |  |  | 45 | 1263.1261
5 | 0 | 0 | GROUND OUTDOOR / INDOOR CHAMBER MOUNTED ; ˂ 22 kV ; > 60 kVA AND < = 600 kVA ; SINGLE PHASE | Distribution transformers | 1 | 28.3768 | 28.3768 | 0.0001378% | 70 | 0.002349% | 28.3768 | 18.5 | 524.971 | 45 | 1276.9565 | 58.89% | 4.5 | 9 | 27 | 36 |  | 0 | 0 | 28.3768 | 0 | 0 | 0% | 0% | 100% | 0% | 0% |  |  | 45 | 1276.9565
5 | 0 | 0 | GROUND OUTDOOR / INDOOR CHAMBER MOUNTED ; ˂ 22 kV ; < = 60 kVA ; MULTIPLE PHASE | Distribution transformers | 24 | 28.3768 | 681.0435 | 0.003307% | 66 | 0.05637% | 28.3768 | 22.0833 | 15039.7104 | 45 | 30646.9571 | 50.93% | 4.5 | 9 | 27 | 36 |  | 0 | 28.3768 | 425.6522 | 141.8841 | 85.1304 | 0% | 4.167% | 62.5% | 20.83% | 12.5% |  |  | 45 | 30646.9571
5 | 0 | 0 | GROUND OUTDOOR / INDOOR CHAMBER MOUNTED ; ˂ 22 kV ; > 60 kVA AND < = 600 kVA ; MULTIPLE PHASE | Distribution transformers | 364 | 28.3768 | 10329.1596 | 0.05016% | 48 | 0.855% | 28.3768 | 35.9753 | 371594.3553 | 62.2843 | 643344.8175 | 42.24% | 6.2284 | 12.4569 | 37.3706 | 49.8275 |  | 141.8841 | 454.029 | 4909.1885 | 2610.6667 | 2213.3913 | 1.374% | 4.396% | 47.53% | 25.27% | 21.43% |  |  | 62.2843 | 643344.8175
5 | 0 | 0 | GROUND OUTDOOR / INDOOR CHAMBER MOUNTED ; ˂ 22 kV ; > 600 kVA ; MULTIPLE PHASE | Distribution transformers | 638 | 42.1259 | 26876.3485 | 0.1305% | 44 | 2.225% | 42.1259 | 34.8809 | 937470.6267 | 60.6424 | 1629845.0359 | 42.48% | 6.0642 | 12.1285 | 36.3854 | 48.5139 |  | 463.3853 | 1600.7856 | 12342.8999 | 6655.8982 | 5813.3795 | 1.724% | 5.956% | 45.92% | 24.76% | 21.63% |  |  | 60.6424 | 1629845.0359
5 | 0 | 0 | GROUND OUTDOOR / INDOOR CHAMBER MOUNTED ; > 33 kV & < = 66 kV ; < = 15 MVA | Distribution transformers | 65 | 1137.9446 | 73966.4019 | 0.3592% | 32 | 6.123% | 1137.9446 | 0.25385 | 18776.0866 | 50.6 | 3742699.9382 | 99.5% | 5.06 | 10.12 | 30.36 | 40.48 |  | 67138.7341 | 0 | 2275.8893 | 4551.7786 | 0 | 90.77% | 0% | 3.077% | 6.154% | 0% |  |  | 50.6 | 3742699.9382
5 | 0 | 0 | GROUND OUTDOOR / INDOOR CHAMBER MOUNTED ; > 33 kV & < = 66 kV ; > 15 MVA AND < = 40 MVA | Distribution transformers | 75 | 1137.9446 | 85345.8484 | 0.4145% | 30 | 7.065% | 1137.9446 | 27.7933 | 2372045.613 | 54.2487 | 4629905.4266 | 48.77% | 5.4249 | 10.8497 | 32.5492 | 43.399 |  | 10241.5018 | 5689.7232 | 34138.3394 | 6827.6679 | 28448.6161 | 12% | 6.667% | 40% | 8% | 33.33% |  |  | 54.2487 | 4629905.4266
5 | 0 | 0 | GROUND OUTDOOR / INDOOR CHAMBER MOUNTED ; > 33 kV & < = 66 kV ; > 40 MVA | Distribution transformers | 1 | 1137.9446 | 1137.9446 | 0.005526% | 62 | 0.09419% | 1137.9446 | -4.5 | -5120.7509 | 50.6 | 57579.999 | 108.9% | 5.06 | 10.12 | 30.36 | 40.48 |  | 1137.9446 | 0 | 0 | 0 | 0 | 100% | 0% | 0% | 0% | 0% |  |  | 50.6
5 | 0 | 0 | POLE MOUNTED ; < ≈ 22KV ; < ≈ 60 KVA ; SWER | Distribution transformers | 20657 | 3.2157 | 66427.4989 | 0.3226% | 38 | 5.499% | 3.2157 | 37.8752 | 2515953.1765 | 64.3458 | 4274327.4599 | 41.14% | 6.4346 | 12.8692 | 38.6075 | 51.4766 |  | 446.9876 | 2607.9635 | 32414.6386 | 15429.1107 | 15528.7986 | 0.6729% | 3.926% | 48.8% | 23.23% | 23.38% |  |  | 64.3458
5 | 0 | 0 | POLE MOUNTED ; < ≈ 22KV ; > 60 KVA AND < ≈ 600 KVA ; SWER | Distribution transformers | 5 | 29.7005 | 148.5025 | 0.0007212% | 68 | 0.01229% | 29.7005 | 26.5 | 3935.3159 | 50 | 7425.1244 | 47% | 5 | 10 | 30 | 40 |  | 0 | 0 | 118.802 | 0 | 29.7005 | 0% | 0% | 80% | 0% | 20% |  |  | 50
5 | 0 | 0 | KIOSK MOUNTED ; < ≈ 22KV ; < ≈ 60 KVA ; SWER | Distribution transformers | 82 | 13.2011 | 1082.4901 | 0.005257% | 64 | 0.0896% | 13.2011 | 17.1707 | 18587.1462 | 41.5321 | 44958.0518 | 58.66% | 4.1532 | 8.3064 | 24.9192 | 33.2257 |  | 224.4187 | 79.2066 | 409.234 | 171.6143 | 198.0165 | 20.73% | 7.317% | 37.8% | 15.85% | 18.29% |  |  | 41.5321
5 | 0 | 0 | POLE / GROUND MOUNTED ; < = 22KV ; > 600 KVA ; REGULATOR | Distribution transformers | 360 | 65.3259 | 23517.341 | 0.1142% | 45 | 1.947% | 65.3259 | 27.7167 | 651822.3021 | 43.6417 | 1026337.6733 | 36.49% | 4.3642 | 8.7283 | 26.185 | 34.9134 |  | 2482.386 | 1306.5189 | 5226.0758 | 2351.7341 | 12150.6262 | 10.56% | 5.556% | 22.22% | 10% | 51.67% |  |  | 43.6417
5 | 0 | 0 | AUTO TRANSFORMERS | Distribution transformers | 1 | 42.1259 | 42.1259 | 0.0002046% | 69 | 0.003487% | 42.1259 | 51.5 | 2169.4858 | 55 | 2316.9266 | 6.364% | 5.5 | 11 | 33 | 44 |  | 0 | 0 | 0 | 0 | 42.1259 | 0% | 0% | 0% | 0% | 100% |  |  | 55
0 | 0 | 0 | 0 | 0 | 0 | 0 | 0 | 0% | 0 | 0% | 0 | 0 | 0 | 0 | 0 | 0% | 0 | 0 | 0 | 0 |  | 0 | 0 | 0 | 0 | 0 | 0% | 0% | 0% | 0% | 0% |  |  | 0
0 | 0 | 0 | Switchgear | 0 | 0 | 0 | 0 | 0% | 0 | 0% | 0 | 0 | 0 | 0 | 0 | 0% | 0 | 0 | 0 | 0 |  | 0 | 0 | 0 | 0 | 0 | 0% | 0% | 0% | 0% | 0% |  |  | 0
6 | 0 | 0 | ˂ = 11 kV ; SWITCH | Distribution switchgear | 92 | 34.7821 | 3199.9509 | 0.01554% | 56 | 0.2649% | 34.7821 | 33.8696 | 108380.9456 | 58.3673 | 186772.4745 | 41.97% | 5.8367 | 11.6735 | 35.0204 | 46.6938 |  | 313.0387 | 313.0387 | 973.8981 | 173.9104 | 1426.0651 | 9.783% | 9.783% | 30.43% | 5.435% | 44.57% |  |  | 58.3673
6 | 0 | 0 | ˂ = 11 kV ; CIRCUIT BREAKER | Distribution switchgear | 59 | 89.0353 | 5253.0806 | 0.02551% | 53 | 0.4349% | 89.0353 | 5.3644 | 28179.6612 | 45 | 236388.6272 | 88.08% | 4.5 | 9 | 27 | 36 |  | 2314.9169 | 178.0705 | 2671.0579 | 0 | 89.0353 | 44.07% | 3.39% | 50.85% | 0% | 1.695% |  |  | 45
6 | 0 | 0 | ˂= 1 kV CIRCUIT BREAKER | Distribution switchgear | 6045 | 4.8542 | 29343.8479 | 0.1425% | 43 | 2.429% | 4.8542 | 2.8542 | 83752.5359 | 45 | 1320473.1542 | 93.66% | 4.5 | 9 | 27 | 36 |  | 14863.6662 | 6329.9219 | 5305.6784 | 2844.5814 | 0 | 50.65% | 21.57% | 18.08% | 9.694% | 0% |  |  | 45
6 | 0 | 0 | > 1 kV & ˂= 11 kV ISOLATORS, EARTHING SWITCH | Distribution switchgear | 84 | 4.8542 | 407.7557 | 0.00198% | 67 | 0.03375% | 4.8542 | 11.3571 | 4630.9398 | 45 | 18349.0066 | 74.76% | 4.5 | 9 | 27 | 36 |  | 160.1897 | 82.522 | 53.3966 | 38.8339 | 72.8135 | 39.29% | 20.24% | 13.1% | 9.524% | 17.86% |  |  | 45
6 | 0 | 0 | > 11 kV & < = 22 kV ; SWITCH | Distribution switchgear | 13986 | 18.014 | 251944.1336 | 1.224% | 20 | 20.86% | 18.014 | 48.5631 | 12235178.8492 | 71.5065 | 18015648.6664 | 32.09% | 7.1507 | 14.3013 | 42.9039 | 57.2052 |  | 6088.74 | 6106.754 | 91096.9172 | 13024.139 | 135627.5834 | 2.417% | 2.424% | 36.16% | 5.169% | 53.83% |  |  | 71.5065
6 | 0 | 0 | > 11 kV & < = 22 kV ; CIRCUIT BREAKER | Distribution switchgear | 777 | 89.0353 | 69180.4005 | 0.336% | 37 | 5.727% | 89.0353 | 18.0804 | 1250811.9131 | 50.9187 | 3522577.3261 | 64.49% | 5.0919 | 10.1837 | 30.5512 | 40.735 |  | 20032.9345 | 5965.3627 | 22258.8161 | 8992.5617 | 11930.7254 | 28.96% | 8.623% | 32.18% | 13% | 17.25% |  |  | 50.9187
6 | 0 | 0 | > 33 kV & < = 66 kV ; SWITCH | Distribution switchgear | 287 | 36.4317 | 10455.8942 | 0.05078% | 47 | 0.8655% | 36.4317 | 21.4512 | 224291.6812 | 57.2371 | 598465.4965 | 62.52% | 5.7237 | 11.4474 | 34.3423 | 45.7897 |  | 1894.4477 | 1748.721 | 4189.644 | 1347.9724 | 1275.109 | 18.12% | 16.72% | 40.07% | 12.89% | 12.2% |  |  | 57.2371
6 | 0 | 0 | > 33 kV & < = 66 kV ; CIRCUIT BREAKER | Distribution switchgear | 187 | 189.281 | 35395.541 | 0.1719% | 41 | 2.93% | 189.281 | 23.0134 | 814570.6454 | 51.4941 | 1822661.6771 | 55.31% | 5.1494 | 10.2988 | 30.8965 | 41.1953 |  | 8139.0816 | 946.4048 | 11924.701 | 4164.1813 | 10221.1723 | 22.99% | 2.674% | 33.69% | 11.76% | 28.88% |  |  | 51.4941
6 | 0 | 0 | > 11 KV & < ≈ 22 KV ; ISOLATORS, EARTHING SWITCH | Distribution switchgear | 15168 | 4.8542 | 73629.0297 | 0.3576% | 33 | 6.095% | 4.8542 | 46.677 | 3436783.5007 | 69.7782 | 5137698.7253 | 33.11% | 6.9778 | 13.9556 | 41.8669 | 55.8225 |  | 1970.8192 | 2397.9919 | 25664.3381 | 4033.8689 | 39562.0116 | 2.677% | 3.257% | 34.86% | 5.479% | 53.73% |  |  | 69.7782
6 | 0 | 0 | > 33 KV & < ≈ 66 KV ; ISOLATORS, EARTHING SWITCH | Distribution switchgear | 674 | 10.5945 | 7140.721 | 0.03468% | 50 | 0.5911% | 10.5945 | 21.1098 | 150739.138 | 58.7591 | 419582.0507 | 64.07% | 5.8759 | 11.7518 | 35.2554 | 47.0072 |  | 911.1306 | 1578.5867 | 3294.9024 | 741.6179 | 614.4834 | 12.76% | 22.11% | 46.14% | 10.39% | 8.605% |  |  | 58.7591
6 | 0 | 0 | HV FUSES AND SURGE DIVERTERS | Distribution switchgear | 329452 | 2.1917 | 722055.8642 | 3.507% | 9 | 59.77% | 2.1917 | 23.2355 | 16777305.0421 | 42.1462 | 30431943.4803 | 44.87% | 4.2146 | 8.4292 | 25.2877 | 33.717 |  | 34288.9525 | 35689.4409 | 303263.8136 | 206649.8407 | 142163.8164 | 4.749% | 4.943% | 42% | 28.62% | 19.69% |  |  | 42.1462
0 | 0 | 0 | 0 | 0 | 0 | 0 | 0 | 0% | 0 | 0% | 0 | 0 | 0 | 0 | 0 | 0% | 0 | 0 | 0 | 0 |  | 0 | 0 | 0 | 0 | 0 | 0% | 0% | 0% | 0% | 0% |  |  | 0
0 | 0 | 0 | Public Lighting | 0 | 0 | 0 | 0 | 0% | 0 | 0% | 0 | 0 | 0 | 0 | 0 | 0% | 0 | 0 | 0 | 0 |  | 0 | 0 | 0 | 0 | 0 | 0% | 0% | 0% | 0% | 0% |  |  | 0
9 | 0 | 0 | LUMINAIRES ; MAJOR ROAD | Public Lighting | 22545 | 3.1897 | 71912.2404 | 0.3492% | 36 | 2.918% | 3.1897 | 40.7514 | 2930525.0701 | 67.5539 | 4857955.2275 | 39.68% | 6.7554 | 13.5108 | 40.5324 | 54.0432 |  | 0 | 21725.1838 | 8733.4537 | 9817.9586 | 31635.6443 | 0% | 30.21% | 12.14% | 13.65% | 43.99% |  |  | 67.5539
9 | 0 | 0 | LUMINAIRES ; MINOR ROAD | Public Lighting | 136698 | 6.0952 | 833203.0788 | 4.046% | 6 | 33.81% | 6.0952 | 55.1535 | 45954101.7064 | 74.7439 | 62276839.0829 | 26.21% | 7.4744 | 14.9488 | 44.8463 | 59.7951 |  | 0 | 0 | 214746.4548 | 121008.2132 | 497448.4109 | 0% | 0% | 25.77% | 14.52% | 59.7% |  |  | 74.7439
0 | 0 | 0 | BRACKETS ; MAJOR ROAD | 0 | 0 | 0 | 0 | 0% | 0 | 0% | 0 | 0 | 0 | 0 | 0 | 0% | 0 | 0 | 0 | 0 |  | 0 | 0 | 0 | 0 | 0 | 0% | 0% | 0% | 0% | 0% |  |  | 0
0 | 0 | 0 | BRACKETS ; MINOR ROAD | 0 | 0 | 0 | 0 | 0% | 0 | 0% | 0 | 0 | 0 | 0 | 0 | 0% | 0 | 0 | 0 | 0 |  | 0 | 0 | 0 | 0 | 0 | 0% | 0% | 0% | 0% | 0% |  |  | 0
9 | 0 | 0 | LAMPS ; MAJOR ROAD | Public Lighting | 22545 | 3.1897 | 71912.2404 | 0.3492% | 35 | 2.918% | 3.1897 | 24.3275 | 1749445.0683 | 30 | 2157367.2121 | 18.91% | 3 | 6 | 18 | 24 |  | 829.3272 | 0 | 500.7861 | 28873.3466 | 41708.7805 | 1.153% | 0% | 0.6964% | 40.15% | 58% |  |  | 30
9 | 0 | 0 | LAMPS ; MINOR ROAD | Public Lighting | 136698 | 6.0952 | 833203.0788 | 4.046% | 7 | 33.81% | 6.0952 | 26.1242 | 21766758.4368 | 30 | 24996092.3641 | 12.92% | 3 | 6 | 18 | 24 |  | 7960.3449 | 12.1904 | 2303.9896 | 130425.3133 | 692501.2407 | 0.9554% | 0.001463% | 0.2765% | 15.65% | 83.11% |  |  | 30
9 | 0 | 0 | POLES / COLUMNS ; MAJOR ROAD | Public Lighting | 10358 | 13.3667 | 138452.6669 | 0.6724% | 25 | 5.618% | 13.3667 | 27.1278 | 3755919.5674 | 39.5667 | 5478121.637 | 31.44% | 3.9567 | 7.9133 | 23.74 | 31.6534 |  | 5092.727 | 2205.5117 | 29005.8204 | 48908.8925 | 53239.7154 | 3.678% | 1.593% | 20.95% | 35.33% | 38.45% |  |  | 39.5667
9 | 0 | 0 | POLES / COLUMNS ; MINOR ROAD | Public Lighting | 63327 | 8.1456 | 515834.708 | 2.505% | 13 | 20.93% | 8.1456 | 44.2484 | 22824869.2336 | 56.6609 | 29227633.1774 | 21.91% | 5.6661 | 11.3322 | 33.9965 | 45.3287 |  | 2443.6719 | 2964.9886 | 76413.6213 | 123063.3185 | 310949.1077 | 0.4737% | 0.5748% | 14.81% | 23.86% | 60.28% |  |  | 56.6609
0 | 0 | 0 | 0 | 0 | 0 | 0 | 0 | 0% | 0 | 0% | 0 | 0 | 0 | 0 | 0 | 0% | 0 | 0 | 0 | 0 |  | 0 | 0 | 0 | 0 | 0 | 0% | 0% | 0% | 0% | 0% |  |  | 0
0 | 0 | 0 | 0 | 0 | 0 | 0 | 0 | 0% | 0 | 0% | 0 | 0 | 0 | 0 | 0 | 0% | 0 | 0 | 0 | 0 |  | 0 | 0 | 0 | 0 | 0 | 0% | 0% | 0% | 0% | 0% |  |  | 0
0 | 0 | 0 | Pole Top Structures | 0 | 0 | 0 | 0 | 0% | 0 | 0% | 0 | 0 | 0 | 0 | 0 | 0% | 0 | 0 | 0 | 0 |  | 0 | 0 | 0 | 0 | 0 | 0% | 0% | 0% | 0% | 0% |  |  | 0
11 | 0 | 0 | ˂ = 1 kV | Poletop Structures | 201845 | 2.7116 | 547330.4534 | 2.658% | 12 | 36.21% | 2.7116 | 28.5248 | 15612492.3779 | 65.8341 | 36033003.6838 | 56.67% | 6.5834 | 13.1668 | 39.5005 | 52.6673 |  | 40593.2121 | 32772.8498 | 370539.829 | 67536.0414 | 35888.5211 | 7.417% | 5.988% | 67.7% | 12.34% | 6.557% |  |  | 65.8341
11 | 0 | 0 | > 1 kV & < = 11 kV | Poletop Structures | 678 | 2.0334 | 1378.6412 | 0.006695% | 61 | 0.0912% | 2.0334 | 28.6563 | 39506.8149 | 54.4686 | 75092.6091 | 47.39% | 5.4469 | 10.8937 | 32.6811 | 43.5749 |  | 77.269 | 122.0036 | 610.0182 | 286.7086 | 282.6418 | 5.605% | 8.85% | 44.25% | 20.8% | 20.5% |  |  | 54.4686
11 | 0 | 0 | ˃ 11 kV & < = 22 kV | Poletop Structures | 313901 | 2.6996 | 847419.7106 | 4.115% | 5 | 56.06% | 2.6996 | 23.1296 | 19600459.8531 | 48.1916 | 40838541.5443 | 52% | 4.8192 | 9.6383 | 28.915 | 38.5533 |  | 73991.7344 | 64731.9691 | 408752.4996 | 153876.7831 | 146066.7244 | 8.731% | 7.639% | 48.23% | 18.16% | 17.24% |  |  | 48.1916
11 | 0 | 0 | > 22 kV & < = 66 kV | Poletop Structures | 35886 | 3.2182 | 115488.2701 | 0.5608% | 29 | 7.64% | 3.2182 | 30.1167 | 3478129.1356 | 53.3264 | 6158575.2704 | 43.52% | 5.3326 | 10.6653 | 31.9958 | 42.6611 |  | 3984.1297 | 4486.1687 | 52446.9804 | 25752.0241 | 28818.9672 | 3.45% | 3.885% | 45.41% | 22.3% | 24.95% |  |  | 53.3264
0 | 0 | 0 | 0 | 0 | 0 | 0 | 0 | 0% | 0 | 0% | 0 | 0 | 0 | 0 | 0 | 0% | 0 | 0 | 0 | 0 |  | 0 | 0 | 0 | 0 | 0 | 0% | 0% | 0% | 0% | 0% |  |  | 0
0 | 0 | 0 | SCADA, Network Control and Protection Systems | 0 | 0 | 0 | 0 | 0% | 0 | 0% | 0 | 0 | 0 | 0 | 0 | 0% | 0 | 0 | 0 | 0 |  | 0 | 0 | 0 | 0 | 0 | 0% | 0% | 0% | 0% | 0% |  |  | 0
10 | 0 | 0 | FIELD DEVICES | Protection/Scada | 4776 | 27.5605 | 131629.1517 | 0.6392% | 28 | 66.28% | 27.5605 | 37.2106 | 4898004.5176 | 56.6089 | 7451386.8371 | 34.27% | 5.6609 | 11.3218 | 33.9654 | 45.2872 |  | 7772.073 | 1488.2693 | 43986.6261 | 24584.004 | 53798.1792 | 5.905% | 1.131% | 33.42% | 18.68% | 40.87% |  |  | 56.6089
10 | 0 | 0 | COMMUNICATIONS NETWORK ASSETS | Protection/Scada | 2318.5 | 27.5605 | 63899.1181 | 0.3103% | 39 | 32.18% | 27.5605 | 14.8151 | 946670.1891 | 22.6 | 1444120.0695 | 34.45% | 2.26 | 4.52 | 13.56 | 18.08 |  | 0 | 3417.5073 | 22971.7123 | 12088.054 | 25421.8445 | 0% | 5.348% | 35.95% | 18.92% | 39.78% |  |  | 22.6
10 | 0 | 0 | MASTER STATION ASSETS | Protection/Scada | 111 | 27.5605 | 3059.2202 | 0.01486% | 57 | 1.54% | 27.5605 | 1.6622 | 5084.9201 | 5 | 15296.1012 | 66.76% | 0.5 | 1 | 3 | 4 |  | 578.7714 | 330.7265 | 1653.6326 | 496.0898 | 0 | 18.92% | 10.81% | 54.05% | 16.22% | 0% |  |  | 5
0 | 0 | 0 | AUTOMATION REPLACEMENT EXPENDITURE | 0 | 0 | 0 | 0 | 0% | 0 | 0% | 0 | 0 | 0 | 0 | 0 | 0% | 0 | 0 | 0 | 0 |  | 0 | 0 | 0 | 0 | 0 | 0% | 0% | 0% | 0% | 0% |  |  | 0
0 | 0 | 0 | 0 | 0 | 0 | 0 | 0 | 0% | 0 | 0% | 0 | 0 | 0 | 0 | 0 | 0% | 0 | 0 | 0 | 0 |  | 0 | 0 | 0 | 0 | 0 | 0% | 0% | 0% | 0% | 0% |  |  | 0
0 | 0 | 0 | 0 | 0 | 0 | 0 | 0 | 0% | 0 | 0% | 0 | 0 | 0 | 0 | 0 | 0% | 0 | 0 | 0 | 0 |  | 0 | 0 | 0 | 0 | 0 | 0% | 0% | 0% | 0% | 0% |  |  | 0
0 | 0 | 0 | 0 | 0 | 0 | 0 | 0 | 0% | 0 | 0% | 0 | 0 | 0 | 0 | 0 | 0% | 0 | 0 | 0 | 0 |  | 0 | 0 | 0 | 0 | 0 | 0% | 0% | 0% | 0% | 0% |  |  | 0
0 | 0 | 0 | 0 | 0 | 0 | 0 | 0 | 0% | 0 | 0% | 0 | 0 | 0 | 0 | 0 | 0% | 0 | 0 | 0 | 0 |  | 0 | 0 | 0 | 0 | 0 | 0% | 0% | 0% | 0% | 0% |  |  | 0
0 | 0 | 0 | 0 | 0 | 0 | 0 | 0 | 0% | 0 | 0% | 0 | 0 | 0 | 0 | 0 | 0% | 0 | 0 | 0 | 0 |  | 0 | 0 | 0 | 0 | 0 | 0% | 0% | 0% | 0% | 0% |  |  | 0
0 | 0 | 0 | 0 | 0 | 0 | 0 | 0 | 0% | 0 | 0% | 0 | 0 | 0 | 0 | 0 | 0% | 0 | 0 | 0 | 0 |  | 0 | 0 | 0 | 0 | 0 | 0% | 0% | 0% | 0% | 0% |  |  | 0
0 | 0 | 0 | 0 | 0 | 0 | 0 | 0 | 0% | 0 | 0% | 0 | 0 | 0 | 0 | 0 | 0% | 0 | 0 | 0 | 0 |  | 0 | 0 | 0 | 0 | 0 | 0% | 0% | 0% | 0% | 0% |  |  | 0
0 | 0 | 0 | 0 | 0 | 0 | 0 | 0 | 0% | 0 | 0% | 0 | 0 | 0 | 0 | 0 | 0% | 0 | 0 | 0 | 0 |  | 0 | 0 | 0 | 0 | 0 | 0% | 0% | 0% | 0% | 0% |  |  | 0
0 | 0 | 0 | 0 | 0 | 0 | 0 | 0 | 0% | 0 | 0% | 0 | 0 | 0 | 0 | 0 | 0% | 0 | 0 | 0 | 0 |  | 0 | 0 | 0 | 0 | 0 | 0% | 0% | 0% | 0% | 0% |  |  | 0
0 | 0 | 0 | 0 | 0 | 0 | 0 | 0 | 0% | 0 | 0% | 0 | 0 | 0 | 0 | 0 | 0% | 0 | 0 | 0 | 0 |  | 0 | 0 | 0 | 0 | 0 | 0% | 0% | 0% | 0% | 0% |  |  | 0
0 | 0 | 0 | 0 | 0 | 0 | 0 | 0 | 0% | 0 | 0% | 0 | 0 | 0 | 0 | 0 | 0% | 0 | 0 | 0 | 0 |  | 0 | 0 | 0 | 0 | 0 | 0% | 0% | 0% | 0% | 0% |  |  | 0
0 | 0 | 0 | 0 | 0 | 0 | 0 | 0 | 0% | 0 | 0% | 0 | 0 | 0 | 0 | 0 | 0% | 0 | 0 | 0 | 0 |  | 0 | 0 | 0 | 0 | 0 | 0% | 0% | 0% | 0% | 0% |  |  | 0
0 | 0 | 0 | 0 | 0 | 0 | 0 | 0 | 0% | 0 | 0% | 0 | 0 | 0 | 0 | 0 | 0% | 0 | 0 | 0 | 0 |  | 0 | 0 | 0 | 0 | 0 | 0% | 0% | 0% | 0% | 0% |  |  | 0
0 | 0 | 0 | 0 | 0 | 0 | 0 | 0 | 0% | 0 | 0% | 0 | 0 | 0 | 0 | 0 | 0% | 0 | 0 | 0 | 0 |  | 0 | 0 | 0 | 0 | 0 | 0% | 0% | 0% | 0% | 0% |  |  | 0
0 | 0 | 0 | 0 | 0 | 0 | 0 | 0 | 0% | 0 | 0% | 0 | 0 | 0 | 0 | 0 | 0% | 0 | 0 | 0 | 0 |  | 0 | 0 | 0 | 0 | 0 | 0% | 0% | 0% | 0% | 0% |  |  | 0
0 | 0 | 0 | 0 | 0 | 0 | 0 | 0 | 0% | 0 | 0% | 0 | 0 | 0 | 0 | 0 | 0% | 0 | 0 | 0 | 0 |  | 0 | 0 | 0 | 0 | 0 | 0% | 0% | 0% | 0% | 0% |  |  | 0
0 | 0 | 0 | 0 | 0 | 0 | 0 | 0 | 0% | 0 | 0% | 0 | 0 | 0 | 0 | 0 | 0% | 0 | 0 | 0 | 0 |  | 0 | 0 | 0 | 0 | 0 | 0% | 0% | 0% | 0% | 0% |  |  | 0
0 | 0 | 0 | 0 | 0 | 0 | 0 | 0 | 0% | 0 | 0% | 0 | 0 | 0 | 0 | 0 | 0% | 0 | 0 | 0 | 0 |  | 0 | 0 | 0 | 0 | 0 | 0% | 0% | 0% | 0% | 0% |  |  | 0
0 | 0 | 0 | 0 | 0 | 0 | 0 | 0 | 0% | 0 | 0% | 0 | 0 | 0 | 0 | 0 | 0% | 0 | 0 | 0 | 0 |  | 0 | 0 | 0 | 0 | 0 | 0% | 0% | 0% | 0% | 0% |  |  | 0
0 | 0 | 0 | 0 | 0 | 0 | 0 | 0 | 0% | 0 | 0% | 0 | 0 | 0 | 0 | 0 | 0% | 0 | 0 | 0 | 0 |  | 0 | 0 | 0 | 0 | 0 | 0% | 0% | 0% | 0% | 0% |  |  | 0
0 | 0 | 0 | 0 | 0 | 0 | 0 | 0 | 0% | 0 | 0% | 0 | 0 | 0 | 0 | 0 | 0% | 0 | 0 | 0 | 0 |  | 0 | 0 | 0 | 0 | 0 | 0% | 0% | 0% | 0% | 0% |  |  | 0
0 | 0 | 0 | 0 | 0 | 0 | 0 | 0 | 0% | 0 | 0% | 0 | 0 | 0 | 0 | 0 | 0% | 0 | 0 | 0 | 0 |  | 0 | 0 | 0 | 0 | 0 | 0% | 0% | 0% | 0% | 0% |  |  | 0
0 | 0 | 0 | 0 | 0 | 0 | 0 | 0 | 0% | 0 | 0% | 0 | 0 | 0 | 0 | 0 | 0% | 0 | 0 | 0 | 0 |  | 0 | 0 | 0 | 0 | 0 | 0% | 0% | 0% | 0% | 0% |  |  | 0
0 | 0 | 0 | 0 | 0 | 0 | 0 | 0 | 0% | 0 | 0% | 0 | 0 | 0 | 0 | 0 | 0% | 0 | 0 | 0 | 0 |  | 0 | 0 | 0 | 0 | 0 | 0% | 0% | 0% | 0% | 0% |  |  | 0
0 | 0 | 0 | 0 | 0 | 0 | 0 | 0 | 0% | 0 | 0% | 0 | 0 | 0 | 0 | 0 | 0% | 0 | 0 | 0 | 0 |  | 0 | 0 | 0 | 0 | 0 | 0% | 0% | 0% | 0% | 0% |  |  | 0
0 | 0 | 0 | 0 | 0 | 0 | 0 | 0 | 0% | 0 | 0% | 0 | 0 | 0 | 0 | 0 | 0% | 0 | 0 | 0 | 0 |  | 0 | 0 | 0 | 0 | 0 | 0% | 0% | 0% | 0% | 0% |  |  | 0
0 | 0 | 0 | 0 | 0 | 0 | 0 | 0 | 0% | 0 | 0% | 0 | 0 | 0 | 0 | 0 | 0% | 0 | 0 | 0 | 0 |  | 0 | 0 | 0 | 0 | 0 | 0% | 0% | 0% | 0% | 0% |  |  | 0
0 | 0 | 0 | 0 | 0 | 0 | 0 | 0 | 0% | 0 | 0% | 0 | 0 | 0 | 0 | 0 | 0% | 0 | 0 | 0 | 0 |  | 0 | 0 | 0 | 0 | 0 | 0% | 0% | 0% | 0% | 0% |  |  | 0
0 | 0 | 0 | 0 | 0 | 0 | 0 | 0 | 0% | 0 | 0% | 0 | 0 | 0 | 0 | 0 | 0% | 0 | 0 | 0 | 0 |  | 0 | 0 | 0 | 0 | 0 | 0% | 0% | 0% | 0% | 0% |  |  | 0
0 | 0 | 0 | 0 | 0 | 0 | 0 | 0 | 0% | 0 | 0% | 0 | 0 | 0 | 0 | 0 | 0% | 0 | 0 | 0 | 0 |  | 0 | 0 | 0 | 0 | 0 | 0% | 0% | 0% | 0% | 0% |  |  | 0
0 | 0 | 0 | 0 | 0 | 0 | 0 | 0 | 0% | 0 | 0% | 0 | 0 | 0 | 0 | 0 | 0% | 0 | 0 | 0 | 0 |  | 0 | 0 | 0 | 0 | 0 | 0% | 0% | 0% | 0% | 0% |  |  | 0
0 | 0 | 0 | 0 | 0 | 0 | 0 | 0 | 0% | 0 | 0% | 0 | 0 | 0 | 0 | 0 | 0% | 0 | 0 | 0 | 0 |  | 0 | 0 | 0 | 0 | 0 | 0% | 0% | 0% | 0% | 0% |  |  | 0
0 | 0 | 0 | 0 | 0 | 0 | 0 | 0 | 0% | 0 | 0% | 0 | 0 | 0 | 0 | 0 | 0% | 0 | 0 | 0 | 0 |  | 0 | 0 | 0 | 0 | 0 | 0% | 0% | 0% | 0% | 0% |  |  | 0
0 | 0 | 0 | 0 | 0 | 0 | 0 | 0 | 0% | 0 | 0% | 0 | 0 | 0 | 0 | 0 | 0% | 0 | 0 | 0 | 0 |  | 0 | 0 | 0 | 0 | 0 | 0% | 0% | 0% | 0% | 0% |  |  | 0
0 | 0 | 0 | 0 | 0 | 0 | 0 | 0 | 0% | 0 | 0% | 0 | 0 | 0 | 0 | 0 | 0% | 0 | 0 | 0 | 0 |  | 0 | 0 | 0 | 0 | 0 | 0% | 0% | 0% | 0% | 0% |  |  | 0
0 | 0 | 0 | 0 | 0 | 0 | 0 | 0 | 0% | 0 | 0% | 0 | 0 | 0 | 0 | 0 | 0% | 0 | 0 | 0 | 0 |  | 0 | 0 | 0 | 0 | 0 | 0% | 0% | 0% | 0% | 0% |  |  | 0
0 | 0 | 0 | 0 | 0 | 0 | 0 | 0 | 0% | 0 | 0% | 0 | 0 | 0 | 0 | 0 | 0% | 0 | 0 | 0 | 0 |  | 0 | 0 | 0 | 0 | 0 | 0% | 0% | 0% | 0% | 0% |  |  | 0
0 | 0 | 0 | 0 | 0 | 0 | 0 | 0 | 0% | 0 | 0% | 0 | 0 | 0 | 0 | 0 | 0% | 0 | 0 | 0 | 0 |  | 0 | 0 | 0 | 0 | 0 | 0% | 0% | 0% | 0% | 0% |  |  | 0
0 | 0 | 0 | 0 | 0 | 0 | 0 | 0 | 0% | 0 | 0% | 0 | 0 | 0 | 0 | 0 | 0% | 0 | 0 | 0 | 0 |  | 0 | 0 | 0 | 0 | 0 | 0% | 0% | 0% | 0% | 0% |  |  | 0
0 | 0 | 0 | 0 | 0 | 0 | 0 | 0 | 0% | 0 | 0% | 0 | 0 | 0 | 0 | 0 | 0% | 0 | 0 | 0 | 0 |  | 0 | 0 | 0 | 0 | 0 | 0% | 0% | 0% | 0% | 0% |  |  | 0
0 | 0 | 0 | 0 | 0 | 0 | 0 | 0 | 0% | 0 | 0% | 0 | 0 | 0 | 0 | 0 | 0% | 0 | 0 | 0 | 0 |  | 0 | 0 | 0 | 0 | 0 | 0% | 0% | 0% | 0% | 0% |  |  | 0
0 | 0 | 0 | 0 | 0 | 0 | 0 | 0 | 0% | 0 | 0% | 0 | 0 | 0 | 0 | 0 | 0% | 0 | 0 | 0 | 0 |  | 0 | 0 | 0 | 0 | 0 | 0% | 0% | 0% | 0% | 0% |  |  | 0
0 | 0 | 0 | 0 | 0 | 0 | 0 | 0 | 0% | 0 | 0% | 0 | 0 | 0 | 0 | 0 | 0% | 0 | 0 | 0 | 0 |  | 0 | 0 | 0 | 0 | 0 | 0% | 0% | 0% | 0% | 0% |  |  | 0
0 | 0 | 0 | 0 | 0 | 0 | 0 | 0 | 0% | 0 | 0% | 0 | 0 | 0 | 0 | 0 | 0% | 0 | 0 | 0 | 0 |  | 0 | 0 | 0 | 0 | 0 | 0% | 0% | 0% | 0% | 0% |  |  | 0
0 | 0 | 0 | 0 | 0 | 0 | 0 | 0 | 0% | 0 | 0% | 0 | 0 | 0 | 0 | 0 | 0% | 0 | 0 | 0 | 0 |  | 0 | 0 | 0 | 0 | 0 | 0% | 0% | 0% | 0% | 0% |  |  | 0
0 | 0 | 0 | 0 | 0 | 0 | 0 | 0 | 0% | 0 | 0% | 0 | 0 | 0 | 0 | 0 | 0% | 0 | 0 | 0 | 0 |  | 0 | 0 | 0 | 0 | 0 | 0% | 0% | 0% | 0% | 0% |  |  | 0
0 | 0 | 0 | 0 | 0 | 0 | 0 | 0 | 0% | 0 | 0% | 0 | 0 | 0 | 0 | 0 | 0% | 0 | 0 | 0 | 0 |  | 0 | 0 | 0 | 0 | 0 | 0% | 0% | 0% | 0% | 0% |  |  | 0
0 | 0 | 0 | 0 | 0 | 0 | 0 | 0 | 0% | 0 | 0% | 0 | 0 | 0 | 0 | 0 | 0% | 0 | 0 | 0 | 0 |  | 0 | 0 | 0 | 0 | 0 | 0% | 0% | 0% | 0% | 0% |  |  | 0
0 | 0 | 0 | 0 | 0 | 0 | 0 | 0 | 0% | 0 | 0% | 0 | 0 | 0 | 0 | 0 | 0% | 0 | 0 | 0 | 0 |  | 0 | 0 | 0 | 0 | 0 | 0% | 0% | 0% | 0% | 0% |  |  | 0
0 | 0 | 0 | 0 | 0 | 0 | 0 | 0 | 0% | 0 | 0% | 0 | 0 | 0 | 0 | 0 | 0% | 0 | 0 | 0 | 0 |  | 0 | 0 | 0 | 0 | 0 | 0% | 0% | 0% | 0% | 0% |  |  | 0
0 | 0 | 0 | 0 | 0 | 0 | 0 | 0 | 0% | 0 | 0% | 0 | 0 | 0 | 0 | 0 | 0% | 0 | 0 | 0 | 0 |  | 0 | 0 | 0 | 0 | 0 | 0% | 0% | 0% | 0% | 0% |  |  | 0
0 | 0 | 0 | 0 | 0 | 0 | 0 | 0 | 0% | 0 | 0% | 0 | 0 | 0 | 0 | 0 | 0% | 0 | 0 | 0 | 0 |  | 0 | 0 | 0 | 0 | 0 | 0% | 0% | 0% | 0% | 0% |  |  | 0
0 | 0 | 0 | 0 | 0 | 0 | 0 | 0 | 0% | 0 | 0% | 0 | 0 | 0 | 0 | 0 | 0% | 0 | 0 | 0 | 0 |  | 0 | 0 | 0 | 0 | 0 | 0% | 0% | 0% | 0% | 0% |  |  | 0
0 | 0 | 0 | 0 | 0 | 0 | 0 | 0 | 0% | 0 | 0% | 0 | 0 | 0 | 0 | 0 | 0% | 0 | 0 | 0 | 0 |  | 0 | 0 | 0 | 0 | 0 | 0% | 0% | 0% | 0% | 0% |  |  | 0
0 | 0 | 0 | 0 | 0 | 0 | 0 | 0 | 0% | 0 | 0% | 0 | 0 | 0 | 0 | 0 | 0% | 0 | 0 | 0 | 0 |  | 0 | 0 | 0 | 0 | 0 | 0% | 0% | 0% | 0% | 0% |  |  | 0
0 | 0 | 0 | 0 | 0 | 0 | 0 | 0 | 0% | 0 | 0% | 0 | 0 | 0 | 0 | 0 | 0% | 0 | 0 | 0 | 0 |  | 0 | 0 | 0 | 0 | 0 | 0% | 0% | 0% | 0% | 0% |  |  | 0
0 | 0 | 0 | 0 | 0 | 0 | 0 | 0 | 0% | 0 | 0% | 0 | 0 | 0 | 0 | 0 | 0% | 0 | 0 | 0 | 0 |  | 0 | 0 | 0 | 0 | 0 | 0% | 0% | 0% | 0% | 0% |  |  | 0
0 | 0 | 0 | 0 | 0 | 0 | 0 | 0 | 0% | 0 | 0% | 0 | 0 | 0 | 0 | 0 | 0% | 0 | 0 | 0 | 0 |  | 0 | 0 | 0 | 0 | 0 | 0% | 0% | 0% | 0% | 0% |  |  | 0
0 | 0 | 0 | 0 | 0 | 0 | 0 | 0 | 0% | 0 | 0% | 0 | 0 | 0 | 0 | 0 | 0% | 0 | 0 | 0 | 0 |  | 0 | 0 | 0 | 0 | 0 | 0% | 0% | 0% | 0% | 0% |  |  | 0
0 | 0 | 0 | 0 | 0 | 0 | 0 | 0 | 0% | 0 | 0% | 0 | 0 | 0 | 0 | 0 | 0% | 0 | 0 | 0 | 0 |  | 0 | 0 | 0 | 0 | 0 | 0% | 0% | 0% | 0% | 0% |  |  | 0
0 | 0 | 0 | 0 | 0 | 0 | 0 | 0 | 0% | 0 | 0% | 0 | 0 | 0 | 0 | 0 | 0% | 0 | 0 | 0 | 0 |  | 0 | 0 | 0 | 0 | 0 | 0% | 0% | 0% | 0% | 0% |  |  | 0
0 | 0 | 0 | 0 | 0 | 0 | 0 | 0 | 0% | 0 | 0% | 0 | 0 | 0 | 0 | 0 | 0% | 0 | 0 | 0 | 0 |  | 0 | 0 | 0 | 0 | 0 | 0% | 0% | 0% | 0% | 0% |  |  | 0
0 | 0 | 0 | 0 | 0 | 0 | 0 | 0 | 0% | 0 | 0% | 0 | 0 | 0 | 0 | 0 | 0% | 0 | 0 | 0 | 0 |  | 0 | 0 | 0 | 0 | 0 | 0% | 0% | 0% | 0% | 0% |  |  | 0
0 | 0 | 0 | 0 | 0 | 0 | 0 | 0 | 0% | 0 | 0% | 0 | 0 | 0 | 0 | 0 | 0% | 0 | 0 | 0 | 0 |  | 0 | 0 | 0 | 0 | 0 | 0% | 0% | 0% | 0% | 0% |  |  | 0
0 | 0 | 0 | 0 | 0 | 0 | 0 | 0 | 0% | 0 | 0% | 0 | 0 | 0 | 0 | 0 | 0% | 0 | 0 | 0 | 0 |  | 0 | 0 | 0 | 0 | 0 | 0% | 0% | 0% | 0% | 0% |  |  | 0
0 | 0 | 0 | 0 | 0 | 0 | 0 | 0 | 0% | 0 | 0% | 0 | 0 | 0 | 0 | 0 | 0% | 0 | 0 | 0 | 0 |  | 0 | 0 | 0 | 0 | 0 | 0% | 0% | 0% | 0% | 0% |  |  | 0
0 | 0 | 0 | 0 | 0 | 0 | 0 | 0 | 0% | 0 | 0% | 0 | 0 | 0 | 0 | 0 | 0% | 0 | 0 | 0 | 0 |  | 0 | 0 | 0 | 0 | 0 | 0% | 0% | 0% | 0% | 0% |  |  | 0
0 | 0 | 0 | 0 | 0 | 0 | 0 | 0 | 0% | 0 | 0% | 0 | 0 | 0 | 0 | 0 | 0% | 0 | 0 | 0 | 0 |  | 0 | 0 | 0 | 0 | 0 | 0% | 0% | 0% | 0% | 0% |  |  | 0
0 | 0 | 0 | 0 | 0 | 0 | 0 | 0 | 0% | 0 | 0% | 0 | 0 | 0 | 0 | 0 | 0% | 0 | 0 | 0 | 0 |  | 0 | 0 | 0 | 0 | 0 | 0% | 0% | 0% | 0% | 0% |  |  | 0
0 | 0 | 0 | 0 | 0 | 0 | 0 | 0 | 0% | 0 | 0% | 0 | 0 | 0 | 0 | 0 | 0% | 0 | 0 | 0 | 0 |  | 0 | 0 | 0 | 0 | 0 | 0% | 0% | 0% | 0% | 0% |  |  | 0
0 | 0 | 0 | 0 | 0 | 0 | 0 | 0 | 0% | 0 | 0% | 0 | 0 | 0 | 0 | 0 | 0% | 0 | 0 | 0 | 0 |  | 0 | 0 | 0 | 0 | 0 | 0% | 0% | 0% | 0% | 0% |  |  | 0
0 | 0 | 0 | 0 | 0 | 0 | 0 | 0 | 0% | 0 | 0% | 0 | 0 | 0 | 0 | 0 | 0% | 0 | 0 | 0 | 0 |  | 0 | 0 | 0 | 0 | 0 | 0% | 0% | 0% | 0% | 0% |  |  | 0
0 | 0 | 0 | 0 | 0 | 0 | 0 | 0 | 0% | 0 | 0% | 0 | 0 | 0 | 0 | 0 | 0% | 0 | 0 | 0 | 0 |  | 0 | 0 | 0 | 0 | 0 | 0% | 0% | 0% | 0% | 0% |  |  | 0
0 | 0 | 0 | 0 | 0 | 0 | 0 | 0 | 0% | 0 | 0% | 0 | 0 | 0 | 0 | 0 | 0% | 0 | 0 | 0 | 0 |  | 0 | 0 | 0 | 0 | 0 | 0% | 0% | 0% | 0% | 0% |  |  | 0
0 | 0 | 0 | 0 | 0 | 0 | 0 | 0 | 0% | 0 | 0% | 0 | 0 | 0 | 0 | 0 | 0% | 0 | 0 | 0 | 0 |  | 0 | 0 | 0 | 0 | 0 | 0% | 0% | 0% | 0% | 0% |  |  | 0
0 | 0 | 0 | 0 | 0 | 0 | 0 | 0 | 0% | 0 | 0% | 0 | 0 | 0 | 0 | 0 | 0% | 0 | 0 | 0 | 0 |  | 0 | 0 | 0 | 0 | 0 | 0% | 0% | 0% | 0% | 0% |  |  | 0
0 | 0 | 0 | 0 | 0 | 0 | 0 | 0 | 0% | 0 | 0% | 0 | 0 | 0 | 0 | 0 | 0% | 0 | 0 | 0 | 0 |  | 0 | 0 | 0 | 0 | 0 | 0% | 0% | 0% | 0% | 0% |  |  | 0
0 | 0 | 0 | 0 | 0 | 0 | 0 | 0 | 0% | 0 | 0% | 0 | 0 | 0 | 0 | 0 | 0% | 0 | 0 | 0 | 0 |  | 0 | 0 | 0 | 0 | 0 | 0% | 0% | 0% | 0% | 0% |  |  | 0
0 | 0 | 0 | 0 | 0 | 0 | 0 | 0 | 0% | 0 | 0% | 0 | 0 | 0 | 0 | 0 | 0% | 0 | 0 | 0 | 0 |  | 0 | 0 | 0 | 0 | 0 | 0% | 0% | 0% | 0% | 0% |  |  | 0
0 | 0 | 0 | 0 | 0 | 0 | 0 | 0 | 0% | 0 | 0% | 0 | 0 | 0 | 0 | 0 | 0% | 0 | 0 | 0 | 0 |  | 0 | 0 | 0 | 0 | 0 | 0% | 0% | 0% | 0% | 0% |  |  | 0
0 | 0 | 0 | 0 | 0 | 0 | 0 | 0 | 0% | 0 | 0% | 0 | 0 | 0 | 0 | 0 | 0% | 0 | 0 | 0 | 0 |  | 0 | 0 | 0 | 0 | 0 | 0% | 0% | 0% | 0% | 0% |  |  | 0
0 | 0 | 0 | 0 | 0 | 0 | 0 | 0 | 0% | 0 | 0% | 0 | 0 | 0 | 0 | 0 | 0% | 0 | 0 | 0 | 0 |  | 0 | 0 | 0 | 0 | 0 | 0% | 0% | 0% | 0% | 0% |  |  | 0
0 | 0 | 0 | 0 | 0 | 0 | 0 | 0 | 0% | 0 | 0% | 0 | 0 | 0 | 0 | 0 | 0% | 0 | 0 | 0 | 0 |  | 0 | 0 | 0 | 0 | 0 | 0% | 0% | 0% | 0% | 0% |  |  | 0
0 | 0 | 0 | 0 | 0 | 0 | 0 | 0 | 0% | 0 | 0% | 0 | 0 | 0 | 0 | 0 | 0% | 0 | 0 | 0 | 0 |  | 0 | 0 | 0 | 0 | 0 | 0% | 0% | 0% | 0% | 0% |  |  | 0
0 | 0 | 0 | 0 | 0 | 0 | 0 | 0 | 0% | 0 | 0% | 0 | 0 | 0 | 0 | 0 | 0% | 0 | 0 | 0 | 0 |  | 0 | 0 | 0 | 0 | 0 | 0% | 0% | 0% | 0% | 0% |  |  | 0
0 | 0 | 0 | 0 | 0 | 0 | 0 | 0 | 0% | 0 | 0% | 0 | 0 | 0 | 0 | 0 | 0% | 0 | 0 | 0 | 0 |  | 0 | 0 | 0 | 0 | 0 | 0% | 0% | 0% | 0% | 0% |  |  | 0
0 | 0 | 0 | 0 | 0 | 0 | 0 | 0 | 0% | 0 | 0% | 0 | 0 | 0 | 0 | 0 | 0% | 0 | 0 | 0 | 0 |  | 0 | 0 | 0 | 0 | 0 | 0% | 0% | 0% | 0% | 0% |  |  | 0
0 | 0 | 0 | 0 | 0 | 0 | 0 | 0 | 0% | 0 | 0% | 0 | 0 | 0 | 0 | 0 | 0% | 0 | 0 | 0 | 0 |  | 0 | 0 | 0 | 0 | 0 | 0% | 0% | 0% | 0% | 0% |  |  | 0
0 | 0 | 0 | 0 | 0 | 0 | 0 | 0 | 0% | 0 | 0% | 0 | 0 | 0 | 0 | 0 | 0% | 0 | 0 | 0 | 0 |  | 0 | 0 | 0 | 0 | 0 | 0% | 0% | 0% | 0% | 0% |  |  | 0
0 | 0 | 0 | 0 | 0 | 0 | 0 | 0 | 0% | 0 | 0% | 0 | 0 | 0 | 0 | 0 | 0% | 0 | 0 | 0 | 0 |  | 0 | 0 | 0 | 0 | 0 | 0% | 0% | 0% | 0% | 0% |  |  | 0
[34 empty] | 0 | 0

## RRR hist-forc
Asset calcs | [46 empty] | Replacement expenditure forecast ($,000) | [19 empty] | Weighted average age forecast (WAA) | [20 empty] | Weighted average remaining life forecast (WARL) | [20 empty] | Replacement quantity forecast
[47 empty] | 1 | 2 | 3 | 4 | 5 | 6 | 7 | 8 | 9 | 10 | 11 | 12 | 13 | 14 | 15 | 16 | 17 | 18 | 19 | 20 | 0 | 1 | 2 | 3 | 4 | 5 | 6 | 7 | 8 | 9 | 10 | 11 | 12 | 13 | 14 | 15 | 16 | 17 | 18 | 19 | 20 | 0 | 1 | 2 | 3 | 4 | 5 | 6 | 7 | 8 | 9 | 10 | 11 | 12 | 13 | 14 | 15 | 16 | 17 | 18 | 19 | 20 | 1 | 2 | 3 | 4 | 5 | 6 | 7 | 8 | 9 | 10 | 11 | 12 | 13 | 14 | 15 | 16 | 17 | 18 | 19 | 20
[16 empty] | EDB | [20 empty] | Aurora actual | [8 empty] | average | bar: Replacement expenditure forecast ($,000) 20; Weighted average remaining life forecast (WARL) 0; Replacement quantity forecast 1; Replacement quantity forecast 20
[6 empty] | Historical | [9 empty] | Forcast | [20 empty] | 2005 | 2006 | 2007 | 2008 | 2009 | 2010 | 2011 | 2012 | 2013 | 2014 | 2009 | 2010 | 2011 | 2012 | 2013 | 2014 | 2015 | 2016 | 2017 | 2018 | 2019 | 2020 | 2021 | 2022 | 2023 | 2024 | 2025 | 2026 | 2027 | 2028
|  |  |  | year |  | 2005 | 2006 | 2007 | 2008 | 2009 | 2010 | 2011 | 2012 | 2013 | 2014 | 2015 | 2016 | 2017 | 2018 | 2019 | 2020 | 2021 | 2022 | 2023 | 2024 | 2025 | 2026 | 2027 | 2028 | 2029 | 2030 | 2031 | 2032 | 2033 | 2034 |  | 2006 | 2007 | 2008 | 2009 | 2010 | 2011 | 2012 | 2013 | 2014 | 2015 | 2015 | 2016 | 2017 | 2018 | 2019 | 2020 | 2021 | 2022 | 2023 | 2024 | 2025 | 2026 | 2027 | 2028 | 2029 | 2030 | 2031 | 2032 | 2033 | 2034 | 2015 | 2015 | 2016 | 2017 | 2018 | 2019 | 2020 | 2021 | 2022 | 2023 | 2024 | 2025 | 2026 | 2027 | 2028 | 2029 | 2030 | 2031 | 2032 | 2033 | 2034 | 2015 | 2015 | 2016 | 2017 | 2018 | 2019 | 2020 | 2021 | 2022 | 2023 | 2024 | 2025 | 2026 | 2027 | 2028 | 2029 | 2030 | 2031 | 2032 | 2033 | 2034 | 2015 | 2016 | 2017 | 2018 | 2019 | 2020 | 2021 | 2022 | 2023 | 2024 | 2025 | 2026 | 2027 | 2028 | 2029 | 2030 | 2031 | 2032 | 2033 | 2034
1 |  |  | Poles | Poles | [31 empty] | Poles (mod) | [10 empty] | #NAME? | #NAME? | #NAME? | #NAME? | #NAME? | #NAME? | #NAME? | #NAME? | #NAME? | #NAME? | #NAME? | #NAME? | #NAME? | #NAME? | #NAME? | #NAME? | #NAME? | #NAME? | #NAME? | #NAME? | #NAME? | #NAME? | #NAME? | #NAME? | #NAME? | #NAME? | #NAME? | #NAME? | #NAME? | #NAME? | #NAME? | #NAME? | #NAME? | #NAME? | #NAME? | #NAME? | #NAME? | #NAME? | #NAME? | #NAME? | #NAME? | #NAME? | #NAME? | #NAME? | #NAME? | #NAME? | #NAME? | #NAME? | #NAME? | #NAME? | #NAME? | #NAME? | #NAME? | #NAME? | #NAME? | #NAME? | #NAME? | #NAME? | #NAME? | #NAME? | #NAME? | #NAME? | #NAME? | #NAME? | #NAME? | #NAME? | #NAME? | #NAME? | #NAME? | #NAME? | #NAME? | #NAME? | #NAME? | #NAME? | #NAME? | #NAME? | #NAME? | #NAME? | #NAME? | #NAME? | #NAME? | #NAME?
2 |  |  | Overhead conductors | Overhead conductors | [31 empty] | Overhead conductors (mod) | [10 empty] | #NAME? | #NAME? | #NAME? | #NAME? | #NAME? | #NAME? | #NAME? | #NAME? | #NAME? | #NAME? | #NAME? | #NAME? | #NAME? | #NAME? | #NAME? | #NAME? | #NAME? | #NAME? | #NAME? | #NAME? | #NAME? | #NAME? | #NAME? | #NAME? | #NAME? | #NAME? | #NAME? | #NAME? | #NAME? | #NAME? | #NAME? | #NAME? | #NAME? | #NAME? | #NAME? | #NAME? | #NAME? | #NAME? | #NAME? | #NAME? | #NAME? | #NAME? | #NAME? | #NAME? | #NAME? | #NAME? | #NAME? | #NAME? | #NAME? | #NAME? | #NAME? | #NAME? | #NAME? | #NAME? | #NAME? | #NAME? | #NAME? | #NAME? | #NAME? | #NAME? | #NAME? | #NAME? | #NAME? | #NAME? | #NAME? | #NAME? | #NAME? | #NAME? | #NAME? | #NAME? | #NAME? | #NAME? | #NAME? | #NAME? | #NAME? | #NAME? | #NAME? | #NAME? | #NAME? | #NAME? | #NAME? | #NAME?
3 |  |  | Underground cables | Underground cables | [31 empty] | Underground cables (mod) | [10 empty] | #NAME? | #NAME? | #NAME? | #NAME? | #NAME? | #NAME? | #NAME? | #NAME? | #NAME? | #NAME? | #NAME? | #NAME? | #NAME? | #NAME? | #NAME? | #NAME? | #NAME? | #NAME? | #NAME? | #NAME? | #NAME? | #NAME? | #NAME? | #NAME? | #NAME? | #NAME? | #NAME? | #NAME? | #NAME? | #NAME? | #NAME? | #NAME? | #NAME? | #NAME? | #NAME? | #NAME? | #NAME? | #NAME? | #NAME? | #NAME? | #NAME? | #NAME? | #NAME? | #NAME? | #NAME? | #NAME? | #NAME? | #NAME? | #NAME? | #NAME? | #NAME? | #NAME? | #NAME? | #NAME? | #NAME? | #NAME? | #NAME? | #NAME? | #NAME? | #NAME? | #NAME? | #NAME? | #NAME? | #NAME? | #NAME? | #NAME? | #NAME? | #NAME? | #NAME? | #NAME? | #NAME? | #NAME? | #NAME? | #NAME? | #NAME? | #NAME? | #NAME? | #NAME? | #NAME? | #NAME? | #NAME? | #NAME?
4 |  |  | Service Lines | Service Lines | [31 empty] | Service Lines (mod) | [10 empty] | #NAME? | #NAME? | #NAME? | #NAME? | #NAME? | #NAME? | #NAME? | #NAME? | #NAME? | #NAME? | #NAME? | #NAME? | #NAME? | #NAME? | #NAME? | #NAME? | #NAME? | #NAME? | #NAME? | #NAME? | #NAME? | #NAME? | #NAME? | #NAME? | #NAME? | #NAME? | #NAME? | #NAME? | #NAME? | #NAME? | #NAME? | #NAME? | #NAME? | #NAME? | #NAME? | #NAME? | #NAME? | #NAME? | #NAME? | #NAME? | #NAME? | #NAME? | #NAME? | #NAME? | #NAME? | #NAME? | #NAME? | #NAME? | #NAME? | #NAME? | #NAME? | #NAME? | #NAME? | #NAME? | #NAME? | #NAME? | #NAME? | #NAME? | #NAME? | #NAME? | #NAME? | #NAME? | #NAME? | #NAME? | #NAME? | #NAME? | #NAME? | #NAME? | #NAME? | #NAME? | #NAME? | #NAME? | #NAME? | #NAME? | #NAME? | #NAME? | #NAME? | #NAME? | #NAME? | #NAME? | #NAME? | #NAME?
5 |  |  | Distribution transformers | Distribution transformers | [31 empty] | Distribution transformers (mod) | [10 empty] | #NAME? | #NAME? | #NAME? | #NAME? | #NAME? | #NAME? | #NAME? | #NAME? | #NAME? | #NAME? | #NAME? | #NAME? | #NAME? | #NAME? | #NAME? | #NAME? | #NAME? | #NAME? | #NAME? | #NAME? | #NAME? | #NAME? | #NAME? | #NAME? | #NAME? | #NAME? | #NAME? | #NAME? | #NAME? | #NAME? | #NAME? | #NAME? | #NAME? | #NAME? | #NAME? | #NAME? | #NAME? | #NAME? | #NAME? | #NAME? | #NAME? | #NAME? | #NAME? | #NAME? | #NAME? | #NAME? | #NAME? | #NAME? | #NAME? | #NAME? | #NAME? | #NAME? | #NAME? | #NAME? | #NAME? | #NAME? | #NAME? | #NAME? | #NAME? | #NAME? | #NAME? | #NAME? | #NAME? | #NAME? | #NAME? | #NAME? | #NAME? | #NAME? | #NAME? | #NAME? | #NAME? | #NAME? | #NAME? | #NAME? | #NAME? | #NAME? | #NAME? | #NAME? | #NAME? | #NAME? | #NAME? | #NAME?
6 |  |  | Distribution switchgear | Distribution switchgear | [31 empty] | Distribution switchgear (mod) | [10 empty] | #NAME? | #NAME? | #NAME? | #NAME? | #NAME? | #NAME? | #NAME? | #NAME? | #NAME? | #NAME? | #NAME? | #NAME? | #NAME? | #NAME? | #NAME? | #NAME? | #NAME? | #NAME? | #NAME? | #NAME? | #NAME? | #NAME? | #NAME? | #NAME? | #NAME? | #NAME? | #NAME? | #NAME? | #NAME? | #NAME? | #NAME? | #NAME? | #NAME? | #NAME? | #NAME? | #NAME? | #NAME? | #NAME? | #NAME? | #NAME? | #NAME? | #NAME? | #NAME? | #NAME? | #NAME? | #NAME? | #NAME? | #NAME? | #NAME? | #NAME? | #NAME? | #NAME? | #NAME? | #NAME? | #NAME? | #NAME? | #NAME? | #NAME? | #NAME? | #NAME? | #NAME? | #NAME? | #NAME? | #NAME? | #NAME? | #NAME? | #NAME? | #NAME? | #NAME? | #NAME? | #NAME? | #NAME? | #NAME? | #NAME? | #NAME? | #NAME? | #NAME? | #NAME? | #NAME? | #NAME? | #NAME? | #NAME?
7 |  |  | Zone transformers | Zone transformers | [31 empty] | Zone transformers (mod) | [10 empty] | 0 | 0 | 0 | 0 | 0 | 0 | 0 | 0 | 0 | 0 | 0 | 0 | 0 | 0 | 0 | 0 | 0 | 0 | 0 | 0 | 0 | 0 | 0 | 0 | 0 | 0 | 0 | 0 | 0 | 0 | 0 | 0 | 0 | 0 | 0 | 0 | 0 | 0 | 0 | 0 | 0 | 0 | 0 | 0 | 0 | 0 | 0 | 0 | 0 | 0 | 0 | 0 | 0 | 0 | 0 | 0 | 0 | 0 | 0 | 0 | 0 | 0 | 0 | 0 | 0 | 0 | 0 | 0 | 0 | 0 | 0 | 0 | 0 | 0 | 0 | 0 | 0 | 0 | 0 | 0 | 0 | 0
8 |  |  | Zone switchgear | Zone switchgear | [31 empty] | Zone switchgear (mod) | [10 empty] | 0 | 0 | 0 | 0 | 0 | 0 | 0 | 0 | 0 | 0 | 0 | 0 | 0 | 0 | 0 | 0 | 0 | 0 | 0 | 0 | 0 | 0 | 0 | 0 | 0 | 0 | 0 | 0 | 0 | 0 | 0 | 0 | 0 | 0 | 0 | 0 | 0 | 0 | 0 | 0 | 0 | 0 | 0 | 0 | 0 | 0 | 0 | 0 | 0 | 0 | 0 | 0 | 0 | 0 | 0 | 0 | 0 | 0 | 0 | 0 | 0 | 0 | 0 | 0 | 0 | 0 | 0 | 0 | 0 | 0 | 0 | 0 | 0 | 0 | 0 | 0 | 0 | 0 | 0 | 0 | 0 | 0
9 |  |  | Public Lighting | Public Lighting | [31 empty] | Public Lighting (mod) | [10 empty] | #NAME? | #NAME? | #NAME? | #NAME? | #NAME? | #NAME? | #NAME? | #NAME? | #NAME? | #NAME? | #NAME? | #NAME? | #NAME? | #NAME? | #NAME? | #NAME? | #NAME? | #NAME? | #NAME? | #NAME? | #NAME? | #NAME? | #NAME? | #NAME? | #NAME? | #NAME? | #NAME? | #NAME? | #NAME? | #NAME? | #NAME? | #NAME? | #NAME? | #NAME? | #NAME? | #NAME? | #NAME? | #NAME? | #NAME? | #NAME? | #NAME? | #NAME? | #NAME? | #NAME? | #NAME? | #NAME? | #NAME? | #NAME? | #NAME? | #NAME? | #NAME? | #NAME? | #NAME? | #NAME? | #NAME? | #NAME? | #NAME? | #NAME? | #NAME? | #NAME? | #NAME? | #NAME? | #NAME? | #NAME? | #NAME? | #NAME? | #NAME? | #NAME? | #NAME? | #NAME? | #NAME? | #NAME? | #NAME? | #NAME? | #NAME? | #NAME? | #NAME? | #NAME? | #NAME? | #NAME? | #NAME? | #NAME?
10 |  |  | Protection/Scada | Protection/Scada | [31 empty] | Protection/Scada (mod) | [10 empty] | #NAME? | #NAME? | #NAME? | #NAME? | #NAME? | #NAME? | #NAME? | #NAME? | #NAME? | #NAME? | #NAME? | #NAME? | #NAME? | #NAME? | #NAME? | #NAME? | #NAME? | #NAME? | #NAME? | #NAME? | #NAME? | #NAME? | #NAME? | #NAME? | #NAME? | #NAME? | #NAME? | #NAME? | #NAME? | #NAME? | #NAME? | #NAME? | #NAME? | #NAME? | #NAME? | #NAME? | #NAME? | #NAME? | #NAME? | #NAME? | #NAME? | #NAME? | #NAME? | #NAME? | #NAME? | #NAME? | #NAME? | #NAME? | #NAME? | #NAME? | #NAME? | #NAME? | #NAME? | #NAME? | #NAME? | #NAME? | #NAME? | #NAME? | #NAME? | #NAME? | #NAME? | #NAME? | #NAME? | #NAME? | #NAME? | #NAME? | #NAME? | #NAME? | #NAME? | #NAME? | #NAME? | #NAME? | #NAME? | #NAME? | #NAME? | #NAME? | #NAME? | #NAME? | #NAME? | #NAME? | #NAME? | #NAME?
11 |  |  | Poletop Structures | Poletop Structures | [31 empty] | Poletop Structures (mod) | [10 empty] | #NAME? | #NAME? | #NAME? | #NAME? | #NAME? | #NAME? | #NAME? | #NAME? | #NAME? | #NAME? | #NAME? | #NAME? | #NAME? | #NAME? | #NAME? | #NAME? | #NAME? | #NAME? | #NAME? | #NAME? | #NAME? | #NAME? | #NAME? | #NAME? | #NAME? | #NAME? | #NAME? | #NAME? | #NAME? | #NAME? | #NAME? | #NAME? | #NAME? | #NAME? | #NAME? | #NAME? | #NAME? | #NAME? | #NAME? | #NAME? | #NAME? | #NAME? | #NAME? | #NAME? | #NAME? | #NAME? | #NAME? | #NAME? | #NAME? | #NAME? | #NAME? | #NAME? | #NAME? | #NAME? | #NAME? | #NAME? | #NAME? | #NAME? | #NAME? | #NAME? | #NAME? | #NAME? | #NAME? | #NAME? | #NAME? | #NAME? | #NAME? | #NAME? | #NAME? | #NAME? | #NAME? | #NAME? | #NAME? | #NAME? | #NAME? | #NAME? | #NAME? | #NAME? | #NAME? | #NAME? | #NAME? | #NAME?
12 |  |  | 0 | 0 | [31 empty] | 0 (mod) | [10 empty] | 0 | 0 | 0 | 0 | 0 | 0 | 0 | 0 | 0 | 0 | 0 | 0 | 0 | 0 | 0 | 0 | 0 | 0 | 0 | 0 | 0 | 0 | 0 | 0 | 0 | 0 | 0 | 0 | 0 | 0 | 0 | 0 | 0 | 0 | 0 | 0 | 0 | 0 | 0 | 0 | 0 | 0 | 0 | 0 | 0 | 0 | 0 | 0 | 0 | 0 | 0 | 0 | 0 | 0 | 0 | 0 | 0 | 0 | 0 | 0 | 0 | 0 | 0 | 0 | 0 | 0 | 0 | 0 | 0 | 0 | 0 | 0 | 0 | 0 | 0 | 0 | 0 | 0 | 0 | 0 | 0 | 0
|  |  | Total |  |  | 0 | 0 | 0 | 0 | 0 | 0 | 0 | 0 | 0 | 0 | 0 | 0 | 0 | 0 | 0 | 0 | 0 | 0 | 0 | 0 | 0 | 0 | 0 | 0 | 0 | 0 | 0 | 0 | 0 | 0 | Total (mod) | 0 | 0 | 0 | 0 | 0 | 0 | 0 | 0 | 0 | 0 | #NAME? | #NAME? | #NAME? | #NAME? | #NAME? | #NAME? | #NAME? | #NAME? | #NAME? | #NAME? | #NAME? | #NAME? | #NAME? | #NAME? | #NAME? | #NAME? | #NAME? | #NAME? | #NAME? | #NAME? | #NAME? | #NAME? | #NAME? | #NAME? | #NAME? | #NAME? | #NAME? | #NAME? | #NAME? | #NAME? | #NAME? | #NAME? | #NAME? | #NAME? | #NAME? | #NAME? | #NAME? | #NAME? | #NAME? | #NAME? | #NAME? | #NAME? | #NAME? | #NAME? | #NAME? | #NAME? | #NAME? | #NAME? | #NAME? | #NAME? | #NAME? | #NAME? | #NAME? | #NAME? | #NAME? | #NAME? | #NAME? | #NAME? | #NAME? | #NAME? | #NAME? | #NAME? | #NAME? | #NAME? | #NAME? | #NAME? | #NAME? | #NAME? | #NAME? | #NAME? | #NAME? | #NAME? | #NAME? | #NAME? | #NAME? | #NAME? | #NAME? | #NAME? | #NAME? | #NAME? | #NAME? | #NAME?
|  |  | % |  |  | RRR model |  |  |  |  | recursive | 1st year | [34 empty] | #NAME? | #NAME? | #NAME? | #NAME? | #NAME? | #NAME? | #NAME? | #NAME? | #NAME? | #NAME? | #NAME? | #NAME? | #NAME? | #NAME? | #NAME? | #NAME? | #NAME? | #NAME? | #NAME? | #NAME? | #NAME? | #NAME? | #NAME? | #NAME? | #NAME? | #NAME? | #NAME? | #NAME? | #NAME? | #NAME? | #NAME? | #NAME? | #NAME? | #NAME? | #NAME? | #NAME? | #NAME? | #NAME? | #NAME? | #NAME? | #NAME? | #NAME? | #NAME? | #NAME? | #NAME? | #NAME? | #NAME? | #NAME? | #NAME? | #NAME? | #NAME? | #NAME? | #NAME? | #NAME? | #NAME? | #NAME? | #NAME? | #NAME? | #NAME? | #NAME? | #NAME? | #NAME?
|  |  | asset categories |  | Std life | Rep life | SD | Life (S/R) | Meth (D/P) | M life | TRUE | TRUE | [24 empty] | average 2009 2015: % of RC ↑; average 2028 2015: % of total life ↑; average 2028 2015: % of total life ↑
0 | 0 | 0 | 0 | 0 | 0 | 0 | 0 | S | 0 | 0 | [35 empty] | 0 | #NAME? | #NAME? | #NAME? | #NAME? | #NAME? | #NAME? | #NAME? | #NAME? | #NAME? | #NAME? | #NAME? | #NAME? | #NAME? | #NAME? | #NAME? | #NAME? | #NAME? | #NAME? | #NAME? | #NAME? | #NAME? | #NAME? | #NAME? | #NAME? | #NAME? | #NAME? | #NAME? | #NAME? | #NAME? | #NAME? | #NAME? | #NAME? | #NAME? | #NAME? | #NAME? | #NAME? | #NAME? | #NAME? | #NAME? | #NAME? | #NAME? | #NAME? | #NAME? | #NAME? | #NAME? | #NAME? | #NAME? | #NAME? | #NAME? | #NAME? | #NAME? | #NAME? | #NAME? | #NAME? | #NAME? | #NAME? | #NAME? | #NAME? | #NAME? | #NAME? | #NAME? | #NAME? | 0 | 0 | 0 | 0 | 0 | 0 | 0 | 0 | 0 | 0 | 0 | 0 | 0 | 0 | 0 | 0 | 0 | 0 | 0 | 0
0 | 0 | 0 | 0 | 0 | 0 | 0 | 0 | S | 0 | 0 | [35 empty] | 0 | #NAME? | #NAME? | #NAME? | #NAME? | #NAME? | #NAME? | #NAME? | #NAME? | #NAME? | #NAME? | #NAME? | #NAME? | #NAME? | #NAME? | #NAME? | #NAME? | #NAME? | #NAME? | #NAME? | #NAME? | #NAME? | #NAME? | #NAME? | #NAME? | #NAME? | #NAME? | #NAME? | #NAME? | #NAME? | #NAME? | #NAME? | #NAME? | #NAME? | #NAME? | #NAME? | #NAME? | #NAME? | #NAME? | #NAME? | #NAME? | #NAME? | #NAME? | #NAME? | #NAME? | #NAME? | #NAME? | #NAME? | #NAME? | #NAME? | #NAME? | #NAME? | #NAME? | #NAME? | #NAME? | #NAME? | #NAME? | #NAME? | #NAME? | #NAME? | #NAME? | #NAME? | #NAME? | 0 | 0 | 0 | 0 | 0 | 0 | 0 | 0 | 0 | 0 | 0 | 0 | 0 | 0 | 0 | 0 | 0 | 0 | 0 | 0
0 | 0 | 0 | Poles | 0 | 0 | 0 | 0 | S | 0 | 0 | [35 empty] | 0 | #NAME? | #NAME? | #NAME? | #NAME? | #NAME? | #NAME? | #NAME? | #NAME? | #NAME? | #NAME? | #NAME? | #NAME? | #NAME? | #NAME? | #NAME? | #NAME? | #NAME? | #NAME? | #NAME? | #NAME? | #NAME? | #NAME? | #NAME? | #NAME? | #NAME? | #NAME? | #NAME? | #NAME? | #NAME? | #NAME? | #NAME? | #NAME? | #NAME? | #NAME? | #NAME? | #NAME? | #NAME? | #NAME? | #NAME? | #NAME? | #NAME? | #NAME? | #NAME? | #NAME? | #NAME? | #NAME? | #NAME? | #NAME? | #NAME? | #NAME? | #NAME? | #NAME? | #NAME? | #NAME? | #NAME? | #NAME? | #NAME? | #NAME? | #NAME? | #NAME? | #NAME? | #NAME? | 0 | 0 | 0 | 0 | 0 | 0 | 0 | 0 | 0 | 0 | 0 | 0 | 0 | 0 | 0 | 0 | 0 | 0 | 0 | 0
1 | 0 | 0 | STAKING OF A WOODEN POLE | Poles | 25.3595 | 25.3595 | 5.0358 | S | 2 | 25.3595 | [35 empty] | 253690.4224 | #NAME? | #NAME? | #NAME? | #NAME? | #NAME? | #NAME? | #NAME? | #NAME? | #NAME? | #NAME? | #NAME? | #NAME? | #NAME? | #NAME? | #NAME? | #NAME? | #NAME? | #NAME? | #NAME? | #NAME? | #NAME? | #NAME? | #NAME? | #NAME? | #NAME? | #NAME? | #NAME? | #NAME? | #NAME? | #NAME? | #NAME? | #NAME? | #NAME? | #NAME? | #NAME? | #NAME? | #NAME? | #NAME? | #NAME? | #NAME? | #NAME? | #NAME? | #NAME? | #NAME? | #NAME? | #NAME? | #NAME? | #NAME? | #NAME? | #NAME? | #NAME? | #NAME? | #NAME? | #NAME? | #NAME? | #NAME? | #NAME? | #NAME? | #NAME? | #NAME? | #NAME? | #NAME? | #NAME? | #NAME? | #NAME? | #NAME? | #NAME? | #NAME? | #NAME? | #NAME? | #NAME? | #NAME? | #NAME? | #NAME? | #NAME? | #NAME? | #NAME? | #NAME? | #NAME? | #NAME? | #NAME? | #NAME?
1 | 0 | 0 | ˂ = 1 kV; WOOD | Poles | 74.3441 | 74.3441 | 8.6223 | S | 2 | 74.3441 | [35 empty] | 596516.7846 | #NAME? | #NAME? | #NAME? | #NAME? | #NAME? | #NAME? | #NAME? | #NAME? | #NAME? | #NAME? | #NAME? | #NAME? | #NAME? | #NAME? | #NAME? | #NAME? | #NAME? | #NAME? | #NAME? | #NAME? | #NAME? | #NAME? | #NAME? | #NAME? | #NAME? | #NAME? | #NAME? | #NAME? | #NAME? | #NAME? | #NAME? | #NAME? | #NAME? | #NAME? | #NAME? | #NAME? | #NAME? | #NAME? | #NAME? | #NAME? | #NAME? | #NAME? | #NAME? | #NAME? | #NAME? | #NAME? | #NAME? | #NAME? | #NAME? | #NAME? | #NAME? | #NAME? | #NAME? | #NAME? | #NAME? | #NAME? | #NAME? | #NAME? | #NAME? | #NAME? | #NAME? | #NAME? | #NAME? | #NAME? | #NAME? | #NAME? | #NAME? | #NAME? | #NAME? | #NAME? | #NAME? | #NAME? | #NAME? | #NAME? | #NAME? | #NAME? | #NAME? | #NAME? | #NAME? | #NAME? | #NAME? | #NAME?
1 | 0 | 0 | > 1 kV & < = 11 kV; WOOD | Poles | 68.599 | 68.599 | 8.2824 | S | 2 | 68.599 | [35 empty] | 4236.4998 | #NAME? | #NAME? | #NAME? | #NAME? | #NAME? | #NAME? | #NAME? | #NAME? | #NAME? | #NAME? | #NAME? | #NAME? | #NAME? | #NAME? | #NAME? | #NAME? | #NAME? | #NAME? | #NAME? | #NAME? | #NAME? | #NAME? | #NAME? | #NAME? | #NAME? | #NAME? | #NAME? | #NAME? | #NAME? | #NAME? | #NAME? | #NAME? | #NAME? | #NAME? | #NAME? | #NAME? | #NAME? | #NAME? | #NAME? | #NAME? | #NAME? | #NAME? | #NAME? | #NAME? | #NAME? | #NAME? | #NAME? | #NAME? | #NAME? | #NAME? | #NAME? | #NAME? | #NAME? | #NAME? | #NAME? | #NAME? | #NAME? | #NAME? | #NAME? | #NAME? | #NAME? | #NAME? | #NAME? | #NAME? | #NAME? | #NAME? | #NAME? | #NAME? | #NAME? | #NAME? | #NAME? | #NAME? | #NAME? | #NAME? | #NAME? | #NAME? | #NAME? | #NAME? | #NAME? | #NAME? | #NAME? | #NAME?
1 | 0 | 0 | ˃ 11 kV & < = 22 kV; WOOD | Poles | 70.2634 | 70.2634 | 8.3823 | S | 2 | 70.2634 | [35 empty] | 1548245.0985 | #NAME? | #NAME? | #NAME? | #NAME? | #NAME? | #NAME? | #NAME? | #NAME? | #NAME? | #NAME? | #NAME? | #NAME? | #NAME? | #NAME? | #NAME? | #NAME? | #NAME? | #NAME? | #NAME? | #NAME? | #NAME? | #NAME? | #NAME? | #NAME? | #NAME? | #NAME? | #NAME? | #NAME? | #NAME? | #NAME? | #NAME? | #NAME? | #NAME? | #NAME? | #NAME? | #NAME? | #NAME? | #NAME? | #NAME? | #NAME? | #NAME? | #NAME? | #NAME? | #NAME? | #NAME? | #NAME? | #NAME? | #NAME? | #NAME? | #NAME? | #NAME? | #NAME? | #NAME? | #NAME? | #NAME? | #NAME? | #NAME? | #NAME? | #NAME? | #NAME? | #NAME? | #NAME? | #NAME? | #NAME? | #NAME? | #NAME? | #NAME? | #NAME? | #NAME? | #NAME? | #NAME? | #NAME? | #NAME? | #NAME? | #NAME? | #NAME? | #NAME? | #NAME? | #NAME? | #NAME? | #NAME? | #NAME?
1 | 0 | 0 | > 22 kV & < = 66 kV; WOOD | Poles | 73.1287 | 73.1287 | 8.5515 | S | 2 | 73.1287 | [35 empty] | 133866.907 | #NAME? | #NAME? | #NAME? | #NAME? | #NAME? | #NAME? | #NAME? | #NAME? | #NAME? | #NAME? | #NAME? | #NAME? | #NAME? | #NAME? | #NAME? | #NAME? | #NAME? | #NAME? | #NAME? | #NAME? | #NAME? | #NAME? | #NAME? | #NAME? | #NAME? | #NAME? | #NAME? | #NAME? | #NAME? | #NAME? | #NAME? | #NAME? | #NAME? | #NAME? | #NAME? | #NAME? | #NAME? | #NAME? | #NAME? | #NAME? | #NAME? | #NAME? | #NAME? | #NAME? | #NAME? | #NAME? | #NAME? | #NAME? | #NAME? | #NAME? | #NAME? | #NAME? | #NAME? | #NAME? | #NAME? | #NAME? | #NAME? | #NAME? | #NAME? | #NAME? | #NAME? | #NAME? | #NAME? | #NAME? | #NAME? | #NAME? | #NAME? | #NAME? | #NAME? | #NAME? | #NAME? | #NAME? | #NAME? | #NAME? | #NAME? | #NAME? | #NAME? | #NAME? | #NAME? | #NAME? | #NAME? | #NAME?
1 | 0 | 0 | ˂ = 1 kV; CONCRETE | Poles | 54.6572 | 54.6572 | 7.3931 | S | 2 | 54.6572 | [35 empty] | 411586.5133 | #NAME? | #NAME? | #NAME? | #NAME? | #NAME? | #NAME? | #NAME? | #NAME? | #NAME? | #NAME? | #NAME? | #NAME? | #NAME? | #NAME? | #NAME? | #NAME? | #NAME? | #NAME? | #NAME? | #NAME? | #NAME? | #NAME? | #NAME? | #NAME? | #NAME? | #NAME? | #NAME? | #NAME? | #NAME? | #NAME? | #NAME? | #NAME? | #NAME? | #NAME? | #NAME? | #NAME? | #NAME? | #NAME? | #NAME? | #NAME? | #NAME? | #NAME? | #NAME? | #NAME? | #NAME? | #NAME? | #NAME? | #NAME? | #NAME? | #NAME? | #NAME? | #NAME? | #NAME? | #NAME? | #NAME? | #NAME? | #NAME? | #NAME? | #NAME? | #NAME? | #NAME? | #NAME? | #NAME? | #NAME? | #NAME? | #NAME? | #NAME? | #NAME? | #NAME? | #NAME? | #NAME? | #NAME? | #NAME? | #NAME? | #NAME? | #NAME? | #NAME? | #NAME? | #NAME? | #NAME? | #NAME? | #NAME?
1 | 0 | 0 | > 1 kV & < = 11 kV; CONCRETE | Poles | 38.9 | 38.9 | 6.237 | S | 2 | 38.9 | [35 empty] | 1120.7521 | #NAME? | #NAME? | #NAME? | #NAME? | #NAME? | #NAME? | #NAME? | #NAME? | #NAME? | #NAME? | #NAME? | #NAME? | #NAME? | #NAME? | #NAME? | #NAME? | #NAME? | #NAME? | #NAME? | #NAME? | #NAME? | #NAME? | #NAME? | #NAME? | #NAME? | #NAME? | #NAME? | #NAME? | #NAME? | #NAME? | #NAME? | #NAME? | #NAME? | #NAME? | #NAME? | #NAME? | #NAME? | #NAME? | #NAME? | #NAME? | #NAME? | #NAME? | #NAME? | #NAME? | #NAME? | #NAME? | #NAME? | #NAME? | #NAME? | #NAME? | #NAME? | #NAME? | #NAME? | #NAME? | #NAME? | #NAME? | #NAME? | #NAME? | #NAME? | #NAME? | #NAME? | #NAME? | #NAME? | #NAME? | #NAME? | #NAME? | #NAME? | #NAME? | #NAME? | #NAME? | #NAME? | #NAME? | #NAME? | #NAME? | #NAME? | #NAME? | #NAME? | #NAME? | #NAME? | #NAME? | #NAME? | #NAME?
1 | 0 | 0 | ˃ 11 kV & < = 22 kV; CONCRETE | Poles | 48.6143 | 48.6143 | 6.9724 | S | 2 | 48.6143 | [35 empty] | 1495772.9905 | #NAME? | #NAME? | #NAME? | #NAME? | #NAME? | #NAME? | #NAME? | #NAME? | #NAME? | #NAME? | #NAME? | #NAME? | #NAME? | #NAME? | #NAME? | #NAME? | #NAME? | #NAME? | #NAME? | #NAME? | #NAME? | #NAME? | #NAME? | #NAME? | #NAME? | #NAME? | #NAME? | #NAME? | #NAME? | #NAME? | #NAME? | #NAME? | #NAME? | #NAME? | #NAME? | #NAME? | #NAME? | #NAME? | #NAME? | #NAME? | #NAME? | #NAME? | #NAME? | #NAME? | #NAME? | #NAME? | #NAME? | #NAME? | #NAME? | #NAME? | #NAME? | #NAME? | #NAME? | #NAME? | #NAME? | #NAME? | #NAME? | #NAME? | #NAME? | #NAME? | #NAME? | #NAME? | #NAME? | #NAME? | #NAME? | #NAME? | #NAME? | #NAME? | #NAME? | #NAME? | #NAME? | #NAME? | #NAME? | #NAME? | #NAME? | #NAME? | #NAME? | #NAME? | #NAME? | #NAME? | #NAME? | #NAME?
1 | 0 | 0 | > 22 kV & < = 66 kV; CONCRETE | Poles | 52.117 | 52.117 | 7.2192 | S | 2 | 52.117 | [35 empty] | 237403.7444 | #NAME? | #NAME? | #NAME? | #NAME? | #NAME? | #NAME? | #NAME? | #NAME? | #NAME? | #NAME? | #NAME? | #NAME? | #NAME? | #NAME? | #NAME? | #NAME? | #NAME? | #NAME? | #NAME? | #NAME? | #NAME? | #NAME? | #NAME? | #NAME? | #NAME? | #NAME? | #NAME? | #NAME? | #NAME? | #NAME? | #NAME? | #NAME? | #NAME? | #NAME? | #NAME? | #NAME? | #NAME? | #NAME? | #NAME? | #NAME? | #NAME? | #NAME? | #NAME? | #NAME? | #NAME? | #NAME? | #NAME? | #NAME? | #NAME? | #NAME? | #NAME? | #NAME? | #NAME? | #NAME? | #NAME? | #NAME? | #NAME? | #NAME? | #NAME? | #NAME? | #NAME? | #NAME? | #NAME? | #NAME? | #NAME? | #NAME? | #NAME? | #NAME? | #NAME? | #NAME? | #NAME? | #NAME? | #NAME? | #NAME? | #NAME? | #NAME? | #NAME? | #NAME? | #NAME? | #NAME? | #NAME? | #NAME?
1 | 0 | 0 | ˂ = 1 kV; STEEL | Poles | 58.5261 | 58.5261 | 7.6502 | S | 2 | 58.5261 | [35 empty] | 5478.5569 | #NAME? | #NAME? | #NAME? | #NAME? | #NAME? | #NAME? | #NAME? | #NAME? | #NAME? | #NAME? | #NAME? | #NAME? | #NAME? | #NAME? | #NAME? | #NAME? | #NAME? | #NAME? | #NAME? | #NAME? | #NAME? | #NAME? | #NAME? | #NAME? | #NAME? | #NAME? | #NAME? | #NAME? | #NAME? | #NAME? | #NAME? | #NAME? | #NAME? | #NAME? | #NAME? | #NAME? | #NAME? | #NAME? | #NAME? | #NAME? | #NAME? | #NAME? | #NAME? | #NAME? | #NAME? | #NAME? | #NAME? | #NAME? | #NAME? | #NAME? | #NAME? | #NAME? | #NAME? | #NAME? | #NAME? | #NAME? | #NAME? | #NAME? | #NAME? | #NAME? | #NAME? | #NAME? | #NAME? | #NAME? | #NAME? | #NAME? | #NAME? | #NAME? | #NAME? | #NAME? | #NAME? | #NAME? | #NAME? | #NAME? | #NAME? | #NAME? | #NAME? | #NAME? | #NAME? | #NAME? | #NAME? | #NAME?
1 | 0 | 0 | ˃ 11 kV & < = 22 kV; STEEL | Poles | 38.9 | 38.9 | 6.237 | S | 2 | 38.9 | [35 empty] | 7465.9332 | #NAME? | #NAME? | #NAME? | #NAME? | #NAME? | #NAME? | #NAME? | #NAME? | #NAME? | #NAME? | #NAME? | #NAME? | #NAME? | #NAME? | #NAME? | #NAME? | #NAME? | #NAME? | #NAME? | #NAME? | #NAME? | #NAME? | #NAME? | #NAME? | #NAME? | #NAME? | #NAME? | #NAME? | #NAME? | #NAME? | #NAME? | #NAME? | #NAME? | #NAME? | #NAME? | #NAME? | #NAME? | #NAME? | #NAME? | #NAME? | #NAME? | #NAME? | #NAME? | #NAME? | #NAME? | #NAME? | #NAME? | #NAME? | #NAME? | #NAME? | #NAME? | #NAME? | #NAME? | #NAME? | #NAME? | #NAME? | #NAME? | #NAME? | #NAME? | #NAME? | #NAME? | #NAME? | #NAME? | #NAME? | #NAME? | #NAME? | #NAME? | #NAME? | #NAME? | #NAME? | #NAME? | #NAME? | #NAME? | #NAME? | #NAME? | #NAME? | #NAME? | #NAME? | #NAME? | #NAME? | #NAME? | #NAME?
1 | 0 | 0 | > 22 kV & < = 66 kV; STEEL | Poles | 38.9 | 38.9 | 6.237 | S | 2 | 38.9 | [35 empty] | 2286.5816 | #NAME? | #NAME? | #NAME? | #NAME? | #NAME? | #NAME? | #NAME? | #NAME? | #NAME? | #NAME? | #NAME? | #NAME? | #NAME? | #NAME? | #NAME? | #NAME? | #NAME? | #NAME? | #NAME? | #NAME? | #NAME? | #NAME? | #NAME? | #NAME? | #NAME? | #NAME? | #NAME? | #NAME? | #NAME? | #NAME? | #NAME? | #NAME? | #NAME? | #NAME? | #NAME? | #NAME? | #NAME? | #NAME? | #NAME? | #NAME? | #NAME? | #NAME? | #NAME? | #NAME? | #NAME? | #NAME? | #NAME? | #NAME? | #NAME? | #NAME? | #NAME? | #NAME? | #NAME? | #NAME? | #NAME? | #NAME? | #NAME? | #NAME? | #NAME? | #NAME? | #NAME? | #NAME? | #NAME? | #NAME? | #NAME? | #NAME? | #NAME? | #NAME? | #NAME? | #NAME? | #NAME? | #NAME? | #NAME? | #NAME? | #NAME? | #NAME? | #NAME? | #NAME? | #NAME? | #NAME? | #NAME? | #NAME?
1 | 0 | 0 | STAY POLES (AERIAL GUYS) | Poles | 77.9423 | 77.9423 | 8.8285 | S | 2 | 77.9423 | [35 empty] | 46139.2063 | #NAME? | #NAME? | #NAME? | #NAME? | #NAME? | #NAME? | #NAME? | #NAME? | #NAME? | #NAME? | #NAME? | #NAME? | #NAME? | #NAME? | #NAME? | #NAME? | #NAME? | #NAME? | #NAME? | #NAME? | #NAME? | #NAME? | #NAME? | #NAME? | #NAME? | #NAME? | #NAME? | #NAME? | #NAME? | #NAME? | #NAME? | #NAME? | #NAME? | #NAME? | #NAME? | #NAME? | #NAME? | #NAME? | #NAME? | #NAME? | #NAME? | #NAME? | #NAME? | #NAME? | #NAME? | #NAME? | #NAME? | #NAME? | #NAME? | #NAME? | #NAME? | #NAME? | #NAME? | #NAME? | #NAME? | #NAME? | #NAME? | #NAME? | #NAME? | #NAME? | #NAME? | #NAME? | #NAME? | #NAME? | #NAME? | #NAME? | #NAME? | #NAME? | #NAME? | #NAME? | #NAME? | #NAME? | #NAME? | #NAME? | #NAME? | #NAME? | #NAME? | #NAME? | #NAME? | #NAME? | #NAME? | #NAME?
0 | 0 | 0 | 0 | 0 | 0 | 0 | 0 | S | 0 | 0 | [35 empty] | 0 | #NAME? | #NAME? | #NAME? | #NAME? | #NAME? | #NAME? | #NAME? | #NAME? | #NAME? | #NAME? | #NAME? | #NAME? | #NAME? | #NAME? | #NAME? | #NAME? | #NAME? | #NAME? | #NAME? | #NAME? | #NAME? | #NAME? | #NAME? | #NAME? | #NAME? | #NAME? | #NAME? | #NAME? | #NAME? | #NAME? | #NAME? | #NAME? | #NAME? | #NAME? | #NAME? | #NAME? | #NAME? | #NAME? | #NAME? | #NAME? | #NAME? | #NAME? | #NAME? | #NAME? | #NAME? | #NAME? | #NAME? | #NAME? | #NAME? | #NAME? | #NAME? | #NAME? | #NAME? | #NAME? | #NAME? | #NAME? | #NAME? | #NAME? | #NAME? | #NAME? | #NAME? | #NAME? | 0 | 0 | 0 | 0 | 0 | 0 | 0 | 0 | 0 | 0 | 0 | 0 | 0 | 0 | 0 | 0 | 0 | 0 | 0 | 0
0 | 0 | 0 | Overhead Conductors | 0 | 0 | 0 | 0 | S | 0 | 0 | [35 empty] | 0 | #NAME? | #NAME? | #NAME? | #NAME? | #NAME? | #NAME? | #NAME? | #NAME? | #NAME? | #NAME? | #NAME? | #NAME? | #NAME? | #NAME? | #NAME? | #NAME? | #NAME? | #NAME? | #NAME? | #NAME? | #NAME? | #NAME? | #NAME? | #NAME? | #NAME? | #NAME? | #NAME? | #NAME? | #NAME? | #NAME? | #NAME? | #NAME? | #NAME? | #NAME? | #NAME? | #NAME? | #NAME? | #NAME? | #NAME? | #NAME? | #NAME? | #NAME? | #NAME? | #NAME? | #NAME? | #NAME? | #NAME? | #NAME? | #NAME? | #NAME? | #NAME? | #NAME? | #NAME? | #NAME? | #NAME? | #NAME? | #NAME? | #NAME? | #NAME? | #NAME? | #NAME? | #NAME? | 0 | 0 | 0 | 0 | 0 | 0 | 0 | 0 | 0 | 0 | 0 | 0 | 0 | 0 | 0 | 0 | 0 | 0 | 0 | 0
2 | 0 | 0 | ˂ = 1 kV | Overhead conductors | 87.1414 | 87.1414 | 9.335 | S | 2 | 87.1414 | [35 empty] | 801760.2421 | #NAME? | #NAME? | #NAME? | #NAME? | #NAME? | #NAME? | #NAME? | #NAME? | #NAME? | #NAME? | #NAME? | #NAME? | #NAME? | #NAME? | #NAME? | #NAME? | #NAME? | #NAME? | #NAME? | #NAME? | #NAME? | #NAME? | #NAME? | #NAME? | #NAME? | #NAME? | #NAME? | #NAME? | #NAME? | #NAME? | #NAME? | #NAME? | #NAME? | #NAME? | #NAME? | #NAME? | #NAME? | #NAME? | #NAME? | #NAME? | #NAME? | #NAME? | #NAME? | #NAME? | #NAME? | #NAME? | #NAME? | #NAME? | #NAME? | #NAME? | #NAME? | #NAME? | #NAME? | #NAME? | #NAME? | #NAME? | #NAME? | #NAME? | #NAME? | #NAME? | #NAME? | #NAME? | #NAME? | #NAME? | #NAME? | #NAME? | #NAME? | #NAME? | #NAME? | #NAME? | #NAME? | #NAME? | #NAME? | #NAME? | #NAME? | #NAME? | #NAME? | #NAME? | #NAME? | #NAME? | #NAME? | #NAME?
2 | 0 | 0 | > 1 kV & < = 11 kV | Overhead conductors | 40.9 | 40.9 | 6.3953 | S | 2 | 40.9 | [35 empty] | 2848.8279 | #NAME? | #NAME? | #NAME? | #NAME? | #NAME? | #NAME? | #NAME? | #NAME? | #NAME? | #NAME? | #NAME? | #NAME? | #NAME? | #NAME? | #NAME? | #NAME? | #NAME? | #NAME? | #NAME? | #NAME? | #NAME? | #NAME? | #NAME? | #NAME? | #NAME? | #NAME? | #NAME? | #NAME? | #NAME? | #NAME? | #NAME? | #NAME? | #NAME? | #NAME? | #NAME? | #NAME? | #NAME? | #NAME? | #NAME? | #NAME? | #NAME? | #NAME? | #NAME? | #NAME? | #NAME? | #NAME? | #NAME? | #NAME? | #NAME? | #NAME? | #NAME? | #NAME? | #NAME? | #NAME? | #NAME? | #NAME? | #NAME? | #NAME? | #NAME? | #NAME? | #NAME? | #NAME? | #NAME? | #NAME? | #NAME? | #NAME? | #NAME? | #NAME? | #NAME? | #NAME? | #NAME? | #NAME? | #NAME? | #NAME? | #NAME? | #NAME? | #NAME? | #NAME? | #NAME? | #NAME? | #NAME? | #NAME?
2 | 0 | 0 | ˃ 11 kV & < = 22 kV ; SWER | Overhead conductors | 89.1152 | 89.1152 | 9.4401 | S | 2 | 89.1152 | [35 empty] | 311202.0051 | #NAME? | #NAME? | #NAME? | #NAME? | #NAME? | #NAME? | #NAME? | #NAME? | #NAME? | #NAME? | #NAME? | #NAME? | #NAME? | #NAME? | #NAME? | #NAME? | #NAME? | #NAME? | #NAME? | #NAME? | #NAME? | #NAME? | #NAME? | #NAME? | #NAME? | #NAME? | #NAME? | #NAME? | #NAME? | #NAME? | #NAME? | #NAME? | #NAME? | #NAME? | #NAME? | #NAME? | #NAME? | #NAME? | #NAME? | #NAME? | #NAME? | #NAME? | #NAME? | #NAME? | #NAME? | #NAME? | #NAME? | #NAME? | #NAME? | #NAME? | #NAME? | #NAME? | #NAME? | #NAME? | #NAME? | #NAME? | #NAME? | #NAME? | #NAME? | #NAME? | #NAME? | #NAME? | #NAME? | #NAME? | #NAME? | #NAME? | #NAME? | #NAME? | #NAME? | #NAME? | #NAME? | #NAME? | #NAME? | #NAME? | #NAME? | #NAME? | #NAME? | #NAME? | #NAME? | #NAME? | #NAME? | #NAME?
2 | 0 | 0 | ˃ 11 kV & < = 22 kV ; MULTIPLE-PHASE | Overhead conductors | 82.166 | 82.166 | 9.0645 | S | 2 | 82.166 | [35 empty] | 1843400.0722 | #NAME? | #NAME? | #NAME? | #NAME? | #NAME? | #NAME? | #NAME? | #NAME? | #NAME? | #NAME? | #NAME? | #NAME? | #NAME? | #NAME? | #NAME? | #NAME? | #NAME? | #NAME? | #NAME? | #NAME? | #NAME? | #NAME? | #NAME? | #NAME? | #NAME? | #NAME? | #NAME? | #NAME? | #NAME? | #NAME? | #NAME? | #NAME? | #NAME? | #NAME? | #NAME? | #NAME? | #NAME? | #NAME? | #NAME? | #NAME? | #NAME? | #NAME? | #NAME? | #NAME? | #NAME? | #NAME? | #NAME? | #NAME? | #NAME? | #NAME? | #NAME? | #NAME? | #NAME? | #NAME? | #NAME? | #NAME? | #NAME? | #NAME? | #NAME? | #NAME? | #NAME? | #NAME? | #NAME? | #NAME? | #NAME? | #NAME? | #NAME? | #NAME? | #NAME? | #NAME? | #NAME? | #NAME? | #NAME? | #NAME? | #NAME? | #NAME? | #NAME? | #NAME? | #NAME? | #NAME? | #NAME? | #NAME?
2 | 0 | 0 | > 22 kV & < = 66 kV | Overhead conductors | 90.2864 | 90.2864 | 9.5019 | S | 2 | 90.2864 | [35 empty] | 4523055.1741 | #NAME? | #NAME? | #NAME? | #NAME? | #NAME? | #NAME? | #NAME? | #NAME? | #NAME? | #NAME? | #NAME? | #NAME? | #NAME? | #NAME? | #NAME? | #NAME? | #NAME? | #NAME? | #NAME? | #NAME? | #NAME? | #NAME? | #NAME? | #NAME? | #NAME? | #NAME? | #NAME? | #NAME? | #NAME? | #NAME? | #NAME? | #NAME? | #NAME? | #NAME? | #NAME? | #NAME? | #NAME? | #NAME? | #NAME? | #NAME? | #NAME? | #NAME? | #NAME? | #NAME? | #NAME? | #NAME? | #NAME? | #NAME? | #NAME? | #NAME? | #NAME? | #NAME? | #NAME? | #NAME? | #NAME? | #NAME? | #NAME? | #NAME? | #NAME? | #NAME? | #NAME? | #NAME? | #NAME? | #NAME? | #NAME? | #NAME? | #NAME? | #NAME? | #NAME? | #NAME? | #NAME? | #NAME? | #NAME? | #NAME? | #NAME? | #NAME? | #NAME? | #NAME? | #NAME? | #NAME? | #NAME? | #NAME?
2 | 0 | 0 | PUBLIC LIGHTING CONDUCTOR | Overhead conductors | 40.9 | 40.9 | 6.3953 | S | 2 | 40.9 | [35 empty] | 1692.4224 | #NAME? | #NAME? | #NAME? | #NAME? | #NAME? | #NAME? | #NAME? | #NAME? | #NAME? | #NAME? | #NAME? | #NAME? | #NAME? | #NAME? | #NAME? | #NAME? | #NAME? | #NAME? | #NAME? | #NAME? | #NAME? | #NAME? | #NAME? | #NAME? | #NAME? | #NAME? | #NAME? | #NAME? | #NAME? | #NAME? | #NAME? | #NAME? | #NAME? | #NAME? | #NAME? | #NAME? | #NAME? | #NAME? | #NAME? | #NAME? | #NAME? | #NAME? | #NAME? | #NAME? | #NAME? | #NAME? | #NAME? | #NAME? | #NAME? | #NAME? | #NAME? | #NAME? | #NAME? | #NAME? | #NAME? | #NAME? | #NAME? | #NAME? | #NAME? | #NAME? | #NAME? | #NAME? | #NAME? | #NAME? | #NAME? | #NAME? | #NAME? | #NAME? | #NAME? | #NAME? | #NAME? | #NAME? | #NAME? | #NAME? | #NAME? | #NAME? | #NAME? | #NAME? | #NAME? | #NAME? | #NAME? | #NAME?
0 | 0 | 0 | 0 | 0 | 0 | 0 | 0 | S | 0 | 0 | [35 empty] | 0 | #NAME? | #NAME? | #NAME? | #NAME? | #NAME? | #NAME? | #NAME? | #NAME? | #NAME? | #NAME? | #NAME? | #NAME? | #NAME? | #NAME? | #NAME? | #NAME? | #NAME? | #NAME? | #NAME? | #NAME? | #NAME? | #NAME? | #NAME? | #NAME? | #NAME? | #NAME? | #NAME? | #NAME? | #NAME? | #NAME? | #NAME? | #NAME? | #NAME? | #NAME? | #NAME? | #NAME? | #NAME? | #NAME? | #NAME? | #NAME? | #NAME? | #NAME? | #NAME? | #NAME? | #NAME? | #NAME? | #NAME? | #NAME? | #NAME? | #NAME? | #NAME? | #NAME? | #NAME? | #NAME? | #NAME? | #NAME? | #NAME? | #NAME? | #NAME? | #NAME? | #NAME? | #NAME? | 0 | 0 | 0 | 0 | 0 | 0 | 0 | 0 | 0 | 0 | 0 | 0 | 0 | 0 | 0 | 0 | 0 | 0 | 0 | 0
0 | 0 | 0 | Underground Cables | 0 | 0 | 0 | 0 | S | 0 | 0 | [35 empty] | 0 | #NAME? | #NAME? | #NAME? | #NAME? | #NAME? | #NAME? | #NAME? | #NAME? | #NAME? | #NAME? | #NAME? | #NAME? | #NAME? | #NAME? | #NAME? | #NAME? | #NAME? | #NAME? | #NAME? | #NAME? | #NAME? | #NAME? | #NAME? | #NAME? | #NAME? | #NAME? | #NAME? | #NAME? | #NAME? | #NAME? | #NAME? | #NAME? | #NAME? | #NAME? | #NAME? | #NAME? | #NAME? | #NAME? | #NAME? | #NAME? | #NAME? | #NAME? | #NAME? | #NAME? | #NAME? | #NAME? | #NAME? | #NAME? | #NAME? | #NAME? | #NAME? | #NAME? | #NAME? | #NAME? | #NAME? | #NAME? | #NAME? | #NAME? | #NAME? | #NAME? | #NAME? | #NAME? | 0 | 0 | 0 | 0 | 0 | 0 | 0 | 0 | 0 | 0 | 0 | 0 | 0 | 0 | 0 | 0 | 0 | 0 | 0 | 0
3 | 0 | 0 | ˂ = 1 kV | Underground cables | 41.7957 | 41.7957 | 6.465 | S | 2 | 41.7957 | [35 empty] | 397013.1703 | #NAME? | #NAME? | #NAME? | #NAME? | #NAME? | #NAME? | #NAME? | #NAME? | #NAME? | #NAME? | #NAME? | #NAME? | #NAME? | #NAME? | #NAME? | #NAME? | #NAME? | #NAME? | #NAME? | #NAME? | #NAME? | #NAME? | #NAME? | #NAME? | #NAME? | #NAME? | #NAME? | #NAME? | #NAME? | #NAME? | #NAME? | #NAME? | #NAME? | #NAME? | #NAME? | #NAME? | #NAME? | #NAME? | #NAME? | #NAME? | #NAME? | #NAME? | #NAME? | #NAME? | #NAME? | #NAME? | #NAME? | #NAME? | #NAME? | #NAME? | #NAME? | #NAME? | #NAME? | #NAME? | #NAME? | #NAME? | #NAME? | #NAME? | #NAME? | #NAME? | #NAME? | #NAME? | #NAME? | #NAME? | #NAME? | #NAME? | #NAME? | #NAME? | #NAME? | #NAME? | #NAME? | #NAME? | #NAME? | #NAME? | #NAME? | #NAME? | #NAME? | #NAME? | #NAME? | #NAME? | #NAME? | #NAME?
3 | 0 | 0 | > 1 kV & < = 11 kV | Underground cables | 70 | 70 | 8.3666 | S | 2 | 70 | [35 empty] | 5924.1654 | #NAME? | #NAME? | #NAME? | #NAME? | #NAME? | #NAME? | #NAME? | #NAME? | #NAME? | #NAME? | #NAME? | #NAME? | #NAME? | #NAME? | #NAME? | #NAME? | #NAME? | #NAME? | #NAME? | #NAME? | #NAME? | #NAME? | #NAME? | #NAME? | #NAME? | #NAME? | #NAME? | #NAME? | #NAME? | #NAME? | #NAME? | #NAME? | #NAME? | #NAME? | #NAME? | #NAME? | #NAME? | #NAME? | #NAME? | #NAME? | #NAME? | #NAME? | #NAME? | #NAME? | #NAME? | #NAME? | #NAME? | #NAME? | #NAME? | #NAME? | #NAME? | #NAME? | #NAME? | #NAME? | #NAME? | #NAME? | #NAME? | #NAME? | #NAME? | #NAME? | #NAME? | #NAME? | #NAME? | #NAME? | #NAME? | #NAME? | #NAME? | #NAME? | #NAME? | #NAME? | #NAME? | #NAME? | #NAME? | #NAME? | #NAME? | #NAME? | #NAME? | #NAME? | #NAME? | #NAME? | #NAME? | #NAME?
3 | 0 | 0 | > 11 kV & < = 22 kV | Underground cables | 48.2476 | 48.2476 | 6.946 | S | 2 | 48.2476 | [35 empty] | 571377.3672 | #NAME? | #NAME? | #NAME? | #NAME? | #NAME? | #NAME? | #NAME? | #NAME? | #NAME? | #NAME? | #NAME? | #NAME? | #NAME? | #NAME? | #NAME? | #NAME? | #NAME? | #NAME? | #NAME? | #NAME? | #NAME? | #NAME? | #NAME? | #NAME? | #NAME? | #NAME? | #NAME? | #NAME? | #NAME? | #NAME? | #NAME? | #NAME? | #NAME? | #NAME? | #NAME? | #NAME? | #NAME? | #NAME? | #NAME? | #NAME? | #NAME? | #NAME? | #NAME? | #NAME? | #NAME? | #NAME? | #NAME? | #NAME? | #NAME? | #NAME? | #NAME? | #NAME? | #NAME? | #NAME? | #NAME? | #NAME? | #NAME? | #NAME? | #NAME? | #NAME? | #NAME? | #NAME? | #NAME? | #NAME? | #NAME? | #NAME? | #NAME? | #NAME? | #NAME? | #NAME? | #NAME? | #NAME? | #NAME? | #NAME? | #NAME? | #NAME? | #NAME? | #NAME? | #NAME? | #NAME? | #NAME? | #NAME?
3 | 0 | 0 | > 33 kV & < = 66 kV | Underground cables | 70 | 70 | 8.3666 | S | 2 | 70 | [35 empty] | 19595.6206 | #NAME? | #NAME? | #NAME? | #NAME? | #NAME? | #NAME? | #NAME? | #NAME? | #NAME? | #NAME? | #NAME? | #NAME? | #NAME? | #NAME? | #NAME? | #NAME? | #NAME? | #NAME? | #NAME? | #NAME? | #NAME? | #NAME? | #NAME? | #NAME? | #NAME? | #NAME? | #NAME? | #NAME? | #NAME? | #NAME? | #NAME? | #NAME? | #NAME? | #NAME? | #NAME? | #NAME? | #NAME? | #NAME? | #NAME? | #NAME? | #NAME? | #NAME? | #NAME? | #NAME? | #NAME? | #NAME? | #NAME? | #NAME? | #NAME? | #NAME? | #NAME? | #NAME? | #NAME? | #NAME? | #NAME? | #NAME? | #NAME? | #NAME? | #NAME? | #NAME? | #NAME? | #NAME? | #NAME? | #NAME? | #NAME? | #NAME? | #NAME? | #NAME? | #NAME? | #NAME? | #NAME? | #NAME? | #NAME? | #NAME? | #NAME? | #NAME? | #NAME? | #NAME? | #NAME? | #NAME? | #NAME? | #NAME?
3 | 0 | 0 | PUBLIC LIGHTING UNDERGROUND CABLE | Underground cables | 70 | 70 | 8.3666 | S | 2 | 70 | [35 empty] | 133553.3918 | #NAME? | #NAME? | #NAME? | #NAME? | #NAME? | #NAME? | #NAME? | #NAME? | #NAME? | #NAME? | #NAME? | #NAME? | #NAME? | #NAME? | #NAME? | #NAME? | #NAME? | #NAME? | #NAME? | #NAME? | #NAME? | #NAME? | #NAME? | #NAME? | #NAME? | #NAME? | #NAME? | #NAME? | #NAME? | #NAME? | #NAME? | #NAME? | #NAME? | #NAME? | #NAME? | #NAME? | #NAME? | #NAME? | #NAME? | #NAME? | #NAME? | #NAME? | #NAME? | #NAME? | #NAME? | #NAME? | #NAME? | #NAME? | #NAME? | #NAME? | #NAME? | #NAME? | #NAME? | #NAME? | #NAME? | #NAME? | #NAME? | #NAME? | #NAME? | #NAME? | #NAME? | #NAME? | #NAME? | #NAME? | #NAME? | #NAME? | #NAME? | #NAME? | #NAME? | #NAME? | #NAME? | #NAME? | #NAME? | #NAME? | #NAME? | #NAME? | #NAME? | #NAME? | #NAME? | #NAME? | #NAME? | #NAME?
0 | 0 | 0 | 0 | 0 | 0 | 0 | 0 | S | 0 | 0 | [35 empty] | 0 | #NAME? | #NAME? | #NAME? | #NAME? | #NAME? | #NAME? | #NAME? | #NAME? | #NAME? | #NAME? | #NAME? | #NAME? | #NAME? | #NAME? | #NAME? | #NAME? | #NAME? | #NAME? | #NAME? | #NAME? | #NAME? | #NAME? | #NAME? | #NAME? | #NAME? | #NAME? | #NAME? | #NAME? | #NAME? | #NAME? | #NAME? | #NAME? | #NAME? | #NAME? | #NAME? | #NAME? | #NAME? | #NAME? | #NAME? | #NAME? | #NAME? | #NAME? | #NAME? | #NAME? | #NAME? | #NAME? | #NAME? | #NAME? | #NAME? | #NAME? | #NAME? | #NAME? | #NAME? | #NAME? | #NAME? | #NAME? | #NAME? | #NAME? | #NAME? | #NAME? | #NAME? | #NAME? | 0 | 0 | 0 | 0 | 0 | 0 | 0 | 0 | 0 | 0 | 0 | 0 | 0 | 0 | 0 | 0 | 0 | 0 | 0 | 0
0 | 0 | 0 | Service Lines | 0 | 0 | 0 | 0 | S | 0 | 0 | [35 empty] | 0 | #NAME? | #NAME? | #NAME? | #NAME? | #NAME? | #NAME? | #NAME? | #NAME? | #NAME? | #NAME? | #NAME? | #NAME? | #NAME? | #NAME? | #NAME? | #NAME? | #NAME? | #NAME? | #NAME? | #NAME? | #NAME? | #NAME? | #NAME? | #NAME? | #NAME? | #NAME? | #NAME? | #NAME? | #NAME? | #NAME? | #NAME? | #NAME? | #NAME? | #NAME? | #NAME? | #NAME? | #NAME? | #NAME? | #NAME? | #NAME? | #NAME? | #NAME? | #NAME? | #NAME? | #NAME? | #NAME? | #NAME? | #NAME? | #NAME? | #NAME? | #NAME? | #NAME? | #NAME? | #NAME? | #NAME? | #NAME? | #NAME? | #NAME? | #NAME? | #NAME? | #NAME? | #NAME? | 0 | 0 | 0 | 0 | 0 | 0 | 0 | 0 | 0 | 0 | 0 | 0 | 0 | 0 | 0 | 0 | 0 | 0 | 0 | 0
4 | 0 | 0 | LV OVERHEAD SERVICE CABLE | Service Lines | 58.56 | 58.56 | 7.6525 | S | 2 | 58.56 | [35 empty] | 220086.7947 | #NAME? | #NAME? | #NAME? | #NAME? | #NAME? | #NAME? | #NAME? | #NAME? | #NAME? | #NAME? | #NAME? | #NAME? | #NAME? | #NAME? | #NAME? | #NAME? | #NAME? | #NAME? | #NAME? | #NAME? | #NAME? | #NAME? | #NAME? | #NAME? | #NAME? | #NAME? | #NAME? | #NAME? | #NAME? | #NAME? | #NAME? | #NAME? | #NAME? | #NAME? | #NAME? | #NAME? | #NAME? | #NAME? | #NAME? | #NAME? | #NAME? | #NAME? | #NAME? | #NAME? | #NAME? | #NAME? | #NAME? | #NAME? | #NAME? | #NAME? | #NAME? | #NAME? | #NAME? | #NAME? | #NAME? | #NAME? | #NAME? | #NAME? | #NAME? | #NAME? | #NAME? | #NAME? | #NAME? | #NAME? | #NAME? | #NAME? | #NAME? | #NAME? | #NAME? | #NAME? | #NAME? | #NAME? | #NAME? | #NAME? | #NAME? | #NAME? | #NAME? | #NAME? | #NAME? | #NAME? | #NAME? | #NAME?
4 | 0 | 0 | LV UNDERGROUND SERVICE CABLE | Service Lines | 70 | 70 | 8.3666 | S | 2 | 70 | [35 empty] | 425707.6152 | #NAME? | #NAME? | #NAME? | #NAME? | #NAME? | #NAME? | #NAME? | #NAME? | #NAME? | #NAME? | #NAME? | #NAME? | #NAME? | #NAME? | #NAME? | #NAME? | #NAME? | #NAME? | #NAME? | #NAME? | #NAME? | #NAME? | #NAME? | #NAME? | #NAME? | #NAME? | #NAME? | #NAME? | #NAME? | #NAME? | #NAME? | #NAME? | #NAME? | #NAME? | #NAME? | #NAME? | #NAME? | #NAME? | #NAME? | #NAME? | #NAME? | #NAME? | #NAME? | #NAME? | #NAME? | #NAME? | #NAME? | #NAME? | #NAME? | #NAME? | #NAME? | #NAME? | #NAME? | #NAME? | #NAME? | #NAME? | #NAME? | #NAME? | #NAME? | #NAME? | #NAME? | #NAME? | #NAME? | #NAME? | #NAME? | #NAME? | #NAME? | #NAME? | #NAME? | #NAME? | #NAME? | #NAME? | #NAME? | #NAME? | #NAME? | #NAME? | #NAME? | #NAME? | #NAME? | #NAME? | #NAME? | #NAME?
0 | 0 | 0 | 0 | 0 | 0 | 0 | 0 | S | 0 | 0 | [35 empty] | 0 | #NAME? | #NAME? | #NAME? | #NAME? | #NAME? | #NAME? | #NAME? | #NAME? | #NAME? | #NAME? | #NAME? | #NAME? | #NAME? | #NAME? | #NAME? | #NAME? | #NAME? | #NAME? | #NAME? | #NAME? | #NAME? | #NAME? | #NAME? | #NAME? | #NAME? | #NAME? | #NAME? | #NAME? | #NAME? | #NAME? | #NAME? | #NAME? | #NAME? | #NAME? | #NAME? | #NAME? | #NAME? | #NAME? | #NAME? | #NAME? | #NAME? | #NAME? | #NAME? | #NAME? | #NAME? | #NAME? | #NAME? | #NAME? | #NAME? | #NAME? | #NAME? | #NAME? | #NAME? | #NAME? | #NAME? | #NAME? | #NAME? | #NAME? | #NAME? | #NAME? | #NAME? | #NAME? | 0 | 0 | 0 | 0 | 0 | 0 | 0 | 0 | 0 | 0 | 0 | 0 | 0 | 0 | 0 | 0 | 0 | 0 | 0 | 0
0 | 0 | 0 | Transformers | 0 | 0 | 0 | 0 | S | 0 | 0 | [35 empty] | 0 | #NAME? | #NAME? | #NAME? | #NAME? | #NAME? | #NAME? | #NAME? | #NAME? | #NAME? | #NAME? | #NAME? | #NAME? | #NAME? | #NAME? | #NAME? | #NAME? | #NAME? | #NAME? | #NAME? | #NAME? | #NAME? | #NAME? | #NAME? | #NAME? | #NAME? | #NAME? | #NAME? | #NAME? | #NAME? | #NAME? | #NAME? | #NAME? | #NAME? | #NAME? | #NAME? | #NAME? | #NAME? | #NAME? | #NAME? | #NAME? | #NAME? | #NAME? | #NAME? | #NAME? | #NAME? | #NAME? | #NAME? | #NAME? | #NAME? | #NAME? | #NAME? | #NAME? | #NAME? | #NAME? | #NAME? | #NAME? | #NAME? | #NAME? | #NAME? | #NAME? | #NAME? | #NAME? | 0 | 0 | 0 | 0 | 0 | 0 | 0 | 0 | 0 | 0 | 0 | 0 | 0 | 0 | 0 | 0 | 0 | 0 | 0 | 0
5 | 0 | 0 | POLE MOUNTED ; < = 22kV ; < = 60 kVA ; SINGLE PHASE | Distribution transformers | 52.2596 | 52.2596 | 7.2291 | S | 2 | 52.2596 | [35 empty] | 196443.3291 | #NAME? | #NAME? | #NAME? | #NAME? | #NAME? | #NAME? | #NAME? | #NAME? | #NAME? | #NAME? | #NAME? | #NAME? | #NAME? | #NAME? | #NAME? | #NAME? | #NAME? | #NAME? | #NAME? | #NAME? | #NAME? | #NAME? | #NAME? | #NAME? | #NAME? | #NAME? | #NAME? | #NAME? | #NAME? | #NAME? | #NAME? | #NAME? | #NAME? | #NAME? | #NAME? | #NAME? | #NAME? | #NAME? | #NAME? | #NAME? | #NAME? | #NAME? | #NAME? | #NAME? | #NAME? | #NAME? | #NAME? | #NAME? | #NAME? | #NAME? | #NAME? | #NAME? | #NAME? | #NAME? | #NAME? | #NAME? | #NAME? | #NAME? | #NAME? | #NAME? | #NAME? | #NAME? | #NAME? | #NAME? | #NAME? | #NAME? | #NAME? | #NAME? | #NAME? | #NAME? | #NAME? | #NAME? | #NAME? | #NAME? | #NAME? | #NAME? | #NAME? | #NAME? | #NAME? | #NAME? | #NAME? | #NAME?
5 | 0 | 0 | POLE MOUNTED ; < = 22kV ; > 60 kVA AND < = 600 kVA ; SINGLE PHASE | Distribution transformers | 53.2988 | 53.2988 | 7.3006 | S | 2 | 53.2988 | [35 empty] | 29373.7921 | #NAME? | #NAME? | #NAME? | #NAME? | #NAME? | #NAME? | #NAME? | #NAME? | #NAME? | #NAME? | #NAME? | #NAME? | #NAME? | #NAME? | #NAME? | #NAME? | #NAME? | #NAME? | #NAME? | #NAME? | #NAME? | #NAME? | #NAME? | #NAME? | #NAME? | #NAME? | #NAME? | #NAME? | #NAME? | #NAME? | #NAME? | #NAME? | #NAME? | #NAME? | #NAME? | #NAME? | #NAME? | #NAME? | #NAME? | #NAME? | #NAME? | #NAME? | #NAME? | #NAME? | #NAME? | #NAME? | #NAME? | #NAME? | #NAME? | #NAME? | #NAME? | #NAME? | #NAME? | #NAME? | #NAME? | #NAME? | #NAME? | #NAME? | #NAME? | #NAME? | #NAME? | #NAME? | #NAME? | #NAME? | #NAME? | #NAME? | #NAME? | #NAME? | #NAME? | #NAME? | #NAME? | #NAME? | #NAME? | #NAME? | #NAME? | #NAME? | #NAME? | #NAME? | #NAME? | #NAME? | #NAME? | #NAME?
5 | 0 | 0 | POLE MOUNTED ; < = 22kV ; < = 60 kVA ; MULTIPLE PHASE | Distribution transformers | 60.6555 | 60.6555 | 7.7882 | S | 2 | 60.6555 | [35 empty] | 85207.2335 | #NAME? | #NAME? | #NAME? | #NAME? | #NAME? | #NAME? | #NAME? | #NAME? | #NAME? | #NAME? | #NAME? | #NAME? | #NAME? | #NAME? | #NAME? | #NAME? | #NAME? | #NAME? | #NAME? | #NAME? | #NAME? | #NAME? | #NAME? | #NAME? | #NAME? | #NAME? | #NAME? | #NAME? | #NAME? | #NAME? | #NAME? | #NAME? | #NAME? | #NAME? | #NAME? | #NAME? | #NAME? | #NAME? | #NAME? | #NAME? | #NAME? | #NAME? | #NAME? | #NAME? | #NAME? | #NAME? | #NAME? | #NAME? | #NAME? | #NAME? | #NAME? | #NAME? | #NAME? | #NAME? | #NAME? | #NAME? | #NAME? | #NAME? | #NAME? | #NAME? | #NAME? | #NAME? | #NAME? | #NAME? | #NAME? | #NAME? | #NAME? | #NAME? | #NAME? | #NAME? | #NAME? | #NAME? | #NAME? | #NAME? | #NAME? | #NAME? | #NAME? | #NAME? | #NAME? | #NAME? | #NAME? | #NAME?
5 | 0 | 0 | POLE MOUNTED ; < = 22kV ; > 60 kVA AND < = 600 kVA ; MULTIPLE PHASE | Distribution transformers | 57.6486 | 57.6486 | 7.5927 | S | 2 | 57.6486 | [35 empty] | 241461.9257 | #NAME? | #NAME? | #NAME? | #NAME? | #NAME? | #NAME? | #NAME? | #NAME? | #NAME? | #NAME? | #NAME? | #NAME? | #NAME? | #NAME? | #NAME? | #NAME? | #NAME? | #NAME? | #NAME? | #NAME? | #NAME? | #NAME? | #NAME? | #NAME? | #NAME? | #NAME? | #NAME? | #NAME? | #NAME? | #NAME? | #NAME? | #NAME? | #NAME? | #NAME? | #NAME? | #NAME? | #NAME? | #NAME? | #NAME? | #NAME? | #NAME? | #NAME? | #NAME? | #NAME? | #NAME? | #NAME? | #NAME? | #NAME? | #NAME? | #NAME? | #NAME? | #NAME? | #NAME? | #NAME? | #NAME? | #NAME? | #NAME? | #NAME? | #NAME? | #NAME? | #NAME? | #NAME? | #NAME? | #NAME? | #NAME? | #NAME? | #NAME? | #NAME? | #NAME? | #NAME? | #NAME? | #NAME? | #NAME? | #NAME? | #NAME? | #NAME? | #NAME? | #NAME? | #NAME? | #NAME? | #NAME? | #NAME?
5 | 0 | 0 | POLE MOUNTED ; < = 22kV ; > 600 kVA ; MULTIPLE PHASE | Distribution transformers | 23.5305 | 23.5305 | 4.8508 | S | 2 | 23.5305 | [35 empty] | 864.3102 | #NAME? | #NAME? | #NAME? | #NAME? | #NAME? | #NAME? | #NAME? | #NAME? | #NAME? | #NAME? | #NAME? | #NAME? | #NAME? | #NAME? | #NAME? | #NAME? | #NAME? | #NAME? | #NAME? | #NAME? | #NAME? | #NAME? | #NAME? | #NAME? | #NAME? | #NAME? | #NAME? | #NAME? | #NAME? | #NAME? | #NAME? | #NAME? | #NAME? | #NAME? | #NAME? | #NAME? | #NAME? | #NAME? | #NAME? | #NAME? | #NAME? | #NAME? | #NAME? | #NAME? | #NAME? | #NAME? | #NAME? | #NAME? | #NAME? | #NAME? | #NAME? | #NAME? | #NAME? | #NAME? | #NAME? | #NAME? | #NAME? | #NAME? | #NAME? | #NAME? | #NAME? | #NAME? | #NAME? | #NAME? | #NAME? | #NAME? | #NAME? | #NAME? | #NAME? | #NAME? | #NAME? | #NAME? | #NAME? | #NAME? | #NAME? | #NAME? | #NAME? | #NAME? | #NAME? | #NAME? | #NAME? | #NAME?
5 | 0 | 0 | KIOSK MOUNTED ; < = 22kV ; < = 60 kVA ; SINGLE PHASE | Distribution transformers | 55 | 55 | 7.4162 | S | 2 | 55 | [35 empty] | 13.2011 | #NAME? | #NAME? | #NAME? | #NAME? | #NAME? | #NAME? | #NAME? | #NAME? | #NAME? | #NAME? | #NAME? | #NAME? | #NAME? | #NAME? | #NAME? | #NAME? | #NAME? | #NAME? | #NAME? | #NAME? | #NAME? | #NAME? | #NAME? | #NAME? | #NAME? | #NAME? | #NAME? | #NAME? | #NAME? | #NAME? | #NAME? | #NAME? | #NAME? | #NAME? | #NAME? | #NAME? | #NAME? | #NAME? | #NAME? | #NAME? | #NAME? | #NAME? | #NAME? | #NAME? | #NAME? | #NAME? | #NAME? | #NAME? | #NAME? | #NAME? | #NAME? | #NAME? | #NAME? | #NAME? | #NAME? | #NAME? | #NAME? | #NAME? | #NAME? | #NAME? | #NAME? | #NAME? | #NAME? | #NAME? | #NAME? | #NAME? | #NAME? | #NAME? | #NAME? | #NAME? | #NAME? | #NAME? | #NAME? | #NAME? | #NAME? | #NAME? | #NAME? | #NAME? | #NAME? | #NAME? | #NAME? | #NAME?
5 | 0 | 0 | KIOSK MOUNTED ; < = 22kV ; < = 60 kVA ; MULTIPLE PHASE | Distribution transformers | 55 | 55 | 7.4162 | S | 2 | 55 | [35 empty] | 4378.8371 | #NAME? | #NAME? | #NAME? | #NAME? | #NAME? | #NAME? | #NAME? | #NAME? | #NAME? | #NAME? | #NAME? | #NAME? | #NAME? | #NAME? | #NAME? | #NAME? | #NAME? | #NAME? | #NAME? | #NAME? | #NAME? | #NAME? | #NAME? | #NAME? | #NAME? | #NAME? | #NAME? | #NAME? | #NAME? | #NAME? | #NAME? | #NAME? | #NAME? | #NAME? | #NAME? | #NAME? | #NAME? | #NAME? | #NAME? | #NAME? | #NAME? | #NAME? | #NAME? | #NAME? | #NAME? | #NAME? | #NAME? | #NAME? | #NAME? | #NAME? | #NAME? | #NAME? | #NAME? | #NAME? | #NAME? | #NAME? | #NAME? | #NAME? | #NAME? | #NAME? | #NAME? | #NAME? | #NAME? | #NAME? | #NAME? | #NAME? | #NAME? | #NAME? | #NAME? | #NAME? | #NAME? | #NAME? | #NAME? | #NAME? | #NAME? | #NAME? | #NAME? | #NAME? | #NAME? | #NAME? | #NAME? | #NAME?
5 | 0 | 0 | KIOSK MOUNTED ; < = 22kV ; > 60 kVA AND < = 600 kVA ; MULTIPLE PHASE | Distribution transformers | 61.779 | 61.779 | 7.86 | S | 2 | 61.779 | [35 empty] | 287868.0705 | #NAME? | #NAME? | #NAME? | #NAME? | #NAME? | #NAME? | #NAME? | #NAME? | #NAME? | #NAME? | #NAME? | #NAME? | #NAME? | #NAME? | #NAME? | #NAME? | #NAME? | #NAME? | #NAME? | #NAME? | #NAME? | #NAME? | #NAME? | #NAME? | #NAME? | #NAME? | #NAME? | #NAME? | #NAME? | #NAME? | #NAME? | #NAME? | #NAME? | #NAME? | #NAME? | #NAME? | #NAME? | #NAME? | #NAME? | #NAME? | #NAME? | #NAME? | #NAME? | #NAME? | #NAME? | #NAME? | #NAME? | #NAME? | #NAME? | #NAME? | #NAME? | #NAME? | #NAME? | #NAME? | #NAME? | #NAME? | #NAME? | #NAME? | #NAME? | #NAME? | #NAME? | #NAME? | #NAME? | #NAME? | #NAME? | #NAME? | #NAME? | #NAME? | #NAME? | #NAME? | #NAME? | #NAME? | #NAME? | #NAME? | #NAME? | #NAME? | #NAME? | #NAME? | #NAME? | #NAME? | #NAME? | #NAME?
5 | 0 | 0 | KIOSK MOUNTED ; < = 22kV ; > 600 kVA ; MULTIPLE PHASE | Distribution transformers | 64.9821 | 64.9821 | 8.0611 | S | 2 | 64.9821 | [35 empty] | 72857.5017 | #NAME? | #NAME? | #NAME? | #NAME? | #NAME? | #NAME? | #NAME? | #NAME? | #NAME? | #NAME? | #NAME? | #NAME? | #NAME? | #NAME? | #NAME? | #NAME? | #NAME? | #NAME? | #NAME? | #NAME? | #NAME? | #NAME? | #NAME? | #NAME? | #NAME? | #NAME? | #NAME? | #NAME? | #NAME? | #NAME? | #NAME? | #NAME? | #NAME? | #NAME? | #NAME? | #NAME? | #NAME? | #NAME? | #NAME? | #NAME? | #NAME? | #NAME? | #NAME? | #NAME? | #NAME? | #NAME? | #NAME? | #NAME? | #NAME? | #NAME? | #NAME? | #NAME? | #NAME? | #NAME? | #NAME? | #NAME? | #NAME? | #NAME? | #NAME? | #NAME? | #NAME? | #NAME? | #NAME? | #NAME? | #NAME? | #NAME? | #NAME? | #NAME? | #NAME? | #NAME? | #NAME? | #NAME? | #NAME? | #NAME? | #NAME? | #NAME? | #NAME? | #NAME? | #NAME? | #NAME? | #NAME? | #NAME?
5 | 0 | 0 | GROUND OUTDOOR / INDOOR CHAMBER MOUNTED ; ˂ 22 kV ; < = 60 kVA ; SINGLE PHASE | Distribution transformers | 45 | 45 | 6.7082 | S | 2 | 45 | [35 empty] | 28.0695 | #NAME? | #NAME? | #NAME? | #NAME? | #NAME? | #NAME? | #NAME? | #NAME? | #NAME? | #NAME? | #NAME? | #NAME? | #NAME? | #NAME? | #NAME? | #NAME? | #NAME? | #NAME? | #NAME? | #NAME? | #NAME? | #NAME? | #NAME? | #NAME? | #NAME? | #NAME? | #NAME? | #NAME? | #NAME? | #NAME? | #NAME? | #NAME? | #NAME? | #NAME? | #NAME? | #NAME? | #NAME? | #NAME? | #NAME? | #NAME? | #NAME? | #NAME? | #NAME? | #NAME? | #NAME? | #NAME? | #NAME? | #NAME? | #NAME? | #NAME? | #NAME? | #NAME? | #NAME? | #NAME? | #NAME? | #NAME? | #NAME? | #NAME? | #NAME? | #NAME? | #NAME? | #NAME? | #NAME? | #NAME? | #NAME? | #NAME? | #NAME? | #NAME? | #NAME? | #NAME? | #NAME? | #NAME? | #NAME? | #NAME? | #NAME? | #NAME? | #NAME? | #NAME? | #NAME? | #NAME? | #NAME? | #NAME?
5 | 0 | 0 | GROUND OUTDOOR / INDOOR CHAMBER MOUNTED ; ˂ 22 kV ; > 60 kVA AND < = 600 kVA ; SINGLE PHASE | Distribution transformers | 45 | 45 | 6.7082 | S | 2 | 45 | [35 empty] | 28.3768 | #NAME? | #NAME? | #NAME? | #NAME? | #NAME? | #NAME? | #NAME? | #NAME? | #NAME? | #NAME? | #NAME? | #NAME? | #NAME? | #NAME? | #NAME? | #NAME? | #NAME? | #NAME? | #NAME? | #NAME? | #NAME? | #NAME? | #NAME? | #NAME? | #NAME? | #NAME? | #NAME? | #NAME? | #NAME? | #NAME? | #NAME? | #NAME? | #NAME? | #NAME? | #NAME? | #NAME? | #NAME? | #NAME? | #NAME? | #NAME? | #NAME? | #NAME? | #NAME? | #NAME? | #NAME? | #NAME? | #NAME? | #NAME? | #NAME? | #NAME? | #NAME? | #NAME? | #NAME? | #NAME? | #NAME? | #NAME? | #NAME? | #NAME? | #NAME? | #NAME? | #NAME? | #NAME? | #NAME? | #NAME? | #NAME? | #NAME? | #NAME? | #NAME? | #NAME? | #NAME? | #NAME? | #NAME? | #NAME? | #NAME? | #NAME? | #NAME? | #NAME? | #NAME? | #NAME? | #NAME? | #NAME? | #NAME?
5 | 0 | 0 | GROUND OUTDOOR / INDOOR CHAMBER MOUNTED ; ˂ 22 kV ; < = 60 kVA ; MULTIPLE PHASE | Distribution transformers | 45 | 45 | 6.7082 | S | 2 | 45 | [35 empty] | 681.0435 | #NAME? | #NAME? | #NAME? | #NAME? | #NAME? | #NAME? | #NAME? | #NAME? | #NAME? | #NAME? | #NAME? | #NAME? | #NAME? | #NAME? | #NAME? | #NAME? | #NAME? | #NAME? | #NAME? | #NAME? | #NAME? | #NAME? | #NAME? | #NAME? | #NAME? | #NAME? | #NAME? | #NAME? | #NAME? | #NAME? | #NAME? | #NAME? | #NAME? | #NAME? | #NAME? | #NAME? | #NAME? | #NAME? | #NAME? | #NAME? | #NAME? | #NAME? | #NAME? | #NAME? | #NAME? | #NAME? | #NAME? | #NAME? | #NAME? | #NAME? | #NAME? | #NAME? | #NAME? | #NAME? | #NAME? | #NAME? | #NAME? | #NAME? | #NAME? | #NAME? | #NAME? | #NAME? | #NAME? | #NAME? | #NAME? | #NAME? | #NAME? | #NAME? | #NAME? | #NAME? | #NAME? | #NAME? | #NAME? | #NAME? | #NAME? | #NAME? | #NAME? | #NAME? | #NAME? | #NAME? | #NAME? | #NAME?
5 | 0 | 0 | GROUND OUTDOOR / INDOOR CHAMBER MOUNTED ; ˂ 22 kV ; > 60 kVA AND < = 600 kVA ; MULTIPLE PHASE | Distribution transformers | 62.2843 | 62.2843 | 7.892 | S | 2 | 62.2843 | [35 empty] | 10329.1596 | #NAME? | #NAME? | #NAME? | #NAME? | #NAME? | #NAME? | #NAME? | #NAME? | #NAME? | #NAME? | #NAME? | #NAME? | #NAME? | #NAME? | #NAME? | #NAME? | #NAME? | #NAME? | #NAME? | #NAME? | #NAME? | #NAME? | #NAME? | #NAME? | #NAME? | #NAME? | #NAME? | #NAME? | #NAME? | #NAME? | #NAME? | #NAME? | #NAME? | #NAME? | #NAME? | #NAME? | #NAME? | #NAME? | #NAME? | #NAME? | #NAME? | #NAME? | #NAME? | #NAME? | #NAME? | #NAME? | #NAME? | #NAME? | #NAME? | #NAME? | #NAME? | #NAME? | #NAME? | #NAME? | #NAME? | #NAME? | #NAME? | #NAME? | #NAME? | #NAME? | #NAME? | #NAME? | #NAME? | #NAME? | #NAME? | #NAME? | #NAME? | #NAME? | #NAME? | #NAME? | #NAME? | #NAME? | #NAME? | #NAME? | #NAME? | #NAME? | #NAME? | #NAME? | #NAME? | #NAME? | #NAME? | #NAME?
5 | 0 | 0 | GROUND OUTDOOR / INDOOR CHAMBER MOUNTED ; ˂ 22 kV ; > 600 kVA ; MULTIPLE PHASE | Distribution transformers | 60.6424 | 60.6424 | 7.7873 | S | 2 | 60.6424 | [35 empty] | 26876.3485 | #NAME? | #NAME? | #NAME? | #NAME? | #NAME? | #NAME? | #NAME? | #NAME? | #NAME? | #NAME? | #NAME? | #NAME? | #NAME? | #NAME? | #NAME? | #NAME? | #NAME? | #NAME? | #NAME? | #NAME? | #NAME? | #NAME? | #NAME? | #NAME? | #NAME? | #NAME? | #NAME? | #NAME? | #NAME? | #NAME? | #NAME? | #NAME? | #NAME? | #NAME? | #NAME? | #NAME? | #NAME? | #NAME? | #NAME? | #NAME? | #NAME? | #NAME? | #NAME? | #NAME? | #NAME? | #NAME? | #NAME? | #NAME? | #NAME? | #NAME? | #NAME? | #NAME? | #NAME? | #NAME? | #NAME? | #NAME? | #NAME? | #NAME? | #NAME? | #NAME? | #NAME? | #NAME? | #NAME? | #NAME? | #NAME? | #NAME? | #NAME? | #NAME? | #NAME? | #NAME? | #NAME? | #NAME? | #NAME? | #NAME? | #NAME? | #NAME? | #NAME? | #NAME? | #NAME? | #NAME? | #NAME? | #NAME?
5 | 0 | 0 | GROUND OUTDOOR / INDOOR CHAMBER MOUNTED ; > 33 kV & < = 66 kV ; < = 15 MVA | Distribution transformers | 50.6 | 50.6 | 7.1134 | S | 2 | 50.6 | [35 empty] | 73966.4019 | #NAME? | #NAME? | #NAME? | #NAME? | #NAME? | #NAME? | #NAME? | #NAME? | #NAME? | #NAME? | #NAME? | #NAME? | #NAME? | #NAME? | #NAME? | #NAME? | #NAME? | #NAME? | #NAME? | #NAME? | #NAME? | #NAME? | #NAME? | #NAME? | #NAME? | #NAME? | #NAME? | #NAME? | #NAME? | #NAME? | #NAME? | #NAME? | #NAME? | #NAME? | #NAME? | #NAME? | #NAME? | #NAME? | #NAME? | #NAME? | #NAME? | #NAME? | #NAME? | #NAME? | #NAME? | #NAME? | #NAME? | #NAME? | #NAME? | #NAME? | #NAME? | #NAME? | #NAME? | #NAME? | #NAME? | #NAME? | #NAME? | #NAME? | #NAME? | #NAME? | #NAME? | #NAME? | #NAME? | #NAME? | #NAME? | #NAME? | #NAME? | #NAME? | #NAME? | #NAME? | #NAME? | #NAME? | #NAME? | #NAME? | #NAME? | #NAME? | #NAME? | #NAME? | #NAME? | #NAME? | #NAME? | #NAME?
5 | 0 | 0 | GROUND OUTDOOR / INDOOR CHAMBER MOUNTED ; > 33 kV & < = 66 kV ; > 15 MVA AND < = 40 MVA | Distribution transformers | 54.2487 | 54.2487 | 7.3654 | S | 2 | 54.2487 | [35 empty] | 85345.8484 | #NAME? | #NAME? | #NAME? | #NAME? | #NAME? | #NAME? | #NAME? | #NAME? | #NAME? | #NAME? | #NAME? | #NAME? | #NAME? | #NAME? | #NAME? | #NAME? | #NAME? | #NAME? | #NAME? | #NAME? | #NAME? | #NAME? | #NAME? | #NAME? | #NAME? | #NAME? | #NAME? | #NAME? | #NAME? | #NAME? | #NAME? | #NAME? | #NAME? | #NAME? | #NAME? | #NAME? | #NAME? | #NAME? | #NAME? | #NAME? | #NAME? | #NAME? | #NAME? | #NAME? | #NAME? | #NAME? | #NAME? | #NAME? | #NAME? | #NAME? | #NAME? | #NAME? | #NAME? | #NAME? | #NAME? | #NAME? | #NAME? | #NAME? | #NAME? | #NAME? | #NAME? | #NAME? | #NAME? | #NAME? | #NAME? | #NAME? | #NAME? | #NAME? | #NAME? | #NAME? | #NAME? | #NAME? | #NAME? | #NAME? | #NAME? | #NAME? | #NAME? | #NAME? | #NAME? | #NAME? | #NAME? | #NAME?
5 | 0 | 0 | GROUND OUTDOOR / INDOOR CHAMBER MOUNTED ; > 33 kV & < = 66 kV ; > 40 MVA | Distribution transformers | 50.6 | 50.6 | 7.1134 | S | 2 | 50.6 | [35 empty] | 1137.9446 | #NAME? | #NAME? | #NAME? | #NAME? | #NAME? | #NAME? | #NAME? | #NAME? | #NAME? | #NAME? | #NAME? | #NAME? | #NAME? | #NAME? | #NAME? | #NAME? | #NAME? | #NAME? | #NAME? | #NAME? | #NAME? | #NAME? | #NAME? | #NAME? | #NAME? | #NAME? | #NAME? | #NAME? | #NAME? | #NAME? | #NAME? | #NAME? | #NAME? | #NAME? | #NAME? | #NAME? | #NAME? | #NAME? | #NAME? | #NAME? | #NAME? | #NAME? | #NAME? | #NAME? | #NAME? | #NAME? | #NAME? | #NAME? | #NAME? | #NAME? | #NAME? | #NAME? | #NAME? | #NAME? | #NAME? | #NAME? | #NAME? | #NAME? | #NAME? | #NAME? | #NAME? | #NAME? | #NAME? | #NAME? | #NAME? | #NAME? | #NAME? | #NAME? | #NAME? | #NAME? | #NAME? | #NAME? | #NAME? | #NAME? | #NAME? | #NAME? | #NAME? | #NAME? | #NAME? | #NAME? | #NAME? | #NAME?
5 | 0 | 0 | POLE MOUNTED ; < ≈ 22KV ; < ≈ 60 KVA ; SWER | Distribution transformers | 64.3458 | 64.3458 | 8.0216 | S | 2 | 64.3458 | [35 empty] | 66427.4989 | #NAME? | #NAME? | #NAME? | #NAME? | #NAME? | #NAME? | #NAME? | #NAME? | #NAME? | #NAME? | #NAME? | #NAME? | #NAME? | #NAME? | #NAME? | #NAME? | #NAME? | #NAME? | #NAME? | #NAME? | #NAME? | #NAME? | #NAME? | #NAME? | #NAME? | #NAME? | #NAME? | #NAME? | #NAME? | #NAME? | #NAME? | #NAME? | #NAME? | #NAME? | #NAME? | #NAME? | #NAME? | #NAME? | #NAME? | #NAME? | #NAME? | #NAME? | #NAME? | #NAME? | #NAME? | #NAME? | #NAME? | #NAME? | #NAME? | #NAME? | #NAME? | #NAME? | #NAME? | #NAME? | #NAME? | #NAME? | #NAME? | #NAME? | #NAME? | #NAME? | #NAME? | #NAME? | #NAME? | #NAME? | #NAME? | #NAME? | #NAME? | #NAME? | #NAME? | #NAME? | #NAME? | #NAME? | #NAME? | #NAME? | #NAME? | #NAME? | #NAME? | #NAME? | #NAME? | #NAME? | #NAME? | #NAME?
5 | 0 | 0 | POLE MOUNTED ; < ≈ 22KV ; > 60 KVA AND < ≈ 600 KVA ; SWER | Distribution transformers | 50 | 50 | 7.0711 | S | 2 | 50 | [35 empty] | 148.5025 | #NAME? | #NAME? | #NAME? | #NAME? | #NAME? | #NAME? | #NAME? | #NAME? | #NAME? | #NAME? | #NAME? | #NAME? | #NAME? | #NAME? | #NAME? | #NAME? | #NAME? | #NAME? | #NAME? | #NAME? | #NAME? | #NAME? | #NAME? | #NAME? | #NAME? | #NAME? | #NAME? | #NAME? | #NAME? | #NAME? | #NAME? | #NAME? | #NAME? | #NAME? | #NAME? | #NAME? | #NAME? | #NAME? | #NAME? | #NAME? | #NAME? | #NAME? | #NAME? | #NAME? | #NAME? | #NAME? | #NAME? | #NAME? | #NAME? | #NAME? | #NAME? | #NAME? | #NAME? | #NAME? | #NAME? | #NAME? | #NAME? | #NAME? | #NAME? | #NAME? | #NAME? | #NAME? | #NAME? | #NAME? | #NAME? | #NAME? | #NAME? | #NAME? | #NAME? | #NAME? | #NAME? | #NAME? | #NAME? | #NAME? | #NAME? | #NAME? | #NAME? | #NAME? | #NAME? | #NAME? | #NAME? | #NAME?
5 | 0 | 0 | KIOSK MOUNTED ; < ≈ 22KV ; < ≈ 60 KVA ; SWER | Distribution transformers | 41.5321 | 41.5321 | 6.4445 | S | 2 | 41.5321 | [35 empty] | 1082.4901 | #NAME? | #NAME? | #NAME? | #NAME? | #NAME? | #NAME? | #NAME? | #NAME? | #NAME? | #NAME? | #NAME? | #NAME? | #NAME? | #NAME? | #NAME? | #NAME? | #NAME? | #NAME? | #NAME? | #NAME? | #NAME? | #NAME? | #NAME? | #NAME? | #NAME? | #NAME? | #NAME? | #NAME? | #NAME? | #NAME? | #NAME? | #NAME? | #NAME? | #NAME? | #NAME? | #NAME? | #NAME? | #NAME? | #NAME? | #NAME? | #NAME? | #NAME? | #NAME? | #NAME? | #NAME? | #NAME? | #NAME? | #NAME? | #NAME? | #NAME? | #NAME? | #NAME? | #NAME? | #NAME? | #NAME? | #NAME? | #NAME? | #NAME? | #NAME? | #NAME? | #NAME? | #NAME? | #NAME? | #NAME? | #NAME? | #NAME? | #NAME? | #NAME? | #NAME? | #NAME? | #NAME? | #NAME? | #NAME? | #NAME? | #NAME? | #NAME? | #NAME? | #NAME? | #NAME? | #NAME? | #NAME? | #NAME?
5 | 0 | 0 | POLE / GROUND MOUNTED ; < = 22KV ; > 600 KVA ; REGULATOR | Distribution transformers | 43.6417 | 43.6417 | 6.6062 | S | 2 | 43.6417 | [35 empty] | 23517.341 | #NAME? | #NAME? | #NAME? | #NAME? | #NAME? | #NAME? | #NAME? | #NAME? | #NAME? | #NAME? | #NAME? | #NAME? | #NAME? | #NAME? | #NAME? | #NAME? | #NAME? | #NAME? | #NAME? | #NAME? | #NAME? | #NAME? | #NAME? | #NAME? | #NAME? | #NAME? | #NAME? | #NAME? | #NAME? | #NAME? | #NAME? | #NAME? | #NAME? | #NAME? | #NAME? | #NAME? | #NAME? | #NAME? | #NAME? | #NAME? | #NAME? | #NAME? | #NAME? | #NAME? | #NAME? | #NAME? | #NAME? | #NAME? | #NAME? | #NAME? | #NAME? | #NAME? | #NAME? | #NAME? | #NAME? | #NAME? | #NAME? | #NAME? | #NAME? | #NAME? | #NAME? | #NAME? | #NAME? | #NAME? | #NAME? | #NAME? | #NAME? | #NAME? | #NAME? | #NAME? | #NAME? | #NAME? | #NAME? | #NAME? | #NAME? | #NAME? | #NAME? | #NAME? | #NAME? | #NAME? | #NAME? | #NAME?
5 | 0 | 0 | AUTO TRANSFORMERS | Distribution transformers | 55 | 55 | 7.4162 | S | 2 | 55 | [35 empty] | 42.1259 | #NAME? | #NAME? | #NAME? | #NAME? | #NAME? | #NAME? | #NAME? | #NAME? | #NAME? | #NAME? | #NAME? | #NAME? | #NAME? | #NAME? | #NAME? | #NAME? | #NAME? | #NAME? | #NAME? | #NAME? | #NAME? | #NAME? | #NAME? | #NAME? | #NAME? | #NAME? | #NAME? | #NAME? | #NAME? | #NAME? | #NAME? | #NAME? | #NAME? | #NAME? | #NAME? | #NAME? | #NAME? | #NAME? | #NAME? | #NAME? | #NAME? | #NAME? | #NAME? | #NAME? | #NAME? | #NAME? | #NAME? | #NAME? | #NAME? | #NAME? | #NAME? | #NAME? | #NAME? | #NAME? | #NAME? | #NAME? | #NAME? | #NAME? | #NAME? | #NAME? | #NAME? | #NAME? | #NAME? | #NAME? | #NAME? | #NAME? | #NAME? | #NAME? | #NAME? | #NAME? | #NAME? | #NAME? | #NAME? | #NAME? | #NAME? | #NAME? | #NAME? | #NAME? | #NAME? | #NAME? | #NAME? | #NAME?
0 | 0 | 0 | 0 | 0 | 0 | 0 | 0 | S | 0 | 0 | [35 empty] | 0 | #NAME? | #NAME? | #NAME? | #NAME? | #NAME? | #NAME? | #NAME? | #NAME? | #NAME? | #NAME? | #NAME? | #NAME? | #NAME? | #NAME? | #NAME? | #NAME? | #NAME? | #NAME? | #NAME? | #NAME? | #NAME? | #NAME? | #NAME? | #NAME? | #NAME? | #NAME? | #NAME? | #NAME? | #NAME? | #NAME? | #NAME? | #NAME? | #NAME? | #NAME? | #NAME? | #NAME? | #NAME? | #NAME? | #NAME? | #NAME? | #NAME? | #NAME? | #NAME? | #NAME? | #NAME? | #NAME? | #NAME? | #NAME? | #NAME? | #NAME? | #NAME? | #NAME? | #NAME? | #NAME? | #NAME? | #NAME? | #NAME? | #NAME? | #NAME? | #NAME? | #NAME? | #NAME? | 0 | 0 | 0 | 0 | 0 | 0 | 0 | 0 | 0 | 0 | 0 | 0 | 0 | 0 | 0 | 0 | 0 | 0 | 0 | 0
0 | 0 | 0 | Switchgear | 0 | 0 | 0 | 0 | S | 0 | 0 | [35 empty] | 0 | #NAME? | #NAME? | #NAME? | #NAME? | #NAME? | #NAME? | #NAME? | #NAME? | #NAME? | #NAME? | #NAME? | #NAME? | #NAME? | #NAME? | #NAME? | #NAME? | #NAME? | #NAME? | #NAME? | #NAME? | #NAME? | #NAME? | #NAME? | #NAME? | #NAME? | #NAME? | #NAME? | #NAME? | #NAME? | #NAME? | #NAME? | #NAME? | #NAME? | #NAME? | #NAME? | #NAME? | #NAME? | #NAME? | #NAME? | #NAME? | #NAME? | #NAME? | #NAME? | #NAME? | #NAME? | #NAME? | #NAME? | #NAME? | #NAME? | #NAME? | #NAME? | #NAME? | #NAME? | #NAME? | #NAME? | #NAME? | #NAME? | #NAME? | #NAME? | #NAME? | #NAME? | #NAME? | 0 | 0 | 0 | 0 | 0 | 0 | 0 | 0 | 0 | 0 | 0 | 0 | 0 | 0 | 0 | 0 | 0 | 0 | 0 | 0
6 | 0 | 0 | ˂ = 11 kV ; SWITCH | Distribution switchgear | 58.3673 | 58.3673 | 7.6398 | S | 2 | 58.3673 | [35 empty] | 3199.9509 | #NAME? | #NAME? | #NAME? | #NAME? | #NAME? | #NAME? | #NAME? | #NAME? | #NAME? | #NAME? | #NAME? | #NAME? | #NAME? | #NAME? | #NAME? | #NAME? | #NAME? | #NAME? | #NAME? | #NAME? | #NAME? | #NAME? | #NAME? | #NAME? | #NAME? | #NAME? | #NAME? | #NAME? | #NAME? | #NAME? | #NAME? | #NAME? | #NAME? | #NAME? | #NAME? | #NAME? | #NAME? | #NAME? | #NAME? | #NAME? | #NAME? | #NAME? | #NAME? | #NAME? | #NAME? | #NAME? | #NAME? | #NAME? | #NAME? | #NAME? | #NAME? | #NAME? | #NAME? | #NAME? | #NAME? | #NAME? | #NAME? | #NAME? | #NAME? | #NAME? | #NAME? | #NAME? | #NAME? | #NAME? | #NAME? | #NAME? | #NAME? | #NAME? | #NAME? | #NAME? | #NAME? | #NAME? | #NAME? | #NAME? | #NAME? | #NAME? | #NAME? | #NAME? | #NAME? | #NAME? | #NAME? | #NAME?
6 | 0 | 0 | ˂ = 11 kV ; CIRCUIT BREAKER | Distribution switchgear | 45 | 45 | 6.7082 | S | 2 | 45 | [35 empty] | 5253.0806 | #NAME? | #NAME? | #NAME? | #NAME? | #NAME? | #NAME? | #NAME? | #NAME? | #NAME? | #NAME? | #NAME? | #NAME? | #NAME? | #NAME? | #NAME? | #NAME? | #NAME? | #NAME? | #NAME? | #NAME? | #NAME? | #NAME? | #NAME? | #NAME? | #NAME? | #NAME? | #NAME? | #NAME? | #NAME? | #NAME? | #NAME? | #NAME? | #NAME? | #NAME? | #NAME? | #NAME? | #NAME? | #NAME? | #NAME? | #NAME? | #NAME? | #NAME? | #NAME? | #NAME? | #NAME? | #NAME? | #NAME? | #NAME? | #NAME? | #NAME? | #NAME? | #NAME? | #NAME? | #NAME? | #NAME? | #NAME? | #NAME? | #NAME? | #NAME? | #NAME? | #NAME? | #NAME? | #NAME? | #NAME? | #NAME? | #NAME? | #NAME? | #NAME? | #NAME? | #NAME? | #NAME? | #NAME? | #NAME? | #NAME? | #NAME? | #NAME? | #NAME? | #NAME? | #NAME? | #NAME? | #NAME? | #NAME?
6 | 0 | 0 | ˂= 1 kV CIRCUIT BREAKER | Distribution switchgear | 45 | 45 | 6.7082 | S | 2 | 45 | [35 empty] | 29343.8479 | #NAME? | #NAME? | #NAME? | #NAME? | #NAME? | #NAME? | #NAME? | #NAME? | #NAME? | #NAME? | #NAME? | #NAME? | #NAME? | #NAME? | #NAME? | #NAME? | #NAME? | #NAME? | #NAME? | #NAME? | #NAME? | #NAME? | #NAME? | #NAME? | #NAME? | #NAME? | #NAME? | #NAME? | #NAME? | #NAME? | #NAME? | #NAME? | #NAME? | #NAME? | #NAME? | #NAME? | #NAME? | #NAME? | #NAME? | #NAME? | #NAME? | #NAME? | #NAME? | #NAME? | #NAME? | #NAME? | #NAME? | #NAME? | #NAME? | #NAME? | #NAME? | #NAME? | #NAME? | #NAME? | #NAME? | #NAME? | #NAME? | #NAME? | #NAME? | #NAME? | #NAME? | #NAME? | #NAME? | #NAME? | #NAME? | #NAME? | #NAME? | #NAME? | #NAME? | #NAME? | #NAME? | #NAME? | #NAME? | #NAME? | #NAME? | #NAME? | #NAME? | #NAME? | #NAME? | #NAME? | #NAME? | #NAME?
6 | 0 | 0 | > 1 kV & ˂= 11 kV ISOLATORS, EARTHING SWITCH | Distribution switchgear | 45 | 45 | 6.7082 | S | 2 | 45 | [35 empty] | 407.7557 | #NAME? | #NAME? | #NAME? | #NAME? | #NAME? | #NAME? | #NAME? | #NAME? | #NAME? | #NAME? | #NAME? | #NAME? | #NAME? | #NAME? | #NAME? | #NAME? | #NAME? | #NAME? | #NAME? | #NAME? | #NAME? | #NAME? | #NAME? | #NAME? | #NAME? | #NAME? | #NAME? | #NAME? | #NAME? | #NAME? | #NAME? | #NAME? | #NAME? | #NAME? | #NAME? | #NAME? | #NAME? | #NAME? | #NAME? | #NAME? | #NAME? | #NAME? | #NAME? | #NAME? | #NAME? | #NAME? | #NAME? | #NAME? | #NAME? | #NAME? | #NAME? | #NAME? | #NAME? | #NAME? | #NAME? | #NAME? | #NAME? | #NAME? | #NAME? | #NAME? | #NAME? | #NAME? | #NAME? | #NAME? | #NAME? | #NAME? | #NAME? | #NAME? | #NAME? | #NAME? | #NAME? | #NAME? | #NAME? | #NAME? | #NAME? | #NAME? | #NAME? | #NAME? | #NAME? | #NAME? | #NAME? | #NAME?
6 | 0 | 0 | > 11 kV & < = 22 kV ; SWITCH | Distribution switchgear | 71.5065 | 71.5065 | 8.4562 | S | 2 | 71.5065 | [35 empty] | 251944.1336 | #NAME? | #NAME? | #NAME? | #NAME? | #NAME? | #NAME? | #NAME? | #NAME? | #NAME? | #NAME? | #NAME? | #NAME? | #NAME? | #NAME? | #NAME? | #NAME? | #NAME? | #NAME? | #NAME? | #NAME? | #NAME? | #NAME? | #NAME? | #NAME? | #NAME? | #NAME? | #NAME? | #NAME? | #NAME? | #NAME? | #NAME? | #NAME? | #NAME? | #NAME? | #NAME? | #NAME? | #NAME? | #NAME? | #NAME? | #NAME? | #NAME? | #NAME? | #NAME? | #NAME? | #NAME? | #NAME? | #NAME? | #NAME? | #NAME? | #NAME? | #NAME? | #NAME? | #NAME? | #NAME? | #NAME? | #NAME? | #NAME? | #NAME? | #NAME? | #NAME? | #NAME? | #NAME? | #NAME? | #NAME? | #NAME? | #NAME? | #NAME? | #NAME? | #NAME? | #NAME? | #NAME? | #NAME? | #NAME? | #NAME? | #NAME? | #NAME? | #NAME? | #NAME? | #NAME? | #NAME? | #NAME? | #NAME?
6 | 0 | 0 | > 11 kV & < = 22 kV ; CIRCUIT BREAKER | Distribution switchgear | 50.9187 | 50.9187 | 7.1357 | S | 2 | 50.9187 | [35 empty] | 69180.4005 | #NAME? | #NAME? | #NAME? | #NAME? | #NAME? | #NAME? | #NAME? | #NAME? | #NAME? | #NAME? | #NAME? | #NAME? | #NAME? | #NAME? | #NAME? | #NAME? | #NAME? | #NAME? | #NAME? | #NAME? | #NAME? | #NAME? | #NAME? | #NAME? | #NAME? | #NAME? | #NAME? | #NAME? | #NAME? | #NAME? | #NAME? | #NAME? | #NAME? | #NAME? | #NAME? | #NAME? | #NAME? | #NAME? | #NAME? | #NAME? | #NAME? | #NAME? | #NAME? | #NAME? | #NAME? | #NAME? | #NAME? | #NAME? | #NAME? | #NAME? | #NAME? | #NAME? | #NAME? | #NAME? | #NAME? | #NAME? | #NAME? | #NAME? | #NAME? | #NAME? | #NAME? | #NAME? | #NAME? | #NAME? | #NAME? | #NAME? | #NAME? | #NAME? | #NAME? | #NAME? | #NAME? | #NAME? | #NAME? | #NAME? | #NAME? | #NAME? | #NAME? | #NAME? | #NAME? | #NAME? | #NAME? | #NAME?
6 | 0 | 0 | > 33 kV & < = 66 kV ; SWITCH | Distribution switchgear | 57.2371 | 57.2371 | 7.5655 | S | 2 | 57.2371 | [35 empty] | 10455.8942 | #NAME? | #NAME? | #NAME? | #NAME? | #NAME? | #NAME? | #NAME? | #NAME? | #NAME? | #NAME? | #NAME? | #NAME? | #NAME? | #NAME? | #NAME? | #NAME? | #NAME? | #NAME? | #NAME? | #NAME? | #NAME? | #NAME? | #NAME? | #NAME? | #NAME? | #NAME? | #NAME? | #NAME? | #NAME? | #NAME? | #NAME? | #NAME? | #NAME? | #NAME? | #NAME? | #NAME? | #NAME? | #NAME? | #NAME? | #NAME? | #NAME? | #NAME? | #NAME? | #NAME? | #NAME? | #NAME? | #NAME? | #NAME? | #NAME? | #NAME? | #NAME? | #NAME? | #NAME? | #NAME? | #NAME? | #NAME? | #NAME? | #NAME? | #NAME? | #NAME? | #NAME? | #NAME? | #NAME? | #NAME? | #NAME? | #NAME? | #NAME? | #NAME? | #NAME? | #NAME? | #NAME? | #NAME? | #NAME? | #NAME? | #NAME? | #NAME? | #NAME? | #NAME? | #NAME? | #NAME? | #NAME? | #NAME?
6 | 0 | 0 | > 33 kV & < = 66 kV ; CIRCUIT BREAKER | Distribution switchgear | 51.4941 | 51.4941 | 7.1759 | S | 2 | 51.4941 | [35 empty] | 35395.541 | #NAME? | #NAME? | #NAME? | #NAME? | #NAME? | #NAME? | #NAME? | #NAME? | #NAME? | #NAME? | #NAME? | #NAME? | #NAME? | #NAME? | #NAME? | #NAME? | #NAME? | #NAME? | #NAME? | #NAME? | #NAME? | #NAME? | #NAME? | #NAME? | #NAME? | #NAME? | #NAME? | #NAME? | #NAME? | #NAME? | #NAME? | #NAME? | #NAME? | #NAME? | #NAME? | #NAME? | #NAME? | #NAME? | #NAME? | #NAME? | #NAME? | #NAME? | #NAME? | #NAME? | #NAME? | #NAME? | #NAME? | #NAME? | #NAME? | #NAME? | #NAME? | #NAME? | #NAME? | #NAME? | #NAME? | #NAME? | #NAME? | #NAME? | #NAME? | #NAME? | #NAME? | #NAME? | #NAME? | #NAME? | #NAME? | #NAME? | #NAME? | #NAME? | #NAME? | #NAME? | #NAME? | #NAME? | #NAME? | #NAME? | #NAME? | #NAME? | #NAME? | #NAME? | #NAME? | #NAME? | #NAME? | #NAME?
6 | 0 | 0 | > 11 KV & < ≈ 22 KV ; ISOLATORS, EARTHING SWITCH | Distribution switchgear | 69.7782 | 69.7782 | 8.3533 | S | 2 | 69.7782 | [35 empty] | 73629.0297 | #NAME? | #NAME? | #NAME? | #NAME? | #NAME? | #NAME? | #NAME? | #NAME? | #NAME? | #NAME? | #NAME? | #NAME? | #NAME? | #NAME? | #NAME? | #NAME? | #NAME? | #NAME? | #NAME? | #NAME? | #NAME? | #NAME? | #NAME? | #NAME? | #NAME? | #NAME? | #NAME? | #NAME? | #NAME? | #NAME? | #NAME? | #NAME? | #NAME? | #NAME? | #NAME? | #NAME? | #NAME? | #NAME? | #NAME? | #NAME? | #NAME? | #NAME? | #NAME? | #NAME? | #NAME? | #NAME? | #NAME? | #NAME? | #NAME? | #NAME? | #NAME? | #NAME? | #NAME? | #NAME? | #NAME? | #NAME? | #NAME? | #NAME? | #NAME? | #NAME? | #NAME? | #NAME? | #NAME? | #NAME? | #NAME? | #NAME? | #NAME? | #NAME? | #NAME? | #NAME? | #NAME? | #NAME? | #NAME? | #NAME? | #NAME? | #NAME? | #NAME? | #NAME? | #NAME? | #NAME? | #NAME? | #NAME?
6 | 0 | 0 | > 33 KV & < ≈ 66 KV ; ISOLATORS, EARTHING SWITCH | Distribution switchgear | 58.7591 | 58.7591 | 7.6654 | S | 2 | 58.7591 | [35 empty] | 7140.721 | #NAME? | #NAME? | #NAME? | #NAME? | #NAME? | #NAME? | #NAME? | #NAME? | #NAME? | #NAME? | #NAME? | #NAME? | #NAME? | #NAME? | #NAME? | #NAME? | #NAME? | #NAME? | #NAME? | #NAME? | #NAME? | #NAME? | #NAME? | #NAME? | #NAME? | #NAME? | #NAME? | #NAME? | #NAME? | #NAME? | #NAME? | #NAME? | #NAME? | #NAME? | #NAME? | #NAME? | #NAME? | #NAME? | #NAME? | #NAME? | #NAME? | #NAME? | #NAME? | #NAME? | #NAME? | #NAME? | #NAME? | #NAME? | #NAME? | #NAME? | #NAME? | #NAME? | #NAME? | #NAME? | #NAME? | #NAME? | #NAME? | #NAME? | #NAME? | #NAME? | #NAME? | #NAME? | #NAME? | #NAME? | #NAME? | #NAME? | #NAME? | #NAME? | #NAME? | #NAME? | #NAME? | #NAME? | #NAME? | #NAME? | #NAME? | #NAME? | #NAME? | #NAME? | #NAME? | #NAME? | #NAME? | #NAME?
6 | 0 | 0 | HV FUSES AND SURGE DIVERTERS | Distribution switchgear | 42.1462 | 42.1462 | 6.492 | S | 2 | 42.1462 | [35 empty] | 722055.8642 | #NAME? | #NAME? | #NAME? | #NAME? | #NAME? | #NAME? | #NAME? | #NAME? | #NAME? | #NAME? | #NAME? | #NAME? | #NAME? | #NAME? | #NAME? | #NAME? | #NAME? | #NAME? | #NAME? | #NAME? | #NAME? | #NAME? | #NAME? | #NAME? | #NAME? | #NAME? | #NAME? | #NAME? | #NAME? | #NAME? | #NAME? | #NAME? | #NAME? | #NAME? | #NAME? | #NAME? | #NAME? | #NAME? | #NAME? | #NAME? | #NAME? | #NAME? | #NAME? | #NAME? | #NAME? | #NAME? | #NAME? | #NAME? | #NAME? | #NAME? | #NAME? | #NAME? | #NAME? | #NAME? | #NAME? | #NAME? | #NAME? | #NAME? | #NAME? | #NAME? | #NAME? | #NAME? | #NAME? | #NAME? | #NAME? | #NAME? | #NAME? | #NAME? | #NAME? | #NAME? | #NAME? | #NAME? | #NAME? | #NAME? | #NAME? | #NAME? | #NAME? | #NAME? | #NAME? | #NAME? | #NAME? | #NAME?
0 | 0 | 0 | 0 | 0 | 0 | 0 | 0 | S | 0 | 0 | [35 empty] | 0 | #NAME? | #NAME? | #NAME? | #NAME? | #NAME? | #NAME? | #NAME? | #NAME? | #NAME? | #NAME? | #NAME? | #NAME? | #NAME? | #NAME? | #NAME? | #NAME? | #NAME? | #NAME? | #NAME? | #NAME? | #NAME? | #NAME? | #NAME? | #NAME? | #NAME? | #NAME? | #NAME? | #NAME? | #NAME? | #NAME? | #NAME? | #NAME? | #NAME? | #NAME? | #NAME? | #NAME? | #NAME? | #NAME? | #NAME? | #NAME? | #NAME? | #NAME? | #NAME? | #NAME? | #NAME? | #NAME? | #NAME? | #NAME? | #NAME? | #NAME? | #NAME? | #NAME? | #NAME? | #NAME? | #NAME? | #NAME? | #NAME? | #NAME? | #NAME? | #NAME? | #NAME? | #NAME? | 0 | 0 | 0 | 0 | 0 | 0 | 0 | 0 | 0 | 0 | 0 | 0 | 0 | 0 | 0 | 0 | 0 | 0 | 0 | 0
0 | 0 | 0 | Public Lighting | 0 | 0 | 0 | 0 | S | 0 | 0 | [35 empty] | 0 | #NAME? | #NAME? | #NAME? | #NAME? | #NAME? | #NAME? | #NAME? | #NAME? | #NAME? | #NAME? | #NAME? | #NAME? | #NAME? | #NAME? | #NAME? | #NAME? | #NAME? | #NAME? | #NAME? | #NAME? | #NAME? | #NAME? | #NAME? | #NAME? | #NAME? | #NAME? | #NAME? | #NAME? | #NAME? | #NAME? | #NAME? | #NAME? | #NAME? | #NAME? | #NAME? | #NAME? | #NAME? | #NAME? | #NAME? | #NAME? | #NAME? | #NAME? | #NAME? | #NAME? | #NAME? | #NAME? | #NAME? | #NAME? | #NAME? | #NAME? | #NAME? | #NAME? | #NAME? | #NAME? | #NAME? | #NAME? | #NAME? | #NAME? | #NAME? | #NAME? | #NAME? | #NAME? | 0 | 0 | 0 | 0 | 0 | 0 | 0 | 0 | 0 | 0 | 0 | 0 | 0 | 0 | 0 | 0 | 0 | 0 | 0 | 0
9 | 0 | 0 | LUMINAIRES ; MAJOR ROAD | Public Lighting | 67.5539 | 67.5539 | 8.2191 | S | 2 | 67.5539 | [35 empty] | 71912.2404 | #NAME? | #NAME? | #NAME? | #NAME? | #NAME? | #NAME? | #NAME? | #NAME? | #NAME? | #NAME? | #NAME? | #NAME? | #NAME? | #NAME? | #NAME? | #NAME? | #NAME? | #NAME? | #NAME? | #NAME? | #NAME? | #NAME? | #NAME? | #NAME? | #NAME? | #NAME? | #NAME? | #NAME? | #NAME? | #NAME? | #NAME? | #NAME? | #NAME? | #NAME? | #NAME? | #NAME? | #NAME? | #NAME? | #NAME? | #NAME? | #NAME? | #NAME? | #NAME? | #NAME? | #NAME? | #NAME? | #NAME? | #NAME? | #NAME? | #NAME? | #NAME? | #NAME? | #NAME? | #NAME? | #NAME? | #NAME? | #NAME? | #NAME? | #NAME? | #NAME? | #NAME? | #NAME? | #NAME? | #NAME? | #NAME? | #NAME? | #NAME? | #NAME? | #NAME? | #NAME? | #NAME? | #NAME? | #NAME? | #NAME? | #NAME? | #NAME? | #NAME? | #NAME? | #NAME? | #NAME? | #NAME? | #NAME?
9 | 0 | 0 | LUMINAIRES ; MINOR ROAD | Public Lighting | 74.7439 | 74.7439 | 8.6455 | S | 2 | 74.7439 | [35 empty] | 833203.0788 | #NAME? | #NAME? | #NAME? | #NAME? | #NAME? | #NAME? | #NAME? | #NAME? | #NAME? | #NAME? | #NAME? | #NAME? | #NAME? | #NAME? | #NAME? | #NAME? | #NAME? | #NAME? | #NAME? | #NAME? | #NAME? | #NAME? | #NAME? | #NAME? | #NAME? | #NAME? | #NAME? | #NAME? | #NAME? | #NAME? | #NAME? | #NAME? | #NAME? | #NAME? | #NAME? | #NAME? | #NAME? | #NAME? | #NAME? | #NAME? | #NAME? | #NAME? | #NAME? | #NAME? | #NAME? | #NAME? | #NAME? | #NAME? | #NAME? | #NAME? | #NAME? | #NAME? | #NAME? | #NAME? | #NAME? | #NAME? | #NAME? | #NAME? | #NAME? | #NAME? | #NAME? | #NAME? | #NAME? | #NAME? | #NAME? | #NAME? | #NAME? | #NAME? | #NAME? | #NAME? | #NAME? | #NAME? | #NAME? | #NAME? | #NAME? | #NAME? | #NAME? | #NAME? | #NAME? | #NAME? | #NAME? | #NAME?
0 | 0 | 0 | BRACKETS ; MAJOR ROAD | 0 | 0 | 0 | 0 | S | 0 | 0 | [35 empty] | 0 | #NAME? | #NAME? | #NAME? | #NAME? | #NAME? | #NAME? | #NAME? | #NAME? | #NAME? | #NAME? | #NAME? | #NAME? | #NAME? | #NAME? | #NAME? | #NAME? | #NAME? | #NAME? | #NAME? | #NAME? | #NAME? | #NAME? | #NAME? | #NAME? | #NAME? | #NAME? | #NAME? | #NAME? | #NAME? | #NAME? | #NAME? | #NAME? | #NAME? | #NAME? | #NAME? | #NAME? | #NAME? | #NAME? | #NAME? | #NAME? | #NAME? | #NAME? | #NAME? | #NAME? | #NAME? | #NAME? | #NAME? | #NAME? | #NAME? | #NAME? | #NAME? | #NAME? | #NAME? | #NAME? | #NAME? | #NAME? | #NAME? | #NAME? | #NAME? | #NAME? | #NAME? | #NAME? | #NAME? | #NAME? | #NAME? | #NAME? | #NAME? | #NAME? | #NAME? | #NAME? | #NAME? | #NAME? | #NAME? | #NAME? | #NAME? | #NAME? | #NAME? | #NAME? | #NAME? | #NAME? | #NAME? | #NAME?
0 | 0 | 0 | BRACKETS ; MINOR ROAD | 0 | 0 | 0 | 0 | S | 0 | 0 | [35 empty] | 0 | #NAME? | #NAME? | #NAME? | #NAME? | #NAME? | #NAME? | #NAME? | #NAME? | #NAME? | #NAME? | #NAME? | #NAME? | #NAME? | #NAME? | #NAME? | #NAME? | #NAME? | #NAME? | #NAME? | #NAME? | #NAME? | #NAME? | #NAME? | #NAME? | #NAME? | #NAME? | #NAME? | #NAME? | #NAME? | #NAME? | #NAME? | #NAME? | #NAME? | #NAME? | #NAME? | #NAME? | #NAME? | #NAME? | #NAME? | #NAME? | #NAME? | #NAME? | #NAME? | #NAME? | #NAME? | #NAME? | #NAME? | #NAME? | #NAME? | #NAME? | #NAME? | #NAME? | #NAME? | #NAME? | #NAME? | #NAME? | #NAME? | #NAME? | #NAME? | #NAME? | #NAME? | #NAME? | #NAME? | #NAME? | #NAME? | #NAME? | #NAME? | #NAME? | #NAME? | #NAME? | #NAME? | #NAME? | #NAME? | #NAME? | #NAME? | #NAME? | #NAME? | #NAME? | #NAME? | #NAME? | #NAME? | #NAME?
9 | 0 | 0 | LAMPS ; MAJOR ROAD | Public Lighting | 30 | 30 | 5.4772 | S | 2 | 30 | [35 empty] | 71912.2404 | #NAME? | #NAME? | #NAME? | #NAME? | #NAME? | #NAME? | #NAME? | #NAME? | #NAME? | #NAME? | #NAME? | #NAME? | #NAME? | #NAME? | #NAME? | #NAME? | #NAME? | #NAME? | #NAME? | #NAME? | #NAME? | #NAME? | #NAME? | #NAME? | #NAME? | #NAME? | #NAME? | #NAME? | #NAME? | #NAME? | #NAME? | #NAME? | #NAME? | #NAME? | #NAME? | #NAME? | #NAME? | #NAME? | #NAME? | #NAME? | #NAME? | #NAME? | #NAME? | #NAME? | #NAME? | #NAME? | #NAME? | #NAME? | #NAME? | #NAME? | #NAME? | #NAME? | #NAME? | #NAME? | #NAME? | #NAME? | #NAME? | #NAME? | #NAME? | #NAME? | #NAME? | #NAME? | #NAME? | #NAME? | #NAME? | #NAME? | #NAME? | #NAME? | #NAME? | #NAME? | #NAME? | #NAME? | #NAME? | #NAME? | #NAME? | #NAME? | #NAME? | #NAME? | #NAME? | #NAME? | #NAME? | #NAME?
9 | 0 | 0 | LAMPS ; MINOR ROAD | Public Lighting | 30 | 30 | 5.4772 | S | 2 | 30 | [35 empty] | 833203.0788 | #NAME? | #NAME? | #NAME? | #NAME? | #NAME? | #NAME? | #NAME? | #NAME? | #NAME? | #NAME? | #NAME? | #NAME? | #NAME? | #NAME? | #NAME? | #NAME? | #NAME? | #NAME? | #NAME? | #NAME? | #NAME? | #NAME? | #NAME? | #NAME? | #NAME? | #NAME? | #NAME? | #NAME? | #NAME? | #NAME? | #NAME? | #NAME? | #NAME? | #NAME? | #NAME? | #NAME? | #NAME? | #NAME? | #NAME? | #NAME? | #NAME? | #NAME? | #NAME? | #NAME? | #NAME? | #NAME? | #NAME? | #NAME? | #NAME? | #NAME? | #NAME? | #NAME? | #NAME? | #NAME? | #NAME? | #NAME? | #NAME? | #NAME? | #NAME? | #NAME? | #NAME? | #NAME? | #NAME? | #NAME? | #NAME? | #NAME? | #NAME? | #NAME? | #NAME? | #NAME? | #NAME? | #NAME? | #NAME? | #NAME? | #NAME? | #NAME? | #NAME? | #NAME? | #NAME? | #NAME? | #NAME? | #NAME?
9 | 0 | 0 | POLES / COLUMNS ; MAJOR ROAD | Public Lighting | 39.5667 | 39.5667 | 6.2902 | S | 2 | 39.5667 | [35 empty] | 138452.6669 | #NAME? | #NAME? | #NAME? | #NAME? | #NAME? | #NAME? | #NAME? | #NAME? | #NAME? | #NAME? | #NAME? | #NAME? | #NAME? | #NAME? | #NAME? | #NAME? | #NAME? | #NAME? | #NAME? | #NAME? | #NAME? | #NAME? | #NAME? | #NAME? | #NAME? | #NAME? | #NAME? | #NAME? | #NAME? | #NAME? | #NAME? | #NAME? | #NAME? | #NAME? | #NAME? | #NAME? | #NAME? | #NAME? | #NAME? | #NAME? | #NAME? | #NAME? | #NAME? | #NAME? | #NAME? | #NAME? | #NAME? | #NAME? | #NAME? | #NAME? | #NAME? | #NAME? | #NAME? | #NAME? | #NAME? | #NAME? | #NAME? | #NAME? | #NAME? | #NAME? | #NAME? | #NAME? | #NAME? | #NAME? | #NAME? | #NAME? | #NAME? | #NAME? | #NAME? | #NAME? | #NAME? | #NAME? | #NAME? | #NAME? | #NAME? | #NAME? | #NAME? | #NAME? | #NAME? | #NAME? | #NAME? | #NAME?
9 | 0 | 0 | POLES / COLUMNS ; MINOR ROAD | Public Lighting | 56.6609 | 56.6609 | 7.5273 | S | 2 | 56.6609 | [35 empty] | 515834.708 | #NAME? | #NAME? | #NAME? | #NAME? | #NAME? | #NAME? | #NAME? | #NAME? | #NAME? | #NAME? | #NAME? | #NAME? | #NAME? | #NAME? | #NAME? | #NAME? | #NAME? | #NAME? | #NAME? | #NAME? | #NAME? | #NAME? | #NAME? | #NAME? | #NAME? | #NAME? | #NAME? | #NAME? | #NAME? | #NAME? | #NAME? | #NAME? | #NAME? | #NAME? | #NAME? | #NAME? | #NAME? | #NAME? | #NAME? | #NAME? | #NAME? | #NAME? | #NAME? | #NAME? | #NAME? | #NAME? | #NAME? | #NAME? | #NAME? | #NAME? | #NAME? | #NAME? | #NAME? | #NAME? | #NAME? | #NAME? | #NAME? | #NAME? | #NAME? | #NAME? | #NAME? | #NAME? | #NAME? | #NAME? | #NAME? | #NAME? | #NAME? | #NAME? | #NAME? | #NAME? | #NAME? | #NAME? | #NAME? | #NAME? | #NAME? | #NAME? | #NAME? | #NAME? | #NAME? | #NAME? | #NAME? | #NAME?
0 | 0 | 0 | 0 | 0 | 0 | 0 | 0 | S | 0 | 0 | [35 empty] | 0 | #NAME? | #NAME? | #NAME? | #NAME? | #NAME? | #NAME? | #NAME? | #NAME? | #NAME? | #NAME? | #NAME? | #NAME? | #NAME? | #NAME? | #NAME? | #NAME? | #NAME? | #NAME? | #NAME? | #NAME? | #NAME? | #NAME? | #NAME? | #NAME? | #NAME? | #NAME? | #NAME? | #NAME? | #NAME? | #NAME? | #NAME? | #NAME? | #NAME? | #NAME? | #NAME? | #NAME? | #NAME? | #NAME? | #NAME? | #NAME? | #NAME? | #NAME? | #NAME? | #NAME? | #NAME? | #NAME? | #NAME? | #NAME? | #NAME? | #NAME? | #NAME? | #NAME? | #NAME? | #NAME? | #NAME? | #NAME? | #NAME? | #NAME? | #NAME? | #NAME? | #NAME? | #NAME? | 0 | 0 | 0 | 0 | 0 | 0 | 0 | 0 | 0 | 0 | 0 | 0 | 0 | 0 | 0 | 0 | 0 | 0 | 0 | 0
0 | 0 | 0 | 0 | 0 | 0 | 0 | 0 | S | 0 | 0 | [35 empty] | 0 | #NAME? | #NAME? | #NAME? | #NAME? | #NAME? | #NAME? | #NAME? | #NAME? | #NAME? | #NAME? | #NAME? | #NAME? | #NAME? | #NAME? | #NAME? | #NAME? | #NAME? | #NAME? | #NAME? | #NAME? | #NAME? | #NAME? | #NAME? | #NAME? | #NAME? | #NAME? | #NAME? | #NAME? | #NAME? | #NAME? | #NAME? | #NAME? | #NAME? | #NAME? | #NAME? | #NAME? | #NAME? | #NAME? | #NAME? | #NAME? | #NAME? | #NAME? | #NAME? | #NAME? | #NAME? | #NAME? | #NAME? | #NAME? | #NAME? | #NAME? | #NAME? | #NAME? | #NAME? | #NAME? | #NAME? | #NAME? | #NAME? | #NAME? | #NAME? | #NAME? | #NAME? | #NAME? | 0 | 0 | 0 | 0 | 0 | 0 | 0 | 0 | 0 | 0 | 0 | 0 | 0 | 0 | 0 | 0 | 0 | 0 | 0 | 0
0 | 0 | 0 | Pole Top Structures | 0 | 0 | 0 | 0 | S | 0 | 0 | [35 empty] | 0 | #NAME? | #NAME? | #NAME? | #NAME? | #NAME? | #NAME? | #NAME? | #NAME? | #NAME? | #NAME? | #NAME? | #NAME? | #NAME? | #NAME? | #NAME? | #NAME? | #NAME? | #NAME? | #NAME? | #NAME? | #NAME? | #NAME? | #NAME? | #NAME? | #NAME? | #NAME? | #NAME? | #NAME? | #NAME? | #NAME? | #NAME? | #NAME? | #NAME? | #NAME? | #NAME? | #NAME? | #NAME? | #NAME? | #NAME? | #NAME? | #NAME? | #NAME? | #NAME? | #NAME? | #NAME? | #NAME? | #NAME? | #NAME? | #NAME? | #NAME? | #NAME? | #NAME? | #NAME? | #NAME? | #NAME? | #NAME? | #NAME? | #NAME? | #NAME? | #NAME? | #NAME? | #NAME? | 0 | 0 | 0 | 0 | 0 | 0 | 0 | 0 | 0 | 0 | 0 | 0 | 0 | 0 | 0 | 0 | 0 | 0 | 0 | 0
11 | 0 | 0 | ˂ = 1 kV | Poletop Structures | 65.8341 | 65.8341 | 8.1138 | S | 2 | 65.8341 | [35 empty] | 547330.4534 | #NAME? | #NAME? | #NAME? | #NAME? | #NAME? | #NAME? | #NAME? | #NAME? | #NAME? | #NAME? | #NAME? | #NAME? | #NAME? | #NAME? | #NAME? | #NAME? | #NAME? | #NAME? | #NAME? | #NAME? | #NAME? | #NAME? | #NAME? | #NAME? | #NAME? | #NAME? | #NAME? | #NAME? | #NAME? | #NAME? | #NAME? | #NAME? | #NAME? | #NAME? | #NAME? | #NAME? | #NAME? | #NAME? | #NAME? | #NAME? | #NAME? | #NAME? | #NAME? | #NAME? | #NAME? | #NAME? | #NAME? | #NAME? | #NAME? | #NAME? | #NAME? | #NAME? | #NAME? | #NAME? | #NAME? | #NAME? | #NAME? | #NAME? | #NAME? | #NAME? | #NAME? | #NAME? | #NAME? | #NAME? | #NAME? | #NAME? | #NAME? | #NAME? | #NAME? | #NAME? | #NAME? | #NAME? | #NAME? | #NAME? | #NAME? | #NAME? | #NAME? | #NAME? | #NAME? | #NAME? | #NAME? | #NAME?
11 | 0 | 0 | > 1 kV & < = 11 kV | Poletop Structures | 54.4686 | 54.4686 | 7.3803 | S | 2 | 54.4686 | [35 empty] | 1378.6412 | #NAME? | #NAME? | #NAME? | #NAME? | #NAME? | #NAME? | #NAME? | #NAME? | #NAME? | #NAME? | #NAME? | #NAME? | #NAME? | #NAME? | #NAME? | #NAME? | #NAME? | #NAME? | #NAME? | #NAME? | #NAME? | #NAME? | #NAME? | #NAME? | #NAME? | #NAME? | #NAME? | #NAME? | #NAME? | #NAME? | #NAME? | #NAME? | #NAME? | #NAME? | #NAME? | #NAME? | #NAME? | #NAME? | #NAME? | #NAME? | #NAME? | #NAME? | #NAME? | #NAME? | #NAME? | #NAME? | #NAME? | #NAME? | #NAME? | #NAME? | #NAME? | #NAME? | #NAME? | #NAME? | #NAME? | #NAME? | #NAME? | #NAME? | #NAME? | #NAME? | #NAME? | #NAME? | #NAME? | #NAME? | #NAME? | #NAME? | #NAME? | #NAME? | #NAME? | #NAME? | #NAME? | #NAME? | #NAME? | #NAME? | #NAME? | #NAME? | #NAME? | #NAME? | #NAME? | #NAME? | #NAME? | #NAME?
11 | 0 | 0 | ˃ 11 kV & < = 22 kV | Poletop Structures | 48.1916 | 48.1916 | 6.942 | S | 2 | 48.1916 | [35 empty] | 847419.7106 | #NAME? | #NAME? | #NAME? | #NAME? | #NAME? | #NAME? | #NAME? | #NAME? | #NAME? | #NAME? | #NAME? | #NAME? | #NAME? | #NAME? | #NAME? | #NAME? | #NAME? | #NAME? | #NAME? | #NAME? | #NAME? | #NAME? | #NAME? | #NAME? | #NAME? | #NAME? | #NAME? | #NAME? | #NAME? | #NAME? | #NAME? | #NAME? | #NAME? | #NAME? | #NAME? | #NAME? | #NAME? | #NAME? | #NAME? | #NAME? | #NAME? | #NAME? | #NAME? | #NAME? | #NAME? | #NAME? | #NAME? | #NAME? | #NAME? | #NAME? | #NAME? | #NAME? | #NAME? | #NAME? | #NAME? | #NAME? | #NAME? | #NAME? | #NAME? | #NAME? | #NAME? | #NAME? | #NAME? | #NAME? | #NAME? | #NAME? | #NAME? | #NAME? | #NAME? | #NAME? | #NAME? | #NAME? | #NAME? | #NAME? | #NAME? | #NAME? | #NAME? | #NAME? | #NAME? | #NAME? | #NAME? | #NAME?
11 | 0 | 0 | > 22 kV & < = 66 kV | Poletop Structures | 53.3264 | 53.3264 | 7.3025 | S | 2 | 53.3264 | [35 empty] | 115488.2701 | #NAME? | #NAME? | #NAME? | #NAME? | #NAME? | #NAME? | #NAME? | #NAME? | #NAME? | #NAME? | #NAME? | #NAME? | #NAME? | #NAME? | #NAME? | #NAME? | #NAME? | #NAME? | #NAME? | #NAME? | #NAME? | #NAME? | #NAME? | #NAME? | #NAME? | #NAME? | #NAME? | #NAME? | #NAME? | #NAME? | #NAME? | #NAME? | #NAME? | #NAME? | #NAME? | #NAME? | #NAME? | #NAME? | #NAME? | #NAME? | #NAME? | #NAME? | #NAME? | #NAME? | #NAME? | #NAME? | #NAME? | #NAME? | #NAME? | #NAME? | #NAME? | #NAME? | #NAME? | #NAME? | #NAME? | #NAME? | #NAME? | #NAME? | #NAME? | #NAME? | #NAME? | #NAME? | #NAME? | #NAME? | #NAME? | #NAME? | #NAME? | #NAME? | #NAME? | #NAME? | #NAME? | #NAME? | #NAME? | #NAME? | #NAME? | #NAME? | #NAME? | #NAME? | #NAME? | #NAME? | #NAME? | #NAME?
0 | 0 | 0 | 0 | 0 | 0 | 0 | 0 | S | 0 | 0 | [35 empty] | 0 | #NAME? | #NAME? | #NAME? | #NAME? | #NAME? | #NAME? | #NAME? | #NAME? | #NAME? | #NAME? | #NAME? | #NAME? | #NAME? | #NAME? | #NAME? | #NAME? | #NAME? | #NAME? | #NAME? | #NAME? | #NAME? | #NAME? | #NAME? | #NAME? | #NAME? | #NAME? | #NAME? | #NAME? | #NAME? | #NAME? | #NAME? | #NAME? | #NAME? | #NAME? | #NAME? | #NAME? | #NAME? | #NAME? | #NAME? | #NAME? | #NAME? | #NAME? | #NAME? | #NAME? | #NAME? | #NAME? | #NAME? | #NAME? | #NAME? | #NAME? | #NAME? | #NAME? | #NAME? | #NAME? | #NAME? | #NAME? | #NAME? | #NAME? | #NAME? | #NAME? | #NAME? | #NAME? | 0 | 0 | 0 | 0 | 0 | 0 | 0 | 0 | 0 | 0 | 0 | 0 | 0 | 0 | 0 | 0 | 0 | 0 | 0 | 0
0 | 0 | 0 | SCADA, Network Control and Protection Systems | 0 | 0 | 0 | 0 | S | 0 | 0 | [35 empty] | 0 | #NAME? | #NAME? | #NAME? | #NAME? | #NAME? | #NAME? | #NAME? | #NAME? | #NAME? | #NAME? | #NAME? | #NAME? | #NAME? | #NAME? | #NAME? | #NAME? | #NAME? | #NAME? | #NAME? | #NAME? | #NAME? | #NAME? | #NAME? | #NAME? | #NAME? | #NAME? | #NAME? | #NAME? | #NAME? | #NAME? | #NAME? | #NAME? | #NAME? | #NAME? | #NAME? | #NAME? | #NAME? | #NAME? | #NAME? | #NAME? | #NAME? | #NAME? | #NAME? | #NAME? | #NAME? | #NAME? | #NAME? | #NAME? | #NAME? | #NAME? | #NAME? | #NAME? | #NAME? | #NAME? | #NAME? | #NAME? | #NAME? | #NAME? | #NAME? | #NAME? | #NAME? | #NAME? | 0 | 0 | 0 | 0 | 0 | 0 | 0 | 0 | 0 | 0 | 0 | 0 | 0 | 0 | 0 | 0 | 0 | 0 | 0 | 0
10 | 0 | 0 | FIELD DEVICES | Protection/Scada | 56.6089 | 56.6089 | 4.4 | S | 2 | 56.6089 | [35 empty] | 131629.1517 | #NAME? | #NAME? | #NAME? | #NAME? | #NAME? | #NAME? | #NAME? | #NAME? | #NAME? | #NAME? | #NAME? | #NAME? | #NAME? | #NAME? | #NAME? | #NAME? | #NAME? | #NAME? | #NAME? | #NAME? | #NAME? | #NAME? | #NAME? | #NAME? | #NAME? | #NAME? | #NAME? | #NAME? | #NAME? | #NAME? | #NAME? | #NAME? | #NAME? | #NAME? | #NAME? | #NAME? | #NAME? | #NAME? | #NAME? | #NAME? | #NAME? | #NAME? | #NAME? | #NAME? | #NAME? | #NAME? | #NAME? | #NAME? | #NAME? | #NAME? | #NAME? | #NAME? | #NAME? | #NAME? | #NAME? | #NAME? | #NAME? | #NAME? | #NAME? | #NAME? | #NAME? | #NAME? | #NAME? | #NAME? | #NAME? | #NAME? | #NAME? | #NAME? | #NAME? | #NAME? | #NAME? | #NAME? | #NAME? | #NAME? | #NAME? | #NAME? | #NAME? | #NAME? | #NAME? | #NAME? | #NAME? | #NAME?
10 | 0 | 0 | COMMUNICATIONS NETWORK ASSETS | Protection/Scada | 22.6 | 22.6 | 4.8 | S | 2 | 22.6 | [35 empty] | 63899.1181 | #NAME? | #NAME? | #NAME? | #NAME? | #NAME? | #NAME? | #NAME? | #NAME? | #NAME? | #NAME? | #NAME? | #NAME? | #NAME? | #NAME? | #NAME? | #NAME? | #NAME? | #NAME? | #NAME? | #NAME? | #NAME? | #NAME? | #NAME? | #NAME? | #NAME? | #NAME? | #NAME? | #NAME? | #NAME? | #NAME? | #NAME? | #NAME? | #NAME? | #NAME? | #NAME? | #NAME? | #NAME? | #NAME? | #NAME? | #NAME? | #NAME? | #NAME? | #NAME? | #NAME? | #NAME? | #NAME? | #NAME? | #NAME? | #NAME? | #NAME? | #NAME? | #NAME? | #NAME? | #NAME? | #NAME? | #NAME? | #NAME? | #NAME? | #NAME? | #NAME? | #NAME? | #NAME? | #NAME? | #NAME? | #NAME? | #NAME? | #NAME? | #NAME? | #NAME? | #NAME? | #NAME? | #NAME? | #NAME? | #NAME? | #NAME? | #NAME? | #NAME? | #NAME? | #NAME? | #NAME? | #NAME? | #NAME?
10 | 0 | 0 | MASTER STATION ASSETS | Protection/Scada | 5 | 5 | 2.2 | S | 2 | 5 | [35 empty] | 3059.2202 | #NAME? | #NAME? | #NAME? | #NAME? | #NAME? | #NAME? | #NAME? | #NAME? | #NAME? | #NAME? | #NAME? | #NAME? | #NAME? | #NAME? | #NAME? | #NAME? | #NAME? | #NAME? | #NAME? | #NAME? | #NAME? | #NAME? | #NAME? | #NAME? | #NAME? | #NAME? | #NAME? | #NAME? | #NAME? | #NAME? | #NAME? | #NAME? | #NAME? | #NAME? | #NAME? | #NAME? | #NAME? | #NAME? | #NAME? | #NAME? | #NAME? | #NAME? | #NAME? | #NAME? | #NAME? | #NAME? | #NAME? | #NAME? | #NAME? | #NAME? | #NAME? | #NAME? | #NAME? | #NAME? | #NAME? | #NAME? | #NAME? | #NAME? | #NAME? | #NAME? | #NAME? | #NAME? | #NAME? | #NAME? | #NAME? | #NAME? | #NAME? | #NAME? | #NAME? | #NAME? | #NAME? | #NAME? | #NAME? | #NAME? | #NAME? | #NAME? | #NAME? | #NAME? | #NAME? | #NAME? | #NAME? | #NAME?
0 | 0 | 0 | AUTOMATION REPLACEMENT EXPENDITURE | 0 | 0 | 0 | 0 | S | 0 | 0 | [35 empty] | 0 | #NAME? | #NAME? | #NAME? | #NAME? | #NAME? | #NAME? | #NAME? | #NAME? | #NAME? | #NAME? | #NAME? | #NAME? | #NAME? | #NAME? | #NAME? | #NAME? | #NAME? | #NAME? | #NAME? | #NAME? | #NAME? | #NAME? | #NAME? | #NAME? | #NAME? | #NAME? | #NAME? | #NAME? | #NAME? | #NAME? | #NAME? | #NAME? | #NAME? | #NAME? | #NAME? | #NAME? | #NAME? | #NAME? | #NAME? | #NAME? | #NAME? | #NAME? | #NAME? | #NAME? | #NAME? | #NAME? | #NAME? | #NAME? | #NAME? | #NAME? | #NAME? | #NAME? | #NAME? | #NAME? | #NAME? | #NAME? | #NAME? | #NAME? | #NAME? | #NAME? | #NAME? | #NAME? | 0 | 0 | 0 | 0 | 0 | 0 | 0 | 0 | 0 | 0 | 0 | 0 | 0 | 0 | 0 | 0 | 0 | 0 | 0 | 0
0 | 0 | 0 | 0 | 0 | 0 | 0 | 0 | S | 0 | 0 | [35 empty] | 0 | #NAME? | #NAME? | #NAME? | #NAME? | #NAME? | #NAME? | #NAME? | #NAME? | #NAME? | #NAME? | #NAME? | #NAME? | #NAME? | #NAME? | #NAME? | #NAME? | #NAME? | #NAME? | #NAME? | #NAME? | #NAME? | #NAME? | #NAME? | #NAME? | #NAME? | #NAME? | #NAME? | #NAME? | #NAME? | #NAME? | #NAME? | #NAME? | #NAME? | #NAME? | #NAME? | #NAME? | #NAME? | #NAME? | #NAME? | #NAME? | #NAME? | #NAME? | #NAME? | #NAME? | #NAME? | #NAME? | #NAME? | #NAME? | #NAME? | #NAME? | #NAME? | #NAME? | #NAME? | #NAME? | #NAME? | #NAME? | #NAME? | #NAME? | #NAME? | #NAME? | #NAME? | #NAME? | 0 | 0 | 0 | 0 | 0 | 0 | 0 | 0 | 0 | 0 | 0 | 0 | 0 | 0 | 0 | 0 | 0 | 0 | 0 | 0
0 | 0 | 0 | 0 | 0 | 0 | 0 | 0 | S | 0 | 0 | [35 empty] | 0 | #NAME? | #NAME? | #NAME? | #NAME? | #NAME? | #NAME? | #NAME? | #NAME? | #NAME? | #NAME? | #NAME? | #NAME? | #NAME? | #NAME? | #NAME? | #NAME? | #NAME? | #NAME? | #NAME? | #NAME? | #NAME? | #NAME? | #NAME? | #NAME? | #NAME? | #NAME? | #NAME? | #NAME? | #NAME? | #NAME? | #NAME? | #NAME? | #NAME? | #NAME? | #NAME? | #NAME? | #NAME? | #NAME? | #NAME? | #NAME? | #NAME? | #NAME? | #NAME? | #NAME? | #NAME? | #NAME? | #NAME? | #NAME? | #NAME? | #NAME? | #NAME? | #NAME? | #NAME? | #NAME? | #NAME? | #NAME? | #NAME? | #NAME? | #NAME? | #NAME? | #NAME? | #NAME? | 0 | 0 | 0 | 0 | 0 | 0 | 0 | 0 | 0 | 0 | 0 | 0 | 0 | 0 | 0 | 0 | 0 | 0 | 0 | 0
0 | 0 | 0 | 0 | 0 | 0 | 0 | 0 | S | 0 | 0 | [35 empty] | 0 | #NAME? | #NAME? | #NAME? | #NAME? | #NAME? | #NAME? | #NAME? | #NAME? | #NAME? | #NAME? | #NAME? | #NAME? | #NAME? | #NAME? | #NAME? | #NAME? | #NAME? | #NAME? | #NAME? | #NAME? | #NAME? | #NAME? | #NAME? | #NAME? | #NAME? | #NAME? | #NAME? | #NAME? | #NAME? | #NAME? | #NAME? | #NAME? | #NAME? | #NAME? | #NAME? | #NAME? | #NAME? | #NAME? | #NAME? | #NAME? | #NAME? | #NAME? | #NAME? | #NAME? | #NAME? | #NAME? | #NAME? | #NAME? | #NAME? | #NAME? | #NAME? | #NAME? | #NAME? | #NAME? | #NAME? | #NAME? | #NAME? | #NAME? | #NAME? | #NAME? | #NAME? | #NAME? | 0 | 0 | 0 | 0 | 0 | 0 | 0 | 0 | 0 | 0 | 0 | 0 | 0 | 0 | 0 | 0 | 0 | 0 | 0 | 0
0 | 0 | 0 | 0 | 0 | 0 | 0 | 0 | S | 0 | 0 | [35 empty] | 0 | #NAME? | #NAME? | #NAME? | #NAME? | #NAME? | #NAME? | #NAME? | #NAME? | #NAME? | #NAME? | #NAME? | #NAME? | #NAME? | #NAME? | #NAME? | #NAME? | #NAME? | #NAME? | #NAME? | #NAME? | #NAME? | #NAME? | #NAME? | #NAME? | #NAME? | #NAME? | #NAME? | #NAME? | #NAME? | #NAME? | #NAME? | #NAME? | #NAME? | #NAME? | #NAME? | #NAME? | #NAME? | #NAME? | #NAME? | #NAME? | #NAME? | #NAME? | #NAME? | #NAME? | #NAME? | #NAME? | #NAME? | #NAME? | #NAME? | #NAME? | #NAME? | #NAME? | #NAME? | #NAME? | #NAME? | #NAME? | #NAME? | #NAME? | #NAME? | #NAME? | #NAME? | #NAME? | 0 | 0 | 0 | 0 | 0 | 0 | 0 | 0 | 0 | 0 | 0 | 0 | 0 | 0 | 0 | 0 | 0 | 0 | 0 | 0
0 | 0 | 0 | 0 | 0 | 0 | 0 | 0 | S | 0 | 0 | [35 empty] | 0 | #NAME? | #NAME? | #NAME? | #NAME? | #NAME? | #NAME? | #NAME? | #NAME? | #NAME? | #NAME? | #NAME? | #NAME? | #NAME? | #NAME? | #NAME? | #NAME? | #NAME? | #NAME? | #NAME? | #NAME? | #NAME? | #NAME? | #NAME? | #NAME? | #NAME? | #NAME? | #NAME? | #NAME? | #NAME? | #NAME? | #NAME? | #NAME? | #NAME? | #NAME? | #NAME? | #NAME? | #NAME? | #NAME? | #NAME? | #NAME? | #NAME? | #NAME? | #NAME? | #NAME? | #NAME? | #NAME? | #NAME? | #NAME? | #NAME? | #NAME? | #NAME? | #NAME? | #NAME? | #NAME? | #NAME? | #NAME? | #NAME? | #NAME? | #NAME? | #NAME? | #NAME? | #NAME? | 0 | 0 | 0 | 0 | 0 | 0 | 0 | 0 | 0 | 0 | 0 | 0 | 0 | 0 | 0 | 0 | 0 | 0 | 0 | 0
0 | 0 | 0 | 0 | 0 | 0 | 0 | 0 | S | 0 | 0 | [35 empty] | 0 | #NAME? | #NAME? | #NAME? | #NAME? | #NAME? | #NAME? | #NAME? | #NAME? | #NAME? | #NAME? | #NAME? | #NAME? | #NAME? | #NAME? | #NAME? | #NAME? | #NAME? | #NAME? | #NAME? | #NAME? | #NAME? | #NAME? | #NAME? | #NAME? | #NAME? | #NAME? | #NAME? | #NAME? | #NAME? | #NAME? | #NAME? | #NAME? | #NAME? | #NAME? | #NAME? | #NAME? | #NAME? | #NAME? | #NAME? | #NAME? | #NAME? | #NAME? | #NAME? | #NAME? | #NAME? | #NAME? | #NAME? | #NAME? | #NAME? | #NAME? | #NAME? | #NAME? | #NAME? | #NAME? | #NAME? | #NAME? | #NAME? | #NAME? | #NAME? | #NAME? | #NAME? | #NAME? | 0 | 0 | 0 | 0 | 0 | 0 | 0 | 0 | 0 | 0 | 0 | 0 | 0 | 0 | 0 | 0 | 0 | 0 | 0 | 0
0 | 0 | 0 | 0 | 0 | 0 | 0 | 0 | S | 0 | 0 | [35 empty] | 0 | #NAME? | #NAME? | #NAME? | #NAME? | #NAME? | #NAME? | #NAME? | #NAME? | #NAME? | #NAME? | #NAME? | #NAME? | #NAME? | #NAME? | #NAME? | #NAME? | #NAME? | #NAME? | #NAME? | #NAME? | #NAME? | #NAME? | #NAME? | #NAME? | #NAME? | #NAME? | #NAME? | #NAME? | #NAME? | #NAME? | #NAME? | #NAME? | #NAME? | #NAME? | #NAME? | #NAME? | #NAME? | #NAME? | #NAME? | #NAME? | #NAME? | #NAME? | #NAME? | #NAME? | #NAME? | #NAME? | #NAME? | #NAME? | #NAME? | #NAME? | #NAME? | #NAME? | #NAME? | #NAME? | #NAME? | #NAME? | #NAME? | #NAME? | #NAME? | #NAME? | #NAME? | #NAME? | 0 | 0 | 0 | 0 | 0 | 0 | 0 | 0 | 0 | 0 | 0 | 0 | 0 | 0 | 0 | 0 | 0 | 0 | 0 | 0
0 | 0 | 0 | 0 | 0 | 0 | 0 | 0 | S | 0 | 0 | [35 empty] | 0 | #NAME? | #NAME? | #NAME? | #NAME? | #NAME? | #NAME? | #NAME? | #NAME? | #NAME? | #NAME? | #NAME? | #NAME? | #NAME? | #NAME? | #NAME? | #NAME? | #NAME? | #NAME? | #NAME? | #NAME? | #NAME? | #NAME? | #NAME? | #NAME? | #NAME? | #NAME? | #NAME? | #NAME? | #NAME? | #NAME? | #NAME? | #NAME? | #NAME? | #NAME? | #NAME? | #NAME? | #NAME? | #NAME? | #NAME? | #NAME? | #NAME? | #NAME? | #NAME? | #NAME? | #NAME? | #NAME? | #NAME? | #NAME? | #NAME? | #NAME? | #NAME? | #NAME? | #NAME? | #NAME? | #NAME? | #NAME? | #NAME? | #NAME? | #NAME? | #NAME? | #NAME? | #NAME? | 0 | 0 | 0 | 0 | 0 | 0 | 0 | 0 | 0 | 0 | 0 | 0 | 0 | 0 | 0 | 0 | 0 | 0 | 0 | 0
0 | 0 | 0 | 0 | 0 | 0 | 0 | 0 | S | 0 | 0 | [35 empty] | 0 | #NAME? | #NAME? | #NAME? | #NAME? | #NAME? | #NAME? | #NAME? | #NAME? | #NAME? | #NAME? | #NAME? | #NAME? | #NAME? | #NAME? | #NAME? | #NAME? | #NAME? | #NAME? | #NAME? | #NAME? | #NAME? | #NAME? | #NAME? | #NAME? | #NAME? | #NAME? | #NAME? | #NAME? | #NAME? | #NAME? | #NAME? | #NAME? | #NAME? | #NAME? | #NAME? | #NAME? | #NAME? | #NAME? | #NAME? | #NAME? | #NAME? | #NAME? | #NAME? | #NAME? | #NAME? | #NAME? | #NAME? | #NAME? | #NAME? | #NAME? | #NAME? | #NAME? | #NAME? | #NAME? | #NAME? | #NAME? | #NAME? | #NAME? | #NAME? | #NAME? | #NAME? | #NAME? | 0 | 0 | 0 | 0 | 0 | 0 | 0 | 0 | 0 | 0 | 0 | 0 | 0 | 0 | 0 | 0 | 0 | 0 | 0 | 0
0 | 0 | 0 | 0 | 0 | 0 | 0 | 0 | S | 0 | 0 | [35 empty] | 0 | #NAME? | #NAME? | #NAME? | #NAME? | #NAME? | #NAME? | #NAME? | #NAME? | #NAME? | #NAME? | #NAME? | #NAME? | #NAME? | #NAME? | #NAME? | #NAME? | #NAME? | #NAME? | #NAME? | #NAME? | #NAME? | #NAME? | #NAME? | #NAME? | #NAME? | #NAME? | #NAME? | #NAME? | #NAME? | #NAME? | #NAME? | #NAME? | #NAME? | #NAME? | #NAME? | #NAME? | #NAME? | #NAME? | #NAME? | #NAME? | #NAME? | #NAME? | #NAME? | #NAME? | #NAME? | #NAME? | #NAME? | #NAME? | #NAME? | #NAME? | #NAME? | #NAME? | #NAME? | #NAME? | #NAME? | #NAME? | #NAME? | #NAME? | #NAME? | #NAME? | #NAME? | #NAME? | 0 | 0 | 0 | 0 | 0 | 0 | 0 | 0 | 0 | 0 | 0 | 0 | 0 | 0 | 0 | 0 | 0 | 0 | 0 | 0
0 | 0 | 0 | 0 | 0 | 0 | 0 | 0 | S | 0 | 0 | [35 empty] | 0 | #NAME? | #NAME? | #NAME? | #NAME? | #NAME? | #NAME? | #NAME? | #NAME? | #NAME? | #NAME? | #NAME? | #NAME? | #NAME? | #NAME? | #NAME? | #NAME? | #NAME? | #NAME? | #NAME? | #NAME? | #NAME? | #NAME? | #NAME? | #NAME? | #NAME? | #NAME? | #NAME? | #NAME? | #NAME? | #NAME? | #NAME? | #NAME? | #NAME? | #NAME? | #NAME? | #NAME? | #NAME? | #NAME? | #NAME? | #NAME? | #NAME? | #NAME? | #NAME? | #NAME? | #NAME? | #NAME? | #NAME? | #NAME? | #NAME? | #NAME? | #NAME? | #NAME? | #NAME? | #NAME? | #NAME? | #NAME? | #NAME? | #NAME? | #NAME? | #NAME? | #NAME? | #NAME? | 0 | 0 | 0 | 0 | 0 | 0 | 0 | 0 | 0 | 0 | 0 | 0 | 0 | 0 | 0 | 0 | 0 | 0 | 0 | 0
0 | 0 | 0 | 0 | 0 | 0 | 0 | 0 | S | 0 | 0 | [35 empty] | 0 | #NAME? | #NAME? | #NAME? | #NAME? | #NAME? | #NAME? | #NAME? | #NAME? | #NAME? | #NAME? | #NAME? | #NAME? | #NAME? | #NAME? | #NAME? | #NAME? | #NAME? | #NAME? | #NAME? | #NAME? | #NAME? | #NAME? | #NAME? | #NAME? | #NAME? | #NAME? | #NAME? | #NAME? | #NAME? | #NAME? | #NAME? | #NAME? | #NAME? | #NAME? | #NAME? | #NAME? | #NAME? | #NAME? | #NAME? | #NAME? | #NAME? | #NAME? | #NAME? | #NAME? | #NAME? | #NAME? | #NAME? | #NAME? | #NAME? | #NAME? | #NAME? | #NAME? | #NAME? | #NAME? | #NAME? | #NAME? | #NAME? | #NAME? | #NAME? | #NAME? | #NAME? | #NAME? | 0 | 0 | 0 | 0 | 0 | 0 | 0 | 0 | 0 | 0 | 0 | 0 | 0 | 0 | 0 | 0 | 0 | 0 | 0 | 0
0 | 0 | 0 | 0 | 0 | 0 | 0 | 0 | S | 0 | 0 | [35 empty] | 0 | #NAME? | #NAME? | #NAME? | #NAME? | #NAME? | #NAME? | #NAME? | #NAME? | #NAME? | #NAME? | #NAME? | #NAME? | #NAME? | #NAME? | #NAME? | #NAME? | #NAME? | #NAME? | #NAME? | #NAME? | #NAME? | #NAME? | #NAME? | #NAME? | #NAME? | #NAME? | #NAME? | #NAME? | #NAME? | #NAME? | #NAME? | #NAME? | #NAME? | #NAME? | #NAME? | #NAME? | #NAME? | #NAME? | #NAME? | #NAME? | #NAME? | #NAME? | #NAME? | #NAME? | #NAME? | #NAME? | #NAME? | #NAME? | #NAME? | #NAME? | #NAME? | #NAME? | #NAME? | #NAME? | #NAME? | #NAME? | #NAME? | #NAME? | #NAME? | #NAME? | #NAME? | #NAME? | 0 | 0 | 0 | 0 | 0 | 0 | 0 | 0 | 0 | 0 | 0 | 0 | 0 | 0 | 0 | 0 | 0 | 0 | 0 | 0
0 | 0 | 0 | 0 | 0 | 0 | 0 | 0 | S | 0 | 0 | [35 empty] | 0 | #NAME? | #NAME? | #NAME? | #NAME? | #NAME? | #NAME? | #NAME? | #NAME? | #NAME? | #NAME? | #NAME? | #NAME? | #NAME? | #NAME? | #NAME? | #NAME? | #NAME? | #NAME? | #NAME? | #NAME? | #NAME? | #NAME? | #NAME? | #NAME? | #NAME? | #NAME? | #NAME? | #NAME? | #NAME? | #NAME? | #NAME? | #NAME? | #NAME? | #NAME? | #NAME? | #NAME? | #NAME? | #NAME? | #NAME? | #NAME? | #NAME? | #NAME? | #NAME? | #NAME? | #NAME? | #NAME? | #NAME? | #NAME? | #NAME? | #NAME? | #NAME? | #NAME? | #NAME? | #NAME? | #NAME? | #NAME? | #NAME? | #NAME? | #NAME? | #NAME? | #NAME? | #NAME? | 0 | 0 | 0 | 0 | 0 | 0 | 0 | 0 | 0 | 0 | 0 | 0 | 0 | 0 | 0 | 0 | 0 | 0 | 0 | 0
0 | 0 | 0 | 0 | 0 | 0 | 0 | 0 | S | 0 | 0 | [35 empty] | 0 | #NAME? | #NAME? | #NAME? | #NAME? | #NAME? | #NAME? | #NAME? | #NAME? | #NAME? | #NAME? | #NAME? | #NAME? | #NAME? | #NAME? | #NAME? | #NAME? | #NAME? | #NAME? | #NAME? | #NAME? | #NAME? | #NAME? | #NAME? | #NAME? | #NAME? | #NAME? | #NAME? | #NAME? | #NAME? | #NAME? | #NAME? | #NAME? | #NAME? | #NAME? | #NAME? | #NAME? | #NAME? | #NAME? | #NAME? | #NAME? | #NAME? | #NAME? | #NAME? | #NAME? | #NAME? | #NAME? | #NAME? | #NAME? | #NAME? | #NAME? | #NAME? | #NAME? | #NAME? | #NAME? | #NAME? | #NAME? | #NAME? | #NAME? | #NAME? | #NAME? | #NAME? | #NAME? | 0 | 0 | 0 | 0 | 0 | 0 | 0 | 0 | 0 | 0 | 0 | 0 | 0 | 0 | 0 | 0 | 0 | 0 | 0 | 0
0 | 0 | 0 | 0 | 0 | 0 | 0 | 0 | S | 0 | 0 | [35 empty] | 0 | #NAME? | #NAME? | #NAME? | #NAME? | #NAME? | #NAME? | #NAME? | #NAME? | #NAME? | #NAME? | #NAME? | #NAME? | #NAME? | #NAME? | #NAME? | #NAME? | #NAME? | #NAME? | #NAME? | #NAME? | #NAME? | #NAME? | #NAME? | #NAME? | #NAME? | #NAME? | #NAME? | #NAME? | #NAME? | #NAME? | #NAME? | #NAME? | #NAME? | #NAME? | #NAME? | #NAME? | #NAME? | #NAME? | #NAME? | #NAME? | #NAME? | #NAME? | #NAME? | #NAME? | #NAME? | #NAME? | #NAME? | #NAME? | #NAME? | #NAME? | #NAME? | #NAME? | #NAME? | #NAME? | #NAME? | #NAME? | #NAME? | #NAME? | #NAME? | #NAME? | #NAME? | #NAME? | 0 | 0 | 0 | 0 | 0 | 0 | 0 | 0 | 0 | 0 | 0 | 0 | 0 | 0 | 0 | 0 | 0 | 0 | 0 | 0
0 | 0 | 0 | 0 | 0 | 0 | 0 | 0 | S | 0 | 0 | [35 empty] | 0 | #NAME? | #NAME? | #NAME? | #NAME? | #NAME? | #NAME? | #NAME? | #NAME? | #NAME? | #NAME? | #NAME? | #NAME? | #NAME? | #NAME? | #NAME? | #NAME? | #NAME? | #NAME? | #NAME? | #NAME? | #NAME? | #NAME? | #NAME? | #NAME? | #NAME? | #NAME? | #NAME? | #NAME? | #NAME? | #NAME? | #NAME? | #NAME? | #NAME? | #NAME? | #NAME? | #NAME? | #NAME? | #NAME? | #NAME? | #NAME? | #NAME? | #NAME? | #NAME? | #NAME? | #NAME? | #NAME? | #NAME? | #NAME? | #NAME? | #NAME? | #NAME? | #NAME? | #NAME? | #NAME? | #NAME? | #NAME? | #NAME? | #NAME? | #NAME? | #NAME? | #NAME? | #NAME? | 0 | 0 | 0 | 0 | 0 | 0 | 0 | 0 | 0 | 0 | 0 | 0 | 0 | 0 | 0 | 0 | 0 | 0 | 0 | 0
0 | 0 | 0 | 0 | 0 | 0 | 0 | 0 | S | 0 | 0 | [35 empty] | 0 | #NAME? | #NAME? | #NAME? | #NAME? | #NAME? | #NAME? | #NAME? | #NAME? | #NAME? | #NAME? | #NAME? | #NAME? | #NAME? | #NAME? | #NAME? | #NAME? | #NAME? | #NAME? | #NAME? | #NAME? | #NAME? | #NAME? | #NAME? | #NAME? | #NAME? | #NAME? | #NAME? | #NAME? | #NAME? | #NAME? | #NAME? | #NAME? | #NAME? | #NAME? | #NAME? | #NAME? | #NAME? | #NAME? | #NAME? | #NAME? | #NAME? | #NAME? | #NAME? | #NAME? | #NAME? | #NAME? | #NAME? | #NAME? | #NAME? | #NAME? | #NAME? | #NAME? | #NAME? | #NAME? | #NAME? | #NAME? | #NAME? | #NAME? | #NAME? | #NAME? | #NAME? | #NAME? | 0 | 0 | 0 | 0 | 0 | 0 | 0 | 0 | 0 | 0 | 0 | 0 | 0 | 0 | 0 | 0 | 0 | 0 | 0 | 0
0 | 0 | 0 | 0 | 0 | 0 | 0 | 0 | S | 0 | 0 | [35 empty] | 0 | #NAME? | #NAME? | #NAME? | #NAME? | #NAME? | #NAME? | #NAME? | #NAME? | #NAME? | #NAME? | #NAME? | #NAME? | #NAME? | #NAME? | #NAME? | #NAME? | #NAME? | #NAME? | #NAME? | #NAME? | #NAME? | #NAME? | #NAME? | #NAME? | #NAME? | #NAME? | #NAME? | #NAME? | #NAME? | #NAME? | #NAME? | #NAME? | #NAME? | #NAME? | #NAME? | #NAME? | #NAME? | #NAME? | #NAME? | #NAME? | #NAME? | #NAME? | #NAME? | #NAME? | #NAME? | #NAME? | #NAME? | #NAME? | #NAME? | #NAME? | #NAME? | #NAME? | #NAME? | #NAME? | #NAME? | #NAME? | #NAME? | #NAME? | #NAME? | #NAME? | #NAME? | #NAME? | 0 | 0 | 0 | 0 | 0 | 0 | 0 | 0 | 0 | 0 | 0 | 0 | 0 | 0 | 0 | 0 | 0 | 0 | 0 | 0
0 | 0 | 0 | 0 | 0 | 0 | 0 | 0 | S | 0 | 0 | [35 empty] | 0 | #NAME? | #NAME? | #NAME? | #NAME? | #NAME? | #NAME? | #NAME? | #NAME? | #NAME? | #NAME? | #NAME? | #NAME? | #NAME? | #NAME? | #NAME? | #NAME? | #NAME? | #NAME? | #NAME? | #NAME? | #NAME? | #NAME? | #NAME? | #NAME? | #NAME? | #NAME? | #NAME? | #NAME? | #NAME? | #NAME? | #NAME? | #NAME? | #NAME? | #NAME? | #NAME? | #NAME? | #NAME? | #NAME? | #NAME? | #NAME? | #NAME? | #NAME? | #NAME? | #NAME? | #NAME? | #NAME? | #NAME? | #NAME? | #NAME? | #NAME? | #NAME? | #NAME? | #NAME? | #NAME? | #NAME? | #NAME? | #NAME? | #NAME? | #NAME? | #NAME? | #NAME? | #NAME? | 0 | 0 | 0 | 0 | 0 | 0 | 0 | 0 | 0 | 0 | 0 | 0 | 0 | 0 | 0 | 0 | 0 | 0 | 0 | 0
0 | 0 | 0 | 0 | 0 | 0 | 0 | 0 | S | 0 | 0 | [35 empty] | 0 | #NAME? | #NAME? | #NAME? | #NAME? | #NAME? | #NAME? | #NAME? | #NAME? | #NAME? | #NAME? | #NAME? | #NAME? | #NAME? | #NAME? | #NAME? | #NAME? | #NAME? | #NAME? | #NAME? | #NAME? | #NAME? | #NAME? | #NAME? | #NAME? | #NAME? | #NAME? | #NAME? | #NAME? | #NAME? | #NAME? | #NAME? | #NAME? | #NAME? | #NAME? | #NAME? | #NAME? | #NAME? | #NAME? | #NAME? | #NAME? | #NAME? | #NAME? | #NAME? | #NAME? | #NAME? | #NAME? | #NAME? | #NAME? | #NAME? | #NAME? | #NAME? | #NAME? | #NAME? | #NAME? | #NAME? | #NAME? | #NAME? | #NAME? | #NAME? | #NAME? | #NAME? | #NAME? | 0 | 0 | 0 | 0 | 0 | 0 | 0 | 0 | 0 | 0 | 0 | 0 | 0 | 0 | 0 | 0 | 0 | 0 | 0 | 0
0 | 0 | 0 | 0 | 0 | 0 | 0 | 0 | S | 0 | 0 | [35 empty] | 0 | #NAME? | #NAME? | #NAME? | #NAME? | #NAME? | #NAME? | #NAME? | #NAME? | #NAME? | #NAME? | #NAME? | #NAME? | #NAME? | #NAME? | #NAME? | #NAME? | #NAME? | #NAME? | #NAME? | #NAME? | #NAME? | #NAME? | #NAME? | #NAME? | #NAME? | #NAME? | #NAME? | #NAME? | #NAME? | #NAME? | #NAME? | #NAME? | #NAME? | #NAME? | #NAME? | #NAME? | #NAME? | #NAME? | #NAME? | #NAME? | #NAME? | #NAME? | #NAME? | #NAME? | #NAME? | #NAME? | #NAME? | #NAME? | #NAME? | #NAME? | #NAME? | #NAME? | #NAME? | #NAME? | #NAME? | #NAME? | #NAME? | #NAME? | #NAME? | #NAME? | #NAME? | #NAME? | 0 | 0 | 0 | 0 | 0 | 0 | 0 | 0 | 0 | 0 | 0 | 0 | 0 | 0 | 0 | 0 | 0 | 0 | 0 | 0
0 | 0 | 0 | 0 | 0 | 0 | 0 | 0 | S | 0 | 0 | [35 empty] | 0 | #NAME? | #NAME? | #NAME? | #NAME? | #NAME? | #NAME? | #NAME? | #NAME? | #NAME? | #NAME? | #NAME? | #NAME? | #NAME? | #NAME? | #NAME? | #NAME? | #NAME? | #NAME? | #NAME? | #NAME? | #NAME? | #NAME? | #NAME? | #NAME? | #NAME? | #NAME? | #NAME? | #NAME? | #NAME? | #NAME? | #NAME? | #NAME? | #NAME? | #NAME? | #NAME? | #NAME? | #NAME? | #NAME? | #NAME? | #NAME? | #NAME? | #NAME? | #NAME? | #NAME? | #NAME? | #NAME? | #NAME? | #NAME? | #NAME? | #NAME? | #NAME? | #NAME? | #NAME? | #NAME? | #NAME? | #NAME? | #NAME? | #NAME? | #NAME? | #NAME? | #NAME? | #NAME? | 0 | 0 | 0 | 0 | 0 | 0 | 0 | 0 | 0 | 0 | 0 | 0 | 0 | 0 | 0 | 0 | 0 | 0 | 0 | 0
0 | 0 | 0 | 0 | 0 | 0 | 0 | 0 | S | 0 | 0 | [35 empty] | 0 | #NAME? | #NAME? | #NAME? | #NAME? | #NAME? | #NAME? | #NAME? | #NAME? | #NAME? | #NAME? | #NAME? | #NAME? | #NAME? | #NAME? | #NAME? | #NAME? | #NAME? | #NAME? | #NAME? | #NAME? | #NAME? | #NAME? | #NAME? | #NAME? | #NAME? | #NAME? | #NAME? | #NAME? | #NAME? | #NAME? | #NAME? | #NAME? | #NAME? | #NAME? | #NAME? | #NAME? | #NAME? | #NAME? | #NAME? | #NAME? | #NAME? | #NAME? | #NAME? | #NAME? | #NAME? | #NAME? | #NAME? | #NAME? | #NAME? | #NAME? | #NAME? | #NAME? | #NAME? | #NAME? | #NAME? | #NAME? | #NAME? | #NAME? | #NAME? | #NAME? | #NAME? | #NAME? | 0 | 0 | 0 | 0 | 0 | 0 | 0 | 0 | 0 | 0 | 0 | 0 | 0 | 0 | 0 | 0 | 0 | 0 | 0 | 0
0 | 0 | 0 | 0 | 0 | 0 | 0 | 0 | S | 0 | 0 | [35 empty] | 0 | #NAME? | #NAME? | #NAME? | #NAME? | #NAME? | #NAME? | #NAME? | #NAME? | #NAME? | #NAME? | #NAME? | #NAME? | #NAME? | #NAME? | #NAME? | #NAME? | #NAME? | #NAME? | #NAME? | #NAME? | #NAME? | #NAME? | #NAME? | #NAME? | #NAME? | #NAME? | #NAME? | #NAME? | #NAME? | #NAME? | #NAME? | #NAME? | #NAME? | #NAME? | #NAME? | #NAME? | #NAME? | #NAME? | #NAME? | #NAME? | #NAME? | #NAME? | #NAME? | #NAME? | #NAME? | #NAME? | #NAME? | #NAME? | #NAME? | #NAME? | #NAME? | #NAME? | #NAME? | #NAME? | #NAME? | #NAME? | #NAME? | #NAME? | #NAME? | #NAME? | #NAME? | #NAME? | 0 | 0 | 0 | 0 | 0 | 0 | 0 | 0 | 0 | 0 | 0 | 0 | 0 | 0 | 0 | 0 | 0 | 0 | 0 | 0
0 | 0 | 0 | 0 | 0 | 0 | 0 | 0 | S | 0 | 0 | [35 empty] | 0 | #NAME? | #NAME? | #NAME? | #NAME? | #NAME? | #NAME? | #NAME? | #NAME? | #NAME? | #NAME? | #NAME? | #NAME? | #NAME? | #NAME? | #NAME? | #NAME? | #NAME? | #NAME? | #NAME? | #NAME? | #NAME? | #NAME? | #NAME? | #NAME? | #NAME? | #NAME? | #NAME? | #NAME? | #NAME? | #NAME? | #NAME? | #NAME? | #NAME? | #NAME? | #NAME? | #NAME? | #NAME? | #NAME? | #NAME? | #NAME? | #NAME? | #NAME? | #NAME? | #NAME? | #NAME? | #NAME? | #NAME? | #NAME? | #NAME? | #NAME? | #NAME? | #NAME? | #NAME? | #NAME? | #NAME? | #NAME? | #NAME? | #NAME? | #NAME? | #NAME? | #NAME? | #NAME? | 0 | 0 | 0 | 0 | 0 | 0 | 0 | 0 | 0 | 0 | 0 | 0 | 0 | 0 | 0 | 0 | 0 | 0 | 0 | 0
0 | 0 | 0 | 0 | 0 | 0 | 0 | 0 | S | 0 | 0 | [35 empty] | 0 | #NAME? | #NAME? | #NAME? | #NAME? | #NAME? | #NAME? | #NAME? | #NAME? | #NAME? | #NAME? | #NAME? | #NAME? | #NAME? | #NAME? | #NAME? | #NAME? | #NAME? | #NAME? | #NAME? | #NAME? | #NAME? | #NAME? | #NAME? | #NAME? | #NAME? | #NAME? | #NAME? | #NAME? | #NAME? | #NAME? | #NAME? | #NAME? | #NAME? | #NAME? | #NAME? | #NAME? | #NAME? | #NAME? | #NAME? | #NAME? | #NAME? | #NAME? | #NAME? | #NAME? | #NAME? | #NAME? | #NAME? | #NAME? | #NAME? | #NAME? | #NAME? | #NAME? | #NAME? | #NAME? | #NAME? | #NAME? | #NAME? | #NAME? | #NAME? | #NAME? | #NAME? | #NAME? | 0 | 0 | 0 | 0 | 0 | 0 | 0 | 0 | 0 | 0 | 0 | 0 | 0 | 0 | 0 | 0 | 0 | 0 | 0 | 0
0 | 0 | 0 | 0 | 0 | 0 | 0 | 0 | S | 0 | 0 | [35 empty] | 0 | #NAME? | #NAME? | #NAME? | #NAME? | #NAME? | #NAME? | #NAME? | #NAME? | #NAME? | #NAME? | #NAME? | #NAME? | #NAME? | #NAME? | #NAME? | #NAME? | #NAME? | #NAME? | #NAME? | #NAME? | #NAME? | #NAME? | #NAME? | #NAME? | #NAME? | #NAME? | #NAME? | #NAME? | #NAME? | #NAME? | #NAME? | #NAME? | #NAME? | #NAME? | #NAME? | #NAME? | #NAME? | #NAME? | #NAME? | #NAME? | #NAME? | #NAME? | #NAME? | #NAME? | #NAME? | #NAME? | #NAME? | #NAME? | #NAME? | #NAME? | #NAME? | #NAME? | #NAME? | #NAME? | #NAME? | #NAME? | #NAME? | #NAME? | #NAME? | #NAME? | #NAME? | #NAME? | 0 | 0 | 0 | 0 | 0 | 0 | 0 | 0 | 0 | 0 | 0 | 0 | 0 | 0 | 0 | 0 | 0 | 0 | 0 | 0
0 | 0 | 0 | 0 | 0 | 0 | 0 | 0 | S | 0 | 0 | [35 empty] | 0 | #NAME? | #NAME? | #NAME? | #NAME? | #NAME? | #NAME? | #NAME? | #NAME? | #NAME? | #NAME? | #NAME? | #NAME? | #NAME? | #NAME? | #NAME? | #NAME? | #NAME? | #NAME? | #NAME? | #NAME? | #NAME? | #NAME? | #NAME? | #NAME? | #NAME? | #NAME? | #NAME? | #NAME? | #NAME? | #NAME? | #NAME? | #NAME? | #NAME? | #NAME? | #NAME? | #NAME? | #NAME? | #NAME? | #NAME? | #NAME? | #NAME? | #NAME? | #NAME? | #NAME? | #NAME? | #NAME? | #NAME? | #NAME? | #NAME? | #NAME? | #NAME? | #NAME? | #NAME? | #NAME? | #NAME? | #NAME? | #NAME? | #NAME? | #NAME? | #NAME? | #NAME? | #NAME? | 0 | 0 | 0 | 0 | 0 | 0 | 0 | 0 | 0 | 0 | 0 | 0 | 0 | 0 | 0 | 0 | 0 | 0 | 0 | 0
0 | 0 | 0 | 0 | 0 | 0 | 0 | 0 | S | 0 | 0 | [35 empty] | 0 | #NAME? | #NAME? | #NAME? | #NAME? | #NAME? | #NAME? | #NAME? | #NAME? | #NAME? | #NAME? | #NAME? | #NAME? | #NAME? | #NAME? | #NAME? | #NAME? | #NAME? | #NAME? | #NAME? | #NAME? | #NAME? | #NAME? | #NAME? | #NAME? | #NAME? | #NAME? | #NAME? | #NAME? | #NAME? | #NAME? | #NAME? | #NAME? | #NAME? | #NAME? | #NAME? | #NAME? | #NAME? | #NAME? | #NAME? | #NAME? | #NAME? | #NAME? | #NAME? | #NAME? | #NAME? | #NAME? | #NAME? | #NAME? | #NAME? | #NAME? | #NAME? | #NAME? | #NAME? | #NAME? | #NAME? | #NAME? | #NAME? | #NAME? | #NAME? | #NAME? | #NAME? | #NAME? | 0 | 0 | 0 | 0 | 0 | 0 | 0 | 0 | 0 | 0 | 0 | 0 | 0 | 0 | 0 | 0 | 0 | 0 | 0 | 0
0 | 0 | 0 | 0 | 0 | 0 | 0 | 0 | S | 0 | 0 | [35 empty] | 0 | #NAME? | #NAME? | #NAME? | #NAME? | #NAME? | #NAME? | #NAME? | #NAME? | #NAME? | #NAME? | #NAME? | #NAME? | #NAME? | #NAME? | #NAME? | #NAME? | #NAME? | #NAME? | #NAME? | #NAME? | #NAME? | #NAME? | #NAME? | #NAME? | #NAME? | #NAME? | #NAME? | #NAME? | #NAME? | #NAME? | #NAME? | #NAME? | #NAME? | #NAME? | #NAME? | #NAME? | #NAME? | #NAME? | #NAME? | #NAME? | #NAME? | #NAME? | #NAME? | #NAME? | #NAME? | #NAME? | #NAME? | #NAME? | #NAME? | #NAME? | #NAME? | #NAME? | #NAME? | #NAME? | #NAME? | #NAME? | #NAME? | #NAME? | #NAME? | #NAME? | #NAME? | #NAME? | 0 | 0 | 0 | 0 | 0 | 0 | 0 | 0 | 0 | 0 | 0 | 0 | 0 | 0 | 0 | 0 | 0 | 0 | 0 | 0
0 | 0 | 0 | 0 | 0 | 0 | 0 | 0 | S | 0 | 0 | [35 empty] | 0 | #NAME? | #NAME? | #NAME? | #NAME? | #NAME? | #NAME? | #NAME? | #NAME? | #NAME? | #NAME? | #NAME? | #NAME? | #NAME? | #NAME? | #NAME? | #NAME? | #NAME? | #NAME? | #NAME? | #NAME? | #NAME? | #NAME? | #NAME? | #NAME? | #NAME? | #NAME? | #NAME? | #NAME? | #NAME? | #NAME? | #NAME? | #NAME? | #NAME? | #NAME? | #NAME? | #NAME? | #NAME? | #NAME? | #NAME? | #NAME? | #NAME? | #NAME? | #NAME? | #NAME? | #NAME? | #NAME? | #NAME? | #NAME? | #NAME? | #NAME? | #NAME? | #NAME? | #NAME? | #NAME? | #NAME? | #NAME? | #NAME? | #NAME? | #NAME? | #NAME? | #NAME? | #NAME? | 0 | 0 | 0 | 0 | 0 | 0 | 0 | 0 | 0 | 0 | 0 | 0 | 0 | 0 | 0 | 0 | 0 | 0 | 0 | 0
0 | 0 | 0 | 0 | 0 | 0 | 0 | 0 | S | 0 | 0 | [35 empty] | 0 | #NAME? | #NAME? | #NAME? | #NAME? | #NAME? | #NAME? | #NAME? | #NAME? | #NAME? | #NAME? | #NAME? | #NAME? | #NAME? | #NAME? | #NAME? | #NAME? | #NAME? | #NAME? | #NAME? | #NAME? | #NAME? | #NAME? | #NAME? | #NAME? | #NAME? | #NAME? | #NAME? | #NAME? | #NAME? | #NAME? | #NAME? | #NAME? | #NAME? | #NAME? | #NAME? | #NAME? | #NAME? | #NAME? | #NAME? | #NAME? | #NAME? | #NAME? | #NAME? | #NAME? | #NAME? | #NAME? | #NAME? | #NAME? | #NAME? | #NAME? | #NAME? | #NAME? | #NAME? | #NAME? | #NAME? | #NAME? | #NAME? | #NAME? | #NAME? | #NAME? | #NAME? | #NAME? | 0 | 0 | 0 | 0 | 0 | 0 | 0 | 0 | 0 | 0 | 0 | 0 | 0 | 0 | 0 | 0 | 0 | 0 | 0 | 0
0 | 0 | 0 | 0 | 0 | 0 | 0 | 0 | S | 0 | 0 | [35 empty] | 0 | #NAME? | #NAME? | #NAME? | #NAME? | #NAME? | #NAME? | #NAME? | #NAME? | #NAME? | #NAME? | #NAME? | #NAME? | #NAME? | #NAME? | #NAME? | #NAME? | #NAME? | #NAME? | #NAME? | #NAME? | #NAME? | #NAME? | #NAME? | #NAME? | #NAME? | #NAME? | #NAME? | #NAME? | #NAME? | #NAME? | #NAME? | #NAME? | #NAME? | #NAME? | #NAME? | #NAME? | #NAME? | #NAME? | #NAME? | #NAME? | #NAME? | #NAME? | #NAME? | #NAME? | #NAME? | #NAME? | #NAME? | #NAME? | #NAME? | #NAME? | #NAME? | #NAME? | #NAME? | #NAME? | #NAME? | #NAME? | #NAME? | #NAME? | #NAME? | #NAME? | #NAME? | #NAME? | 0 | 0 | 0 | 0 | 0 | 0 | 0 | 0 | 0 | 0 | 0 | 0 | 0 | 0 | 0 | 0 | 0 | 0 | 0 | 0
0 | 0 | 0 | 0 | 0 | 0 | 0 | 0 | S | 0 | 0 | [35 empty] | 0 | #NAME? | #NAME? | #NAME? | #NAME? | #NAME? | #NAME? | #NAME? | #NAME? | #NAME? | #NAME? | #NAME? | #NAME? | #NAME? | #NAME? | #NAME? | #NAME? | #NAME? | #NAME? | #NAME? | #NAME? | #NAME? | #NAME? | #NAME? | #NAME? | #NAME? | #NAME? | #NAME? | #NAME? | #NAME? | #NAME? | #NAME? | #NAME? | #NAME? | #NAME? | #NAME? | #NAME? | #NAME? | #NAME? | #NAME? | #NAME? | #NAME? | #NAME? | #NAME? | #NAME? | #NAME? | #NAME? | #NAME? | #NAME? | #NAME? | #NAME? | #NAME? | #NAME? | #NAME? | #NAME? | #NAME? | #NAME? | #NAME? | #NAME? | #NAME? | #NAME? | #NAME? | #NAME? | 0 | 0 | 0 | 0 | 0 | 0 | 0 | 0 | 0 | 0 | 0 | 0 | 0 | 0 | 0 | 0 | 0 | 0 | 0 | 0
0 | 0 | 0 | 0 | 0 | 0 | 0 | 0 | S | 0 | 0 | [35 empty] | 0 | #NAME? | #NAME? | #NAME? | #NAME? | #NAME? | #NAME? | #NAME? | #NAME? | #NAME? | #NAME? | #NAME? | #NAME? | #NAME? | #NAME? | #NAME? | #NAME? | #NAME? | #NAME? | #NAME? | #NAME? | #NAME? | #NAME? | #NAME? | #NAME? | #NAME? | #NAME? | #NAME? | #NAME? | #NAME? | #NAME? | #NAME? | #NAME? | #NAME? | #NAME? | #NAME? | #NAME? | #NAME? | #NAME? | #NAME? | #NAME? | #NAME? | #NAME? | #NAME? | #NAME? | #NAME? | #NAME? | #NAME? | #NAME? | #NAME? | #NAME? | #NAME? | #NAME? | #NAME? | #NAME? | #NAME? | #NAME? | #NAME? | #NAME? | #NAME? | #NAME? | #NAME? | #NAME? | 0 | 0 | 0 | 0 | 0 | 0 | 0 | 0 | 0 | 0 | 0 | 0 | 0 | 0 | 0 | 0 | 0 | 0 | 0 | 0
0 | 0 | 0 | 0 | 0 | 0 | 0 | 0 | S | 0 | 0 | [35 empty] | 0 | #NAME? | #NAME? | #NAME? | #NAME? | #NAME? | #NAME? | #NAME? | #NAME? | #NAME? | #NAME? | #NAME? | #NAME? | #NAME? | #NAME? | #NAME? | #NAME? | #NAME? | #NAME? | #NAME? | #NAME? | #NAME? | #NAME? | #NAME? | #NAME? | #NAME? | #NAME? | #NAME? | #NAME? | #NAME? | #NAME? | #NAME? | #NAME? | #NAME? | #NAME? | #NAME? | #NAME? | #NAME? | #NAME? | #NAME? | #NAME? | #NAME? | #NAME? | #NAME? | #NAME? | #NAME? | #NAME? | #NAME? | #NAME? | #NAME? | #NAME? | #NAME? | #NAME? | #NAME? | #NAME? | #NAME? | #NAME? | #NAME? | #NAME? | #NAME? | #NAME? | #NAME? | #NAME? | 0 | 0 | 0 | 0 | 0 | 0 | 0 | 0 | 0 | 0 | 0 | 0 | 0 | 0 | 0 | 0 | 0 | 0 | 0 | 0
0 | 0 | 0 | 0 | 0 | 0 | 0 | 0 | S | 0 | 0 | [35 empty] | 0 | #NAME? | #NAME? | #NAME? | #NAME? | #NAME? | #NAME? | #NAME? | #NAME? | #NAME? | #NAME? | #NAME? | #NAME? | #NAME? | #NAME? | #NAME? | #NAME? | #NAME? | #NAME? | #NAME? | #NAME? | #NAME? | #NAME? | #NAME? | #NAME? | #NAME? | #NAME? | #NAME? | #NAME? | #NAME? | #NAME? | #NAME? | #NAME? | #NAME? | #NAME? | #NAME? | #NAME? | #NAME? | #NAME? | #NAME? | #NAME? | #NAME? | #NAME? | #NAME? | #NAME? | #NAME? | #NAME? | #NAME? | #NAME? | #NAME? | #NAME? | #NAME? | #NAME? | #NAME? | #NAME? | #NAME? | #NAME? | #NAME? | #NAME? | #NAME? | #NAME? | #NAME? | #NAME? | 0 | 0 | 0 | 0 | 0 | 0 | 0 | 0 | 0 | 0 | 0 | 0 | 0 | 0 | 0 | 0 | 0 | 0 | 0 | 0
0 | 0 | 0 | 0 | 0 | 0 | 0 | 0 | S | 0 | 0 | [35 empty] | 0 | #NAME? | #NAME? | #NAME? | #NAME? | #NAME? | #NAME? | #NAME? | #NAME? | #NAME? | #NAME? | #NAME? | #NAME? | #NAME? | #NAME? | #NAME? | #NAME? | #NAME? | #NAME? | #NAME? | #NAME? | #NAME? | #NAME? | #NAME? | #NAME? | #NAME? | #NAME? | #NAME? | #NAME? | #NAME? | #NAME? | #NAME? | #NAME? | #NAME? | #NAME? | #NAME? | #NAME? | #NAME? | #NAME? | #NAME? | #NAME? | #NAME? | #NAME? | #NAME? | #NAME? | #NAME? | #NAME? | #NAME? | #NAME? | #NAME? | #NAME? | #NAME? | #NAME? | #NAME? | #NAME? | #NAME? | #NAME? | #NAME? | #NAME? | #NAME? | #NAME? | #NAME? | #NAME? | 0 | 0 | 0 | 0 | 0 | 0 | 0 | 0 | 0 | 0 | 0 | 0 | 0 | 0 | 0 | 0 | 0 | 0 | 0 | 0
0 | 0 | 0 | 0 | 0 | 0 | 0 | 0 | S | 0 | 0 | [35 empty] | 0 | #NAME? | #NAME? | #NAME? | #NAME? | #NAME? | #NAME? | #NAME? | #NAME? | #NAME? | #NAME? | #NAME? | #NAME? | #NAME? | #NAME? | #NAME? | #NAME? | #NAME? | #NAME? | #NAME? | #NAME? | #NAME? | #NAME? | #NAME? | #NAME? | #NAME? | #NAME? | #NAME? | #NAME? | #NAME? | #NAME? | #NAME? | #NAME? | #NAME? | #NAME? | #NAME? | #NAME? | #NAME? | #NAME? | #NAME? | #NAME? | #NAME? | #NAME? | #NAME? | #NAME? | #NAME? | #NAME? | #NAME? | #NAME? | #NAME? | #NAME? | #NAME? | #NAME? | #NAME? | #NAME? | #NAME? | #NAME? | #NAME? | #NAME? | #NAME? | #NAME? | #NAME? | #NAME? | 0 | 0 | 0 | 0 | 0 | 0 | 0 | 0 | 0 | 0 | 0 | 0 | 0 | 0 | 0 | 0 | 0 | 0 | 0 | 0
0 | 0 | 0 | 0 | 0 | 0 | 0 | 0 | S | 0 | 0 | [35 empty] | 0 | #NAME? | #NAME? | #NAME? | #NAME? | #NAME? | #NAME? | #NAME? | #NAME? | #NAME? | #NAME? | #NAME? | #NAME? | #NAME? | #NAME? | #NAME? | #NAME? | #NAME? | #NAME? | #NAME? | #NAME? | #NAME? | #NAME? | #NAME? | #NAME? | #NAME? | #NAME? | #NAME? | #NAME? | #NAME? | #NAME? | #NAME? | #NAME? | #NAME? | #NAME? | #NAME? | #NAME? | #NAME? | #NAME? | #NAME? | #NAME? | #NAME? | #NAME? | #NAME? | #NAME? | #NAME? | #NAME? | #NAME? | #NAME? | #NAME? | #NAME? | #NAME? | #NAME? | #NAME? | #NAME? | #NAME? | #NAME? | #NAME? | #NAME? | #NAME? | #NAME? | #NAME? | #NAME? | 0 | 0 | 0 | 0 | 0 | 0 | 0 | 0 | 0 | 0 | 0 | 0 | 0 | 0 | 0 | 0 | 0 | 0 | 0 | 0
0 | 0 | 0 | 0 | 0 | 0 | 0 | 0 | S | 0 | 0 | [35 empty] | 0 | #NAME? | #NAME? | #NAME? | #NAME? | #NAME? | #NAME? | #NAME? | #NAME? | #NAME? | #NAME? | #NAME? | #NAME? | #NAME? | #NAME? | #NAME? | #NAME? | #NAME? | #NAME? | #NAME? | #NAME? | #NAME? | #NAME? | #NAME? | #NAME? | #NAME? | #NAME? | #NAME? | #NAME? | #NAME? | #NAME? | #NAME? | #NAME? | #NAME? | #NAME? | #NAME? | #NAME? | #NAME? | #NAME? | #NAME? | #NAME? | #NAME? | #NAME? | #NAME? | #NAME? | #NAME? | #NAME? | #NAME? | #NAME? | #NAME? | #NAME? | #NAME? | #NAME? | #NAME? | #NAME? | #NAME? | #NAME? | #NAME? | #NAME? | #NAME? | #NAME? | #NAME? | #NAME? | 0 | 0 | 0 | 0 | 0 | 0 | 0 | 0 | 0 | 0 | 0 | 0 | 0 | 0 | 0 | 0 | 0 | 0 | 0 | 0
0 | 0 | 0 | 0 | 0 | 0 | 0 | 0 | S | 0 | 0 | [35 empty] | 0 | #NAME? | #NAME? | #NAME? | #NAME? | #NAME? | #NAME? | #NAME? | #NAME? | #NAME? | #NAME? | #NAME? | #NAME? | #NAME? | #NAME? | #NAME? | #NAME? | #NAME? | #NAME? | #NAME? | #NAME? | #NAME? | #NAME? | #NAME? | #NAME? | #NAME? | #NAME? | #NAME? | #NAME? | #NAME? | #NAME? | #NAME? | #NAME? | #NAME? | #NAME? | #NAME? | #NAME? | #NAME? | #NAME? | #NAME? | #NAME? | #NAME? | #NAME? | #NAME? | #NAME? | #NAME? | #NAME? | #NAME? | #NAME? | #NAME? | #NAME? | #NAME? | #NAME? | #NAME? | #NAME? | #NAME? | #NAME? | #NAME? | #NAME? | #NAME? | #NAME? | #NAME? | #NAME? | 0 | 0 | 0 | 0 | 0 | 0 | 0 | 0 | 0 | 0 | 0 | 0 | 0 | 0 | 0 | 0 | 0 | 0 | 0 | 0
0 | 0 | 0 | 0 | 0 | 0 | 0 | 0 | S | 0 | 0 | [35 empty] | 0 | #NAME? | #NAME? | #NAME? | #NAME? | #NAME? | #NAME? | #NAME? | #NAME? | #NAME? | #NAME? | #NAME? | #NAME? | #NAME? | #NAME? | #NAME? | #NAME? | #NAME? | #NAME? | #NAME? | #NAME? | #NAME? | #NAME? | #NAME? | #NAME? | #NAME? | #NAME? | #NAME? | #NAME? | #NAME? | #NAME? | #NAME? | #NAME? | #NAME? | #NAME? | #NAME? | #NAME? | #NAME? | #NAME? | #NAME? | #NAME? | #NAME? | #NAME? | #NAME? | #NAME? | #NAME? | #NAME? | #NAME? | #NAME? | #NAME? | #NAME? | #NAME? | #NAME? | #NAME? | #NAME? | #NAME? | #NAME? | #NAME? | #NAME? | #NAME? | #NAME? | #NAME? | #NAME? | 0 | 0 | 0 | 0 | 0 | 0 | 0 | 0 | 0 | 0 | 0 | 0 | 0 | 0 | 0 | 0 | 0 | 0 | 0 | 0
0 | 0 | 0 | 0 | 0 | 0 | 0 | 0 | S | 0 | 0 | [35 empty] | 0 | #NAME? | #NAME? | #NAME? | #NAME? | #NAME? | #NAME? | #NAME? | #NAME? | #NAME? | #NAME? | #NAME? | #NAME? | #NAME? | #NAME? | #NAME? | #NAME? | #NAME? | #NAME? | #NAME? | #NAME? | #NAME? | #NAME? | #NAME? | #NAME? | #NAME? | #NAME? | #NAME? | #NAME? | #NAME? | #NAME? | #NAME? | #NAME? | #NAME? | #NAME? | #NAME? | #NAME? | #NAME? | #NAME? | #NAME? | #NAME? | #NAME? | #NAME? | #NAME? | #NAME? | #NAME? | #NAME? | #NAME? | #NAME? | #NAME? | #NAME? | #NAME? | #NAME? | #NAME? | #NAME? | #NAME? | #NAME? | #NAME? | #NAME? | #NAME? | #NAME? | #NAME? | #NAME? | 0 | 0 | 0 | 0 | 0 | 0 | 0 | 0 | 0 | 0 | 0 | 0 | 0 | 0 | 0 | 0 | 0 | 0 | 0 | 0
0 | 0 | 0 | 0 | 0 | 0 | 0 | 0 | S | 0 | 0 | [35 empty] | 0 | #NAME? | #NAME? | #NAME? | #NAME? | #NAME? | #NAME? | #NAME? | #NAME? | #NAME? | #NAME? | #NAME? | #NAME? | #NAME? | #NAME? | #NAME? | #NAME? | #NAME? | #NAME? | #NAME? | #NAME? | #NAME? | #NAME? | #NAME? | #NAME? | #NAME? | #NAME? | #NAME? | #NAME? | #NAME? | #NAME? | #NAME? | #NAME? | #NAME? | #NAME? | #NAME? | #NAME? | #NAME? | #NAME? | #NAME? | #NAME? | #NAME? | #NAME? | #NAME? | #NAME? | #NAME? | #NAME? | #NAME? | #NAME? | #NAME? | #NAME? | #NAME? | #NAME? | #NAME? | #NAME? | #NAME? | #NAME? | #NAME? | #NAME? | #NAME? | #NAME? | #NAME? | #NAME? | 0 | 0 | 0 | 0 | 0 | 0 | 0 | 0 | 0 | 0 | 0 | 0 | 0 | 0 | 0 | 0 | 0 | 0 | 0 | 0
0 | 0 | 0 | 0 | 0 | 0 | 0 | 0 | S | 0 | 0 | [35 empty] | 0 | #NAME? | #NAME? | #NAME? | #NAME? | #NAME? | #NAME? | #NAME? | #NAME? | #NAME? | #NAME? | #NAME? | #NAME? | #NAME? | #NAME? | #NAME? | #NAME? | #NAME? | #NAME? | #NAME? | #NAME? | #NAME? | #NAME? | #NAME? | #NAME? | #NAME? | #NAME? | #NAME? | #NAME? | #NAME? | #NAME? | #NAME? | #NAME? | #NAME? | #NAME? | #NAME? | #NAME? | #NAME? | #NAME? | #NAME? | #NAME? | #NAME? | #NAME? | #NAME? | #NAME? | #NAME? | #NAME? | #NAME? | #NAME? | #NAME? | #NAME? | #NAME? | #NAME? | #NAME? | #NAME? | #NAME? | #NAME? | #NAME? | #NAME? | #NAME? | #NAME? | #NAME? | #NAME? | 0 | 0 | 0 | 0 | 0 | 0 | 0 | 0 | 0 | 0 | 0 | 0 | 0 | 0 | 0 | 0 | 0 | 0 | 0 | 0
0 | 0 | 0 | 0 | 0 | 0 | 0 | 0 | S | 0 | 0 | [35 empty] | 0 | #NAME? | #NAME? | #NAME? | #NAME? | #NAME? | #NAME? | #NAME? | #NAME? | #NAME? | #NAME? | #NAME? | #NAME? | #NAME? | #NAME? | #NAME? | #NAME? | #NAME? | #NAME? | #NAME? | #NAME? | #NAME? | #NAME? | #NAME? | #NAME? | #NAME? | #NAME? | #NAME? | #NAME? | #NAME? | #NAME? | #NAME? | #NAME? | #NAME? | #NAME? | #NAME? | #NAME? | #NAME? | #NAME? | #NAME? | #NAME? | #NAME? | #NAME? | #NAME? | #NAME? | #NAME? | #NAME? | #NAME? | #NAME? | #NAME? | #NAME? | #NAME? | #NAME? | #NAME? | #NAME? | #NAME? | #NAME? | #NAME? | #NAME? | #NAME? | #NAME? | #NAME? | #NAME? | 0 | 0 | 0 | 0 | 0 | 0 | 0 | 0 | 0 | 0 | 0 | 0 | 0 | 0 | 0 | 0 | 0 | 0 | 0 | 0
0 | 0 | 0 | 0 | 0 | 0 | 0 | 0 | S | 0 | 0 | [35 empty] | 0 | #NAME? | #NAME? | #NAME? | #NAME? | #NAME? | #NAME? | #NAME? | #NAME? | #NAME? | #NAME? | #NAME? | #NAME? | #NAME? | #NAME? | #NAME? | #NAME? | #NAME? | #NAME? | #NAME? | #NAME? | #NAME? | #NAME? | #NAME? | #NAME? | #NAME? | #NAME? | #NAME? | #NAME? | #NAME? | #NAME? | #NAME? | #NAME? | #NAME? | #NAME? | #NAME? | #NAME? | #NAME? | #NAME? | #NAME? | #NAME? | #NAME? | #NAME? | #NAME? | #NAME? | #NAME? | #NAME? | #NAME? | #NAME? | #NAME? | #NAME? | #NAME? | #NAME? | #NAME? | #NAME? | #NAME? | #NAME? | #NAME? | #NAME? | #NAME? | #NAME? | #NAME? | #NAME? | 0 | 0 | 0 | 0 | 0 | 0 | 0 | 0 | 0 | 0 | 0 | 0 | 0 | 0 | 0 | 0 | 0 | 0 | 0 | 0
0 | 0 | 0 | 0 | 0 | 0 | 0 | 0 | S | 0 | 0 | [35 empty] | 0 | #NAME? | #NAME? | #NAME? | #NAME? | #NAME? | #NAME? | #NAME? | #NAME? | #NAME? | #NAME? | #NAME? | #NAME? | #NAME? | #NAME? | #NAME? | #NAME? | #NAME? | #NAME? | #NAME? | #NAME? | #NAME? | #NAME? | #NAME? | #NAME? | #NAME? | #NAME? | #NAME? | #NAME? | #NAME? | #NAME? | #NAME? | #NAME? | #NAME? | #NAME? | #NAME? | #NAME? | #NAME? | #NAME? | #NAME? | #NAME? | #NAME? | #NAME? | #NAME? | #NAME? | #NAME? | #NAME? | #NAME? | #NAME? | #NAME? | #NAME? | #NAME? | #NAME? | #NAME? | #NAME? | #NAME? | #NAME? | #NAME? | #NAME? | #NAME? | #NAME? | #NAME? | #NAME? | 0 | 0 | 0 | 0 | 0 | 0 | 0 | 0 | 0 | 0 | 0 | 0 | 0 | 0 | 0 | 0 | 0 | 0 | 0 | 0
0 | 0 | 0 | 0 | 0 | 0 | 0 | 0 | S | 0 | 0 | [35 empty] | 0 | #NAME? | #NAME? | #NAME? | #NAME? | #NAME? | #NAME? | #NAME? | #NAME? | #NAME? | #NAME? | #NAME? | #NAME? | #NAME? | #NAME? | #NAME? | #NAME? | #NAME? | #NAME? | #NAME? | #NAME? | #NAME? | #NAME? | #NAME? | #NAME? | #NAME? | #NAME? | #NAME? | #NAME? | #NAME? | #NAME? | #NAME? | #NAME? | #NAME? | #NAME? | #NAME? | #NAME? | #NAME? | #NAME? | #NAME? | #NAME? | #NAME? | #NAME? | #NAME? | #NAME? | #NAME? | #NAME? | #NAME? | #NAME? | #NAME? | #NAME? | #NAME? | #NAME? | #NAME? | #NAME? | #NAME? | #NAME? | #NAME? | #NAME? | #NAME? | #NAME? | #NAME? | #NAME? | 0 | 0 | 0 | 0 | 0 | 0 | 0 | 0 | 0 | 0 | 0 | 0 | 0 | 0 | 0 | 0 | 0 | 0 | 0 | 0
0 | 0 | 0 | 0 | 0 | 0 | 0 | 0 | S | 0 | 0 | [35 empty] | 0 | #NAME? | #NAME? | #NAME? | #NAME? | #NAME? | #NAME? | #NAME? | #NAME? | #NAME? | #NAME? | #NAME? | #NAME? | #NAME? | #NAME? | #NAME? | #NAME? | #NAME? | #NAME? | #NAME? | #NAME? | #NAME? | #NAME? | #NAME? | #NAME? | #NAME? | #NAME? | #NAME? | #NAME? | #NAME? | #NAME? | #NAME? | #NAME? | #NAME? | #NAME? | #NAME? | #NAME? | #NAME? | #NAME? | #NAME? | #NAME? | #NAME? | #NAME? | #NAME? | #NAME? | #NAME? | #NAME? | #NAME? | #NAME? | #NAME? | #NAME? | #NAME? | #NAME? | #NAME? | #NAME? | #NAME? | #NAME? | #NAME? | #NAME? | #NAME? | #NAME? | #NAME? | #NAME? | 0 | 0 | 0 | 0 | 0 | 0 | 0 | 0 | 0 | 0 | 0 | 0 | 0 | 0 | 0 | 0 | 0 | 0 | 0 | 0
0 | 0 | 0 | 0 | 0 | 0 | 0 | 0 | S | 0 | 0 | [35 empty] | 0 | #NAME? | #NAME? | #NAME? | #NAME? | #NAME? | #NAME? | #NAME? | #NAME? | #NAME? | #NAME? | #NAME? | #NAME? | #NAME? | #NAME? | #NAME? | #NAME? | #NAME? | #NAME? | #NAME? | #NAME? | #NAME? | #NAME? | #NAME? | #NAME? | #NAME? | #NAME? | #NAME? | #NAME? | #NAME? | #NAME? | #NAME? | #NAME? | #NAME? | #NAME? | #NAME? | #NAME? | #NAME? | #NAME? | #NAME? | #NAME? | #NAME? | #NAME? | #NAME? | #NAME? | #NAME? | #NAME? | #NAME? | #NAME? | #NAME? | #NAME? | #NAME? | #NAME? | #NAME? | #NAME? | #NAME? | #NAME? | #NAME? | #NAME? | #NAME? | #NAME? | #NAME? | #NAME? | 0 | 0 | 0 | 0 | 0 | 0 | 0 | 0 | 0 | 0 | 0 | 0 | 0 | 0 | 0 | 0 | 0 | 0 | 0 | 0
0 | 0 | 0 | 0 | 0 | 0 | 0 | 0 | S | 0 | 0 | [35 empty] | 0 | #NAME? | #NAME? | #NAME? | #NAME? | #NAME? | #NAME? | #NAME? | #NAME? | #NAME? | #NAME? | #NAME? | #NAME? | #NAME? | #NAME? | #NAME? | #NAME? | #NAME? | #NAME? | #NAME? | #NAME? | #NAME? | #NAME? | #NAME? | #NAME? | #NAME? | #NAME? | #NAME? | #NAME? | #NAME? | #NAME? | #NAME? | #NAME? | #NAME? | #NAME? | #NAME? | #NAME? | #NAME? | #NAME? | #NAME? | #NAME? | #NAME? | #NAME? | #NAME? | #NAME? | #NAME? | #NAME? | #NAME? | #NAME? | #NAME? | #NAME? | #NAME? | #NAME? | #NAME? | #NAME? | #NAME? | #NAME? | #NAME? | #NAME? | #NAME? | #NAME? | #NAME? | #NAME? | 0 | 0 | 0 | 0 | 0 | 0 | 0 | 0 | 0 | 0 | 0 | 0 | 0 | 0 | 0 | 0 | 0 | 0 | 0 | 0
0 | 0 | 0 | 0 | 0 | 0 | 0 | 0 | S | 0 | 0 | [35 empty] | 0 | #NAME? | #NAME? | #NAME? | #NAME? | #NAME? | #NAME? | #NAME? | #NAME? | #NAME? | #NAME? | #NAME? | #NAME? | #NAME? | #NAME? | #NAME? | #NAME? | #NAME? | #NAME? | #NAME? | #NAME? | #NAME? | #NAME? | #NAME? | #NAME? | #NAME? | #NAME? | #NAME? | #NAME? | #NAME? | #NAME? | #NAME? | #NAME? | #NAME? | #NAME? | #NAME? | #NAME? | #NAME? | #NAME? | #NAME? | #NAME? | #NAME? | #NAME? | #NAME? | #NAME? | #NAME? | #NAME? | #NAME? | #NAME? | #NAME? | #NAME? | #NAME? | #NAME? | #NAME? | #NAME? | #NAME? | #NAME? | #NAME? | #NAME? | #NAME? | #NAME? | #NAME? | #NAME? | 0 | 0 | 0 | 0 | 0 | 0 | 0 | 0 | 0 | 0 | 0 | 0 | 0 | 0 | 0 | 0 | 0 | 0 | 0 | 0
0 | 0 | 0 | 0 | 0 | 0 | 0 | 0 | S | 0 | 0 | [35 empty] | 0 | #NAME? | #NAME? | #NAME? | #NAME? | #NAME? | #NAME? | #NAME? | #NAME? | #NAME? | #NAME? | #NAME? | #NAME? | #NAME? | #NAME? | #NAME? | #NAME? | #NAME? | #NAME? | #NAME? | #NAME? | #NAME? | #NAME? | #NAME? | #NAME? | #NAME? | #NAME? | #NAME? | #NAME? | #NAME? | #NAME? | #NAME? | #NAME? | #NAME? | #NAME? | #NAME? | #NAME? | #NAME? | #NAME? | #NAME? | #NAME? | #NAME? | #NAME? | #NAME? | #NAME? | #NAME? | #NAME? | #NAME? | #NAME? | #NAME? | #NAME? | #NAME? | #NAME? | #NAME? | #NAME? | #NAME? | #NAME? | #NAME? | #NAME? | #NAME? | #NAME? | #NAME? | #NAME? | 0 | 0 | 0 | 0 | 0 | 0 | 0 | 0 | 0 | 0 | 0 | 0 | 0 | 0 | 0 | 0 | 0 | 0 | 0 | 0
0 | 0 | 0 | 0 | 0 | 0 | 0 | 0 | S | 0 | 0 | [35 empty] | 0 | #NAME? | #NAME? | #NAME? | #NAME? | #NAME? | #NAME? | #NAME? | #NAME? | #NAME? | #NAME? | #NAME? | #NAME? | #NAME? | #NAME? | #NAME? | #NAME? | #NAME? | #NAME? | #NAME? | #NAME? | #NAME? | #NAME? | #NAME? | #NAME? | #NAME? | #NAME? | #NAME? | #NAME? | #NAME? | #NAME? | #NAME? | #NAME? | #NAME? | #NAME? | #NAME? | #NAME? | #NAME? | #NAME? | #NAME? | #NAME? | #NAME? | #NAME? | #NAME? | #NAME? | #NAME? | #NAME? | #NAME? | #NAME? | #NAME? | #NAME? | #NAME? | #NAME? | #NAME? | #NAME? | #NAME? | #NAME? | #NAME? | #NAME? | #NAME? | #NAME? | #NAME? | #NAME? | 0 | 0 | 0 | 0 | 0 | 0 | 0 | 0 | 0 | 0 | 0 | 0 | 0 | 0 | 0 | 0 | 0 | 0 | 0 | 0
0 | 0 | 0 | 0 | 0 | 0 | 0 | 0 | S | 0 | 0 | [35 empty] | 0 | #NAME? | #NAME? | #NAME? | #NAME? | #NAME? | #NAME? | #NAME? | #NAME? | #NAME? | #NAME? | #NAME? | #NAME? | #NAME? | #NAME? | #NAME? | #NAME? | #NAME? | #NAME? | #NAME? | #NAME? | #NAME? | #NAME? | #NAME? | #NAME? | #NAME? | #NAME? | #NAME? | #NAME? | #NAME? | #NAME? | #NAME? | #NAME? | #NAME? | #NAME? | #NAME? | #NAME? | #NAME? | #NAME? | #NAME? | #NAME? | #NAME? | #NAME? | #NAME? | #NAME? | #NAME? | #NAME? | #NAME? | #NAME? | #NAME? | #NAME? | #NAME? | #NAME? | #NAME? | #NAME? | #NAME? | #NAME? | #NAME? | #NAME? | #NAME? | #NAME? | #NAME? | #NAME? | 0 | 0 | 0 | 0 | 0 | 0 | 0 | 0 | 0 | 0 | 0 | 0 | 0 | 0 | 0 | 0 | 0 | 0 | 0 | 0
0 | 0 | 0 | 0 | 0 | 0 | 0 | 0 | S | 0 | 0 | [35 empty] | 0 | #NAME? | #NAME? | #NAME? | #NAME? | #NAME? | #NAME? | #NAME? | #NAME? | #NAME? | #NAME? | #NAME? | #NAME? | #NAME? | #NAME? | #NAME? | #NAME? | #NAME? | #NAME? | #NAME? | #NAME? | #NAME? | #NAME? | #NAME? | #NAME? | #NAME? | #NAME? | #NAME? | #NAME? | #NAME? | #NAME? | #NAME? | #NAME? | #NAME? | #NAME? | #NAME? | #NAME? | #NAME? | #NAME? | #NAME? | #NAME? | #NAME? | #NAME? | #NAME? | #NAME? | #NAME? | #NAME? | #NAME? | #NAME? | #NAME? | #NAME? | #NAME? | #NAME? | #NAME? | #NAME? | #NAME? | #NAME? | #NAME? | #NAME? | #NAME? | #NAME? | #NAME? | #NAME? | 0 | 0 | 0 | 0 | 0 | 0 | 0 | 0 | 0 | 0 | 0 | 0 | 0 | 0 | 0 | 0 | 0 | 0 | 0 | 0
0 | 0 | 0 | 0 | 0 | 0 | 0 | 0 | S | 0 | 0 | [35 empty] | 0 | #NAME? | #NAME? | #NAME? | #NAME? | #NAME? | #NAME? | #NAME? | #NAME? | #NAME? | #NAME? | #NAME? | #NAME? | #NAME? | #NAME? | #NAME? | #NAME? | #NAME? | #NAME? | #NAME? | #NAME? | #NAME? | #NAME? | #NAME? | #NAME? | #NAME? | #NAME? | #NAME? | #NAME? | #NAME? | #NAME? | #NAME? | #NAME? | #NAME? | #NAME? | #NAME? | #NAME? | #NAME? | #NAME? | #NAME? | #NAME? | #NAME? | #NAME? | #NAME? | #NAME? | #NAME? | #NAME? | #NAME? | #NAME? | #NAME? | #NAME? | #NAME? | #NAME? | #NAME? | #NAME? | #NAME? | #NAME? | #NAME? | #NAME? | #NAME? | #NAME? | #NAME? | #NAME? | 0 | 0 | 0 | 0 | 0 | 0 | 0 | 0 | 0 | 0 | 0 | 0 | 0 | 0 | 0 | 0 | 0 | 0 | 0 | 0
0 | 0 | 0 | 0 | 0 | 0 | 0 | 0 | S | 0 | 0 | [35 empty] | 0 | #NAME? | #NAME? | #NAME? | #NAME? | #NAME? | #NAME? | #NAME? | #NAME? | #NAME? | #NAME? | #NAME? | #NAME? | #NAME? | #NAME? | #NAME? | #NAME? | #NAME? | #NAME? | #NAME? | #NAME? | #NAME? | #NAME? | #NAME? | #NAME? | #NAME? | #NAME? | #NAME? | #NAME? | #NAME? | #NAME? | #NAME? | #NAME? | #NAME? | #NAME? | #NAME? | #NAME? | #NAME? | #NAME? | #NAME? | #NAME? | #NAME? | #NAME? | #NAME? | #NAME? | #NAME? | #NAME? | #NAME? | #NAME? | #NAME? | #NAME? | #NAME? | #NAME? | #NAME? | #NAME? | #NAME? | #NAME? | #NAME? | #NAME? | #NAME? | #NAME? | #NAME? | #NAME? | 0 | 0 | 0 | 0 | 0 | 0 | 0 | 0 | 0 | 0 | 0 | 0 | 0 | 0 | 0 | 0 | 0 | 0 | 0 | 0
0 | 0 | 0 | 0 | 0 | 0 | 0 | 0 | S | 0 | 0 | [35 empty] | 0 | #NAME? | #NAME? | #NAME? | #NAME? | #NAME? | #NAME? | #NAME? | #NAME? | #NAME? | #NAME? | #NAME? | #NAME? | #NAME? | #NAME? | #NAME? | #NAME? | #NAME? | #NAME? | #NAME? | #NAME? | #NAME? | #NAME? | #NAME? | #NAME? | #NAME? | #NAME? | #NAME? | #NAME? | #NAME? | #NAME? | #NAME? | #NAME? | #NAME? | #NAME? | #NAME? | #NAME? | #NAME? | #NAME? | #NAME? | #NAME? | #NAME? | #NAME? | #NAME? | #NAME? | #NAME? | #NAME? | #NAME? | #NAME? | #NAME? | #NAME? | #NAME? | #NAME? | #NAME? | #NAME? | #NAME? | #NAME? | #NAME? | #NAME? | #NAME? | #NAME? | #NAME? | #NAME? | 0 | 0 | 0 | 0 | 0 | 0 | 0 | 0 | 0 | 0 | 0 | 0 | 0 | 0 | 0 | 0 | 0 | 0 | 0 | 0
0 | 0 | 0 | 0 | 0 | 0 | 0 | 0 | S | 0 | 0 | [35 empty] | 0 | #NAME? | #NAME? | #NAME? | #NAME? | #NAME? | #NAME? | #NAME? | #NAME? | #NAME? | #NAME? | #NAME? | #NAME? | #NAME? | #NAME? | #NAME? | #NAME? | #NAME? | #NAME? | #NAME? | #NAME? | #NAME? | #NAME? | #NAME? | #NAME? | #NAME? | #NAME? | #NAME? | #NAME? | #NAME? | #NAME? | #NAME? | #NAME? | #NAME? | #NAME? | #NAME? | #NAME? | #NAME? | #NAME? | #NAME? | #NAME? | #NAME? | #NAME? | #NAME? | #NAME? | #NAME? | #NAME? | #NAME? | #NAME? | #NAME? | #NAME? | #NAME? | #NAME? | #NAME? | #NAME? | #NAME? | #NAME? | #NAME? | #NAME? | #NAME? | #NAME? | #NAME? | #NAME? | 0 | 0 | 0 | 0 | 0 | 0 | 0 | 0 | 0 | 0 | 0 | 0 | 0 | 0 | 0 | 0 | 0 | 0 | 0 | 0
0 | 0 | 0 | 0 | 0 | 0 | 0 | 0 | S | 0 | 0 | [35 empty] | 0 | #NAME? | #NAME? | #NAME? | #NAME? | #NAME? | #NAME? | #NAME? | #NAME? | #NAME? | #NAME? | #NAME? | #NAME? | #NAME? | #NAME? | #NAME? | #NAME? | #NAME? | #NAME? | #NAME? | #NAME? | #NAME? | #NAME? | #NAME? | #NAME? | #NAME? | #NAME? | #NAME? | #NAME? | #NAME? | #NAME? | #NAME? | #NAME? | #NAME? | #NAME? | #NAME? | #NAME? | #NAME? | #NAME? | #NAME? | #NAME? | #NAME? | #NAME? | #NAME? | #NAME? | #NAME? | #NAME? | #NAME? | #NAME? | #NAME? | #NAME? | #NAME? | #NAME? | #NAME? | #NAME? | #NAME? | #NAME? | #NAME? | #NAME? | #NAME? | #NAME? | #NAME? | #NAME? | 0 | 0 | 0 | 0 | 0 | 0 | 0 | 0 | 0 | 0 | 0 | 0 | 0 | 0 | 0 | 0 | 0 | 0 | 0 | 0
0 | 0 | 0 | 0 | 0 | 0 | 0 | 0 | S | 0 | 0 | [35 empty] | 0 | #NAME? | #NAME? | #NAME? | #NAME? | #NAME? | #NAME? | #NAME? | #NAME? | #NAME? | #NAME? | #NAME? | #NAME? | #NAME? | #NAME? | #NAME? | #NAME? | #NAME? | #NAME? | #NAME? | #NAME? | #NAME? | #NAME? | #NAME? | #NAME? | #NAME? | #NAME? | #NAME? | #NAME? | #NAME? | #NAME? | #NAME? | #NAME? | #NAME? | #NAME? | #NAME? | #NAME? | #NAME? | #NAME? | #NAME? | #NAME? | #NAME? | #NAME? | #NAME? | #NAME? | #NAME? | #NAME? | #NAME? | #NAME? | #NAME? | #NAME? | #NAME? | #NAME? | #NAME? | #NAME? | #NAME? | #NAME? | #NAME? | #NAME? | #NAME? | #NAME? | #NAME? | #NAME? | 0 | 0 | 0 | 0 | 0 | 0 | 0 | 0 | 0 | 0 | 0 | 0 | 0 | 0 | 0 | 0 | 0 | 0 | 0 | 0
0 | 0 | 0 | 0 | 0 | 0 | 0 | 0 | S | 0 | 0 | [35 empty] | 0 | #NAME? | #NAME? | #NAME? | #NAME? | #NAME? | #NAME? | #NAME? | #NAME? | #NAME? | #NAME? | #NAME? | #NAME? | #NAME? | #NAME? | #NAME? | #NAME? | #NAME? | #NAME? | #NAME? | #NAME? | #NAME? | #NAME? | #NAME? | #NAME? | #NAME? | #NAME? | #NAME? | #NAME? | #NAME? | #NAME? | #NAME? | #NAME? | #NAME? | #NAME? | #NAME? | #NAME? | #NAME? | #NAME? | #NAME? | #NAME? | #NAME? | #NAME? | #NAME? | #NAME? | #NAME? | #NAME? | #NAME? | #NAME? | #NAME? | #NAME? | #NAME? | #NAME? | #NAME? | #NAME? | #NAME? | #NAME? | #NAME? | #NAME? | #NAME? | #NAME? | #NAME? | #NAME? | 0 | 0 | 0 | 0 | 0 | 0 | 0 | 0 | 0 | 0 | 0 | 0 | 0 | 0 | 0 | 0 | 0 | 0 | 0 | 0
0 | 0 | 0 | 0 | 0 | 0 | 0 | 0 | S | 0 | 0 | [35 empty] | 0 | #NAME? | #NAME? | #NAME? | #NAME? | #NAME? | #NAME? | #NAME? | #NAME? | #NAME? | #NAME? | #NAME? | #NAME? | #NAME? | #NAME? | #NAME? | #NAME? | #NAME? | #NAME? | #NAME? | #NAME? | #NAME? | #NAME? | #NAME? | #NAME? | #NAME? | #NAME? | #NAME? | #NAME? | #NAME? | #NAME? | #NAME? | #NAME? | #NAME? | #NAME? | #NAME? | #NAME? | #NAME? | #NAME? | #NAME? | #NAME? | #NAME? | #NAME? | #NAME? | #NAME? | #NAME? | #NAME? | #NAME? | #NAME? | #NAME? | #NAME? | #NAME? | #NAME? | #NAME? | #NAME? | #NAME? | #NAME? | #NAME? | #NAME? | #NAME? | #NAME? | #NAME? | #NAME? | 0 | 0 | 0 | 0 | 0 | 0 | 0 | 0 | 0 | 0 | 0 | 0 | 0 | 0 | 0 | 0 | 0 | 0 | 0 | 0
0 | 0 | 0 | 0 | 0 | 0 | 0 | 0 | S | 0 | 0 | [35 empty] | 0 | #NAME? | #NAME? | #NAME? | #NAME? | #NAME? | #NAME? | #NAME? | #NAME? | #NAME? | #NAME? | #NAME? | #NAME? | #NAME? | #NAME? | #NAME? | #NAME? | #NAME? | #NAME? | #NAME? | #NAME? | #NAME? | #NAME? | #NAME? | #NAME? | #NAME? | #NAME? | #NAME? | #NAME? | #NAME? | #NAME? | #NAME? | #NAME? | #NAME? | #NAME? | #NAME? | #NAME? | #NAME? | #NAME? | #NAME? | #NAME? | #NAME? | #NAME? | #NAME? | #NAME? | #NAME? | #NAME? | #NAME? | #NAME? | #NAME? | #NAME? | #NAME? | #NAME? | #NAME? | #NAME? | #NAME? | #NAME? | #NAME? | #NAME? | #NAME? | #NAME? | #NAME? | #NAME? | 0 | 0 | 0 | 0 | 0 | 0 | 0 | 0 | 0 | 0 | 0 | 0 | 0 | 0 | 0 | 0 | 0 | 0 | 0 | 0
0 | 0 | 0 | 0 | 0 | 0 | 0 | 0 | S | 0 | 0 | [35 empty] | 0 | #NAME? | #NAME? | #NAME? | #NAME? | #NAME? | #NAME? | #NAME? | #NAME? | #NAME? | #NAME? | #NAME? | #NAME? | #NAME? | #NAME? | #NAME? | #NAME? | #NAME? | #NAME? | #NAME? | #NAME? | #NAME? | #NAME? | #NAME? | #NAME? | #NAME? | #NAME? | #NAME? | #NAME? | #NAME? | #NAME? | #NAME? | #NAME? | #NAME? | #NAME? | #NAME? | #NAME? | #NAME? | #NAME? | #NAME? | #NAME? | #NAME? | #NAME? | #NAME? | #NAME? | #NAME? | #NAME? | #NAME? | #NAME? | #NAME? | #NAME? | #NAME? | #NAME? | #NAME? | #NAME? | #NAME? | #NAME? | #NAME? | #NAME? | #NAME? | #NAME? | #NAME? | #NAME? | 0 | 0 | 0 | 0 | 0 | 0 | 0 | 0 | 0 | 0 | 0 | 0 | 0 | 0 | 0 | 0 | 0 | 0 | 0 | 0
0 | 0 | 0 | 0 | 0 | 0 | 0 | 0 | S | 0 | 0 | [35 empty] | 0 | #NAME? | #NAME? | #NAME? | #NAME? | #NAME? | #NAME? | #NAME? | #NAME? | #NAME? | #NAME? | #NAME? | #NAME? | #NAME? | #NAME? | #NAME? | #NAME? | #NAME? | #NAME? | #NAME? | #NAME? | #NAME? | #NAME? | #NAME? | #NAME? | #NAME? | #NAME? | #NAME? | #NAME? | #NAME? | #NAME? | #NAME? | #NAME? | #NAME? | #NAME? | #NAME? | #NAME? | #NAME? | #NAME? | #NAME? | #NAME? | #NAME? | #NAME? | #NAME? | #NAME? | #NAME? | #NAME? | #NAME? | #NAME? | #NAME? | #NAME? | #NAME? | #NAME? | #NAME? | #NAME? | #NAME? | #NAME? | #NAME? | #NAME? | #NAME? | #NAME? | #NAME? | #NAME? | 0 | 0 | 0 | 0 | 0 | 0 | 0 | 0 | 0 | 0 | 0 | 0 | 0 | 0 | 0 | 0 | 0 | 0 | 0 | 0
0 | 0 | 0 | 0 | 0 | 0 | 0 | 0 | S | 0 | 0 | [35 empty] | 0 | #NAME? | #NAME? | #NAME? | #NAME? | #NAME? | #NAME? | #NAME? | #NAME? | #NAME? | #NAME? | #NAME? | #NAME? | #NAME? | #NAME? | #NAME? | #NAME? | #NAME? | #NAME? | #NAME? | #NAME? | #NAME? | #NAME? | #NAME? | #NAME? | #NAME? | #NAME? | #NAME? | #NAME? | #NAME? | #NAME? | #NAME? | #NAME? | #NAME? | #NAME? | #NAME? | #NAME? | #NAME? | #NAME? | #NAME? | #NAME? | #NAME? | #NAME? | #NAME? | #NAME? | #NAME? | #NAME? | #NAME? | #NAME? | #NAME? | #NAME? | #NAME? | #NAME? | #NAME? | #NAME? | #NAME? | #NAME? | #NAME? | #NAME? | #NAME? | #NAME? | #NAME? | #NAME? | 0 | 0 | 0 | 0 | 0 | 0 | 0 | 0 | 0 | 0 | 0 | 0 | 0 | 0 | 0 | 0 | 0 | 0 | 0 | 0
0 | 0 | 0 | 0 | 0 | 0 | 0 | 0 | S | 0 | 0 | [35 empty] | 0 | #NAME? | #NAME? | #NAME? | #NAME? | #NAME? | #NAME? | #NAME? | #NAME? | #NAME? | #NAME? | #NAME? | #NAME? | #NAME? | #NAME? | #NAME? | #NAME? | #NAME? | #NAME? | #NAME? | #NAME? | #NAME? | #NAME? | #NAME? | #NAME? | #NAME? | #NAME? | #NAME? | #NAME? | #NAME? | #NAME? | #NAME? | #NAME? | #NAME? | #NAME? | #NAME? | #NAME? | #NAME? | #NAME? | #NAME? | #NAME? | #NAME? | #NAME? | #NAME? | #NAME? | #NAME? | #NAME? | #NAME? | #NAME? | #NAME? | #NAME? | #NAME? | #NAME? | #NAME? | #NAME? | #NAME? | #NAME? | #NAME? | #NAME? | #NAME? | #NAME? | #NAME? | #NAME? | 0 | 0 | 0 | 0 | 0 | 0 | 0 | 0 | 0 | 0 | 0 | 0 | 0 | 0 | 0 | 0 | 0 | 0 | 0 | 0
0 | 0 | 0 | 0 | 0 | 0 | 0 | 0 | S | 0 | 0 | [35 empty] | 0 | #NAME? | #NAME? | #NAME? | #NAME? | #NAME? | #NAME? | #NAME? | #NAME? | #NAME? | #NAME? | #NAME? | #NAME? | #NAME? | #NAME? | #NAME? | #NAME? | #NAME? | #NAME? | #NAME? | #NAME? | #NAME? | #NAME? | #NAME? | #NAME? | #NAME? | #NAME? | #NAME? | #NAME? | #NAME? | #NAME? | #NAME? | #NAME? | #NAME? | #NAME? | #NAME? | #NAME? | #NAME? | #NAME? | #NAME? | #NAME? | #NAME? | #NAME? | #NAME? | #NAME? | #NAME? | #NAME? | #NAME? | #NAME? | #NAME? | #NAME? | #NAME? | #NAME? | #NAME? | #NAME? | #NAME? | #NAME? | #NAME? | #NAME? | #NAME? | #NAME? | #NAME? | #NAME? | 0 | 0 | 0 | 0 | 0 | 0 | 0 | 0 | 0 | 0 | 0 | 0 | 0 | 0 | 0 | 0 | 0 | 0 | 0 | 0
0 | 0 | 0 | 0 | 0 | 0 | 0 | 0 | S | 0 | 0 | [35 empty] | 0 | #NAME? | #NAME? | #NAME? | #NAME? | #NAME? | #NAME? | #NAME? | #NAME? | #NAME? | #NAME? | #NAME? | #NAME? | #NAME? | #NAME? | #NAME? | #NAME? | #NAME? | #NAME? | #NAME? | #NAME? | #NAME? | #NAME? | #NAME? | #NAME? | #NAME? | #NAME? | #NAME? | #NAME? | #NAME? | #NAME? | #NAME? | #NAME? | #NAME? | #NAME? | #NAME? | #NAME? | #NAME? | #NAME? | #NAME? | #NAME? | #NAME? | #NAME? | #NAME? | #NAME? | #NAME? | #NAME? | #NAME? | #NAME? | #NAME? | #NAME? | #NAME? | #NAME? | #NAME? | #NAME? | #NAME? | #NAME? | #NAME? | #NAME? | #NAME? | #NAME? | #NAME? | #NAME? | 0 | 0 | 0 | 0 | 0 | 0 | 0 | 0 | 0 | 0 | 0 | 0 | 0 | 0 | 0 | 0 | 0 | 0 | 0 | 0
0 | 0 | 0 | 0 | 0 | 0 | 0 | 0 | S | 0 | 0 | [35 empty] | 0 | #NAME? | #NAME? | #NAME? | #NAME? | #NAME? | #NAME? | #NAME? | #NAME? | #NAME? | #NAME? | #NAME? | #NAME? | #NAME? | #NAME? | #NAME? | #NAME? | #NAME? | #NAME? | #NAME? | #NAME? | #NAME? | #NAME? | #NAME? | #NAME? | #NAME? | #NAME? | #NAME? | #NAME? | #NAME? | #NAME? | #NAME? | #NAME? | #NAME? | #NAME? | #NAME? | #NAME? | #NAME? | #NAME? | #NAME? | #NAME? | #NAME? | #NAME? | #NAME? | #NAME? | #NAME? | #NAME? | #NAME? | #NAME? | #NAME? | #NAME? | #NAME? | #NAME? | #NAME? | #NAME? | #NAME? | #NAME? | #NAME? | #NAME? | #NAME? | #NAME? | #NAME? | #NAME? | 0 | 0 | 0 | 0 | 0 | 0 | 0 | 0 | 0 | 0 | 0 | 0 | 0 | 0 | 0 | 0 | 0 | 0 | 0 | 0
0 | 0 | 0 | 0 | 0 | 0 | 0 | 0 | S | 0 | 0 | [35 empty] | 0 | #NAME? | #NAME? | #NAME? | #NAME? | #NAME? | #NAME? | #NAME? | #NAME? | #NAME? | #NAME? | #NAME? | #NAME? | #NAME? | #NAME? | #NAME? | #NAME? | #NAME? | #NAME? | #NAME? | #NAME? | #NAME? | #NAME? | #NAME? | #NAME? | #NAME? | #NAME? | #NAME? | #NAME? | #NAME? | #NAME? | #NAME? | #NAME? | #NAME? | #NAME? | #NAME? | #NAME? | #NAME? | #NAME? | #NAME? | #NAME? | #NAME? | #NAME? | #NAME? | #NAME? | #NAME? | #NAME? | #NAME? | #NAME? | #NAME? | #NAME? | #NAME? | #NAME? | #NAME? | #NAME? | #NAME? | #NAME? | #NAME? | #NAME? | #NAME? | #NAME? | #NAME? | #NAME? | 0 | 0 | 0 | 0 | 0 | 0 | 0 | 0 | 0 | 0 | 0 | 0 | 0 | 0 | 0 | 0 | 0 | 0 | 0 | 0
0 | 0 | 0 | 0 | 0 | 0 | 0 | 0 | S | 0 | 0 | [35 empty] | 0 | #NAME? | #NAME? | #NAME? | #NAME? | #NAME? | #NAME? | #NAME? | #NAME? | #NAME? | #NAME? | #NAME? | #NAME? | #NAME? | #NAME? | #NAME? | #NAME? | #NAME? | #NAME? | #NAME? | #NAME? | #NAME? | #NAME? | #NAME? | #NAME? | #NAME? | #NAME? | #NAME? | #NAME? | #NAME? | #NAME? | #NAME? | #NAME? | #NAME? | #NAME? | #NAME? | #NAME? | #NAME? | #NAME? | #NAME? | #NAME? | #NAME? | #NAME? | #NAME? | #NAME? | #NAME? | #NAME? | #NAME? | #NAME? | #NAME? | #NAME? | #NAME? | #NAME? | #NAME? | #NAME? | #NAME? | #NAME? | #NAME? | #NAME? | #NAME? | #NAME? | #NAME? | #NAME? | 0 | 0 | 0 | 0 | 0 | 0 | 0 | 0 | 0 | 0 | 0 | 0 | 0 | 0 | 0 | 0 | 0 | 0 | 0 | 0
0 | 0 | 0 | 0 | 0 | 0 | 0 | 0 | S | 0 | 0 | [35 empty] | 0 | #NAME? | #NAME? | #NAME? | #NAME? | #NAME? | #NAME? | #NAME? | #NAME? | #NAME? | #NAME? | #NAME? | #NAME? | #NAME? | #NAME? | #NAME? | #NAME? | #NAME? | #NAME? | #NAME? | #NAME? | #NAME? | #NAME? | #NAME? | #NAME? | #NAME? | #NAME? | #NAME? | #NAME? | #NAME? | #NAME? | #NAME? | #NAME? | #NAME? | #NAME? | #NAME? | #NAME? | #NAME? | #NAME? | #NAME? | #NAME? | #NAME? | #NAME? | #NAME? | #NAME? | #NAME? | #NAME? | #NAME? | #NAME? | #NAME? | #NAME? | #NAME? | #NAME? | #NAME? | #NAME? | #NAME? | #NAME? | #NAME? | #NAME? | #NAME? | #NAME? | #NAME? | #NAME? | 0 | 0 | 0 | 0 | 0 | 0 | 0 | 0 | 0 | 0 | 0 | 0 | 0 | 0 | 0 | 0 | 0 | 0 | 0 | 0
0 | 0 | 0 | 0 | 0 | 0 | 0 | 0 | S | 0 | 0 | [35 empty] | 0 | #NAME? | #NAME? | #NAME? | #NAME? | #NAME? | #NAME? | #NAME? | #NAME? | #NAME? | #NAME? | #NAME? | #NAME? | #NAME? | #NAME? | #NAME? | #NAME? | #NAME? | #NAME? | #NAME? | #NAME? | #NAME? | #NAME? | #NAME? | #NAME? | #NAME? | #NAME? | #NAME? | #NAME? | #NAME? | #NAME? | #NAME? | #NAME? | #NAME? | #NAME? | #NAME? | #NAME? | #NAME? | #NAME? | #NAME? | #NAME? | #NAME? | #NAME? | #NAME? | #NAME? | #NAME? | #NAME? | #NAME? | #NAME? | #NAME? | #NAME? | #NAME? | #NAME? | #NAME? | #NAME? | #NAME? | #NAME? | #NAME? | #NAME? | #NAME? | #NAME? | #NAME? | #NAME? | 0 | 0 | 0 | 0 | 0 | 0 | 0 | 0 | 0 | 0 | 0 | 0 | 0 | 0 | 0 | 0 | 0 | 0 | 0 | 0
0 | 0 | 0 | 0 | 0 | 0 | 0 | 0 | S | 0 | 0 | [35 empty] | 0 | #NAME? | #NAME? | #NAME? | #NAME? | #NAME? | #NAME? | #NAME? | #NAME? | #NAME? | #NAME? | #NAME? | #NAME? | #NAME? | #NAME? | #NAME? | #NAME? | #NAME? | #NAME? | #NAME? | #NAME? | #NAME? | #NAME? | #NAME? | #NAME? | #NAME? | #NAME? | #NAME? | #NAME? | #NAME? | #NAME? | #NAME? | #NAME? | #NAME? | #NAME? | #NAME? | #NAME? | #NAME? | #NAME? | #NAME? | #NAME? | #NAME? | #NAME? | #NAME? | #NAME? | #NAME? | #NAME? | #NAME? | #NAME? | #NAME? | #NAME? | #NAME? | #NAME? | #NAME? | #NAME? | #NAME? | #NAME? | #NAME? | #NAME? | #NAME? | #NAME? | #NAME? | #NAME? | 0 | 0 | 0 | 0 | 0 | 0 | 0 | 0 | 0 | 0 | 0 | 0 | 0 | 0 | 0 | 0 | 0 | 0 | 0 | 0
0 | 0 | 0 | 0 | 0 | 0 | 0 | 0 | S | 0 | 0 | [35 empty] | 0 | #NAME? | #NAME? | #NAME? | #NAME? | #NAME? | #NAME? | #NAME? | #NAME? | #NAME? | #NAME? | #NAME? | #NAME? | #NAME? | #NAME? | #NAME? | #NAME? | #NAME? | #NAME? | #NAME? | #NAME? | #NAME? | #NAME? | #NAME? | #NAME? | #NAME? | #NAME? | #NAME? | #NAME? | #NAME? | #NAME? | #NAME? | #NAME? | #NAME? | #NAME? | #NAME? | #NAME? | #NAME? | #NAME? | #NAME? | #NAME? | #NAME? | #NAME? | #NAME? | #NAME? | #NAME? | #NAME? | #NAME? | #NAME? | #NAME? | #NAME? | #NAME? | #NAME? | #NAME? | #NAME? | #NAME? | #NAME? | #NAME? | #NAME? | #NAME? | #NAME? | #NAME? | #NAME? | 0 | 0 | 0 | 0 | 0 | 0 | 0 | 0 | 0 | 0 | 0 | 0 | 0 | 0 | 0 | 0 | 0 | 0 | 0 | 0
0 | 0 | 0 | 0 | 0 | 0 | 0 | 0 | S | 0 | 0 | [35 empty] | 0 | #NAME? | #NAME? | #NAME? | #NAME? | #NAME? | #NAME? | #NAME? | #NAME? | #NAME? | #NAME? | #NAME? | #NAME? | #NAME? | #NAME? | #NAME? | #NAME? | #NAME? | #NAME? | #NAME? | #NAME? | #NAME? | #NAME? | #NAME? | #NAME? | #NAME? | #NAME? | #NAME? | #NAME? | #NAME? | #NAME? | #NAME? | #NAME? | #NAME? | #NAME? | #NAME? | #NAME? | #NAME? | #NAME? | #NAME? | #NAME? | #NAME? | #NAME? | #NAME? | #NAME? | #NAME? | #NAME? | #NAME? | #NAME? | #NAME? | #NAME? | #NAME? | #NAME? | #NAME? | #NAME? | #NAME? | #NAME? | #NAME? | #NAME? | #NAME? | #NAME? | #NAME? | #NAME? | 0 | 0 | 0 | 0 | 0 | 0 | 0 | 0 | 0 | 0 | 0 | 0 | 0 | 0 | 0 | 0 | 0 | 0 | 0 | 0
0 | 0 | 0 | 0 | 0 | 0 | 0 | 0 | S | 0 | 0 | [35 empty] | 0 | #NAME? | #NAME? | #NAME? | #NAME? | #NAME? | #NAME? | #NAME? | #NAME? | #NAME? | #NAME? | #NAME? | #NAME? | #NAME? | #NAME? | #NAME? | #NAME? | #NAME? | #NAME? | #NAME? | #NAME? | #NAME? | #NAME? | #NAME? | #NAME? | #NAME? | #NAME? | #NAME? | #NAME? | #NAME? | #NAME? | #NAME? | #NAME? | #NAME? | #NAME? | #NAME? | #NAME? | #NAME? | #NAME? | #NAME? | #NAME? | #NAME? | #NAME? | #NAME? | #NAME? | #NAME? | #NAME? | #NAME? | #NAME? | #NAME? | #NAME? | #NAME? | #NAME? | #NAME? | #NAME? | #NAME? | #NAME? | #NAME? | #NAME? | #NAME? | #NAME? | #NAME? | #NAME? | 0 | 0 | 0 | 0 | 0 | 0 | 0 | 0 | 0 | 0 | 0 | 0 | 0 | 0 | 0 | 0 | 0 | 0 | 0 | 0
0 | 0 | 0 | 0 | 0 | 0 | 0 | 0 | S | 0 | 0 | [35 empty] | 0 | #NAME? | #NAME? | #NAME? | #NAME? | #NAME? | #NAME? | #NAME? | #NAME? | #NAME? | #NAME? | #NAME? | #NAME? | #NAME? | #NAME? | #NAME? | #NAME? | #NAME? | #NAME? | #NAME? | #NAME? | #NAME? | #NAME? | #NAME? | #NAME? | #NAME? | #NAME? | #NAME? | #NAME? | #NAME? | #NAME? | #NAME? | #NAME? | #NAME? | #NAME? | #NAME? | #NAME? | #NAME? | #NAME? | #NAME? | #NAME? | #NAME? | #NAME? | #NAME? | #NAME? | #NAME? | #NAME? | #NAME? | #NAME? | #NAME? | #NAME? | #NAME? | #NAME? | #NAME? | #NAME? | #NAME? | #NAME? | #NAME? | #NAME? | #NAME? | #NAME? | #NAME? | #NAME? | 0 | 0 | 0 | 0 | 0 | 0 | 0 | 0 | 0 | 0 | 0 | 0 | 0 | 0 | 0 | 0 | 0 | 0 | 0 | 0
0 | 0 | 0 | 0 | 0 | 0 | 0 | 0 | S | 0 | 0 | [35 empty] | 0 | #NAME? | #NAME? | #NAME? | #NAME? | #NAME? | #NAME? | #NAME? | #NAME? | #NAME? | #NAME? | #NAME? | #NAME? | #NAME? | #NAME? | #NAME? | #NAME? | #NAME? | #NAME? | #NAME? | #NAME? | #NAME? | #NAME? | #NAME? | #NAME? | #NAME? | #NAME? | #NAME? | #NAME? | #NAME? | #NAME? | #NAME? | #NAME? | #NAME? | #NAME? | #NAME? | #NAME? | #NAME? | #NAME? | #NAME? | #NAME? | #NAME? | #NAME? | #NAME? | #NAME? | #NAME? | #NAME? | #NAME? | #NAME? | #NAME? | #NAME? | #NAME? | #NAME? | #NAME? | #NAME? | #NAME? | #NAME? | #NAME? | #NAME? | #NAME? | #NAME? | #NAME? | #NAME? | 0 | 0 | 0 | 0 | 0 | 0 | 0 | 0 | 0 | 0 | 0 | 0 | 0 | 0 | 0 | 0 | 0 | 0 | 0 | 0
0 | 0 | 0 | 0 | 0 | 0 | 0 | 0 | S | 0 | 0 | [35 empty] | 0 | #NAME? | #NAME? | #NAME? | #NAME? | #NAME? | #NAME? | #NAME? | #NAME? | #NAME? | #NAME? | #NAME? | #NAME? | #NAME? | #NAME? | #NAME? | #NAME? | #NAME? | #NAME? | #NAME? | #NAME? | #NAME? | #NAME? | #NAME? | #NAME? | #NAME? | #NAME? | #NAME? | #NAME? | #NAME? | #NAME? | #NAME? | #NAME? | #NAME? | #NAME? | #NAME? | #NAME? | #NAME? | #NAME? | #NAME? | #NAME? | #NAME? | #NAME? | #NAME? | #NAME? | #NAME? | #NAME? | #NAME? | #NAME? | #NAME? | #NAME? | #NAME? | #NAME? | #NAME? | #NAME? | #NAME? | #NAME? | #NAME? | #NAME? | #NAME? | #NAME? | #NAME? | #NAME? | 0 | 0 | 0 | 0 | 0 | 0 | 0 | 0 | 0 | 0 | 0 | 0 | 0 | 0 | 0 | 0 | 0 | 0 | 0 | 0
0 | 0 | 0 | 0 | 0 | 0 | 0 | 0 | S | 0 | 0 | [35 empty] | 0 | #NAME? | #NAME? | #NAME? | #NAME? | #NAME? | #NAME? | #NAME? | #NAME? | #NAME? | #NAME? | #NAME? | #NAME? | #NAME? | #NAME? | #NAME? | #NAME? | #NAME? | #NAME? | #NAME? | #NAME? | #NAME? | #NAME? | #NAME? | #NAME? | #NAME? | #NAME? | #NAME? | #NAME? | #NAME? | #NAME? | #NAME? | #NAME? | #NAME? | #NAME? | #NAME? | #NAME? | #NAME? | #NAME? | #NAME? | #NAME? | #NAME? | #NAME? | #NAME? | #NAME? | #NAME? | #NAME? | #NAME? | #NAME? | #NAME? | #NAME? | #NAME? | #NAME? | #NAME? | #NAME? | #NAME? | #NAME? | #NAME? | #NAME? | #NAME? | #NAME? | #NAME? | #NAME? | 0 | 0 | 0 | 0 | 0 | 0 | 0 | 0 | 0 | 0 | 0 | 0 | 0 | 0 | 0 | 0 | 0 | 0 | 0 | 0
0 | 0 | 0 | 0 | 0 | 0 | 0 | 0 | S | 0 | 0 | [35 empty] | 0 | #NAME? | #NAME? | #NAME? | #NAME? | #NAME? | #NAME? | #NAME? | #NAME? | #NAME? | #NAME? | #NAME? | #NAME? | #NAME? | #NAME? | #NAME? | #NAME? | #NAME? | #NAME? | #NAME? | #NAME? | #NAME? | #NAME? | #NAME? | #NAME? | #NAME? | #NAME? | #NAME? | #NAME? | #NAME? | #NAME? | #NAME? | #NAME? | #NAME? | #NAME? | #NAME? | #NAME? | #NAME? | #NAME? | #NAME? | #NAME? | #NAME? | #NAME? | #NAME? | #NAME? | #NAME? | #NAME? | #NAME? | #NAME? | #NAME? | #NAME? | #NAME? | #NAME? | #NAME? | #NAME? | #NAME? | #NAME? | #NAME? | #NAME? | #NAME? | #NAME? | #NAME? | #NAME? | 0 | 0 | 0 | 0 | 0 | 0 | 0 | 0 | 0 | 0 | 0 | 0 | 0 | 0 | 0 | 0 | 0 | 0 | 0 | 0
0 | 0 | 0 | 0 | 0 | 0 | 0 | 0 | S | 0 | 0 | [35 empty] | 0 | #NAME? | #NAME? | #NAME? | #NAME? | #NAME? | #NAME? | #NAME? | #NAME? | #NAME? | #NAME? | #NAME? | #NAME? | #NAME? | #NAME? | #NAME? | #NAME? | #NAME? | #NAME? | #NAME? | #NAME? | #NAME? | #NAME? | #NAME? | #NAME? | #NAME? | #NAME? | #NAME? | #NAME? | #NAME? | #NAME? | #NAME? | #NAME? | #NAME? | #NAME? | #NAME? | #NAME? | #NAME? | #NAME? | #NAME? | #NAME? | #NAME? | #NAME? | #NAME? | #NAME? | #NAME? | #NAME? | #NAME? | #NAME? | #NAME? | #NAME? | #NAME? | #NAME? | #NAME? | #NAME? | #NAME? | #NAME? | #NAME? | #NAME? | #NAME? | #NAME? | #NAME? | #NAME? | 0 | 0 | 0 | 0 | 0 | 0 | 0 | 0 | 0 | 0 | 0 | 0 | 0 | 0 | 0 | 0 | 0 | 0 | 0 | 0
0 | 0 | 0 | 0 | 0 | 0 | 0 | 0 | S | 0 | 0 | [35 empty] | 0 | #NAME? | #NAME? | #NAME? | #NAME? | #NAME? | #NAME? | #NAME? | #NAME? | #NAME? | #NAME? | #NAME? | #NAME? | #NAME? | #NAME? | #NAME? | #NAME? | #NAME? | #NAME? | #NAME? | #NAME? | #NAME? | #NAME? | #NAME? | #NAME? | #NAME? | #NAME? | #NAME? | #NAME? | #NAME? | #NAME? | #NAME? | #NAME? | #NAME? | #NAME? | #NAME? | #NAME? | #NAME? | #NAME? | #NAME? | #NAME? | #NAME? | #NAME? | #NAME? | #NAME? | #NAME? | #NAME? | #NAME? | #NAME? | #NAME? | #NAME? | #NAME? | #NAME? | #NAME? | #NAME? | #NAME? | #NAME? | #NAME? | #NAME? | #NAME? | #NAME? | #NAME? | #NAME? | 0 | 0 | 0 | 0 | 0 | 0 | 0 | 0 | 0 | 0 | 0 | 0 | 0 | 0 | 0 | 0 | 0 | 0 | 0 | 0
#N/A
#N/A
#N/A
#N/A
#N/A
#N/A
#N/A
#N/A
#N/A
#N/A
#N/A
#N/A
#N/A
#N/A
#N/A
#N/A
#N/A
#N/A
#N/A
#N/A
#N/A

## Tables
ID | Asset cat |  | Profile type
1 | Poles |  | Remaining life
2 | Overhead conductors |  | Age
3 | Underground cables |  | Installation date
4 | Service Lines
5 | Distribution transformers
6 | Distribution switchgear
7 | Zone transformers
8 | Zone switchgear
9 | Public Lighting
10 | Protection/Scada
11 | Poletop Structures
12
Now | 2014 | latest age profile data
Recursive | 1 | recursive replacement calcs
1st year | 1 | Ist year of forecast is year after latest age profile

## Age profile (Inst)
Asset calcs |  |  | Zone switchgear | 13 | 0 | 0 | 0 | 0 | 0 | 0 | 0 | 0 | 0 | 0 | 0 | 0 | 0 | 0 | 0 | 0 | 0 | 0 | 0 | 0 | 0
Installation date
|  |  |  | St life | Quantity | [91 empty] | RC
ID | ID | ID | EDB ID |  | 2014 | 2013 | 2012 | 2011 | 2010 | 2009 | 2008 | 2007 | 2006 | 2005 | 2004 | 2003 | 2002 | 2001 | 2000 | 1999 | 1998 | 1997 | 1996 | 1995 | 1994 | 1993 | 1992 | 1991 | 1990 | 1989 | 1988 | 1987 | 1986 | 1985 | 1984 | 1983 | 1982 | 1981 | 1980 | 1979 | 1978 | 1977 | 1976 | 1975 | 1974 | 1973 | 1972 | 1971 | 1970 | 1969 | 1968 | 1967 | 1966 | 1965 | 1964 | 1963 | 1962 | 1961 | 1960 | 1959 | 1958 | 1957 | 1956 | 1955 | 1954 | 1953 | 1952 | 1951 | 1950 | 1949 | 1948 | 1947 | 1946 | 1945 | 1944 | 1943 | 1942 | 1941 | 1940 | 1939 | 1938 | 1937 | 1936 | 1935 | 1934 | 1933 | 1932 | 1931 | 1930 | 1929 | 1928 | 1927 | 1926 | 1925 | 1924 |  | 2014 | 2013 | 2012 | 2011 | 2010 | 2009 | 2008 | 2007 | 2006 | 2005 | 2004 | 2003 | 2002 | 2001 | 2000 | 1999 | 1998 | 1997 | 1996 | 1995 | 1994 | 1993 | 1992 | 1991 | 1990 | 1989 | 1988 | 1987 | 1986 | 1985 | 1984 | 1983 | 1982 | 1981 | 1980 | 1979 | 1978 | 1977 | 1976 | 1975 | 1974 | 1973 | 1972 | 1971 | 1970 | 1969 | 1968 | 1967 | 1966 | 1965 | 1964 | 1963 | 1962 | 1961 | 1960 | 1959 | 1958 | 1957 | 1956 | 1955 | 1954 | 1953 | 1952 | 1951 | 1950 | 1949 | 1948 | 1947 | 1946 | 1945 | 1944 | 1943 | 1942 | 1941 | 1940 | 1939 | 1938 | 1937 | 1936 | 1935 | 1934 | 1933 | 1932 | 1931 | 1930 | 1929 | 1928 | 1927 | 1926 | 1925 | 1924
1 |  |  | Poles |  | 3594 | 5735 | 5855 | 4362 | 5099 | 5092 | 4495 | 6777 | 5339 | 5171 | 5321 | 4209 | 3465 | 5271 | 4578 | 3701 | 2307 | 4337 | 3572 | 3866 | 5186 | 7306 | 5772 | 6034 | 10843 | 13659 | 14562 | 10411 | 14455 | 13920 | 15306 | 10853 | 8636 | 13435 | 14599 | 4752 | 9733 | 10904 | 12339 | 9821 | 7236 | 7824 | 7022 | 5620 | 8252 | 11689 | 11628 | 12120 | 12592 | 14728 | 14596 | 6994 | 6883 | 6772 | 5754 | 5086 | 4855 | 5327 | 1528 | 2366 | 1846 | 1553 | 1840 | 1699 | 2063 | 1002 | 466 | 345 | 389 | 379 | 259 | 382 | 543 | 1205 | 2709 | 1863 | 3498 | 893 | 507 | 290 | 256 | 134 | 65 | 23 | 33 | 0 | 0 | 0 | 0 | 0 | 0 |  | 43431.8698 | 69898.276 | 70622.7656 | 52629.9668 | 65921.6007 | 59733.411 | 50407.8311 | 85797.424 | 59254.6779 | 46899.3711 | 42126.78 | 31508.3102 | 26340.1741 | 37789.6636 | 32959.7616 | 34435.6553 | 34393.2337 | 63109.9544 | 51293.3316 | 61016.3721 | 85905.533 | 117716.3421 | 95708.4976 | 91797.8024 | 158311.3329 | 198652.3095 | 207928.898 | 153684.2866 | 167183.7144 | 170660.8767 | 180873.9922 | 114490.3456 | 75334.4487 | 137266.2801 | 140089.6083 | 32663.9528 | 96994.8283 | 89124.9739 | 91467.0389 | 68680.2977 | 50574.0026 | 59420.2177 | 50946.0808 | 39013.7023 | 56709.9814 | 79025.5559 | 78211.4264 | 81729.0409 | 84852.055 | 98881.8191 | 98127.4862 | 47049.215 | 46331.301 | 45930.4398 | 38732.5425 | 34188.4581 | 32482.9389 | 36418.5169 | 10822.3646 | 15912.5524 | 12409.3739 | 10521.2475 | 12479.9593 | 11518.3236 | 13950.8076 | 6790.5622 | 3157.6128 | 2327.0732 | 2641.2344 | 2539.8294 | 1731.9289 | 2994.4628 | 3753.589 | 8411.5764 | 18297.2124 | 12482.9402 | 23430.6332 | 5961.7333 | 3410.9903 | 2036.3475 | 1781.5437 | 891.8029 | 440.1785 | 152.4126 | 231.1272 | 0 | 0 | 0 | 0 | 0 | 0
2 |  |  | Overhead conductors |  | 492.2 | 651.6 | 304.8 | 521.6 | 582.4 | 569.9 | 482.5 | 706.4 | 608.2 | 580.3 | 651.3 | 577.1 | 478.15 | 702.45 | 618.95 | 478.15 | 268.35 | 342.25 | 248.05 | 418.25 | 613.65 | 984.65 | 777.15 | 699.15 | 1314.45 | 1835.55 | 2088.85 | 1552.55 | 2338.85 | 2086.95 | 2189.35 | 1587.85 | 1259.85 | 1900.75 | 2326.1 | 836.9 | 1586.5 | 1575.7 | 2004.7 | 1646.8 | 1254.2 | 1484.2 | 1275.7 | 1009.9 | 1304 | 1857.1 | 1813.5 | 1919.7 | 1785 | 2078.2 | 2067.9 | 1038.7 | 1061.5 | 1003.3 | 892.4 | 771.5 | 705.9 | 751 | 194.4 | 305.3 | 216.8 | 211.2 | 259.1 | 234.1 | 273.7 | 129.9 | 62.3 | 49.7 | 42.3 | 36.5 | 28.7 | 34.7 | 53 | 162 | 297.3 | 223.3 | 363.4 | 113.5 | 70 | 18.5 | 30.9 | 19.6 | 8.8 | 3.6 | 5.9 | 0 | 0 | 0 | 0 | 0 | 0 |  | 65110.8844 | 87072.8561 | 57621.523 | 104383.4144 | 168858.7085 | 105124.5283 | 96077.005 | 148378.6183 | 107186.2059 | 87700.6997 | 202029.3533 | 79754.876 | 74764.3602 | 138854.2149 | 70246.4996 | 76640.6121 | 20741.7459 | 29503.5841 | 22188.8574 | 50684.3561 | 91653.7658 | 79645.5138 | 54480.862 | 49568.1271 | 157391.6389 | 207650.1716 | 167928.9011 | 153022.157 | 160079.2615 | 155430.8021 | 315973.168 | 204350.5286 | 161617.8827 | 290506.9037 | 251312.2353 | 58474.2475 | 164110.6975 | 180357.4311 | 220861.7847 | 204996.9747 | 126931.6679 | 100007.214 | 112438.2979 | 76420.1502 | 181008.675 | 174779.1475 | 104976.4246 | 158537.0237 | 149320.2805 | 149954.8469 | 179099.4324 | 88250.2353 | 80661.06 | 94393.3399 | 57922.0542 | 57773.3329 | 37392.5626 | 119102.7805 | 59658.2131 | 25837.4339 | 13100.886 | 20707.699 | 15014.0807 | 15664.4574 | 17466.4138 | 8115.6215 | 5900.704 | 2638.8687 | 2751.1288 | 2080.293 | 1409.5883 | 31415.5109 | 9194.7647 | 25757.2457 | 15073.2906 | 10704.6068 | 16432.221 | 5854.024 | 3668.4789 | 1080.3686 | 1464.5324 | 881.8133 | 382.9346 | 160.4702 | 238.6102 | 0 | 0 | 0 | 0 | 0 | 0
3 |  |  | Underground cables |  | 184.6033 | 217.3711 | 241.8169 | 377.4432 | 412.4431 | 122.5244 | 384.4149 | 290.4276 | 313.7871 | 326.8135 | 287.6736 | 395.2436 | 369.8277 | 218.8262 | 267.2751 | 273.9836 | 191.1569 | 137.823 | 96.1433 | 89.979 | 119.719 | 132.4771 | 94.2312 | 102.1731 | 102.4514 | 98.9076 | 88.0906 | 60.6203 | 60.6767 | 48.0334 | 42.4298 | 16.1899 | 24.1072 | 22.4642 | 32.0127 | 28.9938 | 23.2114 | 43.0053 | 59.4511 | 14.3025 | 5.9602 | 14.6527 | 7.9865 | 3.1373 | 3.0323 | 2.2241 | 3.1171 | 1.4139 | 8.3677 | 1.1194 | 0.60642 | 0.10051 | 0 | 0 | 0.10051 | 0 | 0.10051 | 0 | 1.6196 | 0 | 0 | 0 | 0.10051 | 0 | 0 | 0.10051 | 0 | 0 | 0 | 0 | 0 | 0 | 0 | 0 | 0 | 0 | 0 | 0 | 0 | 0 | 0 | 0 | 0 | 0 | 0 | 0 | 0 | 0 | 0 | 0 | 0 |  | 39413.4425 | 42613.4442 | 37537.0175 | 61677.1946 | 65192.6999 | 23322.3617 | 69983.4787 | 52386.3248 | 55045.6705 | 59046.9162 | 60333.7107 | 65336.9335 | 57974.2355 | 36870.9856 | 48716.0085 | 47763.824 | 32750.1609 | 26931.7127 | 18625.1036 | 15822.8553 | 22322.2623 | 22163.0958 | 14409.9116 | 16517.314 | 16077.5442 | 14848.6536 | 15269.8065 | 9439.5453 | 11699.3841 | 8158.5794 | 7025.0491 | 3085.2799 | 3879.0469 | 3476.5377 | 4844.6105 | 5282.2746 | 3780.9684 | 6717.273 | 8866.3197 | 1765.7372 | 1518.7776 | 1853.8399 | 1048.616 | 566.4605 | 629.1183 | 416.8909 | 1083.4719 | 204.4474 | 2425.5494 | 147.4447 | 66.4803 | 35.7434 | 0 | 0 | 35.7434 | 0 | 35.7434 | 0 | 350.6268 | 0 | 0 | 0 | 35.7434 | 0 | 0 | 35.7434 | 0 | 0 | 0 | 0 | 0 | 0 | 0 | 0 | 0 | 0 | 0 | 0 | 0 | 0 | 0 | 0 | 0 | 0 | 0 | 0 | 0 | 0 | 0 | 0 | 0
4 |  |  | Service Lines |  | 263.4353 | 280.267 | 221.8726 | 332.128 | 372.9895 | 128.8135 | 264.8108 | 257.7837 | 254.4607 | 243.7112 | 225.6925 | 283.6633 | 248.4151 | 180.2629 | 193.3205 | 176.2994 | 114.8811 | 81.1272 | 42.569 | 78.2493 | 99.2061 | 160.0046 | 134.8832 | 108.3421 | 148.3321 | 247.3469 | 247.0515 | 191.9406 | 313.1863 | 240.6884 | 217.596 | 163.2516 | 120.6081 | 162.526 | 287.9036 | 122.3468 | 198.3673 | 148.5957 | 248.906 | 204.9822 | 164.0308 | 227.8027 | 181.5051 | 134.4257 | 144.1154 | 201.9051 | 195.7 | 206.3 | 137.5103 | 161.7051 | 159.9 | 92.3 | 106.3 | 95.1 | 89.4 | 77.6 | 67.4 | 72.5 | 18.0154 | 22.8 | 15.8 | 22.3 | 29.7 | 23 | 36.5 | 12.8 | 7.5 | 7.2 | 6 | 3.6 | 2 | 1.6 | 5.1 | 22 | 43.7 | 26.2 | 46.8 | 10.4 | 7.3 | 2.4 | 5.8 | 2 | 1.5 | 0.8 | 1.3 | 0 | 0 | 0 | 0 | 0 | 0 |  | 19349.5804 | 20364.7305 | 22295.0725 | 33371.8886 | 37475.536 | 10628.9247 | 26266.1718 | 24399.5017 | 24418.9228 | 23201.3326 | 21805.4744 | 28223.2848 | 24797.6497 | 15846.305 | 17630.16 | 16421.9708 | 11262.8536 | 7233.6171 | 4008.9341 | 6056.7369 | 7124.7344 | 10148.5757 | 8365.6071 | 7468.4962 | 9025.5728 | 11509.1756 | 10865.9871 | 8481.3211 | 11710.5745 | 8962.4842 | 8091.053 | 5516.3363 | 4271.3348 | 5452.444 | 10144.8419 | 4548.0775 | 6961.9174 | 5608.9299 | 8767.0406 | 6551.6194 | 5186.7234 | 7299.2739 | 5692.8418 | 4251.2791 | 4538.2885 | 6331.755 | 6129.1817 | 6461.166 | 4323.1876 | 5072.7202 | 5007.9517 | 2890.7689 | 3329.2387 | 2978.4629 | 2799.943 | 2430.3756 | 2110.919 | 2270.6473 | 588.9282 | 714.0794 | 494.8445 | 698.4198 | 930.1824 | 720.3433 | 1143.1535 | 400.8867 | 234.8945 | 225.4988 | 187.9156 | 112.7494 | 62.6385 | 50.1108 | 159.7283 | 689.024 | 1368.6522 | 820.565 | 1465.742 | 325.7204 | 228.6307 | 75.1663 | 181.6518 | 62.6385 | 46.9789 | 25.0554 | 40.7151 | 0 | 0 | 0 | 0 | 0 | 0
5 |  |  | Distribution transformers |  | 1390 | 1385 | 743 | 1364 | 1343 | 762 | 1781 | 2213 | 2324 | 1975 | 1636 | 1693 | 1563 | 1732 | 1500 | 1532 | 1644 | 1376 | 1376 | 1393 | 1521 | 1676 | 1631 | 1835 | 2067 | 2448 | 2721 | 2339 | 2220 | 2436 | 2043 | 1669 | 1764 | 1956 | 1913 | 1843 | 1509 | 1473 | 2054 | 886 | 657 | 784 | 639 | 554 | 1033 | 1136 | 1188 | 1308 | 1448 | 1301 | 1225 | 744 | 654 | 547 | 482 | 302 | 344 | 221 | 183 | 125 | 83 | 81 | 54 | 19 | 13 | 0 | 4 | 2 | 0 | 0 | 0 | 0 | 0 | 0 | 0 | 0 | 0 | 0 | 0 | 0 | 0 | 0 | 0 | 0 | 0 | 0 | 0 | 0 | 0 | 0 | 0 |  | 33997.5915 | 20693.3432 | 13972.3973 | 22906.2799 | 24878.4237 | 10368.2376 | 25074.3345 | 28175.725 | 29699.4008 | 25386.6046 | 22182.4169 | 24107.223 | 19136.1635 | 25736.8279 | 19460.5087 | 19933.3745 | 21214.953 | 16831.8905 | 16831.8905 | 17089.7487 | 18603.6342 | 20585.8039 | 19892.1249 | 22538.2657 | 25414.0843 | 31223.7634 | 33498.1311 | 29812.5794 | 29512.3981 | 30003.489 | 25013.9786 | 20534.323 | 23834.5885 | 23902.8297 | 31253.8991 | 24853.813 | 33081.982 | 19106.9494 | 25121.1621 | 14217.7817 | 8072.6103 | 9557.2386 | 7805.8625 | 6757.7958 | 12682.889 | 13912.8099 | 17912.8102 | 26161.6196 | 25594.0831 | 24887.0568 | 17150.634 | 15850.4802 | 24875.0322 | 6688.4372 | 13795.2188 | 7106.0831 | 6439.665 | 2768.1286 | 2163.1582 | 1516.7017 | 1074.0707 | 1065.2615 | 615.6076 | 236.3643 | 6879.1488 | 0 | 4551.7786 | 2275.8893 | 0 | 0 | 0 | 0 | 0 | 0 | 0 | 0 | 0 | 0 | 0 | 0 | 0 | 0 | 0 | 0 | 0 | 0 | 0 | 0 | 0 | 0 | 0
6 |  |  | Distribution switchgear |  | 4431 | 4749 | 5390 | 8261 | 13769 | 13695 | 13855 | 12912 | 12591 | 12493 | 12380 | 12199 | 12422 | 12704 | 8241 | 8364 | 7973 | 7998 | 9326 | 11977 | 6424 | 6418 | 9057 | 9096 | 9578 | 9439 | 9175 | 8480 | 8912 | 6804 | 6371 | 8553 | 8879 | 5202 | 5865 | 4029 | 6228 | 3540 | 4362 | 3814 | 2976 | 2978 | 2327 | 91 | 426 | 1832 | 769 | 1120 | 434 | 812 | 221 | 507 | 1292 | 180 | 396 | 1012 | 522 | 91 | 91 | 259 | 592 | 91 | 173 | 91 | 132 | 91 | 91 | 91 | 91 | 91 | 96 | 78 | 89 | 42 | 40 | 40 | 40 | 40 | 40 | 40 | 40 | 40 | 40 | 40 | 40 | 40 | 40 | 40 | 40 | 40 | 40 |  | 21157.184 | 25776.2516 | 27215.3164 | 33988.6127 | 46292.6271 | 47876.5032 | 47280.4107 | 40938.9133 | 38865.1808 | 38139.8668 | 36437.1025 | 32920.014 | 33943.4703 | 38245.0135 | 21643.5868 | 22936.9485 | 18097.9381 | 18313.7655 | 21242.8115 | 26704.698 | 14655.1518 | 14405.0251 | 20186.2262 | 20746.5581 | 21420.2641 | 24088.8486 | 20629.0297 | 25972.3183 | 21098.6945 | 19108.8551 | 16940.5865 | 21330.5547 | 23736.7468 | 18771.1632 | 13712.3941 | 17894.1164 | 36981.8067 | 12130.0075 | 23831.1637 | 20165.1133 | 6805.7817 | 6815.4902 | 5478.3105 | 482.763 | 4601.64 | 22718.6353 | 8802.8913 | 14206.4219 | 4682.3352 | 9934.2284 | 3800.7045 | 7692.0975 | 16440.5302 | 1260.7244 | 5407.0378 | 12034.9443 | 6715.5745 | 482.763 | 482.763 | 2592.233 | 6677.2139 | 482.763 | 1512.8256 | 482.763 | 1052.8034 | 482.763 | 482.763 | 482.763 | 482.763 | 482.763 | 493.7215 | 454.2711 | 478.3796 | 392.176 | 370.9869 | 370.9869 | 370.9869 | 370.9869 | 370.9869 | 370.9869 | 370.9869 | 370.9869 | 370.9869 | 370.9869 | 370.9869 | 370.9869 | 370.9869 | 370.9869 | 370.9869 | 370.9869 | 370.9869
7 |  |  | Zone transformers |  | 0 | 0 | 0 | 0 | 0 | 0 | 0 | 0 | 0 | 0 | 0 | 0 | 0 | 0 | 0 | 0 | 0 | 0 | 0 | 0 | 0 | 0 | 0 | 0 | 0 | 0 | 0 | 0 | 0 | 0 | 0 | 0 | 0 | 0 | 0 | 0 | 0 | 0 | 0 | 0 | 0 | 0 | 0 | 0 | 0 | 0 | 0 | 0 | 0 | 0 | 0 | 0 | 0 | 0 | 0 | 0 | 0 | 0 | 0 | 0 | 0 | 0 | 0 | 0 | 0 | 0 | 0 | 0 | 0 | 0 | 0 | 0 | 0 | 0 | 0 | 0 | 0 | 0 | 0 | 0 | 0 | 0 | 0 | 0 | 0 | 0 | 0 | 0 | 0 | 0 | 0 |  | 0 | 0 | 0 | 0 | 0 | 0 | 0 | 0 | 0 | 0 | 0 | 0 | 0 | 0 | 0 | 0 | 0 | 0 | 0 | 0 | 0 | 0 | 0 | 0 | 0 | 0 | 0 | 0 | 0 | 0 | 0 | 0 | 0 | 0 | 0 | 0 | 0 | 0 | 0 | 0 | 0 | 0 | 0 | 0 | 0 | 0 | 0 | 0 | 0 | 0 | 0 | 0 | 0 | 0 | 0 | 0 | 0 | 0 | 0 | 0 | 0 | 0 | 0 | 0 | 0 | 0 | 0 | 0 | 0 | 0 | 0 | 0 | 0 | 0 | 0 | 0 | 0 | 0 | 0 | 0 | 0 | 0 | 0 | 0 | 0 | 0 | 0 | 0 | 0 | 0 | 0
8 |  |  | Zone switchgear |  | 0 | 0 | 0 | 0 | 0 | 0 | 0 | 0 | 0 | 0 | 0 | 0 | 0 | 0 | 0 | 0 | 0 | 0 | 0 | 0 | 0 | 0 | 0 | 0 | 0 | 0 | 0 | 0 | 0 | 0 | 0 | 0 | 0 | 0 | 0 | 0 | 0 | 0 | 0 | 0 | 0 | 0 | 0 | 0 | 0 | 0 | 0 | 0 | 0 | 0 | 0 | 0 | 0 | 0 | 0 | 0 | 0 | 0 | 0 | 0 | 0 | 0 | 0 | 0 | 0 | 0 | 0 | 0 | 0 | 0 | 0 | 0 | 0 | 0 | 0 | 0 | 0 | 0 | 0 | 0 | 0 | 0 | 0 | 0 | 0 | 0 | 0 | 0 | 0 | 0 | 0 |  | 0 | 0 | 0 | 0 | 0 | 0 | 0 | 0 | 0 | 0 | 0 | 0 | 0 | 0 | 0 | 0 | 0 | 0 | 0 | 0 | 0 | 0 | 0 | 0 | 0 | 0 | 0 | 0 | 0 | 0 | 0 | 0 | 0 | 0 | 0 | 0 | 0 | 0 | 0 | 0 | 0 | 0 | 0 | 0 | 0 | 0 | 0 | 0 | 0 | 0 | 0 | 0 | 0 | 0 | 0 | 0 | 0 | 0 | 0 | 0 | 0 | 0 | 0 | 0 | 0 | 0 | 0 | 0 | 0 | 0 | 0 | 0 | 0 | 0 | 0 | 0 | 0 | 0 | 0 | 0 | 0 | 0 | 0 | 0 | 0 | 0 | 0 | 0 | 0 | 0 | 0
9 |  |  | Public Lighting |  | 52709 | 21216 | 32589 | 35203 | 30886 | 20852 | 21292 | 23801 | 12215 | 12061 | 11378 | 10559 | 6624 | 4158 | 5817 | 6301 | 3074 | 3437 | 3310 | 1410 | 2229 | 2230 | 1396 | 8971 | 1898 | 1893 | 1505 | 549 | 765 | 1091 | 429 | 254 | 227 | 338 | 651 | 104 | 246 | 212 | 466 | 139 | 128 | 152 | 137 | 90 | 12364 | 147 | 116 | 115 | 69 | 69 | 60 | 66 | 31 | 41 | 33919 | 27 | 14 | 13 | 3 | 5 | 8 | 3 | 7 | 3 | 19 | 0 | 2 | 3 | 0 | 2 | 0 | 0 | 2 | 6 | 24 | 7 | 14 | 4 | 2 | 3 | 6 | 3 | 2 | 0 | 0 | 0 | 0 | 0 | 0 | 0 | 0 |  | 318339.0105 | 130932.1892 | 202344.3581 | 214489.7049 | 189651.2062 | 130780.1074 | 125959.7482 | 144832.8721 | 77531.117 | 78035.5399 | 79524.5267 | 75562.6771 | 49430.7065 | 28165.1787 | 42683.6109 | 42883.4437 | 22115.0302 | 22107.2466 | 20778.4524 | 9515.413 | 16819.4563 | 17567.0389 | 10084.4242 | 56372.0497 | 15329.184 | 15946.1422 | 13173.4829 | 4754.4567 | 6795.2492 | 8736.5647 | 3812.9419 | 2256.9375 | 2016.1224 | 3003.8196 | 4957.007 | 925.4571 | 2186.5517 | 1875.295 | 4091.9646 | 1232.5572 | 1136.6143 | 1352.9927 | 1096.7794 | 800.9767 | 67905.5952 | 1307.0437 | 1033.6463 | 1025.5007 | 604.3445 | 614.2562 | 535.7249 | 589.8195 | 278.6186 | 365.2955 | 186601.5071 | 240.8151 | 124.4804 | 116.3348 | 29.6579 | 45.949 | 75.6069 | 29.6579 | 62.2402 | 29.6579 | 170.4294 | 0 | 21.5123 | 29.6579 | 0 | 21.5123 | 0 | 0 | 21.5123 | 54.0946 | 216.3784 | 62.2402 | 124.4804 | 37.8035 | 21.5123 | 29.6579 | 54.0946 | 29.6579 | 21.5123 | 0 | 0 | 0 | 0 | 0 | 0 | 0 | 0
10 |  |  | Protection/Scada |  | 402.7 | 243.3 | 795.8 | 293.4 | 415.2 | 275.4 | 289.6 | 232.6 | 151 | 142.3 | 148.9 | 152.5 | 169.8 | 696 | 162 | 153 | 106 | 82 | 45 | 172 | 61 | 39 | 45 | 45 | 51 | 42 | 113 | 121 | 113 | 116 | 116 | 102 | 103 | 108 | 112 | 100 | 52 | 36 | 47 | 11 | 47 | 47 | 47 | 29 | 20 | 18 | 8 | 6 | 14 | 15 | 11 | 33 | 35 | 15 | 34 | 10 | 16 | 16 | 16 | 16 | 16 | 16 | 16 | 16 | 12 | 15 | 0 | 0 | 0 | 0 | 0 | 0 | 0 | 0 | 0 | 0 | 0 | 0 | 0 | 0 | 0 | 0 | 0 | 0 | 0 | 0 | 0 | 0 | 0 | 0 | 0 |  | 11098.6305 | 6705.48 | 21932.6798 | 8086.2632 | 11443.1373 | 7590.1734 | 7981.5331 | 6410.5822 | 4161.6419 | 3921.8652 | 4103.7648 | 4202.9828 | 4679.7801 | 19182.1377 | 4464.8079 | 4216.763 | 2921.4175 | 2259.9645 | 1240.2244 | 4740.4133 | 1681.1931 | 1074.8612 | 1240.2244 | 1240.2244 | 1405.5877 | 1157.5428 | 3114.3413 | 3334.8257 | 3114.3413 | 3197.0229 | 3197.0229 | 2811.1753 | 2838.7359 | 2976.5386 | 3086.7808 | 2756.0543 | 1433.1482 | 992.1795 | 1295.3455 | 303.166 | 1295.3455 | 1295.3455 | 1295.3455 | 799.2557 | 551.2109 | 496.0898 | 220.4843 | 165.3633 | 385.8476 | 413.4081 | 303.166 | 909.4979 | 964.619 | 413.4081 | 937.0584 | 275.6054 | 440.9687 | 440.9687 | 440.9687 | 440.9687 | 440.9687 | 440.9687 | 440.9687 | 440.9687 | 330.7265 | 413.4081 | 0 | 0 | 0 | 0 | 0 | 0 | 0 | 0 | 0 | 0 | 0 | 0 | 0 | 0 | 0 | 0 | 0 | 0 | 0 | 0 | 0 | 0 | 0 | 0 | 0
11 |  |  | Poletop Structures |  | 3473 | 5821 | 6629 | 5286 | 9415 | 10171 | 9038 | 11969 | 10199 | 9864 | 11807 | 7363 | 6759 | 9283 | 7621 | 6086 | 4773 | 5814 | 4484 | 5879 | 7287 | 8906 | 7376 | 8282 | 14077 | 15940 | 18027 | 13659 | 17152 | 16919 | 19362 | 13016 | 10614 | 18649 | 19029 | 7514 | 15657 | 16710 | 16538 | 12466 | 7893 | 8145 | 7717 | 6925 | 7159 | 9372 | 7878 | 7512 | 6703 | 6641 | 6571 | 3657 | 4283 | 4576 | 3277 | 2306 | 2266 | 2084 | 840 | 1331 | 1118 | 1087 | 1201 | 1083 | 1350 | 625 | 320 | 291 | 343 | 272 | 161 | 240 | 419 | 812 | 2029 | 1145 | 1823 | 685 | 407 | 263 | 294 | 138 | 85 | 30 | 39 | 0 | 0 | 0 | 0 | 0 | 0 |  | 9455.9294 | 16043.1066 | 18396.607 | 14585.7727 | 26263.7738 | 27951.4999 | 24834.1289 | 33031.8572 | 27999.3845 | 27122.7908 | 32793.3305 | 20225.198 | 18611.1912 | 25723.4529 | 20862.1044 | 16709.6173 | 12968.4682 | 16076.2891 | 12477.0721 | 16123.1714 | 19905.8724 | 24291.1916 | 20040.8001 | 22491.612 | 38559.1872 | 43617.8563 | 49093.6782 | 37283.5606 | 46626.3436 | 45994.2654 | 53176.8738 | 35871.1809 | 29057.9292 | 51211.7373 | 52051.6227 | 20436.0588 | 42684.7521 | 45542.7395 | 45366.7768 | 34223.2145 | 21642.6722 | 22182.4216 | 21095.0043 | 18861.4149 | 19515.1383 | 25500.9751 | 21357.0422 | 20399.6811 | 18245.8299 | 18034.6501 | 17849.7824 | 9959.8239 | 11613.4935 | 12452.5543 | 8892.7601 | 6255.9394 | 6139.9386 | 5670.3684 | 2294.9705 | 3625.517 | 3031.0473 | 2962.4281 | 3261.9541 | 2942.3462 | 3668.113 | 1693.7296 | 867.9906 | 788.8225 | 930.1543 | 736.8815 | 436.2617 | 705.1896 | 1150.797 | 2211.1373 | 5507.5845 | 3108.5494 | 4940.1237 | 1855.7467 | 1103.8071 | 735.0894 | 815.9668 | 374.026 | 230.2852 | 81.3131 | 105.7539 | 0 | 0 | 0 | 0 | 0 | 0
12 |  |  | 0 |  | 0 | 0 | 0 | 0 | 0 | 0 | 0 | 0 | 0 | 0 | 0 | 0 | 0 | 0 | 0 | 0 | 0 | 0 | 0 | 0 | 0 | 0 | 0 | 0 | 0 | 0 | 0 | 0 | 0 | 0 | 0 | 0 | 0 | 0 | 0 | 0 | 0 | 0 | 0 | 0 | 0 | 0 | 0 | 0 | 0 | 0 | 0 | 0 | 0 | 0 | 0 | 0 | 0 | 0 | 0 | 0 | 0 | 0 | 0 | 0 | 0 | 0 | 0 | 0 | 0 | 0 | 0 | 0 | 0 | 0 | 0 | 0 | 0 | 0 | 0 | 0 | 0 | 0 | 0 | 0 | 0 | 0 | 0 | 0 | 0 | 0 | 0 | 0 | 0 | 0 | 0 |  | 0 | 0 | 0 | 0 | 0 | 0 | 0 | 0 | 0 | 0 | 0 | 0 | 0 | 0 | 0 | 0 | 0 | 0 | 0 | 0 | 0 | 0 | 0 | 0 | 0 | 0 | 0 | 0 | 0 | 0 | 0 | 0 | 0 | 0 | 0 | 0 | 0 | 0 | 0 | 0 | 0 | 0 | 0 | 0 | 0 | 0 | 0 | 0 | 0 | 0 | 0 | 0 | 0 | 0 | 0 | 0 | 0 | 0 | 0 | 0 | 0 | 0 | 0 | 0 | 0 | 0 | 0 | 0 | 0 | 0 | 0 | 0 | 0 | 0 | 0 | 0 | 0 | 0 | 0 | 0 | 0 | 0 | 0 | 0 | 0 | 0 | 0 | 0 | 0 | 0 | 0
|  |  | Total |  | 66939.9386 | 40298.5381 | 52770.2895 | 56000.5713 | 62295.0326 | 51668.638 | 51882.3257 | 59159.2113 | 43995.4479 | 42857.1248 | 43835.5662 | 37431.5069 | 32099.1928 | 34945.5391 | 28998.5457 | 27065.433 | 20451.3881 | 23605.2003 | 22499.7624 | 25283.4784 | 23540.5752 | 27852.1317 | 26283.2644 | 35172.6652 | 40079.2335 | 45602.8046 | 48526.9921 | 37364.1109 | 46329.713 | 43661.6718 | 46076.3758 | 36214.2916 | 31627.5653 | 41773.7402 | 44815.0163 | 19330.2406 | 35233.0787 | 34642.3011 | 38119.0571 | 29003.0846 | 20361.1911 | 21656.6555 | 19354.1917 | 14456.463 | 30705.1477 | 26255.2292 | 23599.3171 | 24308.4139 | 23190.878 | 25807.0246 | 24912.4064 | 13132.1005 | 14345.8 | 13229.4 | 44843.9005 | 9592.1 | 8790.4005 | 8575.5 | 2875.035 | 4430.1 | 3895.6 | 3064.5 | 3579.9005 | 3168.1 | 3899.2 | 1875.8005 | 952.8 | 788.9 | 871.3 | 784.1 | 546.7 | 736.3 | 1111.1 | 2249 | 5143 | 3304.5 | 5785.2 | 1745.9 | 1033.3 | 616.9 | 632.7 | 336.6 | 202.3 | 97.4 | 119.2 | 40 | 40 | 40 | 40 | 40 | 40 | 0 | 561354.1229 | 420099.6773 | 471937.7373 | 546119.0979 | 635977.7132 | 423375.7472 | 473864.6419 | 564351.8185 | 424162.2022 | 389454.9869 | 501336.4597 | 361841.4992 | 309677.731 | 366413.7797 | 278667.0484 | 281942.2093 | 176465.8012 | 202368.0246 | 168686.6777 | 207753.7648 | 278671.6031 | 307597.4481 | 244408.6781 | 288740.4496 | 442934.396 | 548694.4637 | 521502.2559 | 425785.0508 | 457819.9612 | 450252.9395 | 614104.666 | 410246.662 | 326586.8359 | 536568.2538 | 511452.9998 | 167834.052 | 388216.6524 | 361455.7788 | 429668.5966 | 352136.4617 | 223164.1956 | 209784.0341 | 206897.1387 | 147953.7983 | 348142.5365 | 324488.9032 | 239727.3789 | 308890.2646 | 290433.5127 | 307940.4304 | 321941.3624 | 173227.6815 | 184493.8931 | 164482.662 | 315123.8652 | 120305.554 | 91882.791 | 167270.5082 | 76831.6509 | 50685.4351 | 37304.0119 | 36908.4455 | 34353.5621 | 32035.2243 | 44661.596 | 17932.7146 | 15217.2558 | 8768.5735 | 6993.1961 | 5974.0287 | 4134.139 | 35619.5452 | 14758.771 | 37515.2541 | 40834.1051 | 27549.8884 | 46764.1872 | 14406.0148 | 8804.4061 | 4327.6165 | 4668.7762 | 2610.9256 | 1492.8766 | 790.2383 | 987.1933 | 370.9869 | 370.9869 | 370.9869 | 370.9869 | 370.9869 | 370.9869
EDB categories
0 | 0 | 0 | 0 | 0 | 0 | 0 | 0 | 0 | 0 | 0 | 0 | 0 | 0 | 0 | 0 | 0 | 0 | 0 | 0 | 0 | 0 | 0 | 0 | 0 | 0 | 0 | 0 | 0 | 0 | 0 | 0 | 0 | 0 | 0 | 0 | 0 | 0 | 0 | 0 | 0 | 0 | 0 | 0 | 0 | 0 | 0 | 0 | 0 | 0 | 0 | 0 | 0 | 0 | 0 | 0 | 0 | 0 | 0 | 0 | 0 | 0 | 0 | 0 | 0 | 0 | 0 | 0 | 0 | 0 | 0 | 0 | 0 | 0 | 0 | 0 | 0 | 0 | 0 | 0 | 0 | 0 | 0 | 0 | 0 | 0 | 0 | 0 | 0 | 0 | 0 | 0 | 0 | 0 | 0 | 0 |  | 0 | 0 | 0 | 0 | 0 | 0 | 0 | 0 | 0 | 0 | 0 | 0 | 0 | 0 | 0 | 0 | 0 | 0 | 0 | 0 | 0 | 0 | 0 | 0 | 0 | 0 | 0 | 0 | 0 | 0 | 0 | 0 | 0 | 0 | 0 | 0 | 0 | 0 | 0 | 0 | 0 | 0 | 0 | 0 | 0 | 0 | 0 | 0 | 0 | 0 | 0 | 0 | 0 | 0 | 0 | 0 | 0 | 0 | 0 | 0 | 0 | 0 | 0 | 0 | 0 | 0 | 0 | 0 | 0 | 0 | 0 | 0 | 0 | 0 | 0 | 0 | 0 | 0 | 0 | 0 | 0 | 0 | 0 | 0 | 0 | 0 | 0 | 0 | 0 | 0 | 0
0 | 0 | 0 | 0 | 0 | 0 | 0 | 0 | 0 | 0 | 0 | 0 | 0 | 0 | 0 | 0 | 0 | 0 | 0 | 0 | 0 | 0 | 0 | 0 | 0 | 0 | 0 | 0 | 0 | 0 | 0 | 0 | 0 | 0 | 0 | 0 | 0 | 0 | 0 | 0 | 0 | 0 | 0 | 0 | 0 | 0 | 0 | 0 | 0 | 0 | 0 | 0 | 0 | 0 | 0 | 0 | 0 | 0 | 0 | 0 | 0 | 0 | 0 | 0 | 0 | 0 | 0 | 0 | 0 | 0 | 0 | 0 | 0 | 0 | 0 | 0 | 0 | 0 | 0 | 0 | 0 | 0 | 0 | 0 | 0 | 0 | 0 | 0 | 0 | 0 | 0 | 0 | 0 | 0 | 0 | 0 |  | 0 | 0 | 0 | 0 | 0 | 0 | 0 | 0 | 0 | 0 | 0 | 0 | 0 | 0 | 0 | 0 | 0 | 0 | 0 | 0 | 0 | 0 | 0 | 0 | 0 | 0 | 0 | 0 | 0 | 0 | 0 | 0 | 0 | 0 | 0 | 0 | 0 | 0 | 0 | 0 | 0 | 0 | 0 | 0 | 0 | 0 | 0 | 0 | 0 | 0 | 0 | 0 | 0 | 0 | 0 | 0 | 0 | 0 | 0 | 0 | 0 | 0 | 0 | 0 | 0 | 0 | 0 | 0 | 0 | 0 | 0 | 0 | 0 | 0 | 0 | 0 | 0 | 0 | 0 | 0 | 0 | 0 | 0 | 0 | 0 | 0 | 0 | 0 | 0 | 0 | 0
0 | 0 | 0 | Poles | 0 | 0 | 0 | 0 | 0 | 0 | 0 | 0 | 0 | 0 | 0 | 0 | 0 | 0 | 0 | 0 | 0 | 0 | 0 | 0 | 0 | 0 | 0 | 0 | 0 | 0 | 0 | 0 | 0 | 0 | 0 | 0 | 0 | 0 | 0 | 0 | 0 | 0 | 0 | 0 | 0 | 0 | 0 | 0 | 0 | 0 | 0 | 0 | 0 | 0 | 0 | 0 | 0 | 0 | 0 | 0 | 0 | 0 | 0 | 0 | 0 | 0 | 0 | 0 | 0 | 0 | 0 | 0 | 0 | 0 | 0 | 0 | 0 | 0 | 0 | 0 | 0 | 0 | 0 | 0 | 0 | 0 | 0 | 0 | 0 | 0 | 0 | 0 | 0 | 0 | 0 | 0 |  | 0 | 0 | 0 | 0 | 0 | 0 | 0 | 0 | 0 | 0 | 0 | 0 | 0 | 0 | 0 | 0 | 0 | 0 | 0 | 0 | 0 | 0 | 0 | 0 | 0 | 0 | 0 | 0 | 0 | 0 | 0 | 0 | 0 | 0 | 0 | 0 | 0 | 0 | 0 | 0 | 0 | 0 | 0 | 0 | 0 | 0 | 0 | 0 | 0 | 0 | 0 | 0 | 0 | 0 | 0 | 0 | 0 | 0 | 0 | 0 | 0 | 0 | 0 | 0 | 0 | 0 | 0 | 0 | 0 | 0 | 0 | 0 | 0 | 0 | 0 | 0 | 0 | 0 | 0 | 0 | 0 | 0 | 0 | 0 | 0 | 0 | 0 | 0 | 0 | 0 | 0
1 | 0 | 0 | STAKING OF A WOODEN POLE | 25.3595 | 1066 | 1309 | 1133 | 847 | 802 | 512 | 698 | 1061 | 869 | 966 | 658 | 607 | 560 | 366 | 209 | 231 | 163 | 1679 | 1495 | 789 | 690 | 495 | 571 | 967 | 1070 | 1660 | 415 | 146 | 75 | 103 | 59 | 52 | 55 | 56 | 58 | 0 | 0 | 0 | 0 | 0 | 0 | 0 | 0 | 0 | 0 | 0 | 0 | 0 | 0 | 0 | 0 | 0 | 0 | 0 | 0 | 0 | 0 | 0 | 0 | 0 | 0 | 0 | 0 | 0 | 0 | 0 | 0 | 0 | 0 | 0 | 0 | 0 | 0 | 0 | 0 | 0 | 0 | 0 | 0 | 0 | 0 | 0 | 0 | 0 | 0 | 0 | 0 | 0 | 0 | 0 | 0 |  | 12023.5635 | 14764.3946 | 12779.2659 | 9553.4318 | 9045.8705 | 5774.9198 | 7872.8399 | 11967.1678 | 9801.5729 | 10895.6495 | 7421.6743 | 6846.4381 | 6316.3185 | 4128.1653 | 2357.3403 | 2605.4814 | 1838.4999 | 18937.6765 | 16862.3147 | 8899.2417 | 7782.6068 | 5583.1744 | 6440.3891 | 10906.9286 | 12068.6801 | 18723.3728 | 4680.8432 | 1646.7545 | 845.9355 | 1161.7514 | 665.4693 | 586.5153 | 620.3527 | 631.6319 | 654.1901 | 0 | 0 | 0 | 0 | 0 | 0 | 0 | 0 | 0 | 0 | 0 | 0 | 0 | 0 | 0 | 0 | 0 | 0 | 0 | 0 | 0 | 0 | 0 | 0 | 0 | 0 | 0 | 0 | 0 | 0 | 0 | 0 | 0 | 0 | 0 | 0 | 0 | 0 | 0 | 0 | 0 | 0 | 0 | 0 | 0 | 0 | 0 | 0 | 0 | 0 | 0 | 0 | 0 | 0 | 0 | 0
1 | 0 | 0 | ˂ = 1 kV; WOOD | 74.3441 | 300 | 417 | 449 | 289 | 393 | 663 | 383 | 463 | 459 | 630 | 592 | 568 | 482 | 758 | 653 | 438 | 50 | 20 | 15 | 8 | 4 | 20 | 17 | 38 | 395 | 1249 | 1233 | 1090 | 3214 | 2147 | 2523 | 1927 | 1846 | 2016 | 3695 | 1879 | 2259 | 1849 | 3538 | 3185 | 2581 | 3219 | 2705 | 2159 | 2378 | 3236 | 3156 | 3253 | 2241 | 2575 | 2581 | 1548 | 1788 | 1581 | 1484 | 1185 | 1115 | 1181 | 322 | 469 | 420 | 463 | 594 | 446 | 768 | 298 | 198 | 150 | 136 | 105 | 35 | 29 | 130 | 400 | 918 | 496 | 857 | 234 | 181 | 68 | 137 | 71 | 28 | 16 | 21 | 0 | 0 | 0 | 0 | 0 | 0 |  | 1985.962 | 2760.4872 | 2972.3231 | 1913.1434 | 2601.6102 | 4388.976 | 2535.4115 | 3065.0013 | 3038.5219 | 4170.5202 | 3918.965 | 3760.088 | 3190.7789 | 5017.864 | 4322.7773 | 2899.5045 | 330.9937 | 132.3975 | 99.2981 | 52.959 | 26.4795 | 132.3975 | 112.5378 | 251.5552 | 2614.85 | 8268.2218 | 8162.3038 | 7215.6619 | 21276.2728 | 14212.868 | 16701.9404 | 12756.4959 | 12220.2861 | 13345.6646 | 24460.4319 | 12438.742 | 14954.2938 | 12240.1458 | 23421.1118 | 21084.2965 | 17085.893 | 21309.3722 | 17906.7573 | 14292.3065 | 15742.0587 | 21421.9101 | 20892.3202 | 21534.4479 | 14835.1361 | 17046.1738 | 17085.893 | 10247.5639 | 11836.3335 | 10466.0197 | 9823.892 | 7844.5499 | 7381.1587 | 7818.0704 | 2131.5992 | 3104.7206 | 2780.3468 | 3065.0013 | 3932.2048 | 2952.4635 | 5084.0627 | 1972.7222 | 1310.7349 | 992.981 | 900.3028 | 695.0867 | 231.6956 | 191.9763 | 860.5835 | 2647.9493 | 6077.0437 | 3283.4572 | 5673.2314 | 1549.0504 | 1198.1971 | 450.1514 | 906.9226 | 470.011 | 185.3565 | 105.918 | 139.0173 | 0 | 0 | 0 | 0 | 0 | 0
1 | 0 | 0 | > 1 kV & < = 11 kV; WOOD | 68.599 | 12 | 19 | 10 | 7 | 2 | 7 | 10 | 7 | 10 | 5 | 13 | 7 | 5 | 10 | 6 | 2 | 2 | 3 | 8 | 3 | 0 | 9 | 0 | 6 | 33 | 15 | 7 | 8 | 4 | 20 | 20 | 19 | 3 | 4 | 16 | 5 | 30 | 11 | 3 | 9 | 12 | 9 | 18 | 7 | 22 | 9 | 17 | 13 | 33 | 18 | 5 | 11 | 15 | 20 | 11 | 23 | 10 | 4 | 0 | 0 | 7 | 2 | 0 | 2 | 4 | 0 | 0 | 0 | 2 | 0 | 0 | 0 | 0 | 9 | 3 | 3 | 3 | 0 | 0 | 0 | 0 | 0 | 0 | 0 | 0 | 0 | 0 | 0 | 0 | 0 | 0 |  | 76.7946 | 121.5914 | 63.9955 | 44.7968 | 12.7991 | 44.7968 | 63.9955 | 44.7968 | 63.9955 | 31.9977 | 83.1941 | 44.7968 | 31.9977 | 63.9955 | 38.3973 | 12.7991 | 12.7991 | 19.1986 | 51.1964 | 19.1986 | 0 | 57.5959 | 0 | 38.3973 | 211.185 | 95.9932 | 44.7968 | 51.1964 | 25.5982 | 127.9909 | 127.9909 | 121.5914 | 19.1986 | 25.5982 | 102.3927 | 31.9977 | 191.9864 | 70.395 | 19.1986 | 57.5959 | 76.7946 | 57.5959 | 115.1918 | 44.7968 | 140.79 | 57.5959 | 108.7923 | 83.1941 | 211.185 | 115.1918 | 31.9977 | 70.395 | 95.9932 | 127.9909 | 70.395 | 147.1896 | 63.9955 | 25.5982 | 0 | 0 | 44.7968 | 12.7991 | 0 | 12.7991 | 25.5982 | 0 | 0 | 0 | 12.7991 | 0 | 0 | 0 | 0 | 57.5959 | 19.1986 | 19.1986 | 19.1986 | 0 | 0 | 0 | 0 | 0 | 0 | 0 | 0 | 0 | 0 | 0 | 0 | 0 | 0
1 | 0 | 0 | ˃ 11 kV & < = 22 kV; WOOD | 70.2634 | 814 | 1394 | 1568 | 1215 | 1199 | 1729 | 1615 | 1750 | 1821 | 2674 | 3196 | 2715 | 2103 | 3721 | 3292 | 1915 | 356 | 164 | 122 | 171 | 157 | 540 | 111 | 589 | 1606 | 1494 | 2785 | 1506 | 4591 | 4411 | 5583 | 5142 | 5227 | 7037 | 6981 | 2630 | 4653 | 7206 | 7223 | 5543 | 4057 | 3664 | 3564 | 3076 | 4992 | 7775 | 8127 | 8285 | 9833 | 11681 | 11431 | 5134 | 4826 | 4781 | 4065 | 3689 | 3660 | 3603 | 846 | 1815 | 1378 | 1001 | 1169 | 1165 | 1219 | 665 | 240 | 182 | 236 | 266 | 220 | 84 | 337 | 588 | 1677 | 1321 | 2577 | 648 | 313 | 162 | 84 | 61 | 35 | 7 | 8 | 0 | 0 | 0 | 0 | 0 | 0 |  | 5406.663 | 9259.0764 | 10414.8004 | 8070.1419 | 7963.8684 | 11484.1772 | 10726.9787 | 11623.6612 | 12095.2497 | 17760.9543 | 21228.1263 | 18033.28 | 13968.3197 | 24715.2247 | 21865.7672 | 12719.6064 | 2364.5848 | 1089.3031 | 810.3352 | 1135.7977 | 1042.8085 | 3586.7297 | 737.2722 | 3912.1922 | 10667.1999 | 9923.2856 | 18498.2265 | 10002.9907 | 30493.8448 | 29298.2682 | 37082.8002 | 34153.6375 | 34718.2154 | 46740.4021 | 46368.4449 | 17468.7022 | 30905.6545 | 47862.9156 | 47975.8312 | 36817.1165 | 26946.9676 | 24336.6254 | 23672.4162 | 20431.0753 | 33157.3237 | 51642.266 | 53980.2824 | 55029.733 | 65311.6915 | 77586.2777 | 75925.7547 | 34100.5008 | 32054.7364 | 31755.8423 | 27000.1044 | 24502.6777 | 24310.0571 | 23931.4578 | 5619.2099 | 12055.3971 | 9152.8029 | 6648.7342 | 7764.6057 | 7738.0373 | 8096.7103 | 4416.9912 | 1594.1021 | 1208.8608 | 1567.5337 | 1766.7965 | 1461.2603 | 557.9357 | 2238.385 | 3905.5502 | 11138.7884 | 8774.2037 | 17116.6713 | 4304.0757 | 2078.9748 | 1076.0189 | 557.9357 | 405.1676 | 232.4732 | 46.4946 | 53.1367 | 0 | 0 | 0 | 0 | 0 | 0
1 | 0 | 0 | > 22 kV & < = 66 kV; WOOD | 73.1287 | 45 | 208 | 463 | 292 | 343 | 87 | 314 | 290 | 378 | 214 | 668 | 268 | 274 | 343 | 271 | 287 | 27 | 13 | 13 | 26 | 10 | 44 | 8 | 35 | 281 | 175 | 56 | 42 | 46 | 86 | 293 | 132 | 123 | 360 | 201 | 129 | 44 | 430 | 757 | 817 | 388 | 226 | 338 | 209 | 753 | 556 | 165 | 446 | 397 | 332 | 497 | 256 | 192 | 291 | 127 | 150 | 43 | 482 | 332 | 57 | 18 | 62 | 27 | 51 | 34 | 21 | 21 | 7 | 7 | 4 | 2 | 266 | 68 | 183 | 62 | 26 | 21 | 5 | 4 | 56 | 26 | 2 | 0 | 0 | 2 | 0 | 0 | 0 | 0 | 0 | 0 |  | 374.046 | 1728.9237 | 3848.5177 | 2427.1429 | 2851.0617 | 723.1556 | 2610.0099 | 2410.5187 | 3141.9864 | 1778.7965 | 5552.5051 | 2227.6517 | 2277.5245 | 2851.0617 | 2252.5881 | 2385.5823 | 224.4276 | 108.0577 | 108.0577 | 216.1155 | 83.1213 | 365.7339 | 66.4971 | 290.9247 | 2335.7095 | 1454.6233 | 465.4795 | 349.1096 | 382.3581 | 714.8435 | 2435.4551 | 1097.2016 | 1022.3924 | 2992.368 | 1670.7388 | 1072.2652 | 365.7339 | 3574.2173 | 6292.2849 | 6791.0129 | 3225.1077 | 1878.5421 | 2809.5011 | 1737.2359 | 6259.0364 | 4621.5461 | 1371.502 | 3707.2115 | 3299.9169 | 2759.6283 | 4131.1303 | 2127.9061 | 1595.9296 | 2418.8308 | 1055.6409 | 1246.82 | 357.4217 | 4006.4483 | 2759.6283 | 473.7916 | 149.6184 | 515.3523 | 224.4276 | 423.9188 | 282.6125 | 174.5548 | 174.5548 | 58.1849 | 58.1849 | 33.2485 | 16.6243 | 2211.0275 | 565.2251 | 1521.1204 | 515.3523 | 216.1155 | 174.5548 | 41.5607 | 33.2485 | 465.4795 | 216.1155 | 16.6243 | 0 | 0 | 16.6243 | 0 | 0 | 0 | 0 | 0 | 0
1 | 0 | 0 | ˂ = 1 kV; CONCRETE | 54.6572 | 235 | 355 | 302 | 244 | 277 | 258 | 158 | 440 | 247 | 85 | 8 | 3 | 2 | 7 | 16 | 81 | 228 | 346 | 129 | 532 | 776 | 1498 | 1310 | 880 | 1175 | 1985 | 2158 | 1523 | 1401 | 1500 | 788 | 653 | 96 | 635 | 744 | 6 | 795 | 401 | 251 | 69 | 77 | 381 | 201 | 2 | 3 | 3 | 2 | 0 | 0 | 0 | 0 | 0 | 2 | 0 | 0 | 0 | 3 | 0 | 0 | 0 | 0 | 0 | 0 | 0 | 0 | 2 | 0 | 0 | 2 | 0 | 0 | 0 | 0 | 0 | 0 | 0 | 0 | 0 | 0 | 0 | 0 | 0 | 0 | 0 | 0 | 0 | 0 | 0 | 0 | 0 | 0 |  | 4155.6533 | 6277.689 | 5340.4566 | 4314.806 | 4898.3658 | 4562.3768 | 2794.0137 | 7780.7977 | 4367.8569 | 1503.1086 | 141.469 | 53.0509 | 35.3673 | 123.7854 | 282.9381 | 1432.3741 | 4031.8679 | 6118.5364 | 2281.1884 | 9407.6917 | 13722.4977 | 26490.0794 | 23165.5567 | 15561.5953 | 20778.2665 | 35102.0077 | 38161.2759 | 26932.1701 | 24774.7671 | 26525.4466 | 13934.7013 | 11547.4111 | 1697.6286 | 11229.1057 | 13156.6215 | 106.1018 | 14058.4867 | 7091.1361 | 4438.5914 | 1220.1705 | 1361.6396 | 6737.4634 | 3554.4098 | 35.3673 | 53.0509 | 53.0509 | 35.3673 | 0 | 0 | 0 | 0 | 0 | 35.3673 | 0 | 0 | 0 | 53.0509 | 0 | 0 | 0 | 0 | 0 | 0 | 0 | 0 | 35.3673 | 0 | 0 | 35.3673 | 0 | 0 | 0 | 0 | 0 | 0 | 0 | 0 | 0 | 0 | 0 | 0 | 0 | 0 | 0 | 0 | 0 | 0 | 0 | 0 | 0 | 0
1 | 0 | 0 | > 1 kV & < = 11 kV; CONCRETE | 38.9 | 0 | 0 | 2 | 0 | 0 | 0 | 0 | 0 | 0 | 0 | 0 | 0 | 0 | 0 | 0 | 0 | 11 | 6 | 4 | 5 | 3 | 3 | 3 | 3 | 4 | 2 | 3 | 1 | 1 | 2 | 6 | 3 | 2 | 0 | 0 | 0 | 1 | 0 | 0 | 0 | 0 | 0 | 0 | 0 | 0 | 0 | 0 | 0 | 0 | 0 | 0 | 0 | 0 | 0 | 0 | 0 | 0 | 0 | 0 | 0 | 0 | 0 | 0 | 0 | 0 | 0 | 0 | 0 | 0 | 0 | 0 | 0 | 0 | 0 | 0 | 0 | 0 | 0 | 0 | 0 | 0 | 0 | 0 | 0 | 0 | 0 | 0 | 0 | 0 | 0 | 0 |  | 0 | 0 | 34.4847 | 0 | 0 | 0 | 0 | 0 | 0 | 0 | 0 | 0 | 0 | 0 | 0 | 0 | 189.6657 | 103.454 | 68.9694 | 86.2117 | 51.727 | 51.727 | 51.727 | 51.727 | 68.9694 | 34.4847 | 51.727 | 17.2423 | 17.2423 | 34.4847 | 103.454 | 51.727 | 34.4847 | 0 | 0 | 0 | 17.2423 | 0 | 0 | 0 | 0 | 0 | 0 | 0 | 0 | 0 | 0 | 0 | 0 | 0 | 0 | 0 | 0 | 0 | 0 | 0 | 0 | 0 | 0 | 0 | 0 | 0 | 0 | 0 | 0 | 0 | 0 | 0 | 0 | 0 | 0 | 0 | 0 | 0 | 0 | 0 | 0 | 0 | 0 | 0 | 0 | 0 | 0 | 0 | 0 | 0 | 0 | 0 | 0 | 0 | 0
1 | 0 | 0 | ˃ 11 kV & < = 22 kV; CONCRETE | 48.6143 | 1065 | 1961 | 1555 | 1252 | 1519 | 1421 | 1070 | 2479 | 1479 | 443 | 11 | 2 | 6 | 15 | 39 | 619 | 1428 | 2019 | 1732 | 2152 | 3133 | 4479 | 3597 | 3422 | 5934 | 6374 | 7402 | 5533 | 4676 | 5248 | 4917 | 2134 | 728 | 2371 | 2015 | 11 | 1306 | 681 | 267 | 82 | 9 | 103 | 34 | 2 | 9 | 0 | 0 | 0 | 0 | 0 | 4 | 0 | 2 | 2 | 0 | 2 | 4 | 0 | 0 | 0 | 0 | 0 | 0 | 0 | 0 | 2 | 0 | 0 | 0 | 0 | 0 | 0 | 0 | 0 | 0 | 0 | 0 | 0 | 0 | 0 | 0 | 0 | 0 | 0 | 0 | 0 | 0 | 0 | 0 | 0 | 0 |  | 18363.092 | 33812.2286 | 26811.8386 | 21587.4096 | 26191.1144 | 24501.3651 | 18449.3037 | 42743.7607 | 25501.4208 | 7638.3566 | 189.6657 | 34.4847 | 103.454 | 258.6351 | 672.4513 | 10673.0084 | 24622.0614 | 34812.2844 | 29863.7328 | 37105.5156 | 54020.2511 | 77228.4406 | 62020.6968 | 59003.2873 | 102316.0453 | 109902.6748 | 127627.8003 | 95401.8669 | 80625.1816 | 90487.8 | 84780.5855 | 36795.1534 | 12552.4235 | 40881.588 | 34743.315 | 189.6657 | 22518.496 | 11742.0335 | 4603.7048 | 1413.8719 | 155.1811 | 1775.961 | 586.2396 | 34.4847 | 155.1811 | 0 | 0 | 0 | 0 | 0 | 68.9694 | 0 | 34.4847 | 34.4847 | 0 | 34.4847 | 68.9694 | 0 | 0 | 0 | 0 | 0 | 0 | 0 | 0 | 34.4847 | 0 | 0 | 0 | 0 | 0 | 0 | 0 | 0 | 0 | 0 | 0 | 0 | 0 | 0 | 0 | 0 | 0 | 0 | 0 | 0 | 0 | 0 | 0 | 0 | 0
1 | 0 | 0 | > 22 kV & < = 66 kV; CONCRETE | 52.117 | 33 | 30 | 337 | 186 | 489 | 283 | 208 | 233 | 31 | 113 | 132 | 6 | 3 | 2 | 12 | 19 | 22 | 66 | 44 | 168 | 368 | 144 | 109 | 59 | 272 | 584 | 372 | 467 | 301 | 285 | 1013 | 688 | 503 | 866 | 721 | 26 | 545 | 234 | 40 | 0 | 7 | 19 | 26 | 0 | 3 | 0 | 2 | 0 | 0 | 0 | 0 | 0 | 0 | 0 | 0 | 0 | 0 | 0 | 0 | 0 | 0 | 0 | 0 | 0 | 0 | 0 | 0 | 0 | 0 | 0 | 0 | 0 | 0 | 0 | 0 | 0 | 0 | 0 | 0 | 0 | 0 | 0 | 0 | 0 | 0 | 0 | 0 | 0 | 0 | 0 | 0 |  | 777.9092 | 707.1902 | 7944.1031 | 4384.5791 | 11527.2 | 6671.1607 | 4903.1853 | 5492.5104 | 730.7632 | 2663.7497 | 3111.6368 | 141.438 | 70.719 | 47.146 | 282.8761 | 447.8871 | 518.6061 | 1555.8184 | 1037.2123 | 3960.265 | 8674.8662 | 3394.5129 | 2569.4577 | 1390.8074 | 6411.8577 | 13766.6356 | 8769.1583 | 11008.5938 | 7095.4748 | 6718.3067 | 23879.4552 | 16218.2282 | 11857.2221 | 20414.2233 | 16996.1374 | 612.8982 | 12847.2883 | 5516.0834 | 942.9202 | 0 | 165.011 | 447.8871 | 612.8982 | 0 | 70.719 | 0 | 47.146 | 0 | 0 | 0 | 0 | 0 | 0 | 0 | 0 | 0 | 0 | 0 | 0 | 0 | 0 | 0 | 0 | 0 | 0 | 0 | 0 | 0 | 0 | 0 | 0 | 0 | 0 | 0 | 0 | 0 | 0 | 0 | 0 | 0 | 0 | 0 | 0 | 0 | 0 | 0 | 0 | 0 | 0 | 0 | 0
1 | 0 | 0 | ˂ = 1 kV; STEEL | 58.5261 | 0 | 11 | 6 | 3 | 35 | 68 | 8 | 4 | 7 | 8 | 4 | 7 | 7 | 4 | 39 | 85 | 4 | 6 | 3 | 3 | 7 | 4 | 0 | 3 | 6 | 6 | 11 | 12 | 11 | 5 | 0 | 3 | 0 | 0 | 6 | 0 | 0 | 0 | 3 | 0 | 0 | 21 | 4 | 0 | 4 | 0 | 3 | 0 | 0 | 29 | 0 | 0 | 0 | 25 | 13 | 3 | 0 | 0 | 4 | 3 | 0 | 0 | 0 | 0 | 0 | 0 | 0 | 0 | 0 | 0 | 0 | 0 | 0 | 0 | 3 | 0 | 0 | 0 | 0 | 0 | 0 | 0 | 0 | 0 | 0 | 0 | 0 | 0 | 0 | 0 | 0 |  | 0 | 120.2877 | 65.6115 | 32.8057 | 382.7335 | 743.5966 | 87.4819 | 43.741 | 76.5467 | 87.4819 | 43.741 | 76.5467 | 76.5467 | 43.741 | 426.4745 | 929.4957 | 43.741 | 65.6115 | 32.8057 | 32.8057 | 76.5467 | 43.741 | 0 | 32.8057 | 65.6115 | 65.6115 | 120.2877 | 131.2229 | 120.2877 | 54.6762 | 0 | 32.8057 | 0 | 0 | 65.6115 | 0 | 0 | 0 | 32.8057 | 0 | 0 | 229.6401 | 43.741 | 0 | 43.741 | 0 | 32.8057 | 0 | 0 | 317.1221 | 0 | 0 | 0 | 273.3811 | 142.1582 | 32.8057 | 0 | 0 | 43.741 | 32.8057 | 0 | 0 | 0 | 0 | 0 | 0 | 0 | 0 | 0 | 0 | 0 | 0 | 0 | 0 | 32.8057 | 0 | 0 | 0 | 0 | 0 | 0 | 0 | 0 | 0 | 0 | 0 | 0 | 0 | 0 | 0 | 0
1 | 0 | 0 | ˃ 11 kV & < = 22 kV; STEEL | 38.9 | 0 | 0 | 2 | 0 | 0 | 2 | 3 | 11 | 2 | 0 | 0 | 0 | 2 | 0 | 0 | 2 | 0 | 0 | 0 | 0 | 0 | 0 | 5 | 0 | 4 | 5 | 1 | 0 | 3 | 2 | 0 | 2 | 0 | 0 | 4 | 1 | 3 | 0 | 135 | 0 | 2 | 97 | 28 | 98 | 5 | 0 | 0 | 0 | 0 | 3 | 2 | 0 | 5 | 2 | 2 | 0 | 0 | 0 | 0 | 0 | 0 | 0 | 0 | 0 | 0 | 0 | 0 | 0 | 0 | 0 | 0 | 0 | 0 | 0 | 0 | 0 | 0 | 0 | 0 | 0 | 0 | 0 | 0 | 0 | 0 | 0 | 0 | 0 | 0 | 0 | 0 |  | 0 | 0 | 34.4847 | 0 | 0 | 34.4847 | 51.727 | 189.6657 | 34.4847 | 0 | 0 | 0 | 34.4847 | 0 | 0 | 34.4847 | 0 | 0 | 0 | 0 | 0 | 0 | 86.2117 | 0 | 68.9694 | 86.2117 | 17.2423 | 0 | 51.727 | 34.4847 | 0 | 34.4847 | 0 | 0 | 68.9694 | 17.2423 | 51.727 | 0 | 2327.7159 | 0 | 34.4847 | 1672.507 | 482.7855 | 1689.7493 | 86.2117 | 0 | 0 | 0 | 0 | 51.727 | 34.4847 | 0 | 86.2117 | 34.4847 | 34.4847 | 0 | 0 | 0 | 0 | 0 | 0 | 0 | 0 | 0 | 0 | 0 | 0 | 0 | 0 | 0 | 0 | 0 | 0 | 0 | 0 | 0 | 0 | 0 | 0 | 0 | 0 | 0 | 0 | 0 | 0 | 0 | 0 | 0 | 0 | 0 | 0
1 | 0 | 0 | > 22 kV & < = 66 kV; STEEL | 38.9 | 0 | 0 | 0 | 0 | 0 | 9 | 0 | 0 | 0 | 0 | 0 | 0 | 0 | 3 | 0 | 4 | 3 | 0 | 0 | 0 | 0 | 0 | 0 | 0 | 0 | 0 | 0 | 0 | 0 | 4 | 0 | 0 | 0 | 0 | 3 | 0 | 0 | 0 | 4 | 0 | 30 | 2 | 0 | 0 | 6 | 0 | 0 | 0 | 17 | 0 | 0 | 0 | 0 | 3 | 2 | 0 | 2 | 0 | 0 | 0 | 2 | 0 | 0 | 0 | 3 | 0 | 0 | 0 | 0 | 0 | 0 | 0 | 0 | 0 | 0 | 0 | 0 | 0 | 0 | 0 | 0 | 0 | 0 | 0 | 0 | 0 | 0 | 0 | 0 | 0 | 0 |  | 0 | 0 | 0 | 0 | 0 | 212.1571 | 0 | 0 | 0 | 0 | 0 | 0 | 0 | 70.719 | 0 | 94.292 | 70.719 | 0 | 0 | 0 | 0 | 0 | 0 | 0 | 0 | 0 | 0 | 0 | 0 | 94.292 | 0 | 0 | 0 | 0 | 70.719 | 0 | 0 | 0 | 94.292 | 0 | 707.1902 | 47.146 | 0 | 0 | 141.438 | 0 | 0 | 0 | 400.7411 | 0 | 0 | 0 | 0 | 70.719 | 47.146 | 0 | 47.146 | 0 | 0 | 0 | 47.146 | 0 | 0 | 0 | 70.719 | 0 | 0 | 0 | 0 | 0 | 0 | 0 | 0 | 0 | 0 | 0 | 0 | 0 | 0 | 0 | 0 | 0 | 0 | 0 | 0 | 0 | 0 | 0 | 0 | 0 | 0
1 | 0 | 0 | STAY POLES (AERIAL GUYS) | 77.9423 | 24 | 31 | 28 | 27 | 40 | 53 | 28 | 39 | 36 | 33 | 39 | 26 | 21 | 42 | 41 | 18 | 13 | 15 | 7 | 9 | 38 | 70 | 41 | 32 | 63 | 110 | 119 | 83 | 132 | 107 | 104 | 98 | 53 | 90 | 155 | 65 | 97 | 92 | 118 | 116 | 73 | 83 | 104 | 67 | 77 | 110 | 156 | 123 | 71 | 90 | 76 | 45 | 53 | 67 | 50 | 34 | 18 | 57 | 24 | 22 | 21 | 25 | 50 | 35 | 35 | 14 | 7 | 6 | 6 | 4 | 2 | 3 | 8 | 25 | 46 | 17 | 40 | 6 | 9 | 4 | 9 | 0 | 2 | 0 | 2 | 0 | 0 | 0 | 0 | 0 | 0 |  | 268.1862 | 346.4072 | 312.8839 | 301.7095 | 446.9771 | 592.2446 | 312.8839 | 435.8026 | 402.2793 | 368.7561 | 435.8026 | 290.5351 | 234.663 | 469.3259 | 458.1515 | 201.1397 | 145.2675 | 167.6164 | 78.221 | 100.5698 | 424.6282 | 782.2098 | 458.1515 | 357.5816 | 703.9889 | 1229.1869 | 1329.7567 | 927.4774 | 1475.0243 | 1195.6636 | 1162.1403 | 1095.0938 | 592.2446 | 1005.6984 | 1732.0361 | 726.3377 | 1083.9194 | 1028.0472 | 1318.5823 | 1296.2335 | 815.7331 | 927.4774 | 1162.1403 | 748.6866 | 860.4308 | 1229.1869 | 1743.2105 | 1374.4544 | 793.3843 | 1005.6984 | 849.2564 | 502.8492 | 592.2446 | 748.6866 | 558.7213 | 379.9305 | 201.1397 | 636.9423 | 268.1862 | 245.8374 | 234.663 | 279.3607 | 558.7213 | 391.1049 | 391.1049 | 156.442 | 78.221 | 67.0466 | 67.0466 | 44.6977 | 22.3489 | 33.5233 | 89.3954 | 279.3607 | 514.0236 | 189.9652 | 446.9771 | 67.0466 | 100.5698 | 44.6977 | 100.5698 | 0 | 22.3489 | 0 | 22.3489 | 0 | 0 | 0 | 0 | 0 | 0
0 | 0 | 0 | 0 | 0 | 0 | 0 | 0 | 0 | 0 | 0 | 0 | 0 | 0 | 0 | 0 | 0 | 0 | 0 | 0 | 0 | 0 | 0 | 0 | 0 | 0 | 0 | 0 | 0 | 0 | 0 | 0 | 0 | 0 | 0 | 0 | 0 | 0 | 0 | 0 | 0 | 0 | 0 | 0 | 0 | 0 | 0 | 0 | 0 | 0 | 0 | 0 | 0 | 0 | 0 | 0 | 0 | 0 | 0 | 0 | 0 | 0 | 0 | 0 | 0 | 0 | 0 | 0 | 0 | 0 | 0 | 0 | 0 | 0 | 0 | 0 | 0 | 0 | 0 | 0 | 0 | 0 | 0 | 0 | 0 | 0 | 0 | 0 | 0 | 0 | 0 | 0 | 0 | 0 | 0 | 0 |  | 0 | 0 | 0 | 0 | 0 | 0 | 0 | 0 | 0 | 0 | 0 | 0 | 0 | 0 | 0 | 0 | 0 | 0 | 0 | 0 | 0 | 0 | 0 | 0 | 0 | 0 | 0 | 0 | 0 | 0 | 0 | 0 | 0 | 0 | 0 | 0 | 0 | 0 | 0 | 0 | 0 | 0 | 0 | 0 | 0 | 0 | 0 | 0 | 0 | 0 | 0 | 0 | 0 | 0 | 0 | 0 | 0 | 0 | 0 | 0 | 0 | 0 | 0 | 0 | 0 | 0 | 0 | 0 | 0 | 0 | 0 | 0 | 0 | 0 | 0 | 0 | 0 | 0 | 0 | 0 | 0 | 0 | 0 | 0 | 0 | 0 | 0 | 0 | 0 | 0 | 0
0 | 0 | 0 | Overhead Conductors | 0 | 0 | 0 | 0 | 0 | 0 | 0 | 0 | 0 | 0 | 0 | 0 | 0 | 0 | 0 | 0 | 0 | 0 | 0 | 0 | 0 | 0 | 0 | 0 | 0 | 0 | 0 | 0 | 0 | 0 | 0 | 0 | 0 | 0 | 0 | 0 | 0 | 0 | 0 | 0 | 0 | 0 | 0 | 0 | 0 | 0 | 0 | 0 | 0 | 0 | 0 | 0 | 0 | 0 | 0 | 0 | 0 | 0 | 0 | 0 | 0 | 0 | 0 | 0 | 0 | 0 | 0 | 0 | 0 | 0 | 0 | 0 | 0 | 0 | 0 | 0 | 0 | 0 | 0 | 0 | 0 | 0 | 0 | 0 | 0 | 0 | 0 | 0 | 0 | 0 | 0 | 0 |  | 0 | 0 | 0 | 0 | 0 | 0 | 0 | 0 | 0 | 0 | 0 | 0 | 0 | 0 | 0 | 0 | 0 | 0 | 0 | 0 | 0 | 0 | 0 | 0 | 0 | 0 | 0 | 0 | 0 | 0 | 0 | 0 | 0 | 0 | 0 | 0 | 0 | 0 | 0 | 0 | 0 | 0 | 0 | 0 | 0 | 0 | 0 | 0 | 0 | 0 | 0 | 0 | 0 | 0 | 0 | 0 | 0 | 0 | 0 | 0 | 0 | 0 | 0 | 0 | 0 | 0 | 0 | 0 | 0 | 0 | 0 | 0 | 0 | 0 | 0 | 0 | 0 | 0 | 0 | 0 | 0 | 0 | 0 | 0 | 0 | 0 | 0 | 0 | 0 | 0 | 0
2 | 0 | 0 | ˂ = 1 kV | 87.1414 | 76.3 | 102.2 | 35.3 | 52.8 | 59.3 | 60.8 | 48.1 | 67.1 | 60.5 | 61.2 | 51 | 49.9 | 42.4 | 68.1 | 61.9 | 50.5 | 23.1 | 30.7 | 12.8 | 45.2 | 66.6 | 129.9 | 113 | 78 | 134 | 275.5 | 290.2 | 226.6 | 397.6 | 311.1 | 280.2 | 221.4 | 165.2 | 227.9 | 383.3 | 165.5 | 267.3 | 196 | 333.6 | 287.1 | 232.7 | 315.6 | 257.3 | 192.5 | 206 | 285 | 276.7 | 290.1 | 196.2 | 229.3 | 226.9 | 134.9 | 155.1 | 137.6 | 128 | 102.4 | 88.4 | 95.4 | 22.5 | 36.3 | 26.6 | 35.6 | 45.6 | 36.5 | 54.9 | 21.8 | 11.4 | 8.3 | 6.7 | 3.4 | 2.8 | 2.4 | 6.8 | 26.8 | 40.4 | 28.9 | 44.7 | 14.8 | 11.5 | 0 | 7.2 | 3.6 | 2.2 | 1.3 | 1.9 | 0 | 0 | 0 | 0 | 0 | 0 |  | 6329.9918 | 8478.7046 | 2928.5545 | 4380.3875 | 4919.6397 | 5044.0826 | 3990.4666 | 5566.7424 | 5019.194 | 5077.2673 | 4231.0561 | 4139.798 | 3517.5839 | 5649.7043 | 5135.3406 | 4189.5752 | 1916.4195 | 2546.9298 | 1061.9121 | 3749.8772 | 5525.2615 | 10776.7488 | 9374.6929 | 6471.027 | 11116.8925 | 22855.9991 | 24075.5388 | 18799.163 | 32985.6452 | 25809.4422 | 23245.92 | 18367.7612 | 13705.3033 | 18907.0134 | 31799.2902 | 13730.1918 | 22175.7117 | 16260.5293 | 27676.0846 | 23818.357 | 19305.2305 | 26182.7707 | 21346.0928 | 15970.1627 | 17090.1482 | 23644.137 | 22955.5534 | 24067.2426 | 16277.1217 | 19023.1601 | 18824.0515 | 11191.5582 | 12867.3883 | 11415.5553 | 10619.1212 | 8495.297 | 7333.8306 | 7914.5638 | 1866.6424 | 3011.5164 | 2206.7861 | 2953.4431 | 3783.0619 | 3028.1088 | 4554.6074 | 1808.5691 | 945.7655 | 688.5836 | 555.8446 | 282.0704 | 232.2933 | 199.1085 | 564.1408 | 2223.3785 | 3351.6601 | 2397.5985 | 3708.3962 | 1227.8359 | 954.0617 | 0 | 597.3256 | 298.6628 | 182.5161 | 107.8504 | 157.6276 | 0 | 0 | 0 | 0 | 0 | 0
2 | 0 | 0 | > 1 kV & < = 11 kV | 40.9 | 0.1 | 2 | 0.2 | 0.4 | 0.4 | 0.4 | 0.4 | 0.6 | 0.5 | 0.5 | 0.5 | 0.5 | 0.4 | 0.6 | 0.5 | 0.4 | 0.3 | 0.3 | 0.3 | 0.4 | 0.5 | 0.8 | 0.6 | 0.6 | 1.1 | 1.2 | 1.5 | 1.1 | 1.4 | 1.5 | 1.6 | 1.1 | 0.9 | 1.4 | 1.4 | 0.4 | 0.9 | 1.2 | 1.2 | 0.9 | 0.7 | 0.7 | 0.7 | 0.6 | 0.9 | 1.3 | 1.4 | 1.4 | 1.6 | 1.9 | 1.9 | 0.9 | 0.9 | 0.8 | 0.8 | 0.8 | 0.8 | 0.8 | 0.3 | 0.5 | 0.4 | 0.3 | 0.4 | 0.2 | 0.1 | 0.1 | 0 | 0 | 0 | 0 | 0 | 0 | 0 | 0.1 | 0.2 | 0.2 | 0.4 | 0.1 | 0.1 | 0 | 0 | 0 | 0 | 0 | 0 | 0 | 0 | 0 | 0 | 0 | 0 |  | 5.3449 | 106.8979 | 10.6898 | 21.3796 | 21.3796 | 21.3796 | 21.3796 | 32.0694 | 26.7245 | 26.7245 | 26.7245 | 26.7245 | 21.3796 | 32.0694 | 26.7245 | 21.3796 | 16.0347 | 16.0347 | 16.0347 | 21.3796 | 26.7245 | 42.7591 | 32.0694 | 32.0694 | 58.7938 | 64.1387 | 80.1734 | 58.7938 | 74.8285 | 80.1734 | 85.5183 | 58.7938 | 48.104 | 74.8285 | 74.8285 | 21.3796 | 48.104 | 64.1387 | 64.1387 | 48.104 | 37.4142 | 37.4142 | 37.4142 | 32.0694 | 48.104 | 69.4836 | 74.8285 | 74.8285 | 85.5183 | 101.553 | 101.553 | 48.104 | 48.104 | 42.7591 | 42.7591 | 42.7591 | 42.7591 | 42.7591 | 16.0347 | 26.7245 | 21.3796 | 16.0347 | 21.3796 | 10.6898 | 5.3449 | 5.3449 | 0 | 0 | 0 | 0 | 0 | 0 | 0 | 5.3449 | 10.6898 | 10.6898 | 21.3796 | 5.3449 | 5.3449 | 0 | 0 | 0 | 0 | 0 | 0 | 0 | 0 | 0 | 0 | 0 | 0
2 | 0 | 0 | ˃ 11 kV & < = 22 kV ; SWER | 89.1152 | 104.4 | 77.1 | 79 | 118.2 | 132.8 | 136 | 107.6 | 150.2 | 135.4 | 136.9 | 114.2 | 111.7 | 94.9 | 152.5 | 138.6 | 113.1 | 51.7 | 68.7 | 28.6 | 101.1 | 149.1 | 290.7 | 252.8 | 174.6 | 300 | 625.6 | 649.4 | 507.2 | 898.9 | 696.2 | 631.6 | 500 | 374.2 | 509.6 | 861.9 | 367.5 | 597.6 | 438.2 | 743.1 | 642 | 520.4 | 710.3 | 575.3 | 430.4 | 460.5 | 637.4 | 618.7 | 651.2 | 440.8 | 514.9 | 509.6 | 303.7 | 346.5 | 312.2 | 294.8 | 237.6 | 206.4 | 221.9 | 57 | 87.9 | 66.3 | 86.4 | 103.7 | 88.4 | 124.5 | 50.1 | 31.2 | 24.4 | 20.8 | 13.4 | 5.3 | 5.3 | 12 | 63.5 | 118.7 | 81.7 | 128.1 | 34.3 | 24.7 | 11.8 | 17.3 | 10.5 | 3.9 | 1.8 | 3.4 | 0 | 0 | 0 | 0 | 0 | 0 |  | 1501.9249 | 1109.1802 | 1136.5141 | 1700.4552 | 1910.4945 | 1956.5305 | 1547.9609 | 2160.8153 | 1947.8988 | 1969.4782 | 1642.9102 | 1606.9446 | 1365.2555 | 2193.9037 | 1993.9348 | 1627.0853 | 743.7693 | 988.3356 | 411.4469 | 1454.4503 | 2144.9905 | 4182.084 | 3636.845 | 2511.8399 | 4315.8762 | 9000.0404 | 9342.4333 | 7296.708 | 12931.8036 | 10015.7099 | 9086.3579 | 7193.1269 | 5383.3362 | 7331.235 | 12399.5122 | 5286.9483 | 8597.2253 | 6304.0564 | 10690.4253 | 9235.975 | 7486.6065 | 10218.5561 | 8276.4119 | 6191.8437 | 6624.8699 | 9169.7982 | 8900.7753 | 9368.3285 | 6341.4607 | 7407.4821 | 7331.235 | 4369.1053 | 4984.837 | 4491.3885 | 4241.0676 | 3418.1739 | 2969.3228 | 3192.3097 | 820.0165 | 1264.5517 | 953.8086 | 1242.9723 | 1491.8545 | 1271.7448 | 1791.0886 | 720.7513 | 448.8511 | 351.0246 | 299.2341 | 192.7758 | 76.2471 | 76.2471 | 172.635 | 913.5271 | 1707.6483 | 1175.3569 | 1842.8791 | 493.4485 | 355.3405 | 169.7578 | 248.8822 | 151.0557 | 56.1064 | 25.8953 | 48.9133 | 0 | 0 | 0 | 0 | 0 | 0
2 | 0 | 0 | ˃ 11 kV & < = 22 kV ; MULTIPLE-PHASE | 82.166 | 281.3 | 431.5 | 158.8 | 292.5 | 287.6 | 316 | 273.4 | 405.5 | 355.1 | 338 | 362.3 | 377.4 | 302.9 | 404.9 | 388.3 | 274.9 | 187.6 | 233 | 199.3 | 249 | 351.9 | 538 | 396.4 | 433.7 | 810.4 | 841.6 | 1094.3 | 757 | 997.9 | 1032.7 | 1119.4 | 768.9 | 643.8 | 1015 | 970.5 | 286.4 | 651.6 | 862.2 | 830 | 619.6 | 446.9 | 428.6 | 399.1 | 361.8 | 547 | 866.3 | 898.8 | 923.8 | 1098.8 | 1293.9 | 1269.9 | 569.6 | 534.9 | 517.1 | 455.6 | 414 | 406.4 | 371.3 | 77.8 | 171.9 | 121 | 80.3 | 106.5 | 104.9 | 89.7 | 56.1 | 17.2 | 16.5 | 14 | 19.3 | 20.6 | 5.5 | 29.4 | 57.9 | 136 | 111.6 | 189.6 | 63.8 | 33.3 | 6.3 | 6.2 | 5.4 | 2.7 | 0.5 | 0.6 | 0 | 0 | 0 | 0 | 0 | 0 |  | 15035.1834 | 23063.2124 | 8487.6897 | 15633.8114 | 15371.9116 | 16889.8612 | 14612.9369 | 21673.5402 | 18979.7143 | 18065.7376 | 19364.5466 | 20171.6254 | 16189.6802 | 21641.4709 | 20754.2187 | 14693.1103 | 10027.0189 | 12453.6002 | 10652.3713 | 13308.783 | 18808.6777 | 28755.5232 | 21187.155 | 23180.8 | 43315.0111 | 44982.6177 | 58489.1617 | 40460.8384 | 53336.6851 | 55196.7078 | 59830.7298 | 41096.8806 | 34410.4197 | 54250.6618 | 51872.1845 | 15307.7729 | 34827.3214 | 46083.6656 | 44362.6101 | 33116.9557 | 23886.3259 | 22908.2105 | 21331.4671 | 19337.8221 | 29236.5635 | 46302.8062 | 48039.8963 | 49376.1195 | 58729.6819 | 69157.5677 | 67874.7935 | 30444.5093 | 28589.8315 | 27638.4406 | 24351.3315 | 22127.8561 | 21721.6443 | 19845.5869 | 4158.3266 | 9187.8707 | 6467.3203 | 4291.9489 | 5692.3108 | 5606.7925 | 4794.3688 | 2998.4849 | 919.3216 | 881.9073 | 748.285 | 1031.5643 | 1101.0479 | 293.9691 | 1571.3985 | 3094.6929 | 7269.0542 | 5964.9003 | 10133.9167 | 3410.0416 | 1779.8493 | 336.7282 | 331.3834 | 288.6242 | 144.3121 | 26.7245 | 32.0694 | 0 | 0 | 0 | 0 | 0 | 0
2 | 0 | 0 | > 22 kV & < = 66 kV | 90.2864 | 29.4 | 37.8 | 31.4 | 57.6 | 102.2 | 56.6 | 52.9 | 82.9 | 56.6 | 43.6 | 123.2 | 37.5 | 37.4 | 76.2 | 29.5 | 39.1 | 5.6 | 9.4 | 7 | 22.4 | 45.4 | 25 | 14.1 | 12.1 | 68.7 | 91.1 | 52.9 | 60.2 | 42.3 | 44.8 | 155.9 | 95.9 | 75.3 | 146.3 | 108.1 | 16.8 | 68.6 | 77.8 | 96.2 | 96.7 | 53.1 | 28.3 | 42.8 | 24.3 | 89.2 | 66.6 | 17.4 | 52.7 | 47.3 | 37.8 | 59.2 | 29.4 | 23.8 | 35.4 | 13 | 16.5 | 3.7 | 61.4 | 36.8 | 8.6 | 2.4 | 8.5 | 2.8 | 4 | 4.4 | 1.8 | 2.5 | 0.5 | 0.8 | 0.4 | 0 | 21.5 | 4.8 | 13.6 | 1.9 | 0.8 | 0.5 | 0.5 | 0.4 | 0.4 | 0.2 | 0.1 | 0 | 0 | 0 | 0 | 0 | 0 | 0 | 0 | 0 |  | 42180.3661 | 54231.8993 | 45049.7787 | 82639.0846 | 146626.9869 | 81204.3782 | 75895.9648 | 118937.1547 | 81204.3782 | 62553.196 | 176755.8198 | 53801.4874 | 53658.0167 | 109324.6223 | 42323.8367 | 56097.0175 | 8034.3554 | 13486.2395 | 10042.9443 | 32137.4218 | 65135.6674 | 35867.6582 | 20229.3592 | 17359.9466 | 98564.3248 | 130701.7466 | 75895.9648 | 86369.321 | 60688.0777 | 64274.8436 | 223670.7168 | 137588.337 | 108033.3866 | 209897.536 | 155091.7542 | 24103.0663 | 98420.8542 | 111620.1524 | 138018.7489 | 138736.1021 | 76182.9061 | 40602.1891 | 61405.4309 | 34863.3638 | 127975.8046 | 95551.4415 | 24963.8901 | 75609.0236 | 67861.6094 | 54231.8993 | 84934.6147 | 42180.3661 | 34146.0106 | 50788.6041 | 18651.1823 | 23672.6544 | 5308.4134 | 88090.9686 | 52797.1929 | 12338.4744 | 3443.2952 | 12195.0038 | 4017.1777 | 5738.8253 | 6312.7078 | 2582.4714 | 3586.7658 | 717.3532 | 1147.7651 | 573.8825 | 0 | 30846.1861 | 6886.5904 | 19512.0061 | 2725.942 | 1147.7651 | 717.3532 | 717.3532 | 573.8825 | 573.8825 | 286.9413 | 143.4706 | 0 | 0 | 0 | 0 | 0 | 0 | 0 | 0 | 0
2 | 0 | 0 | PUBLIC LIGHTING CONDUCTOR | 40.9 | 0.7 | 1 | 0.1 | 0.1 | 0.1 | 0.1 | 0.1 | 0.1 | 0.1 | 0.1 | 0.1 | 0.1 | 0.15 | 0.15 | 0.15 | 0.15 | 0.05 | 0.15 | 0.05 | 0.15 | 0.15 | 0.25 | 0.25 | 0.15 | 0.25 | 0.55 | 0.55 | 0.45 | 0.75 | 0.65 | 0.65 | 0.55 | 0.45 | 0.55 | 0.9 | 0.3 | 0.5 | 0.3 | 0.6 | 0.5 | 0.4 | 0.7 | 0.5 | 0.3 | 0.4 | 0.5 | 0.5 | 0.5 | 0.3 | 0.4 | 0.4 | 0.2 | 0.3 | 0.2 | 0.2 | 0.2 | 0.2 | 0.2 | 0 | 0.1 | 0.1 | 0.1 | 0.1 | 0.1 | 0.1 | 0 | 0 | 0 | 0 | 0 | 0 | 0 | 0 | 0.1 | 0.1 | 0.1 | 0.1 | 0 | 0 | 0 | 0 | 0 | 0 | 0 | 0 | 0 | 0 | 0 | 0 | 0 | 0 |  | 58.0733 | 82.9619 | 8.2962 | 8.2962 | 8.2962 | 8.2962 | 8.2962 | 8.2962 | 8.2962 | 8.2962 | 8.2962 | 8.2962 | 12.4443 | 12.4443 | 12.4443 | 12.4443 | 4.1481 | 12.4443 | 4.1481 | 12.4443 | 12.4443 | 20.7405 | 20.7405 | 12.4443 | 20.7405 | 45.629 | 45.629 | 37.3328 | 62.2214 | 53.9252 | 53.9252 | 45.629 | 37.3328 | 45.629 | 74.6657 | 24.8886 | 41.4809 | 24.8886 | 49.7771 | 41.4809 | 33.1848 | 58.0733 | 41.4809 | 24.8886 | 33.1848 | 41.4809 | 41.4809 | 41.4809 | 24.8886 | 33.1848 | 33.1848 | 16.5924 | 24.8886 | 16.5924 | 16.5924 | 16.5924 | 16.5924 | 16.5924 | 0 | 8.2962 | 8.2962 | 8.2962 | 8.2962 | 8.2962 | 8.2962 | 0 | 0 | 0 | 0 | 0 | 0 | 0 | 0 | 8.2962 | 8.2962 | 8.2962 | 8.2962 | 0 | 0 | 0 | 0 | 0 | 0 | 0 | 0 | 0 | 0 | 0 | 0 | 0 | 0
0 | 0 | 0 | 0 | 0 | 0 | 0 | 0 | 0 | 0 | 0 | 0 | 0 | 0 | 0 | 0 | 0 | 0 | 0 | 0 | 0 | 0 | 0 | 0 | 0 | 0 | 0 | 0 | 0 | 0 | 0 | 0 | 0 | 0 | 0 | 0 | 0 | 0 | 0 | 0 | 0 | 0 | 0 | 0 | 0 | 0 | 0 | 0 | 0 | 0 | 0 | 0 | 0 | 0 | 0 | 0 | 0 | 0 | 0 | 0 | 0 | 0 | 0 | 0 | 0 | 0 | 0 | 0 | 0 | 0 | 0 | 0 | 0 | 0 | 0 | 0 | 0 | 0 | 0 | 0 | 0 | 0 | 0 | 0 | 0 | 0 | 0 | 0 | 0 | 0 | 0 | 0 | 0 | 0 | 0 | 0 |  | 0 | 0 | 0 | 0 | 0 | 0 | 0 | 0 | 0 | 0 | 0 | 0 | 0 | 0 | 0 | 0 | 0 | 0 | 0 | 0 | 0 | 0 | 0 | 0 | 0 | 0 | 0 | 0 | 0 | 0 | 0 | 0 | 0 | 0 | 0 | 0 | 0 | 0 | 0 | 0 | 0 | 0 | 0 | 0 | 0 | 0 | 0 | 0 | 0 | 0 | 0 | 0 | 0 | 0 | 0 | 0 | 0 | 0 | 0 | 0 | 0 | 0 | 0 | 0 | 0 | 0 | 0 | 0 | 0 | 0 | 0 | 0 | 0 | 0 | 0 | 0 | 0 | 0 | 0 | 0 | 0 | 0 | 0 | 0 | 0 | 0 | 0 | 0 | 0 | 0 | 0
0 | 0 | 0 | Underground Cables | 0 | 0 | 0 | 0 | 0 | 0 | 0 | 0 | 0 | 0 | 0 | 0 | 0 | 0 | 0 | 0 | 0 | 0 | 0 | 0 | 0 | 0 | 0 | 0 | 0 | 0 | 0 | 0 | 0 | 0 | 0 | 0 | 0 | 0 | 0 | 0 | 0 | 0 | 0 | 0 | 0 | 0 | 0 | 0 | 0 | 0 | 0 | 0 | 0 | 0 | 0 | 0 | 0 | 0 | 0 | 0 | 0 | 0 | 0 | 0 | 0 | 0 | 0 | 0 | 0 | 0 | 0 | 0 | 0 | 0 | 0 | 0 | 0 | 0 | 0 | 0 | 0 | 0 | 0 | 0 | 0 | 0 | 0 | 0 | 0 | 0 | 0 | 0 | 0 | 0 | 0 | 0 |  | 0 | 0 | 0 | 0 | 0 | 0 | 0 | 0 | 0 | 0 | 0 | 0 | 0 | 0 | 0 | 0 | 0 | 0 | 0 | 0 | 0 | 0 | 0 | 0 | 0 | 0 | 0 | 0 | 0 | 0 | 0 | 0 | 0 | 0 | 0 | 0 | 0 | 0 | 0 | 0 | 0 | 0 | 0 | 0 | 0 | 0 | 0 | 0 | 0 | 0 | 0 | 0 | 0 | 0 | 0 | 0 | 0 | 0 | 0 | 0 | 0 | 0 | 0 | 0 | 0 | 0 | 0 | 0 | 0 | 0 | 0 | 0 | 0 | 0 | 0 | 0 | 0 | 0 | 0 | 0 | 0 | 0 | 0 | 0 | 0 | 0 | 0 | 0 | 0 | 0 | 0
3 | 0 | 0 | ˂ = 1 kV | 41.7957 | 88.8615 | 112.1103 | 158.6459 | 237.5104 | 266.7534 | 60.5239 | 198.4857 | 159.0535 | 166.3897 | 175.8657 | 157.9327 | 227.7287 | 227.8306 | 121.6591 | 141.7318 | 146.6227 | 107.0885 | 68.5733 | 42.5909 | 48.6025 | 61.5428 | 73.9736 | 57.3652 | 56.1425 | 63.4787 | 60.7277 | 50.946 | 33.4206 | 37.8019 | 25.8806 | 19.4614 | 6.8268 | 11.5138 | 8.1514 | 15.2838 | 16.5065 | 12.7365 | 26.1863 | 36.9868 | 8.0495 | 2.1397 | 12.9403 | 1.8341 | 1.3246 | 1.0189 | 0.71324 | 0.10189 | 0.20378 | 1.7322 | 1.0189 | 0.10189 | 0 | 0 | 0 | 0 | 0 | 0 | 0 | 0.81514 | 0 | 0 | 0 | 0 | 0 | 0 | 0 | 0 | 0 | 0 | 0 | 0 | 0 | 0 | 0 | 0 | 0 | 0 | 0 | 0 | 0 | 0 | 0 | 0 | 0 | 0 | 0 | 0 | 0 | 0 | 0 | 0 |  | 9741.6237 | 12290.3247 | 17391.8905 | 26037.5701 | 29243.397 | 6635.0565 | 21759.4108 | 17436.571 | 18240.8202 | 19279.6422 | 17313.6995 | 24965.2377 | 24976.4079 | 13337.1337 | 15537.6491 | 16073.8153 | 11739.8053 | 7517.4966 | 4669.1138 | 5328.1514 | 6746.7578 | 8109.5135 | 6288.7825 | 6154.7409 | 6958.9902 | 6657.3967 | 5585.0644 | 3663.8022 | 4144.1178 | 2837.2127 | 2133.4946 | 748.3986 | 1262.2245 | 893.6103 | 1675.5193 | 1809.5609 | 1396.2661 | 2870.7231 | 4054.7567 | 882.4402 | 234.5727 | 1418.6064 | 201.0623 | 145.2117 | 111.7013 | 78.1909 | 11.1701 | 22.3403 | 189.8922 | 111.7013 | 11.1701 | 0 | 0 | 0 | 0 | 0 | 0 | 0 | 89.361 | 0 | 0 | 0 | 0 | 0 | 0 | 0 | 0 | 0 | 0 | 0 | 0 | 0 | 0 | 0 | 0 | 0 | 0 | 0 | 0 | 0 | 0 | 0 | 0 | 0 | 0 | 0 | 0 | 0 | 0 | 0 | 0
3 | 0 | 0 | > 1 kV & < = 11 kV | 70 | 0.32147 | 0.17341 | 0 | 0 | 0 | 0.30307 | 0.70715 | 0.30307 | 0.60613 | 0.20204 | 0.70715 | 0 | 0 | 0 | 5.0511 | 0 | 0.30307 | 3.2327 | 0.10102 | 0 | 0.10102 | 0 | 0 | 0.40409 | 0 | 0.20204 | 0.10102 | 0 | 1.7174 | 0 | 0 | 0 | 0 | 0.10102 | 0 | 1.7174 | 0.10102 | 0 | 0 | 0 | 0 | 0.20204 | 0 | 0 | 0 | 0 | 0 | 0 | 0 | 0 | 0 | 0 | 0 | 0 | 0 | 0 | 0 | 0 | 0 | 0 | 0 | 0 | 0 | 0 | 0 | 0 | 0 | 0 | 0 | 0 | 0 | 0 | 0 | 0 | 0 | 0 | 0 | 0 | 0 | 0 | 0 | 0 | 0 | 0 | 0 | 0 | 0 | 0 | 0 | 0 | 0 |  | 114.3232 | 61.6675 | 0 | 0 | 0 | 107.7783 | 251.4826 | 107.7783 | 215.5566 | 71.8522 | 251.4826 | 0 | 0 | 0 | 1796.3046 | 0 | 107.7783 | 1149.6349 | 35.9261 | 0 | 35.9261 | 0 | 0 | 143.7044 | 0 | 71.8522 | 35.9261 | 0 | 610.7436 | 0 | 0 | 0 | 0 | 35.9261 | 0 | 610.7436 | 35.9261 | 0 | 0 | 0 | 0 | 71.8522 | 0 | 0 | 0 | 0 | 0 | 0 | 0 | 0 | 0 | 0 | 0 | 0 | 0 | 0 | 0 | 0 | 0 | 0 | 0 | 0 | 0 | 0 | 0 | 0 | 0 | 0 | 0 | 0 | 0 | 0 | 0 | 0 | 0 | 0 | 0 | 0 | 0 | 0 | 0 | 0 | 0 | 0 | 0 | 0 | 0 | 0 | 0 | 0 | 0
3 | 0 | 0 | > 11 kV & < = 22 kV | 48.2476 | 69.1053 | 76.1833 | 44.8267 | 82.5173 | 81.2107 | 39.9018 | 112.4688 | 80.9092 | 83.3214 | 87.2412 | 67.7426 | 82.5173 | 70.8584 | 52.3648 | 73.8736 | 72.0645 | 47.6409 | 44.8267 | 32.7657 | 24.2225 | 37.2886 | 31.0571 | 16.5839 | 21.2073 | 19.6996 | 16.0813 | 22.7149 | 11.3574 | 14.1717 | 11.7595 | 9.6488 | 5.3269 | 5.0254 | 4.0203 | 5.4274 | 6.8346 | 4.9249 | 8.1412 | 9.5483 | 0.80407 | 3.5178 | 0.80407 | 0.70356 | 0.90457 | 1.2061 | 0.70356 | 3.0152 | 0.20102 | 6.131 | 0.10051 | 0 | 0.10051 | 0 | 0 | 0.10051 | 0 | 0.10051 | 0 | 0.70356 | 0 | 0 | 0 | 0.10051 | 0 | 0 | 0.10051 | 0 | 0 | 0 | 0 | 0 | 0 | 0 | 0 | 0 | 0 | 0 | 0 | 0 | 0 | 0 | 0 | 0 | 0 | 0 | 0 | 0 | 0 | 0 | 0 | 0 |  | 24575.6501 | 27092.7705 | 15941.5537 | 29345.3264 | 28880.6622 | 14190.1274 | 39996.8577 | 28773.4321 | 29631.2735 | 31025.2659 | 24091.0475 | 29345.3264 | 25199.0927 | 18622.3082 | 26271.3945 | 25628.0134 | 16942.3687 | 15941.5537 | 11652.3464 | 8614.1579 | 13260.7991 | 11044.7087 | 5897.66 | 7541.8561 | 7005.7052 | 5718.943 | 8078.007 | 4039.0035 | 5039.8185 | 4181.9771 | 3431.3658 | 1894.3999 | 1787.1697 | 1429.7358 | 1930.1433 | 2430.5508 | 1751.4263 | 2895.2149 | 3395.6224 | 285.9472 | 1251.0188 | 285.9472 | 250.2038 | 321.6905 | 428.9207 | 250.2038 | 1072.3018 | 71.4868 | 2180.347 | 35.7434 | 0 | 35.7434 | 0 | 0 | 35.7434 | 0 | 35.7434 | 0 | 250.2038 | 0 | 0 | 0 | 35.7434 | 0 | 0 | 35.7434 | 0 | 0 | 0 | 0 | 0 | 0 | 0 | 0 | 0 | 0 | 0 | 0 | 0 | 0 | 0 | 0 | 0 | 0 | 0 | 0 | 0 | 0 | 0 | 0 | 0
3 | 0 | 0 | > 33 kV & < = 66 kV | 70 | 0.41421 | 0 | 0 | 0 | 0 | 0 | 0 | 0.11248 | 0 | 0.33744 | 2.3621 | 0.33744 | 0 | 0 | 0 | 0 | 0 | 0 | 0 | 0 | 0 | 0 | 0 | 0 | 0 | 0 | 0 | 0 | 0.22496 | 0 | 0 | 0 | 0 | 0 | 0 | 0 | 0 | 0 | 0 | 0 | 0 | 0 | 0 | 0 | 0 | 0 | 0 | 0 | 0 | 0 | 0 | 0 | 0 | 0 | 0 | 0 | 0 | 0 | 0 | 0 | 0 | 0 | 0 | 0 | 0 | 0 | 0 | 0 | 0 | 0 | 0 | 0 | 0 | 0 | 0 | 0 | 0 | 0 | 0 | 0 | 0 | 0 | 0 | 0 | 0 | 0 | 0 | 0 | 0 | 0 | 0 |  | 2142.4029 | 0 | 0 | 0 | 0 | 0 | 0 | 581.7739 | 0 | 1745.3218 | 12217.2524 | 1745.3218 | 0 | 0 | 0 | 0 | 0 | 0 | 0 | 0 | 0 | 0 | 0 | 0 | 0 | 0 | 0 | 0 | 1163.5478 | 0 | 0 | 0 | 0 | 0 | 0 | 0 | 0 | 0 | 0 | 0 | 0 | 0 | 0 | 0 | 0 | 0 | 0 | 0 | 0 | 0 | 0 | 0 | 0 | 0 | 0 | 0 | 0 | 0 | 0 | 0 | 0 | 0 | 0 | 0 | 0 | 0 | 0 | 0 | 0 | 0 | 0 | 0 | 0 | 0 | 0 | 0 | 0 | 0 | 0 | 0 | 0 | 0 | 0 | 0 | 0 | 0 | 0 | 0 | 0 | 0 | 0
3 | 0 | 0 | PUBLIC LIGHTING UNDERGROUND CABLE | 70 | 25.9009 | 28.9042 | 38.3443 | 57.4155 | 64.479 | 21.7957 | 72.7533 | 50.0494 | 63.4699 | 63.1672 | 58.9291 | 84.6602 | 71.1388 | 44.8023 | 46.6186 | 55.2965 | 36.1244 | 21.1903 | 20.6857 | 17.154 | 20.7866 | 27.4464 | 20.2821 | 24.4193 | 19.2731 | 21.8966 | 14.3287 | 15.8422 | 6.7607 | 10.3933 | 13.3196 | 4.0362 | 7.568 | 10.1915 | 11.3015 | 3.9353 | 5.4489 | 8.6779 | 12.916 | 5.4489 | 0.30272 | 0.70634 | 5.4489 | 0.90815 | 0.80725 | 0.80725 | 0 | 1.0091 | 0.50453 | 0 | 0.50453 | 0 | 0 | 0 | 0 | 0 | 0 | 0 | 0.10091 | 0 | 0 | 0 | 0 | 0 | 0 | 0 | 0 | 0 | 0 | 0 | 0 | 0 | 0 | 0 | 0 | 0 | 0 | 0 | 0 | 0 | 0 | 0 | 0 | 0 | 0 | 0 | 0 | 0 | 0 | 0 | 0 |  | 2839.4426 | 3168.6814 | 4203.5734 | 6294.2981 | 7068.6406 | 2389.3996 | 7975.7275 | 5486.7695 | 6958.0202 | 6924.8341 | 6460.2287 | 9281.0477 | 7798.7349 | 4911.5437 | 5110.6603 | 6061.9954 | 3960.2087 | 2323.0274 | 2267.7173 | 1880.546 | 2278.7793 | 3008.8736 | 2223.4691 | 2677.0126 | 2112.8488 | 2400.4617 | 1570.809 | 1736.7396 | 741.1564 | 1139.3896 | 1460.1887 | 442.4814 | 829.6527 | 1117.2656 | 1238.948 | 431.4194 | 597.3499 | 951.335 | 1415.9405 | 597.3499 | 33.1861 | 77.4342 | 597.3499 | 99.5583 | 88.4963 | 88.4963 | 0 | 110.6204 | 55.3102 | 0 | 55.3102 | 0 | 0 | 0 | 0 | 0 | 0 | 0 | 11.062 | 0 | 0 | 0 | 0 | 0 | 0 | 0 | 0 | 0 | 0 | 0 | 0 | 0 | 0 | 0 | 0 | 0 | 0 | 0 | 0 | 0 | 0 | 0 | 0 | 0 | 0 | 0 | 0 | 0 | 0 | 0 | 0
0 | 0 | 0 | 0 | 0 | 0 | 0 | 0 | 0 | 0 | 0 | 0 | 0 | 0 | 0 | 0 | 0 | 0 | 0 | 0 | 0 | 0 | 0 | 0 | 0 | 0 | 0 | 0 | 0 | 0 | 0 | 0 | 0 | 0 | 0 | 0 | 0 | 0 | 0 | 0 | 0 | 0 | 0 | 0 | 0 | 0 | 0 | 0 | 0 | 0 | 0 | 0 | 0 | 0 | 0 | 0 | 0 | 0 | 0 | 0 | 0 | 0 | 0 | 0 | 0 | 0 | 0 | 0 | 0 | 0 | 0 | 0 | 0 | 0 | 0 | 0 | 0 | 0 | 0 | 0 | 0 | 0 | 0 | 0 | 0 | 0 | 0 | 0 | 0 | 0 | 0 | 0 | 0 | 0 | 0 | 0 |  | 0 | 0 | 0 | 0 | 0 | 0 | 0 | 0 | 0 | 0 | 0 | 0 | 0 | 0 | 0 | 0 | 0 | 0 | 0 | 0 | 0 | 0 | 0 | 0 | 0 | 0 | 0 | 0 | 0 | 0 | 0 | 0 | 0 | 0 | 0 | 0 | 0 | 0 | 0 | 0 | 0 | 0 | 0 | 0 | 0 | 0 | 0 | 0 | 0 | 0 | 0 | 0 | 0 | 0 | 0 | 0 | 0 | 0 | 0 | 0 | 0 | 0 | 0 | 0 | 0 | 0 | 0 | 0 | 0 | 0 | 0 | 0 | 0 | 0 | 0 | 0 | 0 | 0 | 0 | 0 | 0 | 0 | 0 | 0 | 0 | 0 | 0 | 0 | 0 | 0 | 0
0 | 0 | 0 | Service Lines | 0 | 0 | 0 | 0 | 0 | 0 | 0 | 0 | 0 | 0 | 0 | 0 | 0 | 0 | 0 | 0 | 0 | 0 | 0 | 0 | 0 | 0 | 0 | 0 | 0 | 0 | 0 | 0 | 0 | 0 | 0 | 0 | 0 | 0 | 0 | 0 | 0 | 0 | 0 | 0 | 0 | 0 | 0 | 0 | 0 | 0 | 0 | 0 | 0 | 0 | 0 | 0 | 0 | 0 | 0 | 0 | 0 | 0 | 0 | 0 | 0 | 0 | 0 | 0 | 0 | 0 | 0 | 0 | 0 | 0 | 0 | 0 | 0 | 0 | 0 | 0 | 0 | 0 | 0 | 0 | 0 | 0 | 0 | 0 | 0 | 0 | 0 | 0 | 0 | 0 | 0 | 0 |  | 0 | 0 | 0 | 0 | 0 | 0 | 0 | 0 | 0 | 0 | 0 | 0 | 0 | 0 | 0 | 0 | 0 | 0 | 0 | 0 | 0 | 0 | 0 | 0 | 0 | 0 | 0 | 0 | 0 | 0 | 0 | 0 | 0 | 0 | 0 | 0 | 0 | 0 | 0 | 0 | 0 | 0 | 0 | 0 | 0 | 0 | 0 | 0 | 0 | 0 | 0 | 0 | 0 | 0 | 0 | 0 | 0 | 0 | 0 | 0 | 0 | 0 | 0 | 0 | 0 | 0 | 0 | 0 | 0 | 0 | 0 | 0 | 0 | 0 | 0 | 0 | 0 | 0 | 0 | 0 | 0 | 0 | 0 | 0 | 0 | 0 | 0 | 0 | 0 | 0 | 0
4 | 0 | 0 | LV OVERHEAD SERVICE CABLE | 58.56 | 121.7 | 132.3 | 25.9 | 38.8 | 43.6 | 44.6 | 35.3 | 49.3 | 44.4 | 44.9 | 37.5 | 36.7 | 31.1 | 50 | 45.5 | 37.1 | 17 | 21.2 | 8.4 | 32.2 | 47.9 | 94.4 | 82 | 56.3 | 92.4 | 199.3 | 207.1 | 160.4 | 288.9 | 222.5 | 201.3 | 158.1 | 114.3 | 157.9 | 273.5 | 113.2 | 188.8 | 136.4 | 236.5 | 203.3 | 163.4 | 225.7 | 181.4 | 133.9 | 143.8 | 201.8 | 195.7 | 206.3 | 137.3 | 161.6 | 159.9 | 92.3 | 106.3 | 95.1 | 89.4 | 77.6 | 67.4 | 72.5 | 17.7 | 22.8 | 15.8 | 22.3 | 29.7 | 23 | 36.5 | 12.8 | 7.5 | 7.2 | 6 | 3.6 | 2 | 1.6 | 5.1 | 22 | 43.7 | 26.2 | 46.8 | 10.4 | 7.3 | 2.4 | 5.8 | 2 | 1.5 | 0.8 | 1.3 | 0 | 0 | 0 | 0 | 0 | 0 |  | 3811.5555 | 4143.5398 | 811.1692 | 1215.1878 | 1365.5203 | 1396.8396 | 1105.5703 | 1544.0402 | 1390.5757 | 1406.2354 | 1174.4727 | 1149.4173 | 974.0294 | 1565.9636 | 1425.0269 | 1161.945 | 532.4276 | 663.9686 | 263.0819 | 1008.4806 | 1500.1932 | 2956.5394 | 2568.1804 | 1763.2751 | 2893.9008 | 6241.9311 | 6486.2214 | 5023.6114 | 9048.1379 | 6968.5382 | 6304.5696 | 4951.577 | 3579.7929 | 4945.3132 | 8565.8211 | 3545.3417 | 5913.0787 | 4271.9488 | 7407.008 | 6367.2082 | 5117.5692 | 7068.7599 | 5681.3161 | 4193.6506 | 4503.7114 | 6320.2293 | 6129.1817 | 6461.166 | 4300.1362 | 5061.1945 | 5007.9517 | 2890.7689 | 3329.2387 | 2978.4629 | 2799.943 | 2430.3756 | 2110.919 | 2270.6473 | 554.3511 | 714.0794 | 494.8445 | 698.4198 | 930.1824 | 720.3433 | 1143.1535 | 400.8867 | 234.8945 | 225.4988 | 187.9156 | 112.7494 | 62.6385 | 50.1108 | 159.7283 | 689.024 | 1368.6522 | 820.565 | 1465.742 | 325.7204 | 228.6307 | 75.1663 | 181.6518 | 62.6385 | 46.9789 | 25.0554 | 40.7151 | 0 | 0 | 0 | 0 | 0 | 0
4 | 0 | 0 | LV UNDERGROUND SERVICE CABLE | 70 | 141.7353 | 147.967 | 195.9726 | 293.328 | 329.3895 | 84.2135 | 229.5108 | 208.4837 | 210.0607 | 198.8112 | 188.1925 | 246.9633 | 217.3151 | 130.2629 | 147.8205 | 139.1994 | 97.8811 | 59.9272 | 34.169 | 46.0493 | 51.3061 | 65.6046 | 52.8832 | 52.0421 | 55.9321 | 48.0469 | 39.9515 | 31.5406 | 24.2863 | 18.1884 | 16.296 | 5.1516 | 6.3081 | 4.626 | 14.4036 | 9.1468 | 9.5673 | 12.1957 | 12.406 | 1.6822 | 0.63081 | 2.1027 | 0.10514 | 0.52568 | 0.31541 | 0.10514 | 0 | 0 | 0.21027 | 0.10514 | 0 | 0 | 0 | 0 | 0 | 0 | 0 | 0 | 0.31541 | 0 | 0 | 0 | 0 | 0 | 0 | 0 | 0 | 0 | 0 | 0 | 0 | 0 | 0 | 0 | 0 | 0 | 0 | 0 | 0 | 0 | 0 | 0 | 0 | 0 | 0 | 0 | 0 | 0 | 0 | 0 | 0 |  | 15538.0248 | 16221.1906 | 21483.9034 | 32156.7009 | 36110.0157 | 9232.0851 | 25160.6014 | 22855.4616 | 23028.3471 | 21795.0972 | 20631.0016 | 27073.8675 | 23823.6203 | 14280.3413 | 16205.1331 | 15260.0258 | 10730.426 | 6569.6486 | 3745.8523 | 5048.2563 | 5624.5412 | 7192.0363 | 5797.4267 | 5705.2211 | 6131.672 | 5267.2445 | 4379.7657 | 3457.7098 | 2662.4365 | 1993.946 | 1786.4834 | 564.7593 | 691.542 | 507.1308 | 1579.0208 | 1002.7358 | 1048.8386 | 1336.9811 | 1360.0325 | 184.4112 | 69.1542 | 230.514 | 11.5257 | 57.6285 | 34.5771 | 11.5257 | 0 | 0 | 23.0514 | 11.5257 | 0 | 0 | 0 | 0 | 0 | 0 | 0 | 0 | 34.5771 | 0 | 0 | 0 | 0 | 0 | 0 | 0 | 0 | 0 | 0 | 0 | 0 | 0 | 0 | 0 | 0 | 0 | 0 | 0 | 0 | 0 | 0 | 0 | 0 | 0 | 0 | 0 | 0 | 0 | 0 | 0 | 0
0 | 0 | 0 | 0 | 0 | 0 | 0 | 0 | 0 | 0 | 0 | 0 | 0 | 0 | 0 | 0 | 0 | 0 | 0 | 0 | 0 | 0 | 0 | 0 | 0 | 0 | 0 | 0 | 0 | 0 | 0 | 0 | 0 | 0 | 0 | 0 | 0 | 0 | 0 | 0 | 0 | 0 | 0 | 0 | 0 | 0 | 0 | 0 | 0 | 0 | 0 | 0 | 0 | 0 | 0 | 0 | 0 | 0 | 0 | 0 | 0 | 0 | 0 | 0 | 0 | 0 | 0 | 0 | 0 | 0 | 0 | 0 | 0 | 0 | 0 | 0 | 0 | 0 | 0 | 0 | 0 | 0 | 0 | 0 | 0 | 0 | 0 | 0 | 0 | 0 | 0 | 0 | 0 | 0 | 0 | 0 |  | 0 | 0 | 0 | 0 | 0 | 0 | 0 | 0 | 0 | 0 | 0 | 0 | 0 | 0 | 0 | 0 | 0 | 0 | 0 | 0 | 0 | 0 | 0 | 0 | 0 | 0 | 0 | 0 | 0 | 0 | 0 | 0 | 0 | 0 | 0 | 0 | 0 | 0 | 0 | 0 | 0 | 0 | 0 | 0 | 0 | 0 | 0 | 0 | 0 | 0 | 0 | 0 | 0 | 0 | 0 | 0 | 0 | 0 | 0 | 0 | 0 | 0 | 0 | 0 | 0 | 0 | 0 | 0 | 0 | 0 | 0 | 0 | 0 | 0 | 0 | 0 | 0 | 0 | 0 | 0 | 0 | 0 | 0 | 0 | 0 | 0 | 0 | 0 | 0 | 0 | 0
0 | 0 | 0 | Transformers | 0 | 0 | 0 | 0 | 0 | 0 | 0 | 0 | 0 | 0 | 0 | 0 | 0 | 0 | 0 | 0 | 0 | 0 | 0 | 0 | 0 | 0 | 0 | 0 | 0 | 0 | 0 | 0 | 0 | 0 | 0 | 0 | 0 | 0 | 0 | 0 | 0 | 0 | 0 | 0 | 0 | 0 | 0 | 0 | 0 | 0 | 0 | 0 | 0 | 0 | 0 | 0 | 0 | 0 | 0 | 0 | 0 | 0 | 0 | 0 | 0 | 0 | 0 | 0 | 0 | 0 | 0 | 0 | 0 | 0 | 0 | 0 | 0 | 0 | 0 | 0 | 0 | 0 | 0 | 0 | 0 | 0 | 0 | 0 | 0 | 0 | 0 | 0 | 0 | 0 | 0 | 0 |  | 0 | 0 | 0 | 0 | 0 | 0 | 0 | 0 | 0 | 0 | 0 | 0 | 0 | 0 | 0 | 0 | 0 | 0 | 0 | 0 | 0 | 0 | 0 | 0 | 0 | 0 | 0 | 0 | 0 | 0 | 0 | 0 | 0 | 0 | 0 | 0 | 0 | 0 | 0 | 0 | 0 | 0 | 0 | 0 | 0 | 0 | 0 | 0 | 0 | 0 | 0 | 0 | 0 | 0 | 0 | 0 | 0 | 0 | 0 | 0 | 0 | 0 | 0 | 0 | 0 | 0 | 0 | 0 | 0 | 0 | 0 | 0 | 0 | 0 | 0 | 0 | 0 | 0 | 0 | 0 | 0 | 0 | 0 | 0 | 0 | 0 | 0 | 0 | 0 | 0 | 0
5 | 0 | 0 | POLE MOUNTED ; < = 22kV ; < = 60 kVA ; SINGLE PHASE | 52.2596 | 459 | 580 | 301 | 551 | 542 | 322 | 750 | 933 | 979 | 832 | 690 | 712 | 660 | 729 | 632 | 646 | 693 | 581 | 581 | 588 | 642 | 706 | 688 | 773 | 871 | 1031 | 1145 | 986 | 935 | 1026 | 861 | 703 | 743 | 825 | 804 | 776 | 631 | 622 | 866 | 372 | 277 | 331 | 269 | 234 | 435 | 479 | 500 | 548 | 608 | 546 | 517 | 311 | 269 | 231 | 201 | 126 | 144 | 93 | 78 | 53 | 35 | 34 | 23 | 8 | 3 | 0 | 0 | 0 | 0 | 0 | 0 | 0 | 0 | 0 | 0 | 0 | 0 | 0 | 0 | 0 | 0 | 0 | 0 | 0 | 0 | 0 | 0 | 0 | 0 | 0 | 0 |  | 2567.4114 | 3244.2235 | 1683.6401 | 3082.0124 | 3031.671 | 1801.1034 | 4195.1167 | 5218.7251 | 5476.0256 | 4653.7827 | 3859.5073 | 3982.5641 | 3691.7027 | 4077.6534 | 3535.085 | 3613.3938 | 3876.2878 | 3249.817 | 3249.817 | 3288.9715 | 3591.0199 | 3949.0031 | 3848.3203 | 4323.7669 | 4871.9288 | 5766.887 | 6404.5448 | 5515.18 | 5229.9121 | 5738.9196 | 4815.9939 | 3932.2227 | 4155.9622 | 4614.6283 | 4497.1651 | 4340.5474 | 3529.4915 | 3479.1501 | 4843.9614 | 2080.7779 | 1549.3964 | 1851.4448 | 1504.6485 | 1308.8764 | 2433.1677 | 2679.2812 | 2796.7444 | 3065.2319 | 3400.8412 | 3054.0449 | 2891.8337 | 1739.575 | 1504.6485 | 1292.0959 | 1124.2913 | 704.7796 | 805.4624 | 520.1945 | 436.2921 | 296.4549 | 195.7721 | 190.1786 | 128.6502 | 44.7479 | 16.7805 | 0 | 0 | 0 | 0 | 0 | 0 | 0 | 0 | 0 | 0 | 0 | 0 | 0 | 0 | 0 | 0 | 0 | 0 | 0 | 0 | 0 | 0 | 0 | 0 | 0 | 0
5 | 0 | 0 | POLE MOUNTED ; < = 22kV ; > 60 kVA AND < = 600 kVA ; SINGLE PHASE | 53.2988 | 26 | 16 | 8 | 15 | 15 | 9 | 21 | 26 | 27 | 23 | 19 | 20 | 18 | 20 | 18 | 18 | 19 | 16 | 16 | 16 | 18 | 20 | 19 | 22 | 24 | 29 | 32 | 27 | 26 | 29 | 24 | 20 | 21 | 23 | 22 | 22 | 18 | 17 | 24 | 10 | 8 | 9 | 7 | 7 | 12 | 13 | 14 | 15 | 17 | 15 | 14 | 9 | 7 | 6 | 6 | 4 | 4 | 3 | 2 | 1 | 1 | 1 | 1 | 0 | 0 | 0 | 0 | 0 | 0 | 0 | 0 | 0 | 0 | 0 | 0 | 0 | 0 | 0 | 0 | 0 | 0 | 0 | 0 | 0 | 0 | 0 | 0 | 0 | 0 | 0 | 0 |  | 772.2129 | 475.208 | 237.604 | 445.5075 | 445.5075 | 267.3045 | 623.7104 | 772.2129 | 801.9134 | 683.1114 | 564.3095 | 594.01 | 534.609 | 594.01 | 534.609 | 534.609 | 564.3095 | 475.208 | 475.208 | 475.208 | 534.609 | 594.01 | 564.3095 | 653.4109 | 712.8119 | 861.3144 | 950.4159 | 801.9134 | 772.2129 | 861.3144 | 712.8119 | 594.01 | 623.7104 | 683.1114 | 653.4109 | 653.4109 | 534.609 | 504.9085 | 712.8119 | 297.005 | 237.604 | 267.3045 | 207.9035 | 207.9035 | 356.406 | 386.1065 | 415.807 | 445.5075 | 504.9085 | 445.5075 | 415.807 | 267.3045 | 207.9035 | 178.203 | 178.203 | 118.802 | 118.802 | 89.1015 | 59.401 | 29.7005 | 29.7005 | 29.7005 | 29.7005 | 0 | 0 | 0 | 0 | 0 | 0 | 0 | 0 | 0 | 0 | 0 | 0 | 0 | 0 | 0 | 0 | 0 | 0 | 0 | 0 | 0 | 0 | 0 | 0 | 0 | 0 | 0 | 0
5 | 0 | 0 | POLE MOUNTED ; < = 22kV ; < = 60 kVA ; MULTIPLE PHASE | 60.6555 | 52 | 120 | 62 | 114 | 112 | 66 | 155 | 193 | 202 | 172 | 142 | 147 | 136 | 150 | 131 | 133 | 143 | 120 | 120 | 121 | 132 | 146 | 142 | 160 | 180 | 213 | 236 | 203 | 193 | 212 | 178 | 145 | 153 | 170 | 166 | 160 | 130 | 128 | 179 | 77 | 57 | 68 | 56 | 48 | 90 | 99 | 103 | 113 | 126 | 113 | 107 | 64 | 56 | 48 | 41 | 26 | 30 | 19 | 16 | 11 | 7 | 7 | 5 | 2 | 1 | 0 | 0 | 0 | 0 | 0 | 0 | 0 | 0 | 0 | 0 | 0 | 0 | 0 | 0 | 0 | 0 | 0 | 0 | 0 | 0 | 0 | 0 | 0 | 0 | 0 | 0 |  | 614.7879 | 1418.7412 | 733.0163 | 1347.8042 | 1324.1585 | 780.3077 | 1832.5408 | 2281.8088 | 2388.2144 | 2033.5291 | 1678.8438 | 1737.958 | 1607.9067 | 1773.4265 | 1548.7925 | 1572.4382 | 1690.6666 | 1418.7412 | 1418.7412 | 1430.5641 | 1560.6153 | 1726.1352 | 1678.8438 | 1891.655 | 2128.1118 | 2518.2657 | 2790.1911 | 2400.0372 | 2281.8088 | 2506.4428 | 2104.4662 | 1714.3123 | 1808.8951 | 2009.8834 | 1962.592 | 1891.655 | 1536.9697 | 1513.324 | 2116.289 | 910.359 | 673.9021 | 803.9534 | 662.0792 | 567.4965 | 1064.0559 | 1170.4615 | 1217.7529 | 1335.9813 | 1489.6783 | 1335.9813 | 1265.0443 | 756.662 | 662.0792 | 567.4965 | 484.7366 | 307.3939 | 354.6853 | 224.634 | 189.1655 | 130.0513 | 82.7599 | 82.7599 | 59.1142 | 23.6457 | 11.8228 | 0 | 0 | 0 | 0 | 0 | 0 | 0 | 0 | 0 | 0 | 0 | 0 | 0 | 0 | 0 | 0 | 0 | 0 | 0 | 0 | 0 | 0 | 0 | 0 | 0 | 0
5 | 0 | 0 | POLE MOUNTED ; < = 22kV ; > 60 kVA AND < = 600 kVA ; MULTIPLE PHASE | 57.6486 | 444 | 238 | 123 | 227 | 223 | 132 | 308 | 383 | 402 | 342 | 283 | 293 | 271 | 299 | 260 | 265 | 285 | 239 | 239 | 242 | 263 | 290 | 283 | 318 | 358 | 423 | 470 | 405 | 384 | 421 | 354 | 289 | 305 | 339 | 330 | 319 | 259 | 255 | 356 | 153 | 114 | 136 | 111 | 96 | 179 | 197 | 206 | 225 | 250 | 224 | 212 | 128 | 111 | 95 | 82 | 52 | 59 | 38 | 32 | 22 | 14 | 14 | 9 | 3 | 1 | 0 | 0 | 0 | 0 | 0 | 0 | 0 | 0 | 0 | 0 | 0 | 0 | 0 | 0 | 0 | 0 | 0 | 0 | 0 | 0 | 0 | 0 | 0 | 0 | 0 | 0 |  | 7302.077 | 3914.1764 | 2022.8727 | 3733.2691 | 3667.4846 | 2170.8878 | 5065.4048 | 6298.8637 | 6611.34 | 5624.5729 | 4654.2518 | 4818.713 | 4456.8984 | 4917.3897 | 4275.9911 | 4358.2217 | 4687.144 | 3930.6225 | 3930.6225 | 3979.9609 | 4325.3294 | 4769.3746 | 4654.2518 | 5229.866 | 5887.7108 | 6956.7085 | 7729.6761 | 6660.6784 | 6315.3099 | 6923.8163 | 5821.9263 | 4752.9285 | 5016.0664 | 5575.2345 | 5427.2194 | 5246.3121 | 4259.5449 | 4193.7605 | 5854.8185 | 2516.2563 | 1874.8576 | 2236.6722 | 1825.5193 | 1578.8275 | 2943.8554 | 3239.8855 | 3387.9006 | 3700.3769 | 4111.5299 | 3683.9308 | 3486.5773 | 2105.1033 | 1825.5193 | 1562.3813 | 1348.5818 | 855.1982 | 970.321 | 624.9525 | 526.2758 | 361.8146 | 230.2457 | 230.2457 | 148.0151 | 49.3384 | 16.4461 | 0 | 0 | 0 | 0 | 0 | 0 | 0 | 0 | 0 | 0 | 0 | 0 | 0 | 0 | 0 | 0 | 0 | 0 | 0 | 0 | 0 | 0 | 0 | 0 | 0 | 0
5 | 0 | 0 | POLE MOUNTED ; < = 22kV ; > 600 kVA ; MULTIPLE PHASE | 23.5305 | 0 | 0 | 0 | 0 | 0 | 0 | 0 | 1 | 1 | 0 | 0 | 0 | 0 | 0 | 0 | 0 | 0 | 0 | 0 | 0 | 0 | 0 | 0 | 0 | 1 | 1 | 1 | 1 | 1 | 1 | 0 | 0 | 0 | 0 | 0 | 0 | 0 | 0 | 0 | 0 | 0 | 0 | 0 | 0 | 0 | 0 | 0 | 0 | 0 | 0 | 0 | 0 | 0 | 0 | 0 | 0 | 0 | 0 | 0 | 0 | 0 | 0 | 0 | 0 | 0 | 0 | 0 | 0 | 0 | 0 | 0 | 0 | 0 | 0 | 0 | 0 | 0 | 0 | 0 | 0 | 0 | 0 | 0 | 0 | 0 | 0 | 0 | 0 | 0 | 0 | 0 |  | 0 | 0 | 0 | 0 | 0 | 0 | 0 | 108.0388 | 108.0388 | 0 | 0 | 0 | 0 | 0 | 0 | 0 | 0 | 0 | 0 | 0 | 0 | 0 | 0 | 0 | 108.0388 | 108.0388 | 108.0388 | 108.0388 | 108.0388 | 108.0388 | 0 | 0 | 0 | 0 | 0 | 0 | 0 | 0 | 0 | 0 | 0 | 0 | 0 | 0 | 0 | 0 | 0 | 0 | 0 | 0 | 0 | 0 | 0 | 0 | 0 | 0 | 0 | 0 | 0 | 0 | 0 | 0 | 0 | 0 | 0 | 0 | 0 | 0 | 0 | 0 | 0 | 0 | 0 | 0 | 0 | 0 | 0 | 0 | 0 | 0 | 0 | 0 | 0 | 0 | 0 | 0 | 0 | 0 | 0 | 0 | 0
5 | 0 | 0 | KIOSK MOUNTED ; < = 22kV ; < = 60 kVA ; SINGLE PHASE | 55 | 0 | 0 | 0 | 0 | 0 | 0 | 0 | 0 | 0 | 0 | 0 | 0 | 0 | 0 | 0 | 0 | 0 | 0 | 0 | 0 | 0 | 0 | 0 | 0 | 0 | 0 | 1 | 0 | 0 | 0 | 0 | 0 | 0 | 0 | 0 | 0 | 0 | 0 | 0 | 0 | 0 | 0 | 0 | 0 | 0 | 0 | 0 | 0 | 0 | 0 | 0 | 0 | 0 | 0 | 0 | 0 | 0 | 0 | 0 | 0 | 0 | 0 | 0 | 0 | 0 | 0 | 0 | 0 | 0 | 0 | 0 | 0 | 0 | 0 | 0 | 0 | 0 | 0 | 0 | 0 | 0 | 0 | 0 | 0 | 0 | 0 | 0 | 0 | 0 | 0 | 0 |  | 0 | 0 | 0 | 0 | 0 | 0 | 0 | 0 | 0 | 0 | 0 | 0 | 0 | 0 | 0 | 0 | 0 | 0 | 0 | 0 | 0 | 0 | 0 | 0 | 0 | 0 | 13.2011 | 0 | 0 | 0 | 0 | 0 | 0 | 0 | 0 | 0 | 0 | 0 | 0 | 0 | 0 | 0 | 0 | 0 | 0 | 0 | 0 | 0 | 0 | 0 | 0 | 0 | 0 | 0 | 0 | 0 | 0 | 0 | 0 | 0 | 0 | 0 | 0 | 0 | 0 | 0 | 0 | 0 | 0 | 0 | 0 | 0 | 0 | 0 | 0 | 0 | 0 | 0 | 0 | 0 | 0 | 0 | 0 | 0 | 0 | 0 | 0 | 0 | 0 | 0 | 0
5 | 0 | 0 | KIOSK MOUNTED ; < = 22kV ; < = 60 kVA ; MULTIPLE PHASE | 55 | 16 | 2 | 1 | 2 | 2 | 1 | 3 | 4 | 4 | 3 | 3 | 3 | 3 | 3 | 3 | 3 | 3 | 2 | 2 | 2 | 3 | 3 | 3 | 3 | 4 | 4 | 5 | 4 | 4 | 4 | 3 | 3 | 3 | 3 | 3 | 3 | 3 | 3 | 4 | 2 | 1 | 1 | 1 | 1 | 2 | 2 | 2 | 2 | 2 | 2 | 2 | 1 | 1 | 1 | 1 | 1 | 1 | 0 | 0 | 0 | 0 | 0 | 0 | 0 | 0 | 0 | 0 | 0 | 0 | 0 | 0 | 0 | 0 | 0 | 0 | 0 | 0 | 0 | 0 | 0 | 0 | 0 | 0 | 0 | 0 | 0 | 0 | 0 | 0 | 0 | 0 |  | 449.1115 | 56.1389 | 28.0695 | 56.1389 | 56.1389 | 28.0695 | 84.2084 | 112.2779 | 112.2779 | 84.2084 | 84.2084 | 84.2084 | 84.2084 | 84.2084 | 84.2084 | 84.2084 | 84.2084 | 56.1389 | 56.1389 | 56.1389 | 84.2084 | 84.2084 | 84.2084 | 84.2084 | 112.2779 | 112.2779 | 140.3473 | 112.2779 | 112.2779 | 112.2779 | 84.2084 | 84.2084 | 84.2084 | 84.2084 | 84.2084 | 84.2084 | 84.2084 | 84.2084 | 112.2779 | 56.1389 | 28.0695 | 28.0695 | 28.0695 | 28.0695 | 56.1389 | 56.1389 | 56.1389 | 56.1389 | 56.1389 | 56.1389 | 56.1389 | 28.0695 | 28.0695 | 28.0695 | 28.0695 | 28.0695 | 28.0695 | 0 | 0 | 0 | 0 | 0 | 0 | 0 | 0 | 0 | 0 | 0 | 0 | 0 | 0 | 0 | 0 | 0 | 0 | 0 | 0 | 0 | 0 | 0 | 0 | 0 | 0 | 0 | 0 | 0 | 0 | 0 | 0 | 0 | 0
5 | 0 | 0 | KIOSK MOUNTED ; < = 22kV ; > 60 kVA AND < = 600 kVA ; MULTIPLE PHASE | 61.779 | 116 | 45 | 23 | 43 | 42 | 25 | 58 | 72 | 76 | 65 | 53 | 55 | 51 | 57 | 49 | 50 | 54 | 45 | 45 | 46 | 50 | 55 | 53 | 60 | 68 | 80 | 89 | 76 | 73 | 80 | 67 | 55 | 58 | 64 | 62 | 60 | 49 | 48 | 67 | 29 | 21 | 26 | 21 | 18 | 34 | 37 | 39 | 43 | 47 | 42 | 40 | 24 | 21 | 18 | 16 | 10 | 11 | 7 | 6 | 4 | 3 | 3 | 2 | 1 | 0 | 0 | 0 | 0 | 0 | 0 | 0 | 0 | 0 | 0 | 0 | 0 | 0 | 0 | 0 | 0 | 0 | 0 | 0 | 0 | 0 | 0 | 0 | 0 | 0 | 0 | 0 |  | 11896.2224 | 4614.9138 | 2358.7337 | 4409.8066 | 4307.2529 | 2563.841 | 5948.1112 | 7383.8622 | 7794.0767 | 6665.9867 | 5435.343 | 5640.4503 | 5230.2357 | 5845.5575 | 5025.1284 | 5127.6821 | 5537.8966 | 4614.9138 | 4614.9138 | 4717.4675 | 5127.6821 | 5640.4503 | 5435.343 | 6153.2185 | 6973.6476 | 8204.2913 | 9127.2741 | 7794.0767 | 7486.4158 | 8204.2913 | 6871.094 | 5640.4503 | 5948.1112 | 6563.433 | 6358.3257 | 6153.2185 | 5025.1284 | 4922.5748 | 6871.094 | 2974.0556 | 2153.6265 | 2666.3947 | 2153.6265 | 1845.9655 | 3486.8238 | 3794.4847 | 3999.592 | 4409.8066 | 4820.0211 | 4307.2529 | 4102.1456 | 2461.2874 | 2153.6265 | 1845.9655 | 1640.8583 | 1025.5364 | 1128.0901 | 717.8755 | 615.3218 | 410.2146 | 307.6609 | 307.6609 | 205.1073 | 102.5536 | 0 | 0 | 0 | 0 | 0 | 0 | 0 | 0 | 0 | 0 | 0 | 0 | 0 | 0 | 0 | 0 | 0 | 0 | 0 | 0 | 0 | 0 | 0 | 0 | 0 | 0 | 0
5 | 0 | 0 | KIOSK MOUNTED ; < = 22kV ; > 600 kVA ; MULTIPLE PHASE | 64.9821 | 50 | 9 | 5 | 9 | 9 | 5 | 12 | 15 | 16 | 14 | 11 | 12 | 11 | 12 | 10 | 11 | 11 | 10 | 10 | 10 | 10 | 12 | 11 | 13 | 14 | 17 | 19 | 16 | 15 | 17 | 14 | 12 | 12 | 13 | 13 | 13 | 10 | 10 | 14 | 6 | 5 | 5 | 4 | 4 | 7 | 8 | 8 | 9 | 10 | 9 | 8 | 5 | 4 | 4 | 3 | 2 | 2 | 2 | 1 | 1 | 1 | 1 | 0 | 0 | 0 | 0 | 0 | 0 | 0 | 0 | 0 | 0 | 0 | 0 | 0 | 0 | 0 | 0 | 0 | 0 | 0 | 0 | 0 | 0 | 0 | 0 | 0 | 0 | 0 | 0 | 0 |  | 5913.7583 | 1064.4765 | 591.3758 | 1064.4765 | 1064.4765 | 591.3758 | 1419.302 | 1774.1275 | 1892.4026 | 1655.8523 | 1301.0268 | 1419.302 | 1301.0268 | 1419.302 | 1182.7517 | 1301.0268 | 1301.0268 | 1182.7517 | 1182.7517 | 1182.7517 | 1182.7517 | 1419.302 | 1301.0268 | 1537.5771 | 1655.8523 | 2010.6778 | 2247.2281 | 1892.4026 | 1774.1275 | 2010.6778 | 1655.8523 | 1419.302 | 1419.302 | 1537.5771 | 1537.5771 | 1537.5771 | 1182.7517 | 1182.7517 | 1655.8523 | 709.651 | 591.3758 | 591.3758 | 473.1007 | 473.1007 | 827.9262 | 946.2013 | 946.2013 | 1064.4765 | 1182.7517 | 1064.4765 | 946.2013 | 591.3758 | 473.1007 | 473.1007 | 354.8255 | 236.5503 | 236.5503 | 236.5503 | 118.2752 | 118.2752 | 118.2752 | 118.2752 | 0 | 0 | 0 | 0 | 0 | 0 | 0 | 0 | 0 | 0 | 0 | 0 | 0 | 0 | 0 | 0 | 0 | 0 | 0 | 0 | 0 | 0 | 0 | 0 | 0 | 0 | 0 | 0 | 0
5 | 0 | 0 | GROUND OUTDOOR / INDOOR CHAMBER MOUNTED ; ˂ 22 kV ; < = 60 kVA ; SINGLE PHASE | 45 | 0 | 0 | 0 | 0 | 0 | 0 | 0 | 0 | 0 | 0 | 0 | 0 | 0 | 0 | 0 | 0 | 0 | 0 | 0 | 0 | 0 | 0 | 0 | 0 | 0 | 0 | 1 | 0 | 0 | 0 | 0 | 0 | 0 | 0 | 0 | 0 | 0 | 0 | 0 | 0 | 0 | 0 | 0 | 0 | 0 | 0 | 0 | 0 | 0 | 0 | 0 | 0 | 0 | 0 | 0 | 0 | 0 | 0 | 0 | 0 | 0 | 0 | 0 | 0 | 0 | 0 | 0 | 0 | 0 | 0 | 0 | 0 | 0 | 0 | 0 | 0 | 0 | 0 | 0 | 0 | 0 | 0 | 0 | 0 | 0 | 0 | 0 | 0 | 0 | 0 | 0 |  | 0 | 0 | 0 | 0 | 0 | 0 | 0 | 0 | 0 | 0 | 0 | 0 | 0 | 0 | 0 | 0 | 0 | 0 | 0 | 0 | 0 | 0 | 0 | 0 | 0 | 0 | 28.0695 | 0 | 0 | 0 | 0 | 0 | 0 | 0 | 0 | 0 | 0 | 0 | 0 | 0 | 0 | 0 | 0 | 0 | 0 | 0 | 0 | 0 | 0 | 0 | 0 | 0 | 0 | 0 | 0 | 0 | 0 | 0 | 0 | 0 | 0 | 0 | 0 | 0 | 0 | 0 | 0 | 0 | 0 | 0 | 0 | 0 | 0 | 0 | 0 | 0 | 0 | 0 | 0 | 0 | 0 | 0 | 0 | 0 | 0 | 0 | 0 | 0 | 0 | 0 | 0
5 | 0 | 0 | GROUND OUTDOOR / INDOOR CHAMBER MOUNTED ; ˂ 22 kV ; > 60 kVA AND < = 600 kVA ; SINGLE PHASE | 45 | 0 | 0 | 0 | 0 | 0 | 0 | 0 | 0 | 0 | 0 | 0 | 0 | 0 | 0 | 0 | 0 | 0 | 0 | 0 | 0 | 0 | 0 | 0 | 0 | 0 | 0 | 1 | 0 | 0 | 0 | 0 | 0 | 0 | 0 | 0 | 0 | 0 | 0 | 0 | 0 | 0 | 0 | 0 | 0 | 0 | 0 | 0 | 0 | 0 | 0 | 0 | 0 | 0 | 0 | 0 | 0 | 0 | 0 | 0 | 0 | 0 | 0 | 0 | 0 | 0 | 0 | 0 | 0 | 0 | 0 | 0 | 0 | 0 | 0 | 0 | 0 | 0 | 0 | 0 | 0 | 0 | 0 | 0 | 0 | 0 | 0 | 0 | 0 | 0 | 0 | 0 |  | 0 | 0 | 0 | 0 | 0 | 0 | 0 | 0 | 0 | 0 | 0 | 0 | 0 | 0 | 0 | 0 | 0 | 0 | 0 | 0 | 0 | 0 | 0 | 0 | 0 | 0 | 28.3768 | 0 | 0 | 0 | 0 | 0 | 0 | 0 | 0 | 0 | 0 | 0 | 0 | 0 | 0 | 0 | 0 | 0 | 0 | 0 | 0 | 0 | 0 | 0 | 0 | 0 | 0 | 0 | 0 | 0 | 0 | 0 | 0 | 0 | 0 | 0 | 0 | 0 | 0 | 0 | 0 | 0 | 0 | 0 | 0 | 0 | 0 | 0 | 0 | 0 | 0 | 0 | 0 | 0 | 0 | 0 | 0 | 0 | 0 | 0 | 0 | 0 | 0 | 0 | 0
5 | 0 | 0 | GROUND OUTDOOR / INDOOR CHAMBER MOUNTED ; ˂ 22 kV ; < = 60 kVA ; MULTIPLE PHASE | 45 | 0 | 0 | 0 | 0 | 0 | 0 | 1 | 1 | 1 | 1 | 1 | 1 | 0 | 1 | 0 | 0 | 1 | 0 | 0 | 0 | 0 | 1 | 1 | 1 | 1 | 1 | 1 | 1 | 1 | 1 | 1 | 1 | 1 | 1 | 1 | 1 | 0 | 0 | 1 | 0 | 0 | 0 | 0 | 0 | 0 | 0 | 0 | 0 | 0 | 0 | 0 | 0 | 0 | 0 | 0 | 0 | 0 | 0 | 0 | 0 | 0 | 0 | 0 | 0 | 0 | 0 | 0 | 0 | 0 | 0 | 0 | 0 | 0 | 0 | 0 | 0 | 0 | 0 | 0 | 0 | 0 | 0 | 0 | 0 | 0 | 0 | 0 | 0 | 0 | 0 | 0 |  | 0 | 0 | 0 | 0 | 0 | 0 | 28.3768 | 28.3768 | 28.3768 | 28.3768 | 28.3768 | 28.3768 | 0 | 28.3768 | 0 | 0 | 28.3768 | 0 | 0 | 0 | 0 | 28.3768 | 28.3768 | 28.3768 | 28.3768 | 28.3768 | 28.3768 | 28.3768 | 28.3768 | 28.3768 | 28.3768 | 28.3768 | 28.3768 | 28.3768 | 28.3768 | 28.3768 | 0 | 0 | 28.3768 | 0 | 0 | 0 | 0 | 0 | 0 | 0 | 0 | 0 | 0 | 0 | 0 | 0 | 0 | 0 | 0 | 0 | 0 | 0 | 0 | 0 | 0 | 0 | 0 | 0 | 0 | 0 | 0 | 0 | 0 | 0 | 0 | 0 | 0 | 0 | 0 | 0 | 0 | 0 | 0 | 0 | 0 | 0 | 0 | 0 | 0 | 0 | 0 | 0 | 0 | 0 | 0
5 | 0 | 0 | GROUND OUTDOOR / INDOOR CHAMBER MOUNTED ; ˂ 22 kV ; > 60 kVA AND < = 600 kVA ; MULTIPLE PHASE | 62.2843 | 3 | 6 | 3 | 6 | 6 | 3 | 8 | 10 | 10 | 9 | 7 | 7 | 7 | 8 | 7 | 7 | 7 | 6 | 6 | 6 | 7 | 7 | 7 | 8 | 9 | 11 | 12 | 10 | 10 | 11 | 9 | 7 | 8 | 9 | 8 | 8 | 7 | 6 | 9 | 4 | 3 | 3 | 3 | 2 | 5 | 5 | 5 | 6 | 6 | 6 | 5 | 3 | 3 | 2 | 2 | 1 | 2 | 1 | 1 | 1 | 0 | 0 | 0 | 0 | 0 | 0 | 0 | 0 | 0 | 0 | 0 | 0 | 0 | 0 | 0 | 0 | 0 | 0 | 0 | 0 | 0 | 0 | 0 | 0 | 0 | 0 | 0 | 0 | 0 | 0 | 0 |  | 85.1304 | 170.2609 | 85.1304 | 170.2609 | 170.2609 | 85.1304 | 227.0145 | 283.7681 | 283.7681 | 255.3913 | 198.6377 | 198.6377 | 198.6377 | 227.0145 | 198.6377 | 198.6377 | 198.6377 | 170.2609 | 170.2609 | 170.2609 | 198.6377 | 198.6377 | 198.6377 | 227.0145 | 255.3913 | 312.1449 | 340.5217 | 283.7681 | 283.7681 | 312.1449 | 255.3913 | 198.6377 | 227.0145 | 255.3913 | 227.0145 | 227.0145 | 198.6377 | 170.2609 | 255.3913 | 113.5072 | 85.1304 | 85.1304 | 85.1304 | 56.7536 | 141.8841 | 141.8841 | 141.8841 | 170.2609 | 170.2609 | 170.2609 | 141.8841 | 85.1304 | 85.1304 | 56.7536 | 56.7536 | 28.3768 | 56.7536 | 28.3768 | 28.3768 | 28.3768 | 0 | 0 | 0 | 0 | 0 | 0 | 0 | 0 | 0 | 0 | 0 | 0 | 0 | 0 | 0 | 0 | 0 | 0 | 0 | 0 | 0 | 0 | 0 | 0 | 0 | 0 | 0 | 0 | 0 | 0 | 0
5 | 0 | 0 | GROUND OUTDOOR / INDOOR CHAMBER MOUNTED ; ˂ 22 kV ; > 600 kVA ; MULTIPLE PHASE | 60.6424 | 8 | 10 | 5 | 10 | 10 | 6 | 14 | 17 | 18 | 15 | 12 | 13 | 12 | 13 | 11 | 12 | 12 | 10 | 10 | 11 | 12 | 13 | 12 | 14 | 16 | 19 | 22 | 18 | 17 | 19 | 16 | 13 | 13 | 15 | 15 | 14 | 11 | 11 | 16 | 7 | 5 | 6 | 5 | 4 | 8 | 9 | 9 | 10 | 11 | 10 | 9 | 6 | 5 | 4 | 4 | 2 | 3 | 2 | 1 | 1 | 1 | 1 | 0 | 0 | 0 | 0 | 0 | 0 | 0 | 0 | 0 | 0 | 0 | 0 | 0 | 0 | 0 | 0 | 0 | 0 | 0 | 0 | 0 | 0 | 0 | 0 | 0 | 0 | 0 | 0 | 0 |  | 337.0075 | 421.2594 | 210.6297 | 421.2594 | 421.2594 | 252.7556 | 589.7631 | 716.1409 | 758.2669 | 631.8891 | 505.5113 | 547.6372 | 505.5113 | 547.6372 | 463.3853 | 505.5113 | 505.5113 | 421.2594 | 421.2594 | 463.3853 | 505.5113 | 547.6372 | 505.5113 | 589.7631 | 674.015 | 800.3928 | 926.7706 | 758.2669 | 716.1409 | 800.3928 | 674.015 | 547.6372 | 547.6372 | 631.8891 | 631.8891 | 589.7631 | 463.3853 | 463.3853 | 674.015 | 294.8816 | 210.6297 | 252.7556 | 210.6297 | 168.5038 | 337.0075 | 379.1334 | 379.1334 | 421.2594 | 463.3853 | 421.2594 | 379.1334 | 252.7556 | 210.6297 | 168.5038 | 168.5038 | 84.2519 | 126.3778 | 84.2519 | 42.1259 | 42.1259 | 42.1259 | 42.1259 | 0 | 0 | 0 | 0 | 0 | 0 | 0 | 0 | 0 | 0 | 0 | 0 | 0 | 0 | 0 | 0 | 0 | 0 | 0 | 0 | 0 | 0 | 0 | 0 | 0 | 0 | 0 | 0 | 0
5 | 0 | 0 | GROUND OUTDOOR / INDOOR CHAMBER MOUNTED ; > 33 kV & < = 66 kV ; < = 15 MVA | 50.6 | 0 | 0 | 0 | 0 | 0 | 0 | 0 | 0 | 0 | 0 | 0 | 1 | 0 | 1 | 1 | 0 | 1 | 0 | 0 | 0 | 0 | 0 | 0 | 0 | 0 | 0 | 0 | 0 | 0 | 0 | 0 | 0 | 0 | 0 | 1 | 0 | 1 | 0 | 0 | 0 | 0 | 0 | 0 | 0 | 0 | 0 | 3 | 8 | 3 | 6 | 0 | 4 | 15 | 0 | 6 | 1 | 2 | 0 | 0 | 0 | 0 | 0 | 0 | 0 | 6 | 0 | 4 | 1 | 0 | 0 | 0 | 0 | 0 | 0 | 0 | 0 | 0 | 0 | 0 | 0 | 0 | 0 | 0 | 0 | 0 | 0 | 0 | 0 | 0 | 0 | 0 |  | 0 | 0 | 0 | 0 | 0 | 0 | 0 | 0 | 0 | 0 | 0 | 1137.9446 | 0 | 1137.9446 | 1137.9446 | 0 | 1137.9446 | 0 | 0 | 0 | 0 | 0 | 0 | 0 | 0 | 0 | 0 | 0 | 0 | 0 | 0 | 0 | 0 | 0 | 1137.9446 | 0 | 1137.9446 | 0 | 0 | 0 | 0 | 0 | 0 | 0 | 0 | 0 | 3413.8339 | 9103.5572 | 3413.8339 | 6827.6679 | 0 | 4551.7786 | 17069.1697 | 0 | 6827.6679 | 1137.9446 | 2275.8893 | 0 | 0 | 0 | 0 | 0 | 0 | 0 | 6827.6679 | 0 | 4551.7786 | 1137.9446 | 0 | 0 | 0 | 0 | 0 | 0 | 0 | 0 | 0 | 0 | 0 | 0 | 0 | 0 | 0 | 0 | 0 | 0 | 0 | 0 | 0 | 0 | 0
5 | 0 | 0 | GROUND OUTDOOR / INDOOR CHAMBER MOUNTED ; > 33 kV & < = 66 kV ; > 15 MVA AND < = 40 MVA | 54.2487 | 2 | 3 | 3 | 3 | 5 | 1 | 3 | 1 | 1 | 1 | 2 | 2 | 0 | 3 | 0 | 1 | 0 | 0 | 0 | 0 | 0 | 0 | 0 | 0 | 0 | 1 | 0 | 1 | 2 | 0 | 0 | 0 | 2 | 0 | 6 | 2 | 12 | 1 | 0 | 3 | 0 | 0 | 0 | 0 | 0 | 0 | 0 | 1 | 4 | 2 | 2 | 2 | 0 | 0 | 1 | 1 | 0 | 0 | 0 | 0 | 0 | 0 | 0 | 0 | 0 | 0 | 0 | 1 | 0 | 0 | 0 | 0 | 0 | 0 | 0 | 0 | 0 | 0 | 0 | 0 | 0 | 0 | 0 | 0 | 0 | 0 | 0 | 0 | 0 | 0 | 0 |  | 2275.8893 | 3413.8339 | 3413.8339 | 3413.8339 | 5689.7232 | 1137.9446 | 3413.8339 | 1137.9446 | 1137.9446 | 1137.9446 | 2275.8893 | 2275.8893 | 0 | 3413.8339 | 0 | 1137.9446 | 0 | 0 | 0 | 0 | 0 | 0 | 0 | 0 | 0 | 1137.9446 | 0 | 1137.9446 | 2275.8893 | 0 | 0 | 0 | 2275.8893 | 0 | 6827.6679 | 2275.8893 | 13655.3357 | 1137.9446 | 0 | 3413.8339 | 0 | 0 | 0 | 0 | 0 | 0 | 0 | 1137.9446 | 4551.7786 | 2275.8893 | 2275.8893 | 2275.8893 | 0 | 0 | 1137.9446 | 1137.9446 | 0 | 0 | 0 | 0 | 0 | 0 | 0 | 0 | 0 | 0 | 0 | 1137.9446 | 0 | 0 | 0 | 0 | 0 | 0 | 0 | 0 | 0 | 0 | 0 | 0 | 0 | 0 | 0 | 0 | 0 | 0 | 0 | 0 | 0 | 0 | 0
5 | 0 | 0 | GROUND OUTDOOR / INDOOR CHAMBER MOUNTED ; > 33 kV & < = 66 kV ; > 40 MVA | 50.6 | 0 | 0 | 0 | 0 | 0 | 0 | 0 | 0 | 0 | 0 | 0 | 0 | 0 | 0 | 0 | 0 | 0 | 0 | 0 | 0 | 0 | 0 | 0 | 0 | 0 | 0 | 0 | 0 | 0 | 0 | 0 | 0 | 0 | 0 | 0 | 0 | 0 | 0 | 0 | 0 | 0 | 0 | 0 | 0 | 0 | 0 | 0 | 0 | 0 | 0 | 0 | 0 | 0 | 0 | 0 | 1 | 0 | 0 | 0 | 0 | 0 | 0 | 0 | 0 | 0 | 0 | 0 | 0 | 0 | 0 | 0 | 0 | 0 | 0 | 0 | 0 | 0 | 0 | 0 | 0 | 0 | 0 | 0 | 0 | 0 | 0 | 0 | 0 | 0 | 0 | 0 |  | 0 | 0 | 0 | 0 | 0 | 0 | 0 | 0 | 0 | 0 | 0 | 0 | 0 | 0 | 0 | 0 | 0 | 0 | 0 | 0 | 0 | 0 | 0 | 0 | 0 | 0 | 0 | 0 | 0 | 0 | 0 | 0 | 0 | 0 | 0 | 0 | 0 | 0 | 0 | 0 | 0 | 0 | 0 | 0 | 0 | 0 | 0 | 0 | 0 | 0 | 0 | 0 | 0 | 0 | 0 | 1137.9446 | 0 | 0 | 0 | 0 | 0 | 0 | 0 | 0 | 0 | 0 | 0 | 0 | 0 | 0 | 0 | 0 | 0 | 0 | 0 | 0 | 0 | 0 | 0 | 0 | 0 | 0 | 0 | 0 | 0 | 0 | 0 | 0 | 0 | 0 | 0
5 | 0 | 0 | POLE MOUNTED ; < ≈ 22KV ; < ≈ 60 KVA ; SWER | 64.3458 | 193 | 343 | 177 | 326 | 320 | 190 | 443 | 551 | 578 | 491 | 407 | 421 | 389 | 430 | 373 | 381 | 409 | 343 | 343 | 347 | 379 | 417 | 406 | 456 | 514 | 609 | 676 | 582 | 552 | 606 | 509 | 415 | 439 | 487 | 475 | 458 | 373 | 367 | 511 | 220 | 163 | 196 | 159 | 138 | 257 | 283 | 295 | 324 | 359 | 322 | 305 | 184 | 159 | 136 | 118 | 74 | 85 | 55 | 46 | 31 | 21 | 20 | 14 | 5 | 2 | 0 | 0 | 0 | 0 | 0 | 0 | 0 | 0 | 0 | 0 | 0 | 0 | 0 | 0 | 0 | 0 | 0 | 0 | 0 | 0 | 0 | 0 | 0 | 0 | 0 | 0 |  | 620.6374 | 1102.9981 | 569.1856 | 1048.3306 | 1029.0361 | 610.9902 | 1424.5719 | 1771.8716 | 1858.6965 | 1578.9273 | 1308.8053 | 1353.8257 | 1250.9221 | 1382.7673 | 1199.4703 | 1225.1962 | 1315.2368 | 1102.9981 | 1102.9981 | 1115.8611 | 1218.7647 | 1340.9627 | 1305.5896 | 1466.3765 | 1652.8893 | 1958.3844 | 2173.8389 | 1871.5595 | 1775.0873 | 1948.7372 | 1636.8106 | 1334.5312 | 1411.709 | 1566.0644 | 1527.4755 | 1472.808 | 1199.4703 | 1180.1758 | 1643.2421 | 707.4623 | 524.1653 | 630.2846 | 511.3023 | 443.7718 | 826.4447 | 910.0538 | 948.6427 | 1041.8991 | 1154.4499 | 1035.4676 | 980.8001 | 591.6958 | 511.3023 | 437.3404 | 379.4571 | 237.9646 | 273.3377 | 176.8656 | 147.9239 | 99.6879 | 67.5305 | 64.3148 | 45.0203 | 16.0787 | 6.4315 | 0 | 0 | 0 | 0 | 0 | 0 | 0 | 0 | 0 | 0 | 0 | 0 | 0 | 0 | 0 | 0 | 0 | 0 | 0 | 0 | 0 | 0 | 0 | 0 | 0 | 0
5 | 0 | 0 | POLE MOUNTED ; < ≈ 22KV ; > 60 KVA AND < ≈ 600 KVA ; SWER | 50 | 0 | 0 | 0 | 0 | 0 | 0 | 0 | 0 | 1 | 0 | 0 | 0 | 0 | 0 | 0 | 0 | 0 | 0 | 0 | 0 | 0 | 0 | 0 | 0 | 0 | 1 | 1 | 1 | 0 | 1 | 0 | 0 | 0 | 0 | 0 | 0 | 0 | 0 | 0 | 0 | 0 | 0 | 0 | 0 | 0 | 0 | 0 | 0 | 0 | 0 | 0 | 0 | 0 | 0 | 0 | 0 | 0 | 0 | 0 | 0 | 0 | 0 | 0 | 0 | 0 | 0 | 0 | 0 | 0 | 0 | 0 | 0 | 0 | 0 | 0 | 0 | 0 | 0 | 0 | 0 | 0 | 0 | 0 | 0 | 0 | 0 | 0 | 0 | 0 | 0 | 0 |  | 0 | 0 | 0 | 0 | 0 | 0 | 0 | 0 | 29.7005 | 0 | 0 | 0 | 0 | 0 | 0 | 0 | 0 | 0 | 0 | 0 | 0 | 0 | 0 | 0 | 0 | 29.7005 | 29.7005 | 29.7005 | 0 | 29.7005 | 0 | 0 | 0 | 0 | 0 | 0 | 0 | 0 | 0 | 0 | 0 | 0 | 0 | 0 | 0 | 0 | 0 | 0 | 0 | 0 | 0 | 0 | 0 | 0 | 0 | 0 | 0 | 0 | 0 | 0 | 0 | 0 | 0 | 0 | 0 | 0 | 0 | 0 | 0 | 0 | 0 | 0 | 0 | 0 | 0 | 0 | 0 | 0 | 0 | 0 | 0 | 0 | 0 | 0 | 0 | 0 | 0 | 0 | 0 | 0 | 0
5 | 0 | 0 | KIOSK MOUNTED ; < ≈ 22KV ; < ≈ 60 KVA ; SWER | 41.5321 | 4 | 1 | 1 | 1 | 1 | 1 | 2 | 2 | 2 | 2 | 2 | 2 | 1 | 2 | 1 | 1 | 2 | 1 | 1 | 1 | 1 | 2 | 2 | 2 | 2 | 2 | 3 | 2 | 2 | 2 | 2 | 2 | 2 | 2 | 2 | 2 | 1 | 1 | 2 | 1 | 1 | 1 | 1 | 1 | 1 | 1 | 1 | 1 | 1 | 1 | 1 | 1 | 1 | 1 | 0 | 0 | 0 | 0 | 0 | 0 | 0 | 0 | 0 | 0 | 0 | 0 | 0 | 0 | 0 | 0 | 0 | 0 | 0 | 0 | 0 | 0 | 0 | 0 | 0 | 0 | 0 | 0 | 0 | 0 | 0 | 0 | 0 | 0 | 0 | 0 | 0 |  | 52.8044 | 13.2011 | 13.2011 | 13.2011 | 13.2011 | 13.2011 | 26.4022 | 26.4022 | 26.4022 | 26.4022 | 26.4022 | 26.4022 | 13.2011 | 26.4022 | 13.2011 | 13.2011 | 26.4022 | 13.2011 | 13.2011 | 13.2011 | 13.2011 | 26.4022 | 26.4022 | 26.4022 | 26.4022 | 26.4022 | 39.6033 | 26.4022 | 26.4022 | 26.4022 | 26.4022 | 26.4022 | 26.4022 | 26.4022 | 26.4022 | 26.4022 | 13.2011 | 13.2011 | 26.4022 | 13.2011 | 13.2011 | 13.2011 | 13.2011 | 13.2011 | 13.2011 | 13.2011 | 13.2011 | 13.2011 | 13.2011 | 13.2011 | 13.2011 | 13.2011 | 13.2011 | 13.2011 | 0 | 0 | 0 | 0 | 0 | 0 | 0 | 0 | 0 | 0 | 0 | 0 | 0 | 0 | 0 | 0 | 0 | 0 | 0 | 0 | 0 | 0 | 0 | 0 | 0 | 0 | 0 | 0 | 0 | 0 | 0 | 0 | 0 | 0 | 0 | 0 | 0
5 | 0 | 0 | POLE / GROUND MOUNTED ; < = 22KV ; > 600 KVA ; REGULATOR | 43.6417 | 17 | 12 | 31 | 56 | 56 | 1 | 3 | 4 | 6 | 5 | 4 | 4 | 4 | 4 | 4 | 4 | 4 | 3 | 3 | 3 | 4 | 4 | 4 | 5 | 5 | 6 | 6 | 6 | 5 | 6 | 5 | 4 | 4 | 5 | 5 | 5 | 4 | 4 | 5 | 2 | 2 | 2 | 2 | 1 | 3 | 3 | 3 | 3 | 4 | 3 | 3 | 2 | 2 | 1 | 1 | 1 | 1 | 1 | 0 | 0 | 0 | 0 | 0 | 0 | 0 | 0 | 0 | 0 | 0 | 0 | 0 | 0 | 0 | 0 | 0 | 0 | 0 | 0 | 0 | 0 | 0 | 0 | 0 | 0 | 0 | 0 | 0 | 0 | 0 | 0 | 0 |  | 1110.5411 | 783.9114 | 2025.1044 | 3658.253 | 3658.253 | 65.3259 | 195.9778 | 261.3038 | 391.9557 | 326.6297 | 261.3038 | 261.3038 | 261.3038 | 261.3038 | 261.3038 | 261.3038 | 261.3038 | 195.9778 | 195.9778 | 195.9778 | 261.3038 | 261.3038 | 261.3038 | 326.6297 | 326.6297 | 391.9557 | 391.9557 | 391.9557 | 326.6297 | 391.9557 | 326.6297 | 261.3038 | 261.3038 | 326.6297 | 326.6297 | 326.6297 | 261.3038 | 261.3038 | 326.6297 | 130.6519 | 130.6519 | 130.6519 | 130.6519 | 65.3259 | 195.9778 | 195.9778 | 195.9778 | 195.9778 | 261.3038 | 195.9778 | 195.9778 | 130.6519 | 130.6519 | 65.3259 | 65.3259 | 65.3259 | 65.3259 | 65.3259 | 0 | 0 | 0 | 0 | 0 | 0 | 0 | 0 | 0 | 0 | 0 | 0 | 0 | 0 | 0 | 0 | 0 | 0 | 0 | 0 | 0 | 0 | 0 | 0 | 0 | 0 | 0 | 0 | 0 | 0 | 0 | 0 | 0
5 | 0 | 0 | AUTO TRANSFORMERS | 55 | 0 | 0 | 0 | 1 | 0 | 0 | 0 | 0 | 0 | 0 | 0 | 0 | 0 | 0 | 0 | 0 | 0 | 0 | 0 | 0 | 0 | 0 | 0 | 0 | 0 | 0 | 0 | 0 | 0 | 0 | 0 | 0 | 0 | 0 | 0 | 0 | 0 | 0 | 0 | 0 | 0 | 0 | 0 | 0 | 0 | 0 | 0 | 0 | 0 | 0 | 0 | 0 | 0 | 0 | 0 | 0 | 0 | 0 | 0 | 0 | 0 | 0 | 0 | 0 | 0 | 0 | 0 | 0 | 0 | 0 | 0 | 0 | 0 | 0 | 0 | 0 | 0 | 0 | 0 | 0 | 0 | 0 | 0 | 0 | 0 | 0 | 0 | 0 | 0 | 0 | 0 |  | 0 | 0 | 0 | 42.1259 | 0 | 0 | 0 | 0 | 0 | 0 | 0 | 0 | 0 | 0 | 0 | 0 | 0 | 0 | 0 | 0 | 0 | 0 | 0 | 0 | 0 | 0 | 0 | 0 | 0 | 0 | 0 | 0 | 0 | 0 | 0 | 0 | 0 | 0 | 0 | 0 | 0 | 0 | 0 | 0 | 0 | 0 | 0 | 0 | 0 | 0 | 0 | 0 | 0 | 0 | 0 | 0 | 0 | 0 | 0 | 0 | 0 | 0 | 0 | 0 | 0 | 0 | 0 | 0 | 0 | 0 | 0 | 0 | 0 | 0 | 0 | 0 | 0 | 0 | 0 | 0 | 0 | 0 | 0 | 0 | 0 | 0 | 0 | 0 | 0 | 0 | 0
0 | 0 | 0 | 0 | 0 | 0 | 0 | 0 | 0 | 0 | 0 | 0 | 0 | 0 | 0 | 0 | 0 | 0 | 0 | 0 | 0 | 0 | 0 | 0 | 0 | 0 | 0 | 0 | 0 | 0 | 0 | 0 | 0 | 0 | 0 | 0 | 0 | 0 | 0 | 0 | 0 | 0 | 0 | 0 | 0 | 0 | 0 | 0 | 0 | 0 | 0 | 0 | 0 | 0 | 0 | 0 | 0 | 0 | 0 | 0 | 0 | 0 | 0 | 0 | 0 | 0 | 0 | 0 | 0 | 0 | 0 | 0 | 0 | 0 | 0 | 0 | 0 | 0 | 0 | 0 | 0 | 0 | 0 | 0 | 0 | 0 | 0 | 0 | 0 | 0 | 0 | 0 | 0 | 0 | 0 | 0 |  | 0 | 0 | 0 | 0 | 0 | 0 | 0 | 0 | 0 | 0 | 0 | 0 | 0 | 0 | 0 | 0 | 0 | 0 | 0 | 0 | 0 | 0 | 0 | 0 | 0 | 0 | 0 | 0 | 0 | 0 | 0 | 0 | 0 | 0 | 0 | 0 | 0 | 0 | 0 | 0 | 0 | 0 | 0 | 0 | 0 | 0 | 0 | 0 | 0 | 0 | 0 | 0 | 0 | 0 | 0 | 0 | 0 | 0 | 0 | 0 | 0 | 0 | 0 | 0 | 0 | 0 | 0 | 0 | 0 | 0 | 0 | 0 | 0 | 0 | 0 | 0 | 0 | 0 | 0 | 0 | 0 | 0 | 0 | 0 | 0 | 0 | 0 | 0 | 0 | 0 | 0
0 | 0 | 0 | Switchgear | 0 | 0 | 0 | 0 | 0 | 0 | 0 | 0 | 0 | 0 | 0 | 0 | 0 | 0 | 0 | 0 | 0 | 0 | 0 | 0 | 0 | 0 | 0 | 0 | 0 | 0 | 0 | 0 | 0 | 0 | 0 | 0 | 0 | 0 | 0 | 0 | 0 | 0 | 0 | 0 | 0 | 0 | 0 | 0 | 0 | 0 | 0 | 0 | 0 | 0 | 0 | 0 | 0 | 0 | 0 | 0 | 0 | 0 | 0 | 0 | 0 | 0 | 0 | 0 | 0 | 0 | 0 | 0 | 0 | 0 | 0 | 0 | 0 | 0 | 0 | 0 | 0 | 0 | 0 | 0 | 0 | 0 | 0 | 0 | 0 | 0 | 0 | 0 | 0 | 0 | 0 | 0 |  | 0 | 0 | 0 | 0 | 0 | 0 | 0 | 0 | 0 | 0 | 0 | 0 | 0 | 0 | 0 | 0 | 0 | 0 | 0 | 0 | 0 | 0 | 0 | 0 | 0 | 0 | 0 | 0 | 0 | 0 | 0 | 0 | 0 | 0 | 0 | 0 | 0 | 0 | 0 | 0 | 0 | 0 | 0 | 0 | 0 | 0 | 0 | 0 | 0 | 0 | 0 | 0 | 0 | 0 | 0 | 0 | 0 | 0 | 0 | 0 | 0 | 0 | 0 | 0 | 0 | 0 | 0 | 0 | 0 | 0 | 0 | 0 | 0 | 0 | 0 | 0 | 0 | 0 | 0 | 0 | 0 | 0 | 0 | 0 | 0 | 0 | 0 | 0 | 0 | 0 | 0
6 | 0 | 0 | ˂ = 11 kV ; SWITCH | 58.3673 | 3 | 5 | 3 | 4 | 4 | 7 | 2 | 9 | 0 | 4 | 0 | 0 | 1 | 2 | 1 | 1 | 0 | 0 | 0 | 0 | 0 | 0 | 0 | 0 | 0 | 1 | 0 | 2 | 0 | 1 | 3 | 1 | 0 | 2 | 0 | 2 | 6 | 0 | 3 | 2 | 0 | 0 | 0 | 0 | 1 | 4 | 2 | 3 | 1 | 2 | 0 | 1 | 3 | 0 | 1 | 2 | 1 | 0 | 0 | 1 | 1 | 0 | 0 | 0 | 0 | 0 | 0 | 0 | 0 | 0 | 0 | 0 | 0 | 0 | 0 | 0 | 0 | 0 | 0 | 0 | 0 | 0 | 0 | 0 | 0 | 0 | 0 | 0 | 0 | 0 | 0 |  | 104.3462 | 173.9104 | 104.3462 | 139.1283 | 139.1283 | 243.4745 | 69.5641 | 313.0387 | 0 | 139.1283 | 0 | 0 | 34.7821 | 69.5641 | 34.7821 | 34.7821 | 0 | 0 | 0 | 0 | 0 | 0 | 0 | 0 | 0 | 34.7821 | 0 | 69.5641 | 0 | 34.7821 | 104.3462 | 34.7821 | 0 | 69.5641 | 0 | 69.5641 | 208.6924 | 0 | 104.3462 | 69.5641 | 0 | 0 | 0 | 0 | 34.7821 | 139.1283 | 69.5641 | 104.3462 | 34.7821 | 69.5641 | 0 | 34.7821 | 104.3462 | 0 | 34.7821 | 69.5641 | 34.7821 | 0 | 0 | 34.7821 | 34.7821 | 0 | 0 | 0 | 0 | 0 | 0 | 0 | 0 | 0 | 0 | 0 | 0 | 0 | 0 | 0 | 0 | 0 | 0 | 0 | 0 | 0 | 0 | 0 | 0 | 0 | 0 | 0 | 0 | 0 | 0
6 | 0 | 0 | ˂ = 11 kV ; CIRCUIT BREAKER | 45 | 0 | 0 | 0 | 1 | 0 | 0 | 0 | 0 | 0 | 0 | 0 | 0 | 0 | 0 | 0 | 0 | 0 | 0 | 0 | 0 | 2 | 0 | 0 | 0 | 1 | 2 | 2 | 2 | 0 | 0 | 20 | 0 | 0 | 0 | 0 | 1 | 1 | 0 | 1 | 0 | 0 | 0 | 0 | 0 | 0 | 1 | 0 | 1 | 0 | 0 | 8 | 0 | 2 | 0 | 1 | 1 | 12 | 0 | 0 | 0 | 0 | 0 | 0 | 0 | 0 | 0 | 0 | 0 | 0 | 0 | 0 | 0 | 0 | 0 | 0 | 0 | 0 | 0 | 0 | 0 | 0 | 0 | 0 | 0 | 0 | 0 | 0 | 0 | 0 | 0 | 0 |  | 0 | 0 | 0 | 89.0353 | 0 | 0 | 0 | 0 | 0 | 0 | 0 | 0 | 0 | 0 | 0 | 0 | 0 | 0 | 0 | 0 | 178.0705 | 0 | 0 | 0 | 89.0353 | 178.0705 | 178.0705 | 178.0705 | 0 | 0 | 1780.7053 | 0 | 0 | 0 | 0 | 89.0353 | 89.0353 | 0 | 89.0353 | 0 | 0 | 0 | 0 | 0 | 0 | 89.0353 | 0 | 89.0353 | 0 | 0 | 712.2821 | 0 | 178.0705 | 0 | 89.0353 | 89.0353 | 1068.4232 | 0 | 0 | 0 | 0 | 0 | 0 | 0 | 0 | 0 | 0 | 0 | 0 | 0 | 0 | 0 | 0 | 0 | 0 | 0 | 0 | 0 | 0 | 0 | 0 | 0 | 0 | 0 | 0 | 0 | 0 | 0 | 0 | 0 | 0
6 | 0 | 0 | ˂= 1 kV CIRCUIT BREAKER | 45 | 0 | 0 | 0 | 0 | 0 | 0 | 0 | 0 | 0 | 0 | 0 | 0 | 141 | 223 | 70 | 117 | 12 | 23 | 23 | 12 | 12 | 12 | 12 | 23 | 12 | 82 | 12 | 200 | 35 | 117 | 12 | 70 | 12 | 188 | 12 | 247 | 646 | 12 | 399 | 235 | 12 | 12 | 12 | 12 | 106 | 493 | 200 | 294 | 106 | 200 | 35 | 117 | 329 | 23 | 94 | 270 | 129 | 12 | 12 | 59 | 153 | 12 | 35 | 12 | 23 | 12 | 12 | 12 | 12 | 12 | 12 | 12 | 12 | 12 | 12 | 12 | 12 | 12 | 12 | 12 | 12 | 12 | 12 | 12 | 12 | 12 | 12 | 12 | 12 | 12 | 12 |  | 0 | 0 | 0 | 0 | 0 | 0 | 0 | 0 | 0 | 0 | 0 | 0 | 684.4471 | 1082.4943 | 339.7964 | 567.9454 | 58.2508 | 111.6474 | 111.6474 | 58.2508 | 58.2508 | 58.2508 | 58.2508 | 111.6474 | 58.2508 | 398.0472 | 58.2508 | 970.8469 | 169.8982 | 567.9454 | 58.2508 | 339.7964 | 58.2508 | 912.5961 | 58.2508 | 1198.9959 | 3135.8355 | 58.2508 | 1936.8396 | 1140.7451 | 58.2508 | 58.2508 | 58.2508 | 58.2508 | 514.5489 | 2393.1376 | 970.8469 | 1427.145 | 514.5489 | 970.8469 | 169.8982 | 567.9454 | 1597.0432 | 111.6474 | 456.298 | 1310.6433 | 626.1963 | 58.2508 | 58.2508 | 286.3998 | 742.6979 | 58.2508 | 169.8982 | 58.2508 | 111.6474 | 58.2508 | 58.2508 | 58.2508 | 58.2508 | 58.2508 | 58.2508 | 58.2508 | 58.2508 | 58.2508 | 58.2508 | 58.2508 | 58.2508 | 58.2508 | 58.2508 | 58.2508 | 58.2508 | 58.2508 | 58.2508 | 58.2508 | 58.2508 | 58.2508 | 58.2508 | 58.2508 | 58.2508 | 58.2508 | 58.2508
6 | 0 | 0 | > 1 kV & ˂= 11 kV ISOLATORS, EARTHING SWITCH | 45 | 2 | 2 | 1 | 0 | 2 | 4 | 1 | 2 | 1 | 1 | 0 | 0 | 2 | 3 | 1 | 1 | 0 | 0 | 0 | 0 | 0 | 0 | 0 | 0 | 0 | 1 | 0 | 3 | 0 | 1 | 0 | 1 | 0 | 2 | 0 | 3 | 8 | 1 | 5 | 3 | 0 | 0 | 0 | 0 | 1 | 6 | 3 | 4 | 1 | 3 | 1 | 1 | 4 | 0 | 1 | 3 | 2 | 0 | 0 | 1 | 2 | 0 | 0 | 0 | 0 | 0 | 0 | 0 | 0 | 0 | 0 | 0 | 0 | 0 | 0 | 0 | 0 | 0 | 0 | 0 | 0 | 0 | 0 | 0 | 0 | 0 | 0 | 0 | 0 | 0 | 0 |  | 9.7085 | 9.7085 | 4.8542 | 0 | 9.7085 | 19.4169 | 4.8542 | 9.7085 | 4.8542 | 4.8542 | 0 | 0 | 9.7085 | 14.5627 | 4.8542 | 4.8542 | 0 | 0 | 0 | 0 | 0 | 0 | 0 | 0 | 0 | 4.8542 | 0 | 14.5627 | 0 | 4.8542 | 0 | 4.8542 | 0 | 9.7085 | 0 | 14.5627 | 38.8339 | 4.8542 | 24.2712 | 14.5627 | 0 | 0 | 0 | 0 | 4.8542 | 29.1254 | 14.5627 | 19.4169 | 4.8542 | 14.5627 | 4.8542 | 4.8542 | 19.4169 | 0 | 4.8542 | 14.5627 | 9.7085 | 0 | 0 | 4.8542 | 9.7085 | 0 | 0 | 0 | 0 | 0 | 0 | 0 | 0 | 0 | 0 | 0 | 0 | 0 | 0 | 0 | 0 | 0 | 0 | 0 | 0 | 0 | 0 | 0 | 0 | 0 | 0 | 0 | 0 | 0 | 0
6 | 0 | 0 | > 11 kV & < = 22 kV ; SWITCH | 71.5065 | 552 | 808 | 657 | 666 | 681 | 728 | 693 | 562 | 497 | 474 | 341 | 211 | 222 | 315 | 122 | 144 | 21 | 27 | 28 | 23 | 20 | 16 | 16 | 29 | 16 | 96 | 17 | 228 | 42 | 133 | 31 | 85 | 31 | 248 | 42 | 286 | 733 | 13 | 447 | 264 | 13 | 13 | 19 | 13 | 118 | 553 | 225 | 326 | 119 | 224 | 39 | 130 | 365 | 26 | 104 | 300 | 144 | 13 | 13 | 65 | 170 | 13 | 39 | 13 | 26 | 13 | 13 | 13 | 13 | 13 | 13 | 13 | 13 | 13 | 13 | 13 | 13 | 13 | 13 | 13 | 13 | 13 | 13 | 13 | 13 | 13 | 13 | 13 | 13 | 13 | 13 |  | 9943.741 | 14555.331 | 11835.2135 | 11997.3397 | 12267.55 | 13114.2092 | 12483.7183 | 10123.8812 | 8952.9697 | 8538.6472 | 6142.782 | 3800.959 | 3999.1132 | 5674.4174 | 2197.7109 | 2594.0194 | 378.2945 | 486.3786 | 504.3927 | 414.3225 | 360.2805 | 288.2244 | 288.2244 | 522.4067 | 288.2244 | 1729.3463 | 306.2384 | 4107.1974 | 756.589 | 2395.8651 | 558.4347 | 1531.192 | 558.4347 | 4467.4778 | 756.589 | 5152.0107 | 13204.2793 | 234.1823 | 8052.2685 | 4755.7022 | 234.1823 | 234.1823 | 342.2664 | 234.1823 | 2125.6548 | 9961.755 | 4053.1553 | 5872.5717 | 2143.6688 | 4035.1413 | 702.5469 | 2341.8231 | 6575.1186 | 468.3646 | 1873.4585 | 5404.2071 | 2594.0194 | 234.1823 | 234.1823 | 1170.9115 | 3062.384 | 234.1823 | 702.5469 | 234.1823 | 468.3646 | 234.1823 | 234.1823 | 234.1823 | 234.1823 | 234.1823 | 234.1823 | 234.1823 | 234.1823 | 234.1823 | 234.1823 | 234.1823 | 234.1823 | 234.1823 | 234.1823 | 234.1823 | 234.1823 | 234.1823 | 234.1823 | 234.1823 | 234.1823 | 234.1823 | 234.1823 | 234.1823 | 234.1823 | 234.1823 | 234.1823
6 | 0 | 0 | > 11 kV & < = 22 kV ; CIRCUIT BREAKER | 50.9187 | 7 | 9 | 15 | 16 | 12 | 16 | 14 | 15 | 18 | 12 | 23 | 14 | 15 | 25 | 7 | 13 | 0 | 2 | 2 | 0 | 0 | 0 | 0 | 2 | 0 | 9 | 0 | 22 | 3 | 13 | 0 | 7 | 0 | 21 | 0 | 28 | 74 | 0 | 45 | 26 | 0 | 0 | 0 | 0 | 11 | 56 | 22 | 33 | 11 | 22 | 3 | 13 | 37 | 2 | 10 | 30 | 14 | 0 | 0 | 6 | 17 | 0 | 3 | 0 | 2 | 0 | 0 | 0 | 0 | 0 | 0 | 0 | 0 | 0 | 0 | 0 | 0 | 0 | 0 | 0 | 0 | 0 | 0 | 0 | 0 | 0 | 0 | 0 | 0 | 0 | 0 |  | 623.2469 | 801.3174 | 1335.529 | 1424.5642 | 1068.4232 | 1424.5642 | 1246.4937 | 1335.529 | 1602.6348 | 1068.4232 | 2047.8111 | 1246.4937 | 1335.529 | 2225.8816 | 623.2469 | 1157.4584 | 0 | 178.0705 | 178.0705 | 0 | 0 | 0 | 0 | 178.0705 | 0 | 801.3174 | 0 | 1958.7758 | 267.1058 | 1157.4584 | 0 | 623.2469 | 0 | 1869.7406 | 0 | 2492.9874 | 6588.6096 | 0 | 4006.5869 | 2314.9169 | 0 | 0 | 0 | 0 | 979.3879 | 4985.9748 | 1958.7758 | 2938.1637 | 979.3879 | 1958.7758 | 267.1058 | 1157.4584 | 3294.3048 | 178.0705 | 890.3526 | 2671.0579 | 1246.4937 | 0 | 0 | 534.2116 | 1513.5995 | 0 | 267.1058 | 0 | 178.0705 | 0 | 0 | 0 | 0 | 0 | 0 | 0 | 0 | 0 | 0 | 0 | 0 | 0 | 0 | 0 | 0 | 0 | 0 | 0 | 0 | 0 | 0 | 0 | 0 | 0 | 0
6 | 0 | 0 | > 33 kV & < = 66 kV ; SWITCH | 57.2371 | 0 | 1 | 6 | 0 | 3 | 2 | 6 | 2 | 8 | 4 | 3 | 4 | 8 | 15 | 3 | 5 | 0 | 1 | 1 | 0 | 0 | 0 | 0 | 1 | 0 | 3 | 0 | 8 | 1 | 5 | 0 | 4 | 0 | 8 | 0 | 10 | 26 | 0 | 16 | 9 | 0 | 0 | 0 | 0 | 4 | 20 | 8 | 12 | 4 | 11 | 13 | 5 | 13 | 4 | 4 | 11 | 5 | 0 | 0 | 2 | 6 | 0 | 1 | 0 | 1 | 0 | 0 | 0 | 0 | 0 | 0 | 0 | 0 | 0 | 0 | 0 | 0 | 0 | 0 | 0 | 0 | 0 | 0 | 0 | 0 | 0 | 0 | 0 | 0 | 0 | 0 |  | 0 | 36.4317 | 218.5901 | 0 | 109.2951 | 72.8634 | 218.5901 | 72.8634 | 291.4535 | 145.7267 | 109.2951 | 145.7267 | 291.4535 | 546.4753 | 109.2951 | 182.1584 | 0 | 36.4317 | 36.4317 | 0 | 0 | 0 | 0 | 36.4317 | 0 | 109.2951 | 0 | 291.4535 | 36.4317 | 182.1584 | 0 | 145.7267 | 0 | 291.4535 | 0 | 364.3169 | 947.2239 | 0 | 582.907 | 327.8852 | 0 | 0 | 0 | 0 | 145.7267 | 728.6337 | 291.4535 | 437.1802 | 145.7267 | 400.7486 | 473.6119 | 182.1584 | 473.6119 | 145.7267 | 145.7267 | 400.7486 | 182.1584 | 0 | 0 | 72.8634 | 218.5901 | 0 | 36.4317 | 0 | 36.4317 | 0 | 0 | 0 | 0 | 0 | 0 | 0 | 0 | 0 | 0 | 0 | 0 | 0 | 0 | 0 | 0 | 0 | 0 | 0 | 0 | 0 | 0 | 0 | 0 | 0 | 0
6 | 0 | 0 | > 33 kV & < = 66 kV ; CIRCUIT BREAKER | 51.4941 | 7 | 4 | 2 | 9 | 6 | 8 | 4 | 3 | 4 | 7 | 6 | 5 | 2 | 5 | 2 | 1 | 1 | 0 | 0 | 0 | 0 | 0 | 0 | 0 | 0 | 1 | 0 | 0 | 2 | 0 | 3 | 0 | 18 | 0 | 0 | 0 | 0 | 21 | 0 | 18 | 0 | 0 | 0 | 0 | 0 | 5 | 0 | 6 | 0 | 4 | 5 | 12 | 9 | 0 | 6 | 1 | 0 | 0 | 0 | 0 | 0 | 0 | 0 | 0 | 0 | 0 | 0 | 0 | 0 | 0 | 0 | 0 | 0 | 0 | 0 | 0 | 0 | 0 | 0 | 0 | 0 | 0 | 0 | 0 | 0 | 0 | 0 | 0 | 0 | 0 | 0 |  | 1324.9668 | 757.1239 | 378.5619 | 1703.5287 | 1135.6858 | 1514.2477 | 757.1239 | 567.8429 | 757.1239 | 1324.9668 | 1135.6858 | 946.4048 | 378.5619 | 946.4048 | 378.5619 | 189.281 | 189.281 | 0 | 0 | 0 | 0 | 0 | 0 | 0 | 0 | 189.281 | 0 | 0 | 378.5619 | 0 | 567.8429 | 0 | 3407.0574 | 0 | 0 | 0 | 0 | 3974.9003 | 0 | 3407.0574 | 0 | 0 | 0 | 0 | 0 | 946.4048 | 0 | 1135.6858 | 0 | 757.1239 | 946.4048 | 2271.3716 | 1703.5287 | 0 | 1135.6858 | 189.281 | 0 | 0 | 0 | 0 | 0 | 0 | 0 | 0 | 0 | 0 | 0 | 0 | 0 | 0 | 0 | 0 | 0 | 0 | 0 | 0 | 0 | 0 | 0 | 0 | 0 | 0 | 0 | 0 | 0 | 0 | 0 | 0 | 0 | 0 | 0
6 | 0 | 0 | > 11 KV & < ≈ 22 KV ; ISOLATORS, EARTHING SWITCH | 69.7782 | 247 | 307 | 1079 | 756 | 1100 | 1167 | 1369 | 557 | 304 | 230 | 245 | 206 | 253 | 330 | 117 | 160 | 24 | 30 | 31 | 19 | 17 | 17 | 16 | 28 | 18 | 100 | 14 | 240 | 43 | 142 | 19 | 87 | 19 | 232 | 26 | 302 | 776 | 16 | 481 | 289 | 14 | 16 | 14 | 14 | 128 | 606 | 244 | 359 | 130 | 263 | 50 | 149 | 403 | 28 | 113 | 324 | 156 | 14 | 14 | 71 | 183 | 14 | 42 | 14 | 28 | 14 | 14 | 14 | 14 | 14 | 14 | 14 | 14 | 14 | 14 | 14 | 14 | 14 | 14 | 14 | 14 | 14 | 14 | 14 | 14 | 14 | 14 | 14 | 14 | 14 | 14 |  | 1198.9959 | 1490.25 | 5237.7191 | 3669.8013 | 5339.658 | 5664.8917 | 6645.4471 | 2703.8086 | 1475.6873 | 1116.4739 | 1189.2875 | 999.9723 | 1228.1213 | 1601.8974 | 567.9454 | 776.6775 | 116.5016 | 145.627 | 150.4813 | 92.2305 | 82.522 | 82.522 | 77.6678 | 135.9186 | 87.3762 | 485.4235 | 67.9593 | 1165.0163 | 208.7321 | 689.3013 | 92.2305 | 422.3184 | 92.2305 | 1126.1824 | 126.2101 | 1465.9788 | 3766.886 | 77.6678 | 2334.8868 | 1402.8738 | 67.9593 | 77.6678 | 67.9593 | 67.9593 | 621.342 | 2941.6661 | 1184.4332 | 1742.6702 | 631.0505 | 1276.6637 | 242.7117 | 723.2809 | 1956.2565 | 135.9186 | 548.5285 | 1572.772 | 757.2606 | 67.9593 | 67.9593 | 344.6507 | 888.3249 | 67.9593 | 203.8779 | 67.9593 | 135.9186 | 67.9593 | 67.9593 | 67.9593 | 67.9593 | 67.9593 | 67.9593 | 67.9593 | 67.9593 | 67.9593 | 67.9593 | 67.9593 | 67.9593 | 67.9593 | 67.9593 | 67.9593 | 67.9593 | 67.9593 | 67.9593 | 67.9593 | 67.9593 | 67.9593 | 67.9593 | 67.9593 | 67.9593 | 67.9593 | 67.9593
6 | 0 | 0 | > 33 KV & < ≈ 66 KV ; ISOLATORS, EARTHING SWITCH | 58.7591 | 4 | 4 | 18 | 5 | 1 | 5 | 8 | 4 | 1 | 3 | 4 | 1 | 20 | 30 | 4 | 8 | 1 | 1 | 1 | 1 | 1 | 1 | 1 | 1 | 1 | 14 | 1 | 21 | 3 | 8 | 1 | 5 | 40 | 19 | 11 | 17 | 39 | 19 | 24 | 27 | 1 | 1 | 1 | 1 | 6 | 37 | 14 | 31 | 11 | 32 | 16 | 28 | 31 | 1 | 11 | 19 | 8 | 1 | 1 | 3 | 9 | 1 | 2 | 1 | 1 | 1 | 1 | 1 | 1 | 1 | 1 | 1 | 1 | 3 | 1 | 1 | 1 | 1 | 1 | 1 | 1 | 1 | 1 | 1 | 1 | 1 | 1 | 1 | 1 | 1 | 1 |  | 42.3782 | 42.3782 | 190.7017 | 52.9727 | 10.5945 | 52.9727 | 84.7563 | 42.3782 | 10.5945 | 31.7836 | 42.3782 | 10.5945 | 211.8908 | 317.8362 | 42.3782 | 84.7563 | 10.5945 | 10.5945 | 10.5945 | 10.5945 | 10.5945 | 10.5945 | 10.5945 | 10.5945 | 10.5945 | 148.3236 | 10.5945 | 222.4854 | 31.7836 | 84.7563 | 10.5945 | 52.9727 | 423.7817 | 201.2963 | 116.54 | 180.1072 | 413.1871 | 201.2963 | 254.269 | 286.0526 | 10.5945 | 10.5945 | 10.5945 | 10.5945 | 63.5672 | 391.998 | 148.3236 | 328.4308 | 116.54 | 339.0253 | 169.5127 | 296.6472 | 328.4308 | 10.5945 | 116.54 | 201.2963 | 84.7563 | 10.5945 | 10.5945 | 31.7836 | 95.3509 | 10.5945 | 21.1891 | 10.5945 | 10.5945 | 10.5945 | 10.5945 | 10.5945 | 10.5945 | 10.5945 | 10.5945 | 10.5945 | 10.5945 | 31.7836 | 10.5945 | 10.5945 | 10.5945 | 10.5945 | 10.5945 | 10.5945 | 10.5945 | 10.5945 | 10.5945 | 10.5945 | 10.5945 | 10.5945 | 10.5945 | 10.5945 | 10.5945 | 10.5945 | 10.5945
6 | 0 | 0 | HV FUSES AND SURGE DIVERTERS | 42.1462 | 3609 | 3609 | 3609 | 6804 | 11960 | 11758 | 11758 | 11758 | 11758 | 11758 | 11758 | 11758 | 11758 | 11756 | 7914 | 7914 | 7914 | 7914 | 9240 | 11922 | 6372 | 6372 | 9012 | 9012 | 9530 | 9130 | 9129 | 7754 | 8783 | 6384 | 6282 | 8293 | 8759 | 4482 | 5774 | 3133 | 3919 | 3458 | 2941 | 2941 | 2936 | 2936 | 2281 | 51 | 51 | 51 | 51 | 51 | 51 | 51 | 51 | 51 | 96 | 96 | 51 | 51 | 51 | 51 | 51 | 51 | 51 | 51 | 51 | 51 | 51 | 51 | 51 | 51 | 51 | 51 | 56 | 38 | 49 | 0 | 0 | 0 | 0 | 0 | 0 | 0 | 0 | 0 | 0 | 0 | 0 | 0 | 0 | 0 | 0 | 0 | 0 |  | 7909.8006 | 7909.8006 | 7909.8006 | 14912.2425 | 26212.5837 | 25769.8628 | 25769.8628 | 25769.8628 | 25769.8628 | 25769.8628 | 25769.8628 | 25769.8628 | 25769.8628 | 25765.4795 | 17345.0157 | 17345.0157 | 17345.0157 | 17345.0157 | 20251.1935 | 26129.2996 | 13965.4334 | 13965.4334 | 19751.4887 | 19751.4887 | 20886.7829 | 20010.1078 | 20007.9161 | 16994.3457 | 19249.5922 | 13991.7337 | 13768.1815 | 18175.6653 | 19196.9917 | 9823.1438 | 12654.8042 | 6866.5573 | 8589.2237 | 7578.8557 | 6445.7532 | 6445.7532 | 6434.7948 | 6434.7948 | 4999.2394 | 111.7761 | 111.7761 | 111.7761 | 111.7761 | 111.7761 | 111.7761 | 111.7761 | 111.7761 | 111.7761 | 210.402 | 210.402 | 111.7761 | 111.7761 | 111.7761 | 111.7761 | 111.7761 | 111.7761 | 111.7761 | 111.7761 | 111.7761 | 111.7761 | 111.7761 | 111.7761 | 111.7761 | 111.7761 | 111.7761 | 111.7761 | 122.7345 | 83.2841 | 107.3927 | 0 | 0 | 0 | 0 | 0 | 0 | 0 | 0 | 0 | 0 | 0 | 0 | 0 | 0 | 0 | 0 | 0 | 0
0 | 0 | 0 | 0 | 0 | 0 | 0 | 0 | 0 | 0 | 0 | 0 | 0 | 0 | 0 | 0 | 0 | 0 | 0 | 0 | 0 | 0 | 0 | 0 | 0 | 0 | 0 | 0 | 0 | 0 | 0 | 0 | 0 | 0 | 0 | 0 | 0 | 0 | 0 | 0 | 0 | 0 | 0 | 0 | 0 | 0 | 0 | 0 | 0 | 0 | 0 | 0 | 0 | 0 | 0 | 0 | 0 | 0 | 0 | 0 | 0 | 0 | 0 | 0 | 0 | 0 | 0 | 0 | 0 | 0 | 0 | 0 | 0 | 0 | 0 | 0 | 0 | 0 | 0 | 0 | 0 | 0 | 0 | 0 | 0 | 0 | 0 | 0 | 0 | 0 | 0 | 0 | 0 | 0 | 0 | 0 |  | 0 | 0 | 0 | 0 | 0 | 0 | 0 | 0 | 0 | 0 | 0 | 0 | 0 | 0 | 0 | 0 | 0 | 0 | 0 | 0 | 0 | 0 | 0 | 0 | 0 | 0 | 0 | 0 | 0 | 0 | 0 | 0 | 0 | 0 | 0 | 0 | 0 | 0 | 0 | 0 | 0 | 0 | 0 | 0 | 0 | 0 | 0 | 0 | 0 | 0 | 0 | 0 | 0 | 0 | 0 | 0 | 0 | 0 | 0 | 0 | 0 | 0 | 0 | 0 | 0 | 0 | 0 | 0 | 0 | 0 | 0 | 0 | 0 | 0 | 0 | 0 | 0 | 0 | 0 | 0 | 0 | 0 | 0 | 0 | 0 | 0 | 0 | 0 | 0 | 0 | 0
0 | 0 | 0 | Public Lighting | 0 | 0 | 0 | 0 | 0 | 0 | 0 | 0 | 0 | 0 | 0 | 0 | 0 | 0 | 0 | 0 | 0 | 0 | 0 | 0 | 0 | 0 | 0 | 0 | 0 | 0 | 0 | 0 | 0 | 0 | 0 | 0 | 0 | 0 | 0 | 0 | 0 | 0 | 0 | 0 | 0 | 0 | 0 | 0 | 0 | 0 | 0 | 0 | 0 | 0 | 0 | 0 | 0 | 0 | 0 | 0 | 0 | 0 | 0 | 0 | 0 | 0 | 0 | 0 | 0 | 0 | 0 | 0 | 0 | 0 | 0 | 0 | 0 | 0 | 0 | 0 | 0 | 0 | 0 | 0 | 0 | 0 | 0 | 0 | 0 | 0 | 0 | 0 | 0 | 0 | 0 | 0 |  | 0 | 0 | 0 | 0 | 0 | 0 | 0 | 0 | 0 | 0 | 0 | 0 | 0 | 0 | 0 | 0 | 0 | 0 | 0 | 0 | 0 | 0 | 0 | 0 | 0 | 0 | 0 | 0 | 0 | 0 | 0 | 0 | 0 | 0 | 0 | 0 | 0 | 0 | 0 | 0 | 0 | 0 | 0 | 0 | 0 | 0 | 0 | 0 | 0 | 0 | 0 | 0 | 0 | 0 | 0 | 0 | 0 | 0 | 0 | 0 | 0 | 0 | 0 | 0 | 0 | 0 | 0 | 0 | 0 | 0 | 0 | 0 | 0 | 0 | 0 | 0 | 0 | 0 | 0 | 0 | 0 | 0 | 0 | 0 | 0 | 0 | 0 | 0 | 0 | 0 | 0
9 | 0 | 0 | LUMINAIRES ; MAJOR ROAD | 67.5539 | 856 | 650 | 531 | 475 | 788 | 387 | 1477 | 1004 | 1072 | 839 | 665 | 520 | 332 | 322 | 245 | 576 | 241 | 398 | 431 | 289 | 268 | 142 | 212 | 200 | 64 | 11 | 1 | 0 | 0 | 8 | 0 | 0 | 0 | 0 | 124 | 0 | 0 | 0 | 0 | 0 | 0 | 0 | 16 | 0 | 2588 | 0 | 0 | 0 | 2 | 0 | 0 | 0 | 0 | 0 | 6811 | 0 | 0 | 0 | 0 | 0 | 0 | 0 | 0 | 0 | 0 | 0 | 0 | 0 | 0 | 0 | 0 | 0 | 0 | 0 | 0 | 0 | 0 | 0 | 0 | 0 | 0 | 0 | 0 | 0 | 0 | 0 | 0 | 0 | 0 | 0 | 0 |  | 2730.4004 | 2073.3181 | 1693.7414 | 1515.1171 | 2513.4995 | 1234.4217 | 4711.2166 | 3202.479 | 3419.38 | 2676.1752 | 2121.1639 | 1658.6545 | 1058.9871 | 1027.0899 | 781.4814 | 1837.2788 | 768.7226 | 1269.5086 | 1374.7694 | 921.8291 | 854.845 | 452.9403 | 676.2207 | 637.944 | 204.1421 | 35.0869 | 3.1897 | 0 | 0 | 25.5178 | 0 | 0 | 0 | 0 | 395.5253 | 0 | 0 | 0 | 0 | 0 | 0 | 0 | 51.0355 | 0 | 8254.9957 | 0 | 0 | 0 | 6.3794 | 0 | 0 | 0 | 0 | 0 | 21725.1838 | 0 | 0 | 0 | 0 | 0 | 0 | 0 | 0 | 0 | 0 | 0 | 0 | 0 | 0 | 0 | 0 | 0 | 0 | 0 | 0 | 0 | 0 | 0 | 0 | 0 | 0 | 0 | 0 | 0 | 0 | 0 | 0 | 0 | 0 | 0 | 0
9 | 0 | 0 | LUMINAIRES ; MINOR ROAD | 74.7439 | 18797 | 5774 | 4321 | 5030 | 4742 | 4253 | 5572 | 4894 | 5049 | 4616 | 5627 | 5286 | 2603 | 2415 | 2634 | 3328 | 1345 | 2165 | 2118 | 480 | 512 | 511 | 388 | 7872 | 414 | 287 | 66 | 43 | 0 | 324 | 0 | 0 | 0 | 0 | 23 | 0 | 0 | 4 | 16 | 2 | 0 | 0 | 8 | 0 | 8572 | 0 | 0 | 0 | 0 | 0 | 0 | 0 | 0 | 0 | 26607 | 0 | 0 | 0 | 0 | 0 | 0 | 0 | 0 | 0 | 0 | 0 | 0 | 0 | 0 | 0 | 0 | 0 | 0 | 0 | 0 | 0 | 0 | 0 | 0 | 0 | 0 | 0 | 0 | 0 | 0 | 0 | 0 | 0 | 0 | 0 | 0 |  | 114571.6709 | 35193.7452 | 26337.4044 | 30658.9086 | 28903.488 | 25922.9301 | 33962.5127 | 29829.96 | 30774.7176 | 28135.4915 | 34297.7492 | 32219.2825 | 15865.8328 | 14719.9332 | 16054.7843 | 20284.8604 | 8198.0581 | 13196.1306 | 12909.6557 | 2925.701 | 3120.7478 | 3114.6525 | 2364.9417 | 47981.4967 | 2523.4171 | 1749.3254 | 402.2839 | 262.094 | 0 | 1974.8482 | 0 | 0 | 0 | 0 | 140.1898 | 0 | 0 | 24.3808 | 97.5234 | 12.1904 | 0 | 0 | 48.7617 | 0 | 52248.144 | 0 | 0 | 0 | 0 | 0 | 0 | 0 | 0 | 0 | 162175.2646 | 0 | 0 | 0 | 0 | 0 | 0 | 0 | 0 | 0 | 0 | 0 | 0 | 0 | 0 | 0 | 0 | 0 | 0 | 0 | 0 | 0 | 0 | 0 | 0 | 0 | 0 | 0 | 0 | 0 | 0 | 0 | 0 | 0 | 0 | 0 | 0
0 | 0 | 0 | BRACKETS ; MAJOR ROAD | 0 | 0 | 0 | 0 | 0 | 0 | 0 | 0 | 0 | 0 | 0 | 0 | 0 | 0 | 0 | 0 | 0 | 0 | 0 | 0 | 0 | 0 | 0 | 0 | 0 | 0 | 0 | 0 | 0 | 0 | 0 | 0 | 0 | 0 | 0 | 0 | 0 | 0 | 0 | 0 | 0 | 0 | 0 | 0 | 0 | 0 | 0 | 0 | 0 | 0 | 0 | 0 | 0 | 0 | 0 | 0 | 0 | 0 | 0 | 0 | 0 | 0 | 0 | 0 | 0 | 0 | 0 | 0 | 0 | 0 | 0 | 0 | 0 | 0 | 0 | 0 | 0 | 0 | 0 | 0 | 0 | 0 | 0 | 0 | 0 | 0 | 0 | 0 | 0 | 0 | 0 | 0 |  | 0 | 0 | 0 | 0 | 0 | 0 | 0 | 0 | 0 | 0 | 0 | 0 | 0 | 0 | 0 | 0 | 0 | 0 | 0 | 0 | 0 | 0 | 0 | 0 | 0 | 0 | 0 | 0 | 0 | 0 | 0 | 0 | 0 | 0 | 0 | 0 | 0 | 0 | 0 | 0 | 0 | 0 | 0 | 0 | 0 | 0 | 0 | 0 | 0 | 0 | 0 | 0 | 0 | 0 | 0 | 0 | 0 | 0 | 0 | 0 | 0 | 0 | 0 | 0 | 0 | 0 | 0 | 0 | 0 | 0 | 0 | 0 | 0 | 0 | 0 | 0 | 0 | 0 | 0 | 0 | 0 | 0 | 0 | 0 | 0 | 0 | 0 | 0 | 0 | 0 | 0
0 | 0 | 0 | BRACKETS ; MINOR ROAD | 0 | 0 | 0 | 0 | 0 | 0 | 0 | 0 | 0 | 0 | 0 | 0 | 0 | 0 | 0 | 0 | 0 | 0 | 0 | 0 | 0 | 0 | 0 | 0 | 0 | 0 | 0 | 0 | 0 | 0 | 0 | 0 | 0 | 0 | 0 | 0 | 0 | 0 | 0 | 0 | 0 | 0 | 0 | 0 | 0 | 0 | 0 | 0 | 0 | 0 | 0 | 0 | 0 | 0 | 0 | 0 | 0 | 0 | 0 | 0 | 0 | 0 | 0 | 0 | 0 | 0 | 0 | 0 | 0 | 0 | 0 | 0 | 0 | 0 | 0 | 0 | 0 | 0 | 0 | 0 | 0 | 0 | 0 | 0 | 0 | 0 | 0 | 0 | 0 | 0 | 0 | 0 |  | 0 | 0 | 0 | 0 | 0 | 0 | 0 | 0 | 0 | 0 | 0 | 0 | 0 | 0 | 0 | 0 | 0 | 0 | 0 | 0 | 0 | 0 | 0 | 0 | 0 | 0 | 0 | 0 | 0 | 0 | 0 | 0 | 0 | 0 | 0 | 0 | 0 | 0 | 0 | 0 | 0 | 0 | 0 | 0 | 0 | 0 | 0 | 0 | 0 | 0 | 0 | 0 | 0 | 0 | 0 | 0 | 0 | 0 | 0 | 0 | 0 | 0 | 0 | 0 | 0 | 0 | 0 | 0 | 0 | 0 | 0 | 0 | 0 | 0 | 0 | 0 | 0 | 0 | 0 | 0 | 0 | 0 | 0 | 0 | 0 | 0 | 0 | 0 | 0 | 0 | 0
9 | 0 | 0 | LAMPS ; MAJOR ROAD | 30 | 1642 | 1623 | 1403 | 2948 | 2654 | 2806 | 3862 | 2962 | 873 | 1150 | 175 | 30 | 20 | 22 | 19 | 40 | 7 | 15 | 24 | 2 | 3 | 0 | 2 | 3 | 0 | 0 | 0 | 0 | 0 | 1 | 0 | 0 | 0 | 0 | 10 | 0 | 0 | 0 | 0 | 0 | 0 | 0 | 1 | 0 | 83 | 0 | 0 | 0 | 0 | 0 | 0 | 0 | 0 | 0 | 165 | 0 | 0 | 0 | 0 | 0 | 0 | 0 | 0 | 0 | 0 | 0 | 0 | 0 | 0 | 0 | 0 | 0 | 0 | 0 | 0 | 0 | 0 | 0 | 0 | 0 | 0 | 0 | 0 | 0 | 0 | 0 | 0 | 0 | 0 | 0 | 0 |  | 5237.5205 | 5176.9158 | 4475.1773 | 9403.295 | 8465.5172 | 8950.3547 | 12318.6992 | 9447.951 | 2784.6257 | 3668.1782 | 558.201 | 95.6916 | 63.7944 | 70.1738 | 60.6047 | 127.5888 | 22.328 | 47.8458 | 76.5533 | 6.3794 | 9.5692 | 0 | 6.3794 | 9.5692 | 0 | 0 | 0 | 0 | 0 | 3.1897 | 0 | 0 | 0 | 0 | 31.8972 | 0 | 0 | 0 | 0 | 0 | 0 | 0 | 3.1897 | 0 | 264.7468 | 0 | 0 | 0 | 0 | 0 | 0 | 0 | 0 | 0 | 526.3038 | 0 | 0 | 0 | 0 | 0 | 0 | 0 | 0 | 0 | 0 | 0 | 0 | 0 | 0 | 0 | 0 | 0 | 0 | 0 | 0 | 0 | 0 | 0 | 0 | 0 | 0 | 0 | 0 | 0 | 0 | 0 | 0 | 0 | 0 | 0 | 0
9 | 0 | 0 | LAMPS ; MINOR ROAD | 30 | 29860 | 10214 | 22982 | 23204 | 18606 | 8748 | 6178 | 10884 | 2084 | 1754 | 376 | 122 | 47 | 27 | 46 | 105 | 9 | 12 | 45 | 4 | 2 | 0 | 5 | 76 | 2 | 0 | 0 | 0 | 0 | 0 | 0 | 0 | 0 | 0 | 0 | 0 | 0 | 0 | 0 | 0 | 0 | 0 | 1 | 0 | 1013 | 0 | 0 | 0 | 0 | 0 | 0 | 0 | 0 | 0 | 292 | 0 | 0 | 0 | 0 | 0 | 0 | 0 | 0 | 0 | 0 | 0 | 0 | 0 | 0 | 0 | 0 | 0 | 0 | 0 | 0 | 0 | 0 | 0 | 0 | 0 | 0 | 0 | 0 | 0 | 0 | 0 | 0 | 0 | 0 | 0 | 0 |  | 182002.9842 | 62256.4796 | 140080.1267 | 141433.2634 | 113407.4857 | 53320.9011 | 37656.2102 | 66340.2706 | 12702.4186 | 10690.9991 | 2291.7991 | 743.6157 | 286.4749 | 164.5707 | 280.3797 | 639.9971 | 54.8569 | 73.1425 | 274.2845 | 24.3808 | 12.1904 | 0 | 30.4761 | 463.236 | 12.1904 | 0 | 0 | 0 | 0 | 0 | 0 | 0 | 0 | 0 | 0 | 0 | 0 | 0 | 0 | 0 | 0 | 0 | 6.0952 | 0 | 6174.4482 | 0 | 0 | 0 | 0 | 0 | 0 | 0 | 0 | 0 | 1779.8015 | 0 | 0 | 0 | 0 | 0 | 0 | 0 | 0 | 0 | 0 | 0 | 0 | 0 | 0 | 0 | 0 | 0 | 0 | 0 | 0 | 0 | 0 | 0 | 0 | 0 | 0 | 0 | 0 | 0 | 0 | 0 | 0 | 0 | 0 | 0 | 0
9 | 0 | 0 | POLES / COLUMNS ; MAJOR ROAD | 39.5667 | 218 | 414 | 470 | 497 | 574 | 653 | 589 | 568 | 440 | 519 | 635 | 645 | 508 | 193 | 403 | 316 | 207 | 119 | 97 | 89 | 203 | 221 | 111 | 115 | 199 | 224 | 202 | 71 | 108 | 107 | 61 | 36 | 32 | 48 | 70 | 15 | 35 | 30 | 63 | 20 | 18 | 22 | 16 | 13 | 16 | 21 | 17 | 17 | 10 | 10 | 9 | 10 | 5 | 6 | 7 | 4 | 2 | 2 | 1 | 1 | 2 | 1 | 1 | 1 | 3 | 0 | 1 | 1 | 0 | 1 | 0 | 0 | 1 | 1 | 4 | 1 | 2 | 1 | 1 | 1 | 1 | 1 | 1 | 0 | 0 | 0 | 0 | 0 | 0 | 0 | 0 |  | 2913.9488 | 5533.8293 | 6282.3666 | 6643.2685 | 7672.5073 | 8728.4796 | 7873.0084 | 7592.3069 | 5881.3645 | 6937.3368 | 8487.8783 | 8621.5457 | 6790.3026 | 2579.7803 | 5386.7952 | 4223.889 | 2766.9147 | 1590.6418 | 1296.5735 | 1189.6396 | 2713.4477 | 2954.049 | 1483.7079 | 1537.1748 | 2659.9808 | 2994.1492 | 2700.081 | 949.0384 | 1443.6076 | 1430.2409 | 815.371 | 481.2025 | 427.7356 | 641.6034 | 935.6716 | 200.5011 | 467.8358 | 401.0021 | 842.1045 | 267.3347 | 240.6013 | 294.0682 | 213.8678 | 173.7676 | 213.8678 | 280.7015 | 227.2345 | 227.2345 | 133.6674 | 133.6674 | 120.3006 | 133.6674 | 66.8337 | 80.2004 | 93.5672 | 53.4669 | 26.7335 | 26.7335 | 13.3667 | 13.3667 | 26.7335 | 13.3667 | 13.3667 | 13.3667 | 40.1002 | 0 | 13.3667 | 13.3667 | 0 | 13.3667 | 0 | 0 | 13.3667 | 13.3667 | 53.4669 | 13.3667 | 26.7335 | 13.3667 | 13.3667 | 13.3667 | 13.3667 | 13.3667 | 13.3667 | 0 | 0 | 0 | 0 | 0 | 0 | 0 | 0
9 | 0 | 0 | POLES / COLUMNS ; MINOR ROAD | 56.6609 | 1336 | 2541 | 2882 | 3049 | 3522 | 4005 | 3614 | 3489 | 2697 | 3183 | 3900 | 3956 | 3114 | 1179 | 2470 | 1936 | 1265 | 728 | 595 | 546 | 1241 | 1356 | 678 | 705 | 1219 | 1371 | 1236 | 435 | 657 | 651 | 368 | 218 | 195 | 290 | 424 | 89 | 211 | 178 | 387 | 117 | 110 | 130 | 95 | 77 | 92 | 126 | 99 | 98 | 57 | 59 | 51 | 56 | 26 | 35 | 37 | 23 | 12 | 11 | 2 | 4 | 6 | 2 | 6 | 2 | 16 | 0 | 1 | 2 | 0 | 1 | 0 | 0 | 1 | 5 | 20 | 6 | 12 | 3 | 1 | 2 | 5 | 2 | 1 | 0 | 0 | 0 | 0 | 0 | 0 | 0 | 0 |  | 10882.4857 | 20697.9013 | 23475.5417 | 24835.8524 | 28688.7085 | 32623.0203 | 29438.1012 | 28419.9046 | 21968.6107 | 25927.3592 | 31767.7351 | 32223.8872 | 25365.3146 | 9603.6307 | 20119.5656 | 15769.8295 | 10304.15 | 5929.9772 | 4846.616 | 4447.4829 | 10108.6562 | 11045.3971 | 5522.6986 | 5742.629 | 9929.4536 | 11167.5807 | 10067.9284 | 3543.3243 | 5351.6415 | 5302.7681 | 2997.5709 | 1775.7349 | 1588.3868 | 2362.2162 | 3453.723 | 724.956 | 1718.7159 | 1449.912 | 3152.3368 | 953.0321 | 896.013 | 1058.9245 | 773.8294 | 627.2091 | 749.3927 | 1026.3422 | 806.4117 | 798.2662 | 464.2977 | 480.5888 | 415.4242 | 456.1521 | 211.7849 | 285.0951 | 301.3862 | 187.3482 | 97.7469 | 89.6013 | 16.2911 | 32.5823 | 48.8734 | 16.2911 | 48.8734 | 16.2911 | 130.3292 | 0 | 8.1456 | 16.2911 | 0 | 8.1456 | 0 | 0 | 8.1456 | 40.7279 | 162.9115 | 48.8734 | 97.7469 | 24.4367 | 8.1456 | 16.2911 | 40.7279 | 16.2911 | 8.1456 | 0 | 0 | 0 | 0 | 0 | 0 | 0 | 0
0 | 0 | 0 | 0 | 0 | 0 | 0 | 0 | 0 | 0 | 0 | 0 | 0 | 0 | 0 | 0 | 0 | 0 | 0 | 0 | 0 | 0 | 0 | 0 | 0 | 0 | 0 | 0 | 0 | 0 | 0 | 0 | 0 | 0 | 0 | 0 | 0 | 0 | 0 | 0 | 0 | 0 | 0 | 0 | 0 | 0 | 0 | 0 | 0 | 0 | 0 | 0 | 0 | 0 | 0 | 0 | 0 | 0 | 0 | 0 | 0 | 0 | 0 | 0 | 0 | 0 | 0 | 0 | 0 | 0 | 0 | 0 | 0 | 0 | 0 | 0 | 0 | 0 | 0 | 0 | 0 | 0 | 0 | 0 | 0 | 0 | 0 | 0 | 0 | 0 | 0 | 0 | 0 | 0 | 0 | 0 |  | 0 | 0 | 0 | 0 | 0 | 0 | 0 | 0 | 0 | 0 | 0 | 0 | 0 | 0 | 0 | 0 | 0 | 0 | 0 | 0 | 0 | 0 | 0 | 0 | 0 | 0 | 0 | 0 | 0 | 0 | 0 | 0 | 0 | 0 | 0 | 0 | 0 | 0 | 0 | 0 | 0 | 0 | 0 | 0 | 0 | 0 | 0 | 0 | 0 | 0 | 0 | 0 | 0 | 0 | 0 | 0 | 0 | 0 | 0 | 0 | 0 | 0 | 0 | 0 | 0 | 0 | 0 | 0 | 0 | 0 | 0 | 0 | 0 | 0 | 0 | 0 | 0 | 0 | 0 | 0 | 0 | 0 | 0 | 0 | 0 | 0 | 0 | 0 | 0 | 0 | 0
0 | 0 | 0 | 0 | 0 | 0 | 0 | 0 | 0 | 0 | 0 | 0 | 0 | 0 | 0 | 0 | 0 | 0 | 0 | 0 | 0 | 0 | 0 | 0 | 0 | 0 | 0 | 0 | 0 | 0 | 0 | 0 | 0 | 0 | 0 | 0 | 0 | 0 | 0 | 0 | 0 | 0 | 0 | 0 | 0 | 0 | 0 | 0 | 0 | 0 | 0 | 0 | 0 | 0 | 0 | 0 | 0 | 0 | 0 | 0 | 0 | 0 | 0 | 0 | 0 | 0 | 0 | 0 | 0 | 0 | 0 | 0 | 0 | 0 | 0 | 0 | 0 | 0 | 0 | 0 | 0 | 0 | 0 | 0 | 0 | 0 | 0 | 0 | 0 | 0 | 0 | 0 | 0 | 0 | 0 | 0 |  | 0 | 0 | 0 | 0 | 0 | 0 | 0 | 0 | 0 | 0 | 0 | 0 | 0 | 0 | 0 | 0 | 0 | 0 | 0 | 0 | 0 | 0 | 0 | 0 | 0 | 0 | 0 | 0 | 0 | 0 | 0 | 0 | 0 | 0 | 0 | 0 | 0 | 0 | 0 | 0 | 0 | 0 | 0 | 0 | 0 | 0 | 0 | 0 | 0 | 0 | 0 | 0 | 0 | 0 | 0 | 0 | 0 | 0 | 0 | 0 | 0 | 0 | 0 | 0 | 0 | 0 | 0 | 0 | 0 | 0 | 0 | 0 | 0 | 0 | 0 | 0 | 0 | 0 | 0 | 0 | 0 | 0 | 0 | 0 | 0 | 0 | 0 | 0 | 0 | 0 | 0
0 | 0 | 0 | Pole Top Structures | 0 | 0 | 0 | 0 | 0 | 0 | 0 | 0 | 0 | 0 | 0 | 0 | 0 | 0 | 0 | 0 | 0 | 0 | 0 | 0 | 0 | 0 | 0 | 0 | 0 | 0 | 0 | 0 | 0 | 0 | 0 | 0 | 0 | 0 | 0 | 0 | 0 | 0 | 0 | 0 | 0 | 0 | 0 | 0 | 0 | 0 | 0 | 0 | 0 | 0 | 0 | 0 | 0 | 0 | 0 | 0 | 0 | 0 | 0 | 0 | 0 | 0 | 0 | 0 | 0 | 0 | 0 | 0 | 0 | 0 | 0 | 0 | 0 | 0 | 0 | 0 | 0 | 0 | 0 | 0 | 0 | 0 | 0 | 0 | 0 | 0 | 0 | 0 | 0 | 0 | 0 | 0 |  | 0 | 0 | 0 | 0 | 0 | 0 | 0 | 0 | 0 | 0 | 0 | 0 | 0 | 0 | 0 | 0 | 0 | 0 | 0 | 0 | 0 | 0 | 0 | 0 | 0 | 0 | 0 | 0 | 0 | 0 | 0 | 0 | 0 | 0 | 0 | 0 | 0 | 0 | 0 | 0 | 0 | 0 | 0 | 0 | 0 | 0 | 0 | 0 | 0 | 0 | 0 | 0 | 0 | 0 | 0 | 0 | 0 | 0 | 0 | 0 | 0 | 0 | 0 | 0 | 0 | 0 | 0 | 0 | 0 | 0 | 0 | 0 | 0 | 0 | 0 | 0 | 0 | 0 | 0 | 0 | 0 | 0 | 0 | 0 | 0 | 0 | 0 | 0 | 0 | 0 | 0
11 | 0 | 0 | ˂ = 1 kV | 65.8341 | 611 | 1058 | 1110 | 942 | 1099 | 1489 | 975 | 1305 | 1180 | 878 | 939 | 921 | 728 | 1115 | 961 | 897 | 602 | 793 | 809 | 1195 | 1607 | 2614 | 1953 | 2352 | 4174 | 5834 | 7006 | 5319 | 7491 | 6507 | 6717 | 4477 | 3568 | 6354 | 6925 | 2728 | 5335 | 6120 | 6508 | 5283 | 4175 | 4858 | 4409 | 4009 | 4707 | 5650 | 5175 | 4919 | 4197 | 4325 | 4408 | 2449 | 3029 | 3028 | 2726 | 1918 | 1991 | 1749 | 674 | 1105 | 966 | 944 | 1079 | 905 | 1189 | 538 | 299 | 269 | 305 | 215 | 135 | 106 | 341 | 734 | 1767 | 980 | 1557 | 498 | 378 | 189 | 214 | 123 | 68 | 27 | 39 | 0 | 0 | 0 | 0 | 0 | 0 |  | 1656.8105 | 2868.9124 | 3009.9175 | 2554.3624 | 2980.0895 | 4037.6281 | 2643.8465 | 3538.6868 | 3199.7321 | 2380.8176 | 2546.2275 | 2497.4181 | 1974.072 | 3023.4757 | 2605.8836 | 2432.3388 | 1632.4057 | 2150.3285 | 2193.7147 | 3240.4067 | 4357.6013 | 7088.2202 | 5295.8279 | 6377.7712 | 11318.3746 | 15819.6927 | 18997.7317 | 14423.1994 | 20312.8759 | 17644.6246 | 18214.0685 | 12140.0007 | 9675.1223 | 17229.7441 | 18778.0891 | 7397.3469 | 14466.5856 | 16595.221 | 17647.3363 | 14325.5804 | 11321.0862 | 13173.1345 | 11955.6093 | 10870.9544 | 12763.6773 | 15320.7514 | 14032.7236 | 13338.5444 | 11380.7422 | 11727.8318 | 11952.8977 | 6640.8 | 8213.5497 | 8210.8381 | 7391.9236 | 5200.9206 | 5398.8701 | 4742.6538 | 1827.6436 | 2996.3593 | 2619.4417 | 2559.7857 | 2925.8568 | 2454.0319 | 3224.1369 | 1458.8609 | 810.7796 | 729.4305 | 827.0494 | 583.002 | 366.0711 | 287.4336 | 924.6684 | 1990.3419 | 4791.4633 | 2657.4047 | 4222.0195 | 1350.3954 | 1024.9989 | 512.4995 | 580.2904 | 333.5314 | 184.3913 | 73.2142 | 105.7539 | 0 | 0 | 0 | 0 | 0 | 0
11 | 0 | 0 | > 1 kV & < = 11 kV | 54.4686 | 6 | 14 | 11 | 5 | 13 | 10 | 32 | 14 | 18 | 16 | 25 | 13 | 15 | 17 | 9 | 23 | 13 | 5 | 9 | 6 | 6 | 10 | 3 | 9 | 34 | 13 | 4 | 7 | 11 | 15 | 33 | 27 | 9 | 13 | 16 | 7 | 22 | 14 | 3 | 14 | 13 | 9 | 14 | 10 | 16 | 11 | 9 | 5 | 9 | 7 | 7 | 5 | 3 | 4 | 1 | 5 | 2 | 0 | 0 | 1 | 2 | 0 | 0 | 0 | 0 | 0 | 0 | 0 | 0 | 0 | 0 | 0 | 0 | 1 | 0 | 0 | 0 | 0 | 0 | 0 | 0 | 0 | 0 | 0 | 0 | 0 | 0 | 0 | 0 | 0 | 0 |  | 12.2004 | 28.4675 | 22.3673 | 10.167 | 26.4341 | 20.3339 | 65.0686 | 28.4675 | 36.6011 | 32.5343 | 50.8349 | 26.4341 | 30.5009 | 34.5677 | 18.3005 | 46.7681 | 26.4341 | 10.167 | 18.3005 | 12.2004 | 12.2004 | 20.3339 | 6.1002 | 18.3005 | 69.1354 | 26.4341 | 8.1336 | 14.2338 | 22.3673 | 30.5009 | 67.102 | 54.9016 | 18.3005 | 26.4341 | 32.5343 | 14.2338 | 44.7347 | 28.4675 | 6.1002 | 28.4675 | 26.4341 | 18.3005 | 28.4675 | 20.3339 | 32.5343 | 22.3673 | 18.3005 | 10.167 | 18.3005 | 14.2338 | 14.2338 | 10.167 | 6.1002 | 8.1336 | 2.0334 | 10.167 | 4.0668 | 0 | 0 | 2.0334 | 4.0668 | 0 | 0 | 0 | 0 | 0 | 0 | 0 | 0 | 0 | 0 | 0 | 0 | 2.0334 | 0 | 0 | 0 | 0 | 0 | 0 | 0 | 0 | 0 | 0 | 0 | 0 | 0 | 0 | 0 | 0 | 0
11 | 0 | 0 | ˃ 11 kV & < = 22 kV | 48.1916 | 2708 | 4122 | 4554 | 3746 | 6679 | 7742 | 7174 | 9274 | 8107 | 8018 | 9061 | 5763 | 5311 | 6877 | 6106 | 4618 | 3995 | 4294 | 2956 | 4212 | 5253 | 5851 | 5214 | 5707 | 8849 | 9082 | 10350 | 7658 | 9188 | 9913 | 10977 | 7168 | 6329 | 10742 | 10916 | 4542 | 9592 | 9867 | 8785 | 6175 | 3140 | 3005 | 2873 | 2665 | 2161 | 3442 | 2630 | 2464 | 2293 | 2195 | 2036 | 1085 | 1219 | 1418 | 523 | 362 | 273 | 290 | 129 | 187 | 145 | 111 | 109 | 163 | 143 | 87 | 20 | 22 | 37 | 57 | 26 | 26 | 48 | 56 | 245 | 154 | 266 | 186 | 28 | 30 | 42 | 15 | 17 | 3 | 0 | 0 | 0 | 0 | 0 | 0 | 0 |  | 7310.6252 | 11127.9163 | 12294.1608 | 10112.8516 | 18030.8959 | 20900.6132 | 19367.2177 | 25036.4618 | 21885.9819 | 21645.7139 | 24461.4385 | 15558.0256 | 14337.7883 | 18565.4246 | 16484.0021 | 12466.9377 | 10785.062 | 11592.2544 | 7980.136 | 11370.8839 | 14181.2092 | 15795.5939 | 14075.9232 | 15406.8458 | 23889.1148 | 24518.1309 | 27941.2745 | 20673.8435 | 24804.2928 | 26761.5318 | 29633.9488 | 19351.0199 | 17086.0219 | 28999.5334 | 29469.2708 | 12261.7651 | 25894.9473 | 26637.3484 | 23716.3378 | 16670.2773 | 8476.8697 | 8112.4183 | 7756.0659 | 7194.5407 | 5833.9221 | 9292.161 | 7100.0533 | 6651.9131 | 6190.2746 | 5925.7099 | 5496.4671 | 2929.1095 | 3290.8612 | 3828.0896 | 1411.9117 | 977.2697 | 737.0017 | 782.8956 | 348.2536 | 504.8327 | 391.4478 | 299.66 | 294.2608 | 440.0413 | 386.0485 | 234.8687 | 53.9928 | 59.3921 | 99.8867 | 153.8795 | 70.1906 | 70.1906 | 129.5827 | 151.1798 | 661.4118 | 415.7446 | 718.1043 | 502.133 | 75.5899 | 80.9892 | 113.3849 | 40.4946 | 45.8939 | 8.0989 | 0 | 0 | 0 | 0 | 0 | 0 | 0
11 | 0 | 0 | > 22 kV & < = 66 kV | 53.3264 | 148 | 627 | 954 | 593 | 1624 | 930 | 857 | 1376 | 894 | 952 | 1782 | 666 | 705 | 1274 | 545 | 548 | 163 | 722 | 710 | 466 | 421 | 431 | 206 | 214 | 1020 | 1011 | 667 | 675 | 462 | 484 | 1635 | 1344 | 708 | 1540 | 1172 | 237 | 708 | 709 | 1242 | 994 | 565 | 273 | 421 | 241 | 275 | 269 | 64 | 124 | 204 | 114 | 120 | 118 | 32 | 126 | 27 | 21 | 0 | 45 | 37 | 38 | 5 | 32 | 13 | 15 | 18 | 0 | 1 | 0 | 1 | 0 | 0 | 108 | 30 | 21 | 17 | 11 | 0 | 1 | 1 | 44 | 38 | 0 | 0 | 0 | 0 | 0 | 0 | 0 | 0 | 0 | 0 |  | 476.2934 | 2017.8104 | 3070.1613 | 1908.3917 | 5226.3543 | 2992.9246 | 2757.9961 | 4428.2411 | 2877.0694 | 3063.7249 | 5734.8297 | 2143.3202 | 2268.8299 | 4099.9848 | 1753.9182 | 1763.5728 | 524.5663 | 2323.5393 | 2284.9209 | 1499.6805 | 1354.8616 | 1387.0435 | 662.9489 | 688.6945 | 3282.5624 | 3253.5986 | 2146.5384 | 2172.284 | 1486.8077 | 1557.6081 | 5261.7545 | 4325.2587 | 2278.4845 | 4956.0256 | 3771.7286 | 762.713 | 2278.4845 | 2281.7027 | 3997.0025 | 3198.8893 | 1818.2821 | 878.5682 | 1354.8616 | 775.5858 | 885.0046 | 865.6954 | 205.9647 | 399.0566 | 656.5125 | 366.8746 | 386.1838 | 379.7474 | 102.9824 | 405.493 | 86.8914 | 67.5822 | 0 | 144.8189 | 119.0733 | 122.2915 | 16.091 | 102.9824 | 41.8366 | 48.273 | 57.9276 | 0 | 3.2182 | 0 | 3.2182 | 0 | 0 | 347.5654 | 96.546 | 67.5822 | 54.7094 | 35.4002 | 0 | 3.2182 | 3.2182 | 141.6007 | 122.2915 | 0 | 0 | 0 | 0 | 0 | 0 | 0 | 0 | 0 | 0
0 | 0 | 0 | 0 | 0 | 0 | 0 | 0 | 0 | 0 | 0 | 0 | 0 | 0 | 0 | 0 | 0 | 0 | 0 | 0 | 0 | 0 | 0 | 0 | 0 | 0 | 0 | 0 | 0 | 0 | 0 | 0 | 0 | 0 | 0 | 0 | 0 | 0 | 0 | 0 | 0 | 0 | 0 | 0 | 0 | 0 | 0 | 0 | 0 | 0 | 0 | 0 | 0 | 0 | 0 | 0 | 0 | 0 | 0 | 0 | 0 | 0 | 0 | 0 | 0 | 0 | 0 | 0 | 0 | 0 | 0 | 0 | 0 | 0 | 0 | 0 | 0 | 0 | 0 | 0 | 0 | 0 | 0 | 0 | 0 | 0 | 0 | 0 | 0 | 0 | 0 | 0 | 0 | 0 | 0 | 0 |  | 0 | 0 | 0 | 0 | 0 | 0 | 0 | 0 | 0 | 0 | 0 | 0 | 0 | 0 | 0 | 0 | 0 | 0 | 0 | 0 | 0 | 0 | 0 | 0 | 0 | 0 | 0 | 0 | 0 | 0 | 0 | 0 | 0 | 0 | 0 | 0 | 0 | 0 | 0 | 0 | 0 | 0 | 0 | 0 | 0 | 0 | 0 | 0 | 0 | 0 | 0 | 0 | 0 | 0 | 0 | 0 | 0 | 0 | 0 | 0 | 0 | 0 | 0 | 0 | 0 | 0 | 0 | 0 | 0 | 0 | 0 | 0 | 0 | 0 | 0 | 0 | 0 | 0 | 0 | 0 | 0 | 0 | 0 | 0 | 0 | 0 | 0 | 0 | 0 | 0 | 0
0 | 0 | 0 | SCADA, Network Control and Protection Systems | 0 | 0 | 0 | 0 | 0 | 0 | 0 | 0 | 0 | 0 | 0 | 0 | 0 | 0 | 0 | 0 | 0 | 0 | 0 | 0 | 0 | 0 | 0 | 0 | 0 | 0 | 0 | 0 | 0 | 0 | 0 | 0 | 0 | 0 | 0 | 0 | 0 | 0 | 0 | 0 | 0 | 0 | 0 | 0 | 0 | 0 | 0 | 0 | 0 | 0 | 0 | 0 | 0 | 0 | 0 | 0 | 0 | 0 | 0 | 0 | 0 | 0 | 0 | 0 | 0 | 0 | 0 | 0 | 0 | 0 | 0 | 0 | 0 | 0 | 0 | 0 | 0 | 0 | 0 | 0 | 0 | 0 | 0 | 0 | 0 | 0 | 0 | 0 | 0 | 0 | 0 | 0 |  | 0 | 0 | 0 | 0 | 0 | 0 | 0 | 0 | 0 | 0 | 0 | 0 | 0 | 0 | 0 | 0 | 0 | 0 | 0 | 0 | 0 | 0 | 0 | 0 | 0 | 0 | 0 | 0 | 0 | 0 | 0 | 0 | 0 | 0 | 0 | 0 | 0 | 0 | 0 | 0 | 0 | 0 | 0 | 0 | 0 | 0 | 0 | 0 | 0 | 0 | 0 | 0 | 0 | 0 | 0 | 0 | 0 | 0 | 0 | 0 | 0 | 0 | 0 | 0 | 0 | 0 | 0 | 0 | 0 | 0 | 0 | 0 | 0 | 0 | 0 | 0 | 0 | 0 | 0 | 0 | 0 | 0 | 0 | 0 | 0 | 0 | 0 | 0 | 0 | 0 | 0
10 | 0 | 0 | FIELD DEVICES | 56.6089 | 255 | 106 | 480 | 155 | 142 | 155 | 118 | 110 | 106 | 114 | 110 | 101 | 103 | 130 | 139 | 137 | 86 | 59 | 45 | 55 | 54 | 39 | 45 | 45 | 51 | 42 | 113 | 121 | 113 | 116 | 116 | 102 | 103 | 108 | 112 | 100 | 52 | 36 | 47 | 11 | 47 | 47 | 47 | 29 | 20 | 18 | 8 | 6 | 14 | 15 | 11 | 33 | 35 | 15 | 34 | 10 | 16 | 16 | 16 | 16 | 16 | 16 | 16 | 16 | 12 | 15 | 0 | 0 | 0 | 0 | 0 | 0 | 0 | 0 | 0 | 0 | 0 | 0 | 0 | 0 | 0 | 0 | 0 | 0 | 0 | 0 | 0 | 0 | 0 | 0 | 0 |  | 7027.9384 | 2921.4175 | 13229.0605 | 4271.8841 | 3913.5971 | 4271.8841 | 3252.144 | 3031.6597 | 2921.4175 | 3141.9019 | 3031.6597 | 2783.6148 | 2838.7359 | 3582.8705 | 3830.9154 | 3775.7943 | 2370.2067 | 1626.072 | 1240.2244 | 1515.8298 | 1488.2693 | 1074.8612 | 1240.2244 | 1240.2244 | 1405.5877 | 1157.5428 | 3114.3413 | 3334.8257 | 3114.3413 | 3197.0229 | 3197.0229 | 2811.1753 | 2838.7359 | 2976.5386 | 3086.7808 | 2756.0543 | 1433.1482 | 992.1795 | 1295.3455 | 303.166 | 1295.3455 | 1295.3455 | 1295.3455 | 799.2557 | 551.2109 | 496.0898 | 220.4843 | 165.3633 | 385.8476 | 413.4081 | 303.166 | 909.4979 | 964.619 | 413.4081 | 937.0584 | 275.6054 | 440.9687 | 440.9687 | 440.9687 | 440.9687 | 440.9687 | 440.9687 | 440.9687 | 440.9687 | 330.7265 | 413.4081 | 0 | 0 | 0 | 0 | 0 | 0 | 0 | 0 | 0 | 0 | 0 | 0 | 0 | 0 | 0 | 0 | 0 | 0 | 0 | 0 | 0 | 0 | 0 | 0 | 0
10 | 0 | 0 | COMMUNICATIONS NETWORK ASSETS | 22.6 | 147.7 | 119.3 | 262.8 | 131.4 | 261.2 | 112.4 | 160.6 | 122.6 | 43 | 28.3 | 38.9 | 51.5 | 66.8 | 566 | 23 | 16 | 20 | 23 | 0 | 117 | 7 | 0 | 0 | 0 | 0 | 0 | 0 | 0 | 0 | 0 | 0 | 0 | 0 | 0 | 0 | 0 | 0 | 0 | 0 | 0 | 0 | 0 | 0 | 0 | 0 | 0 | 0 | 0 | 0 | 0 | 0 | 0 | 0 | 0 | 0 | 0 | 0 | 0 | 0 | 0 | 0 | 0 | 0 | 0 | 0 | 0 | 0 | 0 | 0 | 0 | 0 | 0 | 0 | 0 | 0 | 0 | 0 | 0 | 0 | 0 | 0 | 0 | 0 | 0 | 0 | 0 | 0 | 0 | 0 | 0 | 0 |  | 4070.6921 | 3287.9727 | 7242.9106 | 3621.4553 | 7198.8137 | 3097.805 | 4426.2231 | 3378.9225 | 1185.1033 | 779.9634 | 1072.1051 | 1419.3679 | 1841.0442 | 15599.2671 | 633.8925 | 440.9687 | 551.2109 | 633.8925 | 0 | 3224.5835 | 192.9238 | 0 | 0 | 0 | 0 | 0 | 0 | 0 | 0 | 0 | 0 | 0 | 0 | 0 | 0 | 0 | 0 | 0 | 0 | 0 | 0 | 0 | 0 | 0 | 0 | 0 | 0 | 0 | 0 | 0 | 0 | 0 | 0 | 0 | 0 | 0 | 0 | 0 | 0 | 0 | 0 | 0 | 0 | 0 | 0 | 0 | 0 | 0 | 0 | 0 | 0 | 0 | 0 | 0 | 0 | 0 | 0 | 0 | 0 | 0 | 0 | 0 | 0 | 0 | 0 | 0 | 0 | 0 | 0 | 0 | 0
10 | 0 | 0 | MASTER STATION ASSETS | 5 | 0 | 18 | 53 | 7 | 12 | 8 | 11 | 0 | 2 | 0 | 0 | 0 | 0 | 0 | 0 | 0 | 0 | 0 | 0 | 0 | 0 | 0 | 0 | 0 | 0 | 0 | 0 | 0 | 0 | 0 | 0 | 0 | 0 | 0 | 0 | 0 | 0 | 0 | 0 | 0 | 0 | 0 | 0 | 0 | 0 | 0 | 0 | 0 | 0 | 0 | 0 | 0 | 0 | 0 | 0 | 0 | 0 | 0 | 0 | 0 | 0 | 0 | 0 | 0 | 0 | 0 | 0 | 0 | 0 | 0 | 0 | 0 | 0 | 0 | 0 | 0 | 0 | 0 | 0 | 0 | 0 | 0 | 0 | 0 | 0 | 0 | 0 | 0 | 0 | 0 | 0 |  | 0 | 496.0898 | 1460.7088 | 192.9238 | 330.7265 | 220.4843 | 303.166 | 0 | 55.1211 | 0 | 0 | 0 | 0 | 0 | 0 | 0 | 0 | 0 | 0 | 0 | 0 | 0 | 0 | 0 | 0 | 0 | 0 | 0 | 0 | 0 | 0 | 0 | 0 | 0 | 0 | 0 | 0 | 0 | 0 | 0 | 0 | 0 | 0 | 0 | 0 | 0 | 0 | 0 | 0 | 0 | 0 | 0 | 0 | 0 | 0 | 0 | 0 | 0 | 0 | 0 | 0 | 0 | 0 | 0 | 0 | 0 | 0 | 0 | 0 | 0 | 0 | 0 | 0 | 0 | 0 | 0 | 0 | 0 | 0 | 0 | 0 | 0 | 0 | 0 | 0 | 0 | 0 | 0 | 0 | 0 | 0
0 | 0 | 0 | AUTOMATION REPLACEMENT EXPENDITURE | 0 | 0 | 0 | 0 | 0 | 0 | 0 | 0 | 0 | 0 | 0 | 0 | 0 | 0 | 0 | 0 | 0 | 0 | 0 | 0 | 0 | 0 | 0 | 0 | 0 | 0 | 0 | 0 | 0 | 0 | 0 | 0 | 0 | 0 | 0 | 0 | 0 | 0 | 0 | 0 | 0 | 0 | 0 | 0 | 0 | 0 | 0 | 0 | 0 | 0 | 0 | 0 | 0 | 0 | 0 | 0 | 0 | 0 | 0 | 0 | 0 | 0 | 0 | 0 | 0 | 0 | 0 | 0 | 0 | 0 | 0 | 0 | 0 | 0 | 0 | 0 | 0 | 0 | 0 | 0 | 0 | 0 | 0 | 0 | 0 | 0 | 0 | 0 | 0 | 0 | 0 | 0 |  | 0 | 0 | 0 | 0 | 0 | 0 | 0 | 0 | 0 | 0 | 0 | 0 | 0 | 0 | 0 | 0 | 0 | 0 | 0 | 0 | 0 | 0 | 0 | 0 | 0 | 0 | 0 | 0 | 0 | 0 | 0 | 0 | 0 | 0 | 0 | 0 | 0 | 0 | 0 | 0 | 0 | 0 | 0 | 0 | 0 | 0 | 0 | 0 | 0 | 0 | 0 | 0 | 0 | 0 | 0 | 0 | 0 | 0 | 0 | 0 | 0 | 0 | 0 | 0 | 0 | 0 | 0 | 0 | 0 | 0 | 0 | 0 | 0 | 0 | 0 | 0 | 0 | 0 | 0 | 0 | 0 | 0 | 0 | 0 | 0 | 0 | 0 | 0 | 0 | 0 | 0
0 | 0 | 0 | 0 | 0 | 0 | 0 | 0 | 0 | 0 | 0 | 0 | 0 | 0 | 0 | 0 | 0 | 0 | 0 | 0 | 0 | 0 | 0 | 0 | 0 | 0 | 0 | 0 | 0 | 0 | 0 | 0 | 0 | 0 | 0 | 0 | 0 | 0 | 0 | 0 | 0 | 0 | 0 | 0 | 0 | 0 | 0 | 0 | 0 | 0 | 0 | 0 | 0 | 0 | 0 | 0 | 0 | 0 | 0 | 0 | 0 | 0 | 0 | 0 | 0 | 0 | 0 | 0 | 0 | 0 | 0 | 0 | 0 | 0 | 0 | 0 | 0 | 0 | 0 | 0 | 0 | 0 | 0 | 0 | 0 | 0 | 0 | 0 | 0 | 0 | 0 | 0 | 0 | 0 | 0 | 0 |  | 0 | 0 | 0 | 0 | 0 | 0 | 0 | 0 | 0 | 0 | 0 | 0 | 0 | 0 | 0 | 0 | 0 | 0 | 0 | 0 | 0 | 0 | 0 | 0 | 0 | 0 | 0 | 0 | 0 | 0 | 0 | 0 | 0 | 0 | 0 | 0 | 0 | 0 | 0 | 0 | 0 | 0 | 0 | 0 | 0 | 0 | 0 | 0 | 0 | 0 | 0 | 0 | 0 | 0 | 0 | 0 | 0 | 0 | 0 | 0 | 0 | 0 | 0 | 0 | 0 | 0 | 0 | 0 | 0 | 0 | 0 | 0 | 0 | 0 | 0 | 0 | 0 | 0 | 0 | 0 | 0 | 0 | 0 | 0 | 0 | 0 | 0 | 0 | 0 | 0 | 0
0 | 0 | 0 | 0 | 0 | 0 | 0 | 0 | 0 | 0 | 0 | 0 | 0 | 0 | 0 | 0 | 0 | 0 | 0 | 0 | 0 | 0 | 0 | 0 | 0 | 0 | 0 | 0 | 0 | 0 | 0 | 0 | 0 | 0 | 0 | 0 | 0 | 0 | 0 | 0 | 0 | 0 | 0 | 0 | 0 | 0 | 0 | 0 | 0 | 0 | 0 | 0 | 0 | 0 | 0 | 0 | 0 | 0 | 0 | 0 | 0 | 0 | 0 | 0 | 0 | 0 | 0 | 0 | 0 | 0 | 0 | 0 | 0 | 0 | 0 | 0 | 0 | 0 | 0 | 0 | 0 | 0 | 0 | 0 | 0 | 0 | 0 | 0 | 0 | 0 | 0 | 0 | 0 | 0 | 0 | 0 |  | 0 | 0 | 0 | 0 | 0 | 0 | 0 | 0 | 0 | 0 | 0 | 0 | 0 | 0 | 0 | 0 | 0 | 0 | 0 | 0 | 0 | 0 | 0 | 0 | 0 | 0 | 0 | 0 | 0 | 0 | 0 | 0 | 0 | 0 | 0 | 0 | 0 | 0 | 0 | 0 | 0 | 0 | 0 | 0 | 0 | 0 | 0 | 0 | 0 | 0 | 0 | 0 | 0 | 0 | 0 | 0 | 0 | 0 | 0 | 0 | 0 | 0 | 0 | 0 | 0 | 0 | 0 | 0 | 0 | 0 | 0 | 0 | 0 | 0 | 0 | 0 | 0 | 0 | 0 | 0 | 0 | 0 | 0 | 0 | 0 | 0 | 0 | 0 | 0 | 0 | 0
0 | 0 | 0 | 0 | 0 | 0 | 0 | 0 | 0 | 0 | 0 | 0 | 0 | 0 | 0 | 0 | 0 | 0 | 0 | 0 | 0 | 0 | 0 | 0 | 0 | 0 | 0 | 0 | 0 | 0 | 0 | 0 | 0 | 0 | 0 | 0 | 0 | 0 | 0 | 0 | 0 | 0 | 0 | 0 | 0 | 0 | 0 | 0 | 0 | 0 | 0 | 0 | 0 | 0 | 0 | 0 | 0 | 0 | 0 | 0 | 0 | 0 | 0 | 0 | 0 | 0 | 0 | 0 | 0 | 0 | 0 | 0 | 0 | 0 | 0 | 0 | 0 | 0 | 0 | 0 | 0 | 0 | 0 | 0 | 0 | 0 | 0 | 0 | 0 | 0 | 0 | 0 | 0 | 0 | 0 | 0 |  | 0 | 0 | 0 | 0 | 0 | 0 | 0 | 0 | 0 | 0 | 0 | 0 | 0 | 0 | 0 | 0 | 0 | 0 | 0 | 0 | 0 | 0 | 0 | 0 | 0 | 0 | 0 | 0 | 0 | 0 | 0 | 0 | 0 | 0 | 0 | 0 | 0 | 0 | 0 | 0 | 0 | 0 | 0 | 0 | 0 | 0 | 0 | 0 | 0 | 0 | 0 | 0 | 0 | 0 | 0 | 0 | 0 | 0 | 0 | 0 | 0 | 0 | 0 | 0 | 0 | 0 | 0 | 0 | 0 | 0 | 0 | 0 | 0 | 0 | 0 | 0 | 0 | 0 | 0 | 0 | 0 | 0 | 0 | 0 | 0 | 0 | 0 | 0 | 0 | 0 | 0
0 | 0 | 0 | 0 | 0 | 0 | 0 | 0 | 0 | 0 | 0 | 0 | 0 | 0 | 0 | 0 | 0 | 0 | 0 | 0 | 0 | 0 | 0 | 0 | 0 | 0 | 0 | 0 | 0 | 0 | 0 | 0 | 0 | 0 | 0 | 0 | 0 | 0 | 0 | 0 | 0 | 0 | 0 | 0 | 0 | 0 | 0 | 0 | 0 | 0 | 0 | 0 | 0 | 0 | 0 | 0 | 0 | 0 | 0 | 0 | 0 | 0 | 0 | 0 | 0 | 0 | 0 | 0 | 0 | 0 | 0 | 0 | 0 | 0 | 0 | 0 | 0 | 0 | 0 | 0 | 0 | 0 | 0 | 0 | 0 | 0 | 0 | 0 | 0 | 0 | 0 | 0 | 0 | 0 | 0 | 0 |  | 0 | 0 | 0 | 0 | 0 | 0 | 0 | 0 | 0 | 0 | 0 | 0 | 0 | 0 | 0 | 0 | 0 | 0 | 0 | 0 | 0 | 0 | 0 | 0 | 0 | 0 | 0 | 0 | 0 | 0 | 0 | 0 | 0 | 0 | 0 | 0 | 0 | 0 | 0 | 0 | 0 | 0 | 0 | 0 | 0 | 0 | 0 | 0 | 0 | 0 | 0 | 0 | 0 | 0 | 0 | 0 | 0 | 0 | 0 | 0 | 0 | 0 | 0 | 0 | 0 | 0 | 0 | 0 | 0 | 0 | 0 | 0 | 0 | 0 | 0 | 0 | 0 | 0 | 0 | 0 | 0 | 0 | 0 | 0 | 0 | 0 | 0 | 0 | 0 | 0 | 0
0 | 0 | 0 | 0 | 0 | 0 | 0 | 0 | 0 | 0 | 0 | 0 | 0 | 0 | 0 | 0 | 0 | 0 | 0 | 0 | 0 | 0 | 0 | 0 | 0 | 0 | 0 | 0 | 0 | 0 | 0 | 0 | 0 | 0 | 0 | 0 | 0 | 0 | 0 | 0 | 0 | 0 | 0 | 0 | 0 | 0 | 0 | 0 | 0 | 0 | 0 | 0 | 0 | 0 | 0 | 0 | 0 | 0 | 0 | 0 | 0 | 0 | 0 | 0 | 0 | 0 | 0 | 0 | 0 | 0 | 0 | 0 | 0 | 0 | 0 | 0 | 0 | 0 | 0 | 0 | 0 | 0 | 0 | 0 | 0 | 0 | 0 | 0 | 0 | 0 | 0 | 0 | 0 | 0 | 0 | 0 |  | 0 | 0 | 0 | 0 | 0 | 0 | 0 | 0 | 0 | 0 | 0 | 0 | 0 | 0 | 0 | 0 | 0 | 0 | 0 | 0 | 0 | 0 | 0 | 0 | 0 | 0 | 0 | 0 | 0 | 0 | 0 | 0 | 0 | 0 | 0 | 0 | 0 | 0 | 0 | 0 | 0 | 0 | 0 | 0 | 0 | 0 | 0 | 0 | 0 | 0 | 0 | 0 | 0 | 0 | 0 | 0 | 0 | 0 | 0 | 0 | 0 | 0 | 0 | 0 | 0 | 0 | 0 | 0 | 0 | 0 | 0 | 0 | 0 | 0 | 0 | 0 | 0 | 0 | 0 | 0 | 0 | 0 | 0 | 0 | 0 | 0 | 0 | 0 | 0 | 0 | 0
0 | 0 | 0 | 0 | 0 | 0 | 0 | 0 | 0 | 0 | 0 | 0 | 0 | 0 | 0 | 0 | 0 | 0 | 0 | 0 | 0 | 0 | 0 | 0 | 0 | 0 | 0 | 0 | 0 | 0 | 0 | 0 | 0 | 0 | 0 | 0 | 0 | 0 | 0 | 0 | 0 | 0 | 0 | 0 | 0 | 0 | 0 | 0 | 0 | 0 | 0 | 0 | 0 | 0 | 0 | 0 | 0 | 0 | 0 | 0 | 0 | 0 | 0 | 0 | 0 | 0 | 0 | 0 | 0 | 0 | 0 | 0 | 0 | 0 | 0 | 0 | 0 | 0 | 0 | 0 | 0 | 0 | 0 | 0 | 0 | 0 | 0 | 0 | 0 | 0 | 0 | 0 | 0 | 0 | 0 | 0 |  | 0 | 0 | 0 | 0 | 0 | 0 | 0 | 0 | 0 | 0 | 0 | 0 | 0 | 0 | 0 | 0 | 0 | 0 | 0 | 0 | 0 | 0 | 0 | 0 | 0 | 0 | 0 | 0 | 0 | 0 | 0 | 0 | 0 | 0 | 0 | 0 | 0 | 0 | 0 | 0 | 0 | 0 | 0 | 0 | 0 | 0 | 0 | 0 | 0 | 0 | 0 | 0 | 0 | 0 | 0 | 0 | 0 | 0 | 0 | 0 | 0 | 0 | 0 | 0 | 0 | 0 | 0 | 0 | 0 | 0 | 0 | 0 | 0 | 0 | 0 | 0 | 0 | 0 | 0 | 0 | 0 | 0 | 0 | 0 | 0 | 0 | 0 | 0 | 0 | 0 | 0
0 | 0 | 0 | 0 | 0 | 0 | 0 | 0 | 0 | 0 | 0 | 0 | 0 | 0 | 0 | 0 | 0 | 0 | 0 | 0 | 0 | 0 | 0 | 0 | 0 | 0 | 0 | 0 | 0 | 0 | 0 | 0 | 0 | 0 | 0 | 0 | 0 | 0 | 0 | 0 | 0 | 0 | 0 | 0 | 0 | 0 | 0 | 0 | 0 | 0 | 0 | 0 | 0 | 0 | 0 | 0 | 0 | 0 | 0 | 0 | 0 | 0 | 0 | 0 | 0 | 0 | 0 | 0 | 0 | 0 | 0 | 0 | 0 | 0 | 0 | 0 | 0 | 0 | 0 | 0 | 0 | 0 | 0 | 0 | 0 | 0 | 0 | 0 | 0 | 0 | 0 | 0 | 0 | 0 | 0 | 0 |  | 0 | 0 | 0 | 0 | 0 | 0 | 0 | 0 | 0 | 0 | 0 | 0 | 0 | 0 | 0 | 0 | 0 | 0 | 0 | 0 | 0 | 0 | 0 | 0 | 0 | 0 | 0 | 0 | 0 | 0 | 0 | 0 | 0 | 0 | 0 | 0 | 0 | 0 | 0 | 0 | 0 | 0 | 0 | 0 | 0 | 0 | 0 | 0 | 0 | 0 | 0 | 0 | 0 | 0 | 0 | 0 | 0 | 0 | 0 | 0 | 0 | 0 | 0 | 0 | 0 | 0 | 0 | 0 | 0 | 0 | 0 | 0 | 0 | 0 | 0 | 0 | 0 | 0 | 0 | 0 | 0 | 0 | 0 | 0 | 0 | 0 | 0 | 0 | 0 | 0 | 0
0 | 0 | 0 | 0 | 0 | 0 | 0 | 0 | 0 | 0 | 0 | 0 | 0 | 0 | 0 | 0 | 0 | 0 | 0 | 0 | 0 | 0 | 0 | 0 | 0 | 0 | 0 | 0 | 0 | 0 | 0 | 0 | 0 | 0 | 0 | 0 | 0 | 0 | 0 | 0 | 0 | 0 | 0 | 0 | 0 | 0 | 0 | 0 | 0 | 0 | 0 | 0 | 0 | 0 | 0 | 0 | 0 | 0 | 0 | 0 | 0 | 0 | 0 | 0 | 0 | 0 | 0 | 0 | 0 | 0 | 0 | 0 | 0 | 0 | 0 | 0 | 0 | 0 | 0 | 0 | 0 | 0 | 0 | 0 | 0 | 0 | 0 | 0 | 0 | 0 | 0 | 0 | 0 | 0 | 0 | 0 |  | 0 | 0 | 0 | 0 | 0 | 0 | 0 | 0 | 0 | 0 | 0 | 0 | 0 | 0 | 0 | 0 | 0 | 0 | 0 | 0 | 0 | 0 | 0 | 0 | 0 | 0 | 0 | 0 | 0 | 0 | 0 | 0 | 0 | 0 | 0 | 0 | 0 | 0 | 0 | 0 | 0 | 0 | 0 | 0 | 0 | 0 | 0 | 0 | 0 | 0 | 0 | 0 | 0 | 0 | 0 | 0 | 0 | 0 | 0 | 0 | 0 | 0 | 0 | 0 | 0 | 0 | 0 | 0 | 0 | 0 | 0 | 0 | 0 | 0 | 0 | 0 | 0 | 0 | 0 | 0 | 0 | 0 | 0 | 0 | 0 | 0 | 0 | 0 | 0 | 0 | 0
0 | 0 | 0 | 0 | 0 | 0 | 0 | 0 | 0 | 0 | 0 | 0 | 0 | 0 | 0 | 0 | 0 | 0 | 0 | 0 | 0 | 0 | 0 | 0 | 0 | 0 | 0 | 0 | 0 | 0 | 0 | 0 | 0 | 0 | 0 | 0 | 0 | 0 | 0 | 0 | 0 | 0 | 0 | 0 | 0 | 0 | 0 | 0 | 0 | 0 | 0 | 0 | 0 | 0 | 0 | 0 | 0 | 0 | 0 | 0 | 0 | 0 | 0 | 0 | 0 | 0 | 0 | 0 | 0 | 0 | 0 | 0 | 0 | 0 | 0 | 0 | 0 | 0 | 0 | 0 | 0 | 0 | 0 | 0 | 0 | 0 | 0 | 0 | 0 | 0 | 0 | 0 | 0 | 0 | 0 | 0 |  | 0 | 0 | 0 | 0 | 0 | 0 | 0 | 0 | 0 | 0 | 0 | 0 | 0 | 0 | 0 | 0 | 0 | 0 | 0 | 0 | 0 | 0 | 0 | 0 | 0 | 0 | 0 | 0 | 0 | 0 | 0 | 0 | 0 | 0 | 0 | 0 | 0 | 0 | 0 | 0 | 0 | 0 | 0 | 0 | 0 | 0 | 0 | 0 | 0 | 0 | 0 | 0 | 0 | 0 | 0 | 0 | 0 | 0 | 0 | 0 | 0 | 0 | 0 | 0 | 0 | 0 | 0 | 0 | 0 | 0 | 0 | 0 | 0 | 0 | 0 | 0 | 0 | 0 | 0 | 0 | 0 | 0 | 0 | 0 | 0 | 0 | 0 | 0 | 0 | 0 | 0
0 | 0 | 0 | 0 | 0 | 0 | 0 | 0 | 0 | 0 | 0 | 0 | 0 | 0 | 0 | 0 | 0 | 0 | 0 | 0 | 0 | 0 | 0 | 0 | 0 | 0 | 0 | 0 | 0 | 0 | 0 | 0 | 0 | 0 | 0 | 0 | 0 | 0 | 0 | 0 | 0 | 0 | 0 | 0 | 0 | 0 | 0 | 0 | 0 | 0 | 0 | 0 | 0 | 0 | 0 | 0 | 0 | 0 | 0 | 0 | 0 | 0 | 0 | 0 | 0 | 0 | 0 | 0 | 0 | 0 | 0 | 0 | 0 | 0 | 0 | 0 | 0 | 0 | 0 | 0 | 0 | 0 | 0 | 0 | 0 | 0 | 0 | 0 | 0 | 0 | 0 | 0 | 0 | 0 | 0 | 0 |  | 0 | 0 | 0 | 0 | 0 | 0 | 0 | 0 | 0 | 0 | 0 | 0 | 0 | 0 | 0 | 0 | 0 | 0 | 0 | 0 | 0 | 0 | 0 | 0 | 0 | 0 | 0 | 0 | 0 | 0 | 0 | 0 | 0 | 0 | 0 | 0 | 0 | 0 | 0 | 0 | 0 | 0 | 0 | 0 | 0 | 0 | 0 | 0 | 0 | 0 | 0 | 0 | 0 | 0 | 0 | 0 | 0 | 0 | 0 | 0 | 0 | 0 | 0 | 0 | 0 | 0 | 0 | 0 | 0 | 0 | 0 | 0 | 0 | 0 | 0 | 0 | 0 | 0 | 0 | 0 | 0 | 0 | 0 | 0 | 0 | 0 | 0 | 0 | 0 | 0 | 0
0 | 0 | 0 | 0 | 0 | 0 | 0 | 0 | 0 | 0 | 0 | 0 | 0 | 0 | 0 | 0 | 0 | 0 | 0 | 0 | 0 | 0 | 0 | 0 | 0 | 0 | 0 | 0 | 0 | 0 | 0 | 0 | 0 | 0 | 0 | 0 | 0 | 0 | 0 | 0 | 0 | 0 | 0 | 0 | 0 | 0 | 0 | 0 | 0 | 0 | 0 | 0 | 0 | 0 | 0 | 0 | 0 | 0 | 0 | 0 | 0 | 0 | 0 | 0 | 0 | 0 | 0 | 0 | 0 | 0 | 0 | 0 | 0 | 0 | 0 | 0 | 0 | 0 | 0 | 0 | 0 | 0 | 0 | 0 | 0 | 0 | 0 | 0 | 0 | 0 | 0 | 0 | 0 | 0 | 0 | 0 |  | 0 | 0 | 0 | 0 | 0 | 0 | 0 | 0 | 0 | 0 | 0 | 0 | 0 | 0 | 0 | 0 | 0 | 0 | 0 | 0 | 0 | 0 | 0 | 0 | 0 | 0 | 0 | 0 | 0 | 0 | 0 | 0 | 0 | 0 | 0 | 0 | 0 | 0 | 0 | 0 | 0 | 0 | 0 | 0 | 0 | 0 | 0 | 0 | 0 | 0 | 0 | 0 | 0 | 0 | 0 | 0 | 0 | 0 | 0 | 0 | 0 | 0 | 0 | 0 | 0 | 0 | 0 | 0 | 0 | 0 | 0 | 0 | 0 | 0 | 0 | 0 | 0 | 0 | 0 | 0 | 0 | 0 | 0 | 0 | 0 | 0 | 0 | 0 | 0 | 0 | 0
0 | 0 | 0 | 0 | 0 | 0 | 0 | 0 | 0 | 0 | 0 | 0 | 0 | 0 | 0 | 0 | 0 | 0 | 0 | 0 | 0 | 0 | 0 | 0 | 0 | 0 | 0 | 0 | 0 | 0 | 0 | 0 | 0 | 0 | 0 | 0 | 0 | 0 | 0 | 0 | 0 | 0 | 0 | 0 | 0 | 0 | 0 | 0 | 0 | 0 | 0 | 0 | 0 | 0 | 0 | 0 | 0 | 0 | 0 | 0 | 0 | 0 | 0 | 0 | 0 | 0 | 0 | 0 | 0 | 0 | 0 | 0 | 0 | 0 | 0 | 0 | 0 | 0 | 0 | 0 | 0 | 0 | 0 | 0 | 0 | 0 | 0 | 0 | 0 | 0 | 0 | 0 | 0 | 0 | 0 | 0 |  | 0 | 0 | 0 | 0 | 0 | 0 | 0 | 0 | 0 | 0 | 0 | 0 | 0 | 0 | 0 | 0 | 0 | 0 | 0 | 0 | 0 | 0 | 0 | 0 | 0 | 0 | 0 | 0 | 0 | 0 | 0 | 0 | 0 | 0 | 0 | 0 | 0 | 0 | 0 | 0 | 0 | 0 | 0 | 0 | 0 | 0 | 0 | 0 | 0 | 0 | 0 | 0 | 0 | 0 | 0 | 0 | 0 | 0 | 0 | 0 | 0 | 0 | 0 | 0 | 0 | 0 | 0 | 0 | 0 | 0 | 0 | 0 | 0 | 0 | 0 | 0 | 0 | 0 | 0 | 0 | 0 | 0 | 0 | 0 | 0 | 0 | 0 | 0 | 0 | 0 | 0
0 | 0 | 0 | 0 | 0 | 0 | 0 | 0 | 0 | 0 | 0 | 0 | 0 | 0 | 0 | 0 | 0 | 0 | 0 | 0 | 0 | 0 | 0 | 0 | 0 | 0 | 0 | 0 | 0 | 0 | 0 | 0 | 0 | 0 | 0 | 0 | 0 | 0 | 0 | 0 | 0 | 0 | 0 | 0 | 0 | 0 | 0 | 0 | 0 | 0 | 0 | 0 | 0 | 0 | 0 | 0 | 0 | 0 | 0 | 0 | 0 | 0 | 0 | 0 | 0 | 0 | 0 | 0 | 0 | 0 | 0 | 0 | 0 | 0 | 0 | 0 | 0 | 0 | 0 | 0 | 0 | 0 | 0 | 0 | 0 | 0 | 0 | 0 | 0 | 0 | 0 | 0 | 0 | 0 | 0 | 0 |  | 0 | 0 | 0 | 0 | 0 | 0 | 0 | 0 | 0 | 0 | 0 | 0 | 0 | 0 | 0 | 0 | 0 | 0 | 0 | 0 | 0 | 0 | 0 | 0 | 0 | 0 | 0 | 0 | 0 | 0 | 0 | 0 | 0 | 0 | 0 | 0 | 0 | 0 | 0 | 0 | 0 | 0 | 0 | 0 | 0 | 0 | 0 | 0 | 0 | 0 | 0 | 0 | 0 | 0 | 0 | 0 | 0 | 0 | 0 | 0 | 0 | 0 | 0 | 0 | 0 | 0 | 0 | 0 | 0 | 0 | 0 | 0 | 0 | 0 | 0 | 0 | 0 | 0 | 0 | 0 | 0 | 0 | 0 | 0 | 0 | 0 | 0 | 0 | 0 | 0 | 0
0 | 0 | 0 | 0 | 0 | 0 | 0 | 0 | 0 | 0 | 0 | 0 | 0 | 0 | 0 | 0 | 0 | 0 | 0 | 0 | 0 | 0 | 0 | 0 | 0 | 0 | 0 | 0 | 0 | 0 | 0 | 0 | 0 | 0 | 0 | 0 | 0 | 0 | 0 | 0 | 0 | 0 | 0 | 0 | 0 | 0 | 0 | 0 | 0 | 0 | 0 | 0 | 0 | 0 | 0 | 0 | 0 | 0 | 0 | 0 | 0 | 0 | 0 | 0 | 0 | 0 | 0 | 0 | 0 | 0 | 0 | 0 | 0 | 0 | 0 | 0 | 0 | 0 | 0 | 0 | 0 | 0 | 0 | 0 | 0 | 0 | 0 | 0 | 0 | 0 | 0 | 0 | 0 | 0 | 0 | 0 |  | 0 | 0 | 0 | 0 | 0 | 0 | 0 | 0 | 0 | 0 | 0 | 0 | 0 | 0 | 0 | 0 | 0 | 0 | 0 | 0 | 0 | 0 | 0 | 0 | 0 | 0 | 0 | 0 | 0 | 0 | 0 | 0 | 0 | 0 | 0 | 0 | 0 | 0 | 0 | 0 | 0 | 0 | 0 | 0 | 0 | 0 | 0 | 0 | 0 | 0 | 0 | 0 | 0 | 0 | 0 | 0 | 0 | 0 | 0 | 0 | 0 | 0 | 0 | 0 | 0 | 0 | 0 | 0 | 0 | 0 | 0 | 0 | 0 | 0 | 0 | 0 | 0 | 0 | 0 | 0 | 0 | 0 | 0 | 0 | 0 | 0 | 0 | 0 | 0 | 0 | 0
0 | 0 | 0 | 0 | 0 | 0 | 0 | 0 | 0 | 0 | 0 | 0 | 0 | 0 | 0 | 0 | 0 | 0 | 0 | 0 | 0 | 0 | 0 | 0 | 0 | 0 | 0 | 0 | 0 | 0 | 0 | 0 | 0 | 0 | 0 | 0 | 0 | 0 | 0 | 0 | 0 | 0 | 0 | 0 | 0 | 0 | 0 | 0 | 0 | 0 | 0 | 0 | 0 | 0 | 0 | 0 | 0 | 0 | 0 | 0 | 0 | 0 | 0 | 0 | 0 | 0 | 0 | 0 | 0 | 0 | 0 | 0 | 0 | 0 | 0 | 0 | 0 | 0 | 0 | 0 | 0 | 0 | 0 | 0 | 0 | 0 | 0 | 0 | 0 | 0 | 0 | 0 | 0 | 0 | 0 | 0 |  | 0 | 0 | 0 | 0 | 0 | 0 | 0 | 0 | 0 | 0 | 0 | 0 | 0 | 0 | 0 | 0 | 0 | 0 | 0 | 0 | 0 | 0 | 0 | 0 | 0 | 0 | 0 | 0 | 0 | 0 | 0 | 0 | 0 | 0 | 0 | 0 | 0 | 0 | 0 | 0 | 0 | 0 | 0 | 0 | 0 | 0 | 0 | 0 | 0 | 0 | 0 | 0 | 0 | 0 | 0 | 0 | 0 | 0 | 0 | 0 | 0 | 0 | 0 | 0 | 0 | 0 | 0 | 0 | 0 | 0 | 0 | 0 | 0 | 0 | 0 | 0 | 0 | 0 | 0 | 0 | 0 | 0 | 0 | 0 | 0 | 0 | 0 | 0 | 0 | 0 | 0
0 | 0 | 0 | 0 | 0 | 0 | 0 | 0 | 0 | 0 | 0 | 0 | 0 | 0 | 0 | 0 | 0 | 0 | 0 | 0 | 0 | 0 | 0 | 0 | 0 | 0 | 0 | 0 | 0 | 0 | 0 | 0 | 0 | 0 | 0 | 0 | 0 | 0 | 0 | 0 | 0 | 0 | 0 | 0 | 0 | 0 | 0 | 0 | 0 | 0 | 0 | 0 | 0 | 0 | 0 | 0 | 0 | 0 | 0 | 0 | 0 | 0 | 0 | 0 | 0 | 0 | 0 | 0 | 0 | 0 | 0 | 0 | 0 | 0 | 0 | 0 | 0 | 0 | 0 | 0 | 0 | 0 | 0 | 0 | 0 | 0 | 0 | 0 | 0 | 0 | 0 | 0 | 0 | 0 | 0 | 0 |  | 0 | 0 | 0 | 0 | 0 | 0 | 0 | 0 | 0 | 0 | 0 | 0 | 0 | 0 | 0 | 0 | 0 | 0 | 0 | 0 | 0 | 0 | 0 | 0 | 0 | 0 | 0 | 0 | 0 | 0 | 0 | 0 | 0 | 0 | 0 | 0 | 0 | 0 | 0 | 0 | 0 | 0 | 0 | 0 | 0 | 0 | 0 | 0 | 0 | 0 | 0 | 0 | 0 | 0 | 0 | 0 | 0 | 0 | 0 | 0 | 0 | 0 | 0 | 0 | 0 | 0 | 0 | 0 | 0 | 0 | 0 | 0 | 0 | 0 | 0 | 0 | 0 | 0 | 0 | 0 | 0 | 0 | 0 | 0 | 0 | 0 | 0 | 0 | 0 | 0 | 0
0 | 0 | 0 | 0 | 0 | 0 | 0 | 0 | 0 | 0 | 0 | 0 | 0 | 0 | 0 | 0 | 0 | 0 | 0 | 0 | 0 | 0 | 0 | 0 | 0 | 0 | 0 | 0 | 0 | 0 | 0 | 0 | 0 | 0 | 0 | 0 | 0 | 0 | 0 | 0 | 0 | 0 | 0 | 0 | 0 | 0 | 0 | 0 | 0 | 0 | 0 | 0 | 0 | 0 | 0 | 0 | 0 | 0 | 0 | 0 | 0 | 0 | 0 | 0 | 0 | 0 | 0 | 0 | 0 | 0 | 0 | 0 | 0 | 0 | 0 | 0 | 0 | 0 | 0 | 0 | 0 | 0 | 0 | 0 | 0 | 0 | 0 | 0 | 0 | 0 | 0 | 0 | 0 | 0 | 0 | 0 |  | 0 | 0 | 0 | 0 | 0 | 0 | 0 | 0 | 0 | 0 | 0 | 0 | 0 | 0 | 0 | 0 | 0 | 0 | 0 | 0 | 0 | 0 | 0 | 0 | 0 | 0 | 0 | 0 | 0 | 0 | 0 | 0 | 0 | 0 | 0 | 0 | 0 | 0 | 0 | 0 | 0 | 0 | 0 | 0 | 0 | 0 | 0 | 0 | 0 | 0 | 0 | 0 | 0 | 0 | 0 | 0 | 0 | 0 | 0 | 0 | 0 | 0 | 0 | 0 | 0 | 0 | 0 | 0 | 0 | 0 | 0 | 0 | 0 | 0 | 0 | 0 | 0 | 0 | 0 | 0 | 0 | 0 | 0 | 0 | 0 | 0 | 0 | 0 | 0 | 0 | 0
0 | 0 | 0 | 0 | 0 | 0 | 0 | 0 | 0 | 0 | 0 | 0 | 0 | 0 | 0 | 0 | 0 | 0 | 0 | 0 | 0 | 0 | 0 | 0 | 0 | 0 | 0 | 0 | 0 | 0 | 0 | 0 | 0 | 0 | 0 | 0 | 0 | 0 | 0 | 0 | 0 | 0 | 0 | 0 | 0 | 0 | 0 | 0 | 0 | 0 | 0 | 0 | 0 | 0 | 0 | 0 | 0 | 0 | 0 | 0 | 0 | 0 | 0 | 0 | 0 | 0 | 0 | 0 | 0 | 0 | 0 | 0 | 0 | 0 | 0 | 0 | 0 | 0 | 0 | 0 | 0 | 0 | 0 | 0 | 0 | 0 | 0 | 0 | 0 | 0 | 0 | 0 | 0 | 0 | 0 | 0 |  | 0 | 0 | 0 | 0 | 0 | 0 | 0 | 0 | 0 | 0 | 0 | 0 | 0 | 0 | 0 | 0 | 0 | 0 | 0 | 0 | 0 | 0 | 0 | 0 | 0 | 0 | 0 | 0 | 0 | 0 | 0 | 0 | 0 | 0 | 0 | 0 | 0 | 0 | 0 | 0 | 0 | 0 | 0 | 0 | 0 | 0 | 0 | 0 | 0 | 0 | 0 | 0 | 0 | 0 | 0 | 0 | 0 | 0 | 0 | 0 | 0 | 0 | 0 | 0 | 0 | 0 | 0 | 0 | 0 | 0 | 0 | 0 | 0 | 0 | 0 | 0 | 0 | 0 | 0 | 0 | 0 | 0 | 0 | 0 | 0 | 0 | 0 | 0 | 0 | 0 | 0
0 | 0 | 0 | 0 | 0 | 0 | 0 | 0 | 0 | 0 | 0 | 0 | 0 | 0 | 0 | 0 | 0 | 0 | 0 | 0 | 0 | 0 | 0 | 0 | 0 | 0 | 0 | 0 | 0 | 0 | 0 | 0 | 0 | 0 | 0 | 0 | 0 | 0 | 0 | 0 | 0 | 0 | 0 | 0 | 0 | 0 | 0 | 0 | 0 | 0 | 0 | 0 | 0 | 0 | 0 | 0 | 0 | 0 | 0 | 0 | 0 | 0 | 0 | 0 | 0 | 0 | 0 | 0 | 0 | 0 | 0 | 0 | 0 | 0 | 0 | 0 | 0 | 0 | 0 | 0 | 0 | 0 | 0 | 0 | 0 | 0 | 0 | 0 | 0 | 0 | 0 | 0 | 0 | 0 | 0 | 0 |  | 0 | 0 | 0 | 0 | 0 | 0 | 0 | 0 | 0 | 0 | 0 | 0 | 0 | 0 | 0 | 0 | 0 | 0 | 0 | 0 | 0 | 0 | 0 | 0 | 0 | 0 | 0 | 0 | 0 | 0 | 0 | 0 | 0 | 0 | 0 | 0 | 0 | 0 | 0 | 0 | 0 | 0 | 0 | 0 | 0 | 0 | 0 | 0 | 0 | 0 | 0 | 0 | 0 | 0 | 0 | 0 | 0 | 0 | 0 | 0 | 0 | 0 | 0 | 0 | 0 | 0 | 0 | 0 | 0 | 0 | 0 | 0 | 0 | 0 | 0 | 0 | 0 | 0 | 0 | 0 | 0 | 0 | 0 | 0 | 0 | 0 | 0 | 0 | 0 | 0 | 0
0 | 0 | 0 | 0 | 0 | 0 | 0 | 0 | 0 | 0 | 0 | 0 | 0 | 0 | 0 | 0 | 0 | 0 | 0 | 0 | 0 | 0 | 0 | 0 | 0 | 0 | 0 | 0 | 0 | 0 | 0 | 0 | 0 | 0 | 0 | 0 | 0 | 0 | 0 | 0 | 0 | 0 | 0 | 0 | 0 | 0 | 0 | 0 | 0 | 0 | 0 | 0 | 0 | 0 | 0 | 0 | 0 | 0 | 0 | 0 | 0 | 0 | 0 | 0 | 0 | 0 | 0 | 0 | 0 | 0 | 0 | 0 | 0 | 0 | 0 | 0 | 0 | 0 | 0 | 0 | 0 | 0 | 0 | 0 | 0 | 0 | 0 | 0 | 0 | 0 | 0 | 0 | 0 | 0 | 0 | 0 |  | 0 | 0 | 0 | 0 | 0 | 0 | 0 | 0 | 0 | 0 | 0 | 0 | 0 | 0 | 0 | 0 | 0 | 0 | 0 | 0 | 0 | 0 | 0 | 0 | 0 | 0 | 0 | 0 | 0 | 0 | 0 | 0 | 0 | 0 | 0 | 0 | 0 | 0 | 0 | 0 | 0 | 0 | 0 | 0 | 0 | 0 | 0 | 0 | 0 | 0 | 0 | 0 | 0 | 0 | 0 | 0 | 0 | 0 | 0 | 0 | 0 | 0 | 0 | 0 | 0 | 0 | 0 | 0 | 0 | 0 | 0 | 0 | 0 | 0 | 0 | 0 | 0 | 0 | 0 | 0 | 0 | 0 | 0 | 0 | 0 | 0 | 0 | 0 | 0 | 0 | 0
0 | 0 | 0 | 0 | 0 | 0 | 0 | 0 | 0 | 0 | 0 | 0 | 0 | 0 | 0 | 0 | 0 | 0 | 0 | 0 | 0 | 0 | 0 | 0 | 0 | 0 | 0 | 0 | 0 | 0 | 0 | 0 | 0 | 0 | 0 | 0 | 0 | 0 | 0 | 0 | 0 | 0 | 0 | 0 | 0 | 0 | 0 | 0 | 0 | 0 | 0 | 0 | 0 | 0 | 0 | 0 | 0 | 0 | 0 | 0 | 0 | 0 | 0 | 0 | 0 | 0 | 0 | 0 | 0 | 0 | 0 | 0 | 0 | 0 | 0 | 0 | 0 | 0 | 0 | 0 | 0 | 0 | 0 | 0 | 0 | 0 | 0 | 0 | 0 | 0 | 0 | 0 | 0 | 0 | 0 | 0 |  | 0 | 0 | 0 | 0 | 0 | 0 | 0 | 0 | 0 | 0 | 0 | 0 | 0 | 0 | 0 | 0 | 0 | 0 | 0 | 0 | 0 | 0 | 0 | 0 | 0 | 0 | 0 | 0 | 0 | 0 | 0 | 0 | 0 | 0 | 0 | 0 | 0 | 0 | 0 | 0 | 0 | 0 | 0 | 0 | 0 | 0 | 0 | 0 | 0 | 0 | 0 | 0 | 0 | 0 | 0 | 0 | 0 | 0 | 0 | 0 | 0 | 0 | 0 | 0 | 0 | 0 | 0 | 0 | 0 | 0 | 0 | 0 | 0 | 0 | 0 | 0 | 0 | 0 | 0 | 0 | 0 | 0 | 0 | 0 | 0 | 0 | 0 | 0 | 0 | 0 | 0
0 | 0 | 0 | 0 | 0 | 0 | 0 | 0 | 0 | 0 | 0 | 0 | 0 | 0 | 0 | 0 | 0 | 0 | 0 | 0 | 0 | 0 | 0 | 0 | 0 | 0 | 0 | 0 | 0 | 0 | 0 | 0 | 0 | 0 | 0 | 0 | 0 | 0 | 0 | 0 | 0 | 0 | 0 | 0 | 0 | 0 | 0 | 0 | 0 | 0 | 0 | 0 | 0 | 0 | 0 | 0 | 0 | 0 | 0 | 0 | 0 | 0 | 0 | 0 | 0 | 0 | 0 | 0 | 0 | 0 | 0 | 0 | 0 | 0 | 0 | 0 | 0 | 0 | 0 | 0 | 0 | 0 | 0 | 0 | 0 | 0 | 0 | 0 | 0 | 0 | 0 | 0 | 0 | 0 | 0 | 0 |  | 0 | 0 | 0 | 0 | 0 | 0 | 0 | 0 | 0 | 0 | 0 | 0 | 0 | 0 | 0 | 0 | 0 | 0 | 0 | 0 | 0 | 0 | 0 | 0 | 0 | 0 | 0 | 0 | 0 | 0 | 0 | 0 | 0 | 0 | 0 | 0 | 0 | 0 | 0 | 0 | 0 | 0 | 0 | 0 | 0 | 0 | 0 | 0 | 0 | 0 | 0 | 0 | 0 | 0 | 0 | 0 | 0 | 0 | 0 | 0 | 0 | 0 | 0 | 0 | 0 | 0 | 0 | 0 | 0 | 0 | 0 | 0 | 0 | 0 | 0 | 0 | 0 | 0 | 0 | 0 | 0 | 0 | 0 | 0 | 0 | 0 | 0 | 0 | 0 | 0 | 0
0 | 0 | 0 | 0 | 0 | 0 | 0 | 0 | 0 | 0 | 0 | 0 | 0 | 0 | 0 | 0 | 0 | 0 | 0 | 0 | 0 | 0 | 0 | 0 | 0 | 0 | 0 | 0 | 0 | 0 | 0 | 0 | 0 | 0 | 0 | 0 | 0 | 0 | 0 | 0 | 0 | 0 | 0 | 0 | 0 | 0 | 0 | 0 | 0 | 0 | 0 | 0 | 0 | 0 | 0 | 0 | 0 | 0 | 0 | 0 | 0 | 0 | 0 | 0 | 0 | 0 | 0 | 0 | 0 | 0 | 0 | 0 | 0 | 0 | 0 | 0 | 0 | 0 | 0 | 0 | 0 | 0 | 0 | 0 | 0 | 0 | 0 | 0 | 0 | 0 | 0 | 0 | 0 | 0 | 0 | 0 |  | 0 | 0 | 0 | 0 | 0 | 0 | 0 | 0 | 0 | 0 | 0 | 0 | 0 | 0 | 0 | 0 | 0 | 0 | 0 | 0 | 0 | 0 | 0 | 0 | 0 | 0 | 0 | 0 | 0 | 0 | 0 | 0 | 0 | 0 | 0 | 0 | 0 | 0 | 0 | 0 | 0 | 0 | 0 | 0 | 0 | 0 | 0 | 0 | 0 | 0 | 0 | 0 | 0 | 0 | 0 | 0 | 0 | 0 | 0 | 0 | 0 | 0 | 0 | 0 | 0 | 0 | 0 | 0 | 0 | 0 | 0 | 0 | 0 | 0 | 0 | 0 | 0 | 0 | 0 | 0 | 0 | 0 | 0 | 0 | 0 | 0 | 0 | 0 | 0 | 0 | 0
0 | 0 | 0 | 0 | 0 | 0 | 0 | 0 | 0 | 0 | 0 | 0 | 0 | 0 | 0 | 0 | 0 | 0 | 0 | 0 | 0 | 0 | 0 | 0 | 0 | 0 | 0 | 0 | 0 | 0 | 0 | 0 | 0 | 0 | 0 | 0 | 0 | 0 | 0 | 0 | 0 | 0 | 0 | 0 | 0 | 0 | 0 | 0 | 0 | 0 | 0 | 0 | 0 | 0 | 0 | 0 | 0 | 0 | 0 | 0 | 0 | 0 | 0 | 0 | 0 | 0 | 0 | 0 | 0 | 0 | 0 | 0 | 0 | 0 | 0 | 0 | 0 | 0 | 0 | 0 | 0 | 0 | 0 | 0 | 0 | 0 | 0 | 0 | 0 | 0 | 0 | 0 | 0 | 0 | 0 | 0 |  | 0 | 0 | 0 | 0 | 0 | 0 | 0 | 0 | 0 | 0 | 0 | 0 | 0 | 0 | 0 | 0 | 0 | 0 | 0 | 0 | 0 | 0 | 0 | 0 | 0 | 0 | 0 | 0 | 0 | 0 | 0 | 0 | 0 | 0 | 0 | 0 | 0 | 0 | 0 | 0 | 0 | 0 | 0 | 0 | 0 | 0 | 0 | 0 | 0 | 0 | 0 | 0 | 0 | 0 | 0 | 0 | 0 | 0 | 0 | 0 | 0 | 0 | 0 | 0 | 0 | 0 | 0 | 0 | 0 | 0 | 0 | 0 | 0 | 0 | 0 | 0 | 0 | 0 | 0 | 0 | 0 | 0 | 0 | 0 | 0 | 0 | 0 | 0 | 0 | 0 | 0
0 | 0 | 0 | 0 | 0 | 0 | 0 | 0 | 0 | 0 | 0 | 0 | 0 | 0 | 0 | 0 | 0 | 0 | 0 | 0 | 0 | 0 | 0 | 0 | 0 | 0 | 0 | 0 | 0 | 0 | 0 | 0 | 0 | 0 | 0 | 0 | 0 | 0 | 0 | 0 | 0 | 0 | 0 | 0 | 0 | 0 | 0 | 0 | 0 | 0 | 0 | 0 | 0 | 0 | 0 | 0 | 0 | 0 | 0 | 0 | 0 | 0 | 0 | 0 | 0 | 0 | 0 | 0 | 0 | 0 | 0 | 0 | 0 | 0 | 0 | 0 | 0 | 0 | 0 | 0 | 0 | 0 | 0 | 0 | 0 | 0 | 0 | 0 | 0 | 0 | 0 | 0 | 0 | 0 | 0 | 0 |  | 0 | 0 | 0 | 0 | 0 | 0 | 0 | 0 | 0 | 0 | 0 | 0 | 0 | 0 | 0 | 0 | 0 | 0 | 0 | 0 | 0 | 0 | 0 | 0 | 0 | 0 | 0 | 0 | 0 | 0 | 0 | 0 | 0 | 0 | 0 | 0 | 0 | 0 | 0 | 0 | 0 | 0 | 0 | 0 | 0 | 0 | 0 | 0 | 0 | 0 | 0 | 0 | 0 | 0 | 0 | 0 | 0 | 0 | 0 | 0 | 0 | 0 | 0 | 0 | 0 | 0 | 0 | 0 | 0 | 0 | 0 | 0 | 0 | 0 | 0 | 0 | 0 | 0 | 0 | 0 | 0 | 0 | 0 | 0 | 0 | 0 | 0 | 0 | 0 | 0 | 0
0 | 0 | 0 | 0 | 0 | 0 | 0 | 0 | 0 | 0 | 0 | 0 | 0 | 0 | 0 | 0 | 0 | 0 | 0 | 0 | 0 | 0 | 0 | 0 | 0 | 0 | 0 | 0 | 0 | 0 | 0 | 0 | 0 | 0 | 0 | 0 | 0 | 0 | 0 | 0 | 0 | 0 | 0 | 0 | 0 | 0 | 0 | 0 | 0 | 0 | 0 | 0 | 0 | 0 | 0 | 0 | 0 | 0 | 0 | 0 | 0 | 0 | 0 | 0 | 0 | 0 | 0 | 0 | 0 | 0 | 0 | 0 | 0 | 0 | 0 | 0 | 0 | 0 | 0 | 0 | 0 | 0 | 0 | 0 | 0 | 0 | 0 | 0 | 0 | 0 | 0 | 0 | 0 | 0 | 0 | 0 |  | 0 | 0 | 0 | 0 | 0 | 0 | 0 | 0 | 0 | 0 | 0 | 0 | 0 | 0 | 0 | 0 | 0 | 0 | 0 | 0 | 0 | 0 | 0 | 0 | 0 | 0 | 0 | 0 | 0 | 0 | 0 | 0 | 0 | 0 | 0 | 0 | 0 | 0 | 0 | 0 | 0 | 0 | 0 | 0 | 0 | 0 | 0 | 0 | 0 | 0 | 0 | 0 | 0 | 0 | 0 | 0 | 0 | 0 | 0 | 0 | 0 | 0 | 0 | 0 | 0 | 0 | 0 | 0 | 0 | 0 | 0 | 0 | 0 | 0 | 0 | 0 | 0 | 0 | 0 | 0 | 0 | 0 | 0 | 0 | 0 | 0 | 0 | 0 | 0 | 0 | 0
0 | 0 | 0 | 0 | 0 | 0 | 0 | 0 | 0 | 0 | 0 | 0 | 0 | 0 | 0 | 0 | 0 | 0 | 0 | 0 | 0 | 0 | 0 | 0 | 0 | 0 | 0 | 0 | 0 | 0 | 0 | 0 | 0 | 0 | 0 | 0 | 0 | 0 | 0 | 0 | 0 | 0 | 0 | 0 | 0 | 0 | 0 | 0 | 0 | 0 | 0 | 0 | 0 | 0 | 0 | 0 | 0 | 0 | 0 | 0 | 0 | 0 | 0 | 0 | 0 | 0 | 0 | 0 | 0 | 0 | 0 | 0 | 0 | 0 | 0 | 0 | 0 | 0 | 0 | 0 | 0 | 0 | 0 | 0 | 0 | 0 | 0 | 0 | 0 | 0 | 0 | 0 | 0 | 0 | 0 | 0 |  | 0 | 0 | 0 | 0 | 0 | 0 | 0 | 0 | 0 | 0 | 0 | 0 | 0 | 0 | 0 | 0 | 0 | 0 | 0 | 0 | 0 | 0 | 0 | 0 | 0 | 0 | 0 | 0 | 0 | 0 | 0 | 0 | 0 | 0 | 0 | 0 | 0 | 0 | 0 | 0 | 0 | 0 | 0 | 0 | 0 | 0 | 0 | 0 | 0 | 0 | 0 | 0 | 0 | 0 | 0 | 0 | 0 | 0 | 0 | 0 | 0 | 0 | 0 | 0 | 0 | 0 | 0 | 0 | 0 | 0 | 0 | 0 | 0 | 0 | 0 | 0 | 0 | 0 | 0 | 0 | 0 | 0 | 0 | 0 | 0 | 0 | 0 | 0 | 0 | 0 | 0
0 | 0 | 0 | 0 | 0 | 0 | 0 | 0 | 0 | 0 | 0 | 0 | 0 | 0 | 0 | 0 | 0 | 0 | 0 | 0 | 0 | 0 | 0 | 0 | 0 | 0 | 0 | 0 | 0 | 0 | 0 | 0 | 0 | 0 | 0 | 0 | 0 | 0 | 0 | 0 | 0 | 0 | 0 | 0 | 0 | 0 | 0 | 0 | 0 | 0 | 0 | 0 | 0 | 0 | 0 | 0 | 0 | 0 | 0 | 0 | 0 | 0 | 0 | 0 | 0 | 0 | 0 | 0 | 0 | 0 | 0 | 0 | 0 | 0 | 0 | 0 | 0 | 0 | 0 | 0 | 0 | 0 | 0 | 0 | 0 | 0 | 0 | 0 | 0 | 0 | 0 | 0 | 0 | 0 | 0 | 0 |  | 0 | 0 | 0 | 0 | 0 | 0 | 0 | 0 | 0 | 0 | 0 | 0 | 0 | 0 | 0 | 0 | 0 | 0 | 0 | 0 | 0 | 0 | 0 | 0 | 0 | 0 | 0 | 0 | 0 | 0 | 0 | 0 | 0 | 0 | 0 | 0 | 0 | 0 | 0 | 0 | 0 | 0 | 0 | 0 | 0 | 0 | 0 | 0 | 0 | 0 | 0 | 0 | 0 | 0 | 0 | 0 | 0 | 0 | 0 | 0 | 0 | 0 | 0 | 0 | 0 | 0 | 0 | 0 | 0 | 0 | 0 | 0 | 0 | 0 | 0 | 0 | 0 | 0 | 0 | 0 | 0 | 0 | 0 | 0 | 0 | 0 | 0 | 0 | 0 | 0 | 0
0 | 0 | 0 | 0 | 0 | 0 | 0 | 0 | 0 | 0 | 0 | 0 | 0 | 0 | 0 | 0 | 0 | 0 | 0 | 0 | 0 | 0 | 0 | 0 | 0 | 0 | 0 | 0 | 0 | 0 | 0 | 0 | 0 | 0 | 0 | 0 | 0 | 0 | 0 | 0 | 0 | 0 | 0 | 0 | 0 | 0 | 0 | 0 | 0 | 0 | 0 | 0 | 0 | 0 | 0 | 0 | 0 | 0 | 0 | 0 | 0 | 0 | 0 | 0 | 0 | 0 | 0 | 0 | 0 | 0 | 0 | 0 | 0 | 0 | 0 | 0 | 0 | 0 | 0 | 0 | 0 | 0 | 0 | 0 | 0 | 0 | 0 | 0 | 0 | 0 | 0 | 0 | 0 | 0 | 0 | 0 |  | 0 | 0 | 0 | 0 | 0 | 0 | 0 | 0 | 0 | 0 | 0 | 0 | 0 | 0 | 0 | 0 | 0 | 0 | 0 | 0 | 0 | 0 | 0 | 0 | 0 | 0 | 0 | 0 | 0 | 0 | 0 | 0 | 0 | 0 | 0 | 0 | 0 | 0 | 0 | 0 | 0 | 0 | 0 | 0 | 0 | 0 | 0 | 0 | 0 | 0 | 0 | 0 | 0 | 0 | 0 | 0 | 0 | 0 | 0 | 0 | 0 | 0 | 0 | 0 | 0 | 0 | 0 | 0 | 0 | 0 | 0 | 0 | 0 | 0 | 0 | 0 | 0 | 0 | 0 | 0 | 0 | 0 | 0 | 0 | 0 | 0 | 0 | 0 | 0 | 0 | 0
0 | 0 | 0 | 0 | 0 | 0 | 0 | 0 | 0 | 0 | 0 | 0 | 0 | 0 | 0 | 0 | 0 | 0 | 0 | 0 | 0 | 0 | 0 | 0 | 0 | 0 | 0 | 0 | 0 | 0 | 0 | 0 | 0 | 0 | 0 | 0 | 0 | 0 | 0 | 0 | 0 | 0 | 0 | 0 | 0 | 0 | 0 | 0 | 0 | 0 | 0 | 0 | 0 | 0 | 0 | 0 | 0 | 0 | 0 | 0 | 0 | 0 | 0 | 0 | 0 | 0 | 0 | 0 | 0 | 0 | 0 | 0 | 0 | 0 | 0 | 0 | 0 | 0 | 0 | 0 | 0 | 0 | 0 | 0 | 0 | 0 | 0 | 0 | 0 | 0 | 0 | 0 | 0 | 0 | 0 | 0 |  | 0 | 0 | 0 | 0 | 0 | 0 | 0 | 0 | 0 | 0 | 0 | 0 | 0 | 0 | 0 | 0 | 0 | 0 | 0 | 0 | 0 | 0 | 0 | 0 | 0 | 0 | 0 | 0 | 0 | 0 | 0 | 0 | 0 | 0 | 0 | 0 | 0 | 0 | 0 | 0 | 0 | 0 | 0 | 0 | 0 | 0 | 0 | 0 | 0 | 0 | 0 | 0 | 0 | 0 | 0 | 0 | 0 | 0 | 0 | 0 | 0 | 0 | 0 | 0 | 0 | 0 | 0 | 0 | 0 | 0 | 0 | 0 | 0 | 0 | 0 | 0 | 0 | 0 | 0 | 0 | 0 | 0 | 0 | 0 | 0 | 0 | 0 | 0 | 0 | 0 | 0
0 | 0 | 0 | 0 | 0 | 0 | 0 | 0 | 0 | 0 | 0 | 0 | 0 | 0 | 0 | 0 | 0 | 0 | 0 | 0 | 0 | 0 | 0 | 0 | 0 | 0 | 0 | 0 | 0 | 0 | 0 | 0 | 0 | 0 | 0 | 0 | 0 | 0 | 0 | 0 | 0 | 0 | 0 | 0 | 0 | 0 | 0 | 0 | 0 | 0 | 0 | 0 | 0 | 0 | 0 | 0 | 0 | 0 | 0 | 0 | 0 | 0 | 0 | 0 | 0 | 0 | 0 | 0 | 0 | 0 | 0 | 0 | 0 | 0 | 0 | 0 | 0 | 0 | 0 | 0 | 0 | 0 | 0 | 0 | 0 | 0 | 0 | 0 | 0 | 0 | 0 | 0 | 0 | 0 | 0 | 0 |  | 0 | 0 | 0 | 0 | 0 | 0 | 0 | 0 | 0 | 0 | 0 | 0 | 0 | 0 | 0 | 0 | 0 | 0 | 0 | 0 | 0 | 0 | 0 | 0 | 0 | 0 | 0 | 0 | 0 | 0 | 0 | 0 | 0 | 0 | 0 | 0 | 0 | 0 | 0 | 0 | 0 | 0 | 0 | 0 | 0 | 0 | 0 | 0 | 0 | 0 | 0 | 0 | 0 | 0 | 0 | 0 | 0 | 0 | 0 | 0 | 0 | 0 | 0 | 0 | 0 | 0 | 0 | 0 | 0 | 0 | 0 | 0 | 0 | 0 | 0 | 0 | 0 | 0 | 0 | 0 | 0 | 0 | 0 | 0 | 0 | 0 | 0 | 0 | 0 | 0 | 0
0 | 0 | 0 | 0 | 0 | 0 | 0 | 0 | 0 | 0 | 0 | 0 | 0 | 0 | 0 | 0 | 0 | 0 | 0 | 0 | 0 | 0 | 0 | 0 | 0 | 0 | 0 | 0 | 0 | 0 | 0 | 0 | 0 | 0 | 0 | 0 | 0 | 0 | 0 | 0 | 0 | 0 | 0 | 0 | 0 | 0 | 0 | 0 | 0 | 0 | 0 | 0 | 0 | 0 | 0 | 0 | 0 | 0 | 0 | 0 | 0 | 0 | 0 | 0 | 0 | 0 | 0 | 0 | 0 | 0 | 0 | 0 | 0 | 0 | 0 | 0 | 0 | 0 | 0 | 0 | 0 | 0 | 0 | 0 | 0 | 0 | 0 | 0 | 0 | 0 | 0 | 0 | 0 | 0 | 0 | 0 |  | 0 | 0 | 0 | 0 | 0 | 0 | 0 | 0 | 0 | 0 | 0 | 0 | 0 | 0 | 0 | 0 | 0 | 0 | 0 | 0 | 0 | 0 | 0 | 0 | 0 | 0 | 0 | 0 | 0 | 0 | 0 | 0 | 0 | 0 | 0 | 0 | 0 | 0 | 0 | 0 | 0 | 0 | 0 | 0 | 0 | 0 | 0 | 0 | 0 | 0 | 0 | 0 | 0 | 0 | 0 | 0 | 0 | 0 | 0 | 0 | 0 | 0 | 0 | 0 | 0 | 0 | 0 | 0 | 0 | 0 | 0 | 0 | 0 | 0 | 0 | 0 | 0 | 0 | 0 | 0 | 0 | 0 | 0 | 0 | 0 | 0 | 0 | 0 | 0 | 0 | 0
0 | 0 | 0 | 0 | 0 | 0 | 0 | 0 | 0 | 0 | 0 | 0 | 0 | 0 | 0 | 0 | 0 | 0 | 0 | 0 | 0 | 0 | 0 | 0 | 0 | 0 | 0 | 0 | 0 | 0 | 0 | 0 | 0 | 0 | 0 | 0 | 0 | 0 | 0 | 0 | 0 | 0 | 0 | 0 | 0 | 0 | 0 | 0 | 0 | 0 | 0 | 0 | 0 | 0 | 0 | 0 | 0 | 0 | 0 | 0 | 0 | 0 | 0 | 0 | 0 | 0 | 0 | 0 | 0 | 0 | 0 | 0 | 0 | 0 | 0 | 0 | 0 | 0 | 0 | 0 | 0 | 0 | 0 | 0 | 0 | 0 | 0 | 0 | 0 | 0 | 0 | 0 | 0 | 0 | 0 | 0 |  | 0 | 0 | 0 | 0 | 0 | 0 | 0 | 0 | 0 | 0 | 0 | 0 | 0 | 0 | 0 | 0 | 0 | 0 | 0 | 0 | 0 | 0 | 0 | 0 | 0 | 0 | 0 | 0 | 0 | 0 | 0 | 0 | 0 | 0 | 0 | 0 | 0 | 0 | 0 | 0 | 0 | 0 | 0 | 0 | 0 | 0 | 0 | 0 | 0 | 0 | 0 | 0 | 0 | 0 | 0 | 0 | 0 | 0 | 0 | 0 | 0 | 0 | 0 | 0 | 0 | 0 | 0 | 0 | 0 | 0 | 0 | 0 | 0 | 0 | 0 | 0 | 0 | 0 | 0 | 0 | 0 | 0 | 0 | 0 | 0 | 0 | 0 | 0 | 0 | 0 | 0
0 | 0 | 0 | 0 | 0 | 0 | 0 | 0 | 0 | 0 | 0 | 0 | 0 | 0 | 0 | 0 | 0 | 0 | 0 | 0 | 0 | 0 | 0 | 0 | 0 | 0 | 0 | 0 | 0 | 0 | 0 | 0 | 0 | 0 | 0 | 0 | 0 | 0 | 0 | 0 | 0 | 0 | 0 | 0 | 0 | 0 | 0 | 0 | 0 | 0 | 0 | 0 | 0 | 0 | 0 | 0 | 0 | 0 | 0 | 0 | 0 | 0 | 0 | 0 | 0 | 0 | 0 | 0 | 0 | 0 | 0 | 0 | 0 | 0 | 0 | 0 | 0 | 0 | 0 | 0 | 0 | 0 | 0 | 0 | 0 | 0 | 0 | 0 | 0 | 0 | 0 | 0 | 0 | 0 | 0 | 0 |  | 0 | 0 | 0 | 0 | 0 | 0 | 0 | 0 | 0 | 0 | 0 | 0 | 0 | 0 | 0 | 0 | 0 | 0 | 0 | 0 | 0 | 0 | 0 | 0 | 0 | 0 | 0 | 0 | 0 | 0 | 0 | 0 | 0 | 0 | 0 | 0 | 0 | 0 | 0 | 0 | 0 | 0 | 0 | 0 | 0 | 0 | 0 | 0 | 0 | 0 | 0 | 0 | 0 | 0 | 0 | 0 | 0 | 0 | 0 | 0 | 0 | 0 | 0 | 0 | 0 | 0 | 0 | 0 | 0 | 0 | 0 | 0 | 0 | 0 | 0 | 0 | 0 | 0 | 0 | 0 | 0 | 0 | 0 | 0 | 0 | 0 | 0 | 0 | 0 | 0 | 0
0 | 0 | 0 | 0 | 0 | 0 | 0 | 0 | 0 | 0 | 0 | 0 | 0 | 0 | 0 | 0 | 0 | 0 | 0 | 0 | 0 | 0 | 0 | 0 | 0 | 0 | 0 | 0 | 0 | 0 | 0 | 0 | 0 | 0 | 0 | 0 | 0 | 0 | 0 | 0 | 0 | 0 | 0 | 0 | 0 | 0 | 0 | 0 | 0 | 0 | 0 | 0 | 0 | 0 | 0 | 0 | 0 | 0 | 0 | 0 | 0 | 0 | 0 | 0 | 0 | 0 | 0 | 0 | 0 | 0 | 0 | 0 | 0 | 0 | 0 | 0 | 0 | 0 | 0 | 0 | 0 | 0 | 0 | 0 | 0 | 0 | 0 | 0 | 0 | 0 | 0 | 0 | 0 | 0 | 0 | 0 |  | 0 | 0 | 0 | 0 | 0 | 0 | 0 | 0 | 0 | 0 | 0 | 0 | 0 | 0 | 0 | 0 | 0 | 0 | 0 | 0 | 0 | 0 | 0 | 0 | 0 | 0 | 0 | 0 | 0 | 0 | 0 | 0 | 0 | 0 | 0 | 0 | 0 | 0 | 0 | 0 | 0 | 0 | 0 | 0 | 0 | 0 | 0 | 0 | 0 | 0 | 0 | 0 | 0 | 0 | 0 | 0 | 0 | 0 | 0 | 0 | 0 | 0 | 0 | 0 | 0 | 0 | 0 | 0 | 0 | 0 | 0 | 0 | 0 | 0 | 0 | 0 | 0 | 0 | 0 | 0 | 0 | 0 | 0 | 0 | 0 | 0 | 0 | 0 | 0 | 0 | 0
0 | 0 | 0 | 0 | 0 | 0 | 0 | 0 | 0 | 0 | 0 | 0 | 0 | 0 | 0 | 0 | 0 | 0 | 0 | 0 | 0 | 0 | 0 | 0 | 0 | 0 | 0 | 0 | 0 | 0 | 0 | 0 | 0 | 0 | 0 | 0 | 0 | 0 | 0 | 0 | 0 | 0 | 0 | 0 | 0 | 0 | 0 | 0 | 0 | 0 | 0 | 0 | 0 | 0 | 0 | 0 | 0 | 0 | 0 | 0 | 0 | 0 | 0 | 0 | 0 | 0 | 0 | 0 | 0 | 0 | 0 | 0 | 0 | 0 | 0 | 0 | 0 | 0 | 0 | 0 | 0 | 0 | 0 | 0 | 0 | 0 | 0 | 0 | 0 | 0 | 0 | 0 | 0 | 0 | 0 | 0 |  | 0 | 0 | 0 | 0 | 0 | 0 | 0 | 0 | 0 | 0 | 0 | 0 | 0 | 0 | 0 | 0 | 0 | 0 | 0 | 0 | 0 | 0 | 0 | 0 | 0 | 0 | 0 | 0 | 0 | 0 | 0 | 0 | 0 | 0 | 0 | 0 | 0 | 0 | 0 | 0 | 0 | 0 | 0 | 0 | 0 | 0 | 0 | 0 | 0 | 0 | 0 | 0 | 0 | 0 | 0 | 0 | 0 | 0 | 0 | 0 | 0 | 0 | 0 | 0 | 0 | 0 | 0 | 0 | 0 | 0 | 0 | 0 | 0 | 0 | 0 | 0 | 0 | 0 | 0 | 0 | 0 | 0 | 0 | 0 | 0 | 0 | 0 | 0 | 0 | 0 | 0
0 | 0 | 0 | 0 | 0 | 0 | 0 | 0 | 0 | 0 | 0 | 0 | 0 | 0 | 0 | 0 | 0 | 0 | 0 | 0 | 0 | 0 | 0 | 0 | 0 | 0 | 0 | 0 | 0 | 0 | 0 | 0 | 0 | 0 | 0 | 0 | 0 | 0 | 0 | 0 | 0 | 0 | 0 | 0 | 0 | 0 | 0 | 0 | 0 | 0 | 0 | 0 | 0 | 0 | 0 | 0 | 0 | 0 | 0 | 0 | 0 | 0 | 0 | 0 | 0 | 0 | 0 | 0 | 0 | 0 | 0 | 0 | 0 | 0 | 0 | 0 | 0 | 0 | 0 | 0 | 0 | 0 | 0 | 0 | 0 | 0 | 0 | 0 | 0 | 0 | 0 | 0 | 0 | 0 | 0 | 0 |  | 0 | 0 | 0 | 0 | 0 | 0 | 0 | 0 | 0 | 0 | 0 | 0 | 0 | 0 | 0 | 0 | 0 | 0 | 0 | 0 | 0 | 0 | 0 | 0 | 0 | 0 | 0 | 0 | 0 | 0 | 0 | 0 | 0 | 0 | 0 | 0 | 0 | 0 | 0 | 0 | 0 | 0 | 0 | 0 | 0 | 0 | 0 | 0 | 0 | 0 | 0 | 0 | 0 | 0 | 0 | 0 | 0 | 0 | 0 | 0 | 0 | 0 | 0 | 0 | 0 | 0 | 0 | 0 | 0 | 0 | 0 | 0 | 0 | 0 | 0 | 0 | 0 | 0 | 0 | 0 | 0 | 0 | 0 | 0 | 0 | 0 | 0 | 0 | 0 | 0 | 0
0 | 0 | 0 | 0 | 0 | 0 | 0 | 0 | 0 | 0 | 0 | 0 | 0 | 0 | 0 | 0 | 0 | 0 | 0 | 0 | 0 | 0 | 0 | 0 | 0 | 0 | 0 | 0 | 0 | 0 | 0 | 0 | 0 | 0 | 0 | 0 | 0 | 0 | 0 | 0 | 0 | 0 | 0 | 0 | 0 | 0 | 0 | 0 | 0 | 0 | 0 | 0 | 0 | 0 | 0 | 0 | 0 | 0 | 0 | 0 | 0 | 0 | 0 | 0 | 0 | 0 | 0 | 0 | 0 | 0 | 0 | 0 | 0 | 0 | 0 | 0 | 0 | 0 | 0 | 0 | 0 | 0 | 0 | 0 | 0 | 0 | 0 | 0 | 0 | 0 | 0 | 0 | 0 | 0 | 0 | 0 |  | 0 | 0 | 0 | 0 | 0 | 0 | 0 | 0 | 0 | 0 | 0 | 0 | 0 | 0 | 0 | 0 | 0 | 0 | 0 | 0 | 0 | 0 | 0 | 0 | 0 | 0 | 0 | 0 | 0 | 0 | 0 | 0 | 0 | 0 | 0 | 0 | 0 | 0 | 0 | 0 | 0 | 0 | 0 | 0 | 0 | 0 | 0 | 0 | 0 | 0 | 0 | 0 | 0 | 0 | 0 | 0 | 0 | 0 | 0 | 0 | 0 | 0 | 0 | 0 | 0 | 0 | 0 | 0 | 0 | 0 | 0 | 0 | 0 | 0 | 0 | 0 | 0 | 0 | 0 | 0 | 0 | 0 | 0 | 0 | 0 | 0 | 0 | 0 | 0 | 0 | 0
0 | 0 | 0 | 0 | 0 | 0 | 0 | 0 | 0 | 0 | 0 | 0 | 0 | 0 | 0 | 0 | 0 | 0 | 0 | 0 | 0 | 0 | 0 | 0 | 0 | 0 | 0 | 0 | 0 | 0 | 0 | 0 | 0 | 0 | 0 | 0 | 0 | 0 | 0 | 0 | 0 | 0 | 0 | 0 | 0 | 0 | 0 | 0 | 0 | 0 | 0 | 0 | 0 | 0 | 0 | 0 | 0 | 0 | 0 | 0 | 0 | 0 | 0 | 0 | 0 | 0 | 0 | 0 | 0 | 0 | 0 | 0 | 0 | 0 | 0 | 0 | 0 | 0 | 0 | 0 | 0 | 0 | 0 | 0 | 0 | 0 | 0 | 0 | 0 | 0 | 0 | 0 | 0 | 0 | 0 | 0 |  | 0 | 0 | 0 | 0 | 0 | 0 | 0 | 0 | 0 | 0 | 0 | 0 | 0 | 0 | 0 | 0 | 0 | 0 | 0 | 0 | 0 | 0 | 0 | 0 | 0 | 0 | 0 | 0 | 0 | 0 | 0 | 0 | 0 | 0 | 0 | 0 | 0 | 0 | 0 | 0 | 0 | 0 | 0 | 0 | 0 | 0 | 0 | 0 | 0 | 0 | 0 | 0 | 0 | 0 | 0 | 0 | 0 | 0 | 0 | 0 | 0 | 0 | 0 | 0 | 0 | 0 | 0 | 0 | 0 | 0 | 0 | 0 | 0 | 0 | 0 | 0 | 0 | 0 | 0 | 0 | 0 | 0 | 0 | 0 | 0 | 0 | 0 | 0 | 0 | 0 | 0
0 | 0 | 0 | 0 | 0 | 0 | 0 | 0 | 0 | 0 | 0 | 0 | 0 | 0 | 0 | 0 | 0 | 0 | 0 | 0 | 0 | 0 | 0 | 0 | 0 | 0 | 0 | 0 | 0 | 0 | 0 | 0 | 0 | 0 | 0 | 0 | 0 | 0 | 0 | 0 | 0 | 0 | 0 | 0 | 0 | 0 | 0 | 0 | 0 | 0 | 0 | 0 | 0 | 0 | 0 | 0 | 0 | 0 | 0 | 0 | 0 | 0 | 0 | 0 | 0 | 0 | 0 | 0 | 0 | 0 | 0 | 0 | 0 | 0 | 0 | 0 | 0 | 0 | 0 | 0 | 0 | 0 | 0 | 0 | 0 | 0 | 0 | 0 | 0 | 0 | 0 | 0 | 0 | 0 | 0 | 0 |  | 0 | 0 | 0 | 0 | 0 | 0 | 0 | 0 | 0 | 0 | 0 | 0 | 0 | 0 | 0 | 0 | 0 | 0 | 0 | 0 | 0 | 0 | 0 | 0 | 0 | 0 | 0 | 0 | 0 | 0 | 0 | 0 | 0 | 0 | 0 | 0 | 0 | 0 | 0 | 0 | 0 | 0 | 0 | 0 | 0 | 0 | 0 | 0 | 0 | 0 | 0 | 0 | 0 | 0 | 0 | 0 | 0 | 0 | 0 | 0 | 0 | 0 | 0 | 0 | 0 | 0 | 0 | 0 | 0 | 0 | 0 | 0 | 0 | 0 | 0 | 0 | 0 | 0 | 0 | 0 | 0 | 0 | 0 | 0 | 0 | 0 | 0 | 0 | 0 | 0 | 0
0 | 0 | 0 | 0 | 0 | 0 | 0 | 0 | 0 | 0 | 0 | 0 | 0 | 0 | 0 | 0 | 0 | 0 | 0 | 0 | 0 | 0 | 0 | 0 | 0 | 0 | 0 | 0 | 0 | 0 | 0 | 0 | 0 | 0 | 0 | 0 | 0 | 0 | 0 | 0 | 0 | 0 | 0 | 0 | 0 | 0 | 0 | 0 | 0 | 0 | 0 | 0 | 0 | 0 | 0 | 0 | 0 | 0 | 0 | 0 | 0 | 0 | 0 | 0 | 0 | 0 | 0 | 0 | 0 | 0 | 0 | 0 | 0 | 0 | 0 | 0 | 0 | 0 | 0 | 0 | 0 | 0 | 0 | 0 | 0 | 0 | 0 | 0 | 0 | 0 | 0 | 0 | 0 | 0 | 0 | 0 |  | 0 | 0 | 0 | 0 | 0 | 0 | 0 | 0 | 0 | 0 | 0 | 0 | 0 | 0 | 0 | 0 | 0 | 0 | 0 | 0 | 0 | 0 | 0 | 0 | 0 | 0 | 0 | 0 | 0 | 0 | 0 | 0 | 0 | 0 | 0 | 0 | 0 | 0 | 0 | 0 | 0 | 0 | 0 | 0 | 0 | 0 | 0 | 0 | 0 | 0 | 0 | 0 | 0 | 0 | 0 | 0 | 0 | 0 | 0 | 0 | 0 | 0 | 0 | 0 | 0 | 0 | 0 | 0 | 0 | 0 | 0 | 0 | 0 | 0 | 0 | 0 | 0 | 0 | 0 | 0 | 0 | 0 | 0 | 0 | 0 | 0 | 0 | 0 | 0 | 0 | 0
0 | 0 | 0 | 0 | 0 | 0 | 0 | 0 | 0 | 0 | 0 | 0 | 0 | 0 | 0 | 0 | 0 | 0 | 0 | 0 | 0 | 0 | 0 | 0 | 0 | 0 | 0 | 0 | 0 | 0 | 0 | 0 | 0 | 0 | 0 | 0 | 0 | 0 | 0 | 0 | 0 | 0 | 0 | 0 | 0 | 0 | 0 | 0 | 0 | 0 | 0 | 0 | 0 | 0 | 0 | 0 | 0 | 0 | 0 | 0 | 0 | 0 | 0 | 0 | 0 | 0 | 0 | 0 | 0 | 0 | 0 | 0 | 0 | 0 | 0 | 0 | 0 | 0 | 0 | 0 | 0 | 0 | 0 | 0 | 0 | 0 | 0 | 0 | 0 | 0 | 0 | 0 | 0 | 0 | 0 | 0 |  | 0 | 0 | 0 | 0 | 0 | 0 | 0 | 0 | 0 | 0 | 0 | 0 | 0 | 0 | 0 | 0 | 0 | 0 | 0 | 0 | 0 | 0 | 0 | 0 | 0 | 0 | 0 | 0 | 0 | 0 | 0 | 0 | 0 | 0 | 0 | 0 | 0 | 0 | 0 | 0 | 0 | 0 | 0 | 0 | 0 | 0 | 0 | 0 | 0 | 0 | 0 | 0 | 0 | 0 | 0 | 0 | 0 | 0 | 0 | 0 | 0 | 0 | 0 | 0 | 0 | 0 | 0 | 0 | 0 | 0 | 0 | 0 | 0 | 0 | 0 | 0 | 0 | 0 | 0 | 0 | 0 | 0 | 0 | 0 | 0 | 0 | 0 | 0 | 0 | 0 | 0
0 | 0 | 0 | 0 | 0 | 0 | 0 | 0 | 0 | 0 | 0 | 0 | 0 | 0 | 0 | 0 | 0 | 0 | 0 | 0 | 0 | 0 | 0 | 0 | 0 | 0 | 0 | 0 | 0 | 0 | 0 | 0 | 0 | 0 | 0 | 0 | 0 | 0 | 0 | 0 | 0 | 0 | 0 | 0 | 0 | 0 | 0 | 0 | 0 | 0 | 0 | 0 | 0 | 0 | 0 | 0 | 0 | 0 | 0 | 0 | 0 | 0 | 0 | 0 | 0 | 0 | 0 | 0 | 0 | 0 | 0 | 0 | 0 | 0 | 0 | 0 | 0 | 0 | 0 | 0 | 0 | 0 | 0 | 0 | 0 | 0 | 0 | 0 | 0 | 0 | 0 | 0 | 0 | 0 | 0 | 0 |  | 0 | 0 | 0 | 0 | 0 | 0 | 0 | 0 | 0 | 0 | 0 | 0 | 0 | 0 | 0 | 0 | 0 | 0 | 0 | 0 | 0 | 0 | 0 | 0 | 0 | 0 | 0 | 0 | 0 | 0 | 0 | 0 | 0 | 0 | 0 | 0 | 0 | 0 | 0 | 0 | 0 | 0 | 0 | 0 | 0 | 0 | 0 | 0 | 0 | 0 | 0 | 0 | 0 | 0 | 0 | 0 | 0 | 0 | 0 | 0 | 0 | 0 | 0 | 0 | 0 | 0 | 0 | 0 | 0 | 0 | 0 | 0 | 0 | 0 | 0 | 0 | 0 | 0 | 0 | 0 | 0 | 0 | 0 | 0 | 0 | 0 | 0 | 0 | 0 | 0 | 0
0 | 0 | 0 | 0 | 0 | 0 | 0 | 0 | 0 | 0 | 0 | 0 | 0 | 0 | 0 | 0 | 0 | 0 | 0 | 0 | 0 | 0 | 0 | 0 | 0 | 0 | 0 | 0 | 0 | 0 | 0 | 0 | 0 | 0 | 0 | 0 | 0 | 0 | 0 | 0 | 0 | 0 | 0 | 0 | 0 | 0 | 0 | 0 | 0 | 0 | 0 | 0 | 0 | 0 | 0 | 0 | 0 | 0 | 0 | 0 | 0 | 0 | 0 | 0 | 0 | 0 | 0 | 0 | 0 | 0 | 0 | 0 | 0 | 0 | 0 | 0 | 0 | 0 | 0 | 0 | 0 | 0 | 0 | 0 | 0 | 0 | 0 | 0 | 0 | 0 | 0 | 0 | 0 | 0 | 0 | 0 |  | 0 | 0 | 0 | 0 | 0 | 0 | 0 | 0 | 0 | 0 | 0 | 0 | 0 | 0 | 0 | 0 | 0 | 0 | 0 | 0 | 0 | 0 | 0 | 0 | 0 | 0 | 0 | 0 | 0 | 0 | 0 | 0 | 0 | 0 | 0 | 0 | 0 | 0 | 0 | 0 | 0 | 0 | 0 | 0 | 0 | 0 | 0 | 0 | 0 | 0 | 0 | 0 | 0 | 0 | 0 | 0 | 0 | 0 | 0 | 0 | 0 | 0 | 0 | 0 | 0 | 0 | 0 | 0 | 0 | 0 | 0 | 0 | 0 | 0 | 0 | 0 | 0 | 0 | 0 | 0 | 0 | 0 | 0 | 0 | 0 | 0 | 0 | 0 | 0 | 0 | 0
0 | 0 | 0 | 0 | 0 | 0 | 0 | 0 | 0 | 0 | 0 | 0 | 0 | 0 | 0 | 0 | 0 | 0 | 0 | 0 | 0 | 0 | 0 | 0 | 0 | 0 | 0 | 0 | 0 | 0 | 0 | 0 | 0 | 0 | 0 | 0 | 0 | 0 | 0 | 0 | 0 | 0 | 0 | 0 | 0 | 0 | 0 | 0 | 0 | 0 | 0 | 0 | 0 | 0 | 0 | 0 | 0 | 0 | 0 | 0 | 0 | 0 | 0 | 0 | 0 | 0 | 0 | 0 | 0 | 0 | 0 | 0 | 0 | 0 | 0 | 0 | 0 | 0 | 0 | 0 | 0 | 0 | 0 | 0 | 0 | 0 | 0 | 0 | 0 | 0 | 0 | 0 | 0 | 0 | 0 | 0 |  | 0 | 0 | 0 | 0 | 0 | 0 | 0 | 0 | 0 | 0 | 0 | 0 | 0 | 0 | 0 | 0 | 0 | 0 | 0 | 0 | 0 | 0 | 0 | 0 | 0 | 0 | 0 | 0 | 0 | 0 | 0 | 0 | 0 | 0 | 0 | 0 | 0 | 0 | 0 | 0 | 0 | 0 | 0 | 0 | 0 | 0 | 0 | 0 | 0 | 0 | 0 | 0 | 0 | 0 | 0 | 0 | 0 | 0 | 0 | 0 | 0 | 0 | 0 | 0 | 0 | 0 | 0 | 0 | 0 | 0 | 0 | 0 | 0 | 0 | 0 | 0 | 0 | 0 | 0 | 0 | 0 | 0 | 0 | 0 | 0 | 0 | 0 | 0 | 0 | 0 | 0
0 | 0 | 0 | 0 | 0 | 0 | 0 | 0 | 0 | 0 | 0 | 0 | 0 | 0 | 0 | 0 | 0 | 0 | 0 | 0 | 0 | 0 | 0 | 0 | 0 | 0 | 0 | 0 | 0 | 0 | 0 | 0 | 0 | 0 | 0 | 0 | 0 | 0 | 0 | 0 | 0 | 0 | 0 | 0 | 0 | 0 | 0 | 0 | 0 | 0 | 0 | 0 | 0 | 0 | 0 | 0 | 0 | 0 | 0 | 0 | 0 | 0 | 0 | 0 | 0 | 0 | 0 | 0 | 0 | 0 | 0 | 0 | 0 | 0 | 0 | 0 | 0 | 0 | 0 | 0 | 0 | 0 | 0 | 0 | 0 | 0 | 0 | 0 | 0 | 0 | 0 | 0 | 0 | 0 | 0 | 0 |  | 0 | 0 | 0 | 0 | 0 | 0 | 0 | 0 | 0 | 0 | 0 | 0 | 0 | 0 | 0 | 0 | 0 | 0 | 0 | 0 | 0 | 0 | 0 | 0 | 0 | 0 | 0 | 0 | 0 | 0 | 0 | 0 | 0 | 0 | 0 | 0 | 0 | 0 | 0 | 0 | 0 | 0 | 0 | 0 | 0 | 0 | 0 | 0 | 0 | 0 | 0 | 0 | 0 | 0 | 0 | 0 | 0 | 0 | 0 | 0 | 0 | 0 | 0 | 0 | 0 | 0 | 0 | 0 | 0 | 0 | 0 | 0 | 0 | 0 | 0 | 0 | 0 | 0 | 0 | 0 | 0 | 0 | 0 | 0 | 0 | 0 | 0 | 0 | 0 | 0 | 0
0 | 0 | 0 | 0 | 0 | 0 | 0 | 0 | 0 | 0 | 0 | 0 | 0 | 0 | 0 | 0 | 0 | 0 | 0 | 0 | 0 | 0 | 0 | 0 | 0 | 0 | 0 | 0 | 0 | 0 | 0 | 0 | 0 | 0 | 0 | 0 | 0 | 0 | 0 | 0 | 0 | 0 | 0 | 0 | 0 | 0 | 0 | 0 | 0 | 0 | 0 | 0 | 0 | 0 | 0 | 0 | 0 | 0 | 0 | 0 | 0 | 0 | 0 | 0 | 0 | 0 | 0 | 0 | 0 | 0 | 0 | 0 | 0 | 0 | 0 | 0 | 0 | 0 | 0 | 0 | 0 | 0 | 0 | 0 | 0 | 0 | 0 | 0 | 0 | 0 | 0 | 0 | 0 | 0 | 0 | 0 |  | 0 | 0 | 0 | 0 | 0 | 0 | 0 | 0 | 0 | 0 | 0 | 0 | 0 | 0 | 0 | 0 | 0 | 0 | 0 | 0 | 0 | 0 | 0 | 0 | 0 | 0 | 0 | 0 | 0 | 0 | 0 | 0 | 0 | 0 | 0 | 0 | 0 | 0 | 0 | 0 | 0 | 0 | 0 | 0 | 0 | 0 | 0 | 0 | 0 | 0 | 0 | 0 | 0 | 0 | 0 | 0 | 0 | 0 | 0 | 0 | 0 | 0 | 0 | 0 | 0 | 0 | 0 | 0 | 0 | 0 | 0 | 0 | 0 | 0 | 0 | 0 | 0 | 0 | 0 | 0 | 0 | 0 | 0 | 0 | 0 | 0 | 0 | 0 | 0 | 0 | 0
0 | 0 | 0 | 0 | 0 | 0 | 0 | 0 | 0 | 0 | 0 | 0 | 0 | 0 | 0 | 0 | 0 | 0 | 0 | 0 | 0 | 0 | 0 | 0 | 0 | 0 | 0 | 0 | 0 | 0 | 0 | 0 | 0 | 0 | 0 | 0 | 0 | 0 | 0 | 0 | 0 | 0 | 0 | 0 | 0 | 0 | 0 | 0 | 0 | 0 | 0 | 0 | 0 | 0 | 0 | 0 | 0 | 0 | 0 | 0 | 0 | 0 | 0 | 0 | 0 | 0 | 0 | 0 | 0 | 0 | 0 | 0 | 0 | 0 | 0 | 0 | 0 | 0 | 0 | 0 | 0 | 0 | 0 | 0 | 0 | 0 | 0 | 0 | 0 | 0 | 0 | 0 | 0 | 0 | 0 | 0 |  | 0 | 0 | 0 | 0 | 0 | 0 | 0 | 0 | 0 | 0 | 0 | 0 | 0 | 0 | 0 | 0 | 0 | 0 | 0 | 0 | 0 | 0 | 0 | 0 | 0 | 0 | 0 | 0 | 0 | 0 | 0 | 0 | 0 | 0 | 0 | 0 | 0 | 0 | 0 | 0 | 0 | 0 | 0 | 0 | 0 | 0 | 0 | 0 | 0 | 0 | 0 | 0 | 0 | 0 | 0 | 0 | 0 | 0 | 0 | 0 | 0 | 0 | 0 | 0 | 0 | 0 | 0 | 0 | 0 | 0 | 0 | 0 | 0 | 0 | 0 | 0 | 0 | 0 | 0 | 0 | 0 | 0 | 0 | 0 | 0 | 0 | 0 | 0 | 0 | 0 | 0
0 | 0 | 0 | 0 | 0 | 0 | 0 | 0 | 0 | 0 | 0 | 0 | 0 | 0 | 0 | 0 | 0 | 0 | 0 | 0 | 0 | 0 | 0 | 0 | 0 | 0 | 0 | 0 | 0 | 0 | 0 | 0 | 0 | 0 | 0 | 0 | 0 | 0 | 0 | 0 | 0 | 0 | 0 | 0 | 0 | 0 | 0 | 0 | 0 | 0 | 0 | 0 | 0 | 0 | 0 | 0 | 0 | 0 | 0 | 0 | 0 | 0 | 0 | 0 | 0 | 0 | 0 | 0 | 0 | 0 | 0 | 0 | 0 | 0 | 0 | 0 | 0 | 0 | 0 | 0 | 0 | 0 | 0 | 0 | 0 | 0 | 0 | 0 | 0 | 0 | 0 | 0 | 0 | 0 | 0 | 0 |  | 0 | 0 | 0 | 0 | 0 | 0 | 0 | 0 | 0 | 0 | 0 | 0 | 0 | 0 | 0 | 0 | 0 | 0 | 0 | 0 | 0 | 0 | 0 | 0 | 0 | 0 | 0 | 0 | 0 | 0 | 0 | 0 | 0 | 0 | 0 | 0 | 0 | 0 | 0 | 0 | 0 | 0 | 0 | 0 | 0 | 0 | 0 | 0 | 0 | 0 | 0 | 0 | 0 | 0 | 0 | 0 | 0 | 0 | 0 | 0 | 0 | 0 | 0 | 0 | 0 | 0 | 0 | 0 | 0 | 0 | 0 | 0 | 0 | 0 | 0 | 0 | 0 | 0 | 0 | 0 | 0 | 0 | 0 | 0 | 0 | 0 | 0 | 0 | 0 | 0 | 0
0 | 0 | 0 | 0 | 0 | 0 | 0 | 0 | 0 | 0 | 0 | 0 | 0 | 0 | 0 | 0 | 0 | 0 | 0 | 0 | 0 | 0 | 0 | 0 | 0 | 0 | 0 | 0 | 0 | 0 | 0 | 0 | 0 | 0 | 0 | 0 | 0 | 0 | 0 | 0 | 0 | 0 | 0 | 0 | 0 | 0 | 0 | 0 | 0 | 0 | 0 | 0 | 0 | 0 | 0 | 0 | 0 | 0 | 0 | 0 | 0 | 0 | 0 | 0 | 0 | 0 | 0 | 0 | 0 | 0 | 0 | 0 | 0 | 0 | 0 | 0 | 0 | 0 | 0 | 0 | 0 | 0 | 0 | 0 | 0 | 0 | 0 | 0 | 0 | 0 | 0 | 0 | 0 | 0 | 0 | 0 |  | 0 | 0 | 0 | 0 | 0 | 0 | 0 | 0 | 0 | 0 | 0 | 0 | 0 | 0 | 0 | 0 | 0 | 0 | 0 | 0 | 0 | 0 | 0 | 0 | 0 | 0 | 0 | 0 | 0 | 0 | 0 | 0 | 0 | 0 | 0 | 0 | 0 | 0 | 0 | 0 | 0 | 0 | 0 | 0 | 0 | 0 | 0 | 0 | 0 | 0 | 0 | 0 | 0 | 0 | 0 | 0 | 0 | 0 | 0 | 0 | 0 | 0 | 0 | 0 | 0 | 0 | 0 | 0 | 0 | 0 | 0 | 0 | 0 | 0 | 0 | 0 | 0 | 0 | 0 | 0 | 0 | 0 | 0 | 0 | 0 | 0 | 0 | 0 | 0 | 0 | 0
0 | 0 | 0 | 0 | 0 | 0 | 0 | 0 | 0 | 0 | 0 | 0 | 0 | 0 | 0 | 0 | 0 | 0 | 0 | 0 | 0 | 0 | 0 | 0 | 0 | 0 | 0 | 0 | 0 | 0 | 0 | 0 | 0 | 0 | 0 | 0 | 0 | 0 | 0 | 0 | 0 | 0 | 0 | 0 | 0 | 0 | 0 | 0 | 0 | 0 | 0 | 0 | 0 | 0 | 0 | 0 | 0 | 0 | 0 | 0 | 0 | 0 | 0 | 0 | 0 | 0 | 0 | 0 | 0 | 0 | 0 | 0 | 0 | 0 | 0 | 0 | 0 | 0 | 0 | 0 | 0 | 0 | 0 | 0 | 0 | 0 | 0 | 0 | 0 | 0 | 0 | 0 | 0 | 0 | 0 | 0 |  | 0 | 0 | 0 | 0 | 0 | 0 | 0 | 0 | 0 | 0 | 0 | 0 | 0 | 0 | 0 | 0 | 0 | 0 | 0 | 0 | 0 | 0 | 0 | 0 | 0 | 0 | 0 | 0 | 0 | 0 | 0 | 0 | 0 | 0 | 0 | 0 | 0 | 0 | 0 | 0 | 0 | 0 | 0 | 0 | 0 | 0 | 0 | 0 | 0 | 0 | 0 | 0 | 0 | 0 | 0 | 0 | 0 | 0 | 0 | 0 | 0 | 0 | 0 | 0 | 0 | 0 | 0 | 0 | 0 | 0 | 0 | 0 | 0 | 0 | 0 | 0 | 0 | 0 | 0 | 0 | 0 | 0 | 0 | 0 | 0 | 0 | 0 | 0 | 0 | 0 | 0
0 | 0 | 0 | 0 | 0 | 0 | 0 | 0 | 0 | 0 | 0 | 0 | 0 | 0 | 0 | 0 | 0 | 0 | 0 | 0 | 0 | 0 | 0 | 0 | 0 | 0 | 0 | 0 | 0 | 0 | 0 | 0 | 0 | 0 | 0 | 0 | 0 | 0 | 0 | 0 | 0 | 0 | 0 | 0 | 0 | 0 | 0 | 0 | 0 | 0 | 0 | 0 | 0 | 0 | 0 | 0 | 0 | 0 | 0 | 0 | 0 | 0 | 0 | 0 | 0 | 0 | 0 | 0 | 0 | 0 | 0 | 0 | 0 | 0 | 0 | 0 | 0 | 0 | 0 | 0 | 0 | 0 | 0 | 0 | 0 | 0 | 0 | 0 | 0 | 0 | 0 | 0 | 0 | 0 | 0 | 0 |  | 0 | 0 | 0 | 0 | 0 | 0 | 0 | 0 | 0 | 0 | 0 | 0 | 0 | 0 | 0 | 0 | 0 | 0 | 0 | 0 | 0 | 0 | 0 | 0 | 0 | 0 | 0 | 0 | 0 | 0 | 0 | 0 | 0 | 0 | 0 | 0 | 0 | 0 | 0 | 0 | 0 | 0 | 0 | 0 | 0 | 0 | 0 | 0 | 0 | 0 | 0 | 0 | 0 | 0 | 0 | 0 | 0 | 0 | 0 | 0 | 0 | 0 | 0 | 0 | 0 | 0 | 0 | 0 | 0 | 0 | 0 | 0 | 0 | 0 | 0 | 0 | 0 | 0 | 0 | 0 | 0 | 0 | 0 | 0 | 0 | 0 | 0 | 0 | 0 | 0 | 0
0 | 0 | 0 | 0 | 0 | 0 | 0 | 0 | 0 | 0 | 0 | 0 | 0 | 0 | 0 | 0 | 0 | 0 | 0 | 0 | 0 | 0 | 0 | 0 | 0 | 0 | 0 | 0 | 0 | 0 | 0 | 0 | 0 | 0 | 0 | 0 | 0 | 0 | 0 | 0 | 0 | 0 | 0 | 0 | 0 | 0 | 0 | 0 | 0 | 0 | 0 | 0 | 0 | 0 | 0 | 0 | 0 | 0 | 0 | 0 | 0 | 0 | 0 | 0 | 0 | 0 | 0 | 0 | 0 | 0 | 0 | 0 | 0 | 0 | 0 | 0 | 0 | 0 | 0 | 0 | 0 | 0 | 0 | 0 | 0 | 0 | 0 | 0 | 0 | 0 | 0 | 0 | 0 | 0 | 0 | 0 |  | 0 | 0 | 0 | 0 | 0 | 0 | 0 | 0 | 0 | 0 | 0 | 0 | 0 | 0 | 0 | 0 | 0 | 0 | 0 | 0 | 0 | 0 | 0 | 0 | 0 | 0 | 0 | 0 | 0 | 0 | 0 | 0 | 0 | 0 | 0 | 0 | 0 | 0 | 0 | 0 | 0 | 0 | 0 | 0 | 0 | 0 | 0 | 0 | 0 | 0 | 0 | 0 | 0 | 0 | 0 | 0 | 0 | 0 | 0 | 0 | 0 | 0 | 0 | 0 | 0 | 0 | 0 | 0 | 0 | 0 | 0 | 0 | 0 | 0 | 0 | 0 | 0 | 0 | 0 | 0 | 0 | 0 | 0 | 0 | 0 | 0 | 0 | 0 | 0 | 0 | 0
0 | 0 | 0 | 0 | 0 | 0 | 0 | 0 | 0 | 0 | 0 | 0 | 0 | 0 | 0 | 0 | 0 | 0 | 0 | 0 | 0 | 0 | 0 | 0 | 0 | 0 | 0 | 0 | 0 | 0 | 0 | 0 | 0 | 0 | 0 | 0 | 0 | 0 | 0 | 0 | 0 | 0 | 0 | 0 | 0 | 0 | 0 | 0 | 0 | 0 | 0 | 0 | 0 | 0 | 0 | 0 | 0 | 0 | 0 | 0 | 0 | 0 | 0 | 0 | 0 | 0 | 0 | 0 | 0 | 0 | 0 | 0 | 0 | 0 | 0 | 0 | 0 | 0 | 0 | 0 | 0 | 0 | 0 | 0 | 0 | 0 | 0 | 0 | 0 | 0 | 0 | 0 | 0 | 0 | 0 | 0 |  | 0 | 0 | 0 | 0 | 0 | 0 | 0 | 0 | 0 | 0 | 0 | 0 | 0 | 0 | 0 | 0 | 0 | 0 | 0 | 0 | 0 | 0 | 0 | 0 | 0 | 0 | 0 | 0 | 0 | 0 | 0 | 0 | 0 | 0 | 0 | 0 | 0 | 0 | 0 | 0 | 0 | 0 | 0 | 0 | 0 | 0 | 0 | 0 | 0 | 0 | 0 | 0 | 0 | 0 | 0 | 0 | 0 | 0 | 0 | 0 | 0 | 0 | 0 | 0 | 0 | 0 | 0 | 0 | 0 | 0 | 0 | 0 | 0 | 0 | 0 | 0 | 0 | 0 | 0 | 0 | 0 | 0 | 0 | 0 | 0 | 0 | 0 | 0 | 0 | 0 | 0
0 | 0 | 0 | 0 | 0 | 0 | 0 | 0 | 0 | 0 | 0 | 0 | 0 | 0 | 0 | 0 | 0 | 0 | 0 | 0 | 0 | 0 | 0 | 0 | 0 | 0 | 0 | 0 | 0 | 0 | 0 | 0 | 0 | 0 | 0 | 0 | 0 | 0 | 0 | 0 | 0 | 0 | 0 | 0 | 0 | 0 | 0 | 0 | 0 | 0 | 0 | 0 | 0 | 0 | 0 | 0 | 0 | 0 | 0 | 0 | 0 | 0 | 0 | 0 | 0 | 0 | 0 | 0 | 0 | 0 | 0 | 0 | 0 | 0 | 0 | 0 | 0 | 0 | 0 | 0 | 0 | 0 | 0 | 0 | 0 | 0 | 0 | 0 | 0 | 0 | 0 | 0 | 0 | 0 | 0 | 0 |  | 0 | 0 | 0 | 0 | 0 | 0 | 0 | 0 | 0 | 0 | 0 | 0 | 0 | 0 | 0 | 0 | 0 | 0 | 0 | 0 | 0 | 0 | 0 | 0 | 0 | 0 | 0 | 0 | 0 | 0 | 0 | 0 | 0 | 0 | 0 | 0 | 0 | 0 | 0 | 0 | 0 | 0 | 0 | 0 | 0 | 0 | 0 | 0 | 0 | 0 | 0 | 0 | 0 | 0 | 0 | 0 | 0 | 0 | 0 | 0 | 0 | 0 | 0 | 0 | 0 | 0 | 0 | 0 | 0 | 0 | 0 | 0 | 0 | 0 | 0 | 0 | 0 | 0 | 0 | 0 | 0 | 0 | 0 | 0 | 0 | 0 | 0 | 0 | 0 | 0 | 0
0 | 0 | 0 | 0 | 0 | 0 | 0 | 0 | 0 | 0 | 0 | 0 | 0 | 0 | 0 | 0 | 0 | 0 | 0 | 0 | 0 | 0 | 0 | 0 | 0 | 0 | 0 | 0 | 0 | 0 | 0 | 0 | 0 | 0 | 0 | 0 | 0 | 0 | 0 | 0 | 0 | 0 | 0 | 0 | 0 | 0 | 0 | 0 | 0 | 0 | 0 | 0 | 0 | 0 | 0 | 0 | 0 | 0 | 0 | 0 | 0 | 0 | 0 | 0 | 0 | 0 | 0 | 0 | 0 | 0 | 0 | 0 | 0 | 0 | 0 | 0 | 0 | 0 | 0 | 0 | 0 | 0 | 0 | 0 | 0 | 0 | 0 | 0 | 0 | 0 | 0 | 0 | 0 | 0 | 0 | 0 |  | 0 | 0 | 0 | 0 | 0 | 0 | 0 | 0 | 0 | 0 | 0 | 0 | 0 | 0 | 0 | 0 | 0 | 0 | 0 | 0 | 0 | 0 | 0 | 0 | 0 | 0 | 0 | 0 | 0 | 0 | 0 | 0 | 0 | 0 | 0 | 0 | 0 | 0 | 0 | 0 | 0 | 0 | 0 | 0 | 0 | 0 | 0 | 0 | 0 | 0 | 0 | 0 | 0 | 0 | 0 | 0 | 0 | 0 | 0 | 0 | 0 | 0 | 0 | 0 | 0 | 0 | 0 | 0 | 0 | 0 | 0 | 0 | 0 | 0 | 0 | 0 | 0 | 0 | 0 | 0 | 0 | 0 | 0 | 0 | 0 | 0 | 0 | 0 | 0 | 0 | 0
0 | 0 | 0 | 0 | 0 | 0 | 0 | 0 | 0 | 0 | 0 | 0 | 0 | 0 | 0 | 0 | 0 | 0 | 0 | 0 | 0 | 0 | 0 | 0 | 0 | 0 | 0 | 0 | 0 | 0 | 0 | 0 | 0 | 0 | 0 | 0 | 0 | 0 | 0 | 0 | 0 | 0 | 0 | 0 | 0 | 0 | 0 | 0 | 0 | 0 | 0 | 0 | 0 | 0 | 0 | 0 | 0 | 0 | 0 | 0 | 0 | 0 | 0 | 0 | 0 | 0 | 0 | 0 | 0 | 0 | 0 | 0 | 0 | 0 | 0 | 0 | 0 | 0 | 0 | 0 | 0 | 0 | 0 | 0 | 0 | 0 | 0 | 0 | 0 | 0 | 0 | 0 | 0 | 0 | 0 | 0 |  | 0 | 0 | 0 | 0 | 0 | 0 | 0 | 0 | 0 | 0 | 0 | 0 | 0 | 0 | 0 | 0 | 0 | 0 | 0 | 0 | 0 | 0 | 0 | 0 | 0 | 0 | 0 | 0 | 0 | 0 | 0 | 0 | 0 | 0 | 0 | 0 | 0 | 0 | 0 | 0 | 0 | 0 | 0 | 0 | 0 | 0 | 0 | 0 | 0 | 0 | 0 | 0 | 0 | 0 | 0 | 0 | 0 | 0 | 0 | 0 | 0 | 0 | 0 | 0 | 0 | 0 | 0 | 0 | 0 | 0 | 0 | 0 | 0 | 0 | 0 | 0 | 0 | 0 | 0 | 0 | 0 | 0 | 0 | 0 | 0 | 0 | 0 | 0 | 0 | 0 | 0
0 | 0 | 0 | 0 | 0 | 0 | 0 | 0 | 0 | 0 | 0 | 0 | 0 | 0 | 0 | 0 | 0 | 0 | 0 | 0 | 0 | 0 | 0 | 0 | 0 | 0 | 0 | 0 | 0 | 0 | 0 | 0 | 0 | 0 | 0 | 0 | 0 | 0 | 0 | 0 | 0 | 0 | 0 | 0 | 0 | 0 | 0 | 0 | 0 | 0 | 0 | 0 | 0 | 0 | 0 | 0 | 0 | 0 | 0 | 0 | 0 | 0 | 0 | 0 | 0 | 0 | 0 | 0 | 0 | 0 | 0 | 0 | 0 | 0 | 0 | 0 | 0 | 0 | 0 | 0 | 0 | 0 | 0 | 0 | 0 | 0 | 0 | 0 | 0 | 0 | 0 | 0 | 0 | 0 | 0 | 0 |  | 0 | 0 | 0 | 0 | 0 | 0 | 0 | 0 | 0 | 0 | 0 | 0 | 0 | 0 | 0 | 0 | 0 | 0 | 0 | 0 | 0 | 0 | 0 | 0 | 0 | 0 | 0 | 0 | 0 | 0 | 0 | 0 | 0 | 0 | 0 | 0 | 0 | 0 | 0 | 0 | 0 | 0 | 0 | 0 | 0 | 0 | 0 | 0 | 0 | 0 | 0 | 0 | 0 | 0 | 0 | 0 | 0 | 0 | 0 | 0 | 0 | 0 | 0 | 0 | 0 | 0 | 0 | 0 | 0 | 0 | 0 | 0 | 0 | 0 | 0 | 0 | 0 | 0 | 0 | 0 | 0 | 0 | 0 | 0 | 0 | 0 | 0 | 0 | 0 | 0 | 0
0 | 0 | 0 | 0 | 0 | 0 | 0 | 0 | 0 | 0 | 0 | 0 | 0 | 0 | 0 | 0 | 0 | 0 | 0 | 0 | 0 | 0 | 0 | 0 | 0 | 0 | 0 | 0 | 0 | 0 | 0 | 0 | 0 | 0 | 0 | 0 | 0 | 0 | 0 | 0 | 0 | 0 | 0 | 0 | 0 | 0 | 0 | 0 | 0 | 0 | 0 | 0 | 0 | 0 | 0 | 0 | 0 | 0 | 0 | 0 | 0 | 0 | 0 | 0 | 0 | 0 | 0 | 0 | 0 | 0 | 0 | 0 | 0 | 0 | 0 | 0 | 0 | 0 | 0 | 0 | 0 | 0 | 0 | 0 | 0 | 0 | 0 | 0 | 0 | 0 | 0 | 0 | 0 | 0 | 0 | 0 |  | 0 | 0 | 0 | 0 | 0 | 0 | 0 | 0 | 0 | 0 | 0 | 0 | 0 | 0 | 0 | 0 | 0 | 0 | 0 | 0 | 0 | 0 | 0 | 0 | 0 | 0 | 0 | 0 | 0 | 0 | 0 | 0 | 0 | 0 | 0 | 0 | 0 | 0 | 0 | 0 | 0 | 0 | 0 | 0 | 0 | 0 | 0 | 0 | 0 | 0 | 0 | 0 | 0 | 0 | 0 | 0 | 0 | 0 | 0 | 0 | 0 | 0 | 0 | 0 | 0 | 0 | 0 | 0 | 0 | 0 | 0 | 0 | 0 | 0 | 0 | 0 | 0 | 0 | 0 | 0 | 0 | 0 | 0 | 0 | 0 | 0 | 0 | 0 | 0 | 0 | 0
0 | 0 | 0 | 0 | 0 | 0 | 0 | 0 | 0 | 0 | 0 | 0 | 0 | 0 | 0 | 0 | 0 | 0 | 0 | 0 | 0 | 0 | 0 | 0 | 0 | 0 | 0 | 0 | 0 | 0 | 0 | 0 | 0 | 0 | 0 | 0 | 0 | 0 | 0 | 0 | 0 | 0 | 0 | 0 | 0 | 0 | 0 | 0 | 0 | 0 | 0 | 0 | 0 | 0 | 0 | 0 | 0 | 0 | 0 | 0 | 0 | 0 | 0 | 0 | 0 | 0 | 0 | 0 | 0 | 0 | 0 | 0 | 0 | 0 | 0 | 0 | 0 | 0 | 0 | 0 | 0 | 0 | 0 | 0 | 0 | 0 | 0 | 0 | 0 | 0 | 0 | 0 | 0 | 0 | 0 | 0 |  | 0 | 0 | 0 | 0 | 0 | 0 | 0 | 0 | 0 | 0 | 0 | 0 | 0 | 0 | 0 | 0 | 0 | 0 | 0 | 0 | 0 | 0 | 0 | 0 | 0 | 0 | 0 | 0 | 0 | 0 | 0 | 0 | 0 | 0 | 0 | 0 | 0 | 0 | 0 | 0 | 0 | 0 | 0 | 0 | 0 | 0 | 0 | 0 | 0 | 0 | 0 | 0 | 0 | 0 | 0 | 0 | 0 | 0 | 0 | 0 | 0 | 0 | 0 | 0 | 0 | 0 | 0 | 0 | 0 | 0 | 0 | 0 | 0 | 0 | 0 | 0 | 0 | 0 | 0 | 0 | 0 | 0 | 0 | 0 | 0 | 0 | 0 | 0 | 0 | 0 | 0
0 | 0 | 0 | 0 | 0 | 0 | 0 | 0 | 0 | 0 | 0 | 0 | 0 | 0 | 0 | 0 | 0 | 0 | 0 | 0 | 0 | 0 | 0 | 0 | 0 | 0 | 0 | 0 | 0 | 0 | 0 | 0 | 0 | 0 | 0 | 0 | 0 | 0 | 0 | 0 | 0 | 0 | 0 | 0 | 0 | 0 | 0 | 0 | 0 | 0 | 0 | 0 | 0 | 0 | 0 | 0 | 0 | 0 | 0 | 0 | 0 | 0 | 0 | 0 | 0 | 0 | 0 | 0 | 0 | 0 | 0 | 0 | 0 | 0 | 0 | 0 | 0 | 0 | 0 | 0 | 0 | 0 | 0 | 0 | 0 | 0 | 0 | 0 | 0 | 0 | 0 | 0 | 0 | 0 | 0 | 0 |  | 0 | 0 | 0 | 0 | 0 | 0 | 0 | 0 | 0 | 0 | 0 | 0 | 0 | 0 | 0 | 0 | 0 | 0 | 0 | 0 | 0 | 0 | 0 | 0 | 0 | 0 | 0 | 0 | 0 | 0 | 0 | 0 | 0 | 0 | 0 | 0 | 0 | 0 | 0 | 0 | 0 | 0 | 0 | 0 | 0 | 0 | 0 | 0 | 0 | 0 | 0 | 0 | 0 | 0 | 0 | 0 | 0 | 0 | 0 | 0 | 0 | 0 | 0 | 0 | 0 | 0 | 0 | 0 | 0 | 0 | 0 | 0 | 0 | 0 | 0 | 0 | 0 | 0 | 0 | 0 | 0 | 0 | 0 | 0 | 0 | 0 | 0 | 0 | 0 | 0 | 0
0 | 0 | 0 | 0 | 0 | 0 | 0 | 0 | 0 | 0 | 0 | 0 | 0 | 0 | 0 | 0 | 0 | 0 | 0 | 0 | 0 | 0 | 0 | 0 | 0 | 0 | 0 | 0 | 0 | 0 | 0 | 0 | 0 | 0 | 0 | 0 | 0 | 0 | 0 | 0 | 0 | 0 | 0 | 0 | 0 | 0 | 0 | 0 | 0 | 0 | 0 | 0 | 0 | 0 | 0 | 0 | 0 | 0 | 0 | 0 | 0 | 0 | 0 | 0 | 0 | 0 | 0 | 0 | 0 | 0 | 0 | 0 | 0 | 0 | 0 | 0 | 0 | 0 | 0 | 0 | 0 | 0 | 0 | 0 | 0 | 0 | 0 | 0 | 0 | 0 | 0 | 0 | 0 | 0 | 0 | 0 |  | 0 | 0 | 0 | 0 | 0 | 0 | 0 | 0 | 0 | 0 | 0 | 0 | 0 | 0 | 0 | 0 | 0 | 0 | 0 | 0 | 0 | 0 | 0 | 0 | 0 | 0 | 0 | 0 | 0 | 0 | 0 | 0 | 0 | 0 | 0 | 0 | 0 | 0 | 0 | 0 | 0 | 0 | 0 | 0 | 0 | 0 | 0 | 0 | 0 | 0 | 0 | 0 | 0 | 0 | 0 | 0 | 0 | 0 | 0 | 0 | 0 | 0 | 0 | 0 | 0 | 0 | 0 | 0 | 0 | 0 | 0 | 0 | 0 | 0 | 0 | 0 | 0 | 0 | 0 | 0 | 0 | 0 | 0 | 0 | 0 | 0 | 0 | 0 | 0 | 0 | 0
0 | 0 | 0 | 0 | 0 | 0 | 0 | 0 | 0 | 0 | 0 | 0 | 0 | 0 | 0 | 0 | 0 | 0 | 0 | 0 | 0 | 0 | 0 | 0 | 0 | 0 | 0 | 0 | 0 | 0 | 0 | 0 | 0 | 0 | 0 | 0 | 0 | 0 | 0 | 0 | 0 | 0 | 0 | 0 | 0 | 0 | 0 | 0 | 0 | 0 | 0 | 0 | 0 | 0 | 0 | 0 | 0 | 0 | 0 | 0 | 0 | 0 | 0 | 0 | 0 | 0 | 0 | 0 | 0 | 0 | 0 | 0 | 0 | 0 | 0 | 0 | 0 | 0 | 0 | 0 | 0 | 0 | 0 | 0 | 0 | 0 | 0 | 0 | 0 | 0 | 0 | 0 | 0 | 0 | 0 | 0 |  | 0 | 0 | 0 | 0 | 0 | 0 | 0 | 0 | 0 | 0 | 0 | 0 | 0 | 0 | 0 | 0 | 0 | 0 | 0 | 0 | 0 | 0 | 0 | 0 | 0 | 0 | 0 | 0 | 0 | 0 | 0 | 0 | 0 | 0 | 0 | 0 | 0 | 0 | 0 | 0 | 0 | 0 | 0 | 0 | 0 | 0 | 0 | 0 | 0 | 0 | 0 | 0 | 0 | 0 | 0 | 0 | 0 | 0 | 0 | 0 | 0 | 0 | 0 | 0 | 0 | 0 | 0 | 0 | 0 | 0 | 0 | 0 | 0 | 0 | 0 | 0 | 0 | 0 | 0 | 0 | 0 | 0 | 0 | 0 | 0 | 0 | 0 | 0 | 0 | 0 | 0
0 | 0 | 0 | 0 | 0 | 0 | 0 | 0 | 0 | 0 | 0 | 0 | 0 | 0 | 0 | 0 | 0 | 0 | 0 | 0 | 0 | 0 | 0 | 0 | 0 | 0 | 0 | 0 | 0 | 0 | 0 | 0 | 0 | 0 | 0 | 0 | 0 | 0 | 0 | 0 | 0 | 0 | 0 | 0 | 0 | 0 | 0 | 0 | 0 | 0 | 0 | 0 | 0 | 0 | 0 | 0 | 0 | 0 | 0 | 0 | 0 | 0 | 0 | 0 | 0 | 0 | 0 | 0 | 0 | 0 | 0 | 0 | 0 | 0 | 0 | 0 | 0 | 0 | 0 | 0 | 0 | 0 | 0 | 0 | 0 | 0 | 0 | 0 | 0 | 0 | 0 | 0 | 0 | 0 | 0 | 0 |  | 0 | 0 | 0 | 0 | 0 | 0 | 0 | 0 | 0 | 0 | 0 | 0 | 0 | 0 | 0 | 0 | 0 | 0 | 0 | 0 | 0 | 0 | 0 | 0 | 0 | 0 | 0 | 0 | 0 | 0 | 0 | 0 | 0 | 0 | 0 | 0 | 0 | 0 | 0 | 0 | 0 | 0 | 0 | 0 | 0 | 0 | 0 | 0 | 0 | 0 | 0 | 0 | 0 | 0 | 0 | 0 | 0 | 0 | 0 | 0 | 0 | 0 | 0 | 0 | 0 | 0 | 0 | 0 | 0 | 0 | 0 | 0 | 0 | 0 | 0 | 0 | 0 | 0 | 0 | 0 | 0 | 0 | 0 | 0 | 0 | 0 | 0 | 0 | 0 | 0 | 0
0 | 0 | 0 | 0 | 0 | 0 | 0 | 0 | 0 | 0 | 0 | 0 | 0 | 0 | 0 | 0 | 0 | 0 | 0 | 0 | 0 | 0 | 0 | 0 | 0 | 0 | 0 | 0 | 0 | 0 | 0 | 0 | 0 | 0 | 0 | 0 | 0 | 0 | 0 | 0 | 0 | 0 | 0 | 0 | 0 | 0 | 0 | 0 | 0 | 0 | 0 | 0 | 0 | 0 | 0 | 0 | 0 | 0 | 0 | 0 | 0 | 0 | 0 | 0 | 0 | 0 | 0 | 0 | 0 | 0 | 0 | 0 | 0 | 0 | 0 | 0 | 0 | 0 | 0 | 0 | 0 | 0 | 0 | 0 | 0 | 0 | 0 | 0 | 0 | 0 | 0 | 0 | 0 | 0 | 0 | 0 |  | 0 | 0 | 0 | 0 | 0 | 0 | 0 | 0 | 0 | 0 | 0 | 0 | 0 | 0 | 0 | 0 | 0 | 0 | 0 | 0 | 0 | 0 | 0 | 0 | 0 | 0 | 0 | 0 | 0 | 0 | 0 | 0 | 0 | 0 | 0 | 0 | 0 | 0 | 0 | 0 | 0 | 0 | 0 | 0 | 0 | 0 | 0 | 0 | 0 | 0 | 0 | 0 | 0 | 0 | 0 | 0 | 0 | 0 | 0 | 0 | 0 | 0 | 0 | 0 | 0 | 0 | 0 | 0 | 0 | 0 | 0 | 0 | 0 | 0 | 0 | 0 | 0 | 0 | 0 | 0 | 0 | 0 | 0 | 0 | 0 | 0 | 0 | 0 | 0 | 0 | 0
0 | 0 | 0 | 0 | 0 | 0 | 0 | 0 | 0 | 0 | 0 | 0 | 0 | 0 | 0 | 0 | 0 | 0 | 0 | 0 | 0 | 0 | 0 | 0 | 0 | 0 | 0 | 0 | 0 | 0 | 0 | 0 | 0 | 0 | 0 | 0 | 0 | 0 | 0 | 0 | 0 | 0 | 0 | 0 | 0 | 0 | 0 | 0 | 0 | 0 | 0 | 0 | 0 | 0 | 0 | 0 | 0 | 0 | 0 | 0 | 0 | 0 | 0 | 0 | 0 | 0 | 0 | 0 | 0 | 0 | 0 | 0 | 0 | 0 | 0 | 0 | 0 | 0 | 0 | 0 | 0 | 0 | 0 | 0 | 0 | 0 | 0 | 0 | 0 | 0 | 0 | 0 | 0 | 0 | 0 | 0 |  | 0 | 0 | 0 | 0 | 0 | 0 | 0 | 0 | 0 | 0 | 0 | 0 | 0 | 0 | 0 | 0 | 0 | 0 | 0 | 0 | 0 | 0 | 0 | 0 | 0 | 0 | 0 | 0 | 0 | 0 | 0 | 0 | 0 | 0 | 0 | 0 | 0 | 0 | 0 | 0 | 0 | 0 | 0 | 0 | 0 | 0 | 0 | 0 | 0 | 0 | 0 | 0 | 0 | 0 | 0 | 0 | 0 | 0 | 0 | 0 | 0 | 0 | 0 | 0 | 0 | 0 | 0 | 0 | 0 | 0 | 0 | 0 | 0 | 0 | 0 | 0 | 0 | 0 | 0 | 0 | 0 | 0 | 0 | 0 | 0 | 0 | 0 | 0 | 0 | 0 | 0
0 | 0 | 0 | 0 | 0 | 0 | 0 | 0 | 0 | 0 | 0 | 0 | 0 | 0 | 0 | 0 | 0 | 0 | 0 | 0 | 0 | 0 | 0 | 0 | 0 | 0 | 0 | 0 | 0 | 0 | 0 | 0 | 0 | 0 | 0 | 0 | 0 | 0 | 0 | 0 | 0 | 0 | 0 | 0 | 0 | 0 | 0 | 0 | 0 | 0 | 0 | 0 | 0 | 0 | 0 | 0 | 0 | 0 | 0 | 0 | 0 | 0 | 0 | 0 | 0 | 0 | 0 | 0 | 0 | 0 | 0 | 0 | 0 | 0 | 0 | 0 | 0 | 0 | 0 | 0 | 0 | 0 | 0 | 0 | 0 | 0 | 0 | 0 | 0 | 0 | 0 | 0 | 0 | 0 | 0 | 0 |  | 0 | 0 | 0 | 0 | 0 | 0 | 0 | 0 | 0 | 0 | 0 | 0 | 0 | 0 | 0 | 0 | 0 | 0 | 0 | 0 | 0 | 0 | 0 | 0 | 0 | 0 | 0 | 0 | 0 | 0 | 0 | 0 | 0 | 0 | 0 | 0 | 0 | 0 | 0 | 0 | 0 | 0 | 0 | 0 | 0 | 0 | 0 | 0 | 0 | 0 | 0 | 0 | 0 | 0 | 0 | 0 | 0 | 0 | 0 | 0 | 0 | 0 | 0 | 0 | 0 | 0 | 0 | 0 | 0 | 0 | 0 | 0 | 0 | 0 | 0 | 0 | 0 | 0 | 0 | 0 | 0 | 0 | 0 | 0 | 0 | 0 | 0 | 0 | 0 | 0 | 0
0 | 0 | 0 | 0 | 0 | 0 | 0 | 0 | 0 | 0 | 0 | 0 | 0 | 0 | 0 | 0 | 0 | 0 | 0 | 0 | 0 | 0 | 0 | 0 | 0 | 0 | 0 | 0 | 0 | 0 | 0 | 0 | 0 | 0 | 0 | 0 | 0 | 0 | 0 | 0 | 0 | 0 | 0 | 0 | 0 | 0 | 0 | 0 | 0 | 0 | 0 | 0 | 0 | 0 | 0 | 0 | 0 | 0 | 0 | 0 | 0 | 0 | 0 | 0 | 0 | 0 | 0 | 0 | 0 | 0 | 0 | 0 | 0 | 0 | 0 | 0 | 0 | 0 | 0 | 0 | 0 | 0 | 0 | 0 | 0 | 0 | 0 | 0 | 0 | 0 | 0 | 0 | 0 | 0 | 0 | 0 |  | 0 | 0 | 0 | 0 | 0 | 0 | 0 | 0 | 0 | 0 | 0 | 0 | 0 | 0 | 0 | 0 | 0 | 0 | 0 | 0 | 0 | 0 | 0 | 0 | 0 | 0 | 0 | 0 | 0 | 0 | 0 | 0 | 0 | 0 | 0 | 0 | 0 | 0 | 0 | 0 | 0 | 0 | 0 | 0 | 0 | 0 | 0 | 0 | 0 | 0 | 0 | 0 | 0 | 0 | 0 | 0 | 0 | 0 | 0 | 0 | 0 | 0 | 0 | 0 | 0 | 0 | 0 | 0 | 0 | 0 | 0 | 0 | 0 | 0 | 0 | 0 | 0 | 0 | 0 | 0 | 0 | 0 | 0 | 0 | 0 | 0 | 0 | 0 | 0 | 0 | 0
0 | 0 | 0 | 0 | 0 | 0 | 0 | 0 | 0 | 0 | 0 | 0 | 0 | 0 | 0 | 0 | 0 | 0 | 0 | 0 | 0 | 0 | 0 | 0 | 0 | 0 | 0 | 0 | 0 | 0 | 0 | 0 | 0 | 0 | 0 | 0 | 0 | 0 | 0 | 0 | 0 | 0 | 0 | 0 | 0 | 0 | 0 | 0 | 0 | 0 | 0 | 0 | 0 | 0 | 0 | 0 | 0 | 0 | 0 | 0 | 0 | 0 | 0 | 0 | 0 | 0 | 0 | 0 | 0 | 0 | 0 | 0 | 0 | 0 | 0 | 0 | 0 | 0 | 0 | 0 | 0 | 0 | 0 | 0 | 0 | 0 | 0 | 0 | 0 | 0 | 0 | 0 | 0 | 0 | 0 | 0 |  | 0 | 0 | 0 | 0 | 0 | 0 | 0 | 0 | 0 | 0 | 0 | 0 | 0 | 0 | 0 | 0 | 0 | 0 | 0 | 0 | 0 | 0 | 0 | 0 | 0 | 0 | 0 | 0 | 0 | 0 | 0 | 0 | 0 | 0 | 0 | 0 | 0 | 0 | 0 | 0 | 0 | 0 | 0 | 0 | 0 | 0 | 0 | 0 | 0 | 0 | 0 | 0 | 0 | 0 | 0 | 0 | 0 | 0 | 0 | 0 | 0 | 0 | 0 | 0 | 0 | 0 | 0 | 0 | 0 | 0 | 0 | 0 | 0 | 0 | 0 | 0 | 0 | 0 | 0 | 0 | 0 | 0 | 0 | 0 | 0 | 0 | 0 | 0 | 0 | 0 | 0
0 | 0 | 0 | 0 | 0 | 0 | 0 | 0 | 0 | 0 | 0 | 0 | 0 | 0 | 0 | 0 | 0 | 0 | 0 | 0 | 0 | 0 | 0 | 0 | 0 | 0 | 0 | 0 | 0 | 0 | 0 | 0 | 0 | 0 | 0 | 0 | 0 | 0 | 0 | 0 | 0 | 0 | 0 | 0 | 0 | 0 | 0 | 0 | 0 | 0 | 0 | 0 | 0 | 0 | 0 | 0 | 0 | 0 | 0 | 0 | 0 | 0 | 0 | 0 | 0 | 0 | 0 | 0 | 0 | 0 | 0 | 0 | 0 | 0 | 0 | 0 | 0 | 0 | 0 | 0 | 0 | 0 | 0 | 0 | 0 | 0 | 0 | 0 | 0 | 0 | 0 | 0 | 0 | 0 | 0 | 0 |  | 0 | 0 | 0 | 0 | 0 | 0 | 0 | 0 | 0 | 0 | 0 | 0 | 0 | 0 | 0 | 0 | 0 | 0 | 0 | 0 | 0 | 0 | 0 | 0 | 0 | 0 | 0 | 0 | 0 | 0 | 0 | 0 | 0 | 0 | 0 | 0 | 0 | 0 | 0 | 0 | 0 | 0 | 0 | 0 | 0 | 0 | 0 | 0 | 0 | 0 | 0 | 0 | 0 | 0 | 0 | 0 | 0 | 0 | 0 | 0 | 0 | 0 | 0 | 0 | 0 | 0 | 0 | 0 | 0 | 0 | 0 | 0 | 0 | 0 | 0 | 0 | 0 | 0 | 0 | 0 | 0 | 0 | 0 | 0 | 0 | 0 | 0 | 0 | 0 | 0 | 0
0 | 0 | 0 | 0 | 0 | 0 | 0 | 0 | 0 | 0 | 0 | 0 | 0 | 0 | 0 | 0 | 0 | 0 | 0 | 0 | 0 | 0 | 0 | 0 | 0 | 0 | 0 | 0 | 0 | 0 | 0 | 0 | 0 | 0 | 0 | 0 | 0 | 0 | 0 | 0 | 0 | 0 | 0 | 0 | 0 | 0 | 0 | 0 | 0 | 0 | 0 | 0 | 0 | 0 | 0 | 0 | 0 | 0 | 0 | 0 | 0 | 0 | 0 | 0 | 0 | 0 | 0 | 0 | 0 | 0 | 0 | 0 | 0 | 0 | 0 | 0 | 0 | 0 | 0 | 0 | 0 | 0 | 0 | 0 | 0 | 0 | 0 | 0 | 0 | 0 | 0 | 0 | 0 | 0 | 0 | 0 |  | 0 | 0 | 0 | 0 | 0 | 0 | 0 | 0 | 0 | 0 | 0 | 0 | 0 | 0 | 0 | 0 | 0 | 0 | 0 | 0 | 0 | 0 | 0 | 0 | 0 | 0 | 0 | 0 | 0 | 0 | 0 | 0 | 0 | 0 | 0 | 0 | 0 | 0 | 0 | 0 | 0 | 0 | 0 | 0 | 0 | 0 | 0 | 0 | 0 | 0 | 0 | 0 | 0 | 0 | 0 | 0 | 0 | 0 | 0 | 0 | 0 | 0 | 0 | 0 | 0 | 0 | 0 | 0 | 0 | 0 | 0 | 0 | 0 | 0 | 0 | 0 | 0 | 0 | 0 | 0 | 0 | 0 | 0 | 0 | 0 | 0 | 0 | 0 | 0 | 0 | 0
0 | 0 | 0 | 0 | 0 | 0 | 0 | 0 | 0 | 0 | 0 | 0 | 0 | 0 | 0 | 0 | 0 | 0 | 0 | 0 | 0 | 0 | 0 | 0 | 0 | 0 | 0 | 0 | 0 | 0 | 0 | 0 | 0 | 0 | 0 | 0 | 0 | 0 | 0 | 0 | 0 | 0 | 0 | 0 | 0 | 0 | 0 | 0 | 0 | 0 | 0 | 0 | 0 | 0 | 0 | 0 | 0 | 0 | 0 | 0 | 0 | 0 | 0 | 0 | 0 | 0 | 0 | 0 | 0 | 0 | 0 | 0 | 0 | 0 | 0 | 0 | 0 | 0 | 0 | 0 | 0 | 0 | 0 | 0 | 0 | 0 | 0 | 0 | 0 | 0 | 0 | 0 | 0 | 0 | 0 | 0 |  | 0 | 0 | 0 | 0 | 0 | 0 | 0 | 0 | 0 | 0 | 0 | 0 | 0 | 0 | 0 | 0 | 0 | 0 | 0 | 0 | 0 | 0 | 0 | 0 | 0 | 0 | 0 | 0 | 0 | 0 | 0 | 0 | 0 | 0 | 0 | 0 | 0 | 0 | 0 | 0 | 0 | 0 | 0 | 0 | 0 | 0 | 0 | 0 | 0 | 0 | 0 | 0 | 0 | 0 | 0 | 0 | 0 | 0 | 0 | 0 | 0 | 0 | 0 | 0 | 0 | 0 | 0 | 0 | 0 | 0 | 0 | 0 | 0 | 0 | 0 | 0 | 0 | 0 | 0 | 0 | 0 | 0 | 0 | 0 | 0 | 0 | 0 | 0 | 0 | 0 | 0
0 | 0 | 0 | 0 | 0 | 0 | 0 | 0 | 0 | 0 | 0 | 0 | 0 | 0 | 0 | 0 | 0 | 0 | 0 | 0 | 0 | 0 | 0 | 0 | 0 | 0 | 0 | 0 | 0 | 0 | 0 | 0 | 0 | 0 | 0 | 0 | 0 | 0 | 0 | 0 | 0 | 0 | 0 | 0 | 0 | 0 | 0 | 0 | 0 | 0 | 0 | 0 | 0 | 0 | 0 | 0 | 0 | 0 | 0 | 0 | 0 | 0 | 0 | 0 | 0 | 0 | 0 | 0 | 0 | 0 | 0 | 0 | 0 | 0 | 0 | 0 | 0 | 0 | 0 | 0 | 0 | 0 | 0 | 0 | 0 | 0 | 0 | 0 | 0 | 0 | 0 | 0 | 0 | 0 | 0 | 0 |  | 0 | 0 | 0 | 0 | 0 | 0 | 0 | 0 | 0 | 0 | 0 | 0 | 0 | 0 | 0 | 0 | 0 | 0 | 0 | 0 | 0 | 0 | 0 | 0 | 0 | 0 | 0 | 0 | 0 | 0 | 0 | 0 | 0 | 0 | 0 | 0 | 0 | 0 | 0 | 0 | 0 | 0 | 0 | 0 | 0 | 0 | 0 | 0 | 0 | 0 | 0 | 0 | 0 | 0 | 0 | 0 | 0 | 0 | 0 | 0 | 0 | 0 | 0 | 0 | 0 | 0 | 0 | 0 | 0 | 0 | 0 | 0 | 0 | 0 | 0 | 0 | 0 | 0 | 0 | 0 | 0 | 0 | 0 | 0 | 0 | 0 | 0 | 0 | 0 | 0 | 0
0 | 0 | 0 | 0 | 0 | 0 | 0 | 0 | 0 | 0 | 0 | 0 | 0 | 0 | 0 | 0 | 0 | 0 | 0 | 0 | 0 | 0 | 0 | 0 | 0 | 0 | 0 | 0 | 0 | 0 | 0 | 0 | 0 | 0 | 0 | 0 | 0 | 0 | 0 | 0 | 0 | 0 | 0 | 0 | 0 | 0 | 0 | 0 | 0 | 0 | 0 | 0 | 0 | 0 | 0 | 0 | 0 | 0 | 0 | 0 | 0 | 0 | 0 | 0 | 0 | 0 | 0 | 0 | 0 | 0 | 0 | 0 | 0 | 0 | 0 | 0 | 0 | 0 | 0 | 0 | 0 | 0 | 0 | 0 | 0 | 0 | 0 | 0 | 0 | 0 | 0 | 0 | 0 | 0 | 0 | 0 |  | 0 | 0 | 0 | 0 | 0 | 0 | 0 | 0 | 0 | 0 | 0 | 0 | 0 | 0 | 0 | 0 | 0 | 0 | 0 | 0 | 0 | 0 | 0 | 0 | 0 | 0 | 0 | 0 | 0 | 0 | 0 | 0 | 0 | 0 | 0 | 0 | 0 | 0 | 0 | 0 | 0 | 0 | 0 | 0 | 0 | 0 | 0 | 0 | 0 | 0 | 0 | 0 | 0 | 0 | 0 | 0 | 0 | 0 | 0 | 0 | 0 | 0 | 0 | 0 | 0 | 0 | 0 | 0 | 0 | 0 | 0 | 0 | 0 | 0 | 0 | 0 | 0 | 0 | 0 | 0 | 0 | 0 | 0 | 0 | 0 | 0 | 0 | 0 | 0 | 0 | 0
0 | 0 | 0 | 0 | 0 | 0 | 0 | 0 | 0 | 0 | 0 | 0 | 0 | 0 | 0 | 0 | 0 | 0 | 0 | 0 | 0 | 0 | 0 | 0 | 0 | 0 | 0 | 0 | 0 | 0 | 0 | 0 | 0 | 0 | 0 | 0 | 0 | 0 | 0 | 0 | 0 | 0 | 0 | 0 | 0 | 0 | 0 | 0 | 0 | 0 | 0 | 0 | 0 | 0 | 0 | 0 | 0 | 0 | 0 | 0 | 0 | 0 | 0 | 0 | 0 | 0 | 0 | 0 | 0 | 0 | 0 | 0 | 0 | 0 | 0 | 0 | 0 | 0 | 0 | 0 | 0 | 0 | 0 | 0 | 0 | 0 | 0 | 0 | 0 | 0 | 0 | 0 | 0 | 0 | 0 | 0 |  | 0 | 0 | 0 | 0 | 0 | 0 | 0 | 0 | 0 | 0 | 0 | 0 | 0 | 0 | 0 | 0 | 0 | 0 | 0 | 0 | 0 | 0 | 0 | 0 | 0 | 0 | 0 | 0 | 0 | 0 | 0 | 0 | 0 | 0 | 0 | 0 | 0 | 0 | 0 | 0 | 0 | 0 | 0 | 0 | 0 | 0 | 0 | 0 | 0 | 0 | 0 | 0 | 0 | 0 | 0 | 0 | 0 | 0 | 0 | 0 | 0 | 0 | 0 | 0 | 0 | 0 | 0 | 0 | 0 | 0 | 0 | 0 | 0 | 0 | 0 | 0 | 0 | 0 | 0 | 0 | 0 | 0 | 0 | 0 | 0 | 0 | 0 | 0 | 0 | 0 | 0
0 | 0 | 0 | 0 | 0 | 0 | 0 | 0 | 0 | 0 | 0 | 0 | 0 | 0 | 0 | 0 | 0 | 0 | 0 | 0 | 0 | 0 | 0 | 0 | 0 | 0 | 0 | 0 | 0 | 0 | 0 | 0 | 0 | 0 | 0 | 0 | 0 | 0 | 0 | 0 | 0 | 0 | 0 | 0 | 0 | 0 | 0 | 0 | 0 | 0 | 0 | 0 | 0 | 0 | 0 | 0 | 0 | 0 | 0 | 0 | 0 | 0 | 0 | 0 | 0 | 0 | 0 | 0 | 0 | 0 | 0 | 0 | 0 | 0 | 0 | 0 | 0 | 0 | 0 | 0 | 0 | 0 | 0 | 0 | 0 | 0 | 0 | 0 | 0 | 0 | 0 | 0 | 0 | 0 | 0 | 0 |  | 0 | 0 | 0 | 0 | 0 | 0 | 0 | 0 | 0 | 0 | 0 | 0 | 0 | 0 | 0 | 0 | 0 | 0 | 0 | 0 | 0 | 0 | 0 | 0 | 0 | 0 | 0 | 0 | 0 | 0 | 0 | 0 | 0 | 0 | 0 | 0 | 0 | 0 | 0 | 0 | 0 | 0 | 0 | 0 | 0 | 0 | 0 | 0 | 0 | 0 | 0 | 0 | 0 | 0 | 0 | 0 | 0 | 0 | 0 | 0 | 0 | 0 | 0 | 0 | 0 | 0 | 0 | 0 | 0 | 0 | 0 | 0 | 0 | 0 | 0 | 0 | 0 | 0 | 0 | 0 | 0 | 0 | 0 | 0 | 0 | 0 | 0 | 0 | 0 | 0 | 0
0 | 0 | 0 | 0 | 0 | 0 | 0 | 0 | 0 | 0 | 0 | 0 | 0 | 0 | 0 | 0 | 0 | 0 | 0 | 0 | 0 | 0 | 0 | 0 | 0 | 0 | 0 | 0 | 0 | 0 | 0 | 0 | 0 | 0 | 0 | 0 | 0 | 0 | 0 | 0 | 0 | 0 | 0 | 0 | 0 | 0 | 0 | 0 | 0 | 0 | 0 | 0 | 0 | 0 | 0 | 0 | 0 | 0 | 0 | 0 | 0 | 0 | 0 | 0 | 0 | 0 | 0 | 0 | 0 | 0 | 0 | 0 | 0 | 0 | 0 | 0 | 0 | 0 | 0 | 0 | 0 | 0 | 0 | 0 | 0 | 0 | 0 | 0 | 0 | 0 | 0 | 0 | 0 | 0 | 0 | 0 |  | 0 | 0 | 0 | 0 | 0 | 0 | 0 | 0 | 0 | 0 | 0 | 0 | 0 | 0 | 0 | 0 | 0 | 0 | 0 | 0 | 0 | 0 | 0 | 0 | 0 | 0 | 0 | 0 | 0 | 0 | 0 | 0 | 0 | 0 | 0 | 0 | 0 | 0 | 0 | 0 | 0 | 0 | 0 | 0 | 0 | 0 | 0 | 0 | 0 | 0 | 0 | 0 | 0 | 0 | 0 | 0 | 0 | 0 | 0 | 0 | 0 | 0 | 0 | 0 | 0 | 0 | 0 | 0 | 0 | 0 | 0 | 0 | 0 | 0 | 0 | 0 | 0 | 0 | 0 | 0 | 0 | 0 | 0 | 0 | 0 | 0 | 0 | 0 | 0 | 0 | 0
0 | 0 | 0 | 0 | 0 | 0 | 0 | 0 | 0 | 0 | 0 | 0 | 0 | 0 | 0 | 0 | 0 | 0 | 0 | 0 | 0 | 0 | 0 | 0 | 0 | 0 | 0 | 0 | 0 | 0 | 0 | 0 | 0 | 0 | 0 | 0 | 0 | 0 | 0 | 0 | 0 | 0 | 0 | 0 | 0 | 0 | 0 | 0 | 0 | 0 | 0 | 0 | 0 | 0 | 0 | 0 | 0 | 0 | 0 | 0 | 0 | 0 | 0 | 0 | 0 | 0 | 0 | 0 | 0 | 0 | 0 | 0 | 0 | 0 | 0 | 0 | 0 | 0 | 0 | 0 | 0 | 0 | 0 | 0 | 0 | 0 | 0 | 0 | 0 | 0 | 0 | 0 | 0 | 0 | 0 | 0 |  | 0 | 0 | 0 | 0 | 0 | 0 | 0 | 0 | 0 | 0 | 0 | 0 | 0 | 0 | 0 | 0 | 0 | 0 | 0 | 0 | 0 | 0 | 0 | 0 | 0 | 0 | 0 | 0 | 0 | 0 | 0 | 0 | 0 | 0 | 0 | 0 | 0 | 0 | 0 | 0 | 0 | 0 | 0 | 0 | 0 | 0 | 0 | 0 | 0 | 0 | 0 | 0 | 0 | 0 | 0 | 0 | 0 | 0 | 0 | 0 | 0 | 0 | 0 | 0 | 0 | 0 | 0 | 0 | 0 | 0 | 0 | 0 | 0 | 0 | 0 | 0 | 0 | 0 | 0 | 0 | 0 | 0 | 0 | 0 | 0 | 0 | 0 | 0 | 0 | 0 | 0
0 | 0 | 0 | 0 | 0 | 0 | 0 | 0 | 0 | 0 | 0 | 0 | 0 | 0 | 0 | 0 | 0 | 0 | 0 | 0 | 0 | 0 | 0 | 0 | 0 | 0 | 0 | 0 | 0 | 0 | 0 | 0 | 0 | 0 | 0 | 0 | 0 | 0 | 0 | 0 | 0 | 0 | 0 | 0 | 0 | 0 | 0 | 0 | 0 | 0 | 0 | 0 | 0 | 0 | 0 | 0 | 0 | 0 | 0 | 0 | 0 | 0 | 0 | 0 | 0 | 0 | 0 | 0 | 0 | 0 | 0 | 0 | 0 | 0 | 0 | 0 | 0 | 0 | 0 | 0 | 0 | 0 | 0 | 0 | 0 | 0 | 0 | 0 | 0 | 0 | 0 | 0 | 0 | 0 | 0 | 0 |  | 0 | 0 | 0 | 0 | 0 | 0 | 0 | 0 | 0 | 0 | 0 | 0 | 0 | 0 | 0 | 0 | 0 | 0 | 0 | 0 | 0 | 0 | 0 | 0 | 0 | 0 | 0 | 0 | 0 | 0 | 0 | 0 | 0 | 0 | 0 | 0 | 0 | 0 | 0 | 0 | 0 | 0 | 0 | 0 | 0 | 0 | 0 | 0 | 0 | 0 | 0 | 0 | 0 | 0 | 0 | 0 | 0 | 0 | 0 | 0 | 0 | 0 | 0 | 0 | 0 | 0 | 0 | 0 | 0 | 0 | 0 | 0 | 0 | 0 | 0 | 0 | 0 | 0 | 0 | 0 | 0 | 0 | 0 | 0 | 0 | 0 | 0 | 0 | 0 | 0 | 0
0 | 0 | 0 | 0 | 0 | 0 | 0 | 0 | 0 | 0 | 0 | 0 | 0 | 0 | 0 | 0 | 0 | 0 | 0 | 0 | 0 | 0 | 0 | 0 | 0 | 0 | 0 | 0 | 0 | 0 | 0 | 0 | 0 | 0 | 0 | 0 | 0 | 0 | 0 | 0 | 0 | 0 | 0 | 0 | 0 | 0 | 0 | 0 | 0 | 0 | 0 | 0 | 0 | 0 | 0 | 0 | 0 | 0 | 0 | 0 | 0 | 0 | 0 | 0 | 0 | 0 | 0 | 0 | 0 | 0 | 0 | 0 | 0 | 0 | 0 | 0 | 0 | 0 | 0 | 0 | 0 | 0 | 0 | 0 | 0 | 0 | 0 | 0 | 0 | 0 | 0 | 0 | 0 | 0 | 0 | 0 |  | 0 | 0 | 0 | 0 | 0 | 0 | 0 | 0 | 0 | 0 | 0 | 0 | 0 | 0 | 0 | 0 | 0 | 0 | 0 | 0 | 0 | 0 | 0 | 0 | 0 | 0 | 0 | 0 | 0 | 0 | 0 | 0 | 0 | 0 | 0 | 0 | 0 | 0 | 0 | 0 | 0 | 0 | 0 | 0 | 0 | 0 | 0 | 0 | 0 | 0 | 0 | 0 | 0 | 0 | 0 | 0 | 0 | 0 | 0 | 0 | 0 | 0 | 0 | 0 | 0 | 0 | 0 | 0 | 0 | 0 | 0 | 0 | 0 | 0 | 0 | 0 | 0 | 0 | 0 | 0 | 0 | 0 | 0 | 0 | 0 | 0 | 0 | 0 | 0 | 0 | 0
0 | 0 | 0 | 0 | 0 | 0 | 0 | 0 | 0 | 0 | 0 | 0 | 0 | 0 | 0 | 0 | 0 | 0 | 0 | 0 | 0 | 0 | 0 | 0 | 0 | 0 | 0 | 0 | 0 | 0 | 0 | 0 | 0 | 0 | 0 | 0 | 0 | 0 | 0 | 0 | 0 | 0 | 0 | 0 | 0 | 0 | 0 | 0 | 0 | 0 | 0 | 0 | 0 | 0 | 0 | 0 | 0 | 0 | 0 | 0 | 0 | 0 | 0 | 0 | 0 | 0 | 0 | 0 | 0 | 0 | 0 | 0 | 0 | 0 | 0 | 0 | 0 | 0 | 0 | 0 | 0 | 0 | 0 | 0 | 0 | 0 | 0 | 0 | 0 | 0 | 0 | 0 | 0 | 0 | 0 | 0 |  | 0 | 0 | 0 | 0 | 0 | 0 | 0 | 0 | 0 | 0 | 0 | 0 | 0 | 0 | 0 | 0 | 0 | 0 | 0 | 0 | 0 | 0 | 0 | 0 | 0 | 0 | 0 | 0 | 0 | 0 | 0 | 0 | 0 | 0 | 0 | 0 | 0 | 0 | 0 | 0 | 0 | 0 | 0 | 0 | 0 | 0 | 0 | 0 | 0 | 0 | 0 | 0 | 0 | 0 | 0 | 0 | 0 | 0 | 0 | 0 | 0 | 0 | 0 | 0 | 0 | 0 | 0 | 0 | 0 | 0 | 0 | 0 | 0 | 0 | 0 | 0 | 0 | 0 | 0 | 0 | 0 | 0 | 0 | 0 | 0 | 0 | 0 | 0 | 0 | 0 | 0
0 | 0 | 0 | 0 | 0 | 0 | 0 | 0 | 0 | 0 | 0 | 0 | 0 | 0 | 0 | 0 | 0 | 0 | 0 | 0 | 0 | 0 | 0 | 0 | 0 | 0 | 0 | 0 | 0 | 0 | 0 | 0 | 0 | 0 | 0 | 0 | 0 | 0 | 0 | 0 | 0 | 0 | 0 | 0 | 0 | 0 | 0 | 0 | 0 | 0 | 0 | 0 | 0 | 0 | 0 | 0 | 0 | 0 | 0 | 0 | 0 | 0 | 0 | 0 | 0 | 0 | 0 | 0 | 0 | 0 | 0 | 0 | 0 | 0 | 0 | 0 | 0 | 0 | 0 | 0 | 0 | 0 | 0 | 0 | 0 | 0 | 0 | 0 | 0 | 0 | 0 | 0 | 0 | 0 | 0 | 0 |  | 0 | 0 | 0 | 0 | 0 | 0 | 0 | 0 | 0 | 0 | 0 | 0 | 0 | 0 | 0 | 0 | 0 | 0 | 0 | 0 | 0 | 0 | 0 | 0 | 0 | 0 | 0 | 0 | 0 | 0 | 0 | 0 | 0 | 0 | 0 | 0 | 0 | 0 | 0 | 0 | 0 | 0 | 0 | 0 | 0 | 0 | 0 | 0 | 0 | 0 | 0 | 0 | 0 | 0 | 0 | 0 | 0 | 0 | 0 | 0 | 0 | 0 | 0 | 0 | 0 | 0 | 0 | 0 | 0 | 0 | 0 | 0 | 0 | 0 | 0 | 0 | 0 | 0 | 0 | 0 | 0 | 0 | 0 | 0 | 0 | 0 | 0 | 0 | 0 | 0 | 0
0 | 0 | 0 | 0 | 0 | 0 | 0 | 0 | 0 | 0 | 0 | 0 | 0 | 0 | 0 | 0 | 0 | 0 | 0 | 0 | 0 | 0 | 0 | 0 | 0 | 0 | 0 | 0 | 0 | 0 | 0 | 0 | 0 | 0 | 0 | 0 | 0 | 0 | 0 | 0 | 0 | 0 | 0 | 0 | 0 | 0 | 0 | 0 | 0 | 0 | 0 | 0 | 0 | 0 | 0 | 0 | 0 | 0 | 0 | 0 | 0 | 0 | 0 | 0 | 0 | 0 | 0 | 0 | 0 | 0 | 0 | 0 | 0 | 0 | 0 | 0 | 0 | 0 | 0 | 0 | 0 | 0 | 0 | 0 | 0 | 0 | 0 | 0 | 0 | 0 | 0 | 0 | 0 | 0 | 0 | 0 |  | 0 | 0 | 0 | 0 | 0 | 0 | 0 | 0 | 0 | 0 | 0 | 0 | 0 | 0 | 0 | 0 | 0 | 0 | 0 | 0 | 0 | 0 | 0 | 0 | 0 | 0 | 0 | 0 | 0 | 0 | 0 | 0 | 0 | 0 | 0 | 0 | 0 | 0 | 0 | 0 | 0 | 0 | 0 | 0 | 0 | 0 | 0 | 0 | 0 | 0 | 0 | 0 | 0 | 0 | 0 | 0 | 0 | 0 | 0 | 0 | 0 | 0 | 0 | 0 | 0 | 0 | 0 | 0 | 0 | 0 | 0 | 0 | 0 | 0 | 0 | 0 | 0 | 0 | 0 | 0 | 0 | 0 | 0 | 0 | 0 | 0 | 0 | 0 | 0 | 0 | 0
0 | 0 | 0 | 0 | 0 | 0 | 0 | 0 | 0 | 0 | 0 | 0 | 0 | 0 | 0 | 0 | 0 | 0 | 0 | 0 | 0 | 0 | 0 | 0 | 0 | 0 | 0 | 0 | 0 | 0 | 0 | 0 | 0 | 0 | 0 | 0 | 0 | 0 | 0 | 0 | 0 | 0 | 0 | 0 | 0 | 0 | 0 | 0 | 0 | 0 | 0 | 0 | 0 | 0 | 0 | 0 | 0 | 0 | 0 | 0 | 0 | 0 | 0 | 0 | 0 | 0 | 0 | 0 | 0 | 0 | 0 | 0 | 0 | 0 | 0 | 0 | 0 | 0 | 0 | 0 | 0 | 0 | 0 | 0 | 0 | 0 | 0 | 0 | 0 | 0 | 0 | 0 | 0 | 0 | 0 | 0 |  | 0 | 0 | 0 | 0 | 0 | 0 | 0 | 0 | 0 | 0 | 0 | 0 | 0 | 0 | 0 | 0 | 0 | 0 | 0 | 0 | 0 | 0 | 0 | 0 | 0 | 0 | 0 | 0 | 0 | 0 | 0 | 0 | 0 | 0 | 0 | 0 | 0 | 0 | 0 | 0 | 0 | 0 | 0 | 0 | 0 | 0 | 0 | 0 | 0 | 0 | 0 | 0 | 0 | 0 | 0 | 0 | 0 | 0 | 0 | 0 | 0 | 0 | 0 | 0 | 0 | 0 | 0 | 0 | 0 | 0 | 0 | 0 | 0 | 0 | 0 | 0 | 0 | 0 | 0 | 0 | 0 | 0 | 0 | 0 | 0 | 0 | 0 | 0 | 0 | 0 | 0
0 | 0 | 0 | 0 | 0 | 0 | 0 | 0 | 0 | 0 | 0 | 0 | 0 | 0 | 0 | 0 | 0 | 0 | 0 | 0 | 0 | 0 | 0 | 0 | 0 | 0 | 0 | 0 | 0 | 0 | 0 | 0 | 0 | 0 | 0 | 0 | 0 | 0 | 0 | 0 | 0 | 0 | 0 | 0 | 0 | 0 | 0 | 0 | 0 | 0 | 0 | 0 | 0 | 0 | 0 | 0 | 0 | 0 | 0 | 0 | 0 | 0 | 0 | 0 | 0 | 0 | 0 | 0 | 0 | 0 | 0 | 0 | 0 | 0 | 0 | 0 | 0 | 0 | 0 | 0 | 0 | 0 | 0 | 0 | 0 | 0 | 0 | 0 | 0 | 0 | 0 | 0 | 0 | 0 | 0 | 0 |  | 0 | 0 | 0 | 0 | 0 | 0 | 0 | 0 | 0 | 0 | 0 | 0 | 0 | 0 | 0 | 0 | 0 | 0 | 0 | 0 | 0 | 0 | 0 | 0 | 0 | 0 | 0 | 0 | 0 | 0 | 0 | 0 | 0 | 0 | 0 | 0 | 0 | 0 | 0 | 0 | 0 | 0 | 0 | 0 | 0 | 0 | 0 | 0 | 0 | 0 | 0 | 0 | 0 | 0 | 0 | 0 | 0 | 0 | 0 | 0 | 0 | 0 | 0 | 0 | 0 | 0 | 0 | 0 | 0 | 0 | 0 | 0 | 0 | 0 | 0 | 0 | 0 | 0 | 0 | 0 | 0 | 0 | 0 | 0 | 0 | 0 | 0 | 0 | 0 | 0 | 0
0 | 0 | 0 | 0 | 0 | 0 | 0 | 0 | 0 | 0 | 0 | 0 | 0 | 0 | 0 | 0 | 0 | 0 | 0 | 0 | 0 | 0 | 0 | 0 | 0 | 0 | 0 | 0 | 0 | 0 | 0 | 0 | 0 | 0 | 0 | 0 | 0 | 0 | 0 | 0 | 0 | 0 | 0 | 0 | 0 | 0 | 0 | 0 | 0 | 0 | 0 | 0 | 0 | 0 | 0 | 0 | 0 | 0 | 0 | 0 | 0 | 0 | 0 | 0 | 0 | 0 | 0 | 0 | 0 | 0 | 0 | 0 | 0 | 0 | 0 | 0 | 0 | 0 | 0 | 0 | 0 | 0 | 0 | 0 | 0 | 0 | 0 | 0 | 0 | 0 | 0 | 0 | 0 | 0 | 0 | 0 |  | 0 | 0 | 0 | 0 | 0 | 0 | 0 | 0 | 0 | 0 | 0 | 0 | 0 | 0 | 0 | 0 | 0 | 0 | 0 | 0 | 0 | 0 | 0 | 0 | 0 | 0 | 0 | 0 | 0 | 0 | 0 | 0 | 0 | 0 | 0 | 0 | 0 | 0 | 0 | 0 | 0 | 0 | 0 | 0 | 0 | 0 | 0 | 0 | 0 | 0 | 0 | 0 | 0 | 0 | 0 | 0 | 0 | 0 | 0 | 0 | 0 | 0 | 0 | 0 | 0 | 0 | 0 | 0 | 0 | 0 | 0 | 0 | 0 | 0 | 0 | 0 | 0 | 0 | 0 | 0 | 0 | 0 | 0 | 0 | 0 | 0 | 0 | 0 | 0 | 0 | 0
0 | 0 | 0 | 0 | 0 | 0 | 0 | 0 | 0 | 0 | 0 | 0 | 0 | 0 | 0 | 0 | 0 | 0 | 0 | 0 | 0 | 0 | 0 | 0 | 0 | 0 | 0 | 0 | 0 | 0 | 0 | 0 | 0 | 0 | 0 | 0 | 0 | 0 | 0 | 0 | 0 | 0 | 0 | 0 | 0 | 0 | 0 | 0 | 0 | 0 | 0 | 0 | 0 | 0 | 0 | 0 | 0 | 0 | 0 | 0 | 0 | 0 | 0 | 0 | 0 | 0 | 0 | 0 | 0 | 0 | 0 | 0 | 0 | 0 | 0 | 0 | 0 | 0 | 0 | 0 | 0 | 0 | 0 | 0 | 0 | 0 | 0 | 0 | 0 | 0 | 0 | 0 | 0 | 0 | 0 | 0 |  | 0 | 0 | 0 | 0 | 0 | 0 | 0 | 0 | 0 | 0 | 0 | 0 | 0 | 0 | 0 | 0 | 0 | 0 | 0 | 0 | 0 | 0 | 0 | 0 | 0 | 0 | 0 | 0 | 0 | 0 | 0 | 0 | 0 | 0 | 0 | 0 | 0 | 0 | 0 | 0 | 0 | 0 | 0 | 0 | 0 | 0 | 0 | 0 | 0 | 0 | 0 | 0 | 0 | 0 | 0 | 0 | 0 | 0 | 0 | 0 | 0 | 0 | 0 | 0 | 0 | 0 | 0 | 0 | 0 | 0 | 0 | 0 | 0 | 0 | 0 | 0 | 0 | 0 | 0 | 0 | 0 | 0 | 0 | 0 | 0 | 0 | 0 | 0 | 0 | 0 | 0
0 | 0 | 0 | 0 | 0 | 0 | 0 | 0 | 0 | 0 | 0 | 0 | 0 | 0 | 0 | 0 | 0 | 0 | 0 | 0 | 0 | 0 | 0 | 0 | 0 | 0 | 0 | 0 | 0 | 0 | 0 | 0 | 0 | 0 | 0 | 0 | 0 | 0 | 0 | 0 | 0 | 0 | 0 | 0 | 0 | 0 | 0 | 0 | 0 | 0 | 0 | 0 | 0 | 0 | 0 | 0 | 0 | 0 | 0 | 0 | 0 | 0 | 0 | 0 | 0 | 0 | 0 | 0 | 0 | 0 | 0 | 0 | 0 | 0 | 0 | 0 | 0 | 0 | 0 | 0 | 0 | 0 | 0 | 0 | 0 | 0 | 0 | 0 | 0 | 0 | 0 | 0 | 0 | 0 | 0 | 0 |  | 0 | 0 | 0 | 0 | 0 | 0 | 0 | 0 | 0 | 0 | 0 | 0 | 0 | 0 | 0 | 0 | 0 | 0 | 0 | 0 | 0 | 0 | 0 | 0 | 0 | 0 | 0 | 0 | 0 | 0 | 0 | 0 | 0 | 0 | 0 | 0 | 0 | 0 | 0 | 0 | 0 | 0 | 0 | 0 | 0 | 0 | 0 | 0 | 0 | 0 | 0 | 0 | 0 | 0 | 0 | 0 | 0 | 0 | 0 | 0 | 0 | 0 | 0 | 0 | 0 | 0 | 0 | 0 | 0 | 0 | 0 | 0 | 0 | 0 | 0 | 0 | 0 | 0 | 0 | 0 | 0 | 0 | 0 | 0 | 0 | 0 | 0 | 0 | 0 | 0 | 0
0 | 0 | 0 | 0 | 0 | 0 | 0 | 0 | 0 | 0 | 0 | 0 | 0 | 0 | 0 | 0 | 0 | 0 | 0 | 0 | 0 | 0 | 0 | 0 | 0 | 0 | 0 | 0 | 0 | 0 | 0 | 0 | 0 | 0 | 0 | 0 | 0 | 0 | 0 | 0 | 0 | 0 | 0 | 0 | 0 | 0 | 0 | 0 | 0 | 0 | 0 | 0 | 0 | 0 | 0 | 0 | 0 | 0 | 0 | 0 | 0 | 0 | 0 | 0 | 0 | 0 | 0 | 0 | 0 | 0 | 0 | 0 | 0 | 0 | 0 | 0 | 0 | 0 | 0 | 0 | 0 | 0 | 0 | 0 | 0 | 0 | 0 | 0 | 0 | 0 | 0 | 0 | 0 | 0 | 0 | 0 |  | 0 | 0 | 0 | 0 | 0 | 0 | 0 | 0 | 0 | 0 | 0 | 0 | 0 | 0 | 0 | 0 | 0 | 0 | 0 | 0 | 0 | 0 | 0 | 0 | 0 | 0 | 0 | 0 | 0 | 0 | 0 | 0 | 0 | 0 | 0 | 0 | 0 | 0 | 0 | 0 | 0 | 0 | 0 | 0 | 0 | 0 | 0 | 0 | 0 | 0 | 0 | 0 | 0 | 0 | 0 | 0 | 0 | 0 | 0 | 0 | 0 | 0 | 0 | 0 | 0 | 0 | 0 | 0 | 0 | 0 | 0 | 0 | 0 | 0 | 0 | 0 | 0 | 0 | 0 | 0 | 0 | 0 | 0 | 0 | 0 | 0 | 0 | 0 | 0 | 0 | 0
0 | 0 | 0 | 0 | 0 | 0 | 0 | 0 | 0 | 0 | 0 | 0 | 0 | 0 | 0 | 0 | 0 | 0 | 0 | 0 | 0 | 0 | 0 | 0 | 0 | 0 | 0 | 0 | 0 | 0 | 0 | 0 | 0 | 0 | 0 | 0 | 0 | 0 | 0 | 0 | 0 | 0 | 0 | 0 | 0 | 0 | 0 | 0 | 0 | 0 | 0 | 0 | 0 | 0 | 0 | 0 | 0 | 0 | 0 | 0 | 0 | 0 | 0 | 0 | 0 | 0 | 0 | 0 | 0 | 0 | 0 | 0 | 0 | 0 | 0 | 0 | 0 | 0 | 0 | 0 | 0 | 0 | 0 | 0 | 0 | 0 | 0 | 0 | 0 | 0 | 0 | 0 | 0 | 0 | 0 | 0 |  | 0 | 0 | 0 | 0 | 0 | 0 | 0 | 0 | 0 | 0 | 0 | 0 | 0 | 0 | 0 | 0 | 0 | 0 | 0 | 0 | 0 | 0 | 0 | 0 | 0 | 0 | 0 | 0 | 0 | 0 | 0 | 0 | 0 | 0 | 0 | 0 | 0 | 0 | 0 | 0 | 0 | 0 | 0 | 0 | 0 | 0 | 0 | 0 | 0 | 0 | 0 | 0 | 0 | 0 | 0 | 0 | 0 | 0 | 0 | 0 | 0 | 0 | 0 | 0 | 0 | 0 | 0 | 0 | 0 | 0 | 0 | 0 | 0 | 0 | 0 | 0 | 0 | 0 | 0 | 0 | 0 | 0 | 0 | 0 | 0 | 0 | 0 | 0 | 0 | 0 | 0

## Age profile (RL)
Asset calcs
Remaining life
|  |  |  | St life | Quantity | [90 empty] | RC
ID | ID | ID | EDB ID |  | -10 | -9 | -8 | -7 | -6 | -5 | -4 | -3 | -2 | -1 | 0 | 1 | 2 | 3 | 4 | 5 | 6 | 7 | 8 | 9 | 10 | 11 | 12 | 13 | 14 | 15 | 16 | 17 | 18 | 19 | 20 | 21 | 22 | 23 | 24 | 25 | 26 | 27 | 28 | 29 | 30 | 31 | 32 | 33 | 34 | 35 | 36 | 37 | 38 | 39 | 40 | 41 | 42 | 43 | 44 | 45 | 46 | 47 | 48 | 49 | 50 | 51 | 52 | 53 | 54 | 55 | 56 | 57 | 58 | 59 | 60 | 61 | 62 | 63 | 64 | 65 | 66 | 67 | 68 | 69 | 70 | 71 | 72 | 73 | 74 | 75 | 76 | 77 | 78 | 79 | 80 | -10 | -9 | -8 | -7 | -6 | -5 | -4 | -3 | -2 | -1 | 0 | 1 | 2 | 3 | 4 | 5 | 6 | 7 | 8 | 9 | 10 | 11 | 12 | 13 | 14 | 15 | 16 | 17 | 18 | 19 | 20 | 21 | 22 | 23 | 24 | 25 | 26 | 27 | 28 | 29 | 30 | 31 | 32 | 33 | 34 | 35 | 36 | 37 | 38 | 39 | 40 | 41 | 42 | 43 | 44 | 45 | 46 | 47 | 48 | 49 | 50 | 51 | 52 | 53 | 54 | 55 | 56 | 57 | 58 | 59 | 60 | 61 | 62 | 63 | 64 | 65 | 66 | 67 | 68 | 69 | 70 | 71 | 72 | 73 | 74 | 75 | 76 | 77 | 78 | 79 | 80
1 |  |  | Poles |  | 253 | 253 | 399 | 807 | 2829 | 1466 | 2077 | 948 | 1474 | 1100 | 2993 | 1955 | 1639 | 807 | 824 | 1525 | 2190 | 2870 | 3182 | 1524 | 2582 | 2796 | 2570 | 6182 | 5241 | 7532 | 8893 | 7931 | 10464 | 13752 | 19522 | 20461 | 19942 | 19311 | 19742 | 19097 | 13036 | 12141 | 13638 | 13105 | 10975 | 11230 | 13611 | 13873 | 10311 | 7542 | 11629 | 9174 | 8071 | 7606 | 10306 | 8150 | 9298 | 4987 | 7104 | 5609 | 6470 | 3925 | 4529 | 3590 | 1325 | 622 | 586 | 616 | 874 | 2244 | 3374 | 3849 | 2496 | 3446 | 4204 | 3731 | 2591 | 3014 | 2469 | 2781 | 1976 | 2028 | 2096 | 2445 | 1535 | 791 | 685 | 515 | 340 | 27 | 28 | 31 | 24 | 0 | 0 | 2113.1433 | 2236.8681 | 2912.5874 | 5698.7229 | 19151.6209 | 10169.9212 | 15344.4764 | 6992.361 | 11594.7092 | 9945.9812 | 27916.1727 | 19594.2455 | 15993.0504 | 8152.1523 | 8006.2923 | 13694.8561 | 18411.6459 | 26422.1353 | 30155.6115 | 11126.0657 | 19893.5167 | 22830.2873 | 26258.4056 | 59857.5144 | 42939.6739 | 80052.9185 | 99721.2875 | 67893.8539 | 114118.735 | 170456.3892 | 196864.111 | 209644.0313 | 219727.5786 | 218980.5362 | 217880.853 | 212226.3487 | 146705.3239 | 144551.6504 | 160698.409 | 146672.3991 | 120108.8996 | 109503.8616 | 128944.3708 | 125738.4667 | 94187.5423 | 61712.7418 | 84769.2512 | 63194.4566 | 58161.737 | 54032.569 | 75156.4288 | 70678.5733 | 90991.2427 | 47158.2378 | 63957.7144 | 57986.9635 | 60960.6687 | 50615.8303 | 64770.7086 | 40971.7504 | 18036.7678 | 8114.6265 | 7774.0185 | 7974.7464 | 10345.2533 | 17814.9888 | 22628.0757 | 25951.8688 | 17274.6083 | 23369.1366 | 28512.184 | 25287.9546 | 17703.7447 | 21201.3894 | 16927.6886 | 19278.8088 | 13692.3687 | 14099.6836 | 14230.7615 | 16944.6647 | 10837.6955 | 6197.4637 | 5014.1308 | 3726.7778 | 2432.939 | 301.7095 | 312.8839 | 346.4072 | 268.1862 | 0 | 0
2 |  |  | Overhead conductors |  | 11.7 | 2.3 | 2.3 | 1.9 | 1.9 | 1.9 | 1.8 | 1.3 | 1.5 | 1.7 | 4.1 | 6.5 | 7.6 | 10 | 36.1 | 70.8 | 195.7 | 125 | 148.45 | 88.15 | 57.85 | 77.55 | 86.35 | 190.45 | 124.55 | 144.85 | 86.75 | 85.85 | 103.95 | 139.25 | 129.25 | 113.55 | 168.55 | 258.85 | 167.35 | 543.55 | 535.35 | 548.95 | 581.85 | 614.95 | 721.2 | 724.2 | 1631.6 | 1690.3 | 1478.4 | 1390.7 | 1359.4 | 1475.6 | 1104.3 | 1097.3 | 1266.3 | 1184.7 | 1430.4 | 1497 | 1677.3 | 1646.6 | 1486.8 | 1118.7 | 2010.7 | 1897.3 | 1534.9 | 1876 | 1819.3 | 2091.4 | 1661.9 | 1800.9 | 1933.4 | 1642.3 | 1696.8 | 1558.8 | 1475.1 | 1771.9 | 1176.9 | 1092.6 | 955.8 | 737.1 | 560.8 | 606.4 | 738.3 | 591.8 | 480.1 | 451.5 | 488.5 | 461 | 541.9 | 625.6 | 505.3 | 538.1 | 497.9 | 504.7 | 486 | 699.1348 | 134.7377 | 134.7377 | 110.4068 | 116.3094 | 116.3094 | 110.9645 | 81.2888 | 89.0273 | 105.6197 | 239.7997 | 359.2232 | 420.9683 | 608.2717 | 1976.727 | 3731.056 | 10504.7429 | 6767.8265 | 7540.5674 | 4526.5443 | 3360.3563 | 5071.0318 | 4700.076 | 7080.5066 | 4960.5003 | 4427.2639 | 4867.667 | 22994.9535 | 12083.7904 | 37137.8802 | 6637.1699 | 6149.9997 | 9808.5029 | 14928.8652 | 11522.4315 | 28022.3916 | 32293.3639 | 31604.4908 | 32667.5116 | 42687.7193 | 41247.2628 | 50971.8514 | 132394.6137 | 170872.001 | 78912.1901 | 90186.9056 | 82403.701 | 120929.9745 | 86804.5153 | 85145.5308 | 137930.6663 | 106500.542 | 124760.4008 | 134716.9027 | 94466.4612 | 169606.0699 | 195177.7403 | 77752.7791 | 147314.5285 | 130015.542 | 136089.8301 | 212699.1196 | 217883.727 | 207213.3758 | 175951.501 | 90668.7202 | 239279.9121 | 283509.4098 | 184350.9669 | 202841.1401 | 273672.7447 | 130037.7092 | 109649.4625 | 120137.4298 | 102019.4035 | 156845.9159 | 121879.9324 | 41215.1633 | 48915.5391 | 60716.0317 | 85326.7277 | 54636.9135 | 34585.4017 | 37431.0871 | 34290.8594 | 83282.0764 | 63270.4753 | 131810.7951 | 75714.1402 | 76097.4029 | 192779.7301
3 |  |  | Underground cables |  | 1.7197 | 0 | 0.2024 | 1.0189 | 1.8327 | 0.20378 | 0.10189 | 0.81375 | 1.0189 | 1.4251 | 7.9651 | 13.1413 | 5.155 | 8.753 | 38.1929 | 27.0908 | 13.4401 | 17.3106 | 18.8016 | 8.9554 | 21.0621 | 14.9679 | 24.4872 | 32.7151 | 43.2294 | 37.4409 | 55.9714 | 66.0546 | 73.1275 | 67.902 | 72.0414 | 85.3311 | 84.7622 | 65.6929 | 62.2905 | 90.5878 | 124.4797 | 178.5879 | 184.4693 | 146.79 | 260.899 | 278.0044 | 218.4896 | 256.6081 | 245.8133 | 217.071 | 280.6455 | 153.3337 | 342.0639 | 328.7878 | 255.2869 | 203.4128 | 210.0333 | 55.7441 | 95.6404 | 104.616 | 64.0998 | 101.0066 | 89.3874 | 27.4464 | 20.8877 | 17.154 | 20.7868 | 24.423 | 36.4274 | 55.2965 | 51.6697 | 44.8023 | 71.1388 | 84.9976 | 61.9983 | 63.7067 | 64.076 | 50.4649 | 73.4604 | 22.0988 | 64.479 | 57.4155 | 38.3443 | 29.0776 | 26.6366 | 0 | 0 | 0 | 0 | 0 | 0 | 0 | 0 | 0 | 0 | 411.0516 | 0 | 46.9135 | 111.7013 | 225.6356 | 22.3403 | 11.1701 | 113.9343 | 111.7013 | 180.9551 | 2381.4093 | 1490.0931 | 1306.8745 | 1132.6439 | 4483.6775 | 3192.4136 | 1646.4698 | 2095.508 | 2926.5381 | 1179.5575 | 4657.847 | 3643.6135 | 3895.9829 | 5267.7635 | 6074.261 | 5093.538 | 7372.2341 | 8551.7966 | 10390.356 | 10336.718 | 11383.9112 | 12148.517 | 14880.0749 | 11157.7148 | 11674.819 | 15147.849 | 17725.9616 | 27218.0823 | 29395.7981 | 22100.5781 | 36661.9404 | 41504.1413 | 35672.0088 | 45858.9906 | 45145.4907 | 37101.0421 | 48197.4514 | 37133.5745 | 54164.0972 | 57505.3174 | 48483.3526 | 42203.1464 | 52253.9292 | 15926.8669 | 30487.3973 | 31817.6402 | 18054.4024 | 29913.4874 | 26799.1192 | 3008.8736 | 2314.7054 | 1880.546 | 2303.6433 | 3472.6624 | 4067.9869 | 6061.9954 | 6906.9649 | 4911.5437 | 7798.7349 | 11026.3694 | 18928.9637 | 8742.0081 | 7173.5768 | 6176.3217 | 8227.2101 | 2497.1779 | 7068.6406 | 6294.2981 | 4203.5734 | 3230.3489 | 5096.1686 | 0 | 0 | 0 | 0 | 0 | 0 | 0 | 0 | 0 | 0
4 |  |  | Service Lines |  | 182.5 | 6 | 7.2 | 7.5 | 12.8 | 36.5 | 23 | 29.7 | 22.3 | 15.8 | 22.8 | 17.7 | 72.5 | 67.4 | 77.6 | 89.4 | 95.1 | 106.3 | 92.3 | 159.9 | 161.6 | 137.3 | 206.6154 | 195.7 | 201.8 | 143.8 | 133.9 | 181.4 | 225.7 | 163.4 | 203.3 | 236.6051 | 136.6103 | 188.8 | 113.2 | 273.6051 | 158.2154 | 114.8257 | 158.2051 | 203.4027 | 223.1308 | 290.5822 | 172.806 | 219.2957 | 208.8673 | 101.5468 | 70.7036 | 86.626 | 100.7081 | 53.0516 | 48.496 | 26.5884 | 45.4863 | 48.5406 | 77.0515 | 93.5469 | 105.9321 | 83.1421 | 89.5832 | 103.1046 | 96.2061 | 90.4493 | 83.469 | 95.2272 | 142.4811 | 182.7994 | 186.6205 | 156.1629 | 349.6151 | 368.6633 | 188.1925 | 198.8112 | 210.0607 | 208.4837 | 229.5108 | 84.2135 | 329.3895 | 293.328 | 195.9726 | 147.967 | 141.7353 | 0 | 0 | 0 | 0 | 0 | 0 | 0 | 0 | 0 | 0 | 5715.7673 | 187.9156 | 225.4988 | 234.8945 | 400.8867 | 1143.1535 | 720.3433 | 930.1824 | 698.4198 | 494.8445 | 714.0794 | 554.3511 | 2270.6473 | 2110.919 | 2430.3756 | 2799.943 | 2978.4629 | 3329.2387 | 2890.7689 | 5007.9517 | 5061.1945 | 4300.1362 | 6495.7431 | 6129.1817 | 6320.2293 | 4503.7114 | 4193.6506 | 5681.3161 | 7068.7599 | 5117.5692 | 6367.2082 | 7418.5337 | 4295.0002 | 5913.0787 | 3545.3417 | 8577.3468 | 4979.8903 | 3637.4214 | 4963.1027 | 6535.0836 | 7037.6924 | 9232.5491 | 6383.6439 | 7823.2025 | 7290.7697 | 3896.6367 | 3342.2959 | 3075.3111 | 3648.0813 | 2064.9524 | 2794.964 | 2257.0279 | 3326.4051 | 3990.1374 | 5541.7107 | 6692.2715 | 7697.6356 | 6679.2505 | 6946.844 | 8366.5091 | 7030.7766 | 6438.832 | 5289.8924 | 7675.2189 | 12127.2656 | 16625.5461 | 17420.3209 | 15091.5105 | 27967.1601 | 30885.423 | 20631.0016 | 21795.0972 | 23028.3471 | 22855.4616 | 25160.6014 | 9232.0851 | 36110.0157 | 32156.7009 | 21483.9034 | 16221.1906 | 15538.0248 | 0 | 0 | 0 | 0 | 0 | 0 | 0 | 0 | 0 | 0
5 |  |  | Distribution transformers |  | 52 | 37 | 39 | 57 | 84 | 105 | 164 | 156 | 226 | 287 | 330 | 375 | 624 | 663 | 770 | 743 | 726 | 743 | 825 | 636 | 750 | 855 | 831 | 958 | 1550 | 1247 | 1291 | 1420 | 1359 | 1388 | 1502 | 1227 | 1422 | 1807 | 1687 | 1779 | 2235 | 1991 | 1901 | 1939 | 1815 | 1896 | 1901 | 1766 | 1790 | 1891 | 1905 | 1848 | 1864 | 1846 | 1730 | 1708 | 1642 | 1743 | 1856 | 1826 | 1610 | 1193 | 1479 | 1517 | 1326 | 1632 | 1437 | 888 | 942 | 996 | 853 | 955 | 1074 | 318 | 481 | 446 | 305 | 348 | 202 | 50 | 0 | 0 | 0 | 0 | 0 | 0 | 0 | 0 | 0 | 0 | 0 | 0 | 0 | 0 | 0 | 14133.2203 | 298.4062 | 369.3256 | 470.0084 | 691.6177 | 3222.0408 | 3701.0119 | 8210.5357 | 1814.2023 | 20546.1829 | 8580.5623 | 3127.653 | 11653.9081 | 10920.8934 | 17897.8907 | 12467.5153 | 11858.2081 | 8712.6521 | 9593.1966 | 9008.327 | 10125.8115 | 11180.0342 | 12534.4272 | 13397.7935 | 16813.9985 | 18955.9949 | 14328.7042 | 17616.8521 | 27589.5397 | 15279.2575 | 23055.2891 | 14152.7661 | 16760.9286 | 19096.0864 | 22153.9722 | 20577.7441 | 24891.1491 | 24740.3751 | 23551.2869 | 25398.8872 | 22705.9518 | 23295.1855 | 25697.6042 | 25420.4225 | 23997.6276 | 25957.8488 | 26080.8406 | 25408.2932 | 23603.3612 | 22691.4807 | 24681.2625 | 26644.7354 | 21395.9149 | 22090.0414 | 23169.0089 | 21440.1466 | 20746.6145 | 18117.9967 | 21522.1574 | 21086.4587 | 24673.246 | 23839.6261 | 22589.7458 | 19107.7159 | 19803.4148 | 17152.2689 | 12745.6105 | 11972.84 | 16747.3538 | 7554.0056 | 5904.2768 | 7849.7771 | 13615.0149 | 1694.3739 | 1685.1139 | 5913.7583 | 0 | 0 | 0 | 0 | 0 | 0 | 0 | 0 | 0 | 0 | 0 | 0 | 0 | 0 | 0
6 |  |  | Distribution switchgear |  | 2501 | 192 | 108 | 415 | 197 | 138 | 313 | 209 | 383 | 337 | 2836 | 3084 | 3014 | 3005 | 3043 | 3543 | 4268 | 3621 | 5894 | 5186 | 9277 | 8411 | 6753 | 6542 | 9082 | 8203 | 9533 | 9494 | 10273 | 9238 | 9549 | 6831 | 6612 | 12563 | 9662 | 8873 | 8312 | 8545 | 8084 | 11800 | 11925 | 12136 | 12502 | 12185 | 12998 | 12075 | 12533 | 12287 | 12054 | 7159 | 3684 | 3868 | 3709 | 401 | 100 | 362 | 94 | 165 | 62 | 79 | 51 | 65 | 59 | 71 | 61 | 198 | 147 | 497 | 382 | 525 | 467 | 441 | 645 | 1031 | 1866 | 1729 | 1793 | 1484 | 1760 | 973 | 904 | 808 | 552 | 0 | 0 | 0 | 0 | 0 | 0 | 0 | 0 | 12268.5703 | 2488.2992 | 1070.3712 | 2255.4745 | 997.3119 | 2594.4721 | 4270.2607 | 3199.1384 | 2245.8253 | 6527.2937 | 11273.293 | 8662.6031 | 9957.2121 | 8085.5808 | 11261.8003 | 10488.1758 | 16344.1113 | 11035.0576 | 14087.5475 | 13773.7937 | 22901.4451 | 19325.0887 | 24669.4324 | 19728.6208 | 24987.3662 | 27292.4329 | 26226.8457 | 25730.7262 | 28088.1983 | 25249.5787 | 28163.9367 | 19500.542 | 17342.4423 | 33093.7809 | 26067.8828 | 26581.679 | 23415.3852 | 27944.9411 | 20167.825 | 26217.3886 | 27129.0981 | 27852.9174 | 29767.7694 | 31520.8355 | 37951.8432 | 27669.8995 | 40462.5404 | 33065.3136 | 30253.9926 | 21568.0101 | 10819.8075 | 13334.0938 | 11352.1456 | 6080.166 | 3403.6423 | 7009.3427 | 3830.7717 | 4390.5597 | 3650.3064 | 2791.9795 | 2033.8346 | 2870.8918 | 695.5674 | 997.4755 | 812.9953 | 1631.3691 | 1139.9906 | 4560.5289 | 3572.5566 | 6716.7679 | 5188.4007 | 4917.4329 | 7618.4693 | 11242.4558 | 15598.4168 | 15788.773 | 17823.3763 | 16784.0105 | 17505.2691 | 13487.5897 | 13034.2094 | 14555.331 | 9943.741 | 0 | 0 | 0 | 0 | 0 | 0 | 0 | 0
7 |  |  | Zone transformers |  | 0 | 0 | 0 | 0 | 0 | 0 | 0 | 0 | 0 | 0 | 0 | 0 | 0 | 0 | 0 | 0 | 0 | 0 | 0 | 0 | 0 | 0 | 0 | 0 | 0 | 0 | 0 | 0 | 0 | 0 | 0 | 0 | 0 | 0 | 0 | 0 | 0 | 0 | 0 | 0 | 0 | 0 | 0 | 0 | 0 | 0 | 0 | 0 | 0 | 0 | 0 | 0 | 0 | 0 | 0 | 0 | 0 | 0 | 0 | 0 | 0 | 0 | 0 | 0 | 0 | 0 | 0 | 0 | 0 | 0 | 0 | 0 | 0 | 0 | 0 | 0 | 0 | 0 | 0 | 0 | 0 | 0 | 0 | 0 | 0 | 0 | 0 | 0 | 0 | 0 | 0 | 0 | 0 | 0 | 0 | 0 | 0 | 0 | 0 | 0 | 0 | 0 | 0 | 0 | 0 | 0 | 0 | 0 | 0 | 0 | 0 | 0 | 0 | 0 | 0 | 0 | 0 | 0 | 0 | 0 | 0 | 0 | 0 | 0 | 0 | 0 | 0 | 0 | 0 | 0 | 0 | 0 | 0 | 0 | 0 | 0 | 0 | 0 | 0 | 0 | 0 | 0 | 0 | 0 | 0 | 0 | 0 | 0 | 0 | 0 | 0 | 0 | 0 | 0 | 0 | 0 | 0 | 0 | 0 | 0 | 0 | 0 | 0 | 0 | 0 | 0 | 0 | 0 | 0 | 0 | 0 | 0 | 0 | 0 | 0 | 0 | 0 | 0 | 0 | 0 | 0 | 0
8 |  |  | Zone switchgear |  | 0 | 0 | 0 | 0 | 0 | 0 | 0 | 0 | 0 | 0 | 0 | 0 | 0 | 0 | 0 | 0 | 0 | 0 | 0 | 0 | 0 | 0 | 0 | 0 | 0 | 0 | 0 | 0 | 0 | 0 | 0 | 0 | 0 | 0 | 0 | 0 | 0 | 0 | 0 | 0 | 0 | 0 | 0 | 0 | 0 | 0 | 0 | 0 | 0 | 0 | 0 | 0 | 0 | 0 | 0 | 0 | 0 | 0 | 0 | 0 | 0 | 0 | 0 | 0 | 0 | 0 | 0 | 0 | 0 | 0 | 0 | 0 | 0 | 0 | 0 | 0 | 0 | 0 | 0 | 0 | 0 | 0 | 0 | 0 | 0 | 0 | 0 | 0 | 0 | 0 | 0 | 0 | 0 | 0 | 0 | 0 | 0 | 0 | 0 | 0 | 0 | 0 | 0 | 0 | 0 | 0 | 0 | 0 | 0 | 0 | 0 | 0 | 0 | 0 | 0 | 0 | 0 | 0 | 0 | 0 | 0 | 0 | 0 | 0 | 0 | 0 | 0 | 0 | 0 | 0 | 0 | 0 | 0 | 0 | 0 | 0 | 0 | 0 | 0 | 0 | 0 | 0 | 0 | 0 | 0 | 0 | 0 | 0 | 0 | 0 | 0 | 0 | 0 | 0 | 0 | 0 | 0 | 0 | 0 | 0 | 0 | 0 | 0 | 0 | 0 | 0 | 0 | 0 | 0 | 0 | 0 | 0 | 0 | 0 | 0 | 0 | 0 | 0 | 0 | 0 | 0 | 0
9 |  |  | Public Lighting |  | 1689 | 11 | 10 | 33 | 19 | 27 | 28 | 19 | 20 | 24 | 29 | 33 | 86 | 67 | 70 | 41 | 128 | 178 | 98 | 93 | 164 | 212 | 303 | 190 | 7106 | 464 | 394 | 274 | 295 | 760 | 934 | 29811 | 3143 | 14389 | 13125 | 12065 | 21897 | 26713 | 25544 | 13139 | 32572 | 10327 | 1811 | 1795 | 1418 | 1331 | 1932 | 1754 | 1020 | 1017 | 946 | 1288 | 1937 | 2481 | 1243 | 3314 | 4492 | 4042 | 3494 | 3052 | 4207 | 4426 | 12118 | 4486 | 3805 | 3716 | 3353 | 3974 | 2830 | 2184 | 4400 | 3638 | 3892 | 2990 | 6074 | 6102 | 5147 | 5699 | 5750 | 5572 | 4253 | 4742 | 5030 | 4321 | 5774 | 18797 | 0 | 0 | 0 | 0 | 0 | 10227.237 | 141.8129 | 133.6674 | 357.5637 | 243.5257 | 329.5749 | 262.0561 | 222.641 | 246.4501 | 310.3594 | 330.2026 | 368.2713 | 1029.4526 | 702.3883 | 752.9309 | 412.286 | 1404.0141 | 1529.8328 | 945.1799 | 945.5002 | 1635.3967 | 2267.4129 | 2820.7876 | 1819.4194 | 25129.6589 | 4535.5645 | 4059.8896 | 2667.9324 | 2787.0092 | 6945.6931 | 7019.7393 | 179442.7974 | 17508.5738 | 80832.5864 | 63359.0359 | 68083.5316 | 129086.5686 | 156413.9096 | 156648.3748 | 81406.5826 | 199271.7073 | 69253.4091 | 17048.9452 | 17570.5222 | 14011.1627 | 14251.1781 | 18730.0949 | 16849.4481 | 10754.2304 | 10405.9631 | 8843.926 | 10444.3398 | 15773.0192 | 20154.6525 | 9807.7728 | 26003.2587 | 34874.9561 | 32220.6754 | 27044.2982 | 23292.7237 | 31543.9993 | 33231.0269 | 81373.2395 | 32890.9289 | 28731.9864 | 27623.3793 | 24682.5894 | 25450.7959 | 15317.2945 | 10874.2333 | 23704.2404 | 19257.2634 | 19431.1499 | 17100.2545 | 34732.7819 | 35812.8663 | 29829.2329 | 32848.0357 | 32560.3604 | 33962.5127 | 25922.9301 | 28903.488 | 30658.9086 | 26337.4044 | 35193.7452 | 114571.6709 | 0 | 0 | 0 | 0 | 0
10 |  |  | Protection/Scada |  | 0 | 0 | 15 | 12 | 16 | 16 | 16 | 18 | 16 | 27 | 24 | 28 | 17 | 94 | 150 | 35 | 56 | 31 | 31 | 37 | 572 | 74.8 | 69.5 | 58.9 | 57.3 | 90 | 169.6 | 207.6 | 123.4 | 308.2 | 167.4 | 314.8 | 219.3 | 259.7 | 108 | 103 | 102 | 116 | 116 | 113 | 121 | 113 | 42 | 51 | 45 | 45 | 39 | 54 | 55 | 45 | 59 | 86 | 137 | 139 | 130 | 103 | 101 | 110 | 114 | 106 | 110 | 118 | 155 | 142 | 155 | 480 | 106 | 255 | 0 | 0 | 0 | 0 | 0 | 0 | 0 | 0 | 0 | 0 | 0 | 0 | 0 | 0 | 0 | 0 | 0 | 0 | 0 | 0 | 0 | 0 | 0 | 0 | 0 | 413.4081 | 330.7265 | 440.9687 | 440.9687 | 440.9687 | 496.0898 | 440.9687 | 744.1347 | 661.453 | 771.6952 | 468.5292 | 2590.691 | 4134.0814 | 964.619 | 1543.3904 | 854.3768 | 854.3768 | 1019.7401 | 15764.6304 | 2061.5286 | 1915.4577 | 1623.316 | 1579.2191 | 2480.4488 | 4674.268 | 5721.5687 | 3400.971 | 8494.1592 | 4613.6348 | 8676.0588 | 6044.027 | 7157.4729 | 2976.5386 | 2838.7359 | 2811.1753 | 3197.0229 | 3197.0229 | 3114.3413 | 3334.8257 | 3114.3413 | 1157.5428 | 1405.5877 | 1240.2244 | 1240.2244 | 1074.8612 | 1488.2693 | 1515.8298 | 1240.2244 | 1626.072 | 2370.2067 | 3775.7943 | 3830.9154 | 3582.8705 | 2838.7359 | 2783.6148 | 3031.6597 | 3141.9019 | 2921.4175 | 3031.6597 | 3252.144 | 4271.8841 | 3913.5971 | 4271.8841 | 13229.0605 | 2921.4175 | 7027.9384 | 0 | 0 | 0 | 0 | 0 | 0 | 0 | 0 | 0 | 0 | 0 | 0 | 0 | 0 | 0 | 0 | 0 | 0 | 0 | 0 | 0 | 0 | 0
11 |  |  | Poletop Structures |  | 5752 | 1283 | 2072 | 1101 | 904 | 1562 | 1399 | 1300 | 2364 | 2496 | 2719 | 3038 | 3940 | 4472 | 3361 | 3820 | 3972 | 4179 | 4092 | 8210 | 11033 | 12216 | 12605 | 8144 | 14952 | 14447 | 11449 | 12215 | 15433 | 16011 | 15919 | 14029 | 16410 | 14753 | 13775 | 11042 | 10075 | 11808 | 12776 | 11365 | 8539 | 7237 | 11354 | 11403 | 10146 | 12070 | 12759 | 12438 | 17113 | 13905 | 16396 | 15830 | 12029 | 11889 | 9609 | 7270 | 7555 | 6188 | 4479 | 2427 | 1208 | 1856 | 1599 | 1277 | 734 | 921 | 939 | 878 | 1180 | 1305 | 975 | 1489 | 1099 | 942 | 1110 | 1058 | 611 | 0 | 0 | 0 | 0 | 0 | 0 | 0 | 0 | 0 | 0 | 0 | 0 | 0 | 0 | 15723.45 | 3482.1369 | 5631.4474 | 2983.7025 | 2462.9384 | 4236.6299 | 3801.7512 | 3512.1115 | 6395.1655 | 6752.1987 | 7408.5806 | 8221.8899 | 10710.0378 | 12142.5437 | 9140.8873 | 10425.0727 | 10792.8648 | 11324.9094 | 11188.5093 | 22320.303 | 29923.328 | 33213.4644 | 34193.9066 | 22309.1859 | 40908.1439 | 39665.8034 | 31326.7225 | 33385.8037 | 41822.1387 | 43886.0386 | 43825.5763 | 38299.5135 | 45048.5111 | 40705.7414 | 37469.4342 | 30097.2889 | 27591.6607 | 32281.9465 | 35090.2777 | 31275.1014 | 23204.5514 | 19670.8507 | 30956.2948 | 31071.8773 | 27671.0053 | 33002.5466 | 34893.6966 | 33737.3836 | 46564.3212 | 37869.5995 | 45001.999 | 43159.5521 | 32859.4133 | 33039.6482 | 26441.2835 | 20110.6755 | 21116.6043 | 17154.7866 | 12562.3331 | 7397.0167 | 3567.2315 | 5512.6671 | 4646.0613 | 3528.2366 | 1986.2724 | 2497.4181 | 2546.2275 | 2380.8176 | 3199.7321 | 3538.6868 | 2643.8465 | 4037.6281 | 2980.0895 | 2554.3624 | 3009.9175 | 2868.9124 | 1656.8105 | 0 | 0 | 0 | 0 | 0 | 0 | 0 | 0 | 0 | 0 | 0 | 0 | 0 | 0
12 |  |  | 0 |  | 0 | 0 | 0 | 0 | 0 | 0 | 0 | 0 | 0 | 0 | 0 | 0 | 0 | 0 | 0 | 0 | 0 | 0 | 0 | 0 | 0 | 0 | 0 | 0 | 0 | 0 | 0 | 0 | 0 | 0 | 0 | 0 | 0 | 0 | 0 | 0 | 0 | 0 | 0 | 0 | 0 | 0 | 0 | 0 | 0 | 0 | 0 | 0 | 0 | 0 | 0 | 0 | 0 | 0 | 0 | 0 | 0 | 0 | 0 | 0 | 0 | 0 | 0 | 0 | 0 | 0 | 0 | 0 | 0 | 0 | 0 | 0 | 0 | 0 | 0 | 0 | 0 | 0 | 0 | 0 | 0 | 0 | 0 | 0 | 0 | 0 | 0 | 0 | 0 | 0 | 0 | 0 | 0 | 0 | 0 | 0 | 0 | 0 | 0 | 0 | 0 | 0 | 0 | 0 | 0 | 0 | 0 | 0 | 0 | 0 | 0 | 0 | 0 | 0 | 0 | 0 | 0 | 0 | 0 | 0 | 0 | 0 | 0 | 0 | 0 | 0 | 0 | 0 | 0 | 0 | 0 | 0 | 0 | 0 | 0 | 0 | 0 | 0 | 0 | 0 | 0 | 0 | 0 | 0 | 0 | 0 | 0 | 0 | 0 | 0 | 0 | 0 | 0 | 0 | 0 | 0 | 0 | 0 | 0 | 0 | 0 | 0 | 0 | 0 | 0 | 0 | 0 | 0 | 0 | 0 | 0 | 0 | 0 | 0 | 0 | 0 | 0 | 0 | 0 | 0 | 0 | 0
Total
EDB categories
0 | 0 | 0 | 0 | 0 | 0 | 0 | 0 | 0 | 0 | 0 | 0 | 0 | 0 | 0 | 0 | 0 | 0 | 0 | 0 | 0 | 0 | 0 | 0 | 0 | 0 | 0 | 0 | 0 | 0 | 0 | 0 | 0 | 0 | 0 | 0 | 0 | 0 | 0 | 0 | 0 | 0 | 0 | 0 | 0 | 0 | 0 | 0 | 0 | 0 | 0 | 0 | 0 | 0 | 0 | 0 | 0 | 0 | 0 | 0 | 0 | 0 | 0 | 0 | 0 | 0 | 0 | 0 | 0 | 0 | 0 | 0 | 0 | 0 | 0 | 0 | 0 | 0 | 0 | 0 | 0 | 0 | 0 | 0 | 0 | 0 | 0 | 0 | 0 | 0 | 0 | 0 | 0 | 0 | 0 | 0 | 0 | 0 | 0 | 0 | 0 | 0 | 0 | 0 | 0 | 0 | 0 | 0 | 0 | 0 | 0 | 0 | 0 | 0 | 0 | 0 | 0 | 0 | 0 | 0 | 0 | 0 | 0 | 0 | 0 | 0 | 0 | 0 | 0 | 0 | 0 | 0 | 0 | 0 | 0 | 0 | 0 | 0 | 0 | 0 | 0 | 0 | 0 | 0 | 0 | 0 | 0 | 0 | 0 | 0 | 0 | 0 | 0 | 0 | 0 | 0 | 0 | 0 | 0 | 0 | 0 | 0 | 0 | 0 | 0 | 0 | 0 | 0 | 0 | 0 | 0 | 0 | 0 | 0 | 0 | 0 | 0 | 0 | 0 | 0 | 0 | 0 | 0 | 0 | 0 | 0 | 0
0 | 0 | 0 | 0 | 0 | 0 | 0 | 0 | 0 | 0 | 0 | 0 | 0 | 0 | 0 | 0 | 0 | 0 | 0 | 0 | 0 | 0 | 0 | 0 | 0 | 0 | 0 | 0 | 0 | 0 | 0 | 0 | 0 | 0 | 0 | 0 | 0 | 0 | 0 | 0 | 0 | 0 | 0 | 0 | 0 | 0 | 0 | 0 | 0 | 0 | 0 | 0 | 0 | 0 | 0 | 0 | 0 | 0 | 0 | 0 | 0 | 0 | 0 | 0 | 0 | 0 | 0 | 0 | 0 | 0 | 0 | 0 | 0 | 0 | 0 | 0 | 0 | 0 | 0 | 0 | 0 | 0 | 0 | 0 | 0 | 0 | 0 | 0 | 0 | 0 | 0 | 0 | 0 | 0 | 0 | 0 | 0 | 0 | 0 | 0 | 0 | 0 | 0 | 0 | 0 | 0 | 0 | 0 | 0 | 0 | 0 | 0 | 0 | 0 | 0 | 0 | 0 | 0 | 0 | 0 | 0 | 0 | 0 | 0 | 0 | 0 | 0 | 0 | 0 | 0 | 0 | 0 | 0 | 0 | 0 | 0 | 0 | 0 | 0 | 0 | 0 | 0 | 0 | 0 | 0 | 0 | 0 | 0 | 0 | 0 | 0 | 0 | 0 | 0 | 0 | 0 | 0 | 0 | 0 | 0 | 0 | 0 | 0 | 0 | 0 | 0 | 0 | 0 | 0 | 0 | 0 | 0 | 0 | 0 | 0 | 0 | 0 | 0 | 0 | 0 | 0 | 0 | 0 | 0 | 0 | 0 | 0
0 | 0 | 0 | Poles | 0 | 0 | 0 | 0 | 0 | 0 | 0 | 0 | 0 | 0 | 0 | 0 | 0 | 0 | 0 | 0 | 0 | 0 | 0 | 0 | 0 | 0 | 0 | 0 | 0 | 0 | 0 | 0 | 0 | 0 | 0 | 0 | 0 | 0 | 0 | 0 | 0 | 0 | 0 | 0 | 0 | 0 | 0 | 0 | 0 | 0 | 0 | 0 | 0 | 0 | 0 | 0 | 0 | 0 | 0 | 0 | 0 | 0 | 0 | 0 | 0 | 0 | 0 | 0 | 0 | 0 | 0 | 0 | 0 | 0 | 0 | 0 | 0 | 0 | 0 | 0 | 0 | 0 | 0 | 0 | 0 | 0 | 0 | 0 | 0 | 0 | 0 | 0 | 0 | 0 | 0 | 0 | 0 | 0 | 0 | 0 | 0 | 0 | 0 | 0 | 0 | 0 | 0 | 0 | 0 | 0 | 0 | 0 | 0 | 0 | 0 | 0 | 0 | 0 | 0 | 0 | 0 | 0 | 0 | 0 | 0 | 0 | 0 | 0 | 0 | 0 | 0 | 0 | 0 | 0 | 0 | 0 | 0 | 0 | 0 | 0 | 0 | 0 | 0 | 0 | 0 | 0 | 0 | 0 | 0 | 0 | 0 | 0 | 0 | 0 | 0 | 0 | 0 | 0 | 0 | 0 | 0 | 0 | 0 | 0 | 0 | 0 | 0 | 0 | 0 | 0 | 0 | 0 | 0 | 0 | 0 | 0 | 0 | 0 | 0 | 0 | 0 | 0 | 0 | 0 | 0 | 0 | 0
1 | 0 | 0 | STAKING OF A WOODEN POLE | 25.3595 | 0 | 58 | 56 | 55 | 52 | 59 | 103 | 75 | 146 | 415 | 1660 | 1070 | 967 | 571 | 495 | 690 | 789 | 1495 | 1679 | 163 | 231 | 209 | 366 | 560 | 607 | 658 | 966 | 869 | 1061 | 698 | 512 | 802 | 847 | 1133 | 1309 | 1066 | 0 | 0 | 0 | 0 | 0 | 0 | 0 | 0 | 0 | 0 | 0 | 0 | 0 | 0 | 0 | 0 | 0 | 0 | 0 | 0 | 0 | 0 | 0 | 0 | 0 | 0 | 0 | 0 | 0 | 0 | 0 | 0 | 0 | 0 | 0 | 0 | 0 | 0 | 0 | 0 | 0 | 0 | 0 | 0 | 0 | 0 | 0 | 0 | 0 | 0 | 0 | 0 | 0 | 0 | 0 | 0 | 654.1901 | 631.6319 | 620.3527 | 586.5153 | 665.4693 | 1161.7514 | 845.9355 | 1646.7545 | 4680.8432 | 18723.3728 | 12068.6801 | 10906.9286 | 6440.3891 | 5583.1744 | 7782.6068 | 8899.2417 | 16862.3147 | 18937.6765 | 1838.4999 | 2605.4814 | 2357.3403 | 4128.1653 | 6316.3185 | 6846.4381 | 7421.6743 | 10895.6495 | 9801.5729 | 11967.1678 | 7872.8399 | 5774.9198 | 9045.8705 | 9553.4318 | 12779.2659 | 14764.3946 | 12023.5635 | 0 | 0 | 0 | 0 | 0 | 0 | 0 | 0 | 0 | 0 | 0 | 0 | 0 | 0 | 0 | 0 | 0 | 0 | 0 | 0 | 0 | 0 | 0 | 0 | 0 | 0 | 0 | 0 | 0 | 0 | 0 | 0 | 0 | 0 | 0 | 0 | 0 | 0 | 0 | 0 | 0 | 0 | 0 | 0 | 0 | 0 | 0 | 0 | 0 | 0 | 0 | 0 | 0 | 0 | 0
1 | 0 | 0 | ˂ = 1 kV; WOOD | 74.3441 | 21 | 16 | 28 | 71 | 137 | 68 | 181 | 234 | 857 | 496 | 918 | 400 | 130 | 29 | 35 | 105 | 136 | 150 | 198 | 298 | 768 | 446 | 594 | 463 | 420 | 469 | 322 | 1181 | 1115 | 1185 | 1484 | 1581 | 1788 | 1548 | 2581 | 2575 | 2241 | 3253 | 3156 | 3236 | 2378 | 2159 | 2705 | 3219 | 2581 | 3185 | 3538 | 1849 | 2259 | 1879 | 3695 | 2016 | 1846 | 1927 | 2523 | 2147 | 3214 | 1090 | 1233 | 1249 | 395 | 38 | 17 | 20 | 4 | 8 | 15 | 20 | 50 | 438 | 653 | 758 | 482 | 568 | 592 | 630 | 459 | 463 | 383 | 663 | 393 | 289 | 449 | 417 | 300 | 0 | 0 | 0 | 0 | 0 | 0 | 139.0173 | 105.918 | 185.3565 | 470.011 | 906.9226 | 450.1514 | 1198.1971 | 1549.0504 | 5673.2314 | 3283.4572 | 6077.0437 | 2647.9493 | 860.5835 | 191.9763 | 231.6956 | 695.0867 | 900.3028 | 992.981 | 1310.7349 | 1972.7222 | 5084.0627 | 2952.4635 | 3932.2048 | 3065.0013 | 2780.3468 | 3104.7206 | 2131.5992 | 7818.0704 | 7381.1587 | 7844.5499 | 9823.892 | 10466.0197 | 11836.3335 | 10247.5639 | 17085.893 | 17046.1738 | 14835.1361 | 21534.4479 | 20892.3202 | 21421.9101 | 15742.0587 | 14292.3065 | 17906.7573 | 21309.3722 | 17085.893 | 21084.2965 | 23421.1118 | 12240.1458 | 14954.2938 | 12438.742 | 24460.4319 | 13345.6646 | 12220.2861 | 12756.4959 | 16701.9404 | 14212.868 | 21276.2728 | 7215.6619 | 8162.3038 | 8268.2218 | 2614.85 | 251.5552 | 112.5378 | 132.3975 | 26.4795 | 52.959 | 99.2981 | 132.3975 | 330.9937 | 2899.5045 | 4322.7773 | 5017.864 | 3190.7789 | 3760.088 | 3918.965 | 4170.5202 | 3038.5219 | 3065.0013 | 2535.4115 | 4388.976 | 2601.6102 | 1913.1434 | 2972.3231 | 2760.4872 | 1985.962 | 0 | 0 | 0 | 0 | 0 | 0
1 | 0 | 0 | > 1 kV & < = 11 kV; WOOD | 68.599 | 0 | 0 | 0 | 3 | 3 | 3 | 9 | 0 | 0 | 0 | 0 | 2 | 0 | 0 | 0 | 4 | 2 | 0 | 2 | 7 | 0 | 0 | 4 | 10 | 23 | 11 | 20 | 15 | 11 | 5 | 18 | 33 | 13 | 17 | 9 | 22 | 7 | 18 | 9 | 12 | 9 | 3 | 11 | 30 | 5 | 16 | 4 | 3 | 19 | 20 | 20 | 4 | 8 | 7 | 15 | 33 | 6 | 0 | 9 | 0 | 3 | 8 | 3 | 2 | 2 | 6 | 10 | 5 | 7 | 13 | 5 | 10 | 7 | 10 | 7 | 2 | 7 | 10 | 19 | 12 | 0 | 0 | 0 | 0 | 0 | 0 | 0 | 0 | 0 | 0 | 0 | 0 | 0 | 0 | 19.1986 | 19.1986 | 19.1986 | 57.5959 | 0 | 0 | 0 | 0 | 12.7991 | 0 | 0 | 0 | 25.5982 | 12.7991 | 0 | 12.7991 | 44.7968 | 0 | 0 | 25.5982 | 63.9955 | 147.1896 | 70.395 | 127.9909 | 95.9932 | 70.395 | 31.9977 | 115.1918 | 211.185 | 83.1941 | 108.7923 | 57.5959 | 140.79 | 44.7968 | 115.1918 | 57.5959 | 76.7946 | 57.5959 | 19.1986 | 70.395 | 191.9864 | 31.9977 | 102.3927 | 25.5982 | 19.1986 | 121.5914 | 127.9909 | 127.9909 | 25.5982 | 51.1964 | 44.7968 | 95.9932 | 211.185 | 38.3973 | 0 | 57.5959 | 0 | 19.1986 | 51.1964 | 19.1986 | 12.7991 | 12.7991 | 38.3973 | 63.9955 | 31.9977 | 44.7968 | 83.1941 | 31.9977 | 63.9955 | 44.7968 | 63.9955 | 44.7968 | 12.7991 | 44.7968 | 63.9955 | 121.5914 | 76.7946 | 0 | 0 | 0 | 0 | 0 | 0 | 0 | 0 | 0 | 0 | 0
1 | 0 | 0 | ˃ 11 kV & < = 22 kV; WOOD | 70.2634 | 195 | 162 | 313 | 648 | 2577 | 1321 | 1677 | 588 | 337 | 84 | 220 | 266 | 236 | 182 | 240 | 665 | 1219 | 1165 | 1169 | 1001 | 1378 | 1815 | 846 | 3603 | 3660 | 3689 | 4065 | 4781 | 4826 | 5134 | 11431 | 11681 | 9833 | 8285 | 8127 | 7775 | 4992 | 3076 | 3564 | 3664 | 4057 | 5543 | 7223 | 7206 | 4653 | 2630 | 6981 | 7037 | 5227 | 5142 | 5583 | 4411 | 4591 | 1506 | 2785 | 1494 | 1606 | 589 | 111 | 540 | 157 | 171 | 122 | 164 | 356 | 1915 | 3292 | 3721 | 2103 | 2715 | 3196 | 2674 | 1821 | 1750 | 1615 | 1729 | 1199 | 1215 | 1568 | 1394 | 814 | 0 | 0 | 0 | 0 | 0 | 0 | 0 | 0 | 0 | 0 | 1295.208 | 1076.0189 | 2078.9748 | 4304.0757 | 17116.6713 | 8774.2037 | 11138.7884 | 3905.5502 | 2238.385 | 557.9357 | 1461.2603 | 1766.7965 | 1567.5337 | 1208.8608 | 1594.1021 | 4416.9912 | 8096.7103 | 7738.0373 | 7764.6057 | 6648.7342 | 9152.8029 | 12055.3971 | 5619.2099 | 23931.4578 | 24310.0571 | 24502.6777 | 27000.1044 | 31755.8423 | 32054.7364 | 34100.5008 | 75925.7547 | 77586.2777 | 65311.6915 | 55029.733 | 53980.2824 | 51642.266 | 33157.3237 | 20431.0753 | 23672.4162 | 24336.6254 | 26946.9676 | 36817.1165 | 47975.8312 | 47862.9156 | 30905.6545 | 17468.7022 | 46368.4449 | 46740.4021 | 34718.2154 | 34153.6375 | 37082.8002 | 29298.2682 | 30493.8448 | 10002.9907 | 18498.2265 | 9923.2856 | 10667.1999 | 3912.1922 | 737.2722 | 3586.7297 | 1042.8085 | 1135.7977 | 810.3352 | 1089.3031 | 2364.5848 | 12719.6064 | 21865.7672 | 24715.2247 | 13968.3197 | 18033.28 | 21228.1263 | 17760.9543 | 12095.2497 | 11623.6612 | 10726.9787 | 11484.1772 | 7963.8684 | 8070.1419 | 10414.8004 | 9259.0764 | 5406.663 | 0 | 0 | 0 | 0 | 0 | 0 | 0 | 0 | 0 | 0
1 | 0 | 0 | > 22 kV & < = 66 kV; WOOD | 73.1287 | 2 | 0 | 2 | 26 | 56 | 4 | 5 | 21 | 26 | 62 | 183 | 68 | 266 | 2 | 4 | 7 | 7 | 21 | 21 | 34 | 51 | 27 | 62 | 18 | 57 | 332 | 482 | 43 | 150 | 127 | 291 | 192 | 256 | 497 | 332 | 397 | 446 | 165 | 556 | 753 | 209 | 338 | 226 | 388 | 817 | 757 | 430 | 44 | 129 | 201 | 360 | 123 | 132 | 293 | 86 | 46 | 42 | 56 | 175 | 281 | 35 | 8 | 44 | 10 | 26 | 13 | 13 | 27 | 287 | 271 | 343 | 274 | 268 | 668 | 214 | 378 | 290 | 314 | 87 | 343 | 292 | 463 | 208 | 45 | 0 | 0 | 0 | 0 | 0 | 0 | 0 | 16.6243 | 0 | 16.6243 | 216.1155 | 465.4795 | 33.2485 | 41.5607 | 174.5548 | 216.1155 | 515.3523 | 1521.1204 | 565.2251 | 2211.0275 | 16.6243 | 33.2485 | 58.1849 | 58.1849 | 174.5548 | 174.5548 | 282.6125 | 423.9188 | 224.4276 | 515.3523 | 149.6184 | 473.7916 | 2759.6283 | 4006.4483 | 357.4217 | 1246.82 | 1055.6409 | 2418.8308 | 1595.9296 | 2127.9061 | 4131.1303 | 2759.6283 | 3299.9169 | 3707.2115 | 1371.502 | 4621.5461 | 6259.0364 | 1737.2359 | 2809.5011 | 1878.5421 | 3225.1077 | 6791.0129 | 6292.2849 | 3574.2173 | 365.7339 | 1072.2652 | 1670.7388 | 2992.368 | 1022.3924 | 1097.2016 | 2435.4551 | 714.8435 | 382.3581 | 349.1096 | 465.4795 | 1454.6233 | 2335.7095 | 290.9247 | 66.4971 | 365.7339 | 83.1213 | 216.1155 | 108.0577 | 108.0577 | 224.4276 | 2385.5823 | 2252.5881 | 2851.0617 | 2277.5245 | 2227.6517 | 5552.5051 | 1778.7965 | 3141.9864 | 2410.5187 | 2610.0099 | 723.1556 | 2851.0617 | 2427.1429 | 3848.5177 | 1728.9237 | 374.046 | 0 | 0 | 0 | 0 | 0 | 0 | 0
1 | 0 | 0 | ˂ = 1 kV; CONCRETE | 54.6572 | 4 | 0 | 0 | 0 | 0 | 0 | 0 | 0 | 0 | 3 | 0 | 0 | 0 | 2 | 0 | 0 | 0 | 0 | 0 | 2 | 3 | 3 | 2 | 201 | 381 | 77 | 69 | 251 | 401 | 795 | 6 | 744 | 635 | 96 | 653 | 788 | 1500 | 1401 | 1523 | 2158 | 1985 | 1175 | 880 | 1310 | 1498 | 776 | 532 | 129 | 346 | 228 | 81 | 16 | 7 | 2 | 3 | 8 | 85 | 247 | 440 | 158 | 258 | 277 | 244 | 302 | 355 | 235 | 0 | 0 | 0 | 0 | 0 | 0 | 0 | 0 | 0 | 0 | 0 | 0 | 0 | 0 | 0 | 0 | 0 | 0 | 0 | 0 | 0 | 0 | 0 | 0 | 0 | 70.7345 | 0 | 0 | 0 | 0 | 0 | 0 | 0 | 0 | 53.0509 | 0 | 0 | 0 | 35.3673 | 0 | 0 | 0 | 0 | 0 | 35.3673 | 53.0509 | 53.0509 | 35.3673 | 3554.4098 | 6737.4634 | 1361.6396 | 1220.1705 | 4438.5914 | 7091.1361 | 14058.4867 | 106.1018 | 13156.6215 | 11229.1057 | 1697.6286 | 11547.4111 | 13934.7013 | 26525.4466 | 24774.7671 | 26932.1701 | 38161.2759 | 35102.0077 | 20778.2665 | 15561.5953 | 23165.5567 | 26490.0794 | 13722.4977 | 9407.6917 | 2281.1884 | 6118.5364 | 4031.8679 | 1432.3741 | 282.9381 | 123.7854 | 35.3673 | 53.0509 | 141.469 | 1503.1086 | 4367.8569 | 7780.7977 | 2794.0137 | 4562.3768 | 4898.3658 | 4314.806 | 5340.4566 | 6277.689 | 4155.6533 | 0 | 0 | 0 | 0 | 0 | 0 | 0 | 0 | 0 | 0 | 0 | 0 | 0 | 0 | 0 | 0 | 0 | 0 | 0 | 0 | 0 | 0 | 0 | 0 | 0
1 | 0 | 0 | > 1 kV & < = 11 kV; CONCRETE | 38.9 | 0 | 0 | 0 | 0 | 0 | 0 | 0 | 0 | 0 | 0 | 0 | 0 | 0 | 1 | 0 | 0 | 0 | 2 | 3 | 6 | 2 | 1 | 1 | 3 | 2 | 4 | 3 | 3 | 3 | 3 | 5 | 4 | 6 | 11 | 0 | 0 | 0 | 0 | 0 | 0 | 0 | 0 | 0 | 0 | 0 | 0 | 0 | 2 | 0 | 0 | 0 | 0 | 0 | 0 | 0 | 0 | 0 | 0 | 0 | 0 | 0 | 0 | 0 | 0 | 0 | 0 | 0 | 0 | 0 | 0 | 0 | 0 | 0 | 0 | 0 | 0 | 0 | 0 | 0 | 0 | 0 | 0 | 0 | 0 | 0 | 0 | 0 | 0 | 0 | 0 | 0 | 0 | 0 | 0 | 0 | 0 | 0 | 0 | 0 | 0 | 0 | 0 | 0 | 0 | 17.2423 | 0 | 0 | 0 | 34.4847 | 51.727 | 103.454 | 34.4847 | 17.2423 | 17.2423 | 51.727 | 34.4847 | 68.9694 | 51.727 | 51.727 | 51.727 | 51.727 | 86.2117 | 68.9694 | 103.454 | 189.6657 | 0 | 0 | 0 | 0 | 0 | 0 | 0 | 0 | 0 | 0 | 0 | 0 | 0 | 34.4847 | 0 | 0 | 0 | 0 | 0 | 0 | 0 | 0 | 0 | 0 | 0 | 0 | 0 | 0 | 0 | 0 | 0 | 0 | 0 | 0 | 0 | 0 | 0 | 0 | 0 | 0 | 0 | 0 | 0 | 0 | 0 | 0 | 0 | 0 | 0 | 0 | 0 | 0 | 0 | 0 | 0 | 0 | 0
1 | 0 | 0 | ˃ 11 kV & < = 22 kV; CONCRETE | 48.6143 | 2 | 0 | 0 | 4 | 2 | 0 | 2 | 2 | 0 | 4 | 0 | 0 | 0 | 0 | 0 | 9 | 2 | 34 | 103 | 9 | 82 | 267 | 681 | 1306 | 11 | 2015 | 2371 | 728 | 2134 | 4917 | 5248 | 4676 | 5533 | 7402 | 6374 | 5934 | 3422 | 3597 | 4479 | 3133 | 2152 | 1732 | 2019 | 1428 | 619 | 39 | 15 | 6 | 2 | 11 | 443 | 1479 | 2479 | 1070 | 1421 | 1519 | 1252 | 1555 | 1961 | 1065 | 0 | 0 | 0 | 0 | 0 | 0 | 0 | 0 | 0 | 0 | 0 | 0 | 0 | 0 | 0 | 0 | 0 | 0 | 0 | 0 | 0 | 0 | 0 | 0 | 0 | 0 | 0 | 0 | 0 | 0 | 0 | 34.4847 | 0 | 0 | 68.9694 | 34.4847 | 0 | 34.4847 | 34.4847 | 0 | 68.9694 | 0 | 0 | 0 | 0 | 0 | 155.1811 | 34.4847 | 586.2396 | 1775.961 | 155.1811 | 1413.8719 | 4603.7048 | 11742.0335 | 22518.496 | 189.6657 | 34743.315 | 40881.588 | 12552.4235 | 36795.1534 | 84780.5855 | 90487.8 | 80625.1816 | 95401.8669 | 127627.8003 | 109902.6748 | 102316.0453 | 59003.2873 | 62020.6968 | 77228.4406 | 54020.2511 | 37105.5156 | 29863.7328 | 34812.2844 | 24622.0614 | 10673.0084 | 672.4513 | 258.6351 | 103.454 | 34.4847 | 189.6657 | 7638.3566 | 25501.4208 | 42743.7607 | 18449.3037 | 24501.3651 | 26191.1144 | 21587.4096 | 26811.8386 | 33812.2286 | 18363.092 | 0 | 0 | 0 | 0 | 0 | 0 | 0 | 0 | 0 | 0 | 0 | 0 | 0 | 0 | 0 | 0 | 0 | 0 | 0 | 0 | 0 | 0 | 0 | 0 | 0 | 0 | 0 | 0 | 0 | 0 | 0
1 | 0 | 0 | > 22 kV & < = 66 kV; CONCRETE | 52.117 | 0 | 0 | 0 | 0 | 0 | 0 | 0 | 0 | 0 | 0 | 0 | 0 | 0 | 0 | 0 | 0 | 2 | 0 | 3 | 0 | 26 | 19 | 7 | 0 | 40 | 234 | 545 | 26 | 721 | 866 | 503 | 688 | 1013 | 285 | 301 | 467 | 372 | 584 | 272 | 59 | 109 | 144 | 368 | 168 | 44 | 66 | 22 | 19 | 12 | 2 | 3 | 6 | 132 | 113 | 31 | 233 | 208 | 283 | 489 | 186 | 337 | 30 | 33 | 0 | 0 | 0 | 0 | 0 | 0 | 0 | 0 | 0 | 0 | 0 | 0 | 0 | 0 | 0 | 0 | 0 | 0 | 0 | 0 | 0 | 0 | 0 | 0 | 0 | 0 | 0 | 0 | 0 | 0 | 0 | 0 | 0 | 0 | 0 | 0 | 0 | 0 | 0 | 0 | 0 | 0 | 0 | 0 | 47.146 | 0 | 70.719 | 0 | 612.8982 | 447.8871 | 165.011 | 0 | 942.9202 | 5516.0834 | 12847.2883 | 612.8982 | 16996.1374 | 20414.2233 | 11857.2221 | 16218.2282 | 23879.4552 | 6718.3067 | 7095.4748 | 11008.5938 | 8769.1583 | 13766.6356 | 6411.8577 | 1390.8074 | 2569.4577 | 3394.5129 | 8674.8662 | 3960.265 | 1037.2123 | 1555.8184 | 518.6061 | 447.8871 | 282.8761 | 47.146 | 70.719 | 141.438 | 3111.6368 | 2663.7497 | 730.7632 | 5492.5104 | 4903.1853 | 6671.1607 | 11527.2 | 4384.5791 | 7944.1031 | 707.1902 | 777.9092 | 0 | 0 | 0 | 0 | 0 | 0 | 0 | 0 | 0 | 0 | 0 | 0 | 0 | 0 | 0 | 0 | 0 | 0 | 0 | 0 | 0 | 0 | 0 | 0 | 0 | 0 | 0 | 0
1 | 0 | 0 | ˂ = 1 kV; STEEL | 58.5261 | 3 | 0 | 0 | 0 | 0 | 0 | 0 | 0 | 0 | 0 | 3 | 4 | 0 | 0 | 3 | 13 | 25 | 0 | 0 | 0 | 29 | 0 | 0 | 3 | 0 | 4 | 0 | 4 | 21 | 0 | 0 | 3 | 0 | 0 | 0 | 6 | 0 | 0 | 3 | 0 | 5 | 11 | 12 | 11 | 6 | 6 | 3 | 0 | 4 | 7 | 3 | 3 | 6 | 4 | 85 | 39 | 4 | 7 | 7 | 4 | 8 | 7 | 4 | 8 | 68 | 35 | 3 | 6 | 11 | 0 | 0 | 0 | 0 | 0 | 0 | 0 | 0 | 0 | 0 | 0 | 0 | 0 | 0 | 0 | 0 | 0 | 0 | 0 | 0 | 0 | 0 | 32.8057 | 0 | 0 | 0 | 0 | 0 | 0 | 0 | 0 | 0 | 32.8057 | 43.741 | 0 | 0 | 32.8057 | 142.1582 | 273.3811 | 0 | 0 | 0 | 317.1221 | 0 | 0 | 32.8057 | 0 | 43.741 | 0 | 43.741 | 229.6401 | 0 | 0 | 32.8057 | 0 | 0 | 0 | 65.6115 | 0 | 0 | 32.8057 | 0 | 54.6762 | 120.2877 | 131.2229 | 120.2877 | 65.6115 | 65.6115 | 32.8057 | 0 | 43.741 | 76.5467 | 32.8057 | 32.8057 | 65.6115 | 43.741 | 929.4957 | 426.4745 | 43.741 | 76.5467 | 76.5467 | 43.741 | 87.4819 | 76.5467 | 43.741 | 87.4819 | 743.5966 | 382.7335 | 32.8057 | 65.6115 | 120.2877 | 0 | 0 | 0 | 0 | 0 | 0 | 0 | 0 | 0 | 0 | 0 | 0 | 0 | 0 | 0 | 0 | 0 | 0 | 0 | 0 | 0 | 0
1 | 0 | 0 | ˃ 11 kV & < = 22 kV; STEEL | 38.9 | 14 | 0 | 0 | 0 | 0 | 5 | 98 | 28 | 97 | 2 | 0 | 135 | 0 | 3 | 1 | 4 | 0 | 0 | 2 | 0 | 2 | 3 | 0 | 1 | 5 | 4 | 0 | 5 | 0 | 0 | 0 | 0 | 0 | 0 | 2 | 0 | 0 | 2 | 0 | 0 | 0 | 2 | 11 | 3 | 2 | 0 | 0 | 2 | 0 | 0 | 0 | 0 | 0 | 0 | 0 | 0 | 0 | 0 | 0 | 0 | 0 | 0 | 0 | 0 | 0 | 0 | 0 | 0 | 0 | 0 | 0 | 0 | 0 | 0 | 0 | 0 | 0 | 0 | 0 | 0 | 0 | 0 | 0 | 0 | 0 | 0 | 0 | 0 | 0 | 0 | 0 | 241.3928 | 0 | 0 | 0 | 0 | 86.2117 | 1689.7493 | 482.7855 | 1672.507 | 34.4847 | 0 | 2327.7159 | 0 | 51.727 | 17.2423 | 68.9694 | 0 | 0 | 34.4847 | 0 | 34.4847 | 51.727 | 0 | 17.2423 | 86.2117 | 68.9694 | 0 | 86.2117 | 0 | 0 | 0 | 0 | 0 | 0 | 34.4847 | 0 | 0 | 34.4847 | 0 | 0 | 0 | 34.4847 | 189.6657 | 51.727 | 34.4847 | 0 | 0 | 34.4847 | 0 | 0 | 0 | 0 | 0 | 0 | 0 | 0 | 0 | 0 | 0 | 0 | 0 | 0 | 0 | 0 | 0 | 0 | 0 | 0 | 0 | 0 | 0 | 0 | 0 | 0 | 0 | 0 | 0 | 0 | 0 | 0 | 0 | 0 | 0 | 0 | 0 | 0 | 0 | 0 | 0 | 0 | 0
1 | 0 | 0 | > 22 kV & < = 66 kV; STEEL | 38.9 | 12 | 17 | 0 | 0 | 0 | 6 | 0 | 0 | 2 | 30 | 0 | 4 | 0 | 0 | 0 | 3 | 0 | 0 | 0 | 0 | 4 | 0 | 0 | 0 | 0 | 0 | 0 | 0 | 0 | 0 | 0 | 0 | 0 | 3 | 4 | 0 | 3 | 0 | 0 | 0 | 0 | 0 | 0 | 0 | 9 | 0 | 0 | 0 | 0 | 0 | 0 | 0 | 0 | 0 | 0 | 0 | 0 | 0 | 0 | 0 | 0 | 0 | 0 | 0 | 0 | 0 | 0 | 0 | 0 | 0 | 0 | 0 | 0 | 0 | 0 | 0 | 0 | 0 | 0 | 0 | 0 | 0 | 0 | 0 | 0 | 0 | 0 | 0 | 0 | 0 | 0 | 282.8761 | 400.7411 | 0 | 0 | 0 | 141.438 | 0 | 0 | 47.146 | 707.1902 | 0 | 94.292 | 0 | 0 | 0 | 70.719 | 0 | 0 | 0 | 0 | 94.292 | 0 | 0 | 0 | 0 | 0 | 0 | 0 | 0 | 0 | 0 | 0 | 0 | 70.719 | 94.292 | 0 | 70.719 | 0 | 0 | 0 | 0 | 0 | 0 | 0 | 212.1571 | 0 | 0 | 0 | 0 | 0 | 0 | 0 | 0 | 0 | 0 | 0 | 0 | 0 | 0 | 0 | 0 | 0 | 0 | 0 | 0 | 0 | 0 | 0 | 0 | 0 | 0 | 0 | 0 | 0 | 0 | 0 | 0 | 0 | 0 | 0 | 0 | 0 | 0 | 0 | 0 | 0 | 0 | 0 | 0 | 0 | 0
1 | 0 | 0 | STAY POLES (AERIAL GUYS) | 77.9423 | 0 | 0 | 0 | 0 | 2 | 0 | 2 | 0 | 9 | 4 | 9 | 6 | 40 | 17 | 46 | 25 | 8 | 3 | 2 | 4 | 6 | 6 | 7 | 14 | 35 | 35 | 50 | 25 | 21 | 22 | 24 | 57 | 18 | 34 | 50 | 67 | 53 | 45 | 76 | 90 | 71 | 123 | 156 | 110 | 77 | 67 | 104 | 83 | 73 | 116 | 118 | 92 | 97 | 65 | 155 | 90 | 53 | 98 | 104 | 107 | 132 | 83 | 119 | 110 | 63 | 32 | 41 | 70 | 38 | 9 | 7 | 15 | 13 | 18 | 41 | 42 | 21 | 26 | 39 | 33 | 36 | 39 | 28 | 53 | 40 | 27 | 28 | 31 | 24 | 0 | 0 | 0 | 0 | 0 | 0 | 22.3489 | 0 | 22.3489 | 0 | 100.5698 | 44.6977 | 100.5698 | 67.0466 | 446.9771 | 189.9652 | 514.0236 | 279.3607 | 89.3954 | 33.5233 | 22.3489 | 44.6977 | 67.0466 | 67.0466 | 78.221 | 156.442 | 391.1049 | 391.1049 | 558.7213 | 279.3607 | 234.663 | 245.8374 | 268.1862 | 636.9423 | 201.1397 | 379.9305 | 558.7213 | 748.6866 | 592.2446 | 502.8492 | 849.2564 | 1005.6984 | 793.3843 | 1374.4544 | 1743.2105 | 1229.1869 | 860.4308 | 748.6866 | 1162.1403 | 927.4774 | 815.7331 | 1296.2335 | 1318.5823 | 1028.0472 | 1083.9194 | 726.3377 | 1732.0361 | 1005.6984 | 592.2446 | 1095.0938 | 1162.1403 | 1195.6636 | 1475.0243 | 927.4774 | 1329.7567 | 1229.1869 | 703.9889 | 357.5816 | 458.1515 | 782.2098 | 424.6282 | 100.5698 | 78.221 | 167.6164 | 145.2675 | 201.1397 | 458.1515 | 469.3259 | 234.663 | 290.5351 | 435.8026 | 368.7561 | 402.2793 | 435.8026 | 312.8839 | 592.2446 | 446.9771 | 301.7095 | 312.8839 | 346.4072 | 268.1862 | 0 | 0
0 | 0 | 0 | 0 | 0 | 0 | 0 | 0 | 0 | 0 | 0 | 0 | 0 | 0 | 0 | 0 | 0 | 0 | 0 | 0 | 0 | 0 | 0 | 0 | 0 | 0 | 0 | 0 | 0 | 0 | 0 | 0 | 0 | 0 | 0 | 0 | 0 | 0 | 0 | 0 | 0 | 0 | 0 | 0 | 0 | 0 | 0 | 0 | 0 | 0 | 0 | 0 | 0 | 0 | 0 | 0 | 0 | 0 | 0 | 0 | 0 | 0 | 0 | 0 | 0 | 0 | 0 | 0 | 0 | 0 | 0 | 0 | 0 | 0 | 0 | 0 | 0 | 0 | 0 | 0 | 0 | 0 | 0 | 0 | 0 | 0 | 0 | 0 | 0 | 0 | 0 | 0 | 0 | 0 | 0 | 0 | 0 | 0 | 0 | 0 | 0 | 0 | 0 | 0 | 0 | 0 | 0 | 0 | 0 | 0 | 0 | 0 | 0 | 0 | 0 | 0 | 0 | 0 | 0 | 0 | 0 | 0 | 0 | 0 | 0 | 0 | 0 | 0 | 0 | 0 | 0 | 0 | 0 | 0 | 0 | 0 | 0 | 0 | 0 | 0 | 0 | 0 | 0 | 0 | 0 | 0 | 0 | 0 | 0 | 0 | 0 | 0 | 0 | 0 | 0 | 0 | 0 | 0 | 0 | 0 | 0 | 0 | 0 | 0 | 0 | 0 | 0 | 0 | 0 | 0 | 0 | 0 | 0 | 0 | 0 | 0 | 0 | 0 | 0 | 0 | 0 | 0 | 0 | 0 | 0 | 0 | 0
0 | 0 | 0 | Overhead Conductors | 0 | 0 | 0 | 0 | 0 | 0 | 0 | 0 | 0 | 0 | 0 | 0 | 0 | 0 | 0 | 0 | 0 | 0 | 0 | 0 | 0 | 0 | 0 | 0 | 0 | 0 | 0 | 0 | 0 | 0 | 0 | 0 | 0 | 0 | 0 | 0 | 0 | 0 | 0 | 0 | 0 | 0 | 0 | 0 | 0 | 0 | 0 | 0 | 0 | 0 | 0 | 0 | 0 | 0 | 0 | 0 | 0 | 0 | 0 | 0 | 0 | 0 | 0 | 0 | 0 | 0 | 0 | 0 | 0 | 0 | 0 | 0 | 0 | 0 | 0 | 0 | 0 | 0 | 0 | 0 | 0 | 0 | 0 | 0 | 0 | 0 | 0 | 0 | 0 | 0 | 0 | 0 | 0 | 0 | 0 | 0 | 0 | 0 | 0 | 0 | 0 | 0 | 0 | 0 | 0 | 0 | 0 | 0 | 0 | 0 | 0 | 0 | 0 | 0 | 0 | 0 | 0 | 0 | 0 | 0 | 0 | 0 | 0 | 0 | 0 | 0 | 0 | 0 | 0 | 0 | 0 | 0 | 0 | 0 | 0 | 0 | 0 | 0 | 0 | 0 | 0 | 0 | 0 | 0 | 0 | 0 | 0 | 0 | 0 | 0 | 0 | 0 | 0 | 0 | 0 | 0 | 0 | 0 | 0 | 0 | 0 | 0 | 0 | 0 | 0 | 0 | 0 | 0 | 0 | 0 | 0 | 0 | 0 | 0 | 0 | 0 | 0 | 0 | 0 | 0 | 0 | 0 | 0
2 | 0 | 0 | ˂ = 1 kV | 87.1414 | 0 | 0 | 0 | 0 | 0 | 0 | 0 | 0 | 0 | 0 | 0 | 0 | 0 | 1.9 | 1.3 | 2.2 | 3.6 | 7.2 | 0 | 11.5 | 14.8 | 44.7 | 28.9 | 40.4 | 26.8 | 6.8 | 2.4 | 2.8 | 3.4 | 6.7 | 8.3 | 11.4 | 21.8 | 54.9 | 36.5 | 45.6 | 35.6 | 26.6 | 36.3 | 22.5 | 95.4 | 88.4 | 102.4 | 128 | 137.6 | 155.1 | 134.9 | 226.9 | 229.3 | 196.2 | 290.1 | 276.7 | 285 | 206 | 192.5 | 257.3 | 315.6 | 232.7 | 287.1 | 333.6 | 196 | 267.3 | 165.5 | 383.3 | 227.9 | 165.2 | 221.4 | 280.2 | 311.1 | 397.6 | 226.6 | 290.2 | 275.5 | 134 | 78 | 113 | 129.9 | 66.6 | 45.2 | 12.8 | 30.7 | 23.1 | 50.5 | 61.9 | 68.1 | 42.4 | 49.9 | 51 | 61.2 | 60.5 | 67.1 | 0 | 0 | 0 | 0 | 0 | 0 | 0 | 0 | 0 | 0 | 0 | 0 | 0 | 157.6276 | 107.8504 | 182.5161 | 298.6628 | 597.3256 | 0 | 954.0617 | 1227.8359 | 3708.3962 | 2397.5985 | 3351.6601 | 2223.3785 | 564.1408 | 199.1085 | 232.2933 | 282.0704 | 555.8446 | 688.5836 | 945.7655 | 1808.5691 | 4554.6074 | 3028.1088 | 3783.0619 | 2953.4431 | 2206.7861 | 3011.5164 | 1866.6424 | 7914.5638 | 7333.8306 | 8495.297 | 10619.1212 | 11415.5553 | 12867.3883 | 11191.5582 | 18824.0515 | 19023.1601 | 16277.1217 | 24067.2426 | 22955.5534 | 23644.137 | 17090.1482 | 15970.1627 | 21346.0928 | 26182.7707 | 19305.2305 | 23818.357 | 27676.0846 | 16260.5293 | 22175.7117 | 13730.1918 | 31799.2902 | 18907.0134 | 13705.3033 | 18367.7612 | 23245.92 | 25809.4422 | 32985.6452 | 18799.163 | 24075.5388 | 22855.9991 | 11116.8925 | 6471.027 | 9374.6929 | 10776.7488 | 5525.2615 | 3749.8772 | 1061.9121 | 2546.9298 | 1916.4195 | 4189.5752 | 5135.3406 | 5649.7043 | 3517.5839 | 4139.798 | 4231.0561 | 5077.2673 | 5019.194 | 5566.7424
2 | 0 | 0 | > 1 kV & < = 11 kV | 40.9 | 9.2 | 1.9 | 1.9 | 1.6 | 1.4 | 1.4 | 1.3 | 0.9 | 0.6 | 0.7 | 0.7 | 0.7 | 0.9 | 1.2 | 1.2 | 0.9 | 0.4 | 1.4 | 1.4 | 0.9 | 1.1 | 1.6 | 1.5 | 1.4 | 1.1 | 1.5 | 1.2 | 1.1 | 0.6 | 0.6 | 0.8 | 0.5 | 0.4 | 0.3 | 0.3 | 0.3 | 0.4 | 0.5 | 0.6 | 0.4 | 0.5 | 0.5 | 0.5 | 0.5 | 0.6 | 0.4 | 0.4 | 0.4 | 0.4 | 0.2 | 2 | 0.1 | 0 | 0 | 0 | 0 | 0 | 0 | 0 | 0 | 0 | 0 | 0 | 0 | 0 | 0 | 0 | 0 | 0 | 0 | 0 | 0 | 0 | 0 | 0 | 0 | 0 | 0 | 0 | 0 | 0 | 0 | 0 | 0 | 0 | 0 | 0 | 0 | 0 | 0 | 0 | 491.7301 | 101.553 | 101.553 | 85.5183 | 74.8285 | 74.8285 | 69.4836 | 48.104 | 32.0694 | 37.4142 | 37.4142 | 37.4142 | 48.104 | 64.1387 | 64.1387 | 48.104 | 21.3796 | 74.8285 | 74.8285 | 48.104 | 58.7938 | 85.5183 | 80.1734 | 74.8285 | 58.7938 | 80.1734 | 64.1387 | 58.7938 | 32.0694 | 32.0694 | 42.7591 | 26.7245 | 21.3796 | 16.0347 | 16.0347 | 16.0347 | 21.3796 | 26.7245 | 32.0694 | 21.3796 | 26.7245 | 26.7245 | 26.7245 | 26.7245 | 32.0694 | 21.3796 | 21.3796 | 21.3796 | 21.3796 | 10.6898 | 106.8979 | 5.3449 | 0 | 0 | 0 | 0 | 0 | 0 | 0 | 0 | 0 | 0 | 0 | 0 | 0 | 0 | 0 | 0 | 0 | 0 | 0 | 0 | 0 | 0 | 0 | 0 | 0 | 0 | 0 | 0 | 0 | 0 | 0 | 0 | 0 | 0 | 0 | 0 | 0 | 0 | 0
2 | 0 | 0 | ˃ 11 kV & < = 22 kV ; SWER | 89.1152 | 0 | 0 | 0 | 0 | 0 | 0 | 0 | 0 | 0 | 0 | 0 | 0 | 0 | 0 | 0 | 3.4 | 1.8 | 3.9 | 10.5 | 17.3 | 11.8 | 24.7 | 34.3 | 128.1 | 81.7 | 118.7 | 63.5 | 12 | 5.3 | 5.3 | 13.4 | 20.8 | 24.4 | 31.2 | 50.1 | 124.5 | 88.4 | 103.7 | 86.4 | 66.3 | 87.9 | 57 | 221.9 | 206.4 | 237.6 | 294.8 | 312.2 | 346.5 | 303.7 | 509.6 | 514.9 | 440.8 | 651.2 | 618.7 | 637.4 | 460.5 | 430.4 | 575.3 | 710.3 | 520.4 | 642 | 743.1 | 438.2 | 597.6 | 367.5 | 861.9 | 509.6 | 374.2 | 500 | 631.6 | 696.2 | 898.9 | 507.2 | 649.4 | 625.6 | 300 | 174.6 | 252.8 | 290.7 | 149.1 | 101.1 | 28.6 | 68.7 | 51.7 | 113.1 | 138.6 | 152.5 | 94.9 | 111.7 | 114.2 | 136.9 | 0 | 0 | 0 | 0 | 0 | 0 | 0 | 0 | 0 | 0 | 0 | 0 | 0 | 0 | 0 | 48.9133 | 25.8953 | 56.1064 | 151.0557 | 248.8822 | 169.7578 | 355.3405 | 493.4485 | 1842.8791 | 1175.3569 | 1707.6483 | 913.5271 | 172.635 | 76.2471 | 76.2471 | 192.7758 | 299.2341 | 351.0246 | 448.8511 | 720.7513 | 1791.0886 | 1271.7448 | 1491.8545 | 1242.9723 | 953.8086 | 1264.5517 | 820.0165 | 3192.3097 | 2969.3228 | 3418.1739 | 4241.0676 | 4491.3885 | 4984.837 | 4369.1053 | 7331.235 | 7407.4821 | 6341.4607 | 9368.3285 | 8900.7753 | 9169.7982 | 6624.8699 | 6191.8437 | 8276.4119 | 10218.5561 | 7486.6065 | 9235.975 | 10690.4253 | 6304.0564 | 8597.2253 | 5286.9483 | 12399.5122 | 7331.235 | 5383.3362 | 7193.1269 | 9086.3579 | 10015.7099 | 12931.8036 | 7296.708 | 9342.4333 | 9000.0404 | 4315.8762 | 2511.8399 | 3636.845 | 4182.084 | 2144.9905 | 1454.4503 | 411.4469 | 988.3356 | 743.7693 | 1627.0853 | 1993.9348 | 2193.9037 | 1365.2555 | 1606.9446 | 1642.9102 | 1969.4782
2 | 0 | 0 | ˃ 11 kV & < = 22 kV ; MULTIPLE-PHASE | 82.166 | 0 | 0 | 0 | 0 | 0 | 0 | 0 | 0 | 0.6 | 0.5 | 2.7 | 5.4 | 6.2 | 6.3 | 33.3 | 63.8 | 189.6 | 111.6 | 136 | 57.9 | 29.4 | 5.5 | 20.6 | 19.3 | 14 | 16.5 | 17.2 | 56.1 | 89.7 | 104.9 | 106.5 | 80.3 | 121 | 171.9 | 77.8 | 371.3 | 406.4 | 414 | 455.6 | 517.1 | 534.9 | 569.6 | 1269.9 | 1293.9 | 1098.8 | 923.8 | 898.8 | 866.3 | 547 | 361.8 | 399.1 | 428.6 | 446.9 | 619.6 | 830 | 862.2 | 651.6 | 286.4 | 970.5 | 1015 | 643.8 | 768.9 | 1119.4 | 1032.7 | 997.9 | 757 | 1094.3 | 841.6 | 810.4 | 433.7 | 396.4 | 538 | 351.9 | 249 | 199.3 | 233 | 187.6 | 274.9 | 388.3 | 404.9 | 302.9 | 377.4 | 362.3 | 338 | 355.1 | 405.5 | 273.4 | 316 | 287.6 | 292.5 | 158.8 | 0 | 0 | 0 | 0 | 0 | 0 | 0 | 0 | 32.0694 | 26.7245 | 144.3121 | 288.6242 | 331.3834 | 336.7282 | 1779.8493 | 3410.0416 | 10133.9167 | 5964.9003 | 7269.0542 | 3094.6929 | 1571.3985 | 293.9691 | 1101.0479 | 1031.5643 | 748.285 | 881.9073 | 919.3216 | 2998.4849 | 4794.3688 | 5606.7925 | 5692.3108 | 4291.9489 | 6467.3203 | 9187.8707 | 4158.3266 | 19845.5869 | 21721.6443 | 22127.8561 | 24351.3315 | 27638.4406 | 28589.8315 | 30444.5093 | 67874.7935 | 69157.5677 | 58729.6819 | 49376.1195 | 48039.8963 | 46302.8062 | 29236.5635 | 19337.8221 | 21331.4671 | 22908.2105 | 23886.3259 | 33116.9557 | 44362.6101 | 46083.6656 | 34827.3214 | 15307.7729 | 51872.1845 | 54250.6618 | 34410.4197 | 41096.8806 | 59830.7298 | 55196.7078 | 53336.6851 | 40460.8384 | 58489.1617 | 44982.6177 | 43315.0111 | 23180.8 | 21187.155 | 28755.5232 | 18808.6777 | 13308.783 | 10652.3713 | 12453.6002 | 10027.0189 | 14693.1103 | 20754.2187 | 21641.4709 | 16189.6802 | 20171.6254 | 19364.5466 | 18065.7376 | 18979.7143 | 21673.5402 | 14612.9369 | 16889.8612 | 15371.9116 | 15633.8114 | 8487.6897
2 | 0 | 0 | > 22 kV & < = 66 kV | 90.2864 | 0 | 0 | 0 | 0 | 0 | 0 | 0 | 0 | 0 | 0 | 0 | 0 | 0 | 0 | 0 | 0 | 0 | 0 | 0 | 0.1 | 0.2 | 0.4 | 0.4 | 0.5 | 0.5 | 0.8 | 1.9 | 13.6 | 4.8 | 21.5 | 0 | 0.4 | 0.8 | 0.5 | 2.5 | 1.8 | 4.4 | 4 | 2.8 | 8.5 | 2.4 | 8.6 | 36.8 | 61.4 | 3.7 | 16.5 | 13 | 35.4 | 23.8 | 29.4 | 59.2 | 37.8 | 47.3 | 52.7 | 17.4 | 66.6 | 89.2 | 24.3 | 42.8 | 28.3 | 53.1 | 96.7 | 96.2 | 77.8 | 68.6 | 16.8 | 108.1 | 146.3 | 75.3 | 95.9 | 155.9 | 44.8 | 42.3 | 60.2 | 52.9 | 91.1 | 68.7 | 12.1 | 14.1 | 25 | 45.4 | 22.4 | 7 | 9.4 | 5.6 | 39.1 | 29.5 | 76.2 | 37.4 | 37.5 | 123.2 | 0 | 0 | 0 | 0 | 0 | 0 | 0 | 0 | 0 | 0 | 0 | 0 | 0 | 0 | 0 | 0 | 0 | 0 | 0 | 143.4706 | 286.9413 | 573.8825 | 573.8825 | 717.3532 | 717.3532 | 1147.7651 | 2725.942 | 19512.0061 | 6886.5904 | 30846.1861 | 0 | 573.8825 | 1147.7651 | 717.3532 | 3586.7658 | 2582.4714 | 6312.7078 | 5738.8253 | 4017.1777 | 12195.0038 | 3443.2952 | 12338.4744 | 52797.1929 | 88090.9686 | 5308.4134 | 23672.6544 | 18651.1823 | 50788.6041 | 34146.0106 | 42180.3661 | 84934.6147 | 54231.8993 | 67861.6094 | 75609.0236 | 24963.8901 | 95551.4415 | 127975.8046 | 34863.3638 | 61405.4309 | 40602.1891 | 76182.9061 | 138736.1021 | 138018.7489 | 111620.1524 | 98420.8542 | 24103.0663 | 155091.7542 | 209897.536 | 108033.3866 | 137588.337 | 223670.7168 | 64274.8436 | 60688.0777 | 86369.321 | 75895.9648 | 130701.7466 | 98564.3248 | 17359.9466 | 20229.3592 | 35867.6582 | 65135.6674 | 32137.4218 | 10042.9443 | 13486.2395 | 8034.3554 | 56097.0175 | 42323.8367 | 109324.6223 | 53658.0167 | 53801.4874 | 176755.8198
2 | 0 | 0 | PUBLIC LIGHTING CONDUCTOR | 40.9 | 2.5 | 0.4 | 0.4 | 0.3 | 0.5 | 0.5 | 0.5 | 0.4 | 0.3 | 0.5 | 0.7 | 0.4 | 0.5 | 0.6 | 0.3 | 0.5 | 0.3 | 0.9 | 0.55 | 0.45 | 0.55 | 0.65 | 0.65 | 0.75 | 0.45 | 0.55 | 0.55 | 0.25 | 0.15 | 0.25 | 0.25 | 0.15 | 0.15 | 0.05 | 0.15 | 0.05 | 0.15 | 0.15 | 0.15 | 0.15 | 0.1 | 0.1 | 0.1 | 0.1 | 0.1 | 0.1 | 0.1 | 0.1 | 0.1 | 0.1 | 1 | 0.7 | 0 | 0 | 0 | 0 | 0 | 0 | 0 | 0 | 0 | 0 | 0 | 0 | 0 | 0 | 0 | 0 | 0 | 0 | 0 | 0 | 0 | 0 | 0 | 0 | 0 | 0 | 0 | 0 | 0 | 0 | 0 | 0 | 0 | 0 | 0 | 0 | 0 | 0 | 0 | 207.4047 | 33.1848 | 33.1848 | 24.8886 | 41.4809 | 41.4809 | 41.4809 | 33.1848 | 24.8886 | 41.4809 | 58.0733 | 33.1848 | 41.4809 | 49.7771 | 24.8886 | 41.4809 | 24.8886 | 74.6657 | 45.629 | 37.3328 | 45.629 | 53.9252 | 53.9252 | 62.2214 | 37.3328 | 45.629 | 45.629 | 20.7405 | 12.4443 | 20.7405 | 20.7405 | 12.4443 | 12.4443 | 4.1481 | 12.4443 | 4.1481 | 12.4443 | 12.4443 | 12.4443 | 12.4443 | 8.2962 | 8.2962 | 8.2962 | 8.2962 | 8.2962 | 8.2962 | 8.2962 | 8.2962 | 8.2962 | 8.2962 | 82.9619 | 58.0733 | 0 | 0 | 0 | 0 | 0 | 0 | 0 | 0 | 0 | 0 | 0 | 0 | 0 | 0 | 0 | 0 | 0 | 0 | 0 | 0 | 0 | 0 | 0 | 0 | 0 | 0 | 0 | 0 | 0 | 0 | 0 | 0 | 0 | 0 | 0 | 0 | 0 | 0 | 0
0 | 0 | 0 | 0 | 0 | 0 | 0 | 0 | 0 | 0 | 0 | 0 | 0 | 0 | 0 | 0 | 0 | 0 | 0 | 0 | 0 | 0 | 0 | 0 | 0 | 0 | 0 | 0 | 0 | 0 | 0 | 0 | 0 | 0 | 0 | 0 | 0 | 0 | 0 | 0 | 0 | 0 | 0 | 0 | 0 | 0 | 0 | 0 | 0 | 0 | 0 | 0 | 0 | 0 | 0 | 0 | 0 | 0 | 0 | 0 | 0 | 0 | 0 | 0 | 0 | 0 | 0 | 0 | 0 | 0 | 0 | 0 | 0 | 0 | 0 | 0 | 0 | 0 | 0 | 0 | 0 | 0 | 0 | 0 | 0 | 0 | 0 | 0 | 0 | 0 | 0 | 0 | 0 | 0 | 0 | 0 | 0 | 0 | 0 | 0 | 0 | 0 | 0 | 0 | 0 | 0 | 0 | 0 | 0 | 0 | 0 | 0 | 0 | 0 | 0 | 0 | 0 | 0 | 0 | 0 | 0 | 0 | 0 | 0 | 0 | 0 | 0 | 0 | 0 | 0 | 0 | 0 | 0 | 0 | 0 | 0 | 0 | 0 | 0 | 0 | 0 | 0 | 0 | 0 | 0 | 0 | 0 | 0 | 0 | 0 | 0 | 0 | 0 | 0 | 0 | 0 | 0 | 0 | 0 | 0 | 0 | 0 | 0 | 0 | 0 | 0 | 0 | 0 | 0 | 0 | 0 | 0 | 0 | 0 | 0 | 0 | 0 | 0 | 0 | 0 | 0 | 0 | 0 | 0 | 0 | 0 | 0
0 | 0 | 0 | Underground Cables | 0 | 0 | 0 | 0 | 0 | 0 | 0 | 0 | 0 | 0 | 0 | 0 | 0 | 0 | 0 | 0 | 0 | 0 | 0 | 0 | 0 | 0 | 0 | 0 | 0 | 0 | 0 | 0 | 0 | 0 | 0 | 0 | 0 | 0 | 0 | 0 | 0 | 0 | 0 | 0 | 0 | 0 | 0 | 0 | 0 | 0 | 0 | 0 | 0 | 0 | 0 | 0 | 0 | 0 | 0 | 0 | 0 | 0 | 0 | 0 | 0 | 0 | 0 | 0 | 0 | 0 | 0 | 0 | 0 | 0 | 0 | 0 | 0 | 0 | 0 | 0 | 0 | 0 | 0 | 0 | 0 | 0 | 0 | 0 | 0 | 0 | 0 | 0 | 0 | 0 | 0 | 0 | 0 | 0 | 0 | 0 | 0 | 0 | 0 | 0 | 0 | 0 | 0 | 0 | 0 | 0 | 0 | 0 | 0 | 0 | 0 | 0 | 0 | 0 | 0 | 0 | 0 | 0 | 0 | 0 | 0 | 0 | 0 | 0 | 0 | 0 | 0 | 0 | 0 | 0 | 0 | 0 | 0 | 0 | 0 | 0 | 0 | 0 | 0 | 0 | 0 | 0 | 0 | 0 | 0 | 0 | 0 | 0 | 0 | 0 | 0 | 0 | 0 | 0 | 0 | 0 | 0 | 0 | 0 | 0 | 0 | 0 | 0 | 0 | 0 | 0 | 0 | 0 | 0 | 0 | 0 | 0 | 0 | 0 | 0 | 0 | 0 | 0 | 0 | 0 | 0 | 0 | 0
3 | 0 | 0 | ˂ = 1 kV | 41.7957 | 0.81514 | 0 | 0.10189 | 1.0189 | 1.7322 | 0.20378 | 0.10189 | 0.71324 | 1.0189 | 1.3246 | 1.8341 | 12.9403 | 2.1397 | 8.0495 | 36.9868 | 26.1863 | 12.7365 | 16.5065 | 15.2838 | 8.1514 | 11.5138 | 6.8268 | 19.4614 | 25.8806 | 37.8019 | 33.4206 | 50.946 | 60.7277 | 63.4787 | 56.1425 | 57.3652 | 73.9736 | 61.5428 | 48.6025 | 42.5909 | 68.5733 | 107.0885 | 146.6227 | 141.7318 | 121.6591 | 227.8306 | 227.7287 | 157.9327 | 175.8657 | 166.3897 | 159.0535 | 198.4857 | 60.5239 | 266.7534 | 237.5104 | 158.6459 | 112.1103 | 88.8615 | 0 | 0 | 0 | 0 | 0 | 0 | 0 | 0 | 0 | 0 | 0 | 0 | 0 | 0 | 0 | 0 | 0 | 0 | 0 | 0 | 0 | 0 | 0 | 0 | 0 | 0 | 0 | 0 | 0 | 0 | 0 | 0 | 0 | 0 | 0 | 0 | 0 | 0 | 89.361 | 0 | 11.1701 | 111.7013 | 189.8922 | 22.3403 | 11.1701 | 78.1909 | 111.7013 | 145.2117 | 201.0623 | 1418.6064 | 234.5727 | 882.4402 | 4054.7567 | 2870.7231 | 1396.2661 | 1809.5609 | 1675.5193 | 893.6103 | 1262.2245 | 748.3986 | 2133.4946 | 2837.2127 | 4144.1178 | 3663.8022 | 5585.0644 | 6657.3967 | 6958.9902 | 6154.7409 | 6288.7825 | 8109.5135 | 6746.7578 | 5328.1514 | 4669.1138 | 7517.4966 | 11739.8053 | 16073.8153 | 15537.6491 | 13337.1337 | 24976.4079 | 24965.2377 | 17313.6995 | 19279.6422 | 18240.8202 | 17436.571 | 21759.4108 | 6635.0565 | 29243.397 | 26037.5701 | 17391.8905 | 12290.3247 | 9741.6237 | 0 | 0 | 0 | 0 | 0 | 0 | 0 | 0 | 0 | 0 | 0 | 0 | 0 | 0 | 0 | 0 | 0 | 0 | 0 | 0 | 0 | 0 | 0 | 0 | 0 | 0 | 0 | 0 | 0 | 0 | 0 | 0 | 0 | 0 | 0 | 0 | 0 | 0
3 | 0 | 0 | > 1 kV & < = 11 kV | 70 | 0 | 0 | 0 | 0 | 0 | 0 | 0 | 0 | 0 | 0 | 0 | 0 | 0 | 0 | 0 | 0 | 0 | 0 | 0 | 0 | 0 | 0 | 0 | 0 | 0 | 0 | 0 | 0 | 0 | 0 | 0 | 0 | 0 | 0 | 0 | 0 | 0 | 0 | 0 | 0.20204 | 0 | 0 | 0 | 0 | 0.10102 | 1.7174 | 0 | 0.10102 | 0 | 0 | 0 | 0 | 1.7174 | 0 | 0.10102 | 0.20204 | 0 | 0.40409 | 0 | 0 | 0.10102 | 0 | 0.10102 | 3.2327 | 0.30307 | 0 | 5.0511 | 0 | 0 | 0 | 0.70715 | 0.20204 | 0.60613 | 0.30307 | 0.70715 | 0.30307 | 0 | 0 | 0 | 0.17341 | 0.32147 | 0 | 0 | 0 | 0 | 0 | 0 | 0 | 0 | 0 | 0 | 0 | 0 | 0 | 0 | 0 | 0 | 0 | 0 | 0 | 0 | 0 | 0 | 0 | 0 | 0 | 0 | 0 | 0 | 0 | 0 | 0 | 0 | 0 | 0 | 0 | 0 | 0 | 0 | 0 | 0 | 0 | 0 | 0 | 0 | 0 | 0 | 0 | 0 | 0 | 71.8522 | 0 | 0 | 0 | 0 | 35.9261 | 610.7436 | 0 | 35.9261 | 0 | 0 | 0 | 0 | 610.7436 | 0 | 35.9261 | 71.8522 | 0 | 143.7044 | 0 | 0 | 35.9261 | 0 | 35.9261 | 1149.6349 | 107.7783 | 0 | 1796.3046 | 0 | 0 | 0 | 251.4826 | 71.8522 | 215.5566 | 107.7783 | 251.4826 | 107.7783 | 0 | 0 | 0 | 61.6675 | 114.3232 | 0 | 0 | 0 | 0 | 0 | 0 | 0 | 0 | 0 | 0
3 | 0 | 0 | > 11 kV & < = 22 kV | 48.2476 | 0.90457 | 0 | 0.10051 | 0 | 0.10051 | 0 | 0 | 0.10051 | 0 | 0.10051 | 6.131 | 0.20102 | 3.0152 | 0.70356 | 1.2061 | 0.90457 | 0.70356 | 0.80407 | 3.5178 | 0.80407 | 9.5483 | 8.1412 | 4.9249 | 6.8346 | 5.4274 | 4.0203 | 5.0254 | 5.3269 | 9.6488 | 11.7595 | 14.1717 | 11.3574 | 22.7149 | 16.0813 | 19.6996 | 21.2073 | 16.5839 | 31.0571 | 37.2886 | 24.2225 | 32.7657 | 44.8267 | 47.6409 | 72.0645 | 73.8736 | 52.3648 | 70.8584 | 82.5173 | 67.7426 | 87.2412 | 83.3214 | 80.9092 | 112.4688 | 39.9018 | 81.2107 | 82.5173 | 44.8267 | 76.1833 | 69.1053 | 0 | 0 | 0 | 0 | 0 | 0 | 0 | 0 | 0 | 0 | 0 | 0 | 0 | 0 | 0 | 0 | 0 | 0 | 0 | 0 | 0 | 0 | 0 | 0 | 0 | 0 | 0 | 0 | 0 | 0 | 0 | 0 | 321.6905 | 0 | 35.7434 | 0 | 35.7434 | 0 | 0 | 35.7434 | 0 | 35.7434 | 2180.347 | 71.4868 | 1072.3018 | 250.2038 | 428.9207 | 321.6905 | 250.2038 | 285.9472 | 1251.0188 | 285.9472 | 3395.6224 | 2895.2149 | 1751.4263 | 2430.5508 | 1930.1433 | 1429.7358 | 1787.1697 | 1894.3999 | 3431.3658 | 4181.9771 | 5039.8185 | 4039.0035 | 8078.007 | 5718.943 | 7005.7052 | 7541.8561 | 5897.66 | 11044.7087 | 13260.7991 | 8614.1579 | 11652.3464 | 15941.5537 | 16942.3687 | 25628.0134 | 26271.3945 | 18622.3082 | 25199.0927 | 29345.3264 | 24091.0475 | 31025.2659 | 29631.2735 | 28773.4321 | 39996.8577 | 14190.1274 | 28880.6622 | 29345.3264 | 15941.5537 | 27092.7705 | 24575.6501 | 0 | 0 | 0 | 0 | 0 | 0 | 0 | 0 | 0 | 0 | 0 | 0 | 0 | 0 | 0 | 0 | 0 | 0 | 0 | 0 | 0 | 0 | 0 | 0 | 0 | 0 | 0 | 0 | 0 | 0 | 0 | 0
3 | 0 | 0 | > 33 kV & < = 66 kV | 70 | 0 | 0 | 0 | 0 | 0 | 0 | 0 | 0 | 0 | 0 | 0 | 0 | 0 | 0 | 0 | 0 | 0 | 0 | 0 | 0 | 0 | 0 | 0 | 0 | 0 | 0 | 0 | 0 | 0 | 0 | 0 | 0 | 0 | 0 | 0 | 0 | 0 | 0 | 0 | 0 | 0 | 0 | 0 | 0 | 0 | 0 | 0 | 0 | 0 | 0 | 0 | 0 | 0.22496 | 0 | 0 | 0 | 0 | 0 | 0 | 0 | 0 | 0 | 0 | 0 | 0 | 0 | 0 | 0 | 0 | 0.33744 | 2.3621 | 0.33744 | 0 | 0.11248 | 0 | 0 | 0 | 0 | 0 | 0 | 0.41421 | 0 | 0 | 0 | 0 | 0 | 0 | 0 | 0 | 0 | 0 | 0 | 0 | 0 | 0 | 0 | 0 | 0 | 0 | 0 | 0 | 0 | 0 | 0 | 0 | 0 | 0 | 0 | 0 | 0 | 0 | 0 | 0 | 0 | 0 | 0 | 0 | 0 | 0 | 0 | 0 | 0 | 0 | 0 | 0 | 0 | 0 | 0 | 0 | 0 | 0 | 0 | 0 | 0 | 0 | 0 | 0 | 0 | 0 | 0 | 0 | 0 | 0 | 1163.5478 | 0 | 0 | 0 | 0 | 0 | 0 | 0 | 0 | 0 | 0 | 0 | 0 | 0 | 0 | 0 | 0 | 1745.3218 | 12217.2524 | 1745.3218 | 0 | 581.7739 | 0 | 0 | 0 | 0 | 0 | 0 | 2142.4029 | 0 | 0 | 0 | 0 | 0 | 0 | 0 | 0 | 0 | 0
3 | 0 | 0 | PUBLIC LIGHTING UNDERGROUND CABLE | 70 | 0 | 0 | 0 | 0 | 0 | 0 | 0 | 0 | 0 | 0 | 0 | 0 | 0 | 0 | 0 | 0 | 0 | 0 | 0 | 0 | 0 | 0 | 0.10091 | 0 | 0 | 0 | 0 | 0 | 0 | 0 | 0.50453 | 0 | 0.50453 | 1.0091 | 0 | 0.80725 | 0.80725 | 0.90815 | 5.4489 | 0.70634 | 0.30272 | 5.4489 | 12.916 | 8.6779 | 5.4489 | 3.9353 | 11.3015 | 10.1915 | 7.568 | 4.0362 | 13.3196 | 10.3933 | 6.7607 | 15.8422 | 14.3287 | 21.8966 | 19.2731 | 24.4193 | 20.2821 | 27.4464 | 20.7866 | 17.154 | 20.6857 | 21.1903 | 36.1244 | 55.2965 | 46.6186 | 44.8023 | 71.1388 | 84.6602 | 58.9291 | 63.1672 | 63.4699 | 50.0494 | 72.7533 | 21.7957 | 64.479 | 57.4155 | 38.3443 | 28.9042 | 25.9009 | 0 | 0 | 0 | 0 | 0 | 0 | 0 | 0 | 0 | 0 | 0 | 0 | 0 | 0 | 0 | 0 | 0 | 0 | 0 | 0 | 0 | 0 | 0 | 0 | 0 | 0 | 0 | 0 | 0 | 0 | 0 | 0 | 11.062 | 0 | 0 | 0 | 0 | 0 | 0 | 0 | 55.3102 | 0 | 55.3102 | 110.6204 | 0 | 88.4963 | 88.4963 | 99.5583 | 597.3499 | 77.4342 | 33.1861 | 597.3499 | 1415.9405 | 951.335 | 597.3499 | 431.4194 | 1238.948 | 1117.2656 | 829.6527 | 442.4814 | 1460.1887 | 1139.3896 | 741.1564 | 1736.7396 | 1570.809 | 2400.4617 | 2112.8488 | 2677.0126 | 2223.4691 | 3008.8736 | 2278.7793 | 1880.546 | 2267.7173 | 2323.0274 | 3960.2087 | 6061.9954 | 5110.6603 | 4911.5437 | 7798.7349 | 9281.0477 | 6460.2287 | 6924.8341 | 6958.0202 | 5486.7695 | 7975.7275 | 2389.3996 | 7068.6406 | 6294.2981 | 4203.5734 | 3168.6814 | 2839.4426 | 0 | 0 | 0 | 0 | 0 | 0 | 0 | 0 | 0 | 0
0 | 0 | 0 | 0 | 0 | 0 | 0 | 0 | 0 | 0 | 0 | 0 | 0 | 0 | 0 | 0 | 0 | 0 | 0 | 0 | 0 | 0 | 0 | 0 | 0 | 0 | 0 | 0 | 0 | 0 | 0 | 0 | 0 | 0 | 0 | 0 | 0 | 0 | 0 | 0 | 0 | 0 | 0 | 0 | 0 | 0 | 0 | 0 | 0 | 0 | 0 | 0 | 0 | 0 | 0 | 0 | 0 | 0 | 0 | 0 | 0 | 0 | 0 | 0 | 0 | 0 | 0 | 0 | 0 | 0 | 0 | 0 | 0 | 0 | 0 | 0 | 0 | 0 | 0 | 0 | 0 | 0 | 0 | 0 | 0 | 0 | 0 | 0 | 0 | 0 | 0 | 0 | 0 | 0 | 0 | 0 | 0 | 0 | 0 | 0 | 0 | 0 | 0 | 0 | 0 | 0 | 0 | 0 | 0 | 0 | 0 | 0 | 0 | 0 | 0 | 0 | 0 | 0 | 0 | 0 | 0 | 0 | 0 | 0 | 0 | 0 | 0 | 0 | 0 | 0 | 0 | 0 | 0 | 0 | 0 | 0 | 0 | 0 | 0 | 0 | 0 | 0 | 0 | 0 | 0 | 0 | 0 | 0 | 0 | 0 | 0 | 0 | 0 | 0 | 0 | 0 | 0 | 0 | 0 | 0 | 0 | 0 | 0 | 0 | 0 | 0 | 0 | 0 | 0 | 0 | 0 | 0 | 0 | 0 | 0 | 0 | 0 | 0 | 0 | 0 | 0 | 0 | 0 | 0 | 0 | 0 | 0
0 | 0 | 0 | Service Lines | 0 | 0 | 0 | 0 | 0 | 0 | 0 | 0 | 0 | 0 | 0 | 0 | 0 | 0 | 0 | 0 | 0 | 0 | 0 | 0 | 0 | 0 | 0 | 0 | 0 | 0 | 0 | 0 | 0 | 0 | 0 | 0 | 0 | 0 | 0 | 0 | 0 | 0 | 0 | 0 | 0 | 0 | 0 | 0 | 0 | 0 | 0 | 0 | 0 | 0 | 0 | 0 | 0 | 0 | 0 | 0 | 0 | 0 | 0 | 0 | 0 | 0 | 0 | 0 | 0 | 0 | 0 | 0 | 0 | 0 | 0 | 0 | 0 | 0 | 0 | 0 | 0 | 0 | 0 | 0 | 0 | 0 | 0 | 0 | 0 | 0 | 0 | 0 | 0 | 0 | 0 | 0 | 0 | 0 | 0 | 0 | 0 | 0 | 0 | 0 | 0 | 0 | 0 | 0 | 0 | 0 | 0 | 0 | 0 | 0 | 0 | 0 | 0 | 0 | 0 | 0 | 0 | 0 | 0 | 0 | 0 | 0 | 0 | 0 | 0 | 0 | 0 | 0 | 0 | 0 | 0 | 0 | 0 | 0 | 0 | 0 | 0 | 0 | 0 | 0 | 0 | 0 | 0 | 0 | 0 | 0 | 0 | 0 | 0 | 0 | 0 | 0 | 0 | 0 | 0 | 0 | 0 | 0 | 0 | 0 | 0 | 0 | 0 | 0 | 0 | 0 | 0 | 0 | 0 | 0 | 0 | 0 | 0 | 0 | 0 | 0 | 0 | 0 | 0 | 0 | 0 | 0 | 0
4 | 0 | 0 | LV OVERHEAD SERVICE CABLE | 58.56 | 182.5 | 6 | 7.2 | 7.5 | 12.8 | 36.5 | 23 | 29.7 | 22.3 | 15.8 | 22.8 | 17.7 | 72.5 | 67.4 | 77.6 | 89.4 | 95.1 | 106.3 | 92.3 | 159.9 | 161.6 | 137.3 | 206.3 | 195.7 | 201.8 | 143.8 | 133.9 | 181.4 | 225.7 | 163.4 | 203.3 | 236.5 | 136.4 | 188.8 | 113.2 | 273.5 | 157.9 | 114.3 | 158.1 | 201.3 | 222.5 | 288.9 | 160.4 | 207.1 | 199.3 | 92.4 | 56.3 | 82 | 94.4 | 47.9 | 32.2 | 8.4 | 21.2 | 17 | 37.1 | 45.5 | 50 | 31.1 | 36.7 | 37.5 | 44.9 | 44.4 | 49.3 | 35.3 | 44.6 | 43.6 | 38.8 | 25.9 | 132.3 | 121.7 | 0 | 0 | 0 | 0 | 0 | 0 | 0 | 0 | 0 | 0 | 0 | 0 | 0 | 0 | 0 | 0 | 0 | 0 | 0 | 0 | 0 | 5715.7673 | 187.9156 | 225.4988 | 234.8945 | 400.8867 | 1143.1535 | 720.3433 | 930.1824 | 698.4198 | 494.8445 | 714.0794 | 554.3511 | 2270.6473 | 2110.919 | 2430.3756 | 2799.943 | 2978.4629 | 3329.2387 | 2890.7689 | 5007.9517 | 5061.1945 | 4300.1362 | 6461.166 | 6129.1817 | 6320.2293 | 4503.7114 | 4193.6506 | 5681.3161 | 7068.7599 | 5117.5692 | 6367.2082 | 7407.008 | 4271.9488 | 5913.0787 | 3545.3417 | 8565.8211 | 4945.3132 | 3579.7929 | 4951.577 | 6304.5696 | 6968.5382 | 9048.1379 | 5023.6114 | 6486.2214 | 6241.9311 | 2893.9008 | 1763.2751 | 2568.1804 | 2956.5394 | 1500.1932 | 1008.4806 | 263.0819 | 663.9686 | 532.4276 | 1161.945 | 1425.0269 | 1565.9636 | 974.0294 | 1149.4173 | 1174.4727 | 1406.2354 | 1390.5757 | 1544.0402 | 1105.5703 | 1396.8396 | 1365.5203 | 1215.1878 | 811.1692 | 4143.5398 | 3811.5555 | 0 | 0 | 0 | 0 | 0 | 0 | 0 | 0 | 0 | 0 | 0 | 0 | 0 | 0 | 0 | 0 | 0 | 0 | 0 | 0 | 0
4 | 0 | 0 | LV UNDERGROUND SERVICE CABLE | 70 | 0 | 0 | 0 | 0 | 0 | 0 | 0 | 0 | 0 | 0 | 0 | 0 | 0 | 0 | 0 | 0 | 0 | 0 | 0 | 0 | 0 | 0 | 0.31541 | 0 | 0 | 0 | 0 | 0 | 0 | 0 | 0 | 0.10514 | 0.21027 | 0 | 0 | 0.10514 | 0.31541 | 0.52568 | 0.10514 | 2.1027 | 0.63081 | 1.6822 | 12.406 | 12.1957 | 9.5673 | 9.1468 | 14.4036 | 4.626 | 6.3081 | 5.1516 | 16.296 | 18.1884 | 24.2863 | 31.5406 | 39.9515 | 48.0469 | 55.9321 | 52.0421 | 52.8832 | 65.6046 | 51.3061 | 46.0493 | 34.169 | 59.9272 | 97.8811 | 139.1994 | 147.8205 | 130.2629 | 217.3151 | 246.9633 | 188.1925 | 198.8112 | 210.0607 | 208.4837 | 229.5108 | 84.2135 | 329.3895 | 293.328 | 195.9726 | 147.967 | 141.7353 | 0 | 0 | 0 | 0 | 0 | 0 | 0 | 0 | 0 | 0 | 0 | 0 | 0 | 0 | 0 | 0 | 0 | 0 | 0 | 0 | 0 | 0 | 0 | 0 | 0 | 0 | 0 | 0 | 0 | 0 | 0 | 0 | 34.5771 | 0 | 0 | 0 | 0 | 0 | 0 | 0 | 0 | 11.5257 | 23.0514 | 0 | 0 | 11.5257 | 34.5771 | 57.6285 | 11.5257 | 230.514 | 69.1542 | 184.4112 | 1360.0325 | 1336.9811 | 1048.8386 | 1002.7358 | 1579.0208 | 507.1308 | 691.542 | 564.7593 | 1786.4834 | 1993.946 | 2662.4365 | 3457.7098 | 4379.7657 | 5267.2445 | 6131.672 | 5705.2211 | 5797.4267 | 7192.0363 | 5624.5412 | 5048.2563 | 3745.8523 | 6569.6486 | 10730.426 | 15260.0258 | 16205.1331 | 14280.3413 | 23823.6203 | 27073.8675 | 20631.0016 | 21795.0972 | 23028.3471 | 22855.4616 | 25160.6014 | 9232.0851 | 36110.0157 | 32156.7009 | 21483.9034 | 16221.1906 | 15538.0248 | 0 | 0 | 0 | 0 | 0 | 0 | 0 | 0 | 0 | 0
0 | 0 | 0 | 0 | 0 | 0 | 0 | 0 | 0 | 0 | 0 | 0 | 0 | 0 | 0 | 0 | 0 | 0 | 0 | 0 | 0 | 0 | 0 | 0 | 0 | 0 | 0 | 0 | 0 | 0 | 0 | 0 | 0 | 0 | 0 | 0 | 0 | 0 | 0 | 0 | 0 | 0 | 0 | 0 | 0 | 0 | 0 | 0 | 0 | 0 | 0 | 0 | 0 | 0 | 0 | 0 | 0 | 0 | 0 | 0 | 0 | 0 | 0 | 0 | 0 | 0 | 0 | 0 | 0 | 0 | 0 | 0 | 0 | 0 | 0 | 0 | 0 | 0 | 0 | 0 | 0 | 0 | 0 | 0 | 0 | 0 | 0 | 0 | 0 | 0 | 0 | 0 | 0 | 0 | 0 | 0 | 0 | 0 | 0 | 0 | 0 | 0 | 0 | 0 | 0 | 0 | 0 | 0 | 0 | 0 | 0 | 0 | 0 | 0 | 0 | 0 | 0 | 0 | 0 | 0 | 0 | 0 | 0 | 0 | 0 | 0 | 0 | 0 | 0 | 0 | 0 | 0 | 0 | 0 | 0 | 0 | 0 | 0 | 0 | 0 | 0 | 0 | 0 | 0 | 0 | 0 | 0 | 0 | 0 | 0 | 0 | 0 | 0 | 0 | 0 | 0 | 0 | 0 | 0 | 0 | 0 | 0 | 0 | 0 | 0 | 0 | 0 | 0 | 0 | 0 | 0 | 0 | 0 | 0 | 0 | 0 | 0 | 0 | 0 | 0 | 0 | 0 | 0 | 0 | 0 | 0 | 0
0 | 0 | 0 | Transformers | 0 | 0 | 0 | 0 | 0 | 0 | 0 | 0 | 0 | 0 | 0 | 0 | 0 | 0 | 0 | 0 | 0 | 0 | 0 | 0 | 0 | 0 | 0 | 0 | 0 | 0 | 0 | 0 | 0 | 0 | 0 | 0 | 0 | 0 | 0 | 0 | 0 | 0 | 0 | 0 | 0 | 0 | 0 | 0 | 0 | 0 | 0 | 0 | 0 | 0 | 0 | 0 | 0 | 0 | 0 | 0 | 0 | 0 | 0 | 0 | 0 | 0 | 0 | 0 | 0 | 0 | 0 | 0 | 0 | 0 | 0 | 0 | 0 | 0 | 0 | 0 | 0 | 0 | 0 | 0 | 0 | 0 | 0 | 0 | 0 | 0 | 0 | 0 | 0 | 0 | 0 | 0 | 0 | 0 | 0 | 0 | 0 | 0 | 0 | 0 | 0 | 0 | 0 | 0 | 0 | 0 | 0 | 0 | 0 | 0 | 0 | 0 | 0 | 0 | 0 | 0 | 0 | 0 | 0 | 0 | 0 | 0 | 0 | 0 | 0 | 0 | 0 | 0 | 0 | 0 | 0 | 0 | 0 | 0 | 0 | 0 | 0 | 0 | 0 | 0 | 0 | 0 | 0 | 0 | 0 | 0 | 0 | 0 | 0 | 0 | 0 | 0 | 0 | 0 | 0 | 0 | 0 | 0 | 0 | 0 | 0 | 0 | 0 | 0 | 0 | 0 | 0 | 0 | 0 | 0 | 0 | 0 | 0 | 0 | 0 | 0 | 0 | 0 | 0 | 0 | 0 | 0 | 0
5 | 0 | 0 | POLE MOUNTED ; < = 22kV ; < = 60 kVA ; SINGLE PHASE | 52.2596 | 34 | 34 | 35 | 53 | 78 | 93 | 144 | 126 | 201 | 231 | 269 | 311 | 517 | 546 | 608 | 548 | 500 | 479 | 435 | 234 | 269 | 331 | 277 | 372 | 866 | 622 | 631 | 776 | 804 | 825 | 743 | 703 | 861 | 1026 | 935 | 986 | 1145 | 1031 | 871 | 773 | 688 | 706 | 642 | 588 | 581 | 581 | 693 | 646 | 632 | 729 | 660 | 712 | 690 | 832 | 979 | 933 | 750 | 322 | 542 | 551 | 301 | 580 | 459 | 0 | 0 | 0 | 0 | 0 | 0 | 0 | 0 | 0 | 0 | 0 | 0 | 0 | 0 | 0 | 0 | 0 | 0 | 0 | 0 | 0 | 0 | 0 | 0 | 0 | 0 | 0 | 0 | 190.1786 | 190.1786 | 195.7721 | 296.4549 | 436.2921 | 520.1945 | 805.4624 | 704.7796 | 1124.2913 | 1292.0959 | 1504.6485 | 1739.575 | 2891.8337 | 3054.0449 | 3400.8412 | 3065.2319 | 2796.7444 | 2679.2812 | 2433.1677 | 1308.8764 | 1504.6485 | 1851.4448 | 1549.3964 | 2080.7779 | 4843.9614 | 3479.1501 | 3529.4915 | 4340.5474 | 4497.1651 | 4614.6283 | 4155.9622 | 3932.2227 | 4815.9939 | 5738.9196 | 5229.9121 | 5515.18 | 6404.5448 | 5766.887 | 4871.9288 | 4323.7669 | 3848.3203 | 3949.0031 | 3591.0199 | 3288.9715 | 3249.817 | 3249.817 | 3876.2878 | 3613.3938 | 3535.085 | 4077.6534 | 3691.7027 | 3982.5641 | 3859.5073 | 4653.7827 | 5476.0256 | 5218.7251 | 4195.1167 | 1801.1034 | 3031.671 | 3082.0124 | 1683.6401 | 3244.2235 | 2567.4114 | 0 | 0 | 0 | 0 | 0 | 0 | 0 | 0 | 0 | 0 | 0 | 0 | 0 | 0 | 0 | 0 | 0 | 0 | 0 | 0 | 0 | 0 | 0 | 0 | 0 | 0 | 0 | 0
5 | 0 | 0 | POLE MOUNTED ; < = 22kV ; > 60 kVA AND < = 600 kVA ; SINGLE PHASE | 53.2988 | 0 | 1 | 1 | 1 | 1 | 2 | 3 | 4 | 4 | 6 | 6 | 7 | 9 | 14 | 15 | 17 | 15 | 14 | 13 | 12 | 7 | 7 | 9 | 8 | 10 | 24 | 17 | 18 | 22 | 22 | 23 | 21 | 20 | 24 | 29 | 26 | 27 | 32 | 29 | 24 | 22 | 19 | 20 | 18 | 16 | 16 | 16 | 19 | 18 | 18 | 20 | 18 | 20 | 19 | 23 | 27 | 26 | 21 | 9 | 15 | 15 | 8 | 16 | 26 | 0 | 0 | 0 | 0 | 0 | 0 | 0 | 0 | 0 | 0 | 0 | 0 | 0 | 0 | 0 | 0 | 0 | 0 | 0 | 0 | 0 | 0 | 0 | 0 | 0 | 0 | 0 | 0 | 29.7005 | 29.7005 | 29.7005 | 29.7005 | 59.401 | 89.1015 | 118.802 | 118.802 | 178.203 | 178.203 | 207.9035 | 267.3045 | 415.807 | 445.5075 | 504.9085 | 445.5075 | 415.807 | 386.1065 | 356.406 | 207.9035 | 207.9035 | 267.3045 | 237.604 | 297.005 | 712.8119 | 504.9085 | 534.609 | 653.4109 | 653.4109 | 683.1114 | 623.7104 | 594.01 | 712.8119 | 861.3144 | 772.2129 | 801.9134 | 950.4159 | 861.3144 | 712.8119 | 653.4109 | 564.3095 | 594.01 | 534.609 | 475.208 | 475.208 | 475.208 | 564.3095 | 534.609 | 534.609 | 594.01 | 534.609 | 594.01 | 564.3095 | 683.1114 | 801.9134 | 772.2129 | 623.7104 | 267.3045 | 445.5075 | 445.5075 | 237.604 | 475.208 | 772.2129 | 0 | 0 | 0 | 0 | 0 | 0 | 0 | 0 | 0 | 0 | 0 | 0 | 0 | 0 | 0 | 0 | 0 | 0 | 0 | 0 | 0 | 0 | 0 | 0 | 0 | 0 | 0
5 | 0 | 0 | POLE MOUNTED ; < = 22kV ; < = 60 kVA ; MULTIPLE PHASE | 60.6555 | 0 | 0 | 0 | 0 | 0 | 0 | 0 | 1 | 2 | 5 | 7 | 7 | 11 | 16 | 19 | 30 | 26 | 41 | 48 | 56 | 64 | 107 | 113 | 126 | 113 | 103 | 99 | 90 | 48 | 56 | 68 | 57 | 77 | 179 | 128 | 130 | 160 | 166 | 170 | 153 | 145 | 178 | 212 | 193 | 203 | 236 | 213 | 180 | 160 | 142 | 146 | 132 | 121 | 120 | 120 | 143 | 133 | 131 | 150 | 136 | 147 | 142 | 172 | 202 | 193 | 155 | 66 | 112 | 114 | 62 | 120 | 52 | 0 | 0 | 0 | 0 | 0 | 0 | 0 | 0 | 0 | 0 | 0 | 0 | 0 | 0 | 0 | 0 | 0 | 0 | 0 | 0 | 0 | 0 | 0 | 0 | 0 | 0 | 11.8228 | 23.6457 | 59.1142 | 82.7599 | 82.7599 | 130.0513 | 189.1655 | 224.634 | 354.6853 | 307.3939 | 484.7366 | 567.4965 | 662.0792 | 756.662 | 1265.0443 | 1335.9813 | 1489.6783 | 1335.9813 | 1217.7529 | 1170.4615 | 1064.0559 | 567.4965 | 662.0792 | 803.9534 | 673.9021 | 910.359 | 2116.289 | 1513.324 | 1536.9697 | 1891.655 | 1962.592 | 2009.8834 | 1808.8951 | 1714.3123 | 2104.4662 | 2506.4428 | 2281.8088 | 2400.0372 | 2790.1911 | 2518.2657 | 2128.1118 | 1891.655 | 1678.8438 | 1726.1352 | 1560.6153 | 1430.5641 | 1418.7412 | 1418.7412 | 1690.6666 | 1572.4382 | 1548.7925 | 1773.4265 | 1607.9067 | 1737.958 | 1678.8438 | 2033.5291 | 2388.2144 | 2281.8088 | 1832.5408 | 780.3077 | 1324.1585 | 1347.8042 | 733.0163 | 1418.7412 | 614.7879 | 0 | 0 | 0 | 0 | 0 | 0 | 0 | 0 | 0 | 0 | 0 | 0 | 0 | 0 | 0 | 0 | 0 | 0 | 0
5 | 0 | 0 | POLE MOUNTED ; < = 22kV ; > 60 kVA AND < = 600 kVA ; MULTIPLE PHASE | 57.6486 | 0 | 0 | 0 | 0 | 1 | 3 | 9 | 14 | 14 | 22 | 32 | 38 | 59 | 52 | 82 | 95 | 111 | 128 | 212 | 224 | 250 | 225 | 206 | 197 | 179 | 96 | 111 | 136 | 114 | 153 | 356 | 255 | 259 | 319 | 330 | 339 | 305 | 289 | 354 | 421 | 384 | 405 | 470 | 423 | 358 | 318 | 283 | 290 | 263 | 242 | 239 | 239 | 285 | 265 | 260 | 299 | 271 | 293 | 283 | 342 | 402 | 383 | 308 | 132 | 223 | 227 | 123 | 238 | 444 | 0 | 0 | 0 | 0 | 0 | 0 | 0 | 0 | 0 | 0 | 0 | 0 | 0 | 0 | 0 | 0 | 0 | 0 | 0 | 0 | 0 | 0 | 0 | 0 | 0 | 0 | 16.4461 | 49.3384 | 148.0151 | 230.2457 | 230.2457 | 361.8146 | 526.2758 | 624.9525 | 970.321 | 855.1982 | 1348.5818 | 1562.3813 | 1825.5193 | 2105.1033 | 3486.5773 | 3683.9308 | 4111.5299 | 3700.3769 | 3387.9006 | 3239.8855 | 2943.8554 | 1578.8275 | 1825.5193 | 2236.6722 | 1874.8576 | 2516.2563 | 5854.8185 | 4193.7605 | 4259.5449 | 5246.3121 | 5427.2194 | 5575.2345 | 5016.0664 | 4752.9285 | 5821.9263 | 6923.8163 | 6315.3099 | 6660.6784 | 7729.6761 | 6956.7085 | 5887.7108 | 5229.866 | 4654.2518 | 4769.3746 | 4325.3294 | 3979.9609 | 3930.6225 | 3930.6225 | 4687.144 | 4358.2217 | 4275.9911 | 4917.3897 | 4456.8984 | 4818.713 | 4654.2518 | 5624.5729 | 6611.34 | 6298.8637 | 5065.4048 | 2170.8878 | 3667.4846 | 3733.2691 | 2022.8727 | 3914.1764 | 7302.077 | 0 | 0 | 0 | 0 | 0 | 0 | 0 | 0 | 0 | 0 | 0 | 0 | 0 | 0 | 0 | 0 | 0 | 0 | 0 | 0 | 0 | 0
5 | 0 | 0 | POLE MOUNTED ; < = 22kV ; > 600 kVA ; MULTIPLE PHASE | 23.5305 | 0 | 0 | 0 | 0 | 0 | 1 | 1 | 1 | 1 | 1 | 1 | 0 | 0 | 0 | 0 | 0 | 0 | 0 | 0 | 0 | 0 | 0 | 0 | 0 | 0 | 0 | 1 | 1 | 0 | 0 | 0 | 0 | 0 | 0 | 0 | 0 | 0 | 0 | 0 | 0 | 0 | 0 | 0 | 0 | 0 | 0 | 0 | 0 | 0 | 0 | 0 | 0 | 0 | 0 | 0 | 0 | 0 | 0 | 0 | 0 | 0 | 0 | 0 | 0 | 0 | 0 | 0 | 0 | 0 | 0 | 0 | 0 | 0 | 0 | 0 | 0 | 0 | 0 | 0 | 0 | 0 | 0 | 0 | 0 | 0 | 0 | 0 | 0 | 0 | 0 | 0 | 0 | 0 | 0 | 0 | 0 | 108.0388 | 108.0388 | 108.0388 | 108.0388 | 108.0388 | 108.0388 | 0 | 0 | 0 | 0 | 0 | 0 | 0 | 0 | 0 | 0 | 0 | 0 | 0 | 0 | 0 | 108.0388 | 108.0388 | 0 | 0 | 0 | 0 | 0 | 0 | 0 | 0 | 0 | 0 | 0 | 0 | 0 | 0 | 0 | 0 | 0 | 0 | 0 | 0 | 0 | 0 | 0 | 0 | 0 | 0 | 0 | 0 | 0 | 0 | 0 | 0 | 0 | 0 | 0 | 0 | 0 | 0 | 0 | 0 | 0 | 0 | 0 | 0 | 0 | 0 | 0 | 0 | 0 | 0 | 0 | 0 | 0 | 0 | 0 | 0 | 0 | 0 | 0 | 0 | 0 | 0 | 0
5 | 0 | 0 | KIOSK MOUNTED ; < = 22kV ; < = 60 kVA ; SINGLE PHASE | 55 | 0 | 0 | 0 | 0 | 0 | 0 | 0 | 0 | 0 | 0 | 0 | 0 | 0 | 0 | 0 | 0 | 0 | 0 | 0 | 0 | 0 | 0 | 0 | 0 | 0 | 0 | 0 | 0 | 0 | 0 | 0 | 0 | 0 | 0 | 0 | 0 | 0 | 0 | 0 | 1 | 0 | 0 | 0 | 0 | 0 | 0 | 0 | 0 | 0 | 0 | 0 | 0 | 0 | 0 | 0 | 0 | 0 | 0 | 0 | 0 | 0 | 0 | 0 | 0 | 0 | 0 | 0 | 0 | 0 | 0 | 0 | 0 | 0 | 0 | 0 | 0 | 0 | 0 | 0 | 0 | 0 | 0 | 0 | 0 | 0 | 0 | 0 | 0 | 0 | 0 | 0 | 0 | 0 | 0 | 0 | 0 | 0 | 0 | 0 | 0 | 0 | 0 | 0 | 0 | 0 | 0 | 0 | 0 | 0 | 0 | 0 | 0 | 0 | 0 | 0 | 0 | 0 | 0 | 0 | 0 | 0 | 0 | 0 | 0 | 0 | 0 | 0 | 0 | 0 | 0 | 13.2011 | 0 | 0 | 0 | 0 | 0 | 0 | 0 | 0 | 0 | 0 | 0 | 0 | 0 | 0 | 0 | 0 | 0 | 0 | 0 | 0 | 0 | 0 | 0 | 0 | 0 | 0 | 0 | 0 | 0 | 0 | 0 | 0 | 0 | 0 | 0 | 0 | 0 | 0 | 0 | 0 | 0 | 0 | 0 | 0 | 0 | 0 | 0 | 0 | 0 | 0 | 0
5 | 0 | 0 | KIOSK MOUNTED ; < = 22kV ; < = 60 kVA ; MULTIPLE PHASE | 55 | 0 | 0 | 0 | 0 | 0 | 0 | 0 | 0 | 0 | 1 | 1 | 1 | 1 | 1 | 1 | 2 | 2 | 2 | 2 | 2 | 2 | 2 | 1 | 1 | 1 | 1 | 2 | 4 | 3 | 3 | 3 | 3 | 3 | 3 | 3 | 3 | 4 | 4 | 4 | 5 | 4 | 4 | 3 | 3 | 3 | 3 | 2 | 2 | 2 | 3 | 3 | 3 | 3 | 3 | 3 | 3 | 3 | 4 | 4 | 3 | 1 | 2 | 2 | 1 | 2 | 16 | 0 | 0 | 0 | 0 | 0 | 0 | 0 | 0 | 0 | 0 | 0 | 0 | 0 | 0 | 0 | 0 | 0 | 0 | 0 | 0 | 0 | 0 | 0 | 0 | 0 | 0 | 0 | 0 | 0 | 0 | 0 | 0 | 0 | 0 | 28.0695 | 28.0695 | 28.0695 | 28.0695 | 28.0695 | 28.0695 | 56.1389 | 56.1389 | 56.1389 | 56.1389 | 56.1389 | 56.1389 | 56.1389 | 28.0695 | 28.0695 | 28.0695 | 28.0695 | 56.1389 | 112.2779 | 84.2084 | 84.2084 | 84.2084 | 84.2084 | 84.2084 | 84.2084 | 84.2084 | 84.2084 | 112.2779 | 112.2779 | 112.2779 | 140.3473 | 112.2779 | 112.2779 | 84.2084 | 84.2084 | 84.2084 | 84.2084 | 56.1389 | 56.1389 | 56.1389 | 84.2084 | 84.2084 | 84.2084 | 84.2084 | 84.2084 | 84.2084 | 84.2084 | 84.2084 | 112.2779 | 112.2779 | 84.2084 | 28.0695 | 56.1389 | 56.1389 | 28.0695 | 56.1389 | 449.1115 | 0 | 0 | 0 | 0 | 0 | 0 | 0 | 0 | 0 | 0 | 0 | 0 | 0 | 0 | 0 | 0 | 0 | 0 | 0 | 0 | 0 | 0 | 0 | 0 | 0
5 | 0 | 0 | KIOSK MOUNTED ; < = 22kV ; > 60 kVA AND < = 600 kVA ; MULTIPLE PHASE | 61.779 | 0 | 0 | 0 | 0 | 0 | 0 | 0 | 0 | 0 | 1 | 2 | 3 | 3 | 4 | 6 | 7 | 11 | 10 | 16 | 18 | 21 | 24 | 40 | 42 | 47 | 43 | 39 | 37 | 34 | 18 | 21 | 26 | 21 | 29 | 67 | 48 | 49 | 60 | 62 | 64 | 58 | 55 | 67 | 80 | 73 | 76 | 89 | 80 | 68 | 60 | 53 | 55 | 50 | 46 | 45 | 45 | 54 | 50 | 49 | 57 | 51 | 55 | 53 | 65 | 76 | 72 | 58 | 25 | 42 | 43 | 23 | 45 | 116 | 0 | 0 | 0 | 0 | 0 | 0 | 0 | 0 | 0 | 0 | 0 | 0 | 0 | 0 | 0 | 0 | 0 | 0 | 0 | 0 | 0 | 0 | 0 | 0 | 0 | 0 | 0 | 102.5536 | 205.1073 | 307.6609 | 307.6609 | 410.2146 | 615.3218 | 717.8755 | 1128.0901 | 1025.5364 | 1640.8583 | 1845.9655 | 2153.6265 | 2461.2874 | 4102.1456 | 4307.2529 | 4820.0211 | 4409.8066 | 3999.592 | 3794.4847 | 3486.8238 | 1845.9655 | 2153.6265 | 2666.3947 | 2153.6265 | 2974.0556 | 6871.094 | 4922.5748 | 5025.1284 | 6153.2185 | 6358.3257 | 6563.433 | 5948.1112 | 5640.4503 | 6871.094 | 8204.2913 | 7486.4158 | 7794.0767 | 9127.2741 | 8204.2913 | 6973.6476 | 6153.2185 | 5435.343 | 5640.4503 | 5127.6821 | 4717.4675 | 4614.9138 | 4614.9138 | 5537.8966 | 5127.6821 | 5025.1284 | 5845.5575 | 5230.2357 | 5640.4503 | 5435.343 | 6665.9867 | 7794.0767 | 7383.8622 | 5948.1112 | 2563.841 | 4307.2529 | 4409.8066 | 2358.7337 | 4614.9138 | 11896.2224 | 0 | 0 | 0 | 0 | 0 | 0 | 0 | 0 | 0 | 0 | 0 | 0 | 0 | 0 | 0 | 0 | 0 | 0
5 | 0 | 0 | KIOSK MOUNTED ; < = 22kV ; > 600 kVA ; MULTIPLE PHASE | 64.9821 | 0 | 0 | 0 | 0 | 0 | 0 | 0 | 0 | 0 | 0 | 0 | 0 | 0 | 0 | 1 | 1 | 1 | 1 | 2 | 2 | 2 | 3 | 4 | 4 | 5 | 8 | 9 | 10 | 9 | 8 | 8 | 7 | 4 | 4 | 5 | 5 | 6 | 14 | 10 | 10 | 13 | 13 | 13 | 12 | 12 | 14 | 17 | 15 | 16 | 19 | 17 | 14 | 13 | 11 | 12 | 10 | 10 | 10 | 10 | 11 | 11 | 10 | 12 | 11 | 12 | 11 | 14 | 16 | 15 | 12 | 5 | 9 | 9 | 5 | 9 | 50 | 0 | 0 | 0 | 0 | 0 | 0 | 0 | 0 | 0 | 0 | 0 | 0 | 0 | 0 | 0 | 0 | 0 | 0 | 0 | 0 | 0 | 0 | 0 | 0 | 0 | 0 | 0 | 0 | 0 | 118.2752 | 118.2752 | 118.2752 | 118.2752 | 236.5503 | 236.5503 | 236.5503 | 354.8255 | 473.1007 | 473.1007 | 591.3758 | 946.2013 | 1064.4765 | 1182.7517 | 1064.4765 | 946.2013 | 946.2013 | 827.9262 | 473.1007 | 473.1007 | 591.3758 | 591.3758 | 709.651 | 1655.8523 | 1182.7517 | 1182.7517 | 1537.5771 | 1537.5771 | 1537.5771 | 1419.302 | 1419.302 | 1655.8523 | 2010.6778 | 1774.1275 | 1892.4026 | 2247.2281 | 2010.6778 | 1655.8523 | 1537.5771 | 1301.0268 | 1419.302 | 1182.7517 | 1182.7517 | 1182.7517 | 1182.7517 | 1301.0268 | 1301.0268 | 1182.7517 | 1419.302 | 1301.0268 | 1419.302 | 1301.0268 | 1655.8523 | 1892.4026 | 1774.1275 | 1419.302 | 591.3758 | 1064.4765 | 1064.4765 | 591.3758 | 1064.4765 | 5913.7583 | 0 | 0 | 0 | 0 | 0 | 0 | 0 | 0 | 0 | 0 | 0 | 0 | 0 | 0 | 0
5 | 0 | 0 | GROUND OUTDOOR / INDOOR CHAMBER MOUNTED ; ˂ 22 kV ; < = 60 kVA ; SINGLE PHASE | 45 | 0 | 0 | 0 | 0 | 0 | 0 | 0 | 0 | 0 | 0 | 0 | 0 | 0 | 0 | 0 | 0 | 0 | 0 | 0 | 0 | 0 | 0 | 0 | 0 | 0 | 0 | 0 | 0 | 0 | 1 | 0 | 0 | 0 | 0 | 0 | 0 | 0 | 0 | 0 | 0 | 0 | 0 | 0 | 0 | 0 | 0 | 0 | 0 | 0 | 0 | 0 | 0 | 0 | 0 | 0 | 0 | 0 | 0 | 0 | 0 | 0 | 0 | 0 | 0 | 0 | 0 | 0 | 0 | 0 | 0 | 0 | 0 | 0 | 0 | 0 | 0 | 0 | 0 | 0 | 0 | 0 | 0 | 0 | 0 | 0 | 0 | 0 | 0 | 0 | 0 | 0 | 0 | 0 | 0 | 0 | 0 | 0 | 0 | 0 | 0 | 0 | 0 | 0 | 0 | 0 | 0 | 0 | 0 | 0 | 0 | 0 | 0 | 0 | 0 | 0 | 0 | 0 | 0 | 0 | 0 | 28.0695 | 0 | 0 | 0 | 0 | 0 | 0 | 0 | 0 | 0 | 0 | 0 | 0 | 0 | 0 | 0 | 0 | 0 | 0 | 0 | 0 | 0 | 0 | 0 | 0 | 0 | 0 | 0 | 0 | 0 | 0 | 0 | 0 | 0 | 0 | 0 | 0 | 0 | 0 | 0 | 0 | 0 | 0 | 0 | 0 | 0 | 0 | 0 | 0 | 0 | 0 | 0 | 0 | 0 | 0 | 0 | 0 | 0 | 0 | 0 | 0 | 0
5 | 0 | 0 | GROUND OUTDOOR / INDOOR CHAMBER MOUNTED ; ˂ 22 kV ; > 60 kVA AND < = 600 kVA ; SINGLE PHASE | 45 | 0 | 0 | 0 | 0 | 0 | 0 | 0 | 0 | 0 | 0 | 0 | 0 | 0 | 0 | 0 | 0 | 0 | 0 | 0 | 0 | 0 | 0 | 0 | 0 | 0 | 0 | 0 | 0 | 0 | 1 | 0 | 0 | 0 | 0 | 0 | 0 | 0 | 0 | 0 | 0 | 0 | 0 | 0 | 0 | 0 | 0 | 0 | 0 | 0 | 0 | 0 | 0 | 0 | 0 | 0 | 0 | 0 | 0 | 0 | 0 | 0 | 0 | 0 | 0 | 0 | 0 | 0 | 0 | 0 | 0 | 0 | 0 | 0 | 0 | 0 | 0 | 0 | 0 | 0 | 0 | 0 | 0 | 0 | 0 | 0 | 0 | 0 | 0 | 0 | 0 | 0 | 0 | 0 | 0 | 0 | 0 | 0 | 0 | 0 | 0 | 0 | 0 | 0 | 0 | 0 | 0 | 0 | 0 | 0 | 0 | 0 | 0 | 0 | 0 | 0 | 0 | 0 | 0 | 0 | 0 | 28.3768 | 0 | 0 | 0 | 0 | 0 | 0 | 0 | 0 | 0 | 0 | 0 | 0 | 0 | 0 | 0 | 0 | 0 | 0 | 0 | 0 | 0 | 0 | 0 | 0 | 0 | 0 | 0 | 0 | 0 | 0 | 0 | 0 | 0 | 0 | 0 | 0 | 0 | 0 | 0 | 0 | 0 | 0 | 0 | 0 | 0 | 0 | 0 | 0 | 0 | 0 | 0 | 0 | 0 | 0 | 0 | 0 | 0 | 0 | 0 | 0 | 0
5 | 0 | 0 | GROUND OUTDOOR / INDOOR CHAMBER MOUNTED ; ˂ 22 kV ; < = 60 kVA ; MULTIPLE PHASE | 45 | 0 | 0 | 0 | 0 | 0 | 0 | 0 | 0 | 0 | 0 | 0 | 0 | 0 | 0 | 0 | 0 | 0 | 1 | 0 | 0 | 1 | 1 | 1 | 1 | 1 | 1 | 1 | 1 | 1 | 1 | 1 | 1 | 1 | 1 | 1 | 0 | 0 | 0 | 0 | 1 | 0 | 0 | 1 | 0 | 1 | 1 | 1 | 1 | 1 | 1 | 0 | 0 | 0 | 0 | 0 | 0 | 0 | 0 | 0 | 0 | 0 | 0 | 0 | 0 | 0 | 0 | 0 | 0 | 0 | 0 | 0 | 0 | 0 | 0 | 0 | 0 | 0 | 0 | 0 | 0 | 0 | 0 | 0 | 0 | 0 | 0 | 0 | 0 | 0 | 0 | 0 | 0 | 0 | 0 | 0 | 0 | 0 | 0 | 0 | 0 | 0 | 0 | 0 | 0 | 0 | 0 | 0 | 0 | 28.3768 | 0 | 0 | 28.3768 | 28.3768 | 28.3768 | 28.3768 | 28.3768 | 28.3768 | 28.3768 | 28.3768 | 28.3768 | 28.3768 | 28.3768 | 28.3768 | 28.3768 | 28.3768 | 28.3768 | 0 | 0 | 0 | 0 | 28.3768 | 0 | 0 | 28.3768 | 0 | 28.3768 | 28.3768 | 28.3768 | 28.3768 | 28.3768 | 28.3768 | 0 | 0 | 0 | 0 | 0 | 0 | 0 | 0 | 0 | 0 | 0 | 0 | 0 | 0 | 0 | 0 | 0 | 0 | 0 | 0 | 0 | 0 | 0 | 0 | 0 | 0 | 0 | 0 | 0 | 0 | 0 | 0 | 0 | 0 | 0 | 0 | 0 | 0 | 0 | 0 | 0
5 | 0 | 0 | GROUND OUTDOOR / INDOOR CHAMBER MOUNTED ; ˂ 22 kV ; > 60 kVA AND < = 600 kVA ; MULTIPLE PHASE | 62.2843 | 0 | 0 | 0 | 0 | 0 | 0 | 0 | 0 | 0 | 0 | 0 | 0 | 0 | 1 | 1 | 1 | 2 | 1 | 2 | 2 | 3 | 3 | 5 | 6 | 6 | 6 | 5 | 5 | 5 | 2 | 3 | 3 | 3 | 4 | 9 | 6 | 7 | 8 | 8 | 9 | 8 | 7 | 9 | 11 | 10 | 10 | 12 | 11 | 9 | 8 | 7 | 7 | 7 | 6 | 6 | 6 | 7 | 7 | 7 | 8 | 7 | 7 | 7 | 9 | 10 | 10 | 8 | 3 | 6 | 6 | 3 | 6 | 3 | 0 | 0 | 0 | 0 | 0 | 0 | 0 | 0 | 0 | 0 | 0 | 0 | 0 | 0 | 0 | 0 | 0 | 0 | 0 | 0 | 0 | 0 | 0 | 0 | 0 | 0 | 0 | 0 | 0 | 0 | 0 | 28.3768 | 28.3768 | 28.3768 | 56.7536 | 28.3768 | 56.7536 | 56.7536 | 85.1304 | 85.1304 | 141.8841 | 170.2609 | 170.2609 | 170.2609 | 141.8841 | 141.8841 | 141.8841 | 56.7536 | 85.1304 | 85.1304 | 85.1304 | 113.5072 | 255.3913 | 170.2609 | 198.6377 | 227.0145 | 227.0145 | 255.3913 | 227.0145 | 198.6377 | 255.3913 | 312.1449 | 283.7681 | 283.7681 | 340.5217 | 312.1449 | 255.3913 | 227.0145 | 198.6377 | 198.6377 | 198.6377 | 170.2609 | 170.2609 | 170.2609 | 198.6377 | 198.6377 | 198.6377 | 227.0145 | 198.6377 | 198.6377 | 198.6377 | 255.3913 | 283.7681 | 283.7681 | 227.0145 | 85.1304 | 170.2609 | 170.2609 | 85.1304 | 170.2609 | 85.1304 | 0 | 0 | 0 | 0 | 0 | 0 | 0 | 0 | 0 | 0 | 0 | 0 | 0 | 0 | 0 | 0 | 0 | 0
5 | 0 | 0 | GROUND OUTDOOR / INDOOR CHAMBER MOUNTED ; ˂ 22 kV ; > 600 kVA ; MULTIPLE PHASE | 60.6424 | 0 | 0 | 0 | 0 | 0 | 0 | 0 | 0 | 0 | 0 | 1 | 1 | 1 | 1 | 2 | 3 | 2 | 4 | 4 | 5 | 6 | 9 | 10 | 11 | 10 | 9 | 9 | 8 | 4 | 5 | 6 | 5 | 7 | 16 | 11 | 11 | 14 | 15 | 15 | 13 | 13 | 16 | 19 | 17 | 18 | 22 | 19 | 16 | 14 | 12 | 13 | 12 | 11 | 10 | 10 | 12 | 12 | 11 | 13 | 12 | 13 | 12 | 15 | 18 | 17 | 14 | 6 | 10 | 10 | 5 | 10 | 8 | 0 | 0 | 0 | 0 | 0 | 0 | 0 | 0 | 0 | 0 | 0 | 0 | 0 | 0 | 0 | 0 | 0 | 0 | 0 | 0 | 0 | 0 | 0 | 0 | 0 | 0 | 0 | 0 | 0 | 42.1259 | 42.1259 | 42.1259 | 42.1259 | 84.2519 | 126.3778 | 84.2519 | 168.5038 | 168.5038 | 210.6297 | 252.7556 | 379.1334 | 421.2594 | 463.3853 | 421.2594 | 379.1334 | 379.1334 | 337.0075 | 168.5038 | 210.6297 | 252.7556 | 210.6297 | 294.8816 | 674.015 | 463.3853 | 463.3853 | 589.7631 | 631.8891 | 631.8891 | 547.6372 | 547.6372 | 674.015 | 800.3928 | 716.1409 | 758.2669 | 926.7706 | 800.3928 | 674.015 | 589.7631 | 505.5113 | 547.6372 | 505.5113 | 463.3853 | 421.2594 | 421.2594 | 505.5113 | 505.5113 | 463.3853 | 547.6372 | 505.5113 | 547.6372 | 505.5113 | 631.8891 | 758.2669 | 716.1409 | 589.7631 | 252.7556 | 421.2594 | 421.2594 | 210.6297 | 421.2594 | 337.0075 | 0 | 0 | 0 | 0 | 0 | 0 | 0 | 0 | 0 | 0 | 0 | 0 | 0 | 0 | 0 | 0 | 0 | 0 | 0
5 | 0 | 0 | GROUND OUTDOOR / INDOOR CHAMBER MOUNTED ; > 33 kV & < = 66 kV ; < = 15 MVA | 50.6 | 11 | 0 | 0 | 0 | 0 | 2 | 1 | 6 | 0 | 15 | 4 | 0 | 6 | 3 | 8 | 3 | 0 | 0 | 0 | 0 | 0 | 0 | 0 | 0 | 0 | 1 | 0 | 1 | 0 | 0 | 0 | 0 | 0 | 0 | 0 | 0 | 0 | 0 | 0 | 0 | 0 | 0 | 0 | 0 | 0 | 1 | 0 | 1 | 1 | 0 | 1 | 0 | 0 | 0 | 0 | 0 | 0 | 0 | 0 | 0 | 0 | 0 | 0 | 0 | 0 | 0 | 0 | 0 | 0 | 0 | 0 | 0 | 0 | 0 | 0 | 0 | 0 | 0 | 0 | 0 | 0 | 0 | 0 | 0 | 0 | 0 | 0 | 0 | 0 | 0 | 0 | 12517.3911 | 0 | 0 | 0 | 0 | 2275.8893 | 1137.9446 | 6827.6679 | 0 | 17069.1697 | 4551.7786 | 0 | 6827.6679 | 3413.8339 | 9103.5572 | 3413.8339 | 0 | 0 | 0 | 0 | 0 | 0 | 0 | 0 | 0 | 1137.9446 | 0 | 1137.9446 | 0 | 0 | 0 | 0 | 0 | 0 | 0 | 0 | 0 | 0 | 0 | 0 | 0 | 0 | 0 | 0 | 0 | 1137.9446 | 0 | 1137.9446 | 1137.9446 | 0 | 1137.9446 | 0 | 0 | 0 | 0 | 0 | 0 | 0 | 0 | 0 | 0 | 0 | 0 | 0 | 0 | 0 | 0 | 0 | 0 | 0 | 0 | 0 | 0 | 0 | 0 | 0 | 0 | 0 | 0 | 0 | 0 | 0 | 0 | 0 | 0 | 0 | 0 | 0 | 0 | 0 | 0
5 | 0 | 0 | GROUND OUTDOOR / INDOOR CHAMBER MOUNTED ; > 33 kV & < = 66 kV ; > 15 MVA AND < = 40 MVA | 54.2487 | 1 | 0 | 0 | 0 | 0 | 0 | 0 | 0 | 0 | 1 | 1 | 0 | 0 | 2 | 2 | 2 | 4 | 1 | 0 | 0 | 0 | 0 | 0 | 0 | 0 | 3 | 0 | 1 | 12 | 2 | 6 | 0 | 2 | 0 | 0 | 0 | 2 | 1 | 0 | 1 | 0 | 0 | 0 | 0 | 0 | 0 | 0 | 0 | 0 | 1 | 0 | 3 | 0 | 2 | 2 | 1 | 1 | 1 | 3 | 1 | 5 | 3 | 3 | 3 | 2 | 0 | 0 | 0 | 0 | 0 | 0 | 0 | 0 | 0 | 0 | 0 | 0 | 0 | 0 | 0 | 0 | 0 | 0 | 0 | 0 | 0 | 0 | 0 | 0 | 0 | 0 | 1137.9446 | 0 | 0 | 0 | 0 | 0 | 0 | 0 | 0 | 1137.9446 | 1137.9446 | 0 | 0 | 2275.8893 | 2275.8893 | 2275.8893 | 4551.7786 | 1137.9446 | 0 | 0 | 0 | 0 | 0 | 0 | 0 | 3413.8339 | 0 | 1137.9446 | 13655.3357 | 2275.8893 | 6827.6679 | 0 | 2275.8893 | 0 | 0 | 0 | 2275.8893 | 1137.9446 | 0 | 1137.9446 | 0 | 0 | 0 | 0 | 0 | 0 | 0 | 0 | 0 | 1137.9446 | 0 | 3413.8339 | 0 | 2275.8893 | 2275.8893 | 1137.9446 | 1137.9446 | 1137.9446 | 3413.8339 | 1137.9446 | 5689.7232 | 3413.8339 | 3413.8339 | 3413.8339 | 2275.8893 | 0 | 0 | 0 | 0 | 0 | 0 | 0 | 0 | 0 | 0 | 0 | 0 | 0 | 0 | 0 | 0 | 0 | 0 | 0 | 0 | 0 | 0 | 0 | 0 | 0 | 0
5 | 0 | 0 | GROUND OUTDOOR / INDOOR CHAMBER MOUNTED ; > 33 kV & < = 66 kV ; > 40 MVA | 50.6 | 0 | 0 | 0 | 0 | 0 | 0 | 1 | 0 | 0 | 0 | 0 | 0 | 0 | 0 | 0 | 0 | 0 | 0 | 0 | 0 | 0 | 0 | 0 | 0 | 0 | 0 | 0 | 0 | 0 | 0 | 0 | 0 | 0 | 0 | 0 | 0 | 0 | 0 | 0 | 0 | 0 | 0 | 0 | 0 | 0 | 0 | 0 | 0 | 0 | 0 | 0 | 0 | 0 | 0 | 0 | 0 | 0 | 0 | 0 | 0 | 0 | 0 | 0 | 0 | 0 | 0 | 0 | 0 | 0 | 0 | 0 | 0 | 0 | 0 | 0 | 0 | 0 | 0 | 0 | 0 | 0 | 0 | 0 | 0 | 0 | 0 | 0 | 0 | 0 | 0 | 0 | 0 | 0 | 0 | 0 | 0 | 0 | 1137.9446 | 0 | 0 | 0 | 0 | 0 | 0 | 0 | 0 | 0 | 0 | 0 | 0 | 0 | 0 | 0 | 0 | 0 | 0 | 0 | 0 | 0 | 0 | 0 | 0 | 0 | 0 | 0 | 0 | 0 | 0 | 0 | 0 | 0 | 0 | 0 | 0 | 0 | 0 | 0 | 0 | 0 | 0 | 0 | 0 | 0 | 0 | 0 | 0 | 0 | 0 | 0 | 0 | 0 | 0 | 0 | 0 | 0 | 0 | 0 | 0 | 0 | 0 | 0 | 0 | 0 | 0 | 0 | 0 | 0 | 0 | 0 | 0 | 0 | 0 | 0 | 0 | 0 | 0 | 0 | 0 | 0 | 0 | 0 | 0
5 | 0 | 0 | POLE MOUNTED ; < ≈ 22KV ; < ≈ 60 KVA ; SWER | 64.3458 | 0 | 0 | 0 | 0 | 0 | 0 | 0 | 0 | 0 | 0 | 2 | 5 | 14 | 20 | 21 | 31 | 46 | 55 | 85 | 74 | 118 | 136 | 159 | 184 | 305 | 322 | 359 | 324 | 295 | 283 | 257 | 138 | 159 | 196 | 163 | 220 | 511 | 367 | 373 | 458 | 475 | 487 | 439 | 415 | 509 | 606 | 552 | 582 | 676 | 609 | 514 | 456 | 406 | 417 | 379 | 347 | 343 | 343 | 409 | 381 | 373 | 430 | 389 | 421 | 407 | 491 | 578 | 551 | 443 | 190 | 320 | 326 | 177 | 343 | 193 | 0 | 0 | 0 | 0 | 0 | 0 | 0 | 0 | 0 | 0 | 0 | 0 | 0 | 0 | 0 | 0 | 0 | 0 | 0 | 0 | 0 | 0 | 0 | 0 | 0 | 0 | 6.4315 | 16.0787 | 45.0203 | 64.3148 | 67.5305 | 99.6879 | 147.9239 | 176.8656 | 273.3377 | 237.9646 | 379.4571 | 437.3404 | 511.3023 | 591.6958 | 980.8001 | 1035.4676 | 1154.4499 | 1041.8991 | 948.6427 | 910.0538 | 826.4447 | 443.7718 | 511.3023 | 630.2846 | 524.1653 | 707.4623 | 1643.2421 | 1180.1758 | 1199.4703 | 1472.808 | 1527.4755 | 1566.0644 | 1411.709 | 1334.5312 | 1636.8106 | 1948.7372 | 1775.0873 | 1871.5595 | 2173.8389 | 1958.3844 | 1652.8893 | 1466.3765 | 1305.5896 | 1340.9627 | 1218.7647 | 1115.8611 | 1102.9981 | 1102.9981 | 1315.2368 | 1225.1962 | 1199.4703 | 1382.7673 | 1250.9221 | 1353.8257 | 1308.8053 | 1578.9273 | 1858.6965 | 1771.8716 | 1424.5719 | 610.9902 | 1029.0361 | 1048.3306 | 569.1856 | 1102.9981 | 620.6374 | 0 | 0 | 0 | 0 | 0 | 0 | 0 | 0 | 0 | 0 | 0 | 0 | 0 | 0 | 0 | 0
5 | 0 | 0 | POLE MOUNTED ; < ≈ 22KV ; > 60 KVA AND < ≈ 600 KVA ; SWER | 50 | 0 | 0 | 0 | 0 | 0 | 0 | 0 | 0 | 0 | 0 | 0 | 0 | 0 | 0 | 0 | 0 | 0 | 0 | 0 | 0 | 0 | 0 | 0 | 0 | 0 | 0 | 0 | 0 | 0 | 0 | 0 | 1 | 0 | 1 | 1 | 1 | 0 | 0 | 0 | 0 | 0 | 0 | 0 | 0 | 0 | 0 | 0 | 0 | 0 | 0 | 0 | 0 | 1 | 0 | 0 | 0 | 0 | 0 | 0 | 0 | 0 | 0 | 0 | 0 | 0 | 0 | 0 | 0 | 0 | 0 | 0 | 0 | 0 | 0 | 0 | 0 | 0 | 0 | 0 | 0 | 0 | 0 | 0 | 0 | 0 | 0 | 0 | 0 | 0 | 0 | 0 | 0 | 0 | 0 | 0 | 0 | 0 | 0 | 0 | 0 | 0 | 0 | 0 | 0 | 0 | 0 | 0 | 0 | 0 | 0 | 0 | 0 | 0 | 0 | 0 | 0 | 0 | 0 | 0 | 0 | 0 | 0 | 29.7005 | 0 | 29.7005 | 29.7005 | 29.7005 | 0 | 0 | 0 | 0 | 0 | 0 | 0 | 0 | 0 | 0 | 0 | 0 | 0 | 0 | 0 | 0 | 29.7005 | 0 | 0 | 0 | 0 | 0 | 0 | 0 | 0 | 0 | 0 | 0 | 0 | 0 | 0 | 0 | 0 | 0 | 0 | 0 | 0 | 0 | 0 | 0 | 0 | 0 | 0 | 0 | 0 | 0 | 0 | 0 | 0 | 0 | 0 | 0 | 0 | 0 | 0
5 | 0 | 0 | KIOSK MOUNTED ; < ≈ 22KV ; < ≈ 60 KVA ; SWER | 41.5321 | 2 | 1 | 1 | 1 | 1 | 1 | 1 | 1 | 1 | 1 | 1 | 1 | 1 | 1 | 2 | 1 | 1 | 2 | 2 | 2 | 2 | 2 | 2 | 2 | 2 | 2 | 3 | 2 | 2 | 2 | 2 | 2 | 1 | 1 | 1 | 1 | 2 | 1 | 1 | 2 | 1 | 2 | 2 | 2 | 2 | 2 | 2 | 1 | 1 | 1 | 1 | 1 | 4 | 0 | 0 | 0 | 0 | 0 | 0 | 0 | 0 | 0 | 0 | 0 | 0 | 0 | 0 | 0 | 0 | 0 | 0 | 0 | 0 | 0 | 0 | 0 | 0 | 0 | 0 | 0 | 0 | 0 | 0 | 0 | 0 | 0 | 0 | 0 | 0 | 0 | 0 | 26.4022 | 13.2011 | 13.2011 | 13.2011 | 13.2011 | 13.2011 | 13.2011 | 13.2011 | 13.2011 | 13.2011 | 13.2011 | 13.2011 | 13.2011 | 13.2011 | 26.4022 | 13.2011 | 13.2011 | 26.4022 | 26.4022 | 26.4022 | 26.4022 | 26.4022 | 26.4022 | 26.4022 | 26.4022 | 26.4022 | 39.6033 | 26.4022 | 26.4022 | 26.4022 | 26.4022 | 26.4022 | 13.2011 | 13.2011 | 13.2011 | 13.2011 | 26.4022 | 13.2011 | 13.2011 | 26.4022 | 13.2011 | 26.4022 | 26.4022 | 26.4022 | 26.4022 | 26.4022 | 26.4022 | 13.2011 | 13.2011 | 13.2011 | 13.2011 | 13.2011 | 52.8044 | 0 | 0 | 0 | 0 | 0 | 0 | 0 | 0 | 0 | 0 | 0 | 0 | 0 | 0 | 0 | 0 | 0 | 0 | 0 | 0 | 0 | 0 | 0 | 0 | 0 | 0 | 0 | 0 | 0 | 0 | 0 | 0 | 0 | 0 | 0 | 0 | 0 | 0
5 | 0 | 0 | POLE / GROUND MOUNTED ; < = 22KV ; > 600 KVA ; REGULATOR | 43.6417 | 4 | 1 | 2 | 2 | 3 | 3 | 4 | 3 | 3 | 3 | 3 | 1 | 2 | 2 | 2 | 2 | 5 | 4 | 4 | 5 | 5 | 5 | 4 | 4 | 5 | 6 | 5 | 6 | 6 | 6 | 5 | 5 | 4 | 4 | 4 | 3 | 3 | 3 | 4 | 4 | 4 | 4 | 4 | 4 | 4 | 5 | 6 | 4 | 3 | 1 | 56 | 56 | 31 | 12 | 17 | 0 | 0 | 0 | 0 | 0 | 0 | 0 | 0 | 0 | 0 | 0 | 0 | 0 | 0 | 0 | 0 | 0 | 0 | 0 | 0 | 0 | 0 | 0 | 0 | 0 | 0 | 0 | 0 | 0 | 0 | 0 | 0 | 0 | 0 | 0 | 0 | 261.3038 | 65.3259 | 130.6519 | 130.6519 | 195.9778 | 195.9778 | 261.3038 | 195.9778 | 195.9778 | 195.9778 | 195.9778 | 65.3259 | 130.6519 | 130.6519 | 130.6519 | 130.6519 | 326.6297 | 261.3038 | 261.3038 | 326.6297 | 326.6297 | 326.6297 | 261.3038 | 261.3038 | 326.6297 | 391.9557 | 326.6297 | 391.9557 | 391.9557 | 391.9557 | 326.6297 | 326.6297 | 261.3038 | 261.3038 | 261.3038 | 195.9778 | 195.9778 | 195.9778 | 261.3038 | 261.3038 | 261.3038 | 261.3038 | 261.3038 | 261.3038 | 261.3038 | 326.6297 | 391.9557 | 261.3038 | 195.9778 | 65.3259 | 3658.253 | 3658.253 | 2025.1044 | 783.9114 | 1110.5411 | 0 | 0 | 0 | 0 | 0 | 0 | 0 | 0 | 0 | 0 | 0 | 0 | 0 | 0 | 0 | 0 | 0 | 0 | 0 | 0 | 0 | 0 | 0 | 0 | 0 | 0 | 0 | 0 | 0 | 0 | 0 | 0 | 0 | 0 | 0 | 0
5 | 0 | 0 | AUTO TRANSFORMERS | 55 | 0 | 0 | 0 | 0 | 0 | 0 | 0 | 0 | 0 | 0 | 0 | 0 | 0 | 0 | 0 | 0 | 0 | 0 | 0 | 0 | 0 | 0 | 0 | 0 | 0 | 0 | 0 | 0 | 0 | 0 | 0 | 0 | 0 | 0 | 0 | 0 | 0 | 0 | 0 | 0 | 0 | 0 | 0 | 0 | 0 | 0 | 0 | 0 | 0 | 0 | 0 | 0 | 0 | 0 | 0 | 0 | 0 | 0 | 0 | 0 | 0 | 0 | 1 | 0 | 0 | 0 | 0 | 0 | 0 | 0 | 0 | 0 | 0 | 0 | 0 | 0 | 0 | 0 | 0 | 0 | 0 | 0 | 0 | 0 | 0 | 0 | 0 | 0 | 0 | 0 | 0 | 0 | 0 | 0 | 0 | 0 | 0 | 0 | 0 | 0 | 0 | 0 | 0 | 0 | 0 | 0 | 0 | 0 | 0 | 0 | 0 | 0 | 0 | 0 | 0 | 0 | 0 | 0 | 0 | 0 | 0 | 0 | 0 | 0 | 0 | 0 | 0 | 0 | 0 | 0 | 0 | 0 | 0 | 0 | 0 | 0 | 0 | 0 | 0 | 0 | 0 | 0 | 0 | 0 | 0 | 0 | 0 | 0 | 0 | 0 | 0 | 0 | 0 | 42.1259 | 0 | 0 | 0 | 0 | 0 | 0 | 0 | 0 | 0 | 0 | 0 | 0 | 0 | 0 | 0 | 0 | 0 | 0 | 0 | 0 | 0 | 0 | 0 | 0 | 0 | 0 | 0 | 0
0 | 0 | 0 | 0 | 0 | 0 | 0 | 0 | 0 | 0 | 0 | 0 | 0 | 0 | 0 | 0 | 0 | 0 | 0 | 0 | 0 | 0 | 0 | 0 | 0 | 0 | 0 | 0 | 0 | 0 | 0 | 0 | 0 | 0 | 0 | 0 | 0 | 0 | 0 | 0 | 0 | 0 | 0 | 0 | 0 | 0 | 0 | 0 | 0 | 0 | 0 | 0 | 0 | 0 | 0 | 0 | 0 | 0 | 0 | 0 | 0 | 0 | 0 | 0 | 0 | 0 | 0 | 0 | 0 | 0 | 0 | 0 | 0 | 0 | 0 | 0 | 0 | 0 | 0 | 0 | 0 | 0 | 0 | 0 | 0 | 0 | 0 | 0 | 0 | 0 | 0 | 0 | 0 | 0 | 0 | 0 | 0 | 0 | 0 | 0 | 0 | 0 | 0 | 0 | 0 | 0 | 0 | 0 | 0 | 0 | 0 | 0 | 0 | 0 | 0 | 0 | 0 | 0 | 0 | 0 | 0 | 0 | 0 | 0 | 0 | 0 | 0 | 0 | 0 | 0 | 0 | 0 | 0 | 0 | 0 | 0 | 0 | 0 | 0 | 0 | 0 | 0 | 0 | 0 | 0 | 0 | 0 | 0 | 0 | 0 | 0 | 0 | 0 | 0 | 0 | 0 | 0 | 0 | 0 | 0 | 0 | 0 | 0 | 0 | 0 | 0 | 0 | 0 | 0 | 0 | 0 | 0 | 0 | 0 | 0 | 0 | 0 | 0 | 0 | 0 | 0 | 0 | 0 | 0 | 0 | 0 | 0
0 | 0 | 0 | Switchgear | 0 | 0 | 0 | 0 | 0 | 0 | 0 | 0 | 0 | 0 | 0 | 0 | 0 | 0 | 0 | 0 | 0 | 0 | 0 | 0 | 0 | 0 | 0 | 0 | 0 | 0 | 0 | 0 | 0 | 0 | 0 | 0 | 0 | 0 | 0 | 0 | 0 | 0 | 0 | 0 | 0 | 0 | 0 | 0 | 0 | 0 | 0 | 0 | 0 | 0 | 0 | 0 | 0 | 0 | 0 | 0 | 0 | 0 | 0 | 0 | 0 | 0 | 0 | 0 | 0 | 0 | 0 | 0 | 0 | 0 | 0 | 0 | 0 | 0 | 0 | 0 | 0 | 0 | 0 | 0 | 0 | 0 | 0 | 0 | 0 | 0 | 0 | 0 | 0 | 0 | 0 | 0 | 0 | 0 | 0 | 0 | 0 | 0 | 0 | 0 | 0 | 0 | 0 | 0 | 0 | 0 | 0 | 0 | 0 | 0 | 0 | 0 | 0 | 0 | 0 | 0 | 0 | 0 | 0 | 0 | 0 | 0 | 0 | 0 | 0 | 0 | 0 | 0 | 0 | 0 | 0 | 0 | 0 | 0 | 0 | 0 | 0 | 0 | 0 | 0 | 0 | 0 | 0 | 0 | 0 | 0 | 0 | 0 | 0 | 0 | 0 | 0 | 0 | 0 | 0 | 0 | 0 | 0 | 0 | 0 | 0 | 0 | 0 | 0 | 0 | 0 | 0 | 0 | 0 | 0 | 0 | 0 | 0 | 0 | 0 | 0 | 0 | 0 | 0 | 0 | 0 | 0 | 0
6 | 0 | 0 | ˂ = 11 kV ; SWITCH | 58.3673 | 0 | 0 | 0 | 0 | 0 | 0 | 0 | 0 | 1 | 1 | 0 | 0 | 1 | 2 | 1 | 0 | 3 | 1 | 0 | 2 | 1 | 3 | 2 | 4 | 1 | 0 | 0 | 0 | 0 | 2 | 3 | 0 | 6 | 2 | 0 | 2 | 0 | 1 | 3 | 1 | 0 | 2 | 0 | 1 | 0 | 0 | 0 | 0 | 0 | 0 | 0 | 0 | 0 | 1 | 1 | 2 | 1 | 0 | 0 | 4 | 0 | 9 | 2 | 7 | 4 | 4 | 3 | 5 | 3 | 0 | 0 | 0 | 0 | 0 | 0 | 0 | 0 | 0 | 0 | 0 | 0 | 0 | 0 | 0 | 0 | 0 | 0 | 0 | 0 | 0 | 0 | 0 | 0 | 0 | 0 | 0 | 0 | 0 | 0 | 34.7821 | 34.7821 | 0 | 0 | 34.7821 | 69.5641 | 34.7821 | 0 | 104.3462 | 34.7821 | 0 | 69.5641 | 34.7821 | 104.3462 | 69.5641 | 139.1283 | 34.7821 | 0 | 0 | 0 | 0 | 69.5641 | 104.3462 | 0 | 208.6924 | 69.5641 | 0 | 69.5641 | 0 | 34.7821 | 104.3462 | 34.7821 | 0 | 69.5641 | 0 | 34.7821 | 0 | 0 | 0 | 0 | 0 | 0 | 0 | 0 | 0 | 34.7821 | 34.7821 | 69.5641 | 34.7821 | 0 | 0 | 139.1283 | 0 | 313.0387 | 69.5641 | 243.4745 | 139.1283 | 139.1283 | 104.3462 | 173.9104 | 104.3462 | 0 | 0 | 0 | 0 | 0 | 0 | 0 | 0 | 0 | 0 | 0 | 0 | 0 | 0 | 0 | 0 | 0 | 0 | 0 | 0 | 0 | 0
6 | 0 | 0 | ˂ = 11 kV ; CIRCUIT BREAKER | 45 | 13 | 1 | 0 | 2 | 0 | 8 | 0 | 0 | 1 | 0 | 1 | 0 | 0 | 0 | 0 | 0 | 0 | 1 | 0 | 1 | 1 | 0 | 0 | 0 | 0 | 20 | 0 | 0 | 2 | 2 | 2 | 1 | 0 | 0 | 0 | 2 | 0 | 0 | 0 | 0 | 0 | 0 | 0 | 0 | 0 | 0 | 0 | 0 | 0 | 0 | 0 | 0 | 1 | 0 | 0 | 0 | 0 | 0 | 0 | 0 | 0 | 0 | 0 | 0 | 0 | 0 | 0 | 0 | 0 | 0 | 0 | 0 | 0 | 0 | 0 | 0 | 0 | 0 | 0 | 0 | 0 | 0 | 0 | 0 | 0 | 0 | 0 | 0 | 0 | 0 | 0 | 1157.4584 | 89.0353 | 0 | 178.0705 | 0 | 712.2821 | 0 | 0 | 89.0353 | 0 | 89.0353 | 0 | 0 | 0 | 0 | 0 | 0 | 89.0353 | 0 | 89.0353 | 89.0353 | 0 | 0 | 0 | 0 | 1780.7053 | 0 | 0 | 178.0705 | 178.0705 | 178.0705 | 89.0353 | 0 | 0 | 0 | 178.0705 | 0 | 0 | 0 | 0 | 0 | 0 | 0 | 0 | 0 | 0 | 0 | 0 | 0 | 0 | 0 | 0 | 89.0353 | 0 | 0 | 0 | 0 | 0 | 0 | 0 | 0 | 0 | 0 | 0 | 0 | 0 | 0 | 0 | 0 | 0 | 0 | 0 | 0 | 0 | 0 | 0 | 0 | 0 | 0 | 0 | 0 | 0 | 0 | 0 | 0 | 0 | 0 | 0 | 0 | 0 | 0
6 | 0 | 0 | ˂= 1 kV CIRCUIT BREAKER | 45 | 1029 | 94 | 23 | 329 | 117 | 35 | 200 | 106 | 294 | 200 | 493 | 106 | 12 | 12 | 12 | 12 | 235 | 399 | 12 | 646 | 247 | 12 | 188 | 12 | 70 | 12 | 117 | 35 | 200 | 12 | 82 | 12 | 23 | 12 | 12 | 12 | 12 | 23 | 23 | 12 | 117 | 70 | 223 | 141 | 0 | 0 | 0 | 0 | 0 | 0 | 0 | 0 | 0 | 0 | 0 | 0 | 0 | 0 | 0 | 0 | 0 | 0 | 0 | 0 | 0 | 0 | 0 | 0 | 0 | 0 | 0 | 0 | 0 | 0 | 0 | 0 | 0 | 0 | 0 | 0 | 0 | 0 | 0 | 0 | 0 | 0 | 0 | 0 | 0 | 0 | 0 | 4995.0074 | 456.298 | 111.6474 | 1597.0432 | 567.9454 | 169.8982 | 970.8469 | 514.5489 | 1427.145 | 970.8469 | 2393.1376 | 514.5489 | 58.2508 | 58.2508 | 58.2508 | 58.2508 | 1140.7451 | 1936.8396 | 58.2508 | 3135.8355 | 1198.9959 | 58.2508 | 912.5961 | 58.2508 | 339.7964 | 58.2508 | 567.9454 | 169.8982 | 970.8469 | 58.2508 | 398.0472 | 58.2508 | 111.6474 | 58.2508 | 58.2508 | 58.2508 | 58.2508 | 111.6474 | 111.6474 | 58.2508 | 567.9454 | 339.7964 | 1082.4943 | 684.4471 | 0 | 0 | 0 | 0 | 0 | 0 | 0 | 0 | 0 | 0 | 0 | 0 | 0 | 0 | 0 | 0 | 0 | 0 | 0 | 0 | 0 | 0 | 0 | 0 | 0 | 0 | 0 | 0 | 0 | 0 | 0 | 0 | 0 | 0 | 0 | 0 | 0 | 0 | 0 | 0 | 0 | 0 | 0 | 0 | 0 | 0 | 0
6 | 0 | 0 | > 1 kV & ˂= 11 kV ISOLATORS, EARTHING SWITCH | 45 | 8 | 1 | 0 | 4 | 1 | 1 | 3 | 1 | 4 | 3 | 6 | 1 | 0 | 0 | 0 | 0 | 3 | 5 | 1 | 8 | 3 | 0 | 2 | 0 | 1 | 0 | 1 | 0 | 3 | 0 | 1 | 0 | 0 | 0 | 0 | 0 | 0 | 0 | 0 | 0 | 1 | 1 | 3 | 2 | 0 | 0 | 1 | 1 | 2 | 1 | 4 | 2 | 0 | 1 | 2 | 2 | 0 | 0 | 0 | 0 | 0 | 0 | 0 | 0 | 0 | 0 | 0 | 0 | 0 | 0 | 0 | 0 | 0 | 0 | 0 | 0 | 0 | 0 | 0 | 0 | 0 | 0 | 0 | 0 | 0 | 0 | 0 | 0 | 0 | 0 | 0 | 38.8339 | 4.8542 | 0 | 19.4169 | 4.8542 | 4.8542 | 14.5627 | 4.8542 | 19.4169 | 14.5627 | 29.1254 | 4.8542 | 0 | 0 | 0 | 0 | 14.5627 | 24.2712 | 4.8542 | 38.8339 | 14.5627 | 0 | 9.7085 | 0 | 4.8542 | 0 | 4.8542 | 0 | 14.5627 | 0 | 4.8542 | 0 | 0 | 0 | 0 | 0 | 0 | 0 | 0 | 0 | 4.8542 | 4.8542 | 14.5627 | 9.7085 | 0 | 0 | 4.8542 | 4.8542 | 9.7085 | 4.8542 | 19.4169 | 9.7085 | 0 | 4.8542 | 9.7085 | 9.7085 | 0 | 0 | 0 | 0 | 0 | 0 | 0 | 0 | 0 | 0 | 0 | 0 | 0 | 0 | 0 | 0 | 0 | 0 | 0 | 0 | 0 | 0 | 0 | 0 | 0 | 0 | 0 | 0 | 0 | 0 | 0 | 0 | 0 | 0 | 0
6 | 0 | 0 | > 11 kV & < = 22 kV ; SWITCH | 71.5065 | 117 | 13 | 13 | 13 | 13 | 13 | 13 | 13 | 13 | 13 | 13 | 13 | 13 | 13 | 13 | 13 | 13 | 13 | 26 | 13 | 39 | 13 | 170 | 65 | 13 | 13 | 144 | 300 | 104 | 26 | 365 | 130 | 39 | 224 | 119 | 326 | 225 | 553 | 118 | 13 | 19 | 13 | 13 | 264 | 447 | 13 | 733 | 286 | 42 | 248 | 31 | 85 | 31 | 133 | 42 | 228 | 17 | 96 | 16 | 29 | 16 | 16 | 20 | 23 | 28 | 27 | 21 | 144 | 122 | 315 | 222 | 211 | 341 | 474 | 497 | 562 | 693 | 728 | 681 | 666 | 657 | 808 | 552 | 0 | 0 | 0 | 0 | 0 | 0 | 0 | 0 | 2107.6408 | 234.1823 | 234.1823 | 234.1823 | 234.1823 | 234.1823 | 234.1823 | 234.1823 | 234.1823 | 234.1823 | 234.1823 | 234.1823 | 234.1823 | 234.1823 | 234.1823 | 234.1823 | 234.1823 | 234.1823 | 468.3646 | 234.1823 | 702.5469 | 234.1823 | 3062.384 | 1170.9115 | 234.1823 | 234.1823 | 2594.0194 | 5404.2071 | 1873.4585 | 468.3646 | 6575.1186 | 2341.8231 | 702.5469 | 4035.1413 | 2143.6688 | 5872.5717 | 4053.1553 | 9961.755 | 2125.6548 | 234.1823 | 342.2664 | 234.1823 | 234.1823 | 4755.7022 | 8052.2685 | 234.1823 | 13204.2793 | 5152.0107 | 756.589 | 4467.4778 | 558.4347 | 1531.192 | 558.4347 | 2395.8651 | 756.589 | 4107.1974 | 306.2384 | 1729.3463 | 288.2244 | 522.4067 | 288.2244 | 288.2244 | 360.2805 | 414.3225 | 504.3927 | 486.3786 | 378.2945 | 2594.0194 | 2197.7109 | 5674.4174 | 3999.1132 | 3800.959 | 6142.782 | 8538.6472 | 8952.9697 | 10123.8812 | 12483.7183 | 13114.2092 | 12267.55 | 11997.3397 | 11835.2135 | 14555.331 | 9943.741 | 0 | 0 | 0 | 0 | 0 | 0 | 0 | 0
6 | 0 | 0 | > 11 kV & < = 22 kV ; CIRCUIT BREAKER | 50.9187 | 5 | 17 | 6 | 0 | 0 | 14 | 30 | 10 | 2 | 37 | 13 | 3 | 22 | 11 | 33 | 22 | 56 | 11 | 0 | 0 | 0 | 0 | 26 | 45 | 0 | 74 | 28 | 0 | 21 | 0 | 7 | 0 | 13 | 3 | 22 | 0 | 9 | 0 | 2 | 0 | 0 | 0 | 0 | 2 | 2 | 0 | 13 | 7 | 25 | 15 | 14 | 23 | 12 | 18 | 15 | 14 | 16 | 12 | 16 | 15 | 9 | 7 | 0 | 0 | 0 | 0 | 0 | 0 | 0 | 0 | 0 | 0 | 0 | 0 | 0 | 0 | 0 | 0 | 0 | 0 | 0 | 0 | 0 | 0 | 0 | 0 | 0 | 0 | 0 | 0 | 0 | 445.1763 | 1513.5995 | 534.2116 | 0 | 0 | 1246.4937 | 2671.0579 | 890.3526 | 178.0705 | 3294.3048 | 1157.4584 | 267.1058 | 1958.7758 | 979.3879 | 2938.1637 | 1958.7758 | 4985.9748 | 979.3879 | 0 | 0 | 0 | 0 | 2314.9169 | 4006.5869 | 0 | 6588.6096 | 2492.9874 | 0 | 1869.7406 | 0 | 623.2469 | 0 | 1157.4584 | 267.1058 | 1958.7758 | 0 | 801.3174 | 0 | 178.0705 | 0 | 0 | 0 | 0 | 178.0705 | 178.0705 | 0 | 1157.4584 | 623.2469 | 2225.8816 | 1335.529 | 1246.4937 | 2047.8111 | 1068.4232 | 1602.6348 | 1335.529 | 1246.4937 | 1424.5642 | 1068.4232 | 1424.5642 | 1335.529 | 801.3174 | 623.2469 | 0 | 0 | 0 | 0 | 0 | 0 | 0 | 0 | 0 | 0 | 0 | 0 | 0 | 0 | 0 | 0 | 0 | 0 | 0 | 0 | 0 | 0 | 0 | 0 | 0 | 0 | 0 | 0 | 0
6 | 0 | 0 | > 33 kV & < = 66 kV ; SWITCH | 57.2371 | 0 | 0 | 0 | 1 | 0 | 1 | 0 | 6 | 2 | 0 | 0 | 5 | 11 | 4 | 4 | 13 | 5 | 13 | 11 | 4 | 12 | 8 | 20 | 4 | 0 | 0 | 0 | 0 | 9 | 16 | 0 | 26 | 10 | 0 | 8 | 0 | 4 | 0 | 5 | 1 | 8 | 0 | 3 | 0 | 1 | 0 | 0 | 0 | 0 | 1 | 1 | 0 | 5 | 3 | 15 | 8 | 4 | 3 | 4 | 8 | 2 | 6 | 2 | 3 | 0 | 6 | 1 | 0 | 0 | 0 | 0 | 0 | 0 | 0 | 0 | 0 | 0 | 0 | 0 | 0 | 0 | 0 | 0 | 0 | 0 | 0 | 0 | 0 | 0 | 0 | 0 | 0 | 0 | 0 | 36.4317 | 0 | 36.4317 | 0 | 218.5901 | 72.8634 | 0 | 0 | 182.1584 | 400.7486 | 145.7267 | 145.7267 | 473.6119 | 182.1584 | 473.6119 | 400.7486 | 145.7267 | 437.1802 | 291.4535 | 728.6337 | 145.7267 | 0 | 0 | 0 | 0 | 327.8852 | 582.907 | 0 | 947.2239 | 364.3169 | 0 | 291.4535 | 0 | 145.7267 | 0 | 182.1584 | 36.4317 | 291.4535 | 0 | 109.2951 | 0 | 36.4317 | 0 | 0 | 0 | 0 | 36.4317 | 36.4317 | 0 | 182.1584 | 109.2951 | 546.4753 | 291.4535 | 145.7267 | 109.2951 | 145.7267 | 291.4535 | 72.8634 | 218.5901 | 72.8634 | 109.2951 | 0 | 218.5901 | 36.4317 | 0 | 0 | 0 | 0 | 0 | 0 | 0 | 0 | 0 | 0 | 0 | 0 | 0 | 0 | 0 | 0 | 0 | 0 | 0 | 0 | 0 | 0 | 0 | 0
6 | 0 | 0 | > 33 kV & < = 66 kV ; CIRCUIT BREAKER | 51.4941 | 0 | 0 | 0 | 0 | 0 | 0 | 1 | 6 | 0 | 9 | 12 | 5 | 4 | 0 | 6 | 0 | 5 | 0 | 0 | 0 | 0 | 0 | 18 | 0 | 21 | 0 | 0 | 0 | 0 | 18 | 0 | 3 | 0 | 2 | 0 | 0 | 1 | 0 | 0 | 0 | 0 | 0 | 0 | 0 | 0 | 1 | 1 | 2 | 5 | 2 | 5 | 6 | 7 | 4 | 3 | 4 | 8 | 6 | 9 | 2 | 4 | 7 | 0 | 0 | 0 | 0 | 0 | 0 | 0 | 0 | 0 | 0 | 0 | 0 | 0 | 0 | 0 | 0 | 0 | 0 | 0 | 0 | 0 | 0 | 0 | 0 | 0 | 0 | 0 | 0 | 0 | 0 | 0 | 0 | 0 | 0 | 0 | 189.281 | 1135.6858 | 0 | 1703.5287 | 2271.3716 | 946.4048 | 757.1239 | 0 | 1135.6858 | 0 | 946.4048 | 0 | 0 | 0 | 0 | 0 | 3407.0574 | 0 | 3974.9003 | 0 | 0 | 0 | 0 | 3407.0574 | 0 | 567.8429 | 0 | 378.5619 | 0 | 0 | 189.281 | 0 | 0 | 0 | 0 | 0 | 0 | 0 | 0 | 189.281 | 189.281 | 378.5619 | 946.4048 | 378.5619 | 946.4048 | 1135.6858 | 1324.9668 | 757.1239 | 567.8429 | 757.1239 | 1514.2477 | 1135.6858 | 1703.5287 | 378.5619 | 757.1239 | 1324.9668 | 0 | 0 | 0 | 0 | 0 | 0 | 0 | 0 | 0 | 0 | 0 | 0 | 0 | 0 | 0 | 0 | 0 | 0 | 0 | 0 | 0 | 0 | 0 | 0 | 0 | 0 | 0 | 0 | 0
6 | 0 | 0 | > 11 KV & < ≈ 22 KV ; ISOLATORS, EARTHING SWITCH | 69.7782 | 154 | 14 | 14 | 14 | 14 | 14 | 14 | 14 | 14 | 14 | 14 | 14 | 14 | 14 | 14 | 14 | 28 | 14 | 42 | 14 | 183 | 71 | 14 | 14 | 156 | 324 | 113 | 28 | 403 | 149 | 50 | 263 | 130 | 359 | 244 | 606 | 128 | 14 | 14 | 16 | 14 | 289 | 481 | 16 | 776 | 302 | 26 | 232 | 19 | 87 | 19 | 142 | 43 | 240 | 14 | 100 | 18 | 28 | 16 | 17 | 17 | 19 | 31 | 30 | 24 | 160 | 117 | 330 | 253 | 206 | 245 | 230 | 304 | 557 | 1369 | 1167 | 1100 | 756 | 1079 | 307 | 247 | 0 | 0 | 0 | 0 | 0 | 0 | 0 | 0 | 0 | 0 | 747.5521 | 67.9593 | 67.9593 | 67.9593 | 67.9593 | 67.9593 | 67.9593 | 67.9593 | 67.9593 | 67.9593 | 67.9593 | 67.9593 | 67.9593 | 67.9593 | 67.9593 | 67.9593 | 135.9186 | 67.9593 | 203.8779 | 67.9593 | 888.3249 | 344.6507 | 67.9593 | 67.9593 | 757.2606 | 1572.772 | 548.5285 | 135.9186 | 1956.2565 | 723.2809 | 242.7117 | 1276.6637 | 631.0505 | 1742.6702 | 1184.4332 | 2941.6661 | 621.342 | 67.9593 | 67.9593 | 77.6678 | 67.9593 | 1402.8738 | 2334.8868 | 77.6678 | 3766.886 | 1465.9788 | 126.2101 | 1126.1824 | 92.2305 | 422.3184 | 92.2305 | 689.3013 | 208.7321 | 1165.0163 | 67.9593 | 485.4235 | 87.3762 | 135.9186 | 77.6678 | 82.522 | 82.522 | 92.2305 | 150.4813 | 145.627 | 116.5016 | 776.6775 | 567.9454 | 1601.8974 | 1228.1213 | 999.9723 | 1189.2875 | 1116.4739 | 1475.6873 | 2703.8086 | 6645.4471 | 5664.8917 | 5339.658 | 3669.8013 | 5237.7191 | 1490.25 | 1198.9959 | 0 | 0 | 0 | 0 | 0 | 0 | 0 | 0 | 0 | 0
6 | 0 | 0 | > 33 KV & < ≈ 66 KV ; ISOLATORS, EARTHING SWITCH | 58.7591 | 24 | 1 | 1 | 1 | 1 | 1 | 1 | 2 | 1 | 9 | 3 | 1 | 1 | 8 | 19 | 11 | 1 | 31 | 28 | 16 | 32 | 11 | 31 | 14 | 37 | 6 | 1 | 1 | 1 | 1 | 27 | 24 | 19 | 39 | 17 | 11 | 19 | 40 | 5 | 1 | 8 | 3 | 21 | 1 | 14 | 1 | 1 | 1 | 1 | 1 | 1 | 1 | 1 | 1 | 8 | 4 | 30 | 20 | 1 | 4 | 3 | 1 | 4 | 8 | 5 | 1 | 5 | 18 | 4 | 4 | 0 | 0 | 0 | 0 | 0 | 0 | 0 | 0 | 0 | 0 | 0 | 0 | 0 | 0 | 0 | 0 | 0 | 0 | 0 | 0 | 0 | 254.269 | 10.5945 | 10.5945 | 10.5945 | 10.5945 | 10.5945 | 10.5945 | 21.1891 | 10.5945 | 95.3509 | 31.7836 | 10.5945 | 10.5945 | 84.7563 | 201.2963 | 116.54 | 10.5945 | 328.4308 | 296.6472 | 169.5127 | 339.0253 | 116.54 | 328.4308 | 148.3236 | 391.998 | 63.5672 | 10.5945 | 10.5945 | 10.5945 | 10.5945 | 286.0526 | 254.269 | 201.2963 | 413.1871 | 180.1072 | 116.54 | 201.2963 | 423.7817 | 52.9727 | 10.5945 | 84.7563 | 31.7836 | 222.4854 | 10.5945 | 148.3236 | 10.5945 | 10.5945 | 10.5945 | 10.5945 | 10.5945 | 10.5945 | 10.5945 | 10.5945 | 10.5945 | 84.7563 | 42.3782 | 317.8362 | 211.8908 | 10.5945 | 42.3782 | 31.7836 | 10.5945 | 42.3782 | 84.7563 | 52.9727 | 10.5945 | 52.9727 | 190.7017 | 42.3782 | 42.3782 | 0 | 0 | 0 | 0 | 0 | 0 | 0 | 0 | 0 | 0 | 0 | 0 | 0 | 0 | 0 | 0 | 0 | 0 | 0 | 0 | 0
6 | 0 | 0 | HV FUSES AND SURGE DIVERTERS | 42.1462 | 1151 | 51 | 51 | 51 | 51 | 51 | 51 | 51 | 51 | 51 | 2281 | 2936 | 2936 | 2941 | 2941 | 3458 | 3919 | 3133 | 5774 | 4482 | 8759 | 8293 | 6282 | 6384 | 8783 | 7754 | 9129 | 9130 | 9530 | 9012 | 9012 | 6372 | 6372 | 11922 | 9240 | 7914 | 7914 | 7914 | 7914 | 11756 | 11758 | 11758 | 11758 | 11758 | 11758 | 11758 | 11758 | 11758 | 11960 | 6804 | 3609 | 3609 | 3609 | 0 | 0 | 0 | 0 | 0 | 0 | 0 | 0 | 0 | 0 | 0 | 0 | 0 | 0 | 0 | 0 | 0 | 0 | 0 | 0 | 0 | 0 | 0 | 0 | 0 | 0 | 0 | 0 | 0 | 0 | 0 | 0 | 0 | 0 | 0 | 0 | 0 | 0 | 2522.6324 | 111.7761 | 111.7761 | 111.7761 | 111.7761 | 111.7761 | 111.7761 | 111.7761 | 111.7761 | 111.7761 | 4999.2394 | 6434.7948 | 6434.7948 | 6445.7532 | 6445.7532 | 7578.8557 | 8589.2237 | 6866.5573 | 12654.8042 | 9823.1438 | 19196.9917 | 18175.6653 | 13768.1815 | 13991.7337 | 19249.5922 | 16994.3457 | 20007.9161 | 20010.1078 | 20886.7829 | 19751.4887 | 19751.4887 | 13965.4334 | 13965.4334 | 26129.2996 | 20251.1935 | 17345.0157 | 17345.0157 | 17345.0157 | 17345.0157 | 25765.4795 | 25769.8628 | 25769.8628 | 25769.8628 | 25769.8628 | 25769.8628 | 25769.8628 | 25769.8628 | 25769.8628 | 26212.5837 | 14912.2425 | 7909.8006 | 7909.8006 | 7909.8006 | 0 | 0 | 0 | 0 | 0 | 0 | 0 | 0 | 0 | 0 | 0 | 0 | 0 | 0 | 0 | 0 | 0 | 0 | 0 | 0 | 0 | 0 | 0 | 0 | 0 | 0 | 0 | 0 | 0 | 0 | 0 | 0 | 0 | 0 | 0 | 0 | 0 | 0
0 | 0 | 0 | 0 | 0 | 0 | 0 | 0 | 0 | 0 | 0 | 0 | 0 | 0 | 0 | 0 | 0 | 0 | 0 | 0 | 0 | 0 | 0 | 0 | 0 | 0 | 0 | 0 | 0 | 0 | 0 | 0 | 0 | 0 | 0 | 0 | 0 | 0 | 0 | 0 | 0 | 0 | 0 | 0 | 0 | 0 | 0 | 0 | 0 | 0 | 0 | 0 | 0 | 0 | 0 | 0 | 0 | 0 | 0 | 0 | 0 | 0 | 0 | 0 | 0 | 0 | 0 | 0 | 0 | 0 | 0 | 0 | 0 | 0 | 0 | 0 | 0 | 0 | 0 | 0 | 0 | 0 | 0 | 0 | 0 | 0 | 0 | 0 | 0 | 0 | 0 | 0 | 0 | 0 | 0 | 0 | 0 | 0 | 0 | 0 | 0 | 0 | 0 | 0 | 0 | 0 | 0 | 0 | 0 | 0 | 0 | 0 | 0 | 0 | 0 | 0 | 0 | 0 | 0 | 0 | 0 | 0 | 0 | 0 | 0 | 0 | 0 | 0 | 0 | 0 | 0 | 0 | 0 | 0 | 0 | 0 | 0 | 0 | 0 | 0 | 0 | 0 | 0 | 0 | 0 | 0 | 0 | 0 | 0 | 0 | 0 | 0 | 0 | 0 | 0 | 0 | 0 | 0 | 0 | 0 | 0 | 0 | 0 | 0 | 0 | 0 | 0 | 0 | 0 | 0 | 0 | 0 | 0 | 0 | 0 | 0 | 0 | 0 | 0 | 0 | 0 | 0 | 0 | 0 | 0 | 0 | 0
0 | 0 | 0 | Public Lighting | 0 | 0 | 0 | 0 | 0 | 0 | 0 | 0 | 0 | 0 | 0 | 0 | 0 | 0 | 0 | 0 | 0 | 0 | 0 | 0 | 0 | 0 | 0 | 0 | 0 | 0 | 0 | 0 | 0 | 0 | 0 | 0 | 0 | 0 | 0 | 0 | 0 | 0 | 0 | 0 | 0 | 0 | 0 | 0 | 0 | 0 | 0 | 0 | 0 | 0 | 0 | 0 | 0 | 0 | 0 | 0 | 0 | 0 | 0 | 0 | 0 | 0 | 0 | 0 | 0 | 0 | 0 | 0 | 0 | 0 | 0 | 0 | 0 | 0 | 0 | 0 | 0 | 0 | 0 | 0 | 0 | 0 | 0 | 0 | 0 | 0 | 0 | 0 | 0 | 0 | 0 | 0 | 0 | 0 | 0 | 0 | 0 | 0 | 0 | 0 | 0 | 0 | 0 | 0 | 0 | 0 | 0 | 0 | 0 | 0 | 0 | 0 | 0 | 0 | 0 | 0 | 0 | 0 | 0 | 0 | 0 | 0 | 0 | 0 | 0 | 0 | 0 | 0 | 0 | 0 | 0 | 0 | 0 | 0 | 0 | 0 | 0 | 0 | 0 | 0 | 0 | 0 | 0 | 0 | 0 | 0 | 0 | 0 | 0 | 0 | 0 | 0 | 0 | 0 | 0 | 0 | 0 | 0 | 0 | 0 | 0 | 0 | 0 | 0 | 0 | 0 | 0 | 0 | 0 | 0 | 0 | 0 | 0 | 0 | 0 | 0 | 0 | 0 | 0 | 0 | 0 | 0 | 0
9 | 0 | 0 | LUMINAIRES ; MAJOR ROAD | 67.5539 | 0 | 0 | 0 | 0 | 0 | 0 | 0 | 0 | 0 | 0 | 0 | 0 | 0 | 0 | 0 | 0 | 0 | 0 | 0 | 0 | 0 | 0 | 0 | 0 | 6811 | 0 | 0 | 0 | 0 | 0 | 2 | 0 | 0 | 0 | 2588 | 0 | 16 | 0 | 0 | 0 | 0 | 0 | 0 | 0 | 124 | 0 | 0 | 0 | 0 | 8 | 0 | 0 | 1 | 11 | 64 | 200 | 212 | 142 | 268 | 289 | 431 | 398 | 241 | 576 | 245 | 322 | 332 | 520 | 665 | 839 | 1072 | 1004 | 1477 | 387 | 788 | 475 | 531 | 650 | 856 | 0 | 0 | 0 | 0 | 0 | 0 | 0 | 0 | 0 | 0 | 0 | 0 | 0 | 0 | 0 | 0 | 0 | 0 | 0 | 0 | 0 | 0 | 0 | 0 | 0 | 0 | 0 | 0 | 0 | 0 | 0 | 0 | 0 | 0 | 0 | 0 | 21725.1838 | 0 | 0 | 0 | 0 | 0 | 6.3794 | 0 | 0 | 0 | 8254.9957 | 0 | 51.0355 | 0 | 0 | 0 | 0 | 0 | 0 | 0 | 395.5253 | 0 | 0 | 0 | 0 | 25.5178 | 0 | 0 | 3.1897 | 35.0869 | 204.1421 | 637.944 | 676.2207 | 452.9403 | 854.845 | 921.8291 | 1374.7694 | 1269.5086 | 768.7226 | 1837.2788 | 781.4814 | 1027.0899 | 1058.9871 | 1658.6545 | 2121.1639 | 2676.1752 | 3419.38 | 3202.479 | 4711.2166 | 1234.4217 | 2513.4995 | 1515.1171 | 1693.7414 | 2073.3181 | 2730.4004 | 0 | 0 | 0 | 0 | 0 | 0 | 0 | 0 | 0 | 0 | 0 | 0
9 | 0 | 0 | LUMINAIRES ; MINOR ROAD | 74.7439 | 0 | 0 | 0 | 0 | 0 | 0 | 0 | 0 | 0 | 0 | 0 | 0 | 0 | 0 | 0 | 0 | 0 | 0 | 0 | 0 | 0 | 0 | 0 | 0 | 0 | 0 | 0 | 0 | 0 | 0 | 0 | 26607 | 0 | 0 | 0 | 0 | 0 | 0 | 0 | 0 | 0 | 8572 | 0 | 8 | 0 | 0 | 2 | 16 | 4 | 0 | 0 | 23 | 0 | 0 | 0 | 0 | 324 | 0 | 43 | 66 | 287 | 414 | 7872 | 388 | 511 | 512 | 480 | 2118 | 2165 | 1345 | 3328 | 2634 | 2415 | 2603 | 5286 | 5627 | 4616 | 5049 | 4894 | 5572 | 4253 | 4742 | 5030 | 4321 | 5774 | 18797 | 0 | 0 | 0 | 0 | 0 | 0 | 0 | 0 | 0 | 0 | 0 | 0 | 0 | 0 | 0 | 0 | 0 | 0 | 0 | 0 | 0 | 0 | 0 | 0 | 0 | 0 | 0 | 0 | 0 | 0 | 0 | 0 | 0 | 0 | 0 | 0 | 162175.2646 | 0 | 0 | 0 | 0 | 0 | 0 | 0 | 0 | 0 | 52248.144 | 0 | 48.7617 | 0 | 0 | 12.1904 | 97.5234 | 24.3808 | 0 | 0 | 140.1898 | 0 | 0 | 0 | 0 | 1974.8482 | 0 | 262.094 | 402.2839 | 1749.3254 | 2523.4171 | 47981.4967 | 2364.9417 | 3114.6525 | 3120.7478 | 2925.701 | 12909.6557 | 13196.1306 | 8198.0581 | 20284.8604 | 16054.7843 | 14719.9332 | 15865.8328 | 32219.2825 | 34297.7492 | 28135.4915 | 30774.7176 | 29829.96 | 33962.5127 | 25922.9301 | 28903.488 | 30658.9086 | 26337.4044 | 35193.7452 | 114571.6709 | 0 | 0 | 0 | 0 | 0
0 | 0 | 0 | BRACKETS ; MAJOR ROAD | 0 | 0 | 0 | 0 | 0 | 0 | 0 | 0 | 0 | 0 | 0 | 0 | 0 | 0 | 0 | 0 | 0 | 0 | 0 | 0 | 0 | 0 | 0 | 0 | 0 | 0 | 0 | 0 | 0 | 0 | 0 | 0 | 0 | 0 | 0 | 0 | 0 | 0 | 0 | 0 | 0 | 0 | 0 | 0 | 0 | 0 | 0 | 0 | 0 | 0 | 0 | 0 | 0 | 0 | 0 | 0 | 0 | 0 | 0 | 0 | 0 | 0 | 0 | 0 | 0 | 0 | 0 | 0 | 0 | 0 | 0 | 0 | 0 | 0 | 0 | 0 | 0 | 0 | 0 | 0 | 0 | 0 | 0 | 0 | 0 | 0 | 0 | 0 | 0 | 0 | 0 | 0 | 0 | 0 | 0 | 0 | 0 | 0 | 0 | 0 | 0 | 0 | 0 | 0 | 0 | 0 | 0 | 0 | 0 | 0 | 0 | 0 | 0 | 0 | 0 | 0 | 0 | 0 | 0 | 0 | 0 | 0 | 0 | 0 | 0 | 0 | 0 | 0 | 0 | 0 | 0 | 0 | 0 | 0 | 0 | 0 | 0 | 0 | 0 | 0 | 0 | 0 | 0 | 0 | 0 | 0 | 0 | 0 | 0 | 0 | 0 | 0 | 0 | 0 | 0 | 0 | 0 | 0 | 0 | 0 | 0 | 0 | 0 | 0 | 0 | 0 | 0 | 0 | 0 | 0 | 0 | 0 | 0 | 0 | 0 | 0 | 0 | 0 | 0 | 0 | 0 | 0 | 0
0 | 0 | 0 | BRACKETS ; MINOR ROAD | 0 | 0 | 0 | 0 | 0 | 0 | 0 | 0 | 0 | 0 | 0 | 0 | 0 | 0 | 0 | 0 | 0 | 0 | 0 | 0 | 0 | 0 | 0 | 0 | 0 | 0 | 0 | 0 | 0 | 0 | 0 | 0 | 0 | 0 | 0 | 0 | 0 | 0 | 0 | 0 | 0 | 0 | 0 | 0 | 0 | 0 | 0 | 0 | 0 | 0 | 0 | 0 | 0 | 0 | 0 | 0 | 0 | 0 | 0 | 0 | 0 | 0 | 0 | 0 | 0 | 0 | 0 | 0 | 0 | 0 | 0 | 0 | 0 | 0 | 0 | 0 | 0 | 0 | 0 | 0 | 0 | 0 | 0 | 0 | 0 | 0 | 0 | 0 | 0 | 0 | 0 | 0 | 0 | 0 | 0 | 0 | 0 | 0 | 0 | 0 | 0 | 0 | 0 | 0 | 0 | 0 | 0 | 0 | 0 | 0 | 0 | 0 | 0 | 0 | 0 | 0 | 0 | 0 | 0 | 0 | 0 | 0 | 0 | 0 | 0 | 0 | 0 | 0 | 0 | 0 | 0 | 0 | 0 | 0 | 0 | 0 | 0 | 0 | 0 | 0 | 0 | 0 | 0 | 0 | 0 | 0 | 0 | 0 | 0 | 0 | 0 | 0 | 0 | 0 | 0 | 0 | 0 | 0 | 0 | 0 | 0 | 0 | 0 | 0 | 0 | 0 | 0 | 0 | 0 | 0 | 0 | 0 | 0 | 0 | 0 | 0 | 0 | 0 | 0 | 0 | 0 | 0 | 0
9 | 0 | 0 | LAMPS ; MAJOR ROAD | 30 | 249 | 0 | 0 | 0 | 0 | 0 | 10 | 0 | 0 | 0 | 0 | 1 | 0 | 0 | 0 | 0 | 0 | 3 | 2 | 0 | 3 | 2 | 24 | 15 | 7 | 40 | 19 | 22 | 20 | 30 | 175 | 1150 | 873 | 2962 | 3862 | 2806 | 2654 | 2948 | 1403 | 1623 | 1642 | 0 | 0 | 0 | 0 | 0 | 0 | 0 | 0 | 0 | 0 | 0 | 0 | 0 | 0 | 0 | 0 | 0 | 0 | 0 | 0 | 0 | 0 | 0 | 0 | 0 | 0 | 0 | 0 | 0 | 0 | 0 | 0 | 0 | 0 | 0 | 0 | 0 | 0 | 0 | 0 | 0 | 0 | 0 | 0 | 0 | 0 | 0 | 0 | 0 | 0 | 794.2403 | 0 | 0 | 0 | 0 | 0 | 31.8972 | 0 | 0 | 0 | 0 | 3.1897 | 0 | 0 | 0 | 0 | 0 | 9.5692 | 6.3794 | 0 | 9.5692 | 6.3794 | 76.5533 | 47.8458 | 22.328 | 127.5888 | 60.6047 | 70.1738 | 63.7944 | 95.6916 | 558.201 | 3668.1782 | 2784.6257 | 9447.951 | 12318.6992 | 8950.3547 | 8465.5172 | 9403.295 | 4475.1773 | 5176.9158 | 5237.5205 | 0 | 0 | 0 | 0 | 0 | 0 | 0 | 0 | 0 | 0 | 0 | 0 | 0 | 0 | 0 | 0 | 0 | 0 | 0 | 0 | 0 | 0 | 0 | 0 | 0 | 0 | 0 | 0 | 0 | 0 | 0 | 0 | 0 | 0 | 0 | 0 | 0 | 0 | 0 | 0 | 0 | 0 | 0 | 0 | 0 | 0 | 0 | 0 | 0 | 0
9 | 0 | 0 | LAMPS ; MINOR ROAD | 30 | 1306 | 0 | 0 | 0 | 0 | 0 | 0 | 0 | 0 | 0 | 0 | 0 | 0 | 0 | 0 | 0 | 2 | 76 | 5 | 0 | 2 | 4 | 45 | 12 | 9 | 105 | 46 | 27 | 47 | 122 | 376 | 1754 | 2084 | 10884 | 6178 | 8748 | 18606 | 23204 | 22982 | 10214 | 29860 | 0 | 0 | 0 | 0 | 0 | 0 | 0 | 0 | 0 | 0 | 0 | 0 | 0 | 0 | 0 | 0 | 0 | 0 | 0 | 0 | 0 | 0 | 0 | 0 | 0 | 0 | 0 | 0 | 0 | 0 | 0 | 0 | 0 | 0 | 0 | 0 | 0 | 0 | 0 | 0 | 0 | 0 | 0 | 0 | 0 | 0 | 0 | 0 | 0 | 0 | 7960.3449 | 0 | 0 | 0 | 0 | 0 | 0 | 0 | 0 | 0 | 0 | 0 | 0 | 0 | 0 | 0 | 12.1904 | 463.236 | 30.4761 | 0 | 12.1904 | 24.3808 | 274.2845 | 73.1425 | 54.8569 | 639.9971 | 280.3797 | 164.5707 | 286.4749 | 743.6157 | 2291.7991 | 10690.9991 | 12702.4186 | 66340.2706 | 37656.2102 | 53320.9011 | 113407.4857 | 141433.2634 | 140080.1267 | 62256.4796 | 182002.9842 | 0 | 0 | 0 | 0 | 0 | 0 | 0 | 0 | 0 | 0 | 0 | 0 | 0 | 0 | 0 | 0 | 0 | 0 | 0 | 0 | 0 | 0 | 0 | 0 | 0 | 0 | 0 | 0 | 0 | 0 | 0 | 0 | 0 | 0 | 0 | 0 | 0 | 0 | 0 | 0 | 0 | 0 | 0 | 0 | 0 | 0 | 0 | 0 | 0 | 0
9 | 0 | 0 | POLES / COLUMNS ; MAJOR ROAD | 39.5667 | 73 | 10 | 10 | 17 | 17 | 21 | 16 | 13 | 16 | 22 | 18 | 20 | 63 | 30 | 35 | 15 | 70 | 48 | 32 | 36 | 61 | 107 | 108 | 71 | 202 | 224 | 199 | 115 | 111 | 221 | 203 | 89 | 97 | 119 | 207 | 316 | 403 | 193 | 508 | 645 | 635 | 519 | 440 | 568 | 589 | 653 | 574 | 497 | 470 | 414 | 218 | 0 | 0 | 0 | 0 | 0 | 0 | 0 | 0 | 0 | 0 | 0 | 0 | 0 | 0 | 0 | 0 | 0 | 0 | 0 | 0 | 0 | 0 | 0 | 0 | 0 | 0 | 0 | 0 | 0 | 0 | 0 | 0 | 0 | 0 | 0 | 0 | 0 | 0 | 0 | 0 | 975.7718 | 133.6674 | 133.6674 | 227.2345 | 227.2345 | 280.7015 | 213.8678 | 173.7676 | 213.8678 | 294.0682 | 240.6013 | 267.3347 | 842.1045 | 401.0021 | 467.8358 | 200.5011 | 935.6716 | 641.6034 | 427.7356 | 481.2025 | 815.371 | 1430.2409 | 1443.6076 | 949.0384 | 2700.081 | 2994.1492 | 2659.9808 | 1537.1748 | 1483.7079 | 2954.049 | 2713.4477 | 1189.6396 | 1296.5735 | 1590.6418 | 2766.9147 | 4223.889 | 5386.7952 | 2579.7803 | 6790.3026 | 8621.5457 | 8487.8783 | 6937.3368 | 5881.3645 | 7592.3069 | 7873.0084 | 8728.4796 | 7672.5073 | 6643.2685 | 6282.3666 | 5533.8293 | 2913.9488 | 0 | 0 | 0 | 0 | 0 | 0 | 0 | 0 | 0 | 0 | 0 | 0 | 0 | 0 | 0 | 0 | 0 | 0 | 0 | 0 | 0 | 0 | 0 | 0 | 0 | 0 | 0 | 0 | 0 | 0 | 0 | 0 | 0 | 0 | 0 | 0 | 0 | 0 | 0 | 0
9 | 0 | 0 | POLES / COLUMNS ; MINOR ROAD | 56.6609 | 61 | 1 | 0 | 16 | 2 | 6 | 2 | 6 | 4 | 2 | 11 | 12 | 23 | 37 | 35 | 26 | 56 | 51 | 59 | 57 | 98 | 99 | 126 | 92 | 77 | 95 | 130 | 110 | 117 | 387 | 178 | 211 | 89 | 424 | 290 | 195 | 218 | 368 | 651 | 657 | 435 | 1236 | 1371 | 1219 | 705 | 678 | 1356 | 1241 | 546 | 595 | 728 | 1265 | 1936 | 2470 | 1179 | 3114 | 3956 | 3900 | 3183 | 2697 | 3489 | 3614 | 4005 | 3522 | 3049 | 2882 | 2541 | 1336 | 0 | 0 | 0 | 0 | 0 | 0 | 0 | 0 | 0 | 0 | 0 | 0 | 0 | 0 | 0 | 0 | 0 | 0 | 0 | 0 | 0 | 0 | 0 | 496.88 | 8.1456 | 0 | 130.3292 | 16.2911 | 48.8734 | 16.2911 | 48.8734 | 32.5823 | 16.2911 | 89.6013 | 97.7469 | 187.3482 | 301.3862 | 285.0951 | 211.7849 | 456.1521 | 415.4242 | 480.5888 | 464.2977 | 798.2662 | 806.4117 | 1026.3422 | 749.3927 | 627.2091 | 773.8294 | 1058.9245 | 896.013 | 953.0321 | 3152.3368 | 1449.912 | 1718.7159 | 724.956 | 3453.723 | 2362.2162 | 1588.3868 | 1775.7349 | 2997.5709 | 5302.7681 | 5351.6415 | 3543.3243 | 10067.9284 | 11167.5807 | 9929.4536 | 5742.629 | 5522.6986 | 11045.3971 | 10108.6562 | 4447.4829 | 4846.616 | 5929.9772 | 10304.15 | 15769.8295 | 20119.5656 | 9603.6307 | 25365.3146 | 32223.8872 | 31767.7351 | 25927.3592 | 21968.6107 | 28419.9046 | 29438.1012 | 32623.0203 | 28688.7085 | 24835.8524 | 23475.5417 | 20697.9013 | 10882.4857 | 0 | 0 | 0 | 0 | 0 | 0 | 0 | 0 | 0 | 0 | 0 | 0 | 0 | 0 | 0 | 0 | 0 | 0 | 0 | 0 | 0 | 0 | 0
0 | 0 | 0 | 0 | 0 | 0 | 0 | 0 | 0 | 0 | 0 | 0 | 0 | 0 | 0 | 0 | 0 | 0 | 0 | 0 | 0 | 0 | 0 | 0 | 0 | 0 | 0 | 0 | 0 | 0 | 0 | 0 | 0 | 0 | 0 | 0 | 0 | 0 | 0 | 0 | 0 | 0 | 0 | 0 | 0 | 0 | 0 | 0 | 0 | 0 | 0 | 0 | 0 | 0 | 0 | 0 | 0 | 0 | 0 | 0 | 0 | 0 | 0 | 0 | 0 | 0 | 0 | 0 | 0 | 0 | 0 | 0 | 0 | 0 | 0 | 0 | 0 | 0 | 0 | 0 | 0 | 0 | 0 | 0 | 0 | 0 | 0 | 0 | 0 | 0 | 0 | 0 | 0 | 0 | 0 | 0 | 0 | 0 | 0 | 0 | 0 | 0 | 0 | 0 | 0 | 0 | 0 | 0 | 0 | 0 | 0 | 0 | 0 | 0 | 0 | 0 | 0 | 0 | 0 | 0 | 0 | 0 | 0 | 0 | 0 | 0 | 0 | 0 | 0 | 0 | 0 | 0 | 0 | 0 | 0 | 0 | 0 | 0 | 0 | 0 | 0 | 0 | 0 | 0 | 0 | 0 | 0 | 0 | 0 | 0 | 0 | 0 | 0 | 0 | 0 | 0 | 0 | 0 | 0 | 0 | 0 | 0 | 0 | 0 | 0 | 0 | 0 | 0 | 0 | 0 | 0 | 0 | 0 | 0 | 0 | 0 | 0 | 0 | 0 | 0 | 0 | 0 | 0 | 0 | 0 | 0 | 0
0 | 0 | 0 | 0 | 0 | 0 | 0 | 0 | 0 | 0 | 0 | 0 | 0 | 0 | 0 | 0 | 0 | 0 | 0 | 0 | 0 | 0 | 0 | 0 | 0 | 0 | 0 | 0 | 0 | 0 | 0 | 0 | 0 | 0 | 0 | 0 | 0 | 0 | 0 | 0 | 0 | 0 | 0 | 0 | 0 | 0 | 0 | 0 | 0 | 0 | 0 | 0 | 0 | 0 | 0 | 0 | 0 | 0 | 0 | 0 | 0 | 0 | 0 | 0 | 0 | 0 | 0 | 0 | 0 | 0 | 0 | 0 | 0 | 0 | 0 | 0 | 0 | 0 | 0 | 0 | 0 | 0 | 0 | 0 | 0 | 0 | 0 | 0 | 0 | 0 | 0 | 0 | 0 | 0 | 0 | 0 | 0 | 0 | 0 | 0 | 0 | 0 | 0 | 0 | 0 | 0 | 0 | 0 | 0 | 0 | 0 | 0 | 0 | 0 | 0 | 0 | 0 | 0 | 0 | 0 | 0 | 0 | 0 | 0 | 0 | 0 | 0 | 0 | 0 | 0 | 0 | 0 | 0 | 0 | 0 | 0 | 0 | 0 | 0 | 0 | 0 | 0 | 0 | 0 | 0 | 0 | 0 | 0 | 0 | 0 | 0 | 0 | 0 | 0 | 0 | 0 | 0 | 0 | 0 | 0 | 0 | 0 | 0 | 0 | 0 | 0 | 0 | 0 | 0 | 0 | 0 | 0 | 0 | 0 | 0 | 0 | 0 | 0 | 0 | 0 | 0 | 0 | 0 | 0 | 0 | 0 | 0
0 | 0 | 0 | Pole Top Structures | 0 | 0 | 0 | 0 | 0 | 0 | 0 | 0 | 0 | 0 | 0 | 0 | 0 | 0 | 0 | 0 | 0 | 0 | 0 | 0 | 0 | 0 | 0 | 0 | 0 | 0 | 0 | 0 | 0 | 0 | 0 | 0 | 0 | 0 | 0 | 0 | 0 | 0 | 0 | 0 | 0 | 0 | 0 | 0 | 0 | 0 | 0 | 0 | 0 | 0 | 0 | 0 | 0 | 0 | 0 | 0 | 0 | 0 | 0 | 0 | 0 | 0 | 0 | 0 | 0 | 0 | 0 | 0 | 0 | 0 | 0 | 0 | 0 | 0 | 0 | 0 | 0 | 0 | 0 | 0 | 0 | 0 | 0 | 0 | 0 | 0 | 0 | 0 | 0 | 0 | 0 | 0 | 0 | 0 | 0 | 0 | 0 | 0 | 0 | 0 | 0 | 0 | 0 | 0 | 0 | 0 | 0 | 0 | 0 | 0 | 0 | 0 | 0 | 0 | 0 | 0 | 0 | 0 | 0 | 0 | 0 | 0 | 0 | 0 | 0 | 0 | 0 | 0 | 0 | 0 | 0 | 0 | 0 | 0 | 0 | 0 | 0 | 0 | 0 | 0 | 0 | 0 | 0 | 0 | 0 | 0 | 0 | 0 | 0 | 0 | 0 | 0 | 0 | 0 | 0 | 0 | 0 | 0 | 0 | 0 | 0 | 0 | 0 | 0 | 0 | 0 | 0 | 0 | 0 | 0 | 0 | 0 | 0 | 0 | 0 | 0 | 0 | 0 | 0 | 0 | 0 | 0 | 0
11 | 0 | 0 | ˂ = 1 kV | 65.8341 | 3093 | 980 | 1767 | 734 | 341 | 106 | 135 | 215 | 305 | 269 | 299 | 538 | 1189 | 905 | 1079 | 944 | 966 | 1105 | 674 | 1749 | 1991 | 1918 | 2726 | 3028 | 3029 | 2449 | 4408 | 4325 | 4197 | 4919 | 5175 | 5650 | 4707 | 4009 | 4409 | 4858 | 4175 | 5283 | 6508 | 6120 | 5335 | 2728 | 6925 | 6354 | 3568 | 4477 | 6717 | 6507 | 7491 | 5319 | 7006 | 5834 | 4174 | 2352 | 1953 | 2614 | 1607 | 1195 | 809 | 793 | 602 | 897 | 961 | 1115 | 728 | 921 | 939 | 878 | 1180 | 1305 | 975 | 1489 | 1099 | 942 | 1110 | 1058 | 611 | 0 | 0 | 0 | 0 | 0 | 0 | 0 | 0 | 0 | 0 | 0 | 0 | 0 | 0 | 8387.0945 | 2657.4047 | 4791.4633 | 1990.3419 | 924.6684 | 287.4336 | 366.0711 | 583.002 | 827.0494 | 729.4305 | 810.7796 | 1458.8609 | 3224.1369 | 2454.0319 | 2925.8568 | 2559.7857 | 2619.4417 | 2996.3593 | 1827.6436 | 4742.6538 | 5398.8701 | 5200.9206 | 7391.9236 | 8210.8381 | 8213.5497 | 6640.8 | 11952.8977 | 11727.8318 | 11380.7422 | 13338.5444 | 14032.7236 | 15320.7514 | 12763.6773 | 10870.9544 | 11955.6093 | 13173.1345 | 11321.0862 | 14325.5804 | 17647.3363 | 16595.221 | 14466.5856 | 7397.3469 | 18778.0891 | 17229.7441 | 9675.1223 | 12140.0007 | 18214.0685 | 17644.6246 | 20312.8759 | 14423.1994 | 18997.7317 | 15819.6927 | 11318.3746 | 6377.7712 | 5295.8279 | 7088.2202 | 4357.6013 | 3240.4067 | 2193.7147 | 2150.3285 | 1632.4057 | 2432.3388 | 2605.8836 | 3023.4757 | 1974.072 | 2497.4181 | 2546.2275 | 2380.8176 | 3199.7321 | 3538.6868 | 2643.8465 | 4037.6281 | 2980.0895 | 2554.3624 | 3009.9175 | 2868.9124 | 1656.8105 | 0 | 0 | 0 | 0 | 0 | 0 | 0 | 0 | 0 | 0 | 0 | 0 | 0 | 0
11 | 0 | 0 | > 1 kV & < = 11 kV | 54.4686 | 1 | 0 | 0 | 0 | 2 | 1 | 0 | 0 | 2 | 5 | 1 | 4 | 3 | 5 | 7 | 7 | 9 | 5 | 9 | 11 | 16 | 10 | 14 | 9 | 13 | 14 | 3 | 14 | 22 | 7 | 16 | 13 | 9 | 27 | 33 | 15 | 11 | 7 | 4 | 13 | 34 | 9 | 3 | 10 | 6 | 6 | 9 | 5 | 13 | 23 | 9 | 17 | 15 | 13 | 25 | 16 | 18 | 14 | 32 | 10 | 13 | 5 | 11 | 14 | 6 | 0 | 0 | 0 | 0 | 0 | 0 | 0 | 0 | 0 | 0 | 0 | 0 | 0 | 0 | 0 | 0 | 0 | 0 | 0 | 0 | 0 | 0 | 0 | 0 | 0 | 0 | 2.0334 | 0 | 0 | 0 | 4.0668 | 2.0334 | 0 | 0 | 4.0668 | 10.167 | 2.0334 | 8.1336 | 6.1002 | 10.167 | 14.2338 | 14.2338 | 18.3005 | 10.167 | 18.3005 | 22.3673 | 32.5343 | 20.3339 | 28.4675 | 18.3005 | 26.4341 | 28.4675 | 6.1002 | 28.4675 | 44.7347 | 14.2338 | 32.5343 | 26.4341 | 18.3005 | 54.9016 | 67.102 | 30.5009 | 22.3673 | 14.2338 | 8.1336 | 26.4341 | 69.1354 | 18.3005 | 6.1002 | 20.3339 | 12.2004 | 12.2004 | 18.3005 | 10.167 | 26.4341 | 46.7681 | 18.3005 | 34.5677 | 30.5009 | 26.4341 | 50.8349 | 32.5343 | 36.6011 | 28.4675 | 65.0686 | 20.3339 | 26.4341 | 10.167 | 22.3673 | 28.4675 | 12.2004 | 0 | 0 | 0 | 0 | 0 | 0 | 0 | 0 | 0 | 0 | 0 | 0 | 0 | 0 | 0 | 0 | 0 | 0 | 0 | 0 | 0 | 0 | 0 | 0 | 0 | 0
11 | 0 | 0 | ˃ 11 kV & < = 22 kV | 48.1916 | 2352 | 290 | 273 | 362 | 523 | 1418 | 1219 | 1085 | 2036 | 2195 | 2293 | 2464 | 2630 | 3442 | 2161 | 2665 | 2873 | 3005 | 3140 | 6175 | 8785 | 9867 | 9592 | 4542 | 10916 | 10742 | 6329 | 7168 | 10977 | 9913 | 9188 | 7658 | 10350 | 9082 | 8849 | 5707 | 5214 | 5851 | 5253 | 4212 | 2956 | 4294 | 3995 | 4618 | 6106 | 6877 | 5311 | 5763 | 9061 | 8018 | 8107 | 9274 | 7174 | 7742 | 6679 | 3746 | 4554 | 4122 | 2708 | 0 | 0 | 0 | 0 | 0 | 0 | 0 | 0 | 0 | 0 | 0 | 0 | 0 | 0 | 0 | 0 | 0 | 0 | 0 | 0 | 0 | 0 | 0 | 0 | 0 | 0 | 0 | 0 | 0 | 0 | 0 | 0 | 6349.5534 | 782.8956 | 737.0017 | 977.2697 | 1411.9117 | 3828.0896 | 3290.8612 | 2929.1095 | 5496.4671 | 5925.7099 | 6190.2746 | 6651.9131 | 7100.0533 | 9292.161 | 5833.9221 | 7194.5407 | 7756.0659 | 8112.4183 | 8476.8697 | 16670.2773 | 23716.3378 | 26637.3484 | 25894.9473 | 12261.7651 | 29469.2708 | 28999.5334 | 17086.0219 | 19351.0199 | 29633.9488 | 26761.5318 | 24804.2928 | 20673.8435 | 27941.2745 | 24518.1309 | 23889.1148 | 15406.8458 | 14075.9232 | 15795.5939 | 14181.2092 | 11370.8839 | 7980.136 | 11592.2544 | 10785.062 | 12466.9377 | 16484.0021 | 18565.4246 | 14337.7883 | 15558.0256 | 24461.4385 | 21645.7139 | 21885.9819 | 25036.4618 | 19367.2177 | 20900.6132 | 18030.8959 | 10112.8516 | 12294.1608 | 11127.9163 | 7310.6252 | 0 | 0 | 0 | 0 | 0 | 0 | 0 | 0 | 0 | 0 | 0 | 0 | 0 | 0 | 0 | 0 | 0 | 0 | 0 | 0 | 0 | 0 | 0 | 0 | 0 | 0 | 0 | 0 | 0 | 0 | 0 | 0
11 | 0 | 0 | > 22 kV & < = 66 kV | 53.3264 | 306 | 13 | 32 | 5 | 38 | 37 | 45 | 0 | 21 | 27 | 126 | 32 | 118 | 120 | 114 | 204 | 124 | 64 | 269 | 275 | 241 | 421 | 273 | 565 | 994 | 1242 | 709 | 708 | 237 | 1172 | 1540 | 708 | 1344 | 1635 | 484 | 462 | 675 | 667 | 1011 | 1020 | 214 | 206 | 431 | 421 | 466 | 710 | 722 | 163 | 548 | 545 | 1274 | 705 | 666 | 1782 | 952 | 894 | 1376 | 857 | 930 | 1624 | 593 | 954 | 627 | 148 | 0 | 0 | 0 | 0 | 0 | 0 | 0 | 0 | 0 | 0 | 0 | 0 | 0 | 0 | 0 | 0 | 0 | 0 | 0 | 0 | 0 | 0 | 0 | 0 | 0 | 0 | 0 | 984.7687 | 41.8366 | 102.9824 | 16.091 | 122.2915 | 119.0733 | 144.8189 | 0 | 67.5822 | 86.8914 | 405.493 | 102.9824 | 379.7474 | 386.1838 | 366.8746 | 656.5125 | 399.0566 | 205.9647 | 865.6954 | 885.0046 | 775.5858 | 1354.8616 | 878.5682 | 1818.2821 | 3198.8893 | 3997.0025 | 2281.7027 | 2278.4845 | 762.713 | 3771.7286 | 4956.0256 | 2278.4845 | 4325.2587 | 5261.7545 | 1557.6081 | 1486.8077 | 2172.284 | 2146.5384 | 3253.5986 | 3282.5624 | 688.6945 | 662.9489 | 1387.0435 | 1354.8616 | 1499.6805 | 2284.9209 | 2323.5393 | 524.5663 | 1763.5728 | 1753.9182 | 4099.9848 | 2268.8299 | 2143.3202 | 5734.8297 | 3063.7249 | 2877.0694 | 4428.2411 | 2757.9961 | 2992.9246 | 5226.3543 | 1908.3917 | 3070.1613 | 2017.8104 | 476.2934 | 0 | 0 | 0 | 0 | 0 | 0 | 0 | 0 | 0 | 0 | 0 | 0 | 0 | 0 | 0 | 0 | 0 | 0 | 0 | 0 | 0 | 0 | 0 | 0 | 0 | 0 | 0
0 | 0 | 0 | 0 | 0 | 0 | 0 | 0 | 0 | 0 | 0 | 0 | 0 | 0 | 0 | 0 | 0 | 0 | 0 | 0 | 0 | 0 | 0 | 0 | 0 | 0 | 0 | 0 | 0 | 0 | 0 | 0 | 0 | 0 | 0 | 0 | 0 | 0 | 0 | 0 | 0 | 0 | 0 | 0 | 0 | 0 | 0 | 0 | 0 | 0 | 0 | 0 | 0 | 0 | 0 | 0 | 0 | 0 | 0 | 0 | 0 | 0 | 0 | 0 | 0 | 0 | 0 | 0 | 0 | 0 | 0 | 0 | 0 | 0 | 0 | 0 | 0 | 0 | 0 | 0 | 0 | 0 | 0 | 0 | 0 | 0 | 0 | 0 | 0 | 0 | 0 | 0 | 0 | 0 | 0 | 0 | 0 | 0 | 0 | 0 | 0 | 0 | 0 | 0 | 0 | 0 | 0 | 0 | 0 | 0 | 0 | 0 | 0 | 0 | 0 | 0 | 0 | 0 | 0 | 0 | 0 | 0 | 0 | 0 | 0 | 0 | 0 | 0 | 0 | 0 | 0 | 0 | 0 | 0 | 0 | 0 | 0 | 0 | 0 | 0 | 0 | 0 | 0 | 0 | 0 | 0 | 0 | 0 | 0 | 0 | 0 | 0 | 0 | 0 | 0 | 0 | 0 | 0 | 0 | 0 | 0 | 0 | 0 | 0 | 0 | 0 | 0 | 0 | 0 | 0 | 0 | 0 | 0 | 0 | 0 | 0 | 0 | 0 | 0 | 0 | 0 | 0 | 0 | 0 | 0 | 0 | 0
0 | 0 | 0 | SCADA, Network Control and Protection Systems | 0 | 0 | 0 | 0 | 0 | 0 | 0 | 0 | 0 | 0 | 0 | 0 | 0 | 0 | 0 | 0 | 0 | 0 | 0 | 0 | 0 | 0 | 0 | 0 | 0 | 0 | 0 | 0 | 0 | 0 | 0 | 0 | 0 | 0 | 0 | 0 | 0 | 0 | 0 | 0 | 0 | 0 | 0 | 0 | 0 | 0 | 0 | 0 | 0 | 0 | 0 | 0 | 0 | 0 | 0 | 0 | 0 | 0 | 0 | 0 | 0 | 0 | 0 | 0 | 0 | 0 | 0 | 0 | 0 | 0 | 0 | 0 | 0 | 0 | 0 | 0 | 0 | 0 | 0 | 0 | 0 | 0 | 0 | 0 | 0 | 0 | 0 | 0 | 0 | 0 | 0 | 0 | 0 | 0 | 0 | 0 | 0 | 0 | 0 | 0 | 0 | 0 | 0 | 0 | 0 | 0 | 0 | 0 | 0 | 0 | 0 | 0 | 0 | 0 | 0 | 0 | 0 | 0 | 0 | 0 | 0 | 0 | 0 | 0 | 0 | 0 | 0 | 0 | 0 | 0 | 0 | 0 | 0 | 0 | 0 | 0 | 0 | 0 | 0 | 0 | 0 | 0 | 0 | 0 | 0 | 0 | 0 | 0 | 0 | 0 | 0 | 0 | 0 | 0 | 0 | 0 | 0 | 0 | 0 | 0 | 0 | 0 | 0 | 0 | 0 | 0 | 0 | 0 | 0 | 0 | 0 | 0 | 0 | 0 | 0 | 0 | 0 | 0 | 0 | 0 | 0 | 0 | 0
10 | 0 | 0 | FIELD DEVICES | 56.6089 | 0 | 0 | 15 | 12 | 16 | 16 | 16 | 16 | 16 | 16 | 16 | 16 | 10 | 34 | 15 | 35 | 33 | 11 | 15 | 14 | 6 | 8 | 18 | 20 | 29 | 47 | 47 | 47 | 11 | 47 | 36 | 52 | 100 | 112 | 108 | 103 | 102 | 116 | 116 | 113 | 121 | 113 | 42 | 51 | 45 | 45 | 39 | 54 | 55 | 45 | 59 | 86 | 137 | 139 | 130 | 103 | 101 | 110 | 114 | 106 | 110 | 118 | 155 | 142 | 155 | 480 | 106 | 255 | 0 | 0 | 0 | 0 | 0 | 0 | 0 | 0 | 0 | 0 | 0 | 0 | 0 | 0 | 0 | 0 | 0 | 0 | 0 | 0 | 0 | 0 | 0 | 0 | 0 | 413.4081 | 330.7265 | 440.9687 | 440.9687 | 440.9687 | 440.9687 | 440.9687 | 440.9687 | 440.9687 | 440.9687 | 275.6054 | 937.0584 | 413.4081 | 964.619 | 909.4979 | 303.166 | 413.4081 | 385.8476 | 165.3633 | 220.4843 | 496.0898 | 551.2109 | 799.2557 | 1295.3455 | 1295.3455 | 1295.3455 | 303.166 | 1295.3455 | 992.1795 | 1433.1482 | 2756.0543 | 3086.7808 | 2976.5386 | 2838.7359 | 2811.1753 | 3197.0229 | 3197.0229 | 3114.3413 | 3334.8257 | 3114.3413 | 1157.5428 | 1405.5877 | 1240.2244 | 1240.2244 | 1074.8612 | 1488.2693 | 1515.8298 | 1240.2244 | 1626.072 | 2370.2067 | 3775.7943 | 3830.9154 | 3582.8705 | 2838.7359 | 2783.6148 | 3031.6597 | 3141.9019 | 2921.4175 | 3031.6597 | 3252.144 | 4271.8841 | 3913.5971 | 4271.8841 | 13229.0605 | 2921.4175 | 7027.9384 | 0 | 0 | 0 | 0 | 0 | 0 | 0 | 0 | 0 | 0 | 0 | 0 | 0 | 0 | 0 | 0 | 0 | 0 | 0 | 0 | 0 | 0 | 0
10 | 0 | 0 | COMMUNICATIONS NETWORK ASSETS | 22.6 | 0 | 0 | 0 | 0 | 0 | 0 | 0 | 0 | 0 | 0 | 0 | 0 | 0 | 7 | 117 | 0 | 23 | 20 | 16 | 23 | 566 | 66.8 | 51.5 | 38.9 | 28.3 | 43 | 122.6 | 160.6 | 112.4 | 261.2 | 131.4 | 262.8 | 119.3 | 147.7 | 0 | 0 | 0 | 0 | 0 | 0 | 0 | 0 | 0 | 0 | 0 | 0 | 0 | 0 | 0 | 0 | 0 | 0 | 0 | 0 | 0 | 0 | 0 | 0 | 0 | 0 | 0 | 0 | 0 | 0 | 0 | 0 | 0 | 0 | 0 | 0 | 0 | 0 | 0 | 0 | 0 | 0 | 0 | 0 | 0 | 0 | 0 | 0 | 0 | 0 | 0 | 0 | 0 | 0 | 0 | 0 | 0 | 0 | 0 | 0 | 0 | 0 | 0 | 0 | 0 | 0 | 0 | 0 | 0 | 0 | 192.9238 | 3224.5835 | 0 | 633.8925 | 551.2109 | 440.9687 | 633.8925 | 15599.2671 | 1841.0442 | 1419.3679 | 1072.1051 | 779.9634 | 1185.1033 | 3378.9225 | 4426.2231 | 3097.805 | 7198.8137 | 3621.4553 | 7242.9106 | 3287.9727 | 4070.6921 | 0 | 0 | 0 | 0 | 0 | 0 | 0 | 0 | 0 | 0 | 0 | 0 | 0 | 0 | 0 | 0 | 0 | 0 | 0 | 0 | 0 | 0 | 0 | 0 | 0 | 0 | 0 | 0 | 0 | 0 | 0 | 0 | 0 | 0 | 0 | 0 | 0 | 0 | 0 | 0 | 0 | 0 | 0 | 0 | 0 | 0 | 0 | 0 | 0 | 0 | 0 | 0 | 0 | 0 | 0 | 0 | 0
10 | 0 | 0 | MASTER STATION ASSETS | 5 | 0 | 0 | 0 | 0 | 0 | 0 | 0 | 2 | 0 | 11 | 8 | 12 | 7 | 53 | 18 | 0 | 0 | 0 | 0 | 0 | 0 | 0 | 0 | 0 | 0 | 0 | 0 | 0 | 0 | 0 | 0 | 0 | 0 | 0 | 0 | 0 | 0 | 0 | 0 | 0 | 0 | 0 | 0 | 0 | 0 | 0 | 0 | 0 | 0 | 0 | 0 | 0 | 0 | 0 | 0 | 0 | 0 | 0 | 0 | 0 | 0 | 0 | 0 | 0 | 0 | 0 | 0 | 0 | 0 | 0 | 0 | 0 | 0 | 0 | 0 | 0 | 0 | 0 | 0 | 0 | 0 | 0 | 0 | 0 | 0 | 0 | 0 | 0 | 0 | 0 | 0 | 0 | 0 | 0 | 0 | 0 | 0 | 0 | 55.1211 | 0 | 303.166 | 220.4843 | 330.7265 | 192.9238 | 1460.7088 | 496.0898 | 0 | 0 | 0 | 0 | 0 | 0 | 0 | 0 | 0 | 0 | 0 | 0 | 0 | 0 | 0 | 0 | 0 | 0 | 0 | 0 | 0 | 0 | 0 | 0 | 0 | 0 | 0 | 0 | 0 | 0 | 0 | 0 | 0 | 0 | 0 | 0 | 0 | 0 | 0 | 0 | 0 | 0 | 0 | 0 | 0 | 0 | 0 | 0 | 0 | 0 | 0 | 0 | 0 | 0 | 0 | 0 | 0 | 0 | 0 | 0 | 0 | 0 | 0 | 0 | 0 | 0 | 0 | 0 | 0 | 0 | 0 | 0 | 0 | 0 | 0 | 0
0 | 0 | 0 | AUTOMATION REPLACEMENT EXPENDITURE | 0 | 0 | 0 | 0 | 0 | 0 | 0 | 0 | 0 | 0 | 0 | 0 | 0 | 0 | 0 | 0 | 0 | 0 | 0 | 0 | 0 | 0 | 0 | 0 | 0 | 0 | 0 | 0 | 0 | 0 | 0 | 0 | 0 | 0 | 0 | 0 | 0 | 0 | 0 | 0 | 0 | 0 | 0 | 0 | 0 | 0 | 0 | 0 | 0 | 0 | 0 | 0 | 0 | 0 | 0 | 0 | 0 | 0 | 0 | 0 | 0 | 0 | 0 | 0 | 0 | 0 | 0 | 0 | 0 | 0 | 0 | 0 | 0 | 0 | 0 | 0 | 0 | 0 | 0 | 0 | 0 | 0 | 0 | 0 | 0 | 0 | 0 | 0 | 0 | 0 | 0 | 0 | 0 | 0 | 0 | 0 | 0 | 0 | 0 | 0 | 0 | 0 | 0 | 0 | 0 | 0 | 0 | 0 | 0 | 0 | 0 | 0 | 0 | 0 | 0 | 0 | 0 | 0 | 0 | 0 | 0 | 0 | 0 | 0 | 0 | 0 | 0 | 0 | 0 | 0 | 0 | 0 | 0 | 0 | 0 | 0 | 0 | 0 | 0 | 0 | 0 | 0 | 0 | 0 | 0 | 0 | 0 | 0 | 0 | 0 | 0 | 0 | 0 | 0 | 0 | 0 | 0 | 0 | 0 | 0 | 0 | 0 | 0 | 0 | 0 | 0 | 0 | 0 | 0 | 0 | 0 | 0 | 0 | 0 | 0 | 0 | 0 | 0 | 0 | 0 | 0 | 0 | 0
0 | 0 | 0 | 0 | 0 | 0 | 0 | 0 | 0 | 0 | 0 | 0 | 0 | 0 | 0 | 0 | 0 | 0 | 0 | 0 | 0 | 0 | 0 | 0 | 0 | 0 | 0 | 0 | 0 | 0 | 0 | 0 | 0 | 0 | 0 | 0 | 0 | 0 | 0 | 0 | 0 | 0 | 0 | 0 | 0 | 0 | 0 | 0 | 0 | 0 | 0 | 0 | 0 | 0 | 0 | 0 | 0 | 0 | 0 | 0 | 0 | 0 | 0 | 0 | 0 | 0 | 0 | 0 | 0 | 0 | 0 | 0 | 0 | 0 | 0 | 0 | 0 | 0 | 0 | 0 | 0 | 0 | 0 | 0 | 0 | 0 | 0 | 0 | 0 | 0 | 0 | 0 | 0 | 0 | 0 | 0 | 0 | 0 | 0 | 0 | 0 | 0 | 0 | 0 | 0 | 0 | 0 | 0 | 0 | 0 | 0 | 0 | 0 | 0 | 0 | 0 | 0 | 0 | 0 | 0 | 0 | 0 | 0 | 0 | 0 | 0 | 0 | 0 | 0 | 0 | 0 | 0 | 0 | 0 | 0 | 0 | 0 | 0 | 0 | 0 | 0 | 0 | 0 | 0 | 0 | 0 | 0 | 0 | 0 | 0 | 0 | 0 | 0 | 0 | 0 | 0 | 0 | 0 | 0 | 0 | 0 | 0 | 0 | 0 | 0 | 0 | 0 | 0 | 0 | 0 | 0 | 0 | 0 | 0 | 0 | 0 | 0 | 0 | 0 | 0 | 0 | 0 | 0 | 0 | 0 | 0 | 0
0 | 0 | 0 | 0 | 0 | 0 | 0 | 0 | 0 | 0 | 0 | 0 | 0 | 0 | 0 | 0 | 0 | 0 | 0 | 0 | 0 | 0 | 0 | 0 | 0 | 0 | 0 | 0 | 0 | 0 | 0 | 0 | 0 | 0 | 0 | 0 | 0 | 0 | 0 | 0 | 0 | 0 | 0 | 0 | 0 | 0 | 0 | 0 | 0 | 0 | 0 | 0 | 0 | 0 | 0 | 0 | 0 | 0 | 0 | 0 | 0 | 0 | 0 | 0 | 0 | 0 | 0 | 0 | 0 | 0 | 0 | 0 | 0 | 0 | 0 | 0 | 0 | 0 | 0 | 0 | 0 | 0 | 0 | 0 | 0 | 0 | 0 | 0 | 0 | 0 | 0 | 0 | 0 | 0 | 0 | 0 | 0 | 0 | 0 | 0 | 0 | 0 | 0 | 0 | 0 | 0 | 0 | 0 | 0 | 0 | 0 | 0 | 0 | 0 | 0 | 0 | 0 | 0 | 0 | 0 | 0 | 0 | 0 | 0 | 0 | 0 | 0 | 0 | 0 | 0 | 0 | 0 | 0 | 0 | 0 | 0 | 0 | 0 | 0 | 0 | 0 | 0 | 0 | 0 | 0 | 0 | 0 | 0 | 0 | 0 | 0 | 0 | 0 | 0 | 0 | 0 | 0 | 0 | 0 | 0 | 0 | 0 | 0 | 0 | 0 | 0 | 0 | 0 | 0 | 0 | 0 | 0 | 0 | 0 | 0 | 0 | 0 | 0 | 0 | 0 | 0 | 0 | 0 | 0 | 0 | 0 | 0
0 | 0 | 0 | 0 | 0 | 0 | 0 | 0 | 0 | 0 | 0 | 0 | 0 | 0 | 0 | 0 | 0 | 0 | 0 | 0 | 0 | 0 | 0 | 0 | 0 | 0 | 0 | 0 | 0 | 0 | 0 | 0 | 0 | 0 | 0 | 0 | 0 | 0 | 0 | 0 | 0 | 0 | 0 | 0 | 0 | 0 | 0 | 0 | 0 | 0 | 0 | 0 | 0 | 0 | 0 | 0 | 0 | 0 | 0 | 0 | 0 | 0 | 0 | 0 | 0 | 0 | 0 | 0 | 0 | 0 | 0 | 0 | 0 | 0 | 0 | 0 | 0 | 0 | 0 | 0 | 0 | 0 | 0 | 0 | 0 | 0 | 0 | 0 | 0 | 0 | 0 | 0 | 0 | 0 | 0 | 0 | 0 | 0 | 0 | 0 | 0 | 0 | 0 | 0 | 0 | 0 | 0 | 0 | 0 | 0 | 0 | 0 | 0 | 0 | 0 | 0 | 0 | 0 | 0 | 0 | 0 | 0 | 0 | 0 | 0 | 0 | 0 | 0 | 0 | 0 | 0 | 0 | 0 | 0 | 0 | 0 | 0 | 0 | 0 | 0 | 0 | 0 | 0 | 0 | 0 | 0 | 0 | 0 | 0 | 0 | 0 | 0 | 0 | 0 | 0 | 0 | 0 | 0 | 0 | 0 | 0 | 0 | 0 | 0 | 0 | 0 | 0 | 0 | 0 | 0 | 0 | 0 | 0 | 0 | 0 | 0 | 0 | 0 | 0 | 0 | 0 | 0 | 0 | 0 | 0 | 0 | 0
0 | 0 | 0 | 0 | 0 | 0 | 0 | 0 | 0 | 0 | 0 | 0 | 0 | 0 | 0 | 0 | 0 | 0 | 0 | 0 | 0 | 0 | 0 | 0 | 0 | 0 | 0 | 0 | 0 | 0 | 0 | 0 | 0 | 0 | 0 | 0 | 0 | 0 | 0 | 0 | 0 | 0 | 0 | 0 | 0 | 0 | 0 | 0 | 0 | 0 | 0 | 0 | 0 | 0 | 0 | 0 | 0 | 0 | 0 | 0 | 0 | 0 | 0 | 0 | 0 | 0 | 0 | 0 | 0 | 0 | 0 | 0 | 0 | 0 | 0 | 0 | 0 | 0 | 0 | 0 | 0 | 0 | 0 | 0 | 0 | 0 | 0 | 0 | 0 | 0 | 0 | 0 | 0 | 0 | 0 | 0 | 0 | 0 | 0 | 0 | 0 | 0 | 0 | 0 | 0 | 0 | 0 | 0 | 0 | 0 | 0 | 0 | 0 | 0 | 0 | 0 | 0 | 0 | 0 | 0 | 0 | 0 | 0 | 0 | 0 | 0 | 0 | 0 | 0 | 0 | 0 | 0 | 0 | 0 | 0 | 0 | 0 | 0 | 0 | 0 | 0 | 0 | 0 | 0 | 0 | 0 | 0 | 0 | 0 | 0 | 0 | 0 | 0 | 0 | 0 | 0 | 0 | 0 | 0 | 0 | 0 | 0 | 0 | 0 | 0 | 0 | 0 | 0 | 0 | 0 | 0 | 0 | 0 | 0 | 0 | 0 | 0 | 0 | 0 | 0 | 0 | 0 | 0 | 0 | 0 | 0 | 0
0 | 0 | 0 | 0 | 0 | 0 | 0 | 0 | 0 | 0 | 0 | 0 | 0 | 0 | 0 | 0 | 0 | 0 | 0 | 0 | 0 | 0 | 0 | 0 | 0 | 0 | 0 | 0 | 0 | 0 | 0 | 0 | 0 | 0 | 0 | 0 | 0 | 0 | 0 | 0 | 0 | 0 | 0 | 0 | 0 | 0 | 0 | 0 | 0 | 0 | 0 | 0 | 0 | 0 | 0 | 0 | 0 | 0 | 0 | 0 | 0 | 0 | 0 | 0 | 0 | 0 | 0 | 0 | 0 | 0 | 0 | 0 | 0 | 0 | 0 | 0 | 0 | 0 | 0 | 0 | 0 | 0 | 0 | 0 | 0 | 0 | 0 | 0 | 0 | 0 | 0 | 0 | 0 | 0 | 0 | 0 | 0 | 0 | 0 | 0 | 0 | 0 | 0 | 0 | 0 | 0 | 0 | 0 | 0 | 0 | 0 | 0 | 0 | 0 | 0 | 0 | 0 | 0 | 0 | 0 | 0 | 0 | 0 | 0 | 0 | 0 | 0 | 0 | 0 | 0 | 0 | 0 | 0 | 0 | 0 | 0 | 0 | 0 | 0 | 0 | 0 | 0 | 0 | 0 | 0 | 0 | 0 | 0 | 0 | 0 | 0 | 0 | 0 | 0 | 0 | 0 | 0 | 0 | 0 | 0 | 0 | 0 | 0 | 0 | 0 | 0 | 0 | 0 | 0 | 0 | 0 | 0 | 0 | 0 | 0 | 0 | 0 | 0 | 0 | 0 | 0 | 0 | 0 | 0 | 0 | 0 | 0
0 | 0 | 0 | 0 | 0 | 0 | 0 | 0 | 0 | 0 | 0 | 0 | 0 | 0 | 0 | 0 | 0 | 0 | 0 | 0 | 0 | 0 | 0 | 0 | 0 | 0 | 0 | 0 | 0 | 0 | 0 | 0 | 0 | 0 | 0 | 0 | 0 | 0 | 0 | 0 | 0 | 0 | 0 | 0 | 0 | 0 | 0 | 0 | 0 | 0 | 0 | 0 | 0 | 0 | 0 | 0 | 0 | 0 | 0 | 0 | 0 | 0 | 0 | 0 | 0 | 0 | 0 | 0 | 0 | 0 | 0 | 0 | 0 | 0 | 0 | 0 | 0 | 0 | 0 | 0 | 0 | 0 | 0 | 0 | 0 | 0 | 0 | 0 | 0 | 0 | 0 | 0 | 0 | 0 | 0 | 0 | 0 | 0 | 0 | 0 | 0 | 0 | 0 | 0 | 0 | 0 | 0 | 0 | 0 | 0 | 0 | 0 | 0 | 0 | 0 | 0 | 0 | 0 | 0 | 0 | 0 | 0 | 0 | 0 | 0 | 0 | 0 | 0 | 0 | 0 | 0 | 0 | 0 | 0 | 0 | 0 | 0 | 0 | 0 | 0 | 0 | 0 | 0 | 0 | 0 | 0 | 0 | 0 | 0 | 0 | 0 | 0 | 0 | 0 | 0 | 0 | 0 | 0 | 0 | 0 | 0 | 0 | 0 | 0 | 0 | 0 | 0 | 0 | 0 | 0 | 0 | 0 | 0 | 0 | 0 | 0 | 0 | 0 | 0 | 0 | 0 | 0 | 0 | 0 | 0 | 0 | 0
0 | 0 | 0 | 0 | 0 | 0 | 0 | 0 | 0 | 0 | 0 | 0 | 0 | 0 | 0 | 0 | 0 | 0 | 0 | 0 | 0 | 0 | 0 | 0 | 0 | 0 | 0 | 0 | 0 | 0 | 0 | 0 | 0 | 0 | 0 | 0 | 0 | 0 | 0 | 0 | 0 | 0 | 0 | 0 | 0 | 0 | 0 | 0 | 0 | 0 | 0 | 0 | 0 | 0 | 0 | 0 | 0 | 0 | 0 | 0 | 0 | 0 | 0 | 0 | 0 | 0 | 0 | 0 | 0 | 0 | 0 | 0 | 0 | 0 | 0 | 0 | 0 | 0 | 0 | 0 | 0 | 0 | 0 | 0 | 0 | 0 | 0 | 0 | 0 | 0 | 0 | 0 | 0 | 0 | 0 | 0 | 0 | 0 | 0 | 0 | 0 | 0 | 0 | 0 | 0 | 0 | 0 | 0 | 0 | 0 | 0 | 0 | 0 | 0 | 0 | 0 | 0 | 0 | 0 | 0 | 0 | 0 | 0 | 0 | 0 | 0 | 0 | 0 | 0 | 0 | 0 | 0 | 0 | 0 | 0 | 0 | 0 | 0 | 0 | 0 | 0 | 0 | 0 | 0 | 0 | 0 | 0 | 0 | 0 | 0 | 0 | 0 | 0 | 0 | 0 | 0 | 0 | 0 | 0 | 0 | 0 | 0 | 0 | 0 | 0 | 0 | 0 | 0 | 0 | 0 | 0 | 0 | 0 | 0 | 0 | 0 | 0 | 0 | 0 | 0 | 0 | 0 | 0 | 0 | 0 | 0 | 0
0 | 0 | 0 | 0 | 0 | 0 | 0 | 0 | 0 | 0 | 0 | 0 | 0 | 0 | 0 | 0 | 0 | 0 | 0 | 0 | 0 | 0 | 0 | 0 | 0 | 0 | 0 | 0 | 0 | 0 | 0 | 0 | 0 | 0 | 0 | 0 | 0 | 0 | 0 | 0 | 0 | 0 | 0 | 0 | 0 | 0 | 0 | 0 | 0 | 0 | 0 | 0 | 0 | 0 | 0 | 0 | 0 | 0 | 0 | 0 | 0 | 0 | 0 | 0 | 0 | 0 | 0 | 0 | 0 | 0 | 0 | 0 | 0 | 0 | 0 | 0 | 0 | 0 | 0 | 0 | 0 | 0 | 0 | 0 | 0 | 0 | 0 | 0 | 0 | 0 | 0 | 0 | 0 | 0 | 0 | 0 | 0 | 0 | 0 | 0 | 0 | 0 | 0 | 0 | 0 | 0 | 0 | 0 | 0 | 0 | 0 | 0 | 0 | 0 | 0 | 0 | 0 | 0 | 0 | 0 | 0 | 0 | 0 | 0 | 0 | 0 | 0 | 0 | 0 | 0 | 0 | 0 | 0 | 0 | 0 | 0 | 0 | 0 | 0 | 0 | 0 | 0 | 0 | 0 | 0 | 0 | 0 | 0 | 0 | 0 | 0 | 0 | 0 | 0 | 0 | 0 | 0 | 0 | 0 | 0 | 0 | 0 | 0 | 0 | 0 | 0 | 0 | 0 | 0 | 0 | 0 | 0 | 0 | 0 | 0 | 0 | 0 | 0 | 0 | 0 | 0 | 0 | 0 | 0 | 0 | 0 | 0
0 | 0 | 0 | 0 | 0 | 0 | 0 | 0 | 0 | 0 | 0 | 0 | 0 | 0 | 0 | 0 | 0 | 0 | 0 | 0 | 0 | 0 | 0 | 0 | 0 | 0 | 0 | 0 | 0 | 0 | 0 | 0 | 0 | 0 | 0 | 0 | 0 | 0 | 0 | 0 | 0 | 0 | 0 | 0 | 0 | 0 | 0 | 0 | 0 | 0 | 0 | 0 | 0 | 0 | 0 | 0 | 0 | 0 | 0 | 0 | 0 | 0 | 0 | 0 | 0 | 0 | 0 | 0 | 0 | 0 | 0 | 0 | 0 | 0 | 0 | 0 | 0 | 0 | 0 | 0 | 0 | 0 | 0 | 0 | 0 | 0 | 0 | 0 | 0 | 0 | 0 | 0 | 0 | 0 | 0 | 0 | 0 | 0 | 0 | 0 | 0 | 0 | 0 | 0 | 0 | 0 | 0 | 0 | 0 | 0 | 0 | 0 | 0 | 0 | 0 | 0 | 0 | 0 | 0 | 0 | 0 | 0 | 0 | 0 | 0 | 0 | 0 | 0 | 0 | 0 | 0 | 0 | 0 | 0 | 0 | 0 | 0 | 0 | 0 | 0 | 0 | 0 | 0 | 0 | 0 | 0 | 0 | 0 | 0 | 0 | 0 | 0 | 0 | 0 | 0 | 0 | 0 | 0 | 0 | 0 | 0 | 0 | 0 | 0 | 0 | 0 | 0 | 0 | 0 | 0 | 0 | 0 | 0 | 0 | 0 | 0 | 0 | 0 | 0 | 0 | 0 | 0 | 0 | 0 | 0 | 0 | 0
0 | 0 | 0 | 0 | 0 | 0 | 0 | 0 | 0 | 0 | 0 | 0 | 0 | 0 | 0 | 0 | 0 | 0 | 0 | 0 | 0 | 0 | 0 | 0 | 0 | 0 | 0 | 0 | 0 | 0 | 0 | 0 | 0 | 0 | 0 | 0 | 0 | 0 | 0 | 0 | 0 | 0 | 0 | 0 | 0 | 0 | 0 | 0 | 0 | 0 | 0 | 0 | 0 | 0 | 0 | 0 | 0 | 0 | 0 | 0 | 0 | 0 | 0 | 0 | 0 | 0 | 0 | 0 | 0 | 0 | 0 | 0 | 0 | 0 | 0 | 0 | 0 | 0 | 0 | 0 | 0 | 0 | 0 | 0 | 0 | 0 | 0 | 0 | 0 | 0 | 0 | 0 | 0 | 0 | 0 | 0 | 0 | 0 | 0 | 0 | 0 | 0 | 0 | 0 | 0 | 0 | 0 | 0 | 0 | 0 | 0 | 0 | 0 | 0 | 0 | 0 | 0 | 0 | 0 | 0 | 0 | 0 | 0 | 0 | 0 | 0 | 0 | 0 | 0 | 0 | 0 | 0 | 0 | 0 | 0 | 0 | 0 | 0 | 0 | 0 | 0 | 0 | 0 | 0 | 0 | 0 | 0 | 0 | 0 | 0 | 0 | 0 | 0 | 0 | 0 | 0 | 0 | 0 | 0 | 0 | 0 | 0 | 0 | 0 | 0 | 0 | 0 | 0 | 0 | 0 | 0 | 0 | 0 | 0 | 0 | 0 | 0 | 0 | 0 | 0 | 0 | 0 | 0 | 0 | 0 | 0 | 0
0 | 0 | 0 | 0 | 0 | 0 | 0 | 0 | 0 | 0 | 0 | 0 | 0 | 0 | 0 | 0 | 0 | 0 | 0 | 0 | 0 | 0 | 0 | 0 | 0 | 0 | 0 | 0 | 0 | 0 | 0 | 0 | 0 | 0 | 0 | 0 | 0 | 0 | 0 | 0 | 0 | 0 | 0 | 0 | 0 | 0 | 0 | 0 | 0 | 0 | 0 | 0 | 0 | 0 | 0 | 0 | 0 | 0 | 0 | 0 | 0 | 0 | 0 | 0 | 0 | 0 | 0 | 0 | 0 | 0 | 0 | 0 | 0 | 0 | 0 | 0 | 0 | 0 | 0 | 0 | 0 | 0 | 0 | 0 | 0 | 0 | 0 | 0 | 0 | 0 | 0 | 0 | 0 | 0 | 0 | 0 | 0 | 0 | 0 | 0 | 0 | 0 | 0 | 0 | 0 | 0 | 0 | 0 | 0 | 0 | 0 | 0 | 0 | 0 | 0 | 0 | 0 | 0 | 0 | 0 | 0 | 0 | 0 | 0 | 0 | 0 | 0 | 0 | 0 | 0 | 0 | 0 | 0 | 0 | 0 | 0 | 0 | 0 | 0 | 0 | 0 | 0 | 0 | 0 | 0 | 0 | 0 | 0 | 0 | 0 | 0 | 0 | 0 | 0 | 0 | 0 | 0 | 0 | 0 | 0 | 0 | 0 | 0 | 0 | 0 | 0 | 0 | 0 | 0 | 0 | 0 | 0 | 0 | 0 | 0 | 0 | 0 | 0 | 0 | 0 | 0 | 0 | 0 | 0 | 0 | 0 | 0
0 | 0 | 0 | 0 | 0 | 0 | 0 | 0 | 0 | 0 | 0 | 0 | 0 | 0 | 0 | 0 | 0 | 0 | 0 | 0 | 0 | 0 | 0 | 0 | 0 | 0 | 0 | 0 | 0 | 0 | 0 | 0 | 0 | 0 | 0 | 0 | 0 | 0 | 0 | 0 | 0 | 0 | 0 | 0 | 0 | 0 | 0 | 0 | 0 | 0 | 0 | 0 | 0 | 0 | 0 | 0 | 0 | 0 | 0 | 0 | 0 | 0 | 0 | 0 | 0 | 0 | 0 | 0 | 0 | 0 | 0 | 0 | 0 | 0 | 0 | 0 | 0 | 0 | 0 | 0 | 0 | 0 | 0 | 0 | 0 | 0 | 0 | 0 | 0 | 0 | 0 | 0 | 0 | 0 | 0 | 0 | 0 | 0 | 0 | 0 | 0 | 0 | 0 | 0 | 0 | 0 | 0 | 0 | 0 | 0 | 0 | 0 | 0 | 0 | 0 | 0 | 0 | 0 | 0 | 0 | 0 | 0 | 0 | 0 | 0 | 0 | 0 | 0 | 0 | 0 | 0 | 0 | 0 | 0 | 0 | 0 | 0 | 0 | 0 | 0 | 0 | 0 | 0 | 0 | 0 | 0 | 0 | 0 | 0 | 0 | 0 | 0 | 0 | 0 | 0 | 0 | 0 | 0 | 0 | 0 | 0 | 0 | 0 | 0 | 0 | 0 | 0 | 0 | 0 | 0 | 0 | 0 | 0 | 0 | 0 | 0 | 0 | 0 | 0 | 0 | 0 | 0 | 0 | 0 | 0 | 0 | 0
0 | 0 | 0 | 0 | 0 | 0 | 0 | 0 | 0 | 0 | 0 | 0 | 0 | 0 | 0 | 0 | 0 | 0 | 0 | 0 | 0 | 0 | 0 | 0 | 0 | 0 | 0 | 0 | 0 | 0 | 0 | 0 | 0 | 0 | 0 | 0 | 0 | 0 | 0 | 0 | 0 | 0 | 0 | 0 | 0 | 0 | 0 | 0 | 0 | 0 | 0 | 0 | 0 | 0 | 0 | 0 | 0 | 0 | 0 | 0 | 0 | 0 | 0 | 0 | 0 | 0 | 0 | 0 | 0 | 0 | 0 | 0 | 0 | 0 | 0 | 0 | 0 | 0 | 0 | 0 | 0 | 0 | 0 | 0 | 0 | 0 | 0 | 0 | 0 | 0 | 0 | 0 | 0 | 0 | 0 | 0 | 0 | 0 | 0 | 0 | 0 | 0 | 0 | 0 | 0 | 0 | 0 | 0 | 0 | 0 | 0 | 0 | 0 | 0 | 0 | 0 | 0 | 0 | 0 | 0 | 0 | 0 | 0 | 0 | 0 | 0 | 0 | 0 | 0 | 0 | 0 | 0 | 0 | 0 | 0 | 0 | 0 | 0 | 0 | 0 | 0 | 0 | 0 | 0 | 0 | 0 | 0 | 0 | 0 | 0 | 0 | 0 | 0 | 0 | 0 | 0 | 0 | 0 | 0 | 0 | 0 | 0 | 0 | 0 | 0 | 0 | 0 | 0 | 0 | 0 | 0 | 0 | 0 | 0 | 0 | 0 | 0 | 0 | 0 | 0 | 0 | 0 | 0 | 0 | 0 | 0 | 0
0 | 0 | 0 | 0 | 0 | 0 | 0 | 0 | 0 | 0 | 0 | 0 | 0 | 0 | 0 | 0 | 0 | 0 | 0 | 0 | 0 | 0 | 0 | 0 | 0 | 0 | 0 | 0 | 0 | 0 | 0 | 0 | 0 | 0 | 0 | 0 | 0 | 0 | 0 | 0 | 0 | 0 | 0 | 0 | 0 | 0 | 0 | 0 | 0 | 0 | 0 | 0 | 0 | 0 | 0 | 0 | 0 | 0 | 0 | 0 | 0 | 0 | 0 | 0 | 0 | 0 | 0 | 0 | 0 | 0 | 0 | 0 | 0 | 0 | 0 | 0 | 0 | 0 | 0 | 0 | 0 | 0 | 0 | 0 | 0 | 0 | 0 | 0 | 0 | 0 | 0 | 0 | 0 | 0 | 0 | 0 | 0 | 0 | 0 | 0 | 0 | 0 | 0 | 0 | 0 | 0 | 0 | 0 | 0 | 0 | 0 | 0 | 0 | 0 | 0 | 0 | 0 | 0 | 0 | 0 | 0 | 0 | 0 | 0 | 0 | 0 | 0 | 0 | 0 | 0 | 0 | 0 | 0 | 0 | 0 | 0 | 0 | 0 | 0 | 0 | 0 | 0 | 0 | 0 | 0 | 0 | 0 | 0 | 0 | 0 | 0 | 0 | 0 | 0 | 0 | 0 | 0 | 0 | 0 | 0 | 0 | 0 | 0 | 0 | 0 | 0 | 0 | 0 | 0 | 0 | 0 | 0 | 0 | 0 | 0 | 0 | 0 | 0 | 0 | 0 | 0 | 0 | 0 | 0 | 0 | 0 | 0
0 | 0 | 0 | 0 | 0 | 0 | 0 | 0 | 0 | 0 | 0 | 0 | 0 | 0 | 0 | 0 | 0 | 0 | 0 | 0 | 0 | 0 | 0 | 0 | 0 | 0 | 0 | 0 | 0 | 0 | 0 | 0 | 0 | 0 | 0 | 0 | 0 | 0 | 0 | 0 | 0 | 0 | 0 | 0 | 0 | 0 | 0 | 0 | 0 | 0 | 0 | 0 | 0 | 0 | 0 | 0 | 0 | 0 | 0 | 0 | 0 | 0 | 0 | 0 | 0 | 0 | 0 | 0 | 0 | 0 | 0 | 0 | 0 | 0 | 0 | 0 | 0 | 0 | 0 | 0 | 0 | 0 | 0 | 0 | 0 | 0 | 0 | 0 | 0 | 0 | 0 | 0 | 0 | 0 | 0 | 0 | 0 | 0 | 0 | 0 | 0 | 0 | 0 | 0 | 0 | 0 | 0 | 0 | 0 | 0 | 0 | 0 | 0 | 0 | 0 | 0 | 0 | 0 | 0 | 0 | 0 | 0 | 0 | 0 | 0 | 0 | 0 | 0 | 0 | 0 | 0 | 0 | 0 | 0 | 0 | 0 | 0 | 0 | 0 | 0 | 0 | 0 | 0 | 0 | 0 | 0 | 0 | 0 | 0 | 0 | 0 | 0 | 0 | 0 | 0 | 0 | 0 | 0 | 0 | 0 | 0 | 0 | 0 | 0 | 0 | 0 | 0 | 0 | 0 | 0 | 0 | 0 | 0 | 0 | 0 | 0 | 0 | 0 | 0 | 0 | 0 | 0 | 0 | 0 | 0 | 0 | 0
0 | 0 | 0 | 0 | 0 | 0 | 0 | 0 | 0 | 0 | 0 | 0 | 0 | 0 | 0 | 0 | 0 | 0 | 0 | 0 | 0 | 0 | 0 | 0 | 0 | 0 | 0 | 0 | 0 | 0 | 0 | 0 | 0 | 0 | 0 | 0 | 0 | 0 | 0 | 0 | 0 | 0 | 0 | 0 | 0 | 0 | 0 | 0 | 0 | 0 | 0 | 0 | 0 | 0 | 0 | 0 | 0 | 0 | 0 | 0 | 0 | 0 | 0 | 0 | 0 | 0 | 0 | 0 | 0 | 0 | 0 | 0 | 0 | 0 | 0 | 0 | 0 | 0 | 0 | 0 | 0 | 0 | 0 | 0 | 0 | 0 | 0 | 0 | 0 | 0 | 0 | 0 | 0 | 0 | 0 | 0 | 0 | 0 | 0 | 0 | 0 | 0 | 0 | 0 | 0 | 0 | 0 | 0 | 0 | 0 | 0 | 0 | 0 | 0 | 0 | 0 | 0 | 0 | 0 | 0 | 0 | 0 | 0 | 0 | 0 | 0 | 0 | 0 | 0 | 0 | 0 | 0 | 0 | 0 | 0 | 0 | 0 | 0 | 0 | 0 | 0 | 0 | 0 | 0 | 0 | 0 | 0 | 0 | 0 | 0 | 0 | 0 | 0 | 0 | 0 | 0 | 0 | 0 | 0 | 0 | 0 | 0 | 0 | 0 | 0 | 0 | 0 | 0 | 0 | 0 | 0 | 0 | 0 | 0 | 0 | 0 | 0 | 0 | 0 | 0 | 0 | 0 | 0 | 0 | 0 | 0 | 0
0 | 0 | 0 | 0 | 0 | 0 | 0 | 0 | 0 | 0 | 0 | 0 | 0 | 0 | 0 | 0 | 0 | 0 | 0 | 0 | 0 | 0 | 0 | 0 | 0 | 0 | 0 | 0 | 0 | 0 | 0 | 0 | 0 | 0 | 0 | 0 | 0 | 0 | 0 | 0 | 0 | 0 | 0 | 0 | 0 | 0 | 0 | 0 | 0 | 0 | 0 | 0 | 0 | 0 | 0 | 0 | 0 | 0 | 0 | 0 | 0 | 0 | 0 | 0 | 0 | 0 | 0 | 0 | 0 | 0 | 0 | 0 | 0 | 0 | 0 | 0 | 0 | 0 | 0 | 0 | 0 | 0 | 0 | 0 | 0 | 0 | 0 | 0 | 0 | 0 | 0 | 0 | 0 | 0 | 0 | 0 | 0 | 0 | 0 | 0 | 0 | 0 | 0 | 0 | 0 | 0 | 0 | 0 | 0 | 0 | 0 | 0 | 0 | 0 | 0 | 0 | 0 | 0 | 0 | 0 | 0 | 0 | 0 | 0 | 0 | 0 | 0 | 0 | 0 | 0 | 0 | 0 | 0 | 0 | 0 | 0 | 0 | 0 | 0 | 0 | 0 | 0 | 0 | 0 | 0 | 0 | 0 | 0 | 0 | 0 | 0 | 0 | 0 | 0 | 0 | 0 | 0 | 0 | 0 | 0 | 0 | 0 | 0 | 0 | 0 | 0 | 0 | 0 | 0 | 0 | 0 | 0 | 0 | 0 | 0 | 0 | 0 | 0 | 0 | 0 | 0 | 0 | 0 | 0 | 0 | 0 | 0
0 | 0 | 0 | 0 | 0 | 0 | 0 | 0 | 0 | 0 | 0 | 0 | 0 | 0 | 0 | 0 | 0 | 0 | 0 | 0 | 0 | 0 | 0 | 0 | 0 | 0 | 0 | 0 | 0 | 0 | 0 | 0 | 0 | 0 | 0 | 0 | 0 | 0 | 0 | 0 | 0 | 0 | 0 | 0 | 0 | 0 | 0 | 0 | 0 | 0 | 0 | 0 | 0 | 0 | 0 | 0 | 0 | 0 | 0 | 0 | 0 | 0 | 0 | 0 | 0 | 0 | 0 | 0 | 0 | 0 | 0 | 0 | 0 | 0 | 0 | 0 | 0 | 0 | 0 | 0 | 0 | 0 | 0 | 0 | 0 | 0 | 0 | 0 | 0 | 0 | 0 | 0 | 0 | 0 | 0 | 0 | 0 | 0 | 0 | 0 | 0 | 0 | 0 | 0 | 0 | 0 | 0 | 0 | 0 | 0 | 0 | 0 | 0 | 0 | 0 | 0 | 0 | 0 | 0 | 0 | 0 | 0 | 0 | 0 | 0 | 0 | 0 | 0 | 0 | 0 | 0 | 0 | 0 | 0 | 0 | 0 | 0 | 0 | 0 | 0 | 0 | 0 | 0 | 0 | 0 | 0 | 0 | 0 | 0 | 0 | 0 | 0 | 0 | 0 | 0 | 0 | 0 | 0 | 0 | 0 | 0 | 0 | 0 | 0 | 0 | 0 | 0 | 0 | 0 | 0 | 0 | 0 | 0 | 0 | 0 | 0 | 0 | 0 | 0 | 0 | 0 | 0 | 0 | 0 | 0 | 0 | 0
0 | 0 | 0 | 0 | 0 | 0 | 0 | 0 | 0 | 0 | 0 | 0 | 0 | 0 | 0 | 0 | 0 | 0 | 0 | 0 | 0 | 0 | 0 | 0 | 0 | 0 | 0 | 0 | 0 | 0 | 0 | 0 | 0 | 0 | 0 | 0 | 0 | 0 | 0 | 0 | 0 | 0 | 0 | 0 | 0 | 0 | 0 | 0 | 0 | 0 | 0 | 0 | 0 | 0 | 0 | 0 | 0 | 0 | 0 | 0 | 0 | 0 | 0 | 0 | 0 | 0 | 0 | 0 | 0 | 0 | 0 | 0 | 0 | 0 | 0 | 0 | 0 | 0 | 0 | 0 | 0 | 0 | 0 | 0 | 0 | 0 | 0 | 0 | 0 | 0 | 0 | 0 | 0 | 0 | 0 | 0 | 0 | 0 | 0 | 0 | 0 | 0 | 0 | 0 | 0 | 0 | 0 | 0 | 0 | 0 | 0 | 0 | 0 | 0 | 0 | 0 | 0 | 0 | 0 | 0 | 0 | 0 | 0 | 0 | 0 | 0 | 0 | 0 | 0 | 0 | 0 | 0 | 0 | 0 | 0 | 0 | 0 | 0 | 0 | 0 | 0 | 0 | 0 | 0 | 0 | 0 | 0 | 0 | 0 | 0 | 0 | 0 | 0 | 0 | 0 | 0 | 0 | 0 | 0 | 0 | 0 | 0 | 0 | 0 | 0 | 0 | 0 | 0 | 0 | 0 | 0 | 0 | 0 | 0 | 0 | 0 | 0 | 0 | 0 | 0 | 0 | 0 | 0 | 0 | 0 | 0 | 0
0 | 0 | 0 | 0 | 0 | 0 | 0 | 0 | 0 | 0 | 0 | 0 | 0 | 0 | 0 | 0 | 0 | 0 | 0 | 0 | 0 | 0 | 0 | 0 | 0 | 0 | 0 | 0 | 0 | 0 | 0 | 0 | 0 | 0 | 0 | 0 | 0 | 0 | 0 | 0 | 0 | 0 | 0 | 0 | 0 | 0 | 0 | 0 | 0 | 0 | 0 | 0 | 0 | 0 | 0 | 0 | 0 | 0 | 0 | 0 | 0 | 0 | 0 | 0 | 0 | 0 | 0 | 0 | 0 | 0 | 0 | 0 | 0 | 0 | 0 | 0 | 0 | 0 | 0 | 0 | 0 | 0 | 0 | 0 | 0 | 0 | 0 | 0 | 0 | 0 | 0 | 0 | 0 | 0 | 0 | 0 | 0 | 0 | 0 | 0 | 0 | 0 | 0 | 0 | 0 | 0 | 0 | 0 | 0 | 0 | 0 | 0 | 0 | 0 | 0 | 0 | 0 | 0 | 0 | 0 | 0 | 0 | 0 | 0 | 0 | 0 | 0 | 0 | 0 | 0 | 0 | 0 | 0 | 0 | 0 | 0 | 0 | 0 | 0 | 0 | 0 | 0 | 0 | 0 | 0 | 0 | 0 | 0 | 0 | 0 | 0 | 0 | 0 | 0 | 0 | 0 | 0 | 0 | 0 | 0 | 0 | 0 | 0 | 0 | 0 | 0 | 0 | 0 | 0 | 0 | 0 | 0 | 0 | 0 | 0 | 0 | 0 | 0 | 0 | 0 | 0 | 0 | 0 | 0 | 0 | 0 | 0
0 | 0 | 0 | 0 | 0 | 0 | 0 | 0 | 0 | 0 | 0 | 0 | 0 | 0 | 0 | 0 | 0 | 0 | 0 | 0 | 0 | 0 | 0 | 0 | 0 | 0 | 0 | 0 | 0 | 0 | 0 | 0 | 0 | 0 | 0 | 0 | 0 | 0 | 0 | 0 | 0 | 0 | 0 | 0 | 0 | 0 | 0 | 0 | 0 | 0 | 0 | 0 | 0 | 0 | 0 | 0 | 0 | 0 | 0 | 0 | 0 | 0 | 0 | 0 | 0 | 0 | 0 | 0 | 0 | 0 | 0 | 0 | 0 | 0 | 0 | 0 | 0 | 0 | 0 | 0 | 0 | 0 | 0 | 0 | 0 | 0 | 0 | 0 | 0 | 0 | 0 | 0 | 0 | 0 | 0 | 0 | 0 | 0 | 0 | 0 | 0 | 0 | 0 | 0 | 0 | 0 | 0 | 0 | 0 | 0 | 0 | 0 | 0 | 0 | 0 | 0 | 0 | 0 | 0 | 0 | 0 | 0 | 0 | 0 | 0 | 0 | 0 | 0 | 0 | 0 | 0 | 0 | 0 | 0 | 0 | 0 | 0 | 0 | 0 | 0 | 0 | 0 | 0 | 0 | 0 | 0 | 0 | 0 | 0 | 0 | 0 | 0 | 0 | 0 | 0 | 0 | 0 | 0 | 0 | 0 | 0 | 0 | 0 | 0 | 0 | 0 | 0 | 0 | 0 | 0 | 0 | 0 | 0 | 0 | 0 | 0 | 0 | 0 | 0 | 0 | 0 | 0 | 0 | 0 | 0 | 0 | 0
0 | 0 | 0 | 0 | 0 | 0 | 0 | 0 | 0 | 0 | 0 | 0 | 0 | 0 | 0 | 0 | 0 | 0 | 0 | 0 | 0 | 0 | 0 | 0 | 0 | 0 | 0 | 0 | 0 | 0 | 0 | 0 | 0 | 0 | 0 | 0 | 0 | 0 | 0 | 0 | 0 | 0 | 0 | 0 | 0 | 0 | 0 | 0 | 0 | 0 | 0 | 0 | 0 | 0 | 0 | 0 | 0 | 0 | 0 | 0 | 0 | 0 | 0 | 0 | 0 | 0 | 0 | 0 | 0 | 0 | 0 | 0 | 0 | 0 | 0 | 0 | 0 | 0 | 0 | 0 | 0 | 0 | 0 | 0 | 0 | 0 | 0 | 0 | 0 | 0 | 0 | 0 | 0 | 0 | 0 | 0 | 0 | 0 | 0 | 0 | 0 | 0 | 0 | 0 | 0 | 0 | 0 | 0 | 0 | 0 | 0 | 0 | 0 | 0 | 0 | 0 | 0 | 0 | 0 | 0 | 0 | 0 | 0 | 0 | 0 | 0 | 0 | 0 | 0 | 0 | 0 | 0 | 0 | 0 | 0 | 0 | 0 | 0 | 0 | 0 | 0 | 0 | 0 | 0 | 0 | 0 | 0 | 0 | 0 | 0 | 0 | 0 | 0 | 0 | 0 | 0 | 0 | 0 | 0 | 0 | 0 | 0 | 0 | 0 | 0 | 0 | 0 | 0 | 0 | 0 | 0 | 0 | 0 | 0 | 0 | 0 | 0 | 0 | 0 | 0 | 0 | 0 | 0 | 0 | 0 | 0 | 0
0 | 0 | 0 | 0 | 0 | 0 | 0 | 0 | 0 | 0 | 0 | 0 | 0 | 0 | 0 | 0 | 0 | 0 | 0 | 0 | 0 | 0 | 0 | 0 | 0 | 0 | 0 | 0 | 0 | 0 | 0 | 0 | 0 | 0 | 0 | 0 | 0 | 0 | 0 | 0 | 0 | 0 | 0 | 0 | 0 | 0 | 0 | 0 | 0 | 0 | 0 | 0 | 0 | 0 | 0 | 0 | 0 | 0 | 0 | 0 | 0 | 0 | 0 | 0 | 0 | 0 | 0 | 0 | 0 | 0 | 0 | 0 | 0 | 0 | 0 | 0 | 0 | 0 | 0 | 0 | 0 | 0 | 0 | 0 | 0 | 0 | 0 | 0 | 0 | 0 | 0 | 0 | 0 | 0 | 0 | 0 | 0 | 0 | 0 | 0 | 0 | 0 | 0 | 0 | 0 | 0 | 0 | 0 | 0 | 0 | 0 | 0 | 0 | 0 | 0 | 0 | 0 | 0 | 0 | 0 | 0 | 0 | 0 | 0 | 0 | 0 | 0 | 0 | 0 | 0 | 0 | 0 | 0 | 0 | 0 | 0 | 0 | 0 | 0 | 0 | 0 | 0 | 0 | 0 | 0 | 0 | 0 | 0 | 0 | 0 | 0 | 0 | 0 | 0 | 0 | 0 | 0 | 0 | 0 | 0 | 0 | 0 | 0 | 0 | 0 | 0 | 0 | 0 | 0 | 0 | 0 | 0 | 0 | 0 | 0 | 0 | 0 | 0 | 0 | 0 | 0 | 0 | 0 | 0 | 0 | 0 | 0
0 | 0 | 0 | 0 | 0 | 0 | 0 | 0 | 0 | 0 | 0 | 0 | 0 | 0 | 0 | 0 | 0 | 0 | 0 | 0 | 0 | 0 | 0 | 0 | 0 | 0 | 0 | 0 | 0 | 0 | 0 | 0 | 0 | 0 | 0 | 0 | 0 | 0 | 0 | 0 | 0 | 0 | 0 | 0 | 0 | 0 | 0 | 0 | 0 | 0 | 0 | 0 | 0 | 0 | 0 | 0 | 0 | 0 | 0 | 0 | 0 | 0 | 0 | 0 | 0 | 0 | 0 | 0 | 0 | 0 | 0 | 0 | 0 | 0 | 0 | 0 | 0 | 0 | 0 | 0 | 0 | 0 | 0 | 0 | 0 | 0 | 0 | 0 | 0 | 0 | 0 | 0 | 0 | 0 | 0 | 0 | 0 | 0 | 0 | 0 | 0 | 0 | 0 | 0 | 0 | 0 | 0 | 0 | 0 | 0 | 0 | 0 | 0 | 0 | 0 | 0 | 0 | 0 | 0 | 0 | 0 | 0 | 0 | 0 | 0 | 0 | 0 | 0 | 0 | 0 | 0 | 0 | 0 | 0 | 0 | 0 | 0 | 0 | 0 | 0 | 0 | 0 | 0 | 0 | 0 | 0 | 0 | 0 | 0 | 0 | 0 | 0 | 0 | 0 | 0 | 0 | 0 | 0 | 0 | 0 | 0 | 0 | 0 | 0 | 0 | 0 | 0 | 0 | 0 | 0 | 0 | 0 | 0 | 0 | 0 | 0 | 0 | 0 | 0 | 0 | 0 | 0 | 0 | 0 | 0 | 0 | 0
0 | 0 | 0 | 0 | 0 | 0 | 0 | 0 | 0 | 0 | 0 | 0 | 0 | 0 | 0 | 0 | 0 | 0 | 0 | 0 | 0 | 0 | 0 | 0 | 0 | 0 | 0 | 0 | 0 | 0 | 0 | 0 | 0 | 0 | 0 | 0 | 0 | 0 | 0 | 0 | 0 | 0 | 0 | 0 | 0 | 0 | 0 | 0 | 0 | 0 | 0 | 0 | 0 | 0 | 0 | 0 | 0 | 0 | 0 | 0 | 0 | 0 | 0 | 0 | 0 | 0 | 0 | 0 | 0 | 0 | 0 | 0 | 0 | 0 | 0 | 0 | 0 | 0 | 0 | 0 | 0 | 0 | 0 | 0 | 0 | 0 | 0 | 0 | 0 | 0 | 0 | 0 | 0 | 0 | 0 | 0 | 0 | 0 | 0 | 0 | 0 | 0 | 0 | 0 | 0 | 0 | 0 | 0 | 0 | 0 | 0 | 0 | 0 | 0 | 0 | 0 | 0 | 0 | 0 | 0 | 0 | 0 | 0 | 0 | 0 | 0 | 0 | 0 | 0 | 0 | 0 | 0 | 0 | 0 | 0 | 0 | 0 | 0 | 0 | 0 | 0 | 0 | 0 | 0 | 0 | 0 | 0 | 0 | 0 | 0 | 0 | 0 | 0 | 0 | 0 | 0 | 0 | 0 | 0 | 0 | 0 | 0 | 0 | 0 | 0 | 0 | 0 | 0 | 0 | 0 | 0 | 0 | 0 | 0 | 0 | 0 | 0 | 0 | 0 | 0 | 0 | 0 | 0 | 0 | 0 | 0 | 0
0 | 0 | 0 | 0 | 0 | 0 | 0 | 0 | 0 | 0 | 0 | 0 | 0 | 0 | 0 | 0 | 0 | 0 | 0 | 0 | 0 | 0 | 0 | 0 | 0 | 0 | 0 | 0 | 0 | 0 | 0 | 0 | 0 | 0 | 0 | 0 | 0 | 0 | 0 | 0 | 0 | 0 | 0 | 0 | 0 | 0 | 0 | 0 | 0 | 0 | 0 | 0 | 0 | 0 | 0 | 0 | 0 | 0 | 0 | 0 | 0 | 0 | 0 | 0 | 0 | 0 | 0 | 0 | 0 | 0 | 0 | 0 | 0 | 0 | 0 | 0 | 0 | 0 | 0 | 0 | 0 | 0 | 0 | 0 | 0 | 0 | 0 | 0 | 0 | 0 | 0 | 0 | 0 | 0 | 0 | 0 | 0 | 0 | 0 | 0 | 0 | 0 | 0 | 0 | 0 | 0 | 0 | 0 | 0 | 0 | 0 | 0 | 0 | 0 | 0 | 0 | 0 | 0 | 0 | 0 | 0 | 0 | 0 | 0 | 0 | 0 | 0 | 0 | 0 | 0 | 0 | 0 | 0 | 0 | 0 | 0 | 0 | 0 | 0 | 0 | 0 | 0 | 0 | 0 | 0 | 0 | 0 | 0 | 0 | 0 | 0 | 0 | 0 | 0 | 0 | 0 | 0 | 0 | 0 | 0 | 0 | 0 | 0 | 0 | 0 | 0 | 0 | 0 | 0 | 0 | 0 | 0 | 0 | 0 | 0 | 0 | 0 | 0 | 0 | 0 | 0 | 0 | 0 | 0 | 0 | 0 | 0
0 | 0 | 0 | 0 | 0 | 0 | 0 | 0 | 0 | 0 | 0 | 0 | 0 | 0 | 0 | 0 | 0 | 0 | 0 | 0 | 0 | 0 | 0 | 0 | 0 | 0 | 0 | 0 | 0 | 0 | 0 | 0 | 0 | 0 | 0 | 0 | 0 | 0 | 0 | 0 | 0 | 0 | 0 | 0 | 0 | 0 | 0 | 0 | 0 | 0 | 0 | 0 | 0 | 0 | 0 | 0 | 0 | 0 | 0 | 0 | 0 | 0 | 0 | 0 | 0 | 0 | 0 | 0 | 0 | 0 | 0 | 0 | 0 | 0 | 0 | 0 | 0 | 0 | 0 | 0 | 0 | 0 | 0 | 0 | 0 | 0 | 0 | 0 | 0 | 0 | 0 | 0 | 0 | 0 | 0 | 0 | 0 | 0 | 0 | 0 | 0 | 0 | 0 | 0 | 0 | 0 | 0 | 0 | 0 | 0 | 0 | 0 | 0 | 0 | 0 | 0 | 0 | 0 | 0 | 0 | 0 | 0 | 0 | 0 | 0 | 0 | 0 | 0 | 0 | 0 | 0 | 0 | 0 | 0 | 0 | 0 | 0 | 0 | 0 | 0 | 0 | 0 | 0 | 0 | 0 | 0 | 0 | 0 | 0 | 0 | 0 | 0 | 0 | 0 | 0 | 0 | 0 | 0 | 0 | 0 | 0 | 0 | 0 | 0 | 0 | 0 | 0 | 0 | 0 | 0 | 0 | 0 | 0 | 0 | 0 | 0 | 0 | 0 | 0 | 0 | 0 | 0 | 0 | 0 | 0 | 0 | 0
0 | 0 | 0 | 0 | 0 | 0 | 0 | 0 | 0 | 0 | 0 | 0 | 0 | 0 | 0 | 0 | 0 | 0 | 0 | 0 | 0 | 0 | 0 | 0 | 0 | 0 | 0 | 0 | 0 | 0 | 0 | 0 | 0 | 0 | 0 | 0 | 0 | 0 | 0 | 0 | 0 | 0 | 0 | 0 | 0 | 0 | 0 | 0 | 0 | 0 | 0 | 0 | 0 | 0 | 0 | 0 | 0 | 0 | 0 | 0 | 0 | 0 | 0 | 0 | 0 | 0 | 0 | 0 | 0 | 0 | 0 | 0 | 0 | 0 | 0 | 0 | 0 | 0 | 0 | 0 | 0 | 0 | 0 | 0 | 0 | 0 | 0 | 0 | 0 | 0 | 0 | 0 | 0 | 0 | 0 | 0 | 0 | 0 | 0 | 0 | 0 | 0 | 0 | 0 | 0 | 0 | 0 | 0 | 0 | 0 | 0 | 0 | 0 | 0 | 0 | 0 | 0 | 0 | 0 | 0 | 0 | 0 | 0 | 0 | 0 | 0 | 0 | 0 | 0 | 0 | 0 | 0 | 0 | 0 | 0 | 0 | 0 | 0 | 0 | 0 | 0 | 0 | 0 | 0 | 0 | 0 | 0 | 0 | 0 | 0 | 0 | 0 | 0 | 0 | 0 | 0 | 0 | 0 | 0 | 0 | 0 | 0 | 0 | 0 | 0 | 0 | 0 | 0 | 0 | 0 | 0 | 0 | 0 | 0 | 0 | 0 | 0 | 0 | 0 | 0 | 0 | 0 | 0 | 0 | 0 | 0 | 0
0 | 0 | 0 | 0 | 0 | 0 | 0 | 0 | 0 | 0 | 0 | 0 | 0 | 0 | 0 | 0 | 0 | 0 | 0 | 0 | 0 | 0 | 0 | 0 | 0 | 0 | 0 | 0 | 0 | 0 | 0 | 0 | 0 | 0 | 0 | 0 | 0 | 0 | 0 | 0 | 0 | 0 | 0 | 0 | 0 | 0 | 0 | 0 | 0 | 0 | 0 | 0 | 0 | 0 | 0 | 0 | 0 | 0 | 0 | 0 | 0 | 0 | 0 | 0 | 0 | 0 | 0 | 0 | 0 | 0 | 0 | 0 | 0 | 0 | 0 | 0 | 0 | 0 | 0 | 0 | 0 | 0 | 0 | 0 | 0 | 0 | 0 | 0 | 0 | 0 | 0 | 0 | 0 | 0 | 0 | 0 | 0 | 0 | 0 | 0 | 0 | 0 | 0 | 0 | 0 | 0 | 0 | 0 | 0 | 0 | 0 | 0 | 0 | 0 | 0 | 0 | 0 | 0 | 0 | 0 | 0 | 0 | 0 | 0 | 0 | 0 | 0 | 0 | 0 | 0 | 0 | 0 | 0 | 0 | 0 | 0 | 0 | 0 | 0 | 0 | 0 | 0 | 0 | 0 | 0 | 0 | 0 | 0 | 0 | 0 | 0 | 0 | 0 | 0 | 0 | 0 | 0 | 0 | 0 | 0 | 0 | 0 | 0 | 0 | 0 | 0 | 0 | 0 | 0 | 0 | 0 | 0 | 0 | 0 | 0 | 0 | 0 | 0 | 0 | 0 | 0 | 0 | 0 | 0 | 0 | 0 | 0
0 | 0 | 0 | 0 | 0 | 0 | 0 | 0 | 0 | 0 | 0 | 0 | 0 | 0 | 0 | 0 | 0 | 0 | 0 | 0 | 0 | 0 | 0 | 0 | 0 | 0 | 0 | 0 | 0 | 0 | 0 | 0 | 0 | 0 | 0 | 0 | 0 | 0 | 0 | 0 | 0 | 0 | 0 | 0 | 0 | 0 | 0 | 0 | 0 | 0 | 0 | 0 | 0 | 0 | 0 | 0 | 0 | 0 | 0 | 0 | 0 | 0 | 0 | 0 | 0 | 0 | 0 | 0 | 0 | 0 | 0 | 0 | 0 | 0 | 0 | 0 | 0 | 0 | 0 | 0 | 0 | 0 | 0 | 0 | 0 | 0 | 0 | 0 | 0 | 0 | 0 | 0 | 0 | 0 | 0 | 0 | 0 | 0 | 0 | 0 | 0 | 0 | 0 | 0 | 0 | 0 | 0 | 0 | 0 | 0 | 0 | 0 | 0 | 0 | 0 | 0 | 0 | 0 | 0 | 0 | 0 | 0 | 0 | 0 | 0 | 0 | 0 | 0 | 0 | 0 | 0 | 0 | 0 | 0 | 0 | 0 | 0 | 0 | 0 | 0 | 0 | 0 | 0 | 0 | 0 | 0 | 0 | 0 | 0 | 0 | 0 | 0 | 0 | 0 | 0 | 0 | 0 | 0 | 0 | 0 | 0 | 0 | 0 | 0 | 0 | 0 | 0 | 0 | 0 | 0 | 0 | 0 | 0 | 0 | 0 | 0 | 0 | 0 | 0 | 0 | 0 | 0 | 0 | 0 | 0 | 0 | 0
0 | 0 | 0 | 0 | 0 | 0 | 0 | 0 | 0 | 0 | 0 | 0 | 0 | 0 | 0 | 0 | 0 | 0 | 0 | 0 | 0 | 0 | 0 | 0 | 0 | 0 | 0 | 0 | 0 | 0 | 0 | 0 | 0 | 0 | 0 | 0 | 0 | 0 | 0 | 0 | 0 | 0 | 0 | 0 | 0 | 0 | 0 | 0 | 0 | 0 | 0 | 0 | 0 | 0 | 0 | 0 | 0 | 0 | 0 | 0 | 0 | 0 | 0 | 0 | 0 | 0 | 0 | 0 | 0 | 0 | 0 | 0 | 0 | 0 | 0 | 0 | 0 | 0 | 0 | 0 | 0 | 0 | 0 | 0 | 0 | 0 | 0 | 0 | 0 | 0 | 0 | 0 | 0 | 0 | 0 | 0 | 0 | 0 | 0 | 0 | 0 | 0 | 0 | 0 | 0 | 0 | 0 | 0 | 0 | 0 | 0 | 0 | 0 | 0 | 0 | 0 | 0 | 0 | 0 | 0 | 0 | 0 | 0 | 0 | 0 | 0 | 0 | 0 | 0 | 0 | 0 | 0 | 0 | 0 | 0 | 0 | 0 | 0 | 0 | 0 | 0 | 0 | 0 | 0 | 0 | 0 | 0 | 0 | 0 | 0 | 0 | 0 | 0 | 0 | 0 | 0 | 0 | 0 | 0 | 0 | 0 | 0 | 0 | 0 | 0 | 0 | 0 | 0 | 0 | 0 | 0 | 0 | 0 | 0 | 0 | 0 | 0 | 0 | 0 | 0 | 0 | 0 | 0 | 0 | 0 | 0 | 0
0 | 0 | 0 | 0 | 0 | 0 | 0 | 0 | 0 | 0 | 0 | 0 | 0 | 0 | 0 | 0 | 0 | 0 | 0 | 0 | 0 | 0 | 0 | 0 | 0 | 0 | 0 | 0 | 0 | 0 | 0 | 0 | 0 | 0 | 0 | 0 | 0 | 0 | 0 | 0 | 0 | 0 | 0 | 0 | 0 | 0 | 0 | 0 | 0 | 0 | 0 | 0 | 0 | 0 | 0 | 0 | 0 | 0 | 0 | 0 | 0 | 0 | 0 | 0 | 0 | 0 | 0 | 0 | 0 | 0 | 0 | 0 | 0 | 0 | 0 | 0 | 0 | 0 | 0 | 0 | 0 | 0 | 0 | 0 | 0 | 0 | 0 | 0 | 0 | 0 | 0 | 0 | 0 | 0 | 0 | 0 | 0 | 0 | 0 | 0 | 0 | 0 | 0 | 0 | 0 | 0 | 0 | 0 | 0 | 0 | 0 | 0 | 0 | 0 | 0 | 0 | 0 | 0 | 0 | 0 | 0 | 0 | 0 | 0 | 0 | 0 | 0 | 0 | 0 | 0 | 0 | 0 | 0 | 0 | 0 | 0 | 0 | 0 | 0 | 0 | 0 | 0 | 0 | 0 | 0 | 0 | 0 | 0 | 0 | 0 | 0 | 0 | 0 | 0 | 0 | 0 | 0 | 0 | 0 | 0 | 0 | 0 | 0 | 0 | 0 | 0 | 0 | 0 | 0 | 0 | 0 | 0 | 0 | 0 | 0 | 0 | 0 | 0 | 0 | 0 | 0 | 0 | 0 | 0 | 0 | 0 | 0
0 | 0 | 0 | 0 | 0 | 0 | 0 | 0 | 0 | 0 | 0 | 0 | 0 | 0 | 0 | 0 | 0 | 0 | 0 | 0 | 0 | 0 | 0 | 0 | 0 | 0 | 0 | 0 | 0 | 0 | 0 | 0 | 0 | 0 | 0 | 0 | 0 | 0 | 0 | 0 | 0 | 0 | 0 | 0 | 0 | 0 | 0 | 0 | 0 | 0 | 0 | 0 | 0 | 0 | 0 | 0 | 0 | 0 | 0 | 0 | 0 | 0 | 0 | 0 | 0 | 0 | 0 | 0 | 0 | 0 | 0 | 0 | 0 | 0 | 0 | 0 | 0 | 0 | 0 | 0 | 0 | 0 | 0 | 0 | 0 | 0 | 0 | 0 | 0 | 0 | 0 | 0 | 0 | 0 | 0 | 0 | 0 | 0 | 0 | 0 | 0 | 0 | 0 | 0 | 0 | 0 | 0 | 0 | 0 | 0 | 0 | 0 | 0 | 0 | 0 | 0 | 0 | 0 | 0 | 0 | 0 | 0 | 0 | 0 | 0 | 0 | 0 | 0 | 0 | 0 | 0 | 0 | 0 | 0 | 0 | 0 | 0 | 0 | 0 | 0 | 0 | 0 | 0 | 0 | 0 | 0 | 0 | 0 | 0 | 0 | 0 | 0 | 0 | 0 | 0 | 0 | 0 | 0 | 0 | 0 | 0 | 0 | 0 | 0 | 0 | 0 | 0 | 0 | 0 | 0 | 0 | 0 | 0 | 0 | 0 | 0 | 0 | 0 | 0 | 0 | 0 | 0 | 0 | 0 | 0 | 0 | 0
0 | 0 | 0 | 0 | 0 | 0 | 0 | 0 | 0 | 0 | 0 | 0 | 0 | 0 | 0 | 0 | 0 | 0 | 0 | 0 | 0 | 0 | 0 | 0 | 0 | 0 | 0 | 0 | 0 | 0 | 0 | 0 | 0 | 0 | 0 | 0 | 0 | 0 | 0 | 0 | 0 | 0 | 0 | 0 | 0 | 0 | 0 | 0 | 0 | 0 | 0 | 0 | 0 | 0 | 0 | 0 | 0 | 0 | 0 | 0 | 0 | 0 | 0 | 0 | 0 | 0 | 0 | 0 | 0 | 0 | 0 | 0 | 0 | 0 | 0 | 0 | 0 | 0 | 0 | 0 | 0 | 0 | 0 | 0 | 0 | 0 | 0 | 0 | 0 | 0 | 0 | 0 | 0 | 0 | 0 | 0 | 0 | 0 | 0 | 0 | 0 | 0 | 0 | 0 | 0 | 0 | 0 | 0 | 0 | 0 | 0 | 0 | 0 | 0 | 0 | 0 | 0 | 0 | 0 | 0 | 0 | 0 | 0 | 0 | 0 | 0 | 0 | 0 | 0 | 0 | 0 | 0 | 0 | 0 | 0 | 0 | 0 | 0 | 0 | 0 | 0 | 0 | 0 | 0 | 0 | 0 | 0 | 0 | 0 | 0 | 0 | 0 | 0 | 0 | 0 | 0 | 0 | 0 | 0 | 0 | 0 | 0 | 0 | 0 | 0 | 0 | 0 | 0 | 0 | 0 | 0 | 0 | 0 | 0 | 0 | 0 | 0 | 0 | 0 | 0 | 0 | 0 | 0 | 0 | 0 | 0 | 0
0 | 0 | 0 | 0 | 0 | 0 | 0 | 0 | 0 | 0 | 0 | 0 | 0 | 0 | 0 | 0 | 0 | 0 | 0 | 0 | 0 | 0 | 0 | 0 | 0 | 0 | 0 | 0 | 0 | 0 | 0 | 0 | 0 | 0 | 0 | 0 | 0 | 0 | 0 | 0 | 0 | 0 | 0 | 0 | 0 | 0 | 0 | 0 | 0 | 0 | 0 | 0 | 0 | 0 | 0 | 0 | 0 | 0 | 0 | 0 | 0 | 0 | 0 | 0 | 0 | 0 | 0 | 0 | 0 | 0 | 0 | 0 | 0 | 0 | 0 | 0 | 0 | 0 | 0 | 0 | 0 | 0 | 0 | 0 | 0 | 0 | 0 | 0 | 0 | 0 | 0 | 0 | 0 | 0 | 0 | 0 | 0 | 0 | 0 | 0 | 0 | 0 | 0 | 0 | 0 | 0 | 0 | 0 | 0 | 0 | 0 | 0 | 0 | 0 | 0 | 0 | 0 | 0 | 0 | 0 | 0 | 0 | 0 | 0 | 0 | 0 | 0 | 0 | 0 | 0 | 0 | 0 | 0 | 0 | 0 | 0 | 0 | 0 | 0 | 0 | 0 | 0 | 0 | 0 | 0 | 0 | 0 | 0 | 0 | 0 | 0 | 0 | 0 | 0 | 0 | 0 | 0 | 0 | 0 | 0 | 0 | 0 | 0 | 0 | 0 | 0 | 0 | 0 | 0 | 0 | 0 | 0 | 0 | 0 | 0 | 0 | 0 | 0 | 0 | 0 | 0 | 0 | 0 | 0 | 0 | 0 | 0
0 | 0 | 0 | 0 | 0 | 0 | 0 | 0 | 0 | 0 | 0 | 0 | 0 | 0 | 0 | 0 | 0 | 0 | 0 | 0 | 0 | 0 | 0 | 0 | 0 | 0 | 0 | 0 | 0 | 0 | 0 | 0 | 0 | 0 | 0 | 0 | 0 | 0 | 0 | 0 | 0 | 0 | 0 | 0 | 0 | 0 | 0 | 0 | 0 | 0 | 0 | 0 | 0 | 0 | 0 | 0 | 0 | 0 | 0 | 0 | 0 | 0 | 0 | 0 | 0 | 0 | 0 | 0 | 0 | 0 | 0 | 0 | 0 | 0 | 0 | 0 | 0 | 0 | 0 | 0 | 0 | 0 | 0 | 0 | 0 | 0 | 0 | 0 | 0 | 0 | 0 | 0 | 0 | 0 | 0 | 0 | 0 | 0 | 0 | 0 | 0 | 0 | 0 | 0 | 0 | 0 | 0 | 0 | 0 | 0 | 0 | 0 | 0 | 0 | 0 | 0 | 0 | 0 | 0 | 0 | 0 | 0 | 0 | 0 | 0 | 0 | 0 | 0 | 0 | 0 | 0 | 0 | 0 | 0 | 0 | 0 | 0 | 0 | 0 | 0 | 0 | 0 | 0 | 0 | 0 | 0 | 0 | 0 | 0 | 0 | 0 | 0 | 0 | 0 | 0 | 0 | 0 | 0 | 0 | 0 | 0 | 0 | 0 | 0 | 0 | 0 | 0 | 0 | 0 | 0 | 0 | 0 | 0 | 0 | 0 | 0 | 0 | 0 | 0 | 0 | 0 | 0 | 0 | 0 | 0 | 0 | 0
0 | 0 | 0 | 0 | 0 | 0 | 0 | 0 | 0 | 0 | 0 | 0 | 0 | 0 | 0 | 0 | 0 | 0 | 0 | 0 | 0 | 0 | 0 | 0 | 0 | 0 | 0 | 0 | 0 | 0 | 0 | 0 | 0 | 0 | 0 | 0 | 0 | 0 | 0 | 0 | 0 | 0 | 0 | 0 | 0 | 0 | 0 | 0 | 0 | 0 | 0 | 0 | 0 | 0 | 0 | 0 | 0 | 0 | 0 | 0 | 0 | 0 | 0 | 0 | 0 | 0 | 0 | 0 | 0 | 0 | 0 | 0 | 0 | 0 | 0 | 0 | 0 | 0 | 0 | 0 | 0 | 0 | 0 | 0 | 0 | 0 | 0 | 0 | 0 | 0 | 0 | 0 | 0 | 0 | 0 | 0 | 0 | 0 | 0 | 0 | 0 | 0 | 0 | 0 | 0 | 0 | 0 | 0 | 0 | 0 | 0 | 0 | 0 | 0 | 0 | 0 | 0 | 0 | 0 | 0 | 0 | 0 | 0 | 0 | 0 | 0 | 0 | 0 | 0 | 0 | 0 | 0 | 0 | 0 | 0 | 0 | 0 | 0 | 0 | 0 | 0 | 0 | 0 | 0 | 0 | 0 | 0 | 0 | 0 | 0 | 0 | 0 | 0 | 0 | 0 | 0 | 0 | 0 | 0 | 0 | 0 | 0 | 0 | 0 | 0 | 0 | 0 | 0 | 0 | 0 | 0 | 0 | 0 | 0 | 0 | 0 | 0 | 0 | 0 | 0 | 0 | 0 | 0 | 0 | 0 | 0 | 0
0 | 0 | 0 | 0 | 0 | 0 | 0 | 0 | 0 | 0 | 0 | 0 | 0 | 0 | 0 | 0 | 0 | 0 | 0 | 0 | 0 | 0 | 0 | 0 | 0 | 0 | 0 | 0 | 0 | 0 | 0 | 0 | 0 | 0 | 0 | 0 | 0 | 0 | 0 | 0 | 0 | 0 | 0 | 0 | 0 | 0 | 0 | 0 | 0 | 0 | 0 | 0 | 0 | 0 | 0 | 0 | 0 | 0 | 0 | 0 | 0 | 0 | 0 | 0 | 0 | 0 | 0 | 0 | 0 | 0 | 0 | 0 | 0 | 0 | 0 | 0 | 0 | 0 | 0 | 0 | 0 | 0 | 0 | 0 | 0 | 0 | 0 | 0 | 0 | 0 | 0 | 0 | 0 | 0 | 0 | 0 | 0 | 0 | 0 | 0 | 0 | 0 | 0 | 0 | 0 | 0 | 0 | 0 | 0 | 0 | 0 | 0 | 0 | 0 | 0 | 0 | 0 | 0 | 0 | 0 | 0 | 0 | 0 | 0 | 0 | 0 | 0 | 0 | 0 | 0 | 0 | 0 | 0 | 0 | 0 | 0 | 0 | 0 | 0 | 0 | 0 | 0 | 0 | 0 | 0 | 0 | 0 | 0 | 0 | 0 | 0 | 0 | 0 | 0 | 0 | 0 | 0 | 0 | 0 | 0 | 0 | 0 | 0 | 0 | 0 | 0 | 0 | 0 | 0 | 0 | 0 | 0 | 0 | 0 | 0 | 0 | 0 | 0 | 0 | 0 | 0 | 0 | 0 | 0 | 0 | 0 | 0
0 | 0 | 0 | 0 | 0 | 0 | 0 | 0 | 0 | 0 | 0 | 0 | 0 | 0 | 0 | 0 | 0 | 0 | 0 | 0 | 0 | 0 | 0 | 0 | 0 | 0 | 0 | 0 | 0 | 0 | 0 | 0 | 0 | 0 | 0 | 0 | 0 | 0 | 0 | 0 | 0 | 0 | 0 | 0 | 0 | 0 | 0 | 0 | 0 | 0 | 0 | 0 | 0 | 0 | 0 | 0 | 0 | 0 | 0 | 0 | 0 | 0 | 0 | 0 | 0 | 0 | 0 | 0 | 0 | 0 | 0 | 0 | 0 | 0 | 0 | 0 | 0 | 0 | 0 | 0 | 0 | 0 | 0 | 0 | 0 | 0 | 0 | 0 | 0 | 0 | 0 | 0 | 0 | 0 | 0 | 0 | 0 | 0 | 0 | 0 | 0 | 0 | 0 | 0 | 0 | 0 | 0 | 0 | 0 | 0 | 0 | 0 | 0 | 0 | 0 | 0 | 0 | 0 | 0 | 0 | 0 | 0 | 0 | 0 | 0 | 0 | 0 | 0 | 0 | 0 | 0 | 0 | 0 | 0 | 0 | 0 | 0 | 0 | 0 | 0 | 0 | 0 | 0 | 0 | 0 | 0 | 0 | 0 | 0 | 0 | 0 | 0 | 0 | 0 | 0 | 0 | 0 | 0 | 0 | 0 | 0 | 0 | 0 | 0 | 0 | 0 | 0 | 0 | 0 | 0 | 0 | 0 | 0 | 0 | 0 | 0 | 0 | 0 | 0 | 0 | 0 | 0 | 0 | 0 | 0 | 0 | 0
0 | 0 | 0 | 0 | 0 | 0 | 0 | 0 | 0 | 0 | 0 | 0 | 0 | 0 | 0 | 0 | 0 | 0 | 0 | 0 | 0 | 0 | 0 | 0 | 0 | 0 | 0 | 0 | 0 | 0 | 0 | 0 | 0 | 0 | 0 | 0 | 0 | 0 | 0 | 0 | 0 | 0 | 0 | 0 | 0 | 0 | 0 | 0 | 0 | 0 | 0 | 0 | 0 | 0 | 0 | 0 | 0 | 0 | 0 | 0 | 0 | 0 | 0 | 0 | 0 | 0 | 0 | 0 | 0 | 0 | 0 | 0 | 0 | 0 | 0 | 0 | 0 | 0 | 0 | 0 | 0 | 0 | 0 | 0 | 0 | 0 | 0 | 0 | 0 | 0 | 0 | 0 | 0 | 0 | 0 | 0 | 0 | 0 | 0 | 0 | 0 | 0 | 0 | 0 | 0 | 0 | 0 | 0 | 0 | 0 | 0 | 0 | 0 | 0 | 0 | 0 | 0 | 0 | 0 | 0 | 0 | 0 | 0 | 0 | 0 | 0 | 0 | 0 | 0 | 0 | 0 | 0 | 0 | 0 | 0 | 0 | 0 | 0 | 0 | 0 | 0 | 0 | 0 | 0 | 0 | 0 | 0 | 0 | 0 | 0 | 0 | 0 | 0 | 0 | 0 | 0 | 0 | 0 | 0 | 0 | 0 | 0 | 0 | 0 | 0 | 0 | 0 | 0 | 0 | 0 | 0 | 0 | 0 | 0 | 0 | 0 | 0 | 0 | 0 | 0 | 0 | 0 | 0 | 0 | 0 | 0 | 0
0 | 0 | 0 | 0 | 0 | 0 | 0 | 0 | 0 | 0 | 0 | 0 | 0 | 0 | 0 | 0 | 0 | 0 | 0 | 0 | 0 | 0 | 0 | 0 | 0 | 0 | 0 | 0 | 0 | 0 | 0 | 0 | 0 | 0 | 0 | 0 | 0 | 0 | 0 | 0 | 0 | 0 | 0 | 0 | 0 | 0 | 0 | 0 | 0 | 0 | 0 | 0 | 0 | 0 | 0 | 0 | 0 | 0 | 0 | 0 | 0 | 0 | 0 | 0 | 0 | 0 | 0 | 0 | 0 | 0 | 0 | 0 | 0 | 0 | 0 | 0 | 0 | 0 | 0 | 0 | 0 | 0 | 0 | 0 | 0 | 0 | 0 | 0 | 0 | 0 | 0 | 0 | 0 | 0 | 0 | 0 | 0 | 0 | 0 | 0 | 0 | 0 | 0 | 0 | 0 | 0 | 0 | 0 | 0 | 0 | 0 | 0 | 0 | 0 | 0 | 0 | 0 | 0 | 0 | 0 | 0 | 0 | 0 | 0 | 0 | 0 | 0 | 0 | 0 | 0 | 0 | 0 | 0 | 0 | 0 | 0 | 0 | 0 | 0 | 0 | 0 | 0 | 0 | 0 | 0 | 0 | 0 | 0 | 0 | 0 | 0 | 0 | 0 | 0 | 0 | 0 | 0 | 0 | 0 | 0 | 0 | 0 | 0 | 0 | 0 | 0 | 0 | 0 | 0 | 0 | 0 | 0 | 0 | 0 | 0 | 0 | 0 | 0 | 0 | 0 | 0 | 0 | 0 | 0 | 0 | 0 | 0
0 | 0 | 0 | 0 | 0 | 0 | 0 | 0 | 0 | 0 | 0 | 0 | 0 | 0 | 0 | 0 | 0 | 0 | 0 | 0 | 0 | 0 | 0 | 0 | 0 | 0 | 0 | 0 | 0 | 0 | 0 | 0 | 0 | 0 | 0 | 0 | 0 | 0 | 0 | 0 | 0 | 0 | 0 | 0 | 0 | 0 | 0 | 0 | 0 | 0 | 0 | 0 | 0 | 0 | 0 | 0 | 0 | 0 | 0 | 0 | 0 | 0 | 0 | 0 | 0 | 0 | 0 | 0 | 0 | 0 | 0 | 0 | 0 | 0 | 0 | 0 | 0 | 0 | 0 | 0 | 0 | 0 | 0 | 0 | 0 | 0 | 0 | 0 | 0 | 0 | 0 | 0 | 0 | 0 | 0 | 0 | 0 | 0 | 0 | 0 | 0 | 0 | 0 | 0 | 0 | 0 | 0 | 0 | 0 | 0 | 0 | 0 | 0 | 0 | 0 | 0 | 0 | 0 | 0 | 0 | 0 | 0 | 0 | 0 | 0 | 0 | 0 | 0 | 0 | 0 | 0 | 0 | 0 | 0 | 0 | 0 | 0 | 0 | 0 | 0 | 0 | 0 | 0 | 0 | 0 | 0 | 0 | 0 | 0 | 0 | 0 | 0 | 0 | 0 | 0 | 0 | 0 | 0 | 0 | 0 | 0 | 0 | 0 | 0 | 0 | 0 | 0 | 0 | 0 | 0 | 0 | 0 | 0 | 0 | 0 | 0 | 0 | 0 | 0 | 0 | 0 | 0 | 0 | 0 | 0 | 0 | 0
0 | 0 | 0 | 0 | 0 | 0 | 0 | 0 | 0 | 0 | 0 | 0 | 0 | 0 | 0 | 0 | 0 | 0 | 0 | 0 | 0 | 0 | 0 | 0 | 0 | 0 | 0 | 0 | 0 | 0 | 0 | 0 | 0 | 0 | 0 | 0 | 0 | 0 | 0 | 0 | 0 | 0 | 0 | 0 | 0 | 0 | 0 | 0 | 0 | 0 | 0 | 0 | 0 | 0 | 0 | 0 | 0 | 0 | 0 | 0 | 0 | 0 | 0 | 0 | 0 | 0 | 0 | 0 | 0 | 0 | 0 | 0 | 0 | 0 | 0 | 0 | 0 | 0 | 0 | 0 | 0 | 0 | 0 | 0 | 0 | 0 | 0 | 0 | 0 | 0 | 0 | 0 | 0 | 0 | 0 | 0 | 0 | 0 | 0 | 0 | 0 | 0 | 0 | 0 | 0 | 0 | 0 | 0 | 0 | 0 | 0 | 0 | 0 | 0 | 0 | 0 | 0 | 0 | 0 | 0 | 0 | 0 | 0 | 0 | 0 | 0 | 0 | 0 | 0 | 0 | 0 | 0 | 0 | 0 | 0 | 0 | 0 | 0 | 0 | 0 | 0 | 0 | 0 | 0 | 0 | 0 | 0 | 0 | 0 | 0 | 0 | 0 | 0 | 0 | 0 | 0 | 0 | 0 | 0 | 0 | 0 | 0 | 0 | 0 | 0 | 0 | 0 | 0 | 0 | 0 | 0 | 0 | 0 | 0 | 0 | 0 | 0 | 0 | 0 | 0 | 0 | 0 | 0 | 0 | 0 | 0 | 0
0 | 0 | 0 | 0 | 0 | 0 | 0 | 0 | 0 | 0 | 0 | 0 | 0 | 0 | 0 | 0 | 0 | 0 | 0 | 0 | 0 | 0 | 0 | 0 | 0 | 0 | 0 | 0 | 0 | 0 | 0 | 0 | 0 | 0 | 0 | 0 | 0 | 0 | 0 | 0 | 0 | 0 | 0 | 0 | 0 | 0 | 0 | 0 | 0 | 0 | 0 | 0 | 0 | 0 | 0 | 0 | 0 | 0 | 0 | 0 | 0 | 0 | 0 | 0 | 0 | 0 | 0 | 0 | 0 | 0 | 0 | 0 | 0 | 0 | 0 | 0 | 0 | 0 | 0 | 0 | 0 | 0 | 0 | 0 | 0 | 0 | 0 | 0 | 0 | 0 | 0 | 0 | 0 | 0 | 0 | 0 | 0 | 0 | 0 | 0 | 0 | 0 | 0 | 0 | 0 | 0 | 0 | 0 | 0 | 0 | 0 | 0 | 0 | 0 | 0 | 0 | 0 | 0 | 0 | 0 | 0 | 0 | 0 | 0 | 0 | 0 | 0 | 0 | 0 | 0 | 0 | 0 | 0 | 0 | 0 | 0 | 0 | 0 | 0 | 0 | 0 | 0 | 0 | 0 | 0 | 0 | 0 | 0 | 0 | 0 | 0 | 0 | 0 | 0 | 0 | 0 | 0 | 0 | 0 | 0 | 0 | 0 | 0 | 0 | 0 | 0 | 0 | 0 | 0 | 0 | 0 | 0 | 0 | 0 | 0 | 0 | 0 | 0 | 0 | 0 | 0 | 0 | 0 | 0 | 0 | 0 | 0
0 | 0 | 0 | 0 | 0 | 0 | 0 | 0 | 0 | 0 | 0 | 0 | 0 | 0 | 0 | 0 | 0 | 0 | 0 | 0 | 0 | 0 | 0 | 0 | 0 | 0 | 0 | 0 | 0 | 0 | 0 | 0 | 0 | 0 | 0 | 0 | 0 | 0 | 0 | 0 | 0 | 0 | 0 | 0 | 0 | 0 | 0 | 0 | 0 | 0 | 0 | 0 | 0 | 0 | 0 | 0 | 0 | 0 | 0 | 0 | 0 | 0 | 0 | 0 | 0 | 0 | 0 | 0 | 0 | 0 | 0 | 0 | 0 | 0 | 0 | 0 | 0 | 0 | 0 | 0 | 0 | 0 | 0 | 0 | 0 | 0 | 0 | 0 | 0 | 0 | 0 | 0 | 0 | 0 | 0 | 0 | 0 | 0 | 0 | 0 | 0 | 0 | 0 | 0 | 0 | 0 | 0 | 0 | 0 | 0 | 0 | 0 | 0 | 0 | 0 | 0 | 0 | 0 | 0 | 0 | 0 | 0 | 0 | 0 | 0 | 0 | 0 | 0 | 0 | 0 | 0 | 0 | 0 | 0 | 0 | 0 | 0 | 0 | 0 | 0 | 0 | 0 | 0 | 0 | 0 | 0 | 0 | 0 | 0 | 0 | 0 | 0 | 0 | 0 | 0 | 0 | 0 | 0 | 0 | 0 | 0 | 0 | 0 | 0 | 0 | 0 | 0 | 0 | 0 | 0 | 0 | 0 | 0 | 0 | 0 | 0 | 0 | 0 | 0 | 0 | 0 | 0 | 0 | 0 | 0 | 0 | 0
0 | 0 | 0 | 0 | 0 | 0 | 0 | 0 | 0 | 0 | 0 | 0 | 0 | 0 | 0 | 0 | 0 | 0 | 0 | 0 | 0 | 0 | 0 | 0 | 0 | 0 | 0 | 0 | 0 | 0 | 0 | 0 | 0 | 0 | 0 | 0 | 0 | 0 | 0 | 0 | 0 | 0 | 0 | 0 | 0 | 0 | 0 | 0 | 0 | 0 | 0 | 0 | 0 | 0 | 0 | 0 | 0 | 0 | 0 | 0 | 0 | 0 | 0 | 0 | 0 | 0 | 0 | 0 | 0 | 0 | 0 | 0 | 0 | 0 | 0 | 0 | 0 | 0 | 0 | 0 | 0 | 0 | 0 | 0 | 0 | 0 | 0 | 0 | 0 | 0 | 0 | 0 | 0 | 0 | 0 | 0 | 0 | 0 | 0 | 0 | 0 | 0 | 0 | 0 | 0 | 0 | 0 | 0 | 0 | 0 | 0 | 0 | 0 | 0 | 0 | 0 | 0 | 0 | 0 | 0 | 0 | 0 | 0 | 0 | 0 | 0 | 0 | 0 | 0 | 0 | 0 | 0 | 0 | 0 | 0 | 0 | 0 | 0 | 0 | 0 | 0 | 0 | 0 | 0 | 0 | 0 | 0 | 0 | 0 | 0 | 0 | 0 | 0 | 0 | 0 | 0 | 0 | 0 | 0 | 0 | 0 | 0 | 0 | 0 | 0 | 0 | 0 | 0 | 0 | 0 | 0 | 0 | 0 | 0 | 0 | 0 | 0 | 0 | 0 | 0 | 0 | 0 | 0 | 0 | 0 | 0 | 0
0 | 0 | 0 | 0 | 0 | 0 | 0 | 0 | 0 | 0 | 0 | 0 | 0 | 0 | 0 | 0 | 0 | 0 | 0 | 0 | 0 | 0 | 0 | 0 | 0 | 0 | 0 | 0 | 0 | 0 | 0 | 0 | 0 | 0 | 0 | 0 | 0 | 0 | 0 | 0 | 0 | 0 | 0 | 0 | 0 | 0 | 0 | 0 | 0 | 0 | 0 | 0 | 0 | 0 | 0 | 0 | 0 | 0 | 0 | 0 | 0 | 0 | 0 | 0 | 0 | 0 | 0 | 0 | 0 | 0 | 0 | 0 | 0 | 0 | 0 | 0 | 0 | 0 | 0 | 0 | 0 | 0 | 0 | 0 | 0 | 0 | 0 | 0 | 0 | 0 | 0 | 0 | 0 | 0 | 0 | 0 | 0 | 0 | 0 | 0 | 0 | 0 | 0 | 0 | 0 | 0 | 0 | 0 | 0 | 0 | 0 | 0 | 0 | 0 | 0 | 0 | 0 | 0 | 0 | 0 | 0 | 0 | 0 | 0 | 0 | 0 | 0 | 0 | 0 | 0 | 0 | 0 | 0 | 0 | 0 | 0 | 0 | 0 | 0 | 0 | 0 | 0 | 0 | 0 | 0 | 0 | 0 | 0 | 0 | 0 | 0 | 0 | 0 | 0 | 0 | 0 | 0 | 0 | 0 | 0 | 0 | 0 | 0 | 0 | 0 | 0 | 0 | 0 | 0 | 0 | 0 | 0 | 0 | 0 | 0 | 0 | 0 | 0 | 0 | 0 | 0 | 0 | 0 | 0 | 0 | 0 | 0
0 | 0 | 0 | 0 | 0 | 0 | 0 | 0 | 0 | 0 | 0 | 0 | 0 | 0 | 0 | 0 | 0 | 0 | 0 | 0 | 0 | 0 | 0 | 0 | 0 | 0 | 0 | 0 | 0 | 0 | 0 | 0 | 0 | 0 | 0 | 0 | 0 | 0 | 0 | 0 | 0 | 0 | 0 | 0 | 0 | 0 | 0 | 0 | 0 | 0 | 0 | 0 | 0 | 0 | 0 | 0 | 0 | 0 | 0 | 0 | 0 | 0 | 0 | 0 | 0 | 0 | 0 | 0 | 0 | 0 | 0 | 0 | 0 | 0 | 0 | 0 | 0 | 0 | 0 | 0 | 0 | 0 | 0 | 0 | 0 | 0 | 0 | 0 | 0 | 0 | 0 | 0 | 0 | 0 | 0 | 0 | 0 | 0 | 0 | 0 | 0 | 0 | 0 | 0 | 0 | 0 | 0 | 0 | 0 | 0 | 0 | 0 | 0 | 0 | 0 | 0 | 0 | 0 | 0 | 0 | 0 | 0 | 0 | 0 | 0 | 0 | 0 | 0 | 0 | 0 | 0 | 0 | 0 | 0 | 0 | 0 | 0 | 0 | 0 | 0 | 0 | 0 | 0 | 0 | 0 | 0 | 0 | 0 | 0 | 0 | 0 | 0 | 0 | 0 | 0 | 0 | 0 | 0 | 0 | 0 | 0 | 0 | 0 | 0 | 0 | 0 | 0 | 0 | 0 | 0 | 0 | 0 | 0 | 0 | 0 | 0 | 0 | 0 | 0 | 0 | 0 | 0 | 0 | 0 | 0 | 0 | 0
0 | 0 | 0 | 0 | 0 | 0 | 0 | 0 | 0 | 0 | 0 | 0 | 0 | 0 | 0 | 0 | 0 | 0 | 0 | 0 | 0 | 0 | 0 | 0 | 0 | 0 | 0 | 0 | 0 | 0 | 0 | 0 | 0 | 0 | 0 | 0 | 0 | 0 | 0 | 0 | 0 | 0 | 0 | 0 | 0 | 0 | 0 | 0 | 0 | 0 | 0 | 0 | 0 | 0 | 0 | 0 | 0 | 0 | 0 | 0 | 0 | 0 | 0 | 0 | 0 | 0 | 0 | 0 | 0 | 0 | 0 | 0 | 0 | 0 | 0 | 0 | 0 | 0 | 0 | 0 | 0 | 0 | 0 | 0 | 0 | 0 | 0 | 0 | 0 | 0 | 0 | 0 | 0 | 0 | 0 | 0 | 0 | 0 | 0 | 0 | 0 | 0 | 0 | 0 | 0 | 0 | 0 | 0 | 0 | 0 | 0 | 0 | 0 | 0 | 0 | 0 | 0 | 0 | 0 | 0 | 0 | 0 | 0 | 0 | 0 | 0 | 0 | 0 | 0 | 0 | 0 | 0 | 0 | 0 | 0 | 0 | 0 | 0 | 0 | 0 | 0 | 0 | 0 | 0 | 0 | 0 | 0 | 0 | 0 | 0 | 0 | 0 | 0 | 0 | 0 | 0 | 0 | 0 | 0 | 0 | 0 | 0 | 0 | 0 | 0 | 0 | 0 | 0 | 0 | 0 | 0 | 0 | 0 | 0 | 0 | 0 | 0 | 0 | 0 | 0 | 0 | 0 | 0 | 0 | 0 | 0 | 0
0 | 0 | 0 | 0 | 0 | 0 | 0 | 0 | 0 | 0 | 0 | 0 | 0 | 0 | 0 | 0 | 0 | 0 | 0 | 0 | 0 | 0 | 0 | 0 | 0 | 0 | 0 | 0 | 0 | 0 | 0 | 0 | 0 | 0 | 0 | 0 | 0 | 0 | 0 | 0 | 0 | 0 | 0 | 0 | 0 | 0 | 0 | 0 | 0 | 0 | 0 | 0 | 0 | 0 | 0 | 0 | 0 | 0 | 0 | 0 | 0 | 0 | 0 | 0 | 0 | 0 | 0 | 0 | 0 | 0 | 0 | 0 | 0 | 0 | 0 | 0 | 0 | 0 | 0 | 0 | 0 | 0 | 0 | 0 | 0 | 0 | 0 | 0 | 0 | 0 | 0 | 0 | 0 | 0 | 0 | 0 | 0 | 0 | 0 | 0 | 0 | 0 | 0 | 0 | 0 | 0 | 0 | 0 | 0 | 0 | 0 | 0 | 0 | 0 | 0 | 0 | 0 | 0 | 0 | 0 | 0 | 0 | 0 | 0 | 0 | 0 | 0 | 0 | 0 | 0 | 0 | 0 | 0 | 0 | 0 | 0 | 0 | 0 | 0 | 0 | 0 | 0 | 0 | 0 | 0 | 0 | 0 | 0 | 0 | 0 | 0 | 0 | 0 | 0 | 0 | 0 | 0 | 0 | 0 | 0 | 0 | 0 | 0 | 0 | 0 | 0 | 0 | 0 | 0 | 0 | 0 | 0 | 0 | 0 | 0 | 0 | 0 | 0 | 0 | 0 | 0 | 0 | 0 | 0 | 0 | 0 | 0
0 | 0 | 0 | 0 | 0 | 0 | 0 | 0 | 0 | 0 | 0 | 0 | 0 | 0 | 0 | 0 | 0 | 0 | 0 | 0 | 0 | 0 | 0 | 0 | 0 | 0 | 0 | 0 | 0 | 0 | 0 | 0 | 0 | 0 | 0 | 0 | 0 | 0 | 0 | 0 | 0 | 0 | 0 | 0 | 0 | 0 | 0 | 0 | 0 | 0 | 0 | 0 | 0 | 0 | 0 | 0 | 0 | 0 | 0 | 0 | 0 | 0 | 0 | 0 | 0 | 0 | 0 | 0 | 0 | 0 | 0 | 0 | 0 | 0 | 0 | 0 | 0 | 0 | 0 | 0 | 0 | 0 | 0 | 0 | 0 | 0 | 0 | 0 | 0 | 0 | 0 | 0 | 0 | 0 | 0 | 0 | 0 | 0 | 0 | 0 | 0 | 0 | 0 | 0 | 0 | 0 | 0 | 0 | 0 | 0 | 0 | 0 | 0 | 0 | 0 | 0 | 0 | 0 | 0 | 0 | 0 | 0 | 0 | 0 | 0 | 0 | 0 | 0 | 0 | 0 | 0 | 0 | 0 | 0 | 0 | 0 | 0 | 0 | 0 | 0 | 0 | 0 | 0 | 0 | 0 | 0 | 0 | 0 | 0 | 0 | 0 | 0 | 0 | 0 | 0 | 0 | 0 | 0 | 0 | 0 | 0 | 0 | 0 | 0 | 0 | 0 | 0 | 0 | 0 | 0 | 0 | 0 | 0 | 0 | 0 | 0 | 0 | 0 | 0 | 0 | 0 | 0 | 0 | 0 | 0 | 0 | 0
0 | 0 | 0 | 0 | 0 | 0 | 0 | 0 | 0 | 0 | 0 | 0 | 0 | 0 | 0 | 0 | 0 | 0 | 0 | 0 | 0 | 0 | 0 | 0 | 0 | 0 | 0 | 0 | 0 | 0 | 0 | 0 | 0 | 0 | 0 | 0 | 0 | 0 | 0 | 0 | 0 | 0 | 0 | 0 | 0 | 0 | 0 | 0 | 0 | 0 | 0 | 0 | 0 | 0 | 0 | 0 | 0 | 0 | 0 | 0 | 0 | 0 | 0 | 0 | 0 | 0 | 0 | 0 | 0 | 0 | 0 | 0 | 0 | 0 | 0 | 0 | 0 | 0 | 0 | 0 | 0 | 0 | 0 | 0 | 0 | 0 | 0 | 0 | 0 | 0 | 0 | 0 | 0 | 0 | 0 | 0 | 0 | 0 | 0 | 0 | 0 | 0 | 0 | 0 | 0 | 0 | 0 | 0 | 0 | 0 | 0 | 0 | 0 | 0 | 0 | 0 | 0 | 0 | 0 | 0 | 0 | 0 | 0 | 0 | 0 | 0 | 0 | 0 | 0 | 0 | 0 | 0 | 0 | 0 | 0 | 0 | 0 | 0 | 0 | 0 | 0 | 0 | 0 | 0 | 0 | 0 | 0 | 0 | 0 | 0 | 0 | 0 | 0 | 0 | 0 | 0 | 0 | 0 | 0 | 0 | 0 | 0 | 0 | 0 | 0 | 0 | 0 | 0 | 0 | 0 | 0 | 0 | 0 | 0 | 0 | 0 | 0 | 0 | 0 | 0 | 0 | 0 | 0 | 0 | 0 | 0 | 0
0 | 0 | 0 | 0 | 0 | 0 | 0 | 0 | 0 | 0 | 0 | 0 | 0 | 0 | 0 | 0 | 0 | 0 | 0 | 0 | 0 | 0 | 0 | 0 | 0 | 0 | 0 | 0 | 0 | 0 | 0 | 0 | 0 | 0 | 0 | 0 | 0 | 0 | 0 | 0 | 0 | 0 | 0 | 0 | 0 | 0 | 0 | 0 | 0 | 0 | 0 | 0 | 0 | 0 | 0 | 0 | 0 | 0 | 0 | 0 | 0 | 0 | 0 | 0 | 0 | 0 | 0 | 0 | 0 | 0 | 0 | 0 | 0 | 0 | 0 | 0 | 0 | 0 | 0 | 0 | 0 | 0 | 0 | 0 | 0 | 0 | 0 | 0 | 0 | 0 | 0 | 0 | 0 | 0 | 0 | 0 | 0 | 0 | 0 | 0 | 0 | 0 | 0 | 0 | 0 | 0 | 0 | 0 | 0 | 0 | 0 | 0 | 0 | 0 | 0 | 0 | 0 | 0 | 0 | 0 | 0 | 0 | 0 | 0 | 0 | 0 | 0 | 0 | 0 | 0 | 0 | 0 | 0 | 0 | 0 | 0 | 0 | 0 | 0 | 0 | 0 | 0 | 0 | 0 | 0 | 0 | 0 | 0 | 0 | 0 | 0 | 0 | 0 | 0 | 0 | 0 | 0 | 0 | 0 | 0 | 0 | 0 | 0 | 0 | 0 | 0 | 0 | 0 | 0 | 0 | 0 | 0 | 0 | 0 | 0 | 0 | 0 | 0 | 0 | 0 | 0 | 0 | 0 | 0 | 0 | 0 | 0
0 | 0 | 0 | 0 | 0 | 0 | 0 | 0 | 0 | 0 | 0 | 0 | 0 | 0 | 0 | 0 | 0 | 0 | 0 | 0 | 0 | 0 | 0 | 0 | 0 | 0 | 0 | 0 | 0 | 0 | 0 | 0 | 0 | 0 | 0 | 0 | 0 | 0 | 0 | 0 | 0 | 0 | 0 | 0 | 0 | 0 | 0 | 0 | 0 | 0 | 0 | 0 | 0 | 0 | 0 | 0 | 0 | 0 | 0 | 0 | 0 | 0 | 0 | 0 | 0 | 0 | 0 | 0 | 0 | 0 | 0 | 0 | 0 | 0 | 0 | 0 | 0 | 0 | 0 | 0 | 0 | 0 | 0 | 0 | 0 | 0 | 0 | 0 | 0 | 0 | 0 | 0 | 0 | 0 | 0 | 0 | 0 | 0 | 0 | 0 | 0 | 0 | 0 | 0 | 0 | 0 | 0 | 0 | 0 | 0 | 0 | 0 | 0 | 0 | 0 | 0 | 0 | 0 | 0 | 0 | 0 | 0 | 0 | 0 | 0 | 0 | 0 | 0 | 0 | 0 | 0 | 0 | 0 | 0 | 0 | 0 | 0 | 0 | 0 | 0 | 0 | 0 | 0 | 0 | 0 | 0 | 0 | 0 | 0 | 0 | 0 | 0 | 0 | 0 | 0 | 0 | 0 | 0 | 0 | 0 | 0 | 0 | 0 | 0 | 0 | 0 | 0 | 0 | 0 | 0 | 0 | 0 | 0 | 0 | 0 | 0 | 0 | 0 | 0 | 0 | 0 | 0 | 0 | 0 | 0 | 0 | 0
0 | 0 | 0 | 0 | 0 | 0 | 0 | 0 | 0 | 0 | 0 | 0 | 0 | 0 | 0 | 0 | 0 | 0 | 0 | 0 | 0 | 0 | 0 | 0 | 0 | 0 | 0 | 0 | 0 | 0 | 0 | 0 | 0 | 0 | 0 | 0 | 0 | 0 | 0 | 0 | 0 | 0 | 0 | 0 | 0 | 0 | 0 | 0 | 0 | 0 | 0 | 0 | 0 | 0 | 0 | 0 | 0 | 0 | 0 | 0 | 0 | 0 | 0 | 0 | 0 | 0 | 0 | 0 | 0 | 0 | 0 | 0 | 0 | 0 | 0 | 0 | 0 | 0 | 0 | 0 | 0 | 0 | 0 | 0 | 0 | 0 | 0 | 0 | 0 | 0 | 0 | 0 | 0 | 0 | 0 | 0 | 0 | 0 | 0 | 0 | 0 | 0 | 0 | 0 | 0 | 0 | 0 | 0 | 0 | 0 | 0 | 0 | 0 | 0 | 0 | 0 | 0 | 0 | 0 | 0 | 0 | 0 | 0 | 0 | 0 | 0 | 0 | 0 | 0 | 0 | 0 | 0 | 0 | 0 | 0 | 0 | 0 | 0 | 0 | 0 | 0 | 0 | 0 | 0 | 0 | 0 | 0 | 0 | 0 | 0 | 0 | 0 | 0 | 0 | 0 | 0 | 0 | 0 | 0 | 0 | 0 | 0 | 0 | 0 | 0 | 0 | 0 | 0 | 0 | 0 | 0 | 0 | 0 | 0 | 0 | 0 | 0 | 0 | 0 | 0 | 0 | 0 | 0 | 0 | 0 | 0 | 0
0 | 0 | 0 | 0 | 0 | 0 | 0 | 0 | 0 | 0 | 0 | 0 | 0 | 0 | 0 | 0 | 0 | 0 | 0 | 0 | 0 | 0 | 0 | 0 | 0 | 0 | 0 | 0 | 0 | 0 | 0 | 0 | 0 | 0 | 0 | 0 | 0 | 0 | 0 | 0 | 0 | 0 | 0 | 0 | 0 | 0 | 0 | 0 | 0 | 0 | 0 | 0 | 0 | 0 | 0 | 0 | 0 | 0 | 0 | 0 | 0 | 0 | 0 | 0 | 0 | 0 | 0 | 0 | 0 | 0 | 0 | 0 | 0 | 0 | 0 | 0 | 0 | 0 | 0 | 0 | 0 | 0 | 0 | 0 | 0 | 0 | 0 | 0 | 0 | 0 | 0 | 0 | 0 | 0 | 0 | 0 | 0 | 0 | 0 | 0 | 0 | 0 | 0 | 0 | 0 | 0 | 0 | 0 | 0 | 0 | 0 | 0 | 0 | 0 | 0 | 0 | 0 | 0 | 0 | 0 | 0 | 0 | 0 | 0 | 0 | 0 | 0 | 0 | 0 | 0 | 0 | 0 | 0 | 0 | 0 | 0 | 0 | 0 | 0 | 0 | 0 | 0 | 0 | 0 | 0 | 0 | 0 | 0 | 0 | 0 | 0 | 0 | 0 | 0 | 0 | 0 | 0 | 0 | 0 | 0 | 0 | 0 | 0 | 0 | 0 | 0 | 0 | 0 | 0 | 0 | 0 | 0 | 0 | 0 | 0 | 0 | 0 | 0 | 0 | 0 | 0 | 0 | 0 | 0 | 0 | 0 | 0
0 | 0 | 0 | 0 | 0 | 0 | 0 | 0 | 0 | 0 | 0 | 0 | 0 | 0 | 0 | 0 | 0 | 0 | 0 | 0 | 0 | 0 | 0 | 0 | 0 | 0 | 0 | 0 | 0 | 0 | 0 | 0 | 0 | 0 | 0 | 0 | 0 | 0 | 0 | 0 | 0 | 0 | 0 | 0 | 0 | 0 | 0 | 0 | 0 | 0 | 0 | 0 | 0 | 0 | 0 | 0 | 0 | 0 | 0 | 0 | 0 | 0 | 0 | 0 | 0 | 0 | 0 | 0 | 0 | 0 | 0 | 0 | 0 | 0 | 0 | 0 | 0 | 0 | 0 | 0 | 0 | 0 | 0 | 0 | 0 | 0 | 0 | 0 | 0 | 0 | 0 | 0 | 0 | 0 | 0 | 0 | 0 | 0 | 0 | 0 | 0 | 0 | 0 | 0 | 0 | 0 | 0 | 0 | 0 | 0 | 0 | 0 | 0 | 0 | 0 | 0 | 0 | 0 | 0 | 0 | 0 | 0 | 0 | 0 | 0 | 0 | 0 | 0 | 0 | 0 | 0 | 0 | 0 | 0 | 0 | 0 | 0 | 0 | 0 | 0 | 0 | 0 | 0 | 0 | 0 | 0 | 0 | 0 | 0 | 0 | 0 | 0 | 0 | 0 | 0 | 0 | 0 | 0 | 0 | 0 | 0 | 0 | 0 | 0 | 0 | 0 | 0 | 0 | 0 | 0 | 0 | 0 | 0 | 0 | 0 | 0 | 0 | 0 | 0 | 0 | 0 | 0 | 0 | 0 | 0 | 0 | 0
0 | 0 | 0 | 0 | 0 | 0 | 0 | 0 | 0 | 0 | 0 | 0 | 0 | 0 | 0 | 0 | 0 | 0 | 0 | 0 | 0 | 0 | 0 | 0 | 0 | 0 | 0 | 0 | 0 | 0 | 0 | 0 | 0 | 0 | 0 | 0 | 0 | 0 | 0 | 0 | 0 | 0 | 0 | 0 | 0 | 0 | 0 | 0 | 0 | 0 | 0 | 0 | 0 | 0 | 0 | 0 | 0 | 0 | 0 | 0 | 0 | 0 | 0 | 0 | 0 | 0 | 0 | 0 | 0 | 0 | 0 | 0 | 0 | 0 | 0 | 0 | 0 | 0 | 0 | 0 | 0 | 0 | 0 | 0 | 0 | 0 | 0 | 0 | 0 | 0 | 0 | 0 | 0 | 0 | 0 | 0 | 0 | 0 | 0 | 0 | 0 | 0 | 0 | 0 | 0 | 0 | 0 | 0 | 0 | 0 | 0 | 0 | 0 | 0 | 0 | 0 | 0 | 0 | 0 | 0 | 0 | 0 | 0 | 0 | 0 | 0 | 0 | 0 | 0 | 0 | 0 | 0 | 0 | 0 | 0 | 0 | 0 | 0 | 0 | 0 | 0 | 0 | 0 | 0 | 0 | 0 | 0 | 0 | 0 | 0 | 0 | 0 | 0 | 0 | 0 | 0 | 0 | 0 | 0 | 0 | 0 | 0 | 0 | 0 | 0 | 0 | 0 | 0 | 0 | 0 | 0 | 0 | 0 | 0 | 0 | 0 | 0 | 0 | 0 | 0 | 0 | 0 | 0 | 0 | 0 | 0 | 0
0 | 0 | 0 | 0 | 0 | 0 | 0 | 0 | 0 | 0 | 0 | 0 | 0 | 0 | 0 | 0 | 0 | 0 | 0 | 0 | 0 | 0 | 0 | 0 | 0 | 0 | 0 | 0 | 0 | 0 | 0 | 0 | 0 | 0 | 0 | 0 | 0 | 0 | 0 | 0 | 0 | 0 | 0 | 0 | 0 | 0 | 0 | 0 | 0 | 0 | 0 | 0 | 0 | 0 | 0 | 0 | 0 | 0 | 0 | 0 | 0 | 0 | 0 | 0 | 0 | 0 | 0 | 0 | 0 | 0 | 0 | 0 | 0 | 0 | 0 | 0 | 0 | 0 | 0 | 0 | 0 | 0 | 0 | 0 | 0 | 0 | 0 | 0 | 0 | 0 | 0 | 0 | 0 | 0 | 0 | 0 | 0 | 0 | 0 | 0 | 0 | 0 | 0 | 0 | 0 | 0 | 0 | 0 | 0 | 0 | 0 | 0 | 0 | 0 | 0 | 0 | 0 | 0 | 0 | 0 | 0 | 0 | 0 | 0 | 0 | 0 | 0 | 0 | 0 | 0 | 0 | 0 | 0 | 0 | 0 | 0 | 0 | 0 | 0 | 0 | 0 | 0 | 0 | 0 | 0 | 0 | 0 | 0 | 0 | 0 | 0 | 0 | 0 | 0 | 0 | 0 | 0 | 0 | 0 | 0 | 0 | 0 | 0 | 0 | 0 | 0 | 0 | 0 | 0 | 0 | 0 | 0 | 0 | 0 | 0 | 0 | 0 | 0 | 0 | 0 | 0 | 0 | 0 | 0 | 0 | 0 | 0
0 | 0 | 0 | 0 | 0 | 0 | 0 | 0 | 0 | 0 | 0 | 0 | 0 | 0 | 0 | 0 | 0 | 0 | 0 | 0 | 0 | 0 | 0 | 0 | 0 | 0 | 0 | 0 | 0 | 0 | 0 | 0 | 0 | 0 | 0 | 0 | 0 | 0 | 0 | 0 | 0 | 0 | 0 | 0 | 0 | 0 | 0 | 0 | 0 | 0 | 0 | 0 | 0 | 0 | 0 | 0 | 0 | 0 | 0 | 0 | 0 | 0 | 0 | 0 | 0 | 0 | 0 | 0 | 0 | 0 | 0 | 0 | 0 | 0 | 0 | 0 | 0 | 0 | 0 | 0 | 0 | 0 | 0 | 0 | 0 | 0 | 0 | 0 | 0 | 0 | 0 | 0 | 0 | 0 | 0 | 0 | 0 | 0 | 0 | 0 | 0 | 0 | 0 | 0 | 0 | 0 | 0 | 0 | 0 | 0 | 0 | 0 | 0 | 0 | 0 | 0 | 0 | 0 | 0 | 0 | 0 | 0 | 0 | 0 | 0 | 0 | 0 | 0 | 0 | 0 | 0 | 0 | 0 | 0 | 0 | 0 | 0 | 0 | 0 | 0 | 0 | 0 | 0 | 0 | 0 | 0 | 0 | 0 | 0 | 0 | 0 | 0 | 0 | 0 | 0 | 0 | 0 | 0 | 0 | 0 | 0 | 0 | 0 | 0 | 0 | 0 | 0 | 0 | 0 | 0 | 0 | 0 | 0 | 0 | 0 | 0 | 0 | 0 | 0 | 0 | 0 | 0 | 0 | 0 | 0 | 0 | 0
0 | 0 | 0 | 0 | 0 | 0 | 0 | 0 | 0 | 0 | 0 | 0 | 0 | 0 | 0 | 0 | 0 | 0 | 0 | 0 | 0 | 0 | 0 | 0 | 0 | 0 | 0 | 0 | 0 | 0 | 0 | 0 | 0 | 0 | 0 | 0 | 0 | 0 | 0 | 0 | 0 | 0 | 0 | 0 | 0 | 0 | 0 | 0 | 0 | 0 | 0 | 0 | 0 | 0 | 0 | 0 | 0 | 0 | 0 | 0 | 0 | 0 | 0 | 0 | 0 | 0 | 0 | 0 | 0 | 0 | 0 | 0 | 0 | 0 | 0 | 0 | 0 | 0 | 0 | 0 | 0 | 0 | 0 | 0 | 0 | 0 | 0 | 0 | 0 | 0 | 0 | 0 | 0 | 0 | 0 | 0 | 0 | 0 | 0 | 0 | 0 | 0 | 0 | 0 | 0 | 0 | 0 | 0 | 0 | 0 | 0 | 0 | 0 | 0 | 0 | 0 | 0 | 0 | 0 | 0 | 0 | 0 | 0 | 0 | 0 | 0 | 0 | 0 | 0 | 0 | 0 | 0 | 0 | 0 | 0 | 0 | 0 | 0 | 0 | 0 | 0 | 0 | 0 | 0 | 0 | 0 | 0 | 0 | 0 | 0 | 0 | 0 | 0 | 0 | 0 | 0 | 0 | 0 | 0 | 0 | 0 | 0 | 0 | 0 | 0 | 0 | 0 | 0 | 0 | 0 | 0 | 0 | 0 | 0 | 0 | 0 | 0 | 0 | 0 | 0 | 0 | 0 | 0 | 0 | 0 | 0 | 0
0 | 0 | 0 | 0 | 0 | 0 | 0 | 0 | 0 | 0 | 0 | 0 | 0 | 0 | 0 | 0 | 0 | 0 | 0 | 0 | 0 | 0 | 0 | 0 | 0 | 0 | 0 | 0 | 0 | 0 | 0 | 0 | 0 | 0 | 0 | 0 | 0 | 0 | 0 | 0 | 0 | 0 | 0 | 0 | 0 | 0 | 0 | 0 | 0 | 0 | 0 | 0 | 0 | 0 | 0 | 0 | 0 | 0 | 0 | 0 | 0 | 0 | 0 | 0 | 0 | 0 | 0 | 0 | 0 | 0 | 0 | 0 | 0 | 0 | 0 | 0 | 0 | 0 | 0 | 0 | 0 | 0 | 0 | 0 | 0 | 0 | 0 | 0 | 0 | 0 | 0 | 0 | 0 | 0 | 0 | 0 | 0 | 0 | 0 | 0 | 0 | 0 | 0 | 0 | 0 | 0 | 0 | 0 | 0 | 0 | 0 | 0 | 0 | 0 | 0 | 0 | 0 | 0 | 0 | 0 | 0 | 0 | 0 | 0 | 0 | 0 | 0 | 0 | 0 | 0 | 0 | 0 | 0 | 0 | 0 | 0 | 0 | 0 | 0 | 0 | 0 | 0 | 0 | 0 | 0 | 0 | 0 | 0 | 0 | 0 | 0 | 0 | 0 | 0 | 0 | 0 | 0 | 0 | 0 | 0 | 0 | 0 | 0 | 0 | 0 | 0 | 0 | 0 | 0 | 0 | 0 | 0 | 0 | 0 | 0 | 0 | 0 | 0 | 0 | 0 | 0 | 0 | 0 | 0 | 0 | 0 | 0
0 | 0 | 0 | 0 | 0 | 0 | 0 | 0 | 0 | 0 | 0 | 0 | 0 | 0 | 0 | 0 | 0 | 0 | 0 | 0 | 0 | 0 | 0 | 0 | 0 | 0 | 0 | 0 | 0 | 0 | 0 | 0 | 0 | 0 | 0 | 0 | 0 | 0 | 0 | 0 | 0 | 0 | 0 | 0 | 0 | 0 | 0 | 0 | 0 | 0 | 0 | 0 | 0 | 0 | 0 | 0 | 0 | 0 | 0 | 0 | 0 | 0 | 0 | 0 | 0 | 0 | 0 | 0 | 0 | 0 | 0 | 0 | 0 | 0 | 0 | 0 | 0 | 0 | 0 | 0 | 0 | 0 | 0 | 0 | 0 | 0 | 0 | 0 | 0 | 0 | 0 | 0 | 0 | 0 | 0 | 0 | 0 | 0 | 0 | 0 | 0 | 0 | 0 | 0 | 0 | 0 | 0 | 0 | 0 | 0 | 0 | 0 | 0 | 0 | 0 | 0 | 0 | 0 | 0 | 0 | 0 | 0 | 0 | 0 | 0 | 0 | 0 | 0 | 0 | 0 | 0 | 0 | 0 | 0 | 0 | 0 | 0 | 0 | 0 | 0 | 0 | 0 | 0 | 0 | 0 | 0 | 0 | 0 | 0 | 0 | 0 | 0 | 0 | 0 | 0 | 0 | 0 | 0 | 0 | 0 | 0 | 0 | 0 | 0 | 0 | 0 | 0 | 0 | 0 | 0 | 0 | 0 | 0 | 0 | 0 | 0 | 0 | 0 | 0 | 0 | 0 | 0 | 0 | 0 | 0 | 0 | 0
0 | 0 | 0 | 0 | 0 | 0 | 0 | 0 | 0 | 0 | 0 | 0 | 0 | 0 | 0 | 0 | 0 | 0 | 0 | 0 | 0 | 0 | 0 | 0 | 0 | 0 | 0 | 0 | 0 | 0 | 0 | 0 | 0 | 0 | 0 | 0 | 0 | 0 | 0 | 0 | 0 | 0 | 0 | 0 | 0 | 0 | 0 | 0 | 0 | 0 | 0 | 0 | 0 | 0 | 0 | 0 | 0 | 0 | 0 | 0 | 0 | 0 | 0 | 0 | 0 | 0 | 0 | 0 | 0 | 0 | 0 | 0 | 0 | 0 | 0 | 0 | 0 | 0 | 0 | 0 | 0 | 0 | 0 | 0 | 0 | 0 | 0 | 0 | 0 | 0 | 0 | 0 | 0 | 0 | 0 | 0 | 0 | 0 | 0 | 0 | 0 | 0 | 0 | 0 | 0 | 0 | 0 | 0 | 0 | 0 | 0 | 0 | 0 | 0 | 0 | 0 | 0 | 0 | 0 | 0 | 0 | 0 | 0 | 0 | 0 | 0 | 0 | 0 | 0 | 0 | 0 | 0 | 0 | 0 | 0 | 0 | 0 | 0 | 0 | 0 | 0 | 0 | 0 | 0 | 0 | 0 | 0 | 0 | 0 | 0 | 0 | 0 | 0 | 0 | 0 | 0 | 0 | 0 | 0 | 0 | 0 | 0 | 0 | 0 | 0 | 0 | 0 | 0 | 0 | 0 | 0 | 0 | 0 | 0 | 0 | 0 | 0 | 0 | 0 | 0 | 0 | 0 | 0 | 0 | 0 | 0 | 0
0 | 0 | 0 | 0 | 0 | 0 | 0 | 0 | 0 | 0 | 0 | 0 | 0 | 0 | 0 | 0 | 0 | 0 | 0 | 0 | 0 | 0 | 0 | 0 | 0 | 0 | 0 | 0 | 0 | 0 | 0 | 0 | 0 | 0 | 0 | 0 | 0 | 0 | 0 | 0 | 0 | 0 | 0 | 0 | 0 | 0 | 0 | 0 | 0 | 0 | 0 | 0 | 0 | 0 | 0 | 0 | 0 | 0 | 0 | 0 | 0 | 0 | 0 | 0 | 0 | 0 | 0 | 0 | 0 | 0 | 0 | 0 | 0 | 0 | 0 | 0 | 0 | 0 | 0 | 0 | 0 | 0 | 0 | 0 | 0 | 0 | 0 | 0 | 0 | 0 | 0 | 0 | 0 | 0 | 0 | 0 | 0 | 0 | 0 | 0 | 0 | 0 | 0 | 0 | 0 | 0 | 0 | 0 | 0 | 0 | 0 | 0 | 0 | 0 | 0 | 0 | 0 | 0 | 0 | 0 | 0 | 0 | 0 | 0 | 0 | 0 | 0 | 0 | 0 | 0 | 0 | 0 | 0 | 0 | 0 | 0 | 0 | 0 | 0 | 0 | 0 | 0 | 0 | 0 | 0 | 0 | 0 | 0 | 0 | 0 | 0 | 0 | 0 | 0 | 0 | 0 | 0 | 0 | 0 | 0 | 0 | 0 | 0 | 0 | 0 | 0 | 0 | 0 | 0 | 0 | 0 | 0 | 0 | 0 | 0 | 0 | 0 | 0 | 0 | 0 | 0 | 0 | 0 | 0 | 0 | 0 | 0
0 | 0 | 0 | 0 | 0 | 0 | 0 | 0 | 0 | 0 | 0 | 0 | 0 | 0 | 0 | 0 | 0 | 0 | 0 | 0 | 0 | 0 | 0 | 0 | 0 | 0 | 0 | 0 | 0 | 0 | 0 | 0 | 0 | 0 | 0 | 0 | 0 | 0 | 0 | 0 | 0 | 0 | 0 | 0 | 0 | 0 | 0 | 0 | 0 | 0 | 0 | 0 | 0 | 0 | 0 | 0 | 0 | 0 | 0 | 0 | 0 | 0 | 0 | 0 | 0 | 0 | 0 | 0 | 0 | 0 | 0 | 0 | 0 | 0 | 0 | 0 | 0 | 0 | 0 | 0 | 0 | 0 | 0 | 0 | 0 | 0 | 0 | 0 | 0 | 0 | 0 | 0 | 0 | 0 | 0 | 0 | 0 | 0 | 0 | 0 | 0 | 0 | 0 | 0 | 0 | 0 | 0 | 0 | 0 | 0 | 0 | 0 | 0 | 0 | 0 | 0 | 0 | 0 | 0 | 0 | 0 | 0 | 0 | 0 | 0 | 0 | 0 | 0 | 0 | 0 | 0 | 0 | 0 | 0 | 0 | 0 | 0 | 0 | 0 | 0 | 0 | 0 | 0 | 0 | 0 | 0 | 0 | 0 | 0 | 0 | 0 | 0 | 0 | 0 | 0 | 0 | 0 | 0 | 0 | 0 | 0 | 0 | 0 | 0 | 0 | 0 | 0 | 0 | 0 | 0 | 0 | 0 | 0 | 0 | 0 | 0 | 0 | 0 | 0 | 0 | 0 | 0 | 0 | 0 | 0 | 0 | 0
0 | 0 | 0 | 0 | 0 | 0 | 0 | 0 | 0 | 0 | 0 | 0 | 0 | 0 | 0 | 0 | 0 | 0 | 0 | 0 | 0 | 0 | 0 | 0 | 0 | 0 | 0 | 0 | 0 | 0 | 0 | 0 | 0 | 0 | 0 | 0 | 0 | 0 | 0 | 0 | 0 | 0 | 0 | 0 | 0 | 0 | 0 | 0 | 0 | 0 | 0 | 0 | 0 | 0 | 0 | 0 | 0 | 0 | 0 | 0 | 0 | 0 | 0 | 0 | 0 | 0 | 0 | 0 | 0 | 0 | 0 | 0 | 0 | 0 | 0 | 0 | 0 | 0 | 0 | 0 | 0 | 0 | 0 | 0 | 0 | 0 | 0 | 0 | 0 | 0 | 0 | 0 | 0 | 0 | 0 | 0 | 0 | 0 | 0 | 0 | 0 | 0 | 0 | 0 | 0 | 0 | 0 | 0 | 0 | 0 | 0 | 0 | 0 | 0 | 0 | 0 | 0 | 0 | 0 | 0 | 0 | 0 | 0 | 0 | 0 | 0 | 0 | 0 | 0 | 0 | 0 | 0 | 0 | 0 | 0 | 0 | 0 | 0 | 0 | 0 | 0 | 0 | 0 | 0 | 0 | 0 | 0 | 0 | 0 | 0 | 0 | 0 | 0 | 0 | 0 | 0 | 0 | 0 | 0 | 0 | 0 | 0 | 0 | 0 | 0 | 0 | 0 | 0 | 0 | 0 | 0 | 0 | 0 | 0 | 0 | 0 | 0 | 0 | 0 | 0 | 0 | 0 | 0 | 0 | 0 | 0 | 0
0 | 0 | 0 | 0 | 0 | 0 | 0 | 0 | 0 | 0 | 0 | 0 | 0 | 0 | 0 | 0 | 0 | 0 | 0 | 0 | 0 | 0 | 0 | 0 | 0 | 0 | 0 | 0 | 0 | 0 | 0 | 0 | 0 | 0 | 0 | 0 | 0 | 0 | 0 | 0 | 0 | 0 | 0 | 0 | 0 | 0 | 0 | 0 | 0 | 0 | 0 | 0 | 0 | 0 | 0 | 0 | 0 | 0 | 0 | 0 | 0 | 0 | 0 | 0 | 0 | 0 | 0 | 0 | 0 | 0 | 0 | 0 | 0 | 0 | 0 | 0 | 0 | 0 | 0 | 0 | 0 | 0 | 0 | 0 | 0 | 0 | 0 | 0 | 0 | 0 | 0 | 0 | 0 | 0 | 0 | 0 | 0 | 0 | 0 | 0 | 0 | 0 | 0 | 0 | 0 | 0 | 0 | 0 | 0 | 0 | 0 | 0 | 0 | 0 | 0 | 0 | 0 | 0 | 0 | 0 | 0 | 0 | 0 | 0 | 0 | 0 | 0 | 0 | 0 | 0 | 0 | 0 | 0 | 0 | 0 | 0 | 0 | 0 | 0 | 0 | 0 | 0 | 0 | 0 | 0 | 0 | 0 | 0 | 0 | 0 | 0 | 0 | 0 | 0 | 0 | 0 | 0 | 0 | 0 | 0 | 0 | 0 | 0 | 0 | 0 | 0 | 0 | 0 | 0 | 0 | 0 | 0 | 0 | 0 | 0 | 0 | 0 | 0 | 0 | 0 | 0 | 0 | 0 | 0 | 0 | 0 | 0
0 | 0 | 0 | 0 | 0 | 0 | 0 | 0 | 0 | 0 | 0 | 0 | 0 | 0 | 0 | 0 | 0 | 0 | 0 | 0 | 0 | 0 | 0 | 0 | 0 | 0 | 0 | 0 | 0 | 0 | 0 | 0 | 0 | 0 | 0 | 0 | 0 | 0 | 0 | 0 | 0 | 0 | 0 | 0 | 0 | 0 | 0 | 0 | 0 | 0 | 0 | 0 | 0 | 0 | 0 | 0 | 0 | 0 | 0 | 0 | 0 | 0 | 0 | 0 | 0 | 0 | 0 | 0 | 0 | 0 | 0 | 0 | 0 | 0 | 0 | 0 | 0 | 0 | 0 | 0 | 0 | 0 | 0 | 0 | 0 | 0 | 0 | 0 | 0 | 0 | 0 | 0 | 0 | 0 | 0 | 0 | 0 | 0 | 0 | 0 | 0 | 0 | 0 | 0 | 0 | 0 | 0 | 0 | 0 | 0 | 0 | 0 | 0 | 0 | 0 | 0 | 0 | 0 | 0 | 0 | 0 | 0 | 0 | 0 | 0 | 0 | 0 | 0 | 0 | 0 | 0 | 0 | 0 | 0 | 0 | 0 | 0 | 0 | 0 | 0 | 0 | 0 | 0 | 0 | 0 | 0 | 0 | 0 | 0 | 0 | 0 | 0 | 0 | 0 | 0 | 0 | 0 | 0 | 0 | 0 | 0 | 0 | 0 | 0 | 0 | 0 | 0 | 0 | 0 | 0 | 0 | 0 | 0 | 0 | 0 | 0 | 0 | 0 | 0 | 0 | 0 | 0 | 0 | 0 | 0 | 0 | 0
0 | 0 | 0 | 0 | 0 | 0 | 0 | 0 | 0 | 0 | 0 | 0 | 0 | 0 | 0 | 0 | 0 | 0 | 0 | 0 | 0 | 0 | 0 | 0 | 0 | 0 | 0 | 0 | 0 | 0 | 0 | 0 | 0 | 0 | 0 | 0 | 0 | 0 | 0 | 0 | 0 | 0 | 0 | 0 | 0 | 0 | 0 | 0 | 0 | 0 | 0 | 0 | 0 | 0 | 0 | 0 | 0 | 0 | 0 | 0 | 0 | 0 | 0 | 0 | 0 | 0 | 0 | 0 | 0 | 0 | 0 | 0 | 0 | 0 | 0 | 0 | 0 | 0 | 0 | 0 | 0 | 0 | 0 | 0 | 0 | 0 | 0 | 0 | 0 | 0 | 0 | 0 | 0 | 0 | 0 | 0 | 0 | 0 | 0 | 0 | 0 | 0 | 0 | 0 | 0 | 0 | 0 | 0 | 0 | 0 | 0 | 0 | 0 | 0 | 0 | 0 | 0 | 0 | 0 | 0 | 0 | 0 | 0 | 0 | 0 | 0 | 0 | 0 | 0 | 0 | 0 | 0 | 0 | 0 | 0 | 0 | 0 | 0 | 0 | 0 | 0 | 0 | 0 | 0 | 0 | 0 | 0 | 0 | 0 | 0 | 0 | 0 | 0 | 0 | 0 | 0 | 0 | 0 | 0 | 0 | 0 | 0 | 0 | 0 | 0 | 0 | 0 | 0 | 0 | 0 | 0 | 0 | 0 | 0 | 0 | 0 | 0 | 0 | 0 | 0 | 0 | 0 | 0 | 0 | 0 | 0 | 0
0 | 0 | 0 | 0 | 0 | 0 | 0 | 0 | 0 | 0 | 0 | 0 | 0 | 0 | 0 | 0 | 0 | 0 | 0 | 0 | 0 | 0 | 0 | 0 | 0 | 0 | 0 | 0 | 0 | 0 | 0 | 0 | 0 | 0 | 0 | 0 | 0 | 0 | 0 | 0 | 0 | 0 | 0 | 0 | 0 | 0 | 0 | 0 | 0 | 0 | 0 | 0 | 0 | 0 | 0 | 0 | 0 | 0 | 0 | 0 | 0 | 0 | 0 | 0 | 0 | 0 | 0 | 0 | 0 | 0 | 0 | 0 | 0 | 0 | 0 | 0 | 0 | 0 | 0 | 0 | 0 | 0 | 0 | 0 | 0 | 0 | 0 | 0 | 0 | 0 | 0 | 0 | 0 | 0 | 0 | 0 | 0 | 0 | 0 | 0 | 0 | 0 | 0 | 0 | 0 | 0 | 0 | 0 | 0 | 0 | 0 | 0 | 0 | 0 | 0 | 0 | 0 | 0 | 0 | 0 | 0 | 0 | 0 | 0 | 0 | 0 | 0 | 0 | 0 | 0 | 0 | 0 | 0 | 0 | 0 | 0 | 0 | 0 | 0 | 0 | 0 | 0 | 0 | 0 | 0 | 0 | 0 | 0 | 0 | 0 | 0 | 0 | 0 | 0 | 0 | 0 | 0 | 0 | 0 | 0 | 0 | 0 | 0 | 0 | 0 | 0 | 0 | 0 | 0 | 0 | 0 | 0 | 0 | 0 | 0 | 0 | 0 | 0 | 0 | 0 | 0 | 0 | 0 | 0 | 0 | 0 | 0
0 | 0 | 0 | 0 | 0 | 0 | 0 | 0 | 0 | 0 | 0 | 0 | 0 | 0 | 0 | 0 | 0 | 0 | 0 | 0 | 0 | 0 | 0 | 0 | 0 | 0 | 0 | 0 | 0 | 0 | 0 | 0 | 0 | 0 | 0 | 0 | 0 | 0 | 0 | 0 | 0 | 0 | 0 | 0 | 0 | 0 | 0 | 0 | 0 | 0 | 0 | 0 | 0 | 0 | 0 | 0 | 0 | 0 | 0 | 0 | 0 | 0 | 0 | 0 | 0 | 0 | 0 | 0 | 0 | 0 | 0 | 0 | 0 | 0 | 0 | 0 | 0 | 0 | 0 | 0 | 0 | 0 | 0 | 0 | 0 | 0 | 0 | 0 | 0 | 0 | 0 | 0 | 0 | 0 | 0 | 0 | 0 | 0 | 0 | 0 | 0 | 0 | 0 | 0 | 0 | 0 | 0 | 0 | 0 | 0 | 0 | 0 | 0 | 0 | 0 | 0 | 0 | 0 | 0 | 0 | 0 | 0 | 0 | 0 | 0 | 0 | 0 | 0 | 0 | 0 | 0 | 0 | 0 | 0 | 0 | 0 | 0 | 0 | 0 | 0 | 0 | 0 | 0 | 0 | 0 | 0 | 0 | 0 | 0 | 0 | 0 | 0 | 0 | 0 | 0 | 0 | 0 | 0 | 0 | 0 | 0 | 0 | 0 | 0 | 0 | 0 | 0 | 0 | 0 | 0 | 0 | 0 | 0 | 0 | 0 | 0 | 0 | 0 | 0 | 0 | 0 | 0 | 0 | 0 | 0 | 0 | 0
0 | 0 | 0 | 0 | 0 | 0 | 0 | 0 | 0 | 0 | 0 | 0 | 0 | 0 | 0 | 0 | 0 | 0 | 0 | 0 | 0 | 0 | 0 | 0 | 0 | 0 | 0 | 0 | 0 | 0 | 0 | 0 | 0 | 0 | 0 | 0 | 0 | 0 | 0 | 0 | 0 | 0 | 0 | 0 | 0 | 0 | 0 | 0 | 0 | 0 | 0 | 0 | 0 | 0 | 0 | 0 | 0 | 0 | 0 | 0 | 0 | 0 | 0 | 0 | 0 | 0 | 0 | 0 | 0 | 0 | 0 | 0 | 0 | 0 | 0 | 0 | 0 | 0 | 0 | 0 | 0 | 0 | 0 | 0 | 0 | 0 | 0 | 0 | 0 | 0 | 0 | 0 | 0 | 0 | 0 | 0 | 0 | 0 | 0 | 0 | 0 | 0 | 0 | 0 | 0 | 0 | 0 | 0 | 0 | 0 | 0 | 0 | 0 | 0 | 0 | 0 | 0 | 0 | 0 | 0 | 0 | 0 | 0 | 0 | 0 | 0 | 0 | 0 | 0 | 0 | 0 | 0 | 0 | 0 | 0 | 0 | 0 | 0 | 0 | 0 | 0 | 0 | 0 | 0 | 0 | 0 | 0 | 0 | 0 | 0 | 0 | 0 | 0 | 0 | 0 | 0 | 0 | 0 | 0 | 0 | 0 | 0 | 0 | 0 | 0 | 0 | 0 | 0 | 0 | 0 | 0 | 0 | 0 | 0 | 0 | 0 | 0 | 0 | 0 | 0 | 0 | 0 | 0 | 0 | 0 | 0 | 0
0 | 0 | 0 | 0 | 0 | 0 | 0 | 0 | 0 | 0 | 0 | 0 | 0 | 0 | 0 | 0 | 0 | 0 | 0 | 0 | 0 | 0 | 0 | 0 | 0 | 0 | 0 | 0 | 0 | 0 | 0 | 0 | 0 | 0 | 0 | 0 | 0 | 0 | 0 | 0 | 0 | 0 | 0 | 0 | 0 | 0 | 0 | 0 | 0 | 0 | 0 | 0 | 0 | 0 | 0 | 0 | 0 | 0 | 0 | 0 | 0 | 0 | 0 | 0 | 0 | 0 | 0 | 0 | 0 | 0 | 0 | 0 | 0 | 0 | 0 | 0 | 0 | 0 | 0 | 0 | 0 | 0 | 0 | 0 | 0 | 0 | 0 | 0 | 0 | 0 | 0 | 0 | 0 | 0 | 0 | 0 | 0 | 0 | 0 | 0 | 0 | 0 | 0 | 0 | 0 | 0 | 0 | 0 | 0 | 0 | 0 | 0 | 0 | 0 | 0 | 0 | 0 | 0 | 0 | 0 | 0 | 0 | 0 | 0 | 0 | 0 | 0 | 0 | 0 | 0 | 0 | 0 | 0 | 0 | 0 | 0 | 0 | 0 | 0 | 0 | 0 | 0 | 0 | 0 | 0 | 0 | 0 | 0 | 0 | 0 | 0 | 0 | 0 | 0 | 0 | 0 | 0 | 0 | 0 | 0 | 0 | 0 | 0 | 0 | 0 | 0 | 0 | 0 | 0 | 0 | 0 | 0 | 0 | 0 | 0 | 0 | 0 | 0 | 0 | 0 | 0 | 0 | 0 | 0 | 0 | 0 | 0
0 | 0 | 0 | 0 | 0 | 0 | 0 | 0 | 0 | 0 | 0 | 0 | 0 | 0 | 0 | 0 | 0 | 0 | 0 | 0 | 0 | 0 | 0 | 0 | 0 | 0 | 0 | 0 | 0 | 0 | 0 | 0 | 0 | 0 | 0 | 0 | 0 | 0 | 0 | 0 | 0 | 0 | 0 | 0 | 0 | 0 | 0 | 0 | 0 | 0 | 0 | 0 | 0 | 0 | 0 | 0 | 0 | 0 | 0 | 0 | 0 | 0 | 0 | 0 | 0 | 0 | 0 | 0 | 0 | 0 | 0 | 0 | 0 | 0 | 0 | 0 | 0 | 0 | 0 | 0 | 0 | 0 | 0 | 0 | 0 | 0 | 0 | 0 | 0 | 0 | 0 | 0 | 0 | 0 | 0 | 0 | 0 | 0 | 0 | 0 | 0 | 0 | 0 | 0 | 0 | 0 | 0 | 0 | 0 | 0 | 0 | 0 | 0 | 0 | 0 | 0 | 0 | 0 | 0 | 0 | 0 | 0 | 0 | 0 | 0 | 0 | 0 | 0 | 0 | 0 | 0 | 0 | 0 | 0 | 0 | 0 | 0 | 0 | 0 | 0 | 0 | 0 | 0 | 0 | 0 | 0 | 0 | 0 | 0 | 0 | 0 | 0 | 0 | 0 | 0 | 0 | 0 | 0 | 0 | 0 | 0 | 0 | 0 | 0 | 0 | 0 | 0 | 0 | 0 | 0 | 0 | 0 | 0 | 0 | 0 | 0 | 0 | 0 | 0 | 0 | 0 | 0 | 0 | 0 | 0 | 0 | 0
0 | 0 | 0 | 0 | 0 | 0 | 0 | 0 | 0 | 0 | 0 | 0 | 0 | 0 | 0 | 0 | 0 | 0 | 0 | 0 | 0 | 0 | 0 | 0 | 0 | 0 | 0 | 0 | 0 | 0 | 0 | 0 | 0 | 0 | 0 | 0 | 0 | 0 | 0 | 0 | 0 | 0 | 0 | 0 | 0 | 0 | 0 | 0 | 0 | 0 | 0 | 0 | 0 | 0 | 0 | 0 | 0 | 0 | 0 | 0 | 0 | 0 | 0 | 0 | 0 | 0 | 0 | 0 | 0 | 0 | 0 | 0 | 0 | 0 | 0 | 0 | 0 | 0 | 0 | 0 | 0 | 0 | 0 | 0 | 0 | 0 | 0 | 0 | 0 | 0 | 0 | 0 | 0 | 0 | 0 | 0 | 0 | 0 | 0 | 0 | 0 | 0 | 0 | 0 | 0 | 0 | 0 | 0 | 0 | 0 | 0 | 0 | 0 | 0 | 0 | 0 | 0 | 0 | 0 | 0 | 0 | 0 | 0 | 0 | 0 | 0 | 0 | 0 | 0 | 0 | 0 | 0 | 0 | 0 | 0 | 0 | 0 | 0 | 0 | 0 | 0 | 0 | 0 | 0 | 0 | 0 | 0 | 0 | 0 | 0 | 0 | 0 | 0 | 0 | 0 | 0 | 0 | 0 | 0 | 0 | 0 | 0 | 0 | 0 | 0 | 0 | 0 | 0 | 0 | 0 | 0 | 0 | 0 | 0 | 0 | 0 | 0 | 0 | 0 | 0 | 0 | 0 | 0 | 0 | 0 | 0 | 0
0 | 0 | 0 | 0 | 0 | 0 | 0 | 0 | 0 | 0 | 0 | 0 | 0 | 0 | 0 | 0 | 0 | 0 | 0 | 0 | 0 | 0 | 0 | 0 | 0 | 0 | 0 | 0 | 0 | 0 | 0 | 0 | 0 | 0 | 0 | 0 | 0 | 0 | 0 | 0 | 0 | 0 | 0 | 0 | 0 | 0 | 0 | 0 | 0 | 0 | 0 | 0 | 0 | 0 | 0 | 0 | 0 | 0 | 0 | 0 | 0 | 0 | 0 | 0 | 0 | 0 | 0 | 0 | 0 | 0 | 0 | 0 | 0 | 0 | 0 | 0 | 0 | 0 | 0 | 0 | 0 | 0 | 0 | 0 | 0 | 0 | 0 | 0 | 0 | 0 | 0 | 0 | 0 | 0 | 0 | 0 | 0 | 0 | 0 | 0 | 0 | 0 | 0 | 0 | 0 | 0 | 0 | 0 | 0 | 0 | 0 | 0 | 0 | 0 | 0 | 0 | 0 | 0 | 0 | 0 | 0 | 0 | 0 | 0 | 0 | 0 | 0 | 0 | 0 | 0 | 0 | 0 | 0 | 0 | 0 | 0 | 0 | 0 | 0 | 0 | 0 | 0 | 0 | 0 | 0 | 0 | 0 | 0 | 0 | 0 | 0 | 0 | 0 | 0 | 0 | 0 | 0 | 0 | 0 | 0 | 0 | 0 | 0 | 0 | 0 | 0 | 0 | 0 | 0 | 0 | 0 | 0 | 0 | 0 | 0 | 0 | 0 | 0 | 0 | 0 | 0 | 0 | 0 | 0 | 0 | 0 | 0
0 | 0 | 0 | 0 | 0 | 0 | 0 | 0 | 0 | 0 | 0 | 0 | 0 | 0 | 0 | 0 | 0 | 0 | 0 | 0 | 0 | 0 | 0 | 0 | 0 | 0 | 0 | 0 | 0 | 0 | 0 | 0 | 0 | 0 | 0 | 0 | 0 | 0 | 0 | 0 | 0 | 0 | 0 | 0 | 0 | 0 | 0 | 0 | 0 | 0 | 0 | 0 | 0 | 0 | 0 | 0 | 0 | 0 | 0 | 0 | 0 | 0 | 0 | 0 | 0 | 0 | 0 | 0 | 0 | 0 | 0 | 0 | 0 | 0 | 0 | 0 | 0 | 0 | 0 | 0 | 0 | 0 | 0 | 0 | 0 | 0 | 0 | 0 | 0 | 0 | 0 | 0 | 0 | 0 | 0 | 0 | 0 | 0 | 0 | 0 | 0 | 0 | 0 | 0 | 0 | 0 | 0 | 0 | 0 | 0 | 0 | 0 | 0 | 0 | 0 | 0 | 0 | 0 | 0 | 0 | 0 | 0 | 0 | 0 | 0 | 0 | 0 | 0 | 0 | 0 | 0 | 0 | 0 | 0 | 0 | 0 | 0 | 0 | 0 | 0 | 0 | 0 | 0 | 0 | 0 | 0 | 0 | 0 | 0 | 0 | 0 | 0 | 0 | 0 | 0 | 0 | 0 | 0 | 0 | 0 | 0 | 0 | 0 | 0 | 0 | 0 | 0 | 0 | 0 | 0 | 0 | 0 | 0 | 0 | 0 | 0 | 0 | 0 | 0 | 0 | 0 | 0 | 0 | 0 | 0 | 0 | 0
0 | 0 | 0 | 0 | 0 | 0 | 0 | 0 | 0 | 0 | 0 | 0 | 0 | 0 | 0 | 0 | 0 | 0 | 0 | 0 | 0 | 0 | 0 | 0 | 0 | 0 | 0 | 0 | 0 | 0 | 0 | 0 | 0 | 0 | 0 | 0 | 0 | 0 | 0 | 0 | 0 | 0 | 0 | 0 | 0 | 0 | 0 | 0 | 0 | 0 | 0 | 0 | 0 | 0 | 0 | 0 | 0 | 0 | 0 | 0 | 0 | 0 | 0 | 0 | 0 | 0 | 0 | 0 | 0 | 0 | 0 | 0 | 0 | 0 | 0 | 0 | 0 | 0 | 0 | 0 | 0 | 0 | 0 | 0 | 0 | 0 | 0 | 0 | 0 | 0 | 0 | 0 | 0 | 0 | 0 | 0 | 0 | 0 | 0 | 0 | 0 | 0 | 0 | 0 | 0 | 0 | 0 | 0 | 0 | 0 | 0 | 0 | 0 | 0 | 0 | 0 | 0 | 0 | 0 | 0 | 0 | 0 | 0 | 0 | 0 | 0 | 0 | 0 | 0 | 0 | 0 | 0 | 0 | 0 | 0 | 0 | 0 | 0 | 0 | 0 | 0 | 0 | 0 | 0 | 0 | 0 | 0 | 0 | 0 | 0 | 0 | 0 | 0 | 0 | 0 | 0 | 0 | 0 | 0 | 0 | 0 | 0 | 0 | 0 | 0 | 0 | 0 | 0 | 0 | 0 | 0 | 0 | 0 | 0 | 0 | 0 | 0 | 0 | 0 | 0 | 0 | 0 | 0 | 0 | 0 | 0 | 0
0 | 0 | 0 | 0 | 0 | 0 | 0 | 0 | 0 | 0 | 0 | 0 | 0 | 0 | 0 | 0 | 0 | 0 | 0 | 0 | 0 | 0 | 0 | 0 | 0 | 0 | 0 | 0 | 0 | 0 | 0 | 0 | 0 | 0 | 0 | 0 | 0 | 0 | 0 | 0 | 0 | 0 | 0 | 0 | 0 | 0 | 0 | 0 | 0 | 0 | 0 | 0 | 0 | 0 | 0 | 0 | 0 | 0 | 0 | 0 | 0 | 0 | 0 | 0 | 0 | 0 | 0 | 0 | 0 | 0 | 0 | 0 | 0 | 0 | 0 | 0 | 0 | 0 | 0 | 0 | 0 | 0 | 0 | 0 | 0 | 0 | 0 | 0 | 0 | 0 | 0 | 0 | 0 | 0 | 0 | 0 | 0 | 0 | 0 | 0 | 0 | 0 | 0 | 0 | 0 | 0 | 0 | 0 | 0 | 0 | 0 | 0 | 0 | 0 | 0 | 0 | 0 | 0 | 0 | 0 | 0 | 0 | 0 | 0 | 0 | 0 | 0 | 0 | 0 | 0 | 0 | 0 | 0 | 0 | 0 | 0 | 0 | 0 | 0 | 0 | 0 | 0 | 0 | 0 | 0 | 0 | 0 | 0 | 0 | 0 | 0 | 0 | 0 | 0 | 0 | 0 | 0 | 0 | 0 | 0 | 0 | 0 | 0 | 0 | 0 | 0 | 0 | 0 | 0 | 0 | 0 | 0 | 0 | 0 | 0 | 0 | 0 | 0 | 0 | 0 | 0 | 0 | 0 | 0 | 0 | 0 | 0
0 | 0 | 0 | 0 | 0 | 0 | 0 | 0 | 0 | 0 | 0 | 0 | 0 | 0 | 0 | 0 | 0 | 0 | 0 | 0 | 0 | 0 | 0 | 0 | 0 | 0 | 0 | 0 | 0 | 0 | 0 | 0 | 0 | 0 | 0 | 0 | 0 | 0 | 0 | 0 | 0 | 0 | 0 | 0 | 0 | 0 | 0 | 0 | 0 | 0 | 0 | 0 | 0 | 0 | 0 | 0 | 0 | 0 | 0 | 0 | 0 | 0 | 0 | 0 | 0 | 0 | 0 | 0 | 0 | 0 | 0 | 0 | 0 | 0 | 0 | 0 | 0 | 0 | 0 | 0 | 0 | 0 | 0 | 0 | 0 | 0 | 0 | 0 | 0 | 0 | 0 | 0 | 0 | 0 | 0 | 0 | 0 | 0 | 0 | 0 | 0 | 0 | 0 | 0 | 0 | 0 | 0 | 0 | 0 | 0 | 0 | 0 | 0 | 0 | 0 | 0 | 0 | 0 | 0 | 0 | 0 | 0 | 0 | 0 | 0 | 0 | 0 | 0 | 0 | 0 | 0 | 0 | 0 | 0 | 0 | 0 | 0 | 0 | 0 | 0 | 0 | 0 | 0 | 0 | 0 | 0 | 0 | 0 | 0 | 0 | 0 | 0 | 0 | 0 | 0 | 0 | 0 | 0 | 0 | 0 | 0 | 0 | 0 | 0 | 0 | 0 | 0 | 0 | 0 | 0 | 0 | 0 | 0 | 0 | 0 | 0 | 0 | 0 | 0 | 0 | 0 | 0 | 0 | 0 | 0 | 0 | 0
0 | 0 | 0 | 0 | 0 | 0 | 0 | 0 | 0 | 0 | 0 | 0 | 0 | 0 | 0 | 0 | 0 | 0 | 0 | 0 | 0 | 0 | 0 | 0 | 0 | 0 | 0 | 0 | 0 | 0 | 0 | 0 | 0 | 0 | 0 | 0 | 0 | 0 | 0 | 0 | 0 | 0 | 0 | 0 | 0 | 0 | 0 | 0 | 0 | 0 | 0 | 0 | 0 | 0 | 0 | 0 | 0 | 0 | 0 | 0 | 0 | 0 | 0 | 0 | 0 | 0 | 0 | 0 | 0 | 0 | 0 | 0 | 0 | 0 | 0 | 0 | 0 | 0 | 0 | 0 | 0 | 0 | 0 | 0 | 0 | 0 | 0 | 0 | 0 | 0 | 0 | 0 | 0 | 0 | 0 | 0 | 0 | 0 | 0 | 0 | 0 | 0 | 0 | 0 | 0 | 0 | 0 | 0 | 0 | 0 | 0 | 0 | 0 | 0 | 0 | 0 | 0 | 0 | 0 | 0 | 0 | 0 | 0 | 0 | 0 | 0 | 0 | 0 | 0 | 0 | 0 | 0 | 0 | 0 | 0 | 0 | 0 | 0 | 0 | 0 | 0 | 0 | 0 | 0 | 0 | 0 | 0 | 0 | 0 | 0 | 0 | 0 | 0 | 0 | 0 | 0 | 0 | 0 | 0 | 0 | 0 | 0 | 0 | 0 | 0 | 0 | 0 | 0 | 0 | 0 | 0 | 0 | 0 | 0 | 0 | 0 | 0 | 0 | 0 | 0 | 0 | 0 | 0 | 0 | 0 | 0 | 0
0 | 0 | 0 | 0 | 0 | 0 | 0 | 0 | 0 | 0 | 0 | 0 | 0 | 0 | 0 | 0 | 0 | 0 | 0 | 0 | 0 | 0 | 0 | 0 | 0 | 0 | 0 | 0 | 0 | 0 | 0 | 0 | 0 | 0 | 0 | 0 | 0 | 0 | 0 | 0 | 0 | 0 | 0 | 0 | 0 | 0 | 0 | 0 | 0 | 0 | 0 | 0 | 0 | 0 | 0 | 0 | 0 | 0 | 0 | 0 | 0 | 0 | 0 | 0 | 0 | 0 | 0 | 0 | 0 | 0 | 0 | 0 | 0 | 0 | 0 | 0 | 0 | 0 | 0 | 0 | 0 | 0 | 0 | 0 | 0 | 0 | 0 | 0 | 0 | 0 | 0 | 0 | 0 | 0 | 0 | 0 | 0 | 0 | 0 | 0 | 0 | 0 | 0 | 0 | 0 | 0 | 0 | 0 | 0 | 0 | 0 | 0 | 0 | 0 | 0 | 0 | 0 | 0 | 0 | 0 | 0 | 0 | 0 | 0 | 0 | 0 | 0 | 0 | 0 | 0 | 0 | 0 | 0 | 0 | 0 | 0 | 0 | 0 | 0 | 0 | 0 | 0 | 0 | 0 | 0 | 0 | 0 | 0 | 0 | 0 | 0 | 0 | 0 | 0 | 0 | 0 | 0 | 0 | 0 | 0 | 0 | 0 | 0 | 0 | 0 | 0 | 0 | 0 | 0 | 0 | 0 | 0 | 0 | 0 | 0 | 0 | 0 | 0 | 0 | 0 | 0 | 0 | 0 | 0 | 0 | 0 | 0
0 | 0 | 0 | 0 | 0 | 0 | 0 | 0 | 0 | 0 | 0 | 0 | 0 | 0 | 0 | 0 | 0 | 0 | 0 | 0 | 0 | 0 | 0 | 0 | 0 | 0 | 0 | 0 | 0 | 0 | 0 | 0 | 0 | 0 | 0 | 0 | 0 | 0 | 0 | 0 | 0 | 0 | 0 | 0 | 0 | 0 | 0 | 0 | 0 | 0 | 0 | 0 | 0 | 0 | 0 | 0 | 0 | 0 | 0 | 0 | 0 | 0 | 0 | 0 | 0 | 0 | 0 | 0 | 0 | 0 | 0 | 0 | 0 | 0 | 0 | 0 | 0 | 0 | 0 | 0 | 0 | 0 | 0 | 0 | 0 | 0 | 0 | 0 | 0 | 0 | 0 | 0 | 0 | 0 | 0 | 0 | 0 | 0 | 0 | 0 | 0 | 0 | 0 | 0 | 0 | 0 | 0 | 0 | 0 | 0 | 0 | 0 | 0 | 0 | 0 | 0 | 0 | 0 | 0 | 0 | 0 | 0 | 0 | 0 | 0 | 0 | 0 | 0 | 0 | 0 | 0 | 0 | 0 | 0 | 0 | 0 | 0 | 0 | 0 | 0 | 0 | 0 | 0 | 0 | 0 | 0 | 0 | 0 | 0 | 0 | 0 | 0 | 0 | 0 | 0 | 0 | 0 | 0 | 0 | 0 | 0 | 0 | 0 | 0 | 0 | 0 | 0 | 0 | 0 | 0 | 0 | 0 | 0 | 0 | 0 | 0 | 0 | 0 | 0 | 0 | 0 | 0 | 0 | 0 | 0 | 0 | 0
0 | 0 | 0 | 0 | 0 | 0 | 0 | 0 | 0 | 0 | 0 | 0 | 0 | 0 | 0 | 0 | 0 | 0 | 0 | 0 | 0 | 0 | 0 | 0 | 0 | 0 | 0 | 0 | 0 | 0 | 0 | 0 | 0 | 0 | 0 | 0 | 0 | 0 | 0 | 0 | 0 | 0 | 0 | 0 | 0 | 0 | 0 | 0 | 0 | 0 | 0 | 0 | 0 | 0 | 0 | 0 | 0 | 0 | 0 | 0 | 0 | 0 | 0 | 0 | 0 | 0 | 0 | 0 | 0 | 0 | 0 | 0 | 0 | 0 | 0 | 0 | 0 | 0 | 0 | 0 | 0 | 0 | 0 | 0 | 0 | 0 | 0 | 0 | 0 | 0 | 0 | 0 | 0 | 0 | 0 | 0 | 0 | 0 | 0 | 0 | 0 | 0 | 0 | 0 | 0 | 0 | 0 | 0 | 0 | 0 | 0 | 0 | 0 | 0 | 0 | 0 | 0 | 0 | 0 | 0 | 0 | 0 | 0 | 0 | 0 | 0 | 0 | 0 | 0 | 0 | 0 | 0 | 0 | 0 | 0 | 0 | 0 | 0 | 0 | 0 | 0 | 0 | 0 | 0 | 0 | 0 | 0 | 0 | 0 | 0 | 0 | 0 | 0 | 0 | 0 | 0 | 0 | 0 | 0 | 0 | 0 | 0 | 0 | 0 | 0 | 0 | 0 | 0 | 0 | 0 | 0 | 0 | 0 | 0 | 0 | 0 | 0 | 0 | 0 | 0 | 0 | 0 | 0 | 0 | 0 | 0 | 0
0 | 0 | 0 | 0 | 0 | 0 | 0 | 0 | 0 | 0 | 0 | 0 | 0 | 0 | 0 | 0 | 0 | 0 | 0 | 0 | 0 | 0 | 0 | 0 | 0 | 0 | 0 | 0 | 0 | 0 | 0 | 0 | 0 | 0 | 0 | 0 | 0 | 0 | 0 | 0 | 0 | 0 | 0 | 0 | 0 | 0 | 0 | 0 | 0 | 0 | 0 | 0 | 0 | 0 | 0 | 0 | 0 | 0 | 0 | 0 | 0 | 0 | 0 | 0 | 0 | 0 | 0 | 0 | 0 | 0 | 0 | 0 | 0 | 0 | 0 | 0 | 0 | 0 | 0 | 0 | 0 | 0 | 0 | 0 | 0 | 0 | 0 | 0 | 0 | 0 | 0 | 0 | 0 | 0 | 0 | 0 | 0 | 0 | 0 | 0 | 0 | 0 | 0 | 0 | 0 | 0 | 0 | 0 | 0 | 0 | 0 | 0 | 0 | 0 | 0 | 0 | 0 | 0 | 0 | 0 | 0 | 0 | 0 | 0 | 0 | 0 | 0 | 0 | 0 | 0 | 0 | 0 | 0 | 0 | 0 | 0 | 0 | 0 | 0 | 0 | 0 | 0 | 0 | 0 | 0 | 0 | 0 | 0 | 0 | 0 | 0 | 0 | 0 | 0 | 0 | 0 | 0 | 0 | 0 | 0 | 0 | 0 | 0 | 0 | 0 | 0 | 0 | 0 | 0 | 0 | 0 | 0 | 0 | 0 | 0 | 0 | 0 | 0 | 0 | 0 | 0 | 0 | 0 | 0 | 0 | 0 | 0
0 | 0 | 0 | 0 | 0 | 0 | 0 | 0 | 0 | 0 | 0 | 0 | 0 | 0 | 0 | 0 | 0 | 0 | 0 | 0 | 0 | 0 | 0 | 0 | 0 | 0 | 0 | 0 | 0 | 0 | 0 | 0 | 0 | 0 | 0 | 0 | 0 | 0 | 0 | 0 | 0 | 0 | 0 | 0 | 0 | 0 | 0 | 0 | 0 | 0 | 0 | 0 | 0 | 0 | 0 | 0 | 0 | 0 | 0 | 0 | 0 | 0 | 0 | 0 | 0 | 0 | 0 | 0 | 0 | 0 | 0 | 0 | 0 | 0 | 0 | 0 | 0 | 0 | 0 | 0 | 0 | 0 | 0 | 0 | 0 | 0 | 0 | 0 | 0 | 0 | 0 | 0 | 0 | 0 | 0 | 0 | 0 | 0 | 0 | 0 | 0 | 0 | 0 | 0 | 0 | 0 | 0 | 0 | 0 | 0 | 0 | 0 | 0 | 0 | 0 | 0 | 0 | 0 | 0 | 0 | 0 | 0 | 0 | 0 | 0 | 0 | 0 | 0 | 0 | 0 | 0 | 0 | 0 | 0 | 0 | 0 | 0 | 0 | 0 | 0 | 0 | 0 | 0 | 0 | 0 | 0 | 0 | 0 | 0 | 0 | 0 | 0 | 0 | 0 | 0 | 0 | 0 | 0 | 0 | 0 | 0 | 0 | 0 | 0 | 0 | 0 | 0 | 0 | 0 | 0 | 0 | 0 | 0 | 0 | 0 | 0 | 0 | 0 | 0 | 0 | 0 | 0 | 0 | 0 | 0 | 0 | 0
0 | 0 | 0 | 0 | 0 | 0 | 0 | 0 | 0 | 0 | 0 | 0 | 0 | 0 | 0 | 0 | 0 | 0 | 0 | 0 | 0 | 0 | 0 | 0 | 0 | 0 | 0 | 0 | 0 | 0 | 0 | 0 | 0 | 0 | 0 | 0 | 0 | 0 | 0 | 0 | 0 | 0 | 0 | 0 | 0 | 0 | 0 | 0 | 0 | 0 | 0 | 0 | 0 | 0 | 0 | 0 | 0 | 0 | 0 | 0 | 0 | 0 | 0 | 0 | 0 | 0 | 0 | 0 | 0 | 0 | 0 | 0 | 0 | 0 | 0 | 0 | 0 | 0 | 0 | 0 | 0 | 0 | 0 | 0 | 0 | 0 | 0 | 0 | 0 | 0 | 0 | 0 | 0 | 0 | 0 | 0 | 0 | 0 | 0 | 0 | 0 | 0 | 0 | 0 | 0 | 0 | 0 | 0 | 0 | 0 | 0 | 0 | 0 | 0 | 0 | 0 | 0 | 0 | 0 | 0 | 0 | 0 | 0 | 0 | 0 | 0 | 0 | 0 | 0 | 0 | 0 | 0 | 0 | 0 | 0 | 0 | 0 | 0 | 0 | 0 | 0 | 0 | 0 | 0 | 0 | 0 | 0 | 0 | 0 | 0 | 0 | 0 | 0 | 0 | 0 | 0 | 0 | 0 | 0 | 0 | 0 | 0 | 0 | 0 | 0 | 0 | 0 | 0 | 0 | 0 | 0 | 0 | 0 | 0 | 0 | 0 | 0 | 0 | 0 | 0 | 0 | 0 | 0 | 0 | 0 | 0 | 0
0 | 0 | 0 | 0 | 0 | 0 | 0 | 0 | 0 | 0 | 0 | 0 | 0 | 0 | 0 | 0 | 0 | 0 | 0 | 0 | 0 | 0 | 0 | 0 | 0 | 0 | 0 | 0 | 0 | 0 | 0 | 0 | 0 | 0 | 0 | 0 | 0 | 0 | 0 | 0 | 0 | 0 | 0 | 0 | 0 | 0 | 0 | 0 | 0 | 0 | 0 | 0 | 0 | 0 | 0 | 0 | 0 | 0 | 0 | 0 | 0 | 0 | 0 | 0 | 0 | 0 | 0 | 0 | 0 | 0 | 0 | 0 | 0 | 0 | 0 | 0 | 0 | 0 | 0 | 0 | 0 | 0 | 0 | 0 | 0 | 0 | 0 | 0 | 0 | 0 | 0 | 0 | 0 | 0 | 0 | 0 | 0 | 0 | 0 | 0 | 0 | 0 | 0 | 0 | 0 | 0 | 0 | 0 | 0 | 0 | 0 | 0 | 0 | 0 | 0 | 0 | 0 | 0 | 0 | 0 | 0 | 0 | 0 | 0 | 0 | 0 | 0 | 0 | 0 | 0 | 0 | 0 | 0 | 0 | 0 | 0 | 0 | 0 | 0 | 0 | 0 | 0 | 0 | 0 | 0 | 0 | 0 | 0 | 0 | 0 | 0 | 0 | 0 | 0 | 0 | 0 | 0 | 0 | 0 | 0 | 0 | 0 | 0 | 0 | 0 | 0 | 0 | 0 | 0 | 0 | 0 | 0 | 0 | 0 | 0 | 0 | 0 | 0 | 0 | 0 | 0 | 0 | 0 | 0 | 0 | 0 | 0
0 | 0 | 0 | 0 | 0 | 0 | 0 | 0 | 0 | 0 | 0 | 0 | 0 | 0 | 0 | 0 | 0 | 0 | 0 | 0 | 0 | 0 | 0 | 0 | 0 | 0 | 0 | 0 | 0 | 0 | 0 | 0 | 0 | 0 | 0 | 0 | 0 | 0 | 0 | 0 | 0 | 0 | 0 | 0 | 0 | 0 | 0 | 0 | 0 | 0 | 0 | 0 | 0 | 0 | 0 | 0 | 0 | 0 | 0 | 0 | 0 | 0 | 0 | 0 | 0 | 0 | 0 | 0 | 0 | 0 | 0 | 0 | 0 | 0 | 0 | 0 | 0 | 0 | 0 | 0 | 0 | 0 | 0 | 0 | 0 | 0 | 0 | 0 | 0 | 0 | 0 | 0 | 0 | 0 | 0 | 0 | 0 | 0 | 0 | 0 | 0 | 0 | 0 | 0 | 0 | 0 | 0 | 0 | 0 | 0 | 0 | 0 | 0 | 0 | 0 | 0 | 0 | 0 | 0 | 0 | 0 | 0 | 0 | 0 | 0 | 0 | 0 | 0 | 0 | 0 | 0 | 0 | 0 | 0 | 0 | 0 | 0 | 0 | 0 | 0 | 0 | 0 | 0 | 0 | 0 | 0 | 0 | 0 | 0 | 0 | 0 | 0 | 0 | 0 | 0 | 0 | 0 | 0 | 0 | 0 | 0 | 0 | 0 | 0 | 0 | 0 | 0 | 0 | 0 | 0 | 0 | 0 | 0 | 0 | 0 | 0 | 0 | 0 | 0 | 0 | 0 | 0 | 0 | 0 | 0 | 0 | 0

## Age profile (years)
Asset calcs
|  |  |  | St life | Installation date | [90 empty] | Remaining life | [90 empty] | RC | q
ID | ID | ID | EDB ID |  | 2014 | 2013 | 2012 | 2011 | 2010 | 2009 | 2008 | 2007 | 2006 | 2005 | 2004 | 2003 | 2002 | 2001 | 2000 | 1999 | 1998 | 1997 | 1996 | 1995 | 1994 | 1993 | 1992 | 1991 | 1990 | 1989 | 1988 | 1987 | 1986 | 1985 | 1984 | 1983 | 1982 | 1981 | 1980 | 1979 | 1978 | 1977 | 1976 | 1975 | 1974 | 1973 | 1972 | 1971 | 1970 | 1969 | 1968 | 1967 | 1966 | 1965 | 1964 | 1963 | 1962 | 1961 | 1960 | 1959 | 1958 | 1957 | 1956 | 1955 | 1954 | 1953 | 1952 | 1951 | 1950 | 1949 | 1948 | 1947 | 1946 | 1945 | 1944 | 1943 | 1942 | 1941 | 1940 | 1939 | 1938 | 1937 | 1936 | 1935 | 1934 | 1933 | 1932 | 1931 | 1930 | 1929 | 1928 | 1927 | 1926 | 1925 | 1924 | 0.5 | 1.5 | 2.5 | 3.5 | 4.5 | 5.5 | 6.5 | 7.5 | 8.5 | 9.5 | 10.5 | 11.5 | 12.5 | 13.5 | 14.5 | 15.5 | 16.5 | 17.5 | 18.5 | 19.5 | 20.5 | 21.5 | 22.5 | 23.5 | 24.5 | 25.5 | 26.5 | 27.5 | 28.5 | 29.5 | 30.5 | 31.5 | 32.5 | 33.5 | 34.5 | 35.5 | 36.5 | 37.5 | 38.5 | 39.5 | 40.5 | 41.5 | 42.5 | 43.5 | 44.5 | 45.5 | 46.5 | 47.5 | 48.5 | 49.5 | 50.5 | 51.5 | 52.5 | 53.5 | 54.5 | 55.5 | 56.5 | 57.5 | 58.5 | 59.5 | 60.5 | 61.5 | 62.5 | 63.5 | 64.5 | 65.5 | 66.5 | 67.5 | 68.5 | 69.5 | 70.5 | 71.5 | 72.5 | 73.5 | 74.5 | 75.5 | 76.5 | 77.5 | 78.5 | 79.5 | 80.5 | 81.5 | 82.5 | 83.5 | 84.5 | 85.5 | 86.5 | 87.5 | 88.5 | 89.5 | 90.5 | <=-10
1 |  |  | Poles
2 |  |  | Overhead conductors
3 |  |  | Underground cables
4 |  |  | Service Lines
5 |  |  | Distribution transformers
6 |  |  | Distribution switchgear
7 |  |  | Zone transformers
8 |  |  | Zone switchgear
9 |  |  | Public Lighting
10 |  |  | Protection/Scada
11 |  |  | Poletop Structures
12 |  |  | 0
Total
EDB categories
0 | 0 | 0 | 0 | 0 | 0 | 0 | 0 | 0 | 0 | 0 | 0 | 0 | 0 | 0 | 0 | 0 | 0 | 0 | 0 | 0 | 0 | 0 | 0 | 0 | 0 | 0 | 0 | 0 | 0 | 0 | 0 | 0 | 0 | 0 | 0 | 0 | 0 | 0 | 0 | 0 | 0 | 0 | 0 | 0 | 0 | 0 | 0 | 0 | 0 | 0 | 0 | 0 | 0 | 0 | 0 | 0 | 0 | 0 | 0 | 0 | 0 | 0 | 0 | 0 | 0 | 0 | 0 | 0 | 0 | 0 | 0 | 0 | 0 | 0 | 0 | 0 | 0 | 0 | 0 | 0 | 0 | 0 | 0 | 0 | 0 | 0 | 0 | 0 | 0 | 0 | 0 | 0 | 0 | 0 | 0 | 0 | 0 | 0 | 0 | 0 | 0 | 0 | 0 | 0 | 0 | 0 | 0 | 0 | 0 | 0 | 0 | 0 | 0 | 0 | 0 | 0 | 0 | 0 | 0 | 0 | 0 | 0 | 0 | 0 | 0 | 0 | 0 | 0 | 0 | 0 | 0 | 0 | 0 | 0 | 0 | 0 | 0 | 0 | 0 | 0 | 0 | 0 | 0 | 0 | 0 | 0 | 0 | 0 | 0 | 0 | 0 | 0 | 0 | 0 | 0 | 0 | 0 | 0 | 0 | 0 | 0 | 0 | 0 | 0 | 0 | 0 | 0 | 0 | 0 | 0 | 0 | 0 | 0 | 0 | 0 | 0 | 0 | 0 | 0 | 0 | 0 | 0 | 0 | 0 | 0 | 0 | 0 | 0
0 | 0 | 0 | 0 | 0 | 0 | 0 | 0 | 0 | 0 | 0 | 0 | 0 | 0 | 0 | 0 | 0 | 0 | 0 | 0 | 0 | 0 | 0 | 0 | 0 | 0 | 0 | 0 | 0 | 0 | 0 | 0 | 0 | 0 | 0 | 0 | 0 | 0 | 0 | 0 | 0 | 0 | 0 | 0 | 0 | 0 | 0 | 0 | 0 | 0 | 0 | 0 | 0 | 0 | 0 | 0 | 0 | 0 | 0 | 0 | 0 | 0 | 0 | 0 | 0 | 0 | 0 | 0 | 0 | 0 | 0 | 0 | 0 | 0 | 0 | 0 | 0 | 0 | 0 | 0 | 0 | 0 | 0 | 0 | 0 | 0 | 0 | 0 | 0 | 0 | 0 | 0 | 0 | 0 | 0 | 0 | 0 | 0 | 0 | 0 | 0 | 0 | 0 | 0 | 0 | 0 | 0 | 0 | 0 | 0 | 0 | 0 | 0 | 0 | 0 | 0 | 0 | 0 | 0 | 0 | 0 | 0 | 0 | 0 | 0 | 0 | 0 | 0 | 0 | 0 | 0 | 0 | 0 | 0 | 0 | 0 | 0 | 0 | 0 | 0 | 0 | 0 | 0 | 0 | 0 | 0 | 0 | 0 | 0 | 0 | 0 | 0 | 0 | 0 | 0 | 0 | 0 | 0 | 0 | 0 | 0 | 0 | 0 | 0 | 0 | 0 | 0 | 0 | 0 | 0 | 0 | 0 | 0 | 0 | 0 | 0 | 0 | 0 | 0 | 0 | 0 | 0 | 0 | 0 | 0 | 0 | 0 | 0 | 0
0 | 0 | 0 | Poles | 0 | 0 | 0 | 0 | 0 | 0 | 0 | 0 | 0 | 0 | 0 | 0 | 0 | 0 | 0 | 0 | 0 | 0 | 0 | 0 | 0 | 0 | 0 | 0 | 0 | 0 | 0 | 0 | 0 | 0 | 0 | 0 | 0 | 0 | 0 | 0 | 0 | 0 | 0 | 0 | 0 | 0 | 0 | 0 | 0 | 0 | 0 | 0 | 0 | 0 | 0 | 0 | 0 | 0 | 0 | 0 | 0 | 0 | 0 | 0 | 0 | 0 | 0 | 0 | 0 | 0 | 0 | 0 | 0 | 0 | 0 | 0 | 0 | 0 | 0 | 0 | 0 | 0 | 0 | 0 | 0 | 0 | 0 | 0 | 0 | 0 | 0 | 0 | 0 | 0 | 0 | 0 | 0 | 0 | 0 | 0 | 0 | 0 | 0 | 0 | 0 | 0 | 0 | 0 | 0 | 0 | 0 | 0 | 0 | 0 | 0 | 0 | 0 | 0 | 0 | 0 | 0 | 0 | 0 | 0 | 0 | 0 | 0 | 0 | 0 | 0 | 0 | 0 | 0 | 0 | 0 | 0 | 0 | 0 | 0 | 0 | 0 | 0 | 0 | 0 | 0 | 0 | 0 | 0 | 0 | 0 | 0 | 0 | 0 | 0 | 0 | 0 | 0 | 0 | 0 | 0 | 0 | 0 | 0 | 0 | 0 | 0 | 0 | 0 | 0 | 0 | 0 | 0 | 0 | 0 | 0 | 0 | 0 | 0 | 0 | 0 | 0 | 0 | 0 | 0 | 0 | 0 | 0 | 0 | 0
1 | 0 | 0 | STAKING OF A WOODEN POLE | 25.3595 | 2014 | 2013 | 2012 | 2011 | 2010 | 2009 | 2008 | 2007 | 2006 | 2005 | 2004 | 2003 | 2002 | 2001 | 2000 | 1999 | 1998 | 1997 | 1996 | 1995 | 1994 | 1993 | 1992 | 1991 | 1990 | 1989 | 1988 | 1987 | 1986 | 1985 | 1984 | 1983 | 1982 | 1981 | 1980 | 1979 | 1978 | 1977 | 1976 | 1975 | 1974 | 1973 | 1972 | 1971 | 1970 | 1969 | 1968 | 1967 | 1966 | 1965 | 1964 | 1963 | 1962 | 1961 | 1960 | 1959 | 1958 | 1957 | 1956 | 1955 | 1954 | 1953 | 1952 | 1951 | 1950 | 1949 | 1948 | 1947 | 1946 | 1945 | 1944 | 1943 | 1942 | 1941 | 1940 | 1939 | 1938 | 1937 | 1936 | 1935 | 1934 | 1933 | 1932 | 1931 | 1930 | 1929 | 1928 | 1927 | 1926 | 1925 | 1924 | 25 | 24 | 23 | 22 | 21 | 20 | 19 | 18 | 17 | 16 | 15 | 14 | 13 | 12 | 11 | 10 | 9 | 8 | 7 | 6 | 5 | 4 | 3 | 2 | 1 | 0 | -1 | -2 | -3 | -4 | -5 | -6 | -7 | -8 | -9 | -10 | -11 | -12 | -13 | -14 | -15 | -16 | -17 | -18 | -19 | -20 | -21 | -22 | -23 | -24 | -25 | -26 | -27 | -28 | -29 | -30 | -31 | -32 | -33 | -34 | -35 | -36 | -37 | -38 | -39 | -40 | -41 | -42 | -43 | -44 | -45 | -46 | -47 | -48 | -49 | -50 | -51 | -52 | -53 | -54 | -55 | -56 | -57 | -58 | -59 | -60 | -61 | -62 | -63 | -64 | -65 | 0 | 0
1 | 0 | 0 | ˂ = 1 kV; WOOD | 74.3441 | 2014 | 2013 | 2012 | 2011 | 2010 | 2009 | 2008 | 2007 | 2006 | 2005 | 2004 | 2003 | 2002 | 2001 | 2000 | 1999 | 1998 | 1997 | 1996 | 1995 | 1994 | 1993 | 1992 | 1991 | 1990 | 1989 | 1988 | 1987 | 1986 | 1985 | 1984 | 1983 | 1982 | 1981 | 1980 | 1979 | 1978 | 1977 | 1976 | 1975 | 1974 | 1973 | 1972 | 1971 | 1970 | 1969 | 1968 | 1967 | 1966 | 1965 | 1964 | 1963 | 1962 | 1961 | 1960 | 1959 | 1958 | 1957 | 1956 | 1955 | 1954 | 1953 | 1952 | 1951 | 1950 | 1949 | 1948 | 1947 | 1946 | 1945 | 1944 | 1943 | 1942 | 1941 | 1940 | 1939 | 1938 | 1937 | 1936 | 1935 | 1934 | 1933 | 1932 | 1931 | 1930 | 1929 | 1928 | 1927 | 1926 | 1925 | 1924 | 74 | 73 | 72 | 71 | 70 | 69 | 68 | 67 | 66 | 65 | 64 | 63 | 62 | 61 | 60 | 59 | 58 | 57 | 56 | 55 | 54 | 53 | 52 | 51 | 50 | 49 | 48 | 47 | 46 | 45 | 44 | 43 | 42 | 41 | 40 | 39 | 38 | 37 | 36 | 35 | 34 | 33 | 32 | 31 | 30 | 29 | 28 | 27 | 26 | 25 | 24 | 23 | 22 | 21 | 20 | 19 | 18 | 17 | 16 | 15 | 14 | 13 | 12 | 11 | 10 | 9 | 8 | 7 | 6 | 5 | 4 | 3 | 2 | 1 | 0 | -1 | -2 | -3 | -4 | -5 | -6 | -7 | -8 | -9 | -10 | -11 | -12 | -13 | -14 | -15 | -16 | 139.0173 | 21
1 | 0 | 0 | > 1 kV & < = 11 kV; WOOD | 68.599 | 2014 | 2013 | 2012 | 2011 | 2010 | 2009 | 2008 | 2007 | 2006 | 2005 | 2004 | 2003 | 2002 | 2001 | 2000 | 1999 | 1998 | 1997 | 1996 | 1995 | 1994 | 1993 | 1992 | 1991 | 1990 | 1989 | 1988 | 1987 | 1986 | 1985 | 1984 | 1983 | 1982 | 1981 | 1980 | 1979 | 1978 | 1977 | 1976 | 1975 | 1974 | 1973 | 1972 | 1971 | 1970 | 1969 | 1968 | 1967 | 1966 | 1965 | 1964 | 1963 | 1962 | 1961 | 1960 | 1959 | 1958 | 1957 | 1956 | 1955 | 1954 | 1953 | 1952 | 1951 | 1950 | 1949 | 1948 | 1947 | 1946 | 1945 | 1944 | 1943 | 1942 | 1941 | 1940 | 1939 | 1938 | 1937 | 1936 | 1935 | 1934 | 1933 | 1932 | 1931 | 1930 | 1929 | 1928 | 1927 | 1926 | 1925 | 1924 | 69 | 68 | 67 | 66 | 65 | 64 | 63 | 62 | 61 | 60 | 59 | 58 | 57 | 56 | 55 | 54 | 53 | 52 | 51 | 50 | 49 | 48 | 47 | 46 | 45 | 44 | 43 | 42 | 41 | 40 | 39 | 38 | 37 | 36 | 35 | 34 | 33 | 32 | 31 | 30 | 29 | 28 | 27 | 26 | 25 | 24 | 23 | 22 | 21 | 20 | 19 | 18 | 17 | 16 | 15 | 14 | 13 | 12 | 11 | 10 | 9 | 8 | 7 | 6 | 5 | 4 | 3 | 2 | 1 | 0 | -1 | -2 | -3 | -4 | -5 | -6 | -7 | -8 | -9 | -10 | -11 | -12 | -13 | -14 | -15 | -16 | -17 | -18 | -19 | -20 | -21 | 0 | 0
1 | 0 | 0 | ˃ 11 kV & < = 22 kV; WOOD | 70.2634 | 2014 | 2013 | 2012 | 2011 | 2010 | 2009 | 2008 | 2007 | 2006 | 2005 | 2004 | 2003 | 2002 | 2001 | 2000 | 1999 | 1998 | 1997 | 1996 | 1995 | 1994 | 1993 | 1992 | 1991 | 1990 | 1989 | 1988 | 1987 | 1986 | 1985 | 1984 | 1983 | 1982 | 1981 | 1980 | 1979 | 1978 | 1977 | 1976 | 1975 | 1974 | 1973 | 1972 | 1971 | 1970 | 1969 | 1968 | 1967 | 1966 | 1965 | 1964 | 1963 | 1962 | 1961 | 1960 | 1959 | 1958 | 1957 | 1956 | 1955 | 1954 | 1953 | 1952 | 1951 | 1950 | 1949 | 1948 | 1947 | 1946 | 1945 | 1944 | 1943 | 1942 | 1941 | 1940 | 1939 | 1938 | 1937 | 1936 | 1935 | 1934 | 1933 | 1932 | 1931 | 1930 | 1929 | 1928 | 1927 | 1926 | 1925 | 1924 | 70 | 69 | 68 | 67 | 66 | 65 | 64 | 63 | 62 | 61 | 60 | 59 | 58 | 57 | 56 | 55 | 54 | 53 | 52 | 51 | 50 | 49 | 48 | 47 | 46 | 45 | 44 | 43 | 42 | 41 | 40 | 39 | 38 | 37 | 36 | 35 | 34 | 33 | 32 | 31 | 30 | 29 | 28 | 27 | 26 | 25 | 24 | 23 | 22 | 21 | 20 | 19 | 18 | 17 | 16 | 15 | 14 | 13 | 12 | 11 | 10 | 9 | 8 | 7 | 6 | 5 | 4 | 3 | 2 | 1 | 0 | -1 | -2 | -3 | -4 | -5 | -6 | -7 | -8 | -9 | -10 | -11 | -12 | -13 | -14 | -15 | -16 | -17 | -18 | -19 | -20 | 1295.208 | 195
1 | 0 | 0 | > 22 kV & < = 66 kV; WOOD | 73.1287 | 2014 | 2013 | 2012 | 2011 | 2010 | 2009 | 2008 | 2007 | 2006 | 2005 | 2004 | 2003 | 2002 | 2001 | 2000 | 1999 | 1998 | 1997 | 1996 | 1995 | 1994 | 1993 | 1992 | 1991 | 1990 | 1989 | 1988 | 1987 | 1986 | 1985 | 1984 | 1983 | 1982 | 1981 | 1980 | 1979 | 1978 | 1977 | 1976 | 1975 | 1974 | 1973 | 1972 | 1971 | 1970 | 1969 | 1968 | 1967 | 1966 | 1965 | 1964 | 1963 | 1962 | 1961 | 1960 | 1959 | 1958 | 1957 | 1956 | 1955 | 1954 | 1953 | 1952 | 1951 | 1950 | 1949 | 1948 | 1947 | 1946 | 1945 | 1944 | 1943 | 1942 | 1941 | 1940 | 1939 | 1938 | 1937 | 1936 | 1935 | 1934 | 1933 | 1932 | 1931 | 1930 | 1929 | 1928 | 1927 | 1926 | 1925 | 1924 | 73 | 72 | 71 | 70 | 69 | 68 | 67 | 66 | 65 | 64 | 63 | 62 | 61 | 60 | 59 | 58 | 57 | 56 | 55 | 54 | 53 | 52 | 51 | 50 | 49 | 48 | 47 | 46 | 45 | 44 | 43 | 42 | 41 | 40 | 39 | 38 | 37 | 36 | 35 | 34 | 33 | 32 | 31 | 30 | 29 | 28 | 27 | 26 | 25 | 24 | 23 | 22 | 21 | 20 | 19 | 18 | 17 | 16 | 15 | 14 | 13 | 12 | 11 | 10 | 9 | 8 | 7 | 6 | 5 | 4 | 3 | 2 | 1 | 0 | -1 | -2 | -3 | -4 | -5 | -6 | -7 | -8 | -9 | -10 | -11 | -12 | -13 | -14 | -15 | -16 | -17 | 16.6243 | 2
1 | 0 | 0 | ˂ = 1 kV; CONCRETE | 54.6572 | 2014 | 2013 | 2012 | 2011 | 2010 | 2009 | 2008 | 2007 | 2006 | 2005 | 2004 | 2003 | 2002 | 2001 | 2000 | 1999 | 1998 | 1997 | 1996 | 1995 | 1994 | 1993 | 1992 | 1991 | 1990 | 1989 | 1988 | 1987 | 1986 | 1985 | 1984 | 1983 | 1982 | 1981 | 1980 | 1979 | 1978 | 1977 | 1976 | 1975 | 1974 | 1973 | 1972 | 1971 | 1970 | 1969 | 1968 | 1967 | 1966 | 1965 | 1964 | 1963 | 1962 | 1961 | 1960 | 1959 | 1958 | 1957 | 1956 | 1955 | 1954 | 1953 | 1952 | 1951 | 1950 | 1949 | 1948 | 1947 | 1946 | 1945 | 1944 | 1943 | 1942 | 1941 | 1940 | 1939 | 1938 | 1937 | 1936 | 1935 | 1934 | 1933 | 1932 | 1931 | 1930 | 1929 | 1928 | 1927 | 1926 | 1925 | 1924 | 55 | 54 | 53 | 52 | 51 | 50 | 49 | 48 | 47 | 46 | 45 | 44 | 43 | 42 | 41 | 40 | 39 | 38 | 37 | 36 | 35 | 34 | 33 | 32 | 31 | 30 | 29 | 28 | 27 | 26 | 25 | 24 | 23 | 22 | 21 | 20 | 19 | 18 | 17 | 16 | 15 | 14 | 13 | 12 | 11 | 10 | 9 | 8 | 7 | 6 | 5 | 4 | 3 | 2 | 1 | 0 | -1 | -2 | -3 | -4 | -5 | -6 | -7 | -8 | -9 | -10 | -11 | -12 | -13 | -14 | -15 | -16 | -17 | -18 | -19 | -20 | -21 | -22 | -23 | -24 | -25 | -26 | -27 | -28 | -29 | -30 | -31 | -32 | -33 | -34 | -35 | 70.7345 | 4
1 | 0 | 0 | > 1 kV & < = 11 kV; CONCRETE | 38.9 | 2014 | 2013 | 2012 | 2011 | 2010 | 2009 | 2008 | 2007 | 2006 | 2005 | 2004 | 2003 | 2002 | 2001 | 2000 | 1999 | 1998 | 1997 | 1996 | 1995 | 1994 | 1993 | 1992 | 1991 | 1990 | 1989 | 1988 | 1987 | 1986 | 1985 | 1984 | 1983 | 1982 | 1981 | 1980 | 1979 | 1978 | 1977 | 1976 | 1975 | 1974 | 1973 | 1972 | 1971 | 1970 | 1969 | 1968 | 1967 | 1966 | 1965 | 1964 | 1963 | 1962 | 1961 | 1960 | 1959 | 1958 | 1957 | 1956 | 1955 | 1954 | 1953 | 1952 | 1951 | 1950 | 1949 | 1948 | 1947 | 1946 | 1945 | 1944 | 1943 | 1942 | 1941 | 1940 | 1939 | 1938 | 1937 | 1936 | 1935 | 1934 | 1933 | 1932 | 1931 | 1930 | 1929 | 1928 | 1927 | 1926 | 1925 | 1924 | 39 | 38 | 37 | 36 | 35 | 34 | 33 | 32 | 31 | 30 | 29 | 28 | 27 | 26 | 25 | 24 | 23 | 22 | 21 | 20 | 19 | 18 | 17 | 16 | 15 | 14 | 13 | 12 | 11 | 10 | 9 | 8 | 7 | 6 | 5 | 4 | 3 | 2 | 1 | 0 | -1 | -2 | -3 | -4 | -5 | -6 | -7 | -8 | -9 | -10 | -11 | -12 | -13 | -14 | -15 | -16 | -17 | -18 | -19 | -20 | -21 | -22 | -23 | -24 | -25 | -26 | -27 | -28 | -29 | -30 | -31 | -32 | -33 | -34 | -35 | -36 | -37 | -38 | -39 | -40 | -41 | -42 | -43 | -44 | -45 | -46 | -47 | -48 | -49 | -50 | -51 | 0 | 0
1 | 0 | 0 | ˃ 11 kV & < = 22 kV; CONCRETE | 48.6143 | 2014 | 2013 | 2012 | 2011 | 2010 | 2009 | 2008 | 2007 | 2006 | 2005 | 2004 | 2003 | 2002 | 2001 | 2000 | 1999 | 1998 | 1997 | 1996 | 1995 | 1994 | 1993 | 1992 | 1991 | 1990 | 1989 | 1988 | 1987 | 1986 | 1985 | 1984 | 1983 | 1982 | 1981 | 1980 | 1979 | 1978 | 1977 | 1976 | 1975 | 1974 | 1973 | 1972 | 1971 | 1970 | 1969 | 1968 | 1967 | 1966 | 1965 | 1964 | 1963 | 1962 | 1961 | 1960 | 1959 | 1958 | 1957 | 1956 | 1955 | 1954 | 1953 | 1952 | 1951 | 1950 | 1949 | 1948 | 1947 | 1946 | 1945 | 1944 | 1943 | 1942 | 1941 | 1940 | 1939 | 1938 | 1937 | 1936 | 1935 | 1934 | 1933 | 1932 | 1931 | 1930 | 1929 | 1928 | 1927 | 1926 | 1925 | 1924 | 49 | 48 | 47 | 46 | 45 | 44 | 43 | 42 | 41 | 40 | 39 | 38 | 37 | 36 | 35 | 34 | 33 | 32 | 31 | 30 | 29 | 28 | 27 | 26 | 25 | 24 | 23 | 22 | 21 | 20 | 19 | 18 | 17 | 16 | 15 | 14 | 13 | 12 | 11 | 10 | 9 | 8 | 7 | 6 | 5 | 4 | 3 | 2 | 1 | 0 | -1 | -2 | -3 | -4 | -5 | -6 | -7 | -8 | -9 | -10 | -11 | -12 | -13 | -14 | -15 | -16 | -17 | -18 | -19 | -20 | -21 | -22 | -23 | -24 | -25 | -26 | -27 | -28 | -29 | -30 | -31 | -32 | -33 | -34 | -35 | -36 | -37 | -38 | -39 | -40 | -41 | 34.4847 | 2
1 | 0 | 0 | > 22 kV & < = 66 kV; CONCRETE | 52.117 | 2014 | 2013 | 2012 | 2011 | 2010 | 2009 | 2008 | 2007 | 2006 | 2005 | 2004 | 2003 | 2002 | 2001 | 2000 | 1999 | 1998 | 1997 | 1996 | 1995 | 1994 | 1993 | 1992 | 1991 | 1990 | 1989 | 1988 | 1987 | 1986 | 1985 | 1984 | 1983 | 1982 | 1981 | 1980 | 1979 | 1978 | 1977 | 1976 | 1975 | 1974 | 1973 | 1972 | 1971 | 1970 | 1969 | 1968 | 1967 | 1966 | 1965 | 1964 | 1963 | 1962 | 1961 | 1960 | 1959 | 1958 | 1957 | 1956 | 1955 | 1954 | 1953 | 1952 | 1951 | 1950 | 1949 | 1948 | 1947 | 1946 | 1945 | 1944 | 1943 | 1942 | 1941 | 1940 | 1939 | 1938 | 1937 | 1936 | 1935 | 1934 | 1933 | 1932 | 1931 | 1930 | 1929 | 1928 | 1927 | 1926 | 1925 | 1924 | 52 | 51 | 50 | 49 | 48 | 47 | 46 | 45 | 44 | 43 | 42 | 41 | 40 | 39 | 38 | 37 | 36 | 35 | 34 | 33 | 32 | 31 | 30 | 29 | 28 | 27 | 26 | 25 | 24 | 23 | 22 | 21 | 20 | 19 | 18 | 17 | 16 | 15 | 14 | 13 | 12 | 11 | 10 | 9 | 8 | 7 | 6 | 5 | 4 | 3 | 2 | 1 | 0 | -1 | -2 | -3 | -4 | -5 | -6 | -7 | -8 | -9 | -10 | -11 | -12 | -13 | -14 | -15 | -16 | -17 | -18 | -19 | -20 | -21 | -22 | -23 | -24 | -25 | -26 | -27 | -28 | -29 | -30 | -31 | -32 | -33 | -34 | -35 | -36 | -37 | -38 | 0 | 0
1 | 0 | 0 | ˂ = 1 kV; STEEL | 58.5261 | 2014 | 2013 | 2012 | 2011 | 2010 | 2009 | 2008 | 2007 | 2006 | 2005 | 2004 | 2003 | 2002 | 2001 | 2000 | 1999 | 1998 | 1997 | 1996 | 1995 | 1994 | 1993 | 1992 | 1991 | 1990 | 1989 | 1988 | 1987 | 1986 | 1985 | 1984 | 1983 | 1982 | 1981 | 1980 | 1979 | 1978 | 1977 | 1976 | 1975 | 1974 | 1973 | 1972 | 1971 | 1970 | 1969 | 1968 | 1967 | 1966 | 1965 | 1964 | 1963 | 1962 | 1961 | 1960 | 1959 | 1958 | 1957 | 1956 | 1955 | 1954 | 1953 | 1952 | 1951 | 1950 | 1949 | 1948 | 1947 | 1946 | 1945 | 1944 | 1943 | 1942 | 1941 | 1940 | 1939 | 1938 | 1937 | 1936 | 1935 | 1934 | 1933 | 1932 | 1931 | 1930 | 1929 | 1928 | 1927 | 1926 | 1925 | 1924 | 59 | 58 | 57 | 56 | 55 | 54 | 53 | 52 | 51 | 50 | 49 | 48 | 47 | 46 | 45 | 44 | 43 | 42 | 41 | 40 | 39 | 38 | 37 | 36 | 35 | 34 | 33 | 32 | 31 | 30 | 29 | 28 | 27 | 26 | 25 | 24 | 23 | 22 | 21 | 20 | 19 | 18 | 17 | 16 | 15 | 14 | 13 | 12 | 11 | 10 | 9 | 8 | 7 | 6 | 5 | 4 | 3 | 2 | 1 | 0 | -1 | -2 | -3 | -4 | -5 | -6 | -7 | -8 | -9 | -10 | -11 | -12 | -13 | -14 | -15 | -16 | -17 | -18 | -19 | -20 | -21 | -22 | -23 | -24 | -25 | -26 | -27 | -28 | -29 | -30 | -31 | 32.8057 | 3
1 | 0 | 0 | ˃ 11 kV & < = 22 kV; STEEL | 38.9 | 2014 | 2013 | 2012 | 2011 | 2010 | 2009 | 2008 | 2007 | 2006 | 2005 | 2004 | 2003 | 2002 | 2001 | 2000 | 1999 | 1998 | 1997 | 1996 | 1995 | 1994 | 1993 | 1992 | 1991 | 1990 | 1989 | 1988 | 1987 | 1986 | 1985 | 1984 | 1983 | 1982 | 1981 | 1980 | 1979 | 1978 | 1977 | 1976 | 1975 | 1974 | 1973 | 1972 | 1971 | 1970 | 1969 | 1968 | 1967 | 1966 | 1965 | 1964 | 1963 | 1962 | 1961 | 1960 | 1959 | 1958 | 1957 | 1956 | 1955 | 1954 | 1953 | 1952 | 1951 | 1950 | 1949 | 1948 | 1947 | 1946 | 1945 | 1944 | 1943 | 1942 | 1941 | 1940 | 1939 | 1938 | 1937 | 1936 | 1935 | 1934 | 1933 | 1932 | 1931 | 1930 | 1929 | 1928 | 1927 | 1926 | 1925 | 1924 | 39 | 38 | 37 | 36 | 35 | 34 | 33 | 32 | 31 | 30 | 29 | 28 | 27 | 26 | 25 | 24 | 23 | 22 | 21 | 20 | 19 | 18 | 17 | 16 | 15 | 14 | 13 | 12 | 11 | 10 | 9 | 8 | 7 | 6 | 5 | 4 | 3 | 2 | 1 | 0 | -1 | -2 | -3 | -4 | -5 | -6 | -7 | -8 | -9 | -10 | -11 | -12 | -13 | -14 | -15 | -16 | -17 | -18 | -19 | -20 | -21 | -22 | -23 | -24 | -25 | -26 | -27 | -28 | -29 | -30 | -31 | -32 | -33 | -34 | -35 | -36 | -37 | -38 | -39 | -40 | -41 | -42 | -43 | -44 | -45 | -46 | -47 | -48 | -49 | -50 | -51 | 241.3928 | 14
1 | 0 | 0 | > 22 kV & < = 66 kV; STEEL | 38.9 | 2014 | 2013 | 2012 | 2011 | 2010 | 2009 | 2008 | 2007 | 2006 | 2005 | 2004 | 2003 | 2002 | 2001 | 2000 | 1999 | 1998 | 1997 | 1996 | 1995 | 1994 | 1993 | 1992 | 1991 | 1990 | 1989 | 1988 | 1987 | 1986 | 1985 | 1984 | 1983 | 1982 | 1981 | 1980 | 1979 | 1978 | 1977 | 1976 | 1975 | 1974 | 1973 | 1972 | 1971 | 1970 | 1969 | 1968 | 1967 | 1966 | 1965 | 1964 | 1963 | 1962 | 1961 | 1960 | 1959 | 1958 | 1957 | 1956 | 1955 | 1954 | 1953 | 1952 | 1951 | 1950 | 1949 | 1948 | 1947 | 1946 | 1945 | 1944 | 1943 | 1942 | 1941 | 1940 | 1939 | 1938 | 1937 | 1936 | 1935 | 1934 | 1933 | 1932 | 1931 | 1930 | 1929 | 1928 | 1927 | 1926 | 1925 | 1924 | 39 | 38 | 37 | 36 | 35 | 34 | 33 | 32 | 31 | 30 | 29 | 28 | 27 | 26 | 25 | 24 | 23 | 22 | 21 | 20 | 19 | 18 | 17 | 16 | 15 | 14 | 13 | 12 | 11 | 10 | 9 | 8 | 7 | 6 | 5 | 4 | 3 | 2 | 1 | 0 | -1 | -2 | -3 | -4 | -5 | -6 | -7 | -8 | -9 | -10 | -11 | -12 | -13 | -14 | -15 | -16 | -17 | -18 | -19 | -20 | -21 | -22 | -23 | -24 | -25 | -26 | -27 | -28 | -29 | -30 | -31 | -32 | -33 | -34 | -35 | -36 | -37 | -38 | -39 | -40 | -41 | -42 | -43 | -44 | -45 | -46 | -47 | -48 | -49 | -50 | -51 | 282.8761 | 12
1 | 0 | 0 | STAY POLES (AERIAL GUYS) | 77.9423 | 2014 | 2013 | 2012 | 2011 | 2010 | 2009 | 2008 | 2007 | 2006 | 2005 | 2004 | 2003 | 2002 | 2001 | 2000 | 1999 | 1998 | 1997 | 1996 | 1995 | 1994 | 1993 | 1992 | 1991 | 1990 | 1989 | 1988 | 1987 | 1986 | 1985 | 1984 | 1983 | 1982 | 1981 | 1980 | 1979 | 1978 | 1977 | 1976 | 1975 | 1974 | 1973 | 1972 | 1971 | 1970 | 1969 | 1968 | 1967 | 1966 | 1965 | 1964 | 1963 | 1962 | 1961 | 1960 | 1959 | 1958 | 1957 | 1956 | 1955 | 1954 | 1953 | 1952 | 1951 | 1950 | 1949 | 1948 | 1947 | 1946 | 1945 | 1944 | 1943 | 1942 | 1941 | 1940 | 1939 | 1938 | 1937 | 1936 | 1935 | 1934 | 1933 | 1932 | 1931 | 1930 | 1929 | 1928 | 1927 | 1926 | 1925 | 1924 | 78 | 77 | 76 | 75 | 74 | 73 | 72 | 71 | 70 | 69 | 68 | 67 | 66 | 65 | 64 | 63 | 62 | 61 | 60 | 59 | 58 | 57 | 56 | 55 | 54 | 53 | 52 | 51 | 50 | 49 | 48 | 47 | 46 | 45 | 44 | 43 | 42 | 41 | 40 | 39 | 38 | 37 | 36 | 35 | 34 | 33 | 32 | 31 | 30 | 29 | 28 | 27 | 26 | 25 | 24 | 23 | 22 | 21 | 20 | 19 | 18 | 17 | 16 | 15 | 14 | 13 | 12 | 11 | 10 | 9 | 8 | 7 | 6 | 5 | 4 | 3 | 2 | 1 | 0 | -1 | -2 | -3 | -4 | -5 | -6 | -7 | -8 | -9 | -10 | -11 | -12 | 0 | 0
0 | 0 | 0 | 0 | 0 | 0 | 0 | 0 | 0 | 0 | 0 | 0 | 0 | 0 | 0 | 0 | 0 | 0 | 0 | 0 | 0 | 0 | 0 | 0 | 0 | 0 | 0 | 0 | 0 | 0 | 0 | 0 | 0 | 0 | 0 | 0 | 0 | 0 | 0 | 0 | 0 | 0 | 0 | 0 | 0 | 0 | 0 | 0 | 0 | 0 | 0 | 0 | 0 | 0 | 0 | 0 | 0 | 0 | 0 | 0 | 0 | 0 | 0 | 0 | 0 | 0 | 0 | 0 | 0 | 0 | 0 | 0 | 0 | 0 | 0 | 0 | 0 | 0 | 0 | 0 | 0 | 0 | 0 | 0 | 0 | 0 | 0 | 0 | 0 | 0 | 0 | 0 | 0 | 0 | 0 | 0 | 0 | 0 | 0 | 0 | 0 | 0 | 0 | 0 | 0 | 0 | 0 | 0 | 0 | 0 | 0 | 0 | 0 | 0 | 0 | 0 | 0 | 0 | 0 | 0 | 0 | 0 | 0 | 0 | 0 | 0 | 0 | 0 | 0 | 0 | 0 | 0 | 0 | 0 | 0 | 0 | 0 | 0 | 0 | 0 | 0 | 0 | 0 | 0 | 0 | 0 | 0 | 0 | 0 | 0 | 0 | 0 | 0 | 0 | 0 | 0 | 0 | 0 | 0 | 0 | 0 | 0 | 0 | 0 | 0 | 0 | 0 | 0 | 0 | 0 | 0 | 0 | 0 | 0 | 0 | 0 | 0 | 0 | 0 | 0 | 0 | 0 | 0 | 0 | 0 | 0 | 0 | 0 | 0
0 | 0 | 0 | Overhead Conductors | 0 | 0 | 0 | 0 | 0 | 0 | 0 | 0 | 0 | 0 | 0 | 0 | 0 | 0 | 0 | 0 | 0 | 0 | 0 | 0 | 0 | 0 | 0 | 0 | 0 | 0 | 0 | 0 | 0 | 0 | 0 | 0 | 0 | 0 | 0 | 0 | 0 | 0 | 0 | 0 | 0 | 0 | 0 | 0 | 0 | 0 | 0 | 0 | 0 | 0 | 0 | 0 | 0 | 0 | 0 | 0 | 0 | 0 | 0 | 0 | 0 | 0 | 0 | 0 | 0 | 0 | 0 | 0 | 0 | 0 | 0 | 0 | 0 | 0 | 0 | 0 | 0 | 0 | 0 | 0 | 0 | 0 | 0 | 0 | 0 | 0 | 0 | 0 | 0 | 0 | 0 | 0 | 0 | 0 | 0 | 0 | 0 | 0 | 0 | 0 | 0 | 0 | 0 | 0 | 0 | 0 | 0 | 0 | 0 | 0 | 0 | 0 | 0 | 0 | 0 | 0 | 0 | 0 | 0 | 0 | 0 | 0 | 0 | 0 | 0 | 0 | 0 | 0 | 0 | 0 | 0 | 0 | 0 | 0 | 0 | 0 | 0 | 0 | 0 | 0 | 0 | 0 | 0 | 0 | 0 | 0 | 0 | 0 | 0 | 0 | 0 | 0 | 0 | 0 | 0 | 0 | 0 | 0 | 0 | 0 | 0 | 0 | 0 | 0 | 0 | 0 | 0 | 0 | 0 | 0 | 0 | 0 | 0 | 0 | 0 | 0 | 0 | 0 | 0 | 0 | 0 | 0 | 0 | 0 | 0
2 | 0 | 0 | ˂ = 1 kV | 87.1414 | 2014 | 2013 | 2012 | 2011 | 2010 | 2009 | 2008 | 2007 | 2006 | 2005 | 2004 | 2003 | 2002 | 2001 | 2000 | 1999 | 1998 | 1997 | 1996 | 1995 | 1994 | 1993 | 1992 | 1991 | 1990 | 1989 | 1988 | 1987 | 1986 | 1985 | 1984 | 1983 | 1982 | 1981 | 1980 | 1979 | 1978 | 1977 | 1976 | 1975 | 1974 | 1973 | 1972 | 1971 | 1970 | 1969 | 1968 | 1967 | 1966 | 1965 | 1964 | 1963 | 1962 | 1961 | 1960 | 1959 | 1958 | 1957 | 1956 | 1955 | 1954 | 1953 | 1952 | 1951 | 1950 | 1949 | 1948 | 1947 | 1946 | 1945 | 1944 | 1943 | 1942 | 1941 | 1940 | 1939 | 1938 | 1937 | 1936 | 1935 | 1934 | 1933 | 1932 | 1931 | 1930 | 1929 | 1928 | 1927 | 1926 | 1925 | 1924 | 87 | 86 | 85 | 84 | 83 | 82 | 81 | 80 | 79 | 78 | 77 | 76 | 75 | 74 | 73 | 72 | 71 | 70 | 69 | 68 | 67 | 66 | 65 | 64 | 63 | 62 | 61 | 60 | 59 | 58 | 57 | 56 | 55 | 54 | 53 | 52 | 51 | 50 | 49 | 48 | 47 | 46 | 45 | 44 | 43 | 42 | 41 | 40 | 39 | 38 | 37 | 36 | 35 | 34 | 33 | 32 | 31 | 30 | 29 | 28 | 27 | 26 | 25 | 24 | 23 | 22 | 21 | 20 | 19 | 18 | 17 | 16 | 15 | 14 | 13 | 12 | 11 | 10 | 9 | 8 | 7 | 6 | 5 | 4 | 3 | 2 | 1 | 0 | -1 | -2 | -3 | 0 | 0
2 | 0 | 0 | > 1 kV & < = 11 kV | 40.9 | 2014 | 2013 | 2012 | 2011 | 2010 | 2009 | 2008 | 2007 | 2006 | 2005 | 2004 | 2003 | 2002 | 2001 | 2000 | 1999 | 1998 | 1997 | 1996 | 1995 | 1994 | 1993 | 1992 | 1991 | 1990 | 1989 | 1988 | 1987 | 1986 | 1985 | 1984 | 1983 | 1982 | 1981 | 1980 | 1979 | 1978 | 1977 | 1976 | 1975 | 1974 | 1973 | 1972 | 1971 | 1970 | 1969 | 1968 | 1967 | 1966 | 1965 | 1964 | 1963 | 1962 | 1961 | 1960 | 1959 | 1958 | 1957 | 1956 | 1955 | 1954 | 1953 | 1952 | 1951 | 1950 | 1949 | 1948 | 1947 | 1946 | 1945 | 1944 | 1943 | 1942 | 1941 | 1940 | 1939 | 1938 | 1937 | 1936 | 1935 | 1934 | 1933 | 1932 | 1931 | 1930 | 1929 | 1928 | 1927 | 1926 | 1925 | 1924 | 41 | 40 | 39 | 38 | 37 | 36 | 35 | 34 | 33 | 32 | 31 | 30 | 29 | 28 | 27 | 26 | 25 | 24 | 23 | 22 | 21 | 20 | 19 | 18 | 17 | 16 | 15 | 14 | 13 | 12 | 11 | 10 | 9 | 8 | 7 | 6 | 5 | 4 | 3 | 2 | 1 | 0 | -1 | -2 | -3 | -4 | -5 | -6 | -7 | -8 | -9 | -10 | -11 | -12 | -13 | -14 | -15 | -16 | -17 | -18 | -19 | -20 | -21 | -22 | -23 | -24 | -25 | -26 | -27 | -28 | -29 | -30 | -31 | -32 | -33 | -34 | -35 | -36 | -37 | -38 | -39 | -40 | -41 | -42 | -43 | -44 | -45 | -46 | -47 | -48 | -49 | 491.7301 | 9.2
2 | 0 | 0 | ˃ 11 kV & < = 22 kV ; SWER | 89.1152 | 2014 | 2013 | 2012 | 2011 | 2010 | 2009 | 2008 | 2007 | 2006 | 2005 | 2004 | 2003 | 2002 | 2001 | 2000 | 1999 | 1998 | 1997 | 1996 | 1995 | 1994 | 1993 | 1992 | 1991 | 1990 | 1989 | 1988 | 1987 | 1986 | 1985 | 1984 | 1983 | 1982 | 1981 | 1980 | 1979 | 1978 | 1977 | 1976 | 1975 | 1974 | 1973 | 1972 | 1971 | 1970 | 1969 | 1968 | 1967 | 1966 | 1965 | 1964 | 1963 | 1962 | 1961 | 1960 | 1959 | 1958 | 1957 | 1956 | 1955 | 1954 | 1953 | 1952 | 1951 | 1950 | 1949 | 1948 | 1947 | 1946 | 1945 | 1944 | 1943 | 1942 | 1941 | 1940 | 1939 | 1938 | 1937 | 1936 | 1935 | 1934 | 1933 | 1932 | 1931 | 1930 | 1929 | 1928 | 1927 | 1926 | 1925 | 1924 | 89 | 88 | 87 | 86 | 85 | 84 | 83 | 82 | 81 | 80 | 79 | 78 | 77 | 76 | 75 | 74 | 73 | 72 | 71 | 70 | 69 | 68 | 67 | 66 | 65 | 64 | 63 | 62 | 61 | 60 | 59 | 58 | 57 | 56 | 55 | 54 | 53 | 52 | 51 | 50 | 49 | 48 | 47 | 46 | 45 | 44 | 43 | 42 | 41 | 40 | 39 | 38 | 37 | 36 | 35 | 34 | 33 | 32 | 31 | 30 | 29 | 28 | 27 | 26 | 25 | 24 | 23 | 22 | 21 | 20 | 19 | 18 | 17 | 16 | 15 | 14 | 13 | 12 | 11 | 10 | 9 | 8 | 7 | 6 | 5 | 4 | 3 | 2 | 1 | 0 | -1 | 0 | 0
2 | 0 | 0 | ˃ 11 kV & < = 22 kV ; MULTIPLE-PHASE | 82.166 | 2014 | 2013 | 2012 | 2011 | 2010 | 2009 | 2008 | 2007 | 2006 | 2005 | 2004 | 2003 | 2002 | 2001 | 2000 | 1999 | 1998 | 1997 | 1996 | 1995 | 1994 | 1993 | 1992 | 1991 | 1990 | 1989 | 1988 | 1987 | 1986 | 1985 | 1984 | 1983 | 1982 | 1981 | 1980 | 1979 | 1978 | 1977 | 1976 | 1975 | 1974 | 1973 | 1972 | 1971 | 1970 | 1969 | 1968 | 1967 | 1966 | 1965 | 1964 | 1963 | 1962 | 1961 | 1960 | 1959 | 1958 | 1957 | 1956 | 1955 | 1954 | 1953 | 1952 | 1951 | 1950 | 1949 | 1948 | 1947 | 1946 | 1945 | 1944 | 1943 | 1942 | 1941 | 1940 | 1939 | 1938 | 1937 | 1936 | 1935 | 1934 | 1933 | 1932 | 1931 | 1930 | 1929 | 1928 | 1927 | 1926 | 1925 | 1924 | 82 | 81 | 80 | 79 | 78 | 77 | 76 | 75 | 74 | 73 | 72 | 71 | 70 | 69 | 68 | 67 | 66 | 65 | 64 | 63 | 62 | 61 | 60 | 59 | 58 | 57 | 56 | 55 | 54 | 53 | 52 | 51 | 50 | 49 | 48 | 47 | 46 | 45 | 44 | 43 | 42 | 41 | 40 | 39 | 38 | 37 | 36 | 35 | 34 | 33 | 32 | 31 | 30 | 29 | 28 | 27 | 26 | 25 | 24 | 23 | 22 | 21 | 20 | 19 | 18 | 17 | 16 | 15 | 14 | 13 | 12 | 11 | 10 | 9 | 8 | 7 | 6 | 5 | 4 | 3 | 2 | 1 | 0 | -1 | -2 | -3 | -4 | -5 | -6 | -7 | -8 | 0 | 0
2 | 0 | 0 | > 22 kV & < = 66 kV | 90.2864 | 2014 | 2013 | 2012 | 2011 | 2010 | 2009 | 2008 | 2007 | 2006 | 2005 | 2004 | 2003 | 2002 | 2001 | 2000 | 1999 | 1998 | 1997 | 1996 | 1995 | 1994 | 1993 | 1992 | 1991 | 1990 | 1989 | 1988 | 1987 | 1986 | 1985 | 1984 | 1983 | 1982 | 1981 | 1980 | 1979 | 1978 | 1977 | 1976 | 1975 | 1974 | 1973 | 1972 | 1971 | 1970 | 1969 | 1968 | 1967 | 1966 | 1965 | 1964 | 1963 | 1962 | 1961 | 1960 | 1959 | 1958 | 1957 | 1956 | 1955 | 1954 | 1953 | 1952 | 1951 | 1950 | 1949 | 1948 | 1947 | 1946 | 1945 | 1944 | 1943 | 1942 | 1941 | 1940 | 1939 | 1938 | 1937 | 1936 | 1935 | 1934 | 1933 | 1932 | 1931 | 1930 | 1929 | 1928 | 1927 | 1926 | 1925 | 1924 | 90 | 89 | 88 | 87 | 86 | 85 | 84 | 83 | 82 | 81 | 80 | 79 | 78 | 77 | 76 | 75 | 74 | 73 | 72 | 71 | 70 | 69 | 68 | 67 | 66 | 65 | 64 | 63 | 62 | 61 | 60 | 59 | 58 | 57 | 56 | 55 | 54 | 53 | 52 | 51 | 50 | 49 | 48 | 47 | 46 | 45 | 44 | 43 | 42 | 41 | 40 | 39 | 38 | 37 | 36 | 35 | 34 | 33 | 32 | 31 | 30 | 29 | 28 | 27 | 26 | 25 | 24 | 23 | 22 | 21 | 20 | 19 | 18 | 17 | 16 | 15 | 14 | 13 | 12 | 11 | 10 | 9 | 8 | 7 | 6 | 5 | 4 | 3 | 2 | 1 | 0 | 0 | 0
2 | 0 | 0 | PUBLIC LIGHTING CONDUCTOR | 40.9 | 2014 | 2013 | 2012 | 2011 | 2010 | 2009 | 2008 | 2007 | 2006 | 2005 | 2004 | 2003 | 2002 | 2001 | 2000 | 1999 | 1998 | 1997 | 1996 | 1995 | 1994 | 1993 | 1992 | 1991 | 1990 | 1989 | 1988 | 1987 | 1986 | 1985 | 1984 | 1983 | 1982 | 1981 | 1980 | 1979 | 1978 | 1977 | 1976 | 1975 | 1974 | 1973 | 1972 | 1971 | 1970 | 1969 | 1968 | 1967 | 1966 | 1965 | 1964 | 1963 | 1962 | 1961 | 1960 | 1959 | 1958 | 1957 | 1956 | 1955 | 1954 | 1953 | 1952 | 1951 | 1950 | 1949 | 1948 | 1947 | 1946 | 1945 | 1944 | 1943 | 1942 | 1941 | 1940 | 1939 | 1938 | 1937 | 1936 | 1935 | 1934 | 1933 | 1932 | 1931 | 1930 | 1929 | 1928 | 1927 | 1926 | 1925 | 1924 | 41 | 40 | 39 | 38 | 37 | 36 | 35 | 34 | 33 | 32 | 31 | 30 | 29 | 28 | 27 | 26 | 25 | 24 | 23 | 22 | 21 | 20 | 19 | 18 | 17 | 16 | 15 | 14 | 13 | 12 | 11 | 10 | 9 | 8 | 7 | 6 | 5 | 4 | 3 | 2 | 1 | 0 | -1 | -2 | -3 | -4 | -5 | -6 | -7 | -8 | -9 | -10 | -11 | -12 | -13 | -14 | -15 | -16 | -17 | -18 | -19 | -20 | -21 | -22 | -23 | -24 | -25 | -26 | -27 | -28 | -29 | -30 | -31 | -32 | -33 | -34 | -35 | -36 | -37 | -38 | -39 | -40 | -41 | -42 | -43 | -44 | -45 | -46 | -47 | -48 | -49 | 207.4047 | 2.5
0 | 0 | 0 | 0 | 0 | 0 | 0 | 0 | 0 | 0 | 0 | 0 | 0 | 0 | 0 | 0 | 0 | 0 | 0 | 0 | 0 | 0 | 0 | 0 | 0 | 0 | 0 | 0 | 0 | 0 | 0 | 0 | 0 | 0 | 0 | 0 | 0 | 0 | 0 | 0 | 0 | 0 | 0 | 0 | 0 | 0 | 0 | 0 | 0 | 0 | 0 | 0 | 0 | 0 | 0 | 0 | 0 | 0 | 0 | 0 | 0 | 0 | 0 | 0 | 0 | 0 | 0 | 0 | 0 | 0 | 0 | 0 | 0 | 0 | 0 | 0 | 0 | 0 | 0 | 0 | 0 | 0 | 0 | 0 | 0 | 0 | 0 | 0 | 0 | 0 | 0 | 0 | 0 | 0 | 0 | 0 | 0 | 0 | 0 | 0 | 0 | 0 | 0 | 0 | 0 | 0 | 0 | 0 | 0 | 0 | 0 | 0 | 0 | 0 | 0 | 0 | 0 | 0 | 0 | 0 | 0 | 0 | 0 | 0 | 0 | 0 | 0 | 0 | 0 | 0 | 0 | 0 | 0 | 0 | 0 | 0 | 0 | 0 | 0 | 0 | 0 | 0 | 0 | 0 | 0 | 0 | 0 | 0 | 0 | 0 | 0 | 0 | 0 | 0 | 0 | 0 | 0 | 0 | 0 | 0 | 0 | 0 | 0 | 0 | 0 | 0 | 0 | 0 | 0 | 0 | 0 | 0 | 0 | 0 | 0 | 0 | 0 | 0 | 0 | 0 | 0 | 0 | 0 | 0 | 0 | 0 | 0 | 0 | 0
0 | 0 | 0 | Underground Cables | 0 | 0 | 0 | 0 | 0 | 0 | 0 | 0 | 0 | 0 | 0 | 0 | 0 | 0 | 0 | 0 | 0 | 0 | 0 | 0 | 0 | 0 | 0 | 0 | 0 | 0 | 0 | 0 | 0 | 0 | 0 | 0 | 0 | 0 | 0 | 0 | 0 | 0 | 0 | 0 | 0 | 0 | 0 | 0 | 0 | 0 | 0 | 0 | 0 | 0 | 0 | 0 | 0 | 0 | 0 | 0 | 0 | 0 | 0 | 0 | 0 | 0 | 0 | 0 | 0 | 0 | 0 | 0 | 0 | 0 | 0 | 0 | 0 | 0 | 0 | 0 | 0 | 0 | 0 | 0 | 0 | 0 | 0 | 0 | 0 | 0 | 0 | 0 | 0 | 0 | 0 | 0 | 0 | 0 | 0 | 0 | 0 | 0 | 0 | 0 | 0 | 0 | 0 | 0 | 0 | 0 | 0 | 0 | 0 | 0 | 0 | 0 | 0 | 0 | 0 | 0 | 0 | 0 | 0 | 0 | 0 | 0 | 0 | 0 | 0 | 0 | 0 | 0 | 0 | 0 | 0 | 0 | 0 | 0 | 0 | 0 | 0 | 0 | 0 | 0 | 0 | 0 | 0 | 0 | 0 | 0 | 0 | 0 | 0 | 0 | 0 | 0 | 0 | 0 | 0 | 0 | 0 | 0 | 0 | 0 | 0 | 0 | 0 | 0 | 0 | 0 | 0 | 0 | 0 | 0 | 0 | 0 | 0 | 0 | 0 | 0 | 0 | 0 | 0 | 0 | 0 | 0 | 0 | 0 | 0
3 | 0 | 0 | ˂ = 1 kV | 41.7957 | 2014 | 2013 | 2012 | 2011 | 2010 | 2009 | 2008 | 2007 | 2006 | 2005 | 2004 | 2003 | 2002 | 2001 | 2000 | 1999 | 1998 | 1997 | 1996 | 1995 | 1994 | 1993 | 1992 | 1991 | 1990 | 1989 | 1988 | 1987 | 1986 | 1985 | 1984 | 1983 | 1982 | 1981 | 1980 | 1979 | 1978 | 1977 | 1976 | 1975 | 1974 | 1973 | 1972 | 1971 | 1970 | 1969 | 1968 | 1967 | 1966 | 1965 | 1964 | 1963 | 1962 | 1961 | 1960 | 1959 | 1958 | 1957 | 1956 | 1955 | 1954 | 1953 | 1952 | 1951 | 1950 | 1949 | 1948 | 1947 | 1946 | 1945 | 1944 | 1943 | 1942 | 1941 | 1940 | 1939 | 1938 | 1937 | 1936 | 1935 | 1934 | 1933 | 1932 | 1931 | 1930 | 1929 | 1928 | 1927 | 1926 | 1925 | 1924 | 42 | 41 | 40 | 39 | 38 | 37 | 36 | 35 | 34 | 33 | 32 | 31 | 30 | 29 | 28 | 27 | 26 | 25 | 24 | 23 | 22 | 21 | 20 | 19 | 18 | 17 | 16 | 15 | 14 | 13 | 12 | 11 | 10 | 9 | 8 | 7 | 6 | 5 | 4 | 3 | 2 | 1 | 0 | -1 | -2 | -3 | -4 | -5 | -6 | -7 | -8 | -9 | -10 | -11 | -12 | -13 | -14 | -15 | -16 | -17 | -18 | -19 | -20 | -21 | -22 | -23 | -24 | -25 | -26 | -27 | -28 | -29 | -30 | -31 | -32 | -33 | -34 | -35 | -36 | -37 | -38 | -39 | -40 | -41 | -42 | -43 | -44 | -45 | -46 | -47 | -48 | 89.361 | 0.81514
3 | 0 | 0 | > 1 kV & < = 11 kV | 70 | 2014 | 2013 | 2012 | 2011 | 2010 | 2009 | 2008 | 2007 | 2006 | 2005 | 2004 | 2003 | 2002 | 2001 | 2000 | 1999 | 1998 | 1997 | 1996 | 1995 | 1994 | 1993 | 1992 | 1991 | 1990 | 1989 | 1988 | 1987 | 1986 | 1985 | 1984 | 1983 | 1982 | 1981 | 1980 | 1979 | 1978 | 1977 | 1976 | 1975 | 1974 | 1973 | 1972 | 1971 | 1970 | 1969 | 1968 | 1967 | 1966 | 1965 | 1964 | 1963 | 1962 | 1961 | 1960 | 1959 | 1958 | 1957 | 1956 | 1955 | 1954 | 1953 | 1952 | 1951 | 1950 | 1949 | 1948 | 1947 | 1946 | 1945 | 1944 | 1943 | 1942 | 1941 | 1940 | 1939 | 1938 | 1937 | 1936 | 1935 | 1934 | 1933 | 1932 | 1931 | 1930 | 1929 | 1928 | 1927 | 1926 | 1925 | 1924 | 70 | 69 | 68 | 67 | 66 | 65 | 64 | 63 | 62 | 61 | 60 | 59 | 58 | 57 | 56 | 55 | 54 | 53 | 52 | 51 | 50 | 49 | 48 | 47 | 46 | 45 | 44 | 43 | 42 | 41 | 40 | 39 | 38 | 37 | 36 | 35 | 34 | 33 | 32 | 31 | 30 | 29 | 28 | 27 | 26 | 25 | 24 | 23 | 22 | 21 | 20 | 19 | 18 | 17 | 16 | 15 | 14 | 13 | 12 | 11 | 10 | 9 | 8 | 7 | 6 | 5 | 4 | 3 | 2 | 1 | 0 | -1 | -2 | -3 | -4 | -5 | -6 | -7 | -8 | -9 | -10 | -11 | -12 | -13 | -14 | -15 | -16 | -17 | -18 | -19 | -20 | 0 | 0
3 | 0 | 0 | > 11 kV & < = 22 kV | 48.2476 | 2014 | 2013 | 2012 | 2011 | 2010 | 2009 | 2008 | 2007 | 2006 | 2005 | 2004 | 2003 | 2002 | 2001 | 2000 | 1999 | 1998 | 1997 | 1996 | 1995 | 1994 | 1993 | 1992 | 1991 | 1990 | 1989 | 1988 | 1987 | 1986 | 1985 | 1984 | 1983 | 1982 | 1981 | 1980 | 1979 | 1978 | 1977 | 1976 | 1975 | 1974 | 1973 | 1972 | 1971 | 1970 | 1969 | 1968 | 1967 | 1966 | 1965 | 1964 | 1963 | 1962 | 1961 | 1960 | 1959 | 1958 | 1957 | 1956 | 1955 | 1954 | 1953 | 1952 | 1951 | 1950 | 1949 | 1948 | 1947 | 1946 | 1945 | 1944 | 1943 | 1942 | 1941 | 1940 | 1939 | 1938 | 1937 | 1936 | 1935 | 1934 | 1933 | 1932 | 1931 | 1930 | 1929 | 1928 | 1927 | 1926 | 1925 | 1924 | 48 | 47 | 46 | 45 | 44 | 43 | 42 | 41 | 40 | 39 | 38 | 37 | 36 | 35 | 34 | 33 | 32 | 31 | 30 | 29 | 28 | 27 | 26 | 25 | 24 | 23 | 22 | 21 | 20 | 19 | 18 | 17 | 16 | 15 | 14 | 13 | 12 | 11 | 10 | 9 | 8 | 7 | 6 | 5 | 4 | 3 | 2 | 1 | 0 | -1 | -2 | -3 | -4 | -5 | -6 | -7 | -8 | -9 | -10 | -11 | -12 | -13 | -14 | -15 | -16 | -17 | -18 | -19 | -20 | -21 | -22 | -23 | -24 | -25 | -26 | -27 | -28 | -29 | -30 | -31 | -32 | -33 | -34 | -35 | -36 | -37 | -38 | -39 | -40 | -41 | -42 | 321.6905 | 0.90457
3 | 0 | 0 | > 33 kV & < = 66 kV | 70 | 2014 | 2013 | 2012 | 2011 | 2010 | 2009 | 2008 | 2007 | 2006 | 2005 | 2004 | 2003 | 2002 | 2001 | 2000 | 1999 | 1998 | 1997 | 1996 | 1995 | 1994 | 1993 | 1992 | 1991 | 1990 | 1989 | 1988 | 1987 | 1986 | 1985 | 1984 | 1983 | 1982 | 1981 | 1980 | 1979 | 1978 | 1977 | 1976 | 1975 | 1974 | 1973 | 1972 | 1971 | 1970 | 1969 | 1968 | 1967 | 1966 | 1965 | 1964 | 1963 | 1962 | 1961 | 1960 | 1959 | 1958 | 1957 | 1956 | 1955 | 1954 | 1953 | 1952 | 1951 | 1950 | 1949 | 1948 | 1947 | 1946 | 1945 | 1944 | 1943 | 1942 | 1941 | 1940 | 1939 | 1938 | 1937 | 1936 | 1935 | 1934 | 1933 | 1932 | 1931 | 1930 | 1929 | 1928 | 1927 | 1926 | 1925 | 1924 | 70 | 69 | 68 | 67 | 66 | 65 | 64 | 63 | 62 | 61 | 60 | 59 | 58 | 57 | 56 | 55 | 54 | 53 | 52 | 51 | 50 | 49 | 48 | 47 | 46 | 45 | 44 | 43 | 42 | 41 | 40 | 39 | 38 | 37 | 36 | 35 | 34 | 33 | 32 | 31 | 30 | 29 | 28 | 27 | 26 | 25 | 24 | 23 | 22 | 21 | 20 | 19 | 18 | 17 | 16 | 15 | 14 | 13 | 12 | 11 | 10 | 9 | 8 | 7 | 6 | 5 | 4 | 3 | 2 | 1 | 0 | -1 | -2 | -3 | -4 | -5 | -6 | -7 | -8 | -9 | -10 | -11 | -12 | -13 | -14 | -15 | -16 | -17 | -18 | -19 | -20 | 0 | 0
3 | 0 | 0 | PUBLIC LIGHTING UNDERGROUND CABLE | 70 | 2014 | 2013 | 2012 | 2011 | 2010 | 2009 | 2008 | 2007 | 2006 | 2005 | 2004 | 2003 | 2002 | 2001 | 2000 | 1999 | 1998 | 1997 | 1996 | 1995 | 1994 | 1993 | 1992 | 1991 | 1990 | 1989 | 1988 | 1987 | 1986 | 1985 | 1984 | 1983 | 1982 | 1981 | 1980 | 1979 | 1978 | 1977 | 1976 | 1975 | 1974 | 1973 | 1972 | 1971 | 1970 | 1969 | 1968 | 1967 | 1966 | 1965 | 1964 | 1963 | 1962 | 1961 | 1960 | 1959 | 1958 | 1957 | 1956 | 1955 | 1954 | 1953 | 1952 | 1951 | 1950 | 1949 | 1948 | 1947 | 1946 | 1945 | 1944 | 1943 | 1942 | 1941 | 1940 | 1939 | 1938 | 1937 | 1936 | 1935 | 1934 | 1933 | 1932 | 1931 | 1930 | 1929 | 1928 | 1927 | 1926 | 1925 | 1924 | 70 | 69 | 68 | 67 | 66 | 65 | 64 | 63 | 62 | 61 | 60 | 59 | 58 | 57 | 56 | 55 | 54 | 53 | 52 | 51 | 50 | 49 | 48 | 47 | 46 | 45 | 44 | 43 | 42 | 41 | 40 | 39 | 38 | 37 | 36 | 35 | 34 | 33 | 32 | 31 | 30 | 29 | 28 | 27 | 26 | 25 | 24 | 23 | 22 | 21 | 20 | 19 | 18 | 17 | 16 | 15 | 14 | 13 | 12 | 11 | 10 | 9 | 8 | 7 | 6 | 5 | 4 | 3 | 2 | 1 | 0 | -1 | -2 | -3 | -4 | -5 | -6 | -7 | -8 | -9 | -10 | -11 | -12 | -13 | -14 | -15 | -16 | -17 | -18 | -19 | -20 | 0 | 0
0 | 0 | 0 | 0 | 0 | 0 | 0 | 0 | 0 | 0 | 0 | 0 | 0 | 0 | 0 | 0 | 0 | 0 | 0 | 0 | 0 | 0 | 0 | 0 | 0 | 0 | 0 | 0 | 0 | 0 | 0 | 0 | 0 | 0 | 0 | 0 | 0 | 0 | 0 | 0 | 0 | 0 | 0 | 0 | 0 | 0 | 0 | 0 | 0 | 0 | 0 | 0 | 0 | 0 | 0 | 0 | 0 | 0 | 0 | 0 | 0 | 0 | 0 | 0 | 0 | 0 | 0 | 0 | 0 | 0 | 0 | 0 | 0 | 0 | 0 | 0 | 0 | 0 | 0 | 0 | 0 | 0 | 0 | 0 | 0 | 0 | 0 | 0 | 0 | 0 | 0 | 0 | 0 | 0 | 0 | 0 | 0 | 0 | 0 | 0 | 0 | 0 | 0 | 0 | 0 | 0 | 0 | 0 | 0 | 0 | 0 | 0 | 0 | 0 | 0 | 0 | 0 | 0 | 0 | 0 | 0 | 0 | 0 | 0 | 0 | 0 | 0 | 0 | 0 | 0 | 0 | 0 | 0 | 0 | 0 | 0 | 0 | 0 | 0 | 0 | 0 | 0 | 0 | 0 | 0 | 0 | 0 | 0 | 0 | 0 | 0 | 0 | 0 | 0 | 0 | 0 | 0 | 0 | 0 | 0 | 0 | 0 | 0 | 0 | 0 | 0 | 0 | 0 | 0 | 0 | 0 | 0 | 0 | 0 | 0 | 0 | 0 | 0 | 0 | 0 | 0 | 0 | 0 | 0 | 0 | 0 | 0 | 0 | 0
0 | 0 | 0 | Service Lines | 0 | 0 | 0 | 0 | 0 | 0 | 0 | 0 | 0 | 0 | 0 | 0 | 0 | 0 | 0 | 0 | 0 | 0 | 0 | 0 | 0 | 0 | 0 | 0 | 0 | 0 | 0 | 0 | 0 | 0 | 0 | 0 | 0 | 0 | 0 | 0 | 0 | 0 | 0 | 0 | 0 | 0 | 0 | 0 | 0 | 0 | 0 | 0 | 0 | 0 | 0 | 0 | 0 | 0 | 0 | 0 | 0 | 0 | 0 | 0 | 0 | 0 | 0 | 0 | 0 | 0 | 0 | 0 | 0 | 0 | 0 | 0 | 0 | 0 | 0 | 0 | 0 | 0 | 0 | 0 | 0 | 0 | 0 | 0 | 0 | 0 | 0 | 0 | 0 | 0 | 0 | 0 | 0 | 0 | 0 | 0 | 0 | 0 | 0 | 0 | 0 | 0 | 0 | 0 | 0 | 0 | 0 | 0 | 0 | 0 | 0 | 0 | 0 | 0 | 0 | 0 | 0 | 0 | 0 | 0 | 0 | 0 | 0 | 0 | 0 | 0 | 0 | 0 | 0 | 0 | 0 | 0 | 0 | 0 | 0 | 0 | 0 | 0 | 0 | 0 | 0 | 0 | 0 | 0 | 0 | 0 | 0 | 0 | 0 | 0 | 0 | 0 | 0 | 0 | 0 | 0 | 0 | 0 | 0 | 0 | 0 | 0 | 0 | 0 | 0 | 0 | 0 | 0 | 0 | 0 | 0 | 0 | 0 | 0 | 0 | 0 | 0 | 0 | 0 | 0 | 0 | 0 | 0 | 0 | 0
4 | 0 | 0 | LV OVERHEAD SERVICE CABLE | 58.56 | 2014 | 2013 | 2012 | 2011 | 2010 | 2009 | 2008 | 2007 | 2006 | 2005 | 2004 | 2003 | 2002 | 2001 | 2000 | 1999 | 1998 | 1997 | 1996 | 1995 | 1994 | 1993 | 1992 | 1991 | 1990 | 1989 | 1988 | 1987 | 1986 | 1985 | 1984 | 1983 | 1982 | 1981 | 1980 | 1979 | 1978 | 1977 | 1976 | 1975 | 1974 | 1973 | 1972 | 1971 | 1970 | 1969 | 1968 | 1967 | 1966 | 1965 | 1964 | 1963 | 1962 | 1961 | 1960 | 1959 | 1958 | 1957 | 1956 | 1955 | 1954 | 1953 | 1952 | 1951 | 1950 | 1949 | 1948 | 1947 | 1946 | 1945 | 1944 | 1943 | 1942 | 1941 | 1940 | 1939 | 1938 | 1937 | 1936 | 1935 | 1934 | 1933 | 1932 | 1931 | 1930 | 1929 | 1928 | 1927 | 1926 | 1925 | 1924 | 59 | 58 | 57 | 56 | 55 | 54 | 53 | 52 | 51 | 50 | 49 | 48 | 47 | 46 | 45 | 44 | 43 | 42 | 41 | 40 | 39 | 38 | 37 | 36 | 35 | 34 | 33 | 32 | 31 | 30 | 29 | 28 | 27 | 26 | 25 | 24 | 23 | 22 | 21 | 20 | 19 | 18 | 17 | 16 | 15 | 14 | 13 | 12 | 11 | 10 | 9 | 8 | 7 | 6 | 5 | 4 | 3 | 2 | 1 | 0 | -1 | -2 | -3 | -4 | -5 | -6 | -7 | -8 | -9 | -10 | -11 | -12 | -13 | -14 | -15 | -16 | -17 | -18 | -19 | -20 | -21 | -22 | -23 | -24 | -25 | -26 | -27 | -28 | -29 | -30 | -31 | 5715.7673 | 182.5
4 | 0 | 0 | LV UNDERGROUND SERVICE CABLE | 70 | 2014 | 2013 | 2012 | 2011 | 2010 | 2009 | 2008 | 2007 | 2006 | 2005 | 2004 | 2003 | 2002 | 2001 | 2000 | 1999 | 1998 | 1997 | 1996 | 1995 | 1994 | 1993 | 1992 | 1991 | 1990 | 1989 | 1988 | 1987 | 1986 | 1985 | 1984 | 1983 | 1982 | 1981 | 1980 | 1979 | 1978 | 1977 | 1976 | 1975 | 1974 | 1973 | 1972 | 1971 | 1970 | 1969 | 1968 | 1967 | 1966 | 1965 | 1964 | 1963 | 1962 | 1961 | 1960 | 1959 | 1958 | 1957 | 1956 | 1955 | 1954 | 1953 | 1952 | 1951 | 1950 | 1949 | 1948 | 1947 | 1946 | 1945 | 1944 | 1943 | 1942 | 1941 | 1940 | 1939 | 1938 | 1937 | 1936 | 1935 | 1934 | 1933 | 1932 | 1931 | 1930 | 1929 | 1928 | 1927 | 1926 | 1925 | 1924 | 70 | 69 | 68 | 67 | 66 | 65 | 64 | 63 | 62 | 61 | 60 | 59 | 58 | 57 | 56 | 55 | 54 | 53 | 52 | 51 | 50 | 49 | 48 | 47 | 46 | 45 | 44 | 43 | 42 | 41 | 40 | 39 | 38 | 37 | 36 | 35 | 34 | 33 | 32 | 31 | 30 | 29 | 28 | 27 | 26 | 25 | 24 | 23 | 22 | 21 | 20 | 19 | 18 | 17 | 16 | 15 | 14 | 13 | 12 | 11 | 10 | 9 | 8 | 7 | 6 | 5 | 4 | 3 | 2 | 1 | 0 | -1 | -2 | -3 | -4 | -5 | -6 | -7 | -8 | -9 | -10 | -11 | -12 | -13 | -14 | -15 | -16 | -17 | -18 | -19 | -20 | 0 | 0
0 | 0 | 0 | 0 | 0 | 0 | 0 | 0 | 0 | 0 | 0 | 0 | 0 | 0 | 0 | 0 | 0 | 0 | 0 | 0 | 0 | 0 | 0 | 0 | 0 | 0 | 0 | 0 | 0 | 0 | 0 | 0 | 0 | 0 | 0 | 0 | 0 | 0 | 0 | 0 | 0 | 0 | 0 | 0 | 0 | 0 | 0 | 0 | 0 | 0 | 0 | 0 | 0 | 0 | 0 | 0 | 0 | 0 | 0 | 0 | 0 | 0 | 0 | 0 | 0 | 0 | 0 | 0 | 0 | 0 | 0 | 0 | 0 | 0 | 0 | 0 | 0 | 0 | 0 | 0 | 0 | 0 | 0 | 0 | 0 | 0 | 0 | 0 | 0 | 0 | 0 | 0 | 0 | 0 | 0 | 0 | 0 | 0 | 0 | 0 | 0 | 0 | 0 | 0 | 0 | 0 | 0 | 0 | 0 | 0 | 0 | 0 | 0 | 0 | 0 | 0 | 0 | 0 | 0 | 0 | 0 | 0 | 0 | 0 | 0 | 0 | 0 | 0 | 0 | 0 | 0 | 0 | 0 | 0 | 0 | 0 | 0 | 0 | 0 | 0 | 0 | 0 | 0 | 0 | 0 | 0 | 0 | 0 | 0 | 0 | 0 | 0 | 0 | 0 | 0 | 0 | 0 | 0 | 0 | 0 | 0 | 0 | 0 | 0 | 0 | 0 | 0 | 0 | 0 | 0 | 0 | 0 | 0 | 0 | 0 | 0 | 0 | 0 | 0 | 0 | 0 | 0 | 0 | 0 | 0 | 0 | 0 | 0 | 0
0 | 0 | 0 | Transformers | 0 | 0 | 0 | 0 | 0 | 0 | 0 | 0 | 0 | 0 | 0 | 0 | 0 | 0 | 0 | 0 | 0 | 0 | 0 | 0 | 0 | 0 | 0 | 0 | 0 | 0 | 0 | 0 | 0 | 0 | 0 | 0 | 0 | 0 | 0 | 0 | 0 | 0 | 0 | 0 | 0 | 0 | 0 | 0 | 0 | 0 | 0 | 0 | 0 | 0 | 0 | 0 | 0 | 0 | 0 | 0 | 0 | 0 | 0 | 0 | 0 | 0 | 0 | 0 | 0 | 0 | 0 | 0 | 0 | 0 | 0 | 0 | 0 | 0 | 0 | 0 | 0 | 0 | 0 | 0 | 0 | 0 | 0 | 0 | 0 | 0 | 0 | 0 | 0 | 0 | 0 | 0 | 0 | 0 | 0 | 0 | 0 | 0 | 0 | 0 | 0 | 0 | 0 | 0 | 0 | 0 | 0 | 0 | 0 | 0 | 0 | 0 | 0 | 0 | 0 | 0 | 0 | 0 | 0 | 0 | 0 | 0 | 0 | 0 | 0 | 0 | 0 | 0 | 0 | 0 | 0 | 0 | 0 | 0 | 0 | 0 | 0 | 0 | 0 | 0 | 0 | 0 | 0 | 0 | 0 | 0 | 0 | 0 | 0 | 0 | 0 | 0 | 0 | 0 | 0 | 0 | 0 | 0 | 0 | 0 | 0 | 0 | 0 | 0 | 0 | 0 | 0 | 0 | 0 | 0 | 0 | 0 | 0 | 0 | 0 | 0 | 0 | 0 | 0 | 0 | 0 | 0 | 0 | 0 | 0
5 | 0 | 0 | POLE MOUNTED ; < = 22kV ; < = 60 kVA ; SINGLE PHASE | 52.2596 | 2014 | 2013 | 2012 | 2011 | 2010 | 2009 | 2008 | 2007 | 2006 | 2005 | 2004 | 2003 | 2002 | 2001 | 2000 | 1999 | 1998 | 1997 | 1996 | 1995 | 1994 | 1993 | 1992 | 1991 | 1990 | 1989 | 1988 | 1987 | 1986 | 1985 | 1984 | 1983 | 1982 | 1981 | 1980 | 1979 | 1978 | 1977 | 1976 | 1975 | 1974 | 1973 | 1972 | 1971 | 1970 | 1969 | 1968 | 1967 | 1966 | 1965 | 1964 | 1963 | 1962 | 1961 | 1960 | 1959 | 1958 | 1957 | 1956 | 1955 | 1954 | 1953 | 1952 | 1951 | 1950 | 1949 | 1948 | 1947 | 1946 | 1945 | 1944 | 1943 | 1942 | 1941 | 1940 | 1939 | 1938 | 1937 | 1936 | 1935 | 1934 | 1933 | 1932 | 1931 | 1930 | 1929 | 1928 | 1927 | 1926 | 1925 | 1924 | 52 | 51 | 50 | 49 | 48 | 47 | 46 | 45 | 44 | 43 | 42 | 41 | 40 | 39 | 38 | 37 | 36 | 35 | 34 | 33 | 32 | 31 | 30 | 29 | 28 | 27 | 26 | 25 | 24 | 23 | 22 | 21 | 20 | 19 | 18 | 17 | 16 | 15 | 14 | 13 | 12 | 11 | 10 | 9 | 8 | 7 | 6 | 5 | 4 | 3 | 2 | 1 | 0 | -1 | -2 | -3 | -4 | -5 | -6 | -7 | -8 | -9 | -10 | -11 | -12 | -13 | -14 | -15 | -16 | -17 | -18 | -19 | -20 | -21 | -22 | -23 | -24 | -25 | -26 | -27 | -28 | -29 | -30 | -31 | -32 | -33 | -34 | -35 | -36 | -37 | -38 | 190.1786 | 34
5 | 0 | 0 | POLE MOUNTED ; < = 22kV ; > 60 kVA AND < = 600 kVA ; SINGLE PHASE | 53.2988 | 2014 | 2013 | 2012 | 2011 | 2010 | 2009 | 2008 | 2007 | 2006 | 2005 | 2004 | 2003 | 2002 | 2001 | 2000 | 1999 | 1998 | 1997 | 1996 | 1995 | 1994 | 1993 | 1992 | 1991 | 1990 | 1989 | 1988 | 1987 | 1986 | 1985 | 1984 | 1983 | 1982 | 1981 | 1980 | 1979 | 1978 | 1977 | 1976 | 1975 | 1974 | 1973 | 1972 | 1971 | 1970 | 1969 | 1968 | 1967 | 1966 | 1965 | 1964 | 1963 | 1962 | 1961 | 1960 | 1959 | 1958 | 1957 | 1956 | 1955 | 1954 | 1953 | 1952 | 1951 | 1950 | 1949 | 1948 | 1947 | 1946 | 1945 | 1944 | 1943 | 1942 | 1941 | 1940 | 1939 | 1938 | 1937 | 1936 | 1935 | 1934 | 1933 | 1932 | 1931 | 1930 | 1929 | 1928 | 1927 | 1926 | 1925 | 1924 | 53 | 52 | 51 | 50 | 49 | 48 | 47 | 46 | 45 | 44 | 43 | 42 | 41 | 40 | 39 | 38 | 37 | 36 | 35 | 34 | 33 | 32 | 31 | 30 | 29 | 28 | 27 | 26 | 25 | 24 | 23 | 22 | 21 | 20 | 19 | 18 | 17 | 16 | 15 | 14 | 13 | 12 | 11 | 10 | 9 | 8 | 7 | 6 | 5 | 4 | 3 | 2 | 1 | 0 | -1 | -2 | -3 | -4 | -5 | -6 | -7 | -8 | -9 | -10 | -11 | -12 | -13 | -14 | -15 | -16 | -17 | -18 | -19 | -20 | -21 | -22 | -23 | -24 | -25 | -26 | -27 | -28 | -29 | -30 | -31 | -32 | -33 | -34 | -35 | -36 | -37 | 0 | 0
5 | 0 | 0 | POLE MOUNTED ; < = 22kV ; < = 60 kVA ; MULTIPLE PHASE | 60.6555 | 2014 | 2013 | 2012 | 2011 | 2010 | 2009 | 2008 | 2007 | 2006 | 2005 | 2004 | 2003 | 2002 | 2001 | 2000 | 1999 | 1998 | 1997 | 1996 | 1995 | 1994 | 1993 | 1992 | 1991 | 1990 | 1989 | 1988 | 1987 | 1986 | 1985 | 1984 | 1983 | 1982 | 1981 | 1980 | 1979 | 1978 | 1977 | 1976 | 1975 | 1974 | 1973 | 1972 | 1971 | 1970 | 1969 | 1968 | 1967 | 1966 | 1965 | 1964 | 1963 | 1962 | 1961 | 1960 | 1959 | 1958 | 1957 | 1956 | 1955 | 1954 | 1953 | 1952 | 1951 | 1950 | 1949 | 1948 | 1947 | 1946 | 1945 | 1944 | 1943 | 1942 | 1941 | 1940 | 1939 | 1938 | 1937 | 1936 | 1935 | 1934 | 1933 | 1932 | 1931 | 1930 | 1929 | 1928 | 1927 | 1926 | 1925 | 1924 | 61 | 60 | 59 | 58 | 57 | 56 | 55 | 54 | 53 | 52 | 51 | 50 | 49 | 48 | 47 | 46 | 45 | 44 | 43 | 42 | 41 | 40 | 39 | 38 | 37 | 36 | 35 | 34 | 33 | 32 | 31 | 30 | 29 | 28 | 27 | 26 | 25 | 24 | 23 | 22 | 21 | 20 | 19 | 18 | 17 | 16 | 15 | 14 | 13 | 12 | 11 | 10 | 9 | 8 | 7 | 6 | 5 | 4 | 3 | 2 | 1 | 0 | -1 | -2 | -3 | -4 | -5 | -6 | -7 | -8 | -9 | -10 | -11 | -12 | -13 | -14 | -15 | -16 | -17 | -18 | -19 | -20 | -21 | -22 | -23 | -24 | -25 | -26 | -27 | -28 | -29 | 0 | 0
5 | 0 | 0 | POLE MOUNTED ; < = 22kV ; > 60 kVA AND < = 600 kVA ; MULTIPLE PHASE | 57.6486 | 2014 | 2013 | 2012 | 2011 | 2010 | 2009 | 2008 | 2007 | 2006 | 2005 | 2004 | 2003 | 2002 | 2001 | 2000 | 1999 | 1998 | 1997 | 1996 | 1995 | 1994 | 1993 | 1992 | 1991 | 1990 | 1989 | 1988 | 1987 | 1986 | 1985 | 1984 | 1983 | 1982 | 1981 | 1980 | 1979 | 1978 | 1977 | 1976 | 1975 | 1974 | 1973 | 1972 | 1971 | 1970 | 1969 | 1968 | 1967 | 1966 | 1965 | 1964 | 1963 | 1962 | 1961 | 1960 | 1959 | 1958 | 1957 | 1956 | 1955 | 1954 | 1953 | 1952 | 1951 | 1950 | 1949 | 1948 | 1947 | 1946 | 1945 | 1944 | 1943 | 1942 | 1941 | 1940 | 1939 | 1938 | 1937 | 1936 | 1935 | 1934 | 1933 | 1932 | 1931 | 1930 | 1929 | 1928 | 1927 | 1926 | 1925 | 1924 | 58 | 57 | 56 | 55 | 54 | 53 | 52 | 51 | 50 | 49 | 48 | 47 | 46 | 45 | 44 | 43 | 42 | 41 | 40 | 39 | 38 | 37 | 36 | 35 | 34 | 33 | 32 | 31 | 30 | 29 | 28 | 27 | 26 | 25 | 24 | 23 | 22 | 21 | 20 | 19 | 18 | 17 | 16 | 15 | 14 | 13 | 12 | 11 | 10 | 9 | 8 | 7 | 6 | 5 | 4 | 3 | 2 | 1 | 0 | -1 | -2 | -3 | -4 | -5 | -6 | -7 | -8 | -9 | -10 | -11 | -12 | -13 | -14 | -15 | -16 | -17 | -18 | -19 | -20 | -21 | -22 | -23 | -24 | -25 | -26 | -27 | -28 | -29 | -30 | -31 | -32 | 0 | 0
5 | 0 | 0 | POLE MOUNTED ; < = 22kV ; > 600 kVA ; MULTIPLE PHASE | 23.5305 | 2014 | 2013 | 2012 | 2011 | 2010 | 2009 | 2008 | 2007 | 2006 | 2005 | 2004 | 2003 | 2002 | 2001 | 2000 | 1999 | 1998 | 1997 | 1996 | 1995 | 1994 | 1993 | 1992 | 1991 | 1990 | 1989 | 1988 | 1987 | 1986 | 1985 | 1984 | 1983 | 1982 | 1981 | 1980 | 1979 | 1978 | 1977 | 1976 | 1975 | 1974 | 1973 | 1972 | 1971 | 1970 | 1969 | 1968 | 1967 | 1966 | 1965 | 1964 | 1963 | 1962 | 1961 | 1960 | 1959 | 1958 | 1957 | 1956 | 1955 | 1954 | 1953 | 1952 | 1951 | 1950 | 1949 | 1948 | 1947 | 1946 | 1945 | 1944 | 1943 | 1942 | 1941 | 1940 | 1939 | 1938 | 1937 | 1936 | 1935 | 1934 | 1933 | 1932 | 1931 | 1930 | 1929 | 1928 | 1927 | 1926 | 1925 | 1924 | 24 | 23 | 22 | 21 | 20 | 19 | 18 | 17 | 16 | 15 | 14 | 13 | 12 | 11 | 10 | 9 | 8 | 7 | 6 | 5 | 4 | 3 | 2 | 1 | 0 | -1 | -2 | -3 | -4 | -5 | -6 | -7 | -8 | -9 | -10 | -11 | -12 | -13 | -14 | -15 | -16 | -17 | -18 | -19 | -20 | -21 | -22 | -23 | -24 | -25 | -26 | -27 | -28 | -29 | -30 | -31 | -32 | -33 | -34 | -35 | -36 | -37 | -38 | -39 | -40 | -41 | -42 | -43 | -44 | -45 | -46 | -47 | -48 | -49 | -50 | -51 | -52 | -53 | -54 | -55 | -56 | -57 | -58 | -59 | -60 | -61 | -62 | -63 | -64 | -65 | -66 | 0 | 0
5 | 0 | 0 | KIOSK MOUNTED ; < = 22kV ; < = 60 kVA ; SINGLE PHASE | 55 | 2014 | 2013 | 2012 | 2011 | 2010 | 2009 | 2008 | 2007 | 2006 | 2005 | 2004 | 2003 | 2002 | 2001 | 2000 | 1999 | 1998 | 1997 | 1996 | 1995 | 1994 | 1993 | 1992 | 1991 | 1990 | 1989 | 1988 | 1987 | 1986 | 1985 | 1984 | 1983 | 1982 | 1981 | 1980 | 1979 | 1978 | 1977 | 1976 | 1975 | 1974 | 1973 | 1972 | 1971 | 1970 | 1969 | 1968 | 1967 | 1966 | 1965 | 1964 | 1963 | 1962 | 1961 | 1960 | 1959 | 1958 | 1957 | 1956 | 1955 | 1954 | 1953 | 1952 | 1951 | 1950 | 1949 | 1948 | 1947 | 1946 | 1945 | 1944 | 1943 | 1942 | 1941 | 1940 | 1939 | 1938 | 1937 | 1936 | 1935 | 1934 | 1933 | 1932 | 1931 | 1930 | 1929 | 1928 | 1927 | 1926 | 1925 | 1924 | 55 | 54 | 53 | 52 | 51 | 50 | 49 | 48 | 47 | 46 | 45 | 44 | 43 | 42 | 41 | 40 | 39 | 38 | 37 | 36 | 35 | 34 | 33 | 32 | 31 | 30 | 29 | 28 | 27 | 26 | 25 | 24 | 23 | 22 | 21 | 20 | 19 | 18 | 17 | 16 | 15 | 14 | 13 | 12 | 11 | 10 | 9 | 8 | 7 | 6 | 5 | 4 | 3 | 2 | 1 | 0 | -1 | -2 | -3 | -4 | -5 | -6 | -7 | -8 | -9 | -10 | -11 | -12 | -13 | -14 | -15 | -16 | -17 | -18 | -19 | -20 | -21 | -22 | -23 | -24 | -25 | -26 | -27 | -28 | -29 | -30 | -31 | -32 | -33 | -34 | -35 | 0 | 0
5 | 0 | 0 | KIOSK MOUNTED ; < = 22kV ; < = 60 kVA ; MULTIPLE PHASE | 55 | 2014 | 2013 | 2012 | 2011 | 2010 | 2009 | 2008 | 2007 | 2006 | 2005 | 2004 | 2003 | 2002 | 2001 | 2000 | 1999 | 1998 | 1997 | 1996 | 1995 | 1994 | 1993 | 1992 | 1991 | 1990 | 1989 | 1988 | 1987 | 1986 | 1985 | 1984 | 1983 | 1982 | 1981 | 1980 | 1979 | 1978 | 1977 | 1976 | 1975 | 1974 | 1973 | 1972 | 1971 | 1970 | 1969 | 1968 | 1967 | 1966 | 1965 | 1964 | 1963 | 1962 | 1961 | 1960 | 1959 | 1958 | 1957 | 1956 | 1955 | 1954 | 1953 | 1952 | 1951 | 1950 | 1949 | 1948 | 1947 | 1946 | 1945 | 1944 | 1943 | 1942 | 1941 | 1940 | 1939 | 1938 | 1937 | 1936 | 1935 | 1934 | 1933 | 1932 | 1931 | 1930 | 1929 | 1928 | 1927 | 1926 | 1925 | 1924 | 55 | 54 | 53 | 52 | 51 | 50 | 49 | 48 | 47 | 46 | 45 | 44 | 43 | 42 | 41 | 40 | 39 | 38 | 37 | 36 | 35 | 34 | 33 | 32 | 31 | 30 | 29 | 28 | 27 | 26 | 25 | 24 | 23 | 22 | 21 | 20 | 19 | 18 | 17 | 16 | 15 | 14 | 13 | 12 | 11 | 10 | 9 | 8 | 7 | 6 | 5 | 4 | 3 | 2 | 1 | 0 | -1 | -2 | -3 | -4 | -5 | -6 | -7 | -8 | -9 | -10 | -11 | -12 | -13 | -14 | -15 | -16 | -17 | -18 | -19 | -20 | -21 | -22 | -23 | -24 | -25 | -26 | -27 | -28 | -29 | -30 | -31 | -32 | -33 | -34 | -35 | 0 | 0
5 | 0 | 0 | KIOSK MOUNTED ; < = 22kV ; > 60 kVA AND < = 600 kVA ; MULTIPLE PHASE | 61.779 | 2014 | 2013 | 2012 | 2011 | 2010 | 2009 | 2008 | 2007 | 2006 | 2005 | 2004 | 2003 | 2002 | 2001 | 2000 | 1999 | 1998 | 1997 | 1996 | 1995 | 1994 | 1993 | 1992 | 1991 | 1990 | 1989 | 1988 | 1987 | 1986 | 1985 | 1984 | 1983 | 1982 | 1981 | 1980 | 1979 | 1978 | 1977 | 1976 | 1975 | 1974 | 1973 | 1972 | 1971 | 1970 | 1969 | 1968 | 1967 | 1966 | 1965 | 1964 | 1963 | 1962 | 1961 | 1960 | 1959 | 1958 | 1957 | 1956 | 1955 | 1954 | 1953 | 1952 | 1951 | 1950 | 1949 | 1948 | 1947 | 1946 | 1945 | 1944 | 1943 | 1942 | 1941 | 1940 | 1939 | 1938 | 1937 | 1936 | 1935 | 1934 | 1933 | 1932 | 1931 | 1930 | 1929 | 1928 | 1927 | 1926 | 1925 | 1924 | 62 | 61 | 60 | 59 | 58 | 57 | 56 | 55 | 54 | 53 | 52 | 51 | 50 | 49 | 48 | 47 | 46 | 45 | 44 | 43 | 42 | 41 | 40 | 39 | 38 | 37 | 36 | 35 | 34 | 33 | 32 | 31 | 30 | 29 | 28 | 27 | 26 | 25 | 24 | 23 | 22 | 21 | 20 | 19 | 18 | 17 | 16 | 15 | 14 | 13 | 12 | 11 | 10 | 9 | 8 | 7 | 6 | 5 | 4 | 3 | 2 | 1 | 0 | -1 | -2 | -3 | -4 | -5 | -6 | -7 | -8 | -9 | -10 | -11 | -12 | -13 | -14 | -15 | -16 | -17 | -18 | -19 | -20 | -21 | -22 | -23 | -24 | -25 | -26 | -27 | -28 | 0 | 0
5 | 0 | 0 | KIOSK MOUNTED ; < = 22kV ; > 600 kVA ; MULTIPLE PHASE | 64.9821 | 2014 | 2013 | 2012 | 2011 | 2010 | 2009 | 2008 | 2007 | 2006 | 2005 | 2004 | 2003 | 2002 | 2001 | 2000 | 1999 | 1998 | 1997 | 1996 | 1995 | 1994 | 1993 | 1992 | 1991 | 1990 | 1989 | 1988 | 1987 | 1986 | 1985 | 1984 | 1983 | 1982 | 1981 | 1980 | 1979 | 1978 | 1977 | 1976 | 1975 | 1974 | 1973 | 1972 | 1971 | 1970 | 1969 | 1968 | 1967 | 1966 | 1965 | 1964 | 1963 | 1962 | 1961 | 1960 | 1959 | 1958 | 1957 | 1956 | 1955 | 1954 | 1953 | 1952 | 1951 | 1950 | 1949 | 1948 | 1947 | 1946 | 1945 | 1944 | 1943 | 1942 | 1941 | 1940 | 1939 | 1938 | 1937 | 1936 | 1935 | 1934 | 1933 | 1932 | 1931 | 1930 | 1929 | 1928 | 1927 | 1926 | 1925 | 1924 | 65 | 64 | 63 | 62 | 61 | 60 | 59 | 58 | 57 | 56 | 55 | 54 | 53 | 52 | 51 | 50 | 49 | 48 | 47 | 46 | 45 | 44 | 43 | 42 | 41 | 40 | 39 | 38 | 37 | 36 | 35 | 34 | 33 | 32 | 31 | 30 | 29 | 28 | 27 | 26 | 25 | 24 | 23 | 22 | 21 | 20 | 19 | 18 | 17 | 16 | 15 | 14 | 13 | 12 | 11 | 10 | 9 | 8 | 7 | 6 | 5 | 4 | 3 | 2 | 1 | 0 | -1 | -2 | -3 | -4 | -5 | -6 | -7 | -8 | -9 | -10 | -11 | -12 | -13 | -14 | -15 | -16 | -17 | -18 | -19 | -20 | -21 | -22 | -23 | -24 | -25 | 0 | 0
5 | 0 | 0 | GROUND OUTDOOR / INDOOR CHAMBER MOUNTED ; ˂ 22 kV ; < = 60 kVA ; SINGLE PHASE | 45 | 2014 | 2013 | 2012 | 2011 | 2010 | 2009 | 2008 | 2007 | 2006 | 2005 | 2004 | 2003 | 2002 | 2001 | 2000 | 1999 | 1998 | 1997 | 1996 | 1995 | 1994 | 1993 | 1992 | 1991 | 1990 | 1989 | 1988 | 1987 | 1986 | 1985 | 1984 | 1983 | 1982 | 1981 | 1980 | 1979 | 1978 | 1977 | 1976 | 1975 | 1974 | 1973 | 1972 | 1971 | 1970 | 1969 | 1968 | 1967 | 1966 | 1965 | 1964 | 1963 | 1962 | 1961 | 1960 | 1959 | 1958 | 1957 | 1956 | 1955 | 1954 | 1953 | 1952 | 1951 | 1950 | 1949 | 1948 | 1947 | 1946 | 1945 | 1944 | 1943 | 1942 | 1941 | 1940 | 1939 | 1938 | 1937 | 1936 | 1935 | 1934 | 1933 | 1932 | 1931 | 1930 | 1929 | 1928 | 1927 | 1926 | 1925 | 1924 | 45 | 44 | 43 | 42 | 41 | 40 | 39 | 38 | 37 | 36 | 35 | 34 | 33 | 32 | 31 | 30 | 29 | 28 | 27 | 26 | 25 | 24 | 23 | 22 | 21 | 20 | 19 | 18 | 17 | 16 | 15 | 14 | 13 | 12 | 11 | 10 | 9 | 8 | 7 | 6 | 5 | 4 | 3 | 2 | 1 | 0 | -1 | -2 | -3 | -4 | -5 | -6 | -7 | -8 | -9 | -10 | -11 | -12 | -13 | -14 | -15 | -16 | -17 | -18 | -19 | -20 | -21 | -22 | -23 | -24 | -25 | -26 | -27 | -28 | -29 | -30 | -31 | -32 | -33 | -34 | -35 | -36 | -37 | -38 | -39 | -40 | -41 | -42 | -43 | -44 | -45 | 0 | 0
5 | 0 | 0 | GROUND OUTDOOR / INDOOR CHAMBER MOUNTED ; ˂ 22 kV ; > 60 kVA AND < = 600 kVA ; SINGLE PHASE | 45 | 2014 | 2013 | 2012 | 2011 | 2010 | 2009 | 2008 | 2007 | 2006 | 2005 | 2004 | 2003 | 2002 | 2001 | 2000 | 1999 | 1998 | 1997 | 1996 | 1995 | 1994 | 1993 | 1992 | 1991 | 1990 | 1989 | 1988 | 1987 | 1986 | 1985 | 1984 | 1983 | 1982 | 1981 | 1980 | 1979 | 1978 | 1977 | 1976 | 1975 | 1974 | 1973 | 1972 | 1971 | 1970 | 1969 | 1968 | 1967 | 1966 | 1965 | 1964 | 1963 | 1962 | 1961 | 1960 | 1959 | 1958 | 1957 | 1956 | 1955 | 1954 | 1953 | 1952 | 1951 | 1950 | 1949 | 1948 | 1947 | 1946 | 1945 | 1944 | 1943 | 1942 | 1941 | 1940 | 1939 | 1938 | 1937 | 1936 | 1935 | 1934 | 1933 | 1932 | 1931 | 1930 | 1929 | 1928 | 1927 | 1926 | 1925 | 1924 | 45 | 44 | 43 | 42 | 41 | 40 | 39 | 38 | 37 | 36 | 35 | 34 | 33 | 32 | 31 | 30 | 29 | 28 | 27 | 26 | 25 | 24 | 23 | 22 | 21 | 20 | 19 | 18 | 17 | 16 | 15 | 14 | 13 | 12 | 11 | 10 | 9 | 8 | 7 | 6 | 5 | 4 | 3 | 2 | 1 | 0 | -1 | -2 | -3 | -4 | -5 | -6 | -7 | -8 | -9 | -10 | -11 | -12 | -13 | -14 | -15 | -16 | -17 | -18 | -19 | -20 | -21 | -22 | -23 | -24 | -25 | -26 | -27 | -28 | -29 | -30 | -31 | -32 | -33 | -34 | -35 | -36 | -37 | -38 | -39 | -40 | -41 | -42 | -43 | -44 | -45 | 0 | 0
5 | 0 | 0 | GROUND OUTDOOR / INDOOR CHAMBER MOUNTED ; ˂ 22 kV ; < = 60 kVA ; MULTIPLE PHASE | 45 | 2014 | 2013 | 2012 | 2011 | 2010 | 2009 | 2008 | 2007 | 2006 | 2005 | 2004 | 2003 | 2002 | 2001 | 2000 | 1999 | 1998 | 1997 | 1996 | 1995 | 1994 | 1993 | 1992 | 1991 | 1990 | 1989 | 1988 | 1987 | 1986 | 1985 | 1984 | 1983 | 1982 | 1981 | 1980 | 1979 | 1978 | 1977 | 1976 | 1975 | 1974 | 1973 | 1972 | 1971 | 1970 | 1969 | 1968 | 1967 | 1966 | 1965 | 1964 | 1963 | 1962 | 1961 | 1960 | 1959 | 1958 | 1957 | 1956 | 1955 | 1954 | 1953 | 1952 | 1951 | 1950 | 1949 | 1948 | 1947 | 1946 | 1945 | 1944 | 1943 | 1942 | 1941 | 1940 | 1939 | 1938 | 1937 | 1936 | 1935 | 1934 | 1933 | 1932 | 1931 | 1930 | 1929 | 1928 | 1927 | 1926 | 1925 | 1924 | 45 | 44 | 43 | 42 | 41 | 40 | 39 | 38 | 37 | 36 | 35 | 34 | 33 | 32 | 31 | 30 | 29 | 28 | 27 | 26 | 25 | 24 | 23 | 22 | 21 | 20 | 19 | 18 | 17 | 16 | 15 | 14 | 13 | 12 | 11 | 10 | 9 | 8 | 7 | 6 | 5 | 4 | 3 | 2 | 1 | 0 | -1 | -2 | -3 | -4 | -5 | -6 | -7 | -8 | -9 | -10 | -11 | -12 | -13 | -14 | -15 | -16 | -17 | -18 | -19 | -20 | -21 | -22 | -23 | -24 | -25 | -26 | -27 | -28 | -29 | -30 | -31 | -32 | -33 | -34 | -35 | -36 | -37 | -38 | -39 | -40 | -41 | -42 | -43 | -44 | -45 | 0 | 0
5 | 0 | 0 | GROUND OUTDOOR / INDOOR CHAMBER MOUNTED ; ˂ 22 kV ; > 60 kVA AND < = 600 kVA ; MULTIPLE PHASE | 62.2843 | 2014 | 2013 | 2012 | 2011 | 2010 | 2009 | 2008 | 2007 | 2006 | 2005 | 2004 | 2003 | 2002 | 2001 | 2000 | 1999 | 1998 | 1997 | 1996 | 1995 | 1994 | 1993 | 1992 | 1991 | 1990 | 1989 | 1988 | 1987 | 1986 | 1985 | 1984 | 1983 | 1982 | 1981 | 1980 | 1979 | 1978 | 1977 | 1976 | 1975 | 1974 | 1973 | 1972 | 1971 | 1970 | 1969 | 1968 | 1967 | 1966 | 1965 | 1964 | 1963 | 1962 | 1961 | 1960 | 1959 | 1958 | 1957 | 1956 | 1955 | 1954 | 1953 | 1952 | 1951 | 1950 | 1949 | 1948 | 1947 | 1946 | 1945 | 1944 | 1943 | 1942 | 1941 | 1940 | 1939 | 1938 | 1937 | 1936 | 1935 | 1934 | 1933 | 1932 | 1931 | 1930 | 1929 | 1928 | 1927 | 1926 | 1925 | 1924 | 62 | 61 | 60 | 59 | 58 | 57 | 56 | 55 | 54 | 53 | 52 | 51 | 50 | 49 | 48 | 47 | 46 | 45 | 44 | 43 | 42 | 41 | 40 | 39 | 38 | 37 | 36 | 35 | 34 | 33 | 32 | 31 | 30 | 29 | 28 | 27 | 26 | 25 | 24 | 23 | 22 | 21 | 20 | 19 | 18 | 17 | 16 | 15 | 14 | 13 | 12 | 11 | 10 | 9 | 8 | 7 | 6 | 5 | 4 | 3 | 2 | 1 | 0 | -1 | -2 | -3 | -4 | -5 | -6 | -7 | -8 | -9 | -10 | -11 | -12 | -13 | -14 | -15 | -16 | -17 | -18 | -19 | -20 | -21 | -22 | -23 | -24 | -25 | -26 | -27 | -28 | 0 | 0
5 | 0 | 0 | GROUND OUTDOOR / INDOOR CHAMBER MOUNTED ; ˂ 22 kV ; > 600 kVA ; MULTIPLE PHASE | 60.6424 | 2014 | 2013 | 2012 | 2011 | 2010 | 2009 | 2008 | 2007 | 2006 | 2005 | 2004 | 2003 | 2002 | 2001 | 2000 | 1999 | 1998 | 1997 | 1996 | 1995 | 1994 | 1993 | 1992 | 1991 | 1990 | 1989 | 1988 | 1987 | 1986 | 1985 | 1984 | 1983 | 1982 | 1981 | 1980 | 1979 | 1978 | 1977 | 1976 | 1975 | 1974 | 1973 | 1972 | 1971 | 1970 | 1969 | 1968 | 1967 | 1966 | 1965 | 1964 | 1963 | 1962 | 1961 | 1960 | 1959 | 1958 | 1957 | 1956 | 1955 | 1954 | 1953 | 1952 | 1951 | 1950 | 1949 | 1948 | 1947 | 1946 | 1945 | 1944 | 1943 | 1942 | 1941 | 1940 | 1939 | 1938 | 1937 | 1936 | 1935 | 1934 | 1933 | 1932 | 1931 | 1930 | 1929 | 1928 | 1927 | 1926 | 1925 | 1924 | 61 | 60 | 59 | 58 | 57 | 56 | 55 | 54 | 53 | 52 | 51 | 50 | 49 | 48 | 47 | 46 | 45 | 44 | 43 | 42 | 41 | 40 | 39 | 38 | 37 | 36 | 35 | 34 | 33 | 32 | 31 | 30 | 29 | 28 | 27 | 26 | 25 | 24 | 23 | 22 | 21 | 20 | 19 | 18 | 17 | 16 | 15 | 14 | 13 | 12 | 11 | 10 | 9 | 8 | 7 | 6 | 5 | 4 | 3 | 2 | 1 | 0 | -1 | -2 | -3 | -4 | -5 | -6 | -7 | -8 | -9 | -10 | -11 | -12 | -13 | -14 | -15 | -16 | -17 | -18 | -19 | -20 | -21 | -22 | -23 | -24 | -25 | -26 | -27 | -28 | -29 | 0 | 0
5 | 0 | 0 | GROUND OUTDOOR / INDOOR CHAMBER MOUNTED ; > 33 kV & < = 66 kV ; < = 15 MVA | 50.6 | 2014 | 2013 | 2012 | 2011 | 2010 | 2009 | 2008 | 2007 | 2006 | 2005 | 2004 | 2003 | 2002 | 2001 | 2000 | 1999 | 1998 | 1997 | 1996 | 1995 | 1994 | 1993 | 1992 | 1991 | 1990 | 1989 | 1988 | 1987 | 1986 | 1985 | 1984 | 1983 | 1982 | 1981 | 1980 | 1979 | 1978 | 1977 | 1976 | 1975 | 1974 | 1973 | 1972 | 1971 | 1970 | 1969 | 1968 | 1967 | 1966 | 1965 | 1964 | 1963 | 1962 | 1961 | 1960 | 1959 | 1958 | 1957 | 1956 | 1955 | 1954 | 1953 | 1952 | 1951 | 1950 | 1949 | 1948 | 1947 | 1946 | 1945 | 1944 | 1943 | 1942 | 1941 | 1940 | 1939 | 1938 | 1937 | 1936 | 1935 | 1934 | 1933 | 1932 | 1931 | 1930 | 1929 | 1928 | 1927 | 1926 | 1925 | 1924 | 51 | 50 | 49 | 48 | 47 | 46 | 45 | 44 | 43 | 42 | 41 | 40 | 39 | 38 | 37 | 36 | 35 | 34 | 33 | 32 | 31 | 30 | 29 | 28 | 27 | 26 | 25 | 24 | 23 | 22 | 21 | 20 | 19 | 18 | 17 | 16 | 15 | 14 | 13 | 12 | 11 | 10 | 9 | 8 | 7 | 6 | 5 | 4 | 3 | 2 | 1 | 0 | -1 | -2 | -3 | -4 | -5 | -6 | -7 | -8 | -9 | -10 | -11 | -12 | -13 | -14 | -15 | -16 | -17 | -18 | -19 | -20 | -21 | -22 | -23 | -24 | -25 | -26 | -27 | -28 | -29 | -30 | -31 | -32 | -33 | -34 | -35 | -36 | -37 | -38 | -39 | 12517.3911 | 11
5 | 0 | 0 | GROUND OUTDOOR / INDOOR CHAMBER MOUNTED ; > 33 kV & < = 66 kV ; > 15 MVA AND < = 40 MVA | 54.2487 | 2014 | 2013 | 2012 | 2011 | 2010 | 2009 | 2008 | 2007 | 2006 | 2005 | 2004 | 2003 | 2002 | 2001 | 2000 | 1999 | 1998 | 1997 | 1996 | 1995 | 1994 | 1993 | 1992 | 1991 | 1990 | 1989 | 1988 | 1987 | 1986 | 1985 | 1984 | 1983 | 1982 | 1981 | 1980 | 1979 | 1978 | 1977 | 1976 | 1975 | 1974 | 1973 | 1972 | 1971 | 1970 | 1969 | 1968 | 1967 | 1966 | 1965 | 1964 | 1963 | 1962 | 1961 | 1960 | 1959 | 1958 | 1957 | 1956 | 1955 | 1954 | 1953 | 1952 | 1951 | 1950 | 1949 | 1948 | 1947 | 1946 | 1945 | 1944 | 1943 | 1942 | 1941 | 1940 | 1939 | 1938 | 1937 | 1936 | 1935 | 1934 | 1933 | 1932 | 1931 | 1930 | 1929 | 1928 | 1927 | 1926 | 1925 | 1924 | 54 | 53 | 52 | 51 | 50 | 49 | 48 | 47 | 46 | 45 | 44 | 43 | 42 | 41 | 40 | 39 | 38 | 37 | 36 | 35 | 34 | 33 | 32 | 31 | 30 | 29 | 28 | 27 | 26 | 25 | 24 | 23 | 22 | 21 | 20 | 19 | 18 | 17 | 16 | 15 | 14 | 13 | 12 | 11 | 10 | 9 | 8 | 7 | 6 | 5 | 4 | 3 | 2 | 1 | 0 | -1 | -2 | -3 | -4 | -5 | -6 | -7 | -8 | -9 | -10 | -11 | -12 | -13 | -14 | -15 | -16 | -17 | -18 | -19 | -20 | -21 | -22 | -23 | -24 | -25 | -26 | -27 | -28 | -29 | -30 | -31 | -32 | -33 | -34 | -35 | -36 | 1137.9446 | 1
5 | 0 | 0 | GROUND OUTDOOR / INDOOR CHAMBER MOUNTED ; > 33 kV & < = 66 kV ; > 40 MVA | 50.6 | 2014 | 2013 | 2012 | 2011 | 2010 | 2009 | 2008 | 2007 | 2006 | 2005 | 2004 | 2003 | 2002 | 2001 | 2000 | 1999 | 1998 | 1997 | 1996 | 1995 | 1994 | 1993 | 1992 | 1991 | 1990 | 1989 | 1988 | 1987 | 1986 | 1985 | 1984 | 1983 | 1982 | 1981 | 1980 | 1979 | 1978 | 1977 | 1976 | 1975 | 1974 | 1973 | 1972 | 1971 | 1970 | 1969 | 1968 | 1967 | 1966 | 1965 | 1964 | 1963 | 1962 | 1961 | 1960 | 1959 | 1958 | 1957 | 1956 | 1955 | 1954 | 1953 | 1952 | 1951 | 1950 | 1949 | 1948 | 1947 | 1946 | 1945 | 1944 | 1943 | 1942 | 1941 | 1940 | 1939 | 1938 | 1937 | 1936 | 1935 | 1934 | 1933 | 1932 | 1931 | 1930 | 1929 | 1928 | 1927 | 1926 | 1925 | 1924 | 51 | 50 | 49 | 48 | 47 | 46 | 45 | 44 | 43 | 42 | 41 | 40 | 39 | 38 | 37 | 36 | 35 | 34 | 33 | 32 | 31 | 30 | 29 | 28 | 27 | 26 | 25 | 24 | 23 | 22 | 21 | 20 | 19 | 18 | 17 | 16 | 15 | 14 | 13 | 12 | 11 | 10 | 9 | 8 | 7 | 6 | 5 | 4 | 3 | 2 | 1 | 0 | -1 | -2 | -3 | -4 | -5 | -6 | -7 | -8 | -9 | -10 | -11 | -12 | -13 | -14 | -15 | -16 | -17 | -18 | -19 | -20 | -21 | -22 | -23 | -24 | -25 | -26 | -27 | -28 | -29 | -30 | -31 | -32 | -33 | -34 | -35 | -36 | -37 | -38 | -39 | 0 | 0
5 | 0 | 0 | POLE MOUNTED ; < ≈ 22KV ; < ≈ 60 KVA ; SWER | 64.3458 | 2014 | 2013 | 2012 | 2011 | 2010 | 2009 | 2008 | 2007 | 2006 | 2005 | 2004 | 2003 | 2002 | 2001 | 2000 | 1999 | 1998 | 1997 | 1996 | 1995 | 1994 | 1993 | 1992 | 1991 | 1990 | 1989 | 1988 | 1987 | 1986 | 1985 | 1984 | 1983 | 1982 | 1981 | 1980 | 1979 | 1978 | 1977 | 1976 | 1975 | 1974 | 1973 | 1972 | 1971 | 1970 | 1969 | 1968 | 1967 | 1966 | 1965 | 1964 | 1963 | 1962 | 1961 | 1960 | 1959 | 1958 | 1957 | 1956 | 1955 | 1954 | 1953 | 1952 | 1951 | 1950 | 1949 | 1948 | 1947 | 1946 | 1945 | 1944 | 1943 | 1942 | 1941 | 1940 | 1939 | 1938 | 1937 | 1936 | 1935 | 1934 | 1933 | 1932 | 1931 | 1930 | 1929 | 1928 | 1927 | 1926 | 1925 | 1924 | 64 | 63 | 62 | 61 | 60 | 59 | 58 | 57 | 56 | 55 | 54 | 53 | 52 | 51 | 50 | 49 | 48 | 47 | 46 | 45 | 44 | 43 | 42 | 41 | 40 | 39 | 38 | 37 | 36 | 35 | 34 | 33 | 32 | 31 | 30 | 29 | 28 | 27 | 26 | 25 | 24 | 23 | 22 | 21 | 20 | 19 | 18 | 17 | 16 | 15 | 14 | 13 | 12 | 11 | 10 | 9 | 8 | 7 | 6 | 5 | 4 | 3 | 2 | 1 | 0 | -1 | -2 | -3 | -4 | -5 | -6 | -7 | -8 | -9 | -10 | -11 | -12 | -13 | -14 | -15 | -16 | -17 | -18 | -19 | -20 | -21 | -22 | -23 | -24 | -25 | -26 | 0 | 0
5 | 0 | 0 | POLE MOUNTED ; < ≈ 22KV ; > 60 KVA AND < ≈ 600 KVA ; SWER | 50 | 2014 | 2013 | 2012 | 2011 | 2010 | 2009 | 2008 | 2007 | 2006 | 2005 | 2004 | 2003 | 2002 | 2001 | 2000 | 1999 | 1998 | 1997 | 1996 | 1995 | 1994 | 1993 | 1992 | 1991 | 1990 | 1989 | 1988 | 1987 | 1986 | 1985 | 1984 | 1983 | 1982 | 1981 | 1980 | 1979 | 1978 | 1977 | 1976 | 1975 | 1974 | 1973 | 1972 | 1971 | 1970 | 1969 | 1968 | 1967 | 1966 | 1965 | 1964 | 1963 | 1962 | 1961 | 1960 | 1959 | 1958 | 1957 | 1956 | 1955 | 1954 | 1953 | 1952 | 1951 | 1950 | 1949 | 1948 | 1947 | 1946 | 1945 | 1944 | 1943 | 1942 | 1941 | 1940 | 1939 | 1938 | 1937 | 1936 | 1935 | 1934 | 1933 | 1932 | 1931 | 1930 | 1929 | 1928 | 1927 | 1926 | 1925 | 1924 | 50 | 49 | 48 | 47 | 46 | 45 | 44 | 43 | 42 | 41 | 40 | 39 | 38 | 37 | 36 | 35 | 34 | 33 | 32 | 31 | 30 | 29 | 28 | 27 | 26 | 25 | 24 | 23 | 22 | 21 | 20 | 19 | 18 | 17 | 16 | 15 | 14 | 13 | 12 | 11 | 10 | 9 | 8 | 7 | 6 | 5 | 4 | 3 | 2 | 1 | 0 | -1 | -2 | -3 | -4 | -5 | -6 | -7 | -8 | -9 | -10 | -11 | -12 | -13 | -14 | -15 | -16 | -17 | -18 | -19 | -20 | -21 | -22 | -23 | -24 | -25 | -26 | -27 | -28 | -29 | -30 | -31 | -32 | -33 | -34 | -35 | -36 | -37 | -38 | -39 | -40 | 0 | 0
5 | 0 | 0 | KIOSK MOUNTED ; < ≈ 22KV ; < ≈ 60 KVA ; SWER | 41.5321 | 2014 | 2013 | 2012 | 2011 | 2010 | 2009 | 2008 | 2007 | 2006 | 2005 | 2004 | 2003 | 2002 | 2001 | 2000 | 1999 | 1998 | 1997 | 1996 | 1995 | 1994 | 1993 | 1992 | 1991 | 1990 | 1989 | 1988 | 1987 | 1986 | 1985 | 1984 | 1983 | 1982 | 1981 | 1980 | 1979 | 1978 | 1977 | 1976 | 1975 | 1974 | 1973 | 1972 | 1971 | 1970 | 1969 | 1968 | 1967 | 1966 | 1965 | 1964 | 1963 | 1962 | 1961 | 1960 | 1959 | 1958 | 1957 | 1956 | 1955 | 1954 | 1953 | 1952 | 1951 | 1950 | 1949 | 1948 | 1947 | 1946 | 1945 | 1944 | 1943 | 1942 | 1941 | 1940 | 1939 | 1938 | 1937 | 1936 | 1935 | 1934 | 1933 | 1932 | 1931 | 1930 | 1929 | 1928 | 1927 | 1926 | 1925 | 1924 | 42 | 41 | 40 | 39 | 38 | 37 | 36 | 35 | 34 | 33 | 32 | 31 | 30 | 29 | 28 | 27 | 26 | 25 | 24 | 23 | 22 | 21 | 20 | 19 | 18 | 17 | 16 | 15 | 14 | 13 | 12 | 11 | 10 | 9 | 8 | 7 | 6 | 5 | 4 | 3 | 2 | 1 | 0 | -1 | -2 | -3 | -4 | -5 | -6 | -7 | -8 | -9 | -10 | -11 | -12 | -13 | -14 | -15 | -16 | -17 | -18 | -19 | -20 | -21 | -22 | -23 | -24 | -25 | -26 | -27 | -28 | -29 | -30 | -31 | -32 | -33 | -34 | -35 | -36 | -37 | -38 | -39 | -40 | -41 | -42 | -43 | -44 | -45 | -46 | -47 | -48 | 26.4022 | 2
5 | 0 | 0 | POLE / GROUND MOUNTED ; < = 22KV ; > 600 KVA ; REGULATOR | 43.6417 | 2014 | 2013 | 2012 | 2011 | 2010 | 2009 | 2008 | 2007 | 2006 | 2005 | 2004 | 2003 | 2002 | 2001 | 2000 | 1999 | 1998 | 1997 | 1996 | 1995 | 1994 | 1993 | 1992 | 1991 | 1990 | 1989 | 1988 | 1987 | 1986 | 1985 | 1984 | 1983 | 1982 | 1981 | 1980 | 1979 | 1978 | 1977 | 1976 | 1975 | 1974 | 1973 | 1972 | 1971 | 1970 | 1969 | 1968 | 1967 | 1966 | 1965 | 1964 | 1963 | 1962 | 1961 | 1960 | 1959 | 1958 | 1957 | 1956 | 1955 | 1954 | 1953 | 1952 | 1951 | 1950 | 1949 | 1948 | 1947 | 1946 | 1945 | 1944 | 1943 | 1942 | 1941 | 1940 | 1939 | 1938 | 1937 | 1936 | 1935 | 1934 | 1933 | 1932 | 1931 | 1930 | 1929 | 1928 | 1927 | 1926 | 1925 | 1924 | 44 | 43 | 42 | 41 | 40 | 39 | 38 | 37 | 36 | 35 | 34 | 33 | 32 | 31 | 30 | 29 | 28 | 27 | 26 | 25 | 24 | 23 | 22 | 21 | 20 | 19 | 18 | 17 | 16 | 15 | 14 | 13 | 12 | 11 | 10 | 9 | 8 | 7 | 6 | 5 | 4 | 3 | 2 | 1 | 0 | -1 | -2 | -3 | -4 | -5 | -6 | -7 | -8 | -9 | -10 | -11 | -12 | -13 | -14 | -15 | -16 | -17 | -18 | -19 | -20 | -21 | -22 | -23 | -24 | -25 | -26 | -27 | -28 | -29 | -30 | -31 | -32 | -33 | -34 | -35 | -36 | -37 | -38 | -39 | -40 | -41 | -42 | -43 | -44 | -45 | -46 | 261.3038 | 4
5 | 0 | 0 | AUTO TRANSFORMERS | 55 | 2014 | 2013 | 2012 | 2011 | 2010 | 2009 | 2008 | 2007 | 2006 | 2005 | 2004 | 2003 | 2002 | 2001 | 2000 | 1999 | 1998 | 1997 | 1996 | 1995 | 1994 | 1993 | 1992 | 1991 | 1990 | 1989 | 1988 | 1987 | 1986 | 1985 | 1984 | 1983 | 1982 | 1981 | 1980 | 1979 | 1978 | 1977 | 1976 | 1975 | 1974 | 1973 | 1972 | 1971 | 1970 | 1969 | 1968 | 1967 | 1966 | 1965 | 1964 | 1963 | 1962 | 1961 | 1960 | 1959 | 1958 | 1957 | 1956 | 1955 | 1954 | 1953 | 1952 | 1951 | 1950 | 1949 | 1948 | 1947 | 1946 | 1945 | 1944 | 1943 | 1942 | 1941 | 1940 | 1939 | 1938 | 1937 | 1936 | 1935 | 1934 | 1933 | 1932 | 1931 | 1930 | 1929 | 1928 | 1927 | 1926 | 1925 | 1924 | 55 | 54 | 53 | 52 | 51 | 50 | 49 | 48 | 47 | 46 | 45 | 44 | 43 | 42 | 41 | 40 | 39 | 38 | 37 | 36 | 35 | 34 | 33 | 32 | 31 | 30 | 29 | 28 | 27 | 26 | 25 | 24 | 23 | 22 | 21 | 20 | 19 | 18 | 17 | 16 | 15 | 14 | 13 | 12 | 11 | 10 | 9 | 8 | 7 | 6 | 5 | 4 | 3 | 2 | 1 | 0 | -1 | -2 | -3 | -4 | -5 | -6 | -7 | -8 | -9 | -10 | -11 | -12 | -13 | -14 | -15 | -16 | -17 | -18 | -19 | -20 | -21 | -22 | -23 | -24 | -25 | -26 | -27 | -28 | -29 | -30 | -31 | -32 | -33 | -34 | -35 | 0 | 0
0 | 0 | 0 | 0 | 0 | 0 | 0 | 0 | 0 | 0 | 0 | 0 | 0 | 0 | 0 | 0 | 0 | 0 | 0 | 0 | 0 | 0 | 0 | 0 | 0 | 0 | 0 | 0 | 0 | 0 | 0 | 0 | 0 | 0 | 0 | 0 | 0 | 0 | 0 | 0 | 0 | 0 | 0 | 0 | 0 | 0 | 0 | 0 | 0 | 0 | 0 | 0 | 0 | 0 | 0 | 0 | 0 | 0 | 0 | 0 | 0 | 0 | 0 | 0 | 0 | 0 | 0 | 0 | 0 | 0 | 0 | 0 | 0 | 0 | 0 | 0 | 0 | 0 | 0 | 0 | 0 | 0 | 0 | 0 | 0 | 0 | 0 | 0 | 0 | 0 | 0 | 0 | 0 | 0 | 0 | 0 | 0 | 0 | 0 | 0 | 0 | 0 | 0 | 0 | 0 | 0 | 0 | 0 | 0 | 0 | 0 | 0 | 0 | 0 | 0 | 0 | 0 | 0 | 0 | 0 | 0 | 0 | 0 | 0 | 0 | 0 | 0 | 0 | 0 | 0 | 0 | 0 | 0 | 0 | 0 | 0 | 0 | 0 | 0 | 0 | 0 | 0 | 0 | 0 | 0 | 0 | 0 | 0 | 0 | 0 | 0 | 0 | 0 | 0 | 0 | 0 | 0 | 0 | 0 | 0 | 0 | 0 | 0 | 0 | 0 | 0 | 0 | 0 | 0 | 0 | 0 | 0 | 0 | 0 | 0 | 0 | 0 | 0 | 0 | 0 | 0 | 0 | 0 | 0 | 0 | 0 | 0 | 0 | 0
0 | 0 | 0 | Switchgear | 0 | 0 | 0 | 0 | 0 | 0 | 0 | 0 | 0 | 0 | 0 | 0 | 0 | 0 | 0 | 0 | 0 | 0 | 0 | 0 | 0 | 0 | 0 | 0 | 0 | 0 | 0 | 0 | 0 | 0 | 0 | 0 | 0 | 0 | 0 | 0 | 0 | 0 | 0 | 0 | 0 | 0 | 0 | 0 | 0 | 0 | 0 | 0 | 0 | 0 | 0 | 0 | 0 | 0 | 0 | 0 | 0 | 0 | 0 | 0 | 0 | 0 | 0 | 0 | 0 | 0 | 0 | 0 | 0 | 0 | 0 | 0 | 0 | 0 | 0 | 0 | 0 | 0 | 0 | 0 | 0 | 0 | 0 | 0 | 0 | 0 | 0 | 0 | 0 | 0 | 0 | 0 | 0 | 0 | 0 | 0 | 0 | 0 | 0 | 0 | 0 | 0 | 0 | 0 | 0 | 0 | 0 | 0 | 0 | 0 | 0 | 0 | 0 | 0 | 0 | 0 | 0 | 0 | 0 | 0 | 0 | 0 | 0 | 0 | 0 | 0 | 0 | 0 | 0 | 0 | 0 | 0 | 0 | 0 | 0 | 0 | 0 | 0 | 0 | 0 | 0 | 0 | 0 | 0 | 0 | 0 | 0 | 0 | 0 | 0 | 0 | 0 | 0 | 0 | 0 | 0 | 0 | 0 | 0 | 0 | 0 | 0 | 0 | 0 | 0 | 0 | 0 | 0 | 0 | 0 | 0 | 0 | 0 | 0 | 0 | 0 | 0 | 0 | 0 | 0 | 0 | 0 | 0 | 0 | 0
6 | 0 | 0 | ˂ = 11 kV ; SWITCH | 58.3673 | 2014 | 2013 | 2012 | 2011 | 2010 | 2009 | 2008 | 2007 | 2006 | 2005 | 2004 | 2003 | 2002 | 2001 | 2000 | 1999 | 1998 | 1997 | 1996 | 1995 | 1994 | 1993 | 1992 | 1991 | 1990 | 1989 | 1988 | 1987 | 1986 | 1985 | 1984 | 1983 | 1982 | 1981 | 1980 | 1979 | 1978 | 1977 | 1976 | 1975 | 1974 | 1973 | 1972 | 1971 | 1970 | 1969 | 1968 | 1967 | 1966 | 1965 | 1964 | 1963 | 1962 | 1961 | 1960 | 1959 | 1958 | 1957 | 1956 | 1955 | 1954 | 1953 | 1952 | 1951 | 1950 | 1949 | 1948 | 1947 | 1946 | 1945 | 1944 | 1943 | 1942 | 1941 | 1940 | 1939 | 1938 | 1937 | 1936 | 1935 | 1934 | 1933 | 1932 | 1931 | 1930 | 1929 | 1928 | 1927 | 1926 | 1925 | 1924 | 58 | 57 | 56 | 55 | 54 | 53 | 52 | 51 | 50 | 49 | 48 | 47 | 46 | 45 | 44 | 43 | 42 | 41 | 40 | 39 | 38 | 37 | 36 | 35 | 34 | 33 | 32 | 31 | 30 | 29 | 28 | 27 | 26 | 25 | 24 | 23 | 22 | 21 | 20 | 19 | 18 | 17 | 16 | 15 | 14 | 13 | 12 | 11 | 10 | 9 | 8 | 7 | 6 | 5 | 4 | 3 | 2 | 1 | 0 | -1 | -2 | -3 | -4 | -5 | -6 | -7 | -8 | -9 | -10 | -11 | -12 | -13 | -14 | -15 | -16 | -17 | -18 | -19 | -20 | -21 | -22 | -23 | -24 | -25 | -26 | -27 | -28 | -29 | -30 | -31 | -32 | 0 | 0
6 | 0 | 0 | ˂ = 11 kV ; CIRCUIT BREAKER | 45 | 2014 | 2013 | 2012 | 2011 | 2010 | 2009 | 2008 | 2007 | 2006 | 2005 | 2004 | 2003 | 2002 | 2001 | 2000 | 1999 | 1998 | 1997 | 1996 | 1995 | 1994 | 1993 | 1992 | 1991 | 1990 | 1989 | 1988 | 1987 | 1986 | 1985 | 1984 | 1983 | 1982 | 1981 | 1980 | 1979 | 1978 | 1977 | 1976 | 1975 | 1974 | 1973 | 1972 | 1971 | 1970 | 1969 | 1968 | 1967 | 1966 | 1965 | 1964 | 1963 | 1962 | 1961 | 1960 | 1959 | 1958 | 1957 | 1956 | 1955 | 1954 | 1953 | 1952 | 1951 | 1950 | 1949 | 1948 | 1947 | 1946 | 1945 | 1944 | 1943 | 1942 | 1941 | 1940 | 1939 | 1938 | 1937 | 1936 | 1935 | 1934 | 1933 | 1932 | 1931 | 1930 | 1929 | 1928 | 1927 | 1926 | 1925 | 1924 | 45 | 44 | 43 | 42 | 41 | 40 | 39 | 38 | 37 | 36 | 35 | 34 | 33 | 32 | 31 | 30 | 29 | 28 | 27 | 26 | 25 | 24 | 23 | 22 | 21 | 20 | 19 | 18 | 17 | 16 | 15 | 14 | 13 | 12 | 11 | 10 | 9 | 8 | 7 | 6 | 5 | 4 | 3 | 2 | 1 | 0 | -1 | -2 | -3 | -4 | -5 | -6 | -7 | -8 | -9 | -10 | -11 | -12 | -13 | -14 | -15 | -16 | -17 | -18 | -19 | -20 | -21 | -22 | -23 | -24 | -25 | -26 | -27 | -28 | -29 | -30 | -31 | -32 | -33 | -34 | -35 | -36 | -37 | -38 | -39 | -40 | -41 | -42 | -43 | -44 | -45 | 1157.4584 | 13
6 | 0 | 0 | ˂= 1 kV CIRCUIT BREAKER | 45 | 2014 | 2013 | 2012 | 2011 | 2010 | 2009 | 2008 | 2007 | 2006 | 2005 | 2004 | 2003 | 2002 | 2001 | 2000 | 1999 | 1998 | 1997 | 1996 | 1995 | 1994 | 1993 | 1992 | 1991 | 1990 | 1989 | 1988 | 1987 | 1986 | 1985 | 1984 | 1983 | 1982 | 1981 | 1980 | 1979 | 1978 | 1977 | 1976 | 1975 | 1974 | 1973 | 1972 | 1971 | 1970 | 1969 | 1968 | 1967 | 1966 | 1965 | 1964 | 1963 | 1962 | 1961 | 1960 | 1959 | 1958 | 1957 | 1956 | 1955 | 1954 | 1953 | 1952 | 1951 | 1950 | 1949 | 1948 | 1947 | 1946 | 1945 | 1944 | 1943 | 1942 | 1941 | 1940 | 1939 | 1938 | 1937 | 1936 | 1935 | 1934 | 1933 | 1932 | 1931 | 1930 | 1929 | 1928 | 1927 | 1926 | 1925 | 1924 | 45 | 44 | 43 | 42 | 41 | 40 | 39 | 38 | 37 | 36 | 35 | 34 | 33 | 32 | 31 | 30 | 29 | 28 | 27 | 26 | 25 | 24 | 23 | 22 | 21 | 20 | 19 | 18 | 17 | 16 | 15 | 14 | 13 | 12 | 11 | 10 | 9 | 8 | 7 | 6 | 5 | 4 | 3 | 2 | 1 | 0 | -1 | -2 | -3 | -4 | -5 | -6 | -7 | -8 | -9 | -10 | -11 | -12 | -13 | -14 | -15 | -16 | -17 | -18 | -19 | -20 | -21 | -22 | -23 | -24 | -25 | -26 | -27 | -28 | -29 | -30 | -31 | -32 | -33 | -34 | -35 | -36 | -37 | -38 | -39 | -40 | -41 | -42 | -43 | -44 | -45 | 4995.0074 | 1029
6 | 0 | 0 | > 1 kV & ˂= 11 kV ISOLATORS, EARTHING SWITCH | 45 | 2014 | 2013 | 2012 | 2011 | 2010 | 2009 | 2008 | 2007 | 2006 | 2005 | 2004 | 2003 | 2002 | 2001 | 2000 | 1999 | 1998 | 1997 | 1996 | 1995 | 1994 | 1993 | 1992 | 1991 | 1990 | 1989 | 1988 | 1987 | 1986 | 1985 | 1984 | 1983 | 1982 | 1981 | 1980 | 1979 | 1978 | 1977 | 1976 | 1975 | 1974 | 1973 | 1972 | 1971 | 1970 | 1969 | 1968 | 1967 | 1966 | 1965 | 1964 | 1963 | 1962 | 1961 | 1960 | 1959 | 1958 | 1957 | 1956 | 1955 | 1954 | 1953 | 1952 | 1951 | 1950 | 1949 | 1948 | 1947 | 1946 | 1945 | 1944 | 1943 | 1942 | 1941 | 1940 | 1939 | 1938 | 1937 | 1936 | 1935 | 1934 | 1933 | 1932 | 1931 | 1930 | 1929 | 1928 | 1927 | 1926 | 1925 | 1924 | 45 | 44 | 43 | 42 | 41 | 40 | 39 | 38 | 37 | 36 | 35 | 34 | 33 | 32 | 31 | 30 | 29 | 28 | 27 | 26 | 25 | 24 | 23 | 22 | 21 | 20 | 19 | 18 | 17 | 16 | 15 | 14 | 13 | 12 | 11 | 10 | 9 | 8 | 7 | 6 | 5 | 4 | 3 | 2 | 1 | 0 | -1 | -2 | -3 | -4 | -5 | -6 | -7 | -8 | -9 | -10 | -11 | -12 | -13 | -14 | -15 | -16 | -17 | -18 | -19 | -20 | -21 | -22 | -23 | -24 | -25 | -26 | -27 | -28 | -29 | -30 | -31 | -32 | -33 | -34 | -35 | -36 | -37 | -38 | -39 | -40 | -41 | -42 | -43 | -44 | -45 | 38.8339 | 8
6 | 0 | 0 | > 11 kV & < = 22 kV ; SWITCH | 71.5065 | 2014 | 2013 | 2012 | 2011 | 2010 | 2009 | 2008 | 2007 | 2006 | 2005 | 2004 | 2003 | 2002 | 2001 | 2000 | 1999 | 1998 | 1997 | 1996 | 1995 | 1994 | 1993 | 1992 | 1991 | 1990 | 1989 | 1988 | 1987 | 1986 | 1985 | 1984 | 1983 | 1982 | 1981 | 1980 | 1979 | 1978 | 1977 | 1976 | 1975 | 1974 | 1973 | 1972 | 1971 | 1970 | 1969 | 1968 | 1967 | 1966 | 1965 | 1964 | 1963 | 1962 | 1961 | 1960 | 1959 | 1958 | 1957 | 1956 | 1955 | 1954 | 1953 | 1952 | 1951 | 1950 | 1949 | 1948 | 1947 | 1946 | 1945 | 1944 | 1943 | 1942 | 1941 | 1940 | 1939 | 1938 | 1937 | 1936 | 1935 | 1934 | 1933 | 1932 | 1931 | 1930 | 1929 | 1928 | 1927 | 1926 | 1925 | 1924 | 72 | 71 | 70 | 69 | 68 | 67 | 66 | 65 | 64 | 63 | 62 | 61 | 60 | 59 | 58 | 57 | 56 | 55 | 54 | 53 | 52 | 51 | 50 | 49 | 48 | 47 | 46 | 45 | 44 | 43 | 42 | 41 | 40 | 39 | 38 | 37 | 36 | 35 | 34 | 33 | 32 | 31 | 30 | 29 | 28 | 27 | 26 | 25 | 24 | 23 | 22 | 21 | 20 | 19 | 18 | 17 | 16 | 15 | 14 | 13 | 12 | 11 | 10 | 9 | 8 | 7 | 6 | 5 | 4 | 3 | 2 | 1 | 0 | -1 | -2 | -3 | -4 | -5 | -6 | -7 | -8 | -9 | -10 | -11 | -12 | -13 | -14 | -15 | -16 | -17 | -18 | 2107.6408 | 117
6 | 0 | 0 | > 11 kV & < = 22 kV ; CIRCUIT BREAKER | 50.9187 | 2014 | 2013 | 2012 | 2011 | 2010 | 2009 | 2008 | 2007 | 2006 | 2005 | 2004 | 2003 | 2002 | 2001 | 2000 | 1999 | 1998 | 1997 | 1996 | 1995 | 1994 | 1993 | 1992 | 1991 | 1990 | 1989 | 1988 | 1987 | 1986 | 1985 | 1984 | 1983 | 1982 | 1981 | 1980 | 1979 | 1978 | 1977 | 1976 | 1975 | 1974 | 1973 | 1972 | 1971 | 1970 | 1969 | 1968 | 1967 | 1966 | 1965 | 1964 | 1963 | 1962 | 1961 | 1960 | 1959 | 1958 | 1957 | 1956 | 1955 | 1954 | 1953 | 1952 | 1951 | 1950 | 1949 | 1948 | 1947 | 1946 | 1945 | 1944 | 1943 | 1942 | 1941 | 1940 | 1939 | 1938 | 1937 | 1936 | 1935 | 1934 | 1933 | 1932 | 1931 | 1930 | 1929 | 1928 | 1927 | 1926 | 1925 | 1924 | 51 | 50 | 49 | 48 | 47 | 46 | 45 | 44 | 43 | 42 | 41 | 40 | 39 | 38 | 37 | 36 | 35 | 34 | 33 | 32 | 31 | 30 | 29 | 28 | 27 | 26 | 25 | 24 | 23 | 22 | 21 | 20 | 19 | 18 | 17 | 16 | 15 | 14 | 13 | 12 | 11 | 10 | 9 | 8 | 7 | 6 | 5 | 4 | 3 | 2 | 1 | 0 | -1 | -2 | -3 | -4 | -5 | -6 | -7 | -8 | -9 | -10 | -11 | -12 | -13 | -14 | -15 | -16 | -17 | -18 | -19 | -20 | -21 | -22 | -23 | -24 | -25 | -26 | -27 | -28 | -29 | -30 | -31 | -32 | -33 | -34 | -35 | -36 | -37 | -38 | -39 | 445.1763 | 5
6 | 0 | 0 | > 33 kV & < = 66 kV ; SWITCH | 57.2371 | 2014 | 2013 | 2012 | 2011 | 2010 | 2009 | 2008 | 2007 | 2006 | 2005 | 2004 | 2003 | 2002 | 2001 | 2000 | 1999 | 1998 | 1997 | 1996 | 1995 | 1994 | 1993 | 1992 | 1991 | 1990 | 1989 | 1988 | 1987 | 1986 | 1985 | 1984 | 1983 | 1982 | 1981 | 1980 | 1979 | 1978 | 1977 | 1976 | 1975 | 1974 | 1973 | 1972 | 1971 | 1970 | 1969 | 1968 | 1967 | 1966 | 1965 | 1964 | 1963 | 1962 | 1961 | 1960 | 1959 | 1958 | 1957 | 1956 | 1955 | 1954 | 1953 | 1952 | 1951 | 1950 | 1949 | 1948 | 1947 | 1946 | 1945 | 1944 | 1943 | 1942 | 1941 | 1940 | 1939 | 1938 | 1937 | 1936 | 1935 | 1934 | 1933 | 1932 | 1931 | 1930 | 1929 | 1928 | 1927 | 1926 | 1925 | 1924 | 57 | 56 | 55 | 54 | 53 | 52 | 51 | 50 | 49 | 48 | 47 | 46 | 45 | 44 | 43 | 42 | 41 | 40 | 39 | 38 | 37 | 36 | 35 | 34 | 33 | 32 | 31 | 30 | 29 | 28 | 27 | 26 | 25 | 24 | 23 | 22 | 21 | 20 | 19 | 18 | 17 | 16 | 15 | 14 | 13 | 12 | 11 | 10 | 9 | 8 | 7 | 6 | 5 | 4 | 3 | 2 | 1 | 0 | -1 | -2 | -3 | -4 | -5 | -6 | -7 | -8 | -9 | -10 | -11 | -12 | -13 | -14 | -15 | -16 | -17 | -18 | -19 | -20 | -21 | -22 | -23 | -24 | -25 | -26 | -27 | -28 | -29 | -30 | -31 | -32 | -33 | 0 | 0
6 | 0 | 0 | > 33 kV & < = 66 kV ; CIRCUIT BREAKER | 51.4941 | 2014 | 2013 | 2012 | 2011 | 2010 | 2009 | 2008 | 2007 | 2006 | 2005 | 2004 | 2003 | 2002 | 2001 | 2000 | 1999 | 1998 | 1997 | 1996 | 1995 | 1994 | 1993 | 1992 | 1991 | 1990 | 1989 | 1988 | 1987 | 1986 | 1985 | 1984 | 1983 | 1982 | 1981 | 1980 | 1979 | 1978 | 1977 | 1976 | 1975 | 1974 | 1973 | 1972 | 1971 | 1970 | 1969 | 1968 | 1967 | 1966 | 1965 | 1964 | 1963 | 1962 | 1961 | 1960 | 1959 | 1958 | 1957 | 1956 | 1955 | 1954 | 1953 | 1952 | 1951 | 1950 | 1949 | 1948 | 1947 | 1946 | 1945 | 1944 | 1943 | 1942 | 1941 | 1940 | 1939 | 1938 | 1937 | 1936 | 1935 | 1934 | 1933 | 1932 | 1931 | 1930 | 1929 | 1928 | 1927 | 1926 | 1925 | 1924 | 51 | 50 | 49 | 48 | 47 | 46 | 45 | 44 | 43 | 42 | 41 | 40 | 39 | 38 | 37 | 36 | 35 | 34 | 33 | 32 | 31 | 30 | 29 | 28 | 27 | 26 | 25 | 24 | 23 | 22 | 21 | 20 | 19 | 18 | 17 | 16 | 15 | 14 | 13 | 12 | 11 | 10 | 9 | 8 | 7 | 6 | 5 | 4 | 3 | 2 | 1 | 0 | -1 | -2 | -3 | -4 | -5 | -6 | -7 | -8 | -9 | -10 | -11 | -12 | -13 | -14 | -15 | -16 | -17 | -18 | -19 | -20 | -21 | -22 | -23 | -24 | -25 | -26 | -27 | -28 | -29 | -30 | -31 | -32 | -33 | -34 | -35 | -36 | -37 | -38 | -39 | 0 | 0
6 | 0 | 0 | > 11 KV & < ≈ 22 KV ; ISOLATORS, EARTHING SWITCH | 69.7782 | 2014 | 2013 | 2012 | 2011 | 2010 | 2009 | 2008 | 2007 | 2006 | 2005 | 2004 | 2003 | 2002 | 2001 | 2000 | 1999 | 1998 | 1997 | 1996 | 1995 | 1994 | 1993 | 1992 | 1991 | 1990 | 1989 | 1988 | 1987 | 1986 | 1985 | 1984 | 1983 | 1982 | 1981 | 1980 | 1979 | 1978 | 1977 | 1976 | 1975 | 1974 | 1973 | 1972 | 1971 | 1970 | 1969 | 1968 | 1967 | 1966 | 1965 | 1964 | 1963 | 1962 | 1961 | 1960 | 1959 | 1958 | 1957 | 1956 | 1955 | 1954 | 1953 | 1952 | 1951 | 1950 | 1949 | 1948 | 1947 | 1946 | 1945 | 1944 | 1943 | 1942 | 1941 | 1940 | 1939 | 1938 | 1937 | 1936 | 1935 | 1934 | 1933 | 1932 | 1931 | 1930 | 1929 | 1928 | 1927 | 1926 | 1925 | 1924 | 70 | 69 | 68 | 67 | 66 | 65 | 64 | 63 | 62 | 61 | 60 | 59 | 58 | 57 | 56 | 55 | 54 | 53 | 52 | 51 | 50 | 49 | 48 | 47 | 46 | 45 | 44 | 43 | 42 | 41 | 40 | 39 | 38 | 37 | 36 | 35 | 34 | 33 | 32 | 31 | 30 | 29 | 28 | 27 | 26 | 25 | 24 | 23 | 22 | 21 | 20 | 19 | 18 | 17 | 16 | 15 | 14 | 13 | 12 | 11 | 10 | 9 | 8 | 7 | 6 | 5 | 4 | 3 | 2 | 1 | 0 | -1 | -2 | -3 | -4 | -5 | -6 | -7 | -8 | -9 | -10 | -11 | -12 | -13 | -14 | -15 | -16 | -17 | -18 | -19 | -20 | 747.5521 | 154
6 | 0 | 0 | > 33 KV & < ≈ 66 KV ; ISOLATORS, EARTHING SWITCH | 58.7591 | 2014 | 2013 | 2012 | 2011 | 2010 | 2009 | 2008 | 2007 | 2006 | 2005 | 2004 | 2003 | 2002 | 2001 | 2000 | 1999 | 1998 | 1997 | 1996 | 1995 | 1994 | 1993 | 1992 | 1991 | 1990 | 1989 | 1988 | 1987 | 1986 | 1985 | 1984 | 1983 | 1982 | 1981 | 1980 | 1979 | 1978 | 1977 | 1976 | 1975 | 1974 | 1973 | 1972 | 1971 | 1970 | 1969 | 1968 | 1967 | 1966 | 1965 | 1964 | 1963 | 1962 | 1961 | 1960 | 1959 | 1958 | 1957 | 1956 | 1955 | 1954 | 1953 | 1952 | 1951 | 1950 | 1949 | 1948 | 1947 | 1946 | 1945 | 1944 | 1943 | 1942 | 1941 | 1940 | 1939 | 1938 | 1937 | 1936 | 1935 | 1934 | 1933 | 1932 | 1931 | 1930 | 1929 | 1928 | 1927 | 1926 | 1925 | 1924 | 59 | 58 | 57 | 56 | 55 | 54 | 53 | 52 | 51 | 50 | 49 | 48 | 47 | 46 | 45 | 44 | 43 | 42 | 41 | 40 | 39 | 38 | 37 | 36 | 35 | 34 | 33 | 32 | 31 | 30 | 29 | 28 | 27 | 26 | 25 | 24 | 23 | 22 | 21 | 20 | 19 | 18 | 17 | 16 | 15 | 14 | 13 | 12 | 11 | 10 | 9 | 8 | 7 | 6 | 5 | 4 | 3 | 2 | 1 | 0 | -1 | -2 | -3 | -4 | -5 | -6 | -7 | -8 | -9 | -10 | -11 | -12 | -13 | -14 | -15 | -16 | -17 | -18 | -19 | -20 | -21 | -22 | -23 | -24 | -25 | -26 | -27 | -28 | -29 | -30 | -31 | 254.269 | 24
6 | 0 | 0 | HV FUSES AND SURGE DIVERTERS | 42.1462 | 2014 | 2013 | 2012 | 2011 | 2010 | 2009 | 2008 | 2007 | 2006 | 2005 | 2004 | 2003 | 2002 | 2001 | 2000 | 1999 | 1998 | 1997 | 1996 | 1995 | 1994 | 1993 | 1992 | 1991 | 1990 | 1989 | 1988 | 1987 | 1986 | 1985 | 1984 | 1983 | 1982 | 1981 | 1980 | 1979 | 1978 | 1977 | 1976 | 1975 | 1974 | 1973 | 1972 | 1971 | 1970 | 1969 | 1968 | 1967 | 1966 | 1965 | 1964 | 1963 | 1962 | 1961 | 1960 | 1959 | 1958 | 1957 | 1956 | 1955 | 1954 | 1953 | 1952 | 1951 | 1950 | 1949 | 1948 | 1947 | 1946 | 1945 | 1944 | 1943 | 1942 | 1941 | 1940 | 1939 | 1938 | 1937 | 1936 | 1935 | 1934 | 1933 | 1932 | 1931 | 1930 | 1929 | 1928 | 1927 | 1926 | 1925 | 1924 | 42 | 41 | 40 | 39 | 38 | 37 | 36 | 35 | 34 | 33 | 32 | 31 | 30 | 29 | 28 | 27 | 26 | 25 | 24 | 23 | 22 | 21 | 20 | 19 | 18 | 17 | 16 | 15 | 14 | 13 | 12 | 11 | 10 | 9 | 8 | 7 | 6 | 5 | 4 | 3 | 2 | 1 | 0 | -1 | -2 | -3 | -4 | -5 | -6 | -7 | -8 | -9 | -10 | -11 | -12 | -13 | -14 | -15 | -16 | -17 | -18 | -19 | -20 | -21 | -22 | -23 | -24 | -25 | -26 | -27 | -28 | -29 | -30 | -31 | -32 | -33 | -34 | -35 | -36 | -37 | -38 | -39 | -40 | -41 | -42 | -43 | -44 | -45 | -46 | -47 | -48 | 2522.6324 | 1151
0 | 0 | 0 | 0 | 0 | 0 | 0 | 0 | 0 | 0 | 0 | 0 | 0 | 0 | 0 | 0 | 0 | 0 | 0 | 0 | 0 | 0 | 0 | 0 | 0 | 0 | 0 | 0 | 0 | 0 | 0 | 0 | 0 | 0 | 0 | 0 | 0 | 0 | 0 | 0 | 0 | 0 | 0 | 0 | 0 | 0 | 0 | 0 | 0 | 0 | 0 | 0 | 0 | 0 | 0 | 0 | 0 | 0 | 0 | 0 | 0 | 0 | 0 | 0 | 0 | 0 | 0 | 0 | 0 | 0 | 0 | 0 | 0 | 0 | 0 | 0 | 0 | 0 | 0 | 0 | 0 | 0 | 0 | 0 | 0 | 0 | 0 | 0 | 0 | 0 | 0 | 0 | 0 | 0 | 0 | 0 | 0 | 0 | 0 | 0 | 0 | 0 | 0 | 0 | 0 | 0 | 0 | 0 | 0 | 0 | 0 | 0 | 0 | 0 | 0 | 0 | 0 | 0 | 0 | 0 | 0 | 0 | 0 | 0 | 0 | 0 | 0 | 0 | 0 | 0 | 0 | 0 | 0 | 0 | 0 | 0 | 0 | 0 | 0 | 0 | 0 | 0 | 0 | 0 | 0 | 0 | 0 | 0 | 0 | 0 | 0 | 0 | 0 | 0 | 0 | 0 | 0 | 0 | 0 | 0 | 0 | 0 | 0 | 0 | 0 | 0 | 0 | 0 | 0 | 0 | 0 | 0 | 0 | 0 | 0 | 0 | 0 | 0 | 0 | 0 | 0 | 0 | 0 | 0 | 0 | 0 | 0 | 0 | 0
0 | 0 | 0 | Public Lighting | 0 | 0 | 0 | 0 | 0 | 0 | 0 | 0 | 0 | 0 | 0 | 0 | 0 | 0 | 0 | 0 | 0 | 0 | 0 | 0 | 0 | 0 | 0 | 0 | 0 | 0 | 0 | 0 | 0 | 0 | 0 | 0 | 0 | 0 | 0 | 0 | 0 | 0 | 0 | 0 | 0 | 0 | 0 | 0 | 0 | 0 | 0 | 0 | 0 | 0 | 0 | 0 | 0 | 0 | 0 | 0 | 0 | 0 | 0 | 0 | 0 | 0 | 0 | 0 | 0 | 0 | 0 | 0 | 0 | 0 | 0 | 0 | 0 | 0 | 0 | 0 | 0 | 0 | 0 | 0 | 0 | 0 | 0 | 0 | 0 | 0 | 0 | 0 | 0 | 0 | 0 | 0 | 0 | 0 | 0 | 0 | 0 | 0 | 0 | 0 | 0 | 0 | 0 | 0 | 0 | 0 | 0 | 0 | 0 | 0 | 0 | 0 | 0 | 0 | 0 | 0 | 0 | 0 | 0 | 0 | 0 | 0 | 0 | 0 | 0 | 0 | 0 | 0 | 0 | 0 | 0 | 0 | 0 | 0 | 0 | 0 | 0 | 0 | 0 | 0 | 0 | 0 | 0 | 0 | 0 | 0 | 0 | 0 | 0 | 0 | 0 | 0 | 0 | 0 | 0 | 0 | 0 | 0 | 0 | 0 | 0 | 0 | 0 | 0 | 0 | 0 | 0 | 0 | 0 | 0 | 0 | 0 | 0 | 0 | 0 | 0 | 0 | 0 | 0 | 0 | 0 | 0 | 0 | 0 | 0
9 | 0 | 0 | LUMINAIRES ; MAJOR ROAD | 67.5539 | 2014 | 2013 | 2012 | 2011 | 2010 | 2009 | 2008 | 2007 | 2006 | 2005 | 2004 | 2003 | 2002 | 2001 | 2000 | 1999 | 1998 | 1997 | 1996 | 1995 | 1994 | 1993 | 1992 | 1991 | 1990 | 1989 | 1988 | 1987 | 1986 | 1985 | 1984 | 1983 | 1982 | 1981 | 1980 | 1979 | 1978 | 1977 | 1976 | 1975 | 1974 | 1973 | 1972 | 1971 | 1970 | 1969 | 1968 | 1967 | 1966 | 1965 | 1964 | 1963 | 1962 | 1961 | 1960 | 1959 | 1958 | 1957 | 1956 | 1955 | 1954 | 1953 | 1952 | 1951 | 1950 | 1949 | 1948 | 1947 | 1946 | 1945 | 1944 | 1943 | 1942 | 1941 | 1940 | 1939 | 1938 | 1937 | 1936 | 1935 | 1934 | 1933 | 1932 | 1931 | 1930 | 1929 | 1928 | 1927 | 1926 | 1925 | 1924 | 68 | 67 | 66 | 65 | 64 | 63 | 62 | 61 | 60 | 59 | 58 | 57 | 56 | 55 | 54 | 53 | 52 | 51 | 50 | 49 | 48 | 47 | 46 | 45 | 44 | 43 | 42 | 41 | 40 | 39 | 38 | 37 | 36 | 35 | 34 | 33 | 32 | 31 | 30 | 29 | 28 | 27 | 26 | 25 | 24 | 23 | 22 | 21 | 20 | 19 | 18 | 17 | 16 | 15 | 14 | 13 | 12 | 11 | 10 | 9 | 8 | 7 | 6 | 5 | 4 | 3 | 2 | 1 | 0 | -1 | -2 | -3 | -4 | -5 | -6 | -7 | -8 | -9 | -10 | -11 | -12 | -13 | -14 | -15 | -16 | -17 | -18 | -19 | -20 | -21 | -22 | 0 | 0
9 | 0 | 0 | LUMINAIRES ; MINOR ROAD | 74.7439 | 2014 | 2013 | 2012 | 2011 | 2010 | 2009 | 2008 | 2007 | 2006 | 2005 | 2004 | 2003 | 2002 | 2001 | 2000 | 1999 | 1998 | 1997 | 1996 | 1995 | 1994 | 1993 | 1992 | 1991 | 1990 | 1989 | 1988 | 1987 | 1986 | 1985 | 1984 | 1983 | 1982 | 1981 | 1980 | 1979 | 1978 | 1977 | 1976 | 1975 | 1974 | 1973 | 1972 | 1971 | 1970 | 1969 | 1968 | 1967 | 1966 | 1965 | 1964 | 1963 | 1962 | 1961 | 1960 | 1959 | 1958 | 1957 | 1956 | 1955 | 1954 | 1953 | 1952 | 1951 | 1950 | 1949 | 1948 | 1947 | 1946 | 1945 | 1944 | 1943 | 1942 | 1941 | 1940 | 1939 | 1938 | 1937 | 1936 | 1935 | 1934 | 1933 | 1932 | 1931 | 1930 | 1929 | 1928 | 1927 | 1926 | 1925 | 1924 | 75 | 74 | 73 | 72 | 71 | 70 | 69 | 68 | 67 | 66 | 65 | 64 | 63 | 62 | 61 | 60 | 59 | 58 | 57 | 56 | 55 | 54 | 53 | 52 | 51 | 50 | 49 | 48 | 47 | 46 | 45 | 44 | 43 | 42 | 41 | 40 | 39 | 38 | 37 | 36 | 35 | 34 | 33 | 32 | 31 | 30 | 29 | 28 | 27 | 26 | 25 | 24 | 23 | 22 | 21 | 20 | 19 | 18 | 17 | 16 | 15 | 14 | 13 | 12 | 11 | 10 | 9 | 8 | 7 | 6 | 5 | 4 | 3 | 2 | 1 | 0 | -1 | -2 | -3 | -4 | -5 | -6 | -7 | -8 | -9 | -10 | -11 | -12 | -13 | -14 | -15 | 0 | 0
0 | 0 | 0 | BRACKETS ; MAJOR ROAD | 0 | 0 | 0 | 0 | 0 | 0 | 0 | 0 | 0 | 0 | 0 | 0 | 0 | 0 | 0 | 0 | 0 | 0 | 0 | 0 | 0 | 0 | 0 | 0 | 0 | 0 | 0 | 0 | 0 | 0 | 0 | 0 | 0 | 0 | 0 | 0 | 0 | 0 | 0 | 0 | 0 | 0 | 0 | 0 | 0 | 0 | 0 | 0 | 0 | 0 | 0 | 0 | 0 | 0 | 0 | 0 | 0 | 0 | 0 | 0 | 0 | 0 | 0 | 0 | 0 | 0 | 0 | 0 | 0 | 0 | 0 | 0 | 0 | 0 | 0 | 0 | 0 | 0 | 0 | 0 | 0 | 0 | 0 | 0 | 0 | 0 | 0 | 0 | 0 | 0 | 0 | 0 | 0 | 0 | 0 | 0 | 0 | 0 | 0 | 0 | 0 | 0 | 0 | 0 | 0 | 0 | 0 | 0 | 0 | 0 | 0 | 0 | 0 | 0 | 0 | 0 | 0 | 0 | 0 | 0 | 0 | 0 | 0 | 0 | 0 | 0 | 0 | 0 | 0 | 0 | 0 | 0 | 0 | 0 | 0 | 0 | 0 | 0 | 0 | 0 | 0 | 0 | 0 | 0 | 0 | 0 | 0 | 0 | 0 | 0 | 0 | 0 | 0 | 0 | 0 | 0 | 0 | 0 | 0 | 0 | 0 | 0 | 0 | 0 | 0 | 0 | 0 | 0 | 0 | 0 | 0 | 0 | 0 | 0 | 0 | 0 | 0 | 0 | 0 | 0 | 0 | 0 | 0 | 0 | 0
0 | 0 | 0 | BRACKETS ; MINOR ROAD | 0 | 0 | 0 | 0 | 0 | 0 | 0 | 0 | 0 | 0 | 0 | 0 | 0 | 0 | 0 | 0 | 0 | 0 | 0 | 0 | 0 | 0 | 0 | 0 | 0 | 0 | 0 | 0 | 0 | 0 | 0 | 0 | 0 | 0 | 0 | 0 | 0 | 0 | 0 | 0 | 0 | 0 | 0 | 0 | 0 | 0 | 0 | 0 | 0 | 0 | 0 | 0 | 0 | 0 | 0 | 0 | 0 | 0 | 0 | 0 | 0 | 0 | 0 | 0 | 0 | 0 | 0 | 0 | 0 | 0 | 0 | 0 | 0 | 0 | 0 | 0 | 0 | 0 | 0 | 0 | 0 | 0 | 0 | 0 | 0 | 0 | 0 | 0 | 0 | 0 | 0 | 0 | 0 | 0 | 0 | 0 | 0 | 0 | 0 | 0 | 0 | 0 | 0 | 0 | 0 | 0 | 0 | 0 | 0 | 0 | 0 | 0 | 0 | 0 | 0 | 0 | 0 | 0 | 0 | 0 | 0 | 0 | 0 | 0 | 0 | 0 | 0 | 0 | 0 | 0 | 0 | 0 | 0 | 0 | 0 | 0 | 0 | 0 | 0 | 0 | 0 | 0 | 0 | 0 | 0 | 0 | 0 | 0 | 0 | 0 | 0 | 0 | 0 | 0 | 0 | 0 | 0 | 0 | 0 | 0 | 0 | 0 | 0 | 0 | 0 | 0 | 0 | 0 | 0 | 0 | 0 | 0 | 0 | 0 | 0 | 0 | 0 | 0 | 0 | 0 | 0 | 0 | 0 | 0 | 0
9 | 0 | 0 | LAMPS ; MAJOR ROAD | 30 | 2014 | 2013 | 2012 | 2011 | 2010 | 2009 | 2008 | 2007 | 2006 | 2005 | 2004 | 2003 | 2002 | 2001 | 2000 | 1999 | 1998 | 1997 | 1996 | 1995 | 1994 | 1993 | 1992 | 1991 | 1990 | 1989 | 1988 | 1987 | 1986 | 1985 | 1984 | 1983 | 1982 | 1981 | 1980 | 1979 | 1978 | 1977 | 1976 | 1975 | 1974 | 1973 | 1972 | 1971 | 1970 | 1969 | 1968 | 1967 | 1966 | 1965 | 1964 | 1963 | 1962 | 1961 | 1960 | 1959 | 1958 | 1957 | 1956 | 1955 | 1954 | 1953 | 1952 | 1951 | 1950 | 1949 | 1948 | 1947 | 1946 | 1945 | 1944 | 1943 | 1942 | 1941 | 1940 | 1939 | 1938 | 1937 | 1936 | 1935 | 1934 | 1933 | 1932 | 1931 | 1930 | 1929 | 1928 | 1927 | 1926 | 1925 | 1924 | 30 | 29 | 28 | 27 | 26 | 25 | 24 | 23 | 22 | 21 | 20 | 19 | 18 | 17 | 16 | 15 | 14 | 13 | 12 | 11 | 10 | 9 | 8 | 7 | 6 | 5 | 4 | 3 | 2 | 1 | 0 | -1 | -2 | -3 | -4 | -5 | -6 | -7 | -8 | -9 | -10 | -11 | -12 | -13 | -14 | -15 | -16 | -17 | -18 | -19 | -20 | -21 | -22 | -23 | -24 | -25 | -26 | -27 | -28 | -29 | -30 | -31 | -32 | -33 | -34 | -35 | -36 | -37 | -38 | -39 | -40 | -41 | -42 | -43 | -44 | -45 | -46 | -47 | -48 | -49 | -50 | -51 | -52 | -53 | -54 | -55 | -56 | -57 | -58 | -59 | -60 | 794.2403 | 249
9 | 0 | 0 | LAMPS ; MINOR ROAD | 30 | 2014 | 2013 | 2012 | 2011 | 2010 | 2009 | 2008 | 2007 | 2006 | 2005 | 2004 | 2003 | 2002 | 2001 | 2000 | 1999 | 1998 | 1997 | 1996 | 1995 | 1994 | 1993 | 1992 | 1991 | 1990 | 1989 | 1988 | 1987 | 1986 | 1985 | 1984 | 1983 | 1982 | 1981 | 1980 | 1979 | 1978 | 1977 | 1976 | 1975 | 1974 | 1973 | 1972 | 1971 | 1970 | 1969 | 1968 | 1967 | 1966 | 1965 | 1964 | 1963 | 1962 | 1961 | 1960 | 1959 | 1958 | 1957 | 1956 | 1955 | 1954 | 1953 | 1952 | 1951 | 1950 | 1949 | 1948 | 1947 | 1946 | 1945 | 1944 | 1943 | 1942 | 1941 | 1940 | 1939 | 1938 | 1937 | 1936 | 1935 | 1934 | 1933 | 1932 | 1931 | 1930 | 1929 | 1928 | 1927 | 1926 | 1925 | 1924 | 30 | 29 | 28 | 27 | 26 | 25 | 24 | 23 | 22 | 21 | 20 | 19 | 18 | 17 | 16 | 15 | 14 | 13 | 12 | 11 | 10 | 9 | 8 | 7 | 6 | 5 | 4 | 3 | 2 | 1 | 0 | -1 | -2 | -3 | -4 | -5 | -6 | -7 | -8 | -9 | -10 | -11 | -12 | -13 | -14 | -15 | -16 | -17 | -18 | -19 | -20 | -21 | -22 | -23 | -24 | -25 | -26 | -27 | -28 | -29 | -30 | -31 | -32 | -33 | -34 | -35 | -36 | -37 | -38 | -39 | -40 | -41 | -42 | -43 | -44 | -45 | -46 | -47 | -48 | -49 | -50 | -51 | -52 | -53 | -54 | -55 | -56 | -57 | -58 | -59 | -60 | 7960.3449 | 1306
9 | 0 | 0 | POLES / COLUMNS ; MAJOR ROAD | 39.5667 | 2014 | 2013 | 2012 | 2011 | 2010 | 2009 | 2008 | 2007 | 2006 | 2005 | 2004 | 2003 | 2002 | 2001 | 2000 | 1999 | 1998 | 1997 | 1996 | 1995 | 1994 | 1993 | 1992 | 1991 | 1990 | 1989 | 1988 | 1987 | 1986 | 1985 | 1984 | 1983 | 1982 | 1981 | 1980 | 1979 | 1978 | 1977 | 1976 | 1975 | 1974 | 1973 | 1972 | 1971 | 1970 | 1969 | 1968 | 1967 | 1966 | 1965 | 1964 | 1963 | 1962 | 1961 | 1960 | 1959 | 1958 | 1957 | 1956 | 1955 | 1954 | 1953 | 1952 | 1951 | 1950 | 1949 | 1948 | 1947 | 1946 | 1945 | 1944 | 1943 | 1942 | 1941 | 1940 | 1939 | 1938 | 1937 | 1936 | 1935 | 1934 | 1933 | 1932 | 1931 | 1930 | 1929 | 1928 | 1927 | 1926 | 1925 | 1924 | 40 | 39 | 38 | 37 | 36 | 35 | 34 | 33 | 32 | 31 | 30 | 29 | 28 | 27 | 26 | 25 | 24 | 23 | 22 | 21 | 20 | 19 | 18 | 17 | 16 | 15 | 14 | 13 | 12 | 11 | 10 | 9 | 8 | 7 | 6 | 5 | 4 | 3 | 2 | 1 | 0 | -1 | -2 | -3 | -4 | -5 | -6 | -7 | -8 | -9 | -10 | -11 | -12 | -13 | -14 | -15 | -16 | -17 | -18 | -19 | -20 | -21 | -22 | -23 | -24 | -25 | -26 | -27 | -28 | -29 | -30 | -31 | -32 | -33 | -34 | -35 | -36 | -37 | -38 | -39 | -40 | -41 | -42 | -43 | -44 | -45 | -46 | -47 | -48 | -49 | -50 | 975.7718 | 73
9 | 0 | 0 | POLES / COLUMNS ; MINOR ROAD | 56.6609 | 2014 | 2013 | 2012 | 2011 | 2010 | 2009 | 2008 | 2007 | 2006 | 2005 | 2004 | 2003 | 2002 | 2001 | 2000 | 1999 | 1998 | 1997 | 1996 | 1995 | 1994 | 1993 | 1992 | 1991 | 1990 | 1989 | 1988 | 1987 | 1986 | 1985 | 1984 | 1983 | 1982 | 1981 | 1980 | 1979 | 1978 | 1977 | 1976 | 1975 | 1974 | 1973 | 1972 | 1971 | 1970 | 1969 | 1968 | 1967 | 1966 | 1965 | 1964 | 1963 | 1962 | 1961 | 1960 | 1959 | 1958 | 1957 | 1956 | 1955 | 1954 | 1953 | 1952 | 1951 | 1950 | 1949 | 1948 | 1947 | 1946 | 1945 | 1944 | 1943 | 1942 | 1941 | 1940 | 1939 | 1938 | 1937 | 1936 | 1935 | 1934 | 1933 | 1932 | 1931 | 1930 | 1929 | 1928 | 1927 | 1926 | 1925 | 1924 | 57 | 56 | 55 | 54 | 53 | 52 | 51 | 50 | 49 | 48 | 47 | 46 | 45 | 44 | 43 | 42 | 41 | 40 | 39 | 38 | 37 | 36 | 35 | 34 | 33 | 32 | 31 | 30 | 29 | 28 | 27 | 26 | 25 | 24 | 23 | 22 | 21 | 20 | 19 | 18 | 17 | 16 | 15 | 14 | 13 | 12 | 11 | 10 | 9 | 8 | 7 | 6 | 5 | 4 | 3 | 2 | 1 | 0 | -1 | -2 | -3 | -4 | -5 | -6 | -7 | -8 | -9 | -10 | -11 | -12 | -13 | -14 | -15 | -16 | -17 | -18 | -19 | -20 | -21 | -22 | -23 | -24 | -25 | -26 | -27 | -28 | -29 | -30 | -31 | -32 | -33 | 496.88 | 61
0 | 0 | 0 | 0 | 0 | 0 | 0 | 0 | 0 | 0 | 0 | 0 | 0 | 0 | 0 | 0 | 0 | 0 | 0 | 0 | 0 | 0 | 0 | 0 | 0 | 0 | 0 | 0 | 0 | 0 | 0 | 0 | 0 | 0 | 0 | 0 | 0 | 0 | 0 | 0 | 0 | 0 | 0 | 0 | 0 | 0 | 0 | 0 | 0 | 0 | 0 | 0 | 0 | 0 | 0 | 0 | 0 | 0 | 0 | 0 | 0 | 0 | 0 | 0 | 0 | 0 | 0 | 0 | 0 | 0 | 0 | 0 | 0 | 0 | 0 | 0 | 0 | 0 | 0 | 0 | 0 | 0 | 0 | 0 | 0 | 0 | 0 | 0 | 0 | 0 | 0 | 0 | 0 | 0 | 0 | 0 | 0 | 0 | 0 | 0 | 0 | 0 | 0 | 0 | 0 | 0 | 0 | 0 | 0 | 0 | 0 | 0 | 0 | 0 | 0 | 0 | 0 | 0 | 0 | 0 | 0 | 0 | 0 | 0 | 0 | 0 | 0 | 0 | 0 | 0 | 0 | 0 | 0 | 0 | 0 | 0 | 0 | 0 | 0 | 0 | 0 | 0 | 0 | 0 | 0 | 0 | 0 | 0 | 0 | 0 | 0 | 0 | 0 | 0 | 0 | 0 | 0 | 0 | 0 | 0 | 0 | 0 | 0 | 0 | 0 | 0 | 0 | 0 | 0 | 0 | 0 | 0 | 0 | 0 | 0 | 0 | 0 | 0 | 0 | 0 | 0 | 0 | 0 | 0 | 0 | 0 | 0 | 0 | 0
0 | 0 | 0 | 0 | 0 | 0 | 0 | 0 | 0 | 0 | 0 | 0 | 0 | 0 | 0 | 0 | 0 | 0 | 0 | 0 | 0 | 0 | 0 | 0 | 0 | 0 | 0 | 0 | 0 | 0 | 0 | 0 | 0 | 0 | 0 | 0 | 0 | 0 | 0 | 0 | 0 | 0 | 0 | 0 | 0 | 0 | 0 | 0 | 0 | 0 | 0 | 0 | 0 | 0 | 0 | 0 | 0 | 0 | 0 | 0 | 0 | 0 | 0 | 0 | 0 | 0 | 0 | 0 | 0 | 0 | 0 | 0 | 0 | 0 | 0 | 0 | 0 | 0 | 0 | 0 | 0 | 0 | 0 | 0 | 0 | 0 | 0 | 0 | 0 | 0 | 0 | 0 | 0 | 0 | 0 | 0 | 0 | 0 | 0 | 0 | 0 | 0 | 0 | 0 | 0 | 0 | 0 | 0 | 0 | 0 | 0 | 0 | 0 | 0 | 0 | 0 | 0 | 0 | 0 | 0 | 0 | 0 | 0 | 0 | 0 | 0 | 0 | 0 | 0 | 0 | 0 | 0 | 0 | 0 | 0 | 0 | 0 | 0 | 0 | 0 | 0 | 0 | 0 | 0 | 0 | 0 | 0 | 0 | 0 | 0 | 0 | 0 | 0 | 0 | 0 | 0 | 0 | 0 | 0 | 0 | 0 | 0 | 0 | 0 | 0 | 0 | 0 | 0 | 0 | 0 | 0 | 0 | 0 | 0 | 0 | 0 | 0 | 0 | 0 | 0 | 0 | 0 | 0 | 0 | 0 | 0 | 0 | 0 | 0
0 | 0 | 0 | Pole Top Structures | 0 | 0 | 0 | 0 | 0 | 0 | 0 | 0 | 0 | 0 | 0 | 0 | 0 | 0 | 0 | 0 | 0 | 0 | 0 | 0 | 0 | 0 | 0 | 0 | 0 | 0 | 0 | 0 | 0 | 0 | 0 | 0 | 0 | 0 | 0 | 0 | 0 | 0 | 0 | 0 | 0 | 0 | 0 | 0 | 0 | 0 | 0 | 0 | 0 | 0 | 0 | 0 | 0 | 0 | 0 | 0 | 0 | 0 | 0 | 0 | 0 | 0 | 0 | 0 | 0 | 0 | 0 | 0 | 0 | 0 | 0 | 0 | 0 | 0 | 0 | 0 | 0 | 0 | 0 | 0 | 0 | 0 | 0 | 0 | 0 | 0 | 0 | 0 | 0 | 0 | 0 | 0 | 0 | 0 | 0 | 0 | 0 | 0 | 0 | 0 | 0 | 0 | 0 | 0 | 0 | 0 | 0 | 0 | 0 | 0 | 0 | 0 | 0 | 0 | 0 | 0 | 0 | 0 | 0 | 0 | 0 | 0 | 0 | 0 | 0 | 0 | 0 | 0 | 0 | 0 | 0 | 0 | 0 | 0 | 0 | 0 | 0 | 0 | 0 | 0 | 0 | 0 | 0 | 0 | 0 | 0 | 0 | 0 | 0 | 0 | 0 | 0 | 0 | 0 | 0 | 0 | 0 | 0 | 0 | 0 | 0 | 0 | 0 | 0 | 0 | 0 | 0 | 0 | 0 | 0 | 0 | 0 | 0 | 0 | 0 | 0 | 0 | 0 | 0 | 0 | 0 | 0 | 0 | 0 | 0
11 | 0 | 0 | ˂ = 1 kV | 65.8341 | 2014 | 2013 | 2012 | 2011 | 2010 | 2009 | 2008 | 2007 | 2006 | 2005 | 2004 | 2003 | 2002 | 2001 | 2000 | 1999 | 1998 | 1997 | 1996 | 1995 | 1994 | 1993 | 1992 | 1991 | 1990 | 1989 | 1988 | 1987 | 1986 | 1985 | 1984 | 1983 | 1982 | 1981 | 1980 | 1979 | 1978 | 1977 | 1976 | 1975 | 1974 | 1973 | 1972 | 1971 | 1970 | 1969 | 1968 | 1967 | 1966 | 1965 | 1964 | 1963 | 1962 | 1961 | 1960 | 1959 | 1958 | 1957 | 1956 | 1955 | 1954 | 1953 | 1952 | 1951 | 1950 | 1949 | 1948 | 1947 | 1946 | 1945 | 1944 | 1943 | 1942 | 1941 | 1940 | 1939 | 1938 | 1937 | 1936 | 1935 | 1934 | 1933 | 1932 | 1931 | 1930 | 1929 | 1928 | 1927 | 1926 | 1925 | 1924 | 66 | 65 | 64 | 63 | 62 | 61 | 60 | 59 | 58 | 57 | 56 | 55 | 54 | 53 | 52 | 51 | 50 | 49 | 48 | 47 | 46 | 45 | 44 | 43 | 42 | 41 | 40 | 39 | 38 | 37 | 36 | 35 | 34 | 33 | 32 | 31 | 30 | 29 | 28 | 27 | 26 | 25 | 24 | 23 | 22 | 21 | 20 | 19 | 18 | 17 | 16 | 15 | 14 | 13 | 12 | 11 | 10 | 9 | 8 | 7 | 6 | 5 | 4 | 3 | 2 | 1 | 0 | -1 | -2 | -3 | -4 | -5 | -6 | -7 | -8 | -9 | -10 | -11 | -12 | -13 | -14 | -15 | -16 | -17 | -18 | -19 | -20 | -21 | -22 | -23 | -24 | 8387.0945 | 3093
11 | 0 | 0 | > 1 kV & < = 11 kV | 54.4686 | 2014 | 2013 | 2012 | 2011 | 2010 | 2009 | 2008 | 2007 | 2006 | 2005 | 2004 | 2003 | 2002 | 2001 | 2000 | 1999 | 1998 | 1997 | 1996 | 1995 | 1994 | 1993 | 1992 | 1991 | 1990 | 1989 | 1988 | 1987 | 1986 | 1985 | 1984 | 1983 | 1982 | 1981 | 1980 | 1979 | 1978 | 1977 | 1976 | 1975 | 1974 | 1973 | 1972 | 1971 | 1970 | 1969 | 1968 | 1967 | 1966 | 1965 | 1964 | 1963 | 1962 | 1961 | 1960 | 1959 | 1958 | 1957 | 1956 | 1955 | 1954 | 1953 | 1952 | 1951 | 1950 | 1949 | 1948 | 1947 | 1946 | 1945 | 1944 | 1943 | 1942 | 1941 | 1940 | 1939 | 1938 | 1937 | 1936 | 1935 | 1934 | 1933 | 1932 | 1931 | 1930 | 1929 | 1928 | 1927 | 1926 | 1925 | 1924 | 54 | 53 | 52 | 51 | 50 | 49 | 48 | 47 | 46 | 45 | 44 | 43 | 42 | 41 | 40 | 39 | 38 | 37 | 36 | 35 | 34 | 33 | 32 | 31 | 30 | 29 | 28 | 27 | 26 | 25 | 24 | 23 | 22 | 21 | 20 | 19 | 18 | 17 | 16 | 15 | 14 | 13 | 12 | 11 | 10 | 9 | 8 | 7 | 6 | 5 | 4 | 3 | 2 | 1 | 0 | -1 | -2 | -3 | -4 | -5 | -6 | -7 | -8 | -9 | -10 | -11 | -12 | -13 | -14 | -15 | -16 | -17 | -18 | -19 | -20 | -21 | -22 | -23 | -24 | -25 | -26 | -27 | -28 | -29 | -30 | -31 | -32 | -33 | -34 | -35 | -36 | 2.0334 | 1
11 | 0 | 0 | ˃ 11 kV & < = 22 kV | 48.1916 | 2014 | 2013 | 2012 | 2011 | 2010 | 2009 | 2008 | 2007 | 2006 | 2005 | 2004 | 2003 | 2002 | 2001 | 2000 | 1999 | 1998 | 1997 | 1996 | 1995 | 1994 | 1993 | 1992 | 1991 | 1990 | 1989 | 1988 | 1987 | 1986 | 1985 | 1984 | 1983 | 1982 | 1981 | 1980 | 1979 | 1978 | 1977 | 1976 | 1975 | 1974 | 1973 | 1972 | 1971 | 1970 | 1969 | 1968 | 1967 | 1966 | 1965 | 1964 | 1963 | 1962 | 1961 | 1960 | 1959 | 1958 | 1957 | 1956 | 1955 | 1954 | 1953 | 1952 | 1951 | 1950 | 1949 | 1948 | 1947 | 1946 | 1945 | 1944 | 1943 | 1942 | 1941 | 1940 | 1939 | 1938 | 1937 | 1936 | 1935 | 1934 | 1933 | 1932 | 1931 | 1930 | 1929 | 1928 | 1927 | 1926 | 1925 | 1924 | 48 | 47 | 46 | 45 | 44 | 43 | 42 | 41 | 40 | 39 | 38 | 37 | 36 | 35 | 34 | 33 | 32 | 31 | 30 | 29 | 28 | 27 | 26 | 25 | 24 | 23 | 22 | 21 | 20 | 19 | 18 | 17 | 16 | 15 | 14 | 13 | 12 | 11 | 10 | 9 | 8 | 7 | 6 | 5 | 4 | 3 | 2 | 1 | 0 | -1 | -2 | -3 | -4 | -5 | -6 | -7 | -8 | -9 | -10 | -11 | -12 | -13 | -14 | -15 | -16 | -17 | -18 | -19 | -20 | -21 | -22 | -23 | -24 | -25 | -26 | -27 | -28 | -29 | -30 | -31 | -32 | -33 | -34 | -35 | -36 | -37 | -38 | -39 | -40 | -41 | -42 | 6349.5534 | 2352
11 | 0 | 0 | > 22 kV & < = 66 kV | 53.3264 | 2014 | 2013 | 2012 | 2011 | 2010 | 2009 | 2008 | 2007 | 2006 | 2005 | 2004 | 2003 | 2002 | 2001 | 2000 | 1999 | 1998 | 1997 | 1996 | 1995 | 1994 | 1993 | 1992 | 1991 | 1990 | 1989 | 1988 | 1987 | 1986 | 1985 | 1984 | 1983 | 1982 | 1981 | 1980 | 1979 | 1978 | 1977 | 1976 | 1975 | 1974 | 1973 | 1972 | 1971 | 1970 | 1969 | 1968 | 1967 | 1966 | 1965 | 1964 | 1963 | 1962 | 1961 | 1960 | 1959 | 1958 | 1957 | 1956 | 1955 | 1954 | 1953 | 1952 | 1951 | 1950 | 1949 | 1948 | 1947 | 1946 | 1945 | 1944 | 1943 | 1942 | 1941 | 1940 | 1939 | 1938 | 1937 | 1936 | 1935 | 1934 | 1933 | 1932 | 1931 | 1930 | 1929 | 1928 | 1927 | 1926 | 1925 | 1924 | 53 | 52 | 51 | 50 | 49 | 48 | 47 | 46 | 45 | 44 | 43 | 42 | 41 | 40 | 39 | 38 | 37 | 36 | 35 | 34 | 33 | 32 | 31 | 30 | 29 | 28 | 27 | 26 | 25 | 24 | 23 | 22 | 21 | 20 | 19 | 18 | 17 | 16 | 15 | 14 | 13 | 12 | 11 | 10 | 9 | 8 | 7 | 6 | 5 | 4 | 3 | 2 | 1 | 0 | -1 | -2 | -3 | -4 | -5 | -6 | -7 | -8 | -9 | -10 | -11 | -12 | -13 | -14 | -15 | -16 | -17 | -18 | -19 | -20 | -21 | -22 | -23 | -24 | -25 | -26 | -27 | -28 | -29 | -30 | -31 | -32 | -33 | -34 | -35 | -36 | -37 | 984.7687 | 306
0 | 0 | 0 | 0 | 0 | 0 | 0 | 0 | 0 | 0 | 0 | 0 | 0 | 0 | 0 | 0 | 0 | 0 | 0 | 0 | 0 | 0 | 0 | 0 | 0 | 0 | 0 | 0 | 0 | 0 | 0 | 0 | 0 | 0 | 0 | 0 | 0 | 0 | 0 | 0 | 0 | 0 | 0 | 0 | 0 | 0 | 0 | 0 | 0 | 0 | 0 | 0 | 0 | 0 | 0 | 0 | 0 | 0 | 0 | 0 | 0 | 0 | 0 | 0 | 0 | 0 | 0 | 0 | 0 | 0 | 0 | 0 | 0 | 0 | 0 | 0 | 0 | 0 | 0 | 0 | 0 | 0 | 0 | 0 | 0 | 0 | 0 | 0 | 0 | 0 | 0 | 0 | 0 | 0 | 0 | 0 | 0 | 0 | 0 | 0 | 0 | 0 | 0 | 0 | 0 | 0 | 0 | 0 | 0 | 0 | 0 | 0 | 0 | 0 | 0 | 0 | 0 | 0 | 0 | 0 | 0 | 0 | 0 | 0 | 0 | 0 | 0 | 0 | 0 | 0 | 0 | 0 | 0 | 0 | 0 | 0 | 0 | 0 | 0 | 0 | 0 | 0 | 0 | 0 | 0 | 0 | 0 | 0 | 0 | 0 | 0 | 0 | 0 | 0 | 0 | 0 | 0 | 0 | 0 | 0 | 0 | 0 | 0 | 0 | 0 | 0 | 0 | 0 | 0 | 0 | 0 | 0 | 0 | 0 | 0 | 0 | 0 | 0 | 0 | 0 | 0 | 0 | 0 | 0 | 0 | 0 | 0 | 0 | 0
0 | 0 | 0 | SCADA, Network Control and Protection Systems | 0 | 0 | 0 | 0 | 0 | 0 | 0 | 0 | 0 | 0 | 0 | 0 | 0 | 0 | 0 | 0 | 0 | 0 | 0 | 0 | 0 | 0 | 0 | 0 | 0 | 0 | 0 | 0 | 0 | 0 | 0 | 0 | 0 | 0 | 0 | 0 | 0 | 0 | 0 | 0 | 0 | 0 | 0 | 0 | 0 | 0 | 0 | 0 | 0 | 0 | 0 | 0 | 0 | 0 | 0 | 0 | 0 | 0 | 0 | 0 | 0 | 0 | 0 | 0 | 0 | 0 | 0 | 0 | 0 | 0 | 0 | 0 | 0 | 0 | 0 | 0 | 0 | 0 | 0 | 0 | 0 | 0 | 0 | 0 | 0 | 0 | 0 | 0 | 0 | 0 | 0 | 0 | 0 | 0 | 0 | 0 | 0 | 0 | 0 | 0 | 0 | 0 | 0 | 0 | 0 | 0 | 0 | 0 | 0 | 0 | 0 | 0 | 0 | 0 | 0 | 0 | 0 | 0 | 0 | 0 | 0 | 0 | 0 | 0 | 0 | 0 | 0 | 0 | 0 | 0 | 0 | 0 | 0 | 0 | 0 | 0 | 0 | 0 | 0 | 0 | 0 | 0 | 0 | 0 | 0 | 0 | 0 | 0 | 0 | 0 | 0 | 0 | 0 | 0 | 0 | 0 | 0 | 0 | 0 | 0 | 0 | 0 | 0 | 0 | 0 | 0 | 0 | 0 | 0 | 0 | 0 | 0 | 0 | 0 | 0 | 0 | 0 | 0 | 0 | 0 | 0 | 0 | 0 | 0 | 0
10 | 0 | 0 | FIELD DEVICES | 56.6089 | 2014 | 2013 | 2012 | 2011 | 2010 | 2009 | 2008 | 2007 | 2006 | 2005 | 2004 | 2003 | 2002 | 2001 | 2000 | 1999 | 1998 | 1997 | 1996 | 1995 | 1994 | 1993 | 1992 | 1991 | 1990 | 1989 | 1988 | 1987 | 1986 | 1985 | 1984 | 1983 | 1982 | 1981 | 1980 | 1979 | 1978 | 1977 | 1976 | 1975 | 1974 | 1973 | 1972 | 1971 | 1970 | 1969 | 1968 | 1967 | 1966 | 1965 | 1964 | 1963 | 1962 | 1961 | 1960 | 1959 | 1958 | 1957 | 1956 | 1955 | 1954 | 1953 | 1952 | 1951 | 1950 | 1949 | 1948 | 1947 | 1946 | 1945 | 1944 | 1943 | 1942 | 1941 | 1940 | 1939 | 1938 | 1937 | 1936 | 1935 | 1934 | 1933 | 1932 | 1931 | 1930 | 1929 | 1928 | 1927 | 1926 | 1925 | 1924 | 57 | 56 | 55 | 54 | 53 | 52 | 51 | 50 | 49 | 48 | 47 | 46 | 45 | 44 | 43 | 42 | 41 | 40 | 39 | 38 | 37 | 36 | 35 | 34 | 33 | 32 | 31 | 30 | 29 | 28 | 27 | 26 | 25 | 24 | 23 | 22 | 21 | 20 | 19 | 18 | 17 | 16 | 15 | 14 | 13 | 12 | 11 | 10 | 9 | 8 | 7 | 6 | 5 | 4 | 3 | 2 | 1 | 0 | -1 | -2 | -3 | -4 | -5 | -6 | -7 | -8 | -9 | -10 | -11 | -12 | -13 | -14 | -15 | -16 | -17 | -18 | -19 | -20 | -21 | -22 | -23 | -24 | -25 | -26 | -27 | -28 | -29 | -30 | -31 | -32 | -33 | 0 | 0
10 | 0 | 0 | COMMUNICATIONS NETWORK ASSETS | 22.6 | 2014 | 2013 | 2012 | 2011 | 2010 | 2009 | 2008 | 2007 | 2006 | 2005 | 2004 | 2003 | 2002 | 2001 | 2000 | 1999 | 1998 | 1997 | 1996 | 1995 | 1994 | 1993 | 1992 | 1991 | 1990 | 1989 | 1988 | 1987 | 1986 | 1985 | 1984 | 1983 | 1982 | 1981 | 1980 | 1979 | 1978 | 1977 | 1976 | 1975 | 1974 | 1973 | 1972 | 1971 | 1970 | 1969 | 1968 | 1967 | 1966 | 1965 | 1964 | 1963 | 1962 | 1961 | 1960 | 1959 | 1958 | 1957 | 1956 | 1955 | 1954 | 1953 | 1952 | 1951 | 1950 | 1949 | 1948 | 1947 | 1946 | 1945 | 1944 | 1943 | 1942 | 1941 | 1940 | 1939 | 1938 | 1937 | 1936 | 1935 | 1934 | 1933 | 1932 | 1931 | 1930 | 1929 | 1928 | 1927 | 1926 | 1925 | 1924 | 23 | 22 | 21 | 20 | 19 | 18 | 17 | 16 | 15 | 14 | 13 | 12 | 11 | 10 | 9 | 8 | 7 | 6 | 5 | 4 | 3 | 2 | 1 | 0 | -1 | -2 | -3 | -4 | -5 | -6 | -7 | -8 | -9 | -10 | -11 | -12 | -13 | -14 | -15 | -16 | -17 | -18 | -19 | -20 | -21 | -22 | -23 | -24 | -25 | -26 | -27 | -28 | -29 | -30 | -31 | -32 | -33 | -34 | -35 | -36 | -37 | -38 | -39 | -40 | -41 | -42 | -43 | -44 | -45 | -46 | -47 | -48 | -49 | -50 | -51 | -52 | -53 | -54 | -55 | -56 | -57 | -58 | -59 | -60 | -61 | -62 | -63 | -64 | -65 | -66 | -67 | 0 | 0
10 | 0 | 0 | MASTER STATION ASSETS | 5 | 2014 | 2013 | 2012 | 2011 | 2010 | 2009 | 2008 | 2007 | 2006 | 2005 | 2004 | 2003 | 2002 | 2001 | 2000 | 1999 | 1998 | 1997 | 1996 | 1995 | 1994 | 1993 | 1992 | 1991 | 1990 | 1989 | 1988 | 1987 | 1986 | 1985 | 1984 | 1983 | 1982 | 1981 | 1980 | 1979 | 1978 | 1977 | 1976 | 1975 | 1974 | 1973 | 1972 | 1971 | 1970 | 1969 | 1968 | 1967 | 1966 | 1965 | 1964 | 1963 | 1962 | 1961 | 1960 | 1959 | 1958 | 1957 | 1956 | 1955 | 1954 | 1953 | 1952 | 1951 | 1950 | 1949 | 1948 | 1947 | 1946 | 1945 | 1944 | 1943 | 1942 | 1941 | 1940 | 1939 | 1938 | 1937 | 1936 | 1935 | 1934 | 1933 | 1932 | 1931 | 1930 | 1929 | 1928 | 1927 | 1926 | 1925 | 1924 | 5 | 4 | 3 | 2 | 1 | 0 | -1 | -2 | -3 | -4 | -5 | -6 | -7 | -8 | -9 | -10 | -11 | -12 | -13 | -14 | -15 | -16 | -17 | -18 | -19 | -20 | -21 | -22 | -23 | -24 | -25 | -26 | -27 | -28 | -29 | -30 | -31 | -32 | -33 | -34 | -35 | -36 | -37 | -38 | -39 | -40 | -41 | -42 | -43 | -44 | -45 | -46 | -47 | -48 | -49 | -50 | -51 | -52 | -53 | -54 | -55 | -56 | -57 | -58 | -59 | -60 | -61 | -62 | -63 | -64 | -65 | -66 | -67 | -68 | -69 | -70 | -71 | -72 | -73 | -74 | -75 | -76 | -77 | -78 | -79 | -80 | -81 | -82 | -83 | -84 | -85 | 0 | 0
0 | 0 | 0 | AUTOMATION REPLACEMENT EXPENDITURE | 0 | 0 | 0 | 0 | 0 | 0 | 0 | 0 | 0 | 0 | 0 | 0 | 0 | 0 | 0 | 0 | 0 | 0 | 0 | 0 | 0 | 0 | 0 | 0 | 0 | 0 | 0 | 0 | 0 | 0 | 0 | 0 | 0 | 0 | 0 | 0 | 0 | 0 | 0 | 0 | 0 | 0 | 0 | 0 | 0 | 0 | 0 | 0 | 0 | 0 | 0 | 0 | 0 | 0 | 0 | 0 | 0 | 0 | 0 | 0 | 0 | 0 | 0 | 0 | 0 | 0 | 0 | 0 | 0 | 0 | 0 | 0 | 0 | 0 | 0 | 0 | 0 | 0 | 0 | 0 | 0 | 0 | 0 | 0 | 0 | 0 | 0 | 0 | 0 | 0 | 0 | 0 | 0 | 0 | 0 | 0 | 0 | 0 | 0 | 0 | 0 | 0 | 0 | 0 | 0 | 0 | 0 | 0 | 0 | 0 | 0 | 0 | 0 | 0 | 0 | 0 | 0 | 0 | 0 | 0 | 0 | 0 | 0 | 0 | 0 | 0 | 0 | 0 | 0 | 0 | 0 | 0 | 0 | 0 | 0 | 0 | 0 | 0 | 0 | 0 | 0 | 0 | 0 | 0 | 0 | 0 | 0 | 0 | 0 | 0 | 0 | 0 | 0 | 0 | 0 | 0 | 0 | 0 | 0 | 0 | 0 | 0 | 0 | 0 | 0 | 0 | 0 | 0 | 0 | 0 | 0 | 0 | 0 | 0 | 0 | 0 | 0 | 0 | 0 | 0 | 0 | 0 | 0 | 0 | 0
0 | 0 | 0 | 0 | 0 | 0 | 0 | 0 | 0 | 0 | 0 | 0 | 0 | 0 | 0 | 0 | 0 | 0 | 0 | 0 | 0 | 0 | 0 | 0 | 0 | 0 | 0 | 0 | 0 | 0 | 0 | 0 | 0 | 0 | 0 | 0 | 0 | 0 | 0 | 0 | 0 | 0 | 0 | 0 | 0 | 0 | 0 | 0 | 0 | 0 | 0 | 0 | 0 | 0 | 0 | 0 | 0 | 0 | 0 | 0 | 0 | 0 | 0 | 0 | 0 | 0 | 0 | 0 | 0 | 0 | 0 | 0 | 0 | 0 | 0 | 0 | 0 | 0 | 0 | 0 | 0 | 0 | 0 | 0 | 0 | 0 | 0 | 0 | 0 | 0 | 0 | 0 | 0 | 0 | 0 | 0 | 0 | 0 | 0 | 0 | 0 | 0 | 0 | 0 | 0 | 0 | 0 | 0 | 0 | 0 | 0 | 0 | 0 | 0 | 0 | 0 | 0 | 0 | 0 | 0 | 0 | 0 | 0 | 0 | 0 | 0 | 0 | 0 | 0 | 0 | 0 | 0 | 0 | 0 | 0 | 0 | 0 | 0 | 0 | 0 | 0 | 0 | 0 | 0 | 0 | 0 | 0 | 0 | 0 | 0 | 0 | 0 | 0 | 0 | 0 | 0 | 0 | 0 | 0 | 0 | 0 | 0 | 0 | 0 | 0 | 0 | 0 | 0 | 0 | 0 | 0 | 0 | 0 | 0 | 0 | 0 | 0 | 0 | 0 | 0 | 0 | 0 | 0 | 0 | 0 | 0 | 0 | 0 | 0
0 | 0 | 0 | 0 | 0 | 0 | 0 | 0 | 0 | 0 | 0 | 0 | 0 | 0 | 0 | 0 | 0 | 0 | 0 | 0 | 0 | 0 | 0 | 0 | 0 | 0 | 0 | 0 | 0 | 0 | 0 | 0 | 0 | 0 | 0 | 0 | 0 | 0 | 0 | 0 | 0 | 0 | 0 | 0 | 0 | 0 | 0 | 0 | 0 | 0 | 0 | 0 | 0 | 0 | 0 | 0 | 0 | 0 | 0 | 0 | 0 | 0 | 0 | 0 | 0 | 0 | 0 | 0 | 0 | 0 | 0 | 0 | 0 | 0 | 0 | 0 | 0 | 0 | 0 | 0 | 0 | 0 | 0 | 0 | 0 | 0 | 0 | 0 | 0 | 0 | 0 | 0 | 0 | 0 | 0 | 0 | 0 | 0 | 0 | 0 | 0 | 0 | 0 | 0 | 0 | 0 | 0 | 0 | 0 | 0 | 0 | 0 | 0 | 0 | 0 | 0 | 0 | 0 | 0 | 0 | 0 | 0 | 0 | 0 | 0 | 0 | 0 | 0 | 0 | 0 | 0 | 0 | 0 | 0 | 0 | 0 | 0 | 0 | 0 | 0 | 0 | 0 | 0 | 0 | 0 | 0 | 0 | 0 | 0 | 0 | 0 | 0 | 0 | 0 | 0 | 0 | 0 | 0 | 0 | 0 | 0 | 0 | 0 | 0 | 0 | 0 | 0 | 0 | 0 | 0 | 0 | 0 | 0 | 0 | 0 | 0 | 0 | 0 | 0 | 0 | 0 | 0 | 0 | 0 | 0 | 0 | 0 | 0 | 0
0 | 0 | 0 | 0 | 0 | 0 | 0 | 0 | 0 | 0 | 0 | 0 | 0 | 0 | 0 | 0 | 0 | 0 | 0 | 0 | 0 | 0 | 0 | 0 | 0 | 0 | 0 | 0 | 0 | 0 | 0 | 0 | 0 | 0 | 0 | 0 | 0 | 0 | 0 | 0 | 0 | 0 | 0 | 0 | 0 | 0 | 0 | 0 | 0 | 0 | 0 | 0 | 0 | 0 | 0 | 0 | 0 | 0 | 0 | 0 | 0 | 0 | 0 | 0 | 0 | 0 | 0 | 0 | 0 | 0 | 0 | 0 | 0 | 0 | 0 | 0 | 0 | 0 | 0 | 0 | 0 | 0 | 0 | 0 | 0 | 0 | 0 | 0 | 0 | 0 | 0 | 0 | 0 | 0 | 0 | 0 | 0 | 0 | 0 | 0 | 0 | 0 | 0 | 0 | 0 | 0 | 0 | 0 | 0 | 0 | 0 | 0 | 0 | 0 | 0 | 0 | 0 | 0 | 0 | 0 | 0 | 0 | 0 | 0 | 0 | 0 | 0 | 0 | 0 | 0 | 0 | 0 | 0 | 0 | 0 | 0 | 0 | 0 | 0 | 0 | 0 | 0 | 0 | 0 | 0 | 0 | 0 | 0 | 0 | 0 | 0 | 0 | 0 | 0 | 0 | 0 | 0 | 0 | 0 | 0 | 0 | 0 | 0 | 0 | 0 | 0 | 0 | 0 | 0 | 0 | 0 | 0 | 0 | 0 | 0 | 0 | 0 | 0 | 0 | 0 | 0 | 0 | 0 | 0 | 0 | 0 | 0 | 0 | 0
0 | 0 | 0 | 0 | 0 | 0 | 0 | 0 | 0 | 0 | 0 | 0 | 0 | 0 | 0 | 0 | 0 | 0 | 0 | 0 | 0 | 0 | 0 | 0 | 0 | 0 | 0 | 0 | 0 | 0 | 0 | 0 | 0 | 0 | 0 | 0 | 0 | 0 | 0 | 0 | 0 | 0 | 0 | 0 | 0 | 0 | 0 | 0 | 0 | 0 | 0 | 0 | 0 | 0 | 0 | 0 | 0 | 0 | 0 | 0 | 0 | 0 | 0 | 0 | 0 | 0 | 0 | 0 | 0 | 0 | 0 | 0 | 0 | 0 | 0 | 0 | 0 | 0 | 0 | 0 | 0 | 0 | 0 | 0 | 0 | 0 | 0 | 0 | 0 | 0 | 0 | 0 | 0 | 0 | 0 | 0 | 0 | 0 | 0 | 0 | 0 | 0 | 0 | 0 | 0 | 0 | 0 | 0 | 0 | 0 | 0 | 0 | 0 | 0 | 0 | 0 | 0 | 0 | 0 | 0 | 0 | 0 | 0 | 0 | 0 | 0 | 0 | 0 | 0 | 0 | 0 | 0 | 0 | 0 | 0 | 0 | 0 | 0 | 0 | 0 | 0 | 0 | 0 | 0 | 0 | 0 | 0 | 0 | 0 | 0 | 0 | 0 | 0 | 0 | 0 | 0 | 0 | 0 | 0 | 0 | 0 | 0 | 0 | 0 | 0 | 0 | 0 | 0 | 0 | 0 | 0 | 0 | 0 | 0 | 0 | 0 | 0 | 0 | 0 | 0 | 0 | 0 | 0 | 0 | 0 | 0 | 0 | 0 | 0
0 | 0 | 0 | 0 | 0 | 0 | 0 | 0 | 0 | 0 | 0 | 0 | 0 | 0 | 0 | 0 | 0 | 0 | 0 | 0 | 0 | 0 | 0 | 0 | 0 | 0 | 0 | 0 | 0 | 0 | 0 | 0 | 0 | 0 | 0 | 0 | 0 | 0 | 0 | 0 | 0 | 0 | 0 | 0 | 0 | 0 | 0 | 0 | 0 | 0 | 0 | 0 | 0 | 0 | 0 | 0 | 0 | 0 | 0 | 0 | 0 | 0 | 0 | 0 | 0 | 0 | 0 | 0 | 0 | 0 | 0 | 0 | 0 | 0 | 0 | 0 | 0 | 0 | 0 | 0 | 0 | 0 | 0 | 0 | 0 | 0 | 0 | 0 | 0 | 0 | 0 | 0 | 0 | 0 | 0 | 0 | 0 | 0 | 0 | 0 | 0 | 0 | 0 | 0 | 0 | 0 | 0 | 0 | 0 | 0 | 0 | 0 | 0 | 0 | 0 | 0 | 0 | 0 | 0 | 0 | 0 | 0 | 0 | 0 | 0 | 0 | 0 | 0 | 0 | 0 | 0 | 0 | 0 | 0 | 0 | 0 | 0 | 0 | 0 | 0 | 0 | 0 | 0 | 0 | 0 | 0 | 0 | 0 | 0 | 0 | 0 | 0 | 0 | 0 | 0 | 0 | 0 | 0 | 0 | 0 | 0 | 0 | 0 | 0 | 0 | 0 | 0 | 0 | 0 | 0 | 0 | 0 | 0 | 0 | 0 | 0 | 0 | 0 | 0 | 0 | 0 | 0 | 0 | 0 | 0 | 0 | 0 | 0 | 0
0 | 0 | 0 | 0 | 0 | 0 | 0 | 0 | 0 | 0 | 0 | 0 | 0 | 0 | 0 | 0 | 0 | 0 | 0 | 0 | 0 | 0 | 0 | 0 | 0 | 0 | 0 | 0 | 0 | 0 | 0 | 0 | 0 | 0 | 0 | 0 | 0 | 0 | 0 | 0 | 0 | 0 | 0 | 0 | 0 | 0 | 0 | 0 | 0 | 0 | 0 | 0 | 0 | 0 | 0 | 0 | 0 | 0 | 0 | 0 | 0 | 0 | 0 | 0 | 0 | 0 | 0 | 0 | 0 | 0 | 0 | 0 | 0 | 0 | 0 | 0 | 0 | 0 | 0 | 0 | 0 | 0 | 0 | 0 | 0 | 0 | 0 | 0 | 0 | 0 | 0 | 0 | 0 | 0 | 0 | 0 | 0 | 0 | 0 | 0 | 0 | 0 | 0 | 0 | 0 | 0 | 0 | 0 | 0 | 0 | 0 | 0 | 0 | 0 | 0 | 0 | 0 | 0 | 0 | 0 | 0 | 0 | 0 | 0 | 0 | 0 | 0 | 0 | 0 | 0 | 0 | 0 | 0 | 0 | 0 | 0 | 0 | 0 | 0 | 0 | 0 | 0 | 0 | 0 | 0 | 0 | 0 | 0 | 0 | 0 | 0 | 0 | 0 | 0 | 0 | 0 | 0 | 0 | 0 | 0 | 0 | 0 | 0 | 0 | 0 | 0 | 0 | 0 | 0 | 0 | 0 | 0 | 0 | 0 | 0 | 0 | 0 | 0 | 0 | 0 | 0 | 0 | 0 | 0 | 0 | 0 | 0 | 0 | 0
0 | 0 | 0 | 0 | 0 | 0 | 0 | 0 | 0 | 0 | 0 | 0 | 0 | 0 | 0 | 0 | 0 | 0 | 0 | 0 | 0 | 0 | 0 | 0 | 0 | 0 | 0 | 0 | 0 | 0 | 0 | 0 | 0 | 0 | 0 | 0 | 0 | 0 | 0 | 0 | 0 | 0 | 0 | 0 | 0 | 0 | 0 | 0 | 0 | 0 | 0 | 0 | 0 | 0 | 0 | 0 | 0 | 0 | 0 | 0 | 0 | 0 | 0 | 0 | 0 | 0 | 0 | 0 | 0 | 0 | 0 | 0 | 0 | 0 | 0 | 0 | 0 | 0 | 0 | 0 | 0 | 0 | 0 | 0 | 0 | 0 | 0 | 0 | 0 | 0 | 0 | 0 | 0 | 0 | 0 | 0 | 0 | 0 | 0 | 0 | 0 | 0 | 0 | 0 | 0 | 0 | 0 | 0 | 0 | 0 | 0 | 0 | 0 | 0 | 0 | 0 | 0 | 0 | 0 | 0 | 0 | 0 | 0 | 0 | 0 | 0 | 0 | 0 | 0 | 0 | 0 | 0 | 0 | 0 | 0 | 0 | 0 | 0 | 0 | 0 | 0 | 0 | 0 | 0 | 0 | 0 | 0 | 0 | 0 | 0 | 0 | 0 | 0 | 0 | 0 | 0 | 0 | 0 | 0 | 0 | 0 | 0 | 0 | 0 | 0 | 0 | 0 | 0 | 0 | 0 | 0 | 0 | 0 | 0 | 0 | 0 | 0 | 0 | 0 | 0 | 0 | 0 | 0 | 0 | 0 | 0 | 0 | 0 | 0
0 | 0 | 0 | 0 | 0 | 0 | 0 | 0 | 0 | 0 | 0 | 0 | 0 | 0 | 0 | 0 | 0 | 0 | 0 | 0 | 0 | 0 | 0 | 0 | 0 | 0 | 0 | 0 | 0 | 0 | 0 | 0 | 0 | 0 | 0 | 0 | 0 | 0 | 0 | 0 | 0 | 0 | 0 | 0 | 0 | 0 | 0 | 0 | 0 | 0 | 0 | 0 | 0 | 0 | 0 | 0 | 0 | 0 | 0 | 0 | 0 | 0 | 0 | 0 | 0 | 0 | 0 | 0 | 0 | 0 | 0 | 0 | 0 | 0 | 0 | 0 | 0 | 0 | 0 | 0 | 0 | 0 | 0 | 0 | 0 | 0 | 0 | 0 | 0 | 0 | 0 | 0 | 0 | 0 | 0 | 0 | 0 | 0 | 0 | 0 | 0 | 0 | 0 | 0 | 0 | 0 | 0 | 0 | 0 | 0 | 0 | 0 | 0 | 0 | 0 | 0 | 0 | 0 | 0 | 0 | 0 | 0 | 0 | 0 | 0 | 0 | 0 | 0 | 0 | 0 | 0 | 0 | 0 | 0 | 0 | 0 | 0 | 0 | 0 | 0 | 0 | 0 | 0 | 0 | 0 | 0 | 0 | 0 | 0 | 0 | 0 | 0 | 0 | 0 | 0 | 0 | 0 | 0 | 0 | 0 | 0 | 0 | 0 | 0 | 0 | 0 | 0 | 0 | 0 | 0 | 0 | 0 | 0 | 0 | 0 | 0 | 0 | 0 | 0 | 0 | 0 | 0 | 0 | 0 | 0 | 0 | 0 | 0 | 0
0 | 0 | 0 | 0 | 0 | 0 | 0 | 0 | 0 | 0 | 0 | 0 | 0 | 0 | 0 | 0 | 0 | 0 | 0 | 0 | 0 | 0 | 0 | 0 | 0 | 0 | 0 | 0 | 0 | 0 | 0 | 0 | 0 | 0 | 0 | 0 | 0 | 0 | 0 | 0 | 0 | 0 | 0 | 0 | 0 | 0 | 0 | 0 | 0 | 0 | 0 | 0 | 0 | 0 | 0 | 0 | 0 | 0 | 0 | 0 | 0 | 0 | 0 | 0 | 0 | 0 | 0 | 0 | 0 | 0 | 0 | 0 | 0 | 0 | 0 | 0 | 0 | 0 | 0 | 0 | 0 | 0 | 0 | 0 | 0 | 0 | 0 | 0 | 0 | 0 | 0 | 0 | 0 | 0 | 0 | 0 | 0 | 0 | 0 | 0 | 0 | 0 | 0 | 0 | 0 | 0 | 0 | 0 | 0 | 0 | 0 | 0 | 0 | 0 | 0 | 0 | 0 | 0 | 0 | 0 | 0 | 0 | 0 | 0 | 0 | 0 | 0 | 0 | 0 | 0 | 0 | 0 | 0 | 0 | 0 | 0 | 0 | 0 | 0 | 0 | 0 | 0 | 0 | 0 | 0 | 0 | 0 | 0 | 0 | 0 | 0 | 0 | 0 | 0 | 0 | 0 | 0 | 0 | 0 | 0 | 0 | 0 | 0 | 0 | 0 | 0 | 0 | 0 | 0 | 0 | 0 | 0 | 0 | 0 | 0 | 0 | 0 | 0 | 0 | 0 | 0 | 0 | 0 | 0 | 0 | 0 | 0 | 0 | 0
0 | 0 | 0 | 0 | 0 | 0 | 0 | 0 | 0 | 0 | 0 | 0 | 0 | 0 | 0 | 0 | 0 | 0 | 0 | 0 | 0 | 0 | 0 | 0 | 0 | 0 | 0 | 0 | 0 | 0 | 0 | 0 | 0 | 0 | 0 | 0 | 0 | 0 | 0 | 0 | 0 | 0 | 0 | 0 | 0 | 0 | 0 | 0 | 0 | 0 | 0 | 0 | 0 | 0 | 0 | 0 | 0 | 0 | 0 | 0 | 0 | 0 | 0 | 0 | 0 | 0 | 0 | 0 | 0 | 0 | 0 | 0 | 0 | 0 | 0 | 0 | 0 | 0 | 0 | 0 | 0 | 0 | 0 | 0 | 0 | 0 | 0 | 0 | 0 | 0 | 0 | 0 | 0 | 0 | 0 | 0 | 0 | 0 | 0 | 0 | 0 | 0 | 0 | 0 | 0 | 0 | 0 | 0 | 0 | 0 | 0 | 0 | 0 | 0 | 0 | 0 | 0 | 0 | 0 | 0 | 0 | 0 | 0 | 0 | 0 | 0 | 0 | 0 | 0 | 0 | 0 | 0 | 0 | 0 | 0 | 0 | 0 | 0 | 0 | 0 | 0 | 0 | 0 | 0 | 0 | 0 | 0 | 0 | 0 | 0 | 0 | 0 | 0 | 0 | 0 | 0 | 0 | 0 | 0 | 0 | 0 | 0 | 0 | 0 | 0 | 0 | 0 | 0 | 0 | 0 | 0 | 0 | 0 | 0 | 0 | 0 | 0 | 0 | 0 | 0 | 0 | 0 | 0 | 0 | 0 | 0 | 0 | 0 | 0
0 | 0 | 0 | 0 | 0 | 0 | 0 | 0 | 0 | 0 | 0 | 0 | 0 | 0 | 0 | 0 | 0 | 0 | 0 | 0 | 0 | 0 | 0 | 0 | 0 | 0 | 0 | 0 | 0 | 0 | 0 | 0 | 0 | 0 | 0 | 0 | 0 | 0 | 0 | 0 | 0 | 0 | 0 | 0 | 0 | 0 | 0 | 0 | 0 | 0 | 0 | 0 | 0 | 0 | 0 | 0 | 0 | 0 | 0 | 0 | 0 | 0 | 0 | 0 | 0 | 0 | 0 | 0 | 0 | 0 | 0 | 0 | 0 | 0 | 0 | 0 | 0 | 0 | 0 | 0 | 0 | 0 | 0 | 0 | 0 | 0 | 0 | 0 | 0 | 0 | 0 | 0 | 0 | 0 | 0 | 0 | 0 | 0 | 0 | 0 | 0 | 0 | 0 | 0 | 0 | 0 | 0 | 0 | 0 | 0 | 0 | 0 | 0 | 0 | 0 | 0 | 0 | 0 | 0 | 0 | 0 | 0 | 0 | 0 | 0 | 0 | 0 | 0 | 0 | 0 | 0 | 0 | 0 | 0 | 0 | 0 | 0 | 0 | 0 | 0 | 0 | 0 | 0 | 0 | 0 | 0 | 0 | 0 | 0 | 0 | 0 | 0 | 0 | 0 | 0 | 0 | 0 | 0 | 0 | 0 | 0 | 0 | 0 | 0 | 0 | 0 | 0 | 0 | 0 | 0 | 0 | 0 | 0 | 0 | 0 | 0 | 0 | 0 | 0 | 0 | 0 | 0 | 0 | 0 | 0 | 0 | 0 | 0 | 0
0 | 0 | 0 | 0 | 0 | 0 | 0 | 0 | 0 | 0 | 0 | 0 | 0 | 0 | 0 | 0 | 0 | 0 | 0 | 0 | 0 | 0 | 0 | 0 | 0 | 0 | 0 | 0 | 0 | 0 | 0 | 0 | 0 | 0 | 0 | 0 | 0 | 0 | 0 | 0 | 0 | 0 | 0 | 0 | 0 | 0 | 0 | 0 | 0 | 0 | 0 | 0 | 0 | 0 | 0 | 0 | 0 | 0 | 0 | 0 | 0 | 0 | 0 | 0 | 0 | 0 | 0 | 0 | 0 | 0 | 0 | 0 | 0 | 0 | 0 | 0 | 0 | 0 | 0 | 0 | 0 | 0 | 0 | 0 | 0 | 0 | 0 | 0 | 0 | 0 | 0 | 0 | 0 | 0 | 0 | 0 | 0 | 0 | 0 | 0 | 0 | 0 | 0 | 0 | 0 | 0 | 0 | 0 | 0 | 0 | 0 | 0 | 0 | 0 | 0 | 0 | 0 | 0 | 0 | 0 | 0 | 0 | 0 | 0 | 0 | 0 | 0 | 0 | 0 | 0 | 0 | 0 | 0 | 0 | 0 | 0 | 0 | 0 | 0 | 0 | 0 | 0 | 0 | 0 | 0 | 0 | 0 | 0 | 0 | 0 | 0 | 0 | 0 | 0 | 0 | 0 | 0 | 0 | 0 | 0 | 0 | 0 | 0 | 0 | 0 | 0 | 0 | 0 | 0 | 0 | 0 | 0 | 0 | 0 | 0 | 0 | 0 | 0 | 0 | 0 | 0 | 0 | 0 | 0 | 0 | 0 | 0 | 0 | 0
0 | 0 | 0 | 0 | 0 | 0 | 0 | 0 | 0 | 0 | 0 | 0 | 0 | 0 | 0 | 0 | 0 | 0 | 0 | 0 | 0 | 0 | 0 | 0 | 0 | 0 | 0 | 0 | 0 | 0 | 0 | 0 | 0 | 0 | 0 | 0 | 0 | 0 | 0 | 0 | 0 | 0 | 0 | 0 | 0 | 0 | 0 | 0 | 0 | 0 | 0 | 0 | 0 | 0 | 0 | 0 | 0 | 0 | 0 | 0 | 0 | 0 | 0 | 0 | 0 | 0 | 0 | 0 | 0 | 0 | 0 | 0 | 0 | 0 | 0 | 0 | 0 | 0 | 0 | 0 | 0 | 0 | 0 | 0 | 0 | 0 | 0 | 0 | 0 | 0 | 0 | 0 | 0 | 0 | 0 | 0 | 0 | 0 | 0 | 0 | 0 | 0 | 0 | 0 | 0 | 0 | 0 | 0 | 0 | 0 | 0 | 0 | 0 | 0 | 0 | 0 | 0 | 0 | 0 | 0 | 0 | 0 | 0 | 0 | 0 | 0 | 0 | 0 | 0 | 0 | 0 | 0 | 0 | 0 | 0 | 0 | 0 | 0 | 0 | 0 | 0 | 0 | 0 | 0 | 0 | 0 | 0 | 0 | 0 | 0 | 0 | 0 | 0 | 0 | 0 | 0 | 0 | 0 | 0 | 0 | 0 | 0 | 0 | 0 | 0 | 0 | 0 | 0 | 0 | 0 | 0 | 0 | 0 | 0 | 0 | 0 | 0 | 0 | 0 | 0 | 0 | 0 | 0 | 0 | 0 | 0 | 0 | 0 | 0
0 | 0 | 0 | 0 | 0 | 0 | 0 | 0 | 0 | 0 | 0 | 0 | 0 | 0 | 0 | 0 | 0 | 0 | 0 | 0 | 0 | 0 | 0 | 0 | 0 | 0 | 0 | 0 | 0 | 0 | 0 | 0 | 0 | 0 | 0 | 0 | 0 | 0 | 0 | 0 | 0 | 0 | 0 | 0 | 0 | 0 | 0 | 0 | 0 | 0 | 0 | 0 | 0 | 0 | 0 | 0 | 0 | 0 | 0 | 0 | 0 | 0 | 0 | 0 | 0 | 0 | 0 | 0 | 0 | 0 | 0 | 0 | 0 | 0 | 0 | 0 | 0 | 0 | 0 | 0 | 0 | 0 | 0 | 0 | 0 | 0 | 0 | 0 | 0 | 0 | 0 | 0 | 0 | 0 | 0 | 0 | 0 | 0 | 0 | 0 | 0 | 0 | 0 | 0 | 0 | 0 | 0 | 0 | 0 | 0 | 0 | 0 | 0 | 0 | 0 | 0 | 0 | 0 | 0 | 0 | 0 | 0 | 0 | 0 | 0 | 0 | 0 | 0 | 0 | 0 | 0 | 0 | 0 | 0 | 0 | 0 | 0 | 0 | 0 | 0 | 0 | 0 | 0 | 0 | 0 | 0 | 0 | 0 | 0 | 0 | 0 | 0 | 0 | 0 | 0 | 0 | 0 | 0 | 0 | 0 | 0 | 0 | 0 | 0 | 0 | 0 | 0 | 0 | 0 | 0 | 0 | 0 | 0 | 0 | 0 | 0 | 0 | 0 | 0 | 0 | 0 | 0 | 0 | 0 | 0 | 0 | 0 | 0 | 0
0 | 0 | 0 | 0 | 0 | 0 | 0 | 0 | 0 | 0 | 0 | 0 | 0 | 0 | 0 | 0 | 0 | 0 | 0 | 0 | 0 | 0 | 0 | 0 | 0 | 0 | 0 | 0 | 0 | 0 | 0 | 0 | 0 | 0 | 0 | 0 | 0 | 0 | 0 | 0 | 0 | 0 | 0 | 0 | 0 | 0 | 0 | 0 | 0 | 0 | 0 | 0 | 0 | 0 | 0 | 0 | 0 | 0 | 0 | 0 | 0 | 0 | 0 | 0 | 0 | 0 | 0 | 0 | 0 | 0 | 0 | 0 | 0 | 0 | 0 | 0 | 0 | 0 | 0 | 0 | 0 | 0 | 0 | 0 | 0 | 0 | 0 | 0 | 0 | 0 | 0 | 0 | 0 | 0 | 0 | 0 | 0 | 0 | 0 | 0 | 0 | 0 | 0 | 0 | 0 | 0 | 0 | 0 | 0 | 0 | 0 | 0 | 0 | 0 | 0 | 0 | 0 | 0 | 0 | 0 | 0 | 0 | 0 | 0 | 0 | 0 | 0 | 0 | 0 | 0 | 0 | 0 | 0 | 0 | 0 | 0 | 0 | 0 | 0 | 0 | 0 | 0 | 0 | 0 | 0 | 0 | 0 | 0 | 0 | 0 | 0 | 0 | 0 | 0 | 0 | 0 | 0 | 0 | 0 | 0 | 0 | 0 | 0 | 0 | 0 | 0 | 0 | 0 | 0 | 0 | 0 | 0 | 0 | 0 | 0 | 0 | 0 | 0 | 0 | 0 | 0 | 0 | 0 | 0 | 0 | 0 | 0 | 0 | 0
0 | 0 | 0 | 0 | 0 | 0 | 0 | 0 | 0 | 0 | 0 | 0 | 0 | 0 | 0 | 0 | 0 | 0 | 0 | 0 | 0 | 0 | 0 | 0 | 0 | 0 | 0 | 0 | 0 | 0 | 0 | 0 | 0 | 0 | 0 | 0 | 0 | 0 | 0 | 0 | 0 | 0 | 0 | 0 | 0 | 0 | 0 | 0 | 0 | 0 | 0 | 0 | 0 | 0 | 0 | 0 | 0 | 0 | 0 | 0 | 0 | 0 | 0 | 0 | 0 | 0 | 0 | 0 | 0 | 0 | 0 | 0 | 0 | 0 | 0 | 0 | 0 | 0 | 0 | 0 | 0 | 0 | 0 | 0 | 0 | 0 | 0 | 0 | 0 | 0 | 0 | 0 | 0 | 0 | 0 | 0 | 0 | 0 | 0 | 0 | 0 | 0 | 0 | 0 | 0 | 0 | 0 | 0 | 0 | 0 | 0 | 0 | 0 | 0 | 0 | 0 | 0 | 0 | 0 | 0 | 0 | 0 | 0 | 0 | 0 | 0 | 0 | 0 | 0 | 0 | 0 | 0 | 0 | 0 | 0 | 0 | 0 | 0 | 0 | 0 | 0 | 0 | 0 | 0 | 0 | 0 | 0 | 0 | 0 | 0 | 0 | 0 | 0 | 0 | 0 | 0 | 0 | 0 | 0 | 0 | 0 | 0 | 0 | 0 | 0 | 0 | 0 | 0 | 0 | 0 | 0 | 0 | 0 | 0 | 0 | 0 | 0 | 0 | 0 | 0 | 0 | 0 | 0 | 0 | 0 | 0 | 0 | 0 | 0
0 | 0 | 0 | 0 | 0 | 0 | 0 | 0 | 0 | 0 | 0 | 0 | 0 | 0 | 0 | 0 | 0 | 0 | 0 | 0 | 0 | 0 | 0 | 0 | 0 | 0 | 0 | 0 | 0 | 0 | 0 | 0 | 0 | 0 | 0 | 0 | 0 | 0 | 0 | 0 | 0 | 0 | 0 | 0 | 0 | 0 | 0 | 0 | 0 | 0 | 0 | 0 | 0 | 0 | 0 | 0 | 0 | 0 | 0 | 0 | 0 | 0 | 0 | 0 | 0 | 0 | 0 | 0 | 0 | 0 | 0 | 0 | 0 | 0 | 0 | 0 | 0 | 0 | 0 | 0 | 0 | 0 | 0 | 0 | 0 | 0 | 0 | 0 | 0 | 0 | 0 | 0 | 0 | 0 | 0 | 0 | 0 | 0 | 0 | 0 | 0 | 0 | 0 | 0 | 0 | 0 | 0 | 0 | 0 | 0 | 0 | 0 | 0 | 0 | 0 | 0 | 0 | 0 | 0 | 0 | 0 | 0 | 0 | 0 | 0 | 0 | 0 | 0 | 0 | 0 | 0 | 0 | 0 | 0 | 0 | 0 | 0 | 0 | 0 | 0 | 0 | 0 | 0 | 0 | 0 | 0 | 0 | 0 | 0 | 0 | 0 | 0 | 0 | 0 | 0 | 0 | 0 | 0 | 0 | 0 | 0 | 0 | 0 | 0 | 0 | 0 | 0 | 0 | 0 | 0 | 0 | 0 | 0 | 0 | 0 | 0 | 0 | 0 | 0 | 0 | 0 | 0 | 0 | 0 | 0 | 0 | 0 | 0 | 0
0 | 0 | 0 | 0 | 0 | 0 | 0 | 0 | 0 | 0 | 0 | 0 | 0 | 0 | 0 | 0 | 0 | 0 | 0 | 0 | 0 | 0 | 0 | 0 | 0 | 0 | 0 | 0 | 0 | 0 | 0 | 0 | 0 | 0 | 0 | 0 | 0 | 0 | 0 | 0 | 0 | 0 | 0 | 0 | 0 | 0 | 0 | 0 | 0 | 0 | 0 | 0 | 0 | 0 | 0 | 0 | 0 | 0 | 0 | 0 | 0 | 0 | 0 | 0 | 0 | 0 | 0 | 0 | 0 | 0 | 0 | 0 | 0 | 0 | 0 | 0 | 0 | 0 | 0 | 0 | 0 | 0 | 0 | 0 | 0 | 0 | 0 | 0 | 0 | 0 | 0 | 0 | 0 | 0 | 0 | 0 | 0 | 0 | 0 | 0 | 0 | 0 | 0 | 0 | 0 | 0 | 0 | 0 | 0 | 0 | 0 | 0 | 0 | 0 | 0 | 0 | 0 | 0 | 0 | 0 | 0 | 0 | 0 | 0 | 0 | 0 | 0 | 0 | 0 | 0 | 0 | 0 | 0 | 0 | 0 | 0 | 0 | 0 | 0 | 0 | 0 | 0 | 0 | 0 | 0 | 0 | 0 | 0 | 0 | 0 | 0 | 0 | 0 | 0 | 0 | 0 | 0 | 0 | 0 | 0 | 0 | 0 | 0 | 0 | 0 | 0 | 0 | 0 | 0 | 0 | 0 | 0 | 0 | 0 | 0 | 0 | 0 | 0 | 0 | 0 | 0 | 0 | 0 | 0 | 0 | 0 | 0 | 0 | 0
0 | 0 | 0 | 0 | 0 | 0 | 0 | 0 | 0 | 0 | 0 | 0 | 0 | 0 | 0 | 0 | 0 | 0 | 0 | 0 | 0 | 0 | 0 | 0 | 0 | 0 | 0 | 0 | 0 | 0 | 0 | 0 | 0 | 0 | 0 | 0 | 0 | 0 | 0 | 0 | 0 | 0 | 0 | 0 | 0 | 0 | 0 | 0 | 0 | 0 | 0 | 0 | 0 | 0 | 0 | 0 | 0 | 0 | 0 | 0 | 0 | 0 | 0 | 0 | 0 | 0 | 0 | 0 | 0 | 0 | 0 | 0 | 0 | 0 | 0 | 0 | 0 | 0 | 0 | 0 | 0 | 0 | 0 | 0 | 0 | 0 | 0 | 0 | 0 | 0 | 0 | 0 | 0 | 0 | 0 | 0 | 0 | 0 | 0 | 0 | 0 | 0 | 0 | 0 | 0 | 0 | 0 | 0 | 0 | 0 | 0 | 0 | 0 | 0 | 0 | 0 | 0 | 0 | 0 | 0 | 0 | 0 | 0 | 0 | 0 | 0 | 0 | 0 | 0 | 0 | 0 | 0 | 0 | 0 | 0 | 0 | 0 | 0 | 0 | 0 | 0 | 0 | 0 | 0 | 0 | 0 | 0 | 0 | 0 | 0 | 0 | 0 | 0 | 0 | 0 | 0 | 0 | 0 | 0 | 0 | 0 | 0 | 0 | 0 | 0 | 0 | 0 | 0 | 0 | 0 | 0 | 0 | 0 | 0 | 0 | 0 | 0 | 0 | 0 | 0 | 0 | 0 | 0 | 0 | 0 | 0 | 0 | 0 | 0
0 | 0 | 0 | 0 | 0 | 0 | 0 | 0 | 0 | 0 | 0 | 0 | 0 | 0 | 0 | 0 | 0 | 0 | 0 | 0 | 0 | 0 | 0 | 0 | 0 | 0 | 0 | 0 | 0 | 0 | 0 | 0 | 0 | 0 | 0 | 0 | 0 | 0 | 0 | 0 | 0 | 0 | 0 | 0 | 0 | 0 | 0 | 0 | 0 | 0 | 0 | 0 | 0 | 0 | 0 | 0 | 0 | 0 | 0 | 0 | 0 | 0 | 0 | 0 | 0 | 0 | 0 | 0 | 0 | 0 | 0 | 0 | 0 | 0 | 0 | 0 | 0 | 0 | 0 | 0 | 0 | 0 | 0 | 0 | 0 | 0 | 0 | 0 | 0 | 0 | 0 | 0 | 0 | 0 | 0 | 0 | 0 | 0 | 0 | 0 | 0 | 0 | 0 | 0 | 0 | 0 | 0 | 0 | 0 | 0 | 0 | 0 | 0 | 0 | 0 | 0 | 0 | 0 | 0 | 0 | 0 | 0 | 0 | 0 | 0 | 0 | 0 | 0 | 0 | 0 | 0 | 0 | 0 | 0 | 0 | 0 | 0 | 0 | 0 | 0 | 0 | 0 | 0 | 0 | 0 | 0 | 0 | 0 | 0 | 0 | 0 | 0 | 0 | 0 | 0 | 0 | 0 | 0 | 0 | 0 | 0 | 0 | 0 | 0 | 0 | 0 | 0 | 0 | 0 | 0 | 0 | 0 | 0 | 0 | 0 | 0 | 0 | 0 | 0 | 0 | 0 | 0 | 0 | 0 | 0 | 0 | 0 | 0 | 0
0 | 0 | 0 | 0 | 0 | 0 | 0 | 0 | 0 | 0 | 0 | 0 | 0 | 0 | 0 | 0 | 0 | 0 | 0 | 0 | 0 | 0 | 0 | 0 | 0 | 0 | 0 | 0 | 0 | 0 | 0 | 0 | 0 | 0 | 0 | 0 | 0 | 0 | 0 | 0 | 0 | 0 | 0 | 0 | 0 | 0 | 0 | 0 | 0 | 0 | 0 | 0 | 0 | 0 | 0 | 0 | 0 | 0 | 0 | 0 | 0 | 0 | 0 | 0 | 0 | 0 | 0 | 0 | 0 | 0 | 0 | 0 | 0 | 0 | 0 | 0 | 0 | 0 | 0 | 0 | 0 | 0 | 0 | 0 | 0 | 0 | 0 | 0 | 0 | 0 | 0 | 0 | 0 | 0 | 0 | 0 | 0 | 0 | 0 | 0 | 0 | 0 | 0 | 0 | 0 | 0 | 0 | 0 | 0 | 0 | 0 | 0 | 0 | 0 | 0 | 0 | 0 | 0 | 0 | 0 | 0 | 0 | 0 | 0 | 0 | 0 | 0 | 0 | 0 | 0 | 0 | 0 | 0 | 0 | 0 | 0 | 0 | 0 | 0 | 0 | 0 | 0 | 0 | 0 | 0 | 0 | 0 | 0 | 0 | 0 | 0 | 0 | 0 | 0 | 0 | 0 | 0 | 0 | 0 | 0 | 0 | 0 | 0 | 0 | 0 | 0 | 0 | 0 | 0 | 0 | 0 | 0 | 0 | 0 | 0 | 0 | 0 | 0 | 0 | 0 | 0 | 0 | 0 | 0 | 0 | 0 | 0 | 0 | 0
0 | 0 | 0 | 0 | 0 | 0 | 0 | 0 | 0 | 0 | 0 | 0 | 0 | 0 | 0 | 0 | 0 | 0 | 0 | 0 | 0 | 0 | 0 | 0 | 0 | 0 | 0 | 0 | 0 | 0 | 0 | 0 | 0 | 0 | 0 | 0 | 0 | 0 | 0 | 0 | 0 | 0 | 0 | 0 | 0 | 0 | 0 | 0 | 0 | 0 | 0 | 0 | 0 | 0 | 0 | 0 | 0 | 0 | 0 | 0 | 0 | 0 | 0 | 0 | 0 | 0 | 0 | 0 | 0 | 0 | 0 | 0 | 0 | 0 | 0 | 0 | 0 | 0 | 0 | 0 | 0 | 0 | 0 | 0 | 0 | 0 | 0 | 0 | 0 | 0 | 0 | 0 | 0 | 0 | 0 | 0 | 0 | 0 | 0 | 0 | 0 | 0 | 0 | 0 | 0 | 0 | 0 | 0 | 0 | 0 | 0 | 0 | 0 | 0 | 0 | 0 | 0 | 0 | 0 | 0 | 0 | 0 | 0 | 0 | 0 | 0 | 0 | 0 | 0 | 0 | 0 | 0 | 0 | 0 | 0 | 0 | 0 | 0 | 0 | 0 | 0 | 0 | 0 | 0 | 0 | 0 | 0 | 0 | 0 | 0 | 0 | 0 | 0 | 0 | 0 | 0 | 0 | 0 | 0 | 0 | 0 | 0 | 0 | 0 | 0 | 0 | 0 | 0 | 0 | 0 | 0 | 0 | 0 | 0 | 0 | 0 | 0 | 0 | 0 | 0 | 0 | 0 | 0 | 0 | 0 | 0 | 0 | 0 | 0
0 | 0 | 0 | 0 | 0 | 0 | 0 | 0 | 0 | 0 | 0 | 0 | 0 | 0 | 0 | 0 | 0 | 0 | 0 | 0 | 0 | 0 | 0 | 0 | 0 | 0 | 0 | 0 | 0 | 0 | 0 | 0 | 0 | 0 | 0 | 0 | 0 | 0 | 0 | 0 | 0 | 0 | 0 | 0 | 0 | 0 | 0 | 0 | 0 | 0 | 0 | 0 | 0 | 0 | 0 | 0 | 0 | 0 | 0 | 0 | 0 | 0 | 0 | 0 | 0 | 0 | 0 | 0 | 0 | 0 | 0 | 0 | 0 | 0 | 0 | 0 | 0 | 0 | 0 | 0 | 0 | 0 | 0 | 0 | 0 | 0 | 0 | 0 | 0 | 0 | 0 | 0 | 0 | 0 | 0 | 0 | 0 | 0 | 0 | 0 | 0 | 0 | 0 | 0 | 0 | 0 | 0 | 0 | 0 | 0 | 0 | 0 | 0 | 0 | 0 | 0 | 0 | 0 | 0 | 0 | 0 | 0 | 0 | 0 | 0 | 0 | 0 | 0 | 0 | 0 | 0 | 0 | 0 | 0 | 0 | 0 | 0 | 0 | 0 | 0 | 0 | 0 | 0 | 0 | 0 | 0 | 0 | 0 | 0 | 0 | 0 | 0 | 0 | 0 | 0 | 0 | 0 | 0 | 0 | 0 | 0 | 0 | 0 | 0 | 0 | 0 | 0 | 0 | 0 | 0 | 0 | 0 | 0 | 0 | 0 | 0 | 0 | 0 | 0 | 0 | 0 | 0 | 0 | 0 | 0 | 0 | 0 | 0 | 0
0 | 0 | 0 | 0 | 0 | 0 | 0 | 0 | 0 | 0 | 0 | 0 | 0 | 0 | 0 | 0 | 0 | 0 | 0 | 0 | 0 | 0 | 0 | 0 | 0 | 0 | 0 | 0 | 0 | 0 | 0 | 0 | 0 | 0 | 0 | 0 | 0 | 0 | 0 | 0 | 0 | 0 | 0 | 0 | 0 | 0 | 0 | 0 | 0 | 0 | 0 | 0 | 0 | 0 | 0 | 0 | 0 | 0 | 0 | 0 | 0 | 0 | 0 | 0 | 0 | 0 | 0 | 0 | 0 | 0 | 0 | 0 | 0 | 0 | 0 | 0 | 0 | 0 | 0 | 0 | 0 | 0 | 0 | 0 | 0 | 0 | 0 | 0 | 0 | 0 | 0 | 0 | 0 | 0 | 0 | 0 | 0 | 0 | 0 | 0 | 0 | 0 | 0 | 0 | 0 | 0 | 0 | 0 | 0 | 0 | 0 | 0 | 0 | 0 | 0 | 0 | 0 | 0 | 0 | 0 | 0 | 0 | 0 | 0 | 0 | 0 | 0 | 0 | 0 | 0 | 0 | 0 | 0 | 0 | 0 | 0 | 0 | 0 | 0 | 0 | 0 | 0 | 0 | 0 | 0 | 0 | 0 | 0 | 0 | 0 | 0 | 0 | 0 | 0 | 0 | 0 | 0 | 0 | 0 | 0 | 0 | 0 | 0 | 0 | 0 | 0 | 0 | 0 | 0 | 0 | 0 | 0 | 0 | 0 | 0 | 0 | 0 | 0 | 0 | 0 | 0 | 0 | 0 | 0 | 0 | 0 | 0 | 0 | 0
0 | 0 | 0 | 0 | 0 | 0 | 0 | 0 | 0 | 0 | 0 | 0 | 0 | 0 | 0 | 0 | 0 | 0 | 0 | 0 | 0 | 0 | 0 | 0 | 0 | 0 | 0 | 0 | 0 | 0 | 0 | 0 | 0 | 0 | 0 | 0 | 0 | 0 | 0 | 0 | 0 | 0 | 0 | 0 | 0 | 0 | 0 | 0 | 0 | 0 | 0 | 0 | 0 | 0 | 0 | 0 | 0 | 0 | 0 | 0 | 0 | 0 | 0 | 0 | 0 | 0 | 0 | 0 | 0 | 0 | 0 | 0 | 0 | 0 | 0 | 0 | 0 | 0 | 0 | 0 | 0 | 0 | 0 | 0 | 0 | 0 | 0 | 0 | 0 | 0 | 0 | 0 | 0 | 0 | 0 | 0 | 0 | 0 | 0 | 0 | 0 | 0 | 0 | 0 | 0 | 0 | 0 | 0 | 0 | 0 | 0 | 0 | 0 | 0 | 0 | 0 | 0 | 0 | 0 | 0 | 0 | 0 | 0 | 0 | 0 | 0 | 0 | 0 | 0 | 0 | 0 | 0 | 0 | 0 | 0 | 0 | 0 | 0 | 0 | 0 | 0 | 0 | 0 | 0 | 0 | 0 | 0 | 0 | 0 | 0 | 0 | 0 | 0 | 0 | 0 | 0 | 0 | 0 | 0 | 0 | 0 | 0 | 0 | 0 | 0 | 0 | 0 | 0 | 0 | 0 | 0 | 0 | 0 | 0 | 0 | 0 | 0 | 0 | 0 | 0 | 0 | 0 | 0 | 0 | 0 | 0 | 0 | 0 | 0
0 | 0 | 0 | 0 | 0 | 0 | 0 | 0 | 0 | 0 | 0 | 0 | 0 | 0 | 0 | 0 | 0 | 0 | 0 | 0 | 0 | 0 | 0 | 0 | 0 | 0 | 0 | 0 | 0 | 0 | 0 | 0 | 0 | 0 | 0 | 0 | 0 | 0 | 0 | 0 | 0 | 0 | 0 | 0 | 0 | 0 | 0 | 0 | 0 | 0 | 0 | 0 | 0 | 0 | 0 | 0 | 0 | 0 | 0 | 0 | 0 | 0 | 0 | 0 | 0 | 0 | 0 | 0 | 0 | 0 | 0 | 0 | 0 | 0 | 0 | 0 | 0 | 0 | 0 | 0 | 0 | 0 | 0 | 0 | 0 | 0 | 0 | 0 | 0 | 0 | 0 | 0 | 0 | 0 | 0 | 0 | 0 | 0 | 0 | 0 | 0 | 0 | 0 | 0 | 0 | 0 | 0 | 0 | 0 | 0 | 0 | 0 | 0 | 0 | 0 | 0 | 0 | 0 | 0 | 0 | 0 | 0 | 0 | 0 | 0 | 0 | 0 | 0 | 0 | 0 | 0 | 0 | 0 | 0 | 0 | 0 | 0 | 0 | 0 | 0 | 0 | 0 | 0 | 0 | 0 | 0 | 0 | 0 | 0 | 0 | 0 | 0 | 0 | 0 | 0 | 0 | 0 | 0 | 0 | 0 | 0 | 0 | 0 | 0 | 0 | 0 | 0 | 0 | 0 | 0 | 0 | 0 | 0 | 0 | 0 | 0 | 0 | 0 | 0 | 0 | 0 | 0 | 0 | 0 | 0 | 0 | 0 | 0 | 0
0 | 0 | 0 | 0 | 0 | 0 | 0 | 0 | 0 | 0 | 0 | 0 | 0 | 0 | 0 | 0 | 0 | 0 | 0 | 0 | 0 | 0 | 0 | 0 | 0 | 0 | 0 | 0 | 0 | 0 | 0 | 0 | 0 | 0 | 0 | 0 | 0 | 0 | 0 | 0 | 0 | 0 | 0 | 0 | 0 | 0 | 0 | 0 | 0 | 0 | 0 | 0 | 0 | 0 | 0 | 0 | 0 | 0 | 0 | 0 | 0 | 0 | 0 | 0 | 0 | 0 | 0 | 0 | 0 | 0 | 0 | 0 | 0 | 0 | 0 | 0 | 0 | 0 | 0 | 0 | 0 | 0 | 0 | 0 | 0 | 0 | 0 | 0 | 0 | 0 | 0 | 0 | 0 | 0 | 0 | 0 | 0 | 0 | 0 | 0 | 0 | 0 | 0 | 0 | 0 | 0 | 0 | 0 | 0 | 0 | 0 | 0 | 0 | 0 | 0 | 0 | 0 | 0 | 0 | 0 | 0 | 0 | 0 | 0 | 0 | 0 | 0 | 0 | 0 | 0 | 0 | 0 | 0 | 0 | 0 | 0 | 0 | 0 | 0 | 0 | 0 | 0 | 0 | 0 | 0 | 0 | 0 | 0 | 0 | 0 | 0 | 0 | 0 | 0 | 0 | 0 | 0 | 0 | 0 | 0 | 0 | 0 | 0 | 0 | 0 | 0 | 0 | 0 | 0 | 0 | 0 | 0 | 0 | 0 | 0 | 0 | 0 | 0 | 0 | 0 | 0 | 0 | 0 | 0 | 0 | 0 | 0 | 0 | 0
0 | 0 | 0 | 0 | 0 | 0 | 0 | 0 | 0 | 0 | 0 | 0 | 0 | 0 | 0 | 0 | 0 | 0 | 0 | 0 | 0 | 0 | 0 | 0 | 0 | 0 | 0 | 0 | 0 | 0 | 0 | 0 | 0 | 0 | 0 | 0 | 0 | 0 | 0 | 0 | 0 | 0 | 0 | 0 | 0 | 0 | 0 | 0 | 0 | 0 | 0 | 0 | 0 | 0 | 0 | 0 | 0 | 0 | 0 | 0 | 0 | 0 | 0 | 0 | 0 | 0 | 0 | 0 | 0 | 0 | 0 | 0 | 0 | 0 | 0 | 0 | 0 | 0 | 0 | 0 | 0 | 0 | 0 | 0 | 0 | 0 | 0 | 0 | 0 | 0 | 0 | 0 | 0 | 0 | 0 | 0 | 0 | 0 | 0 | 0 | 0 | 0 | 0 | 0 | 0 | 0 | 0 | 0 | 0 | 0 | 0 | 0 | 0 | 0 | 0 | 0 | 0 | 0 | 0 | 0 | 0 | 0 | 0 | 0 | 0 | 0 | 0 | 0 | 0 | 0 | 0 | 0 | 0 | 0 | 0 | 0 | 0 | 0 | 0 | 0 | 0 | 0 | 0 | 0 | 0 | 0 | 0 | 0 | 0 | 0 | 0 | 0 | 0 | 0 | 0 | 0 | 0 | 0 | 0 | 0 | 0 | 0 | 0 | 0 | 0 | 0 | 0 | 0 | 0 | 0 | 0 | 0 | 0 | 0 | 0 | 0 | 0 | 0 | 0 | 0 | 0 | 0 | 0 | 0 | 0 | 0 | 0 | 0 | 0
0 | 0 | 0 | 0 | 0 | 0 | 0 | 0 | 0 | 0 | 0 | 0 | 0 | 0 | 0 | 0 | 0 | 0 | 0 | 0 | 0 | 0 | 0 | 0 | 0 | 0 | 0 | 0 | 0 | 0 | 0 | 0 | 0 | 0 | 0 | 0 | 0 | 0 | 0 | 0 | 0 | 0 | 0 | 0 | 0 | 0 | 0 | 0 | 0 | 0 | 0 | 0 | 0 | 0 | 0 | 0 | 0 | 0 | 0 | 0 | 0 | 0 | 0 | 0 | 0 | 0 | 0 | 0 | 0 | 0 | 0 | 0 | 0 | 0 | 0 | 0 | 0 | 0 | 0 | 0 | 0 | 0 | 0 | 0 | 0 | 0 | 0 | 0 | 0 | 0 | 0 | 0 | 0 | 0 | 0 | 0 | 0 | 0 | 0 | 0 | 0 | 0 | 0 | 0 | 0 | 0 | 0 | 0 | 0 | 0 | 0 | 0 | 0 | 0 | 0 | 0 | 0 | 0 | 0 | 0 | 0 | 0 | 0 | 0 | 0 | 0 | 0 | 0 | 0 | 0 | 0 | 0 | 0 | 0 | 0 | 0 | 0 | 0 | 0 | 0 | 0 | 0 | 0 | 0 | 0 | 0 | 0 | 0 | 0 | 0 | 0 | 0 | 0 | 0 | 0 | 0 | 0 | 0 | 0 | 0 | 0 | 0 | 0 | 0 | 0 | 0 | 0 | 0 | 0 | 0 | 0 | 0 | 0 | 0 | 0 | 0 | 0 | 0 | 0 | 0 | 0 | 0 | 0 | 0 | 0 | 0 | 0 | 0 | 0
0 | 0 | 0 | 0 | 0 | 0 | 0 | 0 | 0 | 0 | 0 | 0 | 0 | 0 | 0 | 0 | 0 | 0 | 0 | 0 | 0 | 0 | 0 | 0 | 0 | 0 | 0 | 0 | 0 | 0 | 0 | 0 | 0 | 0 | 0 | 0 | 0 | 0 | 0 | 0 | 0 | 0 | 0 | 0 | 0 | 0 | 0 | 0 | 0 | 0 | 0 | 0 | 0 | 0 | 0 | 0 | 0 | 0 | 0 | 0 | 0 | 0 | 0 | 0 | 0 | 0 | 0 | 0 | 0 | 0 | 0 | 0 | 0 | 0 | 0 | 0 | 0 | 0 | 0 | 0 | 0 | 0 | 0 | 0 | 0 | 0 | 0 | 0 | 0 | 0 | 0 | 0 | 0 | 0 | 0 | 0 | 0 | 0 | 0 | 0 | 0 | 0 | 0 | 0 | 0 | 0 | 0 | 0 | 0 | 0 | 0 | 0 | 0 | 0 | 0 | 0 | 0 | 0 | 0 | 0 | 0 | 0 | 0 | 0 | 0 | 0 | 0 | 0 | 0 | 0 | 0 | 0 | 0 | 0 | 0 | 0 | 0 | 0 | 0 | 0 | 0 | 0 | 0 | 0 | 0 | 0 | 0 | 0 | 0 | 0 | 0 | 0 | 0 | 0 | 0 | 0 | 0 | 0 | 0 | 0 | 0 | 0 | 0 | 0 | 0 | 0 | 0 | 0 | 0 | 0 | 0 | 0 | 0 | 0 | 0 | 0 | 0 | 0 | 0 | 0 | 0 | 0 | 0 | 0 | 0 | 0 | 0 | 0 | 0
0 | 0 | 0 | 0 | 0 | 0 | 0 | 0 | 0 | 0 | 0 | 0 | 0 | 0 | 0 | 0 | 0 | 0 | 0 | 0 | 0 | 0 | 0 | 0 | 0 | 0 | 0 | 0 | 0 | 0 | 0 | 0 | 0 | 0 | 0 | 0 | 0 | 0 | 0 | 0 | 0 | 0 | 0 | 0 | 0 | 0 | 0 | 0 | 0 | 0 | 0 | 0 | 0 | 0 | 0 | 0 | 0 | 0 | 0 | 0 | 0 | 0 | 0 | 0 | 0 | 0 | 0 | 0 | 0 | 0 | 0 | 0 | 0 | 0 | 0 | 0 | 0 | 0 | 0 | 0 | 0 | 0 | 0 | 0 | 0 | 0 | 0 | 0 | 0 | 0 | 0 | 0 | 0 | 0 | 0 | 0 | 0 | 0 | 0 | 0 | 0 | 0 | 0 | 0 | 0 | 0 | 0 | 0 | 0 | 0 | 0 | 0 | 0 | 0 | 0 | 0 | 0 | 0 | 0 | 0 | 0 | 0 | 0 | 0 | 0 | 0 | 0 | 0 | 0 | 0 | 0 | 0 | 0 | 0 | 0 | 0 | 0 | 0 | 0 | 0 | 0 | 0 | 0 | 0 | 0 | 0 | 0 | 0 | 0 | 0 | 0 | 0 | 0 | 0 | 0 | 0 | 0 | 0 | 0 | 0 | 0 | 0 | 0 | 0 | 0 | 0 | 0 | 0 | 0 | 0 | 0 | 0 | 0 | 0 | 0 | 0 | 0 | 0 | 0 | 0 | 0 | 0 | 0 | 0 | 0 | 0 | 0 | 0 | 0
0 | 0 | 0 | 0 | 0 | 0 | 0 | 0 | 0 | 0 | 0 | 0 | 0 | 0 | 0 | 0 | 0 | 0 | 0 | 0 | 0 | 0 | 0 | 0 | 0 | 0 | 0 | 0 | 0 | 0 | 0 | 0 | 0 | 0 | 0 | 0 | 0 | 0 | 0 | 0 | 0 | 0 | 0 | 0 | 0 | 0 | 0 | 0 | 0 | 0 | 0 | 0 | 0 | 0 | 0 | 0 | 0 | 0 | 0 | 0 | 0 | 0 | 0 | 0 | 0 | 0 | 0 | 0 | 0 | 0 | 0 | 0 | 0 | 0 | 0 | 0 | 0 | 0 | 0 | 0 | 0 | 0 | 0 | 0 | 0 | 0 | 0 | 0 | 0 | 0 | 0 | 0 | 0 | 0 | 0 | 0 | 0 | 0 | 0 | 0 | 0 | 0 | 0 | 0 | 0 | 0 | 0 | 0 | 0 | 0 | 0 | 0 | 0 | 0 | 0 | 0 | 0 | 0 | 0 | 0 | 0 | 0 | 0 | 0 | 0 | 0 | 0 | 0 | 0 | 0 | 0 | 0 | 0 | 0 | 0 | 0 | 0 | 0 | 0 | 0 | 0 | 0 | 0 | 0 | 0 | 0 | 0 | 0 | 0 | 0 | 0 | 0 | 0 | 0 | 0 | 0 | 0 | 0 | 0 | 0 | 0 | 0 | 0 | 0 | 0 | 0 | 0 | 0 | 0 | 0 | 0 | 0 | 0 | 0 | 0 | 0 | 0 | 0 | 0 | 0 | 0 | 0 | 0 | 0 | 0 | 0 | 0 | 0 | 0
0 | 0 | 0 | 0 | 0 | 0 | 0 | 0 | 0 | 0 | 0 | 0 | 0 | 0 | 0 | 0 | 0 | 0 | 0 | 0 | 0 | 0 | 0 | 0 | 0 | 0 | 0 | 0 | 0 | 0 | 0 | 0 | 0 | 0 | 0 | 0 | 0 | 0 | 0 | 0 | 0 | 0 | 0 | 0 | 0 | 0 | 0 | 0 | 0 | 0 | 0 | 0 | 0 | 0 | 0 | 0 | 0 | 0 | 0 | 0 | 0 | 0 | 0 | 0 | 0 | 0 | 0 | 0 | 0 | 0 | 0 | 0 | 0 | 0 | 0 | 0 | 0 | 0 | 0 | 0 | 0 | 0 | 0 | 0 | 0 | 0 | 0 | 0 | 0 | 0 | 0 | 0 | 0 | 0 | 0 | 0 | 0 | 0 | 0 | 0 | 0 | 0 | 0 | 0 | 0 | 0 | 0 | 0 | 0 | 0 | 0 | 0 | 0 | 0 | 0 | 0 | 0 | 0 | 0 | 0 | 0 | 0 | 0 | 0 | 0 | 0 | 0 | 0 | 0 | 0 | 0 | 0 | 0 | 0 | 0 | 0 | 0 | 0 | 0 | 0 | 0 | 0 | 0 | 0 | 0 | 0 | 0 | 0 | 0 | 0 | 0 | 0 | 0 | 0 | 0 | 0 | 0 | 0 | 0 | 0 | 0 | 0 | 0 | 0 | 0 | 0 | 0 | 0 | 0 | 0 | 0 | 0 | 0 | 0 | 0 | 0 | 0 | 0 | 0 | 0 | 0 | 0 | 0 | 0 | 0 | 0 | 0 | 0 | 0
0 | 0 | 0 | 0 | 0 | 0 | 0 | 0 | 0 | 0 | 0 | 0 | 0 | 0 | 0 | 0 | 0 | 0 | 0 | 0 | 0 | 0 | 0 | 0 | 0 | 0 | 0 | 0 | 0 | 0 | 0 | 0 | 0 | 0 | 0 | 0 | 0 | 0 | 0 | 0 | 0 | 0 | 0 | 0 | 0 | 0 | 0 | 0 | 0 | 0 | 0 | 0 | 0 | 0 | 0 | 0 | 0 | 0 | 0 | 0 | 0 | 0 | 0 | 0 | 0 | 0 | 0 | 0 | 0 | 0 | 0 | 0 | 0 | 0 | 0 | 0 | 0 | 0 | 0 | 0 | 0 | 0 | 0 | 0 | 0 | 0 | 0 | 0 | 0 | 0 | 0 | 0 | 0 | 0 | 0 | 0 | 0 | 0 | 0 | 0 | 0 | 0 | 0 | 0 | 0 | 0 | 0 | 0 | 0 | 0 | 0 | 0 | 0 | 0 | 0 | 0 | 0 | 0 | 0 | 0 | 0 | 0 | 0 | 0 | 0 | 0 | 0 | 0 | 0 | 0 | 0 | 0 | 0 | 0 | 0 | 0 | 0 | 0 | 0 | 0 | 0 | 0 | 0 | 0 | 0 | 0 | 0 | 0 | 0 | 0 | 0 | 0 | 0 | 0 | 0 | 0 | 0 | 0 | 0 | 0 | 0 | 0 | 0 | 0 | 0 | 0 | 0 | 0 | 0 | 0 | 0 | 0 | 0 | 0 | 0 | 0 | 0 | 0 | 0 | 0 | 0 | 0 | 0 | 0 | 0 | 0 | 0 | 0 | 0
0 | 0 | 0 | 0 | 0 | 0 | 0 | 0 | 0 | 0 | 0 | 0 | 0 | 0 | 0 | 0 | 0 | 0 | 0 | 0 | 0 | 0 | 0 | 0 | 0 | 0 | 0 | 0 | 0 | 0 | 0 | 0 | 0 | 0 | 0 | 0 | 0 | 0 | 0 | 0 | 0 | 0 | 0 | 0 | 0 | 0 | 0 | 0 | 0 | 0 | 0 | 0 | 0 | 0 | 0 | 0 | 0 | 0 | 0 | 0 | 0 | 0 | 0 | 0 | 0 | 0 | 0 | 0 | 0 | 0 | 0 | 0 | 0 | 0 | 0 | 0 | 0 | 0 | 0 | 0 | 0 | 0 | 0 | 0 | 0 | 0 | 0 | 0 | 0 | 0 | 0 | 0 | 0 | 0 | 0 | 0 | 0 | 0 | 0 | 0 | 0 | 0 | 0 | 0 | 0 | 0 | 0 | 0 | 0 | 0 | 0 | 0 | 0 | 0 | 0 | 0 | 0 | 0 | 0 | 0 | 0 | 0 | 0 | 0 | 0 | 0 | 0 | 0 | 0 | 0 | 0 | 0 | 0 | 0 | 0 | 0 | 0 | 0 | 0 | 0 | 0 | 0 | 0 | 0 | 0 | 0 | 0 | 0 | 0 | 0 | 0 | 0 | 0 | 0 | 0 | 0 | 0 | 0 | 0 | 0 | 0 | 0 | 0 | 0 | 0 | 0 | 0 | 0 | 0 | 0 | 0 | 0 | 0 | 0 | 0 | 0 | 0 | 0 | 0 | 0 | 0 | 0 | 0 | 0 | 0 | 0 | 0 | 0 | 0
0 | 0 | 0 | 0 | 0 | 0 | 0 | 0 | 0 | 0 | 0 | 0 | 0 | 0 | 0 | 0 | 0 | 0 | 0 | 0 | 0 | 0 | 0 | 0 | 0 | 0 | 0 | 0 | 0 | 0 | 0 | 0 | 0 | 0 | 0 | 0 | 0 | 0 | 0 | 0 | 0 | 0 | 0 | 0 | 0 | 0 | 0 | 0 | 0 | 0 | 0 | 0 | 0 | 0 | 0 | 0 | 0 | 0 | 0 | 0 | 0 | 0 | 0 | 0 | 0 | 0 | 0 | 0 | 0 | 0 | 0 | 0 | 0 | 0 | 0 | 0 | 0 | 0 | 0 | 0 | 0 | 0 | 0 | 0 | 0 | 0 | 0 | 0 | 0 | 0 | 0 | 0 | 0 | 0 | 0 | 0 | 0 | 0 | 0 | 0 | 0 | 0 | 0 | 0 | 0 | 0 | 0 | 0 | 0 | 0 | 0 | 0 | 0 | 0 | 0 | 0 | 0 | 0 | 0 | 0 | 0 | 0 | 0 | 0 | 0 | 0 | 0 | 0 | 0 | 0 | 0 | 0 | 0 | 0 | 0 | 0 | 0 | 0 | 0 | 0 | 0 | 0 | 0 | 0 | 0 | 0 | 0 | 0 | 0 | 0 | 0 | 0 | 0 | 0 | 0 | 0 | 0 | 0 | 0 | 0 | 0 | 0 | 0 | 0 | 0 | 0 | 0 | 0 | 0 | 0 | 0 | 0 | 0 | 0 | 0 | 0 | 0 | 0 | 0 | 0 | 0 | 0 | 0 | 0 | 0 | 0 | 0 | 0 | 0
0 | 0 | 0 | 0 | 0 | 0 | 0 | 0 | 0 | 0 | 0 | 0 | 0 | 0 | 0 | 0 | 0 | 0 | 0 | 0 | 0 | 0 | 0 | 0 | 0 | 0 | 0 | 0 | 0 | 0 | 0 | 0 | 0 | 0 | 0 | 0 | 0 | 0 | 0 | 0 | 0 | 0 | 0 | 0 | 0 | 0 | 0 | 0 | 0 | 0 | 0 | 0 | 0 | 0 | 0 | 0 | 0 | 0 | 0 | 0 | 0 | 0 | 0 | 0 | 0 | 0 | 0 | 0 | 0 | 0 | 0 | 0 | 0 | 0 | 0 | 0 | 0 | 0 | 0 | 0 | 0 | 0 | 0 | 0 | 0 | 0 | 0 | 0 | 0 | 0 | 0 | 0 | 0 | 0 | 0 | 0 | 0 | 0 | 0 | 0 | 0 | 0 | 0 | 0 | 0 | 0 | 0 | 0 | 0 | 0 | 0 | 0 | 0 | 0 | 0 | 0 | 0 | 0 | 0 | 0 | 0 | 0 | 0 | 0 | 0 | 0 | 0 | 0 | 0 | 0 | 0 | 0 | 0 | 0 | 0 | 0 | 0 | 0 | 0 | 0 | 0 | 0 | 0 | 0 | 0 | 0 | 0 | 0 | 0 | 0 | 0 | 0 | 0 | 0 | 0 | 0 | 0 | 0 | 0 | 0 | 0 | 0 | 0 | 0 | 0 | 0 | 0 | 0 | 0 | 0 | 0 | 0 | 0 | 0 | 0 | 0 | 0 | 0 | 0 | 0 | 0 | 0 | 0 | 0 | 0 | 0 | 0 | 0 | 0
0 | 0 | 0 | 0 | 0 | 0 | 0 | 0 | 0 | 0 | 0 | 0 | 0 | 0 | 0 | 0 | 0 | 0 | 0 | 0 | 0 | 0 | 0 | 0 | 0 | 0 | 0 | 0 | 0 | 0 | 0 | 0 | 0 | 0 | 0 | 0 | 0 | 0 | 0 | 0 | 0 | 0 | 0 | 0 | 0 | 0 | 0 | 0 | 0 | 0 | 0 | 0 | 0 | 0 | 0 | 0 | 0 | 0 | 0 | 0 | 0 | 0 | 0 | 0 | 0 | 0 | 0 | 0 | 0 | 0 | 0 | 0 | 0 | 0 | 0 | 0 | 0 | 0 | 0 | 0 | 0 | 0 | 0 | 0 | 0 | 0 | 0 | 0 | 0 | 0 | 0 | 0 | 0 | 0 | 0 | 0 | 0 | 0 | 0 | 0 | 0 | 0 | 0 | 0 | 0 | 0 | 0 | 0 | 0 | 0 | 0 | 0 | 0 | 0 | 0 | 0 | 0 | 0 | 0 | 0 | 0 | 0 | 0 | 0 | 0 | 0 | 0 | 0 | 0 | 0 | 0 | 0 | 0 | 0 | 0 | 0 | 0 | 0 | 0 | 0 | 0 | 0 | 0 | 0 | 0 | 0 | 0 | 0 | 0 | 0 | 0 | 0 | 0 | 0 | 0 | 0 | 0 | 0 | 0 | 0 | 0 | 0 | 0 | 0 | 0 | 0 | 0 | 0 | 0 | 0 | 0 | 0 | 0 | 0 | 0 | 0 | 0 | 0 | 0 | 0 | 0 | 0 | 0 | 0 | 0 | 0 | 0 | 0 | 0
0 | 0 | 0 | 0 | 0 | 0 | 0 | 0 | 0 | 0 | 0 | 0 | 0 | 0 | 0 | 0 | 0 | 0 | 0 | 0 | 0 | 0 | 0 | 0 | 0 | 0 | 0 | 0 | 0 | 0 | 0 | 0 | 0 | 0 | 0 | 0 | 0 | 0 | 0 | 0 | 0 | 0 | 0 | 0 | 0 | 0 | 0 | 0 | 0 | 0 | 0 | 0 | 0 | 0 | 0 | 0 | 0 | 0 | 0 | 0 | 0 | 0 | 0 | 0 | 0 | 0 | 0 | 0 | 0 | 0 | 0 | 0 | 0 | 0 | 0 | 0 | 0 | 0 | 0 | 0 | 0 | 0 | 0 | 0 | 0 | 0 | 0 | 0 | 0 | 0 | 0 | 0 | 0 | 0 | 0 | 0 | 0 | 0 | 0 | 0 | 0 | 0 | 0 | 0 | 0 | 0 | 0 | 0 | 0 | 0 | 0 | 0 | 0 | 0 | 0 | 0 | 0 | 0 | 0 | 0 | 0 | 0 | 0 | 0 | 0 | 0 | 0 | 0 | 0 | 0 | 0 | 0 | 0 | 0 | 0 | 0 | 0 | 0 | 0 | 0 | 0 | 0 | 0 | 0 | 0 | 0 | 0 | 0 | 0 | 0 | 0 | 0 | 0 | 0 | 0 | 0 | 0 | 0 | 0 | 0 | 0 | 0 | 0 | 0 | 0 | 0 | 0 | 0 | 0 | 0 | 0 | 0 | 0 | 0 | 0 | 0 | 0 | 0 | 0 | 0 | 0 | 0 | 0 | 0 | 0 | 0 | 0 | 0 | 0
0 | 0 | 0 | 0 | 0 | 0 | 0 | 0 | 0 | 0 | 0 | 0 | 0 | 0 | 0 | 0 | 0 | 0 | 0 | 0 | 0 | 0 | 0 | 0 | 0 | 0 | 0 | 0 | 0 | 0 | 0 | 0 | 0 | 0 | 0 | 0 | 0 | 0 | 0 | 0 | 0 | 0 | 0 | 0 | 0 | 0 | 0 | 0 | 0 | 0 | 0 | 0 | 0 | 0 | 0 | 0 | 0 | 0 | 0 | 0 | 0 | 0 | 0 | 0 | 0 | 0 | 0 | 0 | 0 | 0 | 0 | 0 | 0 | 0 | 0 | 0 | 0 | 0 | 0 | 0 | 0 | 0 | 0 | 0 | 0 | 0 | 0 | 0 | 0 | 0 | 0 | 0 | 0 | 0 | 0 | 0 | 0 | 0 | 0 | 0 | 0 | 0 | 0 | 0 | 0 | 0 | 0 | 0 | 0 | 0 | 0 | 0 | 0 | 0 | 0 | 0 | 0 | 0 | 0 | 0 | 0 | 0 | 0 | 0 | 0 | 0 | 0 | 0 | 0 | 0 | 0 | 0 | 0 | 0 | 0 | 0 | 0 | 0 | 0 | 0 | 0 | 0 | 0 | 0 | 0 | 0 | 0 | 0 | 0 | 0 | 0 | 0 | 0 | 0 | 0 | 0 | 0 | 0 | 0 | 0 | 0 | 0 | 0 | 0 | 0 | 0 | 0 | 0 | 0 | 0 | 0 | 0 | 0 | 0 | 0 | 0 | 0 | 0 | 0 | 0 | 0 | 0 | 0 | 0 | 0 | 0 | 0 | 0 | 0
0 | 0 | 0 | 0 | 0 | 0 | 0 | 0 | 0 | 0 | 0 | 0 | 0 | 0 | 0 | 0 | 0 | 0 | 0 | 0 | 0 | 0 | 0 | 0 | 0 | 0 | 0 | 0 | 0 | 0 | 0 | 0 | 0 | 0 | 0 | 0 | 0 | 0 | 0 | 0 | 0 | 0 | 0 | 0 | 0 | 0 | 0 | 0 | 0 | 0 | 0 | 0 | 0 | 0 | 0 | 0 | 0 | 0 | 0 | 0 | 0 | 0 | 0 | 0 | 0 | 0 | 0 | 0 | 0 | 0 | 0 | 0 | 0 | 0 | 0 | 0 | 0 | 0 | 0 | 0 | 0 | 0 | 0 | 0 | 0 | 0 | 0 | 0 | 0 | 0 | 0 | 0 | 0 | 0 | 0 | 0 | 0 | 0 | 0 | 0 | 0 | 0 | 0 | 0 | 0 | 0 | 0 | 0 | 0 | 0 | 0 | 0 | 0 | 0 | 0 | 0 | 0 | 0 | 0 | 0 | 0 | 0 | 0 | 0 | 0 | 0 | 0 | 0 | 0 | 0 | 0 | 0 | 0 | 0 | 0 | 0 | 0 | 0 | 0 | 0 | 0 | 0 | 0 | 0 | 0 | 0 | 0 | 0 | 0 | 0 | 0 | 0 | 0 | 0 | 0 | 0 | 0 | 0 | 0 | 0 | 0 | 0 | 0 | 0 | 0 | 0 | 0 | 0 | 0 | 0 | 0 | 0 | 0 | 0 | 0 | 0 | 0 | 0 | 0 | 0 | 0 | 0 | 0 | 0 | 0 | 0 | 0 | 0 | 0
0 | 0 | 0 | 0 | 0 | 0 | 0 | 0 | 0 | 0 | 0 | 0 | 0 | 0 | 0 | 0 | 0 | 0 | 0 | 0 | 0 | 0 | 0 | 0 | 0 | 0 | 0 | 0 | 0 | 0 | 0 | 0 | 0 | 0 | 0 | 0 | 0 | 0 | 0 | 0 | 0 | 0 | 0 | 0 | 0 | 0 | 0 | 0 | 0 | 0 | 0 | 0 | 0 | 0 | 0 | 0 | 0 | 0 | 0 | 0 | 0 | 0 | 0 | 0 | 0 | 0 | 0 | 0 | 0 | 0 | 0 | 0 | 0 | 0 | 0 | 0 | 0 | 0 | 0 | 0 | 0 | 0 | 0 | 0 | 0 | 0 | 0 | 0 | 0 | 0 | 0 | 0 | 0 | 0 | 0 | 0 | 0 | 0 | 0 | 0 | 0 | 0 | 0 | 0 | 0 | 0 | 0 | 0 | 0 | 0 | 0 | 0 | 0 | 0 | 0 | 0 | 0 | 0 | 0 | 0 | 0 | 0 | 0 | 0 | 0 | 0 | 0 | 0 | 0 | 0 | 0 | 0 | 0 | 0 | 0 | 0 | 0 | 0 | 0 | 0 | 0 | 0 | 0 | 0 | 0 | 0 | 0 | 0 | 0 | 0 | 0 | 0 | 0 | 0 | 0 | 0 | 0 | 0 | 0 | 0 | 0 | 0 | 0 | 0 | 0 | 0 | 0 | 0 | 0 | 0 | 0 | 0 | 0 | 0 | 0 | 0 | 0 | 0 | 0 | 0 | 0 | 0 | 0 | 0 | 0 | 0 | 0 | 0 | 0
0 | 0 | 0 | 0 | 0 | 0 | 0 | 0 | 0 | 0 | 0 | 0 | 0 | 0 | 0 | 0 | 0 | 0 | 0 | 0 | 0 | 0 | 0 | 0 | 0 | 0 | 0 | 0 | 0 | 0 | 0 | 0 | 0 | 0 | 0 | 0 | 0 | 0 | 0 | 0 | 0 | 0 | 0 | 0 | 0 | 0 | 0 | 0 | 0 | 0 | 0 | 0 | 0 | 0 | 0 | 0 | 0 | 0 | 0 | 0 | 0 | 0 | 0 | 0 | 0 | 0 | 0 | 0 | 0 | 0 | 0 | 0 | 0 | 0 | 0 | 0 | 0 | 0 | 0 | 0 | 0 | 0 | 0 | 0 | 0 | 0 | 0 | 0 | 0 | 0 | 0 | 0 | 0 | 0 | 0 | 0 | 0 | 0 | 0 | 0 | 0 | 0 | 0 | 0 | 0 | 0 | 0 | 0 | 0 | 0 | 0 | 0 | 0 | 0 | 0 | 0 | 0 | 0 | 0 | 0 | 0 | 0 | 0 | 0 | 0 | 0 | 0 | 0 | 0 | 0 | 0 | 0 | 0 | 0 | 0 | 0 | 0 | 0 | 0 | 0 | 0 | 0 | 0 | 0 | 0 | 0 | 0 | 0 | 0 | 0 | 0 | 0 | 0 | 0 | 0 | 0 | 0 | 0 | 0 | 0 | 0 | 0 | 0 | 0 | 0 | 0 | 0 | 0 | 0 | 0 | 0 | 0 | 0 | 0 | 0 | 0 | 0 | 0 | 0 | 0 | 0 | 0 | 0 | 0 | 0 | 0 | 0 | 0 | 0
0 | 0 | 0 | 0 | 0 | 0 | 0 | 0 | 0 | 0 | 0 | 0 | 0 | 0 | 0 | 0 | 0 | 0 | 0 | 0 | 0 | 0 | 0 | 0 | 0 | 0 | 0 | 0 | 0 | 0 | 0 | 0 | 0 | 0 | 0 | 0 | 0 | 0 | 0 | 0 | 0 | 0 | 0 | 0 | 0 | 0 | 0 | 0 | 0 | 0 | 0 | 0 | 0 | 0 | 0 | 0 | 0 | 0 | 0 | 0 | 0 | 0 | 0 | 0 | 0 | 0 | 0 | 0 | 0 | 0 | 0 | 0 | 0 | 0 | 0 | 0 | 0 | 0 | 0 | 0 | 0 | 0 | 0 | 0 | 0 | 0 | 0 | 0 | 0 | 0 | 0 | 0 | 0 | 0 | 0 | 0 | 0 | 0 | 0 | 0 | 0 | 0 | 0 | 0 | 0 | 0 | 0 | 0 | 0 | 0 | 0 | 0 | 0 | 0 | 0 | 0 | 0 | 0 | 0 | 0 | 0 | 0 | 0 | 0 | 0 | 0 | 0 | 0 | 0 | 0 | 0 | 0 | 0 | 0 | 0 | 0 | 0 | 0 | 0 | 0 | 0 | 0 | 0 | 0 | 0 | 0 | 0 | 0 | 0 | 0 | 0 | 0 | 0 | 0 | 0 | 0 | 0 | 0 | 0 | 0 | 0 | 0 | 0 | 0 | 0 | 0 | 0 | 0 | 0 | 0 | 0 | 0 | 0 | 0 | 0 | 0 | 0 | 0 | 0 | 0 | 0 | 0 | 0 | 0 | 0 | 0 | 0 | 0 | 0
0 | 0 | 0 | 0 | 0 | 0 | 0 | 0 | 0 | 0 | 0 | 0 | 0 | 0 | 0 | 0 | 0 | 0 | 0 | 0 | 0 | 0 | 0 | 0 | 0 | 0 | 0 | 0 | 0 | 0 | 0 | 0 | 0 | 0 | 0 | 0 | 0 | 0 | 0 | 0 | 0 | 0 | 0 | 0 | 0 | 0 | 0 | 0 | 0 | 0 | 0 | 0 | 0 | 0 | 0 | 0 | 0 | 0 | 0 | 0 | 0 | 0 | 0 | 0 | 0 | 0 | 0 | 0 | 0 | 0 | 0 | 0 | 0 | 0 | 0 | 0 | 0 | 0 | 0 | 0 | 0 | 0 | 0 | 0 | 0 | 0 | 0 | 0 | 0 | 0 | 0 | 0 | 0 | 0 | 0 | 0 | 0 | 0 | 0 | 0 | 0 | 0 | 0 | 0 | 0 | 0 | 0 | 0 | 0 | 0 | 0 | 0 | 0 | 0 | 0 | 0 | 0 | 0 | 0 | 0 | 0 | 0 | 0 | 0 | 0 | 0 | 0 | 0 | 0 | 0 | 0 | 0 | 0 | 0 | 0 | 0 | 0 | 0 | 0 | 0 | 0 | 0 | 0 | 0 | 0 | 0 | 0 | 0 | 0 | 0 | 0 | 0 | 0 | 0 | 0 | 0 | 0 | 0 | 0 | 0 | 0 | 0 | 0 | 0 | 0 | 0 | 0 | 0 | 0 | 0 | 0 | 0 | 0 | 0 | 0 | 0 | 0 | 0 | 0 | 0 | 0 | 0 | 0 | 0 | 0 | 0 | 0 | 0 | 0
0 | 0 | 0 | 0 | 0 | 0 | 0 | 0 | 0 | 0 | 0 | 0 | 0 | 0 | 0 | 0 | 0 | 0 | 0 | 0 | 0 | 0 | 0 | 0 | 0 | 0 | 0 | 0 | 0 | 0 | 0 | 0 | 0 | 0 | 0 | 0 | 0 | 0 | 0 | 0 | 0 | 0 | 0 | 0 | 0 | 0 | 0 | 0 | 0 | 0 | 0 | 0 | 0 | 0 | 0 | 0 | 0 | 0 | 0 | 0 | 0 | 0 | 0 | 0 | 0 | 0 | 0 | 0 | 0 | 0 | 0 | 0 | 0 | 0 | 0 | 0 | 0 | 0 | 0 | 0 | 0 | 0 | 0 | 0 | 0 | 0 | 0 | 0 | 0 | 0 | 0 | 0 | 0 | 0 | 0 | 0 | 0 | 0 | 0 | 0 | 0 | 0 | 0 | 0 | 0 | 0 | 0 | 0 | 0 | 0 | 0 | 0 | 0 | 0 | 0 | 0 | 0 | 0 | 0 | 0 | 0 | 0 | 0 | 0 | 0 | 0 | 0 | 0 | 0 | 0 | 0 | 0 | 0 | 0 | 0 | 0 | 0 | 0 | 0 | 0 | 0 | 0 | 0 | 0 | 0 | 0 | 0 | 0 | 0 | 0 | 0 | 0 | 0 | 0 | 0 | 0 | 0 | 0 | 0 | 0 | 0 | 0 | 0 | 0 | 0 | 0 | 0 | 0 | 0 | 0 | 0 | 0 | 0 | 0 | 0 | 0 | 0 | 0 | 0 | 0 | 0 | 0 | 0 | 0 | 0 | 0 | 0 | 0 | 0
0 | 0 | 0 | 0 | 0 | 0 | 0 | 0 | 0 | 0 | 0 | 0 | 0 | 0 | 0 | 0 | 0 | 0 | 0 | 0 | 0 | 0 | 0 | 0 | 0 | 0 | 0 | 0 | 0 | 0 | 0 | 0 | 0 | 0 | 0 | 0 | 0 | 0 | 0 | 0 | 0 | 0 | 0 | 0 | 0 | 0 | 0 | 0 | 0 | 0 | 0 | 0 | 0 | 0 | 0 | 0 | 0 | 0 | 0 | 0 | 0 | 0 | 0 | 0 | 0 | 0 | 0 | 0 | 0 | 0 | 0 | 0 | 0 | 0 | 0 | 0 | 0 | 0 | 0 | 0 | 0 | 0 | 0 | 0 | 0 | 0 | 0 | 0 | 0 | 0 | 0 | 0 | 0 | 0 | 0 | 0 | 0 | 0 | 0 | 0 | 0 | 0 | 0 | 0 | 0 | 0 | 0 | 0 | 0 | 0 | 0 | 0 | 0 | 0 | 0 | 0 | 0 | 0 | 0 | 0 | 0 | 0 | 0 | 0 | 0 | 0 | 0 | 0 | 0 | 0 | 0 | 0 | 0 | 0 | 0 | 0 | 0 | 0 | 0 | 0 | 0 | 0 | 0 | 0 | 0 | 0 | 0 | 0 | 0 | 0 | 0 | 0 | 0 | 0 | 0 | 0 | 0 | 0 | 0 | 0 | 0 | 0 | 0 | 0 | 0 | 0 | 0 | 0 | 0 | 0 | 0 | 0 | 0 | 0 | 0 | 0 | 0 | 0 | 0 | 0 | 0 | 0 | 0 | 0 | 0 | 0 | 0 | 0 | 0
0 | 0 | 0 | 0 | 0 | 0 | 0 | 0 | 0 | 0 | 0 | 0 | 0 | 0 | 0 | 0 | 0 | 0 | 0 | 0 | 0 | 0 | 0 | 0 | 0 | 0 | 0 | 0 | 0 | 0 | 0 | 0 | 0 | 0 | 0 | 0 | 0 | 0 | 0 | 0 | 0 | 0 | 0 | 0 | 0 | 0 | 0 | 0 | 0 | 0 | 0 | 0 | 0 | 0 | 0 | 0 | 0 | 0 | 0 | 0 | 0 | 0 | 0 | 0 | 0 | 0 | 0 | 0 | 0 | 0 | 0 | 0 | 0 | 0 | 0 | 0 | 0 | 0 | 0 | 0 | 0 | 0 | 0 | 0 | 0 | 0 | 0 | 0 | 0 | 0 | 0 | 0 | 0 | 0 | 0 | 0 | 0 | 0 | 0 | 0 | 0 | 0 | 0 | 0 | 0 | 0 | 0 | 0 | 0 | 0 | 0 | 0 | 0 | 0 | 0 | 0 | 0 | 0 | 0 | 0 | 0 | 0 | 0 | 0 | 0 | 0 | 0 | 0 | 0 | 0 | 0 | 0 | 0 | 0 | 0 | 0 | 0 | 0 | 0 | 0 | 0 | 0 | 0 | 0 | 0 | 0 | 0 | 0 | 0 | 0 | 0 | 0 | 0 | 0 | 0 | 0 | 0 | 0 | 0 | 0 | 0 | 0 | 0 | 0 | 0 | 0 | 0 | 0 | 0 | 0 | 0 | 0 | 0 | 0 | 0 | 0 | 0 | 0 | 0 | 0 | 0 | 0 | 0 | 0 | 0 | 0 | 0 | 0 | 0
0 | 0 | 0 | 0 | 0 | 0 | 0 | 0 | 0 | 0 | 0 | 0 | 0 | 0 | 0 | 0 | 0 | 0 | 0 | 0 | 0 | 0 | 0 | 0 | 0 | 0 | 0 | 0 | 0 | 0 | 0 | 0 | 0 | 0 | 0 | 0 | 0 | 0 | 0 | 0 | 0 | 0 | 0 | 0 | 0 | 0 | 0 | 0 | 0 | 0 | 0 | 0 | 0 | 0 | 0 | 0 | 0 | 0 | 0 | 0 | 0 | 0 | 0 | 0 | 0 | 0 | 0 | 0 | 0 | 0 | 0 | 0 | 0 | 0 | 0 | 0 | 0 | 0 | 0 | 0 | 0 | 0 | 0 | 0 | 0 | 0 | 0 | 0 | 0 | 0 | 0 | 0 | 0 | 0 | 0 | 0 | 0 | 0 | 0 | 0 | 0 | 0 | 0 | 0 | 0 | 0 | 0 | 0 | 0 | 0 | 0 | 0 | 0 | 0 | 0 | 0 | 0 | 0 | 0 | 0 | 0 | 0 | 0 | 0 | 0 | 0 | 0 | 0 | 0 | 0 | 0 | 0 | 0 | 0 | 0 | 0 | 0 | 0 | 0 | 0 | 0 | 0 | 0 | 0 | 0 | 0 | 0 | 0 | 0 | 0 | 0 | 0 | 0 | 0 | 0 | 0 | 0 | 0 | 0 | 0 | 0 | 0 | 0 | 0 | 0 | 0 | 0 | 0 | 0 | 0 | 0 | 0 | 0 | 0 | 0 | 0 | 0 | 0 | 0 | 0 | 0 | 0 | 0 | 0 | 0 | 0 | 0 | 0 | 0
0 | 0 | 0 | 0 | 0 | 0 | 0 | 0 | 0 | 0 | 0 | 0 | 0 | 0 | 0 | 0 | 0 | 0 | 0 | 0 | 0 | 0 | 0 | 0 | 0 | 0 | 0 | 0 | 0 | 0 | 0 | 0 | 0 | 0 | 0 | 0 | 0 | 0 | 0 | 0 | 0 | 0 | 0 | 0 | 0 | 0 | 0 | 0 | 0 | 0 | 0 | 0 | 0 | 0 | 0 | 0 | 0 | 0 | 0 | 0 | 0 | 0 | 0 | 0 | 0 | 0 | 0 | 0 | 0 | 0 | 0 | 0 | 0 | 0 | 0 | 0 | 0 | 0 | 0 | 0 | 0 | 0 | 0 | 0 | 0 | 0 | 0 | 0 | 0 | 0 | 0 | 0 | 0 | 0 | 0 | 0 | 0 | 0 | 0 | 0 | 0 | 0 | 0 | 0 | 0 | 0 | 0 | 0 | 0 | 0 | 0 | 0 | 0 | 0 | 0 | 0 | 0 | 0 | 0 | 0 | 0 | 0 | 0 | 0 | 0 | 0 | 0 | 0 | 0 | 0 | 0 | 0 | 0 | 0 | 0 | 0 | 0 | 0 | 0 | 0 | 0 | 0 | 0 | 0 | 0 | 0 | 0 | 0 | 0 | 0 | 0 | 0 | 0 | 0 | 0 | 0 | 0 | 0 | 0 | 0 | 0 | 0 | 0 | 0 | 0 | 0 | 0 | 0 | 0 | 0 | 0 | 0 | 0 | 0 | 0 | 0 | 0 | 0 | 0 | 0 | 0 | 0 | 0 | 0 | 0 | 0 | 0 | 0 | 0
0 | 0 | 0 | 0 | 0 | 0 | 0 | 0 | 0 | 0 | 0 | 0 | 0 | 0 | 0 | 0 | 0 | 0 | 0 | 0 | 0 | 0 | 0 | 0 | 0 | 0 | 0 | 0 | 0 | 0 | 0 | 0 | 0 | 0 | 0 | 0 | 0 | 0 | 0 | 0 | 0 | 0 | 0 | 0 | 0 | 0 | 0 | 0 | 0 | 0 | 0 | 0 | 0 | 0 | 0 | 0 | 0 | 0 | 0 | 0 | 0 | 0 | 0 | 0 | 0 | 0 | 0 | 0 | 0 | 0 | 0 | 0 | 0 | 0 | 0 | 0 | 0 | 0 | 0 | 0 | 0 | 0 | 0 | 0 | 0 | 0 | 0 | 0 | 0 | 0 | 0 | 0 | 0 | 0 | 0 | 0 | 0 | 0 | 0 | 0 | 0 | 0 | 0 | 0 | 0 | 0 | 0 | 0 | 0 | 0 | 0 | 0 | 0 | 0 | 0 | 0 | 0 | 0 | 0 | 0 | 0 | 0 | 0 | 0 | 0 | 0 | 0 | 0 | 0 | 0 | 0 | 0 | 0 | 0 | 0 | 0 | 0 | 0 | 0 | 0 | 0 | 0 | 0 | 0 | 0 | 0 | 0 | 0 | 0 | 0 | 0 | 0 | 0 | 0 | 0 | 0 | 0 | 0 | 0 | 0 | 0 | 0 | 0 | 0 | 0 | 0 | 0 | 0 | 0 | 0 | 0 | 0 | 0 | 0 | 0 | 0 | 0 | 0 | 0 | 0 | 0 | 0 | 0 | 0 | 0 | 0 | 0 | 0 | 0
0 | 0 | 0 | 0 | 0 | 0 | 0 | 0 | 0 | 0 | 0 | 0 | 0 | 0 | 0 | 0 | 0 | 0 | 0 | 0 | 0 | 0 | 0 | 0 | 0 | 0 | 0 | 0 | 0 | 0 | 0 | 0 | 0 | 0 | 0 | 0 | 0 | 0 | 0 | 0 | 0 | 0 | 0 | 0 | 0 | 0 | 0 | 0 | 0 | 0 | 0 | 0 | 0 | 0 | 0 | 0 | 0 | 0 | 0 | 0 | 0 | 0 | 0 | 0 | 0 | 0 | 0 | 0 | 0 | 0 | 0 | 0 | 0 | 0 | 0 | 0 | 0 | 0 | 0 | 0 | 0 | 0 | 0 | 0 | 0 | 0 | 0 | 0 | 0 | 0 | 0 | 0 | 0 | 0 | 0 | 0 | 0 | 0 | 0 | 0 | 0 | 0 | 0 | 0 | 0 | 0 | 0 | 0 | 0 | 0 | 0 | 0 | 0 | 0 | 0 | 0 | 0 | 0 | 0 | 0 | 0 | 0 | 0 | 0 | 0 | 0 | 0 | 0 | 0 | 0 | 0 | 0 | 0 | 0 | 0 | 0 | 0 | 0 | 0 | 0 | 0 | 0 | 0 | 0 | 0 | 0 | 0 | 0 | 0 | 0 | 0 | 0 | 0 | 0 | 0 | 0 | 0 | 0 | 0 | 0 | 0 | 0 | 0 | 0 | 0 | 0 | 0 | 0 | 0 | 0 | 0 | 0 | 0 | 0 | 0 | 0 | 0 | 0 | 0 | 0 | 0 | 0 | 0 | 0 | 0 | 0 | 0 | 0 | 0
0 | 0 | 0 | 0 | 0 | 0 | 0 | 0 | 0 | 0 | 0 | 0 | 0 | 0 | 0 | 0 | 0 | 0 | 0 | 0 | 0 | 0 | 0 | 0 | 0 | 0 | 0 | 0 | 0 | 0 | 0 | 0 | 0 | 0 | 0 | 0 | 0 | 0 | 0 | 0 | 0 | 0 | 0 | 0 | 0 | 0 | 0 | 0 | 0 | 0 | 0 | 0 | 0 | 0 | 0 | 0 | 0 | 0 | 0 | 0 | 0 | 0 | 0 | 0 | 0 | 0 | 0 | 0 | 0 | 0 | 0 | 0 | 0 | 0 | 0 | 0 | 0 | 0 | 0 | 0 | 0 | 0 | 0 | 0 | 0 | 0 | 0 | 0 | 0 | 0 | 0 | 0 | 0 | 0 | 0 | 0 | 0 | 0 | 0 | 0 | 0 | 0 | 0 | 0 | 0 | 0 | 0 | 0 | 0 | 0 | 0 | 0 | 0 | 0 | 0 | 0 | 0 | 0 | 0 | 0 | 0 | 0 | 0 | 0 | 0 | 0 | 0 | 0 | 0 | 0 | 0 | 0 | 0 | 0 | 0 | 0 | 0 | 0 | 0 | 0 | 0 | 0 | 0 | 0 | 0 | 0 | 0 | 0 | 0 | 0 | 0 | 0 | 0 | 0 | 0 | 0 | 0 | 0 | 0 | 0 | 0 | 0 | 0 | 0 | 0 | 0 | 0 | 0 | 0 | 0 | 0 | 0 | 0 | 0 | 0 | 0 | 0 | 0 | 0 | 0 | 0 | 0 | 0 | 0 | 0 | 0 | 0 | 0 | 0
0 | 0 | 0 | 0 | 0 | 0 | 0 | 0 | 0 | 0 | 0 | 0 | 0 | 0 | 0 | 0 | 0 | 0 | 0 | 0 | 0 | 0 | 0 | 0 | 0 | 0 | 0 | 0 | 0 | 0 | 0 | 0 | 0 | 0 | 0 | 0 | 0 | 0 | 0 | 0 | 0 | 0 | 0 | 0 | 0 | 0 | 0 | 0 | 0 | 0 | 0 | 0 | 0 | 0 | 0 | 0 | 0 | 0 | 0 | 0 | 0 | 0 | 0 | 0 | 0 | 0 | 0 | 0 | 0 | 0 | 0 | 0 | 0 | 0 | 0 | 0 | 0 | 0 | 0 | 0 | 0 | 0 | 0 | 0 | 0 | 0 | 0 | 0 | 0 | 0 | 0 | 0 | 0 | 0 | 0 | 0 | 0 | 0 | 0 | 0 | 0 | 0 | 0 | 0 | 0 | 0 | 0 | 0 | 0 | 0 | 0 | 0 | 0 | 0 | 0 | 0 | 0 | 0 | 0 | 0 | 0 | 0 | 0 | 0 | 0 | 0 | 0 | 0 | 0 | 0 | 0 | 0 | 0 | 0 | 0 | 0 | 0 | 0 | 0 | 0 | 0 | 0 | 0 | 0 | 0 | 0 | 0 | 0 | 0 | 0 | 0 | 0 | 0 | 0 | 0 | 0 | 0 | 0 | 0 | 0 | 0 | 0 | 0 | 0 | 0 | 0 | 0 | 0 | 0 | 0 | 0 | 0 | 0 | 0 | 0 | 0 | 0 | 0 | 0 | 0 | 0 | 0 | 0 | 0 | 0 | 0 | 0 | 0 | 0
0 | 0 | 0 | 0 | 0 | 0 | 0 | 0 | 0 | 0 | 0 | 0 | 0 | 0 | 0 | 0 | 0 | 0 | 0 | 0 | 0 | 0 | 0 | 0 | 0 | 0 | 0 | 0 | 0 | 0 | 0 | 0 | 0 | 0 | 0 | 0 | 0 | 0 | 0 | 0 | 0 | 0 | 0 | 0 | 0 | 0 | 0 | 0 | 0 | 0 | 0 | 0 | 0 | 0 | 0 | 0 | 0 | 0 | 0 | 0 | 0 | 0 | 0 | 0 | 0 | 0 | 0 | 0 | 0 | 0 | 0 | 0 | 0 | 0 | 0 | 0 | 0 | 0 | 0 | 0 | 0 | 0 | 0 | 0 | 0 | 0 | 0 | 0 | 0 | 0 | 0 | 0 | 0 | 0 | 0 | 0 | 0 | 0 | 0 | 0 | 0 | 0 | 0 | 0 | 0 | 0 | 0 | 0 | 0 | 0 | 0 | 0 | 0 | 0 | 0 | 0 | 0 | 0 | 0 | 0 | 0 | 0 | 0 | 0 | 0 | 0 | 0 | 0 | 0 | 0 | 0 | 0 | 0 | 0 | 0 | 0 | 0 | 0 | 0 | 0 | 0 | 0 | 0 | 0 | 0 | 0 | 0 | 0 | 0 | 0 | 0 | 0 | 0 | 0 | 0 | 0 | 0 | 0 | 0 | 0 | 0 | 0 | 0 | 0 | 0 | 0 | 0 | 0 | 0 | 0 | 0 | 0 | 0 | 0 | 0 | 0 | 0 | 0 | 0 | 0 | 0 | 0 | 0 | 0 | 0 | 0 | 0 | 0 | 0
0 | 0 | 0 | 0 | 0 | 0 | 0 | 0 | 0 | 0 | 0 | 0 | 0 | 0 | 0 | 0 | 0 | 0 | 0 | 0 | 0 | 0 | 0 | 0 | 0 | 0 | 0 | 0 | 0 | 0 | 0 | 0 | 0 | 0 | 0 | 0 | 0 | 0 | 0 | 0 | 0 | 0 | 0 | 0 | 0 | 0 | 0 | 0 | 0 | 0 | 0 | 0 | 0 | 0 | 0 | 0 | 0 | 0 | 0 | 0 | 0 | 0 | 0 | 0 | 0 | 0 | 0 | 0 | 0 | 0 | 0 | 0 | 0 | 0 | 0 | 0 | 0 | 0 | 0 | 0 | 0 | 0 | 0 | 0 | 0 | 0 | 0 | 0 | 0 | 0 | 0 | 0 | 0 | 0 | 0 | 0 | 0 | 0 | 0 | 0 | 0 | 0 | 0 | 0 | 0 | 0 | 0 | 0 | 0 | 0 | 0 | 0 | 0 | 0 | 0 | 0 | 0 | 0 | 0 | 0 | 0 | 0 | 0 | 0 | 0 | 0 | 0 | 0 | 0 | 0 | 0 | 0 | 0 | 0 | 0 | 0 | 0 | 0 | 0 | 0 | 0 | 0 | 0 | 0 | 0 | 0 | 0 | 0 | 0 | 0 | 0 | 0 | 0 | 0 | 0 | 0 | 0 | 0 | 0 | 0 | 0 | 0 | 0 | 0 | 0 | 0 | 0 | 0 | 0 | 0 | 0 | 0 | 0 | 0 | 0 | 0 | 0 | 0 | 0 | 0 | 0 | 0 | 0 | 0 | 0 | 0 | 0 | 0 | 0
0 | 0 | 0 | 0 | 0 | 0 | 0 | 0 | 0 | 0 | 0 | 0 | 0 | 0 | 0 | 0 | 0 | 0 | 0 | 0 | 0 | 0 | 0 | 0 | 0 | 0 | 0 | 0 | 0 | 0 | 0 | 0 | 0 | 0 | 0 | 0 | 0 | 0 | 0 | 0 | 0 | 0 | 0 | 0 | 0 | 0 | 0 | 0 | 0 | 0 | 0 | 0 | 0 | 0 | 0 | 0 | 0 | 0 | 0 | 0 | 0 | 0 | 0 | 0 | 0 | 0 | 0 | 0 | 0 | 0 | 0 | 0 | 0 | 0 | 0 | 0 | 0 | 0 | 0 | 0 | 0 | 0 | 0 | 0 | 0 | 0 | 0 | 0 | 0 | 0 | 0 | 0 | 0 | 0 | 0 | 0 | 0 | 0 | 0 | 0 | 0 | 0 | 0 | 0 | 0 | 0 | 0 | 0 | 0 | 0 | 0 | 0 | 0 | 0 | 0 | 0 | 0 | 0 | 0 | 0 | 0 | 0 | 0 | 0 | 0 | 0 | 0 | 0 | 0 | 0 | 0 | 0 | 0 | 0 | 0 | 0 | 0 | 0 | 0 | 0 | 0 | 0 | 0 | 0 | 0 | 0 | 0 | 0 | 0 | 0 | 0 | 0 | 0 | 0 | 0 | 0 | 0 | 0 | 0 | 0 | 0 | 0 | 0 | 0 | 0 | 0 | 0 | 0 | 0 | 0 | 0 | 0 | 0 | 0 | 0 | 0 | 0 | 0 | 0 | 0 | 0 | 0 | 0 | 0 | 0 | 0 | 0 | 0 | 0
0 | 0 | 0 | 0 | 0 | 0 | 0 | 0 | 0 | 0 | 0 | 0 | 0 | 0 | 0 | 0 | 0 | 0 | 0 | 0 | 0 | 0 | 0 | 0 | 0 | 0 | 0 | 0 | 0 | 0 | 0 | 0 | 0 | 0 | 0 | 0 | 0 | 0 | 0 | 0 | 0 | 0 | 0 | 0 | 0 | 0 | 0 | 0 | 0 | 0 | 0 | 0 | 0 | 0 | 0 | 0 | 0 | 0 | 0 | 0 | 0 | 0 | 0 | 0 | 0 | 0 | 0 | 0 | 0 | 0 | 0 | 0 | 0 | 0 | 0 | 0 | 0 | 0 | 0 | 0 | 0 | 0 | 0 | 0 | 0 | 0 | 0 | 0 | 0 | 0 | 0 | 0 | 0 | 0 | 0 | 0 | 0 | 0 | 0 | 0 | 0 | 0 | 0 | 0 | 0 | 0 | 0 | 0 | 0 | 0 | 0 | 0 | 0 | 0 | 0 | 0 | 0 | 0 | 0 | 0 | 0 | 0 | 0 | 0 | 0 | 0 | 0 | 0 | 0 | 0 | 0 | 0 | 0 | 0 | 0 | 0 | 0 | 0 | 0 | 0 | 0 | 0 | 0 | 0 | 0 | 0 | 0 | 0 | 0 | 0 | 0 | 0 | 0 | 0 | 0 | 0 | 0 | 0 | 0 | 0 | 0 | 0 | 0 | 0 | 0 | 0 | 0 | 0 | 0 | 0 | 0 | 0 | 0 | 0 | 0 | 0 | 0 | 0 | 0 | 0 | 0 | 0 | 0 | 0 | 0 | 0 | 0 | 0 | 0
0 | 0 | 0 | 0 | 0 | 0 | 0 | 0 | 0 | 0 | 0 | 0 | 0 | 0 | 0 | 0 | 0 | 0 | 0 | 0 | 0 | 0 | 0 | 0 | 0 | 0 | 0 | 0 | 0 | 0 | 0 | 0 | 0 | 0 | 0 | 0 | 0 | 0 | 0 | 0 | 0 | 0 | 0 | 0 | 0 | 0 | 0 | 0 | 0 | 0 | 0 | 0 | 0 | 0 | 0 | 0 | 0 | 0 | 0 | 0 | 0 | 0 | 0 | 0 | 0 | 0 | 0 | 0 | 0 | 0 | 0 | 0 | 0 | 0 | 0 | 0 | 0 | 0 | 0 | 0 | 0 | 0 | 0 | 0 | 0 | 0 | 0 | 0 | 0 | 0 | 0 | 0 | 0 | 0 | 0 | 0 | 0 | 0 | 0 | 0 | 0 | 0 | 0 | 0 | 0 | 0 | 0 | 0 | 0 | 0 | 0 | 0 | 0 | 0 | 0 | 0 | 0 | 0 | 0 | 0 | 0 | 0 | 0 | 0 | 0 | 0 | 0 | 0 | 0 | 0 | 0 | 0 | 0 | 0 | 0 | 0 | 0 | 0 | 0 | 0 | 0 | 0 | 0 | 0 | 0 | 0 | 0 | 0 | 0 | 0 | 0 | 0 | 0 | 0 | 0 | 0 | 0 | 0 | 0 | 0 | 0 | 0 | 0 | 0 | 0 | 0 | 0 | 0 | 0 | 0 | 0 | 0 | 0 | 0 | 0 | 0 | 0 | 0 | 0 | 0 | 0 | 0 | 0 | 0 | 0 | 0 | 0 | 0 | 0
0 | 0 | 0 | 0 | 0 | 0 | 0 | 0 | 0 | 0 | 0 | 0 | 0 | 0 | 0 | 0 | 0 | 0 | 0 | 0 | 0 | 0 | 0 | 0 | 0 | 0 | 0 | 0 | 0 | 0 | 0 | 0 | 0 | 0 | 0 | 0 | 0 | 0 | 0 | 0 | 0 | 0 | 0 | 0 | 0 | 0 | 0 | 0 | 0 | 0 | 0 | 0 | 0 | 0 | 0 | 0 | 0 | 0 | 0 | 0 | 0 | 0 | 0 | 0 | 0 | 0 | 0 | 0 | 0 | 0 | 0 | 0 | 0 | 0 | 0 | 0 | 0 | 0 | 0 | 0 | 0 | 0 | 0 | 0 | 0 | 0 | 0 | 0 | 0 | 0 | 0 | 0 | 0 | 0 | 0 | 0 | 0 | 0 | 0 | 0 | 0 | 0 | 0 | 0 | 0 | 0 | 0 | 0 | 0 | 0 | 0 | 0 | 0 | 0 | 0 | 0 | 0 | 0 | 0 | 0 | 0 | 0 | 0 | 0 | 0 | 0 | 0 | 0 | 0 | 0 | 0 | 0 | 0 | 0 | 0 | 0 | 0 | 0 | 0 | 0 | 0 | 0 | 0 | 0 | 0 | 0 | 0 | 0 | 0 | 0 | 0 | 0 | 0 | 0 | 0 | 0 | 0 | 0 | 0 | 0 | 0 | 0 | 0 | 0 | 0 | 0 | 0 | 0 | 0 | 0 | 0 | 0 | 0 | 0 | 0 | 0 | 0 | 0 | 0 | 0 | 0 | 0 | 0 | 0 | 0 | 0 | 0 | 0 | 0
0 | 0 | 0 | 0 | 0 | 0 | 0 | 0 | 0 | 0 | 0 | 0 | 0 | 0 | 0 | 0 | 0 | 0 | 0 | 0 | 0 | 0 | 0 | 0 | 0 | 0 | 0 | 0 | 0 | 0 | 0 | 0 | 0 | 0 | 0 | 0 | 0 | 0 | 0 | 0 | 0 | 0 | 0 | 0 | 0 | 0 | 0 | 0 | 0 | 0 | 0 | 0 | 0 | 0 | 0 | 0 | 0 | 0 | 0 | 0 | 0 | 0 | 0 | 0 | 0 | 0 | 0 | 0 | 0 | 0 | 0 | 0 | 0 | 0 | 0 | 0 | 0 | 0 | 0 | 0 | 0 | 0 | 0 | 0 | 0 | 0 | 0 | 0 | 0 | 0 | 0 | 0 | 0 | 0 | 0 | 0 | 0 | 0 | 0 | 0 | 0 | 0 | 0 | 0 | 0 | 0 | 0 | 0 | 0 | 0 | 0 | 0 | 0 | 0 | 0 | 0 | 0 | 0 | 0 | 0 | 0 | 0 | 0 | 0 | 0 | 0 | 0 | 0 | 0 | 0 | 0 | 0 | 0 | 0 | 0 | 0 | 0 | 0 | 0 | 0 | 0 | 0 | 0 | 0 | 0 | 0 | 0 | 0 | 0 | 0 | 0 | 0 | 0 | 0 | 0 | 0 | 0 | 0 | 0 | 0 | 0 | 0 | 0 | 0 | 0 | 0 | 0 | 0 | 0 | 0 | 0 | 0 | 0 | 0 | 0 | 0 | 0 | 0 | 0 | 0 | 0 | 0 | 0 | 0 | 0 | 0 | 0 | 0 | 0
0 | 0 | 0 | 0 | 0 | 0 | 0 | 0 | 0 | 0 | 0 | 0 | 0 | 0 | 0 | 0 | 0 | 0 | 0 | 0 | 0 | 0 | 0 | 0 | 0 | 0 | 0 | 0 | 0 | 0 | 0 | 0 | 0 | 0 | 0 | 0 | 0 | 0 | 0 | 0 | 0 | 0 | 0 | 0 | 0 | 0 | 0 | 0 | 0 | 0 | 0 | 0 | 0 | 0 | 0 | 0 | 0 | 0 | 0 | 0 | 0 | 0 | 0 | 0 | 0 | 0 | 0 | 0 | 0 | 0 | 0 | 0 | 0 | 0 | 0 | 0 | 0 | 0 | 0 | 0 | 0 | 0 | 0 | 0 | 0 | 0 | 0 | 0 | 0 | 0 | 0 | 0 | 0 | 0 | 0 | 0 | 0 | 0 | 0 | 0 | 0 | 0 | 0 | 0 | 0 | 0 | 0 | 0 | 0 | 0 | 0 | 0 | 0 | 0 | 0 | 0 | 0 | 0 | 0 | 0 | 0 | 0 | 0 | 0 | 0 | 0 | 0 | 0 | 0 | 0 | 0 | 0 | 0 | 0 | 0 | 0 | 0 | 0 | 0 | 0 | 0 | 0 | 0 | 0 | 0 | 0 | 0 | 0 | 0 | 0 | 0 | 0 | 0 | 0 | 0 | 0 | 0 | 0 | 0 | 0 | 0 | 0 | 0 | 0 | 0 | 0 | 0 | 0 | 0 | 0 | 0 | 0 | 0 | 0 | 0 | 0 | 0 | 0 | 0 | 0 | 0 | 0 | 0 | 0 | 0 | 0 | 0 | 0 | 0
0 | 0 | 0 | 0 | 0 | 0 | 0 | 0 | 0 | 0 | 0 | 0 | 0 | 0 | 0 | 0 | 0 | 0 | 0 | 0 | 0 | 0 | 0 | 0 | 0 | 0 | 0 | 0 | 0 | 0 | 0 | 0 | 0 | 0 | 0 | 0 | 0 | 0 | 0 | 0 | 0 | 0 | 0 | 0 | 0 | 0 | 0 | 0 | 0 | 0 | 0 | 0 | 0 | 0 | 0 | 0 | 0 | 0 | 0 | 0 | 0 | 0 | 0 | 0 | 0 | 0 | 0 | 0 | 0 | 0 | 0 | 0 | 0 | 0 | 0 | 0 | 0 | 0 | 0 | 0 | 0 | 0 | 0 | 0 | 0 | 0 | 0 | 0 | 0 | 0 | 0 | 0 | 0 | 0 | 0 | 0 | 0 | 0 | 0 | 0 | 0 | 0 | 0 | 0 | 0 | 0 | 0 | 0 | 0 | 0 | 0 | 0 | 0 | 0 | 0 | 0 | 0 | 0 | 0 | 0 | 0 | 0 | 0 | 0 | 0 | 0 | 0 | 0 | 0 | 0 | 0 | 0 | 0 | 0 | 0 | 0 | 0 | 0 | 0 | 0 | 0 | 0 | 0 | 0 | 0 | 0 | 0 | 0 | 0 | 0 | 0 | 0 | 0 | 0 | 0 | 0 | 0 | 0 | 0 | 0 | 0 | 0 | 0 | 0 | 0 | 0 | 0 | 0 | 0 | 0 | 0 | 0 | 0 | 0 | 0 | 0 | 0 | 0 | 0 | 0 | 0 | 0 | 0 | 0 | 0 | 0 | 0 | 0 | 0
0 | 0 | 0 | 0 | 0 | 0 | 0 | 0 | 0 | 0 | 0 | 0 | 0 | 0 | 0 | 0 | 0 | 0 | 0 | 0 | 0 | 0 | 0 | 0 | 0 | 0 | 0 | 0 | 0 | 0 | 0 | 0 | 0 | 0 | 0 | 0 | 0 | 0 | 0 | 0 | 0 | 0 | 0 | 0 | 0 | 0 | 0 | 0 | 0 | 0 | 0 | 0 | 0 | 0 | 0 | 0 | 0 | 0 | 0 | 0 | 0 | 0 | 0 | 0 | 0 | 0 | 0 | 0 | 0 | 0 | 0 | 0 | 0 | 0 | 0 | 0 | 0 | 0 | 0 | 0 | 0 | 0 | 0 | 0 | 0 | 0 | 0 | 0 | 0 | 0 | 0 | 0 | 0 | 0 | 0 | 0 | 0 | 0 | 0 | 0 | 0 | 0 | 0 | 0 | 0 | 0 | 0 | 0 | 0 | 0 | 0 | 0 | 0 | 0 | 0 | 0 | 0 | 0 | 0 | 0 | 0 | 0 | 0 | 0 | 0 | 0 | 0 | 0 | 0 | 0 | 0 | 0 | 0 | 0 | 0 | 0 | 0 | 0 | 0 | 0 | 0 | 0 | 0 | 0 | 0 | 0 | 0 | 0 | 0 | 0 | 0 | 0 | 0 | 0 | 0 | 0 | 0 | 0 | 0 | 0 | 0 | 0 | 0 | 0 | 0 | 0 | 0 | 0 | 0 | 0 | 0 | 0 | 0 | 0 | 0 | 0 | 0 | 0 | 0 | 0 | 0 | 0 | 0 | 0 | 0 | 0 | 0 | 0 | 0
0 | 0 | 0 | 0 | 0 | 0 | 0 | 0 | 0 | 0 | 0 | 0 | 0 | 0 | 0 | 0 | 0 | 0 | 0 | 0 | 0 | 0 | 0 | 0 | 0 | 0 | 0 | 0 | 0 | 0 | 0 | 0 | 0 | 0 | 0 | 0 | 0 | 0 | 0 | 0 | 0 | 0 | 0 | 0 | 0 | 0 | 0 | 0 | 0 | 0 | 0 | 0 | 0 | 0 | 0 | 0 | 0 | 0 | 0 | 0 | 0 | 0 | 0 | 0 | 0 | 0 | 0 | 0 | 0 | 0 | 0 | 0 | 0 | 0 | 0 | 0 | 0 | 0 | 0 | 0 | 0 | 0 | 0 | 0 | 0 | 0 | 0 | 0 | 0 | 0 | 0 | 0 | 0 | 0 | 0 | 0 | 0 | 0 | 0 | 0 | 0 | 0 | 0 | 0 | 0 | 0 | 0 | 0 | 0 | 0 | 0 | 0 | 0 | 0 | 0 | 0 | 0 | 0 | 0 | 0 | 0 | 0 | 0 | 0 | 0 | 0 | 0 | 0 | 0 | 0 | 0 | 0 | 0 | 0 | 0 | 0 | 0 | 0 | 0 | 0 | 0 | 0 | 0 | 0 | 0 | 0 | 0 | 0 | 0 | 0 | 0 | 0 | 0 | 0 | 0 | 0 | 0 | 0 | 0 | 0 | 0 | 0 | 0 | 0 | 0 | 0 | 0 | 0 | 0 | 0 | 0 | 0 | 0 | 0 | 0 | 0 | 0 | 0 | 0 | 0 | 0 | 0 | 0 | 0 | 0 | 0 | 0 | 0 | 0
0 | 0 | 0 | 0 | 0 | 0 | 0 | 0 | 0 | 0 | 0 | 0 | 0 | 0 | 0 | 0 | 0 | 0 | 0 | 0 | 0 | 0 | 0 | 0 | 0 | 0 | 0 | 0 | 0 | 0 | 0 | 0 | 0 | 0 | 0 | 0 | 0 | 0 | 0 | 0 | 0 | 0 | 0 | 0 | 0 | 0 | 0 | 0 | 0 | 0 | 0 | 0 | 0 | 0 | 0 | 0 | 0 | 0 | 0 | 0 | 0 | 0 | 0 | 0 | 0 | 0 | 0 | 0 | 0 | 0 | 0 | 0 | 0 | 0 | 0 | 0 | 0 | 0 | 0 | 0 | 0 | 0 | 0 | 0 | 0 | 0 | 0 | 0 | 0 | 0 | 0 | 0 | 0 | 0 | 0 | 0 | 0 | 0 | 0 | 0 | 0 | 0 | 0 | 0 | 0 | 0 | 0 | 0 | 0 | 0 | 0 | 0 | 0 | 0 | 0 | 0 | 0 | 0 | 0 | 0 | 0 | 0 | 0 | 0 | 0 | 0 | 0 | 0 | 0 | 0 | 0 | 0 | 0 | 0 | 0 | 0 | 0 | 0 | 0 | 0 | 0 | 0 | 0 | 0 | 0 | 0 | 0 | 0 | 0 | 0 | 0 | 0 | 0 | 0 | 0 | 0 | 0 | 0 | 0 | 0 | 0 | 0 | 0 | 0 | 0 | 0 | 0 | 0 | 0 | 0 | 0 | 0 | 0 | 0 | 0 | 0 | 0 | 0 | 0 | 0 | 0 | 0 | 0 | 0 | 0 | 0 | 0 | 0 | 0
0 | 0 | 0 | 0 | 0 | 0 | 0 | 0 | 0 | 0 | 0 | 0 | 0 | 0 | 0 | 0 | 0 | 0 | 0 | 0 | 0 | 0 | 0 | 0 | 0 | 0 | 0 | 0 | 0 | 0 | 0 | 0 | 0 | 0 | 0 | 0 | 0 | 0 | 0 | 0 | 0 | 0 | 0 | 0 | 0 | 0 | 0 | 0 | 0 | 0 | 0 | 0 | 0 | 0 | 0 | 0 | 0 | 0 | 0 | 0 | 0 | 0 | 0 | 0 | 0 | 0 | 0 | 0 | 0 | 0 | 0 | 0 | 0 | 0 | 0 | 0 | 0 | 0 | 0 | 0 | 0 | 0 | 0 | 0 | 0 | 0 | 0 | 0 | 0 | 0 | 0 | 0 | 0 | 0 | 0 | 0 | 0 | 0 | 0 | 0 | 0 | 0 | 0 | 0 | 0 | 0 | 0 | 0 | 0 | 0 | 0 | 0 | 0 | 0 | 0 | 0 | 0 | 0 | 0 | 0 | 0 | 0 | 0 | 0 | 0 | 0 | 0 | 0 | 0 | 0 | 0 | 0 | 0 | 0 | 0 | 0 | 0 | 0 | 0 | 0 | 0 | 0 | 0 | 0 | 0 | 0 | 0 | 0 | 0 | 0 | 0 | 0 | 0 | 0 | 0 | 0 | 0 | 0 | 0 | 0 | 0 | 0 | 0 | 0 | 0 | 0 | 0 | 0 | 0 | 0 | 0 | 0 | 0 | 0 | 0 | 0 | 0 | 0 | 0 | 0 | 0 | 0 | 0 | 0 | 0 | 0 | 0 | 0 | 0
0 | 0 | 0 | 0 | 0 | 0 | 0 | 0 | 0 | 0 | 0 | 0 | 0 | 0 | 0 | 0 | 0 | 0 | 0 | 0 | 0 | 0 | 0 | 0 | 0 | 0 | 0 | 0 | 0 | 0 | 0 | 0 | 0 | 0 | 0 | 0 | 0 | 0 | 0 | 0 | 0 | 0 | 0 | 0 | 0 | 0 | 0 | 0 | 0 | 0 | 0 | 0 | 0 | 0 | 0 | 0 | 0 | 0 | 0 | 0 | 0 | 0 | 0 | 0 | 0 | 0 | 0 | 0 | 0 | 0 | 0 | 0 | 0 | 0 | 0 | 0 | 0 | 0 | 0 | 0 | 0 | 0 | 0 | 0 | 0 | 0 | 0 | 0 | 0 | 0 | 0 | 0 | 0 | 0 | 0 | 0 | 0 | 0 | 0 | 0 | 0 | 0 | 0 | 0 | 0 | 0 | 0 | 0 | 0 | 0 | 0 | 0 | 0 | 0 | 0 | 0 | 0 | 0 | 0 | 0 | 0 | 0 | 0 | 0 | 0 | 0 | 0 | 0 | 0 | 0 | 0 | 0 | 0 | 0 | 0 | 0 | 0 | 0 | 0 | 0 | 0 | 0 | 0 | 0 | 0 | 0 | 0 | 0 | 0 | 0 | 0 | 0 | 0 | 0 | 0 | 0 | 0 | 0 | 0 | 0 | 0 | 0 | 0 | 0 | 0 | 0 | 0 | 0 | 0 | 0 | 0 | 0 | 0 | 0 | 0 | 0 | 0 | 0 | 0 | 0 | 0 | 0 | 0 | 0 | 0 | 0 | 0 | 0 | 0
0 | 0 | 0 | 0 | 0 | 0 | 0 | 0 | 0 | 0 | 0 | 0 | 0 | 0 | 0 | 0 | 0 | 0 | 0 | 0 | 0 | 0 | 0 | 0 | 0 | 0 | 0 | 0 | 0 | 0 | 0 | 0 | 0 | 0 | 0 | 0 | 0 | 0 | 0 | 0 | 0 | 0 | 0 | 0 | 0 | 0 | 0 | 0 | 0 | 0 | 0 | 0 | 0 | 0 | 0 | 0 | 0 | 0 | 0 | 0 | 0 | 0 | 0 | 0 | 0 | 0 | 0 | 0 | 0 | 0 | 0 | 0 | 0 | 0 | 0 | 0 | 0 | 0 | 0 | 0 | 0 | 0 | 0 | 0 | 0 | 0 | 0 | 0 | 0 | 0 | 0 | 0 | 0 | 0 | 0 | 0 | 0 | 0 | 0 | 0 | 0 | 0 | 0 | 0 | 0 | 0 | 0 | 0 | 0 | 0 | 0 | 0 | 0 | 0 | 0 | 0 | 0 | 0 | 0 | 0 | 0 | 0 | 0 | 0 | 0 | 0 | 0 | 0 | 0 | 0 | 0 | 0 | 0 | 0 | 0 | 0 | 0 | 0 | 0 | 0 | 0 | 0 | 0 | 0 | 0 | 0 | 0 | 0 | 0 | 0 | 0 | 0 | 0 | 0 | 0 | 0 | 0 | 0 | 0 | 0 | 0 | 0 | 0 | 0 | 0 | 0 | 0 | 0 | 0 | 0 | 0 | 0 | 0 | 0 | 0 | 0 | 0 | 0 | 0 | 0 | 0 | 0 | 0 | 0 | 0 | 0 | 0 | 0 | 0
0 | 0 | 0 | 0 | 0 | 0 | 0 | 0 | 0 | 0 | 0 | 0 | 0 | 0 | 0 | 0 | 0 | 0 | 0 | 0 | 0 | 0 | 0 | 0 | 0 | 0 | 0 | 0 | 0 | 0 | 0 | 0 | 0 | 0 | 0 | 0 | 0 | 0 | 0 | 0 | 0 | 0 | 0 | 0 | 0 | 0 | 0 | 0 | 0 | 0 | 0 | 0 | 0 | 0 | 0 | 0 | 0 | 0 | 0 | 0 | 0 | 0 | 0 | 0 | 0 | 0 | 0 | 0 | 0 | 0 | 0 | 0 | 0 | 0 | 0 | 0 | 0 | 0 | 0 | 0 | 0 | 0 | 0 | 0 | 0 | 0 | 0 | 0 | 0 | 0 | 0 | 0 | 0 | 0 | 0 | 0 | 0 | 0 | 0 | 0 | 0 | 0 | 0 | 0 | 0 | 0 | 0 | 0 | 0 | 0 | 0 | 0 | 0 | 0 | 0 | 0 | 0 | 0 | 0 | 0 | 0 | 0 | 0 | 0 | 0 | 0 | 0 | 0 | 0 | 0 | 0 | 0 | 0 | 0 | 0 | 0 | 0 | 0 | 0 | 0 | 0 | 0 | 0 | 0 | 0 | 0 | 0 | 0 | 0 | 0 | 0 | 0 | 0 | 0 | 0 | 0 | 0 | 0 | 0 | 0 | 0 | 0 | 0 | 0 | 0 | 0 | 0 | 0 | 0 | 0 | 0 | 0 | 0 | 0 | 0 | 0 | 0 | 0 | 0 | 0 | 0 | 0 | 0 | 0 | 0 | 0 | 0 | 0 | 0
0 | 0 | 0 | 0 | 0 | 0 | 0 | 0 | 0 | 0 | 0 | 0 | 0 | 0 | 0 | 0 | 0 | 0 | 0 | 0 | 0 | 0 | 0 | 0 | 0 | 0 | 0 | 0 | 0 | 0 | 0 | 0 | 0 | 0 | 0 | 0 | 0 | 0 | 0 | 0 | 0 | 0 | 0 | 0 | 0 | 0 | 0 | 0 | 0 | 0 | 0 | 0 | 0 | 0 | 0 | 0 | 0 | 0 | 0 | 0 | 0 | 0 | 0 | 0 | 0 | 0 | 0 | 0 | 0 | 0 | 0 | 0 | 0 | 0 | 0 | 0 | 0 | 0 | 0 | 0 | 0 | 0 | 0 | 0 | 0 | 0 | 0 | 0 | 0 | 0 | 0 | 0 | 0 | 0 | 0 | 0 | 0 | 0 | 0 | 0 | 0 | 0 | 0 | 0 | 0 | 0 | 0 | 0 | 0 | 0 | 0 | 0 | 0 | 0 | 0 | 0 | 0 | 0 | 0 | 0 | 0 | 0 | 0 | 0 | 0 | 0 | 0 | 0 | 0 | 0 | 0 | 0 | 0 | 0 | 0 | 0 | 0 | 0 | 0 | 0 | 0 | 0 | 0 | 0 | 0 | 0 | 0 | 0 | 0 | 0 | 0 | 0 | 0 | 0 | 0 | 0 | 0 | 0 | 0 | 0 | 0 | 0 | 0 | 0 | 0 | 0 | 0 | 0 | 0 | 0 | 0 | 0 | 0 | 0 | 0 | 0 | 0 | 0 | 0 | 0 | 0 | 0 | 0 | 0 | 0 | 0 | 0 | 0 | 0
0 | 0 | 0 | 0 | 0 | 0 | 0 | 0 | 0 | 0 | 0 | 0 | 0 | 0 | 0 | 0 | 0 | 0 | 0 | 0 | 0 | 0 | 0 | 0 | 0 | 0 | 0 | 0 | 0 | 0 | 0 | 0 | 0 | 0 | 0 | 0 | 0 | 0 | 0 | 0 | 0 | 0 | 0 | 0 | 0 | 0 | 0 | 0 | 0 | 0 | 0 | 0 | 0 | 0 | 0 | 0 | 0 | 0 | 0 | 0 | 0 | 0 | 0 | 0 | 0 | 0 | 0 | 0 | 0 | 0 | 0 | 0 | 0 | 0 | 0 | 0 | 0 | 0 | 0 | 0 | 0 | 0 | 0 | 0 | 0 | 0 | 0 | 0 | 0 | 0 | 0 | 0 | 0 | 0 | 0 | 0 | 0 | 0 | 0 | 0 | 0 | 0 | 0 | 0 | 0 | 0 | 0 | 0 | 0 | 0 | 0 | 0 | 0 | 0 | 0 | 0 | 0 | 0 | 0 | 0 | 0 | 0 | 0 | 0 | 0 | 0 | 0 | 0 | 0 | 0 | 0 | 0 | 0 | 0 | 0 | 0 | 0 | 0 | 0 | 0 | 0 | 0 | 0 | 0 | 0 | 0 | 0 | 0 | 0 | 0 | 0 | 0 | 0 | 0 | 0 | 0 | 0 | 0 | 0 | 0 | 0 | 0 | 0 | 0 | 0 | 0 | 0 | 0 | 0 | 0 | 0 | 0 | 0 | 0 | 0 | 0 | 0 | 0 | 0 | 0 | 0 | 0 | 0 | 0 | 0 | 0 | 0 | 0 | 0
0 | 0 | 0 | 0 | 0 | 0 | 0 | 0 | 0 | 0 | 0 | 0 | 0 | 0 | 0 | 0 | 0 | 0 | 0 | 0 | 0 | 0 | 0 | 0 | 0 | 0 | 0 | 0 | 0 | 0 | 0 | 0 | 0 | 0 | 0 | 0 | 0 | 0 | 0 | 0 | 0 | 0 | 0 | 0 | 0 | 0 | 0 | 0 | 0 | 0 | 0 | 0 | 0 | 0 | 0 | 0 | 0 | 0 | 0 | 0 | 0 | 0 | 0 | 0 | 0 | 0 | 0 | 0 | 0 | 0 | 0 | 0 | 0 | 0 | 0 | 0 | 0 | 0 | 0 | 0 | 0 | 0 | 0 | 0 | 0 | 0 | 0 | 0 | 0 | 0 | 0 | 0 | 0 | 0 | 0 | 0 | 0 | 0 | 0 | 0 | 0 | 0 | 0 | 0 | 0 | 0 | 0 | 0 | 0 | 0 | 0 | 0 | 0 | 0 | 0 | 0 | 0 | 0 | 0 | 0 | 0 | 0 | 0 | 0 | 0 | 0 | 0 | 0 | 0 | 0 | 0 | 0 | 0 | 0 | 0 | 0 | 0 | 0 | 0 | 0 | 0 | 0 | 0 | 0 | 0 | 0 | 0 | 0 | 0 | 0 | 0 | 0 | 0 | 0 | 0 | 0 | 0 | 0 | 0 | 0 | 0 | 0 | 0 | 0 | 0 | 0 | 0 | 0 | 0 | 0 | 0 | 0 | 0 | 0 | 0 | 0 | 0 | 0 | 0 | 0 | 0 | 0 | 0 | 0 | 0 | 0 | 0 | 0 | 0
0 | 0 | 0 | 0 | 0 | 0 | 0 | 0 | 0 | 0 | 0 | 0 | 0 | 0 | 0 | 0 | 0 | 0 | 0 | 0 | 0 | 0 | 0 | 0 | 0 | 0 | 0 | 0 | 0 | 0 | 0 | 0 | 0 | 0 | 0 | 0 | 0 | 0 | 0 | 0 | 0 | 0 | 0 | 0 | 0 | 0 | 0 | 0 | 0 | 0 | 0 | 0 | 0 | 0 | 0 | 0 | 0 | 0 | 0 | 0 | 0 | 0 | 0 | 0 | 0 | 0 | 0 | 0 | 0 | 0 | 0 | 0 | 0 | 0 | 0 | 0 | 0 | 0 | 0 | 0 | 0 | 0 | 0 | 0 | 0 | 0 | 0 | 0 | 0 | 0 | 0 | 0 | 0 | 0 | 0 | 0 | 0 | 0 | 0 | 0 | 0 | 0 | 0 | 0 | 0 | 0 | 0 | 0 | 0 | 0 | 0 | 0 | 0 | 0 | 0 | 0 | 0 | 0 | 0 | 0 | 0 | 0 | 0 | 0 | 0 | 0 | 0 | 0 | 0 | 0 | 0 | 0 | 0 | 0 | 0 | 0 | 0 | 0 | 0 | 0 | 0 | 0 | 0 | 0 | 0 | 0 | 0 | 0 | 0 | 0 | 0 | 0 | 0 | 0 | 0 | 0 | 0 | 0 | 0 | 0 | 0 | 0 | 0 | 0 | 0 | 0 | 0 | 0 | 0 | 0 | 0 | 0 | 0 | 0 | 0 | 0 | 0 | 0 | 0 | 0 | 0 | 0 | 0 | 0 | 0 | 0 | 0 | 0 | 0
0 | 0 | 0 | 0 | 0 | 0 | 0 | 0 | 0 | 0 | 0 | 0 | 0 | 0 | 0 | 0 | 0 | 0 | 0 | 0 | 0 | 0 | 0 | 0 | 0 | 0 | 0 | 0 | 0 | 0 | 0 | 0 | 0 | 0 | 0 | 0 | 0 | 0 | 0 | 0 | 0 | 0 | 0 | 0 | 0 | 0 | 0 | 0 | 0 | 0 | 0 | 0 | 0 | 0 | 0 | 0 | 0 | 0 | 0 | 0 | 0 | 0 | 0 | 0 | 0 | 0 | 0 | 0 | 0 | 0 | 0 | 0 | 0 | 0 | 0 | 0 | 0 | 0 | 0 | 0 | 0 | 0 | 0 | 0 | 0 | 0 | 0 | 0 | 0 | 0 | 0 | 0 | 0 | 0 | 0 | 0 | 0 | 0 | 0 | 0 | 0 | 0 | 0 | 0 | 0 | 0 | 0 | 0 | 0 | 0 | 0 | 0 | 0 | 0 | 0 | 0 | 0 | 0 | 0 | 0 | 0 | 0 | 0 | 0 | 0 | 0 | 0 | 0 | 0 | 0 | 0 | 0 | 0 | 0 | 0 | 0 | 0 | 0 | 0 | 0 | 0 | 0 | 0 | 0 | 0 | 0 | 0 | 0 | 0 | 0 | 0 | 0 | 0 | 0 | 0 | 0 | 0 | 0 | 0 | 0 | 0 | 0 | 0 | 0 | 0 | 0 | 0 | 0 | 0 | 0 | 0 | 0 | 0 | 0 | 0 | 0 | 0 | 0 | 0 | 0 | 0 | 0 | 0 | 0 | 0 | 0 | 0 | 0 | 0
0 | 0 | 0 | 0 | 0 | 0 | 0 | 0 | 0 | 0 | 0 | 0 | 0 | 0 | 0 | 0 | 0 | 0 | 0 | 0 | 0 | 0 | 0 | 0 | 0 | 0 | 0 | 0 | 0 | 0 | 0 | 0 | 0 | 0 | 0 | 0 | 0 | 0 | 0 | 0 | 0 | 0 | 0 | 0 | 0 | 0 | 0 | 0 | 0 | 0 | 0 | 0 | 0 | 0 | 0 | 0 | 0 | 0 | 0 | 0 | 0 | 0 | 0 | 0 | 0 | 0 | 0 | 0 | 0 | 0 | 0 | 0 | 0 | 0 | 0 | 0 | 0 | 0 | 0 | 0 | 0 | 0 | 0 | 0 | 0 | 0 | 0 | 0 | 0 | 0 | 0 | 0 | 0 | 0 | 0 | 0 | 0 | 0 | 0 | 0 | 0 | 0 | 0 | 0 | 0 | 0 | 0 | 0 | 0 | 0 | 0 | 0 | 0 | 0 | 0 | 0 | 0 | 0 | 0 | 0 | 0 | 0 | 0 | 0 | 0 | 0 | 0 | 0 | 0 | 0 | 0 | 0 | 0 | 0 | 0 | 0 | 0 | 0 | 0 | 0 | 0 | 0 | 0 | 0 | 0 | 0 | 0 | 0 | 0 | 0 | 0 | 0 | 0 | 0 | 0 | 0 | 0 | 0 | 0 | 0 | 0 | 0 | 0 | 0 | 0 | 0 | 0 | 0 | 0 | 0 | 0 | 0 | 0 | 0 | 0 | 0 | 0 | 0 | 0 | 0 | 0 | 0 | 0 | 0 | 0 | 0 | 0 | 0 | 0
0 | 0 | 0 | 0 | 0 | 0 | 0 | 0 | 0 | 0 | 0 | 0 | 0 | 0 | 0 | 0 | 0 | 0 | 0 | 0 | 0 | 0 | 0 | 0 | 0 | 0 | 0 | 0 | 0 | 0 | 0 | 0 | 0 | 0 | 0 | 0 | 0 | 0 | 0 | 0 | 0 | 0 | 0 | 0 | 0 | 0 | 0 | 0 | 0 | 0 | 0 | 0 | 0 | 0 | 0 | 0 | 0 | 0 | 0 | 0 | 0 | 0 | 0 | 0 | 0 | 0 | 0 | 0 | 0 | 0 | 0 | 0 | 0 | 0 | 0 | 0 | 0 | 0 | 0 | 0 | 0 | 0 | 0 | 0 | 0 | 0 | 0 | 0 | 0 | 0 | 0 | 0 | 0 | 0 | 0 | 0 | 0 | 0 | 0 | 0 | 0 | 0 | 0 | 0 | 0 | 0 | 0 | 0 | 0 | 0 | 0 | 0 | 0 | 0 | 0 | 0 | 0 | 0 | 0 | 0 | 0 | 0 | 0 | 0 | 0 | 0 | 0 | 0 | 0 | 0 | 0 | 0 | 0 | 0 | 0 | 0 | 0 | 0 | 0 | 0 | 0 | 0 | 0 | 0 | 0 | 0 | 0 | 0 | 0 | 0 | 0 | 0 | 0 | 0 | 0 | 0 | 0 | 0 | 0 | 0 | 0 | 0 | 0 | 0 | 0 | 0 | 0 | 0 | 0 | 0 | 0 | 0 | 0 | 0 | 0 | 0 | 0 | 0 | 0 | 0 | 0 | 0 | 0 | 0 | 0 | 0 | 0 | 0 | 0
0 | 0 | 0 | 0 | 0 | 0 | 0 | 0 | 0 | 0 | 0 | 0 | 0 | 0 | 0 | 0 | 0 | 0 | 0 | 0 | 0 | 0 | 0 | 0 | 0 | 0 | 0 | 0 | 0 | 0 | 0 | 0 | 0 | 0 | 0 | 0 | 0 | 0 | 0 | 0 | 0 | 0 | 0 | 0 | 0 | 0 | 0 | 0 | 0 | 0 | 0 | 0 | 0 | 0 | 0 | 0 | 0 | 0 | 0 | 0 | 0 | 0 | 0 | 0 | 0 | 0 | 0 | 0 | 0 | 0 | 0 | 0 | 0 | 0 | 0 | 0 | 0 | 0 | 0 | 0 | 0 | 0 | 0 | 0 | 0 | 0 | 0 | 0 | 0 | 0 | 0 | 0 | 0 | 0 | 0 | 0 | 0 | 0 | 0 | 0 | 0 | 0 | 0 | 0 | 0 | 0 | 0 | 0 | 0 | 0 | 0 | 0 | 0 | 0 | 0 | 0 | 0 | 0 | 0 | 0 | 0 | 0 | 0 | 0 | 0 | 0 | 0 | 0 | 0 | 0 | 0 | 0 | 0 | 0 | 0 | 0 | 0 | 0 | 0 | 0 | 0 | 0 | 0 | 0 | 0 | 0 | 0 | 0 | 0 | 0 | 0 | 0 | 0 | 0 | 0 | 0 | 0 | 0 | 0 | 0 | 0 | 0 | 0 | 0 | 0 | 0 | 0 | 0 | 0 | 0 | 0 | 0 | 0 | 0 | 0 | 0 | 0 | 0 | 0 | 0 | 0 | 0 | 0 | 0 | 0 | 0 | 0 | 0 | 0
0 | 0 | 0 | 0 | 0 | 0 | 0 | 0 | 0 | 0 | 0 | 0 | 0 | 0 | 0 | 0 | 0 | 0 | 0 | 0 | 0 | 0 | 0 | 0 | 0 | 0 | 0 | 0 | 0 | 0 | 0 | 0 | 0 | 0 | 0 | 0 | 0 | 0 | 0 | 0 | 0 | 0 | 0 | 0 | 0 | 0 | 0 | 0 | 0 | 0 | 0 | 0 | 0 | 0 | 0 | 0 | 0 | 0 | 0 | 0 | 0 | 0 | 0 | 0 | 0 | 0 | 0 | 0 | 0 | 0 | 0 | 0 | 0 | 0 | 0 | 0 | 0 | 0 | 0 | 0 | 0 | 0 | 0 | 0 | 0 | 0 | 0 | 0 | 0 | 0 | 0 | 0 | 0 | 0 | 0 | 0 | 0 | 0 | 0 | 0 | 0 | 0 | 0 | 0 | 0 | 0 | 0 | 0 | 0 | 0 | 0 | 0 | 0 | 0 | 0 | 0 | 0 | 0 | 0 | 0 | 0 | 0 | 0 | 0 | 0 | 0 | 0 | 0 | 0 | 0 | 0 | 0 | 0 | 0 | 0 | 0 | 0 | 0 | 0 | 0 | 0 | 0 | 0 | 0 | 0 | 0 | 0 | 0 | 0 | 0 | 0 | 0 | 0 | 0 | 0 | 0 | 0 | 0 | 0 | 0 | 0 | 0 | 0 | 0 | 0 | 0 | 0 | 0 | 0 | 0 | 0 | 0 | 0 | 0 | 0 | 0 | 0 | 0 | 0 | 0 | 0 | 0 | 0 | 0 | 0 | 0 | 0 | 0 | 0
0 | 0 | 0 | 0 | 0 | 0 | 0 | 0 | 0 | 0 | 0 | 0 | 0 | 0 | 0 | 0 | 0 | 0 | 0 | 0 | 0 | 0 | 0 | 0 | 0 | 0 | 0 | 0 | 0 | 0 | 0 | 0 | 0 | 0 | 0 | 0 | 0 | 0 | 0 | 0 | 0 | 0 | 0 | 0 | 0 | 0 | 0 | 0 | 0 | 0 | 0 | 0 | 0 | 0 | 0 | 0 | 0 | 0 | 0 | 0 | 0 | 0 | 0 | 0 | 0 | 0 | 0 | 0 | 0 | 0 | 0 | 0 | 0 | 0 | 0 | 0 | 0 | 0 | 0 | 0 | 0 | 0 | 0 | 0 | 0 | 0 | 0 | 0 | 0 | 0 | 0 | 0 | 0 | 0 | 0 | 0 | 0 | 0 | 0 | 0 | 0 | 0 | 0 | 0 | 0 | 0 | 0 | 0 | 0 | 0 | 0 | 0 | 0 | 0 | 0 | 0 | 0 | 0 | 0 | 0 | 0 | 0 | 0 | 0 | 0 | 0 | 0 | 0 | 0 | 0 | 0 | 0 | 0 | 0 | 0 | 0 | 0 | 0 | 0 | 0 | 0 | 0 | 0 | 0 | 0 | 0 | 0 | 0 | 0 | 0 | 0 | 0 | 0 | 0 | 0 | 0 | 0 | 0 | 0 | 0 | 0 | 0 | 0 | 0 | 0 | 0 | 0 | 0 | 0 | 0 | 0 | 0 | 0 | 0 | 0 | 0 | 0 | 0 | 0 | 0 | 0 | 0 | 0 | 0 | 0 | 0 | 0 | 0 | 0
0 | 0 | 0 | 0 | 0 | 0 | 0 | 0 | 0 | 0 | 0 | 0 | 0 | 0 | 0 | 0 | 0 | 0 | 0 | 0 | 0 | 0 | 0 | 0 | 0 | 0 | 0 | 0 | 0 | 0 | 0 | 0 | 0 | 0 | 0 | 0 | 0 | 0 | 0 | 0 | 0 | 0 | 0 | 0 | 0 | 0 | 0 | 0 | 0 | 0 | 0 | 0 | 0 | 0 | 0 | 0 | 0 | 0 | 0 | 0 | 0 | 0 | 0 | 0 | 0 | 0 | 0 | 0 | 0 | 0 | 0 | 0 | 0 | 0 | 0 | 0 | 0 | 0 | 0 | 0 | 0 | 0 | 0 | 0 | 0 | 0 | 0 | 0 | 0 | 0 | 0 | 0 | 0 | 0 | 0 | 0 | 0 | 0 | 0 | 0 | 0 | 0 | 0 | 0 | 0 | 0 | 0 | 0 | 0 | 0 | 0 | 0 | 0 | 0 | 0 | 0 | 0 | 0 | 0 | 0 | 0 | 0 | 0 | 0 | 0 | 0 | 0 | 0 | 0 | 0 | 0 | 0 | 0 | 0 | 0 | 0 | 0 | 0 | 0 | 0 | 0 | 0 | 0 | 0 | 0 | 0 | 0 | 0 | 0 | 0 | 0 | 0 | 0 | 0 | 0 | 0 | 0 | 0 | 0 | 0 | 0 | 0 | 0 | 0 | 0 | 0 | 0 | 0 | 0 | 0 | 0 | 0 | 0 | 0 | 0 | 0 | 0 | 0 | 0 | 0 | 0 | 0 | 0 | 0 | 0 | 0 | 0 | 0 | 0
0 | 0 | 0 | 0 | 0 | 0 | 0 | 0 | 0 | 0 | 0 | 0 | 0 | 0 | 0 | 0 | 0 | 0 | 0 | 0 | 0 | 0 | 0 | 0 | 0 | 0 | 0 | 0 | 0 | 0 | 0 | 0 | 0 | 0 | 0 | 0 | 0 | 0 | 0 | 0 | 0 | 0 | 0 | 0 | 0 | 0 | 0 | 0 | 0 | 0 | 0 | 0 | 0 | 0 | 0 | 0 | 0 | 0 | 0 | 0 | 0 | 0 | 0 | 0 | 0 | 0 | 0 | 0 | 0 | 0 | 0 | 0 | 0 | 0 | 0 | 0 | 0 | 0 | 0 | 0 | 0 | 0 | 0 | 0 | 0 | 0 | 0 | 0 | 0 | 0 | 0 | 0 | 0 | 0 | 0 | 0 | 0 | 0 | 0 | 0 | 0 | 0 | 0 | 0 | 0 | 0 | 0 | 0 | 0 | 0 | 0 | 0 | 0 | 0 | 0 | 0 | 0 | 0 | 0 | 0 | 0 | 0 | 0 | 0 | 0 | 0 | 0 | 0 | 0 | 0 | 0 | 0 | 0 | 0 | 0 | 0 | 0 | 0 | 0 | 0 | 0 | 0 | 0 | 0 | 0 | 0 | 0 | 0 | 0 | 0 | 0 | 0 | 0 | 0 | 0 | 0 | 0 | 0 | 0 | 0 | 0 | 0 | 0 | 0 | 0 | 0 | 0 | 0 | 0 | 0 | 0 | 0 | 0 | 0 | 0 | 0 | 0 | 0 | 0 | 0 | 0 | 0 | 0 | 0 | 0 | 0 | 0 | 0 | 0
0 | 0 | 0 | 0 | 0 | 0 | 0 | 0 | 0 | 0 | 0 | 0 | 0 | 0 | 0 | 0 | 0 | 0 | 0 | 0 | 0 | 0 | 0 | 0 | 0 | 0 | 0 | 0 | 0 | 0 | 0 | 0 | 0 | 0 | 0 | 0 | 0 | 0 | 0 | 0 | 0 | 0 | 0 | 0 | 0 | 0 | 0 | 0 | 0 | 0 | 0 | 0 | 0 | 0 | 0 | 0 | 0 | 0 | 0 | 0 | 0 | 0 | 0 | 0 | 0 | 0 | 0 | 0 | 0 | 0 | 0 | 0 | 0 | 0 | 0 | 0 | 0 | 0 | 0 | 0 | 0 | 0 | 0 | 0 | 0 | 0 | 0 | 0 | 0 | 0 | 0 | 0 | 0 | 0 | 0 | 0 | 0 | 0 | 0 | 0 | 0 | 0 | 0 | 0 | 0 | 0 | 0 | 0 | 0 | 0 | 0 | 0 | 0 | 0 | 0 | 0 | 0 | 0 | 0 | 0 | 0 | 0 | 0 | 0 | 0 | 0 | 0 | 0 | 0 | 0 | 0 | 0 | 0 | 0 | 0 | 0 | 0 | 0 | 0 | 0 | 0 | 0 | 0 | 0 | 0 | 0 | 0 | 0 | 0 | 0 | 0 | 0 | 0 | 0 | 0 | 0 | 0 | 0 | 0 | 0 | 0 | 0 | 0 | 0 | 0 | 0 | 0 | 0 | 0 | 0 | 0 | 0 | 0 | 0 | 0 | 0 | 0 | 0 | 0 | 0 | 0 | 0 | 0 | 0 | 0 | 0 | 0 | 0 | 0
0 | 0 | 0 | 0 | 0 | 0 | 0 | 0 | 0 | 0 | 0 | 0 | 0 | 0 | 0 | 0 | 0 | 0 | 0 | 0 | 0 | 0 | 0 | 0 | 0 | 0 | 0 | 0 | 0 | 0 | 0 | 0 | 0 | 0 | 0 | 0 | 0 | 0 | 0 | 0 | 0 | 0 | 0 | 0 | 0 | 0 | 0 | 0 | 0 | 0 | 0 | 0 | 0 | 0 | 0 | 0 | 0 | 0 | 0 | 0 | 0 | 0 | 0 | 0 | 0 | 0 | 0 | 0 | 0 | 0 | 0 | 0 | 0 | 0 | 0 | 0 | 0 | 0 | 0 | 0 | 0 | 0 | 0 | 0 | 0 | 0 | 0 | 0 | 0 | 0 | 0 | 0 | 0 | 0 | 0 | 0 | 0 | 0 | 0 | 0 | 0 | 0 | 0 | 0 | 0 | 0 | 0 | 0 | 0 | 0 | 0 | 0 | 0 | 0 | 0 | 0 | 0 | 0 | 0 | 0 | 0 | 0 | 0 | 0 | 0 | 0 | 0 | 0 | 0 | 0 | 0 | 0 | 0 | 0 | 0 | 0 | 0 | 0 | 0 | 0 | 0 | 0 | 0 | 0 | 0 | 0 | 0 | 0 | 0 | 0 | 0 | 0 | 0 | 0 | 0 | 0 | 0 | 0 | 0 | 0 | 0 | 0 | 0 | 0 | 0 | 0 | 0 | 0 | 0 | 0 | 0 | 0 | 0 | 0 | 0 | 0 | 0 | 0 | 0 | 0 | 0 | 0 | 0 | 0 | 0 | 0 | 0 | 0 | 0
0 | 0 | 0 | 0 | 0 | 0 | 0 | 0 | 0 | 0 | 0 | 0 | 0 | 0 | 0 | 0 | 0 | 0 | 0 | 0 | 0 | 0 | 0 | 0 | 0 | 0 | 0 | 0 | 0 | 0 | 0 | 0 | 0 | 0 | 0 | 0 | 0 | 0 | 0 | 0 | 0 | 0 | 0 | 0 | 0 | 0 | 0 | 0 | 0 | 0 | 0 | 0 | 0 | 0 | 0 | 0 | 0 | 0 | 0 | 0 | 0 | 0 | 0 | 0 | 0 | 0 | 0 | 0 | 0 | 0 | 0 | 0 | 0 | 0 | 0 | 0 | 0 | 0 | 0 | 0 | 0 | 0 | 0 | 0 | 0 | 0 | 0 | 0 | 0 | 0 | 0 | 0 | 0 | 0 | 0 | 0 | 0 | 0 | 0 | 0 | 0 | 0 | 0 | 0 | 0 | 0 | 0 | 0 | 0 | 0 | 0 | 0 | 0 | 0 | 0 | 0 | 0 | 0 | 0 | 0 | 0 | 0 | 0 | 0 | 0 | 0 | 0 | 0 | 0 | 0 | 0 | 0 | 0 | 0 | 0 | 0 | 0 | 0 | 0 | 0 | 0 | 0 | 0 | 0 | 0 | 0 | 0 | 0 | 0 | 0 | 0 | 0 | 0 | 0 | 0 | 0 | 0 | 0 | 0 | 0 | 0 | 0 | 0 | 0 | 0 | 0 | 0 | 0 | 0 | 0 | 0 | 0 | 0 | 0 | 0 | 0 | 0 | 0 | 0 | 0 | 0 | 0 | 0 | 0 | 0 | 0 | 0 | 0 | 0
0 | 0 | 0 | 0 | 0 | 0 | 0 | 0 | 0 | 0 | 0 | 0 | 0 | 0 | 0 | 0 | 0 | 0 | 0 | 0 | 0 | 0 | 0 | 0 | 0 | 0 | 0 | 0 | 0 | 0 | 0 | 0 | 0 | 0 | 0 | 0 | 0 | 0 | 0 | 0 | 0 | 0 | 0 | 0 | 0 | 0 | 0 | 0 | 0 | 0 | 0 | 0 | 0 | 0 | 0 | 0 | 0 | 0 | 0 | 0 | 0 | 0 | 0 | 0 | 0 | 0 | 0 | 0 | 0 | 0 | 0 | 0 | 0 | 0 | 0 | 0 | 0 | 0 | 0 | 0 | 0 | 0 | 0 | 0 | 0 | 0 | 0 | 0 | 0 | 0 | 0 | 0 | 0 | 0 | 0 | 0 | 0 | 0 | 0 | 0 | 0 | 0 | 0 | 0 | 0 | 0 | 0 | 0 | 0 | 0 | 0 | 0 | 0 | 0 | 0 | 0 | 0 | 0 | 0 | 0 | 0 | 0 | 0 | 0 | 0 | 0 | 0 | 0 | 0 | 0 | 0 | 0 | 0 | 0 | 0 | 0 | 0 | 0 | 0 | 0 | 0 | 0 | 0 | 0 | 0 | 0 | 0 | 0 | 0 | 0 | 0 | 0 | 0 | 0 | 0 | 0 | 0 | 0 | 0 | 0 | 0 | 0 | 0 | 0 | 0 | 0 | 0 | 0 | 0 | 0 | 0 | 0 | 0 | 0 | 0 | 0 | 0 | 0 | 0 | 0 | 0 | 0 | 0 | 0 | 0 | 0 | 0 | 0 | 0
0 | 0 | 0 | 0 | 0 | 0 | 0 | 0 | 0 | 0 | 0 | 0 | 0 | 0 | 0 | 0 | 0 | 0 | 0 | 0 | 0 | 0 | 0 | 0 | 0 | 0 | 0 | 0 | 0 | 0 | 0 | 0 | 0 | 0 | 0 | 0 | 0 | 0 | 0 | 0 | 0 | 0 | 0 | 0 | 0 | 0 | 0 | 0 | 0 | 0 | 0 | 0 | 0 | 0 | 0 | 0 | 0 | 0 | 0 | 0 | 0 | 0 | 0 | 0 | 0 | 0 | 0 | 0 | 0 | 0 | 0 | 0 | 0 | 0 | 0 | 0 | 0 | 0 | 0 | 0 | 0 | 0 | 0 | 0 | 0 | 0 | 0 | 0 | 0 | 0 | 0 | 0 | 0 | 0 | 0 | 0 | 0 | 0 | 0 | 0 | 0 | 0 | 0 | 0 | 0 | 0 | 0 | 0 | 0 | 0 | 0 | 0 | 0 | 0 | 0 | 0 | 0 | 0 | 0 | 0 | 0 | 0 | 0 | 0 | 0 | 0 | 0 | 0 | 0 | 0 | 0 | 0 | 0 | 0 | 0 | 0 | 0 | 0 | 0 | 0 | 0 | 0 | 0 | 0 | 0 | 0 | 0 | 0 | 0 | 0 | 0 | 0 | 0 | 0 | 0 | 0 | 0 | 0 | 0 | 0 | 0 | 0 | 0 | 0 | 0 | 0 | 0 | 0 | 0 | 0 | 0 | 0 | 0 | 0 | 0 | 0 | 0 | 0 | 0 | 0 | 0 | 0 | 0 | 0 | 0 | 0 | 0 | 0 | 0
0 | 0 | 0 | 0 | 0 | 0 | 0 | 0 | 0 | 0 | 0 | 0 | 0 | 0 | 0 | 0 | 0 | 0 | 0 | 0 | 0 | 0 | 0 | 0 | 0 | 0 | 0 | 0 | 0 | 0 | 0 | 0 | 0 | 0 | 0 | 0 | 0 | 0 | 0 | 0 | 0 | 0 | 0 | 0 | 0 | 0 | 0 | 0 | 0 | 0 | 0 | 0 | 0 | 0 | 0 | 0 | 0 | 0 | 0 | 0 | 0 | 0 | 0 | 0 | 0 | 0 | 0 | 0 | 0 | 0 | 0 | 0 | 0 | 0 | 0 | 0 | 0 | 0 | 0 | 0 | 0 | 0 | 0 | 0 | 0 | 0 | 0 | 0 | 0 | 0 | 0 | 0 | 0 | 0 | 0 | 0 | 0 | 0 | 0 | 0 | 0 | 0 | 0 | 0 | 0 | 0 | 0 | 0 | 0 | 0 | 0 | 0 | 0 | 0 | 0 | 0 | 0 | 0 | 0 | 0 | 0 | 0 | 0 | 0 | 0 | 0 | 0 | 0 | 0 | 0 | 0 | 0 | 0 | 0 | 0 | 0 | 0 | 0 | 0 | 0 | 0 | 0 | 0 | 0 | 0 | 0 | 0 | 0 | 0 | 0 | 0 | 0 | 0 | 0 | 0 | 0 | 0 | 0 | 0 | 0 | 0 | 0 | 0 | 0 | 0 | 0 | 0 | 0 | 0 | 0 | 0 | 0 | 0 | 0 | 0 | 0 | 0 | 0 | 0 | 0 | 0 | 0 | 0 | 0 | 0 | 0 | 0 | 0 | 0
0 | 0 | 0 | 0 | 0 | 0 | 0 | 0 | 0 | 0 | 0 | 0 | 0 | 0 | 0 | 0 | 0 | 0 | 0 | 0 | 0 | 0 | 0 | 0 | 0 | 0 | 0 | 0 | 0 | 0 | 0 | 0 | 0 | 0 | 0 | 0 | 0 | 0 | 0 | 0 | 0 | 0 | 0 | 0 | 0 | 0 | 0 | 0 | 0 | 0 | 0 | 0 | 0 | 0 | 0 | 0 | 0 | 0 | 0 | 0 | 0 | 0 | 0 | 0 | 0 | 0 | 0 | 0 | 0 | 0 | 0 | 0 | 0 | 0 | 0 | 0 | 0 | 0 | 0 | 0 | 0 | 0 | 0 | 0 | 0 | 0 | 0 | 0 | 0 | 0 | 0 | 0 | 0 | 0 | 0 | 0 | 0 | 0 | 0 | 0 | 0 | 0 | 0 | 0 | 0 | 0 | 0 | 0 | 0 | 0 | 0 | 0 | 0 | 0 | 0 | 0 | 0 | 0 | 0 | 0 | 0 | 0 | 0 | 0 | 0 | 0 | 0 | 0 | 0 | 0 | 0 | 0 | 0 | 0 | 0 | 0 | 0 | 0 | 0 | 0 | 0 | 0 | 0 | 0 | 0 | 0 | 0 | 0 | 0 | 0 | 0 | 0 | 0 | 0 | 0 | 0 | 0 | 0 | 0 | 0 | 0 | 0 | 0 | 0 | 0 | 0 | 0 | 0 | 0 | 0 | 0 | 0 | 0 | 0 | 0 | 0 | 0 | 0 | 0 | 0 | 0 | 0 | 0 | 0 | 0 | 0 | 0 | 0 | 0
0 | 0 | 0 | 0 | 0 | 0 | 0 | 0 | 0 | 0 | 0 | 0 | 0 | 0 | 0 | 0 | 0 | 0 | 0 | 0 | 0 | 0 | 0 | 0 | 0 | 0 | 0 | 0 | 0 | 0 | 0 | 0 | 0 | 0 | 0 | 0 | 0 | 0 | 0 | 0 | 0 | 0 | 0 | 0 | 0 | 0 | 0 | 0 | 0 | 0 | 0 | 0 | 0 | 0 | 0 | 0 | 0 | 0 | 0 | 0 | 0 | 0 | 0 | 0 | 0 | 0 | 0 | 0 | 0 | 0 | 0 | 0 | 0 | 0 | 0 | 0 | 0 | 0 | 0 | 0 | 0 | 0 | 0 | 0 | 0 | 0 | 0 | 0 | 0 | 0 | 0 | 0 | 0 | 0 | 0 | 0 | 0 | 0 | 0 | 0 | 0 | 0 | 0 | 0 | 0 | 0 | 0 | 0 | 0 | 0 | 0 | 0 | 0 | 0 | 0 | 0 | 0 | 0 | 0 | 0 | 0 | 0 | 0 | 0 | 0 | 0 | 0 | 0 | 0 | 0 | 0 | 0 | 0 | 0 | 0 | 0 | 0 | 0 | 0 | 0 | 0 | 0 | 0 | 0 | 0 | 0 | 0 | 0 | 0 | 0 | 0 | 0 | 0 | 0 | 0 | 0 | 0 | 0 | 0 | 0 | 0 | 0 | 0 | 0 | 0 | 0 | 0 | 0 | 0 | 0 | 0 | 0 | 0 | 0 | 0 | 0 | 0 | 0 | 0 | 0 | 0 | 0 | 0 | 0 | 0 | 0 | 0 | 0 | 0