## Tables
Powercor REFCLs Tranche 1 Contingent Project Application
Tables
Summary of total expenditure requirements ($m, nominal)
| Forecast expenditure | 2016 | 2017 | 2018 | 2019 | 2020 | Total
| Project costs (capitalised) |  | 50.9464 | 40.0677 | 0 | 0 | 91.0141
| Project costs (expensed) |  | 2.18 | 2.2306 | 0 | 0 | 4.4106
| Incremental re-balancing works |  | 0 | 0 | 0.14526 | 0.29914 | 0.4444
| Incremental compliance testing |  | 0 | 0 | 0.16552 | 0.34088 | 0.50641
| Incremental technical support |  | 0 | 0 | 0.047625 | 0.098079 | 0.1457
| Total |  | 53.1264 | 42.2983 | 0.35841 | 0.7381 | 96.5212
Summary of incremental revenue requirements ($m, nominal)
| Building block components | 2016 | 2017 | 2018 | 2019 | 2020 | Total
| Return on capital |  | 0.050477 | 3.245 | 5.6243 | 5.4334 | 14.3531
| Return of capital (regulatory depreciation) |  | 0.0013729 | 2.3038 | 3.1273 | 3.3223 | 8.7548
| Operating expenditure |  | 2.2056 | 2.2837 | 0.40992 | 0.79239 | 5.6916
| Net tax allowance |  | -0.030259 | 0.34665 | 0.33806 | 0.36165 | 1.0161
| Annual revenue requirement (unsmoothed) |  | 2.2272 | 8.1791 | 9.4996 | 9.9098 | 29.8156
| Annual revenue requirement (smoothed) |  | 0 | 9.6137 | 9.9649 | 10.4615 | 30.04
Check:
2.24e-05
1

## PTRM_inputs
Powercor REFCLs Tranche 1 Contingent Project Application
PTRM Inputs
CAPEX FOR PTRM
| Final determination with incremental contingent project capex ($m 2015) |  | 2015 | 2016 | 2017 | 2018 | 2019 | 2020
|  | Subtransmission |  | 47.0818 | 50.2589 | 46.4511 | 47.6864 | 48.1175
|  | Distribution |  | 293.5061 | 333.4379 | 298.5238 | 280.9396 | 282.4914
|  | Standard metering |  | 0 | 0 | 0 | 0 | 0
|  | Public lighting |  | 0 | 0 | 0 | 0 | 0
|  | SCADA/Network control |  | 5.9462 | 18.2034 | 18.6508 | 7.6088 | 8.1689
|  | Non-network general assets - IT |  | 39.8364 | 39.6901 | 33.4936 | 24.9294 | 19.0885
|  | Non-network general assets - Other |  | 17.1138 | 17.103 | 17.1254 | 17.182 | 17.2527
|  | VBRC |  | 11.7694 | 13.0727 | 10.1556 | 13.2291 | 13.1811
|  | Supervisory cables |  | 0 | 0 | 0 | 0 | 0
|  | Old SWER ACRs |  | 0 | 0 | 0 | 0 | 0
|  | Land |  | 0.068474 | 0.18442 | 0.23591 | 0.21643 | 0.29612
|  | Surge arrestors |  | 0 | 0 | 0 | 0 | 0
|  | ACRs |  | 0 | 0 | 0 | 0 | 0
OPEX FOR PTRM
| Final determination with incremental contingent project opex ($m 2015) |  |  | 2016 | 2017 | 2018 | 2019 | 2020
| Total opex ex. debt raising costs |  |  | 225.5466 | 231.4132 | 238.7105 | 241.9036 | 248.6873

## Calcs_for_PTRM
Powercor REFCLs Tranche 1 Contingent Project Application
Calculations for PTRM
CAPEX
| Final Determination Capex ($m 2015) |  | 2015 | 2016 | 2017 | 2018 | 2019 | 2020
|  | Subtransmission |  | 47.0818 | 50.2589 | 46.4511 | 47.6864 | 48.1175
|  | Distribution |  | 293.5061 | 295.7556 | 273.4857 | 280.9396 | 282.4914
|  | Standard metering |  | 0 | 0 | 0 | 0 | 0
|  | Public lighting |  | 0 | 0 | 0 | 0 | 0
|  | SCADA/Network control |  | 5.9462 | 6.8122 | 5.8568 | 7.6088 | 8.1689
|  | Non-network general assets - IT |  | 39.8364 | 39.6901 | 33.4936 | 24.9294 | 19.0885
|  | Non-network general assets - Other |  | 17.1138 | 17.103 | 17.1254 | 17.182 | 17.2527
|  | VBRC |  | 11.7694 | 13.0727 | 10.1556 | 13.2291 | 13.1811
|  | Supervisory cables |  | 0 | 0 | 0 | 0 | 0
|  | Old SWER ACRs |  | 0 | 0 | 0 | 0 | 0
|  | Land |  | 0.068474 | 0.18442 | 0.23591 | 0.21643 | 0.29612
| Incremental contingent project capex ($m 2015) |  | 2015 | 2016 | 2017 | 2018 | 2019 | 2020
|  | Subtransmission |  | 0 | 0 | 0 | 0 | 0
|  | Distribution |  | 0 | 37.8301 | 25.0381 | 0 | 0
|  | Standard metering |  | 0 | 0 | 0 | 0 | 0
|  | Public lighting |  | 0 | 0 | 0 | 0 | 0
|  | SCADA/Network control |  | 0 | 11.3912 | 12.794 | 0 | 0
|  | Non-network general assets - IT |  | 0 | 0 | 0 | 0 | 0
|  | Non-network general assets - Other |  | 0 | 0 | 0 | 0 | 0
|  | VBRC |  | 0 | 0 | 0 | 0 | 0
|  | Supervisory cables |  | 0 | 0 | 0 | 0 | 0
|  | Old SWER ACRs |  | 0 | 0 | 0 | 0 | 0
|  | Land |  | 0 | 0 | 0 | 0 | 0
| Remove repex already provided in 2016-20 EDPR |  | 2015 | 2016 | 2017 | 2018 | 2019 | 2020
|  | Subtransmission |  | 0 | 0 | 0 | 0 | 0
|  | Distribution |  | 0 | -0.14776 | 0 | 0 | 0
|  | Standard metering |  | 0 | 0 | 0 | 0 | 0
|  | Public lighting |  | 0 | 0 | 0 | 0 | 0
|  | SCADA/Network control |  | 0 | 0 | 0 | 0 | 0
|  | Non-network general assets - IT |  | 0 | 0 | 0 | 0 | 0
|  | Non-network general assets - Other |  | 0 | 0 | 0 | 0 | 0
|  | VBRC |  | 0 | 0 | 0 | 0 | 0
|  | Supervisory cables |  | 0 | 0 | 0 | 0 | 0
|  | Old SWER ACRs |  | 0 | 0 | 0 | 0 | 0
|  | Land |  | 0 | 0 | 0 | 0 | 0
OPEX
| Final Determination Opex ($m 2015) |  |  | 2016 | 2017 | 2018 | 2019 | 2020
| Total opex ex. debt raising costs |  |  | 225.5466 | 229.3071 | 236.6043 | 241.5729 | 248.0217
| Incremental opex ($m 2015) |  |  | 2016 | 2017 | 2018 | 2019 | 2020
| Incremental contingent project opex |  |  | 0 | 2.1061 | 2.1061 | 0.33073 | 0.66563

## Year_Summary
Powercor REFCLs Tranche 1 Contingent Project Application
Summary by Year
OPEX
| Cumulative forecast CPI from 2015 (end of year) |  |  | 101.2% | 103.5% | 105.9% | 108.4% | 110.9%
| Cumulative labour escalation from 2017 |  |  |  | 100% | 102.8% | 105.8% | 109%
| Incremental operating costs before wage escalation |  |  | 2016 | 2017 | 2018 | 2019 | 2020
| Incremental technical support | $m real 2017 |  |  | 0 | 0 | 0.045 | 0.09
| Incremental re-balancing works | $m real 2017 |  |  | 0 | 0 | 0.13725 | 0.2745
| Incremental compliance testing | $m real 2017 |  |  | 0 | 0 | 0.1564 | 0.3128
| Total | $m real 2017 |  |  | 0 | 0 | 0.33865 | 0.6773
| Incremental operating costs ($m nominal) |  |  | 2016 | 2017 | 2018 | 2019 | 2020
| Incremental technical support | $m nominal |  |  | 0 | 0 | 0.047625 | 0.098079
| Incremental re-balancing works | $m nominal |  |  | 0 | 0 | 0.14526 | 0.29914
| Incremental compliance testing | $m nominal |  |  | 0 | 0 | 0.16552 | 0.34088
| Total | $m nominal |  |  | 0 | 0 | 0.35841 | 0.7381
| Incremental contingent project opex |  |  | 2016 | 2017 | 2018 | 2019 | 2020
| PMO costs | $m nominal |  |  | 2.18 | 2.2306 | 0 | 0
| Incremental operating costs | $m nominal |  |  | 0 | 0 | 0.35841 | 0.7381
| Total Opex | $m nominal |  |  | 2.18 | 2.2306 | 0.35841 | 0.7381
| Total Opex | $m real 2015 |  |  | 2.1061 | 2.1061 | 0.33073 | 0.66563
CAPEX
| Capex by category |  | Allocation | 2016 | 2017 | 2018 | 2019 | 2020
| Capex categorised directly | $m nominal | Direct |  | 44.0321 | 33.5071 | 0 | 0
| Other capex | $m nominal | Pro-rata |  | 6.9143 | 6.5606 | 0 | 0
| Total capex | $m nominal |  |  | 50.9464 | 40.0677 | 0 | 0
| Check |  |  |  | 51 | 40 | 0 | 0
| Percentage capex by category (directly categorised) |  |  | 2016 | 2017 | 2018 | 2019 | 2020
| Distribution | % |  |  | 76.86% | 66.18% | 0% | 0%
| SCADA/Network control | % |  |  | 23.14% | 33.82% | 0% | 0%
| Total % | % |  |  | 100% | 100% | 0% | 0%
| Incremental contingent project capex by category |  |  | 2016 | 2017 | 2018 | 2019 | 2020
| Distribution | $m nominal |  |  | 39.1559 | 26.5176 | 0 | 0
| SCADA/Network control | $m nominal |  |  | 11.7905 | 13.5501 | 0 | 0
| Total project capex | $m nominal |  |  | 50.9464 | 40.0677 | 0 | 0
| Total capex ($m 2015) |  |  | 2016 | 2017 | 2018 | 2019 | 2020
| Distribution | $m real 2015 |  |  | 37.8301 | 25.0381 | 0 | 0
| SCADA/Network control | $m real 2015 |  |  | 11.3912 | 12.794 | 0 | 0
| Total capex | $m real 2015 |  |  | 49.2213 | 37.8321 | 0 | 0

## Cost_Summary
Powercor REFCLs Tranche 1 Contingent Project Application
Summary by Site
($000 nominal)
Costs ($000 nominal)
|  |  |  | CDN | CLC | CMN | MRO | WIN | EHK | Total
Design
|  |  | Design | 522.375 | 600.7313 | 463.1725 | 463.1725 | 475.3612 | 769.2843 | 3294.0968
Feeder works
|  |  | Surge arrestor sites (single phase) | 487.9595 | 960.8314 | 1041.8505 | 676.0293 | 328.9036 | 1021.3216 | 4516.8959
|  |  | Surge arrestor sites (three phase) | 558.7426 | 1062.4366 | 676.5133 | 553.6221 | 174.045 | 1041.6596 | 4067.0193
|  |  | ACRs | 211.1616 | 211.1616 | 50.9613 | 52.2734 | 0 | 156.8203 | 682.3781
|  |  | ACR/gas switch control box replacement | 26.7427 | 227.3131 | 39.0649 | 80.1492 | 0 | 40.0746 | 413.3445
|  |  | Admittance balancing units (single phase) | 53.474 | 240.633 | 208.218 | 80.0626 | 329.0078 | 213.5004 | 1124.8958
|  |  | Admittance balancing units (three phase) | 1463.6346 | 1499.333 | 1046.6313 | 1180.0593 | 475.7082 | 1108.5405 | 6773.9069
|  |  | Re-phasing | 99.5919 | 109.0681 | 74.3635 | 87.5223 | 34.182 | 80.8297 | 485.5574
|  |  | Fusesavers | 650.0008 | 758.3342 | 535.2344 | 575.4979 | 443.7004 | 356.2935 | 3319.0612
|  |  | HV Regulators upgrade (control box) | 44.9158 | 44.9158 | 0 | 22.642 | 0 | 22.642 | 135.1158
|  |  | HV Regulators upgrade (close delta) | 0 | 377.6044 | 558.4296 | 381.287 | 0 | 190.6435 | 1507.9644
|  |  | Distribution switchgear (installed) | 0 | 400 | 200 | 0 | 0 | 306.9692 | 906.9692
|  |  | ABC replacement | 21.5 | 319 | 0 | 0 | 0 | 0 | 340.5
|  |  | UG cable replacement | 48.75 | 1182 | 469.5 | 125.09 | 270.1329 | 971.5576 | 3067.0305
|  |  | Capacitance reducing isolation substation (2 MVA) | 0 | 0 | 0 | 0 | 1684.2379 | 0 | 1684.2379
|  |  | HV customers isolation substation (2 MVA) | 823 | 4115 | 3292 | 0 | 0 | 5052.7137 | 13282.7137
|  |  | HV customers isolation substation (5 MVA) | 0 | 3628 | 0 | 0 | 0 | 2784.211 | 6412.211
|  |  | HV customers isolation substation (10 MVA) | 962 | 0 | 962 | 0 | 0 | 0 | 1924
Substation
Primary Plant
|  |  | GFN | 1392.2043 | 2591.3282 | 1379.7396 | 1356.7533 | 2675.1922 | 2636.468 | 12031.6855
|  |  | GFN enclosure | 58.3 | 0 | 58.3 | 59.6544 | 0 | 59.6544 | 235.9087
|  |  | Indoor switch room (incl GFN enclosure) | 0 | 485 | 0 | 0 | 496.2669 | 0 | 981.2669
|  |  | RMU | 69.15 | 138.3 | 69.15 | 70.7564 | 141.5128 | 141.5128 | 630.382
|  |  | Station service transformer (500kVA) | 40.28 | 0 | 80.56 | 41.2157 | 0 | 0 | 162.0557
|  |  | Station service transformer (750kVA) | 0 | 100.7 | 0 | 0 | 103.0393 | 103.0393 | 306.7787
|  |  | Cap bank | 320.013 | 320.013 | 0 | 0 | 0 | 327.4472 | 967.4732
|  |  | AC board (Including change over) | 41.34 | 41.34 | 41.34 | 42.3004 | 42.3004 | 42.3004 | 250.9211
|  |  | Indoor switchboard | 0 | 371 | 0 | 0 | 379.6186 | 0 | 750.6186
|  |  | 22kV circuit breaker (outdoor) | 71.02 | 71.02 | 0 | 0 | 0 | 145.3397 | 287.3797
|  |  | Voltage transformer | 17.1 | 34.2 | 0 | 17.4972 | 0 | 34.9945 | 103.7917
|  | 0 | Other | 75.616 | 132.265 | 113.369 | 95.2229 | 73.9264 | 231.6656 | 722.0649
0
|  | SCADA / Protection & Control/ Comms |  | 897.3632 | 997.3506 | 988.7307 | 908.0942 | 1277.9737 | 1101.4333 | 6170.9458
|  | Commissioning |  | 463.701 | 649.182 | 463.701 | 572.1387 | 286.0699 | 762.8523 | 3197.6448
|  | Construction delivery & site control |  | 679.175 | 991.684 | 856.99 | 703.432 | 602.8226 | 1013.0664 | 4847.1699
Contracts
|  | 0 | Traffic control | 201.25 | 368 | 332.58 | 244.2861 | 102.8449 | 381.0205 | 1629.9815
|  | 0 | Line survey | 129.302 | 180.113 | 71.454 | 74.5025 | 46.0454 | 153.4846 | 654.9015
|  | 0 | Civil works | 289.15 | 623.85 | 464.2 | 323.8014 | 535.7636 | 604.9852 | 2841.7502
|  |  | Mob/Demob | 50 | 50 | 50 | 51.1615 | 51.1615 | 51.1615 | 303.4846
| Total capital cost |  |  | 10768.8129 | 23881.7083 | 14588.0536 | 8838.2242 | 11029.8174 | 21907.4871 | 91014.1035
| PMO cost |  |  | 521.8601 | 1157.3152 | 706.9417 | 428.3032 | 534.5084 | 1061.6438 | 4410.5723
| Total Project Cost |  |  | 11290.673 | 25039.0234 | 15294.9953 | 9266.5274 | 11564.3258 | 22969.1309 | 95424.6758

## Project_inputs
Powercor REFCLs Tranche 1 Contingent Project Application
Project inputs
(real 2017 dollars)
MAJOR ITEM UNIT COSTS
(real 2017 dollars)
Feeder works
|  |  | Surge arrestor sites (single phase) |  |  | 370 | $/ea
|  |  | Surge arrestor sites (three phase) |  |  | 550 | $/ea
|  |  | ACRs |  |  | 25200 | $/ea
|  |  | ACR/gas switch control box replacement |  |  | 6185 | $/ea
|  |  | Admittance balancing units (single phase) |  |  | 14850 | $/ea
|  |  | Admittance balancing units (three phase) |  |  | 22600 | $/ea
|  |  | Re-phasing |  |  | 212 | $/ea
|  |  | Fusesavers |  |  | 11660 | $/ea
|  |  | HV Regulators upgrade (control box) |  |  | 13100 | $/ea
|  |  | HV Regulators upgrade (close delta) |  |  | 150800 | $/ea
|  |  | Distribution switchgear (installed) |  |  | 100000 | $/ea
|  |  | ABC replacement |  |  | 250 | $/m
|  |  | UG cable replacement |  |  | 750 | $/m
|  |  | Capacitance reducing isolation substation (2 MVA) |  |  | 823000 | $/ea
|  |  | HV customers isolation substation (2 MVA) |  |  | 823000 | $/ea
|  |  | HV customers isolation substation (5 MVA) |  |  | 907000 | $/ea
|  |  | HV customers isolation substation (10 MVA) |  |  | 962000 | $/ea
Substation
Primary Plant
|  |  | GFN |  |  | 1110010 | $/ea
|  |  | GFN enclosure |  |  | 58300 | $/ea
|  |  | Indoor switch room (incl GFN enclosure) |  |  | 485000 | $/ea
|  |  | RMU |  |  | 69150 | $/ea
|  |  | Station service transformer (500kVA) |  |  | 40280 | $/ea
|  |  | Station service transformer (750kVA) |  |  | 50350 | $/ea
|  |  | Cap bank |  |  | 320013 | $/ea
|  |  | AC board (Including change over) |  |  | 41340 | $/ea
|  |  | Indoor switchboard |  |  | 371000 | $/ea
|  |  | 22kV circuit breaker (outdoor) |  |  | 71020 | $/ea
|  |  | Voltage transformer |  |  | 17100 | $/ea
Other
OPEX
(real 2017 dollars)
|  | Incremental technical support |  |  |  | 90000 | $ pa
|  | Incremental re-balancing works |  |  |  | 172500 | $ pa
|  | Incremental re-balancing works - per feeder cost |  |  |  | 3000 | $ pa/feeder
|  | Incremental compliance testing |  |  |  | 9200 | $ pa/feeder
| Feeders |  |  |  |  | Feeders by ZSS
|  | CDN |  |  |  | 5
|  | CLC |  |  |  | 7
|  | CMN |  |  |  | 5
|  | MRO |  |  |  | 6
|  | WIN |  |  |  | 3
|  | EHK |  |  |  | 8
|  | Total |  |  |  | 34
CAPEX
| Capex asset categories |  |  |  |  | Standard Life (yrs)
|  | Distribution |  |  |  | 50
|  | SCADA/Network control |  |  |  | 13
OTHER COSTS
| PMO Costs |  |  |  |  | 4359930
TIMING
|  | First year of project |  |  |  | 2017
| Escalation Rates |  |  |  |  | 2015 | 2016 | 2017 | 2018 | 2019 | 2020
|  | Forecast CPI |  |  |  |  | 2.323% | 2.323% | 2.323% | 2.323% | 2.323%
|  | Cumulative forecast CPI from 2015 (end of year) |  |  |  | 1 | 101.2% | 103.5% | 105.9% | 108.4% | 110.9%
|  | Wage escalation (real) |  |  |  | 2017 2018: 0.4867%; 2017 2019: 0.5936%; 2017 2020: 0.632%
|  | Wage escalation (nominal) |  |  |  | 2017 2018: 2.821%; 2017 2019: 2.93%; 2017 2020: 2.97%
|  | Cumulative CPI from 2017 | [5 empty] | 1 | 102.3% | 104.7% | 107.1%
|  | Cumulative labour escalation from 2017 | [5 empty] | 1 | 102.8% | 105.8% | 109%
|  | CPI conversion from 2017 to nominal |  | CPI | 2017 |  |  | 1 | 102.3% | 104.7% | 107.1%
|  | Labour escalation conversion from 2017 to nominal |  | labour | 2017 |  |  | 1 | 102.8% | 105.8% | 109%
| Project timing | [5 empty] | Design | Construction | Commissioning | Operation
|  | CDN |  |  |  |  | 2017 | 2017 | 2017 | 2018
|  | CLC |  |  |  |  | 2017 | 2017 | 2017 | 2018
|  | CMN |  |  |  |  | 2017 | 2017 | 2017 | 2018
|  | MRO |  |  |  |  | 2017 | 2018 | 2018 | 2019
|  | WIN |  |  |  |  | 2017 | 2018 | 2018 | 2019
|  | EHK |  |  |  |  | 2017 | 2018 | 2018 | 2019

## Asset_groups
Powercor REFCLs Tranche 1 Contingent Project Application
Asset groups
|  |  |  | Type | Allocation Basis | Depreciation category
Design & Project Management Labour
|  |  | Design | Capex | Direct | Distribution
Feeder works
|  |  | Surge arrestor sites (single phase) | Capex | Direct | Distribution
|  |  | Surge arrestor sites (three phase) | Capex | Direct | Distribution
|  |  | ACRs | Capex | Direct | Distribution
|  |  | ACR/gas switch control box replacement | Capex | Direct | Distribution
|  |  | Admittance balancing units (single phase) | Capex | Direct | Distribution
|  |  | Admittance balancing units (three phase) | Capex | Direct | Distribution
|  |  | Re-phasing | Capex | Direct | Distribution
|  |  | Fusesavers | Capex | Direct | SCADA/Network control
|  |  | HV Regulators upgrade (control box) | Capex | Direct | Distribution
|  |  | HV Regulators upgrade (close delta) | Capex | Direct | Distribution
|  |  | Distribution switchgear (installed) | Capex | Direct | Distribution
|  |  | ABC replacement | Capex | Direct | Distribution
|  |  | UG cable replacement | Capex | Direct | Distribution
|  |  | Capacitance reducing isolation substation (2 MVA) | Capex | Direct | Distribution
|  |  | HV customers isolation substation (2 MVA) | Capex | Direct | Distribution
|  |  | HV customers isolation substation (5 MVA) | Capex | Direct | Distribution
|  |  | HV customers isolation substation (10 MVA) | Capex | Direct | Distribution
Substation
Primary Plant
|  |  | GFN | Capex | Direct | SCADA/Network control
|  |  | GFN enclosure | Capex | Direct | Distribution
|  |  | Indoor switch room (incl GFN enclosure) | Capex | Direct | Distribution
|  |  | RMU | Capex | Direct | Distribution
|  |  | Station service transformer (500kVA) | Capex | Direct | Distribution
|  |  | Station service transformer (750kVA) | Capex | Direct | Distribution
|  |  | Cap bank | Capex | Direct | Distribution
|  |  | AC board (Including change over) | Capex | Direct | Distribution
|  |  | Indoor switchboard | Capex | Direct | Distribution
|  |  | 22kV circuit breaker (outdoor) | Capex | Direct | Distribution
|  |  | Voltage transformer | Capex | Direct | Distribution
|  |  | Other | Capex | Direct | Distribution
|  |  | SCADA / Protection & Control/ Comms | Capex | Direct | SCADA/Network control
|  |  | Commissioning | Capex | Pro-rata
|  |  | Construction delivery & site control | Capex | Pro-rata
Contracts
|  |  | Traffic control | Capex | Pro-rata
|  |  | Line survey | Capex | Pro-rata
|  |  | Civil works | Capex | Pro-rata
|  |  | Mob/Demob | Capex | Pro-rata
|  | PMO costs | PMO costs | Opex | Pro-rata

## CDN_volumes
Powercor REFCLs Tranche 1 Contingent Project Application
Volumes: |  |  | CDN
(real 2017 dollars)
Resource partner rates used |  |  |  | Colac
Design |  |  |  | 2017
Construction |  |  |  | 2017
[5 empty] | Materials |  | Contracts ($) | Labour ($) | Labour (hours)
| Year incurred |  |  |  | 2017 | 2017 | 2017 | 2017 | 2017 | 2017 | 2017 | 2017 | 2017
[5 empty] | Unit cost (ea) | Qty | Contracts | Other Labour ($) | Design hrs | Live Linework | General Linework | Sub Tester | Fitter
| Labour Rates | [7 empty] | 174.125 | 183.5788 | 173.0578 | 249.1707 | 176.8134
| Design (hours) | [7 empty] | 3000
Feeder works
|  |  | Surge arrestor sites (single phase) |  | 370 | 390 |  |  |  | 1872 | 0 | 0 | 0
|  |  | Surge arrestor sites (three phase) |  | 550 | 346 |  |  |  | 2007 | 0 | 0 | 0
|  |  | ACRs |  | 25200 | 4 |  |  |  | 384 | 0 | 160 | 0
|  |  | ACR/gas switch control box replacement |  | 6185 | 2 |  |  |  | 24 | 0 | 40 | 0
|  |  | Admittance balancing units (single phase) |  | 14850 | 2 |  |  |  | 0 | 30 | 32 | 60
|  |  | Admittance balancing units (three phase) |  | 22600 | 41 |  |  |  | 0 | 902 | 656 | 1230
|  |  | Re-phasing |  | 212 | 42 |  |  |  | 494 | 0 | 0 | 0
|  |  | Fusesavers |  | 11660 | 48 |  |  |  | 492 | 0 | 0 | 0
|  |  | HV Regulators upgrade (control box) |  | 13100 | 2 |  |  |  | 0 | 16 | 64 | 0
|  |  | HV Regulators upgrade (close delta) |  | 150800 | 0 |  |  |  | 0 | 0 | 0 | 0
|  |  | Distribution switchgear (installed) |  | 100000 | 0 |  |  |  | 0 | 0 | 0 | 0
|  |  | ABC replacement |  | 250 | 86 |  |  |  | 0 | 0 | 0 | 0
|  |  | UG cable replacement |  | 750 | 65 |  |  |  | 0 | 0 | 0 | 0
|  |  | Capacitance reducing isolation substation (2 MVA) |  | 823000 | 0 |  |  |  | 0 | 0 | 0 | 0
|  |  | HV customers isolation substation (2 MVA) |  | 823000 | 1 |  |  |  | 0 | 0 | 0 | 0
|  |  | HV customers isolation substation (5 MVA) |  | 907000 | 0 |  |  |  | 0 | 0 | 0 | 0
|  |  | HV customers isolation substation (10 MVA) |  | 962000 | 1 |  |  |  | 0 | 0 | 0 | 0
Substation
Primary Plant
|  |  | GFN |  | 1110010 | 1 |  |  |  | 0 | 0 | 0 | 1596
|  |  | GFN enclosure |  | 58300 | 1 |  |  |  | 0 | 0 | 0 | 0
|  |  | Indoor switch room (incl GFN enclosure) |  | 485000 | 0 |  |  |  | 0 | 0 | 0 | 0
|  |  | RMU |  | 69150 | 1 |  |  |  | 0 | 0 | 0 | 0
|  |  | Station service transformer (500kVA) |  | 40280 | 1 |  |  |  | 0 | 0 | 0 | 0
|  |  | Station service transformer (750kVA) |  | 50350 | 0 |  |  |  | 0 | 0 | 0 | 0
|  |  | Cap bank |  | 320013 | 1 |  |  |  | 0 | 0 | 0 | 0
|  |  | AC board (Including change over) |  | 41340 | 1 |  |  |  | 0 | 0 | 0 | 0
|  |  | Indoor switchboard |  | 371000 | 0 |  |  |  | 0 | 0 | 0 | 0
|  |  | 22kV circuit breaker (outdoor) |  | 71020 | 1 |  |  |  | 0 | 0 | 0 | 0
|  |  | Voltage transformer |  | 17100 | 1 |  |  |  | 0 | 0 | 0 | 0
|  |  | Other |  | 75616 | 1 |  |  |  | 0 | 0 | 0 | 0
|  | SCADA / Protection & Control/ Comms |  |  | 196492 | 1 |  | 20091 |  | 0 | 0 | 1980 | 1060
|  | Commissioning | [5 empty] | 463701 |  | 0 | 0 | 0 | 0
|  | Construction delivery & site control | [5 empty] | 679175
Contracts
|  |  | Traffic control |  |  |  | 201250
|  |  | Line survey |  |  |  | 129302
|  |  | Civil works |  |  |  | 289150
|  |  | Mob/Demob |  |  |  | 50000

## CLC_volumes
Powercor REFCLs Tranche 1 Contingent Project Application
Volumes: |  |  | CLC
(real 2017 dollars)
Resource partner rates used |  |  |  | Colac
Design |  |  |  | 2017
Construction |  |  |  | 2017
[5 empty] | Materials |  | Contracts ($) | Labour ($) | Labour (hours)
| Year incurred |  |  |  | 2017 | 2017 | 2017 | 2017 | 2017 | 2017 | 2017 | 2017 | 2017
[5 empty] | Unit cost (ea) | Qty | Contracts | Other Labour ($) | Design | Live Linework | General Linework | Sub Tester | Fitter
| Labour Rates | [7 empty] | 174.125 | 183.5788 | 173.0578 | 249.1707 | 176.8134
| Design (hours) | [7 empty] | 3450
Feeder works
|  |  | Surge arrestor sites (single phase) |  | 370 | 768 |  |  |  | 3686 | 0 | 0 | 0
|  |  | Surge arrestor sites (three phase) |  | 550 | 658 |  |  |  | 3816 | 0 | 0 | 0
|  |  | ACRs |  | 25200 | 4 |  |  |  | 384 | 0 | 160 | 0
|  |  | ACR/gas switch control box replacement |  | 6185 | 17 |  |  |  | 204 | 0 | 340 | 0
|  |  | Admittance balancing units (single phase) |  | 14850 | 9 |  |  |  | 0 | 135 | 144 | 270
|  |  | Admittance balancing units (three phase) |  | 22600 | 42 |  |  |  | 0 | 924 | 672 | 1260
|  |  | Re-phasing |  | 212 | 46 |  |  |  | 541 | 0 | 0 | 0
|  |  | Fusesavers |  | 11660 | 56 |  |  |  | 574 | 0 | 0 | 0
|  |  | HV Regulators upgrade (control box) |  | 13100 | 2 |  |  |  | 0 | 16 | 64 | 0
|  |  | HV Regulators upgrade (close delta) |  | 150800 | 2 |  |  |  | 0 | 324 | 80 | 0
|  |  | Distribution switchgear (installed) |  | 100000 | 4 |  |  |  | 0 | 0 | 0 | 0
|  |  | ABC replacement |  | 250 | 1276 |  |  |  | 0 | 0 | 0 | 0
|  |  | UG cable replacement |  | 750 | 1576 |  |  |  | 0 | 0 | 0 | 0
|  |  | Capacitance reducing isolation substation (2 MVA) |  | 823000 | 0 |  |  |  | 0 | 0 | 0 | 0
|  |  | HV customers isolation substation (2 MVA) |  | 823000 | 5 |  |  |  | 0 | 0 | 0 | 0
|  |  | HV customers isolation substation (5 MVA) |  | 907000 | 4 |  |  |  | 0 | 0 | 0 | 0
|  |  | HV customers isolation substation (10 MVA) |  | 962000 | 0 |  |  |  | 0 | 0 | 0 | 0
Substation
Primary Plant
|  |  | GFN |  | 1110010 | 2 |  |  |  | 0 | 0 | 0 | 2100
|  |  | GFN enclosure |  | 58300 | 0 |  |  |  | 0 | 0 | 0 | 0
|  |  | Indoor switch room (incl GFN enclosure) |  | 485000 | 1 |  |  |  | 0 | 0 | 0 | 0
|  |  | RMU |  | 69150 | 2 |  |  |  | 0 | 0 | 0 | 0
|  |  | Station service transformer (500kVA) |  | 40280 | 0 |  |  |  | 0 | 0 | 0 | 0
|  |  | Station service transformer (750kVA) |  | 50350 | 2 |  |  |  | 0 | 0 | 0 | 0
|  |  | Cap bank |  | 320013 | 1 |  |  |  | 0 | 0 | 0 | 0
|  |  | AC board (Including change over) |  | 41340 | 1 |  |  |  | 0 | 0 | 0 | 0
|  |  | Indoor switchboard |  | 371000 | 1 |  |  |  | 0 | 0 | 0 | 0
|  |  | 22kV circuit breaker (outdoor) |  | 71020 | 1 |  |  |  | 0 | 0 | 0 | 0
|  |  | Voltage transformer |  | 17100 | 2 |  |  |  | 0 | 0 | 0 | 0
|  |  | Other |  | 132265 | 1 |  |  |  | 0 | 0 | 0 | 0
|  | SCADA / Protection & Control/ Comms |  |  | 230066 | 1 |  | 32579 |  | 0 | 0 | 1870 | 1520
|  | Commissioning | [5 empty] | 649182 |  | 0 | 0 | 0 | 0
|  | Construction delivery & site control | [5 empty] | 991684
Contracts
|  |  | Traffic control |  |  |  | 368000
|  |  | Line survey |  |  |  | 180113
|  |  | Civil works |  |  |  | 623850
|  |  | Mob/Demob |  |  |  | 50000

## CMN_volumes
Powercor REFCLs Tranche 1 Contingent Project Application
Volumes: |  |  | CMN
(real 2017 dollars)
Resource partner rates used |  |  |  | Bendigo
Design |  |  |  | 2017
Construction |  |  |  | 2017
[5 empty] | Materials |  | Contracts ($) | Labour ($) | Labour (hours)
| Year incurred |  |  |  | 2017 | 2017 | 2017 | 2017 | 2017 | 2017 | 2017 | 2017 | 2017
[5 empty] | Unit cost (ea) | Qty | Contracts | Other Labour ($) | Design | Live Linework | General Linework | Sub Tester | Fitter
| Labour Rates | [7 empty] | 174.125 | 167.8887 | 158.6373 | 241.099 | 164.6701
| Design (hours) | [7 empty] | 2660
Feeder works
|  |  | Surge arrestor sites (single phase) |  | 370 | 886 |  |  |  | 4253 | 0 | 0 | 0
|  |  | Surge arrestor sites (three phase) |  | 550 | 444 |  |  |  | 2575 | 0 | 0 | 0
|  |  | ACRs |  | 25200 | 1 |  |  |  | 96 | 0 | 40 | 0
|  |  | ACR/gas switch control box replacement |  | 6185 | 3 |  |  |  | 36 | 0 | 60 | 0
|  |  | Admittance balancing units (single phase) |  | 14850 | 8 |  |  |  | 0 | 120 | 128 | 240
|  |  | Admittance balancing units (three phase) |  | 22600 | 30 |  |  |  | 0 | 660 | 480 | 900
|  |  | Re-phasing |  | 212 | 34 |  |  |  | 400 | 0 | 0 | 0
|  |  | Fusesavers |  | 11660 | 40 |  |  |  | 410 | 0 | 0 | 0
|  |  | HV Regulators upgrade (control box) |  | 13100 | 0 |  |  |  | 0 | 0 | 0 | 0
|  |  | HV Regulators upgrade (close delta) |  | 150800 | 3 |  |  |  | 0 | 486 | 120 | 0
|  |  | Distribution switchgear (installed) |  | 100000 | 2 |  |  |  | 0 | 0 | 0 | 0
|  |  | ABC replacement |  | 250 | 0 |  |  |  | 0 | 0 | 0 | 0
|  |  | UG cable replacement |  | 750 | 626 |  |  |  | 0 | 0 | 0 | 0
|  |  | Capacitance reducing isolation substation (2 MVA) |  | 823000 | 0 |  |  |  | 0 | 0 | 0 | 0
|  |  | HV customers isolation substation (2 MVA) |  | 823000 | 4 |  |  |  | 0 | 0 | 0 | 0
|  |  | HV customers isolation substation (5 MVA) |  | 907000 | 0 |  |  |  | 0 | 0 | 0 | 0
|  |  | HV customers isolation substation (10 MVA) |  | 962000 | 1 |  |  |  | 0 | 0 | 0 | 0
Substation
Primary Plant
|  |  | GFN |  | 1110010 | 1 |  |  |  | 0 | 0 | 0 | 1638
|  |  | GFN enclosure |  | 58300 | 1 |  |  |  | 0 | 0 | 0 | 0
|  |  | Indoor switch room (incl GFN enclosure) |  | 485000 | 0 |  |  |  | 0 | 0 | 0 | 0
|  |  | RMU |  | 69150 | 1 |  |  |  | 0 | 0 | 0 | 0
|  |  | Station service transformer (500kVA) |  | 40280 | 2 |  |  |  | 0 | 0 | 0 | 0
|  |  | Station service transformer (750kVA) |  | 50350 | 0 |  |  |  | 0 | 0 | 0 | 0
|  |  | Cap bank |  | 320013 | 0 |  |  |  | 0 | 0 | 0 | 0
|  |  | AC board (Including change over) |  | 41340 | 1 |  |  |  | 0 | 0 | 0 | 0
|  |  | Indoor switchboard |  | 371000 | 0 |  |  |  | 0 | 0 | 0 | 0
|  |  | 22kV circuit breaker (outdoor) |  | 71020 | 0 |  |  |  | 0 | 0 | 0 | 0
|  |  | Voltage transformer |  | 17100 | 0 |  |  |  | 0 | 0 | 0 | 0
|  |  | Other |  | 113369 | 1 |  |  |  | 0 | 0 | 0 | 0
|  | SCADA / Protection & Control/ Comms |  |  | 157272 | 1 |  | 20924 |  | 0 | 0 | 2616 | 1092
|  | Commissioning | [5 empty] | 463701 |  | 0 | 0 | 0 | 0
|  | Construction delivery & site control | [5 empty] | 856990
Contracts
|  |  | Traffic control |  |  |  | 332580
|  |  | Line survey |  |  |  | 71454
|  |  | Civil works |  |  |  | 464200
|  |  | Mob/Demob |  |  |  | 50000

## MRO_volumes
Powercor REFCLs Tranche 1 Contingent Project Application
Volumes: |  |  | MRO
(real 2017 dollars)
Resource partner rates used |  |  |  | Bendigo
Design |  |  |  | 2017
Construction |  |  |  | 2018
[5 empty] | Materials |  | Contracts ($) | Labour ($) | Labour (hours)
| Year incurred |  |  |  | 2018 | 2018 | 2018 | 2018 | 2017 | 2018 | 2018 | 2018 | 2018
[5 empty] | Unit cost (ea) | Qty | Contracts | Other Labour ($) | Design | Live Linework | General Linework | Sub Tester | Fitter
| Labour Rates | [7 empty] | 174.125 | 167.8887 | 158.6373 | 241.099 | 164.6701
| Design (hours) | [7 empty] | 2660
Feeder works
|  |  | Surge arrestor sites (single phase) |  | 370 | 560 |  |  |  | 2688 | 0 | 0 | 0
|  |  | Surge arrestor sites (three phase) |  | 550 | 354 |  |  |  | 2053 | 0 | 0 | 0
|  |  | ACRs |  | 25200 | 1 |  |  |  | 96 | 0 | 40 | 0
|  |  | ACR/gas switch control box replacement |  | 6185 | 6 |  |  |  | 72 | 0 | 120 | 0
|  |  | Admittance balancing units (single phase) |  | 14850 | 3 |  |  |  | 0 | 45 | 48 | 90
|  |  | Admittance balancing units (three phase) |  | 22600 | 33 |  |  |  | 0 | 726 | 528 | 990
|  |  | Re-phasing |  | 212 | 39 |  |  |  | 458 | 0 | 0 | 0
|  |  | Fusesavers |  | 11660 | 42 |  |  |  | 431 | 0 | 0 | 0
|  |  | HV Regulators upgrade (control box) |  | 13100 | 1 |  |  |  | 0 | 8 | 32 | 0
|  |  | HV Regulators upgrade (close delta) |  | 150800 | 2 |  |  |  | 0 | 324 | 80 | 0
|  |  | Distribution switchgear (installed) |  | 100000 | 0 |  |  |  | 0 | 0 | 0 | 0
|  |  | ABC replacement |  | 250 | 0 |  |  |  | 0 | 0 | 0 | 0
|  |  | UG cable replacement |  | 750 | 163 |  |  |  | 0 | 0 | 0 | 0
|  |  | Capacitance reducing isolation substation (2 MVA) |  | 823000 | 0 |  |  |  | 0 | 0 | 0 | 0
|  |  | HV customers isolation substation (2 MVA) |  | 823000 | 0 |  |  |  | 0 | 0 | 0 | 0
|  |  | HV customers isolation substation (5 MVA) |  | 907000 | 0 |  |  |  | 0 | 0 | 0 | 0
|  |  | HV customers isolation substation (10 MVA) |  | 962000 | 0 |  |  |  | 0 | 0 | 0 | 0
Substation
Primary Plant
|  |  | GFN |  | 1110010 | 1 |  |  |  | 0 | 0 | 0 | 1305
|  |  | GFN enclosure |  | 58300 | 1 |  |  |  | 0 | 0 | 0 | 0
|  |  | Indoor switch room (incl GFN enclosure) |  | 485000 | 0 |  |  |  | 0 | 0 | 0 | 0
|  |  | RMU |  | 69150 | 1 |  |  |  | 0 | 0 | 0 | 0
|  |  | Station service transformer (500kVA) |  | 40280 | 1 |  |  |  | 0 | 0 | 0 | 0
|  |  | Station service transformer (750kVA) |  | 50350 | 0 |  |  |  | 0 | 0 | 0 | 0
|  |  | Cap bank |  | 320013 | 0 |  |  |  | 0 | 0 | 0 | 0
|  |  | AC board (Including change over) |  | 41340 | 1 |  |  |  | 0 | 0 | 0 | 0
|  |  | Indoor switchboard |  | 371000 | 0 |  |  |  | 0 | 0 | 0 | 0
|  |  | 22kV circuit breaker (outdoor) |  | 71020 | 0 |  |  |  | 0 | 0 | 0 | 0
|  |  | Voltage transformer |  | 17100 | 1 |  |  |  | 0 | 0 | 0 | 0
|  |  | Other |  | 93061 | 1 |  |  |  | 0 | 0 | 0 | 0
|  | SCADA / Protection & Control/ Comms |  |  | 157272 | 1 |  | 23421 |  | 0 | 0 | 2324 | 868
|  | Commissioning | [5 empty] | 556441 |  | 0 | 0 | 0 | 0
|  | Construction delivery & site control | [5 empty] | 684132
Contracts
|  |  | Traffic control |  |  |  | 238740
|  |  | Line survey |  |  |  | 72811
|  |  | Civil works |  |  |  | 316450
|  |  | Mob/Demob |  |  |  | 50000
[9 empty] | 192863.6774 | 260045.9244

## WIN_volumes
Powercor REFCLs Tranche 1 Contingent Project Application
Volumes: |  |  | WIN
(real 2017 dollars)
Resource partner rates used |  |  |  | Colac
Design |  |  |  | 2017
Construction |  |  |  | 2018
[5 empty] | Materials |  | Contracts ($) | Labour ($) | Labour (hours)
| Year incurred |  |  |  | 2018 | 2018 | 2018 | 2018 | 2017 | 2018 | 2018 | 2018 | 2018
[5 empty] | Unit cost (ea) | Qty | Contracts | Other Labour ($) | Design | Live Linework | General Linework | Sub Tester | Fitter
| Labour Rates | [7 empty] | 174.125 | 183.5788 | 173.0578 | 249.1707 | 176.8134
| Design (hours) | [7 empty] | 2730
Feeder works
|  |  | Surge arrestor sites (single phase) |  | 370 | 256 |  |  |  | 1229 | 0 | 0 | 0
|  |  | Surge arrestor sites (three phase) |  | 550 | 105 |  |  |  | 609 | 0 | 0 | 0
|  |  | ACRs |  | 25200 | 0 |  |  |  | 0 | 0 | 0 | 0
|  |  | ACR/gas switch control box replacement |  | 6185 | 0 |  |  |  | 0 | 0 | 0 | 0
|  |  | Admittance balancing units (single phase) |  | 14850 | 12 |  |  |  | 0 | 180 | 192 | 360
|  |  | Admittance balancing units (three phase) |  | 22600 | 13 |  |  |  | 0 | 286 | 208 | 390
|  |  | Re-phasing |  | 212 | 14 |  |  |  | 165 | 0 | 0 | 0
|  |  | Fusesavers |  | 11660 | 32 |  |  |  | 328 | 0 | 0 | 0
|  |  | HV Regulators upgrade (control box) |  | 13100 | 0 |  |  |  | 0 | 0 | 0 | 0
|  |  | HV Regulators upgrade (close delta) |  | 150800 | 0 |  |  |  | 0 | 0 | 0 | 0
|  |  | Distribution switchgear (installed) |  | 100000 | 0 |  |  |  | 0 | 0 | 0 | 0
|  |  | ABC replacement |  | 250 | 0 |  |  |  | 0 | 0 | 0 | 0
|  |  | UG cable replacement |  | 750 | 352 |  |  |  | 0 | 0 | 0 | 0
|  |  | Capacitance reducing isolation substation (2 MVA) |  | 823000 | 2 |  |  |  | 0 | 0 | 0 | 0
|  |  | HV customers isolation substation (2 MVA) |  | 823000 | 0 |  |  |  | 0 | 0 | 0 | 0
|  |  | HV customers isolation substation (5 MVA) |  | 907000 | 0 |  |  |  | 0 | 0 | 0 | 0
|  |  | HV customers isolation substation (10 MVA) |  | 962000 | 0 |  |  |  | 0 | 0 | 0 | 0
Substation
Primary Plant
|  |  | GFN |  | 1110010 | 2 |  |  |  | 0 | 0 | 0 | 2220
|  |  | GFN enclosure |  | 58300 | 0 |  |  |  | 0 | 0 | 0 | 0
|  |  | Indoor switch room (incl GFN enclosure) |  | 485000 | 1 |  |  |  | 0 | 0 | 0 | 0
|  |  | RMU |  | 69150 | 2 |  |  |  | 0 | 0 | 0 | 0
|  |  | Station service transformer (500kVA) |  | 40280 | 0 |  |  |  | 0 | 0 | 0 | 0
|  |  | Station service transformer (750kVA) |  | 50350 | 2 |  |  |  | 0 | 0 | 0 | 0
|  |  | Cap bank |  | 320013 | 0 |  |  |  | 0 | 0 | 0 | 0
|  |  | AC board (Including change over) |  | 41340 | 1 |  |  |  | 0 | 0 | 0 | 0
|  |  | Indoor switchboard |  | 371000 | 1 |  |  |  | 0 | 0 | 0 | 0
|  |  | 22kV circuit breaker (outdoor) |  | 71020 | 0 |  |  |  | 0 | 0 | 0 | 0
|  |  | Voltage transformer |  | 17100 | 0 |  |  |  | 0 | 0 | 0 | 0
|  |  | Other |  | 72248 | 1 |  |  |  | 0 | 0 | 0 | 0
|  | SCADA / Protection & Control/ Comms |  |  | 260082 | 1 |  | 18426 |  | 0 | 0 | 2760 | 1572
|  | Commissioning | [5 empty] | 278221 |  | 0 | 0 | 0 | 0
|  | Construction delivery & site control | [5 empty] | 586283
Contracts
|  |  | Traffic control |  |  |  | 100510
|  |  | Line survey |  |  |  | 45000
|  |  | Civil works |  |  |  | 523600
|  |  | Mob/Demob |  |  |  | 50000

## EHK_volumes
Powercor REFCLs Tranche 1 Contingent Project Application
Volumes: |  |  | EHK
(real 2017 dollars)
Resource partner rates used |  |  |  | Bendigo
Design |  |  |  | 2017
Construction |  |  |  | 2018
[5 empty] | Materials |  | Contracts ($) | Labour ($) | Labour (hours)
| Year incurred |  |  |  | 2018 | 2018 | 2018 | 2018 | 2017 | 2018 | 2018 | 2018 | 2018
[5 empty] | Unit cost (ea) | Qty | Contracts | Other Labour ($) | Design | Live Linework | General Linework | Sub Tester | Fitter
| Labour Rates | [7 empty] | 174.125 | 167.8887 | 158.6373 | 241.099 | 164.6701
| Design (hours) | [7 empty] | 4418
Feeder works
|  |  | Surge arrestor sites (single phase) |  | 370 | 846 |  |  |  | 4061 | 0 | 0 | 0
|  |  | Surge arrestor sites (three phase) |  | 550 | 666 |  |  |  | 3863 | 0 | 0 | 0
|  |  | ACRs |  | 25200 | 3 |  |  |  | 288 | 0 | 120 | 0
|  |  | ACR/gas switch control box replacement |  | 6185 | 3 |  |  |  | 36 | 0 | 60 | 0
|  |  | Admittance balancing units (single phase) |  | 14850 | 8 |  |  |  | 0 | 120 | 128 | 240
|  |  | Admittance balancing units (three phase) |  | 22600 | 31 |  |  |  | 0 | 682 | 496 | 930
|  |  | Re-phasing |  | 212 | 36 |  |  |  | 423 | 0 | 0 | 0
|  |  | Fusesavers |  | 11660 | 26 |  |  |  | 267 | 0 | 0 | 0
|  |  | HV Regulators upgrade (control box) |  | 13100 | 1 |  |  |  | 0 | 8 | 32 | 0
|  |  | HV Regulators upgrade (close delta) |  | 150800 | 1 |  |  |  | 0 | 162 | 40 | 0
|  |  | Distribution switchgear (installed) |  | 100000 | 3 |  |  |  | 0 | 0 | 0 | 0
|  |  | ABC replacement |  | 250 | 0 |  |  |  | 0 | 0 | 0 | 0
|  |  | UG cable replacement |  | 750 | 1266 |  |  |  | 0 | 0 | 0 | 0
|  |  | Capacitance reducing isolation substation (2 MVA) |  | 823000 | 0 |  |  |  | 0 | 0 | 0 | 0
|  |  | HV customers isolation substation (2 MVA) |  | 823000 | 6 |  |  |  | 0 | 0 | 0 | 0
|  |  | HV customers isolation substation (5 MVA) |  | 907000 | 3 |  |  |  | 0 | 0 | 0 | 0
|  |  | HV customers isolation substation (10 MVA) |  | 962000 | 0 |  |  |  | 0 | 0 | 0 | 0
Substation
Primary Plant
|  |  | GFN |  | 1110010 | 2 |  |  |  | 0 | 0 | 0 | 2155
|  |  | GFN enclosure |  | 58300 | 1 |  |  |  | 0 | 0 | 0 | 0
|  |  | Indoor switch room (incl GFN enclosure) |  | 485000 | 0 |  |  |  | 0 | 0 | 0 | 0
|  |  | RMU |  | 69150 | 2 |  |  |  | 0 | 0 | 0 | 0
|  |  | Station service transformer (500kVA) |  | 40280 | 0 |  |  |  | 0 | 0 | 0 | 0
|  |  | Station service transformer (750kVA) |  | 50350 | 2 |  |  |  | 0 | 0 | 0 | 0
|  |  | Cap bank |  | 320013 | 1 |  |  |  | 0 | 0 | 0 | 0
|  |  | AC board (Including change over) |  | 41340 | 1 |  |  |  | 0 | 0 | 0 | 0
|  |  | Indoor switchboard |  | 371000 | 0 |  |  |  | 0 | 0 | 0 | 0
|  |  | 22kV circuit breaker (outdoor) |  | 71020 | 2 |  |  |  | 0 | 0 | 0 | 0
|  |  | Voltage transformer |  | 17100 | 2 |  |  |  | 0 | 0 | 0 | 0
|  |  | Other |  | 226406 | 1 |  |  |  | 0 | 0 | 0 | 0
|  | SCADA / Protection & Control/ Comms |  |  | 195072 | 1 |  | 20924 |  | 0 | 0 | 2530 | 1495
|  | Commissioning | [5 empty] | 741922 |  | 0 | 0 | 0 | 0
|  | Construction delivery & site control | [5 empty] | 985271
Contracts
|  |  | Traffic control |  |  |  | 372370
|  |  | Line survey |  |  |  | 150000
|  |  | Civil works |  |  |  | 591250
|  |  | Mob/Demob |  |  |  | 50000

## CDN_cost
Powercor REFCLs Tranche 1 Contingent Project Application
Costs: |  |  | CDN
(real 2017 dollars)
Design |  |  | 2017
Construction |  |  | 2017
| Conversion to nominal from: 2017 |  |  | 100% | 100% | 100% | 102.3% | 102.8% | 102.3% | 104.7% | 105.8% | 104.7% | 107.1% | 109% | 107.1%
|  |  |  | 2017 | 2017 | 2017 | 2018 | 2018 | 2018 | 2019 | 2019 | 2019 | 2020 | 2020 | 2020 | 2017 | 2018 | 2019 | 2020 | Total
|  |  |  | Materials | Labour | Contracts | Materials | Labour | Contracts | Materials | Labour | Contracts | Materials | Labour | Contracts | Total | Total | Total | Total | Total Cost
|  |  |  | CPI | Labour | CPI | CPI | Labour | CPI | CPI | Labour | CPI | CPI | Labour | CPI
Design
|  |  | Design | 0 | 522375 | 0 | 0 | 0 | 0 | 0 | 0 | 0 | 0 | 0 | 0 | 522375 | 0 | 0 | 0 | 522375
Feeder works
|  |  | Surge arrestor sites (single phase) | 144300 | 343659.472 | 0 | 0 | 0 | 0 | 0 | 0 | 0 | 0 | 0 | 0 | 487959.472 | 0 | 0 | 0 | 487959.472
|  |  | Surge arrestor sites (three phase) | 190300 | 368442.607 | 0 | 0 | 0 | 0 | 0 | 0 | 0 | 0 | 0 | 0 | 558742.607 | 0 | 0 | 0 | 558742.607
|  |  | ACRs | 100800 | 110361.5573 | 0 | 0 | 0 | 0 | 0 | 0 | 0 | 0 | 0 | 0 | 211161.5573 | 0 | 0 | 0 | 211161.5573
|  |  | ACR/gas switch control box replacement | 12370 | 14372.7173 | 0 | 0 | 0 | 0 | 0 | 0 | 0 | 0 | 0 | 0 | 26742.7173 | 0 | 0 | 0 | 26742.7173
|  |  | Admittance balancing units (single phase) | 29700 | 23774.0013 | 0 | 0 | 0 | 0 | 0 | 0 | 0 | 0 | 0 | 0 | 53474.0013 | 0 | 0 | 0 | 53474.0013
|  |  | Admittance balancing units (three phase) | 926600 | 537034.6096 | 0 | 0 | 0 | 0 | 0 | 0 | 0 | 0 | 0 | 0 | 1463634.6096 | 0 | 0 | 0 | 1463634.6096
|  |  | Re-phasing | 8904 | 90687.9162 | 0 | 0 | 0 | 0 | 0 | 0 | 0 | 0 | 0 | 0 | 99591.9162 | 0 | 0 | 0 | 99591.9162
|  |  | Fusesavers | 559680 | 90320.7587 | 0 | 0 | 0 | 0 | 0 | 0 | 0 | 0 | 0 | 0 | 650000.7587 | 0 | 0 | 0 | 650000.7587
|  |  | HV Regulators upgrade (control box) | 26200 | 18715.8471 | 0 | 0 | 0 | 0 | 0 | 0 | 0 | 0 | 0 | 0 | 44915.8471 | 0 | 0 | 0 | 44915.8471
|  |  | HV Regulators upgrade (close delta) | 0 | 0 | 0 | 0 | 0 | 0 | 0 | 0 | 0 | 0 | 0 | 0 | 0 | 0 | 0 | 0 | 0
|  |  | Distribution switchgear (installed) | 0 | 0 | 0 | 0 | 0 | 0 | 0 | 0 | 0 | 0 | 0 | 0 | 0 | 0 | 0 | 0 | 0
|  |  | ABC replacement | 21500 | 0 | 0 | 0 | 0 | 0 | 0 | 0 | 0 | 0 | 0 | 0 | 21500 | 0 | 0 | 0 | 21500
|  |  | UG cable replacement | 48750 | 0 | 0 | 0 | 0 | 0 | 0 | 0 | 0 | 0 | 0 | 0 | 48750 | 0 | 0 | 0 | 48750
|  |  | Capacitance reducing isolation substation (2 MVA) | 0 | 0 | 0 | 0 | 0 | 0 | 0 | 0 | 0 | 0 | 0 | 0 | 0 | 0 | 0 | 0 | 0
|  |  | HV customers isolation substation (2 MVA) | 823000 | 0 | 0 | 0 | 0 | 0 | 0 | 0 | 0 | 0 | 0 | 0 | 823000 | 0 | 0 | 0 | 823000
|  |  | HV customers isolation substation (5 MVA) | 0 | 0 | 0 | 0 | 0 | 0 | 0 | 0 | 0 | 0 | 0 | 0 | 0 | 0 | 0 | 0 | 0
|  |  | HV customers isolation substation (10 MVA) | 962000 | 0 | 0 | 0 | 0 | 0 | 0 | 0 | 0 | 0 | 0 | 0 | 962000 | 0 | 0 | 0 | 962000
Substation
Primary Plant
|  |  | GFN | 1110010 | 282194.2573 | 0 | 0 | 0 | 0 | 0 | 0 | 0 | 0 | 0 | 0 | 1392204.2573 | 0 | 0 | 0 | 1392204.2573
|  |  | GFN enclosure | 58300 | 0 | 0 | 0 | 0 | 0 | 0 | 0 | 0 | 0 | 0 | 0 | 58300 | 0 | 0 | 0 | 58300
|  |  | Indoor switch room (incl GFN enclosure) | 0 | 0 | 0 | 0 | 0 | 0 | 0 | 0 | 0 | 0 | 0 | 0 | 0 | 0 | 0 | 0 | 0
|  |  | RMU | 69150 | 0 | 0 | 0 | 0 | 0 | 0 | 0 | 0 | 0 | 0 | 0 | 69150 | 0 | 0 | 0 | 69150
|  |  | Station service transformer (500kVA) | 40280 | 0 | 0 | 0 | 0 | 0 | 0 | 0 | 0 | 0 | 0 | 0 | 40280 | 0 | 0 | 0 | 40280
|  |  | Station service transformer (750kVA) | 0 | 0 | 0 | 0 | 0 | 0 | 0 | 0 | 0 | 0 | 0 | 0 | 0 | 0 | 0 | 0 | 0
|  |  | Cap bank | 320013 | 0 | 0 | 0 | 0 | 0 | 0 | 0 | 0 | 0 | 0 | 0 | 320013 | 0 | 0 | 0 | 320013
|  |  | AC board (Including change over) | 41340 | 0 | 0 | 0 | 0 | 0 | 0 | 0 | 0 | 0 | 0 | 0 | 41340 | 0 | 0 | 0 | 41340
|  |  | Indoor switchboard | 0 | 0 | 0 | 0 | 0 | 0 | 0 | 0 | 0 | 0 | 0 | 0 | 0 | 0 | 0 | 0 | 0
|  |  | 22kV circuit breaker (outdoor) | 71020 | 0 | 0 | 0 | 0 | 0 | 0 | 0 | 0 | 0 | 0 | 0 | 71020 | 0 | 0 | 0 | 71020
|  |  | Voltage transformer | 17100 | 0 | 0 | 0 | 0 | 0 | 0 | 0 | 0 | 0 | 0 | 0 | 17100 | 0 | 0 | 0 | 17100
|  |  | Other | 75616 | 0 | 0 | 0 | 0 | 0 | 0 | 0 | 0 | 0 | 0 | 0 | 75616 | 0 | 0 | 0 | 75616
|  |  | SCADA / Protection & Control/ Comms | 196492 | 700871.1711 | 0 | 0 | 0 | 0 | 0 | 0 | 0 | 0 | 0 | 0 | 897363.1711 | 0 | 0 | 0 | 897363.1711
|  |  | Commissioning | 0 | 463701 | 0 | 0 | 0 | 0 | 0 | 0 | 0 | 0 | 0 | 0 | 463701 | 0 | 0 | 0 | 463701
|  |  | Construction delivery & site control | 0 | 679175 | 0 | 0 | 0 | 0 | 0 | 0 | 0 | 0 | 0 | 0 | 679175 | 0 | 0 | 0 | 679175
Contracts
|  |  | Traffic control | 0 | 0 | 201250 | 0 | 0 | 0 | 0 | 0 | 0 | 0 | 0 | 0 | 201250 | 0 | 0 | 0 | 201250
|  |  | Line survey | 0 | 0 | 129302 | 0 | 0 | 0 | 0 | 0 | 0 | 0 | 0 | 0 | 129302 | 0 | 0 | 0 | 129302
|  |  | Civil works | 0 | 0 | 289150 | 0 | 0 | 0 | 0 | 0 | 0 | 0 | 0 | 0 | 289150 | 0 | 0 | 0 | 289150
|  |  | Mob/Demob | 0 | 0 | 50000 | 0 | 0 | 0 | 0 | 0 | 0 | 0 | 0 | 0 | 50000 | 0 | 0 | 0 | 50000
|  | Total construction |  | 5853425 | 4245685.915 | 669702 | 0 | 0 | 0 | 0 | 0 | 0 | 0 | 0 | 0 | 10768812.915 | 0 | 0 | 0 | 10768812.915
|  | % Split by year |  | 54.36% | 39.43% | 6.219% | 0% | 0% | 0% | 0% | 0% | 0% | 0% | 0% | 0%

## CLC_cost
Powercor REFCLs Tranche 1 Contingent Project Application
Costs: |  |  | CLC
(real 2017 dollars)
Design |  |  | 2017
Construction |  |  | 2017
|  |  |  | 100% | 100% | 100% | 102.3% | 102.8% | 102.3% | 104.7% | 105.8% | 104.7% | 107.1% | 109% | 107.1%
|  |  |  | 2017 | 2017 | 2017 | 2018 | 2018 | 2018 | 2019 | 2019 | 2019 | 2020 | 2020 | 2020 | 2017 | 2018 | 2019 | 2020 | Total
|  |  |  | Materials | Labour | Contracts | Materials | Labour | Contracts | Materials | Labour | Contracts | Materials | Labour | Contracts | Total | Total | Total | Total | Total Cost
|  |  |  | CPI | Labour | CPI | CPI | Labour | CPI | CPI | Labour | CPI | CPI | Labour | CPI
Design
|  |  | Design | 0 | 600731.25 | 0 | 0 | 0 | 0 | 0 | 0 | 0 | 0 | 0 | 0 | 600731.25 | 0 | 0 | 0 | 600731.25
Feeder works
|  |  | Surge arrestor sites (single phase) | 284160 | 676671.3749 | 0 | 0 | 0 | 0 | 0 | 0 | 0 | 0 | 0 | 0 | 960831.3749 | 0 | 0 | 0 | 960831.3749
|  |  | Surge arrestor sites (three phase) | 361900 | 700536.616 | 0 | 0 | 0 | 0 | 0 | 0 | 0 | 0 | 0 | 0 | 1062436.616 | 0 | 0 | 0 | 1062436.616
|  |  | ACRs | 100800 | 110361.5573 | 0 | 0 | 0 | 0 | 0 | 0 | 0 | 0 | 0 | 0 | 211161.5573 | 0 | 0 | 0 | 211161.5573
|  |  | ACR/gas switch control box replacement | 105145 | 122168.0973 | 0 | 0 | 0 | 0 | 0 | 0 | 0 | 0 | 0 | 0 | 227313.0973 | 0 | 0 | 0 | 227313.0973
|  |  | Admittance balancing units (single phase) | 133650 | 106983.006 | 0 | 0 | 0 | 0 | 0 | 0 | 0 | 0 | 0 | 0 | 240633.006 | 0 | 0 | 0 | 240633.006
|  |  | Admittance balancing units (three phase) | 949200 | 550133.0147 | 0 | 0 | 0 | 0 | 0 | 0 | 0 | 0 | 0 | 0 | 1499333.0147 | 0 | 0 | 0 | 1499333.0147
|  |  | Re-phasing | 9752 | 99316.1188 | 0 | 0 | 0 | 0 | 0 | 0 | 0 | 0 | 0 | 0 | 109068.1188 | 0 | 0 | 0 | 109068.1188
|  |  | Fusesavers | 652960 | 105374.2184 | 0 | 0 | 0 | 0 | 0 | 0 | 0 | 0 | 0 | 0 | 758334.2184 | 0 | 0 | 0 | 758334.2184
|  |  | HV Regulators upgrade (control box) | 26200 | 18715.8471 | 0 | 0 | 0 | 0 | 0 | 0 | 0 | 0 | 0 | 0 | 44915.8471 | 0 | 0 | 0 | 44915.8471
|  |  | HV Regulators upgrade (close delta) | 301600 | 76004.3733 | 0 | 0 | 0 | 0 | 0 | 0 | 0 | 0 | 0 | 0 | 377604.3733 | 0 | 0 | 0 | 377604.3733
|  |  | Distribution switchgear (installed) | 400000 | 0 | 0 | 0 | 0 | 0 | 0 | 0 | 0 | 0 | 0 | 0 | 400000 | 0 | 0 | 0 | 400000
|  |  | ABC replacement | 319000 | 0 | 0 | 0 | 0 | 0 | 0 | 0 | 0 | 0 | 0 | 0 | 319000 | 0 | 0 | 0 | 319000
|  |  | UG cable replacement | 1182000 | 0 | 0 | 0 | 0 | 0 | 0 | 0 | 0 | 0 | 0 | 0 | 1182000 | 0 | 0 | 0 | 1182000
|  |  | Capacitance reducing isolation substation (2 MVA) | 0 | 0 | 0 | 0 | 0 | 0 | 0 | 0 | 0 | 0 | 0 | 0 | 0 | 0 | 0 | 0 | 0
|  |  | HV customers isolation substation (2 MVA) | 4115000 | 0 | 0 | 0 | 0 | 0 | 0 | 0 | 0 | 0 | 0 | 0 | 4115000 | 0 | 0 | 0 | 4115000
|  |  | HV customers isolation substation (5 MVA) | 3628000 | 0 | 0 | 0 | 0 | 0 | 0 | 0 | 0 | 0 | 0 | 0 | 3628000 | 0 | 0 | 0 | 3628000
|  |  | HV customers isolation substation (10 MVA) | 0 | 0 | 0 | 0 | 0 | 0 | 0 | 0 | 0 | 0 | 0 | 0 | 0 | 0 | 0 | 0 | 0
Substation
Primary Plant
|  |  | GFN | 2220020 | 371308.2333 | 0 | 0 | 0 | 0 | 0 | 0 | 0 | 0 | 0 | 0 | 2591328.2333 | 0 | 0 | 0 | 2591328.2333
|  |  | GFN enclosure | 0 | 0 | 0 | 0 | 0 | 0 | 0 | 0 | 0 | 0 | 0 | 0 | 0 | 0 | 0 | 0 | 0
|  |  | Indoor switch room (incl GFN enclosure) | 485000 | 0 | 0 | 0 | 0 | 0 | 0 | 0 | 0 | 0 | 0 | 0 | 485000 | 0 | 0 | 0 | 485000
|  |  | RMU | 138300 | 0 | 0 | 0 | 0 | 0 | 0 | 0 | 0 | 0 | 0 | 0 | 138300 | 0 | 0 | 0 | 138300
|  |  | Station service transformer (500kVA) | 0 | 0 | 0 | 0 | 0 | 0 | 0 | 0 | 0 | 0 | 0 | 0 | 0 | 0 | 0 | 0 | 0
|  |  | Station service transformer (750kVA) | 100700 | 0 | 0 | 0 | 0 | 0 | 0 | 0 | 0 | 0 | 0 | 0 | 100700 | 0 | 0 | 0 | 100700
|  |  | Cap bank | 320013 | 0 | 0 | 0 | 0 | 0 | 0 | 0 | 0 | 0 | 0 | 0 | 320013 | 0 | 0 | 0 | 320013
|  |  | AC board (Including change over) | 41340 | 0 | 0 | 0 | 0 | 0 | 0 | 0 | 0 | 0 | 0 | 0 | 41340 | 0 | 0 | 0 | 41340
|  |  | Indoor switchboard | 371000 | 0 | 0 | 0 | 0 | 0 | 0 | 0 | 0 | 0 | 0 | 0 | 371000 | 0 | 0 | 0 | 371000
|  |  | 22kV circuit breaker (outdoor) | 71020 | 0 | 0 | 0 | 0 | 0 | 0 | 0 | 0 | 0 | 0 | 0 | 71020 | 0 | 0 | 0 | 71020
|  |  | Voltage transformer | 34200 | 0 | 0 | 0 | 0 | 0 | 0 | 0 | 0 | 0 | 0 | 0 | 34200 | 0 | 0 | 0 | 34200
|  |  | Other | 132265 | 0 | 0 | 0 | 0 | 0 | 0 | 0 | 0 | 0 | 0 | 0 | 132265 | 0 | 0 | 0 | 132265
|  |  | SCADA / Protection & Control/ Comms | 230066 | 767284.5822 | 0 | 0 | 0 | 0 | 0 | 0 | 0 | 0 | 0 | 0 | 997350.5822 | 0 | 0 | 0 | 997350.5822
|  |  | Commissioning | 0 | 649182 | 0 | 0 | 0 | 0 | 0 | 0 | 0 | 0 | 0 | 0 | 649182 | 0 | 0 | 0 | 649182
|  |  | Construction delivery & site control | 0 | 991684 | 0 | 0 | 0 | 0 | 0 | 0 | 0 | 0 | 0 | 0 | 991684 | 0 | 0 | 0 | 991684
Contracts
|  |  | Traffic control | 0 | 0 | 368000 | 0 | 0 | 0 | 0 | 0 | 0 | 0 | 0 | 0 | 368000 | 0 | 0 | 0 | 368000
|  |  | Line survey | 0 | 0 | 180113 | 0 | 0 | 0 | 0 | 0 | 0 | 0 | 0 | 0 | 180113 | 0 | 0 | 0 | 180113
|  |  | Civil works | 0 | 0 | 623850 | 0 | 0 | 0 | 0 | 0 | 0 | 0 | 0 | 0 | 623850 | 0 | 0 | 0 | 623850
|  |  | Mob/Demob | 0 | 0 | 50000 | 0 | 0 | 0 | 0 | 0 | 0 | 0 | 0 | 0 | 50000 | 0 | 0 | 0 | 50000
|  | Total construction |  | 16713291 | 5946454.2894 | 1221963 | 0 | 0 | 0 | 0 | 0 | 0 | 0 | 0 | 0 | 23881708.2894 | 0 | 0 | 0 | 23881708.2894
|  | % Split by year |  | 69.98% | 24.9% | 5.117% | 0% | 0% | 0% | 0% | 0% | 0% | 0% | 0% | 0%

## CMN_cost
Powercor REFCLs Tranche 1 Contingent Project Application
Costs: |  |  | CMN
(real 2017 dollars)
Design |  |  | 2017
Construction |  |  | 2017
|  |  |  | 100% | 100% | 100% | 102.3% | 102.8% | 102.3% | 104.7% | 105.8% | 104.7% | 107.1% | 109% | 107.1%
|  |  |  | 2017 | 2017 | 2017 | 2018 | 2018 | 2018 | 2019 | 2019 | 2019 | 2020 | 2020 | 2020 | 2017 | 2018 | 2019 | 2020 | Total
|  |  |  | Materials | Labour | Contracts | Materials | Labour | Contracts | Materials | Labour | Contracts | Materials | Labour | Contracts | Total | Total | Total | Total | Total Cost
|  |  |  | CPI | Labour | CPI | CPI | Labour | CPI | CPI | Labour | CPI | CPI | Labour | CPI
Design
|  |  | Design | 0 | 463172.5 | 0 | 0 | 0 | 0 | 0 | 0 | 0 | 0 | 0 | 0 | 463172.5 | 0 | 0 | 0 | 463172.5
Feeder works
|  |  | Surge arrestor sites (single phase) | 327820 | 714030.4993 | 0 | 0 | 0 | 0 | 0 | 0 | 0 | 0 | 0 | 0 | 1041850.4993 | 0 | 0 | 0 | 1041850.4993
|  |  | Surge arrestor sites (three phase) | 244200 | 432313.3167 | 0 | 0 | 0 | 0 | 0 | 0 | 0 | 0 | 0 | 0 | 676513.3167 | 0 | 0 | 0 | 676513.3167
|  |  | ACRs | 25200 | 25761.272 | 0 | 0 | 0 | 0 | 0 | 0 | 0 | 0 | 0 | 0 | 50961.272 | 0 | 0 | 0 | 50961.272
|  |  | ACR/gas switch control box replacement | 18555 | 20509.932 | 0 | 0 | 0 | 0 | 0 | 0 | 0 | 0 | 0 | 0 | 39064.932 | 0 | 0 | 0 | 39064.932
|  |  | Admittance balancing units (single phase) | 118800 | 89417.9787 | 0 | 0 | 0 | 0 | 0 | 0 | 0 | 0 | 0 | 0 | 208217.9787 | 0 | 0 | 0 | 208217.9787
|  |  | Admittance balancing units (three phase) | 678000 | 368631.26 | 0 | 0 | 0 | 0 | 0 | 0 | 0 | 0 | 0 | 0 | 1046631.26 | 0 | 0 | 0 | 1046631.26
|  |  | Re-phasing | 7208 | 67155.4667 | 0 | 0 | 0 | 0 | 0 | 0 | 0 | 0 | 0 | 0 | 74363.4667 | 0 | 0 | 0 | 74363.4667
|  |  | Fusesavers | 466400 | 68834.3533 | 0 | 0 | 0 | 0 | 0 | 0 | 0 | 0 | 0 | 0 | 535234.3533 | 0 | 0 | 0 | 535234.3533
|  |  | HV Regulators upgrade (control box) | 0 | 0 | 0 | 0 | 0 | 0 | 0 | 0 | 0 | 0 | 0 | 0 | 0 | 0 | 0 | 0 | 0
|  |  | HV Regulators upgrade (close delta) | 452400 | 106029.624 | 0 | 0 | 0 | 0 | 0 | 0 | 0 | 0 | 0 | 0 | 558429.624 | 0 | 0 | 0 | 558429.624
|  |  | Distribution switchgear (installed) | 200000 | 0 | 0 | 0 | 0 | 0 | 0 | 0 | 0 | 0 | 0 | 0 | 200000 | 0 | 0 | 0 | 200000
|  |  | ABC replacement | 0 | 0 | 0 | 0 | 0 | 0 | 0 | 0 | 0 | 0 | 0 | 0 | 0 | 0 | 0 | 0 | 0
|  |  | UG cable replacement | 469500 | 0 | 0 | 0 | 0 | 0 | 0 | 0 | 0 | 0 | 0 | 0 | 469500 | 0 | 0 | 0 | 469500
|  |  | Capacitance reducing isolation substation (2 MVA) | 0 | 0 | 0 | 0 | 0 | 0 | 0 | 0 | 0 | 0 | 0 | 0 | 0 | 0 | 0 | 0 | 0
|  |  | HV customers isolation substation (2 MVA) | 3292000 | 0 | 0 | 0 | 0 | 0 | 0 | 0 | 0 | 0 | 0 | 0 | 3292000 | 0 | 0 | 0 | 3292000
|  |  | HV customers isolation substation (5 MVA) | 0 | 0 | 0 | 0 | 0 | 0 | 0 | 0 | 0 | 0 | 0 | 0 | 0 | 0 | 0 | 0 | 0
|  |  | HV customers isolation substation (10 MVA) | 962000 | 0 | 0 | 0 | 0 | 0 | 0 | 0 | 0 | 0 | 0 | 0 | 962000 | 0 | 0 | 0 | 962000
Substation
Primary Plant
|  |  | GFN | 1110010 | 269729.642 | 0 | 0 | 0 | 0 | 0 | 0 | 0 | 0 | 0 | 0 | 1379739.642 | 0 | 0 | 0 | 1379739.642
|  |  | GFN enclosure | 58300 | 0 | 0 | 0 | 0 | 0 | 0 | 0 | 0 | 0 | 0 | 0 | 58300 | 0 | 0 | 0 | 58300
|  |  | Indoor switch room (incl GFN enclosure) | 0 | 0 | 0 | 0 | 0 | 0 | 0 | 0 | 0 | 0 | 0 | 0 | 0 | 0 | 0 | 0 | 0
|  |  | RMU | 69150 | 0 | 0 | 0 | 0 | 0 | 0 | 0 | 0 | 0 | 0 | 0 | 69150 | 0 | 0 | 0 | 69150
|  |  | Station service transformer (500kVA) | 80560 | 0 | 0 | 0 | 0 | 0 | 0 | 0 | 0 | 0 | 0 | 0 | 80560 | 0 | 0 | 0 | 80560
|  |  | Station service transformer (750kVA) | 0 | 0 | 0 | 0 | 0 | 0 | 0 | 0 | 0 | 0 | 0 | 0 | 0 | 0 | 0 | 0 | 0
|  |  | Cap bank | 0 | 0 | 0 | 0 | 0 | 0 | 0 | 0 | 0 | 0 | 0 | 0 | 0 | 0 | 0 | 0 | 0
|  |  | AC board (Including change over) | 41340 | 0 | 0 | 0 | 0 | 0 | 0 | 0 | 0 | 0 | 0 | 0 | 41340 | 0 | 0 | 0 | 41340
|  |  | Indoor switchboard | 0 | 0 | 0 | 0 | 0 | 0 | 0 | 0 | 0 | 0 | 0 | 0 | 0 | 0 | 0 | 0 | 0
|  |  | 22kV circuit breaker (outdoor) | 0 | 0 | 0 | 0 | 0 | 0 | 0 | 0 | 0 | 0 | 0 | 0 | 0 | 0 | 0 | 0 | 0
|  |  | Voltage transformer | 0 | 0 | 0 | 0 | 0 | 0 | 0 | 0 | 0 | 0 | 0 | 0 | 0 | 0 | 0 | 0 | 0
|  |  | Other | 113369 | 0 | 0 | 0 | 0 | 0 | 0 | 0 | 0 | 0 | 0 | 0 | 113369 | 0 | 0 | 0 | 113369
|  |  | SCADA / Protection & Control/ Comms | 157272 | 831458.7453 | 0 | 0 | 0 | 0 | 0 | 0 | 0 | 0 | 0 | 0 | 988730.7453 | 0 | 0 | 0 | 988730.7453
|  |  | Commissioning | 0 | 463701 | 0 | 0 | 0 | 0 | 0 | 0 | 0 | 0 | 0 | 0 | 463701 | 0 | 0 | 0 | 463701
|  |  | Construction delivery & site control | 0 | 856990 | 0 | 0 | 0 | 0 | 0 | 0 | 0 | 0 | 0 | 0 | 856990 | 0 | 0 | 0 | 856990
Contracts
|  |  | Traffic control | 0 | 0 | 332580 | 0 | 0 | 0 | 0 | 0 | 0 | 0 | 0 | 0 | 332580 | 0 | 0 | 0 | 332580
|  |  | Line survey | 0 | 0 | 71454 | 0 | 0 | 0 | 0 | 0 | 0 | 0 | 0 | 0 | 71454 | 0 | 0 | 0 | 71454
|  |  | Civil works | 0 | 0 | 464200 | 0 | 0 | 0 | 0 | 0 | 0 | 0 | 0 | 0 | 464200 | 0 | 0 | 0 | 464200
|  |  | Mob/Demob | 0 | 0 | 50000 | 0 | 0 | 0 | 0 | 0 | 0 | 0 | 0 | 0 | 50000 | 0 | 0 | 0 | 50000
|  | Total construction |  | 8892084 | 4777735.59 | 918234 | 0 | 0 | 0 | 0 | 0 | 0 | 0 | 0 | 0 | 14588053.59 | 0 | 0 | 0 | 14588053.59
|  | % Split by year |  | 60.95% | 32.75% | 6.294% | 0% | 0% | 0% | 0% | 0% | 0% | 0% | 0% | 0%

## MRO_cost
Powercor REFCLs Tranche 1 Contingent Project Application
Costs: |  |  | MRO
(real 2017 dollars)
Design |  |  | 2017
Construction |  |  | 2018
|  |  |  | 100% | 100% | 100% | 102.3% | 102.8% | 102.3% | 104.7% | 105.8% | 104.7% | 107.1% | 109% | 107.1%
|  |  |  | 2017 | 2017 | 2017 | 2018 | 2018 | 2018 | 2019 | 2019 | 2019 | 2020 | 2020 | 2020 | 2017 | 2018 | 2019 | 2020 | Total
|  |  |  | Materials | Labour | Contracts | Materials | Labour | Contracts | Materials | Labour | Contracts | Materials | Labour | Contracts | Total | Total | Total | Total | Total Cost
|  |  |  | CPI | Labour | CPI | CPI | Labour | CPI | CPI | Labour | CPI | CPI | Labour | CPI
Design
|  |  | Design | 0 | 463172.5 | 0 | 0 | 0 | 0 | 0 | 0 | 0 | 0 | 0 | 0 | 463172.5 | 0 | 0 | 0 | 463172.5
Feeder works
|  |  | Surge arrestor sites (single phase) | 0 | 0 | 0 | 212013.4214 | 464015.8742 | 0 | 0 | 0 | 0 | 0 | 0 | 0 | 0 | 676029.2956 | 0 | 0 | 676029.2956
|  |  | Surge arrestor sites (three phase) | 0 | 0 | 0 | 199223.0364 | 354399.0289 | 0 | 0 | 0 | 0 | 0 | 0 | 0 | 0 | 553622.0653 | 0 | 0 | 553622.0653
|  |  | ACRs | 0 | 0 | 0 | 25785.4161 | 26488.0201 | 0 | 0 | 0 | 0 | 0 | 0 | 0 | 0 | 52273.4362 | 0 | 0 | 52273.4362
|  |  | ACR/gas switch control box replacement | 0 | 0 | 0 | 37972.0949 | 42177.0703 | 0 | 0 | 0 | 0 | 0 | 0 | 0 | 0 | 80149.1653 | 0 | 0 | 80149.1653
|  |  | Admittance balancing units (single phase) | 0 | 0 | 0 | 45584.9321 | 34477.7018 | 0 | 0 | 0 | 0 | 0 | 0 | 0 | 0 | 80062.6339 | 0 | 0 | 80062.6339
|  |  | Admittance balancing units (three phase) | 0 | 0 | 0 | 763125.5293 | 416933.7382 | 0 | 0 | 0 | 0 | 0 | 0 | 0 | 0 | 1180059.2676 | 0 | 0 | 1180059.2676
|  |  | Re-phasing | 0 | 0 | 0 | 8460.0722 | 79062.2286 | 0 | 0 | 0 | 0 | 0 | 0 | 0 | 0 | 87522.3008 | 0 | 0 | 87522.3008
|  |  | Fusesavers | 0 | 0 | 0 | 501096.5865 | 74401.3548 | 0 | 0 | 0 | 0 | 0 | 0 | 0 | 0 | 575497.9413 | 0 | 0 | 575497.9413
|  |  | HV Regulators upgrade (control box) | 0 | 0 | 0 | 13404.3235 | 9237.7207 | 0 | 0 | 0 | 0 | 0 | 0 | 0 | 0 | 22642.0442 | 0 | 0 | 22642.0442
|  |  | HV Regulators upgrade (close delta) | 0 | 0 | 0 | 308606.4087 | 72680.5418 | 0 | 0 | 0 | 0 | 0 | 0 | 0 | 0 | 381286.9505 | 0 | 0 | 381286.9505
|  |  | Distribution switchgear (installed) | 0 | 0 | 0 | 0 | 0 | 0 | 0 | 0 | 0 | 0 | 0 | 0 | 0 | 0 | 0 | 0 | 0
|  |  | ABC replacement | 0 | 0 | 0 | 0 | 0 | 0 | 0 | 0 | 0 | 0 | 0 | 0 | 0 | 0 | 0 | 0 | 0
|  |  | UG cable replacement | 0 | 0 | 0 | 125089.9651 | 0 | 0 | 0 | 0 | 0 | 0 | 0 | 0 | 0 | 125089.9651 | 0 | 0 | 125089.9651
|  |  | Capacitance reducing isolation substation (2 MVA) | 0 | 0 | 0 | 0 | 0 | 0 | 0 | 0 | 0 | 0 | 0 | 0 | 0 | 0 | 0 | 0 | 0
|  |  | HV customers isolation substation (2 MVA) | 0 | 0 | 0 | 0 | 0 | 0 | 0 | 0 | 0 | 0 | 0 | 0 | 0 | 0 | 0 | 0 | 0
|  |  | HV customers isolation substation (5 MVA) | 0 | 0 | 0 | 0 | 0 | 0 | 0 | 0 | 0 | 0 | 0 | 0 | 0 | 0 | 0 | 0 | 0
|  |  | HV customers isolation substation (10 MVA) | 0 | 0 | 0 | 0 | 0 | 0 | 0 | 0 | 0 | 0 | 0 | 0 | 0 | 0 | 0 | 0 | 0
Substation
Primary Plant
|  |  | GFN | 0 | 0 | 0 | 1135796.4183 | 220956.8572 | 0 | 0 | 0 | 0 | 0 | 0 | 0 | 0 | 1356753.2755 | 0 | 0 | 1356753.2755
|  |  | GFN enclosure | 0 | 0 | 0 | 59654.3555 | 0 | 0 | 0 | 0 | 0 | 0 | 0 | 0 | 0 | 59654.3555 | 0 | 0 | 59654.3555
|  |  | Indoor switch room (incl GFN enclosure) | 0 | 0 | 0 | 0 | 0 | 0 | 0 | 0 | 0 | 0 | 0 | 0 | 0 | 0 | 0 | 0 | 0
|  |  | RMU | 0 | 0 | 0 | 70756.4097 | 0 | 0 | 0 | 0 | 0 | 0 | 0 | 0 | 0 | 70756.4097 | 0 | 0 | 70756.4097
|  |  | Station service transformer (500kVA) | 0 | 0 | 0 | 41215.7366 | 0 | 0 | 0 | 0 | 0 | 0 | 0 | 0 | 0 | 41215.7366 | 0 | 0 | 41215.7366
|  |  | Station service transformer (750kVA) | 0 | 0 | 0 | 0 | 0 | 0 | 0 | 0 | 0 | 0 | 0 | 0 | 0 | 0 | 0 | 0 | 0
|  |  | Cap bank | 0 | 0 | 0 | 0 | 0 | 0 | 0 | 0 | 0 | 0 | 0 | 0 | 0 | 0 | 0 | 0 | 0
|  |  | AC board (Including change over) | 0 | 0 | 0 | 42300.3612 | 0 | 0 | 0 | 0 | 0 | 0 | 0 | 0 | 0 | 42300.3612 | 0 | 0 | 42300.3612
|  |  | Indoor switchboard | 0 | 0 | 0 | 0 | 0 | 0 | 0 | 0 | 0 | 0 | 0 | 0 | 0 | 0 | 0 | 0 | 0
|  |  | 22kV circuit breaker (outdoor) | 0 | 0 | 0 | 0 | 0 | 0 | 0 | 0 | 0 | 0 | 0 | 0 | 0 | 0 | 0 | 0 | 0
|  |  | Voltage transformer | 0 | 0 | 0 | 17497.2466 | 0 | 0 | 0 | 0 | 0 | 0 | 0 | 0 | 0 | 17497.2466 | 0 | 0 | 17497.2466
|  |  | Other | 0 | 0 | 0 | 95222.8813 | 0 | 0 | 0 | 0 | 0 | 0 | 0 | 0 | 0 | 95222.8813 | 0 | 0 | 95222.8813
|  |  | SCADA / Protection & Control/ Comms | 0 | 0 | 0 | 160925.5541 | 747168.6947 | 0 | 0 | 0 | 0 | 0 | 0 | 0 | 0 | 908094.2488 | 0 | 0 | 908094.2488
|  |  | Commissioning | 0 | 0 | 0 | 0 | 572138.6886 | 0 | 0 | 0 | 0 | 0 | 0 | 0 | 0 | 572138.6886 | 0 | 0 | 572138.6886
|  |  | Construction delivery & site control | 0 | 0 | 0 | 0 | 703431.9637 | 0 | 0 | 0 | 0 | 0 | 0 | 0 | 0 | 703431.9637 | 0 | 0 | 703431.9637
Contracts
|  |  | Traffic control | 0 | 0 | 0 | 0 | 0 | 244286.1208 | 0 | 0 | 0 | 0 | 0 | 0 | 0 | 244286.1208 | 0 | 0 | 244286.1208
|  |  | Line survey | 0 | 0 | 0 | 0 | 0 | 74502.4576 | 0 | 0 | 0 | 0 | 0 | 0 | 0 | 74502.4576 | 0 | 0 | 74502.4576
|  |  | Civil works | 0 | 0 | 0 | 0 | 0 | 323801.3861 | 0 | 0 | 0 | 0 | 0 | 0 | 0 | 323801.3861 | 0 | 0 | 323801.3861
|  |  | Mob/Demob | 0 | 0 | 0 | 0 | 0 | 51161.5399 | 0 | 0 | 0 | 0 | 0 | 0 | 0 | 51161.5399 | 0 | 0 | 51161.5399
|  | Total construction |  | 0 | 463172.5 | 0 | 3863730.7496 | 3817569.4836 | 693751.5044 | 0 | 0 | 0 | 0 | 0 | 0 | 463172.5 | 8375051.7376 | 0 | 0 | 8838224.2376
|  | % Split by year |  | 0% | 100% | 0% | 46.13% | 45.58% | 8.284% | 0% | 0% | 0% | 0% | 0% | 0%

## WIN_cost
Powercor REFCLs Tranche 1 Contingent Project Application
Costs: |  |  | WIN
(real 2017 dollars)
Design |  |  | 2017
Construction |  |  | 2018
|  |  |  | 100% | 100% | 100% | 102.3% | 102.8% | 102.3% | 104.7% | 105.8% | 104.7% | 107.1% | 109% | 107.1%
|  |  |  | 2017 | 2017 | 2017 | 2018 | 2018 | 2018 | 2019 | 2019 | 2019 | 2020 | 2020 | 2020 | 2017 | 2018 | 2019 | 2020 | Total
|  |  |  | Materials | Labour | Contracts | Materials | Labour | Contracts | Materials | Labour | Contracts | Materials | Labour | Contracts | Total | Total | Total | Total | Total Cost
|  |  |  | CPI | Labour | CPI | CPI | Labour | CPI | CPI | Labour | CPI | CPI | Labour | CPI
Design
|  |  | Design | 0 | 475361.25 | 0 | 0 | 0 | 0 | 0 | 0 | 0 | 0 | 0 | 0 | 475361.25 | 0 | 0 | 0 | 475361.25
Feeder works
|  |  | Surge arrestor sites (single phase) | 0 | 0 | 0 | 96920.4212 | 231983.2085 | 0 | 0 | 0 | 0 | 0 | 0 | 0 | 0 | 328903.6297 | 0 | 0 | 328903.6297
|  |  | Surge arrestor sites (three phase) | 0 | 0 | 0 | 59091.5786 | 114953.4369 | 0 | 0 | 0 | 0 | 0 | 0 | 0 | 0 | 174045.0155 | 0 | 0 | 174045.0155
|  |  | ACRs | 0 | 0 | 0 | 0 | 0 | 0 | 0 | 0 | 0 | 0 | 0 | 0 | 0 | 0 | 0 | 0 | 0
|  |  | ACR/gas switch control box replacement | 0 | 0 | 0 | 0 | 0 | 0 | 0 | 0 | 0 | 0 | 0 | 0 | 0 | 0 | 0 | 0 | 0
|  |  | Admittance balancing units (single phase) | 0 | 0 | 0 | 182339.7282 | 146668.1206 | 0 | 0 | 0 | 0 | 0 | 0 | 0 | 0 | 329007.8488 | 0 | 0 | 329007.8488
|  |  | Admittance balancing units (three phase) | 0 | 0 | 0 | 300625.2085 | 175082.9939 | 0 | 0 | 0 | 0 | 0 | 0 | 0 | 0 | 475708.2024 | 0 | 0 | 475708.2024
|  |  | Re-phasing | 0 | 0 | 0 | 3036.949 | 31145.0199 | 0 | 0 | 0 | 0 | 0 | 0 | 0 | 0 | 34181.9689 | 0 | 0 | 34181.9689
|  |  | Fusesavers | 0 | 0 | 0 | 381787.8754 | 61912.5243 | 0 | 0 | 0 | 0 | 0 | 0 | 0 | 0 | 443700.3997 | 0 | 0 | 443700.3997
|  |  | HV Regulators upgrade (control box) | 0 | 0 | 0 | 0 | 0 | 0 | 0 | 0 | 0 | 0 | 0 | 0 | 0 | 0 | 0 | 0 | 0
|  |  | HV Regulators upgrade (close delta) | 0 | 0 | 0 | 0 | 0 | 0 | 0 | 0 | 0 | 0 | 0 | 0 | 0 | 0 | 0 | 0 | 0
|  |  | Distribution switchgear (installed) | 0 | 0 | 0 | 0 | 0 | 0 | 0 | 0 | 0 | 0 | 0 | 0 | 0 | 0 | 0 | 0 | 0
|  |  | ABC replacement | 0 | 0 | 0 | 0 | 0 | 0 | 0 | 0 | 0 | 0 | 0 | 0 | 0 | 0 | 0 | 0 | 0
|  |  | UG cable replacement | 0 | 0 | 0 | 270132.9307 | 0 | 0 | 0 | 0 | 0 | 0 | 0 | 0 | 0 | 270132.9307 | 0 | 0 | 270132.9307
|  |  | Capacitance reducing isolation substation (2 MVA) | 0 | 0 | 0 | 1684237.8939 | 0 | 0 | 0 | 0 | 0 | 0 | 0 | 0 | 0 | 1684237.8939 | 0 | 0 | 1684237.8939
|  |  | HV customers isolation substation (2 MVA) | 0 | 0 | 0 | 0 | 0 | 0 | 0 | 0 | 0 | 0 | 0 | 0 | 0 | 0 | 0 | 0 | 0
|  |  | HV customers isolation substation (5 MVA) | 0 | 0 | 0 | 0 | 0 | 0 | 0 | 0 | 0 | 0 | 0 | 0 | 0 | 0 | 0 | 0 | 0
|  |  | HV customers isolation substation (10 MVA) | 0 | 0 | 0 | 0 | 0 | 0 | 0 | 0 | 0 | 0 | 0 | 0 | 0 | 0 | 0 | 0 | 0
Substation
Primary Plant
|  |  | GFN | 0 | 0 | 0 | 2271592.8366 | 403599.345 | 0 | 0 | 0 | 0 | 0 | 0 | 0 | 0 | 2675192.1817 | 0 | 0 | 2675192.1817
|  |  | GFN enclosure | 0 | 0 | 0 | 0 | 0 | 0 | 0 | 0 | 0 | 0 | 0 | 0 | 0 | 0 | 0 | 0 | 0
|  |  | Indoor switch room (incl GFN enclosure) | 0 | 0 | 0 | 496266.9371 | 0 | 0 | 0 | 0 | 0 | 0 | 0 | 0 | 0 | 496266.9371 | 0 | 0 | 496266.9371
|  |  | RMU | 0 | 0 | 0 | 141512.8194 | 0 | 0 | 0 | 0 | 0 | 0 | 0 | 0 | 0 | 141512.8194 | 0 | 0 | 141512.8194
|  |  | Station service transformer (500kVA) | 0 | 0 | 0 | 0 | 0 | 0 | 0 | 0 | 0 | 0 | 0 | 0 | 0 | 0 | 0 | 0 | 0
|  |  | Station service transformer (750kVA) | 0 | 0 | 0 | 103039.3414 | 0 | 0 | 0 | 0 | 0 | 0 | 0 | 0 | 0 | 103039.3414 | 0 | 0 | 103039.3414
|  |  | Cap bank | 0 | 0 | 0 | 0 | 0 | 0 | 0 | 0 | 0 | 0 | 0 | 0 | 0 | 0 | 0 | 0 | 0
|  |  | AC board (Including change over) | 0 | 0 | 0 | 42300.3612 | 0 | 0 | 0 | 0 | 0 | 0 | 0 | 0 | 0 | 42300.3612 | 0 | 0 | 42300.3612
|  |  | Indoor switchboard | 0 | 0 | 0 | 379618.6261 | 0 | 0 | 0 | 0 | 0 | 0 | 0 | 0 | 0 | 379618.6261 | 0 | 0 | 379618.6261
|  |  | 22kV circuit breaker (outdoor) | 0 | 0 | 0 | 0 | 0 | 0 | 0 | 0 | 0 | 0 | 0 | 0 | 0 | 0 | 0 | 0 | 0
|  |  | Voltage transformer | 0 | 0 | 0 | 0 | 0 | 0 | 0 | 0 | 0 | 0 | 0 | 0 | 0 | 0 | 0 | 0 | 0
|  |  | Other | 0 | 0 | 0 | 73926.3787 | 0 | 0 | 0 | 0 | 0 | 0 | 0 | 0 | 0 | 73926.3787 | 0 | 0 | 73926.3787
|  |  | SCADA / Protection & Control/ Comms | 0 | 0 | 0 | 266123.9125 | 1011849.7538 | 0 | 0 | 0 | 0 | 0 | 0 | 0 | 0 | 1277973.6663 | 0 | 0 | 1277973.6663
|  |  | Commissioning | 0 | 0 | 0 | 0 | 286069.8584 | 0 | 0 | 0 | 0 | 0 | 0 | 0 | 0 | 286069.8584 | 0 | 0 | 286069.8584
|  |  | Construction delivery & site control | 0 | 0 | 0 | 0 | 602822.5576 | 0 | 0 | 0 | 0 | 0 | 0 | 0 | 0 | 602822.5576 | 0 | 0 | 602822.5576
Contracts
|  |  | Traffic control | 0 | 0 | 0 | 0 | 0 | 102844.9275 | 0 | 0 | 0 | 0 | 0 | 0 | 0 | 102844.9275 | 0 | 0 | 102844.9275
|  |  | Line survey | 0 | 0 | 0 | 0 | 0 | 46045.3859 | 0 | 0 | 0 | 0 | 0 | 0 | 0 | 46045.3859 | 0 | 0 | 46045.3859
|  |  | Civil works | 0 | 0 | 0 | 0 | 0 | 535763.6459 | 0 | 0 | 0 | 0 | 0 | 0 | 0 | 535763.6459 | 0 | 0 | 535763.6459
|  |  | Mob/Demob | 0 | 0 | 0 | 0 | 0 | 51161.5399 | 0 | 0 | 0 | 0 | 0 | 0 | 0 | 51161.5399 | 0 | 0 | 51161.5399
|  | Total construction |  | 0 | 475361.25 | 0 | 6752553.7986 | 3066086.819 | 735815.4993 | 0 | 0 | 0 | 0 | 0 | 0 | 475361.25 | 10554456.1169 | 0 | 0 | 11029817.3669
|  | % Split by year |  | 0% | 100% | 0% | 63.98% | 29.05% | 6.972% | 0% | 0% | 0% | 0% | 0% | 0%

## EHK_cost
Powercor REFCLs Tranche 1 Contingent Project Application
Costs: |  |  | EHK
(real 2017 dollars)
Design |  |  | 2017
Construction |  |  | 2018
|  |  |  | 100% | 100% | 100% | 102.3% | 102.8% | 102.3% | 104.7% | 105.8% | 104.7% | 107.1% | 109% | 107.1%
|  |  |  | 2017 | 2017 | 2017 | 2018 | 2018 | 2018 | 2019 | 2019 | 2019 | 2020 | 2020 | 2020 | 2017 | 2018 | 2019 | 2020 | Total
|  |  |  | Materials | Labour | Contracts | Materials | Labour | Contracts | Materials | Labour | Contracts | Materials | Labour | Contracts | Total | Total | Total | Total | Total Cost
|  |  |  | CPI | Labour | CPI | CPI | Labour | CPI | CPI | Labour | CPI | CPI | Labour | CPI
Design
|  |  | Design | 0 | 769284.25 | 0 | 0 | 0 | 0 | 0 | 0 | 0 | 0 | 0 | 0 | 769284.25 | 0 | 0 | 0 | 769284.25
Feeder works
|  |  | Surge arrestor sites (single phase) | 0 | 0 | 0 | 320291.7045 | 701029.9349 | 0 | 0 | 0 | 0 | 0 | 0 | 0 | 0 | 1021321.6394 | 0 | 0 | 1021321.6394
|  |  | Surge arrestor sites (three phase) | 0 | 0 | 0 | 374809.4414 | 666850.1942 | 0 | 0 | 0 | 0 | 0 | 0 | 0 | 0 | 1041659.6356 | 0 | 0 | 1041659.6356
|  |  | ACRs | 0 | 0 | 0 | 77356.2483 | 79464.0602 | 0 | 0 | 0 | 0 | 0 | 0 | 0 | 0 | 156820.3086 | 0 | 0 | 156820.3086
|  |  | ACR/gas switch control box replacement | 0 | 0 | 0 | 18986.0475 | 21088.5352 | 0 | 0 | 0 | 0 | 0 | 0 | 0 | 0 | 40074.5826 | 0 | 0 | 40074.5826
|  |  | Admittance balancing units (single phase) | 0 | 0 | 0 | 121559.8188 | 91940.5383 | 0 | 0 | 0 | 0 | 0 | 0 | 0 | 0 | 213500.3571 | 0 | 0 | 213500.3571
|  |  | Admittance balancing units (three phase) | 0 | 0 | 0 | 716875.4972 | 391665.0268 | 0 | 0 | 0 | 0 | 0 | 0 | 0 | 0 | 1108540.5241 | 0 | 0 | 1108540.5241
|  |  | Re-phasing | 0 | 0 | 0 | 7809.2975 | 73020.3552 | 0 | 0 | 0 | 0 | 0 | 0 | 0 | 0 | 80829.6527 | 0 | 0 | 80829.6527
|  |  | Fusesavers | 0 | 0 | 0 | 310202.6488 | 46090.8625 | 0 | 0 | 0 | 0 | 0 | 0 | 0 | 0 | 356293.5113 | 0 | 0 | 356293.5113
|  |  | HV Regulators upgrade (control box) | 0 | 0 | 0 | 13404.3235 | 9237.7207 | 0 | 0 | 0 | 0 | 0 | 0 | 0 | 0 | 22642.0442 | 0 | 0 | 22642.0442
|  |  | HV Regulators upgrade (close delta) | 0 | 0 | 0 | 154303.2044 | 36340.2709 | 0 | 0 | 0 | 0 | 0 | 0 | 0 | 0 | 190643.4753 | 0 | 0 | 190643.4753
|  |  | Distribution switchgear (installed) | 0 | 0 | 0 | 306969.2395 | 0 | 0 | 0 | 0 | 0 | 0 | 0 | 0 | 0 | 306969.2395 | 0 | 0 | 306969.2395
|  |  | ABC replacement | 0 | 0 | 0 | 0 | 0 | 0 | 0 | 0 | 0 | 0 | 0 | 0 | 0 | 0 | 0 | 0 | 0
|  |  | UG cable replacement | 0 | 0 | 0 | 971557.6429 | 0 | 0 | 0 | 0 | 0 | 0 | 0 | 0 | 0 | 971557.6429 | 0 | 0 | 971557.6429
|  |  | Capacitance reducing isolation substation (2 MVA) | 0 | 0 | 0 | 0 | 0 | 0 | 0 | 0 | 0 | 0 | 0 | 0 | 0 | 0 | 0 | 0 | 0
|  |  | HV customers isolation substation (2 MVA) | 0 | 0 | 0 | 5052713.6816 | 0 | 0 | 0 | 0 | 0 | 0 | 0 | 0 | 0 | 5052713.6816 | 0 | 0 | 5052713.6816
|  |  | HV customers isolation substation (5 MVA) | 0 | 0 | 0 | 2784211.0019 | 0 | 0 | 0 | 0 | 0 | 0 | 0 | 0 | 0 | 2784211.0019 | 0 | 0 | 2784211.0019
|  |  | HV customers isolation substation (10 MVA) | 0 | 0 | 0 | 0 | 0 | 0 | 0 | 0 | 0 | 0 | 0 | 0 | 0 | 0 | 0 | 0 | 0
Substation
Primary Plant
|  |  | GFN | 0 | 0 | 0 | 2271592.8366 | 364875.1166 | 0 | 0 | 0 | 0 | 0 | 0 | 0 | 0 | 2636467.9533 | 0 | 0 | 2636467.9533
|  |  | GFN enclosure | 0 | 0 | 0 | 59654.3555 | 0 | 0 | 0 | 0 | 0 | 0 | 0 | 0 | 0 | 59654.3555 | 0 | 0 | 59654.3555
|  |  | Indoor switch room (incl GFN enclosure) | 0 | 0 | 0 | 0 | 0 | 0 | 0 | 0 | 0 | 0 | 0 | 0 | 0 | 0 | 0 | 0 | 0
|  |  | RMU | 0 | 0 | 0 | 141512.8194 | 0 | 0 | 0 | 0 | 0 | 0 | 0 | 0 | 0 | 141512.8194 | 0 | 0 | 141512.8194
|  |  | Station service transformer (500kVA) | 0 | 0 | 0 | 0 | 0 | 0 | 0 | 0 | 0 | 0 | 0 | 0 | 0 | 0 | 0 | 0 | 0
|  |  | Station service transformer (750kVA) | 0 | 0 | 0 | 103039.3414 | 0 | 0 | 0 | 0 | 0 | 0 | 0 | 0 | 0 | 103039.3414 | 0 | 0 | 103039.3414
|  |  | Cap bank | 0 | 0 | 0 | 327447.1574 | 0 | 0 | 0 | 0 | 0 | 0 | 0 | 0 | 0 | 327447.1574 | 0 | 0 | 327447.1574
|  |  | AC board (Including change over) | 0 | 0 | 0 | 42300.3612 | 0 | 0 | 0 | 0 | 0 | 0 | 0 | 0 | 0 | 42300.3612 | 0 | 0 | 42300.3612
|  |  | Indoor switchboard | 0 | 0 | 0 | 0 | 0 | 0 | 0 | 0 | 0 | 0 | 0 | 0 | 0 | 0 | 0 | 0 | 0
|  |  | 22kV circuit breaker (outdoor) | 0 | 0 | 0 | 145339.7026 | 0 | 0 | 0 | 0 | 0 | 0 | 0 | 0 | 0 | 145339.7026 | 0 | 0 | 145339.7026
|  |  | Voltage transformer | 0 | 0 | 0 | 34994.4933 | 0 | 0 | 0 | 0 | 0 | 0 | 0 | 0 | 0 | 34994.4933 | 0 | 0 | 34994.4933
|  |  | Other | 0 | 0 | 0 | 231665.5921 | 0 | 0 | 0 | 0 | 0 | 0 | 0 | 0 | 0 | 231665.5921 | 0 | 0 | 231665.5921
|  |  | SCADA / Protection & Control/ Comms | 0 | 0 | 0 | 199603.6783 | 901829.6595 | 0 | 0 | 0 | 0 | 0 | 0 | 0 | 0 | 1101433.3377 | 0 | 0 | 1101433.3377
|  |  | Commissioning | 0 | 0 | 0 | 0 | 762852.2703 | 0 | 0 | 0 | 0 | 0 | 0 | 0 | 0 | 762852.2703 | 0 | 0 | 762852.2703
|  |  | Construction delivery & site control | 0 | 0 | 0 | 0 | 1013066.359 | 0 | 0 | 0 | 0 | 0 | 0 | 0 | 0 | 1013066.359 | 0 | 0 | 1013066.359
Contracts
|  |  | Traffic control | 0 | 0 | 0 | 0 | 0 | 381020.4523 | 0 | 0 | 0 | 0 | 0 | 0 | 0 | 381020.4523 | 0 | 0 | 381020.4523
|  |  | Line survey | 0 | 0 | 0 | 0 | 0 | 153484.6197 | 0 | 0 | 0 | 0 | 0 | 0 | 0 | 153484.6197 | 0 | 0 | 153484.6197
|  |  | Civil works | 0 | 0 | 0 | 0 | 0 | 604985.2094 | 0 | 0 | 0 | 0 | 0 | 0 | 0 | 604985.2094 | 0 | 0 | 604985.2094
|  |  | Mob/Demob | 0 | 0 | 0 | 0 | 0 | 51161.5399 | 0 | 0 | 0 | 0 | 0 | 0 | 0 | 51161.5399 | 0 | 0 | 51161.5399
|  | Total construction |  | 0 | 769284.25 | 0 | 14788200.1354 | 5159350.9043 | 1190651.8214 | 0 | 0 | 0 | 0 | 0 | 0 | 769284.25 | 21138202.8611 | 0 | 0 | 21907487.1111
|  | % Split by year |  | 0% | 100% | 0% | 69.96% | 24.41% | 5.633% | 0% | 0% | 0% | 0% | 0% | 0%

## Tot_cost
Powercor REFCLs Tranche 1 Contingent Project Application
Costs: |  |  | TOTAL
(real 2017 dollars)
CPI escalation from 2017
[17 empty] | 100% | 102.3% | 104.7% | 107.1% |  | 100% | 102.3% | 104.7% | 107.1%
|  |  |  | Capex Flag | 2017 | 2017 | 2017 | 2018 | 2018 | 2018 | 2019 | 2019 | 2019 | 2020 | 2020 | 2020 | 2017 | 2018 | 2019 | 2020 | Total | 2017 | 2018 | 2019 | 2020 | Total
[5 empty] | Materials | Labour | Contracts | Materials | Labour | Contracts | Materials | Labour | Contracts | Materials | Labour | Contracts | Total Cost | Total Cost | Total Cost | Total Cost | Total Cost | Capex | Capex | Capex | Capex | Capex
Design
| Design |  | Design | TRUE | 0 | 3294096.75 | 0 | 0 | 0 | 0 | 0 | 0 | 0 | 0 | 0 | 0 | 3294096.75 | 0 | 0 | 0 | 3294096.75 | 3294096.75 | 0 | 0 | 0 | 3294096.75
Feeder works
| Feeder works |  | Surge arrestor sites (single phase) | TRUE | 756280 | 1734361.3462 | 0 | 629225.5471 | 1397029.0176 | 0 | 0 | 0 | 0 | 0 | 0 | 0 | 2490641.3462 | 2026254.5647 | 0 | 0 | 4516895.9109 | 2490641.3462 | 2026254.5647 | 0 | 0 | 4516895.9109
| Feeder works |  | Surge arrestor sites (three phase) | TRUE | 796400 | 1501292.5397 | 0 | 633124.0564 | 1136202.66 | 0 | 0 | 0 | 0 | 0 | 0 | 0 | 2297692.5397 | 1769326.7164 | 0 | 0 | 4067019.2561 | 2297692.5397 | 1769326.7164 | 0 | 0 | 4067019.2561
| Feeder works |  | ACRs | TRUE | 226800 | 246484.3867 | 0 | 103141.6645 | 105952.0803 | 0 | 0 | 0 | 0 | 0 | 0 | 0 | 473284.3867 | 209093.7448 | 0 | 0 | 682378.1314 | 473284.3867 | 209093.7448 | 0 | 0 | 682378.1314
| Feeder works |  | ACR/gas switch control box replacement | TRUE | 136070 | 157050.7467 | 0 | 56958.1424 | 63265.6055 | 0 | 0 | 0 | 0 | 0 | 0 | 0 | 293120.7467 | 120223.7479 | 0 | 0 | 413344.4946 | 293120.7467 | 120223.7479 | 0 | 0 | 413344.4946
| Feeder works |  | Admittance balancing units (single phase) | TRUE | 282150 | 220174.986 | 0 | 349484.4791 | 273086.3607 | 0 | 0 | 0 | 0 | 0 | 0 | 0 | 502324.986 | 622570.8398 | 0 | 0 | 1124895.8258 | 502324.986 | 622570.8398 | 0 | 0 | 1124895.8258
| Feeder works |  | Admittance balancing units (three phase) | TRUE | 2553800 | 1455798.8842 | 0 | 1780626.235 | 983681.759 | 0 | 0 | 0 | 0 | 0 | 0 | 0 | 4009598.8842 | 2764307.994 | 0 | 0 | 6773906.8782 | 4009598.8842 | 2764307.994 | 0 | 0 | 6773906.8782
| Feeder works |  | Re-phasing | TRUE | 25864 | 257159.5017 | 0 | 19306.3187 | 183227.6036 | 0 | 0 | 0 | 0 | 0 | 0 | 0 | 283023.5017 | 202533.9223 | 0 | 0 | 485557.424 | 283023.5017 | 202533.9223 | 0 | 0 | 485557.424
| Feeder works |  | Fusesavers | TRUE | 1679040 | 264529.3304 | 0 | 1193087.1107 | 182404.7416 | 0 | 0 | 0 | 0 | 0 | 0 | 0 | 1943569.3304 | 1375491.8524 | 0 | 0 | 3319061.1828 | 1943569.3304 | 1375491.8524 | 0 | 0 | 3319061.1828
| Feeder works |  | HV Regulators upgrade (control box) | TRUE | 52400 | 37431.6942 | 0 | 26808.6469 | 18475.4414 | 0 | 0 | 0 | 0 | 0 | 0 | 0 | 89831.6942 | 45284.0883 | 0 | 0 | 135115.7826 | 89831.6942 | 45284.0883 | 0 | 0 | 135115.7826
| Feeder works |  | HV Regulators upgrade (close delta) | TRUE | 754000 | 182033.9973 | 0 | 462909.6131 | 109020.8127 | 0 | 0 | 0 | 0 | 0 | 0 | 0 | 936033.9973 | 571930.4258 | 0 | 0 | 1507964.4231 | 936033.9973 | 571930.4258 | 0 | 0 | 1507964.4231
| Feeder works |  | Distribution switchgear (installed) | TRUE | 600000 | 0 | 0 | 306969.2395 | 0 | 0 | 0 | 0 | 0 | 0 | 0 | 0 | 600000 | 306969.2395 | 0 | 0 | 906969.2395 | 600000 | 306969.2395 | 0 | 0 | 906969.2395
| Feeder works |  | ABC replacement | TRUE | 340500 | 0 | 0 | 0 | 0 | 0 | 0 | 0 | 0 | 0 | 0 | 0 | 340500 | 0 | 0 | 0 | 340500 | 340500 | 0 | 0 | 0 | 340500
| Feeder works |  | UG cable replacement | TRUE | 1700250 | 0 | 0 | 1366780.5387 | 0 | 0 | 0 | 0 | 0 | 0 | 0 | 0 | 1700250 | 1366780.5387 | 0 | 0 | 3067030.5387 | 1700250 | 1366780.5387 | 0 | 0 | 3067030.5387
| Feeder works |  | Capacitance reducing isolation substation (2 MVA) | TRUE | 0 | 0 | 0 | 1684237.8939 | 0 | 0 | 0 | 0 | 0 | 0 | 0 | 0 | 0 | 1684237.8939 | 0 | 0 | 1684237.8939 | 0 | 1684237.8939 | 0 | 0 | 1684237.8939
| Feeder works |  | HV customers isolation substation (2 MVA) | TRUE | 8230000 | 0 | 0 | 5052713.6816 | 0 | 0 | 0 | 0 | 0 | 0 | 0 | 0 | 8230000 | 5052713.6816 | 0 | 0 | 13282713.6816 | 8230000 | 5052713.6816 | 0 | 0 | 13282713.6816
| Feeder works |  | HV customers isolation substation (5 MVA) | TRUE | 3628000 | 0 | 0 | 2784211.0019 | 0 | 0 | 0 | 0 | 0 | 0 | 0 | 0 | 3628000 | 2784211.0019 | 0 | 0 | 6412211.0019 | 3628000 | 2784211.0019 | 0 | 0 | 6412211.0019
| Feeder works |  | HV customers isolation substation (10 MVA) | TRUE | 1924000 | 0 | 0 | 0 | 0 | 0 | 0 | 0 | 0 | 0 | 0 | 0 | 1924000 | 0 | 0 | 0 | 1924000 | 1924000 | 0 | 0 | 0 | 1924000
Substation
| Substation | Primary Plant
| Substation |  | GFN | TRUE | 4440040 | 923232.1327 | 0 | 5678982.0916 | 989431.3188 | 0 | 0 | 0 | 0 | 0 | 0 | 0 | 5363272.1327 | 6668413.4104 | 0 | 0 | 12031685.5431 | 5363272.1327 | 6668413.4104 | 0 | 0 | 12031685.5431
| Substation |  | GFN enclosure | TRUE | 116600 | 0 | 0 | 119308.7111 | 0 | 0 | 0 | 0 | 0 | 0 | 0 | 0 | 116600 | 119308.7111 | 0 | 0 | 235908.7111 | 116600 | 119308.7111 | 0 | 0 | 235908.7111
| Substation |  | Indoor switch room (incl GFN enclosure) | TRUE | 485000 | 0 | 0 | 496266.9371 | 0 | 0 | 0 | 0 | 0 | 0 | 0 | 0 | 485000 | 496266.9371 | 0 | 0 | 981266.9371 | 485000 | 496266.9371 | 0 | 0 | 981266.9371
| Substation |  | RMU | TRUE | 276600 | 0 | 0 | 353782.0485 | 0 | 0 | 0 | 0 | 0 | 0 | 0 | 0 | 276600 | 353782.0485 | 0 | 0 | 630382.0485 | 276600 | 353782.0485 | 0 | 0 | 630382.0485
| Substation |  | Station service transformer (500kVA) | TRUE | 120840 | 0 | 0 | 41215.7366 | 0 | 0 | 0 | 0 | 0 | 0 | 0 | 0 | 120840 | 41215.7366 | 0 | 0 | 162055.7366 | 120840 | 41215.7366 | 0 | 0 | 162055.7366
| Substation |  | Station service transformer (750kVA) | TRUE | 100700 | 0 | 0 | 206078.6828 | 0 | 0 | 0 | 0 | 0 | 0 | 0 | 0 | 100700 | 206078.6828 | 0 | 0 | 306778.6828 | 100700 | 206078.6828 | 0 | 0 | 306778.6828
| Substation |  | Cap bank | TRUE | 640026 | 0 | 0 | 327447.1574 | 0 | 0 | 0 | 0 | 0 | 0 | 0 | 0 | 640026 | 327447.1574 | 0 | 0 | 967473.1574 | 640026 | 327447.1574 | 0 | 0 | 967473.1574
| Substation |  | AC board (Including change over) | TRUE | 124020 | 0 | 0 | 126901.0836 | 0 | 0 | 0 | 0 | 0 | 0 | 0 | 0 | 124020 | 126901.0836 | 0 | 0 | 250921.0836 | 124020 | 126901.0836 | 0 | 0 | 250921.0836
| Substation |  | Indoor switchboard | TRUE | 371000 | 0 | 0 | 379618.6261 | 0 | 0 | 0 | 0 | 0 | 0 | 0 | 0 | 371000 | 379618.6261 | 0 | 0 | 750618.6261 | 371000 | 379618.6261 | 0 | 0 | 750618.6261
| Substation |  | 22kV circuit breaker (outdoor) | TRUE | 142040 | 0 | 0 | 145339.7026 | 0 | 0 | 0 | 0 | 0 | 0 | 0 | 0 | 142040 | 145339.7026 | 0 | 0 | 287379.7026 | 142040 | 145339.7026 | 0 | 0 | 287379.7026
| Substation |  | Voltage transformer | TRUE | 51300 | 0 | 0 | 52491.7399 | 0 | 0 | 0 | 0 | 0 | 0 | 0 | 0 | 51300 | 52491.7399 | 0 | 0 | 103791.7399 | 51300 | 52491.7399 | 0 | 0 | 103791.7399
| Substation |  | Other | TRUE | 321250 | 0 | 0 | 400814.8521 | 0 | 0 | 0 | 0 | 0 | 0 | 0 | 0 | 321250 | 400814.8521 | 0 | 0 | 722064.8521 | 321250 | 400814.8521 | 0 | 0 | 722064.8521
Substation
| Substation |  | SCADA / Protection & Control/ Comms | TRUE | 583830 | 2299614.4987 | 0 | 626653.1448 | 2660848.108 | 0 | 0 | 0 | 0 | 0 | 0 | 0 | 2883444.4987 | 3287501.2528 | 0 | 0 | 6170945.7515 | 2883444.4987 | 3287501.2528 | 0 | 0 | 6170945.7515
| Substation |  | Commissioning | TRUE | 0 | 1576584 | 0 | 0 | 1621060.8173 | 0 | 0 | 0 | 0 | 0 | 0 | 0 | 1576584 | 1621060.8173 | 0 | 0 | 3197644.8173 | 1576584 | 1621060.8173 | 0 | 0 | 3197644.8173
| Substation |  | Construction delivery & site control | TRUE | 0 | 2527849 | 0 | 0 | 2319320.8803 | 0 | 0 | 0 | 0 | 0 | 0 | 0 | 2527849 | 2319320.8803 | 0 | 0 | 4847169.8803 | 2527849 | 2319320.8803 | 0 | 0 | 4847169.8803
Contracts
| Contracts |  | Traffic control | TRUE | 0 | 0 | 901830 | 0 | 0 | 728151.5006 | 0 | 0 | 0 | 0 | 0 | 0 | 901830 | 728151.5006 | 0 | 0 | 1629981.5006 | 901830 | 728151.5006 | 0 | 0 | 1629981.5006
| Contracts |  | Line survey | TRUE | 0 | 0 | 380869 | 0 | 0 | 274032.4633 | 0 | 0 | 0 | 0 | 0 | 0 | 380869 | 274032.4633 | 0 | 0 | 654901.4633 | 380869 | 274032.4633 | 0 | 0 | 654901.4633
| Contracts |  | Civil works | TRUE | 0 | 0 | 1377200 | 0 | 0 | 1464550.2415 | 0 | 0 | 0 | 0 | 0 | 0 | 1377200 | 1464550.2415 | 0 | 0 | 2841750.2415 | 1377200 | 1464550.2415 | 0 | 0 | 2841750.2415
| Contracts |  | Mob/Demob | TRUE | 0 | 0 | 150000 | 0 | 0 | 153484.6197 | 0 | 0 | 0 | 0 | 0 | 0 | 150000 | 153484.6197 | 0 | 0 | 303484.6197 | 150000 | 153484.6197 | 0 | 0 | 303484.6197
|  | Total construction cost |  |  | 31458800 | 16677693.7944 | 2809899 | 25404484.6836 | 12043007.2069 | 2620218.8251 | 0 | 0 | 0 | 0 | 0 | 0 | 50946392.7944 | 40067710.7156 | 0 | 0 | 91014103.5101 | 50946392.7944 | 40067710.7156 | 0 | 0 | 91014103.5101
| PMO costs |  | PMO costs | FALSE | [12 empty] | 2179965 | 2230607.327 | 0 | 0 | 4410572.327 | 0 | 0 | 0 | 0 | 0
0
|  | Total project cost |  |  | 31458800 | 16677693.7944 | 2809899 | 25404484.6836 | 12043007.2069 | 2620218.8251 | 0 | 0 | 0 | 0 | 0 | 0 | 104072750.5889 | 82366028.7583 | 0 | 0 | 186438779.3472 | 101892785.5889 | 80135421.4313 | 0 | 0 | 182028207.0202
|  | % Split by year |  |  | 30.23% | 16.03% | 2.7% | 30.84% | 14.62% | 3.181% | 0% | 0% | 0% | 0% | 0% | 0%
|  |  | check | 1

## Labour_rates
Powercor REFCLs Tranche 1 Contingent Project Application
Tranche 1 REFCLs: |  | Labour Rates
DESIGN RATES
| Design Rates |  |  | 2016 | 2017 | 2018 | 2019 | 2020
| Design |  |  |  | 174.125 | 178.1701 | 182.3091 | 186.5443
BENDIGO RESOURCE PARTNER RATES
| Rate per person per hour (with vehicles allocated) |  |  | 2016 | 2017 | 2018 | 2019 | 2020
| Live Linework |  | $/hr nominal |  | 167.8887 | 172.4871 | 177.3698 | 182.4498
| General Linework |  | $/hr nominal |  | 158.6373 | 162.9841 | 167.5998 | 172.4023
| Sub Tester |  | $/hr nominal |  | 241.099 | 247.9006 | 255.1652 | 262.7429
| Fitter |  | $/hr nominal |  | 164.6701 | 169.1705 | 173.9469 | 178.9154
COLAC RESOURCE PARTNER RATES
| Rate per person per hour (with vehicles allocated) |  |  | 2016 | 2017 | 2018 | 2019 | 2020
| Live Linework |  | $/hr nominal |  | 183.5788 | 188.6157 | 193.9657 | 199.5329
| General Linework |  | $/hr nominal |  | 173.0578 | 177.8082 | 182.8545 | 188.1058
| Sub Tester |  | $/hr nominal |  | 249.1707 | 256.2 | 263.7078 | 271.5392
| Fitter |  | $/hr nominal |  | 176.8134 | 181.6546 | 186.7945 | 192.1421