## Asset data
3
Unit
[5 empty] | Cost | Capacity | MD growth | Utilisation Threshold |  |  | Capacity (MVA)
[5 empty] | per MVA | factor | per annum | mean | SD | Aug
ID | ID | ID | segment group | network segment | $ ('000) |  | (%) | (%) | (%) | Meth | 0 | 1 | 2 | 3 | 4 | 5 | 6 | 7 | 8 | 9 | 10 | 11 | 12 | 13 | 14 | 15 | 16 | 17 | 18 | 19 | 20 | 21 | 22 | 23 | 24 | 25 | 26 | 27 | 28 | 29 | 30 | 31 | 32 | 33 | 34 | 35 | 36 | 37 | 38 | 39 | 40 | 41 | 42 | 43 | 44 | 45 | 46 | 47 | 48 | 49 | 50 | 51 | 52 | 53 | 54 | 55 | 56 | 57 | 58 | 59 | 60 | 61 | 62 | 63 | 64 | 65 | 66 | 67 | 68 | 69 | 70 | 71 | 72 | 73 | 74 | 75 | 76 | 77 | 78 | 79 | 80 | 81 | 82 | 83 | 84 | 85 | 86 | 87 | 88 | 89 | 90 | 91 | 92 | 93 | 94 | 95 | 96 | 97 | 98 | 99 | 100 | 101 | 102 | 103 | 104 | 105 | 106 | 107 | 108 | 109 | 110 | 111 | 112 | 113 | 114 | 115 | 116 | 117 | 118 | 119 | 120 | 121 | 122 | 123 | 124 | 125 | 126 | 127 | 128 | 129 | 130 | 131 | 132 | 133 | 134 | 135 | 136 | 137 | 138 | 139 | 140 | 141 | 142 | 143 | 144 | 145 | 146 | 147 | 148 | 149 | 150 | 151
1 |  |  | Sub-transmission lines | SubTx Lines - Radial | 44.1985 | 1.6818 | 0.1 | 100 | 0.1 | 1 | 0 | 0 | 0 | 73.8 | 70.5 | 23.1 | 115.75 | 16.8 | 153 | 244.5 | 88.3 | 73.8 | 31 | 38.6 | 17.1 | 10.3 | 90.2 | 298.3 | 45.6 | 64.5 | 142.3 | 151.6 | 65.6 | 209.1 | 4 | 50 | 118.7 | 66.6 | 82.1 | 29.7 | 64 | 55 | 115.86 | 88.2 | 31 | 71.9 | 51.1 | 56.1 | 22.1 | 37.6 | 15.06 | 46.65 | 114.2 | 120.2 | 114.7 | 30.5 | 20.5 | 46.9 | 112.4 | 98.9 | 106.8 | 49.5 | 133.05 | 99.85 | 69.5 | 0 | 69.5 | 82 | 7 | 0 | 37.7 | 68.87 | 64.2 | 50.5 | 77.4 | 49.1 | 40.1 | 50.7 | 40.2 | 0 | 0 | 17.9 | 0 | 0 | 69.1 | 11.3 | 0 | 6.7 | 10.3 | 10 | 0 | 0 | 20 | 0 | 5.1 | 0 | 5.1 | 0 | 0 | 13.2 | 47.8 | 0 | 0 | 5.1 | 0 | 6.2 | 0 | 0 | 0 | 3.9 | 5.1 | 0 | 6.2 | 7 | 0 | 0 | 0 | 0 | 0 | 0 | 5.1 | 7 | 0 | 0 | 0 | 13 | 0 | 0 | 0 | 6.5 | 0 | 0 | 0 | 0 | 0 | 0 | 0 | 0 | 0 | 5.1 | 0 | 0 | 0 | 0 | 0 | 0 | 0 | 0 | 0 | 0 | 0 | 4.2 | 0 | 0 | 0 | 0 | 0 | 0 | 0 | 0 | 0 | 0
1 |  |  | Sub-transmission lines | SubTx Lines - Meshed | 44.1985 | 1.6818 | 0.1 | 65 | 0.1 | 1 | 0 | 0 | 0 | 0 | 151.6 | 405 | 0 | 0 | 0 | 0 | 519 | 252 | 383 | 53 | 221 | 0 | 0 | 126 | 127 | 983 | 128 | 254 | 248 | 520 | 533.8 | 264 | 372 | 255 | 419 | 210 | 501 | 581 | 0 | 0 | 237.5 | 722 | 246 | 98 | 255 | 127 | 154.7 | 219 | 0 | 127 | 237 | 198 | 127 | 0 | 0 | 266.1 | 109 | 0 | 254 | 256 | 90.2 | 300 | 83 | 127 | 109 | 127 | 0 | 128 | 127 | 0 | 465 | 0 | 0 | 0 | 127 | 19.9 | 0 | 128 | 0 | 0 | 127 | 0 | 0 | 101.4 | 0 | 0 | 0 | 0 | 0 | 0 | 0 | 0 | 0 | 0 | 0 | 0 | 0 | 0 | 0 | 0 | 0 | 0 | 0 | 0 | 0 | 0 | 0 | 0 | 0 | 0 | 0 | 0 | 0 | 0 | 0 | 0 | 0 | 0 | 0 | 0 | 0 | 0 | 0 | 0 | 0 | 0 | 0 | 0 | 0 | 0 | 0 | 0 | 0 | 0 | 0 | 0 | 0 | 0 | 0 | 0 | 0 | 0 | 0 | 0 | 0 | 0 | 0 | 0 | 0 | 0 | 0 | 0 | 0 | 0 | 0 | 0 | 0 | 0
1 |  |  | Sub-transmission lines | SubTx Lines - CBD | 44.1985 | 1.6818 | 0.1 | 65 | 0.1 | 1 | 0 | 0 | 0 | 0 | 0 | 0 | 0 | 12.8605 | 0 | 0 | 0 | 10.2884 | 0 | 0 | 0 | 0 | 12.8605 | 86 | 0 | 96.1468 | 8.5737 | 0 | 0 | 0 | 0 | 155 | 0 | 0 | 155 | 0 | 0 | 0 | 0 | 0 | 89.5737 | 8.5737 | 12.8605 | 0 | 0 | 0 | 0 | 0 | 0 | 125 | 0 | 300 | 0 | 0 | 15.1468 | 0 | 0 | 0 | 0 | 0 | 0 | 0 | 0 | 0 | 0 | 0 | 0 | 0 | 0 | 0 | 0 | 0 | 0 | 0 | 0 | 0 | 0 | 0 | 0 | 0 | 0 | 0 | 0 | 0 | 0 | 0 | 0 | 0 | 0 | 0 | 0 | 0 | 0 | 0 | 0 | 0 | 0 | 0 | 0 | 0 | 0 | 0 | 0 | 0 | 0 | 0 | 0 | 0 | 0 | 0 | 0 | 0 | 0 | 0 | 0 | 0 | 0 | 0 | 0 | 0 | 0 | 0 | 0 | 0 | 0 | 0 | 0 | 0 | 0 | 0 | 0 | 0 | 0 | 0 | 0 | 0 | 0 | 0 | 0 | 0 | 0 | 0 | 0 | 0 | 0 | 0 | 0 | 0 | 0 | 0 | 0 | 0 | 0 | 0 | 0 | 0 | 0 | 0
2 |  |  | Sub-transmission substations | SubTx Substations | 677.5921 | 1.6094 | 0.1 | 65 | 0.1 | 1 | 14.8 | 0 | 0 | 0 | 0 | 0 | 0 | 17.7 | 0 | 0 | 0 | 17.8 | 0 | 0 | 82.7 | 0 | 0 | 0 | 0 | 13.5 | 40 | 0 | 0 | 10.6 | 0 | 0 | 0 | 0 | 0 | 0 | 0 | 0 | 47.5 | 0 | 0 | 0 | 0 | 23.75 | 0 | 0 | 0 | 0 | 0 | 31.4 | 0 | 0 | 0 | 0 | 0 | 0 | 0 | 0 | 0 | 0 | 0 | 0 | 0 | 0 | 0 | 0 | 0 | 0 | 0 | 0 | 30.1 | 0 | 0 | 0 | 0 | 0 | 0 | 0 | 0 | 0 | 0 | 0 | 0 | 0 | 0 | 0 | 0 | 0 | 0 | 0 | 0 | 0 | 0 | 0 | 0 | 0 | 12.32 | 0 | 0 | 0 | 0 | 0 | 0 | 0 | 0 | 0 | 0 | 0 | 0 | 0 | 0 | 0 | 0 | 0 | 0 | 0 | 0 | 0 | 0 | 0 | 0 | 0 | 0 | 0 | 0 | 0 | 0 | 0 | 0 | 0 | 0 | 0 | 0 | 0 | 0 | 0 | 0 | 0 | 0 | 0 | 0 | 0 | 0 | 0 | 0 | 0 | 0 | 0 | 0 | 0 | 0 | 0 | 0 | 0 | 0 | 0 | 0 | 0
3 |  |  | Zone substations | Zone Substations - Urban | 677.5921 | 1.4856 | 0.1 | 65 | 0.1 | 1 | 0 | 0 | 0 | 0 | 0 | 0 | 0 | 0 | 0 | 0 | 0 | 0 | 0 | 72.2 | 29.9 | 0 | 0 | 0 | 0 | 0 | 84.4 | 0 | 0 | 70.2 | 0 | 72.4 | 55.9 | 0 | 7.8 | 0 | 0 | 71.9 | 54.2 | 0 | 0 | 2.85 | 3.9 | 89.4 | 15.8 | 94.7 | 145 | 57.8756 | 0 | 0 | 30.8 | 36.2 | 0 | 27.6 | 33.2 | 0 | 212.9 | 77.1 | 142.8 | 188.4 | 59 | 224.5 | 194.8 | 0 | 47.4 | 114.4 | 152.9 | 213.7 | 56.5 | 86.7 | 80.2 | 54.6 | 130.5 | 0 | 150.1 | 98.8 | 139.9 | 14.3 | 133.9 | 46.7 | 49.1 | 144 | 0 | 0 | 0 | 25.35 | 0 | 0 | 0 | 0 | 0 | 0 | 0 | 0 | 0 | 0 | 0 | 0 | 0 | 0 | 0 | 0 | 0 | 0 | 0 | 0 | 0 | 0 | 0 | 0 | 0 | 0 | 0 | 0 | 0 | 0 | 0 | 0 | 0 | 0 | 0 | 0 | 0 | 0 | 0 | 0 | 0 | 0 | 0 | 0 | 0 | 0 | 0 | 0 | 0 | 0 | 0 | 0 | 0 | 0 | 0 | 0 | 0 | 0 | 0 | 0 | 0 | 0 | 0 | 0 | 0 | 0 | 0 | 0 | 0 | 0 | 0 | 0
3 |  |  | Zone substations | Zone Substations - Rural | 677.5921 | 1.4856 | 0.1 | 82 | 0.1 | 1 | 2.025 | 0 | 0 | 3.9 | 0 | 1.95 | 0 | 0 | 0 | 0 | 7.8 | 22.8 | 0 | 0 | 0.7 | 0.65 | 4 | 3.25 | 0 | 0 | 3.9 | 21.9 | 2.7 | 16.1 | 0.4095 | 0.4 | 9.84 | 12.8 | 5.4 | 8.9 | 0 | 115.45 | 21.8 | 37.6 | 30.3 | 0 | 58.1 | 32.575 | 78.36 | 18.6 | 10.05 | 33.35 | 57.4 | 0 | 3.61 | 1.3 | 38.95 | 40.8 | 8.45 | 16.7 | 61.6 | 90.265 | 35.6 | 3.9 | 46.13 | 35.65 | 74.1602 | 5.4 | 17.2 | 0 | 19.7 | 61.4 | 76.01 | 61.3 | 17.98 | 24.15 | 19.3 | 1.3 | 34.66 | 14.05 | 6.25 | 0 | 1.95 | 8.2 | 11.5 | 13.4 | 0 | 22.36 | 13.25 | 28.6 | 0 | 0.62 | 3.9 | 2.4 | 0 | 10.4 | 0 | 0 | 0 | 0 | 0 | 0 | 3.9 | 0 | 0 | 3.9 | 0 | 3 | 0 | 0 | 1.5 | 0 | 0 | 0.585 | 0 | 0 | 0 | 0 | 1.3 | 0 | 0 | 0 | 0 | 0 | 0 | 0 | 0 | 0 | 0 | 0 | 0 | 0 | 0 | 0 | 0 | 0 | 0 | 0 | 0.39 | 0 | 0 | 0 | 0 | 0 | 0 | 0 | 0 | 0 | 0 | 0 | 0 | 0 | 0 | 0 | 0 | 0 | 0 | 0 | 0 | 0 | 0 | 0
4 |  |  | Distribution feeders - CBD | Distribution Feeders - CBD | 512.0486 | 1.417 | 0.1 | 80 | 0.1 | 1 | 0 | 0 | 0 | 0 | 3.2389 | 0 | 0 | 9.1452 | 0 | 8.2879 | 7.1447 | 7.1447 | 6.1921 | 7.24 | 20.291 | 7.8115 | 5.3347 | 0 | 13.2415 | 0 | 4.6679 | 12.4794 | 8.4784 | 21.3389 | 7.24 | 21.8152 | 22.2915 | 6.2873 | 0 | 13.7178 | 0 | 8.7642 | 4.5726 | 9.431 | 14.7657 | 5.5252 | 15.4326 | 3.9058 | 20.8626 | 5.1442 | 3.7152 | 16.1947 | 8.3831 | 3.5247 | 20.291 | 9.5263 | 0 | 4.7631 | 13.1463 | 5.2395 | 5.1442 | 8.3831 | 3.3342 | 16.0041 | 0 | 9.5263 | 10.6694 | 7.5258 | 11.9078 | 0 | 0 | 0 | 8.4784 | 8.3831 | 5.7158 | 0 | 2.7626 | 0 | 9.3358 | 7.4305 | 4.8584 | 0 | 0 | 0 | 0 | 3.7152 | 0 | 5.3347 | 3.1437 | 4.9537 | 0 | 3.62 | 0 | 0 | 0 | 0 | 0 | 0 | 0 | 0 | 0 | 0 | 0 | 0 | 0 | 0 | 0 | 0 | 0 | 0 | 0 | 0 | 0 | 0 | 0 | 0 | 0 | 0 | 0 | 0 | 0 | 0 | 0 | 0 | 0 | 0 | 0 | 0 | 0 | 0 | 0 | 0 | 0 | 0 | 0 | 0 | 0 | 0 | 0 | 0 | 0 | 0 | 0 | 0 | 0 | 0 | 0 | 0 | 0 | 0 | 0 | 0 | 0 | 0 | 0 | 0 | 0 | 0 | 0 | 0 | 0 | 0
5 |  |  | Distribution feeders - Urban | Distribution Feeders - Urban | 512.0486 | 1.417 | 0.1 | 100 | 0.1 | 1 | 0 | 0 | 0 | 1.3 | 11.241 | 15.9279 | 7.621 | 0 | 9.1452 | 0 | 27.8167 | 30.0078 | 16.4805 | 19.6241 | 7.8982 | 26.6303 | 7.24 | 43.4398 | 28.4836 | 35.4378 | 24.5587 | 20.5768 | 42.0109 | 67.7388 | 13.3368 | 71.8784 | 38.5624 | 49.3461 | 35.4378 | 85.546 | 20.5768 | 36.1999 | 45.5356 | 50.6417 | 38.1051 | 55.1572 | 82.8475 | 32.0083 | 44.3925 | 28.3883 | 63.6355 | 7.7925 | 43.8209 | 75.6387 | 23.6252 | 77.0676 | 51.4142 | 41.6437 | 44.2019 | 44.4739 | 40.582 | 84.0131 | 88.4991 | 47.5361 | 51.9338 | 45.8578 | 79.8112 | 38.2281 | 72.2525 | 90.7283 | 82.4023 | 76.7818 | 64.1881 | 115.5399 | 129.6977 | 59.3297 | 48.7746 | 115.9011 | 102.0074 | 76.115 | 38.3337 | 67.4461 | 65.6672 | 21.0548 | 71.2271 | 30.2936 | 20.672 | 31.532 | 51.0609 | 71.066 | 24.8047 | 45.7071 | 0 | 36.5809 | 30.9604 | 19.4336 | 14.7657 | 9.1452 | 7.4305 | 38.746 | 47.9172 | 9.1452 | 28.0073 | 23.5299 | 15.1468 | 29.3219 | 9.1452 | 15.1468 | 9.1452 | 0 | 15.242 | 0 | 9.1452 | 0 | 5.9063 | 6.2873 | 0 | 0 | 0 | 6.0968 | 0 | 0 | 9.1452 | 0 | 0 | 0 | 0 | 0 | 0 | 0 | 0 | 0 | 6.5731 | 0 | 0 | 0 | 5.5252 | 0 | 0 | 0 | 0 | 0 | 0 | 0 | 3.1437 | 5.6205 | 0 | 0 | 0 | 0 | 0 | 0 | 0 | 0 | 0 | 0 | 0 | 0 | 0 | 0 | 0 | 0
6 |  |  | Distribution feeders - Short rural | Distribution Feeders - Short Rural | 512.0486 | 1.417 | 0.1 | 100 | 0.1 | 1 | 0 | 0 | 0 | 11.1121 | 0 | 17.9666 | 18.3476 | 0 | 16.0994 | 22.2915 | 21.0721 | 0 | 15.4135 | 5.7539 | 21.9295 | 10.2503 | 30.5603 | 20.9388 | 15.4135 | 32.0083 | 22.4058 | 16.7663 | 29.0549 | 7.7925 | 14.4799 | 6.3108 | 21.7199 | 30.8842 | 22.1962 | 18.3476 | 34.7519 | 31.5701 | 34.6185 | 7.8115 | 1.3 | 21.9485 | 9.1452 | 2.6864 | 31.3224 | 38.1476 | 6.4779 | 24.1015 | 34.5613 | 14.8229 | 1.3 | 32.7704 | 11.241 | 3.5057 | 0 | 24.4825 | 19.0526 | 0 | 6.8589 | 11.0505 | 7.621 | 14.499 | 36.1999 | 9.1452 | 0 | 7.621 | 14.6705 | 4.2678 | 11.1267 | 16.328 | 6.4779 | 0 | 18.6715 | 9.1452 | 6.7065 | 0 | 7.621 | 0 | 0 | 9.1452 | 13.9084 | 0 | 14.3275 | 0 | 0 | 8.3831 | 0 | 7.621 | 6.8589 | 17.8522 | 0 | 0 | 15.9279 | 0 | 0 | 0 | 0 | 0 | 0 | 8.921 | 6.2873 | 7.0494 | 0 | 0 | 0 | 0 | 0 | 5.1632 | 0 | 0 | 0 | 7.621 | 7.5258 | 0 | 0 | 4.8584 | 0 | 4.4774 | 0 | 0 | 0 | 0 | 0 | 6.5731 | 0 | 0 | 0 | 0 | 0 | 0 | 0 | 0 | 0 | 0 | 0 | 0 | 0 | 0 | 0 | 0 | 0 | 0 | 0 | 0 | 0 | 0 | 0 | 0 | 0 | 0 | 0 | 0 | 0 | 0 | 0 | 0 | 0 | 0
7 |  |  | Distribution feeders - Long rural | Distribution Feeders - Long Rural | 512.0486 | 1.417 | 0.1 | 100 | 0.1 | 1 | 0 | 37.4764 | 18.3418 | 16.888 | 11.2118 | 26.5535 | 15.5659 | 31.2316 | 21.8754 | 16.6945 | 21.9149 | 29.8935 | 20.5577 | 11.1648 | 56.8528 | 39.8243 | 13.627 | 9.0632 | 45.3634 | 39.858 | 13.6226 | 41.6679 | 0 | 14.8229 | 20.1004 | 63.2164 | 13.9093 | 38.6957 | 26.4259 | 20.9197 | 38.6431 | 12.5029 | 38.5814 | 20.2518 | 9.2976 | 1.3 | 26.7117 | 28.1195 | 37.4964 | 22.315 | 16.6373 | 36.6615 | 5.0108 | 12.6318 | 26.3687 | 8.5927 | 14.4037 | 25.3062 | 14.0843 | 7.7779 | 5.1632 | 14.1561 | 0 | 18.0999 | 6.8868 | 6.4779 | 15.242 | 33.3004 | 1.3 | 28.3502 | 7.621 | 12.8033 | 18.0237 | 3.4485 | 6.4632 | 0 | 0 | 6.7827 | 0 | 1.3 | 0 | 1.3 | 0 | 5.1632 | 0 | 0 | 2.4578 | 8.1589 | 0 | 0 | 6.5731 | 0 | 0 | 0 | 0 | 0 | 0 | 0 | 0 | 0 | 0 | 0 | 0 | 5.1632 | 2.4748 | 3.4485 | 5.1632 | 0 | 0 | 0 | 0 | 0 | 0 | 0 | 0 | 0 | 0 | 0 | 0 | 0 | 0 | 0 | 0 | 0 | 0 | 0 | 0 | 0 | 0 | 0 | 0 | 0 | 0 | 0 | 0 | 0 | 0 | 0 | 0 | 0 | 0 | 0 | 0 | 0 | 0 | 0 | 0 | 0 | 0 | 0 | 0 | 0 | 5.1442 | 0 | 0 | 0 | 0 | 0 | 0 | 0 | 0 | 0
8 |  |  | Distribution substations - CBD | Distribution Substations - CBD | 326.5354 | 1.467 | 0.1 | 100 | 0.1 | 1 | 0 | 0 | 0 | 1 | 0 | 0 | 0 | 0.9 | 0.3 | 0.3 | 0 | 0 | 0 | 0 | 0 | 0 | 0 | 0 | 0 | 0 | 1.25 | 0 | 0 | 0 | 0 | 0.5 | 0 | 0 | 0 | 0 | 0 | 0 | 1 | 0.5 | 0 | 0.5 | 0 | 0 | 0 | 0 | 0.35 | 0 | 0 | 0.3 | 0 | 0 | 0 | 0 | 0 | 0 | 0 | 0 | 0.5 | 0 | 0.5 | 0.75 | 0 | 0.3 | 0.2 | 0 | 0 | 0.6 | 0.2 | 0 | 0 | 0 | 0 | 0 | 0 | 0.5 | 0.2 | 0 | 0 | 0 | 0 | 0 | 0 | 0.5 | 0 | 0 | 0 | 0 | 0.2 | 0 | 0 | 373.688 | 0.2 | 0 | 0 | 0 | 0 | 0 | 0.6 | 0.2 | 0 | 0 | 0 | 0.3 | 0 | 0 | 0.2 | 0 | 0 | 0 | 0 | 0 | 0 | 0 | 0 | 0 | 0 | 0 | 0 | 0 | 0 | 0 | 0 | 0 | 0.2 | 0 | 0 | 0 | 0 | 0 | 0 | 0 | 0 | 0 | 0 | 0.5 | 0 | 0 | 0 | 0 | 0 | 0 | 0.2 | 0 | 0 | 0 | 0 | 0 | 0 | 0 | 0 | 0 | 0 | 0 | 0 | 0 | 0 | 0
9 |  |  | Distribution substations - Urban | Distribution substations - Urban Pole | 326.5354 | 1.5845 | 0.1 | 130 | 0.1 | 1 | 0 | 3 | 12.61 | 15.685 | 17.795 | 14.775 | 12.03 | 15.545 | 7.91 | 8.975 | 6.292 | 7.275 | 10.735 | 1.725 | 10.7 | 3.66 | 8.81 | 3.48 | 12.19 | 8.079 | 9.835 | 7.33 | 1.56 | 8.335 | 7.454 | 5.425 | 6.095 | 5.713 | 7.555 | 3.068 | 11.865 | 2.92 | 9.34 | 9.272 | 2.275 | 7.79 | 8.065 | 6.73 | 6.608 | 10.168 | 8.085 | 6.825 | 11.11 | 2.581 | 11.002 | 8.58 | 9.775 | 9.25 | 8.381 | 8.435 | 9.268 | 9.4 | 6.64 | 14.55 | 14.28 | 3.64 | 13.613 | 7.365 | 8.105 | 8.555 | 20.17 | 9.74 | 8.71 | 12.38 | 7.28 | 10.9 | 11.935 | 10.241 | 14.53 | 9.11 | 17.575 | 7.095 | 17.62 | 5.91 | 13.215 | 14.383 | 8.655 | 14.995 | 13.6 | 13.73 | 9.68 | 13.43 | 15.095 | 8.49 | 16.255 | 3.64 | 13.79 | 7.66 | 12.88 | 13.505 | 14.36 | 12.775 | 9.35 | 15.205 | 10.395 | 10.075 | 16.165 | 5.225 | 15.36 | 6.765 | 15.05 | 5.535 | 14.51 | 9.4 | 8.265 | 9.88 | 3.97 | 13.955 | 9.155 | 11.495 | 13.395 | 4.87 | 11.555 | 7.115 | 11.703 | 0.325 | 10.685 | 10.32 | 4.22 | 9.955 | 8.225 | 8.385 | 4.925 | 8.725 | 11.48 | 2.695 | 12.505 | 3.15 | 9.575 | 3.275 | 7.255 | 8.636 | 4.53 | 8.906 | 2.795 | 6.56 | 2.86 | 7.885 | 9.625 | 1.575 | 7.395 | 1.845 | 7.575 | 1.23 | 7.66 | 4.215 | 1.76 | 6.395 | 2.03 | 6.375 | 4.03 | 2.46
9 |  |  | Distribution substations - Urban | Distribution substations - Urban Pad | 326.5354 | 1.5899 | 0.1 | 100 | 0.1 | 1 | 137.5 | 352.2 | 161.45 | 61.9 | 90.47 | 65.15 | 54.93 | 45.475 | 43.715 | 31.55 | 21.339 | 41.95 | 30.55 | 32.5 | 23.139 | 18.69 | 22.5 | 24.965 | 22.54 | 23.126 | 17.22 | 20.9 | 17.25 | 20.99 | 15.939 | 18.45 | 18.25 | 15.7 | 22.375 | 19.8 | 19.28 | 11.35 | 16.45 | 19.79 | 17.85 | 18.85 | 15.775 | 17.55 | 6.426 | 16.363 | 17.7 | 14.55 | 19.3 | 13.389 | 15.85 | 7.72 | 10 | 19.9 | 14.576 | 14.05 | 13.15 | 17.1 | 7.975 | 12.9 | 15.3 | 9.2 | 19.063 | 9.2 | 17.4 | 3.4 | 13.52 | 12.4 | 12.45 | 16.7 | 11.64 | 11 | 7.75 | 6.35 | 18.5 | 3.35 | 13.85 | 7.45 | 16.55 | 0.43 | 5 | 11.91 | 6.826 | 12.1 | 5.1 | 11.6 | 5.875 | 3.9 | 14.7 | 2.35 | 14.775 | 2.75 | 10.72 | 2.75 | 9.4 | 9.875 | 5.41 | 12.75 | 3.125 | 10.425 | 2.763 | 2.95 | 12.05 | 1.75 | 13.05 | 0.75 | 10.35 | 1.04 | 1.95 | 8.7 | 3.74 | 5.37 | 1.65 | 6.275 | 3.425 | 1.97 | 7.05 | 0.3 | 5.575 | 1.05 | 6.8 | 0.3 | 3.15 | 4.9 | 1.4 | 2.85 | 1.45 | 2.625 | 1 | 1.7 | 3.9 | 0.725 | 4.05 | 1.1 | 3.65 | 0 | 2.7 | 1.925 | 0.525 | 2.25 | 0.3 | 3.825 | 0.6 | 0.75 | 2.9 | 0 | 1.65 | 0 | 1.4 | 0 | 0.975 | 0.75 | 1.3 | 0.8 | 0.75 | 1.15 | 0.75 | 0.5
10 |  |  | Distribution substations - Short rural | Distribution substations - Short rural | 326.5354 | 1.507 | 0.1 | 130 | 0.1 | 1 | 3.5 | 37.25 | 29.48 | 28.335 | 23.995 | 15.075 | 30.56 | 8.868 | 16.875 | 20.84 | 12.072 | 10.345 | 32.1 | 7.128 | 13.069 | 12.418 | 11.56 | 4.515 | 26.03 | 11.472 | 18.841 | 10.482 | 5.015 | 6.99 | 27.845 | 6.713 | 8.667 | 10.953 | 8.719 | 8.986 | 35.013 | 6.971 | 7.527 | 9.905 | 6.618 | 8.966 | 14.384 | 4.948 | 8.079 | 6.923 | 11.22 | 4.968 | 12.498 | 4.678 | 9.837 | 15.003 | 5.78 | 5.48 | 10.475 | 7.297 | 8.433 | 5.853 | 6.553 | 5.268 | 9.791 | 3.066 | 7.519 | 5.365 | 3.392 | 3.191 | 23.589 | 3.675 | 4.702 | 4.786 | 3.036 | 3.359 | 6.556 | 2.185 | 4.985 | 4.586 | 6.481 | 3.194 | 8.64 | 1.133 | 3.215 | 6.065 | 2.738 | 2.147 | 4.815 | 3.49 | 3.106 | 1.749 | 2.558 | 2.275 | 4.806 | 1.042 | 3.089 | 1.812 | 1.77 | 1.313 | 7.927 | 1.595 | 2.403 | 1.395 | 1.524 | 1.615 | 2.815 | 1.44 | 1.483 | 1.635 | 2.42 | 1.785 | 3.795 | 1.85 | 1.32 | 2.443 | 1.425 | 1.78 | 2.9 | 1.075 | 2.273 | 0.98 | 1.323 | 1.464 | 2.76 | 0.46 | 0.996 | 1.819 | 0.615 | 1.126 | 3.295 | 0.88 | 0.603 | 0.826 | 0.623 | 0.15 | 1.47 | 0.316 | 1.715 | 0.25 | 1.19 | 1.306 | 1.115 | 0.64 | 0.78 | 0.47 | 0.29 | 0.566 | 1.12 | 0.41 | 0.93 | 0.12 | 0.366 | 0.02 | 0.765 | 0.28 | 0.16 | 1 | 0.46 | 0.25 | 1.128 | 0.13
11 |  |  | Distribution substations - Long rural | Distribution substations - Long rural | 326.5354 | 1.507 | 0.1 | 130 | 0.1 | 1 | 7.25 | 41.91 | 96.13 | 51.36 | 19.965 | 29.257 | 49.215 | 9.645 | 16.575 | 17.712 | 35.138 | 9.515 | 54.79 | 4.565 | 20.668 | 29.2 | 7.965 | 6.46 | 26.116 | 14.355 | 23.23 | 10.814 | 5.9 | 8.567 | 31.513 | 4.43 | 6.289 | 7.215 | 7.08 | 6.399 | 129.845 | 0.615 | 11.26 | 6.708 | 6.215 | 3.897 | 18.523 | 2.5 | 7.232 | 10.423 | 12.005 | 3.776 | 14.865 | 1.59 | 7.675 | 15.693 | 5.971 | 3.615 | 14.897 | 2.461 | 8.036 | 4.6 | 4.044 | 3.3 | 9.2 | 1.23 | 5.752 | 3.352 | 3.146 | 2.6 | 80.23 | 0.9 | 4.691 | 2.5 | 3.69 | 1.665 | 4.55 | 0.726 | 4.1 | 3.291 | 4.32 | 1.926 | 8.055 | 0.615 | 2.35 | 6.444 | 2.391 | 2.25 | 5.113 | 0.63 | 5.83 | 2.823 | 1.95 | 0.863 | 5.9 | 0 | 2.433 | 2.6 | 2.134 | 1.15 | 23.554 | 0.25 | 3.114 | 2.05 | 0.664 | 0.826 | 3.975 | 0 | 2.7 | 1.1 | 2.767 | 0 | 3.5 | 0.2 | 1.975 | 3.473 | 1.05 | 1 | 3.175 | 0.3 | 2.993 | 1.4 | 1.4 | 0.064 | 2.25 | 0 | 0.575 | 1.15 | 0.3 | 0.9 | 11.52 | 0 | 0.65 | 0.9 | 0.825 | 0.4 | 1.85 | 0 | 0.15 | 1.891 | 0.7 | 0 | 1.35 | 0.1 | 0.7 | 1.6 | 0.6 | 0 | 2.05 | 0 | 0.845 | 0.5 | 0.75 | 0 | 0.925 | 0 | 0.3 | 0.5 | 0.363 | 0 | 3.166 | 0
Note on G4: If A = existing capacity requiring augmentation and k = capacity factor Then Additional capacity = A x k (k should be > 0)
Note on K5: 1 - normal (probabilistic) Presently, only 1 is available

## Switchboard
ID | Asset cat
1 | Sub-transmission lines
2 | Sub-transmission substations
3 | Zone substations
4 | Distribution feeders - CBD
5 | Distribution feeders - Urban
6 | Distribution feeders - Short rural
7 | Distribution feeders - Long rural
8 | Distribution substations - CBD
9 | Distribution substations - Urban
10 | Distribution substations - Short rural
11 | Distribution substations - Long rural
12
Now | 2015 | latest utilisation profile data (the model assumes the first year of the forecast is the subsequent year)
SAPN Network Segment ID | Network Segment Description | AER Segment Group ID | AER Segment Group Description | Capacity Factor | Mean Utilisation Threshold | StDev Utilisation Threshold | $/MVA | Growth Rate
1 | SubTx Lines - Radial | 1 | Sub-transmission lines | 1.6818 | 100 | 0.1 | 44.1985 | 0.1
2 | SubTx Lines - Meshed | 1 | Sub-transmission lines | 1.6818 | 65 | 0.1 | 44.1985 | 0.1
3 | SubTx Lines - CBD | 1 | Sub-transmission lines | 1.6818 | 65 | 0.1 | 44.1985 | 0.1
4 | SubTx Substations | 2 | Sub-transmission substations | 1.6094 | 65 | 0.1 | 677.5921 | 0.1
5 | Zone Substations - Urban | 3 | Zone substations | 1.4856 | 65 | 0.1 | 677.5921 | 0.1
6 | Zone Substations - Rural | 3 | Zone substations | 1.4856 | 82 | 0.1 | 677.5921 | 0.1
7 | Distribution Feeders - CBD | 4 | Distribution feeders - CBD | 1.417 | 80 | 0.1 | 512.0486 | 0.1
8 | Distribution Feeders - Urban | 5 | Distribution feeders - Urban | 1.417 | 100 | 0.1 | 512.0486 | 0.1
9 | Distribution Feeders - Short Rural | 6 | Distribution feeders - Short rural | 1.417 | 100 | 0.1 | 512.0486 | 0.1
10 | Distribution Feeders - Long Rural | 7 | Distribution feeders - Long rural | 1.417 | 100 | 0.1 | 512.0486 | 0.1
11 | Distribution Substations - CBD | 8 | Distribution substations - CBD | 1.467 | 100 | 0.1 | 326.5354 | 0.1
12 | Distribution substations - Urban Pole | 9 | Distribution substations - Urban | 1.5845 | 130 | 0.1 | 326.5354 | 0.1
13 | Distribution substations - Urban Pad | 9 | Distribution substations - Urban | 1.5899 | 100 | 0.1 | 326.5354 | 0.1
14 | Distribution substations - Short rural | 10 | Distribution substations - Short rural | 1.507 | 130 | 0.1 | 326.5354 | 0.1
15 | Distribution substations - Long rural | 11 | Distribution substations - Long rural | 1.507 | 130 | 0.1 | 326.5354 | 0.1
16
|  |  | Planning Parameters - Capacity Factors | [5 empty] | Cost per MVA | Historic | Forecast
|  |  |  | Min | Max | Inc | C/F |  | Subtransmission lines | 67.4992 | 44.1985
|  |  | Distribution Subs | [5 empty] | Subtransmission substations and subtransmission switching stations | 0 | 0
|  |  | Urban Pole | 100 | 200 | 100 | 2 |  | Zone substations | 732.0893 | 677.5921
|  |  |  | 200 | 315 | 115 | 1.3651 |  | High voltage feeders - CBD | 0 | 0
|  |  |  | 315 | 515 | 200 | 1.3883 |  | High voltage feeders - urban | 789.9469 | 512.0486
|  |  | Average Urban Pole |  |  |  | 1.5845 |  | High voltage feeders - short rural | 0 | 390.9038
[9 empty] | High voltage feeders - long rural | 0 | 0
|  |  | Rural Pole | 10 | 16 | 6 | 1.375 |  | Distribution substations - CBD | 0 | 0
|  |  |  | 16 | 50 | 34 | 1.68 |  | Distribution substations - urban | 385.0822 | 326.5354
|  |  |  | 25 | 63 | 38 | 1.6032 |  | Distribution substations - short rural | 0 | 0
|  |  |  | 63 | 100 | 37 | 1.37 |  | Distribution substations - long rural | 0 | 0
|  |  | Average Rural Pole |  |  |  | 1.507
|  |  | Urban Pads | 150 | 315 | 165 | 1.5238
|  |  |  | 200 | 315 | 115 | 1.3651
|  |  |  | 300 | 615 | 315 | 1.5122
|  |  | Average Urban Pad |  |  |  | 1.467
|  |  | Rural Pad | 25 | 63 | 38 | 1.6032
|  |  |  | 50 | 150 | 100 | 1.6667
|  |  |  | 150 | 300 | 150 | 1.5
|  |  | Average Rural Pad |  |  |  | 1.5899
HV Feeders
|  |  |  | Prior rating | Post rating | Upgrade
|  |  | Feeder Exits | 7 | 12 | 5 | 1.4167
|  |  | Stirling East | 6.76 | 11.16 | 4.4 | 1.3943
|  |  | Cheltenam | 10.53 | 15.24 | 4.71 | 1.3091
|  |  | Woodville South | 2.76 | 4 | 1.24 | 1.31
|  |  | Jamestown | 3.448 | 9.03 | 5.582 | 1.6182
|  |  | Nilpeena Av | 6.0968 | 11.16 | 5.0632 | 1.4537
|  |  | Average HV Feeders |  |  |  | 1.417
|  |  | Zone Substations | T/f before | T/f after | Upgrade
|  |  |  | 5 | 12.5 | 7.5 | 1.6
|  |  |  | 12.5 | 32 | 19.5 | 1.6094
|  |  |  | 25 | 50 | 25 | 1.5
|  |  |  | 25 | 32 | 7 | 1.2188
|  |  |  | 32 | 64 | 32 | 1.5
|  |  | Average Zone Substations |  |  |  | 1.4856
|  |  | Sub-transmission Substation | 12.5 | 32 | 19.5 | 1.6094
|  |  | CBD | 25 | 32 | 7 | 1.2188
|  |  | Subtransmission Lines | 84 | 264 | 180 | 1.6818
Note on J39: David Bentley: Derived from table 2.4.6
Note on F44: David Bentley: An additional 200kVA is added
Note on F55: David Bentley: An additional 315kVA is added
Note on F60: David Bentley: Add an additional 150
Note on F65: David Bentley: Limited to 9MVA for operational reasons
Note on F76: David Bentley: Additional transformer
Note on F78: David Bentley: Additional transformer added

## Utilisation profile summary
Asset calcs | [16 empty] | Remaining utilisation |  |  |  |  | AC ($ millions) |  |  |  |  | AC (%)
[17 empty] | very heavy | heavy | moderate | light | new | very heavy | heavy | moderate | light | new | very heavy | heavy | moderate | light | new
[7 empty] | (AC) |  |  |  |  | WARU |  | WAUth |  | WAU | > | > | > | > | <=0.2 | > | > | > | > | <=0.2 | > | > | > | > | <=0.2
[5 empty] | Capacity | Unit | Aug cost | prop total | Rank | prop cat | AC / unit | (% Util) |  | (% Util) |  | % Uth | 1 | 0.85 | 0.5 | 0.2 |  | 1 | 0.85 | 0.5 | 0.2 | 0 | 1 | 0.85 | 0.5 | 0.2 | 0 | Uth | Uth | Uth
[6 empty] | Cost | $ millions | % | total | % | $ ('000) | [20 empty] | max | min
1 |  |  | Sub-transmission lines |  | 19361.6743 |  | 855.7561 | 8.129% | 4 |  | 44.1985 | 40.1385 |  | 74.1733 |  | 45.89% | 0 | 11.126 | 37.0867 | 59.3386 | 74.1733 | 24.8616 | 68.3883 | 244.0208 | 377.5411 | 140.9444 | 2.905% | 7.992% | 28.52% | 44.12% | 16.47% | 100 | 65 | 74.1733 |  | 1.6818
2 |  |  | Sub-transmission substations |  | 342.17 |  | 231.8517 | 2.202% | 10 |  | 677.5902 | 36.555 |  | 65 |  | 43.76% | 0 | 9.75 | 32.5 | 52 | 65 | 8.3479 | 20.3955 | 37.3692 | 131.6562 | 34.0829 | 3.601% | 8.797% | 16.12% | 56.78% | 14.7% | 65 | 65 | 65 |  | 1.6094
3 |  |  | Zone substations |  | 5464.7553 |  | 3702.8752 | 35.17% | 1 |  | 677.592 | 17.3123 |  | 69.884 |  | 75.23% | 0 | 10.4826 | 34.942 | 55.9072 | 69.884 | 690.1445 | 865.441 | 1435.0323 | 685.2723 | 26.9851 | 18.64% | 23.37% | 38.75% | 18.51% | 0.7288% | 82 | 65 | 69.884 |  | 1.4856
4 |  |  | Distribution feeders - CBD |  | 526.8033 |  | 269.7489 | 2.562% | 9 |  | 512.0476 | 42.2609 |  | 80 |  | 47.17% | 0 | 12 | 40 | 64 | 80 | 1.8536 | 19.8531 | 93.5097 | 115.3628 | 39.1697 | 0.6872% | 7.36% | 34.67% | 42.77% | 14.52% | 80 | 80 | 80 |  | 1.417
5 |  |  | Distribution feeders - Urban |  | 4109.7515 |  | 2104.3924 | 19.99% | 2 |  | 512.0484 | 45.4862 |  | 100 |  | 54.51% | 0 | 15 | 50 | 80 | 100 | 37.2185 | 141.339 | 1083.7949 | 694.4195 | 147.6205 | 1.769% | 6.716% | 51.5% | 33% | 7.015% | 100 | 100 | 100 |  | 1.417
6 |  |  | Distribution feeders - Short rural |  | 1175.2453 |  | 601.7827 | 5.716% | 6 |  | 512.0481 | 58.9545 |  | 100 |  | 41.05% | 0 | 15 | 50 | 80 | 100 | 18.5458 | 19.553 | 146.0156 | 284.9671 | 132.7011 | 3.082% | 3.249% | 24.26% | 47.35% | 22.05% | 100 | 100 | 100 |  | 1.417
7 |  |  | Distribution feeders - Long rural |  | 1370.5001 |  | 701.7626 | 6.666% | 5 |  | 512.0482 | 69.0114 |  | 100 |  | 30.99% | 0 | 15 | 50 | 80 | 100 | 2.6341 | 8.3207 | 107.0551 | 335.9425 | 247.8102 | 0.3754% | 1.186% | 15.26% | 47.87% | 35.31% | 100 | 100 | 100 |  | 1.417
8 |  |  | Distribution substations - CBD |  | 387.438 |  | 126.5122 | 1.202% | 11 |  | 326.5346 | 15.773 |  | 100 |  | 84.23% | 0 | 15 | 50 | 80 | 100 | 0.35919 | 122.4469 | 1.4531 | 1.4368 | 0.81634 | 0.2839% | 96.79% | 1.149% | 1.136% | 0.6453% | 100 | 100 | 100 |  | 1.467
9 |  |  | Distribution substations - Urban |  | 3736.242 |  | 1220.0154 | 11.59% | 3 |  | 326.5353 | 65.2652 |  | 110.7746 |  | 41.08% | 0 | 16.6162 | 55.3873 | 88.6197 | 110.7746 | 77.5332 | 79.7419 | 293.5449 | 270.6251 | 498.5703 | 6.355% | 6.536% | 24.06% | 22.18% | 40.87% | 130 | 100 | 110.7746 |  | 1.588
10 |  |  | Distribution substations - Short rural |  | 932.661 |  | 304.5469 | 2.893% | 8 |  | 326.5351 | 92.6207 |  | 130 |  | 28.75% | 0 | 19.5 | 65 | 104 | 130 | 4.4069 | 7.0763 | 43.758 | 108.447 | 140.8586 | 1.447% | 2.324% | 14.37% | 35.61% | 46.25% | 130 | 130 | 130 |  | 1.507
11 |  |  | Distribution substations - Long rural |  | 1249.714 |  | 408.0759 | 3.876% | 7 |  | 326.5352 | 96.5545 |  | 130 |  | 25.73% | 0 | 19.5 | 65 | 104 | 130 | 4.7181 | 8.5634 | 43.3557 | 144.9883 | 206.4504 | 1.156% | 2.098% | 10.62% | 35.53% | 50.59% | 130 | 130 | 130 |  | 1.507
12 |  |  | 0 |  | 0 |  | 0 | 0% | 12 |  | 0 | 0 |  | 0 |  | 0% | 0 | 0 | 0 | 0 | 0 | 0 | 0 | 0 | 0 | 0 | 0% | 0% | 0% | 0% | 0% | 0 | 0 | 0 |  | 0
|  |  | Total |  | 38656.9547 |  | 10527.3199 |  |  |  | 272.3267 | 42.4786 |  | 89.3037 |  | 55.27% | [5 empty] | 870.6236 | 1361.1191 | 3528.9093 | 3150.6585 | 1616.0095 | 8.27% | 12.93% | 33.52% | 29.93% | 15.35% |  |  |  |  | 1.4934
segment
0 | 0 | 0 | 0 | 0 | 0 | 0 | 0 | 0% | 0 | 0% | 0 | 0 | 0 | 0 | 0 | 0% | 0 | 0 | 0 | 0 |  | 0 | 0 | 0 | 0 | 0 | 0% | 0% | 0% | 0% | 0% |  |  | 0 | 0 | 0 | 0
0 | 0 | 0 | 0 | 0 | 0 | 0 | 0 | 0% | 0 | 0% | 0 | 0 | 0 | 0 | 0 | 0% | 0 | 0 | 0 | 0 |  | 0 | 0 | 0 | 0 | 0 | 0% | 0% | 0% | 0% | 0% |  |  | 0 | 0 | 0 | 0
1 | 0 | 0 | SubTx Lines - Radial | Sub-transmission lines | 5074.59 | 44.1985 | 224289.0517 | 2.131% | 13 | 26.21% | 44.1985 | 64.1837 | 14395694.7041 | 100 | 22428905.1728 | 35.82% | 0 | 15 | 50 | 80 |  | 2616.5487 | 3593.3346 | 55087.6318 | 98676.1508 | 64315.3858 | 1.167% | 1.602% | 24.56% | 44% | 28.68% |  |  | 100 | 22428905.1728 | 1.6818 | 377213.4052
1 | 0 | 0 | SubTx Lines - Meshed | Sub-transmission lines | 13199.2 | 44.1985 | 583384.2836 | 5.542% | 7 | 68.17% | 44.1985 | 31.5753 | 18420555.8789 | 65 | 37919978.4322 | 51.42% | 0 | 9.75 | 32.5 | 52 |  | 22245.0838 | 64794.9391 | 164572.9574 | 256165.4214 | 75605.8818 | 3.813% | 11.11% | 28.21% | 43.91% | 12.96% |  |  | 65 | 37919978.4322 | 1.6818 | 981146.2951
1 | 0 | 0 | SubTx Lines - CBD | Sub-transmission lines | 1087.8843 | 44.1985 | 48082.8099 | 0.4567% | 15 | 5.619% | 44.1985 | 31.8726 | 1532524.4988 | 65 | 3125382.6431 | 50.97% | 0 | 9.75 | 32.5 | 52 |  | 0 | 0 | 24360.1817 | 22699.4843 | 1023.1439 | 0% | 0% | 50.66% | 47.21% | 2.128% |  |  | 65 | 3125382.6431 | 1.6818 | 80866.5439
2 | 0 | 0 | SubTx Substations | Sub-transmission substations | 342.17 | 677.5921 | 231851.7017 | 2.202% | 12 | 100% | 677.5921 | 36.555 | 8475332.6209 | 65 | 15070360.6118 | 43.76% | 0 | 9.75 | 32.5 | 52 |  | 8347.9351 | 20395.5233 | 37369.2064 | 131656.1523 | 34082.8845 | 3.601% | 8.797% | 16.12% | 56.78% | 14.7% |  |  | 65 | 15070360.6118 | 1.6094 | 373136.3325
3 | 0 | 0 | Zone Substations - Urban | Zone substations | 3894.7756 | 677.5921 | 2639069.3089 | 25.07% | 1 | 71.27% | 677.5921 | 11.1693 | 29476427.5553 | 65 | 171539505.0788 | 82.82% | 0 | 9.75 | 32.5 | 52 |  | 668952.8378 | 793528.1523 | 824985.7585 | 351602.5602 | 0 | 25.35% | 30.07% | 31.26% | 13.32% | 0% |  |  | 65 | 171539505.0788 | 1.4856 | 3920667.342
3 | 0 | 0 | Zone Substations - Rural | Zone substations | 1569.9797 | 677.5921 | 1063805.9068 | 10.11% | 3 | 28.73% | 677.5921 | 32.5517 | 34628713.1564 | 82 | 87232084.3569 | 60.3% | 0 | 12.3 | 41 | 65.6 |  | 21191.6941 | 71912.8536 | 610046.5068 | 333669.7455 | 26985.1069 | 1.992% | 6.76% | 57.35% | 31.37% | 2.537% |  |  | 82 | 87232084.3569 | 1.4856 | 1580416.6503
4 | 0 | 0 | Distribution Feeders - CBD | Distribution feeders - CBD | 526.8033 | 512.0486 | 269748.854 | 2.562% | 11 | 100% | 512.0486 | 42.2609 | 11399840.2219 | 80 | 21579908.3202 | 47.17% | 0 | 12 | 40 | 64 |  | 1853.6088 | 19853.1254 | 93509.6841 | 115362.7558 | 39169.6799 | 0.6872% | 7.36% | 34.67% | 42.77% | 14.52% |  |  | 80 | 21579908.3202 | 1.417 | 382226.9534
5 | 0 | 0 | Distribution Feeders - Urban | Distribution feeders - Urban | 4109.7515 | 512.0486 | 2104392.3695 | 19.99% | 2 | 100% | 512.0486 | 45.4862 | 95720888.7142 | 100 | 210439236.9484 | 54.51% | 0 | 15 | 50 | 80 |  | 37218.5128 | 141338.9984 | 1083794.8928 | 694419.4902 | 147620.4753 | 1.769% | 6.716% | 51.5% | 33% | 7.015% |  |  | 100 | 210439236.9484 | 1.417 | 2981868.0308
6 | 0 | 0 | Distribution Feeders - Short Rural | Distribution feeders - Short rural | 1175.2453 | 512.0486 | 601782.6628 | 5.716% | 6 | 100% | 512.0486 | 58.9545 | 35477786.5539 | 100 | 60178266.2839 | 41.05% | 0 | 15 | 50 | 80 |  | 18545.8435 | 19552.9608 | 146015.5912 | 284967.1253 | 132701.142 | 3.082% | 3.249% | 24.26% | 47.35% | 22.05% |  |  | 100 | 60178266.2839 | 1.417 | 852710.0316
7 | 0 | 0 | Distribution Feeders - Long Rural | Distribution feeders - Long rural | 1370.5001 | 512.0486 | 701762.5998 | 6.666% | 5 | 100% | 512.0486 | 69.0114 | 48429601.7898 | 100 | 70176259.9846 | 30.99% | 0 | 15 | 50 | 80 |  | 2634.0756 | 8320.6635 | 107055.1186 | 335942.52 | 247810.2222 | 0.3754% | 1.186% | 15.26% | 47.87% | 35.31% |  |  | 100 | 70176259.9846 | 1.417 | 994378.9438
8 | 0 | 0 | Distribution Substations - CBD | Distribution substations - CBD | 387.438 | 326.5354 | 126512.2349 | 1.202% | 14 | 100% | 326.5354 | 15.773 | 1995474.6813 | 100 | 12651223.4893 | 84.23% | 0 | 15 | 50 | 80 |  | 359.189 | 122446.8688 | 1453.0827 | 1436.7559 | 816.3386 | 0.2839% | 96.79% | 1.149% | 1.136% | 0.6453% |  |  | 100 | 12651223.4893 | 1.467 | 185596.9914
9 | 0 | 0 | Distribution substations - Urban Pole | Distribution substations - Urban | 1341.883 | 326.5354 | 438172.3458 | 4.162% | 8 | 35.92% | 326.5354 | 57.1341 | 25034590.4531 | 130 | 56962404.9482 | 56.05% | 0 | 19.5 | 65 | 104 |  | 37093.4455 | 46919.2232 | 172477.3216 | 109449.4524 | 72232.903 | 8.465% | 10.71% | 39.36% | 24.98% | 16.49% |  |  | 130 | 56962404.9482 | 1.5845 | 694273.6942
9 | 0 | 0 | Distribution substations - Urban Pad | Distribution substations - Urban | 2394.359 | 326.5354 | 781843.0516 | 7.427% | 4 | 64.08% | 326.5354 | 69.8221 | 54589904.13 | 100 | 78184305.1601 | 30.18% | 0 | 15 | 50 | 80 |  | 40439.7806 | 32822.6886 | 121067.5831 | 161175.6037 | 426337.3955 | 5.172% | 4.198% | 15.48% | 20.61% | 54.53% |  |  | 100 | 78184305.1601 | 1.5899 | 1243089.0847
10 | 0 | 0 | Distribution substations - Short rural | Distribution substations - Short rural | 932.661 | 326.5354 | 304546.863 | 2.893% | 10 | 100% | 326.5354 | 92.6207 | 28207331.819 | 130 | 39591092.1902 | 28.75% | 0 | 19.5 | 65 | 104 |  | 4406.9222 | 7076.3494 | 43758.0337 | 108446.9886 | 140858.5691 | 1.447% | 2.324% | 14.37% | 35.61% | 46.25% |  |  | 130 | 39591092.1902 | 1.507 | 458965.4163
11 | 0 | 0 | Distribution substations - Long rural | Distribution substations - Long rural | 1249.714 | 326.5354 | 408075.9015 | 3.876% | 9 | 100% | 326.5354 | 96.5545 | 39401569.0659 | 130 | 53049867.1922 | 25.73% | 0 | 19.5 | 65 | 104 |  | 4718.1105 | 8563.3917 | 43355.742 | 144988.2627 | 206450.3945 | 1.156% | 2.098% | 10.62% | 35.53% | 50.59% |  |  | 130 | 53049867.1922 | 1.507 | 614988.1964
0 | 0 | 0 | 0 | 0 | 0 | 0 | 0 | 0% | 0 | 0% | 0 | 0 | 0 | 0 | 0 | 0% | 0 | 0 | 0 | 0 |  | 0 | 0 | 0 | 0 | 0 | 0% | 0% | 0% | 0% | 0% |  |  | 0 | 0 | 0 | 0
0 | 0 | 0 | 0 | 0 | 0 | 0 | 0 | 0% | 0 | 0% | 0 | 0 | 0 | 0 | 0 | 0% | 0 | 0 | 0 | 0 |  | 0 | 0 | 0 | 0 | 0 | 0% | 0% | 0% | 0% | 0% |  |  | 0 | 0 | 0 | 0
0 | 0 | 0 | 0 | 0 | 0 | 0 | 0 | 0% | 0 | 0% | 0 | 0 | 0 | 0 | 0 | 0% | 0 | 0 | 0 | 0 |  | 0 | 0 | 0 | 0 | 0 | 0% | 0% | 0% | 0% | 0% |  |  | 0 | 0 | 0 | 0
0 | 0 | 0 | 0 | 0 | 0 | 0 | 0 | 0% | 0 | 0% | 0 | 0 | 0 | 0 | 0 | 0% | 0 | 0 | 0 | 0 |  | 0 | 0 | 0 | 0 | 0 | 0% | 0% | 0% | 0% | 0% |  |  | 0 | 0 | 0 | 0
0 | 0 | 0 | 0 | 0 | 0 | 0 | 0 | 0% | 0 | 0% | 0 | 0 | 0 | 0 | 0 | 0% | 0 | 0 | 0 | 0 |  | 0 | 0 | 0 | 0 | 0 | 0% | 0% | 0% | 0% | 0% |  |  | 0 | 0 | 0 | 0
0 | 0 | 0 | 0 | 0 | 0 | 0 | 0 | 0% | 0 | 0% | 0 | 0 | 0 | 0 | 0 | 0% | 0 | 0 | 0 | 0 |  | 0 | 0 | 0 | 0 | 0 | 0% | 0% | 0% | 0% | 0% |  |  | 0 | 0 | 0 | 0
0 | 0 | 0 | 0 | 0 | 0 | 0 | 0 | 0% | 0 | 0% | 0 | 0 | 0 | 0 | 0 | 0% | 0 | 0 | 0 | 0 |  | 0 | 0 | 0 | 0 | 0 | 0% | 0% | 0% | 0% | 0% |  |  | 0 | 0 | 0 | 0
0 | 0 | 0 | 0 | 0 | 0 | 0 | 0 | 0% | 0 | 0% | 0 | 0 | 0 | 0 | 0 | 0% | 0 | 0 | 0 | 0 |  | 0 | 0 | 0 | 0 | 0 | 0% | 0% | 0% | 0% | 0% |  |  | 0 | 0 | 0 | 0
0 | 0 | 0 | 0 | 0 | 0 | 0 | 0 | 0% | 0 | 0% | 0 | 0 | 0 | 0 | 0 | 0% | 0 | 0 | 0 | 0 |  | 0 | 0 | 0 | 0 | 0 | 0% | 0% | 0% | 0% | 0% |  |  | 0 | 0 | 0 | 0
0 | 0 | 0 | 0 | 0 | 0 | 0 | 0 | 0% | 0 | 0% | 0 | 0 | 0 | 0 | 0 | 0% | 0 | 0 | 0 | 0 |  | 0 | 0 | 0 | 0 | 0 | 0% | 0% | 0% | 0% | 0% |  |  | 0 | 0 | 0 | 0
0 | 0 | 0 | 0 | 0 | 0 | 0 | 0 | 0% | 0 | 0% | 0 | 0 | 0 | 0 | 0 | 0% | 0 | 0 | 0 | 0 |  | 0 | 0 | 0 | 0 | 0 | 0% | 0% | 0% | 0% | 0% |  |  | 0 | 0 | 0 | 0
0 | 0 | 0 | 0 | 0 | 0 | 0 | 0 | 0% | 0 | 0% | 0 | 0 | 0 | 0 | 0 | 0% | 0 | 0 | 0 | 0 |  | 0 | 0 | 0 | 0 | 0 | 0% | 0% | 0% | 0% | 0% |  |  | 0 | 0 | 0 | 0
0 | 0 | 0 | 0 | 0 | 0 | 0 | 0 | 0% | 0 | 0% | 0 | 0 | 0 | 0 | 0 | 0% | 0 | 0 | 0 | 0 |  | 0 | 0 | 0 | 0 | 0 | 0% | 0% | 0% | 0% | 0% |  |  | 0 | 0 | 0 | 0
0 | 0 | 0 | 0 | 0 | 0 | 0 | 0 | 0% | 0 | 0% | 0 | 0 | 0 | 0 | 0 | 0% | 0 | 0 | 0 | 0 |  | 0 | 0 | 0 | 0 | 0 | 0% | 0% | 0% | 0% | 0% |  |  | 0 | 0 | 0 | 0
0 | 0 | 0 | 0 | 0 | 0 | 0 | 0 | 0% | 0 | 0% | 0 | 0 | 0 | 0 | 0 | 0% | 0 | 0 | 0 | 0 |  | 0 | 0 | 0 | 0 | 0 | 0% | 0% | 0% | 0% | 0% |  |  | 0 | 0 | 0 | 0
0 | 0 | 0 | 0 | 0 | 0 | 0 | 0 | 0% | 0 | 0% | 0 | 0 | 0 | 0 | 0 | 0% | 0 | 0 | 0 | 0 |  | 0 | 0 | 0 | 0 | 0 | 0% | 0% | 0% | 0% | 0% |  |  | 0 | 0 | 0 | 0
0 | 0 | 0 | 0 | 0 | 0 | 0 | 0 | 0% | 0 | 0% | 0 | 0 | 0 | 0 | 0 | 0% | 0 | 0 | 0 | 0 |  | 0 | 0 | 0 | 0 | 0 | 0% | 0% | 0% | 0% | 0% |  |  | 0 | 0 | 0 | 0
0 | 0 | 0 | 0 | 0 | 0 | 0 | 0 | 0% | 0 | 0% | 0 | 0 | 0 | 0 | 0 | 0% | 0 | 0 | 0 | 0 |  | 0 | 0 | 0 | 0 | 0 | 0% | 0% | 0% | 0% | 0% |  |  | 0 | 0 | 0 | 0
0 | 0 | 0 | 0 | 0 | 0 | 0 | 0 | 0% | 0 | 0% | 0 | 0 | 0 | 0 | 0 | 0% | 0 | 0 | 0 | 0 |  | 0 | 0 | 0 | 0 | 0 | 0% | 0% | 0% | 0% | 0% |  |  | 0 | 0 | 0 | 0
0 | 0 | 0 | 0 | 0 | 0 | 0 | 0 | 0% | 0 | 0% | 0 | 0 | 0 | 0 | 0 | 0% | 0 | 0 | 0 | 0 |  | 0 | 0 | 0 | 0 | 0 | 0% | 0% | 0% | 0% | 0% |  |  | 0 | 0 | 0 | 0
0 | 0 | 0 | 0 | 0 | 0 | 0 | 0 | 0% | 0 | 0% | 0 | 0 | 0 | 0 | 0 | 0% | 0 | 0 | 0 | 0 |  | 0 | 0 | 0 | 0 | 0 | 0% | 0% | 0% | 0% | 0% |  |  | 0 | 0 | 0 | 0
0 | 0 | 0 | 0 | 0 | 0 | 0 | 0 | 0% | 0 | 0% | 0 | 0 | 0 | 0 | 0 | 0% | 0 | 0 | 0 | 0 |  | 0 | 0 | 0 | 0 | 0 | 0% | 0% | 0% | 0% | 0% |  |  | 0 | 0 | 0 | 0
0 | 0 | 0 | 0 | 0 | 0 | 0 | 0 | 0% | 0 | 0% | 0 | 0 | 0 | 0 | 0 | 0% | 0 | 0 | 0 | 0 |  | 0 | 0 | 0 | 0 | 0 | 0% | 0% | 0% | 0% | 0% |  |  | 0 | 0 | 0 | 0
0 | 0 | 0 | 0 | 0 | 0 | 0 | 0 | 0% | 0 | 0% | 0 | 0 | 0 | 0 | 0 | 0% | 0 | 0 | 0 | 0 |  | 0 | 0 | 0 | 0 | 0 | 0% | 0% | 0% | 0% | 0% |  |  | 0 | 0 | 0 | 0
[34 empty] | 0 | 0

## aug forecast
Asset calcs | [46 empty] | Augmentation capacity added (MVA) | [19 empty] | Weighted average utilisation forecast (WAA) | [20 empty] | Weighted average remaining utilisation forecast (WARL) | [20 empty] | Augmentation expendiutre forecast ($ millions)
[47 empty] | 1 | 2 | 3 | 4 | 5 | 6 | 7 | 8 | 9 | 10 | 11 | 12 | 13 | 14 | 15 | 16 | 17 | 18 | 19 | 20 | 0 | 1 | 2 | 3 | 4 | 5 | 6 | 7 | 8 | 9 | 10 | 11 | 12 | 13 | 14 | 15 | 16 | 17 | 18 | 19 | 20 | 0 | 1 | 2 | 3 | 4 | 5 | 6 | 7 | 8 | 9 | 10 | 11 | 12 | 13 | 14 | 15 | 16 | 17 | 18 | 19 | 20 | 1 | 2 | 3 | 4 | 5 | 6 | 7 | 8 | 9 | 10 | 11 | 12 | 13 | 14 | 15 | 16 | 17 | 18 | 19 | 20
DNSP | bar: Augmentation capacity added (MVA) 20; Weighted average remaining utilisation forecast (WARL) 0; Augmentation expendiutre forecast ($ millions) 1; Augmentation expendiutre forecast ($ millions) 20
[6 empty] | Historical | [9 empty] | Forcast | [20 empty] | Model forecast | bar: Augmentation capacity added (MVA) 20; Weighted average remaining utilisation forecast (WARL) 0; Augmentation expendiutre forecast ($ millions) 1; Augmentation expendiutre forecast ($ millions) 20
|  |  |  | year |  | 2005 | 2006 | 2007 | 2008 | 2009 | 2010 | 2011 | 2012 | 2013 | 2014 | 2015 | 2016 | 2017 | 2018 | 2019 | 2020 | 2021 | 2022 | 2023 | 2024 | 2025 | 2026 | 2027 | 2028 | 2029 | 2030 | 2031 | 2032 | 2033 | 2034 |  | 2005 | 2006 | 2007 | 2008 | 2009 | 2010 | 2011 | 2012 | 2013 | 2014 | 2015 | 2016 | 2017 | 2018 | 2019 | 2020 | 2021 | 2022 | 2023 | 2024 | 2025 | 2026 | 2027 | 2028 | 2029 | 2030 | 2031 | 2032 | 2033 | 2034 | 2014 | 2015 | 2016 | 2017 | 2018 | 2019 | 2020 | 2021 | 2022 | 2023 | 2024 | 2025 | 2026 | 2027 | 2028 | 2029 | 2030 | 2031 | 2032 | 2033 | 2034 | 2014 | 2015 | 2016 | 2017 | 2018 | 2019 | 2020 | 2021 | 2022 | 2023 | 2024 | 2025 | 2026 | 2027 | 2028 | 2029 | 2030 | 2031 | 2032 | 2033 | 2034 | 2015 | 2016 | 2017 | 2018 | 2019 | 2020 | 2021 | 2022 | 2023 | 2024 | 2025 | 2026 | 2027 | 2028 | 2029 | 2030 | 2031 | 2032 | 2033 | 2034
1 |  |  | Sub-transmission lines | Sub-transmission lines | [31 empty] | Sub-transmission lines (mod) | [10 empty] | #NAME? | #NAME? | #NAME? | #NAME? | #NAME? | #NAME? | #NAME? | #NAME? | #NAME? | #NAME? | #NAME? | #NAME? | #NAME? | #NAME? | #NAME? | #NAME? | #NAME? | #NAME? | #NAME? | #NAME? | #NAME? | #NAME? | #NAME? | #NAME? | #NAME? | #NAME? | #NAME? | #NAME? | #NAME? | #NAME? | #NAME? | #NAME? | #NAME? | #NAME? | #NAME? | #NAME? | #NAME? | #NAME? | #NAME? | #NAME? | #NAME? | #NAME? | #NAME? | #NAME? | #NAME? | #NAME? | #NAME? | #NAME? | #NAME? | #NAME? | #NAME? | #NAME? | #NAME? | #NAME? | #NAME? | #NAME? | #NAME? | #NAME? | #NAME? | #NAME? | #NAME? | #NAME? | #NAME? | #NAME? | #NAME? | #NAME? | #NAME? | #NAME? | #NAME? | #NAME? | #NAME? | #NAME? | #NAME? | #NAME? | #NAME? | #NAME? | #NAME? | #NAME? | #NAME? | #NAME? | #NAME? | #NAME?
2 |  |  | Sub-transmission substations | Sub-transmission substations | [31 empty] | Sub-transmission substations (mod) | [10 empty] | #NAME? | #NAME? | #NAME? | #NAME? | #NAME? | #NAME? | #NAME? | #NAME? | #NAME? | #NAME? | #NAME? | #NAME? | #NAME? | #NAME? | #NAME? | #NAME? | #NAME? | #NAME? | #NAME? | #NAME? | #NAME? | #NAME? | #NAME? | #NAME? | #NAME? | #NAME? | #NAME? | #NAME? | #NAME? | #NAME? | #NAME? | #NAME? | #NAME? | #NAME? | #NAME? | #NAME? | #NAME? | #NAME? | #NAME? | #NAME? | #NAME? | #NAME? | #NAME? | #NAME? | #NAME? | #NAME? | #NAME? | #NAME? | #NAME? | #NAME? | #NAME? | #NAME? | #NAME? | #NAME? | #NAME? | #NAME? | #NAME? | #NAME? | #NAME? | #NAME? | #NAME? | #NAME? | #NAME? | #NAME? | #NAME? | #NAME? | #NAME? | #NAME? | #NAME? | #NAME? | #NAME? | #NAME? | #NAME? | #NAME? | #NAME? | #NAME? | #NAME? | #NAME? | #NAME? | #NAME? | #NAME? | #NAME?
3 |  |  | Zone substations | Zone substations | [31 empty] | Zone substations (mod) | [10 empty] | #NAME? | #NAME? | #NAME? | #NAME? | #NAME? | #NAME? | #NAME? | #NAME? | #NAME? | #NAME? | #NAME? | #NAME? | #NAME? | #NAME? | #NAME? | #NAME? | #NAME? | #NAME? | #NAME? | #NAME? | #NAME? | #NAME? | #NAME? | #NAME? | #NAME? | #NAME? | #NAME? | #NAME? | #NAME? | #NAME? | #NAME? | #NAME? | #NAME? | #NAME? | #NAME? | #NAME? | #NAME? | #NAME? | #NAME? | #NAME? | #NAME? | #NAME? | #NAME? | #NAME? | #NAME? | #NAME? | #NAME? | #NAME? | #NAME? | #NAME? | #NAME? | #NAME? | #NAME? | #NAME? | #NAME? | #NAME? | #NAME? | #NAME? | #NAME? | #NAME? | #NAME? | #NAME? | #NAME? | #NAME? | #NAME? | #NAME? | #NAME? | #NAME? | #NAME? | #NAME? | #NAME? | #NAME? | #NAME? | #NAME? | #NAME? | #NAME? | #NAME? | #NAME? | #NAME? | #NAME? | #NAME? | #NAME?
4 |  |  | Distribution feeders - CBD | Distribution feeders - CBD | [31 empty] | Distribution feeders - CBD (mod) | [10 empty] | #NAME? | #NAME? | #NAME? | #NAME? | #NAME? | #NAME? | #NAME? | #NAME? | #NAME? | #NAME? | #NAME? | #NAME? | #NAME? | #NAME? | #NAME? | #NAME? | #NAME? | #NAME? | #NAME? | #NAME? | #NAME? | #NAME? | #NAME? | #NAME? | #NAME? | #NAME? | #NAME? | #NAME? | #NAME? | #NAME? | #NAME? | #NAME? | #NAME? | #NAME? | #NAME? | #NAME? | #NAME? | #NAME? | #NAME? | #NAME? | #NAME? | #NAME? | #NAME? | #NAME? | #NAME? | #NAME? | #NAME? | #NAME? | #NAME? | #NAME? | #NAME? | #NAME? | #NAME? | #NAME? | #NAME? | #NAME? | #NAME? | #NAME? | #NAME? | #NAME? | #NAME? | #NAME? | #NAME? | #NAME? | #NAME? | #NAME? | #NAME? | #NAME? | #NAME? | #NAME? | #NAME? | #NAME? | #NAME? | #NAME? | #NAME? | #NAME? | #NAME? | #NAME? | #NAME? | #NAME? | #NAME? | #NAME?
5 |  |  | Distribution feeders - Urban | Distribution feeders - Urban | [31 empty] | Distribution feeders - Urban (mod) | [10 empty] | #NAME? | #NAME? | #NAME? | #NAME? | #NAME? | #NAME? | #NAME? | #NAME? | #NAME? | #NAME? | #NAME? | #NAME? | #NAME? | #NAME? | #NAME? | #NAME? | #NAME? | #NAME? | #NAME? | #NAME? | #NAME? | #NAME? | #NAME? | #NAME? | #NAME? | #NAME? | #NAME? | #NAME? | #NAME? | #NAME? | #NAME? | #NAME? | #NAME? | #NAME? | #NAME? | #NAME? | #NAME? | #NAME? | #NAME? | #NAME? | #NAME? | #NAME? | #NAME? | #NAME? | #NAME? | #NAME? | #NAME? | #NAME? | #NAME? | #NAME? | #NAME? | #NAME? | #NAME? | #NAME? | #NAME? | #NAME? | #NAME? | #NAME? | #NAME? | #NAME? | #NAME? | #NAME? | #NAME? | #NAME? | #NAME? | #NAME? | #NAME? | #NAME? | #NAME? | #NAME? | #NAME? | #NAME? | #NAME? | #NAME? | #NAME? | #NAME? | #NAME? | #NAME? | #NAME? | #NAME? | #NAME? | #NAME?
6 |  |  | Distribution feeders - Short rural | Distribution feeders - Short rural | [31 empty] | Distribution feeders - Short rural (mod) | [10 empty] | #NAME? | #NAME? | #NAME? | #NAME? | #NAME? | #NAME? | #NAME? | #NAME? | #NAME? | #NAME? | #NAME? | #NAME? | #NAME? | #NAME? | #NAME? | #NAME? | #NAME? | #NAME? | #NAME? | #NAME? | #NAME? | #NAME? | #NAME? | #NAME? | #NAME? | #NAME? | #NAME? | #NAME? | #NAME? | #NAME? | #NAME? | #NAME? | #NAME? | #NAME? | #NAME? | #NAME? | #NAME? | #NAME? | #NAME? | #NAME? | #NAME? | #NAME? | #NAME? | #NAME? | #NAME? | #NAME? | #NAME? | #NAME? | #NAME? | #NAME? | #NAME? | #NAME? | #NAME? | #NAME? | #NAME? | #NAME? | #NAME? | #NAME? | #NAME? | #NAME? | #NAME? | #NAME? | #NAME? | #NAME? | #NAME? | #NAME? | #NAME? | #NAME? | #NAME? | #NAME? | #NAME? | #NAME? | #NAME? | #NAME? | #NAME? | #NAME? | #NAME? | #NAME? | #NAME? | #NAME? | #NAME? | #NAME?
7 |  |  | Distribution feeders - Long rural | Distribution feeders - Long rural | [31 empty] | Distribution feeders - Long rural (mod) | [10 empty] | #NAME? | #NAME? | #NAME? | #NAME? | #NAME? | #NAME? | #NAME? | #NAME? | #NAME? | #NAME? | #NAME? | #NAME? | #NAME? | #NAME? | #NAME? | #NAME? | #NAME? | #NAME? | #NAME? | #NAME? | #NAME? | #NAME? | #NAME? | #NAME? | #NAME? | #NAME? | #NAME? | #NAME? | #NAME? | #NAME? | #NAME? | #NAME? | #NAME? | #NAME? | #NAME? | #NAME? | #NAME? | #NAME? | #NAME? | #NAME? | #NAME? | #NAME? | #NAME? | #NAME? | #NAME? | #NAME? | #NAME? | #NAME? | #NAME? | #NAME? | #NAME? | #NAME? | #NAME? | #NAME? | #NAME? | #NAME? | #NAME? | #NAME? | #NAME? | #NAME? | #NAME? | #NAME? | #NAME? | #NAME? | #NAME? | #NAME? | #NAME? | #NAME? | #NAME? | #NAME? | #NAME? | #NAME? | #NAME? | #NAME? | #NAME? | #NAME? | #NAME? | #NAME? | #NAME? | #NAME? | #NAME? | #NAME?
8 |  |  | Distribution substations - CBD | Distribution substations - CBD | [31 empty] | Distribution substations - CBD (mod) | [10 empty] | #NAME? | #NAME? | #NAME? | #NAME? | #NAME? | #NAME? | #NAME? | #NAME? | #NAME? | #NAME? | #NAME? | #NAME? | #NAME? | #NAME? | #NAME? | #NAME? | #NAME? | #NAME? | #NAME? | #NAME? | #NAME? | #NAME? | #NAME? | #NAME? | #NAME? | #NAME? | #NAME? | #NAME? | #NAME? | #NAME? | #NAME? | #NAME? | #NAME? | #NAME? | #NAME? | #NAME? | #NAME? | #NAME? | #NAME? | #NAME? | #NAME? | #NAME? | #NAME? | #NAME? | #NAME? | #NAME? | #NAME? | #NAME? | #NAME? | #NAME? | #NAME? | #NAME? | #NAME? | #NAME? | #NAME? | #NAME? | #NAME? | #NAME? | #NAME? | #NAME? | #NAME? | #NAME? | #NAME? | #NAME? | #NAME? | #NAME? | #NAME? | #NAME? | #NAME? | #NAME? | #NAME? | #NAME? | #NAME? | #NAME? | #NAME? | #NAME? | #NAME? | #NAME? | #NAME? | #NAME? | #NAME? | #NAME?
9 |  |  | Distribution substations - Urban | Distribution substations - Urban | [31 empty] | Distribution substations - Urban (mod) | [10 empty] | #NAME? | #NAME? | #NAME? | #NAME? | #NAME? | #NAME? | #NAME? | #NAME? | #NAME? | #NAME? | #NAME? | #NAME? | #NAME? | #NAME? | #NAME? | #NAME? | #NAME? | #NAME? | #NAME? | #NAME? | #NAME? | #NAME? | #NAME? | #NAME? | #NAME? | #NAME? | #NAME? | #NAME? | #NAME? | #NAME? | #NAME? | #NAME? | #NAME? | #NAME? | #NAME? | #NAME? | #NAME? | #NAME? | #NAME? | #NAME? | #NAME? | #NAME? | #NAME? | #NAME? | #NAME? | #NAME? | #NAME? | #NAME? | #NAME? | #NAME? | #NAME? | #NAME? | #NAME? | #NAME? | #NAME? | #NAME? | #NAME? | #NAME? | #NAME? | #NAME? | #NAME? | #NAME? | #NAME? | #NAME? | #NAME? | #NAME? | #NAME? | #NAME? | #NAME? | #NAME? | #NAME? | #NAME? | #NAME? | #NAME? | #NAME? | #NAME? | #NAME? | #NAME? | #NAME? | #NAME? | #NAME? | #NAME?
10 |  |  | Distribution substations - Short rural | Distribution substations - Short rural | [31 empty] | Distribution substations - Short rural (mod) | [10 empty] | #NAME? | #NAME? | #NAME? | #NAME? | #NAME? | #NAME? | #NAME? | #NAME? | #NAME? | #NAME? | #NAME? | #NAME? | #NAME? | #NAME? | #NAME? | #NAME? | #NAME? | #NAME? | #NAME? | #NAME? | #NAME? | #NAME? | #NAME? | #NAME? | #NAME? | #NAME? | #NAME? | #NAME? | #NAME? | #NAME? | #NAME? | #NAME? | #NAME? | #NAME? | #NAME? | #NAME? | #NAME? | #NAME? | #NAME? | #NAME? | #NAME? | #NAME? | #NAME? | #NAME? | #NAME? | #NAME? | #NAME? | #NAME? | #NAME? | #NAME? | #NAME? | #NAME? | #NAME? | #NAME? | #NAME? | #NAME? | #NAME? | #NAME? | #NAME? | #NAME? | #NAME? | #NAME? | #NAME? | #NAME? | #NAME? | #NAME? | #NAME? | #NAME? | #NAME? | #NAME? | #NAME? | #NAME? | #NAME? | #NAME? | #NAME? | #NAME? | #NAME? | #NAME? | #NAME? | #NAME? | #NAME? | #NAME?
11 |  |  | Distribution substations - Long rural | Distribution substations - Long rural | [31 empty] | Distribution substations - Long rural (mod) | [10 empty] | #NAME? | #NAME? | #NAME? | #NAME? | #NAME? | #NAME? | #NAME? | #NAME? | #NAME? | #NAME? | #NAME? | #NAME? | #NAME? | #NAME? | #NAME? | #NAME? | #NAME? | #NAME? | #NAME? | #NAME? | #NAME? | #NAME? | #NAME? | #NAME? | #NAME? | #NAME? | #NAME? | #NAME? | #NAME? | #NAME? | #NAME? | #NAME? | #NAME? | #NAME? | #NAME? | #NAME? | #NAME? | #NAME? | #NAME? | #NAME? | #NAME? | #NAME? | #NAME? | #NAME? | #NAME? | #NAME? | #NAME? | #NAME? | #NAME? | #NAME? | #NAME? | #NAME? | #NAME? | #NAME? | #NAME? | #NAME? | #NAME? | #NAME? | #NAME? | #NAME? | #NAME? | #NAME? | #NAME? | #NAME? | #NAME? | #NAME? | #NAME? | #NAME? | #NAME? | #NAME? | #NAME? | #NAME? | #NAME? | #NAME? | #NAME? | #NAME? | #NAME? | #NAME? | #NAME? | #NAME? | #NAME? | #NAME?
12 |  |  | 0 | 0 | [31 empty] | 0 (mod) | [10 empty] | 0 | 0 | 0 | 0 | 0 | 0 | 0 | 0 | 0 | 0 | 0 | 0 | 0 | 0 | 0 | 0 | 0 | 0 | 0 | 0 | 0 | 0 | 0 | 0 | 0 | 0 | 0 | 0 | 0 | 0 | 0 | 0 | 0 | 0 | 0 | 0 | 0 | 0 | 0 | 0 | 0 | 0 | 0 | 0 | 0 | 0 | 0 | 0 | 0 | 0 | 0 | 0 | 0 | 0 | 0 | 0 | 0 | 0 | 0 | 0 | 0 | 0 | 0 | 0 | 0 | 0 | 0 | 0 | 0 | 0 | 0 | 0 | 0 | 0 | 0 | 0 | 0 | 0 | 0 | 0 | 0 | 0
|  |  | Total |  |  | 0 | 0 | 0 | 0 | 0 | 0 | 0 | 0 | 0 | 0 | 0 | 0 | 0 | 0 | 0 | 0 | 0 | 0 | 0 | 0 | 0 | 0 | 0 | 0 | 0 | 0 | 0 | 0 | 0 | 0 | Total (mod) | 0 | 0 | 0 | 0 | 0 | 0 | 0 | 0 | 0 | 0 | #NAME? | #NAME? | #NAME? | #NAME? | #NAME? | #NAME? | #NAME? | #NAME? | #NAME? | #NAME? | #NAME? | #NAME? | #NAME? | #NAME? | #NAME? | #NAME? | #NAME? | #NAME? | #NAME? | #NAME? | #NAME? | #NAME? | #NAME? | #NAME? | #NAME? | #NAME? | #NAME? | #NAME? | #NAME? | #NAME? | #NAME? | #NAME? | #NAME? | #NAME? | #NAME? | #NAME? | #NAME? | #NAME? | #NAME? | #NAME? | #NAME? | #NAME? | #NAME? | #NAME? | #NAME? | #NAME? | #NAME? | #NAME? | #NAME? | #NAME? | #NAME? | #NAME? | #NAME? | #NAME? | #NAME? | #NAME? | #NAME? | #NAME? | #NAME? | #NAME? | #NAME? | #NAME? | #NAME? | #NAME? | #NAME? | #NAME? | #NAME? | #NAME? | #NAME? | #NAME? | #NAME? | #NAME? | #NAME? | #NAME? | #NAME? | #NAME? | #NAME? | #NAME? | #NAME? | #NAME? | #NAME? | #NAME?
|  |  | % |  |  | RRR model |  |  |  |  | recursive | 1st year | [34 empty] | #NAME? | #NAME? | #NAME? | #NAME? | #NAME? | #NAME? | #NAME? | #NAME? | #NAME? | #NAME? | #NAME? | #NAME? | #NAME? | #NAME? | #NAME? | #NAME? | #NAME? | #NAME? | #NAME? | #NAME? | #NAME? | #NAME? | #NAME? | #NAME? | #NAME? | #NAME? | #NAME? | #NAME? | #NAME? | #NAME? | #NAME? | #NAME? | #NAME? | #NAME? | #NAME? | #NAME? | #NAME? | #NAME? | #NAME? | #NAME? | #NAME? | #NAME? | #NAME? | #NAME? | #NAME? | #NAME? | #NAME? | #NAME? | #NAME? | #NAME? | #NAME? | #NAME? | #NAME? | #NAME? | #NAME? | #NAME? | #NAME? | #NAME? | #NAME? | #NAME? | #NAME? | #NAME? | #NAME? | #NAME? | #NAME? | #NAME? | #NAME? | #NAME? | #NAME? | #NAME? | #NAME? | #NAME? | #NAME? | #NAME? | #NAME? | #NAME? | #NAME? | #NAME? | #NAME? | #NAME? | #NAME? | #NAME?
|  |  | segments |  | Uth | Uth | SD | Uth (S/R) | Meth (D/P) | Uth | FALSE | FALSE | [24 empty] | Model forecast 2015: % of cap ↑; Model forecast 2016: #NAME?; Model forecast 2017: #NAME?; Model forecast 2018: #NAME?; Model forecast 2019: #NAME?; Model forecast 2020: #NAME?; Model forecast 2021: #NAME?; Model forecast 2022: #NAME?; Model forecast 2014: % of total Uth ↑; Model forecast 2014: % of total life ↑; Model forecast 2015: % of AC ↑; Model forecast 2016: #NAME?; Model forecast 2017: #NAME?; Model forecast 2018: #NAME?; Model forecast 2019: #NAME?; Model forecast 2020: #NAME?; Model forecast 2021: #NAME?; Model forecast 2022: #NAME?; Model forecast 2023: #NAME?; Model forecast 2024: #NAME?; Model forecast 2025: #NAME?; Model forecast 2026: #NAME?; Model forecast 2027: #NAME?; Model forecast 2028: #NAME?; Model forecast 2029: #NAME?; Model forecast 2030: #NAME?; Model forecast 2031: #NAME?; Model forecast 2032: #NAME?; Model forecast 2033: #NAME?; Model forecast 2034: #NAME?
0 | 0 | 0 | 0 | 0 | 0 | 0 | 0 | S | 0 | 0 | [35 empty] | 0 | #NAME? | #NAME? | #NAME? | #NAME? | #NAME? | #NAME? | #NAME? | #NAME? | #NAME? | #NAME? | #NAME? | #NAME? | #NAME? | #NAME? | #NAME? | #NAME? | #NAME? | #NAME? | #NAME? | #NAME? | #NAME? | #NAME? | #NAME? | #NAME? | #NAME? | #NAME? | #NAME? | #NAME? | #NAME? | #NAME? | #NAME? | #NAME? | #NAME? | #NAME? | #NAME? | #NAME? | #NAME? | #NAME? | #NAME? | #NAME? | #NAME? | #NAME? | #NAME? | #NAME? | #NAME? | #NAME? | #NAME? | #NAME? | #NAME? | #NAME? | #NAME? | #NAME? | #NAME? | #NAME? | #NAME? | #NAME? | #NAME? | #NAME? | #NAME? | #NAME? | #NAME? | #NAME? | 0 | 0 | 0 | 0 | 0 | 0 | 0 | 0 | 0 | 0 | 0 | 0 | 0 | 0 | 0 | 0 | 0 | 0 | 0 | 0
0 | 0 | 0 | 0 | 0 | 0 | 0 | 0 | S | 0 | 0 | [35 empty] | 0 | #NAME? | #NAME? | #NAME? | #NAME? | #NAME? | #NAME? | #NAME? | #NAME? | #NAME? | #NAME? | #NAME? | #NAME? | #NAME? | #NAME? | #NAME? | #NAME? | #NAME? | #NAME? | #NAME? | #NAME? | #NAME? | #NAME? | #NAME? | #NAME? | #NAME? | #NAME? | #NAME? | #NAME? | #NAME? | #NAME? | #NAME? | #NAME? | #NAME? | #NAME? | #NAME? | #NAME? | #NAME? | #NAME? | #NAME? | #NAME? | #NAME? | #NAME? | #NAME? | #NAME? | #NAME? | #NAME? | #NAME? | #NAME? | #NAME? | #NAME? | #NAME? | #NAME? | #NAME? | #NAME? | #NAME? | #NAME? | #NAME? | #NAME? | #NAME? | #NAME? | #NAME? | #NAME? | 0 | 0 | 0 | 0 | 0 | 0 | 0 | 0 | 0 | 0 | 0 | 0 | 0 | 0 | 0 | 0 | 0 | 0 | 0 | 0
1 | 0 | 0 | SubTx Lines - Radial | Sub-transmission lines | 100 | 100 | 0.1 | S | 1 | 100 | [35 empty] | 224289.0517 | #NAME? | #NAME? | #NAME? | #NAME? | #NAME? | #NAME? | #NAME? | #NAME? | #NAME? | #NAME? | #NAME? | #NAME? | #NAME? | #NAME? | #NAME? | #NAME? | #NAME? | #NAME? | #NAME? | #NAME? | #NAME? | #NAME? | #NAME? | #NAME? | #NAME? | #NAME? | #NAME? | #NAME? | #NAME? | #NAME? | #NAME? | #NAME? | #NAME? | #NAME? | #NAME? | #NAME? | #NAME? | #NAME? | #NAME? | #NAME? | #NAME? | #NAME? | #NAME? | #NAME? | #NAME? | #NAME? | #NAME? | #NAME? | #NAME? | #NAME? | #NAME? | #NAME? | #NAME? | #NAME? | #NAME? | #NAME? | #NAME? | #NAME? | #NAME? | #NAME? | #NAME? | #NAME? | #NAME? | #NAME? | #NAME? | #NAME? | #NAME? | #NAME? | #NAME? | #NAME? | #NAME? | #NAME? | #NAME? | #NAME? | #NAME? | #NAME? | #NAME? | #NAME? | #NAME? | #NAME? | #NAME? | #NAME?
1 | 0 | 0 | SubTx Lines - Meshed | Sub-transmission lines | 65 | 65 | 0.1 | S | 1 | 65 | [35 empty] | 583384.2836 | #NAME? | #NAME? | #NAME? | #NAME? | #NAME? | #NAME? | #NAME? | #NAME? | #NAME? | #NAME? | #NAME? | #NAME? | #NAME? | #NAME? | #NAME? | #NAME? | #NAME? | #NAME? | #NAME? | #NAME? | #NAME? | #NAME? | #NAME? | #NAME? | #NAME? | #NAME? | #NAME? | #NAME? | #NAME? | #NAME? | #NAME? | #NAME? | #NAME? | #NAME? | #NAME? | #NAME? | #NAME? | #NAME? | #NAME? | #NAME? | #NAME? | #NAME? | #NAME? | #NAME? | #NAME? | #NAME? | #NAME? | #NAME? | #NAME? | #NAME? | #NAME? | #NAME? | #NAME? | #NAME? | #NAME? | #NAME? | #NAME? | #NAME? | #NAME? | #NAME? | #NAME? | #NAME? | #NAME? | #NAME? | #NAME? | #NAME? | #NAME? | #NAME? | #NAME? | #NAME? | #NAME? | #NAME? | #NAME? | #NAME? | #NAME? | #NAME? | #NAME? | #NAME? | #NAME? | #NAME? | #NAME? | #NAME?
1 | 0 | 0 | SubTx Lines - CBD | Sub-transmission lines | 65 | 65 | 0.1 | S | 1 | 65 | [35 empty] | 48082.8099 | #NAME? | #NAME? | #NAME? | #NAME? | #NAME? | #NAME? | #NAME? | #NAME? | #NAME? | #NAME? | #NAME? | #NAME? | #NAME? | #NAME? | #NAME? | #NAME? | #NAME? | #NAME? | #NAME? | #NAME? | #NAME? | #NAME? | #NAME? | #NAME? | #NAME? | #NAME? | #NAME? | #NAME? | #NAME? | #NAME? | #NAME? | #NAME? | #NAME? | #NAME? | #NAME? | #NAME? | #NAME? | #NAME? | #NAME? | #NAME? | #NAME? | #NAME? | #NAME? | #NAME? | #NAME? | #NAME? | #NAME? | #NAME? | #NAME? | #NAME? | #NAME? | #NAME? | #NAME? | #NAME? | #NAME? | #NAME? | #NAME? | #NAME? | #NAME? | #NAME? | #NAME? | #NAME? | #NAME? | #NAME? | #NAME? | #NAME? | #NAME? | #NAME? | #NAME? | #NAME? | #NAME? | #NAME? | #NAME? | #NAME? | #NAME? | #NAME? | #NAME? | #NAME? | #NAME? | #NAME? | #NAME? | #NAME?
2 | 0 | 0 | SubTx Substations | Sub-transmission substations | 65 | 65 | 0.1 | S | 1 | 65 | [35 empty] | 231851.7017 | #NAME? | #NAME? | #NAME? | #NAME? | #NAME? | #NAME? | #NAME? | #NAME? | #NAME? | #NAME? | #NAME? | #NAME? | #NAME? | #NAME? | #NAME? | #NAME? | #NAME? | #NAME? | #NAME? | #NAME? | #NAME? | #NAME? | #NAME? | #NAME? | #NAME? | #NAME? | #NAME? | #NAME? | #NAME? | #NAME? | #NAME? | #NAME? | #NAME? | #NAME? | #NAME? | #NAME? | #NAME? | #NAME? | #NAME? | #NAME? | #NAME? | #NAME? | #NAME? | #NAME? | #NAME? | #NAME? | #NAME? | #NAME? | #NAME? | #NAME? | #NAME? | #NAME? | #NAME? | #NAME? | #NAME? | #NAME? | #NAME? | #NAME? | #NAME? | #NAME? | #NAME? | #NAME? | #NAME? | #NAME? | #NAME? | #NAME? | #NAME? | #NAME? | #NAME? | #NAME? | #NAME? | #NAME? | #NAME? | #NAME? | #NAME? | #NAME? | #NAME? | #NAME? | #NAME? | #NAME? | #NAME? | #NAME?
3 | 0 | 0 | Zone Substations - Urban | Zone substations | 65 | 65 | 0.1 | S | 1 | 65 | [35 empty] | 2639069.3089 | #NAME? | #NAME? | #NAME? | #NAME? | #NAME? | #NAME? | #NAME? | #NAME? | #NAME? | #NAME? | #NAME? | #NAME? | #NAME? | #NAME? | #NAME? | #NAME? | #NAME? | #NAME? | #NAME? | #NAME? | #NAME? | #NAME? | #NAME? | #NAME? | #NAME? | #NAME? | #NAME? | #NAME? | #NAME? | #NAME? | #NAME? | #NAME? | #NAME? | #NAME? | #NAME? | #NAME? | #NAME? | #NAME? | #NAME? | #NAME? | #NAME? | #NAME? | #NAME? | #NAME? | #NAME? | #NAME? | #NAME? | #NAME? | #NAME? | #NAME? | #NAME? | #NAME? | #NAME? | #NAME? | #NAME? | #NAME? | #NAME? | #NAME? | #NAME? | #NAME? | #NAME? | #NAME? | #NAME? | #NAME? | #NAME? | #NAME? | #NAME? | #NAME? | #NAME? | #NAME? | #NAME? | #NAME? | #NAME? | #NAME? | #NAME? | #NAME? | #NAME? | #NAME? | #NAME? | #NAME? | #NAME? | #NAME?
3 | 0 | 0 | Zone Substations - Rural | Zone substations | 82 | 82 | 0.1 | S | 1 | 82 | [35 empty] | 1063805.9068 | #NAME? | #NAME? | #NAME? | #NAME? | #NAME? | #NAME? | #NAME? | #NAME? | #NAME? | #NAME? | #NAME? | #NAME? | #NAME? | #NAME? | #NAME? | #NAME? | #NAME? | #NAME? | #NAME? | #NAME? | #NAME? | #NAME? | #NAME? | #NAME? | #NAME? | #NAME? | #NAME? | #NAME? | #NAME? | #NAME? | #NAME? | #NAME? | #NAME? | #NAME? | #NAME? | #NAME? | #NAME? | #NAME? | #NAME? | #NAME? | #NAME? | #NAME? | #NAME? | #NAME? | #NAME? | #NAME? | #NAME? | #NAME? | #NAME? | #NAME? | #NAME? | #NAME? | #NAME? | #NAME? | #NAME? | #NAME? | #NAME? | #NAME? | #NAME? | #NAME? | #NAME? | #NAME? | #NAME? | #NAME? | #NAME? | #NAME? | #NAME? | #NAME? | #NAME? | #NAME? | #NAME? | #NAME? | #NAME? | #NAME? | #NAME? | #NAME? | #NAME? | #NAME? | #NAME? | #NAME? | #NAME? | #NAME?
4 | 0 | 0 | Distribution Feeders - CBD | Distribution feeders - CBD | 80 | 80 | 0.1 | S | 1 | 80 | [35 empty] | 269748.854 | #NAME? | #NAME? | #NAME? | #NAME? | #NAME? | #NAME? | #NAME? | #NAME? | #NAME? | #NAME? | #NAME? | #NAME? | #NAME? | #NAME? | #NAME? | #NAME? | #NAME? | #NAME? | #NAME? | #NAME? | #NAME? | #NAME? | #NAME? | #NAME? | #NAME? | #NAME? | #NAME? | #NAME? | #NAME? | #NAME? | #NAME? | #NAME? | #NAME? | #NAME? | #NAME? | #NAME? | #NAME? | #NAME? | #NAME? | #NAME? | #NAME? | #NAME? | #NAME? | #NAME? | #NAME? | #NAME? | #NAME? | #NAME? | #NAME? | #NAME? | #NAME? | #NAME? | #NAME? | #NAME? | #NAME? | #NAME? | #NAME? | #NAME? | #NAME? | #NAME? | #NAME? | #NAME? | #NAME? | #NAME? | #NAME? | #NAME? | #NAME? | #NAME? | #NAME? | #NAME? | #NAME? | #NAME? | #NAME? | #NAME? | #NAME? | #NAME? | #NAME? | #NAME? | #NAME? | #NAME? | #NAME? | #NAME?
5 | 0 | 0 | Distribution Feeders - Urban | Distribution feeders - Urban | 100 | 100 | 0.1 | S | 1 | 100 | [35 empty] | 2104392.3695 | #NAME? | #NAME? | #NAME? | #NAME? | #NAME? | #NAME? | #NAME? | #NAME? | #NAME? | #NAME? | #NAME? | #NAME? | #NAME? | #NAME? | #NAME? | #NAME? | #NAME? | #NAME? | #NAME? | #NAME? | #NAME? | #NAME? | #NAME? | #NAME? | #NAME? | #NAME? | #NAME? | #NAME? | #NAME? | #NAME? | #NAME? | #NAME? | #NAME? | #NAME? | #NAME? | #NAME? | #NAME? | #NAME? | #NAME? | #NAME? | #NAME? | #NAME? | #NAME? | #NAME? | #NAME? | #NAME? | #NAME? | #NAME? | #NAME? | #NAME? | #NAME? | #NAME? | #NAME? | #NAME? | #NAME? | #NAME? | #NAME? | #NAME? | #NAME? | #NAME? | #NAME? | #NAME? | #NAME? | #NAME? | #NAME? | #NAME? | #NAME? | #NAME? | #NAME? | #NAME? | #NAME? | #NAME? | #NAME? | #NAME? | #NAME? | #NAME? | #NAME? | #NAME? | #NAME? | #NAME? | #NAME? | #NAME?
6 | 0 | 0 | Distribution Feeders - Short Rural | Distribution feeders - Short rural | 100 | 100 | 0.1 | S | 1 | 100 | [35 empty] | 601782.6628 | #NAME? | #NAME? | #NAME? | #NAME? | #NAME? | #NAME? | #NAME? | #NAME? | #NAME? | #NAME? | #NAME? | #NAME? | #NAME? | #NAME? | #NAME? | #NAME? | #NAME? | #NAME? | #NAME? | #NAME? | #NAME? | #NAME? | #NAME? | #NAME? | #NAME? | #NAME? | #NAME? | #NAME? | #NAME? | #NAME? | #NAME? | #NAME? | #NAME? | #NAME? | #NAME? | #NAME? | #NAME? | #NAME? | #NAME? | #NAME? | #NAME? | #NAME? | #NAME? | #NAME? | #NAME? | #NAME? | #NAME? | #NAME? | #NAME? | #NAME? | #NAME? | #NAME? | #NAME? | #NAME? | #NAME? | #NAME? | #NAME? | #NAME? | #NAME? | #NAME? | #NAME? | #NAME? | #NAME? | #NAME? | #NAME? | #NAME? | #NAME? | #NAME? | #NAME? | #NAME? | #NAME? | #NAME? | #NAME? | #NAME? | #NAME? | #NAME? | #NAME? | #NAME? | #NAME? | #NAME? | #NAME? | #NAME?
7 | 0 | 0 | Distribution Feeders - Long Rural | Distribution feeders - Long rural | 100 | 100 | 0.1 | S | 1 | 100 | [35 empty] | 701762.5998 | #NAME? | #NAME? | #NAME? | #NAME? | #NAME? | #NAME? | #NAME? | #NAME? | #NAME? | #NAME? | #NAME? | #NAME? | #NAME? | #NAME? | #NAME? | #NAME? | #NAME? | #NAME? | #NAME? | #NAME? | #NAME? | #NAME? | #NAME? | #NAME? | #NAME? | #NAME? | #NAME? | #NAME? | #NAME? | #NAME? | #NAME? | #NAME? | #NAME? | #NAME? | #NAME? | #NAME? | #NAME? | #NAME? | #NAME? | #NAME? | #NAME? | #NAME? | #NAME? | #NAME? | #NAME? | #NAME? | #NAME? | #NAME? | #NAME? | #NAME? | #NAME? | #NAME? | #NAME? | #NAME? | #NAME? | #NAME? | #NAME? | #NAME? | #NAME? | #NAME? | #NAME? | #NAME? | #NAME? | #NAME? | #NAME? | #NAME? | #NAME? | #NAME? | #NAME? | #NAME? | #NAME? | #NAME? | #NAME? | #NAME? | #NAME? | #NAME? | #NAME? | #NAME? | #NAME? | #NAME? | #NAME? | #NAME?
8 | 0 | 0 | Distribution Substations - CBD | Distribution substations - CBD | 100 | 100 | 0.1 | S | 1 | 100 | [35 empty] | 126512.2349 | #NAME? | #NAME? | #NAME? | #NAME? | #NAME? | #NAME? | #NAME? | #NAME? | #NAME? | #NAME? | #NAME? | #NAME? | #NAME? | #NAME? | #NAME? | #NAME? | #NAME? | #NAME? | #NAME? | #NAME? | #NAME? | #NAME? | #NAME? | #NAME? | #NAME? | #NAME? | #NAME? | #NAME? | #NAME? | #NAME? | #NAME? | #NAME? | #NAME? | #NAME? | #NAME? | #NAME? | #NAME? | #NAME? | #NAME? | #NAME? | #NAME? | #NAME? | #NAME? | #NAME? | #NAME? | #NAME? | #NAME? | #NAME? | #NAME? | #NAME? | #NAME? | #NAME? | #NAME? | #NAME? | #NAME? | #NAME? | #NAME? | #NAME? | #NAME? | #NAME? | #NAME? | #NAME? | #NAME? | #NAME? | #NAME? | #NAME? | #NAME? | #NAME? | #NAME? | #NAME? | #NAME? | #NAME? | #NAME? | #NAME? | #NAME? | #NAME? | #NAME? | #NAME? | #NAME? | #NAME? | #NAME? | #NAME?
9 | 0 | 0 | Distribution substations - Urban Pole | Distribution substations - Urban | 130 | 130 | 0.1 | S | 1 | 130 | [35 empty] | 438172.3458 | #NAME? | #NAME? | #NAME? | #NAME? | #NAME? | #NAME? | #NAME? | #NAME? | #NAME? | #NAME? | #NAME? | #NAME? | #NAME? | #NAME? | #NAME? | #NAME? | #NAME? | #NAME? | #NAME? | #NAME? | #NAME? | #NAME? | #NAME? | #NAME? | #NAME? | #NAME? | #NAME? | #NAME? | #NAME? | #NAME? | #NAME? | #NAME? | #NAME? | #NAME? | #NAME? | #NAME? | #NAME? | #NAME? | #NAME? | #NAME? | #NAME? | #NAME? | #NAME? | #NAME? | #NAME? | #NAME? | #NAME? | #NAME? | #NAME? | #NAME? | #NAME? | #NAME? | #NAME? | #NAME? | #NAME? | #NAME? | #NAME? | #NAME? | #NAME? | #NAME? | #NAME? | #NAME? | #NAME? | #NAME? | #NAME? | #NAME? | #NAME? | #NAME? | #NAME? | #NAME? | #NAME? | #NAME? | #NAME? | #NAME? | #NAME? | #NAME? | #NAME? | #NAME? | #NAME? | #NAME? | #NAME? | #NAME?
9 | 0 | 0 | Distribution substations - Urban Pad | Distribution substations - Urban | 100 | 100 | 0.1 | S | 1 | 100 | [35 empty] | 781843.0516 | #NAME? | #NAME? | #NAME? | #NAME? | #NAME? | #NAME? | #NAME? | #NAME? | #NAME? | #NAME? | #NAME? | #NAME? | #NAME? | #NAME? | #NAME? | #NAME? | #NAME? | #NAME? | #NAME? | #NAME? | #NAME? | #NAME? | #NAME? | #NAME? | #NAME? | #NAME? | #NAME? | #NAME? | #NAME? | #NAME? | #NAME? | #NAME? | #NAME? | #NAME? | #NAME? | #NAME? | #NAME? | #NAME? | #NAME? | #NAME? | #NAME? | #NAME? | #NAME? | #NAME? | #NAME? | #NAME? | #NAME? | #NAME? | #NAME? | #NAME? | #NAME? | #NAME? | #NAME? | #NAME? | #NAME? | #NAME? | #NAME? | #NAME? | #NAME? | #NAME? | #NAME? | #NAME? | #NAME? | #NAME? | #NAME? | #NAME? | #NAME? | #NAME? | #NAME? | #NAME? | #NAME? | #NAME? | #NAME? | #NAME? | #NAME? | #NAME? | #NAME? | #NAME? | #NAME? | #NAME? | #NAME? | #NAME?
10 | 0 | 0 | Distribution substations - Short rural | Distribution substations - Short rural | 130 | 130 | 0.1 | S | 1 | 130 | [35 empty] | 304546.863 | #NAME? | #NAME? | #NAME? | #NAME? | #NAME? | #NAME? | #NAME? | #NAME? | #NAME? | #NAME? | #NAME? | #NAME? | #NAME? | #NAME? | #NAME? | #NAME? | #NAME? | #NAME? | #NAME? | #NAME? | #NAME? | #NAME? | #NAME? | #NAME? | #NAME? | #NAME? | #NAME? | #NAME? | #NAME? | #NAME? | #NAME? | #NAME? | #NAME? | #NAME? | #NAME? | #NAME? | #NAME? | #NAME? | #NAME? | #NAME? | #NAME? | #NAME? | #NAME? | #NAME? | #NAME? | #NAME? | #NAME? | #NAME? | #NAME? | #NAME? | #NAME? | #NAME? | #NAME? | #NAME? | #NAME? | #NAME? | #NAME? | #NAME? | #NAME? | #NAME? | #NAME? | #NAME? | #NAME? | #NAME? | #NAME? | #NAME? | #NAME? | #NAME? | #NAME? | #NAME? | #NAME? | #NAME? | #NAME? | #NAME? | #NAME? | #NAME? | #NAME? | #NAME? | #NAME? | #NAME? | #NAME? | #NAME?
11 | 0 | 0 | Distribution substations - Long rural | Distribution substations - Long rural | 130 | 130 | 0.1 | S | 1 | 130 | [35 empty] | 408075.9015 | #NAME? | #NAME? | #NAME? | #NAME? | #NAME? | #NAME? | #NAME? | #NAME? | #NAME? | #NAME? | #NAME? | #NAME? | #NAME? | #NAME? | #NAME? | #NAME? | #NAME? | #NAME? | #NAME? | #NAME? | #NAME? | #NAME? | #NAME? | #NAME? | #NAME? | #NAME? | #NAME? | #NAME? | #NAME? | #NAME? | #NAME? | #NAME? | #NAME? | #NAME? | #NAME? | #NAME? | #NAME? | #NAME? | #NAME? | #NAME? | #NAME? | #NAME? | #NAME? | #NAME? | #NAME? | #NAME? | #NAME? | #NAME? | #NAME? | #NAME? | #NAME? | #NAME? | #NAME? | #NAME? | #NAME? | #NAME? | #NAME? | #NAME? | #NAME? | #NAME? | #NAME? | #NAME? | #NAME? | #NAME? | #NAME? | #NAME? | #NAME? | #NAME? | #NAME? | #NAME? | #NAME? | #NAME? | #NAME? | #NAME? | #NAME? | #NAME? | #NAME? | #NAME? | #NAME? | #NAME? | #NAME? | #NAME?
0 | 0 | 0 | 0 | 0 | 0 | 0 | 0 | S | 0 | 0 | [35 empty] | 0 | #NAME? | #NAME? | #NAME? | #NAME? | #NAME? | #NAME? | #NAME? | #NAME? | #NAME? | #NAME? | #NAME? | #NAME? | #NAME? | #NAME? | #NAME? | #NAME? | #NAME? | #NAME? | #NAME? | #NAME? | #NAME? | #NAME? | #NAME? | #NAME? | #NAME? | #NAME? | #NAME? | #NAME? | #NAME? | #NAME? | #NAME? | #NAME? | #NAME? | #NAME? | #NAME? | #NAME? | #NAME? | #NAME? | #NAME? | #NAME? | #NAME? | #NAME? | #NAME? | #NAME? | #NAME? | #NAME? | #NAME? | #NAME? | #NAME? | #NAME? | #NAME? | #NAME? | #NAME? | #NAME? | #NAME? | #NAME? | #NAME? | #NAME? | #NAME? | #NAME? | #NAME? | #NAME? | 0 | 0 | 0 | 0 | 0 | 0 | 0 | 0 | 0 | 0 | 0 | 0 | 0 | 0 | 0 | 0 | 0 | 0 | 0 | 0
0 | 0 | 0 | 0 | 0 | 0 | 0 | 0 | S | 0 | 0 | [35 empty] | 0 | #NAME? | #NAME? | #NAME? | #NAME? | #NAME? | #NAME? | #NAME? | #NAME? | #NAME? | #NAME? | #NAME? | #NAME? | #NAME? | #NAME? | #NAME? | #NAME? | #NAME? | #NAME? | #NAME? | #NAME? | #NAME? | #NAME? | #NAME? | #NAME? | #NAME? | #NAME? | #NAME? | #NAME? | #NAME? | #NAME? | #NAME? | #NAME? | #NAME? | #NAME? | #NAME? | #NAME? | #NAME? | #NAME? | #NAME? | #NAME? | #NAME? | #NAME? | #NAME? | #NAME? | #NAME? | #NAME? | #NAME? | #NAME? | #NAME? | #NAME? | #NAME? | #NAME? | #NAME? | #NAME? | #NAME? | #NAME? | #NAME? | #NAME? | #NAME? | #NAME? | #NAME? | #NAME? | 0 | 0 | 0 | 0 | 0 | 0 | 0 | 0 | 0 | 0 | 0 | 0 | 0 | 0 | 0 | 0 | 0 | 0 | 0 | 0
0 | 0 | 0 | 0 | 0 | 0 | 0 | 0 | S | 0 | 0 | [35 empty] | 0 | #NAME? | #NAME? | #NAME? | #NAME? | #NAME? | #NAME? | #NAME? | #NAME? | #NAME? | #NAME? | #NAME? | #NAME? | #NAME? | #NAME? | #NAME? | #NAME? | #NAME? | #NAME? | #NAME? | #NAME? | #NAME? | #NAME? | #NAME? | #NAME? | #NAME? | #NAME? | #NAME? | #NAME? | #NAME? | #NAME? | #NAME? | #NAME? | #NAME? | #NAME? | #NAME? | #NAME? | #NAME? | #NAME? | #NAME? | #NAME? | #NAME? | #NAME? | #NAME? | #NAME? | #NAME? | #NAME? | #NAME? | #NAME? | #NAME? | #NAME? | #NAME? | #NAME? | #NAME? | #NAME? | #NAME? | #NAME? | #NAME? | #NAME? | #NAME? | #NAME? | #NAME? | #NAME? | 0 | 0 | 0 | 0 | 0 | 0 | 0 | 0 | 0 | 0 | 0 | 0 | 0 | 0 | 0 | 0 | 0 | 0 | 0 | 0
0 | 0 | 0 | 0 | 0 | 0 | 0 | 0 | S | 0 | 0 | [35 empty] | 0 | #NAME? | #NAME? | #NAME? | #NAME? | #NAME? | #NAME? | #NAME? | #NAME? | #NAME? | #NAME? | #NAME? | #NAME? | #NAME? | #NAME? | #NAME? | #NAME? | #NAME? | #NAME? | #NAME? | #NAME? | #NAME? | #NAME? | #NAME? | #NAME? | #NAME? | #NAME? | #NAME? | #NAME? | #NAME? | #NAME? | #NAME? | #NAME? | #NAME? | #NAME? | #NAME? | #NAME? | #NAME? | #NAME? | #NAME? | #NAME? | #NAME? | #NAME? | #NAME? | #NAME? | #NAME? | #NAME? | #NAME? | #NAME? | #NAME? | #NAME? | #NAME? | #NAME? | #NAME? | #NAME? | #NAME? | #NAME? | #NAME? | #NAME? | #NAME? | #NAME? | #NAME? | #NAME? | 0 | 0 | 0 | 0 | 0 | 0 | 0 | 0 | 0 | 0 | 0 | 0 | 0 | 0 | 0 | 0 | 0 | 0 | 0 | 0
0 | 0 | 0 | 0 | 0 | 0 | 0 | 0 | S | 0 | 0 | [35 empty] | 0 | #NAME? | #NAME? | #NAME? | #NAME? | #NAME? | #NAME? | #NAME? | #NAME? | #NAME? | #NAME? | #NAME? | #NAME? | #NAME? | #NAME? | #NAME? | #NAME? | #NAME? | #NAME? | #NAME? | #NAME? | #NAME? | #NAME? | #NAME? | #NAME? | #NAME? | #NAME? | #NAME? | #NAME? | #NAME? | #NAME? | #NAME? | #NAME? | #NAME? | #NAME? | #NAME? | #NAME? | #NAME? | #NAME? | #NAME? | #NAME? | #NAME? | #NAME? | #NAME? | #NAME? | #NAME? | #NAME? | #NAME? | #NAME? | #NAME? | #NAME? | #NAME? | #NAME? | #NAME? | #NAME? | #NAME? | #NAME? | #NAME? | #NAME? | #NAME? | #NAME? | #NAME? | #NAME? | 0 | 0 | 0 | 0 | 0 | 0 | 0 | 0 | 0 | 0 | 0 | 0 | 0 | 0 | 0 | 0 | 0 | 0 | 0 | 0
0 | 0 | 0 | 0 | 0 | 0 | 0 | 0 | S | 0 | 0 | [35 empty] | 0 | #NAME? | #NAME? | #NAME? | #NAME? | #NAME? | #NAME? | #NAME? | #NAME? | #NAME? | #NAME? | #NAME? | #NAME? | #NAME? | #NAME? | #NAME? | #NAME? | #NAME? | #NAME? | #NAME? | #NAME? | #NAME? | #NAME? | #NAME? | #NAME? | #NAME? | #NAME? | #NAME? | #NAME? | #NAME? | #NAME? | #NAME? | #NAME? | #NAME? | #NAME? | #NAME? | #NAME? | #NAME? | #NAME? | #NAME? | #NAME? | #NAME? | #NAME? | #NAME? | #NAME? | #NAME? | #NAME? | #NAME? | #NAME? | #NAME? | #NAME? | #NAME? | #NAME? | #NAME? | #NAME? | #NAME? | #NAME? | #NAME? | #NAME? | #NAME? | #NAME? | #NAME? | #NAME? | 0 | 0 | 0 | 0 | 0 | 0 | 0 | 0 | 0 | 0 | 0 | 0 | 0 | 0 | 0 | 0 | 0 | 0 | 0 | 0
0 | 0 | 0 | 0 | 0 | 0 | 0 | 0 | S | 0 | 0 | [35 empty] | 0 | #NAME? | #NAME? | #NAME? | #NAME? | #NAME? | #NAME? | #NAME? | #NAME? | #NAME? | #NAME? | #NAME? | #NAME? | #NAME? | #NAME? | #NAME? | #NAME? | #NAME? | #NAME? | #NAME? | #NAME? | #NAME? | #NAME? | #NAME? | #NAME? | #NAME? | #NAME? | #NAME? | #NAME? | #NAME? | #NAME? | #NAME? | #NAME? | #NAME? | #NAME? | #NAME? | #NAME? | #NAME? | #NAME? | #NAME? | #NAME? | #NAME? | #NAME? | #NAME? | #NAME? | #NAME? | #NAME? | #NAME? | #NAME? | #NAME? | #NAME? | #NAME? | #NAME? | #NAME? | #NAME? | #NAME? | #NAME? | #NAME? | #NAME? | #NAME? | #NAME? | #NAME? | #NAME? | 0 | 0 | 0 | 0 | 0 | 0 | 0 | 0 | 0 | 0 | 0 | 0 | 0 | 0 | 0 | 0 | 0 | 0 | 0 | 0
0 | 0 | 0 | 0 | 0 | 0 | 0 | 0 | S | 0 | 0 | [35 empty] | 0 | #NAME? | #NAME? | #NAME? | #NAME? | #NAME? | #NAME? | #NAME? | #NAME? | #NAME? | #NAME? | #NAME? | #NAME? | #NAME? | #NAME? | #NAME? | #NAME? | #NAME? | #NAME? | #NAME? | #NAME? | #NAME? | #NAME? | #NAME? | #NAME? | #NAME? | #NAME? | #NAME? | #NAME? | #NAME? | #NAME? | #NAME? | #NAME? | #NAME? | #NAME? | #NAME? | #NAME? | #NAME? | #NAME? | #NAME? | #NAME? | #NAME? | #NAME? | #NAME? | #NAME? | #NAME? | #NAME? | #NAME? | #NAME? | #NAME? | #NAME? | #NAME? | #NAME? | #NAME? | #NAME? | #NAME? | #NAME? | #NAME? | #NAME? | #NAME? | #NAME? | #NAME? | #NAME? | 0 | 0 | 0 | 0 | 0 | 0 | 0 | 0 | 0 | 0 | 0 | 0 | 0 | 0 | 0 | 0 | 0 | 0 | 0 | 0
0 | 0 | 0 | 0 | 0 | 0 | 0 | 0 | S | 0 | 0 | [35 empty] | 0 | #NAME? | #NAME? | #NAME? | #NAME? | #NAME? | #NAME? | #NAME? | #NAME? | #NAME? | #NAME? | #NAME? | #NAME? | #NAME? | #NAME? | #NAME? | #NAME? | #NAME? | #NAME? | #NAME? | #NAME? | #NAME? | #NAME? | #NAME? | #NAME? | #NAME? | #NAME? | #NAME? | #NAME? | #NAME? | #NAME? | #NAME? | #NAME? | #NAME? | #NAME? | #NAME? | #NAME? | #NAME? | #NAME? | #NAME? | #NAME? | #NAME? | #NAME? | #NAME? | #NAME? | #NAME? | #NAME? | #NAME? | #NAME? | #NAME? | #NAME? | #NAME? | #NAME? | #NAME? | #NAME? | #NAME? | #NAME? | #NAME? | #NAME? | #NAME? | #NAME? | #NAME? | #NAME? | 0 | 0 | 0 | 0 | 0 | 0 | 0 | 0 | 0 | 0 | 0 | 0 | 0 | 0 | 0 | 0 | 0 | 0 | 0 | 0
0 | 0 | 0 | 0 | 0 | 0 | 0 | 0 | S | 0 | 0 | [35 empty] | 0 | #NAME? | #NAME? | #NAME? | #NAME? | #NAME? | #NAME? | #NAME? | #NAME? | #NAME? | #NAME? | #NAME? | #NAME? | #NAME? | #NAME? | #NAME? | #NAME? | #NAME? | #NAME? | #NAME? | #NAME? | #NAME? | #NAME? | #NAME? | #NAME? | #NAME? | #NAME? | #NAME? | #NAME? | #NAME? | #NAME? | #NAME? | #NAME? | #NAME? | #NAME? | #NAME? | #NAME? | #NAME? | #NAME? | #NAME? | #NAME? | #NAME? | #NAME? | #NAME? | #NAME? | #NAME? | #NAME? | #NAME? | #NAME? | #NAME? | #NAME? | #NAME? | #NAME? | #NAME? | #NAME? | #NAME? | #NAME? | #NAME? | #NAME? | #NAME? | #NAME? | #NAME? | #NAME? | 0 | 0 | 0 | 0 | 0 | 0 | 0 | 0 | 0 | 0 | 0 | 0 | 0 | 0 | 0 | 0 | 0 | 0 | 0 | 0
0 | 0 | 0 | 0 | 0 | 0 | 0 | 0 | S | 0 | 0 | [35 empty] | 0 | #NAME? | #NAME? | #NAME? | #NAME? | #NAME? | #NAME? | #NAME? | #NAME? | #NAME? | #NAME? | #NAME? | #NAME? | #NAME? | #NAME? | #NAME? | #NAME? | #NAME? | #NAME? | #NAME? | #NAME? | #NAME? | #NAME? | #NAME? | #NAME? | #NAME? | #NAME? | #NAME? | #NAME? | #NAME? | #NAME? | #NAME? | #NAME? | #NAME? | #NAME? | #NAME? | #NAME? | #NAME? | #NAME? | #NAME? | #NAME? | #NAME? | #NAME? | #NAME? | #NAME? | #NAME? | #NAME? | #NAME? | #NAME? | #NAME? | #NAME? | #NAME? | #NAME? | #NAME? | #NAME? | #NAME? | #NAME? | #NAME? | #NAME? | #NAME? | #NAME? | #NAME? | #NAME? | 0 | 0 | 0 | 0 | 0 | 0 | 0 | 0 | 0 | 0 | 0 | 0 | 0 | 0 | 0 | 0 | 0 | 0 | 0 | 0
0 | 0 | 0 | 0 | 0 | 0 | 0 | 0 | S | 0 | 0 | [35 empty] | 0 | #NAME? | #NAME? | #NAME? | #NAME? | #NAME? | #NAME? | #NAME? | #NAME? | #NAME? | #NAME? | #NAME? | #NAME? | #NAME? | #NAME? | #NAME? | #NAME? | #NAME? | #NAME? | #NAME? | #NAME? | #NAME? | #NAME? | #NAME? | #NAME? | #NAME? | #NAME? | #NAME? | #NAME? | #NAME? | #NAME? | #NAME? | #NAME? | #NAME? | #NAME? | #NAME? | #NAME? | #NAME? | #NAME? | #NAME? | #NAME? | #NAME? | #NAME? | #NAME? | #NAME? | #NAME? | #NAME? | #NAME? | #NAME? | #NAME? | #NAME? | #NAME? | #NAME? | #NAME? | #NAME? | #NAME? | #NAME? | #NAME? | #NAME? | #NAME? | #NAME? | #NAME? | #NAME? | 0 | 0 | 0 | 0 | 0 | 0 | 0 | 0 | 0 | 0 | 0 | 0 | 0 | 0 | 0 | 0 | 0 | 0 | 0 | 0
0 | 0 | 0 | 0 | 0 | 0 | 0 | 0 | S | 0 | 0 | [35 empty] | 0 | #NAME? | #NAME? | #NAME? | #NAME? | #NAME? | #NAME? | #NAME? | #NAME? | #NAME? | #NAME? | #NAME? | #NAME? | #NAME? | #NAME? | #NAME? | #NAME? | #NAME? | #NAME? | #NAME? | #NAME? | #NAME? | #NAME? | #NAME? | #NAME? | #NAME? | #NAME? | #NAME? | #NAME? | #NAME? | #NAME? | #NAME? | #NAME? | #NAME? | #NAME? | #NAME? | #NAME? | #NAME? | #NAME? | #NAME? | #NAME? | #NAME? | #NAME? | #NAME? | #NAME? | #NAME? | #NAME? | #NAME? | #NAME? | #NAME? | #NAME? | #NAME? | #NAME? | #NAME? | #NAME? | #NAME? | #NAME? | #NAME? | #NAME? | #NAME? | #NAME? | #NAME? | #NAME? | 0 | 0 | 0 | 0 | 0 | 0 | 0 | 0 | 0 | 0 | 0 | 0 | 0 | 0 | 0 | 0 | 0 | 0 | 0 | 0
0 | 0 | 0 | 0 | 0 | 0 | 0 | 0 | S | 0 | 0 | [35 empty] | 0 | #NAME? | #NAME? | #NAME? | #NAME? | #NAME? | #NAME? | #NAME? | #NAME? | #NAME? | #NAME? | #NAME? | #NAME? | #NAME? | #NAME? | #NAME? | #NAME? | #NAME? | #NAME? | #NAME? | #NAME? | #NAME? | #NAME? | #NAME? | #NAME? | #NAME? | #NAME? | #NAME? | #NAME? | #NAME? | #NAME? | #NAME? | #NAME? | #NAME? | #NAME? | #NAME? | #NAME? | #NAME? | #NAME? | #NAME? | #NAME? | #NAME? | #NAME? | #NAME? | #NAME? | #NAME? | #NAME? | #NAME? | #NAME? | #NAME? | #NAME? | #NAME? | #NAME? | #NAME? | #NAME? | #NAME? | #NAME? | #NAME? | #NAME? | #NAME? | #NAME? | #NAME? | #NAME? | 0 | 0 | 0 | 0 | 0 | 0 | 0 | 0 | 0 | 0 | 0 | 0 | 0 | 0 | 0 | 0 | 0 | 0 | 0 | 0
0 | 0 | 0 | 0 | 0 | 0 | 0 | 0 | S | 0 | 0 | [35 empty] | 0 | #NAME? | #NAME? | #NAME? | #NAME? | #NAME? | #NAME? | #NAME? | #NAME? | #NAME? | #NAME? | #NAME? | #NAME? | #NAME? | #NAME? | #NAME? | #NAME? | #NAME? | #NAME? | #NAME? | #NAME? | #NAME? | #NAME? | #NAME? | #NAME? | #NAME? | #NAME? | #NAME? | #NAME? | #NAME? | #NAME? | #NAME? | #NAME? | #NAME? | #NAME? | #NAME? | #NAME? | #NAME? | #NAME? | #NAME? | #NAME? | #NAME? | #NAME? | #NAME? | #NAME? | #NAME? | #NAME? | #NAME? | #NAME? | #NAME? | #NAME? | #NAME? | #NAME? | #NAME? | #NAME? | #NAME? | #NAME? | #NAME? | #NAME? | #NAME? | #NAME? | #NAME? | #NAME? | 0 | 0 | 0 | 0 | 0 | 0 | 0 | 0 | 0 | 0 | 0 | 0 | 0 | 0 | 0 | 0 | 0 | 0 | 0 | 0
0 | 0 | 0 | 0 | 0 | 0 | 0 | 0 | S | 0 | 0 | [35 empty] | 0 | #NAME? | #NAME? | #NAME? | #NAME? | #NAME? | #NAME? | #NAME? | #NAME? | #NAME? | #NAME? | #NAME? | #NAME? | #NAME? | #NAME? | #NAME? | #NAME? | #NAME? | #NAME? | #NAME? | #NAME? | #NAME? | #NAME? | #NAME? | #NAME? | #NAME? | #NAME? | #NAME? | #NAME? | #NAME? | #NAME? | #NAME? | #NAME? | #NAME? | #NAME? | #NAME? | #NAME? | #NAME? | #NAME? | #NAME? | #NAME? | #NAME? | #NAME? | #NAME? | #NAME? | #NAME? | #NAME? | #NAME? | #NAME? | #NAME? | #NAME? | #NAME? | #NAME? | #NAME? | #NAME? | #NAME? | #NAME? | #NAME? | #NAME? | #NAME? | #NAME? | #NAME? | #NAME? | 0 | 0 | 0 | 0 | 0 | 0 | 0 | 0 | 0 | 0 | 0 | 0 | 0 | 0 | 0 | 0 | 0 | 0 | 0 | 0
0 | 0 | 0 | 0 | 0 | 0 | 0 | 0 | S | 0 | 0 | [35 empty] | 0 | #NAME? | #NAME? | #NAME? | #NAME? | #NAME? | #NAME? | #NAME? | #NAME? | #NAME? | #NAME? | #NAME? | #NAME? | #NAME? | #NAME? | #NAME? | #NAME? | #NAME? | #NAME? | #NAME? | #NAME? | #NAME? | #NAME? | #NAME? | #NAME? | #NAME? | #NAME? | #NAME? | #NAME? | #NAME? | #NAME? | #NAME? | #NAME? | #NAME? | #NAME? | #NAME? | #NAME? | #NAME? | #NAME? | #NAME? | #NAME? | #NAME? | #NAME? | #NAME? | #NAME? | #NAME? | #NAME? | #NAME? | #NAME? | #NAME? | #NAME? | #NAME? | #NAME? | #NAME? | #NAME? | #NAME? | #NAME? | #NAME? | #NAME? | #NAME? | #NAME? | #NAME? | #NAME? | 0 | 0 | 0 | 0 | 0 | 0 | 0 | 0 | 0 | 0 | 0 | 0 | 0 | 0 | 0 | 0 | 0 | 0 | 0 | 0
0 | 0 | 0 | 0 | 0 | 0 | 0 | 0 | S | 0 | 0 | [35 empty] | 0 | #NAME? | #NAME? | #NAME? | #NAME? | #NAME? | #NAME? | #NAME? | #NAME? | #NAME? | #NAME? | #NAME? | #NAME? | #NAME? | #NAME? | #NAME? | #NAME? | #NAME? | #NAME? | #NAME? | #NAME? | #NAME? | #NAME? | #NAME? | #NAME? | #NAME? | #NAME? | #NAME? | #NAME? | #NAME? | #NAME? | #NAME? | #NAME? | #NAME? | #NAME? | #NAME? | #NAME? | #NAME? | #NAME? | #NAME? | #NAME? | #NAME? | #NAME? | #NAME? | #NAME? | #NAME? | #NAME? | #NAME? | #NAME? | #NAME? | #NAME? | #NAME? | #NAME? | #NAME? | #NAME? | #NAME? | #NAME? | #NAME? | #NAME? | #NAME? | #NAME? | #NAME? | #NAME? | 0 | 0 | 0 | 0 | 0 | 0 | 0 | 0 | 0 | 0 | 0 | 0 | 0 | 0 | 0 | 0 | 0 | 0 | 0 | 0
0 | 0 | 0 | 0 | 0 | 0 | 0 | 0 | S | 0 | 0 | [35 empty] | 0 | #NAME? | #NAME? | #NAME? | #NAME? | #NAME? | #NAME? | #NAME? | #NAME? | #NAME? | #NAME? | #NAME? | #NAME? | #NAME? | #NAME? | #NAME? | #NAME? | #NAME? | #NAME? | #NAME? | #NAME? | #NAME? | #NAME? | #NAME? | #NAME? | #NAME? | #NAME? | #NAME? | #NAME? | #NAME? | #NAME? | #NAME? | #NAME? | #NAME? | #NAME? | #NAME? | #NAME? | #NAME? | #NAME? | #NAME? | #NAME? | #NAME? | #NAME? | #NAME? | #NAME? | #NAME? | #NAME? | #NAME? | #NAME? | #NAME? | #NAME? | #NAME? | #NAME? | #NAME? | #NAME? | #NAME? | #NAME? | #NAME? | #NAME? | #NAME? | #NAME? | #NAME? | #NAME? | 0 | 0 | 0 | 0 | 0 | 0 | 0 | 0 | 0 | 0 | 0 | 0 | 0 | 0 | 0 | 0 | 0 | 0 | 0 | 0
0 | 0 | 0 | 0 | 0 | 0 | 0 | 0 | S | 0 | 0 | [35 empty] | 0 | #NAME? | #NAME? | #NAME? | #NAME? | #NAME? | #NAME? | #NAME? | #NAME? | #NAME? | #NAME? | #NAME? | #NAME? | #NAME? | #NAME? | #NAME? | #NAME? | #NAME? | #NAME? | #NAME? | #NAME? | #NAME? | #NAME? | #NAME? | #NAME? | #NAME? | #NAME? | #NAME? | #NAME? | #NAME? | #NAME? | #NAME? | #NAME? | #NAME? | #NAME? | #NAME? | #NAME? | #NAME? | #NAME? | #NAME? | #NAME? | #NAME? | #NAME? | #NAME? | #NAME? | #NAME? | #NAME? | #NAME? | #NAME? | #NAME? | #NAME? | #NAME? | #NAME? | #NAME? | #NAME? | #NAME? | #NAME? | #NAME? | #NAME? | #NAME? | #NAME? | #NAME? | #NAME? | 0 | 0 | 0 | 0 | 0 | 0 | 0 | 0 | 0 | 0 | 0 | 0 | 0 | 0 | 0 | 0 | 0 | 0 | 0 | 0
0 | 0 | 0 | 0 | 0 | 0 | 0 | 0 | S | 0 | 0 | [35 empty] | 0 | #NAME? | #NAME? | #NAME? | #NAME? | #NAME? | #NAME? | #NAME? | #NAME? | #NAME? | #NAME? | #NAME? | #NAME? | #NAME? | #NAME? | #NAME? | #NAME? | #NAME? | #NAME? | #NAME? | #NAME? | #NAME? | #NAME? | #NAME? | #NAME? | #NAME? | #NAME? | #NAME? | #NAME? | #NAME? | #NAME? | #NAME? | #NAME? | #NAME? | #NAME? | #NAME? | #NAME? | #NAME? | #NAME? | #NAME? | #NAME? | #NAME? | #NAME? | #NAME? | #NAME? | #NAME? | #NAME? | #NAME? | #NAME? | #NAME? | #NAME? | #NAME? | #NAME? | #NAME? | #NAME? | #NAME? | #NAME? | #NAME? | #NAME? | #NAME? | #NAME? | #NAME? | #NAME? | 0 | 0 | 0 | 0 | 0 | 0 | 0 | 0 | 0 | 0 | 0 | 0 | 0 | 0 | 0 | 0 | 0 | 0 | 0 | 0
0 | 0 | 0 | 0 | 0 | 0 | 0 | 0 | S | 0 | 0 | [35 empty] | 0 | #NAME? | #NAME? | #NAME? | #NAME? | #NAME? | #NAME? | #NAME? | #NAME? | #NAME? | #NAME? | #NAME? | #NAME? | #NAME? | #NAME? | #NAME? | #NAME? | #NAME? | #NAME? | #NAME? | #NAME? | #NAME? | #NAME? | #NAME? | #NAME? | #NAME? | #NAME? | #NAME? | #NAME? | #NAME? | #NAME? | #NAME? | #NAME? | #NAME? | #NAME? | #NAME? | #NAME? | #NAME? | #NAME? | #NAME? | #NAME? | #NAME? | #NAME? | #NAME? | #NAME? | #NAME? | #NAME? | #NAME? | #NAME? | #NAME? | #NAME? | #NAME? | #NAME? | #NAME? | #NAME? | #NAME? | #NAME? | #NAME? | #NAME? | #NAME? | #NAME? | #NAME? | #NAME? | 0 | 0 | 0 | 0 | 0 | 0 | 0 | 0 | 0 | 0 | 0 | 0 | 0 | 0 | 0 | 0 | 0 | 0 | 0 | 0
0 | 0 | 0 | 0 | 0 | 0 | 0 | 0 | S | 0 | 0 | [35 empty] | 0 | #NAME? | #NAME? | #NAME? | #NAME? | #NAME? | #NAME? | #NAME? | #NAME? | #NAME? | #NAME? | #NAME? | #NAME? | #NAME? | #NAME? | #NAME? | #NAME? | #NAME? | #NAME? | #NAME? | #NAME? | #NAME? | #NAME? | #NAME? | #NAME? | #NAME? | #NAME? | #NAME? | #NAME? | #NAME? | #NAME? | #NAME? | #NAME? | #NAME? | #NAME? | #NAME? | #NAME? | #NAME? | #NAME? | #NAME? | #NAME? | #NAME? | #NAME? | #NAME? | #NAME? | #NAME? | #NAME? | #NAME? | #NAME? | #NAME? | #NAME? | #NAME? | #NAME? | #NAME? | #NAME? | #NAME? | #NAME? | #NAME? | #NAME? | #NAME? | #NAME? | #NAME? | #NAME? | 0 | 0 | 0 | 0 | 0 | 0 | 0 | 0 | 0 | 0 | 0 | 0 | 0 | 0 | 0 | 0 | 0 | 0 | 0 | 0
0 | 0 | 0 | 0 | 0 | 0 | 0 | 0 | S | 0 | 0 | [35 empty] | 0 | #NAME? | #NAME? | #NAME? | #NAME? | #NAME? | #NAME? | #NAME? | #NAME? | #NAME? | #NAME? | #NAME? | #NAME? | #NAME? | #NAME? | #NAME? | #NAME? | #NAME? | #NAME? | #NAME? | #NAME? | #NAME? | #NAME? | #NAME? | #NAME? | #NAME? | #NAME? | #NAME? | #NAME? | #NAME? | #NAME? | #NAME? | #NAME? | #NAME? | #NAME? | #NAME? | #NAME? | #NAME? | #NAME? | #NAME? | #NAME? | #NAME? | #NAME? | #NAME? | #NAME? | #NAME? | #NAME? | #NAME? | #NAME? | #NAME? | #NAME? | #NAME? | #NAME? | #NAME? | #NAME? | #NAME? | #NAME? | #NAME? | #NAME? | #NAME? | #NAME? | #NAME? | #NAME? | 0 | 0 | 0 | 0 | 0 | 0 | 0 | 0 | 0 | 0 | 0 | 0 | 0 | 0 | 0 | 0 | 0 | 0 | 0 | 0
#N/A
#N/A
#N/A
#N/A
#N/A
#N/A
#N/A
#N/A
#N/A
#N/A
#N/A
#N/A
#N/A
#N/A
#N/A
#N/A
#N/A
#N/A
#N/A
#N/A
#N/A

## Tables
ID | Asset cat
1 | Sub-transmission lines
2 | Sub-transmission substations
3 | Zone substations
4 | Distribution feeders - CBD
5 | Distribution feeders - Urban
6 | Distribution feeders - Short rural
7 | Distribution feeders - Long rural
8 | Distribution substations - CBD
9 | Distribution substations - Urban
10 | Distribution substations - Short rural
11 | Distribution substations - Long rural
12
Now | 2015 | latest utilisation profile data (the model assumes the first year of the forecast is the subsequent year)

## Utilisation profile (Inst)
Asset calcs
Installation date
|  |  |  | St life | Quantity
ID | ID | ID | EDB ID |  | 0 | 1 | 2 | 3 | 4 | 5 | 6 | 7 | 8 | 9 | 10 | 11 | 12 | 13 | 14 | 15 | 16 | 17 | 18 | 19 | 20 | 21 | 22 | 23 | 24 | 25 | 26 | 27 | 28 | 29 | 30 | 31 | 32 | 33 | 34 | 35 | 36 | 37 | 38 | 39 | 40 | 41 | 42 | 43 | 44 | 45 | 46 | 47 | 48 | 49 | 50 | 51 | 52 | 53 | 54 | 55 | 56 | 57 | 58 | 59 | 60 | 61 | 62 | 63 | 64 | 65 | 66 | 67 | 68 | 69 | 70 | 71 | 72 | 73 | 74 | 75 | 76 | 77 | 78 | 79 | 80 | 81 | 82 | 83 | 84 | 85 | 86 | 87 | 88 | 89 | 90 | 91 | 92 | 93 | 94 | 95 | 96 | 97 | 98 | 99 | 100 | 101 | 102 | 103 | 104 | 105 | 106 | 107 | 108 | 109 | 110 | 111 | 112 | 113 | 114 | 115 | 116 | 117 | 118 | 119 | 120 | 121 | 122 | 123 | 124 | 125 | 126 | 127 | 128 | 129 | 130 | 131 | 132 | 133 | 134 | 135 | 136 | 137 | 138 | 139 | 140 | 141 | 142 | 143 | 144 | 145 | 146 | 147 | 148 | 149 | 150 | 151
1 |  |  | Sub-transmission lines | 72.4 | 0 | 0 | 0 | 73.8 | 222.1 | 428.1 | 115.75 | 29.6605 | 153 | 244.5 | 607.3 | 336.0884 | 414 | 91.6 | 238.1 | 10.3 | 103.0605 | 510.3 | 172.6 | 1143.6468 | 278.8737 | 405.6 | 313.6 | 729.1 | 537.8 | 469 | 490.7 | 321.6 | 656.1 | 239.7 | 565 | 636 | 115.86 | 88.2 | 358.0737 | 802.4737 | 309.9605 | 154.1 | 277.1 | 164.6 | 169.76 | 265.65 | 114.2 | 372.2 | 351.7 | 528.5 | 147.5 | 46.9 | 127.5468 | 365 | 215.8 | 49.5 | 387.05 | 355.85 | 159.7 | 300 | 152.5 | 209 | 116 | 127 | 37.7 | 196.87 | 191.2 | 50.5 | 542.4 | 49.1 | 40.1 | 50.7 | 167.2 | 19.9 | 0 | 145.9 | 0 | 0 | 196.1 | 11.3 | 0 | 108.1 | 10.3 | 10 | 0 | 0 | 20 | 0 | 5.1 | 0 | 5.1 | 0 | 0 | 13.2 | 47.8 | 0 | 0 | 5.1 | 0 | 6.2 | 0 | 0 | 0 | 3.9 | 5.1 | 0 | 6.2 | 7 | 0 | 0 | 0 | 0 | 0 | 0 | 5.1 | 7 | 0 | 0 | 0 | 13 | 0 | 0 | 0 | 6.5 | 0 | 0 | 0 | 0 | 0 | 0 | 0 | 0 | 0 | 5.1 | 0 | 0 | 0 | 0 | 0 | 0 | 0 | 0 | 0 | 0 | 0 | 4.2 | 0 | 0 | 0 | 0 | 0 | 0 | 0 | 0 | 0 | 0
2 |  |  | Sub-transmission substations | 0 | 14.8 | 0 | 0 | 0 | 0 | 0 | 0 | 17.7 | 0 | 0 | 0 | 17.8 | 0 | 0 | 82.7 | 0 | 0 | 0 | 0 | 13.5 | 40 | 0 | 0 | 10.6 | 0 | 0 | 0 | 0 | 0 | 0 | 0 | 0 | 47.5 | 0 | 0 | 0 | 0 | 23.75 | 0 | 0 | 0 | 0 | 0 | 31.4 | 0 | 0 | 0 | 0 | 0 | 0 | 0 | 0 | 0 | 0 | 0 | 0 | 0 | 0 | 0 | 0 | 0 | 0 | 0 | 0 | 30.1 | 0 | 0 | 0 | 0 | 0 | 0 | 0 | 0 | 0 | 0 | 0 | 0 | 0 | 0 | 0 | 0 | 0 | 0 | 0 | 0 | 0 | 0 | 0 | 0 | 0 | 12.32 | 0 | 0 | 0 | 0 | 0 | 0 | 0 | 0 | 0 | 0 | 0 | 0 | 0 | 0 | 0 | 0 | 0 | 0 | 0 | 0 | 0 | 0 | 0 | 0 | 0 | 0 | 0 | 0 | 0 | 0 | 0 | 0 | 0 | 0 | 0 | 0 | 0 | 0 | 0 | 0 | 0 | 0 | 0 | 0 | 0 | 0 | 0 | 0 | 0 | 0 | 0 | 0 | 0 | 0 | 0 | 0 | 0 | 0 | 0 | 0 | 0
3 |  |  | Zone substations | 0.585 | 2.025 | 0 | 0 | 3.9 | 0 | 1.95 | 0 | 0 | 0 | 0 | 7.8 | 22.8 | 0 | 72.2 | 30.6 | 0.65 | 4 | 3.25 | 0 | 0 | 88.3 | 21.9 | 2.7 | 86.3 | 0.4095 | 72.8 | 65.74 | 12.8 | 13.2 | 8.9 | 0 | 187.35 | 76 | 37.6 | 30.3 | 2.85 | 62 | 121.975 | 94.16 | 113.3 | 155.05 | 91.2256 | 57.4 | 0 | 34.41 | 37.5 | 38.95 | 68.4 | 41.65 | 16.7 | 274.5 | 167.365 | 178.4 | 192.3 | 105.13 | 260.15 | 268.9602 | 5.4 | 64.6 | 114.4 | 172.6 | 275.1 | 132.51 | 148 | 98.18 | 78.75 | 149.8 | 1.3 | 184.76 | 112.85 | 146.15 | 14.3 | 135.85 | 54.9 | 60.6 | 157.4 | 0 | 22.36 | 13.25 | 53.95 | 0 | 0.62 | 3.9 | 2.4 | 0 | 10.4 | 0 | 0 | 0 | 0 | 0 | 0 | 3.9 | 0 | 0 | 3.9 | 0 | 3 | 0 | 0 | 1.5 | 0 | 0 | 0.585 | 0 | 0 | 0 | 0 | 1.3 | 0 | 0 | 0 | 0 | 0 | 0 | 0 | 0 | 0 | 0 | 0 | 0 | 0 | 0 | 0 | 0 | 0 | 0 | 0 | 0.39 | 0 | 0 | 0 | 0 | 0 | 0 | 0 | 0 | 0 | 0 | 0 | 0 | 0 | 0 | 0 | 0 | 0 | 0 | 0 | 0 | 0 | 0 | 0
4 |  |  | Distribution feeders - CBD | 0.32389 | 0 | 0 | 0 | 0 | 3.2389 | 0 | 0 | 9.1452 | 0 | 8.2879 | 7.1447 | 7.1447 | 6.1921 | 7.24 | 20.291 | 7.8115 | 5.3347 | 0 | 13.2415 | 0 | 4.6679 | 12.4794 | 8.4784 | 21.3389 | 7.24 | 21.8152 | 22.2915 | 6.2873 | 0 | 13.7178 | 0 | 8.7642 | 4.5726 | 9.431 | 14.7657 | 5.5252 | 15.4326 | 3.9058 | 20.8626 | 5.1442 | 3.7152 | 16.1947 | 8.3831 | 3.5247 | 20.291 | 9.5263 | 0 | 4.7631 | 13.1463 | 5.2395 | 5.1442 | 8.3831 | 3.3342 | 16.0041 | 0 | 9.5263 | 10.6694 | 7.5258 | 11.9078 | 0 | 0 | 0 | 8.4784 | 8.3831 | 5.7158 | 0 | 2.7626 | 0 | 9.3358 | 7.4305 | 4.8584 | 0 | 0 | 0 | 0 | 3.7152 | 0 | 5.3347 | 3.1437 | 4.9537 | 0 | 3.62 | 0 | 0 | 0 | 0 | 0 | 0 | 0 | 0 | 0 | 0 | 0 | 0 | 0 | 0 | 0 | 0 | 0 | 0 | 0 | 0 | 0 | 0 | 0 | 0 | 0 | 0 | 0 | 0 | 0 | 0 | 0 | 0 | 0 | 0 | 0 | 0 | 0 | 0 | 0 | 0 | 0 | 0 | 0 | 0 | 0 | 0 | 0 | 0 | 0 | 0 | 0 | 0 | 0 | 0 | 0 | 0 | 0 | 0 | 0 | 0 | 0 | 0 | 0 | 0 | 0 | 0 | 0 | 0 | 0 | 0
5 |  |  | Distribution feeders - Urban | 2.8469 | 0 | 0 | 0 | 1.3 | 11.241 | 15.9279 | 7.621 | 0 | 9.1452 | 0 | 27.8167 | 30.0078 | 16.4805 | 19.6241 | 7.8982 | 26.6303 | 7.24 | 43.4398 | 28.4836 | 35.4378 | 24.5587 | 20.5768 | 42.0109 | 67.7388 | 13.3368 | 71.8784 | 38.5624 | 49.3461 | 35.4378 | 85.546 | 20.5768 | 36.1999 | 45.5356 | 50.6417 | 38.1051 | 55.1572 | 82.8475 | 32.0083 | 44.3925 | 28.3883 | 63.6355 | 7.7925 | 43.8209 | 75.6387 | 23.6252 | 77.0676 | 51.4142 | 41.6437 | 44.2019 | 44.4739 | 40.582 | 84.0131 | 88.4991 | 47.5361 | 51.9338 | 45.8578 | 79.8112 | 38.2281 | 72.2525 | 90.7283 | 82.4023 | 76.7818 | 64.1881 | 115.5399 | 129.6977 | 59.3297 | 48.7746 | 115.9011 | 102.0074 | 76.115 | 38.3337 | 67.4461 | 65.6672 | 21.0548 | 71.2271 | 30.2936 | 20.672 | 31.532 | 51.0609 | 71.066 | 24.8047 | 45.7071 | 0 | 36.5809 | 30.9604 | 19.4336 | 14.7657 | 9.1452 | 7.4305 | 38.746 | 47.9172 | 9.1452 | 28.0073 | 23.5299 | 15.1468 | 29.3219 | 9.1452 | 15.1468 | 9.1452 | 0 | 15.242 | 0 | 9.1452 | 0 | 5.9063 | 6.2873 | 0 | 0 | 0 | 6.0968 | 0 | 0 | 9.1452 | 0 | 0 | 0 | 0 | 0 | 0 | 0 | 0 | 0 | 6.5731 | 0 | 0 | 0 | 5.5252 | 0 | 0 | 0 | 0 | 0 | 0 | 0 | 3.1437 | 5.6205 | 0 | 0 | 0 | 0 | 0 | 0 | 0 | 0 | 0 | 0 | 0 | 0 | 0 | 0 | 0 | 0
6 |  |  | Distribution feeders - Short rural | 2.9079 | 0 | 0 | 0 | 11.1121 | 0 | 17.9666 | 18.3476 | 0 | 16.0994 | 22.2915 | 21.0721 | 0 | 15.4135 | 5.7539 | 21.9295 | 10.2503 | 30.5603 | 20.9388 | 15.4135 | 32.0083 | 22.4058 | 16.7663 | 29.0549 | 7.7925 | 14.4799 | 6.3108 | 21.7199 | 30.8842 | 22.1962 | 18.3476 | 34.7519 | 31.5701 | 34.6185 | 7.8115 | 1.3 | 21.9485 | 9.1452 | 2.6864 | 31.3224 | 38.1476 | 6.4779 | 24.1015 | 34.5613 | 14.8229 | 1.3 | 32.7704 | 11.241 | 3.5057 | 0 | 24.4825 | 19.0526 | 0 | 6.8589 | 11.0505 | 7.621 | 14.499 | 36.1999 | 9.1452 | 0 | 7.621 | 14.6705 | 4.2678 | 11.1267 | 16.328 | 6.4779 | 0 | 18.6715 | 9.1452 | 6.7065 | 0 | 7.621 | 0 | 0 | 9.1452 | 13.9084 | 0 | 14.3275 | 0 | 0 | 8.3831 | 0 | 7.621 | 6.8589 | 17.8522 | 0 | 0 | 15.9279 | 0 | 0 | 0 | 0 | 0 | 0 | 8.921 | 6.2873 | 7.0494 | 0 | 0 | 0 | 0 | 0 | 5.1632 | 0 | 0 | 0 | 7.621 | 7.5258 | 0 | 0 | 4.8584 | 0 | 4.4774 | 0 | 0 | 0 | 0 | 0 | 6.5731 | 0 | 0 | 0 | 0 | 0 | 0 | 0 | 0 | 0 | 0 | 0 | 0 | 0 | 0 | 0 | 0 | 0 | 0 | 0 | 0 | 0 | 0 | 0 | 0 | 0 | 0 | 0 | 0 | 0 | 0 | 0 | 0 | 0 | 0
7 |  |  | Distribution feeders - Long rural | 11.0471 | 0 | 37.4764 | 18.3418 | 16.888 | 11.2118 | 26.5535 | 15.5659 | 31.2316 | 21.8754 | 16.6945 | 21.9149 | 29.8935 | 20.5577 | 11.1648 | 56.8528 | 39.8243 | 13.627 | 9.0632 | 45.3634 | 39.858 | 13.6226 | 41.6679 | 0 | 14.8229 | 20.1004 | 63.2164 | 13.9093 | 38.6957 | 26.4259 | 20.9197 | 38.6431 | 12.5029 | 38.5814 | 20.2518 | 9.2976 | 1.3 | 26.7117 | 28.1195 | 37.4964 | 22.315 | 16.6373 | 36.6615 | 5.0108 | 12.6318 | 26.3687 | 8.5927 | 14.4037 | 25.3062 | 14.0843 | 7.7779 | 5.1632 | 14.1561 | 0 | 18.0999 | 6.8868 | 6.4779 | 15.242 | 33.3004 | 1.3 | 28.3502 | 7.621 | 12.8033 | 18.0237 | 3.4485 | 6.4632 | 0 | 0 | 6.7827 | 0 | 1.3 | 0 | 1.3 | 0 | 5.1632 | 0 | 0 | 2.4578 | 8.1589 | 0 | 0 | 6.5731 | 0 | 0 | 0 | 0 | 0 | 0 | 0 | 0 | 0 | 0 | 0 | 0 | 5.1632 | 2.4748 | 3.4485 | 5.1632 | 0 | 0 | 0 | 0 | 0 | 0 | 0 | 0 | 0 | 0 | 0 | 0 | 0 | 0 | 0 | 0 | 0 | 0 | 0 | 0 | 0 | 0 | 0 | 0 | 0 | 0 | 0 | 0 | 0 | 0 | 0 | 0 | 0 | 0 | 0 | 0 | 0 | 0 | 0 | 0 | 0 | 0 | 0 | 0 | 0 | 5.1442 | 0 | 0 | 0 | 0 | 0 | 0 | 0 | 0 | 0
8 |  |  | Distribution substations - CBD | 0.1 | 0 | 0 | 0 | 1 | 0 | 0 | 0 | 0.9 | 0.3 | 0.3 | 0 | 0 | 0 | 0 | 0 | 0 | 0 | 0 | 0 | 0 | 1.25 | 0 | 0 | 0 | 0 | 0.5 | 0 | 0 | 0 | 0 | 0 | 0 | 1 | 0.5 | 0 | 0.5 | 0 | 0 | 0 | 0 | 0.35 | 0 | 0 | 0.3 | 0 | 0 | 0 | 0 | 0 | 0 | 0 | 0 | 0.5 | 0 | 0.5 | 0.75 | 0 | 0.3 | 0.2 | 0 | 0 | 0.6 | 0.2 | 0 | 0 | 0 | 0 | 0 | 0 | 0.5 | 0.2 | 0 | 0 | 0 | 0 | 0 | 0 | 0.5 | 0 | 0 | 0 | 0 | 0.2 | 0 | 0 | 373.688 | 0.2 | 0 | 0 | 0 | 0 | 0 | 0.6 | 0.2 | 0 | 0 | 0 | 0.3 | 0 | 0 | 0.2 | 0 | 0 | 0 | 0 | 0 | 0 | 0 | 0 | 0 | 0 | 0 | 0 | 0 | 0 | 0 | 0 | 0 | 0.2 | 0 | 0 | 0 | 0 | 0 | 0 | 0 | 0 | 0 | 0 | 0.5 | 0 | 0 | 0 | 0 | 0 | 0 | 0.2 | 0 | 0 | 0 | 0 | 0 | 0 | 0 | 0 | 0 | 0 | 0 | 0 | 0 | 0 | 0
9 |  |  | Distribution substations - Urban | 79.5035 | 137.5 | 355.2 | 174.06 | 77.585 | 108.265 | 79.925 | 66.96 | 61.02 | 51.625 | 40.525 | 27.631 | 49.225 | 41.285 | 34.225 | 33.839 | 22.35 | 31.31 | 28.445 | 34.73 | 31.205 | 27.055 | 28.23 | 18.81 | 29.325 | 23.393 | 23.875 | 24.345 | 21.413 | 29.93 | 22.868 | 31.145 | 14.27 | 25.79 | 29.062 | 20.125 | 26.64 | 23.84 | 24.28 | 13.034 | 26.531 | 25.785 | 21.375 | 30.41 | 15.97 | 26.852 | 16.3 | 19.775 | 29.15 | 22.957 | 22.485 | 22.418 | 26.5 | 14.615 | 27.45 | 29.58 | 12.84 | 32.676 | 16.565 | 25.505 | 11.955 | 33.69 | 22.14 | 21.16 | 29.08 | 18.92 | 21.9 | 19.685 | 16.591 | 33.03 | 12.46 | 31.425 | 14.545 | 34.17 | 6.34 | 18.215 | 26.293 | 15.481 | 27.095 | 18.7 | 25.33 | 15.555 | 17.33 | 29.795 | 10.84 | 31.03 | 6.39 | 24.51 | 10.41 | 22.28 | 23.38 | 19.77 | 25.525 | 12.475 | 25.63 | 13.158 | 13.025 | 28.215 | 6.975 | 28.41 | 7.515 | 25.4 | 6.575 | 16.46 | 18.1 | 12.005 | 15.25 | 5.62 | 20.23 | 12.58 | 13.465 | 20.445 | 5.17 | 17.13 | 8.165 | 18.503 | 0.625 | 13.835 | 15.22 | 5.62 | 12.805 | 9.675 | 11.01 | 5.925 | 10.425 | 15.38 | 3.42 | 16.555 | 4.25 | 13.225 | 3.275 | 9.955 | 10.561 | 5.055 | 11.156 | 3.095 | 10.385 | 3.46 | 8.635 | 12.525 | 1.575 | 9.045 | 1.845 | 8.975 | 1.23 | 8.635 | 4.965 | 3.06 | 7.195 | 2.78 | 7.525 | 4.78 | 2.96
10 |  |  | Distribution substations - Short rural | 13.4135 | 3.5 | 37.25 | 29.48 | 28.335 | 23.995 | 15.075 | 30.56 | 8.868 | 16.875 | 20.84 | 12.072 | 10.345 | 32.1 | 7.128 | 13.069 | 12.418 | 11.56 | 4.515 | 26.03 | 11.472 | 18.841 | 10.482 | 5.015 | 6.99 | 27.845 | 6.713 | 8.667 | 10.953 | 8.719 | 8.986 | 35.013 | 6.971 | 7.527 | 9.905 | 6.618 | 8.966 | 14.384 | 4.948 | 8.079 | 6.923 | 11.22 | 4.968 | 12.498 | 4.678 | 9.837 | 15.003 | 5.78 | 5.48 | 10.475 | 7.297 | 8.433 | 5.853 | 6.553 | 5.268 | 9.791 | 3.066 | 7.519 | 5.365 | 3.392 | 3.191 | 23.589 | 3.675 | 4.702 | 4.786 | 3.036 | 3.359 | 6.556 | 2.185 | 4.985 | 4.586 | 6.481 | 3.194 | 8.64 | 1.133 | 3.215 | 6.065 | 2.738 | 2.147 | 4.815 | 3.49 | 3.106 | 1.749 | 2.558 | 2.275 | 4.806 | 1.042 | 3.089 | 1.812 | 1.77 | 1.313 | 7.927 | 1.595 | 2.403 | 1.395 | 1.524 | 1.615 | 2.815 | 1.44 | 1.483 | 1.635 | 2.42 | 1.785 | 3.795 | 1.85 | 1.32 | 2.443 | 1.425 | 1.78 | 2.9 | 1.075 | 2.273 | 0.98 | 1.323 | 1.464 | 2.76 | 0.46 | 0.996 | 1.819 | 0.615 | 1.126 | 3.295 | 0.88 | 0.603 | 0.826 | 0.623 | 0.15 | 1.47 | 0.316 | 1.715 | 0.25 | 1.19 | 1.306 | 1.115 | 0.64 | 0.78 | 0.47 | 0.29 | 0.566 | 1.12 | 0.41 | 0.93 | 0.12 | 0.366 | 0.02 | 0.765 | 0.28 | 0.16 | 1 | 0.46 | 0.25 | 1.128 | 0.13
11 |  |  | Distribution substations - Long rural | 23.8622 | 7.25 | 41.91 | 96.13 | 51.36 | 19.965 | 29.257 | 49.215 | 9.645 | 16.575 | 17.712 | 35.138 | 9.515 | 54.79 | 4.565 | 20.668 | 29.2 | 7.965 | 6.46 | 26.116 | 14.355 | 23.23 | 10.814 | 5.9 | 8.567 | 31.513 | 4.43 | 6.289 | 7.215 | 7.08 | 6.399 | 129.845 | 0.615 | 11.26 | 6.708 | 6.215 | 3.897 | 18.523 | 2.5 | 7.232 | 10.423 | 12.005 | 3.776 | 14.865 | 1.59 | 7.675 | 15.693 | 5.971 | 3.615 | 14.897 | 2.461 | 8.036 | 4.6 | 4.044 | 3.3 | 9.2 | 1.23 | 5.752 | 3.352 | 3.146 | 2.6 | 80.23 | 0.9 | 4.691 | 2.5 | 3.69 | 1.665 | 4.55 | 0.726 | 4.1 | 3.291 | 4.32 | 1.926 | 8.055 | 0.615 | 2.35 | 6.444 | 2.391 | 2.25 | 5.113 | 0.63 | 5.83 | 2.823 | 1.95 | 0.863 | 5.9 | 0 | 2.433 | 2.6 | 2.134 | 1.15 | 23.554 | 0.25 | 3.114 | 2.05 | 0.664 | 0.826 | 3.975 | 0 | 2.7 | 1.1 | 2.767 | 0 | 3.5 | 0.2 | 1.975 | 3.473 | 1.05 | 1 | 3.175 | 0.3 | 2.993 | 1.4 | 1.4 | 0.064 | 2.25 | 0 | 0.575 | 1.15 | 0.3 | 0.9 | 11.52 | 0 | 0.65 | 0.9 | 0.825 | 0.4 | 1.85 | 0 | 0.15 | 1.891 | 0.7 | 0 | 1.35 | 0.1 | 0.7 | 1.6 | 0.6 | 0 | 2.05 | 0 | 0.845 | 0.5 | 0.75 | 0 | 0.925 | 0 | 0.3 | 0.5 | 0.363 | 0 | 3.166 | 0
12 |  |  | 0 | 0 | 0 | 0 | 0 | 0 | 0 | 0 | 0 | 0 | 0 | 0 | 0 | 0 | 0 | 0 | 0 | 0 | 0 | 0 | 0 | 0 | 0 | 0 | 0 | 0 | 0 | 0 | 0 | 0 | 0 | 0 | 0 | 0 | 0 | 0 | 0 | 0 | 0 | 0 | 0 | 0 | 0 | 0 | 0 | 0 | 0 | 0 | 0 | 0 | 0 | 0 | 0 | 0 | 0 | 0 | 0 | 0 | 0 | 0 | 0 | 0 | 0 | 0 | 0 | 0 | 0 | 0 | 0 | 0 | 0 | 0 | 0 | 0 | 0 | 0 | 0 | 0 | 0 | 0 | 0 | 0 | 0 | 0 | 0 | 0 | 0 | 0 | 0 | 0 | 0 | 0 | 0 | 0 | 0 | 0 | 0 | 0 | 0 | 0 | 0 | 0 | 0 | 0 | 0 | 0 | 0 | 0 | 0 | 0 | 0 | 0 | 0 | 0 | 0 | 0 | 0 | 0 | 0 | 0 | 0 | 0 | 0 | 0 | 0 | 0 | 0 | 0 | 0 | 0 | 0 | 0 | 0 | 0 | 0 | 0 | 0 | 0 | 0 | 0 | 0 | 0 | 0 | 0 | 0 | 0 | 0 | 0 | 0 | 0 | 0 | 0 | 0 | 0
|  |  | Total |  | 165.075 | 471.8364 | 318.0118 | 265.28 | 400.0167 | 614.755 | 304.0196 | 168.1703 | 285.4951 | 371.1508 | 767.8894 | 512.8193 | 600.8188 | 253.5008 | 525.9475 | 159.4344 | 214.6575 | 626.4118 | 361.9781 | 1321.4828 | 542.8047 | 568.5164 | 425.5692 | 982.575 | 676.1177 | 740.5388 | 692.2241 | 499.1944 | 799.0889 | 425.3842 | 854.9747 | 934.243 | 408.2452 | 260.1111 | 484.8002 | 929.2576 | 562.8444 | 398.273 | 533.6788 | 415.7721 | 464.636 | 471.7448 | 321.1492 | 532.7561 | 502.0589 | 740.953 | 295.0349 | 228.7637 | 288.9583 | 495.9167 | 599.1289 | 360.3703 | 689.8543 | 676.8587 | 380.3427 | 654.3969 | 609.3297 | 328.1815 | 298.3033 | 385.8455 | 452.5028 | 593.1379 | 456.2799 | 378.5656 | 844.6806 | 214.1037 | 290.8997 | 203.3311 | 512.1247 | 238.4325 | 239.3892 | 248.6111 | 252.3822 | 98.3513 | 365.6155 | 241.5108 | 58.0673 | 207.4776 | 106.3825 | 177.8028 | 55.8688 | 79.4701 | 65.2619 | 70.8112 | 77.7964 | 410.9536 | 66.0257 | 23.9672 | 33.6145 | 77.789 | 159.2882 | 36.5152 | 50.4993 | 71.9892 | 39.2549 | 65.3858 | 49.3135 | 26.8618 | 41.7382 | 14.15 | 52.629 | 13.5232 | 39.1002 | 27.735 | 21.2063 | 35.0744 | 15.6208 | 23.01 | 19.955 | 25.7952 | 30.811 | 19.0274 | 28.9982 | 9.693 | 23.513 | 14.085 | 15.406 | 24.7621 | 6.735 | 21.331 | 24.49 | 11.89 | 13.7511 | 12.151 | 16.828 | 3.97 | 25.4002 | 4.566 | 15.48 | 11.016 | 11.845 | 11.867 | 7.52 | 11.896 | 7.7187 | 18.0755 | 4.55 | 9.201 | 15.695 | 1.985 | 10.82 | 6.665 | 15.2352 | 1.25 | 10.325 | 5.245 | 3.52 | 8.695 | 3.603 | 7.775 | 9.074 | 3.09
EDB categories
0 | 0 | 0 | 0 | 0 | 0 | 0 | 0 | 0 | 0 | 0 | 0 | 0 | 0 | 0 | 0 | 0 | 0 | 0 | 0 | 0 | 0 | 0 | 0 | 0 | 0 | 0 | 0 | 0 | 0 | 0 | 0 | 0 | 0 | 0 | 0 | 0 | 0 | 0 | 0 | 0 | 0 | 0 | 0 | 0 | 0 | 0 | 0 | 0 | 0 | 0 | 0 | 0 | 0 | 0 | 0 | 0 | 0 | 0 | 0 | 0 | 0 | 0 | 0 | 0 | 0 | 0 | 0 | 0 | 0 | 0 | 0 | 0 | 0 | 0 | 0 | 0 | 0 | 0 | 0 | 0 | 0 | 0 | 0 | 0 | 0 | 0 | 0 | 0 | 0 | 0 | 0 | 0 | 0 | 0 | 0 | 0 | 0 | 0 | 0 | 0 | 0 | 0 | 0 | 0 | 0 | 0 | 0 | 0 | 0 | 0 | 0 | 0 | 0 | 0 | 0 | 0 | 0 | 0 | 0 | 0 | 0 | 0 | 0 | 0 | 0 | 0 | 0 | 0 | 0 | 0 | 0 | 0 | 0 | 0 | 0 | 0 | 0 | 0 | 0 | 0 | 0 | 0 | 0 | 0 | 0 | 0 | 0 | 0 | 0 | 0 | 0 | 0 | 0 | 0 | 0 | 0
0 | 0 | 0 | 0 | 0 | 0 | 0 | 0 | 0 | 0 | 0 | 0 | 0 | 0 | 0 | 0 | 0 | 0 | 0 | 0 | 0 | 0 | 0 | 0 | 0 | 0 | 0 | 0 | 0 | 0 | 0 | 0 | 0 | 0 | 0 | 0 | 0 | 0 | 0 | 0 | 0 | 0 | 0 | 0 | 0 | 0 | 0 | 0 | 0 | 0 | 0 | 0 | 0 | 0 | 0 | 0 | 0 | 0 | 0 | 0 | 0 | 0 | 0 | 0 | 0 | 0 | 0 | 0 | 0 | 0 | 0 | 0 | 0 | 0 | 0 | 0 | 0 | 0 | 0 | 0 | 0 | 0 | 0 | 0 | 0 | 0 | 0 | 0 | 0 | 0 | 0 | 0 | 0 | 0 | 0 | 0 | 0 | 0 | 0 | 0 | 0 | 0 | 0 | 0 | 0 | 0 | 0 | 0 | 0 | 0 | 0 | 0 | 0 | 0 | 0 | 0 | 0 | 0 | 0 | 0 | 0 | 0 | 0 | 0 | 0 | 0 | 0 | 0 | 0 | 0 | 0 | 0 | 0 | 0 | 0 | 0 | 0 | 0 | 0 | 0 | 0 | 0 | 0 | 0 | 0 | 0 | 0 | 0 | 0 | 0 | 0 | 0 | 0 | 0 | 0 | 0 | 0
1 | 0 | 0 | SubTx Lines - Radial | 100 | 0 | 0 | 0 | 73.8 | 70.5 | 23.1 | 115.75 | 16.8 | 153 | 244.5 | 88.3 | 73.8 | 31 | 38.6 | 17.1 | 10.3 | 90.2 | 298.3 | 45.6 | 64.5 | 142.3 | 151.6 | 65.6 | 209.1 | 4 | 50 | 118.7 | 66.6 | 82.1 | 29.7 | 64 | 55 | 115.86 | 88.2 | 31 | 71.9 | 51.1 | 56.1 | 22.1 | 37.6 | 15.06 | 46.65 | 114.2 | 120.2 | 114.7 | 30.5 | 20.5 | 46.9 | 112.4 | 98.9 | 106.8 | 49.5 | 133.05 | 99.85 | 69.5 | 0 | 69.5 | 82 | 7 | 0 | 37.7 | 68.87 | 64.2 | 50.5 | 77.4 | 49.1 | 40.1 | 50.7 | 40.2 | 0 | 0 | 17.9 | 0 | 0 | 69.1 | 11.3 | 0 | 6.7 | 10.3 | 10 | 0 | 0 | 20 | 0 | 5.1 | 0 | 5.1 | 0 | 0 | 13.2 | 47.8 | 0 | 0 | 5.1 | 0 | 6.2 | 0 | 0 | 0 | 3.9 | 5.1 | 0 | 6.2 | 7 | 0 | 0 | 0 | 0 | 0 | 0 | 5.1 | 7 | 0 | 0 | 0 | 13 | 0 | 0 | 0 | 6.5 | 0 | 0 | 0 | 0 | 0 | 0 | 0 | 0 | 0 | 5.1 | 0 | 0 | 0 | 0 | 0 | 0 | 0 | 0 | 0 | 0 | 0 | 4.2 | 0 | 0 | 0 | 0 | 0 | 0 | 0 | 0 | 0 | 0
1 | 0 | 0 | SubTx Lines - Meshed | 65 | 0 | 0 | 0 | 0 | 151.6 | 405 | 0 | 0 | 0 | 0 | 519 | 252 | 383 | 53 | 221 | 0 | 0 | 126 | 127 | 983 | 128 | 254 | 248 | 520 | 533.8 | 264 | 372 | 255 | 419 | 210 | 501 | 581 | 0 | 0 | 237.5 | 722 | 246 | 98 | 255 | 127 | 154.7 | 219 | 0 | 127 | 237 | 198 | 127 | 0 | 0 | 266.1 | 109 | 0 | 254 | 256 | 90.2 | 300 | 83 | 127 | 109 | 127 | 0 | 128 | 127 | 0 | 465 | 0 | 0 | 0 | 127 | 19.9 | 0 | 128 | 0 | 0 | 127 | 0 | 0 | 101.4 | 0 | 0 | 0 | 0 | 0 | 0 | 0 | 0 | 0 | 0 | 0 | 0 | 0 | 0 | 0 | 0 | 0 | 0 | 0 | 0 | 0 | 0 | 0 | 0 | 0 | 0 | 0 | 0 | 0 | 0 | 0 | 0 | 0 | 0 | 0 | 0 | 0 | 0 | 0 | 0 | 0 | 0 | 0 | 0 | 0 | 0 | 0 | 0 | 0 | 0 | 0 | 0 | 0 | 0 | 0 | 0 | 0 | 0 | 0 | 0 | 0 | 0 | 0 | 0 | 0 | 0 | 0 | 0 | 0 | 0 | 0 | 0 | 0 | 0
1 | 0 | 0 | SubTx Lines - CBD | 65 | 0 | 0 | 0 | 0 | 0 | 0 | 0 | 12.8605 | 0 | 0 | 0 | 10.2884 | 0 | 0 | 0 | 0 | 12.8605 | 86 | 0 | 96.1468 | 8.5737 | 0 | 0 | 0 | 0 | 155 | 0 | 0 | 155 | 0 | 0 | 0 | 0 | 0 | 89.5737 | 8.5737 | 12.8605 | 0 | 0 | 0 | 0 | 0 | 0 | 125 | 0 | 300 | 0 | 0 | 15.1468 | 0 | 0 | 0 | 0 | 0 | 0 | 0 | 0 | 0 | 0 | 0 | 0 | 0 | 0 | 0 | 0 | 0 | 0 | 0 | 0 | 0 | 0 | 0 | 0 | 0 | 0 | 0 | 0 | 0 | 0 | 0 | 0 | 0 | 0 | 0 | 0 | 0 | 0 | 0 | 0 | 0 | 0 | 0 | 0 | 0 | 0 | 0 | 0 | 0 | 0 | 0 | 0 | 0 | 0 | 0 | 0 | 0 | 0 | 0 | 0 | 0 | 0 | 0 | 0 | 0 | 0 | 0 | 0 | 0 | 0 | 0 | 0 | 0 | 0 | 0 | 0 | 0 | 0 | 0 | 0 | 0 | 0 | 0 | 0 | 0 | 0 | 0 | 0 | 0 | 0 | 0 | 0 | 0 | 0 | 0 | 0 | 0 | 0 | 0 | 0 | 0 | 0 | 0
2 | 0 | 0 | SubTx Substations | 65 | 14.8 | 0 | 0 | 0 | 0 | 0 | 0 | 17.7 | 0 | 0 | 0 | 17.8 | 0 | 0 | 82.7 | 0 | 0 | 0 | 0 | 13.5 | 40 | 0 | 0 | 10.6 | 0 | 0 | 0 | 0 | 0 | 0 | 0 | 0 | 47.5 | 0 | 0 | 0 | 0 | 23.75 | 0 | 0 | 0 | 0 | 0 | 31.4 | 0 | 0 | 0 | 0 | 0 | 0 | 0 | 0 | 0 | 0 | 0 | 0 | 0 | 0 | 0 | 0 | 0 | 0 | 0 | 0 | 30.1 | 0 | 0 | 0 | 0 | 0 | 0 | 0 | 0 | 0 | 0 | 0 | 0 | 0 | 0 | 0 | 0 | 0 | 0 | 0 | 0 | 0 | 0 | 0 | 0 | 0 | 12.32 | 0 | 0 | 0 | 0 | 0 | 0 | 0 | 0 | 0 | 0 | 0 | 0 | 0 | 0 | 0 | 0 | 0 | 0 | 0 | 0 | 0 | 0 | 0 | 0 | 0 | 0 | 0 | 0 | 0 | 0 | 0 | 0 | 0 | 0 | 0 | 0 | 0 | 0 | 0 | 0 | 0 | 0 | 0 | 0 | 0 | 0 | 0 | 0 | 0 | 0 | 0 | 0 | 0 | 0 | 0 | 0 | 0 | 0 | 0 | 0 | 0
3 | 0 | 0 | Zone Substations - Urban | 65 | 0 | 0 | 0 | 0 | 0 | 0 | 0 | 0 | 0 | 0 | 0 | 0 | 0 | 72.2 | 29.9 | 0 | 0 | 0 | 0 | 0 | 84.4 | 0 | 0 | 70.2 | 0 | 72.4 | 55.9 | 0 | 7.8 | 0 | 0 | 71.9 | 54.2 | 0 | 0 | 2.85 | 3.9 | 89.4 | 15.8 | 94.7 | 145 | 57.8756 | 0 | 0 | 30.8 | 36.2 | 0 | 27.6 | 33.2 | 0 | 212.9 | 77.1 | 142.8 | 188.4 | 59 | 224.5 | 194.8 | 0 | 47.4 | 114.4 | 152.9 | 213.7 | 56.5 | 86.7 | 80.2 | 54.6 | 130.5 | 0 | 150.1 | 98.8 | 139.9 | 14.3 | 133.9 | 46.7 | 49.1 | 144 | 0 | 0 | 0 | 25.35 | 0 | 0 | 0 | 0 | 0 | 0 | 0 | 0 | 0 | 0 | 0 | 0 | 0 | 0 | 0 | 0 | 0 | 0 | 0 | 0 | 0 | 0 | 0 | 0 | 0 | 0 | 0 | 0 | 0 | 0 | 0 | 0 | 0 | 0 | 0 | 0 | 0 | 0 | 0 | 0 | 0 | 0 | 0 | 0 | 0 | 0 | 0 | 0 | 0 | 0 | 0 | 0 | 0 | 0 | 0 | 0 | 0 | 0 | 0 | 0 | 0 | 0 | 0 | 0 | 0 | 0 | 0 | 0 | 0 | 0 | 0 | 0
3 | 0 | 0 | Zone Substations - Rural | 82 | 2.025 | 0 | 0 | 3.9 | 0 | 1.95 | 0 | 0 | 0 | 0 | 7.8 | 22.8 | 0 | 0 | 0.7 | 0.65 | 4 | 3.25 | 0 | 0 | 3.9 | 21.9 | 2.7 | 16.1 | 0.4095 | 0.4 | 9.84 | 12.8 | 5.4 | 8.9 | 0 | 115.45 | 21.8 | 37.6 | 30.3 | 0 | 58.1 | 32.575 | 78.36 | 18.6 | 10.05 | 33.35 | 57.4 | 0 | 3.61 | 1.3 | 38.95 | 40.8 | 8.45 | 16.7 | 61.6 | 90.265 | 35.6 | 3.9 | 46.13 | 35.65 | 74.1602 | 5.4 | 17.2 | 0 | 19.7 | 61.4 | 76.01 | 61.3 | 17.98 | 24.15 | 19.3 | 1.3 | 34.66 | 14.05 | 6.25 | 0 | 1.95 | 8.2 | 11.5 | 13.4 | 0 | 22.36 | 13.25 | 28.6 | 0 | 0.62 | 3.9 | 2.4 | 0 | 10.4 | 0 | 0 | 0 | 0 | 0 | 0 | 3.9 | 0 | 0 | 3.9 | 0 | 3 | 0 | 0 | 1.5 | 0 | 0 | 0.585 | 0 | 0 | 0 | 0 | 1.3 | 0 | 0 | 0 | 0 | 0 | 0 | 0 | 0 | 0 | 0 | 0 | 0 | 0 | 0 | 0 | 0 | 0 | 0 | 0 | 0.39 | 0 | 0 | 0 | 0 | 0 | 0 | 0 | 0 | 0 | 0 | 0 | 0 | 0 | 0 | 0 | 0 | 0 | 0 | 0 | 0 | 0 | 0 | 0
4 | 0 | 0 | Distribution Feeders - CBD | 80 | 0 | 0 | 0 | 0 | 3.2389 | 0 | 0 | 9.1452 | 0 | 8.2879 | 7.1447 | 7.1447 | 6.1921 | 7.24 | 20.291 | 7.8115 | 5.3347 | 0 | 13.2415 | 0 | 4.6679 | 12.4794 | 8.4784 | 21.3389 | 7.24 | 21.8152 | 22.2915 | 6.2873 | 0 | 13.7178 | 0 | 8.7642 | 4.5726 | 9.431 | 14.7657 | 5.5252 | 15.4326 | 3.9058 | 20.8626 | 5.1442 | 3.7152 | 16.1947 | 8.3831 | 3.5247 | 20.291 | 9.5263 | 0 | 4.7631 | 13.1463 | 5.2395 | 5.1442 | 8.3831 | 3.3342 | 16.0041 | 0 | 9.5263 | 10.6694 | 7.5258 | 11.9078 | 0 | 0 | 0 | 8.4784 | 8.3831 | 5.7158 | 0 | 2.7626 | 0 | 9.3358 | 7.4305 | 4.8584 | 0 | 0 | 0 | 0 | 3.7152 | 0 | 5.3347 | 3.1437 | 4.9537 | 0 | 3.62 | 0 | 0 | 0 | 0 | 0 | 0 | 0 | 0 | 0 | 0 | 0 | 0 | 0 | 0 | 0 | 0 | 0 | 0 | 0 | 0 | 0 | 0 | 0 | 0 | 0 | 0 | 0 | 0 | 0 | 0 | 0 | 0 | 0 | 0 | 0 | 0 | 0 | 0 | 0 | 0 | 0 | 0 | 0 | 0 | 0 | 0 | 0 | 0 | 0 | 0 | 0 | 0 | 0 | 0 | 0 | 0 | 0 | 0 | 0 | 0 | 0 | 0 | 0 | 0 | 0 | 0 | 0 | 0 | 0 | 0
5 | 0 | 0 | Distribution Feeders - Urban | 100 | 0 | 0 | 0 | 1.3 | 11.241 | 15.9279 | 7.621 | 0 | 9.1452 | 0 | 27.8167 | 30.0078 | 16.4805 | 19.6241 | 7.8982 | 26.6303 | 7.24 | 43.4398 | 28.4836 | 35.4378 | 24.5587 | 20.5768 | 42.0109 | 67.7388 | 13.3368 | 71.8784 | 38.5624 | 49.3461 | 35.4378 | 85.546 | 20.5768 | 36.1999 | 45.5356 | 50.6417 | 38.1051 | 55.1572 | 82.8475 | 32.0083 | 44.3925 | 28.3883 | 63.6355 | 7.7925 | 43.8209 | 75.6387 | 23.6252 | 77.0676 | 51.4142 | 41.6437 | 44.2019 | 44.4739 | 40.582 | 84.0131 | 88.4991 | 47.5361 | 51.9338 | 45.8578 | 79.8112 | 38.2281 | 72.2525 | 90.7283 | 82.4023 | 76.7818 | 64.1881 | 115.5399 | 129.6977 | 59.3297 | 48.7746 | 115.9011 | 102.0074 | 76.115 | 38.3337 | 67.4461 | 65.6672 | 21.0548 | 71.2271 | 30.2936 | 20.672 | 31.532 | 51.0609 | 71.066 | 24.8047 | 45.7071 | 0 | 36.5809 | 30.9604 | 19.4336 | 14.7657 | 9.1452 | 7.4305 | 38.746 | 47.9172 | 9.1452 | 28.0073 | 23.5299 | 15.1468 | 29.3219 | 9.1452 | 15.1468 | 9.1452 | 0 | 15.242 | 0 | 9.1452 | 0 | 5.9063 | 6.2873 | 0 | 0 | 0 | 6.0968 | 0 | 0 | 9.1452 | 0 | 0 | 0 | 0 | 0 | 0 | 0 | 0 | 0 | 6.5731 | 0 | 0 | 0 | 5.5252 | 0 | 0 | 0 | 0 | 0 | 0 | 0 | 3.1437 | 5.6205 | 0 | 0 | 0 | 0 | 0 | 0 | 0 | 0 | 0 | 0 | 0 | 0 | 0 | 0 | 0 | 0
6 | 0 | 0 | Distribution Feeders - Short Rural | 100 | 0 | 0 | 0 | 11.1121 | 0 | 17.9666 | 18.3476 | 0 | 16.0994 | 22.2915 | 21.0721 | 0 | 15.4135 | 5.7539 | 21.9295 | 10.2503 | 30.5603 | 20.9388 | 15.4135 | 32.0083 | 22.4058 | 16.7663 | 29.0549 | 7.7925 | 14.4799 | 6.3108 | 21.7199 | 30.8842 | 22.1962 | 18.3476 | 34.7519 | 31.5701 | 34.6185 | 7.8115 | 1.3 | 21.9485 | 9.1452 | 2.6864 | 31.3224 | 38.1476 | 6.4779 | 24.1015 | 34.5613 | 14.8229 | 1.3 | 32.7704 | 11.241 | 3.5057 | 0 | 24.4825 | 19.0526 | 0 | 6.8589 | 11.0505 | 7.621 | 14.499 | 36.1999 | 9.1452 | 0 | 7.621 | 14.6705 | 4.2678 | 11.1267 | 16.328 | 6.4779 | 0 | 18.6715 | 9.1452 | 6.7065 | 0 | 7.621 | 0 | 0 | 9.1452 | 13.9084 | 0 | 14.3275 | 0 | 0 | 8.3831 | 0 | 7.621 | 6.8589 | 17.8522 | 0 | 0 | 15.9279 | 0 | 0 | 0 | 0 | 0 | 0 | 8.921 | 6.2873 | 7.0494 | 0 | 0 | 0 | 0 | 0 | 5.1632 | 0 | 0 | 0 | 7.621 | 7.5258 | 0 | 0 | 4.8584 | 0 | 4.4774 | 0 | 0 | 0 | 0 | 0 | 6.5731 | 0 | 0 | 0 | 0 | 0 | 0 | 0 | 0 | 0 | 0 | 0 | 0 | 0 | 0 | 0 | 0 | 0 | 0 | 0 | 0 | 0 | 0 | 0 | 0 | 0 | 0 | 0 | 0 | 0 | 0 | 0 | 0 | 0 | 0
7 | 0 | 0 | Distribution Feeders - Long Rural | 100 | 0 | 37.4764 | 18.3418 | 16.888 | 11.2118 | 26.5535 | 15.5659 | 31.2316 | 21.8754 | 16.6945 | 21.9149 | 29.8935 | 20.5577 | 11.1648 | 56.8528 | 39.8243 | 13.627 | 9.0632 | 45.3634 | 39.858 | 13.6226 | 41.6679 | 0 | 14.8229 | 20.1004 | 63.2164 | 13.9093 | 38.6957 | 26.4259 | 20.9197 | 38.6431 | 12.5029 | 38.5814 | 20.2518 | 9.2976 | 1.3 | 26.7117 | 28.1195 | 37.4964 | 22.315 | 16.6373 | 36.6615 | 5.0108 | 12.6318 | 26.3687 | 8.5927 | 14.4037 | 25.3062 | 14.0843 | 7.7779 | 5.1632 | 14.1561 | 0 | 18.0999 | 6.8868 | 6.4779 | 15.242 | 33.3004 | 1.3 | 28.3502 | 7.621 | 12.8033 | 18.0237 | 3.4485 | 6.4632 | 0 | 0 | 6.7827 | 0 | 1.3 | 0 | 1.3 | 0 | 5.1632 | 0 | 0 | 2.4578 | 8.1589 | 0 | 0 | 6.5731 | 0 | 0 | 0 | 0 | 0 | 0 | 0 | 0 | 0 | 0 | 0 | 0 | 5.1632 | 2.4748 | 3.4485 | 5.1632 | 0 | 0 | 0 | 0 | 0 | 0 | 0 | 0 | 0 | 0 | 0 | 0 | 0 | 0 | 0 | 0 | 0 | 0 | 0 | 0 | 0 | 0 | 0 | 0 | 0 | 0 | 0 | 0 | 0 | 0 | 0 | 0 | 0 | 0 | 0 | 0 | 0 | 0 | 0 | 0 | 0 | 0 | 0 | 0 | 0 | 5.1442 | 0 | 0 | 0 | 0 | 0 | 0 | 0 | 0 | 0
8 | 0 | 0 | Distribution Substations - CBD | 100 | 0 | 0 | 0 | 1 | 0 | 0 | 0 | 0.9 | 0.3 | 0.3 | 0 | 0 | 0 | 0 | 0 | 0 | 0 | 0 | 0 | 0 | 1.25 | 0 | 0 | 0 | 0 | 0.5 | 0 | 0 | 0 | 0 | 0 | 0 | 1 | 0.5 | 0 | 0.5 | 0 | 0 | 0 | 0 | 0.35 | 0 | 0 | 0.3 | 0 | 0 | 0 | 0 | 0 | 0 | 0 | 0 | 0.5 | 0 | 0.5 | 0.75 | 0 | 0.3 | 0.2 | 0 | 0 | 0.6 | 0.2 | 0 | 0 | 0 | 0 | 0 | 0 | 0.5 | 0.2 | 0 | 0 | 0 | 0 | 0 | 0 | 0.5 | 0 | 0 | 0 | 0 | 0.2 | 0 | 0 | 373.688 | 0.2 | 0 | 0 | 0 | 0 | 0 | 0.6 | 0.2 | 0 | 0 | 0 | 0.3 | 0 | 0 | 0.2 | 0 | 0 | 0 | 0 | 0 | 0 | 0 | 0 | 0 | 0 | 0 | 0 | 0 | 0 | 0 | 0 | 0 | 0.2 | 0 | 0 | 0 | 0 | 0 | 0 | 0 | 0 | 0 | 0 | 0.5 | 0 | 0 | 0 | 0 | 0 | 0 | 0.2 | 0 | 0 | 0 | 0 | 0 | 0 | 0 | 0 | 0 | 0 | 0 | 0 | 0 | 0 | 0
9 | 0 | 0 | Distribution substations - Urban Pole | 130 | 0 | 3 | 12.61 | 15.685 | 17.795 | 14.775 | 12.03 | 15.545 | 7.91 | 8.975 | 6.292 | 7.275 | 10.735 | 1.725 | 10.7 | 3.66 | 8.81 | 3.48 | 12.19 | 8.079 | 9.835 | 7.33 | 1.56 | 8.335 | 7.454 | 5.425 | 6.095 | 5.713 | 7.555 | 3.068 | 11.865 | 2.92 | 9.34 | 9.272 | 2.275 | 7.79 | 8.065 | 6.73 | 6.608 | 10.168 | 8.085 | 6.825 | 11.11 | 2.581 | 11.002 | 8.58 | 9.775 | 9.25 | 8.381 | 8.435 | 9.268 | 9.4 | 6.64 | 14.55 | 14.28 | 3.64 | 13.613 | 7.365 | 8.105 | 8.555 | 20.17 | 9.74 | 8.71 | 12.38 | 7.28 | 10.9 | 11.935 | 10.241 | 14.53 | 9.11 | 17.575 | 7.095 | 17.62 | 5.91 | 13.215 | 14.383 | 8.655 | 14.995 | 13.6 | 13.73 | 9.68 | 13.43 | 15.095 | 8.49 | 16.255 | 3.64 | 13.79 | 7.66 | 12.88 | 13.505 | 14.36 | 12.775 | 9.35 | 15.205 | 10.395 | 10.075 | 16.165 | 5.225 | 15.36 | 6.765 | 15.05 | 5.535 | 14.51 | 9.4 | 8.265 | 9.88 | 3.97 | 13.955 | 9.155 | 11.495 | 13.395 | 4.87 | 11.555 | 7.115 | 11.703 | 0.325 | 10.685 | 10.32 | 4.22 | 9.955 | 8.225 | 8.385 | 4.925 | 8.725 | 11.48 | 2.695 | 12.505 | 3.15 | 9.575 | 3.275 | 7.255 | 8.636 | 4.53 | 8.906 | 2.795 | 6.56 | 2.86 | 7.885 | 9.625 | 1.575 | 7.395 | 1.845 | 7.575 | 1.23 | 7.66 | 4.215 | 1.76 | 6.395 | 2.03 | 6.375 | 4.03 | 2.46
9 | 0 | 0 | Distribution substations - Urban Pad | 100 | 137.5 | 352.2 | 161.45 | 61.9 | 90.47 | 65.15 | 54.93 | 45.475 | 43.715 | 31.55 | 21.339 | 41.95 | 30.55 | 32.5 | 23.139 | 18.69 | 22.5 | 24.965 | 22.54 | 23.126 | 17.22 | 20.9 | 17.25 | 20.99 | 15.939 | 18.45 | 18.25 | 15.7 | 22.375 | 19.8 | 19.28 | 11.35 | 16.45 | 19.79 | 17.85 | 18.85 | 15.775 | 17.55 | 6.426 | 16.363 | 17.7 | 14.55 | 19.3 | 13.389 | 15.85 | 7.72 | 10 | 19.9 | 14.576 | 14.05 | 13.15 | 17.1 | 7.975 | 12.9 | 15.3 | 9.2 | 19.063 | 9.2 | 17.4 | 3.4 | 13.52 | 12.4 | 12.45 | 16.7 | 11.64 | 11 | 7.75 | 6.35 | 18.5 | 3.35 | 13.85 | 7.45 | 16.55 | 0.43 | 5 | 11.91 | 6.826 | 12.1 | 5.1 | 11.6 | 5.875 | 3.9 | 14.7 | 2.35 | 14.775 | 2.75 | 10.72 | 2.75 | 9.4 | 9.875 | 5.41 | 12.75 | 3.125 | 10.425 | 2.763 | 2.95 | 12.05 | 1.75 | 13.05 | 0.75 | 10.35 | 1.04 | 1.95 | 8.7 | 3.74 | 5.37 | 1.65 | 6.275 | 3.425 | 1.97 | 7.05 | 0.3 | 5.575 | 1.05 | 6.8 | 0.3 | 3.15 | 4.9 | 1.4 | 2.85 | 1.45 | 2.625 | 1 | 1.7 | 3.9 | 0.725 | 4.05 | 1.1 | 3.65 | 0 | 2.7 | 1.925 | 0.525 | 2.25 | 0.3 | 3.825 | 0.6 | 0.75 | 2.9 | 0 | 1.65 | 0 | 1.4 | 0 | 0.975 | 0.75 | 1.3 | 0.8 | 0.75 | 1.15 | 0.75 | 0.5
10 | 0 | 0 | Distribution substations - Short rural | 130 | 3.5 | 37.25 | 29.48 | 28.335 | 23.995 | 15.075 | 30.56 | 8.868 | 16.875 | 20.84 | 12.072 | 10.345 | 32.1 | 7.128 | 13.069 | 12.418 | 11.56 | 4.515 | 26.03 | 11.472 | 18.841 | 10.482 | 5.015 | 6.99 | 27.845 | 6.713 | 8.667 | 10.953 | 8.719 | 8.986 | 35.013 | 6.971 | 7.527 | 9.905 | 6.618 | 8.966 | 14.384 | 4.948 | 8.079 | 6.923 | 11.22 | 4.968 | 12.498 | 4.678 | 9.837 | 15.003 | 5.78 | 5.48 | 10.475 | 7.297 | 8.433 | 5.853 | 6.553 | 5.268 | 9.791 | 3.066 | 7.519 | 5.365 | 3.392 | 3.191 | 23.589 | 3.675 | 4.702 | 4.786 | 3.036 | 3.359 | 6.556 | 2.185 | 4.985 | 4.586 | 6.481 | 3.194 | 8.64 | 1.133 | 3.215 | 6.065 | 2.738 | 2.147 | 4.815 | 3.49 | 3.106 | 1.749 | 2.558 | 2.275 | 4.806 | 1.042 | 3.089 | 1.812 | 1.77 | 1.313 | 7.927 | 1.595 | 2.403 | 1.395 | 1.524 | 1.615 | 2.815 | 1.44 | 1.483 | 1.635 | 2.42 | 1.785 | 3.795 | 1.85 | 1.32 | 2.443 | 1.425 | 1.78 | 2.9 | 1.075 | 2.273 | 0.98 | 1.323 | 1.464 | 2.76 | 0.46 | 0.996 | 1.819 | 0.615 | 1.126 | 3.295 | 0.88 | 0.603 | 0.826 | 0.623 | 0.15 | 1.47 | 0.316 | 1.715 | 0.25 | 1.19 | 1.306 | 1.115 | 0.64 | 0.78 | 0.47 | 0.29 | 0.566 | 1.12 | 0.41 | 0.93 | 0.12 | 0.366 | 0.02 | 0.765 | 0.28 | 0.16 | 1 | 0.46 | 0.25 | 1.128 | 0.13
11 | 0 | 0 | Distribution substations - Long rural | 130 | 7.25 | 41.91 | 96.13 | 51.36 | 19.965 | 29.257 | 49.215 | 9.645 | 16.575 | 17.712 | 35.138 | 9.515 | 54.79 | 4.565 | 20.668 | 29.2 | 7.965 | 6.46 | 26.116 | 14.355 | 23.23 | 10.814 | 5.9 | 8.567 | 31.513 | 4.43 | 6.289 | 7.215 | 7.08 | 6.399 | 129.845 | 0.615 | 11.26 | 6.708 | 6.215 | 3.897 | 18.523 | 2.5 | 7.232 | 10.423 | 12.005 | 3.776 | 14.865 | 1.59 | 7.675 | 15.693 | 5.971 | 3.615 | 14.897 | 2.461 | 8.036 | 4.6 | 4.044 | 3.3 | 9.2 | 1.23 | 5.752 | 3.352 | 3.146 | 2.6 | 80.23 | 0.9 | 4.691 | 2.5 | 3.69 | 1.665 | 4.55 | 0.726 | 4.1 | 3.291 | 4.32 | 1.926 | 8.055 | 0.615 | 2.35 | 6.444 | 2.391 | 2.25 | 5.113 | 0.63 | 5.83 | 2.823 | 1.95 | 0.863 | 5.9 | 0 | 2.433 | 2.6 | 2.134 | 1.15 | 23.554 | 0.25 | 3.114 | 2.05 | 0.664 | 0.826 | 3.975 | 0 | 2.7 | 1.1 | 2.767 | 0 | 3.5 | 0.2 | 1.975 | 3.473 | 1.05 | 1 | 3.175 | 0.3 | 2.993 | 1.4 | 1.4 | 0.064 | 2.25 | 0 | 0.575 | 1.15 | 0.3 | 0.9 | 11.52 | 0 | 0.65 | 0.9 | 0.825 | 0.4 | 1.85 | 0 | 0.15 | 1.891 | 0.7 | 0 | 1.35 | 0.1 | 0.7 | 1.6 | 0.6 | 0 | 2.05 | 0 | 0.845 | 0.5 | 0.75 | 0 | 0.925 | 0 | 0.3 | 0.5 | 0.363 | 0 | 3.166 | 0
0 | 0 | 0 | 0 | 0 | 0 | 0 | 0 | 0 | 0 | 0 | 0 | 0 | 0 | 0 | 0 | 0 | 0 | 0 | 0 | 0 | 0 | 0 | 0 | 0 | 0 | 0 | 0 | 0 | 0 | 0 | 0 | 0 | 0 | 0 | 0 | 0 | 0 | 0 | 0 | 0 | 0 | 0 | 0 | 0 | 0 | 0 | 0 | 0 | 0 | 0 | 0 | 0 | 0 | 0 | 0 | 0 | 0 | 0 | 0 | 0 | 0 | 0 | 0 | 0 | 0 | 0 | 0 | 0 | 0 | 0 | 0 | 0 | 0 | 0 | 0 | 0 | 0 | 0 | 0 | 0 | 0 | 0 | 0 | 0 | 0 | 0 | 0 | 0 | 0 | 0 | 0 | 0 | 0 | 0 | 0 | 0 | 0 | 0 | 0 | 0 | 0 | 0 | 0 | 0 | 0 | 0 | 0 | 0 | 0 | 0 | 0 | 0 | 0 | 0 | 0 | 0 | 0 | 0 | 0 | 0 | 0 | 0 | 0 | 0 | 0 | 0 | 0 | 0 | 0 | 0 | 0 | 0 | 0 | 0 | 0 | 0 | 0 | 0 | 0 | 0 | 0 | 0 | 0 | 0 | 0 | 0 | 0 | 0 | 0 | 0 | 0 | 0 | 0 | 0 | 0 | 0
0 | 0 | 0 | 0 | 0 | 0 | 0 | 0 | 0 | 0 | 0 | 0 | 0 | 0 | 0 | 0 | 0 | 0 | 0 | 0 | 0 | 0 | 0 | 0 | 0 | 0 | 0 | 0 | 0 | 0 | 0 | 0 | 0 | 0 | 0 | 0 | 0 | 0 | 0 | 0 | 0 | 0 | 0 | 0 | 0 | 0 | 0 | 0 | 0 | 0 | 0 | 0 | 0 | 0 | 0 | 0 | 0 | 0 | 0 | 0 | 0 | 0 | 0 | 0 | 0 | 0 | 0 | 0 | 0 | 0 | 0 | 0 | 0 | 0 | 0 | 0 | 0 | 0 | 0 | 0 | 0 | 0 | 0 | 0 | 0 | 0 | 0 | 0 | 0 | 0 | 0 | 0 | 0 | 0 | 0 | 0 | 0 | 0 | 0 | 0 | 0 | 0 | 0 | 0 | 0 | 0 | 0 | 0 | 0 | 0 | 0 | 0 | 0 | 0 | 0 | 0 | 0 | 0 | 0 | 0 | 0 | 0 | 0 | 0 | 0 | 0 | 0 | 0 | 0 | 0 | 0 | 0 | 0 | 0 | 0 | 0 | 0 | 0 | 0 | 0 | 0 | 0 | 0 | 0 | 0 | 0 | 0 | 0 | 0 | 0 | 0 | 0 | 0 | 0 | 0 | 0 | 0
0 | 0 | 0 | 0 | 0 | 0 | 0 | 0 | 0 | 0 | 0 | 0 | 0 | 0 | 0 | 0 | 0 | 0 | 0 | 0 | 0 | 0 | 0 | 0 | 0 | 0 | 0 | 0 | 0 | 0 | 0 | 0 | 0 | 0 | 0 | 0 | 0 | 0 | 0 | 0 | 0 | 0 | 0 | 0 | 0 | 0 | 0 | 0 | 0 | 0 | 0 | 0 | 0 | 0 | 0 | 0 | 0 | 0 | 0 | 0 | 0 | 0 | 0 | 0 | 0 | 0 | 0 | 0 | 0 | 0 | 0 | 0 | 0 | 0 | 0 | 0 | 0 | 0 | 0 | 0 | 0 | 0 | 0 | 0 | 0 | 0 | 0 | 0 | 0 | 0 | 0 | 0 | 0 | 0 | 0 | 0 | 0 | 0 | 0 | 0 | 0 | 0 | 0 | 0 | 0 | 0 | 0 | 0 | 0 | 0 | 0 | 0 | 0 | 0 | 0 | 0 | 0 | 0 | 0 | 0 | 0 | 0 | 0 | 0 | 0 | 0 | 0 | 0 | 0 | 0 | 0 | 0 | 0 | 0 | 0 | 0 | 0 | 0 | 0 | 0 | 0 | 0 | 0 | 0 | 0 | 0 | 0 | 0 | 0 | 0 | 0 | 0 | 0 | 0 | 0 | 0 | 0
0 | 0 | 0 | 0 | 0 | 0 | 0 | 0 | 0 | 0 | 0 | 0 | 0 | 0 | 0 | 0 | 0 | 0 | 0 | 0 | 0 | 0 | 0 | 0 | 0 | 0 | 0 | 0 | 0 | 0 | 0 | 0 | 0 | 0 | 0 | 0 | 0 | 0 | 0 | 0 | 0 | 0 | 0 | 0 | 0 | 0 | 0 | 0 | 0 | 0 | 0 | 0 | 0 | 0 | 0 | 0 | 0 | 0 | 0 | 0 | 0 | 0 | 0 | 0 | 0 | 0 | 0 | 0 | 0 | 0 | 0 | 0 | 0 | 0 | 0 | 0 | 0 | 0 | 0 | 0 | 0 | 0 | 0 | 0 | 0 | 0 | 0 | 0 | 0 | 0 | 0 | 0 | 0 | 0 | 0 | 0 | 0 | 0 | 0 | 0 | 0 | 0 | 0 | 0 | 0 | 0 | 0 | 0 | 0 | 0 | 0 | 0 | 0 | 0 | 0 | 0 | 0 | 0 | 0 | 0 | 0 | 0 | 0 | 0 | 0 | 0 | 0 | 0 | 0 | 0 | 0 | 0 | 0 | 0 | 0 | 0 | 0 | 0 | 0 | 0 | 0 | 0 | 0 | 0 | 0 | 0 | 0 | 0 | 0 | 0 | 0 | 0 | 0 | 0 | 0 | 0 | 0
0 | 0 | 0 | 0 | 0 | 0 | 0 | 0 | 0 | 0 | 0 | 0 | 0 | 0 | 0 | 0 | 0 | 0 | 0 | 0 | 0 | 0 | 0 | 0 | 0 | 0 | 0 | 0 | 0 | 0 | 0 | 0 | 0 | 0 | 0 | 0 | 0 | 0 | 0 | 0 | 0 | 0 | 0 | 0 | 0 | 0 | 0 | 0 | 0 | 0 | 0 | 0 | 0 | 0 | 0 | 0 | 0 | 0 | 0 | 0 | 0 | 0 | 0 | 0 | 0 | 0 | 0 | 0 | 0 | 0 | 0 | 0 | 0 | 0 | 0 | 0 | 0 | 0 | 0 | 0 | 0 | 0 | 0 | 0 | 0 | 0 | 0 | 0 | 0 | 0 | 0 | 0 | 0 | 0 | 0 | 0 | 0 | 0 | 0 | 0 | 0 | 0 | 0 | 0 | 0 | 0 | 0 | 0 | 0 | 0 | 0 | 0 | 0 | 0 | 0 | 0 | 0 | 0 | 0 | 0 | 0 | 0 | 0 | 0 | 0 | 0 | 0 | 0 | 0 | 0 | 0 | 0 | 0 | 0 | 0 | 0 | 0 | 0 | 0 | 0 | 0 | 0 | 0 | 0 | 0 | 0 | 0 | 0 | 0 | 0 | 0 | 0 | 0 | 0 | 0 | 0 | 0
0 | 0 | 0 | 0 | 0 | 0 | 0 | 0 | 0 | 0 | 0 | 0 | 0 | 0 | 0 | 0 | 0 | 0 | 0 | 0 | 0 | 0 | 0 | 0 | 0 | 0 | 0 | 0 | 0 | 0 | 0 | 0 | 0 | 0 | 0 | 0 | 0 | 0 | 0 | 0 | 0 | 0 | 0 | 0 | 0 | 0 | 0 | 0 | 0 | 0 | 0 | 0 | 0 | 0 | 0 | 0 | 0 | 0 | 0 | 0 | 0 | 0 | 0 | 0 | 0 | 0 | 0 | 0 | 0 | 0 | 0 | 0 | 0 | 0 | 0 | 0 | 0 | 0 | 0 | 0 | 0 | 0 | 0 | 0 | 0 | 0 | 0 | 0 | 0 | 0 | 0 | 0 | 0 | 0 | 0 | 0 | 0 | 0 | 0 | 0 | 0 | 0 | 0 | 0 | 0 | 0 | 0 | 0 | 0 | 0 | 0 | 0 | 0 | 0 | 0 | 0 | 0 | 0 | 0 | 0 | 0 | 0 | 0 | 0 | 0 | 0 | 0 | 0 | 0 | 0 | 0 | 0 | 0 | 0 | 0 | 0 | 0 | 0 | 0 | 0 | 0 | 0 | 0 | 0 | 0 | 0 | 0 | 0 | 0 | 0 | 0 | 0 | 0 | 0 | 0 | 0 | 0
0 | 0 | 0 | 0 | 0 | 0 | 0 | 0 | 0 | 0 | 0 | 0 | 0 | 0 | 0 | 0 | 0 | 0 | 0 | 0 | 0 | 0 | 0 | 0 | 0 | 0 | 0 | 0 | 0 | 0 | 0 | 0 | 0 | 0 | 0 | 0 | 0 | 0 | 0 | 0 | 0 | 0 | 0 | 0 | 0 | 0 | 0 | 0 | 0 | 0 | 0 | 0 | 0 | 0 | 0 | 0 | 0 | 0 | 0 | 0 | 0 | 0 | 0 | 0 | 0 | 0 | 0 | 0 | 0 | 0 | 0 | 0 | 0 | 0 | 0 | 0 | 0 | 0 | 0 | 0 | 0 | 0 | 0 | 0 | 0 | 0 | 0 | 0 | 0 | 0 | 0 | 0 | 0 | 0 | 0 | 0 | 0 | 0 | 0 | 0 | 0 | 0 | 0 | 0 | 0 | 0 | 0 | 0 | 0 | 0 | 0 | 0 | 0 | 0 | 0 | 0 | 0 | 0 | 0 | 0 | 0 | 0 | 0 | 0 | 0 | 0 | 0 | 0 | 0 | 0 | 0 | 0 | 0 | 0 | 0 | 0 | 0 | 0 | 0 | 0 | 0 | 0 | 0 | 0 | 0 | 0 | 0 | 0 | 0 | 0 | 0 | 0 | 0 | 0 | 0 | 0 | 0
0 | 0 | 0 | 0 | 0 | 0 | 0 | 0 | 0 | 0 | 0 | 0 | 0 | 0 | 0 | 0 | 0 | 0 | 0 | 0 | 0 | 0 | 0 | 0 | 0 | 0 | 0 | 0 | 0 | 0 | 0 | 0 | 0 | 0 | 0 | 0 | 0 | 0 | 0 | 0 | 0 | 0 | 0 | 0 | 0 | 0 | 0 | 0 | 0 | 0 | 0 | 0 | 0 | 0 | 0 | 0 | 0 | 0 | 0 | 0 | 0 | 0 | 0 | 0 | 0 | 0 | 0 | 0 | 0 | 0 | 0 | 0 | 0 | 0 | 0 | 0 | 0 | 0 | 0 | 0 | 0 | 0 | 0 | 0 | 0 | 0 | 0 | 0 | 0 | 0 | 0 | 0 | 0 | 0 | 0 | 0 | 0 | 0 | 0 | 0 | 0 | 0 | 0 | 0 | 0 | 0 | 0 | 0 | 0 | 0 | 0 | 0 | 0 | 0 | 0 | 0 | 0 | 0 | 0 | 0 | 0 | 0 | 0 | 0 | 0 | 0 | 0 | 0 | 0 | 0 | 0 | 0 | 0 | 0 | 0 | 0 | 0 | 0 | 0 | 0 | 0 | 0 | 0 | 0 | 0 | 0 | 0 | 0 | 0 | 0 | 0 | 0 | 0 | 0 | 0 | 0 | 0
0 | 0 | 0 | 0 | 0 | 0 | 0 | 0 | 0 | 0 | 0 | 0 | 0 | 0 | 0 | 0 | 0 | 0 | 0 | 0 | 0 | 0 | 0 | 0 | 0 | 0 | 0 | 0 | 0 | 0 | 0 | 0 | 0 | 0 | 0 | 0 | 0 | 0 | 0 | 0 | 0 | 0 | 0 | 0 | 0 | 0 | 0 | 0 | 0 | 0 | 0 | 0 | 0 | 0 | 0 | 0 | 0 | 0 | 0 | 0 | 0 | 0 | 0 | 0 | 0 | 0 | 0 | 0 | 0 | 0 | 0 | 0 | 0 | 0 | 0 | 0 | 0 | 0 | 0 | 0 | 0 | 0 | 0 | 0 | 0 | 0 | 0 | 0 | 0 | 0 | 0 | 0 | 0 | 0 | 0 | 0 | 0 | 0 | 0 | 0 | 0 | 0 | 0 | 0 | 0 | 0 | 0 | 0 | 0 | 0 | 0 | 0 | 0 | 0 | 0 | 0 | 0 | 0 | 0 | 0 | 0 | 0 | 0 | 0 | 0 | 0 | 0 | 0 | 0 | 0 | 0 | 0 | 0 | 0 | 0 | 0 | 0 | 0 | 0 | 0 | 0 | 0 | 0 | 0 | 0 | 0 | 0 | 0 | 0 | 0 | 0 | 0 | 0 | 0 | 0 | 0 | 0
0 | 0 | 0 | 0 | 0 | 0 | 0 | 0 | 0 | 0 | 0 | 0 | 0 | 0 | 0 | 0 | 0 | 0 | 0 | 0 | 0 | 0 | 0 | 0 | 0 | 0 | 0 | 0 | 0 | 0 | 0 | 0 | 0 | 0 | 0 | 0 | 0 | 0 | 0 | 0 | 0 | 0 | 0 | 0 | 0 | 0 | 0 | 0 | 0 | 0 | 0 | 0 | 0 | 0 | 0 | 0 | 0 | 0 | 0 | 0 | 0 | 0 | 0 | 0 | 0 | 0 | 0 | 0 | 0 | 0 | 0 | 0 | 0 | 0 | 0 | 0 | 0 | 0 | 0 | 0 | 0 | 0 | 0 | 0 | 0 | 0 | 0 | 0 | 0 | 0 | 0 | 0 | 0 | 0 | 0 | 0 | 0 | 0 | 0 | 0 | 0 | 0 | 0 | 0 | 0 | 0 | 0 | 0 | 0 | 0 | 0 | 0 | 0 | 0 | 0 | 0 | 0 | 0 | 0 | 0 | 0 | 0 | 0 | 0 | 0 | 0 | 0 | 0 | 0 | 0 | 0 | 0 | 0 | 0 | 0 | 0 | 0 | 0 | 0 | 0 | 0 | 0 | 0 | 0 | 0 | 0 | 0 | 0 | 0 | 0 | 0 | 0 | 0 | 0 | 0 | 0 | 0
0 | 0 | 0 | 0 | 0 | 0 | 0 | 0 | 0 | 0 | 0 | 0 | 0 | 0 | 0 | 0 | 0 | 0 | 0 | 0 | 0 | 0 | 0 | 0 | 0 | 0 | 0 | 0 | 0 | 0 | 0 | 0 | 0 | 0 | 0 | 0 | 0 | 0 | 0 | 0 | 0 | 0 | 0 | 0 | 0 | 0 | 0 | 0 | 0 | 0 | 0 | 0 | 0 | 0 | 0 | 0 | 0 | 0 | 0 | 0 | 0 | 0 | 0 | 0 | 0 | 0 | 0 | 0 | 0 | 0 | 0 | 0 | 0 | 0 | 0 | 0 | 0 | 0 | 0 | 0 | 0 | 0 | 0 | 0 | 0 | 0 | 0 | 0 | 0 | 0 | 0 | 0 | 0 | 0 | 0 | 0 | 0 | 0 | 0 | 0 | 0 | 0 | 0 | 0 | 0 | 0 | 0 | 0 | 0 | 0 | 0 | 0 | 0 | 0 | 0 | 0 | 0 | 0 | 0 | 0 | 0 | 0 | 0 | 0 | 0 | 0 | 0 | 0 | 0 | 0 | 0 | 0 | 0 | 0 | 0 | 0 | 0 | 0 | 0 | 0 | 0 | 0 | 0 | 0 | 0 | 0 | 0 | 0 | 0 | 0 | 0 | 0 | 0 | 0 | 0 | 0 | 0
0 | 0 | 0 | 0 | 0 | 0 | 0 | 0 | 0 | 0 | 0 | 0 | 0 | 0 | 0 | 0 | 0 | 0 | 0 | 0 | 0 | 0 | 0 | 0 | 0 | 0 | 0 | 0 | 0 | 0 | 0 | 0 | 0 | 0 | 0 | 0 | 0 | 0 | 0 | 0 | 0 | 0 | 0 | 0 | 0 | 0 | 0 | 0 | 0 | 0 | 0 | 0 | 0 | 0 | 0 | 0 | 0 | 0 | 0 | 0 | 0 | 0 | 0 | 0 | 0 | 0 | 0 | 0 | 0 | 0 | 0 | 0 | 0 | 0 | 0 | 0 | 0 | 0 | 0 | 0 | 0 | 0 | 0 | 0 | 0 | 0 | 0 | 0 | 0 | 0 | 0 | 0 | 0 | 0 | 0 | 0 | 0 | 0 | 0 | 0 | 0 | 0 | 0 | 0 | 0 | 0 | 0 | 0 | 0 | 0 | 0 | 0 | 0 | 0 | 0 | 0 | 0 | 0 | 0 | 0 | 0 | 0 | 0 | 0 | 0 | 0 | 0 | 0 | 0 | 0 | 0 | 0 | 0 | 0 | 0 | 0 | 0 | 0 | 0 | 0 | 0 | 0 | 0 | 0 | 0 | 0 | 0 | 0 | 0 | 0 | 0 | 0 | 0 | 0 | 0 | 0 | 0
0 | 0 | 0 | 0 | 0 | 0 | 0 | 0 | 0 | 0 | 0 | 0 | 0 | 0 | 0 | 0 | 0 | 0 | 0 | 0 | 0 | 0 | 0 | 0 | 0 | 0 | 0 | 0 | 0 | 0 | 0 | 0 | 0 | 0 | 0 | 0 | 0 | 0 | 0 | 0 | 0 | 0 | 0 | 0 | 0 | 0 | 0 | 0 | 0 | 0 | 0 | 0 | 0 | 0 | 0 | 0 | 0 | 0 | 0 | 0 | 0 | 0 | 0 | 0 | 0 | 0 | 0 | 0 | 0 | 0 | 0 | 0 | 0 | 0 | 0 | 0 | 0 | 0 | 0 | 0 | 0 | 0 | 0 | 0 | 0 | 0 | 0 | 0 | 0 | 0 | 0 | 0 | 0 | 0 | 0 | 0 | 0 | 0 | 0 | 0 | 0 | 0 | 0 | 0 | 0 | 0 | 0 | 0 | 0 | 0 | 0 | 0 | 0 | 0 | 0 | 0 | 0 | 0 | 0 | 0 | 0 | 0 | 0 | 0 | 0 | 0 | 0 | 0 | 0 | 0 | 0 | 0 | 0 | 0 | 0 | 0 | 0 | 0 | 0 | 0 | 0 | 0 | 0 | 0 | 0 | 0 | 0 | 0 | 0 | 0 | 0 | 0 | 0 | 0 | 0 | 0 | 0
0 | 0 | 0 | 0 | 0 | 0 | 0 | 0 | 0 | 0 | 0 | 0 | 0 | 0 | 0 | 0 | 0 | 0 | 0 | 0 | 0 | 0 | 0 | 0 | 0 | 0 | 0 | 0 | 0 | 0 | 0 | 0 | 0 | 0 | 0 | 0 | 0 | 0 | 0 | 0 | 0 | 0 | 0 | 0 | 0 | 0 | 0 | 0 | 0 | 0 | 0 | 0 | 0 | 0 | 0 | 0 | 0 | 0 | 0 | 0 | 0 | 0 | 0 | 0 | 0 | 0 | 0 | 0 | 0 | 0 | 0 | 0 | 0 | 0 | 0 | 0 | 0 | 0 | 0 | 0 | 0 | 0 | 0 | 0 | 0 | 0 | 0 | 0 | 0 | 0 | 0 | 0 | 0 | 0 | 0 | 0 | 0 | 0 | 0 | 0 | 0 | 0 | 0 | 0 | 0 | 0 | 0 | 0 | 0 | 0 | 0 | 0 | 0 | 0 | 0 | 0 | 0 | 0 | 0 | 0 | 0 | 0 | 0 | 0 | 0 | 0 | 0 | 0 | 0 | 0 | 0 | 0 | 0 | 0 | 0 | 0 | 0 | 0 | 0 | 0 | 0 | 0 | 0 | 0 | 0 | 0 | 0 | 0 | 0 | 0 | 0 | 0 | 0 | 0 | 0 | 0 | 0
0 | 0 | 0 | 0 | 0 | 0 | 0 | 0 | 0 | 0 | 0 | 0 | 0 | 0 | 0 | 0 | 0 | 0 | 0 | 0 | 0 | 0 | 0 | 0 | 0 | 0 | 0 | 0 | 0 | 0 | 0 | 0 | 0 | 0 | 0 | 0 | 0 | 0 | 0 | 0 | 0 | 0 | 0 | 0 | 0 | 0 | 0 | 0 | 0 | 0 | 0 | 0 | 0 | 0 | 0 | 0 | 0 | 0 | 0 | 0 | 0 | 0 | 0 | 0 | 0 | 0 | 0 | 0 | 0 | 0 | 0 | 0 | 0 | 0 | 0 | 0 | 0 | 0 | 0 | 0 | 0 | 0 | 0 | 0 | 0 | 0 | 0 | 0 | 0 | 0 | 0 | 0 | 0 | 0 | 0 | 0 | 0 | 0 | 0 | 0 | 0 | 0 | 0 | 0 | 0 | 0 | 0 | 0 | 0 | 0 | 0 | 0 | 0 | 0 | 0 | 0 | 0 | 0 | 0 | 0 | 0 | 0 | 0 | 0 | 0 | 0 | 0 | 0 | 0 | 0 | 0 | 0 | 0 | 0 | 0 | 0 | 0 | 0 | 0 | 0 | 0 | 0 | 0 | 0 | 0 | 0 | 0 | 0 | 0 | 0 | 0 | 0 | 0 | 0 | 0 | 0 | 0
0 | 0 | 0 | 0 | 0 | 0 | 0 | 0 | 0 | 0 | 0 | 0 | 0 | 0 | 0 | 0 | 0 | 0 | 0 | 0 | 0 | 0 | 0 | 0 | 0 | 0 | 0 | 0 | 0 | 0 | 0 | 0 | 0 | 0 | 0 | 0 | 0 | 0 | 0 | 0 | 0 | 0 | 0 | 0 | 0 | 0 | 0 | 0 | 0 | 0 | 0 | 0 | 0 | 0 | 0 | 0 | 0 | 0 | 0 | 0 | 0 | 0 | 0 | 0 | 0 | 0 | 0 | 0 | 0 | 0 | 0 | 0 | 0 | 0 | 0 | 0 | 0 | 0 | 0 | 0 | 0 | 0 | 0 | 0 | 0 | 0 | 0 | 0 | 0 | 0 | 0 | 0 | 0 | 0 | 0 | 0 | 0 | 0 | 0 | 0 | 0 | 0 | 0 | 0 | 0 | 0 | 0 | 0 | 0 | 0 | 0 | 0 | 0 | 0 | 0 | 0 | 0 | 0 | 0 | 0 | 0 | 0 | 0 | 0 | 0 | 0 | 0 | 0 | 0 | 0 | 0 | 0 | 0 | 0 | 0 | 0 | 0 | 0 | 0 | 0 | 0 | 0 | 0 | 0 | 0 | 0 | 0 | 0 | 0 | 0 | 0 | 0 | 0 | 0 | 0 | 0 | 0
0 | 0 | 0 | 0 | 0 | 0 | 0 | 0 | 0 | 0 | 0 | 0 | 0 | 0 | 0 | 0 | 0 | 0 | 0 | 0 | 0 | 0 | 0 | 0 | 0 | 0 | 0 | 0 | 0 | 0 | 0 | 0 | 0 | 0 | 0 | 0 | 0 | 0 | 0 | 0 | 0 | 0 | 0 | 0 | 0 | 0 | 0 | 0 | 0 | 0 | 0 | 0 | 0 | 0 | 0 | 0 | 0 | 0 | 0 | 0 | 0 | 0 | 0 | 0 | 0 | 0 | 0 | 0 | 0 | 0 | 0 | 0 | 0 | 0 | 0 | 0 | 0 | 0 | 0 | 0 | 0 | 0 | 0 | 0 | 0 | 0 | 0 | 0 | 0 | 0 | 0 | 0 | 0 | 0 | 0 | 0 | 0 | 0 | 0 | 0 | 0 | 0 | 0 | 0 | 0 | 0 | 0 | 0 | 0 | 0 | 0 | 0 | 0 | 0 | 0 | 0 | 0 | 0 | 0 | 0 | 0 | 0 | 0 | 0 | 0 | 0 | 0 | 0 | 0 | 0 | 0 | 0 | 0 | 0 | 0 | 0 | 0 | 0 | 0 | 0 | 0 | 0 | 0 | 0 | 0 | 0 | 0 | 0 | 0 | 0 | 0 | 0 | 0 | 0 | 0 | 0 | 0
0 | 0 | 0 | 0 | 0 | 0 | 0 | 0 | 0 | 0 | 0 | 0 | 0 | 0 | 0 | 0 | 0 | 0 | 0 | 0 | 0 | 0 | 0 | 0 | 0 | 0 | 0 | 0 | 0 | 0 | 0 | 0 | 0 | 0 | 0 | 0 | 0 | 0 | 0 | 0 | 0 | 0 | 0 | 0 | 0 | 0 | 0 | 0 | 0 | 0 | 0 | 0 | 0 | 0 | 0 | 0 | 0 | 0 | 0 | 0 | 0 | 0 | 0 | 0 | 0 | 0 | 0 | 0 | 0 | 0 | 0 | 0 | 0 | 0 | 0 | 0 | 0 | 0 | 0 | 0 | 0 | 0 | 0 | 0 | 0 | 0 | 0 | 0 | 0 | 0 | 0 | 0 | 0 | 0 | 0 | 0 | 0 | 0 | 0 | 0 | 0 | 0 | 0 | 0 | 0 | 0 | 0 | 0 | 0 | 0 | 0 | 0 | 0 | 0 | 0 | 0 | 0 | 0 | 0 | 0 | 0 | 0 | 0 | 0 | 0 | 0 | 0 | 0 | 0 | 0 | 0 | 0 | 0 | 0 | 0 | 0 | 0 | 0 | 0 | 0 | 0 | 0 | 0 | 0 | 0 | 0 | 0 | 0 | 0 | 0 | 0 | 0 | 0 | 0 | 0 | 0 | 0
0 | 0 | 0 | 0 | 0 | 0 | 0 | 0 | 0 | 0 | 0 | 0 | 0 | 0 | 0 | 0 | 0 | 0 | 0 | 0 | 0 | 0 | 0 | 0 | 0 | 0 | 0 | 0 | 0 | 0 | 0 | 0 | 0 | 0 | 0 | 0 | 0 | 0 | 0 | 0 | 0 | 0 | 0 | 0 | 0 | 0 | 0 | 0 | 0 | 0 | 0 | 0 | 0 | 0 | 0 | 0 | 0 | 0 | 0 | 0 | 0 | 0 | 0 | 0 | 0 | 0 | 0 | 0 | 0 | 0 | 0 | 0 | 0 | 0 | 0 | 0 | 0 | 0 | 0 | 0 | 0 | 0 | 0 | 0 | 0 | 0 | 0 | 0 | 0 | 0 | 0 | 0 | 0 | 0 | 0 | 0 | 0 | 0 | 0 | 0 | 0 | 0 | 0 | 0 | 0 | 0 | 0 | 0 | 0 | 0 | 0 | 0 | 0 | 0 | 0 | 0 | 0 | 0 | 0 | 0 | 0 | 0 | 0 | 0 | 0 | 0 | 0 | 0 | 0 | 0 | 0 | 0 | 0 | 0 | 0 | 0 | 0 | 0 | 0 | 0 | 0 | 0 | 0 | 0 | 0 | 0 | 0 | 0 | 0 | 0 | 0 | 0 | 0 | 0 | 0 | 0 | 0
0 | 0 | 0 | 0 | 0 | 0 | 0 | 0 | 0 | 0 | 0 | 0 | 0 | 0 | 0 | 0 | 0 | 0 | 0 | 0 | 0 | 0 | 0 | 0 | 0 | 0 | 0 | 0 | 0 | 0 | 0 | 0 | 0 | 0 | 0 | 0 | 0 | 0 | 0 | 0 | 0 | 0 | 0 | 0 | 0 | 0 | 0 | 0 | 0 | 0 | 0 | 0 | 0 | 0 | 0 | 0 | 0 | 0 | 0 | 0 | 0 | 0 | 0 | 0 | 0 | 0 | 0 | 0 | 0 | 0 | 0 | 0 | 0 | 0 | 0 | 0 | 0 | 0 | 0 | 0 | 0 | 0 | 0 | 0 | 0 | 0 | 0 | 0 | 0 | 0 | 0 | 0 | 0 | 0 | 0 | 0 | 0 | 0 | 0 | 0 | 0 | 0 | 0 | 0 | 0 | 0 | 0 | 0 | 0 | 0 | 0 | 0 | 0 | 0 | 0 | 0 | 0 | 0 | 0 | 0 | 0 | 0 | 0 | 0 | 0 | 0 | 0 | 0 | 0 | 0 | 0 | 0 | 0 | 0 | 0 | 0 | 0 | 0 | 0 | 0 | 0 | 0 | 0 | 0 | 0 | 0 | 0 | 0 | 0 | 0 | 0 | 0 | 0 | 0 | 0 | 0 | 0
0 | 0 | 0 | 0 | 0 | 0 | 0 | 0 | 0 | 0 | 0 | 0 | 0 | 0 | 0 | 0 | 0 | 0 | 0 | 0 | 0 | 0 | 0 | 0 | 0 | 0 | 0 | 0 | 0 | 0 | 0 | 0 | 0 | 0 | 0 | 0 | 0 | 0 | 0 | 0 | 0 | 0 | 0 | 0 | 0 | 0 | 0 | 0 | 0 | 0 | 0 | 0 | 0 | 0 | 0 | 0 | 0 | 0 | 0 | 0 | 0 | 0 | 0 | 0 | 0 | 0 | 0 | 0 | 0 | 0 | 0 | 0 | 0 | 0 | 0 | 0 | 0 | 0 | 0 | 0 | 0 | 0 | 0 | 0 | 0 | 0 | 0 | 0 | 0 | 0 | 0 | 0 | 0 | 0 | 0 | 0 | 0 | 0 | 0 | 0 | 0 | 0 | 0 | 0 | 0 | 0 | 0 | 0 | 0 | 0 | 0 | 0 | 0 | 0 | 0 | 0 | 0 | 0 | 0 | 0 | 0 | 0 | 0 | 0 | 0 | 0 | 0 | 0 | 0 | 0 | 0 | 0 | 0 | 0 | 0 | 0 | 0 | 0 | 0 | 0 | 0 | 0 | 0 | 0 | 0 | 0 | 0 | 0 | 0 | 0 | 0 | 0 | 0 | 0 | 0 | 0 | 0
0 | 0 | 0 | 0 | 0 | 0 | 0 | 0 | 0 | 0 | 0 | 0 | 0 | 0 | 0 | 0 | 0 | 0 | 0 | 0 | 0 | 0 | 0 | 0 | 0 | 0 | 0 | 0 | 0 | 0 | 0 | 0 | 0 | 0 | 0 | 0 | 0 | 0 | 0 | 0 | 0 | 0 | 0 | 0 | 0 | 0 | 0 | 0 | 0 | 0 | 0 | 0 | 0 | 0 | 0 | 0 | 0 | 0 | 0 | 0 | 0 | 0 | 0 | 0 | 0 | 0 | 0 | 0 | 0 | 0 | 0 | 0 | 0 | 0 | 0 | 0 | 0 | 0 | 0 | 0 | 0 | 0 | 0 | 0 | 0 | 0 | 0 | 0 | 0 | 0 | 0 | 0 | 0 | 0 | 0 | 0 | 0 | 0 | 0 | 0 | 0 | 0 | 0 | 0 | 0 | 0 | 0 | 0 | 0 | 0 | 0 | 0 | 0 | 0 | 0 | 0 | 0 | 0 | 0 | 0 | 0 | 0 | 0 | 0 | 0 | 0 | 0 | 0 | 0 | 0 | 0 | 0 | 0 | 0 | 0 | 0 | 0 | 0 | 0 | 0 | 0 | 0 | 0 | 0 | 0 | 0 | 0 | 0 | 0 | 0 | 0 | 0 | 0 | 0 | 0 | 0 | 0
0 | 0 | 0 | 0 | 0 | 0 | 0 | 0 | 0 | 0 | 0 | 0 | 0 | 0 | 0 | 0 | 0 | 0 | 0 | 0 | 0 | 0 | 0 | 0 | 0 | 0 | 0 | 0 | 0 | 0 | 0 | 0 | 0 | 0 | 0 | 0 | 0 | 0 | 0 | 0 | 0 | 0 | 0 | 0 | 0 | 0 | 0 | 0 | 0 | 0 | 0 | 0 | 0 | 0 | 0 | 0 | 0 | 0 | 0 | 0 | 0 | 0 | 0 | 0 | 0 | 0 | 0 | 0 | 0 | 0 | 0 | 0 | 0 | 0 | 0 | 0 | 0 | 0 | 0 | 0 | 0 | 0 | 0 | 0 | 0 | 0 | 0 | 0 | 0 | 0 | 0 | 0 | 0 | 0 | 0 | 0 | 0 | 0 | 0 | 0 | 0 | 0 | 0 | 0 | 0 | 0 | 0 | 0 | 0 | 0 | 0 | 0 | 0 | 0 | 0 | 0 | 0 | 0 | 0 | 0 | 0 | 0 | 0 | 0 | 0 | 0 | 0 | 0 | 0 | 0 | 0 | 0 | 0 | 0 | 0 | 0 | 0 | 0 | 0 | 0 | 0 | 0 | 0 | 0 | 0 | 0 | 0 | 0 | 0 | 0 | 0 | 0 | 0 | 0 | 0 | 0 | 0
0 | 0 | 0 | 0 | 0 | 0 | 0 | 0 | 0 | 0 | 0 | 0 | 0 | 0 | 0 | 0 | 0 | 0 | 0 | 0 | 0 | 0 | 0 | 0 | 0 | 0 | 0 | 0 | 0 | 0 | 0 | 0 | 0 | 0 | 0 | 0 | 0 | 0 | 0 | 0 | 0 | 0 | 0 | 0 | 0 | 0 | 0 | 0 | 0 | 0 | 0 | 0 | 0 | 0 | 0 | 0 | 0 | 0 | 0 | 0 | 0 | 0 | 0 | 0 | 0 | 0 | 0 | 0 | 0 | 0 | 0 | 0 | 0 | 0 | 0 | 0 | 0 | 0 | 0 | 0 | 0 | 0 | 0 | 0 | 0 | 0 | 0 | 0 | 0 | 0 | 0 | 0 | 0 | 0 | 0 | 0 | 0 | 0 | 0 | 0 | 0 | 0 | 0 | 0 | 0 | 0 | 0 | 0 | 0 | 0 | 0 | 0 | 0 | 0 | 0 | 0 | 0 | 0 | 0 | 0 | 0 | 0 | 0 | 0 | 0 | 0 | 0 | 0 | 0 | 0 | 0 | 0 | 0 | 0 | 0 | 0 | 0 | 0 | 0 | 0 | 0 | 0 | 0 | 0 | 0 | 0 | 0 | 0 | 0 | 0 | 0 | 0 | 0 | 0 | 0 | 0 | 0

## Utilisation profile (RL)
Asset calcs
Remaining life
|  |  |  | St life | Quantity
ID | ID | ID | EDB ID |  | -10 | -9 | -8 | -7 | -6 | -5 | -4 | -3 | -2 | -1 | 0 | 1 | 2 | 3 | 4 | 5 | 6 | 7 | 8 | 9 | 10 | 11 | 12 | 13 | 14 | 15 | 16 | 17 | 18 | 19 | 20 | 21 | 22 | 23 | 24 | 25 | 26 | 27 | 28 | 29 | 30 | 31 | 32 | 33 | 34 | 35 | 36 | 37 | 38 | 39 | 40 | 41 | 42 | 43 | 44 | 45 | 46 | 47 | 48 | 49 | 50 | 51 | 52 | 53 | 54 | 55 | 56 | 57 | 58 | 59 | 60 | 61 | 62 | 63 | 64 | 65 | 66 | 67 | 68 | 69 | 70 | 71 | 72 | 73 | 74 | 75 | 76 | 77 | 78 | 79 | 80 | 81 | 82 | 83 | 84 | 85 | 86 | 87 | 88 | 89 | 90 | 91 | 92 | 93 | 94 | 95 | 96 | 97 | 98 | 99 | 100 | 101 | 102 | 103 | 104 | 105 | 106 | 107 | 108 | 109 | 110 | 111 | 112 | 113 | 114 | 115 | 116 | 117 | 118 | 119 | 120 | 121 | 122 | 123 | 124 | 125 | 126 | 127 | 128 | 129 | 130 | 131 | 132 | 133 | 134 | 135 | 136 | 137 | 138 | 139 | 140 | 141
1 |  |  | Sub-transmission lines |  | -49 | 127 | 0 | 0 | 128 | 0 | 19.9 | 127 | 0 | 0 | 0 | 465 | 0 | 127 | 128 | 0 | 127 | 109 | 127 | 83 | 347.8 | 103.4 | 256 | 254 | 5.1 | 109 | 271.2 | 15.1468 | 20 | 127 | 498 | 247 | 262.3 | 6.7 | 219 | 166 | 196.1 | 255 | 98 | 276.7605 | 730.5737 | 327.0737 | 40.2 | 50.7 | 621.1 | 550.1 | 287.4 | 624.5 | 319.2 | 440.87 | 456.7 | 533.8 | 527 | 330 | 323.5 | 136.5737 | 1148.6468 | 226.85 | 345.05 | 62.3605 | 106.8 | 319.9 | 165.4 | 429.9 | 282.7884 | 549.5 | 114.7 | 120.2 | 127.0605 | 46.65 | 420.06 | 189.2 | 22.1 | 56.1 | 51.1 | 71.9 | 31 | 88.2 | 115.86 | 55 | 64 | 29.7 | 82.1 | 66.6 | 118.7 | 50 | 4 | 209.1 | 65.6 | 151.6 | 142.3 | 64.5 | 45.6 | 298.3 | 90.2 | 10.3 | 17.1 | 38.6 | 31 | 73.8 | 88.3 | 244.5 | 153 | 16.8 | 115.75 | 23.1 | 70.5 | 73.8 | 0 | 0 | 0 | 0 | 0 | 0 | 0 | 0 | 0 | 0 | 0 | 0 | 0 | 0 | 0 | 0 | 0 | 0 | 0 | 0 | 0 | 0 | 0 | 0 | 0 | 0 | 0 | 0 | 0 | 0 | 0 | 0 | 0 | 0 | 0 | 0 | 0 | 0 | 0 | 0 | 0 | 0 | 0 | 0
2 |  |  | Sub-transmission substations |  | -28 | 0 | 0 | 0 | 0 | 0 | 0 | 0 | 0 | 0 | 0 | 30.1 | 0 | 0 | 0 | 0 | 0 | 0 | 0 | 0 | 0 | 0 | 0 | 0 | 0 | 0 | 0 | 0 | 0 | 0 | 0 | 0 | 31.4 | 0 | 0 | 0 | 0 | 0 | 23.75 | 0 | 0 | 0 | 0 | 47.5 | 0 | 0 | 0 | 0 | 0 | 0 | 0 | 0 | 10.6 | 0 | 0 | 40 | 13.5 | 0 | 0 | 0 | 0 | 82.7 | 0 | 0 | 17.8 | 0 | 0 | 0 | 17.7 | 0 | 0 | 0 | 0 | 0 | 0 | 14.8 | 0 | 0 | 0 | 0 | 0 | 0 | 0 | 0 | 0 | 0 | 0 | 0 | 0 | 0 | 0 | 0 | 0 | 0 | 0 | 0 | 0 | 0 | 0 | 0 | 0 | 0 | 0 | 0 | 0 | 0 | 0 | 0 | 0 | 0 | 0 | 0 | 0 | 0 | 0 | 0 | 0 | 0 | 0 | 0 | 0 | 0 | 0 | 0 | 0 | 0 | 0 | 0 | 0 | 0 | 0 | 0 | 0 | 0 | 0 | 0 | 0 | 0 | 0 | 0 | 0 | 0 | 0 | 0 | 0 | 0 | 0 | 0 | 0 | 0 | 0 | 0
3 |  |  | Zone substations |  | -39 | 49.1 | 46.7 | 133.9 | 14.3 | 139.9 | 98.8 | 160.5 | 0 | 132.9 | 58.5 | 80.82 | 86.7 | 85.1 | 226.95 | 175.26 | 114.4 | 60.8 | 11.5 | 203 | 226.45 | 59 | 194.65 | 156.85 | 111.76 | 214.2 | 19.3 | 57.35 | 45.58 | 61.3 | 112.21 | 92.2 | 19.7 | 0 | 75.0756 | 150.4 | 168.8602 | 51.45 | 135.53 | 7.8 | 38.45 | 90.265 | 61.6 | 70.9 | 80.35 | 40.8 | 38.95 | 9.1 | 3.61 | 55.9 | 129.8 | 33.35 | 80.25 | 18.6 | 78.36 | 116.975 | 58.1 | 0 | 30.3 | 37.6 | 21.8 | 145.35 | 72.2 | 8.9 | 5.4 | 12.8 | 9.84 | 0.4 | 0.4095 | 16.1 | 2.7 | 21.9 | 3.9 | 0 | 0 | 3.25 | 4 | 0.65 | 0.7 | 0 | 0 | 22.8 | 7.8 | 0 | 0 | 0 | 0 | 1.95 | 0 | 3.9 | 0 | 0 | 2.025 | 0 | 0 | 0 | 0 | 0 | 0 | 0 | 0 | 0 | 0 | 0 | 0 | 0 | 0 | 0 | 0 | 0 | 0 | 0 | 0 | 0 | 0 | 0 | 0 | 0 | 0 | 0 | 0 | 0 | 0 | 0 | 0 | 0 | 0 | 0 | 0 | 0 | 0 | 0 | 0 | 0 | 0 | 0 | 0 | 0 | 0 | 0 | 0 | 0 | 0 | 0 | 0 | 0 | 0 | 0 | 0 | 0 | 0 | 0
4 |  |  | Distribution feeders - CBD |  | -13 | 0 | 0 | 0 | 0 | 0 | 0 | 0 | 0 | 3.62 | 0 | 4.9537 | 3.1437 | 5.3347 | 0 | 3.7152 | 0 | 0 | 0 | 0 | 4.8584 | 7.4305 | 9.3358 | 0 | 2.7626 | 0 | 5.7158 | 8.3831 | 8.4784 | 0 | 0 | 0 | 11.9078 | 7.5258 | 10.6694 | 9.5263 | 0 | 16.0041 | 3.3342 | 8.3831 | 5.1442 | 5.2395 | 13.1463 | 4.7631 | 0 | 9.5263 | 20.291 | 3.5247 | 8.3831 | 16.1947 | 3.7152 | 5.1442 | 20.8626 | 3.9058 | 15.4326 | 5.5252 | 14.7657 | 9.431 | 4.5726 | 8.7642 | 0 | 13.7178 | 0 | 6.2873 | 22.2915 | 21.8152 | 7.24 | 21.3389 | 8.4784 | 12.4794 | 4.6679 | 0 | 13.2415 | 0 | 5.3347 | 7.8115 | 20.291 | 7.24 | 6.1921 | 7.1447 | 7.1447 | 8.2879 | 0 | 9.1452 | 0 | 0 | 3.2389 | 0 | 0 | 0 | 0 | 0 | 0 | 0 | 0 | 0 | 0 | 0 | 0 | 0 | 0 | 0 | 0 | 0 | 0 | 0 | 0 | 0 | 0 | 0 | 0 | 0 | 0 | 0 | 0 | 0 | 0 | 0 | 0 | 0 | 0 | 0 | 0 | 0 | 0 | 0 | 0 | 0 | 0 | 0 | 0 | 0 | 0 | 0 | 0 | 0 | 0 | 0 | 0 | 0 | 0 | 0 | 0 | 0 | 0 | 0 | 0 | 0 | 0 | 0 | 0 | 0
5 |  |  | Distribution feeders - Urban |  | 7 | 0 | 0 | 0 | 0 | 0 | 0 | 0 | 0 | 0 | 0 | 0 | 0 | 0 | 0 | 0 | 0 | 0 | 0 | 0 | 47.9172 | 38.746 | 7.4305 | 9.1452 | 14.7657 | 19.4336 | 30.9604 | 36.5809 | 0 | 45.7071 | 24.8047 | 71.066 | 51.0609 | 31.532 | 20.672 | 30.2936 | 71.2271 | 21.0548 | 65.6672 | 67.4461 | 38.3337 | 76.115 | 102.0074 | 115.9011 | 48.7746 | 59.3297 | 129.6977 | 115.5399 | 64.1881 | 76.7818 | 82.4023 | 90.7283 | 72.2525 | 38.2281 | 79.8112 | 45.8578 | 51.9338 | 47.5361 | 88.4991 | 84.0131 | 40.582 | 44.4739 | 44.2019 | 41.6437 | 51.4142 | 77.0676 | 23.6252 | 75.6387 | 43.8209 | 7.7925 | 63.6355 | 28.3883 | 44.3925 | 32.0083 | 82.8475 | 55.1572 | 38.1051 | 50.6417 | 45.5356 | 36.1999 | 20.5768 | 85.546 | 35.4378 | 49.3461 | 38.5624 | 71.8784 | 13.3368 | 67.7388 | 42.0109 | 20.5768 | 24.5587 | 35.4378 | 28.4836 | 43.4398 | 7.24 | 26.6303 | 7.8982 | 19.6241 | 16.4805 | 30.0078 | 27.8167 | 0 | 9.1452 | 0 | 7.621 | 15.9279 | 11.241 | 1.3 | 0 | 0 | 0 | 0 | 0 | 0 | 0 | 0 | 0 | 0 | 0 | 0 | 0 | 0 | 0 | 0 | 0 | 0 | 0 | 0 | 0 | 0 | 0 | 0 | 0 | 0 | 0 | 0 | 0 | 0 | 0 | 0 | 0 | 0 | 0 | 0 | 0 | 0 | 0 | 0 | 0 | 0 | 0 | 0
6 |  |  | Distribution feeders - Short rural |  | 7 | 0 | 0 | 0 | 0 | 0 | 0 | 0 | 0 | 0 | 0 | 0 | 0 | 0 | 0 | 0 | 0 | 0 | 0 | 0 | 0 | 0 | 0 | 0 | 15.9279 | 0 | 0 | 17.8522 | 6.8589 | 7.621 | 0 | 8.3831 | 0 | 0 | 14.3275 | 0 | 13.9084 | 9.1452 | 0 | 0 | 7.621 | 0 | 6.7065 | 9.1452 | 18.6715 | 0 | 6.4779 | 16.328 | 11.1267 | 4.2678 | 14.6705 | 7.621 | 0 | 9.1452 | 36.1999 | 14.499 | 7.621 | 11.0505 | 6.8589 | 0 | 19.0526 | 24.4825 | 0 | 3.5057 | 11.241 | 32.7704 | 1.3 | 14.8229 | 34.5613 | 24.1015 | 6.4779 | 38.1476 | 31.3224 | 2.6864 | 9.1452 | 21.9485 | 1.3 | 7.8115 | 34.6185 | 31.5701 | 34.7519 | 18.3476 | 22.1962 | 30.8842 | 21.7199 | 6.3108 | 14.4799 | 7.7925 | 29.0549 | 16.7663 | 22.4058 | 32.0083 | 15.4135 | 20.9388 | 30.5603 | 10.2503 | 21.9295 | 5.7539 | 15.4135 | 0 | 21.0721 | 22.2915 | 16.0994 | 0 | 18.3476 | 17.9666 | 0 | 11.1121 | 0 | 0 | 0 | 0 | 0 | 0 | 0 | 0 | 0 | 0 | 0 | 0 | 0 | 0 | 0 | 0 | 0 | 0 | 0 | 0 | 0 | 0 | 0 | 0 | 0 | 0 | 0 | 0 | 0 | 0 | 0 | 0 | 0 | 0 | 0 | 0 | 0 | 0 | 0 | 0 | 0 | 0 | 0 | 0
7 |  |  | Distribution feeders - Long rural |  | 7 | 0 | 0 | 0 | 0 | 0 | 0 | 0 | 0 | 0 | 0 | 0 | 0 | 0 | 0 | 0 | 0 | 0 | 0 | 0 | 0 | 0 | 0 | 0 | 0 | 0 | 0 | 0 | 0 | 0 | 6.5731 | 0 | 0 | 8.1589 | 2.4578 | 0 | 0 | 5.1632 | 0 | 1.3 | 0 | 1.3 | 0 | 6.7827 | 0 | 0 | 6.4632 | 3.4485 | 18.0237 | 12.8033 | 7.621 | 28.3502 | 1.3 | 33.3004 | 15.242 | 6.4779 | 6.8868 | 18.0999 | 0 | 14.1561 | 5.1632 | 7.7779 | 14.0843 | 25.3062 | 14.4037 | 8.5927 | 26.3687 | 12.6318 | 5.0108 | 36.6615 | 16.6373 | 22.315 | 37.4964 | 28.1195 | 26.7117 | 1.3 | 9.2976 | 20.2518 | 38.5814 | 12.5029 | 38.6431 | 20.9197 | 26.4259 | 38.6957 | 13.9093 | 63.2164 | 20.1004 | 14.8229 | 0 | 41.6679 | 13.6226 | 39.858 | 45.3634 | 9.0632 | 13.627 | 39.8243 | 56.8528 | 11.1648 | 20.5577 | 29.8935 | 21.9149 | 16.6945 | 21.8754 | 31.2316 | 15.5659 | 26.5535 | 11.2118 | 16.888 | 18.3418 | 37.4764 | 0 | 0 | 0 | 0 | 0 | 0 | 0 | 0 | 0 | 0 | 0 | 0 | 0 | 0 | 0 | 0 | 0 | 0 | 0 | 0 | 0 | 0 | 0 | 0 | 0 | 0 | 0 | 0 | 0 | 0 | 0 | 0 | 0 | 0 | 0 | 0 | 0 | 0 | 0 | 0 | 0 | 0
8 |  |  | Distribution substations - CBD |  | 7 | 0 | 0 | 0 | 0 | 0 | 0 | 0 | 0 | 0 | 0 | 0 | 0 | 0 | 0 | 0 | 0 | 0 | 0 | 0 | 0 | 0 | 0 | 0 | 0.2 | 373.688 | 0 | 0 | 0.2 | 0 | 0 | 0 | 0 | 0.5 | 0 | 0 | 0 | 0 | 0 | 0 | 0.2 | 0.5 | 0 | 0 | 0 | 0 | 0 | 0 | 0.2 | 0.6 | 0 | 0 | 0.2 | 0.3 | 0 | 0.75 | 0.5 | 0 | 0.5 | 0 | 0 | 0 | 0 | 0 | 0 | 0 | 0 | 0.3 | 0 | 0 | 0.35 | 0 | 0 | 0 | 0 | 0.5 | 0 | 0.5 | 1 | 0 | 0 | 0 | 0 | 0 | 0 | 0.5 | 0 | 0 | 0 | 0 | 1.25 | 0 | 0 | 0 | 0 | 0 | 0 | 0 | 0 | 0 | 0 | 0.3 | 0.3 | 0.9 | 0 | 0 | 0 | 1 | 0 | 0 | 0 | 0 | 0 | 0 | 0 | 0 | 0 | 0 | 0 | 0 | 0 | 0 | 0 | 0 | 0 | 0 | 0 | 0 | 0 | 0 | 0 | 0 | 0 | 0 | 0 | 0 | 0 | 0 | 0 | 0 | 0 | 0 | 0 | 0 | 0 | 0 | 0 | 0 | 0 | 0 | 0 | 0
9 |  |  | Distribution substations - Urban |  | 44 | 0 | 0 | 0 | 0 | 0 | 0 | 0 | 0 | 0 | 0 | 0 | 0 | 0 | 0 | 0 | 0 | 0 | 0 | 0 | 5.41 | 9.875 | 9.4 | 2.75 | 10.72 | 2.75 | 14.775 | 2.35 | 14.7 | 3.9 | 5.875 | 11.6 | 5.1 | 12.1 | 6.826 | 11.91 | 5 | 0.43 | 16.55 | 7.45 | 13.85 | 3.35 | 18.5 | 6.35 | 7.75 | 11 | 11.64 | 16.7 | 12.45 | 12.4 | 27.88 | 16.905 | 30.28 | 16.86 | 32.853 | 12.84 | 31.555 | 21.39 | 23.07 | 30.53 | 22.83 | 27.78 | 28.176 | 34.895 | 18.655 | 22.103 | 29.065 | 19.299 | 36.92 | 21.645 | 35.275 | 25.473 | 20.956 | 27.791 | 27.71 | 29.75 | 25.13 | 32.17 | 25.16 | 21.09 | 39.45 | 28.355 | 30.48 | 23.065 | 31.863 | 22.09 | 30.219 | 35.54 | 23.89 | 30.3 | 26.488 | 31.561 | 30.921 | 34.215 | 32.275 | 27.27 | 34.141 | 35.081 | 41.66 | 48.775 | 29.424 | 41.718 | 50.323 | 52.205 | 62.995 | 72.94 | 92.745 | 71.172 | 170.79 | 355.12 | 149.365 | 3.068 | 7.555 | 5.713 | 6.095 | 5.425 | 7.454 | 8.335 | 1.56 | 7.33 | 9.835 | 8.079 | 12.19 | 3.48 | 8.81 | 3.66 | 10.7 | 1.725 | 10.735 | 7.275 | 6.292 | 8.975 | 7.91 | 15.545 | 12.03 | 14.775 | 17.795 | 15.685 | 12.61 | 3 | 0 | 0 | 0 | 0 | 0 | 0 | 0 | 0 | 0 | 0 | 0 | 0
10 |  |  | Distribution substations - Short rural |  | 37 | 0 | 0 | 0 | 0 | 0 | 0 | 0 | 0 | 0 | 0 | 0 | 0 | 0 | 0 | 0 | 0 | 0 | 0 | 0 | 0 | 0 | 0 | 0 | 0 | 0 | 0 | 0 | 0 | 0 | 0 | 0 | 0 | 0 | 0 | 0 | 0 | 0 | 0 | 0 | 0 | 0 | 0 | 0 | 0 | 0 | 0 | 0 | 0 | 0 | 7.927 | 1.313 | 1.77 | 1.812 | 3.089 | 1.042 | 4.806 | 2.275 | 2.558 | 1.749 | 3.106 | 3.49 | 4.815 | 2.147 | 2.738 | 6.065 | 3.215 | 1.133 | 8.64 | 3.194 | 6.481 | 4.586 | 4.985 | 2.185 | 6.556 | 3.359 | 3.036 | 4.786 | 4.702 | 3.675 | 23.589 | 3.191 | 3.392 | 5.365 | 7.519 | 3.066 | 9.791 | 5.268 | 6.553 | 5.853 | 8.433 | 7.297 | 10.475 | 5.48 | 5.78 | 15.003 | 9.837 | 4.678 | 12.498 | 4.968 | 11.22 | 6.923 | 8.079 | 4.948 | 14.384 | 8.966 | 6.618 | 9.905 | 7.527 | 6.971 | 35.013 | 8.986 | 8.719 | 10.953 | 8.667 | 6.713 | 27.845 | 6.99 | 5.015 | 10.482 | 18.841 | 11.472 | 26.03 | 4.515 | 11.56 | 12.418 | 13.069 | 7.128 | 32.1 | 10.345 | 12.072 | 20.84 | 16.875 | 8.868 | 30.56 | 15.075 | 23.995 | 28.335 | 29.48 | 37.25 | 3.5 | 0 | 0 | 0 | 0 | 0 | 0 | 0 | 0 | 0 | 0 | 0
11 |  |  | Distribution substations - Long rural |  | 37 | 0 | 0 | 0 | 0 | 0 | 0 | 0 | 0 | 0 | 0 | 0 | 0 | 0 | 0 | 0 | 0 | 0 | 0 | 0 | 0 | 0 | 0 | 0 | 0 | 0 | 0 | 0 | 0 | 0 | 0 | 0 | 0 | 0 | 0 | 0 | 0 | 0 | 0 | 0 | 0 | 0 | 0 | 0 | 0 | 0 | 0 | 0 | 0 | 0 | 23.554 | 1.15 | 2.134 | 2.6 | 2.433 | 0 | 5.9 | 0.863 | 1.95 | 2.823 | 5.83 | 0.63 | 5.113 | 2.25 | 2.391 | 6.444 | 2.35 | 0.615 | 8.055 | 1.926 | 4.32 | 3.291 | 4.1 | 0.726 | 4.55 | 1.665 | 3.69 | 2.5 | 4.691 | 0.9 | 80.23 | 2.6 | 3.146 | 3.352 | 5.752 | 1.23 | 9.2 | 3.3 | 4.044 | 4.6 | 8.036 | 2.461 | 14.897 | 3.615 | 5.971 | 15.693 | 7.675 | 1.59 | 14.865 | 3.776 | 12.005 | 10.423 | 7.232 | 2.5 | 18.523 | 3.897 | 6.215 | 6.708 | 11.26 | 0.615 | 129.845 | 6.399 | 7.08 | 7.215 | 6.289 | 4.43 | 31.513 | 8.567 | 5.9 | 10.814 | 23.23 | 14.355 | 26.116 | 6.46 | 7.965 | 29.2 | 20.668 | 4.565 | 54.79 | 9.515 | 35.138 | 17.712 | 16.575 | 9.645 | 49.215 | 29.257 | 19.965 | 51.36 | 96.13 | 41.91 | 7.25 | 0 | 0 | 0 | 0 | 0 | 0 | 0 | 0 | 0 | 0 | 0
12 |  |  | 0 |  | 0 | 0 | 0 | 0 | 0 | 0 | 0 | 0 | 0 | 0 | 0 | 0 | 0 | 0 | 0 | 0 | 0 | 0 | 0 | 0 | 0 | 0 | 0 | 0 | 0 | 0 | 0 | 0 | 0 | 0 | 0 | 0 | 0 | 0 | 0 | 0 | 0 | 0 | 0 | 0 | 0 | 0 | 0 | 0 | 0 | 0 | 0 | 0 | 0 | 0 | 0 | 0 | 0 | 0 | 0 | 0 | 0 | 0 | 0 | 0 | 0 | 0 | 0 | 0 | 0 | 0 | 0 | 0 | 0 | 0 | 0 | 0 | 0 | 0 | 0 | 0 | 0 | 0 | 0 | 0 | 0 | 0 | 0 | 0 | 0 | 0 | 0 | 0 | 0 | 0 | 0 | 0 | 0 | 0 | 0 | 0 | 0 | 0 | 0 | 0 | 0 | 0 | 0 | 0 | 0 | 0 | 0 | 0 | 0 | 0 | 0 | 0 | 0 | 0 | 0 | 0 | 0 | 0 | 0 | 0 | 0 | 0 | 0 | 0 | 0 | 0 | 0 | 0 | 0 | 0 | 0 | 0 | 0 | 0 | 0 | 0 | 0 | 0 | 0 | 0 | 0 | 0 | 0 | 0 | 0 | 0 | 0 | 0 | 0 | 0 | 0 | 0
Total
EDB categories
0 | 0 | 0 | 0 | 0 | 0 | 0 | 0 | 0 | 0 | 0 | 0 | 0 | 0 | 0 | 0 | 0 | 0 | 0 | 0 | 0 | 0 | 0 | 0 | 0 | 0 | 0 | 0 | 0 | 0 | 0 | 0 | 0 | 0 | 0 | 0 | 0 | 0 | 0 | 0 | 0 | 0 | 0 | 0 | 0 | 0 | 0 | 0 | 0 | 0 | 0 | 0 | 0 | 0 | 0 | 0 | 0 | 0 | 0 | 0 | 0 | 0 | 0 | 0 | 0 | 0 | 0 | 0 | 0 | 0 | 0 | 0 | 0 | 0 | 0 | 0 | 0 | 0 | 0 | 0 | 0 | 0 | 0 | 0 | 0 | 0 | 0 | 0 | 0 | 0 | 0 | 0 | 0 | 0 | 0 | 0 | 0 | 0 | 0 | 0 | 0 | 0 | 0 | 0 | 0 | 0 | 0 | 0 | 0 | 0 | 0 | 0 | 0 | 0 | 0 | 0 | 0 | 0 | 0 | 0 | 0 | 0 | 0 | 0 | 0 | 0 | 0 | 0 | 0 | 0 | 0 | 0 | 0 | 0 | 0 | 0 | 0 | 0 | 0 | 0 | 0 | 0 | 0 | 0 | 0 | 0 | 0 | 0 | 0 | 0 | 0 | 0 | 0 | 0 | 0 | 0 | 0
0 | 0 | 0 | 0 | 0 | 0 | 0 | 0 | 0 | 0 | 0 | 0 | 0 | 0 | 0 | 0 | 0 | 0 | 0 | 0 | 0 | 0 | 0 | 0 | 0 | 0 | 0 | 0 | 0 | 0 | 0 | 0 | 0 | 0 | 0 | 0 | 0 | 0 | 0 | 0 | 0 | 0 | 0 | 0 | 0 | 0 | 0 | 0 | 0 | 0 | 0 | 0 | 0 | 0 | 0 | 0 | 0 | 0 | 0 | 0 | 0 | 0 | 0 | 0 | 0 | 0 | 0 | 0 | 0 | 0 | 0 | 0 | 0 | 0 | 0 | 0 | 0 | 0 | 0 | 0 | 0 | 0 | 0 | 0 | 0 | 0 | 0 | 0 | 0 | 0 | 0 | 0 | 0 | 0 | 0 | 0 | 0 | 0 | 0 | 0 | 0 | 0 | 0 | 0 | 0 | 0 | 0 | 0 | 0 | 0 | 0 | 0 | 0 | 0 | 0 | 0 | 0 | 0 | 0 | 0 | 0 | 0 | 0 | 0 | 0 | 0 | 0 | 0 | 0 | 0 | 0 | 0 | 0 | 0 | 0 | 0 | 0 | 0 | 0 | 0 | 0 | 0 | 0 | 0 | 0 | 0 | 0 | 0 | 0 | 0 | 0 | 0 | 0 | 0 | 0 | 0 | 0
1 | 0 | 0 | SubTx Lines - Radial | 100 | 7 | 0 | 0 | 0 | 0 | 0 | 0 | 0 | 0 | 0 | 0 | 0 | 0 | 0 | 0 | 0 | 0 | 0 | 0 | 0 | 47.8 | 13.2 | 0 | 0 | 5.1 | 0 | 5.1 | 0 | 20 | 0 | 0 | 10 | 10.3 | 6.7 | 0 | 11.3 | 69.1 | 0 | 0 | 17.9 | 0 | 0 | 40.2 | 50.7 | 40.1 | 49.1 | 77.4 | 50.5 | 64.2 | 68.87 | 37.7 | 0 | 7 | 82 | 69.5 | 0 | 69.5 | 99.85 | 133.05 | 49.5 | 106.8 | 98.9 | 112.4 | 46.9 | 20.5 | 30.5 | 114.7 | 120.2 | 114.2 | 46.65 | 15.06 | 37.6 | 22.1 | 56.1 | 51.1 | 71.9 | 31 | 88.2 | 115.86 | 55 | 64 | 29.7 | 82.1 | 66.6 | 118.7 | 50 | 4 | 209.1 | 65.6 | 151.6 | 142.3 | 64.5 | 45.6 | 298.3 | 90.2 | 10.3 | 17.1 | 38.6 | 31 | 73.8 | 88.3 | 244.5 | 153 | 16.8 | 115.75 | 23.1 | 70.5 | 73.8 | 0 | 0 | 0 | 0 | 0 | 0 | 0 | 0 | 0 | 0 | 0 | 0 | 0 | 0 | 0 | 0 | 0 | 0 | 0 | 0 | 0 | 0 | 0 | 0 | 0 | 0 | 0 | 0 | 0 | 0 | 0 | 0 | 0 | 0 | 0 | 0 | 0 | 0 | 0 | 0 | 0 | 0 | 0 | 0
1 | 0 | 0 | SubTx Lines - Meshed | 65 | -28 | 127 | 0 | 0 | 128 | 0 | 19.9 | 127 | 0 | 0 | 0 | 465 | 0 | 127 | 128 | 0 | 127 | 109 | 127 | 83 | 300 | 90.2 | 256 | 254 | 0 | 109 | 266.1 | 0 | 0 | 127 | 198 | 237 | 127 | 0 | 219 | 154.7 | 127 | 255 | 98 | 246 | 722 | 237.5 | 0 | 0 | 581 | 501 | 210 | 419 | 255 | 372 | 264 | 533.8 | 520 | 248 | 254 | 128 | 983 | 127 | 126 | 0 | 0 | 221 | 53 | 383 | 252 | 519 | 0 | 0 | 0 | 0 | 405 | 151.6 | 0 | 0 | 0 | 0 | 0 | 0 | 0 | 0 | 0 | 0 | 0 | 0 | 0 | 0 | 0 | 0 | 0 | 0 | 0 | 0 | 0 | 0 | 0 | 0 | 0 | 0 | 0 | 0 | 0 | 0 | 0 | 0 | 0 | 0 | 0 | 0 | 0 | 0 | 0 | 0 | 0 | 0 | 0 | 0 | 0 | 0 | 0 | 0 | 0 | 0 | 0 | 0 | 0 | 0 | 0 | 0 | 0 | 0 | 0 | 0 | 0 | 0 | 0 | 0 | 0 | 0 | 0 | 0 | 0 | 0 | 0 | 0 | 0 | 0 | 0 | 0 | 0 | 0 | 0 | 0
1 | 0 | 0 | SubTx Lines - CBD | 65 | -28 | 0 | 0 | 0 | 0 | 0 | 0 | 0 | 0 | 0 | 0 | 0 | 0 | 0 | 0 | 0 | 0 | 0 | 0 | 0 | 0 | 0 | 0 | 0 | 0 | 0 | 0 | 15.1468 | 0 | 0 | 300 | 0 | 125 | 0 | 0 | 0 | 0 | 0 | 0 | 12.8605 | 8.5737 | 89.5737 | 0 | 0 | 0 | 0 | 0 | 155 | 0 | 0 | 155 | 0 | 0 | 0 | 0 | 8.5737 | 96.1468 | 0 | 86 | 12.8605 | 0 | 0 | 0 | 0 | 10.2884 | 0 | 0 | 0 | 12.8605 | 0 | 0 | 0 | 0 | 0 | 0 | 0 | 0 | 0 | 0 | 0 | 0 | 0 | 0 | 0 | 0 | 0 | 0 | 0 | 0 | 0 | 0 | 0 | 0 | 0 | 0 | 0 | 0 | 0 | 0 | 0 | 0 | 0 | 0 | 0 | 0 | 0 | 0 | 0 | 0 | 0 | 0 | 0 | 0 | 0 | 0 | 0 | 0 | 0 | 0 | 0 | 0 | 0 | 0 | 0 | 0 | 0 | 0 | 0 | 0 | 0 | 0 | 0 | 0 | 0 | 0 | 0 | 0 | 0 | 0 | 0 | 0 | 0 | 0 | 0 | 0 | 0 | 0 | 0 | 0 | 0 | 0 | 0
2 | 0 | 0 | SubTx Substations | 65 | -28 | 0 | 0 | 0 | 0 | 0 | 0 | 0 | 0 | 0 | 0 | 30.1 | 0 | 0 | 0 | 0 | 0 | 0 | 0 | 0 | 0 | 0 | 0 | 0 | 0 | 0 | 0 | 0 | 0 | 0 | 0 | 0 | 31.4 | 0 | 0 | 0 | 0 | 0 | 23.75 | 0 | 0 | 0 | 0 | 47.5 | 0 | 0 | 0 | 0 | 0 | 0 | 0 | 0 | 10.6 | 0 | 0 | 40 | 13.5 | 0 | 0 | 0 | 0 | 82.7 | 0 | 0 | 17.8 | 0 | 0 | 0 | 17.7 | 0 | 0 | 0 | 0 | 0 | 0 | 14.8 | 0 | 0 | 0 | 0 | 0 | 0 | 0 | 0 | 0 | 0 | 0 | 0 | 0 | 0 | 0 | 0 | 0 | 0 | 0 | 0 | 0 | 0 | 0 | 0 | 0 | 0 | 0 | 0 | 0 | 0 | 0 | 0 | 0 | 0 | 0 | 0 | 0 | 0 | 0 | 0 | 0 | 0 | 0 | 0 | 0 | 0 | 0 | 0 | 0 | 0 | 0 | 0 | 0 | 0 | 0 | 0 | 0 | 0 | 0 | 0 | 0 | 0 | 0 | 0 | 0 | 0 | 0 | 0 | 0 | 0 | 0 | 0 | 0 | 0 | 0 | 0
3 | 0 | 0 | Zone Substations - Urban | 65 | -28 | 49.1 | 46.7 | 133.9 | 14.3 | 139.9 | 98.8 | 150.1 | 0 | 130.5 | 54.6 | 80.2 | 86.7 | 56.5 | 213.7 | 152.9 | 114.4 | 47.4 | 0 | 194.8 | 224.5 | 59 | 188.4 | 142.8 | 77.1 | 212.9 | 0 | 33.2 | 27.6 | 0 | 36.2 | 30.8 | 0 | 0 | 57.8756 | 145 | 94.7 | 15.8 | 89.4 | 3.9 | 2.85 | 0 | 0 | 54.2 | 71.9 | 0 | 0 | 7.8 | 0 | 55.9 | 72.4 | 0 | 70.2 | 0 | 0 | 84.4 | 0 | 0 | 0 | 0 | 0 | 29.9 | 72.2 | 0 | 0 | 0 | 0 | 0 | 0 | 0 | 0 | 0 | 0 | 0 | 0 | 0 | 0 | 0 | 0 | 0 | 0 | 0 | 0 | 0 | 0 | 0 | 0 | 0 | 0 | 0 | 0 | 0 | 0 | 0 | 0 | 0 | 0 | 0 | 0 | 0 | 0 | 0 | 0 | 0 | 0 | 0 | 0 | 0 | 0 | 0 | 0 | 0 | 0 | 0 | 0 | 0 | 0 | 0 | 0 | 0 | 0 | 0 | 0 | 0 | 0 | 0 | 0 | 0 | 0 | 0 | 0 | 0 | 0 | 0 | 0 | 0 | 0 | 0 | 0 | 0 | 0 | 0 | 0 | 0 | 0 | 0 | 0 | 0 | 0 | 0 | 0 | 0
3 | 0 | 0 | Zone Substations - Rural | 82 | -11 | 0 | 0 | 0 | 0 | 0 | 0 | 10.4 | 0 | 2.4 | 3.9 | 0.62 | 0 | 28.6 | 13.25 | 22.36 | 0 | 13.4 | 11.5 | 8.2 | 1.95 | 0 | 6.25 | 14.05 | 34.66 | 1.3 | 19.3 | 24.15 | 17.98 | 61.3 | 76.01 | 61.4 | 19.7 | 0 | 17.2 | 5.4 | 74.1602 | 35.65 | 46.13 | 3.9 | 35.6 | 90.265 | 61.6 | 16.7 | 8.45 | 40.8 | 38.95 | 1.3 | 3.61 | 0 | 57.4 | 33.35 | 10.05 | 18.6 | 78.36 | 32.575 | 58.1 | 0 | 30.3 | 37.6 | 21.8 | 115.45 | 0 | 8.9 | 5.4 | 12.8 | 9.84 | 0.4 | 0.4095 | 16.1 | 2.7 | 21.9 | 3.9 | 0 | 0 | 3.25 | 4 | 0.65 | 0.7 | 0 | 0 | 22.8 | 7.8 | 0 | 0 | 0 | 0 | 1.95 | 0 | 3.9 | 0 | 0 | 2.025 | 0 | 0 | 0 | 0 | 0 | 0 | 0 | 0 | 0 | 0 | 0 | 0 | 0 | 0 | 0 | 0 | 0 | 0 | 0 | 0 | 0 | 0 | 0 | 0 | 0 | 0 | 0 | 0 | 0 | 0 | 0 | 0 | 0 | 0 | 0 | 0 | 0 | 0 | 0 | 0 | 0 | 0 | 0 | 0 | 0 | 0 | 0 | 0 | 0 | 0 | 0 | 0 | 0 | 0 | 0 | 0 | 0 | 0 | 0
4 | 0 | 0 | Distribution Feeders - CBD | 80 | -13 | 0 | 0 | 0 | 0 | 0 | 0 | 0 | 0 | 3.62 | 0 | 4.9537 | 3.1437 | 5.3347 | 0 | 3.7152 | 0 | 0 | 0 | 0 | 4.8584 | 7.4305 | 9.3358 | 0 | 2.7626 | 0 | 5.7158 | 8.3831 | 8.4784 | 0 | 0 | 0 | 11.9078 | 7.5258 | 10.6694 | 9.5263 | 0 | 16.0041 | 3.3342 | 8.3831 | 5.1442 | 5.2395 | 13.1463 | 4.7631 | 0 | 9.5263 | 20.291 | 3.5247 | 8.3831 | 16.1947 | 3.7152 | 5.1442 | 20.8626 | 3.9058 | 15.4326 | 5.5252 | 14.7657 | 9.431 | 4.5726 | 8.7642 | 0 | 13.7178 | 0 | 6.2873 | 22.2915 | 21.8152 | 7.24 | 21.3389 | 8.4784 | 12.4794 | 4.6679 | 0 | 13.2415 | 0 | 5.3347 | 7.8115 | 20.291 | 7.24 | 6.1921 | 7.1447 | 7.1447 | 8.2879 | 0 | 9.1452 | 0 | 0 | 3.2389 | 0 | 0 | 0 | 0 | 0 | 0 | 0 | 0 | 0 | 0 | 0 | 0 | 0 | 0 | 0 | 0 | 0 | 0 | 0 | 0 | 0 | 0 | 0 | 0 | 0 | 0 | 0 | 0 | 0 | 0 | 0 | 0 | 0 | 0 | 0 | 0 | 0 | 0 | 0 | 0 | 0 | 0 | 0 | 0 | 0 | 0 | 0 | 0 | 0 | 0 | 0 | 0 | 0 | 0 | 0 | 0 | 0 | 0 | 0 | 0 | 0 | 0 | 0 | 0 | 0
5 | 0 | 0 | Distribution Feeders - Urban | 100 | 7 | 0 | 0 | 0 | 0 | 0 | 0 | 0 | 0 | 0 | 0 | 0 | 0 | 0 | 0 | 0 | 0 | 0 | 0 | 0 | 47.9172 | 38.746 | 7.4305 | 9.1452 | 14.7657 | 19.4336 | 30.9604 | 36.5809 | 0 | 45.7071 | 24.8047 | 71.066 | 51.0609 | 31.532 | 20.672 | 30.2936 | 71.2271 | 21.0548 | 65.6672 | 67.4461 | 38.3337 | 76.115 | 102.0074 | 115.9011 | 48.7746 | 59.3297 | 129.6977 | 115.5399 | 64.1881 | 76.7818 | 82.4023 | 90.7283 | 72.2525 | 38.2281 | 79.8112 | 45.8578 | 51.9338 | 47.5361 | 88.4991 | 84.0131 | 40.582 | 44.4739 | 44.2019 | 41.6437 | 51.4142 | 77.0676 | 23.6252 | 75.6387 | 43.8209 | 7.7925 | 63.6355 | 28.3883 | 44.3925 | 32.0083 | 82.8475 | 55.1572 | 38.1051 | 50.6417 | 45.5356 | 36.1999 | 20.5768 | 85.546 | 35.4378 | 49.3461 | 38.5624 | 71.8784 | 13.3368 | 67.7388 | 42.0109 | 20.5768 | 24.5587 | 35.4378 | 28.4836 | 43.4398 | 7.24 | 26.6303 | 7.8982 | 19.6241 | 16.4805 | 30.0078 | 27.8167 | 0 | 9.1452 | 0 | 7.621 | 15.9279 | 11.241 | 1.3 | 0 | 0 | 0 | 0 | 0 | 0 | 0 | 0 | 0 | 0 | 0 | 0 | 0 | 0 | 0 | 0 | 0 | 0 | 0 | 0 | 0 | 0 | 0 | 0 | 0 | 0 | 0 | 0 | 0 | 0 | 0 | 0 | 0 | 0 | 0 | 0 | 0 | 0 | 0 | 0 | 0 | 0 | 0 | 0
6 | 0 | 0 | Distribution Feeders - Short Rural | 100 | 7 | 0 | 0 | 0 | 0 | 0 | 0 | 0 | 0 | 0 | 0 | 0 | 0 | 0 | 0 | 0 | 0 | 0 | 0 | 0 | 0 | 0 | 0 | 0 | 15.9279 | 0 | 0 | 17.8522 | 6.8589 | 7.621 | 0 | 8.3831 | 0 | 0 | 14.3275 | 0 | 13.9084 | 9.1452 | 0 | 0 | 7.621 | 0 | 6.7065 | 9.1452 | 18.6715 | 0 | 6.4779 | 16.328 | 11.1267 | 4.2678 | 14.6705 | 7.621 | 0 | 9.1452 | 36.1999 | 14.499 | 7.621 | 11.0505 | 6.8589 | 0 | 19.0526 | 24.4825 | 0 | 3.5057 | 11.241 | 32.7704 | 1.3 | 14.8229 | 34.5613 | 24.1015 | 6.4779 | 38.1476 | 31.3224 | 2.6864 | 9.1452 | 21.9485 | 1.3 | 7.8115 | 34.6185 | 31.5701 | 34.7519 | 18.3476 | 22.1962 | 30.8842 | 21.7199 | 6.3108 | 14.4799 | 7.7925 | 29.0549 | 16.7663 | 22.4058 | 32.0083 | 15.4135 | 20.9388 | 30.5603 | 10.2503 | 21.9295 | 5.7539 | 15.4135 | 0 | 21.0721 | 22.2915 | 16.0994 | 0 | 18.3476 | 17.9666 | 0 | 11.1121 | 0 | 0 | 0 | 0 | 0 | 0 | 0 | 0 | 0 | 0 | 0 | 0 | 0 | 0 | 0 | 0 | 0 | 0 | 0 | 0 | 0 | 0 | 0 | 0 | 0 | 0 | 0 | 0 | 0 | 0 | 0 | 0 | 0 | 0 | 0 | 0 | 0 | 0 | 0 | 0 | 0 | 0 | 0 | 0
7 | 0 | 0 | Distribution Feeders - Long Rural | 100 | 7 | 0 | 0 | 0 | 0 | 0 | 0 | 0 | 0 | 0 | 0 | 0 | 0 | 0 | 0 | 0 | 0 | 0 | 0 | 0 | 0 | 0 | 0 | 0 | 0 | 0 | 0 | 0 | 0 | 0 | 6.5731 | 0 | 0 | 8.1589 | 2.4578 | 0 | 0 | 5.1632 | 0 | 1.3 | 0 | 1.3 | 0 | 6.7827 | 0 | 0 | 6.4632 | 3.4485 | 18.0237 | 12.8033 | 7.621 | 28.3502 | 1.3 | 33.3004 | 15.242 | 6.4779 | 6.8868 | 18.0999 | 0 | 14.1561 | 5.1632 | 7.7779 | 14.0843 | 25.3062 | 14.4037 | 8.5927 | 26.3687 | 12.6318 | 5.0108 | 36.6615 | 16.6373 | 22.315 | 37.4964 | 28.1195 | 26.7117 | 1.3 | 9.2976 | 20.2518 | 38.5814 | 12.5029 | 38.6431 | 20.9197 | 26.4259 | 38.6957 | 13.9093 | 63.2164 | 20.1004 | 14.8229 | 0 | 41.6679 | 13.6226 | 39.858 | 45.3634 | 9.0632 | 13.627 | 39.8243 | 56.8528 | 11.1648 | 20.5577 | 29.8935 | 21.9149 | 16.6945 | 21.8754 | 31.2316 | 15.5659 | 26.5535 | 11.2118 | 16.888 | 18.3418 | 37.4764 | 0 | 0 | 0 | 0 | 0 | 0 | 0 | 0 | 0 | 0 | 0 | 0 | 0 | 0 | 0 | 0 | 0 | 0 | 0 | 0 | 0 | 0 | 0 | 0 | 0 | 0 | 0 | 0 | 0 | 0 | 0 | 0 | 0 | 0 | 0 | 0 | 0 | 0 | 0 | 0 | 0 | 0
8 | 0 | 0 | Distribution Substations - CBD | 100 | 7 | 0 | 0 | 0 | 0 | 0 | 0 | 0 | 0 | 0 | 0 | 0 | 0 | 0 | 0 | 0 | 0 | 0 | 0 | 0 | 0 | 0 | 0 | 0 | 0.2 | 373.688 | 0 | 0 | 0.2 | 0 | 0 | 0 | 0 | 0.5 | 0 | 0 | 0 | 0 | 0 | 0 | 0.2 | 0.5 | 0 | 0 | 0 | 0 | 0 | 0 | 0.2 | 0.6 | 0 | 0 | 0.2 | 0.3 | 0 | 0.75 | 0.5 | 0 | 0.5 | 0 | 0 | 0 | 0 | 0 | 0 | 0 | 0 | 0.3 | 0 | 0 | 0.35 | 0 | 0 | 0 | 0 | 0.5 | 0 | 0.5 | 1 | 0 | 0 | 0 | 0 | 0 | 0 | 0.5 | 0 | 0 | 0 | 0 | 1.25 | 0 | 0 | 0 | 0 | 0 | 0 | 0 | 0 | 0 | 0 | 0.3 | 0.3 | 0.9 | 0 | 0 | 0 | 1 | 0 | 0 | 0 | 0 | 0 | 0 | 0 | 0 | 0 | 0 | 0 | 0 | 0 | 0 | 0 | 0 | 0 | 0 | 0 | 0 | 0 | 0 | 0 | 0 | 0 | 0 | 0 | 0 | 0 | 0 | 0 | 0 | 0 | 0 | 0 | 0 | 0 | 0 | 0 | 0 | 0 | 0 | 0 | 0
9 | 0 | 0 | Distribution substations - Urban Pole | 130 | 37 | 0 | 0 | 0 | 0 | 0 | 0 | 0 | 0 | 0 | 0 | 0 | 0 | 0 | 0 | 0 | 0 | 0 | 0 | 0 | 0 | 0 | 0 | 0 | 0 | 0 | 0 | 0 | 0 | 0 | 0 | 0 | 0 | 0 | 0 | 0 | 0 | 0 | 0 | 0 | 0 | 0 | 0 | 0 | 0 | 0 | 0 | 0 | 0 | 0 | 14.36 | 13.505 | 12.88 | 7.66 | 13.79 | 3.64 | 16.255 | 8.49 | 15.095 | 13.43 | 9.68 | 13.73 | 13.6 | 14.995 | 8.655 | 14.383 | 13.215 | 5.91 | 17.62 | 7.095 | 17.575 | 9.11 | 14.53 | 10.241 | 11.935 | 10.9 | 7.28 | 12.38 | 8.71 | 9.74 | 20.17 | 8.555 | 8.105 | 7.365 | 13.613 | 3.64 | 14.28 | 14.55 | 6.64 | 9.4 | 9.268 | 8.435 | 8.381 | 9.25 | 9.775 | 8.58 | 11.002 | 2.581 | 11.11 | 6.825 | 8.085 | 10.168 | 6.608 | 6.73 | 8.065 | 7.79 | 2.275 | 9.272 | 9.34 | 2.92 | 11.865 | 3.068 | 7.555 | 5.713 | 6.095 | 5.425 | 7.454 | 8.335 | 1.56 | 7.33 | 9.835 | 8.079 | 12.19 | 3.48 | 8.81 | 3.66 | 10.7 | 1.725 | 10.735 | 7.275 | 6.292 | 8.975 | 7.91 | 15.545 | 12.03 | 14.775 | 17.795 | 15.685 | 12.61 | 3 | 0 | 0 | 0 | 0 | 0 | 0 | 0 | 0 | 0 | 0 | 0 | 0
9 | 0 | 0 | Distribution substations - Urban Pad | 100 | 7 | 0 | 0 | 0 | 0 | 0 | 0 | 0 | 0 | 0 | 0 | 0 | 0 | 0 | 0 | 0 | 0 | 0 | 0 | 0 | 5.41 | 9.875 | 9.4 | 2.75 | 10.72 | 2.75 | 14.775 | 2.35 | 14.7 | 3.9 | 5.875 | 11.6 | 5.1 | 12.1 | 6.826 | 11.91 | 5 | 0.43 | 16.55 | 7.45 | 13.85 | 3.35 | 18.5 | 6.35 | 7.75 | 11 | 11.64 | 16.7 | 12.45 | 12.4 | 13.52 | 3.4 | 17.4 | 9.2 | 19.063 | 9.2 | 15.3 | 12.9 | 7.975 | 17.1 | 13.15 | 14.05 | 14.576 | 19.9 | 10 | 7.72 | 15.85 | 13.389 | 19.3 | 14.55 | 17.7 | 16.363 | 6.426 | 17.55 | 15.775 | 18.85 | 17.85 | 19.79 | 16.45 | 11.35 | 19.28 | 19.8 | 22.375 | 15.7 | 18.25 | 18.45 | 15.939 | 20.99 | 17.25 | 20.9 | 17.22 | 23.126 | 22.54 | 24.965 | 22.5 | 18.69 | 23.139 | 32.5 | 30.55 | 41.95 | 21.339 | 31.55 | 43.715 | 45.475 | 54.93 | 65.15 | 90.47 | 61.9 | 161.45 | 352.2 | 137.5 | 0 | 0 | 0 | 0 | 0 | 0 | 0 | 0 | 0 | 0 | 0 | 0 | 0 | 0 | 0 | 0 | 0 | 0 | 0 | 0 | 0 | 0 | 0 | 0 | 0 | 0 | 0 | 0 | 0 | 0 | 0 | 0 | 0 | 0 | 0 | 0 | 0 | 0 | 0 | 0 | 0
10 | 0 | 0 | Distribution substations - Short rural | 130 | 37 | 0 | 0 | 0 | 0 | 0 | 0 | 0 | 0 | 0 | 0 | 0 | 0 | 0 | 0 | 0 | 0 | 0 | 0 | 0 | 0 | 0 | 0 | 0 | 0 | 0 | 0 | 0 | 0 | 0 | 0 | 0 | 0 | 0 | 0 | 0 | 0 | 0 | 0 | 0 | 0 | 0 | 0 | 0 | 0 | 0 | 0 | 0 | 0 | 0 | 7.927 | 1.313 | 1.77 | 1.812 | 3.089 | 1.042 | 4.806 | 2.275 | 2.558 | 1.749 | 3.106 | 3.49 | 4.815 | 2.147 | 2.738 | 6.065 | 3.215 | 1.133 | 8.64 | 3.194 | 6.481 | 4.586 | 4.985 | 2.185 | 6.556 | 3.359 | 3.036 | 4.786 | 4.702 | 3.675 | 23.589 | 3.191 | 3.392 | 5.365 | 7.519 | 3.066 | 9.791 | 5.268 | 6.553 | 5.853 | 8.433 | 7.297 | 10.475 | 5.48 | 5.78 | 15.003 | 9.837 | 4.678 | 12.498 | 4.968 | 11.22 | 6.923 | 8.079 | 4.948 | 14.384 | 8.966 | 6.618 | 9.905 | 7.527 | 6.971 | 35.013 | 8.986 | 8.719 | 10.953 | 8.667 | 6.713 | 27.845 | 6.99 | 5.015 | 10.482 | 18.841 | 11.472 | 26.03 | 4.515 | 11.56 | 12.418 | 13.069 | 7.128 | 32.1 | 10.345 | 12.072 | 20.84 | 16.875 | 8.868 | 30.56 | 15.075 | 23.995 | 28.335 | 29.48 | 37.25 | 3.5 | 0 | 0 | 0 | 0 | 0 | 0 | 0 | 0 | 0 | 0 | 0
11 | 0 | 0 | Distribution substations - Long rural | 130 | 37 | 0 | 0 | 0 | 0 | 0 | 0 | 0 | 0 | 0 | 0 | 0 | 0 | 0 | 0 | 0 | 0 | 0 | 0 | 0 | 0 | 0 | 0 | 0 | 0 | 0 | 0 | 0 | 0 | 0 | 0 | 0 | 0 | 0 | 0 | 0 | 0 | 0 | 0 | 0 | 0 | 0 | 0 | 0 | 0 | 0 | 0 | 0 | 0 | 0 | 23.554 | 1.15 | 2.134 | 2.6 | 2.433 | 0 | 5.9 | 0.863 | 1.95 | 2.823 | 5.83 | 0.63 | 5.113 | 2.25 | 2.391 | 6.444 | 2.35 | 0.615 | 8.055 | 1.926 | 4.32 | 3.291 | 4.1 | 0.726 | 4.55 | 1.665 | 3.69 | 2.5 | 4.691 | 0.9 | 80.23 | 2.6 | 3.146 | 3.352 | 5.752 | 1.23 | 9.2 | 3.3 | 4.044 | 4.6 | 8.036 | 2.461 | 14.897 | 3.615 | 5.971 | 15.693 | 7.675 | 1.59 | 14.865 | 3.776 | 12.005 | 10.423 | 7.232 | 2.5 | 18.523 | 3.897 | 6.215 | 6.708 | 11.26 | 0.615 | 129.845 | 6.399 | 7.08 | 7.215 | 6.289 | 4.43 | 31.513 | 8.567 | 5.9 | 10.814 | 23.23 | 14.355 | 26.116 | 6.46 | 7.965 | 29.2 | 20.668 | 4.565 | 54.79 | 9.515 | 35.138 | 17.712 | 16.575 | 9.645 | 49.215 | 29.257 | 19.965 | 51.36 | 96.13 | 41.91 | 7.25 | 0 | 0 | 0 | 0 | 0 | 0 | 0 | 0 | 0 | 0 | 0
0 | 0 | 0 | 0 | 0 | 0 | 0 | 0 | 0 | 0 | 0 | 0 | 0 | 0 | 0 | 0 | 0 | 0 | 0 | 0 | 0 | 0 | 0 | 0 | 0 | 0 | 0 | 0 | 0 | 0 | 0 | 0 | 0 | 0 | 0 | 0 | 0 | 0 | 0 | 0 | 0 | 0 | 0 | 0 | 0 | 0 | 0 | 0 | 0 | 0 | 0 | 0 | 0 | 0 | 0 | 0 | 0 | 0 | 0 | 0 | 0 | 0 | 0 | 0 | 0 | 0 | 0 | 0 | 0 | 0 | 0 | 0 | 0 | 0 | 0 | 0 | 0 | 0 | 0 | 0 | 0 | 0 | 0 | 0 | 0 | 0 | 0 | 0 | 0 | 0 | 0 | 0 | 0 | 0 | 0 | 0 | 0 | 0 | 0 | 0 | 0 | 0 | 0 | 0 | 0 | 0 | 0 | 0 | 0 | 0 | 0 | 0 | 0 | 0 | 0 | 0 | 0 | 0 | 0 | 0 | 0 | 0 | 0 | 0 | 0 | 0 | 0 | 0 | 0 | 0 | 0 | 0 | 0 | 0 | 0 | 0 | 0 | 0 | 0 | 0 | 0 | 0 | 0 | 0 | 0 | 0 | 0 | 0 | 0 | 0 | 0 | 0 | 0 | 0 | 0 | 0 | 0
0 | 0 | 0 | 0 | 0 | 0 | 0 | 0 | 0 | 0 | 0 | 0 | 0 | 0 | 0 | 0 | 0 | 0 | 0 | 0 | 0 | 0 | 0 | 0 | 0 | 0 | 0 | 0 | 0 | 0 | 0 | 0 | 0 | 0 | 0 | 0 | 0 | 0 | 0 | 0 | 0 | 0 | 0 | 0 | 0 | 0 | 0 | 0 | 0 | 0 | 0 | 0 | 0 | 0 | 0 | 0 | 0 | 0 | 0 | 0 | 0 | 0 | 0 | 0 | 0 | 0 | 0 | 0 | 0 | 0 | 0 | 0 | 0 | 0 | 0 | 0 | 0 | 0 | 0 | 0 | 0 | 0 | 0 | 0 | 0 | 0 | 0 | 0 | 0 | 0 | 0 | 0 | 0 | 0 | 0 | 0 | 0 | 0 | 0 | 0 | 0 | 0 | 0 | 0 | 0 | 0 | 0 | 0 | 0 | 0 | 0 | 0 | 0 | 0 | 0 | 0 | 0 | 0 | 0 | 0 | 0 | 0 | 0 | 0 | 0 | 0 | 0 | 0 | 0 | 0 | 0 | 0 | 0 | 0 | 0 | 0 | 0 | 0 | 0 | 0 | 0 | 0 | 0 | 0 | 0 | 0 | 0 | 0 | 0 | 0 | 0 | 0 | 0 | 0 | 0 | 0 | 0
0 | 0 | 0 | 0 | 0 | 0 | 0 | 0 | 0 | 0 | 0 | 0 | 0 | 0 | 0 | 0 | 0 | 0 | 0 | 0 | 0 | 0 | 0 | 0 | 0 | 0 | 0 | 0 | 0 | 0 | 0 | 0 | 0 | 0 | 0 | 0 | 0 | 0 | 0 | 0 | 0 | 0 | 0 | 0 | 0 | 0 | 0 | 0 | 0 | 0 | 0 | 0 | 0 | 0 | 0 | 0 | 0 | 0 | 0 | 0 | 0 | 0 | 0 | 0 | 0 | 0 | 0 | 0 | 0 | 0 | 0 | 0 | 0 | 0 | 0 | 0 | 0 | 0 | 0 | 0 | 0 | 0 | 0 | 0 | 0 | 0 | 0 | 0 | 0 | 0 | 0 | 0 | 0 | 0 | 0 | 0 | 0 | 0 | 0 | 0 | 0 | 0 | 0 | 0 | 0 | 0 | 0 | 0 | 0 | 0 | 0 | 0 | 0 | 0 | 0 | 0 | 0 | 0 | 0 | 0 | 0 | 0 | 0 | 0 | 0 | 0 | 0 | 0 | 0 | 0 | 0 | 0 | 0 | 0 | 0 | 0 | 0 | 0 | 0 | 0 | 0 | 0 | 0 | 0 | 0 | 0 | 0 | 0 | 0 | 0 | 0 | 0 | 0 | 0 | 0 | 0 | 0
0 | 0 | 0 | 0 | 0 | 0 | 0 | 0 | 0 | 0 | 0 | 0 | 0 | 0 | 0 | 0 | 0 | 0 | 0 | 0 | 0 | 0 | 0 | 0 | 0 | 0 | 0 | 0 | 0 | 0 | 0 | 0 | 0 | 0 | 0 | 0 | 0 | 0 | 0 | 0 | 0 | 0 | 0 | 0 | 0 | 0 | 0 | 0 | 0 | 0 | 0 | 0 | 0 | 0 | 0 | 0 | 0 | 0 | 0 | 0 | 0 | 0 | 0 | 0 | 0 | 0 | 0 | 0 | 0 | 0 | 0 | 0 | 0 | 0 | 0 | 0 | 0 | 0 | 0 | 0 | 0 | 0 | 0 | 0 | 0 | 0 | 0 | 0 | 0 | 0 | 0 | 0 | 0 | 0 | 0 | 0 | 0 | 0 | 0 | 0 | 0 | 0 | 0 | 0 | 0 | 0 | 0 | 0 | 0 | 0 | 0 | 0 | 0 | 0 | 0 | 0 | 0 | 0 | 0 | 0 | 0 | 0 | 0 | 0 | 0 | 0 | 0 | 0 | 0 | 0 | 0 | 0 | 0 | 0 | 0 | 0 | 0 | 0 | 0 | 0 | 0 | 0 | 0 | 0 | 0 | 0 | 0 | 0 | 0 | 0 | 0 | 0 | 0 | 0 | 0 | 0 | 0
0 | 0 | 0 | 0 | 0 | 0 | 0 | 0 | 0 | 0 | 0 | 0 | 0 | 0 | 0 | 0 | 0 | 0 | 0 | 0 | 0 | 0 | 0 | 0 | 0 | 0 | 0 | 0 | 0 | 0 | 0 | 0 | 0 | 0 | 0 | 0 | 0 | 0 | 0 | 0 | 0 | 0 | 0 | 0 | 0 | 0 | 0 | 0 | 0 | 0 | 0 | 0 | 0 | 0 | 0 | 0 | 0 | 0 | 0 | 0 | 0 | 0 | 0 | 0 | 0 | 0 | 0 | 0 | 0 | 0 | 0 | 0 | 0 | 0 | 0 | 0 | 0 | 0 | 0 | 0 | 0 | 0 | 0 | 0 | 0 | 0 | 0 | 0 | 0 | 0 | 0 | 0 | 0 | 0 | 0 | 0 | 0 | 0 | 0 | 0 | 0 | 0 | 0 | 0 | 0 | 0 | 0 | 0 | 0 | 0 | 0 | 0 | 0 | 0 | 0 | 0 | 0 | 0 | 0 | 0 | 0 | 0 | 0 | 0 | 0 | 0 | 0 | 0 | 0 | 0 | 0 | 0 | 0 | 0 | 0 | 0 | 0 | 0 | 0 | 0 | 0 | 0 | 0 | 0 | 0 | 0 | 0 | 0 | 0 | 0 | 0 | 0 | 0 | 0 | 0 | 0 | 0
0 | 0 | 0 | 0 | 0 | 0 | 0 | 0 | 0 | 0 | 0 | 0 | 0 | 0 | 0 | 0 | 0 | 0 | 0 | 0 | 0 | 0 | 0 | 0 | 0 | 0 | 0 | 0 | 0 | 0 | 0 | 0 | 0 | 0 | 0 | 0 | 0 | 0 | 0 | 0 | 0 | 0 | 0 | 0 | 0 | 0 | 0 | 0 | 0 | 0 | 0 | 0 | 0 | 0 | 0 | 0 | 0 | 0 | 0 | 0 | 0 | 0 | 0 | 0 | 0 | 0 | 0 | 0 | 0 | 0 | 0 | 0 | 0 | 0 | 0 | 0 | 0 | 0 | 0 | 0 | 0 | 0 | 0 | 0 | 0 | 0 | 0 | 0 | 0 | 0 | 0 | 0 | 0 | 0 | 0 | 0 | 0 | 0 | 0 | 0 | 0 | 0 | 0 | 0 | 0 | 0 | 0 | 0 | 0 | 0 | 0 | 0 | 0 | 0 | 0 | 0 | 0 | 0 | 0 | 0 | 0 | 0 | 0 | 0 | 0 | 0 | 0 | 0 | 0 | 0 | 0 | 0 | 0 | 0 | 0 | 0 | 0 | 0 | 0 | 0 | 0 | 0 | 0 | 0 | 0 | 0 | 0 | 0 | 0 | 0 | 0 | 0 | 0 | 0 | 0 | 0 | 0
0 | 0 | 0 | 0 | 0 | 0 | 0 | 0 | 0 | 0 | 0 | 0 | 0 | 0 | 0 | 0 | 0 | 0 | 0 | 0 | 0 | 0 | 0 | 0 | 0 | 0 | 0 | 0 | 0 | 0 | 0 | 0 | 0 | 0 | 0 | 0 | 0 | 0 | 0 | 0 | 0 | 0 | 0 | 0 | 0 | 0 | 0 | 0 | 0 | 0 | 0 | 0 | 0 | 0 | 0 | 0 | 0 | 0 | 0 | 0 | 0 | 0 | 0 | 0 | 0 | 0 | 0 | 0 | 0 | 0 | 0 | 0 | 0 | 0 | 0 | 0 | 0 | 0 | 0 | 0 | 0 | 0 | 0 | 0 | 0 | 0 | 0 | 0 | 0 | 0 | 0 | 0 | 0 | 0 | 0 | 0 | 0 | 0 | 0 | 0 | 0 | 0 | 0 | 0 | 0 | 0 | 0 | 0 | 0 | 0 | 0 | 0 | 0 | 0 | 0 | 0 | 0 | 0 | 0 | 0 | 0 | 0 | 0 | 0 | 0 | 0 | 0 | 0 | 0 | 0 | 0 | 0 | 0 | 0 | 0 | 0 | 0 | 0 | 0 | 0 | 0 | 0 | 0 | 0 | 0 | 0 | 0 | 0 | 0 | 0 | 0 | 0 | 0 | 0 | 0 | 0 | 0
0 | 0 | 0 | 0 | 0 | 0 | 0 | 0 | 0 | 0 | 0 | 0 | 0 | 0 | 0 | 0 | 0 | 0 | 0 | 0 | 0 | 0 | 0 | 0 | 0 | 0 | 0 | 0 | 0 | 0 | 0 | 0 | 0 | 0 | 0 | 0 | 0 | 0 | 0 | 0 | 0 | 0 | 0 | 0 | 0 | 0 | 0 | 0 | 0 | 0 | 0 | 0 | 0 | 0 | 0 | 0 | 0 | 0 | 0 | 0 | 0 | 0 | 0 | 0 | 0 | 0 | 0 | 0 | 0 | 0 | 0 | 0 | 0 | 0 | 0 | 0 | 0 | 0 | 0 | 0 | 0 | 0 | 0 | 0 | 0 | 0 | 0 | 0 | 0 | 0 | 0 | 0 | 0 | 0 | 0 | 0 | 0 | 0 | 0 | 0 | 0 | 0 | 0 | 0 | 0 | 0 | 0 | 0 | 0 | 0 | 0 | 0 | 0 | 0 | 0 | 0 | 0 | 0 | 0 | 0 | 0 | 0 | 0 | 0 | 0 | 0 | 0 | 0 | 0 | 0 | 0 | 0 | 0 | 0 | 0 | 0 | 0 | 0 | 0 | 0 | 0 | 0 | 0 | 0 | 0 | 0 | 0 | 0 | 0 | 0 | 0 | 0 | 0 | 0 | 0 | 0 | 0
0 | 0 | 0 | 0 | 0 | 0 | 0 | 0 | 0 | 0 | 0 | 0 | 0 | 0 | 0 | 0 | 0 | 0 | 0 | 0 | 0 | 0 | 0 | 0 | 0 | 0 | 0 | 0 | 0 | 0 | 0 | 0 | 0 | 0 | 0 | 0 | 0 | 0 | 0 | 0 | 0 | 0 | 0 | 0 | 0 | 0 | 0 | 0 | 0 | 0 | 0 | 0 | 0 | 0 | 0 | 0 | 0 | 0 | 0 | 0 | 0 | 0 | 0 | 0 | 0 | 0 | 0 | 0 | 0 | 0 | 0 | 0 | 0 | 0 | 0 | 0 | 0 | 0 | 0 | 0 | 0 | 0 | 0 | 0 | 0 | 0 | 0 | 0 | 0 | 0 | 0 | 0 | 0 | 0 | 0 | 0 | 0 | 0 | 0 | 0 | 0 | 0 | 0 | 0 | 0 | 0 | 0 | 0 | 0 | 0 | 0 | 0 | 0 | 0 | 0 | 0 | 0 | 0 | 0 | 0 | 0 | 0 | 0 | 0 | 0 | 0 | 0 | 0 | 0 | 0 | 0 | 0 | 0 | 0 | 0 | 0 | 0 | 0 | 0 | 0 | 0 | 0 | 0 | 0 | 0 | 0 | 0 | 0 | 0 | 0 | 0 | 0 | 0 | 0 | 0 | 0 | 0
0 | 0 | 0 | 0 | 0 | 0 | 0 | 0 | 0 | 0 | 0 | 0 | 0 | 0 | 0 | 0 | 0 | 0 | 0 | 0 | 0 | 0 | 0 | 0 | 0 | 0 | 0 | 0 | 0 | 0 | 0 | 0 | 0 | 0 | 0 | 0 | 0 | 0 | 0 | 0 | 0 | 0 | 0 | 0 | 0 | 0 | 0 | 0 | 0 | 0 | 0 | 0 | 0 | 0 | 0 | 0 | 0 | 0 | 0 | 0 | 0 | 0 | 0 | 0 | 0 | 0 | 0 | 0 | 0 | 0 | 0 | 0 | 0 | 0 | 0 | 0 | 0 | 0 | 0 | 0 | 0 | 0 | 0 | 0 | 0 | 0 | 0 | 0 | 0 | 0 | 0 | 0 | 0 | 0 | 0 | 0 | 0 | 0 | 0 | 0 | 0 | 0 | 0 | 0 | 0 | 0 | 0 | 0 | 0 | 0 | 0 | 0 | 0 | 0 | 0 | 0 | 0 | 0 | 0 | 0 | 0 | 0 | 0 | 0 | 0 | 0 | 0 | 0 | 0 | 0 | 0 | 0 | 0 | 0 | 0 | 0 | 0 | 0 | 0 | 0 | 0 | 0 | 0 | 0 | 0 | 0 | 0 | 0 | 0 | 0 | 0 | 0 | 0 | 0 | 0 | 0 | 0
0 | 0 | 0 | 0 | 0 | 0 | 0 | 0 | 0 | 0 | 0 | 0 | 0 | 0 | 0 | 0 | 0 | 0 | 0 | 0 | 0 | 0 | 0 | 0 | 0 | 0 | 0 | 0 | 0 | 0 | 0 | 0 | 0 | 0 | 0 | 0 | 0 | 0 | 0 | 0 | 0 | 0 | 0 | 0 | 0 | 0 | 0 | 0 | 0 | 0 | 0 | 0 | 0 | 0 | 0 | 0 | 0 | 0 | 0 | 0 | 0 | 0 | 0 | 0 | 0 | 0 | 0 | 0 | 0 | 0 | 0 | 0 | 0 | 0 | 0 | 0 | 0 | 0 | 0 | 0 | 0 | 0 | 0 | 0 | 0 | 0 | 0 | 0 | 0 | 0 | 0 | 0 | 0 | 0 | 0 | 0 | 0 | 0 | 0 | 0 | 0 | 0 | 0 | 0 | 0 | 0 | 0 | 0 | 0 | 0 | 0 | 0 | 0 | 0 | 0 | 0 | 0 | 0 | 0 | 0 | 0 | 0 | 0 | 0 | 0 | 0 | 0 | 0 | 0 | 0 | 0 | 0 | 0 | 0 | 0 | 0 | 0 | 0 | 0 | 0 | 0 | 0 | 0 | 0 | 0 | 0 | 0 | 0 | 0 | 0 | 0 | 0 | 0 | 0 | 0 | 0 | 0
0 | 0 | 0 | 0 | 0 | 0 | 0 | 0 | 0 | 0 | 0 | 0 | 0 | 0 | 0 | 0 | 0 | 0 | 0 | 0 | 0 | 0 | 0 | 0 | 0 | 0 | 0 | 0 | 0 | 0 | 0 | 0 | 0 | 0 | 0 | 0 | 0 | 0 | 0 | 0 | 0 | 0 | 0 | 0 | 0 | 0 | 0 | 0 | 0 | 0 | 0 | 0 | 0 | 0 | 0 | 0 | 0 | 0 | 0 | 0 | 0 | 0 | 0 | 0 | 0 | 0 | 0 | 0 | 0 | 0 | 0 | 0 | 0 | 0 | 0 | 0 | 0 | 0 | 0 | 0 | 0 | 0 | 0 | 0 | 0 | 0 | 0 | 0 | 0 | 0 | 0 | 0 | 0 | 0 | 0 | 0 | 0 | 0 | 0 | 0 | 0 | 0 | 0 | 0 | 0 | 0 | 0 | 0 | 0 | 0 | 0 | 0 | 0 | 0 | 0 | 0 | 0 | 0 | 0 | 0 | 0 | 0 | 0 | 0 | 0 | 0 | 0 | 0 | 0 | 0 | 0 | 0 | 0 | 0 | 0 | 0 | 0 | 0 | 0 | 0 | 0 | 0 | 0 | 0 | 0 | 0 | 0 | 0 | 0 | 0 | 0 | 0 | 0 | 0 | 0 | 0 | 0
0 | 0 | 0 | 0 | 0 | 0 | 0 | 0 | 0 | 0 | 0 | 0 | 0 | 0 | 0 | 0 | 0 | 0 | 0 | 0 | 0 | 0 | 0 | 0 | 0 | 0 | 0 | 0 | 0 | 0 | 0 | 0 | 0 | 0 | 0 | 0 | 0 | 0 | 0 | 0 | 0 | 0 | 0 | 0 | 0 | 0 | 0 | 0 | 0 | 0 | 0 | 0 | 0 | 0 | 0 | 0 | 0 | 0 | 0 | 0 | 0 | 0 | 0 | 0 | 0 | 0 | 0 | 0 | 0 | 0 | 0 | 0 | 0 | 0 | 0 | 0 | 0 | 0 | 0 | 0 | 0 | 0 | 0 | 0 | 0 | 0 | 0 | 0 | 0 | 0 | 0 | 0 | 0 | 0 | 0 | 0 | 0 | 0 | 0 | 0 | 0 | 0 | 0 | 0 | 0 | 0 | 0 | 0 | 0 | 0 | 0 | 0 | 0 | 0 | 0 | 0 | 0 | 0 | 0 | 0 | 0 | 0 | 0 | 0 | 0 | 0 | 0 | 0 | 0 | 0 | 0 | 0 | 0 | 0 | 0 | 0 | 0 | 0 | 0 | 0 | 0 | 0 | 0 | 0 | 0 | 0 | 0 | 0 | 0 | 0 | 0 | 0 | 0 | 0 | 0 | 0 | 0
0 | 0 | 0 | 0 | 0 | 0 | 0 | 0 | 0 | 0 | 0 | 0 | 0 | 0 | 0 | 0 | 0 | 0 | 0 | 0 | 0 | 0 | 0 | 0 | 0 | 0 | 0 | 0 | 0 | 0 | 0 | 0 | 0 | 0 | 0 | 0 | 0 | 0 | 0 | 0 | 0 | 0 | 0 | 0 | 0 | 0 | 0 | 0 | 0 | 0 | 0 | 0 | 0 | 0 | 0 | 0 | 0 | 0 | 0 | 0 | 0 | 0 | 0 | 0 | 0 | 0 | 0 | 0 | 0 | 0 | 0 | 0 | 0 | 0 | 0 | 0 | 0 | 0 | 0 | 0 | 0 | 0 | 0 | 0 | 0 | 0 | 0 | 0 | 0 | 0 | 0 | 0 | 0 | 0 | 0 | 0 | 0 | 0 | 0 | 0 | 0 | 0 | 0 | 0 | 0 | 0 | 0 | 0 | 0 | 0 | 0 | 0 | 0 | 0 | 0 | 0 | 0 | 0 | 0 | 0 | 0 | 0 | 0 | 0 | 0 | 0 | 0 | 0 | 0 | 0 | 0 | 0 | 0 | 0 | 0 | 0 | 0 | 0 | 0 | 0 | 0 | 0 | 0 | 0 | 0 | 0 | 0 | 0 | 0 | 0 | 0 | 0 | 0 | 0 | 0 | 0 | 0
0 | 0 | 0 | 0 | 0 | 0 | 0 | 0 | 0 | 0 | 0 | 0 | 0 | 0 | 0 | 0 | 0 | 0 | 0 | 0 | 0 | 0 | 0 | 0 | 0 | 0 | 0 | 0 | 0 | 0 | 0 | 0 | 0 | 0 | 0 | 0 | 0 | 0 | 0 | 0 | 0 | 0 | 0 | 0 | 0 | 0 | 0 | 0 | 0 | 0 | 0 | 0 | 0 | 0 | 0 | 0 | 0 | 0 | 0 | 0 | 0 | 0 | 0 | 0 | 0 | 0 | 0 | 0 | 0 | 0 | 0 | 0 | 0 | 0 | 0 | 0 | 0 | 0 | 0 | 0 | 0 | 0 | 0 | 0 | 0 | 0 | 0 | 0 | 0 | 0 | 0 | 0 | 0 | 0 | 0 | 0 | 0 | 0 | 0 | 0 | 0 | 0 | 0 | 0 | 0 | 0 | 0 | 0 | 0 | 0 | 0 | 0 | 0 | 0 | 0 | 0 | 0 | 0 | 0 | 0 | 0 | 0 | 0 | 0 | 0 | 0 | 0 | 0 | 0 | 0 | 0 | 0 | 0 | 0 | 0 | 0 | 0 | 0 | 0 | 0 | 0 | 0 | 0 | 0 | 0 | 0 | 0 | 0 | 0 | 0 | 0 | 0 | 0 | 0 | 0 | 0 | 0
0 | 0 | 0 | 0 | 0 | 0 | 0 | 0 | 0 | 0 | 0 | 0 | 0 | 0 | 0 | 0 | 0 | 0 | 0 | 0 | 0 | 0 | 0 | 0 | 0 | 0 | 0 | 0 | 0 | 0 | 0 | 0 | 0 | 0 | 0 | 0 | 0 | 0 | 0 | 0 | 0 | 0 | 0 | 0 | 0 | 0 | 0 | 0 | 0 | 0 | 0 | 0 | 0 | 0 | 0 | 0 | 0 | 0 | 0 | 0 | 0 | 0 | 0 | 0 | 0 | 0 | 0 | 0 | 0 | 0 | 0 | 0 | 0 | 0 | 0 | 0 | 0 | 0 | 0 | 0 | 0 | 0 | 0 | 0 | 0 | 0 | 0 | 0 | 0 | 0 | 0 | 0 | 0 | 0 | 0 | 0 | 0 | 0 | 0 | 0 | 0 | 0 | 0 | 0 | 0 | 0 | 0 | 0 | 0 | 0 | 0 | 0 | 0 | 0 | 0 | 0 | 0 | 0 | 0 | 0 | 0 | 0 | 0 | 0 | 0 | 0 | 0 | 0 | 0 | 0 | 0 | 0 | 0 | 0 | 0 | 0 | 0 | 0 | 0 | 0 | 0 | 0 | 0 | 0 | 0 | 0 | 0 | 0 | 0 | 0 | 0 | 0 | 0 | 0 | 0 | 0 | 0
0 | 0 | 0 | 0 | 0 | 0 | 0 | 0 | 0 | 0 | 0 | 0 | 0 | 0 | 0 | 0 | 0 | 0 | 0 | 0 | 0 | 0 | 0 | 0 | 0 | 0 | 0 | 0 | 0 | 0 | 0 | 0 | 0 | 0 | 0 | 0 | 0 | 0 | 0 | 0 | 0 | 0 | 0 | 0 | 0 | 0 | 0 | 0 | 0 | 0 | 0 | 0 | 0 | 0 | 0 | 0 | 0 | 0 | 0 | 0 | 0 | 0 | 0 | 0 | 0 | 0 | 0 | 0 | 0 | 0 | 0 | 0 | 0 | 0 | 0 | 0 | 0 | 0 | 0 | 0 | 0 | 0 | 0 | 0 | 0 | 0 | 0 | 0 | 0 | 0 | 0 | 0 | 0 | 0 | 0 | 0 | 0 | 0 | 0 | 0 | 0 | 0 | 0 | 0 | 0 | 0 | 0 | 0 | 0 | 0 | 0 | 0 | 0 | 0 | 0 | 0 | 0 | 0 | 0 | 0 | 0 | 0 | 0 | 0 | 0 | 0 | 0 | 0 | 0 | 0 | 0 | 0 | 0 | 0 | 0 | 0 | 0 | 0 | 0 | 0 | 0 | 0 | 0 | 0 | 0 | 0 | 0 | 0 | 0 | 0 | 0 | 0 | 0 | 0 | 0 | 0 | 0
0 | 0 | 0 | 0 | 0 | 0 | 0 | 0 | 0 | 0 | 0 | 0 | 0 | 0 | 0 | 0 | 0 | 0 | 0 | 0 | 0 | 0 | 0 | 0 | 0 | 0 | 0 | 0 | 0 | 0 | 0 | 0 | 0 | 0 | 0 | 0 | 0 | 0 | 0 | 0 | 0 | 0 | 0 | 0 | 0 | 0 | 0 | 0 | 0 | 0 | 0 | 0 | 0 | 0 | 0 | 0 | 0 | 0 | 0 | 0 | 0 | 0 | 0 | 0 | 0 | 0 | 0 | 0 | 0 | 0 | 0 | 0 | 0 | 0 | 0 | 0 | 0 | 0 | 0 | 0 | 0 | 0 | 0 | 0 | 0 | 0 | 0 | 0 | 0 | 0 | 0 | 0 | 0 | 0 | 0 | 0 | 0 | 0 | 0 | 0 | 0 | 0 | 0 | 0 | 0 | 0 | 0 | 0 | 0 | 0 | 0 | 0 | 0 | 0 | 0 | 0 | 0 | 0 | 0 | 0 | 0 | 0 | 0 | 0 | 0 | 0 | 0 | 0 | 0 | 0 | 0 | 0 | 0 | 0 | 0 | 0 | 0 | 0 | 0 | 0 | 0 | 0 | 0 | 0 | 0 | 0 | 0 | 0 | 0 | 0 | 0 | 0 | 0 | 0 | 0 | 0 | 0
0 | 0 | 0 | 0 | 0 | 0 | 0 | 0 | 0 | 0 | 0 | 0 | 0 | 0 | 0 | 0 | 0 | 0 | 0 | 0 | 0 | 0 | 0 | 0 | 0 | 0 | 0 | 0 | 0 | 0 | 0 | 0 | 0 | 0 | 0 | 0 | 0 | 0 | 0 | 0 | 0 | 0 | 0 | 0 | 0 | 0 | 0 | 0 | 0 | 0 | 0 | 0 | 0 | 0 | 0 | 0 | 0 | 0 | 0 | 0 | 0 | 0 | 0 | 0 | 0 | 0 | 0 | 0 | 0 | 0 | 0 | 0 | 0 | 0 | 0 | 0 | 0 | 0 | 0 | 0 | 0 | 0 | 0 | 0 | 0 | 0 | 0 | 0 | 0 | 0 | 0 | 0 | 0 | 0 | 0 | 0 | 0 | 0 | 0 | 0 | 0 | 0 | 0 | 0 | 0 | 0 | 0 | 0 | 0 | 0 | 0 | 0 | 0 | 0 | 0 | 0 | 0 | 0 | 0 | 0 | 0 | 0 | 0 | 0 | 0 | 0 | 0 | 0 | 0 | 0 | 0 | 0 | 0 | 0 | 0 | 0 | 0 | 0 | 0 | 0 | 0 | 0 | 0 | 0 | 0 | 0 | 0 | 0 | 0 | 0 | 0 | 0 | 0 | 0 | 0 | 0 | 0
0 | 0 | 0 | 0 | 0 | 0 | 0 | 0 | 0 | 0 | 0 | 0 | 0 | 0 | 0 | 0 | 0 | 0 | 0 | 0 | 0 | 0 | 0 | 0 | 0 | 0 | 0 | 0 | 0 | 0 | 0 | 0 | 0 | 0 | 0 | 0 | 0 | 0 | 0 | 0 | 0 | 0 | 0 | 0 | 0 | 0 | 0 | 0 | 0 | 0 | 0 | 0 | 0 | 0 | 0 | 0 | 0 | 0 | 0 | 0 | 0 | 0 | 0 | 0 | 0 | 0 | 0 | 0 | 0 | 0 | 0 | 0 | 0 | 0 | 0 | 0 | 0 | 0 | 0 | 0 | 0 | 0 | 0 | 0 | 0 | 0 | 0 | 0 | 0 | 0 | 0 | 0 | 0 | 0 | 0 | 0 | 0 | 0 | 0 | 0 | 0 | 0 | 0 | 0 | 0 | 0 | 0 | 0 | 0 | 0 | 0 | 0 | 0 | 0 | 0 | 0 | 0 | 0 | 0 | 0 | 0 | 0 | 0 | 0 | 0 | 0 | 0 | 0 | 0 | 0 | 0 | 0 | 0 | 0 | 0 | 0 | 0 | 0 | 0 | 0 | 0 | 0 | 0 | 0 | 0 | 0 | 0 | 0 | 0 | 0 | 0 | 0 | 0 | 0 | 0 | 0 | 0
0 | 0 | 0 | 0 | 0 | 0 | 0 | 0 | 0 | 0 | 0 | 0 | 0 | 0 | 0 | 0 | 0 | 0 | 0 | 0 | 0 | 0 | 0 | 0 | 0 | 0 | 0 | 0 | 0 | 0 | 0 | 0 | 0 | 0 | 0 | 0 | 0 | 0 | 0 | 0 | 0 | 0 | 0 | 0 | 0 | 0 | 0 | 0 | 0 | 0 | 0 | 0 | 0 | 0 | 0 | 0 | 0 | 0 | 0 | 0 | 0 | 0 | 0 | 0 | 0 | 0 | 0 | 0 | 0 | 0 | 0 | 0 | 0 | 0 | 0 | 0 | 0 | 0 | 0 | 0 | 0 | 0 | 0 | 0 | 0 | 0 | 0 | 0 | 0 | 0 | 0 | 0 | 0 | 0 | 0 | 0 | 0 | 0 | 0 | 0 | 0 | 0 | 0 | 0 | 0 | 0 | 0 | 0 | 0 | 0 | 0 | 0 | 0 | 0 | 0 | 0 | 0 | 0 | 0 | 0 | 0 | 0 | 0 | 0 | 0 | 0 | 0 | 0 | 0 | 0 | 0 | 0 | 0 | 0 | 0 | 0 | 0 | 0 | 0 | 0 | 0 | 0 | 0 | 0 | 0 | 0 | 0 | 0 | 0 | 0 | 0 | 0 | 0 | 0 | 0 | 0 | 0
0 | 0 | 0 | 0 | 0 | 0 | 0 | 0 | 0 | 0 | 0 | 0 | 0 | 0 | 0 | 0 | 0 | 0 | 0 | 0 | 0 | 0 | 0 | 0 | 0 | 0 | 0 | 0 | 0 | 0 | 0 | 0 | 0 | 0 | 0 | 0 | 0 | 0 | 0 | 0 | 0 | 0 | 0 | 0 | 0 | 0 | 0 | 0 | 0 | 0 | 0 | 0 | 0 | 0 | 0 | 0 | 0 | 0 | 0 | 0 | 0 | 0 | 0 | 0 | 0 | 0 | 0 | 0 | 0 | 0 | 0 | 0 | 0 | 0 | 0 | 0 | 0 | 0 | 0 | 0 | 0 | 0 | 0 | 0 | 0 | 0 | 0 | 0 | 0 | 0 | 0 | 0 | 0 | 0 | 0 | 0 | 0 | 0 | 0 | 0 | 0 | 0 | 0 | 0 | 0 | 0 | 0 | 0 | 0 | 0 | 0 | 0 | 0 | 0 | 0 | 0 | 0 | 0 | 0 | 0 | 0 | 0 | 0 | 0 | 0 | 0 | 0 | 0 | 0 | 0 | 0 | 0 | 0 | 0 | 0 | 0 | 0 | 0 | 0 | 0 | 0 | 0 | 0 | 0 | 0 | 0 | 0 | 0 | 0 | 0 | 0 | 0 | 0 | 0 | 0 | 0 | 0
0 | 0 | 0 | 0 | 0 | 0 | 0 | 0 | 0 | 0 | 0 | 0 | 0 | 0 | 0 | 0 | 0 | 0 | 0 | 0 | 0 | 0 | 0 | 0 | 0 | 0 | 0 | 0 | 0 | 0 | 0 | 0 | 0 | 0 | 0 | 0 | 0 | 0 | 0 | 0 | 0 | 0 | 0 | 0 | 0 | 0 | 0 | 0 | 0 | 0 | 0 | 0 | 0 | 0 | 0 | 0 | 0 | 0 | 0 | 0 | 0 | 0 | 0 | 0 | 0 | 0 | 0 | 0 | 0 | 0 | 0 | 0 | 0 | 0 | 0 | 0 | 0 | 0 | 0 | 0 | 0 | 0 | 0 | 0 | 0 | 0 | 0 | 0 | 0 | 0 | 0 | 0 | 0 | 0 | 0 | 0 | 0 | 0 | 0 | 0 | 0 | 0 | 0 | 0 | 0 | 0 | 0 | 0 | 0 | 0 | 0 | 0 | 0 | 0 | 0 | 0 | 0 | 0 | 0 | 0 | 0 | 0 | 0 | 0 | 0 | 0 | 0 | 0 | 0 | 0 | 0 | 0 | 0 | 0 | 0 | 0 | 0 | 0 | 0 | 0 | 0 | 0 | 0 | 0 | 0 | 0 | 0 | 0 | 0 | 0 | 0 | 0 | 0 | 0 | 0 | 0 | 0
0 | 0 | 0 | 0 | 0 | 0 | 0 | 0 | 0 | 0 | 0 | 0 | 0 | 0 | 0 | 0 | 0 | 0 | 0 | 0 | 0 | 0 | 0 | 0 | 0 | 0 | 0 | 0 | 0 | 0 | 0 | 0 | 0 | 0 | 0 | 0 | 0 | 0 | 0 | 0 | 0 | 0 | 0 | 0 | 0 | 0 | 0 | 0 | 0 | 0 | 0 | 0 | 0 | 0 | 0 | 0 | 0 | 0 | 0 | 0 | 0 | 0 | 0 | 0 | 0 | 0 | 0 | 0 | 0 | 0 | 0 | 0 | 0 | 0 | 0 | 0 | 0 | 0 | 0 | 0 | 0 | 0 | 0 | 0 | 0 | 0 | 0 | 0 | 0 | 0 | 0 | 0 | 0 | 0 | 0 | 0 | 0 | 0 | 0 | 0 | 0 | 0 | 0 | 0 | 0 | 0 | 0 | 0 | 0 | 0 | 0 | 0 | 0 | 0 | 0 | 0 | 0 | 0 | 0 | 0 | 0 | 0 | 0 | 0 | 0 | 0 | 0 | 0 | 0 | 0 | 0 | 0 | 0 | 0 | 0 | 0 | 0 | 0 | 0 | 0 | 0 | 0 | 0 | 0 | 0 | 0 | 0 | 0 | 0 | 0 | 0 | 0 | 0 | 0 | 0 | 0 | 0

## Utilisation profile
Asset calcs
|  |  |  | Uth | Remaining Util
ID | ID | ID | EDB ID |  | 0.5 | 1.5 | 2.5 | 3.5 | 4.5 | 5.5 | 6.5 | 7.5 | 8.5 | 9.5 | 10.5 | 11.5 | 12.5 | 13.5 | 14.5 | 15.5 | 16.5 | 17.5 | 18.5 | 19.5 | 20.5 | 21.5 | 22.5 | 23.5 | 24.5 | 25.5 | 26.5 | 27.5 | 28.5 | 29.5 | 30.5 | 31.5 | 32.5 | 33.5 | 34.5 | 35.5 | 36.5 | 37.5 | 38.5 | 39.5 | 40.5 | 41.5 | 42.5 | 43.5 | 44.5 | 45.5 | 46.5 | 47.5 | 48.5 | 49.5 | 50.5 | 51.5 | 52.5 | 53.5 | 54.5 | 55.5 | 56.5 | 57.5 | 58.5 | 59.5 | 60.5 | 61.5 | 62.5 | 63.5 | 64.5 | 65.5 | 66.5 | 67.5 | 68.5 | 69.5 | 70.5 | 71.5 | 72.5 | 73.5 | 74.5 | 75.5 | 76.5 | 77.5 | 78.5 | 79.5 | 80.5 | 81.5 | 82.5 | 83.5 | 84.5 | 85.5 | 86.5 | 87.5 | 88.5 | 89.5 | 90.5 | 91.5 | 92.5 | 93.5 | 94.5 | 95.5 | 96.5 | 97.5 | 98.5 | 99.5 | 100.5 | 101.5 | 102.5 | 103.5 | 104.5 | 105.5 | 106.5 | 107.5 | 108.5 | 109.5 | 110.5 | 111.5 | 112.5 | 113.5 | 114.5 | 115.5 | 116.5 | 117.5 | 118.5 | 119.5 | 120.5 | 121.5 | 122.5 | 123.5 | 124.5 | 125.5 | 126.5 | 127.5 | 128.5 | 129.5 | 130.5 | 131.5 | 132.5 | 133.5 | 134.5 | 135.5 | 136.5 | 137.5 | 138.5 | 139.5 | 140.5 | 141.5 | 142.5 | 143.5 | 144.5 | 145.5 | 146.5 | 147.5 | 148.5 | 149.5 | 150.5 | 151.5
1 |  |  | Sub-transmission lines
2 |  |  | Sub-transmission substations
3 |  |  | Zone substations
4 |  |  | Distribution feeders - CBD
5 |  |  | Distribution feeders - Urban
6 |  |  | Distribution feeders - Short rural
7 |  |  | Distribution feeders - Long rural
8 |  |  | Distribution substations - CBD
9 |  |  | Distribution substations - Urban
10 |  |  | Distribution substations - Short rural
11 |  |  | Distribution substations - Long rural
12 |  |  | 0
Total
EDB categories
0 | 0 | 0 | 0 | 0 | 0 | 0 | 0 | 0 | 0 | 0 | 0 | 0 | 0 | 0 | 0 | 0 | 0 | 0 | 0 | 0 | 0 | 0 | 0 | 0 | 0 | 0 | 0 | 0 | 0 | 0 | 0 | 0 | 0 | 0 | 0 | 0 | 0 | 0 | 0 | 0 | 0 | 0 | 0 | 0 | 0 | 0 | 0 | 0 | 0 | 0 | 0 | 0 | 0 | 0 | 0 | 0 | 0 | 0 | 0 | 0 | 0 | 0 | 0 | 0 | 0 | 0 | 0 | 0 | 0 | 0 | 0 | 0 | 0 | 0 | 0 | 0 | 0 | 0 | 0 | 0 | 0 | 0 | 0 | 0 | 0 | 0 | 0 | 0 | 0 | 0 | 0 | 0 | 0 | 0 | 0 | 0 | 0 | 0 | 0 | 0 | 0 | 0 | 0 | 0 | 0 | 0 | 0 | 0 | 0 | 0 | 0 | 0 | 0 | 0 | 0 | 0 | 0 | 0 | 0 | 0 | 0 | 0 | 0 | 0 | 0 | 0 | 0 | 0 | 0 | 0 | 0 | 0 | 0 | 0 | 0 | 0 | 0 | 0 | 0 | 0 | 0 | 0 | 0 | 0 | 0 | 0 | 0 | 0 | 0 | 0 | 0 | 0 | 0 | 0 | 0 | 0
0 | 0 | 0 | 0 | 0 | 0 | 0 | 0 | 0 | 0 | 0 | 0 | 0 | 0 | 0 | 0 | 0 | 0 | 0 | 0 | 0 | 0 | 0 | 0 | 0 | 0 | 0 | 0 | 0 | 0 | 0 | 0 | 0 | 0 | 0 | 0 | 0 | 0 | 0 | 0 | 0 | 0 | 0 | 0 | 0 | 0 | 0 | 0 | 0 | 0 | 0 | 0 | 0 | 0 | 0 | 0 | 0 | 0 | 0 | 0 | 0 | 0 | 0 | 0 | 0 | 0 | 0 | 0 | 0 | 0 | 0 | 0 | 0 | 0 | 0 | 0 | 0 | 0 | 0 | 0 | 0 | 0 | 0 | 0 | 0 | 0 | 0 | 0 | 0 | 0 | 0 | 0 | 0 | 0 | 0 | 0 | 0 | 0 | 0 | 0 | 0 | 0 | 0 | 0 | 0 | 0 | 0 | 0 | 0 | 0 | 0 | 0 | 0 | 0 | 0 | 0 | 0 | 0 | 0 | 0 | 0 | 0 | 0 | 0 | 0 | 0 | 0 | 0 | 0 | 0 | 0 | 0 | 0 | 0 | 0 | 0 | 0 | 0 | 0 | 0 | 0 | 0 | 0 | 0 | 0 | 0 | 0 | 0 | 0 | 0 | 0 | 0 | 0 | 0 | 0 | 0 | 0
1 | 0 | 0 | SubTx Lines - Radial | 100 | 100 | 99 | 98 | 97 | 96 | 95 | 94 | 93 | 92 | 91 | 90 | 89 | 88 | 87 | 86 | 85 | 84 | 83 | 82 | 81 | 80 | 79 | 78 | 77 | 76 | 75 | 74 | 73 | 72 | 71 | 70 | 69 | 68 | 67 | 66 | 65 | 64 | 63 | 62 | 61 | 60 | 59 | 58 | 57 | 56 | 55 | 54 | 53 | 52 | 51 | 50 | 49 | 48 | 47 | 46 | 45 | 44 | 43 | 42 | 41 | 40 | 39 | 38 | 37 | 36 | 35 | 34 | 33 | 32 | 31 | 30 | 29 | 28 | 27 | 26 | 25 | 24 | 23 | 22 | 21 | 20 | 19 | 18 | 17 | 16 | 15 | 14 | 13 | 12 | 11 | 10 | 9 | 8 | 7 | 6 | 5 | 4 | 3 | 2 | 1 | 0 | -1 | -2 | -3 | -4 | -5 | -6 | -7 | -8 | -9 | -10 | -11 | -12 | -13 | -14 | -15 | -16 | -17 | -18 | -19 | -20 | -21 | -22 | -23 | -24 | -25 | -26 | -27 | -28 | -29 | -30 | -31 | -32 | -33 | -34 | -35 | -36 | -37 | -38 | -39 | -40 | -41 | -42 | -43 | -44 | -45 | -46 | -47 | -48 | -49 | -50 | -51
1 | 0 | 0 | SubTx Lines - Meshed | 65 | 65 | 64 | 63 | 62 | 61 | 60 | 59 | 58 | 57 | 56 | 55 | 54 | 53 | 52 | 51 | 50 | 49 | 48 | 47 | 46 | 45 | 44 | 43 | 42 | 41 | 40 | 39 | 38 | 37 | 36 | 35 | 34 | 33 | 32 | 31 | 30 | 29 | 28 | 27 | 26 | 25 | 24 | 23 | 22 | 21 | 20 | 19 | 18 | 17 | 16 | 15 | 14 | 13 | 12 | 11 | 10 | 9 | 8 | 7 | 6 | 5 | 4 | 3 | 2 | 1 | 0 | -1 | -2 | -3 | -4 | -5 | -6 | -7 | -8 | -9 | -10 | -11 | -12 | -13 | -14 | -15 | -16 | -17 | -18 | -19 | -20 | -21 | -22 | -23 | -24 | -25 | -26 | -27 | -28 | -29 | -30 | -31 | -32 | -33 | -34 | -35 | -36 | -37 | -38 | -39 | -40 | -41 | -42 | -43 | -44 | -45 | -46 | -47 | -48 | -49 | -50 | -51 | -52 | -53 | -54 | -55 | -56 | -57 | -58 | -59 | -60 | -61 | -62 | -63 | -64 | -65 | -66 | -67 | -68 | -69 | -70 | -71 | -72 | -73 | -74 | -75 | -76 | -77 | -78 | -79 | -80 | -81 | -82 | -83 | -84 | -85 | -86
1 | 0 | 0 | SubTx Lines - CBD | 65 | 65 | 64 | 63 | 62 | 61 | 60 | 59 | 58 | 57 | 56 | 55 | 54 | 53 | 52 | 51 | 50 | 49 | 48 | 47 | 46 | 45 | 44 | 43 | 42 | 41 | 40 | 39 | 38 | 37 | 36 | 35 | 34 | 33 | 32 | 31 | 30 | 29 | 28 | 27 | 26 | 25 | 24 | 23 | 22 | 21 | 20 | 19 | 18 | 17 | 16 | 15 | 14 | 13 | 12 | 11 | 10 | 9 | 8 | 7 | 6 | 5 | 4 | 3 | 2 | 1 | 0 | -1 | -2 | -3 | -4 | -5 | -6 | -7 | -8 | -9 | -10 | -11 | -12 | -13 | -14 | -15 | -16 | -17 | -18 | -19 | -20 | -21 | -22 | -23 | -24 | -25 | -26 | -27 | -28 | -29 | -30 | -31 | -32 | -33 | -34 | -35 | -36 | -37 | -38 | -39 | -40 | -41 | -42 | -43 | -44 | -45 | -46 | -47 | -48 | -49 | -50 | -51 | -52 | -53 | -54 | -55 | -56 | -57 | -58 | -59 | -60 | -61 | -62 | -63 | -64 | -65 | -66 | -67 | -68 | -69 | -70 | -71 | -72 | -73 | -74 | -75 | -76 | -77 | -78 | -79 | -80 | -81 | -82 | -83 | -84 | -85 | -86
2 | 0 | 0 | SubTx Substations | 65 | 65 | 64 | 63 | 62 | 61 | 60 | 59 | 58 | 57 | 56 | 55 | 54 | 53 | 52 | 51 | 50 | 49 | 48 | 47 | 46 | 45 | 44 | 43 | 42 | 41 | 40 | 39 | 38 | 37 | 36 | 35 | 34 | 33 | 32 | 31 | 30 | 29 | 28 | 27 | 26 | 25 | 24 | 23 | 22 | 21 | 20 | 19 | 18 | 17 | 16 | 15 | 14 | 13 | 12 | 11 | 10 | 9 | 8 | 7 | 6 | 5 | 4 | 3 | 2 | 1 | 0 | -1 | -2 | -3 | -4 | -5 | -6 | -7 | -8 | -9 | -10 | -11 | -12 | -13 | -14 | -15 | -16 | -17 | -18 | -19 | -20 | -21 | -22 | -23 | -24 | -25 | -26 | -27 | -28 | -29 | -30 | -31 | -32 | -33 | -34 | -35 | -36 | -37 | -38 | -39 | -40 | -41 | -42 | -43 | -44 | -45 | -46 | -47 | -48 | -49 | -50 | -51 | -52 | -53 | -54 | -55 | -56 | -57 | -58 | -59 | -60 | -61 | -62 | -63 | -64 | -65 | -66 | -67 | -68 | -69 | -70 | -71 | -72 | -73 | -74 | -75 | -76 | -77 | -78 | -79 | -80 | -81 | -82 | -83 | -84 | -85 | -86
3 | 0 | 0 | Zone Substations - Urban | 65 | 65 | 64 | 63 | 62 | 61 | 60 | 59 | 58 | 57 | 56 | 55 | 54 | 53 | 52 | 51 | 50 | 49 | 48 | 47 | 46 | 45 | 44 | 43 | 42 | 41 | 40 | 39 | 38 | 37 | 36 | 35 | 34 | 33 | 32 | 31 | 30 | 29 | 28 | 27 | 26 | 25 | 24 | 23 | 22 | 21 | 20 | 19 | 18 | 17 | 16 | 15 | 14 | 13 | 12 | 11 | 10 | 9 | 8 | 7 | 6 | 5 | 4 | 3 | 2 | 1 | 0 | -1 | -2 | -3 | -4 | -5 | -6 | -7 | -8 | -9 | -10 | -11 | -12 | -13 | -14 | -15 | -16 | -17 | -18 | -19 | -20 | -21 | -22 | -23 | -24 | -25 | -26 | -27 | -28 | -29 | -30 | -31 | -32 | -33 | -34 | -35 | -36 | -37 | -38 | -39 | -40 | -41 | -42 | -43 | -44 | -45 | -46 | -47 | -48 | -49 | -50 | -51 | -52 | -53 | -54 | -55 | -56 | -57 | -58 | -59 | -60 | -61 | -62 | -63 | -64 | -65 | -66 | -67 | -68 | -69 | -70 | -71 | -72 | -73 | -74 | -75 | -76 | -77 | -78 | -79 | -80 | -81 | -82 | -83 | -84 | -85 | -86
3 | 0 | 0 | Zone Substations - Rural | 82 | 82 | 81 | 80 | 79 | 78 | 77 | 76 | 75 | 74 | 73 | 72 | 71 | 70 | 69 | 68 | 67 | 66 | 65 | 64 | 63 | 62 | 61 | 60 | 59 | 58 | 57 | 56 | 55 | 54 | 53 | 52 | 51 | 50 | 49 | 48 | 47 | 46 | 45 | 44 | 43 | 42 | 41 | 40 | 39 | 38 | 37 | 36 | 35 | 34 | 33 | 32 | 31 | 30 | 29 | 28 | 27 | 26 | 25 | 24 | 23 | 22 | 21 | 20 | 19 | 18 | 17 | 16 | 15 | 14 | 13 | 12 | 11 | 10 | 9 | 8 | 7 | 6 | 5 | 4 | 3 | 2 | 1 | 0 | -1 | -2 | -3 | -4 | -5 | -6 | -7 | -8 | -9 | -10 | -11 | -12 | -13 | -14 | -15 | -16 | -17 | -18 | -19 | -20 | -21 | -22 | -23 | -24 | -25 | -26 | -27 | -28 | -29 | -30 | -31 | -32 | -33 | -34 | -35 | -36 | -37 | -38 | -39 | -40 | -41 | -42 | -43 | -44 | -45 | -46 | -47 | -48 | -49 | -50 | -51 | -52 | -53 | -54 | -55 | -56 | -57 | -58 | -59 | -60 | -61 | -62 | -63 | -64 | -65 | -66 | -67 | -68 | -69
4 | 0 | 0 | Distribution Feeders - CBD | 80 | 80 | 79 | 78 | 77 | 76 | 75 | 74 | 73 | 72 | 71 | 70 | 69 | 68 | 67 | 66 | 65 | 64 | 63 | 62 | 61 | 60 | 59 | 58 | 57 | 56 | 55 | 54 | 53 | 52 | 51 | 50 | 49 | 48 | 47 | 46 | 45 | 44 | 43 | 42 | 41 | 40 | 39 | 38 | 37 | 36 | 35 | 34 | 33 | 32 | 31 | 30 | 29 | 28 | 27 | 26 | 25 | 24 | 23 | 22 | 21 | 20 | 19 | 18 | 17 | 16 | 15 | 14 | 13 | 12 | 11 | 10 | 9 | 8 | 7 | 6 | 5 | 4 | 3 | 2 | 1 | 0 | -1 | -2 | -3 | -4 | -5 | -6 | -7 | -8 | -9 | -10 | -11 | -12 | -13 | -14 | -15 | -16 | -17 | -18 | -19 | -20 | -21 | -22 | -23 | -24 | -25 | -26 | -27 | -28 | -29 | -30 | -31 | -32 | -33 | -34 | -35 | -36 | -37 | -38 | -39 | -40 | -41 | -42 | -43 | -44 | -45 | -46 | -47 | -48 | -49 | -50 | -51 | -52 | -53 | -54 | -55 | -56 | -57 | -58 | -59 | -60 | -61 | -62 | -63 | -64 | -65 | -66 | -67 | -68 | -69 | -70 | -71
5 | 0 | 0 | Distribution Feeders - Urban | 100 | 100 | 99 | 98 | 97 | 96 | 95 | 94 | 93 | 92 | 91 | 90 | 89 | 88 | 87 | 86 | 85 | 84 | 83 | 82 | 81 | 80 | 79 | 78 | 77 | 76 | 75 | 74 | 73 | 72 | 71 | 70 | 69 | 68 | 67 | 66 | 65 | 64 | 63 | 62 | 61 | 60 | 59 | 58 | 57 | 56 | 55 | 54 | 53 | 52 | 51 | 50 | 49 | 48 | 47 | 46 | 45 | 44 | 43 | 42 | 41 | 40 | 39 | 38 | 37 | 36 | 35 | 34 | 33 | 32 | 31 | 30 | 29 | 28 | 27 | 26 | 25 | 24 | 23 | 22 | 21 | 20 | 19 | 18 | 17 | 16 | 15 | 14 | 13 | 12 | 11 | 10 | 9 | 8 | 7 | 6 | 5 | 4 | 3 | 2 | 1 | 0 | -1 | -2 | -3 | -4 | -5 | -6 | -7 | -8 | -9 | -10 | -11 | -12 | -13 | -14 | -15 | -16 | -17 | -18 | -19 | -20 | -21 | -22 | -23 | -24 | -25 | -26 | -27 | -28 | -29 | -30 | -31 | -32 | -33 | -34 | -35 | -36 | -37 | -38 | -39 | -40 | -41 | -42 | -43 | -44 | -45 | -46 | -47 | -48 | -49 | -50 | -51
6 | 0 | 0 | Distribution Feeders - Short Rural | 100 | 100 | 99 | 98 | 97 | 96 | 95 | 94 | 93 | 92 | 91 | 90 | 89 | 88 | 87 | 86 | 85 | 84 | 83 | 82 | 81 | 80 | 79 | 78 | 77 | 76 | 75 | 74 | 73 | 72 | 71 | 70 | 69 | 68 | 67 | 66 | 65 | 64 | 63 | 62 | 61 | 60 | 59 | 58 | 57 | 56 | 55 | 54 | 53 | 52 | 51 | 50 | 49 | 48 | 47 | 46 | 45 | 44 | 43 | 42 | 41 | 40 | 39 | 38 | 37 | 36 | 35 | 34 | 33 | 32 | 31 | 30 | 29 | 28 | 27 | 26 | 25 | 24 | 23 | 22 | 21 | 20 | 19 | 18 | 17 | 16 | 15 | 14 | 13 | 12 | 11 | 10 | 9 | 8 | 7 | 6 | 5 | 4 | 3 | 2 | 1 | 0 | -1 | -2 | -3 | -4 | -5 | -6 | -7 | -8 | -9 | -10 | -11 | -12 | -13 | -14 | -15 | -16 | -17 | -18 | -19 | -20 | -21 | -22 | -23 | -24 | -25 | -26 | -27 | -28 | -29 | -30 | -31 | -32 | -33 | -34 | -35 | -36 | -37 | -38 | -39 | -40 | -41 | -42 | -43 | -44 | -45 | -46 | -47 | -48 | -49 | -50 | -51
7 | 0 | 0 | Distribution Feeders - Long Rural | 100 | 100 | 99 | 98 | 97 | 96 | 95 | 94 | 93 | 92 | 91 | 90 | 89 | 88 | 87 | 86 | 85 | 84 | 83 | 82 | 81 | 80 | 79 | 78 | 77 | 76 | 75 | 74 | 73 | 72 | 71 | 70 | 69 | 68 | 67 | 66 | 65 | 64 | 63 | 62 | 61 | 60 | 59 | 58 | 57 | 56 | 55 | 54 | 53 | 52 | 51 | 50 | 49 | 48 | 47 | 46 | 45 | 44 | 43 | 42 | 41 | 40 | 39 | 38 | 37 | 36 | 35 | 34 | 33 | 32 | 31 | 30 | 29 | 28 | 27 | 26 | 25 | 24 | 23 | 22 | 21 | 20 | 19 | 18 | 17 | 16 | 15 | 14 | 13 | 12 | 11 | 10 | 9 | 8 | 7 | 6 | 5 | 4 | 3 | 2 | 1 | 0 | -1 | -2 | -3 | -4 | -5 | -6 | -7 | -8 | -9 | -10 | -11 | -12 | -13 | -14 | -15 | -16 | -17 | -18 | -19 | -20 | -21 | -22 | -23 | -24 | -25 | -26 | -27 | -28 | -29 | -30 | -31 | -32 | -33 | -34 | -35 | -36 | -37 | -38 | -39 | -40 | -41 | -42 | -43 | -44 | -45 | -46 | -47 | -48 | -49 | -50 | -51
8 | 0 | 0 | Distribution Substations - CBD | 100 | 100 | 99 | 98 | 97 | 96 | 95 | 94 | 93 | 92 | 91 | 90 | 89 | 88 | 87 | 86 | 85 | 84 | 83 | 82 | 81 | 80 | 79 | 78 | 77 | 76 | 75 | 74 | 73 | 72 | 71 | 70 | 69 | 68 | 67 | 66 | 65 | 64 | 63 | 62 | 61 | 60 | 59 | 58 | 57 | 56 | 55 | 54 | 53 | 52 | 51 | 50 | 49 | 48 | 47 | 46 | 45 | 44 | 43 | 42 | 41 | 40 | 39 | 38 | 37 | 36 | 35 | 34 | 33 | 32 | 31 | 30 | 29 | 28 | 27 | 26 | 25 | 24 | 23 | 22 | 21 | 20 | 19 | 18 | 17 | 16 | 15 | 14 | 13 | 12 | 11 | 10 | 9 | 8 | 7 | 6 | 5 | 4 | 3 | 2 | 1 | 0 | -1 | -2 | -3 | -4 | -5 | -6 | -7 | -8 | -9 | -10 | -11 | -12 | -13 | -14 | -15 | -16 | -17 | -18 | -19 | -20 | -21 | -22 | -23 | -24 | -25 | -26 | -27 | -28 | -29 | -30 | -31 | -32 | -33 | -34 | -35 | -36 | -37 | -38 | -39 | -40 | -41 | -42 | -43 | -44 | -45 | -46 | -47 | -48 | -49 | -50 | -51
9 | 0 | 0 | Distribution substations - Urban Pole | 130 | 130 | 129 | 128 | 127 | 126 | 125 | 124 | 123 | 122 | 121 | 120 | 119 | 118 | 117 | 116 | 115 | 114 | 113 | 112 | 111 | 110 | 109 | 108 | 107 | 106 | 105 | 104 | 103 | 102 | 101 | 100 | 99 | 98 | 97 | 96 | 95 | 94 | 93 | 92 | 91 | 90 | 89 | 88 | 87 | 86 | 85 | 84 | 83 | 82 | 81 | 80 | 79 | 78 | 77 | 76 | 75 | 74 | 73 | 72 | 71 | 70 | 69 | 68 | 67 | 66 | 65 | 64 | 63 | 62 | 61 | 60 | 59 | 58 | 57 | 56 | 55 | 54 | 53 | 52 | 51 | 50 | 49 | 48 | 47 | 46 | 45 | 44 | 43 | 42 | 41 | 40 | 39 | 38 | 37 | 36 | 35 | 34 | 33 | 32 | 31 | 30 | 29 | 28 | 27 | 26 | 25 | 24 | 23 | 22 | 21 | 20 | 19 | 18 | 17 | 16 | 15 | 14 | 13 | 12 | 11 | 10 | 9 | 8 | 7 | 6 | 5 | 4 | 3 | 2 | 1 | 0 | -1 | -2 | -3 | -4 | -5 | -6 | -7 | -8 | -9 | -10 | -11 | -12 | -13 | -14 | -15 | -16 | -17 | -18 | -19 | -20 | -21
9 | 0 | 0 | Distribution substations - Urban Pad | 100 | 100 | 99 | 98 | 97 | 96 | 95 | 94 | 93 | 92 | 91 | 90 | 89 | 88 | 87 | 86 | 85 | 84 | 83 | 82 | 81 | 80 | 79 | 78 | 77 | 76 | 75 | 74 | 73 | 72 | 71 | 70 | 69 | 68 | 67 | 66 | 65 | 64 | 63 | 62 | 61 | 60 | 59 | 58 | 57 | 56 | 55 | 54 | 53 | 52 | 51 | 50 | 49 | 48 | 47 | 46 | 45 | 44 | 43 | 42 | 41 | 40 | 39 | 38 | 37 | 36 | 35 | 34 | 33 | 32 | 31 | 30 | 29 | 28 | 27 | 26 | 25 | 24 | 23 | 22 | 21 | 20 | 19 | 18 | 17 | 16 | 15 | 14 | 13 | 12 | 11 | 10 | 9 | 8 | 7 | 6 | 5 | 4 | 3 | 2 | 1 | 0 | -1 | -2 | -3 | -4 | -5 | -6 | -7 | -8 | -9 | -10 | -11 | -12 | -13 | -14 | -15 | -16 | -17 | -18 | -19 | -20 | -21 | -22 | -23 | -24 | -25 | -26 | -27 | -28 | -29 | -30 | -31 | -32 | -33 | -34 | -35 | -36 | -37 | -38 | -39 | -40 | -41 | -42 | -43 | -44 | -45 | -46 | -47 | -48 | -49 | -50 | -51
10 | 0 | 0 | Distribution substations - Short rural | 130 | 130 | 129 | 128 | 127 | 126 | 125 | 124 | 123 | 122 | 121 | 120 | 119 | 118 | 117 | 116 | 115 | 114 | 113 | 112 | 111 | 110 | 109 | 108 | 107 | 106 | 105 | 104 | 103 | 102 | 101 | 100 | 99 | 98 | 97 | 96 | 95 | 94 | 93 | 92 | 91 | 90 | 89 | 88 | 87 | 86 | 85 | 84 | 83 | 82 | 81 | 80 | 79 | 78 | 77 | 76 | 75 | 74 | 73 | 72 | 71 | 70 | 69 | 68 | 67 | 66 | 65 | 64 | 63 | 62 | 61 | 60 | 59 | 58 | 57 | 56 | 55 | 54 | 53 | 52 | 51 | 50 | 49 | 48 | 47 | 46 | 45 | 44 | 43 | 42 | 41 | 40 | 39 | 38 | 37 | 36 | 35 | 34 | 33 | 32 | 31 | 30 | 29 | 28 | 27 | 26 | 25 | 24 | 23 | 22 | 21 | 20 | 19 | 18 | 17 | 16 | 15 | 14 | 13 | 12 | 11 | 10 | 9 | 8 | 7 | 6 | 5 | 4 | 3 | 2 | 1 | 0 | -1 | -2 | -3 | -4 | -5 | -6 | -7 | -8 | -9 | -10 | -11 | -12 | -13 | -14 | -15 | -16 | -17 | -18 | -19 | -20 | -21
11 | 0 | 0 | Distribution substations - Long rural | 130 | 130 | 129 | 128 | 127 | 126 | 125 | 124 | 123 | 122 | 121 | 120 | 119 | 118 | 117 | 116 | 115 | 114 | 113 | 112 | 111 | 110 | 109 | 108 | 107 | 106 | 105 | 104 | 103 | 102 | 101 | 100 | 99 | 98 | 97 | 96 | 95 | 94 | 93 | 92 | 91 | 90 | 89 | 88 | 87 | 86 | 85 | 84 | 83 | 82 | 81 | 80 | 79 | 78 | 77 | 76 | 75 | 74 | 73 | 72 | 71 | 70 | 69 | 68 | 67 | 66 | 65 | 64 | 63 | 62 | 61 | 60 | 59 | 58 | 57 | 56 | 55 | 54 | 53 | 52 | 51 | 50 | 49 | 48 | 47 | 46 | 45 | 44 | 43 | 42 | 41 | 40 | 39 | 38 | 37 | 36 | 35 | 34 | 33 | 32 | 31 | 30 | 29 | 28 | 27 | 26 | 25 | 24 | 23 | 22 | 21 | 20 | 19 | 18 | 17 | 16 | 15 | 14 | 13 | 12 | 11 | 10 | 9 | 8 | 7 | 6 | 5 | 4 | 3 | 2 | 1 | 0 | -1 | -2 | -3 | -4 | -5 | -6 | -7 | -8 | -9 | -10 | -11 | -12 | -13 | -14 | -15 | -16 | -17 | -18 | -19 | -20 | -21
0 | 0 | 0 | 0 | 0 | 0 | 0 | 0 | 0 | 0 | 0 | 0 | 0 | 0 | 0 | 0 | 0 | 0 | 0 | 0 | 0 | 0 | 0 | 0 | 0 | 0 | 0 | 0 | 0 | 0 | 0 | 0 | 0 | 0 | 0 | 0 | 0 | 0 | 0 | 0 | 0 | 0 | 0 | 0 | 0 | 0 | 0 | 0 | 0 | 0 | 0 | 0 | 0 | 0 | 0 | 0 | 0 | 0 | 0 | 0 | 0 | 0 | 0 | 0 | 0 | 0 | 0 | 0 | 0 | 0 | 0 | 0 | 0 | 0 | 0 | 0 | 0 | 0 | 0 | 0 | 0 | 0 | 0 | 0 | 0 | 0 | 0 | 0 | 0 | 0 | 0 | 0 | 0 | 0 | 0 | 0 | 0 | 0 | 0 | 0 | 0 | 0 | 0 | 0 | 0 | 0 | 0 | 0 | 0 | 0 | 0 | 0 | 0 | 0 | 0 | 0 | 0 | 0 | 0 | 0 | 0 | 0 | 0 | 0 | 0 | 0 | 0 | 0 | 0 | 0 | 0 | 0 | 0 | 0 | 0 | 0 | 0 | 0 | 0 | 0 | 0 | 0 | 0 | 0 | 0 | 0 | 0 | 0 | 0 | 0 | 0 | 0 | 0 | 0 | 0 | 0 | 0
0 | 0 | 0 | 0 | 0 | 0 | 0 | 0 | 0 | 0 | 0 | 0 | 0 | 0 | 0 | 0 | 0 | 0 | 0 | 0 | 0 | 0 | 0 | 0 | 0 | 0 | 0 | 0 | 0 | 0 | 0 | 0 | 0 | 0 | 0 | 0 | 0 | 0 | 0 | 0 | 0 | 0 | 0 | 0 | 0 | 0 | 0 | 0 | 0 | 0 | 0 | 0 | 0 | 0 | 0 | 0 | 0 | 0 | 0 | 0 | 0 | 0 | 0 | 0 | 0 | 0 | 0 | 0 | 0 | 0 | 0 | 0 | 0 | 0 | 0 | 0 | 0 | 0 | 0 | 0 | 0 | 0 | 0 | 0 | 0 | 0 | 0 | 0 | 0 | 0 | 0 | 0 | 0 | 0 | 0 | 0 | 0 | 0 | 0 | 0 | 0 | 0 | 0 | 0 | 0 | 0 | 0 | 0 | 0 | 0 | 0 | 0 | 0 | 0 | 0 | 0 | 0 | 0 | 0 | 0 | 0 | 0 | 0 | 0 | 0 | 0 | 0 | 0 | 0 | 0 | 0 | 0 | 0 | 0 | 0 | 0 | 0 | 0 | 0 | 0 | 0 | 0 | 0 | 0 | 0 | 0 | 0 | 0 | 0 | 0 | 0 | 0 | 0 | 0 | 0 | 0 | 0
0 | 0 | 0 | 0 | 0 | 0 | 0 | 0 | 0 | 0 | 0 | 0 | 0 | 0 | 0 | 0 | 0 | 0 | 0 | 0 | 0 | 0 | 0 | 0 | 0 | 0 | 0 | 0 | 0 | 0 | 0 | 0 | 0 | 0 | 0 | 0 | 0 | 0 | 0 | 0 | 0 | 0 | 0 | 0 | 0 | 0 | 0 | 0 | 0 | 0 | 0 | 0 | 0 | 0 | 0 | 0 | 0 | 0 | 0 | 0 | 0 | 0 | 0 | 0 | 0 | 0 | 0 | 0 | 0 | 0 | 0 | 0 | 0 | 0 | 0 | 0 | 0 | 0 | 0 | 0 | 0 | 0 | 0 | 0 | 0 | 0 | 0 | 0 | 0 | 0 | 0 | 0 | 0 | 0 | 0 | 0 | 0 | 0 | 0 | 0 | 0 | 0 | 0 | 0 | 0 | 0 | 0 | 0 | 0 | 0 | 0 | 0 | 0 | 0 | 0 | 0 | 0 | 0 | 0 | 0 | 0 | 0 | 0 | 0 | 0 | 0 | 0 | 0 | 0 | 0 | 0 | 0 | 0 | 0 | 0 | 0 | 0 | 0 | 0 | 0 | 0 | 0 | 0 | 0 | 0 | 0 | 0 | 0 | 0 | 0 | 0 | 0 | 0 | 0 | 0 | 0 | 0
0 | 0 | 0 | 0 | 0 | 0 | 0 | 0 | 0 | 0 | 0 | 0 | 0 | 0 | 0 | 0 | 0 | 0 | 0 | 0 | 0 | 0 | 0 | 0 | 0 | 0 | 0 | 0 | 0 | 0 | 0 | 0 | 0 | 0 | 0 | 0 | 0 | 0 | 0 | 0 | 0 | 0 | 0 | 0 | 0 | 0 | 0 | 0 | 0 | 0 | 0 | 0 | 0 | 0 | 0 | 0 | 0 | 0 | 0 | 0 | 0 | 0 | 0 | 0 | 0 | 0 | 0 | 0 | 0 | 0 | 0 | 0 | 0 | 0 | 0 | 0 | 0 | 0 | 0 | 0 | 0 | 0 | 0 | 0 | 0 | 0 | 0 | 0 | 0 | 0 | 0 | 0 | 0 | 0 | 0 | 0 | 0 | 0 | 0 | 0 | 0 | 0 | 0 | 0 | 0 | 0 | 0 | 0 | 0 | 0 | 0 | 0 | 0 | 0 | 0 | 0 | 0 | 0 | 0 | 0 | 0 | 0 | 0 | 0 | 0 | 0 | 0 | 0 | 0 | 0 | 0 | 0 | 0 | 0 | 0 | 0 | 0 | 0 | 0 | 0 | 0 | 0 | 0 | 0 | 0 | 0 | 0 | 0 | 0 | 0 | 0 | 0 | 0 | 0 | 0 | 0 | 0
0 | 0 | 0 | 0 | 0 | 0 | 0 | 0 | 0 | 0 | 0 | 0 | 0 | 0 | 0 | 0 | 0 | 0 | 0 | 0 | 0 | 0 | 0 | 0 | 0 | 0 | 0 | 0 | 0 | 0 | 0 | 0 | 0 | 0 | 0 | 0 | 0 | 0 | 0 | 0 | 0 | 0 | 0 | 0 | 0 | 0 | 0 | 0 | 0 | 0 | 0 | 0 | 0 | 0 | 0 | 0 | 0 | 0 | 0 | 0 | 0 | 0 | 0 | 0 | 0 | 0 | 0 | 0 | 0 | 0 | 0 | 0 | 0 | 0 | 0 | 0 | 0 | 0 | 0 | 0 | 0 | 0 | 0 | 0 | 0 | 0 | 0 | 0 | 0 | 0 | 0 | 0 | 0 | 0 | 0 | 0 | 0 | 0 | 0 | 0 | 0 | 0 | 0 | 0 | 0 | 0 | 0 | 0 | 0 | 0 | 0 | 0 | 0 | 0 | 0 | 0 | 0 | 0 | 0 | 0 | 0 | 0 | 0 | 0 | 0 | 0 | 0 | 0 | 0 | 0 | 0 | 0 | 0 | 0 | 0 | 0 | 0 | 0 | 0 | 0 | 0 | 0 | 0 | 0 | 0 | 0 | 0 | 0 | 0 | 0 | 0 | 0 | 0 | 0 | 0 | 0 | 0
0 | 0 | 0 | 0 | 0 | 0 | 0 | 0 | 0 | 0 | 0 | 0 | 0 | 0 | 0 | 0 | 0 | 0 | 0 | 0 | 0 | 0 | 0 | 0 | 0 | 0 | 0 | 0 | 0 | 0 | 0 | 0 | 0 | 0 | 0 | 0 | 0 | 0 | 0 | 0 | 0 | 0 | 0 | 0 | 0 | 0 | 0 | 0 | 0 | 0 | 0 | 0 | 0 | 0 | 0 | 0 | 0 | 0 | 0 | 0 | 0 | 0 | 0 | 0 | 0 | 0 | 0 | 0 | 0 | 0 | 0 | 0 | 0 | 0 | 0 | 0 | 0 | 0 | 0 | 0 | 0 | 0 | 0 | 0 | 0 | 0 | 0 | 0 | 0 | 0 | 0 | 0 | 0 | 0 | 0 | 0 | 0 | 0 | 0 | 0 | 0 | 0 | 0 | 0 | 0 | 0 | 0 | 0 | 0 | 0 | 0 | 0 | 0 | 0 | 0 | 0 | 0 | 0 | 0 | 0 | 0 | 0 | 0 | 0 | 0 | 0 | 0 | 0 | 0 | 0 | 0 | 0 | 0 | 0 | 0 | 0 | 0 | 0 | 0 | 0 | 0 | 0 | 0 | 0 | 0 | 0 | 0 | 0 | 0 | 0 | 0 | 0 | 0 | 0 | 0 | 0 | 0
0 | 0 | 0 | 0 | 0 | 0 | 0 | 0 | 0 | 0 | 0 | 0 | 0 | 0 | 0 | 0 | 0 | 0 | 0 | 0 | 0 | 0 | 0 | 0 | 0 | 0 | 0 | 0 | 0 | 0 | 0 | 0 | 0 | 0 | 0 | 0 | 0 | 0 | 0 | 0 | 0 | 0 | 0 | 0 | 0 | 0 | 0 | 0 | 0 | 0 | 0 | 0 | 0 | 0 | 0 | 0 | 0 | 0 | 0 | 0 | 0 | 0 | 0 | 0 | 0 | 0 | 0 | 0 | 0 | 0 | 0 | 0 | 0 | 0 | 0 | 0 | 0 | 0 | 0 | 0 | 0 | 0 | 0 | 0 | 0 | 0 | 0 | 0 | 0 | 0 | 0 | 0 | 0 | 0 | 0 | 0 | 0 | 0 | 0 | 0 | 0 | 0 | 0 | 0 | 0 | 0 | 0 | 0 | 0 | 0 | 0 | 0 | 0 | 0 | 0 | 0 | 0 | 0 | 0 | 0 | 0 | 0 | 0 | 0 | 0 | 0 | 0 | 0 | 0 | 0 | 0 | 0 | 0 | 0 | 0 | 0 | 0 | 0 | 0 | 0 | 0 | 0 | 0 | 0 | 0 | 0 | 0 | 0 | 0 | 0 | 0 | 0 | 0 | 0 | 0 | 0 | 0
0 | 0 | 0 | 0 | 0 | 0 | 0 | 0 | 0 | 0 | 0 | 0 | 0 | 0 | 0 | 0 | 0 | 0 | 0 | 0 | 0 | 0 | 0 | 0 | 0 | 0 | 0 | 0 | 0 | 0 | 0 | 0 | 0 | 0 | 0 | 0 | 0 | 0 | 0 | 0 | 0 | 0 | 0 | 0 | 0 | 0 | 0 | 0 | 0 | 0 | 0 | 0 | 0 | 0 | 0 | 0 | 0 | 0 | 0 | 0 | 0 | 0 | 0 | 0 | 0 | 0 | 0 | 0 | 0 | 0 | 0 | 0 | 0 | 0 | 0 | 0 | 0 | 0 | 0 | 0 | 0 | 0 | 0 | 0 | 0 | 0 | 0 | 0 | 0 | 0 | 0 | 0 | 0 | 0 | 0 | 0 | 0 | 0 | 0 | 0 | 0 | 0 | 0 | 0 | 0 | 0 | 0 | 0 | 0 | 0 | 0 | 0 | 0 | 0 | 0 | 0 | 0 | 0 | 0 | 0 | 0 | 0 | 0 | 0 | 0 | 0 | 0 | 0 | 0 | 0 | 0 | 0 | 0 | 0 | 0 | 0 | 0 | 0 | 0 | 0 | 0 | 0 | 0 | 0 | 0 | 0 | 0 | 0 | 0 | 0 | 0 | 0 | 0 | 0 | 0 | 0 | 0
0 | 0 | 0 | 0 | 0 | 0 | 0 | 0 | 0 | 0 | 0 | 0 | 0 | 0 | 0 | 0 | 0 | 0 | 0 | 0 | 0 | 0 | 0 | 0 | 0 | 0 | 0 | 0 | 0 | 0 | 0 | 0 | 0 | 0 | 0 | 0 | 0 | 0 | 0 | 0 | 0 | 0 | 0 | 0 | 0 | 0 | 0 | 0 | 0 | 0 | 0 | 0 | 0 | 0 | 0 | 0 | 0 | 0 | 0 | 0 | 0 | 0 | 0 | 0 | 0 | 0 | 0 | 0 | 0 | 0 | 0 | 0 | 0 | 0 | 0 | 0 | 0 | 0 | 0 | 0 | 0 | 0 | 0 | 0 | 0 | 0 | 0 | 0 | 0 | 0 | 0 | 0 | 0 | 0 | 0 | 0 | 0 | 0 | 0 | 0 | 0 | 0 | 0 | 0 | 0 | 0 | 0 | 0 | 0 | 0 | 0 | 0 | 0 | 0 | 0 | 0 | 0 | 0 | 0 | 0 | 0 | 0 | 0 | 0 | 0 | 0 | 0 | 0 | 0 | 0 | 0 | 0 | 0 | 0 | 0 | 0 | 0 | 0 | 0 | 0 | 0 | 0 | 0 | 0 | 0 | 0 | 0 | 0 | 0 | 0 | 0 | 0 | 0 | 0 | 0 | 0 | 0
0 | 0 | 0 | 0 | 0 | 0 | 0 | 0 | 0 | 0 | 0 | 0 | 0 | 0 | 0 | 0 | 0 | 0 | 0 | 0 | 0 | 0 | 0 | 0 | 0 | 0 | 0 | 0 | 0 | 0 | 0 | 0 | 0 | 0 | 0 | 0 | 0 | 0 | 0 | 0 | 0 | 0 | 0 | 0 | 0 | 0 | 0 | 0 | 0 | 0 | 0 | 0 | 0 | 0 | 0 | 0 | 0 | 0 | 0 | 0 | 0 | 0 | 0 | 0 | 0 | 0 | 0 | 0 | 0 | 0 | 0 | 0 | 0 | 0 | 0 | 0 | 0 | 0 | 0 | 0 | 0 | 0 | 0 | 0 | 0 | 0 | 0 | 0 | 0 | 0 | 0 | 0 | 0 | 0 | 0 | 0 | 0 | 0 | 0 | 0 | 0 | 0 | 0 | 0 | 0 | 0 | 0 | 0 | 0 | 0 | 0 | 0 | 0 | 0 | 0 | 0 | 0 | 0 | 0 | 0 | 0 | 0 | 0 | 0 | 0 | 0 | 0 | 0 | 0 | 0 | 0 | 0 | 0 | 0 | 0 | 0 | 0 | 0 | 0 | 0 | 0 | 0 | 0 | 0 | 0 | 0 | 0 | 0 | 0 | 0 | 0 | 0 | 0 | 0 | 0 | 0 | 0
0 | 0 | 0 | 0 | 0 | 0 | 0 | 0 | 0 | 0 | 0 | 0 | 0 | 0 | 0 | 0 | 0 | 0 | 0 | 0 | 0 | 0 | 0 | 0 | 0 | 0 | 0 | 0 | 0 | 0 | 0 | 0 | 0 | 0 | 0 | 0 | 0 | 0 | 0 | 0 | 0 | 0 | 0 | 0 | 0 | 0 | 0 | 0 | 0 | 0 | 0 | 0 | 0 | 0 | 0 | 0 | 0 | 0 | 0 | 0 | 0 | 0 | 0 | 0 | 0 | 0 | 0 | 0 | 0 | 0 | 0 | 0 | 0 | 0 | 0 | 0 | 0 | 0 | 0 | 0 | 0 | 0 | 0 | 0 | 0 | 0 | 0 | 0 | 0 | 0 | 0 | 0 | 0 | 0 | 0 | 0 | 0 | 0 | 0 | 0 | 0 | 0 | 0 | 0 | 0 | 0 | 0 | 0 | 0 | 0 | 0 | 0 | 0 | 0 | 0 | 0 | 0 | 0 | 0 | 0 | 0 | 0 | 0 | 0 | 0 | 0 | 0 | 0 | 0 | 0 | 0 | 0 | 0 | 0 | 0 | 0 | 0 | 0 | 0 | 0 | 0 | 0 | 0 | 0 | 0 | 0 | 0 | 0 | 0 | 0 | 0 | 0 | 0 | 0 | 0 | 0 | 0
0 | 0 | 0 | 0 | 0 | 0 | 0 | 0 | 0 | 0 | 0 | 0 | 0 | 0 | 0 | 0 | 0 | 0 | 0 | 0 | 0 | 0 | 0 | 0 | 0 | 0 | 0 | 0 | 0 | 0 | 0 | 0 | 0 | 0 | 0 | 0 | 0 | 0 | 0 | 0 | 0 | 0 | 0 | 0 | 0 | 0 | 0 | 0 | 0 | 0 | 0 | 0 | 0 | 0 | 0 | 0 | 0 | 0 | 0 | 0 | 0 | 0 | 0 | 0 | 0 | 0 | 0 | 0 | 0 | 0 | 0 | 0 | 0 | 0 | 0 | 0 | 0 | 0 | 0 | 0 | 0 | 0 | 0 | 0 | 0 | 0 | 0 | 0 | 0 | 0 | 0 | 0 | 0 | 0 | 0 | 0 | 0 | 0 | 0 | 0 | 0 | 0 | 0 | 0 | 0 | 0 | 0 | 0 | 0 | 0 | 0 | 0 | 0 | 0 | 0 | 0 | 0 | 0 | 0 | 0 | 0 | 0 | 0 | 0 | 0 | 0 | 0 | 0 | 0 | 0 | 0 | 0 | 0 | 0 | 0 | 0 | 0 | 0 | 0 | 0 | 0 | 0 | 0 | 0 | 0 | 0 | 0 | 0 | 0 | 0 | 0 | 0 | 0 | 0 | 0 | 0 | 0
0 | 0 | 0 | 0 | 0 | 0 | 0 | 0 | 0 | 0 | 0 | 0 | 0 | 0 | 0 | 0 | 0 | 0 | 0 | 0 | 0 | 0 | 0 | 0 | 0 | 0 | 0 | 0 | 0 | 0 | 0 | 0 | 0 | 0 | 0 | 0 | 0 | 0 | 0 | 0 | 0 | 0 | 0 | 0 | 0 | 0 | 0 | 0 | 0 | 0 | 0 | 0 | 0 | 0 | 0 | 0 | 0 | 0 | 0 | 0 | 0 | 0 | 0 | 0 | 0 | 0 | 0 | 0 | 0 | 0 | 0 | 0 | 0 | 0 | 0 | 0 | 0 | 0 | 0 | 0 | 0 | 0 | 0 | 0 | 0 | 0 | 0 | 0 | 0 | 0 | 0 | 0 | 0 | 0 | 0 | 0 | 0 | 0 | 0 | 0 | 0 | 0 | 0 | 0 | 0 | 0 | 0 | 0 | 0 | 0 | 0 | 0 | 0 | 0 | 0 | 0 | 0 | 0 | 0 | 0 | 0 | 0 | 0 | 0 | 0 | 0 | 0 | 0 | 0 | 0 | 0 | 0 | 0 | 0 | 0 | 0 | 0 | 0 | 0 | 0 | 0 | 0 | 0 | 0 | 0 | 0 | 0 | 0 | 0 | 0 | 0 | 0 | 0 | 0 | 0 | 0 | 0
0 | 0 | 0 | 0 | 0 | 0 | 0 | 0 | 0 | 0 | 0 | 0 | 0 | 0 | 0 | 0 | 0 | 0 | 0 | 0 | 0 | 0 | 0 | 0 | 0 | 0 | 0 | 0 | 0 | 0 | 0 | 0 | 0 | 0 | 0 | 0 | 0 | 0 | 0 | 0 | 0 | 0 | 0 | 0 | 0 | 0 | 0 | 0 | 0 | 0 | 0 | 0 | 0 | 0 | 0 | 0 | 0 | 0 | 0 | 0 | 0 | 0 | 0 | 0 | 0 | 0 | 0 | 0 | 0 | 0 | 0 | 0 | 0 | 0 | 0 | 0 | 0 | 0 | 0 | 0 | 0 | 0 | 0 | 0 | 0 | 0 | 0 | 0 | 0 | 0 | 0 | 0 | 0 | 0 | 0 | 0 | 0 | 0 | 0 | 0 | 0 | 0 | 0 | 0 | 0 | 0 | 0 | 0 | 0 | 0 | 0 | 0 | 0 | 0 | 0 | 0 | 0 | 0 | 0 | 0 | 0 | 0 | 0 | 0 | 0 | 0 | 0 | 0 | 0 | 0 | 0 | 0 | 0 | 0 | 0 | 0 | 0 | 0 | 0 | 0 | 0 | 0 | 0 | 0 | 0 | 0 | 0 | 0 | 0 | 0 | 0 | 0 | 0 | 0 | 0 | 0 | 0
0 | 0 | 0 | 0 | 0 | 0 | 0 | 0 | 0 | 0 | 0 | 0 | 0 | 0 | 0 | 0 | 0 | 0 | 0 | 0 | 0 | 0 | 0 | 0 | 0 | 0 | 0 | 0 | 0 | 0 | 0 | 0 | 0 | 0 | 0 | 0 | 0 | 0 | 0 | 0 | 0 | 0 | 0 | 0 | 0 | 0 | 0 | 0 | 0 | 0 | 0 | 0 | 0 | 0 | 0 | 0 | 0 | 0 | 0 | 0 | 0 | 0 | 0 | 0 | 0 | 0 | 0 | 0 | 0 | 0 | 0 | 0 | 0 | 0 | 0 | 0 | 0 | 0 | 0 | 0 | 0 | 0 | 0 | 0 | 0 | 0 | 0 | 0 | 0 | 0 | 0 | 0 | 0 | 0 | 0 | 0 | 0 | 0 | 0 | 0 | 0 | 0 | 0 | 0 | 0 | 0 | 0 | 0 | 0 | 0 | 0 | 0 | 0 | 0 | 0 | 0 | 0 | 0 | 0 | 0 | 0 | 0 | 0 | 0 | 0 | 0 | 0 | 0 | 0 | 0 | 0 | 0 | 0 | 0 | 0 | 0 | 0 | 0 | 0 | 0 | 0 | 0 | 0 | 0 | 0 | 0 | 0 | 0 | 0 | 0 | 0 | 0 | 0 | 0 | 0 | 0 | 0
0 | 0 | 0 | 0 | 0 | 0 | 0 | 0 | 0 | 0 | 0 | 0 | 0 | 0 | 0 | 0 | 0 | 0 | 0 | 0 | 0 | 0 | 0 | 0 | 0 | 0 | 0 | 0 | 0 | 0 | 0 | 0 | 0 | 0 | 0 | 0 | 0 | 0 | 0 | 0 | 0 | 0 | 0 | 0 | 0 | 0 | 0 | 0 | 0 | 0 | 0 | 0 | 0 | 0 | 0 | 0 | 0 | 0 | 0 | 0 | 0 | 0 | 0 | 0 | 0 | 0 | 0 | 0 | 0 | 0 | 0 | 0 | 0 | 0 | 0 | 0 | 0 | 0 | 0 | 0 | 0 | 0 | 0 | 0 | 0 | 0 | 0 | 0 | 0 | 0 | 0 | 0 | 0 | 0 | 0 | 0 | 0 | 0 | 0 | 0 | 0 | 0 | 0 | 0 | 0 | 0 | 0 | 0 | 0 | 0 | 0 | 0 | 0 | 0 | 0 | 0 | 0 | 0 | 0 | 0 | 0 | 0 | 0 | 0 | 0 | 0 | 0 | 0 | 0 | 0 | 0 | 0 | 0 | 0 | 0 | 0 | 0 | 0 | 0 | 0 | 0 | 0 | 0 | 0 | 0 | 0 | 0 | 0 | 0 | 0 | 0 | 0 | 0 | 0 | 0 | 0 | 0
0 | 0 | 0 | 0 | 0 | 0 | 0 | 0 | 0 | 0 | 0 | 0 | 0 | 0 | 0 | 0 | 0 | 0 | 0 | 0 | 0 | 0 | 0 | 0 | 0 | 0 | 0 | 0 | 0 | 0 | 0 | 0 | 0 | 0 | 0 | 0 | 0 | 0 | 0 | 0 | 0 | 0 | 0 | 0 | 0 | 0 | 0 | 0 | 0 | 0 | 0 | 0 | 0 | 0 | 0 | 0 | 0 | 0 | 0 | 0 | 0 | 0 | 0 | 0 | 0 | 0 | 0 | 0 | 0 | 0 | 0 | 0 | 0 | 0 | 0 | 0 | 0 | 0 | 0 | 0 | 0 | 0 | 0 | 0 | 0 | 0 | 0 | 0 | 0 | 0 | 0 | 0 | 0 | 0 | 0 | 0 | 0 | 0 | 0 | 0 | 0 | 0 | 0 | 0 | 0 | 0 | 0 | 0 | 0 | 0 | 0 | 0 | 0 | 0 | 0 | 0 | 0 | 0 | 0 | 0 | 0 | 0 | 0 | 0 | 0 | 0 | 0 | 0 | 0 | 0 | 0 | 0 | 0 | 0 | 0 | 0 | 0 | 0 | 0 | 0 | 0 | 0 | 0 | 0 | 0 | 0 | 0 | 0 | 0 | 0 | 0 | 0 | 0 | 0 | 0 | 0 | 0
0 | 0 | 0 | 0 | 0 | 0 | 0 | 0 | 0 | 0 | 0 | 0 | 0 | 0 | 0 | 0 | 0 | 0 | 0 | 0 | 0 | 0 | 0 | 0 | 0 | 0 | 0 | 0 | 0 | 0 | 0 | 0 | 0 | 0 | 0 | 0 | 0 | 0 | 0 | 0 | 0 | 0 | 0 | 0 | 0 | 0 | 0 | 0 | 0 | 0 | 0 | 0 | 0 | 0 | 0 | 0 | 0 | 0 | 0 | 0 | 0 | 0 | 0 | 0 | 0 | 0 | 0 | 0 | 0 | 0 | 0 | 0 | 0 | 0 | 0 | 0 | 0 | 0 | 0 | 0 | 0 | 0 | 0 | 0 | 0 | 0 | 0 | 0 | 0 | 0 | 0 | 0 | 0 | 0 | 0 | 0 | 0 | 0 | 0 | 0 | 0 | 0 | 0 | 0 | 0 | 0 | 0 | 0 | 0 | 0 | 0 | 0 | 0 | 0 | 0 | 0 | 0 | 0 | 0 | 0 | 0 | 0 | 0 | 0 | 0 | 0 | 0 | 0 | 0 | 0 | 0 | 0 | 0 | 0 | 0 | 0 | 0 | 0 | 0 | 0 | 0 | 0 | 0 | 0 | 0 | 0 | 0 | 0 | 0 | 0 | 0 | 0 | 0 | 0 | 0 | 0 | 0
0 | 0 | 0 | 0 | 0 | 0 | 0 | 0 | 0 | 0 | 0 | 0 | 0 | 0 | 0 | 0 | 0 | 0 | 0 | 0 | 0 | 0 | 0 | 0 | 0 | 0 | 0 | 0 | 0 | 0 | 0 | 0 | 0 | 0 | 0 | 0 | 0 | 0 | 0 | 0 | 0 | 0 | 0 | 0 | 0 | 0 | 0 | 0 | 0 | 0 | 0 | 0 | 0 | 0 | 0 | 0 | 0 | 0 | 0 | 0 | 0 | 0 | 0 | 0 | 0 | 0 | 0 | 0 | 0 | 0 | 0 | 0 | 0 | 0 | 0 | 0 | 0 | 0 | 0 | 0 | 0 | 0 | 0 | 0 | 0 | 0 | 0 | 0 | 0 | 0 | 0 | 0 | 0 | 0 | 0 | 0 | 0 | 0 | 0 | 0 | 0 | 0 | 0 | 0 | 0 | 0 | 0 | 0 | 0 | 0 | 0 | 0 | 0 | 0 | 0 | 0 | 0 | 0 | 0 | 0 | 0 | 0 | 0 | 0 | 0 | 0 | 0 | 0 | 0 | 0 | 0 | 0 | 0 | 0 | 0 | 0 | 0 | 0 | 0 | 0 | 0 | 0 | 0 | 0 | 0 | 0 | 0 | 0 | 0 | 0 | 0 | 0 | 0 | 0 | 0 | 0 | 0
0 | 0 | 0 | 0 | 0 | 0 | 0 | 0 | 0 | 0 | 0 | 0 | 0 | 0 | 0 | 0 | 0 | 0 | 0 | 0 | 0 | 0 | 0 | 0 | 0 | 0 | 0 | 0 | 0 | 0 | 0 | 0 | 0 | 0 | 0 | 0 | 0 | 0 | 0 | 0 | 0 | 0 | 0 | 0 | 0 | 0 | 0 | 0 | 0 | 0 | 0 | 0 | 0 | 0 | 0 | 0 | 0 | 0 | 0 | 0 | 0 | 0 | 0 | 0 | 0 | 0 | 0 | 0 | 0 | 0 | 0 | 0 | 0 | 0 | 0 | 0 | 0 | 0 | 0 | 0 | 0 | 0 | 0 | 0 | 0 | 0 | 0 | 0 | 0 | 0 | 0 | 0 | 0 | 0 | 0 | 0 | 0 | 0 | 0 | 0 | 0 | 0 | 0 | 0 | 0 | 0 | 0 | 0 | 0 | 0 | 0 | 0 | 0 | 0 | 0 | 0 | 0 | 0 | 0 | 0 | 0 | 0 | 0 | 0 | 0 | 0 | 0 | 0 | 0 | 0 | 0 | 0 | 0 | 0 | 0 | 0 | 0 | 0 | 0 | 0 | 0 | 0 | 0 | 0 | 0 | 0 | 0 | 0 | 0 | 0 | 0 | 0 | 0 | 0 | 0 | 0 | 0
0 | 0 | 0 | 0 | 0 | 0 | 0 | 0 | 0 | 0 | 0 | 0 | 0 | 0 | 0 | 0 | 0 | 0 | 0 | 0 | 0 | 0 | 0 | 0 | 0 | 0 | 0 | 0 | 0 | 0 | 0 | 0 | 0 | 0 | 0 | 0 | 0 | 0 | 0 | 0 | 0 | 0 | 0 | 0 | 0 | 0 | 0 | 0 | 0 | 0 | 0 | 0 | 0 | 0 | 0 | 0 | 0 | 0 | 0 | 0 | 0 | 0 | 0 | 0 | 0 | 0 | 0 | 0 | 0 | 0 | 0 | 0 | 0 | 0 | 0 | 0 | 0 | 0 | 0 | 0 | 0 | 0 | 0 | 0 | 0 | 0 | 0 | 0 | 0 | 0 | 0 | 0 | 0 | 0 | 0 | 0 | 0 | 0 | 0 | 0 | 0 | 0 | 0 | 0 | 0 | 0 | 0 | 0 | 0 | 0 | 0 | 0 | 0 | 0 | 0 | 0 | 0 | 0 | 0 | 0 | 0 | 0 | 0 | 0 | 0 | 0 | 0 | 0 | 0 | 0 | 0 | 0 | 0 | 0 | 0 | 0 | 0 | 0 | 0 | 0 | 0 | 0 | 0 | 0 | 0 | 0 | 0 | 0 | 0 | 0 | 0 | 0 | 0 | 0 | 0 | 0 | 0
0 | 0 | 0 | 0 | 0 | 0 | 0 | 0 | 0 | 0 | 0 | 0 | 0 | 0 | 0 | 0 | 0 | 0 | 0 | 0 | 0 | 0 | 0 | 0 | 0 | 0 | 0 | 0 | 0 | 0 | 0 | 0 | 0 | 0 | 0 | 0 | 0 | 0 | 0 | 0 | 0 | 0 | 0 | 0 | 0 | 0 | 0 | 0 | 0 | 0 | 0 | 0 | 0 | 0 | 0 | 0 | 0 | 0 | 0 | 0 | 0 | 0 | 0 | 0 | 0 | 0 | 0 | 0 | 0 | 0 | 0 | 0 | 0 | 0 | 0 | 0 | 0 | 0 | 0 | 0 | 0 | 0 | 0 | 0 | 0 | 0 | 0 | 0 | 0 | 0 | 0 | 0 | 0 | 0 | 0 | 0 | 0 | 0 | 0 | 0 | 0 | 0 | 0 | 0 | 0 | 0 | 0 | 0 | 0 | 0 | 0 | 0 | 0 | 0 | 0 | 0 | 0 | 0 | 0 | 0 | 0 | 0 | 0 | 0 | 0 | 0 | 0 | 0 | 0 | 0 | 0 | 0 | 0 | 0 | 0 | 0 | 0 | 0 | 0 | 0 | 0 | 0 | 0 | 0 | 0 | 0 | 0 | 0 | 0 | 0 | 0 | 0 | 0 | 0 | 0 | 0 | 0
0 | 0 | 0 | 0 | 0 | 0 | 0 | 0 | 0 | 0 | 0 | 0 | 0 | 0 | 0 | 0 | 0 | 0 | 0 | 0 | 0 | 0 | 0 | 0 | 0 | 0 | 0 | 0 | 0 | 0 | 0 | 0 | 0 | 0 | 0 | 0 | 0 | 0 | 0 | 0 | 0 | 0 | 0 | 0 | 0 | 0 | 0 | 0 | 0 | 0 | 0 | 0 | 0 | 0 | 0 | 0 | 0 | 0 | 0 | 0 | 0 | 0 | 0 | 0 | 0 | 0 | 0 | 0 | 0 | 0 | 0 | 0 | 0 | 0 | 0 | 0 | 0 | 0 | 0 | 0 | 0 | 0 | 0 | 0 | 0 | 0 | 0 | 0 | 0 | 0 | 0 | 0 | 0 | 0 | 0 | 0 | 0 | 0 | 0 | 0 | 0 | 0 | 0 | 0 | 0 | 0 | 0 | 0 | 0 | 0 | 0 | 0 | 0 | 0 | 0 | 0 | 0 | 0 | 0 | 0 | 0 | 0 | 0 | 0 | 0 | 0 | 0 | 0 | 0 | 0 | 0 | 0 | 0 | 0 | 0 | 0 | 0 | 0 | 0 | 0 | 0 | 0 | 0 | 0 | 0 | 0 | 0 | 0 | 0 | 0 | 0 | 0 | 0 | 0 | 0 | 0 | 0
0 | 0 | 0 | 0 | 0 | 0 | 0 | 0 | 0 | 0 | 0 | 0 | 0 | 0 | 0 | 0 | 0 | 0 | 0 | 0 | 0 | 0 | 0 | 0 | 0 | 0 | 0 | 0 | 0 | 0 | 0 | 0 | 0 | 0 | 0 | 0 | 0 | 0 | 0 | 0 | 0 | 0 | 0 | 0 | 0 | 0 | 0 | 0 | 0 | 0 | 0 | 0 | 0 | 0 | 0 | 0 | 0 | 0 | 0 | 0 | 0 | 0 | 0 | 0 | 0 | 0 | 0 | 0 | 0 | 0 | 0 | 0 | 0 | 0 | 0 | 0 | 0 | 0 | 0 | 0 | 0 | 0 | 0 | 0 | 0 | 0 | 0 | 0 | 0 | 0 | 0 | 0 | 0 | 0 | 0 | 0 | 0 | 0 | 0 | 0 | 0 | 0 | 0 | 0 | 0 | 0 | 0 | 0 | 0 | 0 | 0 | 0 | 0 | 0 | 0 | 0 | 0 | 0 | 0 | 0 | 0 | 0 | 0 | 0 | 0 | 0 | 0 | 0 | 0 | 0 | 0 | 0 | 0 | 0 | 0 | 0 | 0 | 0 | 0 | 0 | 0 | 0 | 0 | 0 | 0 | 0 | 0 | 0 | 0 | 0 | 0 | 0 | 0 | 0 | 0 | 0 | 0

## SubTxLines
Sub-transmission Lines
Utilisation Profile 50% PoE
|  |  |  | Normal Distribution | 0.0020027 | 0.0020828 | 0.002165 | 0.0022492 | 0.0023356 | 0.002424 | 0.0025144 | 0.0026069 | 0.0027014 | 0.0027978 | 0.0028962 | 0.0029965 | 0.0030987 | 0.0032028 | 0.0033086 | 0.0034161 | 0.0035253 | 0.0036362 | 0.0037486 | 0.0038624 | 0.0039777 | 0.0040943 | 0.0042122 | 0.0043312 | 0.0044512 | 0.0045723 | 0.0046942 | 0.0048168 | 0.0049402 | 0.005064 | 0.0051883 | 0.0053129 | 0.0054377 | 0.0055626 | 0.0056874 | 0.0058119 | 0.0059362 | 0.00606 | 0.0061831 | 0.0063055 | 0.0064271 | 0.0065475 | 0.0066668 | 0.0067848 | 0.0069013 | 0.0070162 | 0.0071293 | 0.0072405 | 0.0073496 | 0.0074566 | 0.0075611 | 0.0076632 | 0.0077627 | 0.0078594 | 0.0079532 | 0.008044 | 0.0081316 | 0.0082159 | 0.0082968 | 0.0083742 | 0.008448 | 0.008518 | 0.0085841 | 0.0086463 | 0.0087045 | 0.0087585 | 0.0088084 | 0.0088539 | 0.0088951 | 0.0089319 | 0.0089641 | 0.0089919 | 0.0090151 | 0.0090337 | 0.0090477 | 0.009057 | 0.0090616 | 0.0090616 | 0.0090569 | 0.0090475 | 0.0090335 | 0.0090148 | 0.0089916 | 0.0089637 | 0.0089314 | 0.0088946 | 0.0088533 | 0.0088077 | 0.0087579 | 0.0087038 | 0.0086456 | 0.0085833 | 0.0085171 | 0.008447 | 0.0083732 | 0.0082958 | 0.0082148 | 0.0081305 | 0.0080428 | 0.007952 | 0.0078582 | 0.0077614 | 0.0076619 | 0.0075598 | 0.0074552 | 0.0073482 | 0.007239 | 0.0071278 | 0.0070147 | 0.0068998 | 0.0067833 | 0.0066653 | 0.006546 | 0.0064255 | 0.0063039 | 0.0061815 | 0.0060583 | 0.0059346 | 0.0058103 | 0.0056857 | 0.0055609 | 0.0054361 | 0.0053113 | 0.0051867 | 0.0050624 | 0.0049385 | 0.0048152 | 0.0046926 | 0.0045707 | 0.0044497 | 0.0043296 | 0.0042106 | 0.0040928 | 0.0039762 | 0.0038609 | 0.0037471 | 0.0036347 | 0.0035239 | 0.0034147 | 0.0033072 | 0.0032014 | 0.0030974 | 0.0029952 | 0.0028949 | 0.0027965 | 0.0027001 | 0.0026056 | 0.0025132 | 0.0024228 | 0.0023344 | 0.0022481 | 0.0021639
Net ID | Network Segment | Segment Group | AER ID | Utilisation Level | 0 | 1 | 2 | 3 | 4 | 5 | 6 | 7 | 8 | 9 | 10 | 11 | 12 | 13 | 14 | 15 | 16 | 17 | 18 | 19 | 20 | 21 | 22 | 23 | 24 | 25 | 26 | 27 | 28 | 29 | 30 | 31 | 32 | 33 | 34 | 35 | 36 | 37 | 38 | 39 | 40 | 41 | 42 | 43 | 44 | 45 | 46 | 47 | 48 | 49 | 50 | 51 | 52 | 53 | 54 | 55 | 56 | 57 | 58 | 59 | 60 | 61 | 62 | 63 | 64 | 65 | 66 | 67 | 68 | 69 | 70 | 71 | 72 | 73 | 74 | 75 | 76 | 77 | 78 | 79 | 80 | 81 | 82 | 83 | 84 | 85 | 86 | 87 | 88 | 89 | 90 | 91 | 92 | 93 | 94 | 95 | 96 | 97 | 98 | 99 | 100 | 101 | 102 | 103 | 104 | 105 | 106 | 107 | 108 | 109 | 110 | 111 | 112 | 113 | 114 | 115 | 116 | 117 | 118 | 119 | 120 | 121 | 122 | 123 | 124 | 125 | 126 | 127 | 128 | 129 | 130 | 131 | 132 | 133 | 134 | 135 | 136 | 137 | 138 | 139 | 140 | 141 | 142 | 143 | 144 | 145 | 146 | 147 | 148 | 149 | 150 | 151 | 151
|  |  |  | Utilisation of SubTx Lines | 0 | 0 | 0 | 73.8 | 222.1 | 428.1 | 115.75 | 29.6605 | 153 | 244.5 | 607.3 | 336.0884 | 414 | 91.6 | 238.1 | 10.3 | 103.0605 | 510.3 | 172.6 | 1143.6468 | 278.8737 | 405.6 | 313.6 | 729.1 | 537.8 | 469 | 490.7 | 321.6 | 656.1 | 239.7 | 565 | 636 | 115.86 | 88.2 | 358.0737 | 802.4737 | 309.9605 | 154.1 | 277.1 | 164.6 | 169.76 | 265.65 | 114.2 | 372.2 | 351.7 | 528.5 | 147.5 | 46.9 | 127.5468 | 365 | 215.8 | 49.5 | 387.05 | 355.85 | 159.7 | 300 | 152.5 | 209 | 116 | 127 | 37.7 | 196.87 | 191.2 | 50.5 | 542.4 | 49.1 | 40.1 | 50.7 | 167.2 | 19.9 | 0 | 145.9 | 0 | 0 | 196.1 | 11.3 | 0 | 108.1 | 10.3 | 10 | 0 | 0 | 20 | 0 | 5.1 | 0 | 5.1 | 0 | 0 | 13.2 | 47.8 | 0 | 0 | 5.1 | 0 | 6.2 | 0 | 0 | 0 | 3.9 | 5.1 | 0 | 6.2 | 7 | 0 | 0 | 0 | 0 | 0 | 0 | 5.1 | 7 | 0 | 0 | 0 | 13 | 0 | 0 | 0 | 6.5 | 0 | 0 | 0 | 0 | 0 | 0 | 0 | 0 | 0 | 5.1 | 0 | 0 | 0 | 0 | 0 | 0 | 0 | 0 | 0 | 0 | 0 | 4.2 | 0 | 0 | 0 | 0 | 0 | 0 | 0 | 0 | 0 | 0 | 6.2
1 | SubTx Lines - Radial | Sub-transmission lines | 1 | -0.061572 | 0 | 0 | 0 | 73.8 | 70.5 | 23.1 | 115.75 | 16.8 | 153 | 244.5 | 88.3 | 73.8 | 31 | 38.6 | 17.1 | 10.3 | 90.2 | 298.3 | 45.6 | 64.5 | 142.3 | 151.6 | 65.6 | 209.1 | 4 | 50 | 118.7 | 66.6 | 82.1 | 29.7 | 64 | 55 | 115.86 | 88.2 | 31 | 71.9 | 51.1 | 56.1 | 22.1 | 37.6 | 15.06 | 46.65 | 114.2 | 120.2 | 114.7 | 30.5 | 20.5 | 46.9 | 112.4 | 98.9 | 106.8 | 49.5 | 133.05 | 99.85 | 69.5 | 0 | 69.5 | 82 | 7 | 0 | 37.7 | 68.87 | 64.2 | 50.5 | 77.4 | 49.1 | 40.1 | 50.7 | 40.2 | 0 | 0 | 17.9 | 0 | 0 | 69.1 | 11.3 | 0 | 6.7 | 10.3 | 10 | 0 | 0 | 20 | 0 | 5.1 | 0 | 5.1 | 0 | 0 | 13.2 | 47.8 | 0 | 0 | 5.1 | 0 | 6.2 | 0 | 0 | 0 | 3.9 | 5.1 | 0 | 6.2 | 7 | 0 | 0 | 0 | 0 | 0 | 0 | 5.1 | 7 | 0 | 0 | 0 | 13 | 0 | 0 | 0 | 6.5 | 0 | 0 | 0 | 0 | 0 | 0 | 0 | 0 | 0 | 5.1 | 0 | 0 | 0 | 0 | 0 | 0 | 0 | 0 | 0 | 0 | 0 | 4.2 | 0 | 0 | 0 | 0 | 0 | 0 | 0 | 0 | 0 | 0
2 | SubTx Lines - Meshed | Sub-transmission lines | 1 | -0.0019857 | 0 | 0 | 0 | 0 | 151.6 | 405 | 0 | 0 | 0 | 0 | 519 | 252 | 383 | 53 | 221 | 0 | 0 | 126 | 127 | 983 | 128 | 254 | 248 | 520 | 533.8 | 264 | 372 | 255 | 419 | 210 | 501 | 581 | 0 | 0 | 237.5 | 722 | 246 | 98 | 255 | 127 | 154.7 | 219 | 0 | 127 | 237 | 198 | 127 | 0 | 0 | 266.1 | 109 | 0 | 254 | 256 | 90.2 | 300 | 83 | 127 | 109 | 127 | 0 | 128 | 127 | 0 | 465 | 0 | 0 | 0 | 127 | 19.9 | 0 | 128 | 0 | 0 | 127 | 0 | 0 | 101.4 | 0 | 0 | 0 | 0 | 0 | 0 | 0 | 0 | 0 | 0 | 0 | 0 | 0 | 0 | 0 | 0 | 0 | 0 | 0 | 0 | 0 | 0 | 0 | 0 | 0 | 0 | 0 | 0 | 0 | 0 | 0 | 0 | 0 | 0 | 0 | 0 | 0 | 0 | 0 | 0 | 0 | 0 | 0 | 0 | 0 | 0 | 0 | 0 | 0 | 0 | 0 | 0 | 0 | 0 | 0 | 0 | 0 | 0 | 0 | 0 | 0 | 0 | 0 | 0 | 0 | 0 | 0 | 0 | 0 | 0 | 0 | 0 | 0 | 0
3 | SubTx Lines - CBD | Sub-transmission lines | 1 | -0.23631 | 0 | 0 | 0 | 0 | 0 | 0 | 0 | 12.8605 | 0 | 0 | 0 | 10.2884 | 0 | 0 | 0 | 0 | 12.8605 | 86 | 0 | 96.1468 | 8.5737 | 0 | 0 | 0 | 0 | 155 | 0 | 0 | 155 | 0 | 0 | 0 | 0 | 0 | 89.5737 | 8.5737 | 12.8605 | 0 | 0 | 0 | 0 | 0 | 0 | 125 | 0 | 300 | 0 | 0 | 15.1468 | 0 | 0 | 0 | 0 | 0 | 0 | 0 | 0 | 0 | 0 | 0 | 0 | 0 | 0 | 0 | 0 | 0 | 0 | 0 | 0 | 0 | 0 | 0 | 0 | 0 | 0 | 0 | 0 | 0 | 0 | 0 | 0 | 0 | 0 | 0 | 0 | 0 | 0 | 0 | 0 | 0 | 0 | 0 | 0 | 0 | 0 | 0 | 0 | 0 | 0 | 0 | 0 | 0 | 0 | 0 | 0 | 0 | 0 | 0 | 0 | 0 | 0 | 0 | 0 | 0 | 0 | 0 | 0 | 0 | 0 | 0 | 0 | 0 | 0 | 0 | 0 | 0 | 0 | 0 | 0 | 0 | 0 | 0 | 0 | 0 | 0 | 0 | 0 | 0 | 0 | 0 | 0 | 0 | 0 | 0 | 0 | 0 | 0 | 0 | 0 | 0 | 0 | 0
4 | SubTx Substations | Sub-transmission substations | 2
5 | Zone Substations - Urban | Zone substations | 3
6 | Zone Substations - Rural | Zone substations | 3
7 | Distribution Feeders - CBD | Distribution feeders - CBD | 4
8 | Distribution Feeders - Urban | Distribution feeders - Urban | 5
9 | Distribution Feeders - Short Rural | Distribution feeders - Short rural | 6
10 | Distribution Feeders - Long Rural | Distribution feeders - Long rural | 7
11 | Distribution Substations - CBD | Distribution substations - CBD | 8
12 | Distribution substations - Urban Pole | Distribution substations - Urban | 9
13 | Distribution substations - Urban Pad | Distribution substations - Urban | 9
14 | Distribution substations - Short rural | Distribution substations - Short rural | 10
15 | Distribution substations - Long rural | Distribution substations - Long rural | 11
16 | #N/A |  | 0
Utilisation Threshold Values
|  |  |  | Segment ID | 0: 1; 1: 2; 2: 3; 6: Growth Rates; 7: Utilisation Threshold
|  |  |  | Mean utilisation | 0: 34.381; 1: 30.5954; 2: 17.48; 5: Max; 6: 2.099%; 7: 159
|  |  |  | St Dev | 0: 28.3516; 1: 19.6542; 2: 16.606; 5: Min; 6: -1.663%; 7: 0
[10 empty] | Mean | -0.05846% | 32.5142
[10 empty] | Mode | -0.0023631 | 0
[10 empty] | StDev |  | 26.0587
[8 empty] | 10% PoE | OFF
Segment ID | SAPN Network Segment | AER Segment Group | AER Seg Group ID | Line Name | 0: Volts (kV); 2: Applicable Rating - 2013/14; 3: Forecast Demand 2013/14; 4: Utilisation 2013/14; 5: In (Y) / Out (N); 6: Growth Rate; 7: Planning Category; 8: Utilisation at time of constraint; 9: Year of Constraint; 10: Constraint Utilisation
2 | SubTx Lines - Meshed | Sub-transmission lines | 1 | SD1529-ADELAIDE BRIGHTON CEMENT-PORT ADELAIDE | 2: 127; 3: 71.8672; 4: 57; 5: Y; 6: -1.325%
2 | SubTx Lines - Meshed | Sub-transmission lines | 1 | SD1674-ALDINGA-WILLUNGA | 2: 84; 3: 11.4232; 4: 14; 5: Y; 6: 0.165%
2 | SubTx Lines - Meshed | Sub-transmission lines | 1 | SD1652-ANGLE VALE-EVANSTON | 2: 53; 3: 6.6491; 4: 13; 5: Y; 6: 2.099%
1 | SubTx Lines - Radial | Sub-transmission lines | 1 | SD1677-ATHOL PARK-ATHOL PARK TEE | 2: 40; 3: 17.3367; 4: 43; 5: Y; 6: -1.325%
2 | SubTx Lines - Meshed | Sub-transmission lines | 1 | SD1639-BLACKPOOL-FULHAM GARDENS | 2: 127; 3: 75.3276; 4: 59; 5: Y; 6: -1.325%
1 | SubTx Lines - Radial | Sub-transmission lines | 1 | SD1684-BOLIVAR-VIRGINIA | 2: 60; 3: 10.1595; 4: 17; 5: Y; 6: 2.099%
2 | SubTx Lines - Meshed | Sub-transmission lines | 1 | SD1661-CAMPBELLTOWN-MAGILL | 2: 127; 3: 29.5936; 4: 23; 5: Y; 6: -0.2363%
2 | SubTx Lines - Meshed | Sub-transmission lines | 1 | SD1655-CHELTENHAM-CROYDON PARK TEE | 2: 128; 3: 48.9679; 4: 38; 5: Y; 6: -1.325%
2 | SubTx Lines - Meshed | Sub-transmission lines | 1 | SD2013-CITY WEST-KESWICK | 2: 300; 3: 164.455; 4: 55; 5: Y; 6: 0.165%
3 | SubTx Lines - CBD | Sub-transmission lines | 1 | SD2016-CITY WEST-WHITMORE SQUARE | 2: 300; 3: 135.8018; 4: 45; 5: Y; 6: -0.2363%
3 | SubTx Lines - CBD | Sub-transmission lines | 1 | SD1681-COROMANDEL PLACE-WHITMORE SQUARE | 2: 155; 3: 43.1116; 4: 28; 5: Y; 6: -0.2363%
2 | SubTx Lines - Meshed | Sub-transmission lines | 1 | SD1659-CROYDON-CROYDON / PROSPECT TEE | 2: 128; 3: 0; 4: 0; 5: N; 6: -0.2363%
2 | SubTx Lines - Meshed | Sub-transmission lines | 1 | SD1531-CROYDON-KILBURN | 2: 127; 3: 15.4302; 4: 12; 5: Y; 6: -1.325%
2 | SubTx Lines - Meshed | Sub-transmission lines | 1 | SD1523-CROYDON-KILKENNY | 2: 120; 3: 31.1405; 4: 26; 5: Y; 6: -1.325%
2 | SubTx Lines - Meshed | Sub-transmission lines | 1 | SD1659-CROYDON / PROSPECT TEE-HINDLEY STREET TEE | 2: 128; 3: 38.8742; 4: 30; 5: Y; 6: -0.2363%
1 | SubTx Lines - Radial | Sub-transmission lines | 1 | SD1655-CROYDON PARK-CROYDON PARK TEE | 2: 40; 3: 19.952; 4: 50; 5: Y; 6: -1.325%
2 | SubTx Lines - Meshed | Sub-transmission lines | 1 | SD1655-CROYDON PARK TEE-CROYDON | 2: 128; 3: 29.0078; 4: 23; 5: Y; 6: -1.325%
2 | SubTx Lines - Meshed | Sub-transmission lines | 1 | bar: 0 to 6
2 | SubTx Lines - Meshed | Sub-transmission lines | 1 | SD2004-DIREK-PARALOWIE | 2: 127; 3: 49.6488; 4: 39; 5: Y; 6: 2.099%
2 | SubTx Lines - Meshed | Sub-transmission lines | 1 | SD1658-DRY CREEK-KILBURN SOUTH TEE | 2: 128; 3: 39.5607; 4: 31; 5: Y; 6: -0.2363%
3 | SubTx Lines - CBD | Sub-transmission lines | 1 | SD1680-EAST TERRACE-COROMANDEL PLACE | 2: 155; 3: 39.2149; 4: 25; 5: Y; 6: -0.2363%
3 | SubTx Lines - CBD | Sub-transmission lines | 1 | SD1560-EAST TERRACE-NORTH ADELAIDE | 2: 81; 3: 15.5554; 4: 19; 5: Y; 6: -0.2363%
2 | SubTx Lines - Meshed | Sub-transmission lines | 1 | SD1688-EDINBURGH-SALISBURY | 2: 127; 3: 12.2025; 4: 10; 5: Y; 6: 2.099%
2 | SubTx Lines - Meshed | Sub-transmission lines | 1 | SD1506-ELIZABETH DOWNS-EVANSTON | 2: 83; 3: 27.9946; 4: 34; 5: Y; 6: 2.099%
2 | SubTx Lines - Meshed | Sub-transmission lines | 1 | SD1508-ELIZABETH DOWNS-PENFIELD | 2: 137; 3: 18.8958; 4: 14; 5: Y; 6: 2.099%
2 | SubTx Lines - Meshed | Sub-transmission lines | 1 | SD1686-ELIZABETH DOWNS-SMITHFIELD WEST | 2: 83; 3: 23.483; 4: 28; 5: Y; 6: 2.099%
2 | SubTx Lines - Meshed | Sub-transmission lines | 1 | SD1501-ELIZABETH HEIGHTS-ELIZABETH DOWNS | 2: 109; 3: 62.7689; 4: 58; 5: Y; 6: 2.099%
2 | SubTx Lines - Meshed | Sub-transmission lines | 1 | SD1511-ELIZABETH SOUTH-EDINBURGH | 2: 127; 3: 5.4571; 4: 4; 5: Y; 6: 2.099%
2 | SubTx Lines - Meshed | Sub-transmission lines | 1 | SD1520-FINDON-FINDON TEE | 2: 137; 3: 32.2219; 4: 24; 5: Y; 6: -1.325%
2 | SubTx Lines - Meshed | Sub-transmission lines | 1 | SD1520-FINDON TEE-FLINDERS PARK | 2: 128; 3: 12.4824; 4: 10; 5: Y; 6: -1.325%
2 | SubTx Lines - Meshed | Sub-transmission lines | 1 | SD1520-Flinders park-FULHAM GARDENS | 2: 0; 3: 0; 4: 0; 5: N; 6: -1.325%
2 | SubTx Lines - Meshed | Sub-transmission lines | 1 | SD1521-FLINDERS PARK-NEW RICHMOND | 2: 70; 3: 21.7807; 4: 31; 5: Y; 6: -1.325%
2 | SubTx Lines - Meshed | Sub-transmission lines | 1 | SD1520-FULHAM GARDENS-FINDON TEE | 2: 128; 3: 23.9416; 4: 19; 5: Y; 6: -1.325%
2 | SubTx Lines - Meshed | Sub-transmission lines | 1 | SD1519-FULHAM GARDENS-HENLEY SOUTH | 2: 61; 3: 13.5532; 4: 22; 5: Y; 6: -1.325%
2 | SubTx Lines - Meshed | Sub-transmission lines | 1 | SD1691-FULHAM GARDENS-HENLEY SOUTH | 2: 61; 3: 13.5532; 4: 22; 5: Y; 6: -1.325%
2 | SubTx Lines - Meshed | Sub-transmission lines | 1 | SD1647-GOLDEN GROVE-INGLE FARM | 2: 127; 3: 26.7571; 4: 21; 5: Y; 6: -0.2363%
2 | SubTx Lines - Meshed | Sub-transmission lines | 1 | SD1694-HACKHAM-PORT NOARLUNGA | 2: 127; 3: 34.0812; 4: 27; 5: Y; 6: 0.165%
2 | SubTx Lines - Meshed | Sub-transmission lines | 1 | bar: 0 to 6
2 | SubTx Lines - Meshed | Sub-transmission lines | 1 | SD1665-HAPPY VALLEY-PANORAMA | 2: 125; 3: 35.2285; 4: 28; 5: Y; 6: 0.165%
2 | SubTx Lines - Meshed | Sub-transmission lines | 1 | SD1666-HAPPY VALLEY-PANORAMA | 2: 126; 3: 36.1885; 4: 29; 5: Y; 6: 0.165%
2 | SubTx Lines - Meshed | Sub-transmission lines | 1 | SD1566-HAPPY VALLEY-SEACOMBE | 2: 109; 3: 48.2403; 4: 44; 5: Y; 6: 0.165%
2 | SubTx Lines - Meshed | Sub-transmission lines | 1 | SD1590-HAPPY VALLEY-SEACOMBE | 2: 119; 3: 41.0721; 4: 35; 5: Y; 6: 0.165%
2 | SubTx Lines - Meshed | Sub-transmission lines | 1 | SD1692-HILLCREST-HOLDEN HILL | 2: 127; 3: 24.6678; 4: 19; 5: Y; 6: -0.2363%
3 | SubTx Lines - CBD | Sub-transmission lines | 1 | SD1664-HINDLEY STREET-WHITMORE SQUARE | 2: 125; 3: 53.4064; 4: 43; 5: Y; 6: -0.2363%
3 | SubTx Lines - CBD | Sub-transmission lines | 1 | SD1659-HINDLEY STREET TEE-HINDLEY STREET TEE | 2: 81; 3: 27.6134; 4: 34; 5: Y; 6: -0.2363%
2 | SubTx Lines - Meshed | Sub-transmission lines | 1 | SD1660-HOLDEN HILL-CAMPBELLTOWN | 2: 127; 3: 14.0471; 4: 11; 5: Y; 6: -0.2363%
2 | SubTx Lines - Meshed | Sub-transmission lines | 1 | SD1554-HOLDEN HILL-HOPE VALLEY | 2: 127; 3: 36.1554; 4: 28; 5: Y; 6: -0.2363%
2 | SubTx Lines - Meshed | Sub-transmission lines | 1 | SD1554-HOPE VALLEY-TEA TREE GULLY | 2: 127; 3: 23.9927; 4: 19; 5: Y; 6: -0.2363%
1 | SubTx Lines - Radial | Sub-transmission lines | 1 | SD1591-HV / SAW TEE-HAPPY VALLEY SAW | 2: 20; 3: 3.5735; 4: 18; 5: Y; 6: 0.165%
2 | SubTx Lines - Meshed | Sub-transmission lines | 1 | SD1591-HV / SAW TEE-MORPHETT VALE EAST | 2: 127; 3: 22.9212; 4: 18; 5: Y; 6: 0.165%
1 | SubTx Lines - Radial | Sub-transmission lines | 1 | SD1690-KENT TOWN-KENT TOWN TEE | 2: 65; 3: 33.8374; 4: 52; 5: Y; 6: -0.2363%
1 | SubTx Lines - Radial | Sub-transmission lines | 1 | SD1671-KESWICK-CLARENCE GARDENS | 2: 0; 3: 17.0915; 4: 0; 5: N; 6: 0.165%
2 | SubTx Lines - Meshed | Sub-transmission lines | 1 | SD1670-KESWICK-NEW RICHMOND TEE | 2: 127; 3: 79.0974; 4: 62; 5: Y; 6: 0.165%
2 | SubTx Lines - Meshed | Sub-transmission lines | 1 | SD1669-KESWICK-WHITMORE SQUARE TEE | 2: 127; 3: 54.7636; 4: 43; 5: Y; 6: 0.165%
2 | SubTx Lines - Meshed | Sub-transmission lines | 1 | SD2014-KILBURN-CAVAN | 2: 137; 3: 49.1929; 4: 36; 5: Y; 6: -1.325%
2 | SubTx Lines - Meshed | Sub-transmission lines | 1 | SD1658-KILBURN SOUTH TEE-KILBURN SOUTH | 2: 20; 3: 10.5385; 4: 53; 5: Y; 6: -0.2363%
2 | SubTx Lines - Meshed | Sub-transmission lines | 1 | SD1658-KILBURN SOUTH TEE-PROSPECT | 2: 128; 3: 29.1343; 4: 23; 5: Y; 6: -0.2363%
2 | SubTx Lines - Meshed | Sub-transmission lines | 1 | SD1675-KILKENNY-WOODVILLE | 2: 120; 3: 35.9235; 4: 30; 5: Y; 6: -1.325%
2 | SubTx Lines - Meshed | Sub-transmission lines | 1 | SD1574-KINGSWOOD-NORTH UNLEY | 2: 109; 3: 39.4143; 4: 36; 5: Y; 6: 0.165%
2 | SubTx Lines - Meshed | Sub-transmission lines | 1 | SD1654-LARGS NORTH-ADELAIDE BRIGHTON CEMENT | 2: 127; 3: 86.3771; 4: 68; 5: Y; 6: -1.325%
2 | SubTx Lines - Meshed | Sub-transmission lines | 1 | SD1693-LEFEVRE-BLACKPOOL | 2: 137; 3: 26.6833; 4: 19; 5: Y; 6: -1.325%
2 | SubTx Lines - Meshed | Sub-transmission lines | 1 | SD1662-LINDEN PARK-LINDEN PARK TEE | 2: 46; 3: 35.4216; 4: 77; 5: Y; 6: 0.165%
2 | SubTx Lines - Meshed | Sub-transmission lines | 1 | SD1563-LOWER MITCHAM-KINGSWOOD | 2: 127; 3: 31.6332; 4: 25; 5: Y; 6: 0.165%
1 | SubTx Lines - Radial | Sub-transmission lines | 1 | SD1556-MAGILL-BURNSIDE | 2: 55; 3: 12.6327; 4: 23; 5: Y; 6: -0.2363%
2 | SubTx Lines - Meshed | Sub-transmission lines | 1 | SD1663-MAGILL-KENT TOWN TEE | 2: 128; 3: 34.238; 4: 27; 5: Y; 6: -0.2363%
2 | SubTx Lines - Meshed | Sub-transmission lines | 1 | SD1543-MAGILL-NORWOOD | 2: 128; 3: 44.7779; 4: 35; 5: Y; 6: -0.2363%
2 | SubTx Lines - Meshed | Sub-transmission lines | 1 | SD1662-MAGILL-Uraidla tee | 2: 109; 3: 57.8022; 4: 53; 5: Y; 6: 0.165%
2 | SubTx Lines - Meshed | Sub-transmission lines | 1 | SD1594-MCLAREN FLAT-WILLUNGA | 2: 83; 3: 46.0977; 4: 56; 5: Y; 6: 0.165%
1 | SubTx Lines - Radial | Sub-transmission lines | 1 | SD1592-MORPHETT VALE EAST-CLARENDON | 2: 0; 3: 2.7295; 4: 0; 5: N; 6: 0.165%
2 | SubTx Lines - Meshed | Sub-transmission lines | 1 | SD1694-MORPHETT VALE EAST-HACKHAM | 2: 127; 3: 45.0071; 4: 35; 5: Y; 6: 0.165%
2 | SubTx Lines - Meshed | Sub-transmission lines | 1 | SD1594-MORPHETT VALE EAST-MCLAREN FLAT | 2: 83; 3: 53.4214; 4: 64; 5: Y; 6: 0.165%
2 | SubTx Lines - Meshed | Sub-transmission lines | 1 | SD1694-MORPHETT VALE EAST-Port Noarlunga | 2: 0; 3: 0; 4: 0; 5: N; 6: 0.165%
2 | SubTx Lines - Meshed | Sub-transmission lines | 1 | SD1593-MORPHETT VALE EAST-PORT STANVAC | 2: 128; 3: 43.7173; 4: 34; 5: Y; 6: 0.165%
2 | SubTx Lines - Meshed | Sub-transmission lines | 1 | SD2010-MORPHETT VALE EAST-PORT STANVAC | 2: 127; 3: 48.4059; 4: 38; 5: Y; 6: 0.165%
2 | SubTx Lines - Meshed | Sub-transmission lines | 1 | SD1586-MORPHETTVILLE-ASCOT PARK | 2: 128; 3: 6.6573; 4: 5; 5: Y; 6: 0.165%
2 | SubTx Lines - Meshed | Sub-transmission lines | 1 | SD1585-MORPHETTVILLE-OAKLANDS | 2: 126; 3: 21.1021; 4: 17; 5: Y; 6: 0.165%
2 | SubTx Lines - Meshed | Sub-transmission lines | 1 | SD1584-MORPHETTVILLE-Plympton | 2: 109; 3: 53.9073; 4: 49; 5: Y; 6: 0.165%
2 | SubTx Lines - Meshed | Sub-transmission lines | 1 | SD1518-NEW OSBORNE-BLACKPOOL | 2: 127; 3: 58.1279; 4: 46; 5: Y; 6: -1.325%
2 | SubTx Lines - Meshed | Sub-transmission lines | 1 | SD1527-NEW OSBORNE-GLANVILLE | 2: 128; 3: 90.839; 4: 71; 5: Y; 6: -1.325%
2 | SubTx Lines - Meshed | Sub-transmission lines | 1 | SD1653-NEW OSBORNE-LARGS NORTH | 2: 127; 3: 94.5085; 4: 74; 5: Y; 6: -1.325%
2 | SubTx Lines - Meshed | Sub-transmission lines | 1 | SD1532-NEW OSBORNE-SMORGON STEEL RECYCLING | 2: 128; 3: 39.1479; 4: 31; 5: Y; 6: -1.325%
2 | SubTx Lines - Meshed | Sub-transmission lines | 1 | SD1516-NEW RICHMOND-THEBARTON | 2: 125; 3: 13.4347; 4: 11; 5: Y; 6: -1.325%
2 | SubTx Lines - Meshed | Sub-transmission lines | 1 | SD1670-NEW RICHMOND TEE-NEW RICHMOND | 2: 126; 3: 0; 4: 0; 5: N; 6: 0.165%
2 | SubTx Lines - Meshed | Sub-transmission lines | 1 | SD1670-NEW RICHMOND TEE-PLYMPTON | 2: 128; 3: 77.9236; 4: 61; 5: Y; 6: 0.165%
2 | SubTx Lines - Meshed | Sub-transmission lines | 1 | SD1668-NOARLUNGA CENTRE-PORT NOARLUNGA | 2: 83; 3: 20.0644; 4: 24; 5: Y; 6: 0.165%
3 | SubTx Lines - CBD | Sub-transmission lines | 1 | SD1659-NORTH ADELAIDE-HINDLEY STREET TEE | 2: 86; 3: 14.7665; 4: 17; 5: Y; 6: -0.2363%
2 | SubTx Lines - Meshed | Sub-transmission lines | 1 | SD1669-NORTH UNLEY-WHITMORE SQUARE TEE | 2: 109; 3: 54.811; 4: 50; 5: Y; 6: 0.165%
1 | SubTx Lines - Radial | Sub-transmission lines | 1 | SD1549-NORTHFIELD-CLEARVIEW | 2: 40; 3: 20.036; 4: 50; 5: Y; 6: -0.2363%
2 | SubTx Lines - Meshed | Sub-transmission lines | 1 | SD1657-NORTHFIELD-DRY CREEK | 2: 127; 3: 39.5713; 4: 31; 5: Y; 6: -0.2363%
1 | SubTx Lines - Radial | Sub-transmission lines | 1 | SD1535-NORTHFIELD-HARROW | 2: 40; 3: 17.7929; 4: 44; 5: Y; 6: -0.2363%
2 | SubTx Lines - Meshed | Sub-transmission lines | 1 | SD1534-NORTHFIELD-HILLCREST | 2: 127; 3: 51.3697; 4: 40; 5: Y; 6: -0.2363%
2 | SubTx Lines - Meshed | Sub-transmission lines | 1 | SD1539-NORTHFIELD-HOLDEN HILL | 2: 128; 3: 56.4107; 4: 44; 5: Y; 6: -0.2363%
2 | SubTx Lines - Meshed | Sub-transmission lines | 1 | SD1548-NORTHFIELD-INGLE FARM | 2: 126; 3: 33.2074; 4: 26; 5: Y; 6: -0.2363%
2 | SubTx Lines - Meshed | Sub-transmission lines | 1 | SD2019-NORTHFIELD-INGLE FARM | 2: 137; 3: 34.6283; 4: 25; 5: Y; 6: -0.2363%
2 | SubTx Lines - Meshed | Sub-transmission lines | 1 | SD1545-NORWOOD-EAST TERRACE | 2: 91; 3: 37.0308; 4: 41; 5: Y; 6: -0.2363%
1 | SubTx Lines - Radial | Sub-transmission lines | 1 | SD1559-NORWOOD-KENT TOWN | 2: 46; 3: 0; 4: 0; 5: N; 6: -0.2363%
2 | SubTx Lines - Meshed | Sub-transmission lines | 1 | SD1544-NORWOOD-LINDEN PARK | 2: 59; 3: 0; 4: 0; 5: N; 6: -0.2363%
2 | SubTx Lines - Meshed | Sub-transmission lines | 1 | SD1587-PANORAMA-ASCOT PARK | 2: 128; 3: 14.8385; 4: 12; 5: Y; 6: 0.165%
1 | SubTx Lines - Radial | Sub-transmission lines | 1 | SD1572-PANORAMA-BLACKWOOD | 2: 40; 3: 26.0328; 4: 65; 5: Y; 6: 0.165%
1 | SubTx Lines - Radial | Sub-transmission lines | 1 | SD1573-PANORAMA-CUDMORE PARK | 2: 35; 3: 18.4608; 4: 53; 5: Y; 6: 0.165%
2 | SubTx Lines - Meshed | Sub-transmission lines | 1 | SD1662-PANORAMA-LINDEN PARK TEE | 2: 128; 3: 39.6093; 4: 31; 5: Y; 6: 0.165%
2 | SubTx Lines - Meshed | Sub-transmission lines | 1 | SD1562-PANORAMA-LOWER MITCHAM | 2: 127; 3: 44.4425; 4: 35; 5: Y; 6: 0.165%
2 | SubTx Lines - Meshed | Sub-transmission lines | 1 | SD1588-PANORAMA-TONSLEY PARK | 2: 81; 3: 15.4156; 4: 19; 5: Y; 6: 0.165%
2 | SubTx Lines - Meshed | Sub-transmission lines | 1 | SD1504-PARA-ELIZABETH HEIGHTS | 2: 128; 3: 82.1092; 4: 64; 5: Y; 6: 2.099%
2 | SubTx Lines - Meshed | Sub-transmission lines | 1 | SD1503-PARA-ELIZABETH SOUTH | 2: 128; 3: 52.2403; 4: 41; 5: Y; 6: 2.099%
2 | SubTx Lines - Meshed | Sub-transmission lines | 1 | SD1687-PARAFIELD GARDENS-CAVAN | 2: 60; 3: 0; 4: 0; 5: N; 6: 2.099%
2 | SubTx Lines - Meshed | Sub-transmission lines | 1 | SD1502-PARAFIELD GARDENS-SALISBURY | 2: 127; 3: 62.7995; 4: 49; 5: Y; 6: 2.099%
1 | SubTx Lines - Radial | Sub-transmission lines | 1 | SD1683-PARAFIELD GARDENS WEST-BOLIVAR | 2: 127; 3: 11.7137; 4: 9; 5: Y; 6: 2.099%
2 | SubTx Lines - Meshed | Sub-transmission lines | 1 | SD1682-PARAFIELD GARDENS WEST-PARAFIELD GARDENS | 2: 127; 3: 80.8975; 4: 64; 5: Y; 6: 2.099%
2 | SubTx Lines - Meshed | Sub-transmission lines | 1 | SD1510-PARAFIELD GARDENS WEST-PARALOWIE | 2: 127; 3: 66.5375; 4: 52; 5: Y; 6: 2.099%
2 | SubTx Lines - Meshed | Sub-transmission lines | 1 | SD1685-PENFIELD-DIREK | 2: 127; 3: 24.6132; 4: 19; 5: Y; 6: 2.099%
2 | SubTx Lines - Meshed | Sub-transmission lines | 1 | SD1509-PENFIELD-ELIZABETH SOUTH | 2: 137; 3: 30.8574; 4: 23; 5: Y; 6: 2.099%
2 | SubTx Lines - Meshed | Sub-transmission lines | 1 | bar: 0 to 6
1 | SubTx Lines - Radial | Sub-transmission lines | 1 | SD1583-PLYMPTON-GLENELG NORTH | 2: 55; 3: 16.3982; 4: 30; 5: Y; 6: 0.165%
2 | SubTx Lines - Meshed | Sub-transmission lines | 1 | SD1646-PORT ADELAIDE-CHELTENHAM | 2: 127; 3: 66.3907; 4: 52; 5: Y; 6: -1.325%
2 | SubTx Lines - Meshed | Sub-transmission lines | 1 | SD1677-PORT ADELAIDE NORTH-ATHOL PARK TEE | 2: 128; 3: 25.0344; 4: 20; 5: Y; 6: -1.325%
2 | SubTx Lines - Meshed | Sub-transmission lines | 1 | SD1676-PORT NOARLUNGA-SEAFORD | 2: 84; 3: 29.0269; 4: 35; 5: Y; 6: 0.165%
2 | SubTx Lines - Meshed | Sub-transmission lines | 1 | SD1673-PORT STANVAC-LONSDALE | 2: 137; 3: 33.1821; 4: 24; 5: Y; 6: 0.165%
2 | SubTx Lines - Meshed | Sub-transmission lines | 1 | SD1667-PORT STANVAC-NOARLUNGA CENTRE | 2: 70; 3: 31.6172; 4: 45; 5: Y; 6: 0.165%
2 | SubTx Lines - Meshed | Sub-transmission lines | 1 | SD1659-PROSPECT-CROYDON / PROSPECT TEE | 2: 128; 3: 24.2293; 4: 19; 5: Y; 6: -0.2363%
2 | SubTx Lines - Meshed | Sub-transmission lines | 1 | SD1526-QUEENSTOWN-GLANVILLE | 2: 127; 3: 81.6212; 4: 64; 5: Y; 6: -1.325%
2 | SubTx Lines - Meshed | Sub-transmission lines | 1 | SD1565-SEACOMBE-OAKLANDS | 2: 126; 3: 32.4452; 4: 26; 5: Y; 6: 0.165%
2 | SubTx Lines - Meshed | Sub-transmission lines | 1 | SD1672-SEACOMBE-SHEIDOW PARK | 2: 137; 3: 32.2503; 4: 24; 5: Y; 6: 0.165%
2 | SubTx Lines - Meshed | Sub-transmission lines | 1 | SD1676-SEAFORD-ALDINGA | 2: 84; 3: 24.3288; 4: 29; 5: Y; 6: 0.165%
2 | SubTx Lines - Meshed | Sub-transmission lines | 1 | SD2009-SHEIDOW PARK-LONSDALE | 2: 137; 3: 14.046; 4: 10; 5: Y; 6: 0.165%
2 | SubTx Lines - Meshed | Sub-transmission lines | 1 | SD2009-SHEIDOW PARK-Port Stanvac | 2: 0; 3: 0; 4: 0; 5: N; 6: 0.165%
2 | SubTx Lines - Meshed | Sub-transmission lines | 1 | SD1650-SMITHFIELD WEST-ANGLE VALE | 2: 84; 3: 23.4401; 4: 28; 5: Y; 6: 2.099%
2 | SubTx Lines - Meshed | Sub-transmission lines | 1 | SD1532-SMORGON STEEL RECYCLING-PORT ADELAIDE NORTH | 2: 128; 3: 38.2953; 4: 30; 5: Y; 6: -1.325%
2 | SubTx Lines - Meshed | Sub-transmission lines | 1 | SD1638-TEA TREE GULLY-GOLDEN GROVE | 2: 127; 3: 26.7571; 4: 21; 5: Y; 6: -0.2363%
2 | SubTx Lines - Meshed | Sub-transmission lines | 1 | SD1522-THEBARTON-CROYDON | 2: 125; 3: 37.0473; 4: 30; 5: Y; 6: -1.325%
2 | SubTx Lines - Meshed | Sub-transmission lines | 1 | SD1564-TONSLEY PARK-SEACOMBE | 2: 128; 3: 15.7537; 4: 12; 5: Y; 6: 0.165%
2 | SubTx Lines - Meshed | Sub-transmission lines | 1 | SD1677-TORRENS ISLAND-ATHOL PARK TEE | 2: 127; 3: 13.0484; 4: 10; 5: Y; 6: -1.325%
2 | SubTx Lines - Meshed | Sub-transmission lines | 1 | SD1656-TORRENS ISLAND-KILBURN | 2: 98; 3: 36.4177; 4: 37; 5: Y; 6: -1.325%
2 | SubTx Lines - Meshed | Sub-transmission lines | 1 | SD1662-Uraidla tee-LINDEN PARK TEE | 2: 128; 3: 57.807; 4: 45; 5: Y; 6: 0.165%
2 | SubTx Lines - Meshed | Sub-transmission lines | 1 | SD1662-Uraidla tee-Uraidla | 2: 40; 3: 0; 4: 0; 5: N; 6: 0.165%
2 | SubTx Lines - Meshed | Sub-transmission lines | 1 | SD1663-WHITMORE SQUARE-KENT TOWN TEE | 2: 90; 3: 0; 4: 0; 5: N; 6: -0.2363%
3 | SubTx Lines - CBD | Sub-transmission lines | 1 | SD1669-WHITMORE SQUARE-KESWICK / NORTH UNLEY TEE | 2: 70; 3: 0; 4: 0; 5: N; 6: -0.2363%
2 | SubTx Lines - Meshed | Sub-transmission lines | 1 | SD1524-WOODVILLE-FINDON | 2: 126; 3: 27.5545; 4: 22; 5: Y; 6: -1.325%
2 | SubTx Lines - Meshed | Sub-transmission lines | 1 | SD1525-WOODVILLE-QUEENSTOWN | 2: 127; 3: 67.038; 4: 53; 5: Y; 6: -1.325%
1 | SubTx Lines - Radial | Sub-transmission lines | 1 | SD1568-WILLUNGA-MYPONGA | 2: 71.8; 3: 15.1845; 4: 21; 5: Y; 6: 0.1645%
1 | SubTx Lines - Radial | Sub-transmission lines | 1 | SD1569-MYPONGA-YANKALILLA | 2: 71.8; 3: 11.304; 4: 16; 5: Y; 6: 0.1645%
1 | SubTx Lines - Radial | Sub-transmission lines | 1 | SD1689-YANKALILLA-CAPE JERVIS | 2: 61; 3: 5.9464; 4: 10; 5: Y; 6: 0.1645%
1 | SubTx Lines - Radial | Sub-transmission lines | 1 | SD1570-WILLUNGA-SQUAREWATER HOLE | 2: 71.8; 3: 34.5371; 4: 48; 5: Y; 6: 0.1645%
1 | SubTx Lines - Radial | Sub-transmission lines | 1 | SD1595-SQWATERHOLE-VICTOR HARBOR | 2: 40.6; 3: 19.601; 4: 48; 5: Y; 6: 0.1645%
1 | SubTx Lines - Radial | Sub-transmission lines | 1 | SD1571-SQWATERHOLE-GOOLWA | 2: 53.2; 3: 11.0454; 4: 21; 5: Y; 6: 0.1645%
2 | SubTx Lines - Meshed | Sub-transmission lines | 1 | SD2012-MOUNT BARKER-MOUNT BARKER SOUTH | 2: 137; 3: 47.6246; 4: 35; 5: Y; 6: 1.427%
2 | SubTx Lines - Meshed | Sub-transmission lines | 1 | SD1598-MOUNT BARKER-BALHANNAH | 2: 55.4; 3: 42.6223; 4: 77; 5: Y; 6: 1.427%
2 | SubTx Lines - Meshed | Sub-transmission lines | 1 | SD1599-BALHANNAH-URAIDLA | 2: 40.2; 3: 21.5188; 4: 54; 5: Y; 6: 1.427%
1 | SubTx Lines - Radial | Sub-transmission lines | 1 | SD1596-MOUNT BARKER-HAHNDORF | 2: 55.4; 3: 4.5695; 4: 8; 5: Y; 6: 1.427%
1 | SubTx Lines - Radial | Sub-transmission lines | 1 | SD1597-MOUNT BARKER-MEADOWS | 2: 0; 3: 0; 4: 0; 5: N; 6: 1.427%
1 | SubTx Lines - Radial | Sub-transmission lines | 1 | SD1597-MOUNT BARKER SOUTH-MEADOWS | 2: 55.4; 3: 5.0289; 4: 9; 5: Y; 6: 1.427%
1 | SubTx Lines - Radial | Sub-transmission lines | 1 | SD1601-MOUNT BARKER-STRATHALBYN EAST TEE | 2: 0; 3: 0; 4: 0; 5: N; 6: 1.427%
1 | SubTx Lines - Radial | Sub-transmission lines | 1 | SD1601-MOUNT BARKER SOUTH-STRATHALBYN EAST TEE | 2: 34.75; 3: 18.4719; 4: 53; 5: Y; 6: 1.427%
1 | SubTx Lines - Radial | Sub-transmission lines | 1 | SD1601-STRATH EAST TEE-STRATHALBYN | 2: 34.75; 3: 18.0679; 4: 52; 5: Y; 6: 1.427%
1 | SubTx Lines - Radial | Sub-transmission lines | 1 | SD1602-STRATHALBYN-BELVIDERE | 2: 13; 3: 8.1492; 4: 63; 5: Y; 6: 1.427%
1 | SubTx Lines - Radial | Sub-transmission lines | 1 | SD1603-BELVIDERE-MILANG | 2: 10.3; 3: 2.4083; 4: 23; 5: Y; 6: 1.427%
1 | SubTx Lines - Radial | Sub-transmission lines | 1 | SD1604-BELVIDERE-LANGHORNE CREEK | 2: 13; 3: 5.009; 4: 39; 5: Y; 6: 1.427%
1 | SubTx Lines - Radial | Sub-transmission lines | 1 | SD1609-YADNARIE-CLEVE | 2: 10.3; 3: 4.588; 4: 45; 5: Y; 6: 0.2152%
1 | SubTx Lines - Radial | Sub-transmission lines | 1 | SD1610-YADNARIE-RUDALL | 2: 10.3; 3: 2.8792; 4: 28; 5: Y; 6: 0.2152%
1 | SubTx Lines - Radial | Sub-transmission lines | 1 | SD1611-RUDALL-DARKE PEAK | 2: 10.3; 3: 2.0396; 4: 20; 5: Y; 6: 0.2152%
1 | SubTx Lines - Radial | Sub-transmission lines | 1 | SD1612-DARKE PEAK-CARALUE | 2: 10.3; 3: 1.5297; 4: 15; 5: Y; 6: 0.2152%
1 | SubTx Lines - Radial | Sub-transmission lines | 1 | SD1613-RUDALL-LOCK | 2: 10.3; 3: 0.78102; 4: 8; 5: Y; 6: 0.2152%
1 | SubTx Lines - Radial | Sub-transmission lines | 1 | SD1614-LOCK-POLDA | 2: 10.3; 3: 0; 4: 0; 5: N; 6: 0.2152%
1 | SubTx Lines - Radial | Sub-transmission lines | 1 | SD1615-POLDA-WUDINNA | 2: 10.3; 3: 0.78102; 4: 8; 5: Y; 6: 0.2152%
1 | SubTx Lines - Radial | Sub-transmission lines | 1 | SD1605-WUDINNA-MOORKITABIE | 2: 53.2; 3: 10.1079; 4: 19; 5: Y; 6: -1.025%
1 | SubTx Lines - Radial | Sub-transmission lines | 1 | SD1606-MOORKITABIE-TARLTON | 2: 53.2; 3: 9.2266; 4: 17; 5: Y; 6: -1.025%
1 | SubTx Lines - Radial | Sub-transmission lines | 1 | SD1607-TARLTON-STREAKY BAY | 2: 31; 3: 2.4187; 4: 8; 5: Y; 6: -1.025%
1 | SubTx Lines - Radial | Sub-transmission lines | 1 | SD1608-TARLTON-CEDUNA | 2: 53.2; 3: 6.0407; 4: 11; 5: Y; 6: -1.025%
1 | SubTx Lines - Radial | Sub-transmission lines | 1 | SD1616-NORTHWEST BEND-MORGAN TEE | 2: 19.3; 3: 10.4785; 4: 54; 5: Y; 6: -0.6798%
1 | SubTx Lines - Radial | Sub-transmission lines | 1 | SD1617-MORGAN TEE-CORDOLA | 2: 19.6; 3: 9.6773; 4: 49; 5: Y; 6: -0.6798%
1 | SubTx Lines - Radial | Sub-transmission lines | 1 | SD1618-CORDOLA-ROONKA | 2: 10.3; 3: 8.0777; 4: 78; 5: Y; 6: -0.6798%
1 | SubTx Lines - Radial | Sub-transmission lines | 1 | SD1619-ROONKA-PORTEE | 2: 19.6; 3: 6.6098; 4: 34; 5: Y; 6: -0.6798%
1 | SubTx Lines - Radial | Sub-transmission lines | 1 | SD1620-PORTEE-SWAN REACH | 2: 10.3; 3: 6.3569; 4: 62; 5: Y; 6: -0.6798%
1 | SubTx Lines - Radial | Sub-transmission lines | 1 | SD1621-SWAN REACH-STOCKWELL | 2: 10.3; 3: 4.717; 4: 46; 5: Y; 6: -0.6798%
1 | SubTx Lines - Radial | Sub-transmission lines | 1 | SD1622-NORTHWEST BEND-CADELL | 2: 26; 3: 14.9084; 4: 57; 5: Y; 6: -0.6798%
1 | SubTx Lines - Radial | Sub-transmission lines | 1 | SD1623-CADELL-QUALCO | 2: 26; 3: 13.2544; 4: 51; 5: Y; 6: -0.6798%
1 | SubTx Lines - Radial | Sub-transmission lines | 1 | SD1624-QUALCO-RAMCO | 2: 26; 3: 11.0291; 4: 42; 5: Y; 6: -0.6798%
1 | SubTx Lines - Radial | Sub-transmission lines | 1 | SD1625-RAMCO-WAIKERIE | 2: 26; 3: 6.7268; 4: 26; 5: Y; 6: -0.6798%
1 | SubTx Lines - Radial | Sub-transmission lines | 1 | SD1626-BERRI-GLOSSOP | 2: 40.2; 3: 27.5078; 4: 68; 5: Y; 6: -1.047%
1 | SubTx Lines - Radial | Sub-transmission lines | 1 | SD1627-GLOSSOP-LOVEDAY | 2: 26.4; 3: 15.7623; 4: 60; 5: Y; 6: -1.047%
1 | SubTx Lines - Radial | Sub-transmission lines | 1 | SD1628-LOVEDAY-WOOLPUNDA | 2: 14.1; 3: 4.9497; 4: 35; 5: Y; 6: -1.047%
1 | SubTx Lines - Radial | Sub-transmission lines | 1 | SD1629-WOOLPUNDA-WAIKERIE | 2: 14.1; 3: 0; 4: 0; 5: N; 6: -1.047%
1 | SubTx Lines - Radial | Sub-transmission lines | 1 | SD1630-BERRI-LOXTON | 2: 44; 3: 18.5011; 4: 42; 5: Y; 6: -1.047%
1 | SubTx Lines - Radial | Sub-transmission lines | 1 | SD1631-LOXTON-PYAP | 2: 14.1; 3: 8; 4: 57; 5: Y; 6: -1.047%
1 | SubTx Lines - Radial | Sub-transmission lines | 1 | SD1632-BERRI-RENMARK | 2: 42.7; 3: 27.3827; 4: 64; 5: Y; 6: -1.047%
1 | SubTx Lines - Radial | Sub-transmission lines | 1 | SD1633-RENMARK-PARINGA | 2: 25.9; 3: 10.9289; 4: 42; 5: Y; 6: -1.047%
1 | SubTx Lines - Radial | Sub-transmission lines | 1 | SD1634-BERRI-LYRUP | 2: 12.3; 3: 3.544; 4: 29; 5: Y; 6: -1.047%
1 | SubTx Lines - Radial | Sub-transmission lines | 1 | AP351F-Woodville-Holdens | 2: 0; 3: 2.8684; 4: 0; 5: N; 6: -1.325%
1 | SubTx Lines - Radial | Sub-transmission lines | 1 | AP351G-Actil-Cheltenham | 2: 0; 3: 0; 4: 0; 5: N; 6: -1.325%
1 | SubTx Lines - Radial | Sub-transmission lines | 1 | AP351G-Woodville-Actil | 2: 0; 3: 1.8024; 4: 0; 5: N; 6: -1.325%
1 | SubTx Lines - Radial | Sub-transmission lines | 1 | bar: 0 to 6
1 | SubTx Lines - Radial | Sub-transmission lines | 1 | bar: 0 to 6
1 | SubTx Lines - Radial | Sub-transmission lines | 1 | AP351K-Woodville-Cheltenham Stuart | 2: 21.7; 3: 0.68532; 4: 3; 5: Y; 6: -1.325%
1 | SubTx Lines - Radial | Sub-transmission lines | 1 | AP365D-Cheltenham-Finsbury No 1 | 2: 0; 3: 3.6844; 4: 0; 5: N; 6: -1.325%
1 | SubTx Lines - Radial | Sub-transmission lines | 1 | AP365D-Cheltenham-Finsbury No 2 | 2: 0; 3: 1.2729; 4: 0; 5: N; 6: -1.325%
3 | SubTx Lines - CBD | Sub-transmission lines | 1 | CBD-27/B-East Terrace-Hindley Street | 2: 8.5737; 3: 1.6924; 4: 20; 5: Y; 6: -0.2363%
3 | SubTx Lines - CBD | Sub-transmission lines | 1 | CBD-27/FF1-East Terrace-Hindley Street | 2: 10.2884; 3: 1.134; 4: 11; 5: Y; 6: -0.2363%
3 | SubTx Lines - CBD | Sub-transmission lines | 1 | CBD-27/FF1-Hindley Street-East Terrace | 2: 10.2884; 3: 0; 4: 0; 5: N; 6: -0.2363%
3 | SubTx Lines - CBD | Sub-transmission lines | 1 | CBD-27/GC1-East Terrace-Hindley Street | 2: 12.8605; 3: 0; 4: 0; 5: N; 6: -0.2363%
3 | SubTx Lines - CBD | Sub-transmission lines | 1 | CBD-27/GC1-Hindley Street-East Terrace | 2: 12.8605; 3: 2.1141; 4: 16; 5: Y; 6: -0.2363%
3 | SubTx Lines - CBD | Sub-transmission lines | 1 | CBD-27/GC2-East Terrace-Hindley Street | 2: 12.8605; 3: 4.63; 4: 36; 5: Y; 6: -0.2363%
3 | SubTx Lines - CBD | Sub-transmission lines | 1 | CBD-27/GC2-Hindley Street-East Terrace | 2: 12.8605; 3: 0; 4: 0; 5: N; 6: -0.2363%
3 | SubTx Lines - CBD | Sub-transmission lines | 1 | CBD-27/L-East Terrace-Hindley Street | 2: 8.5737; 3: 2.986; 4: 35; 5: Y; 6: -0.2363%
3 | SubTx Lines - CBD | Sub-transmission lines | 1 | CBD-27/L-Hindley Street-East Terrace | 2: 8.5737; 3: 0; 4: 0; 5: N; 6: -0.2363%
3 | SubTx Lines - CBD | Sub-transmission lines | 1 | CBD-27/NT1-East Terrace-Hindley Street | 2: 15.1468; 3: 7.2798; 4: 48; 5: Y; 6: -0.2363%
3 | SubTx Lines - CBD | Sub-transmission lines | 1 | CBD-27/NT1-Hindley Street-East Terrace | 2: 15.1468; 3: 0; 4: 0; 5: N; 6: -0.2363%
3 | SubTx Lines - CBD | Sub-transmission lines | 1 | CBD-27/NT2-East Terrace-Hindley Street | 2: 15.1468; 3: 0; 4: 0; 5: N; 6: -0.2363%
3 | SubTx Lines - CBD | Sub-transmission lines | 1 | CBD-27/NT2-Hindley Street-East Terrace | 2: 15.1468; 3: 2.9176; 4: 19; 5: Y; 6: -0.2363%
3 | SubTx Lines - CBD | Sub-transmission lines | 1 | CBD-27/PW1-East Terrace-Hindley Street | 2: 12.8605; 3: 0; 4: 0; 5: N; 6: -0.2363%
3 | SubTx Lines - CBD | Sub-transmission lines | 1 | CBD-27/PW1-Hindley Street-East Terrace | 2: 12.8605; 3: 0.95734; 4: 7; 5: Y; 6: -0.2363%
3 | SubTx Lines - CBD | Sub-transmission lines | 1 | CBD-27/Y-East Terrace-Hindley Street | 2: 8.5737; 3: 0; 4: 0; 5: N; 6: -0.2363%
3 | SubTx Lines - CBD | Sub-transmission lines | 1 | CBD-27/Y-Hindley Street-East Terrace | 2: 8.5737; 3: 2.9513; 4: 34; 5: Y; 6: -0.2363%
1 | SubTx Lines - Radial | Sub-transmission lines | 1 | CM35-Tod River-Tumby Bay | 2: 5.1; 3: 2.5144; 4: 49; 5: Y; 6: -0.7403%
1 | SubTx Lines - Radial | Sub-transmission lines | 1 | CM36-Tod River-Cummins | 2: 5.1; 3: 2.3333; 4: 46; 5: Y; 6: -0.7403%
1 | SubTx Lines - Radial | Sub-transmission lines | 1 | LX21-Lindsay Port Tee-Chowilla Group | 2: 10.3; 3: 1.3119; 4: 13; 5: Y; 6: -1.047%
1 | SubTx Lines - Radial | Sub-transmission lines | 1 | LX21-Lindsay Port Tee-Vic Border | 2: 10.3; 3: 1.3119; 4: 13; 5: Y; 6: -1.047%
1 | SubTx Lines - Radial | Sub-transmission lines | 1 | LX21-Murtho-Lindsay Port Tee | 2: 10.3; 3: 3.9357; 4: 38; 5: Y; 6: -1.047%
1 | SubTx Lines - Radial | Sub-transmission lines | 1 | LX21-Paringa-Murtho | 2: 15; 3: 6.5596; 4: 44; 5: Y; 6: -1.047%
1 | SubTx Lines - Radial | Sub-transmission lines | 1 | LX21-Vic Border-Lindsay Port Group | 2: 2; 3: 0.65596; 4: 33; 5: Y; 6: -1.047%
1 | SubTx Lines - Radial | Sub-transmission lines | 1 | PL31-Port Lincoln City Tee-Port Lincoln City | 2: 40.5; 3: 0; 4: 0; 5: N; 6: -0.7403%
1 | SubTx Lines - Radial | Sub-transmission lines | 1 | PL31-Port Lincoln Terminal-Port Lincoln City Tee | 2: 15.5; 3: 9.4848; 4: 61; 5: Y; 6: -0.7403%
1 | SubTx Lines - Radial | Sub-transmission lines | 1 | PL32-Port Lincoln City Tee-Port Lincoln Docks | 2: 40.5; 3: 8.8386; 4: 22; 5: Y; 6: -0.7403%
1 | SubTx Lines - Radial | Sub-transmission lines | 1 | PL32-Port Lincoln Terminal-Port Lincoln City | 2: 28.9; 3: 16.1511; 4: 56; 5: Y; 6: -0.7403%
1 | SubTx Lines - Radial | Sub-transmission lines | 1 | PL33-Port Lincoln Terminal-Uley SouthTee | 2: 7.1; 3: 3.5555; 4: 50; 5: Y; 6: -0.7403%
1 | SubTx Lines - Radial | Sub-transmission lines | 1 | PL33-Uley -Coffin Bay | 2: 5.2; 3: 1.0667; 4: 21; 5: Y; 6: -0.7403%
1 | SubTx Lines - Radial | Sub-transmission lines | 1 | PL33-Uley SouthTee-Uley | 2: 5.2; 3: 1.7778; 4: 34; 5: Y; 6: -0.7403%
1 | SubTx Lines - Radial | Sub-transmission lines | 1 | PL33-Uley SouthTee-Uley South | 2: 5.1; 3: 1.7778; 4: 35; 5: Y; 6: -0.7403%
1 | SubTx Lines - Radial | Sub-transmission lines | 1 | PL34-Poonindie Tee-Poonindie | 2: 12.9; 3: 0.8544; 4: 7; 5: Y; 6: -0.7403%
1 | SubTx Lines - Radial | Sub-transmission lines | 1 | PL34-Poonindie Tee-Tod River | 2: 20.3; 3: 6.524; 4: 32; 5: Y; 6: -0.7403%
1 | SubTx Lines - Radial | Sub-transmission lines | 1 | PL34-Poonindie-Point Boston | 2: 13.15; 3: 0.8544; 4: 6; 5: Y; 6: -0.7403%
1 | SubTx Lines - Radial | Sub-transmission lines | 1 | PL34-Port Lincoln Terminal-Poonindie Tee | 2: 20.3; 3: 7.2489; 4: 36; 5: Y; 6: -0.7403%
1 | SubTx Lines - Radial | Sub-transmission lines | 1 | SD311-Baroota Tee-Bungama | 2: 5.1; 3: 1.8931; 4: 37; 5: Y; 6: -0.2527%
1 | SubTx Lines - Radial | Sub-transmission lines | 1 | SD311-Baroota Tee-Murraytown Tee | 2: 9.8; 3: 2.7449; 4: 28; 5: Y; 6: -0.2527%
1 | SubTx Lines - Radial | Sub-transmission lines | 1 | SD311-Baroota-Baroota Tee | 2: 20.3; 3: 4.7327; 4: 23; 5: Y; 6: -0.2527%
1 | SubTx Lines - Radial | Sub-transmission lines | 1 | SD311-Murraytown Tee-Murraytown | 2: 9.8; 3: 2.7449; 4: 28; 5: Y; 6: -0.2527%
1 | SubTx Lines - Radial | Sub-transmission lines | 1 | SD312-Murraytown -Gladstone | 2: 3.4; 3: 1.2946; 4: 38; 5: Y; 6: -0.2527%
1 | SubTx Lines - Radial | Sub-transmission lines | 1 | SD313-Murraytown -Orroroo | 2: 3.9; 3: 1.9845; 4: 51; 5: Y; 6: -0.2527%
1 | SubTx Lines - Radial | Sub-transmission lines | 1 | SD314-Melrose-Wilmington | 2: 4; 3: 0.97351; 4: 24; 5: Y; 6: -0.2527%
1 | SubTx Lines - Radial | Sub-transmission lines | 1 | SD314-Murraytown -Melrose | 2: 3.4; 3: 1.2169; 4: 36; 5: Y; 6: -0.2527%
2 | SubTx Lines - Meshed | Sub-transmission lines | 1 | SD321-Bungama-Port Pirie | 2: 30.1; 3: 14.625; 4: 49; 5: Y; 6: 0.287%
2 | SubTx Lines - Meshed | Sub-transmission lines | 1 | SD321-Bungama-Port Pirie South | 2: 30.1; 3: 16.2225; 4: 54; 5: Y; 6: 0.287%
2 | SubTx Lines - Meshed | Sub-transmission lines | 1 | SD321-Port Pirie South-Port Pirie | 2: 39.8; 3: 9.3536; 4: 24; 5: Y; 6: 0.287%
1 | SubTx Lines - Radial | Sub-transmission lines | 1 | SD323-Bungama-Crystal Brook Tee | 2: 21.3; 3: 9.3964; 4: 44; 5: Y; 6: 0.287%
1 | SubTx Lines - Radial | Sub-transmission lines | 1 | SD323-Crystal Brook Tee-Crystal Brook | 2: 3.4; 3: 0.46982; 4: 14; 5: Y; 6: 0.287%
1 | SubTx Lines - Radial | Sub-transmission lines | 1 | SD323-Crystal Brook Tee-Gladstone | 2: 16; 3: 8.9266; 4: 56; 5: Y; 6: 0.287%
1 | SubTx Lines - Radial | Sub-transmission lines | 1 | SD322-Gladstone-Peterborough Tee | 2: 12.5; 3: 4.4633; 4: 36; 5: Y; 6: 0.287%
1 | SubTx Lines - Radial | Sub-transmission lines | 1 | SD322-Peterborough Tee-Jamestown | 2: 6.7; 3: 2.2316; 4: 33; 5: Y; 6: 0.287%
1 | SubTx Lines - Radial | Sub-transmission lines | 1 | SD322-Jamestown-Terowie | 2: 3.4; 3: 1.1158; 4: 33; 5: Y; 6: 0.287%
1 | SubTx Lines - Radial | Sub-transmission lines | 1 | SD322-Peterborough-Yongala | 2: 6.1; 3: 2.1393; 4: 35; 5: Y; 6: 0.287%
1 | SubTx Lines - Radial | Sub-transmission lines | 1 | SD322-Yongala-Peterborough Tee | 2: 6.1; 3: 2.1393; 4: 35; 5: Y; 6: 0.287%
1 | SubTx Lines - Radial | Sub-transmission lines | 1 | SD324-Bungama-Port Broughton Tee | 2: 13; 3: 5.728; 4: 44; 5: Y; 6: 0.287%
1 | SubTx Lines - Radial | Sub-transmission lines | 1 | SD324-Port Broughton Tee-Collinsfield | 2: 6.7; 3: 0; 4: 0; 5: N; 6: 0.287%
1 | SubTx Lines - Radial | Sub-transmission lines | 1 | SD324-Port Broughton Tee-Crystal Brook | 2: 3.9; 3: 2.4129; 4: 62; 5: Y; 6: 0.287%
1 | SubTx Lines - Radial | Sub-transmission lines | 1 | SD324-Port Broughton Tee-Port Broughton | 2: 8.9; 3: 3.3151; 4: 37; 5: Y; 6: 0.287%
1 | SubTx Lines - Radial | Sub-transmission lines | 1 | SD331-Brinkworth-Yacka Tee | 2: 6.2; 3: 1.6831; 4: 27; 5: Y; 6: -0.002981%
1 | SubTx Lines - Radial | Sub-transmission lines | 1 | SD331-Spalding Tee-Gladstone | 2: 3.9; 3: 0.2693; 4: 7; 5: Y; 6: -0.002981%
1 | SubTx Lines - Radial | Sub-transmission lines | 1 | SD331-Spalding Tee-Spalding | 2: 3.1; 3: 1.1445; 4: 37; 5: Y; 6: -0.002981%
1 | SubTx Lines - Radial | Sub-transmission lines | 1 | SD331-Yacka Tee-Spalding Tee | 2: 5.1; 3: 1.6831; 4: 33; 5: Y; 6: -0.002981%
1 | SubTx Lines - Radial | Sub-transmission lines | 1 | SD332-Blyth-Balaklava | 2: 4; 3: 0.36585; 4: 9; 5: Y; 6: -0.002981%
1 | SubTx Lines - Radial | Sub-transmission lines | 1 | SD332-Blyth-Clare North Tee | 2: 6.2; 3: 0; 4: 0; 5: N; 6: -0.002981%
1 | SubTx Lines - Radial | Sub-transmission lines | 1 | SD332-Brinkworth Tee-Brinkworth Town | 2: 5.1; 3: 2.6132; 4: 51; 5: Y; 6: -0.002981%
1 | SubTx Lines - Radial | Sub-transmission lines | 1 | SD332-Brinkworth Town-Blyth | 2: 5.1; 3: 1.8293; 4: 36; 5: Y; 6: -0.002981%
1 | SubTx Lines - Radial | Sub-transmission lines | 1 | SD332-Brinkworth-Brinkworth Tee | 2: 6.2; 3: 2.6132; 4: 42; 5: Y; 6: -0.002981%
1 | SubTx Lines - Radial | Sub-transmission lines | 1 | SD333-Brinkworth-Collinsfield | 2: 6.2; 3: 0.57043; 4: 9; 5: Y; 6: -0.002981%
1 | SubTx Lines - Radial | Sub-transmission lines | 1 | SD341-Balaklava Tee-LSDF4172 | 2: 9.8; 3: 5.2101; 4: 53; 5: Y; 6: -1.076%
1 | SubTx Lines - Radial | Sub-transmission lines | 1 | SD341-Hummocks-Balaklava Tee | 2: 26.6; 3: 5.2101; 4: 20; 5: Y; 6: -1.076%
1 | SubTx Lines - Radial | Sub-transmission lines | 1 | SD341-LSDF4172-Balaklava | 2: 5.1; 3: 3.0663; 4: 60; 5: Y; 6: -1.076%
1 | SubTx Lines - Radial | Sub-transmission lines | 1 | SD342-Hummocks-Port Wakefield Tee | 2: 17.6; 3: 6.5765; 4: 37; 5: Y; 6: -1.076%
1 | SubTx Lines - Radial | Sub-transmission lines | 1 | SD342-Port Wakefield Tee-Proof Range | 2: 9.1; 3: 5.9188; 4: 65; 5: Y; 6: -1.076%
1 | SubTx Lines - Radial | Sub-transmission lines | 1 | SD343-Hummocks-Ardrossan | 2: 7; 3: 1.4318; 4: 20; 5: Y; 6: -1.076%
1 | SubTx Lines - Radial | Sub-transmission lines | 1 | SD344-Hummocks-Ninnes Tee | 2: 18; 3: 2.4; 4: 13; 5: Y; 6: -1.076%
1 | SubTx Lines - Radial | Sub-transmission lines | 1 | SD344-Ninnes Tee-Ninnes | 2: 3.5; 3: 0.96; 4: 27; 5: Y; 6: -1.076%
1 | SubTx Lines - Radial | Sub-transmission lines | 1 | SD344-Ninnes Tee-Paskeville | 2: 18; 3: 1.44; 4: 8; 5: Y; 6: -1.076%
1 | SubTx Lines - Radial | Sub-transmission lines | 1 | SD344-Ninnes-Lochiel | 2: 3.9; 3: 0.192; 4: 5; 5: Y; 6: -1.076%
1 | SubTx Lines - Radial | Sub-transmission lines | 1 | SD344-Paskeville-Kadina East | 2: 6.5; 3: 0; 4: 0; 5: N; 6: -1.076%
1 | SubTx Lines - Radial | Sub-transmission lines | 1 | SD351-Ardrossan West-Maitland | 2: 9.8; 3: 4.0262; 4: 41; 5: Y; 6: 1.548%
1 | SubTx Lines - Radial | Sub-transmission lines | 1 | SD352-Ardrossan BHP-Black Point | 2: 20.1; 3: 4.6724; 4: 23; 5: Y; 6: 1.548%
1 | SubTx Lines - Radial | Sub-transmission lines | 1 | SD352-Ardrossan West-Ardrossan | 2: 5.1; 3: 2.4042; 4: 47; 5: Y; 6: 1.548%
1 | SubTx Lines - Radial | Sub-transmission lines | 1 | bar: 0 to 6
1 | SubTx Lines - Radial | Sub-transmission lines | 1 | SD352-Black Point-Port Vincent | 2: 20.1; 3: 3.9248; 4: 20; 5: Y; 6: 1.548%
1 | SubTx Lines - Radial | Sub-transmission lines | 1 | SD353-Minlaton Tee-LSDF448 | 2: 7; 3: 0; 4: 0; 5: N; 6: 1.548%
1 | SubTx Lines - Radial | Sub-transmission lines | 1 | SD353-Minlaton Tee-Minlaton | 2: 4.2; 3: 2.0605; 4: 49; 5: Y; 6: 1.548%
1 | SubTx Lines - Radial | Sub-transmission lines | 1 | SD353-Port Vincent-Minlaton Tee | 2: 7; 3: 2.9436; 4: 42; 5: Y; 6: 1.548%
1 | SubTx Lines - Radial | Sub-transmission lines | 1 | SD354-Dalrymple-Port Giles Tee | 2: 20.3; 3: 3.4804; 4: 17; 5: Y; 6: -0.2399%
1 | SubTx Lines - Radial | Sub-transmission lines | 1 | SD354-Port Giles Tee-Kleins Point | 2: 5.1; 3: 0.8701; 4: 17; 5: Y; 6: -0.2399%
1 | SubTx Lines - Radial | Sub-transmission lines | 1 | SD354-Port Giles Tee-Port Giles | 2: 15.5; 3: 1.2181; 4: 8; 5: Y; 6: -0.2399%
1 | SubTx Lines - Radial | Sub-transmission lines | 1 | SD354-Port Giles Tee-Stansbury | 2: 6.1; 3: 1.3922; 4: 23; 5: Y; 6: -0.2399%
1 | SubTx Lines - Radial | Sub-transmission lines | 1 | SD354-Stansbury-LSDF448 | 2: 7; 3: 0; 4: 0; 5: N; 6: -0.2399%
1 | SubTx Lines - Radial | Sub-transmission lines | 1 | SD355-Dalrymple-Wool Bay Reg | 2: 20.3; 3: 5.3001; 4: 26; 5: Y; 6: -0.2399%
1 | SubTx Lines - Radial | Sub-transmission lines | 1 | SD355-Edithburgh Tee-Edithburgh | 2: 15.5; 3: 1.7667; 4: 11; 5: Y; 6: -0.2399%
1 | SubTx Lines - Radial | Sub-transmission lines | 1 | SD355-Edithburgh Tee-Yorketown | 2: 9.8; 3: 3.5334; 4: 36; 5: Y; 6: -0.2399%
1 | SubTx Lines - Radial | Sub-transmission lines | 1 | SD355-Warooka-Marion Bay | 2: 15.5; 3: 0.42401; 4: 3; 5: Y; 6: -0.2399%
1 | SubTx Lines - Radial | Sub-transmission lines | 1 | SD355-Wool Bay Reg-Edithburgh Tee | 2: 9.8; 3: 5.3001; 4: 54; 5: Y; 6: -0.2399%
1 | SubTx Lines - Radial | Sub-transmission lines | 1 | SD355-Yorketown-Warooka | 2: 5.1; 3: 2.12; 4: 42; 5: Y; 6: -0.2399%
1 | SubTx Lines - Radial | Sub-transmission lines | 1 | SD361-Waterloo-Clare Tee | 2: 20.3; 3: 0; 4: 0; 5: N; 6: 1.434%
1 | SubTx Lines - Radial | Sub-transmission lines | 1 | SD362-Waterloo-Robertstown | 2: 7; 3: 0.7; 4: 10; 5: Y; 6: 1.434%
1 | SubTx Lines - Radial | Sub-transmission lines | 1 | SD363-Eudunda Tee-Eudunda | 2: 5.1; 3: 1.5297; 4: 30; 5: Y; 6: 1.434%
1 | SubTx Lines - Radial | Sub-transmission lines | 1 | SD363-Marrabel-Eudunda Tee | 2: 7; 3: 1.5297; 4: 22; 5: Y; 6: 1.434%
1 | SubTx Lines - Radial | Sub-transmission lines | 1 | SD363-Waterloo-Marrabel | 2: 7; 3: 3.0594; 4: 44; 5: Y; 6: 1.434%
1 | SubTx Lines - Radial | Sub-transmission lines | 1 | SD364-Auburn Tee-Auburn | 2: 6.2; 3: 2.7528; 4: 44; 5: Y; 6: 1.434%
1 | SubTx Lines - Radial | Sub-transmission lines | 1 | SD364-Auburn Tee-Auburn 33/.4 | 2: 15.5; 3: 1.8352; 4: 12; 5: Y; 6: 1.434%
1 | SubTx Lines - Radial | Sub-transmission lines | 1 | SD364-Riverton Tee-Auburn Tee | 2: 6.2; 3: 2.7528; 4: 44; 5: Y; 6: 1.434%
1 | SubTx Lines - Radial | Sub-transmission lines | 1 | SD364-Riverton Tee-Riverton | 2: 15.5; 3: 1.8352; 4: 12; 5: Y; 6: 1.434%
1 | SubTx Lines - Radial | Sub-transmission lines | 1 | SD364-waterloo-Auburn | 2: 0; 3: 0; 4: 0; 5: N; 6: 0%
1 | SubTx Lines - Radial | Sub-transmission lines | 1 | SD364-Waterloo-Riverton Tee | 2: 6.2; 3: 4.588; 4: 74; 5: Y; 6: 1.434%
1 | SubTx Lines - Radial | Sub-transmission lines | 1 | SD371-Hamley Bridge-Balaklava | 2: 5.1; 3: 0; 4: 0; 5: N; 6: -0.4768%
1 | SubTx Lines - Radial | Sub-transmission lines | 1 | SD371-Templers-Hamley Bridge | 2: 5.1; 3: 4.3643; 4: 86; 5: Y; 6: -0.4768%
1 | SubTx Lines - Radial | Sub-transmission lines | 1 | SD372-Freeling-Kapunda | 2: 7; 3: 7.7928; 4: 111; 5: Y; 6: -0.4768%
1 | SubTx Lines - Radial | Sub-transmission lines | 1 | SD372-Kapunda-Eudunda Tee | 2: 7; 3: 0; 4: 0; 5: N; 6: -0.4768%
1 | SubTx Lines - Radial | Sub-transmission lines | 1 | SD372-Templers-Freeling | 2: 13.2; 3: 11.8072; 4: 89; 5: Y; 6: -0.4768%
1 | SubTx Lines - Radial | Sub-transmission lines | 1 | SD373-Templers-Daveyston | 2: 21.4; 3: 1.8483; 4: 9; 5: Y; 6: -0.4768%
1 | SubTx Lines - Radial | Sub-transmission lines | 1 | SD374-Templers-Wasleys | 2: 13; 3: 6.7999; 4: 52; 5: Y; 6: -0.4768%
1 | SubTx Lines - Radial | Sub-transmission lines | 1 | SD374-Wasleys-Mallala | 2: 5.1; 3: 3.4; 4: 67; 5: Y; 6: -0.4768%
1 | SubTx Lines - Radial | Sub-transmission lines | 1 | SD375-Evanston Tee-Evanston | 2: 6.5; 3: 0; 4: 0; 5: N; 6: -0.4768%
1 | SubTx Lines - Radial | Sub-transmission lines | 1 | SD375-Gawler Belt Tee-Evanston Tee | 2: 6.5; 3: 2.6842; 4: 41; 5: Y; 6: -0.4768%
1 | SubTx Lines - Radial | Sub-transmission lines | 1 | SD375-Templers-Gawler Belt Tee | 2: 20.3; 3: 10.7367; 4: 53; 5: Y; 6: -0.4768%
1 | SubTx Lines - Radial | Sub-transmission lines | 1 | SD381-Angas Creek-Birdwood Tee | 2: 14.5; 3: 7.4162; 4: 51; 5: Y; 6: 0.07888%
1 | SubTx Lines - Radial | Sub-transmission lines | 1 | SD381-Birdwood -Mount Pleasant Tee | 2: 4.2; 3: 2.9665; 4: 71; 5: Y; 6: 0.07888%
1 | SubTx Lines - Radial | Sub-transmission lines | 1 | SD381-Birdwood Tee-Birdwood | 2: 4.2; 3: 5.933; 4: 141; 5: Y; 6: 0.07888%
1 | SubTx Lines - Radial | Sub-transmission lines | 1 | SD381-Birdwood Tee-Forreston | 2: 4.2; 3: 0.74162; 4: 18; 5: Y; 6: 0.07888%
1 | SubTx Lines - Radial | Sub-transmission lines | 1 | SD381-Forreston-LSDF4565 | 2: 4.2; 3: 0; 4: 0; 5: N; 6: 0.07888%
1 | SubTx Lines - Radial | Sub-transmission lines | 1 | SD381-Mount Pleasant Tee-Mount Pleasant | 2: 10.7; 3: 1.7799; 4: 17; 5: Y; 6: 0.07888%
1 | SubTx Lines - Radial | Sub-transmission lines | 1 | SD381-Mount Pleasant Tee-Tungkillo | 2: 4.2; 3: 0; 4: 0; 5: N; 6: 0.07888%
1 | SubTx Lines - Radial | Sub-transmission lines | 1 | SD382-Angas Creek Tee-Gumeracha | 2: 7; 3: 4.0447; 4: 58; 5: Y; 6: 0.07888%
1 | SubTx Lines - Radial | Sub-transmission lines | 1 | SD382-Angas Creek Tee-Lobethal | 2: 20.1; 3: 6.5765; 4: 33; 5: Y; 6: 0.07888%
1 | SubTx Lines - Radial | Sub-transmission lines | 1 | SD382-Angas Creek-Angas Creek Tee | 2: 20.3; 3: 10.6212; 4: 52; 5: Y; 6: 0.07888%
1 | SubTx Lines - Radial | Sub-transmission lines | 1 | SD382-Lobethal Tee-Woodside | 2: 7; 3: 0; 4: 0; 5: N; 6: 0.07888%
1 | SubTx Lines - Radial | Sub-transmission lines | 1 | SD383-Gumeracha-Kersbrook | 2: 15; 3: 1.4157; 4: 9; 5: Y; 6: 0.07888%
1 | SubTx Lines - Radial | Sub-transmission lines | 1 | SD383-Kersbrook-A4892 | 2: 6; 3: 0.96265; 4: 16; 5: Y; 6: 0.07888%
1 | SubTx Lines - Radial | Sub-transmission lines | 1 | SD384-Gumeracha-Houghton | 2: 6; 3: 2.6291; 4: 44; 5: Y; 6: 0.07888%
1 | SubTx Lines - Radial | Sub-transmission lines | 1 | SD391-Mannum-Teal Flat | 2: 9.8; 3: 6.206; 4: 63; 5: Y; 6: 0.3954%
1 | SubTx Lines - Radial | Sub-transmission lines | 1 | SD391-Nildottie-Punyelroo | 2: 5.1; 3: 2.3459; 4: 46; 5: Y; 6: 0.3954%
1 | SubTx Lines - Radial | Sub-transmission lines | 1 | SD391-Teal Flat-Walker Flat | 2: 5.1; 3: 5.5854; 4: 110; 5: Y; 6: 0.3954%
1 | SubTx Lines - Radial | Sub-transmission lines | 1 | SD391-Walker Flat-Nildottie | 2: 5.1; 3: 3.3512; 4: 66; 5: Y; 6: 0.3954%
1 | SubTx Lines - Radial | Sub-transmission lines | 1 | SD392-Cambrai Tee-Cambrai | 2: 3.9; 3: 1.3793; 4: 35; 5: Y; 6: 0.3954%
1 | SubTx Lines - Radial | Sub-transmission lines | 1 | SD392-Cambrai Tee-Palmer | 2: 4.2; 3: 0.22361; 4: 5; 5: Y; 6: 0.3954%
1 | SubTx Lines - Radial | Sub-transmission lines | 1 | SD392-Mannum Tee-Cambrai Tee | 2: 4.2; 3: 1.5945; 4: 38; 5: Y; 6: 0.3954%
1 | SubTx Lines - Radial | Sub-transmission lines | 1 | SD392-Mannum-Mannum Tee | 2: 4.2; 3: 1.5945; 4: 38; 5: Y; 6: 0.3954%
1 | SubTx Lines - Radial | Sub-transmission lines | 1 | SD392-Palmer-Tungkillo | 2: 4.2; 3: 0; 4: 0; 5: N; 6: 0.3954%
1 | SubTx Lines - Radial | Sub-transmission lines | 1 | SD393-Caloote Tee-Caloote | 2: 13.7; 3: 1.8652; 4: 14; 5: Y; 6: 0.3954%
1 | SubTx Lines - Radial | Sub-transmission lines | 1 | SD393-Caloote Tee-Mannum Tee | 2: 7.1; 3: 4.0413; 4: 57; 5: Y; 6: 0.3954%
1 | SubTx Lines - Radial | Sub-transmission lines | 1 | SD393-Mannum Tee-Mannum Town | 2: 7.1; 3: 4.0413; 4: 57; 5: Y; 6: 0.3954%
1 | SubTx Lines - Radial | Sub-transmission lines | 1 | SD393-Mannum-Caloote Tee | 2: 13.7; 3: 6.2174; 4: 45; 5: Y; 6: 0.3954%
1 | SubTx Lines - Radial | Sub-transmission lines | 1 | SD394-Punyelroo-Swan Reach | 2: 5.1; 3: 0; 4: 0; 5: N; 6: 0.3954%
1 | SubTx Lines - Radial | Sub-transmission lines | 1 | SD394-Swan Reach Filtration Tee-Swan Reach Town | 2: 5.1; 3: 1.2855; 4: 25; 5: Y; 6: 0.3954%
1 | SubTx Lines - Radial | Sub-transmission lines | 1 | SD394-Swan Reach-Swan Reach Filtration Tee | 2: 5.1; 3: 2.1942; 4: 43; 5: Y; 6: 0.3954%
1 | SubTx Lines - Radial | Sub-transmission lines | 1 | SD401-Jervois Flat 1 Tee-Jervois Flat 2 Tee | 2: 21.4; 3: 4.4514; 4: 21; 5: Y; 6: -1.067%
1 | SubTx Lines - Radial | Sub-transmission lines | 1 | bar: 0 to 6
1 | SubTx Lines - Radial | Sub-transmission lines | 1 | SD401-Jervois Flat 2 Tee-Woods Point | 2: 6.5; 3: 2.9379; 4: 45; 5: Y; 6: -1.067%
1 | SubTx Lines - Radial | Sub-transmission lines | 1 | SD401-Jervois-Jervois Flat 1 Tee | 2: 21.4; 3: 5.9352; 4: 28; 5: Y; 6: -1.067%
1 | SubTx Lines - Radial | Sub-transmission lines | 1 | SD401-Tailem Bend Tee-Tailem Bend Pump Stn | 2: 5.1; 3: 0.53852; 4: 11; 5: Y; 6: -1.067%
1 | SubTx Lines - Radial | Sub-transmission lines | 1 | SD401-Tailem Bend Tee-Tailem Bend Town | 2: 21.4; 3: 10.0129; 4: 47; 5: Y; 6: -1.067%
1 | SubTx Lines - Radial | Sub-transmission lines | 1 | SD401-Tailem Bend Town-Jervois | 2: 21.4; 3: 7.9135; 4: 37; 5: Y; 6: -1.067%
1 | SubTx Lines - Radial | Sub-transmission lines | 1 | SD401-Tailem Bend-Tailem Bend Tee | 2: 21.4; 3: 10.5514; 4: 49; 5: Y; 6: -1.067%
1 | SubTx Lines - Radial | Sub-transmission lines | 1 | SD401-Woods Point-LSDF4636 | 2: 6.5; 3: 0; 4: 0; 5: N; 6: -1.067%
1 | SubTx Lines - Radial | Sub-transmission lines | 1 | SD402-Coomandook-Coonalpyn | 2: 6.7; 3: 5.1724; 4: 77; 5: Y; 6: -1.067%
1 | SubTx Lines - Radial | Sub-transmission lines | 1 | SD402-Tailem Bend-Coomandook | 2: 18.46; 3: 5.8778; 4: 32; 5: Y; 6: -1.067%
1 | SubTx Lines - Radial | Sub-transmission lines | 1 | SD403-Binnies-Meningie | 2: 6.2; 3: 3.7242; 4: 60; 5: Y; 6: -1.067%
1 | SubTx Lines - Radial | Sub-transmission lines | 1 | SD403-Coonalpyn-Binnies | 2: 6.2; 3: 4.6552; 4: 75; 5: Y; 6: -1.067%
1 | SubTx Lines - Radial | Sub-transmission lines | 1 | SD404-Campbell Park-Narrung | 2: 6.2; 3: 1.0614; 4: 17; 5: Y; 6: -1.067%
1 | SubTx Lines - Radial | Sub-transmission lines | 1 | SD404-Meningie-Campbell Park | 2: 6.2; 3: 2.1228; 4: 34; 5: Y; 6: -1.067%
1 | SubTx Lines - Radial | Sub-transmission lines | 1 | SD405-Sherlock-Karoonda | 2: 3.9; 3: 1.1576; 4: 30; 5: Y; 6: -1.067%
1 | SubTx Lines - Radial | Sub-transmission lines | 1 | SD405-Tailem Bend-Sherlock | 2: 6.5; 3: 7.7172; 4: 119; 5: Y; 6: -1.067%
1 | SubTx Lines - Radial | Sub-transmission lines | 1 | SD406-Sherlock-Geranium | 2: 5.1; 3: 6.5596; 4: 129; 5: Y; 6: -1.067%
1 | SubTx Lines - Radial | Sub-transmission lines | 1 | SD407-Geranium-Lameroo | 2: 5.1; 3: 5.1165; 4: 100; 5: Y; 6: -1.067%
1 | SubTx Lines - Radial | Sub-transmission lines | 1 | SD408-Lameroo-Pinnaroo | 2: 3.9; 3: 2.5582; 4: 66; 5: Y; 6: -1.067%
1 | SubTx Lines - Radial | Sub-transmission lines | 1 | SD411-Balhannah-Woodside | 2: 20.1; 3: 9.87; 4: 49; 5: Y; 6: 1.427%
1 | SubTx Lines - Radial | Sub-transmission lines | 1 | SD412-Balhannah-Verdun Tee | 2: 21.4; 3: 3.81; 4: 18; 5: Y; 6: 1.427%
1 | SubTx Lines - Radial | Sub-transmission lines | 1 | SD412-Stirling East-Aldgate | 2: 20; 3: 8.166; 4: 41; 5: Y; 6: 1.427%
1 | SubTx Lines - Radial | Sub-transmission lines | 1 | SD412-Verdun Tee-Aldgate | 2: 20; 3: 0; 4: 0; 5: N; 6: 1.427%
1 | SubTx Lines - Radial | Sub-transmission lines | 1 | SD412-Verdun Tee-Mylor | 2: 3.4; 3: 2.23; 4: 66; 5: Y; 6: 1.427%
1 | SubTx Lines - Radial | Sub-transmission lines | 1 | SD413-Balhannah-Nairne | 2: 6.2; 3: 9.87; 4: 159; 5: Y; 6: 1.427%
1 | SubTx Lines - Radial | Sub-transmission lines | 1 | SD421-Piccadilly-Stirling East | 2: 20; 3: 12.432; 4: 62; 5: Y; 6: 1.427%
1 | SubTx Lines - Radial | Sub-transmission lines | 1 | SD421-Uraidla-Piccadilly | 2: 20; 3: 16.332; 4: 82; 5: Y; 6: 1.427%
1 | SubTx Lines - Radial | Sub-transmission lines | 1 | SD431-Mobilong Tee-Murry Bridge Nth | 2: 21.3; 3: 19.1049; 4: 90; 5: Y; 6: 0.2528%
1 | SubTx Lines - Radial | Sub-transmission lines | 1 | SD431-Mobilong Tee-Mypolonga Tee | 2: 6.5; 3: 2.119; 4: 33; 5: Y; 6: 0.2528%
1 | SubTx Lines - Radial | Sub-transmission lines | 1 | SD431-Mobilong-Mobilong Tee | 2: 40.4; 3: 21.8442; 4: 54; 5: Y; 6: 0.2528%
1 | SubTx Lines - Radial | Sub-transmission lines | 1 | SD431-Mobilong-Monarto South Tee | 2: 55; 3: 23.5272; 4: 43; 5: Y; 6: 0.2528%
1 | SubTx Lines - Radial | Sub-transmission lines | 1 | SD431-Monarto South Tee-M Bridge Nth | 2: 55; 3: 17.229; 4: 31; 5: Y; 6: 0.2528%
1 | SubTx Lines - Radial | Sub-transmission lines | 1 | SD431-Monarto South Tee-Monarto South | 2: 20.3; 3: 5.3852; 4: 27; 5: Y; 6: 0.2528%
1 | SubTx Lines - Radial | Sub-transmission lines | 1 | SD431-Murry Bridge Nth-Murry Bridge South Tee | 2: 21.3; 3: 15.7007; 4: 74; 5: Y; 6: 0.2528%
1 | SubTx Lines - Radial | Sub-transmission lines | 1 | SD431-Murry Bridge South Tee-LSDF4636 | 2: 6.5; 3: 0; 4: 0; 5: N; 6: 0.2528%
1 | SubTx Lines - Radial | Sub-transmission lines | 1 | SD431-Murry Bridge South Tee-Murry bridge South | 2: 21.3; 3: 15.7007; 4: 74; 5: Y; 6: 0.2528%
1 | SubTx Lines - Radial | Sub-transmission lines | 1 | SD431-Mypolonga Tee-Caloote | 2: 6.5; 3: 0; 4: 0; 5: N; 6: 0.2528%
1 | SubTx Lines - Radial | Sub-transmission lines | 1 | SD431-Mypolonga Tee-Mypolonga | 2: 20.3; 3: 2.119; 4: 10; 5: Y; 6: 0.2528%
1 | SubTx Lines - Radial | Sub-transmission lines | 1 | SD442-Yankalilla-Cape Jervis | 2: 5.1; 3: 1.11; 4: 22; 5: Y; 6: 0.1645%
1 | SubTx Lines - Radial | Sub-transmission lines | 1 | SD443-American River-Macgillivray | 2: 6.2; 3: 5.8941; 4: 95; 5: Y; 6: 0.1645%
1 | SubTx Lines - Radial | Sub-transmission lines | 1 | SD443-Cape Jervis-Fisheries Creek | 2: 13; 3: 7.8781; 4: 61; 5: Y; 6: 0.1645%
1 | SubTx Lines - Radial | Sub-transmission lines | 1 | SD443-Cuttlefish Bay-Penneshaw | 2: 12.97; 3: 7.8781; 4: 61; 5: Y; 6: 0.1645%
1 | SubTx Lines - Radial | Sub-transmission lines | 1 | SD443-Fisheries Creek-Cuttlefish Bay | 2: 10; 3: 7.8781; 4: 79; 5: Y; 6: 0.1645%
1 | SubTx Lines - Radial | Sub-transmission lines | 1 | SD443-Macgillivray-Kingscote | 2: 15; 3: 3.4319; 4: 23; 5: Y; 6: 0.1645%
1 | SubTx Lines - Radial | Sub-transmission lines | 1 | SD443-Penneshaw-American River | 2: 13; 3: 6.546; 4: 50; 5: Y; 6: 0.1645%
1 | SubTx Lines - Radial | Sub-transmission lines | 1 | SD444-Willunga-McLaren Vale | 2: 10.5; 3: 2.9125; 4: 28; 5: Y; 6: 0.1645%
1 | SubTx Lines - Radial | Sub-transmission lines | 1 | SD451-Keith-Tintinara | 2: 5.1; 3: 2.1798; 4: 43; 5: Y; 6: 0.4905%
1 | SubTx Lines - Radial | Sub-transmission lines | 1 | SD451-Tintinara-Coonalpyn | 2: 5.1; 3: 0; 4: 0; 5: N; 6: 0.4905%
1 | SubTx Lines - Radial | Sub-transmission lines | 1 | SD452-Keith-Bordertown | 2: 13; 3: 14.9177; 4: 115; 5: Y; 6: 0.4905%
1 | SubTx Lines - Radial | Sub-transmission lines | 1 | SD453-Keith-Padthaway | 2: 7; 3: 4.4795; 4: 64; 5: Y; 6: 0.4905%
1 | SubTx Lines - Radial | Sub-transmission lines | 1 | SD461-Naracoorte East Tee-Naracoorte East | 2: 27.7; 3: 7.22; 4: 26; 5: Y; 6: 0.765%
1 | SubTx Lines - Radial | Sub-transmission lines | 1 | SD461-Naracoorte East Tee-Padthaway | 2: 7; 3: 0; 4: 0; 5: N; 6: 0.765%
1 | SubTx Lines - Radial | Sub-transmission lines | 1 | SD461-Naracoorte-Naracoorte East Tee | 2: 7; 3: 7.22; 4: 103; 5: Y; 6: 0.765%
1 | SubTx Lines - Radial | Sub-transmission lines | 1 | SD462-Kincraig-Lucindale | 2: 6.2; 3: 6.3258; 4: 102; 5: Y; 6: 0.765%
1 | SubTx Lines - Radial | Sub-transmission lines | 1 | SD462-Lucindale-Kingston | 2: 5.1; 3: 4.7444; 4: 93; 5: Y; 6: 0.765%
1 | SubTx Lines - Radial | Sub-transmission lines | 1 | SD463-Kincraig-Naracoorte | 2: 30; 3: 18.5129; 4: 62; 5: Y; 6: 0.765%
1 | SubTx Lines - Radial | Sub-transmission lines | 1 | SD464-Inverness-Coonawarra | 2: 27.7; 3: 0; 4: 0; 5: N; 6: 0.765%
1 | SubTx Lines - Radial | Sub-transmission lines | 1 | SD464-Kincraig-Inverness | 2: 27.7; 3: 1; 4: 4; 5: Y; 6: 0.765%
1 | SubTx Lines - Radial | Sub-transmission lines | 1 | SD471-Mount Gambier Terminal-Tarpeena | 2: 17.4; 3: 5.0378; 4: 29; 5: Y; 6: -1.663%
1 | SubTx Lines - Radial | Sub-transmission lines | 1 | SD471-Tarpeena-Nangwarry | 2: 7; 3: 0; 4: 0; 5: N; 6: -1.663%
1 | SubTx Lines - Radial | Sub-transmission lines | 1 | bar: 0 to 6
1 | SubTx Lines - Radial | Sub-transmission lines | 1 | SD481-Blanche-Lakeside Tee | 2: 54.6; 3: 12.5041; 4: 23; 5: Y; 6: 0.581%
1 | SubTx Lines - Radial | Sub-transmission lines | 1 | SD481-Blanche-Mount Gambier West | 2: 25.1; 3: 16.8734; 4: 67; 5: Y; 6: 0.581%
1 | SubTx Lines - Radial | Sub-transmission lines | 1 | SD481-Blue Lake Tee-Mount Gambier Terminal | 2: 0; 3: 0; 4: 0; 5: N; 6: 0.581%
1 | SubTx Lines - Radial | Sub-transmission lines | 1 | SD481-Glencoe Tee-Glencoe | 2: 7; 3: 2.7882; 4: 40; 5: Y; 6: 0.581%
1 | SubTx Lines - Radial | Sub-transmission lines | 1 | SD481-Glencoe Tee-Mount Gambier North | 2: 27.7; 3: 6.4793; 4: 23; 5: Y; 6: 0.581%
1 | SubTx Lines - Radial | Sub-transmission lines | 1 | SD481-glencoe Tee-Mount Gambier Terminal | 2: 0; 3: 0; 4: 0; 5: N; 6: 0%
1 | SubTx Lines - Radial | Sub-transmission lines | 1 | SD481-Glencoe-Tantanoola | 2: 7; 3: 1.3941; 4: 20; 5: Y; 6: 0.581%
1 | SubTx Lines - Radial | Sub-transmission lines | 1 | SD481-Lakeside Tee-Glencoe Tee | 2: 54.6; 3: 9.2675; 4: 17; 5: Y; 6: 0.581%
1 | SubTx Lines - Radial | Sub-transmission lines | 1 | SD481-Lakeside Tee-Lakeside | 2: 54.6; 3: 3.5; 4: 6; 5: Y; 6: 0.581%
1 | SubTx Lines - Radial | Sub-transmission lines | 1 | SD481-Mount Gambier North-Mount Gambier Terminal | 2: 27.7; 3: 0; 4: 0; 5: N; 6: 0.581%
1 | SubTx Lines - Radial | Sub-transmission lines | 1 | SD481-Mount Gambier West-Blue Lake Tee | 2: 0; 3: 0.95319; 4: 0; 5: N; 6: 0.581%
1 | SubTx Lines - Radial | Sub-transmission lines | 1 | SD481-Tantanoola-Apcel | 2: 7; 3: 1.3941; 4: 20; 5: Y; 6: 0.581%
1 | SubTx Lines - Radial | Sub-transmission lines | 1 | SD482-Blanche-Kongorong Tee | 2: 15; 3: 9.511; 4: 63; 5: Y; 6: 0.581%
1 | SubTx Lines - Radial | Sub-transmission lines | 1 | SD482-Kongorong Tee-Kongorong | 2: 5.1; 3: 0.9511; 4: 19; 5: Y; 6: 0.581%
1 | SubTx Lines - Radial | Sub-transmission lines | 1 | SD482-Kongorong Tee-MountSchank | 2: 12.7; 3: 8.5599; 4: 67; 5: Y; 6: 0.581%
1 | SubTx Lines - Radial | Sub-transmission lines | 1 | SD482-MountSchank-Allendale East | 2: 5.1; 3: 4.2799; 4: 84; 5: Y; 6: 0.581%
1 | SubTx Lines - Radial | Sub-transmission lines | 1 | SD491-Snuggery-Millicent | 2: 20.3; 3: 15.0233; 4: 74; 5: Y; 6: 0.7372%
1 | SubTx Lines - Radial | Sub-transmission lines | 1 | SD492-Beachport Tee-Beachport | 2: 3.9; 3: 2.6; 4: 67; 5: Y; 6: 0.7372%
1 | SubTx Lines - Radial | Sub-transmission lines | 1 | SD492-Beachport Tee-Robe | 2: 5.1; 3: 3.8; 4: 75; 5: Y; 6: 0.7372%
1 | SubTx Lines - Radial | Sub-transmission lines | 1 | SD492-Hatherleigh-Beachport Tee | 2: 13; 3: 6.4; 4: 49; 5: Y; 6: 0.7372%
1 | SubTx Lines - Radial | Sub-transmission lines | 1 | SD492-Millicent-Hatherleigh | 2: 12.7; 3: 8.0519; 4: 63; 5: Y; 6: 0.7372%
1 | SubTx Lines - Radial | Sub-transmission lines | 1 | SD495-MountBurr-Kalangadoo | 2: 6.2; 3: 1.2036; 4: 19; 5: Y; 6: 0.7372%
1 | SubTx Lines - Radial | Sub-transmission lines | 1 | SD495-Snuggery-MountBurr | 2: 27.7; 3: 1.7194; 4: 6; 5: Y; 6: 0.7372%
1 | SubTx Lines - Radial | Sub-transmission lines | 1 | bar: 0 to 6
1 | SubTx Lines - Radial | Sub-transmission lines | 1 | bar: 0 to 6
1 | SubTx Lines - Radial | Sub-transmission lines | 1 | bar: 0 to 6
1 | SubTx Lines - Radial | Sub-transmission lines | 1 | bar: 0 to 6
1 | SubTx Lines - Radial | Sub-transmission lines | 1 | bar: 0 to 6
1 | SubTx Lines - Radial | Sub-transmission lines | 1 | bar: 0 to 6
1 | SubTx Lines - Radial | Sub-transmission lines | 1 | bar: 0 to 6
1 | SubTx Lines - Radial | Sub-transmission lines | 1 | bar: 0 to 6
1 | SubTx Lines - Radial | Sub-transmission lines | 1 | SD511-Kadina East-Kadina | 2: 24.6; 3: 9.6167; 4: 39; 5: Y; 6: 0.7284%
1 | SubTx Lines - Radial | Sub-transmission lines | 1 | SD512-Kadina East-Moonta Tee | 2: 36.6; 3: 9.7406; 4: 27; 5: Y; 6: 0.7284%
1 | SubTx Lines - Radial | Sub-transmission lines | 1 | SD512-Moonta Tee-Moonta | 2: 13.7; 3: 9.7406; 4: 71; 5: Y; 6: 0.7284%
1 | SubTx Lines - Radial | Sub-transmission lines | 1 | SD513-Kadina East-Wallaroo | 2: 13.7; 3: 8.3241; 4: 61; 5: Y; 6: 0.7284%
1 | SubTx Lines - Radial | Sub-transmission lines | 1 | SD513-Kadina -Kadina Tee | 2: 13.7; 3: 8.3241; 4: 61; 5: Y; 6: 0.7284%
1 | SubTx Lines - Radial | Sub-transmission lines | 1 | SD521-Dorrien-Nuriootpa | 2: 20.3; 3: 18.2937; 4: 90; 5: Y; 6: -0.3967%
1 | SubTx Lines - Radial | Sub-transmission lines | 1 | SD521-Nuriootpa-Stockwell | 2: 15.5; 3: 7.5631; 4: 49; 5: Y; 6: -0.3967%
1 | SubTx Lines - Radial | Sub-transmission lines | 1 | SD522-Dorrien-Angaston No1 | 2: 27.7; 3: 15.8978; 4: 57; 5: Y; 6: -0.3967%
1 | SubTx Lines - Radial | Sub-transmission lines | 1 | SD522-Dorrien-Angaston No2 | 2: 27.7; 3: 18.3992; 4: 66; 5: Y; 6: -0.3967%
1 | SubTx Lines - Radial | Sub-transmission lines | 1 | SD523-Barossa South Tee-Barossa South | 2: 24.6; 3: 6.1033; 4: 25; 5: Y; 6: -0.3967%
1 | SubTx Lines - Radial | Sub-transmission lines | 1 | SD523-Barossa South Tee-Lyndoch Tee | 2: 24.6; 3: 6.4078; 4: 26; 5: Y; 6: -0.3967%
1 | SubTx Lines - Radial | Sub-transmission lines | 1 | SD523-Dorrien-Barossa South Tee | 2: 24.6; 3: 13.8004; 4: 56; 5: Y; 6: -0.3967%
1 | SubTx Lines - Radial | Sub-transmission lines | 1 | SD523-Lyndoch Tee-Lyndoch | 2: 15; 3: 6.4078; 4: 43; 5: Y; 6: -0.3967%
1 | SubTx Lines - Radial | Sub-transmission lines | 1 | SD523-Lyndoch Tee-Sandy Creek | 2: 3.9; 3: 0; 4: 0; 5: N; 6: -0.3967%
1 | SubTx Lines - Radial | Sub-transmission lines | 1 | SD523-Lyndoch-Williamstown | 2: 8.06; 3: 3.2039; 4: 40; 5: Y; 6: -0.3967%
1 | SubTx Lines - Radial | Sub-transmission lines | 1 | SD523-Sandy Creek-Evanston Tee | 2: 3.9; 3: 0; 4: 0; 5: N; 6: -0.3967%
1 | SubTx Lines - Radial | Sub-transmission lines | 1 | SD523-Williamstown-A4892 | 2: 6.2; 3: 0; 4: 0; 5: N; 6: -0.3967%
1 | SubTx Lines - Radial | Sub-transmission lines | 1 | SD531-Cleve-Cowell | 2: 15; 3: 2.6235; 4: 17; 5: Y; 6: 0.2152%
2 | SubTx Lines - Meshed | Sub-transmission lines | 1 | SD541-Davenport West-Port Augusta No1 | 2: 19.9; 3: 13.7525; 4: 69; 5: Y; 6: -1.591%
2 | SubTx Lines - Meshed | Sub-transmission lines | 1 | SD541-Davenport West-Port Augusta West Tee | 2: 19.9; 3: 10.824; 4: 54; 5: Y; 6: -1.591%
2 | SubTx Lines - Meshed | Sub-transmission lines | 1 | SD541-Playford- Pt Augusta West Tee | 2: 0; 3: 0; 4: 0; 5: N; 6: 0%
2 | SubTx Lines - Meshed | Sub-transmission lines | 1 | SD541-Port Augusta West Tee-Port Augusta | 2: 23; 3: 1.1705; 4: 5; 5: Y; 6: -1.591%
1 | SubTx Lines - Radial | Sub-transmission lines | 1 | SD541-Port Augusta West Tee-Port Augusta West | 2: 20.4; 3: 9.6566; 4: 47; 5: Y; 6: -1.591%
1 | SubTx Lines - Radial | Sub-transmission lines | 1 | SD541-Port Augusta West-Pandurra | 2: 3.9; 3: 3.8626; 4: 99; 5: Y; 6: -1.591%
1 | SubTx Lines - Radial | Sub-transmission lines | 1 | SD541-Stirling Nth Tee- Pt Augusta | 2: 0; 3: 0; 4: 0; 5: N; 6: 0%
1 | SubTx Lines - Radial | Sub-transmission lines | 1 | SD543-Davenport West-Stirling North Tee | 2: 20.1; 3: 5.2953; 4: 26; 5: Y; 6: -1.591%
2 | SubTx Lines - Meshed | Sub-transmission lines | 1 | SD543-Playford-Stirling Nth Tee | 2: 0; 3: 0; 4: 0; 5: N; 6: 0%
1 | SubTx Lines - Radial | Sub-transmission lines | 1 | SD543-Stirling North -Quorn | 2: 3.9; 3: 1.2709; 4: 33; 5: Y; 6: -1.591%
1 | SubTx Lines - Radial | Sub-transmission lines | 1 | SD543-Stirling Nth Tee-Stirling Nth | 2: 10.35; 3: 4.2362; 4: 41; 5: Y; 6: -1.591%
1 | SubTx Lines - Radial | Sub-transmission lines | 1 | SD551-Boothby-Arno Bay | 2: 15; 3: 0.74305; 4: 5; 5: Y; 6: 0.2152%
2 | SubTx Lines - Meshed | Sub-transmission lines | 1 | SD561-Whyalla Central-Whyalla City 1 | 2: 26.5; 3: 8.909; 4: 34; 5: Y; 6: -0.1217%
2 | SubTx Lines - Meshed | Sub-transmission lines | 1 | SD561-Whyalla Central-Whyalla City 2 | 2: 27.7; 3: 10.9659; 4: 40; 5: Y; 6: -0.1217%
1 | SubTx Lines - Radial | Sub-transmission lines | 1 | SD561-Whyalla Terminal- Whyalla City No 1 | 2: 0; 3: 0; 4: 0; 5: N; 6: 0%
1 | SubTx Lines - Radial | Sub-transmission lines | 1 | SD562-Whyalla Central-Whyalla Stuart | 2: 27.7; 3: 17.6411; 4: 64; 5: Y; 6: -0.1217%
2 | SubTx Lines - Meshed | Sub-transmission lines | 1 | SD562-Whyalla Terminal- Whyalla City No 2 | 2: 0; 3: 0; 4: 0; 5: N; 6: 0%
2 | SubTx Lines - Meshed | Sub-transmission lines | 1 | SD563-Whyalla Central-Whyalla North Tee | 2: 24.6; 3: 1.005; 4: 4; 5: Y; 6: -0.1217%
1 | SubTx Lines - Radial | Sub-transmission lines | 1 | SD563-Whyalla Ind Tee- Whyalla Industrial | 2: 0; 3: 0; 4: 0; 5: N; 6: 0%
1 | SubTx Lines - Radial | Sub-transmission lines | 1 | SD563-Whyalla Ind Tee- Whyalla Stuart | 2: 0; 3: 0; 4: 0; 5: N; 6: 0%
1 | SubTx Lines - Radial | Sub-transmission lines | 1 | SD563-Whyalla North Tee-Whyalla North | 2: 12.5; 3: 1.005; 4: 8; 5: Y; 6: -0.1217%
1 | SubTx Lines - Radial | Sub-transmission lines | 1 | SD563-Whyalla Terminal- Whyalla Ind Tee | 2: 0; 3: 0; 4: 0; 5: N; 6: 0%
1 | SubTx Lines - Radial | Sub-transmission lines | 1 | SD571-Clare North Tee-Clare No2 | 2: 36.6; 3: 6.3325; 4: 17; 5: Y; 6: -0.1689%
1 | SubTx Lines - Radial | Sub-transmission lines | 1 | SD571-Clare North-Clare No1 | 2: 36.6; 3: 7.2201; 4: 20; 5: Y; 6: -0.1689%
1 | SubTx Lines - Radial | Sub-transmission lines | 1 | SD571-Clare North-Clare North Tee | 2: 36.6; 3: 6.3325; 4: 17; 5: Y; 6: -0.1689%
1 | SubTx Lines - Radial | Sub-transmission lines | 1 | SD571-Clare Tee-Burra | 2: 3.9; 3: 2.61; 4: 67; 5: Y; 6: -0.1689%
1 | SubTx Lines - Radial | Sub-transmission lines | 1 | SD571-Clare-Clare Tee | 2: 13; 3: 2.9; 4: 22; 5: Y; 6: -0.1689%
1 | SubTx Lines - Radial | Sub-transmission lines | 1 | SD581-Kalangadoo Tee-Nangwarry | 2: 6.2; 3: 1.0153; 4: 16; 5: Y; 6: -1.345%
1 | SubTx Lines - Radial | Sub-transmission lines | 1 | SD581-Nangwarry-Tarpeena | 2: 7; 3: 0; 4: 0; 5: N; 6: -1.345%
1 | SubTx Lines - Radial | Sub-transmission lines | 1 | SD581-Penola Tee-Kalangadoo Tee | 2: 6.2; 3: 1.0153; 4: 16; 5: Y; 6: -1.345%
1 | SubTx Lines - Radial | Sub-transmission lines | 1 | SD581-Penola Tee-SAFRIES | 2: 6.2; 3: 0.25; 4: 4; 5: Y; 6: -1.345%
1 | SubTx Lines - Radial | Sub-transmission lines | 1 | SD581-Penola West 2-Penola Tee | 2: 20.3; 3: 1.2332; 4: 6; 5: Y; 6: -1.345%
1 | SubTx Lines - Radial | Sub-transmission lines | 1 | SD582-Penola Tee-Penola | 2: 6.2; 3: 5.5946; 4: 90; 5: Y; 6: -1.345%
1 | SubTx Lines - Radial | Sub-transmission lines | 1 | SD582-Penola West 1-Penola Tee | 2: 20.3; 3: 5.5946; 4: 28; 5: Y; 6: -1.345%
1 | SubTx Lines - Radial | Sub-transmission lines | 1 | SD582-Penola-Coonawarra | 2: 6.7; 3: 3.3568; 4: 50; 5: Y; 6: -1.345%
Note on E15: David Bentley: Growth rates

## 2.4.1 SubTx Lines
TABLE 2.4.1 - AUGEX MODEL INPUTS - ASSET STATUS - SUBTRANSMISSION LINES
[19 empty] | M | -1.1329
Line ID | Primary type of area supplied by line | Line voltage | Originating substation | Terminating substation | 2013-14 |  |  |  |  | 2009-10 |  |  |  |  | Average per annum growth rate in annual line maximum demand (50% PoE) from 2013-14 to 2019-20 | Network Segment ID |  |  | R | -0.099567
[5 empty] | Route line length as at 30 June of year | Maximum demand (weather corrected at 50% PoE) |  | Line rating |  | Route line length as at 30 June of year | Maximum demand (weather corrected at 50% PoE) |  | Line rating | [5 empty] | A | -0.23813
[8 empty] | Thermal | N-1 emergency |  |  |  | Thermal | N-1 emergency
| CBD, urban, long rural, or short rural | kV | name | name | km | MVA | MW | MVA | MVA | km | MVA | MW | MVA | MVA | % |  |  | Meshed, Radial or CBD | 5 yearly difference | Average growth 2009-2014
SD1529-ADELAIDE BRIGHTON CEMENT-PORT ADELAIDE | Urban | 66kV | ADELAIDE BRIGHTON CEMENT | PORT ADELAIDE | 4.2 | 71.8672 | 64.3 | 127 | 137 | 4.2 | 65.2947 | 58.6 | 127 | 137 | -0.013245 | 2 | SubTx Lines - Meshed | M | 6.5725 | 1.3145
SD1674-ALDINGA-WILLUNGA | Urban | 66kV | ALDINGA | WILLUNGA | 10.5 | 11.4232 | 10.7 | 84 | 93 | 10.5 | 15.8808 | 13.6 | 84 | 93 | 0.00165 | 2 | SubTx Lines - Meshed | M | -4.4576 | -0.89152
SD1652-ANGLE VALE-EVANSTON | Urban | 66kV | ANGLE VALE | EVANSTON | 11.65 | 6.6491 | 6.5 | 53 | 53 | 11.65 | 6.9635 | 5.7 | 53 | 53 | 0.020994 | 2 | SubTx Lines - Meshed | M | -0.31442 | -0.062883
SD1677-ATHOL PARK-ATHOL PARK TEE | Urban | 66kV | ATHOL PARK | ATHOL PARK TEE | 1.8 | 17.3367 | 17 | 40 | 40 | 1.8 | 18.9924 | 18.5 | 40 | 40 | -0.013245 | 1 | SubTx Lines - Radial | R | -1.6558 | -0.33115
SD1639-BLACKPOOL-FULHAM GARDENS | Urban | 66kV | BLACKPOOL | FULHAM GARDENS | 16.4 | 75.3276 | 74.3 | 127 | 142 | 16.4 | 82.4786 | 82.4 | 127 | 137 | -0.013245 | 2 | SubTx Lines - Meshed | M | -7.151 | -1.4302
SD1684-BOLIVAR-VIRGINIA | Urban | 66kV | BOLIVAR | VIRGINIA | 14.2 | 10.1595 | 8.3 | 60 | 60 | 14.2 | 11.8083 | 9.1 | 60 | 60 | 0.020994 | 1 | SubTx Lines - Radial | R | -1.6488 | -0.32975
SD1661-CAMPBELLTOWN-MAGILL | Urban | 66kV | CAMPBELLTOWN | MAGILL | 5.3 | 29.5936 | 24.7 | 127 | 142 | 5.3 | 19.9572 | 2.5 | 127 | 142 | -0.0023631 | 2 | SubTx Lines - Meshed | M | 9.6364 | 1.9273
SD1655-CHELTENHAM-CROYDON PARK TEE | Urban | 66kV | CHELTENHAM | CROYDON PARK TEE | 3 | 48.9679 | 45.5 | 128 | 128 | 3 | 45.0472 | 39.8 | 128 | 128 | -0.013245 | 2 | SubTx Lines - Meshed | M | 3.9208 | 0.78415
SD2013-CITY WEST-KESWICK | Urban | 66kV | CITY WEST | KESWICK | 0.75 | 164.455 | 164.1 | 300 | 360 | 0 | 0 | 0 | 0 | 0 | 0.00165 | 2 | SubTx Lines - Meshed | M | 0 | 0
SD2016-CITY WEST-WHITMORE SQUARE | CBD | 66kV | CITY WEST | WHITMORE SQUARE | 2.15 | 135.8018 | 135.6 | 300 | 360 | 0 | 0 | 0 | 0 | 0 | -0.0023631 | 3 | SubTx Lines - CBD | A | 0 | 0
SD1681-COROMANDEL PLACE-WHITMORE SQUARE | CBD | 66kV | COROMANDEL PLACE | WHITMORE SQUARE | 1.75 | 43.1116 | 40.6 | 155 | 179 | 1.75 | 37.3048 | 37.3 | 155 | 179 | -0.0023631 | 3 | SubTx Lines - CBD | A | 5.8068 | 1.1614
SD1659-CROYDON-CROYDON / PROSPECT TEE | Urban | 66kV | CROYDON | CROYDON / PROSPECT TEE | 0.05 | 0 | 0 | 128 | 137 | 0.05 | 0 | 0 | 128 | 137 | -0.0023631 | 2 | SubTx Lines - Meshed | M | 0 | 0
SD1531-CROYDON-KILBURN | Urban | 66kV | CROYDON | KILBURN | 6.9 | 15.4302 | 15.3 | 127 | 142 | 6.9 | 50.6203 | 50 | 127 | 142 | -0.013245 | 2 | SubTx Lines - Meshed | M | -35.1901 | -7.038
SD1523-CROYDON-KILKENNY | Urban | 66kV | CROYDON | KILKENNY | 2.1 | 31.1405 | 20.2 | 120 | 120 | 2.1 | 24.7245 | 15.7 | 120 | 120 | -0.013245 | 2 | SubTx Lines - Meshed | M | 6.416 | 1.2832
SD1659-CROYDON / PROSPECT TEE-HINDLEY STREET TEE | Urban | 66kV | CROYDON / PROSPECT TEE | HINDLEY STREET TEE | 1.4 | 38.8742 | 2.4 | 128 | 144 | 1.4 | 30.3817 | 27.6 | 128 | 144 | -0.0023631 | 2 | SubTx Lines - Meshed | M | 8.4924 | 1.6985
SD1655-CROYDON PARK-CROYDON PARK TEE | Urban | 66kV | CROYDON PARK | CROYDON PARK TEE | 0.8 | 19.952 | 17.1 | 40 | 40 | 0.8 | 25.4113 | 21.8 | 40 | 40 | -0.013245 | 1 | SubTx Lines - Radial | R | -5.4592 | -1.0918
SD1655-CROYDON PARK TEE-CROYDON | Urban | 66kV | CROYDON PARK TEE | CROYDON | 2.8 | 29.0078 | 28.1 | 128 | 128 | 2.8 | 22.5204 | 20.6 | 128 | 128 | -0.013245 | 2 | SubTx Lines - Meshed | M | 6.4873 | 1.2975
[17 empty] | SubTx Lines - Meshed | M | 0 | 0
SD2004-DIREK-PARALOWIE | Urban | 66kV | DIREK | PARALOWIE | 2.8 | 49.6488 | 47.2 | 127 | 142 | 2.8 | 44.9055 | 42.5 | 127 | 142 | 0.020994 | 2 | SubTx Lines - Meshed | M | 4.7433 | 0.94866
SD1658-DRY CREEK-KILBURN SOUTH TEE | Urban | 66kV | DRY CREEK | KILBURN SOUTH TEE | 2.1 | 39.5607 | 38.9 | 128 | 144 | 2.1 | 78.4194 | 78 | 128 | 144 | -0.0023631 | 2 | SubTx Lines - Meshed | M | -38.8587 | -7.7717
SD1680-EAST TERRACE-COROMANDEL PLACE | CBD | 66kV | EAST TERRACE | COROMANDEL PLACE | 0.864 | 39.2149 | 3 | 155 | 179 | 0.864 | 91.0175 | 86.7 | 155 | 179 | -0.0023631 | 3 | SubTx Lines - CBD | A | -51.8026 | -10.3605
SD1560-EAST TERRACE-NORTH ADELAIDE | CBD | 66kV | EAST TERRACE | NORTH ADELAIDE | 4.6 | 15.5554 | 13.4 | 81 | 89 | 4.6 | 14.0801 | 14 | 81 | 89 | -0.0023631 | 3 | SubTx Lines - CBD | A | 1.4753 | 0.29505
SD1688-EDINBURGH-SALISBURY | Urban | 66kV | EDINBURGH | SALISBURY | 2.5 | 12.2025 | 9.3 | 127 | 137 | 2.5 | 11.0018 | 11 | 127 | 137 | 0.020994 | 2 | SubTx Lines - Meshed | M | 1.2006 | 0.24013
SD1506-ELIZABETH DOWNS-EVANSTON | Urban | 66kV | ELIZABETH DOWNS | EVANSTON | 11.5 | 27.9946 | 25.7 | 83 | 91 | 11.5 | 33.2244 | 26.9 | 83 | 91 | 0.020994 | 2 | SubTx Lines - Meshed | M | -5.2297 | -1.0459
SD1508-ELIZABETH DOWNS-PENFIELD | Urban | 66kV | ELIZABETH DOWNS | PENFIELD | 5 | 18.8958 | 18.8 | 137 | 137 | 5 | 18.324 | 17.6 | 137 | 137 | 0.020994 | 2 | SubTx Lines - Meshed | M | 0.57174 | 0.11435
SD1686-ELIZABETH DOWNS-SMITHFIELD WEST | Urban | 66kV | ELIZABETH DOWNS | SMITHFIELD WEST | 3.9 | 23.483 | 21.2 | 83 | 92 | 3.9 | 29.2638 | 24.1 | 48 | 48 | 0.020994 | 2 | SubTx Lines - Meshed | M | -5.7808 | -1.1562
SD1501-ELIZABETH HEIGHTS-ELIZABETH DOWNS | Urban | 66kV | ELIZABETH HEIGHTS | ELIZABETH DOWNS | 4.8 | 62.7689 | 61.3 | 109 | 109 | 4.8 | 71.8282 | 67.7 | 109 | 109 | 0.020994 | 2 | SubTx Lines - Meshed | M | -9.0593 | -1.8119
SD1511-ELIZABETH SOUTH-EDINBURGH | Urban | 66kV | ELIZABETH SOUTH | EDINBURGH | 1.7 | 5.4571 | 5.3 | 127 | 142 | 1.7 | 22.0511 | 18.5 | 127 | 142 | 0.020994 | 2 | SubTx Lines - Meshed | M | -16.594 | -3.3188
SD1520-FINDON-FINDON TEE | Urban | 66kV | FINDON | FINDON TEE | 1.645 | 32.2219 | 31.6 | 137 | 153 | 0 | 0 | 0 | 0 | 0 | -0.013245 | 2 | SubTx Lines - Meshed | M | 0 | 0
SD1520-FINDON TEE-FLINDERS PARK | Urban | 66kV | FINDON TEE | FLINDERS PARK | 0.33 | 12.4824 | 11 | 128 | 137 | 0 | 0 | 0 | 0 | 0 | -0.013245 | 2 | SubTx Lines - Meshed | M | 0 | 0
SD1520-FLINDERS PARK-FULHAM GARDENS | Urban | 66kV | FLINDERS PARK | FULHAM GARDENS | 0 | 0 | 0 | 0 | 0 | 2.78 | 23.3617 | 21.6 | 98 | 98 | -0.013245 | 2 | SubTx Lines - Meshed | M | 0 | 0
SD1521-FLINDERS PARK-NEW RICHMOND | Urban | 66kV | FLINDERS PARK | NEW RICHMOND | 8.14 | 21.7807 | 15.2 | 70 | 70 | 8.14 | 19.9111 | 2.1 | 70 | 70 | -0.013245 | 2 | SubTx Lines - Meshed | M | 1.8697 | 0.37393
SD1520-FULHAM GARDENS-FINDON TEE | Urban | 66kV | FULHAM GARDENS | FINDON TEE | 2.5 | 23.9416 | 20.6 | 128 | 144 | 0 | 0 | 0 | 0 | 0 | -0.013245 | 2 | SubTx Lines - Meshed | M | 0 | 0
SD1519-FULHAM GARDENS-HENLEY SOUTH #1 | Urban | 66kV | FULHAM GARDENS | HENLEY SOUTH | 2.7 | 13.5532 | 12 | 61 | 67 | 2.7 | 16.1533 | 14.2 | 61 | 67 | -0.013245 | 2 | SubTx Lines - Meshed | M | -2.6001 | -0.52002
SD1691-FULHAM GARDENS-HENLEY SOUTH #2 | Urban | 66kV | FULHAM GARDENS | HENLEY SOUTH | 2.7 | 13.5532 | 12 | 61 | 67 | 2.7 | 16.1533 | 14.2 | 61 | 67 | -0.013245 | 2 | SubTx Lines - Meshed | M | -2.6001 | -0.52002
SD1647-GOLDEN GROVE-INGLE FARM | Urban | 66kV | GOLDEN GROVE | INGLE FARM | 8.1 | 26.7571 | 3.7 | 127 | 142 | 8.1 | 43.4761 | 41.9 | 127 | 142 | -0.0023631 | 2 | SubTx Lines - Meshed | M | -16.719 | -3.3438
SD1694-HACKHAM-PORT NOARLUNGA | Urban | 66kV | HACKHAM | PORT NOARLUNGA | 6.27 | 34.0812 | 33.2 | 127 | 142 | 0 | 0 | 0 | 0 | 0 | 0.00165 | 2 | SubTx Lines - Meshed | M | 0 | 0
SD1591-HAPPY VALLEY-HV / SAW TEE | Urban | 66kV | HAPPY VALLEY | HAPPY VALLEY SAW TEE | 1.1 | 24.2662 | 23.9 | 128 | 144 | 1.1 | 13.5532 | -6.3 | 128 | 137 | 0.00165 | 2 | SubTx Lines - Meshed | M | 10.713 | 2.1426
SD1665-HAPPY VALLEY-PANORAMA #1 | Urban | 66kV | HAPPY VALLEY | PANORAMA | 7.7 | 35.2285 | 34.9 | 125 | 137 | 7.7 | 78.3023 | 78.3 | 125 | 137 | 0.00165 | 2 | SubTx Lines - Meshed | M | -43.0738 | -8.6148
SD1666-HAPPY VALLEY-PANORAMA #2 | Urban | 66kV | HAPPY VALLEY | PANORAMA | 7.7 | 36.1885 | 35.6 | 126 | 142 | 7.7 | 79.8031 | 79.8 | 126 | 142 | 0.00165 | 2 | SubTx Lines - Meshed | M | -43.6145 | -8.7229
SD1566-HAPPY VALLEY-SEACOMBE #1 | Urban | 66kV | HAPPY VALLEY | SEACOMBE | 6.4 | 48.2403 | 46.8 | 109 | 109 | 6.4 | 64.3506 | 63.8 | 109 | 109 | 0.00165 | 2 | SubTx Lines - Meshed | M | -16.1103 | -3.2221
SD1590-HAPPY VALLEY-SEACOMBE #2 | Urban | 66kV | HAPPY VALLEY | SEACOMBE | 6.6 | 41.0721 | 40.4 | 119 | 119 | 6.6 | 75.4483 | 74.1 | 119 | 119 | 0.00165 | 2 | SubTx Lines - Meshed | M | -34.3762 | -6.8752
SD1692-HILLCREST-HOLDEN HILL | Urban | 66kV | HILLCREST | HOLDEN HILL | 3.9 | 24.6678 | 23.5 | 127 | 142 | 3.9 | 37.0488 | 37 | 127 | 142 | -0.0023631 | 2 | SubTx Lines - Meshed | M | -12.381 | -2.4762
SD1664-HINDLEY STREET-WHITMORE SQUARE | CBD | 66kV | HINDLEY STREET | WHITMORE SQUARE | 1.44 | 53.4064 | 51.8 | 125 | 137 | 1.44 | 26.2488 | 21.4 | 125 | 137 | -0.0023631 | 3 | SubTx Lines - CBD | A | 27.1576 | 5.4315
SD1659-HINDLEY STREET-HINDLEY STREET TEE | CBD | 66kV | HINDLEY STREET | HINDLEY STREET TEE | 2.68 | 27.6134 | 5.3 | 81 | 89 | 2.68 | 30.7247 | 27.6 | 81 | 89 | -0.0023631 | 3 | SubTx Lines - CBD | A | -3.1113 | -0.62227
SD1660-HOLDEN HILL-CAMPBELLTOWN | Urban | 66kV | HOLDEN HILL | CAMPBELLTOWN | 4.46 | 14.0471 | 12.4 | 127 | 137 | 4.46 | 31.0698 | 30.2 | 127 | 137 | -0.0023631 | 2 | SubTx Lines - Meshed | M | -17.0227 | -3.4045
SD1554-HOLDEN HILL-HOPE VALLEY | Urban | 66kV | HOLDEN HILL | HOPE VALLEY | 3.8 | 36.1554 | 36.1 | 127 | 142 | 3.8 | 50.1328 | 49.3 | 127 | 142 | -0.0023631 | 2 | SubTx Lines - Meshed | M | -13.9775 | -2.7955
SD1554-HOPE VALLEY-TEA TREE GULLY | Urban | 66kV | HOPE VALLEY | TEA TREE GULLY | 3.8 | 23.9927 | 23.4 | 127 | 142 | 3.8 | 32.6055 | 32.6 | 127 | 142 | -0.0023631 | 2 | SubTx Lines - Meshed | M | -8.6128 | -1.7226
[17 empty] | SubTx Lines - Radial | R | -1.0069 | -0.20138
SD1591-HAPPY VALLEY SAW TEE-MORPHETT VALE EAST | Urban | 66kV | HAPPY VALLEY SAW TEE | MORPHETT VALE EAST | 8.1 | 22.9212 | 22.3 | 127 | 142 | 8.1 | 13.8658 | 10.1 | 69.3 | 76.8 | 0.00165 | 2 | SubTx Lines - Meshed | M | 9.0554 | 1.8111
SD1690-KENT TOWN-KENT TOWN TEE | Urban | 66kV | KENT TOWN | KENT TOWN TEE | 0.75 | 33.8374 | 28.9 | 65 | 75 | 0.75 | 39.6548 | 33.7 | 65 | 75 | -0.0023631 | 1 | SubTx Lines - Radial | R | -5.8174 | -1.1635
SD1671-KESWICK-CLARENCE GARDENS | Urban | 66kV | KESWICK | CLARENCE GARDENS | 3.2 | 17.0915 | 15.8 | 0 | 0 | 3.2 | 10.5904 | 9.7 | 0 | 0 | 0.00165 | 1 | SubTx Lines - Radial | R | 6.501 | 1.3002
SD1670-KESWICK-NEW RICHMOND TEE | Urban | 66kV | KESWICK | NEW RICHMOND TEE | 0.96 | 79.0974 | 74.2 | 127 | 142 | 0.96 | 31.8751 | 26.9 | 100 | 120 | 0.00165 | 2 | SubTx Lines - Meshed | M | 47.2223 | 9.4445
SD1669-KESWICK-WHITMORE SQUARE TEE | Urban | 66kV | KESWICK | WHITMORE SQUARE TEE | 0.76 | 54.7636 | 54.4 | 127 | 142 | 0.76 | 35.6591 | 16.9 | 100 | 120 | 0.00165 | 2 | SubTx Lines - Meshed | M | 19.1045 | 3.8209
SD2014-KILBURN-CAVAN | Urban | 66kV | KILBURN | CAVAN | 4.17 | 49.1929 | 40.4 | 137 | 153 | 0 | 0 | 0 | 0 | 0 | -0.013245 | 2 | SubTx Lines - Meshed | M | 0 | 0
SD1658-KILBURN SOUTH TEE-KILBURN SOUTH | Urban | 66kV | KILBURN SOUTH TEE | KILBURN SOUTH | 0.27 | 10.5385 | 10.5 | 20 | 20 | 0.27 | 12.2188 | 10.7 | 20 | 20 | -0.0023631 | 2 | SubTx Lines - Meshed | M | -1.6803 | -0.33607
SD1658-KILBURN SOUTH TEE-PROSPECT | Urban | 66kV | KILBURN SOUTH TEE | PROSPECT | 1.7 | 29.1343 | 28.4 | 128 | 137 | 1.7 | 68.6913 | 67.1 | 128 | 137 | -0.0023631 | 2 | SubTx Lines - Meshed | M | -39.557 | -7.9114
SD1675-KILKENNY-WOODVILLE | Urban | 66kV | KILKENNY | WOODVILLE | 2.2 | 35.9235 | 31.7 | 120 | 120 | 2.2 | 32.5122 | 31 | 0 | 0 | -0.013245 | 2 | SubTx Lines - Meshed | M | 3.4114 | 0.68228
SD1574-KINGSWOOD-NORTH UNLEY | Urban | 66kV | KINGSWOOD | NORTH UNLEY | 2.6 | 39.4143 | 39.3 | 109 | 109 | 2.6 | 41.1928 | 35.9 | 109 | 109 | 0.00165 | 2 | SubTx Lines - Meshed | M | -1.7785 | -0.3557
SD1654-LARGS NORTH-ADELAIDE BRIGHTON CEMENT | Urban | 66kV | LARGS NORTH | ADELAIDE BRIGHTON CEMENT | 1.2 | 86.3771 | 82.8 | 127 | 137 | 1.2 | 81.0823 | 78.5 | 127 | 137 | -0.013245 | 2 | SubTx Lines - Meshed | M | 5.2948 | 1.059
SD1693-LEFEVRE-BLACKPOOL | Urban | 66kV | LEFEVRE | BLACKPOOL | 2.5 | 26.6833 | 26 | 137 | 153 | 2.5 | 32.0056 | 32 | 137 | 153 | -0.013245 | 2 | SubTx Lines - Meshed | M | -5.3223 | -1.0645
SD1662-LINDEN PARK-LINDEN PARK TEE | Urban | 66kV | LINDEN PARK | LINDEN PARK TEE | 4 | 35.4216 | 31.5 | 46 | 49 | 4 | 36.9943 | 32.7 | 46 | 49 | 0.00165 | 2 | SubTx Lines - Meshed | M | -1.5727 | -0.31454
SD1563-LOWER MITCHAM-KINGSWOOD | Urban | 66kV | LOWER MITCHAM | KINGSWOOD | 2.9 | 31.6332 | 2.9 | 127 | 137 | 2.9 | 82.6659 | 82.6 | 127 | 137 | 0.00165 | 2 | SubTx Lines - Meshed | M | -51.0327 | -10.2065
SD1556-MAGILL-BURNSIDE | Urban | 66kV | MAGILL | BURNSIDE | 4.1 | 12.6327 | 11 | 55 | 55 | 4.1 | 11.6039 | 10.1 | 55 | 55 | -0.0023631 | 1 | SubTx Lines - Radial | R | 1.0289 | 0.20577
SD1663-MAGILL-KENT TOWN TEE | Urban | 66kV | MAGILL | KENT TOWN TEE | 7.8 | 34.238 | 29 | 128 | 144 | 7.8 | 61.4724 | 61.3 | 128 | 144 | -0.0023631 | 2 | SubTx Lines - Meshed | M | -27.2344 | -5.4469
SD1543-MAGILL-NORWOOD | Urban | 66kV | MAGILL | NORWOOD | 4.6 | 44.7779 | 40.5 | 128 | 144 | 4.6 | 82.7711 | 75.6 | 128 | 144 | -0.0023631 | 2 | SubTx Lines - Meshed | M | -37.9932 | -7.5986
SD1662-MAGILL-URAIDLA TEE | Short Rural | 66kV | MAGILL | URAIDLA TEE | 3.3 | 57.8022 | 57.8 | 109 | 109 | 3.3 | 89.0028 | 89 | 109 | 109 | 0.00165 | 2 | SubTx Lines - Meshed | M | -31.2006 | -6.2401
SD1594-MCLAREN FLAT-WILLUNGA | Short Rural | 66kV | MCLAREN FLAT | WILLUNGA | 5.7 | 46.0977 | 45 | 83 | 92 | 5.7 | 52.1208 | 49.7 | 83 | 92 | 0.00165 | 2 | SubTx Lines - Meshed | M | -6.0231 | -1.2046
SD1592-MORPHETT VALE EAST-CLARENDON | Short Rural | 66kV | MORPHETT VALE EAST | CLARENDON | 8.2 | 2.7295 | 2.4 | 0 | 0 | 8.2 | 2.9069 | 2.6 | 0 | 0 | 0.00165 | 1 | SubTx Lines - Radial | R | -0.17742 | -0.035484
SD1694-MORPHETT VALE EAST-HACKHAM | Urban | 66kV | MORPHETT VALE EAST | HACKHAM | 6.83 | 45.0071 | 45 | 127 | 142 | 0 | 0 | 0 | 0 | 0 | 0.00165 | 2 | SubTx Lines - Meshed | M | 0 | 0
SD1594-MORPHETT VALE EAST-MCLAREN FLAT | Short Rural | 66kV | MORPHETT VALE EAST | MCLAREN FLAT | 11.2 | 53.4214 | 53.3 | 83 | 92 | 11.2 | 56.9324 | 56.1 | 83 | 92 | 0.00165 | 2 | SubTx Lines - Meshed | M | -3.511 | -0.7022
SD1694-MORPHETT VALE EAST-PORT NOARLUNGA | Urban | 66kV | MORPHETT VALE EAST | PORT NOARLUNGA | 0 | 0 | 0 | 0 | 0 | 11.87 | 43.8115 | 43.6 | 127 | 142 | 0.00165 | 2 | SubTx Lines - Meshed | M | 0 | 0
SD1593-MORPHETT VALE EAST-PORT STANVAC #1 | Urban | 66kV | MORPHETT VALE EAST | PORT STANVAC | 6.3 | 43.7173 | 43.6 | 128 | 144 | 6.3 | 46.947 | 46.9 | 128 | 144 | 0.00165 | 2 | SubTx Lines - Meshed | M | -3.2297 | -0.64594
SD2010-MORPHETT VALE EAST-PORT STANVAC #2 | Urban | 66kV | MORPHETT VALE EAST | PORT STANVAC | 6.3 | 48.4059 | 48.3 | 127 | 142 | 6.3 | 51.8756 | 51.8 | 127 | 142 | 0.00165 | 2 | SubTx Lines - Meshed | M | -3.4697 | -0.69395
SD1586-MORPHETTVILLE-ASCOT PARK | Urban | 66kV | MORPHETTVILLE | ASCOT PARK | 2.1 | 6.6573 | 5.6 | 128 | 137 | 2.1 | 40.7424 | 36.3 | 128 | 137 | 0.00165 | 2 | SubTx Lines - Meshed | M | -34.085 | -6.817
SD1585-MORPHETTVILLE-OAKLANDS | Urban | 66kV | MORPHETTVILLE | OAKLANDS | 3.3 | 21.1021 | 15.7 | 126 | 131 | 3.3 | 50.741 | 49.9 | 126 | 131 | 0.00165 | 2 | SubTx Lines - Meshed | M | -29.6389 | -5.9278
SD1584-MORPHETTVILLE-PLYMPTON | Urban | 66kV | MORPHETTVILLE | PLYMPTON | 4.3 | 53.9073 | 41 | 109 | 109 | 4.3 | 66.198 | 66.1 | 109 | 109 | 0.00165 | 2 | SubTx Lines - Meshed | M | -12.2906 | -2.4581
SD1518-NEW OSBORNE-BLACKPOOL | Urban | 66kV | NEW OSBORNE | BLACKPOOL | 1.1 | 58.1279 | 58.1 | 127 | 142 | 1.1 | 62.208 | 62.2 | 127 | 142 | -0.013245 | 2 | SubTx Lines - Meshed | M | -4.0802 | -0.81603
SD1527-NEW OSBORNE-GLANVILLE | Urban | 66kV | NEW OSBORNE | GLANVILLE | 7.1 | 90.839 | 89.8 | 128 | 144 | 7.1 | 84.0967 | 83.5 | 128 | 144 | -0.013245 | 2 | SubTx Lines - Meshed | M | 6.7424 | 1.3485
SD1653-NEW OSBORNE-LARGS NORTH | Urban | 66kV | NEW OSBORNE | LARGS NORTH | 3.2 | 94.5085 | 92.7 | 127 | 142 | 3.2 | 90.5425 | 89.5 | 127 | 142 | -0.013245 | 2 | SubTx Lines - Meshed | M | 3.966 | 0.7932
SD1532-NEW OSBORNE-SMORGON STEEL RECYCLING | Urban | 66kV | NEW OSBORNE | SMORGON STEEL RECYCLING | 4.7 | 39.1479 | 39 | 128 | 144 | 4.7 | 13.0698 | 6.9 | 128 | 144 | -0.013245 | 2 | SubTx Lines - Meshed | M | 26.0781 | 5.2156
SD1516-NEW RICHMOND-THEBARTON | Urban | 66kV | NEW RICHMOND | THEBARTON | 3.4 | 13.4347 | 13.2 | 125 | 137 | 3.4 | 28.9375 | 28.7 | 125 | 137 | -0.013245 | 2 | SubTx Lines - Meshed | M | -15.5029 | -3.1006
SD1670-NEW RICHMOND TEE-NEW RICHMOND | Urban | 66kV | NEW RICHMOND TEE | NEW RICHMOND | 0.68 | 0 | 0 | 126 | 137 | 0.68 | 0 | 0 | 126 | 137 | 0.00165 | 2 | SubTx Lines - Meshed | M | 0 | 0
SD1670-NEW RICHMOND TEE-PLYMPTON | Urban | 66kV | NEW RICHMOND TEE | PLYMPTON | 2.6 | 77.9236 | 74.2 | 128 | 144 | 2.6 | 32.2245 | 26.1 | 128 | 144 | 0.00165 | 2 | SubTx Lines - Meshed | M | 45.699 | 9.1398
SD1668-NOARLUNGA CENTRE-PORT NOARLUNGA | Urban | 66kV | NOARLUNGA CENTRE | PORT NOARLUNGA | 4.1 | 20.0644 | 16.3 | 83 | 91 | 4.1 | 20.1405 | 10.8 | 83 | 91 | 0.00165 | 2 | SubTx Lines - Meshed | M | -0.07611 | -0.015222
SD1659-NORTH ADELAIDE-HINDLEY STREET TEE | CBD | 66kV | NORTH ADELAIDE | HINDLEY STREET TEE | 2.6 | 14.7665 | 7.7 | 86 | 98 | 2.6 | 14.9482 | 7.2 | 86 | 98 | -0.0023631 | 3 | SubTx Lines - CBD | A | -0.18173 | -0.036346
SD1669-NORTH UNLEY-WHITMORE SQUARE TEE | Urban | 66kV | NORTH UNLEY | WHITMORE SQUARE TEE | 2.9 | 54.811 | 54.4 | 109 | 109 | 2.9 | 36.6314 | 16.9 | 109 | 109 | 0.00165 | 2 | SubTx Lines - Meshed | M | 18.1796 | 3.6359
SD1549-NORTHFIELD-CLEARVIEW | Urban | 66kV | NORTHFIELD | CLEARVIEW | 3.3 | 20.036 | 18 | 40 | 40 | 3.3 | 25.8644 | 23.2 | 40 | 40 | -0.0023631 | 1 | SubTx Lines - Radial | R | -5.8284 | -1.1657
SD1657-NORTHFIELD-DRY CREEK | Urban | 66kV | NORTHFIELD | DRY CREEK | 5.1 | 39.5713 | 39 | 127 | 142 | 5.1 | 78.6293 | 78.4 | 127 | 142 | -0.0023631 | 2 | SubTx Lines - Meshed | M | -39.0579 | -7.8116
SD1535-NORTHFIELD-HARROW | Urban | 66kV | NORTHFIELD | HARROW | 5.2 | 17.7929 | 15.8 | 40 | 40 | 5.2 | 24.3438 | 21.6 | 40 | 40 | -0.0023631 | 1 | SubTx Lines - Radial | R | -6.5509 | -1.3102
SD1534-NORTHFIELD-HILLCREST | Urban | 66kV | NORTHFIELD | HILLCREST | 2.7 | 51.3697 | 49.9 | 127 | 142 | 2.7 | 60.9752 | 59.9 | 127 | 142 | -0.0023631 | 2 | SubTx Lines - Meshed | M | -9.6054 | -1.9211
SD1539-NORTHFIELD-HOLDEN HILL | Urban | 66kV | NORTHFIELD | HOLDEN HILL | 3.8 | 56.4107 | 56.4 | 128 | 144 | 3.8 | 76.8669 | 76.6 | 128 | 144 | -0.0023631 | 2 | SubTx Lines - Meshed | M | -20.4562 | -4.0912
SD1548-NORTHFIELD-INGLE FARM #1 | Urban | 66kV | NORTHFIELD | INGLE FARM | 3.47 | 33.2074 | 33.2 | 126 | 139 | 3.47 | 82.1039 | 81.1 | 126 | 139 | -0.0023631 | 2 | SubTx Lines - Meshed | M | -48.8965 | -9.7793
SD2019-NORTHFIELD-INGLE FARM #2 | Urban | 66kV | NORTHFIELD | INGLE FARM | 3.24 | 34.6283 | 34.6 | 137 | 153 | 0 | 0 | 0 | 0 | 0 | -0.0023631 | 2 | SubTx Lines - Meshed | M | 0 | 0
SD1545-NORWOOD-EAST TERRACE | Urban | 66kV | NORWOOD | EAST TERRACE | 3.2 | 37.0308 | 7.8 | 91 | 100 | 3.2 | 33.6214 | 27.6 | 91 | 100 | -0.0023631 | 2 | SubTx Lines - Meshed | M | 3.4094 | 0.68188
SD1559-NORWOOD-KENT TOWN | Urban | 66kV | NORWOOD | KENT TOWN | 2.8 | 0 | 0 | 46 | 49 | 2.8 | 0 | 0 | 27 | 27 | -0.0023631 | 1 | SubTx Lines - Radial | R | 0 | 0
SD1544-NORWOOD-LINDEN PARK | Urban | 66kV | NORWOOD | LINDEN PARK | 3.3 | 0 | 0 | 59 | 65 | 3.3 | 0 | 0 | 59 | 65 | -0.0023631 | 2 | SubTx Lines - Meshed | M | 0 | 0
SD1587-PANORAMA-ASCOT PARK | Urban | 66kV | PANORAMA | ASCOT PARK | 4.8 | 14.8385 | 12.3 | 128 | 137 | 4.8 | 57.1896 | 57.1 | 128 | 137 | 0.00165 | 2 | SubTx Lines - Meshed | M | -42.3511 | -8.4702
SD1572-PANORAMA-BLACKWOOD | Urban | 66kV | PANORAMA | BLACKWOOD | 4.2 | 26.0328 | 23.1 | 40 | 40 | 4.2 | 27.543 | 24.3 | 40 | 40 | 0.00165 | 1 | SubTx Lines - Radial | R | -1.5103 | -0.30205
SD1573-PANORAMA-CUDMORE PARK | Urban | 66kV | PANORAMA | CUDMORE PARK | 2.2 | 18.4608 | 15.7 | 35 | 35 | 2.2 | 21.9438 | 18.5 | 0 | 0 | 0.00165 | 1 | SubTx Lines - Radial | R | -3.483 | -0.69661
SD1662-PANORAMA-LINDEN PARK TEE | Urban | 66kV | PANORAMA | LINDEN PARK TEE | 9 | 39.6093 | 34.7 | 128 | 137 | 9 | 42.1304 | 34.9 | 128 | 137 | 0.00165 | 2 | SubTx Lines - Meshed | M | -2.5211 | -0.50421
SD1562-PANORAMA-LOWER MITCHAM | Urban | 66kV | PANORAMA | LOWER MITCHAM | 2.1 | 44.4425 | 18.3 | 127 | 142 | 2.1 | 99.6904 | 97.3 | 127 | 142 | 0.00165 | 2 | SubTx Lines - Meshed | M | -55.2479 | -11.0496
SD1588-PANORAMA-TONSLEY PARK | Urban | 66kV | PANORAMA | TONSLEY PARK | 3.3 | 15.4156 | 14.2 | 81 | 89 | 3.3 | 1.118 | 0.5 | 0 | 0 | 0.00165 | 2 | SubTx Lines - Meshed | M | 14.2975 | 2.8595
SD1504-PARA-ELIZABETH HEIGHTS | Urban | 66kV | PARA | ELIZABETH HEIGHTS | 2.7 | 82.1092 | 78.4 | 128 | 144 | 2.7 | 94.0166 | 86.6 | 109 | 109 | 0.020994 | 2 | SubTx Lines - Meshed | M | -11.9074 | -2.3815
SD1503-PARA-ELIZABETH SOUTH | Urban | 66kV | PARA | ELIZABETH SOUTH | 5.9 | 52.2403 | 50.1 | 128 | 144 | 5.9 | 66.4804 | 64.6 | 109 | 109 | 0.020994 | 2 | SubTx Lines - Meshed | M | -14.2401 | -2.848
SD1687-PARAFIELD GARDENS-CAVAN | Urban | 66kV | PARAFIELD GARDENS | CAVAN | 6.75 | 0 | 0 | 60 | 60 | 6.75 | 46.393 | 37.7 | 60 | 60 | 0.020994 | 2 | SubTx Lines - Meshed | M | 0 | 0
SD1502-PARAFIELD GARDENS-SALISBURY | Urban | 66kV | PARAFIELD GARDENS | SALISBURY | 4.3 | 62.7995 | 61.7 | 127 | 137 | 4.3 | 69.2446 | 68.9 | 127 | 137 | 0.020994 | 2 | SubTx Lines - Meshed | M | -6.4451 | -1.289
SD1683-PARAFIELD GARDENS WEST-BOLIVAR | Urban | 66kV | PARAFIELD GARDENS WEST | BOLIVAR | 1.86 | 11.7137 | 10 | 127 | 140 | 1.86 | 12.985 | 11 | 127 | 140 | 0.020994 | 1 | SubTx Lines - Radial | R | -1.2713 | -0.25426
SD1682-PARAFIELD GARDENS WEST-PARAFIELD GARDENS | Urban | 66kV | PARAFIELD GARDENS WEST | PARAFIELD GARDENS | 1 | 80.8975 | 80.2 | 127 | 142 | 1 | 119.2299 | 119 | 127 | 142 | 0.020994 | 2 | SubTx Lines - Meshed | M | -38.3324 | -7.6665
SD1510-PARAFIELD GARDENS WEST-PARALOWIE | Urban | 66kV | PARAFIELD GARDENS WEST | PARALOWIE | 2.9 | 66.5375 | 64 | 127 | 142 | 2.9 | 68.991 | 62.6 | 127 | 142 | 0.020994 | 2 | SubTx Lines - Meshed | M | -2.4535 | -0.4907
SD1685-PENFIELD-DIREK | Urban | 66kV | PENFIELD | DIREK | 5.7 | 24.6132 | 24.1 | 127 | 142 | 5.7 | 29.8905 | 28.8 | 127 | 142 | 0.020994 | 2 | SubTx Lines - Meshed | M | -5.2773 | -1.0555
SD1509-PENFIELD-ELIZABETH SOUTH | Urban | 66kV | PENFIELD | ELIZABETH SOUTH | 4.2 | 30.8574 | 28.3 | 137 | 137 | 4.2 | 18.324 | 17.6 | 70 | 70 | 0.020994 | 2 | SubTx Lines - Meshed | M | 12.5334 | 2.5067
[17 empty] | SubTx Lines - Meshed | M | 0 | 0
SD1583-PLYMPTON-GLENELG NORTH | Urban | 66kV | PLYMPTON | GLENELG NORTH | 3.9 | 16.3982 | 14.5 | 55 | 55 | 3.9 | 24.0782 | 21.1 | 55 | 55 | 0.00165 | 1 | SubTx Lines - Radial | R | -7.6799 | -1.536
SD1646-PORT ADELAIDE-CHELTENHAM | Urban | 66kV | PORT ADELAIDE | CHELTENHAM | 2.8 | 66.3907 | 54.3 | 127 | 131 | 2.8 | 59.4216 | 47.8 | 127 | 131 | -0.013245 | 2 | SubTx Lines - Meshed | M | 6.9691 | 1.3938
SD1677-PORT ADELAIDE NORTH-ATHOL PARK TEE | Urban | 66kV | PORT ADELAIDE NORTH | ATHOL PARK TEE | 0.6 | 25.0344 | 24.4 | 128 | 144 | 0.6 | 17.7124 | 17.3 | 128 | 132 | -0.013245 | 2 | SubTx Lines - Meshed | M | 7.322 | 1.4644
SD1676-PORT NOARLUNGA-SEAFORD | Urban | 66kV | PORT NOARLUNGA | SEAFORD | 4.5 | 29.0269 | 28.4 | 84 | 93 | 4.5 | 33.6719 | 33.6 | 84 | 93 | 0.00165 | 2 | SubTx Lines - Meshed | M | -4.6451 | -0.92901
SD1673-PORT STANVAC-LONSDALE | Urban | 66kV | PORT STANVAC | LONSDALE | 1.8 | 33.1821 | 30.4 | 137 | 153 | 1.8 | 34.9857 | 34.8 | 137 | 153 | 0.00165 | 2 | SubTx Lines - Meshed | M | -1.8036 | -0.36073
SD1667-PORT STANVAC-NOARLUNGA CENTRE | Urban | 66kV | PORT STANVAC | NOARLUNGA CENTRE | 3.8 | 31.6172 | 31.4 | 70 | 70 | 3.8 | 32.1076 | 31.7 | 70 | 70 | 0.00165 | 2 | SubTx Lines - Meshed | M | -0.49039 | -0.098078
SD1659-PROSPECT-CROYDON / PROSPECT TEE | Urban | 66kV | PROSPECT | CROYDON / PROSPECT TEE | 3.7 | 24.2293 | 2.5 | 128 | 131 | 3.7 | 50.6415 | 35 | 128 | 131 | -0.0023631 | 2 | SubTx Lines - Meshed | M | -26.4122 | -5.2824
SD1526-QUEENSTOWN-GLANVILLE | Urban | 66kV | QUEENSTOWN | GLANVILLE | 3.86 | 81.6212 | 78.9 | 127 | 137 | 3.86 | 73.3191 | 71.2 | 127 | 137 | -0.013245 | 2 | SubTx Lines - Meshed | M | 8.3021 | 1.6604
SD1565-SEACOMBE-OAKLANDS | Urban | 66kV | SEACOMBE | OAKLANDS | 3.45 | 32.4452 | 19 | 126 | 137 | 3.45 | 90.1404 | 89.7 | 126 | 137 | 0.00165 | 2 | SubTx Lines - Meshed | M | -57.6953 | -11.5391
SD1672-SEACOMBE-SHEIDOW PARK | Urban | 66kV | SEACOMBE | SHEIDOW PARK | 6.5 | 32.2503 | 32.2 | 137 | 153 | 6.5 | 12.9062 | 0.4 | 109 | 109 | 0.00165 | 2 | SubTx Lines - Meshed | M | 19.3441 | 3.8688
SD1676-SEAFORD-ALDINGA | Urban | 66kV | SEAFORD | ALDINGA | 8.2 | 24.3288 | 24.2 | 84 | 93 | 8.2 | 24.1002 | 23.9 | 84 | 93 | 0.00165 | 2 | SubTx Lines - Meshed | M | 0.22858 | 0.045716
SD2009-SHEIDOW PARK-LONSDALE | Urban | 66kV | SHEIDOW PARK | LONSDALE | 4.3 | 14.046 | 12.7 | 137 | 153 | 0 | 0 | 0 | 0 | 0 | 0.00165 | 2 | SubTx Lines - Meshed | M | 0 | 0
SD2009-SHEIDOW PARK-PORT STANVAC | Urban | 66kV | SHEIDOW PARK | PORT STANVAC | 0 | 0 | 0 | 0 | 0 | 6.4 | 24.6018 | 23.7 | 85.5 | 85.5 | 0.00165 | 2 | SubTx Lines - Meshed | M | 0 | 0
SD1650-SMITHFIELD WEST-ANGLE VALE | Urban | 66kV | SMITHFIELD WEST | ANGLE VALE | 5.8 | 23.4401 | 21.2 | 84 | 91 | 5.8 | 29.0682 | 24 | 84 | 91 | 0.020994 | 2 | SubTx Lines - Meshed | M | -5.6281 | -1.1256
SD1532-SMORGON STEEL RECYCLING-PORT ADELAIDE NORTH | Urban | 66kV | SMORGON STEEL RECYCLING | PORT ADELAIDE NORTH | 1.1 | 38.2953 | 38.2 | 128 | 144 | 1.1 | 11.5832 | 5.1 | 128 | 132 | -0.013245 | 2 | SubTx Lines - Meshed | M | 26.7121 | 5.3424
SD1638-TEA TREE GULLY-GOLDEN GROVE | Urban | 66kV | TEA TREE GULLY | GOLDEN GROVE | 4.3 | 26.7571 | 3.7 | 127 | 142 | 4.3 | 24.5589 | 1.7 | 127 | 142 | -0.0023631 | 2 | SubTx Lines - Meshed | M | 2.1981 | 0.43963
SD1522-THEBARTON-CROYDON | Urban | 66kV | THEBARTON | CROYDON | 2.05 | 37.0473 | 36.9 | 125 | 137 | 2.05 | 56.5242 | 55.3 | 125 | 137 | -0.013245 | 2 | SubTx Lines - Meshed | M | -19.4769 | -3.8954
SD1564-TONSLEY PARK-SEACOMBE | Urban | 66kV | TONSLEY PARK | SEACOMBE | 4.8 | 15.7537 | 1.3 | 128 | 137 | 4.8 | 18.3831 | 14.5 | 128 | 98 | 0.00165 | 2 | SubTx Lines - Meshed | M | -2.6294 | -0.52588
SD1677-TORRENS ISLAND-ATHOL PARK TEE | Urban | 66kV | TORRENS ISLAND | ATHOL PARK TEE | 4 | 13.0484 | -9.9 | 127 | 142 | 4 | 33.6917 | 32.8 | 127 | 138 | -0.013245 | 2 | SubTx Lines - Meshed | M | -20.6433 | -4.1287
SD1656-TORRENS ISLAND-KILBURN | Urban | 66kV | TORRENS ISLAND | KILBURN | 9.7 | 36.4177 | 36 | 98 | 98 | 9.7 | 44.9312 | 44 | 98 | 98 | -0.013245 | 2 | SubTx Lines - Meshed | M | -8.5135 | -1.7027
SD1662-URAIDLA TEE-LINDEN PARK TEE | Urban | 66kV | URAIDLA TEE | LINDEN PARK TEE | 4.4 | 57.807 | 57.8 | 128 | 144 | 4.4 | 88.802 | 88.8 | 128 | 144 | 0.00165 | 2 | SubTx Lines - Meshed | M | -30.995 | -6.199
SD1662-URAIDLA TEE-URAIDLA | Short Rural | 66kV | URAIDLA TEE | URAIDLA | 9 | 0 | 0 | 40 | 50 | 9 | 0 | 0 | 40 | 50 | 0.00165 | 2 | SubTx Lines - Meshed | M | 0 | 0
SD1663-WHITMORE SQUARE-KENT TOWN TEE | Urban | 66kV | WHITMORE SQUARE | KENT TOWN TEE | 3.1 | 0 | 0 | 90 | 90 | 3.1 | 38.4666 | 27.2 | 90 | 90 | -0.0023631 | 2 | SubTx Lines - Meshed | M | 0 | 0
SD1669-WHITMORE SQUARE-KESWICK / NORTH UNLEY TEE | CBD | 66kV | WHITMORE SQUARE | KESWICK / NORTH UNLEY TEE | 1.93 | 0 | 0 | 70 | 77 | 1.93 | 0 | 0 | 70 | 77 | -0.0023631 | 3 | SubTx Lines - CBD | A | 0 | 0
SD1524-WOODVILLE-FINDON | Urban | 66kV | WOODVILLE | FINDON | 1.7 | 27.5545 | 24.9 | 126 | 137 | 1.7 | 16.5197 | 15.1 | 0 | 0 | -0.013245 | 2 | SubTx Lines - Meshed | M | 11.0348 | 2.207
SD1525-WOODVILLE-QUEENSTOWN | Urban | 66kV | WOODVILLE | QUEENSTOWN | 2.7 | 67.038 | 66.9 | 127 | 137 | 2.7 | 58.7553 | 58.3 | 127 | 137 | -0.013245 | 2 | SubTx Lines - Meshed | M | 8.2828 | 1.6566
SD1568-WILLUNGA-MYPONGA | short rural | 66kV | WILLUNGA | MYPONGA | 16.6 | 15.1845 | 15.1 | 71.8 | 71.8 | 16.6 | 17.4485 | 17.4 | 71.8 | 71.8 | 0.0016452 | 1 | SubTx Lines - Radial | R | -2.264 | -0.45279
SD1569-MYPONGA-YANKALILLA | short rural | 66kV | MYPONGA | YANKALILLA | 17 | 11.304 | 11.3 | 71.8 | 71.8 | 17 | 13.3304 | 13.3 | 71.8 | 71.8 | 0.0016452 | 1 | SubTx Lines - Radial | R | -2.0264 | -0.40529
SD1689-YANKALILLA-CAPE JERVIS | short rural | 66kV | YANKALILLA | CAPE JERVIS | 25.4 | 5.9464 | 4.4 | 61 | 61 | 25.4 | 7.7233 | 5.8 | 61 | 61 | 0.0016452 | 1 | SubTx Lines - Radial | R | -1.7769 | -0.35538
SD1570-WILLUNGA-SQUARE WATER HOLE | short rural | 66kV | WILLUNGA | SQUARE WATER HOLE | 15.3 | 34.5371 | 34.5 | 71.8 | 71.8 | 15.3 | 37.7927 | 36.5 | 71.8 | 71.8 | 0.0016452 | 1 | SubTx Lines - Radial | R | -3.2556 | -0.65113
SD1595-SQUARE WATER HOLE-VICTOR HARBOR | short rural | 66kV | SQUARE WATER HOLE | VICTOR HARBOR | 18.7 | 19.601 | 19.6 | 40.6 | 40.6 | 18.7 | 21.2339 | 21.2 | 40.6 | 40.6 | 0.0016452 | 1 | SubTx Lines - Radial | R | -1.6329 | -0.32658
SD1571-SQUARE WATER HOLE-GOOLWA | short rural | 66kV | SQUARE WATER HOLE | GOOLWA | 20.5 | 11.0454 | 11 | 53.2 | 53.2 | 20.5 | 13.1518 | 11.9 | 53.2 | 53.2 | 0.0016452 | 1 | SubTx Lines - Radial | R | -2.1064 | -0.42129
SD2012-MOUNT BARKER-MOUNT BARKER SOUTH | short rural | 66kV | MOUNT BARKER | MOUNT BARKER SOUTH | 1.1 | 47.6246 | 45.1 | 137 | 137 | 0 | 0 | 0 | 0 | 0 | 0.014266 | 2 | SubTx Lines - Meshed | M | 0 | 0
SD1598-MOUNT BARKER-BALHANNAH | short rural | 66kV | MOUNT BARKER | BALHANNAH | 9.7 | 42.6223 | 37.9 | 55.4 | 55.4 | 9.7 | 35.3351 | 32.4 | 55.4 | 55.4 | 0.014266 | 2 | SubTx Lines - Meshed | M | 7.2872 | 1.4574
SD1599-BALHANNAH-URAIDLA | short rural | 66kV | BALHANNAH | URAIDLA | 8.4 | 21.5188 | 19.5 | 40.2 | 40.2 | 8.4 | 10.2883 | 9.9 | 14.1 | 14.1 | 0.014266 | 2 | SubTx Lines - Meshed | M | 11.2305 | 2.2461
SD1596-MOUNT BARKER-HAHNDORF | short rural | 66kV | MOUNT BARKER | HAHNDORF | 5.6 | 4.5695 | 4.2 | 55.4 | 55.4 | 5.6 | 4.3566 | 3.7 | 55.4 | 55.4 | 0.014266 | 1 | SubTx Lines - Radial | R | 0.21286 | 0.042572
SD1597-MOUNT BARKER-MEADOWS | rural long | 66kV | MOUNT BARKER | MEADOWS | 0 | 0 | 0 | 0 | 0 | 13.8 | 5.4083 | 5.4 | 55.4 | 55.4 | 0.014266 | 1 | SubTx Lines - Radial | R | 0 | 0
SD1597-MOUNT BARKER SOUTH-MEADOWS | rural long | 66kV | MOUNT BARKER SOUTH | MEADOWS | 13.2 | 5.0289 | 4.8 | 55.4 | 55.4 | 0 | 0 | 0 | 0 | 0 | 0.014266 | 1 | SubTx Lines - Radial | R | 0 | 0
SD1601-MOUNT BARKER-STRATHALBYN EAST TEE | short rural | 66kV | MOUNT BARKER | STRATHALBYN EAST TEE | 0 | 0 | 0 | 0 | 0 | 19.9 | 16.2561 | 14.9 | 34.75 | 34.75 | 0.014266 | 1 | SubTx Lines - Radial | R | 0 | 0
SD1601-MOUNT BARKER SOUTH-STRATHALBYN EAST TEE | short rural | 66kV | MOUNT BARKER SOUTH | STRATHALBYN EAST TEE | 19.3 | 18.4719 | 16.4 | 34.75 | 34.75 | 0 | 0 | 0 | 0 | 0 | 0.014266 | 1 | SubTx Lines - Radial | R | 0 | 0
SD1601-STRATHALBYN EAST TEE-STRATHALBYN | short rural | 66kV | STRATHALBYN EAST TEE | STRATHALBYN | 3.1 | 18.0679 | 16.1 | 34.75 | 34.75 | 3.1 | 14.1693 | 13.1 | 34.75 | 34.75 | 0.014266 | 1 | SubTx Lines - Radial | R | 3.8986 | 0.77972
SD1602-STRATHALBYN-BELVIDERE | short rural | 66kV | STRATHALBYN | BELVIDERE | 8 | 8.1492 | 7.1 | 13 | 13 | 8 | 6.8425 | 6.1 | 13 | 13 | 0.014266 | 1 | SubTx Lines - Radial | R | 1.3067 | 0.26134
SD1603-BELVIDERE-MILANG | short rural | 66kV | BELVIDERE | MILANG | 12.1 | 2.4083 | 1.6 | 10.3 | 10.3 | 12.1 | 3.0463 | 2.8 | 10.3 | 10.3 | 0.014266 | 1 | SubTx Lines - Radial | R | -0.63799 | -0.1276
SD1604-BELVIDERE-LANGHORNE CREEK | rural long | 66kV | BELVIDERE | LANGHORNE CREEK | 5.6 | 5.009 | 4.5 | 13 | 13 | 5.6 | 3.7736 | 3.2 | 13 | 13 | 0.014266 | 1 | SubTx Lines - Radial | R | 1.2354 | 0.24708
SD1609-YADNARIE-CLEVE | rural long | 66kV | YADNARIE | CLEVE | 8.5 | 4.588 | 4.4 | 10.3 | 10.3 | 8.5 | 5.3935 | 5.3 | 10.3 | 10.3 | 0.0021519 | 1 | SubTx Lines - Radial | R | -0.80549 | -0.1611
SD1610-YADNARIE-RUDALL | short rural | 66kV | YADNARIE | RUDALL | 12 | 2.8792 | 2.7 | 10.3 | 10.3 | 12 | 4.4011 | 4.1 | 10.3 | 10.3 | 0.0021519 | 1 | SubTx Lines - Radial | R | -1.5219 | -0.30438
SD1611-RUDALL-DARKE PEAK | rural long | 66kV | RUDALL | DARKE PEAK | 22 | 2.0396 | 2 | 10.3 | 10.3 | 22 | 2.502 | 2.5 | 10.3 | 10.3 | 0.0021519 | 1 | SubTx Lines - Radial | R | -0.46239 | -0.092478
SD1612-DARKE PEAK-CARALUE | rural long | 66kV | DARKE PEAK | CARALUE | 24.6 | 1.5297 | 1.5 | 10.3 | 10.3 | 24.6 | 1.9026 | 1.9 | 10.3 | 10.3 | 0.0021519 | 1 | SubTx Lines - Radial | R | -0.37292 | -0.074585
SD1613-RUDALL-LOCK | rural long | 66kV | RUDALL | LOCK | 58.6 | 0.78102 | 0.6 | 10.3 | 10.3 | 58.6 | 1.9849 | 1.5 | 10.3 | 10.3 | 0.0021519 | 1 | SubTx Lines - Radial | R | -1.2039 | -0.24078
SD1614-LOCK-POLDA | rural long | 66kV | LOCK | POLDA | 35.3 | 0 | 0 | 10.3 | 10.3 | 35.3 | 1.1402 | 0.7 | 10.3 | 10.3 | 0.0021519 | 1 | SubTx Lines - Radial | R | 0 | 0
SD1615-POLDA-WUDINNA | rural long | 66kV | POLDA | WUDINNA | 56.2 | 0.78102 | 0.6 | 10.3 | 10.3 | 56.2 | 0 | 0 | 10.3 | 10.3 | 0.0021519 | 1 | SubTx Lines - Radial | R | 0 | 0
SD1605-WUDINNA-MOORKITABIE | rural long | 66kV | WUDINNA | MOORKITABIE | 58.6 | 10.1079 | 10.1 | 53.2 | 53.2 | 58.6 | 12.8891 | 12.7 | 53.2 | 53.2 | -0.010253 | 1 | SubTx Lines - Radial | R | -2.7812 | -0.55625
SD1606-MOORKITABIE-TARLTON | rural long | 66kV | MOORKITABIE | TARLTON | 48.4 | 9.2266 | 9.2 | 53.2 | 53.2 | 48.4 | 11.7277 | 11.5 | 53.2 | 53.2 | -0.010253 | 1 | SubTx Lines - Radial | R | -2.5012 | -0.50023
SD1607-TARLTON-STREAKY BAY | rural long | 66kV | TARLTON | STREAKY BAY | 31.1 | 2.4187 | 2.4 | 31 | 31 | 31.1 | 3.1575 | 3.1 | 31 | 31 | -0.010253 | 1 | SubTx Lines - Radial | R | -0.73885 | -0.14777
SD1608-TARLTON-CEDUNA | short rural | 66kV | TARLTON | CEDUNA | 101.8 | 6.0407 | 6 | 53.2 | 53.2 | 101.8 | 7.5928 | 7.4 | 53.2 | 53.2 | -0.010253 | 1 | SubTx Lines - Radial | R | -1.5521 | -0.31041
SD1616-NORTHWEST BEND-MORGAN TEE | short rural | 66kV | NORTHWEST BEND | MORGAN TEE | 8.8 | 10.4785 | 10.2 | 19.3 | 19.3 | 8.8 | 9.8899 | 9 | 11 | 11 | -0.0067983 | 1 | SubTx Lines - Radial | R | 0.58866 | 0.11773
SD1617-MORGAN TEE-CORDOLA | short rural | 66kV | MORGAN TEE | CORDOLA | 12.1 | 9.6773 | 9.4 | 19.6 | 19.6 | 12.1 | 9.1285 | 8.3 | 19.6 | 19.6 | -0.0067983 | 1 | SubTx Lines - Radial | R | 0.54877 | 0.10975
SD1618-CORDOLA-ROONKA | short rural | 66kV | CORDOLA | ROONKA | 17.2 | 8.0777 | 7.8 | 10.3 | 10.3 | 17.2 | 7.8791 | 7.2 | 10.3 | 10.3 | -0.0067983 | 1 | SubTx Lines - Radial | R | 0.19866 | 0.039732
SD1619-ROONKA-PORTEE | short rural | 66kV | ROONKA | PORTEE | 20.8 | 6.6098 | 6.3 | 19.6 | 19.6 | 20.8 | 6.4475 | 5.9 | 19.6 | 19.6 | -0.0067983 | 1 | SubTx Lines - Radial | R | 0.16236 | 0.032472
SD1620-PORTEE-SWAN REACH | short rural | 66kV | PORTEE | SWAN REACH | 4 | 6.3569 | 6 | 10.3 | 10.3 | 4 | 6.1741 | 5.6 | 10.3 | 10.3 | -0.0067983 | 1 | SubTx Lines - Radial | R | 0.18275 | 0.036549
SD1621-SWAN REACH-STOCKWELL | short rural | 66kV | SWAN REACH | STOCKWELL | 32.7 | 4.717 | 4.4 | 10.3 | 10.3 | 32.7 | 4.7 | 4.4 | 10.3 | 10.3 | -0.0067983 | 1 | SubTx Lines - Radial | R | 0.016991 | 0.0033981
SD1622-NORTHWEST BEND-CADELL | short rural | 66kV | NORTHWEST BEND | CADELL | 6.4 | 14.9084 | 14.9 | 26 | 26 | 6.4 | 14.3544 | 14.2 | 26 | 26 | -0.0067983 | 1 | SubTx Lines - Radial | R | 0.55395 | 0.11079
SD1623-CADELL-QUALCO | short rural | 66kV | CADELL | QUALCO | 11.6 | 13.2544 | 13.2 | 26 | 26 | 11.6 | 12.855 | 12.5 | 26 | 26 | -0.0067983 | 1 | SubTx Lines - Radial | R | 0.39947 | 0.079895
SD1624-QUALCO-RAMCO | short rural | 66kV | QUALCO | RAMCO | 8.5 | 11.0291 | 11 | 26 | 26 | 8.5 | 10.5773 | 10.2 | 26 | 26 | -0.0067983 | 1 | SubTx Lines - Radial | R | 0.45172 | 0.090344
SD1625-RAMCO-WAIKERIE | rural long | 66kV | RAMCO | WAIKERIE | 8.5 | 6.7268 | 6.7 | 26 | 26 | 8.5 | 6.1465 | 5.7 | 26 | 26 | -0.0067983 | 1 | SubTx Lines - Radial | R | 0.58027 | 0.11605
SD1626-BERRI-GLOSSOP | short rural | 66kV | BERRI | GLOSSOP | 5 | 27.5078 | 26.8 | 40.2 | 40.2 | 5 | 26.0248 | 25.5 | 40.2 | 40.2 | -0.010465 | 1 | SubTx Lines - Radial | R | 1.483 | 0.2966
SD1627-GLOSSOP-LOVEDAY | short rural | 66kV | GLOSSOP | LOVEDAY | 12.9 | 15.7623 | 15.7 | 26.4 | 26.4 | 12.9 | 17.2285 | 17.1 | 26.4 | 26.4 | -0.010465 | 1 | SubTx Lines - Radial | R | -1.4662 | -0.29323
SD1628-LOVEDAY-WOOLPUNDA | short rural | 66kV | LOVEDAY | WOOLPUNDA | 23.2 | 4.9497 | 4.9 | 14.1 | 14.1 | 23.2 | 5.0488 | 5 | 14.1 | 14.1 | -0.010465 | 1 | SubTx Lines - Radial | R | -0.099015 | -0.019803
SD1629-WOOLPUNDA-WAIKERIE | rural long | 66kV | WOOLPUNDA | WAIKERIE | 20.6 | 0 | 0 | 14.1 | 14.1 | 20.6 | 0 | 0 | 14.1 | 14.1 | -0.010465 | 1 | SubTx Lines - Radial | R | 0 | 0
SD1630-BERRI-LOXTON | short rural | 66kV | BERRI | LOXTON | 17.4 | 18.5011 | 18.5 | 44 | 44 | 17.4 | 22.0819 | 22 | 44 | 44 | -0.010465 | 1 | SubTx Lines - Radial | R | -3.5808 | -0.71616
SD1631-LOXTON-PYAP | short rural | 66kV | LOXTON | PYAP | 10 | 8 | 8 | 14.1 | 14.1 | 10 | 9.802 | 9.8 | 14.1 | 14.1 | -0.010465 | 1 | SubTx Lines - Radial | R | -1.802 | -0.36041
SD1632-BERRI-RENMARK | short rural | 66kV | BERRI | RENMARK | 19.3 | 27.3827 | 26.6 | 42.7 | 42.7 | 19.3 | 26.5113 | 25.8 | 42.7 | 42.7 | -0.010465 | 1 | SubTx Lines - Radial | R | 0.87134 | 0.17427
SD1633-RENMARK-PARINGA | short rural | 66kV | RENMARK | PARINGA | 6 | 10.9289 | 9 | 25.9 | 25.9 | 6 | 10.6231 | 8.9 | 12.3 | 12.3 | -0.010465 | 1 | SubTx Lines - Radial | R | 0.30577 | 0.061155
SD1634-BERRI-LYRUP | short rural | 66kV | BERRI | LYRUP | 11.3 | 3.544 | 3.4 | 12.3 | 12.3 | 11.3 | 2.2361 | 2.2 | 12.3 | 12.3 | -0.010465 | 1 | SubTx Lines - Radial | R | 1.3079 | 0.26159
AP351F-Woodville-Holdens | URBAN | 33kV | Woodville | Holdens | 1.5 | 2.8684 | 2.4382 | 0 | 0 | 1.5 | 2.6115 | 2.2198 | 0 | 0 | -0.013245 | 1 | SubTx Lines - Radial | R | 0.25692 | 0.051383
AP351G-Actil-Cheltenham | URBAN | 33kV | Actil | Cheltenham | 0.4 | 0 | 0 | 0 | 0 | 0.4 | 2.5458 | 2.113 | 0 | 0 | -0.013245 | 1 | SubTx Lines - Radial | R | 0 | 0
AP351G-Woodville-Actil | URBAN | 33kV | Woodville | Actil | 1.2 | 1.8024 | 1.5321 | 0 | 0 | 1.2 | 0 | 0 | 0 | 0 | -0.013245 | 1 | SubTx Lines - Radial | R | 0 | 0
[17 empty] | SubTx Lines - Radial | R | -0.13067 | -0.026133
[17 empty] | SubTx Lines - Radial | R | -0.15386 | -0.030772
AP351K-Woodville-Cheltenham Stuart | URBAN | 33kV | Woodville | Cheltenham Stuart | 1 | 0.68532 | 0.58252 | 21.7 | 21.7 | 1 | 0.77368 | 0.65762 | 21.7 | 21.7 | -0.013245 | 1 | SubTx Lines - Radial | R | -0.088355 | -0.017671
AP365D-Cheltenham-Finsbury No 1 | URBAN | 33kV | Cheltenham | Finsbury No 1 | 1.5 | 3.6844 | 3.058 | 0 | 0 | 1.5 | 6.2302 | 5.1711 | 0 | 0 | -0.013245 | 1 | SubTx Lines - Radial | R | -2.5458 | -0.50916
AP365D-Cheltenham-Finsbury No 2 | URBAN | 33kV | Cheltenham | Finsbury No 2 | 1.5 | 1.2729 | 1.0374 | 0 | 0 | 1.5 | 1.4232 | 1.1599 | 0 | 0 | -0.013245 | 1 | SubTx Lines - Radial | R | -0.15032 | -0.030065
CBD-27/B-East Terrace-Hindley Street | CBD | 33kV | East Terrace | Hindley Street | 2.082 | 1.6924 | 1.5367 | 8.5737 | 8.5737 | 2.082 | 1.9876 | 1.7491 | 8.5737 | 8.5737 | -0.0023631 | 3 | SubTx Lines - CBD | A | -0.29518 | -0.059036
CBD-27/FF1-East Terrace-Hindley Street | CBD | 33kV | East Terrace | Hindley Street | 3.374 | 1.134 | 1.0297 | 10.2884 | 13.7178 | 3.374 | 2.6595 | 2.3403 | 10.2884 | 13.7178 | -0.0023631 | 3 | SubTx Lines - CBD | A | -1.5255 | -0.30509
CBD-27/FF1-Hindley Street-East Terrace | CBD | 33kV | Hindley Street | East Terrace | 0 | 0 | 0 | 10.2884 | 13.7178 | 0 | 0 | 0 | 10.2884 | 13.7178 | -0.0023631 | 3 | SubTx Lines - CBD | A | 0 | 0
CBD-27/GC1-East Terrace-Hindley Street | CBD | 33kV | East Terrace | Hindley Street | 0 | 0 | 0 | 12.8605 | 18.0047 | 0 | 0 | 0 | 12.8605 | 18.0047 | -0.0023631 | 3 | SubTx Lines - CBD | A | 0 | 0
CBD-27/GC1-Hindley Street-East Terrace | CBD | 33kV | Hindley Street | East Terrace | 3.15 | 2.1141 | 1.9196 | 12.8605 | 18.0047 | 3.15 | 2.9279 | 2.5765 | 12.8605 | 18.0047 | -0.0023631 | 3 | SubTx Lines - CBD | A | -0.81374 | -0.16275
CBD-27/GC2-East Terrace-Hindley Street | CBD | 33kV | East Terrace | Hindley Street | 3.39 | 4.63 | 4.204 | 12.8605 | 18.0047 | 3.39 | 5.9264 | 5.2152 | 12.8605 | 18.0047 | -0.0023631 | 3 | SubTx Lines - CBD | A | -1.2964 | -0.25928
CBD-27/GC2-Hindley Street-East Terrace | CBD | 33kV | Hindley Street | East Terrace | 0 | 0 | 0 | 12.8605 | 18.0047 | 0 | 0 | 0 | 12.8605 | 18.0047 | -0.0023631 | 3 | SubTx Lines - CBD | A | 0 | 0
CBD-27/L-East Terrace-Hindley Street | CBD | 33kV | East Terrace | Hindley Street | 3.12 | 2.986 | 2.7113 | 8.5737 | 8.5737 | 3.12 | 3.6282 | 3.1928 | 8.5737 | 8.5737 | -0.0023631 | 3 | SubTx Lines - CBD | A | -0.64221 | -0.12844
CBD-27/L-Hindley Street-East Terrace | CBD | 33kV | Hindley Street | East Terrace | 0 | 0 | 0 | 8.5737 | 8.5737 | 0 | 0 | 0 | 8.5737 | 8.5737 | -0.0023631 | 3 | SubTx Lines - CBD | A | 0 | 0
CBD-27/NT1-East Terrace-Hindley Street | CBD | 33kV | East Terrace | Hindley Street | 3.95 | 7.2798 | 6.61 | 15.1468 | 17.1473 | 3.95 | 8.6941 | 7.6508 | 15.1468 | 17.1473 | -0.0023631 | 3 | SubTx Lines - CBD | A | -1.4144 | -0.28287
CBD-27/NT1-Hindley Street-East Terrace | CBD | 33kV | Hindley Street | East Terrace | 0 | 0 | 0 | 15.1468 | 17.1473 | 0 | 0 | 0 | 15.1468 | 17.1473 | -0.0023631 | 3 | SubTx Lines - CBD | A | 0 | 0
CBD-27/NT2-East Terrace-Hindley Street | CBD | 33kV | East Terrace | Hindley Street | 0 | 0 | 0 | 15.1468 | 17.1473 | 0 | 0 | 0 | 15.1468 | 17.1473 | -0.0023631 | 3 | SubTx Lines - CBD | A | 0 | 0
CBD-27/NT2-Hindley Street-East Terrace | CBD | 33kV | Hindley Street | East Terrace | 3.4 | 2.9176 | 2.6492 | 15.1468 | 17.1473 | 3.4 | 4.4904 | 3.9515 | 15.1468 | 17.1473 | -0.0023631 | 3 | SubTx Lines - CBD | A | -1.5728 | -0.31455
CBD-27/PW1-East Terrace-Hindley Street | CBD | 33kV | East Terrace | Hindley Street | 0 | 0 | 0 | 12.8605 | 17.1473 | 0 | 0 | 0 | 12.8605 | 17.1473 | -0.0023631 | 3 | SubTx Lines - CBD | A | 0 | 0
CBD-27/PW1-Hindley Street-East Terrace | CBD | 33kV | Hindley Street | East Terrace | 2.83 | 0.95734 | 0.86926 | 12.8605 | 17.1473 | 2.83 | 1.6525 | 1.4542 | 12.8605 | 17.1473 | -0.0023631 | 3 | SubTx Lines - CBD | A | -0.69521 | -0.13904
CBD-27/Y-East Terrace-Hindley Street | CBD | 33kV | East Terrace | Hindley Street | 0 | 0 | 0 | 8.5737 | 8.5737 | 0 | 0 | 0 | 8.5737 | 8.5737 | -0.0023631 | 3 | SubTx Lines - CBD | A | 0 | 0
CBD-27/Y-Hindley Street-East Terrace | CBD | 33kV | Hindley Street | East Terrace | 3.14 | 2.9513 | 2.6798 | 8.5737 | 8.5737 | 3.14 | 3.8064 | 3.3496 | 8.5737 | 8.5737 | -0.0023631 | 3 | SubTx Lines - CBD | A | -0.85501 | -0.171
CM35-Tod River-Tumby Bay | long rural | 33kV | Tod River | Tumby Bay | 23.5 | 2.5144 | 2.46 | 5.1 | 5.1 | 23.5 | 2.5144 | 2.46 | 5.1 | 5.1 | -0.0074028 | 1 | SubTx Lines - Radial | R | 0 | 0
CM36-Tod River-Cummins | long rural | 33kV | Tod River | Cummins | 32.3 | 2.3333 | 2.27 | 5.1 | 5.1 | 32.3 | 2.3333 | 2.27 | 5.1 | 5.1 | -0.0074028 | 1 | SubTx Lines - Radial | R | 0 | 0
LX21-Lindsay Port Tee-Chowilla Group | long rural | 33kV | Lindsay Port Tee | Chowilla Group | 5.8 | 1.3119 | 1.2673 | 10.3 | 10.3 | 5.8 | 1.329 | 1.2838 | 10.3 | 10.3 | -0.010465 | 1 | SubTx Lines - Radial | R | -0.017043 | -0.0034087
LX21-Lindsay Port Tee-Vic Border | long rural | 33kV | Lindsay Port Tee | Vic Border | 7.3 | 1.3119 | 1.2673 | 10.3 | 10.3 | 7.3 | 1.329 | 1.2838 | 10.3 | 10.3 | -0.010465 | 1 | SubTx Lines - Radial | R | -0.017043 | -0.0034087
LX21-Murtho-Lindsay Port Tee | long rural | 33kV | Murtho | Lindsay Port Tee | 6.5 | 3.9357 | 3.8019 | 10.3 | 10.3 | 6.5 | 3.9869 | 3.8513 | 10.3 | 10.3 | -0.010465 | 1 | SubTx Lines - Radial | R | -0.05113 | -0.010226
LX21-Paringa-Murtho | long rural | 33kV | Paringa | Murtho | 11.5 | 6.5596 | 6.3366 | 15 | 15 | 11.5 | 6.6448 | 6.4189 | 15 | 15 | -0.010465 | 1 | SubTx Lines - Radial | R | -0.085216 | -0.017043
LX21-Vic Border-Lindsay Port Group | long rural | 33kV | Vic Border | Lindsay Port Group | 6.4 | 0.65596 | 0.63366 | 2 | 2 | 6.4 | 0.66448 | 0.64189 | 2 | 2 | -0.010465 | 1 | SubTx Lines - Radial | R | -0.0085216 | -0.0017043
PL31-Port Lincoln City Tee-Port Lincoln City | urban | 33kV | Port Lincoln City Tee | Port Lincoln City | 0.3 | 0 | 0 | 40.5 | 40.5 | 0.3 | 0 | 0 | 40.5 | 40.5 | -0.0074028 | 1 | SubTx Lines - Radial | R | 0 | 0
PL31-Port Lincoln Terminal-Port Lincoln City Tee | urban | 33kV | Port Lincoln Terminal | Port Lincoln City Tee | 7 | 9.4848 | 9.1054 | 15.5 | 15.5 | 7 | 11.3001 | 10.6221 | 15.5 | 15.5 | -0.0074028 | 1 | SubTx Lines - Radial | R | -1.8153 | -0.36306
PL32-Port Lincoln City Tee-Port Lincoln Docks | urban | 33kV | Port Lincoln City Tee | Port Lincoln Docks | 3.3 | 8.8386 | 8.38 | 40.5 | 40.5 | 3.3 | 10.4676 | 9.9 | 40.5 | 40.5 | -0.0074028 | 1 | SubTx Lines - Radial | R | -1.629 | -0.3258
PL32-Port Lincoln Terminal-Port Lincoln City | urban | 33kV | Port Lincoln Terminal | Port Lincoln City | 5.7 | 16.1511 | 15.5051 | 28.9 | 28.9 | 5.7 | 17.3773 | 16.3346 | 28.9 | 28.9 | -0.0074028 | 1 | SubTx Lines - Radial | R | -1.2261 | -0.24523
PL33-Port Lincoln Terminal-Uley SouthTee | long rural | 33kV | Port Lincoln Terminal | Uley SouthTee | 1.5 | 3.5555 | 3.4133 | 7.1 | 7.1 | 1.5 | 4.1835 | 3.9325 | 7.1 | 7.1 | -0.0074028 | 1 | SubTx Lines - Radial | R | -0.628 | -0.1256
PL33-Uley -Coffin Bay | long rural | 33kV | Uley | Coffin Bay | 14.5 | 1.0667 | 1.024 | 5.2 | 5.2 | 14.5 | 1.2551 | 1.1798 | 5.2 | 5.2 | -0.0074028 | 1 | SubTx Lines - Radial | R | -0.1884 | -0.03768
PL33-Uley SouthTee-Uley | long rural | 33kV | Uley SouthTee | Uley | 14.3 | 1.7778 | 1.7067 | 5.2 | 5.2 | 14.3 | 2.0918 | 1.9663 | 5.2 | 5.2 | -0.0074028 | 1 | SubTx Lines - Radial | R | -0.314 | -0.0628
PL33-Uley SouthTee-Uley South | long rural | 33kV | Uley SouthTee | Uley South | 26.8 | 1.7778 | 1.7067 | 5.1 | 5.1 | 26.8 | 2.0918 | 1.9663 | 5.1 | 5.1 | -0.0074028 | 1 | SubTx Lines - Radial | R | -0.314 | -0.0628
PL34-Poonindie Tee-Poonindie | long rural | 33kV | Poonindie Tee | Poonindie | 3.68 | 0.8544 | 0.8 | 12.9 | 12.9 | 3.68 | 0.8544 | 0.8 | 12.9 | 12.9 | -0.0074028 | 1 | SubTx Lines - Radial | R | 0 | 0
PL34-Poonindie Tee-Tod River | long rural | 33kV | Poonindie Tee | Tod River | 13.4 | 6.524 | 6.2631 | 20.3 | 20.3 | 13.4 | 8.4314 | 7.9255 | 20.3 | 20.3 | -0.0074028 | 1 | SubTx Lines - Radial | R | -1.9073 | -0.38147
PL34-Poonindie-Point Boston | long rural | 33kV | Poonindie | Point Boston | 6.37 | 0.8544 | 0.8 | 13.15 | 13.15 | 6.37 | 0.8544 | 0.8 | 13.15 | 13.15 | -0.0074028 | 1 | SubTx Lines - Radial | R | 0 | 0
PL34-Port Lincoln Terminal-Poonindie Tee | long rural | 33kV | Port Lincoln Terminal | Poonindie Tee | 11 | 7.2489 | 6.959 | 20.3 | 20.3 | 11 | 9.3682 | 8.8061 | 20.3 | 20.3 | -0.0074028 | 1 | SubTx Lines - Radial | R | -2.1193 | -0.42385
SD311-Baroota Tee-Bungama | long rural | 33kV | Baroota Tee | Bungama | 29 | 1.8931 | 1.7984 | 5.1 | 5.1 | 29 | 1.7038 | 1.6186 | 5.1 | 5.1 | -0.0025269 | 1 | SubTx Lines - Radial | R | 0.18931 | 0.037861
SD311-Baroota Tee-Murraytown Tee | long rural | 33kV | Baroota Tee | Murraytown Tee | 0.5 | 2.7449 | 2.6077 | 9.8 | 9.8 | 0.5 | 2.4704 | 2.3469 | 9.8 | 9.8 | -0.0025269 | 1 | SubTx Lines - Radial | R | 0.27449 | 0.054899
SD311-Baroota-Baroota Tee | long rural | 33kV | Baroota | Baroota Tee | 0.8 | 4.7327 | 4.496 | 20.3 | 20.3 | 0.8 | 4.2594 | 4.0464 | 20.3 | 20.3 | -0.0025269 | 1 | SubTx Lines - Radial | R | 0.47327 | 0.094653
SD311-Murraytown Tee-Murraytown | long rural | 33kV | Murraytown Tee | Murraytown | 17.7 | 2.7449 | 2.6077 | 9.8 | 9.8 | 17.7 | 2.4704 | 2.3469 | 9.8 | 9.8 | -0.0025269 | 1 | SubTx Lines - Radial | R | 0.27449 | 0.054899
SD312-Murraytown -Gladstone | long rural | 33kV | Murraytown | Gladstone | 48.3 | 1.2946 | 1.2299 | 3.4 | 3.4 | 48.3 | 1.1652 | 1.1069 | 3.4 | 3.4 | -0.0025269 | 1 | SubTx Lines - Radial | R | 0.12946 | 0.025892
SD313-Murraytown -Orroroo | long rural | 33kV | Murraytown | Orroroo | 46.7 | 1.9845 | 1.8853 | 3.9 | 3.9 | 46.7 | 1.7861 | 1.6968 | 3.9 | 3.9 | -0.0025269 | 1 | SubTx Lines - Radial | R | 0.19845 | 0.03969
SD314-Melrose-Wilmington | long rural | 33kV | Melrose | Wilmington | 24.1 | 0.97351 | 0.92483 | 4 | 4 | 24.1 | 0.87616 | 0.83235 | 4 | 4 | -0.0025269 | 1 | SubTx Lines - Radial | R | 0.097351 | 0.01947
SD314-Murraytown -Melrose | long rural | 33kV | Murraytown | Melrose | 11.3 | 1.2169 | 1.156 | 3.4 | 3.4 | 11.3 | 1.0952 | 1.0404 | 3.4 | 3.4 | -0.0025269 | 1 | SubTx Lines - Radial | R | 0.12169 | 0.024338
SD321-Bungama-Port Pirie | long rural | 33kV | Bungama | Port Pirie | 7.4 | 14.625 | 14.2 | 30.1 | 41.9 | 7.4 | 13.3135 | 13.3 | 30.1 | 41.9 | 0.0028696 | 2 | SubTx Lines - Meshed | M | 1.3115 | 0.26229
SD321-Bungama-Port Pirie South | long rural | 33kV | Bungama | Port Pirie South | 5.1 | 16.2225 | 15.4 | 30.1 | 41.9 | 5.1 | 15.5322 | 15.5 | 30.1 | 41.9 | 0.0028696 | 2 | SubTx Lines - Meshed | M | 0.69029 | 0.13806
SD321-Port Pirie South-Port Pirie | long rural | 33kV | Port Pirie South | Port Pirie | 3.4 | 9.3536 | 8.2 | 39.8 | 54.6 | 3.4 | 14.7177 | 13 | 39.8 | 54.6 | 0.0028696 | 2 | SubTx Lines - Meshed | M | -5.3641 | -1.0728
SD323-Bungama-Crystal Brook Tee | long rural | 33kV | Bungama | Crystal Brook Tee | 16.7 | 9.3964 | 8.9266 | 21.3 | 21.3 | 16.7 | 12.5713 | 11.9427 | 16 | 16 | 0.0028696 | 1 | SubTx Lines - Radial | R | -3.1749 | -0.63497
SD323-Crystal Brook Tee-Crystal Brook | long rural | 33kV | Crystal Brook Tee | Crystal Brook | 8.9 | 0.46982 | 0.44633 | 3.4 | 3.4 | 8.9 | 0.62856 | 0.59713 | 3.4 | 3.4 | 0.0028696 | 1 | SubTx Lines - Radial | R | -0.15874 | -0.031749
SD323-Crystal Brook Tee-Gladstone | long rural | 33kV | Crystal Brook Tee | Gladstone | 15.3 | 8.9266 | 8.4802 | 16 | 16 | 15.3 | 11.9427 | 11.3456 | 16 | 16 | 0.0028696 | 1 | SubTx Lines - Radial | R | -3.0161 | -0.60322
SD322-Gladstone-Peterborough Tee | long rural | 33kV | Gladstone | Peterborough Tee | 26.4 | 4.4633 | 4.2401 | 12.5 | 12.5 | 26.4 | 5.9713 | 5.6728 | 6.2 | 6.2 | 0.0028696 | 1 | SubTx Lines - Radial | R | -1.5081 | -0.30161
SD322-Peterborough Tee-Jamestown | long rural | 33kV | Peterborough Tee | Jamestown | 1.6 | 2.2316 | 2.1201 | 6.7 | 6.7 | 1.6 | 2.9857 | 2.8364 | 6 | 6 | 0.0028696 | 1 | SubTx Lines - Radial | R | -0.75403 | -0.15081
SD322-Jamestown-Terowie | long rural | 33kV | Jamestown | Terowie | 32.7 | 1.1158 | 1.06 | 3.4 | 3.4 | 32.7 | 1.4928 | 1.4182 | 3.4 | 3.4 | 0.0028696 | 1 | SubTx Lines - Radial | R | -0.37702 | -0.075403
SD322-Peterborough-Yongala | long rural | 33kV | Peterborough | Yongala | 9 | 2.1393 | 2.08 | 6.1 | 6.1 | 9 | 2.6571 | 2.5 | 6.1 | 6.1 | 0.0028696 | 1 | SubTx Lines - Radial | R | -0.51781 | -0.10356
SD322-Yongala-Peterborough Tee | long rural | 33kV | Yongala | Peterborough Tee | 30 | 2.1393 | 2.08 | 6.1 | 6.1 | 30 | 2.6571 | 2.5 | 6.1 | 6.1 | 0.0028696 | 1 | SubTx Lines - Radial | R | -0.51781 | -0.10356
SD324-Bungama-Port Broughton Tee | long rural | 33kV | Bungama | Port Broughton Tee | 29.3 | 5.728 | 5.5 | 13 | 13 | 29.3 | 7.9506 | 7.5531 | 6.2 | 6.2 | 0.0028696 | 1 | SubTx Lines - Radial | R | -2.2226 | -0.44453
SD324-Port Broughton Tee-Collinsfield | long rural | 33kV | Port Broughton Tee | Collinsfield | 20.9 | 0 | 0 | 6.7 | 6.7 | 20.9 | 0 | 0 | 6.7 | 6.7 | 0.0028696 | 1 | SubTx Lines - Radial | R | 0 | 0
SD324-Port Broughton Tee-Crystal Brook | long rural | 33kV | Port Broughton Tee | Crystal Brook | 10 | 2.4129 | 2.3506 | 3.9 | 3.9 | 10 | 3.4352 | 3.2634 | 3.9 | 3.9 | 0.0028696 | 1 | SubTx Lines - Radial | R | -1.0223 | -0.20446
SD324-Port Broughton Tee-Port Broughton | long rural | 33kV | Port Broughton Tee | Port Broughton | 23.5 | 3.3151 | 3.1494 | 8.9 | 8.9 | 23.5 | 4.5155 | 4.2897 | 3.9 | 3.9 | 0.0028696 | 1 | SubTx Lines - Radial | R | -1.2003 | -0.24006
SD331-Brinkworth-Yacka Tee | long rural | 33kV | Brinkworth | Yacka Tee | 7.2 | 1.6831 | 1.6495 | 6.2 | 6.2 | 7.2 | 1.8277 | 1.7911 | 6.2 | 6.2 | -2.9805e-05 | 1 | SubTx Lines - Radial | R | -0.14457 | -0.028915
SD331-Spalding Tee-Gladstone | long rural | 33kV | Spalding Tee | Gladstone | 24.1 | 0.2693 | 0.26391 | 3.9 | 3.9 | 24.1 | 0.29243 | 0.28658 | 3.9 | 3.9 | -2.9805e-05 | 1 | SubTx Lines - Radial | R | -0.023132 | -0.0046264
SD331-Spalding Tee-Spalding | long rural | 33kV | Spalding Tee | Spalding | 17.4 | 1.1445 | 1.1216 | 3.1 | 3.1 | 17.4 | 1.2428 | 1.218 | 3.1 | 3.1 | -2.9805e-05 | 1 | SubTx Lines - Radial | R | -0.098311 | -0.019662
SD331-Yacka Tee-Spalding Tee | long rural | 33kV | Yacka Tee | Spalding Tee | 16.2 | 1.6831 | 1.6495 | 5.1 | 5.1 | 16.2 | 1.8277 | 1.7911 | 5.1 | 5.1 | -2.9805e-05 | 1 | SubTx Lines - Radial | R | -0.14457 | -0.028915
SD332-Blyth-Balaklava | long rural | 33kV | Blyth | Balaklava | 38.1 | 0.36585 | 0.35854 | 4 | 4 | 38.1 | 0.34345 | 0.33658 | 4 | 4 | -2.9805e-05 | 1 | SubTx Lines - Radial | R | 0.022407 | 0.0044813
SD332-Blyth-Clare North Tee | long rural | 33kV | Blyth | Clare North Tee | 13.3 | 0 | 0 | 6.2 | 6.2 | 13.3 | 0 | 0 | 6.2 | 6.2 | -2.9805e-05 | 1 | SubTx Lines - Radial | R | 0 | 0
SD332-Brinkworth Tee-Brinkworth Town | long rural | 33kV | Brinkworth Tee | Brinkworth Town | 4.1 | 2.6132 | 2.561 | 5.1 | 5.1 | 4.1 | 2.4532 | 2.4041 | 5.1 | 5.1 | -2.9805e-05 | 1 | SubTx Lines - Radial | R | 0.16005 | 0.032009
SD332-Brinkworth Town-Blyth | long rural | 33kV | Brinkworth Town | Blyth | 20.1 | 1.8293 | 1.7927 | 5.1 | 5.1 | 20.1 | 1.7172 | 1.6829 | 5.1 | 5.1 | -2.9805e-05 | 1 | SubTx Lines - Radial | R | 0.11203 | 0.022407
SD332-Brinkworth-Brinkworth Tee | long rural | 33kV | Brinkworth | Brinkworth Tee | 8.8 | 2.6132 | 2.561 | 6.2 | 6.2 | 8.8 | 2.4532 | 2.4041 | 6.2 | 6.2 | -2.9805e-05 | 1 | SubTx Lines - Radial | R | 0.16005 | 0.032009
SD333-Brinkworth-Collinsfield | long rural | 33kV | Brinkworth | Collinsfield | 17.1 | 0.57043 | 0.55902 | 6.2 | 6.2 | 17.1 | 0.57043 | 0.55902 | 6.2 | 6.2 | -2.9805e-05 | 1 | SubTx Lines - Radial | R | 0 | 0
SD341-Balaklava Tee-LSDF4172 | long rural | 33kV | Balaklava Tee | LSDF4172 | 6.5 | 5.2101 | 5.031 | 9.8 | 9.8 | 6.5 | 5.2101 | 5.031 | 9.8 | 9.8 | -0.010757 | 1 | SubTx Lines - Radial | R | 0 | 0
SD341-Hummocks-Balaklava Tee | long rural | 33kV | Hummocks | Balaklava Tee | 17.6 | 5.2101 | 5.031 | 26.6 | 26.6 | 17.6 | 0 | 0 | 26.6 | 26.6 | -0.010757 | 1 | SubTx Lines - Radial | R | 0 | 0
SD341-LSDF4172-Balaklava | long rural | 33kV | LSDF4172 | Balaklava | 14.7 | 3.0663 | 2.8 | 5.1 | 5.1 | 14.7 | 3.4366 | 3.1381 | 5.1 | 5.1 | -0.010757 | 1 | SubTx Lines - Radial | R | -0.37024 | -0.074048
SD342-Hummocks-Port Wakefield Tee | short rural | 33kV | Hummocks | Port Wakefield Tee | 11.7 | 6.5765 | 5.8 | 17.6 | 17.6 | 11.7 | 7.3705 | 6.5003 | 17.6 | 17.6 | -0.010757 | 1 | SubTx Lines - Radial | R | -0.79406 | -0.15881
SD342-Port Wakefield Tee-Proof Range | short rural | 33kV | Port Wakefield Tee | Proof Range | 10 | 5.9188 | 5.22 | 9.1 | 9.1 | 10 | 6.6335 | 5.8503 | 4 | 4 | -0.010757 | 1 | SubTx Lines - Radial | R | -0.71466 | -0.14293
SD343-Hummocks-Ardrossan | short rural | 33kV | Hummocks | Ardrossan | 43.8 | 1.4318 | 1.4 | 7 | 7 | 43.8 | 1.6047 | 1.569 | 7 | 7 | -0.010757 | 1 | SubTx Lines - Radial | R | -0.17288 | -0.034576
SD344-Hummocks-Ninnes Tee | long rural | 33kV | Hummocks | Ninnes Tee | 6.1 | 2.4 | 2.4 | 18 | 18 | 6.1 | 2.6898 | 2.6898 | 18 | 18 | -0.010757 | 1 | SubTx Lines - Radial | R | -0.28978 | -0.057957
SD344-Ninnes Tee-Ninnes | long rural | 33kV | Ninnes Tee | Ninnes | 11 | 0.96 | 0.96 | 3.5 | 3.5 | 11 | 1.0759 | 1.0759 | 3.5 | 3.5 | -0.010757 | 1 | SubTx Lines - Radial | R | -0.11591 | -0.023183
SD344-Ninnes Tee-Paskeville | long rural | 33kV | Ninnes Tee | Paskeville | 12.9 | 1.44 | 1.44 | 18 | 18 | 12.9 | 1.6139 | 1.6139 | 18 | 18 | -0.010757 | 1 | SubTx Lines - Radial | R | -0.17387 | -0.034774
SD344-Ninnes-Lochiel | long rural | 33kV | Ninnes | Lochiel | 18.6 | 0.192 | 0.192 | 3.9 | 3.9 | 18.6 | 0.21518 | 0.21518 | 3.9 | 3.9 | -0.010757 | 1 | SubTx Lines - Radial | R | -0.023183 | -0.0046365
SD344-Paskeville-Kadina East | long rural | 33kV | Paskeville | Kadina East | 18.8 | 0 | 0 | 6.5 | 6.5 | 18.8 | 0 | 0 | 6.5 | 6.5 | -0.010757 | 1 | SubTx Lines - Radial | R | 0 | 0
SD351-Ardrossan West-Maitland | long rural | 33kV | Ardrossan West | Maitland | 21.7 | 4.0262 | 3.9 | 9.8 | 9.8 | 21.6 | 5.1617 | 5 | 9.8 | 9.8 | 0.01548 | 1 | SubTx Lines - Radial | R | -1.1356 | -0.22711
SD352-Ardrossan BHP-Black Point | long rural | 33kV | Ardrossan BHP | Black Point | 19 | 4.6724 | 4.565 | 20.1 | 20.1 | 19 | 5.9902 | 5.8525 | 20.1 | 20.1 | 0.01548 | 1 | SubTx Lines - Radial | R | -1.3178 | -0.26356
SD352-Ardrossan West-Ardrossan | long rural | 33kV | Ardrossan West | Ardrossan | 1.5 | 2.4042 | 2.3 | 5.1 | 5.1 | 1.5 | 3.0822 | 2.9487 | 5.1 | 5.1 | 0.01548 | 1 | SubTx Lines - Radial | R | -0.67808 | -0.13562
[17 empty] | SubTx Lines - Radial | R | -1.5877 | -0.31755
SD352-Black Point-Port Vincent | long rural | 33kV | Black Point | Port Vincent | 19.1 | 3.9248 | 3.8346 | 20.1 | 20.1 | 19.1 | 5.0318 | 4.9161 | 20.1 | 20.1 | 0.01548 | 1 | SubTx Lines - Radial | R | -1.107 | -0.22139
SD353-Minlaton Tee-LSDF448 | long rural | 33kV | Minlaton Tee | LSDF448 | 0.8 | 0 | 0 | 7 | 7 | 0.8 | 0 | 0 | 7 | 7 | 0.01548 | 1 | SubTx Lines - Radial | R | 0 | 0
SD353-Minlaton Tee-Minlaton | long rural | 33kV | Minlaton Tee | Minlaton | 23 | 2.0605 | 2.0132 | 4.2 | 4.2 | 23 | 2.6417 | 2.581 | 4.2 | 4.2 | 0.01548 | 1 | SubTx Lines - Radial | R | -0.58116 | -0.11623
SD353-Port Vincent-Minlaton Tee | long rural | 33kV | Port Vincent | Minlaton Tee | 2.4 | 2.9436 | 2.8759 | 7 | 7 | 2.4 | 3.7738 | 3.6871 | 7 | 7 | 0.01548 | 1 | SubTx Lines - Radial | R | -0.83022 | -0.16604
SD354-Dalrymple-Port Giles Tee | short rural | 33kV | Dalrymple | Port Giles Tee | 3.1 | 3.4804 | 3.3064 | 20.3 | 20.3 | 3.1 | 3.4804 | 3.3064 | 20.3 | 20.3 | -0.0023994 | 1 | SubTx Lines - Radial | R | 0 | 0
SD354-Port Giles Tee-Kleins Point | short rural | 33kV | Port Giles Tee | Kleins Point | 2.4 | 0.8701 | 0.82659 | 5.1 | 5.1 | 2.4 | 0.8701 | 0.82659 | 5.1 | 5.1 | -0.0023994 | 1 | SubTx Lines - Radial | R | 0 | 0
SD354-Port Giles Tee-Port Giles | short rural | 33kV | Port Giles Tee | Port Giles | 7.1 | 1.2181 | 1.1572 | 15.5 | 15.5 | 7.1 | 1.2181 | 1.1572 | 15.5 | 15.5 | -0.0023994 | 1 | SubTx Lines - Radial | R | 0 | 0
SD354-Port Giles Tee-Stansbury | short rural | 33kV | Port Giles Tee | Stansbury | 7.1 | 1.3922 | 1.3225 | 6.1 | 6.1 | 7.1 | 1.3922 | 1.3225 | 6.1 | 6.1 | -0.0023994 | 1 | SubTx Lines - Radial | R | 0 | 0
SD354-Stansbury-LSDF448 | short rural | 33kV | Stansbury | LSDF448 | 14 | 0 | 0 | 7 | 7 | 14 | 0 | 0 | 7 | 7 | -0.0023994 | 1 | SubTx Lines - Radial | R | 0 | 0
SD355-Dalrymple-Wool Bay Reg | long rural | 33kV | Dalrymple | Wool Bay Reg | 3.9 | 5.3001 | 5.0351 | 20.3 | 20.3 | 3.9 | 7.0668 | 6.7134 | 20.3 | 20.3 | -0.0023994 | 1 | SubTx Lines - Radial | R | -1.7667 | -0.35334
SD355-Edithburgh Tee-Edithburgh | long rural | 33kV | Edithburgh Tee | Edithburgh | 10.2 | 1.7667 | 1.6784 | 15.5 | 15.5 | 10.2 | 2.3556 | 2.2378 | 15.5 | 15.5 | -0.0023994 | 1 | SubTx Lines - Radial | R | -0.5889 | -0.11778
SD355-Edithburgh Tee-Yorketown | long rural | 33kV | Edithburgh Tee | Yorketown | 8 | 3.5334 | 3.3567 | 9.8 | 9.8 | 8 | 4.7112 | 4.4756 | 5.1 | 5.1 | -0.0023994 | 1 | SubTx Lines - Radial | R | -1.1778 | -0.23556
SD355-Warooka-Marion Bay | long rural | 33kV | Warooka | Marion Bay | 52 | 0.42401 | 0.40281 | 15.5 | 15.5 | 52 | 0.56534 | 0.53707 | 15.5 | 15.5 | -0.0023994 | 1 | SubTx Lines - Radial | R | -0.14134 | -0.028267
SD355-Wool Bay Reg-Edithburgh Tee | long rural | 33kV | Wool Bay Reg | Edithburgh Tee | 6.6 | 5.3001 | 5.0351 | 9.8 | 9.8 | 6.6 | 7.0668 | 6.7134 | 9.8 | 9.8 | -0.0023994 | 1 | SubTx Lines - Radial | R | -1.7667 | -0.35334
SD355-Yorketown-Warooka | long rural | 33kV | Yorketown | Warooka | 26 | 2.12 | 2.014 | 5.1 | 5.1 | 26 | 2.8267 | 2.6854 | 5.1 | 5.1 | -0.0023994 | 1 | SubTx Lines - Radial | R | -0.70668 | -0.14134
SD361-Waterloo-Clare Tee | short rural | 33kV | Waterloo | Clare Tee | 25.3 | 0 | 0 | 20.3 | 20.3 | 25.3 | 15.9236 | 15.2692 | 20.3 | 20.3 | 0.014341 | 1 | SubTx Lines - Radial | R | 0 | 0
SD362-Waterloo-Robertstown | long rural | 33kV | Waterloo | Robertstown | 17.4 | 0.7 | 0.7 | 7 | 7 | 17.4 | 0.92138 | 0.92138 | 7 | 7 | 0.014341 | 1 | SubTx Lines - Radial | R | -0.22138 | -0.044276
SD363-Eudunda Tee-Eudunda | long rural | 33kV | Eudunda Tee | Eudunda | 17.5 | 1.5297 | 1.5 | 5.1 | 5.1 | 17.5 | 1.8293 | 1.7938 | 5.1 | 5.1 | 0.014341 | 1 | SubTx Lines - Radial | R | -0.29957 | -0.059914
SD363-Marrabel-Eudunda Tee | long rural | 33kV | Marrabel | Eudunda Tee | 1.2 | 1.5297 | 1.5 | 7 | 7 | 1.2 | 1.8293 | 1.7938 | 7 | 7 | 0.014341 | 1 | SubTx Lines - Radial | R | -0.29957 | -0.059914
SD363-Waterloo-Marrabel | long rural | 33kV | Waterloo | Marrabel | 16.7 | 3.0594 | 3 | 7 | 7 | 16.7 | 3.6585 | 3.5875 | 7 | 7 | 0.014341 | 1 | SubTx Lines - Radial | R | -0.59914 | -0.11983
SD364-Auburn Tee-Auburn | long rural | 33kV | Auburn Tee | Auburn | 1.1 | 2.7528 | 2.58 | 6.2 | 6.2 | 0 | 0 | 0 | 0 | 0 | 0.014341 | 1 | SubTx Lines - Radial | R | 0 | 0
SD364-Auburn Tee-Auburn 33/.4 | long rural | 33kV | Auburn Tee | Auburn 33/.4 | 3.1 | 1.8352 | 1.72 | 15.5 | 15.5 | 0 | 1.4868 | 1.3935 | 0 | 0 | 0.014341 | 1 | SubTx Lines - Radial | R | 0.3484 | 0.069679
SD364-Riverton Tee-Auburn Tee | long rural | 33kV | Riverton Tee | Auburn Tee | 10.5 | 2.7528 | 2.58 | 6.2 | 6.2 | 0 | 0 | 0 | 0 | 0 | 0.014341 | 1 | SubTx Lines - Radial | R | 0 | 0
SD364-Riverton Tee-Riverton | long rural | 33kV | Riverton Tee | Riverton | 16.7 | 1.8352 | 1.72 | 15.5 | 15.5 | 0 | 1.4868 | 1.3935 | 0 | 0 | 0.014341 | 1 | SubTx Lines - Radial | R | 0.3484 | 0.069679
SD364-waterloo-Auburn | long rural | 33kV | waterloo | Auburn | 0 | 0 | 0 | 0 | 0 | 18.5 | 3.717 | 3.4837 | 6.2 | 6.2 | 0 | 1 | SubTx Lines - Radial | R | 0 | 0
SD364-Waterloo-Riverton Tee | long rural | 33kV | Waterloo | Riverton Tee | 6.9 | 4.588 | 4.3 | 6.2 | 6.2 | 0 | 0 | 0 | 0 | 0 | 0.014341 | 1 | SubTx Lines - Radial | R | 0 | 0
SD371-Hamley Bridge-Balaklava | long rural | 33kV | Hamley Bridge | Balaklava | 37.8 | 0 | 0 | 5.1 | 5.1 | 37.8 | 0 | 0 | 5.1 | 5.1 | -0.0047684 | 1 | SubTx Lines - Radial | R | 0 | 0
SD371-Templers-Hamley Bridge | long rural | 33kV | Templers | Hamley Bridge | 16.1 | 4.3643 | 4.1107 | 5.1 | 5.1 | 16.1 | 3.971 | 3.7403 | 5.1 | 5.1 | -0.0047684 | 1 | SubTx Lines - Radial | R | 0.39329 | 0.078658
SD372-Freeling-Kapunda | long rural | 33kV | Freeling | Kapunda | 14.8 | 7.7928 | 7.3399 | 7 | 7 | 14.8 | 7.6829 | 7.2364 | 7 | 7 | -0.0047684 | 1 | SubTx Lines - Radial | R | 0.10988 | 0.021975
SD372-Kapunda-Eudunda Tee | long rural | 33kV | Kapunda | Eudunda Tee | 20.9 | 0 | 0 | 7 | 7 | 20.9 | 0 | 0 | 7 | 7 | -0.0047684 | 1 | SubTx Lines - Radial | R | 0 | 0
SD372-Templers-Freeling | long rural | 33kV | Templers | Freeling | 4.6 | 11.8072 | 11.121 | 13.2 | 13.2 | 4.6 | 11.6408 | 10.9642 | 13.2 | 13.2 | -0.0047684 | 1 | SubTx Lines - Radial | R | 0.16648 | 0.033296
SD373-Templers-Daveyston | long rural | 33kV | Templers | Daveyston | 19.5 | 1.8483 | 1.7408 | 21.4 | 21.4 | 19.5 | 1.8427 | 1.7356 | 21.4 | 21.4 | -0.0047684 | 1 | SubTx Lines - Radial | R | 0.0055755 | 0.0011151
SD374-Templers-Wasleys | long rural | 33kV | Templers | Wasleys | 10.7 | 6.7999 | 6.4047 | 13 | 13 | 10.7 | 8.7505 | 8.2419 | 13 | 13 | -0.0047684 | 1 | SubTx Lines - Radial | R | -1.9505 | -0.39011
SD374-Wasleys-Mallala | long rural | 33kV | Wasleys | Mallala | 18.5 | 3.4 | 3.2024 | 5.1 | 5.1 | 18.5 | 4.3752 | 4.121 | 5.1 | 5.1 | -0.0047684 | 1 | SubTx Lines - Radial | R | -0.97527 | -0.19505
SD375-Evanston Tee-Evanston | short rural | 33kV | Evanston Tee | Evanston | 4.8 | 0 | 0 | 6.5 | 6.5 | 4.8 | 0 | 0 | 6.5 | 6.5 | -0.0047684 | 1 | SubTx Lines - Radial | R | 0 | 0
SD375-Gawler Belt Tee-Evanston Tee | short rural | 33kV | Gawler Belt Tee | Evanston Tee | 1.9 | 2.6842 | 2.5282 | 6.5 | 6.5 | 1.9 | 2.769 | 2.6081 | 6.5 | 6.5 | -0.0047684 | 1 | SubTx Lines - Radial | R | -0.084819 | -0.016964
SD375-Templers-Gawler Belt Tee | short rural | 33kV | Templers | Gawler Belt Tee | 14.7 | 10.7367 | 10.1127 | 20.3 | 20.3 | 14.7 | 11.0759 | 10.4322 | 6.2 | 6.2 | -0.0047684 | 1 | SubTx Lines - Radial | R | -0.33928 | -0.067855
SD381-Angas Creek-Birdwood Tee | long rural | 33kV | Angas Creek | Birdwood Tee | 2.9 | 7.4162 | 7.3316 | 14.5 | 14.5 | 2 | 7.985 | 7.8938 | 4.2 | 4.2 | 0.00078877 | 1 | SubTx Lines - Radial | R | -0.56875 | -0.11375
SD381-Birdwood -Mount Pleasant Tee | long rural | 33kV | Birdwood | Mount Pleasant Tee | 6.7 | 2.9665 | 2.9326 | 4.2 | 4.2 | 6.7 | 3.194 | 3.1575 | 4.2 | 4.2 | 0.00078877 | 1 | SubTx Lines - Radial | R | -0.2275 | -0.0455
SD381-Birdwood Tee-Birdwood | long rural | 33kV | Birdwood Tee | Birdwood | 4.5 | 5.933 | 5.8653 | 4.2 | 4.2 | 4.5 | 6.388 | 6.3151 | 4.2 | 4.2 | 0.00078877 | 1 | SubTx Lines - Radial | R | -0.455 | -0.091
SD381-Birdwood Tee-Forreston | long rural | 33kV | Birdwood Tee | Forreston | 4 | 0.74162 | 0.73316 | 4.2 | 4.2 | 4 | 0.7985 | 0.78938 | 4.2 | 4.2 | 0.00078877 | 1 | SubTx Lines - Radial | R | -0.056875 | -0.011375
SD381-Forreston-LSDF4565 | long rural | 33kV | Forreston | LSDF4565 | 1.4 | 0 | 0 | 4.2 | 4.2 | 1.4 | 0 | 0 | 4.2 | 4.2 | 0.00078877 | 1 | SubTx Lines - Radial | R | 0 | 0
SD381-Mount Pleasant Tee-Mount Pleasant | long rural | 33kV | Mount Pleasant Tee | Mount Pleasant | 1.06 | 1.7799 | 1.7596 | 10.7 | 10.7 | 1.06 | 1.9164 | 1.8945 | 10.7 | 10.7 | 0.00078877 | 1 | SubTx Lines - Radial | R | -0.1365 | -0.0273
SD381-Mount Pleasant Tee-Tungkillo | long rural | 33kV | Mount Pleasant Tee | Tungkillo | 3.7 | 0 | 0 | 4.2 | 4.2 | 3.7 | 0 | 0 | 4.2 | 4.2 | 0.00078877 | 1 | SubTx Lines - Radial | R | 0 | 0
SD382-Angas Creek Tee-Gumeracha | long rural | 33kV | Angas Creek Tee | Gumeracha | 5.5 | 4.0447 | 4 | 7 | 7 | 5.5 | 6.5244 | 6.5141 | 7 | 7 | 0.00078877 | 1 | SubTx Lines - Radial | R | -2.4797 | -0.49593
SD382-Angas Creek Tee-Lobethal | long rural | 33kV | Angas Creek Tee | Lobethal | 4.8 | 6.5765 | 6.5 | 20.1 | 20.1 | 4.8 | 8.1092 | 7.9 | 20.1 | 20.1 | 0.00078877 | 1 | SubTx Lines - Radial | R | -1.5327 | -0.30654
SD382-Angas Creek-Angas Creek Tee | long rural | 33kV | Angas Creek | Angas Creek Tee | 4.3 | 10.6212 | 10.5 | 20.3 | 20.3 | 4.3 | 14.5805 | 14.4141 | 20.3 | 20.3 | 0.00078877 | 1 | SubTx Lines - Radial | R | -3.9593 | -0.79186
SD382-Lobethal Tee-Woodside | long rural | 33kV | Lobethal Tee | Woodside | 9.9 | 0 | 0 | 7 | 7 | 9.9 | 0 | 0 | 7 | 7 | 0.00078877 | 1 | SubTx Lines - Radial | R | 0 | 0
SD383-Gumeracha-Kersbrook | long rural | 33kV | Gumeracha | Kersbrook | 4.9 | 1.4157 | 1.4 | 15 | 15 | 4.9 | 2.2835 | 2.2799 | 15 | 15 | 0.00078877 | 1 | SubTx Lines - Radial | R | -0.86788 | -0.17358
SD383-Kersbrook-A4892 | long rural | 33kV | Kersbrook | A4892 | 9.7 | 0.96265 | 0.952 | 6 | 6 | 9.7 | 1.5528 | 1.5504 | 6 | 6 | 0.00078877 | 1 | SubTx Lines - Radial | R | -0.59016 | -0.11803
SD384-Gumeracha-Houghton | long rural | 33kV | Gumeracha | Houghton | 9.7 | 2.6291 | 2.6 | 6 | 6 | 9.7 | 4.2409 | 4.2342 | 6 | 6 | 0.00078877 | 1 | SubTx Lines - Radial | R | -1.6118 | -0.32235
SD391-Mannum-Teal Flat | long rural | 33kV | Mannum | Teal Flat | 25.3 | 6.206 | 5.96 | 9.8 | 9.8 | 25.3 | 8.4362 | 7.62 | 9.8 | 9.8 | 0.0039543 | 1 | SubTx Lines - Radial | R | -2.2302 | -0.44603
SD391-Nildottie-Punyelroo | long rural | 33kV | Nildottie | Punyelroo | 6.4 | 2.3459 | 2.2529 | 5.1 | 5.1 | 13.5 | 3.1889 | 2.8804 | 5.1 | 5.1 | 0.0039543 | 1 | SubTx Lines - Radial | R | -0.843 | -0.1686
SD391-Teal Flat-Walker Flat | long rural | 33kV | Teal Flat | Walker Flat | 11.8 | 5.5854 | 5.364 | 5.1 | 5.1 | 11.8 | 7.5925 | 6.858 | 5.1 | 5.1 | 0.0039543 | 1 | SubTx Lines - Radial | R | -2.0071 | -0.40143
SD391-Walker Flat-Nildottie | long rural | 33kV | Walker Flat | Nildottie | 12.4 | 3.3512 | 3.2184 | 5.1 | 5.1 | 2.4 | 4.5555 | 4.1148 | 5.1 | 5.1 | 0.0039543 | 1 | SubTx Lines - Radial | R | -1.2043 | -0.24086
SD392-Cambrai Tee-Cambrai | long rural | 33kV | Cambrai Tee | Cambrai | 23.3 | 1.3793 | 1.36 | 3.9 | 3.9 | 23.3 | 1.5357 | 1.48 | 3.9 | 3.9 | 0.0039543 | 1 | SubTx Lines - Radial | R | -0.15643 | -0.031286
SD392-Cambrai Tee-Palmer | long rural | 33kV | Cambrai Tee | Palmer | 3.6 | 0.22361 | 0.2 | 4.2 | 4.2 | 3.6 | 0.22361 | 0.2 | 4.2 | 4.2 | 0.0039543 | 1 | SubTx Lines - Radial | R | 0 | 0
SD392-Mannum Tee-Cambrai Tee | long rural | 33kV | Mannum Tee | Cambrai Tee | 7.9 | 1.5945 | 1.56 | 4.2 | 4.2 | 7.9 | 1.7557 | 1.68 | 4.2 | 4.2 | 0.0039543 | 1 | SubTx Lines - Radial | R | -0.16118 | -0.032237
SD392-Mannum-Mannum Tee | long rural | 33kV | Mannum | Mannum Tee | 2.3 | 1.5945 | 1.56 | 4.2 | 4.2 | 2.3 | 1.7557 | 1.68 | 4.2 | 4.2 | 0.0039543 | 1 | SubTx Lines - Radial | R | -0.16118 | -0.032237
SD392-Palmer-Tungkillo | long rural | 33kV | Palmer | Tungkillo | 3.5 | 0 | 0 | 4.2 | 4.2 | 3.5 | 0 | 0 | 4.2 | 4.2 | 0.0039543 | 1 | SubTx Lines - Radial | R | 0 | 0
SD393-Caloote Tee-Caloote | long rural | 33kV | Caloote Tee | Caloote | 6.4 | 1.8652 | 1.776 | 13.7 | 13.7 | 6.4 | 2.1018 | 1.92 | 13.7 | 13.7 | 0.0039543 | 1 | SubTx Lines - Radial | R | -0.23654 | -0.047308
SD393-Caloote Tee-Mannum Tee | long rural | 33kV | Caloote Tee | Mannum Tee | 2.3 | 4.0413 | 3.848 | 7.1 | 7.1 | 2.3 | 4.5538 | 4.16 | 7.1 | 7.1 | 0.0039543 | 1 | SubTx Lines - Radial | R | -0.5125 | -0.1025
SD393-Mannum Tee-Mannum Town | long rural | 33kV | Mannum Tee | Mannum Town | 3.2 | 4.0413 | 3.848 | 7.1 | 7.1 | 3.2 | 4.5538 | 4.16 | 7.1 | 7.1 | 0.0039543 | 1 | SubTx Lines - Radial | R | -0.5125 | -0.1025
SD393-Mannum-Caloote Tee | long rural | 33kV | Mannum | Caloote Tee | 0.2 | 6.2174 | 5.92 | 13.7 | 13.7 | 0.2 | 7.0059 | 6.4 | 13.7 | 13.7 | 0.0039543 | 1 | SubTx Lines - Radial | R | -0.78846 | -0.15769
SD394-Punyelroo-Swan Reach | short rural | 33kV | Punyelroo | Swan Reach | 7.4 | 0 | 0 | 5.1 | 5.1 | 7.4 | 0 | 0 | 5.1 | 5.1 | 0.0039543 | 1 | SubTx Lines - Radial | R | 0 | 0
SD394-Swan Reach Filtration Tee-Swan Reach Town | short rural | 33kV | Swan Reach Filtration Tee | Swan Reach Town | 6 | 1.2855 | 1.18 | 5.1 | 5.1 | 6 | 1.2855 | 1.18 | 5.1 | 5.1 | 0.0039543 | 1 | SubTx Lines - Radial | R | 0 | 0
SD394-Swan Reach-Swan Reach Filtration Tee | short rural | 33kV | Swan Reach | Swan Reach Filtration Tee | 1.4 | 2.1942 | 2.01 | 5.1 | 5.1 | 1.4 | 2.1942 | 2.01 | 5.1 | 5.1 | 0.0039543 | 1 | SubTx Lines - Radial | R | 0 | 0
SD401-Jervois Flat 1 Tee-Jervois Flat 2 Tee | long rural | 33kV | Jervois Flat 1 Tee | Jervois Flat 2 Tee | 1.9 | 4.4514 | 4.3 | 21.4 | 21.4 | 1.9 | 4.5502 | 4.3955 | 21.4 | 21.4 | -0.010671 | 1 | SubTx Lines - Radial | R | -0.09883 | -0.019766
[17 empty] | SubTx Lines - Radial | R | -0.032614 | -0.0065228
SD401-Jervois Flat 2 Tee-Woods Point | long rural | 33kV | Jervois Flat 2 Tee | Woods Point | 9.8 | 2.9379 | 2.838 | 6.5 | 6.5 | 9.8 | 3.0031 | 2.901 | 6.5 | 6.5 | -0.010671 | 1 | SubTx Lines - Radial | R | -0.065228 | -0.013046
SD401-Jervois-Jervois Flat 1 Tee | long rural | 33kV | Jervois | Jervois Flat 1 Tee | 1 | 5.9352 | 5.7334 | 21.4 | 21.4 | 1 | 6.0669 | 5.8607 | 21.4 | 21.4 | -0.010671 | 1 | SubTx Lines - Radial | R | -0.13177 | -0.026355
SD401-Tailem Bend Tee-Tailem Bend Pump Stn | long rural | 33kV | Tailem Bend Tee | Tailem Bend Pump Stn | 0.5 | 0.53852 | 0.5 | 5.1 | 5.1 | 0.5 | 0.53852 | 0.5 | 5.1 | 5.1 | -0.010671 | 1 | SubTx Lines - Radial | R | 0 | 0
SD401-Tailem Bend Tee-Tailem Bend Town | long rural | 33kV | Tailem Bend Tee | Tailem Bend Town | 0.9 | 10.0129 | 9.6926 | 21.4 | 21.4 | 0.9 | 10.2471 | 9.9189 | 21.4 | 21.4 | -0.010671 | 1 | SubTx Lines - Radial | R | -0.23426 | -0.046853
SD401-Tailem Bend Town-Jervois | long rural | 33kV | Tailem Bend Town | Jervois | 2.9 | 7.9135 | 7.6445 | 21.4 | 21.4 | 2.9 | 8.0892 | 7.8142 | 21.4 | 21.4 | -0.010671 | 1 | SubTx Lines - Radial | R | -0.1757 | -0.03514
SD401-Tailem Bend-Tailem Bend Tee | long rural | 33kV | Tailem Bend | Tailem Bend Tee | 2.8 | 10.5514 | 10.1926 | 21.4 | 21.4 | 2.8 | 10.7857 | 10.4189 | 21.4 | 21.4 | -0.010671 | 1 | SubTx Lines - Radial | R | -0.23426 | -0.046853
SD401-Woods Point-LSDF4636 | long rural | 33kV | Woods Point | LSDF4636 | 8.3 | 0 | 0 | 6.5 | 6.5 | 8.3 | 0 | 0 | 6.5 | 6.5 | -0.010671 | 1 | SubTx Lines - Radial | R | 0 | 0
SD402-Coomandook-Coonalpyn | long rural | 33kV | Coomandook | Coonalpyn | 28 | 5.1724 | 4.9966 | 6.7 | 6.7 | 28 | 4.5057 | 4.3525 | 6.7 | 6.7 | -0.010671 | 1 | SubTx Lines - Radial | R | 0.66676 | 0.13335
SD402-Tailem Bend-Coomandook | long rural | 33kV | Tailem Bend | Coomandook | 32.2 | 5.8778 | 5.6779 | 18.46 | 18.46 | 32.2 | 5.1201 | 4.946 | 18.46 | 18.46 | -0.010671 | 1 | SubTx Lines - Radial | R | 0.75768 | 0.15154
SD403-Binnies-Meningie | long rural | 33kV | Binnies | Meningie | 30 | 3.7242 | 3.5975 | 6.2 | 6.2 | 30 | 3.2441 | 3.1338 | 6.2 | 6.2 | -0.010671 | 1 | SubTx Lines - Radial | R | 0.48007 | 0.096013
SD403-Coonalpyn-Binnies | long rural | 33kV | Coonalpyn | Binnies | 17.7 | 4.6552 | 4.4969 | 6.2 | 6.2 | 17.7 | 4.0551 | 3.9172 | 6.2 | 6.2 | -0.010671 | 1 | SubTx Lines - Radial | R | 0.60008 | 0.12002
SD404-Campbell Park-Narrung | long rural | 33kV | Campbell Park | Narrung | 13.2 | 1.0614 | 1.0253 | 6.2 | 6.2 | 13.2 | 0.92457 | 0.89313 | 6.2 | 6.2 | -0.010671 | 1 | SubTx Lines - Radial | R | 0.13682 | 0.027364
SD404-Meningie-Campbell Park | long rural | 33kV | Meningie | Campbell Park | 20 | 2.1228 | 2.0506 | 6.2 | 6.2 | 20 | 1.8491 | 1.7863 | 6.2 | 6.2 | -0.010671 | 1 | SubTx Lines - Radial | R | 0.27364 | 0.054728
SD405-Sherlock-Karoonda | long rural | 33kV | Sherlock | Karoonda | 27.7 | 1.1576 | 1.1182 | 3.9 | 3.9 | 27.7 | 1.1726 | 1.1327 | 3.9 | 3.9 | -0.010671 | 1 | SubTx Lines - Radial | R | -0.015038 | -0.0030076
SD405-Tailem Bend-Sherlock | long rural | 33kV | Tailem Bend | Sherlock | 30.1 | 7.7172 | 7.4548 | 6.5 | 6.5 | 30.1 | 7.8174 | 7.5516 | 6.5 | 6.5 | -0.010671 | 1 | SubTx Lines - Radial | R | -0.10025 | -0.020051
SD406-Sherlock-Geranium | long rural | 33kV | Sherlock | Geranium | 34.3 | 6.5596 | 6.3366 | 5.1 | 5.1 | 34.3 | 6.6448 | 6.4189 | 5.1 | 5.1 | -0.010671 | 1 | SubTx Lines - Radial | R | -0.085216 | -0.017043
SD407-Geranium-Lameroo | long rural | 33kV | Geranium | Lameroo | 32.4 | 5.1165 | 4.9425 | 5.1 | 5.1 | 32.4 | 5.1829 | 5.0067 | 5.1 | 5.1 | -0.010671 | 1 | SubTx Lines - Radial | R | -0.066469 | -0.013294
SD408-Lameroo-Pinnaroo | long rural | 33kV | Lameroo | Pinnaroo | 40.2 | 2.5582 | 2.4713 | 3.9 | 3.9 | 40.2 | 2.5915 | 2.5034 | 3.9 | 3.9 | -0.010671 | 1 | SubTx Lines - Radial | R | -0.033234 | -0.0066469
SD411-Balhannah-Woodside | long rural | 33kV | Balhannah | Woodside | 6 | 9.87 | 8.89 | 20.1 | 20.1 | 6 | 8.02 | 7.03 | 7 | 7 | 0.014266 | 1 | SubTx Lines - Radial | R | 1.85 | 0.37
SD412-Balhannah-Verdun Tee | short rural | 33kV | Balhannah | Verdun Tee | 4.1 | 3.81 | 3.62 | 21.4 | 21.4 | 4.1 | 14.1 | 13.03 | 21.4 | 21.4 | 0.014266 | 1 | SubTx Lines - Radial | R | -10.29 | -2.058
SD412-Stirling East-Aldgate | short rural | 33kV | Stirling East | Aldgate | 2 | 8.166 | 7.815 | 20 | 20 | 2 | 0 | 0 | 6.2 | 6.2 | 0.014266 | 1 | SubTx Lines - Radial | R | 0 | 0
SD412-Verdun Tee-Aldgate | short rural | 33kV | Verdun Tee | Aldgate | 4 | 0 | 0 | 20 | 20 | 4 | 9.2881 | 8.8889 | 20 | 20 | 0.014266 | 1 | SubTx Lines - Radial | R | 0 | 0
SD412-Verdun Tee-Mylor | short rural | 33kV | Verdun Tee | Mylor | 5.25 | 2.23 | 2.1 | 3.4 | 3.4 | 5.25 | 2.6319 | 2.4784 | 3.4 | 3.4 | 0.014266 | 1 | SubTx Lines - Radial | R | -0.40187 | -0.080373
SD413-Balhannah-Nairne | short rural | 33kV | Balhannah | Nairne | 8.2 | 9.87 | 9.45 | 6.2 | 6.2 | 8.2 | 6.42 | 5.94 | 6.2 | 6.2 | 0.014266 | 1 | SubTx Lines - Radial | R | 3.45 | 0.69
SD421-Piccadilly-Stirling East | short rural | 33kV | Piccadilly | Stirling East | 2.2 | 12.432 | 11.8976 | 20 | 20 | 2.2 | 3.0008 | 2.8718 | 6.2 | 6.2 | 0.014266 | 1 | SubTx Lines - Radial | R | 9.4312 | 1.8862
SD421-Uraidla-Piccadilly | short rural | 33kV | Uraidla | Piccadilly | 2.4 | 16.332 | 15.63 | 20 | 20 | 2.4 | 6.0016 | 5.7436 | 6.2 | 6.2 | 0.014266 | 1 | SubTx Lines - Radial | R | 10.3304 | 2.0661
SD431-Mobilong Tee-Murry Bridge Nth | long rural | 33kV | Mobilong Tee | Murry Bridge Nth | 6.6 | 19.1049 | 18.4311 | 21.3 | 21.3 | 6.6 | 15.3644 | 14.9127 | 18.1 | 18.1 | 0.0025276 | 1 | SubTx Lines - Radial | R | 3.7405 | 0.74811
SD431-Mobilong Tee-Mypolonga Tee | long rural | 33kV | Mobilong Tee | Mypolonga Tee | 3.3 | 2.119 | 2 | 6.5 | 6.5 | 3.3 | 2.119 | 2 | 6.5 | 6.5 | 0.0025276 | 1 | SubTx Lines - Radial | R | 0 | 0
SD431-Mobilong-Mobilong Tee | long rural | 33kV | Mobilong | Mobilong Tee | 0.1 | 21.8442 | 20.4311 | 40.4 | 40.4 | 0.1 | 18.0825 | 16.9127 | 40.4 | 40.4 | 0.0025276 | 1 | SubTx Lines - Radial | R | 3.7618 | 0.75235
SD431-Mobilong-Monarto South Tee | long rural | 33kV | Mobilong | Monarto South Tee | 5 | 23.5272 | 22.0052 | 55 | 55 | 0.4 | 26.6205 | 24.8983 | 6.5 | 6.5 | 0.0025276 | 1 | SubTx Lines - Radial | R | -3.0933 | -0.61866
SD431-Monarto South Tee-M Bridge Nth | long rural | 33kV | Monarto South Tee | M Bridge Nth | 3.9 | 17.229 | 17 | 55 | 55 | 8.1 | 19.6208 | 19.42 | 20.3 | 20.3 | 0.0025276 | 1 | SubTx Lines - Radial | R | -2.3918 | -0.47835
SD431-Monarto South Tee-Monarto South | long rural | 33kV | Monarto South Tee | Monarto South | 8.1 | 5.3852 | 5 | 20.3 | 20.3 | 5 | 5.3852 | 5 | 55 | 55 | 0.0025276 | 1 | SubTx Lines - Radial | R | 0 | 0
SD431-Murry Bridge Nth-Murry Bridge South Tee | long rural | 33kV | Murry Bridge Nth | Murry Bridge South Tee | 2.8 | 15.7007 | 14.9 | 21.3 | 21.3 | 3.9 | 13.0571 | 11.8 | 55 | 55 | 0.0025276 | 1 | SubTx Lines - Radial | R | 2.6436 | 0.52872
SD431-Murry Bridge South Tee-LSDF4636 | long rural | 33kV | Murry Bridge South Tee | LSDF4636 | 0.4 | 0 | 0 | 6.5 | 6.5 | 1.1 | 0 | 0 | 21.3 | 21.3 | 0.0025276 | 1 | SubTx Lines - Radial | R | 0 | 0
SD431-Murry Bridge South Tee-Murry bridge South | long rural | 33kV | Murry Bridge South Tee | Murry bridge South | 1.1 | 15.7007 | 14.9 | 21.3 | 21.3 | 2.8 | 13.0571 | 11.8 | 21.3 | 21.3 | 0.0025276 | 1 | SubTx Lines - Radial | R | 2.6436 | 0.52872
SD431-Mypolonga Tee-Caloote | long rural | 33kV | Mypolonga Tee | Caloote | 4.1 | 0 | 0 | 6.5 | 6.5 | 4.1 | 0 | 0 | 6.5 | 6.5 | 0.0025276 | 1 | SubTx Lines - Radial | R | 0 | 0
SD431-Mypolonga Tee-Mypolonga | long rural | 33kV | Mypolonga Tee | Mypolonga | 7.8 | 2.119 | 2 | 20.3 | 20.3 | 7.8 | 2.119 | 2 | 20.3 | 20.3 | 0.0025276 | 1 | SubTx Lines - Radial | R | 0 | 0
SD442-Yankalilla-Cape Jervis | short rural | 33kV | Yankalilla | Cape Jervis | 26 | 1.11 | 1.1 | 5.1 | 5.1 | 26 | 1.26 | 1.2 | 5.1 | 5.1 | 0.0016452 | 1 | SubTx Lines - Radial | R | -0.15 | -0.03
SD443-American River-Macgillivray | long rural | 33kV | American River | Macgillivray | 17.1 | 5.8941 | 5.7 | 6.2 | 6.2 | 17.1 | 5.2773 | 5.2 | 6.2 | 6.2 | 0.0016452 | 1 | SubTx Lines - Radial | R | 0.61675 | 0.12335
SD443-Cape Jervis-Fisheries Creek | long rural | 33kV | Cape Jervis | Fisheries Creek | 5.1 | 7.8781 | 7.62 | 13 | 13 | 5.1 | 7.5584 | 7.2 | 13 | 13 | 0.0016452 | 1 | SubTx Lines - Radial | R | 0.31966 | 0.063931
SD443-Cuttlefish Bay-Penneshaw | long rural | 33kV | Cuttlefish Bay | Penneshaw | 6.1 | 7.8781 | 7.62 | 12.97 | 12.97 | 6.1 | 7.5584 | 7.2 | 12.97 | 12.97 | 0.0016452 | 1 | SubTx Lines - Radial | R | 0.31966 | 0.063931
SD443-Fisheries Creek-Cuttlefish Bay | long rural | 33kV | Fisheries Creek | Cuttlefish Bay | 14.6 | 7.8781 | 7.62 | 10 | 10 | 14.6 | 7.5584 | 7.2 | 10 | 10 | 0.0016452 | 1 | SubTx Lines - Radial | R | 0.31966 | 0.063931
SD443-Macgillivray-Kingscote | long rural | 33kV | Macgillivray | Kingscote | 18 | 3.4319 | 3.2 | 15 | 15 | 18 | 3.4713 | 3.4 | 15 | 15 | 0.0016452 | 1 | SubTx Lines - Radial | R | -0.03946 | -0.007892
SD443-Penneshaw-American River | long rural | 33kV | Penneshaw | American River | 31.2 | 6.546 | 6.2 | 13 | 13 | 31.2 | 6.5 | 6.3 | 6.2 | 6.2 | 0.0016452 | 1 | SubTx Lines - Radial | R | 0.045991 | 0.0091982
SD444-Willunga-McLaren Vale | short rural | 33kV | Willunga | McLaren Vale | 5.3 | 2.9125 | 2.76 | 10.5 | 10.5 | 5.3 | 7.54 | 6.7 | 10.5 | 10.5 | 0.0016452 | 1 | SubTx Lines - Radial | R | -4.6275 | -0.92551
SD451-Keith-Tintinara | long rural | 33kV | Keith | Tintinara | 35.2 | 2.1798 | 2.1362 | 5.1 | 5.1 | 35.2 | 2.2277 | 2.1831 | 5.1 | 5.1 | 0.0049052 | 1 | SubTx Lines - Radial | R | -0.04791 | -0.0095821
SD451-Tintinara-Coonalpyn | long rural | 33kV | Tintinara | Coonalpyn | 27.5 | 0 | 0 | 5.1 | 5.1 | 27.5 | 0 | 0 | 5.1 | 5.1 | 0.0049052 | 1 | SubTx Lines - Radial | R | 0 | 0
SD452-Keith-Bordertown | long rural | 33kV | Keith | Bordertown | 47.2 | 14.9177 | 14.6194 | 13 | 13 | 47.2 | 14.8674 | 14.5701 | 13 | 13 | 0.0049052 | 1 | SubTx Lines - Radial | R | 0.050302 | 0.01006
SD453-Keith-Padthaway | long rural | 33kV | Keith | Padthaway | 61.5 | 4.4795 | 4.3899 | 7 | 7 | 61.5 | 4.2173 | 4.133 | 7 | 7 | 0.0049052 | 1 | SubTx Lines - Radial | R | 0.26215 | 0.052431
SD461-Naracoorte East Tee-Naracoorte East | long rural | 33kV | Naracoorte East Tee | Naracoorte East | 14 | 7.22 | 6.6569 | 27.7 | 27.7 | 0 | 0 | 0 | 0 | 0 | 0.0076504 | 1 | SubTx Lines - Radial | R | 0 | 0
SD461-Naracoorte East Tee-Padthaway | long rural | 33kV | Naracoorte East Tee | Padthaway | 41.5 | 0 | 0 | 7 | 7 | 41.5 | 0.3 | 0.3 | 7 | 7 | 0.0076504 | 1 | SubTx Lines - Radial | R | 0 | 0
SD461-Naracoorte-Naracoorte East Tee | long rural | 33kV | Naracoorte | Naracoorte East Tee | 10 | 7.22 | 6.6569 | 7 | 7 | 10 | 0.3 | 0.3 | 7 | 7 | 0.0076504 | 1 | SubTx Lines - Radial | R | 6.92 | 1.384
SD462-Kincraig-Lucindale | long rural | 33kV | Kincraig | Lucindale | 28 | 6.3258 | 5.8324 | 6.2 | 6.2 | 28 | 6.5373 | 6.0274 | 6.2 | 6.2 | 0.0076504 | 1 | SubTx Lines - Radial | R | -0.21143 | -0.042286
SD462-Lucindale-Kingston | long rural | 33kV | Lucindale | Kingston | 52.8 | 4.7444 | 4.3743 | 5.1 | 5.1 | 52.8 | 4.9029 | 4.5205 | 5.1 | 5.1 | 0.0076504 | 1 | SubTx Lines - Radial | R | -0.15857 | -0.031715
SD463-Kincraig-Naracoorte | long rural | 33kV | Kincraig | Naracoorte | 3.9 | 18.5129 | 17.0689 | 30 | 30 | 3.9 | 19.8802 | 18.3295 | 30 | 30 | 0.0076504 | 1 | SubTx Lines - Radial | R | -1.3673 | -0.27346
SD464-Inverness-Coonawarra | short rural | 33kV | Inverness | Coonawarra | 1.5 | 0 | 0 | 27.7 | 27.7 | 1.5 | 7.0582 | 6.5077 | 27.7 | 27.7 | 0.0076504 | 1 | SubTx Lines - Radial | R | 0 | 0
SD464-Kincraig-Inverness | short rural | 33kV | Kincraig | Inverness | 41.5 | 1 | 1 | 27.7 | 27.7 | 41.5 | 7.0582 | 6.5077 | 27.7 | 27.7 | 0.0076504 | 1 | SubTx Lines - Radial | R | -6.0582 | -1.2116
SD471-Mount Gambier Terminal-Tarpeena | short rural | 33kV | Mount Gambier Terminal | Tarpeena | 31.2 | 5.0378 | 4.7859 | 17.4 | 17.4 | 31.2 | 4.7583 | 4.5204 | 17.4 | 17.4 | -0.016626 | 1 | SubTx Lines - Radial | R | 0.27949 | 0.055899
SD471-Tarpeena-Nangwarry | short rural | 33kV | Tarpeena | Nangwarry | 7.1 | 0 | 0 | 7 | 7 | 7.1 | 0 | 0 | 7 | 7 | -0.016626 | 1 | SubTx Lines - Radial | R | 0 | 0
[17 empty] | SubTx Lines - Radial | R | -5.8467 | -1.1693
SD481-Blanche-Lakeside Tee | short rural | 33kV | Blanche | Lakeside Tee | 2.4 | 12.5041 | 11.8163 | 54.6 | 54.6 | 2.3 | 10.2172 | 9.6553 | 54.6 | 54.6 | 0.0058104 | 1 | SubTx Lines - Radial | R | 2.2868 | 0.45736
SD481-Blanche-Mount Gambier West | short rural | 33kV | Blanche | Mount Gambier West | 3.3 | 16.8734 | 16.3856 | 25.1 | 25.1 | 3.3 | 25.0247 | 21.94 | 25.1 | 25.1 | 0.0058104 | 1 | SubTx Lines - Radial | R | -8.1513 | -1.6303
SD481-Blue Lake Tee-Mount Gambier Terminal | short rural | 33kV | Blue Lake Tee | Mount Gambier Terminal | 2.7 | 0 | 0 | 0 | 0 | 2.7 | 0 | 0 | 0 | 0 | 0.0058104 | 1 | SubTx Lines - Radial | R | 0 | 0
SD481-Glencoe Tee-Glencoe | short rural | 33kV | Glencoe Tee | Glencoe | 18.9 | 2.7882 | 2.3263 | 7 | 7 | 18.9 | 7.0039 | 6.1553 | 7 | 7 | 0.0058104 | 1 | SubTx Lines - Radial | R | -4.2157 | -0.84313
SD481-Glencoe Tee-Mount Gambier North | short rural | 33kV | Glencoe Tee | Mount Gambier North | 3.2 | 6.4793 | 5.99 | 27.7 | 27.7 | 0 | 0 | 0 | 0 | 0 | 0.0058104 | 1 | SubTx Lines - Radial | R | 0 | 0
SD481-Glencoe Tee-Mount Gambier Terminal | short rural | 33kV | Glencoe Tee | Mount Gambier Terminal | 0 | 0 | 0 | 0 | 0 | 5.2 | 0 | 0 | 7 | 7 | 0 | 1 | SubTx Lines - Radial | R | 0 | 0
SD481-Glencoe-Tantanoola | short rural | 33kV | Glencoe | Tantanoola | 12.6 | 1.3941 | 1.1632 | 7 | 7 | 12.6 | 3.502 | 3.0776 | 7 | 7 | 0.0058104 | 1 | SubTx Lines - Radial | R | -2.1078 | -0.42157
SD481-Lakeside Tee-Glencoe Tee | short rural | 33kV | Lakeside Tee | Glencoe Tee | 1.7 | 9.2675 | 8.3163 | 54.6 | 54.6 | 1.6 | 7.0039 | 6.1553 | 54.6 | 54.6 | 0.0058104 | 1 | SubTx Lines - Radial | R | 2.2636 | 0.45272
SD481-Lakeside Tee-Lakeside | short rural | 33kV | Lakeside Tee | Lakeside | 0.1 | 3.5 | 3.5 | 54.6 | 54.6 | 0.3 | 3.5 | 3.5 | 54.6 | 54.6 | 0.0058104 | 1 | SubTx Lines - Radial | R | 0 | 0
SD481-Mount Gambier North-Mount Gambier Terminal | short rural | 33kV | Mount Gambier North | Mount Gambier Terminal | 3.8 | 0 | 0 | 27.7 | 27.7 | 0 | 0 | 0 | 0 | 0 | 0.0058104 | 1 | SubTx Lines - Radial | R | 0 | 0
SD481-Mount Gambier West-Blue Lake Tee | short rural | 33kV | Mount Gambier West | Blue Lake Tee | 3.3 | 0.95319 | 0.92564 | 0 | 0 | 3.3 | 7.8824 | 6.54 | 0 | 0 | 0.0058104 | 1 | SubTx Lines - Radial | R | -6.9292 | -1.3858
SD481-Tantanoola-Apcel | short rural | 33kV | Tantanoola | Apcel | 3.6 | 1.3941 | 1.1632 | 7 | 7 | 3.6 | 3.502 | 3.0776 | 7 | 7 | 0.0058104 | 1 | SubTx Lines - Radial | R | -2.1078 | -0.42157
SD482-Blanche-Kongorong Tee | long rural | 33kV | Blanche | Kongorong Tee | 5.6 | 9.511 | 9.0354 | 15 | 15 | 5.6 | 9.8599 | 9.3669 | 15 | 15 | 0.0058104 | 1 | SubTx Lines - Radial | R | -0.34887 | -0.069774
SD482-Kongorong Tee-Kongorong | long rural | 33kV | Kongorong Tee | Kongorong | 13.2 | 0.9511 | 0.90354 | 5.1 | 5.1 | 13.2 | 0.98599 | 0.93669 | 5.1 | 5.1 | 0.0058104 | 1 | SubTx Lines - Radial | R | -0.034887 | -0.0069774
SD482-Kongorong Tee-MountSchank | long rural | 33kV | Kongorong Tee | MountSchank | 8.5 | 8.5599 | 8.1319 | 12.7 | 12.7 | 8.5 | 8.8739 | 8.4302 | 12.7 | 12.7 | 0.0058104 | 1 | SubTx Lines - Radial | R | -0.31398 | -0.062797
SD482-Mount Schank-Allendale East | long rural | 33kV | Mount Schank | Allendale East | 13.2 | 4.2799 | 4.0659 | 5.1 | 5.1 | 13.2 | 4.4369 | 4.2151 | 5.1 | 5.1 | 0.0058104 | 1 | SubTx Lines - Radial | R | -0.15699 | -0.031398
SD491-Snuggery-Millicent | long rural | 33kV | Snuggery | Millicent | 9.5 | 15.0233 | 13.9 | 20.3 | 20.3 | 9.5 | 15.0233 | 13.9 | 20.3 | 20.3 | 0.0073722 | 1 | SubTx Lines - Radial | R | 0 | 0
SD492-Beachport Tee-Beachport | long rural | 33kV | Beachport Tee | Beachport | 20.4 | 2.6 | 2.47 | 3.9 | 3.9 | 20.4 | 2.6 | 2.47 | 3.9 | 3.9 | 0.0073722 | 1 | SubTx Lines - Radial | R | 4.4409e-16 | 8.8818e-17
SD492-Beachport Tee-Robe | long rural | 33kV | Beachport Tee | Robe | 65.8 | 3.8 | 3.61 | 5.1 | 5.1 | 65.8 | 3.8 | 3.61 | 5.1 | 5.1 | 0.0073722 | 1 | SubTx Lines - Radial | R | -4.4409e-16 | -8.8818e-17
SD492-Hatherleigh-Beachport Tee | long rural | 33kV | Hatherleigh | Beachport Tee | 0.6 | 6.4 | 6.08 | 13 | 13 | 0.6 | 6.4 | 6.08 | 13 | 13 | 0.0073722 | 1 | SubTx Lines - Radial | R | 0 | 0
SD492-Millicent-Hatherleigh | long rural | 33kV | Millicent | Hatherleigh | 18.3 | 8.0519 | 7.46 | 12.7 | 12.7 | 18.3 | 8.4549 | 7.71 | 12.7 | 12.7 | 0.0073722 | 1 | SubTx Lines - Radial | R | -0.40302 | -0.080603
SD495-MountBurr-Kalangadoo | long rural | 33kV | MountBurr | Kalangadoo | 24.1 | 1.2036 | 1.1073 | 6.2 | 6.2 | 24.1 | 1.4535 | 1.3372 | 6.2 | 6.2 | 0.0073722 | 1 | SubTx Lines - Radial | R | -0.24992 | -0.049983
SD495-Snuggery-Mount Burr | long rural | 33kV | Snuggery | Mount Burr | 15.6 | 1.7194 | 1.5818 | 27.7 | 27.7 | 15.6 | 2.0764 | 1.9103 | 27.7 | 27.7 | 0.0073722 | 1 | SubTx Lines - Radial | R | -0.35702 | -0.071404
[17 empty] | SubTx Lines - Radial | R | 0 | 0
[17 empty] | SubTx Lines - Radial | R | -1.6714 | -0.33427
[17 empty] | SubTx Lines - Radial | R | -1.6714 | -0.33427
[17 empty] | SubTx Lines - Radial | R | 0 | 0
[17 empty] | SubTx Lines - Radial | R | 0 | 0
[17 empty] | SubTx Lines - Radial | R | -14.9871 | -2.9974
[17 empty] | SubTx Lines - Radial | R | -1.3281 | -0.26561
[17 empty] | SubTx Lines - Radial | R | -1.3281 | -0.26561
SD511-Kadina East-Kadina | long rural | 33kV | Kadina East | Kadina | 1.9 | 9.6167 | 9.2 | 24.6 | 24.6 | 1.8 | 10.0119 | 9.5781 | 21.3 | 21.3 | 0.0072838 | 1 | SubTx Lines - Radial | R | -0.3952 | -0.079041
SD512-Kadina East-Moonta Tee | long rural | 33kV | Kadina East | Moonta Tee | 3.1 | 9.7406 | 9.2 | 36.6 | 50 | 3 | 10.1409 | 9.5781 | 36.6 | 50 | 0.0072838 | 1 | SubTx Lines - Radial | R | -0.4003 | -0.08006
SD512-Moonta Tee-Moonta | long rural | 33kV | Moonta Tee | Moonta | 14.6 | 9.7406 | 9.2 | 13.7 | 13.7 | 14.6 | 10.1409 | 9.5781 | 13.7 | 13.7 | 0.0072838 | 1 | SubTx Lines - Radial | R | -0.4003 | -0.08006
SD513-Kadina East-Wallaroo | short rural | 33kV | Kadina East | Wallaroo | 10.8 | 8.3241 | 8 | 13.7 | 13.7 | 8.9 | 8.6661 | 8.3288 | 13.7 | 13.7 | 0.0072838 | 1 | SubTx Lines - Radial | R | -0.34208 | -0.068417
SD513-Kadina -Kadina Tee | short rural | 33kV | Kadina | Kadina Tee | 1.2 | 8.3241 | 8 | 13.7 | 13.7 | 1.2 | 8.6661 | 8.3288 | 13.7 | 13.7 | 0.0072838 | 1 | SubTx Lines - Radial | R | -0.34208 | -0.068417
SD521-Dorrien-Nuriootpa | long rural | 33kV | Dorrien | Nuriootpa | 3.9 | 18.2937 | 16.5 | 20.3 | 20.3 | 3.9 | 18.2937 | 17.1 | 20.3 | 20.3 | -0.003967 | 1 | SubTx Lines - Radial | R | 0 | 0
SD521-Nuriootpa-Stockwell | long rural | 33kV | Nuriootpa | Stockwell | 5.2 | 7.5631 | 6.81 | 15.5 | 15.5 | 5.2 | 7.4642 | 6.65 | 15.5 | 15.5 | -0.003967 | 1 | SubTx Lines - Radial | R | 0.09886 | 0.019772
SD522-Dorrien-Angaston No1 | long rural | 33kV | Dorrien | Angaston No1 | 7.3 | 15.8978 | 15.7 | 27.7 | 27.7 | 7.3 | 14.7031 | 14.7 | 27.7 | 27.7 | -0.003967 | 1 | SubTx Lines - Radial | R | 1.1947 | 0.23895
SD522-Dorrien-Angaston No2 | long rural | 33kV | Dorrien | Angaston No2 | 6.05 | 18.3992 | 18.2 | 27.7 | 27.7 | 6.05 | 17.1026 | 17.1 | 27.7 | 27.7 | -0.003967 | 1 | SubTx Lines - Radial | R | 1.2966 | 0.25931
SD523-Barossa South Tee-Barossa South | long rural | 33kV | Barossa South Tee | Barossa South | 4 | 6.1033 | 5.8 | 24.6 | 24.6 | 4 | 5.5604 | 5.34 | 24.6 | 24.6 | -0.003967 | 1 | SubTx Lines - Radial | R | 0.54287 | 0.10857
SD523-Barossa South Tee-Lyndoch Tee | long rural | 33kV | Barossa South Tee | Lyndoch Tee | 10.9 | 6.4078 | 5.9 | 24.6 | 24.6 | 10.9 | 7.1883 | 6.36 | 24.6 | 24.6 | -0.003967 | 1 | SubTx Lines - Radial | R | -0.78052 | -0.1561
SD523-Dorrien-Barossa South Tee | long rural | 33kV | Dorrien | Barossa South Tee | 9.1 | 13.8004 | 12.7 | 24.6 | 24.6 | 9.1 | 14.0036 | 12.7 | 24.6 | 24.6 | -0.003967 | 1 | SubTx Lines - Radial | R | -0.20321 | -0.040642
SD523-Lyndoch Tee-Lyndoch | long rural | 33kV | Lyndoch Tee | Lyndoch | 3 | 6.4078 | 5.9 | 15 | 15 | 3 | 7.1883 | 6.36 | 15 | 15 | -0.003967 | 1 | SubTx Lines - Radial | R | -0.78052 | -0.1561
SD523-Lyndoch Tee-Sandy Creek | long rural | 33kV | Lyndoch Tee | Sandy Creek | 4.6 | 0 | 0 | 3.9 | 3.9 | 4.6 | 0 | 0 | 3.9 | 3.9 | -0.003967 | 1 | SubTx Lines - Radial | R | 0 | 0
SD523-Lyndoch-Williamstown | long rural | 33kV | Lyndoch | Williamstown | 8.7 | 3.2039 | 2.95 | 8.06 | 8.06 | 8.7 | 3.5942 | 3.18 | 8.06 | 8.06 | -0.003967 | 1 | SubTx Lines - Radial | R | -0.39026 | -0.078052
SD523-Sandy Creek-Evanston Tee | long rural | 33kV | Sandy Creek | Evanston Tee | 9.2 | 0 | 0 | 3.9 | 3.9 | 9.2 | 0 | 0 | 3.9 | 3.9 | -0.003967 | 1 | SubTx Lines - Radial | R | 0 | 0
SD523-Williamstown-A4892 | long rural | 33kV | Williamstown | A4892 | 3.2 | 0 | 0 | 6.2 | 6.2 | 3.2 | 0 | 0 | 6.2 | 6.2 | -0.003967 | 1 | SubTx Lines - Radial | R | 0 | 0
SD531-Cleve-Cowell | long rural | 33kV | Cleve | Cowell | 40.72 | 2.6235 | 2.3612 | 15 | 15 | 0 | 0 | 0 | 0 | 0 | 0.0021519 | 1 | SubTx Lines - Radial | R | 0 | 0
SD541-Davenport West-Port Augusta No1 | long rural | 33kV | Davenport West | Port Augusta No1 | 6.9 | 13.7525 | 13.7 | 19.9 | 27.4 | 0 | 0 | 0 | 0 | 0 | -0.015912 | 2 | SubTx Lines - Meshed | M | 0 | 0
SD541-Davenport West-Port Augusta West Tee | long rural | 33kV | Davenport West | Port Augusta West Tee | 9.9 | 10.824 | 10.4 | 19.9 | 27.4 | 0 | 0 | 0 | 0 | 0 | -0.015912 | 2 | SubTx Lines - Meshed | M | 0 | 0
SD541-Playford- Pt Augusta West Tee | long rural | 33kV | Playford | Pt Augusta West Tee | 0 | 0 | 0 | 0 | 0 | 6.9 | 12.884 | 12.565 | 19.9 | 27.4 | 0 | 2 | SubTx Lines - Meshed | M | 0 | 0
SD541-Port Augusta West Tee-Port Augusta | long rural | 33kV | Port Augusta West Tee | Port Augusta | 0.5 | 1.1705 | 1.1 | 23 | 31.9 | 0.5 | 5.6588 | 5.63 | 23 | 31.9 | -0.015912 | 2 | SubTx Lines - Meshed | M | -4.4883 | -0.89766
SD541-Port Augusta West Tee-Port Augusta West | long rural | 33kV | Port Augusta West Tee | Port Augusta West | 2.9 | 9.6566 | 9.3 | 20.4 | 20.4 | 2.9 | 7.3 | 6.935 | 14.2 | 14.2 | -0.015912 | 1 | SubTx Lines - Radial | R | 2.3566 | 0.47132
SD541-Port Augusta West-Pandurra | long rural | 33kV | Port Augusta West | Pandurra | 45.8 | 3.8626 | 3.72 | 3.9 | 3.9 | 45.8 | 3.8626 | 3.72 | 3.9 | 3.9 | -0.015912 | 1 | SubTx Lines - Radial | R | 0 | 0
SD541-Stirling Nth Tee- Pt Augusta | long rural | 33kV | Stirling Nth Tee | Pt Augusta | 0 | 0 | 0 | 0 | 0 | 5.3 | 11.8184 | 11.8 | 19.9 | 27.4 | 0 | 1 | SubTx Lines - Radial | R | 0 | 0
SD543-Davenport West-Stirling North Tee | long rural | 33kV | Davenport West | Stirling North Tee | 1.3 | 5.2953 | 5.2 | 20.1 | 20.1 | 0 | 0 | 0 | 0 | 0 | -0.015912 | 1 | SubTx Lines - Radial | R | 0 | 0
SD543-Playford-Stirling Nth Tee | long rural | 33kV | Playford | Stirling Nth Tee | 0 | 0 | 0 | 0 | 0 | 2.4 | 16.0266 | 15.96 | 19.9 | 27.4 | 0 | 2 | SubTx Lines - Meshed | M | 0 | 0
SD543-Stirling North -Quorn | long rural | 33kV | Stirling North | Quorn | 32 | 1.2709 | 1.248 | 3.9 | 3.9 | 32 | 1.2709 | 1.248 | 3.9 | 3.9 | -0.015912 | 1 | SubTx Lines - Radial | R | 0 | 0
SD543-Stirling Nth Tee-Stirling Nth | long rural | 33kV | Stirling Nth Tee | Stirling Nth | 6.7 | 4.2362 | 4.16 | 10.35 | 10.35 | 6.7 | 4.2362 | 4.16 | 10.35 | 10.35 | -0.015912 | 1 | SubTx Lines - Radial | R | 0 | 0
SD551-Boothby-Arno Bay | long rural | 33kV | Boothby | Arno Bay | 12 | 0.74305 | 0.66874 | 15 | 15 | 0 | 0 | 0 | 0 | 0 | 0.0021519 | 1 | SubTx Lines - Radial | R | 0 | 0
SD561-Whyalla Central-Whyalla City 1 | urban | 33kV | Whyalla Central | Whyalla City 1 | 1.55 | 8.909 | 8.9 | 26.5 | 26.5 | 0 | 0 | 0 | 0 | 0 | -0.0012169 | 2 | SubTx Lines - Meshed | M | 0 | 0
SD561-Whyalla Central-Whyalla City 2 | urban | 33kV | Whyalla Central | Whyalla City 2 | 1.73 | 10.9659 | 10.9 | 27.7 | 27.7 | 0 | 0 | 0 | 0 | 0 | -0.0012169 | 2 | SubTx Lines - Meshed | M | 0 | 0
SD561-Whyalla Terminal- Whyalla City No 1 | urban | 33kV | Whyalla Terminal | Whyalla City No 1 | 0 | 0 | 0 | 0 | 0 | 2.3 | 12.759 | 11.73 | 26.3 | 26.3 | 0 | 1 | SubTx Lines - Radial | R | 0 | 0
SD562-Whyalla Central-Whyalla Stuart | urban | 33kV | Whyalla Central | Whyalla Stuart | 4.17 | 17.6411 | 16.4 | 27.7 | 27.7 | 0 | 0 | 0 | 0 | 0 | -0.0012169 | 1 | SubTx Lines - Radial | R | 0 | 0
SD562-Whyalla Terminal- Whyalla City No 2 | urban | 33kV | Whyalla Terminal | Whyalla City No 2 | 0 | 0 | 0 | 0 | 0 | 3 | 10.8592 | 9.65 | 27.4 | 27.4 | 0 | 2 | SubTx Lines - Meshed | M | 0 | 0
SD563-Whyalla Central-Whyalla North Tee | urban | 33kV | Whyalla Central | Whyalla North Tee | 0.805 | 1.005 | 1 | 24.6 | 24.6 | 0 | 0 | 0 | 0 | 0 | -0.0012169 | 2 | SubTx Lines - Meshed | M | 0 | 0
SD563-Whyalla Ind Tee- Whyalla Industrial | urban | 33kV | Whyalla Ind Tee | Whyalla Industrial | 0 | 0 | 0 | 0 | 0 | 8.7 | 1.005 | 1 | 0 | 0 | 0 | 1 | SubTx Lines - Radial | R | 0 | 0
SD563-Whyalla Ind Tee- Whyalla Stuart | urban | 33kV | Whyalla Ind Tee | Whyalla Stuart | 0 | 0 | 0 | 0 | 0 | 5.5 | 18.5923 | 16.89 | 27.4 | 27.4 | 0 | 1 | SubTx Lines - Radial | R | 0 | 0
SD563-Whyalla North Tee-Whyalla North | urban | 33kV | Whyalla North Tee | Whyalla North | 8.7 | 1.005 | 1 | 12.5 | 12.5 | 0 | 0 | 0 | 0 | 0 | -0.0012169 | 1 | SubTx Lines - Radial | R | 0 | 0
SD563-Whyalla Terminal- Whyalla Ind Tee | urban | 33kV | Whyalla Terminal | Whyalla Ind Tee | 0 | 0 | 0 | 0 | 0 | 1.3 | 19.5972 | 17.89 | 27.4 | 27.4 | 0 | 1 | SubTx Lines - Radial | R | 0 | 0
SD571-Clare North Tee-Clare No2 | long rural | 33kV | Clare North Tee | Clare No2 | 1.2 | 6.3325 | 6.1 | 36.6 | 50 | 0 | 0 | 0 | 0 | 0 | -0.0016888 | 1 | SubTx Lines - Radial | R | 0 | 0
SD571-Clare North-Clare No1 | long rural | 33kV | Clare North | Clare No1 | 1.3 | 7.2201 | 6.2 | 36.6 | 50 | 0 | 0 | 0 | 0 | 0 | -0.0016888 | 1 | SubTx Lines - Radial | R | 0 | 0
SD571-Clare North-Clare North Tee | long rural | 33kV | Clare North | Clare North Tee | 0.1 | 6.3325 | 6.1 | 36.6 | 50 | 0 | 0 | 0 | 0 | 0 | -0.0016888 | 1 | SubTx Lines - Radial | R | 0 | 0
SD571-Clare Tee-Burra | long rural | 33kV | Clare Tee | Burra | 13.6 | 2.61 | 2.61 | 3.9 | 3.9 | 13.6 | 10.5098 | 10.23 | 3.9 | 3.9 | -0.0016888 | 1 | SubTx Lines - Radial | R | -7.8998 | -1.58
SD571-Clare-Clare Tee | long rural | 33kV | Clare | Clare Tee | 22 | 2.9 | 2.9 | 13 | 13 | 22 | 9.5544 | 9.3 | 13 | 13 | -0.0016888 | 1 | SubTx Lines - Radial | R | -6.6544 | -1.3309
SD581-Kalangadoo Tee-Nangwarry | short rural | 33kV | Kalangadoo Tee | Nangwarry | 6.7 | 1.0153 | 0.97 | 6.2 | 6.2 | 6.7 | 5 | 4.75 | 6.2 | 6.2 | -0.01345 | 1 | SubTx Lines - Radial | R | -3.9847 | -0.79693
SD581-Nangwarry-Tarpeena | short rural | 33kV | Nangwarry | Tarpeena | 7.1 | 0 | 0 | 7 | 7 | 7.1 | 7.5 | 7.125 | 7 | 7 | -0.01345 | 1 | SubTx Lines - Radial | R | 0 | 0
SD581-Penola Tee-Kalangadoo Tee | short rural | 33kV | Penola Tee | Kalangadoo Tee | 13.7 | 1.0153 | 0.97 | 6.2 | 6.2 | 13.7 | 4.8 | 4.56 | 6.2 | 6.2 | -0.01345 | 1 | SubTx Lines - Radial | R | -3.7847 | -0.75693
SD581-Penola Tee-SAFRIES | short rural | 33kV | Penola Tee | SAFRIES | 2.3 | 0.25 | 0.25 | 6.2 | 6.2 | 2.3 | 2.5 | 2.375 | 6.2 | 6.2 | -0.01345 | 1 | SubTx Lines - Radial | R | -2.25 | -0.45
SD581-Penola West 2-Penola Tee | short rural | 33kV | Penola West 2 | Penola Tee | 2.55 | 1.2332 | 1.22 | 20.3 | 20.3 | 0 | 0 | 0 | 0 | 0 | -0.01345 | 1 | SubTx Lines - Radial | R | 0 | 0
SD582-Penola Tee-Penola | long rural | 33kV | Penola Tee | Penola | 7.2 | 5.5946 | 5.1 | 6.2 | 6.2 | 7.2 | 2.5 | 2.375 | 6.2 | 6.2 | -0.01345 | 1 | SubTx Lines - Radial | R | 3.0946 | 0.61893
SD582-Penola West 1-Penola Tee | long rural | 33kV | Penola West 1 | Penola Tee | 2.55 | 5.5946 | 5.1 | 20.3 | 20.3 | 0 | 0 | 0 | 0 | 0 | -0.01345 | 1 | SubTx Lines - Radial | R | 0 | 0
SD582-Penola-Coonawarra | long rural | 33kV | Penola | Coonawarra | 12.3 | 3.3568 | 3.06 | 6.7 | 6.7 | 12.3 | 0 | 0 | 6.7 | 6.7 | -0.01345 | 1 | SubTx Lines - Radial | R | 0 | 0

## HV Feeders
HV Feeders
Utilisation Profile 50% PoE
|  |  |  | Normal Distribution | 0.0020027 | 0.0020828 | 0.002165 | 0.0022492 | 0.0023356 | 0.002424 | 0.0025144 | 0.0026069 | 0.0027014 | 0.0027978 | 0.0028962 | 0.0029965 | 0.0030987 | 0.0032028 | 0.0033086 | 0.0034161 | 0.0035253 | 0.0036362 | 0.0037486 | 0.0038624 | 0.0039777 | 0.0040943 | 0.0042122 | 0.0043312 | 0.0044512 | 0.0045723 | 0.0046942 | 0.0048168 | 0.0049402 | 0.005064 | 0.0051883 | 0.0053129 | 0.0054377 | 0.0055626 | 0.0056874 | 0.0058119 | 0.0059362 | 0.00606 | 0.0061831 | 0.0063055 | 0.0064271 | 0.0065475 | 0.0066668 | 0.0067848 | 0.0069013 | 0.0070162 | 0.0071293 | 0.0072405 | 0.0073496 | 0.0074566 | 0.0075611 | 0.0076632 | 0.0077627 | 0.0078594 | 0.0079532 | 0.008044 | 0.0081316 | 0.0082159 | 0.0082968 | 0.0083742 | 0.008448 | 0.008518 | 0.0085841 | 0.0086463 | 0.0087045 | 0.0087585 | 0.0088084 | 0.0088539 | 0.0088951 | 0.0089319 | 0.0089641 | 0.0089919 | 0.0090151 | 0.0090337 | 0.0090477 | 0.009057 | 0.0090616 | 0.0090616 | 0.0090569 | 0.0090475 | 0.0090335 | 0.0090148 | 0.0089916 | 0.0089637 | 0.0089314 | 0.0088946 | 0.0088533 | 0.0088077 | 0.0087579 | 0.0087038 | 0.0086456 | 0.0085833 | 0.0085171 | 0.008447 | 0.0083732 | 0.0082958 | 0.0082148 | 0.0081305 | 0.0080428 | 0.007952 | 0.0078582 | 0.0077614 | 0.0076619 | 0.0075598 | 0.0074552 | 0.0073482 | 0.007239 | 0.0071278 | 0.0070147 | 0.0068998 | 0.0067833 | 0.0066653 | 0.006546 | 0.0064255 | 0.0063039 | 0.0061815 | 0.0060583 | 0.0059346 | 0.0058103 | 0.0056857 | 0.0055609 | 0.0054361 | 0.0053113 | 0.0051867 | 0.0050624 | 0.0049385 | 0.0048152 | 0.0046926 | 0.0045707 | 0.0044497 | 0.0043296 | 0.0042106 | 0.0040928 | 0.0039762 | 0.0038609 | 0.0037471 | 0.0036347 | 0.0035239 | 0.0034147 | 0.0033072 | 0.0032014 | 0.0030974 | 0.0029952 | 0.0028949 | 0.0027965 | 0.0027001 | 0.0026056 | 0.0025132 | 0.0024228 | 0.0023344 | 0.0022481 | 0.0021639
Net ID | Network Segment | Segment Group | AER ID | Utilisation Level | 0 | 1 | 2 | 3 | 4 | 5 | 6 | 7 | 8 | 9 | 10 | 11 | 12 | 13 | 14 | 15 | 16 | 17 | 18 | 19 | 20 | 21 | 22 | 23 | 24 | 25 | 26 | 27 | 28 | 29 | 30 | 31 | 32 | 33 | 34 | 35 | 36 | 37 | 38 | 39 | 40 | 41 | 42 | 43 | 44 | 45 | 46 | 47 | 48 | 49 | 50 | 51 | 52 | 53 | 54 | 55 | 56 | 57 | 58 | 59 | 60 | 61 | 62 | 63 | 64 | 65 | 66 | 67 | 68 | 69 | 70 | 71 | 72 | 73 | 74 | 75 | 76 | 77 | 78 | 79 | 80 | 81 | 82 | 83 | 84 | 85 | 86 | 87 | 88 | 89 | 90 | 91 | 92 | 93 | 94 | 95 | 96 | 97 | 98 | 99 | 100 | 101 | 102 | 103 | 104 | 105 | 106 | 107 | 108 | 109 | 110 | 111 | 112 | 113 | 114 | 115 | 116 | 117 | 118 | 119 | 120 | 121 | 122 | 123 | 124 | 125 | 126 | 127 | 128 | 129 | 130 | 131 | 132 | 133 | 134 | 135 | 136 | 137 | 138 | 139 | 140 | 141 | 142 | 143 | 144 | 145 | 146 | 147 | 148 | 149 | 150 | 151 | 151
|  |  |  | Utilisation of HV Feeders | 0 | 37.4764 | 18.3418 | 29.3 | 25.6917 | 60.448 | 41.5346 | 40.3768 | 47.1201 | 47.2738 | 77.9484 | 67.046 | 58.6438 | 43.7828 | 106.9715 | 84.5164 | 56.762 | 73.4418 | 102.5021 | 107.304 | 65.255 | 91.4904 | 79.5442 | 111.693 | 55.1572 | 163.2208 | 96.4831 | 125.2134 | 84.0599 | 138.5312 | 93.9717 | 89.037 | 123.3082 | 88.1361 | 63.4685 | 83.9309 | 134.1369 | 66.72 | 134.0738 | 93.9951 | 90.466 | 84.7502 | 91.7762 | 106.6181 | 71.5849 | 127.957 | 77.0589 | 75.2187 | 71.4325 | 81.9737 | 69.9419 | 106.5523 | 98.6923 | 92.6907 | 66.4417 | 76.3609 | 141.9225 | 88.1995 | 85.4603 | 126.6995 | 104.6938 | 93.8529 | 101.8169 | 143.6996 | 148.3546 | 59.3297 | 70.2087 | 131.8291 | 118.0497 | 84.8455 | 50.8132 | 68.7461 | 65.6672 | 35.3633 | 85.1355 | 34.0088 | 37.4573 | 45.0256 | 54.2045 | 84.4028 | 31.3778 | 56.9481 | 6.8589 | 54.4332 | 30.9604 | 19.4336 | 30.6937 | 9.1452 | 7.4305 | 38.746 | 47.9172 | 9.1452 | 28.0073 | 37.6142 | 23.9089 | 39.8198 | 14.3085 | 15.1468 | 9.1452 | 0 | 15.242 | 5.1632 | 9.1452 | 0 | 5.9063 | 13.9084 | 7.5258 | 0 | 0 | 10.9552 | 0 | 4.4774 | 9.1452 | 0 | 0 | 0 | 0 | 6.5731 | 0 | 0 | 0 | 0 | 6.5731 | 0 | 0 | 0 | 5.5252 | 0 | 0 | 0 | 0 | 0 | 0 | 0 | 3.1437 | 5.6205 | 0 | 0 | 0 | 0 | 0 | 0 | 5.1442 | 0 | 0 | 0 | 0 | 0 | 0 | 0 | 0 | 0 | 21.3302
1 | SubTx Lines - Radial | Sub-transmission lines | 1 |  | 0 | 0 | 0 | 0 | 0 | 0 | 0 | 0 | 0 | 0 | 0 | 0 | 0 | 0 | 0 | 0 | 0 | 0 | 0 | 0 | 0 | 0 | 0 | 0 | 0 | 0 | 0 | 0 | 0 | 0 | 0 | 0 | 0 | 0 | 0 | 0 | 0 | 0 | 0 | 0 | 0 | 0 | 0 | 0 | 0 | 0 | 0 | 0 | 0 | 0 | 0 | 0 | 0 | 0 | 0 | 0 | 0 | 0 | 0 | 0 | 0 | 0 | 0 | 0 | 0 | 0 | 0 | 0 | 0 | 0 | 0 | 0 | 0 | 0 | 0 | 0 | 0 | 0 | 0 | 0 | 0 | 0 | 0 | 0 | 0 | 0 | 0 | 0 | 0 | 0 | 0 | 0 | 0 | 0 | 0 | 0 | 0 | 0 | 0 | 0 | 0 | 0 | 0 | 0 | 0 | 0 | 0 | 0 | 0 | 0 | 0 | 0 | 0 | 0 | 0 | 0 | 0 | 0 | 0 | 0 | 0 | 0 | 0 | 0 | 0 | 0 | 0 | 0 | 0 | 0 | 0 | 0 | 0 | 0 | 0 | 0 | 0 | 0 | 0 | 0 | 0 | 0 | 0 | 0 | 0 | 0 | 0 | 0 | 0 | 0 | 0 | 0
2 | SubTx Lines - Meshed | Sub-transmission lines | 1 |  | 0 | 0 | 0 | 0 | 0 | 0 | 0 | 0 | 0 | 0 | 0 | 0 | 0 | 0 | 0 | 0 | 0 | 0 | 0 | 0 | 0 | 0 | 0 | 0 | 0 | 0 | 0 | 0 | 0 | 0 | 0 | 0 | 0 | 0 | 0 | 0 | 0 | 0 | 0 | 0 | 0 | 0 | 0 | 0 | 0 | 0 | 0 | 0 | 0 | 0 | 0 | 0 | 0 | 0 | 0 | 0 | 0 | 0 | 0 | 0 | 0 | 0 | 0 | 0 | 0 | 0 | 0 | 0 | 0 | 0 | 0 | 0 | 0 | 0 | 0 | 0 | 0 | 0 | 0 | 0 | 0 | 0 | 0 | 0 | 0 | 0 | 0 | 0 | 0 | 0 | 0 | 0 | 0 | 0 | 0 | 0 | 0 | 0 | 0 | 0 | 0 | 0 | 0 | 0 | 0 | 0 | 0 | 0 | 0 | 0 | 0 | 0 | 0 | 0 | 0 | 0 | 0 | 0 | 0 | 0 | 0 | 0 | 0 | 0 | 0 | 0 | 0 | 0 | 0 | 0 | 0 | 0 | 0 | 0 | 0 | 0 | 0 | 0 | 0 | 0 | 0 | 0 | 0 | 0 | 0 | 0 | 0 | 0 | 0 | 0 | 0 | 0
3 | SubTx Lines - CBD | Sub-transmission lines | 1 |  | 0 | 0 | 0 | 0 | 0 | 0 | 0 | 0 | 0 | 0 | 0 | 0 | 0 | 0 | 0 | 0 | 0 | 0 | 0 | 0 | 0 | 0 | 0 | 0 | 0 | 0 | 0 | 0 | 0 | 0 | 0 | 0 | 0 | 0 | 0 | 0 | 0 | 0 | 0 | 0 | 0 | 0 | 0 | 0 | 0 | 0 | 0 | 0 | 0 | 0 | 0 | 0 | 0 | 0 | 0 | 0 | 0 | 0 | 0 | 0 | 0 | 0 | 0 | 0 | 0 | 0 | 0 | 0 | 0 | 0 | 0 | 0 | 0 | 0 | 0 | 0 | 0 | 0 | 0 | 0 | 0 | 0 | 0 | 0 | 0 | 0 | 0 | 0 | 0 | 0 | 0 | 0 | 0 | 0 | 0 | 0 | 0 | 0 | 0 | 0 | 0 | 0 | 0 | 0 | 0 | 0 | 0 | 0 | 0 | 0 | 0 | 0 | 0 | 0 | 0 | 0 | 0 | 0 | 0 | 0 | 0 | 0 | 0 | 0 | 0 | 0 | 0 | 0 | 0 | 0 | 0 | 0 | 0 | 0 | 0 | 0 | 0 | 0 | 0 | 0 | 0 | 0 | 0 | 0 | 0 | 0 | 0 | 0 | 0 | 0 | 0 | 0
4 | SubTx Substations | Sub-transmission substations | 2 |  | 0 | 0 | 0 | 0 | 0 | 0 | 0 | 0 | 0 | 0 | 0 | 0 | 0 | 0 | 0 | 0 | 0 | 0 | 0 | 0 | 0 | 0 | 0 | 0 | 0 | 0 | 0 | 0 | 0 | 0 | 0 | 0 | 0 | 0 | 0 | 0 | 0 | 0 | 0 | 0 | 0 | 0 | 0 | 0 | 0 | 0 | 0 | 0 | 0 | 0 | 0 | 0 | 0 | 0 | 0 | 0 | 0 | 0 | 0 | 0 | 0 | 0 | 0 | 0 | 0 | 0 | 0 | 0 | 0 | 0 | 0 | 0 | 0 | 0 | 0 | 0 | 0 | 0 | 0 | 0 | 0 | 0 | 0 | 0 | 0 | 0 | 0 | 0 | 0 | 0 | 0 | 0 | 0 | 0 | 0 | 0 | 0 | 0 | 0 | 0 | 0 | 0 | 0 | 0 | 0 | 0 | 0 | 0 | 0 | 0 | 0 | 0 | 0 | 0 | 0 | 0 | 0 | 0 | 0 | 0 | 0 | 0 | 0 | 0 | 0 | 0 | 0 | 0 | 0 | 0 | 0 | 0 | 0 | 0 | 0 | 0 | 0 | 0 | 0 | 0 | 0 | 0 | 0 | 0 | 0 | 0 | 0 | 0 | 0 | 0 | 0 | 0
5 | Zone Substations - Urban | Zone substations | 3 |  | 0 | 0 | 0 | 0 | 0 | 0 | 0 | 0 | 0 | 0 | 0 | 0 | 0 | 0 | 0 | 0 | 0 | 0 | 0 | 0 | 0 | 0 | 0 | 0 | 0 | 0 | 0 | 0 | 0 | 0 | 0 | 0 | 0 | 0 | 0 | 0 | 0 | 0 | 0 | 0 | 0 | 0 | 0 | 0 | 0 | 0 | 0 | 0 | 0 | 0 | 0 | 0 | 0 | 0 | 0 | 0 | 0 | 0 | 0 | 0 | 0 | 0 | 0 | 0 | 0 | 0 | 0 | 0 | 0 | 0 | 0 | 0 | 0 | 0 | 0 | 0 | 0 | 0 | 0 | 0 | 0 | 0 | 0 | 0 | 0 | 0 | 0 | 0 | 0 | 0 | 0 | 0 | 0 | 0 | 0 | 0 | 0 | 0 | 0 | 0 | 0 | 0 | 0 | 0 | 0 | 0 | 0 | 0 | 0 | 0 | 0 | 0 | 0 | 0 | 0 | 0 | 0 | 0 | 0 | 0 | 0 | 0 | 0 | 0 | 0 | 0 | 0 | 0 | 0 | 0 | 0 | 0 | 0 | 0 | 0 | 0 | 0 | 0 | 0 | 0 | 0 | 0 | 0 | 0 | 0 | 0 | 0 | 0 | 0 | 0 | 0 | 0
6 | Zone Substations - Rural | Zone substations | 3 |  | 0 | 0 | 0 | 0 | 0 | 0 | 0 | 0 | 0 | 0 | 0 | 0 | 0 | 0 | 0 | 0 | 0 | 0 | 0 | 0 | 0 | 0 | 0 | 0 | 0 | 0 | 0 | 0 | 0 | 0 | 0 | 0 | 0 | 0 | 0 | 0 | 0 | 0 | 0 | 0 | 0 | 0 | 0 | 0 | 0 | 0 | 0 | 0 | 0 | 0 | 0 | 0 | 0 | 0 | 0 | 0 | 0 | 0 | 0 | 0 | 0 | 0 | 0 | 0 | 0 | 0 | 0 | 0 | 0 | 0 | 0 | 0 | 0 | 0 | 0 | 0 | 0 | 0 | 0 | 0 | 0 | 0 | 0 | 0 | 0 | 0 | 0 | 0 | 0 | 0 | 0 | 0 | 0 | 0 | 0 | 0 | 0 | 0 | 0 | 0 | 0 | 0 | 0 | 0 | 0 | 0 | 0 | 0 | 0 | 0 | 0 | 0 | 0 | 0 | 0 | 0 | 0 | 0 | 0 | 0 | 0 | 0 | 0 | 0 | 0 | 0 | 0 | 0 | 0 | 0 | 0 | 0 | 0 | 0 | 0 | 0 | 0 | 0 | 0 | 0 | 0 | 0 | 0 | 0 | 0 | 0 | 0 | 0 | 0 | 0 | 0 | 0
7 | Distribution Feeders - CBD | Distribution feeders - CBD | 4 | -0.8157 | 0 | 0 | 0 | 0 | 3.2389 | 0 | 0 | 9.1452 | 0 | 8.2879 | 7.1447 | 7.1447 | 6.1921 | 7.24 | 20.291 | 7.8115 | 5.3347 | 0 | 13.2415 | 0 | 4.6679 | 12.4794 | 8.4784 | 21.3389 | 7.24 | 21.8152 | 22.2915 | 6.2873 | 0 | 13.7178 | 0 | 8.7642 | 4.5726 | 9.431 | 14.7657 | 5.5252 | 15.4326 | 3.9058 | 20.8626 | 5.1442 | 3.7152 | 16.1947 | 8.3831 | 3.5247 | 20.291 | 9.5263 | 0 | 4.7631 | 13.1463 | 5.2395 | 5.1442 | 8.3831 | 3.3342 | 16.0041 | 0 | 9.5263 | 10.6694 | 7.5258 | 11.9078 | 0 | 0 | 0 | 8.4784 | 8.3831 | 5.7158 | 0 | 2.7626 | 0 | 9.3358 | 7.4305 | 4.8584 | 0 | 0 | 0 | 0 | 3.7152 | 0 | 5.3347 | 3.1437 | 4.9537 | 0 | 3.62 | 0 | 0 | 0 | 0 | 0 | 0 | 0 | 0 | 0 | 0 | 0 | 0 | 0 | 0 | 0 | 0 | 0 | 0 | 0 | 0 | 0 | 0 | 0 | 0 | 0 | 0 | 0 | 0 | 0 | 0 | 0 | 0 | 0 | 0 | 0 | 0 | 0 | 0 | 0 | 0 | 0 | 0 | 0 | 0 | 0 | 0 | 0 | 0 | 0 | 0 | 0 | 0 | 0 | 0 | 0 | 0 | 0 | 0 | 0 | 0 | 0 | 0 | 0 | 0 | 0 | 0 | 0 | 0 | 0 | 0
8 | Distribution Feeders - Urban | Distribution feeders - Urban | 5 | -0.4324 | 0 | 0 | 0 | 1.3 | 11.241 | 15.9279 | 7.621 | 0 | 9.1452 | 0 | 27.8167 | 30.0078 | 16.4805 | 19.6241 | 7.8982 | 26.6303 | 7.24 | 43.4398 | 28.4836 | 35.4378 | 24.5587 | 20.5768 | 42.0109 | 67.7388 | 13.3368 | 71.8784 | 38.5624 | 49.3461 | 35.4378 | 85.546 | 20.5768 | 36.1999 | 45.5356 | 50.6417 | 38.1051 | 55.1572 | 82.8475 | 32.0083 | 44.3925 | 28.3883 | 63.6355 | 7.7925 | 43.8209 | 75.6387 | 23.6252 | 77.0676 | 51.4142 | 41.6437 | 44.2019 | 44.4739 | 40.582 | 84.0131 | 88.4991 | 47.5361 | 51.9338 | 45.8578 | 79.8112 | 38.2281 | 72.2525 | 90.7283 | 82.4023 | 76.7818 | 64.1881 | 115.5399 | 129.6977 | 59.3297 | 48.7746 | 115.9011 | 102.0074 | 76.115 | 38.3337 | 67.4461 | 65.6672 | 21.0548 | 71.2271 | 30.2936 | 20.672 | 31.532 | 51.0609 | 71.066 | 24.8047 | 45.7071 | 0 | 36.5809 | 30.9604 | 19.4336 | 14.7657 | 9.1452 | 7.4305 | 38.746 | 47.9172 | 9.1452 | 28.0073 | 23.5299 | 15.1468 | 29.3219 | 9.1452 | 15.1468 | 9.1452 | 0 | 15.242 | 0 | 9.1452 | 0 | 5.9063 | 6.2873 | 0 | 0 | 0 | 6.0968 | 0 | 0 | 9.1452 | 0 | 0 | 0 | 0 | 0 | 0 | 0 | 0 | 0 | 6.5731 | 0 | 0 | 0 | 5.5252 | 0 | 0 | 0 | 0 | 0 | 0 | 0 | 3.1437 | 5.6205 | 0 | 0 | 0 | 0 | 0 | 0 | 0 | 0 | 0 | 0 | 0 | 0 | 0 | 0 | 0 | 0
9 | Distribution Feeders - Short Rural | Distribution feeders - Short rural | 6 | 0.20547 | 0 | 0 | 0 | 11.1121 | 0 | 17.9666 | 18.3476 | 0 | 16.0994 | 22.2915 | 21.0721 | 0 | 15.4135 | 5.7539 | 21.9295 | 10.2503 | 30.5603 | 20.9388 | 15.4135 | 32.0083 | 22.4058 | 16.7663 | 29.0549 | 7.7925 | 14.4799 | 6.3108 | 21.7199 | 30.8842 | 22.1962 | 18.3476 | 34.7519 | 31.5701 | 34.6185 | 7.8115 | 1.3 | 21.9485 | 9.1452 | 2.6864 | 31.3224 | 38.1476 | 6.4779 | 24.1015 | 34.5613 | 14.8229 | 1.3 | 32.7704 | 11.241 | 3.5057 | 0 | 24.4825 | 19.0526 | 0 | 6.8589 | 11.0505 | 7.621 | 14.499 | 36.1999 | 9.1452 | 0 | 7.621 | 14.6705 | 4.2678 | 11.1267 | 16.328 | 6.4779 | 0 | 18.6715 | 9.1452 | 6.7065 | 0 | 7.621 | 0 | 0 | 9.1452 | 13.9084 | 0 | 14.3275 | 0 | 0 | 8.3831 | 0 | 7.621 | 6.8589 | 17.8522 | 0 | 0 | 15.9279 | 0 | 0 | 0 | 0 | 0 | 0 | 8.921 | 6.2873 | 7.0494 | 0 | 0 | 0 | 0 | 0 | 5.1632 | 0 | 0 | 0 | 7.621 | 7.5258 | 0 | 0 | 4.8584 | 0 | 4.4774 | 0 | 0 | 0 | 0 | 0 | 6.5731 | 0 | 0 | 0 | 0 | 0 | 0 | 0 | 0 | 0 | 0 | 0 | 0 | 0 | 0 | 0 | 0 | 0 | 0 | 0 | 0 | 0 | 0 | 0 | 0 | 0 | 0 | 0 | 0 | 0 | 0 | 0 | 0 | 0 | 0
10 | Distribution Feeders - Long Rural | Distribution feeders - Long rural | 7 | -0.27884 | 0 | 37.4764 | 18.3418 | 16.888 | 11.2118 | 26.5535 | 15.5659 | 31.2316 | 21.8754 | 16.6945 | 21.9149 | 29.8935 | 20.5577 | 11.1648 | 56.8528 | 39.8243 | 13.627 | 9.0632 | 45.3634 | 39.858 | 13.6226 | 41.6679 | 0 | 14.8229 | 20.1004 | 63.2164 | 13.9093 | 38.6957 | 26.4259 | 20.9197 | 38.6431 | 12.5029 | 38.5814 | 20.2518 | 9.2976 | 1.3 | 26.7117 | 28.1195 | 37.4964 | 22.315 | 16.6373 | 36.6615 | 5.0108 | 12.6318 | 26.3687 | 8.5927 | 14.4037 | 25.3062 | 14.0843 | 7.7779 | 5.1632 | 14.1561 | 0 | 18.0999 | 6.8868 | 6.4779 | 15.242 | 33.3004 | 1.3 | 28.3502 | 7.621 | 12.8033 | 18.0237 | 3.4485 | 6.4632 | 0 | 0 | 6.7827 | 0 | 1.3 | 0 | 1.3 | 0 | 5.1632 | 0 | 0 | 2.4578 | 8.1589 | 0 | 0 | 6.5731 | 0 | 0 | 0 | 0 | 0 | 0 | 0 | 0 | 0 | 0 | 0 | 0 | 5.1632 | 2.4748 | 3.4485 | 5.1632 | 0 | 0 | 0 | 0 | 0 | 0 | 0 | 0 | 0 | 0 | 0 | 0 | 0 | 0 | 0 | 0 | 0 | 0 | 0 | 0 | 0 | 0 | 0 | 0 | 0 | 0 | 0 | 0 | 0 | 0 | 0 | 0 | 0 | 0 | 0 | 0 | 0 | 0 | 0 | 0 | 0 | 0 | 0 | 0 | 0 | 5.1442 | 0 | 0 | 0 | 0 | 0 | 0 | 0 | 0 | 0
11 | Distribution Substations - CBD | Distribution substations - CBD | 8 |  | 0 | 0 | 0 | 0 | 0 | 0 | 0 | 0 | 0 | 0 | 0 | 0 | 0 | 0 | 0 | 0 | 0 | 0 | 0 | 0 | 0 | 0 | 0 | 0 | 0 | 0 | 0 | 0 | 0 | 0 | 0 | 0 | 0 | 0 | 0 | 0 | 0 | 0 | 0 | 0 | 0 | 0 | 0 | 0 | 0 | 0 | 0 | 0 | 0 | 0 | 0 | 0 | 0 | 0 | 0 | 0 | 0 | 0 | 0 | 0 | 0 | 0 | 0 | 0 | 0 | 0 | 0 | 0 | 0 | 0 | 0 | 0 | 0 | 0 | 0 | 0 | 0 | 0 | 0 | 0 | 0 | 0 | 0 | 0 | 0 | 0 | 0 | 0 | 0 | 0 | 0 | 0 | 0 | 0 | 0 | 0 | 0 | 0 | 0 | 0 | 0 | 0 | 0 | 0 | 0 | 0 | 0 | 0 | 0 | 0 | 0 | 0 | 0 | 0 | 0 | 0 | 0 | 0 | 0 | 0 | 0 | 0 | 0 | 0 | 0 | 0 | 0 | 0 | 0 | 0 | 0 | 0 | 0 | 0 | 0 | 0 | 0 | 0 | 0 | 0 | 0 | 0 | 0 | 0 | 0 | 0 | 0 | 0 | 0 | 0 | 0 | 0
12 | Distribution substations - Urban Pole | Distribution substations - Urban | 9 |  | 0 | 0 | 0 | 0 | 0 | 0 | 0 | 0 | 0 | 0 | 0 | 0 | 0 | 0 | 0 | 0 | 0 | 0 | 0 | 0 | 0 | 0 | 0 | 0 | 0 | 0 | 0 | 0 | 0 | 0 | 0 | 0 | 0 | 0 | 0 | 0 | 0 | 0 | 0 | 0 | 0 | 0 | 0 | 0 | 0 | 0 | 0 | 0 | 0 | 0 | 0 | 0 | 0 | 0 | 0 | 0 | 0 | 0 | 0 | 0 | 0 | 0 | 0 | 0 | 0 | 0 | 0 | 0 | 0 | 0 | 0 | 0 | 0 | 0 | 0 | 0 | 0 | 0 | 0 | 0 | 0 | 0 | 0 | 0 | 0 | 0 | 0 | 0 | 0 | 0 | 0 | 0 | 0 | 0 | 0 | 0 | 0 | 0 | 0 | 0 | 0 | 0 | 0 | 0 | 0 | 0 | 0 | 0 | 0 | 0 | 0 | 0 | 0 | 0 | 0 | 0 | 0 | 0 | 0 | 0 | 0 | 0 | 0 | 0 | 0 | 0 | 0 | 0 | 0 | 0 | 0 | 0 | 0 | 0 | 0 | 0 | 0 | 0 | 0 | 0 | 0 | 0 | 0 | 0 | 0 | 0 | 0 | 0 | 0 | 0 | 0 | 0
13 | Distribution substations - Urban Pad | Distribution substations - Urban | 9 |  | 0 | 0 | 0 | 0 | 0 | 0 | 0 | 0 | 0 | 0 | 0 | 0 | 0 | 0 | 0 | 0 | 0 | 0 | 0 | 0 | 0 | 0 | 0 | 0 | 0 | 0 | 0 | 0 | 0 | 0 | 0 | 0 | 0 | 0 | 0 | 0 | 0 | 0 | 0 | 0 | 0 | 0 | 0 | 0 | 0 | 0 | 0 | 0 | 0 | 0 | 0 | 0 | 0 | 0 | 0 | 0 | 0 | 0 | 0 | 0 | 0 | 0 | 0 | 0 | 0 | 0 | 0 | 0 | 0 | 0 | 0 | 0 | 0 | 0 | 0 | 0 | 0 | 0 | 0 | 0 | 0 | 0 | 0 | 0 | 0 | 0 | 0 | 0 | 0 | 0 | 0 | 0 | 0 | 0 | 0 | 0 | 0 | 0 | 0 | 0 | 0 | 0 | 0 | 0 | 0 | 0 | 0 | 0 | 0 | 0 | 0 | 0 | 0 | 0 | 0 | 0 | 0 | 0 | 0 | 0 | 0 | 0 | 0 | 0 | 0 | 0 | 0 | 0 | 0 | 0 | 0 | 0 | 0 | 0 | 0 | 0 | 0 | 0 | 0 | 0 | 0 | 0 | 0 | 0 | 0 | 0 | 0 | 0 | 0 | 0 | 0 | 0
14 | Distribution substations - Short rural | Distribution substations - Short rural | 10 |  | 0 | 0 | 0 | 0 | 0 | 0 | 0 | 0 | 0 | 0 | 0 | 0 | 0 | 0 | 0 | 0 | 0 | 0 | 0 | 0 | 0 | 0 | 0 | 0 | 0 | 0 | 0 | 0 | 0 | 0 | 0 | 0 | 0 | 0 | 0 | 0 | 0 | 0 | 0 | 0 | 0 | 0 | 0 | 0 | 0 | 0 | 0 | 0 | 0 | 0 | 0 | 0 | 0 | 0 | 0 | 0 | 0 | 0 | 0 | 0 | 0 | 0 | 0 | 0 | 0 | 0 | 0 | 0 | 0 | 0 | 0 | 0 | 0 | 0 | 0 | 0 | 0 | 0 | 0 | 0 | 0 | 0 | 0 | 0 | 0 | 0 | 0 | 0 | 0 | 0 | 0 | 0 | 0 | 0 | 0 | 0 | 0 | 0 | 0 | 0 | 0 | 0 | 0 | 0 | 0 | 0 | 0 | 0 | 0 | 0 | 0 | 0 | 0 | 0 | 0 | 0 | 0 | 0 | 0 | 0 | 0 | 0 | 0 | 0 | 0 | 0 | 0 | 0 | 0 | 0 | 0 | 0 | 0 | 0 | 0 | 0 | 0 | 0 | 0 | 0 | 0 | 0 | 0 | 0 | 0 | 0 | 0 | 0 | 0 | 0 | 0 | 0
15 | Distribution substations - Long rural | Distribution substations - Long rural | 11 |  | 0 | 0 | 0 | 0 | 0 | 0 | 0 | 0 | 0 | 0 | 0 | 0 | 0 | 0 | 0 | 0 | 0 | 0 | 0 | 0 | 0 | 0 | 0 | 0 | 0 | 0 | 0 | 0 | 0 | 0 | 0 | 0 | 0 | 0 | 0 | 0 | 0 | 0 | 0 | 0 | 0 | 0 | 0 | 0 | 0 | 0 | 0 | 0 | 0 | 0 | 0 | 0 | 0 | 0 | 0 | 0 | 0 | 0 | 0 | 0 | 0 | 0 | 0 | 0 | 0 | 0 | 0 | 0 | 0 | 0 | 0 | 0 | 0 | 0 | 0 | 0 | 0 | 0 | 0 | 0 | 0 | 0 | 0 | 0 | 0 | 0 | 0 | 0 | 0 | 0 | 0 | 0 | 0 | 0 | 0 | 0 | 0 | 0 | 0 | 0 | 0 | 0 | 0 | 0 | 0 | 0 | 0 | 0 | 0 | 0 | 0 | 0 | 0 | 0 | 0 | 0 | 0 | 0 | 0 | 0 | 0 | 0 | 0 | 0 | 0 | 0 | 0 | 0 | 0 | 0 | 0 | 0 | 0 | 0 | 0 | 0 | 0 | 0 | 0 | 0 | 0 | 0 | 0 | 0 | 0 | 0 | 0 | 0 | 0 | 0 | 0 | 0
16 | 0 |  | 0 |  | 0 | 0 | 0 | 0 | 0 | 0 | 0 | 0 | 0 | 0 | 0 | 0 | 0 | 0 | 0 | 0 | 0 | 0 | 0 | 0 | 0 | 0 | 0 | 0 | 0 | 0 | 0 | 0 | 0 | 0 | 0 | 0 | 0 | 0 | 0 | 0 | 0 | 0 | 0 | 0 | 0 | 0 | 0 | 0 | 0 | 0 | 0 | 0 | 0 | 0 | 0 | 0 | 0 | 0 | 0 | 0 | 0 | 0 | 0 | 0 | 0 | 0 | 0 | 0 | 0 | 0 | 0 | 0 | 0 | 0 | 0 | 0 | 0 | 0 | 0 | 0 | 0 | 0 | 0 | 0 | 0 | 0 | 0 | 0 | 0 | 0 | 0 | 0 | 0 | 0 | 0 | 0 | 0 | 0 | 0 | 0 | 0 | 0 | 0 | 0 | 0 | 0 | 0 | 0 | 0 | 0 | 0 | 0 | 0 | 0 | 0 | 0 | 0 | 0 | 0 | 0 | 0 | 0 | 0 | 0 | 0 | 0 | 0 | 0 | 0 | 0 | 0 | 0 | 0 | 0 | 0 | 0 | 0 | 0 | 0 | 0 | 0 | 0 | 0 | 0 | 0 | 0 | 0 | 0 | 0 | 0 | 0 | 0 | 0 | 0 | 0 | 0
[5 empty] | 0 | 0 | 0 | 0 | 0 | 0 | 0 | 0 | 0 | 0 | 0 | 0 | 0 | 0 | 0 | 0 | 0 | 0 | 0 | 0 | 0 | 0 | 0 | 0 | 0 | 0 | 0 | 0 | 0 | 0 | 0 | 0 | 0 | 0 | 0 | 0 | 0 | 0 | 0 | 0 | 0 | 0 | 0 | 0 | 0 | 0 | 0 | 0 | 0 | 0 | 0 | 0 | 0 | 0 | 0 | 0 | 0 | 0 | 0 | 0 | 0 | 0 | 0 | 0 | 0 | 0 | 0 | 0 | 0 | 0 | 0 | 0 | 0 | 0 | 0 | 0 | 0 | 0 | 0 | 0 | 0 | 0 | 0 | 0 | 0 | 0 | 0 | 0 | 0 | 0 | 0 | 0 | 0 | 0 | 0 | 0 | 0 | 0 | 0 | 0 | 0 | 0 | 0 | 0 | 0 | 0 | 0 | 0 | 0 | 0 | 0 | 0 | 0 | 0 | 0 | 0 | 0 | 0 | 0 | 0 | 0 | 0 | 0 | 0 | 0 | 0 | 0 | 0 | 0 | 0 | 0 | 0 | 0 | 0 | 0 | 0 | 0 | 0 | 0 | 0 | 0 | 0 | 0 | 0 | 0 | 0 | 0 | 0 | 0 | 0 | 0 | 0
[5 empty] | 0 | 0 | 0 | 0 | 0 | 0 | 0 | 0 | 0 | 0 | 0 | 0 | 0 | 0 | 0 | 0 | 0 | 0 | 0 | 0 | 0 | 0 | 0 | 0 | 0 | 0 | 0 | 0 | 0 | 0 | 0 | 0 | 0 | 0 | 0 | 0 | 0 | 0 | 0 | 0 | 0 | 0 | 0 | 0 | 0 | 0 | 0 | 0 | 0 | 0 | 0 | 0 | 0 | 0 | 0 | 0 | 0 | 0 | 0 | 0 | 0 | 0 | 0 | 0 | 0 | 0 | 0 | 0 | 0 | 0 | 0 | 0 | 0 | 0 | 0 | 0 | 0 | 0 | 0 | 0 | 0 | 0 | 0 | 0 | 0 | 0 | 0 | 0 | 0 | 0 | 0 | 0 | 0 | 0 | 0 | 0 | 0 | 0 | 0 | 0 | 0 | 0 | 0 | 0 | 0 | 0 | 0 | 0 | 0 | 0 | 0 | 0 | 0 | 0 | 0 | 0 | 0 | 0 | 0 | 0 | 0 | 0 | 0 | 0 | 0 | 0 | 0 | 0 | 0 | 0 | 0 | 0 | 0 | 0 | 0 | 0 | 0 | 0 | 0 | 0 | 0 | 0 | 0 | 0 | 0 | 0 | 0 | 0 | 0 | 0 | 0 | 0
[5 empty] | 0 | 0 | 0 | 0 | 0 | 0 | 0 | 0 | 0 | 0 | 0 | 0 | 0 | 0 | 0 | 0 | 0 | 0 | 0 | 0 | 0 | 0 | 0 | 0 | 0 | 0 | 0 | 0 | 0 | 0 | 0 | 0 | 0 | 0 | 0 | 0 | 0 | 0 | 0 | 0 | 0 | 0 | 0 | 0 | 0 | 0 | 0 | 0 | 0 | 0 | 0 | 0 | 0 | 0 | 0 | 0 | 0 | 0 | 0 | 0 | 0 | 0 | 0 | 0 | 0 | 0 | 0 | 0 | 0 | 0 | 0 | 0 | 0 | 0 | 0 | 0 | 0 | 0 | 0 | 0 | 0 | 0 | 0 | 0 | 0 | 0 | 0 | 0 | 0 | 0 | 0 | 0 | 0 | 0 | 0 | 0 | 0 | 0 | 0 | 0 | 0 | 0 | 0 | 0 | 0 | 0 | 0 | 0 | 0 | 0 | 0 | 0 | 0 | 0 | 0 | 0 | 0 | 0 | 0 | 0 | 0 | 0 | 0 | 0 | 0 | 0 | 0 | 0 | 0 | 0 | 0 | 0 | 0 | 0 | 0 | 0 | 0 | 0 | 0 | 0 | 0 | 0 | 0 | 0 | 0 | 0 | 0 | 0 | 0 | 0 | 0 | 0
Utilisation Threshold Values
|  |  |  | Segment ID | 0: 7; 1: 8; 2: 9; 6: Growth Rates; 7: Utilisation Threshold
|  |  |  | Mean utilisation | 0: 36.3905; 1: 54.4094; 2: 42.006; 5: Max; 6: 12.1%; 7: 229
|  |  |  | St Dev | 0: 21.2727; 1: 26.9763; 2: 29.6759; 5: Min; 6: -11.18%; 7: 0
[10 empty] | Mean | -0.3335% | 43.7811
[10 empty] | Mode | 0 | 0
[10 empty] | StDev |  | 28.1714
[9 empty] | 10% PoE | OFF
Segment ID | SAPN Network Segment | AER Segment Group | AER Seg Group ID | Line Name | 0: Volts (kV); 2: Applicable Rating - 2013/14; 3: Forecast Demand 2013/14; 4: Utilisation 2013/14; 5: In (Y) / Out (N); 6: Growth Rate; 7: Planning Category; 8: Utilisation at time of constraint; 9: Year of Constraint; 10: Constraint Utilisation
7 | Distribution Feeders - CBD | Distribution feeders - CBD | 4 | CBD-367A/GPW | 2: 6.5731; 3: 1.8862; 4: 29; 5: Y; 6: -0.8739%
7 | Distribution Feeders - CBD | Distribution feeders - CBD | 4 | bar: 0 to 6
7 | Distribution Feeders - CBD | Distribution feeders - CBD | 4 | CBD-367B | 2: 6.9542; 3: 2.8731; 4: 41; 5: Y; 6: -0.8739%
7 | Distribution Feeders - CBD | Distribution feeders - CBD | 4 | CBD-367C | 2: 5.5252; 3: 1.9205; 4: 35; 5: Y; 6: -0.8739%
7 | Distribution Feeders - CBD | Distribution feeders - CBD | 4 | bar: 0 to 6
7 | Distribution Feeders - CBD | Distribution feeders - CBD | 4 | CBD-367E/GFP | 2: 7.1447; 3: 3.1113; 4: 44; 5: Y; 6: -0.8739%
7 | Distribution Feeders - CBD | Distribution feeders - CBD | 4 | bar: 0 to 6
7 | Distribution Feeders - CBD | Distribution feeders - CBD | 4 | CBD-367F/GC4 | 2: 6.0968; 3: 0.87642; 4: 14; 5: Y; 6: -0.8739%
7 | Distribution Feeders - CBD | Distribution feeders - CBD | 4 | CBD-367F/GFP | 2: 6.6684; 3: 1.5052; 4: 23; 5: Y; 6: -0.8739%
7 | Distribution Feeders - CBD | Distribution feeders - CBD | 4 | bar: 0 to 6
7 | Distribution Feeders - CBD | Distribution feeders - CBD | 4 | CBD-367G/GC4 | 2: 5.811; 3: 3.3723; 4: 58; 5: Y; 6: -0.8739%
7 | Distribution Feeders - CBD | Distribution feeders - CBD | 4 | CBD-367H/GPN | 2: 7.5258; 3: 3.3342; 4: 44; 5: Y; 6: -0.8739%
7 | Distribution Feeders - CBD | Distribution feeders - CBD | 4 | CBD-367H/PW6 | 2: 8.0973; 3: 3.0484; 4: 38; 5: Y; 6: -0.8739%
7 | Distribution Feeders - CBD | Distribution feeders - CBD | 4 | bar: 0 to 6
7 | Distribution Feeders - CBD | Distribution feeders - CBD | 4 | CBD-367J/UN3 | 2: 5.7158; 3: 3.2199; 4: 56; 5: Y; 6: -0.8739%
7 | Distribution Feeders - CBD | Distribution feeders - CBD | 4 | CBD-367K | 2: 5.6205; 3: 2.4559; 4: 44; 5: Y; 6: -0.8739%
7 | Distribution Feeders - CBD | Distribution feeders - CBD | 4 | CBD-367L | 2: 5.1442; 3: 2.0243; 4: 39; 5: Y; 6: -0.8739%
7 | Distribution Feeders - CBD | Distribution feeders - CBD | 4 | CBD-367M | 2: 5.5252; 3: 1.2508; 4: 23; 5: Y; 6: -0.8739%
7 | Distribution Feeders - CBD | Distribution feeders - CBD | 4 | CBD-367N | 2: 7.1447; 3: 2.0843; 4: 29; 5: Y; 6: -0.8739%
7 | Distribution Feeders - CBD | Distribution feeders - CBD | 4 | CBD-367P | 2: 6.0968; 3: 2.2177; 4: 36; 5: Y; 6: -0.8739%
7 | Distribution Feeders - CBD | Distribution feeders - CBD | 4 | CBD-367Q | 2: 9.1452; 3: 4.8527; 4: 53; 5: Y; 6: -0.8739%
7 | Distribution Feeders - CBD | Distribution feeders - CBD | 4 | bar: 0 to 6
7 | Distribution Feeders - CBD | Distribution feeders - CBD | 4 | CBD-367S/FGP | 2: 5.0489; 3: 3.4295; 4: 68; 5: Y; 6: -0.8739%
7 | Distribution Feeders - CBD | Distribution feeders - CBD | 4 | CBD-367S/HS2 | 2: 7.0494; 3: 1.448; 4: 21; 5: Y; 6: -0.8739%
7 | Distribution Feeders - CBD | Distribution feeders - CBD | 4 | bar: 0 to 6
7 | Distribution Feeders - CBD | Distribution feeders - CBD | 4 | CBD-367U | 2: 4.6679; 3: 1.5776; 4: 34; 5: Y; 6: -0.8739%
7 | Distribution Feeders - CBD | Distribution feeders - CBD | 4 | bar: 0 to 6
7 | Distribution Feeders - CBD | Distribution feeders - CBD | 4 | bar: 0 to 6
7 | Distribution Feeders - CBD | Distribution feeders - CBD | 4 | CBD-366A/UN1 | 2: 4.4774; 3: 1.6195; 4: 36; 5: Y; 6: -0.9685%
7 | Distribution Feeders - CBD | Distribution feeders - CBD | 4 | CBD-366B/GHP | 2: 4.6679; 3: 0.95263; 4: 20; 5: Y; 6: -0.9685%
7 | Distribution Feeders - CBD | Distribution feeders - CBD | 4 | CBD-366B/UH1 | 2: 4.2868; 3: 1.7528; 4: 41; 5: Y; 6: -0.9685%
7 | Distribution Feeders - CBD | Distribution feeders - CBD | 4 | bar: 0 to 6
7 | Distribution Feeders - CBD | Distribution feeders - CBD | 4 | bar: 0 to 6
7 | Distribution Feeders - CBD | Distribution feeders - CBD | 4 | CBD-366E | 2: 4.7631; 3: 2.6045; 4: 55; 5: Y; 6: -0.9685%
7 | Distribution Feeders - CBD | Distribution feeders - CBD | 4 | CBD-366F/FGP | 2: 4.6679; 3: 0; 4: 0; 5: N; 6: -0.9685%
7 | Distribution Feeders - CBD | Distribution feeders - CBD | 4 | CBD-366F/UH6 | 2: 3.3342; 3: 1.7271; 4: 52; 5: Y; 6: -0.9685%
7 | Distribution Feeders - CBD | Distribution feeders - CBD | 4 | CBD-366G | 2: 3.4295; 3: 1.4289; 4: 42; 5: Y; 6: -0.9685%
7 | Distribution Feeders - CBD | Distribution feeders - CBD | 4 | CBD-366H | 2: 3.4295; 3: 2.1587; 4: 63; 5: Y; 6: -0.9685%
7 | Distribution Feeders - CBD | Distribution feeders - CBD | 4 | CBD-366J/GW1 | 2: 4.001; 3: 1.5242; 4: 38; 5: Y; 6: -0.9685%
7 | Distribution Feeders - CBD | Distribution feeders - CBD | 4 | CBD-366J/H1 | 2: 4.6679; 3: 1.5242; 4: 33; 5: Y; 6: -0.9685%
7 | Distribution Feeders - CBD | Distribution feeders - CBD | 4 | CBD-366K | 2: 4.8584; 3: 3.4085; 4: 70; 5: Y; 6: -0.9685%
7 | Distribution Feeders - CBD | Distribution feeders - CBD | 4 | CBD-366L/GC4 | 2: 5.1442; 3: 2.5721; 4: 50; 5: Y; 6: -0.9685%
7 | Distribution Feeders - CBD | Distribution feeders - CBD | 4 | CBD-366L/PW2 | 2: 4.4774; 3: 1.1432; 4: 26; 5: Y; 6: -0.9685%
7 | Distribution Feeders - CBD | Distribution feeders - CBD | 4 | CBD-366M/GW2 | 2: 4.7631; 3: 2.2482; 4: 47; 5: Y; 6: -0.9685%
7 | Distribution Feeders - CBD | Distribution feeders - CBD | 4 | CBD-366M/UH3 | 2: 3.62; 3: 2.2482; 4: 62; 5: Y; 6: -0.9685%
7 | Distribution Feeders - CBD | Distribution feeders - CBD | 4 | CBD-366N/FF3 | 2: 3.2389; 3: 0.85737; 4: 26; 5: Y; 6: -0.9685%
7 | Distribution Feeders - CBD | Distribution feeders - CBD | 4 | CBD-366N/GGP | 2: 6.2873; 3: 1.7147; 4: 27; 5: Y; 6: -0.9685%
7 | Distribution Feeders - CBD | Distribution feeders - CBD | 4 | CBD-366P/FF2 | 2: 4.8584; 3: 1.7566; 4: 36; 5: Y; 6: -0.9685%
7 | Distribution Feeders - CBD | Distribution feeders - CBD | 4 | CBD-366P/FGP | 2: 4.3821; 3: 0; 4: 0; 5: N; 6: -0.9685%
7 | Distribution Feeders - CBD | Distribution feeders - CBD | 4 | CBD-366Q/GG2 | 2: 4.9537; 3: 3.9058; 4: 79; 5: Y; 6: -0.9685%
7 | Distribution Feeders - CBD | Distribution feeders - CBD | 4 | CBD-366Q/UH7 | 2: 3.2389; 3: 1.448; 4: 45; 5: Y; 6: -0.9685%
7 | Distribution Feeders - CBD | Distribution feeders - CBD | 4 | bar: 0 to 6
7 | Distribution Feeders - CBD | Distribution feeders - CBD | 4 | CBD-366S | 2: 3.62; 3: 2.9179; 4: 81; 5: Y; 6: -0.9685%
7 | Distribution Feeders - CBD | Distribution feeders - CBD | 4 | CBD-366T/GC3 | 2: 3.9058; 3: 1.4289; 4: 37; 5: Y; 6: -0.9685%
7 | Distribution Feeders - CBD | Distribution feeders - CBD | 4 | CBD-366T/RH1 | 2: 4.9537; 3: 0.89547; 4: 18; 5: Y; 6: -0.9685%
7 | Distribution Feeders - CBD | Distribution feeders - CBD | 4 | CBD-353A/NKH3 | 2: 7.24; 3: 0.91452; 4: 13; 5: Y; 6: -0.8951%
7 | Distribution Feeders - CBD | Distribution feeders - CBD | 4 | CBD-353A/RH1 | 2: 4.9537; 3: 2.7626; 4: 56; 5: Y; 6: -0.8951%
7 | Distribution Feeders - CBD | Distribution feeders - CBD | 4 | CBD-353B | 2: 4.8584; 3: 3.0217; 4: 62; 5: Y; 6: -0.8951%
7 | Distribution Feeders - CBD | Distribution feeders - CBD | 4 | CBD-353C | 2: 4.9537; 3: 2.0243; 4: 41; 5: Y; 6: -0.8951%
7 | Distribution Feeders - CBD | Distribution feeders - CBD | 4 | CBD-353D | 2: 5.2395; 3: 2.5607; 4: 49; 5: Y; 6: -0.8951%
7 | Distribution Feeders - CBD | Distribution feeders - CBD | 4 | CBD-353E/HLC | 2: 6.1921; 3: 1.5623; 4: 25; 5: Y; 6: -0.8951%
7 | Distribution Feeders - CBD | Distribution feeders - CBD | 4 | CBD-353E/NT3 | 2: 4.5726; 3: 1.467; 4: 32; 5: Y; 6: -0.8951%
7 | Distribution Feeders - CBD | Distribution feeders - CBD | 4 | CBD-353F/HLC | 2: 6.2873; 3: 3.0484; 4: 48; 5: Y; 6: -0.8951%
7 | Distribution Feeders - CBD | Distribution feeders - CBD | 4 | bar: 0 to 6
7 | Distribution Feeders - CBD | Distribution feeders - CBD | 4 | bar: 0 to 6
7 | Distribution Feeders - CBD | Distribution feeders - CBD | 4 | bar: 0 to 6
7 | Distribution Feeders - CBD | Distribution feeders - CBD | 4 | bar: 0 to 6
7 | Distribution Feeders - CBD | Distribution feeders - CBD | 4 | CBD-353H/GHR | 2: 8.2879; 3: 1.5032; 4: 18; 5: Y; 6: -0.8951%
7 | Distribution Feeders - CBD | Distribution feeders - CBD | 4 | CBD-353J | 2: 6.8589; 3: 3.319; 4: 48; 5: Y; 6: -0.8951%
7 | Distribution Feeders - CBD | Distribution feeders - CBD | 4 | CBD-353K | 2: 6.3826; 3: 0; 4: 0; 5: N; 6: -0.8951%
7 | Distribution Feeders - CBD | Distribution feeders - CBD | 4 | CBD-353L | 2: 4.7631; 3: 1.5776; 4: 33; 5: Y; 6: -0.8951%
7 | Distribution Feeders - CBD | Distribution feeders - CBD | 4 | CBD-353M | 2: 5.3347; 3: 4.0934; 4: 77; 5: Y; 6: -0.8951%
7 | Distribution Feeders - CBD | Distribution feeders - CBD | 4 | CBD-353N | 2: 4.8584; 3: 2.7683; 4: 57; 5: Y; 6: -0.8951%
7 | Distribution Feeders - CBD | Distribution feeders - CBD | 4 | CBD-353P/CEW1 | 2: 8.2879; 3: 0.7621; 4: 9; 5: Y; 6: -0.8951%
7 | Distribution Feeders - CBD | Distribution feeders - CBD | 4 | CBD-353P/GC3 | 2: 4.5726; 3: 1.7147; 4: 38; 5: Y; 6: -0.8951%
7 | Distribution Feeders - CBD | Distribution feeders - CBD | 4 | CBD-353Q/GC4 | 2: 5.3347; 3: 0.85737; 4: 16; 5: Y; 6: -0.8951%
7 | Distribution Feeders - CBD | Distribution feeders - CBD | 4 | bar: 0 to 6
7 | Distribution Feeders - CBD | Distribution feeders - CBD | 4 | CBD-353R | 2: 4.9537; 3: 2.5159; 4: 51; 5: Y; 6: -0.8951%
7 | Distribution Feeders - CBD | Distribution feeders - CBD | 4 | bar: 0 to 6
7 | Distribution Feeders - CBD | Distribution feeders - CBD | 4 | CBD-353S/GHM | 2: 7.1447; 3: 1.7528; 4: 25; 5: Y; 6: -0.8951%
7 | Distribution Feeders - CBD | Distribution feeders - CBD | 4 | CBD-353T | 2: 4.9537; 3: 1.1317; 4: 23; 5: Y; 6: -0.8951%
7 | Distribution Feeders - CBD | Distribution feeders - CBD | 4 | CBD-412A/FMW | 2: 6.0968; 3: 3.5247; 4: 58; 5: Y; 6: -1.031%
7 | Distribution Feeders - CBD | Distribution feeders - CBD | 4 | CBD-412A/GW1 | 2: 4.1916; 3: 2.8731; 4: 69; 5: Y; 6: -1.031%
7 | Distribution Feeders - CBD | Distribution feeders - CBD | 4 | CBD-412B/GA2 | 2: 4.1916; 3: 0; 4: 0; 5: N; 6: -1.031%
7 | Distribution Feeders - CBD | Distribution feeders - CBD | 4 | CBD-412B/SLG | 2: 4.1916; 3: 0.95263; 4: 23; 5: Y; 6: -1.031%
7 | Distribution Feeders - CBD | Distribution feeders - CBD | 4 | CBD-412C | 2: 4.5726; 3: 1.5328; 4: 34; 5: Y; 6: -1.031%
7 | Distribution Feeders - CBD | Distribution feeders - CBD | 4 | CBD-412D/WGG | 2: 4.4774; 3: 0; 4: 0; 5: N; 6: -1.031%
7 | Distribution Feeders - CBD | Distribution feeders - CBD | 4 | CBD-412D/WSK | 2: 7.0494; 3: 0; 4: 0; 5: N; 6: -1.031%
7 | Distribution Feeders - CBD | Distribution feeders - CBD | 4 | CBD-412E/FCW | 2: 3.5247; 3: 1.5032; 4: 43; 5: Y; 6: -1.031%
7 | Distribution Feeders - CBD | Distribution feeders - CBD | 4 | CBD-412E/WMW | 2: 6.1921; 3: 0.724; 4: 12; 5: Y; 6: -1.031%
7 | Distribution Feeders - CBD | Distribution feeders - CBD | 4 | CBD-412F | 2: 5.7158; 3: 3.6467; 4: 64; 5: Y; 6: -1.031%
7 | Distribution Feeders - CBD | Distribution feeders - CBD | 4 | CBD-412G/FCW | 2: 3.2389; 3: 0.13337; 4: 4; 5: Y; 6: -1.031%
7 | Distribution Feeders - CBD | Distribution feeders - CBD | 4 | CBD-412G/WC2 | 2: 3.4295; 3: 1.7338; 4: 51; 5: Y; 6: -1.031%
7 | Distribution Feeders - CBD | Distribution feeders - CBD | 4 | CBD-412H | 2: 4.9537; 3: 3.1113; 4: 63; 5: Y; 6: -1.031%
7 | Distribution Feeders - CBD | Distribution feeders - CBD | 4 | CBD-412J | 2: 3.7152; 3: 2.7683; 4: 75; 5: Y; 6: -1.031%
7 | Distribution Feeders - CBD | Distribution feeders - CBD | 4 | CBD-412K | 2: 4.2868; 3: 2.9179; 4: 68; 5: Y; 6: -1.031%
7 | Distribution Feeders - CBD | Distribution feeders - CBD | 4 | CBD-412L/FMW | 2: 5.5252; 3: 1.9053; 4: 34; 5: Y; 6: -1.031%
7 | Distribution Feeders - CBD | Distribution feeders - CBD | 4 | CBD-412L/SKG | 2: 5.43; 3: 1.1432; 4: 21; 5: Y; 6: -1.031%
7 | Distribution Feeders - CBD | Distribution feeders - CBD | 4 | CBD-412M | 2: 4.7631; 3: 2.6045; 4: 55; 5: Y; 6: -1.031%
7 | Distribution Feeders - CBD | Distribution feeders - CBD | 4 | CBD-412N | 2: 3.1437; 3: 2.4559; 4: 78; 5: Y; 6: -1.031%
7 | Distribution Feeders - CBD | Distribution feeders - CBD | 4 | CBD-412P | 2: 2.6674; 3: 1.5328; 4: 57; 5: Y; 6: -1.031%
7 | Distribution Feeders - CBD | Distribution feeders - CBD | 4 | CBD-412Q | 2: 2.7626; 3: 1.831; 4: 66; 5: Y; 6: -1.031%
7 | Distribution Feeders - CBD | Distribution feeders - CBD | 4 | CBD-412R | 2: 4.1916; 3: 1.5928; 4: 38; 5: Y; 6: -1.031%
7 | Distribution Feeders - CBD | Distribution feeders - CBD | 4 | CBD-412S/GA4 | 2: 7.1447; 3: 0.81831; 4: 11; 5: Y; 6: -1.031%
7 | Distribution Feeders - CBD | Distribution feeders - CBD | 4 | CBD-412S/GG2 | 2: 4.9537; 3: 2.0986; 4: 42; 5: Y; 6: -1.031%
9 | Distribution Feeders - Short Rural | Distribution feeders - Short rural | 6 | SG-03 | 2: 10.6694; 3: 2.7817; 4: 26; 5: Y; 6: 1.394%
9 | Distribution Feeders - Short Rural | Distribution feeders - Short rural | 6 | SG-06 | 2: 8.7642; 3: 0.75162; 4: 9; 5: Y; 6: 1.394%
9 | Distribution Feeders - Short Rural | Distribution feeders - Short rural | 6 | SG-10 | 2: 8.7642; 3: 3.298; 4: 38; 5: Y; 6: 1.394%
10 | Distribution Feeders - Long Rural | Distribution feeders - Long rural | 7 | MG-17 | 2: 8.688; 3: 2.3185; 4: 27; 5: Y; 6: -0.08%
10 | Distribution Feeders - Long Rural | Distribution feeders - Long rural | 7 | MG-19 | 2: 8.688; 3: 2.6293; 4: 30; 5: Y; 6: -0.08%
10 | Distribution Feeders - Long Rural | Distribution feeders - Long rural | 7 | R-22 | 2: 1.3; 3: 0.10836; 4: 8; 5: Y; 6: -1.741%
10 | Distribution Feeders - Long Rural | Distribution feeders - Long rural | 7 | KI-21 | 2: 5.1632; 3: 0.51042; 4: 10; 5: Y; 6: -1.455%
10 | Distribution Feeders - Long Rural | Distribution feeders - Long rural | 7 | KI-22 | 2: 3.5819; 3: 0.039954; 4: 1; 5: Y; 6: -1.455%
9 | Distribution Feeders - Short Rural | Distribution feeders - Short rural | 6 | NU-01 | 2: 11.0505; 3: 2.8388; 4: 26; 5: Y; 6: -1.08%
10 | Distribution Feeders - Long Rural | Distribution feeders - Long rural | 7 | NU-02 | 2: 11.0505; 3: 6.3064; 4: 57; 5: Y; 6: -1.08%
9 | Distribution Feeders - Short Rural | Distribution feeders - Short rural | 6 | NU-04 | 2: 11.0505; 3: 3.4485; 4: 31; 5: Y; 6: -1.08%
9 | Distribution Feeders - Short Rural | Distribution feeders - Short rural | 6 | NU-05 | 2: 12.3842; 3: 5.2013; 4: 42; 5: Y; 6: -1.08%
9 | Distribution Feeders - Short Rural | Distribution feeders - Short rural | 6 | MI-27 | 2: 4.2678; 3: 2.6996; 4: 63; 5: Y; 6: 0%
9 | Distribution Feeders - Short Rural | Distribution feeders - Short rural | 6 | bar: 0 to 6
10 | Distribution Feeders - Long Rural | Distribution feeders - Long rural | 7 | MT-06 | 2: 5.1632; 3: 2.4768; 4: 48; 5: Y; 6: 0.2776%
10 | Distribution Feeders - Long Rural | Distribution feeders - Long rural | 7 | CV-757A | 2: 1.3; 3: 0.83241; 4: 64; 5: Y; 6: 0.7599%
10 | Distribution Feeders - Long Rural | Distribution feeders - Long rural | 7 | CL-09 | 2: 8.2688; 3: 1.5849; 4: 19; 5: Y; 6: 1.477%
10 | Distribution Feeders - Long Rural | Distribution feeders - Long rural | 7 | CL-25 | 2: 8.2688; 3: 1.761; 4: 21; 5: Y; 6: 1.477%
10 | Distribution Feeders - Long Rural | Distribution feeders - Long rural | 7 | R-20 | 2: 2.4748; 3: 2.3168; 4: 94; 5: Y; 6: -3.54%
10 | Distribution Feeders - Long Rural | Distribution feeders - Long rural | 7 | R-23 | 2: 3.5673; 3: 1.0663; 4: 30; 5: Y; 6: -3.54%
10 | Distribution Feeders - Long Rural | Distribution feeders - Long rural | 7 | PP-07 | 2: 5.0108; 3: 0.3994; 4: 8; 5: Y; 6: -0.3063%
9 | Distribution Feeders - Short Rural | Distribution feeders - Short rural | 6 | NU-26 | 2: 7.621; 3: 4.5155; 4: 59; 5: Y; 6: 0.7412%
9 | Distribution Feeders - Short Rural | Distribution feeders - Short rural | 6 | NU-31 | 2: 6.9542; 3: 2.7436; 4: 39; 5: Y; 6: 0.7412%
10 | Distribution Feeders - Long Rural | Distribution feeders - Long rural | 7 | MI-14 | 2: 5.1632; 3: 0.9872; 4: 19; 5: Y; 6: 0.7089%
10 | Distribution Feeders - Long Rural | Distribution feeders - Long rural | 7 | M-14 | 2: 3.3436; 3: 0.096821; 4: 3; 5: Y; 6: 0.3673%
9 | Distribution Feeders - Short Rural | Distribution feeders - Short rural | 6 | BM-41 | 2: 7.24; 3: 4.7631; 4: 66; 5: Y; 6: -3.33%
9 | Distribution Feeders - Short Rural | Distribution feeders - Short rural | 6 | BM-42 | 2: 13.5273; 3: 1.2765; 4: 9; 5: Y; 6: -3.33%
9 | Distribution Feeders - Short Rural | Distribution feeders - Short rural | 6 | BM-43 | 2: 12.9557; 3: 5.087; 4: 39; 5: Y; 6: -3.33%
9 | Distribution Feeders - Short Rural | Distribution feeders - Short rural | 6 | BM-44 | 2: 13.3368; 3: 3.8296; 4: 29; 5: Y; 6: -3.33%
10 | Distribution Feeders - Long Rural | Distribution feeders - Long rural | 7 | CN-11 | 2: 4.2678; 3: 0.095263; 4: 2; 5: Y; 6: -1.116%
10 | Distribution Feeders - Long Rural | Distribution feeders - Long rural | 7 | GU-31 | 2: 3.5819; 3: 2.0369; 4: 57; 5: Y; 6: -1.35%
10 | Distribution Feeders - Long Rural | Distribution feeders - Long rural | 7 | GU-38 | 2: 1.3; 3: 0.45048; 4: 35; 5: Y; 6: -1.35%
10 | Distribution Feeders - Long Rural | Distribution feeders - Long rural | 7 | MT-13 | 2: 5.1632; 3: 0.36669; 4: 7; 5: Y; 6: -2.513%
10 | Distribution Feeders - Long Rural | Distribution feeders - Long rural | 7 | G-03 | 2: 3.4485; 3: 0.79327; 4: 23; 5: Y; 6: -0.3063%
10 | Distribution Feeders - Long Rural | Distribution feeders - Long rural | 7 | G-27 | 2: 1.3; 3: 0.021671; 4: 2; 5: Y; 6: 0%
10 | Distribution Feeders - Long Rural | Distribution feeders - Long rural | 7 | BT-01 | 2: 5.1632; 3: 2.9244; 4: 57; 5: Y; 6: 0.6349%
10 | Distribution Feeders - Long Rural | Distribution feeders - Long rural | 7 | BT-02 | 2: 10.2503; 3: 0; 4: 0; 5: N; 6: 0.6349%
10 | Distribution Feeders - Long Rural | Distribution feeders - Long rural | 7 | BT-03 | 2: 7.7925; 3: 3.6674; 4: 47; 5: Y; 6: 0.6349%
10 | Distribution Feeders - Long Rural | Distribution feeders - Long rural | 7 | BT-04 | 2: 5.1632; 3: 3.761; 4: 73; 5: Y; 6: 0.6349%
10 | Distribution Feeders - Long Rural | Distribution feeders - Long rural | 7 | CL-16 | 2: 5.1632; 3: 0.7143; 4: 14; 5: Y; 6: -0.5314%
10 | Distribution Feeders - Long Rural | Distribution feeders - Long rural | 7 | CL-17 | 2: 5.1632; 3: 0.53573; 4: 10; 5: Y; 6: -0.5314%
9 | Distribution Feeders - Short Rural | Distribution feeders - Short rural | 6 | MTB-71 | 2: 1.3; 3: 0.5028; 4: 39; 5: Y; 6: 1.477%
10 | Distribution Feeders - Long Rural | Distribution feeders - Long rural | 7 | PP-06 | 2: 5.0108; 3: 0.96958; 4: 19; 5: Y; 6: -1.407%
10 | Distribution Feeders - Long Rural | Distribution feeders - Long rural | 7 | BU-01 | 2: 5.1632; 3: 2.0726; 4: 40; 5: Y; 6: -0.2987%
10 | Distribution Feeders - Long Rural | Distribution feeders - Long rural | 7 | BU-06 | 2: 3.5819; 3: 0.83333; 4: 23; 5: Y; 6: -0.2987%
10 | Distribution Feeders - Long Rural | Distribution feeders - Long rural | 7 | BU-07 | 2: 5.1632; 3: 1.4861; 4: 29; 5: Y; 6: -0.2987%
9 | Distribution Feeders - Short Rural | Distribution feeders - Short rural | 6 | WK-11 | 2: 6.7637; 3: 1.3595; 4: 20; 5: Y; 6: -0.7387%
10 | Distribution Feeders - Long Rural | Distribution feeders - Long rural | 7 | M-21 | 2: 7.621; 3: 1.9243; 4: 25; 5: Y; 6: -0.8366%
10 | Distribution Feeders - Long Rural | Distribution feeders - Long rural | 7 | G-24 | 2: 1.3; 3: 0.21665; 4: 17; 5: Y; 6: 0%
10 | Distribution Feeders - Long Rural | Distribution feeders - Long rural | 7 | M-41 | 2: 3.5057; 3: 0.724; 4: 21; 5: Y; 6: -0.82%
10 | Distribution Feeders - Long Rural | Distribution feeders - Long rural | 7 | CN-31 | 2: 3.4485; 3: 0.67462; 4: 20; 5: Y; 6: -1.116%
10 | Distribution Feeders - Long Rural | Distribution feeders - Long rural | 7 | CN-32 | 2: 5.0108; 3: 0.99209; 4: 20; 5: Y; 6: -1.116%
10 | Distribution Feeders - Long Rural | Distribution feeders - Long rural | 7 | CN-33 | 2: 6.7827; 3: 0.49604; 4: 7; 5: Y; 6: -1.116%
8 | Distribution Feeders - Urban | Distribution feeders - Urban | 5 | VH-71 | 2: 2.4578; 3: 0.64017; 4: 26; 5: Y; 6: 2.6%
10 | Distribution Feeders - Long Rural | Distribution feeders - Long rural | 7 | CV-08 | 2: 6.7827; 3: 2.0384; 4: 30; 5: Y; 6: 0.3326%
10 | Distribution Feeders - Long Rural | Distribution feeders - Long rural | 7 | CV-09 | 2: 5.2013; 3: 0.43879; 4: 8; 5: Y; 6: 0.3326%
9 | Distribution Feeders - Short Rural | Distribution feeders - Short rural | 6 | CD-01 | 2: 7.7925; 3: 2.4557; 4: 32; 5: Y; 6: -1.775%
10 | Distribution Feeders - Long Rural | Distribution feeders - Long rural | 7 | CD-02 | 2: 8.8594; 3: 3.3931; 4: 38; 5: Y; 6: -1.775%
9 | Distribution Feeders - Short Rural | Distribution feeders - Short rural | 6 | CD-03 | 2: 8.8594; 3: 2.4235; 4: 27; 5: Y; 6: -1.775%
10 | Distribution Feeders - Long Rural | Distribution feeders - Long rural | 7 | GU-12 | 2: 1.3; 3: 0.50924; 4: 39; 5: Y; 6: 0.03469%
9 | Distribution Feeders - Short Rural | Distribution feeders - Short rural | 6 | bar: 0 to 6
10 | Distribution Feeders - Long Rural | Distribution feeders - Long rural | 7 | CL-04 | 2: 7.7925; 3: 2.9722; 4: 38; 5: Y; 6: 0.4495%
10 | Distribution Feeders - Long Rural | Distribution feeders - Long rural | 7 | CL-05 | 2: 7.964; 3: 2.5721; 4: 32; 5: Y; 6: 0.4495%
10 | Distribution Feeders - Long Rural | Distribution feeders - Long rural | 7 | CL-06 | 2: 5.1632; 3: 1.3146; 4: 25; 5: Y; 6: 0.4495%
10 | Distribution Feeders - Long Rural | Distribution feeders - Long rural | 7 | CL-23 | 2: 6.7827; 3: 4.5345; 4: 67; 5: Y; 6: 0.4495%
9 | Distribution Feeders - Short Rural | Distribution feeders - Short rural | 6 | MV-22 | 2: 10.2503; 3: 1.5881; 4: 15; 5: Y; 6: 0.5497%
9 | Distribution Feeders - Short Rural | Distribution feeders - Short rural | 6 | NL-21 | 2: 10.25; 3: 2.2649; 4: 22; 5: Y; 6: 0.5497%
9 | Distribution Feeders - Short Rural | Distribution feeders - Short rural | 6 | CV-01 | 2: 5.0108; 3: 1.4933; 4: 30; 5: Y; 6: 2.922%
10 | Distribution Feeders - Long Rural | Distribution feeders - Long rural | 7 | CV-02 | 2: 5.0108; 3: 1.5126; 4: 30; 5: Y; 6: 2.922%
10 | Distribution Feeders - Long Rural | Distribution feeders - Long rural | 7 | CV-07 | 2: 5.0108; 3: 0.045726; 4: 1; 5: Y; 6: 2.922%
10 | Distribution Feeders - Long Rural | Distribution feeders - Long rural | 7 | PL-12 | 2: 3.5819; 3: 1.6004; 4: 45; 5: Y; 6: -2.799%
10 | Distribution Feeders - Long Rural | Distribution feeders - Long rural | 7 | CL-15 | 2: 5.1632; 3: 0.4762; 4: 9; 5: Y; 6: -0.04927%
10 | Distribution Feeders - Long Rural | Distribution feeders - Long rural | 7 | CL-20 | 2: 5.1632; 3: 1.0516; 4: 20; 5: Y; 6: -0.04927%
10 | Distribution Feeders - Long Rural | Distribution feeders - Long rural | 7 | CN-51 | 2: 5.0108; 3: 0.057158; 4: 1; 5: Y; 6: -1.116%
10 | Distribution Feeders - Long Rural | Distribution feeders - Long rural | 7 | CN-81 | 2: 3.4485; 3: 0.44073; 4: 13; 5: Y; 6: -1.547%
10 | Distribution Feeders - Long Rural | Distribution feeders - Long rural | 7 | NA-32 | 2: 7.1447; 3: 1.922; 4: 27; 5: Y; 6: 0.2452%
10 | Distribution Feeders - Long Rural | Distribution feeders - Long rural | 7 | NA-33 | 2: 7.1447; 3: 2.067; 4: 29; 5: Y; 6: 0.2452%
9 | Distribution Feeders - Short Rural | Distribution feeders - Short rural | 6 | WK-65 | 2: 5.1632; 3: 1.5318; 4: 30; 5: Y; 6: -0.7387%
10 | Distribution Feeders - Long Rural | Distribution feeders - Long rural | 7 | CV-753A | 2: 5.1632; 3: 2.5778; 4: 50; 5: Y; 6: 2.923%
10 | Distribution Feeders - Long Rural | Distribution feeders - Long rural | 7 | PP-09 | 2: 5.0108; 3: 2.5794; 4: 51; 5: Y; 6: 0%
10 | Distribution Feeders - Long Rural | Distribution feeders - Long rural | 7 | CM-01 | 2: 5.1632; 3: 1.4783; 4: 29; 5: Y; 6: -1.055%
10 | Distribution Feeders - Long Rural | Distribution feeders - Long rural | 7 | CM-02 | 2: 5.8491; 3: 1.6461; 4: 28; 5: Y; 6: -1.055%
10 | Distribution Feeders - Long Rural | Distribution feeders - Long rural | 7 | MT-05 | 2: 1.3; 3: 0.071299; 4: 5; 5: Y; 6: 0.87%
10 | Distribution Feeders - Long Rural | Distribution feeders - Long rural | 7 | MT-20 | 2: 1.3; 3: 0.032404; 4: 2; 5: Y; 6: -2.513%
9 | Distribution Feeders - Short Rural | Distribution feeders - Short rural | 6 | CV-04 | 2: 5.1632; 3: 0.26442; 4: 5; 5: Y; 6: 0.1812%
10 | Distribution Feeders - Long Rural | Distribution feeders - Long rural | 7 | CV-05 | 2: 5.1632; 3: 0.63055; 4: 12; 5: Y; 6: 0.1812%
10 | Distribution Feeders - Long Rural | Distribution feeders - Long rural | 7 | GU-15 | 2: 1.3; 3: 0.33296; 4: 26; 5: Y; 6: 0.03469%
10 | Distribution Feeders - Long Rural | Distribution feeders - Long rural | 7 | BT-32 | 2: 1.3; 3: 0.057768; 4: 4; 5: Y; 6: 0.4812%
9 | Distribution Feeders - Short Rural | Distribution feeders - Short rural | 6 | NU-30 | 2: 9.5263; 3: 3.8677; 4: 41; 5: Y; 6: 1.519%
9 | Distribution Feeders - Short Rural | Distribution feeders - Short rural | 6 | NU-33 | 2: 9.5263; 3: 4.0391; 4: 42; 5: Y; 6: 1.519%
9 | Distribution Feeders - Short Rural | Distribution feeders - Short rural | 6 | NU-34 | 2: 7.621; 3: 1.3337; 4: 18; 5: Y; 6: 1.519%
9 | Distribution Feeders - Short Rural | Distribution feeders - Short rural | 6 | MT-04 | 2: 1.3; 3: 0.043322; 4: 3; 5: Y; 6: -1.164%
10 | Distribution Feeders - Long Rural | Distribution feeders - Long rural | 7 | YK-03 | 2: 5.1632; 3: 1.467; 4: 28; 5: Y; 6: -1.007%
10 | Distribution Feeders - Long Rural | Distribution feeders - Long rural | 7 | R-02 | 2: 5.1632; 3: 0.8808; 4: 17; 5: Y; 6: 1.477%
10 | Distribution Feeders - Long Rural | Distribution feeders - Long rural | 7 | R-14 | 2: 5.1632; 3: 0.55529; 4: 11; 5: Y; 6: 1.477%
10 | Distribution Feeders - Long Rural | Distribution feeders - Long rural | 7 | GU-21 | 2: 2.6864; 3: 0.95972; 4: 36; 5: Y; 6: 0.03469%
10 | Distribution Feeders - Long Rural | Distribution feeders - Long rural | 7 | GA-31 | 2: 6.7827; 3: 0.45971; 4: 7; 5: Y; 6: -1.741%
10 | Distribution Feeders - Long Rural | Distribution feeders - Long rural | 7 | NU-19 | 2: 6.7827; 3: 2.4768; 4: 37; 5: Y; 6: -3.504%
10 | Distribution Feeders - Long Rural | Distribution feeders - Long rural | 7 | G-37 | 2: 1.3; 3: 0.041279; 4: 3; 5: Y; 6: -0.3063%
9 | Distribution Feeders - Short Rural | Distribution feeders - Short rural | 6 | GA-745A | 2: 7.621; 3: 6.1349; 4: 81; 5: Y; 6: -0.9937%
9 | Distribution Feeders - Short Rural | Distribution feeders - Short rural | 6 | GA-745B | 2: 7.621; 3: 3.6962; 4: 49; 5: Y; 6: -0.9937%
10 | Distribution Feeders - Long Rural | Distribution feeders - Long rural | 7 | G-22 | 2: 1.3; 3: 0.10836; 4: 8; 5: Y; 6: 1.3%
10 | Distribution Feeders - Long Rural | Distribution feeders - Long rural | 7 | LM-21 | 2: 5.0108; 3: 0.11432; 4: 2; 5: Y; 6: -1.116%
10 | Distribution Feeders - Long Rural | Distribution feeders - Long rural | 7 | G-01 | 2: 1.3; 3: 0.70838; 4: 54; 5: Y; 6: 0%
10 | Distribution Feeders - Long Rural | Distribution feeders - Long rural | 7 | G-05 | 2: 3.4485; 3: 2.1859; 4: 63; 5: Y; 6: 0%
10 | Distribution Feeders - Long Rural | Distribution feeders - Long rural | 7 | G-34 | 2: 1.3; 3: 0.60719; 4: 47; 5: Y; 6: 0%
9 | Distribution Feeders - Short Rural | Distribution feeders - Short rural | 6 | MG-06 | 2: 3.5819; 3: 1.1381; 4: 32; 5: Y; 6: 1%
9 | Distribution Feeders - Short Rural | Distribution feeders - Short rural | 6 | BM-31 | 2: 7.621; 3: 1.448; 4: 19; 5: Y; 6: -0.8945%
9 | Distribution Feeders - Short Rural | Distribution feeders - Short rural | 6 | BM-32 | 2: 9.1452; 3: 0.87642; 4: 10; 5: Y; 6: -0.8945%
9 | Distribution Feeders - Short Rural | Distribution feeders - Short rural | 6 | BM-33 | 2: 9.1452; 3: 1.2956; 4: 14; 5: Y; 6: -0.8945%
9 | Distribution Feeders - Short Rural | Distribution feeders - Short rural | 6 | BM-35 | 2: 9.1452; 3: 7.9068; 4: 86; 5: Y; 6: -0.8945%
9 | Distribution Feeders - Short Rural | Distribution feeders - Short rural | 6 | NU-32 | 2: 1.3; 3: 0.32507; 4: 25; 5: Y; 6: 0.1617%
8 | Distribution Feeders - Urban | Distribution feeders - Urban | 5 | VH-21 | 2: 7.7925; 3: 5.0943; 4: 65; 5: Y; 6: -1.504%
8 | Distribution Feeders - Urban | Distribution feeders - Urban | 5 | VH22 | 2: 7.7925; 3: 4.3569; 4: 56; 5: Y; 6: -1.504%
8 | Distribution Feeders - Urban | Distribution feeders - Urban | 5 | VH-23 | 2: 7.621; 3: 3.0766; 4: 40; 5: Y; 6: -1.504%
8 | Distribution Feeders - Urban | Distribution feeders - Urban | 5 | VH45 | 2: 7.7925; 3: 3.1987; 4: 41; 5: Y; 6: -1.504%
10 | Distribution Feeders - Long Rural | Distribution feeders - Long rural | 7 | G-26 | 2: 1.3; 3: 0.10836; 4: 8; 5: Y; 6: -0.04927%
10 | Distribution Feeders - Long Rural | Distribution feeders - Long rural | 7 | GU-24 | 2: 4.8584; 3: 0.29293; 4: 6; 5: Y; 6: 0.03469%
10 | Distribution Feeders - Long Rural | Distribution feeders - Long rural | 7 | GU-11 | 2: 3.5819; 3: 0.19782; 4: 6; 5: Y; 6: 0.03469%
10 | Distribution Feeders - Long Rural | Distribution feeders - Long rural | 7 | GU-19 | 2: 1.3; 3: 0.10836; 4: 8; 5: Y; 6: 0.03469%
9 | Distribution Feeders - Short Rural | Distribution feeders - Short rural | 6 | MTB-21 | 2: 6.4779; 3: 4.1154; 4: 64; 5: Y; 6: -0.8308%
9 | Distribution Feeders - Short Rural | Distribution feeders - Short rural | 6 | MTB-22 | 2: 6.4779; 3: 1.4188; 4: 22; 5: Y; 6: -0.8308%
10 | Distribution Feeders - Long Rural | Distribution feeders - Long rural | 7 | R-24 | 2: 1.3; 3: 0.061918; 4: 5; 5: Y; 6: -0.04927%
10 | Distribution Feeders - Long Rural | Distribution feeders - Long rural | 7 | R-21 | 2: 5.1632; 3: 2.4387; 4: 47; 5: Y; 6: -0.75%
10 | Distribution Feeders - Long Rural | Distribution feeders - Long rural | 7 | MI-25 | 2: 1.3; 3: 0.13138; 4: 10; 5: Y; 6: 0%
10 | Distribution Feeders - Long Rural | Distribution feeders - Long rural | 7 | HK-01 | 2: 5.0108; 3: 1.0663; 4: 21; 5: Y; 6: -0.8971%
10 | Distribution Feeders - Long Rural | Distribution feeders - Long rural | 7 | GU-18 | 2: 1.3; 3: 0.19529; 4: 15; 5: Y; 6: 0.03469%
10 | Distribution Feeders - Long Rural | Distribution feeders - Long rural | 7 | GU-13 | 2: 0.65818; 3: 1.3262; 4: 201; 5: Y; 6: 1.85%
10 | Distribution Feeders - Long Rural | Distribution feeders - Long rural | 7 | GU-17 | 2: 2.4748; 3: 0.92019; 4: 37; 5: Y; 6: 1.85%
10 | Distribution Feeders - Long Rural | Distribution feeders - Long rural | 7 | CL-21 | 2: 1.3; 3: 0.097644; 4: 8; 5: Y; 6: -0.04927%
10 | Distribution Feeders - Long Rural | Distribution feeders - Long rural | 7 | NA-35 | 2: 5.1632; 3: 0.72219; 4: 14; 5: Y; 6: 0.7566%
10 | Distribution Feeders - Long Rural | Distribution feeders - Long rural | 7 | LM-12 | 2: 1.3; 3: 0.038105; 4: 3; 5: Y; 6: -1.116%
10 | Distribution Feeders - Long Rural | Distribution feeders - Long rural | 7 | MT-21 | 2: 4.6336; 3: 0.14969; 4: 3; 5: Y; 6: -2.513%
10 | Distribution Feeders - Long Rural | Distribution feeders - Long rural | 7 | G-02 | 2: 3.4485; 3: 3.2791; 4: 95; 5: Y; 6: 0%
10 | Distribution Feeders - Long Rural | Distribution feeders - Long rural | 7 | MB-71 | 2: 7.1257; 3: 0.43821; 4: 6; 5: Y; 6: -2.302%
10 | Distribution Feeders - Long Rural | Distribution feeders - Long rural | 7 | MB-72 | 2: 4.2868; 3: 2.3054; 4: 54; 5: Y; 6: -2.302%
10 | Distribution Feeders - Long Rural | Distribution feeders - Long rural | 7 | KA-05 | 2: 7.7925; 3: 2.8769; 4: 37; 5: Y; 6: -0.1088%
10 | Distribution Feeders - Long Rural | Distribution feeders - Long rural | 7 | KA-06 | 2: 6.7827; 3: 4.1916; 4: 62; 5: Y; 6: -0.1088%
10 | Distribution Feeders - Long Rural | Distribution feeders - Long rural | 7 | KA-29 | 2: 7.7925; 3: 2.7817; 4: 36; 5: Y; 6: -0.1088%
10 | Distribution Feeders - Long Rural | Distribution feeders - Long rural | 7 | MG-12 | 2: 3.5819; 3: 0.56991; 4: 16; 5: Y; 6: 0%
10 | Distribution Feeders - Long Rural | Distribution feeders - Long rural | 7 | MG-27 | 2: 3.4485; 3: 0.47952; 4: 14; 5: Y; 6: 0%
9 | Distribution Feeders - Short Rural | Distribution feeders - Short rural | 6 | MTB-81 | 2: 6.4779; 3: 1.4518; 4: 22; 5: Y; 6: 1.672%
10 | Distribution Feeders - Long Rural | Distribution feeders - Long rural | 7 | NU-06 | 2: 6.7827; 3: 3.62; 4: 53; 5: Y; 6: -1.244%
10 | Distribution Feeders - Long Rural | Distribution feeders - Long rural | 7 | NU-20 | 2: 6.7827; 3: 2.5911; 4: 38; 5: Y; 6: -1.244%
10 | Distribution Feeders - Long Rural | Distribution feeders - Long rural | 7 | MB-41 | 2: 7.621; 3: 0.53347; 4: 7; 5: Y; 6: -1.116%
10 | Distribution Feeders - Long Rural | Distribution feeders - Long rural | 7 | BT-06 | 2: 7.7925; 3: 4.7379; 4: 61; 5: Y; 6: 0.3022%
9 | Distribution Feeders - Short Rural | Distribution feeders - Short rural | 6 | BT-19 | 2: 1.3; 3: 0.5703; 4: 44; 5: Y; 6: 0.3022%
10 | Distribution Feeders - Long Rural | Distribution feeders - Long rural | 7 | BT-26 | 2: 5.8491; 3: 2.2812; 4: 39; 5: Y; 6: 0.3022%
10 | Distribution Feeders - Long Rural | Distribution feeders - Long rural | 7 | GU-14 | 2: 3.5819; 3: 0.56408; 4: 16; 5: Y; 6: 0.03469%
10 | Distribution Feeders - Long Rural | Distribution feeders - Long rural | 7 | CN-81 | 2: 3.4485; 3: 0.44073; 4: 13; 5: Y; 6: -1.547%
10 | Distribution Feeders - Long Rural | Distribution feeders - Long rural | 7 | KI-31 | 2: 7.7925; 3: 1.9777; 4: 25; 5: Y; 6: 2.686%
10 | Distribution Feeders - Long Rural | Distribution feeders - Long rural | 7 | KI-32 | 2: 7.7925; 3: 1.6383; 4: 21; 5: Y; 6: 2.686%
10 | Distribution Feeders - Long Rural | Distribution feeders - Long rural | 7 | NA-51 | 2: 7.7925; 3: 1.2043; 4: 15; 5: Y; 6: 0.9%
10 | Distribution Feeders - Long Rural | Distribution feeders - Long rural | 7 | NA-52 | 2: 5.8491; 3: 2.0145; 4: 34; 5: Y; 6: 0.9%
9 | Distribution Feeders - Short Rural | Distribution feeders - Short rural | 6 | YK-13 | 2: 6.7827; 3: 1.6203; 4: 24; 5: Y; 6: 0%
10 | Distribution Feeders - Long Rural | Distribution feeders - Long rural | 7 | MG-16 | 2: 5.1632; 3: 1.2866; 4: 25; 5: Y; 6: 0.5612%
10 | Distribution Feeders - Long Rural | Distribution feeders - Long rural | 7 | CN-61 | 2: 1.3; 3: 0.62254; 4: 48; 5: Y; 6: 0.4812%
10 | Distribution Feeders - Long Rural | Distribution feeders - Long rural | 7 | CL-02 | 2: 1.3; 3: 0.21665; 4: 17; 5: Y; 6: -0.04927%
9 | Distribution Feeders - Short Rural | Distribution feeders - Short rural | 6 | MG-50 | 2: 9.8121; 3: 0.2896; 4: 3; 5: Y; 6: -0.8327%
10 | Distribution Feeders - Long Rural | Distribution feeders - Long rural | 7 | LM-41 | 2: 5.0108; 3: 1.1966; 4: 24; 5: Y; 6: -1.116%
9 | Distribution Feeders - Short Rural | Distribution feeders - Short rural | 6 | ST-41 | 2: 3.5057; 3: 1.3276; 4: 38; 5: Y; 6: 0.25%
9 | Distribution Feeders - Short Rural | Distribution feeders - Short rural | 6 | ST-42 | 2: 6.7827; 3: 1.922; 4: 28; 5: Y; 6: 0.25%
9 | Distribution Feeders - Short Rural | Distribution feeders - Short rural | 6 | ST-43 | 2: 1.3; 3: 0.44385; 4: 34; 5: Y; 6: 0.25%
9 | Distribution Feeders - Short Rural | Distribution feeders - Short rural | 6 | ST-44 | 2: 6.7637; 3: 0.69351; 4: 10; 5: Y; 6: 0.25%
9 | Distribution Feeders - Short Rural | Distribution feeders - Short rural | 6 | LC-01 | 2: 7.7925; 3: 1.4218; 4: 18; 5: Y; 6: -0.8971%
10 | Distribution Feeders - Long Rural | Distribution feeders - Long rural | 7 | LC-02 | 2: 7.7925; 3: 1.4044; 4: 18; 5: Y; 6: -0.8971%
10 | Distribution Feeders - Long Rural | Distribution feeders - Long rural | 7 | PL-11 | 2: 1.3; 3: 0.22082; 4: 17; 5: Y; 6: -0.8654%
10 | Distribution Feeders - Long Rural | Distribution feeders - Long rural | 7 | GU-41 | 2: 7.621; 3: 2.0767; 4: 27; 5: Y; 6: -2.118%
10 | Distribution Feeders - Long Rural | Distribution feeders - Long rural | 7 | GU-42 | 2: 7.621; 3: 4.2411; 4: 56; 5: Y; 6: -2.118%
10 | Distribution Feeders - Long Rural | Distribution feeders - Long rural | 7 | GU-43 | 2: 7.621; 3: 1.829; 4: 24; 5: Y; 6: -2.118%
10 | Distribution Feeders - Long Rural | Distribution feeders - Long rural | 7 | W-03 | 2: 5.1632; 3: 0.90616; 4: 18; 5: Y; 6: 0.1812%
10 | Distribution Feeders - Long Rural | Distribution feeders - Long rural | 7 | W-07 | 2: 5.1632; 3: 0.21406; 4: 4; 5: Y; 6: 0.1812%
9 | Distribution Feeders - Short Rural | Distribution feeders - Short rural | 6 | BM-11 | 2: 6.7827; 3: 1.6195; 4: 24; 5: Y; 6: -1.678%
9 | Distribution Feeders - Short Rural | Distribution feeders - Short rural | 6 | BM-12 | 2: 6.7827; 3: 2.7626; 4: 41; 5: Y; 6: -1.678%
9 | Distribution Feeders - Short Rural | Distribution feeders - Short rural | 6 | BM-13 | 2: 6.7827; 3: 5.6205; 4: 83; 5: Y; 6: -1.678%
9 | Distribution Feeders - Short Rural | Distribution feeders - Short rural | 6 | BM-14 | 2: 7.621; 3: 2.6674; 4: 35; 5: Y; 6: -1.678%
9 | Distribution Feeders - Short Rural | Distribution feeders - Short rural | 6 | BM-15 | 2: 6.4779; 3: 2.5721; 4: 40; 5: Y; 6: -1.678%
9 | Distribution Feeders - Short Rural | Distribution feeders - Short rural | 6 | LX-41 | 2: 6.7065; 3: 3.6962; 4: 55; 5: Y; 6: -1.189%
9 | Distribution Feeders - Short Rural | Distribution feeders - Short rural | 6 | LX-42 | 2: 7.621; 3: 1.5623; 4: 21; 5: Y; 6: -1.189%
9 | Distribution Feeders - Short Rural | Distribution feeders - Short rural | 6 | LX-43 | 2: 7.621; 3: 5.6586; 4: 74; 5: Y; 6: -1.189%
9 | Distribution Feeders - Short Rural | Distribution feeders - Short rural | 6 | LX-44 | 2: 7.621; 3: 4.2297; 4: 56; 5: Y; 6: -1.189%
10 | Distribution Feeders - Long Rural | Distribution feeders - Long rural | 7 | NA-13 | 2: 7.7925; 3: 1.4848; 4: 19; 5: Y; 6: 0.7566%
10 | Distribution Feeders - Long Rural | Distribution feeders - Long rural | 7 | NA-15 | 2: 3.5819; 3: 0.26442; 4: 7; 5: Y; 6: 0.7566%
10 | Distribution Feeders - Long Rural | Distribution feeders - Long rural | 7 | GA-09 | 2: 6.7827; 3: 3.1246; 4: 46; 5: Y; 6: 1.462%
10 | Distribution Feeders - Long Rural | Distribution feeders - Long rural | 7 | GA-10 | 2: 1.3; 3: 0.63499; 4: 49; 5: Y; 6: 0.1617%
9 | Distribution Feeders - Short Rural | Distribution feeders - Short rural | 6 | LX-31 | 2: 7.621; 3: 2.1183; 4: 28; 5: Y; 6: -1.117%
9 | Distribution Feeders - Short Rural | Distribution feeders - Short rural | 6 | LX-32 | 2: 0.91452; 3: 0.1166; 4: 13; 5: Y; 6: -1.117%
9 | Distribution Feeders - Short Rural | Distribution feeders - Short rural | 6 | LX-34 | 2: 7.621; 3: 2.643; 4: 35; 5: Y; 6: -1.117%
10 | Distribution Feeders - Long Rural | Distribution feeders - Long rural | 7 | KI-41 | 2: 6.7827; 3: 0.63616; 4: 9; 5: Y; 6: 0.2974%
10 | Distribution Feeders - Long Rural | Distribution feeders - Long rural | 7 | KI-42 | 2: 5.0108; 3: 1.5964; 4: 32; 5: Y; 6: 0.2974%
10 | Distribution Feeders - Long Rural | Distribution feeders - Long rural | 7 | MT-01 | 2: 5.0108; 3: 1.1813; 4: 24; 5: Y; 6: -2.527%
10 | Distribution Feeders - Long Rural | Distribution feeders - Long rural | 7 | MT-03 | 2: 5.0108; 3: 0.93358; 4: 19; 5: Y; 6: -2.527%
10 | Distribution Feeders - Long Rural | Distribution feeders - Long rural | 7 | MT-22 | 2: 5.1632; 3: 1.5433; 4: 30; 5: Y; 6: -2.527%
10 | Distribution Feeders - Long Rural | Distribution feeders - Long rural | 7 | GA-27 | 2: 5.1632; 3: 1.3527; 4: 26; 5: Y; 6: 2.2%
10 | Distribution Feeders - Long Rural | Distribution feeders - Long rural | 7 | GA-28 | 2: 5.1632; 3: 3.2961; 4: 64; 5: Y; 6: 2.2%
10 | Distribution Feeders - Long Rural | Distribution feeders - Long rural | 7 | M-11 | 2: 5.0108; 3: 2.1367; 4: 43; 5: Y; 6: 0.3673%
10 | Distribution Feeders - Long Rural | Distribution feeders - Long rural | 7 | M-13 | 2: 6.4779; 3: 3.2051; 4: 49; 5: Y; 6: 0.3673%
10 | Distribution Feeders - Long Rural | Distribution feeders - Long rural | 7 | YK-25 | 2: 2.4578; 3: 0.58943; 4: 24; 5: Y; 6: 4.184%
10 | Distribution Feeders - Long Rural | Distribution feeders - Long rural | 7 | R-04 | 2: 5.1632; 3: 0.62614; 4: 12; 5: Y; 6: 1.477%
10 | Distribution Feeders - Long Rural | Distribution feeders - Long rural | 7 | R-13 | 2: 3.4485; 3: 0.31307; 4: 9; 5: Y; 6: 1.477%
9 | Distribution Feeders - Short Rural | Distribution feeders - Short rural | 6 | MV-11 | 2: 4.2678; 3: 2.6026; 4: 61; 5: Y; 6: 1.426%
10 | Distribution Feeders - Long Rural | Distribution feeders - Long rural | 7 | MTB-32 | 2: 7.621; 3: 2.0615; 4: 27; 5: Y; 6: 3.768%
10 | Distribution Feeders - Long Rural | Distribution feeders - Long rural | 7 | ST-34 | 2: 7.621; 3: 1.3832; 4: 18; 5: Y; 6: 3.768%
10 | Distribution Feeders - Long Rural | Distribution feeders - Long rural | 7 | ST-35 | 2: 7.621; 3: 2.1282; 4: 28; 5: Y; 6: 3.768%
10 | Distribution Feeders - Long Rural | Distribution feeders - Long rural | 7 | ST-36 | 2: 7.621; 3: 1.4042; 4: 18; 5: Y; 6: 3.768%
10 | Distribution Feeders - Long Rural | Distribution feeders - Long rural | 7 | G-35 | 2: 0; 3: 0.26824; 4: 0; 5: N; 6: -0.3063%
10 | Distribution Feeders - Long Rural | Distribution feeders - Long rural | 7 | CN-21 | 2: 1.3; 3: 0.51442; 4: 40; 5: Y; 6: 0.2983%
10 | Distribution Feeders - Long Rural | Distribution feeders - Long rural | 7 | CN-24 | 2: 7.621; 3: 2.0196; 4: 27; 5: Y; 6: 0.2983%
9 | Distribution Feeders - Short Rural | Distribution feeders - Short rural | 6 | ST-21 | 2: 6.4779; 3: 1.2164; 4: 19; 5: Y; 6: 1.477%
9 | Distribution Feeders - Short Rural | Distribution feeders - Short rural | 6 | ST-22 | 2: 6.7065; 3: 2.3399; 4: 35; 5: Y; 6: 1.477%
9 | Distribution Feeders - Short Rural | Distribution feeders - Short rural | 6 | ST-23 | 2: 6.7065; 3: 0.40611; 4: 6; 5: Y; 6: 1.477%
10 | Distribution Feeders - Long Rural | Distribution feeders - Long rural | 7 | MI-01 | 2: 5.0108; 3: 2.2728; 4: 45; 5: Y; 6: -1.431%
10 | Distribution Feeders - Long Rural | Distribution feeders - Long rural | 7 | MI-20 | 2: 6.4779; 3: 2.505; 4: 39; 5: Y; 6: -1.431%
10 | Distribution Feeders - Long Rural | Distribution feeders - Long rural | 7 | MI-32 | 2: 7.621; 3: 2.7106; 4: 36; 5: Y; 6: -1.431%
10 | Distribution Feeders - Long Rural | Distribution feeders - Long rural | 7 | YK-07 | 2: 5.1632; 3: 1.5623; 4: 30; 5: Y; 6: 0.1972%
10 | Distribution Feeders - Long Rural | Distribution feeders - Long rural | 7 | YK-20 | 2: 5.1632; 3: 0.55252; 4: 11; 5: Y; 6: 0.1972%
10 | Distribution Feeders - Long Rural | Distribution feeders - Long rural | 7 | MB-91 | 2: 7.62; 3: 2.4959; 4: 33; 5: Y; 6: -2.104%
10 | Distribution Feeders - Long Rural | Distribution feeders - Long rural | 7 | MB-92 | 2: 7.621; 3: 3.5247; 4: 46; 5: Y; 6: -2.104%
10 | Distribution Feeders - Long Rural | Distribution feeders - Long rural | 7 | KA-03 | 2: 7.621; 3: 4.2297; 4: 56; 5: Y; 6: 2.319%
10 | Distribution Feeders - Long Rural | Distribution feeders - Long rural | 7 | KA-04 | 2: 5.1632; 3: 4.9727; 4: 96; 5: Y; 6: 2.319%
10 | Distribution Feeders - Long Rural | Distribution feeders - Long rural | 7 | W-06 | 2: 5.1632; 3: 0.38784; 4: 8; 5: Y; 6: -1.106%
9 | Distribution Feeders - Short Rural | Distribution feeders - Short rural | 6 | W-08 | 2: 5.1632; 3: 0.30352; 4: 6; 5: Y; 6: -1.106%
9 | Distribution Feeders - Short Rural | Distribution feeders - Short rural | 6 | WK-61 | 2: 6.7827; 3: 1.0531; 4: 16; 5: Y; 6: -0.7387%
9 | Distribution Feeders - Short Rural | Distribution feeders - Short rural | 6 | MTB-10 | 2: 6.2873; 3: 4.6488; 4: 74; 5: Y; 6: 3.823%
9 | Distribution Feeders - Short Rural | Distribution feeders - Short rural | 6 | MTB-11 | 2: 6.2873; 3: 3.9248; 4: 62; 5: Y; 6: 3.823%
9 | Distribution Feeders - Short Rural | Distribution feeders - Short rural | 6 | MTB-12 | 2: 9.1452; 3: 6.6874; 4: 73; 5: Y; 6: 3.823%
9 | Distribution Feeders - Short Rural | Distribution feeders - Short rural | 6 | MTB-13 | 2: 6.2873; 3: 5.9063; 4: 94; 5: Y; 6: 3.823%
9 | Distribution Feeders - Short Rural | Distribution feeders - Short rural | 6 | MTB-14 | 2: 8.4784; 3: 0.68589; 4: 8; 5: Y; 6: 3.823%
9 | Distribution Feeders - Short Rural | Distribution feeders - Short rural | 6 | MTB-15 | 2: 7.621; 3: 3.8105; 4: 50; 5: Y; 6: 3.823%
9 | Distribution Feeders - Short Rural | Distribution feeders - Short rural | 6 | MG-39 | 2: 6.7827; 3: 5.8434; 4: 86; 5: Y; 6: -2.028%
9 | Distribution Feeders - Short Rural | Distribution feeders - Short rural | 6 | MG-42 | 2: 4.8393; 3: 2.9874; 4: 62; 5: Y; 6: -2.028%
8 | Distribution Feeders - Urban | Distribution feeders - Urban | 5 | MG-44 | 2: 4.8393; 3: 4.5821; 4: 95; 5: Y; 6: -2.028%
9 | Distribution Feeders - Short Rural | Distribution feeders - Short rural | 6 | MG-46 | 2: 9.2405; 3: 4.5593; 4: 49; 5: Y; 6: -2.028%
9 | Distribution Feeders - Short Rural | Distribution feeders - Short rural | 6 | MG-11 | 2: 7.621; 3: 2.0956; 4: 27; 5: Y; 6: 0.5612%
9 | Distribution Feeders - Short Rural | Distribution feeders - Short rural | 6 | MG-38 | 2: 7.621; 3: 2.0767; 4: 27; 5: Y; 6: 0.5612%
9 | Distribution Feeders - Short Rural | Distribution feeders - Short rural | 6 | MG-52 | 2: 7.621; 3: 5.3157; 4: 70; 5: Y; 6: 0.5612%
10 | Distribution Feeders - Long Rural | Distribution feeders - Long rural | 7 | MG-05 | 2: 7.0494; 3: 3.7657; 4: 53; 5: Y; 6: 0.08917%
9 | Distribution Feeders - Short Rural | Distribution feeders - Short rural | 6 | MG-40 | 2: 7.0494; 3: 4.1975; 4: 60; 5: Y; 6: 0.08917%
8 | Distribution Feeders - Urban | Distribution feeders - Urban | 5 | MG-41 | 2: 7.621; 3: 3.6914; 4: 48; 5: Y; 6: 0.08917%
8 | Distribution Feeders - Urban | Distribution feeders - Urban | 5 | MG-43 | 2: 7.621; 3: 3.2044; 4: 42; 5: Y; 6: 0.08917%
8 | Distribution Feeders - Urban | Distribution feeders - Urban | 5 | MG-45 | 2: 7.0494; 3: 4.9045; 4: 70; 5: Y; 6: 0.08917%
10 | Distribution Feeders - Long Rural | Distribution feeders - Long rural | 7 | GU-32 | 2: 4.2678; 3: 1.7588; 4: 41; 5: Y; 6: -1.35%
10 | Distribution Feeders - Long Rural | Distribution feeders - Long rural | 7 | MG-34 | 2: 8.688; 3: 3.4309; 4: 39; 5: Y; 6: 2%
10 | Distribution Feeders - Long Rural | Distribution feeders - Long rural | 7 | MI-22 | 2: 1.3; 3: 0.40752; 4: 31; 5: Y; 6: 0.7089%
9 | Distribution Feeders - Short Rural | Distribution feeders - Short rural | 6 | MB-21 | 2: 7.621; 3: 8.0021; 4: 105; 5: Y; 6: 0.8857%
9 | Distribution Feeders - Short Rural | Distribution feeders - Short rural | 6 | MB-22 | 2: 7.621; 3: 7.0494; 4: 93; 5: Y; 6: 0.8857%
9 | Distribution Feeders - Short Rural | Distribution feeders - Short rural | 6 | MB-23 | 2: 7.621; 3: 6.3254; 4: 83; 5: Y; 6: 0.8857%
10 | Distribution Feeders - Long Rural | Distribution feeders - Long rural | 7 | MB-11 | 2: 7.0494; 3: 4.1916; 4: 59; 5: Y; 6: -0.7172%
10 | Distribution Feeders - Long Rural | Distribution feeders - Long rural | 7 | MB-12 | 2: 7.621; 3: 4.3249; 4: 57; 5: Y; 6: -0.7172%
10 | Distribution Feeders - Long Rural | Distribution feeders - Long rural | 7 | MB-13 | 2: 6.4779; 3: 3.5628; 4: 55; 5: Y; 6: -0.7172%
10 | Distribution Feeders - Long Rural | Distribution feeders - Long rural | 7 | MB-15 | 2: 7.621; 3: 2.5149; 4: 33; 5: Y; 6: -0.7172%
10 | Distribution Feeders - Long Rural | Distribution feeders - Long rural | 7 | MB-17 | 2: 7.621; 3: 3.6581; 4: 48; 5: Y; 6: -0.7172%
9 | Distribution Feeders - Short Rural | Distribution feeders - Short rural | 6 | SG-09 | 2: 4.7631; 3: 2.2101; 4: 46; 5: Y; 6: 1.477%
9 | Distribution Feeders - Short Rural | Distribution feeders - Short rural | 6 | SG-12 | 2: 4.7631; 3: 1.5052; 4: 32; 5: Y; 6: 1.477%
10 | Distribution Feeders - Long Rural | Distribution feeders - Long rural | 7 | MB-31 | 2: 3.4485; 3: 0.64779; 4: 19; 5: Y; 6: 2.18%
10 | Distribution Feeders - Long Rural | Distribution feeders - Long rural | 7 | MB-32 | 2: 5.0108; 3: 2.0196; 4: 40; 5: Y; 6: 2.18%
9 | Distribution Feeders - Short Rural | Distribution feeders - Short rural | 6 | MV-31 | 2: 1.3; 3: 1.2117; 4: 93; 5: Y; 6: -1.453%
9 | Distribution Feeders - Short Rural | Distribution feeders - Short rural | 6 | MV-32 | 2: 4.8393; 3: 0.62873; 4: 13; 5: Y; 6: -1.453%
9 | Distribution Feeders - Short Rural | Distribution feeders - Short rural | 6 | MV-33 | 2: 7.7925; 3: 1.8233; 4: 23; 5: Y; 6: -1.453%
9 | Distribution Feeders - Short Rural | Distribution feeders - Short rural | 6 | MV-34 | 2: 7.7925; 3: 3.2199; 4: 41; 5: Y; 6: -1.453%
9 | Distribution Feeders - Short Rural | Distribution feeders - Short rural | 6 | MTB-61 | 2: 7.7925; 3: 3.0103; 4: 39; 5: Y; 6: 0.05545%
9 | Distribution Feeders - Short Rural | Distribution feeders - Short rural | 6 | MTB-62 | 2: 7.7925; 3: 4.9346; 4: 63; 5: Y; 6: 0.05545%
9 | Distribution Feeders - Short Rural | Distribution feeders - Short rural | 6 | MTB-63 | 2: 7.7925; 3: 0.93358; 4: 12; 5: Y; 6: 0.05545%
10 | Distribution Feeders - Long Rural | Distribution feeders - Long rural | 7 | MG-23 | 2: 3.5819; 3: 1.105; 4: 31; 5: Y; 6: -2.295%
10 | Distribution Feeders - Long Rural | Distribution feeders - Long rural | 7 | NA-01 | 2: 10.2503; 3: 6.0473; 4: 59; 5: Y; 6: 0.2324%
10 | Distribution Feeders - Long Rural | Distribution feeders - Long rural | 7 | NA-02 | 2: 7.7925; 3: 1.126; 4: 14; 5: Y; 6: 0.2324%
10 | Distribution Feeders - Long Rural | Distribution feeders - Long rural | 7 | NA-06 | 2: 10.2503; 3: 2.5929; 4: 25; 5: Y; 6: 0.2324%
10 | Distribution Feeders - Long Rural | Distribution feeders - Long rural | 7 | NA-07 | 2: 7.7925; 3: 3.418; 4: 44; 5: Y; 6: 0.2324%
10 | Distribution Feeders - Long Rural | Distribution feeders - Long rural | 7 | NA-03 | 2: 7.621; 3: 0.83812; 4: 11; 5: Y; 6: 0.7566%
10 | Distribution Feeders - Long Rural | Distribution feeders - Long rural | 7 | NA-04 | 2: 7.621; 3: 1.5812; 4: 21; 5: Y; 6: 0.7566%
10 | Distribution Feeders - Long Rural | Distribution feeders - Long rural | 7 | NA-05 | 2: 7.621; 3: 4.6105; 4: 60; 5: Y; 6: 0.7566%
10 | Distribution Feeders - Long Rural | Distribution feeders - Long rural | 7 | CN-41 | 2: 5.0108; 3: 0.22863; 4: 5; 5: Y; 6: -1.116%
10 | Distribution Feeders - Long Rural | Distribution feeders - Long rural | 7 | CN-42 | 2: 6.4779; 3: 0.91452; 4: 14; 5: Y; 6: -1.116%
10 | Distribution Feeders - Long Rural | Distribution feeders - Long rural | 7 | CN-43 | 2: 5.0108; 3: 0.13337; 4: 3; 5: Y; 6: -1.116%
10 | Distribution Feeders - Long Rural | Distribution feeders - Long rural | 7 | M-71 | 2: 7.621; 3: 2.3244; 4: 31; 5: Y; 6: -0.6153%
10 | Distribution Feeders - Long Rural | Distribution feeders - Long rural | 7 | KA-26 | 2: 3.4485; 3: 1.25; 4: 36; 5: Y; 6: -1.164%
10 | Distribution Feeders - Long Rural | Distribution feeders - Long rural | 7 | NU-21 | 2: 11.0505; 3: 6.4779; 4: 59; 5: Y; 6: -0.1962%
10 | Distribution Feeders - Long Rural | Distribution feeders - Long rural | 7 | NU-25 | 2: 11.0505; 3: 5.2395; 4: 47; 5: Y; 6: -0.1962%
10 | Distribution Feeders - Long Rural | Distribution feeders - Long rural | 7 | G-17 | 2: 3.4485; 3: 2.1447; 4: 62; 5: Y; 6: -0.3063%
10 | Distribution Feeders - Long Rural | Distribution feeders - Long rural | 7 | BT-15 | 2: 7.7925; 3: 1.8162; 4: 23; 5: Y; 6: -0.73%
10 | Distribution Feeders - Long Rural | Distribution feeders - Long rural | 7 | BT-22 | 2: 3.4485; 3: 0.53418; 4: 15; 5: Y; 6: -0.73%
10 | Distribution Feeders - Long Rural | Distribution feeders - Long rural | 7 | NA-12 | 2: 7.7925; 3: 2.5281; 4: 32; 5: Y; 6: -0.73%
10 | Distribution Feeders - Long Rural | Distribution feeders - Long rural | 7 | M-31 | 2: 1.3; 3: 0.095263; 4: 7; 5: Y; 6: 0.3673%
10 | Distribution Feeders - Long Rural | Distribution feeders - Long rural | 7 | LM-53 | 2: 1.3; 3: 1.0043; 4: 77; 5: Y; 6: -1.116%
9 | Distribution Feeders - Short Rural | Distribution feeders - Short rural | 6 | LX-24 | 2: 6.7827; 3: 1.1813; 4: 17; 5: Y; 6: -0.4041%
9 | Distribution Feeders - Short Rural | Distribution feeders - Short rural | 6 | LX-25 | 2: 3.5057; 3: 1.4861; 4: 42; 5: Y; 6: -0.4041%
10 | Distribution Feeders - Long Rural | Distribution feeders - Long rural | 7 | KA-23 | 2: 5.1632; 3: 0.099209; 4: 2; 5: Y; 6: -1.164%
10 | Distribution Feeders - Long Rural | Distribution feeders - Long rural | 7 | KA-27 | 2: 5.1632; 3: 0.25794; 4: 5; 5: Y; 6: -1.164%
10 | Distribution Feeders - Long Rural | Distribution feeders - Long rural | 7 | LM-11 | 2: 3.4485; 3: 0.15327; 4: 4; 5: Y; 6: -1.116%
10 | Distribution Feeders - Long Rural | Distribution feeders - Long rural | 7 | M-101 | 2: 1.3; 3: 0.11432; 4: 9; 5: Y; 6: 0.3673%
10 | Distribution Feeders - Long Rural | Distribution feeders - Long rural | 7 | KI-11 | 2: 5.1632; 3: 0.78477; 4: 15; 5: Y; 6: 0.8667%
10 | Distribution Feeders - Long Rural | Distribution feeders - Long rural | 7 | MG-22 | 2: 6.7827; 3: 3.0164; 4: 44; 5: Y; 6: 1.439%
10 | Distribution Feeders - Long Rural | Distribution feeders - Long rural | 7 | MG-28 | 2: 6.7827; 3: 0.91964; 4: 14; 5: Y; 6: 1.439%
10 | Distribution Feeders - Long Rural | Distribution feeders - Long rural | 7 | G-40 | 2: 4.2678; 3: 2.2821; 4: 53; 5: Y; 6: -2.696%
10 | Distribution Feeders - Long Rural | Distribution feeders - Long rural | 7 | G-41 | 2: 4.2678; 3: 1.2633; 4: 30; 5: Y; 6: -2.696%
9 | Distribution Feeders - Short Rural | Distribution feeders - Short rural | 6 | SG-02 | 2: 6.4779; 3: 2.915; 4: 45; 5: Y; 6: 1.477%
9 | Distribution Feeders - Short Rural | Distribution feeders - Short rural | 6 | SG-05 | 2: 6.4779; 3: 0.36162; 4: 6; 5: Y; 6: 1.477%
10 | Distribution Feeders - Long Rural | Distribution feeders - Long rural | 7 | LM-61 | 2: 3.4485; 3: 1.1622; 4: 34; 5: Y; 6: -1.116%
10 | Distribution Feeders - Long Rural | Distribution feeders - Long rural | 7 | LM-62 | 2: 6.4779; 3: 0.62873; 4: 10; 5: Y; 6: -1.116%
10 | Distribution Feeders - Long Rural | Distribution feeders - Long rural | 7 | LM-55 | 2: 1.3; 3: 0.057158; 4: 4; 5: Y; 6: -1.116%
10 | Distribution Feeders - Long Rural | Distribution feeders - Long rural | 7 | PL-754A | 2: 1.3; 3: 0.9191; 4: 71; 5: Y; 6: -1.607%
10 | Distribution Feeders - Long Rural | Distribution feeders - Long rural | 7 | PL-754B | 2: 1.3; 3: 0.89995; 4: 69; 5: Y; 6: -1.607%
10 | Distribution Feeders - Long Rural | Distribution feeders - Long rural | 7 | W-04 | 2: 6.7827; 3: 0.93358; 4: 14; 5: Y; 6: -1.714%
10 | Distribution Feeders - Long Rural | Distribution feeders - Long rural | 7 | W-05 | 2: 5.1632; 3: 0.040343; 4: 1; 5: Y; 6: -1.714%
10 | Distribution Feeders - Long Rural | Distribution feeders - Long rural | 7 | PL-15 | 2: 6.7827; 3: 0.78932; 4: 12; 5: Y; 6: -0.8654%
8 | Distribution Feeders - Urban | Distribution feeders - Urban | 5 | PA-01 | 2: 7.7925; 3: 4.8033; 4: 62; 5: Y; 6: -2.085%
8 | Distribution Feeders - Urban | Distribution feeders - Urban | 5 | PA-02 | 2: 9.1452; 3: 4.6298; 4: 51; 5: Y; 6: -2.085%
9 | Distribution Feeders - Short Rural | Distribution feeders - Short rural | 6 | PA-03 | 2: 7.7925; 3: 4.2533; 4: 55; 5: Y; 6: -2.085%
8 | Distribution Feeders - Urban | Distribution feeders - Urban | 5 | PA-04 | 2: 9.1452; 3: 2.98; 4: 33; 5: Y; 6: -2.085%
10 | Distribution Feeders - Long Rural | Distribution feeders - Long rural | 7 | PA-05 | 2: 7.7925; 3: 2.172; 4: 28; 5: Y; 6: -1.484%
10 | Distribution Feeders - Long Rural | Distribution feeders - Long rural | 7 | PA-06 | 2: 7.7925; 3: 3.1679; 4: 41; 5: Y; 6: -1.484%
10 | Distribution Feeders - Long Rural | Distribution feeders - Long rural | 7 | PA-07 | 2: 7.621; 3: 3.2866; 4: 43; 5: Y; 6: -1.484%
10 | Distribution Feeders - Long Rural | Distribution feeders - Long rural | 7 | PA-26 | 2: 7.621; 3: 1.086; 4: 14; 5: Y; 6: -1.484%
10 | Distribution Feeders - Long Rural | Distribution feeders - Long rural | 7 | KA-19 | 2: 2.4353; 3: 0.63416; 4: 26; 5: Y; 6: -2.96%
10 | Distribution Feeders - Long Rural | Distribution feeders - Long rural | 7 | KA-20 | 2: 2.4353; 3: 0.92153; 4: 38; 5: Y; 6: -2.96%
10 | Distribution Feeders - Long Rural | Distribution feeders - Long rural | 7 | KA-22 | 2: 5.0108; 3: 3.0387; 4: 61; 5: Y; 6: -2.96%
9 | Distribution Feeders - Short Rural | Distribution feeders - Short rural | 6 | MT-17 | 2: 0.91452; 3: 0.21665; 4: 24; 5: Y; 6: -1.164%
10 | Distribution Feeders - Long Rural | Distribution feeders - Long rural | 7 | PP-08 | 2: 2.4353; 3: 1.3943; 4: 57; 5: Y; 6: -0.3063%
9 | Distribution Feeders - Short Rural | Distribution feeders - Short rural | 6 | YK-04 | 2: 7.7925; 3: 0.35897; 4: 5; 5: Y; 6: 4.184%
9 | Distribution Feeders - Short Rural | Distribution feeders - Short rural | 6 | YK-26 | 2: 7.7925; 3: 2.1762; 4: 28; 5: Y; 6: 4.184%
10 | Distribution Feeders - Long Rural | Distribution feeders - Long rural | 7 | MT-15 | 2: 1.3; 3: 0.21113; 4: 16; 5: Y; 6: -2.513%
8 | Distribution Feeders - Urban | Distribution feeders - Urban | 5 | PL-04 | 2: 9.1452; 3: 5.9568; 4: 65; 5: Y; 6: -1.169%
8 | Distribution Feeders - Urban | Distribution feeders - Urban | 5 | PL-06 | 2: 9.1452; 3: 5.4923; 4: 60; 5: Y; 6: -1.169%
8 | Distribution Feeders - Urban | Distribution feeders - Urban | 5 | PL-07 | 2: 9.1452; 3: 6.6728; 4: 73; 5: Y; 6: -1.169%
8 | Distribution Feeders - Urban | Distribution feeders - Urban | 5 | PL-01 | 2: 7.8115; 3: 4.7849; 4: 61; 5: Y; 6: -1.634%
8 | Distribution Feeders - Urban | Distribution feeders - Urban | 5 | bar: 0 to 6
8 | Distribution Feeders - Urban | Distribution feeders - Urban | 5 | PL-03 | 2: 6.6684; 3: 3.6238; 4: 54; 5: Y; 6: -1.634%
8 | Distribution Feeders - Urban | Distribution feeders - Urban | 5 | PP-01 | 2: 9.1452; 3: 4.7555; 4: 52; 5: Y; 6: -3.148%
8 | Distribution Feeders - Urban | Distribution feeders - Urban | 5 | PP-02 | 2: 9.1452; 3: 3.016; 4: 33; 5: Y; 6: -3.148%
8 | Distribution Feeders - Urban | Distribution feeders - Urban | 5 | PP-03 | 2: 9.1452; 3: 6.6789; 4: 73; 5: Y; 6: -3.148%
9 | Distribution Feeders - Short Rural | Distribution feeders - Short rural | 6 | PP-04 | 2: 11.8126; 3: 6.616; 4: 56; 5: Y; 6: -3.148%
9 | Distribution Feeders - Short Rural | Distribution feeders - Short rural | 6 | PP-10 | 2: 11.8126; 3: 5.3538; 4: 45; 5: Y; 6: -3.148%
10 | Distribution Feeders - Long Rural | Distribution feeders - Long rural | 7 | MT-08 | 2: 5.1632; 3: 1.2765; 4: 25; 5: Y; 6: -2.513%
9 | Distribution Feeders - Short Rural | Distribution feeders - Short rural | 6 | WK-81 | 2: 5.0108; 3: 0.22977; 4: 5; 5: Y; 6: -0.7387%
10 | Distribution Feeders - Long Rural | Distribution feeders - Long rural | 7 | M-61 | 2: 1.3; 3: 0.53347; 4: 41; 5: Y; 6: 0.3673%
9 | Distribution Feeders - Short Rural | Distribution feeders - Short rural | 6 | LX-51 | 2: 5.1632; 3: 5.2013; 4: 101; 5: Y; 6: -1.904%
10 | Distribution Feeders - Long Rural | Distribution feeders - Long rural | 7 | LX-52 | 2: 5.1632; 3: 1.2956; 4: 25; 5: Y; 6: -1.904%
9 | Distribution Feeders - Short Rural | Distribution feeders - Short rural | 6 | LX-53 | 2: 6.7827; 3: 3.5819; 4: 53; 5: Y; 6: -1.904%
9 | Distribution Feeders - Short Rural | Distribution feeders - Short rural | 6 | WK-21 | 2: 6.4779; 3: 1.2157; 4: 19; 5: Y; 6: -0.7387%
9 | Distribution Feeders - Short Rural | Distribution feeders - Short rural | 6 | WK-22 | 2: 6.4779; 3: 1.9148; 4: 30; 5: Y; 6: -0.7387%
10 | Distribution Feeders - Long Rural | Distribution feeders - Long rural | 7 | PA-08 | 2: 5.0108; 3: 2.1199; 4: 42; 5: Y; 6: -1.701%
9 | Distribution Feeders - Short Rural | Distribution feeders - Short rural | 6 | WK-31 | 2: 7.621; 3: 4.5726; 4: 60; 5: Y; 6: -0.3953%
9 | Distribution Feeders - Short Rural | Distribution feeders - Short rural | 6 | WK-32 | 2: 3.5819; 3: 1.105; 4: 31; 5: Y; 6: -0.3953%
9 | Distribution Feeders - Short Rural | Distribution feeders - Short rural | 6 | WK-33 | 2: 3.5057; 3: 1.6385; 4: 47; 5: Y; 6: -0.3953%
8 | Distribution Feeders - Urban | Distribution feeders - Urban | 5 | VH-61 | 2: 1.3; 3: 0.039215; 4: 3; 5: Y; 6: -1.965%
9 | Distribution Feeders - Short Rural | Distribution feeders - Short rural | 6 | BM-51 | 2: 7.621; 3: 4.1154; 4: 54; 5: Y; 6: -0.6844%
9 | Distribution Feeders - Short Rural | Distribution feeders - Short rural | 6 | BM-52 | 2: 7.621; 3: 3.3914; 4: 45; 5: Y; 6: -0.6844%
9 | Distribution Feeders - Short Rural | Distribution feeders - Short rural | 6 | BM-53 | 2: 9.1452; 3: 6.154; 4: 67; 5: Y; 6: -0.6844%
9 | Distribution Feeders - Short Rural | Distribution feeders - Short rural | 6 | BM-55 | 2: 9.1452; 3: 2.7055; 4: 30; 5: Y; 6: -0.6844%
9 | Distribution Feeders - Short Rural | Distribution feeders - Short rural | 6 | BM-56 | 2: 7.621; 3: 2.915; 4: 38; 5: Y; 6: -0.6844%
9 | Distribution Feeders - Short Rural | Distribution feeders - Short rural | 6 | BM-57 | 2: 6.7827; 3: 1.3718; 4: 20; 5: Y; 6: -0.6844%
10 | Distribution Feeders - Long Rural | Distribution feeders - Long rural | 7 | R-18 | 2: 5.1632; 3: 2.0577; 4: 40; 5: Y; 6: 1.477%
10 | Distribution Feeders - Long Rural | Distribution feeders - Long rural | 7 | MI-08 | 2: 5.1632; 3: 4.7799; 4: 93; 5: Y; 6: 1.329%
10 | Distribution Feeders - Long Rural | Distribution feeders - Long rural | 7 | MI-13 | 2: 4.6862; 3: 0.82233; 4: 18; 5: Y; 6: 1.329%
10 | Distribution Feeders - Long Rural | Distribution feeders - Long rural | 7 | R-09 | 2: 5.1632; 3: 0.77353; 4: 15; 5: Y; 6: 1.477%
9 | Distribution Feeders - Short Rural | Distribution feeders - Short rural | 6 | WK-71 | 2: 5.1632; 3: 0.51442; 4: 10; 5: Y; 6: -0.7387%
9 | Distribution Feeders - Short Rural | Distribution feeders - Short rural | 6 | WK-72 | 2: 5.0108; 3: 1.2384; 4: 25; 5: Y; 6: -0.7387%
9 | Distribution Feeders - Short Rural | Distribution feeders - Short rural | 6 | CV-03 | 2: 5.0108; 3: 0.8071; 4: 16; 5: Y; 6: 0.1812%
8 | Distribution Feeders - Urban | Distribution feeders - Urban | 5 | VH-72 | 2: 7.621; 3: 0.44389; 4: 6; 5: Y; 6: -0.9851%
10 | Distribution Feeders - Long Rural | Distribution feeders - Long rural | 7 | GA-05 | 2: 7.621; 3: 1.0769; 4: 14; 5: Y; 6: -3.908%
10 | Distribution Feeders - Long Rural | Distribution feeders - Long rural | 7 | GA-23 | 2: 2.6864; 3: 0.56089; 4: 21; 5: Y; 6: -3.908%
8 | Distribution Feeders - Urban | Distribution feeders - Urban | 5 | VH-51 | 2: 3.4485; 3: 0.66594; 4: 19; 5: Y; 6: -1.965%
10 | Distribution Feeders - Long Rural | Distribution feeders - Long rural | 7 | MB-51 | 2: 6.7637; 3: 0.038105; 4: 1; 5: Y; 6: -1.116%
10 | Distribution Feeders - Long Rural | Distribution feeders - Long rural | 7 | MI-16 | 2: 1.3; 3: 0.70068; 4: 54; 5: Y; 6: 0.7089%
10 | Distribution Feeders - Long Rural | Distribution feeders - Long rural | 7 | CL-01 | 2: 5.1632; 3: 0.83335; 4: 16; 5: Y; 6: -0.04927%
10 | Distribution Feeders - Long Rural | Distribution feeders - Long rural | 7 | CL-14 | 2: 3.4485; 3: 0.41668; 4: 12; 5: Y; 6: -0.04927%
9 | Distribution Feeders - Short Rural | Distribution feeders - Short rural | 6 | MV-41 | 2: 5.8491; 3: 1.3032; 4: 22; 5: Y; 6: 0.4725%
9 | Distribution Feeders - Short Rural | Distribution feeders - Short rural | 6 | MV-42 | 2: 7.7925; 3: 2.4136; 4: 31; 5: Y; 6: 0.4725%
8 | Distribution Feeders - Urban | Distribution feeders - Urban | 5 | VH-43 | 2: 4.001; 3: 0.39229; 4: 10; 5: Y; 6: 0.4725%
8 | Distribution Feeders - Urban | Distribution feeders - Urban | 5 | VH-44 | 2: 5.8491; 3: 0.85165; 4: 15; 5: Y; 6: 0.4725%
10 | Distribution Feeders - Long Rural | Distribution feeders - Long rural | 7 | YK-02 | 2: 4.2678; 3: 1.0669; 4: 25; 5: Y; 6: -2.768%
10 | Distribution Feeders - Long Rural | Distribution feeders - Long rural | 7 | YK-22 | 2: 4.2678; 3: 0.20958; 4: 5; 5: Y; 6: -2.768%
9 | Distribution Feeders - Short Rural | Distribution feeders - Short rural | 6 | SG-11 | 2: 7.621; 3: 1.086; 4: 14; 5: Y; 6: 1.477%
9 | Distribution Feeders - Short Rural | Distribution feeders - Short rural | 6 | SG-13 | 2: 7.621; 3: 4.2297; 4: 56; 5: Y; 6: 1.477%
9 | Distribution Feeders - Short Rural | Distribution feeders - Short rural | 6 | SG-14 | 2: 7.621; 3: 3.6962; 4: 49; 5: Y; 6: 1.477%
10 | Distribution Feeders - Long Rural | Distribution feeders - Long rural | 7 | PA-13 | 2: 5.0108; 3: 1.6276; 4: 32; 5: Y; 6: -1.721%
10 | Distribution Feeders - Long Rural | Distribution feeders - Long rural | 7 | PA-14 | 2: 5.0108; 3: 1.6276; 4: 32; 5: Y; 6: -1.721%
10 | Distribution Feeders - Long Rural | Distribution feeders - Long rural | 7 | NU-15 | 2: 7.7925; 3: 2.4959; 4: 32; 5: Y; 6: 1.336%
10 | Distribution Feeders - Long Rural | Distribution feeders - Long rural | 7 | NU-29 | 2: 7.7925; 3: 4.8584; 4: 62; 5: Y; 6: 1.336%
9 | Distribution Feeders - Short Rural | Distribution feeders - Short rural | 6 | ST-11 | 2: 6.7065; 3: 4.5574; 4: 68; 5: Y; 6: 1.193%
9 | Distribution Feeders - Short Rural | Distribution feeders - Short rural | 6 | ST-12 | 2: 6.7065; 3: 5.068; 4: 76; 5: Y; 6: 1.193%
9 | Distribution Feeders - Short Rural | Distribution feeders - Short rural | 6 | ST-13 | 2: 3.5819; 3: 1.549; 4: 43; 5: Y; 6: 1.193%
10 | Distribution Feeders - Long Rural | Distribution feeders - Long rural | 7 | SB-01 | 2: 6.7827; 3: 3.0103; 4: 44; 5: Y; 6: -1.106%
10 | Distribution Feeders - Long Rural | Distribution feeders - Long rural | 7 | SB-02 | 2: 6.7827; 3: 0.724; 4: 11; 5: Y; 6: -1.106%
9 | Distribution Feeders - Short Rural | Distribution feeders - Short rural | 6 | M-51 | 2: 5.0108; 3: 1.467; 4: 29; 5: Y; 6: -0.7387%
9 | Distribution Feeders - Short Rural | Distribution feeders - Short rural | 6 | bar: 0 to 6
10 | Distribution Feeders - Long Rural | Distribution feeders - Long rural | 7 | MB-61 | 2: 6.7827; 3: 1.0098; 4: 15; 5: Y; 6: -1.116%
10 | Distribution Feeders - Long Rural | Distribution feeders - Long rural | 7 | MB-62 | 2: 3.4485; 3: 1.9815; 4: 57; 5: Y; 6: -1.116%
9 | Distribution Feeders - Short Rural | Distribution feeders - Short rural | 6 | MI-02 | 2: 5.1632; 3: 0.71982; 4: 14; 5: Y; 6: 0.5612%
10 | Distribution Feeders - Long Rural | Distribution feeders - Long rural | 7 | SB-03 | 2: 5.1632; 3: 0.77799; 4: 15; 5: Y; 6: -1.106%
10 | Distribution Feeders - Long Rural | Distribution feeders - Long rural | 7 | MG-07 | 2: 2.4578; 3: 1.8709; 4: 76; 5: Y; 6: -1.761%
10 | Distribution Feeders - Long Rural | Distribution feeders - Long rural | 7 | M-91 | 2: 3.4485; 3: 1.2611; 4: 37; 5: Y; 6: 1.18%
10 | Distribution Feeders - Long Rural | Distribution feeders - Long rural | 7 | M-92 | 2: 5.0108; 3: 2.034; 4: 41; 5: Y; 6: 1.18%
10 | Distribution Feeders - Long Rural | Distribution feeders - Long rural | 7 | CN-71 | 2: 3.4485; 3: 0.9829; 4: 29; 5: Y; 6: 0.77%
10 | Distribution Feeders - Long Rural | Distribution feeders - Long rural | 7 | CN-72 | 2: 1.3; 3: 0.49145; 4: 38; 5: Y; 6: 0.77%
10 | Distribution Feeders - Long Rural | Distribution feeders - Long rural | 7 | CM-03 | 2: 5.1632; 3: 0.95034; 4: 18; 5: Y; 6: -0.8654%
10 | Distribution Feeders - Long Rural | Distribution feeders - Long rural | 7 | CM-04 | 2: 5.1632; 3: 0.23364; 4: 5; 5: Y; 6: -0.8654%
10 | Distribution Feeders - Long Rural | Distribution feeders - Long rural | 7 | CM-05 | 2: 5.1632; 3: 1.9859; 4: 38; 5: Y; 6: -0.8654%
10 | Distribution Feeders - Long Rural | Distribution feeders - Long rural | 7 | PL-10 | 2: 3.5057; 3: 0.64773; 4: 18; 5: Y; 6: -0.8654%
10 | Distribution Feeders - Long Rural | Distribution feeders - Long rural | 7 | PL-13 | 2: 5.1632; 3: 0.58472; 4: 11; 5: Y; 6: -0.8654%
9 | Distribution Feeders - Short Rural | Distribution feeders - Short rural | 6 | SG-01 | 2: 9.6215; 3: 1.5223; 4: 16; 5: Y; 6: 1.303%
9 | Distribution Feeders - Short Rural | Distribution feeders - Short rural | 6 | SG-04 | 2: 8.8594; 3: 1.7528; 4: 20; 5: Y; 6: 1.303%
9 | Distribution Feeders - Short Rural | Distribution feeders - Short rural | 6 | SG-07 | 2: 8.9547; 3: 2.6483; 4: 30; 5: Y; 6: 1.303%
9 | Distribution Feeders - Short Rural | Distribution feeders - Short rural | 6 | MTB-41 | 2: 2.6864; 3: 1.0035; 4: 37; 5: Y; 6: 2.75%
9 | Distribution Feeders - Short Rural | Distribution feeders - Short rural | 6 | SG-08 | 2: 7.621; 3: 0; 4: 0; 5: N; 6: 2.75%
8 | Distribution Feeders - Urban | Distribution feeders - Urban | 5 | VH-10 | 2: 7.621; 3: 4.8965; 4: 64; 5: Y; 6: -1.32%
8 | Distribution Feeders - Urban | Distribution feeders - Urban | 5 | VH-11 | 2: 6.2873; 3: 6.5922; 4: 105; 5: Y; 6: -1.32%
8 | Distribution Feeders - Urban | Distribution feeders - Urban | 5 | VH-12 | 2: 6.6684; 3: 6.2111; 4: 93; 5: Y; 6: -1.32%
8 | Distribution Feeders - Urban | Distribution feeders - Urban | 5 | VH-15 | 2: 6.2873; 3: 4.3249; 4: 69; 5: Y; 6: -1.32%
8 | Distribution Feeders - Urban | Distribution feeders - Urban | 5 | VH-16 | 2: 13.3368; 3: 4.5345; 4: 34; 5: Y; 6: -1.32%
8 | Distribution Feeders - Urban | Distribution feeders - Urban | 5 | VH-17 | 2: 7.7925; 3: 1.5242; 4: 20; 5: Y; 6: -1.32%
9 | Distribution Feeders - Short Rural | Distribution feeders - Short rural | 6 | WK-41 | 2: 9.1452; 3: 5.1251; 4: 56; 5: Y; 6: -1.238%
9 | Distribution Feeders - Short Rural | Distribution feeders - Short rural | 6 | WK-42 | 2: 9.1452; 3: 1.448; 4: 16; 5: Y; 6: -1.238%
9 | Distribution Feeders - Short Rural | Distribution feeders - Short rural | 6 | WK-43 | 2: 9.1452; 3: 1.9053; 4: 21; 5: Y; 6: -1.238%
10 | Distribution Feeders - Long Rural | Distribution feeders - Long rural | 7 | M-81 | 2: 5.0108; 3: 1.6667; 4: 33; 5: Y; 6: 0.68%
10 | Distribution Feeders - Long Rural | Distribution feeders - Long rural | 7 | KA-01 | 2: 9.1452; 3: 4.706; 4: 51; 5: Y; 6: 0.3911%
10 | Distribution Feeders - Long Rural | Distribution feeders - Long rural | 7 | KA-02 | 2: 9.1452; 3: 3.7152; 4: 41; 5: Y; 6: 0.3911%
10 | Distribution Feeders - Long Rural | Distribution feeders - Long rural | 7 | YK-09 | 2: 5.1632; 3: 0.07621; 4: 1; 5: Y; 6: 1.266%
10 | Distribution Feeders - Long Rural | Distribution feeders - Long rural | 7 | YK-17 | 2: 5.1632; 3: 1.8481; 4: 36; 5: Y; 6: 1.266%
10 | Distribution Feeders - Long Rural | Distribution feeders - Long rural | 7 | GA-13 | 2: 3.8105; 3: 0.37286; 4: 10; 5: Y; 6: -0.75%
10 | Distribution Feeders - Long Rural | Distribution feeders - Long rural | 7 | GA-29 | 2: 3.0484; 3: 0.13737; 4: 5; 5: Y; 6: -0.75%
10 | Distribution Feeders - Long Rural | Distribution feeders - Long rural | 7 | GA-30 | 2: 3.8105; 3: 0.66722; 4: 18; 5: Y; 6: -0.75%
10 | Distribution Feeders - Long Rural | Distribution feeders - Long rural | 7 | R-01 | 2: 4.2678; 3: 0.55252; 4: 13; 5: Y; 6: 1.477%
9 | Distribution Feeders - Short Rural | Distribution feeders - Short rural | 6 | WHY-01 | 2: 7.0494; 3: 2.2513; 4: 32; 5: Y; 6: -0.1081%
8 | Distribution Feeders - Urban | Distribution feeders - Urban | 5 | WHY-02 | 2: 7.0494; 3: 4.9535; 4: 70; 5: Y; 6: -0.1081%
8 | Distribution Feeders - Urban | Distribution feeders - Urban | 5 | WHY-03 | 2: 6.2873; 3: 2.7434; 4: 44; 5: Y; 6: -0.1081%
8 | Distribution Feeders - Urban | Distribution feeders - Urban | 5 | WHY-04 | 2: 6.4779; 3: 4.5739; 4: 71; 5: Y; 6: -0.1081%
8 | Distribution Feeders - Urban | Distribution feeders - Urban | 5 | WHY-05 | 2: 6.8589; 3: 1.9176; 4: 28; 5: Y; 6: -0.1081%
8 | Distribution Feeders - Urban | Distribution feeders - Urban | 5 | WHY-06 | 2: 6.4779; 3: 4.001; 4: 62; 5: Y; 6: -0.1081%
8 | Distribution Feeders - Urban | Distribution feeders - Urban | 5 | WHY-07 | 2: 6.2873; 3: 3.1587; 4: 50; 5: Y; 6: -0.1081%
8 | Distribution Feeders - Urban | Distribution feeders - Urban | 5 | WHY-11 | 2: 6.7827; 3: 0.34443; 4: 5; 5: Y; 6: -0.7416%
8 | Distribution Feeders - Urban | Distribution feeders - Urban | 5 | WHY-16 | 2: 3.5819; 3: 1.1923; 4: 33; 5: Y; 6: -0.7416%
8 | Distribution Feeders - Urban | Distribution feeders - Urban | 5 | WHY-08 | 2: 7.621; 3: 4.0668; 4: 53; 5: Y; 6: -0.8237%
8 | Distribution Feeders - Urban | Distribution feeders - Urban | 5 | WHY-09 | 2: 7.0494; 3: 4.3345; 4: 61; 5: Y; 6: -0.8237%
8 | Distribution Feeders - Urban | Distribution feeders - Urban | 5 | WHY-10 | 2: 7.0494; 3: 5.0794; 4: 72; 5: Y; 6: -0.8237%
8 | Distribution Feeders - Urban | Distribution feeders - Urban | 5 | WHY-12 | 2: 12.3842; 3: 3.3447; 4: 27; 5: Y; 6: -0.8237%
8 | Distribution Feeders - Urban | Distribution feeders - Urban | 5 | WHY-13 | 2: 12.3842; 3: 1.2165; 4: 10; 5: Y; 6: -0.8237%
10 | Distribution Feeders - Long Rural | Distribution feeders - Long rural | 7 | GA-03 | 2: 5.1632; 3: 0.98883; 4: 19; 5: Y; 6: 0.1617%
10 | Distribution Feeders - Long Rural | Distribution feeders - Long rural | 7 | GA-08 | 2: 5.1632; 3: 1.9381; 4: 38; 5: Y; 6: 0.1617%
9 | Distribution Feeders - Short Rural | Distribution feeders - Short rural | 6 | MV-51 | 2: 7.621; 3: 0.91205; 4: 12; 5: Y; 6: -2.264%
9 | Distribution Feeders - Short Rural | Distribution feeders - Short rural | 6 | MV-52 | 2: 9.1452; 3: 3.5438; 4: 39; 5: Y; 6: -2.264%
9 | Distribution Feeders - Short Rural | Distribution feeders - Short rural | 6 | MV-53 | 2: 7.621; 3: 0.57158; 4: 8; 5: Y; 6: -2.264%
10 | Distribution Feeders - Long Rural | Distribution feeders - Long rural | 7 | PA-10 | 2: 5.0108; 3: 0.7367; 4: 15; 5: Y; 6: -0.3063%
10 | Distribution Feeders - Long Rural | Distribution feeders - Long rural | 7 | G-04 | 2: 1.3; 3: 0.75873; 4: 58; 5: Y; 6: 0%
10 | Distribution Feeders - Long Rural | Distribution feeders - Long rural | 7 | G-33 | 2: 1.3; 3: 0.038105; 4: 3; 5: Y; 6: 0%
8 | Distribution Feeders - Urban | Distribution feeders - Urban | 5 | VH-35 | 2: 1.3; 3: 0.86664; 4: 67; 5: Y; 6: -1.965%
10 | Distribution Feeders - Long Rural | Distribution feeders - Long rural | 7 | G-19 | 2: 1.3; 3: 0.025291; 4: 2; 5: Y; 6: 0%
10 | Distribution Feeders - Long Rural | Distribution feeders - Long rural | 7 | MB-81 | 2: 5.0108; 3: 2.2291; 4: 44; 5: Y; 6: -2.629%
10 | Distribution Feeders - Long Rural | Distribution feeders - Long rural | 7 | MB-82 | 2: 7.621; 3: 0; 4: 0; 5: N; 6: -2.629%
10 | Distribution Feeders - Long Rural | Distribution feeders - Long rural | 7 | MB-84 | 2: 7.621; 3: 1.8862; 4: 25; 5: Y; 6: -2.629%
9 | Distribution Feeders - Short Rural | Distribution feeders - Short rural | 6 | MTB-51 | 2: 6.4779; 3: 2.997; 4: 46; 5: Y; 6: 0.7754%
9 | Distribution Feeders - Short Rural | Distribution feeders - Short rural | 6 | MTB-52 | 2: 3.4485; 3: 2.8655; 4: 83; 5: Y; 6: 0.7754%
9 | Distribution Feeders - Short Rural | Distribution feeders - Short rural | 6 | MTB-53 | 2: 6.7827; 3: 1.8633; 4: 27; 5: Y; 6: 0.7754%
9 | Distribution Feeders - Short Rural | Distribution feeders - Short rural | 6 | MTB-54 | 2: 4.2678; 3: 2.2501; 4: 53; 5: Y; 6: 0.7754%
10 | Distribution Feeders - Long Rural | Distribution feeders - Long rural | 7 | WK-51 | 2: 7.621; 3: 2.7984; 4: 37; 5: Y; 6: -1.117%
10 | Distribution Feeders - Long Rural | Distribution feeders - Long rural | 7 | WK-52 | 2: 9.1452; 3: 3.7313; 4: 41; 5: Y; 6: -1.117%
10 | Distribution Feeders - Long Rural | Distribution feeders - Long rural | 7 | W-01 | 2: 5.0108; 3: 1.3146; 4: 26; 5: Y; 6: -1.288%
10 | Distribution Feeders - Long Rural | Distribution feeders - Long rural | 7 | W-02 | 2: 5.0108; 3: 1.2575; 4: 25; 5: Y; 6: -1.288%
8 | Distribution Feeders - Urban | Distribution feeders - Urban | 5 | VH-31 | 2: 7.7925; 3: 5.2772; 4: 68; 5: Y; 6: -0.9851%
8 | Distribution Feeders - Urban | Distribution feeders - Urban | 5 | VH-32 | 2: 7.7925; 3: 1.4954; 4: 19; 5: Y; 6: -0.9851%
8 | Distribution Feeders - Urban | Distribution feeders - Urban | 5 | VH-34 | 2: 4.001; 3: 0.59025; 4: 15; 5: Y; 6: -0.9851%
8 | Distribution Feeders - Urban | Distribution feeders - Urban | 5 | VH-37 | 2: 1.3; 3: 0; 4: 0; 5: N; 6: -1.965%
10 | Distribution Feeders - Long Rural | Distribution feeders - Long rural | 7 | G-43 | 2: 1.3; 3: 0.061422; 4: 5; 5: Y; 6: 0%
10 | Distribution Feeders - Long Rural | Distribution feeders - Long rural | 7 | YK-18 | 2: 6.7827; 3: 0.074305; 4: 1; 5: Y; 6: -0.3159%
10 | Distribution Feeders - Long Rural | Distribution feeders - Long rural | 7 | YK-23 | 2: 6.7827; 3: 1.4289; 4: 21; 5: Y; 6: -0.3159%
9 | Distribution Feeders - Short Rural | Distribution feeders - Short rural | 6 | MV-61 | 2: 11.4315; 3: 7.5639; 4: 66; 5: Y; 6: 3.753%
9 | Distribution Feeders - Short Rural | Distribution feeders - Short rural | 6 | MV-62 | 2: 11.4315; 3: 4.3821; 4: 38; 5: Y; 6: 3.753%
9 | Distribution Feeders - Short Rural | Distribution feeders - Short rural | 6 | MV-63 | 2: 11.4315; 3: 2.1148; 4: 19; 5: Y; 6: 3.753%
9 | Distribution Feeders - Short Rural | Distribution feeders - Short rural | 6 | MV-64 | 2: 11.4315; 3: 5.7158; 4: 50; 5: Y; 6: 3.753%
8 | Distribution Feeders - Urban | Distribution feeders - Urban | 5 | EL-15 | 2: 6.8589; 3: 4.2573; 4: 62; 5: Y; 6: 1.938%
9 | Distribution Feeders - Short Rural | Distribution feeders - Short rural | 6 | EL-16 | 2: 6.8589; 3: 3.089; 4: 45; 5: Y; 6: 1.938%
9 | Distribution Feeders - Short Rural | Distribution feeders - Short rural | 6 | EL-17 | 2: 6.8589; 3: 3.5653; 4: 52; 5: Y; 6: 1.938%
9 | Distribution Feeders - Short Rural | Distribution feeders - Short rural | 6 | EL-23 | 2: 6.8589; 3: 5.6043; 4: 82; 5: Y; 6: 1.938%
10 | Distribution Feeders - Long Rural | Distribution feeders - Long rural | 7 | GA-15 | 2: 6.8589; 3: 5.2696; 4: 77; 5: Y; 6: 1.938%
8 | Distribution Feeders - Urban | Distribution feeders - Urban | 5 | SM-172A | 2: 5.9063; 3: 2.4768; 4: 42; 5: Y; 6: 0.9962%
8 | Distribution Feeders - Urban | Distribution feeders - Urban | 5 | SM-172B | 2: 5.9063; 3: 1.6957; 4: 29; 5: Y; 6: 0.9962%
8 | Distribution Feeders - Urban | Distribution feeders - Urban | 5 | SM-172C | 2: 7.621; 3: 5.0108; 4: 66; 5: Y; 6: 0.9962%
8 | Distribution Feeders - Urban | Distribution feeders - Urban | 5 | SM-172D | 2: 6.1921; 3: 1.9243; 4: 31; 5: Y; 6: 0.9962%
8 | Distribution Feeders - Urban | Distribution feeders - Urban | 5 | SM-172E | 2: 6.0968; 3: 6.1159; 4: 100; 5: Y; 6: 0.9962%
8 | Distribution Feeders - Urban | Distribution feeders - Urban | 5 | SM-172F | 2: 5.811; 3: 4.8965; 4: 84; 5: Y; 6: 0.9962%
8 | Distribution Feeders - Urban | Distribution feeders - Urban | 5 | AP-139A | 2: 11.4315; 3: 3.0513; 4: 27; 5: Y; 6: -2.49%
8 | Distribution Feeders - Urban | Distribution feeders - Urban | 5 | AP-139B | 2: 11.4315; 3: 5.9396; 4: 52; 5: Y; 6: -2.49%
8 | Distribution Feeders - Urban | Distribution feeders - Urban | 5 | AP-139C | 2: 11.4315; 3: 6.6836; 4: 58; 5: Y; 6: -2.49%
8 | Distribution Feeders - Urban | Distribution feeders - Urban | 5 | AP-139D | 2: 11.4315; 3: 7.0999; 4: 62; 5: Y; 6: -2.49%
8 | Distribution Feeders - Urban | Distribution feeders - Urban | 5 | AP-125A | 2: 7.6349; 3: 4.9057; 4: 64; 5: Y; 6: -1.489%
8 | Distribution Feeders - Urban | Distribution feeders - Urban | 5 | AP-125B | 2: 7.5032; 3: 2.7379; 4: 36; 5: Y; 6: -1.489%
8 | Distribution Feeders - Urban | Distribution feeders - Urban | 5 | AP-125C | 2: 3.9491; 3: 2.2988; 4: 58; 5: Y; 6: -1.489%
8 | Distribution Feeders - Urban | Distribution feeders - Urban | 5 | AP-125D | 2: 7.3716; 3: 5.9315; 4: 80; 5: Y; 6: -1.489%
8 | Distribution Feeders - Urban | Distribution feeders - Urban | 5 | SM-126A | 2: 6.0968; 3: 5.1442; 4: 84; 5: Y; 6: -2.436%
8 | Distribution Feeders - Urban | Distribution feeders - Urban | 5 | SM-126B | 2: 6.0016; 3: 4.1154; 4: 69; 5: Y; 6: -2.436%
8 | Distribution Feeders - Urban | Distribution feeders - Urban | 5 | SM-126C | 2: 12.4794; 3: 6.4779; 4: 52; 5: Y; 6: -2.436%
8 | Distribution Feeders - Urban | Distribution feeders - Urban | 5 | SM-126D | 2: 11.8126; 3: 6.6303; 4: 56; 5: Y; 6: -2.436%
8 | Distribution Feeders - Urban | Distribution feeders - Urban | 5 | SM-126E | 2: 11.3363; 3: 7.5829; 4: 67; 5: Y; 6: -2.436%
8 | Distribution Feeders - Urban | Distribution feeders - Urban | 5 | HH-148A | 2: 6.0016; 3: 3.277; 4: 55; 5: Y; 6: 0.4587%
8 | Distribution Feeders - Urban | Distribution feeders - Urban | 5 | HH-148B | 2: 6.0016; 3: 3.5438; 4: 59; 5: Y; 6: 0.4587%
8 | Distribution Feeders - Urban | Distribution feeders - Urban | 5 | HH-148C | 2: 10.86; 3: 3.1627; 4: 29; 5: Y; 6: 0.4587%
8 | Distribution Feeders - Urban | Distribution feeders - Urban | 5 | HH-148D | 2: 6.2873; 3: 4.4202; 4: 70; 5: Y; 6: 0.4587%
8 | Distribution Feeders - Urban | Distribution feeders - Urban | 5 | HH-121A | 2: 10.0979; 3: 8.1926; 4: 81; 5: Y; 6: 1.792%
8 | Distribution Feeders - Urban | Distribution feeders - Urban | 5 | HH-121B | 2: 11.0505; 3: 7.7925; 4: 71; 5: Y; 6: 1.792%
8 | Distribution Feeders - Urban | Distribution feeders - Urban | 5 | HH-121C | 2: 11.9078; 3: 8.2307; 4: 69; 5: Y; 6: 1.792%
8 | Distribution Feeders - Urban | Distribution feeders - Urban | 5 | HH-121D | 2: 10.86; 3: 7.5067; 4: 69; 5: Y; 6: 1.792%
8 | Distribution Feeders - Urban | Distribution feeders - Urban | 5 | HH-121E | 2: 11.241; 3: 7.964; 4: 71; 5: Y; 6: 1.792%
8 | Distribution Feeders - Urban | Distribution feeders - Urban | 5 | HH-121F | 2: 9.1452; 3: 5.4681; 4: 60; 5: Y; 6: 1.792%
8 | Distribution Feeders - Urban | Distribution feeders - Urban | 5 | HH-121G | 2: 9.1452; 3: 7.4114; 4: 81; 5: Y; 6: 1.792%
8 | Distribution Feeders - Urban | Distribution feeders - Urban | 5 | SA-520A | 2: 9.1452; 3: 9.1252; 4: 100; 5: Y; 6: -2.861%
8 | Distribution Feeders - Urban | Distribution feeders - Urban | 5 | SA-520B | 2: 9.1452; 3: 4.9156; 4: 54; 5: Y; 6: -2.861%
8 | Distribution Feeders - Urban | Distribution feeders - Urban | 5 | SA-520D | 2: 9.1452; 3: 7.2019; 4: 79; 5: Y; 6: -2.861%
8 | Distribution Feeders - Urban | Distribution feeders - Urban | 5 | SA-520E | 2: 9.1452; 3: 2.9909; 4: 33; 5: Y; 6: -2.861%
8 | Distribution Feeders - Urban | Distribution feeders - Urban | 5 | SA-520F | 2: 9.1452; 3: 8.9538; 4: 98; 5: Y; 6: -2.861%
8 | Distribution Feeders - Urban | Distribution feeders - Urban | 5 | SA-520G | 2: 9.1452; 3: 3.0094; 4: 33; 5: Y; 6: -2.861%
8 | Distribution Feeders - Urban | Distribution feeders - Urban | 5 | SA-520H | 2: 9.1452; 3: 7.9636; 4: 87; 5: Y; 6: -2.861%
8 | Distribution Feeders - Urban | Distribution feeders - Urban | 5 | SA-520J | 2: 9.1452; 3: 6.3632; 4: 70; 5: Y; 6: -2.861%
8 | Distribution Feeders - Urban | Distribution feeders - Urban | 5 | AP-365B | 2: 6.4502; 3: 2.9697; 4: 46; 5: Y; 6: -1.081%
8 | Distribution Feeders - Urban | Distribution feeders - Urban | 5 | AP-365C | 2: 6.3185; 3: 1.4812; 4: 23; 5: Y; 6: -1.081%
8 | Distribution Feeders - Urban | Distribution feeders - Urban | 5 | AP-365A | 2: 7.621; 3: 4.0391; 4: 53; 5: Y; 6: 1.775%
8 | Distribution Feeders - Urban | Distribution feeders - Urban | 5 | AP-365E | 2: 9.1452; 3: 1.0288; 4: 11; 5: Y; 6: 1.775%
8 | Distribution Feeders - Urban | Distribution feeders - Urban | 5 | AP-365F | 2: 9.1452; 3: 0.724; 4: 8; 5: Y; 6: 1.775%
8 | Distribution Feeders - Urban | Distribution feeders - Urban | 5 | SM-374A | 2: 7.621; 3: 7.4114; 4: 97; 5: Y; 6: -0.9313%
8 | Distribution Feeders - Urban | Distribution feeders - Urban | 5 | SM-374B | 2: 7.621; 3: 6.1349; 4: 81; 5: Y; 6: -0.9313%
8 | Distribution Feeders - Urban | Distribution feeders - Urban | 5 | SM-374C | 2: 5.1442; 3: 3.1437; 4: 61; 5: Y; 6: -0.9313%
8 | Distribution Feeders - Urban | Distribution feeders - Urban | 5 | SM-374D | 2: 5.1442; 3: 0.64779; 4: 13; 5: Y; 6: -0.9313%
8 | Distribution Feeders - Urban | Distribution feeders - Urban | 5 | SM-374E | 2: 7.621; 3: 4.0963; 4: 54; 5: Y; 6: -0.9313%
8 | Distribution Feeders - Urban | Distribution feeders - Urban | 5 | HH-107A | 2: 11.3363; 3: 6.154; 4: 54; 5: Y; 6: 0.786%
8 | Distribution Feeders - Urban | Distribution feeders - Urban | 5 | HH-107B | 2: 11.6221; 3: 7.0494; 4: 61; 5: Y; 6: 0.786%
8 | Distribution Feeders - Urban | Distribution feeders - Urban | 5 | HH-107C | 2: 11.1457; 3: 5.7729; 4: 52; 5: Y; 6: 0.786%
8 | Distribution Feeders - Urban | Distribution feeders - Urban | 5 | HH-107D | 2: 4.3821; 3: 3.3723; 4: 77; 5: Y; 6: 0.786%
8 | Distribution Feeders - Urban | Distribution feeders - Urban | 5 | AP-355A | 2: 15.242; 3: 6.0882; 4: 40; 5: Y; 6: -2.515%
8 | Distribution Feeders - Urban | Distribution feeders - Urban | 5 | AP-355B | 2: 10.1931; 3: 2.5454; 4: 25; 5: Y; 6: -2.515%
8 | Distribution Feeders - Urban | Distribution feeders - Urban | 5 | AP-355C | 2: 9.1452; 3: 3.4085; 4: 37; 5: Y; 6: -2.515%
8 | Distribution Feeders - Urban | Distribution feeders - Urban | 5 | AP-355D | 2: 8.9547; 3: 4.4059; 4: 49; 5: Y; 6: -2.515%
8 | Distribution Feeders - Urban | Distribution feeders - Urban | 5 | AP-355E | 2: 7.24; 3: 3.5276; 4: 49; 5: Y; 6: -2.515%
8 | Distribution Feeders - Urban | Distribution feeders - Urban | 5 | AP-355F | 2: 4.7631; 3: 3.5571; 4: 75; 5: Y; 6: -2.515%
8 | Distribution Feeders - Urban | Distribution feeders - Urban | 5 | bar: 0 to 6
8 | Distribution Feeders - Urban | Distribution feeders - Urban | 5 | bar: 0 to 6
8 | Distribution Feeders - Urban | Distribution feeders - Urban | 5 | AP-355H | 2: 12.1936; 3: 7.1447; 4: 59; 5: Y; 6: -2.515%
8 | Distribution Feeders - Urban | Distribution feeders - Urban | 5 | AP-146A | 2: 9.9073; 3: 5.2915; 4: 53; 5: Y; 6: -3.02%
8 | Distribution Feeders - Urban | Distribution feeders - Urban | 5 | AP-146B | 2: 11.241; 3: 7.4913; 4: 67; 5: Y; 6: -3.02%
8 | Distribution Feeders - Urban | Distribution feeders - Urban | 5 | AP-146C | 2: 5.7158; 3: 3.4533; 4: 60; 5: Y; 6: -3.02%
8 | Distribution Feeders - Urban | Distribution feeders - Urban | 5 | AP-146D | 2: 5.1442; 3: 1.1832; 4: 23; 5: Y; 6: -3.02%
8 | Distribution Feeders - Urban | Distribution feeders - Urban | 5 | AP-146E | 2: 10.0979; 3: 4.9569; 4: 49; 5: Y; 6: -3.02%
8 | Distribution Feeders - Urban | Distribution feeders - Urban | 5 | SM-402A | 2: 7.621; 3: 4.7631; 4: 63; 5: Y; 6: -3.44%
8 | Distribution Feeders - Urban | Distribution feeders - Urban | 5 | SM-402B | 2: 11.4315; 3: 2.8579; 4: 25; 5: Y; 6: -3.44%
8 | Distribution Feeders - Urban | Distribution feeders - Urban | 5 | SM-402C | 2: 6.9542; 3: 3.7915; 4: 55; 5: Y; 6: -3.44%
8 | Distribution Feeders - Urban | Distribution feeders - Urban | 5 | SM-402D | 2: 6.7637; 3: 5.2204; 4: 77; 5: Y; 6: -3.44%
8 | Distribution Feeders - Urban | Distribution feeders - Urban | 5 | SM-402E | 2: 6.5731; 3: 2.7817; 4: 42; 5: Y; 6: -3.44%
8 | Distribution Feeders - Urban | Distribution feeders - Urban | 5 | SA-744A | 2: 9.1452; 3: 1.8672; 4: 20; 5: Y; 6: 0.1253%
8 | Distribution Feeders - Urban | Distribution feeders - Urban | 5 | SA-744C | 2: 9.1452; 3: 7.5639; 4: 83; 5: Y; 6: 0.1253%
8 | Distribution Feeders - Urban | Distribution feeders - Urban | 5 | SA-744D | 2: 9.1452; 3: 8.2688; 4: 90; 5: Y; 6: 0.1253%
8 | Distribution Feeders - Urban | Distribution feeders - Urban | 5 | bar: 0 to 6
8 | Distribution Feeders - Urban | Distribution feeders - Urban | 5 | bar: 0 to 6
8 | Distribution Feeders - Urban | Distribution feeders - Urban | 5 | SA-744G | 2: 9.1452; 3: 4.1344; 4: 45; 5: Y; 6: 0.1253%
8 | Distribution Feeders - Urban | Distribution feeders - Urban | 5 | SA-744H | 2: 9.1452; 3: 1.0479; 4: 11; 5: Y; 6: 0.1253%
8 | Distribution Feeders - Urban | Distribution feeders - Urban | 5 | SA-711A | 2: 9.1452; 3: 0; 4: 0; 5: N; 6: -11.18%
8 | Distribution Feeders - Urban | Distribution feeders - Urban | 5 | SA-711C | 2: 9.1452; 3: 5.2395; 4: 57; 5: Y; 6: -11.18%
8 | Distribution Feeders - Urban | Distribution feeders - Urban | 5 | bar: 0 to 6
8 | Distribution Feeders - Urban | Distribution feeders - Urban | 5 | bar: 0 to 6
8 | Distribution Feeders - Urban | Distribution feeders - Urban | 5 | EL-01 L | 2: 4.1916; 3: 2.5149; 4: 60; 5: Y; 6: 2.763%
8 | Distribution Feeders - Urban | Distribution feeders - Urban | 5 | EL-01 M | 2: 4.0963; 3: 2.019; 4: 49; 5: Y; 6: 2.763%
8 | Distribution Feeders - Urban | Distribution feeders - Urban | 5 | EL-01 N | 2: 4.0963; 3: 2.2863; 4: 56; 5: Y; 6: 2.763%
9 | Distribution Feeders - Short Rural | Distribution feeders - Short rural | 6 | EL-11 | 2: 7.5258; 3: 7.9636; 4: 106; 5: Y; 6: 2.763%
9 | Distribution Feeders - Short Rural | Distribution feeders - Short rural | 6 | EL-13 | 2: 7.0494; 3: 6.6674; 4: 95; 5: Y; 6: 2.763%
8 | Distribution Feeders - Urban | Distribution feeders - Urban | 5 | EL-14 | 2: 9.1452; 3: 10.2684; 4: 112; 5: Y; 6: 2.763%
8 | Distribution Feeders - Urban | Distribution feeders - Urban | 5 | EL-18 | 2: 9.1452; 3: 8.5536; 4: 94; 5: Y; 6: 2.763%
8 | Distribution Feeders - Urban | Distribution feeders - Urban | 5 | EL-21 | 2: 9.1452; 3: 5.8672; 4: 64; 5: Y; 6: 2.763%
8 | Distribution Feeders - Urban | Distribution feeders - Urban | 5 | EL-25 | 2: 9.1452; 3: 4.0769; 4: 45; 5: Y; 6: 2.763%
8 | Distribution Feeders - Urban | Distribution feeders - Urban | 5 | EL-01 P | 2: 6.0016; 3: 1.1167; 4: 19; 5: Y; 6: 0.7683%
8 | Distribution Feeders - Urban | Distribution feeders - Urban | 5 | EL-01 Q | 2: 7.24; 3: 4.5661; 4: 63; 5: Y; 6: 0.7683%
8 | Distribution Feeders - Urban | Distribution feeders - Urban | 5 | EL-01 R | 2: 8.0021; 3: 2.1884; 4: 27; 5: Y; 6: 0.7683%
8 | Distribution Feeders - Urban | Distribution feeders - Urban | 5 | EL-09 | 2: 9.5263; 3: 7.1828; 4: 75; 5: Y; 6: 0.7683%
8 | Distribution Feeders - Urban | Distribution feeders - Urban | 5 | EL-10 | 2: 6.0016; 3: 5.6586; 4: 94; 5: Y; 6: 0.7683%
8 | Distribution Feeders - Urban | Distribution feeders - Urban | 5 | EL-01 A | 2: 4.2868; 3: 1.6153; 4: 38; 5: Y; 6: 0%
8 | Distribution Feeders - Urban | Distribution feeders - Urban | 5 | EL-01 B | 2: 4.2868; 3: 1.0793; 4: 25; 5: Y; 6: 0%
8 | Distribution Feeders - Urban | Distribution feeders - Urban | 5 | EL-01 C | 2: 4.2868; 3: 1.0866; 4: 25; 5: Y; 6: 0%
8 | Distribution Feeders - Urban | Distribution feeders - Urban | 5 | EL-01 E | 2: 9.6215; 3: 2.2034; 4: 23; 5: Y; 6: 0%
8 | Distribution Feeders - Urban | Distribution feeders - Urban | 5 | EL-08 D | 2: 3.9058; 3: 0.45726; 4: 12; 5: Y; 6: 0%
8 | Distribution Feeders - Urban | Distribution feeders - Urban | 5 | EL-08 G | 2: 3.9058; 3: 1.0098; 4: 26; 5: Y; 6: 0%
10 | Distribution Feeders - Long Rural | Distribution feeders - Long rural | 7 | GA-01 | 2: 5.1442; 3: 7.3086; 4: 142; 5: Y; 6: 3.053%
9 | Distribution Feeders - Short Rural | Distribution feeders - Short rural | 6 | GA-02 | 2: 4.8584; 3: 5.2995; 4: 109; 5: Y; 6: 3.053%
9 | Distribution Feeders - Short Rural | Distribution feeders - Short rural | 6 | GA-22 | 2: 4.4774; 3: 4.9727; 4: 111; 5: Y; 6: 3.053%
9 | Distribution Feeders - Short Rural | Distribution feeders - Short rural | 6 | GA-25 | 2: 8.3831; 3: 6.5941; 4: 79; 5: Y; 6: 3.053%
9 | Distribution Feeders - Short Rural | Distribution feeders - Short rural | 6 | GA-26 | 2: 6.5731; 3: 7.6782; 4: 117; 5: Y; 6: 3.053%
10 | Distribution Feeders - Long Rural | Distribution feeders - Long rural | 7 | GA-50 | 2: 6.5731; 3: 5.2356; 4: 80; 5: Y; 6: 3.053%
8 | Distribution Feeders - Urban | Distribution feeders - Urban | 5 | AP-214A | 2: 11.0505; 3: 6.8475; 4: 62; 5: Y; 6: 0.555%
8 | Distribution Feeders - Urban | Distribution feeders - Urban | 5 | AP-214B | 2: 11.0505; 3: 2.8122; 4: 25; 5: Y; 6: 0.555%
8 | Distribution Feeders - Urban | Distribution feeders - Urban | 5 | AP-214C | 2: 11.4315; 3: 6.3407; 4: 55; 5: Y; 6: 0.555%
8 | Distribution Feeders - Urban | Distribution feeders - Urban | 5 | AP-214D | 2: 11.4315; 3: 4.2125; 4: 37; 5: Y; 6: 0.555%
8 | Distribution Feeders - Urban | Distribution feeders - Urban | 5 | AP-425A | 2: 12.0031; 3: 7.8001; 4: 65; 5: Y; 6: 2.056%
8 | Distribution Feeders - Urban | Distribution feeders - Urban | 5 | AP-425B | 2: 13.3368; 3: 4.5698; 4: 34; 5: Y; 6: 2.056%
8 | Distribution Feeders - Urban | Distribution feeders - Urban | 5 | AP-425C | 2: 13.1463; 3: 3.8738; 4: 29; 5: Y; 6: 2.056%
8 | Distribution Feeders - Urban | Distribution feeders - Urban | 5 | AP-425D | 2: 12.7652; 3: 4.5402; 4: 36; 5: Y; 6: 2.056%
8 | Distribution Feeders - Urban | Distribution feeders - Urban | 5 | AP-424A | 2: 10.2884; 3: 8.6184; 4: 84; 5: Y; 6: -0.2759%
8 | Distribution Feeders - Urban | Distribution feeders - Urban | 5 | AP-424B | 2: 9.1452; 3: 6.1626; 4: 67; 5: Y; 6: -0.2759%
8 | Distribution Feeders - Urban | Distribution feeders - Urban | 5 | AP-424C | 2: 9.1452; 3: 8.4546; 4: 92; 5: Y; 6: -0.2759%
8 | Distribution Feeders - Urban | Distribution feeders - Urban | 5 | AP-424D | 2: 6.6684; 3: 3.6171; 4: 54; 5: Y; 6: -0.2759%
8 | Distribution Feeders - Urban | Distribution feeders - Urban | 5 | AP-424E | 2: 11.8126; 3: 8.707; 4: 74; 5: Y; 6: -0.2759%
8 | Distribution Feeders - Urban | Distribution feeders - Urban | 5 | AP-424F | 2: 10.6694; 3: 8.4403; 4: 79; 5: Y; 6: -0.2759%
8 | Distribution Feeders - Urban | Distribution feeders - Urban | 5 | AP-226A | 2: 3.7516; 3: 2.0621; 4: 55; 5: Y; 6: -0.9718%
8 | Distribution Feeders - Urban | Distribution feeders - Urban | 5 | AP-226B | 2: 3.4225; 3: 0.79179; 4: 23; 5: Y; 6: -0.9718%
8 | Distribution Feeders - Urban | Distribution feeders - Urban | 5 | AP-226C | 2: 6.3185; 3: 4.5664; 4: 72; 5: Y; 6: -0.9718%
8 | Distribution Feeders - Urban | Distribution feeders - Urban | 5 | AP-226D | 2: 6.3185; 3: 4.0419; 4: 64; 5: Y; 6: -0.9718%
8 | Distribution Feeders - Urban | Distribution feeders - Urban | 5 | AP-226E | 2: 3.6858; 3: 2.715; 4: 74; 5: Y; 6: -0.9718%
8 | Distribution Feeders - Urban | Distribution feeders - Urban | 5 | ME-231A | 2: 6.0968; 3: 2.1339; 4: 35; 5: Y; 6: 0.8222%
8 | Distribution Feeders - Urban | Distribution feeders - Urban | 5 | ME-231B | 2: 5.9063; 3: 2.5721; 4: 44; 5: Y; 6: 0.8222%
8 | Distribution Feeders - Urban | Distribution feeders - Urban | 5 | ME-231C | 2: 5.9063; 3: 2.0386; 4: 35; 5: Y; 6: 0.8222%
8 | Distribution Feeders - Urban | Distribution feeders - Urban | 5 | ME-231D | 2: 9.1452; 3: 6.2492; 4: 68; 5: Y; 6: 0.8222%
8 | Distribution Feeders - Urban | Distribution feeders - Urban | 5 | ME-231E | 2: 11.4315; 3: 3.6771; 4: 32; 5: Y; 6: 0.8222%
8 | Distribution Feeders - Urban | Distribution feeders - Urban | 5 | ME-231F | 2: 9.1452; 3: 2.1148; 4: 23; 5: Y; 6: 0.8222%
8 | Distribution Feeders - Urban | Distribution feeders - Urban | 5 | HH-496A | 2: 11.4315; 3: 5.2585; 4: 46; 5: Y; 6: 0.3643%
8 | Distribution Feeders - Urban | Distribution feeders - Urban | 5 | HH-496B | 2: 11.4315; 3: 4.0772; 4: 36; 5: Y; 6: 0.3643%
8 | Distribution Feeders - Urban | Distribution feeders - Urban | 5 | HH-496C | 2: 11.4315; 3: 7.8306; 4: 69; 5: Y; 6: 0.3643%
8 | Distribution Feeders - Urban | Distribution feeders - Urban | 5 | HH-496D | 2: 11.4315; 3: 7.7925; 4: 68; 5: Y; 6: 0.3643%
8 | Distribution Feeders - Urban | Distribution feeders - Urban | 5 | HH-496E | 2: 11.4315; 3: 3.5628; 4: 31; 5: Y; 6: 0.3643%
8 | Distribution Feeders - Urban | Distribution feeders - Urban | 5 | HH-496F | 2: 11.4315; 3: 10.3265; 4: 90; 5: Y; 6: 0.3643%
8 | Distribution Feeders - Urban | Distribution feeders - Urban | 5 | HH-496G | 2: 11.4315; 3: 6.9923; 4: 61; 5: Y; 6: 0.3643%
8 | Distribution Feeders - Urban | Distribution feeders - Urban | 5 | HH-496H | 2: 11.4315; 3: 4.8965; 4: 43; 5: Y; 6: 0.3643%
8 | Distribution Feeders - Urban | Distribution feeders - Urban | 5 | HH-496J | 2: 9.1452; 3: 0; 4: 0; 5: N; 6: 0.3643%
8 | Distribution Feeders - Urban | Distribution feeders - Urban | 5 | NL-760A | 2: 11.4315; 3: 1.9624; 4: 17; 5: Y; 6: -1.131%
8 | Distribution Feeders - Urban | Distribution feeders - Urban | 5 | NL-760B | 2: 11.4315; 3: 5.1442; 4: 45; 5: Y; 6: -1.131%
8 | Distribution Feeders - Urban | Distribution feeders - Urban | 5 | NL-760C | 2: 11.4315; 3: 7.6591; 4: 67; 5: Y; 6: -1.131%
8 | Distribution Feeders - Urban | Distribution feeders - Urban | 5 | NL-210A | 2: 9.9073; 3: 8.1926; 4: 83; 5: Y; 6: -1.342%
8 | Distribution Feeders - Urban | Distribution feeders - Urban | 5 | NL-210B | 2: 9.431; 3: 2.9679; 4: 31; 5: Y; 6: -1.342%
8 | Distribution Feeders - Urban | Distribution feeders - Urban | 5 | NL-210C | 2: 10.0026; 3: 6.8208; 4: 68; 5: Y; 6: -1.342%
8 | Distribution Feeders - Urban | Distribution feeders - Urban | 5 | NL-210D | 2: 11.4315; 3: 8.0973; 4: 71; 5: Y; 6: -1.342%
8 | Distribution Feeders - Urban | Distribution feeders - Urban | 5 | NL-210E | 2: 9.1452; 3: 8.1164; 4: 89; 5: Y; 6: -1.342%
8 | Distribution Feeders - Urban | Distribution feeders - Urban | 5 | NL-210F | 2: 9.1452; 3: 2.7817; 4: 30; 5: Y; 6: -1.342%
8 | Distribution Feeders - Urban | Distribution feeders - Urban | 5 | HH-102A | 2: 10.6694; 3: 1.9434; 4: 18; 5: Y; 6: 0.9691%
8 | Distribution Feeders - Urban | Distribution feeders - Urban | 5 | HH-102B | 2: 10.5742; 3: 6.6303; 4: 63; 5: Y; 6: 0.9691%
8 | Distribution Feeders - Urban | Distribution feeders - Urban | 5 | HH-102C | 2: 11.4315; 3: 4.1916; 4: 37; 5: Y; 6: 0.9691%
8 | Distribution Feeders - Urban | Distribution feeders - Urban | 5 | HH-102D | 2: 9.9073; 3: 7.8306; 4: 79; 5: Y; 6: 0.9691%
8 | Distribution Feeders - Urban | Distribution feeders - Urban | 5 | AP-149A | 2: 5.0489; 3: 2.1434; 4: 42; 5: Y; 6: -0.1309%
8 | Distribution Feeders - Urban | Distribution feeders - Urban | 5 | AP-149B | 2: 5.811; 3: 5.2385; 4: 90; 5: Y; 6: -0.1309%
8 | Distribution Feeders - Urban | Distribution feeders - Urban | 5 | AP-149C | 2: 5.6205; 3: 4.8228; 4: 86; 5: Y; 6: -0.1309%
8 | Distribution Feeders - Urban | Distribution feeders - Urban | 5 | AP-149D | 2: 9.1452; 3: 6.118; 4: 67; 5: Y; 6: -0.1309%
8 | Distribution Feeders - Urban | Distribution feeders - Urban | 5 | AP-149E | 2: 9.1452; 3: 6.5045; 4: 71; 5: Y; 6: -0.1309%
8 | Distribution Feeders - Urban | Distribution feeders - Urban | 5 | AP-149F | 2: 6.0968; 3: 4.5547; 4: 75; 5: Y; 6: -0.1309%
8 | Distribution Feeders - Urban | Distribution feeders - Urban | 5 | bar: 0 to 6
8 | Distribution Feeders - Urban | Distribution feeders - Urban | 5 | AP-149H | 2: 9.1452; 3: 3.5165; 4: 38; 5: Y; 6: -0.1309%
8 | Distribution Feeders - Urban | Distribution feeders - Urban | 5 | HH-428A | 2: 11.3363; 3: 8.3831; 4: 74; 5: Y; 6: 0.5232%
8 | Distribution Feeders - Urban | Distribution feeders - Urban | 5 | HH-428B | 2: 11.6221; 3: 5.6015; 4: 48; 5: Y; 6: 0.5232%
8 | Distribution Feeders - Urban | Distribution feeders - Urban | 5 | HH-428C | 2: 11.6221; 3: 5.1823; 4: 45; 5: Y; 6: 0.5232%
8 | Distribution Feeders - Urban | Distribution feeders - Urban | 5 | HH-428D | 2: 12.0031; 3: 9.2976; 4: 77; 5: Y; 6: 0.5232%
8 | Distribution Feeders - Urban | Distribution feeders - Urban | 5 | HH-428E | 2: 11.6221; 3: 3.0675; 4: 26; 5: Y; 6: 0.5232%
8 | Distribution Feeders - Urban | Distribution feeders - Urban | 5 | HH-428F | 2: 11.6221; 3: 6.5541; 4: 56; 5: Y; 6: 0.5232%
8 | Distribution Feeders - Urban | Distribution feeders - Urban | 5 | HH-130A | 2: 9.8121; 3: 6.4207; 4: 65; 5: Y; 6: 0.5614%
8 | Distribution Feeders - Urban | Distribution feeders - Urban | 5 | HH-130B | 2: 10.7647; 3: 6.8018; 4: 63; 5: Y; 6: 0.5614%
8 | Distribution Feeders - Urban | Distribution feeders - Urban | 5 | HH-130C | 2: 9.431; 3: 5.2395; 4: 56; 5: Y; 6: 0.5614%
8 | Distribution Feeders - Urban | Distribution feeders - Urban | 5 | HH-130D | 2: 10.4789; 3: 6.897; 4: 66; 5: Y; 6: 0.5614%
8 | Distribution Feeders - Urban | Distribution feeders - Urban | 5 | HH-130E | 2: 11.241; 3: 2.4387; 4: 22; 5: Y; 6: 0.5614%
8 | Distribution Feeders - Urban | Distribution feeders - Urban | 5 | HH-130F | 2: 8.7642; 3: 7.3352; 4: 84; 5: Y; 6: 0.5614%
8 | Distribution Feeders - Urban | Distribution feeders - Urban | 5 | HH-130G | 2: 10.86; 3: 5.5443; 4: 51; 5: Y; 6: 0.5614%
8 | Distribution Feeders - Urban | Distribution feeders - Urban | 5 | HH-522A | 2: 9.1452; 3: 4.3059; 4: 47; 5: Y; 6: 0%
8 | Distribution Feeders - Urban | Distribution feeders - Urban | 5 | HH-522B | 2: 9.1452; 3: 8.7261; 4: 95; 5: Y; 6: 0%
8 | Distribution Feeders - Urban | Distribution feeders - Urban | 5 | HH-522C | 2: 9.1452; 3: 8.4593; 4: 93; 5: Y; 6: 0%
8 | Distribution Feeders - Urban | Distribution feeders - Urban | 5 | HH-177A | 2: 9.7168; 3: 8.9547; 4: 92; 5: Y; 6: 0.4988%
8 | Distribution Feeders - Urban | Distribution feeders - Urban | 5 | HH-177B | 2: 9.7168; 3: 7.602; 4: 78; 5: Y; 6: 0.4988%
8 | Distribution Feeders - Urban | Distribution feeders - Urban | 5 | HH-177C | 2: 5.5252; 3: 6.9732; 4: 126; 5: Y; 6: 0.4988%
8 | Distribution Feeders - Urban | Distribution feeders - Urban | 5 | HH-177D | 2: 10.2884; 3: 8.7642; 4: 85; 5: Y; 6: 0.4988%
8 | Distribution Feeders - Urban | Distribution feeders - Urban | 5 | HH-177E | 2: 10.4789; 3: 6.6493; 4: 63; 5: Y; 6: 0.4988%
8 | Distribution Feeders - Urban | Distribution feeders - Urban | 5 | HH-177F | 2: 11.4315; 3: 4.3249; 4: 38; 5: Y; 6: 0.4988%
8 | Distribution Feeders - Urban | Distribution feeders - Urban | 5 | HH-118A | 2: 10.6694; 3: 8.5737; 4: 80; 5: Y; 6: 0.527%
8 | Distribution Feeders - Urban | Distribution feeders - Urban | 5 | HH-118B | 2: 9.1452; 3: 8.1164; 4: 89; 5: Y; 6: 0.527%
8 | Distribution Feeders - Urban | Distribution feeders - Urban | 5 | HH-118C | 2: 10.4789; 3: 7.1257; 4: 68; 5: Y; 6: 0.527%
8 | Distribution Feeders - Urban | Distribution feeders - Urban | 5 | HH-118D | 2: 10.6694; 3: 6.6684; 4: 63; 5: Y; 6: 0.527%
8 | Distribution Feeders - Urban | Distribution feeders - Urban | 5 | HH-118E | 2: 10.6694; 3: 7.6972; 4: 72; 5: Y; 6: 0.527%
8 | Distribution Feeders - Urban | Distribution feeders - Urban | 5 | ME-200A | 2: 12.1936; 3: 8.7261; 4: 72; 5: Y; 6: -1.134%
8 | Distribution Feeders - Urban | Distribution feeders - Urban | 5 | ME-200B | 2: 11.8126; 3: 2.2101; 4: 19; 5: Y; 6: -1.134%
8 | Distribution Feeders - Urban | Distribution feeders - Urban | 5 | ME-200C | 2: 11.4315; 3: 6.878; 4: 60; 5: Y; 6: -1.134%
8 | Distribution Feeders - Urban | Distribution feeders - Urban | 5 | ME-200D | 2: 11.4315; 3: 7.3924; 4: 65; 5: Y; 6: -1.134%
8 | Distribution Feeders - Urban | Distribution feeders - Urban | 5 | ME-200E | 2: 12.1936; 3: 6.2873; 4: 52; 5: Y; 6: -1.134%
8 | Distribution Feeders - Urban | Distribution feeders - Urban | 5 | ME-200F | 2: 11.8126; 3: 3.3151; 4: 28; 5: Y; 6: -1.134%
8 | Distribution Feeders - Urban | Distribution feeders - Urban | 5 | ME-200G | 2: 12.1936; 3: 6.7827; 4: 56; 5: Y; 6: -1.134%
8 | Distribution Feeders - Urban | Distribution feeders - Urban | 5 | bar: 0 to 6
8 | Distribution Feeders - Urban | Distribution feeders - Urban | 5 | AP-373A | 2: 10.9552; 3: 6.2521; 4: 57; 5: Y; 6: -2.058%
8 | Distribution Feeders - Urban | Distribution feeders - Urban | 5 | AP-373B | 2: 8.3831; 3: 6.9218; 4: 83; 5: Y; 6: -2.058%
8 | Distribution Feeders - Urban | Distribution feeders - Urban | 5 | AP-373C | 2: 8.3831; 3: 6.4642; 4: 77; 5: Y; 6: -2.058%
8 | Distribution Feeders - Urban | Distribution feeders - Urban | 5 | AP-373D | 2: 7.0494; 3: 5.2234; 4: 74; 5: Y; 6: -2.058%
8 | Distribution Feeders - Urban | Distribution feeders - Urban | 5 | AP-373E | 2: 6.4779; 3: 5.0238; 4: 78; 5: Y; 6: -2.058%
8 | Distribution Feeders - Urban | Distribution feeders - Urban | 5 | AP-373F | 2: 8.7642; 3: 5.8611; 4: 67; 5: Y; 6: -2.058%
8 | Distribution Feeders - Urban | Distribution feeders - Urban | 5 | AP-373G | 2: 8.9547; 3: 6.3712; 4: 71; 5: Y; 6: -2.058%
8 | Distribution Feeders - Urban | Distribution feeders - Urban | 5 | AP-373H | 2: 8.7642; 3: 3.498; 4: 40; 5: Y; 6: -2.058%
8 | Distribution Feeders - Urban | Distribution feeders - Urban | 5 | bar: 0 to 6
8 | Distribution Feeders - Urban | Distribution feeders - Urban | 5 | AP-373K | 2: 9.1452; 3: 7.1742; 4: 78; 5: Y; 6: -2.058%
8 | Distribution Feeders - Urban | Distribution feeders - Urban | 5 | bar: 0 to 6
8 | Distribution Feeders - Urban | Distribution feeders - Urban | 5 | bar: 0 to 6
8 | Distribution Feeders - Urban | Distribution feeders - Urban | 5 | AP-373N | 2: 9.1452; 3: 2.6493; 4: 29; 5: Y; 6: -2.058%
8 | Distribution Feeders - Urban | Distribution feeders - Urban | 5 | HH-429A | 2: 14.4799; 3: 1.9053; 4: 13; 5: Y; 6: 1.308%
8 | Distribution Feeders - Urban | Distribution feeders - Urban | 5 | HH-429B | 2: 7.1447; 3: 3.6581; 4: 51; 5: Y; 6: 1.308%
8 | Distribution Feeders - Urban | Distribution feeders - Urban | 5 | HH-429C | 2: 11.6221; 3: 7.0113; 4: 60; 5: Y; 6: 1.308%
8 | Distribution Feeders - Urban | Distribution feeders - Urban | 5 | AP-372A | 2: 7.621; 3: 1.6947; 4: 22; 5: Y; 6: -5.277%
8 | Distribution Feeders - Urban | Distribution feeders - Urban | 5 | AP-372B | 2: 5.9063; 3: 4.344; 4: 74; 5: Y; 6: -5.277%
8 | Distribution Feeders - Urban | Distribution feeders - Urban | 5 | AP-372C | 2: 7.621; 3: 1.5433; 4: 20; 5: Y; 6: -5.277%
8 | Distribution Feeders - Urban | Distribution feeders - Urban | 5 | AP-372D | 2: 7.621; 3: 4.4955; 4: 59; 5: Y; 6: -5.277%
8 | Distribution Feeders - Urban | Distribution feeders - Urban | 5 | SM-350A | 2: 11.4315; 3: 6.6303; 4: 58; 5: Y; 6: -0.3716%
8 | Distribution Feeders - Urban | Distribution feeders - Urban | 5 | SM-350B | 2: 11.4315; 3: 6.2492; 4: 55; 5: Y; 6: -0.3716%
8 | Distribution Feeders - Urban | Distribution feeders - Urban | 5 | SM-350C | 2: 7.8115; 3: 4.0391; 4: 52; 5: Y; 6: -0.3716%
8 | Distribution Feeders - Urban | Distribution feeders - Urban | 5 | SM-350D | 2: 11.4315; 3: 5.6777; 4: 50; 5: Y; 6: -0.3716%
8 | Distribution Feeders - Urban | Distribution feeders - Urban | 5 | SM-350E | 2: 11.4315; 3: 7.6591; 4: 67; 5: Y; 6: -0.3716%
8 | Distribution Feeders - Urban | Distribution feeders - Urban | 5 | SM-350F | 2: 11.4315; 3: 6.6684; 4: 58; 5: Y; 6: -0.3716%
8 | Distribution Feeders - Urban | Distribution feeders - Urban | 5 | SM-350G | 2: 11.4315; 3: 4.5726; 4: 40; 5: Y; 6: -0.3716%
8 | Distribution Feeders - Urban | Distribution feeders - Urban | 5 | SM-350H | 2: 9.1452; 3: 8.7832; 4: 96; 5: Y; 6: -0.3716%
8 | Distribution Feeders - Urban | Distribution feeders - Urban | 5 | AP-529A | 2: 7.8982; 3: 2.8282; 4: 36; 5: Y; 6: -0.9377%
8 | Distribution Feeders - Urban | Distribution feeders - Urban | 5 | AP-529B | 2: 7.8982; 3: 1.7995; 4: 23; 5: Y; 6: -0.9377%
8 | Distribution Feeders - Urban | Distribution feeders - Urban | 5 | AP-529C | 2: 7.8982; 3: 1.7791; 4: 23; 5: Y; 6: -0.9377%
8 | Distribution Feeders - Urban | Distribution feeders - Urban | 5 | AP-529D | 2: 7.8982; 3: 4.0419; 4: 51; 5: Y; 6: -0.9377%
8 | Distribution Feeders - Urban | Distribution feeders - Urban | 5 | AP-529E | 2: 6.3185; 3: 5.5972; 4: 89; 5: Y; 6: -0.9377%
8 | Distribution Feeders - Urban | Distribution feeders - Urban | 5 | AP-510A | 2: 11.4315; 3: 2.9028; 4: 25; 5: Y; 6: -1.159%
8 | Distribution Feeders - Urban | Distribution feeders - Urban | 5 | bar: 0 to 6
8 | Distribution Feeders - Urban | Distribution feeders - Urban | 5 | bar: 0 to 6
8 | Distribution Feeders - Urban | Distribution feeders - Urban | 5 | AP-510D | 2: 11.4315; 3: 1.1317; 4: 10; 5: Y; 6: -1.159%
8 | Distribution Feeders - Urban | Distribution feeders - Urban | 5 | AP-510E | 2: 9.1452; 3: 2.486; 4: 27; 5: Y; 6: -1.159%
8 | Distribution Feeders - Urban | Distribution feeders - Urban | 5 | AP-510F | 2: 9.1452; 3: 0.46907; 4: 5; 5: Y; 6: -1.159%
8 | Distribution Feeders - Urban | Distribution feeders - Urban | 5 | AP-510G | 2: 9.1452; 3: 1.5623; 4: 17; 5: Y; 6: 0%
8 | Distribution Feeders - Urban | Distribution feeders - Urban | 5 | AP-510H | 2: 9.1452; 3: 2.6674; 4: 29; 5: Y; 6: 0%
8 | Distribution Feeders - Urban | Distribution feeders - Urban | 5 | AP-510J | 2: 9.1452; 3: 2.1339; 4: 23; 5: Y; 6: 0%
8 | Distribution Feeders - Urban | Distribution feeders - Urban | 5 | AP-510K | 2: 9.1452; 3: 1.3718; 4: 15; 5: Y; 6: 0%
8 | Distribution Feeders - Urban | Distribution feeders - Urban | 5 | AP-510L | 2: 9.1452; 3: 0; 4: 0; 5: N; 6: -1.159%
8 | Distribution Feeders - Urban | Distribution feeders - Urban | 5 | AP-510M | 2: 9.1452; 3: 0; 4: 0; 5: N; 6: -1.159%
8 | Distribution Feeders - Urban | Distribution feeders - Urban | 5 | HH-386A | 2: 11.1457; 3: 6.4779; 4: 58; 5: Y; 6: -1.324%
8 | Distribution Feeders - Urban | Distribution feeders - Urban | 5 | HH-386B | 2: 7.621; 3: 6.8399; 4: 90; 5: Y; 6: -1.324%
8 | Distribution Feeders - Urban | Distribution feeders - Urban | 5 | HH-386C | 2: 8.7642; 3: 5.1442; 4: 59; 5: Y; 6: -1.324%
8 | Distribution Feeders - Urban | Distribution feeders - Urban | 5 | HH-386D | 2: 9.2405; 3: 7.0685; 4: 76; 5: Y; 6: -1.324%
8 | Distribution Feeders - Urban | Distribution feeders - Urban | 5 | HH-386E | 2: 7.24; 3: 5.7158; 4: 79; 5: Y; 6: -1.324%
8 | Distribution Feeders - Urban | Distribution feeders - Urban | 5 | HH-386F | 2: 11.1457; 3: 6.5731; 4: 59; 5: Y; 6: -1.324%
8 | Distribution Feeders - Urban | Distribution feeders - Urban | 5 | HH-386G | 2: 10.0026; 3: 7.2209; 4: 72; 5: Y; 6: -1.324%
8 | Distribution Feeders - Urban | Distribution feeders - Urban | 5 | SM-179A | 2: 5.9063; 3: 6.154; 4: 104; 5: Y; 6: -1.541%
8 | Distribution Feeders - Urban | Distribution feeders - Urban | 5 | SM-179B | 2: 5.9063; 3: 4.1344; 4: 70; 5: Y; 6: -1.541%
8 | Distribution Feeders - Urban | Distribution feeders - Urban | 5 | SM-179C | 2: 5.9063; 3: 4.6869; 4: 79; 5: Y; 6: -1.541%
8 | Distribution Feeders - Urban | Distribution feeders - Urban | 5 | SM-179D | 2: 9.1452; 3: 6.154; 4: 67; 5: Y; 6: -1.541%
8 | Distribution Feeders - Urban | Distribution feeders - Urban | 5 | NL-115A | 2: 11.4315; 3: 4.8584; 4: 43; 5: Y; 6: -2.193%
8 | Distribution Feeders - Urban | Distribution feeders - Urban | 5 | NL-115B | 2: 11.4315; 3: 4.6107; 4: 40; 5: Y; 6: -2.193%
8 | Distribution Feeders - Urban | Distribution feeders - Urban | 5 | NL-115C | 2: 11.4315; 3: 6.3445; 4: 56; 5: Y; 6: -2.193%
8 | Distribution Feeders - Urban | Distribution feeders - Urban | 5 | NL-115D | 2: 11.4315; 3: 5.4596; 4: 48; 5: Y; 6: -2.193%
8 | Distribution Feeders - Urban | Distribution feeders - Urban | 5 | NL-115E | 2: 11.4315; 3: 7.7925; 4: 68; 5: Y; 6: -2.193%
8 | Distribution Feeders - Urban | Distribution feeders - Urban | 5 | NL-115F | 2: 11.4315; 3: 5.7348; 4: 50; 5: Y; 6: -2.193%
9 | Distribution Feeders - Short Rural | Distribution feeders - Short rural | 6 | MV-13 | 2: 9.1452; 3: 3.2961; 4: 36; 5: Y; 6: -1.034%
9 | Distribution Feeders - Short Rural | Distribution feeders - Short rural | 6 | MV-14 | 2: 9.1452; 3: 2.8388; 4: 31; 5: Y; 6: -1.034%
9 | Distribution Feeders - Short Rural | Distribution feeders - Short rural | 6 | MV-15 | 2: 9.1452; 3: 5.2013; 4: 57; 5: Y; 6: -1.034%
8 | Distribution Feeders - Urban | Distribution feeders - Urban | 5 | SM-410A | 2: 8.7642; 3: 5.9825; 4: 68; 5: Y; 6: -0.2582%
8 | Distribution Feeders - Urban | Distribution feeders - Urban | 5 | SM-410B | 2: 11.4315; 3: 7.621; 4: 67; 5: Y; 6: -0.2582%
8 | Distribution Feeders - Urban | Distribution feeders - Urban | 5 | SM-410C | 2: 9.6978; 3: 7.8687; 4: 81; 5: Y; 6: -0.2582%
8 | Distribution Feeders - Urban | Distribution feeders - Urban | 5 | SM-410D | 2: 6.4779; 3: 5.1061; 4: 79; 5: Y; 6: -0.2582%
8 | Distribution Feeders - Urban | Distribution feeders - Urban | 5 | ME-347A | 2: 11.4315; 3: 5.8206; 4: 51; 5: Y; 6: -0.4869%
8 | Distribution Feeders - Urban | Distribution feeders - Urban | 5 | ME-347B | 2: 6.2873; 3: 3.4609; 4: 55; 5: Y; 6: -0.4869%
8 | Distribution Feeders - Urban | Distribution feeders - Urban | 5 | ME-347C | 2: 11.4315; 3: 7.4877; 4: 66; 5: Y; 6: -0.4869%
8 | Distribution Feeders - Urban | Distribution feeders - Urban | 5 | ME-347D | 2: 11.4315; 3: 1.9205; 4: 17; 5: Y; 6: -0.4869%
8 | Distribution Feeders - Urban | Distribution feeders - Urban | 5 | ME-347E | 2: 11.4315; 3: 3.2751; 4: 29; 5: Y; 6: -0.4869%
8 | Distribution Feeders - Urban | Distribution feeders - Urban | 5 | ME-347F | 2: 11.4315; 3: 5.7758; 4: 51; 5: Y; 6: -0.4869%
8 | Distribution Feeders - Urban | Distribution feeders - Urban | 5 | ME-347G | 2: 11.4315; 3: 7.1742; 4: 63; 5: Y; 6: -0.4869%
8 | Distribution Feeders - Urban | Distribution feeders - Urban | 5 | bar: 0 to 6
8 | Distribution Feeders - Urban | Distribution feeders - Urban | 5 | NL-511A | 2: 11.4315; 3: 4.9346; 4: 43; 5: Y; 6: -1.71%
8 | Distribution Feeders - Urban | Distribution feeders - Urban | 5 | NL-511B | 2: 11.4315; 3: 3.639; 4: 32; 5: Y; 6: -1.71%
8 | Distribution Feeders - Urban | Distribution feeders - Urban | 5 | NL-511C | 2: 11.4315; 3: 5.0299; 4: 44; 5: Y; 6: -1.71%
8 | Distribution Feeders - Urban | Distribution feeders - Urban | 5 | NL-511D | 2: 11.4315; 3: 2.0386; 4: 18; 5: Y; 6: -1.71%
8 | Distribution Feeders - Urban | Distribution feeders - Urban | 5 | bar: 0 to 6
8 | Distribution Feeders - Urban | Distribution feeders - Urban | 5 | CBD-103A | 2: 7.8115; 3: 2.9722; 4: 38; 5: Y; 6: -0.3239%
8 | Distribution Feeders - Urban | Distribution feeders - Urban | 5 | CBD-103B | 2: 4.7631; 3: 4.2868; 4: 90; 5: Y; 6: -0.3239%
8 | Distribution Feeders - Urban | Distribution feeders - Urban | 5 | CBD-103C | 2: 9.1452; 3: 7.5829; 4: 83; 5: Y; 6: -0.3239%
8 | Distribution Feeders - Urban | Distribution feeders - Urban | 5 | CBD-103D | 2: 6.1921; 3: 2.896; 4: 47; 5: Y; 6: -0.3239%
8 | Distribution Feeders - Urban | Distribution feeders - Urban | 5 | CBD-103E | 2: 9.1452; 3: 3.8867; 4: 43; 5: Y; 6: -0.3239%
8 | Distribution Feeders - Urban | Distribution feeders - Urban | 5 | CBD-103F | 2: 9.1452; 3: 3.1627; 4: 35; 5: Y; 6: -0.3239%
8 | Distribution Feeders - Urban | Distribution feeders - Urban | 5 | CBD-103G | 2: 5.9063; 3: 2.8579; 4: 48; 5: Y; 6: -0.3239%
8 | Distribution Feeders - Urban | Distribution feeders - Urban | 5 | ME-116A | 2: 9.5263; 3: 4.001; 4: 42; 5: Y; 6: -2.025%
8 | Distribution Feeders - Urban | Distribution feeders - Urban | 5 | ME-116B | 2: 10.4789; 3: 6.5922; 4: 63; 5: Y; 6: -2.025%
8 | Distribution Feeders - Urban | Distribution feeders - Urban | 5 | ME-116C | 2: 10.0979; 3: 5.7539; 4: 57; 5: Y; 6: -2.025%
8 | Distribution Feeders - Urban | Distribution feeders - Urban | 5 | ME-116D | 2: 10.0979; 3: 3.982; 4: 39; 5: Y; 6: -2.025%
8 | Distribution Feeders - Urban | Distribution feeders - Urban | 5 | HH-403A | 2: 11.4315; 3: 6.9732; 4: 61; 5: Y; 6: -0.8013%
8 | Distribution Feeders - Urban | Distribution feeders - Urban | 5 | HH-403B | 2: 11.241; 3: 8.3069; 4: 74; 5: Y; 6: -0.8013%
8 | Distribution Feeders - Urban | Distribution feeders - Urban | 5 | HH-403C | 2: 11.7173; 3: 2.534; 4: 22; 5: Y; 6: -0.8013%
8 | Distribution Feeders - Urban | Distribution feeders - Urban | 5 | HH-403D | 2: 11.7173; 3: 4.4392; 4: 38; 5: Y; 6: -0.8013%
8 | Distribution Feeders - Urban | Distribution feeders - Urban | 5 | HH-341A | 2: 7.8115; 3: 5.1632; 4: 66; 5: Y; 6: -0.1554%
8 | Distribution Feeders - Urban | Distribution feeders - Urban | 5 | HH-341B | 2: 9.1452; 3: 6.535; 4: 71; 5: Y; 6: -0.1554%
8 | Distribution Feeders - Urban | Distribution feeders - Urban | 5 | HH-341C | 2: 9.1452; 3: 8.7261; 4: 95; 5: Y; 6: -0.1554%
8 | Distribution Feeders - Urban | Distribution feeders - Urban | 5 | HH-341D | 2: 7.7163; 3: 7.1638; 4: 93; 5: Y; 6: -0.1554%
8 | Distribution Feeders - Urban | Distribution feeders - Urban | 5 | HH-341E | 2: 6.0968; 3: 6.6493; 4: 109; 5: Y; 6: -0.1554%
8 | Distribution Feeders - Urban | Distribution feeders - Urban | 5 | HH-341F | 2: 10.6694; 3: 4.8775; 4: 46; 5: Y; 6: -0.1554%
8 | Distribution Feeders - Urban | Distribution feeders - Urban | 5 | HH-341G | 2: 10.4789; 3: 8.2498; 4: 79; 5: Y; 6: -0.1554%
8 | Distribution Feeders - Urban | Distribution feeders - Urban | 5 | HH-341H | 2: 7.4305; 3: 6.5731; 4: 88; 5: Y; 6: -0.1554%
8 | Distribution Feeders - Urban | Distribution feeders - Urban | 5 | HH-341J | 2: 3.1437; 3: 4.2106; 4: 134; 5: Y; 6: -0.1554%
8 | Distribution Feeders - Urban | Distribution feeders - Urban | 5 | HH-341K | 2: 9.1452; 3: 6.5922; 4: 72; 5: Y; 6: -0.1554%
8 | Distribution Feeders - Urban | Distribution feeders - Urban | 5 | SM-216A | 2: 5.6205; 3: 7.5639; 4: 135; 5: Y; 6: -1.136%
8 | Distribution Feeders - Urban | Distribution feeders - Urban | 5 | SM-216B | 2: 5.0489; 3: 7.7544; 4: 154; 5: Y; 6: -1.136%
8 | Distribution Feeders - Urban | Distribution feeders - Urban | 5 | SM-216C | 2: 9.1452; 3: 7.8878; 4: 86; 5: Y; 6: -1.136%
8 | Distribution Feeders - Urban | Distribution feeders - Urban | 5 | SM-216D | 2: 10.0979; 3: 6.7827; 4: 67; 5: Y; 6: 0%
8 | Distribution Feeders - Urban | Distribution feeders - Urban | 5 | SM-216E | 2: 12.1936; 3: 7.1828; 4: 59; 5: Y; 6: -1.136%
8 | Distribution Feeders - Urban | Distribution feeders - Urban | 5 | SM-216F | 2: 10.0979; 3: 6.1159; 4: 61; 5: Y; 6: 0%
8 | Distribution Feeders - Urban | Distribution feeders - Urban | 5 | SM-216G | 2: 5.3347; 3: 4.7441; 4: 89; 5: Y; 6: -1.136%
8 | Distribution Feeders - Urban | Distribution feeders - Urban | 5 | SM-411A | 2: 11.4315; 3: 4.1344; 4: 36; 5: Y; 6: -0.6428%
8 | Distribution Feeders - Urban | Distribution feeders - Urban | 5 | SM-411B | 2: 11.4315; 3: 4.001; 4: 35; 5: Y; 6: -0.6428%
8 | Distribution Feeders - Urban | Distribution feeders - Urban | 5 | SM-411C | 2: 11.4315; 3: 4.9537; 4: 43; 5: Y; 6: -0.6428%
8 | Distribution Feeders - Urban | Distribution feeders - Urban | 5 | SM-411D | 2: 11.4315; 3: 5.3728; 4: 47; 5: Y; 6: -0.6428%
8 | Distribution Feeders - Urban | Distribution feeders - Urban | 5 | SM-411E | 2: 11.4315; 3: 5.2776; 4: 46; 5: Y; 6: -0.6428%
8 | Distribution Feeders - Urban | Distribution feeders - Urban | 5 | SM-411F | 2: 11.4315; 3: 3.62; 4: 32; 5: Y; 6: -0.6428%
8 | Distribution Feeders - Urban | Distribution feeders - Urban | 5 | SA-31 | 2: 9.6215; 3: 5.7344; 4: 60; 5: Y; 6: 12.1%
8 | Distribution Feeders - Urban | Distribution feeders - Urban | 5 | SA-32 | 2: 9.1452; 3: 3.8103; 4: 42; 5: Y; 6: 12.1%
8 | Distribution Feeders - Urban | Distribution feeders - Urban | 5 | SA-33 | 2: 10.9552; 3: 5.6773; 4: 52; 5: Y; 6: 12.1%
8 | Distribution Feeders - Urban | Distribution feeders - Urban | 5 | SA-34 | 2: 9.1452; 3: 2.4006; 4: 26; 5: Y; 6: 12.1%
8 | Distribution Feeders - Urban | Distribution feeders - Urban | 5 | SA-35 | 2: 5.7158; 3: 2.2291; 4: 39; 5: Y; 6: 12.1%
8 | Distribution Feeders - Urban | Distribution feeders - Urban | 5 | SA-38 | 2: 5.7158; 3: 0; 4: 0; 5: N; 6: 0%
9 | Distribution Feeders - Short Rural | Distribution feeders - Short rural | 6 | SA-40 | 2: 11.4315; 3: 3.6762; 4: 32; 5: Y; 6: 1.977%
8 | Distribution Feeders - Urban | Distribution feeders - Urban | 5 | SA-41 | 2: 11.4315; 3: 4.1154; 4: 36; 5: Y; 6: 1.977%
8 | Distribution Feeders - Urban | Distribution feeders - Urban | 5 | SA-42 | 2: 11.4315; 3: 7.8495; 4: 69; 5: Y; 6: 1.977%
8 | Distribution Feeders - Urban | Distribution feeders - Urban | 5 | bar: 0 to 6
8 | Distribution Feeders - Urban | Distribution feeders - Urban | 5 | EL-01 X | 2: 11.7173; 3: 1.2575; 4: 11; 5: Y; 6: 1.832%
8 | Distribution Feeders - Urban | Distribution feeders - Urban | 5 | EL-01 Y | 2: 3.7152; 3: 2.0005; 4: 54; 5: Y; 6: 1.832%
8 | Distribution Feeders - Urban | Distribution feeders - Urban | 5 | EL-01 Z | 2: 3.8105; 3: 1.9434; 4: 51; 5: Y; 6: 1.832%
8 | Distribution Feeders - Urban | Distribution feeders - Urban | 5 | EL-02 | 2: 5.43; 3: 9.5453; 4: 176; 5: Y; 6: 1.832%
8 | Distribution Feeders - Urban | Distribution feeders - Urban | 5 | EL-03 | 2: 6.5731; 3: 8.0392; 4: 122; 5: Y; 6: 1.832%
8 | Distribution Feeders - Urban | Distribution feeders - Urban | 5 | EL-04 | 2: 9.1452; 3: 6.2102; 4: 68; 5: Y; 6: 1.832%
9 | Distribution Feeders - Short Rural | Distribution feeders - Short rural | 6 | EL-22 | 2: 7.8115; 3: 2.553; 4: 33; 5: Y; 6: 1.832%
8 | Distribution Feeders - Urban | Distribution feeders - Urban | 5 | bar: 0 to 6
8 | Distribution Feeders - Urban | Distribution feeders - Urban | 5 | ME-131A | 2: 11.4315; 3: 5.8301; 4: 51; 5: Y; 6: -2.43%
8 | Distribution Feeders - Urban | Distribution feeders - Urban | 5 | ME-131B | 2: 11.4315; 3: 2.4959; 4: 22; 5: Y; 6: -2.43%
8 | Distribution Feeders - Urban | Distribution feeders - Urban | 5 | ME-131C | 2: 11.4315; 3: 6.7446; 4: 59; 5: Y; 6: -2.43%
8 | Distribution Feeders - Urban | Distribution feeders - Urban | 5 | ME-131D | 2: 6.2873; 3: 4.8965; 4: 78; 5: Y; 6: -2.43%
8 | Distribution Feeders - Urban | Distribution feeders - Urban | 5 | ME-131E | 2: 13.4321; 3: 4.706; 4: 35; 5: Y; 6: -2.43%
8 | Distribution Feeders - Urban | Distribution feeders - Urban | 5 | bar: 0 to 6
8 | Distribution Feeders - Urban | Distribution feeders - Urban | 5 | AP-132A | 2: 10.4789; 3: 3.498; 4: 33; 5: Y; 6: -0.13%
8 | Distribution Feeders - Urban | Distribution feeders - Urban | 5 | AP-132B | 2: 12.1936; 3: 5.4471; 4: 45; 5: Y; 6: -0.13%
8 | Distribution Feeders - Urban | Distribution feeders - Urban | 5 | AP-132C | 2: 12.1936; 3: 7.4724; 4: 61; 5: Y; 6: -0.13%
8 | Distribution Feeders - Urban | Distribution feeders - Urban | 5 | AP-132D | 2: 14.4799; 3: 4.2278; 4: 29; 5: Y; 6: -0.13%
8 | Distribution Feeders - Urban | Distribution feeders - Urban | 5 | AP-132E | 2: 12.5747; 3: 1.4848; 4: 12; 5: Y; 6: -0.13%
8 | Distribution Feeders - Urban | Distribution feeders - Urban | 5 | bar: 0 to 6
8 | Distribution Feeders - Urban | Distribution feeders - Urban | 5 | AP-344A | 2: 7.24; 3: 3.3683; 4: 47; 5: Y; 6: -1.882%
8 | Distribution Feeders - Urban | Distribution feeders - Urban | 5 | AP-344B | 2: 7.6349; 3: 3.5585; 4: 47; 5: Y; 6: -1.882%
8 | Distribution Feeders - Urban | Distribution feeders - Urban | 5 | AP-344C | 2: 7.24; 3: 1.1519; 4: 16; 5: Y; 6: -1.882%
8 | Distribution Feeders - Urban | Distribution feeders - Urban | 5 | AP-344D | 2: 7.5032; 3: 3.7025; 4: 49; 5: Y; 6: -1.882%
8 | Distribution Feeders - Urban | Distribution feeders - Urban | 5 | AP-344E | 2: 7.7665; 3: 1.9541; 4: 25; 5: Y; 6: -1.882%
8 | Distribution Feeders - Urban | Distribution feeders - Urban | 5 | AP-344F | 2: 7.6349; 3: 1.1415; 4: 15; 5: Y; 6: -1.882%
8 | Distribution Feeders - Urban | Distribution feeders - Urban | 5 | NL-234A | 2: 11.4315; 3: 7.4877; 4: 66; 5: Y; 6: 2.284%
9 | Distribution Feeders - Short Rural | Distribution feeders - Short rural | 6 | NL-234B | 2: 11.241; 3: 4.8393; 4: 43; 5: Y; 6: 2.284%
8 | Distribution Feeders - Urban | Distribution feeders - Urban | 5 | NL-234C | 2: 11.4315; 3: 7.0685; 4: 62; 5: Y; 6: 2.284%
8 | Distribution Feeders - Urban | Distribution feeders - Urban | 5 | NL-234D | 2: 11.241; 3: 3.6009; 4: 32; 5: Y; 6: 2.284%
8 | Distribution Feeders - Urban | Distribution feeders - Urban | 5 | NL-234E | 2: 9.1452; 3: 5.792; 4: 63; 5: Y; 6: 2.284%
8 | Distribution Feeders - Urban | Distribution feeders - Urban | 5 | NL-111A | 2: 11.4315; 3: 7.3352; 4: 64; 5: Y; 6: -2.344%
8 | Distribution Feeders - Urban | Distribution feeders - Urban | 5 | NL-111B | 2: 10.5742; 3: 6.7256; 4: 64; 5: Y; 6: -2.344%
8 | Distribution Feeders - Urban | Distribution feeders - Urban | 5 | NL-111C | 2: 11.4315; 3: 6.5731; 4: 58; 5: Y; 6: -2.344%
8 | Distribution Feeders - Urban | Distribution feeders - Urban | 5 | NL-111D | 2: 9.1452; 3: 7.4305; 4: 81; 5: Y; 6: -2.344%
8 | Distribution Feeders - Urban | Distribution feeders - Urban | 5 | bar: 0 to 6
8 | Distribution Feeders - Urban | Distribution feeders - Urban | 5 | bar: 0 to 6
8 | Distribution Feeders - Urban | Distribution feeders - Urban | 5 | bar: 0 to 6
8 | Distribution Feeders - Urban | Distribution feeders - Urban | 5 | bar: 0 to 6
8 | Distribution Feeders - Urban | Distribution feeders - Urban | 5 | bar: 0 to 6
8 | Distribution Feeders - Urban | Distribution feeders - Urban | 5 | NL-111P | 2: 9.1452; 3: 5.8682; 4: 64; 5: Y; 6: -2.344%
8 | Distribution Feeders - Urban | Distribution feeders - Urban | 5 | NL-111Q | 2: 9.1452; 3: 8.1926; 4: 90; 5: Y; 6: -2.344%
8 | Distribution Feeders - Urban | Distribution feeders - Urban | 5 | bar: 0 to 6
8 | Distribution Feeders - Urban | Distribution feeders - Urban | 5 | HH-432A | 2: 9.1452; 3: 3.62; 4: 40; 5: Y; 6: -1.034%
8 | Distribution Feeders - Urban | Distribution feeders - Urban | 5 | HH-432B | 2: 9.9073; 3: 7.4496; 4: 75; 5: Y; 6: -1.034%
8 | Distribution Feeders - Urban | Distribution feeders - Urban | 5 | HH-432C | 2: 9.3358; 3: 5.5062; 4: 59; 5: Y; 6: -1.034%
8 | Distribution Feeders - Urban | Distribution feeders - Urban | 5 | HH-432D | 2: 10.2884; 3: 8.0402; 4: 78; 5: Y; 6: -1.034%
8 | Distribution Feeders - Urban | Distribution feeders - Urban | 5 | HH-432E | 2: 10.9552; 3: 5.7539; 4: 53; 5: Y; 6: -1.034%
8 | Distribution Feeders - Urban | Distribution feeders - Urban | 5 | HH-432F | 2: 9.1452; 3: 8.3641; 4: 91; 5: Y; 6: -1.034%
8 | Distribution Feeders - Urban | Distribution feeders - Urban | 5 | HH-432G | 2: 9.1452; 3: 1.8862; 4: 21; 5: Y; 6: -1.034%
8 | Distribution Feeders - Urban | Distribution feeders - Urban | 5 | AP-227A | 2: 8.0298; 3: 4.5454; 4: 57; 5: Y; 6: -1.754%
8 | Distribution Feeders - Urban | Distribution feeders - Urban | 5 | AP-227B | 2: 6.7792; 3: 3.6819; 4: 54; 5: Y; 6: -1.754%
8 | Distribution Feeders - Urban | Distribution feeders - Urban | 5 | AP-227C | 2: 6.5818; 3: 3.1988; 4: 49; 5: Y; 6: -1.754%
8 | Distribution Feeders - Urban | Distribution feeders - Urban | 5 | AP-227D | 2: 6.8451; 3: 4.3091; 4: 63; 5: Y; 6: -1.754%
8 | Distribution Feeders - Urban | Distribution feeders - Urban | 5 | SA-11 | 2: 12.3842; 3: 7.4877; 4: 60; 5: Y; 6: 0.1719%
8 | Distribution Feeders - Urban | Distribution feeders - Urban | 5 | SA-12 | 2: 10.2884; 3: 7.3686; 4: 72; 5: Y; 6: 0.1719%
8 | Distribution Feeders - Urban | Distribution feeders - Urban | 5 | SA-13 | 2: 11.0505; 3: 8.1427; 4: 74; 5: Y; 6: 0.1719%
8 | Distribution Feeders - Urban | Distribution feeders - Urban | 5 | SA-14 | 2: 11.4315; 3: 8.688; 4: 76; 5: Y; 6: 0.1719%
8 | Distribution Feeders - Urban | Distribution feeders - Urban | 5 | bar: 0 to 6
8 | Distribution Feeders - Urban | Distribution feeders - Urban | 5 | SA-16 | 2: 11.241; 3: 4.0045; 4: 36; 5: Y; 6: 0.1719%
8 | Distribution Feeders - Urban | Distribution feeders - Urban | 5 | SA-17 | 2: 11.0505; 3: 7.0409; 4: 64; 5: Y; 6: 0.1719%
8 | Distribution Feeders - Urban | Distribution feeders - Urban | 5 | SA-18 | 2: 12.1936; 3: 8.4593; 4: 69; 5: Y; 6: 0.1719%
8 | Distribution Feeders - Urban | Distribution feeders - Urban | 5 | SA-19 | 2: 11.4315; 3: 6.3712; 4: 56; 5: Y; 6: 0.1719%
8 | Distribution Feeders - Urban | Distribution feeders - Urban | 5 | SA-20 | 2: 12.3842; 3: 8.3831; 4: 68; 5: Y; 6: 0.1719%
8 | Distribution Feeders - Urban | Distribution feeders - Urban | 5 | SM-349A | 2: 6.0016; 3: 4.1535; 4: 69; 5: Y; 6: -0.4874%
8 | Distribution Feeders - Urban | Distribution feeders - Urban | 5 | SM-349B | 2: 11.4315; 3: 5.2585; 4: 46; 5: Y; 6: -0.4874%
8 | Distribution Feeders - Urban | Distribution feeders - Urban | 5 | SM-349C | 2: 11.4315; 3: 6.6684; 4: 58; 5: Y; 6: -0.4874%
8 | Distribution Feeders - Urban | Distribution feeders - Urban | 5 | SM-349D | 2: 11.4315; 3: 6.0397; 4: 53; 5: Y; 6: -0.4874%
8 | Distribution Feeders - Urban | Distribution feeders - Urban | 5 | SM-349E | 2: 5.9063; 3: 5.2585; 4: 89; 5: Y; 6: -0.4874%
8 | Distribution Feeders - Urban | Distribution feeders - Urban | 5 | SM-349F | 2: 7.5258; 3: 7.3162; 4: 97; 5: Y; 6: -0.4874%
8 | Distribution Feeders - Urban | Distribution feeders - Urban | 5 | bar: 0 to 6
8 | Distribution Feeders - Urban | Distribution feeders - Urban | 5 | SM-349H | 2: 9.1452; 3: 5.9253; 4: 65; 5: Y; 6: -0.4874%
8 | Distribution Feeders - Urban | Distribution feeders - Urban | 5 | NL-544A | 2: 11.4315; 3: 2.8198; 4: 25; 5: Y; 6: 2.652%
8 | Distribution Feeders - Urban | Distribution feeders - Urban | 5 | NL-544B | 2: 11.4315; 3: 4.9537; 4: 43; 5: Y; 6: 2.652%
8 | Distribution Feeders - Urban | Distribution feeders - Urban | 5 | NL-451A | 2: 11.4315; 3: 5.087; 4: 45; 5: Y; 6: -0.1956%
8 | Distribution Feeders - Urban | Distribution feeders - Urban | 5 | NL-451B | 2: 11.4315; 3: 3.4295; 4: 30; 5: Y; 6: -0.1956%
8 | Distribution Feeders - Urban | Distribution feeders - Urban | 5 | NL-451C | 2: 11.4315; 3: 7.2971; 4: 64; 5: Y; 6: -0.1956%
8 | Distribution Feeders - Urban | Distribution feeders - Urban | 5 | NL-451D | 2: 11.4315; 3: 7.259; 4: 64; 5: Y; 6: -0.1956%
8 | Distribution Feeders - Urban | Distribution feeders - Urban | 5 | NL-451E | 2: 11.4315; 3: 2.3625; 4: 21; 5: Y; 6: -0.1956%
8 | Distribution Feeders - Urban | Distribution feeders - Urban | 5 | HH-145A | 2: 11.0505; 3: 7.0494; 4: 64; 5: Y; 6: 1.06%
8 | Distribution Feeders - Urban | Distribution feeders - Urban | 5 | HH-145B | 2: 11.241; 3: 8.9166; 4: 79; 5: Y; 6: 1.06%
8 | Distribution Feeders - Urban | Distribution feeders - Urban | 5 | HH-145C | 2: 11.9078; 3: 7.4496; 4: 63; 5: Y; 6: 1.06%
8 | Distribution Feeders - Urban | Distribution feeders - Urban | 5 | HH-145D | 2: 12.0984; 3: 5.3919; 4: 45; 5: Y; 6: 1.06%
8 | Distribution Feeders - Urban | Distribution feeders - Urban | 5 | HH-145E | 2: 13.3368; 3: 6.9923; 4: 52; 5: Y; 6: 1.06%
8 | Distribution Feeders - Urban | Distribution feeders - Urban | 5 | ME-427A | 2: 10.86; 3: 5.5672; 4: 51; 5: Y; 6: -1.324%
8 | Distribution Feeders - Urban | Distribution feeders - Urban | 5 | ME-427B | 2: 11.4315; 3: 3.2599; 4: 29; 5: Y; 6: -1.324%
8 | Distribution Feeders - Urban | Distribution feeders - Urban | 5 | ME-427C | 2: 11.4315; 3: 7.2638; 4: 64; 5: Y; 6: -1.324%
8 | Distribution Feeders - Urban | Distribution feeders - Urban | 5 | ME-427D | 2: 8.3831; 3: 5.269; 4: 63; 5: Y; 6: -1.324%
8 | Distribution Feeders - Urban | Distribution feeders - Urban | 5 | ME-427E | 2: 11.4315; 3: 7.3686; 4: 64; 5: Y; 6: -1.324%
8 | Distribution Feeders - Urban | Distribution feeders - Urban | 5 | ME-427F | 2: 11.4315; 3: 7.7849; 4: 68; 5: Y; 6: -1.324%
8 | Distribution Feeders - Urban | Distribution feeders - Urban | 5 | SM-137A | 2: 5.3347; 3: 8.8975; 4: 167; 5: Y; 6: -2.044%
8 | Distribution Feeders - Urban | Distribution feeders - Urban | 5 | SM-137B | 2: 4.8584; 3: 7.7353; 4: 159; 5: Y; 6: -2.044%
8 | Distribution Feeders - Urban | Distribution feeders - Urban | 5 | SM-137C | 2: 11.4315; 3: 7.602; 4: 67; 5: Y; 6: -2.044%
8 | Distribution Feeders - Urban | Distribution feeders - Urban | 5 | SM-137D | 2: 8.3831; 3: 2.2291; 4: 27; 5: Y; 6: -2.044%
9 | Distribution Feeders - Short Rural | Distribution feeders - Short rural | 6 | EL-19 | 2: 9.1452; 3: 1.5233; 4: 17; 5: Y; 6: 0.9328%
9 | Distribution Feeders - Short Rural | Distribution feeders - Short rural | 6 | EL-20 | 2: 9.1452; 3: 3.8667; 4: 42; 5: Y; 6: 0.9328%
9 | Distribution Feeders - Short Rural | Distribution feeders - Short rural | 6 | GA-12 | 2: 7.621; 3: 5.7916; 4: 76; 5: Y; 6: 0.9328%
8 | Distribution Feeders - Urban | Distribution feeders - Urban | 5 | HH-409A | 2: 9.1452; 3: 5.5252; 4: 60; 5: Y; 6: 0.7681%
8 | Distribution Feeders - Urban | Distribution feeders - Urban | 5 | HH-409B | 2: 9.1452; 3: 3.2961; 4: 36; 5: Y; 6: 0.7681%
8 | Distribution Feeders - Urban | Distribution feeders - Urban | 5 | HH-409C | 2: 9.1452; 3: 8.3831; 4: 92; 5: Y; 6: 0.7681%
8 | Distribution Feeders - Urban | Distribution feeders - Urban | 5 | HH-409D | 2: 9.1452; 3: 9.3358; 4: 102; 5: Y; 6: 0.7681%
8 | Distribution Feeders - Urban | Distribution feeders - Urban | 5 | HH-409E | 2: 9.1452; 3: 7.7353; 4: 85; 5: Y; 6: 0.7681%
8 | Distribution Feeders - Urban | Distribution feeders - Urban | 5 | HH-409F | 2: 9.1452; 3: 7.0876; 4: 78; 5: Y; 6: 0.7681%
8 | Distribution Feeders - Urban | Distribution feeders - Urban | 5 | AP-351B | 2: 2.896; 3: 1.7176; 4: 59; 5: Y; 6: -1.116%
8 | Distribution Feeders - Urban | Distribution feeders - Urban | 5 | AP-351C | 2: 2.896; 3: 2.5762; 4: 89; 5: Y; 6: -1.116%
8 | Distribution Feeders - Urban | Distribution feeders - Urban | 5 | AP-351D | 2: 2.7644; 3: 2.0107; 4: 73; 5: Y; 6: -1.116%
8 | Distribution Feeders - Urban | Distribution feeders - Urban | 5 | AP-351E | 2: 2.896; 3: 2.0209; 4: 70; 5: Y; 6: -1.116%

## 2.4.2 HV Feeders
TABEL 2.4.2 - AUGEX MODEL INPUTS - ASSET STATUS - HIGH VOLTAGE FEEDERS
High voltage feeder ID | High voltage feeder type | Voltage level | Originating substation | 2013/14 |  |  |  |  | 2009/10 |  |  |  |  | 2013/14 Growth Rate | Network segment ID
|  |  |  | Route line length as at 30 June | Maximum demand (weather corrected at 50% PoE) |  | Rating |  | Route line length as at 30 June | Maximum demand (weather corrected at 50% PoE) |  | Rating
[7 empty] | Thermal | Operational |  |  |  | Thermal | Operational
| CBD, urban, short rural, or long rural | kV | name | km | MVA | MW | MVA | MVA | km | MVA | MW | MVA | MVA | %
CBD-367A/GPW | CBD | 11 | Coromandel Place 11kV | 1.8397 | 1.8862 | 1.7812 | 6.5731 | 6.5731 | 1.2 | 2.3111 | 2.1393 | 6.5731 | 6.5731 | -0.8739% | 7 | CBD | 7 | Distribution Feeders - CBD
CBD-367A/UN4 | CBD | kV: 11; name: Coromandel Place 11kV; km: 1.8397; Thermal MVA: 6.8589; Operational MVA: 6.8589; Operational %: 0% | 7 | Urban | 8 | Distribution Feeders - Urban
CBD-367B | CBD | 11 | Coromandel Place 11kV | 2.0826 | 2.8731 | 2.7132 | 6.9542 | 6.9542 | 2.0794 | 3.1484 | 2.9144 | 6.9542 | 6.9542 | -0.8739% | 7 | Short Rural | 9 | Distribution Feeders - Short Rural
CBD-367C | CBD | 11 | Coromandel Place 11kV | 1.7447 | 1.9205 | 1.8136 | 5.5252 | 5.5252 | 2.3366 | 1.5518 | 1.4365 | 5.5252 | 5.5252 | -0.8739% | 7 | Long Rural | 10 | Distribution Feeders - Long Rural
CBD-367D | CBD | 11 | Coromandel Place 11kV | 1.7785 |  |  | 5.811 | 5.811 | 1.9812 |  |  | 5.811 | 5.811 | 0% | 7
CBD-367E/GFP | CBD | 11 | Coromandel Place 11kV | 1.0918 | 3.1113 | 2.9381 | 7.1447 | 7.1447 | 1.0769 | 3.9058 | 3.6154 | 7.1447 | 7.1447 | -0.8739% | 7
CBD-367E/HS1 | CBD | 11 | Coromandel Place 11kV | 1.0918 |  |  | 8.0973 | 8.0973 | 1.0769 |  |  | 8.0973 | 8.0973 | 0% | 7
CBD-367F/GC4 | CBD | 11 | Coromandel Place 11kV | 0.58391 | 0.87642 | 0.82763 | 6.0968 | 6.0968 | 0.44841 | 0.66684 | 0.61726 | 6.0968 | 6.0968 | -0.8739% | 7
CBD-367F/GFP | CBD | 11 | Coromandel Place 11kV | 0.58391 | 1.5052 | 1.4214 | 6.6684 | 6.6684 | 0.44841 | 1.7338 | 1.6049 | 6.6684 | 6.6684 | -0.8739% | 7
CBD-367G/AO2 | CBD | kV: 11; name: Coromandel Place 11kV; km: 1.985; Thermal MVA: 8.4784; Operational MVA: 8.4784; Operational %: -0.8739% | 7
CBD-367G/GC4 | CBD | 11 | Coromandel Place 11kV | 1.985 | 3.3723 | 3.1846 | 5.811 | 5.811 | 1.14 | 3.5438 | 3.2803 | 5.811 | 5.811 | -0.8739% | 7
CBD-367H/GPN | CBD | 11 | Coromandel Place 11kV | 1.8856 | 3.3342 | 3.1486 | 7.5258 | 7.5258 | 1.8507 | 3.8105 | 3.5272 | 7.5258 | 7.5258 | -0.8739% | 7
CBD-367H/PW6 | CBD | 11 | Coromandel Place 11kV | 1.8856 | 3.0484 | 2.8787 | 8.0973 | 8.0973 | 1.8507 | 1.5242 | 1.4109 | 8.0973 | 8.0973 | -0.8739% | 7
CBD-367J/HS3 | CBD | kV: 11; name: Coromandel Place 11kV; km: 1.9104; Thermal MVA: 8.7642; Operational MVA: 8.7642; Operational %: 0% | 7
CBD-367J/UN3 | CBD | 11 | Coromandel Place 11kV | 1.9104 | 3.2199 | 3.0406 | 5.7158 | 5.7158 | 3.62 | 3.3161 | 3.0696 | 5.7158 | 5.7158 | -0.8739% | 7
CBD-367K | CBD | 11 | Coromandel Place 11kV | 1.2955 | 2.4559 | 2.3192 | 5.6205 | 5.6205 | 1.2981 | 2.8169 | 2.6075 | 5.6205 | 5.6205 | -0.8739% | 7
CBD-367L | CBD | 11 | Coromandel Place 11kV | 2.7035 | 2.0243 | 1.9116 | 5.1442 | 5.1442 | 2.3887 | 1.991 | 1.843 | 5.1442 | 5.1442 | -0.8739% | 7
CBD-367M | CBD | 11 | Coromandel Place 11kV | 1.9953 | 1.2508 | 1.1812 | 5.5252 | 5.5252 | 2.0059 | 1.4737 | 1.3641 | 5.5252 | 5.5252 | -0.8739% | 7
CBD-367N | CBD | 11 | Coromandel Place 11kV | 4.6729 | 2.0843 | 1.9683 | 7.1447 | 7.1447 | 4.5051 | 2.2101 | 2.0458 | 7.1447 | 7.1447 | -0.8739% | 7
CBD-367P | CBD | 11 | Coromandel Place 11kV | 1.3567 | 2.2177 | 2.0943 | 6.0968 | 6.0968 | 1.3539 | 2.3663 | 2.1904 | 6.0968 | 6.0968 | -0.8739% | 7
CBD-367Q | CBD | 11 | Coromandel Place 11kV | 2.7447 | 4.8527 | 4.5825 | 9.1452 | 9.1452 | 2.6758 | 4.8422 | 4.4822 | 9.1452 | 9.1452 | -0.8739% | 7
CBD-367R | CBD | 11 | Coromandel Place 11kV | 2.0569 |  |  | 7.7163 | 7.7163 | 1.9655 |  |  | 7.7163 | 7.7163 | 0% | 7
CBD-367S/FGP | CBD | 11 | Coromandel Place 11kV | 1.2043 | 3.4295 | 3.2385 | 5.0489 | 5.0489 | 1.267 | 3.62 | 3.3508 | 5.0489 | 5.0489 | -0.8739% | 7
CBD-367S/HS2 | CBD | 11 | Coromandel Place 11kV | 1.2043 | 1.448 | 1.3674 | 7.0494 | 7.0494 | 1.267 | 1.9053 | 1.7636 | 7.0494 | 7.0494 | -0.8739% | 7
CBD-367T | CBD | 11 | Coromandel Place 11kV | 1.531 |  |  | 7.24 | 7.24 | 1.5196 |  |  | 7.24 | 7.24 | 0% | 7
CBD-367U | CBD | 11 | Coromandel Place 11kV | 1.995 | 1.5776 | 1.4897 | 4.6679 | 4.6679 | 1.1178 | 1.8386 | 1.7019 | 4.6679 | 4.6679 | -0.8739% | 7
CBD-367V | CBD | 11 | Coromandel Place 11kV | 0.58273 |  |  | 7.8115 | 7.8115 | 0.57599 | 1.2803 | 1.1851 | 7.8115 | 7.8115 | -0.8739% | 7
CBD-366A/GGP | CBD | 11 | East Terrace 11kV | 1.5422 | 2.8579 | 2.8473 | 6.2873 | 6.2873 | 1.538 |  |  | 6.2873 | 6.2873 | 0% | 7
CBD-366A/UN1 | CBD | 11 | East Terrace 11kV | 1.5422 | 1.6195 | 1.6135 | 4.4774 | 4.4774 | 1.538 | 2.2863 | 2.254 | 4.4774 | 4.4774 | -0.9685% | 7
CBD-366B/GHP | CBD | 11 | East Terrace 11kV | 0.94739 | 0.95263 | 0.9491 | 4.6679 | 4.6679 | 1.1932 | 1.0479 | 1.0331 | 4.6679 | 4.6679 | -0.9685% | 7
CBD-366B/UH1 | CBD | 11 | East Terrace 11kV | 0.94739 | 1.7528 | 1.7463 | 4.2868 | 4.2868 | 1.1932 | 2.4768 | 2.4419 | 4.2868 | 4.2868 | -0.9685% | 7
CBD-366C | CBD | 11 | East Terrace 11kV | 1.111 |  |  | 3.7152 | 3.7152 | 1.1057 |  |  | 3.7152 | 3.7152 | 0% | 7
CBD-366D | CBD | 11 | East Terrace 11kV | 0.8814 |  |  | 3.2389 | 3.2389 | 0.87367 |  |  | 3.2389 | 3.2389 | 0% | 7
CBD-366E | CBD | 11 | East Terrace 11kV | 4.2268 | 2.6045 | 2.5948 | 4.7631 | 4.7631 | 4.213 | 2.5711 | 2.5348 | 4.7631 | 4.7631 | -0.9685% | 7
CBD-366F/FGP | CBD | 11 | East Terrace 11kV | 1.2559 | 0 | 0 | 4.6679 | 4.6679 | 1.2546 | 0 | 0 | 4.6679 | 4.6679 | -0.9685% | 7
CBD-366F/UH6 | CBD | 11 | East Terrace 11kV | 1.2559 | 1.7271 | 1.7207 | 3.3342 | 3.3342 | 1.2546 | 1.6376 | 1.6144 | 3.3342 | 3.3342 | -0.9685% | 7
CBD-366G | CBD | 11 | East Terrace 11kV | 1.8239 | 1.4289 | 1.4237 | 3.4295 | 3.4295 | 1.7785 | 1.5147 | 1.4933 | 3.4295 | 3.4295 | -0.9685% | 7
CBD-366H | CBD | 11 | East Terrace 11kV | 2.7333 | 2.1587 | 2.1507 | 3.4295 | 3.4295 | 2.6324 | 1.9719 | 1.9441 | 3.4295 | 3.4295 | -0.9685% | 7
CBD-366J/GW1 | CBD | 11 | East Terrace 11kV | 2.8156 | 1.5242 | 1.5186 | 4.001 | 4.001 | 2.8526 | 1.5242 | 1.5027 | 4.001 | 4.001 | -0.9685% | 7
CBD-366J/H1 | CBD | 11 | East Terrace 11kV | 2.8156 | 1.5242 | 1.5186 | 4.6679 | 4.6679 | 2.8526 | 1.7147 | 1.6905 | 4.6679 | 4.6679 | -0.9685% | 7
CBD-366K | CBD | 11 | East Terrace 11kV | 1.885 | 3.4085 | 3.3959 | 4.8584 | 4.8584 | 1.9008 | 3.4761 | 3.4271 | 4.8584 | 4.8584 | -0.9685% | 7
CBD-366L/GC4 | CBD | 11 | East Terrace 11kV | 1.324 | 2.5721 | 2.5626 | 5.1442 | 5.1442 | 1.1943 | 2.0958 | 2.0662 | 5.1442 | 5.1442 | -0.9685% | 7
CBD-366L/PW2 | CBD | 11 | East Terrace 11kV | 1.324 | 1.1432 | 1.1389 | 4.4774 | 4.4774 | 1.1943 | 1.4289 | 1.4088 | 4.4774 | 4.4774 | -0.9685% | 7
CBD-366M/GW2 | CBD | 11 | East Terrace 11kV | 1.9561 | 2.2482 | 2.2399 | 4.7631 | 4.7631 | 1.9261 | 3.4295 | 3.381 | 4.7631 | 4.7631 | -0.9685% | 7
CBD-366M/UH3 | CBD | 11 | East Terrace 11kV | 1.9561 | 2.2482 | 2.2399 | 3.62 | 3.62 | 1.9261 | 2.5721 | 2.5358 | 3.62 | 3.62 | -0.9685% | 7
CBD-366N/FF3 | CBD | 11 | East Terrace 11kV | 1.4357 | 0.85737 | 0.85419 | 3.2389 | 3.2389 | 1.4253 | 1.1432 | 1.127 | 3.2389 | 3.2389 | -0.9685% | 7
CBD-366N/GGP | CBD | 11 | East Terrace 11kV | 1.4357 | 1.7147 | 1.7084 | 6.2873 | 6.2873 | 1.4253 | 2.2863 | 2.254 | 6.2873 | 6.2873 | -0.9685% | 7
CBD-366P/FF2 | CBD | 11 | East Terrace 11kV | 2.4442 | 1.7566 | 1.7501 | 4.8584 | 4.8584 | 1.7809 | 1.1794 | 1.1627 | 4.8584 | 4.8584 | -0.9685% | 7
CBD-366P/FGP | CBD | 11 | East Terrace 11kV | 2.4442 | 0 | 0 | 4.3821 | 4.3821 | 1.7809 | 0 | 0 | 4.3821 | 4.3821 | -0.9685% | 7
CBD-366Q/GG2 | CBD | 11 | East Terrace 11kV | 2.6535 | 3.9058 | 3.8913 | 4.9537 | 4.9537 | 2.6416 | 3.4295 | 3.381 | 4.9537 | 4.9537 | -0.9685% | 7
CBD-366Q/UH7 | CBD | 11 | East Terrace 11kV | 2.6535 | 1.448 | 1.4426 | 3.2389 | 3.2389 | 2.6416 | 1.6195 | 1.5966 | 3.2389 | 3.2389 | -0.9685% | 7
CBD-366R | CBD | 11 | East Terrace 11kV | 1.9964 |  |  | 9.1452 | 9.1452 | 1.9968 |  |  | 9.1452 | 9.1452 | 0% | 7
CBD-366S | CBD | 11 | East Terrace 11kV | 2.5576 | 2.9179 | 2.9071 | 3.62 | 3.62 | 2.5496 | 3.3685 | 3.3209 | 3.62 | 3.62 | -0.9685% | 7
CBD-366T/GC3 | CBD | 11 | East Terrace 11kV | 1.0337 | 1.4289 | 1.4237 | 3.9058 | 3.9058 | 1.0132 | 1.6195 | 1.5966 | 3.9058 | 3.9058 | -0.9685% | 7
CBD-366T/RH1 | CBD | 11 | East Terrace 11kV | 1.0337 | 0.89547 | 0.89215 | 4.9537 | 4.9537 | 1.0132 | 1.7147 | 1.6905 | 4.9537 | 4.9537 | -0.9685% | 7
CBD-353A/NKH3 | CBD | 11 | Hindley Street 11kV | 2.2534 | 0.91452 | 0.90605 | 7.24 | 7.24 | 2.1581 | 1.0479 | 0.95409 | 7.24 | 7.24 | -0.8951% | 7
CBD-353A/RH1 | CBD | 11 | Hindley Street 11kV | 2.2534 | 2.7626 | 2.737 | 4.9537 | 4.9537 | 2.1581 | 1.81 | 1.648 | 4.9537 | 4.9537 | -0.8951% | 7
CBD-353B | CBD | 11 | Hindley Street 11kV | 2.1376 | 3.0217 | 2.9937 | 4.8584 | 4.8584 | 3.7574 | 5.2585 | 4.7878 | 4.8584 | 4.8584 | -0.8951% | 7
CBD-353C | CBD | 11 | Hindley Street 11kV | 1.4552 | 2.0243 | 2.0056 | 4.9537 | 4.9537 | 1.1643 | 1.8795 | 1.7113 | 4.9537 | 4.9537 | -0.8951% | 7
CBD-353D | CBD | 11 | Hindley Street 11kV | 2.0337 | 2.5607 | 2.5369 | 5.2395 | 5.2395 | 1.9795 | 3.439 | 3.1311 | 5.2395 | 5.2395 | -0.8951% | 7
CBD-353E/HLC | CBD | 11 | Hindley Street 11kV | 1.8059 | 1.5623 | 1.5478 | 6.1921 | 6.1921 | 0.77373 | 1.8271 | 1.6636 | 6.1921 | 6.1921 | -0.8951% | 7
CBD-353E/NT3 | CBD | 11 | Hindley Street 11kV | 1.8059 | 1.467 | 1.4535 | 4.5726 | 4.5726 | 0.77373 | 1.7528 | 1.5959 | 4.5726 | 4.5726 | -0.8951% | 7
CBD-353F/HLC | CBD | 11 | Hindley Street 11kV | 0.93501 | 3.0484 | 3.0202 | 6.2873 | 6.2873 | 1.32 | 3.2189 | 2.9308 | 6.2873 | 6.2873 | -0.8951% | 7
CBD-353F/NT5 | CBD | kV: 11; name: Hindley Street 11kV; km: 0.93501; Thermal MVA: 7.1447; Operational MVA: 7.1447; Operational %: 0% | 7
CBD-353G/ASER | CBD | 11 | Hindley Street 11kV | 0.50442 |  |  | 6.8589 | 6.8589 | 0.7 |  |  | 6.8589 | 6.8589 | 0% | 7
CBD-353G/NT6 | CBD | kV: 11; name: Hindley Street 11kV; km: 0.50442; Thermal MVA: 8.3831; Operational MVA: 8.3831; Operational %: 0% | 7
CBD-353H/ASER | CBD | 11 | Hindley Street 11kV | 0.87899 |  |  | 6.1921 | 6.1921 | 0.87272 |  |  | 6.1921 | 6.1921 | 0% | 7
CBD-353H/GHR | CBD | 11 | Hindley Street 11kV | 0.87899 | 1.5032 | 1.4893 | 8.2879 | 8.2879 | 0.87272 | 1.6862 | 1.5352 | 8.2879 | 8.2879 | -0.8951% | 7
CBD-353J | CBD | 11 | Hindley Street 11kV | 1.6786 | 3.319 | 3.2882 | 6.8589 | 6.8589 | 1.674 | 3.3942 | 3.0904 | 6.8589 | 6.8589 | -0.8951% | 7
CBD-353K | CBD | 11 | Hindley Street 11kV | 1.6978 |  |  | 6.3826 | 6.3826 | 1.6994 | 3.3609 | 3.06 | 6.3826 | 6.3826 | -0.8951% | 7
CBD-353L | CBD | 11 | Hindley Street 11kV | 2.3599 | 1.5776 | 1.5629 | 4.7631 | 4.7631 | 1.1391 | 0.60968 | 0.5551 | 4.7631 | 4.7631 | -0.8951% | 7
CBD-353M | CBD | 11 | Hindley Street 11kV | 2.0623 | 4.0934 | 4.0555 | 5.3347 | 5.3347 | 2.0777 | 4.5517 | 4.1442 | 5.3347 | 5.3347 | -0.8951% | 7
CBD-353N | CBD | 11 | Hindley Street 11kV | 1.411 | 2.7683 | 2.7427 | 4.8584 | 4.8584 | 1.4724 | 5.2252 | 4.7574 | 4.8584 | 4.8584 | -0.8951% | 7
CBD-353P/CEW1 | CBD | 11 | Hindley Street 11kV | 1.6773 | 0.7621 | 0.75504 | 8.2879 | 8.2879 | 1.3562 | 0 | 0 | 8.2879 | 8.2879 | -0.8951% | 7
CBD-353P/GC3 | CBD | 11 | Hindley Street 11kV | 1.6773 | 1.7147 | 1.6988 | 4.5726 | 4.5726 | 1.3562 | 2.4263 | 2.2091 | 4.5726 | 4.5726 | -0.8951% | 7
CBD-353Q/GC4 | CBD | 11 | Hindley Street 11kV | 0.95591 | 0.85737 | 0.84942 | 5.3347 | 5.3347 | 1.52 | 0.8707 | 0.79276 | 5.3347 | 5.3347 | -0.8951% | 7
CBD-353Q/NT7 | CBD | kV: 11; name: Hindley Street 11kV; km: 0.95591; Thermal MVA: 8.3831; Operational MVA: 8.3831; Operational %: 0% | 7
CBD-353R | CBD | 11 | Hindley Street 11kV | 3.0173 | 2.5159 | 2.4926 | 4.9537 | 4.9537 | 2.825 | 1.6862 | 1.5352 | 4.9537 | 4.9537 | -0.8951% | 7
CBD-353S/AO1 | CBD | kV: 11; name: Hindley Street 11kV; km: 1.139; Thermal MVA: 8.4784; Operational MVA: 8.4784; Operational %: 0% | 7
CBD-353S/GHM | CBD | 11 | Hindley Street 11kV | 1.139 | 1.7528 | 1.7366 | 7.1447 | 7.1447 | 2.62 | 1.5242 | 1.3878 | 7.1447 | 7.1447 | -0.8951% | 7
CBD-353T | CBD | 11 | Hindley Street 11kV | 1.5787 | 1.1317 | 1.1212 | 4.9537 | 4.9537 | 1.5479 | 1.6557 | 1.5075 | 4.9537 | 4.9537 | -0.8951% | 7
CBD-412A/FMW | CBD | 11 | Whitmore Square 11kV | 3.2372 | 3.5247 | 3.4547 | 6.0968 | 6.0968 | 2.9883 | 4.1344 | 3.9412 | 6.0968 | 6.0968 | -1.031% | 7
CBD-412A/GW1 | CBD | 11 | Whitmore Square 11kV | 3.2372 | 2.8731 | 2.8161 | 4.1916 | 4.1916 | 2.9883 | 2.9208 | 2.7842 | 4.1916 | 4.1916 | -1.031% | 7
CBD-412B/GA2 | CBD | 11 | Whitmore Square 11kV | 1.88 | 0 | 0 | 4.1916 | 4.1916 | 2.1207 | 0.02191 | 0.020886 | 4.1916 | 4.1916 | -1.031% | 7
CBD-412B/SLG | CBD | 11 | Whitmore Square 11kV | 1.88 | 0.95263 | 0.93371 | 4.1916 | 4.1916 | 2.1207 | 1.5242 | 1.453 | 4.1916 | 4.1916 | -1.031% | 7
CBD-412C | CBD | 11 | Whitmore Square 11kV | 2.1819 | 1.5328 | 1.5023 | 4.5726 | 4.5726 | 2.1165 | 2.6388 | 2.5154 | 4.5726 | 4.5726 | -1.031% | 7
CBD-412D/WGG | CBD | 11 | Whitmore Square 11kV | 1.5663 | 0 | 0 | 4.4774 | 4.4774 | 1.4963 | 1.5852 | 1.5111 | 4.4774 | 4.4774 | -1.031% | 7
CBD-412D/WSK | CBD | 11 | Whitmore Square 11kV | 1.5663 | 0 | 0 | 7.0494 | 7.0494 | 1.4963 | 0.38105 | 0.36324 | 7.0494 | 7.0494 | -1.031% | 7
CBD-412E/FCW | CBD | 11 | Whitmore Square 11kV | 2.3859 | 1.5032 | 1.4734 | 3.5247 | 3.5247 | 2.3902 | 2.6864 | 2.5608 | 3.5247 | 3.5247 | -1.031% | 7
CBD-412E/WMW | CBD | 11 | Whitmore Square 11kV | 2.3859 | 0.724 | 0.70962 | 6.1921 | 6.1921 | 2.3902 | 0.24768 | 0.23611 | 6.1921 | 6.1921 | -1.031% | 7
CBD-412F | CBD | 11 | Whitmore Square 11kV | 6.9926 | 3.6467 | 3.5743 | 5.7158 | 5.7158 | 6.9866 | 3.9077 | 3.725 | 5.7158 | 5.7158 | -1.031% | 7
CBD-412G/FCW | CBD | 11 | Whitmore Square 11kV | 1.7946 | 0.13337 | 0.13072 | 3.2389 | 3.2389 | 1.7794 | 0.19053 | 0.18162 | 3.2389 | 3.2389 | -1.031% | 7
CBD-412G/WC2 | CBD | 11 | Whitmore Square 11kV | 1.7946 | 1.7338 | 1.6994 | 3.4295 | 3.4295 | 1.7794 | 2.2291 | 2.125 | 3.4295 | 3.4295 | -1.031% | 7
CBD-412H | CBD | 11 | Whitmore Square 11kV | 2.9297 | 3.1113 | 3.0495 | 4.9537 | 4.9537 | 2.8958 | 3.5466 | 3.3809 | 4.9537 | 4.9537 | -1.031% | 7
CBD-412J | CBD | 11 | Whitmore Square 11kV | 1.7853 | 2.7683 | 2.7134 | 3.7152 | 3.7152 | 1.8117 | 2.9732 | 2.8342 | 3.7152 | 3.7152 | -1.031% | 7
CBD-412K | CBD | 11 | Whitmore Square 11kV | 1.2351 | 2.9179 | 2.86 | 4.2868 | 4.2868 | 1.3485 | 2.1177 | 2.0187 | 4.2868 | 4.2868 | -1.031% | 7
CBD-412L/FMW | CBD | 11 | Whitmore Square 11kV | 1.8494 | 1.9053 | 1.8674 | 5.5252 | 5.5252 | 1.7443 | 2.191 | 2.0886 | 5.5252 | 5.5252 | -1.031% | 7
CBD-412L/SKG | CBD | 11 | Whitmore Square 11kV | 1.8494 | 1.1432 | 1.1205 | 5.43 | 5.43 | 1.7443 | 1.3337 | 1.2713 | 5.43 | 5.43 | -1.031% | 7
CBD-412M | CBD | 11 | Whitmore Square 11kV | 2.7371 | 2.6045 | 2.5528 | 4.7631 | 4.7631 | 2.5583 | 2.836 | 2.7034 | 4.7631 | 4.7631 | -1.031% | 7
CBD-412N | CBD | 11 | Whitmore Square 11kV | 3.0761 | 2.4559 | 2.4071 | 3.1437 | 3.1437 | 2.6426 | 1.7338 | 1.6527 | 3.1437 | 3.1437 | -1.031% | 7
CBD-412P | CBD | 11 | Whitmore Square 11kV | 2.3686 | 1.5328 | 1.5023 | 2.6674 | 2.6674 | 2.54 | 2.1253 | 2.026 | 2.6674 | 2.6674 | -1.031% | 7
CBD-412Q | CBD | 11 | Whitmore Square 11kV | 1.6507 | 1.831 | 1.7946 | 2.7626 | 2.7626 | 1.6395 | 2.2034 | 2.1004 | 2.7626 | 2.7626 | -1.031% | 7
CBD-412R | CBD | 11 | Whitmore Square 11kV | 1.276 | 1.5928 | 1.5612 | 4.1916 | 4.1916 | 1.2445 | 1.6785 | 1.6001 | 4.1916 | 4.1916 | -1.031% | 7
CBD-412S/GA4 | CBD | 11 | Whitmore Square 11kV | 2.054 | 0.81831 | 0.80206 | 7.1447 | 7.1447 | 1.8092 | 0.92976 | 0.88631 | 7.1447 | 7.1447 | -1.031% | 7
CBD-412S/GG2 | CBD | 11 | Whitmore Square 11kV | 2.054 | 2.0986 | 2.057 | 4.9537 | 4.9537 | 1.8092 | 2.4187 | 2.3057 | 4.9537 | 4.9537 | -1.031% | 7
SG-03 | Short rural | 11 | Aldgate 11kV | 16.5831 | 2.7817 | 2.7817 | 10.6694 | 7.621 | 24.8166 | 5.1442 | 4.9512 | 10.6694 | 7.621 | 1.394% | 9
SG-06 | Short rural | 11 | Aldgate 11kV | 6.6418 | 0.75162 | 0.75162 | 8.7642 | 7.621 | 11.9192 | 1.6719 | 1.6092 | 8.7642 | 7.621 | 1.394% | 9
SG-10 | Short rural | 11 | Aldgate 11kV | 18.9743 | 3.298 | 3.298 | 8.7642 | 7.621 | 18.9647 | 2.7026 | 2.6012 | 8.7642 | 7.621 | 1.394% | 9
MG-17 | Long rural | 11 | Allendale East 11kV | 52.2094 | 2.3185 | 2.0887 | 8.688 | 7.621 | 51.0796 | 2.3435 | 2.1091 | 8.688 | 7.621 | -0.08% | 10
MG-19 | Long rural | 11 | Allendale East 11kV | 111.9728 | 2.6293 | 2.3687 | 8.688 | 7.621 | 112.4565 | 2.7436 | 2.4692 | 8.688 | 7.621 | -0.08% | 10
R-22 | Long rural | 11 | Alma 11kV | 6.1862 | 0.10836 | 0.10239 | 1.3 | 1.3 | 6.1862 | 0.11329 | 0.10368 | 1.3 | 1.3 | -1.741% | 10
KI-21 | Long rural | 11 | American River 11kV | 26.7755 | 0.51042 | 0.48631 | 5.1632 | 5.1632 | 26.7734 | 0.53347 | 0.48012 | 5.1632 | 5.1632 | -1.455% | 10
KI-22 | Long rural | 11 | American River 11kV | 8.2095 | 0.039954 | 0.038067 | 3.5819 | 3.5819 | 8.2094 | 0.038955 | 0.03506 | 3.5819 | 3.5819 | -1.455% | 10
NU-01 | Short rural | 11 | Angaston 11kV | 15.2384 | 2.8388 | 2.8186 | 11.0505 | 7.621 | 15.5904 | 3.3342 | 3.3336 | 11.0505 | 7.621 | -1.08% | 9
NU-02 | Long rural | 11 | Angaston 11kV | 100.1333 | 6.3064 | 6.2614 | 11.0505 | 7.621 | 99.6656 | 5.792 | 5.7909 | 11.0505 | 7.621 | -1.08% | 10
NU-04 | Short rural | 11 | Angaston 11kV | 31.0742 | 3.4485 | 3.4239 | 11.0505 | 7.621 | 30.4791 | 2.9722 | 2.9717 | 11.0505 | 7.621 | -1.08% | 9
NU-05 | Short rural | 11 | Angaston 11kV | 33.0349 | 5.2013 | 5.1643 | 12.3842 | 7.621 | 32.5963 | 4.5726 | 4.5718 | 12.3842 | 7.621 | -1.08% | 9
MI-27 | Short rural | 11 | Apcel 11kV | 4.3542 | 2.6996 | 2.5808 | 4.2678 | 4.2678 | 4.3587 | 2.6996 | 2.6193 | 4.2678 | 4.2678 | 0% | 9
MI-29 | Short rural | 11 | Apcel Pulp Mill 11kV | 3.7946 |  |  | 4.2678 | 4.2678 | 3.7958 |  |  | 4.2678 | 4.2678 | 0% | 9
MT-06 | Long rural | 11 | Ardrossan 11kV | 15.1236 | 2.4768 | 2.305 | 5.1632 | 5.1632 | 14.6133 | 2.2863 | 2.1034 | 5.1632 | 5.1632 | 0.2776% | 10
CV-757A | Long rural | 11 | Arno Bay 11kV | 13.321 | 0.83241 | 0.76537 | 1.3 | 1.3 | 13.3312 | 1.1355 | 1.0447 | 1.3 | 1.3 | 0.7599% | 10
CL-09 | Long rural | 11 | Auburn 11kV | 103.1751 | 1.5849 | 1.5214 | 8.2688 | 7.621 | 103.4701 | 4.1572 | 3.8665 | 8.2688 | 7.621 | 1.477% | 10
CL-25 | Long rural | 11 | Auburn 11kV | 66.8294 | 1.761 | 1.6905 | 8.2688 | 7.621 | 15.2081 | 4.6191 | 4.2961 | 8.2688 | 7.621 | 1.477% | 10
R-20 | Long rural | 7.6 | Balaklava 7.6kV | 8.821 | 2.3168 | 2.181 | 2.4748 | 3.5673 | [5 empty] | -3.54% | 10
R-23 | Long rural | 7.6 | Balaklava 7.6kV | 4.4145 | 1.0663 | 1.0037 | 3.5673 | 3.5673 | 12.6398 | 1.1668 | 1.0938 | 3.5673 | 3.5673 | -3.54% | 10
PP-07 | Long rural | 11 | Baroota 11kV | 87.554 | 0.3994 | 0.39739 | 5.0108 | 5.0108 | 87.555 | 0.45465 | 0.44492 | 5.0108 | 5.0108 | -0.3063% | 10
NU-26 | Short rural | 11 | Barossa South 11kV | 41.6405 | 4.5155 | 4.2788 | 7.621 | 7.621 | 41.688 | 4.7631 | 4.5022 | 7.621 | 7.621 | 0.7412% | 9
NU-31 | Short rural | 11 | Barossa South 11kV | 37.3034 | 2.7436 | 2.5998 | 6.9542 | 6.9542 | 37.3106 | 2.5721 | 2.4312 | 6.9542 | 6.9542 | 0.7412% | 9
MI-14 | Long rural | 11 | Beachport 11kV | 20.5705 | 0.9872 | 0.91076 | 5.1632 | 5.1632 | 20.2774 | 0.91804 | 0.84266 | 5.1632 | 5.1632 | 0.7089% | 10
M-14 | Long rural | 7.6 | Belvedere Road 7.6kV | 3.2341 | 0.096821 | 0.092378 | 3.3436 | 3.3436 | 3.2341 | 0.093502 | 0.085717 | 3.3436 | 3.3436 | 0.3673% | 10
BM-41 | Short rural | 11 | Berri 11kV | 11.2756 | 4.7631 | 4.418 | 7.24 | 7.24 | 11.228 | 3.8867 | 3.8655 | 7.24 | 7.24 | -3.33% | 9
BM-42 | Short rural | 11 | Berri 11kV | 15.5686 | 1.2765 | 1.184 | 13.5273 | 7.621 | 15.5714 | 1.2003 | 1.1938 | 13.5273 | 7.621 | -3.33% | 9
BM-43 | Short rural | 11 | Berri 11kV | 19.4476 | 5.087 | 4.7184 | 12.9557 | 7.621 | 19.3741 | 4.4774 | 4.4529 | 12.9557 | 7.621 | -3.33% | 9
BM-44 | Short rural | 11 | Berri 11kV | 51.731 | 3.8296 | 3.5521 | 13.3368 | 7.621 | 51.7455 | 3.6581 | 3.6381 | 13.3368 | 7.621 | -3.33% | 9
CN-11 | Long rural | 11 | Binnies 11kV | 17.0242 | 0.095263 | 0.09235 | 4.2678 | 4.2678 | 17.0242 | 0.096554 | 0.093654 | 4.2678 | 4.2678 | -1.116% | 10
GU-31 | Long rural | 11 | Birdwood 11kV | 80.554 | 2.0369 | 1.964 | 3.5819 | 3.5819 | 80.0058 | 2.1435 | 2.0257 | 3.5819 | 3.5819 | -1.35% | 10
GU-38 | Long rural | 11 | Birdwood 11kV | 19.98 | 0.45048 | 0.43434 | 1.3 | 1.3 | 19.9819 | 0.47405 | 0.44799 | 1.3 | 1.3 | -1.35% | 10
MT-13 | Long rural | 11 | Black Point 11kV | 5.34 | 0.36669 | 0.35504 | 5.1632 | 5.1632 | 5.3854 | 0.36764 | 0.34294 | 5.1632 | 5.1632 | -2.513% | 10
G-03 | Long rural | 11 | Booleroo Centre 11kV | 4.5766 | 0.79327 | 0.78928 | 3.4485 | 3.4485 | 4.5751 | 0.47631 | 0.46612 | 3.4485 | 3.4485 | -0.3063% | 10
G-27 | Long rural | 11 | Booyoolie 11kV | 2.4159 | 0.021671 | 0.021294 | 1.3 | 1.3 | 2.4159 | 0.025665 | 0.0246 | 1.3 | 1.3 | 0% | 10
BT-01 | Long rural | 11 | Bordertown 11kV | 92.1459 | 2.9244 | 2.9179 | 5.1632 | 5.1632 | 92.0986 | 2.7436 | 2.7235 | 5.1632 | 5.1632 | 0.6349% | 10
BT-02 | Long rural | 11 | Bordertown 11kV | 198.0388 | 0 | 0 | 10.2503 | 7.621 | 198.0451 | 2.4578 | 2.4398 | 10.2503 | 7.621 | 0.6349% | 10
BT-03 | Long rural | 11 | Bordertown 11kV | 102.3763 | 3.6674 | 3.6593 | 7.7925 | 7.621 | 101.5392 | 3.2008 | 3.1774 | 7.7925 | 7.621 | 0.6349% | 10
BT-04 | Long rural | 11 | Bordertown 11kV | 122.1248 | 3.761 | 3.7526 | 5.1632 | 5.1632 | 122.1172 | 3.2961 | 3.272 | 5.1632 | 5.1632 | 0.6349% | 10
CL-16 | Long rural | 11 | Brinkworth Town 11kV | 32.0232 | 0.7143 | 0.70067 | 5.1632 | 5.1632 | 32.0486 | 0.73483 | 0.71983 | 5.1632 | 5.1632 | -0.5314% | 10
CL-17 | Long rural | 11 | Brinkworth Town 11kV | 38.0307 | 0.53573 | 0.5255 | 5.1632 | 5.1632 | 38.0096 | 0.55112 | 0.53988 | 5.1632 | 5.1632 | -0.5314% | 10
MTB-71 | Short rural | 11 | Brukunga 11kV | 25.5494 | 0.5028 | 0.4755 | 1.3 | 1.3 | 25.6079 | 0.45092 | 0.42192 | 1.3 | 1.3 | 1.477% | 9
PP-06 | Long rural | 11 | Bungama 11kV | 66.7509 | 0.96958 | 0.90224 | 5.0108 | 5.0108 | 66.13 | 0.89547 | 0.83279 | 5.0108 | 5.0108 | -1.407% | 10
BU-01 | Long rural | 11 | Burra 11kV | 14.2921 | 2.0726 | 1.954 | 5.1632 | 5.1632 | 14.2038 | 2.0726 | 0 | 5.1632 | 5.1632 | -0.2987% | 10
BU-06 | Long rural | 11 | Burra 11kV | 513.8059 | 0.83333 | 0.78562 | 3.5819 | 3.5819 | 513.5274 | 0.83333 | 0 | 3.5819 | 3.5819 | -0.2987% | 10
BU-07 | Long rural | 11 | Burra 11kV | 3.3918 | 1.4861 | 1.401 | 5.1632 | 5.1632 | 3.3816 | 1.4861 | 0 | 5.1632 | 5.1632 | -0.2987% | 10
WK-11 | Short rural | 11 | Cadell 11kV | 75.4596 | 1.3595 | 1.2929 | 6.7637 | 6.7637 | 75.2566 | 1.2719 | 1.2019 | 6.7637 | 6.7637 | -0.7387% | 9
M-21 | Long rural | 11 | Caloote 11kV | 161.4579 | 1.9243 | 1.7185 | 7.621 | 7.621 | 161.3961 | 1.9243 | 1.7896 | 7.621 | 7.621 | -0.8366% | 10
G-24 | Long rural | 11 | Caltowie 11kV | 7.451 | 0.21665 | 0.21288 | 1.3 | 1.3 | 7.451 | 0.10098 | 0.096791 | 1.3 | 1.3 | 0% | 10
M-41 | Long rural | 11 | Cambrai 11kV | 157.2217 | 0.724 | 0.69077 | 3.5057 | 3.5057 | 157.146 | 0.74824 | 0.68594 | 3.5057 | 3.5057 | -0.82% | 10
CN-31 | Long rural | 11 | Campbell Park 11kV | 11.4962 | 0.67462 | 0.65399 | 3.4485 | 3.4485 | 11.4962 | 0.68376 | 0.66322 | 3.4485 | 3.4485 | -1.116% | 10
CN-32 | Long rural | 11 | Campbell Park 11kV | 29.1501 | 0.99209 | 0.96175 | 5.0108 | 5.0108 | 29.1503 | 1.0055 | 0.97533 | 5.0108 | 5.0108 | -1.116% | 10
CN-33 | Long rural | 11 | Campbell Park 11kV | 31.9273 | 0.49604 | 0.48087 | 6.7827 | 6.7827 | 31.9272 | 0.50276 | 0.48766 | 6.7827 | 6.7827 | -1.116% | 10
VH-71 | Urban | 11 | Cape Jervis 11kV | 27.5047 | 0.64017 | 0.60496 | 2.4578 | 2.4578 | 27.1398 | 0.68589 | 0.6173 | 2.4578 | 2.4578 | 2.6% | 8
CV-08 | Long rural | 11 | Caralue 11kV | 766.1318 | 2.0384 | 2.0014 | 6.7827 | 6.7827 | 763.7761 | 1.89 | 1.8899 | 6.7827 | 6.7827 | 0.3326% | 10
CV-09 | Long rural | 11 | Caralue 11kV | 7.3316 | 0.43879 | 0.43082 | 5.2013 | 5.2013 | 7.3316 | 0 | 0 | 5.2013 | 5.2013 | 0.3326% | 10
CD-01 | Short rural | 11 | Ceduna 11kV | 12.237 | 2.4557 | 2.3957 | 7.7925 | 7.621 | 12.2367 | 2.5302 | 2.3275 | 7.7925 | 7.621 | -1.775% | 9
CD-02 | Long rural | 11 | Ceduna 11kV | 264.2491 | 3.3931 | 3.3102 | 8.8594 | 7.621 | 264.3437 | 2.9665 | 2.7288 | 8.8594 | 7.621 | -1.775% | 10
CD-03 | Short rural | 11 | Ceduna 11kV | 161.8604 | 2.4235 | 2.3643 | 8.8594 | 7.621 | 154.3591 | 2.3873 | 2.196 | 8.8594 | 7.621 | -1.775% | 9
GU-12 | Long rural | 11 | Chain of Ponds 11kV | 10.9003 | 0.50924 | 0.49099 | 1.3 | 1.3 | 10.8171 | 0.53588 | 0.50642 | 1.3 | 1.3 | 0.03469% | 10
SD-343/TF20 | Short rural | 11 | Cheetham Salt 11kV | 49.3576 |  |  | 1.3 | 1.3 | 49.1415 |  |  | 1.3 | 1.3 | -1.164% | 9
CL-04 | Long rural | 11 | Clare 11kV | 90.0572 | 2.9722 | 2.7493 | 7.7925 | 7.621 | 88.6672 | 2.7817 | 2.7183 | 7.7925 | 7.621 | 0.4495% | 10
CL-05 | Long rural | 11 | Clare 11kV | 105.0659 | 2.5721 | 2.3792 | 7.964 | 7.621 | 89.4085 | 1.7338 | 1.6943 | 7.964 | 7.621 | 0.4495% | 10
CL-06 | Long rural | 11 | Clare 11kV | 142.8188 | 1.3146 | 1.216 | 5.1632 | 5.1632 | 142.8216 | 1.3908 | 1.3591 | 5.1632 | 5.1632 | 0.4495% | 10
CL-23 | Long rural | 11 | Clare 11kV | 14.0605 | 4.5345 | 4.1944 | 6.7827 | 6.7827 | 13.8633 | 4.001 | 3.9098 | 6.7827 | 6.7827 | 0.4495% | 10
MV-22 | Short rural | 11 | Clarendon 11kV | 46.2269 | 1.5881 | 1.5083 | 10.2503 | 7.621 | 61.1468 | 1.8696 | 1.6903 | 10.2503 | 7.621 | 0.5497% | 9
NL-21 | Short rural | 11 | Clarendon 11kV | 49.9198 | 2.2649 | 2.1509 | 10.25 | 7.62 | 49.6311 | 2.6662 | 2.4105 | 10.2503 | 7.621 | 0.5497% | 9
CV-01 | Short rural | 11 | Cleve 11kV | 6.2281 | 1.4933 | 1.4764 | 5.0108 | 5.0108 | 5.808 | 1.2594 | 1.2502 | 5.0108 | 5.0108 | 2.922% | 9
CV-02 | Long rural | 11 | Cleve 11kV | 363.063 | 1.5126 | 1.4955 | 5.0108 | 5.0108 | 363.0457 | 1.7509 | 1.7382 | 5.0108 | 5.0108 | 2.922% | 10
CV-07 | Long rural | 11 | Cleve 11kV | 420.9321 | 0.045726 | 0.045208 | 5.0108 | 5.0108 | 453.3843 | 0.038105 | 0.037828 | 5.0108 | 5.0108 | 2.922% | 10
PL-12 | Long rural | 11 | Coffin Bay 11kV | 12.8407 | 1.6004 | 1.5488 | 3.5819 | 3.5819 | 12.2746 | 1.4087 | 1.332 | 3.5819 | 3.5819 | -2.799% | 10
CL-15 | Long rural | 11 | Collinsfield 11kV | 37.3287 | 0.4762 | 0.47606 | 5.1632 | 5.1632 | 37.3287 | 0.48989 | 0.47989 | 5.1632 | 5.1632 | -0.04927% | 10
CL-20 | Long rural | 11 | Collinsfield 11kV | 130.3537 | 1.0516 | 1.0513 | 5.1632 | 5.1632 | 130.3538 | 1.0818 | 1.0598 | 5.1632 | 5.1632 | -0.04927% | 10
CN-51 | Long rural | 11 | Coomandook 11kV | 243.9816 | 0.057158 | 0.05541 | 5.0108 | 5.0108 | 243.996 | 0.057932 | 0.056192 | 5.0108 | 5.0108 | -1.116% | 10
CN-81 | Long rural | 11 | Coonalpyn 11kV | 16.1323 | 0.44073 | 0.40978 | 3.4485 | 3.4485 | 16.1328 | 0.38105 | 0.32885 | 3.4485 | 3.4485 | -1.547% | 10
NA-32 | Long rural | 11 | Coonawarra 11kV | 73.3249 | 1.922 | 1.8211 | 7.1447 | 7.621 | 72.9972 | 2.0005 | 0 | 7.1447 | 7.621 | 0.2452% | 10
NA-33 | Long rural | 11 | Coonawarra 11kV | 189.9497 | 2.067 | 1.9584 | 7.1447 | 7.621 | 190.7021 | 2.3054 | 0 | 7.1447 | 7.621 | 0.2452% | 10
WK-65 | Short rural | 11 | Cordola 11kV | 39.7851 | 1.5318 | 1.4568 | 5.1632 | 5.1632 | 39.7952 | 1.4331 | 1.3542 | 5.1632 | 5.1632 | -0.7387% | 9
CV-753A | Long rural | 11 | Cowell 11kV | 26.5626 | 2.5778 | 2.5309 | 5.1632 | 5.1632 | 12.5171 | 2.3606 | 2.1718 | 5.1632 | 5.1632 | 2.923% | 10
PP-09 | Long rural | 11 | Crystal Brook 11kV | 27.6594 | 2.5794 | 2.5346 | 5.0108 | 5.0108 | 27.1457 | 2.1148 | 2.0271 | 5.0108 | 5.0108 | 0% | 10
CM-01 | Long rural | 11 | Cummins 11kV | 29.4953 | 1.4783 | 1.4306 | 5.1632 | 5.1632 | 29.429 | 1.4385 | 1.3953 | 5.1632 | 5.1632 | -1.055% | 10
CM-02 | Long rural | 11 | Cummins 11kV | 51.6786 | 1.6461 | 1.593 | 5.8491 | 5.8491 | 51.6764 | 1.3242 | 1.2844 | 5.8491 | 5.8491 | -1.055% | 10
MT-05 | Long rural | 7.6 | Curramulka 7.6kV | 4.5685 | 0.071299 | 0.069034 | 1.3 | 1.3 | 4.5684 | 0.071484 | 0.06668 | 1.3 | 1.3 | 0.87% | 10
MT-20 | Long rural | 11 | Curramulka South 11kV | 8.2413 | 0.032404 | 0.031374 | 1.3 | 1.3 | 8.2456 | 0.032487 | 0.030304 | 1.3 | 1.3 | -2.513% | 10
CV-04 | Short rural | 11 | Darke Peak 11kV | 14.7098 | 0.26442 | 0.26143 | 5.1632 | 5.1632 | 14.7102 | 0.35442 | 0.35184 | 5.1632 | 5.1632 | 0.1812% | 9
CV-05 | Long rural | 11 | Darke Peak 11kV | 289.8452 | 0.63055 | 0.62341 | 5.1632 | 5.1632 | 289.8083 | 0.84515 | 0.839 | 5.1632 | 5.1632 | 0.1812% | 10
GU-15 | Long rural | 11 | Deloraine 11kV | 21.2704 | 0.33296 | 0.32103 | 1.3 | 1.3 | 25.4179 | 0.35039 | 0.33112 | 1.3 | 1.3 | 0.03469% | 10
BT-32 | Long rural | 11 | Desert Camp 11kV | 4.3964 | 0.057768 | 0.056121 | 1.3 | 1.3 | 4.3964 | 0.05693 | 0.053155 | 1.3 | 1.3 | 0.4812% | 10
NU-30 | Short rural | 11 | Dorrien 11kV | 5.8021 | 3.8677 | 3.8634 | 9.5263 | 7.621 | 5.8027 | 3.8867 | 3.5053 | 9.5263 | 7.621 | 1.519% | 9
NU-33 | Short rural | 11 | Dorrien 11kV | 20.1987 | 4.0391 | 4.0347 | 9.5263 | 7.621 | 26.5201 | 4.3249 | 3.9005 | 9.5263 | 7.621 | 1.519% | 9
NU-34 | Short rural | 11 | Dorrien 11kV | 8.5779 | 1.3337 | 1.3322 | 7.621 | 7.621 | [5 empty] | 1.519% | 9
MT-04 | Short rural | 11 | Dowlingville 11kV | 7.8462 | 0.043322 | 0.040083 | 1.3 | 1.3 | 7.8462 | 0.047406 | 0.044442 | 0 | 0 | -1.164% | 9
YK-03 | Long rural | 11 | Edithburgh 11kV | 25.5336 | 1.467 | 1.443 | 5.1632 | 5.1632 | 24.7777 | 1.4289 | 1.3702 | 5.1632 | 5.1632 | -1.007% | 10
R-02 | Long rural | 11 | Eudunda 11kV | 20.3016 | 0.8808 | 0.8455 | 5.1632 | 5.1632 | 20.1327 | 2.3103 | 2.1487 | 5.1632 | 5.1632 | 1.477% | 10
R-14 | Long rural | 11 | Eudunda 11kV | 131.0153 | 0.55529 | 0.53303 | 5.1632 | 5.1632 | 131.0467 | 1.4565 | 1.3546 | 5.1632 | 5.1632 | 1.477% | 10
GU-21 | Long rural | 11 | Forreston 11kV | 33.391 | 0.95972 | 0.92533 | 2.6864 | 2.6864 | 33.3871 | 1.0099 | 0.95442 | 2.6864 | 2.6864 | 0.03469% | 10
GA-31 | Long rural | 11 | Freeling 11kV | 53.9481 | 0.45971 | 0.43441 | 6.7827 | 6.7827 | 55.0469 | 0.48064 | 0.43988 | 6.7827 | 6.7827 | -1.741% | 10
NU-19 | Long rural | 11 | Freeling North 11kV | 66.6031 | 2.4768 | 2.3252 | 6.7827 | 6.7827 | 65.6164 | 2.1529 | 1.9704 | 6.7827 | 6.7827 | -3.504% | 10
G-37 | Long rural | 11 | Fullarville 11kV | 1.9402 | 0.041279 | 0.041071 | 1.3 | 1.3 | 1.9402 | 0.038105 | 0.03729 | 1.3 | 1.3 | -0.3063% | 10
GA-745A | Short rural | 11 | Gawler Belt 11kV | 30.7893 | 6.1349 | 5.8383 | 7.621 | 7.621 | 29.5794 | 5.3728 | 4.9749 | 7.621 | 7.621 | -0.9937% | 9
GA-745B | Short rural | 11 | Gawler Belt 11kV | 37.4908 | 3.6962 | 3.5175 | 7.621 | 7.621 | 16.564 | 2.4768 | 2.2934 | 7.621 | 7.621 | -0.9937% | 9
G-22 | Long rural | 11 | Georgetown 11kV | 6.5995 | 0.10836 | 0.10832 | 1.3 | 1.3 | 6.5995 | 0.1029 | 0.1008 | 0 | 0 | 1.3% | 10
LM-21 | Long rural | 11 | Geranium 11kV | 3.2253 | 0.11432 | 0.11082 | 5.0108 | 5.0108 | 3.2096 | 0.11586 | 0.11238 | 5.0108 | 5.0108 | -1.116% | 10
G-01 | Long rural | 11 | Gladstone 11kV | 3.775 | 0.70838 | 0.69607 | 1.3 | 1.3 | 3.775 | 0.47631 | 0.45656 | 0 | 0 | 0% | 10
G-05 | Long rural | 11 | Gladstone 11kV | 40.6834 | 2.1859 | 2.1479 | 3.4485 | 3.4485 | 40.4583 | 1.6576 | 1.5888 | 3.4485 | 3.4485 | 0% | 10
G-34 | Long rural | 11 | Gladstone 11kV | 27.0043 | 0.60719 | 0.59663 | 1.3 | 1.3 | 27.0033 | 0.34295 | 0.32872 | 1.3 | 1.3 | 0% | 10
MG-06 | Short rural | 11 | Glencoe 11kV | 65.5881 | 1.1381 | 1.0829 | 3.5819 | 3.5819 | 65.5859 | 1.2003 | 1.1033 | 3.5819 | 3.5819 | 1% | 9
BM-31 | Short rural | 11 | Glossop 11kV | 36.387 | 1.448 | 1.306 | 7.621 | 7.621 | 36.2646 | 1.2956 | 1.2125 | 7.621 | 7.621 | -0.8945% | 9
BM-32 | Short rural | 11 | Glossop 11kV | 6.5109 | 0.87642 | 0.79049 | 9.1452 | 7.621 | 6.5153 | 0.45726 | 0.42795 | 9.1452 | 7.621 | -0.8945% | 9
BM-33 | Short rural | 11 | Glossop 11kV | 33.6789 | 1.2956 | 1.1686 | 9.1452 | 7.621 | 8.3564 | 0.60968 | 0.5706 | 9.1452 | 7.621 | -0.8945% | 9
BM-35 | Short rural | 11 | Glossop 11kV | 7.0722 | 7.9068 | 7.1316 | 9.1452 | 7.621 | 7.0739 | 8.2307 | 7.7031 | 9.1452 | 7.621 | -0.8945% | 9
NU-32 | Short rural | 11 | Gomersal North 11kV | 1.8933 | 0.32507 | 0.31508 | 1.3 | 1.3 | 1.9267 | 0.35011 | 0.3337 | 1.3 | 1.3 | 0.1617% | 9
VH-21 | Urban | 11 | Goolwa 11kV | 151.3493 | 5.0943 | 5.084 | 7.7925 | 7.621 | 149.9571 | 5.0108 | 4.7288 | 7.7925 | 7.621 | -1.504% | 8
VH22 | Urban | 11 | Goolwa 11kV | 72.8363 | 4.3569 | 4.3481 | 7.7925 | 7.621 | 72.3827 | 3.4485 | 3.2544 | 7.7925 | 7.621 | -1.504% | 8
VH-23 | Urban | 11 | Goolwa 11kV | 31.2317 | 3.0766 | 3.0704 | 7.621 | 7.621 | 28.8439 | 3.0675 | 2.8948 | 7.62 | 7.621 | -1.504% | 8
VH45 | Urban | 11 | Goolwa 11kV | 59.2645 | 3.1987 | 3.1923 | 7.7925 | 7.621 | 58.3948 | 2.7436 | 2.5892 | 7.7925 | 7.621 | -1.504% | 8
G-26 | Long rural | 11 | Gulnare 11kV | 1.8999 | 0.10836 | 0.10832 | 1.3 | 1.3 | 1.8999 | 0.11147 | 0.1092 | 1.3 | 1.3 | -0.04927% | 10
GU-24 | Long rural | 11 | Gumeracha 11kV | 1.4073 | 0.29293 | 0.28244 | 4.8584 | 4.8584 | 1.4699 | 0.30826 | 0.29132 | 4.8584 | 4.8584 | 0.03469% | 10
GU-11 | Long rural | 11 | Gumeracha Weir 11kV | 16.7319 | 0.19782 | 0.19073 | 3.5819 | 3.5819 | 16.7319 | 0.20817 | 0.19673 | 3.5819 | 3.5819 | 0.03469% | 10
GU-19 | Long rural | 11 | Gumhaven 11kV | 1.0319 | 0.10836 | 0.10447 | 1.3 | 1.3 | 1.03 | 0.11403 | 0.10776 | 1.3 | 1.3 | 0.03469% | 10
MTB-21 | Short rural | 11 | Hahndorf 11kV | 28.3962 | 4.1154 | 3.9245 | 6.4779 | 6.4779 | 28.1844 | 3.8309 | 3.4893 | 6.4779 | 6.4779 | -0.8308% | 9
MTB-22 | Short rural | 11 | Hahndorf 11kV | 35.8976 | 1.4188 | 1.3531 | 6.4779 | 6.4779 | 35.306 | 1.4289 | 1.3015 | 6.4779 | 6.4779 | -0.8308% | 9
R-24 | Long rural | 11 | Halbury 11kV | 1.5942 | 0.061918 | 0.0619 | 1.3 | 1.3 | 1.5942 | 0.063697 | 0.062397 | 1.3 | 1.3 | -0.04927% | 10
R-21 | Long rural | 11 | Hamley Bridge 11kV | 132.2968 | 2.4387 | 2.3046 | 5.1632 | 5.1632 | 131.8228 | 2.5498 | 2.3335 | 5.1632 | 5.1632 | -0.75% | 10
MI-25 | Long rural | 11 | Hatherleigh 11kV | 5.4203 | 0.13138 | 0.12121 | 1.3 | 1.3 | 5.4203 | 0.13138 | 0.12059 | 1.3 | 1.3 | 0% | 10
HK-01 | Long rural | 11 | Hawker 11kV | 367.4345 | 1.0663 | 0.95971 | 5.0108 | 5.0108 | 366.4848 | 0.80021 | 0.72019 | 5.0108 | 5.0108 | -0.8971% | 10
GU-18 | Long rural | 11 | Hermitage 11kV | 14.4013 | 0.19529 | 0.18829 | 1.3 | 1.3 | 14.3986 | 0.20551 | 0.19421 | 1.3 | 1.3 | 0.03469% | 10
GU-13 | Long rural | 7.6 | Houghton 7.6kV | 39.1246 | 1.3262 | 1.2786 | 0.65818 | 3.5673 | 39.1415 | 1.2324 | 1.1646 | 0.65818 | 3.5673 | 1.85% | 10
GU-17 | Long rural | 7.6 | Houghton 7.6kV | 24.5071 | 0.92019 | 0.88722 | 2.4748 | 2.4748 | 24.5077 | 0.85513 | 0.80812 | 2.4748 | 2.4748 | 1.85% | 10
CL-21 | Long rural | 11 | Hoyleton 11kV | 18.7966 | 0.097644 | 0.097616 | 1.3 | 1.3 | 18.7965 | 0.10045 | 0.098401 | 1.3 | 1.3 | -0.04927% | 10
NA-35 | Long rural | 11 | Inverness 11kV | 7.654 | 0.72219 | 0.67881 | 5.1632 | 5.1632 | 7.6435 | 0.30484 | 0.27552 | 5.1632 | 5.1632 | 0.7566% | 10
LM-12 | Long rural | 11 | Jabuk 11kV | 3.4598 | 0.038105 | 0.03694 | 1.3 | 1.3 | 3.4598 | 0.038621 | 0.037461 | 1.3 | 1.3 | -1.116% | 10
MT-21 | Long rural | 7.6 | James Well 7.6kV | 2.8705 | 0.14969 | 0.14493 | 4.6336 | 4.6336 | 2.6898 | 0.15007 | 0.13999 | 4.6336 | 4.6336 | -2.513% | 10
G-02 | Long rural | 11 | Jamestown 11kV | 30.7661 | 3.2791 | 3.2221 | 3.4485 | 3.4485 | 29.8673 | 2.2482 | 2.155 | 3.4485 | 3.4485 | 0% | 10
MB-71 | Long rural | 11 | Jervois 11kV | 20.8047 | 0.43821 | 0.41931 | 7.1257 | 7.1257 | 19.6897 | 0.4001 | 0.3801 | 7.1257 | 7.1257 | -2.302% | 10
MB-72 | Long rural | 11 | Jervois 11kV | 32.8058 | 2.3054 | 2.2059 | 4.2868 | 4.2868 | 32.8283 | 2.2291 | 2.1177 | 4.2868 | 4.2868 | -2.302% | 10
KA-05 | Long rural | 11 | Kadina 11kV | 48.4821 | 2.8769 | 2.7635 | 7.7925 | 7.621 | 45.562 | 2.534 | 2.4175 | 7.7925 | 7.621 | -0.1088% | 10
KA-06 | Long rural | 11 | Kadina 11kV | 14.5513 | 4.1916 | 4.0262 | 6.7827 | 6.7827 | 14.1918 | 4.0772 | 3.8898 | 6.7827 | 6.7827 | -0.1088% | 10
KA-29 | Long rural | 11 | Kadina 11kV | 212.1017 | 2.7817 | 2.6719 | 7.7925 | 7.621 | 198.3066 | 2.4006 | 2.2903 | 7.7925 | 7.621 | -0.1088% | 10
MG-12 | Long rural | 11 | Kalangadoo West 11kV | 81.4513 | 0.56991 | 0.52578 | 3.5819 | 3.5819 | 81.7249 | 0.56991 | 0.52311 | 3.5819 | 3.5819 | 0% | 10
MG-27 | Long rural | 11 | Kalangadoo West 11kV | 62.3474 | 0.47952 | 0.44239 | 3.4485 | 3.4485 | 62.6834 | 0.47952 | 0.44015 | 3.4485 | 3.4485 | 0% | 10
MTB-81 | Short rural | 11 | Kanmantoo Copper Mine 11kV | 89.8382 | 1.4518 | 1.4058 | 6.4779 | 6.4779 | 89.4541 | 1.1241 | 1.063 | 6.4779 | 6.4779 | 1.672% | 9
NU-06 | Long rural | 11 | Kapunda 11kV | 102.3552 | 3.62 | 3.4505 | 6.7827 | 6.7827 | 102.1949 | 3.6771 | 3.4443 | 6.7827 | 6.7827 | -1.244% | 10
NU-20 | Long rural | 11 | Kapunda 11kV | 104.5382 | 2.5911 | 2.4698 | 6.7827 | 6.7827 | 103.5751 | 2.0386 | 1.9095 | 6.7827 | 6.7827 | -1.244% | 10
MB-41 | Long rural | 11 | Karoonda 11kV | 352.3803 | 0.53347 | 0.51716 | 7.621 | 7.621 | 352.3261 | 0.5407 | 0.52446 | 7.621 | 7.621 | -1.116% | 10
BT-06 | Long rural | 11 | Keith 11kV | 115.3491 | 4.7379 | 4.7298 | 7.7925 | 7.621 | 115.2325 | 4.7876 | 4.1809 | 7.7925 | 7.621 | 0.3022% | 10
BT-19 | Short rural | 11 | Keith 11kV | 3.7332 | 0.5703 | 0.56933 | 1.3 | 1.3 | 3.7332 | 0.57629 | 0.50326 | 1.3 | 1.3 | 0.3022% | 9
BT-26 | Long rural | 11 | Keith 11kV | 92.9735 | 2.2812 | 2.2773 | 5.8491 | 5.8491 | 92.9752 | 2.3051 | 2.013 | 5.8491 | 5.8491 | 0.3022% | 10
GU-14 | Long rural | 11 | Kersbrook 11kV | 6.4323 | 0.56408 | 0.54387 | 3.5819 | 3.5819 | 1.8877 | 0.59359 | 0.56096 | 3.5819 | 3.5819 | 0.03469% | 10
CN-81 | Long rural | 11 | Coonalpyn 11kV | 16.1323 | 0.44073 | 0.40978 | 3.4485 | 3.4485 | 16.1328 | 0.38105 | 0.32885 | 3.4485 | 3.4485 | -1.547% | 10
KI-31 | Long rural | 11 | Kingscote 11kV | 89.5052 | 1.9777 | 1.8295 | 7.7925 | 7.621 | 87.5049 | 2.0005 | 1.9571 | 7.7925 | 7.621 | 2.686% | 10
KI-32 | Long rural | 11 | Kingscote 11kV | 10.7652 | 1.6383 | 1.5156 | 7.7925 | 7.621 | 10.7612 | 1.5433 | 1.5098 | 7.7925 | 7.621 | 2.686% | 10
NA-51 | Long rural | 11 | Kingston 11kV | 24.3012 | 1.2043 | 1.132 | 7.7925 | 7.621 | 23.984 | 1.1619 | 1.0501 | 7.7925 | 7.621 | 0.9% | 10
NA-52 | Long rural | 11 | Kingston 11kV | 55.0644 | 2.0145 | 1.8935 | 5.8491 | 5.8491 | 54.2858 | 1.9435 | 1.7566 | 5.8491 | 5.8491 | 0.9% | 10
YK-13 | Short rural | 11 | Kleins Point 11kV | 1.964 | 1.6203 | 1.5938 | 6.7827 | 6.7827 | 1.964 | 1.464 | 1.4038 | 6.7827 | 6.7827 | 0% | 9
MG-16 | Long rural | 11 | Kongorong 11kV | 116.5671 | 1.2866 | 1.2242 | 5.1632 | 5.1632 | 116.7489 | 0.97168 | 0.89316 | 5.1632 | 5.1632 | 0.5612% | 10
CN-61 | Long rural | 11 | Kumorna 11kV | 26.1431 | 0.62254 | 0.6048 | 1.3 | 1.3 | 26.1443 | 0.61351 | 0.57283 | 1.3 | 1.3 | 0.4812% | 10
CL-02 | Long rural | 11 | Kybunga 11kV | 21.8335 | 0.21665 | 0.21659 | 1.3 | 1.3 | 21.8341 | 0.22288 | 0.21833 | 1.3 | 1.3 | -0.04927% | 10
MG-50 | Short rural | 11 | Lakeside 11kV | 1.2833 | 0.2896 | 0.28233 | 9.8121 | 7.621 | 1.2842 | 1.2956 | 1.2819 | 9.8121 | 7.621 | -0.8327% | 9
LM-41 | Long rural | 11 | Lameroo 11kV | 7.0669 | 1.1966 | 1.16 | 5.0108 | 5.0108 | 6.9716 | 1.2128 | 1.1764 | 5.0108 | 5.0108 | -1.116% | 10
ST-41 | Short rural | 11 | Langhorne Creek 11kV | 109.442 | 1.3276 | 1.2555 | 3.5057 | 3.5057 | 108.5816 | 1.1906 | 1.114 | 3.5057 | 3.5057 | 0.25% | 9
ST-42 | Short rural | 11 | Langhorne Creek 11kV | 40.8843 | 1.922 | 1.8177 | 6.7827 | 6.7827 | 40.8818 | 1.7237 | 1.6128 | 6.7827 | 6.7827 | 0.25% | 9
ST-43 | Short rural | 11 | Langhorne Creek 11kV | 17.7015 | 0.44385 | 0.41976 | 1.3 | 1.3 | 17.7022 | 0.39805 | 0.37245 | 1.3 | 1.3 | 0.25% | 9
ST-44 | Short rural | 11 | Langhorne Creek 11kV | 39.1426 | 0.69351 | 0.65587 | 6.7637 | 6.7637 | 36.8903 | 0.62195 | 0.58195 | 6.7637 | 6.7637 | 0.25% | 9
LC-01 | Short rural | 11 | Leigh Creek South 11kV | 29.7808 | 1.4218 | 1.3645 | 7.7925 | 7.621 | 29.7697 | 0.91452 | 0.91388 | 7.7925 | 7.621 | -0.8971% | 9
LC-02 | Long rural | 11 | Leigh Creek South 11kV | 224.0582 | 1.4044 | 1.3478 | 7.7925 | 7.621 | 224.0627 | 0.64779 | 0.64733 | 7.7925 | 7.621 | -0.8971% | 10
PL-11 | Long rural | 11 | Little Swamp 11kV | 25.6983 | 0.22082 | 0.21442 | 1.3 | 1.3 | 25.6965 | 0.095263 | 0.08909 | 1.3 | 1.3 | -0.8654% | 10
GU-41 | Long rural | 11 | Lobethal 11kV | 72.8908 | 2.0767 | 2.04 | 7.621 | 7.621 | 86.3167 | 1.7204 | 1.6312 | 7.621 | 7.621 | -2.118% | 10
GU-42 | Long rural | 11 | Lobethal 11kV | 31.1241 | 4.2411 | 4.166 | 7.621 | 7.621 | 25.1859 | 3.8562 | 3.6561 | 7.621 | 7.621 | -2.118% | 10
GU-43 | Long rural | 11 | Lobethal 11kV | 66.9814 | 1.829 | 1.7967 | 7.621 | 7.621 | 66.9798 | 2.012 | 1.9076 | 7.621 | 7.621 | -2.118% | 10
W-03 | Long rural | 11 | Lock 11kV | 352.9549 | 0.90616 | 0.89589 | 5.1632 | 5.1632 | 352.9549 | 1.2146 | 1.2057 | 5.1632 | 5.1632 | 0.1812% | 10
W-07 | Long rural | 11 | Lock 11kV | 170.6116 | 0.21406 | 0.21164 | 5.1632 | 5.1632 | 170.1572 | 0.28692 | 0.28483 | 5.1632 | 5.1632 | 0.1812% | 10
BM-11 | Short rural | 11 | Loveday 11kV | 43.3596 | 1.6195 | 1.6181 | 6.7827 | 6.7827 | 68.6871 | 2.1529 | 2.1497 | 6.7827 | 6.7827 | -1.678% | 9
BM-12 | Short rural | 11 | Loveday 11kV | 46.4828 | 2.7626 | 2.7604 | 6.7827 | 6.7827 | 46.1657 | 2.4006 | 2.397 | 6.7827 | 6.7827 | -1.678% | 9
BM-13 | Short rural | 11 | Loveday 11kV | 32.4765 | 5.6205 | 5.6159 | 6.7827 | 6.7827 | 32.4882 | 5.1823 | 5.1745 | 6.7827 | 6.7827 | -1.678% | 9
BM-14 | Short rural | 11 | Loveday 11kV | 3.4874 | 2.6674 | 2.6652 | 7.621 | 7.621 | 3.4874 | 2.1148 | 2.1116 | 7.621 | 7.621 | -1.678% | 9
BM-15 | Short rural | 11 | Loveday 11kV | 61.9768 | 2.5721 | 2.57 | 6.4779 | 6.4779 | 64.5233 | 2.7817 | 2.7775 | 6.4779 | 6.4779 | -1.678% | 9
LX-41 | Short rural | 11 | Loxton 11kV | 58.748 | 3.6962 | 2.8113 | 6.7065 | 6.7065 | 53.2721 | 3.1818 | 3.1678 | 6.7065 | 6.7065 | -1.189% | 9
LX-42 | Short rural | 11 | Loxton 11kV | 28.9098 | 1.5623 | 1.1883 | 7.621 | 7.621 | 28.9122 | 1.3527 | 1.3468 | 7.621 | 7.621 | -1.189% | 9
LX-43 | Short rural | 11 | Loxton 11kV | 40.268 | 5.6586 | 4.304 | 7.621 | 7.621 | 40.369 | 5.6205 | 5.5958 | 7.621 | 7.621 | -1.189% | 9
LX-44 | Short rural | 11 | Loxton 11kV | 0.3357 | 4.2297 | 3.2171 | 7.621 | 7.621 | 0.28844 | 5.5824 | 5.5578 | 7.621 | 7.621 | -1.189% | 9
NA-13 | Long rural | 11 | Lucindale 11kV | 121.7294 | 1.4848 | 1.3957 | 7.7925 | 7.621 | 127.9673 | 1.9447 | 1.7577 | 7.7925 | 7.621 | 0.7566% | 10
NA-15 | Long rural | 11 | Lucindale 11kV | 52.8755 | 0.26442 | 0.24854 | 3.5819 | 3.5819 | 52.8755 | 0.34632 | 0.31301 | 3.5819 | 3.5819 | 0.7566% | 10
GA-09 | Long rural | 11 | Lyndoch 11kV | 54.9384 | 3.1246 | 3.0354 | 6.7827 | 6.7827 | 54.0687 | 3.1246 | 2.9781 | 6.7827 | 6.7827 | 1.462% | 10
GA-10 | Long rural | 11 | Lyndoch South 7.6kV | 22.2071 | 0.63499 | 0.61548 | 1.3 | 1.3 | 22.2025 | 0.68391 | 0.65184 | 1.3 | 1.3 | 0.1617% | 10
LX-31 | Short rural | 11 | Lyrup 11kV | 28.6897 | 2.1183 | 2.0561 | 7.621 | 7.621 | 28.4902 | 2.1299 | 2.0718 | 7.621 | 7.621 | -1.117% | 9
LX-32 | Short rural | 11 | Lyrup 11kV | 120.3273 | 0.1166 | 0.11318 | 0.91452 | 0.91452 | 120.3273 | 0.11724 | 0.11404 | 0.91452 | 0.91452 | -1.117% | 9
LX-34 | Short rural | 11 | Lyrup 11kV | 31.9939 | 2.643 | 2.5655 | 7.621 | 7.621 | 37.4595 | 2.6575 | 2.585 | 7.621 | 7.621 | -1.117% | 9
KI-41 | Long rural | 11 | Macgillivray 11kV | 89.1001 | 0.63616 | 0.58705 | 6.7827 | 6.7827 | 89.0724 | 0.68589 | 0.6173 | 6.7827 | 6.7827 | 0.2974% | 10
KI-42 | Long rural | 11 | Macgillivray 11kV | 352.416 | 1.5964 | 1.4732 | 5.0108 | 5.0108 | 351.5095 | 1.3337 | 1.2003 | 5.0108 | 5.0108 | 0.2974% | 10
MT-01 | Long rural | 11 | Maitland 11kV | 150.0992 | 1.1813 | 1.0995 | 5.0108 | 5.0108 | 149.6316 | 1.8672 | 1.7178 | 5.0108 | 5.0108 | -2.527% | 10
MT-03 | Long rural | 11 | Maitland 11kV | 142.194 | 0.93358 | 0.86894 | 5.0108 | 5.0108 | 141.8203 | 1.0479 | 0.96406 | 5.0108 | 5.0108 | -2.527% | 10
MT-22 | Long rural | 11 | Maitland 11kV | 53.0433 | 1.5433 | 1.4364 | 5.1632 | 5.1632 | 52.6859 | 1.6004 | 1.4724 | 5.1632 | 5.1632 | -2.527% | 10
GA-27 | Long rural | 11 | Mallala 11kV | 64.562 | 1.3527 | 1.2783 | 5.1632 | 5.1632 | 26.6626 | 1.24 | 1.1348 | 5.1632 | 5.1632 | 2.2% | 10
GA-28 | Long rural | 11 | Mallala 11kV | 288.4434 | 3.2961 | 3.1147 | 5.1632 | 5.1632 | 285.7057 | 3.0213 | 2.7651 | 5.1632 | 5.1632 | 2.2% | 10
M-11 | Long rural | 11 | Mannum Town 7.6kV | 18.4926 | 2.1367 | 2.0387 | 5.0108 | 5.0108 | 18.4946 | 2.0635 | 1.8917 | 5.0108 | 5.0108 | 0.3673% | 10
M-13 | Long rural | 11 | Mannum Town 7.6kV | 20.7396 | 3.2051 | 3.058 | 6.4779 | 6.4779 | 17.2555 | 3.0952 | 2.8375 | 6.4779 | 6.4779 | 0.3673% | 10
YK-25 | Long rural | 11 | Marion Bay 11kV | 7.1897 | 0.58943 | 0.57978 | 2.4578 | 2.4578 | 3.9508 | 0.53256 | 0.51066 | 2.4578 | 2.4578 | 4.184% | 10
R-04 | Long rural | 11 | Marrabel 11kV | 85.2098 | 0.62614 | 0.60105 | 5.1632 | 5.1632 | 134.0575 | 1.6423 | 1.5275 | 5.1632 | 5.1632 | 1.477% | 10
R-13 | Long rural | 11 | Marrabel 11kV | 136.8851 | 0.31307 | 0.30052 | 3.4485 | 3.4485 | 136.8851 | 0.82117 | 0.76374 | 3.4485 | 3.4485 | 1.477% | 10
MV-11 | Short rural | 11 | Mclaren Vale 11kV | 19.3254 | 2.6026 | 2.4016 | 4.2678 | 7.621 | 39.963 | 1.7909 | 1.6118 | 4.2678 | 7.621 | 1.426% | 9
MTB-32 | Long rural | 11 | Meadows 11kV | 72.6619 | 2.0615 | 1.8962 | 7.621 | 7.621 | 72.6672 | 1.6176 | 1.613 | 7.621 | 7.621 | 3.768% | 10
ST-34 | Long rural | 11 | Meadows 11kV | 41.0423 | 1.3832 | 1.2723 | 7.621 | 7.621 | 59.3901 | 1.1927 | 1.1893 | 7.621 | 7.621 | 3.768% | 10
ST-35 | Long rural | 11 | Meadows 11kV | 83.7262 | 2.1282 | 1.9575 | 7.621 | 7.621 | 82.1386 | 1.9986 | 1.9929 | 7.621 | 7.621 | 3.768% | 10
ST-36 | Long rural | 11 | Meadows 11kV | 77.4516 | 1.4042 | 1.2916 | 7.621 | 7.621 | 77.2036 | 1.2403 | 1.2368 | 7.621 | 7.621 | 3.768% | 10
G-35 | Long rural | 11 | Melrose 11kV | 3.4812 | 0.26824 | 0.26689 | 0 | 0 | 3.4812 | 0.26674 | 0.26103 | 0 | 0 | -0.3063% | 10
CN-21 | Long rural | 11 | Meningie 11kV | 4.9453 | 0.51442 | 0.51184 | 1.3 | 1.3 | 4.9606 | 0.38105 | 0.38042 | 7.621 | 7.621 | 0.2983% | 10
CN-24 | Long rural | 11 | Meningie 11kV | 37.3573 | 2.0196 | 2.0095 | 7.621 | 7.621 | 37.3106 | 1.7391 | 1.7362 | 7.621 | 7.621 | 0.2983% | 10
ST-21 | Short rural | 11 | Milang 11kV | 50.7415 | 1.2164 | 1.1504 | 6.4779 | 6.4779 | 50.8839 | 1.0909 | 1.0207 | 6.4779 | 6.4779 | 1.477% | 9
ST-22 | Short rural | 11 | Milang 11kV | 47.2338 | 2.3399 | 2.2129 | 6.7065 | 6.7065 | 47.2348 | 2.0985 | 1.9635 | 6.7065 | 6.7065 | 1.477% | 9
ST-23 | Short rural | 11 | Milang 11kV | 34.7715 | 0.40611 | 0.38406 | 6.7065 | 6.7065 | 34.9656 | 0.3642 | 0.34078 | 6.7065 | 6.7065 | 1.477% | 9
MI-01 | Long rural | 11 | Millicent 11kV | 11.9935 | 2.2728 | 2.0969 | 5.0108 | 5.0108 | 11.9923 | 2.2101 | 2.04 | 5.0108 | 5.0108 | -1.431% | 10
MI-20 | Long rural | 11 | Millicent 11kV | 34.5934 | 2.505 | 2.3112 | 6.4779 | 6.4779 | 34.4636 | 2.5149 | 2.3214 | 6.4779 | 6.4779 | -1.431% | 10
MI-32 | Long rural | 11 | Millicent 11kV | 31.8654 | 2.7106 | 2.5009 | 7.621 | 7.621 | 31.8579 | 2.3435 | 2.1631 | 7.621 | 7.621 | -1.431% | 10
YK-07 | Long rural | 11 | Minlaton 11kV | 51.8721 | 1.5623 | 1.5215 | 5.1632 | 5.1632 | 51.7086 | 1.5947 | 1.4671 | 5.1632 | 5.1632 | 0.1972% | 10
YK-20 | Long rural | 11 | Minlaton 11kV | 34.1653 | 0.55252 | 0.5381 | 5.1632 | 5.1632 | 34.2034 | 0.56186 | 0.51691 | 5.1632 | 5.1632 | 0.1972% | 10
MB-91 | Long rural | 11 | Monarto South 11kV | 20.1716 | 2.4959 | 2.1509 | 7.62 | 7.62 | 20.0668 | 1.9434 | 1.6713 | 7.62 | 7.62 | -2.104% | 10
MB-92 | Long rural | 11 | Monarto South 11kV | 121.3816 | 3.5247 | 3.0375 | 7.621 | 7.621 | 37.2009 | 3.5247 | 3.0313 | 7.621 | 7.621 | -2.104% | 10
KA-03 | Long rural | 11 | Moonta 11kV | 118.3753 | 4.2297 | 4.1462 | 7.621 | 7.621 | 113.9692 | 4.5536 | 4.417 | 7.621 | 7.621 | 2.319% | 10
KA-04 | Long rural | 11 | Moonta 11kV | 33.4861 | 4.9727 | 4.8746 | 5.1632 | 7.621 | 36.0717 | 5.2966 | 5.1377 | 5.1632 | 7.621 | 2.319% | 10
W-06 | Long rural | 11 | Moorkitabie 11kV | 214.6858 | 0.38784 | 0.38738 | 5.1632 | 5.1632 | 214.8137 | 0.38105 | 0.38105 | 5.1632 | 5.1632 | -1.106% | 10
W-08 | Short rural | 11 | Moorkitabie 11kV | 89.4512 | 0.30352 | 0.30316 | 5.1632 | 5.1632 | 89.4521 | 0.24768 | 0.24768 | 5.1632 | 5.1632 | -1.106% | 9
WK-61 | Short rural | 11 | Morgan 11kV | 28.0451 | 1.0531 | 1.0016 | 6.7827 | 6.7827 | 27.8862 | 0.98528 | 0.93103 | 6.7827 | 6.7827 | -0.7387% | 9
MTB-10 | Short rural | 11 | Mount Barker 11kV | 8.1253 | 4.6488 | 4.6488 | 6.2873 | 7.621 | 6.291 | 4.344 | 4.3434 | 6.2873 | 6.2873 | 3.823% | 9
MTB-11 | Short rural | 11 | Mount Barker 11kV | 37.1601 | 3.9248 | 3.9248 | 6.2873 | 7.621 | 66.1675 | 3.4295 | 3.429 | 6.2873 | 6.2873 | 3.823% | 9
MTB-12 | Short rural | 11 | Mount Barker 11kV | 71.4144 | 6.6874 | 6.6874 | 9.1452 | 7.621 | 71.7365 | 5.6015 | 5.6008 | 9.1452 | 7.621 | 3.823% | 9
MTB-13 | Short rural | 11 | Mount Barker 11kV | 118.4955 | 5.9063 | 5.9063 | 6.2873 | 7.621 | 106.1668 | 4.2868 | 4.2863 | 6.2873 | 6.2873 | 3.823% | 9
MTB-14 | Short rural | 11 | Mount Barker 11kV | 27.9028 | 0.68589 | 0.68589 | 8.4784 | 7.621 | 27.7982 | 1.2765 | 1.2764 | 8.4784 | 7.621 | 3.823% | 9
MTB-15 | Short rural | 11 | Mount Barker 11kV | 5.612 | 3.8105 | 3.8105 | 7.621 | 7.621 | 5.522 | 3.5438 | 3.5433 | 7.621 | 7.621 | 3.823% | 9
MG-39 | Short rural | 11 | Mount Gambier 11kV | 69.2293 | 5.8434 | 5.7844 | 6.7827 | 6.7827 | 73.942 | 5.1442 | 4.9454 | 6.7827 | 6.7827 | -2.028% | 9
MG-42 | Short rural | 11 | Mount Gambier 11kV | 22.723 | 2.9874 | 2.9572 | 4.8393 | 6.6684 | 106.4508 | 5.2966 | 5.092 | 4.8393 | 6.6684 | -2.028% | 9
MG-44 | Urban | 11 | Mount Gambier 11kV | 12.3819 | 4.5821 | 4.5358 | 4.8393 | 6.6684 | 12.3901 | 4.5536 | 4.3776 | 4.8393 | 6.6684 | -2.028% | 8
MG-46 | Short rural | 11 | Mount Gambier 11kV | 122.8663 | 4.5593 | 4.5132 | 9.2405 | 7.621 | 123.075 | 4.1916 | 4.0296 | 9.2405 | 7.621 | -2.028% | 9
MG-11 | Short rural | 11 | Mount Gambier North 11kV | 67.2033 | 2.0956 | 1.994 | 7.621 | 7.621 | 55.5542 | 2.4464 | 2.2487 | 7.62 | 7.62 | 0.5612% | 9
MG-38 | Short rural | 11 | Mount Gambier North 11kV | 98.6683 | 2.0767 | 1.976 | 7.621 | 7.621 | 90.9181 | 2.4244 | 2.2285 | 7.62 | 7.62 | 0.5612% | 9
MG-52 | Short rural | 11 | Mount Gambier North 11kV | 17.0792 | 5.3157 | 5.0579 | 7.621 | 7.621 | [5 empty] | 0.5612% | 9
MG-05 | Long rural | 11 | Mount Gambier West 11kV | 249.4449 | 3.7657 | 3.6501 | 7.0494 | 7.0494 | 248.5803 | 3.6581 | 3.4266 | 7.0494 | 7.0494 | 0.08917% | 10
MG-40 | Short rural | 11 | Mount Gambier West 11kV | 1.2556 | 4.1975 | 4.0685 | 7.0494 | 7.0494 | 1.2559 | 4.3249 | 4.0512 | 7.0494 | 7.0494 | 0.08917% | 9
MG-41 | Urban | 11 | Mount Gambier West 11kV | 19.2955 | 3.6914 | 3.578 | 7.621 | 7.621 | 27.8702 | 6.6493 | 6.2285 | 7.621 | 7.621 | 0.08917% | 8
MG-43 | Urban | 11 | Mount Gambier West 11kV | 10.6277 | 3.2044 | 3.106 | 7.621 | 7.621 | 17.5438 | 5.1251 | 4.8008 | 7.621 | 7.621 | 0.08917% | 8
MG-45 | Urban | 11 | Mount Gambier West 11kV | 8.5334 | 4.9045 | 4.7538 | 7.0494 | 7.0494 | 8.5365 | 5.1061 | 4.7829 | 7.0494 | 7.0494 | 0.08917% | 8
GU-32 | Long rural | 11 | Mount Pleasant 11kV | 136.9016 | 1.7588 | 1.6958 | 4.2678 | 4.2678 | 136.5023 | 1.8508 | 1.7491 | 4.2678 | 4.2678 | -1.35% | 10
MG-34 | Long rural | 11 | Mount Schank 11kV | 60.3301 | 3.4309 | 3.2646 | 8.688 | 7.621 | 60.5936 | 3.5438 | 3.2574 | 8.688 | 7.621 | 2% | 10
MI-22 | Long rural | 11 | Mount Burr 11kV | 2.1492 | 0.40752 | 0.37597 | 1.3 | 1.3 | 2.0486 | 0.37897 | 0.34786 | 0 | 0 | 0.7089% | 10
MB-21 | Short rural | 11 | Murray Bridge North 11kV | 3.6577 | 8.0021 | 7.9221 | 7.621 | 7.621 | 10.7593 | 8.1354 | 8.0528 | 7.621 | 7.621 | 0.8857% | 9
MB-22 | Short rural | 11 | Murray Bridge North 11kV | 23.5896 | 7.0494 | 6.979 | 7.621 | 7.621 | 19.0783 | 7.0113 | 6.9401 | 7.621 | 7.621 | 0.8857% | 9
MB-23 | Short rural | 11 | Murray Bridge North 11kV | 28.1945 | 6.3254 | 6.2622 | 7.621 | 7.621 | 45.9951 | 4.926 | 4.876 | 7.621 | 7.621 | 0.8857% | 9
MB-11 | Long rural | 11 | Murray Bridge South 11kV | 5.9788 | 4.1916 | 3.8189 | 7.0494 | 6.8589 | 7.7504 | 4.5155 | 4.1306 | 7.0494 | 6.8589 | -0.7172% | 10
MB-12 | Long rural | 11 | Murray Bridge South 11kV | 108.2961 | 4.3249 | 3.9404 | 7.621 | 7.621 | 103.6901 | 2.5264 | 2.311 | 7.621 | 7.621 | -0.7172% | 10
MB-13 | Long rural | 11 | Murray Bridge South 11kV | 20.0324 | 3.5628 | 3.2461 | 6.4779 | 6.4779 | 29.7324 | 3.1515 | 2.8829 | 6.4779 | 6.4779 | -0.7172% | 10
MB-15 | Long rural | 11 | Murray Bridge South 11kV | 11.5722 | 2.5149 | 2.2913 | 7.621 | 7.621 | [5 empty] | -0.7172% | 10
MB-17 | Long rural | 11 | Murray Bridge South 11kV | 6.1 | 3.6581 | 3.3329 | 7.621 | 7.621 | [5 empty] | -0.7172% | 10
SG-09 | Short rural | 11 | Mylor 11kV | 29.2642 | 2.2101 | 2.0901 | 4.7631 | 4.7631 | 29.2615 | 1.982 | 1.8546 | 4.7631 | 4.7631 | 1.477% | 9
SG-12 | Short rural | 11 | Mylor 11kV | 42.7691 | 1.5052 | 1.4235 | 4.7631 | 4.7631 | 42.6648 | 1.3498 | 1.263 | 4.7631 | 4.7631 | 1.477% | 9
MB-31 | Long rural | 11 | Mypolonga 11kV | 18.4842 | 0.64779 | 0.60691 | 3.4485 | 3.4485 | 18.4866 | 0.85737 | 0.79371 | 3.4485 | 3.4485 | 2.18% | 10
MB-32 | Long rural | 11 | Mypolonga 11kV | 175.1581 | 2.0196 | 1.8921 | 5.0108 | 5.0108 | 274.1402 | 1.8527 | 1.7151 | 5.0108 | 5.0108 | 2.18% | 10
MV-31 | Short rural | 11 | Myponga 11kV | 57.6125 | 1.2117 | 1.1272 | 1.3 | 1.3 | 57.2895 | 1.2685 | 1.2671 | 0 | 0 | -1.453% | 9
MV-32 | Short rural | 11 | Myponga 11kV | 32.5072 | 0.62873 | 0.58487 | 4.8393 | 4.8393 | 32.5073 | 0.65817 | 0.65744 | 4.8393 | 4.8393 | -1.453% | 9
MV-33 | Short rural | 11 | Myponga 11kV | 71.7842 | 1.8233 | 1.6961 | 7.7925 | 7.621 | 71.8382 | 1.9087 | 1.9066 | 7.7925 | 7.621 | -1.453% | 9
MV-34 | Short rural | 11 | Myponga 11kV | 21.2184 | 3.2199 | 2.9952 | 7.7925 | 7.621 | 21.2276 | 3.3706 | 3.3669 | 7.7925 | 7.621 | -1.453% | 9
MTB-61 | Short rural | 11 | Nairne 11kV | 28.6839 | 3.0103 | 2.8622 | 7.7925 | 4.7631 | 28.2572 | 2.534 | 2.371 | 7.7925 | 4.7631 | 0.05545% | 9
MTB-62 | Short rural | 11 | Nairne 11kV | 27.5325 | 4.9346 | 4.6918 | 7.7925 | 4.7631 | 5.29 | 3.7915 | 3.5476 | 7.7925 | 4.7631 | 0.05545% | 9
MTB-63 | Short rural | 11 | Nairne 11kV | 32.2289 | 0.93358 | 0.88764 | 7.7925 | 4.7631 | 23.4614 | 0.83831 | 0.7844 | 7.7925 | 4.7631 | 0.05545% | 9
MG-23 | Long rural | 11 | Nangwarry 11kV | 21.1876 | 1.105 | 1.0459 | 3.5819 | 3.5819 | 21.1384 | 1.105 | 0 | 3.5819 | 3.5819 | -2.295% | 10
NA-01 | Long rural | 11 | Naracoorte 11kV | 24.585 | 6.0473 | 5.5873 | 10.2503 | 7.621 | 23.8412 | 5.9444 | 5.2354 | 10.2503 | 7.621 | 0.2324% | 10
NA-02 | Long rural | 11 | Naracoorte 11kV | 112.1551 | 1.126 | 1.0404 | 7.7925 | 7.621 | 141.5554 | 3.5247 | 3.1043 | 7.7925 | 7.621 | 0.2324% | 10
NA-06 | Long rural | 11 | Naracoorte 11kV | 18.3908 | 2.5929 | 2.3956 | 10.2503 | 7.621 | 75.0987 | 6.2683 | 5.5206 | 10.2503 | 7.621 | 0.2324% | 10
NA-07 | Long rural | 11 | Naracoorte 11kV | 264.3427 | 3.418 | 3.158 | 7.7925 | 7.621 | 264.2712 | 3.0103 | 2.6512 | 7.7925 | 7.621 | 0.2324% | 10
NA-03 | Long rural | 11 | Naracoorte East 11kV | 229.2262 | 0.83812 | 0.78778 | 7.621 | 7.621 | [5 empty] | 0.7566% | 10
NA-04 | Long rural | 11 | Naracoorte East 11kV | 123.3385 | 1.5812 | 1.4862 | 7.621 | 7.621 | [5 empty] | 0.7566% | 10
NA-05 | Long rural | 11 | Naracoorte East 11kV | 83.3622 | 4.6105 | 4.3336 | 7.621 | 7.621 | [5 empty] | 0.7566% | 10
CN-41 | Long rural | 11 | Narrung 11kV | 20.7325 | 0.22863 | 0.22164 | 5.0108 | 5.0108 | 20.7476 | 0.23173 | 0.22477 | 5.0108 | 5.0108 | -1.116% | 10
CN-42 | Long rural | 11 | Narrung 11kV | 39.482 | 0.91452 | 0.88656 | 6.4779 | 6.4779 | 38.6165 | 0.92691 | 0.89907 | 6.4779 | 6.4779 | -1.116% | 10
CN-43 | Long rural | 11 | Narrung 11kV | 22.3751 | 0.13337 | 0.12929 | 5.0108 | 5.0108 | 22.3752 | 0.13517 | 0.13111 | 5.0108 | 5.0108 | -1.116% | 10
M-71 | Long rural | 11 | Nildottie 11kV | 31.2943 | 2.3244 | 2.3033 | 7.621 | 7.621 | 30.9618 | 2.2863 | 2.1491 | 7.621 | 7.621 | -0.6153% | 10
KA-26 | Long rural | 11 | Ninnes 11kV | 298.283 | 1.25 | 1.1566 | 3.4485 | 3.4485 | 274.6348 | 1.3679 | 1.2823 | 3.4485 | 3.4485 | -1.164% | 10
NU-21 | Long rural | 11 | Nuriootpa 11kV | 35.8099 | 6.4779 | 6.3474 | 11.0505 | 7.621 | 34.129 | 5.8301 | 5.637 | 11.0505 | 7.621 | -0.1962% | 10
NU-25 | Long rural | 11 | Nuriootpa 11kV | 79.7203 | 5.2395 | 5.1339 | 11.0505 | 7.621 | 78.1882 | 4.5345 | 4.3843 | 11.0505 | 7.621 | -0.1962% | 10
G-17 | Long rural | 11 | Orroroo 11kV | 485.7549 | 2.1447 | 2.134 | 3.4485 | 3.4485 | 485.7582 | 1.4861 | 1.4543 | 3.4485 | 3.4485 | -0.3063% | 10
BT-15 | Long rural | 11 | Padthaway 11kV | 116.0435 | 1.8162 | 1.7644 | 7.7925 | 7.621 | 116.0423 | 1.8702 | 1.7462 | 7.7925 | 7.621 | -0.73% | 10
BT-22 | Long rural | 11 | Padthaway 11kV | 135.8442 | 0.53418 | 0.51896 | 3.4485 | 3.4485 | 135.8441 | 0.55007 | 0.5136 | 3.4485 | 3.4485 | -0.73% | 10
NA-12 | Long rural | 11 | Padthaway 11kV | 133.7642 | 2.5281 | 2.456 | 7.7925 | 7.621 | 133.7914 | 2.6033 | 2.4307 | 7.7925 | 7.621 | -0.73% | 10
M-31 | Long rural | 11 | Palmer 11kV | 0.98019 | 0.095263 | 0.090891 | 1.3 | 1.3 | 0.98019 | 0.091997 | 0.084338 | 1.3 | 1.3 | 0.3673% | 10
LM-53 | Long rural | 11 | Parilla 11kV | 9.9856 | 1.0043 | 0.97355 | 1.3 | 1.3 | 9.9875 | 1.0179 | 0.9873 | 1.3 | 1.3 | -1.116% | 10
LX-24 | Short rural | 11 | Paringa 11kV | 29.3935 | 1.1813 | 1.1086 | 6.7827 | 6.7827 | 29.2847 | 1.0098 | 0.92259 | 6.7827 | 6.7827 | -0.4041% | 9
LX-25 | Short rural | 11 | Paringa 11kV | 9.9868 | 1.4861 | 1.3946 | 3.5057 | 3.5057 | 9.9863 | 1.3337 | 1.2185 | 3.5057 | 3.5057 | -0.4041% | 9
KA-23 | Long rural | 11 | Paskeville 11kV | 1.7337 | 0.099209 | 0.091791 | 5.1632 | 5.1632 | 1.7352 | 0.10856 | 0.10177 | 5.1632 | 5.1632 | -1.164% | 10
KA-27 | Long rural | 11 | Paskeville 11kV | 92.7362 | 0.25794 | 0.23866 | 5.1632 | 5.1632 | 117.7216 | 0.28226 | 0.26461 | 5.1632 | 5.1632 | -1.164% | 10
LM-11 | Long rural | 11 | Peake 11kV | 14.1587 | 0.15327 | 0.14859 | 3.4485 | 3.4485 | 13.5123 | 0.15535 | 0.15068 | 3.4485 | 3.4485 | -1.116% | 10
M-101 | Long rural | 11 | Pellaring Flat 11kV | 5.4252 | 0.11432 | 0.10907 | 1.3 | 1.3 | 5.4252 | 0.1104 | 0.10121 | 1.3 | 1.3 | 0.3673% | 10
KI-11 | Long rural | 11 | Penneshaw 11kV | 8.3848 | 0.78477 | 0.73056 | 5.1632 | 5.1632 | 8.2388 | 0.81926 | 0.73733 | 5.1632 | 5.1632 | 0.8667% | 10
MG-22 | Long rural | 11 | Penola 11kV | 89.3629 | 3.0164 | 2.7876 | 6.7827 | 6.7827 | 89.1377 | 3.0164 | 0 | 6.7827 | 6.7827 | 1.439% | 10
MG-28 | Long rural | 11 | Penola 11kV | 141.4505 | 0.91964 | 0.84987 | 6.7827 | 6.7827 | 143.048 | 0.91964 | 0 | 6.7827 | 6.7827 | 1.439% | 10
G-40 | Long rural | 11 | Peterborough 11kV | 134.2322 | 2.2821 | 2.1986 | 4.2678 | 4.2678 | 134.2655 | 0.95263 | 0.89444 | 4.2678 | 4.2678 | -2.696% | 10
G-41 | Long rural | 11 | Peterborough 11kV | 11.5755 | 1.2633 | 1.2171 | 4.2678 | 4.2678 | 11.3697 | 0.95263 | 0.89444 | 4.2678 | 4.2678 | -2.696% | 10
SG-02 | Short rural | 11 | Piccadilly 11kV | 19.7716 | 2.915 | 2.7568 | 6.4779 | 6.4779 | 40.3495 | 2.6143 | 2.4461 | 6.4779 | 6.4779 | 1.477% | 9
SG-05 | Short rural | 11 | Piccadilly 11kV | 3.1566 | 0.36162 | 0.34199 | 6.4779 | 6.4779 | 3.1615 | 0.3243 | 0.30345 | 6.4779 | 6.4779 | 1.477% | 9
LM-61 | Long rural | 11 | Pinnaroo 11kV | 209.1781 | 1.1622 | 1.1267 | 3.4485 | 3.4485 | 208.7455 | 1.178 | 1.1426 | 3.4485 | 3.4485 | -1.116% | 10
LM-62 | Long rural | 11 | Pinnaroo 11kV | 8.3307 | 0.62873 | 0.60951 | 6.4779 | 6.4779 | 8.2818 | 0.63725 | 0.61811 | 6.4779 | 6.4779 | -1.116% | 10
LM-55 | Long rural | 11 | Pinnaroo South 11kV | 11.3473 | 0.057158 | 0.05541 | 1.3 | 1.3 | 11.3336 | 0.057932 | 0.056192 | 1.3 | 1.3 | -1.116% | 10
PL-754A | Long rural | 11 | Point Boston 11kV | 9.8612 | 0.9191 | 0.88703 | 1.3 | 1.3 | 9.8491 | 1.086 | 1.0275 | 1.3 | 1.3 | -1.607% | 10
PL-754B | Long rural | 11 | Point Boston 11kV | 3.9099 | 0.89995 | 0.86855 | 1.3 | 1.3 | 3.8999 | 0 | 0 | 1.3 | 1.3 | -1.607% | 10
W-04 | Long rural | 11 | Polda 11kV | 362.0206 | 0.93358 | 0.9256 | 6.7827 | 6.7827 | 361.2106 | 1.1241 | 1.1241 | 6.7827 | 6.7827 | -1.714% | 10
W-05 | Long rural | 11 | Polda 11kV | 3.2082 | 0.040343 | 0.039998 | 5.1632 | 5.1632 | 3.2082 | 0.043821 | 0.043821 | 5.1632 | 5.1632 | -1.714% | 10
PL-15 | Long rural | 11 | Poonindie 11kV | 22.1133 | 0.78932 | 0.76643 | 6.7827 | 6.7827 | 22.0473 | 0.53347 | 0.4989 | 6.7827 | 6.7827 | -0.8654% | 10
PA-01 | Urban | 11 | Port Augusta 11kV | 5.913 | 4.8033 | 4.8001 | 7.7925 | 6.8589 | 6.0755 | 4.3059 | 4.2679 | 7.7925 | 6.8589 | -2.085% | 8
PA-02 | Urban | 11 | Port Augusta 11kV | 22.4015 | 4.6298 | 4.6267 | 9.1452 | 6.8589 | 22.7241 | 4.5917 | 4.5512 | 9.1452 | 6.8589 | -2.085% | 8
PA-03 | Short rural | 11 | Port Augusta 11kV | 9.8314 | 4.2533 | 4.2505 | 7.7925 | 6.8589 | 6.1289 | 4.2487 | 4.2113 | 7.7925 | 6.8589 | -2.085% | 9
PA-04 | Urban | 11 | Port Augusta 11kV | 14.1622 | 2.98 | 2.978 | 9.1452 | 6.8589 | 18.9193 | 3.6962 | 3.6636 | 9.1452 | 6.8589 | -2.085% | 8
PA-05 | Long rural | 11 | Port Augusta West 11kV | 31.3919 | 2.172 | 2.1524 | 7.7925 | 7.621 | [5 empty] | -1.484% | 10
PA-06 | Long rural | 11 | Port Augusta West 11kV | 16.3533 | 3.1679 | 3.1393 | 7.7925 | 7.621 | 16.2553 | 3.7724 | 3.6742 | 7.7925 | 7.621 | -1.484% | 10
PA-07 | Long rural | 11 | Port Augusta West 11kV | 12.0343 | 3.2866 | 3.257 | 7.621 | 7.621 | 43.769 | 3.4104 | 3.3216 | 7.7925 | 7.621 | -1.484% | 10
PA-26 | Long rural | 11 | Port Augusta West 11kV | 10.4731 | 1.086 | 1.0762 | 7.621 | 7.621 | [5 empty] | -1.484% | 10
KA-19 | Long rural | 19 | Port Broughton 11kV | 64.4563 | 0.63416 | 0.5836 | 2.4353 | 2.4353 | 64.4563 | 0.75 | 0.69 | 2.4353 | 2.4353 | -2.96% | 10
KA-20 | Long rural | 19 | Port Broughton 11kV | 26.491 | 0.92153 | 0.84806 | 2.4353 | 2.4353 | 49.7251 | 1.0899 | 1.0027 | 2.4353 | 2.4353 | -2.96% | 10
KA-22 | Long rural | 11 | Port Broughton 11kV | 153.1083 | 3.0387 | 2.7964 | 5.0108 | 5.0108 | 209.5541 | 3.639 | 3.3479 | 5.0108 | 5.0108 | -2.96% | 10
MT-17 | Short rural | 11 | Port Clinton 11kV | 3.9057 | 0.21665 | 0.20045 | 0.91452 | 0.91452 | 3.7188 | 0.23707 | 0.22225 | 0.91452 | 0.91452 | -1.164% | 9
PP-08 | Long rural | 11 | Port Germein 11kV | 85.7589 | 1.3943 | 1.3873 | 2.4353 | 2.4353 | 85.7049 | 1.5872 | 1.5532 | 0 | 0 | -0.3063% | 10
YK-04 | Short rural | 11 | Port Giles 11kV | 14.7368 | 0.35897 | 0.35309 | 7.7925 | 7.621 | 14.7368 | 0.32433 | 0.311 | 7.7925 | 7.621 | 4.184% | 9
YK-26 | Short rural | 11 | Port Giles 11kV | 2.6751 | 2.1762 | 2.1406 | 7.7925 | 7.621 | 2.6773 | 1.9663 | 1.8854 | 7.7925 | 7.621 | 4.184% | 9
MT-15 | Long rural | 19 | Port Julia 11kV | 45.1579 | 0.21113 | 0.20442 | 1.3 | 1.3 | 45.1579 | 0.21167 | 0.19745 | 0 | 0 | -2.513% | 10
PL-04 | Urban | 11 | Port Lincoln City 11kV | 24.8166 | 5.9568 | 5.8113 | 9.1452 | 7.621 | 24.8293 | 6.2588 | 6.0001 | 9.1452 | 7.621 | -1.169% | 8
PL-06 | Urban | 11 | Port Lincoln City 11kV | 16.6674 | 5.4923 | 5.3582 | 9.1452 | 7.621 | 15.7028 | 5.0394 | 4.8311 | 9.1452 | 7.621 | -1.169% | 8
PL-07 | Urban | 11 | Port Lincoln City 11kV | 38.1154 | 6.6728 | 6.5098 | 9.1452 | 7.621 | 33.152 | 5.3242 | 5.1042 | 9.1452 | 7.621 | -1.169% | 8
PL-01 | Urban | 11 | Port Lincoln Docks 11kV | 31.3438 | 4.7849 | 4.5737 | 7.8115 | 7.621 | 29.3711 | 4.0811 | 3.8574 | 7.8115 | 7.621 | -1.634% | 8
PL-02 | Urban | 11 | Port Lincoln Docks 11kV | 0.49575 |  |  | 7.621 | 7.621 | 0.49659 |  |  | 7.621 | 7.621 | 0% | 8
PL-03 | Urban | 11 | Port Lincoln Docks 11kV | 45.3744 | 3.6238 | 3.4639 | 6.6684 | 6.6684 | 45.5775 | 3.5685 | 3.373 | 6.6684 | 6.6684 | -1.634% | 8
PP-01 | Urban | 11 | Port Pirie South 11kV | 7.7449 | 4.7555 | 4.4981 | 9.1452 | 7.621 | 6.5108 | 4.7631 | 4.4072 | 9.1452 | 7.621 | -3.148% | 8
PP-02 | Urban | 11 | Port Pirie South 11kV | 11.331 | 3.016 | 2.8527 | 9.1452 | 7.621 | 10.4915 | 2.6674 | 2.4681 | 9.1452 | 7.621 | -3.148% | 8
PP-03 | Urban | 11 | Port Pirie South 11kV | 19.6294 | 6.6789 | 6.3173 | 9.1452 | 7.621 | 19.5596 | 5.9253 | 5.4826 | 9.1452 | 7.621 | -3.148% | 8
PP-04 | Short rural | 11 | Port Pirie South 11kV | 166.2322 | 6.616 | 6.2578 | 11.8126 | 7.621 | 165.5892 | 5.3919 | 4.989 | 11.8126 | 7.621 | -3.148% | 9
PP-10 | Short rural | 11 | Port Pirie South 11kV | 15.94 | 5.3538 | 5.0639 | 11.8126 | 7.621 | 15.9312 | 4.6298 | 4.2838 | 11.8126 | 7.621 | -3.148% | 9
MT-08 | Long rural | 11 | Port Vincent 11kV | 9.1749 | 1.2765 | 1.236 | 5.1632 | 5.1632 | 9.1719 | 1.4474 | 1.3502 | 5.1632 | 5.1632 | -2.513% | 10
WK-81 | Short rural | 11 | Portee 11kV | 27.9785 | 0.22977 | 0.21853 | 5.0108 | 5.0108 | 27.9785 | 0.21497 | 0.20313 | 5.0108 | 5.0108 | -0.7387% | 9
M-61 | Long rural | 11 | Punyelroo 11kV | 14.761 | 0.53347 | 0.50899 | 1.3 | 1.3 | 14.761 | 0.51518 | 0.47229 | 1.3 | 1.3 | 0.3673% | 10
LX-51 | Short rural | 11 | Pyap 11kV | 30.8296 | 5.2013 | 5.1632 | 5.1632 | 5.1632 | 30.6978 | 5.0108 | 5.0081 | 5.1632 | 5.1632 | -1.904% | 9
LX-52 | Long rural | 11 | Pyap 11kV | 543.8701 | 1.2956 | 1.2861 | 5.1632 | 5.1632 | 543.8951 | 1.086 | 1.0854 | 5.1632 | 5.1632 | -1.904% | 10
LX-53 | Short rural | 11 | Pyap 11kV | 148.0434 | 3.5819 | 3.5556 | 6.7827 | 6.7827 | 148.0434 | 3.9089 | 3.9068 | 6.7827 | 6.7827 | -1.904% | 9
WK-21 | Short rural | 11 | Qualco 11kV | 19.6054 | 1.2157 | 1.1562 | 6.4779 | 6.4779 | 19.5395 | 1.1374 | 1.0747 | 6.4779 | 6.4779 | -0.7387% | 9
WK-22 | Short rural | 11 | Qualco 11kV | 45.3899 | 1.9148 | 1.821 | 6.4779 | 6.4779 | 44.9746 | 1.7914 | 1.6928 | 6.4779 | 6.4779 | -0.7387% | 9
PA-08 | Long rural | 11 | Quorn 11kV | 168.5902 | 2.1199 | 2.0871 | 5.0108 | 5.0108 | 166.8119 | 1.5433 | 1.5124 | 5.0108 | 5.0108 | -1.701% | 10
WK-31 | Short rural | 11 | Ramco 11kV | 46.5804 | 4.5726 | 4.2022 | 7.621 | 7.621 | 46.3412 | 4.278 | 4.0425 | 7.621 | 7.621 | -0.3953% | 9
WK-32 | Short rural | 11 | Ramco 11kV | 30.1505 | 1.105 | 1.0155 | 3.5819 | 3.5819 | 30.1501 | 1.0338 | 0.97693 | 3.5819 | 3.5819 | -0.3953% | 9
WK-33 | Short rural | 11 | Ramco 11kV | 27.5428 | 1.6385 | 1.5058 | 3.5057 | 3.5057 | 27.5313 | 1.5329 | 1.4485 | 3.5057 | 3.5057 | -0.3953% | 9
VH-61 | Urban | 11 | Rapid Bay 11kV | 1.4102 | 0.039215 | 0.038876 | 1.3 | 1.3 | 1.4102 | 0.041051 | 0.041005 | 1.3 | 1.3 | -1.965% | 8
BM-51 | Short rural | 11 | Renmark 11kV | 12.6146 | 4.1154 | 4.1111 | 7.621 | 7.621 | 12.504 | 3.4676 | 3.4614 | 7.621 | 7.621 | -0.6844% | 9
BM-52 | Short rural | 11 | Renmark 11kV | 13.5056 | 3.3914 | 3.3878 | 7.621 | 7.621 | 13.5017 | 4.7441 | 4.7357 | 7.621 | 7.621 | -0.6844% | 9
BM-53 | Short rural | 11 | Renmark 11kV | 69.9319 | 6.154 | 6.1476 | 9.1452 | 7.621 | 69.5928 | 3.62 | 3.6136 | 9.1452 | 7.621 | -0.6844% | 9
BM-55 | Short rural | 11 | Renmark 11kV | 34.6035 | 2.7055 | 2.7027 | 9.1452 | 7.621 | 34.4577 | 1.448 | 1.4454 | 9.1452 | 7.621 | -0.6844% | 9
BM-56 | Short rural | 11 | Renmark 11kV | 81.1967 | 2.915 | 2.912 | 7.621 | 7.621 | 81.1973 | 2.6483 | 2.6436 | 7.621 | 7.621 | -0.6844% | 9
BM-57 | Short rural | 11 | Renmark 11kV | 16.3409 | 1.3718 | 1.3704 | 6.7827 | 6.7827 | 16.235 | 1.3337 | 1.3313 | 6.7827 | 6.7827 | -0.6844% | 9
R-18 | Long rural | 11 | Riverton 11kV | 49.4276 | 2.0577 | 1.9752 | 5.1632 | 5.1632 | [5 empty] | 1.477% | 10
MI-08 | Long rural | 11 | Robe 7.6kV | 17.0961 | 4.7799 | 4.5886 | 5.1632 | 5.1632 | 16.9592 | 4.3249 | 4.1952 | 5.1632 | 5.1632 | 1.329% | 10
MI-13 | Long rural | 7.6 | Robe 7.6kV | 10.3554 | 0.82233 | 0.78942 | 4.6862 | 4.6862 | 10.3564 | 0.81614 | 0.79166 | 4.6862 | 4.6862 | 1.329% | 10
R-09 | Long rural | 11 | Robertstown 11kV | 189.8 | 0.77353 | 0.74253 | 5.1632 | 5.1632 | 189.7299 | 2.0289 | 1.8871 | 5.1632 | 5.1632 | 1.477% | 10
WK-71 | Short rural | 11 | Roonka 11kV | 20.5227 | 0.51442 | 0.48924 | 5.1632 | 5.1632 | 20.5199 | 0.48127 | 0.45478 | 5.1632 | 5.1632 | -0.7387% | 9
WK-72 | Short rural | 11 | Roonka 11kV | 39.1598 | 1.2384 | 1.1778 | 5.0108 | 5.0108 | 39.1598 | 1.1586 | 1.0948 | 5.0108 | 5.0108 | -0.7387% | 9
CV-03 | Short rural | 11 | Rudall 11kV | 111.3701 | 0.8071 | 0.79796 | 5.0108 | 5.0108 | 111.3702 | 1.0818 | 1.0739 | 5.0108 | 5.0108 | 0.1812% | 9
VH-72 | Urban | 11 | Yankalilla 11kV | 45.0577 | 0.44389 | 0.40413 | 7.621 | 7.621 | 45.0594 | 0.46467 | 0.4182 | 7.621 | 7.621 | -0.9851% | 8
GA-05 | Long rural | 11 | Sandy Creek 11kV | 44.4588 | 1.0769 | 1.0161 | 7.621 | 7.621 | 40.4149 | 1.0271 | 0.96459 | 7.621 | 7.621 | -3.908% | 10
GA-23 | Long rural | 11 | Sandy Creek 11kV | 18.2709 | 0.56089 | 0.52921 | 2.6864 | 2.6864 | 18.2329 | 0.53493 | 0.50239 | 2.6864 | 2.6864 | -3.908% | 10
VH-51 | Urban | 11 | Second Valley 11kV | 24.8877 | 0.66594 | 0.66019 | 3.4485 | 3.4485 | 24.8911 | 0.69712 | 0.69634 | 3.4485 | 3.4485 | -1.965% | 8
MB-51 | Long rural | 11 | Sherlock 11kV | 3.2724 | 0.038105 | 0.03694 | 6.7637 | 6.7637 | 3.2723 | 0.038621 | 0.037461 | 6.7637 | 6.7637 | -1.116% | 10
MI-16 | Long rural | 11 | South End 11kV | 22.6841 | 0.70068 | 0.64643 | 1.3 | 1.3 | 22.6459 | 0.65159 | 0.59809 | 1.3 | 1.3 | 0.7089% | 10
CL-01 | Long rural | 11 | Spalding 11kV | 259.3794 | 0.83335 | 0.83311 | 5.1632 | 5.1632 | 259.5995 | 0.8573 | 0.83981 | 5.1632 | 5.1632 | -0.04927% | 10
CL-14 | Long rural | 11 | Spalding 11kV | 105.8666 | 0.41668 | 0.41655 | 3.4485 | 3.4485 | 105.8661 | 0.42865 | 0.4199 | 3.4485 | 3.4485 | -0.04927% | 10
MV-41 | Short rural | 11 | Square Water Hole 11kV | 90.4847 | 1.3032 | 1.2382 | 5.8491 | 5.8491 | 89.4715 | 1.1813 | 1.0822 | 5.8491 | 5.8491 | 0.4725% | 9
MV-42 | Short rural | 11 | Square Water Hole 11kV | 60.3728 | 2.4136 | 2.2932 | 7.7925 | 7.621 | 60.0786 | 2.0767 | 1.9026 | 7.7925 | 7.621 | 0.4725% | 9
VH-43 | Urban | 11 | Square Water Hole 11kV | 32.2873 | 0.39229 | 0.37272 | 4.001 | 4.001 | 32.2916 | 0.362 | 0.33165 | 4.001 | 4.001 | 0.4725% | 8
VH-44 | Urban | 11 | Square Water Hole 11kV | 97.9158 | 0.85165 | 0.80916 | 5.8491 | 5.8491 | 97.6523 | 0.81926 | 0.75057 | 5.8491 | 5.8491 | 0.4725% | 8
YK-02 | Long rural | 11 | Stansbury 11kV | 12.0948 | 1.0669 | 1.0193 | 4.2678 | 4.2678 | 11.6994 | 1.1622 | 1.0809 | 4.2678 | 4.2678 | -2.768% | 10
YK-22 | Long rural | 11 | Stansbury 11kV | 17.8217 | 0.20958 | 0.20022 | 4.2678 | 4.2678 | 17.8114 | 0.20958 | 0.19491 | 4.2678 | 4.2678 | -2.768% | 10
SG-11 | Short rural | 11 | Stirling East 11kV | 5.5221 | 1.086 | 1.027 | 7.621 | 7.621 | 33.9771 | 0.97394 | 0.9113 | 6.7637 | 6.7637 | 1.477% | 9
SG-13 | Short rural | 11 | Stirling East 11kV | 36.3786 | 4.2297 | 4.0001 | 7.621 | 7.621 | [5 empty] | 1.477% | 9
SG-14 | Short rural | 11 | Stirling East 11kV | 27.8672 | 3.6962 | 3.4956 | 7.621 | 7.621 | [5 empty] | 1.477% | 9
PA-13 | Long rural | 11 | Stirling North 1 11kV | 16.5176 | 1.6276 | 1.4642 | 5.0108 | 5.0108 | [5 empty] | -1.721% | 10
PA-14 | Long rural | 11 | Stirling North 2 11kV | 10.1617 | 1.6276 | 1.5637 | 5.0108 | 5.0108 | 24.792 | 1.3146 | 1.2883 | 5.0108 | 5.0108 | -1.721% | 10
NU-15 | Long rural | 11 | Stockwell 11kV | 256.9465 | 2.4959 | 2.3988 | 7.7925 | 7.621 | 250.1149 | 2.0005 | 1.8992 | 7.7925 | 7.621 | 1.336% | 10
NU-29 | Long rural | 11 | Stockwell 11kV | 5.8697 | 4.8584 | 4.6694 | 7.7925 | 7.621 | 5.8629 | 4.9346 | 4.6848 | 7.7925 | 7.621 | 1.336% | 10
ST-11 | Short rural | 11 | Strathalbyn 11kV | 107.3504 | 4.5574 | 4.4493 | 6.7065 | 6.7065 | 38.5278 | 4.0618 | 3.9322 | 6.7065 | 6.7065 | 1.193% | 9
ST-12 | Short rural | 11 | Strathalbyn 11kV | 88.5416 | 5.068 | 4.9478 | 6.7065 | 6.7065 | 86.3146 | 4.0982 | 3.9674 | 6.7065 | 6.7065 | 1.193% | 9
ST-13 | Short rural | 11 | Strathalbyn 11kV | 63.6085 | 1.549 | 1.5122 | 3.5819 | 3.5819 | 84.9494 | 1.4804 | 1.4331 | 3.5819 | 3.5819 | 1.193% | 9
SB-01 | Long rural | 11 | Streaky Bay 11kV | 94.8866 | 3.0103 | 3.0067 | 6.7827 | 6.7827 | 88.0564 | 2.7817 | 2.7817 | 6.7827 | 6.7827 | -1.106% | 10
SB-02 | Long rural | 11 | Streaky Bay 11kV | 129.8355 | 0.724 | 0.72313 | 6.7827 | 6.7827 | 129.6737 | 0.62873 | 0.62873 | 6.7827 | 6.7827 | -1.106% | 10
M-51 | Short rural | 11 | Swan Reach 11kV | 120.0665 | 1.467 | 1.3952 | 5.0108 | 5.0108 | 120.1002 | 1.3725 | 1.297 | 5.0108 | 5.0108 | -0.7387% | 9
M-03 | Short rural | 11 | Swan Reach Filtration 11kV | 0.84793 |  |  | 5.0108 | 5.0108 | 0.84718 |  |  | 5.0108 | 5.0108 | 0% | 9
MB-61 | Long rural | 11 | Tailem Bend Town 11kV | 85.2686 | 1.0098 | 0.97891 | 6.7827 | 6.7827 | 84.2043 | 1.0235 | 0.99273 | 6.7827 | 6.7827 | -1.116% | 10
MB-62 | Long rural | 11 | Tailem Bend Town 11kV | 90.7068 | 1.9815 | 1.9209 | 3.4485 | 3.4485 | 103.3785 | 2.0083 | 1.948 | 3.4485 | 3.4485 | -1.116% | 10
MI-02 | Short rural | 11 | Tantanoola 11kV | 46.18 | 0.71982 | 0.68492 | 5.1632 | 5.1632 | 46.18 | 0.84032 | 0.77242 | 5.1632 | 5.1632 | 0.5612% | 9
SB-03 | Long rural | 11 | Tarlton 11kV | 49.2314 | 0.77799 | 0.77706 | 5.1632 | 5.1632 | 49.0952 | 0.93786 | 0.93786 | 5.1632 | 5.1632 | -1.106% | 10
MG-07 | Long rural | 11 | Tarpeena 11kV | 72.2378 | 1.8709 | 1.8043 | 2.4578 | 2.4578 | 71.8351 | 2.6308 | 2.4914 | 2.4578 | 2.4578 | -1.761% | 10
M-91 | Long rural | 11 | Teal flat 11kV | 34.6329 | 1.2611 | 1.2032 | 3.4485 | 3.4485 | 34.6419 | 1.2179 | 1.1165 | 3.4485 | 3.4485 | 1.18% | 10
M-92 | Long rural | 11 | Teal flat 11kV | 147.4198 | 2.034 | 1.9407 | 5.0108 | 5.0108 | 42.7072 | 1.9643 | 1.8008 | 5.0108 | 5.0108 | 1.18% | 10
CN-71 | Long rural | 11 | Tintinara 11kV | 11.6329 | 0.9829 | 0.95488 | 3.4485 | 3.4485 | 11.5091 | 0.9532 | 0.89 | 3.4485 | 3.4485 | 0.77% | 10
CN-72 | Long rural | 11 | Tintinara 11kV | 10.6542 | 0.49145 | 0.47744 | 1.3 | 1.3 | 10.6539 | 0.4766 | 0.445 | 1.3 | 1.3 | 0.77% | 10
CM-03 | Long rural | 11 | Tumby bay 11kV | 153.3299 | 0.95034 | 0.92278 | 5.1632 | 5.1632 | 153.3671 | 1.1108 | 1.0388 | 5.1632 | 5.1632 | -0.8654% | 10
CM-04 | Long rural | 11 | Tumby Bay 11kV | 10.9065 | 0.23364 | 0.22686 | 5.1632 | 5.1632 | 10.9029 | 0.057158 | 0.053454 | 5.1632 | 5.1632 | -0.8654% | 10
CM-05 | Long rural | 11 | Tumby Bay 11kV | 13.1469 | 1.9859 | 1.9283 | 5.1632 | 5.1632 | 13.0418 | 1.9624 | 1.8352 | 5.1632 | 5.1632 | -0.8654% | 10
PL-10 | Long rural | 11 | Uley 11kV | 42.8665 | 0.64773 | 0.62894 | 3.5057 | 3.5057 | 41.7963 | 0.24768 | 0.23163 | 3.5057 | 3.5057 | -0.8654% | 10
PL-13 | Long rural | 11 | Uley South 11kV | 15.8158 | 0.58472 | 0.56777 | 5.1632 | 5.1632 | 15.816 | 0.60968 | 0.57017 | 5.1632 | 5.1632 | -0.8654% | 10
SG-01 | Short rural | 11 | Uraidla 11kV | 23.678 | 1.5223 | 1.423 | 9.6215 | 7.621 | 23.6809 | 1.2965 | 1.1773 | 9.6215 | 7.621 | 1.303% | 9
SG-04 | Short rural | 11 | Uraidla 11kV | 39.6703 | 1.7528 | 1.6385 | 8.8594 | 7.621 | 39.6901 | 1.3676 | 1.2419 | 8.8594 | 7.621 | 1.303% | 9
SG-07 | Short rural | 11 | Uraidla 11kV | 42.511 | 2.6483 | 2.4756 | 8.9547 | 7.621 | 41.9905 | 2.3048 | 2.0929 | 8.9547 | 7.621 | 1.303% | 9
MTB-41 | Short rural | 11 | Verdun 11kV | 15.2535 | 1.0035 | 0.94899 | 2.6864 | 2.6864 | 14.9772 | 0.89992 | 0.84204 | 2.6864 | 2.6864 | 2.75% | 9
SG-08 | Short rural | 11 | Verdun 11kV | 18.6093 | 0 | 0 | 7.621 | 7.621 | 18.5868 | 0 | 0 | 7.621 | 7.621 | 2.75% | 9
VH-10 | Urban | 11 | Victor Harbor 11kV | 27.4951 | 4.8965 | 4.8561 | 7.621 | 7.621 | [5 empty] | -1.32% | 8
VH-11 | Urban | 11 | Victor Harbor 11kV | 11.261 | 6.5922 | 6.5378 | 6.2873 | 7.621 | 8.6525 | 5.792 | 5.7837 | 6.2873 | 7.621 | -1.32% | 8
VH-12 | Urban | 11 | Victor Harbor 11kV | 27.9224 | 6.2111 | 6.1599 | 6.6684 | 7.621 | 28.5321 | 5.2585 | 5.251 | 6.6684 | 7.621 | -1.32% | 8
VH-15 | Urban | 11 | Victor Harbor 11kV | 87.8611 | 4.3249 | 4.2893 | 6.2873 | 7.621 | 86.4337 | 4.3249 | 4.3188 | 6.2873 | 7.621 | -1.32% | 8
VH-16 | Urban | 11 | Victor Harbor 11kV | 179.4715 | 4.5345 | 4.4971 | 13.3368 | 7.621 | 198.9685 | 4.2868 | 4.2807 | 13.3368 | 7.621 | -1.32% | 8
VH-17 | Urban | 11 | Victor Harbor 11kV | 102.4867 | 1.5242 | 1.5116 | 7.7925 | 7.621 | 102.3213 | 1.3146 | 1.3128 | 7.7925 | 7.621 | -1.32% | 8
WK-41 | Short rural | 11 | Waikerie 11kV | 30.8006 | 5.1251 | 5.1187 | 9.1452 | 7.621 | 30.7597 | 4.4774 | 4.4651 | 9.1452 | 7.621 | -1.238% | 9
WK-42 | Short rural | 11 | Waikerie 11kV | 33.5468 | 1.448 | 1.4462 | 9.1452 | 7.621 | 33.5498 | 1.2956 | 1.292 | 9.1452 | 7.621 | -1.238% | 9
WK-43 | Short rural | 11 | Waikerie 11kV | 180.1713 | 1.9053 | 1.9029 | 9.1452 | 7.621 | 180.1227 | 1.7719 | 1.767 | 9.1452 | 7.621 | -1.238% | 9
M-81 | Long rural | 11 | Walker Flat 11kV | 45.3656 | 1.6667 | 1.5902 | 5.0108 | 5.0108 | 45.3663 | 1.6096 | 1.4756 | 5.0108 | 5.0108 | 0.68% | 10
KA-01 | Long rural | 11 | Wallaroo 11kV | 24.0708 | 4.706 | 4.5021 | 9.1452 | 7.621 | 24.4615 | 4.752 | 4.3719 | 9.1452 | 7.621 | 0.3911% | 10
KA-02 | Long rural | 11 | Wallaroo 11kV | 21.783 | 3.7152 | 3.5543 | 9.1452 | 7.621 | 20.5729 | 3.7516 | 3.4515 | 9.1452 | 7.621 | 0.3911% | 10
YK-09 | Long rural | 11 | Warooka 11kV | 4.5248 | 0.07621 | 0.073192 | 5.1632 | 5.1632 | 4.5248 | 0.057158 | 0.053157 | 5.1632 | 5.1632 | 1.266% | 10
YK-17 | Long rural | 11 | Warooka 11kV | 184.46 | 1.8481 | 1.7749 | 5.1632 | 5.1632 | 184.4186 | 2.7817 | 2.587 | 5.1632 | 5.1632 | 1.266% | 10
GA-13 | Long rural | 11 | Wasleys 11kV | 61.0121 | 0.37286 | 0.35234 | 3.8105 | 3.8105 | 66.4177 | 0.38984 | 0.35678 | 3.8105 | 3.8105 | -0.75% | 10
GA-29 | Long rural | 11 | Wasleys 11kV | 75.7081 | 0.13737 | 0.12981 | 3.0484 | 3.0484 | 111.5943 | 0.14362 | 0.13144 | 3.0484 | 3.0484 | -0.75% | 10
GA-30 | Long rural | 11 | Wasleys 11kV | 56.5205 | 0.66722 | 0.63051 | 3.8105 | 3.8105 | 69.9847 | 0.6976 | 0.63844 | 3.8105 | 3.8105 | -0.75% | 10
R-01 | Long rural | 11 | Waterloo Town 11kV | 31.329 | 0.55252 | 0.53038 | 4.2678 | 4.2678 | 29.449 | 1.4492 | 1.3479 | 4.2678 | 4.2678 | 1.477% | 10
WHY-01 | Short rural | 11 | Whyalla City 11kV | 8.6915 | 2.2513 | 2.2513 | 7.0494 | 7.0494 | 8.6533 | 2.0948 | 1.9629 | 7.0494 | 7.0494 | -0.1081% | 9
WHY-02 | Urban | 11 | Whyalla City 11kV | 10.2865 | 4.9535 | 4.9535 | 7.0494 | 7.0494 | 9.7685 | 3.7553 | 3.5188 | 7.0494 | 7.0494 | -0.1081% | 8
WHY-03 | Urban | 11 | Whyalla City 11kV | 8.1757 | 2.7434 | 2.7434 | 6.2873 | 6.2873 | 8.1795 | 2.332 | 2.1852 | 6.2873 | 6.2873 | -0.1081% | 8
WHY-04 | Urban | 11 | Whyalla City 11kV | 11.7228 | 4.5739 | 4.5739 | 6.4779 | 6.4779 | 11.3838 | 3.7896 | 3.5509 | 6.4779 | 6.4779 | -0.1081% | 8
WHY-05 | Urban | 11 | Whyalla City 11kV | 6.2455 | 1.9176 | 1.9176 | 6.8589 | 6.8589 | 6.2485 | 1.6042 | 1.5032 | 6.8589 | 6.8589 | -0.1081% | 8
WHY-06 | Urban | 11 | Whyalla City 11kV | 7.0269 | 4.001 | 4.001 | 6.4779 | 6.4779 | 7.0153 | 3.4045 | 3.1901 | 6.4779 | 6.4779 | -0.1081% | 8
WHY-07 | Urban | 11 | Whyalla City 11kV | 85.5283 | 3.1587 | 3.1587 | 6.2873 | 6.2873 | 85.5601 | 2.7569 | 2.5833 | 6.2873 | 6.2873 | -0.1081% | 8
WHY-11 | Urban | 11 | Whyalla North 11kV | 5.6984 | 0.34443 | 0.34443 | 6.7827 | 6.7827 | 5.7038 | 0.019053 | 0.018448 | 6.7827 | 6.7827 | -0.7416% | 8
WHY-16 | Urban | 11 | Whyalla North 11kV | 52.019 | 1.1923 | 1.1923 | 3.5819 | 3.5819 | 62.6775 | 1.2575 | 1.2176 | 3.5819 | 3.5819 | -0.7416% | 8
WHY-08 | Urban | 11 | Whyalla Stuart 11kV | 13.0239 | 4.0668 | 3.9362 | 7.621 | 7.621 | 12.8629 | 3.7391 | 3.5524 | 7.621 | 7.621 | -0.8237% | 8
WHY-09 | Urban | 11 | Whyalla Stuart 11kV | 8.4224 | 4.3345 | 4.1953 | 7.0494 | 7.0494 | 11.7579 | 4.2459 | 4.0339 | 7.0494 | 7.0494 | -0.8237% | 8
WHY-10 | Urban | 11 | Whyalla Stuart 11kV | 10.9113 | 5.0794 | 4.9163 | 7.0494 | 7.0494 | 14.0629 | 4.7441 | 4.5072 | 7.0494 | 7.0494 | -0.8237% | 8
WHY-12 | Urban | 11 | Whyalla Stuart 11kV | 12.9063 | 3.3447 | 3.2373 | 12.3842 | 7.621 | 9.6035 | 2.9798 | 2.831 | 12.3842 | 7.621 | -0.8237% | 8
WHY-13 | Urban | 11 | Whyalla Stuart 11kV | 5.6579 | 1.2165 | 1.1774 | 12.3842 | 7.621 | 16.726 | 1.0079 | 0.95756 | 12.3842 | 7.621 | -0.8237% | 8
GA-03 | Long rural | 11 | Williamstown 11kV | 70.9907 | 0.98883 | 0.95844 | 5.1632 | 5.1632 | 70.1873 | 1.065 | 1.0151 | 5.1632 | 5.1632 | 0.1617% | 10
GA-08 | Long rural | 11 | Williamstown 11kV | 31.2947 | 1.9381 | 1.8785 | 5.1632 | 5.1632 | 30.7814 | 2.0874 | 1.9895 | 5.1632 | 5.1632 | 0.1617% | 10
MV-51 | Short rural | 11 | Willunga 11kV | 17.9546 | 0.91205 | 0.84575 | 7.621 | 7.621 | 17.9559 | 1.009 | 0.90316 | 7.621 | 7.621 | -2.264% | 9
MV-52 | Short rural | 11 | Willunga 11kV | 26.5355 | 3.5438 | 3.2862 | 9.1452 | 7.621 | 26.4155 | 2.896 | 2.5922 | 9.1452 | 7.621 | -2.264% | 9
MV-53 | Short rural | 11 | Willunga 11kV | 81.1722 | 0.57158 | 0.53003 | 7.621 | 7.621 | 81.2291 | 0.63233 | 0.56601 | 7.621 | 7.621 | -2.264% | 9
PA-10 | Long rural | 11 | Wilmington 11kV | 130.8742 | 0.7367 | 0.733 | 5.0108 | 5.0108 | 129.5326 | 0.80021 | 0.78308 | 5.0108 | 5.0108 | -0.3063% | 10
G-04 | Long rural | 11 | Wirrabara Forest 11kV | 34.7813 | 0.75873 | 0.74553 | 1.3 | 1.3 | 34.7858 | 0.47631 | 0.45656 | 1.3 | 1.3 | 0% | 10
G-33 | Long rural | 11 | Wirrabara South 11kV | 2.1666 | 0.038105 | 0.037443 | 1.3 | 1.3 | 2.1666 | 0.045127 | 0.043256 | 1.3 | 1.3 | 0% | 10
VH-35 | Urban | 11 | Wirrina Cove 11kV | 6.1084 | 0.86664 | 0.85916 | 1.3 | 1.3 | 6.1238 | 0.90722 | 0.90621 | 1.3 | 1.3 | -1.965% | 8
G-19 | Long rural | 11 | Wongyarra 11kV | 4.638 | 0.025291 | 0.024851 | 1.3 | 1.3 | 4.6395 | 0.024768 | 0.023741 | 1.3 | 1.3 | 0% | 10
MB-81 | Long rural | 11 | Woods Point 11kV | 93.7746 | 2.2291 | 1.9928 | 5.0108 | 5.0108 | 93.7756 | 2.4578 | 2.2366 | 5.0108 | 5.0108 | -2.629% | 10
MB-82 | Long rural | 11 | Woods Point 11kV | 30.9229 | 0 | 0 | 7.621 | 7.621 | 30.9228 | 0 | 0 | 7.621 | 7.621 | -2.629% | 10
MB-84 | Long rural | 11 | Woods Point 11kV | 4.9027 | 1.8862 | 1.6862 | 7.621 | 7.621 | 4.5834 | 1.6195 | 1.4737 | 7.621 | 7.621 | -2.629% | 10
MTB-51 | Short rural | 11 | Woodside 11kV | 23.876 | 2.997 | 2.777 | 6.4779 | 6.4779 | 15.2807 | 2.4349 | 2.1729 | 6.4779 | 6.4779 | 0.7754% | 9
MTB-52 | Short rural | 11 | Woodside 11kV | 46.6211 | 2.8655 | 2.6552 | 3.4485 | 3.4485 | 45.687 | 2.4271 | 2.1659 | 3.4485 | 3.4485 | 0.7754% | 9
MTB-53 | Short rural | 11 | Woodside 11kV | 88.53 | 1.8633 | 1.7266 | 6.7827 | 6.7827 | 87.9412 | 1.9733 | 1.7609 | 6.7827 | 6.7827 | 0.7754% | 9
MTB-54 | Short rural | 11 | Woodside 11kV | 51.9819 | 2.2501 | 2.085 | 4.2678 | 4.2678 | 51.9861 | 2.059 | 1.8374 | 4.2678 | 4.2678 | 0.7754% | 9
WK-51 | Long rural | 11 | Woolpunda 11kV | 54.3284 | 2.7984 | 2.7164 | 7.621 | 7.621 | 54.3302 | 2.8139 | 2.7371 | 7.621 | 7.621 | -1.117% | 10
WK-52 | Long rural | 11 | Woolpunda 11kV | 60.3189 | 3.7313 | 3.6218 | 9.1452 | 7.621 | 57.5633 | 3.7518 | 3.6494 | 9.1452 | 7.621 | -1.117% | 10
W-01 | Long rural | 11 | Wudinna 11kV | 379.357 | 1.3146 | 1.2995 | 5.0108 | 5.0108 | 379.2741 | 0.91452 | 0.91452 | 5.0108 | 5.0108 | -1.288% | 10
W-02 | Long rural | 11 | Wudinna 11kV | 385.8482 | 1.2575 | 1.243 | 5.0108 | 5.0108 | 385.2346 | 0.60968 | 0.60968 | 5.0108 | 5.0108 | -1.288% | 10
VH-31 | Urban | 11 | Yankalilla 11kV | 38.6245 | 5.2772 | 4.8045 | 7.7925 | 7.621 | 38.6746 | 6.3636 | 5.7272 | 7.7925 | 7.621 | -0.9851% | 8
VH-32 | Urban | 11 | Yankalilla 11kV | 154.0889 | 1.4954 | 1.3615 | 7.7925 | 7.621 | 154.0323 | 1.4861 | 1.3375 | 7.7925 | 7.621 | -0.9851% | 8
VH-34 | Urban | 11 | Yankalilla 11kV | 45.1014 | 0.59025 | 0.53738 | 4.001 | 4.001 | 45.0987 | 0.43821 | 0.39439 | 4.001 | 4.001 | -0.9851% | 8
VH-37 | Urban | 11 | Yankalilla Hill 11kV | 2.9332 | 0 | 0 | 1.3 | 1.3 | 2.9354 | 0 | 0 | 1.3 | 1.3 | -1.965% | 8
G-43 | Long rural | 11 | Yongala 11kV | 2.3039 | 0.061422 | 0.060355 | 1.3 | 1.3 | 2.3039 | 0.064779 | 0.062092 | 1.3 | 1.3 | 0% | 10
YK-18 | Long rural | 11 | Yorketown 11kV | 84.2194 | 0.074305 | 0.074305 | 6.7827 | 6.7827 | 84.2194 | 0.26674 | 0.26674 | 6.7827 | 6.7827 | -0.3159% | 10
YK-23 | Long rural | 11 | Yorketown 11kV | 183.3555 | 1.4289 | 1.4289 | 6.7827 | 6.7827 | 183.1677 | 1.5242 | 1.5242 | 6.7827 | 6.7827 | -0.3159% | 10
MV-61 | Short rural | 11 | Aldinga 11kV | 21.021 | 7.5639 | 7.3212 | 11.4315 | 7.621 | 31.3006 | 6.535 | 6.2288 | 11.4315 | 7.621 | 3.753% | 9
MV-62 | Short rural | 11 | Aldinga 11kV | 47.1042 | 4.3821 | 4.2415 | 11.4315 | 7.621 | 33.4085 | 2.7055 | 2.5787 | 11.4315 | 7.621 | 3.753% | 9
MV-63 | Short rural | 11 | Aldinga 11kV | 40.2297 | 2.1148 | 2.047 | 11.4315 | 7.621 | 34.9043 | 1.7285 | 1.6475 | 11.4315 | 7.621 | 3.753% | 9
MV-64 | Short rural | 11 | Aldinga 11kV | 19.6568 | 5.7158 | 5.5324 | 11.4315 | 7.621 | 16.2815 | 5.6205 | 5.3571 | 11.4315 | 7.621 | 3.753% | 9
EL-15 | Urban | 11 | Angle Vale 11kV | 44.1131 | 4.2573 | 4.0145 | 6.8589 | 6.8589 | 43.3192 | 3.8667 | 3.4416 | 7.621 | 5.9063 | 1.938% | 8
EL-16 | Short rural | 11 | Angle Vale 11kV | 67.4188 | 3.089 | 2.9128 | 6.8589 | 6.8589 | 60.6665 | 3.2866 | 2.9252 | 6.2873 | 5.9063 | 1.938% | 9
EL-17 | Short rural | 11 | Angle Vale 11kV | 41.4988 | 3.5653 | 3.362 | 6.8589 | 6.8589 | 39.4223 | 4.0401 | 3.5959 | 5.43 | 5.43 | 1.938% | 9
EL-23 | Short rural | 11 | Angle Vale 11kV | 37.2271 | 5.6043 | 5.2847 | 6.8589 | 6.8589 | 39.2377 | 2.7636 | 2.4597 | 5.0489 | 5.43 | 1.938% | 9
GA-15 | Long rural | 11 | Angle Vale 11kV | 93.6682 | 5.2696 | 4.969 | 6.8589 | 6.8589 | 86.0886 | 5.2366 | 4.6608 | 5.9063 | 5.9063 | 1.938% | 10
SM-172A | Urban | 11 | Ascot Park 11kV | 5.072 | 2.4768 | 2.3936 | 5.9063 | 5.9063 | 8.3689 | 4.5917 | 4.3274 | 5.9063 | 5.9063 | 0.9962% | 8
SM-172B | Urban | 11 | Ascot Park 11kV | 4.3529 | 1.6957 | 1.6387 | 5.9063 | 5.9063 | 4.3594 | 2.0424 | 1.9249 | 5.9063 | 5.9063 | 0.9962% | 8
SM-172C | Urban | 11 | Ascot Park 11kV | 9.1555 | 5.0108 | 4.8425 | 7.621 | 7.621 | 10.635 | 5.9063 | 5.5664 | 7.621 | 7.621 | 0.9962% | 8
SM-172D | Urban | 11 | Ascot Park 11kV | 3.1262 | 1.9243 | 1.8597 | 6.1921 | 6.1921 | 6.9678 | 5.0299 | 4.7404 | 6.1921 | 6.1921 | 0.9962% | 8
SM-172E | Urban | 11 | Ascot Park 11kV | 11.4693 | 6.1159 | 5.9104 | 6.0968 | 6.0968 | 4.3406 | 2.1339 | 2.0111 | 6.0968 | 6.0968 | 0.9962% | 8
SM-172F | Urban | 11 | Ascot Park 11kV | 7.2737 | 4.8965 | 4.732 | 5.811 | 5.811 | 7.2774 | 4.9041 | 4.6219 | 5.811 | 5.811 | 0.9962% | 8
AP-139A | Urban | 11 | Athol Park 11kV | 4.8412 | 3.0513 | 3.0166 | 11.4315 | 9.1452 | 4.8494 | 4.2678 | 4.1482 | 11.4315 | 9.1452 | -2.49% | 8
AP-139B | Urban | 11 | Athol Park 11kV | 12.0989 | 5.9396 | 5.8722 | 11.4315 | 9.1452 | 11.1274 | 4.0391 | 3.926 | 11.4315 | 9.1452 | -2.49% | 8
AP-139C | Urban | 11 | Athol Park 11kV | 12.5796 | 6.6836 | 6.6078 | 11.4315 | 9.1452 | 12.1913 | 8.6499 | 8.4075 | 11.4315 | 9.1452 | -2.49% | 8
AP-139D | Urban | 11 | Athol Park 11kV | 15.2558 | 7.0999 | 7.0193 | 11.4315 | 9.1452 | 10.9322 | 5.8301 | 5.6667 | 11.4315 | 9.1452 | -2.49% | 8
AP-125A | Urban | 7.6 | Blackpool 7.6kV | 17.009 | 4.9057 | 4.7133 | 7.6349 | 6.3185 | 16.5304 | 5.1996 | 4.9294 | 7.6349 | 6.3185 | -1.489% | 8
AP-125B | Urban | 7.6 | Blackpool 7.6kV | 12.2658 | 2.7379 | 2.6305 | 7.5032 | 6.3185 | 11.7875 | 3.6068 | 3.4194 | 7.5032 | 6.3185 | -1.489% | 8
AP-125C | Urban | 7.6 | Blackpool 7.6kV | 6.8211 | 2.2988 | 2.2086 | 3.9491 | 3.9491 | 6.8278 | 2.1852 | 2.0716 | 3.9491 | 3.9491 | -1.489% | 8
AP-125D | Urban | 7.6 | Blackpool 7.6kV | 13.1736 | 5.9315 | 5.6989 | 7.3716 | 6.3185 | 11.7302 | 5.7262 | 5.4286 | 7.3716 | 6.3185 | -1.489% | 8
SM-126A | Urban | 11 | Blackwood 11kV | 13.3473 | 5.1442 | 4.9573 | 6.0968 | 6.0968 | 13.3016 | 4.8603 | 4.5463 | 6.0968 | 6.0968 | -2.436% | 8
SM-126B | Urban | 11 | Blackwood 11kV | 14.6046 | 4.1154 | 3.9658 | 6.0016 | 9.1452 | 14.5315 | 4.2487 | 3.9742 | 6.0016 | 6.0016 | -2.436% | 8
SM-126C | Urban | 11 | Blackwood 11kV | 23.4484 | 6.4779 | 6.2425 | 12.4794 | 9.1452 | 15.8534 | 3.8219 | 3.575 | 12.4794 | 9.1452 | -2.436% | 8
SM-126D | Urban | 11 | Blackwood 11kV | 16.0399 | 6.6303 | 6.3894 | 11.8126 | 9.1452 | 16.0131 | 6.4779 | 6.0593 | 11.8126 | 9.1452 | -2.436% | 8
SM-126E | Urban | 11 | Blackwood 11kV | 19.1118 | 7.5829 | 7.3074 | 11.3363 | 9.1452 | 21.886 | 8.8404 | 8.2692 | 11.3363 | 9.1452 | -2.436% | 8
HH-148A | Urban | 11 | Burnside 11kV | 7.0397 | 3.277 | 3.1407 | 6.0016 | 9.1452 | 3.2785 | 1.81 | 1.6283 | 6.0016 | 6.0016 | 0.4587% | 8
HH-148B | Urban | 11 | Burnside 11kV | 4.6579 | 3.5438 | 3.3963 | 6.0016 | 9.1452 | 4.6831 | 3.2961 | 2.9651 | 6.0016 | 6.0016 | 0.4587% | 8
HH-148C | Urban | 11 | Burnside 11kV | 4.1762 | 3.1627 | 3.0311 | 10.86 | 9.1452 | 4.1634 | 2.9531 | 2.6566 | 10.86 | 9.1452 | 0.4587% | 8
HH-148D | Urban | 11 | Burnside 11kV | 22.3943 | 4.4202 | 4.2363 | 6.2873 | 9.1452 | 22.0682 | 4.4392 | 3.9935 | 6.2873 | 6.2873 | 0.4587% | 8
HH-121A | Urban | 11 | Campbelltown 11kV | 14.6511 | 8.1926 | 7.8251 | 10.0979 | 9.1452 | 16.8253 | 9.4691 | 8.755 | 10.0979 | 9.1452 | 1.792% | 8
HH-121B | Urban | 11 | Campbelltown 11kV | 12.443 | 7.7925 | 7.443 | 11.0505 | 9.1452 | 10.3274 | 7.8306 | 7.24 | 11.0505 | 9.1452 | 1.792% | 8
HH-121C | Urban | 11 | Campbelltown 11kV | 19.2485 | 8.2307 | 7.8615 | 11.9078 | 9.1452 | 18.9895 | 8.0402 | 7.4338 | 11.9078 | 9.1452 | 1.792% | 8
HH-121D | Urban | 11 | Campbelltown 11kV | 16.7895 | 7.5067 | 7.17 | 10.86 | 9.1452 | 16.7746 | 7.7544 | 7.1696 | 10.86 | 9.1452 | 1.792% | 8
HH-121E | Urban | 11 | Campbelltown 11kV | 43.3233 | 7.964 | 7.6067 | 11.241 | 9.1452 | 43.1796 | 8.4784 | 7.839 | 11.241 | 9.1452 | 1.792% | 8
HH-121F | Urban | 11 | Campbelltown 11kV | 11.7521 | 5.4681 | 5.2228 | 9.1452 | 9.1452 | 17.9652 | 9.069 | 8.3851 | 9.1452 | 9.1452 | 1.792% | 8
HH-121G | Urban | 11 | Campbelltown 11kV | 12.1067 | 7.4114 | 7.079 | 9.1452 | 9.1452 | [5 empty] | 1.792% | 8
SA-520A | Urban | 11 | Cavan 11kV | 30.569 | 9.1252 | 8.4594 | 9.1452 | 9.1452 | 23.479 | 5.8682 | 5.3865 | 9.1452 | 9.1452 | -2.861% | 8
SA-520B | Urban | 11 | Cavan 11kV | 6.6802 | 4.9156 | 4.5569 | 9.1452 | 9.1452 | 9.1171 | 8.0211 | 7.3627 | 9.1452 | 9.1452 | -2.861% | 8
SA-520D | Urban | 11 | Cavan 11kV | 14.747 | 7.2019 | 6.6764 | 9.1452 | 9.1452 | 27.4218 | 10.5742 | 9.7062 | 9.1452 | 9.1452 | -2.861% | 8
SA-520E | Urban | 11 | Cavan 11kV | 8.5763 | 2.9909 | 2.7727 | 9.1452 | 9.1452 | 14.074 | 8.5923 | 7.887 | 9.1452 | 9.1452 | -2.861% | 8
SA-520F | Urban | 11 | Cavan 11kV | 8.8805 | 8.9538 | 8.3005 | 9.1452 | 9.1452 | 6.8428 | 5.5058 | 5.0538 | 9.1452 | 9.1452 | -2.861% | 8
SA-520G | Urban | 11 | Cavan 11kV | 7.572 | 3.0094 | 2.7898 | 9.1452 | 9.1452 | 7.5748 | 2.6293 | 2.4134 | 9.1452 | 9.1452 | -2.861% | 8
SA-520H | Urban | 11 | Cavan 11kV | 9.9623 | 7.9636 | 7.3826 | 9.1452 | 9.1452 | [5 empty] | -2.861% | 8
SA-520J | Urban | 11 | Cavan 11kV | 14.2363 | 6.3632 | 5.8989 | 9.1452 | 9.1452 | [5 empty] | -2.861% | 8
AP-365B | Urban | 7.6 | Cheltenham 7.6kV | 6.0865 | 2.9697 | 2.8325 | 6.4502 | 5.2654 | 6.2302 | 3.0013 | 2.7316 | 6.4502 | 6.3185 | -1.081% | 8
AP-365C | Urban | 7.6 | Cheltenham 7.6kV | 3.1498 | 1.4812 | 1.4128 | 6.3185 | 5.2654 | 0.78908 | 0.36858 | 0.33546 | 6.3185 | 6.3185 | -1.081% | 8
AP-365A | Urban | 11 | Cheltenham 11kV | 8.6952 | 4.0391 | 3.936 | 7.621 | 7.621 | 3.0408 | 4.1919 | 4.1773 | 8.9547 | 8.9547 | 1.775% | 8
AP-365E | Urban | 11 | Cheltenham 11kV | 5.1737 | 1.0288 | 1.0026 | 9.1452 | 9.1452 | [5 empty] | 1.775% | 8
AP-365F | Urban | 11 | Cheltenham 11kV | 3.5762 | 0.724 | 0.70551 | 9.1452 | 9.1452 | [5 empty] | 1.775% | 8
SM-374A | Urban | 11 | Clarence Gardens 11kV | 11.0342 | 7.4114 | 7.1468 | 7.621 | 7.621 | 3.1061 | 2.0683 | 1.8843 | 7.621 | 7.621 | -0.9313% | 8
SM-374B | Urban | 11 | Clarence Gardens 11kV | 9.3234 | 6.1349 | 5.9158 | 7.621 | 7.621 | 7.9239 | 5.2471 | 4.7803 | 7.621 | 7.621 | -0.9313% | 8
SM-374C | Urban | 11 | Clarence Gardens 11kV | 5.2097 | 3.1437 | 3.0314 | 5.1442 | 7.621 | 5.1173 | 2.8007 | 2.5516 | 5.1442 | 5.1442 | -0.9313% | 8
SM-374D | Urban | 11 | Clarence Gardens 11kV | 2.8107 | 0.64779 | 0.62465 | 5.1442 | 7.621 | 3.5878 | 0.84784 | 0.77241 | 5.1442 | 5.1442 | -0.9313% | 8
SM-374E | Urban | 11 | Clarence Gardens 11kV | 6.6402 | 4.0963 | 3.95 | 7.621 | 7.621 | 0.87934 | 0.44583 | 0.40617 | 7.621 | 7.621 | -0.9313% | 8
HH-107A | Urban | 11 | Clearview 11kV | 13.5182 | 6.154 | 5.9011 | 11.3363 | 9.1452 | 16.5797 | 6.8589 | 6.4319 | 11.3363 | 9.1452 | 0.786% | 8
HH-107B | Urban | 11 | Clearview 11kV | 13.4648 | 7.0494 | 6.7597 | 11.6221 | 9.1452 | 16.8783 | 8.9928 | 8.4329 | 11.6221 | 9.1452 | 0.786% | 8
HH-107C | Urban | 11 | Clearview 11kV | 10.2453 | 5.7729 | 5.5357 | 11.1457 | 9.1452 | 11.3887 | 6.6684 | 6.2532 | 11.1457 | 9.1452 | 0.786% | 8
HH-107D | Urban | 11 | Clearview 11kV | 6.7412 | 3.3723 | 3.2337 | 4.3821 | 4.3821 | 5.4221 | 2.915 | 2.7336 | 4.3821 | 4.3821 | 0.786% | 8
AP-355A | Urban | 11 | Croydon 11kV | 9.0749 | 6.0882 | 5.9657 | 15.242 | 9.1452 | 9.1056 | 6.4969 | 6.1704 | 15.242 | 9.1452 | -2.515% | 8
AP-355B | Urban | 11 | Croydon 11kV | 3.7158 | 2.5454 | 2.4942 | 10.1931 | 9.1452 | 3.7209 | 2.8579 | 2.7142 | 10.1931 | 9.1452 | -2.515% | 8
AP-355C | Urban | 11 | Croydon 11kV | 6.3861 | 3.4085 | 3.3399 | 9.1452 | 9.1452 | 5.4523 | 3.7534 | 3.5647 | 9.1452 | 9.1452 | -2.515% | 8
AP-355D | Urban | 11 | Croydon 11kV | 4.4714 | 4.4059 | 4.3172 | 8.9547 | 8.9547 | 4.5652 | 3.9248 | 3.7276 | 8.9547 | 8.9547 | -2.515% | 8
AP-355E | Urban | 11 | Croydon 11kV | 6.4668 | 3.5276 | 3.4566 | 7.24 | 7.24 | 6.4753 | 4.0963 | 3.8904 | 7.24 | 7.24 | -2.515% | 8
AP-355F | Urban | 11 | Croydon 11kV | 6.8503 | 3.5571 | 3.4855 | 4.7631 | 4.7631 | 6.6748 | 3.8867 | 3.6914 | 4.7631 | 4.7631 | -2.515% | 8
AP-355G1 | Urban | 11 | Croydon 11kV | 2.5391 |  |  | 13.3368 | 10.4789 | 2.5393 |  |  | 13.3368 | 13.3368 | 0% | 8
AP-355G2 | Urban | 11 | Croydon 11kV | 2.5075 |  |  | 11.4315 | 10.4789 | 2.5051 |  |  | 11.4315 | 11.4315 | 0% | 8
AP-355H | Urban | 11 | Croydon 11kV | 11.7728 | 7.1447 | 7.0009 | 12.1936 | 9.1452 | 11.4747 | 7.4496 | 7.0751 | 12.1936 | 9.1452 | -2.515% | 8
AP-146A | Urban | 11 | Croydon Park 11kV | 8.6496 | 5.2915 | 4.9036 | 9.9073 | 9.1452 | 8.2861 | 7.4114 | 6.803 | 9.9073 | 9.1452 | -3.02% | 8
AP-146B | Urban | 11 | Croydon Park 11kV | 10.2291 | 7.4913 | 6.9422 | 11.241 | 9.1452 | 10.208 | 7.5067 | 6.8904 | 11.241 | 9.1452 | -3.02% | 8
AP-146C | Urban | 11 | Croydon Park 11kV | 7.2906 | 3.4533 | 3.2001 | 5.7158 | 9.1452 | 7.2881 | 3.7534 | 3.4452 | 5.7158 | 9.1452 | -3.02% | 8
AP-146D | Urban | 11 | Croydon Park 11kV | 2.2201 | 1.1832 | 1.0964 | 5.1442 | 5.1442 | 2.2216 | 1.0288 | 0.94437 | 5.1442 | 5.1442 | -3.02% | 8
AP-146E | Urban | 11 | Croydon Park 11kV | 7.5784 | 4.9569 | 4.5936 | 10.0979 | 9.1452 | 6.7935 | 6.6493 | 6.1034 | 10.0979 | 9.1452 | -3.02% | 8
SM-402A | Urban | 11 | Cudmore Park 11kV | 4.0254 | 4.7631 | 4.2674 | 7.621 | 7.621 | 3.2564 | 5.7729 | 5.1533 | 7.621 | 7.621 | -3.44% | 8
SM-402B | Urban | 11 | Cudmore Park 11kV | 4.9453 | 2.8579 | 2.5604 | 11.4315 | 9.1452 | 4.8403 | 3.0103 | 2.6872 | 11.4315 | 9.1452 | -3.44% | 8
SM-402C | Urban | 11 | Cudmore Park 11kV | 3.5157 | 3.7915 | 3.3969 | 6.9542 | 6.9542 | 3.5297 | 2.9913 | 2.6702 | 6.9542 | 6.9542 | -3.44% | 8
SM-402D | Urban | 11 | Cudmore Park 11kV | 9.0441 | 5.2204 | 4.6771 | 6.7637 | 6.7637 | 7.6872 | 4.8012 | 4.2859 | 6.7637 | 6.7637 | -3.44% | 8
SM-402E | Urban | 11 | Cudmore Park 11kV | 3.8988 | 2.7817 | 2.4922 | 6.5731 | 6.5731 | 3.905 | 3.2885 | 2.9355 | 6.5731 | 6.5731 | -3.44% | 8
SA-744A | Urban | 11 | Direk 11kV | 9.433 | 1.8672 | 1.781 | 9.1452 | 9.1452 | 9.4375 | 1.6385 | 1.548 | 9.1452 | 9.1452 | 0.1253% | 8
SA-744C | Urban | 11 | Direk 11kV | 19.8563 | 7.5639 | 7.2149 | 9.1452 | 9.1452 | 18.3941 | 7.24 | 6.84 | 9.1452 | 9.1452 | 0.1253% | 8
SA-744D | Urban | 11 | Direk 11kV | 25.9511 | 8.2688 | 7.8873 | 9.1452 | 9.1452 | 23.7112 | 7.7163 | 7.29 | 9.1452 | 9.1452 | 0.1253% | 8
SA-744E | Urban | 11 | Direk 11kV | 1.0754 |  |  | 5.7158 | 5.7158 | 1.0754 |  |  | 5.7158 | 5.7158 | 0% | 8
SA-744F | Urban | 11 | Direk 11kV | 0.23332 |  |  | 7.621 | 7.621 | 0.23332 |  |  | 7.621 | 7.621 | 0% | 8
SA-744G | Urban | 11 | Direk 11kV | 13.5021 | 4.1344 | 3.9437 | 9.1452 | 9.1452 | 13.3856 | 4.3249 | 4.086 | 9.1452 | 9.1452 | 0.1253% | 8
SA-744H | Urban | 11 | Direk 11kV | 5.716 | 1.0479 | 0.99955 | 9.1452 | 9.1452 | 3.9098 | 0 | 0 | 9.1452 | 9.1452 | 0.1253% | 8
SA-711A | Urban | 11 | Edinburgh 11kV | 0.86852 | 0 | 0 | 9.1452 | 9.1452 | 0.96099 | 0 | 0 | 9.1452 | 9.1452 | -11.18% | 8
SA-711C | Urban | 11 | Edinburgh 11kV | 16.7021 | 5.2395 | 4.7944 | 9.1452 | 9.1452 | 16.715 | 5.9253 | 5.4242 | 9.1452 | 9.1452 | -11.18% | 8
SA-711D | Urban | 11 | Edinburgh 11kV | 2.9659 |  |  | 9.1452 | 9.1452 | 2.8182 |  |  | 9.1452 | 9.1452 | 0% | 8
SA-711E | Urban | 11 | Edinburgh 11kV | 2.4461 |  |  | 4.706 | 4.706 | 2.4163 |  |  | 9.1452 | 9.1452 | 0% | 8
EL-01 L | Urban | 11 | Elizabeth Downs 11kV | 6.0743 | 2.5149 | 2.435 | 4.1916 | 4.1916 | 6.6542 | 2.4191 | 2.2729 | 4.1916 | 4.1916 | 2.763% | 8
EL-01 M | Urban | 11 | Elizabeth Downs 11kV | 4.5663 | 2.019 | 1.9548 | 4.0963 | 4.0963 | 4.5349 | 2.1333 | 2.0044 | 4.0963 | 4.0963 | 2.763% | 8
EL-01 N | Urban | 11 | Elizabeth Downs 11kV | 7.4937 | 2.2863 | 2.2137 | 4.0963 | 4.0963 | 6.3699 | 2.3048 | 2.1655 | 4.0963 | 4.0963 | 2.763% | 8
EL-11 | Short rural | 11 | Elizabeth Downs 11kV | 83.9416 | 7.9636 | 7.7105 | 7.5258 | 9.1452 | 83.5558 | 7.5635 | 7.1065 | 7.5258 | 9.1452 | 2.763% | 9
EL-13 | Short rural | 11 | Elizabeth Downs 11kV | 27.7105 | 6.6674 | 6.4556 | 7.0494 | 9.1452 | 46.8128 | 7.3543 | 6.91 | 7.0494 | 9.1452 | 2.763% | 9
EL-14 | Urban | 11 | Elizabeth Downs 11kV | 37.8641 | 10.2684 | 9.9421 | 9.1452 | 9.1452 | [5 empty] | 2.763% | 8
EL-18 | Urban | 11 | Elizabeth Downs 11kV | 40.3541 | 8.5536 | 8.2818 | 9.1452 | 9.1452 | 38.3325 | 7.9249 | 7.4461 | 9.1452 | 9.1452 | 2.763% | 8
EL-21 | Urban | 11 | Elizabeth Downs 11kV | 2.8538 | 5.8672 | 5.6808 | 9.1452 | 9.1452 | 2.0618 | 6.0202 | 5.6565 | 9.1452 | 9.1452 | 2.763% | 8
EL-25 | Urban | 11 | Elizabeth Downs 11kV | 23.2016 | 4.0769 | 3.9473 | 9.1452 | 9.1452 | [5 empty] | 2.763% | 8
EL-01 P | Urban | 11 | Elizabeth Heights 11kV | 6.3404 | 1.1167 | 1.0657 | 6.0016 | 6.0016 | 6.1407 | 1.3339 | 1.2507 | 6.0016 | 6.0016 | 0.7683% | 8
EL-01 Q | Urban | 11 | Elizabeth Heights 11kV | 11.0475 | 4.5661 | 4.3575 | 7.24 | 7.24 | 10.2063 | 5.1335 | 4.8133 | 7.24 | 7.24 | 0.7683% | 8
EL-01 R | Urban | 11 | Elizabeth Heights 11kV | 6.4432 | 2.1884 | 2.0884 | 8.0021 | 8.0021 | 6.3634 | 2.5986 | 2.4365 | 8.0021 | 8.0021 | 0.7683% | 8
EL-09 | Urban | 11 | Elizabeth Heights 11kV | 35.8163 | 7.1828 | 6.8546 | 9.5263 | 9.1452 | 35.6378 | 7.5258 | 7.0564 | 9.5263 | 9.1452 | 0.7683% | 8
EL-10 | Urban | 11 | Elizabeth Heights 11kV | 24.9499 | 5.6586 | 5.4001 | 6.0016 | 9.1452 | 24.9874 | 6.5002 | 6.0947 | 6.0016 | 9.1452 | 0.7683% | 8
EL-01 A | Urban | 11 | Elizabeth South TF 1&2 11kV | 4.8854 | 1.6153 | 1.5345 | 4.2868 | 4.2868 | 4.6561 | 1.576 | 1.4972 | 4.2868 | 4.2868 | 0% | 8
EL-01 B | Urban | 11 | Elizabeth South TF 1&2 11kV | 3.0526 | 1.0793 | 1.0254 | 4.2868 | 4.2868 | 2.669 | 1.1222 | 1.0661 | 4.2868 | 4.2868 | 0% | 8
EL-01 C | Urban | 11 | Elizabeth South TF 1&2 11kV | 2.6301 | 1.0866 | 1.0322 | 4.2868 | 4.2868 | 2.4739 | 1.2651 | 1.2018 | 4.2868 | 4.2868 | 0% | 8
EL-01 E | Urban | 11 | Elizabeth South TF 1&2 11kV | 2.8219 | 2.2034 | 2.0933 | 9.6215 | 9.1452 | 2.8327 | 2.4416 | 2.3195 | 9.6215 | 9.1452 | 0% | 8
EL-08 D | Urban | 11 | Elizabeth South TF 1&2 11kV | 2.9394 | 0.45726 | 0.4344 | 3.9058 | 9.1452 | 2.4596 | 0.67732 | 0.64345 | 3.9058 | 9.1452 | 0% | 8
EL-08 G | Urban | 11 | Elizabeth South TF 1&2 11kV | 3.8213 | 1.0098 | 0.9593 | 3.9058 | 3.9058 | 3.6724 | 1.3604 | 1.2923 | 3.9058 | 3.9058 | 0% | 8
GA-01 | Long rural | 11 | Evanston 11kV | 17.9469 | 7.3086 | 6.9114 | 5.1442 | 9.1452 | 12.7305 | 9.7473 | 9.1013 | 5.1442 | 9.1452 | 3.053% | 10
GA-02 | Short rural | 11 | Evanston 11kV | 44.7352 | 5.2995 | 5.0115 | 4.8584 | 9.1452 | 45.2454 | 6.9542 | 6.4933 | 4.8584 | 9.1452 | 3.053% | 9
GA-22 | Short rural | 11 | Evanston 11kV | 82.636 | 4.9727 | 4.7025 | 4.4774 | 7.621 | 78.4168 | 6.5731 | 6.1375 | 4.4774 | 7.621 | 3.053% | 9
GA-25 | Short rural | 11 | Evanston 11kV | 40.7988 | 6.5941 | 6.2358 | 8.3831 | 8.3831 | 45.8426 | 8.1229 | 7.5846 | 8.3831 | 8.3831 | 3.053% | 9
GA-26 | Short rural | 11 | Evanston 11kV | 69.6812 | 7.6782 | 7.261 | 6.5731 | 9.1452 | 71.4779 | 9.2595 | 8.6459 | 6.5731 | 9.1452 | 3.053% | 9
GA-50 | Long rural | 11 | Evanston 11kV | 9.5441 | 5.2356 | 4.9511 | 6.5731 | 9.1452 | [5 empty] | 3.053% | 10
AP-214A | Urban | 11 | Findon 11kV | 9.2884 | 6.8475 | 6.4386 | 11.0505 | 9.1452 | 9.3913 | 6.1349 | 5.7263 | 11.0505 | 9.1452 | 0.555% | 8
AP-214B | Urban | 11 | Findon 11kV | 4.9132 | 2.8122 | 2.6442 | 11.0505 | 9.1452 | 4.981 | 2.915 | 2.7209 | 11.0505 | 9.1452 | 0.555% | 8
AP-214C | Urban | 11 | Findon 11kV | 8.8659 | 6.3407 | 5.962 | 11.4315 | 9.1452 | 10.2181 | 6.2492 | 5.833 | 11.4315 | 9.1452 | 0.555% | 8
AP-214D | Urban | 11 | Findon 11kV | 5.4492 | 4.2125 | 3.961 | 11.4315 | 9.1452 | 5.26 | 4.4202 | 4.1258 | 11.4315 | 9.1452 | 0.555% | 8
AP-425A | Urban | 11 | Flinders Park 11kV | 10.4666 | 7.8001 | 7.0724 | 12.0031 | 9.1452 | 5.0929 | 3.9248 | 3.4271 | 12.0031 | 9.1452 | 2.056% | 8
AP-425B | Urban | 11 | Flinders Park 11kV | 4.3116 | 4.5698 | 4.1434 | 13.3368 | 9.1452 | 6.0282 | 4.5536 | 3.9761 | 13.3368 | 9.1452 | 2.056% | 8
AP-425C | Urban | 11 | Flinders Park 11kV | 7.9165 | 3.8738 | 3.5124 | 13.1463 | 9.1452 | 12.1719 | 9.3929 | 8.2018 | 13.1463 | 9.1452 | 2.056% | 8
AP-425D | Urban | 11 | Flinders Park 11kV | 6.3073 | 4.5402 | 4.1166 | 12.7652 | 9.1452 | 5.9984 | 5.2585 | 4.5917 | 12.7652 | 9.1452 | 2.056% | 8
AP-424A | Urban | 11 | Fulham Gardens 11kV | 13.4871 | 8.6184 | 8.1177 | 10.2884 | 9.1452 | 13.1794 | 8.3069 | 7.7345 | 10.2884 | 9.1452 | -0.2759% | 8
AP-424B | Urban | 11 | Fulham Gardens 11kV | 11.7588 | 6.1626 | 5.8045 | 9.1452 | 9.1452 | 8.5512 | 6.0206 | 5.6058 | 9.1452 | 9.1452 | -0.2759% | 8
AP-424C | Urban | 11 | Fulham Gardens 11kV | 11.2889 | 8.4546 | 7.9634 | 9.1452 | 9.1452 | 9.0622 | 7.1828 | 6.6879 | 9.1452 | 9.1452 | -0.2759% | 8
AP-424D | Urban | 11 | Fulham Gardens 11kV | 5.614 | 3.6171 | 3.407 | 6.6684 | 6.6684 | 5.4129 | 2.8007 | 2.6077 | 6.6684 | 6.6684 | -0.2759% | 8
AP-424E | Urban | 11 | Fulham Gardens 11kV | 17.1167 | 8.707 | 8.2012 | 11.8126 | 9.1452 | 17.6066 | 8.0592 | 7.5039 | 11.8126 | 9.1452 | -0.2759% | 8
AP-424F | Urban | 11 | Fulham Gardens 11kV | 20.0828 | 8.4403 | 7.9499 | 10.6694 | 9.1452 | 19.6085 | 7.2019 | 6.7056 | 10.6694 | 9.1452 | -0.2759% | 8
AP-226A | Urban | 7.6 | Glanville 7.6kV | 2.2885 | 2.0621 | 1.9674 | 3.7516 | 3.7516 | 3.7363 | 2.9486 | 2.7369 | 3.7516 | 3.7516 | -0.9718% | 8
AP-226B | Urban | 7.6 | Glanville 7.6kV | 3.266 | 0.79179 | 0.75544 | 3.4225 | 3.4225 | 3.2982 | 0.65818 | 0.61093 | 3.4225 | 3.4225 | -0.9718% | 8
AP-226C | Urban | 7.6 | Glanville 7.6kV | 12.6446 | 4.5664 | 4.3568 | 6.3185 | 6.3185 | 12.6306 | 4.6467 | 4.3131 | 6.3185 | 6.3185 | -0.9718% | 8
AP-226D | Urban | 7.6 | Glanville 7.6kV | 7.2514 | 4.0419 | 3.8563 | 6.3185 | 6.3185 | 6.4186 | 3.9622 | 3.6778 | 6.3185 | 6.3185 | -0.9718% | 8
AP-226E | Urban | 7.6 | Glanville 7.6kV | 4.3154 | 2.715 | 2.5904 | 3.6858 | 3.6858 | 4.0553 | 2.7512 | 2.5537 | 3.6858 | 3.6858 | -0.9718% | 8
ME-231A | Urban | 11 | Glenelg North 11kV | 6.8445 | 2.1339 | 1.9989 | 6.0968 | 5.6137 | 6.0027 | 1.9224 | 1.7625 | 6.0968 | 5.6137 | 0.8222% | 8
ME-231B | Urban | 11 | Glenelg North 11kV | 6.3611 | 2.5721 | 2.4094 | 5.9063 | 5.9063 | 8.8315 | 4.7117 | 4.3197 | 5.9063 | 5.9063 | 0.8222% | 8
ME-231C | Urban | 11 | Glenelg North 11kV | 4.3693 | 2.0386 | 1.9097 | 5.9063 | 5.9063 | 4.3553 | 2.372 | 2.1747 | 5.9063 | 5.9063 | 0.8222% | 8
ME-231D | Urban | 11 | Glenelg North 11kV | 5.3816 | 6.2492 | 5.854 | 9.1452 | 9.1452 | 6.9067 | 7.8779 | 7.2224 | 9.1452 | 9.1452 | 0.8222% | 8
ME-231E | Urban | 11 | Glenelg North 11kV | 5.5146 | 3.6771 | 3.4446 | 11.4315 | 9.1452 | 5.3892 | 3.3342 | 3.0568 | 11.4315 | 9.1452 | 0.8222% | 8
ME-231F | Urban | 11 | Glenelg North 11kV | 2.8101 | 2.1148 | 1.9811 | 9.1452 | 9.1452 | 5.6356 | 5.2699 | 4.8315 | 9.1452 | 9.1452 | 0.8222% | 8
HH-496A | Urban | 11 | Golden Grove 11kV | 21.4929 | 5.2585 | 5.0365 | 11.4315 | 9.1452 | 21.5263 | 5.2776 | 4.9396 | 11.4315 | 9.1452 | 0.3643% | 8
HH-496B | Urban | 11 | Golden Grove 11kV | 8.8646 | 4.0772 | 3.9051 | 11.4315 | 9.1452 | 7.5179 | 4.4583 | 4.1728 | 11.4315 | 9.1452 | 0.3643% | 8
HH-496C | Urban | 11 | Golden Grove 11kV | 36.8098 | 7.8306 | 7.5 | 11.4315 | 9.1452 | 36.397 | 7.9259 | 7.4184 | 11.4315 | 9.1452 | 0.3643% | 8
HH-496D | Urban | 11 | Golden Grove 11kV | 32.01 | 7.7925 | 7.4635 | 11.4315 | 9.1452 | 32.5741 | 8.0592 | 7.5432 | 11.4315 | 9.1452 | 0.3643% | 8
HH-496E | Urban | 11 | Golden Grove 11kV | 22.895 | 3.5628 | 3.4124 | 11.4315 | 9.1452 | 20.0096 | 3.1437 | 2.9424 | 11.4315 | 9.1452 | 0.3643% | 8
HH-496F | Urban | 11 | Golden Grove 11kV | 35.0223 | 10.3265 | 9.8905 | 11.4315 | 9.1452 | 33.5486 | 9.3358 | 8.738 | 11.4315 | 9.1452 | 0.3643% | 8
HH-496G | Urban | 11 | Golden Grove 11kV | 35.3607 | 6.9923 | 6.6971 | 11.4315 | 9.1452 | 31.7931 | 6.9161 | 6.4733 | 11.4315 | 9.1452 | 0.3643% | 8
HH-496H | Urban | 11 | Golden Grove 11kV | 11.6573 | 4.8965 | 4.6898 | 11.4315 | 9.1452 | 15.1313 | 6.173 | 5.7778 | 11.4315 | 9.1452 | 0.3643% | 8
HH-496J | Urban | 11 | Golden Grove 11kV | 0.20238 | 0 | 0 | 9.1452 | 9.1452 | [5 empty] | 0.3643% | 8
NL-760A | Urban | 11 | Hackham 11kV | 17.5508 | 1.9624 | 1.8999 | 11.4315 | 9.1452 | [5 empty] | -1.131% | 8
NL-760B | Urban | 11 | Hackham 11kV | 21.3102 | 5.1442 | 4.9804 | 11.4315 | 9.1452 | [5 empty] | -1.131% | 8
NL-760C | Urban | 11 | Hackham 11kV | 22.7003 | 7.6591 | 7.4153 | 11.4315 | 9.1452 | [5 empty] | -1.131% | 8
NL-210A | Urban | 11 | Happy Valley 11kV | 40.809 | 8.1926 | 7.8415 | 9.9073 | 9.1452 | 43.3204 | 7.9983 | 7.4366 | 9.9073 | 9.1452 | -1.342% | 8
NL-210B | Urban | 11 | Happy Valley 11kV | 14.589 | 2.9679 | 2.8407 | 9.431 | 9.1452 | 22.0581 | 5.449 | 5.0664 | 9.431 | 9.1452 | -1.342% | 8
NL-210C | Urban | 11 | Happy Valley 11kV | 17.8082 | 6.8208 | 6.5285 | 10.0026 | 9.1452 | 17.5295 | 7.0685 | 6.5722 | 10.0026 | 9.1452 | -1.342% | 8
NL-210D | Urban | 11 | Happy Valley 11kV | 35.1702 | 8.0973 | 7.7503 | 11.4315 | 9.1452 | 34.5263 | 8.1354 | 7.5642 | 11.4315 | 9.1452 | -1.342% | 8
NL-210E | Urban | 11 | Happy Valley 11kV | 31.2659 | 8.1164 | 7.7685 | 9.1452 | 9.1452 | 30.8761 | 7.4705 | 6.946 | 9.1452 | 9.1452 | -1.342% | 8
NL-210F | Urban | 11 | Happy Valley 11kV | 6.7162 | 2.7817 | 2.6625 | 9.1452 | 9.1452 | [5 empty] | -1.342% | 8
HH-102A | Urban | 11 | Harrow 11kV | 3.191 | 1.9434 | 1.8368 | 10.6694 | 9.1452 | 3.191 | 1.9815 | 1.8025 | 10.6694 | 10.5742 | 0.9691% | 8
HH-102B | Urban | 11 | Harrow 11kV | 11.5781 | 6.6303 | 6.2666 | 10.5742 | 9.1452 | 13.5641 | 7.8306 | 7.1233 | 10.5742 | 10.3836 | 0.9691% | 8
HH-102C | Urban | 11 | Harrow 11kV | 4.5785 | 4.1916 | 3.9617 | 11.4315 | 9.1452 | 6.1157 | 5.6015 | 5.0955 | 11.4315 | 9.1452 | 0.9691% | 8
HH-102D | Urban | 11 | Harrow 11kV | 10.9657 | 7.8306 | 7.4011 | 9.9073 | 9.1452 | 12.9329 | 9.0881 | 8.2672 | 9.9073 | 9.1452 | 0.9691% | 8
AP-149A | Urban | 11 | Henley South 11kV | 4.3188 | 2.1434 | 2.0384 | 5.0489 | 5.0489 | 4.3163 | 1.9624 | 1.8597 | 5.0489 | 5.0489 | -0.1309% | 8
AP-149B | Urban | 11 | Henley South 11kV | 9.1419 | 5.2385 | 4.9819 | 5.811 | 9.1452 | 10.9326 | 6.2873 | 5.9583 | 5.811 | 5.811 | -0.1309% | 8
AP-149C | Urban | 11 | Henley South 11kV | 7.7516 | 4.8228 | 4.5865 | 5.6205 | 5.6205 | 9.1216 | 5.4109 | 5.1278 | 5.6205 | 5.6205 | -0.1309% | 8
AP-149D | Urban | 11 | Henley South 11kV | 11.6563 | 6.118 | 5.8183 | 9.1452 | 9.1452 | 10.1684 | 5.5443 | 5.2542 | 9.1452 | 9.1452 | -0.1309% | 8
AP-149E | Urban | 11 | Henley South 11kV | 12.1241 | 6.5045 | 6.1859 | 9.1452 | 9.1452 | 11.604 | 5.9635 | 5.6514 | 9.1452 | 9.1452 | -0.1309% | 8
AP-149F | Urban | 11 | Henley South 11kV | 6.2524 | 4.5547 | 4.3316 | 6.0968 | 6.0968 | 6.0203 | 4.1725 | 3.9542 | 6.0968 | 6.0968 | -0.1309% | 8
AP-149G | Urban | 11 | Henley South 11kV | 3.0607 |  |  | 11.4315 | 9.1452 | 3.0607 |  |  | 11.4315 | 9.1452 | 0% | 8
AP-149H | Urban | 11 | Henley South 11kV | 8.6004 | 3.5165 | 3.3443 | 9.1452 | 9.1452 | 8.4741 | 3.2961 | 3.1236 | 9.1452 | 9.1452 | -0.1309% | 8
HH-428A | Urban | 11 | Hillcrest 11kV | 22.0524 | 8.3831 | 7.9888 | 11.3363 | 9.1452 | 11.3134 | 4.001 | 3.7205 | 11.3363 | 9.1452 | 0.5232% | 8
HH-428B | Urban | 11 | Hillcrest 11kV | 11.4306 | 5.6015 | 5.3379 | 11.6221 | 9.1452 | 10.2453 | 5.3538 | 4.9784 | 11.6221 | 9.1452 | 0.5232% | 8
HH-428C | Urban | 11 | Hillcrest 11kV | 5.7426 | 5.1823 | 4.9385 | 11.6221 | 9.1452 | 7.0056 | 6.3064 | 5.8642 | 11.6221 | 9.1452 | 0.5232% | 8
HH-428D | Urban | 11 | Hillcrest 11kV | 11.3836 | 9.2976 | 8.8603 | 12.0031 | 9.1452 | 9.6009 | 9.7168 | 9.0354 | 12.0031 | 9.1452 | 0.5232% | 8
HH-428E | Urban | 11 | Hillcrest 11kV | 7.6572 | 3.0675 | 2.9232 | 11.6221 | 9.1452 | 8.3726 | 3.4295 | 3.189 | 11.6221 | 9.1452 | 0.5232% | 8
HH-428F | Urban | 11 | Hillcrest 11kV | 10.6133 | 6.5541 | 6.2458 | 11.6221 | 9.1452 | 8.3386 | 5.3347 | 4.9606 | 11.6221 | 9.1452 | 0.5232% | 8
HH-130A | Urban | 11 | Holden Hill 11kV | 13.3538 | 6.4207 | 6.1399 | 9.8121 | 9.1452 | 11.6208 | 5.4109 | 4.9998 | 9.8121 | 9.1452 | 0.5614% | 8
HH-130B | Urban | 11 | Holden Hill 11kV | 16.6435 | 6.8018 | 6.5043 | 10.7647 | 9.1452 | 16.6152 | 7.2019 | 6.6547 | 10.7647 | 9.1452 | 0.5614% | 8
HH-130C | Urban | 11 | Holden Hill 11kV | 9.7534 | 5.2395 | 5.0103 | 9.431 | 9.1452 | 9.7858 | 5.087 | 4.7005 | 9.431 | 9.1452 | 0.5614% | 8
HH-130D | Urban | 11 | Holden Hill 11kV | 11.9623 | 6.897 | 6.5954 | 10.4789 | 9.1452 | 11.871 | 7.3162 | 6.7603 | 10.4789 | 9.1452 | 0.5614% | 8
HH-130E | Urban | 11 | Holden Hill 11kV | 7.5645 | 2.4387 | 2.3321 | 11.241 | 9.1452 | 7.4978 | 2.896 | 2.676 | 11.241 | 9.1452 | 0.5614% | 8
HH-130F | Urban | 11 | Holden Hill 11kV | 15.5031 | 7.3352 | 7.0144 | 8.7642 | 8.7642 | 15.5131 | 7.5067 | 6.9363 | 8.7642 | 8.7642 | 0.5614% | 8
HH-130G | Urban | 11 | Holden Hill 11kV | 4.4753 | 5.5443 | 5.3018 | 10.86 | 9.1452 | 4.471 | 6.0968 | 5.6336 | 10.86 | 9.1452 | 0.5614% | 8
HH-522A | Urban | 11 | Hope Valley 11kV | 14.1038 | 4.3059 | 4.1083 | 9.1452 | 9.1452 | 14.1003 | 4.8775 | 4.5416 | 9.1452 | 9.1452 | 0% | 8
HH-522B | Urban | 11 | Hope Valley 11kV | 27.8103 | 8.7261 | 8.3258 | 9.1452 | 9.1452 | 27.6117 | 8.5737 | 7.9833 | 9.1452 | 9.1452 | 0% | 8
HH-522C | Urban | 11 | Hope Valley 11kV | 18.4952 | 8.4593 | 8.0713 | 9.1452 | 9.1452 | 20.1429 | 8.8404 | 8.2317 | 9.1452 | 9.1452 | 0% | 8
HH-177A | Urban | 11 | Ingle Farm 11kV | 11.3027 | 8.9547 | 8.536 | 9.7168 | 9.1452 | 11.8738 | 8.0402 | 7.4465 | 9.7168 | 9.1452 | 0.4988% | 8
HH-177B | Urban | 11 | Ingle Farm 11kV | 18.6423 | 7.602 | 7.2465 | 9.7168 | 9.1452 | 20.2842 | 8.707 | 8.0641 | 9.7168 | 9.1452 | 0.4988% | 8
HH-177C | Urban | 11 | Ingle Farm 11kV | 20.2924 | 6.9732 | 6.6472 | 5.5252 | 9.1452 | 19.8301 | 7.3924 | 6.8465 | 5.5252 | 9.1452 | 0.4988% | 8
HH-177D | Urban | 11 | Ingle Farm 11kV | 13.7045 | 8.7642 | 8.3544 | 10.2884 | 9.1452 | 13.3791 | 8.8213 | 8.17 | 10.2884 | 9.1452 | 0.4988% | 8
HH-177E | Urban | 11 | Ingle Farm 11kV | 16.375 | 6.6493 | 6.3384 | 10.4789 | 9.1452 | 16.3851 | 6.7827 | 6.2819 | 10.4789 | 9.1452 | 0.4988% | 8
HH-177F | Urban | 11 | Ingle Farm 11kV | 24.5963 | 4.3249 | 4.1227 | 11.4315 | 9.1452 | 24.6354 | 5.5824 | 5.1702 | 11.4315 | 9.1452 | 0.4988% | 8
HH-118A | Urban | 11 | Kent Town 11kV | 7.6813 | 8.5737 | 7.8653 | 10.6694 | 9.1452 | 7.3191 | 8.0021 | 7.3433 | 10.6694 | 9.1452 | 0.527% | 8
HH-118B | Urban | 11 | Kent Town 11kV | 8.1057 | 8.1164 | 7.4458 | 9.1452 | 9.1452 | 8.1556 | 8.2307 | 7.5531 | 9.1452 | 9.1452 | 0.527% | 8
HH-118C | Urban | 11 | Kent Town 11kV | 6.6601 | 7.1257 | 6.5369 | 10.4789 | 9.1452 | 6.6628 | 7.1447 | 6.5565 | 10.4789 | 9.1452 | 0.527% | 8
HH-118D | Urban | 11 | Kent Town 11kV | 8.327 | 6.6684 | 6.1174 | 10.6694 | 9.1452 | 10.0549 | 8.5737 | 7.8678 | 10.6694 | 9.1452 | 0.527% | 8
HH-118E | Urban | 11 | Kent Town 11kV | 6.8824 | 7.6972 | 7.0613 | 10.6694 | 9.1452 | 8.6624 | 8.5737 | 7.8678 | 10.6694 | 9.1452 | 0.527% | 8
ME-200A | Urban | 11 | Keswick 11kV | 7.3892 | 8.7261 | 8.4081 | 12.1936 | 9.1452 | 4.8234 | 7.6401 | 7.5514 | 12.1936 | 9.1452 | -1.134% | 8
ME-200B | Urban | 11 | Keswick 11kV | 4.452 | 2.2101 | 2.1296 | 11.8126 | 9.1452 | 4.4395 | 1.9434 | 1.9208 | 11.8126 | 9.1452 | -1.134% | 8
ME-200C | Urban | 11 | Keswick 11kV | 4.627 | 6.878 | 6.6274 | 11.4315 | 9.1452 | 2.9892 | 2.7626 | 2.7306 | 11.4315 | 9.1452 | -1.134% | 8
ME-200D | Urban | 11 | Keswick 11kV | 6.3577 | 7.3924 | 7.1231 | 11.4315 | 9.1452 | 3.8005 | 4.9918 | 4.9338 | 11.4315 | 9.1452 | -1.134% | 8
ME-200E | Urban | 11 | Keswick 11kV | 9.1042 | 6.2873 | 6.0583 | 12.1936 | 9.1452 | 9.3981 | 7.964 | 7.8715 | 12.1936 | 9.1452 | -1.134% | 8
ME-200F | Urban | 11 | Keswick 11kV | 5.4112 | 3.3151 | 3.1944 | 11.8126 | 9.1452 | 11.8065 | 8.1164 | 8.0222 | 11.8126 | 9.1452 | -1.134% | 8
ME-200G | Urban | 11 | Keswick 11kV | 8.8098 | 6.7827 | 6.5356 | 12.1936 | 9.1452 | 8.8223 | 7.6782 | 7.5891 | 12.1936 | 9.1452 | -1.134% | 8
ME-200H | Urban | 11 | Keswick 11kV | 0.829 |  |  | 11.4315 | 9.1452 | 0.81999 |  |  | 11.4315 | 9.1452 | 0% | 8
AP-373A | Urban | 11 | Kilburn 11kV | 5.686 | 6.2521 | 5.4131 | 10.9552 | 9.1452 | 11.8555 | 9.1262 | 7.852 | 10.9552 | 9.1452 | -2.058% | 8
AP-373B | Urban | 11 | Kilburn 11kV | 9.4279 | 6.9218 | 5.9929 | 8.3831 | 8.3831 | 9.1026 | 7.7734 | 6.6881 | 8.3831 | 8.3831 | -2.058% | 8
AP-373C | Urban | 11 | Kilburn 11kV | 6.0489 | 6.4642 | 5.5967 | 8.3831 | 8.3831 | 6.0498 | 7.5639 | 6.5078 | 8.3831 | 8.3831 | -2.058% | 8
AP-373D | Urban | 11 | Kilburn 11kV | 10.893 | 5.2234 | 4.5225 | 7.0494 | 7.0494 | 12.9266 | 6.4779 | 5.5734 | 7.0494 | 7.0494 | -2.058% | 8
AP-373E | Urban | 11 | Kilburn 11kV | 14.1814 | 5.0238 | 4.3496 | 6.4779 | 6.4779 | 12.1168 | 4.4583 | 3.8358 | 6.4779 | 6.4779 | -2.058% | 8
AP-373F | Urban | 11 | Kilburn 11kV | 9.0086 | 5.8611 | 5.0746 | 8.7642 | 8.7642 | 7.6628 | 6.8208 | 5.8685 | 8.7642 | 8.7642 | -2.058% | 8
AP-373G | Urban | 11 | Kilburn 11kV | 3.41 | 6.3712 | 5.5162 | 8.9547 | 8.9547 | 3.4206 | 7.7544 | 6.6717 | 8.9547 | 8.9547 | -2.058% | 8
AP-373H | Urban | 11 | Kilburn 11kV | 2.9309 | 3.498 | 3.0286 | 8.7642 | 8.7642 | 2.9349 | 4.1916 | 3.6063 | 8.7642 | 8.7642 | -2.058% | 8
AP-373J | Urban | 11 | Kilburn 11kV | 1.8312 |  |  | 9.3358 | 9.1452 | 1.8179 |  |  | 9.3358 | 9.1452 | 0% | 8
AP-373K | Urban | 11 | Kilburn 11kV | 8.5457 | 7.1742 | 6.2115 | 9.1452 | 9.1452 | 7.4782 | 6.6874 | 5.7538 | 9.1452 | 9.1452 | -2.058% | 8
AP-373L | Urban | 11 | Kilburn 11kV | 1.3895 |  |  | 6.1921 | 6.1921 | 1.3834 |  |  | 6.1921 | 6.1921 | 0% | 8
AP-373M | Urban | 11 | Kilburn 11kV | 1.3927 |  |  | 6.7637 | 6.7637 | 1.385 |  |  | 6.7637 | 6.7637 | 0% | 8
AP-373N | Urban | 11 | Kilburn 11kV | 4.9745 | 2.6493 | 2.2937 | 9.1452 | 9.1452 | 4.4607 | 2.3244 | 1.9999 | 9.1452 | 9.1452 | -2.058% | 8
HH-429A | Urban | 11 | Kilburn South 11kV | 3.7708 | 1.9053 | 1.8943 | 14.4799 | 9.1452 | 3.7712 | 2.3625 | 2.1669 | 14.4799 | 9.1452 | 1.308% | 8
HH-429B | Urban | 11 | Kilburn South 11kV | 6.864 | 3.6581 | 3.6371 | 7.1447 | 7.1447 | 7.1395 | 4.1154 | 3.7746 | 7.1447 | 7.1447 | 1.308% | 8
HH-429C | Urban | 11 | Kilburn South 11kV | 10.4025 | 7.0113 | 6.9711 | 11.6221 | 9.1452 | 10.4147 | 7.2019 | 6.6055 | 11.6221 | 9.1452 | 1.308% | 8
AP-372A | Urban | 11 | Kilkenny 11kV | 4.472 | 1.6947 | 1.6415 | 7.621 | 9.1452 | 4.4635 | 2.9341 | 2.7255 | 7.621 | 9.1452 | -5.277% | 8
AP-372B | Urban | 11 | Kilkenny 11kV | 7.937 | 4.344 | 4.2075 | 5.9063 | 9.1452 | 5.4706 | 3.8486 | 3.575 | 5.9063 | 9.1452 | -5.277% | 8
AP-372C | Urban | 11 | Kilkenny 11kV | 3.6374 | 1.5433 | 1.4948 | 7.621 | 9.1452 | 3.7243 | 1.7528 | 1.6282 | 7.621 | 9.1452 | -5.277% | 8
AP-372D | Urban | 11 | Kilkenny 11kV | 9.5623 | 4.4955 | 4.3542 | 7.621 | 9.1452 | 9.5682 | 4.8775 | 4.5307 | 7.621 | 9.1452 | -5.277% | 8
SM-350A | Urban | 11 | Kingswood 11kV | 7.4595 | 6.6303 | 6.2266 | 11.4315 | 9.1452 | 10.141 | 9.6978 | 8.9261 | 11.4315 | 9.1452 | -0.3716% | 8
SM-350B | Urban | 11 | Kingswood 11kV | 8.8109 | 6.2492 | 5.8687 | 11.4315 | 9.1452 | 8.9876 | 8.5355 | 7.8564 | 11.4315 | 9.1452 | -0.3716% | 8
SM-350C | Urban | 11 | Kingswood 11kV | 4.9324 | 4.0391 | 3.7932 | 7.8115 | 7.8115 | 15.9099 | 7.1447 | 6.5762 | 7.8115 | 7.8115 | -0.3716% | 8
SM-350D | Urban | 11 | Kingswood 11kV | 6.9912 | 5.6777 | 5.332 | 11.4315 | 9.1452 | 8.0255 | 8.1164 | 7.4706 | 11.4315 | 9.1452 | -0.3716% | 8
SM-350E | Urban | 11 | Kingswood 11kV | 9.85 | 7.6591 | 7.1928 | 11.4315 | 9.1452 | 10.6137 | 9.2976 | 8.5579 | 11.4315 | 9.1452 | -0.3716% | 8
SM-350F | Urban | 11 | Kingswood 11kV | 9.071 | 6.6684 | 6.2624 | 11.4315 | 9.1452 | 10.5365 | 8.4784 | 7.8038 | 11.4315 | 9.1452 | -0.3716% | 8
SM-350G | Urban | 11 | Kingswood 11kV | 8.6154 | 4.5726 | 4.2942 | 11.4315 | 9.1452 | 14.1028 | 8.8023 | 8.1019 | 11.4315 | 9.1452 | -0.3716% | 8
SM-350H | Urban | 11 | Kingswood 11kV | 15.0257 | 8.7832 | 8.2484 | 9.1452 | 9.1452 | 0.43373 | 11.5235 | 10.6067 | 9.1452 | 9.1452 | -0.3716% | 8
AP-529A | Urban | 7.6 | Largs North 7.6kV | 5.4775 | 2.8282 | 2.6831 | 7.8982 | 6.3185 | 4.7147 | 3.1724 | 2.9461 | 7.8982 | 6.3185 | -0.9377% | 8
AP-529B | Urban | 7.6 | Largs North 7.6kV | 6.9368 | 1.7995 | 1.7071 | 7.8982 | 6.3185 | 5.7104 | 1.6849 | 1.5648 | 7.8982 | 6.3185 | -0.9377% | 8
AP-529C | Urban | 7.6 | Largs North 7.6kV | 3.5118 | 1.7791 | 1.6878 | 7.8982 | 6.3185 | 7.6611 | 5.9894 | 5.5622 | 7.8982 | 6.3185 | -0.9377% | 8
AP-529D | Urban | 7.6 | Largs North 7.6kV | 11.4054 | 4.0419 | 3.8345 | 7.8982 | 6.3185 | 11.6441 | 4.0149 | 3.7285 | 7.8982 | 6.3185 | -0.9377% | 8
AP-529E | Urban | 7.6 | Largs North 7.6kV | 7.7731 | 5.5972 | 5.3099 | 6.3185 | 6.3185 | [5 empty] | -0.9377% | 8
AP-510A | Urban | 11 | Lefevre 11kV | 3.4205 | 2.9028 | 2.8372 | 11.4315 | 9.1452 | 3.6201 | 1.5242 | 1.462 | 11.4315 | 9.1452 | -1.159% | 8
AP-510B | Urban | 7.6 | Lefevre 11kV | 0.73792 |  |  | 7.8982 | 6.3185 | 0.83177 |  |  | 7.8982 | 6.3185 | 0% | 8
AP-510C | Urban | 7.6 | Lefevre 11kV | 0.09452 |  |  | 7.8982 | 6.3185 | 0.76257 |  |  | 7.8982 | 6.3185 | 0% | 8
AP-510D | Urban | 11 | Lefevre 11kV | 3.9156 | 1.1317 | 1.1061 | 11.4315 | 9.1452 | 3.7098 | 1.5242 | 1.462 | 11.4315 | 9.1452 | -1.159% | 8
AP-510E | Urban | 11 | Lefevre 11kV | 3.5815 | 2.486 | 2.4298 | 9.1452 | 9.1452 | 3.6239 | 1.4099 | 1.3524 | 9.1452 | 9.1452 | -1.159% | 8
AP-510F | Urban | 11 | Lefevre 11kV | 1.4114 | 0.46907 | 0.45847 | 9.1452 | 9.1452 | 1.4114 | 0.35957 | 0.34491 | 9.1452 | 9.1452 | -1.159% | 8
AP-510G | Urban | 11 | Lefevre 11kV | 0.67742 | 1.5623 | 1.527 | 9.1452 | 9.1452 | [5 empty] | 0% | 8
AP-510H | Urban | 11 | Lefevre 11kV | 0.13298 | 2.6674 | 2.607 | 9.1452 | 9.1452 | 0 | 2.0447 | 1.9613 | 0 | 0 | 0% | 8
AP-510J | Urban | 11 | Lefevre 11kV | 1.9002 | 2.1339 | 2.0856 | 9.1452 | 9.1452 | [5 empty] | 0% | 8
AP-510K | Urban | 11 | Lefevre 11kV | 1.8877 | 1.3718 | 1.3408 | 9.1452 | 9.1452 | [5 empty] | 0% | 8
AP-510L | Urban | 11 | Lefevre 11kV | 3.345 | 0 | 0 | 9.1452 | 9.1452 | [5 empty] | -1.159% | 8
AP-510M | Urban | 11 | Lefevre 11kV | 1.7782 | 0 | 0 | 9.1452 | 9.1452 | [5 empty] | -1.159% | 8
HH-386A | Urban | 11 | Linden Park 11kV | 19.9215 | 6.4779 | 6.0727 | 11.1457 | 9.1452 | 19.8711 | 5.9444 | 5.4369 | 11.1457 | 9.1452 | -1.324% | 8
HH-386B | Urban | 11 | Linden Park 11kV | 9.6588 | 6.8399 | 6.4121 | 7.621 | 7.621 | 9.4788 | 6.0968 | 5.5764 | 7.621 | 7.621 | -1.324% | 8
HH-386C | Urban | 11 | Linden Park 11kV | 7.199 | 5.1442 | 4.8225 | 8.7642 | 8.7642 | 7.2426 | 4.8775 | 4.4611 | 8.7642 | 8.7642 | -1.324% | 8
HH-386D | Urban | 11 | Linden Park 11kV | 10.9403 | 7.0685 | 6.6264 | 9.2405 | 9.1452 | 10.7617 | 7.1447 | 6.5348 | 9.2405 | 9.1452 | -1.324% | 8
HH-386E | Urban | 11 | Linden Park 11kV | 6.9911 | 5.7158 | 5.3583 | 7.24 | 7.24 | 5.5107 | 4.1344 | 3.7815 | 7.24 | 7.24 | -1.324% | 8
HH-386F | Urban | 11 | Linden Park 11kV | 8.4358 | 6.5731 | 6.162 | 11.1457 | 9.1452 | 6.4291 | 5.9825 | 5.4718 | 11.1457 | 9.1452 | -1.324% | 8
HH-386G | Urban | 11 | Linden Park 11kV | 9.6577 | 7.2209 | 6.7693 | 10.0026 | 9.1452 | 7.4775 | 6.2683 | 5.7332 | 10.0026 | 9.1452 | -1.324% | 8
SM-179A | Urban | 11 | Lower Mitcham 11kV | 8.3886 | 6.154 | 5.9259 | 5.9063 | 9.1452 | 5.2977 | 3.639 | 3.3979 | 5.9063 | 5.9063 | -1.541% | 8
SM-179B | Urban | 11 | Lower Mitcham 11kV | 7.3405 | 4.1344 | 3.9812 | 5.9063 | 5.9063 | 7.361 | 4.3821 | 4.0918 | 5.9063 | 5.9063 | -1.541% | 8
SM-179C | Urban | 11 | Lower Mitcham 11kV | 5.6444 | 4.6869 | 4.5133 | 5.9063 | 9.1452 | 8.1834 | 5.2013 | 4.8567 | 5.9063 | 5.9063 | -1.541% | 8
SM-179D | Urban | 11 | Lower Mitcham 11kV | 9.1278 | 6.154 | 5.9259 | 9.1452 | 9.1452 | 9.1298 | 5.5252 | 5.1592 | 9.1452 | 9.1452 | -1.541% | 8
NL-115A | Urban | 11 | Morphett Vale East 11kV | 18.0294 | 4.8584 | 4.6474 | 11.4315 | 9.1452 | 18.6476 | 7.1066 | 6.7233 | 11.4315 | 9.1452 | -2.193% | 8
NL-115B | Urban | 11 | Morphett Vale East 11kV | 33.0479 | 4.6107 | 4.4105 | 11.4315 | 9.1452 | 46.2478 | 8.4784 | 8.021 | 11.4315 | 9.1452 | -2.193% | 8
NL-115C | Urban | 11 | Morphett Vale East 11kV | 17.1902 | 6.3445 | 6.069 | 11.4315 | 9.1452 | 17.1477 | 7.2971 | 6.9035 | 11.4315 | 9.1452 | -2.193% | 8
NL-115D | Urban | 11 | Morphett Vale East 11kV | 24.9807 | 5.4596 | 5.2225 | 11.4315 | 9.1452 | 21.0172 | 5.5824 | 5.2813 | 11.4315 | 9.1452 | -2.193% | 8
NL-115E | Urban | 11 | Morphett Vale East 11kV | 40.1048 | 7.7925 | 7.4541 | 11.4315 | 9.1452 | 41.8419 | 8.3069 | 7.8588 | 11.4315 | 9.1452 | -2.193% | 8
NL-115F | Urban | 11 | Morphett Vale East 11kV | 19.7014 | 5.7348 | 5.4858 | 11.4315 | 9.1452 | 24.8707 | 8.8213 | 8.3455 | 11.4315 | 9.1452 | -2.193% | 8
MV-13 | Short rural | 11 | McLaren Flat 11kV | 61.733 | 3.2961 | 3.0154 | 9.1452 | 7.621 | 73.0452 | 4.5155 | 4.1079 | 9.1452 | 7.621 | -1.034% | 9
MV-14 | Short rural | 11 | McLaren Flat 11kV | 69.0681 | 2.8388 | 2.5971 | 9.1452 | 7.621 | 53.2907 | 2.7245 | 2.4786 | 9.1452 | 7.621 | -1.034% | 9
MV-15 | Short rural | 11 | McLaren Flat 11kV | 40.4543 | 5.2013 | 4.7585 | 9.1452 | 7.621 | [5 empty] | -1.034% | 9
SM-410A | Urban | 11 | Morphettville 11kV | 8.5083 | 5.9825 | 5.8401 | 8.7642 | 8.7642 | 8.9174 | 6.3445 | 6.1141 | 8.7642 | 8.7642 | -0.2582% | 8
SM-410B | Urban | 11 | Morphettville 11kV | 8.8729 | 7.621 | 7.4396 | 11.4315 | 9.1452 | 8.1809 | 8.2688 | 7.9685 | 11.4315 | 9.1452 | -0.2582% | 8
SM-410C | Urban | 11 | Morphettville 11kV | 9.4361 | 7.8687 | 7.6814 | 9.6978 | 9.1452 | 8.5771 | 7.0113 | 6.7567 | 9.6978 | 9.1452 | -0.2582% | 8
SM-410D | Urban | 11 | Morphettville 11kV | 5.7879 | 5.1061 | 4.9845 | 6.4779 | 9.1452 | 7.9887 | 4.5536 | 4.3882 | 6.4779 | 6.4779 | -0.2582% | 8
ME-347A | Urban | 11 | New Richmond 11kV | 7.6924 | 5.8206 | 5.4288 | 11.4315 | 9.1452 | 6.4333 | 5.3538 | 4.8392 | 11.4315 | 9.1452 | -0.4869% | 8
ME-347B | Urban | 11 | New Richmond 11kV | 7.0651 | 3.4609 | 3.228 | 6.2873 | 6.2873 | 6.9223 | 3.6962 | 3.3409 | 6.2873 | 6.2873 | -0.4869% | 8
ME-347C | Urban | 11 | New Richmond 11kV | 10.8326 | 7.4877 | 6.9837 | 11.4315 | 9.1452 | 11.3983 | 8.4403 | 7.6291 | 11.4315 | 9.1452 | -0.4869% | 8
ME-347D | Urban | 11 | New Richmond 11kV | 3.4417 | 1.9205 | 1.7912 | 11.4315 | 9.1452 | 3.2963 | 2.1529 | 1.946 | 11.4315 | 9.1452 | -0.4869% | 8
ME-347E | Urban | 11 | New Richmond 11kV | 3.0153 | 3.2751 | 3.0547 | 11.4315 | 9.1452 | 3.0191 | 3.8486 | 3.4787 | 11.4315 | 9.1452 | -0.4869% | 8
ME-347F | Urban | 11 | New Richmond 11kV | 7.5595 | 5.7758 | 5.3871 | 11.4315 | 9.1452 | 8.2986 | 7.9449 | 7.1813 | 11.4315 | 9.1452 | -0.4869% | 8
ME-347G | Urban | 11 | New Richmond 11kV | 8.1651 | 7.1742 | 6.6914 | 11.4315 | 9.1452 | 9.0508 | 7.9068 | 7.1469 | 11.4315 | 9.1452 | -0.4869% | 8
ME-347H | Urban | 11 | New Richmond 11kV | 3.1291 |  |  | 9.1452 | 9.1452 | 3.1312 |  |  | 9.1452 | 9.1452 | 0% | 8
NL-511A | Urban | 11 | Noarlunga Centre 11kV | 10.7867 | 4.9346 | 4.5547 | 11.4315 | 9.1452 | 10.7288 | 5.087 | 4.7165 | 11.4315 | 9.1452 | -1.71% | 8
NL-511B | Urban | 11 | Noarlunga Centre 11kV | 15.9065 | 3.639 | 3.3588 | 11.4315 | 9.1452 | 17.9566 | 5.3919 | 4.9991 | 11.4315 | 9.1452 | -1.71% | 8
NL-511C | Urban | 11 | Noarlunga Centre 11kV | 10.4538 | 5.0299 | 4.6426 | 11.4315 | 9.1452 | 23.9751 | 8.9166 | 8.2671 | 11.4315 | 9.1452 | -1.71% | 8
NL-511D | Urban | 11 | Noarlunga Centre 11kV | 3.7671 | 2.0386 | 1.8817 | 11.4315 | 5.087 | 3.5548 | 1.6576 | 1.5368 | 11.4315 | 5.087 | -1.71% | 8
NL-511E | Urban | 11 | Noarlunga Centre 11kV | 1.0619 |  |  | 9.1452 | 9.1452 | 1.0038 |  |  | 9.1452 | 9.1452 | 0% | 8
CBD-103A | Urban | 11 | North Adelaide 11kV | 5.4327 | 2.9722 | 2.7168 | 7.8115 | 7.8115 | 7.2771 | 7.2609 | 6.379 | 7.8115 | 7.8115 | -0.3239% | 8
CBD-103B | Urban | 11 | North Adelaide 11kV | 3.3892 | 4.2868 | 3.9185 | 4.7631 | 4.7631 | 5.8099 | 4.9537 | 4.352 | 4.7631 | 4.7631 | -0.3239% | 8
CBD-103C | Urban | 11 | North Adelaide 11kV | 9.8996 | 7.5829 | 6.9314 | 9.1452 | 9.1452 | 7.3138 | 7.7306 | 6.7916 | 9.3358 | 9.1452 | -0.3239% | 8
CBD-103D | Urban | 11 | North Adelaide 11kV | 1.6703 | 2.896 | 2.6472 | 6.1921 | 6.1921 | 1.7199 | 3.9858 | 3.5017 | 6.0968 | 6.0968 | -0.3239% | 8
CBD-103E | Urban | 11 | North Adelaide 11kV | 5.7267 | 3.8867 | 3.5528 | 9.1452 | 9.1452 | [5 empty] | -0.3239% | 8
CBD-103F | Urban | 11 | North Adelaide 11kV | 3.986 | 3.1627 | 2.891 | 9.1452 | 9.1452 | [5 empty] | -0.3239% | 8
CBD-103G | Urban | 11 | North Adelaide 11kV | 2.5561 | 2.8579 | 2.6123 | 5.9063 | 5.9063 | [5 empty] | -0.3239% | 8
ME-116A | Urban | 11 | North Unley 11kV | 5.025 | 4.001 | 3.6853 | 9.5263 | 9.1452 | 5.0034 | 4.8775 | 4.4269 | 9.5263 | 9.1452 | -2.025% | 8
ME-116B | Urban | 11 | North Unley 11kV | 6.9476 | 6.5922 | 6.0719 | 10.4789 | 9.1452 | 6.623 | 7.4114 | 6.7267 | 10.4789 | 9.1452 | -2.025% | 8
ME-116C | Urban | 11 | North Unley 11kV | 6.028 | 5.7539 | 5.2998 | 10.0979 | 9.1452 | 6.0042 | 5.9444 | 5.3952 | 10.0979 | 9.1452 | -2.025% | 8
ME-116D | Urban | 11 | North Unley 11kV | 5.1559 | 3.982 | 3.6677 | 10.0979 | 9.1452 | 6.8275 | 5.7539 | 5.2223 | 10.0979 | 9.1452 | -2.025% | 8
HH-403A | Urban | 11 | Northfield 11kV | 13.7211 | 6.9732 | 6.5112 | 11.4315 | 9.1452 | 8.3485 | 4.2868 | 3.9596 | 11.4315 | 9.1452 | -0.8013% | 8
HH-403B | Urban | 11 | Northfield 11kV | 19.3495 | 8.3069 | 7.7565 | 11.241 | 9.1452 | 19.0825 | 8.5737 | 7.9191 | 11.241 | 9.1452 | -0.8013% | 8
HH-403C | Urban | 11 | Northfield 11kV | 4.7672 | 2.534 | 2.3661 | 11.7173 | 9.1452 | 4.7658 | 2.4768 | 2.2877 | 11.7173 | 9.1452 | -0.8013% | 8
HH-403D | Urban | 11 | Northfield 11kV | 8.8649 | 4.4392 | 4.1451 | 11.7173 | 9.1452 | 8.1097 | 4.2868 | 3.9596 | 11.7173 | 9.1452 | -0.8013% | 8
HH-341A | Urban | 11 | Norwood 11kV | 8.8835 | 5.1632 | 5.1156 | 7.8115 | 7.8115 | 9.1971 | 5.5824 | 5.4677 | 7.8115 | 7.8115 | -0.1554% | 8
HH-341B | Urban | 11 | Norwood 11kV | 6.6053 | 6.535 | 6.4747 | 9.1452 | 9.1452 | 9.4407 | 9.1452 | 8.9573 | 9.1452 | 9.1452 | -0.1554% | 8
HH-341C | Urban | 11 | Norwood 11kV | 12.0168 | 8.7261 | 8.6455 | 9.1452 | 9.1452 | 11.84 | 9.1071 | 8.9199 | 9.1452 | 9.1452 | -0.1554% | 8
HH-341D | Urban | 11 | Norwood 11kV | 9.2944 | 7.1638 | 7.0976 | 7.7163 | 9.1452 | 9.1891 | 6.8399 | 6.6993 | 7.7163 | 7.7163 | -0.1554% | 8
HH-341E | Urban | 11 | Norwood 11kV | 8.4138 | 6.6493 | 6.5879 | 6.0968 | 9.1452 | 10.9896 | 7.8687 | 7.707 | 6.0968 | 9.1452 | -0.1554% | 8
HH-341F | Urban | 11 | Norwood 11kV | 5.6244 | 4.8775 | 4.8324 | 10.6694 | 9.1452 | 5.8287 | 5.5252 | 5.4117 | 10.6694 | 9.1452 | -0.1554% | 8
HH-341G | Urban | 11 | Norwood 11kV | 10.3166 | 8.2498 | 8.1736 | 10.4789 | 9.1452 | 13.3252 | 8.8594 | 8.6773 | 10.4789 | 9.1452 | -0.1554% | 8
HH-341H | Urban | 11 | Norwood 11kV | 8.6214 | 6.5731 | 6.5124 | 7.4305 | 7.4305 | 8.5449 | 6.9351 | 6.7926 | 7.4305 | 7.4305 | -0.1554% | 8
HH-341J | Urban | 11 | Norwood 11kV | 7.2418 | 4.2106 | 4.1717 | 3.1437 | 5.0489 | 7.2204 | 4.5536 | 4.46 | 3.1437 | 5.0489 | -0.1554% | 8
HH-341K | Urban | 11 | Norwood 11kV | 11.501 | 6.5922 | 6.5313 | 9.1452 | 9.1452 | [5 empty] | -0.1554% | 8
SM-216A | Urban | 11 | Oaklands 11kV | 11.6463 | 7.5639 | 7.3872 | 5.6205 | 9.1452 | 11.219 | 7.1066 | 6.8703 | 5.6205 | 9.1452 | -1.136% | 8
SM-216B | Urban | 11 | Oaklands 11kV | 13.5809 | 7.7544 | 7.5733 | 5.0489 | 9.1452 | 12.0613 | 6.6493 | 6.4282 | 5.0489 | 9.1452 | -1.136% | 8
SM-216C | Urban | 11 | Oaklands 11kV | 16.0758 | 7.8878 | 7.7035 | 9.1452 | 9.1452 | 13.7514 | 7.983 | 7.7176 | 9.1452 | 9.1452 | -1.136% | 8
SM-216D | Urban | 11 | Oaklands 11kV | 3.3774 | 6.7827 | 6.6243 | 10.0979 | 9.1452 | 3.2765 | 7.1066 | 6.8703 | 10.0979 | 9.1452 | 0% | 8
SM-216E | Urban | 11 | Oaklands 11kV | 10.1149 | 7.1828 | 7.015 | 12.1936 | 9.1452 | 9.3324 | 6.3064 | 6.0967 | 12.1936 | 9.1452 | -1.136% | 8
SM-216F | Urban | 11 | Oaklands 11kV | 1.7838 | 6.1159 | 5.973 | 10.0979 | 9.1452 | 1.7831 | 6.4969 | 6.2809 | 10.0979 | 9.1452 | 0% | 8
SM-216G | Urban | 11 | Oaklands 11kV | 7.6631 | 4.7441 | 4.6333 | 5.3347 | 5.3347 | 8.3014 | 5.1442 | 4.9731 | 5.3347 | 5.3347 | -1.136% | 8
SM-411A | Urban | 11 | Panorama 11kV | 4.2544 | 4.1344 | 3.9829 | 11.4315 | 9.1452 | 4.5043 | 4.3821 | 4.3439 | 7.621 | 6.8589 | -0.6428% | 8
SM-411B | Urban | 11 | Panorama 11kV | 4.9183 | 4.001 | 3.8544 | 11.4315 | 9.1452 | 1.8698 | 0.68589 | 0.67991 | 5.7158 | 5.7158 | -0.6428% | 8
SM-411C | Urban | 11 | Panorama 11kV | 17.888 | 4.9537 | 4.7721 | 11.4315 | 9.1452 | 17.3777 | 4.8203 | 4.7783 | 6.2873 | 6.2873 | -0.6428% | 8
SM-411D | Urban | 11 | Panorama 11kV | 13.6429 | 5.3728 | 5.1759 | 11.4315 | 9.1452 | 13.5336 | 5.4871 | 5.4393 | 6.4779 | 6.4779 | -0.6428% | 8
SM-411E | Urban | 11 | Panorama 11kV | 11.852 | 5.2776 | 5.0841 | 11.4315 | 9.1452 | 11.5464 | 5.7539 | 5.7037 | 7.621 | 6.8589 | -0.6428% | 8
SM-411F | Urban | 11 | Panorama 11kV | 6.7795 | 3.62 | 3.4873 | 11.4315 | 9.1452 | 6.8949 | 4.0582 | 4.0228 | 7.621 | 6.8589 | -0.6428% | 8
SA-31 | Urban | 11 | Parafield Gardens 11kV | 25.0302 | 5.7344 | 5.5658 | 9.6215 | 9.1452 | 30.6933 | 6.8704 | 6.3892 | 9.6215 | 9.1452 | 12.1% | 8
SA-32 | Urban | 11 | Parafield Gardens 11kV | 14.6252 | 3.8103 | 3.6983 | 9.1452 | 9.1452 | 17.2578 | 3.6962 | 3.4373 | 5.811 | 5.811 | 12.1% | 8
SA-33 | Urban | 11 | Parafield Gardens 11kV | 17.2919 | 5.6773 | 5.5103 | 10.9552 | 9.1452 | 23.7173 | 9.13 | 8.4905 | 10.9552 | 9.1452 | 12.1% | 8
SA-34 | Urban | 11 | Parafield Gardens 11kV | 12.8093 | 2.4006 | 2.33 | 9.1452 | 9.1452 | 14.7737 | 2.2472 | 2.0899 | 9.1452 | 5.43 | 12.1% | 8
SA-35 | Urban | 11 | Parafield Gardens 11kV | 10.5088 | 2.2291 | 2.1636 | 5.7158 | 5.7158 | 8.927 | 1.991 | 1.8515 | 5.7158 | 5.7158 | 12.1% | 8
SA-38 | Urban | 11 | Parafield Gardens 11kV | 2.7858 | 0 | 0 | 5.7158 | 5.43 | [5 empty] | 0% | 8
SA-40 | Short rural | 11 | Paralowie 11kV | 70.3891 | 3.6762 | 3.6652 | 11.4315 | 9.1452 | 69.6801 | 3.5057 | 3.2748 | 11.4315 | 9.1452 | 1.977% | 9
SA-41 | Urban | 11 | Paralowie 11kV | 18.8799 | 4.1154 | 4.103 | 11.4315 | 9.1452 | 43.051 | 10.6856 | 9.982 | 11.4315 | 9.1452 | 1.977% | 8
SA-42 | Urban | 11 | Paralowie 11kV | 43.6206 | 7.8495 | 7.826 | 11.4315 | 9.1452 | 26.2073 | 5.7729 | 5.3928 | 11.4315 | 9.1452 | 1.977% | 8
SA-43 | Urban | 11 | Paralowie 11kV | 3.2796 |  |  | 11.4315 | 9.1452 | 8.0604 |  |  | 11.4315 | 9.1452 | 0% | 8
EL-01 X | Urban | 11 | Penfield 11kV | 2.7271 | 1.2575 | 1.1901 | 11.7173 | 9.1452 | 2.7268 | 1.1045 | 1.0237 | 11.7173 | 9.1452 | 1.832% | 8
EL-01 Y | Urban | 11 | Penfield 11kV | 3.2828 | 2.0005 | 1.8933 | 3.7152 | 3.7152 | 2.7881 | 1.7332 | 1.6064 | 3.7152 | 3.7152 | 1.832% | 8
EL-01 Z | Urban | 11 | Penfield 11kV | 6.1896 | 1.9434 | 1.8392 | 3.8105 | 3.8105 | 5.6854 | 2.6293 | 2.4369 | 3.8105 | 3.8105 | 1.832% | 8
EL-02 | Urban | 11 | Penfield 11kV | 42.8441 | 9.5453 | 9.0336 | 5.43 | 9.1452 | 28.046 | 6.8589 | 6.357 | 5.43 | 9.1452 | 1.832% | 8
EL-03 | Urban | 11 | Penfield 11kV | 22.1236 | 8.0392 | 7.6082 | 6.5731 | 9.1452 | 28.1559 | 9.1833 | 8.5114 | 6.5731 | 9.1452 | 1.832% | 8
EL-04 | Urban | 11 | Penfield 11kV | 4.0952 | 6.2102 | 5.8772 | 9.1452 | 9.1452 | 3.4459 | 6.3632 | 5.8976 | 9.1452 | 9.1452 | 1.832% | 8
EL-22 | Short rural | 11 | Penfield 11kV | 3.4153 | 2.553 | 2.4162 | 7.8115 | 7.8115 | 3.383 | 2.3816 | 2.2073 | 7.8115 | 7.8115 | 1.832% | 9
EL-24 | Urban | 11 | Penfield 11kV | 1.6831 |  |  | 9.1452 | 9.1452 | 1.6861 |  |  | 9.1452 | 9.1452 | 0% | 8
ME-131A | Urban | 11 | Plympton 11kV | 8.7393 | 5.8301 | 5.8166 | 11.4315 | 9.1452 | 5.0585 | 4.1535 | 4.1088 | 11.4315 | 9.1452 | -2.43% | 8
ME-131B | Urban | 11 | Plympton 11kV | 5.0163 | 2.4959 | 2.4901 | 11.4315 | 9.1452 | 10.0842 | 6.3254 | 6.2575 | 11.4315 | 9.1452 | -2.43% | 8
ME-131C | Urban | 11 | Plympton 11kV | 10.9634 | 6.7446 | 6.729 | 11.4315 | 9.1452 | 10.9654 | 6.6112 | 6.5402 | 11.4315 | 9.1452 | -2.43% | 8
ME-131D | Urban | 11 | Plympton 11kV | 7.6798 | 4.8965 | 4.8852 | 6.2873 | 6.2873 | 5.0884 | 4.2678 | 4.2219 | 6.2873 | 6.2873 | -2.43% | 8
ME-131E | Urban | 11 | Plympton 11kV | 4.0784 | 4.706 | 4.6951 | 13.4321 | 9.1452 | 7.414 | 6.0968 | 6.0313 | 13.4321 | 9.1452 | -2.43% | 8
ME-131F | Urban | 11 | Plympton 11kV | 4.5385 |  |  | 9.1452 | 9.1452 | 4.5394 |  |  | 9.1452 | 9.1452 | 0% | 8
AP-132A | Urban | 11 | Port Adelaide North 11kV | 9.5232 | 3.498 | 3.0989 | 10.4789 | 7.621 | 9.2237 | 4.1535 | 3.6763 | 10.4789 | 7.621 | -0.13% | 8
AP-132B | Urban | 11 | Port Adelaide North 11kV | 17.3186 | 5.4471 | 4.8255 | 12.1936 | 7.621 | 17.3538 | 6.0587 | 5.3627 | 12.1936 | 7.621 | -0.13% | 8
AP-132C | Urban | 11 | Port Adelaide North 11kV | 15.1318 | 7.4724 | 6.6197 | 12.1936 | 9.1452 | 15.3659 | 9.2405 | 8.179 | 12.1936 | 9.1452 | -0.13% | 8
AP-132D | Urban | 11 | Port Adelaide North 11kV | 9.8833 | 4.2278 | 3.7453 | 14.4799 | 9.1452 | 15.5214 | 8.4974 | 7.5213 | 14.4799 | 9.1452 | -0.13% | 8
AP-132E | Urban | 11 | Port Adelaide North 11kV | 5.7097 | 1.4848 | 1.3153 | 12.5747 | 9.1452 | 5.7547 | 1.7528 | 1.5515 | 12.5747 | 9.1452 | -0.13% | 8
AP-132F | Urban | 11 | Port Adelaide North 11kV | 3.0559 |  |  | 12.5747 | 9.1452 | 3.0446 |  |  | 12.5747 | 9.1452 | 0% | 8
AP-344A | Urban | 7.6 | Port Adelaide 7.6kV | 2.9172 | 3.3683 | 3.0011 | 7.24 | 6.3185 | 2.9288 | 3.7385 | 3.1729 | 7.24 | 6.3185 | -1.882% | 8
AP-344B | Urban | 7.6 | Port Adelaide 7.6kV | 3.8455 | 3.5585 | 3.1706 | 7.6349 | 6.3185 | 3.9391 | 3.4094 | 2.8936 | 7.6349 | 6.3185 | -1.882% | 8
AP-344C | Urban | 7.6 | Port Adelaide 7.6kV | 1.9336 | 1.1519 | 1.0264 | 7.24 | 6.3185 | 1.9496 | 1.1847 | 1.0055 | 7.24 | 6.3185 | -1.882% | 8
AP-344D | Urban | 7.6 | Port Adelaide 7.6kV | 9.1396 | 3.7025 | 3.2989 | 7.5032 | 6.3185 | 8.8602 | 3.7911 | 3.2176 | 7.5032 | 6.3185 | -1.882% | 8
AP-344E | Urban | 7.6 | Port Adelaide 7.6kV | 5.569 | 1.9541 | 1.7411 | 7.7665 | 6.3185 | 5.539 | 2.251 | 1.9105 | 7.7665 | 6.3185 | -1.882% | 8
AP-344F | Urban | 7.6 | Port Adelaide 7.6kV | 3.2426 | 1.1415 | 1.0171 | 7.6349 | 6.3185 | 3.1003 | 1.2242 | 1.039 | 7.6349 | 6.3185 | -1.882% | 8
NL-234A | Urban | 11 | Port Noarlunga 11kV | 14.8362 | 7.4877 | 7.2884 | 11.4315 | 9.1452 | 14.3847 | 7.8878 | 7.4853 | 11.4315 | 9.1452 | 2.284% | 8
NL-234B | Short rural | 11 | Port Noarlunga 11kV | 44.5926 | 4.8393 | 4.7106 | 11.241 | 9.1452 | 72.6278 | 8.2688 | 7.8469 | 11.241 | 9.1452 | 2.284% | 9
NL-234C | Urban | 11 | Port Noarlunga 11kV | 18.6023 | 7.0685 | 6.8804 | 11.4315 | 9.1452 | 22.0677 | 8.5546 | 8.1181 | 11.4315 | 9.1452 | 2.284% | 8
NL-234D | Urban | 11 | Port Noarlunga 11kV | 19.8302 | 3.6009 | 3.5051 | 11.241 | 9.1452 | 20.4379 | 3.9629 | 3.7607 | 11.241 | 9.1452 | 2.284% | 8
NL-234E | Urban | 11 | Port Noarlunga 11kV | 22.8891 | 5.792 | 5.6379 | 9.1452 | 9.1452 | [5 empty] | 2.284% | 8
NL-111A | Urban | 11 | Port Stanvac 11kV | 22.3312 | 7.3352 | 7.1273 | 11.4315 | 9.1452 | 11.3017 | 8.9928 | 8.5563 | 11.4315 | 9.1452 | -2.344% | 8
NL-111B | Urban | 11 | Port Stanvac 11kV | 18.7158 | 6.7256 | 6.5349 | 10.5742 | 9.1452 | 20.4265 | 7.3352 | 6.9792 | 10.5742 | 9.1452 | -2.344% | 8
NL-111C | Urban | 11 | Port Stanvac 11kV | 17.6202 | 6.5731 | 6.3868 | 11.4315 | 9.1452 | 17.4786 | 7.3733 | 7.0154 | 11.4315 | 9.1452 | -2.344% | 8
NL-111D | Urban | 11 | Port Stanvac 11kV | 7.3627 | 7.4305 | 7.2199 | 9.1452 | 9.1452 | 5.1176 | 5.7158 | 5.4383 | 9.1452 | 9.1452 | -2.344% | 8
NL-111E | Urban | 11 | Port Stanvac 11kV | 0.60675 |  |  | 6.3826 | 6.3826 | 0.62743 |  |  | 6.3826 | 6.3826 | 0% | 8
NL-111F | Urban | 11 | Port Stanvac 11kV | 1.2272 |  |  | 6.1921 | 6.1921 | 1.2716 |  |  | 6.1921 | 6.1921 | 0% | 8
NL-111G | Urban | 11 | Port Stanvac 11kV | 0.63005 |  |  | 6.3826 | 6.3826 | 0.6464 |  |  | 6.3826 | 6.3826 | 0% | 8
NL-111H | Urban | 11 | Port Stanvac 11kV | 0.22657 |  |  | 9.1452 | 9.1452 | 0.59773 |  |  | 9.1452 | 9.1452 | 0% | 8
NL-111N | Urban | 11 | Port Stanvac 11kV | 1.7162 |  |  | 0 | 0 | 1.7232 |  |  | 0 | 0 | 0% | 8
NL-111P | Urban | 11 | Port Stanvac 11kV | 15.1991 | 5.8682 | 5.7018 | 9.1452 | 9.1452 | 14.7762 | 6.2111 | 5.9096 | 9.1452 | 9.1452 | -2.344% | 8
NL-111Q | Urban | 11 | Port Stanvac 11kV | 28.1788 | 8.1926 | 7.9604 | 9.1452 | 9.1452 | 27.6681 | 8.2879 | 7.8855 | 9.1452 | 9.1452 | -2.344% | 8
NL-111R | Urban | 11 | Port Stanvac 11kV | 4.3276 |  |  | 9.1452 | 9.1452 | 4.3127 |  |  | 9.1452 | 9.1452 | 0% | 8
HH-432A | Urban | 11 | Prospect 11kV | 11.4905 | 3.62 | 3.3375 | 9.1452 | 9.1452 | 8.5298 | 2.2863 | 2.0321 | 9.1452 | 9.1452 | -1.034% | 8
HH-432B | Urban | 11 | Prospect 11kV | 9.5559 | 7.4496 | 6.8681 | 9.9073 | 9.1452 | 8.3683 | 7.4877 | 6.6551 | 9.9073 | 9.1452 | -1.034% | 8
HH-432C | Urban | 11 | Prospect 11kV | 7.7454 | 5.5062 | 5.0765 | 9.3358 | 9.1452 | 13.0599 | 9.069 | 8.0606 | 9.3358 | 9.1452 | -1.034% | 8
HH-432D | Urban | 11 | Prospect 11kV | 5.5743 | 8.0402 | 7.4127 | 10.2884 | 9.1452 | 5.4376 | 7.8115 | 6.943 | 10.2884 | 9.1452 | -1.034% | 8
HH-432E | Urban | 11 | Prospect 11kV | 8.6933 | 5.7539 | 5.3048 | 10.9552 | 9.1452 | 7.8114 | 8.1354 | 7.2308 | 10.9552 | 9.1452 | -1.034% | 8
HH-432F | Urban | 11 | Prospect 11kV | 8.9162 | 8.3641 | 7.7113 | 9.1452 | 9.1452 | 10.1928 | 8.9928 | 7.9929 | 9.1452 | 9.1452 | -1.034% | 8
HH-432G | Urban | 11 | Prospect 11kV | 0.63087 | 1.8862 | 1.739 | 9.1452 | 9.1452 | 0.63934 | 0.95263 | 0.8467 | 9.1452 | 9.1452 | -1.034% | 8
AP-227A | Urban | 7.6 | Queenstown 7.6kV | 8.2771 | 4.5454 | 4.2609 | 8.0298 | 6.3185 | 7.7558 | 4.7784 | 4.2835 | 8.0298 | 6.3185 | -1.754% | 8
AP-227B | Urban | 7.6 | Queenstown 7.6kV | 10.4769 | 3.6819 | 3.4514 | 6.7792 | 6.3185 | 10.2318 | 4.344 | 3.8941 | 6.7792 | 6.3185 | -1.754% | 8
AP-227C | Urban | 7.6 | Queenstown 7.6kV | 9.6974 | 3.1988 | 2.9986 | 6.5818 | 6.3185 | 8.9653 | 3.4752 | 3.1153 | 6.5818 | 6.3185 | -1.754% | 8
AP-227D | Urban | 7.6 | Queenstown 7.6kV | 8.722 | 4.3091 | 4.0394 | 6.8451 | 6.3185 | 8.53 | 4.91 | 4.4015 | 6.8451 | 6.3185 | -1.754% | 8
SA-11 | Urban | 11 | Salisbury 11kV | 16.4559 | 7.4877 | 7.4903 | 12.3842 | 9.1452 | 13.3707 | 5.1623 | 5.1417 | 12.3842 | 9.1452 | 0.1719% | 8
SA-12 | Urban | 11 | Salisbury 11kV | 7.0228 | 7.3686 | 7.3712 | 10.2884 | 9.1452 | 6.6108 | 7.4515 | 7.4217 | 10.2884 | 9.1452 | 0.1719% | 8
SA-13 | Urban | 11 | Salisbury 11kV | 11.0766 | 8.1427 | 8.1456 | 11.0505 | 9.1452 | 11.0144 | 8.6089 | 8.5746 | 11.0505 | 9.1452 | 0.1719% | 8
SA-14 | Urban | 11 | Salisbury 11kV | 35.1262 | 8.688 | 8.691 | 11.4315 | 9.1452 | 31.2679 | 8.4784 | 8.4446 | 11.4315 | 9.1452 | 0.1719% | 8
SA-15 | Urban | 11 | Salisbury 11kV | 1.6909 |  |  | 11.241 | 9.1452 | 1.6909 |  |  | 11.241 | 9.1452 | 0% | 8
SA-16 | Urban | 11 | Salisbury 11kV | 7.9079 | 4.0045 | 4.0059 | 11.241 | 9.1452 | 1.9167 | 0 | 0 | 11.241 | 9.1452 | 0.1719% | 8
SA-17 | Urban | 11 | Salisbury 11kV | 23.2821 | 7.0409 | 7.0434 | 11.0505 | 9.1452 | 26.4778 | 8.7575 | 8.7226 | 11.0505 | 9.1452 | 0.1719% | 8
SA-18 | Urban | 11 | Salisbury 11kV | 26.45 | 8.4593 | 8.4623 | 12.1936 | 9.1452 | 26.1915 | 8.7804 | 8.7453 | 12.1936 | 9.1452 | 0.1719% | 8
SA-19 | Urban | 11 | Salisbury 11kV | 21.8721 | 6.3712 | 6.3734 | 11.4315 | 9.1452 | 11.5334 | 6.1968 | 6.1721 | 11.4315 | 9.1452 | 0.1719% | 8
SA-20 | Urban | 11 | Salisbury 11kV | 26.758 | 8.3831 | 8.3861 | 12.3842 | 9.1452 | 23.3199 | 10.3027 | 10.2616 | 12.3842 | 9.1452 | 0.1719% | 8
SM-349A | Urban | 11 | Seacombe 11kV | 6.7751 | 4.1535 | 4.1154 | 6.0016 | 6.0016 | 6.7431 | 3.982 | 3.8926 | 6.0016 | 6.0016 | -0.4874% | 8
SM-349B | Urban | 11 | Seacombe 11kV | 7.1087 | 5.2585 | 5.2103 | 11.4315 | 9.1452 | 6.3777 | 3.5819 | 3.5015 | 11.4315 | 9.1452 | -0.4874% | 8
SM-349C | Urban | 11 | Seacombe 11kV | 12.3717 | 6.6684 | 6.6073 | 11.4315 | 9.1452 | 14.8511 | 9.793 | 9.5732 | 11.4315 | 9.1452 | -0.4874% | 8
SM-349D | Urban | 11 | Seacombe 11kV | 22.3175 | 6.0397 | 5.9843 | 11.4315 | 9.1452 | 17.7616 | 6.9161 | 6.7608 | 11.4315 | 9.1452 | -0.4874% | 8
SM-349E | Urban | 11 | Seacombe 11kV | 7.0331 | 5.2585 | 5.2103 | 5.9063 | 5.9063 | 6.8708 | 5.2966 | 5.1777 | 5.9063 | 5.9063 | -0.4874% | 8
SM-349F | Urban | 11 | Seacombe 11kV | 19.536 | 7.3162 | 7.2491 | 7.5258 | 7.5258 | 19.083 | 6.9923 | 6.8353 | 7.5258 | 7.5258 | -0.4874% | 8
SM-349G | Urban | 11 | Seacombe 11kV | 3.443 |  |  | 9.1452 | 9.1452 | 3.443 |  |  | 0 | 0 | 0% | 8
SM-349H | Urban | 11 | Seacombe 11kV | 12.6962 | 5.9253 | 5.871 | 9.1452 | 9.1452 | [5 empty] | -0.4874% | 8
NL-544A | Urban | 11 | Seaford 11kV | 16.1625 | 2.8198 | 2.6566 | 11.4315 | 9.1452 | 25.6465 | 6.8208 | 6.3508 | 11.4315 | 9.1452 | 2.652% | 8
NL-544B | Urban | 11 | Seaford 11kV | 49.7891 | 4.9537 | 4.667 | 11.4315 | 9.1452 | 52.6427 | 5.2585 | 4.8962 | 11.4315 | 9.1452 | 2.652% | 8
NL-451A | Urban | 11 | Sheidow Park 11kV | 23.4026 | 5.087 | 5.087 | 11.4315 | 9.1452 | 30.3859 | 6.474 | 6.0521 | 11.4315 | 9.1452 | -0.1956% | 8
NL-451B | Urban | 11 | Sheidow Park 11kV | 8.1827 | 3.4295 | 3.4295 | 11.4315 | 9.1452 | 5.2902 | 3.5057 | 3.2772 | 11.4315 | 9.1452 | -0.1956% | 8
NL-451C | Urban | 11 | Sheidow Park 11kV | 25.08 | 7.2971 | 7.2971 | 11.4315 | 9.1452 | 32.9814 | 9.2867 | 8.6815 | 11.4315 | 9.1452 | -0.1956% | 8
NL-451D | Urban | 11 | Sheidow Park 11kV | 25.401 | 7.259 | 7.259 | 11.4315 | 9.1452 | 23.1529 | 9.2382 | 8.6362 | 11.4315 | 9.1452 | -0.1956% | 8
NL-451E | Urban | 11 | Sheidow Park 11kV | 11.8954 | 2.3625 | 2.3625 | 11.4315 | 9.1452 | 20.7699 | 3.0067 | 2.8107 | 11.4315 | 9.1452 | -0.1956% | 8
HH-145A | Urban | 11 | Tea Tree Gully 11kV | 32.2853 | 7.0494 | 6.755 | 11.0505 | 9.1452 | 32.2312 | 7.4496 | 6.9772 | 11.0505 | 9.1452 | 1.06% | 8
HH-145B | Urban | 11 | Tea Tree Gully 11kV | 22.7602 | 8.9166 | 8.5442 | 11.241 | 9.1452 | 26.2657 | 8.9547 | 8.3869 | 11.241 | 9.1452 | 1.06% | 8
HH-145C | Urban | 11 | Tea Tree Gully 11kV | 10.1562 | 7.4496 | 7.1384 | 11.9078 | 9.1452 | 12.2413 | 7.7163 | 7.2271 | 11.9078 | 9.1452 | 1.06% | 8
HH-145D | Urban | 11 | Tea Tree Gully 11kV | 13.7104 | 5.3919 | 5.1667 | 12.0984 | 9.1452 | 11.6325 | 5.4109 | 5.0679 | 12.0984 | 9.1452 | 1.06% | 8
HH-145E | Urban | 11 | Tea Tree Gully 11kV | 21.1767 | 6.9923 | 6.7003 | 13.3368 | 9.1452 | 17.5749 | 6.9542 | 6.5133 | 13.3368 | 9.1452 | 1.06% | 8
ME-427A | Urban | 11 | Thebarton 11kV | 6.6375 | 5.5672 | 5.4296 | 10.86 | 9.1452 | 6.6829 | 6.516 | 6.3118 | 10.86 | 9.1452 | -1.324% | 8
ME-427B | Urban | 11 | Thebarton 11kV | 2.5292 | 3.2599 | 3.1793 | 11.4315 | 9.1452 | 2.4475 | 3.3914 | 3.2851 | 11.4315 | 9.1452 | -1.324% | 8
ME-427C | Urban | 11 | Thebarton 11kV | 4.6417 | 7.2638 | 7.0843 | 11.4315 | 9.1452 | 2.8422 | 4.363 | 4.2263 | 11.4315 | 9.1452 | -1.324% | 8
ME-427D | Urban | 11 | Thebarton 11kV | 7.3372 | 5.269 | 5.1388 | 8.3831 | 9.1452 | 8.7363 | 7.6972 | 7.456 | 8.3831 | 8.3831 | -1.324% | 8
ME-427E | Urban | 11 | Thebarton 11kV | 11.5649 | 7.3686 | 7.1865 | 11.4315 | 9.1452 | 10.6765 | 7.0113 | 6.7916 | 11.4315 | 9.1452 | -1.324% | 8
ME-427F | Urban | 11 | Thebarton 11kV | 12.567 | 7.7849 | 7.5925 | 11.4315 | 9.1452 | 12.0122 | 8.0402 | 7.7882 | 11.4315 | 9.1452 | -1.324% | 8
SM-137A | Urban | 11 | Tonsley Park 11kV | 8.9431 | 8.8975 | 8.2568 | 5.3347 | 9.1452 | 6.7714 | 4.5536 | 4.0857 | 5.3347 | 5.3347 | -2.044% | 8
SM-137B | Urban | 11 | Tonsley Park 11kV | 12.3379 | 7.7353 | 7.1783 | 4.8584 | 9.1452 | 12.2512 | 8.326 | 7.4706 | 4.8584 | 9.1452 | -2.044% | 8
SM-137C | Urban | 11 | Tonsley Park 11kV | 7.0066 | 7.602 | 7.0545 | 11.4315 | 9.1452 | 6.2619 | 8.2307 | 7.3851 | 11.4315 | 9.1452 | -2.044% | 8
SM-137D | Urban | 11 | Tonsley Park 11kV | 2.9149 | 2.2291 | 2.0686 | 8.3831 | 8.3831 | 2.6585 | 0.51442 | 0.46157 | 8.3831 | 8.3831 | -2.044% | 8
EL-19 | Short rural | 11 | Virginia 11kV | 18.9078 | 1.5233 | 1.3724 | 9.1452 | 7.621 | 18.9253 | 1.4089 | 1.2732 | 9.1452 | 7.621 | 0.9328% | 9
EL-20 | Short rural | 11 | Virginia 11kV | 38.8818 | 3.8667 | 3.4838 | 9.1452 | 7.621 | 38.5531 | 3.4095 | 3.0809 | 9.1452 | 7.621 | 0.9328% | 9
GA-12 | Short rural | 11 | Virginia 11kV | 41.3675 | 5.7916 | 5.218 | 7.621 | 7.621 | 34.6063 | 6.2102 | 5.6118 | 7.621 | 7.621 | 0.9328% | 9
HH-409A | Urban | 11 | Woodforde 11kV | 18.2543 | 5.5252 | 5.2532 | 9.1452 | 9.1452 | 22.0439 | 7.5448 | 7.006 | 9.1452 | 9.1452 | 0.7681% | 8
HH-409B | Urban | 11 | Woodforde 11kV | 4.2922 | 3.2961 | 3.1338 | 9.1452 | 9.1452 | 4.2963 | 3.5819 | 3.3261 | 9.1452 | 9.1452 | 0.7681% | 8
HH-409C | Urban | 11 | Woodforde 11kV | 11.9938 | 8.3831 | 7.9704 | 9.1452 | 9.1452 | 13.0496 | 8.7642 | 8.1383 | 9.1452 | 9.1452 | 0.7681% | 8
HH-409D | Urban | 11 | Woodforde 11kV | 20.5768 | 9.3358 | 8.8762 | 9.1452 | 9.1452 | 20.5343 | 9.069 | 8.4214 | 9.1452 | 9.1452 | 0.7681% | 8
HH-409E | Urban | 11 | Woodforde 11kV | 10.9061 | 7.7353 | 7.3545 | 9.1452 | 9.1452 | 10.7854 | 7.8687 | 7.3068 | 9.1452 | 9.1452 | 0.7681% | 8
HH-409F | Urban | 11 | Woodforde 11kV | 14.6517 | 7.0876 | 6.7386 | 9.1452 | 9.1452 | 14.7571 | 7.0876 | 6.5814 | 9.1452 | 9.1452 | 0.7681% | 8
AP-351B | Urban | 7.6 | Woodville 7.6kV | 2.991 | 1.7176 | 1.554 | 2.896 | 2.896 | 5.1206 | 2.817 | 2.3945 | 2.896 | 2.896 | -1.116% | 8
AP-351C | Urban | 7.6 | Woodville 7.6kV | 3.8386 | 2.5762 | 2.3309 | 2.896 | 2.896 | 3.6483 | 2.6327 | 2.2378 | 2.896 | 2.896 | -1.116% | 8
AP-351D | Urban | 7.6 | Woodville 7.6kV | 4.7402 | 2.0107 | 1.8193 | 2.7644 | 2.7644 | 4.5384 | 1.7771 | 1.5105 | 2.7644 | 2.7644 | -1.116% | 8
AP-351E | Urban | 7.6 | Woodville 7.6kV | 4.6684 | 2.0209 | 1.8285 | 2.896 | 2.896 | 4.4365 | 2.1325 | 1.8126 | 2.896 | 2.896 | -1.116% | 8

## Substations
Substations
Utilisation Profile 50% PoE
|  |  |  | Normal Distribution | 0.0020027 | 0.0020828 | 0.002165 | 0.0022492 | 0.0023356 | 0.002424 | 0.0025144 | 0.0026069 | 0.0027014 | 0.0027978 | 0.0028962 | 0.0029965 | 0.0030987 | 0.0032028 | 0.0033086 | 0.0034161 | 0.0035253 | 0.0036362 | 0.0037486 | 0.0038624 | 0.0039777 | 0.0040943 | 0.0042122 | 0.0043312 | 0.0044512 | 0.0045723 | 0.0046942 | 0.0048168 | 0.0049402 | 0.005064 | 0.0051883 | 0.0053129 | 0.0054377 | 0.0055626 | 0.0056874 | 0.0058119 | 0.0059362 | 0.00606 | 0.0061831 | 0.0063055 | 0.0064271 | 0.0065475 | 0.0066668 | 0.0067848 | 0.0069013 | 0.0070162 | 0.0071293 | 0.0072405 | 0.0073496 | 0.0074566 | 0.0075611 | 0.0076632 | 0.0077627 | 0.0078594 | 0.0079532 | 0.008044 | 0.0081316 | 0.0082159 | 0.0082968 | 0.0083742 | 0.008448 | 0.008518 | 0.0085841 | 0.0086463 | 0.0087045 | 0.0087585 | 0.0088084 | 0.0088539 | 0.0088951 | 0.0089319 | 0.0089641 | 0.0089919 | 0.0090151 | 0.0090337 | 0.0090477 | 0.009057 | 0.0090616 | 0.0090616 | 0.0090569 | 0.0090475 | 0.0090335 | 0.0090148 | 0.0089916 | 0.0089637 | 0.0089314 | 0.0088946 | 0.0088533 | 0.0088077 | 0.0087579 | 0.0087038 | 0.0086456 | 0.0085833 | 0.0085171 | 0.008447 | 0.0083732 | 0.0082958 | 0.0082148 | 0.0081305 | 0.0080428 | 0.007952 | 0.0078582 | 0.0077614 | 0.0076619 | 0.0075598 | 0.0074552 | 0.0073482 | 0.007239 | 0.0071278 | 0.0070147 | 0.0068998 | 0.0067833 | 0.0066653 | 0.006546 | 0.0064255 | 0.0063039 | 0.0061815 | 0.0060583 | 0.0059346 | 0.0058103 | 0.0056857 | 0.0055609 | 0.0054361 | 0.0053113 | 0.0051867 | 0.0050624 | 0.0049385 | 0.0048152 | 0.0046926 | 0.0045707 | 0.0044497 | 0.0043296 | 0.0042106 | 0.0040928 | 0.0039762 | 0.0038609 | 0.0037471 | 0.0036347 | 0.0035239 | 0.0034147 | 0.0033072 | 0.0032014 | 0.0030974 | 0.0029952 | 0.0028949 | 0.0027965 | 0.0027001 | 0.0026056 | 0.0025132 | 0.0024228 | 0.0023344 | 0.0022481 | 0.0021639
Seg Group ID | Network Segment | Segment Group | Net ID | Utilisation Level | 0 | 1 | 2 | 3 | 4 | 5 | 6 | 7 | 8 | 9 | 10 | 11 | 12 | 13 | 14 | 15 | 16 | 17 | 18 | 19 | 20 | 21 | 22 | 23 | 24 | 25 | 26 | 27 | 28 | 29 | 30 | 31 | 32 | 33 | 34 | 35 | 36 | 37 | 38 | 39 | 40 | 41 | 42 | 43 | 44 | 45 | 46 | 47 | 48 | 49 | 50 | 51 | 52 | 53 | 54 | 55 | 56 | 57 | 58 | 59 | 60 | 61 | 62 | 63 | 64 | 65 | 66 | 67 | 68 | 69 | 70 | 71 | 72 | 73 | 74 | 75 | 76 | 77 | 78 | 79 | 80 | 81 | 82 | 83 | 84 | 85 | 86 | 87 | 88 | 89 | 90 | 91 | 92 | 93 | 94 | 95 | 96 | 97 | 98 | 99 | 100 | 101 | 102 | 103 | 104 | 105 | 106 | 107 | 108 | 109 | 110 | 111 | 112 | 113 | 114 | 115 | 116 | 117 | 118 | 119 | 120 | 121 | 122 | 123 | 124 | 125 | 126 | 127 | 128 | 129 | 130 | 131 | 132 | 133 | 134 | 135 | 136 | 137 | 138 | 139 | 140 | 141 | 142 | 143 | 144 | 145 | 146 | 147 | 148 | 149 | 150 | 151 | 151
|  |  |  | Utilisation of Substations | 16.825 | 0 | 0 | 3.9 | 0 | 1.95 | 0 | 17.7 | 0 | 0 | 7.8 | 40.6 | 0 | 72.2 | 113.3 | 0.65 | 4 | 3.25 | 0 | 13.5 | 128.3 | 21.9 | 2.7 | 96.9 | 0.4095 | 72.8 | 65.74 | 12.8 | 13.2 | 8.9 | 0 | 187.35 | 123.5 | 37.6 | 30.3 | 2.85 | 62 | 145.725 | 94.16 | 113.3 | 155.05 | 91.2256 | 57.4 | 31.4 | 34.41 | 37.5 | 38.95 | 68.4 | 41.65 | 16.7 | 274.5 | 167.365 | 178.4 | 192.3 | 105.13 | 260.15 | 268.9602 | 5.4 | 64.6 | 114.4 | 172.6 | 275.1 | 132.51 | 148 | 128.28 | 78.75 | 149.8 | 1.3 | 184.76 | 112.85 | 146.15 | 14.3 | 135.85 | 54.9 | 60.6 | 157.4 | 0 | 22.36 | 13.25 | 53.95 | 0 | 0.62 | 3.9 | 2.4 | 0 | 10.4 | 0 | 0 | 0 | 0 | 12.32 | 0 | 3.9 | 0 | 0 | 3.9 | 0 | 3 | 0 | 0 | 1.5 | 0 | 0 | 0.585 | 0 | 0 | 0 | 0 | 1.3 | 0 | 0 | 0 | 0 | 0 | 0 | 0 | 0 | 0 | 0 | 0 | 0 | 0 | 0 | 0 | 0 | 0 | 0 | 0 | 0.39 | 0 | 0 | 0 | 0 | 0 | 0 | 0 | 0 | 0 | 0 | 0 | 0 | 0 | 0 | 0 | 0 | 0 | 0 | 0 | 0 | 0 | 0 | 0 | 0
1 | SubTx Lines - Radial | Sub-transmission lines | 1 |  | 0 | 0 | 0 | 0 | 0 | 0 | 0 | 0 | 0 | 0 | 0 | 0 | 0 | 0 | 0 | 0 | 0 | 0 | 0 | 0 | 0 | 0 | 0 | 0 | 0 | 0 | 0 | 0 | 0 | 0 | 0 | 0 | 0 | 0 | 0 | 0 | 0 | 0 | 0 | 0 | 0 | 0 | 0 | 0 | 0 | 0 | 0 | 0 | 0 | 0 | 0 | 0 | 0 | 0 | 0 | 0 | 0 | 0 | 0 | 0 | 0 | 0 | 0 | 0 | 0 | 0 | 0 | 0 | 0 | 0 | 0 | 0 | 0 | 0 | 0 | 0 | 0 | 0 | 0 | 0 | 0 | 0 | 0 | 0 | 0 | 0 | 0 | 0 | 0 | 0 | 0 | 0 | 0 | 0 | 0 | 0 | 0 | 0 | 0 | 0 | 0 | 0 | 0 | 0 | 0 | 0 | 0 | 0 | 0 | 0 | 0 | 0 | 0 | 0 | 0 | 0 | 0 | 0 | 0 | 0 | 0 | 0 | 0 | 0 | 0 | 0 | 0 | 0 | 0 | 0 | 0 | 0 | 0 | 0 | 0 | 0 | 0 | 0 | 0 | 0 | 0 | 0 | 0 | 0 | 0 | 0 | 0 | 0 | 0 | 0 | 0 | 0
2 | SubTx Lines - Meshed | Sub-transmission lines | 1 |  | 0 | 0 | 0 | 0 | 0 | 0 | 0 | 0 | 0 | 0 | 0 | 0 | 0 | 0 | 0 | 0 | 0 | 0 | 0 | 0 | 0 | 0 | 0 | 0 | 0 | 0 | 0 | 0 | 0 | 0 | 0 | 0 | 0 | 0 | 0 | 0 | 0 | 0 | 0 | 0 | 0 | 0 | 0 | 0 | 0 | 0 | 0 | 0 | 0 | 0 | 0 | 0 | 0 | 0 | 0 | 0 | 0 | 0 | 0 | 0 | 0 | 0 | 0 | 0 | 0 | 0 | 0 | 0 | 0 | 0 | 0 | 0 | 0 | 0 | 0 | 0 | 0 | 0 | 0 | 0 | 0 | 0 | 0 | 0 | 0 | 0 | 0 | 0 | 0 | 0 | 0 | 0 | 0 | 0 | 0 | 0 | 0 | 0 | 0 | 0 | 0 | 0 | 0 | 0 | 0 | 0 | 0 | 0 | 0 | 0 | 0 | 0 | 0 | 0 | 0 | 0 | 0 | 0 | 0 | 0 | 0 | 0 | 0 | 0 | 0 | 0 | 0 | 0 | 0 | 0 | 0 | 0 | 0 | 0 | 0 | 0 | 0 | 0 | 0 | 0 | 0 | 0 | 0 | 0 | 0 | 0 | 0 | 0 | 0 | 0 | 0 | 0
3 | SubTx Lines - CBD | Sub-transmission lines | 1 |  | 0 | 0 | 0 | 0 | 0 | 0 | 0 | 0 | 0 | 0 | 0 | 0 | 0 | 0 | 0 | 0 | 0 | 0 | 0 | 0 | 0 | 0 | 0 | 0 | 0 | 0 | 0 | 0 | 0 | 0 | 0 | 0 | 0 | 0 | 0 | 0 | 0 | 0 | 0 | 0 | 0 | 0 | 0 | 0 | 0 | 0 | 0 | 0 | 0 | 0 | 0 | 0 | 0 | 0 | 0 | 0 | 0 | 0 | 0 | 0 | 0 | 0 | 0 | 0 | 0 | 0 | 0 | 0 | 0 | 0 | 0 | 0 | 0 | 0 | 0 | 0 | 0 | 0 | 0 | 0 | 0 | 0 | 0 | 0 | 0 | 0 | 0 | 0 | 0 | 0 | 0 | 0 | 0 | 0 | 0 | 0 | 0 | 0 | 0 | 0 | 0 | 0 | 0 | 0 | 0 | 0 | 0 | 0 | 0 | 0 | 0 | 0 | 0 | 0 | 0 | 0 | 0 | 0 | 0 | 0 | 0 | 0 | 0 | 0 | 0 | 0 | 0 | 0 | 0 | 0 | 0 | 0 | 0 | 0 | 0 | 0 | 0 | 0 | 0 | 0 | 0 | 0 | 0 | 0 | 0 | 0 | 0 | 0 | 0 | 0 | 0 | 0
4 | SubTx Substations | Sub-transmission substations | 2 | -0.45723 | 14.8 | 0 | 0 | 0 | 0 | 0 | 0 | 17.7 | 0 | 0 | 0 | 17.8 | 0 | 0 | 82.7 | 0 | 0 | 0 | 0 | 13.5 | 40 | 0 | 0 | 10.6 | 0 | 0 | 0 | 0 | 0 | 0 | 0 | 0 | 47.5 | 0 | 0 | 0 | 0 | 23.75 | 0 | 0 | 0 | 0 | 0 | 31.4 | 0 | 0 | 0 | 0 | 0 | 0 | 0 | 0 | 0 | 0 | 0 | 0 | 0 | 0 | 0 | 0 | 0 | 0 | 0 | 0 | 30.1 | 0 | 0 | 0 | 0 | 0 | 0 | 0 | 0 | 0 | 0 | 0 | 0 | 0 | 0 | 0 | 0 | 0 | 0 | 0 | 0 | 0 | 0 | 0 | 0 | 0 | 12.32 | 0 | 0 | 0 | 0 | 0 | 0 | 0 | 0 | 0 | 0 | 0 | 0 | 0 | 0 | 0 | 0 | 0 | 0 | 0 | 0 | 0 | 0 | 0 | 0 | 0 | 0 | 0 | 0 | 0 | 0 | 0 | 0 | 0 | 0 | 0 | 0 | 0 | 0 | 0 | 0 | 0 | 0 | 0 | 0 | 0 | 0 | 0 | 0 | 0 | 0 | 0 | 0 | 0 | 0 | 0 | 0 | 0 | 0 | 0 | 0 | 0
5 | Zone Substations - Urban | Zone substations | 3 | -0.53065 | 0 | 0 | 0 | 0 | 0 | 0 | 0 | 0 | 0 | 0 | 0 | 0 | 0 | 72.2 | 29.9 | 0 | 0 | 0 | 0 | 0 | 84.4 | 0 | 0 | 70.2 | 0 | 72.4 | 55.9 | 0 | 7.8 | 0 | 0 | 71.9 | 54.2 | 0 | 0 | 2.85 | 3.9 | 89.4 | 15.8 | 94.7 | 145 | 57.8756 | 0 | 0 | 30.8 | 36.2 | 0 | 27.6 | 33.2 | 0 | 212.9 | 77.1 | 142.8 | 188.4 | 59 | 224.5 | 194.8 | 0 | 47.4 | 114.4 | 152.9 | 213.7 | 56.5 | 86.7 | 80.2 | 54.6 | 130.5 | 0 | 150.1 | 98.8 | 139.9 | 14.3 | 133.9 | 46.7 | 49.1 | 144 | 0 | 0 | 0 | 25.35 | 0 | 0 | 0 | 0 | 0 | 0 | 0 | 0 | 0 | 0 | 0 | 0 | 0 | 0 | 0 | 0 | 0 | 0 | 0 | 0 | 0 | 0 | 0 | 0 | 0 | 0 | 0 | 0 | 0 | 0 | 0 | 0 | 0 | 0 | 0 | 0 | 0 | 0 | 0 | 0 | 0 | 0 | 0 | 0 | 0 | 0 | 0 | 0 | 0 | 0 | 0 | 0 | 0 | 0 | 0 | 0 | 0 | 0 | 0 | 0 | 0 | 0 | 0 | 0 | 0 | 0 | 0 | 0 | 0 | 0 | 0 | 0
6 | Zone Substations - Rural | Zone substations | 3 | -0.34807 | 2.025 | 0 | 0 | 3.9 | 0 | 1.95 | 0 | 0 | 0 | 0 | 7.8 | 22.8 | 0 | 0 | 0.7 | 0.65 | 4 | 3.25 | 0 | 0 | 3.9 | 21.9 | 2.7 | 16.1 | 0.4095 | 0.4 | 9.84 | 12.8 | 5.4 | 8.9 | 0 | 115.45 | 21.8 | 37.6 | 30.3 | 0 | 58.1 | 32.575 | 78.36 | 18.6 | 10.05 | 33.35 | 57.4 | 0 | 3.61 | 1.3 | 38.95 | 40.8 | 8.45 | 16.7 | 61.6 | 90.265 | 35.6 | 3.9 | 46.13 | 35.65 | 74.1602 | 5.4 | 17.2 | 0 | 19.7 | 61.4 | 76.01 | 61.3 | 17.98 | 24.15 | 19.3 | 1.3 | 34.66 | 14.05 | 6.25 | 0 | 1.95 | 8.2 | 11.5 | 13.4 | 0 | 22.36 | 13.25 | 28.6 | 0 | 0.62 | 3.9 | 2.4 | 0 | 10.4 | 0 | 0 | 0 | 0 | 0 | 0 | 3.9 | 0 | 0 | 3.9 | 0 | 3 | 0 | 0 | 1.5 | 0 | 0 | 0.585 | 0 | 0 | 0 | 0 | 1.3 | 0 | 0 | 0 | 0 | 0 | 0 | 0 | 0 | 0 | 0 | 0 | 0 | 0 | 0 | 0 | 0 | 0 | 0 | 0 | 0.39 | 0 | 0 | 0 | 0 | 0 | 0 | 0 | 0 | 0 | 0 | 0 | 0 | 0 | 0 | 0 | 0 | 0 | 0 | 0 | 0 | 0 | 0 | 0
7 | Distribution Feeders - CBD | Distribution feeders - CBD | 4 |  | 0 | 0 | 0 | 0 | 0 | 0 | 0 | 0 | 0 | 0 | 0 | 0 | 0 | 0 | 0 | 0 | 0 | 0 | 0 | 0 | 0 | 0 | 0 | 0 | 0 | 0 | 0 | 0 | 0 | 0 | 0 | 0 | 0 | 0 | 0 | 0 | 0 | 0 | 0 | 0 | 0 | 0 | 0 | 0 | 0 | 0 | 0 | 0 | 0 | 0 | 0 | 0 | 0 | 0 | 0 | 0 | 0 | 0 | 0 | 0 | 0 | 0 | 0 | 0 | 0 | 0 | 0 | 0 | 0 | 0 | 0 | 0 | 0 | 0 | 0 | 0 | 0 | 0 | 0 | 0 | 0 | 0 | 0 | 0 | 0 | 0 | 0 | 0 | 0 | 0 | 0 | 0 | 0 | 0 | 0 | 0 | 0 | 0 | 0 | 0 | 0 | 0 | 0 | 0 | 0 | 0 | 0 | 0 | 0 | 0 | 0 | 0 | 0 | 0 | 0 | 0 | 0 | 0 | 0 | 0 | 0 | 0 | 0 | 0 | 0 | 0 | 0 | 0 | 0 | 0 | 0 | 0 | 0 | 0 | 0 | 0 | 0 | 0 | 0 | 0 | 0 | 0 | 0 | 0 | 0 | 0 | 0 | 0 | 0 | 0 | 0 | 0
8 | Distribution Feeders - Urban | Distribution feeders - Urban | 5 |  | 0 | 0 | 0 | 0 | 0 | 0 | 0 | 0 | 0 | 0 | 0 | 0 | 0 | 0 | 0 | 0 | 0 | 0 | 0 | 0 | 0 | 0 | 0 | 0 | 0 | 0 | 0 | 0 | 0 | 0 | 0 | 0 | 0 | 0 | 0 | 0 | 0 | 0 | 0 | 0 | 0 | 0 | 0 | 0 | 0 | 0 | 0 | 0 | 0 | 0 | 0 | 0 | 0 | 0 | 0 | 0 | 0 | 0 | 0 | 0 | 0 | 0 | 0 | 0 | 0 | 0 | 0 | 0 | 0 | 0 | 0 | 0 | 0 | 0 | 0 | 0 | 0 | 0 | 0 | 0 | 0 | 0 | 0 | 0 | 0 | 0 | 0 | 0 | 0 | 0 | 0 | 0 | 0 | 0 | 0 | 0 | 0 | 0 | 0 | 0 | 0 | 0 | 0 | 0 | 0 | 0 | 0 | 0 | 0 | 0 | 0 | 0 | 0 | 0 | 0 | 0 | 0 | 0 | 0 | 0 | 0 | 0 | 0 | 0 | 0 | 0 | 0 | 0 | 0 | 0 | 0 | 0 | 0 | 0 | 0 | 0 | 0 | 0 | 0 | 0 | 0 | 0 | 0 | 0 | 0 | 0 | 0 | 0 | 0 | 0 | 0 | 0
9 | Distribution Feeders - Short Rural | Distribution feeders - Short rural | 6 |  | 0 | 0 | 0 | 0 | 0 | 0 | 0 | 0 | 0 | 0 | 0 | 0 | 0 | 0 | 0 | 0 | 0 | 0 | 0 | 0 | 0 | 0 | 0 | 0 | 0 | 0 | 0 | 0 | 0 | 0 | 0 | 0 | 0 | 0 | 0 | 0 | 0 | 0 | 0 | 0 | 0 | 0 | 0 | 0 | 0 | 0 | 0 | 0 | 0 | 0 | 0 | 0 | 0 | 0 | 0 | 0 | 0 | 0 | 0 | 0 | 0 | 0 | 0 | 0 | 0 | 0 | 0 | 0 | 0 | 0 | 0 | 0 | 0 | 0 | 0 | 0 | 0 | 0 | 0 | 0 | 0 | 0 | 0 | 0 | 0 | 0 | 0 | 0 | 0 | 0 | 0 | 0 | 0 | 0 | 0 | 0 | 0 | 0 | 0 | 0 | 0 | 0 | 0 | 0 | 0 | 0 | 0 | 0 | 0 | 0 | 0 | 0 | 0 | 0 | 0 | 0 | 0 | 0 | 0 | 0 | 0 | 0 | 0 | 0 | 0 | 0 | 0 | 0 | 0 | 0 | 0 | 0 | 0 | 0 | 0 | 0 | 0 | 0 | 0 | 0 | 0 | 0 | 0 | 0 | 0 | 0 | 0 | 0 | 0 | 0 | 0 | 0
10 | Distribution Feeders - Long Rural | Distribution feeders - Long rural | 7 |  | 0 | 0 | 0 | 0 | 0 | 0 | 0 | 0 | 0 | 0 | 0 | 0 | 0 | 0 | 0 | 0 | 0 | 0 | 0 | 0 | 0 | 0 | 0 | 0 | 0 | 0 | 0 | 0 | 0 | 0 | 0 | 0 | 0 | 0 | 0 | 0 | 0 | 0 | 0 | 0 | 0 | 0 | 0 | 0 | 0 | 0 | 0 | 0 | 0 | 0 | 0 | 0 | 0 | 0 | 0 | 0 | 0 | 0 | 0 | 0 | 0 | 0 | 0 | 0 | 0 | 0 | 0 | 0 | 0 | 0 | 0 | 0 | 0 | 0 | 0 | 0 | 0 | 0 | 0 | 0 | 0 | 0 | 0 | 0 | 0 | 0 | 0 | 0 | 0 | 0 | 0 | 0 | 0 | 0 | 0 | 0 | 0 | 0 | 0 | 0 | 0 | 0 | 0 | 0 | 0 | 0 | 0 | 0 | 0 | 0 | 0 | 0 | 0 | 0 | 0 | 0 | 0 | 0 | 0 | 0 | 0 | 0 | 0 | 0 | 0 | 0 | 0 | 0 | 0 | 0 | 0 | 0 | 0 | 0 | 0 | 0 | 0 | 0 | 0 | 0 | 0 | 0 | 0 | 0 | 0 | 0 | 0 | 0 | 0 | 0 | 0 | 0
11 | Distribution Substations - CBD | Distribution substations - CBD | 8 |  | 0 | 0 | 0 | 0 | 0 | 0 | 0 | 0 | 0 | 0 | 0 | 0 | 0 | 0 | 0 | 0 | 0 | 0 | 0 | 0 | 0 | 0 | 0 | 0 | 0 | 0 | 0 | 0 | 0 | 0 | 0 | 0 | 0 | 0 | 0 | 0 | 0 | 0 | 0 | 0 | 0 | 0 | 0 | 0 | 0 | 0 | 0 | 0 | 0 | 0 | 0 | 0 | 0 | 0 | 0 | 0 | 0 | 0 | 0 | 0 | 0 | 0 | 0 | 0 | 0 | 0 | 0 | 0 | 0 | 0 | 0 | 0 | 0 | 0 | 0 | 0 | 0 | 0 | 0 | 0 | 0 | 0 | 0 | 0 | 0 | 0 | 0 | 0 | 0 | 0 | 0 | 0 | 0 | 0 | 0 | 0 | 0 | 0 | 0 | 0 | 0 | 0 | 0 | 0 | 0 | 0 | 0 | 0 | 0 | 0 | 0 | 0 | 0 | 0 | 0 | 0 | 0 | 0 | 0 | 0 | 0 | 0 | 0 | 0 | 0 | 0 | 0 | 0 | 0 | 0 | 0 | 0 | 0 | 0 | 0 | 0 | 0 | 0 | 0 | 0 | 0 | 0 | 0 | 0 | 0 | 0 | 0 | 0 | 0 | 0 | 0 | 0
12 | Distribution substations - Urban Pole | Distribution substations - Urban | 9 |  | 0 | 0 | 0 | 0 | 0 | 0 | 0 | 0 | 0 | 0 | 0 | 0 | 0 | 0 | 0 | 0 | 0 | 0 | 0 | 0 | 0 | 0 | 0 | 0 | 0 | 0 | 0 | 0 | 0 | 0 | 0 | 0 | 0 | 0 | 0 | 0 | 0 | 0 | 0 | 0 | 0 | 0 | 0 | 0 | 0 | 0 | 0 | 0 | 0 | 0 | 0 | 0 | 0 | 0 | 0 | 0 | 0 | 0 | 0 | 0 | 0 | 0 | 0 | 0 | 0 | 0 | 0 | 0 | 0 | 0 | 0 | 0 | 0 | 0 | 0 | 0 | 0 | 0 | 0 | 0 | 0 | 0 | 0 | 0 | 0 | 0 | 0 | 0 | 0 | 0 | 0 | 0 | 0 | 0 | 0 | 0 | 0 | 0 | 0 | 0 | 0 | 0 | 0 | 0 | 0 | 0 | 0 | 0 | 0 | 0 | 0 | 0 | 0 | 0 | 0 | 0 | 0 | 0 | 0 | 0 | 0 | 0 | 0 | 0 | 0 | 0 | 0 | 0 | 0 | 0 | 0 | 0 | 0 | 0 | 0 | 0 | 0 | 0 | 0 | 0 | 0 | 0 | 0 | 0 | 0 | 0 | 0 | 0 | 0 | 0 | 0 | 0
13 | Distribution substations - Urban Pad | Distribution substations - Urban | 9 |  | 0 | 0 | 0 | 0 | 0 | 0 | 0 | 0 | 0 | 0 | 0 | 0 | 0 | 0 | 0 | 0 | 0 | 0 | 0 | 0 | 0 | 0 | 0 | 0 | 0 | 0 | 0 | 0 | 0 | 0 | 0 | 0 | 0 | 0 | 0 | 0 | 0 | 0 | 0 | 0 | 0 | 0 | 0 | 0 | 0 | 0 | 0 | 0 | 0 | 0 | 0 | 0 | 0 | 0 | 0 | 0 | 0 | 0 | 0 | 0 | 0 | 0 | 0 | 0 | 0 | 0 | 0 | 0 | 0 | 0 | 0 | 0 | 0 | 0 | 0 | 0 | 0 | 0 | 0 | 0 | 0 | 0 | 0 | 0 | 0 | 0 | 0 | 0 | 0 | 0 | 0 | 0 | 0 | 0 | 0 | 0 | 0 | 0 | 0 | 0 | 0 | 0 | 0 | 0 | 0 | 0 | 0 | 0 | 0 | 0 | 0 | 0 | 0 | 0 | 0 | 0 | 0 | 0 | 0 | 0 | 0 | 0 | 0 | 0 | 0 | 0 | 0 | 0 | 0 | 0 | 0 | 0 | 0 | 0 | 0 | 0 | 0 | 0 | 0 | 0 | 0 | 0 | 0 | 0 | 0 | 0 | 0 | 0 | 0 | 0 | 0 | 0
14 | Distribution substations - Short rural | Distribution substations - Short rural | 10 |  | 0 | 0 | 0 | 0 | 0 | 0 | 0 | 0 | 0 | 0 | 0 | 0 | 0 | 0 | 0 | 0 | 0 | 0 | 0 | 0 | 0 | 0 | 0 | 0 | 0 | 0 | 0 | 0 | 0 | 0 | 0 | 0 | 0 | 0 | 0 | 0 | 0 | 0 | 0 | 0 | 0 | 0 | 0 | 0 | 0 | 0 | 0 | 0 | 0 | 0 | 0 | 0 | 0 | 0 | 0 | 0 | 0 | 0 | 0 | 0 | 0 | 0 | 0 | 0 | 0 | 0 | 0 | 0 | 0 | 0 | 0 | 0 | 0 | 0 | 0 | 0 | 0 | 0 | 0 | 0 | 0 | 0 | 0 | 0 | 0 | 0 | 0 | 0 | 0 | 0 | 0 | 0 | 0 | 0 | 0 | 0 | 0 | 0 | 0 | 0 | 0 | 0 | 0 | 0 | 0 | 0 | 0 | 0 | 0 | 0 | 0 | 0 | 0 | 0 | 0 | 0 | 0 | 0 | 0 | 0 | 0 | 0 | 0 | 0 | 0 | 0 | 0 | 0 | 0 | 0 | 0 | 0 | 0 | 0 | 0 | 0 | 0 | 0 | 0 | 0 | 0 | 0 | 0 | 0 | 0 | 0 | 0 | 0 | 0 | 0 | 0 | 0
15 | Distribution substations - Long rural | Distribution substations - Long rural | 11 |  | 0 | 0 | 0 | 0 | 0 | 0 | 0 | 0 | 0 | 0 | 0 | 0 | 0 | 0 | 0 | 0 | 0 | 0 | 0 | 0 | 0 | 0 | 0 | 0 | 0 | 0 | 0 | 0 | 0 | 0 | 0 | 0 | 0 | 0 | 0 | 0 | 0 | 0 | 0 | 0 | 0 | 0 | 0 | 0 | 0 | 0 | 0 | 0 | 0 | 0 | 0 | 0 | 0 | 0 | 0 | 0 | 0 | 0 | 0 | 0 | 0 | 0 | 0 | 0 | 0 | 0 | 0 | 0 | 0 | 0 | 0 | 0 | 0 | 0 | 0 | 0 | 0 | 0 | 0 | 0 | 0 | 0 | 0 | 0 | 0 | 0 | 0 | 0 | 0 | 0 | 0 | 0 | 0 | 0 | 0 | 0 | 0 | 0 | 0 | 0 | 0 | 0 | 0 | 0 | 0 | 0 | 0 | 0 | 0 | 0 | 0 | 0 | 0 | 0 | 0 | 0 | 0 | 0 | 0 | 0 | 0 | 0 | 0 | 0 | 0 | 0 | 0 | 0 | 0 | 0 | 0 | 0 | 0 | 0 | 0 | 0 | 0 | 0 | 0 | 0 | 0 | 0 | 0 | 0 | 0 | 0 | 0 | 0 | 0 | 0 | 0 | 0
16 | 0 |  | 0 |  | 0 | 0 | 0 | 0 | 0 | 0 | 0 | 0 | 0 | 0 | 0 | 0 | 0 | 0 | 0 | 0 | 0 | 0 | 0 | 0 | 0 | 0 | 0 | 0 | 0 | 0 | 0 | 0 | 0 | 0 | 0 | 0 | 0 | 0 | 0 | 0 | 0 | 0 | 0 | 0 | 0 | 0 | 0 | 0 | 0 | 0 | 0 | 0 | 0 | 0 | 0 | 0 | 0 | 0 | 0 | 0 | 0 | 0 | 0 | 0 | 0 | 0 | 0 | 0 | 0 | 0 | 0 | 0 | 0 | 0 | 0 | 0 | 0 | 0 | 0 | 0 | 0 | 0 | 0 | 0 | 0 | 0 | 0 | 0 | 0 | 0 | 0 | 0 | 0 | 0 | 0 | 0 | 0 | 0 | 0 | 0 | 0 | 0 | 0 | 0 | 0 | 0 | 0 | 0 | 0 | 0 | 0 | 0 | 0 | 0 | 0 | 0 | 0 | 0 | 0 | 0 | 0 | 0 | 0 | 0 | 0 | 0 | 0 | 0 | 0 | 0 | 0 | 0 | 0 | 0 | 0 | 0 | 0 | 0 | 0 | 0 | 0 | 0 | 0 | 0 | 0 | 0 | 0 | 0 | 0 | 0 | 0 | 0 | 0 | 0 | 0 | 0
[5 empty] | 0 | 0 | 0 | 0 | 0 | 0 | 0 | 0 | 0 | 0 | 0 | 0 | 0 | 0 | 0 | 0 | 0 | 0 | 0 | 0 | 0 | 0 | 0 | 0 | 0 | 0 | 0 | 0 | 0 | 0 | 0 | 0 | 0 | 0 | 0 | 0 | 0 | 0 | 0 | 0 | 0 | 0 | 0 | 0 | 0 | 0 | 0 | 0 | 0 | 0 | 0 | 0 | 0 | 0 | 0 | 0 | 0 | 0 | 0 | 0 | 0 | 0 | 0 | 0 | 0 | 0 | 0 | 0 | 0 | 0 | 0 | 0 | 0 | 0 | 0 | 0 | 0 | 0 | 0 | 0 | 0 | 0 | 0 | 0 | 0 | 0 | 0 | 0 | 0 | 0 | 0 | 0 | 0 | 0 | 0 | 0 | 0 | 0 | 0 | 0 | 0 | 0 | 0 | 0 | 0 | 0 | 0 | 0 | 0 | 0 | 0 | 0 | 0 | 0 | 0 | 0 | 0 | 0 | 0 | 0 | 0 | 0 | 0 | 0 | 0 | 0 | 0 | 0 | 0 | 0 | 0 | 0 | 0 | 0 | 0 | 0 | 0 | 0 | 0 | 0 | 0 | 0 | 0 | 0 | 0 | 0 | 0 | 0 | 0 | 0 | 0 | 0
[5 empty] | 0 | 0 | 0 | 0 | 0 | 0 | 0 | 0 | 0 | 0 | 0 | 0 | 0 | 0 | 0 | 0 | 0 | 0 | 0 | 0 | 0 | 0 | 0 | 0 | 0 | 0 | 0 | 0 | 0 | 0 | 0 | 0 | 0 | 0 | 0 | 0 | 0 | 0 | 0 | 0 | 0 | 0 | 0 | 0 | 0 | 0 | 0 | 0 | 0 | 0 | 0 | 0 | 0 | 0 | 0 | 0 | 0 | 0 | 0 | 0 | 0 | 0 | 0 | 0 | 0 | 0 | 0 | 0 | 0 | 0 | 0 | 0 | 0 | 0 | 0 | 0 | 0 | 0 | 0 | 0 | 0 | 0 | 0 | 0 | 0 | 0 | 0 | 0 | 0 | 0 | 0 | 0 | 0 | 0 | 0 | 0 | 0 | 0 | 0 | 0 | 0 | 0 | 0 | 0 | 0 | 0 | 0 | 0 | 0 | 0 | 0 | 0 | 0 | 0 | 0 | 0 | 0 | 0 | 0 | 0 | 0 | 0 | 0 | 0 | 0 | 0 | 0 | 0 | 0 | 0 | 0 | 0 | 0 | 0 | 0 | 0 | 0 | 0 | 0 | 0 | 0 | 0 | 0 | 0 | 0 | 0 | 0 | 0 | 0 | 0 | 0 | 0
[5 empty] | 0 | 0 | 0 | 0 | 0 | 0 | 0 | 0 | 0 | 0 | 0 | 0 | 0 | 0 | 0 | 0 | 0 | 0 | 0 | 0 | 0 | 0 | 0 | 0 | 0 | 0 | 0 | 0 | 0 | 0 | 0 | 0 | 0 | 0 | 0 | 0 | 0 | 0 | 0 | 0 | 0 | 0 | 0 | 0 | 0 | 0 | 0 | 0 | 0 | 0 | 0 | 0 | 0 | 0 | 0 | 0 | 0 | 0 | 0 | 0 | 0 | 0 | 0 | 0 | 0 | 0 | 0 | 0 | 0 | 0 | 0 | 0 | 0 | 0 | 0 | 0 | 0 | 0 | 0 | 0 | 0 | 0 | 0 | 0 | 0 | 0 | 0 | 0 | 0 | 0 | 0 | 0 | 0 | 0 | 0 | 0 | 0 | 0 | 0 | 0 | 0 | 0 | 0 | 0 | 0 | 0 | 0 | 0 | 0 | 0 | 0 | 0 | 0 | 0 | 0 | 0 | 0 | 0 | 0 | 0 | 0 | 0 | 0 | 0 | 0 | 0 | 0 | 0 | 0 | 0 | 0 | 0 | 0 | 0 | 0 | 0 | 0 | 0 | 0 | 0 | 0 | 0 | 0 | 0 | 0 | 0 | 0 | 0 | 0 | 0 | 0 | 0
Utilisation Threshold Values
|  |  |  | Segment ID | 0: 4; 1: 5; 2: 6; 6: Growth Rates; 7: Utilisation Threshold
|  |  |  | Mean utilisation | 0: 28.7692; 1: 55.2581; 2: 50.536; 5: Max; 6: 12.1%; 7: 128
|  |  |  | St Dev | 0: 25.0505; 1: 14.8901; 2: 22.6255; 5: Min; 6: -11.18%; 7: 0
[10 empty] | Mean | -0.3997% | 50.9747
[10 empty] | Mode | 0 | 77
[10 empty] | StDev |  | 21.4646
[9 empty] | 10% PoE | OFF
Segment ID | SAPN Network Segment | AER Segment Group | AER Seg Group ID | Line Name | 0: Volts (kV); 2: Applicable Rating - 2013/14; 3: Forecast Demand 2013/14; 4: Utilisation 2013/14; 5: In (Y) / Out (N); 6: Growth Rate; 7: Planning Category; 8: Utilisation at time of constraint; 9: Year of Constraint; 10: Constraint Utilisation
5 | Zone Substations - Urban | Zone substations | 3 | Kilburn South 11kV | 2: 14.3; 3: 10.163; 4: 71; 5: Y; 6: 1.308%
5 | Zone Substations - Urban | Zone substations | 3 | Prospect 11kV | 2: 49.4; 3: 29.5955; 4: 60; 5: Y; 6: -1.034%
5 | Zone Substations - Urban | Zone substations | 3 | North Adelaide 11kV | 2: 71.9; 3: 22.5786; 4: 31; 5: Y; 6: -0.3239%
5 | Zone Substations - Urban | Zone substations | 3 | Hindley Street 11kV | 2: 77.1; 3: 39.6164; 4: 51; 5: Y; 6: -0.8951%
5 | Zone Substations - Urban | Zone substations | 3 | Coromandel Place 11kV | 2: 93; 3: 50.9086; 4: 55; 5: Y; 6: -0.8739%
5 | Zone Substations - Urban | Zone substations | 3 | Whitmore Square 11kV | 2: 72.4; 3: 40.0087; 4: 55; 5: Y; 6: -1.031%
5 | Zone Substations - Urban | Zone substations | 3 | East Terrace 11kV | 2: 77.1; 3: 41.156; 4: 53; 5: Y; 6: -0.9685%
4 | SubTx Substations | Sub-transmission substations | 2 | East Terrace 33kV | 2: 47.5; 3: 15.3887; 4: 32; 5: Y; 6: -0.8826%
5 | Zone Substations - Urban | Zone substations | 3 | Kent Town 11kV | 2: 59; 3: 32.0911; 4: 54; 5: Y; 6: 0.527%
5 | Zone Substations - Urban | Zone substations | 3 | Norwood 11kV | 2: 73.8; 3: 49.8401; 4: 68; 5: Y; 6: -0.1554%
5 | Zone Substations - Urban | Zone substations | 3 | Linden Park 11kV | 2: 55.7; 3: 36.9879; 4: 66; 5: Y; 6: -1.324%
5 | Zone Substations - Urban | Zone substations | 3 | Burnside 11kV | 2: 31.2; 3: 11.4654; 4: 37; 5: Y; 6: 0.4587%
5 | Zone Substations - Urban | Zone substations | 3 | Woodforde 11kV | 2: 50.5; 3: 34.147; 4: 68; 5: Y; 6: 0.7681%
5 | Zone Substations - Urban | Zone substations | 3 | Campbelltown 11kV | 2: 57.8; 3: 43.5552; 4: 75; 5: Y; 6: 1.792%
5 | Zone Substations - Urban | Zone substations | 3 | Holden Hill 11kV | 2: 46.7; 3: 34.0125; 4: 73; 5: Y; 6: 0.5614%
5 | Zone Substations - Urban | Zone substations | 3 | Hillcrest 11kV | 2: 61.7; 3: 32.2934; 4: 52; 5: Y; 6: 0.5232%
5 | Zone Substations - Urban | Zone substations | 3 | Northfield 11kV | 2: 26.5; 3: 17.6041; 4: 66; 5: Y; 6: -0.8013%
5 | Zone Substations - Urban | Zone substations | 3 | Harrow 11kV | 2: 28.3; 3: 16.7685; 4: 59; 5: Y; 6: 0.9691%
5 | Zone Substations - Urban | Zone substations | 3 | Clearview 11kV | 2: 26.6; 3: 18.6323; 4: 70; 5: Y; 6: 0.786%
5 | Zone Substations - Urban | Zone substations | 3 | Ingle Farm 11kV | 2: 51.7; 3: 33.2612; 4: 64; 5: Y; 6: 0.4988%
5 | Zone Substations - Urban | Zone substations | 3 | Golden Grove 11kV | 2: 84.6; 3: 42.057; 4: 50; 5: Y; 6: 0.3643%
5 | Zone Substations - Urban | Zone substations | 3 | Tea Tree Gully 11kV | 2: 49.1; 3: 29.9785; 4: 61; 5: Y; 6: 1.06%
5 | Zone Substations - Urban | Zone substations | 3 | Hope Valley 11kV | 2: 31.2; 3: 17.1643; 4: 55; 5: Y; 6: -0.3027%
4 | SubTx Substations | Sub-transmission substations | 2 | Hindley Street 33kV | 2: 23.75; 3: 8.6845; 4: 37; 5: Y; 6: -0.8706%
5 | Zone Substations - Urban | Zone substations | 3 | Angle Vale 11kV | 2: 27.3; 3: 16.283; 4: 60; 5: Y; 6: 1.938%
5 | Zone Substations - Urban | Zone substations | 3 | Cavan 11kV | 2: 58.2; 3: 43.5281; 4: 75; 5: Y; 6: -2.861%
5 | Zone Substations - Urban | Zone substations | 3 | Direk 11kV | 2: 56.4; 3: 22.4428; 4: 40; 5: Y; 6: 0.1253%
5 | Zone Substations - Urban | Zone substations | 3 | Edinburgh 11kV | 2: 84.4; 3: 16.6025; 4: 20; 5: Y; 6: -11.18%
5 | Zone Substations - Urban | Zone substations | 3 | Elizabeth Downs 11kV | 2: 59.6; 3: 41.4716; 4: 70; 5: Y; 6: 2.763%
5 | Zone Substations - Urban | Zone substations | 3 | Elizabeth Heights 11kV | 2: 27.6; 3: 17.9182; 4: 65; 5: Y; 6: 0.7683%
5 | Zone Substations - Urban | Zone substations | 3 | Elizabeth South 11kV | 2: 54.2; 3: 17.3417; 4: 32; 5: Y; 6: -9.826%
6 | Zone Substations - Rural | Zone substations | 3 | Evanston 11kV | 2: 57.6602; 3: 32.3362; 4: 56; 5: Y; 6: 3.053%
5 | Zone Substations - Urban | Zone substations | 3 | Parafield Gardens 11kV | 2: 70.2; 3: 16.2623; 4: 23; 5: Y; 6: 12.1%
5 | Zone Substations - Urban | Zone substations | 3 | Paralowie 11kV | 2: 27.5; 3: 15.8228; 4: 58; 5: Y; 6: 1.977%
5 | Zone Substations - Urban | Zone substations | 3 | Penfield 11kV | 2: 56.2; 3: 31.3701; 4: 56; 5: Y; 6: 1.832%
5 | Zone Substations - Urban | Zone substations | 3 | Salisbury 11kV | 2: 72.6; 3: 52.1972; 4: 72; 5: Y; 6: 0.1719%
5 | Zone Substations - Urban | Zone substations | 3 | Virginia 11kV | 2: 14.9; 3: 9.0376; 4: 61; 5: Y; 6: 0.9328%
6 | Zone Substations - Rural | Zone substations | 3 | bar: 0 to 6
5 | Zone Substations - Urban | Zone substations | 3 | bar: 0 to 6
5 | Zone Substations - Urban | Zone substations | 3 | Athol Park 11kV | 2: 27.5; 3: 17.194; 4: 63; 5: Y; 6: -2.49%
5 | Zone Substations - Urban | Zone substations | 3 | Blackpool 7.6kV | 2: 19.9; 3: 13.0963; 4: 66; 5: Y; 6: -1.489%
5 | Zone Substations - Urban | Zone substations | 3 | Cheltenham 11kV | 2: 29.9; 3: 4.1476; 4: 14; 5: Y; 6: 1.775%
4 | SubTx Substations | Sub-transmission substations | 2 | Cheltenham 33kV | 2: 27.3; 3: 3.944; 4: 14; 5: Y; 6: -1.159%
5 | Zone Substations - Urban | Zone substations | 3 | Cheltenham 7.6kV | 2: 6.8; 3: 3.5842; 4: 53; 5: Y; 6: -1.081%
5 | Zone Substations - Urban | Zone substations | 3 | Croydon 11kV | 2: 48.4; 3: 26.957; 4: 56; 5: Y; 6: -2.515%
5 | Zone Substations - Urban | Zone substations | 3 | Croydon Park 11kV | 2: 26.4; 3: 18.4252; 4: 70; 5: Y; 6: -3.02%
5 | Zone Substations - Urban | Zone substations | 3 | Findon 11kV | 2: 25.8; 3: 17.509; 4: 68; 5: Y; 6: 0.555%
5 | Zone Substations - Urban | Zone substations | 3 | Flinders Park 11kV | 2: 27.3; 3: 19.0024; 4: 70; 5: Y; 6: 2.056%
5 | Zone Substations - Urban | Zone substations | 3 | Fulham Gardens 11kV | 2: 49; 3: 35.3374; 4: 72; 5: Y; 6: -0.2759%
5 | Zone Substations - Urban | Zone substations | 3 | Glanville 7.6kV | 2: 21.1; 3: 11.733; 4: 56; 5: Y; 6: -0.9718%
5 | Zone Substations - Urban | Zone substations | 3 | Henley South 11kV | 2: 55.7; 3: 29.1047; 4: 52; 5: Y; 6: -0.1309%
5 | Zone Substations - Urban | Zone substations | 3 | Kilburn 11kV | 2: 76.2; 3: 45.7569; 4: 60; 5: Y; 6: -2.058%
5 | Zone Substations - Urban | Zone substations | 3 | bar: 0 to 6
5 | Zone Substations - Urban | Zone substations | 3 | bar: 0 to 6
5 | Zone Substations - Urban | Zone substations | 3 | Kilkenny 11kV | 2: 55.9; 3: 14.2694; 4: 26; 5: Y; 6: -5.277%
5 | Zone Substations - Urban | Zone substations | 3 | Largs North 7.6kV | 2: 27.6; 3: 12.9307; 4: 47; 5: Y; 6: -0.9377%
5 | Zone Substations - Urban | Zone substations | 3 | LeFevre 11kV | 2: 72.2; 3: 9.73; 4: 13; 5: Y; 6: -1.159%
5 | Zone Substations - Urban | Zone substations | 3 | New Osborne 11kV | 2: 9.5; 3: 5.8; 4: 61; 5: Y; 6: 0%
5 | Zone Substations - Urban | Zone substations | 3 | New Richmond 11kV | 2: 51.1; 3: 30.2934; 4: 59; 5: Y; 6: -0.4869%
5 | Zone Substations - Urban | Zone substations | 3 | Port Adelaide 7.6kV | 2: 19.9; 3: 11.5865; 4: 58; 5: Y; 6: -1.882%
5 | Zone Substations - Urban | Zone substations | 3 | Port Adelaide North 11kV | 2: 47.2; 3: 25.2431; 4: 53; 5: Y; 6: -0.13%
5 | Zone Substations - Urban | Zone substations | 3 | Queenstown 7.6kV | 2: 22.7; 3: 12.736; 4: 56; 5: Y; 6: -1.754%
5 | Zone Substations - Urban | Zone substations | 3
5 | Zone Substations - Urban | Zone substations | 3 | Thebarton 11kV | 2: 49; 3: 29.8631; 4: 61; 5: Y; 6: -1.324%
5 | Zone Substations - Urban | Zone substations | 3 | Woodville 7.6kV | 2: 10; 3: 6.8678; 4: 69; 5: Y; 6: -1.116%
4 | SubTx Substations | Sub-transmission substations | 2 | Woodville 33kV | 2: 55.4; 3: 7.9563; 4: 14; 5: Y; 6: -1.159%
5 | Zone Substations - Urban | Zone substations | 3 | Aldinga 11kV | 2: 33.2; 3: 16.0878; 4: 48; 5: Y; 6: 3.753%
5 | Zone Substations - Urban | Zone substations | 3 | Ascot Park 11kV | 2: 27; 3: 17.5935; 4: 65; 5: Y; 6: 0.9962%
5 | Zone Substations - Urban | Zone substations | 3 | Blackwood 11kV | 2: 57.8756; 3: 23.9642; 4: 41; 5: Y; 6: -2.436%
5 | Zone Substations - Urban | Zone substations | 3 | Clarence Gardens 11kV | 2: 36.2; 3: 16.3353; 4: 45; 5: Y; 6: -0.9313%
5 | Zone Substations - Urban | Zone substations | 3 | Clarendon 11kV | 2: 3.25; 3: 2.5543; 4: 79; 5: Y; 6: 0.5497%
5 | Zone Substations - Urban | Zone substations | 3 | Cudmore Park 11kV | 2: 22.1; 3: 17.4862; 4: 79; 5: Y; 6: -3.44%
5 | Zone Substations - Urban | Zone substations | 3 | Glenelg North 11kV | 2: 27.9; 3: 15.436; 4: 55; 5: Y; 6: 0.8222%
5 | Zone Substations - Urban | Zone substations | 3 | Hackham 11kV | 2: 31.6; 3: 12.2475; 4: 39; 5: Y; 6: -1.131%
5 | Zone Substations - Urban | Zone substations | 3 | Happy Valley 11kV | 2: 59.8; 3: 30.0722; 4: 50; 5: Y; 6: -1.342%
6 | Zone Substations - Rural | Zone substations | 3 | bar: 0 to 6
5 | Zone Substations - Urban | Zone substations | 3 | Keswick 11kV | 2: 49.1; 3: 36.4738; 4: 74; 5: Y; 6: -1.134%
5 | Zone Substations - Urban | Zone substations | 3 | Kingswood 11kV | 2: 71.2; 3: 43.2723; 4: 61; 5: Y; 6: -0.3716%
5 | Zone Substations - Urban | Zone substations | 3 | Lower Mitcham 11kV | 2: 28.2; 3: 17.382; 4: 62; 5: Y; 6: -1.541%
6 | Zone Substations - Rural | Zone substations | 3 | McLaren Flat 11kV | 2: 15.5; 3: 9.4688; 4: 61; 5: Y; 6: -1.034%
6 | Zone Substations - Rural | Zone substations | 3 | McLaren Vale 11kV | 2: 5.4; 3: 2.1196; 4: 39; 5: Y; 6: 1.426%
5 | Zone Substations - Urban | Zone substations | 3 | Morphett Vale East 11kV | 2: 57.3; 3: 30.2294; 4: 53; 5: Y; 6: -2.193%
5 | Zone Substations - Urban | Zone substations | 3 | Morphettville 11kV | 2: 28; 3: 21.0886; 4: 75; 5: Y; 6: -0.2582%
5 | Zone Substations - Urban | Zone substations | 3 | Noarlunga Centre 11kV | 2: 28.3; 3: 17.5398; 4: 62; 5: Y; 6: -1.71%
5 | Zone Substations - Urban | Zone substations | 3 | North Unley 11kV | 2: 25.4; 3: 17.6057; 4: 69; 5: Y; 6: -2.025%
5 | Zone Substations - Urban | Zone substations | 3 | Oaklands 11kV | 2: 57.5; 3: 39.7365; 4: 69; 5: Y; 6: -1.136%
5 | Zone Substations - Urban | Zone substations | 3 | Panorama 11kV | 2: 58.2; 3: 21.5911; 4: 37; 5: Y; 6: -0.6428%
5 | Zone Substations - Urban | Zone substations | 3 | Plympton 11kV | 2: 28.4; 3: 18.7486; 4: 66; 5: Y; 6: -2.43%
5 | Zone Substations - Urban | Zone substations | 3 | Port Noarlunga 11kV | 2: 63.1; 3: 24.376; 4: 39; 5: Y; 6: 2.284%
5 | Zone Substations - Urban | Zone substations | 3 | Port Stanvac 11kV | 2: 88.6; 3: 35.1024; 4: 40; 5: Y; 6: -2.344%
5 | Zone Substations - Urban | Zone substations | 3 | Seacombe 11kV | 2: 59.2; 3: 37.167; 4: 63; 5: Y; 6: -0.4874%
5 | Zone Substations - Urban | Zone substations | 3 | Seaford 11kV | 2: 15.8; 3: 5.959; 4: 38; 5: Y; 6: 2.652%
5 | Zone Substations - Urban | Zone substations | 3 | Sheidow Park 11kV | 2: 35; 3: 20.7345; 4: 59; 5: Y; 6: -0.1956%
5 | Zone Substations - Urban | Zone substations | 3 | Tonsley Park 11kV | 2: 40.1; 3: 20.0525; 4: 50; 5: Y; 6: -2.044%
6 | Zone Substations - Rural | Zone substations | 3 | Willunga 11kV | 2: 6.7; 3: 4.0046; 4: 60; 5: Y; 6: -2.264%
4 | SubTx Substations | Sub-transmission substations | 2 | Willunga 33kV | 2: 10.6; 3: 2.4097; 4: 23; 5: Y; 6: 1.336%
6 | Zone Substations - Rural | Zone substations | 3 | American River 11kV | 2: 3.9; 3: 0.38826; 4: 10; 5: Y; 6: -1.455%
6 | Zone Substations - Rural | Zone substations | 3 | Cape Jervis 11kV | 2: 0.65; 3: 0.50725; 4: 78; 5: Y; 6: 2.6%
4 | SubTx Substations | Sub-transmission substations | 2 | Cape Jervis 33kV | 2: 40; 3: 7.9; 4: 20; 5: Y; 6: -1.965%
6 | Zone Substations - Rural | Zone substations | 3 | Goolwa 11kV | 2: 33.4; 3: 11.0878; 4: 33; 5: Y; 6: -1.504%
6 | Zone Substations - Rural | Zone substations | 3 | Kingscote 11kV | 2: 8; 3: 3.1135; 4: 39; 5: Y; 6: 2.686%
6 | Zone Substations - Rural | Zone substations | 3 | MacGillivray 11kV | 2: 2.6; 3: 1.9279; 4: 74; 5: Y; 6: 0.2974%
6 | Zone Substations - Rural | Zone substations | 3 | Myponga 11kV | 2: 14.2; 3: 5.1962; 4: 37; 5: Y; 6: -1.453%
6 | Zone Substations - Rural | Zone substations | 3 | Penneshaw 11kV | 2: 1.95; 3: 0.784; 4: 40; 5: Y; 6: 0.8667%
6 | Zone Substations - Rural | Zone substations | 3 | bar: 0 to 6
6 | Zone Substations - Rural | Zone substations | 3 | Rapid Bay 11kV | 2: 0.4095; 3: 0.1; 4: 24; 5: Y; 6: -1.965%
6 | Zone Substations - Rural | Zone substations | 3 | Square Water Hole 11kV | 2: 7.13; 3: 3.8601; 4: 54; 5: Y; 6: 0.4725%
6 | Zone Substations - Rural | Zone substations | 3 | Victor Harbor 11kV | 2: 62.7; 3: 19.7092; 4: 31; 5: Y; 6: -1.32%
4 | SubTx Substations | Sub-transmission substations | 2 | Yankalilla 33kV | 2: 17.7; 3: 1.2; 4: 7; 5: Y; 6: -1.965%
6 | Zone Substations - Rural | Zone substations | 3 | Yankalilla 11kV | 2: 16.6; 3: 6.0532; 4: 36; 5: Y; 6: -0.9851%
6 | Zone Substations - Rural | Zone substations | 3 | Angaston 11kV | 2: 28.96; 3: 18.0089; 4: 62; 5: Y; 6: -1.08%
6 | Zone Substations - Rural | Zone substations | 3 | Barossa South 11kV | 2: 8.9; 3: 6.5731; 4: 74; 5: Y; 6: 0.7412%
6 | Zone Substations - Rural | Zone substations | 3 | Dorrien 11kV | 2: 13.6; 3: 8.6658; 4: 64; 5: Y; 6: 1.519%
6 | Zone Substations - Rural | Zone substations | 3 | Gomersal North 11kV | 2: 1.3; 3: 0.3; 4: 23; 5: Y; 6: 0.1617%
6 | Zone Substations - Rural | Zone substations | 3 | Lyndoch 11kV | 2: 4.3; 3: 2.9549; 4: 69; 5: Y; 6: 1.462%
6 | Zone Substations - Rural | Zone substations | 3 | Lyndoch South 7.6kV | 2: 0.65; 3: 0.4; 4: 62; 5: Y; 6: 0.1617%
6 | Zone Substations - Rural | Zone substations | 3 | Nuriootpa 11kV | 2: 13.4; 3: 10.02; 4: 75; 5: Y; 6: -0.1962%
6 | Zone Substations - Rural | Zone substations | 3 | Stockwell 11kV | 2: 8.9; 3: 6.0425; 4: 68; 5: Y; 6: 1.336%
6 | Zone Substations - Rural | Zone substations | 3 | Williamstown 11kV | 2: 3; 3: 2.9; 4: 97; 5: Y; 6: 0.1617%
6 | Zone Substations - Rural | Zone substations | 3 | Brinkworth Town 11kV | 2: 3.9; 3: 0.79764; 4: 20; 5: Y; 6: -0.5314%
6 | Zone Substations - Rural | Zone substations | 3 | Collinsfield 11kV | 2: 2.7; 3: 0.6; 4: 22; 5: Y; 6: -0.04927%
6 | Zone Substations - Rural | Zone substations | 3 | Spalding 11kV | 2: 2.6; 3: 1; 4: 38; 5: Y; 6: -0.04927%
6 | Zone Substations - Rural | Zone substations | 3 | Clare 11kV | 2: 12.6; 3: 9.7722; 4: 78; 5: Y; 6: 0.4495%
6 | Zone Substations - Rural | Zone substations | 3 | Burra 11kV | 2: 11.1; 3: 4; 4: 36; 5: Y; 6: -0.2987%
6 | Zone Substations - Rural | Zone substations | 3 | Freeling 11kV | 2: 3.9; 3: 0.4; 4: 10; 5: Y; 6: -1.741%
6 | Zone Substations - Rural | Zone substations | 3 | Freeling North 11kV | 2: 4.3; 3: 2.3015; 4: 54; 5: Y; 6: -3.504%
6 | Zone Substations - Rural | Zone substations | 3 | Gawler Belt 11kV | 2: 14.6; 3: 8.0711; 4: 55; 5: Y; 6: -0.9937%
6 | Zone Substations - Rural | Zone substations | 3 | Hamley Bridge 11kV | 2: 3; 3: 2.1; 4: 70; 5: Y; 6: -0.75%
6 | Zone Substations - Rural | Zone substations | 3 | Kapunda 11kV | 2: 16.5; 3: 5.6236; 4: 34; 5: Y; 6: -1.244%
6 | Zone Substations - Rural | Zone substations | 3 | Mallala 11kV | 2: 4.8; 3: 3.8; 4: 79; 5: Y; 6: 2.2%
6 | Zone Substations - Rural | Zone substations | 3 | Sandy Creek 11kV | 2: 3.9; 3: 1.8025; 4: 46; 5: Y; 6: -3.908%
6 | Zone Substations - Rural | Zone substations | 3 | Wasleys 11kV | 2: 2.6; 3: 1.2; 4: 46; 5: Y; 6: -0.75%
6 | Zone Substations - Rural | Zone substations | 3 | Auburn 11kV | 2: 3.9; 3: 3.3; 4: 85; 5: Y; 6: 1.477%
6 | Zone Substations - Rural | Zone substations | 3 | Eudunda 11kV | 2: 2.4; 3: 2; 4: 83; 5: Y; 6: 1.477%
6 | Zone Substations - Rural | Zone substations | 3 | Marrabel 11kV | 2: 3.9; 3: 2.2; 4: 56; 5: Y; 6: 1.477%
6 | Zone Substations - Rural | Zone substations | 3 | Riverton 11kV | 2: 3.9; 3: 1.8; 4: 46; 5: Y; 6: 1.477%
6 | Zone Substations - Rural | Zone substations | 3 | Robertstown 11kV | 2: 1.3; 3: 0.9; 4: 69; 5: Y; 6: 1.477%
6 | Zone Substations - Rural | Zone substations | 3 | Waterloo Town 11kV | 2: 0.65; 3: 0.5; 4: 77; 5: Y; 6: 1.477%
6 | Zone Substations - Rural | Zone substations | 3 | Caloote 11kV | 2: 3.9; 3: 1.8166; 4: 47; 5: Y; 6: -0.8366%
6 | Zone Substations - Rural | Zone substations | 3 | Cambrai 11kV | 2: 1.3; 3: 0.9; 4: 69; 5: Y; 6: -0.82%
6 | Zone Substations - Rural | Zone substations | 3 | Mannum Town 7.6kV | 2: 6.5; 3: 4.1; 4: 63; 5: Y; 6: 0.3673%
6 | Zone Substations - Rural | Zone substations | 3 | Nildottie 11kV | 2: 8.9; 3: 2.4136; 4: 27; 5: Y; 6: -0.6153%
6 | Zone Substations - Rural | Zone substations | 3 | Punyelroo 11kV | 2: 0.65; 3: 0.5; 4: 77; 5: Y; 6: 0.3673%
6 | Zone Substations - Rural | Zone substations | 3 | Teal Flat 11kV | 2: 3.9; 3: 3.2; 4: 82; 5: Y; 6: 1.18%
6 | Zone Substations - Rural | Zone substations | 3 | Walker Flat 11kV | 2: 2.6; 3: 1.7; 4: 65; 5: Y; 6: 0.68%
6 | Zone Substations - Rural | Zone substations | 3 | Monarto South 11kV | 2: 14.5; 3: 5.4801; 4: 38; 5: Y; 6: -2.104%
6 | Zone Substations - Rural | Zone substations | 3 | Murray Bridge North 11kV | 2: 26; 3: 15.9491; 4: 61; 5: Y; 6: 0.8857%
6 | Zone Substations - Rural | Zone substations | 3 | Murray Bridge South 11kV | 2: 28.5; 3: 14.4907; 4: 51; 5: Y; 6: -0.7172%
6 | Zone Substations - Rural | Zone substations | 3 | Mypolonga 11kV | 2: 2.6; 3: 2.4; 4: 92; 5: Y; 6: 2.18%
6 | Zone Substations - Rural | Zone substations | 3 | Binnies 11kV | 2: 0.78; 3: 0.3; 4: 38; 5: Y; 6: -1.116%
6 | Zone Substations - Rural | Zone substations | 3 | Campbell Park 11kV | 2: 1.95; 3: 1.4; 4: 72; 5: Y; 6: -1.116%
6 | Zone Substations - Rural | Zone substations | 3 | Coomandook 11kV | 2: 0.65; 3: 0.5; 4: 77; 5: Y; 6: -1.116%
6 | Zone Substations - Rural | Zone substations | 3 | Coonalpyn 11kV | 2: 1.3; 3: 0.33524; 4: 26; 5: Y; 6: -1.547%
6 | Zone Substations - Rural | Zone substations | 3 | Jervois 11kV | 2: 8.9; 3: 2.55; 4: 29; 5: Y; 6: -2.302%
6 | Zone Substations - Rural | Zone substations | 3 | bar: 0 to 6
6 | Zone Substations - Rural | Zone substations | 3 | bar: 0 to 6
6 | Zone Substations - Rural | Zone substations | 3 | Karoonda 11kV | 2: 1.3; 3: 0.8; 4: 62; 5: Y; 6: -1.116%
6 | Zone Substations - Rural | Zone substations | 3 | Lameroo 11kV | 2: 2.6; 3: 1.3; 4: 50; 5: Y; 6: -1.116%
6 | Zone Substations - Rural | Zone substations | 3 | Meningie 11kV | 2: 6.5; 3: 2.0155; 4: 31; 5: Y; 6: 0.2983%
6 | Zone Substations - Rural | Zone substations | 3 | Narrung 11kV | 2: 3.9; 3: 1.6; 4: 41; 5: Y; 6: -1.116%
6 | Zone Substations - Rural | Zone substations | 3 | Pinnaroo 11kV | 2: 2.6; 3: 1.6; 4: 62; 5: Y; 6: -1.116%
6 | Zone Substations - Rural | Zone substations | 3 | Tailem Bend Town 11kV | 2: 3.9; 3: 3.1; 4: 79; 5: Y; 6: -1.116%
6 | Zone Substations - Rural | Zone substations | 3 | Woods Point 11kV | 2: 8.1; 3: 3.2166; 4: 40; 5: Y; 6: -2.629%
6 | Zone Substations - Rural | Zone substations | 3 | Berri 11kV | 2: 28; 3: 11.7182; 4: 42; 5: Y; 6: -3.33%
6 | Zone Substations - Rural | Zone substations | 3 | Glossop 11kV | 2: 15.4; 3: 10.2; 4: 66; 5: Y; 6: -0.8945%
6 | Zone Substations - Rural | Zone substations | 3 | Loveday 11kV | 2: 20.4; 3: 10.9975; 4: 54; 5: Y; 6: -1.678%
6 | Zone Substations - Rural | Zone substations | 3 | Loxton 11kV | 2: 19.9; 3: 12.136; 4: 61; 5: Y; 6: -1.189%
6 | Zone Substations - Rural | Zone substations | 3 | Lyrup 11kV | 2: 6.5; 3: 5; 4: 77; 5: Y; 6: -1.117%
4 | SubTx Substations | Sub-transmission substations | 2 | Paringa 33kV | 2: 12.32; 3: 11.1321; 4: 90; 5: Y; 6: 1.318%
6 | Zone Substations - Rural | Zone substations | 3 | Paringa 11kV | 2: 3.25; 3: 2.2676; 4: 70; 5: Y; 6: -0.4041%
6 | Zone Substations - Rural | Zone substations | 3 | Pyap 11kV | 2: 15.2; 3: 7.5322; 4: 50; 5: Y; 6: -1.904%
6 | Zone Substations - Rural | Zone substations | 3 | Renmark 11kV | 2: 28.5; 3: 17.9536; 4: 63; 5: Y; 6: -0.6844%
6 | Zone Substations - Rural | Zone substations | 3 | Woolpunda 11kV | 2: 18.8; 3: 6; 4: 32; 5: Y; 6: -1.117%
6 | Zone Substations - Rural | Zone substations | 3 | Swan Reach 11kV | 2: 3.9; 3: 1.4; 4: 36; 5: Y; 6: -0.7387%
6 | Zone Substations - Rural | Zone substations | 3 | bar: 0 to 6
6 | Zone Substations - Rural | Zone substations | 3 | Cadell 11kV | 2: 2.6; 3: 1.4; 4: 54; 5: Y; 6: -0.7387%
6 | Zone Substations - Rural | Zone substations | 3 | Cordola 11kV | 2: 2.6; 3: 1.5; 4: 58; 5: Y; 6: -0.7387%
6 | Zone Substations - Rural | Zone substations | 3 | Morgan 11kV | 2: 1.3; 3: 1.1; 4: 85; 5: Y; 6: -0.7387%
6 | Zone Substations - Rural | Zone substations | 3 | Portee 11kV | 2: 0.65; 3: 0.2; 4: 31; 5: Y; 6: -0.7387%
6 | Zone Substations - Rural | Zone substations | 3 | Qualco 11kV | 2: 3.25; 3: 2; 4: 62; 5: Y; 6: -0.7387%
6 | Zone Substations - Rural | Zone substations | 3 | Ramco 11kV | 2: 8.2; 3: 5.9972; 4: 73; 5: Y; 6: -0.3953%
6 | Zone Substations - Rural | Zone substations | 3 | Roonka 11kV | 2: 3.25; 3: 2.1; 4: 65; 5: Y; 6: -0.7387%
6 | Zone Substations - Rural | Zone substations | 3 | Swan Reach 11kV | 2: 3.9; 3: 1.4; 4: 36; 5: Y; 6: -0.7387%
6 | Zone Substations - Rural | Zone substations | 3 | Waikerie 11kV | 2: 12; 3: 7.0022; 4: 58; 5: Y; 6: -1.238%
6 | Zone Substations - Rural | Zone substations | 3 | Birdwood 11kV | 2: 3.9; 3: 2.4; 4: 62; 5: Y; 6: -1.35%
6 | Zone Substations - Rural | Zone substations | 3 | Houghton 7.6kV | 2: 3.6; 3: 2.3; 4: 64; 5: Y; 6: 1.85%
6 | Zone Substations - Rural | Zone substations | 3 | Lobethal 11kV | 2: 12.8; 3: 6.4084; 4: 50; 5: Y; 6: -2.118%
6 | Zone Substations - Rural | Zone substations | 3 | Mount Pleasant 11kV | 2: 2.6; 3: 1.7; 4: 65; 5: Y; 6: -1.35%
6 | Zone Substations - Rural | Zone substations | 3 | Aldgate 11kV | 2: 12.6; 3: 7.05; 4: 56; 5: Y; 6: 1.394%
4 | SubTx Substations | Sub-transmission substations | 2 | Balhannah 33kV | 2: 30.1; 3: 19.2552; 4: 64; 5: Y; 6: 4.562%
6 | Zone Substations - Rural | Zone substations | 3 | Hahndorf 11kV | 2: 6.8; 3: 4.3095; 4: 63; 5: Y; 6: -0.8308%
6 | Zone Substations - Rural | Zone substations | 3 | Langhorne Creek 11kV | 2: 6.5; 3: 4.1; 4: 63; 5: Y; 6: 0.25%
6 | Zone Substations - Rural | Zone substations | 3 | Meadows 11kV | 2: 6.5; 3: 5.1664; 4: 79; 5: Y; 6: 3.768%
6 | Zone Substations - Rural | Zone substations | 3 | Milang 11kV | 2: 6.5; 3: 4.1; 4: 63; 5: Y; 6: 1.477%
5 | Zone Substations - Urban | Zone substations | 3 | Mount Barker 11kV | 2: 72.4; 3: 18.1623; 4: 25; 5: Y; 6: 3.823%
6 | Zone Substations - Rural | Zone substations | 3 | Mylor 11kV | 2: 4.6; 3: 2.4; 4: 52; 5: Y; 6: 1.477%
6 | Zone Substations - Rural | Zone substations | 3 | Nairne 11kV | 2: 9.2; 3: 5.9811; 4: 65; 5: Y; 6: 0.05545%
6 | Zone Substations - Rural | Zone substations | 3 | Piccadilly 11kV | 2: 3.9; 3: 1.6; 4: 41; 5: Y; 6: 1.477%
6 | Zone Substations - Rural | Zone substations | 3 | Stirling East 11kV | 2: 17.7; 3: 8.9; 4: 50; 5: Y; 6: 1.477%
6 | Zone Substations - Rural | Zone substations | 3 | Strathalbyn 11kV | 2: 16.7; 3: 8.2595; 4: 49; 5: Y; 6: 1.193%
6 | Zone Substations - Rural | Zone substations | 3 | bar: 0 to 6
4 | SubTx Substations | Sub-transmission substations | 2 | Uraidla 33kV | 2: 31.4; 3: 13.3802; 4: 43; 5: Y; 6: -1.272%
6 | Zone Substations - Rural | Zone substations | 3 | Uraidla 11kV | 2: 17.2; 3: 5.2889; 4: 31; 5: Y; 6: 1.303%
6 | Zone Substations - Rural | Zone substations | 3 | Verdun 11kV | 2: 1.3; 3: 1.4; 4: 108; 5: Y; 6: 2.75%
6 | Zone Substations - Rural | Zone substations | 3 | Woodside 11kV | 2: 13; 3: 7.8521; 4: 60; 5: Y; 6: 0.7754%
6 | Zone Substations - Rural | Zone substations | 3 | Wudinna 11kV | 2: 5.2; 3: 2.0147; 4: 39; 5: Y; 6: -1.288%
6 | Zone Substations - Rural | Zone substations | 3 | Moorkitabie 11kV | 2: 1.3; 3: 0.8; 4: 62; 5: Y; 6: -1.106%
6 | Zone Substations - Rural | Zone substations | 3 | Tarlton 11kV | 2: 1.3; 3: 0.7; 4: 54; 5: Y; 6: -1.106%
6 | Zone Substations - Rural | Zone substations | 3 | Streaky Bay 11kV | 2: 6.5; 3: 3.1; 4: 48; 5: Y; 6: -1.106%
6 | Zone Substations - Rural | Zone substations | 3 | Ceduna 11kV | 2: 14.2; 3: 6.7111; 4: 47; 5: Y; 6: -1.775%
6 | Zone Substations - Rural | Zone substations | 3 | Polda 11kV | 2: 1.3; 3: 0.585; 4: 45; 5: Y; 6: -1.714%
5 | Zone Substations - Urban | Zone substations | 3 | Port Lincoln City 11kV | 2: 30.8; 3: 13.7028; 4: 44; 5: Y; 6: -1.169%
5 | Zone Substations - Urban | Zone substations | 3 | Port Lincoln Docks 11kV | 2: 12.3; 3: 8.8631; 4: 72; 5: Y; 6: -1.634%
6 | Zone Substations - Rural | Zone substations | 3 | Uley 11kV | 2: 1.3; 3: 1.3; 4: 100; 5: Y; 6: -0.8654%
6 | Zone Substations - Rural | Zone substations | 3 | Uley South 11kV | 2: 0; 3: 0.6; 4: 0; 5: Y; 6: -0.8654%
6 | Zone Substations - Rural | Zone substations | 3 | Coffin Bay 11kV | 2: 2.7; 3: 1.2012; 4: 44; 5: Y; 6: -2.799%
6 | Zone Substations - Rural | Zone substations | 3 | Point Boston 11kV | 2: 8; 3: 0.86; 4: 11; 5: Y; 6: -1.607%
6 | Zone Substations - Rural | Zone substations | 3 | Poonindie 11kV | 2: 1.95; 3: 0.8; 4: 41; 5: Y; 6: -0.8654%
6 | Zone Substations - Rural | Zone substations | 3 | Cummins 11kV | 2: 3.9; 3: 2.0774; 4: 53; 5: Y; 6: -1.055%
6 | Zone Substations - Rural | Zone substations | 3 | Tumby Bay 11kV | 2: 5.4; 3: 2.5; 4: 46; 5: Y; 6: -0.8654%
5 | Zone Substations - Urban | Zone substations | 3 | Whyalla City 11kV | 2: 28.5; 3: 18.2216; 4: 64; 5: Y; 6: -0.1081%
6 | Zone Substations - Rural | Zone substations | 3 | Whyalla Stuart 11kV | 2: 31; 3: 16.1734; 4: 52; 5: Y; 6: -0.8237%
5 | Zone Substations - Urban | Zone substations | 3 | Whyalla North 11kV | 2: 2.85; 3: 1; 4: 35; 5: Y; 6: -0.7416%
4 | SubTx Substations | Sub-transmission substations | 2 | Cleve 33kV | 2: 17.8; 3: 1.9768; 4: 11; 5: Y; 6: -4.353%
6 | Zone Substations - Rural | Zone substations | 3 | Cleve 11kV | 2: 6.5; 3: 2.4023; 4: 37; 5: Y; 6: 2.922%
6 | Zone Substations - Rural | Zone substations | 3 | Cowell 11kV | 2: 3.9; 3: 2.0081; 4: 51; 5: Y; 6: 2.923%
6 | Zone Substations - Rural | Zone substations | 3 | Arno Bay 11kV | 2: 3.9; 3: 0.832; 4: 21; 5: Y; 6: 0.7599%
6 | Zone Substations - Rural | Zone substations | 3 | Rudall 11kV | 2: 0.65; 3: 0.1; 4: 15; 5: Y; 6: 0.1812%
6 | Zone Substations - Rural | Zone substations | 3 | Darke Peak 11kV | 2: 1.3; 3: 0.7; 4: 54; 5: Y; 6: 0.1812%
6 | Zone Substations - Rural | Zone substations | 3 | Caralue 11kV | 2: 3.25; 3: 2.2276; 4: 69; 5: Y; 6: 0.3326%
6 | Zone Substations - Rural | Zone substations | 3 | Lock 11kV | 2: 1.3; 3: 0.8; 4: 62; 5: Y; 6: 0.1812%
6 | Zone Substations - Rural | Zone substations | 3 | Ardrossan 11kV | 2: 3.9; 3: 1.8445; 4: 47; 5: Y; 6: 0.2776%
6 | Zone Substations - Rural | Zone substations | 3 | bar: 0 to 6
6 | Zone Substations - Rural | Zone substations | 3 | bar: 0 to 6
6 | Zone Substations - Rural | Zone substations | 3 | bar: 0 to 6
6 | Zone Substations - Rural | Zone substations | 3 | Black Point 11kV | 2: 1.3; 3: 0.6; 4: 46; 5: Y; 6: -2.513%
6 | Zone Substations - Rural | Zone substations | 3 | Curramulka 7.6kV | 2: 0.26; 3: 0.2; 4: 77; 5: Y; 6: 0.87%
6 | Zone Substations - Rural | Zone substations | 3 | Curramulka South 7.6kV | 2: 0.2; 3: 0; 4: 0; 5: Y; 6: -2.513%
6 | Zone Substations - Rural | Zone substations | 3 | James Well 7.6kV | 2: 0.91; 3: 0.4; 4: 44; 5: Y; 6: -2.513%
6 | Zone Substations - Rural | Zone substations | 3 | Maitland 11kV | 2: 6.5; 3: 3.2278; 4: 50; 5: Y; 6: -2.527%
6 | Zone Substations - Rural | Zone substations | 3 | Minlaton 11kV | 2: 2.6; 3: 1.6784; 4: 65; 5: Y; 6: 0.1972%
6 | Zone Substations - Rural | Zone substations | 3 | Port Julia 11kV | 2: 1.3; 3: 0.5; 4: 38; 5: Y; 6: -2.513%
6 | Zone Substations - Rural | Zone substations | 3 | Port Vincent 11kV | 2: 2.6; 3: 1.4; 4: 54; 5: Y; 6: -2.513%
6 | Zone Substations - Rural | Zone substations | 3 | Marion Bay 11kV | 2: 1.3; 3: 0.7; 4: 54; 5: Y; 6: 4.184%
6 | Zone Substations - Rural | Zone substations | 3 | Warooka 11kV | 2: 5.4; 3: 1.4917; 4: 28; 5: Y; 6: 1.266%
6 | Zone Substations - Rural | Zone substations | 3 | Yorketown 11kV | 2: 2.6; 3: 1.5149; 4: 58; 5: Y; 6: -0.3159%
6 | Zone Substations - Rural | Zone substations | 3 | Edithburgh 11kV | 2: 3; 3: 0.9663; 4: 32; 5: Y; 6: -1.007%
6 | Zone Substations - Rural | Zone substations | 3 | Port Giles 11kV | 2: 3.25; 3: 1.8; 4: 55; 5: Y; 6: 4.184%
6 | Zone Substations - Rural | Zone substations | 3 | bar: 0 to 6
6 | Zone Substations - Rural | Zone substations | 3 | Stansbury 11kV | 2: 2.7; 3: 0.83751; 4: 31; 5: Y; 6: -2.768%
6 | Zone Substations - Rural | Zone substations | 3 | Balaklava 7.6kV | 2: 5; 3: 2.7315; 4: 55; 5: Y; 6: -3.54%
6 | Zone Substations - Rural | Zone substations | 3 | Ninnes 11kV | 2: 1.3; 3: 0.8; 4: 62; 5: Y; 6: -1.164%
6 | Zone Substations - Rural | Zone substations | 3 | Paskeville 11kV | 2: 1.3; 3: 0.3; 4: 23; 5: Y; 6: -1.164%
6 | Zone Substations - Rural | Zone substations | 3 | Kadina 11kV | 2: 16; 3: 8.1784; 4: 51; 5: Y; 6: -0.1088%
6 | Zone Substations - Rural | Zone substations | 3 | Moonta 11kV | 2: 12.8; 3: 7.0184; 4: 55; 5: Y; 6: 2.319%
6 | Zone Substations - Rural | Zone substations | 3 | Wallaroo 11kV | 2: 16.2; 3: 6.872; 4: 42; 5: Y; 6: 0.3911%
6 | Zone Substations - Rural | Zone substations | 3 | Allendale East 11kV | 2: 6.5; 3: 4.1244; 4: 63; 5: Y; 6: -0.08%
6 | Zone Substations - Rural | Zone substations | 3 | Mount Gambier West 11kV | 2: 25.6; 3: 15.95; 4: 62; 5: Y; 6: 0.08917%
6 | Zone Substations - Rural | Zone substations | 3 | Glencoe 11kV | 2: 1.3; 3: 1.2; 4: 92; 5: Y; 6: 1%
6 | Zone Substations - Rural | Zone substations | 3 | Mount Schank 11kV | 2: 3.9; 3: 3.3; 4: 85; 5: Y; 6: 2%
6 | Zone Substations - Rural | Zone substations | 3 | Kongorong 11kV | 2: 1.3; 3: 0.9; 4: 69; 5: Y; 6: 0.5612%
6 | Zone Substations - Rural | Zone substations | 3 | Tantanoola 11kV | 2: 1.3; 3: 0.7; 4: 54; 5: Y; 6: 0.5612%
6 | Zone Substations - Rural | Zone substations | 3 | Lakeside 11kV | 2: 11.875; 3: 4.38; 4: 37; 5: Y; 6: -0.8327%
6 | Zone Substations - Rural | Zone substations | 3 | bar: 0 to 6
6 | Zone Substations - Rural | Zone substations | 3 | Keith 11kV | 2: 16.6; 3: 5.1709; 4: 31; 5: Y; 6: 0.3022%
6 | Zone Substations - Rural | Zone substations | 3 | Bordertown 11kV | 2: 13.4; 3: 10.5417; 4: 79; 5: Y; 6: 0.6349%
6 | Zone Substations - Rural | Zone substations | 3 | Kumorna 11kV | 2: 1.3; 3: 0.6; 4: 46; 5: Y; 6: 0.4812%
6 | Zone Substations - Rural | Zone substations | 3 | Padthaway 11kV | 2: 13.8; 3: 4.7; 4: 34; 5: Y; 6: -0.73%
6 | Zone Substations - Rural | Zone substations | 3 | Naracoorte 11kV | 2: 27.8; 3: 10.5967; 4: 38; 5: Y; 6: 0.2324%
6 | Zone Substations - Rural | Zone substations | 3 | Naracoorte East 11kV | 2: 17.2; 3: 6.5; 4: 38; 5: Y; 6: 0.7566%
6 | Zone Substations - Rural | Zone substations | 3 | Lucindale 11kV | 2: 3.9; 3: 1.5; 4: 38; 5: Y; 6: 0.7566%
6 | Zone Substations - Rural | Zone substations | 3 | Kingston 11kV | 2: 3.9; 3: 3.7; 4: 95; 5: Y; 6: 0.9%
6 | Zone Substations - Rural | Zone substations | 3 | Inverness 11kV | 2: 1.3; 3: 0.9; 4: 69; 5: Y; 6: 0.7566%
5 | Zone Substations - Urban | Zone substations | 3 | Mount Gambier 11kV | 2: 25.4; 3: 13.2857; 4: 52; 5: Y; 6: -2.028%
6 | Zone Substations - Rural | Zone substations | 3 | Tarpeena 11kV | 2: 9.5; 3: 4.4; 4: 46; 5: Y; 6: -1.761%
6 | Zone Substations - Rural | Zone substations | 3 | Coonawarra 11kV | 2: 13.5; 3: 3.128; 4: 23; 5: Y; 6: 0.2452%
6 | Zone Substations - Rural | Zone substations | 3 | Penola 11kV | 2: 3.9; 3: 2.5389; 4: 65; 5: Y; 6: 1.439%
6 | Zone Substations - Rural | Zone substations | 3 | bar: 0 to 6
6 | Zone Substations - Rural | Zone substations | 3 | Nangwarry 11kV | 2: 3.9; 3: 1.046; 4: 27; 5: Y; 6: -2.295%
6 | Zone Substations - Rural | Zone substations | 3 | bar: 0 to 6
6 | Zone Substations - Rural | Zone substations | 3 | bar: 0 to 6
6 | Zone Substations - Rural | Zone substations | 3 | Beachport 11kV | 2: 2.7; 3: 1.1; 4: 41; 5: Y; 6: 0.7089%
6 | Zone Substations - Rural | Zone substations | 3 | Kalangadoo 11kV | 2: 0.65; 3: 0.5; 4: 77; 5: Y; 6: 0%
6 | Zone Substations - Rural | Zone substations | 3 | Kalangadoo West 11kV | 2: 1.3; 3: 1; 4: 77; 5: Y; 6: 0%
6 | Zone Substations - Rural | Zone substations | 3 | Millicent 11kV | 2: 13.2; 3: 5.5713; 4: 42; 5: Y; 6: -1.431%
6 | Zone Substations - Rural | Zone substations | 3 | Robe 7.6kV | 2: 6.5; 3: 2.9967; 4: 46; 5: Y; 6: 1.329%
6 | Zone Substations - Rural | Zone substations | 3 | Orroroo 11kV | 2: 2.6; 3: 1.4; 4: 54; 5: Y; 6: -0.3063%
6 | Zone Substations - Rural | Zone substations | 3 | Wilmington 11kV | 2: 1.3; 3: 0.7; 4: 54; 5: Y; 6: -0.3063%
6 | Zone Substations - Rural | Zone substations | 3 | Booyoolie 11kV | 2: 0.2; 3: 0; 4: 0; 5: Y; 6: 0%
6 | Zone Substations - Rural | Zone substations | 3 | Bungama 11kV | 2: 1.3; 3: 0.87324; 4: 67; 5: Y; 6: -1.407%
6 | Zone Substations - Rural | Zone substations | 3 | Caltowie 11kV | 2: 0.3; 3: 0.1; 4: 33; 5: Y; 6: 0%
6 | Zone Substations - Rural | Zone substations | 3 | Crystal Brook 11kV | 2: 2.6; 3: 2; 4: 77; 5: Y; 6: 0%
6 | Zone Substations - Rural | Zone substations | 3 | Gladstone 11kV | 2: 4.8; 3: 2.4; 4: 50; 5: Y; 6: 0%
6 | Zone Substations - Rural | Zone substations | 3 | Jamestown 11kV | 2: 3.9; 3: 3; 4: 77; 5: Y; 6: 0%
6 | Zone Substations - Rural | Zone substations | 3 | Peterborough 11kV | 2: 6.5; 3: 1.9831; 4: 31; 5: Y; 6: -2.696%
6 | Zone Substations - Rural | Zone substations | 3 | Port Broughton 11kV | 2: 5.4; 3: 3.0622; 4: 57; 5: Y; 6: -2.96%
6 | Zone Substations - Rural | Zone substations | 3 | bar: 0 to 6
6 | Zone Substations - Rural | Zone substations | 3 | Port Pirie South 11kV | 2: 40.5; 3: 20.8328; 4: 51; 5: Y; 6: -3.148%
6 | Zone Substations - Rural | Zone substations | 3 | Wirrabara Forest 11kV | 2: 1.3; 3: 0.8; 4: 62; 5: Y; 6: 0%
6 | Zone Substations - Rural | Zone substations | 3 | Wirrabara South 11kV | 2: 0.13; 3: 0.1; 4: 77; 5: Y; 6: 0%
6 | Zone Substations - Rural | Zone substations | 3 | Wongyarra 11kV | 2: 0.26; 3: 0.1; 4: 38; 5: Y; 6: 0%
6 | Zone Substations - Rural | Zone substations | 3 | Yongala 11kV | 2: 0.39; 3: 0.1; 4: 26; 5: Y; 6: 0%
5 | Zone Substations - Urban | Zone substations | 3 | bar: 0 to 6
5 | Zone Substations - Urban | Zone substations | 3 | Port Augusta 11kV | 2: 28.4; 3: 14.258; 4: 50; 5: Y; 6: -2.085%
6 | Zone Substations - Rural | Zone substations | 3 | Port Augusta West 11kV | 2: 14.8; 3: 5.2839; 4: 36; 5: Y; 6: -1.484%
6 | Zone Substations - Rural | Zone substations | 3 | Port Augusta West TF2 11kV | 2: 14.8; 3: 1.6766; 4: 11; 5: Y; 6: -2.575%
6 | Zone Substations - Rural | Zone substations | 3 | Quorn 11kV | 2: 3.25; 3: 2; 4: 62; 5: Y; 6: -1.701%
6 | Zone Substations - Rural | Zone substations | 3 | Stirling North 1 11kV | 2: 3.25; 3: 0.56859; 4: 17; 5: Y; 6: -1.721%
6 | Zone Substations - Rural | Zone substations | 3 | Stirling North 2 11kV | 2: 3.9; 3: 1.8471; 4: 47; 5: Y; 6: -1.721%
6 | Zone Substations - Rural | Zone substations | 3 | Alma 11kV | 2: 1.95; 3: 0.1; 4: 5; 5: Y; 6: -1.741%
6 | Zone Substations - Rural | Zone substations | 3 | Baroota 11kV | 2: 0.65; 3: 0.3; 4: 46; 5: Y; 6: -0.3063%
6 | Zone Substations - Rural | Zone substations | 3 | Belvedere Road 7.6kV | 2: 0.4; 3: 0.1; 4: 25; 5: Y; 6: 0.3673%
6 | Zone Substations - Rural | Zone substations | 3 | Booleroo Centre 11kV | 2: 1.3; 3: 0.6; 4: 46; 5: Y; 6: -0.3063%
6 | Zone Substations - Rural | Zone substations | 3 | Brukunga 11kV | 2: 0.65; 3: 0.5; 4: 77; 5: Y; 6: 1.477%
6 | Zone Substations - Rural | Zone substations | 3 | Chain of Ponds 11kV | 2: 0.62; 3: 0.5; 4: 81; 5: Y; 6: 0.03469%
6 | Zone Substations - Rural | Zone substations | 3 | Cheetham Salt 11kV | 2: 1.3; 3: 1; 4: 77; 5: Y; 6: -1.164%
6 | Zone Substations - Rural | Zone substations | 3 | Deloraine 11kV | 2: 0.39; 3: 0.3; 4: 77; 5: Y; 6: 0.03469%
6 | Zone Substations - Rural | Zone substations | 3 | Desert Camp 11kV | 2: 0.7; 3: 0.1; 4: 14; 5: Y; 6: 0.4812%
6 | Zone Substations - Rural | Zone substations | 3 | Dowlingville 11kV | 2: 0.26; 3: 0; 4: 0; 5: Y; 6: -1.164%
4 | SubTx Substations | Sub-transmission substations | 2 | Evanston 33kV | 2: 14.8; 3: 0; 4: 0; 5: Y; 6: 1.204%
6 | Zone Substations - Rural | Zone substations | 3 | Forreston 11kV | 2: 1.3; 3: 1; 4: 77; 5: Y; 6: 0.03469%
6 | Zone Substations - Rural | Zone substations | 3 | Georgetown 11kV | 2: 0.195; 3: 0.1; 4: 51; 5: Y; 6: 1.3%
6 | Zone Substations - Rural | Zone substations | 3 | Geranium 11kV | 2: 0.195; 3: 0.1; 4: 51; 5: Y; 6: -1.116%
6 | Zone Substations - Rural | Zone substations | 3 | Gulnare 11kV | 2: 0.39; 3: 0.1; 4: 26; 5: Y; 6: -0.04927%
6 | Zone Substations - Rural | Zone substations | 3 | Gumeracha 11kV | 2: 0.195; 3: 0.2; 4: 103; 5: Y; 6: 0.03469%
6 | Zone Substations - Rural | Zone substations | 3 | Gumeracha Weir 11kV | 2: 0.2; 3: 0.2; 4: 100; 5: Y; 6: 0.03469%
6 | Zone Substations - Rural | Zone substations | 3 | Gumhaven 11kV | 2: 0.39; 3: 0.1; 4: 26; 5: Y; 6: 0.03469%
6 | Zone Substations - Rural | Zone substations | 3 | Halbury 11kV | 2: 0.195; 3: 0.1; 4: 51; 5: Y; 6: -0.04927%
6 | Zone Substations - Rural | Zone substations | 3 | Hatherleigh 11kV | 2: 0.39; 3: 0.1; 4: 26; 5: Y; 6: 0%
6 | Zone Substations - Rural | Zone substations | 3 | Hawker 11kV | 2: 1.3; 3: 0.9; 4: 69; 5: Y; 6: -0.8971%
6 | Zone Substations - Rural | Zone substations | 3 | Hay Flat 11kV | 2: 0.26; 3: 0.1; 4: 38; 5: Y; 6: -1.965%
6 | Zone Substations - Rural | Zone substations | 3 | Hermitage 11kV | 2: 0.65; 3: 0.2; 4: 31; 5: Y; 6: 0.03469%
6 | Zone Substations - Rural | Zone substations | 3 | Hoyleton 11kV | 2: 0.195; 3: 0.1; 4: 51; 5: Y; 6: -0.04927%
6 | Zone Substations - Rural | Zone substations | 3 | Jabuk 11kV | 2: 0.26; 3: 0.1; 4: 38; 5: Y; 6: -1.116%
6 | Zone Substations - Rural | Zone substations | 3 | Kersbrook 11kV | 2: 0.39; 3: 0.5; 4: 128; 5: Y; 6: 0.03469%
6 | Zone Substations - Rural | Zone substations | 3 | Kybunga 11kV | 2: 0.13; 3: 0.1; 4: 77; 5: Y; 6: -0.04927%
6 | Zone Substations - Rural | Zone substations | 3 | Leigh Creek South 11kV | 2: 6.2; 3: 1.6; 4: 26; 5: Y; 6: -0.8971%
6 | Zone Substations - Rural | Zone substations | 3 | Little Swamp 11kV | 2: 0.195; 3: 0.1; 4: 51; 5: Y; 6: -0.8654%
6 | Zone Substations - Rural | Zone substations | 3 | Melrose 11kV | 2: 0.65; 3: 0.3; 4: 46; 5: Y; 6: -0.3063%
6 | Zone Substations - Rural | Zone substations | 3 | Mount Burr 11kV | 2: 0.39; 3: 0.4; 4: 103; 5: Y; 6: 0.7089%
6 | Zone Substations - Rural | Zone substations | 3 | Mount Gambier North 11kV | 2: 17; 3: 7; 4: 41; 5: Y; 6: 0.5612%
6 | Zone Substations - Rural | Zone substations | 3 | Palmer 11kV | 2: 0.39; 3: 0; 4: 0; 5: Y; 6: 0.3673%
6 | Zone Substations - Rural | Zone substations | 3 | Parilla 11kV | 2: 1.3; 3: 0.8; 4: 62; 5: Y; 6: -1.116%
6 | Zone Substations - Rural | Zone substations | 3 | Peake 11kV | 2: 0.39; 3: 0.2; 4: 51; 5: Y; 6: -1.116%
6 | Zone Substations - Rural | Zone substations | 3 | Pellaring Flat 11kV | 2: 0.39; 3: 0.1; 4: 26; 5: Y; 6: 0.3673%
6 | Zone Substations - Rural | Zone substations | 3 | Pinnaroo South 11kV | 2: 0.39; 3: 0.1; 4: 26; 5: Y; 6: -1.116%
6 | Zone Substations - Rural | Zone substations | 3 | Port Clinton 11kV | 2: 1.3; 3: 0.6; 4: 46; 5: Y; 6: -1.164%
6 | Zone Substations - Rural | Zone substations | 3 | Port Germein 11kV | 2: 1.3; 3: 1; 4: 77; 5: Y; 6: -0.3063%
6 | Zone Substations - Rural | Zone substations | 3 | Second Valley 11kV | 2: 0.65; 3: 0.3; 4: 46; 5: Y; 6: -1.965%
6 | Zone Substations - Rural | Zone substations | 3 | Sherlock 11kV | 2: 0.195; 3: 0; 4: 0; 5: Y; 6: -1.116%
6 | Zone Substations - Rural | Zone substations | 3 | South End 11kV | 2: 0.78; 3: 0.5; 4: 64; 5: Y; 6: 0.7089%
4 | SubTx Substations | Sub-transmission substations | 2 | Swan Reach 33kV | 2: 13.5; 3: 2.5; 4: 19; 5: Y; 6: -0.7387%
6 | Zone Substations - Rural | Zone substations | 3 | Tintinara 11kV | 2: 1.3; 3: 1.1; 4: 85; 5: Y; 6: 0.77%
6 | Zone Substations - Rural | Zone substations | 3 | Valente 11kV | 2: 0.39; 3: 0; 4: 0; 5: Y; 6: -1.965%
6 | Zone Substations - Rural | Zone substations | 3 | Wirrina Cove 11kV | 2: 1.95; 3: 0.6; 4: 31; 5: Y; 6: -1.965%
6 | Zone Substations - Rural | Zone substations | 3 | Yankalilla Hill 11kV | 2: 0.39; 3: 0; 4: 0; 5: Y; 6: -1.965%

## 2.4.3 Substations
TABLE 2.4.3 - AUGEX MODEL INPUTS - ASSET STATUS - SUBTRANSMISSION SUBSTATIONS, SUBTRANSMISSION SWITCHING STATIONS AND ZONE SUBSTATIONS
Substation ID | Subtransmission substation, subtransmission switching station, or zone substation | Primary type of area supplied by substation | Substation voltage |  | 2013/14 | [7 empty] | 2--9/10 | [7 empty] | Avg forecast Growth rate | Network segment ID
[5 empty] | Number of transformers at at 30 June | Maximum demand (weather corrected at 50% PoE) |  | Substation rating as at 30 June |  |  |  |  | Number of transformers at at 30 June | Maximum demand (weather corrected at 50% PoE) |  | Substation rating as at 30 June
|  |  | Primary | Secondary |  |  |  | tx name plate total (ONAN) | tx name plate total (in service) | tx normal cyclic total | Substation normal cyclic | N-1 emergency |  |  |  | tx name plate (ONAN) | tx name plate (in service) | tx normal cyclic total | Substation normal cyclic | N-1 emergency
| STS, SSW or ZSS | CBD, Urban, Short rural, Long rural | kV | kV |  | MVA | MW | MVA | MVA | MVA | MVA | MVA |  | MVA | MW | MVA | MVA | MVA | MVA | MVA | % |  | 10%PoE
Kilburn South 11kV | ZSS | Urban | 66 | 11 | 1 | 10.163 | 10.1047 |  | 10 | 14.3 | 14.3 | 0 | 1 | 12.6622 | 11.6138 |  | 10 | 14.3 | 14.3 | 0 | 1.308% | 5 |  | TRUE | Kilburn South 66/11kV | 4 | SubTx Substations
Prospect 11kV | ZSS | Urban | 66 | 11 | 2 | 29.5955 | 27.2857 |  | 42 | 49.4 | 49.4 | 26.2 | 2 | 37.5796 | 33.401 |  | 42 | 49.4 | 49.4 | 26.2 | -1.034% | 5 |  | TRUE | Prospect 66/11kV | 5 | Zone Substations - Urban
North Adelaide 11kV | ZSS | Urban | 66 | 11 | 2 | 22.5786 | 20.6387 | 50 | 64 | 71.9 | 71.9 | 38.1 | 2 | 22.9343 | 20.1487 | 20 | 20 | 27 | 27 | 13.5 | -0.3239% | 5 |  | TRUE | North Adelaide 66/11kV | 6 | Zone Substations - Rural
Hindley Street 11kV | ZSS | CBD | 66 | 11 | 3 | 39.6164 | 39.2493 | 45 | 63 | 77.1 | 77.1 | 53.8 | 3 | 46.0516 | 41.9292 | 45 | 63 | 77.1 | 77.1 | 53.8 | -0.8951% | 5 |  | TRUE | Hindley Street 66/11kV
Coromandel Place 11kV | ZSS | CBD | 66 | 11 | 3 | 50.9086 | 48.0745 |  | 75 | 93 | 93 | 74 | 3 | 49.9593 | 46.2449 |  | 75 | 93 | 93 | 74 | -0.8739% | 5 |  | TRUE | Coromandel Place 66/11kV
Whitmore Square 11kV | ZSS | CBD | 66 | 11 | 3 | 40.0087 | 39.2143 | 48 | 63 | 72.4 | 72.4 | 51.6 | 3 | 44.5435 | 42.4615 | 48 | 63 | 72.4 | 72.4 | 51.6 | -1.031% | 5 |  | TRUE | Whitmore Square 66/11kV
East Terrace 11kV | ZSS | CBD | 66 | 11 | 3 | 41.156 | 41.0036 |  | 63 | 77.1 | 77.1 | 55.6 | 3 | 46.2333 | 45.5806 |  | 63 | 77.1 | 77.1 | 55.6 | -0.9685% | 5 |  | TRUE | East Terrace 66/11kV
East Terrace 33kV | STS | CBD | 66 | 33 | 2 | 15.3887 | 13.3824 |  | 50 | 47.5 | 47.5 | 25 | 2 | 22.2217 | 19.5606 |  | 50 | 47.5 | 47.5 | 25 | -0.8826% | 4 |  | TRUE | East Terrace 66/33kV
Kent Town 11kV | ZSS | Urban | 66 | 11 | 2 | 32.0911 | 29.4397 | 30 | 50 | 59 | 59 | 29.8 | 2 | 37.4317 | 34.3502 | 42 | 42 | 48.9 | 48.9 | 25.8 | 0.527% | 5 |  | TRUE | Kent Town 66/11kV
Norwood 11kV | ZSS | Urban | 66 | 11 | 3 | 49.8401 | 49.3798 | 45 | 63 | 73.8 | 73.8 | 51.4 | 3 | 56.1265 | 54.9729 | 45 | 63 | 73.8 | 73.8 | 51.4 | -0.1554% | 5 |  | TRUE | Norwood 66/11kV
Linden Park 11kV | ZSS | Urban | 66 | 11 | 2 | 36.9879 | 34.6747 | 30 | 50 | 55.7 | 55.7 | 30.48 | 2 | 38.1727 | 34.914 | 30 | 42 | 46.5 | 46.5 | 24.2 | -1.324% | 5 |  | TRUE | Linden Park 66/11kV
Burnside 11kV | ZSS | Urban | 66 | 11 | 1 | 11.4654 | 10.9884 | 15 | 25 | 31.2 | 31.2 | 0 | 1 | 11.2309 | 10.1032 | 15 | 25 | 31.2 | 31.2 | 0 | 0.4587% | 5 |  | TRUE | Burnside 66/11kV
Woodforde 11kV | ZSS | Urban | 66 | 11 | 2 | 34.147 | 32.466 |  | 42 | 50.5 | 50.5 | 27 | 2 | 41.3529 | 38.3998 |  | 42 | 50.5 | 50.5 | 27 | 0.7681% | 5 |  | TRUE | Woodforde 66/11kV
Campbelltown 11kV | ZSS | Urban | 66 | 11 | 2 | 43.5552 | 41.6016 |  | 48 | 57.8 | 57.8 | 30.5 | 2 | 47.5377 | 43.9526 |  | 48 | 57.8 | 57.8 | 30.5 | 1.792% | 5 |  | TRUE | Campbelltown 66/11kV
Holden Hill 11kV | ZSS | Urban | 66 | 11 | 2 | 34.0125 | 32.525 |  | 42 | 46.7 | 46.7 | 25 | 2 | 40.2347 | 37.1777 |  | 42 | 46.7 | 46.7 | 25 | 0.5614% | 5 |  | TRUE | Holden Hill 66/11kV
Hillcrest 11kV | ZSS | Urban | 66 | 11 | 2 | 32.2934 | 30.7742 |  | 50 | 61.7 | 61.7 | 36.8 | 2 | 30.4805 | 28.3431 |  | 50 | 61.7 | 61.7 | 36.8 | 0.5232% | 5 |  | TRUE | Hillcrest 66/11kV
Northfield 11kV | ZSS | Urban | 66 | 11 | 2 | 17.6041 | 16.4376 |  | 20 | 26.5 | 26.5 | 15 | 2 | 18.0083 | 16.6335 |  | 20 | 26.5 | 26.5 | 15 | -0.8013% | 5 |  | TRUE | Northfield 66/11kV
Harrow 11kV | ZSS | Urban | 66 | 11 | 2 | 16.7685 | 15.8488 |  | 20 | 28.3 | 28.3 | 15 | 2 | 23.7719 | 21.6247 |  | 20 | 28.3 | 28.3 | 15 | 0.9691% | 5 |  | TRUE | Harrow 66/11kV
Clearview 11kV | ZSS | Urban | 66 | 11 | 2 | 18.6323 | 17.8666 |  | 20 | 26.6 | 26.6 | 15 | 2 | 24.7296 | 23.19 |  | 20 | 26.6 | 26.6 | 15 | 0.786% | 5 |  | TRUE | Clearview 66/11kV
Ingle Farm 11kV | ZSS | Urban | 66 | 11 | 2 | 33.2612 | 31.706 | 16 | 42 | 51.7 | 51.7 | 26 | 2 | 42.0013 | 38.8999 | 16 | 42 | 51.7 | 51.7 | 26 | 0.4988% | 5 |  | TRUE | Ingle Farm 66/11kV
Golden Grove 11kV | ZSS | Urban | 66 | 11 | 3 | 42.057 | 40.2812 | 45 | 75 | 84.6 | 84.6 | 59.6 | 3 | 46.126 | 43.1726 | 45 | 75 | 84.6 | 84.6 | 59.6 | 0.3643% | 5 |  | TRUE | Golden Grove 66/11kV
Tea Tree Gully 11kV | ZSS | Urban | 66 | 11 | 2 | 29.9785 | 28.7265 |  | 42 | 49.1 | 49.1 | 26.4 | 2 | 33.7458 | 31.6062 |  | 42 | 49.1 | 49.1 | 26.4 | 1.06% | 5 |  | TRUE | Tea Tree Gully 66/11kV
Hope Valley 11kV | ZSS | Urban | 66 | 11 | 1 | 17.1643 | 16.3769 | 15 | 25 | 31.2 | 31.2 | 0 | 1 | 17.3699 | 16.1738 | 15 | 25 | 31.2 | 31.2 | 0 | -0.3027% | 5 |  | TRUE | Hope Valley 66/11kV
Hindley Street 33kV | STS | CBD | 66 | 33 | 1 | 8.6845 | 8.6369 |  | 25 | 23.75 | 23.75 | 0 | 1 | 15.9104 | 14.78 |  | 25 | 23.75 | 23.75 | 0 | -0.8706% | 4 |  | TRUE | Hindley Street 66/33kV
Angle Vale 11kV | ZSS | Urban | 66 | 11 | 3 | 16.283 | 15.3543 |  | 22.5 | 27.3 | 27.3 | 20.5 | 3 | 19.558 | 17.4076 |  | 22.5 | 27.3 | 27.3 | 20.5 | 1.938% | 5 |  | TRUE | Angle Vale 66/11kV
Cavan 11kV | ZSS | Urban | 66 | 11 | 2 | 43.5281 | 40.3523 |  | 50 | 58.2 | 58.2 | 31.6 | 2 | 41.0692 | 37.6979 |  | 50 | 58.2 | 58.2 | 31.6 | -2.861% | 5 |  | TRUE | Cavan 66/11kV
Direk 11kV | ZSS | Urban | 66 | 11 | 2 | 22.4428 | 21.4074 | 30 | 50 | 56.4 | 56.4 | 29.8 | 2 | 21.7864 | 20.5827 | 30 | 50 | 56.4 | 56.4 | 29.8 | 0.1253% | 5 |  | TRUE | Direk 66/11kV
Edinburgh 11kV | ZSS | Urban | 66 | 11 | 3 | 16.6025 | 15.1923 | 45 | 75 | 84.4 | 84.4 | 60.4 | 3 | 16.5072 | 15.1111 | 45 | 75 | 84.4 | 84.4 | 60.4 | -11.18% | 5 |  | TRUE | Edinburgh 66/11kV
Elizabeth Downs 11kV | ZSS | Urban | 66 | 11 | 2 | 41.4716 | 40.1538 | 30 | 50 | 59.6 | 59.6 | 31.9 | 2 | 39.3836 | 37.0041 | 30 | 50 | 59.6 | 59.6 | 31.9 | 2.763% | 5 |  | TRUE | Elizabeth Downs 66/11kV
Elizabeth Heights 11kV | ZSS | Urban | 66 | 11 | 2 | 17.9182 | 17.0996 |  | 20 | 27.6 | 27.6 | 15 | 2 | 21.3588 | 20.0266 |  | 20 | 27.6 | 27.6 | 15 | 0.7683% | 5 |  | TRUE | Elizabeth Heights 66/11kV
Elizabeth South 11kV | ZSS | Urban | 66 | 11 | 4 | 17.3417 | 16.4019 |  | 40 | 54.2 | 54.2 | 39.2 | 4 | 20.1401 | 18.7017 |  | 40 | 54.2 | 54.2 | 39.2 | -9.826% | 5 |  | TRUE | Elizabeth South 66/11kV
Evanston 11kV | ZSS | Rural Short | 66 | 11 | 2 | 32.3362 | 30.5791 | 30 | 50 | 57.6602 | 57.6602 | 30.5 | 2 | 35.2369 | 32.9017 | 30 | 50 | 57.6602 | 57.6602 | 30.5 | 3.053% | 6 |  | TRUE | Evanston 66/11kV
Parafield Gardens 11kV | ZSS | Urban | 66 | 11 | 2 | 16.2623 | 15.784 |  | 34 | 70.2 | 70.2 | 38.1 | 2 | 23.1857 | 21.5618 |  | 20 | 24.6 | 24.6 | 15 | 12.1% | 5 |  | TRUE | Parafield Gardens 66/11kV
Paralowie 11kV | ZSS | Urban | 66 | 11 | 2 | 15.8228 | 15.7754 |  | 20 | 27.5 | 27.5 | 14.2 | 2 | 21.4208 | 20.0103 |  | 20 | 27.5 | 27.5 | 14.2 | 1.977% | 5 |  | TRUE | Paralowie 66/11kV
Penfield 11kV | ZSS | Urban | 66 | 11 | 2 | 31.3701 | 29.6882 | 30 | 50 | 56.2 | 56.2 | 29.8 | 2 | 34.7469 | 32.2044 | 30 | 50 | 56.2 | 56.2 | 29.8 | 1.832% | 5 |  | TRUE | Penfield 66/11kV
Salisbury 11kV | ZSS | Urban | 66 | 11 | 3 | 52.1972 | 52.2157 | 51 | 63 | 72.6 | 72.6 | 49.5 | 3 | 61.1547 | 60.9108 | 51 | 63 | 72.6 | 72.6 | 49.5 | 0.1719% | 5 |  | TRUE | Salisbury 66/11kV
Virginia 11kV | ZSS | Urban | 66 | 11 | 1 | 9.0376 | 8.3129 | 10 | 12.5 | 14.9 | 14.9 | 0 | 1 | 10.0676 | 9.0974 | 10 | 12.5 | 14.9 | 14.9 | 0 | 0.9328% | 5 |  | TRUE | Virginia 66/11kV
Bolivar 11kV | ZSS | Rural Short | 66 | 11 | 1 |  |  | 10 | 12.5 | 11.9 | 11.9 | 0 | 1 |  |  | 10 | 12.5 | 11.9 | 11.9 | 0 | 0.3377% | 6 |  | TRUE | Bolivar 66/11kV
Adelaide Brighton Cement 11kV | ZSS | Urban | 66 | 11 | 2 |  |  | 30 | 50 | 46.4 | 46.4 | 25 | 2 |  |  | 30 | 50 | 46.4 | 46.4 | 25 | -1.159% | 5 |  | TRUE | Adelaide Brighton Cement 66/11kV
Athol Park 11kV | ZSS | Urban | 66 | 11 | 2 | 17.194 | 16.9988 |  | 20 | 27.5 | 27.5 | 14.3 | 2 | 19.022 | 18.489 |  | 20 | 27.5 | 27.5 | 14.3 | -2.49% | 5 |  | TRUE | Athol Park 66/11kV
Blackpool 7.6kV | ZSS | Urban | 66 | 7.6 | 2 | 13.0963 | 12.5828 | 20 | 16 | 19.9 | 19.9 | 10.5 | 2 | 14.4794 | 13.7269 | 20 | 16 | 19.9 | 19.9 | 10.5 | -1.489% | 5 |  | TRUE | Blackpool 66/7.66kV
Cheltenham 11kV | ZSS | Urban | 66 | 11 | 1 | 4.1476 | 4.0416 |  | 25 | 29.9 | 29.9 | 0 | 1 | 4.2551 | 4.2403 |  | 25 | 29.9 | 29.9 | 0 | 1.775% | 5 |  | TRUE | Cheltenham 66/11kV
Cheltenham 33kV | STS | Urban | 66 | 33 | 1 | 3.944 | 3.44 |  | 20 | 27.3 | 27.3 | 0 | 1 | 7.0505 | 6.02 |  | 20 | 27.3 | 27.3 | 0 | -1.159% | 4 |  | TRUE | Cheltenham 66/33kV
Cheltenham 7.6kV | ZSS | Urban | 66 | 7.6 | 1 | 3.5842 | 3.4187 |  | 5 | 6.8 | 6.8 | 0 | 1 | 4.0405 | 3.6774 |  | 5 | 6.8 | 6.8 | 0 | -1.081% | 5 |  | TRUE | Cheltenham 66/7.66kV
Croydon 11kV | ZSS | Urban | 66 | 11 | 2 | 26.957 | 26.4143 |  | 42 | 48.4 | 48.4 | 25.6 | 2 | 35.0197 | 33.2595 |  | 42 | 48.4 | 48.4 | 25.6 | -2.515% | 5 |  | TRUE | Croydon 66/11kV
Croydon Park 11kV | ZSS | Urban | 66 | 11 | 2 | 18.4252 | 17.0746 |  | 20 | 26.4 | 26.4 | 13.7 | 2 | 23.7355 | 21.7869 |  | 20 | 26.4 | 26.4 | 13.7 | -3.02% | 5 |  | TRUE | Croydon Park 66/11kV
Findon 11kV | ZSS | Urban | 66 | 11 | 2 | 17.509 | 16.4634 |  | 20 | 25.8 | 25.8 | 14.1 | 2 | 18.4902 | 17.2587 |  | 20 | 25.8 | 25.8 | 14.1 | 0.555% | 5 |  | TRUE | Findon 66/11kV
Flinders Park 11kV | ZSS | Urban | 66 | 11 | 2 | 19.0024 | 17.2295 |  | 20 | 27.3 | 27.3 | 14.1 | 2 | 23.5806 | 20.5902 |  | 20 | 27.3 | 27.3 | 14.1 | 2.056% | 5 |  | TRUE | Flinders Park 66/11kV
Fulham Gardens 11kV | ZSS | Urban | 66 | 11 | 2 | 35.3374 | 33.2844 | 34 | 42 | 49 | 49 | 24.8 | 2 | 37.1008 | 34.5443 | 34 | 42 | 49 | 49 | 24.8 | -0.2759% | 5 |  | TRUE | Fulham Gardens 66/11kV
Glanville 7.6kV | ZSS | Urban | 66 | 7.6 | 2 | 11.733 | 11.1944 |  | 16 | 21.1 | 21.1 | 12 | 2 | 13.8734 | 12.8774 |  | 16 | 21.1 | 21.1 | 12 | -0.9718% | 5 |  | TRUE | Glanville 66/7.66kV
Henley South 11kV | ZSS | Urban | 66 | 11 | 2 | 29.1047 | 27.6789 | 30 | 48 | 55.7 | 55.7 | 30.5 | 2 | 30.3172 | 28.7308 | 30 | 48 | 55.7 | 55.7 | 30.5 | -0.1309% | 5 |  | TRUE | Henley South 66/11kV
Kilburn 11kV | ZSS | Urban | 66 | 11 | 3 | 45.7569 | 39.6163 | 60 | 63 | 76.2 | 76.2 | 54.3 | 3 | 55.7587 | 47.9737 | 60 | 63 | 76.2 | 76.2 | 54.3 | -2.058% | 5 |  | TRUE | Kilburn 66/11kV
Kilburn - Bradken 11kV | ZSS | Urban | 66 | 11 | 1 |  |  | 5 | 6.25 | 5.9 | 5.9 | 0 | 1 |  |  | 5 | 6.25 | 5.9 | 5.9 | 0 | -1.325% | 5 |  | TRUE | Kilburn - Bradken 66/11kV
Kilburn - Bus B (CMP) 11kV | ZSS | Urban | 66 | 11 | 1 |  |  |  | 21 | 20 | 20 | 0 | 1 |  |  |  | 21 | 20 | 20 | 0 | -0.2696% | 5 |  | TRUE | Kilburn - Bus B (CMP) 66/11kV
Kilkenny 11kV | ZSS | Urban | 66 | 11 | 2 | 14.2694 | 13.8212 | 30 | 50 | 55.9 | 55.9 | 31.4 | 2 | 15.5084 | 14.4057 | 30 | 50 | 55.9 | 55.9 | 31.4 | -5.277% | 5 |  | TRUE | Kilkenny 66/11kV
Largs North 7.6kV | ZSS | Urban | 66 | 7.6 | 2 | 12.9307 | 12.2671 | 20 | 20 | 27.6 | 27.6 | 15 | 2 | 13.3081 | 12.3589 | 20 | 20 | 27.6 | 27.6 | 15 | -0.9377% | 5 |  | TRUE | Largs North 66/7.66kV
LeFevre 11kV | ZSS | Urban | 66 | 11 | 2 | 9.73 | 9.51 | 50 | 64 | 72.2 | 72.2 | 38.1 | 2 | 7.6 | 7.29 | 50 | 64 | 72.2 | 72.2 | 38.1 | -1.159% | 5 |  | TRUE | LeFevre 66/11kV
New Osborne 11kV | ZSS | Urban | 66 | 11 | 1 | 5.8 | 5.36 |  | 10 | 9.5 | 9.5 | 0 | 1 | 6.1995 | 5.04 |  | 10 | 9.5 | 9.5 | 0 | 0% | 5 |  | TRUE | New Osborne 66/11kV
New Richmond 11kV | ZSS | Urban | 66 | 11 | 2 | 30.2934 | 28.2547 |  | 42 | 51.1 | 51.1 | 26.4 | 2 | 37.4539 | 33.8541 |  | 42 | 51.1 | 51.1 | 26.4 | -0.4869% | 5 |  | TRUE | New Richmond 66/11kV
Port Adelaide 7.6kV | ZSS | Urban | 66 | 7.6 | 2 | 11.5865 | 10.3235 | 20 | 16 | 19.9 | 19.9 | 10.5 | 2 | 14.1436 | 12.004 | 20 | 16 | 19.9 | 19.9 | 10.5 | -1.882% | 5 |  | TRUE | Port Adelaide 66/7.66kV
Port Adelaide North 11kV | ZSS | Urban | 66 | 11 | 2 | 25.2431 | 22.2385 |  | 42 | 47.2 | 47.2 | 25.3 | 2 | 29.8488 | 26.42 |  | 42 | 47.2 | 47.2 | 25.3 | -0.13% | 5 |  | TRUE | Port Adelaide North 66/11kV
Queenstown 7.6kV | ZSS | Urban | 66 | 7.6 | 2 | 12.736 | 11.9389 |  | 16 | 22.7 | 22.7 | 12 | 2 | 15.3994 | 13.8046 |  | 16 | 22.7 | 22.7 | 12 | -1.754% | 5 |  | TRUE | Queenstown 66/7.66kV
Smorgon Steel Recycling 11kV | ZSS | Urban | 66 | 11 | 1 |  |  |  | 10 | 7.8 | 7.8 | 0 | 1 |  |  |  | 10 | 7.8 | 7.8 | 0 | -1.159% | 5 |  | TRUE | Smorgon Steel Recycling 66/11kV
Thebarton 11kV | ZSS | Urban | 66 | 11 | 2 | 29.8631 | 29.1252 |  | 42 | 49 | 49 | 25.8 | 2 | 31.5546 | 30.5659 |  | 42 | 49 | 49 | 25.8 | -1.324% | 5 |  | TRUE | Thebarton 66/11kV
Woodville 7.6kV | ZSS | Urban | 66 | 7.6 | 2 | 6.8678 | 6.2139 |  | 10 | 10 | 10 | 5.3 | 3 | 8.3012 | 7.0561 |  | 15 | 10.6 | 10.6 | 10.6 | -1.116% | 5 |  | TRUE | Woodville 66/7.66kV
Woodville 33kV | STS | Urban | 66 | 33 | 2 | 7.9563 | 7.0905 |  | 40 | 55.4 | 55.4 | 28.88 | 3 | 7.8722 | 6.6191 |  | 60 | 52.6 | 52.6 | 58.3 | -1.159% | 4 |  | TRUE | Woodville 66/33kV
Aldinga 11kV | ZSS | Urban | 66 | 11 | 2 | 16.0878 | 15.5716 |  | 25 | 33.2 | 33.2 | 17.7 | 2 | 13.3527 | 12.7269 |  | 25 | 33.2 | 33.2 | 17.7 | 3.753% | 5 |  | TRUE | Aldinga 66/11kV
Ascot Park 11kV | ZSS | Urban | 66 | 11 | 1 | 17.5935 | 17.0025 | 17 | 21 | 27 | 27 | 0 | 1 | 21.8379 | 20.5812 | 17 | 21 | 27 | 27 | 0 | 0.9962% | 5 |  | TRUE | Ascot Park 66/11kV
Blackwood 11kV | ZSS | Urban | 66 | 11 | 2 | 23.9642 | 23.0935 | 30 | 50 | 57.8756 | 57.8756 | 30.48 | 2 | 26.0131 | 24.3323 | 30 | 50 | 57.8756 | 57.8756 | 30.48 | -2.436% | 5 |  | TRUE | Blackwood 66/11kV
Clarence Gardens 11kV | ZSS | Urban | 66 | 11 | 1 | 16.3353 | 15.7519 |  | 32 | 36.2 | 36.2 | 0 | 1 | 10.637 | 9.6907 |  | 10 | 13.9 | 13.9 | 0 | -0.9313% | 5 |  | TRUE | Clarence Gardens 66/11kV
Clarendon 11kV | ZSS | Urban | 66 | 11 | 1 | 2.5543 | 2.4258 |  | 2.5 | 3.25 | 3.25 | 0 | 1 | 3.1587 | 2.8557 |  | 2.5 | 3.25 | 3.25 | 0 | 0.5497% | 5 |  | TRUE | Clarendon 66/11kV
Cudmore Park 11kV | ZSS | Urban | 66 | 11 | 2 | 17.4862 | 15.6663 |  | 20 | 22.1 | 22.1 | 13 | 2 | 20.732 | 18.5066 |  | 20 | 22.1 | 22.1 | 13 | -3.44% | 5 |  | TRUE | Cudmore Park 66/11kV
Glenelg North 11kV | ZSS | Urban | 66 | 11 | 2 | 15.436 | 14.4597 |  | 20 | 27.9 | 27.9 | 15 | 2 | 22.9698 | 21.0587 |  | 20 | 27.9 | 27.9 | 15 | 0.8222% | 5 |  | TRUE | Glenelg North 66/11kV
Hackham 11kV | ZSS | Urban | 66 | 11 | 1 | 12.2475 | 11.8576 |  | 25 | 31.6 | 31.6 | 0 | 1 | 17.5866 | 17.567 |  | 25 | 31.6 | 31.6 | 0 | -1.131% | 5 |  | TRUE | Hackham 66/11kV
Happy Valley 11kV | ZSS | Urban | 66 | 11 | 2 | 30.0722 | 28.7834 | 30 | 50 | 59.8 | 59.8 | 31.9 | 2 | 36.9763 | 34.38 | 30 | 50 | 59.8 | 59.8 | 31.9 | -1.342% | 5 |  | TRUE | Happy Valley 66/11kV
Happy Valley SAW 11kV | ZSS | Rural Short | 66 | 11 | 2 |  |  |  | 15 | 18 | 18 | 7.5 | 2 |  |  |  | 15 | 18 | 18 | 7.5 | -1.07% | 6 |  | TRUE | Happy Valley SAW 66/11kV
Keswick 11kV | ZSS | Urban | 66 | 11 | 2 | 36.4738 | 35.1449 | 30 | 42 | 49.1 | 49.1 | 25.8 | 2 | 37.2059 | 36.7741 | 30 | 42 | 49.1 | 49.1 | 25.8 | -1.134% | 5 |  | TRUE | Keswick 66/11kV
Kingswood 11kV | ZSS | Urban | 66 | 11 | 2 | 43.2723 | 40.6376 | 38 | 64 | 71.2 | 71.2 | 37.5 | 2 | 57.9252 | 53.3163 | 38 | 64 | 71.2 | 71.2 | 37.5 | -0.3716% | 5 |  | TRUE | Kingswood 66/11kV
Lower Mitcham 11kV | ZSS | Urban | 66 | 11 | 2 | 17.382 | 16.7379 |  | 20 | 28.2 | 28.2 | 15 | 2 | 14.5262 | 13.5638 |  | 20 | 28.2 | 28.2 | 15 | -1.541% | 5 |  | TRUE | Lower Mitcham 66/11kV
McLaren Flat 11kV | ZSS | Rural Short | 66 | 11 | 1 | 9.4688 | 8.6625 | 10 | 12.5 | 15.5 | 15.5 | 0 | 1 | 6.8086 | 6.1941 | 10 | 12.5 | 15.5 | 15.5 | 0 | -1.034% | 6 |  | TRUE | McLaren Flat 66/11kV
McLaren Vale 11kV | ZSS | Rural Short | 33 | 11 | 2 | 2.1196 | 1.956 |  | 5 | 5.4 | 5.4 | 3 | 2 | 6.239 | 5.6151 |  | 5 | 5.4 | 5.4 | 3 | 1.426% | 6 |  | TRUE | McLaren Vale 33/11kV
Morphett Vale East 11kV | ZSS | Urban | 66 | 11 | 2 | 30.2294 | 28.9166 | 30 | 48 | 57.3 | 57.3 | 30.5 | 2 | 40.6514 | 38.4586 | 30 | 48 | 57.3 | 57.3 | 30.5 | -2.193% | 5 |  | TRUE | Morphett Vale East 66/11kV
Morphettville 11kV | ZSS | Urban | 66 | 11 | 2 | 21.0886 | 20.5865 | 20 | 20 | 28 | 28 | 15 | 2 | 23.3224 | 22.4754 | 20 | 20 | 28 | 28 | 15 | -0.2582% | 5 |  | TRUE | Morphettville 66/11kV
Noarlunga Centre 11kV | ZSS | Urban | 66 | 11 | 2 | 17.5398 | 16.1893 |  | 20 | 28.3 | 28.3 | 15 | 2 | 24.4865 | 22.7029 |  | 20 | 28.3 | 28.3 | 15 | -1.71% | 5 |  | TRUE | Noarlunga Centre 66/11kV
North Unley 11kV | ZSS | Urban | 66 | 11 | 2 | 17.6057 | 16.2163 |  | 20 | 25.4 | 25.4 | 13.5 | 2 | 22.2975 | 20.2375 |  | 20 | 25.4 | 25.4 | 13.5 | -2.025% | 5 |  | TRUE | North Unley 66/11kV
Oaklands 11kV | ZSS | Urban | 66 | 11 | 2 | 39.7365 | 38.8083 |  | 48 | 57.5 | 57.5 | 30.3 | 2 | 43.6743 | 42.222 |  | 48 | 57.5 | 57.5 | 30.3 | -1.136% | 5 |  | TRUE | Oaklands 66/11kV
Panorama 11kV | ZSS | Urban | 66 | 11 | 2 | 21.5911 | 20.7997 |  | 50 | 58.2 | 58.2 | 30.7 | 2 | 20.8946 | 20.7125 |  | 20 | 25.4 | 25.4 | 14.2 | -0.6428% | 5 |  | TRUE | Panorama 66/11kV
Plympton 11kV | ZSS | Urban | 66 | 11 | 2 | 18.7486 | 18.7053 |  | 20 | 28.4 | 28.4 | 15 | 2 | 22.7617 | 22.5172 |  | 20 | 28.4 | 28.4 | 15 | -2.43% | 5 |  | TRUE | Plympton 66/11kV
Port Noarlunga 11kV | ZSS | Urban | 66 | 11 | 2 | 24.376 | 23.7274 | 30 | 50 | 63.1 | 63.1 | 37 | 2 | 26.1523 | 24.8178 | 30 | 50 | 63.1 | 63.1 | 37 | 2.284% | 5 |  | TRUE | Port Noarlunga 66/11kV
Port Stanvac 11kV | ZSS | Urban | 66 | 11 | 3 | 35.1024 | 34.1074 | 45 | 75 | 88.6 | 88.6 | 62 | 3 | 40.1314 | 38.1833 | 45 | 75 | 88.6 | 88.6 | 62 | -2.344% | 5 |  | TRUE | Port Stanvac 66/11kV
Seacombe 11kV | ZSS | Urban | 66 | 11 | 2 | 37.167 | 36.8263 | 30 | 50 | 59.2 | 59.2 | 31.6 | 2 | 37.8094 | 36.9608 | 30 | 50 | 59.2 | 59.2 | 31.6 | -0.4874% | 5 |  | TRUE | Seacombe 66/11kV
Seaford 11kV | ZSS | Urban | 66 | 11 | 1 | 5.959 | 5.6141 | 10 | 12.5 | 15.8 | 15.8 | 0 | 1 | 8.4696 | 7.886 | 10 | 12.5 | 15.8 | 15.8 | 0 | 2.652% | 5 |  | TRUE | Seaford 66/11kV
Sheidow Park 11kV | ZSS | Urban | 66 | 11 | 2 | 20.7345 | 20.7345 | 20 | 25 | 35 | 35 | 18.6 | 2 | 28.2273 | 26.3878 | 20 | 25 | 35 | 35 | 18.6 | -0.1956% | 5 |  | TRUE | Sheidow Park 66/11kV
Tonsley Park 11kV | ZSS | Urban | 66 | 11 | 3 | 20.0525 | 18.6085 |  | 30 | 40.1 | 40.1 | 28.9 | 3 | 18.5587 | 16.652 |  | 30 | 40.1 | 40.1 | 28.9 | -2.044% | 5 |  | TRUE | Tonsley Park 66/11kV
Willunga 11kV | ZSS | Rural Short | 66 | 11 | 1 | 4.0046 | 3.7135 |  | 5 | 6.7 | 6.7 | 0 | 1 | 4.5896 | 4.1082 |  | 5 | 6.7 | 6.7 | 0 | -2.264% | 6 |  | TRUE | Willunga 66/11kV
Willunga 33kV | STS | Rural Short | 66 | 33 | 1 | 2.4097 | 2.2945 |  | 7.5 | 10.6 | 10.6 | 0 | 1 | 7.1191 | 6.3216 |  | 7.5 | 10.6 | 10.6 | 0 | 1.336% | 4 |  | TRUE | Willunga 66/33kV
American River 11kV | ZSS | Rural Short | 33 | 11 | 1 | 0.38826 | 0.36993 |  | 3 | 3.9 | 3.9 | 0 | 1 | 0.40076 | 0.36068 |  | 0.5 | 0.7 | 0.7 | 0 | -1.455% | 6 |  | TRUE | American River 33/11kV
Cape Jervis 11kV | ZSS | Rural Short | 33 | 11 | 1 | 0.50725 | 0.47936 | 25 | 0.5 | 0.65 | 0.65 | 0 | 1 | 0.4671 | 0.42039 | 25 | 0.5 | 0.65 | 0.65 | 0 | 2.6% | 6 |  | TRUE | Cape Jervis 33/11kV
Cape Jervis 33kV | STS | Rural Short | 66 | 33 | 1 | 7.9 | 7.8318 |  | 40 | 40 | 40 | 0 | 1 | 8.2699 | 8.2607 |  | 40 | 40 | 40 | 0 | -1.965% | 4 |  | TRUE | Cape Jervis 66/33kV
Goolwa 11kV | ZSS | Rural Short | 66 | 11 | 2 | 11.0878 | 11.0654 | 20 | 25 | 33.4 | 33.4 | 17.8 | 2 | 11.7377 | 11.0771 | 20 | 25 | 33.4 | 33.4 | 17.8 | -1.504% | 6 |  | TRUE | Goolwa 66/11kV
Kingscote 11kV | ZSS | Rural Short | 33 | 11 | 1 | 3.1135 | 2.8802 |  | 6.25 | 8 | 8 | 0 | 1 | 3.6639 | 3.6598 |  | 6.25 | 8 | 8 | 0 | 2.686% | 6 |  | TRUE | Kingscote 33/11kV
MacGillivray 11kV | ZSS | Rural Short | 33 | 11 | 2 | 1.9279 | 1.7791 |  | 2 | 2.6 | 2.6 | 1.5 | 2 | 1.3938 | 1.2544 |  | 2 | 2.6 | 2.6 | 1.5 | 0.2974% | 6 |  | TRUE | MacGillivray 33/11kV
Myponga 11kV | ZSS | Rural Short | 66 | 11 | 2 | 5.1962 | 4.8337 |  | 10 | 14.2 | 14.2 | 7.5 | 1 | 6.0716 | 6.0648 |  | 5 | 7.1 | 7.1 | 0 | -1.453% | 6 |  | TRUE | Myponga 66/11kV
Penneshaw 11kV | ZSS | Rural Short | 33 | 11 | 1 | 0.784 | 0.72984 |  | 1.5 | 1.95 | 1.95 | 0 | 2 | 0.83622 | 0.7526 |  | 2 | 2 | 2 | 0.8 | 0.8667% | 6 |  | TRUE | Penneshaw 33/11kV
Rapid Bay 3.3kV | ZSS | Rural Short | 33 | 3.3 | [8 empty] | 3 |  |  |  | 1.8 | 2.3 | 2.3 | 1.8 | -1.965% | 6 |  | TRUE | Rapid Bay 33/3.33kV
Rapid Bay 11kV | ZSS | Rural Short | 33 | 11 | 1 | 0.1 | 0.099137 |  | 0.315 | 0.4095 | 0.4095 | 0 | 1 | 0.10468 | 0.10457 |  | 0.315 | 0.4095 | 0.4095 | 0 | -1.965% | 6 |  | TRUE | Rapid Bay 33/11kV
Square Water Hole 11kV | ZSS | Rural Short | 66 | 11 | 1 | 3.8601 | 3.6675 | 5 | 5 | 7.13 | 7.13 | 0 | 1 | 3.8724 | 3.5477 | 5 | 5 | 7.13 | 7.13 | 0 | 0.4725% | 6 |  | TRUE | Square Water Hole 66/11kV
Victor Harbor 11kV | ZSS | Rural Short | 66 | 11 | 2 | 19.7092 | 19.5466 | 30 | 50 | 62.7 | 62.7 | 36.9 | 2 | 18.7137 | 18.6871 | 30 | 50 | 62.7 | 62.7 | 36.9 | -1.32% | 6 |  | TRUE | Victor Harbor 66/11kV
Yankalilla 33kV | STS | Rural Short | 66 | 33 | 1 | 1.2 | 1.1896 |  | 12.5 | 17.7 | 17.7 | 0 | 1 | 1.2562 | 1.2548 |  | 12.5 | 17.7 | 17.7 | 0 | -1.965% | 4 |  | TRUE | Yankalilla 66/33kV
Yankalilla 11kV | ZSS | Rural Short | 66 | 11 | 1 | 6.0532 | 5.511 |  | 12.5 | 16.6 | 16.6 | 0 | 2 | 7.7465 | 7.7378 |  | 12.5 | 16.6 | 16.6 | 0 | -0.9851% | 6 |  | TRUE | Yankalilla 66/11kV
Angaston 11kV | ZSS | Rural Short | 33 | 11 | 2 | 18.0089 | 17.8804 |  | 25 | 28.96 | 28.96 | 15.24 | 2 | 20.9446 | 20.9409 |  | 20 | 26.6 | 26.6 | 14 | -1.08% | 6 |  | TRUE | Angaston 33/11kV
Barossa South 11kV | ZSS | Rural Short | 33 | 11 | 1 | 6.5731 | 6.2287 |  | 6.25 | 8.9 | 8.9 | 0 | 1 | 6.8904 | 6.5129 |  | 6.25 | 8.9 | 8.9 | 0 | 0.7412% | 6 |  | TRUE | Barossa South 33/11kV
Dorrien 11kV | ZSS | Rural Long | 33 | 11 | 1 | 8.6658 | 8.6562 | 10 | 12.5 | 13.6 | 13.6 | 0 | 1 | 9.8507 | 8.884 | 10 | 12.5 | 13.6 | 13.6 | 0 | 1.519% | 6 |  | TRUE | Dorrien 33/11kV
Gomersal North 11kV | ZSS | Rural Short | 33 | 11 | 1 | 0.3 | 0.29078 |  | 1 | 1.3 | 1.3 | 0 | 1 | 0.32311 | 0.30796 |  | 1 | 1.3 | 1.3 | 0 | 0.1617% | 6 |  | TRUE | Gomersal North 33/11kV
Lyndoch 11kV | ZSS | Rural Short | 33 | 11 | 1 | 2.9549 | 2.8705 |  | 3.8 | 4.3 | 4.3 | 0 | 1 | 3.6619 | 3.4902 |  | 3.8 | 4.3 | 4.3 | 0 | 1.462% | 6 |  | TRUE | Lyndoch 33/11kV
Lyndoch South 7.6kV | ZSS | Rural Long | 33 | 7.6 | 1 | 0.4 | 0.38771 |  | 0.5 | 0.65 | 0.65 | 0 | 1 | 0.43081 | 0.41062 |  | 0.5 | 0.65 | 0.65 | 0 | 0.1617% | 6 |  | TRUE | Lyndoch South 33/7.66kV
Nuriootpa 11kV | ZSS | Rural Short | 33 | 11 | 1 | 10.02 | 9.8181 | 10 | 12.5 | 13.4 | 13.4 | 0 | 1 | 10.8749 | 10.5147 | 10 | 12.5 | 13.4 | 13.4 | 0 | -0.1962% | 6 |  | TRUE | Nuriootpa 33/11kV
Stockwell 11kV | ZSS | Rural Short | 33 | 11 | 1 | 6.0425 | 5.8075 |  | 6.25 | 8.9 | 8.9 | 0 | 1 | 6.32 | 6 |  | 6.25 | 8.9 | 8.9 | 0 | 1.336% | 6 |  | TRUE | Stockwell 33/11kV
Williamstown 11kV | ZSS | Rural Short | 33 | 11 | 1 | 2.9 | 2.8109 |  | 2.5 | 3 | 3 | 0 | 1 | 3.1234 | 2.977 |  | 2.5 | 3 | 3 | 0 | 0.1617% | 6 |  | TRUE | Williamstown 33/11kV
Brinkworth Town 11kV | ZSS | Rural Long | 33 | 11 | 1 | 0.79764 | 0.78241 |  | 3 | 3.9 | 3.9 | 0 | 1 | 0.82299 | 0.8062 |  | 3 | 3.9 | 3.9 | 0 | -0.5314% | 6 |  | TRUE | Brinkworth Town 33/11kV
Collinsfield 11kV | ZSS | Rural Long | 33 | 11 | 1 | 0.6 | 0.59982 |  | 2.5 | 2.7 | 2.7 | 0 | 1 | 0.61724 | 0.60465 |  | 2.5 | 2.7 | 2.7 | 0 | -0.04927% | 6 |  | TRUE | Collinsfield 33/11kV
Spalding 11kV | ZSS | Rural Long | 33 | 11 | 2 | 1 | 0.9997 |  | 2 | 2.6 | 2.6 | 1.5 | 2 | 1.0287 | 1.0077 |  | 2 | 2.6 | 2.6 | 1.5 | -0.04927% | 6 |  | TRUE | Spalding 33/11kV
Clare 11kV | ZSS | Rural Long | 33 | 11 | 2 | 9.7722 | 9.0393 |  | 10 | 12.6 | 12.6 | 7.1 | 2 | 8.8393 | 8.6379 |  | 10 | 12.6 | 12.6 | 7.1 | 0.4495% | 6 |  | TRUE | Clare 33/11kV
Burra 11kV | ZSS | Rural Long | 33 | 11 | 2 | 4 | 3.771 |  | 10 | 11.1 | 11.1 | 6.4 | 2 | 4 | 3.771 | 10 | 10 | 11.1 | 11.1 | 6.4 | -0.2987% | 6 |  | TRUE | Burra 33/11kV
Freeling 11kV | ZSS | Rural Long | 33 | 11 | 2 | 0.4 | 0.37799 |  | 3 | 3.9 | 3.9 | 2.25 | 2 | 0.41821 | 0.38275 |  | 3 | 3.9 | 3.9 | 2.25 | -1.741% | 6 |  | TRUE | Freeling 33/11kV
Freeling North 11kV | ZSS | Rural Long | 33 | 11 | 1 | 2.3015 | 2.1606 |  | 3.8 | 4.3 | 4.3 | 0 | [8 empty] | -3.504% | 6 |  | TRUE | Freeling North 33/11kV
Gawler Belt 11kV | ZSS | Rural Short | 33 | 11 | 1 | 8.0711 | 7.6809 | 10 | 12.5 | 14.6 | 14.6 | 0 | 1 | 7.4431 | 6.8918 | 10 | 12.5 | 14.6 | 14.6 | 0 | -0.9937% | 6 |  | TRUE | Gawler Belt 33/11kV
Hamley Bridge 11kV | ZSS | Rural Short | 33 | 11 | 1 | 2.1 | 1.9845 |  | 2.5 | 3 | 3 | 0 | 1 | 2.1956 | 2.0094 |  | 1.5 | 2 | 2 | 0 | -0.75% | 6 |  | TRUE | Hamley Bridge 33/11kV
Kapunda 11kV | ZSS | Rural Short | 33 | 11 | 1 | 5.6236 | 5.3603 |  | 12.5 | 16.5 | 16.5 | 0 | 2 | 5.6213 | 5.2653 |  | 5 | 6.5 | 6.5 | 3.8 | -1.244% | 6 |  | TRUE | Kapunda 33/11kV
Mallala 11kV | ZSS | Rural Short | 33 | 11 | 2 | 3.8 | 3.5909 |  | 4 | 4.8 | 4.8 | 2.56 | 2 | 3.4832 | 3.1878 |  | 4 | 4.8 | 4.8 | 2.56 | 2.2% | 6 |  | TRUE | Mallala 33/11kV
Sandy Creek 11kV | ZSS | Rural Long | 33 | 11 | 1 | 1.8025 | 1.7007 |  | 3 | 3.9 | 3.9 | 0 | 1 | 1.7271 | 1.622 |  | 3 | 3.9 | 3.9 | 0 | -3.908% | 6 |  | TRUE | Sandy Creek 33/11kV
Wasleys 11kV | ZSS | Rural Long | 33 | 11 | 2 | 1.2 | 1.134 |  | 2 | 2.6 | 2.6 | 1.5 | 2 | 1.2546 | 1.1482 |  | 2 | 2.6 | 2.6 | 1.5 | -0.75% | 6 |  | TRUE | Wasleys 33/11kV
Auburn 11kV | ZSS | Rural Short | 33 | 11 | 2 | 3.3 | 3.1677 |  | 3 | 3.9 | 3.9 | 2.25 | 2 | 8.6557 | 8.0504 |  | 3 | 3.9 | 3.9 | 2.25 | 1.477% | 6 |  | TRUE | Auburn 33/11kV
Eudunda 11kV | ZSS | Rural Short | 33 | 11 | 1 | 2 | 1.9198 |  | 2 | 2.4 | 2.4 | 0 | 1 | 5.2459 | 4.879 |  | 2 | 2.4 | 2.4 | 0 | 1.477% | 6 |  | TRUE | Eudunda 33/11kV
Marrabel 11kV | ZSS | Rural Short | 33 | 11 | 2 | 2.2 | 2.1118 |  | 3 | 3.9 | 3.9 | 2.25 | 2 | 5.7705 | 5.3669 |  | 3 | 3.9 | 3.9 | 2.25 | 1.477% | 6 |  | TRUE | Marrabel 33/11kV
Riverton 11kV | ZSS | Rural Short | 33 | 11 | 1 | 1.8 | 1.7279 |  | 3 | 3.9 | 3.9 | 0 | [8 empty] | 1.477% | 6 |  | TRUE | Riverton 33/11kV
Robertstown 11kV | ZSS | Rural Long | 33 | 11 | 1 | 0.9 | 0.86393 |  | 1 | 1.3 | 1.3 | 0 | 1 | 2.3606 | 2.1956 |  | 1 | 1.3 | 1.3 | 0 | 1.477% | 6 |  | TRUE | Robertstown 33/11kV
Waterloo Town 11kV | ZSS | Rural Short | 33 | 11 | 1 | 0.5 | 0.47996 |  | 0.5 | 0.65 | 0.65 | 0 | 1 | 0.5 | 0.47996 |  | 0.5 | 0.65 | 0.65 | 0 | 1.477% | 6 |  | TRUE | Waterloo Town 33/11kV
Caloote 11kV | ZSS | Rural Long | 33 | 11 | 2 | 1.8166 | 1.6223 |  | 3 | 3.9 | 3.9 | 2.25 | 2 | 1.7075 | 1.588 |  | 3 | 3.9 | 3.9 | 2.25 | -0.8366% | 6 |  | TRUE | Caloote 33/11kV
Cambrai 11kV | ZSS | Rural Long | 33 | 11 | 2 | 0.9 | 0.8587 |  | 1 | 1.3 | 1.3 | 0.75 | 2 | 0.93014 | 0.8527 |  | 1 | 1.3 | 1.3 | 0.75 | -0.82% | 6 |  | TRUE | Cambrai 33/11kV
Mannum Town 7.6kV | ZSS | Rural Long | 33 | 7.6 | 2 | 4.1 | 3.9119 |  | 5 | 6.5 | 6.5 | 3.75 | 2 | 3.9594 | 3.6298 |  | 5 | 6.5 | 6.5 | 3.75 | 0.3673% | 6 |  | TRUE | Mannum Town 33/7.66kV
Nildottie 11kV | ZSS | Rural Short | 33 | 11 | 1 | 2.4136 | 2.3917 |  | 6.25 | 8.9 | 8.9 | 0 | 1 | 2.6483 | 2.4894 |  | 6.25 | 8.9 | 8.9 | 0 | -0.6153% | 6 |  | TRUE | Nildottie 33/11kV
Punyelroo 11kV | ZSS | Rural Long | 33 | 11 | 1 | 0.5 | 0.47706 |  | 0.5 | 0.65 | 0.65 | 0 | 1 | 0.48286 | 0.44266 |  | 0.5 | 0.65 | 0.65 | 0 | 0.3673% | 6 |  | TRUE | Punyelroo 33/11kV
Teal Flat 11kV | ZSS | Rural Long | 33 | 11 | 3 | 3.2 | 3.0532 |  | 3 | 3.9 | 3.9 | 3 | 3 | 3.0903 | 2.833 |  | 3 | 3.9 | 3.9 | 3 | 1.18% | 6 |  | TRUE | Teal Flat 33/11kV
Walker Flat 11kV | ZSS | Rural Short | 33 | 11 | 2 | 1.7 | 1.622 |  | 2 | 2.6 | 2.6 | 1.5 | 2 | 1.6417 | 1.505 |  | 2 | 2.6 | 2.6 | 1.5 | 0.68% | 6 |  | TRUE | Walker Flat 33/11kV
Monarto South 11kV | ZSS | Rural Long | 33 | 11 | 1 | 5.4801 | 4.7225 | 10 | 12.5 | 14.5 | 14.5 | 0 | 1 | 5.5456 | 4.7692 | 10 | 12.5 | 14.5 | 14.5 | 0 | -2.104% | 6 |  | TRUE | Monarto South 33/11kV
Murray Bridge North 11kV | ZSS | Rural Short | 33 | 11 | 2 | 15.9491 | 15.7897 | 20 | 25 | 26 | 26 | 14.8 | 2 | 17.9027 | 17.7207 | 20 | 25 | 26 | 26 | 14.8 | 0.8857% | 6 |  | TRUE | Murray Bridge North 33/11kV
Murray Bridge South 11kV | ZSS | Rural Short | 33 | 11 | 2 | 14.4907 | 13.2024 | 20 | 25 | 28.5 | 28.5 | 15 | 2 | 12.7312 | 11.6461 | 20 | 25 | 28.5 | 28.5 | 15 | -0.7172% | 6 |  | TRUE | Murray Bridge South 33/11kV
Mypolonga 11kV | ZSS | Rural Long | 33 | 11 | 2 | 2.4 | 2.2486 |  | 2 | 2.6 | 2.6 | 1.5 | 2 | 2.2016 | 2.0382 |  | 2 | 2.6 | 2.6 | 1.5 | 2.18% | 6 |  | TRUE | Mypolonga 33/11kV
Binnies 11kV | ZSS | Rural Long | 33 | 11 | 2 | 0.3 | 0.29083 |  | 0.6 | 0.78 | 0.78 | 0.45 | 2 | 0.30406 | 0.29493 |  | 0.6 | 0.78 | 0.78 | 0.45 | -1.116% | 6 |  | TRUE | Binnies 33/11kV
Campbell Park 11kV | ZSS | Rural Long | 33 | 11 | 3 | 1.4 | 1.3572 |  | 1.5 | 1.95 | 1.95 | 1.5 | 3 | 1.419 | 1.3764 |  | 1.5 | 1.95 | 1.95 | 1.5 | -1.116% | 6 |  | TRUE | Campbell Park 33/11kV
Coomandook 11kV | ZSS | Rural Long | 33 | 11 | 1 | 0.5 | 0.48471 |  | 0.5 | 0.65 | 0.65 | 0 | 1 | 0.50677 | 0.49155 |  | 0.5 | 0.65 | 0.65 | 0 | -1.116% | 6 |  | TRUE | Coomandook 33/11kV
Coonalpyn 11kV | ZSS | Rural Long | 33 | 11 | 2 | 0.33524 | 0.3117 |  | 1 | 1.3 | 1.3 | 0.75 | 2 | 0.43138 | 0.37228 |  | 1 | 1.3 | 1.3 | 0.75 | -1.547% | 6 |  | TRUE | Coonalpyn 33/11kV
Jervois 11kV | ZSS | Rural Long | 33 | 11 | 1 | 2.55 | 2.44 |  | 6.25 | 8.9 | 8.9 | 0 | 1 | 2.6483 | 2.5159 |  | 6.25 | 8.9 | 8.9 | 0 | -2.302% | 6 |  | TRUE | Jervois 33/11kV
Jervois Flat 1 11kV | ZSS | Rural Short | 33 | 11 | 1 |  |  |  | 3 | 3.9 | 3.9 | 0 | 1 |  |  |  | 3 | 3.9 | 3.9 | 0 | -1.053% | 6 |  | TRUE | Jervois Flat 1 33/11kV
Jervois Flat 2 11kV | ZSS | Rural Short | 33 | 11 | 1 |  |  |  | 3 | 3.9 | 3.9 | 0 | 1 |  |  |  | 3 | 3.9 | 3.9 | 0 | -1.116% | 6 |  | TRUE | Jervois Flat 2 33/11kV
Karoonda 11kV | ZSS | Rural Long | 33 | 11 | 2 | 0.8 | 0.77554 |  | 1 | 1.3 | 1.3 | 0.75 | 2 | 0.81084 | 0.78649 |  | 1 | 1.3 | 1.3 | 0.75 | -1.116% | 6 |  | TRUE | Karoonda 33/11kV
Lameroo 11kV | ZSS | Rural Short | 33 | 11 | 2 | 1.3 | 1.2602 |  | 2 | 2.6 | 2.6 | 1.5 | 2 | 1.3176 | 1.278 |  | 2 | 2.6 | 2.6 | 1.5 | -1.116% | 6 |  | TRUE | Lameroo 33/11kV
Meningie 11kV | ZSS | Rural Short | 33 | 11 | 2 | 2.0155 | 2.0054 |  | 5 | 6.5 | 6.5 | 3.75 | 2 | 1.9165 | 1.9133 |  | 5 | 6.5 | 6.5 | 3.75 | 0.2983% | 6 |  | TRUE | Meningie 33/11kV
Narrung 11kV | ZSS | Rural Short | 33 | 11 | 2 | 1.6 | 1.5511 |  | 3 | 3.9 | 3.9 | 2.25 | 2 | 1.6217 | 1.573 |  | 3 | 3.9 | 3.9 | 2.25 | -1.116% | 6 |  | TRUE | Narrung 33/11kV
Pinnaroo 11kV | ZSS | Rural Long | 33 | 11 | 2 | 1.6 | 1.5511 |  | 2 | 2.6 | 2.6 | 1.5 | 2 | 1.6217 | 1.573 |  | 2 | 2.6 | 2.6 | 1.5 | -1.116% | 6 |  | TRUE | Pinnaroo 33/11kV
Tailem Bend Town 11kV | ZSS | Rural Long | 33 | 11 | 2 | 3.1 | 3.0052 |  | 3 | 3.9 | 3.9 | 2.25 | 2 | 3.142 | 3.0476 |  | 3 | 3.9 | 3.9 | 2.25 | -1.116% | 6 |  | TRUE | Tailem Bend Town 33/11kV
Woods Point 11kV | ZSS | Rural Short | 33 | 11 | 1 | 3.2166 | 2.8756 |  | 6.25 | 8.1 | 8.1 | 0 | 1 | 2.9572 | 2.691 |  | 6.25 | 8.1 | 8.1 | 0 | -2.629% | 6 |  | TRUE | Woods Point 33/11kV
Berri 11kV | ZSS | Rural Short | 66 | 11 | 2 | 11.7182 | 10.8691 |  | 20 | 28 | 28 | 15 | 2 | 13.0089 | 12.938 |  | 20 | 28 | 28 | 15 | -3.33% | 6 |  | TRUE | Berri 66/11kV
Glossop 11kV | ZSS | Rural Short | 66 | 11 | 2 | 10.2 | 9.2 | 10 | 12.5 | 15.4 | 15.4 | 7.5 | 2 | 10.5887 | 9.91 | 10 | 12.5 | 15.4 | 15.4 | 7.5 | -0.8945% | 6 |  | TRUE | Glossop 66/11kV
Loveday 11kV | ZSS | Rural Short | 66 | 11 | 3 | 10.9975 | 10.9885 |  | 15 | 20.4 | 20.4 | 14.6 | 3 | 11.3326 | 11.3155 |  | 15 | 20.4 | 20.4 | 14.6 | -1.678% | 6 |  | TRUE | Loveday 66/11kV
Loxton 11kV | ZSS | Rural Short | 66 | 11 | 3 | 12.136 | 11.9926 | 15 | 18.75 | 19.9 | 19.9 | 14.58 | 3 | 11.6801 | 11.6287 | 15 | 18.75 | 19.9 | 19.9 | 14.58 | -1.189% | 6 |  | TRUE | Loxton 66/11kV
Lyrup 11kV | ZSS | Rural Short | 66 | 11 | 2 | 5 | 4.8534 |  | 5 | 6.5 | 6.5 | 3.75 | 2 | 5.0275 | 4.8903 |  | 5 | 6.5 | 6.5 | 3.75 | -1.117% | 6 |  | TRUE | Lyrup 66/11kV
Paringa 33kV | STS | Rural Short | 66 | 33 | 1 | 11.1321 | 10.3672 |  | 10 | 12.32 | 12.32 | 0 | 2 | 9.4619 | 8.7 |  | 25 | 14.5 | 14.5 | 14 | 1.318% | 4 |  | TRUE | Paringa 66/33kV
Paringa 11kV | ZSS | Rural Short | 66 | 11 | 1 | 2.2676 | 2.1281 |  | 2.5 | 3.25 | 3.25 | 0 | 1 | 2.4501 | 2.2385 |  | 2.5 | 3.25 | 3.25 | 0 | -0.4041% | 6 |  | TRUE | Paringa 66/11kV
Pyap 11kV | ZSS | Rural Short | 66 | 11 | 2 | 7.5322 | 7.4769 | 5 | 12.5 | 15.2 | 15.2 | 7.5 | 2 | 8.1639 | 8.1595 | 5 | 12.5 | 15.2 | 15.2 | 7.5 | -1.904% | 6 |  | TRUE | Pyap 66/11kV
Renmark 11kV | ZSS | Rural Short | 66 | 11 | 3 | 17.9536 | 17.9351 |  | 22.5 | 28.5 | 28.5 | 21.2 | 3 | 19.9359 | 19.9008 |  | 22.5 | 28.5 | 28.5 | 21.2 | -0.6844% | 6 |  | TRUE | Renmark 66/11kV
Woolpunda 11kV | ZSS | Rural Long | 66 | 11 | 2 | 6 | 5.824 | 10 | 15 | 18.8 | 18.8 | 10.6 | 2 | 6.0331 | 5.8684 | 10 | 15 | 18.8 | 18.8 | 10.6 | -1.117% | 6 |  | TRUE | Woolpunda 66/11kV
Swan Reach 11kV | ZSS | Rural Short | 33 | 11 | 1 | 1.4 | 1.3315 |  | 3 | 3.9 | 3.9 | 0 | 2 | 1.3098 | 1.2377 |  | 1 | 1.3 | 1.3 | 0.8 | -0.7387% | 6 |  | TRUE | Swan Reach 33/11kV
Swan Reach Filtration 11kV | ZSS | Rural Short | 33 | 11 | 1 |  |  |  | 1.5 | 1.95 | 1.95 | 0 | 1 |  |  |  | 1.5 | 1.95 | 1.95 | 0 | -0.395% | 6 |  | TRUE | Swan Reach Filtration 33/11kV
Cadell 11kV | ZSS | Rural Short | 66 | 11 | 2 | 1.4 | 1.3315 |  | 2 | 2.6 | 2.6 | 1.5 | 2 | 1.3098 | 1.2377 |  | 2 | 2.6 | 2.6 | 1.5 | -0.7387% | 6 |  | TRUE | Cadell 66/11kV
Cordola 11kV | ZSS | Rural Short | 66 | 11 | 2 | 1.5 | 1.4266 |  | 2 | 2.6 | 2.6 | 1.5 | 2 | 1.4034 | 1.3261 |  | 2 | 2.6 | 2.6 | 1.5 | -0.7387% | 6 |  | TRUE | Cordola 66/11kV
Morgan 11kV | ZSS | Rural Short | 66 | 11 | 1 | 1.1 | 1.0461 |  | 1 | 1.3 | 1.3 | 0 | 1 | 1.0291 | 0.97247 |  | 1 | 1.3 | 1.3 | 0 | -0.7387% | 6 |  | TRUE | Morgan 66/11kV
Portee 11kV | ZSS | Rural Short | 66 | 11 | 1 | 0.2 | 0.19021 |  | 0.5 | 0.65 | 0.65 | 0 | 1 | 0.18711 | 0.17681 |  | 0.5 | 0.65 | 0.65 | 0 | -0.7387% | 6 |  | TRUE | Portee 66/11kV
Qualco 11kV | ZSS | Rural Short | 66 | 11 | 1 | 2 | 1.9021 |  | 2.5 | 3.25 | 3.25 | 0 | 1 | 1.8711 | 1.7681 |  | 3.5 | 4.2 | 4.2 | 0 | -0.7387% | 6 |  | TRUE | Qualco 66/11kV
Ramco 11kV | ZSS | Rural Short | 66 | 11 | 2 | 5.9972 | 5.5115 |  | 7 | 8.2 | 8.2 | 4.8 | 2 | 5.0521 | 4.7739 |  | 7 | 8.2 | 8.2 | 4.8 | -0.3953% | 6 |  | TRUE | Ramco 66/11kV
Roonka 11kV | ZSS | Rural Short | 66 | 11 | 1 | 2.1 | 1.9972 |  | 2.5 | 3.25 | 3.25 | 0 | 1 | 1.9647 | 1.8565 |  | 2.5 | 3.25 | 3.25 | 0 | -0.7387% | 6 |  | TRUE | Roonka 66/11kV
Swan Reach 11kV | ZSS | Rural Short | 33 | 11 | 1 | 1.4 | 1.3315 |  | 3 | 3.9 | 3.9 | 0 | 2 | 1.3098 | 1.2377 |  | 1 | 1.3 | 1.3 | 0.8 | -0.7387% | 6 |  | TRUE | Swan Reach 33/11kV
Waikerie 11kV | ZSS | Rural Short | 66 | 11 | 2 | 7.0022 | 6.9934 |  | 10 | 12 | 12 | 6.7 | 2 | 7.8347 | 7.8132 |  | 10 | 12 | 12 | 6.7 | -1.238% | 6 |  | TRUE | Waikerie 66/11kV
Birdwood 11kV | ZSS | Rural Short | 33 | 11 | 3 | 2.4 | 2.314 |  | 3 | 3.9 | 3.9 | 3 | 3 | 2.5256 | 2.3867 |  | 3 | 3.9 | 3.9 | 3 | -1.35% | 6 |  | TRUE | Birdwood 33/11kV
Houghton 7.6kV | ZSS | Rural Long | 33 | 7.6 | 1 | 2.3 | 2.2176 |  | 3 | 3.6 | 3.6 | 0 | 1 | 2.1374 | 2.0199 |  | 3 | 3.6 | 3.6 | 0 | 1.85% | 6 |  | TRUE | Houghton 33/7.66kV
Lobethal 11kV | ZSS | Rural Short | 33 | 11 | 2 | 6.4084 | 6.295 |  | 10 | 12.8 | 12.8 | 6.9 | 2 | 7.6461 | 7.2494 |  | 10 | 12.8 | 12.8 | 6.9 | -2.118% | 6 |  | TRUE | Lobethal 33/11kV
Mount Pleasant 11kV | ZSS | Rural Long | 33 | 11 | 1 | 1.7 | 1.6391 |  | 2 | 2.6 | 2.6 | 0 | 1 | 1.789 | 1.6906 |  | 2 | 2.6 | 2.6 | 0 | -1.35% | 6 |  | TRUE | Mount Pleasant 33/11kV
Aldgate 11kV | ZSS | Rural Short | 33 | 11 | 2 | 7.05 | 7.05 |  | 10 | 12.6 | 12.6 | 7.1 | 2 | 8.326 | 8.0137 |  | 10 | 12.6 | 12.6 | 7.1 | 1.394% | 6 |  | TRUE | Aldgate 33/11kV
Balhannah 33kV | STS | Rural Short | 66 | 33 | 3 | 19.2552 | 18.0904 |  | 32.5 | 30.1 | 30.1 | 21.4 | 3 | 24.1441 | 22.0299 |  | 22.5 | 30.3 | 30.3 | 20.2 | 4.562% | 4 |  | TRUE | Balhannah 66/33kV
Hahndorf 11kV | ZSS | Rural Short | 66 | 11 | 1 | 4.3095 | 4.1097 |  | 5 | 6.8 | 6.8 | 0 | 1 | 4.442 | 4.046 |  | 5 | 6.8 | 6.8 | 0 | -0.8308% | 6 |  | TRUE | Hahndorf 66/11kV
Langhorne Creek 11kV | ZSS | Rural Short | 66 | 11 | 2 | 4.1 | 3.8774 |  | 5 | 6.5 | 6.5 | 3.75 | 2 | 3.6769 | 3.4405 |  | 5 | 6.5 | 6.5 | 3.75 | 0.25% | 6 |  | TRUE | Langhorne Creek 66/11kV
Meadows 11kV | ZSS | Rural Long | 66 | 11 | 2 | 5.1664 | 4.7521 |  | 5 | 6.5 | 6.5 | 3.75 | 2 | 5.6542 | 5.6381 |  | 5 | 6.5 | 6.5 | 3.75 | 3.768% | 6 |  | TRUE | Meadows 66/11kV
Milang 11kV | ZSS | Rural Short | 66 | 11 | 2 | 4.1 | 3.8774 |  | 5 | 6.5 | 6.5 | 3.75 | 2 | 3.6769 | 3.4405 |  | 5 | 6.5 | 6.5 | 3.75 | 1.477% | 6 |  | TRUE | Milang 66/11kV
Mount Barker 11kV | ZSS | Urban | 66 | 11 | 2 | 18.1623 | 18.1623 |  | 64 | 72.4 | 72.4 | 38.1 | 2 | 21.4474 | 21.4448 |  | 20 | 30 | 30 | 15 | 3.823% | 5 |  | TRUE | Mount Barker 66/11kV
Mylor 11kV | ZSS | Rural Short | 33 | 11 | 1 | 2.4 | 2.2697 |  | 3.8 | 4.6 | 4.6 | 0 | 1 | 2.1524 | 2.0139 |  | 2.5 | 3.25 | 3.25 | 1.5 | 1.477% | 6 |  | TRUE | Mylor 33/11kV
Nairne 11kV | ZSS | Rural Short | 33 | 11 | 2 | 5.9811 | 5.6869 |  | 7.6 | 9.2 | 9.2 | 4.9 | 2 | 6.0087 | 5.6222 |  | 7.6 | 9.2 | 9.2 | 4.9 | 0.05545% | 6 |  | TRUE | Nairne 33/11kV
Piccadilly 11kV | ZSS | Rural Short | 33 | 11 | 2 | 1.6 | 1.5131 |  | 3 | 3.9 | 3.9 | 2.25 | 2 | 1.4349 | 1.3426 |  | 3 | 3.9 | 3.9 | 2.25 | 1.477% | 6 |  | TRUE | Piccadilly 33/11kV
Stirling East 11kV | ZSS | Rural Short | 33 | 11 | 1 | 8.9 | 8.4169 |  | 12.5 | 17.7 | 17.7 | 0 | 2 | 7.9817 | 7.4683 |  | 3 | 3.9 | 3.9 | 2.3 | 1.477% | 6 |  | TRUE | Stirling East 33/11kV
Strathalbyn 11kV | ZSS | Rural Short | 66 | 11 | 1 | 8.2595 | 8.0636 |  | 12.5 | 16.7 | 16.7 | 0 | 1 | 8.4371 | 8.1678 |  | 12.5 | 16.7 | 16.7 | 0 | 1.193% | 6 |  | TRUE | Strathalbyn 66/11kV
Strathalbyn East 11kV | ZSS | Rural Short | 66 | 11 | 1 |  |  |  | 10 | 9.5 | 9.5 | 0 | 1 |  |  |  | 10 | 9.5 | 9.5 | 0 | 1.477% | 6 |  | TRUE | Strathalbyn East 66/11kV
Uraidla 33kV | STS | Rural Short | 66 | 33 | 1 | 13.3802 | 12.88 |  | 25 | 31.4 | 31.4 | 0 | 1 | 13.6316 | 12.7549 |  | 25 | 31.4 | 31.4 | 0 | -1.272% | 4 |  | TRUE | Uraidla 66/33kV
Uraidla 11kV | ZSS | Rural Short | 66 | 11 | 2 | 5.2889 | 4.9439 |  | 12.5 | 17.2 | 17.2 | 9.2 | 2 | 4.8491 | 4.4033 |  | 12.5 | 17.2 | 17.2 | 9.2 | 1.303% | 6 |  | TRUE | Uraidla 66/11kV
Verdun 11kV | ZSS | Rural Short | 33 | 11 | 1 | 1.4 | 1.324 |  | 1 | 1.3 | 1.3 | 0 | 1 | 1.2555 | 1.1748 |  | 1 | 1.3 | 1.3 | 0 | 2.75% | 6 |  | TRUE | Verdun 33/11kV
Woodside 11kV | ZSS | Rural Short | 33 | 11 | 2 | 7.8521 | 7.2758 |  | 10 | 13 | 13 | 6.9 | 2 | 7.0444 | 6.2864 |  | 10 | 13 | 13 | 6.9 | 0.7754% | 6 |  | TRUE | Woodside 33/11kV
Wudinna 11kV | ZSS | Rural Short | 66 | 11 | 4 | 2.0147 | 1.9914 |  | 4 | 5.2 | 5.2 | 4.5 | 4 | 2.411 | 2.411 |  | 4 | 5.2 | 5.2 | 4.5 | -1.288% | 6 |  | TRUE | Wudinna 66/11kV
Moorkitabie 11kV | ZSS | Rural Short | 66 | 11 | 1 | 0.8 | 0.79904 |  | 1 | 1.3 | 1.3 | 0 | 1 | 0.96439 | 0.96439 |  | 1 | 1.3 | 1.3 | 0 | -1.106% | 6 |  | TRUE | Moorkitabie 66/11kV
Tarlton 11kV | ZSS | Rural Short | 66 | 11 | 2 | 0.7 | 0.69916 |  | 1 | 1.3 | 1.3 | 0.75 | 2 | 0.84384 | 0.84384 |  | 1 | 1.3 | 1.3 | 0.75 | -1.106% | 6 |  | TRUE | Tarlton 66/11kV
Streaky Bay 11kV | ZSS | Rural Short | 66 | 11 | 2 | 3.1 | 3.0963 |  | 5 | 6.5 | 6.5 | 3.75 | 2 | 3.737 | 3.737 |  | 5 | 6.5 | 6.5 | 3.75 | -1.106% | 6 |  | TRUE | Streaky Bay 66/11kV
Ceduna 11kV | ZSS | Rural Short | 66 | 11 | 2 | 6.7111 | 6.5472 |  | 10 | 14.2 | 14.2 | 7.5 | 2 | 8.0719 | 7.4253 |  | 10 | 14.2 | 14.2 | 7.5 | -1.775% | 6 |  | TRUE | Ceduna 66/11kV
Polda 11kV | ZSS | Rural Long | 66 | 11 | 1 | 0.585 | 0.58 |  | 1 | 1.3 | 1.3 | 0 | 1 | 1.0849 | 1.0849 |  | 1 | 1.3 | 1.3 | 0 | -1.714% | 6 |  | TRUE | Polda 66/11kV
Port Lincoln City 11kV | ZSS | Urban | 33 | 11 | 2 | 13.7028 | 13.3682 |  | 25 | 30.8 | 30.8 | 15.4 | 2 | 14.9512 | 14.3333 |  | 25 | 30.8 | 30.8 | 15.4 | -1.169% | 5 |  | TRUE | Port Lincoln City 33/11kV
Port Lincoln Docks 11kV | ZSS | Urban | 33 | 11 | 1 | 8.8631 | 8.4719 |  | 12.5 | 12.3 | 12.3 | 0 | 1 | 10.1403 | 9.5845 |  | 12.5 | 12.3 | 12.3 | 0 | -1.634% | 5 |  | TRUE | Port Lincoln Docks 33/11kV
Uley 11kV | ZSS | Rural Long | 33 | 11 | 1 | 1.3 | 1.2623 |  | 1 | 1.3 | 1.3 | 0 | 1 | 1.497 | 1.4 |  | 1 | 1.3 | 1.3 | 0 | -0.8654% | 6 |  | TRUE | Uley 33/11kV
Uley South 11kV | ZSS | Rural Long | 33 | 11 | 1 | 0.6 | 0.5826 |  | 1.5 | 0 | 0 | 0 | 1 | 0.69092 | 0.64615 |  | 1.5 | 0 | 0 | 0 | -0.8654% | 6 |  | TRUE | Uley South 33/11kV
Coffin Bay 11kV | ZSS | Rural Long | 33 | 11 | 1 | 1.2012 | 1.1624 |  | 2.5 | 2.7 | 2.7 | 0 | 1 | 1.082 | 1.0231 |  | 2.5 | 2.7 | 2.7 | 0 | -2.799% | 6 |  | TRUE | Coffin Bay 33/11kV
Point Boston 11kV | ZSS | Rural Short | 33 | 11 | 1 | 0.86 | 0.83 |  | 6.25 | 8 | 8 | 0 | 1 | 1.1732 | 1.11 |  | 6.25 | 8 | 8 | 0 | -1.607% | 6 |  | TRUE | Point Boston 33/11kV
Poonindie 11kV | ZSS | Rural Long | 33 | 11 | 1 | 0.8 | 0.7768 |  | 1.5 | 1.95 | 1.95 | 0 | 1 | 0.92123 | 0.86153 |  | 1.5 | 1.95 | 1.95 | 0 | -0.8654% | 6 |  | TRUE | Poonindie 33/11kV
Cummins 11kV | ZSS | Rural Short | 33 | 11 | 2 | 2.0774 | 2.0103 |  | 3 | 3.9 | 3.9 | 2.25 | 2 | 2.994 | 2.8 |  | 3 | 3.9 | 3.9 | 2.25 | -1.055% | 6 |  | TRUE | Cummins 33/11kV
Tumby Bay 11kV | ZSS | Rural Short | 33 | 11 | 2 | 2.5 | 2.4275 |  | 5 | 5.4 | 5.4 | 3 | 2 | 2.8788 | 2.6923 |  | 3 | 3.9 | 3.9 | 2.3 | -0.8654% | 6 |  | TRUE | Tumby Bay 33/11kV
Whyalla City 11kV | ZSS | Urban | 33 | 11 | 2 | 18.2216 | 18.2216 |  | 20 | 28.5 | 28.5 | 15 | 2 | 22.0593 | 20.6702 |  | 20 | 28.5 | 28.5 | 15 | -0.1081% | 5 |  | TRUE | Whyalla City 33/11kV
Whyalla Stuart 11kV | ZSS | Rural Short | 33 | 11 | 2 | 16.1734 | 15.6542 | 20 | 25 | 31 | 31 | 16.6 | 2 | 18.2955 | 17.382 | 20 | 25 | 31 | 31 | 16.6 | -0.8237% | 6 |  | TRUE | Whyalla Stuart 33/11kV
Whyalla North 11kV | ZSS | Urban | 33 | 11 | 2 | 1 | 1 |  | 3 | 2.85 | 2.85 | 1.5 | [8 empty] | -0.7416% | 5 |  | TRUE | Whyalla North 33/11kV
Cleve 33kV | STS | Rural Short | 66 | 33 | 1 | 1.9768 | 1.9409 | 12.5 | 12.5 | 17.8 | 17.8 | 0 | 1 | 3.3509 | 3.3265 | 12.5 | 12.5 | 17.8 | 17.8 | 0 | -4.353% | 4 |  | TRUE | Cleve 66/33kV
Cleve 11kV | ZSS | Rural Short | 66 | 11 | 2 | 2.4023 | 2.2724 |  | 5 | 6.5 | 6.5 | 3.75 | 2 | 5.4888 | 5.0748 |  | 5 | 6.5 | 6.5 | 3.75 | 2.922% | 6 |  | TRUE | Cleve 66/11kV
Cowell 11kV | ZSS | Rural Long | 33 | 11 | 1 | 2.0081 | 1.9716 |  | 3 | 3.9 | 3.9 | 0 | 1 | 2.4585 | 2.2618 |  | 3 | 3.9 | 3.9 | 0 | 2.923% | 6 |  | TRUE | Cowell 33/11kV
Arno Bay 11kV | ZSS | Rural Long | 33 | 11 | 1 | 0.832 | 0.765 |  | 3 | 3.9 | 3.9 | 0 | 1 | 0.95552 | 0.87908 |  | 3 | 3.9 | 3.9 | 0 | 0.7599% | 6 |  | TRUE | Arno Bay 33/11kV
Rudall 11kV | ZSS | Rural Short | 66 | 11 | 1 | 0.1 | 0.098867 |  | 0.5 | 0.65 | 0.65 | 0 | 1 | 0.13403 | 0.13306 |  | 0.5 | 0.65 | 0.65 | 0 | 0.1812% | 6 |  | TRUE | Rudall 66/11kV
Darke Peak 11kV | ZSS | Rural Short | 66 | 11 | 1 | 0.7 | 0.69207 |  | 1 | 1.3 | 1.3 | 0 | 1 | 0.93824 | 0.93141 |  | 1 | 1.3 | 1.3 | 0 | 0.1812% | 6 |  | TRUE | Darke Peak 66/11kV
Caralue 11kV | ZSS | Rural Long | 66 | 11 | 1 | 2.2276 | 2.1872 |  | 2.5 | 3.25 | 3.25 | 0 | 1 | 2.3419 | 2.3417 |  | 2.5 | 3.25 | 3.25 | 0 | 0.3326% | 6 |  | TRUE | Caralue 66/11kV
Lock 11kV | ZSS | Rural Short | 66 | 11 | 1 | 0.8 | 0.79094 |  | 1 | 1.3 | 1.3 | 0 | 1 | 1.0723 | 1.0645 |  | 1 | 1.3 | 1.3 | 0 | 0.1812% | 6 |  | TRUE | Lock 66/11kV
Ardrossan 11kV | ZSS | Rural Long | 33 | 11 | 3 | 1.8445 | 1.7165 |  | 3 | 3.9 | 3.9 | 3 | 3 | 2.1677 | 1.9943 |  | 3 | 3.9 | 3.9 | 3 | 0.2776% | 6 |  | TRUE | Ardrossan 33/11kV
BHP Ardrossan 3.3kV | ZSS | Rural Short | 33 | 3.3 | 1 |  |  |  | 0.75 | 1 | 1 | 0 | 1 |  |  |  | 0.75 | 1 | 1 | 0 | -2.513% | 6 |  | TRUE | BHP Ardrossan 33/3.33kV
BHP Ardrossan 11kV | ZSS | Rural Short | 33 | 11 | 1 |  |  |  | 3 | 3.9 | 3.9 | 2.3 | 1 |  |  |  | 3 | 3.9 | 3.9 | 2.3 | -2.513% | 6 |  | TRUE | BHP Ardrossan 33/11kV
BHP Quarry Ardrossan 3.3kV | ZSS | Rural Long | 33 | 3.3 | 1 |  |  |  | 0.75 | 1 | 1 | 0 | 1 |  |  |  | 0.75 | 1 | 1 | 0 | -2.513% | 6 |  | TRUE | BHP Quarry Ardrossan 33/3.33kV
Black Point 11kV | ZSS | Rural Long | 33 | 11 | 1 | 0.6 | 0.58094 |  | 1 | 1.3 | 1.3 | 0 | 1 | 0.60155 | 0.56113 |  | 1 | 1.3 | 1.3 | 0 | -2.513% | 6 |  | TRUE | Black Point 33/11kV
Curramulka 7.6kV | ZSS | Rural Long | 33 | 7.6 | 1 | 0.2 | 0.19365 |  | 0.2 | 0.26 | 0.26 | 0 | 1 | 0.19319 | 0.18021 |  | 0.2 | 0.26 | 0.26 | 0 | 0.87% | 6 |  | TRUE | Curramulka 33/7.66kV
Curramulka South 7.6kV | ZSS | Rural Long | 33 | 7.6 | 1 | 0 | 0 |  | 0.15 | 0.2 | 0.2 | 0 | 1 | 0 | 0 |  | 0.15 | 0.2 | 0.2 | 0 | -2.513% | 6 |  | TRUE | Curramulka South 33/7.66kV
James Well 7.6kV | ZSS | Rural Long | 33 | 7.6 | 1 | 0.4 | 0.38729 |  | 0.7 | 0.91 | 0.91 | 0 | 1 | 0.40103 | 0.37409 |  | 0.7 | 0.91 | 0.91 | 0 | -2.513% | 6 |  | TRUE | James Well 33/7.66kV
Maitland 11kV | ZSS | Rural Short | 33 | 11 | 2 | 3.2278 | 3.0043 |  | 5 | 6.5 | 6.5 | 3.75 | 2 | 3.7131 | 3.416 |  | 5 | 6.5 | 6.5 | 3.75 | -2.527% | 6 |  | TRUE | Maitland 33/11kV
Minlaton 11kV | ZSS | Rural Long | 33 | 11 | 2 | 1.6784 | 1.6346 |  | 2 | 2.6 | 2.6 | 1.5 | 2 | 1.8998 | 1.7478 |  | 2 | 2.6 | 2.6 | 1.5 | 0.1972% | 6 |  | TRUE | Minlaton 33/11kV
Port Julia 11kV | ZSS | Rural Long | 33 | 11 | 1 | 0.5 | 0.48412 |  | 1 | 1.3 | 1.3 | 0 | 1 | 0.50129 | 0.46761 |  | 1 | 1.3 | 1.3 | 0 | -2.513% | 6 |  | TRUE | Port Julia 33/11kV
Port Vincent 11kV | ZSS | Rural Short | 33 | 11 | 2 | 1.4 | 1.3555 |  | 2 | 2.6 | 2.6 | 1.5 | 2 | 1.4036 | 1.3093 |  | 2 | 2.6 | 2.6 | 1.5 | -2.513% | 6 |  | TRUE | Port Vincent 33/11kV
Marion Bay 11kV | ZSS | Rural Short | 33 | 11 | 1 | 0.7 | 0.68854 |  | 1 | 1.3 | 1.3 | 0 | 1 | 0.63246 | 0.60645 |  | 1 | 1.3 | 1.3 | 0 | 4.184% | 6 |  | TRUE | Marion Bay 33/11kV
Warooka 11kV | ZSS | Rural Long | 33 | 11 | 2 | 1.4917 | 1.4326 |  | 5 | 5.4 | 5.4 | 3 | 2 | 1.3965 | 1.2987 |  | 2 | 2.6 | 2.6 | 1.5 | 1.266% | 6 |  | TRUE | Warooka 33/11kV
Yorketown 11kV | ZSS | Rural Short | 33 | 11 | 2 | 1.5149 | 1.5149 |  | 2 | 2.6 | 2.6 | 1.5 | 2 | 1.5296 | 1.5296 |  | 2 | 2.6 | 2.6 | 1.5 | -0.3159% | 6 |  | TRUE | Yorketown 33/11kV
Edithburgh 11kV | ZSS | Rural Short | 33 | 11 | 1 | 0.9663 | 0.90481 |  | 2.5 | 3 | 3 | 0 | 1 | 1.1975 | 1.1137 |  | 2.5 | 3 | 3 | 0 | -1.007% | 6 |  | TRUE | Edithburgh 33/11kV
Port Giles 11kV | ZSS | Rural Short | 33 | 11 | 1 | 1.8 | 1.7705 |  | 2.5 | 3.25 | 3.25 | 0 | 1 | 1.6263 | 1.5594 |  | 2.5 | 3.25 | 3.25 | 0 | 4.184% | 6 |  | TRUE | Port Giles 33/11kV
Kleins Point 11kV | ZSS | Rural Long | 33 | 11 | 2 |  |  |  | 3 | 3.9 | 3.9 | 2.25 | 2 |  |  |  | 3 | 3.9 | 3.9 | 2.25 | 0% | 6 |  | TRUE | Kleins Point 33/11kV
Stansbury 11kV | ZSS | Rural Short | 33 | 11 | 1 | 0.83751 | 0.80012 |  | 2.5 | 2.7 | 2.7 | 0 | 1 | 0.96272 | 0.89533 |  | 2.5 | 2.7 | 2.7 | 0 | -2.768% | 6 |  | TRUE | Stansbury 33/11kV
Balaklava 7.6kV | ZSS | Rural Short | 33 | 7.6 | 2 | 2.7315 | 2.5714 |  | 5 | 5 | 5 | 2.78 | 1 | 3.1734 | 2.975 |  | 2.5 | 3.3 | 3.3 | 0 | -3.54% | 6 |  | TRUE | Balaklava 33/7.66kV
Ninnes 11kV | ZSS | Rural Long | 33 | 11 | 1 | 0.8 | 0.74018 |  | 1 | 1.3 | 1.3 | 0 | 1 | 0.87542 | 0.82068 |  | 1 | 1.3 | 1.3 | 0 | -1.164% | 6 |  | TRUE | Ninnes 33/11kV
Paskeville 11kV | ZSS | Rural Short | 33 | 11 | 2 | 0.3 | 0.27757 |  | 1 | 1.3 | 1.3 | 0.7125 | 2 | 0.32828 | 0.30775 |  | 1 | 1.3 | 1.3 | 0.7125 | -1.164% | 6 |  | TRUE | Paskeville 33/11kV
Kadina 11kV | ZSS | Rural Long | 33 | 11 | 2 | 8.1784 | 7.8558 |  | 12.5 | 16 | 16 | 8.8 | 2 | 9.2073 | 8.7841 |  | 12.5 | 16 | 16 | 8.8 | -0.1088% | 6 |  | TRUE | Kadina 33/11kV
Moonta 11kV | ZSS | Rural Long | 33 | 11 | 2 | 7.0184 | 6.8799 |  | 10 | 12.8 | 12.8 | 7.1 | 2 | 7.3244 | 7.1047 |  | 10 | 12.8 | 12.8 | 7.1 | 2.319% | 6 |  | TRUE | Moonta 33/11kV
Wallaroo 11kV | ZSS | Rural Long | 33 | 11 | 2 | 6.872 | 6.5743 |  | 12.5 | 16.2 | 16.2 | 9 | 2 | 7.2159 | 6.6386 |  | 12.5 | 16.2 | 16.2 | 9 | 0.3911% | 6 |  | TRUE | Wallaroo 33/11kV
Allendale East 11kV | ZSS | Rural Short | 33 | 11 | 2 | 4.1244 | 3.7156 |  | 5 | 6.5 | 6.5 | 3.75 | 2 | 4.4893 | 4.0404 |  | 5 | 6.5 | 6.5 | 3.75 | -0.08% | 6 |  | TRUE | Allendale East 33/11kV
Mount Gambier West 11kV | ZSS | Rural Short | 33 | 11 | 2 | 15.95 | 15.46 | 20 | 20 | 25.6 | 25.6 | 15 | 2 | 22.6466 | 21.2134 | 20 | 20 | 25.6 | 25.6 | 15 | 0.08917% | 6 |  | TRUE | Mount Gambier West 33/11kV
Glencoe 11kV | ZSS | Rural Short | 33 | 11 | 2 | 1.2 | 1.1418 |  | 1 | 1.3 | 1.3 | 0.75 | 2 | 1.1532 | 1.06 |  | 1 | 1.3 | 1.3 | 0.75 | 1% | 6 |  | TRUE | Glencoe 33/11kV
Mount Schank 11kV | ZSS | Rural Long | 33 | 11 | 3 | 3.3 | 3.14 |  | 3 | 3.9 | 3.9 | 3 | 3 | 3.0487 | 2.8023 |  | 3 | 3.9 | 3.9 | 3 | 2% | 6 |  | TRUE | Mount Schank 33/11kV
Kongorong 11kV | ZSS | Rural Long | 33 | 11 | 2 | 0.9 | 0.85637 |  | 1 | 1.3 | 1.3 | 0.75 | 2 | 1.0507 | 0.96577 |  | 1 | 1.3 | 1.3 | 0.75 | 0.5612% | 6 |  | TRUE | Kongorong 33/11kV
Tantanoola 11kV | ZSS | Rural Short | 33 | 11 | 1 | 0.7 | 0.66606 |  | 1 | 1.3 | 1.3 | 0 | 1 | 0.81719 | 0.75115 |  | 1 | 1.3 | 1.3 | 0 | 0.5612% | 6 |  | TRUE | Tantanoola 33/11kV
Lakeside 11kV | ZSS | Rural Short | 33 | 11 | 1 | 4.38 | 4.27 | 10 | 12.5 | 11.875 | 11.875 | 0 | 1 | 8.631 | 8.54 | 10 | 12.5 | 11.875 | 11.875 | 0 | -0.8327% | 6 |  | TRUE | Lakeside 33/11kV
Blue Lake 3.3kV | ZSS | Rural Short | 33 | 3.3 | 2 |  |  |  | 3.8 | 4 | 4 | 2 | 2 |  |  |  | 4 | 4 | 4 | 2 | -0.8327% | 6 |  | TRUE | Blue Lake 33/3.33kV
Keith 11kV | ZSS | Rural Short | 33 | 11 | 2 | 5.1709 | 5.1621 |  | 12.5 | 16.6 | 16.6 | 8.8 | 2 | 5.9733 | 5.2164 |  | 12.5 | 16.6 | 16.6 | 8.8 | 0.3022% | 6 |  | TRUE | Keith 33/11kV
Bordertown 11kV | ZSS | Rural Long | 33 | 11 | 2 | 10.5417 | 10.334 |  | 10 | 13.4 | 13.4 | 7.2 | 2 | 9.9606 | 9.8878 |  | 10 | 13.4 | 13.4 | 7.2 | 0.6349% | 6 |  | TRUE | Bordertown 33/11kV
Kumorna 11kV | ZSS | Rural Long | 33 | 11 | 1 | 0.6 | 0.5829 |  | 1 | 1.3 | 1.3 | 0 | 1 | 0.59129 | 0.55209 |  | 1 | 1.3 | 1.3 | 0 | 0.4812% | 6 |  | TRUE | Kumorna 33/11kV
Padthaway 11kV | ZSS | Rural Short | 33 | 11 | 2 | 4.7 | 4.566 |  | 10 | 13.8 | 13.8 | 7.4 | 2 | 4.8398 | 4.5189 |  | 10 | 13.8 | 13.8 | 7.4 | -0.73% | 6 |  | TRUE | Padthaway 33/11kV
Naracoorte 11kV | ZSS | Rural Short | 33 | 11 | 2 | 10.5967 | 9.7907 | 20 | 25 | 27.8 | 27.8 | 14.8 | 2 | 17.5401 | 15.4479 | 20 | 25 | 27.8 | 27.8 | 14.8 | 0.2324% | 6 |  | TRUE | Naracoorte 33/11kV
Naracoorte East 11kV | ZSS | Rural Long | 33 | 11 | 1 | 6.5 | 6.1096 |  | 12.5 | 17.2 | 17.2 | 0 | [8 empty] | 0.7566% | 6 |  | TRUE | Naracoorte East 33/11kV
Lucindale 11kV | ZSS | Rural Short | 33 | 11 | 2 | 1.5 | 1.4099 |  | 3 | 3.9 | 3.9 | 2.25 | 2 | 1.9646 | 1.7756 |  | 3 | 3.9 | 3.9 | 2.25 | 0.7566% | 6 |  | TRUE | Lucindale 33/11kV
Kingston 11kV | ZSS | Rural Short | 33 | 11 | 2 | 3.7 | 3.4778 |  | 3 | 3.9 | 3.9 | 2.25 | 2 | 3.5697 | 3.2264 |  | 3 | 3.9 | 3.9 | 2.25 | 0.9% | 6 |  | TRUE | Kingston 33/11kV
Inverness 11kV | ZSS | Rural Long | 33 | 11 | 1 | 0.9 | 0.84594 |  | 1 | 1.3 | 1.3 | 0 | 1 | 1.1787 | 1.0654 |  | 1 | 1.3 | 1.3 | 0 | 0.7566% | 6 |  | TRUE | Inverness 33/11kV
Mount Gambier 11kV | ZSS | Urban | 33 | 11 | 2 | 13.2857 | 13.1514 | 20 | 20 | 25.4 | 25.4 | 15 | 2 | 17.0734 | 16.4136 | 20 | 20 | 25.4 | 25.4 | 15 | -2.028% | 5 |  | TRUE | Mount Gambier 33/11kV
Tarpeena 11kV | ZSS | Rural Long | 33 | 11 | 2 | 4.4 | 4.2435 |  | 10 | 9.5 | 9.5 | 5 | 2 | 6.1871 | 5.8593 |  | 10 | 9.5 | 9.5 | 5 | -1.761% | 6 |  | TRUE | Tarpeena 33/11kV
Coonawarra 11kV | ZSS | Rural Long | 33 | 11 | 2 | 3.128 | 2.8664 |  | 10 | 13.5 | 13.5 | 7.2 | 2 | 3.7961 | 3.02 |  | 10 | 13.5 | 13.5 | 7.2 | 0.2452% | 6 |  | TRUE | Coonawarra 33/11kV
Penola 11kV | ZSS | Rural Short | 33 | 11 | 2 | 2.5389 | 2.3463 |  | 3 | 3.9 | 3.9 | 2.25 | 2 | 3.1 | 0 |  | 3 | 3.9 | 3.9 | 2.25 | 1.439% | 6 |  | TRUE | Penola 33/11kV
Safries 11kV | ZSS | Rural Short | 33 | 11 | 2 |  |  |  | 3 | 3.9 | 3.9 | 2.25 | 2 |  |  |  | 3 | 3.9 | 3.9 | 2.25 | 0.6493% | 6 |  | TRUE | Safries 33/11kV
Nangwarry 11kV | ZSS | Rural Short | 33 | 11 | 1 | 1.046 | 0.99 |  | 3 | 3.9 | 3.9 | 0 | 1 | 1.2 | 0 |  | 5 | 7.5 | 7.5 | 0 | -2.295% | 6 |  | TRUE | Nangwarry 33/11kV
Apcel 11kV | ZSS | Rural Short | 33 | 11 | 1 |  |  |  | 3 | 3.9 | 3.9 | 0 | 1 |  |  |  | 3 | 3.9 | 3.9 | 0 | 0% | 6 |  | TRUE | Apcel 33/11kV
Apcel Pulp Mill 11kV | ZSS | Rural Short | 33 | 11 | 1 |  |  |  | 2.5 | 3 | 3 | 0 | 1 |  |  |  | 2.5 | 3 | 3 | 0 | 0% | 6 |  | TRUE | Apcel Pulp Mill 33/11kV
Beachport 11kV | ZSS | Rural Short | 33 | 11 | 1 | 1.1 | 1.0148 |  | 2.5 | 2.7 | 2.7 | 0 | 1 | 1.0229 | 0.93894 |  | 2.5 | 2.7 | 2.7 | 0 | 0.7089% | 6 |  | TRUE | Beachport 33/11kV
Kalangadoo 11kV | ZSS | Rural Long | 33 | 11 | 1 | 0.5 | 0.46129 |  | 0.5 | 0.65 | 0.65 | 0 | 1 | 0.5 | 0.45895 |  | 0.5 | 0.65 | 0.65 | 0 | 0% | 6 |  | TRUE | Kalangadoo 33/11kV
Kalangadoo West 11kV | ZSS | Rural Short | 33 | 11 | 2 | 1 | 0.92257 |  | 1 | 1.3 | 1.3 | 0.75 | 2 | 1 | 0.91789 |  | 1 | 1.3 | 1.3 | 0.75 | 0% | 6 |  | TRUE | Kalangadoo West 33/11kV
Millicent 11kV | ZSS | Rural Long | 33 | 11 | 2 | 5.5713 | 5.1402 |  | 10 | 13.2 | 13.2 | 7.05 | 2 | 6.2027 | 5.7253 |  | 10 | 13.2 | 13.2 | 7.05 | -1.431% | 6 |  | TRUE | Millicent 33/11kV
Robe 7.6kV | ZSS | Rural Long | 33 | 7.6 | 2 | 2.9967 | 2.8768 |  | 5 | 6.5 | 6.5 | 3.75 | 2 | 3.5324 | 3.4265 |  | 5 | 6.5 | 6.5 | 3.75 | 1.329% | 6 |  | TRUE | Robe 33/7.66kV
Orroroo 11kV | ZSS | Rural Long | 33 | 11 | 2 | 1.4 | 1.393 |  | 2 | 2.6 | 2.6 | 1.5 | 2 | 1.5937 | 1.5596 |  | 2 | 2.6 | 2.6 | 1.5 | -0.3063% | 6 |  | TRUE | Orroroo 33/11kV
Wilmington 11kV | ZSS | Rural Long | 33 | 11 | 2 | 0.7 | 0.69648 |  | 1 | 1.3 | 1.3 | 0.75 | 2 | 0.79684 | 0.77979 |  | 1 | 1.3 | 1.3 | 0.75 | -0.3063% | 6 |  | TRUE | Wilmington 33/11kV
Booyoolie 11kV | ZSS | Rural Long | 33 | 11 | 1 | 0 | 0 |  | 0.15 | 0.2 | 0.2 | 0 | 1 | 0 | 0 |  | 0.15 | 0.2 | 0.2 | 0 | 0% | 6 |  | TRUE | Booyoolie 33/11kV
Bungama 11kV | ZSS | Rural Long | 33 | 11 | 2 | 0.87324 | 0.81259 |  | 1 | 1.3 | 1.3 | 0.75 | 2 | 1.0293 | 0.95724 |  | 1 | 1.3 | 1.3 | 0.75 | -1.407% | 6 |  | TRUE | Bungama 33/11kV
Caltowie 11kV | ZSS | Rural Long | 33 | 11 | 1 | 0.1 | 0.098261 |  | 0.2 | 0.3 | 0.3 | 0 | 1 | 0.11843 | 0.11352 |  | 0.2 | 0.3 | 0.3 | 0 | 0% | 6 |  | TRUE | Caltowie 33/11kV
Crystal Brook 11kV | ZSS | Rural Short | 33 | 11 | 2 | 2 | 1.9652 |  | 2 | 2.6 | 2.6 | 1.5 | 2 | 2.3686 | 2.2703 |  | 2.5 | 2.6 | 2.6 | 1.5 | 0% | 6 |  | TRUE | Crystal Brook 33/11kV
Gladstone 11kV | ZSS | Rural Short | 33 | 11 | 2 | 2.4 | 2.3583 |  | 4 | 4.8 | 4.8 | 2.56 | 2 | 2.8423 | 2.7244 |  | 4 | 4.8 | 4.8 | 2.56 | 0% | 6 |  | TRUE | Gladstone 33/11kV
Jamestown 11kV | ZSS | Rural Long | 33 | 11 | 2 | 3 | 2.9478 |  | 3 | 3.9 | 3.9 | 2.25 | 2 | 3.5528 | 3.4055 |  | 3 | 3.9 | 3.9 | 2.25 | 0% | 6 |  | TRUE | Jamestown 33/11kV
Peterborough 11kV | ZSS | Rural Long | 33 | 11 | 2 | 1.9831 | 1.9105 |  | 5 | 6.5 | 6.5 | 3.75 | 2 | 2.4619 | 2.3115 |  | 5 | 6.5 | 6.5 | 3.75 | -2.696% | 6 |  | TRUE | Peterborough 33/11kV
Port Broughton 11kV | ZSS | Rural Short | 33 | 11 | 2 | 3.0622 | 2.8181 |  | 5 | 5.4 | 5.4 | 3 | 2 | 3.6227 | 3.3328 |  | 5 | 5.4 | 5.4 | 3 | -2.96% | 6 |  | TRUE | Port Broughton 33/11kV
Port Pirie 6.6kV | ZSS | Rural Short | 33 | 6.6 | 3 |  |  |  | 30 | 25.76 | 25.76 | 18.1 | 3 |  |  |  | 30 | 25.76 | 25.76 | 18.1 | -1.405% | 6 |  | TRUE | Port Pirie 33/6.66kV
Port Pirie South 11kV | ZSS | Rural Short | 33 | 11 | 3 | 20.8328 | 19.7049 | 30 | 37.5 | 40.5 | 40.5 | 27.7 | 3 | 24.4411 | 22.6149 | 30 | 37.5 | 40.5 | 40.5 | 27.7 | -3.148% | 6 |  | TRUE | Port Pirie South 33/11kV
Wirrabara Forest 11kV | ZSS | Rural Long | 33 | 11 | 1 | 0.8 | 0.78609 |  | 1 | 1.3 | 1.3 | 0 | 1 | 0.94742 | 0.90813 |  | 1 | 1.3 | 1.3 | 0 | 0% | 6 |  | TRUE | Wirrabara Forest 33/11kV
Wirrabara South 11kV | ZSS | Rural Long | 33 | 11 | 1 | 0.1 | 0.098261 |  | 0.1 | 0.13 | 0.13 | 0 | 1 | 0.11843 | 0.11352 |  | 0.1 | 0.13 | 0.13 | 0 | 0% | 6 |  | TRUE | Wirrabara South 33/11kV
Wongyarra 11kV | ZSS | Rural Long | 33 | 11 | 1 | 0.1 | 0.098261 |  | 0.2 | 0.26 | 0.26 | 0 | 1 | 0.11843 | 0.11352 |  | 0.2 | 0.26 | 0.26 | 0 | 0% | 6 |  | TRUE | Wongyarra 33/11kV
Yongala 11kV | ZSS | Rural Long | 33 | 11 | 1 | 0.1 | 0.098261 |  | 0.3 | 0.39 | 0.39 | 0 | 1 | 0.11843 | 0.11352 |  | 0.3 | 0.39 | 0.39 | 0 | 0% | 6 |  | TRUE | Yongala 33/11kV
Playford - NPS 11kV | ZSS | Urban | 33 | 11 | 1 |  |  |  | 3 | 3.9 | 3.9 | 0 | 1 |  |  |  | 3 | 3.9 | 3.9 | 0 | -1.701% | 5 |  | TRUE | Playford - NPS 33/11kV
Port Augusta 11kV | ZSS | Urban | 33 | 11 | 2 | 14.258 | 14.2486 | 20 | 25 | 28.4 | 28.4 | 15 | 2 | 18.0689 | 17.9097 | 20 | 25 | 28.4 | 28.4 | 15 | -2.085% | 5 |  | TRUE | Port Augusta 33/11kV
Port Augusta West 11kV | ZSS | Rural Short | 33 | 11 | 1 | 5.2839 | 5.2363 | 10 | 12.5 | 14.8 | 14.8 | 0 | 1 | 7.1338 | 6.948 | 10 | 12.5 | 14.8 | 14.8 | 0 | -1.484% | 6 |  | TRUE | Port Augusta West 33/11kV
Port Augusta West TF2 11kV | ZSS | Rural Short | 33 | 11 | 1 | 1.6766 | 1.6033 | 20 | 12.5 | 14.8 | 14.8 | 0 | [8 empty] | -2.575% | 6 |  | TRUE | Port Augusta West TF2 33/11kV
Quorn 11kV | ZSS | Rural Short | 33 | 11 | 1 | 2 | 1.9691 |  | 2.5 | 3.25 | 3.25 | 0 | 2 | 2.2286 | 2.1841 |  | 2 | 3.3 | 3.3 | 1.5 | -1.701% | 6 |  | TRUE | Quorn 33/11kV
Stirling North 1 11kV | ZSS | Rural Short | 33 | 11 | 1 | 0.56859 | 0.5115 |  | 2.5 | 3.25 | 3.25 | 0 | 1 | 1.56 | 1.5288 |  | 2.5 | 3.25 | 3.25 | 0 | -1.721% | 6 |  | TRUE | Stirling North 1 33/11kV
Stirling North 2 11kV | ZSS | Rural Short | 33 | 11 | 1 | 1.8471 | 1.7747 |  | 3 | 3.9 | 3.9 | 0 | [8 empty] | -1.721% | 6 |  | TRUE | Stirling North 2 33/11kV
Alma 11kV | ZSS | Rural Long | 33 | 11 | 1 | 0.1 | 0.094498 |  | 0.15 | 1.95 | 1.95 | 0 | 1 | 0.10728 | 0.09818 |  | 0.15 | 1.95 | 1.95 | 0 | -1.741% | 6 |  | TRUE | Alma 33/11kV
Baroota 11kV | ZSS | Rural Long | 33 | 11 | 1 | 0.3 | 0.29849 |  | 0.5 | 0.65 | 0.65 | 0 | 1 | 0.3037 | 0.29721 |  | 0.5 | 0.65 | 0.65 | 0 | -0.3063% | 6 |  | TRUE | Baroota 33/11kV
Belvedere Road 7.6kV | ZSS | Rural Long | 33 | 7.6 | 1 | 0.1 | 0.095411 |  | 0.3 | 0.4 | 0.4 | 0 | 1 | 0.098544 | 0.09034 |  | 0.3 | 0.4 | 0.4 | 0 | 0.3673% | 6 |  | TRUE | Belvedere Road 33/7.66kV
Booleroo Centre 11kV | ZSS | Rural Long | 33 | 11 | 1 | 0.6 | 0.59698 |  | 1 | 1.3 | 1.3 | 0 | 1 | 0.60741 | 0.59441 |  | 1 | 1.3 | 1.3 | 0 | -0.3063% | 6 |  | TRUE | Booleroo Centre 33/11kV
Brukunga 11kV | ZSS | Rural Short | 33 | 11 | 1 | 0.5 | 0.47286 |  | 0.5 | 0.65 | 0.65 | 0 | 1 | 0.47153 | 0.4412 |  | 0.5 | 0.65 | 0.65 | 0 | 1.477% | 6 |  | TRUE | Brukunga 33/11kV
Chain of Ponds 11kV | ZSS | Rural Long | 33 | 11 | 1 | 0.5 | 0.48209 |  | 0.475 | 0.62 | 0.62 | 0 | 1 | 0.49931 | 0.47186 |  | 0.475 | 0.62 | 0.62 | 0 | 0.03469% | 6 |  | TRUE | Chain of Ponds 33/11kV
Cheetham Salt 11kV | ZSS | Rural Long | 33 | 11 | 1 | 1 | 0.92523 |  | 1 | 1.3 | 1.3 | 0 | 1 | 1.048 | 0.98242 |  | 1 | 1.3 | 1.3 | 0 | -1.164% | 6 |  | TRUE | Cheetham Salt 33/11kV
Deloraine 11kV | ZSS | Rural Long | 33 | 11 | 1 | 0.3 | 0.28925 |  | 0.3 | 0.39 | 0.39 | 0 | 1 | 0.29958 | 0.28311 |  | 0.3 | 0.39 | 0.39 | 0 | 0.03469% | 6 |  | TRUE | Deloraine 33/11kV
Desert Camp 11kV | ZSS | Rural Long | 33 | 11 | 1 | 0.1 | 0.097149 |  | 0.5 | 0.7 | 0.7 | 0 | 1 | 0.098098 | 0.091594 |  | 0.5 | 0.7 | 0.7 | 0 | 0.4812% | 6 |  | TRUE | Desert Camp 33/11kV
Dowlingville 11kV | ZSS | Rural Short | 33 | 11 | 1 | 0 | 0 |  | 0.2 | 0.26 | 0.26 | 0 | 1 | 0 | 0 |  | 0.2 | 0.26 | 0.26 | 0 | -1.164% | 6 |  | TRUE | Dowlingville 33/11kV
Evanston 33kV | STS | Rural Short | 66 | 33 | 1 | 0 | 0 |  | 12.5 | 14.8 | 14.8 | 0 | 1 | 0 | 0 |  | 12.5 | 14.8 | 14.8 | 0 | 1.204% | 4 |  | TRUE | Evanston 66/33kV
Forreston 11kV | ZSS | Rural Long | 33 | 11 | 1 | 1 | 0.96417 |  | 1 | 1.3 | 1.3 | 0 | 1 | 0.99861 | 0.94372 |  | 1 | 1.3 | 1.3 | 0 | 0.03469% | 6 |  | TRUE | Forreston 33/11kV
Georgetown 11kV | ZSS | Rural Long | 33 | 11 | 1 | 0.1 | 0.09997 |  | 0.15 | 0.195 | 0.195 | 0 | 1 | 0.094965 | 0.093027 |  | 0.15 | 0.195 | 0.195 | 0 | 1.3% | 6 |  | TRUE | Georgetown 33/11kV
Geranium 11kV | ZSS | Rural Long | 33 | 11 | 1 | 0.1 | 0.096942 |  | 0.15 | 0.195 | 0.195 | 0 | 1 | 0.10459 | 0.10145 |  | 0.15 | 0.195 | 0.195 | 0 | -1.116% | 6 |  | TRUE | Geranium 33/11kV
Gulnare 11kV | ZSS | Rural Long | 33 | 11 | 1 | 0.1 | 0.09997 |  | 0.3 | 0.39 | 0.39 | 0 | 1 | 0.1002 | 0.098152 |  | 0.3 | 0.39 | 0.39 | 0 | -0.04927% | 6 |  | TRUE | Gulnare 33/11kV
Gumeracha 11kV | ZSS | Rural Long | 33 | 11 | 1 | 0.2 | 0.19283 |  | 0.15 | 0.195 | 0.195 | 0 | 1 | 0.19972 | 0.18874 |  | 0.15 | 0.195 | 0.195 | 0 | 0.03469% | 6 |  | TRUE | Gumeracha 33/11kV
Gumeracha Weir 11kV | ZSS | Rural Long | 33 | 11 | 1 | 0.2 | 0.19283 |  | 0.15 | 0.2 | 0.2 | 0 | 1 | 0.19972 | 0.18874 |  | 0.15 | 0.2 | 0.2 | 0 | 0.03469% | 6 |  | TRUE | Gumeracha Weir 33/11kV
Gumhaven 11kV | ZSS | Rural Long | 33 | 11 | 1 | 0.1 | 0.096417 |  | 0.3 | 0.39 | 0.39 | 0 | 1 | 0.099861 | 0.094372 |  | 0.3 | 0.39 | 0.39 | 0 | 0.03469% | 6 |  | TRUE | Gumhaven 33/11kV
Halbury 11kV | ZSS | Rural Long | 33 | 11 | 1 | 0.1 | 0.09997 |  | 0.15 | 0.195 | 0.195 | 0 | 1 | 0.1002 | 0.098152 |  | 0.15 | 0.195 | 0.195 | 0 | -0.04927% | 6 |  | TRUE | Halbury 33/11kV
Hatherleigh 11kV | ZSS | Rural Long | 33 | 11 | 1 | 0.1 | 0.092257 |  | 0.3 | 0.39 | 0.39 | 0 | 1 | 0.1 | 0.091789 |  | 0.3 | 0.39 | 0.39 | 0 | 0% | 6 |  | TRUE | Hatherleigh 33/11kV
Hawker 11kV | ZSS | Rural Long | 33 | 11 | 2 | 0.9 | 0.81 |  | 1 | 1.3 | 1.3 | 0.8 | 2 | 0.93303 | 0.83973 |  | 1 | 1.3 | 1.3 | 0.8 | -0.8971% | 6 |  | TRUE | Hawker 33/11kV
Hay Flat 11kV | ZSS | Rural Short | 33 | 11 | 1 | 0.1 | 0.099137 |  | 0.2 | 0.26 | 0.26 | 0 | 1 | 0.10826 | 0.10814 |  | 0.2 | 0.26 | 0.26 | 0 | -1.965% | 6 |  | TRUE | Hay Flat 33/11kV
Hermitage 11kV | ZSS | Rural Long | 33 | 11 | 1 | 0.2 | 0.19283 |  | 0.5 | 0.65 | 0.65 | 0 | 1 | 0.19972 | 0.18874 |  | 0.5 | 0.65 | 0.65 | 0 | 0.03469% | 6 |  | TRUE | Hermitage 33/11kV
Hoyleton 11kV | ZSS | Rural Long | 33 | 11 | 1 | 0.1 | 0.09997 |  | 0.15 | 0.195 | 0.195 | 0 | 1 | 0.1002 | 0.098152 |  | 0.15 | 0.195 | 0.195 | 0 | -0.04927% | 6 |  | TRUE | Hoyleton 33/11kV
Jabuk 11kV | ZSS | Rural Long | 33 | 11 | 1 | 0.1 | 0.096942 |  | 0.2 | 0.26 | 0.26 | 0 | 1 | 0.10459 | 0.10145 |  | 0.2 | 0.26 | 0.26 | 0 | -1.116% | 6 |  | TRUE | Jabuk 33/11kV
Kersbrook 11kV | ZSS | Rural Long | 33 | 11 | 1 | 0.5 | 0.48209 |  | 0.3 | 0.39 | 0.39 | 0 | 1 | 0.49931 | 0.47186 |  | 0.3 | 0.39 | 0.39 | 0 | 0.03469% | 6 |  | TRUE | Kersbrook 33/11kV
Kybunga 11kV | ZSS | Rural Long | 33 | 11 | 1 | 0.1 | 0.09997 |  | 0.1 | 0.13 | 0.13 | 0 | 1 | 0.1002 | 0.098152 |  | 0.1 | 0.13 | 0.13 | 0 | -0.04927% | 6 |  | TRUE | Kybunga 33/11kV
Leigh Creek South 11kV | ZSS | Rural Long | 33 | 11 | 2 | 1.6 | 1.5356 |  | 5 | 6.2 | 6.2 | 3.75 | 2 | 1.6587 | 1.6576 |  | 5 | 6.2 | 6.2 | 3.75 | -0.8971% | 6 |  | TRUE | Leigh Creek South 33/11kV
Little Swamp 11kV | ZSS | Rural Long | 33 | 11 | 1 | 0.1 | 0.0971 |  | 0.15 | 0.195 | 0.195 | 0 | 1 | 0.10354 | 0.096828 |  | 0.15 | 0.195 | 0.195 | 0 | -0.8654% | 6 |  | TRUE | Little Swamp 33/11kV
Melrose 11kV | ZSS | Rural Long | 33 | 11 | 1 | 0.3 | 0.29849 |  | 0.5 | 0.65 | 0.65 | 0 | 1 | 0.3037 | 0.29721 |  | 0.5 | 0.65 | 0.65 | 0 | -0.3063% | 6 |  | TRUE | Melrose 33/11kV
Mount Burr 11kV | ZSS | Rural Long | 33 | 11 | 1 | 0.4 | 0.36903 |  | 0.3 | 0.39 | 0.39 | 0 | 1 | 0.38886 | 0.35693 |  | 0.3 | 0.39 | 0.39 | 0 | 0.7089% | 6 |  | TRUE | Mount Burr 33/11kV
Mount Gambier North 11kV | ZSS | Rural Short | 33 | 11 | 1 | 7 | 6.6606 |  | 12.5 | 17 | 17 | 0 | [8 empty] | 0.5612% | 6 |  | TRUE | Mount Gambier North 33/11kV
Palmer 11kV | ZSS | Rural Long | 33 | 11 | 1 | 0 | 0 |  | 0.3 | 0.39 | 0.39 | 0 | 1 | 0 | 0 |  | 0.3 | 0.39 | 0.39 | 0 | 0.3673% | 6 |  | TRUE | Palmer 33/11kV
Parilla 11kV | ZSS | Rural Long | 33 | 11 | 1 | 0.8 | 0.77554 |  | 1 | 1.3 | 1.3 | 0 | 1 | 0.83673 | 0.8116 |  | 1 | 1.3 | 1.3 | 0 | -1.116% | 6 |  | TRUE | Parilla 33/11kV
Peake 11kV | ZSS | Rural Long | 33 | 11 | 1 | 0.2 | 0.19388 |  | 0.3 | 0.39 | 0.39 | 0 | 1 | 0.20918 | 0.2029 |  | 0.3 | 0.39 | 0.39 | 0 | -1.116% | 6 |  | TRUE | Peake 33/11kV
Pellaring Flat 11kV | ZSS | Rural Long | 33 | 11 | 1 | 0.1 | 0.095411 |  | 0.3 | 0.39 | 0.39 | 0 | 1 | 0.098544 | 0.09034 |  | 0.3 | 0.39 | 0.39 | 0 | 0.3673% | 6 |  | TRUE | Pellaring Flat 33/11kV
Pinnaroo South 11kV | ZSS | Rural Long | 33 | 11 | 1 | 0.1 | 0.096942 |  | 0.3 | 0.39 | 0.39 | 0 | 1 | 0.10459 | 0.10145 |  | 0.3 | 0.39 | 0.39 | 0 | -1.116% | 6 |  | TRUE | Pinnaroo South 33/11kV
Port Clinton 11kV | ZSS | Rural Short | 33 | 11 | 1 | 0.6 | 0.55514 |  | 1 | 1.3 | 1.3 | 0 | 1 | 0.62877 | 0.58945 |  | 1 | 1.3 | 1.3 | 0 | -1.164% | 6 |  | TRUE | Port Clinton 33/11kV
Port Germein 11kV | ZSS | Rural Long | 33 | 11 | 1 | 1 | 0.99497 |  | 1 | 1.3 | 1.3 | 0 | 1 | 1.0123 | 0.99068 |  | 1 | 1.3 | 1.3 | 0 | -0.3063% | 6 |  | TRUE | Port Germein 33/11kV
Second Valley 11kV | ZSS | Rural Short | 33 | 11 | 1 | 0.3 | 0.29741 |  | 0.5 | 0.65 | 0.65 | 0 | 1 | 0.32478 | 0.32442 |  | 0.5 | 0.65 | 0.65 | 0 | -1.965% | 6 |  | TRUE | Second Valley 33/11kV
Sherlock 11kV | ZSS | Rural Long | 33 | 11 | 1 | 0 | 0 |  | 0.15 | 0.195 | 0.195 | 0 | 1 | 0 | 0 |  | 0.15 | 0.195 | 0.195 | 0 | -1.116% | 6 |  | TRUE | Sherlock 33/11kV
South End 11kV | ZSS | Rural Long | 33 | 11 | 2 | 0.5 | 0.46129 |  | 0.6 | 0.78 | 0.78 | 0.5 | 2 | 0.48607 | 0.44616 |  | 0.6 | 0.78 | 0.78 | 0.5 | 0.7089% | 6 |  | TRUE | South End 33/11kV
Swan Reach 33kV | STS | Rural Short | 66 | 33 | 1 | 2.5 | 2.3776 |  | 12.5 | 13.5 | 13.5 | 0 | 1 | 2.5753 | 2.4335 |  | 13.3 | 13.3 | 13.3 | 0 | -0.7387% | 4 |  | TRUE | Swan Reach 66/33kV
Tintinara 11kV | ZSS | Rural Short | 33 | 11 | 2 | 1.1 | 1.0686 |  | 1 | 1.3 | 1.3 | 0.75 | 2 | 1.0668 | 0.99603 |  | 1 | 1.3 | 1.3 | 0.75 | 0.77% | 6 |  | TRUE | Tintinara 33/11kV
Valente 11kV | ZSS | Rural Short | 33 | 11 | 1 | 0 | 0 |  | 0.3 | 0.39 | 0.39 | 0 | 1 | 0 | 0 |  | 0.3 | 0.39 | 0.39 | 0 | -1.965% | 6 |  | TRUE | Valente 33/11kV
Wirrina Cove 11kV | ZSS | Rural Short | 33 | 11 | 1 | 0.6 | 0.59482 |  | 1.5 | 1.95 | 1.95 | 0 | 1 | 0.64957 | 0.64884 |  | 1.5 | 1.95 | 1.95 | 0 | -1.965% | 6 |  | TRUE | Wirrina Cove 33/11kV
Yankalilla Hill 11kV | ZSS | Rural Short | 33 | 11 | 1 | 0 | 0 |  | 0.3 | 0.39 | 0.39 | 0 | 1 | 0 | 0 |  | 0.3 | 0.39 | 0.39 | 0 | -1.965% | 6 |  | TRUE | Yankalilla Hill 33/11kV

## Dist Substations
Distribution Substations
|  |  |  | Normal Distribution | 0.002042 | 0.0021231 | 0.0022063 | 0.0022916 | 0.0023789 | 0.0024683 | 0.0025598 | 0.0026532 | 0.0027487 | 0.0028461 | 0.0029455 | 0.0030467 | 0.0031498 | 0.0032548 | 0.0033614 | 0.0034698 | 0.0035798 | 0.0036915 | 0.0038046 | 0.0039192 | 0.0040351 | 0.0041523 | 0.0042707 | 0.0043903 | 0.0045108 | 0.0046323 | 0.0047546 | 0.0048776 | 0.0050012 | 0.0051253 | 0.0052498 | 0.0053745 | 0.0054993 | 0.0056242 | 0.0057489 | 0.0058733 | 0.0059973 | 0.0061208 | 0.0062436 | 0.0063656 | 0.0064866 | 0.0066066 | 0.0067252 | 0.0068425 | 0.0069582 | 0.0070722 | 0.0071844 | 0.0072946 | 0.0074027 | 0.0075085 | 0.0076118 | 0.0077127 | 0.0078108 | 0.0079061 | 0.0079984 | 0.0080876 | 0.0081736 | 0.0082563 | 0.0083355 | 0.0084111 | 0.008483 | 0.0085511 | 0.0086153 | 0.0086756 | 0.0087317 | 0.0087837 | 0.0088314 | 0.0088748 | 0.0089138 | 0.0089483 | 0.0089784 | 0.0090039 | 0.0090249 | 0.0090412 | 0.0090528 | 0.0090599 | 0.0090622 | 0.0090599 | 0.0090528 | 0.0090412 | 0.0090249 | 0.0090039 | 0.0089784 | 0.0089483 | 0.0089138 | 0.0088748 | 0.0088314 | 0.0087837 | 0.0087317 | 0.0086756 | 0.0086153 | 0.0085511 | 0.008483 | 0.0084111 | 0.0083355 | 0.0082563 | 0.0081736 | 0.0080876 | 0.0079984 | 0.0079061 | 0.0078108 | 0.0077127 | 0.0076118 | 0.0075085 | 0.0074027 | 0.0072946 | 0.0071844 | 0.0070722 | 0.0069582 | 0.0068425 | 0.0067252 | 0.0066066 | 0.0064866 | 0.0063656 | 0.0062436 | 0.0061208 | 0.0059973 | 0.0058733 | 0.0057489 | 0.0056242 | 0.0054993 | 0.0053745 | 0.0052498 | 0.0051253 | 0.0050012 | 0.0048776 | 0.0047546 | 0.0046323 | 0.0045108 | 0.0043903 | 0.0042707 | 0.0041523 | 0.0040351 | 0.0039192 | 0.0038046 | 0.0036915 | 0.0035798 | 0.0034698 | 0.0033614 | 0.0032548 | 0.0031498 | 0.0030467 | 0.0029455 | 0.0028461 | 0.0027487 | 0.0026532 | 0.0025598 | 0.0024683 | 0.0023789 | 0.0022916 | 0.0022063 | 0.0021231
Seg Group ID | Network Segment | Segment Group | Net ID | Utilisation Level | 0 | 1 | 2 | 3 | 4 | 5 | 6 | 7 | 8 | 9 | 10 | 11 | 12 | 13 | 14 | 15 | 16 | 17 | 18 | 19 | 20 | 21 | 22 | 23 | 24 | 25 | 26 | 27 | 28 | 29 | 30 | 31 | 32 | 33 | 34 | 35 | 36 | 37 | 38 | 39 | 40 | 41 | 42 | 43 | 44 | 45 | 46 | 47 | 48 | 49 | 50 | 51 | 52 | 53 | 54 | 55 | 56 | 57 | 58 | 59 | 60 | 61 | 62 | 63 | 64 | 65 | 66 | 67 | 68 | 69 | 70 | 71 | 72 | 73 | 74 | 75 | 76 | 77 | 78 | 79 | 80 | 81 | 82 | 83 | 84 | 85 | 86 | 87 | 88 | 89 | 90 | 91 | 92 | 93 | 94 | 95 | 96 | 97 | 98 | 99 | 100 | 101 | 102 | 103 | 104 | 105 | 106 | 107 | 108 | 109 | 110 | 111 | 112 | 113 | 114 | 115 | 116 | 117 | 118 | 119 | 120 | 121 | 122 | 123 | 124 | 125 | 126 | 127 | 128 | 129 | 130 | 131 | 132 | 133 | 134 | 135 | 136 | 137 | 138 | 139 | 140 | 141 | 142 | 143 | 144 | 145 | 146 | 147 | 148 | 149 | 150 | 151 | >151
|  |  |  | Utilisation of Dist Subs | 148.25 | 434.36 | 299.67 | 158.28 | 152.225 | 124.257 | 146.735 | 80.433 | 85.375 | 79.377 | 74.841 | 69.085 | 128.175 | 45.918 | 67.576 | 63.968 | 50.835 | 39.42 | 86.876 | 57.032 | 70.376 | 49.526 | 29.725 | 44.882 | 82.751 | 35.518 | 39.301 | 39.581 | 45.729 | 38.253 | 196.003 | 21.856 | 45.577 | 46.175 | 32.958 | 40.003 | 56.747 | 31.728 | 28.345 | 43.877 | 49.36 | 30.119 | 57.773 | 22.538 | 44.364 | 46.996 | 31.526 | 38.245 | 48.329 | 32.243 | 38.887 | 36.953 | 25.712 | 36.018 | 49.071 | 17.886 | 45.947 | 25.582 | 32.243 | 17.746 | 137.509 | 27.315 | 30.753 | 36.366 | 25.646 | 26.924 | 30.791 | 19.502 | 42.115 | 20.837 | 42.426 | 19.665 | 50.865 | 8.088 | 23.78 | 38.802 | 20.61 | 31.992 | 28.628 | 29.45 | 24.491 | 21.902 | 34.503 | 13.978 | 41.736 | 381.12 | 30.232 | 14.822 | 26.184 | 25.843 | 51.251 | 27.37 | 18.592 | 29.275 | 15.346 | 15.466 | 35.005 | 8.715 | 32.593 | 10.25 | 30.787 | 8.36 | 23.755 | 20.15 | 15.3 | 21.166 | 8.095 | 23.01 | 18.655 | 14.84 | 25.711 | 7.55 | 19.853 | 9.693 | 23.513 | 1.085 | 15.406 | 18.189 | 6.735 | 14.831 | 24.49 | 11.89 | 7.178 | 12.151 | 16.828 | 3.97 | 19.875 | 4.566 | 15.09 | 5.916 | 11.845 | 11.867 | 7.52 | 11.896 | 4.575 | 12.455 | 4.55 | 9.201 | 15.695 | 1.985 | 10.82 | 2.465 | 10.091 | 1.25 | 10.325 | 5.245 | 3.52 | 8.695 | 3.603 | 7.775 | 9.074 | 3.09 | 175.5642
1 | SubTx Lines - Radial | Sub-transmission lines | 1
2 | SubTx Lines - Meshed | Sub-transmission lines | 1
3 | SubTx Lines - CBD | Sub-transmission lines | 1
4 | SubTx Substations | Sub-transmission substations | 2
5 | Zone Substations - Urban | Zone substations | 3
6 | Zone Substations - Rural | Zone substations | 3
7 | Distribution Feeders - CBD | Distribution feeders - CBD | 4
8 | Distribution Feeders - Urban | Distribution feeders - Urban | 5
9 | Distribution Feeders - Short Rural | Distribution feeders - Short rural | 6
10 | Distribution Feeders - Long Rural | Distribution feeders - Long rural | 7
11 | Distribution Substations - CBD | Distribution substations - CBD | 8 |  | 0 | 0 | 0 | 1 | 0 | 0 | 0 | 0.9 | 0.3 | 0.3 | 0 | 0 | 0 | 0 | 0 | 0 | 0 | 0 | 0 | 0 | 1.25 | 0 | 0 | 0 | 0 | 0.5 | 0 | 0 | 0 | 0 | 0 | 0 | 1 | 0.5 | 0 | 0.5 | 0 | 0 | 0 | 0 | 0.35 | 0 | 0 | 0.3 | 0 | 0 | 0 | 0 | 0 | 0 | 0 | 0 | 0.5 | 0 | 0.5 | 0.75 | 0 | 0.3 | 0.2 | 0 | 0 | 0.6 | 0.2 | 0 | 0 | 0 | 0 | 0 | 0 | 0.5 | 0.2 | 0 | 0 | 0 | 0 | 0 | 0 | 0.5 | 0 | 0 | 0 | 0 | 0.2 | 0 | 0 | 373.688 | 0.2 | 0 | 0 | 0 | 0 | 0 | 0.6 | 0.2 | 0 | 0 | 0 | 0.3 | 0 | 0 | 0.2 | 0 | 0 | 0 | 0 | 0 | 0 | 0 | 0 | 0 | 0 | 0 | 0 | 0 | 0 | 0 | 0 | 0 | 0.2 | 0 | 0 | 0 | 0 | 0 | 0 | 0 | 0 | 0 | 0 | 0.5 | 0 | 0 | 0 | 0 | 0 | 0 | 0.2 | 0 | 0 | 0 | 0 | 0 | 0 | 0 | 0 | 0 | 0 | 0 | 0 | 0 | 0 | 0 | 0
12 | Distribution substations - Urban Pole | Distribution substations - Urban | 9 |  | 0 | 3 | 12.61 | 15.685 | 17.795 | 14.775 | 12.03 | 15.545 | 7.91 | 8.975 | 6.292 | 7.275 | 10.735 | 1.725 | 10.7 | 3.66 | 8.81 | 3.48 | 12.19 | 8.079 | 9.835 | 7.33 | 1.56 | 8.335 | 7.454 | 5.425 | 6.095 | 5.713 | 7.555 | 3.068 | 11.865 | 2.92 | 9.34 | 9.272 | 2.275 | 7.79 | 8.065 | 6.73 | 6.608 | 10.168 | 8.085 | 6.825 | 11.11 | 2.581 | 11.002 | 8.58 | 9.775 | 9.25 | 8.381 | 8.435 | 9.268 | 9.4 | 6.64 | 14.55 | 14.28 | 3.64 | 13.613 | 7.365 | 8.105 | 8.555 | 20.17 | 9.74 | 8.71 | 12.38 | 7.28 | 10.9 | 11.935 | 10.241 | 14.53 | 9.11 | 17.575 | 7.095 | 17.62 | 5.91 | 13.215 | 14.383 | 8.655 | 14.995 | 13.6 | 13.73 | 9.68 | 13.43 | 15.095 | 8.49 | 16.255 | 3.64 | 13.79 | 7.66 | 12.88 | 13.505 | 14.36 | 12.775 | 9.35 | 15.205 | 10.395 | 10.075 | 16.165 | 5.225 | 15.36 | 6.765 | 15.05 | 5.535 | 14.51 | 9.4 | 8.265 | 9.88 | 3.97 | 13.955 | 9.155 | 11.495 | 13.395 | 4.87 | 11.555 | 7.115 | 11.703 | 0.325 | 10.685 | 10.32 | 4.22 | 9.955 | 8.225 | 8.385 | 4.925 | 8.725 | 11.48 | 2.695 | 12.505 | 3.15 | 9.575 | 3.275 | 7.255 | 8.636 | 4.53 | 8.906 | 2.795 | 6.56 | 2.86 | 7.885 | 9.625 | 1.575 | 7.395 | 1.845 | 7.575 | 1.23 | 7.66 | 4.215 | 1.76 | 6.395 | 2.03 | 6.375 | 4.03 | 2.46 | 122.822
13 | Distribution substations - Urban Pad | Distribution substations - Urban | 9 |  | 137.5 | 352.2 | 161.45 | 61.9 | 90.47 | 65.15 | 54.93 | 45.475 | 43.715 | 31.55 | 21.339 | 41.95 | 30.55 | 32.5 | 23.139 | 18.69 | 22.5 | 24.965 | 22.54 | 23.126 | 17.22 | 20.9 | 17.25 | 20.99 | 15.939 | 18.45 | 18.25 | 15.7 | 22.375 | 19.8 | 19.28 | 11.35 | 16.45 | 19.79 | 17.85 | 18.85 | 15.775 | 17.55 | 6.426 | 16.363 | 17.7 | 14.55 | 19.3 | 13.389 | 15.85 | 7.72 | 10 | 19.9 | 14.576 | 14.05 | 13.15 | 17.1 | 7.975 | 12.9 | 15.3 | 9.2 | 19.063 | 9.2 | 17.4 | 3.4 | 13.52 | 12.4 | 12.45 | 16.7 | 11.64 | 11 | 7.75 | 6.35 | 18.5 | 3.35 | 13.85 | 7.45 | 16.55 | 0.43 | 5 | 11.91 | 6.826 | 12.1 | 5.1 | 11.6 | 5.875 | 3.9 | 14.7 | 2.35 | 14.775 | 2.75 | 10.72 | 2.75 | 9.4 | 9.875 | 5.41 | 12.75 | 3.125 | 10.425 | 2.763 | 2.95 | 12.05 | 1.75 | 13.05 | 0.75 | 10.35 | 1.04 | 1.95 | 8.7 | 3.74 | 5.37 | 1.65 | 6.275 | 3.425 | 1.97 | 7.05 | 0.3 | 5.575 | 1.05 | 6.8 | 0.3 | 3.15 | 4.9 | 1.4 | 2.85 | 1.45 | 2.625 | 1 | 1.7 | 3.9 | 0.725 | 4.05 | 1.1 | 3.65 | 0 | 2.7 | 1.925 | 0.525 | 2.25 | 0.3 | 3.825 | 0.6 | 0.75 | 2.9 | 0 | 1.65 | 0 | 1.4 | 0 | 0.975 | 0.75 | 1.3 | 0.8 | 0.75 | 1.15 | 0.75 | 0.5 | 18.77
14 | Distribution substations - Short rural | Distribution substations - Short rural | 10 |  | 3.5 | 37.25 | 29.48 | 28.335 | 23.995 | 15.075 | 30.56 | 8.868 | 16.875 | 20.84 | 12.072 | 10.345 | 32.1 | 7.128 | 13.069 | 12.418 | 11.56 | 4.515 | 26.03 | 11.472 | 18.841 | 10.482 | 5.015 | 6.99 | 27.845 | 6.713 | 8.667 | 10.953 | 8.719 | 8.986 | 35.013 | 6.971 | 7.527 | 9.905 | 6.618 | 8.966 | 14.384 | 4.948 | 8.079 | 6.923 | 11.22 | 4.968 | 12.498 | 4.678 | 9.837 | 15.003 | 5.78 | 5.48 | 10.475 | 7.297 | 8.433 | 5.853 | 6.553 | 5.268 | 9.791 | 3.066 | 7.519 | 5.365 | 3.392 | 3.191 | 23.589 | 3.675 | 4.702 | 4.786 | 3.036 | 3.359 | 6.556 | 2.185 | 4.985 | 4.586 | 6.481 | 3.194 | 8.64 | 1.133 | 3.215 | 6.065 | 2.738 | 2.147 | 4.815 | 3.49 | 3.106 | 1.749 | 2.558 | 2.275 | 4.806 | 1.042 | 3.089 | 1.812 | 1.77 | 1.313 | 7.927 | 1.595 | 2.403 | 1.395 | 1.524 | 1.615 | 2.815 | 1.44 | 1.483 | 1.635 | 2.42 | 1.785 | 3.795 | 1.85 | 1.32 | 2.443 | 1.425 | 1.78 | 2.9 | 1.075 | 2.273 | 0.98 | 1.323 | 1.464 | 2.76 | 0.46 | 0.996 | 1.819 | 0.615 | 1.126 | 3.295 | 0.88 | 0.603 | 0.826 | 0.623 | 0.15 | 1.47 | 0.316 | 1.715 | 0.25 | 1.19 | 1.306 | 1.115 | 0.64 | 0.78 | 0.47 | 0.29 | 0.566 | 1.12 | 0.41 | 0.93 | 0.12 | 0.366 | 0.02 | 0.765 | 0.28 | 0.16 | 1 | 0.46 | 0.25 | 1.128 | 0.13 | 16.338
15 | Distribution substations - Long rural | Distribution substations - Long rural | 11 |  | 7.25 | 41.91 | 96.13 | 51.36 | 19.965 | 29.257 | 49.215 | 9.645 | 16.575 | 17.712 | 35.138 | 9.515 | 54.79 | 4.565 | 20.668 | 29.2 | 7.965 | 6.46 | 26.116 | 14.355 | 23.23 | 10.814 | 5.9 | 8.567 | 31.513 | 4.43 | 6.289 | 7.215 | 7.08 | 6.399 | 129.845 | 0.615 | 11.26 | 6.708 | 6.215 | 3.897 | 18.523 | 2.5 | 7.232 | 10.423 | 12.005 | 3.776 | 14.865 | 1.59 | 7.675 | 15.693 | 5.971 | 3.615 | 14.897 | 2.461 | 8.036 | 4.6 | 4.044 | 3.3 | 9.2 | 1.23 | 5.752 | 3.352 | 3.146 | 2.6 | 80.23 | 0.9 | 4.691 | 2.5 | 3.69 | 1.665 | 4.55 | 0.726 | 4.1 | 3.291 | 4.32 | 1.926 | 8.055 | 0.615 | 2.35 | 6.444 | 2.391 | 2.25 | 5.113 | 0.63 | 5.83 | 2.823 | 1.95 | 0.863 | 5.9 | 0 | 2.433 | 2.6 | 2.134 | 1.15 | 23.554 | 0.25 | 3.114 | 2.05 | 0.664 | 0.826 | 3.975 | 0 | 2.7 | 1.1 | 2.767 | 0 | 3.5 | 0.2 | 1.975 | 3.473 | 1.05 | 1 | 3.175 | 0.3 | 2.993 | 1.4 | 1.4 | 0.064 | 2.25 | 0 | 0.575 | 1.15 | 0.3 | 0.9 | 11.52 | 0 | 0.65 | 0.9 | 0.825 | 0.4 | 1.85 | 0 | 0.15 | 1.891 | 0.7 | 0 | 1.35 | 0.1 | 0.7 | 1.6 | 0.6 | 0 | 2.05 | 0 | 0.845 | 0.5 | 0.75 | 0 | 0.925 | 0 | 0.3 | 0.5 | 0.363 | 0 | 3.166 | 0 | 17.6342
16 | 0 |  | 0
Utilisation Threshold Values
|  |  |  | Segment ID | 0: 11; 1: 12; 2: 13; 3: 14; 4: 15
Mean utilisation
St Dev
CBD Pad |  | CBD Pole |  | Urban PAD | 1: Urban Pole; 3: Rural Long Pad; 5: Rural Long Pole; 7: Rural Short Pad; 9: Rural Short Pole
Utilisation increments | Available Capacity (MVA) | Utilisation increments | Available Capacity (MVA) | Utilisation increments | 0: MVA Available; 1: Utilisation increments; 2: MVA Available; 3: Utilisation increments; 4: MVA Available; 5: Utilisation increments; 6: MVA Available; 7: Utilisation increments; 8: MVA Available; 9: Utilisation increments; 10: MVA Available
0 | 0 | 0 | 0 | 0 | 0: 137.5; 1: 0; 2: 0; 3: 0; 4: 6.5; 5: 0; 6: 0.75; 7: 0; 8: 3.5; 9: 0; 10: 0
1 | 0 | 1 | 0 | 1 | 0: 352.2; 1: 1; 2: 3; 3: 1; 4: 24.25; 5: 1; 6: 17.66; 7: 1; 8: 31; 9: 1; 10: 6.25
2 | 0 | 2 | 0 | 2 | 0: 161.45; 1: 2; 2: 12.61; 3: 2; 4: 26.9; 5: 2; 6: 69.23; 7: 2; 8: 21.115; 9: 2; 10: 8.365
3 | 1 | 3 | 0 | 3 | 0: 61.9; 1: 3; 2: 15.685; 3: 3; 4: 10.5; 5: 3; 6: 40.86; 7: 3; 8: 12.7; 9: 3; 10: 15.635
4 | 0 | 4 | 0 | 4 | 0: 90.47; 1: 4; 2: 17.795; 3: 4; 4: 8.15; 5: 4; 6: 11.815; 7: 4; 8: 14.95; 9: 4; 10: 9.045
5 | 0 | 5 | 0 | 5 | 0: 65.15; 1: 5; 2: 14.775; 3: 5; 4: 5.465; 5: 5; 6: 23.792; 7: 5; 8: 8.25; 9: 5; 10: 6.825
6 | 0 | 6 | 0 | 6 | 0: 54.93; 1: 6; 2: 12.03; 3: 6; 4: 6.15; 5: 6; 6: 43.065; 7: 6; 8: 10.4; 9: 6; 10: 20.16
7 | 0.9 | 7 | 0 | 7 | 0: 45.475; 1: 7; 2: 15.545; 3: 7; 4: 5.05; 5: 7; 6: 4.595; 7: 7; 8: 5.1; 9: 7; 10: 3.768
8 | 0.3 | 8 | 0 | 8 | 0: 43.715; 1: 8; 2: 7.91; 3: 8; 4: 6.725; 5: 8; 6: 9.85; 7: 8; 8: 6; 9: 8; 10: 10.875
9 | 0.3 | 9 | 0 | 9 | 0: 31.55; 1: 9; 2: 8.975; 3: 9; 4: 6.5; 5: 9; 6: 11.212; 7: 9; 8: 5.15; 9: 9; 10: 15.69
10 | 0 | 10 | 0 | 10 | 0: 21.339; 1: 10; 2: 6.292; 3: 10; 4: 5.939; 5: 10; 6: 29.199; 7: 10; 8: 2.589; 9: 10; 10: 9.483
11 | 0 | 11 | 0 | 11 | 0: 41.95; 1: 11; 2: 7.275; 3: 11; 4: 4.2; 5: 11; 6: 5.315; 7: 11; 8: 4.2; 9: 11; 10: 6.145
12 | 0 | 12 | 0 | 12 | 0: 30.55; 1: 12; 2: 10.735; 3: 12; 4: 6.55; 5: 12; 6: 48.24; 7: 12; 8: 6.5; 9: 12; 10: 25.6
13 | 0 | 13 | 0 | 13 | 0: 32.5; 1: 13; 2: 1.725; 3: 13; 4: 4.25; 5: 13; 6: 0.315; 7: 13; 8: 5.3; 9: 13; 10: 1.828
14 | 0 | 14 | 0 | 14 | 0: 23.139; 1: 14; 2: 10.7; 3: 14; 4: 8.389; 5: 14; 6: 12.279; 7: 14; 8: 4.602; 9: 14; 10: 8.467
15 | 0 | 15 | 0 | 15 | 0: 18.69; 1: 15; 2: 3.66; 3: 15; 4: 2.34; 5: 15; 6: 26.86; 7: 15; 8: 4.03; 9: 15; 10: 8.388
16 | 0 | 16 | 0 | 16 | 0: 22.5; 1: 16; 2: 8.81; 3: 16; 4: 5.45; 5: 16; 6: 2.515; 7: 16; 8: 7.363; 9: 16; 10: 4.197
17 | 0 | 17 | 0 | 17 | 0: 24.965; 1: 17; 2: 3.48; 3: 17; 4: 3; 5: 17; 6: 3.46; 7: 17; 8: 1.95; 9: 17; 10: 2.565
18 | 0 | 18 | 0 | 18 | 0: 22.54; 1: 18; 2: 12.19; 3: 18; 4: 3.4; 5: 18; 6: 22.716; 7: 18; 8: 5.85; 9: 18; 10: 20.18
19 | 0 | 19 | 0 | 19 | 0: 23.126; 1: 19; 2: 8.079; 3: 19; 4: 2.752; 5: 19; 6: 11.603; 7: 19; 8: 6.428; 9: 19; 10: 5.044
20 | 1.25 | 20 | 0 | 20 | 0: 17.22; 1: 20; 2: 9.835; 3: 20; 4: 3.91; 5: 20; 6: 19.32; 7: 20; 8: 4.78; 9: 20; 10: 14.061
21 | 0 | 21 | 0 | 21 | 0: 20.9; 1: 21; 2: 7.33; 3: 21; 4: 4.4; 5: 21; 6: 6.414; 7: 21; 8: 3.713; 9: 21; 10: 6.769
22 | 0 | 22 | 0 | 22 | 0: 17.25; 1: 22; 2: 1.56; 3: 22; 4: 4.4; 5: 22; 6: 1.5; 7: 22; 8: 1.95; 9: 22; 10: 3.065
23 | 0 | 23 | 0 | 23 | 0: 20.99; 1: 23; 2: 8.335; 3: 23; 4: 3.965; 5: 23; 6: 4.602; 7: 23; 8: 4.34; 9: 23; 10: 2.65
24 | 0 | 24 | 0 | 24 | 0: 15.939; 1: 24; 2: 7.454; 3: 24; 4: 2.889; 5: 24; 6: 28.624; 7: 24; 8: 5.854; 9: 24; 10: 21.991
25 | 0.5 | 25 | 0 | 25 | 0: 18.45; 1: 25; 2: 5.425; 3: 25; 4: 3; 5: 25; 6: 1.43; 7: 25; 8: 4.9; 9: 25; 10: 1.813
26 | 0 | 26 | 0 | 26 | 0: 18.25; 1: 26; 2: 6.095; 3: 26; 4: 2.689; 5: 26; 6: 3.6; 7: 26; 8: 3.8; 9: 26; 10: 4.867
27 | 0 | 27 | 0 | 27 | 0: 15.7; 1: 27; 2: 5.713; 3: 27; 4: 2.1; 5: 27; 6: 5.115; 7: 27; 8: 3.8; 9: 27; 10: 7.153
28 | 0 | 28 | 0 | 28 | 0: 22.375; 1: 28; 2: 7.555; 3: 28; 4: 3.95; 5: 28; 6: 3.13; 7: 28; 8: 5.55; 9: 28; 10: 3.169
29 | 0 | 29 | 0 | 29 | 0: 19.8; 1: 29; 2: 3.068; 3: 29; 4: 2.864; 5: 29; 6: 3.535; 7: 29; 8: 4.263; 9: 29; 10: 4.723
30 | 0 | 30 | 0 | 30 | 0: 19.28; 1: 30; 2: 11.865; 3: 30; 4: 4.66; 5: 30; 6: 125.185; 7: 30; 8: 7.37; 9: 30; 10: 27.643
31 | 0 | 31 | 0 | 31 | 0: 11.35; 1: 31; 2: 2.92; 3: 31; 4: 0.3; 5: 31; 6: 0.315; 7: 31; 8: 4.45; 9: 31; 10: 2.521
32 | 1 | 32 | 0 | 32 | 0: 16.45; 1: 32; 2: 9.34; 3: 32; 4: 3.65; 5: 32; 6: 7.61; 7: 32; 8: 4.2; 9: 32; 10: 3.327
33 | 0.5 | 33 | 0 | 33 | 0: 19.79; 1: 33; 2: 9.272; 3: 33; 4: 2.222; 5: 33; 6: 4.486; 7: 33; 8: 3.789; 9: 33; 10: 6.116
34 | 0 | 34 | 0 | 34 | 0: 17.85; 1: 34; 2: 2.275; 3: 34; 4: 3.05; 5: 34; 6: 3.165; 7: 34; 8: 4.65; 9: 34; 10: 1.968
35 | 0.5 | 35 | 0 | 35 | 0: 18.85; 1: 35; 2: 7.79; 3: 35; 4: 0.896; 5: 35; 6: 3.001; 7: 35; 8: 5.45; 9: 35; 10: 3.516
36 | 0 | 36 | 0 | 36 | 0: 15.775; 1: 36; 2: 8.065; 3: 36; 4: 2.925; 5: 36; 6: 15.598; 7: 36; 8: 4.25; 9: 36; 10: 10.134
37 | 0 | 37 | 0 | 37 | 0: 17.55; 1: 37; 2: 6.73; 3: 37; 4: 2; 5: 37; 6: 0.5; 7: 37; 8: 3.15; 9: 37; 10: 1.798
38 | 0 | 38 | 0 | 38 | 0: 6.426; 1: 38; 2: 6.608; 3: 38; 4: 1.35; 5: 38; 6: 5.882; 7: 38; 8: 3.942; 9: 38; 10: 4.137
39 | 0 | 39 | 0 | 39 | 0: 16.363; 1: 39; 2: 10.168; 3: 39; 4: 3; 5: 39; 6: 7.423; 7: 39; 8: 3.4; 9: 39; 10: 3.523
40 | 0.15 | 40 | 0.2 | 40 | 0: 17.7; 1: 40; 2: 8.085; 3: 40; 4: 3.375; 5: 40; 6: 8.63; 7: 40; 8: 4.7; 9: 40; 10: 6.52
41 | 0 | 41 | 0 | 41 | 0: 14.55; 1: 41; 2: 6.825; 3: 41; 4: 1.546; 5: 41; 6: 2.23; 7: 41; 8: 1.94; 9: 41; 10: 3.028
42 | 0 | 42 | 0 | 42 | 0: 19.3; 1: 42; 2: 11.11; 3: 42; 4: 2.15; 5: 42; 6: 12.715; 7: 42; 8: 4.25; 9: 42; 10: 8.248
43 | 0.3 | 43 | 0 | 43 | 0: 13.389; 1: 43; 2: 2.581; 3: 43; 4: 1.128; 5: 43; 6: 0.462; 7: 43; 8: 1.941; 9: 43; 10: 2.737
44 | 0 | 44 | 0 | 44 | 0: 15.85; 1: 44; 2: 11.002; 3: 44; 4: 2.5; 5: 44; 6: 5.175; 7: 44; 8: 4.95; 9: 44; 10: 4.887
45 | 0 | 45 | 0 | 45 | 0: 7.72; 1: 45; 2: 8.58; 3: 45; 4: 1.22; 5: 45; 6: 14.473; 7: 45; 8: 4.14; 9: 45; 10: 10.863
46 | 0 | 46 | 0 | 46 | 0: 10; 1: 46; 2: 9.775; 3: 46; 4: 2.85; 5: 46; 6: 3.121; 7: 46; 8: 3.15; 9: 46; 10: 2.63
47 | 0 | 47 | 0 | 47 | 0: 19.9; 1: 47; 2: 9.25; 3: 47; 4: 1.5; 5: 47; 6: 2.115; 7: 47; 8: 2.5; 9: 47; 10: 2.98
48 | 0 | 48 | 0 | 48 | 0: 14.576; 1: 48; 2: 8.381; 3: 48; 4: 1.488; 5: 48; 6: 13.409; 7: 48; 8: 3.826; 9: 48; 10: 6.649
49 | 0 | 49 | 0 | 49 | 0: 14.05; 1: 49; 2: 8.435; 3: 49; 4: 1.746; 5: 49; 6: 0.715; 7: 49; 8: 4.212; 9: 49; 10: 3.085
50 | 0 | 50 | 0 | 50 | 0: 13.15; 1: 50; 2: 9.268; 3: 50; 4: 2.15; 5: 50; 6: 5.886; 7: 50; 8: 2.575; 9: 50; 10: 5.858
51 | 0 | 51 | 0 | 51 | 0: 17.1; 1: 51; 2: 9.4; 3: 51; 4: 0.5; 5: 51; 6: 4.1; 7: 51; 8: 2.45; 9: 51; 10: 3.403
52 | 0.5 | 52 | 0 | 52 | 0: 7.975; 1: 52; 2: 6.64; 3: 52; 4: 1.413; 5: 52; 6: 2.631; 7: 52; 8: 3.089; 9: 52; 10: 3.464
53 | 0 | 53 | 0 | 53 | 0: 12.9; 1: 53; 2: 14.55; 3: 53; 4: 0.3; 5: 53; 6: 3; 7: 53; 8: 2.54; 9: 53; 10: 2.728
54 | 0.5 | 54 | 0 | 54 | 0: 15.3; 1: 54; 2: 14.28; 3: 54; 4: 1.5; 5: 54; 6: 7.7; 7: 54; 8: 3.813; 9: 54; 10: 5.978
55 | 0.75 | 55 | 0 | 55 | 0: 9.2; 1: 55; 2: 3.64; 3: 55; 4: 0.6; 5: 55; 6: 0.63; 7: 55; 8: 0.62; 9: 55; 10: 2.446
56 | 0 | 56 | 0 | 56 | 0: 19.063; 1: 56; 2: 13.613; 3: 56; 4: 1.425; 5: 56; 6: 4.327; 7: 56; 8: 3.326; 9: 56; 10: 4.193
57 | 0.3 | 57 | 0 | 57 | 0: 9.2; 1: 57; 2: 7.365; 3: 57; 4: 0.3; 5: 57; 6: 3.052; 7: 57; 8: 0.763; 9: 57; 10: 4.602
58 | 0 | 58 | 0.2 | 58 | 0: 17.4; 1: 58; 2: 8.105; 3: 58; 4: 1.346; 5: 58; 6: 1.8; 7: 58; 8: 2.183; 9: 58; 10: 1.209
59 | 0 | 59 | 0 | 59 | 0: 3.4; 1: 59; 2: 8.555; 3: 59; 4: 0.2; 5: 59; 6: 2.4; 7: 59; 8: 2.088; 9: 59; 10: 1.103
60 | 0 | 60 | 0 | 60 | 0: 13.52; 1: 60; 2: 20.17; 3: 60; 4: 1.73; 5: 60; 6: 78.5; 7: 60; 8: 4.221; 9: 60; 10: 19.368
61 | 0.6 | 61 | 0 | 61 | 0: 12.4; 1: 61; 2: 9.74; 3: 61; 4: 0.55; 5: 61; 6: 0.35; 7: 61; 8: 1.52; 9: 61; 10: 2.155
62 | 0 | 62 | 0.2 | 62 | 0: 12.45; 1: 62; 2: 8.71; 3: 62; 4: 0.75; 5: 62; 6: 3.941; 7: 62; 8: 2.15; 9: 62; 10: 2.552
63 | 0 | 63 | 0 | 63 | 0: 16.7; 1: 63; 2: 12.38; 3: 63; 4: 0.15; 5: 63; 6: 2.35; 7: 63; 8: 1.2; 9: 63; 10: 3.586
64 | 0 | 64 | 0 | 64 | 0: 11.64; 1: 64; 2: 7.28; 3: 64; 4: 1.95; 5: 64; 6: 1.74; 7: 64; 8: 1.05; 9: 64; 10: 1.986
65 | 0 | 65 | 0 | 65 | 0: 11; 1: 65; 2: 10.9; 3: 65; 4: 0.15; 5: 65; 6: 1.515; 7: 65; 8: 0.55; 9: 65; 10: 2.809
66 | 0 | 66 | 0 | 66 | 0: 7.75; 1: 66; 2: 11.935; 3: 66; 4: 0.7; 5: 66; 6: 3.85; 7: 66; 8: 1.67; 9: 66; 10: 4.886
67 | 0 | 67 | 0 | 67 | 0: 6.35; 1: 67; 2: 10.241; 3: 67; 4: 0; 5: 67; 6: 0.726; 7: 67; 8: 0.763; 9: 67; 10: 1.422
68 | 0 | 68 | 0 | 68 | 0: 18.5; 1: 68; 2: 14.53; 3: 68; 4: 0.15; 5: 68; 6: 3.95; 7: 68; 8: 1.99; 9: 68; 10: 2.995
69 | 0.5 | 69 | 0 | 69 | 0: 3.35; 1: 69; 2: 9.11; 3: 69; 4: 0; 5: 69; 6: 3.291; 7: 69; 8: 1.6; 9: 69; 10: 2.986
70 | 0.2 | 70 | 0 | 70 | 0: 13.85; 1: 70; 2: 17.575; 3: 70; 4: 0.93; 5: 70; 6: 3.39; 7: 70; 8: 1.41; 9: 70; 10: 5.071
71 | 0 | 71 | 0 | 71 | 0: 7.45; 1: 71; 2: 7.095; 3: 71; 4: 0.863; 5: 71; 6: 1.063; 7: 71; 8: 0.95; 9: 71; 10: 2.244
72 | 0 | 72 | 0 | 72 | 0: 16.55; 1: 72; 2: 17.62; 3: 72; 4: 1.125; 5: 72; 6: 6.93; 7: 72; 8: 3.67; 9: 72; 10: 4.97
73 | 0 | 73 | 0 | 73 | 0: 0.43; 1: 73; 2: 5.91; 3: 73; 4: 0.3; 5: 73; 6: 0.315; 7: 73; 8: 0.3; 9: 73; 10: 0.833
74 | 0 | 74 | 0 | 74 | 0: 5; 1: 74; 2: 13.215; 3: 74; 4: 0.8; 5: 74; 6: 1.55; 7: 74; 8: 0.925; 9: 74; 10: 2.29
75 | 0 | 75 | 0 | 75 | 0: 11.91; 1: 75; 2: 14.383; 3: 75; 4: 0.37; 5: 75; 6: 6.074; 7: 75; 8: 1.57; 9: 75; 10: 4.495
76 | 0 | 76 | 0 | 76 | 0: 6.826; 1: 76; 2: 8.655; 3: 76; 4: 0.45; 5: 76; 6: 1.941; 7: 76; 8: 0.46; 9: 76; 10: 2.278
77 | 0.5 | 77 | 0 | 77 | 0: 12.1; 1: 77; 2: 14.995; 3: 77; 4: 1.15; 5: 77; 6: 1.1; 7: 77; 8: 0.5; 9: 77; 10: 1.647
78 | 0 | 78 | 0 | 78 | 0: 5.1; 1: 78; 2: 13.6; 3: 78; 4: 0.5; 5: 78; 6: 4.613; 7: 78; 8: 2; 9: 78; 10: 2.815
79 | 0 | 79 | 0 | 79 | 0: 11.6; 1: 79; 2: 13.73; 3: 79; 4: 0; 5: 79; 6: 0.63; 7: 79; 8: 1.8; 9: 79; 10: 1.69
80 | 0 | 80 | 0 | 80 | 0: 5.875; 1: 80; 2: 9.68; 3: 80; 4: 1.175; 5: 80; 6: 4.655; 7: 80; 8: 0.45; 9: 80; 10: 2.656
81 | 0 | 81 | 0 | 81 | 0: 3.9; 1: 81; 2: 13.43; 3: 81; 4: 0.1; 5: 81; 6: 2.723; 7: 81; 8: 0; 9: 81; 10: 1.749
82 | 0.2 | 82 | 0 | 82 | 0: 14.7; 1: 82; 2: 15.095; 3: 82; 4: 0.75; 5: 82; 6: 1.2; 7: 82; 8: 0.75; 9: 82; 10: 1.808
83 | 0 | 83 | 0 | 83 | 0: 2.35; 1: 83; 2: 8.49; 3: 83; 4: 0; 5: 83; 6: 0.863; 7: 83; 8: 0.6; 9: 83; 10: 1.675
84 | 0 | 84 | 0 | 84 | 0: 14.775; 1: 84; 2: 16.255; 3: 84; 4: 0.65; 5: 84; 6: 5.25; 7: 84; 8: 1.225; 9: 84; 10: 3.581
85 | 368.425 | 85 | 5.263 | 85 | 0: 2.75; 1: 85; 2: 3.64; 3: 85; 4: 0; 5: 85; 6: 0; 7: 85; 8: 0.15; 9: 85; 10: 0.892
86 | 0 | 86 | 0.2 | 86 | 0: 10.72; 1: 86; 2: 13.79; 3: 86; 4: 0.15; 5: 86; 6: 2.283; 7: 86; 8: 1.25; 9: 86; 10: 1.839
87 | 0 | 87 | 0 | 87 | 0: 2.75; 1: 87; 2: 7.66; 3: 87; 4: 0.2; 5: 87; 6: 2.4; 7: 87; 8: 0.3; 9: 87; 10: 1.512
88 | 0 | 88 | 0 | 88 | 0: 9.4; 1: 88; 2: 12.88; 3: 88; 4: 0.6; 5: 88; 6: 1.534; 7: 88; 8: 0.6; 9: 88; 10: 1.17
89 | 0 | 89 | 0 | 89 | 0: 9.875; 1: 89; 2: 13.505; 3: 89; 4: 0; 5: 89; 6: 1.15; 7: 89; 8: 0.45; 9: 89; 10: 0.863
90 | 0 | 90 | 0 | 90 | 0: 5.41; 1: 90; 2: 14.36; 3: 90; 4: 0.46; 5: 90; 6: 23.094; 7: 90; 8: 1.103; 9: 90; 10: 6.824
91 | 0 | 91 | 0 | 91 | 0: 12.75; 1: 91; 2: 12.775; 3: 91; 4: 0; 5: 91; 6: 0.25; 7: 91; 8: 0.45; 9: 91; 10: 1.145
92 | 0.6 | 92 | 0 | 92 | 0: 3.125; 1: 92; 2: 9.35; 3: 92; 4: 0.45; 5: 92; 6: 2.664; 7: 92; 8: 0.6; 9: 92; 10: 1.803
93 | 0 | 93 | 0.2 | 93 | 0: 10.425; 1: 93; 2: 15.205; 3: 93; 4: 0.3; 5: 93; 6: 1.75; 7: 93; 8: 0.3; 9: 93; 10: 1.095
94 | 0 | 94 | 0 | 94 | 0: 2.763; 1: 94; 2: 10.395; 3: 94; 4: 0.15; 5: 94; 6: 0.514; 7: 94; 8: 0.8; 9: 94; 10: 0.724
95 | 0 | 95 | 0 | 95 | 0: 2.95; 1: 95; 2: 10.075; 3: 95; 4: 0.063; 5: 95; 6: 0.763; 7: 95; 8: 0.15; 9: 95; 10: 1.465
96 | 0 | 96 | 0 | 96 | 0: 12.05; 1: 96; 2: 16.165; 3: 96; 4: 0.075; 5: 96; 6: 3.9; 7: 96; 8: 0.65; 9: 96; 10: 2.165
97 | 0.3 | 97 | 0 | 97 | 0: 1.75; 1: 97; 2: 5.225; 3: 97; 4: 0; 5: 97; 6: 0; 7: 97; 8: 0.47; 9: 97; 10: 0.97
98 | 0 | 98 | 0 | 98 | 0: 13.05; 1: 98; 2: 15.36; 3: 98; 4: 0.75; 5: 98; 6: 1.95; 7: 98; 8: 0.65; 9: 98; 10: 0.833
99 | 0 | 99 | 0 | 99 | 0: 0.75; 1: 99; 2: 6.765; 3: 99; 4: 0; 5: 99; 6: 1.1; 7: 99; 8: 0; 9: 99; 10: 1.635
100 | 0 | 100 | 0.2 | 100 | 0: 10.35; 1: 100; 2: 15.05; 3: 100; 4: 0; 5: 100; 6: 2.767; 7: 100; 8: 0.3; 9: 100; 10: 2.12
101 | 0 | 101 | 0 | 101 | 0: 1.04; 1: 101; 2: 5.535; 3: 101; 4: 0; 5: 101; 6: 0; 7: 101; 8: 0.525; 9: 101; 10: 1.26
102 | 0 | 102 | 0 | 102 | 0: 1.95; 1: 102; 2: 14.51; 3: 102; 4: 0.15; 5: 102; 6: 3.35; 7: 102; 8: 0.6; 9: 102; 10: 3.195
103 | 0 | 103 | 0 | 103 | 0: 8.7; 1: 103; 2: 9.4; 3: 103; 4: 0; 5: 103; 6: 0.2; 7: 103; 8: 0.6; 9: 103; 10: 1.25
104 | 0 | 104 | 0 | 104 | 0: 3.74; 1: 104; 2: 8.265; 3: 104; 4: 0.3; 5: 104; 6: 1.675; 7: 104; 8: 0.15; 9: 104; 10: 1.17
105 | 0 | 105 | 0 | 105 | 0: 5.37; 1: 105; 2: 9.88; 3: 105; 4: 0; 5: 105; 6: 3.473; 7: 105; 8: 0.35; 9: 105; 10: 2.093
106 | 0 | 106 | 0 | 106 | 0: 1.65; 1: 106; 2: 3.97; 3: 106; 4: 0; 5: 106; 6: 1.05; 7: 106; 8: 1.075; 9: 106; 10: 0.35
107 | 0 | 107 | 0 | 107 | 0: 6.275; 1: 107; 2: 13.955; 3: 107; 4: 0; 5: 107; 6: 1; 7: 107; 8: 0.6; 9: 107; 10: 1.18
108 | 0 | 108 | 0 | 108 | 0: 3.425; 1: 108; 2: 9.155; 3: 108; 4: 0.15; 5: 108; 6: 3.025; 7: 108; 8: 0.3; 9: 108; 10: 2.6
109 | 0 | 109 | 0 | 109 | 0: 1.97; 1: 109; 2: 11.495; 3: 109; 4: 0; 5: 109; 6: 0.3; 7: 109; 8: 0.175; 9: 109; 10: 0.9
110 | 0 | 110 | 0 | 110 | 0: 7.05; 1: 110; 2: 13.395; 3: 110; 4: 0; 5: 110; 6: 2.993; 7: 110; 8: 0.713; 9: 110; 10: 1.56
111 | 0 | 111 | 0 | 111 | 0: 0.3; 1: 111; 2: 4.87; 3: 111; 4: 0; 5: 111; 6: 1.4; 7: 111; 8: 0; 9: 111; 10: 0.98
112 | 0 | 112 | 0 | 112 | 0: 5.575; 1: 112; 2: 11.555; 3: 112; 4: 0.075; 5: 112; 6: 1.325; 7: 112; 8: 0.225; 9: 112; 10: 1.098
113 | 0 | 113 | 0 | 113 | 0: 1.05; 1: 113; 2: 7.115; 3: 113; 4: 0; 5: 113; 6: 0.064; 7: 113; 8: 0.3; 9: 113; 10: 1.164
114 | 0 | 114 | 0 | 114 | 0: 6.8; 1: 114; 2: 11.703; 3: 114; 4: 0.15; 5: 114; 6: 2.1; 7: 114; 8: 0.75; 9: 114; 10: 2.01
115 | 0 | 115 | 0 | 115 | 0: 0.3; 1: 115; 2: 0.325; 3: 115; 4: 0; 5: 115; 6: 0; 7: 115; 8: 0.17; 9: 115; 10: 0.29
116 | 0 | 116 | 0 | 116 | 0: 3.15; 1: 116; 2: 10.685; 3: 116; 4: 0; 5: 116; 6: 0.575; 7: 116; 8: 0.45; 9: 116; 10: 0.546
117 | 0 | 117 | 0 | 117 | 0: 4.9; 1: 117; 2: 10.32; 3: 117; 4: 0; 5: 117; 6: 1.15; 7: 117; 8: 0.5; 9: 117; 10: 1.319
118 | 0 | 118 | 0.2 | 118 | 0: 1.4; 1: 118; 2: 4.22; 3: 118; 4: 0; 5: 118; 6: 0.3; 7: 118; 8: 0.175; 9: 118; 10: 0.44
119 | 0 | 119 | 0 | 119 | 0: 2.85; 1: 119; 2: 9.955; 3: 119; 4: 0.15; 5: 119; 6: 0.75; 7: 119; 8: 0.15; 9: 119; 10: 0.976
120 | 0 | 120 | 0 | 120 | 0: 1.45; 1: 120; 2: 8.225; 3: 120; 4: 0; 5: 120; 6: 11.52; 7: 120; 8: 0.01; 9: 120; 10: 3.285
121 | 0 | 121 | 0 | 121 | 0: 2.625; 1: 121; 2: 8.385; 3: 121; 4: 0; 5: 121; 6: 0; 7: 121; 8: 0.45; 9: 121; 10: 0.43
122 | 0 | 122 | 0 | 122 | 0: 1; 1: 122; 2: 4.925; 3: 122; 4: 0.15; 5: 122; 6: 0.5; 7: 122; 8: 0.15; 9: 122; 10: 0.453
123 | 0 | 123 | 0 | 123 | 0: 1.7; 1: 123; 2: 8.725; 3: 123; 4: 0; 5: 123; 6: 0.9; 7: 123; 8: 0; 9: 123; 10: 0.826
124 | 0 | 124 | 0 | 124 | 0: 3.9; 1: 124; 2: 11.48; 3: 124; 4: 0; 5: 124; 6: 0.825; 7: 124; 8: 0.3; 9: 124; 10: 0.323
125 | 0 | 125 | 0 | 125 | 0: 0.725; 1: 125; 2: 2.695; 3: 125; 4: 0.2; 5: 125; 6: 0.2; 7: 125; 8: 0; 9: 125; 10: 0.15
126 | 0 | 126 | 0 | 126 | 0: 4.05; 1: 126; 2: 12.505; 3: 126; 4: 0; 5: 126; 6: 1.85; 7: 126; 8: 0.15; 9: 126; 10: 1.32
127 | 0 | 127 | 0 | 127 | 0: 1.1; 1: 127; 2: 3.15; 3: 127; 4: 0; 5: 127; 6: 0; 7: 127; 8: 0; 9: 127; 10: 0.316
128 | 0 | 128 | 0 | 128 | 0: 3.65; 1: 128; 2: 9.575; 3: 128; 4: 0; 5: 128; 6: 0.15; 7: 128; 8: 0; 9: 128; 10: 1.715
129 | 0.5 | 129 | 0 | 129 | 0: 0; 1: 129; 2: 3.275; 3: 129; 4: 0; 5: 129; 6: 1.891; 7: 129; 8: 0; 9: 129; 10: 0.25
130 | 0 | 130 | 0 | 130 | 0: 2.7; 1: 130; 2: 7.255; 3: 130; 4: 0; 5: 130; 6: 0.7; 7: 130; 8: 0; 9: 130; 10: 1.19
131 | 0 | 131 | 0 | 131 | 0: 1.925; 1: 131; 2: 8.636; 3: 131; 4: 0; 5: 131; 6: 0; 7: 131; 8: 0.3; 9: 131; 10: 1.006
132 | 0 | 132 | 0 | 132 | 0: 0.525; 1: 132; 2: 4.53; 3: 132; 4: 0; 5: 132; 6: 1.35; 7: 132; 8: 0.075; 9: 132; 10: 1.04
133 | 0 | 133 | 0 | 133 | 0: 2.25; 1: 133; 2: 8.906; 3: 133; 4: 0; 5: 133; 6: 0.1; 7: 133; 8: 0.3; 9: 133; 10: 0.34
134 | 0 | 134 | 0 | 134 | 0: 0.3; 1: 134; 2: 2.795; 3: 134; 4: 0; 5: 134; 6: 0.7; 7: 134; 8: 0.15; 9: 134; 10: 0.63
135 | 0 | 135 | 0 | 135 | 0: 3.825; 1: 135; 2: 6.56; 3: 135; 4: 0; 5: 135; 6: 1.6; 7: 135; 8: 0; 9: 135; 10: 0.47
136 | 0 | 136 | 0.2 | 136 | 0: 0.6; 1: 136; 2: 2.86; 3: 136; 4: 0; 5: 136; 6: 0.6; 7: 136; 8: 0.15; 9: 136; 10: 0.14
137 | 0 | 137 | 0 | 137 | 0: 0.75; 1: 137; 2: 7.885; 3: 137; 4: 0; 5: 137; 6: 0; 7: 137; 8: 0; 9: 137; 10: 0.566
138 | 0 | 138 | 0 | 138 | 0: 2.9; 1: 138; 2: 9.625; 3: 138; 4: 0; 5: 138; 6: 2.05; 7: 138; 8: 0.15; 9: 138; 10: 0.97
139 | 0 | 139 | 0 | 139 | 0: 0; 1: 139; 2: 1.575; 3: 139; 4: 0; 5: 139; 6: 0; 7: 139; 8: 0; 9: 139; 10: 0.41
140 | 0 | 140 | 0 | 140 | 0: 1.65; 1: 140; 2: 7.395; 3: 140; 4: 0; 5: 140; 6: 0.845; 7: 140; 8: 0.17; 9: 140; 10: 0.76
141 | 0 | 141 | 0 | 141 | 0: 0; 1: 141; 2: 1.845; 3: 141; 4: 0; 5: 141; 6: 0.5; 7: 141; 8: 0; 9: 141; 10: 0.12
142 | 0 | 142 | 0 | 142 | 0: 1.4; 1: 142; 2: 7.575; 3: 142; 4: 0; 5: 142; 6: 0.75; 7: 142; 8: 0; 9: 142; 10: 0.366
143 | 0 | 143 | 0 | 143 | 0: 0; 1: 143; 2: 1.23; 3: 143; 4: 0; 5: 143; 6: 0; 7: 143; 8: 0; 9: 143; 10: 0.02
144 | 0 | 144 | 0 | 144 | 0: 0.975; 1: 144; 2: 7.66; 3: 144; 4: 0; 5: 144; 6: 0.925; 7: 144; 8: 0; 9: 144; 10: 0.765
145 | 0 | 145 | 0 | 145 | 0: 0.75; 1: 145; 2: 4.215; 3: 145; 4: 0; 5: 145; 6: 0; 7: 145; 8: 0; 9: 145; 10: 0.28
146 | 0 | 146 | 0 | 146 | 0: 1.3; 1: 146; 2: 1.76; 3: 146; 4: 0; 5: 146; 6: 0.3; 7: 146; 8: 0; 9: 146; 10: 0.16
147 | 0 | 147 | 0 | 147 | 0: 0.8; 1: 147; 2: 6.395; 3: 147; 4: 0; 5: 147; 6: 0.5; 7: 147; 8: 0; 9: 147; 10: 1
148 | 0 | 148 | 0 | 148 | 0: 0.75; 1: 148; 2: 2.03; 3: 148; 4: 0.063; 5: 148; 6: 0.3; 7: 148; 8: 0; 9: 148; 10: 0.46
149 | 0 | 149 | 0 | 149 | 0: 1.15; 1: 149; 2: 6.375; 3: 149; 4: 0; 5: 149; 6: 0; 7: 149; 8: 0; 9: 149; 10: 0.25
150 | 0 | 150 | 0 | 150 | 0: 0.75; 1: 150; 2: 4.03; 3: 150; 4: 0; 5: 150; 6: 3.166; 7: 150; 8: 0; 9: 150; 10: 1.128
151 | 0 | 151 | 0 | 151 | 0: 0.5; 1: 151; 2: 2.46; 3: 151; 4: 0; 5: 151; 6: 0; 7: 151; 8: 0; 9: 151; 10: 0.13
>151 | 0 | >151 | 0 | >151 | 0: 18.77; 1: >151; 2: 122.822; 3: >151; 4: 0.288; 5: >151; 6: 17.3462; 7: >151; 8: 1.288; 9: >151; 10: 15.05