## Summary $2020
$2020 Escalator | [11 empty] | 1.0561 |  |  |  | 1.0513 |  |  |  | 1.0488
|  |  | $2017-18 ($'000) | [6 empty] | Original Proposal |  |  | Draft Decision |  |  |  | Revised Proposal
$2020 ($'000) | [8 empty] | Direct Costs | Overheads | Escalation | Total | Direct Costs | Overheads | Escalation | Total | Direct Costs | Overheads | Escalation | Total
|  | AER RIN ref | Doc/Plan ref | 2020/21 | 2021/22 | 2022/23 | 2023/24 | 2024/25
Category / Description |  | (Repex,Augex etc) | (eg AP) | Jul-Jun | Jul-Jun | Jul-Jun | Jul-Jun | Jul-Jun
Capacity Upgrade
| Connection Point Capacity (ETC/NER Code) | Augex | AP.1.1.01 | 4125.3869 | 5009.6963 | 1472.4586 | 0 | 0 | 11203.049 | 568.3094 | 236.9364 | 12008.2948 | 11152.0048 | 656.2859 | 96.3587 | 11904.6494 | 11124.6715 | 563.8681 | 155.5204 | 11844.0601
| LV & Distribution Transformers (QoS BAU) | Augex | AP.1.1.01 | 7249.8431 | 7412.7609 | 7575.6787 | 7575.6787 | 7738.5965 | 43173.37 | 2190.1031 | 913.0856 | 46276.5587 | 37714.2122 | 2219.6235 | 413.2249 | 40347.0606 | 39383.2875 | 1983.1085 | 786.8449 | 42153.241
| Distribution Feeders (11 & 7.6kV) | Augex | AP.1.1.01 | 2294.199 | 275.3039 | 70.9116 | 521.4089 | 755 | 4136.7137 | 209.8476 | 87.4885 | 4434.0499 | 4117.8657 | 242.9971 | 39.9984 | 4400.8612 | 4107.7729 | 208.1064 | 68.5816 | 4384.4609
| Strategic Network Capacity (Other) | Augex | AP.1.1.01 | 3420.4421 | 3420.4421 | 3420.4421 | 3420.4421 | 3420.4421 | 18062.3283 | 916.2676 | 382.0052 | 19360.6011 | 17980.0314 | 1058.1926 | 197.0026 | 19235.2266 | 17935.9627 | 903.2647 | 355.84 | 19195.0674
| Substation Capacity | Augex | AP.1.1.01 | 2982.4587 | 2035.5802 | 2769.7239 | 2006.3813 | 667.4033 | 11048.8584 | 560.4876 | 233.6754 | 11843.0214 | 10998.5168 | 646.7619 | 111.0462 | 11756.3248 | 10971.5596 | 552.5922 | 194.9029 | 11719.0548
| Subtransmission Network | Augex | AP.1.1.01 | 0 | 475.5249 | 951.0498 | 3833.9573 | 5490.1756 | 19163.6897 | 972.1376 | 405.2982 | 20541.1256 | 1999.7303 | 117.2615 | 21.6149 | 2138.6067 | 11274.8167 | 565.9988 | 294.4297 | 12135.2452
| Distribution Line - SWER Replacements | Augex | AP.1.1.01 | 583.9779 | 583.9779 | 583.9779 | 583.9779 | 583.9779 | 3083.8121 | 156.4359 | 65.2204 | 3305.4685 | 3069.7615 | 180.667 | 33.6346 | 3284.0631 | 3062.2375 | 154.2159 | 60.7532 | 3277.2066
| Voltage Regulation | Augex | AP.1.1.01 | 1318.4424 | 1318.4424 | 1318.4424 | 1318.4424 | 1318.4424 | 13996.1017 | 709.9957 | 296.0075 | 15002.1048 | 6930.5766 | 407.8905 | 75.9365 | 7414.4037 | 6913.5899 | 348.1721 | 137.1619 | 7398.9239
| Land | Augex | AP.1.1.01 | 0 | 0 | 0 | 1293.094 | 1293.094 | 2731.3765 | 138.5575 | 57.7666 | 2927.7007 | 2718.9316 | 160.2176 | 37.5871 | 2916.7363 | 2712.2675 | 136.0941 | 73.1389 | 2921.5005
| LV Two Way Network (QoS) | Augex | AP.1.1.01 | 578.3583 | 1572.157 | 1865.4091 | 586.5042 | 0 | 17621.7837 | 893.9196 | 372.688 | 18888.3913 | 0 | 0 | 0 | 0 | 4826.8021 | 242.6648 | 84.4906 | 5153.9574
| Capacity Augmentation (Total) |  | Total | 22553.1084 | 22103.8856 | 20028.0941 | 21139.8868 | 21267.1319 | 144221.0829 | 7316.0618 | 3050.1719 | 154587.3167 | 96681.6309 | 5689.8976 | 1026.4038 | 103397.9323 | 112312.9679 | 5658.0857 | 2211.6641 | 120182.7177
Customer Connect (gross)
| Customer Connect < $30k | Connections | AP.7.1.01 | 19439.507 | 21225.2739 | 21727.5894 | 20781.6544 | 18908.6111 | 82059.2651 | 4162.7108 | 2150.7656 | 88372.7414 | 74906.3556 | 4409.8913 | 1008.8974 | 80325.1444 | 107059.2796 | 5390.2894 | 2539.4483 | 114989.0173
| Customer Connect > $30k<$100k | Connections | AP.7.1.01 | 25894.101 | 27648.0814 | 28341.3209 | 27784.0036 | 26958.1777 | 119041.6588 | 6038.7574 | 3120.0706 | 128200.4868 | 108665.0828 | 6394.6463 | 1435.7492 | 116495.4783 | 143286.341 | 7214.4202 | 3424.3363 | 153925.0975
| Customer Connect > $100k | Connections | AP.7.1.01 | 32549.1317 | 30684.6147 | 36228.4171 | 32096.0054 | 31414.9391 | 164294.7067 | 8334.3586 | 4306.1487 | 176935.2141 | 149973.531 | 8824.2053 | 1961.6035 | 160759.3399 | 170918.231 | 8604.5872 | 4063.9343 | 183586.7525
| Gifting | Connections | NA | 24738.084 | 24738.084 | 24738.084 | 24738.084 | 24738.084 | 130634.3966 | 6626.835 | 3423.9152 | 140685.1467 | 130039.1909 | 7653.2964 | 1723.0209 | 139415.5083 | 129720.4674 | 6532.7923 | 3089.1819 | 139342.4416
| URDs | Connections | AP.7.1.01 | 5316.6803 | 5823.0308 | 6160.5978 | 5823.0308 | 5254.6155 | 26976.5702 | 1368.4702 | 707.0533 | 29052.0937 | 24625.0872 | 1449.0518 | 322.5192 | 26396.6582 | 29761.4127 | 1498.2673 | 707.5997 | 31967.2797
| Gross Customer Connect (total, incl gifting) |  | Total | 107937.504 | 110119.0848 | 117196.0092 | 111222.7782 | 107274.4273 | 523006.5973 | 26531.132 | 13707.9534 | 563245.6827 | 488209.2475 | 28731.0912 | 6451.7903 | 523392.129 | 580745.7317 | 29240.3565 | 13824.5005 | 623810.5887
Reliability & Resilience
| Existing Network Protection Mgt - Planned | Augex | Historical | 1279.1897 | 1279.1897 | 1279.1897 | 1279.1897 | 1279.1897 | 7048.7135 | 357.5679 | 287.2235 | 7693.5048 | 6724.2394 | 395.7468 | 130.2176 | 7250.2038 | 6707.7584 | 337.8063 | 244.1295 | 7289.6943
| Maintain Underlying Reliability Performance | Augex | AP.2.1.01 | 4317.2654 | 4317.2654 | 4317.2654 | 4317.2654 | 4317.2654 | 23789.4079 | 1206.7915 | 969.3794 | 25965.5789 | 22694.3079 | 1335.6455 | 439.4844 | 24469.4379 | 22638.6846 | 1140.0963 | 823.9372 | 24602.7181
| Air Conditioning Relay Rooms | Augex | AP.3.2.14 | 159.8987 | 159.8987 | 159.8987 | 159.8987 | 159.8987 | 881.0892 | 44.696 | 35.9029 | 961.6881 | 840.5299 | 49.4684 | 16.2772 | 906.2755 | 838.4698 | 42.2258 | 30.5162 | 911.2118
| Network Hardening | Augex | AP.2.1.05 | 2686.7459 | 2686.7459 | 2686.7459 | 2686.7459 | 2686.7459 | 14097.4269 | 715.1357 | 574.447 | 15387.0097 | 0 | 0 | 0 | 0 | 14088.6392 | 709.5114 | 512.7574 | 15310.9081
| Low Reliability Feeders | Augex | AP.2.1.06 | 2602.7851 | 2602.7851 | 2602.7851 | 2602.7851 | 2602.7851 | 13656.8823 | 692.7877 | 556.4956 | 14906.1656 | 0 | 0 | 0 | 0 | 13648.3692 | 687.3392 | 496.7338 | 14832.4422
| Reliability (total) |  | total | 11045.8849 | 11045.8849 | 11045.8849 | 11045.8849 | 11045.8849 | 59473.5199 | 3016.9788 | 2423.4485 | 64913.9471 | 30259.0772 | 1780.8607 | 585.9792 | 32625.9172 | 57921.9212 | 2916.979 | 2108.0742 | 62946.9744
Asset Replace/Refurbish
Line Repex/Refurb - Planned
| Cable replacement planned | Repex | AP.3.1.09 | 915.1935 | 915.1935 | 915.1935 | 915.1935 | 915.1935 | 6003.4878 | 304.5455 | 162.5384 | 6470.5717 | 5976.1343 | 351.7334 | 69.773 | 6397.6407 | 4799.0509 | 241.6828 | 113.7971 | 5154.5308
| Conductor Replacement - Planned | Repex | AP.3.1.10 | 2128.6832 | 2128.6832 | 2128.6832 | 2128.6832 | 2128.6832 | 12935.7903 | 656.2081 | 350.2234 | 13942.2218 | 12876.8513 | 757.9065 | 149.9435 | 13784.7014 | 11162.2946 | 562.1391 | 264.685 | 11989.1187
| Line Ancillary Equipment - Planned (incl LFIs, fences, gates, signs etc) | Repex | AP.3.1.20 | 357.2869 | 476.3825 | 476.3825 | 476.3825 | 476.3825 | 2389.8515 | 121.2326 | 64.7028 | 2575.7869 | 2378.9627 | 139.984 | 28.3652 | 2547.3119 | 2373.1319 | 119.4418 | 57.7043 | 2550.2779
| Line Regulation - Planned (incl regulators, capacitors) | Repex | AP.3.1.19 | 723.5486 | 964.7315 | 964.7315 | 973.0741 | 981.4166 | 4866.1674 | 246.8514 | 131.7466 | 5244.7655 | 4843.9959 | 285.0377 | 57.8418 | 5186.8754 | 4832.1233 | 243.2028 | 117.7465 | 5193.0727
| Overhead Line Components - Planned (incl insulators, crossarms, taps, pole earths) | Repex | AP.3.1.06 | 12977.8473 | 12977.8473 | 12977.8473 | 12977.8473 | 12977.8473 | 59049.2071 | 2995.4542 | 1598.6976 | 63643.3589 | 58780.1629 | 3459.3818 | 689.9063 | 62929.451 | 68052.6601 | 3427.1684 | 1613.6931 | 73093.5216
| Pole Replacement Maint. Tasks - Planned | Repex | AP.3.1.05 | 20632.8202 | 20739.5596 | 20739.5596 | 20739.5596 | 20739.5596 | 92337.055 | 4684.0835 | 2499.9324 | 99521.071 | 67573.272 | 3976.7315 | 795.7921 | 72345.7956 | 108641.2396 | 5471.1679 | 2577.4294 | 116689.837
| Recloser Refurbishment - Planned | Repex | AP.3.1.13 | 451.0775 | 451.0775 | 451.0775 | 451.0775 | 451.0775 | 3324.2173 | 168.6312 | 89.9998 | 3582.8484 | 3309.0713 | 194.7506 | 38.7985 | 3542.6204 | 2365.34 | 119.1198 | 56.0879 | 2540.5477
| Recloser Replacement - Planned | Repex | AP.3.1.13 | 1285.0181 | 1285.0181 | 1285.0181 | 1285.0181 | 1285.0181 | 9469.9465 | 480.3924 | 256.3892 | 10206.7282 | 9426.7989 | 554.801 | 110.5426 | 10092.1426 | 6738.321 | 339.3455 | 159.7819 | 7237.4484
| Services Maintenance Tasks - Planned | Repex | AP.3.1.08 | 3540.2628 | 3540.2628 | 3540.2628 | 3540.2628 | 3540.2628 | 15564.2298 | 789.5438 | 421.3858 | 16775.1595 | 15493.315 | 911.8061 | 182.2053 | 16587.3263 | 18564.2732 | 934.9068 | 440.2038 | 19939.3837
| Switchgear - Overhead - Planned | Repex | AP.3.1.07 | 2907.6476 | 2907.6476 | 2907.6476 | 2907.6476 | 2907.6476 | 13183.2969 | 668.7636 | 356.9244 | 14208.985 | 8915.136 | 524.6845 | 104.5816 | 9544.4021 | 15246.9934 | 767.8468 | 361.5431 | 16376.3833
| Transformers - Planned | Repex | AP.3.1.01 | 2668.9396 | 2668.9396 | 2668.9396 | 2668.9396 | 2668.9396 | 13804.4466 | 700.2734 | 373.7414 | 14878.4614 | 13741.5498 | 808.6808 | 162.1607 | 14712.3913 | 13995.2673 | 704.8092 | 331.8616 | 15031.9381
| Poles - Planned plating | Repex | AP.3.1.05 | 6631.5188 | 6626.6355 | 6626.6355 | 6626.6355 | 6626.6355 | 32521.928 | 1649.7757 | 880.4983 | 35052.202 | 23799.9045 | 1400.6527 | 280.0592 | 25480.6163 | 34753.5785 | 1750.2117 | 824.0327 | 37327.8229
| CBD ducts & manholes | Repex | AP.2.1.07 | 2411.8195 | 2411.8195 | 2411.8195 | 2411.8195 | 2411.8195 | 12890.3347 | 653.9022 | 348.9928 | 13893.2298 | 2318.3238 | 136.3912 | 28.0832 | 2482.7981 | 12646.9921 | 636.9093 | 299.8908 | 13583.7921
| Cables - CBD 11kV PILC cable replacements | Repex | AP.2.1.07 | 1265.0049 | 1265.0049 | 1265.0049 | 1265.0049 | 1265.0049 | 13381.175 | 678.8016 | 362.2818 | 14422.2584 | 4343.3429 | 255.5729 | 51.7873 | 4650.7031 | 6633.3764 | 334.0604 | 157.2934 | 7124.7302
| Services - Aluminium neutral screen service line replacements | Repex | AP.3.1.08 | 526.5431 | 702.0575 | 702.0575 | 702.0575 | 702.0575 | 3521.9872 | 178.6637 | 95.3542 | 3796.0052 | 3505.9401 | 206.2981 | 41.8026 | 3754.0408 | 3497.3471 | 176.0245 | 85.0403 | 3758.4119
Line Repex/Refurb - Unplanned
| (Distribution) Cable Replacement - Unplanned | Repex | AP.3.1.09 | 430.6793 | 430.6793 | 430.6793 | 430.6793 | 430.6793 | 2805.7404 | 142.3299 | 75.9626 | 3024.0329 | 2792.9567 | 164.3731 | 32.7893 | 2990.119 | 2258.3769 | 113.7331 | 53.5516 | 2425.6615
| Line Regulation - Unplanned (incl regulators, capacitors) | Repex | AP.3.1.19 | 112.6243 | 112.6243 | 131.395 | 150.1658 | 150.1658 | 693.8577 | 35.1981 | 18.7855 | 747.8413 | 690.6963 | 40.651 | 8.332 | 739.6793 | 689.0034 | 34.6724 | 17.0547 | 740.7305
| Overhead Line Components - Unplanned (incl insulators, X-arms, pole earths) | Repex | AP.3.1.06 | 6392.074 | 6392.074 | 6392.074 | 6392.074 | 6392.074 | 28774.168 | 1459.6589 | 779.0315 | 31012.8585 | 28643.0651 | 1685.711 | 336.4674 | 30665.2436 | 33518.4744 | 1688.0083 | 794.804 | 36001.2867
| Poles - Unplanned | Repex | AP.3.1.05 | 1968.0307 | 1968.0307 | 1968.0307 | 1968.0307 | 1968.0307 | 11007.0066 | 558.3646 | 298.0036 | 11863.3748 | 8055.0484 | 474.0689 | 94.4331 | 8623.5505 | 10319.872 | 519.7143 | 244.7091 | 11084.2953
| Recloser Replacement - Unplanned | Repex | AP.3.1.13 | 680.0655 | 680.0655 | 680.0655 | 680.0655 | 680.0655 | 5011.7454 | 254.2363 | 135.6879 | 5401.6697 | 4988.9105 | 293.6328 | 58.1789 | 5340.7223 | 3566.0972 | 179.5906 | 84.5608 | 3830.2485
| Services Replacement - Unplanned | Repex | AP.3.1.08 | 4505.7891 | 4505.7891 | 4505.7891 | 4505.7891 | 4505.7891 | 19628.4643 | 995.7147 | 531.4208 | 21155.5999 | 19539.0317 | 1149.8848 | 230.1069 | 20919.0234 | 23627.2568 | 1189.8813 | 560.2594 | 25377.3975
| Switchgear - Ground Level - Unplanned | Repex | AP.3.1.03 | 406.708 | 406.708 | 406.708 | 406.708 | 406.708 | 1791.2543 | 90.8669 | 48.4964 | 1930.6176 | 1783.0929 | 104.948 | 20.7887 | 1908.8296 | 2132.6775 | 107.4028 | 50.5709 | 2290.6513
| Switchgear - Overhead - Unplanned | Repex | AP.3.1.07 | 3323.0258 | 3323.0258 | 3323.0258 | 3323.0258 | 3323.0258 | 15066.625 | 764.3013 | 407.9136 | 16238.84 | 10188.7268 | 599.5937 | 120.3394 | 10908.6599 | 17425.1353 | 877.5392 | 413.1921 | 18715.8666
| Transformers - Unplanned | Repex | AP.3.1.01 | 4354.5857 | 4354.5857 | 4354.5857 | 4354.5857 | 4354.5857 | 23332.3429 | 1183.6055 | 631.6996 | 25147.648 | 23226.0345 | 1366.9361 | 272.2994 | 24865.2699 | 22834.3836 | 1149.9518 | 541.4584 | 24525.7938
| Repex/Refurb - Lines (subtotal) |  | subtotal | 81596.794 | 82234.443 | 82253.2137 | 82280.327 | 82288.6695 | 403354.326 | 20461.3994 | 10920.4107 | 434736.1361 | 337190.3241 | 19844.2122 | 3965.3781 | 360999.9144 | 430673.2665 | 21688.5304 | 10220.9518 | 462582.7486
Substations Repex/Refurb
| Auxillary DC Supplies excl AC - Battery Banks & Chargers | Repex | AP.3.2.08 | 542.4708 | 542.4708 | 542.4708 | 542.4708 | 305.6593 | 2597.8474 | 131.7839 | 70.3341 | 2799.9654 | 2586.0109 | 152.0978 | 29.2779 | 2767.3866 | 2596.228 | 130.7383 | 58.5892 | 2785.5555
| Circuit Breakers Planned Replacement | Repex | AP.3.2.05 | 9289.2205 | 9289.2205 | 10180.8844 | 10113.7157 | 9222.0519 | 48698.5737 | 2470.3862 | 1318.4647 | 52487.4245 | 36055.5667 | 2121.7149 | 422.265 | 38599.5466 | 50439.7832 | 2539.2633 | 1200.3601 | 54179.4065
| Circuit Breakers Planned Refurb | Repex | AP.3.2.02 | 623.2182 | 232.8004 | 232.8004 | 232.8004 | 232.8004 | 5410.9526 | 274.4874 | 146.4961 | 5831.9361 | 4006.1741 | 235.7461 | 46.9183 | 4288.8385 | 1630.1996 | 82.3286 | 33.963 | 1746.4913
| Mobile Substations | Repex | AP.3.2.13 | 250.2763 | 250.2763 | 250.2763 | 250.2763 | 250.2763 | 1321.6338 | 67.044 | 35.7819 | 1424.4596 | 1315.6121 | 77.4287 | 15.4205 | 1408.4613 | 1312.3875 | 66.0925 | 31.1199 | 1409.5999
| Substation Insurance Spares & Asset Mgt | Repex | Historical | 1334.8067 | 1334.8067 | 1334.8067 | 1334.8067 | 1334.8067 | 7048.7135 | 357.5679 | 190.8368 | 7597.1181 | 7016.5976 | 412.9532 | 82.2427 | 7511.7935 | 6999.4001 | 352.4935 | 165.9727 | 7517.8663
| Substation Infrastructure - Civil (incl buildings, structures) | Repex | AP3.2.16 | 1251.3813 | 1251.3813 | 1251.3813 | 1251.3813 | 1251.3813 | 6608.1689 | 335.2199 | 178.9095 | 7122.2982 | 6578.0603 | 387.1436 | 77.1025 | 7042.3064 | 6561.9376 | 330.4627 | 155.5994 | 7047.9997
| Substation Transformer Repl. | Repex | AP.3.2.01 | 4518.9588 | 4462.2853 | 5100.3875 | 4292.2646 | 3540.8154 | 19893.3707 | 1009.1529 | 538.5929 | 21441.1165 | 12512.1385 | 736.0765 | 143.6278 | 13391.8428 | 22983.0786 | 1157.1094 | 531.2672 | 24671.4551
| TF Refurb (18665 & 18977) | Repex | AP.3.2.01 | 1313.9503 | 1042.8177 | 792.5415 | 792.5415 | 792.5415 | 5000.1811 | 253.6497 | 135.3749 | 5389.2057 | 4977.3989 | 293.0265 | 55.7099 | 5326.1353 | 4965.1994 | 250.4638 | 109.7605 | 5325.4237
| Surge Arrester | Repex | AP.3.2.03 | 260.9663 | 286.4264 | 286.4264 | 280.0614 | 178.2209 | 1364.6401 | 69.2256 | 36.9463 | 1470.8119 | 1358.4224 | 79.8988 | 15.5369 | 1453.8581 | 1355.0929 | 68.2267 | 31.0367 | 1454.3563
| AC Panels + auxilary supply | Repex | AP 3.2.22 | 600.663 | 600.663 | 600.663 | 600.663 | 498.4669 | 3063.9876 | 155.4303 | 82.9544 | 3302.3723 | 3050.0273 | 179.4627 | 35.3011 | 3264.7912 | 3042.5517 | 153.2206 | 70.863 | 3266.6353
| Protection Asset Replacement | Repex | AP.3.2.14 | 2350.9027 | 2392.8831 | 2224.9615 | 2057.0399 | 2099.0203 | 11674.4317 | 592.2218 | 316.0734 | 12582.7269 | 9225.212 | 542.9386 | 106.7422 | 9874.8928 | 11667.1543 | 587.7755 | 271.276 | 12526.2058
| Unplanned CB Replacement | Repex | Historical | 392.097 | 392.097 | 392.097 | 392.097 | 392.097 | 2057.3432 | 104.3651 | 55.7005 | 2217.4088 | 1523.2207 | 89.6473 | 17.8539 | 1630.7219 | 2056.0608 | 103.5443 | 48.7542 | 2208.3593
| Unplanned Substation Asset Repl - PROTECTION | Repex | Historical | 671.6865 | 671.6865 | 671.6865 | 671.6865 | 671.6865 | 3524.3567 | 178.7839 | 95.4184 | 3798.5591 | 2784.9697 | 163.906 | 32.6431 | 2981.5187 | 3522.1598 | 177.3779 | 83.5189 | 3783.0566
| Other (sub cables) | Repex | AP 3.02.09 | 595.9716 | 211.7976 | 220.5572 | 220.5572 | 185.5186 | 1514.9295 | 76.8495 | 41.0152 | 1632.7942 | 1508.0271 | 88.8243 | 16.0241 | 1612.8755 | 1504.331 | 75.9759 | 30.7785 | 1611.0854
| Northfield 66kV GIS Switchboard replacement (1/3rd) | Repex | AP 3.02.06 | 1049.5101 | 3526.354 | 4198.0405 | 1679.2162 | 0 | 10969.5603 | 556.465 | 296.9898 | 11823.0151 | 0 | 0 | 0 | 0 | 10962.7224 | 550.8473 | 232.5917 | 11746.1614
| Repex/Refurb - Substations (subtotal) |  | subtotal | 25046.0802 | 26487.9666 | 28279.9809 | 24711.5785 | 20955.3428 | 130748.6909 | 6632.6329 | 3539.8887 | 140921.2125 | 94497.4383 | 5560.865 | 1096.666 | 101154.9692 | 131598.2869 | 6625.9204 | 3055.4509 | 141279.6581
Telecom'n Repex/Refurb
| 48V DC Systems | Repex | AP.3.3.02 | 222.185 | 206.6221 | 206.6221 | 206.6221 | 218.5427 | 1411.0643 | 71.5806 | 38.2031 | 1520.8481 | 1115.0322 | 65.6324 | 13.059 | 1193.7236 | 1112.2993 | 56.0257 | 26.3379 | 1194.6629
| UPAX/Business Telephone Network | Non-network | AP.3.3.07 | 692.6767 | 125.9412 | 230.8922 | 503.7649 | 398.8139 | 2152.4505 | 0 | 55.4619 | 2207.9125 | 0 | 0 | 0 | 0 | 2047.2554 | 103.2209 | 47.67 | 2198.1462
| Data Network | Repex | AP.3.3.12 | 1110.2629 | 1110.2629 | 777.4821 | 939.4023 | 939.4023 | 6488.3407 | 329.1412 | 175.6653 | 6993.1472 | 5127.1291 | 301.8109 | 59.0981 | 5488.0381 | 5114.5627 | 257.8467 | 118.1375 | 5490.5469
| Microwave Radio | Repex | AP.3.3.01 | 96.0263 | 201.9864 | 211.9202 | 211.9202 | 211.9202 | 1242.3357 | 63.0213 | 33.635 | 1338.9921 | 981.7018 | 57.7518 | 11.9956 | 1051.4493 | 979.2957 | 49.2451 | 24.6824 | 1053.2232
| Minor Works - Unplanned | Repex | Historic | 596.0254 | 596.0254 | 629.138 | 662.2505 | 662.2505 | 4185.1736 | 212.3059 | 113.3093 | 4510.7889 | 3307.1515 | 194.6399 | 39.1805 | 3540.9718 | 3299.0457 | 166.0955 | 79.4928 | 3544.6339
| Misc Radio Systems | Repex | AP.3.3.05 | 481.4561 | 129.1388 | 129.1388 | 129.1388 | 129.1388 | 1327.8014 | 67.3568 | 35.9489 | 1431.1071 | 1049.2373 | 61.8312 | 10.8753 | 1121.9438 | 1046.6657 | 52.919 | 20.584 | 1120.1687
| Network Tel Planning Labour Capitalisation | Repex | Historic | 463.5753 | 463.5753 | 463.5753 | 463.5753 | 463.5753 | 3083.8121 | 156.4359 | 83.4911 | 3323.7392 | 2436.8485 | 143.4177 | 28.5627 | 2608.8289 | 2430.8758 | 122.4202 | 57.6419 | 2610.9379
| Optical Fibre Network | Repex | AP.3.3.04 | 331.1252 | 331.1252 | 331.1252 | 331.1252 | 331.1252 | 2202.723 | 111.74 | 59.6365 | 2374.0994 | 1740.606 | 102.4412 | 20.4019 | 1863.4492 | 1736.3398 | 87.443 | 41.1728 | 1864.9557
| Pilot Cable Network (incl CBD) stage 2 | Repex | AP.3.3.03 | 33.1125 | 33.1125 | 33.1125 | 33.1125 | 33.1125 | 220.2723 | 11.174 | 5.9636 | 237.4099 | 174.0606 | 10.2441 | 2.0402 | 186.3449 | 173.634 | 8.7443 | 4.1173 | 186.4956
| SDH Network | Repex | AP.3.3.10 | 44.3708 | 253.9731 | 253.9731 | 44.3708 | 44.3708 | 852.8943 | 43.2657 | 23.0913 | 919.2513 | 673.9627 | 39.5857 | 7.3943 | 720.9426 | 672.3108 | 33.8146 | 14.4084 | 720.5338
| TNOC Management Systems | Non-network | AP.3.3.08 | 293.8628 | 713.6669 | 776.6375 | 356.8334 | 356.8334 | 2754.2109 | 0 | 70.9674 | 2825.1783 | 0 | 0 | 0 | 0 | 2619.6064 | 131.7742 | 60.2323 | 2811.6128
| OT Cyber Security | Non-network | New | 503.7649 | 1343.373 | 1385.3534 | 629.7061 | 587.7257 | 4906.6614 | 0 | 126.4294 | 5033.0908 | 0 | 0 | 0 | 0 | 4666.8617 | 234.7755 | 106.4067 | 5008.0439
| Other | Repex |  | 335.8432 | 335.8432 | 335.8432 | 335.8432 | 335.8432 | 1762.1784 | 89.392 | 47.7092 | 1899.2795 | 1392.4848 | 81.953 | 16.3215 | 1490.7594 | 1761.0799 | 88.6889 | 41.7595 | 1891.5283
|  |  | Non-network | -1490.3044 | -2182.9811 | -2392.8831 | -1490.3044 | -1343.373 | -9813.3228 | 0 | -252.8588 | -10066.1815 | 0 | 0 | 0 | 0 | -9333.7235 | -469.7705 | -214.3089 | -10017.8029
| Repex / Refurb - Telecom'n (subtotal) |  | subtotal | 3713.9829 | 3661.6652 | 3371.9306 | 3357.3611 | 3369.2816 | 22776.5959 | 1155.4135 | 616.6533 | 24548.6627 | 17998.2146 | 1059.308 | 208.9291 | 19266.4516 | 18326.1093 | 923.243 | 428.3344 | 19677.6867
| Replacement & Refurbishment (Total) |  | Total | 110356.8571 | 112384.0748 | 113905.1252 | 110349.2665 | 106613.2939 | 556879.6128 | 28249.4458 | 15076.9527 | 600206.0113 | 449685.977 | 26464.3852 | 5270.9732 | 481421.3353 | 580597.6627 | 29237.6937 | 13704.7371 | 623540.0935
Environment
| Environmental Management - Lines (incl oil containment, EMF) | Augex | AP.4.1.03 | 166.8508 | 166.8508 | 166.8508 | 166.8508 | 166.8508 | 881.0892 | 44.696 | 16.1441 | 941.9293 | 877.0747 | 51.6192 | 8.4925 | 937.1863 | 874.925 | 44.0617 | 14.683 | 933.6697
| Oil Containment - Substation | Augex | AP.4.1.01 | 1418.2321 | 1418.2321 | 1418.2321 | 1418.2321 | 1418.2321 | 7489.2581 | 379.9158 | 137.2252 | 8006.3991 | 7455.135 | 438.7628 | 72.1858 | 7966.0836 | 7436.8626 | 374.5244 | 124.8052 | 7936.1921
| Environmental Management - Subs (eg noise abatement) | Augex | AP.4.1.05 | 142.6575 | 142.6575 | 142.6575 | 142.6575 | 142.6575 | 753.3313 | 38.2151 | 13.8032 | 805.3496 | 749.8989 | 44.1344 | 7.261 | 801.2943 | 748.0609 | 37.6727 | 12.5539 | 798.2876
| Environment (Total) |  | Total | 1727.7404 | 1727.7404 | 1727.7404 | 1727.7404 | 1727.7404 | 9123.6785 | 462.8269 | 167.1726 | 9753.6779 | 9082.1085 | 534.5163 | 87.9393 | 9704.5642 | 9059.8485 | 456.2588 | 152.042 | 9668.1493
Safety
| Elizabeth Transformer Stations | Repex | AP.5.1.02 | 411.913 | 417.1271 | 417.1271 | 417.1271 | 417.1271 | 2197.2162 | 111.4606 | 67.7565 | 2376.4333 | 2187.205 | 128.7241 | 33.4665 | 2349.3956 | 2181.8442 | 109.8758 | 60.972 | 2352.692
| Line Clearance Rectification - Distribution | Repex | AP.5.1.06 | 2746.985 | 2746.985 | 2746.985 | 2746.985 | 2746.985 | 17389.3964 | 882.1311 | 536.2444 | 18807.7719 | 12725.7514 | 748.9219 | 195.4095 | 13670.0828 | 14404.5182 | 725.4193 | 402.0794 | 15532.0169
| Substation Asbestos Removal | Repex | [6 empty] | 0 | 0 | 0 | 0 | 0 | 0 | 0 | 0 | 999.5859 | 50.3008 | 28.7762 | 1078.6628 | Note: RP only
| Substation Lighting | Augex | AP.5.1.05 | 100.1105 | 100.1105 | 100.1105 | 100.1105 | 100.1105 | 528.6535 | 26.8176 | 15.9857 | 571.4568 | 526.2448 | 30.9715 | 8.0455 | 565.2618 | 524.955 | 26.437 | 14.6533 | 566.0453
| Substation Security & Fencing | Augex | AP.5.1.03 | 2002.21 | 2002.21 | 2002.21 | 2002.21 | 2002.21 | 11525.9681 | 584.6905 | 348.5286 | 12459.1873 | 10524.8964 | 619.4298 | 160.9096 | 11305.2359 | 10499.1001 | 528.7403 | 293.0658 | 11320.9063
| CBD Maintenance Projects (CBD Safety) | Repex | AP.2.1.07 | 354.4825 | 354.4825 | 354.4825 | 354.4825 | 354.4825 | 1859.9793 | 94.3532 | 57.357 | 2011.6895 | 1851.5047 | 108.968 | 28.3067 | 1988.7794 | 1858.8198 | 93.6112 | 51.886 | 2004.317
| Emergency Switching Communication (Mobile Radio) | Repex | AP.3.3.06 | 579.4692 | 579.4692 | 248.3439 | 662.2505 | 596.0254 | 3546.384 | 179.9013 | 109.3614 | 3835.6467 | 2802.3757 | 165.0011 | 43.2965 | 3010.6732 | 2795.5072 | 140.9567 | 79.0481 | 3015.512
| Substation Infrastructure - Earth systems (Earth Grid Upgrades) | Augex | AP.3.2.10 | 1026.1326 | 1026.1326 | 1026.1326 | 1026.1326 | 1026.1326 | 5418.6985 | 274.8803 | 163.8536 | 5857.4324 | 5394.0094 | 317.4578 | 82.4662 | 5793.9334 | 5380.7888 | 270.9794 | 150.1962 | 5801.9645
| Distribution Earthing | Repex | AP.3.1.18 | 75.2477 | 100.3303 | 100.3303 | 100.3303 | 100.3303 | 503.3234 | 25.5326 | 15.5212 | 544.3773 | 501.0301 | 29.4818 | 7.7921 | 538.3041 | 499.8021 | 25.1555 | 14.2846 | 539.2422
| Telco Structures | Repex | AP.3.3.13 | 277.0707 | 277.0707 | 277.0707 | 277.0707 | 768.2414 | 1969.2343 | 99.8955 | 60.7261 | 2129.856 | 1556.1018 | 91.745 | 26.0092 | 1673.856 | 1968.0068 | 99.1289 | 61.7563 | 2128.8919
| Switchgear - Ground Level - Planned | Repex | AP.3.1.03 | 2982.5256 | 2982.5256 | 2982.5256 | 2982.5256 | 2982.5256 | 18224.4171 | 924.4901 | 561.9943 | 19710.9015 | 18141.3817 | 1067.7191 | 276.6449 | 19485.7457 | 15639.6353 | 787.6204 | 436.5558 | 16863.8114
| Instrument Transformers (CTs & VTs) | Repex | AP.3.2.02 | 487.6216 | 575.2183 | 541.431 | 541.431 | 541.431 | 2837.9883 | 143.9658 | 87.5163 | 3069.4703 | 2825.0576 | 166.2491 | 43.3818 | 3034.6885 | 2818.1335 | 141.9051 | 79.1316 | 3039.1701
| Rural Protection | Augex | AP.3.2.14 | 897.0373 | 1190.5643 | 1190.5643 | 1184.2672 | 897.0373 | 12361.6812 | 627.0846 | 373.7994 | 13362.5652 | 0 | 0 | 0 | 0 | 5620.7507 | 282.8817 | 156.6728 | 6060.3052
| Network Protection Substation Audits | Augex | Historic | 250.2763 | 250.2763 | 250.2763 | 250.2763 | 250.2763 | 1321.6338 | 67.044 | 39.9643 | 1428.642 | 1315.6121 | 77.4287 | 20.1137 | 1413.1545 | 1312.3875 | 66.0925 | 36.6332 | 1415.1133
| CBD 33kV Substation Migration to 11kV | Augex | AP.2.1.07 | 1341.7997 | 1341.7997 | 1341.7997 | 1341.7997 | 1341.7997 | 11454.1594 | 581.0478 | 346.3572 | 12381.5644 | 7053.3575 | 415.1167 | 107.8351 | 7576.3092 | 7036.0698 | 354.3402 | 196.4008 | 7586.8109
| Planned & Unplanned Disconnector Repl | Repex | AP.3.2.17 | 383.7569 | 383.7569 | 372.4945 | 361.2321 | 361.2321 | 1967.0316 | 99.7838 | 60.6582 | 2127.4736 | 1958.0693 | 115.2392 | 29.751 | 2103.0595 | 1953.2701 | 98.3835 | 54.0519 | 2105.7055
| Substations rebuilds at BHP Ardrossan, Quorn & Burra substations. Kleins Point & Walkers Flat substation rebuilds + Wilmington (19672) | Repex | AP.3.2.12 | 1673.906 | 1673.906 | 1673.906 | 1673.906 | 1673.906 | 12907.9565 | 654.7961 | 398.0483 | 13960.8009 | 8025.6679 | 472.2338 | 120.6139 | 8618.5156 | 8777.5542 | 442.0423 | 245.0116 | 9464.6081
| CBD Pilot Cable replacement program |  |  | 498.7591 | 0 | 0 | 0 | 0 | 663.5725 | 33.6618 | 20.4629 | 717.6972 | 524.3594 | 30.9733 | 5.3891 | 560.7217 | 523.0742 | 26.6373 | 7.9716 | 557.683
Bushfire
| Bushfire Risk Reduction | Augex | B Case | 2031.4089 | 2000.1244 | 2018.8951 | 1993.8675 | 1981.3537 | 10588.4893 | 537.134 | 327.1796 | 11452.8028 | 10540.2452 | 620.3292 | 160.8475 | 11321.4219 | 10514.4113 | 529.52 | 292.7607 | 11336.6921
| Repex Sub-total | Repex |  | 10471.7373 | 10090.8716 | 9714.6966 | 10117.3407 | 10542.2864 | 64066.4995 | 3249.9719 | 1975.6465 | 69292.118 | 53098.5047 | 3125.2563 | 810.0612 | 57033.8223 | 54419.7514 | 2741.0366 | 1521.5251 | 58682.3131
| Augex Sub-total | Augex |  | 5617.5664 | 5911.0934 | 5911.0934 | 5904.7964 | 5617.5664 | 42610.7945 | 2161.5647 | 1288.4889 | 46060.8481 | 24814.1202 | 1460.4045 | 379.3701 | 26653.8948 | 30374.0519 | 1529.4713 | 847.6222 | 32751.1454
| Safety (Total) |  | Total | 18120.7126 | 18002.0894 | 17644.6851 | 18016.0045 | 18141.2065 | 117265.7833 | 5948.6706 | 3591.315 | 126805.7689 | 88452.8702 | 5205.99 | 1350.2788 | 95009.139 | 95308.2146 | 4800.0279 | 2661.908 | 102770.1505
Network ("Strategic" category)
| Substations CM equip | Augex | AMP 3.0.01 | 250.2763 | 250.2763 | 250.2763 | 250.2763 | 250.2763 | 1321.6338 | 67.044 | 46.7191 | 1435.3968 | 1315.6121 | 77.4287 | 17.4319 | 1410.4727 | 1312.3875 | 66.0925 | 40.9139 | 1419.394
| Network - Strategic (Total) |  | Total | 250.2763 | 250.2763 | 250.2763 | 250.2763 | 250.2763 | 1321.6338 | 67.044 | 46.7191 | 1435.3968 | 1315.6121 | 77.4287 | 17.4319 | 1410.4727 | 1312.3875 | 66.0925 | 40.9139 | 1419.394
Network Control
| SCADA to remaining substations | Augex | AP.2.1.02 | 0 | 0 | 0 | 0 | 0 | 7511.2853 | 381.0332 | 265.5202 | 8157.8388 | 0 | 0 | 0 | 0 | 0 | 0 | 0 | 0
| Network Data Capture | Augex | Historic | 500.5525 | 500.5525 | 500.5525 | 500.5525 | 500.5525 | 2643.2675 | 134.0879 | 93.4382 | 2870.7937 | 2631.2241 | 154.8575 | 34.8638 | 2820.9453 | 2624.775 | 132.1851 | 81.8279 | 2838.788
| SCADA Improvement Project (inc TDU & RTU) | Augex | AP.2.1.02 | 724.1326 | 724.1326 | 724.1326 | 724.1326 | 724.1326 | 3823.9271 | 193.9806 | 135.1739 | 4153.0815 | 3806.5042 | 224.0271 | 50.4362 | 4080.9676 | 3797.1745 | 191.2277 | 118.3777 | 4106.78
| SCADA Data Concentrator | Augex | AP.2.1.02 | 0 | 223.163 | 223.163 | 0 | 0 | 471.3827 | 23.9124 | 16.6631 | 511.9582 | 469.235 | 27.5316 | 5.6091 | 502.3757 | 468.0849 | 23.5268 | 12.2073 | 503.819
| Low Voltage Management | Augex | B Case | 5315.5589 | 7948.9897 | 5862.1438 | 5352.0819 | 3478.0766 | 29338.0671 | 1488.2645 | 1037.0862 | 31863.4177 | 29204.3949 | 1717.5575 | 371.5831 | 31293.5355 | 29319.779 | 1477.2385 | 854.9656 | 31651.983
| OMS Replacement Project | Non-network | AP.2.1.02 | 0 | 0 | 0 | 0 | 0 | 129.6099 | 0 | 4.3604 | 133.9704 | 0 | 0 | 0 | 0 | 0 | 0 | 0 | 0
| ADMS/OMS Hardware Upgrade | Non-network | AP.2.1.02 | 1556.6334 | 10.0753 | 10.0753 | 1556.6334 | 1556.6334 | 5171.4359 | 0 | 173.9819 | 5345.4179 | 0 | 0 | 0 | 0 | 4918.6962 | 248.0282 | 169.8722 | 5336.5966
| ADMS/OMS Software Upgrade | Non-network | AP.2.1.02 | 1399.2069 | 0 | 0 | 1551.5958 | 3103.1916 | 6675.3739 | 0 | 224.5787 | 6899.9527 | 0 | 0 | 0 | 0 | 6349.1333 | 320.0367 | 244.7368 | 6913.9068
|  |  | Non-network | -2955.8403 | -10.0753 | -10.0753 | -3108.2292 | -4659.825 | -11976.4198 | 0 | -402.9211 | -12379.3409 | 0 | 0 | 0 | 0 | -11267.8295 | -568.0649 | -414.609 | -12250.5034
| Network Control (Total) |  | Total | 6540.2441 | 9396.8379 | 7309.9919 | 6576.767 | 4702.7617 | 43787.9297 | 2221.2786 | 1547.8817 | 47557.0899 | 36111.3582 | 2123.9736 | 462.4922 | 38697.8241 | 36209.8134 | 1824.1781 | 1067.3784 | 39101.37
PLEC
| PLEC - Non-Specific (gross) | Augex |  | 9593.923 | 9593.923 | 9593.923 | 9593.923 | 9593.923 | 50662.628 | 2570.019 | 1928.8971 | 55161.5441 | 50431.7954 | 2968.1012 | 205.6067 | 53605.5033 | 50308.188 | 2533.5473 | 1409.4734 | 54251.2088
| PLEC (Total) |  | Total | 9593.923 | 9593.923 | 9593.923 | 9593.923 | 9593.923 | 50662.628 | 2570.019 | 1928.8971 | 55161.5441 | 50431.7954 | 2968.1012 | 205.6067 | 53605.5033 | 50308.188 | 2533.5473 | 1409.4734 | 54251.2088
Customer Contributions
| Customer Connect <$30k | Connections | AP.7.1.01 | 4792.6243 | 5232.888 | 5356.7291 | 5123.5178 | 4661.737 | 26472.1282 | 1342.8808 | 666.2666 | 28481.2756 | 26351.514 | 1551.3893 | 340.794 | 28243.6973 | 26394.4399 | 1328.9242 | 602.853 | 28326.2172
| Customer Connect >$30k<$100k | Connections | AP.7.1.01 | 6647.6163 | 7097.9037 | 7275.8744 | 7132.7981 | 6920.7894 | 34345.5229 | 1742.2832 | 864.429 | 36952.2351 | 34189.0354 | 2011.961 | 433.8152 | 36634.8117 | 36784.9269 | 1852.109 | 846.5037 | 39483.5396
| Customer Projects >$100k | Connections | AP.7.1.01 | 20463.0149 | 19290.8288 | 22776.1111 | 20178.1431 | 19749.9698 | 84356.1666 | 4279.2282 | 2123.1272 | 90758.522 | 83971.8171 | 4940.9489 | 1052.9459 | 89965.7118 | 107453.0142 | 5409.539 | 2460.1557 | 115322.7089
| URDs | Connections | AP.7.1.01 | -2447.2208 | -1643.4517 | -1107.6056 | -1643.4517 | -2545.741 | 37665.5602 | 1910.7024 | 947.9897 | 40524.2523 | 37493.9458 | 2206.3468 | 471.5849 | 40171.8775 | -9845.1207 | -496.6522 | -227.5057 | -10569.2786
| PLEC | Augex | AP.7.1.01 | 2234.2103 | 2234.2103 | 2234.2103 | 2234.2103 | 2234.2103 | 11894.704 | 603.3958 | 299.3731 | 12797.4729 | 11840.5085 | 696.8585 | 150.8528 | 12688.2198 | 11715.6529 | 590.0066 | 268.6503 | 12574.3098
| Gifting | Connections | NA | 7442.3961 | 7490.3212 | 7332.3291 | 7022.9246 | 6375.446 | 130634.3966 | 6626.835 | 3287.8857 | 140549.1173 | 130039.1909 | 7653.2964 | 1656.7509 | 139349.2382 | 129720.4674 | 6532.7923 | 2974.6048 | 139227.8645
| Recoverable Works Contribution | Repex | [6 empty] | 0 | 0 | 0 | 0 | 0 | 0 | 0 | 0 | 17012.5466 | 856.761 | 390.1127 | 18259.4202
| Embedded Generation Contribution | Connections | NA | 24738.084 | 24738.084 | 24738.084 | 24738.084 | 24738.084 | 0 | 0 | 0 | 0 | 0 | 0 | 0 | 0 | 18183.1511 | 915.7132 | 416.9557 | 19515.8201
| Customer Contributions (Total) |  | Total | 63870.7249 | 64440.7843 | 68605.7323 | 64786.2262 | 62134.4954 | 325368.4785 | 16505.3254 | 8189.0712 | 350062.8751 | 323886.0116 | 19060.801 | 4106.7437 | 347053.5563 | 337419.0784 | 16989.193 | 7732.3303 | 362140.6017
Network
| Total (gross) - incl Gifting |  |  | 288126.2507 | 294623.797 | 298701.73 | 289922.5276 | 280616.6459 | 1505742.4662 | 76383.4575 | 41540.5119 | 1623666.4355 | 1250229.677 | 73576.2445 | 15458.8955 | 1339264.817 | 1523776.7356 | 76733.2195 | 37180.6918 | 1637690.6469
| Total (net) |  |  | 224255.5258 | 230183.0127 | 230095.9977 | 225136.3014 | 218482.1506 | 1180373.9877 | 59878.1321 | 33351.4407 | 1273603.5604 | 926343.6653 | 54515.4435 | 11352.1518 | 992211.2607 | 1186357.6572 | 59744.0265 | 29448.3615 | 1275550.0452
Net Customer Connections | [8 empty] | 197638.1188 | 10025.8067 | 5518.8822 | 213182.8076 | 164323.2359 | 9670.2902 | 2345.0466 | 176338.5726 | 243326.6533 | 12251.1634 | 6092.1703 | 261669.987
| Direct Costs (Non-network cost do not attract Overheads) | $2017-18 ($'000)
| Baseline Direct Expenditure : $2017-18 ($'000) |  |  | 2020/21 | 2021/22 | 2022/23 | 2023/24 | 2024/25 | Direct Costs | Overheads | Escalation | Total | Direct Costs | Overheads | Escalation | Total | Direct Costs | Overheads | Escalation | Total
| Information Technology |  |  | 67777.1227 | 66623.0312 | 45252.7788 | 40359.1864 | 38264.2844 | 275109.376 | 0 | 9447.273 | 284556.6489 | 195596.2141 | 0 | 1222.5279 | 196818.742 | 270867.6698 | 0 | 8568.5321 | 279436.202
| Heavy Vehicle Fleet - 15yrs | C-19 |  | 3355 | 7690 | 5840 | 4675 | 5445 | 28521.06 | 0 | 0 | 28521.06 | 35943.8883 | 0 | 0 | 35943.8883 | 28321.5242 | 0 | 0 | 28321.5242
| Heavy Vehicle Fleet - 10yrs | C-20 |  | 3601.445 | 2973.14 | 4695.525 | 10586.825 | 7906.107 | 37688.3549 | 0 | 0 | 37688.3549 | 11867.2252 | 0 | 0 | 11867.2252 | 31214.0239 | 0 | 0 | 31214.0239
| Light Vehicle Fleet | C-21 |  | 5074.901 | 6264.5004 | 11163.2505 | 8187.5924 | 5324.2312 | 50430.6837 | 0 | 0 | 50430.6837 | 32120.9358 | 0 | 0 | 32120.9358 | 37770.2218 | 0 | 0 | 37770.2218
| Plant and Tools | C-22 |  | 5096.7333 | 4245.7333 | 3485.2333 | 3220.4 | 3712.4 | 20869.8539 | 0 | 0 | 20869.8539 | 20774.7652 | 0 | 0 | 20774.7652 | 20723.8467 | 0 | 0 | 20723.8467
| Property | C-24 |  | 8788.4335 | 9225.3582 | 9662.283 | 10099.2078 | 10536.1325 | 61496.8687 | 0 | 0 | 61496.8687 | 0 | 0 | 0 | 0 | 50666.651 | 0 | 0 | 50666.651
| Superannuation | C-28 |  | -6141.2566 | -6141.2566 | -6141.2566 | -6141.2566 | -6141.2566 | -36648.0307 | 0 | -1681.7898 | -38329.8205 | -36481.0523 | 0 | -877.8895 | -37358.9418 | -32203.2489 | 0 | -1354.1112 | -33557.3601
| Operational Information Technology | C-29 |  | 4301.4281 | 2096.9318 | 2297.6071 | 4450.5561 | 5818.9436 | 21789.7425 | 0 | 425.9083 | 22215.6508 | 9357.6962 | 713.2465 | 89.0761 | 10160.0188 | 20601.5529 | 907.8766 | 380.3819 | 21889.8114
| Total Non-Network |  |  | 91853.807 | 92977.4384 | 76255.4211 | 75437.5111 | 70865.8421 | 459257.9091 | 0 | 8191.3915 | 467449.3006 | 269179.6725 | 713.2465 | 433.7146 | 270326.6336 | 427962.2416 | 907.8766 | 7594.8027 | 436464.9209
Network
| Total (gross) - incl Gifting |  |  | 379980.0578 | 387601.2354 | 374957.1511 | 365360.0387 | 351482.4881 | 1965000.3753 | 76383.4575 | 49731.9034 | 2091115.7361 | 1519409.3494 | 74289.491 | 15892.6101 | 1609591.4506 | 1951738.9772 | 77641.0961 | 44775.4945 | 2074155.5678
| Total (net) |  |  | 316109.3328 | 323160.4511 | 306351.4188 | 300573.8125 | 289347.9927 | 1639631.8968 | 59878.1321 | 41542.8322 | 1741052.861 | 1195523.3378 | 55228.6901 | 11785.8664 | 1262537.8942 | 1614319.8988 | 60651.9031 | 37043.1643 | 1712014.9662
Check | [11 empty] | 0 |  |  |  | 0 |  |  |  | 0
Network Capex | Repex | [7 empty] | 620946.1123 | 31499.4177 | 17052.5993 | 669498.1293 | 502784.4817 | 29589.6415 | 6081.0344 | 538455.1576 | 635017.414 | 31978.7303 | 15226.2622 | 682222.4066
| Augex | [7 empty] | 361789.7566 | 18352.9077 | 10779.9592 | 390922.6235 | 259235.9477 | 15255.5119 | 2926.0709 | 277417.5304 | 308013.5899 | 15514.1327 | 8129.929 | 331657.6516
Connections
| - Gross | [7 empty] | 523006.5973 | 26531.132 | 13707.9534 | 563245.6827 | 488209.2475 | 28731.0912 | 6451.7903 | 523392.129 | 580745.7317 | 29240.3565 | 13824.5005 | 623810.5887
| - Net | [7 empty] | 197638.1188 | 10025.8067 | 5518.8822 | 213182.8076 | 164323.2359 | 9670.2902 | 2345.0466 | 176338.5726 | 243326.6533 | 12251.1634 | 6092.1703 | 261669.987
Total Network | - Gross | [7 empty] | 1505742.4662 | 76383.4575 | 41540.5119 | 1623666.4355 | 1250229.677 | 73576.2445 | 15458.8955 | 1339264.817 | 1523776.7356 | 76733.2195 | 37180.6918 | 1637690.6469
| - Net | [7 empty] | 1180373.9877 | 59878.1321 | 33351.4407 | 1273603.5604 | 926343.6653 | 54515.4435 | 11352.1518 | 992211.2607 | 1186357.6572 | 59744.0265 | 29448.3615 | 1275550.0452
Total Capex | [8 empty] | 1639631.8968 | 59878.1321 | 41542.8322 | 1741052.861 | 1195523.3378 | 55228.6901 | 11785.8664 | 1262537.8942 | 1614319.8988 | 60651.9031 | 37043.1643 | 1712014.9662
Fleet disposals | [11 empty] | -21398.5 |  |  |  | -15661.3 |  |  |  | -18658.5
Total capex including fleet disposals | [11 empty] | 1719654.361 |  |  |  | 1246876.5942 |  |  |  | 1693356.4662
Note on B120: Trevor Gusling: 'Protection Compliance (Primary&Backup)' in Original Proposal

## Revised Proposal $2020
|  | Direct Costs | $2017-18 ($'000) | [7 empty] | $2020 Escalator | 1.0488
$2020 ($'000) | [10 empty] | Network Business Overheads Rate | Overheads | Escalation | Total
|  | AER RIN ref | Doc/Plan ref | 2020/21 | 2021/22 | 2022/23 | 2023/24 | 2024/25 | Total |  | 5.073%
Category / Description |  | (Repex,Augex etc) | (eg AP) | Jul-Jun | Jul-Jun | Jul-Jun | Jul-Jun | Jul-Jun |  | SEM Reference |  |  |  |  | Asset class | Expenditure category
Capacity Upgrade
| Connection Point Capacity (ETC/NER Code) | Augex | AP.1.1.01 | 4326.5042 | 5253.9247 | 1544.2426 | 0 | 0 | 11124.6715 | C-2 |  | 563.8681 | 155.5204 | 11844.0601 | Substations - Sub-transmission | Capacity Augmentation
| LV & Distribution Transformers (QoS BAU) | Augex | AP.1.1.01 | 7603.2811 | 7774.1414 | 7945.0016 | 7945.0016 | 8115.8619 | 39383.2875 | C-2 |  | 1983.1085 | 786.8449 | 42153.241 | Distribution Transformers | Capacity Augmentation
| Distribution Feeders (11 & 7.6kV) | Augex | AP.1.1.01 | 2406.0438 | 288.7253 | 74.3686 | 546.8281 | 791.8071 | 4107.7729 | C-2 |  | 208.1064 | 68.5816 | 4384.4609 | Distribution Lines | Capacity Augmentation
| Strategic Network Capacity (Other) | Augex | AP.1.1.01 | 3587.1925 | 3587.1925 | 3587.1925 | 3587.1925 | 3587.1925 | 17935.9627 | C-2 |  | 903.2647 | 355.84 | 19195.0674 | Distribution Lines | Capacity Augmentation
| Substation Capacity | Augex | AP.1.1.01 | 3127.8569 | 2134.817 | 2904.751 | 2104.1946 | 699.94 | 10971.5596 | C-2 |  | 552.5922 | 194.9029 | 11719.0548 | Substations - Distribution | Capacity Augmentation
| Subtransmission Network | Augex | AP.1.1.01 | 0 | 498.7073 | 997.4145 | 4020.8671 | 5757.8279 | 11274.8167 | C-2 |  | 565.9988 | 294.4297 | 12135.2452 | Sub-transmission lines | Capacity Augmentation
| Distribution Line - SWER Replacements | Augex | AP.1.1.01 | 612.4475 | 612.4475 | 612.4475 | 612.4475 | 612.4475 | 3062.2375 | C-2 |  | 154.2159 | 60.7532 | 3277.2066 | Distribution Lines | Capacity Augmentation
| Voltage Regulation | Augex | AP.1.1.01 | 1382.718 | 1382.718 | 1382.718 | 1382.718 | 1382.718 | 6913.5899 | C-2 |  | 348.1721 | 137.1619 | 7398.9239 | Sub - Refurb & short | Capacity Augmentation
| Land | Augex | AP.1.1.01 | 0 | 0 | 0 | 1356.1338 | 1356.1338 | 2712.2675 | C-2 |  | 136.0941 | 73.1389 | 2921.5005 | Substation Land | Capacity Augmentation
| LV Two Way Network (QoS) | Augex | AP.1.1.01 | 606.5539 | 1648.8014 | 1956.3499 | 615.0969 | 0 | 4826.8021 | C-2 |  | 242.6648 | 84.4906 | 5153.9574 | Electronic Network | Capacity Augmentation
| Capacity Augmentation (Total) |  | Total | 23652.5979 | 23181.475 | 21004.4863 | 22170.4801 | 22303.9286 | 112312.9679 | C-2 |  | 5658.0857 | 2211.6641 | 120182.7177
Customer Connect (gross)
| Customer Connect < $30k | Connections | AP.7.1.01 | 20387.2049 | 22260.03 | 22786.8339 | 21794.7835 | 19830.4273 | 107059.2796 | C-3 |  | 5390.2894 | 2539.4483 | 114989.0173 | LVS | Connections
| Customer Connect > $30k<$100k | Connections | AP.7.1.01 | 27156.4677 | 28995.9566 | 29722.9923 | 29138.5052 | 28272.4193 | 143286.341 | C-3 |  | 7214.4202 | 3424.3363 | 153925.0975 | Distribution Lines | Connections
| Customer Connect > $100k | Connections | AP.7.1.01 | 34135.9386 | 32180.5243 | 37994.5933 | 33660.7219 | 32946.4528 | 170918.231 | C-3 |  | 8604.5872 | 4063.9343 | 183586.7525 | Distribution Lines | Connections
| Gifting | Connections | NA | 25944.0935 | 25944.0935 | 25944.0935 | 25944.0935 | 25944.0935 | 129720.4674 | C-3 |  | 6532.7923 | 3089.1819 | 139342.4416 | Distribution Lines | Connections
| URDs | Connections | AP.7.1.01 | 5575.8745 | 6106.9101 | 6460.9339 | 6106.9101 | 5510.784 | 29761.4127 | C-3 |  | 1498.2673 | 707.5997 | 31967.2797 | Distribution Lines - Underground | Connections
| Gross Customer Connect (total, incl gifting) |  | Total | 113199.5792 | 115487.5145 | 122909.4469 | 116645.0142 | 112504.1768 | 580745.7317 | C-3 |  | 29240.3565 | 13824.5005 | 623810.5887
Reliability & Resilience
| Existing Network Protection Mgt - Planned | Augex | Historical | 1341.5517 | 1341.5517 | 1341.5517 | 1341.5517 | 1341.5517 | 6707.7584 | C-5 |  | 337.8063 | 244.1295 | 7289.6943 | Dist line - Refurb & short | Reliability
| Maintain Underlying Reliability Performance | Augex | AP.2.1.01 | 4527.7369 | 4527.7369 | 4527.7369 | 4527.7369 | 4527.7369 | 22638.6846 | C-5 |  | 1140.0963 | 823.9372 | 24602.7181 | Sub-transmission lines | Reliability
| Air Conditioning Relay Rooms | Augex | AP.3.2.14 | 167.694 | 167.694 | 167.694 | 167.694 | 167.694 | 838.4698 | C-5 |  | 42.2258 | 30.5162 | 911.2118 | Electronic Network | Reliability
| Network Hardening | Augex | AP.2.1.05 | 2817.7278 | 2817.7278 | 2817.7278 | 2817.7278 | 2817.7278 | 14088.6392 | C-5 |  | 709.5114 | 512.7574 | 15310.9081 | Sub-transmission lines | Reliability
| Low Reliability Feeders | Augex | AP.2.1.06 | 2729.6738 | 2729.6738 | 2729.6738 | 2729.6738 | 2729.6738 | 13648.3692 | C-5 |  | 687.3392 | 496.7338 | 14832.4422 | Distribution Lines | Reliability
| Reliability (total) |  | total | 11584.3842 | 11584.3842 | 11584.3842 | 11584.3842 | 11584.3842 | 57921.9212 | C-5 |  | 2916.979 | 2108.0742 | 62946.9744
Asset Replace/Refurbish
Line Repex/Refurb - Planned
| Cable replacement planned | Repex | AP.3.1.09 | 959.8102 | 959.8102 | 959.8102 | 959.8102 | 959.8102 | 4799.0509 | C-1 |  | 241.6828 | 113.7971 | 5154.5308 | Distribution Lines - Underground | Asset Replacement and Refurbishment
| Conductor Replacement - Planned | Repex | AP.3.1.10 | 2232.4589 | 2232.4589 | 2232.4589 | 2232.4589 | 2232.4589 | 11162.2946 | C-1 |  | 562.1391 | 264.685 | 11989.1187 | Dist line - Refurb & short | Asset Replacement and Refurbishment
| Line Ancillary Equipment - Planned (incl LFIs, fences, gates, signs etc) | Repex | AP.3.1.20 | 374.705 | 499.6067 | 499.6067 | 499.6067 | 499.6067 | 2373.1319 | C-1 |  | 119.4418 | 57.7043 | 2550.2779 | Dist line - Refurb & short | Asset Replacement and Refurbishment
| Line Regulation - Planned (incl regulators, capacitors) | Repex | AP.3.1.19 | 758.8225 | 1011.7633 | 1011.7633 | 1020.5125 | 1029.2618 | 4832.1233 | C-1 |  | 243.2028 | 117.7465 | 5193.0727 | Dist line - Refurb & short | Asset Replacement and Refurbishment
| Overhead Line Components - Planned (incl insulators, crossarms, taps, pole earths) | Repex | AP.3.1.06 | 13610.532 | 13610.532 | 13610.532 | 13610.532 | 13610.532 | 68052.6601 | C-1 |  | 3427.1684 | 1613.6931 | 73093.5216 | Distribution Lines | Asset Replacement and Refurbishment
| Pole Replacement Maint. Tasks - Planned | Repex | AP.3.1.05 | 21638.6935 | 21750.6365 | 21750.6365 | 21750.6365 | 21750.6365 | 108641.2396 | C-1 |  | 5471.1679 | 2577.4294 | 116689.837 | Distribution Lines | Asset Replacement and Refurbishment
| Recloser Refurbishment - Planned | Repex | AP.3.1.13 | 473.068 | 473.068 | 473.068 | 473.068 | 473.068 | 2365.34 | C-1 |  | 119.1198 | 56.0879 | 2540.5477 | Dist line - Refurb & short | Asset Replacement and Refurbishment
| Recloser Replacement - Planned | Repex | AP.3.1.13 | 1347.6642 | 1347.6642 | 1347.6642 | 1347.6642 | 1347.6642 | 6738.321 | C-1 |  | 339.3455 | 159.7819 | 7237.4484 | Dist line - Refurb & short | Asset Replacement and Refurbishment
| Services Maintenance Tasks - Planned | Repex | AP.3.1.08 | 3712.8546 | 3712.8546 | 3712.8546 | 3712.8546 | 3712.8546 | 18564.2732 | C-1 |  | 934.9068 | 440.2038 | 19939.3837 | Distribution Lines | Asset Replacement and Refurbishment
| Switchgear - Overhead - Planned | Repex | AP.3.1.07 | 3049.3987 | 3049.3987 | 3049.3987 | 3049.3987 | 3049.3987 | 15246.9934 | C-1 |  | 767.8468 | 361.5431 | 16376.3833 | Distribution Lines | Asset Replacement and Refurbishment
| Transformers - Planned | Repex | AP.3.1.01 | 2799.0535 | 2799.0535 | 2799.0535 | 2799.0535 | 2799.0535 | 13995.2673 | C-1 |  | 704.8092 | 331.8616 | 15031.9381 | Distribution Lines | Asset Replacement and Refurbishment
| Poles - Planned plating | Repex | AP.3.1.05 | 6954.8128 | 6949.6914 | 6949.6914 | 6949.6914 | 6949.6914 | 34753.5785 | C-1 |  | 1750.2117 | 824.0327 | 37327.8229 | Dist line - Refurb & short | Asset Replacement and Refurbishment
| CBD ducts & manholes | Repex | AP.2.1.07 | 2529.3984 | 2529.3984 | 2529.3984 | 2529.3984 | 2529.3984 | 12646.9921 | C-1 |  | 636.9093 | 299.8908 | 13583.7921 | Dist line - Refurb & short | Asset Replacement and Refurbishment
| Cables - CBD 11kV PILC cable replacements | Repex | AP.2.1.07 | 1326.6753 | 1326.6753 | 1326.6753 | 1326.6753 | 1326.6753 | 6633.3764 | C-1 |  | 334.0604 | 157.2934 | 7124.7302 | Distribution Lines - Underground | Asset Replacement and Refurbishment
| Services - Aluminium neutral screen service line replacements | Repex | AP.3.1.08 | 552.2127 | 736.2836 | 736.2836 | 736.2836 | 736.2836 | 3497.3471 | C-1 |  | 176.0245 | 85.0403 | 3758.4119 | Distribution Lines | Asset Replacement and Refurbishment
Line Repex/Refurb - Unplanned
| (Distribution) Cable Replacement - Unplanned | Repex | AP.3.1.09 | 451.6754 | 451.6754 | 451.6754 | 451.6754 | 451.6754 | 2258.3769 | C-1 |  | 113.7331 | 53.5516 | 2425.6615 | Dist line - Refurb & short | Asset Replacement and Refurbishment
| Line Regulation - Unplanned (incl regulators, capacitors) | Repex | AP.3.1.19 | 118.1149 | 118.1149 | 137.8007 | 157.4865 | 157.4865 | 689.0034 | C-1 |  | 34.6724 | 17.0547 | 740.7305 | Dist line - Refurb & short | Asset Replacement and Refurbishment
| Overhead Line Components - Unplanned (incl insulators, X-arms, pole earths) | Repex | AP.3.1.06 | 6703.6949 | 6703.6949 | 6703.6949 | 6703.6949 | 6703.6949 | 33518.4744 | C-1 |  | 1688.0083 | 794.804 | 36001.2867 | Distribution Lines | Asset Replacement and Refurbishment
| Poles - Unplanned | Repex | AP.3.1.05 | 2063.9744 | 2063.9744 | 2063.9744 | 2063.9744 | 2063.9744 | 10319.872 | C-1 |  | 519.7143 | 244.7091 | 11084.2953 | Distribution Lines | Asset Replacement and Refurbishment
| Recloser Replacement - Unplanned | Repex | AP.3.1.13 | 713.2194 | 713.2194 | 713.2194 | 713.2194 | 713.2194 | 3566.0972 | C-1 |  | 179.5906 | 84.5608 | 3830.2485 | Dist line - Refurb & short | Asset Replacement and Refurbishment
| Services Replacement - Unplanned | Repex | AP.3.1.08 | 4725.4514 | 4725.4514 | 4725.4514 | 4725.4514 | 4725.4514 | 23627.2568 | C-1 |  | 1189.8813 | 560.2594 | 25377.3975 | Distribution Lines | Asset Replacement and Refurbishment
| Switchgear - Ground Level - Unplanned | Repex | AP.3.1.03 | 426.5355 | 426.5355 | 426.5355 | 426.5355 | 426.5355 | 2132.6775 | C-1 |  | 107.4028 | 50.5709 | 2290.6513 | Dist line - Refurb & short | Asset Replacement and Refurbishment
| Switchgear - Overhead - Unplanned | Repex | AP.3.1.07 | 3485.0271 | 3485.0271 | 3485.0271 | 3485.0271 | 3485.0271 | 17425.1353 | C-1 |  | 877.5392 | 413.1921 | 18715.8666 | Distribution Lines | Asset Replacement and Refurbishment
| Transformers - Unplanned | Repex | AP.3.1.01 | 4566.8767 | 4566.8767 | 4566.8767 | 4566.8767 | 4566.8767 | 22834.3836 | C-1 |  | 1149.9518 | 541.4584 | 24525.7938 | Distribution Lines | Asset Replacement and Refurbishment
| Repex/Refurb - Lines (subtotal) |  | subtotal | 85574.7299 | 86243.4649 | 86263.1508 | 86291.5858 | 86300.3351 | 430673.2665 | C-1 |  | 21688.5304 | 10220.9518 | 462582.7486
Substations Repex/Refurb
| Auxillary DC Supplies excl AC - Battery Banks & Chargers | Repex | AP.3.2.08 | 568.9169 | 568.9169 | 568.9169 | 568.9169 | 320.5606 | 2596.228 | C-1 |  | 130.7383 | 58.5892 | 2785.5555 | Electronic Network | Asset Replacement and Refurbishment
| Circuit Breakers Planned Replacement | Repex | AP.3.2.05 | 9742.0805 | 9742.0805 | 10677.214 | 10606.7708 | 9671.6373 | 50439.7832 | C-1 |  | 2539.2633 | 1200.3601 | 54179.4065 | Substations - Distribution | Asset Replacement and Refurbishment
| Circuit Breakers Planned Refurb | Repex | AP.3.2.02 | 653.6008 | 244.1497 | 244.1497 | 244.1497 | 244.1497 | 1630.1996 | C-1 |  | 82.3286 | 33.963 | 1746.4913 | Substations - Distribution | Asset Replacement and Refurbishment
| Mobile Substations | Repex | AP.3.2.13 | 262.4775 | 262.4775 | 262.4775 | 262.4775 | 262.4775 | 1312.3875 | C-1 |  | 66.0925 | 31.1199 | 1409.5999 | Substations - Distribution | Asset Replacement and Refurbishment
| Substation Insurance Spares & Asset Mgt | Repex | Historical | 1399.88 | 1399.88 | 1399.88 | 1399.88 | 1399.88 | 6999.4001 | C-1 |  | 352.4935 | 165.9727 | 7517.8663 | Substations - Distribution | Asset Replacement and Refurbishment
| Substation Infrastructure - Civil (incl buildings, structures) | Repex | AP3.2.16 | 1312.3875 | 1312.3875 | 1312.3875 | 1312.3875 | 1312.3875 | 6561.9376 | C-1 |  | 330.4627 | 155.5994 | 7047.9997 | Substations - Distribution | Asset Replacement and Refurbishment
| Substation Transformer Repl. | Repex | AP.3.2.01 | 4739.2632 | 4679.8267 | 5349.0371 | 4501.5174 | 3713.4341 | 22983.0786 | C-1 |  | 1157.1094 | 531.2672 | 24671.4551 | Substations - Distribution | Asset Replacement and Refurbishment
| TF Refurb (18665 & 18977) | Repex | AP.3.2.01 | 1378.0069 | 1093.6563 | 831.1788 | 831.1788 | 831.1788 | 4965.1994 | C-1 |  | 250.4638 | 109.7605 | 5325.4237 | Substations - Distribution | Asset Replacement and Refurbishment
| Surge Arrester | Repex | AP.3.2.03 | 273.6887 | 300.3901 | 300.3901 | 293.7147 | 186.9094 | 1355.0929 | C-1 |  | 68.2267 | 31.0367 | 1454.3563 | Substations - Distribution | Asset Replacement and Refurbishment
| AC Panels + auxilary supply | Repex | AP 3.2.22 | 629.946 | 629.946 | 629.946 | 629.946 | 522.7677 | 3042.5517 | C-1 |  | 153.2206 | 70.863 | 3266.6353 | Sub - Refurb & short | Asset Replacement and Refurbishment
| Protection Asset Replacement | Repex | AP.3.2.14 | 2465.5119 | 2509.5389 | 2333.4309 | 2157.3229 | 2201.3499 | 11667.1543 | C-1 |  | 587.7755 | 271.276 | 12526.2058 | Electronic Network | Asset Replacement and Refurbishment
| Unplanned CB Replacement | Repex | Historical | 411.2122 | 411.2122 | 411.2122 | 411.2122 | 411.2122 | 2056.0608 | C-1 |  | 103.5443 | 48.7542 | 2208.3593 | Substations - Distribution | Asset Replacement and Refurbishment
| Unplanned Substation Asset Repl - PROTECTION | Repex | Historical | 704.432 | 704.432 | 704.432 | 704.432 | 704.432 | 3522.1598 | C-1 |  | 177.3779 | 83.5189 | 3783.0566 | Sub - Refurb & short | Asset Replacement and Refurbishment
| Other (sub cables) | Repex | AP 3.02.09 | 625.0259 | 222.1229 | 231.3097 | 231.3097 | 194.5628 | 1504.331 | C-1 |  | 75.9759 | 30.7785 | 1611.0854 | Substations - Distribution | Asset Replacement and Refurbishment
| Northfield 66kV GIS Switchboard replacement (1/3rd) | Repex | AP 3.02.06 | 1100.6749 | 3698.2678 | 4402.6997 | 1761.0799 | 0 | 10962.7224 | C-1 |  | 550.8473 | 232.5917 | 11746.1614 | Substations - Sub-Transmission | Asset Replacement and Refurbishment
| Repex/Refurb - Substations (subtotal) |  | subtotal | 26267.1048 | 27779.2849 | 29658.6619 | 25916.2958 | 21976.9394 | 131598.2869 | C-1 |  | 6625.9204 | 3055.4509 | 141279.6581
| Telecom'n Repex/Refurb | [8 empty] | C-1
| 48V DC Systems | Repex | AP.3.3.02 | 233.0168 | 216.6952 | 216.6952 | 216.6952 | 229.1969 | 1112.2993 | C-1 |  | 56.0257 | 26.3379 | 1194.6629 | Communications | Asset Replacement and Refurbishment
| UPAX/Business Telephone Network | Non-network | AP.3.3.07 | 726.4455 | 132.081 | 242.1485 | 528.324 | 418.2565 | 2047.2554 | C-1 |  | 103.2209 | 47.67 | 2198.1462 | Communications | Asset Replacement and Refurbishment
| Data Network | Repex | AP.3.3.12 | 1164.3895 | 1164.3895 | 815.3852 | 985.1992 | 985.1992 | 5114.5627 | C-1 |  | 257.8467 | 118.1375 | 5490.5469 | Communications | Asset Replacement and Refurbishment
| Microwave Radio | Repex | AP.3.3.01 | 100.7077 | 211.8335 | 222.2515 | 222.2515 | 222.2515 | 979.2957 | C-1 |  | 49.2451 | 24.6824 | 1053.2232 | Communications | Asset Replacement and Refurbishment
| Minor Works - Unplanned | Repex | Historic | 625.0823 | 625.0823 | 659.8091 | 694.5359 | 694.5359 | 3299.0457 | C-1 |  | 166.0955 | 79.4928 | 3544.6339 | Communications | Asset Replacement and Refurbishment
| Misc Radio Systems | Repex | AP.3.3.05 | 504.9276 | 135.4345 | 135.4345 | 135.4345 | 135.4345 | 1046.6657 | C-1 |  | 52.919 | 20.584 | 1120.1687 | Communications | Asset Replacement and Refurbishment
| Network Tel Planning Labour Capitalisation | Repex | Historic | 486.1752 | 486.1752 | 486.1752 | 486.1752 | 486.1752 | 2430.8758 | C-1 |  | 122.4202 | 57.6419 | 2610.9379 | Communications | Asset Replacement and Refurbishment
| Optical Fibre Network | Repex | AP.3.3.04 | 347.268 | 347.268 | 347.268 | 347.268 | 347.268 | 1736.3398 | C-1 |  | 87.443 | 41.1728 | 1864.9557 | Communications | Asset Replacement and Refurbishment
| Pilot Cable Network (incl CBD) stage 2 | Repex | AP.3.3.03 | 34.7268 | 34.7268 | 34.7268 | 34.7268 | 34.7268 | 173.634 | C-1 |  | 8.7443 | 4.1173 | 186.4956 | Communications | Asset Replacement and Refurbishment
| SDH Network | Repex | AP.3.3.10 | 46.5339 | 266.3545 | 266.3545 | 46.5339 | 46.5339 | 672.3108 | C-1 |  | 33.8146 | 14.4084 | 720.5338 | Communications | Asset Replacement and Refurbishment
| TNOC Management Systems | Non-network | AP.3.3.08 | 308.189 | 748.459 | 814.4995 | 374.2295 | 374.2295 | 2619.6064 | C-1 |  | 131.7742 | 60.2323 | 2811.6128 | Communications | Asset Replacement and Refurbishment
| OT Cyber Security | Non-network | New | 528.324 | 1408.8639 | 1452.8909 | 660.405 | 616.378 | 4666.8617 | C-1 |  | 234.7755 | 106.4067 | 5008.0439 | Communications | Asset Replacement and Refurbishment
| Other | Repex |  | 352.216 | 352.216 | 352.216 | 352.216 | 352.216 | 1761.0799 | C-1 |  | 88.6889 | 41.7595 | 1891.5283 | Communications | Asset Replacement and Refurbishment
|  |  | Non-network | -1562.9584 | -2289.4039 | -2509.5389 | -1562.9584 | -1408.8639 | -9333.7235 | C-1 |  | -469.7705 | -214.3089 | -10017.8029
| Repex / Refurb - Telecom'n (subtotal) |  | subtotal | 3895.0438 | 3840.1755 | 3536.316 | 3521.0362 | 3533.5378 | 18326.1093 |  |  | 923.243 | 428.3344 | 19677.6867
| Replacement & Refurbishment (Total) |  | Total | 115736.8785 | 117862.9253 | 119458.1286 | 115728.9178 | 111810.8123 | 580597.6627 | C-1 |  | 29237.6937 | 13704.7371 | 623540.0935
Environment
| Environmental Management - Lines (incl oil containment, EMF) | Augex | AP.4.1.03 | 174.985 | 174.985 | 174.985 | 174.985 | 174.985 | 874.925 | C-6 |  | 44.0617 | 14.683 | 933.6697 | Substations - Distribution | Environmental
| Oil Containment - Substation | Augex | AP.4.1.01 | 1487.3725 | 1487.3725 | 1487.3725 | 1487.3725 | 1487.3725 | 7436.8626 | C-6 |  | 374.5244 | 124.8052 | 7936.1921 | Substations - Distribution | Environmental
| Environmental Management - Subs (eg noise abatement) | Augex | AP.4.1.05 | 149.6122 | 149.6122 | 149.6122 | 149.6122 | 149.6122 | 748.0609 | C-6 |  | 37.6727 | 12.5539 | 798.2876 | Substations - Distribution | Environmental
| Environment (Total) |  | Total | 1811.9697 | 1811.9697 | 1811.9697 | 1811.9697 | 1811.9697 | 9059.8485 | C-6 |  | 456.2588 | 152.042 | 9668.1493
Safety
| Elizabeth Transformer Stations | Repex | AP.5.1.02 | 431.9942 | 437.4625 | 437.4625 | 437.4625 | 437.4625 | 2181.8442 | C-8 |  | 109.8758 | 60.972 | 2352.692 | Distribution Lines | Safety Repex
| Line Clearance Rectification - Distribution | Repex | AP.5.1.06 | 2880.9036 | 2880.9036 | 2880.9036 | 2880.9036 | 2880.9036 | 14404.5182 | C-8 |  | 725.4193 | 402.0794 | 15532.0169 | Sub-transmission lines | Safety Repex
| Substation Asbestos Removal | Repex |  | 144.7259 | 213.715 | 213.715 | 213.715 | 213.715 | 999.5859 | C-8 |  | 50.3008 | 28.7762 | 1078.6628 | Substations - Distribution | Safety Repex
| Substation Lighting | Augex | AP.5.1.05 | 104.991 | 104.991 | 104.991 | 104.991 | 104.991 | 524.955 | C-7 |  | 26.437 | 14.6533 | 566.0453 | Substations - Distribution | Safety Augex
| Substation Security & Fencing | Augex | AP.5.1.03 | 2099.82 | 2099.82 | 2099.82 | 2099.82 | 2099.82 | 10499.1001 | C-7 |  | 528.7403 | 293.0658 | 11320.9063 | Substations - Distribution | Safety Augex
| CBD Maintenance Projects (CBD Safety) | Repex | AP.2.1.07 | 371.764 | 371.764 | 371.764 | 371.764 | 371.764 | 1858.8198 | C-8 |  | 93.6112 | 51.886 | 2004.317 | Dist line - Refurb & short | Safety Repex
| Emergency Switching Communication (Mobile Radio) | Repex | AP.3.3.06 | 607.7189 | 607.7189 | 260.451 | 694.5359 | 625.0823 | 2795.5072 | C-8 |  | 140.9567 | 79.0481 | 3015.512 | Communications | Safety Repex
| Substation Infrastructure - Earth systems (Earth Grid Upgrades) | Augex | AP.3.2.10 | 1076.1578 | 1076.1578 | 1076.1578 | 1076.1578 | 1076.1578 | 5380.7888 | C-7 |  | 270.9794 | 150.1962 | 5801.9645 | Substations - Distribution | Safety Augex
| Distribution Earthing | Repex | AP.3.1.18 | 78.9161 | 105.2215 | 105.2215 | 105.2215 | 105.2215 | 499.8021 | C-8 |  | 25.1555 | 14.2846 | 539.2422 | Dist line - Refurb & short | Safety Repex
| Telco Structures | Repex | AP.3.3.13 | 290.5782 | 290.5782 | 290.5782 | 290.5782 | 805.6941 | 1968.0068 | C-8 |  | 99.1289 | 61.7563 | 2128.8919 | Distribution Lines | Safety Repex
| Switchgear - Ground Level - Planned | Repex | AP.3.1.03 | 3127.9271 | 3127.9271 | 3127.9271 | 3127.9271 | 3127.9271 | 15639.6353 | C-8 |  | 787.6204 | 436.5558 | 16863.8114 | Distribution Lines | Safety Repex
| Instrument Transformers (CTs & VTs) | Repex | AP.3.2.02 | 511.3937 | 603.2608 | 567.8263 | 567.8263 | 567.8263 | 2818.1335 | C-8 |  | 141.9051 | 79.1316 | 3039.1701 | Distribution Lines | Safety Augex
| Rural protection | Augex | AP.3.2.14 | 940.7689 | 1248.6056 | 1248.6056 | 1242.0016 | 940.7689 | 5620.7507 | C-7 |  | 282.8817 | 156.6728 | 6060.3052 | Dist line - Refurb & short | Safety Augex
| Network Protection Substation Audits | Augex | Historic | 262.4775 | 262.4775 | 262.4775 | 262.4775 | 262.4775 | 1312.3875 | C-7 | 283.0227 | 66.0925 | 36.6332 | 1415.1133 | Dist line - Refurb & short | Safety Augex
| CBD 33kV Substation Migration to 11kV | Augex | AP.2.1.07 | 1407.214 | 1407.214 | 1407.214 | 1407.214 | 1407.214 | 7036.0698 | C-7 |  | 354.3402 | 196.4008 | 7586.8109 | Substations - Distribution | Safety Repex
| Planned & Unplanned Disconnector Repl | Repex | AP.3.2.17 | 402.4655 | 402.4655 | 390.654 | 378.8425 | 378.8425 | 1953.2701 | C-8 |  | 98.3835 | 54.0519 | 2105.7055 | Substations - Distribution | Safety Repex
| Substations rebuilds at BHP Ardrossan, Quorn & Burra substations. Kleins Point & Walkers Flat substation rebuilds + Wilmington (19672) | Repex | AP.3.2.12 | 1755.5108 | 1755.5108 | 1755.5108 | 1755.5108 | 1755.5108 | 8777.5542 | C-8 |  | 442.0423 | 245.0116 | 9464.6081 | Substations - Distribution | Safety Repex
| CBD Pilot Cable replacement program |  |  | 523.0742 | 0 | 0 | 0 | 0 | 523.0742 | C-8 |  | 26.6373 | 7.9716 | 557.683 | Communications | Safety Repex
Bushfire
| Bushfire Risk Reduction | Augex | B Case | 2130.4424 | 2097.6327 | 2117.3185 | 2091.0708 | 2077.9469 | 10514.4113 | C-18 |  | 529.52 | 292.7607 | 11336.6921 | Dist line - Refurb & short | Safety Augex
| Repex Sub-total | Repex |  | 11126.9722 | 10796.5279 | 10402.014 | 10824.2875 | 11269.9498 | 54419.7514 | C-8 |  | 2741.0366 | 1521.5251 | 58682.3131
| Augex Sub-total | Augex |  | 5891.4291 | 6199.2659 | 6199.2659 | 6192.6619 | 5891.4291 | 30374.0519 | C-7 |  | 1529.4713 | 847.6222 | 32751.1454
| Safety (Total) |  | Total | 19148.8438 | 19093.4265 | 18718.5984 | 19108.0201 | 19239.3258 | 95308.2146 |  |  | 4800.0279 | 2661.908 | 102770.1505
Network ("Strategic" category)
| Substations CM equip | Augex | AMP 3.0.01 | 262.4775 | 262.4775 | 262.4775 | 262.4775 | 262.4775 | 1312.3875 | C-15 |  | 66.0925 | 40.9139 | 1419.394 | Substations - Distribution | Strategic - Asset Condition Monitoring
| Network - Strategic (Total) |  | Total | 262.4775 | 262.4775 | 262.4775 | 262.4775 | 262.4775 | 1312.3875 | C-15 |  | 66.0925 | 40.9139 | 1419.394
Network Control
| SCADA to remaining substations | Augex | AP.2.1.02 | 0 | 0 | 0 | 0 | 0 | 0 | C-15 |  | 0 | 0 | 0 | Electronic Network | Strategic - Network Security
| Network Data Capture | Augex | Historic | 524.955 | 524.955 | 524.955 | 524.955 | 524.955 | 2624.775 | C-15 |  | 132.1851 | 81.8279 | 2838.788 | Substations - Distribution | Strategic - Network Security
| SCADA Improvement Project (inc TDU & RTU) | Augex | AP.2.1.02 | 759.4349 | 759.4349 | 759.4349 | 759.4349 | 759.4349 | 3797.1745 | C-15 |  | 191.2277 | 118.3777 | 4106.78 | Electronic Network | Strategic - Network Security
| SCADA Data Concentrator | Augex | AP.2.1.02 | 0 | 234.0424 | 234.0424 | 0 | 0 | 468.0849 | C-15 |  | 23.5268 | 12.2073 | 503.819 | Electronic Network | Strategic - Network Security
| Low Voltage Management | Augex | B Case | 5574.6984 | 8336.512 | 6147.9299 | 5613.0019 | 3647.6367 | 29319.779 | C-15 |  | 1477.2385 | 854.9656 | 31651.983 | Electronic Network | Strategic - Network Security
| OMS Replacement Project | Non-network | AP.2.1.02 | 0 | 0 | 0 | 0 | 0 | 0 |  |  | 0 | 0 | 0 | Electronic Network | Strategic - Network Security
| ADMS/OMS Hardware Upgrade | Non-network | AP.2.1.02 | 1632.5211 | 10.5665 | 10.5665 | 1632.5211 | 1632.5211 | 4918.6962 |  |  | 248.0282 | 169.8722 | 5336.5966 | Communications | Strategic - Network Security
| ADMS/OMS Software Upgrade | Non-network | AP.2.1.02 | 1467.4198 | 0 | 0 | 1627.2378 | 3254.4757 | 6349.1333 |  |  | 320.0367 | 244.7368 | 6913.9068 | Communications | Strategic - Network Security
|  |  | Non-network | -3099.9409 | -10.5665 | -10.5665 | -3259.7589 | -4886.9967 | -11267.8295 |  |  | -568.0649 | -414.609 | -12250.5034
| Network Control (Total) |  | Total | 6859.0883 | 9854.9443 | 7666.3623 | 6897.3918 | 4932.0267 | 36209.8134 | C-15 |  | 1824.1781 | 1067.3784 | 39101.37
PLEC
| PLEC - Non-Specific (gross) | Augex |  | 10061.6376 | 10061.6376 | 10061.6376 | 10061.6376 | 10061.6376 | 50308.188 | C-10 |  | 2533.5473 | 1409.4734 | 54251.2088 | Distribution Lines - Underground | PLEC (Undergrounding)
| PLEC (Total) |  | Total | 10061.6376 | 10061.6376 | 10061.6376 | 10061.6376 | 10061.6376 | 50308.188 | C-10 |  | 2533.5473 | 1409.4734 | 54251.2088
Customer Contributions
| Customer Connect <$30k | Connections | AP.7.1.01 | 5026.2701 | 5487.9972 | 5617.8756 | 5373.2951 | 4889.0019 | 26394.4399 | C-4 |  | 1328.9242 | 602.853 | 28326.2172 | LVS | Contributions
| Customer Connect >$30k<$100k | Connections | AP.7.1.01 | 6971.6951 | 7443.9345 | 7630.5815 | 7480.5301 | 7258.1857 | 36784.9269 | C-4 |  | 1852.109 | 846.5037 | 39483.5396 | Distribution Lines | Contributions
| Customer Projects >$100k | Connections | AP.7.1.01 | 21460.61 | 20231.2785 | 23886.4722 | 21161.8504 | 20712.8031 | 107453.0142 | C-4 |  | 5409.539 | 2460.1557 | 115322.7089 | Distribution Lines | Contributions
| URDs | Connections | AP.7.1.01 | -2566.5256 | -1723.5718 | -1161.6027 | -1723.5718 | -2669.8488 | -9845.1207 | C-4 |  | -496.6522 | -227.5057 | -10569.2786 | Distribution Lines - Underground | Contributions
| PLEC | Augex | AP.7.1.01 | 2343.1306 | 2343.1306 | 2343.1306 | 2343.1306 | 2343.1306 | 11715.6529 | C-4 |  | 590.0066 | 268.6503 | 12574.3098 | Distribution Lines - Underground | Contributions
| Gifting | Connections | NA | 25944.0935 | 25944.0935 | 25944.0935 | 25944.0935 | 25944.0935 | 129720.4674 | C-4 |  | 6532.7923 | 2974.6048 | 139227.8645 | Distribution Lines | Contributions
| Recoverable Works Contribution | Augex | NA | 3402.5093 | 3402.5093 | 3402.5093 | 3402.5093 | 3402.5093 | 17012.5466 | C-4 |  | 856.761 | 390.1127 | 18259.4202 | Distribution Lines | Contributions
| Embedded Generation Contribution | Connections | NA | 3636.6302 | 3636.6302 | 3636.6302 | 3636.6302 | 3636.6302 | 18183.1511 | C-4 |  | 915.7132 | 416.9557 | 19515.8201 | Distribution Lines | Contributions
| Customer Contributions (Total) |  | Total | 66218.4132 | 66766.002 | 71299.6903 | 67618.4673 | 65516.5055 | 337419.0784 | C-4 |  | 16989.193 | 7732.3303 | 362140.6017
Network
| Total (gross) - incl Gifting |  |  | 302317.4567 | 309200.7548 | 313477.4916 | 304270.2932 | 294510.7393 | 1523776.7356 |  |  | 76733.2195 | 37180.6918 | 1637690.6469
| Total (net) |  |  | 236099.0436 | 242434.7527 | 242177.8014 | 236651.8258 | 228994.2337 | 1186357.6572 |  |  | 59744.0265 | 29448.3615 | 1275550.0452
|  |  |  | 240761.9429 | 244734.7231 | 244697.9067 | 241474.5431 | 235290.0944
76127.945
| Direct Costs (Non-network cost do not attract Overheads) | $2017-18 ($'000) |  | Proposal | [9 empty] | 59293.8623
| Baseline Direct Expenditure : $2017-18 ($'000) |  |  | 2020/21 | 2021/22 | 2022/23 | 2023/24 | 2024/25 | Total
| Information Technology |  |  | 71081.334 | 69870.9792 | 47458.9029 | 42326.7423 | 40129.7115 | 270867.6698 |  |  | 0 | 8568.5321 | 279436.202
| Heavy Vehicle Fleet - 15yrs | C-19 |  | 3518.56 | 8064.8962 | 6124.7066 | 4902.9115 | 5710.4499 | 28321.5242 |  |  | 0 | 0 | 28321.5242
| Heavy Vehicle Fleet - 10yrs | C-20 |  | 3777.0195 | 3118.0839 | 4924.4371 | 11102.9447 | 8291.5386 | 31214.0239 |  |  | 0 | 0 | 31214.0239
| Light Vehicle Fleet | C-21 |  | 5322.3082 | 6569.9019 | 11707.4715 | 8586.7468 | 5583.7935 | 37770.2218 |  |  | 0 | 0 | 37770.2218
| Plant and Tools | C-22 |  | 5345.2048 | 4452.7176 | 3655.1424 | 3377.3981 | 3893.3837 | 20723.8467 |  |  | 0 | 0 | 20723.8467
| Property | C-24 |  | 9216.8795 | 9675.1049 | 10133.3302 | 10591.5555 | 11049.7809 | 50666.651 |  |  | 0 | 0 | 50666.651
| Superannuation | C-28 |  | -6440.6498 | -6440.6498 | -6440.6498 | -6440.6498 | -6440.6498 | -32203.2489 |  |  | 0 | -1354.1112 | -33557.3601
| Operational Information Technology | C-29 |  | 4662.8993 | 2299.9703 | 2520.1053 | 4822.7173 | 6295.8606 | 20601.5529 |  |  | 907.8766 | 380.3819 | 21889.8114
| Total Non-Network |  |  | 96483.5556 | 97611.0042 | 80083.4463 | 79270.3665 | 74513.8689 | 427962.2416 |  |  | 907.8766 | 7594.8027 | 436464.9209
Network
| Total (gross) - incl Gifting |  |  | 398801.0123 | 406811.759 | 393560.9379 | 383540.6597 | 369024.6082 | 1951738.9772 |  |  | 77641.0961 | 44775.4945 | 2074155.5678
| Total (net) |  |  | 332582.5991 | 340045.757 | 322261.2476 | 315922.1923 | 303508.1027 | 1614319.8988 |  |  | 60651.9031 | 37043.1643 | 1712014.9662
0
0
Note on B118: Trevor Gusling: 'Protection Compliance (Primary&Backup)' in Original Proposal

## Draft Decision $2020
|  | Direct Costs | $2017-18 ($'000) | [7 empty] | $2020 Escalator | 1.0513
$2020 ($'000) | [10 empty] | Network Business Overheads Rate | Overheads | Escalation | Total
|  | AER RIN ref | Doc/Plan ref | 2020/21 | 2021/22 | 2022/23 | 2023/24 | 2024/25 | Total |  | 5.073%
Category / Description |  | (Repex,Augex etc) | (eg AP) | Jul-Jun | Jul-Jun | Jul-Jun | Jul-Jun | Jul-Jun |  | SEM Reference |  |  |  |  | Asset class | Expenditure category
Capacity Upgrade
| Connection Point Capacity (ETC/NER Code) | Augex | AP.1.1.01 | 4337.1344 | 5266.8336 | 1548.0368 | 0 | 0 | 11152.0048 | C-2 |  | 656.2859 | 96.3587 | 11904.6494 | Substations - Sub-transmission | Capacity Augmentation
| LV & Distribution Transformers (QoS BAU) | Augex | AP.1.1.01 | 7542.8424 | 7542.8424 | 7542.8424 | 7542.8424 | 7542.8424 | 37714.2122 | C-2 |  | 2219.6235 | 413.2249 | 40347.0606 | Distribution Transformers | Capacity Augmentation
| Distribution Feeders (11 & 7.6kV) | Augex | AP.1.1.01 | 2411.9554 | 289.4347 | 74.5513 | 548.1717 | 793.7526 | 4117.8657 | C-2 |  | 242.9971 | 39.9984 | 4400.8612 | Distribution Lines | Capacity Augmentation
| Strategic Network Capacity (Other) | Augex | AP.1.1.01 | 3596.0063 | 3596.0063 | 3596.0063 | 3596.0063 | 3596.0063 | 17980.0314 | C-2 |  | 1058.1926 | 197.0026 | 19235.2266 | Distribution Lines | Capacity Augmentation
| Substation Capacity | Augex | AP.1.1.01 | 3135.5421 | 2140.0623 | 2911.888 | 2109.3647 | 701.6598 | 10998.5168 | C-2 |  | 646.7619 | 111.0462 | 11756.3248 | Substations - Distribution | Capacity Augmentation
| Subtransmission Network | Augex | AP.1.1.01 | 0 | 499.9326 | 999.8652 | 499.9326 | 0 | 1999.7303 | C-2 |  | 117.2615 | 21.6149 | 2138.6067 | Sub-transmission lines | Capacity Augmentation
| Distribution Line - SWER Replacements | Augex | AP.1.1.01 | 613.9523 | 613.9523 | 613.9523 | 613.9523 | 613.9523 | 3069.7615 | C-2 |  | 180.667 | 33.6346 | 3284.0631 | Distribution Lines | Capacity Augmentation
| Voltage Regulation | Augex | AP.1.1.01 | 1386.1153 | 1386.1153 | 1386.1153 | 1386.1153 | 1386.1153 | 6930.5766 | C-2 |  | 407.8905 | 75.9365 | 7414.4037 | Sub - Refurb & short | Capacity Augmentation
| Land | Augex | AP.1.1.01 | 0 | 0 | 0 | 1359.4658 | 1359.4658 | 2718.9316 | C-2 |  | 160.2176 | 37.5871 | 2916.7363 | Substation Land | Capacity Augmentation
| LV Two Way Network (QoS) | Augex | AP.1.1.01 | 0 | 0 | 0 | 0 | 0 | 0 | C-2 |  | 0 | 0 | 0 | Electronic Network | Capacity Augmentation
| Capacity Augmentation (Total) |  | Total | 23023.5482 | 21335.1794 | 18673.2577 | 17655.851 | 15993.7945 | 96681.6309 | C-2 |  | 5689.8976 | 1026.4038 | 103397.9323
Customer Connect (gross)
| Customer Connect < $30k | Connections | AP.7.1.01 | 14111.5578 | 14483.9628 | 14451.6591 | 14041.6983 | 17817.4777 | 74906.3556 | C-3 |  | 4409.8913 | 1008.8974 | 80325.1444 | LVS | Connections
| Customer Connect > $30k<$100k | Connections | AP.7.1.01 | 21405.4934 | 22209.2118 | 22398.7482 | 21870.0635 | 20781.5659 | 108665.0828 | C-3 |  | 6394.6463 | 1435.7492 | 116495.4783 | Distribution Lines | Connections
| Customer Connect > $100k | Connections | AP.7.1.01 | 31118.198 | 30850.5262 | 31169.6391 | 31370.9699 | 25464.1978 | 149973.531 | C-3 |  | 8824.2053 | 1961.6035 | 160759.3399 | Distribution Lines | Connections
| Gifting | Connections | NA | 26007.8382 | 26007.8382 | 26007.8382 | 26007.8382 | 26007.8382 | 130039.1909 | C-3 |  | 7653.2964 | 1723.0209 | 139415.5083 | Distribution Lines | Connections
| URDs | Connections | AP.7.1.01 | 5062.0865 | 5192.3408 | 5082.8197 | 4868.3383 | 4419.5019 | 24625.0872 | C-3 |  | 1449.0518 | 322.5192 | 26396.6582 | Distribution Lines - Underground | Connections
| Gross Customer Connect (total, incl gifting) |  | Total | 97705.174 | 98743.8798 | 99110.7042 | 98158.9082 | 94490.5814 | 488209.2475 | C-3 |  | 28731.0912 | 6451.7903 | 523392.129
Reliability & Resilience
| Existing Network Protection Mgt - Planned | Augex | Historical | 1344.8479 | 1344.8479 | 1344.8479 | 1344.8479 | 1344.8479 | 6724.2394 | C-5 |  | 395.7468 | 130.2176 | 7250.2038 | Dist line - Refurb & short | Reliability
| Maintain Underlying Reliability Performance | Augex | AP.2.1.01 | 4538.8616 | 4538.8616 | 4538.8616 | 4538.8616 | 4538.8616 | 22694.3079 | C-5 |  | 1335.6455 | 439.4844 | 24469.4379 | Sub-transmission lines | Reliability
| Air Conditioning Relay Rooms | Augex | AP.3.2.14 | 168.106 | 168.106 | 168.106 | 168.106 | 168.106 | 840.5299 | C-5 |  | 49.4684 | 16.2772 | 906.2755 | Electronic Network | Reliability
| Network Hardening | Augex | AP.2.1.05 | 0 | 0 | 0 | 0 | 0 | 0 | C-5 |  | 0 | 0 | 0 | Sub-transmission lines | Reliability
| Low Reliability Feeders | Augex | AP.2.1.06 | 0 | 0 | 0 | 0 | 0 | 0 | C-5 |  | 0 | 0 | 0 | Distribution Lines | Reliability
| Reliability (total) |  | total | 6051.8154 | 6051.8154 | 6051.8154 | 6051.8154 | 6051.8154 | 30259.0772 | C-5 |  | 1780.8607 | 585.9792 | 32625.9172
Asset Replace/Refurbish
Line Repex/Refurb - Planned
| Cable replacement planned | Repex | AP.3.1.09 | 1252.3304 | 1180.951 | 1180.951 | 1180.951 | 1180.951 | 5976.1343 | C-1 |  | 351.7334 | 69.773 | 6397.6407 | Distribution Lines - Underground | Asset Replacement and Refurbishment
| Conductor Replacement - Planned | Repex | AP.3.1.10 | 2781.1564 | 2523.9237 | 2523.9237 | 2523.9237 | 2523.9237 | 12876.8513 | C-1 |  | 757.9065 | 149.9435 | 13784.7014 | Dist line - Refurb & short | Asset Replacement and Refurbishment
| Line Ancillary Equipment - Planned (incl LFIs, fences, gates, signs etc) | Repex | AP.3.1.20 | 375.6257 | 500.8342 | 500.8342 | 500.8342 | 500.8342 | 2378.9627 | C-1 |  | 139.984 | 28.3652 | 2547.3119 | Dist line - Refurb & short | Asset Replacement and Refurbishment
| Line Regulation - Planned (incl regulators, capacitors) | Repex | AP.3.1.19 | 760.6869 | 1014.2492 | 1014.2492 | 1023.0199 | 1031.7907 | 4843.9959 | C-1 |  | 285.0377 | 57.8418 | 5186.8754 | Dist line - Refurb & short | Asset Replacement and Refurbishment
| Overhead Line Components - Planned (incl insulators, crossarms, taps, pole earths) | Repex | AP.3.1.06 | 11561.4726 | 11804.6726 | 11804.6726 | 11804.6726 | 11804.6726 | 58780.1629 | C-1 |  | 3459.3818 | 689.9063 | 62929.451 | Distribution Lines | Asset Replacement and Refurbishment
| Pole Replacement Maint. Tasks - Planned | Repex | AP.3.1.05 | 12732.7944 | 13710.1194 | 13710.1194 | 13710.1194 | 13710.1194 | 67573.272 | C-1 |  | 3976.7315 | 795.7921 | 72345.7956 | Distribution Lines | Asset Replacement and Refurbishment
| Recloser Refurbishment - Planned | Repex | AP.3.1.13 | 659.2532 | 662.4545 | 662.4545 | 662.4545 | 662.4545 | 3309.0713 | C-1 |  | 194.7506 | 38.7985 | 3542.6204 | Dist line - Refurb & short | Asset Replacement and Refurbishment
| Recloser Replacement - Planned | Repex | AP.3.1.13 | 1876.9399 | 1886.1491 | 1887.0262 | 1887.9033 | 1888.7804 | 9426.7989 | C-1 |  | 554.801 | 110.5426 | 10092.1426 | Dist line - Refurb & short | Asset Replacement and Refurbishment
| Services Maintenance Tasks - Planned | Repex | AP.3.1.08 | 2972.5577 | 3130.1893 | 3130.1893 | 3130.1893 | 3130.1893 | 15493.315 | C-1 |  | 911.8061 | 182.2053 | 16587.3263 | Distribution Lines | Asset Replacement and Refurbishment
| Switchgear - Overhead - Planned | Repex | AP.3.1.07 | 1765.1522 | 1787.4959 | 1787.4959 | 1787.4959 | 1787.4959 | 8915.136 | C-1 |  | 524.6845 | 104.5816 | 9544.4021 | Distribution Lines | Asset Replacement and Refurbishment
| Transformers - Planned | Repex | AP.3.1.01 | 2520.5483 | 2805.2504 | 2805.2504 | 2805.2504 | 2805.2504 | 13741.5498 | C-1 |  | 808.6808 | 162.1607 | 14712.3913 | Distribution Lines | Asset Replacement and Refurbishment
| Poles - Planned plating | Repex | AP.3.1.05 | 4531.6286 | 4817.069 | 4817.069 | 4817.069 | 4817.069 | 23799.9045 | C-1 |  | 1400.6527 | 280.0592 | 25480.6163 | Dist line - Refurb & short | Asset Replacement and Refurbishment
| CBD ducts & manholes | Repex | AP.2.1.07 | 274.2166 | 511.0268 | 511.0268 | 511.0268 | 511.0268 | 2318.3238 | C-1 |  | 136.3912 | 28.0832 | 2482.7981 | Dist line - Refurb & short | Asset Replacement and Refurbishment
| Cables - CBD 11kV PILC cable replacements | Repex | AP.2.1.07 | 685.791 | 914.388 | 914.388 | 914.388 | 914.388 | 4343.3429 | C-1 |  | 255.5729 | 51.7873 | 4650.7031 | Distribution Lines - Underground | Asset Replacement and Refurbishment
| Services - Aluminium neutral screen service line replacements | Repex | AP.3.1.08 | 553.5695 | 738.0927 | 738.0927 | 738.0927 | 738.0927 | 3505.9401 | C-1 |  | 206.2981 | 41.8026 | 3754.0408 | Distribution Lines | Asset Replacement and Refurbishment
Line Repex/Refurb - Unplanned
| (Distribution) Cable Replacement - Unplanned | Repex | AP.3.1.09 | 547.6454 | 561.3278 | 561.3278 | 561.3278 | 561.3278 | 2792.9567 | C-1 |  | 164.3731 | 32.7893 | 2990.119 | Dist line - Refurb & short | Asset Replacement and Refurbishment
| Line Regulation - Unplanned (incl regulators, capacitors) | Repex | AP.3.1.19 | 118.4051 | 118.4051 | 138.1393 | 157.8734 | 157.8734 | 690.6963 | C-1 |  | 40.651 | 8.332 | 739.6793 | Dist line - Refurb & short | Asset Replacement and Refurbishment
| Overhead Line Components - Unplanned (incl insulators, X-arms, pole earths) | Repex | AP.3.1.06 | 5575.0789 | 5766.9966 | 5766.9966 | 5766.9966 | 5766.9966 | 28643.0651 | C-1 |  | 1685.711 | 336.4674 | 30665.2436 | Distribution Lines | Asset Replacement and Refurbishment
| Poles - Unplanned | Repex | AP.3.1.05 | 1607.1409 | 1611.9769 | 1611.9769 | 1611.9769 | 1611.9769 | 8055.0484 | C-1 |  | 474.0689 | 94.4331 | 8623.5505 | Distribution Lines | Asset Replacement and Refurbishment
| Recloser Replacement - Unplanned | Repex | AP.3.1.13 | 1059.6159 | 982.3237 | 982.3237 | 982.3237 | 982.3237 | 4988.9105 | C-1 |  | 293.6328 | 58.1789 | 5340.7223 | Dist line - Refurb & short | Asset Replacement and Refurbishment
| Services Replacement - Unplanned | Repex | AP.3.1.08 | 3681.5211 | 3964.3777 | 3964.3777 | 3964.3777 | 3964.3777 | 19539.0317 | C-1 |  | 1149.8848 | 230.1069 | 20919.0234 | Distribution Lines | Asset Replacement and Refurbishment
| Switchgear - Ground Level - Unplanned | Repex | AP.3.1.03 | 379.7733 | 350.8299 | 350.8299 | 350.8299 | 350.8299 | 1783.0929 | C-1 |  | 104.948 | 20.7887 | 1908.8296 | Dist line - Refurb & short | Asset Replacement and Refurbishment
| Switchgear - Overhead - Unplanned | Repex | AP.3.1.07 | 1847.0791 | 2085.4119 | 2085.4119 | 2085.4119 | 2085.4119 | 10188.7268 | C-1 |  | 599.5937 | 120.3394 | 10908.6599 | Distribution Lines | Asset Replacement and Refurbishment
| Transformers - Unplanned | Repex | AP.3.1.01 | 4632.0508 | 4648.4959 | 4648.4959 | 4648.4959 | 4648.4959 | 23226.0345 | C-1 |  | 1366.9361 | 272.2994 | 24865.2699 | Distribution Lines | Asset Replacement and Refurbishment
| Repex/Refurb - Lines (subtotal) |  | subtotal | 64752.0338 | 68077.0112 | 68097.6224 | 68127.0044 | 68136.6523 | 337190.3241 | C-1 |  | 19844.2122 | 3965.3781 | 360999.9144
Substations Repex/Refurb
| Auxillary DC Supplies excl AC - Battery Banks & Chargers | Repex | AP.3.2.08 | 566.678 | 566.678 | 566.678 | 566.678 | 319.299 | 2586.0109 | C-1 |  | 152.0978 | 29.2779 | 2767.3866 | Electronic Network | Asset Replacement and Refurbishment
| Circuit Breakers Planned Replacement | Repex | AP.3.2.05 | 7133.6848 | 7006.7821 | 7577.4517 | 7477.6432 | 6860.0049 | 36055.5667 | C-1 |  | 2121.7149 | 422.265 | 38599.5466 | Substations - Distribution | Asset Replacement and Refurbishment
| Circuit Breakers Planned Refurb | Repex | AP.3.2.02 | 792.6316 | 778.5313 | 841.9391 | 830.8492 | 762.2228 | 4006.1741 | C-1 |  | 235.7461 | 46.9183 | 4288.8385 | Substations - Distribution | Asset Replacement and Refurbishment
| Mobile Substations | Repex | AP.3.2.13 | 263.1224 | 263.1224 | 263.1224 | 263.1224 | 263.1224 | 1315.6121 | C-1 |  | 77.4287 | 15.4205 | 1408.4613 | Substations - Distribution | Asset Replacement and Refurbishment
| Substation Insurance Spares & Asset Mgt | Repex | Historical | 1403.3195 | 1403.3195 | 1403.3195 | 1403.3195 | 1403.3195 | 7016.5976 | C-1 |  | 412.9532 | 82.2427 | 7511.7935 | Substations - Distribution | Asset Replacement and Refurbishment
| Substation Infrastructure - Civil (incl buildings, structures) | Repex | AP3.2.16 | 1315.6121 | 1315.6121 | 1315.6121 | 1315.6121 | 1315.6121 | 6578.0603 | C-1 |  | 387.1436 | 77.1025 | 7042.3064 | Substations - Distribution | Asset Replacement and Refurbishment
| Substation Transformer Repl. | Repex | AP.3.2.01 | 2592.2032 | 2554.7968 | 2975.966 | 2442.5773 | 1946.5952 | 12512.1385 | C-1 |  | 736.0765 | 143.6278 | 13391.8428 | Substations - Distribution | Asset Replacement and Refurbishment
| TF Refurb (18665 & 18977) | Repex | AP.3.2.01 | 1381.3927 | 1096.3434 | 833.221 | 833.221 | 833.221 | 4977.3989 | C-1 |  | 293.0265 | 55.7099 | 5326.1353 | Substations - Distribution | Asset Replacement and Refurbishment
| Surge Arrester | Repex | AP.3.2.03 | 274.3612 | 301.1281 | 301.1281 | 294.4364 | 187.3686 | 1358.4224 | C-1 |  | 79.8988 | 15.5369 | 1453.8581 | Substations - Distribution | Asset Replacement and Refurbishment
| AC Panels + auxilary supply | Repex | AP 3.2.22 | 631.4938 | 631.4938 | 631.4938 | 631.4938 | 524.0521 | 3050.0273 | C-1 |  | 179.4627 | 35.3011 | 3264.7912 | Sub - Refurb & short | Asset Replacement and Refurbishment
| Protection Asset Replacement | Repex | AP.3.2.14 | 1949.4788 | 1984.2909 | 1845.0424 | 1705.7939 | 1740.606 | 9225.212 | C-1 |  | 542.9386 | 106.7422 | 9874.8928 | Electronic Network | Asset Replacement and Refurbishment
| Unplanned CB Replacement | Repex | Historical | 304.6441 | 304.6441 | 304.6441 | 304.6441 | 304.6441 | 1523.2207 | C-1 |  | 89.6473 | 17.8539 | 1630.7219 | Substations - Distribution | Asset Replacement and Refurbishment
| Unplanned Substation Asset Repl - PROTECTION | Repex | Historical | 556.9939 | 556.9939 | 556.9939 | 556.9939 | 556.9939 | 2784.9697 | C-1 |  | 163.906 | 32.6431 | 2981.5187 | Sub - Refurb & short | Asset Replacement and Refurbishment
| Other (sub cables) | Repex | AP 3.02.09 | 626.5616 | 222.6687 | 231.878 | 231.878 | 195.0408 | 1508.0271 | C-1 |  | 88.8243 | 16.0241 | 1612.8755 | Substations - Distribution | Asset Replacement and Refurbishment
| Northfield 66kV GIS Switchboard replacement (1/3rd) | Repex | AP 3.02.06 | 0 | 0 | 0 | 0 | 0 | 0 | C-1 |  | 0 | 0 | 0 | Substations - Sub-Transmission | Asset Replacement and Refurbishment
| Repex/Refurb - Substations (subtotal) |  | subtotal | 19792.1777 | 18986.4051 | 19648.49 | 18858.2629 | 17212.1026 | 94497.4383 | C-1 |  | 5560.865 | 1096.666 | 101154.9692
| Telecom'n Repex/Refurb | [8 empty] | C-1
| 48V DC Systems | Repex | AP.3.3.02 | 233.5893 | 217.2276 | 217.2276 | 217.2276 | 229.76 | 1115.0322 | C-1 |  | 65.6324 | 13.059 | 1193.7236 | Communications | Asset Replacement and Refurbishment
| UPAX/Business Telephone Network | Non-network | AP.3.3.07 | 0 | 0 | 0 | 0 | 0 | 0 | C-1 |  | 0 | 0 | 0 | Communications | Asset Replacement and Refurbishment
| Data Network | Repex | AP.3.3.12 | 1167.2504 | 1167.2504 | 817.3886 | 987.6199 | 987.6199 | 5127.1291 | C-1 |  | 301.8109 | 59.0981 | 5488.0381 | Communications | Asset Replacement and Refurbishment
| Microwave Radio | Repex | AP.3.3.01 | 100.9552 | 212.3539 | 222.7976 | 222.7976 | 222.7976 | 981.7018 | C-1 |  | 57.7518 | 11.9956 | 1051.4493 | Communications | Asset Replacement and Refurbishment
| Minor Works - Unplanned | Repex | Historic | 626.6182 | 626.6182 | 661.4303 | 696.2424 | 696.2424 | 3307.1515 | C-1 |  | 194.6399 | 39.1805 | 3540.9718 | Communications | Asset Replacement and Refurbishment
| Misc Radio Systems | Repex | AP.3.3.05 | 506.1682 | 135.7673 | 135.7673 | 135.7673 | 135.7673 | 1049.2373 | C-1 |  | 61.8312 | 10.8753 | 1121.9438 | Communications | Asset Replacement and Refurbishment
| Network Tel Planning Labour Capitalisation | Repex | Historic | 487.3697 | 487.3697 | 487.3697 | 487.3697 | 487.3697 | 2436.8485 | C-1 |  | 143.4177 | 28.5627 | 2608.8289 | Communications | Asset Replacement and Refurbishment
| Optical Fibre Network | Repex | AP.3.3.04 | 348.1212 | 348.1212 | 348.1212 | 348.1212 | 348.1212 | 1740.606 | C-1 |  | 102.4412 | 20.4019 | 1863.4492 | Communications | Asset Replacement and Refurbishment
| Pilot Cable Network (incl CBD) stage 2 | Repex | AP.3.3.03 | 34.8121 | 34.8121 | 34.8121 | 34.8121 | 34.8121 | 174.0606 | C-1 |  | 10.2441 | 2.0402 | 186.3449 | Communications | Asset Replacement and Refurbishment
| SDH Network | Repex | AP.3.3.10 | 46.6482 | 267.009 | 267.009 | 46.6482 | 46.6482 | 673.9627 | C-1 |  | 39.5857 | 7.3943 | 720.9426 | Communications | Asset Replacement and Refurbishment
| TNOC Management Systems | Non-network | AP.3.3.08 | 0 | 0 | 0 | 0 | 0 | 0 | C-1 |  | 0 | 0 | 0 | Communications | Asset Replacement and Refurbishment
| OT Cyber Security | Non-network | New | 0 | 0 | 0 | 0 | 0 | 0 | C-1 |  | 0 | 0 | 0 | Communications | Asset Replacement and Refurbishment
| Other | Repex |  | 278.497 | 278.497 | 278.497 | 278.497 | 278.497 | 1392.4848 | C-1 |  | 81.953 | 16.3215 | 1490.7594 | Communications | Asset Replacement and Refurbishment
|  |  | Non-network | 0 | 0 | 0 | 0 | 0 | 0 | C-1 |  | 0 | 0 | 0
| Repex / Refurb - Telecom'n (subtotal) |  | subtotal | 3830.0295 | 3775.0264 | 3470.4203 | 3455.103 | 3467.6354 | 17998.2146 |  |  | 1059.308 | 208.9291 | 19266.4516
| Replacement & Refurbishment (Total) |  | Total | 88374.241 | 90838.4427 | 91216.5328 | 90440.3703 | 88816.3902 | 449685.977 | C-1 |  | 26464.3852 | 5270.9732 | 481421.3353
Environment
| Environmental Management - Lines (incl oil containment, EMF) | Augex | AP.4.1.03 | 175.4149 | 175.4149 | 175.4149 | 175.4149 | 175.4149 | 877.0747 | C-6 |  | 51.6192 | 8.4925 | 937.1863 | Substations - Distribution | Environmental
| Oil Containment - Substation | Augex | AP.4.1.01 | 1491.027 | 1491.027 | 1491.027 | 1491.027 | 1491.027 | 7455.135 | C-6 |  | 438.7628 | 72.1858 | 7966.0836 | Substations - Distribution | Environmental
| Environmental Management - Subs (eg noise abatement) | Augex | AP.4.1.05 | 149.9798 | 149.9798 | 149.9798 | 149.9798 | 149.9798 | 749.8989 | C-6 |  | 44.1344 | 7.261 | 801.2943 | Substations - Distribution | Environmental
| Environment (Total) |  | Total | 1816.4217 | 1816.4217 | 1816.4217 | 1816.4217 | 1816.4217 | 9082.1085 | C-6 |  | 534.5163 | 87.9393 | 9704.5642
Safety
| Elizabeth Transformer Stations | Repex | AP.5.1.02 | 433.0556 | 438.5374 | 438.5374 | 438.5374 | 438.5374 | 2187.205 | C-8 |  | 128.7241 | 33.4665 | 2349.3956 | Distribution Lines | Safety Repex
| Line Clearance Rectification - Distribution | Repex | AP.5.1.06 | 2409.0994 | 2579.163 | 2579.163 | 2579.163 | 2579.163 | 12725.7514 | C-8 |  | 748.9219 | 195.4095 | 13670.0828 | Sub-transmission lines | Safety Repex
| Substation Asbestos Removal | Repex |  | 0 | 0 | 0 | 0 | 0 | 0 | C-8 |  | 0 | 0 | 0 | Substations - Distribution | Safety Repex
| Substation Lighting | Augex | AP.5.1.05 | 105.249 | 105.249 | 105.249 | 105.249 | 105.249 | 526.2448 | C-7 |  | 30.9715 | 8.0455 | 565.2618 | Substations - Distribution | Safety Augex
| Substation Security & Fencing | Augex | AP.5.1.03 | 2104.9793 | 2104.9793 | 2104.9793 | 2104.9793 | 2104.9793 | 10524.8964 | C-7 |  | 619.4298 | 160.9096 | 11305.2359 | Substations - Distribution | Safety Augex
| CBD Maintenance Projects (CBD Safety) | Repex | AP.2.1.07 | 370.3009 | 370.3009 | 370.3009 | 370.3009 | 370.3009 | 1851.5047 | C-8 |  | 108.968 | 28.3067 | 1988.7794 | Dist line - Refurb & short | Safety Repex
| Emergency Switching Communication (Mobile Radio) | Repex | AP.3.3.06 | 609.2121 | 609.2121 | 261.0909 | 696.2424 | 626.6182 | 2802.3757 | C-8 |  | 165.0011 | 43.2965 | 3010.6732 | Communications | Safety Repex
| Substation Infrastructure - Earth systems (Earth Grid Upgrades) | Augex | AP.3.2.10 | 1078.8019 | 1078.8019 | 1078.8019 | 1078.8019 | 1078.8019 | 5394.0094 | C-7 |  | 317.4578 | 82.4662 | 5793.9334 | Substations - Distribution | Safety Augex
| Distribution Earthing | Repex | AP.3.1.18 | 79.11 | 105.48 | 105.48 | 105.48 | 105.48 | 501.0301 | C-8 |  | 29.4818 | 7.7921 | 538.3041 | Dist line - Refurb & short | Safety Repex
| Telco Structures | Repex | AP.3.3.13 | 229.76 | 229.76 | 229.76 | 229.76 | 637.0618 | 1556.1018 | C-8 |  | 91.745 | 26.0092 | 1673.856 | Distribution Lines | Safety Repex
| Switchgear - Ground Level - Planned | Repex | AP.3.1.03 | 3741.5034 | 3599.9696 | 3599.9696 | 3599.9696 | 3599.9696 | 18141.3817 | C-8 |  | 1067.7191 | 276.6449 | 19485.7457 | Distribution Lines | Safety Repex
| Instrument Transformers (CTs & VTs) | Repex | AP.3.2.02 | 512.6502 | 604.743 | 569.2215 | 569.2215 | 569.2215 | 2825.0576 | C-8 |  | 166.2491 | 43.3818 | 3034.6885 | Distribution Lines | Safety Augex
| Rural protection | Augex | AP.3.2.14 | 0 | 0 | 0 | 0 | 0 | 0 | C-7 |  | 0 | 0 | 0 | Dist line - Refurb & short | Safety Augex
| Network Protection Substation Audits | Augex | Historic | 263.1224 | 263.1224 | 263.1224 | 263.1224 | 263.1224 | 1315.6121 | C-7 |  | 77.4287 | 20.1137 | 1413.1545 | Dist line - Refurb & short | Safety Augex
| CBD 33kV Substation Migration to 11kV | Augex | AP.2.1.07 | 1410.6715 | 1410.6715 | 1410.6715 | 1410.6715 | 1410.6715 | 7053.3575 | C-7 |  | 415.1167 | 107.8351 | 7576.3092 | Substations - Distribution | Safety Repex
| Planned & Unplanned Disconnector Repl | Repex | AP.3.2.17 | 403.4544 | 403.4544 | 391.6139 | 379.7733 | 379.7733 | 1958.0693 | C-8 |  | 115.2392 | 29.751 | 2103.0595 | Substations - Distribution | Safety Repex
| Substations rebuilds at BHP Ardrossan, Quorn & Burra substations. Kleins Point & Walkers Flat substation rebuilds + Wilmington (19672) | Repex | AP.3.2.12 | 1692.7859 | 1692.7859 | 1692.7859 | 1588.6988 | 1358.6114 | 8025.6679 | C-8 |  | 472.2338 | 120.6139 | 8618.5156 | Substations - Distribution | Safety Repex
| CBD Pilot Cable replacement program |  |  | 524.3594 | 0 | 0 | 0 | 0 | 524.3594 | C-8 |  | 30.9733 | 5.3891 | 560.7217 | Communications | Safety Repex
Bushfire
| Bushfire Risk Reduction | Augex | B Case | 2135.6769 | 2102.7866 | 2122.5208 | 2096.2085 | 2083.0524 | 10540.2452 | C-18 |  | 620.3292 | 160.8475 | 11321.4219 | Dist line - Refurb & short | Safety Augex
| Repex Sub-total | Repex |  | 11005.2914 | 10633.4063 | 10237.9231 | 10557.1469 | 10664.7371 | 53098.5047 | C-8 |  | 3125.2563 | 810.0612 | 57033.8223
| Augex Sub-total | Augex |  | 4962.824 | 4962.824 | 4962.824 | 4962.824 | 4962.824 | 24814.1202 | C-7 |  | 1460.4045 | 379.3701 | 26653.8948
| Safety (Total) |  | Total | 18103.7923 | 17699.017 | 17323.2679 | 17616.1795 | 17710.6135 | 88452.8702 |  |  | 5205.99 | 1350.2788 | 95009.139
Network ("Strategic" category)
| Substations CM equip | Augex | AMP 3.0.01 | 263.1224 | 263.1224 | 263.1224 | 263.1224 | 263.1224 | 1315.6121 | C-15 |  | 77.4287 | 17.4319 | 1410.4727 | Substations - Distribution | Strategic - Asset Condition Monitoring
| Network - Strategic (Total) |  | Total | 263.1224 | 263.1224 | 263.1224 | 263.1224 | 263.1224 | 1315.6121 | C-15 |  | 77.4287 | 17.4319 | 1410.4727
Network Control
| SCADA to remaining substations | Augex | AP.2.1.02 | 0 | 0 | 0 | 0 | 0 | 0 | C-15 |  | 0 | 0 | 0 | Electronic Network | Strategic - Network Security
| Network Data Capture | Augex | Historic | 526.2448 | 526.2448 | 526.2448 | 526.2448 | 526.2448 | 2631.2241 | C-15 |  | 154.8575 | 34.8638 | 2820.9453 | Substations - Distribution | Strategic - Network Security
| SCADA Improvement Project (inc TDU & RTU) | Augex | AP.2.1.02 | 761.3008 | 761.3008 | 761.3008 | 761.3008 | 761.3008 | 3806.5042 | C-15 |  | 224.0271 | 50.4362 | 4080.9676 | Electronic Network | Strategic - Network Security
| SCADA Data Concentrator | Augex | AP.2.1.02 | 0 | 234.6175 | 234.6175 | 0 | 0 | 469.235 | C-15 |  | 27.5316 | 5.6091 | 502.3757 | Electronic Network | Strategic - Network Security
| Low Voltage Management | Augex | B Case | 5552.7599 | 8303.7047 | 6123.7356 | 5590.9127 | 3633.282 | 29204.3949 | C-15 |  | 1717.5575 | 371.5831 | 31293.5355 | Electronic Network | Strategic - Network Security
| OMS Replacement Project | Non-network | AP.2.1.02 | 0 | 0 | 0 | 0 | 0 | 0 |  |  | 0 | 0 | 0 | Electronic Network | Strategic - Network Security
| ADMS/OMS Hardware Upgrade | Non-network | AP.2.1.02 | 0 | 0 | 0 | 0 | 0 | 0 |  |  | 0 | 0 | 0 | Communications | Strategic - Network Security
| ADMS/OMS Software Upgrade | Non-network | AP.2.1.02 | 0 | 0 | 0 | 0 | 0 | 0 |  |  | 0 | 0 | 0 | Communications | Strategic - Network Security
|  |  | Non-network | 0 | 0 | 0 | 0 | 0 | 0 |  |  | 0 | 0 | 0
| Network Control (Total) |  | Total | 6840.3056 | 9825.8679 | 7645.8987 | 6878.4584 | 4920.8276 | 36111.3582 | C-15 |  | 2123.9736 | 462.4922 | 38697.8241
PLEC
| PLEC - Non-Specific (gross) | Augex |  | 10086.3591 | 10086.3591 | 10086.3591 | 10086.3591 | 10086.3591 | 50431.7954 | C-10 |  | 2968.1012 | 205.6067 | 53605.5033 | Distribution Lines - Underground | PLEC (Undergrounding)
| PLEC (Total) |  | Total | 10086.3591 | 10086.3591 | 10086.3591 | 10086.3591 | 10086.3591 | 50431.7954 | C-10 |  | 2968.1012 | 205.6067 | 53605.5033
Customer Contributions
| Customer Connect <$30k | Connections | AP.7.1.01 | 5052.7773 | 5074.2846 | 5062.9674 | 4919.3425 | 6242.1421 | 26351.514 | C-4 |  | 1551.3893 | 340.794 | 28243.6973 | LVS | Contributions
| Customer Connect >$30k<$100k | Connections | AP.7.1.01 | 6838.9274 | 6961.1185 | 7020.5256 | 6854.8179 | 6513.646 | 34189.0354 | C-4 |  | 2011.961 | 433.8152 | 36634.8117 | Distribution Lines | Contributions
| Customer Projects >$100k | Connections | AP.7.1.01 | 18042.5187 | 17112.8505 | 17289.8631 | 17401.5417 | 14125.043 | 83971.8171 | C-4 |  | 4940.9489 | 1052.9459 | 89965.7118 | Distribution Lines | Contributions
| URDs | Connections | AP.7.1.01 | 7824.3987 | 7874.7838 | 7708.6823 | 7383.3966 | 6702.6843 | 37493.9458 | C-4 |  | 2206.3468 | 471.5849 | 40171.8775 | Distribution Lines - Underground | Contributions
| PLEC | Augex | AP.7.1.01 | 2368.1017 | 2368.1017 | 2368.1017 | 2368.1017 | 2368.1017 | 11840.5085 | C-4 |  | 696.8585 | 150.8528 | 12688.2198 | Distribution Lines - Underground | Contributions
| Gifting | Connections | NA | 26007.8382 | 26007.8382 | 26007.8382 | 26007.8382 | 26007.8382 | 130039.1909 | C-4 |  | 7653.2964 | 1656.7509 | 139349.2382 | Distribution Lines | Contributions
| Recoverable Works Contribution | Augex | NA | 0 | 0 | 0 | 0 | 0 | 0 | C-4 |  | 0 | 0 | 0 | Distribution Lines | Contributions
| Embedded Generation Contribution | Connections | NA | 0 | 0 | 0 | 0 | 0 | 0 | C-4 |  | 0 | 0 | 0 | Distribution Lines | Contributions
| Customer Contributions (Total) |  | Total | 66134.5621 | 65398.9773 | 65457.9783 | 64935.0387 | 61959.4553 | 323886.0116 | C-4 |  | 19060.801 | 4106.7437 | 347053.5563
Network
| Total (gross) - incl Gifting |  |  | 252264.7798 | 256660.1053 | 252187.38 | 248967.486 | 240149.9258 | 1250229.677 |  |  | 73576.2445 | 15458.8955 | 1339264.817
| Total (net) |  |  | 186130.2177 | 191261.1281 | 186729.4017 | 184032.4473 | 178190.4706 | 926343.6653 |  |  | 54515.4435 | 11352.1518 | 992211.2607
|  |  |  | 186130.2177 | 191261.1281 | 186729.4017 | 184032.4473 | 178190.4706
-222297.8849
| Direct Costs (Non-network cost do not attract Overheads) | $2017-18 ($'000) |  | Proposal | [9 empty] | -224044.9223
| Baseline Direct Expenditure : $2017-18 ($'000) |  |  | 2020/21 | 2021/22 | 2022/23 | 2023/24 | 2024/25 | Total
| Information Technology |  |  | 56680.9114 | 53051.1211 | 33958.6278 | 25507.7398 | 26397.8139 | 195596.2141 |  |  | 0 | 1222.5279 | 196818.742
| Heavy Vehicle Fleet - 15yrs | C-19 |  | 5066.3474 | 9357.5774 | 7437.9047 | 8171.849 | 5910.2098 | 35943.8883 |  |  | 0 | 0 | 35943.8883
| Heavy Vehicle Fleet - 10yrs | C-20 |  | 1717.6247 | 1405.3293 | 1873.7724 | 4372.1356 | 2498.3632 | 11867.2252 |  |  | 0 | 0 | 11867.2252
| Light Vehicle Fleet | C-21 |  | 5122.207 | 5981.2803 | 9674.2769 | 7524.2085 | 3818.9631 | 32120.9358 |  |  | 0 | 0 | 32120.9358
| Plant and Tools | C-22 |  | 5358.338 | 4463.658 | 3664.1231 | 3385.6964 | 3902.9497 | 20774.7652 |  |  | 0 | 0 | 20774.7652
| Property | C-24 |  | 0 | 0 | 0 | 0 | 0 | 0 |  |  | 0 | 0 | 0
| Superannuation | C-28 |  | -7296.2105 | -7296.2105 | -7296.2105 | -7296.2105 | -7296.2105 | -36481.0523 |  |  | 0 | -877.8895 | -37358.9418
| Operational Information Technology | C-29 |  | 1566.9723 | 2295.2842 | 2515.9855 | 1566.9727 | 1412.4814 | 9357.6962 |  |  | 713.2465 | 89.0761 | 10160.0188
| Total Non-Network |  |  | 68216.1904 | 69258.0399 | 51828.48 | 43232.3915 | 36644.5707 | 269179.6725 |  |  | 713.2465 | 433.7146 | 270326.6336
Network
| Total (gross) - incl Gifting |  |  | 320480.9702 | 325918.1452 | 304015.86 | 292199.8775 | 276794.4965 | 1519409.3494 |  |  | 74289.491 | 15892.6101 | 1609591.4506
| Total (net) |  |  | 254346.408 | 260519.1679 | 238557.8817 | 227264.8388 | 214835.0413 | 1195523.3378 |  |  | 55228.6901 | 11785.8664 | 1262537.8942
0
0
Note on B118: Trevor Gusling: 'Protection Compliance (Primary&Backup)' in Original Proposal

## Original Proposal $2020
|  | Direct Costs | $2017-18 ($'000) | [7 empty] | $2020 Escalator | 1.0561
$2020 ($'000) | [10 empty] | Network Business Overheads Rate | Overheads | Escalation | Total
|  | AER RIN ref | Doc/Plan ref | 2020/21 | 2021/22 | 2022/23 | 2023/24 | 2024/25 | Total |  | 5.073%
Category / Description |  | (Repex,Augex etc) | (eg AP) | Jul-Jun | Jul-Jun | Jul-Jun | Jul-Jun | Jul-Jun |  | SEM Reference |  |  |  |  | Asset class | Expenditure category
Capacity Upgrade
| Connection Point Capacity (ETC/NER Code) | Augex | AP.1.1.01 | 4356.986 | 5290.9405 | 1555.1224 | 0 | 0 | 11203.049 | C-2 |  | 568.3094 | 236.9364 | 12008.2948 | Substations - Sub-transmission | Capacity Augmentation
| LV & Distribution Transformers (QoS BAU) | Augex | AP.1.1.01 | 7929.8026 | 8282.2383 | 8634.674 | 8987.1097 | 9339.5453 | 43173.37 | C-2 |  | 2190.1031 | 913.0856 | 46276.5587 | Distribution Transformers | Capacity Augmentation
| Distribution Feeders (11 & 7.6kV) | Augex | AP.1.1.01 | 2422.9953 | 290.7594 | 74.8926 | 550.6807 | 797.3857 | 4136.7137 | C-2 |  | 209.8476 | 87.4885 | 4434.0499 | Distribution Lines | Capacity Augmentation
| Strategic Network Capacity (Other) | Augex | AP.1.1.01 | 3612.4657 | 3612.4657 | 3612.4657 | 3612.4657 | 3612.4657 | 18062.3283 | C-2 |  | 916.2676 | 382.0052 | 19360.6011 | Distribution Lines | Capacity Augmentation
| Substation Capacity | Augex | AP.1.1.01 | 3149.8938 | 2149.8576 | 2925.2161 | 2119.0195 | 704.8713 | 11048.8584 | C-2 |  | 560.4876 | 233.6754 | 11843.0214 | Substations - Distribution | Capacity Augmentation
| Subtransmission Network | Augex | AP.1.1.01 | 7683.0977 | 4163.1464 | 1004.4417 | 1405.3372 | 4907.6668 | 19163.6897 | C-2 |  | 972.1376 | 405.2982 | 20541.1256 | Sub-transmission lines | Capacity Augmentation
| Distribution Line - SWER Replacements | Augex | AP.1.1.01 | 616.7624 | 616.7624 | 616.7624 | 616.7624 | 616.7624 | 3083.8121 | C-2 |  | 156.4359 | 65.2204 | 3305.4685 | Distribution Lines | Capacity Augmentation
| Voltage Regulation | Augex | AP.1.1.01 | 2515.5096 | 2515.5096 | 2515.5096 | 3224.7864 | 3224.7864 | 13996.1017 | C-2 |  | 709.9957 | 296.0075 | 15002.1048 | Sub - Refurb & short | Capacity Augmentation
| Land | Augex | AP.1.1.01 | 0 | 0 | 0 | 1365.6882 | 1365.6882 | 2731.3765 | C-2 |  | 138.5575 | 57.7666 | 2927.7007 | Substation Land | Capacity Augmentation
| LV Two Way Network (QoS) | Augex | AP.1.1.01 | 3524.3567 | 3524.3567 | 3524.3567 | 3524.3567 | 3524.3567 | 17621.7837 | C-2 |  | 893.9196 | 372.688 | 18888.3913 | Electronic Network | Capacity Augmentation
| Capacity Augmentation (Total) |  | Total | 35811.8699 | 30446.0367 | 24463.4412 | 25406.2066 | 28093.5286 | 144221.0829 | C-2 |  | 7316.0618 | 3050.1719 | 154587.3167
Customer Connect (gross)
| Customer Connect < $30k | Connections | AP.7.1.01 | 15459.0896 | 15867.056 | 15831.6676 | 15382.5591 | 19518.8928 | 82059.2651 | C-3 |  | 4162.7108 | 2150.7656 | 88372.7414 | LVS | Connections
| Customer Connect > $30k<$100k | Connections | AP.7.1.01 | 23449.533 | 24329.9996 | 24537.635 | 23958.4654 | 22766.0258 | 119041.6588 | C-3 |  | 6038.7574 | 3120.0706 | 128200.4868 | Distribution Lines | Connections
| Customer Connect > $100k | Connections | AP.7.1.01 | 34089.7169 | 33796.4847 | 34146.0702 | 34366.6263 | 27895.8085 | 164294.7067 | C-3 |  | 8334.3586 | 4306.1487 | 176935.2141 | Distribution Lines | Connections
| Gifting | Connections | NA | 26126.8793 | 26126.8793 | 26126.8793 | 26126.8793 | 26126.8793 | 130634.3966 | C-3 |  | 6626.835 | 3423.9152 | 140685.1467 | Distribution Lines | Connections
| URDs | Connections | AP.7.1.01 | 5545.472 | 5688.1645 | 5568.185 | 5333.2226 | 4841.5261 | 26976.5702 | C-3 |  | 1368.4702 | 707.0533 | 29052.0937 | Distribution Lines - Underground | Connections
| Gross Customer Connect (total, incl gifting) |  | Total | 104670.6909 | 105808.5841 | 106210.4371 | 105167.7527 | 101149.1325 | 523006.5973 | C-3 |  | 26531.132 | 13707.9534 | 563245.6827
Reliability & Resilience
| Existing Network Protection Mgt - Planned | Augex | Historical | 1409.7427 | 1409.7427 | 1409.7427 | 1409.7427 | 1409.7427 | 7048.7135 | C-5 |  | 357.5679 | 287.2235 | 7693.5048 | Dist line - Refurb & short | Reliability
| Maintain Underlying Reliability Performance | Augex | AP.2.1.01 | 4757.8816 | 4757.8816 | 4757.8816 | 4757.8816 | 4757.8816 | 23789.4079 | C-5 |  | 1206.7915 | 969.3794 | 25965.5789 | Sub-transmission lines | Reliability
| Air Conditioning Relay Rooms | Augex | AP.3.2.14 | 176.2178 | 176.2178 | 176.2178 | 176.2178 | 176.2178 | 881.0892 | C-5 |  | 44.696 | 35.9029 | 961.6881 | Electronic Network | Reliability
| Network Hardening | Augex | AP.2.1.05 | 2819.4854 | 2819.4854 | 2819.4854 | 2819.4854 | 2819.4854 | 14097.4269 | C-5 |  | 715.1357 | 574.447 | 15387.0097 | Sub-transmission lines | Reliability
| Low Reliability Feeders | Augex | AP.2.1.06 | 2731.3765 | 2731.3765 | 2731.3765 | 2731.3765 | 2731.3765 | 13656.8823 | C-5 |  | 692.7877 | 556.4956 | 14906.1656 | Distribution Lines | Reliability
| Reliability (total) |  | total | 11894.704 | 11894.704 | 11894.704 | 11894.704 | 11894.704 | 59473.5199 | C-5 |  | 3016.9788 | 2423.4485 | 64913.9471
Asset Replace/Refurbish
Line Repex/Refurb - Planned
| Cable replacement planned | Repex | AP.3.1.09 | 1258.0625 | 1186.3563 | 1186.3563 | 1186.3563 | 1186.3563 | 6003.4878 | C-1 |  | 304.5455 | 162.5384 | 6470.5717 | Distribution Lines - Underground | Asset Replacement and Refurbishment
| Conductor Replacement - Planned | Repex | AP.3.1.10 | 2793.8861 | 2535.4761 | 2535.4761 | 2535.4761 | 2535.4761 | 12935.7903 | C-1 |  | 656.2081 | 350.2234 | 13942.2218 | Dist line - Refurb & short | Asset Replacement and Refurbishment
| Line Ancillary Equipment - Planned (incl LFIs, fences, gates, signs etc) | Repex | AP.3.1.20 | 377.345 | 503.1266 | 503.1266 | 503.1266 | 503.1266 | 2389.8515 | C-1 |  | 121.2326 | 64.7028 | 2575.7869 | Dist line - Refurb & short | Asset Replacement and Refurbishment
| Line Regulation - Planned (incl regulators, capacitors) | Repex | AP.3.1.19 | 764.1686 | 1018.8915 | 1018.8915 | 1027.7024 | 1036.5133 | 4866.1674 | C-1 |  | 246.8514 | 131.7466 | 5244.7655 | Dist line - Refurb & short | Asset Replacement and Refurbishment
| Overhead Line Components - Planned (incl insulators, crossarms, taps, pole earths) | Repex | AP.3.1.06 | 11614.3909 | 11858.704 | 11858.704 | 11858.704 | 11858.704 | 59049.2071 | C-1 |  | 2995.4542 | 1598.6976 | 63643.3589 | Distribution Lines | Asset Replacement and Refurbishment
| Pole Replacement Maint. Tasks - Planned | Repex | AP.3.1.05 | 17399.0204 | 18734.5087 | 18734.5087 | 18734.5087 | 18734.5087 | 92337.055 | C-1 |  | 4684.0835 | 2499.9324 | 99521.071 | Distribution Lines | Asset Replacement and Refurbishment
| Recloser Refurbishment - Planned | Repex | AP.3.1.13 | 662.2707 | 665.4867 | 665.4867 | 665.4867 | 665.4867 | 3324.2173 | C-1 |  | 168.6312 | 89.9998 | 3582.8484 | Dist line - Refurb & short | Asset Replacement and Refurbishment
| Recloser Replacement - Planned | Repex | AP.3.1.13 | 1885.5309 | 1894.7823 | 1895.6634 | 1896.5445 | 1897.4256 | 9469.9465 | C-1 |  | 480.3924 | 256.3892 | 10206.7282 | Dist line - Refurb & short | Asset Replacement and Refurbishment
| Services Maintenance Tasks - Planned | Repex | AP.3.1.08 | 2986.1635 | 3144.5166 | 3144.5166 | 3144.5166 | 3144.5166 | 15564.2298 | C-1 |  | 789.5438 | 421.3858 | 16775.1595 | Distribution Lines | Asset Replacement and Refurbishment
| Switchgear - Overhead - Planned | Repex | AP.3.1.07 | 2610.2267 | 2643.2675 | 2643.2675 | 2643.2675 | 2643.2675 | 13183.2969 | C-1 |  | 668.7636 | 356.9244 | 14208.985 | Distribution Lines | Asset Replacement and Refurbishment
| Transformers - Planned | Repex | AP.3.1.01 | 2532.0851 | 2818.0904 | 2818.0904 | 2818.0904 | 2818.0904 | 13804.4466 | C-1 |  | 700.2734 | 373.7414 | 14878.4614 | Distribution Lines | Asset Replacement and Refurbishment
| Poles - Planned plating | Repex | AP.3.1.05 | 6192.3483 | 6582.3949 | 6582.3949 | 6582.3949 | 6582.3949 | 32521.928 | C-1 |  | 1649.7757 | 880.4983 | 35052.202 | Dist line - Refurb & short | Asset Replacement and Refurbishment
| CBD ducts & manholes | Repex | AP.2.1.07 | 2387.7517 | 2625.6458 | 2625.6458 | 2625.6458 | 2625.6458 | 12890.3347 | C-1 |  | 653.9022 | 348.9928 | 13893.2298 | Dist line - Refurb & short | Asset Replacement and Refurbishment
| Cables - CBD 11kV PILC cable replacements | Repex | AP.2.1.07 | 2112.8171 | 2817.0895 | 2817.0895 | 2817.0895 | 2817.0895 | 13381.175 | C-1 |  | 678.8016 | 362.2818 | 14422.2584 | Distribution Lines - Underground | Asset Replacement and Refurbishment
| Services - Aluminium neutral screen service line replacements | Repex | AP.3.1.08 | 556.1032 | 741.471 | 741.471 | 741.471 | 741.471 | 3521.9872 | C-1 |  | 178.6637 | 95.3542 | 3796.0052 | Distribution Lines | Asset Replacement and Refurbishment
Line Repex/Refurb - Unplanned
| (Distribution) Cable Replacement - Unplanned | Repex | AP.3.1.09 | 550.1521 | 563.8971 | 563.8971 | 563.8971 | 563.8971 | 2805.7404 | C-1 |  | 142.3299 | 75.9626 | 3024.0329 | Dist line - Refurb & short | Asset Replacement and Refurbishment
| Line Regulation - Unplanned (incl regulators, capacitors) | Repex | AP.3.1.19 | 118.947 | 118.947 | 138.7715 | 158.5961 | 158.5961 | 693.8577 | C-1 |  | 35.1981 | 18.7855 | 747.8413 | Dist line - Refurb & short | Asset Replacement and Refurbishment
| Overhead Line Components - Unplanned (incl insulators, X-arms, pole earths) | Repex | AP.3.1.06 | 5600.5967 | 5793.3928 | 5793.3928 | 5793.3928 | 5793.3928 | 28774.168 | C-1 |  | 1459.6589 | 779.0315 | 31012.8585 | Distribution Lines | Asset Replacement and Refurbishment
| Poles - Unplanned | Repex | AP.3.1.05 | 2196.1148 | 2202.723 | 2202.723 | 2202.723 | 2202.723 | 11007.0066 | C-1 |  | 558.3646 | 298.0036 | 11863.3748 | Distribution Lines | Asset Replacement and Refurbishment
| Recloser Replacement - Unplanned | Repex | AP.3.1.13 | 1064.4659 | 986.8199 | 986.8199 | 986.8199 | 986.8199 | 5011.7454 | C-1 |  | 254.2363 | 135.6879 | 5401.6697 | Dist line - Refurb & short | Asset Replacement and Refurbishment
| Services Replacement - Unplanned | Repex | AP.3.1.08 | 3698.3718 | 3982.5231 | 3982.5231 | 3982.5231 | 3982.5231 | 19628.4643 | C-1 |  | 995.7147 | 531.4208 | 21155.5999 | Distribution Lines | Asset Replacement and Refurbishment
| Switchgear - Ground Level - Unplanned | Repex | AP.3.1.03 | 381.5116 | 352.4357 | 352.4357 | 352.4357 | 352.4357 | 1791.2543 | C-1 |  | 90.8669 | 48.4964 | 1930.6176 | Dist line - Refurb & short | Asset Replacement and Refurbishment
| Switchgear - Overhead - Unplanned | Repex | AP.3.1.07 | 2731.3765 | 3083.8121 | 3083.8121 | 3083.8121 | 3083.8121 | 15066.625 | C-1 |  | 764.3013 | 407.9136 | 16238.84 | Distribution Lines | Asset Replacement and Refurbishment
| Transformers - Unplanned | Repex | AP.3.1.01 | 4653.2522 | 4669.7727 | 4669.7727 | 4669.7727 | 4669.7727 | 23332.3429 | C-1 |  | 1183.6055 | 631.6996 | 25147.648 | Distribution Lines | Asset Replacement and Refurbishment
| Repex/Refurb - Lines (subtotal) |  | subtotal | 77126.9593 | 81524.1312 | 81544.8368 | 81574.3533 | 81584.0453 | 403354.326 | C-1 |  | 20461.3994 | 10920.4107 | 434736.1361
Substations Repex/Refurb
| Auxillary DC Supplies excl AC - Battery Banks & Chargers | Repex | AP.3.2.08 | 569.2717 | 569.2717 | 569.2717 | 569.2717 | 320.7605 | 2597.8474 | C-1 |  | 131.7839 | 70.3341 | 2799.9654 | Electronic Network | Asset Replacement and Refurbishment
| Circuit Breakers Planned Replacement | Repex | AP.3.2.05 | 9635.1356 | 9463.734 | 10234.5109 | 10099.7042 | 9265.489 | 48698.5737 | C-1 |  | 2470.3862 | 1318.4647 | 52487.4245 | Substations - Distribution | Asset Replacement and Refurbishment
| Circuit Breakers Planned Refurb | Repex | AP.3.2.02 | 1070.5706 | 1051.526 | 1137.1679 | 1122.1894 | 1029.4988 | 5410.9526 | C-1 |  | 274.4874 | 146.4961 | 5831.9361 | Substations - Distribution | Asset Replacement and Refurbishment
| Mobile Substations | Repex | AP.3.2.13 | 264.3268 | 264.3268 | 264.3268 | 264.3268 | 264.3268 | 1321.6338 | C-1 |  | 67.044 | 35.7819 | 1424.4596 | Substations - Distribution | Asset Replacement and Refurbishment
| Substation Insurance Spares & Asset Mgt | Repex | Historical | 1409.7427 | 1409.7427 | 1409.7427 | 1409.7427 | 1409.7427 | 7048.7135 | C-1 |  | 357.5679 | 190.8368 | 7597.1181 | Substations - Distribution | Asset Replacement and Refurbishment
| Substation Infrastructure - Civil (incl buildings, structures) | Repex | AP3.2.16 | 1321.6338 | 1321.6338 | 1321.6338 | 1321.6338 | 1321.6338 | 6608.1689 | C-1 |  | 335.2199 | 178.9095 | 7122.2982 | Substations - Distribution | Asset Replacement and Refurbishment
| Substation Transformer Repl. | Repex | AP.3.2.01 | 4121.4106 | 4061.9371 | 4731.5648 | 3883.5165 | 3094.9417 | 19893.3707 | C-1 |  | 1009.1529 | 538.5929 | 21441.1165 | Substations - Distribution | Asset Replacement and Refurbishment
| TF Refurb (18665 & 18977) | Repex | AP.3.2.01 | 1387.7155 | 1101.3615 | 837.0347 | 837.0347 | 837.0347 | 5000.1811 | C-1 |  | 253.6497 | 135.3749 | 5389.2057 | Substations - Distribution | Asset Replacement and Refurbishment
| Surge Arrester | Repex | AP.3.2.03 | 275.617 | 302.5064 | 302.5064 | 295.7841 | 188.2262 | 1364.6401 | C-1 |  | 69.2256 | 36.9463 | 1470.8119 | Substations - Distribution | Asset Replacement and Refurbishment
| AC Panels + auxilary supply | Repex | AP 3.2.22 | 634.3842 | 634.3842 | 634.3842 | 634.3842 | 526.4508 | 3063.9876 | C-1 |  | 155.4303 | 82.9544 | 3302.3723 | Sub - Refurb & short | Asset Replacement and Refurbishment
| Protection Asset Replacement | Repex | AP.3.2.14 | 2467.0497 | 2511.1042 | 2334.8863 | 2158.6685 | 2202.723 | 11674.4317 | C-1 |  | 592.2218 | 316.0734 | 12582.7269 | Electronic Network | Asset Replacement and Refurbishment
| Unplanned CB Replacement | Repex | Historical | 411.4686 | 411.4686 | 411.4686 | 411.4686 | 411.4686 | 2057.3432 | C-1 |  | 104.3651 | 55.7005 | 2217.4088 | Substations - Distribution | Asset Replacement and Refurbishment
| Unplanned Substation Asset Repl - PROTECTION | Repex | Historical | 704.8713 | 704.8713 | 704.8713 | 704.8713 | 704.8713 | 3524.3567 | C-1 |  | 178.7839 | 95.4184 | 3798.5591 | Sub - Refurb & short | Asset Replacement and Refurbishment
| Other (sub cables) | Repex | AP 3.02.09 | 629.4295 | 223.6879 | 232.9393 | 232.9393 | 195.9336 | 1514.9295 | C-1 |  | 76.8495 | 41.0152 | 1632.7942 | Substations - Distribution | Asset Replacement and Refurbishment
| Northfield 66kV GIS Switchboard replacement (1/3rd) | Repex | AP 3.02.06 | 1101.3615 | 3700.5746 | 4405.4459 | 1762.1784 | 0 | 10969.5603 | C-1 |  | 556.465 | 296.9898 | 11823.0151 | Substations - Sub-Transmission | Asset Replacement and Refurbishment
| Repex/Refurb - Substations (subtotal) |  | subtotal | 26003.989 | 27732.1308 | 29531.7554 | 25707.7142 | 21773.1014 | 130748.6909 | C-1 |  | 6632.6329 | 3539.8887 | 140921.2125
| Telecom'n Repex/Refurb | [8 empty] | C-1
| 48V DC Systems | Repex | AP.3.3.02 | 295.6054 | 274.8998 | 274.8998 | 274.8998 | 290.7594 | 1411.0643 | C-1 |  | 71.5806 | 38.2031 | 1520.8481 | Communications | Asset Replacement and Refurbishment
| UPAX/Business Telephone Network | Non-network | AP.3.3.07 | 763.7728 | 138.8678 | 254.5909 | 555.4711 | 439.748 | 2152.4505 | C-1 |  | 0 | 55.4619 | 2207.9125 | Communications | Asset Replacement and Refurbishment
| Data Network | Repex | AP.3.3.12 | 1477.146 | 1477.146 | 1034.3987 | 1249.825 | 1249.825 | 6488.3407 | C-1 |  | 329.1412 | 175.6653 | 6993.1472 | Communications | Asset Replacement and Refurbishment
| Microwave Radio | Repex | AP.3.3.01 | 127.7579 | 268.7322 | 281.9485 | 281.9485 | 281.9485 | 1242.3357 | C-1 |  | 63.0213 | 33.635 | 1338.9921 | Communications | Asset Replacement and Refurbishment
| Minor Works - Unplanned | Repex | Historic | 792.9803 | 792.9803 | 837.0347 | 881.0892 | 881.0892 | 4185.1736 | C-1 |  | 212.3059 | 113.3093 | 4510.7889 | Communications | Asset Replacement and Refurbishment
| Misc Radio Systems | Repex | AP.3.3.05 | 640.5518 | 171.8124 | 171.8124 | 171.8124 | 171.8124 | 1327.8014 | C-1 |  | 67.3568 | 35.9489 | 1431.1071 | Communications | Asset Replacement and Refurbishment
| Network Tel Planning Labour Capitalisation | Repex | Historic | 616.7624 | 616.7624 | 616.7624 | 616.7624 | 616.7624 | 3083.8121 | C-1 |  | 156.4359 | 83.4911 | 3323.7392 | Communications | Asset Replacement and Refurbishment
| Optical Fibre Network | Repex | AP.3.3.04 | 440.5446 | 440.5446 | 440.5446 | 440.5446 | 440.5446 | 2202.723 | C-1 |  | 111.74 | 59.6365 | 2374.0994 | Communications | Asset Replacement and Refurbishment
| Pilot Cable Network (incl CBD) stage 2 | Repex | AP.3.3.03 | 44.0545 | 44.0545 | 44.0545 | 44.0545 | 44.0545 | 220.2723 | C-1 |  | 11.174 | 5.9636 | 237.4099 | Communications | Asset Replacement and Refurbishment
| SDH Network | Repex | AP.3.3.10 | 59.033 | 337.8977 | 337.8977 | 59.033 | 59.033 | 852.8943 | C-1 |  | 43.2657 | 23.0913 | 919.2513 | Communications | Asset Replacement and Refurbishment
| TNOC Management Systems | Non-network | AP.3.3.08 | 324.0248 | 786.9174 | 856.3513 | 393.4587 | 393.4587 | 2754.2109 | C-1 |  | 0 | 70.9674 | 2825.1783 | Communications | Asset Replacement and Refurbishment
| OT Cyber Security | Non-network | New | 555.4711 | 1481.2563 | 1527.5455 | 694.3389 | 648.0496 | 4906.6614 | C-1 |  | 0 | 126.4294 | 5033.0908 | Communications | Asset Replacement and Refurbishment
| Other | Repex |  | 352.4357 | 352.4357 | 352.4357 | 352.4357 | 352.4357 | 1762.1784 | C-1 |  | 89.392 | 47.7092 | 1899.2795 | Communications | Asset Replacement and Refurbishment
|  |  | Non-network | -1643.2687 | -2407.0414 | -2638.4877 | -1643.2687 | -1481.2563 | -9813.3228 | C-1 |  | 0 | -252.8588 | -10066.1815
| Repex / Refurb - Telecom'n (subtotal) |  | subtotal | 4846.8716 | 4777.2656 | 4391.789 | 4372.4051 | 4388.2647 | 22776.5959 |  |  | 1155.4135 | 616.6533 | 24548.6627
| Replacement & Refurbishment (Total) |  | Total | 107977.8199 | 114033.5276 | 115468.3813 | 111654.4726 | 107745.4114 | 556879.6128 | C-1 |  | 28249.4458 | 15076.9527 | 600206.0113
Environment
| Environmental Management - Lines (incl oil containment, EMF) | Augex | AP.4.1.03 | 176.2178 | 176.2178 | 176.2178 | 176.2178 | 176.2178 | 881.0892 | C-6 |  | 44.696 | 16.1441 | 941.9293 | Substations - Distribution | Environmental
| Oil Containment - Substation | Augex | AP.4.1.01 | 1497.8516 | 1497.8516 | 1497.8516 | 1497.8516 | 1497.8516 | 7489.2581 | C-6 |  | 379.9158 | 137.2252 | 8006.3991 | Substations - Distribution | Environmental
| Environmental Management - Subs (eg noise abatement) | Augex | AP.4.1.05 | 150.6663 | 150.6663 | 150.6663 | 150.6663 | 150.6663 | 753.3313 | C-6 |  | 38.2151 | 13.8032 | 805.3496 | Substations - Distribution | Environmental
| Environment (Total) |  | Total | 1824.7357 | 1824.7357 | 1824.7357 | 1824.7357 | 1824.7357 | 9123.6785 | C-6 |  | 462.8269 | 167.1726 | 9753.6779
Safety
| Elizabeth Transformer Stations | Repex | AP.5.1.02 | 435.0378 | 440.5446 | 440.5446 | 440.5446 | 440.5446 | 2197.2162 | C-8 |  | 111.4606 | 67.7565 | 2376.4333 | Distribution Lines | Safety Repex
| Line Clearance Rectification - Distribution | Repex | AP.5.1.06 | 3291.9695 | 3524.3567 | 3524.3567 | 3524.3567 | 3524.3567 | 17389.3964 | C-8 |  | 882.1311 | 536.2444 | 18807.7719 | Sub-transmission lines | Safety Repex
| Substation Asbestos Removal | Repex |  | 0 | 0 | 0 | 0 | 0 | 0 | C-8 |  | 0 | 0 | 0 | Substations - Distribution | Safety Repex
| Substation Lighting | Augex | AP.5.1.05 | 105.7307 | 105.7307 | 105.7307 | 105.7307 | 105.7307 | 528.6535 | C-7 |  | 26.8176 | 15.9857 | 571.4568 | Substations - Distribution | Safety Augex
| Substation Security & Fencing | Augex | AP.5.1.03 | 2293.4751 | 2302.286 | 2311.0969 | 2311.0969 | 2308.0131 | 11525.9681 | C-7 |  | 584.6905 | 348.5286 | 12459.1873 | Substations - Distribution | Safety Augex
| CBD Maintenance Projects (CBD Safety) | Repex | AP.2.1.07 | 371.9959 | 371.9959 | 371.9959 | 371.9959 | 371.9959 | 1859.9793 | C-8 |  | 94.3532 | 57.357 | 2011.6895 | Dist line - Refurb & short | Safety Repex
| Emergency Switching Communication (Mobile Radio) | Repex | AP.3.3.06 | 770.953 | 770.953 | 330.4084 | 881.0892 | 792.9803 | 3546.384 | C-8 |  | 179.9013 | 109.3614 | 3835.6467 | Communications | Safety Repex
| Substation Infrastructure - Earth systems (Earth Grid Upgrades) | Augex | AP.3.2.10 | 1083.7397 | 1083.7397 | 1083.7397 | 1083.7397 | 1083.7397 | 5418.6985 | C-7 |  | 274.8803 | 163.8536 | 5857.4324 | Substations - Distribution | Safety Augex
| Distribution Earthing | Repex | AP.3.1.18 | 79.4721 | 105.9628 | 105.9628 | 105.9628 | 105.9628 | 503.3234 | C-8 |  | 25.5326 | 15.5212 | 544.3773 | Dist line - Refurb & short | Safety Repex
| Telco Structures | Repex | AP.3.3.13 | 290.7594 | 290.7594 | 290.7594 | 290.7594 | 806.1966 | 1969.2343 | C-8 |  | 99.8955 | 60.7261 | 2129.856 | Distribution Lines | Safety Repex
| Switchgear - Ground Level - Planned | Repex | AP.3.1.03 | 3758.6287 | 3616.4471 | 3616.4471 | 3616.4471 | 3616.4471 | 18224.4171 | C-8 |  | 924.4901 | 561.9943 | 19710.9015 | Distribution Lines | Safety Repex
| Instrument Transformers (CTs & VTs) | Repex | AP.3.2.02 | 514.9966 | 607.511 | 571.8269 | 571.8269 | 571.8269 | 2837.9883 | C-8 |  | 143.9658 | 87.5163 | 3069.4703 | Distribution Lines | Safety Augex
| Rural protection | Augex | AP.3.2.14 | 2472.3362 | 2472.3362 | 2472.3362 | 2472.3362 | 2472.3362 | 12361.6812 | C-7 |  | 627.0846 | 373.7994 | 13362.5652 | Dist line - Refurb & short | Safety Augex
| Network Protection Substation Audits | Augex | Historic | 264.3268 | 264.3268 | 264.3268 | 264.3268 | 264.3268 | 1321.6338 | C-7 |  | 67.044 | 39.9643 | 1428.642 | Dist line - Refurb & short | Safety Augex
| CBD 33kV Substation Migration to 11kV | Augex | AP.2.1.07 | 3083.8121 | 3083.8121 | 1762.1784 | 1762.1784 | 1762.1784 | 11454.1594 | C-7 |  | 581.0478 | 346.3572 | 12381.5644 | Substations - Distribution | Safety Repex
| Planned & Unplanned Disconnector Repl | Repex | AP.3.2.17 | 405.301 | 405.301 | 393.4063 | 381.5116 | 381.5116 | 1967.0316 | C-8 |  | 99.7838 | 60.6582 | 2127.4736 | Substations - Distribution | Safety Repex
| Substations rebuilds at BHP Ardrossan, Quorn & Burra substations. Kleins Point & Walkers Flat substation rebuilds + Wilmington (19672) | Repex | AP.3.2.12 | 2722.5656 | 2722.5656 | 2722.5656 | 2555.1586 | 2185.1012 | 12907.9565 | C-8 |  | 654.7961 | 398.0483 | 13960.8009 | Substations - Distribution | Safety Repex
| CBD Pilot Cable replacement program |  |  | 663.5725 | 0 | 0 | 0 | 0 | 663.5725 | C-8 |  | 33.6618 | 20.4629 | 717.6972 | Communications | Safety Repex
Bushfire
| Bushfire Risk Reduction | Augex | B Case | 2145.4522 | 2112.4113 | 2132.2358 | 2105.8031 | 2092.5868 | 10588.4893 | C-18 |  | 537.134 | 327.1796 | 11452.8028 | Dist line - Refurb & short | Safety Augex
| Repex Sub-total | Repex |  | 13305.2522 | 12856.3972 | 12368.2737 | 12739.6528 | 12796.9236 | 64066.4995 | C-8 |  | 3249.9719 | 1975.6465 | 69292.118
| Augex Sub-total | Augex |  | 9303.4207 | 9312.2316 | 7999.4087 | 7999.4087 | 7996.3249 | 42610.7945 | C-7 |  | 2161.5647 | 1288.4889 | 46060.8481
| Safety (Total) |  | Total | 24754.125 | 24281.04 | 22499.9183 | 22844.8647 | 22885.8353 | 117265.7833 |  |  | 5948.6706 | 3591.315 | 126805.7689
Network ("Strategic" category)
| Substations CM equip | Augex | AMP 3.0.01 | 264.3268 | 264.3268 | 264.3268 | 264.3268 | 264.3268 | 1321.6338 | C-15 |  | 67.044 | 46.7191 | 1435.3968 | Substations - Distribution | Strategic - Asset Condition Monitoring
| Network - Strategic (Total) |  | Total | 264.3268 | 264.3268 | 264.3268 | 264.3268 | 264.3268 | 1321.6338 | C-15 |  | 67.044 | 46.7191 | 1435.3968
Network Control
| SCADA to remaining substations | Augex | AP.2.1.02 | 1564.3738 | 1564.3738 | 1460.8459 | 1460.8459 | 1460.8459 | 7511.2853 | C-15 |  | 381.0332 | 265.5202 | 8157.8388 | Electronic Network | Strategic - Network Security
| Network Data Capture | Augex | Historic | 528.6535 | 528.6535 | 528.6535 | 528.6535 | 528.6535 | 2643.2675 | C-15 |  | 134.0879 | 93.4382 | 2870.7937 | Substations - Distribution | Strategic - Network Security
| SCADA Improvement Project (inc TDU & RTU) | Augex | AP.2.1.02 | 764.7854 | 764.7854 | 764.7854 | 764.7854 | 764.7854 | 3823.9271 | C-15 |  | 193.9806 | 135.1739 | 4153.0815 | Electronic Network | Strategic - Network Security
| SCADA Data Concentrator | Augex | AP.2.1.02 | 0 | 235.6914 | 235.6914 | 0 | 0 | 471.3827 | C-15 |  | 23.9124 | 16.6631 | 511.9582 | Electronic Network | Strategic - Network Security
| Low Voltage Management | Augex | B Case | 5578.1756 | 8341.7118 | 6151.7647 | 5616.503 | 3649.9119 | 29338.0671 | C-15 |  | 1488.2645 | 1037.0862 | 31863.4177 | Electronic Network | Strategic - Network Security
| OMS Replacement Project | Non-network | AP.2.1.02 | 129.6099 | 0 | 0 | 0 | 0 | 129.6099 |  |  | 0 | 4.3604 | 133.9704 | Electronic Network | Strategic - Network Security
| ADMS/OMS Hardware Upgrade | Non-network | AP.2.1.02 | 1716.4057 | 11.1094 | 11.1094 | 1716.4057 | 1716.4057 | 5171.4359 |  |  | 0 | 173.9819 | 5345.4179 | Communications | Strategic - Network Security
| ADMS/OMS Software Upgrade | Non-network | AP.2.1.02 | 1542.821 | 0 | 0 | 1710.851 | 3421.702 | 6675.3739 |  |  | 0 | 224.5787 | 6899.9527 | Communications | Strategic - Network Security
|  |  | Non-network | -3388.8366 | -11.1094 | -11.1094 | -3427.2567 | -5138.1077 | -11976.4198 |  |  | 0 | -402.9211 | -12379.3409
| Network Control (Total) |  | Total | 8435.9884 | 11435.216 | 9141.7408 | 8370.7878 | 6404.1967 | 43787.9297 | C-15 |  | 2221.2786 | 1547.8817 | 47557.0899
PLEC
| PLEC - Non-Specific (gross) | Augex |  | 10132.5256 | 10132.5256 | 10132.5256 | 10132.5256 | 10132.5256 | 50662.628 | C-10 |  | 2570.019 | 1928.8971 | 55161.5441 | Distribution Lines - Underground | PLEC (Undergrounding)
| PLEC (Total) |  | Total | 10132.5256 | 10132.5256 | 10132.5256 | 10132.5256 | 10132.5256 | 50662.628 | C-10 |  | 2570.019 | 1928.8971 | 55161.5441
Customer Contributions
| Customer Connect <$30k | Connections | AP.7.1.01 | 5075.9045 | 5097.5103 | 5086.1413 | 4941.859 | 6270.7131 | 26472.1282 | C-4 |  | 1342.8808 | 666.2666 | 28481.2756 | LVS | Contributions
| Customer Connect >$30k<$100k | Connections | AP.7.1.01 | 6870.2301 | 6992.9804 | 7052.6594 | 6886.1933 | 6543.4597 | 34345.5229 | C-4 |  | 1742.2832 | 864.429 | 36952.2351 | Distribution Lines | Contributions
| Customer Projects >$100k | Connections | AP.7.1.01 | 18125.1016 | 17191.1781 | 17369.001 | 17481.1907 | 14189.6951 | 84356.1666 | C-4 |  | 4279.2282 | 2123.1272 | 90758.522 | Distribution Lines | Contributions
| URDs | Connections | AP.7.1.01 | 7860.212 | 7910.8276 | 7743.9659 | 7417.1914 | 6733.3634 | 37665.5602 | C-4 |  | 1910.7024 | 947.9897 | 40524.2523 | Distribution Lines - Underground | Contributions
| PLEC | Augex | AP.7.1.01 | 2378.9408 | 2378.9408 | 2378.9408 | 2378.9408 | 2378.9408 | 11894.704 | C-4 |  | 603.3958 | 299.3731 | 12797.4729 | Distribution Lines - Underground | Contributions
| Gifting | Connections | NA | 26126.8793 | 26126.8793 | 26126.8793 | 26126.8793 | 26126.8793 | 130634.3966 | C-4 |  | 6626.835 | 3287.8857 | 140549.1173 | Distribution Lines | Contributions
| Recoverable Works Contribution | Augex | NA | 0 | 0 | 0 | 0 | 0 | 0 | C-4 |  | 0 | 0 | 0 | Distribution Lines | Contributions
| Embedded Generation Contribution | Connections | NA | 0 | 0 | 0 | 0 | 0 | 0 | C-4 |  | 0 | 0 | 0 | Distribution Lines | Contributions
| Customer Contributions (Total) |  | Total | 66437.2683 | 65698.3166 | 65757.5877 | 65232.2545 | 62243.0515 | 325368.4785 | C-4 |  | 16505.3254 | 8189.0712 | 350062.8751
Network
| Total (gross) - incl Gifting |  |  | 305766.7861 | 310120.6964 | 301900.2107 | 297560.3764 | 290394.3966 | 1505742.4662 |  |  | 76383.4575 | 41540.5119 | 1623666.4355
| Total (net) |  |  | 239329.5178 | 244422.3798 | 236142.623 | 232328.1219 | 228151.3451 | 1180373.9877 |  |  | 59878.1321 | 33351.4407 | 1273603.5604
|  |  |  | 244361.6231 | 246840.5307 | 238792.2201 | 237398.6473 | 234770.709
62103.7336
| Direct Costs (Non-network cost do not attract Overheads) | $2017-18 ($'000) |  | Proposal | [9 empty] | 57347.3775
| Baseline Direct Expenditure : $2017-18 ($'000) |  |  | 2020/21 | 2021/22 | 2022/23 | 2023/24 | 2024/25 | Total
| Information Technology |  |  | 71523.2761 | 71097.1433 | 46596.9148 | 43246.0422 | 42645.9995 | 275109.376 |  |  | 0 | 9447.273 | 284556.6489
| Heavy Vehicle Fleet - 15yrs | C-19 |  | 3543.3496 | 8121.7164 | 6167.8574 | 4937.4544 | 5750.6822 | 28521.06 |  |  | 0 | 0 | 28521.06
| Heavy Vehicle Fleet - 10yrs | C-20 |  | 5222.6122 | 4166.4722 | 5724.2787 | 12832.1007 | 9742.8913 | 37688.3549 |  |  | 0 | 0 | 37688.3549
| Light Vehicle Fleet | C-21 |  | 8406.8742 | 10286.8033 | 13740.381 | 11131.7153 | 6864.9098 | 50430.6837 |  |  | 0 | 0 | 50430.6837
| Plant and Tools | C-22 |  | 5382.8638 | 4484.0887 | 3680.8942 | 3401.1932 | 3920.814 | 20869.8539 |  |  | 0 | 0 | 20869.8539
| Property | C-24 |  | 13791.8816 | 17896.6509 | 11117.224 | 9451.8951 | 9239.217 | 61496.8687 |  |  | 0 | 0 | 61496.8687
| Superannuation | C-28 |  | -7329.6061 | -7329.6061 | -7329.6061 | -7329.6061 | -7329.6061 | -36648.0307 |  |  | 0 | -1681.7898 | -38329.8205
| Operational Information Technology | C-29 |  | 5032.1053 | 2418.1509 | 2649.5971 | 5070.5253 | 6619.3639 | 21789.7425 |  |  | 0 | 425.9083 | 22215.6508
| Total Non-Network |  |  | 105573.3566 | 111141.4196 | 82347.5412 | 82741.3201 | 77454.2716 | 459257.9091 |  |  | 0 | 8191.3915 | 467449.3006
Network
| Total (gross) - incl Gifting |  |  | 411340.1428 | 421262.116 | 384247.7519 | 380301.6965 | 367848.6682 | 1965000.3753 |  |  | 76383.4575 | 49731.9034 | 2091115.7361
| Total (net) |  |  | 344902.8745 | 355563.7994 | 318490.1642 | 315069.442 | 305605.6167 | 1639631.8968 |  |  | 59878.1321 | 41542.8322 | 1741052.861
0
0
Note on B118: Trevor Gusling: 'Protection Compliance (Primary&Backup)' in Original Proposal

## Summary $2017-18
|  |  | $2017-18 ($'000) | [6 empty] | Original Proposal |  |  |  | Draft Decision |  |  |  | Revised Proposal
$2017-18 ($'000) | [8 empty] | Direct Costs | Overheads |  | Total |  | Direct Costs | Overheads |  | Total | Direct Costs | Overheads | Escalation | Total
|  | AER RIN ref | Doc/Plan ref | 2020/21 | 2021/22 | 2022/23 | 2023/24 | 2024/25
Category / Description |  | (Repex,Augex etc) | (eg AP) | Jul-Jun | Jul-Jun | Jul-Jun | Jul-Jun | Jul-Jun
Capacity Upgrade
| Connection Point Capacity (ETC/NER Code) | Augex | AP.1.1.01 | 4125.3869 | 5009.6963 | 1472.4586 | 0 | 0 | 10607.5419 | 538.1005 | 224.3419 | 11369.9842 |  | 10607.5419 | 624.2447 | 91.6543 | 11323.4408 | 10607.5419 | 537.6568 | 148.2911 | 11293.4897
| LV & Distribution Transformers (QoS BAU) | Augex | AP.1.1.01 | 7249.8431 | 7412.7609 | 7575.6787 | 7575.6787 | 7738.5965 | 40878.4546 | 2073.6864 | 864.5498 | 43816.6909 |  | 35872.9296 | 2111.2571 | 393.0504 | 38377.2371 | 37552.5579 | 1890.9238 | 750.2685 | 40193.7503
| Distribution Feeders (11 & 7.6kV) | Augex | AP.1.1.01 | 2294.199 | 275.3039 | 70.9116 | 521.4089 | 755 | 3916.8234 | 198.693 | 82.838 | 4198.3544 |  | 3916.8234 | 231.1335 | 38.0456 | 4186.0024 | 3916.8234 | 198.4326 | 65.3935 | 4180.6495
| Strategic Network Capacity (Other) | Augex | AP.1.1.01 | 3420.4421 | 3420.4421 | 3420.4421 | 3420.4421 | 3420.4421 | 17102.2106 | 867.5627 | 361.6994 | 18331.4727 |  | 17102.2106 | 1006.5295 | 187.3845 | 18296.1247 | 17102.2106 | 861.2765 | 339.2988 | 18302.7859
| Substation Capacity | Augex | AP.1.1.01 | 2982.4587 | 2035.5802 | 2769.7239 | 2006.3813 | 667.4033 | 10461.5474 | 530.6944 | 221.2542 | 11213.496 |  | 10461.5474 | 615.1857 | 105.6247 | 11182.3577 | 10461.5474 | 526.905 | 185.8429 | 11174.2952
| Subtransmission Network | Augex | AP.1.1.01 | 0 | 475.5249 | 951.0498 | 3833.9573 | 5490.1756 | 18145.0283 | 920.4628 | 383.7543 | 19449.2454 |  | 1902.0995 | 111.5365 | 20.5596 | 2034.1957 | 10750.7075 | 539.6884 | 280.7431 | 11571.1391
| Distribution Line - SWER Replacements | Augex | AP.1.1.01 | 583.9779 | 583.9779 | 583.9779 | 583.9779 | 583.9779 | 2919.8896 | 148.1205 | 61.7536 | 3129.7636 |  | 2919.8896 | 171.8465 | 31.9925 | 3123.7286 | 2919.8896 | 147.0472 | 57.9291 | 3124.8659
| Voltage Regulation | Augex | AP.1.1.01 | 1318.4424 | 1318.4424 | 1318.4424 | 1318.4424 | 1318.4424 | 13252.1276 | 672.2553 | 280.2729 | 14204.6558 |  | 6592.2121 | 387.9765 | 72.2292 | 7052.4178 | 6592.2121 | 331.9873 | 130.786 | 7054.9854
| Land | Augex | AP.1.1.01 | 0 | 0 | 0 | 1293.094 | 1293.094 | 2586.1879 | 131.1924 | 54.696 | 2772.0764 |  | 2586.1879 | 152.3955 | 35.752 | 2774.3355 | 2586.1879 | 129.7678 | 69.739 | 2785.6948
| LV Two Way Network (QoS) | Augex | AP.1.1.01 | 578.3583 | 1572.157 | 1865.4091 | 586.5042 | 0 | 16685.0835 | 846.4026 | 352.8775 | 17884.3636 |  | 0 | 0 | 0 | 0 | 4602.4285 | 231.3845 | 80.5631 | 4914.3761
| Capacity Augmentation (Total) |  | Total | 22553.1084 | 22103.8856 | 20028.0941 | 21139.8868 | 21267.1319 | 136554.8949 | 6927.1706 | 2888.0376 | 146370.103 |  | 91961.442 | 5412.1055 | 976.2928 | 98349.8403 | 107092.1068 | 5395.0699 | 2108.8551 | 114596.0318
Customer Connect (gross)
| Customer Connect < $30k | Connections | AP.7.1.01 | 19439.507 | 21225.2739 | 21727.5894 | 20781.6544 | 18908.6111 | 77697.3386 | 3941.4385 | 2036.4399 | 83675.217 |  | 71249.2788 | 4194.5917 | 959.641 | 76403.5116 | 102082.6358 | 5139.7222 | 2421.4022 | 109643.7602
| Customer Connect > $30k<$100k | Connections | AP.7.1.01 | 25894.101 | 27648.0814 | 28341.3209 | 27784.0036 | 26958.1777 | 112713.9033 | 5717.7624 | 2954.2207 | 121385.8864 |  | 103359.838 | 6082.447 | 1365.6531 | 110807.938 | 136625.6846 | 6879.0584 | 3265.1562 | 146769.8992
| Customer Connect > $100k | Connections | AP.7.1.01 | 32549.1317 | 30684.6147 | 36228.4171 | 32096.0054 | 31414.9391 | 155561.4889 | 7891.3391 | 4077.2519 | 167530.0799 |  | 142651.5259 | 8393.3901 | 1865.8342 | 152910.7501 | 162973.108 | 8204.6035 | 3875.0226 | 175052.7341
| Gifting | Connections | NA | 24738.084 | 24738.084 | 24738.084 | 24738.084 | 24738.084 | 123690.4198 | 6274.5802 | 3241.9142 | 133206.9142 |  | 123690.4198 | 7279.6473 | 1638.8996 | 132608.9667 | 123690.4198 | 6229.1159 | 2945.5815 | 132865.1171
| URDs | Connections | AP.7.1.01 | 5316.6803 | 5823.0308 | 6160.5978 | 5823.0308 | 5254.6155 | 25542.6088 | 1295.7281 | 669.4694 | 27507.8062 |  | 23422.8416 | 1378.3062 | 306.7731 | 25107.921 | 28377.9553 | 1428.6205 | 674.707 | 30481.2828
| Gross Customer Connect (total, incl gifting) |  | Total | 107937.504 | 110119.0848 | 117196.0092 | 111222.7782 | 107274.4273 | 495205.7594 | 25120.8483 | 12979.296 | 533305.9037 |  | 464373.9041 | 27328.3823 | 6136.8011 | 497839.0875 | 553749.8035 | 27881.1204 | 13181.8695 | 594812.7934
Reliability & Resilience
| Existing Network Protection Mgt - Planned | Augex | Historical | 1279.1897 | 1279.1897 | 1279.1897 | 1279.1897 | 1279.1897 | 6674.0334 | 338.561 | 271.9559 | 7284.5504 |  | 6395.9487 | 376.4257 | 123.8601 | 6896.2345 | 6395.9487 | 322.1034 | 232.7812 | 6950.8333
| Maintain Underlying Reliability Performance | Augex | AP.2.1.01 | 4317.2654 | 4317.2654 | 4317.2654 | 4317.2654 | 4317.2654 | 22524.8628 | 1142.6435 | 917.8513 | 24585.3575 |  | 21586.3268 | 1270.4367 | 418.0279 | 23274.7914 | 21586.3268 | 1087.099 | 785.6365 | 23459.0623
| Air Conditioning Relay Rooms | Augex | AP.3.2.14 | 159.8987 | 159.8987 | 159.8987 | 159.8987 | 159.8987 | 834.2542 | 42.3201 | 33.9945 | 910.5688 |  | 799.4936 | 47.0532 | 15.4825 | 862.0293 | 799.4936 | 40.2629 | 29.0976 | 868.8542
| Network Hardening | Augex | AP.2.1.05 | 2686.7459 | 2686.7459 | 2686.7459 | 2686.7459 | 2686.7459 | 13348.0668 | 677.1221 | 543.9119 | 14569.1008 |  | 0 | 0 | 0 | 0 | 13433.7297 | 676.5298 | 488.9219 | 14599.1815
| Low Reliability Feeders | Augex | AP.2.1.06 | 2602.7851 | 2602.7851 | 2602.7851 | 2602.7851 | 2602.7851 | 12930.9397 | 655.962 | 526.9146 | 14113.8164 |  | 0 | 0 | 0 | 0 | 13013.9256 | 655.3883 | 473.6431 | 14142.9571
| Reliability (total) |  | total | 11045.8849 | 11045.8849 | 11045.8849 | 11045.8849 | 11045.8849 | 56312.1569 | 2856.6088 | 2294.6281 | 61463.3939 |  | 28781.7691 | 1693.9156 | 557.3706 | 31033.0552 | 55229.4244 | 2781.3834 | 2010.0805 | 60020.8883
Asset Replace/Refurbish
Line Repex/Refurb - Planned
| Cable replacement planned | Repex | AP.3.1.09 | 915.1935 | 915.1935 | 915.1935 | 915.1935 | 915.1935 | 5684.3675 | 288.3572 | 153.8985 | 6126.6232 |  | 5684.3675 | 334.5611 | 66.3666 | 6085.2952 | 4575.9673 | 230.4482 | 108.5072 | 4914.9227
| Conductor Replacement - Planned | Repex | AP.3.1.10 | 2128.6832 | 2128.6832 | 2128.6832 | 2128.6832 | 2128.6832 | 12248.1779 | 621.3268 | 331.607 | 13201.1118 |  | 12248.1779 | 720.904 | 142.6229 | 13111.7049 | 10643.416 | 536.0081 | 252.3811 | 11431.8053
| Line Ancillary Equipment - Planned (incl LFIs, fences, gates, signs etc) | Repex | AP.3.1.20 | 357.2869 | 476.3825 | 476.3825 | 476.3825 | 476.3825 | 2262.817 | 114.7884 | 61.2635 | 2438.8689 |  | 2262.817 | 133.1497 | 26.9804 | 2422.9471 | 2262.817 | 113.8895 | 55.0219 | 2431.7284
| Line Regulation - Planned (incl regulators, capacitors) | Repex | AP.3.1.19 | 723.5486 | 964.7315 | 964.7315 | 973.0741 | 981.4166 | 4607.5024 | 233.7299 | 124.7435 | 4965.9757 |  | 4607.5024 | 271.1216 | 55.0179 | 4933.6418 | 4607.5024 | 231.8975 | 112.2731 | 4951.673
| Overhead Line Components - Planned (incl insulators, crossarms, taps, pole earths) | Repex | AP.3.1.06 | 12977.8473 | 12977.8473 | 12977.8473 | 12977.8473 | 12977.8473 | 55910.3988 | 2836.2284 | 1513.7175 | 60260.3448 |  | 55910.3988 | 3290.4879 | 656.2237 | 59857.1104 | 64889.2365 | 3267.8567 | 1538.6806 | 69695.7739
| Pole Replacement Maint. Tasks - Planned | Repex | AP.3.1.05 | 20632.8202 | 20739.5596 | 20739.5596 | 20739.5596 | 20739.5596 | 87428.8043 | 4435.0973 | 2367.0465 | 94230.9482 |  | 64274.2108 | 3782.5796 | 756.94 | 68813.7304 | 103591.0585 | 5216.841 | 2457.6178 | 111265.5173
| Recloser Refurbishment - Planned | Repex | AP.3.1.13 | 451.0775 | 451.0775 | 451.0775 | 451.0775 | 451.0775 | 3147.5159 | 159.6675 | 85.2158 | 3392.3992 |  | 3147.5159 | 185.2425 | 36.9043 | 3369.6626 | 2255.3873 | 113.5825 | 53.4807 | 2422.4505
| Recloser Replacement - Planned | Repex | AP.3.1.13 | 1285.0181 | 1285.0181 | 1285.0181 | 1285.0181 | 1285.0181 | 8966.5639 | 454.8568 | 242.7607 | 9664.1813 |  | 8966.5639 | 527.7146 | 105.1457 | 9599.4241 | 6425.0906 | 323.571 | 152.3544 | 6901.0161
| Services Maintenance Tasks - Planned | Repex | AP.3.1.08 | 3540.2628 | 3540.2628 | 3540.2628 | 3540.2628 | 3540.2628 | 14736.9006 | 747.575 | 398.9867 | 15883.4623 |  | 14736.9006 | 867.2899 | 173.3097 | 15777.5002 | 17701.3141 | 891.4477 | 419.7409 | 19012.5028
| Switchgear - Overhead - Planned | Repex | AP.3.1.07 | 2907.6476 | 2907.6476 | 2907.6476 | 2907.6476 | 2907.6476 | 12482.5281 | 633.215 | 337.9518 | 13453.6949 |  | 8479.8814 | 499.0684 | 99.4757 | 9078.4255 | 14538.2379 | 732.1535 | 344.7368 | 15615.1281
| Transformers - Planned | Repex | AP.3.1.01 | 2668.9396 | 2668.9396 | 2668.9396 | 2668.9396 | 2668.9396 | 13070.6601 | 663.0498 | 353.8749 | 14087.5848 |  | 13070.6601 | 769.1994 | 154.2437 | 13994.1031 | 13344.6982 | 672.0462 | 316.4351 | 14333.1794
| Poles - Planned plating | Repex | AP.3.1.05 | 6631.5188 | 6626.6355 | 6626.6355 | 6626.6355 | 6626.6355 | 30793.1987 | 1562.0805 | 833.6947 | 33188.9739 |  | 22637.9459 | 1332.27 | 266.3862 | 24236.6021 | 33138.0606 | 1668.8533 | 785.7275 | 35592.6414
| CBD ducts & manholes | Repex | AP.2.1.07 | 2411.8195 | 2411.8195 | 2411.8195 | 2411.8195 | 2411.8195 | 12205.1386 | 619.1435 | 330.4418 | 13154.7239 |  | 2205.1386 | 129.7323 | 26.7121 | 2361.583 | 12059.0975 | 607.3026 | 285.9503 | 12952.3504
| Cables - CBD 11kV PILC cable replacements | Repex | AP.2.1.07 | 1265.0049 | 1265.0049 | 1265.0049 | 1265.0049 | 1265.0049 | 12669.8878 | 642.7194 | 343.0244 | 13655.6316 |  | 4131.2923 | 243.0954 | 49.2589 | 4423.6465 | 6325.0243 | 318.5316 | 149.9816 | 6793.5376
| Services - Aluminium neutral screen service line replacements | Repex | AP.3.1.08 | 526.5431 | 702.0575 | 702.0575 | 702.0575 | 702.0575 | 3334.7731 | 169.1667 | 90.2856 | 3594.2255 |  | 3334.7731 | 196.2262 | 39.7617 | 3570.7611 | 3334.7731 | 167.842 | 81.0872 | 3583.7023
Line Repex/Refurb - Unplanned
| (Distribution) Cable Replacement - Unplanned | Repex | AP.3.1.09 | 430.6793 | 430.6793 | 430.6793 | 430.6793 | 430.6793 | 2656.599 | 134.7642 | 71.9247 | 2863.288 |  | 2656.599 | 156.3481 | 31.1884 | 2844.1355 | 2153.3964 | 108.4462 | 51.0622 | 2312.9048
| Line Regulation - Unplanned (incl regulators, capacitors) | Repex | AP.3.1.19 | 112.6243 | 112.6243 | 131.395 | 150.1658 | 150.1658 | 656.9752 | 33.3271 | 17.7869 | 708.0892 |  | 656.9752 | 38.6663 | 7.9252 | 703.5667 | 656.9752 | 33.0606 | 16.2619 | 706.2977
| Overhead Line Components - Unplanned (incl insulators, X-arms, pole earths) | Repex | AP.3.1.06 | 6392.074 | 6392.074 | 6392.074 | 6392.074 | 6392.074 | 27244.6539 | 1382.0696 | 737.6215 | 29364.3449 |  | 27244.6539 | 1603.4113 | 320.0404 | 29168.1056 | 31960.3702 | 1609.5414 | 757.8576 | 34327.7692
| Poles - Unplanned | Repex | AP.3.1.05 | 1968.0307 | 1968.0307 | 1968.0307 | 1968.0307 | 1968.0307 | 10421.9203 | 528.6842 | 282.163 | 11232.7675 |  | 7661.785 | 450.9239 | 89.8227 | 8202.5317 | 9840.1534 | 495.5554 | 233.3338 | 10569.0426
| Recloser Replacement - Unplanned | Repex | AP.3.1.13 | 680.0655 | 680.0655 | 680.0655 | 680.0655 | 680.0655 | 4745.342 | 240.7222 | 128.4753 | 5114.5396 |  | 4745.342 | 279.2971 | 55.3385 | 5079.9776 | 3400.3274 | 171.2423 | 80.63 | 3652.1997
| Services Replacement - Unplanned | Repex | AP.3.1.08 | 4505.7891 | 4505.7891 | 4505.7891 | 4505.7891 | 4505.7891 | 18585.0974 | 942.7867 | 503.1727 | 20031.0569 |  | 18585.0974 | 1093.7452 | 218.8726 | 19897.7152 | 22528.9453 | 1134.5698 | 534.2157 | 24197.7308
| Switchgear - Ground Level - Unplanned | Repex | AP.3.1.03 | 406.708 | 406.708 | 406.708 | 406.708 | 406.708 | 1696.0387 | 86.0368 | 45.9185 | 1827.9941 |  | 1696.0387 | 99.8242 | 19.7738 | 1815.6367 | 2033.5402 | 102.4102 | 48.2202 | 2184.1705
| Switchgear - Overhead - Unplanned | Repex | AP.3.1.07 | 3323.0258 | 3323.0258 | 3323.0258 | 3323.0258 | 3323.0258 | 14265.7464 | 723.6742 | 386.2307 | 15375.6513 |  | 9691.293 | 570.3204 | 114.4642 | 10376.0775 | 16615.129 | 836.7468 | 393.9849 | 17845.8607
| Transformers - Unplanned | Repex | AP.3.1.01 | 4354.5857 | 4354.5857 | 4354.5857 | 4354.5857 | 4354.5857 | 22092.0934 | 1120.69 | 598.1211 | 23810.9045 |  | 22092.0934 | 1300.1996 | 259.0052 | 23651.2982 | 21772.9287 | 1096.4964 | 516.2888 | 23385.7138
| Repex/Refurb - Lines (subtotal) |  | subtotal | 81596.794 | 82234.443 | 82253.2137 | 82280.327 | 82288.6695 | 381913.7011 | 19373.7572 | 10339.9275 | 411627.3858 |  | 320728.0239 | 18875.3784 | 3771.7805 | 343375.1828 | 410653.4472 | 20680.3404 | 9745.8315 | 441079.6191
Substations Repex/Refurb
| Auxillary DC Supplies excl AC - Battery Banks & Chargers | Repex | AP.3.2.08 | 542.4708 | 542.4708 | 542.4708 | 542.4708 | 305.6593 | 2459.7567 | 124.7788 | 66.5954 | 2651.1309 |  | 2459.7567 | 144.6721 | 27.8485 | 2632.2773 | 2475.5425 | 124.6609 | 55.8657 | 2656.0692
| Circuit Breakers Planned Replacement | Repex | AP.3.2.05 | 9289.2205 | 9289.2205 | 10180.8844 | 10113.7157 | 9222.0519 | 46109.9617 | 2339.0708 | 1248.3806 | 49697.4131 |  | 34295.2625 | 2018.1285 | 401.6492 | 36715.0402 | 48095.0931 | 2421.2258 | 1144.5614 | 51660.8803
| Circuit Breakers Planned Refurb | Repex | AP.3.2.02 | 623.2182 | 232.8004 | 232.8004 | 232.8004 | 232.8004 | 5123.3291 | 259.8968 | 138.709 | 5521.9348 |  | 3810.5847 | 224.2365 | 44.6277 | 4079.4489 | 1554.4199 | 78.5016 | 32.3842 | 1665.3057
| Mobile Substations | Repex | AP.3.2.13 | 250.2763 | 250.2763 | 250.2763 | 250.2763 | 250.2763 | 1251.3813 | 63.4802 | 33.8799 | 1348.7413 |  | 1251.3813 | 73.6485 | 14.6676 | 1339.6974 | 1251.3813 | 63.0202 | 29.6733 | 1344.0748
| Substation Insurance Spares & Asset Mgt | Repex | Historical | 1334.8067 | 1334.8067 | 1334.8067 | 1334.8067 | 1334.8067 | 6674.0334 | 338.561 | 180.6927 | 7193.2872 |  | 6674.0334 | 392.792 | 78.2274 | 7145.0529 | 6674.0334 | 336.1079 | 158.2575 | 7168.3988
| Substation Infrastructure - Civil (incl buildings, structures) | Repex | AP3.2.16 | 1251.3813 | 1251.3813 | 1251.3813 | 1251.3813 | 1251.3813 | 6256.9063 | 317.401 | 169.3994 | 6743.7067 |  | 6256.9063 | 368.2425 | 73.3382 | 6698.4871 | 6256.9063 | 315.1012 | 148.3664 | 6720.3739
| Substation Transformer Repl. | Repex | AP.3.2.01 | 4518.9588 | 4462.2853 | 5100.3875 | 4292.2646 | 3540.8154 | 18835.9225 | 955.5106 | 509.9636 | 20301.3967 |  | 11901.2711 | 700.1398 | 136.6156 | 12738.0265 | 21914.7116 | 1103.3213 | 506.5713 | 23524.6041
| TF Refurb (18665 & 18977) | Repex | AP.3.2.01 | 1313.9503 | 1042.8177 | 792.5415 | 792.5415 | 792.5415 | 4734.3925 | 240.1667 | 128.1789 | 5102.7381 |  | 4734.3925 | 278.7203 | 52.9901 | 5066.1028 | 4734.3925 | 238.821 | 104.6583 | 5077.8718
| Surge Arrester | Repex | AP.3.2.03 | 260.9663 | 286.4264 | 286.4264 | 280.0614 | 178.2209 | 1292.1015 | 65.5459 | 34.9823 | 1392.6297 |  | 1292.1015 | 75.998 | 14.7784 | 1382.8779 | 1292.1015 | 65.0551 | 29.594 | 1386.7506
| AC Panels + auxilary supply | Repex | AP 3.2.22 | 600.663 | 600.663 | 600.663 | 600.663 | 498.4669 | 2901.1189 | 147.1683 | 78.5449 | 3126.832 |  | 2901.1189 | 170.701 | 33.5777 | 3105.3976 | 2901.1189 | 146.0981 | 67.5689 | 3114.786
| Protection Asset Replacement | Repex | AP.3.2.14 | 2350.9027 | 2392.8831 | 2224.9615 | 2057.0399 | 2099.0203 | 11053.8678 | 560.7417 | 299.2723 | 11913.8819 |  | 8774.8189 | 516.4313 | 101.5309 | 9392.781 | 11124.8074 | 560.4528 | 258.6657 | 11943.9259
| Unplanned CB Replacement | Repex | Historical | 392.097 | 392.097 | 392.097 | 392.097 | 392.097 | 1947.9835 | 98.8175 | 52.7397 | 2099.5407 |  | 1448.8541 | 85.2705 | 16.9823 | 1551.1068 | 1960.4849 | 98.7311 | 46.4878 | 2105.7038
| Unplanned Substation Asset Repl - PROTECTION | Repex | Historical | 671.6865 | 671.6865 | 671.6865 | 671.6865 | 671.6865 | 3337.0167 | 169.2805 | 90.3464 | 3596.6436 |  | 2649.0019 | 155.9037 | 31.0494 | 2835.9551 | 3358.4324 | 169.1325 | 79.6366 | 3607.2014
| Other (sub cables) | Repex | AP 3.02.09 | 595.9716 | 211.7976 | 220.5572 | 220.5572 | 185.5186 | 1434.4022 | 72.7645 | 38.835 | 1546.0017 |  | 1434.4022 | 84.4877 | 15.2418 | 1534.1317 | 1434.4022 | 72.4442 | 29.3478 | 1536.1942
| Northfield 66kV GIS Switchboard replacement (1/3rd) | Repex | AP 3.02.06 | 1049.5101 | 3526.354 | 4198.0405 | 1679.2162 | 0 | 10386.4645 | 526.8856 | 281.203 | 11194.5532 |  | 0 | 0 | 0 | 0 | 10453.1209 | 525.2412 | 221.7796 | 11200.1418
| Repex/Refurb - Substations (subtotal) |  | subtotal | 25046.0802 | 26487.9666 | 28279.9809 | 24711.5785 | 20955.3428 | 123798.6386 | 6280.07 | 3351.723 | 133430.4316 |  | 89883.886 | 5289.3725 | 1043.1246 | 96216.3831 | 125480.9489 | 6317.9149 | 2913.4185 | 134712.2822
Telecom'n Repex/Refurb
| 48V DC Systems | Repex | AP.3.3.02 | 222.185 | 206.6221 | 206.6221 | 206.6221 | 218.5427 | 1336.0581 | 67.7757 | 36.1724 | 1440.0062 |  | 1060.5941 | 62.4281 | 12.4214 | 1135.4436 | 1060.5941 | 53.4213 | 25.1136 | 1139.1291
| UPAX/Business Telephone Network | Non-network | AP.3.3.07 | 692.6767 | 125.9412 | 230.8922 | 503.7649 | 398.8139 | 2038.0353 | 0 | 52.5138 | 2090.5491 |  | 0 | 0 | 0 | 0 | 1952.0888 | 98.4226 | 45.454 | 2095.9655
| Data Network | Repex | AP.3.3.12 | 1110.2629 | 1110.2629 | 777.4821 | 939.4023 | 939.4023 | 6143.4478 | 311.6454 | 166.3276 | 6621.4208 |  | 4876.8125 | 287.0759 | 56.2128 | 5220.1012 | 4876.8125 | 245.8607 | 112.6459 | 5235.3191
| Microwave Radio | Repex | AP.3.3.01 | 96.0263 | 201.9864 | 211.9202 | 211.9202 | 211.9202 | 1176.2984 | 59.6714 | 31.8471 | 1267.8169 |  | 933.7732 | 54.9323 | 11.41 | 1000.1154 | 933.7732 | 46.956 | 23.535 | 1004.2642
| Minor Works - Unplanned | Repex | Historic | 596.0254 | 596.0254 | 629.138 | 662.2505 | 662.2505 | 3962.7073 | 201.0206 | 107.2863 | 4271.0143 |  | 3145.6898 | 185.1372 | 37.2676 | 3368.0946 | 3145.6898 | 158.3745 | 75.7976 | 3379.8619
| Misc Radio Systems | Repex | AP.3.3.05 | 481.4561 | 129.1388 | 129.1388 | 129.1388 | 129.1388 | 1257.221 | 63.7764 | 34.038 | 1355.0355 |  | 998.0115 | 58.8125 | 10.3443 | 1067.1683 | 998.0115 | 50.4591 | 19.6271 | 1068.0977
| Network Tel Planning Labour Capitalisation | Repex | Historic | 463.5753 | 463.5753 | 463.5753 | 463.5753 | 463.5753 | 2919.8896 | 148.1205 | 79.0531 | 3147.0631 |  | 2317.8767 | 136.4158 | 27.1682 | 2481.4607 | 2317.8767 | 116.7295 | 54.9625 | 2489.5687
| Optical Fibre Network | Repex | AP.3.3.04 | 331.1252 | 331.1252 | 331.1252 | 331.1252 | 331.1252 | 2085.6354 | 105.8003 | 56.4665 | 2247.9022 |  | 1655.6262 | 97.4398 | 19.4059 | 1772.4719 | 1655.6262 | 83.3782 | 39.2589 | 1778.2633
| Pilot Cable Network (incl CBD) stage 2 | Repex | AP.3.3.03 | 33.1125 | 33.1125 | 33.1125 | 33.1125 | 33.1125 | 208.5635 | 10.58 | 5.6466 | 224.7902 |  | 165.5626 | 9.744 | 1.9406 | 177.2472 | 165.5626 | 8.3378 | 3.9259 | 177.8263
| SDH Network | Repex | AP.3.3.10 | 44.3708 | 253.9731 | 253.9731 | 44.3708 | 44.3708 | 807.558 | 40.9659 | 21.8638 | 870.3877 |  | 641.0585 | 37.6531 | 7.0333 | 685.7448 | 641.0585 | 32.2427 | 13.7386 | 687.0398
| TNOC Management Systems | Non-network | AP.3.3.08 | 293.8628 | 713.6669 | 776.6375 | 356.8334 | 356.8334 | 2607.8086 | 0 | 67.1951 | 2675.0037 |  | 0 | 0 | 0 | 0 | 2497.8341 | 125.6486 | 57.4324 | 2680.9152
| OT Cyber Security | Non-network | New | 503.7649 | 1343.373 | 1385.3534 | 629.7061 | 587.7257 | 4645.8438 | 0 | 119.7089 | 4765.5527 |  | 0 | 0 | 0 | 0 | 4449.923 | 223.862 | 101.4604 | 4775.2453
| Other | Repex |  | 335.8432 | 335.8432 | 335.8432 | 335.8432 | 335.8432 | 1668.5084 | 84.6403 | 45.1732 | 1798.3218 |  | 1324.501 | 77.9519 | 15.5247 | 1417.9775 | 1679.2162 | 84.5662 | 39.8183 | 1803.6007
|  |  | Non-network | -1490.3044 | -2182.9811 | -2392.8831 | -1490.3044 | -1343.373 | -9291.6877 | 0 | -239.4178 | -9531.1055 |  | 0 | 0 | 0 | 0 | -8899.8459 | -447.9333 | -204.3468 | -9552.126
| Repex / Refurb - Telecom'n (subtotal) |  | subtotal | 3713.9829 | 3661.6652 | 3371.9306 | 3357.3611 | 3369.2816 | 21565.8876 | 1093.9965 | 583.8746 | 23243.7587 |  | 17119.506 | 1007.5905 | 198.7287 | 18325.8252 | 17474.2213 | 880.3261 | 408.4233 | 18762.9707
| Replacement & Refurbishment (Total) |  | Total | 110356.8571 | 112384.0748 | 113905.1252 | 110349.2665 | 106613.2939 | 527278.2274 | 26747.8237 | 14275.5251 | 568301.5762 |  | 427731.4159 | 25172.3414 | 5013.6338 | 457917.3911 | 553608.6174 | 27878.5814 | 13067.6733 | 594554.8721
Environment
| Environmental Management - Lines (incl oil containment, EMF) | Augex | AP.4.1.03 | 166.8508 | 166.8508 | 166.8508 | 166.8508 | 166.8508 | 834.2542 | 42.3201 | 15.286 | 891.8603 |  | 834.2542 | 49.099 | 8.0778 | 891.431 | 834.2542 | 42.0135 | 14.0004 | 890.2681
| Oil Containment - Substation | Augex | AP.4.1.01 | 1418.2321 | 1418.2321 | 1418.2321 | 1418.2321 | 1418.2321 | 7091.1605 | 359.7211 | 129.9309 | 7580.8125 |  | 7091.1605 | 417.3415 | 68.6616 | 7577.1636 | 7091.1605 | 357.1146 | 119.0036 | 7567.2787
| Environmental Management - Subs (eg noise abatement) | Augex | AP.4.1.05 | 142.6575 | 142.6575 | 142.6575 | 142.6575 | 142.6575 | 713.2873 | 36.1837 | 13.0695 | 762.5405 |  | 713.2873 | 41.9796 | 6.9065 | 762.1735 | 713.2873 | 35.9215 | 11.9704 | 761.1792
| Environment (Total) |  | Total | 1727.7404 | 1727.7404 | 1727.7404 | 1727.7404 | 1727.7404 | 8638.702 | 438.225 | 158.2864 | 9235.2133 |  | 8638.702 | 508.4202 | 83.646 | 9230.7681 | 8638.702 | 435.0497 | 144.9744 | 9218.726
Safety
| Elizabeth Transformer Stations | Repex | AP.5.1.02 | 411.913 | 417.1271 | 417.1271 | 417.1271 | 417.1271 | 2080.4214 | 105.5358 | 64.1549 | 2250.112 |  | 2080.4214 | 122.4395 | 31.8326 | 2234.6935 | 2080.4214 | 104.7682 | 58.1378 | 2243.3273
| Line Clearance Rectification - Distribution | Repex | AP.5.1.06 | 2746.985 | 2746.985 | 2746.985 | 2746.985 | 2746.985 | 16465.049 | 835.2407 | 507.7399 | 17808.0296 |  | 12104.455 | 712.358 | 185.8693 | 13002.6823 | 13734.9251 | 691.6982 | 383.3888 | 14810.0121
| Substation Asbestos Removal | Repex | [6 empty] | 0 | 0 | 0 | 0 |  | 0 | 0 | 0 | 0 | 953.1202 | 47.9625 | 27.4385 | 1028.5213 | Note: RP only
| Substation Lighting | Augex | AP.5.1.05 | 100.1105 | 100.1105 | 100.1105 | 100.1105 | 100.1105 | 500.5525 | 25.3921 | 15.136 | 541.0806 |  | 500.5525 | 29.4594 | 7.6527 | 537.6646 | 500.5525 | 25.2081 | 13.9721 | 539.7327
| Substation Security & Fencing | Augex | AP.5.1.03 | 2002.21 | 2002.21 | 2002.21 | 2002.21 | 2002.21 | 10913.296 | 553.6108 | 330.0023 | 11796.9091 |  | 10011.0501 | 589.188 | 153.0537 | 10753.2918 | 10011.0501 | 504.1619 | 279.4427 | 10794.6547
| CBD Maintenance Projects (CBD Safety) | Repex | AP.2.1.07 | 354.4825 | 354.4825 | 354.4825 | 354.4825 | 354.4825 | 1761.1106 | 89.3378 | 54.3081 | 1904.7565 |  | 1761.1106 | 103.648 | 26.9247 | 1891.6833 | 1772.4127 | 89.2597 | 49.4741 | 1911.1465
| Emergency Switching Communication (Mobile Radio) | Repex | AP.3.3.06 | 579.4692 | 579.4692 | 248.3439 | 662.2505 | 596.0254 | 3357.8731 | 170.3385 | 103.5482 | 3631.7598 |  | 2665.5582 | 156.9454 | 41.1826 | 2863.6862 | 2665.5582 | 134.4044 | 75.3736 | 2875.3361
| Substation Infrastructure - Earth systems (Earth Grid Upgrades) | Augex | AP.3.2.10 | 1026.1326 | 1026.1326 | 1026.1326 | 1026.1326 | 1026.1326 | 5130.6632 | 260.2688 | 155.1438 | 5546.0758 |  | 5130.6632 | 301.9589 | 78.44 | 5511.0621 | 5130.6632 | 258.3829 | 143.2144 | 5532.2605
| Distribution Earthing | Repex | AP.3.1.18 | 75.2477 | 100.3303 | 100.3303 | 100.3303 | 100.3303 | 476.5688 | 24.1754 | 14.6962 | 515.4404 |  | 476.5688 | 28.0425 | 7.4117 | 512.023 | 476.5688 | 23.9861 | 13.6206 | 514.1755
| Telco Structures | Repex | AP.3.3.13 | 277.0707 | 277.0707 | 277.0707 | 277.0707 | 768.2414 | 1864.5581 | 94.5855 | 57.4982 | 2016.6418 |  | 1480.1298 | 87.2658 | 24.7394 | 1592.135 | 1876.5241 | 94.5209 | 58.8855 | 2029.9305
| Switchgear - Ground Level - Planned | Repex | AP.3.1.03 | 2982.5256 | 2982.5256 | 2982.5256 | 2982.5256 | 2982.5256 | 17255.6835 | 875.3481 | 532.121 | 18663.1526 |  | 17255.6835 | 1015.591 | 263.1385 | 18534.413 | 14912.6278 | 751.0079 | 416.2625 | 16079.8983
| Instrument Transformers (CTs & VTs) | Repex | AP.3.2.02 | 487.6216 | 575.2183 | 541.431 | 541.431 | 541.431 | 2687.1327 | 136.3131 | 82.8643 | 2906.3101 |  | 2687.1327 | 158.1324 | 41.2639 | 2886.529 | 2687.1327 | 135.3087 | 75.4531 | 2897.8945
| Rural Protection | Augex | AP.3.2.14 | 897.0373 | 1190.5643 | 1190.5643 | 1184.2672 | 897.0373 | 11704.5861 | 593.7514 | 353.9298 | 12652.2673 |  | 0 | 0 | 0 | 0 | 5359.4704 | 269.732 | 149.3899 | 5778.5923
| Network Protection Substation Audits | Augex | Historic | 250.2763 | 250.2763 | 250.2763 | 250.2763 | 250.2763 | 1251.3813 | 63.4802 | 37.84 | 1352.7014 |  | 1251.3813 | 73.6485 | 19.1317 | 1344.1615 | 1251.3813 | 63.0202 | 34.9303 | 1349.3318
| CBD 33kV Substation Migration to 11kV | Augex | AP.2.1.07 | 1341.7997 | 1341.7997 | 1341.7997 | 1341.7997 | 1341.7997 | 10845.3043 | 550.1617 | 327.9463 | 11723.4123 |  | 6708.9986 | 394.8498 | 102.5704 | 7206.4188 | 6708.9986 | 337.8688 | 187.2711 | 7234.1385
| Planned & Unplanned Disconnector Repl | Repex | AP.3.2.17 | 383.7569 | 383.7569 | 372.4945 | 361.2321 | 361.2321 | 1862.4724 | 94.4797 | 57.4339 | 2014.386 |  | 1862.4724 | 109.613 | 28.2985 | 2000.384 | 1862.4724 | 93.8101 | 51.5393 | 2007.8219
| Substations rebuilds at BHP Ardrossan, Quorn & Burra substations. Kleins Point & Walkers Flat substation rebuilds + Wilmington (19672) | Repex | AP.3.2.12 | 1673.906 | 1673.906 | 1673.906 | 1673.906 | 1673.906 | 12221.8237 | 619.9899 | 376.8897 | 13218.7033 |  | 7633.8389 | 449.1784 | 114.7253 | 8197.7426 | 8369.5301 | 421.494 | 233.6222 | 9024.6464
| CBD Pilot Cable replacement program |  |  | 498.7591 | 0 | 0 | 0 | 0 | 628.2998 | 31.8725 | 19.3752 | 679.5474 |  | 498.7591 | 29.4611 | 5.126 | 533.3462 | 498.7591 | 25.399 | 7.6011 | 531.7592
Bushfire
| Bushfire Risk Reduction | Augex | B Case | 2031.4089 | 2000.1244 | 2018.8951 | 1993.8675 | 1981.3537 | 10025.6496 | 508.5822 | 309.7881 | 10844.0198 |  | 10025.6496 | 590.0435 | 152.9946 | 10768.6876 | 10025.6496 | 504.9053 | 279.1518 | 10809.7067
| Repex Sub-total | Repex |  | 10471.7373 | 10090.8716 | 9714.6966 | 10117.3407 | 10542.2864 | 60660.993 | 3077.217 | 1870.6295 | 65608.8395 | 0 | 50506.1305 | 2972.6751 | 770.5124 | 54249.318 | 51890.0527 | 2613.6197 | 1450.7971 | 55954.4695
| Augex Sub-total | Augex |  | 5617.5664 | 5911.0934 | 5911.0934 | 5904.7964 | 5617.5664 | 40345.7833 | 2046.665 | 1219.9982 | 43612.4466 |  | 23602.6456 | 1389.1046 | 360.8485 | 25352.5988 | 28962.1161 | 1458.3739 | 808.2205 | 31228.7105
| Safety (Total) |  | Total | 18120.7126 | 18002.0894 | 17644.6851 | 18016.0045 | 18141.2065 | 111032.426 | 5632.4642 | 3400.4157 | 120065.3059 |  | 84134.4257 | 4951.8232 | 1284.3555 | 90370.6044 | 90877.8183 | 4576.8989 | 2538.1694 | 97992.8866
Network ("Strategic" category)
| Substations CM equip | Augex | AMP 3.0.01 | 250.2763 | 250.2763 | 250.2763 | 250.2763 | 250.2763 | 1251.3813 | 63.4802 | 44.2357 | 1359.0972 |  | 1251.3813 | 73.6485 | 16.5808 | 1341.6106 | 1251.3813 | 63.0202 | 39.0121 | 1353.4136
| Network - Strategic (Total) |  | Total | 250.2763 | 250.2763 | 250.2763 | 250.2763 | 250.2763 | 1251.3813 | 63.4802 | 44.2357 | 1359.0972 |  | 1251.3813 | 73.6485 | 16.5808 | 1341.6106 | 1251.3813 | 63.0202 | 39.0121 | 1353.4136
Network Control
| SCADA to remaining substations | Augex | AP.2.1.02 | 0 | 0 | 0 | 0 | 0 | 7112.0169 | 360.7791 | 251.4063 | 7724.2023 |  | 0 | 0 |  | 0 | 0 | 0 | 0 | 0
| Network Data Capture | Augex | Historic | 500.5525 | 500.5525 | 500.5525 | 500.5525 | 500.5525 | 2502.7625 | 126.9604 | 88.4714 | 2718.1943 |  | 2502.7625 | 147.297 | 33.1616 | 2683.2212 | 2502.7625 | 126.0405 | 78.0241 | 2706.8271
| SCADA Improvement Project (inc TDU & RTU) | Augex | AP.2.1.02 | 724.1326 | 724.1326 | 724.1326 | 724.1326 | 724.1326 | 3620.6631 | 183.6694 | 127.9887 | 3932.3211 |  | 3620.6631 | 213.0897 | 47.9738 | 3881.7266 | 3620.6631 | 182.3385 | 112.8749 | 3915.8765
| SCADA Data Concentrator | Augex | AP.2.1.02 | 0 | 223.163 | 223.163 | 0 | 0 | 446.326 | 22.6413 | 15.7774 | 484.7447 |  | 446.326 | 26.1874 | 5.3353 | 477.8487 | 446.326 | 22.4332 | 11.6398 | 480.399
| Low Voltage Management | Augex | B Case | 5315.5589 | 7948.9897 | 5862.1438 | 5352.0819 | 3478.0766 | 27778.5784 | 1409.1546 | 981.959 | 30169.692 |  | 27778.5784 | 1633.7029 | 353.4417 | 29765.7231 | 27956.8509 | 1408.5691 | 815.2226 | 30180.6426
| OMS Replacement Project | Non-network | AP.2.1.02 | 0 | 0 | 0 | 0 | 0 | 122.7204 | 0 | 4.1287 | 126.8491 |  | 0 | 0 | 0 | 0 | 0 | 0 | 0 | 0
| ADMS/OMS Hardware Upgrade | Non-network | AP.2.1.02 | 1556.6334 | 10.0753 | 10.0753 | 1556.6334 | 1556.6334 | 4896.5441 | 0 | 164.7338 | 5061.2779 |  | 0 | 0 | 0 | 0 | 4690.0509 | 236.4986 | 161.9757 | 5088.5252
| ADMS/OMS Software Upgrade | Non-network | AP.2.1.02 | 1399.2069 | 0 | 0 | 1551.5958 | 3103.1916 | 6320.539 | 0 | 212.6411 | 6533.1801 |  | 0 | 0 | 0 | 0 | 6053.9943 | 305.1598 | 233.3602 | 6592.5143
|  |  | Non-network | -2955.8403 | -10.0753 | -10.0753 | -3108.2292 | -4659.825 | -11339.8035 | 0 | -381.5035 | -11721.307 |  | 0 | 0 |  | 0 | -10744.0451 | -541.6584 | -395.3359 | -11681.0395
| Network Control (Total) |  | Total | 6540.2441 | 9396.8379 | 7309.9919 | 6576.767 | 4702.7617 | 41460.3469 | 2103.2047 | 1465.6028 | 45029.1544 |  | 34348.3301 | 2020.277 | 439.9124 | 36808.5196 | 34526.6026 | 1739.3813 | 1017.7614 | 37283.7453
PLEC
| PLEC - Non-Specific (gross) | Augex |  | 9593.923 | 9593.923 | 9593.923 | 9593.923 | 9593.923 | 47969.6151 | 2433.4075 | 1826.365 | 52229.3877 |  | 47969.6151 | 2823.1926 | 195.5686 | 50988.3764 | 47969.6151 | 2415.7755 | 1343.9541 | 51729.3448
| PLEC (Total) |  | Total | 9593.923 | 9593.923 | 9593.923 | 9593.923 | 9593.923 | 47969.6151 | 2433.4075 | 1826.365 | 52229.3877 |  | 47969.6151 | 2823.1926 | 195.5686 | 50988.3764 | 47969.6151 | 2415.7755 | 1343.9541 | 51729.3448
Customer Contributions
| Customer Connect <$30k | Connections | AP.7.1.01 | 4792.6243 | 5232.888 | 5356.7291 | 5123.5178 | 4661.737 | 25064.9808 | 1271.4989 | 630.8506 | 26967.3304 | 32.23% | 25064.9808 | 1475.6474 | 324.1558 | 26864.784 | 25167.4961 | 1267.1493 | 574.8295 | 27009.4748 | 24.63%
| Customer Connect >$30k<$100k | Connections | AP.7.1.01 | 6647.6163 | 7097.9037 | 7275.8744 | 7132.7981 | 6920.7894 | 32519.8589 | 1649.6707 | 818.4795 | 34988.0092 | 28.82% | 32519.8589 | 1913.7331 | 412.6355 | 34846.2275 | 35074.9819 | 1766.0138 | 807.1541 | 37648.1498 | 25.65%
| Customer Projects >$100k | Connections | AP.7.1.01 | 20463.0149 | 19290.8288 | 22776.1111 | 20178.1431 | 19749.9698 | 79872.1465 | 4051.7624 | 2010.2706 | 85934.1795 | 51.29% | 79872.1465 | 4699.722 | 1001.539 | 85573.4074 | 102458.0677 | 5158.0769 | 2345.7955 | 109961.9401 | 62.82%
| URDs | Connections | AP.7.1.01 | -2447.2208 | -1643.4517 | -1107.6056 | -1643.4517 | -2545.741 | 35663.417 | 1809.1375 | 897.5985 | 38370.1529 |  | 35663.417 | 2098.6286 | 448.5612 | 38210.6068 | -9387.4709 | -473.5653 | -216.9301 | -10077.9664
| PLEC | Augex | AP.7.1.01 | 2234.2103 | 2234.2103 | 2234.2103 | 2234.2103 | 2234.2103 | 11262.4314 | 571.3218 | 283.4597 | 12117.2129 |  | 11262.4314 | 662.8365 | 143.4878 | 12068.7558 | 11171.0515 | 562.5801 | 256.1621 | 11989.7938
| Gifting | Connections | NA | 7442.3961 | 7490.3212 | 7332.3291 | 7022.9246 | 6375.446 | 123690.4198 | 6274.5802 | 3113.1155 | 133078.1155 |  | 123690.4198 | 7279.6473 | 1575.865 | 132545.9321 | 123690.4198 | 6229.1159 | 2836.3305 | 132755.8661
| Recoverable Works Contribution | Repex | [6 empty] | 0 | 0 | 0 | 0 |  | 0 | 0 | 0 | 0 | 16221.7194 | 816.9345 | 371.9783 | 17410.6323
| Embedded Generation Contribution | Connections | NA | 24738.084 | 24738.084 | 24738.084 | 24738.084 | 24738.084 | 0 | 0 | 0 | 0 |  | 0 | 0 | 0 | 0 | 17337.9085 | 873.1464 | 397.5735 | 18608.6284
| Customer Contributions (Total) |  | Total | 63870.7249 | 64440.7843 | 68605.7323 | 64786.2262 | 62134.4954 | 308073.2544 | 15627.9715 | 7753.7745 | 331455.0004 |  | 308073.2544 | 18130.2149 | 3906.2443 | 330109.7136 | 321734.1741 | 16199.4515 | 7372.8934 | 345306.519
Network
| Total (gross) - incl Gifting |  |  | 288126.2507 | 294623.797 | 298701.73 | 289922.5276 | 280616.6459 | 1425703.5098 | 72323.2331 | 39332.3924 | 1537359.1353 |  | 1189190.9852 | 69984.1064 | 14704.1616 | 1273879.2532 | 1452944.0715 | 73166.2807 | 35452.3497 | 1561562.7019
| Total (net) |  |  | 224255.5258 | 230183.0127 | 230095.9977 | 225136.3014 | 218482.1506 | 1117630.2554 | 56695.2616 | 31578.6179 | 1205904.135 |  | 881117.7308 | 51853.8915 | 10797.9173 | 943769.5396 | 1131209.8974 | 56966.8292 | 28079.4563 | 1216256.1829
Net Customer Connections | [8 empty] | 187132.505 | 9492.8768 | 5225.5215 | 201850.9034 |  | 156300.6497 | 9198.1674 | 2230.5567 | 167729.3739 | 232015.6294 | 11681.6689 | 5808.9761 | 249506.2744
| Direct Costs (Non-network cost do not attract Overheads) | $2017-18 ($'000)
| Baseline Direct Expenditure : $2017-18 ($'000) |  |  | 2020/21 | 2021/22 | 2022/23 | 2023/24 | 2024/25 | Direct Costs | Overheads | Escalation | Total |  | Direct Costs | Overheads | Escalation | Total | Direct Costs | Overheads | Escalation | Total
| Information Technology |  |  | 67777.1227 | 66623.0312 | 45252.7788 | 40359.1864 | 38264.2844 | 260485.715 | 0 | 8945.0956 | 269430.8105 |  | 186046.8191 | 0 | 1162.8417 | 187209.6607 | 258276.4035 | 0 | 8170.2245 | 266446.628
| Heavy Vehicle Fleet - 15yrs | C-19 |  | 3355 | 7690 | 5840 | 4675 | 5445 | 27005 | 0 | 0 | 27005 |  | 34189.0364 | 0 | 0 | 34189.0364 | 27005 | 0 | 0 | 27005
| Heavy Vehicle Fleet - 10yrs | C-20 |  | 3601.445 | 2973.14 | 4695.525 | 10586.825 | 7906.107 | 35685 | 0 | 0 | 35685 |  | 11287.8437 | 0 | 0 | 11287.8437 | 29763.042 | 0 | 0 | 29763.042
| Light Vehicle Fleet | C-21 |  | 5074.901 | 6264.5004 | 11163.2505 | 8187.5924 | 5324.2312 | 47750 | 0 | 0 | 47750 |  | 30552.728 | 0 | 0 | 30552.728 | 36014.4755 | 0 | 0 | 36014.4755
| Plant and Tools | C-22 |  | 5096.7333 | 4245.7333 | 3485.2333 | 3220.4 | 3712.4 | 19760.5 | 0 | 0 | 19760.5 |  | 19760.5 | 0 | 0 | 19760.5 | 19760.5 | 0 | 0 | 19760.5
| Property | C-24 |  | 8788.4335 | 9225.3582 | 9662.283 | 10099.2078 | 10536.1325 | 58227.953 | 0 | 0 | 58227.953 |  | 0 | 0 | 0 | 0 | 48311.415 | 0 | 0 | 48311.415
| Superannuation | C-28 |  | -6141.2566 | -6141.2566 | -6141.2566 | -6141.2566 | -6141.2566 | -34699.975 | 0 | -1592.3929 | -36292.3679 |  | -34699.975 | 0 | -835.0292 | -35535.0042 | -30706.2829 | 0 | -1291.1655 | -31997.4484
| Operational Information Technology | C-29 |  | 4301.4281 | 2096.9318 | 2297.6071 | 4450.5561 | 5818.9436 | 20631.4912 | 0 | 403.2688 | 21034.76 |  | 8900.8349 | 678.4244 | 84.7273 | 9663.9866 | 19643.8911 | 865.6741 | 362.6998 | 20872.2649
| Total Non-Network |  |  | 91853.807 | 92977.4384 | 76255.4211 | 75437.5111 | 70865.8421 | 434845.6842 | 0 | 7755.9715 | 442601.6556 |  | 256037.7871 | 678.4244 | 412.5398 | 257128.7513 | 408068.4441 | 865.6741 | 7241.7588 | 416175.877
Network
| Total (gross) - incl Gifting |  |  | 379980.0578 | 387601.2354 | 374957.1511 | 365360.0387 | 351482.4881 | 1860549.194 | 72323.2331 | 47088.3639 | 1979960.791 |  | 1445228.7723 | 70662.5308 | 15116.7014 | 1531008.0045 | 1861012.5156 | 74031.9548 | 42694.1085 | 1977738.5789
| Total (net) |  |  | 316109.3328 | 323160.4511 | 306351.4188 | 300573.8125 | 289347.9927 | 1552475.9396 | 56695.2616 | 39334.5894 | 1648505.7906 |  | 1137155.518 | 52532.3159 | 11210.457 | 1200898.2909 | 1539278.3415 | 57832.5033 | 35321.2151 | 1632432.0599
Check | [11 empty] | 0 |  |  |  |  | 0 |  |  |  | 0
Note on B120: Trevor Gusling: 'Protection Compliance (Primary&Backup)' in Original Proposal

## Original Proposal
EXCLUDES OVERHEADS |  | Direct Costs | $2017-18 ($'000)
[11 empty] | Network Business Overheads Rate | Overheads | Escalation | Total
|  | AER RIN ref | Doc/Plan ref | 2020/21 | 2021/22 | 2022/23 | 2023/24 | 2024/25 | Total |  | 5.073%
Category / Description |  | (Repex,Augex etc) | (eg AP) | Jul-Jun | Jul-Jun | Jul-Jun | Jul-Jun | Jul-Jun |  | SEM Reference
Capacity Upgrade
| Connection Point Capacity (ETC/NER Code) | Augex | AP.1.1.01 | 4125.3869 | 5009.6963 | 1472.4586 | 0 | 0 | 10607.5419 | C-2 |  | 538.1005 | 224.3419 | 11369.9842
| LV & Distribution Transformers (QoS BAU) | Augex | AP.1.1.01 | 7508.2876 | 7841.9893 | 8175.6909 | 8509.3926 | 8843.0943 | 40878.4546 | C-2 |  | 2073.6864 | 864.5498 | 43816.6909
| Distribution Feeders (11 & 7.6kV) | Augex | AP.1.1.01 | 2294.199 | 275.3039 | 70.9116 | 521.4089 | 755 | 3916.8234 | C-2 |  | 198.693 | 82.838 | 4198.3544
| Strategic Network Capacity (Other) | Augex | AP.1.1.01 | 3420.4421 | 3420.4421 | 3420.4421 | 3420.4421 | 3420.4421 | 17102.2106 | C-2 |  | 867.5627 | 361.6994 | 18331.4727
| Substation Capacity | Augex | AP.1.1.01 | 2982.4587 | 2035.5802 | 2769.7239 | 2006.3813 | 667.4033 | 10461.5474 | C-2 |  | 530.6944 | 221.2542 | 11213.496
| Subtransmission Network | Augex | AP.1.1.01 | 7274.6964 | 3941.851 | 951.0498 | 1330.6354 | 4646.7958 | 18145.0283 | C-2 |  | 920.4628 | 383.7543 | 19449.2454
| Distribution Line - SWER Replacements | Augex | AP.1.1.01 | 583.9779 | 583.9779 | 583.9779 | 583.9779 | 583.9779 | 2919.8896 | C-2 |  | 148.1205 | 61.7536 | 3129.7636
| Voltage Regulation | Augex | AP.1.1.01 | 2381.7957 | 2381.7957 | 2381.7957 | 3053.3703 | 3053.3703 | 13252.1276 | C-2 |  | 672.2553 | 280.2729 | 14204.6558
| Land | Augex | AP.1.1.01 | 0 | 0 | 0 | 1293.094 | 1293.094 | 2586.1879 | C-2 |  | 131.1924 | 54.696 | 2772.0764
| LV Two Way Network (QoS) | Augex | AP.1.1.01 | 3337.0167 | 3337.0167 | 3337.0167 | 3337.0167 | 3337.0167 | 16685.0835 | C-2 |  | 846.4026 | 352.8775 | 17884.3636
| Capacity Augmentation (Total) |  | Total | 33908.261 | 28827.6531 | 23163.0672 | 24055.7192 | 26600.1944 | 136554.8949 | C-2 |  | 6927.1706 | 2888.0376 | 146370.103
Customer Connect (gross)
| Customer Connect < $30k | Connections | AP.7.1.01 | 14637.3492 | 15023.6298 | 14990.1225 | 14564.8867 | 18481.3503 | 77697.3386 | C-3 |  | 3941.4385 | 2036.4399 | 83675.217
| Customer Connect > $30k<$100k | Connections | AP.7.1.01 | 22203.0541 | 23036.7188 | 23233.3172 | 22684.9339 | 21555.8793 | 112713.9033 | C-3 |  | 5717.7624 | 2954.2207 | 121385.8864
| Customer Connect > $100k | Connections | AP.7.1.01 | 32277.6505 | 32000.0053 | 32331.0083 | 32539.8406 | 26412.9843 | 155561.4889 | C-3 |  | 7891.3391 | 4077.2519 | 167530.0799
| Gifting | Connections | NA | 24738.084 | 24738.084 | 24738.084 | 24738.084 | 24738.084 | 123690.4198 | C-3 |  | 6274.5802 | 3241.9142 | 133206.9142
| URDs | Connections | AP.7.1.01 | 5250.698 | 5385.8055 | 5272.2036 | 5049.7308 | 4584.1709 | 25542.6088 | C-3 |  | 1295.7281 | 669.4694 | 27507.8062
| Gross Customer Connect (total, incl gifting) |  | Total | 99106.8358 | 100184.2434 | 100564.7356 | 99577.4759 | 95772.4687 | 495205.7594 | C-3 |  | 25120.8483 | 12979.296 | 533305.9037
Reliability & Resilience
| Existing Network Protection Mgt - Planned | Augex | Historical | 1334.8067 | 1334.8067 | 1334.8067 | 1334.8067 | 1334.8067 | 6674.0334 | C-5 |  | 338.561 | 271.9559 | 7284.5504
| Maintain Underlying Reliability Performance | Augex | AP.2.1.01 | 4504.9726 | 4504.9726 | 4504.9726 | 4504.9726 | 4504.9726 | 22524.8628 | C-5 |  | 1142.6435 | 917.8513 | 24585.3575
| Air Conditioning Relay Rooms | Augex | AP.3.2.14 | 166.8508 | 166.8508 | 166.8508 | 166.8508 | 166.8508 | 834.2542 | C-5 |  | 42.3201 | 33.9945 | 910.5688
| Network Hardening | Augex | AP.2.1.05 | 2669.6134 | 2669.6134 | 2669.6134 | 2669.6134 | 2669.6134 | 13348.0668 | C-5 |  | 677.1221 | 543.9119 | 14569.1008
| Low Reliability Feeders | Augex | AP.2.1.06 | 2586.1879 | 2586.1879 | 2586.1879 | 2586.1879 | 2586.1879 | 12930.9397 | C-5 |  | 655.962 | 526.9146 | 14113.8164
| Reliability (total) |  | total | 11262.4314 | 11262.4314 | 11262.4314 | 11262.4314 | 11262.4314 | 56312.1569 | C-5 |  | 2856.6088 | 2294.6281 | 61463.3939
Asset Replace/Refurbish
Line Repex/Refurb - Planned
| Cable replacement planned | Repex | AP.3.1.09 | 1191.1892 | 1123.2946 | 1123.2946 | 1123.2946 | 1123.2946 | 5684.3675 | C-1 |  | 288.3572 | 153.8985 | 6126.6232
| Conductor Replacement - Planned | Repex | AP.3.1.10 | 2645.3748 | 2400.7008 | 2400.7008 | 2400.7008 | 2400.7008 | 12248.1779 | C-1 |  | 621.3268 | 331.607 | 13201.1118
| Line Ancillary Equipment - Planned (incl LFIs, fences, gates, signs etc) | Repex | AP.3.1.20 | 357.2869 | 476.3825 | 476.3825 | 476.3825 | 476.3825 | 2262.817 | C-1 |  | 114.7884 | 61.2635 | 2438.8689
| Line Regulation - Planned (incl regulators, capacitors) | Repex | AP.3.1.19 | 723.5486 | 964.7315 | 964.7315 | 973.0741 | 981.4166 | 4607.5024 | C-1 |  | 233.7299 | 124.7435 | 4965.9757
| Overhead Line Components - Planned (incl insulators, crossarms, taps, pole earths) | Repex | AP.3.1.06 | 10997.0186 | 11228.3451 | 11228.3451 | 11228.3451 | 11228.3451 | 55910.3988 | C-1 |  | 2836.2284 | 1513.7175 | 60260.3448
| Pole Replacement Maint. Tasks - Planned | Repex | AP.3.1.05 | 16474.1614 | 17738.6607 | 17738.6607 | 17738.6607 | 17738.6607 | 87428.8043 | C-1 |  | 4435.0973 | 2367.0465 | 94230.9482
| Recloser Refurbishment - Planned | Repex | AP.3.1.13 | 627.0672 | 630.1122 | 630.1122 | 630.1122 | 630.1122 | 3147.5159 | C-1 |  | 159.6675 | 85.2158 | 3392.3992
| Recloser Replacement - Planned | Repex | AP.3.1.13 | 1785.3039 | 1794.0636 | 1794.8979 | 1795.7321 | 1796.5664 | 8966.5639 | C-1 |  | 454.8568 | 242.7607 | 9664.1813
| Services Maintenance Tasks - Planned | Repex | AP.3.1.08 | 2827.4316 | 2977.3673 | 2977.3673 | 2977.3673 | 2977.3673 | 14736.9006 | C-1 |  | 747.575 | 398.9867 | 15883.4623
| Switchgear - Overhead - Planned | Repex | AP.3.1.07 | 2471.478 | 2502.7625 | 2502.7625 | 2502.7625 | 2502.7625 | 12482.5281 | C-1 |  | 633.215 | 337.9518 | 13453.6949
| Transformers - Planned | Repex | AP.3.1.01 | 2397.4901 | 2668.2925 | 2668.2925 | 2668.2925 | 2668.2925 | 13070.6601 | C-1 |  | 663.0498 | 353.8749 | 14087.5848
| Poles - Planned plating | Repex | AP.3.1.05 | 5863.189 | 6232.5024 | 6232.5024 | 6232.5024 | 6232.5024 | 30793.1987 | C-1 |  | 1562.0805 | 833.6947 | 33188.9739
| CBD ducts & manholes | Repex | AP.2.1.07 | 2260.8288 | 2486.0774 | 2486.0774 | 2486.0774 | 2486.0774 | 12205.1386 | C-1 |  | 619.1435 | 330.4418 | 13154.7239
| Cables - CBD 11kV PILC cable replacements | Repex | AP.2.1.07 | 2000.5086 | 2667.3448 | 2667.3448 | 2667.3448 | 2667.3448 | 12669.8878 | C-1 |  | 642.7194 | 343.0244 | 13655.6316
| Services - Aluminium neutral screen service line replacements | Repex | AP.3.1.08 | 526.5431 | 702.0575 | 702.0575 | 702.0575 | 702.0575 | 3334.7731 | C-1 |  | 169.1667 | 90.2856 | 3594.2255
Line Repex/Refurb - Unplanned
| (Distribution) Cable Replacement - Unplanned | Repex | AP.3.1.09 | 520.9083 | 533.9227 | 533.9227 | 533.9227 | 533.9227 | 2656.599 | C-1 |  | 134.7642 | 71.9247 | 2863.288
| Line Regulation - Unplanned (incl regulators, capacitors) | Repex | AP.3.1.19 | 112.6243 | 112.6243 | 131.395 | 150.1658 | 150.1658 | 656.9752 | C-1 |  | 33.3271 | 17.7869 | 708.0892
| Overhead Line Components - Unplanned (incl insulators, X-arms, pole earths) | Repex | AP.3.1.06 | 5302.8925 | 5485.4404 | 5485.4404 | 5485.4404 | 5485.4404 | 27244.6539 | C-1 |  | 1382.0696 | 737.6215 | 29364.3449
| Poles - Unplanned | Repex | AP.3.1.05 | 2079.3785 | 2085.6354 | 2085.6354 | 2085.6354 | 2085.6354 | 10421.9203 | C-1 |  | 528.6842 | 282.163 | 11232.7675
| Recloser Replacement - Unplanned | Repex | AP.3.1.13 | 1007.8833 | 934.3647 | 934.3647 | 934.3647 | 934.3647 | 4745.342 | C-1 |  | 240.7222 | 128.4753 | 5114.5396
| Services Replacement - Unplanned | Repex | AP.3.1.08 | 3501.7819 | 3770.8289 | 3770.8289 | 3770.8289 | 3770.8289 | 18585.0974 | C-1 |  | 942.7867 | 503.1727 | 20031.0569
| Switchgear - Ground Level - Unplanned | Repex | AP.3.1.03 | 361.2321 | 333.7017 | 333.7017 | 333.7017 | 333.7017 | 1696.0387 | C-1 |  | 86.0368 | 45.9185 | 1827.9941
| Switchgear - Overhead - Unplanned | Repex | AP.3.1.07 | 2586.1879 | 2919.8896 | 2919.8896 | 2919.8896 | 2919.8896 | 14265.7464 | C-1 |  | 723.6742 | 386.2307 | 15375.6513
| Transformers - Unplanned | Repex | AP.3.1.01 | 4405.9049 | 4421.5471 | 4421.5471 | 4421.5471 | 4421.5471 | 22092.0934 | C-1 |  | 1120.69 | 598.1211 | 23810.9045
| Repex/Refurb - Lines (subtotal) |  | subtotal | 73027.2135 | 77190.6502 | 77210.2552 | 77238.2027 | 77247.3795 | 381913.7011 | C-1 |  | 19373.7572 | 10339.9275 | 411627.3858
Substations Repex/Refurb
| Auxillary DC Supplies excl AC - Battery Banks & Chargers | Repex | AP.3.2.08 | 539.0116 | 539.0116 | 539.0116 | 539.0116 | 303.7102 | 2459.7567 | C-1 |  | 124.7788 | 66.5954 | 2651.1309
| Circuit Breakers Planned Replacement | Repex | AP.3.2.05 | 9122.9722 | 8960.6816 | 9690.4872 | 9562.8463 | 8772.9744 | 46109.9617 | C-1 |  | 2339.0708 | 1248.3806 | 49697.4131
| Circuit Breakers Planned Refurb | Repex | AP.3.2.02 | 1013.6636 | 995.6313 | 1076.7208 | 1062.5385 | 974.7749 | 5123.3291 | C-1 |  | 259.8968 | 138.709 | 5521.9348
| Mobile Substations | Repex | AP.3.2.13 | 250.2763 | 250.2763 | 250.2763 | 250.2763 | 250.2763 | 1251.3813 | C-1 |  | 63.4802 | 33.8799 | 1348.7413
| Substation Insurance Spares & Asset Mgt | Repex | Historical | 1334.8067 | 1334.8067 | 1334.8067 | 1334.8067 | 1334.8067 | 6674.0334 | C-1 |  | 338.561 | 180.6927 | 7193.2872
| Substation Infrastructure - Civil (incl buildings, structures) | Repex | AP3.2.16 | 1251.3813 | 1251.3813 | 1251.3813 | 1251.3813 | 1251.3813 | 6256.9063 | C-1 |  | 317.401 | 169.3994 | 6743.7067
| Substation Transformer Repl. | Repex | AP.3.2.01 | 3902.3337 | 3846.0215 | 4480.0547 | 3677.0851 | 2930.4276 | 18835.9225 | C-1 |  | 955.5106 | 509.9636 | 20301.3967
| TF Refurb (18665 & 18977) | Repex | AP.3.2.01 | 1313.9503 | 1042.8177 | 792.5415 | 792.5415 | 792.5415 | 4734.3925 | C-1 |  | 240.1667 | 128.1789 | 5102.7381
| Surge Arrester | Repex | AP.3.2.03 | 260.9663 | 286.4264 | 286.4264 | 280.0614 | 178.2209 | 1292.1015 | C-1 |  | 65.5459 | 34.9823 | 1392.6297
| AC Panels + auxilary supply | Repex | AP 3.2.22 | 600.663 | 600.663 | 600.663 | 600.663 | 498.4669 | 2901.1189 | C-1 |  | 147.1683 | 78.5449 | 3126.832
| Protection Asset Replacement | Repex | AP.3.2.14 | 2335.9117 | 2377.6244 | 2210.7736 | 2043.9227 | 2085.6354 | 11053.8678 | C-1 |  | 560.7417 | 299.2723 | 11913.8819
| Unplanned CB Replacement | Repex | Historical | 389.5967 | 389.5967 | 389.5967 | 389.5967 | 389.5967 | 1947.9835 | C-1 |  | 98.8175 | 52.7397 | 2099.5407
| Unplanned Substation Asset Repl - PROTECTION | Repex | Historical | 667.4033 | 667.4033 | 667.4033 | 667.4033 | 667.4033 | 3337.0167 | C-1 |  | 169.2805 | 90.3464 | 3596.6436
| Other (sub cables) | Repex | AP 3.02.09 | 595.9716 | 211.7976 | 220.5572 | 220.5572 | 185.5186 | 1434.4022 | C-1 |  | 72.7645 | 38.835 | 1546.0017
| Northfield 66kV GIS Switchboard replacement (1/3rd) | Repex | AP 3.02.06 | 1042.8177 | 3503.8675 | 4171.2709 | 1668.5084 | 0 | 10386.4645 | C-1 |  | 526.8856 | 281.203 | 11194.5532
| Repex/Refurb - Substations (subtotal) |  | subtotal | 24621.726 | 26258.007 | 27961.9711 | 24341.1999 | 20615.7346 | 123798.6386 | C-1 |  | 6280.07 | 3351.723 | 133430.4316
| Telecom'n Repex/Refurb | [8 empty] | C-1
| 48V DC Systems | Repex | AP.3.3.02 | 279.8923 | 260.2873 | 260.2873 | 260.2873 | 275.3039 | 1336.0581 | C-1 |  | 67.7757 | 36.1724 | 1440.0062
| UPAX/Business Telephone Network | Non-network | AP.3.3.07 | 723.1738 | 131.4861 | 241.0579 | 525.9446 | 416.3728 | 2038.0353 | C-1 |  | 0 | 52.5138 | 2090.5491
| Data Network | Repex | AP.3.3.12 | 1398.6271 | 1398.6271 | 979.4144 | 1183.3895 | 1183.3895 | 6143.4478 | C-1 |  | 311.6454 | 166.3276 | 6621.4208
| Microwave Radio | Repex | AP.3.3.01 | 120.9669 | 254.4475 | 266.9613 | 266.9613 | 266.9613 | 1176.2984 | C-1 |  | 59.6714 | 31.8471 | 1267.8169
| Minor Works - Unplanned | Repex | Historic | 750.8288 | 750.8288 | 792.5415 | 834.2542 | 834.2542 | 3962.7073 | C-1 |  | 201.0206 | 107.2863 | 4271.0143
| Misc Radio Systems | Repex | AP.3.3.05 | 606.5028 | 162.6796 | 162.6796 | 162.6796 | 162.6796 | 1257.221 | C-1 |  | 63.7764 | 34.038 | 1355.0355
| Network Tel Planning Labour Capitalisation | Repex | Historic | 583.9779 | 583.9779 | 583.9779 | 583.9779 | 583.9779 | 2919.8896 | C-1 |  | 148.1205 | 79.0531 | 3147.0631
| Optical Fibre Network | Repex | AP.3.3.04 | 417.1271 | 417.1271 | 417.1271 | 417.1271 | 417.1271 | 2085.6354 | C-1 |  | 105.8003 | 56.4665 | 2247.9022
| Pilot Cable Network (incl CBD) stage 2 | Repex | AP.3.3.03 | 41.7127 | 41.7127 | 41.7127 | 41.7127 | 41.7127 | 208.5635 | C-1 |  | 10.58 | 5.6466 | 224.7902
| SDH Network | Repex | AP.3.3.10 | 55.895 | 319.9365 | 319.9365 | 55.895 | 55.895 | 807.558 | C-1 |  | 40.9659 | 21.8638 | 870.3877
| TNOC Management Systems | Non-network | AP.3.3.08 | 306.801 | 745.0882 | 810.8312 | 372.5441 | 372.5441 | 2607.8086 | C-1 |  | 0 | 67.1951 | 2675.0037
| OT Cyber Security | Non-network | New | 525.9446 | 1402.5189 | 1446.3476 | 657.4307 | 613.602 | 4645.8438 | C-1 |  | 0 | 119.7089 | 4765.5527
| Other | Repex |  | 333.7017 | 333.7017 | 333.7017 | 333.7017 | 333.7017 | 1668.5084 | C-1 |  | 84.6403 | 45.1732 | 1798.3218
|  |  | Non-network | -1555.9194 | -2279.0932 | -2498.2368 | -1555.9194 | -1402.5189 | -9291.6877 | C-1 |  | 0 | -239.4178 | -9531.1055
| Repex / Refurb - Telecom'n (subtotal) |  | subtotal | 4589.2322 | 4523.3261 | 4158.3399 | 4139.9864 | 4155.0029 | 21565.8876 |  |  | 1093.9965 | 583.8746 | 23243.7587
| Replacement & Refurbishment (Total) |  | Total | 102238.1718 | 107971.9833 | 109330.5663 | 105719.3889 | 102018.1171 | 527278.2274 | C-1 |  | 26747.8237 | 14275.5251 | 568301.5762
Environment
| Environmental Management - Lines (incl oil containment, EMF) | Augex | AP.4.1.03 | 166.8508 | 166.8508 | 166.8508 | 166.8508 | 166.8508 | 834.2542 | C-6 |  | 42.3201 | 15.286 | 891.8603
| Oil Containment - Substation | Augex | AP.4.1.01 | 1418.2321 | 1418.2321 | 1418.2321 | 1418.2321 | 1418.2321 | 7091.1605 | C-6 |  | 359.7211 | 129.9309 | 7580.8125
| Environmental Management - Subs (eg noise abatement) | Augex | AP.4.1.05 | 142.6575 | 142.6575 | 142.6575 | 142.6575 | 142.6575 | 713.2873 | C-6 |  | 36.1837 | 13.0695 | 762.5405
| Environment (Total) |  | Total | 1727.7404 | 1727.7404 | 1727.7404 | 1727.7404 | 1727.7404 | 8638.702 | C-6 |  | 438.225 | 158.2864 | 9235.2133
Safety
| Elizabeth Transformer Stations | Repex | AP.5.1.02 | 411.913 | 417.1271 | 417.1271 | 417.1271 | 417.1271 | 2080.4214 | C-8 |  | 105.5358 | 64.1549 | 2250.112
| Line Clearance Rectification - Distribution | Repex | AP.5.1.06 | 3116.9822 | 3337.0167 | 3337.0167 | 3337.0167 | 3337.0167 | 16465.049 | C-8 |  | 835.2407 | 507.7399 | 17808.0296
| Substation Lighting | Augex | AP.5.1.05 | 100.1105 | 100.1105 | 100.1105 | 100.1105 | 100.1105 | 500.5525 | C-7 |  | 25.3921 | 15.136 | 541.0806
| Substation Security & Fencing | Augex | AP.5.1.03 | 2171.5636 | 2179.9062 | 2188.2487 | 2188.2487 | 2185.3288 | 10913.296 | C-7 |  | 553.6108 | 330.0023 | 11796.9091
| CBD Maintenance Projects (CBD Safety) | Repex | AP.2.1.07 | 352.2221 | 352.2221 | 352.2221 | 352.2221 | 352.2221 | 1761.1106 | C-8 |  | 89.3378 | 54.3081 | 1904.7565
| Emergency Switching Communication (Mobile Radio) | Repex | AP.3.3.06 | 729.9724 | 729.9724 | 312.8453 | 834.2542 | 750.8288 | 3357.8731 | C-8 |  | 170.3385 | 103.5482 | 3631.7598
| Substation Infrastructure - Earth systems (Earth Grid Upgrades) | Augex | AP.3.2.10 | 1026.1326 | 1026.1326 | 1026.1326 | 1026.1326 | 1026.1326 | 5130.6632 | C-7 |  | 260.2688 | 155.1438 | 5546.0758
| Distribution Earthing | Repex | AP.3.1.18 | 75.2477 | 100.3303 | 100.3303 | 100.3303 | 100.3303 | 476.5688 | C-8 |  | 24.1754 | 14.6962 | 515.4404
| Telco Structures | Repex | AP.3.3.13 | 275.3039 | 275.3039 | 275.3039 | 275.3039 | 763.3426 | 1864.5581 | C-8 |  | 94.5855 | 57.4982 | 2016.6418
| Switchgear - Ground Level - Planned | Repex | AP.3.1.03 | 3558.8358 | 3424.2119 | 3424.2119 | 3424.2119 | 3424.2119 | 17255.6835 | C-8 |  | 875.3481 | 532.121 | 18663.1526
| Instrument Transformers (CTs & VTs) | Repex | AP.3.2.02 | 487.6216 | 575.2183 | 541.431 | 541.431 | 541.431 | 2687.1327 | C-8 |  | 136.3131 | 82.8643 | 2906.3101
| Protection Compliance (Primary&Backup) | Augex | AP.3.2.14 | 2340.9172 | 2340.9172 | 2340.9172 | 2340.9172 | 2340.9172 | 11704.5861 | C-7 |  | 593.7514 | 353.9298 | 12652.2673
| Network Protection Substation Audits | Augex | Historic | 250.2763 | 250.2763 | 250.2763 | 250.2763 | 250.2763 | 1251.3813 | C-7 |  | 63.4802 | 37.84 | 1352.7014
| CBD 33kV Substation Migration to 11kV | Augex | AP.2.1.07 | 2919.8896 | 2919.8896 | 1668.5084 | 1668.5084 | 1668.5084 | 10845.3043 | C-7 |  | 550.1617 | 327.9463 | 11723.4123
| Planned & Unplanned Disconnector Repl | Repex | AP.3.2.17 | 383.7569 | 383.7569 | 372.4945 | 361.2321 | 361.2321 | 1862.4724 | C-8 |  | 94.4797 | 57.4339 | 2014.386
| Substations rebuilds at BHP Ardrossan, Quorn & Burra substations. Kleins Point & Walkers Flat substation rebuilds + Wilmington (19672) | Repex | AP.3.2.12 | 2577.8454 | 2577.8454 | 2577.8454 | 2419.3371 | 2068.9504 | 12221.8237 | C-8 |  | 619.9899 | 376.8897 | 13218.7033
| CBD Pilot Cable replacement program |  |  | 628.2998 | 0 | 0 | 0 | 0 | 628.2998 | C-8 |  | 31.8725 | 19.3752 | 679.5474
Bushfire
| Bushfire Risk Reduction | Augex | B Case | 2031.4089 | 2000.1244 | 2018.8951 | 1993.8675 | 1981.3537 | 10025.6496 | C-18 |  | 508.5822 | 309.7881 | 10844.0198
| Repex Sub-total | Repex |  | 12598.0008 | 12173.005 | 11710.8282 | 12062.4663 | 12116.6928 | 60660.993 | C-8 |  | 3077.217 | 1870.6295 | 65608.8395
| Augex Sub-total | Augex |  | 8808.8898 | 8817.2324 | 7574.1937 | 7574.1937 | 7571.2738 | 40345.7833 | C-7 |  | 2046.665 | 1219.9982 | 43612.4466
| Safety (Total) |  | Total | 23438.2995 | 22990.3618 | 21303.9169 | 21630.5275 | 21669.3203 | 111032.426 |  |  | 5632.4642 | 3400.4157 | 120065.3059
Network ("Strategic" category)
| Substations CM equip | Augex | AMP 3.0.01 | 250.2763 | 250.2763 | 250.2763 | 250.2763 | 250.2763 | 1251.3813 | C-15 |  | 63.4802 | 44.2357 | 1359.0972
| Network - Strategic (Total) |  | Total | 250.2763 | 250.2763 | 250.2763 | 250.2763 | 250.2763 | 1251.3813 | C-15 |  | 63.4802 | 44.2357 | 1359.0972
Network Control
| SCADA to remaining substations | Augex | AP.2.1.02 | 1481.2183 | 1481.2183 | 1383.1934 | 1383.1934 | 1383.1934 | 7112.0169 | C-15 |  | 360.7791 | 251.4063 | 7724.2023
| Network Data Capture | Augex | Historic | 500.5525 | 500.5525 | 500.5525 | 500.5525 | 500.5525 | 2502.7625 | C-15 |  | 126.9604 | 88.4714 | 2718.1943
| SCADA Improvement Project (inc TDU & RTU) | Augex | AP.2.1.02 | 724.1326 | 724.1326 | 724.1326 | 724.1326 | 724.1326 | 3620.6631 | C-15 |  | 183.6694 | 127.9887 | 3932.3211
| SCADA Data Concentrator | Augex | AP.2.1.02 | 0 | 223.163 | 223.163 | 0 | 0 | 446.326 | C-15 |  | 22.6413 | 15.7774 | 484.7447
| Low Voltage Management | Augex | B Case | 5281.6632 | 7898.3014 | 5824.7627 | 5317.9532 | 3455.8979 | 27778.5784 | C-15 |  | 1409.1546 | 981.959 | 30169.692
| OMS Replacement Project | Non-network | AP.2.1.02 | 122.7204 | 0 | 0 | 0 | 0 | 122.7204 |  |  | 0 | 4.1287 | 126.8491
| ADMS/OMS Hardware Upgrade | Non-network | AP.2.1.02 | 1625.1688 | 10.5189 | 10.5189 | 1625.1688 | 1625.1688 | 4896.5441 |  |  | 0 | 164.7338 | 5061.2779
| ADMS/OMS Software Upgrade | Non-network | AP.2.1.02 | 1460.8111 | 0 | 0 | 1619.9093 | 3239.8186 | 6320.539 |  |  | 0 | 212.6411 | 6533.1801
|  |  | Non-network | -3208.7003 | -10.5189 | -10.5189 | -3245.0781 | -4864.9874 | -11339.8035 |  |  | 0 | -381.5035 | -11721.307
| Network Control (Total) |  | Total | 7987.5666 | 10827.3678 | 8655.8042 | 7925.8318 | 6063.7765 | 41460.3469 | C-15 |  | 2103.2047 | 1465.6028 | 45029.1544
PLEC
| PLEC - Non-Specific (gross) | Augex |  | 9593.923 | 9593.923 | 9593.923 | 9593.923 | 9593.923 | 47969.6151 | C-10 |  | 2433.4075 | 1826.365 | 52229.3877
| PLEC (Total) |  | Total | 9593.923 | 9593.923 | 9593.923 | 9593.923 | 9593.923 | 47969.6151 | C-10 |  | 2433.4075 | 1826.365 | 52229.3877
Customer Contributions
| Customer Connect <$30k | Connections | AP.7.1.01 | 4806.0907 | 4826.548 | 4815.7833 | 4679.1705 | 5937.3883 | 25064.9808 | C-4 |  | 1271.4989 | 630.8506 | 26967.3304
| Customer Connect >$30k<$100k | Connections | AP.7.1.01 | 6505.0374 | 6621.2629 | 6677.7696 | 6520.1521 | 6195.6369 | 32519.8589 | C-4 |  | 1649.6707 | 818.4795 | 34988.0092
| Customer Projects >$100k | Connections | AP.7.1.01 | 17161.6472 | 16277.3672 | 16445.7377 | 16551.9639 | 13435.4304 | 79872.1465 | C-4 |  | 4051.7624 | 2010.2706 | 85934.1795
| URDs | Connections | AP.7.1.01 | 7442.3961 | 7490.3212 | 7332.3291 | 7022.9246 | 6375.446 | 35663.417 | C-4 |  | 1809.1375 | 897.5985 | 38370.1529
| PLEC | Augex | AP.7.1.01 | 2252.4863 | 2252.4863 | 2252.4863 | 2252.4863 | 2252.4863 | 11262.4314 | C-4 |  | 571.3218 | 283.4597 | 12117.2129
| Gifting | Connections | NA | 24738.084 | 24738.084 | 24738.084 | 24738.084 | 24738.084 | 123690.4198 | C-4 |  | 6274.5802 | 3113.1155 | 133078.1155
| Recoverable Works Contribution | Augex | NA | 0 | 0 | 0 | 0 | 0 | 0 | C-4 |  | 0 | 0 | 0
| Embedded Generation Contribution | Connections | NA | 0 | 0 | 0 | 0 | 0 | 0 | C-4 |  | 0 | 0 | 0
| Customer Contributions (Total) |  | Total | 62905.7417 | 62206.0695 | 62262.19 | 61764.7813 | 58934.4718 | 308073.2544 | C-4 |  | 15627.9715 | 7753.7745 | 331455.0004
Network
| Total (gross) - incl Gifting |  |  | 289513.5058 | 293635.9804 | 285852.4613 | 281743.3144 | 274958.248 | 1425703.5098 | 5.073% |  | 72323.2331 | 39332.3924 | 1537359.1353
| Total (net) |  |  | 226607.7641 | 231429.9109 | 223590.2712 | 219978.533 | 216023.7762 | 1117630.2554 | 5.073% |  | 56695.2616 | 31578.6179 | 1205904.135
| Direct Costs (Non-network cost do not attract Overheads) | $2017-18 ($'000) |  | Proposal
| Baseline Direct Expenditure : $2017-18 ($'000) |  |  | 2020/21 | 2021/22 | 2022/23 | 2023/24 | 2024/25 | Total
| Information Technology |  |  | 67721.3987 | 67317.9173 | 44120.0181 | 40947.2639 | 40379.117 | 260485.715 |  |  |  | 8945.0956 | 269430.8105
| Heavy Vehicle Fleet - 15yrs | C-19 |  | 3355 | 7690 | 5840 | 4675 | 5445 | 27005 |  |  |  |  | 27005
| Heavy Vehicle Fleet - 10yrs | C-20 |  | 4945 | 3945 | 5420 | 12150 | 9225 | 35685 |  |  |  |  | 35685
| Light Vehicle Fleet | C-21 |  | 7960 | 9740 | 13010 | 10540 | 6500 | 47750 |  |  |  |  | 47750
| Plant and Tools | C-22 |  | 5096.7333 | 4245.7333 | 3485.2333 | 3220.4 | 3712.4 | 19760.5 |  |  |  |  | 19760.5
| Property | C-24 |  | 13058.763 | 16945.34 | 10526.279 | 8949.472 | 8748.099 | 58227.953 |  |  |  |  | 58227.953
| Superannuation | C-28 |  | -6939.995 | -6939.995 | -6939.995 | -6939.995 | -6939.995 | -34699.975 |  |  |  | -1592.3929 | -36292.3679
| Operational Information Technology | C-29 |  | 4764.6196 | 2289.6121 | 2508.7557 | 4800.9975 | 6267.5063 | 20631.4912 |  |  | 0 | 403.2688 | 21034.76
| Total Non-Network |  |  | 99961.5196 | 105233.6077 | 77970.2911 | 78343.1384 | 73337.1273 | 434845.6842 |  |  | 0 | 7755.9715 | 442601.6556
Network
| Total (gross) - incl Gifting |  |  | 389475.0254 | 398869.5881 | 363822.7524 | 360086.4528 | 348295.3753 | 1860549.194 |  |  | 72323.2331 | 47088.3639 | 1979960.791
| Total (net) |  |  | 326569.2837 | 336663.5186 | 301560.5624 | 298321.6714 | 289360.9035 | 1552475.9396 |  |  | 56695.2616 | 39334.5894 | 1648505.7906

## Draft Decision
EXCLUDES OVERHEADS |  | Direct Costs | $2017-18 ($'000)
[11 empty] | Network Business Overheads Rate | Overheads | Escalation | Total
|  | AER RIN ref | Doc/Plan ref | 2020/21 | 2021/22 | 2022/23 | 2023/24 | 2024/25 | Total |  | 5.073%
Category / Description |  | (Repex,Augex etc) | (eg AP) | Jul-Jun | Jul-Jun | Jul-Jun | Jul-Jun | Jul-Jun |  | SEM Reference
Capacity Upgrade
| Connection Point Capacity (ETC/NER Code) | Augex | AP.1.1.01 | 4125.3869 | 5009.6963 | 1472.4586 | 0 | 0 | 10607.5419 | C-2 |  | 624.2447 | 91.6543 | 11323.4408
| LV & Distribution Transformers (QoS BAU) | Augex | AP.1.1.01 | 7174.5859 | 7174.5859 | 7174.5859 | 7174.5859 | 7174.5859 | 35872.9296 | C-2 |  | 2111.2571 | 393.0504 | 38377.2371
| Distribution Feeders (11 & 7.6kV) | Augex | AP.1.1.01 | 2294.199 | 275.3039 | 70.9116 | 521.4089 | 755 | 3916.8234 | C-2 |  | 231.1335 | 38.0456 | 4186.0024
| Strategic Network Capacity (Other) | Augex | AP.1.1.01 | 3420.4421 | 3420.4421 | 3420.4421 | 3420.4421 | 3420.4421 | 17102.2106 | C-2 |  | 1006.5295 | 187.3845 | 18296.1247
| Substation Capacity | Augex | AP.1.1.01 | 2982.4587 | 2035.5802 | 2769.7239 | 2006.3813 | 667.4033 | 10461.5474 | C-2 |  | 615.1857 | 105.6247 | 11182.3577
| Subtransmission Network | Augex | AP.1.1.01 | 0 | 475.5249 | 951.0498 | 475.5249 | 0 | 1902.0995 | C-2 |  | 111.5365 | 20.5596 | 2034.1957
| Distribution Line - SWER Replacements | Augex | AP.1.1.01 | 583.9779 | 583.9779 | 583.9779 | 583.9779 | 583.9779 | 2919.8896 | C-2 |  | 171.8465 | 31.9925 | 3123.7286
| Voltage Regulation | Augex | AP.1.1.01 | 1318.4424 | 1318.4424 | 1318.4424 | 1318.4424 | 1318.4424 | 6592.2121 | C-2 |  | 387.9765 | 72.2292 | 7052.4178
| Land | Augex | AP.1.1.01 | 0 | 0 | 0 | 1293.094 | 1293.094 | 2586.1879 | C-2 |  | 152.3955 | 35.752 | 2774.3355
| LV Two Way Network (QoS) | Augex | AP.1.1.01 | 0 | 0 | 0 | 0 | 0 | 0 | C-2 |  | 0 | 0 | 0
| Capacity Augmentation (Total) |  | Total | 21899.493 | 20293.5537 | 17761.5922 | 16793.8574 | 15212.9457 | 91961.442 | C-2 |  | 5412.1055 | 976.2928 | 98349.8403
Customer Connect (gross)
| Customer Connect < $30k | Connections | AP.7.1.01 | 13422.6036 | 13776.827 | 13746.1004 | 13356.1547 | 16947.5931 | 71249.2788 | C-3 |  | 4194.5917 | 959.641 | 76403.5116
| Customer Connect > $30k<$100k | Connections | AP.7.1.01 | 20360.4348 | 21124.9141 | 21305.1969 | 20802.3236 | 19766.9687 | 103359.838 | C-3 |  | 6082.447 | 1365.6531 | 110807.938
| Customer Connect > $100k | Connections | AP.7.1.01 | 29598.9459 | 29344.3423 | 29647.8756 | 29839.377 | 24220.9851 | 142651.5259 | C-3 |  | 8393.3901 | 1865.8342 | 152910.7501
| Gifting | Connections | NA | 24738.084 | 24738.084 | 24738.084 | 24738.084 | 24738.084 | 123690.4198 | C-3 |  | 7279.6473 | 1638.8996 | 132608.9667
| URDs | Connections | AP.7.1.01 | 4814.9454 | 4938.8404 | 4834.6663 | 4630.6564 | 4203.733 | 23422.8416 | C-3 |  | 1378.3062 | 306.7731 | 25107.921
| Gross Customer Connect (total, incl gifting) |  | Total | 92935.0137 | 93923.0078 | 94271.9231 | 93366.5956 | 89877.3638 | 464373.9041 | C-3 |  | 27328.3823 | 6136.8011 | 497839.0875
Reliability & Resilience
| Existing Network Protection Mgt - Planned | Augex | Historical | 1279.1897 | 1279.1897 | 1279.1897 | 1279.1897 | 1279.1897 | 6395.9487 | C-5 |  | 376.4257 | 123.8601 | 6896.2345
| Maintain Underlying Reliability Performance | Augex | AP.2.1.01 | 4317.2654 | 4317.2654 | 4317.2654 | 4317.2654 | 4317.2654 | 21586.3268 | C-5 |  | 1270.4367 | 418.0279 | 23274.7914
| Air Conditioning Relay Rooms | Augex | AP.3.2.14 | 159.8987 | 159.8987 | 159.8987 | 159.8987 | 159.8987 | 799.4936 | C-5 |  | 47.0532 | 15.4825 | 862.0293
| Network Hardening | Augex | AP.2.1.05 | 0 | 0 | 0 | 0 | 0 | 0 | C-5 |  | 0 | 0 | 0
| Low Reliability Feeders | Augex | AP.2.1.06 | 0 | 0 | 0 | 0 | 0 | 0 | C-5 |  | 0 | 0 | 0
| Reliability (total) |  | total | 5756.3538 | 5756.3538 | 5756.3538 | 5756.3538 | 5756.3538 | 28781.7691 | C-5 |  | 1693.9156 | 557.3706 | 31033.0552
Asset Replace/Refurbish
Line Repex/Refurb - Planned
| Cable replacement planned | Repex | AP.3.1.09 | 1191.1892 | 1123.2946 | 1123.2946 | 1123.2946 | 1123.2946 | 5684.3675 | C-1 |  | 334.5611 | 66.3666 | 6085.2952
| Conductor Replacement - Planned | Repex | AP.3.1.10 | 2645.3748 | 2400.7008 | 2400.7008 | 2400.7008 | 2400.7008 | 12248.1779 | C-1 |  | 720.904 | 142.6229 | 13111.7049
| Line Ancillary Equipment - Planned (incl LFIs, fences, gates, signs etc) | Repex | AP.3.1.20 | 357.2869 | 476.3825 | 476.3825 | 476.3825 | 476.3825 | 2262.817 | C-1 |  | 133.1497 | 26.9804 | 2422.9471
| Line Regulation - Planned (incl regulators, capacitors) | Repex | AP.3.1.19 | 723.5486 | 964.7315 | 964.7315 | 973.0741 | 981.4166 | 4607.5024 | C-1 |  | 271.1216 | 55.0179 | 4933.6418
| Overhead Line Components - Planned (incl insulators, crossarms, taps, pole earths) | Repex | AP.3.1.06 | 10997.0186 | 11228.3451 | 11228.3451 | 11228.3451 | 11228.3451 | 55910.3988 | C-1 |  | 3290.4879 | 656.2237 | 59857.1104
| Pole Replacement Maint. Tasks - Planned | Repex | AP.3.1.05 | 12111.1541 | 13040.7642 | 13040.7642 | 13040.7642 | 13040.7642 | 64274.2108 | C-1 |  | 3782.5796 | 756.94 | 68813.7304
| Recloser Refurbishment - Planned | Repex | AP.3.1.13 | 627.0672 | 630.1122 | 630.1122 | 630.1122 | 630.1122 | 3147.5159 | C-1 |  | 185.2425 | 36.9043 | 3369.6626
| Recloser Replacement - Planned | Repex | AP.3.1.13 | 1785.3039 | 1794.0636 | 1794.8979 | 1795.7321 | 1796.5664 | 8966.5639 | C-1 |  | 527.7146 | 105.1457 | 9599.4241
| Services Maintenance Tasks - Planned | Repex | AP.3.1.08 | 2827.4316 | 2977.3673 | 2977.3673 | 2977.3673 | 2977.3673 | 14736.9006 | C-1 |  | 867.2899 | 173.3097 | 15777.5002
| Switchgear - Overhead - Planned | Repex | AP.3.1.07 | 1678.974 | 1700.2268 | 1700.2268 | 1700.2268 | 1700.2268 | 8479.8814 | C-1 |  | 499.0684 | 99.4757 | 9078.4255
| Transformers - Planned | Repex | AP.3.1.01 | 2397.4901 | 2668.2925 | 2668.2925 | 2668.2925 | 2668.2925 | 13070.6601 | C-1 |  | 769.1994 | 154.2437 | 13994.1031
| Poles - Planned plating | Repex | AP.3.1.05 | 4310.3855 | 4581.8901 | 4581.8901 | 4581.8901 | 4581.8901 | 22637.9459 | C-1 |  | 1332.27 | 266.3862 | 24236.6021
| CBD ducts & manholes | Repex | AP.2.1.07 | 260.8288 | 486.0774 | 486.0774 | 486.0774 | 486.0774 | 2205.1386 | C-1 |  | 129.7323 | 26.7121 | 2361.583
| Cables - CBD 11kV PILC cable replacements | Repex | AP.2.1.07 | 652.3093 | 869.7457 | 869.7457 | 869.7457 | 869.7457 | 4131.2923 | C-1 |  | 243.0954 | 49.2589 | 4423.6465
| Services - Aluminium neutral screen service line replacements | Repex | AP.3.1.08 | 526.5431 | 702.0575 | 702.0575 | 702.0575 | 702.0575 | 3334.7731 | C-1 |  | 196.2262 | 39.7617 | 3570.7611
Line Repex/Refurb - Unplanned
| (Distribution) Cable Replacement - Unplanned | Repex | AP.3.1.09 | 520.9083 | 533.9227 | 533.9227 | 533.9227 | 533.9227 | 2656.599 | C-1 |  | 156.3481 | 31.1884 | 2844.1355
| Line Regulation - Unplanned (incl regulators, capacitors) | Repex | AP.3.1.19 | 112.6243 | 112.6243 | 131.395 | 150.1658 | 150.1658 | 656.9752 | C-1 |  | 38.6663 | 7.9252 | 703.5667
| Overhead Line Components - Unplanned (incl insulators, X-arms, pole earths) | Repex | AP.3.1.06 | 5302.8925 | 5485.4404 | 5485.4404 | 5485.4404 | 5485.4404 | 27244.6539 | C-1 |  | 1603.4113 | 320.0404 | 29168.1056
| Poles - Unplanned | Repex | AP.3.1.05 | 1528.6771 | 1533.277 | 1533.277 | 1533.277 | 1533.277 | 7661.785 | C-1 |  | 450.9239 | 89.8227 | 8202.5317
| Recloser Replacement - Unplanned | Repex | AP.3.1.13 | 1007.8833 | 934.3647 | 934.3647 | 934.3647 | 934.3647 | 4745.342 | C-1 |  | 279.2971 | 55.3385 | 5079.9776
| Services Replacement - Unplanned | Repex | AP.3.1.08 | 3501.7819 | 3770.8289 | 3770.8289 | 3770.8289 | 3770.8289 | 18585.0974 | C-1 |  | 1093.7452 | 218.8726 | 19897.7152
| Switchgear - Ground Level - Unplanned | Repex | AP.3.1.03 | 361.2321 | 333.7017 | 333.7017 | 333.7017 | 333.7017 | 1696.0387 | C-1 |  | 99.8242 | 19.7738 | 1815.6367
| Switchgear - Overhead - Unplanned | Repex | AP.3.1.07 | 1756.9011 | 1983.598 | 1983.598 | 1983.598 | 1983.598 | 9691.293 | C-1 |  | 570.3204 | 114.4642 | 10376.0775
| Transformers - Unplanned | Repex | AP.3.1.01 | 4405.9049 | 4421.5471 | 4421.5471 | 4421.5471 | 4421.5471 | 22092.0934 | C-1 |  | 1300.1996 | 259.0052 | 23651.2982
| Repex/Refurb - Lines (subtotal) |  | subtotal | 61590.7111 | 64753.3565 | 64772.9615 | 64800.909 | 64810.0858 | 320728.0239 | C-1 |  | 18875.3784 | 3771.7805 | 343375.1828
Substations Repex/Refurb
| Auxillary DC Supplies excl AC - Battery Banks & Chargers | Repex | AP.3.2.08 | 539.0116 | 539.0116 | 539.0116 | 539.0116 | 303.7102 | 2459.7567 | C-1 |  | 144.6721 | 27.8485 | 2632.2773
| Circuit Breakers Planned Replacement | Repex | AP.3.2.05 | 6785.4042 | 6664.6971 | 7207.5055 | 7112.5698 | 6525.0859 | 34295.2625 | C-1 |  | 2018.1285 | 401.6492 | 36715.0402
| Circuit Breakers Planned Refurb | Repex | AP.3.2.02 | 753.9338 | 740.5219 | 800.8339 | 790.2855 | 725.0095 | 3810.5847 | C-1 |  | 224.2365 | 44.6277 | 4079.4489
| Mobile Substations | Repex | AP.3.2.13 | 250.2763 | 250.2763 | 250.2763 | 250.2763 | 250.2763 | 1251.3813 | C-1 |  | 73.6485 | 14.6676 | 1339.6974
| Substation Insurance Spares & Asset Mgt | Repex | Historical | 1334.8067 | 1334.8067 | 1334.8067 | 1334.8067 | 1334.8067 | 6674.0334 | C-1 |  | 392.792 | 78.2274 | 7145.0529
| Substation Infrastructure - Civil (incl buildings, structures) | Repex | AP3.2.16 | 1251.3813 | 1251.3813 | 1251.3813 | 1251.3813 | 1251.3813 | 6256.9063 | C-1 |  | 368.2425 | 73.3382 | 6698.4871
| Substation Transformer Repl. | Repex | AP.3.2.01 | 2465.6467 | 2430.0665 | 2830.6734 | 2323.3259 | 1851.5585 | 11901.2711 | C-1 |  | 700.1398 | 136.6156 | 12738.0265
| TF Refurb (18665 & 18977) | Repex | AP.3.2.01 | 1313.9503 | 1042.8177 | 792.5415 | 792.5415 | 792.5415 | 4734.3925 | C-1 |  | 278.7203 | 52.9901 | 5066.1028
| Surge Arrester | Repex | AP.3.2.03 | 260.9663 | 286.4264 | 286.4264 | 280.0614 | 178.2209 | 1292.1015 | C-1 |  | 75.998 | 14.7784 | 1382.8779
| AC Panels + auxilary supply | Repex | AP 3.2.22 | 600.663 | 600.663 | 600.663 | 600.663 | 498.4669 | 2901.1189 | C-1 |  | 170.701 | 33.5777 | 3105.3976
| Protection Asset Replacement | Repex | AP.3.2.14 | 1854.3013 | 1887.4139 | 1754.9638 | 1622.5137 | 1655.6262 | 8774.8189 | C-1 |  | 516.4313 | 101.5309 | 9392.781
| Unplanned CB Replacement | Repex | Historical | 289.7708 | 289.7708 | 289.7708 | 289.7708 | 289.7708 | 1448.8541 | C-1 |  | 85.2705 | 16.9823 | 1551.1068
| Unplanned Substation Asset Repl - PROTECTION | Repex | Historical | 529.8004 | 529.8004 | 529.8004 | 529.8004 | 529.8004 | 2649.0019 | C-1 |  | 155.9037 | 31.0494 | 2835.9551
| Other (sub cables) | Repex | AP 3.02.09 | 595.9716 | 211.7976 | 220.5572 | 220.5572 | 185.5186 | 1434.4022 | C-1 |  | 84.4877 | 15.2418 | 1534.1317
| Northfield 66kV GIS Switchboard replacement (1/3rd) | Repex | AP 3.02.06 | 0 | 0 | 0 | 0 | 0 | 0 | C-1 |  | 0 | 0 | 0
| Repex/Refurb - Substations (subtotal) |  | subtotal | 18825.8843 | 18059.4512 | 18689.2118 | 17937.5651 | 16371.7736 | 89883.886 | C-1 |  | 5289.3725 | 1043.1246 | 96216.3831
| Telecom'n Repex/Refurb | [8 empty] | C-1
| 48V DC Systems | Repex | AP.3.3.02 | 222.185 | 206.6221 | 206.6221 | 206.6221 | 218.5427 | 1060.5941 | C-1 |  | 62.4281 | 12.4214 | 1135.4436
| UPAX/Business Telephone Network | Non-network | AP.3.3.07 | 0 | 0 | 0 | 0 | 0 | 0 | C-1 |  | 0 | 0 | 0
| Data Network | Repex | AP.3.3.12 | 1110.2629 | 1110.2629 | 777.4821 | 939.4023 | 939.4023 | 4876.8125 | C-1 |  | 287.0759 | 56.2128 | 5220.1012
| Microwave Radio | Repex | AP.3.3.01 | 96.0263 | 201.9864 | 211.9202 | 211.9202 | 211.9202 | 933.7732 | C-1 |  | 54.9323 | 11.41 | 1000.1154
| Minor Works - Unplanned | Repex | Historic | 596.0254 | 596.0254 | 629.138 | 662.2505 | 662.2505 | 3145.6898 | C-1 |  | 185.1372 | 37.2676 | 3368.0946
| Misc Radio Systems | Repex | AP.3.3.05 | 481.4561 | 129.1388 | 129.1388 | 129.1388 | 129.1388 | 998.0115 | C-1 |  | 58.8125 | 10.3443 | 1067.1683
| Network Tel Planning Labour Capitalisation | Repex | Historic | 463.5753 | 463.5753 | 463.5753 | 463.5753 | 463.5753 | 2317.8767 | C-1 |  | 136.4158 | 27.1682 | 2481.4607
| Optical Fibre Network | Repex | AP.3.3.04 | 331.1252 | 331.1252 | 331.1252 | 331.1252 | 331.1252 | 1655.6262 | C-1 |  | 97.4398 | 19.4059 | 1772.4719
| Pilot Cable Network (incl CBD) stage 2 | Repex | AP.3.3.03 | 33.1125 | 33.1125 | 33.1125 | 33.1125 | 33.1125 | 165.5626 | C-1 |  | 9.744 | 1.9406 | 177.2472
| SDH Network | Repex | AP.3.3.10 | 44.3708 | 253.9731 | 253.9731 | 44.3708 | 44.3708 | 641.0585 | C-1 |  | 37.6531 | 7.0333 | 685.7448
| TNOC Management Systems | Non-network | AP.3.3.08 | 0 | 0 | 0 | 0 | 0 | 0 | C-1 |  | 0 | 0 | 0
| OT Cyber Security | Non-network | New | 0 | 0 | 0 | 0 | 0 | 0 | C-1 |  | 0 | 0 | 0
| Other | Repex |  | 264.9002 | 264.9002 | 264.9002 | 264.9002 | 264.9002 | 1324.501 | C-1 |  | 77.9519 | 15.5247 | 1417.9775
|  |  | Non-network | 0 | 0 | 0 | 0 | 0 | 0 | C-1 |  | 0 | 0 | 0
| Repex / Refurb - Telecom'n (subtotal) |  | subtotal | 3643.0399 | 3590.7221 | 3300.9875 | 3286.418 | 3298.3385 | 17119.506 |  |  | 1007.5905 | 198.7287 | 18325.8252
| Replacement & Refurbishment (Total) |  | Total | 84059.6354 | 86403.5298 | 86763.1608 | 86024.8921 | 84480.1979 | 427731.4159 | C-1 |  | 25172.3414 | 5013.6338 | 457917.3911
Environment
| Environmental Management - Lines (incl oil containment, EMF) | Augex | AP.4.1.03 | 166.8508 | 166.8508 | 166.8508 | 166.8508 | 166.8508 | 834.2542 | C-6 |  | 49.099 | 8.0778 | 891.431
| Oil Containment - Substation | Augex | AP.4.1.01 | 1418.2321 | 1418.2321 | 1418.2321 | 1418.2321 | 1418.2321 | 7091.1605 | C-6 |  | 417.3415 | 68.6616 | 7577.1636
| Environmental Management - Subs (eg noise abatement) | Augex | AP.4.1.05 | 142.6575 | 142.6575 | 142.6575 | 142.6575 | 142.6575 | 713.2873 | C-6 |  | 41.9796 | 6.9065 | 762.1735
| Environment (Total) |  | Total | 1727.7404 | 1727.7404 | 1727.7404 | 1727.7404 | 1727.7404 | 8638.702 | C-6 |  | 508.4202 | 83.646 | 9230.7681
Safety
| Elizabeth Transformer Stations | Repex | AP.5.1.02 | 411.913 | 417.1271 | 417.1271 | 417.1271 | 417.1271 | 2080.4214 | C-8 |  | 122.4395 | 31.8326 | 2234.6935
| Line Clearance Rectification - Distribution | Repex | AP.5.1.06 | 2291.4824 | 2453.2431 | 2453.2431 | 2453.2431 | 2453.2431 | 12104.455 | C-8 |  | 712.358 | 185.8693 | 13002.6823
| Substation Lighting | Augex | AP.5.1.05 | 100.1105 | 100.1105 | 100.1105 | 100.1105 | 100.1105 | 500.5525 | C-7 |  | 29.4594 | 7.6527 | 537.6646
| Substation Security & Fencing | Augex | AP.5.1.03 | 2002.21 | 2002.21 | 2002.21 | 2002.21 | 2002.21 | 10011.0501 | C-7 |  | 589.188 | 153.0537 | 10753.2918
| CBD Maintenance Projects (CBD Safety) | Repex | AP.2.1.07 | 352.2221 | 352.2221 | 352.2221 | 352.2221 | 352.2221 | 1761.1106 | C-8 |  | 103.648 | 26.9247 | 1891.6833
| Emergency Switching Communication (Mobile Radio) | Repex | AP.3.3.06 | 579.4692 | 579.4692 | 248.3439 | 662.2505 | 596.0254 | 2665.5582 | C-8 |  | 156.9454 | 41.1826 | 2863.6862
| Substation Infrastructure - Earth systems (Earth Grid Upgrades) | Augex | AP.3.2.10 | 1026.1326 | 1026.1326 | 1026.1326 | 1026.1326 | 1026.1326 | 5130.6632 | C-7 |  | 301.9589 | 78.44 | 5511.0621
| Distribution Earthing | Repex | AP.3.1.18 | 75.2477 | 100.3303 | 100.3303 | 100.3303 | 100.3303 | 476.5688 | C-8 |  | 28.0425 | 7.4117 | 512.023
| Telco Structures | Repex | AP.3.3.13 | 218.5427 | 218.5427 | 218.5427 | 218.5427 | 605.9592 | 1480.1298 | C-8 |  | 87.2658 | 24.7394 | 1592.135
| Switchgear - Ground Level - Planned | Repex | AP.3.1.03 | 3558.8358 | 3424.2119 | 3424.2119 | 3424.2119 | 3424.2119 | 17255.6835 | C-8 |  | 1015.591 | 263.1385 | 18534.413
| Instrument Transformers (CTs & VTs) | Repex | AP.3.2.02 | 487.6216 | 575.2183 | 541.431 | 541.431 | 541.431 | 2687.1327 | C-8 |  | 158.1324 | 41.2639 | 2886.529
| Protection Compliance (Primary&Backup) | Augex | AP.3.2.14 | 0 | 0 | 0 | 0 | 0 | 0 | C-7 |  | 0 | 0 | 0
| Network Protection Substation Audits | Augex | Historic | 250.2763 | 250.2763 | 250.2763 | 250.2763 | 250.2763 | 1251.3813 | C-7 |  | 73.6485 | 19.1317 | 1344.1615
| CBD 33kV Substation Migration to 11kV | Augex | AP.2.1.07 | 1341.7997 | 1341.7997 | 1341.7997 | 1341.7997 | 1341.7997 | 6708.9986 | C-7 |  | 394.8498 | 102.5704 | 7206.4188
| Planned & Unplanned Disconnector Repl | Repex | AP.3.2.17 | 383.7569 | 383.7569 | 372.4945 | 361.2321 | 361.2321 | 1862.4724 | C-8 |  | 109.613 | 28.2985 | 2000.384
| Substations rebuilds at BHP Ardrossan, Quorn & Burra substations. Kleins Point & Walkers Flat substation rebuilds + Wilmington (19672) | Repex | AP.3.2.12 | 1610.1408 | 1610.1408 | 1610.1408 | 1511.1354 | 1292.2813 | 7633.8389 | C-8 |  | 449.1784 | 114.7253 | 8197.7426
| CBD Pilot Cable replacement program |  |  | 498.7591 | 0 | 0 | 0 | 0 | 498.7591 | C-8 |  | 29.4611 | 5.126 | 533.3462
Bushfire
| Bushfire Risk Reduction | Augex | B Case | 2031.4089 | 2000.1244 | 2018.8951 | 1993.8675 | 1981.3537 | 10025.6496 | C-18 |  | 590.0435 | 152.9946 | 10768.6876
| Repex Sub-total | Repex |  | 10467.9912 | 10114.2623 | 9738.0874 | 10041.7261 | 10144.0635 | 50506.1305 | C-8 |  | 2972.6751 | 770.5124 | 54249.318
| Augex Sub-total | Augex |  | 4720.5291 | 4720.5291 | 4720.5291 | 4720.5291 | 4720.5291 | 23602.6456 | C-7 |  | 1389.1046 | 360.8485 | 25352.5988
| Safety (Total) |  | Total | 17219.9293 | 16834.9159 | 16477.5116 | 16756.1227 | 16845.9463 | 84134.4257 |  |  | 4951.8232 | 1284.3555 | 90370.6044
Network ("Strategic" category)
| Substations CM equip | Augex | AMP 3.0.01 | 250.2763 | 250.2763 | 250.2763 | 250.2763 | 250.2763 | 1251.3813 | C-15 |  | 73.6485 | 16.5808 | 1341.6106
| Network - Strategic (Total) |  | Total | 250.2763 | 250.2763 | 250.2763 | 250.2763 | 250.2763 | 1251.3813 | C-15 |  | 73.6485 | 16.5808 | 1341.6106
Network Control
| SCADA to remaining substations | Augex | AP.2.1.02 | 0 | 0 | 0 | 0 | 0 | 0 | C-15 |  | 0 | 0 | 0
| Network Data Capture | Augex | Historic | 500.5525 | 500.5525 | 500.5525 | 500.5525 | 500.5525 | 2502.7625 | C-15 |  | 147.297 | 33.1616 | 2683.2212
| SCADA Improvement Project (inc TDU & RTU) | Augex | AP.2.1.02 | 724.1326 | 724.1326 | 724.1326 | 724.1326 | 724.1326 | 3620.6631 | C-15 |  | 213.0897 | 47.9738 | 3881.7266
| SCADA Data Concentrator | Augex | AP.2.1.02 | 0 | 223.163 | 223.163 | 0 | 0 | 446.326 | C-15 |  | 26.1874 | 5.3353 | 477.8487
| Low Voltage Management | Augex | B Case | 5281.6632 | 7898.3014 | 5824.7627 | 5317.9532 | 3455.8979 | 27778.5784 | C-15 |  | 1633.7029 | 353.4417 | 29765.7231
| OMS Replacement Project | Non-network | AP.2.1.02 | 0 | 0 | 0 | 0 | 0 | 0 |  |  | 0 | 0 | 0
| ADMS/OMS Hardware Upgrade | Non-network | AP.2.1.02 | 0 | 0 | 0 | 0 | 0 | 0 |  |  | 0 | 0 | 0
| ADMS/OMS Software Upgrade | Non-network | AP.2.1.02 | 0 | 0 | 0 | 0 | 0 | 0 |  |  | 0 | 0 | 0
|  |  | Non-network | 0 | 0 | 0 | 0 | 0 | 0 |  |  | 0 | 0 | 0
| Network Control (Total) |  | Total | 6506.3483 | 9346.1495 | 7272.6108 | 6542.6384 | 4680.5831 | 34348.3301 | C-15 |  | 2020.277 | 439.9124 | 36808.5196
PLEC
| PLEC - Non-Specific (gross) | Augex |  | 9593.923 | 9593.923 | 9593.923 | 9593.923 | 9593.923 | 47969.6151 | C-10 |  | 2823.1926 | 195.5686 | 50988.3764
| PLEC (Total) |  | Total | 9593.923 | 9593.923 | 9593.923 | 9593.923 | 9593.923 | 47969.6151 | C-10 |  | 2823.1926 | 195.5686 | 50988.3764
Customer Contributions
| Customer Connect <$30k | Connections | AP.7.1.01 | 4806.0907 | 4826.548 | 4815.7833 | 4679.1705 | 5937.3883 | 25064.9808 | C-4 |  | 1475.6474 | 324.1558 | 26864.784
| Customer Connect >$30k<$100k | Connections | AP.7.1.01 | 6505.0374 | 6621.2629 | 6677.7696 | 6520.1521 | 6195.6369 | 32519.8589 | C-4 |  | 1913.7331 | 412.6355 | 34846.2275
| Customer Projects >$100k | Connections | AP.7.1.01 | 17161.6472 | 16277.3672 | 16445.7377 | 16551.9639 | 13435.4304 | 79872.1465 | C-4 |  | 4699.722 | 1001.539 | 85573.4074
| URDs | Connections | AP.7.1.01 | 7442.3961 | 7490.3212 | 7332.3291 | 7022.9246 | 6375.446 | 35663.417 | C-4 |  | 2098.6286 | 448.5612 | 38210.6068
| PLEC | Augex | AP.7.1.01 | 2252.4863 | 2252.4863 | 2252.4863 | 2252.4863 | 2252.4863 | 11262.4314 | C-4 |  | 662.8365 | 143.4878 | 12068.7558
| Gifting | Connections | NA | 24738.084 | 24738.084 | 24738.084 | 24738.084 | 24738.084 | 123690.4198 | C-4 |  | 7279.6473 | 1575.865 | 132545.9321
| Recoverable Works Contribution | Augex | NA | 0 | 0 | 0 | 0 | 0 | 0 | C-4 |  | 0 | 0 | 0
| Embedded Generation Contribution | Connections | NA | 0 | 0 | 0 | 0 | 0 | 0 | C-4 |  | 0 | 0 | 0
| Customer Contributions (Total) |  | Total | 62905.7417 | 62206.0695 | 62262.19 | 61764.7813 | 58934.4718 | 308073.2544 | C-4 |  | 18130.2149 | 3906.2443 | 330109.7136
Network
| Total (gross) - incl Gifting |  |  | 239948.7131 | 244129.4501 | 239875.0921 | 236812.3997 | 228425.3303 | 1189190.9852 |  |  | 69984.1064 | 14704.1616 | 1273879.2532
| Total (net) |  |  | 177042.9714 | 181923.3806 | 177612.902 | 175047.6183 | 169490.8585 | 881117.7308 |  |  | 51853.8915 | 10797.9173 | 943769.5396
0
| Direct Costs (Non-network cost do not attract Overheads) | $2017-18 ($'000) |  | Proposal | [9 empty] | 0
| Baseline Direct Expenditure : $2017-18 ($'000) |  |  | 2020/21 | 2021/22 | 2022/23 | 2023/24 | 2024/25 | Total
| Information Technology |  |  | 53913.6369 | 50461.0602 | 32300.7003 | 24262.4014 | 25109.0203 | 186046.8191 |  |  |  | 1162.8417 | 187209.6607
| Heavy Vehicle Fleet - 15yrs | C-19 |  | 4818.9983 | 8900.7219 | 7074.7715 | 7772.8831 | 5621.6616 | 34189.0364 |  |  |  | 0 | 34189.0364
| Heavy Vehicle Fleet - 10yrs | C-20 |  | 1633.7669 | 1336.7183 | 1782.2911 | 4158.6793 | 2376.3882 | 11287.8437 |  |  |  | 0 | 11287.8437
| Light Vehicle Fleet | C-21 |  | 4872.1307 | 5689.2623 | 9201.9595 | 7156.8617 | 3632.5138 | 30552.728 |  |  |  | 0 | 30552.728
| Plant and Tools | C-22 |  | 5096.7333 | 4245.7333 | 3485.2333 | 3220.4 | 3712.4 | 19760.5 |  |  |  | 0 | 19760.5
| Property | C-24 |  | 0 | 0 | 0 | 0 | 0 | 0 |  |  |  | 0 | 0
| Superannuation | C-28 |  | -6939.995 | -6939.995 | -6939.995 | -6939.995 | -6939.995 | -34699.975 |  |  |  | -835.0292 | -35535.0042
| Operational Information Technology | C-29 |  | 1490.4697 | 2183.2239 | 2393.1501 | 1490.47 | 1343.5213 | 8900.8349 |  |  | 678.4244 | 84.7273 | 9663.9866
| Total Non-Network |  |  | 64885.7407 | 65876.725 | 49298.1109 | 41121.7004 | 34855.5101 | 256037.7871 |  |  | 678.4244 | 412.5398 | 257128.7513
Network
| Total (gross) - incl Gifting |  |  | 304834.4538 | 310006.1751 | 289173.2029 | 277934.1001 | 263280.8404 | 1445228.7723 |  |  | 70662.5308 | 15116.7014 | 1531008.0045
| Total (net) |  |  | 241928.7121 | 247800.1056 | 226911.0129 | 216169.3188 | 204346.3686 | 1137155.518 |  |  | 52532.3159 | 11210.457 | 1200898.2909
0
0

## Revised Proposal
EXCLUDES OVERHEADS |  | Direct Costs | $2017-18 ($'000)
[11 empty] | Network Business Overheads Rate | Overheads | Escalation | Total
|  | AER RIN ref | Doc/Plan ref | 2020/21 | 2021/22 | 2022/23 | 2023/24 | 2024/25 | Total |  | 5.073%
Category / Description |  | (Repex,Augex etc) | (eg AP) | Jul-Jun | Jul-Jun | Jul-Jun | Jul-Jun | Jul-Jun |  | SEM Reference |  |  |  |  | Asset class | Expenditure category
Capacity Upgrade
| Connection Point Capacity (ETC/NER Code) | Augex | AP.1.1.01 | 4125.3869 | 5009.6963 | 1472.4586 | 0 | 0 | 10607.5419 | C-2 |  | 537.6568 | 148.2911 | 11293.4897 | Substations - Sub-transmission | Capacity Augmentation
| LV & Distribution Transformers (QoS BAU) | Augex | AP.1.1.01 | 7249.8431 | 7412.7609 | 7575.6787 | 7575.6787 | 7738.5965 | 37552.5579 | C-2 |  | 1890.9238 | 750.2685 | 40193.7503 | Distribution Transformers | Capacity Augmentation
| Distribution Feeders (11 & 7.6kV) | Augex | AP.1.1.01 | 2294.199 | 275.3039 | 70.9116 | 521.4089 | 755 | 3916.8234 | C-2 |  | 198.4326 | 65.3935 | 4180.6495 | Distribution Lines | Capacity Augmentation
| Strategic Network Capacity (Other) | Augex | AP.1.1.01 | 3420.4421 | 3420.4421 | 3420.4421 | 3420.4421 | 3420.4421 | 17102.2106 | C-2 |  | 861.2765 | 339.2988 | 18302.7859 | Distribution Lines | Capacity Augmentation
| Substation Capacity | Augex | AP.1.1.01 | 2982.4587 | 2035.5802 | 2769.7239 | 2006.3813 | 667.4033 | 10461.5474 | C-2 |  | 526.905 | 185.8429 | 11174.2952 | Substations - Distribution | Capacity Augmentation
| Subtransmission Network | Augex | AP.1.1.01 | 0 | 475.5249 | 951.0498 | 3833.9573 | 5490.1756 | 10750.7075 | C-2 |  | 539.6884 | 280.7431 | 11571.1391 | Sub-transmission lines | Capacity Augmentation
| Distribution Line - SWER Replacements | Augex | AP.1.1.01 | 583.9779 | 583.9779 | 583.9779 | 583.9779 | 583.9779 | 2919.8896 | C-2 |  | 147.0472 | 57.9291 | 3124.8659 | Distribution Lines | Capacity Augmentation
| Voltage Regulation | Augex | AP.1.1.01 | 1318.4424 | 1318.4424 | 1318.4424 | 1318.4424 | 1318.4424 | 6592.2121 | C-2 |  | 331.9873 | 130.786 | 7054.9854 | Sub - Refurb & short | Capacity Augmentation
| Land | Augex | AP.1.1.01 | 0 | 0 | 0 | 1293.094 | 1293.094 | 2586.1879 | C-2 |  | 129.7678 | 69.739 | 2785.6948 | Substation Land | Capacity Augmentation
| LV Two Way Network (QoS) | Augex | AP.1.1.01 | 578.3583 | 1572.157 | 1865.4091 | 586.5042 | 0 | 4602.4285 | C-2 |  | 231.3845 | 80.5631 | 4914.3761 | Electronic Network | Capacity Augmentation
| Capacity Augmentation (Total) |  | Total | 22553.1084 | 22103.8856 | 20028.0941 | 21139.8868 | 21267.1319 | 107092.1068 | C-2 |  | 5395.0699 | 2108.8551 | 114596.0318
Customer Connect (gross)
| Customer Connect < $30k | Connections | AP.7.1.01 | 19439.507 | 21225.2739 | 21727.5894 | 20781.6544 | 18908.6111 | 102082.6358 | C-3 |  | 5139.7222 | 2421.4022 | 109643.7602 | LVS | Connections
| Customer Connect > $30k<$100k | Connections | AP.7.1.01 | 25894.101 | 27648.0814 | 28341.3209 | 27784.0036 | 26958.1777 | 136625.6846 | C-3 |  | 6879.0584 | 3265.1562 | 146769.8992 | Distribution Lines | Connections
| Customer Connect > $100k | Connections | AP.7.1.01 | 32549.1317 | 30684.6147 | 36228.4171 | 32096.0054 | 31414.9391 | 162973.108 | C-3 |  | 8204.6035 | 3875.0226 | 175052.7341 | Distribution Lines | Connections
| Gifting | Connections | NA | 24738.084 | 24738.084 | 24738.084 | 24738.084 | 24738.084 | 123690.4198 | C-3 |  | 6229.1159 | 2945.5815 | 132865.1171 | Distribution Lines | Connections
| URDs | Connections | AP.7.1.01 | 5316.6803 | 5823.0308 | 6160.5978 | 5823.0308 | 5254.6155 | 28377.9553 | C-3 |  | 1428.6205 | 674.707 | 30481.2828 | Distribution Lines - Underground | Connections
| Gross Customer Connect (total, incl gifting) |  | Total | 107937.504 | 110119.0848 | 117196.0092 | 111222.7782 | 107274.4273 | 553749.8035 | C-3 |  | 27881.1204 | 13181.8695 | 594812.7934
Reliability & Resilience
| Existing Network Protection Mgt - Planned | Augex | Historical | 1279.1897 | 1279.1897 | 1279.1897 | 1279.1897 | 1279.1897 | 6395.9487 | C-5 |  | 322.1034 | 232.7812 | 6950.8333 | Dist line - Refurb & short | Reliability
| Maintain Underlying Reliability Performance | Augex | AP.2.1.01 | 4317.2654 | 4317.2654 | 4317.2654 | 4317.2654 | 4317.2654 | 21586.3268 | C-5 |  | 1087.099 | 785.6365 | 23459.0623 | Sub-transmission lines | Reliability
| Air Conditioning Relay Rooms | Augex | AP.3.2.14 | 159.8987 | 159.8987 | 159.8987 | 159.8987 | 159.8987 | 799.4936 | C-5 |  | 40.2629 | 29.0976 | 868.8542 | Electronic Network | Reliability
| Network Hardening | Augex | AP.2.1.05 | 2686.7459 | 2686.7459 | 2686.7459 | 2686.7459 | 2686.7459 | 13433.7297 | C-5 |  | 676.5298 | 488.9219 | 14599.1815 | Sub-transmission lines | Reliability
| Low Reliability Feeders | Augex | AP.2.1.06 | 2602.7851 | 2602.7851 | 2602.7851 | 2602.7851 | 2602.7851 | 13013.9256 | C-5 |  | 655.3883 | 473.6431 | 14142.9571 | Distribution Lines | Reliability
| Reliability (total) |  | total | 11045.8849 | 11045.8849 | 11045.8849 | 11045.8849 | 11045.8849 | 55229.4244 | C-5 |  | 2781.3834 | 2010.0805 | 60020.8883
Asset Replace/Refurbish
Line Repex/Refurb - Planned
| Cable replacement planned | Repex | AP.3.1.09 | 915.1935 | 915.1935 | 915.1935 | 915.1935 | 915.1935 | 4575.9673 | C-1 |  | 230.4482 | 108.5072 | 4914.9227 | Distribution Lines - Underground | Asset Replacement and Refurbishment
| Conductor Replacement - Planned | Repex | AP.3.1.10 | 2128.6832 | 2128.6832 | 2128.6832 | 2128.6832 | 2128.6832 | 10643.416 | C-1 |  | 536.0081 | 252.3811 | 11431.8053 | Dist line - Refurb & short | Asset Replacement and Refurbishment
| Line Ancillary Equipment - Planned (incl LFIs, fences, gates, signs etc) | Repex | AP.3.1.20 | 357.2869 | 476.3825 | 476.3825 | 476.3825 | 476.3825 | 2262.817 | C-1 |  | 113.8895 | 55.0219 | 2431.7284 | Dist line - Refurb & short | Asset Replacement and Refurbishment
| Line Regulation - Planned (incl regulators, capacitors) | Repex | AP.3.1.19 | 723.5486 | 964.7315 | 964.7315 | 973.0741 | 981.4166 | 4607.5024 | C-1 |  | 231.8975 | 112.2731 | 4951.673 | Dist line - Refurb & short | Asset Replacement and Refurbishment
| Overhead Line Components - Planned (incl insulators, crossarms, taps, pole earths) | Repex | AP.3.1.06 | 12977.8473 | 12977.8473 | 12977.8473 | 12977.8473 | 12977.8473 | 64889.2365 | C-1 |  | 3267.8567 | 1538.6806 | 69695.7739 | Distribution Lines | Asset Replacement and Refurbishment
| Pole Replacement Maint. Tasks - Planned | Repex | AP.3.1.05 | 20632.8202 | 20739.5596 | 20739.5596 | 20739.5596 | 20739.5596 | 103591.0585 | C-1 |  | 5216.841 | 2457.6178 | 111265.5173 | Distribution Lines | Asset Replacement and Refurbishment
| Recloser Refurbishment - Planned | Repex | AP.3.1.13 | 451.0775 | 451.0775 | 451.0775 | 451.0775 | 451.0775 | 2255.3873 | C-1 |  | 113.5825 | 53.4807 | 2422.4505 | Dist line - Refurb & short | Asset Replacement and Refurbishment
| Recloser Replacement - Planned | Repex | AP.3.1.13 | 1285.0181 | 1285.0181 | 1285.0181 | 1285.0181 | 1285.0181 | 6425.0906 | C-1 |  | 323.571 | 152.3544 | 6901.0161 | Dist line - Refurb & short | Asset Replacement and Refurbishment
| Services Maintenance Tasks - Planned | Repex | AP.3.1.08 | 3540.2628 | 3540.2628 | 3540.2628 | 3540.2628 | 3540.2628 | 17701.3141 | C-1 |  | 891.4477 | 419.7409 | 19012.5028 | Distribution Lines | Asset Replacement and Refurbishment
| Switchgear - Overhead - Planned | Repex | AP.3.1.07 | 2907.6476 | 2907.6476 | 2907.6476 | 2907.6476 | 2907.6476 | 14538.2379 | C-1 |  | 732.1535 | 344.7368 | 15615.1281 | Distribution Lines | Asset Replacement and Refurbishment
| Transformers - Planned | Repex | AP.3.1.01 | 2668.9396 | 2668.9396 | 2668.9396 | 2668.9396 | 2668.9396 | 13344.6982 | C-1 |  | 672.0462 | 316.4351 | 14333.1794 | Distribution Lines | Asset Replacement and Refurbishment
| Poles - Planned plating | Repex | AP.3.1.05 | 6631.5188 | 6626.6355 | 6626.6355 | 6626.6355 | 6626.6355 | 33138.0606 | C-1 |  | 1668.8533 | 785.7275 | 35592.6414 | Dist line - Refurb & short | Asset Replacement and Refurbishment
| CBD ducts & manholes | Repex | AP.2.1.07 | 2411.8195 | 2411.8195 | 2411.8195 | 2411.8195 | 2411.8195 | 12059.0975 | C-1 |  | 607.3026 | 285.9503 | 12952.3504 | Dist line - Refurb & short | Asset Replacement and Refurbishment
| Cables - CBD 11kV PILC cable replacements | Repex | AP.2.1.07 | 1265.0049 | 1265.0049 | 1265.0049 | 1265.0049 | 1265.0049 | 6325.0243 | C-1 |  | 318.5316 | 149.9816 | 6793.5376 | Distribution Lines - Underground | Asset Replacement and Refurbishment
| Services - Aluminium neutral screen service line replacements | Repex | AP.3.1.08 | 526.5431 | 702.0575 | 702.0575 | 702.0575 | 702.0575 | 3334.7731 | C-1 |  | 167.842 | 81.0872 | 3583.7023 | Distribution Lines | Asset Replacement and Refurbishment
Line Repex/Refurb - Unplanned
| (Distribution) Cable Replacement - Unplanned | Repex | AP.3.1.09 | 430.6793 | 430.6793 | 430.6793 | 430.6793 | 430.6793 | 2153.3964 | C-1 |  | 108.4462 | 51.0622 | 2312.9048 | Dist line - Refurb & short | Asset Replacement and Refurbishment
| Line Regulation - Unplanned (incl regulators, capacitors) | Repex | AP.3.1.19 | 112.6243 | 112.6243 | 131.395 | 150.1658 | 150.1658 | 656.9752 | C-1 |  | 33.0606 | 16.2619 | 706.2977 | Dist line - Refurb & short | Asset Replacement and Refurbishment
| Overhead Line Components - Unplanned (incl insulators, X-arms, pole earths) | Repex | AP.3.1.06 | 6392.074 | 6392.074 | 6392.074 | 6392.074 | 6392.074 | 31960.3702 | C-1 |  | 1609.5414 | 757.8576 | 34327.7692 | Distribution Lines | Asset Replacement and Refurbishment
| Poles - Unplanned | Repex | AP.3.1.05 | 1968.0307 | 1968.0307 | 1968.0307 | 1968.0307 | 1968.0307 | 9840.1534 | C-1 |  | 495.5554 | 233.3338 | 10569.0426 | Distribution Lines | Asset Replacement and Refurbishment
| Recloser Replacement - Unplanned | Repex | AP.3.1.13 | 680.0655 | 680.0655 | 680.0655 | 680.0655 | 680.0655 | 3400.3274 | C-1 |  | 171.2423 | 80.63 | 3652.1997 | Dist line - Refurb & short | Asset Replacement and Refurbishment
| Services Replacement - Unplanned | Repex | AP.3.1.08 | 4505.7891 | 4505.7891 | 4505.7891 | 4505.7891 | 4505.7891 | 22528.9453 | C-1 |  | 1134.5698 | 534.2157 | 24197.7308 | Distribution Lines | Asset Replacement and Refurbishment
| Switchgear - Ground Level - Unplanned | Repex | AP.3.1.03 | 406.708 | 406.708 | 406.708 | 406.708 | 406.708 | 2033.5402 | C-1 |  | 102.4102 | 48.2202 | 2184.1705 | Dist line - Refurb & short | Asset Replacement and Refurbishment
| Switchgear - Overhead - Unplanned | Repex | AP.3.1.07 | 3323.0258 | 3323.0258 | 3323.0258 | 3323.0258 | 3323.0258 | 16615.129 | C-1 |  | 836.7468 | 393.9849 | 17845.8607 | Distribution Lines | Asset Replacement and Refurbishment
| Transformers - Unplanned | Repex | AP.3.1.01 | 4354.5857 | 4354.5857 | 4354.5857 | 4354.5857 | 4354.5857 | 21772.9287 | C-1 |  | 1096.4964 | 516.2888 | 23385.7138 | Distribution Lines | Asset Replacement and Refurbishment
| Repex/Refurb - Lines (subtotal) |  | subtotal | 81596.794 | 82234.443 | 82253.2137 | 82280.327 | 82288.6695 | 410653.4472 | C-1 |  | 20680.3404 | 9745.8315 | 441079.6191
Substations Repex/Refurb
| Auxillary DC Supplies excl AC - Battery Banks & Chargers | Repex | AP.3.2.08 | 542.4708 | 542.4708 | 542.4708 | 542.4708 | 305.6593 | 2475.5425 | C-1 |  | 124.6609 | 55.8657 | 2656.0692 | Electronic Network | Asset Replacement and Refurbishment
| Circuit Breakers Planned Replacement | Repex | AP.3.2.05 | 9289.2205 | 9289.2205 | 10180.8844 | 10113.7157 | 9222.0519 | 48095.0931 | C-1 |  | 2421.2258 | 1144.5614 | 51660.8803 | Substations - Distribution | Asset Replacement and Refurbishment
| Circuit Breakers Planned Refurb | Repex | AP.3.2.02 | 623.2182 | 232.8004 | 232.8004 | 232.8004 | 232.8004 | 1554.4199 | C-1 |  | 78.5016 | 32.3842 | 1665.3057 | Substations - Distribution | Asset Replacement and Refurbishment
| Mobile Substations | Repex | AP.3.2.13 | 250.2763 | 250.2763 | 250.2763 | 250.2763 | 250.2763 | 1251.3813 | C-1 |  | 63.0202 | 29.6733 | 1344.0748 | Substations - Distribution | Asset Replacement and Refurbishment
| Substation Insurance Spares & Asset Mgt | Repex | Historical | 1334.8067 | 1334.8067 | 1334.8067 | 1334.8067 | 1334.8067 | 6674.0334 | C-1 |  | 336.1079 | 158.2575 | 7168.3988 | Substations - Distribution | Asset Replacement and Refurbishment
| Substation Infrastructure - Civil (incl buildings, structures) | Repex | AP3.2.16 | 1251.3813 | 1251.3813 | 1251.3813 | 1251.3813 | 1251.3813 | 6256.9063 | C-1 |  | 315.1012 | 148.3664 | 6720.3739 | Substations - Distribution | Asset Replacement and Refurbishment
| Substation Transformer Repl. | Repex | AP.3.2.01 | 4518.9588 | 4462.2853 | 5100.3875 | 4292.2646 | 3540.8154 | 21914.7116 | C-1 |  | 1103.3213 | 506.5713 | 23524.6041 | Substations - Distribution | Asset Replacement and Refurbishment
| TF Refurb (18665 & 18977) | Repex | AP.3.2.01 | 1313.9503 | 1042.8177 | 792.5415 | 792.5415 | 792.5415 | 4734.3925 | C-1 |  | 238.821 | 104.6583 | 5077.8718 | Substations - Distribution | Asset Replacement and Refurbishment
| Surge Arrester | Repex | AP.3.2.03 | 260.9663 | 286.4264 | 286.4264 | 280.0614 | 178.2209 | 1292.1015 | C-1 |  | 65.0551 | 29.594 | 1386.7506 | Substations - Distribution | Asset Replacement and Refurbishment
| AC Panels + auxilary supply | Repex | AP 3.2.22 | 600.663 | 600.663 | 600.663 | 600.663 | 498.4669 | 2901.1189 | C-1 |  | 146.0981 | 67.5689 | 3114.786 | Sub - Refurb & short | Asset Replacement and Refurbishment
| Protection Asset Replacement | Repex | AP.3.2.14 | 2350.9027 | 2392.8831 | 2224.9615 | 2057.0399 | 2099.0203 | 11124.8074 | C-1 |  | 560.4528 | 258.6657 | 11943.9259 | Electronic Network | Asset Replacement and Refurbishment
| Unplanned CB Replacement | Repex | Historical | 392.097 | 392.097 | 392.097 | 392.097 | 392.097 | 1960.4849 | C-1 |  | 98.7311 | 46.4878 | 2105.7038 | Substations - Distribution | Asset Replacement and Refurbishment
| Unplanned Substation Asset Repl - PROTECTION | Repex | Historical | 671.6865 | 671.6865 | 671.6865 | 671.6865 | 671.6865 | 3358.4324 | C-1 |  | 169.1325 | 79.6366 | 3607.2014 | Sub - Refurb & short | Asset Replacement and Refurbishment
| Other (sub cables) | Repex | AP 3.02.09 | 595.9716 | 211.7976 | 220.5572 | 220.5572 | 185.5186 | 1434.4022 | C-1 |  | 72.4442 | 29.3478 | 1536.1942 | Substations - Distribution | Asset Replacement and Refurbishment
| Northfield 66kV GIS Switchboard replacement (1/3rd) | Repex | AP 3.02.06 | 1049.5101 | 3526.354 | 4198.0405 | 1679.2162 | 0 | 10453.1209 | C-1 |  | 525.2412 | 221.7796 | 11200.1418 | Substations - Sub-Transmission | Asset Replacement and Refurbishment
| Repex/Refurb - Substations (subtotal) |  | subtotal | 25046.0802 | 26487.9666 | 28279.9809 | 24711.5785 | 20955.3428 | 125480.9489 | C-1 |  | 6317.9149 | 2913.4185 | 134712.2822
| Telecom'n Repex/Refurb | [8 empty] | C-1
| 48V DC Systems | Repex | AP.3.3.02 | 222.185 | 206.6221 | 206.6221 | 206.6221 | 218.5427 | 1060.5941 | C-1 |  | 53.4213 | 25.1136 | 1139.1291 | Communications | Asset Replacement and Refurbishment
| UPAX/Business Telephone Network | Non-network | AP.3.3.07 | 692.6767 | 125.9412 | 230.8922 | 503.7649 | 398.8139 | 1952.0888 | C-1 |  | 98.4226 | 45.454 | 2095.9655 | Communications | Asset Replacement and Refurbishment
| Data Network | Repex | AP.3.3.12 | 1110.2629 | 1110.2629 | 777.4821 | 939.4023 | 939.4023 | 4876.8125 | C-1 |  | 245.8607 | 112.6459 | 5235.3191 | Communications | Asset Replacement and Refurbishment
| Microwave Radio | Repex | AP.3.3.01 | 96.0263 | 201.9864 | 211.9202 | 211.9202 | 211.9202 | 933.7732 | C-1 |  | 46.956 | 23.535 | 1004.2642 | Communications | Asset Replacement and Refurbishment
| Minor Works - Unplanned | Repex | Historic | 596.0254 | 596.0254 | 629.138 | 662.2505 | 662.2505 | 3145.6898 | C-1 |  | 158.3745 | 75.7976 | 3379.8619 | Communications | Asset Replacement and Refurbishment
| Misc Radio Systems | Repex | AP.3.3.05 | 481.4561 | 129.1388 | 129.1388 | 129.1388 | 129.1388 | 998.0115 | C-1 |  | 50.4591 | 19.6271 | 1068.0977 | Communications | Asset Replacement and Refurbishment
| Network Tel Planning Labour Capitalisation | Repex | Historic | 463.5753 | 463.5753 | 463.5753 | 463.5753 | 463.5753 | 2317.8767 | C-1 |  | 116.7295 | 54.9625 | 2489.5687 | Communications | Asset Replacement and Refurbishment
| Optical Fibre Network | Repex | AP.3.3.04 | 331.1252 | 331.1252 | 331.1252 | 331.1252 | 331.1252 | 1655.6262 | C-1 |  | 83.3782 | 39.2589 | 1778.2633 | Communications | Asset Replacement and Refurbishment
| Pilot Cable Network (incl CBD) stage 2 | Repex | AP.3.3.03 | 33.1125 | 33.1125 | 33.1125 | 33.1125 | 33.1125 | 165.5626 | C-1 |  | 8.3378 | 3.9259 | 177.8263 | Communications | Asset Replacement and Refurbishment
| SDH Network | Repex | AP.3.3.10 | 44.3708 | 253.9731 | 253.9731 | 44.3708 | 44.3708 | 641.0585 | C-1 |  | 32.2427 | 13.7386 | 687.0398 | Communications | Asset Replacement and Refurbishment
| TNOC Management Systems | Non-network | AP.3.3.08 | 293.8628 | 713.6669 | 776.6375 | 356.8334 | 356.8334 | 2497.8341 | C-1 |  | 125.6486 | 57.4324 | 2680.9152 | Communications | Asset Replacement and Refurbishment
| OT Cyber Security | Non-network | New | 503.7649 | 1343.373 | 1385.3534 | 629.7061 | 587.7257 | 4449.923 | C-1 |  | 223.862 | 101.4604 | 4775.2453 | Communications | Asset Replacement and Refurbishment
| Other | Repex |  | 335.8432 | 335.8432 | 335.8432 | 335.8432 | 335.8432 | 1679.2162 | C-1 |  | 84.5662 | 39.8183 | 1803.6007 | Communications | Asset Replacement and Refurbishment
|  |  | Non-network | -1490.3044 | -2182.9811 | -2392.8831 | -1490.3044 | -1343.373 | -8899.8459 | C-1 |  | -447.9333 | -204.3468 | -9552.126
| Repex / Refurb - Telecom'n (subtotal) |  | subtotal | 3713.9829 | 3661.6652 | 3371.9306 | 3357.3611 | 3369.2816 | 17474.2213 |  |  | 880.3261 | 408.4233 | 18762.9707
| Replacement & Refurbishment (Total) |  | Total | 110356.8571 | 112384.0748 | 113905.1252 | 110349.2665 | 106613.2939 | 553608.6174 | C-1 |  | 27878.5814 | 13067.6733 | 594554.8721
Environment
| Environmental Management - Lines (incl oil containment, EMF) | Augex | AP.4.1.03 | 166.8508 | 166.8508 | 166.8508 | 166.8508 | 166.8508 | 834.2542 | C-6 |  | 42.0135 | 14.0004 | 890.2681 | Substations - Distribution | Environmental
| Oil Containment - Substation | Augex | AP.4.1.01 | 1418.2321 | 1418.2321 | 1418.2321 | 1418.2321 | 1418.2321 | 7091.1605 | C-6 |  | 357.1146 | 119.0036 | 7567.2787 | Substations - Distribution | Environmental
| Environmental Management - Subs (eg noise abatement) | Augex | AP.4.1.05 | 142.6575 | 142.6575 | 142.6575 | 142.6575 | 142.6575 | 713.2873 | C-6 |  | 35.9215 | 11.9704 | 761.1792 | Substations - Distribution | Environmental
| Environment (Total) |  | Total | 1727.7404 | 1727.7404 | 1727.7404 | 1727.7404 | 1727.7404 | 8638.702 | C-6 |  | 435.0497 | 144.9744 | 9218.726
Safety
| Elizabeth Transformer Stations | Repex | AP.5.1.02 | 411.913 | 417.1271 | 417.1271 | 417.1271 | 417.1271 | 2080.4214 | C-8 |  | 104.7682 | 58.1378 | 2243.3273 | Distribution Lines | Safety Repex
| Line Clearance Rectification - Distribution | Repex | AP.5.1.06 | 2746.985 | 2746.985 | 2746.985 | 2746.985 | 2746.985 | 13734.9251 | C-8 |  | 691.6982 | 383.3888 | 14810.0121 | Sub-transmission lines | Safety Repex
| Substation Asbestos Removal | Repex |  | 137.9983 | 203.7805 | 203.7805 | 203.7805 | 203.7805 | 953.1202 | C-8 |  | 47.9625 | 27.4385 | 1028.5213 | Substations - Distribution | Safety Repex
| Substation Lighting | Augex | AP.5.1.05 | 100.1105 | 100.1105 | 100.1105 | 100.1105 | 100.1105 | 500.5525 | C-7 |  | 25.2081 | 13.9721 | 539.7327 | Substations - Distribution | Safety Augex
| Substation Security & Fencing | Augex | AP.5.1.03 | 2002.21 | 2002.21 | 2002.21 | 2002.21 | 2002.21 | 10011.0501 | C-7 |  | 504.1619 | 279.4427 | 10794.6547 | Substations - Distribution | Safety Augex
| CBD Maintenance Projects (CBD Safety) | Repex | AP.2.1.07 | 354.4825 | 354.4825 | 354.4825 | 354.4825 | 354.4825 | 1772.4127 | C-8 |  | 89.2597 | 49.4741 | 1911.1465 | Dist line - Refurb & short | Safety Repex
| Emergency Switching Communication (Mobile Radio) | Repex | AP.3.3.06 | 579.4692 | 579.4692 | 248.3439 | 662.2505 | 596.0254 | 2665.5582 | C-8 |  | 134.4044 | 75.3736 | 2875.3361 | Communications | Safety Repex
| Substation Infrastructure - Earth systems (Earth Grid Upgrades) | Augex | AP.3.2.10 | 1026.1326 | 1026.1326 | 1026.1326 | 1026.1326 | 1026.1326 | 5130.6632 | C-7 |  | 258.3829 | 143.2144 | 5532.2605 | Substations - Distribution | Safety Augex
| Distribution Earthing | Repex | AP.3.1.18 | 75.2477 | 100.3303 | 100.3303 | 100.3303 | 100.3303 | 476.5688 | C-8 |  | 23.9861 | 13.6206 | 514.1755 | Dist line - Refurb & short | Safety Repex
| Telco Structures | Repex | AP.3.3.13 | 277.0707 | 277.0707 | 277.0707 | 277.0707 | 768.2414 | 1876.5241 | C-8 |  | 94.5209 | 58.8855 | 2029.9305 | Distribution Lines | Safety Repex
| Switchgear - Ground Level - Planned | Repex | AP.3.1.03 | 2982.5256 | 2982.5256 | 2982.5256 | 2982.5256 | 2982.5256 | 14912.6278 | C-8 |  | 751.0079 | 416.2625 | 16079.8983 | Distribution Lines | Safety Repex
| Instrument Transformers (CTs & VTs) | Repex | AP.3.2.02 | 487.6216 | 575.2183 | 541.431 | 541.431 | 541.431 | 2687.1327 | C-8 |  | 135.3087 | 75.4531 | 2897.8945 | Distribution Lines | Safety Augex
| Rural protection | Augex | AP.3.2.14 | 897.0373 | 1190.5643 | 1190.5643 | 1184.2672 | 897.0373 | 5359.4704 | C-7 |  | 269.732 | 149.3899 | 5778.5923 | Dist line - Refurb & short | Safety Augex
| Network Protection Substation Audits | Augex | Historic | 250.2763 | 250.2763 | 250.2763 | 250.2763 | 250.2763 | 1251.3813 | C-7 |  | 63.0202 | 34.9303 | 1349.3318 | Dist line - Refurb & short | Safety Augex
| CBD 33kV Substation Migration to 11kV | Augex | AP.2.1.07 | 1341.7997 | 1341.7997 | 1341.7997 | 1341.7997 | 1341.7997 | 6708.9986 | C-7 |  | 337.8688 | 187.2711 | 7234.1385 | Substations - Distribution | Safety Repex
| Planned & Unplanned Disconnector Repl | Repex | AP.3.2.17 | 383.7569 | 383.7569 | 372.4945 | 361.2321 | 361.2321 | 1862.4724 | C-8 |  | 93.8101 | 51.5393 | 2007.8219 | Substations - Distribution | Safety Repex
| Substations rebuilds at BHP Ardrossan, Quorn & Burra substations. Kleins Point & Walkers Flat substation rebuilds + Wilmington (19672) | Repex | AP.3.2.12 | 1673.906 | 1673.906 | 1673.906 | 1673.906 | 1673.906 | 8369.5301 | C-8 |  | 421.494 | 233.6222 | 9024.6464 | Substations - Distribution | Safety Repex
| CBD Pilot Cable replacement program |  |  | 498.7591 | 0 | 0 | 0 | 0 | 498.7591 | C-8 |  | 25.399 | 7.6011 | 531.7592 | Communications | Safety Repex
Bushfire
| Bushfire Risk Reduction | Augex | B Case | 2031.4089 | 2000.1244 | 2018.8951 | 1993.8675 | 1981.3537 | 10025.6496 | C-18 |  | 504.9053 | 279.1518 | 10809.7067 | Dist line - Refurb & short | Bushfire
| Repex Sub-total | Repex |  | 10609.7356 | 10294.652 | 9918.477 | 10321.1212 | 10746.0669 | 51890.0527 | C-8 |  | 2613.6197 | 1450.7971 | 55954.4695
| Augex Sub-total | Augex |  | 5617.5664 | 5911.0934 | 5911.0934 | 5904.7964 | 5617.5664 | 28962.1161 | C-7 |  | 1458.3739 | 808.2205 | 31228.7105
| Safety (Total) |  | Total | 18258.711 | 18205.8698 | 17848.4656 | 18219.785 | 18344.987 | 90877.8183 |  |  | 4576.8989 | 2538.1694 | 97992.8866
Network ("Strategic" category)
| Substations CM equip | Augex | AMP 3.0.01 | 250.2763 | 250.2763 | 250.2763 | 250.2763 | 250.2763 | 1251.3813 | C-15 |  | 63.0202 | 39.0121 | 1353.4136 | Substations - Distribution | Strategic - Network Security
| Network - Strategic (Total) |  | Total | 250.2763 | 250.2763 | 250.2763 | 250.2763 | 250.2763 | 1251.3813 | C-15 |  | 63.0202 | 39.0121 | 1353.4136
Network Control
| SCADA to remaining substations | Augex | AP.2.1.02 | 0 | 0 | 0 | 0 | 0 | 0 | C-15 |  | 0 | 0 | 0 | Electronic Network | Strategic - Network Security
| Network Data Capture | Augex | Historic | 500.5525 | 500.5525 | 500.5525 | 500.5525 | 500.5525 | 2502.7625 | C-15 |  | 126.0405 | 78.0241 | 2706.8271 | Substations - Distribution | Strategic - Network Security
| SCADA Improvement Project (inc TDU & RTU) | Augex | AP.2.1.02 | 724.1326 | 724.1326 | 724.1326 | 724.1326 | 724.1326 | 3620.6631 | C-15 |  | 182.3385 | 112.8749 | 3915.8765 | Electronic Network | Strategic - Network Security
| SCADA Data Concentrator | Augex | AP.2.1.02 | 0 | 223.163 | 223.163 | 0 | 0 | 446.326 | C-15 |  | 22.4332 | 11.6398 | 480.399 | Electronic Network | Strategic - Network Security
| Low Voltage Management | Augex | B Case | 5315.5589 | 7948.9897 | 5862.1438 | 5352.0819 | 3478.0766 | 27956.8509 | C-15 |  | 1408.5691 | 815.2226 | 30180.6426 | Electronic Network | Strategic - Network Security
| OMS Replacement Project | Non-network | AP.2.1.02 | 0 | 0 | 0 | 0 | 0 | 0 |  |  | 0 | 0 | 0 | Electronic Network | Strategic - Network Security
| ADMS/OMS Hardware Upgrade | Non-network | AP.2.1.02 | 1556.6334 | 10.0753 | 10.0753 | 1556.6334 | 1556.6334 | 4690.0509 |  |  | 236.4986 | 161.9757 | 5088.5252 | Communications | Strategic - Network Security
| ADMS/OMS Software Upgrade | Non-network | AP.2.1.02 | 1399.2069 | 0 | 0 | 1551.5958 | 3103.1916 | 6053.9943 |  |  | 305.1598 | 233.3602 | 6592.5143 | Communications | Strategic - Network Security
|  |  | Non-network | -2955.8403 | -10.0753 | -10.0753 | -3108.2292 | -4659.825 | -10744.0451 |  |  | -541.6584 | -395.3359 | -11681.0395
| Network Control (Total) |  | Total | 6540.2441 | 9396.8379 | 7309.9919 | 6576.767 | 4702.7617 | 34526.6026 | C-15 |  | 1739.3813 | 1017.7614 | 37283.7453
PLEC
| PLEC - Non-Specific (gross) | Augex |  | 9593.923 | 9593.923 | 9593.923 | 9593.923 | 9593.923 | 47969.6151 | C-10 |  | 2415.7755 | 1343.9541 | 51729.3448 | Distribution Lines - Underground | PLEC (Undergrounding)
| PLEC (Total) |  | Total | 9593.923 | 9593.923 | 9593.923 | 9593.923 | 9593.923 | 47969.6151 | C-10 |  | 2415.7755 | 1343.9541 | 51729.3448
Customer Contributions
| Customer Connect <$30k | Connections | AP.7.1.01 | 4792.6243 | 5232.888 | 5356.7291 | 5123.5178 | 4661.737 | 25167.4961 | C-4 |  | 1267.1493 | 574.8295 | 27009.4748 | LVS | Contributions
| Customer Connect >$30k<$100k | Connections | AP.7.1.01 | 6647.6163 | 7097.9037 | 7275.8744 | 7132.7981 | 6920.7894 | 35074.9819 | C-4 |  | 1766.0138 | 807.1541 | 37648.1498 | Distribution Lines | Contributions
| Customer Projects >$100k | Connections | AP.7.1.01 | 20463.0149 | 19290.8288 | 22776.1111 | 20178.1431 | 19749.9698 | 102458.0677 | C-4 |  | 5158.0769 | 2345.7955 | 109961.9401 | Distribution Lines | Contributions
| URDs | Connections | AP.7.1.01 | -2447.2208 | -1643.4517 | -1107.6056 | -1643.4517 | -2545.741 | -9387.4709 | C-4 |  | -473.5653 | -216.9301 | -10077.9664 | Distribution Lines - Underground | Contributions
| PLEC | Augex | AP.7.1.01 | 2234.2103 | 2234.2103 | 2234.2103 | 2234.2103 | 2234.2103 | 11171.0515 | C-4 |  | 562.5801 | 256.1621 | 11989.7938 | Distribution Lines - Underground | Contributions
| Gifting | Connections | NA | 24738.084 | 24738.084 | 24738.084 | 24738.084 | 24738.084 | 123690.4198 | C-4 |  | 6229.1159 | 2836.3305 | 132755.8661 | Distribution Lines | Contributions
| Recoverable Works Contribution | Augex | NA | 3244.3439 | 3244.3439 | 3244.3439 | 3244.3439 | 3244.3439 | 16221.7194 | C-4 |  | 816.9345 | 371.9783 | 17410.6323 | Distribution Lines | Contributions
| Embedded Generation Contribution | Connections | NA | 3467.5817 | 3467.5817 | 3467.5817 | 3467.5817 | 3467.5817 | 17337.9085 | C-4 |  | 873.1464 | 397.5735 | 18608.6284 | Distribution Lines | Contributions
| Customer Contributions (Total) |  | Total | 63140.2545 | 63662.3887 | 67985.3287 | 64475.2272 | 62470.975 | 321734.1741 | C-4 |  | 16199.4515 | 7372.8934 | 345306.519
Network
| Total (gross) - incl Gifting |  |  | 288264.2491 | 294827.5775 | 298905.5105 | 290126.3081 | 280820.4264 | 1452944.0715 |  |  | 73166.2807 | 35452.3497 | 1561562.7019
| Total (net) |  |  | 225123.9946 | 231165.1888 | 230920.1817 | 225651.0808 | 218349.4514 | 1131209.8974 |  |  | 56966.8292 | 28079.4563 | 1216256.1829
|  |  |  | 229570.1393 | 233358.2451 | 233323.1401 | 230249.6144 | 224352.6494
0
| Direct Costs (Non-network cost do not attract Overheads) | $2017-18 ($'000) |  | Proposal | [9 empty] | 0
| Baseline Direct Expenditure : $2017-18 ($'000) |  |  | 2020/21 | 2021/22 | 2022/23 | 2023/24 | 2024/25 | Total
| Information Technology |  |  | 67777.1227 | 66623.0312 | 45252.7788 | 40359.1864 | 38264.2844 | 258276.4035 |  |  |  | 8170.2245 | 266446.628
| Heavy Vehicle Fleet - 15yrs | C-19 |  | 3355 | 7690 | 5840 | 4675 | 5445 | 27005 |  |  |  | 0 | 27005
| Heavy Vehicle Fleet - 10yrs | C-20 |  | 3601.445 | 2973.14 | 4695.525 | 10586.825 | 7906.107 | 29763.042 |  |  |  | 0 | 29763.042
| Light Vehicle Fleet | C-21 |  | 5074.901 | 6264.5004 | 11163.2505 | 8187.5924 | 5324.2312 | 36014.4755 |  |  |  | 0 | 36014.4755
| Plant and Tools | C-22 |  | 5096.7333 | 4245.7333 | 3485.2333 | 3220.4 | 3712.4 | 19760.5 |  |  |  | 0 | 19760.5
| Property | C-24 |  | 8788.4335 | 9225.3582 | 9662.283 | 10099.2078 | 10536.1325 | 48311.415 |  |  |  | 0 | 48311.415
| Superannuation | C-28 |  | -6141.2566 | -6141.2566 | -6141.2566 | -6141.2566 | -6141.2566 | -30706.2829 |  |  |  | -1291.1655 | -31997.4484
| Operational Information Technology | C-29 |  | 4446.1447 | 2193.0564 | 2402.9584 | 4598.5336 | 6003.198 | 19643.8911 |  |  | 865.6741 | 362.6998 | 20872.2649
| Total Non-Network |  |  | 91998.5237 | 93073.5629 | 76360.7724 | 75585.4886 | 71050.0965 | 408068.4441 |  |  | 865.6741 | 7241.7588 | 416175.877
Network
| Total (gross) - incl Gifting |  |  | 380262.7728 | 387901.1404 | 375266.2829 | 365711.7966 | 351870.5229 | 1861012.5156 |  |  | 74031.9548 | 42694.1085 | 1977738.5789
| Total (net) |  |  | 317122.5183 | 324238.7517 | 307280.9542 | 301236.5694 | 289399.5479 | 1539278.3415 |  |  | 57832.5033 | 35321.2151 | 1632432.0599
|  |  |  | 144.7167 | 96.1245 | 105.3513 | 147.9775 | 184.2544 | 678.4244 |  |  |  |  | 0
0
Note on B118: Trevor Gusling: 'Protection Compliance (Primary&Backup)' in Original Proposal

## Categorised
| Categorised Expenditure | [6 empty] | Categorised Expenditure - Proportion | [9 empty] | Escalation
|  | 2020/21 | 2021/22 | 2022/23 | 2023/24 | 2024/25 | [11 empty] | 1.0488
C-1 | Asset Replacement and Refurbishment
| Sub-transmission lines | 0 | 0 | 0 | 0 | 0 |  | 0% | 0% | 0% | 0% | 0%
| Sub-transmission lines - Underground | 0 | 0 | 0 | 0 | 0 |  | 0% | 0% | 0% | 0% | 0%
| Distribution Lines | 63797.566 | 64079.8198 | 64079.8198 | 64079.8198 | 64079.8198 |  | 57.04% | 55.93% | 55.1% | 57.3% | 59.36%
| Distribution Lines - Underground | 2180.1983 | 2180.1983 | 2180.1983 | 2180.1983 | 2180.1983 |  | 1.949% | 1.903% | 1.875% | 1.949% | 2.02%
| Substations - Distribution | 19830.847 | 18753.9092 | 20042.1586 | 19160.5021 | 17380.5098 |  | 17.73% | 16.37% | 17.23% | 17.13% | 16.1% | 22.9715 | 24.479 | 26.7167 | 23.2925 | 19.5506 | 0 | 0 | 0 | 0 | 0
| Substations - Sub-Transmission | 1049.5101 | 3526.354 | 4198.0405 | 1679.2162 | 0 |  | 0.9383% | 3.078% | 3.61% | 1.501% | 0%
| Distribution Transformers | 0 | 0 | 0 | 0 | 0 |  | 0% | 0% | 0% | 0% | 0% | 0 | 0 | 0 | 0 | 0 | 0 | 0 | 0 | 0 | 0
| LVS | 0 | 0 | 0 | 0 | 0 |  | 0% | 0% | 0% | 0% | 0% | 0 | 0 | 0 | 0 | 0 | 0 | 0 | 0 | 0 | 0
| Communications | 5204.2873 | 5844.6462 | 5764.8137 | 4847.6654 | 4712.6545 |  | 4.653% | 5.102% | 4.957% | 4.334% | 4.365%
| Contributions | 0 | 0 | 0 | 0 | 0 |  | 0% | 0% | 0% | 0% | 0%
| Land | 0 | 0 | 0 | 0 | 0 |  | 0% | 0% | 0% | 0% | 0%
| Substation Land | 0 | 0 | 0 | 0 | 0 |  | 0% | 0% | 0% | 0% | 0%
| Easements | 0 | 0 | 0 | 0 | 0 |  | 0% | 0% | 0% | 0% | 0%
| Buildings (Building Structure) | 0 | 0 | 0 | 0 | 0 |  | 0% | 0% | 0% | 0% | 0%
| Dist line - Refurb & short | 15619.0297 | 15974.4249 | 15993.1956 | 16020.3089 | 16028.6514 |  | 13.96% | 13.94% | 13.75% | 14.32% | 14.85%
| Sub - Refurb & short | 1272.3495 | 1272.3495 | 1272.3495 | 1272.3495 | 1170.1534 |  | 1.138% | 1.111% | 1.094% | 1.138% | 1.084%
| Electronic Network | 2893.3735 | 2935.3539 | 2767.4323 | 2599.5107 | 2404.6796 |  | 2.587% | 2.562% | 2.38% | 2.324% | 2.227%
| Total by category | 111847.1615 | 114567.0559 | 116298.0083 | 111839.5709 | 107956.6668 |  | 100% | 100% | 100% | 100% | 100%
| Total of Network Category | 111847.1615 | 114567.0559 | 116298.0083 | 111839.5709 | 107956.6668
| Check | 0 | 0 | 0 | 0 | 0
C-2 | Capacity Augmentation
| Sub-transmission lines | 0 | 475.5249 | 951.0498 | 3833.9573 | 5490.1756 |  | 0% | 2.151% | 4.749% | 18.14% | 25.82%
| Sub-transmission lines - Underground | 0 | 0 | 0 | 0 | 0 |  | 0% | 0% | 0% | 0% | 0%
| Distribution Lines | 6298.619 | 4279.7239 | 4075.3317 | 4525.8289 | 4759.4201 |  | 27.93% | 19.36% | 20.35% | 21.41% | 22.38%
| Distribution Lines - Underground | 0 | 0 | 0 | 0 | 0 |  | 0% | 0% | 0% | 0% | 0%
| Substations - Distribution | 2982.4587 | 2035.5802 | 2769.7239 | 2006.3813 | 667.4033 |  | 13.22% | 9.209% | 13.83% | 9.491% | 3.138% | 7.9151 | 7.874 | 4.757 | 2.2614 | 0.75565 | 0 | 0 | 0 | 0 | 0
| Substations - Sub-Transmission | 4125.3869 | 5009.6963 | 1472.4586 | 0 | 0 |  | 18.29% | 22.66% | 7.352% | 0% | 0%
| Distribution Transformers | 7249.8431 | 7412.7609 | 7575.6787 | 7575.6787 | 7738.5965 |  | 32.15% | 33.54% | 37.83% | 35.84% | 36.39% | 8.0732 | 8.2848 | 8.495 | 8.5384 | 8.7619 | 0 | 0 | 0 | 0 | 0
| LVS | 0 | 0 | 0 | 0 | 0 |  | 0% | 0% | 0% | 0% | 0% | 0 | 0 | 0 | 0 | 0 | 0 | 0 | 0 | 0 | 0
| Communications | 0 | 0 | 0 | 0 | 0 |  | 0% | 0% | 0% | 0% | 0%
| Contributions | 0 | 0 | 0 | 0 | 0 |  | 0% | 0% | 0% | 0% | 0%
| Land | 0 | 0 | 0 | 0 | 0 |  | 0% | 0% | 0% | 0% | 0%
| Substation Land | 0 | 0 | 0 | 1293.094 | 1293.094 |  | 0% | 0% | 0% | 6.117% | 6.08%
| Easements | 0 | 0 | 0 | 0 | 0 |  | 0% | 0% | 0% | 0% | 0%
| Buildings (Building Structure) | 0 | 0 | 0 | 0 | 0 |  | 0% | 0% | 0% | 0% | 0%
| Dist line - Refurb & short | 0 | 0 | 0 | 0 | 0 |  | 0% | 0% | 0% | 0% | 0%
| Sub - Refurb & short | 1318.4424 | 1318.4424 | 1318.4424 | 1318.4424 | 1318.4424 |  | 5.846% | 5.965% | 6.583% | 6.237% | 6.199%
| Electronic Network | 578.3583 | 1572.157 | 1865.4091 | 586.5042 | 0 |  | 2.564% | 7.113% | 9.314% | 2.774% | 0%
| Total by category | 22553.1084 | 22103.8856 | 20028.0941 | 21139.8868 | 21267.1319 |  | 100% | 100% | 100% | 100% | 100%
| Total of Network Category | 22553.1084 | 22103.8856 | 20028.0941 | 21139.8868 | 21267.1319
| Check | 0 | 0 | 0 | 0 | 0
C-3 | Connections
| Sub-transmission lines | 0 | 0 | 0 | 0 | 0 |  | 0% | 0% | 0% | 0% | 0%
| Sub-transmission lines - Underground | 0 | 0 | 0 | 0 | 0 |  | 0% | 0% | 0% | 0% | 0%
| Distribution Lines | 83181.3167 | 83070.78 | 89307.8219 | 84618.093 | 83111.2007 |  | 77.06% | 75.44% | 76.2% | 76.08% | 77.48%
| Distribution Lines - Underground | 5316.6803 | 5823.0308 | 6160.5978 | 5823.0308 | 5254.6155 |  | 4.926% | 5.288% | 5.257% | 5.235% | 4.898%
| Substations - Distribution | 0 | 0 | 0 | 0 | 0 |  | 0% | 0% | 0% | 0% | 0% | 0 | 0 | 0 | 0 | 0
| Substations - Sub-Transmission | 0 | 0 | 0 | 0 | 0 |  | 0% | 0% | 0% | 0% | 0%
| Distribution Transformers | 0 | 0 | 0 | 0 | 0 |  | 0% | 0% | 0% | 0% | 0% | 0 | 0 | 0 | 0 | 0
| LVS | 19439.507 | 21225.2739 | 21727.5894 | 20781.6544 | 18908.6111 |  | 18.01% | 19.27% | 18.54% | 18.68% | 17.63% | 21.6928 | 23.7896 | 24.4532 | 23.5296 | 21.5238
| Communications | 0 | 0 | 0 | 0 | 0 |  | 0% | 0% | 0% | 0% | 0%
| Contributions | 0 | 0 | 0 | 0 | 0 |  | 0% | 0% | 0% | 0% | 0%
| Land | 0 | 0 | 0 | 0 | 0 |  | 0% | 0% | 0% | 0% | 0%
| Substation Land | 0 | 0 | 0 | 0 | 0 |  | 0% | 0% | 0% | 0% | 0%
| Easements | 0 | 0 | 0 | 0 | 0 |  | 0% | 0% | 0% | 0% | 0%
| Buildings (Building Structure) | 0 | 0 | 0 | 0 | 0 |  | 0% | 0% | 0% | 0% | 0%
| Dist line - Refurb & short | 0 | 0 | 0 | 0 | 0 |  | 0% | 0% | 0% | 0% | 0%
| Sub - Refurb & short | 0 | 0 | 0 | 0 | 0 |  | 0% | 0% | 0% | 0% | 0%
| Electronic Network | 0 | 0 | 0 | 0 | 0 |  | 0% | 0% | 0% | 0% | 0%
| Total by category | 107937.504 | 110119.0848 | 117196.0092 | 111222.7782 | 107274.4273 |  | 100% | 100% | 100% | 100% | 100%
| Total of Network Category | 107937.504 | 110119.0848 | 117196.0092 | 111222.7782 | 107274.4273
| Check | 0 | 0 | 0 | 0 | 0
C-4 | Contributions
| Sub-transmission lines | 0 | 0 | 0 | 0 | 0 |  | 0% | 0% | 0% | 0% | 0%
| Sub-transmission lines - Underground | 0 | 0 | 0 | 0 | 0 |  | 0% | 0% | 0% | 0% | 0%
| Distribution Lines | 58560.6407 | 57838.7421 | 61501.995 | 58760.9508 | 58120.7687 |  | 92.75% | 90.85% | 90.46% | 91.14% | 93.04%
| Distribution Lines - Underground | -213.0105 | 590.7586 | 1126.6047 | 590.7586 | -311.5307 |  | -0.3374% | 0.928% | 1.657% | 0.9163% | -0.4987%
| Substations - Distribution | 0 | 0 | 0 | 0 | 0 |  | 0% | 0% | 0% | 0% | 0% | 0 | 0 | 0 | 0 | 0
| Substations - Sub-Transmission | 0 | 0 | 0 | 0 | 0 |  | 0% | 0% | 0% | 0% | 0%
| Distribution Transformers | 0 | 0 | 0 | 0 | 0 |  | 0% | 0% | 0% | 0% | 0% | 0 | 0 | 0 | 0 | 0
| LVS | 4792.6243 | 5232.888 | 5356.7291 | 5123.5178 | 4661.737 |  | 7.59% | 8.22% | 7.879% | 7.946% | 7.462% | 5.3457 | 5.8614 | 6.0238 | 5.7951 | 5.3002
| Communications | 0 | 0 | 0 | 0 | 0 |  | 0% | 0% | 0% | 0% | 0%
| Contributions | 0 | 0 | 0 | 0 | 0 |  | 0% | 0% | 0% | 0% | 0%
| Land | 0 | 0 | 0 | 0 | 0 |  | 0% | 0% | 0% | 0% | 0%
| Substation Land | 0 | 0 | 0 | 0 | 0 |  | 0% | 0% | 0% | 0% | 0%
| Easements | 0 | 0 | 0 | 0 | 0 |  | 0% | 0% | 0% | 0% | 0%
| Buildings (Building Structure) | 0 | 0 | 0 | 0 | 0 |  | 0% | 0% | 0% | 0% | 0%
| Dist line - Refurb & short | 0 | 0 | 0 | 0 | 0 |  | 0% | 0% | 0% | 0% | 0%
| Sub - Refurb & short | 0 | 0 | 0 | 0 | 0 |  | 0% | 0% | 0% | 0% | 0%
| Electronic Network | 0 | 0 | 0 | 0 | 0 |  | 0% | 0% | 0% | 0% | 0%
| Total by category | 63140.2545 | 63662.3887 | 67985.3287 | 64475.2272 | 62470.975 |  | 100% | 100% | 100% | 100% | 100%
| Total of Network Category | 63140.2545 | 63662.3887 | 67985.3287 | 64475.2272 | 62470.975
| Check | 0 | 0 | 0 | 0 | 0
C-5 | Reliability
| Sub-transmission lines | 7004.0113 | 7004.0113 | 7004.0113 | 7004.0113 | 7004.0113 |  | 63.41% | 63.41% | 63.41% | 63.41% | 63.41%
| Sub-transmission lines - Underground | 0 | 0 | 0 | 0 | 0 |  | 0% | 0% | 0% | 0% | 0%
| Distribution Lines | 2602.7851 | 2602.7851 | 2602.7851 | 2602.7851 | 2602.7851 |  | 23.56% | 23.56% | 23.56% | 23.56% | 23.56%
| Distribution Lines - Underground | 0 | 0 | 0 | 0 | 0 |  | 0% | 0% | 0% | 0% | 0%
| Substations - Distribution | 0 | 0 | 0 | 0 | 0 |  | 0% | 0% | 0% | 0% | 0% | 0 | 0 | 0 | 0 | 0
| Substations - Sub-Transmission | 0 | 0 | 0 | 0 | 0 |  | 0% | 0% | 0% | 0% | 0%
| Distribution Transformers | 0 | 0 | 0 | 0 | 0 |  | 0% | 0% | 0% | 0% | 0% | 0 | 0 | 0 | 0 | 0
| LVS | 0 | 0 | 0 | 0 | 0 |  | 0% | 0% | 0% | 0% | 0% | 0 | 0 | 0 | 0 | 0
| Communications | 0 | 0 | 0 | 0 | 0 |  | 0% | 0% | 0% | 0% | 0%
| Contributions | 0 | 0 | 0 | 0 | 0 |  | 0% | 0% | 0% | 0% | 0%
| Land | 0 | 0 | 0 | 0 | 0 |  | 0% | 0% | 0% | 0% | 0%
| Substation Land | 0 | 0 | 0 | 0 | 0 |  | 0% | 0% | 0% | 0% | 0%
| Easements | 0 | 0 | 0 | 0 | 0 |  | 0% | 0% | 0% | 0% | 0%
| Buildings (Building Structure) | 0 | 0 | 0 | 0 | 0 |  | 0% | 0% | 0% | 0% | 0%
| Dist line - Refurb & short | 1279.1897 | 1279.1897 | 1279.1897 | 1279.1897 | 1279.1897 |  | 11.58% | 11.58% | 11.58% | 11.58% | 11.58%
| Sub - Refurb & short | 0 | 0 | 0 | 0 | 0 |  | 0% | 0% | 0% | 0% | 0%
| Electronic Network | 159.8987 | 159.8987 | 159.8987 | 159.8987 | 159.8987 |  | 1.448% | 1.448% | 1.448% | 1.448% | 1.448%
| Total by category | 11045.8849 | 11045.8849 | 11045.8849 | 11045.8849 | 11045.8849 |  | 100% | 100% | 100% | 100% | 100%
| Total of Network Category | 11045.8849 | 11045.8849 | 11045.8849 | 11045.8849 | 11045.8849
| Check | 0 | 0 | 0 | 0 | 0
C-6 | Environmental
| Sub-transmission lines | 0 | 0 | 0 | 0 | 0 |  | 0% | 0% | 0% | 0% | 0%
| Sub-transmission lines - Underground | 0 | 0 | 0 | 0 | 0 |  | 0% | 0% | 0% | 0% | 0%
| Distribution Lines | 0 | 0 | 0 | 0 | 0 |  | 0% | 0% | 0% | 0% | 0%
| Distribution Lines - Underground | 0 | 0 | 0 | 0 | 0 |  | 0% | 0% | 0% | 0% | 0%
| Substations - Distribution | 1727.7404 | 1727.7404 | 1727.7404 | 1727.7404 | 1727.7404 |  | 100% | 100% | 100% | 100% | 100% | 1.9213 | 1.9272 | 1.932 | 1.9401 | 1.9476
| Substations - Sub-Transmission | 0 | 0 | 0 | 0 | 0 |  | 0% | 0% | 0% | 0% | 0%
| Distribution Transformers | 0 | 0 | 0 | 0 | 0 |  | 0% | 0% | 0% | 0% | 0% | 0 | 0 | 0 | 0 | 0
| LVS | 0 | 0 | 0 | 0 | 0 |  | 0% | 0% | 0% | 0% | 0% | 0 | 0 | 0 | 0 | 0
| Communications | 0 | 0 | 0 | 0 | 0 |  | 0% | 0% | 0% | 0% | 0%
| Contributions | 0 | 0 | 0 | 0 | 0 |  | 0% | 0% | 0% | 0% | 0%
| Land | 0 | 0 | 0 | 0 | 0 |  | 0% | 0% | 0% | 0% | 0%
| Substation Land | 0 | 0 | 0 | 0 | 0 |  | 0% | 0% | 0% | 0% | 0%
| Easements | 0 | 0 | 0 | 0 | 0 |  | 0% | 0% | 0% | 0% | 0%
| Buildings (Building Structure) | 0 | 0 | 0 | 0 | 0 |  | 0% | 0% | 0% | 0% | 0%
| Dist line - Refurb & short | 0 | 0 | 0 | 0 | 0 |  | 0% | 0% | 0% | 0% | 0%
| Sub - Refurb & short | 0 | 0 | 0 | 0 | 0 |  | 0% | 0% | 0% | 0% | 0%
| Electronic Network | 0 | 0 | 0 | 0 | 0 |  | 0% | 0% | 0% | 0% | 0%
| Total by category | 1727.7404 | 1727.7404 | 1727.7404 | 1727.7404 | 1727.7404 |  | 100% | 100% | 100% | 100% | 100%
| Total of Network Category | 1727.7404 | 1727.7404 | 1727.7404 | 1727.7404 | 1727.7404
| Check | 0 | 0 | 0 | 0 | 0
C-7 | Safety Augex
| Sub-transmission lines | 0 | 0 | 0 | 0 | 0 |  | 0% | 0% | 0% | 0% | 0%
| Sub-transmission lines - Underground | 0 | 0 | 0 | 0 | 0 |  | 0% | 0% | 0% | 0% | 0%
| Distribution Lines | 487.6216 | 575.2183 | 541.431 | 541.431 | 541.431 |  | 10.24% | 11.18% | 10.59% | 10.61% | 11.24%
| Distribution Lines - Underground | 0 | 0 | 0 | 0 | 0 |  | 0% | 0% | 0% | 0% | 0%
| Substations - Distribution | 3128.4532 | 3128.4532 | 3128.4532 | 3128.4532 | 3128.4532 |  | 65.68% | 60.81% | 61.21% | 61.29% | 64.94% | 4.1253 | 4.0401 | 4.0875 | 4.1173 | 4.1764
| Substations - Sub-Transmission | 0 | 0 | 0 | 0 | 0 |  | 0% | 0% | 0% | 0% | 0%
| Distribution Transformers | 0 | 0 | 0 | 0 | 0 |  | 0% | 0% | 0% | 0% | 0% | 0 | 0 | 0 | 0 | 0
| LVS | 0 | 0 | 0 | 0 | 0 |  | 0% | 0% | 0% | 0% | 0% | 0 | 0 | 0 | 0 | 0
| Communications | 0 | 0 | 0 | 0 | 0 |  | 0% | 0% | 0% | 0% | 0%
| Contributions | 0 | 0 | 0 | 0 | 0 |  | 0% | 0% | 0% | 0% | 0%
| Land | 0 | 0 | 0 | 0 | 0 |  | 0% | 0% | 0% | 0% | 0%
| Substation Land | 0 | 0 | 0 | 0 | 0 |  | 0% | 0% | 0% | 0% | 0%
| Easements | 0 | 0 | 0 | 0 | 0 |  | 0% | 0% | 0% | 0% | 0%
| Buildings (Building Structure) | 0 | 0 | 0 | 0 | 0 |  | 0% | 0% | 0% | 0% | 0%
| Dist line - Refurb & short | 1147.3136 | 1440.8405 | 1440.8405 | 1434.5435 | 1147.3136 |  | 24.09% | 28.01% | 28.19% | 28.1% | 23.82%
| Sub - Refurb & short | 0 | 0 | 0 | 0 | 0 |  | 0% | 0% | 0% | 0% | 0%
| Electronic Network | 0 | 0 | 0 | 0 | 0 |  | 0% | 0% | 0% | 0% | 0%
| Total by category | 4763.3883 | 5144.512 | 5110.7247 | 5104.4276 | 4817.1977 |  | 100% | 100% | 100% | 100% | 100%
| Total of Network Category | 4763.3883 | 5144.512 | 5110.7247 | 5104.4276 | 4817.1977
| Check | 0 | 0 | 0 | 0 | 0
C-8 | Safety Repex
| Sub-transmission lines | 2746.985 | 2746.985 | 2746.985 | 2746.985 | 2746.985 |  | 23.96% | 24.83% | 25.63% | 24.7% | 23.79%
| Sub-transmission lines - Underground | 0 | 0 | 0 | 0 | 0 |  | 0% | 0% | 0% | 0% | 0%
| Distribution Lines | 3671.5092 | 3676.7233 | 3676.7233 | 3676.7233 | 4167.8941 |  | 32.03% | 33.24% | 34.3% | 33.06% | 36.1%
| Distribution Lines - Underground | 0 | 0 | 0 | 0 | 0 |  | 0% | 0% | 0% | 0% | 0%
| Substations - Distribution | 3537.461 | 3603.2431 | 3591.9807 | 3580.7183 | 3580.7183 |  | 30.86% | 32.58% | 33.51% | 32.2% | 31.01% | 3.6607 | 3.7692 | 3.7547 | 3.7806 | 3.815
| Substations - Sub-Transmission | 0 | 0 | 0 | 0 | 0 |  | 0% | 0% | 0% | 0% | 0%
| Distribution Transformers | 0 | 0 | 0 | 0 | 0 |  | 0% | 0% | 0% | 0% | 0% | 0 | 0 | 0 | 0 | 0
| LVS | 0 | 0 | 0 | 0 | 0 |  | 0% | 0% | 0% | 0% | 0% | 0 | 0 | 0 | 0 | 0
| Communications | 1078.2283 | 579.4692 | 248.3439 | 662.2505 | 596.0254 |  | 9.405% | 5.239% | 2.317% | 5.955% | 5.162%
| Contributions | 0 | 0 | 0 | 0 | 0 |  | 0% | 0% | 0% | 0% | 0%
| Land | 0 | 0 | 0 | 0 | 0 |  | 0% | 0% | 0% | 0% | 0%
| Substation Land | 0 | 0 | 0 | 0 | 0 |  | 0% | 0% | 0% | 0% | 0%
| Easements | 0 | 0 | 0 | 0 | 0 |  | 0% | 0% | 0% | 0% | 0%
| Buildings (Building Structure) | 0 | 0 | 0 | 0 | 0 |  | 0% | 0% | 0% | 0% | 0%
| Dist line - Refurb & short | 429.7303 | 454.8128 | 454.8128 | 454.8128 | 454.8128 |  | 3.749% | 4.112% | 4.243% | 4.089% | 3.939%
| Sub - Refurb & short | 0 | 0 | 0 | 0 | 0 |  | 0% | 0% | 0% | 0% | 0%
| Electronic Network | 0 | 0 | 0 | 0 | 0 |  | 0% | 0% | 0% | 0% | 0%
| Total by category | 11463.9138 | 11061.2335 | 10718.8458 | 11121.4899 | 11546.4356 |  | 100% | 100% | 100% | 100% | 100%
| Total of Network Category | 11463.9138 | 11061.2335 | 10718.8458 | 11121.4899 | 11546.4356
| Check | 0 | 0 | 0 | 0 | 0
C-10 | PLEC (Undergrounding)
| Sub-transmission lines | 0 | 0 | 0 | 0 | 0 |  | 0% | 0% | 0% | 0% | 0%
| Sub-transmission lines - Underground | 0 | 0 | 0 | 0 | 0 |  | 0% | 0% | 0% | 0% | 0%
| Distribution Lines | 0 | 0 | 0 | 0 | 0 |  | 0% | 0% | 0% | 0% | 0%
| Distribution Lines - Underground | 9593.923 | 9593.923 | 9593.923 | 9593.923 | 9593.923 |  | 100% | 100% | 100% | 100% | 100%
| Substations - Distribution | 0 | 0 | 0 | 0 | 0 |  | 0% | 0% | 0% | 0% | 0% | 0 | 0 | 0 | 0 | 0
| Substations - Sub-Transmission | 0 | 0 | 0 | 0 | 0 |  | 0% | 0% | 0% | 0% | 0%
| Distribution Transformers | 0 | 0 | 0 | 0 | 0 |  | 0% | 0% | 0% | 0% | 0% | 0 | 0 | 0 | 0 | 0
| LVS | 0 | 0 | 0 | 0 | 0 |  | 0% | 0% | 0% | 0% | 0% | 0 | 0 | 0 | 0 | 0
| Communications | 0 | 0 | 0 | 0 | 0 |  | 0% | 0% | 0% | 0% | 0%
| Contributions | 0 | 0 | 0 | 0 | 0 |  | 0% | 0% | 0% | 0% | 0%
| Land | 0 | 0 | 0 | 0 | 0 |  | 0% | 0% | 0% | 0% | 0%
| Substation Land | 0 | 0 | 0 | 0 | 0 |  | 0% | 0% | 0% | 0% | 0%
| Easements | 0 | 0 | 0 | 0 | 0 |  | 0% | 0% | 0% | 0% | 0%
| Buildings (Building Structure) | 0 | 0 | 0 | 0 | 0 |  | 0% | 0% | 0% | 0% | 0%
| Dist line - Refurb & short | 0 | 0 | 0 | 0 | 0 |  | 0% | 0% | 0% | 0% | 0%
| Sub - Refurb & short | 0 | 0 | 0 | 0 | 0 |  | 0% | 0% | 0% | 0% | 0%
| Electronic Network | 0 | 0 | 0 | 0 | 0 |  | 0% | 0% | 0% | 0% | 0%
| Total by category | 9593.923 | 9593.923 | 9593.923 | 9593.923 | 9593.923 |  | 100% | 100% | 100% | 100% | 100%
| Total of Network Category | 9593.923 | 9593.923 | 9593.923 | 9593.923 | 9593.923
| Check | 0 | 0 | 0 | 0 | 0
C-12 | Strategic - Asset Condition Monitoring
| Sub-transmission lines | 0 | 0 | 0 | 0 | 0 |  | 0% | 0% | 0% | 0% | 0%
| Sub-transmission lines - Underground | 0 | 0 | 0 | 0 | 0 |  | 0% | 0% | 0% | 0% | 0%
| Distribution Lines | 0 | 0 | 0 | 0 | 0 |  | 0% | 0% | 0% | 0% | 0%
| Distribution Lines - Underground | 0 | 0 | 0 | 0 | 0 |  | 0% | 0% | 0% | 0% | 0%
| Substations - Distribution | 0 | 0 | 0 | 0 | 0 |  | 0% | 0% | 0% | 0% | 0% | 0 | 0 | 0 | 0 | 0
| Substations - Sub-Transmission | 0 | 0 | 0 | 0 | 0 |  | 0% | 0% | 0% | 0% | 0%
| Distribution Transformers | 0 | 0 | 0 | 0 | 0 |  | 0% | 0% | 0% | 0% | 0% | 0 | 0 | 0 | 0 | 0
| LVS | 0 | 0 | 0 | 0 | 0 |  | 0% | 0% | 0% | 0% | 0% | 0 | 0 | 0 | 0 | 0
| Communications | 0 | 0 | 0 | 0 | 0 |  | 0% | 0% | 0% | 0% | 0%
| Contributions | 0 | 0 | 0 | 0 | 0 |  | 0% | 0% | 0% | 0% | 0%
| Land | 0 | 0 | 0 | 0 | 0 |  | 0% | 0% | 0% | 0% | 0%
| Substation Land | 0 | 0 | 0 | 0 | 0 |  | 0% | 0% | 0% | 0% | 0%
| Easements | 0 | 0 | 0 | 0 | 0 |  | 0% | 0% | 0% | 0% | 0%
| Buildings (Building Structure) | 0 | 0 | 0 | 0 | 0 |  | 0% | 0% | 0% | 0% | 0%
| Dist line - Refurb & short | 0 | 0 | 0 | 0 | 0 |  | 0% | 0% | 0% | 0% | 0%
| Sub - Refurb & short | 0 | 0 | 0 | 0 | 0 |  | 0% | 0% | 0% | 0% | 0%
| Electronic Network | 0 | 0 | 0 | 0 | 0 |  | 0% | 0% | 0% | 0% | 0%
| Total by category | 0 | 0 | 0 | 0 | 0 |  | 0% | 0% | 0% | 0% | 0%
| Total of Network Category | 0 | 0 | 0 | 0 | 0
| Check | 0 | 0 | 0 | 0 | 0
C-15 | Strategic - Network Security
| Sub-transmission lines | 0 | 0 | 0 | 0 | 0 |  | 0% | 0% | 0% | 0% | 0%
| Sub-transmission lines - Underground | 0 | 0 | 0 | 0 | 0 |  | 0% | 0% | 0% | 0% | 0%
| Distribution Lines | 0 | 0 | 0 | 0 | 0 |  | 0% | 0% | 0% | 0% | 0%
| Distribution Lines - Underground | 0 | 0 | 0 | 0 | 0 |  | 0% | 0% | 0% | 0% | 0%
| Substations - Distribution | 750.8288 | 750.8288 | 750.8288 | 750.8288 | 750.8288 |  | 7.704% | 7.775% | 9.918% | 7.557% | 7.811% | 0.58475 | 0.84355 | 0.84953 | 0.59011 | 0.44571
| Substations - Sub-Transmission | 0 | 0 | 0 | 0 | 0 |  | 0% | 0% | 0% | 0% | 0%
| Distribution Transformers | 0 | 0 | 0 | 0 | 0 |  | 0% | 0% | 0% | 0% | 0% | 0 | 0 | 0 | 0 | 0
| LVS | 0 | 0 | 0 | 0 | 0 |  | 0% | 0% | 0% | 0% | 0% | 0 | 0 | 0 | 0 | 0
| Communications | 2955.8403 | 10.0753 | 10.0753 | 3108.2292 | 4659.825 |  | 30.33% | 0.1043% | 0.1331% | 31.28% | 48.47%
| Contributions | 0 | 0 | 0 | 0 | 0 |  | 0% | 0% | 0% | 0% | 0%
| Land | 0 | 0 | 0 | 0 | 0 |  | 0% | 0% | 0% | 0% | 0%
| Substation Land | 0 | 0 | 0 | 0 | 0 |  | 0% | 0% | 0% | 0% | 0%
| Easements | 0 | 0 | 0 | 0 | 0 |  | 0% | 0% | 0% | 0% | 0%
| Buildings (Building Structure) | 0 | 0 | 0 | 0 | 0 |  | 0% | 0% | 0% | 0% | 0%
| Dist line - Refurb & short | 0 | 0 | 0 | 0 | 0 |  | 0% | 0% | 0% | 0% | 0%
| Sub - Refurb & short | 0 | 0 | 0 | 0 | 0 |  | 0% | 0% | 0% | 0% | 0%
| Electronic Network | 6039.6915 | 8896.2854 | 6809.4394 | 6076.2145 | 4202.2092 |  | 61.97% | 92.12% | 89.95% | 61.16% | 43.71%
| IT Assets - Network | [6 empty] | 0% | 0% | 0% | 0% | 0%
| Total by category | 9746.3606 | 9657.1894 | 7570.3435 | 9935.2725 | 9612.863 |  | 100% | 100% | 100% | 100% | 100%
| Total of Network Category | 9746.3606 | 9657.1894 | 7570.3435 | 9935.2725 | 9612.863
| Check | 0 | 0 | 0 | 0 | 0
C-18 | Bushfire
| Sub-transmission lines | 0 | 0 | 0 | 0 | 0 |  | 0% | 0% | 0% | 0% | 0%
| Sub-transmission lines - Underground | 0 | 0 | 0 | 0 | 0 |  | 0% | 0% | 0% | 0% | 0%
| Distribution Lines | 0 | 0 | 0 | 0 | 0 |  | 0% | 0% | 0% | 0% | 0%
| Distribution Lines - Underground | 0 | 0 | 0 | 0 | 0 |  | 0% | 0% | 0% | 0% | 0%
| Substations - Distribution | 0 | 0 | 0 | 0 | 0 |  | 0% | 0% | 0% | 0% | 0% | 0 | 0 | 0 | 0 | 0
| Substations - Sub-Transmission | 0 | 0 | 0 | 0 | 0 |  | 0% | 0% | 0% | 0% | 0%
| Distribution Transformers | 0 | 0 | 0 | 0 | 0 |  | 0% | 0% | 0% | 0% | 0% | 0 | 0 | 0 | 0 | 0
| LVS | 0 | 0 | 0 | 0 | 0 |  | 0% | 0% | 0% | 0% | 0% | 0 | 0 | 0 | 0 | 0
| Communications | 0 | 0 | 0 | 0 | 0 |  | 0% | 0% | 0% | 0% | 0%
| Contributions | 0 | 0 | 0 | 0 | 0 |  | 0% | 0% | 0% | 0% | 0%
| Land | 0 | 0 | 0 | 0 | 0 |  | 0% | 0% | 0% | 0% | 0%
| Substation Land | 0 | 0 | 0 | 0 | 0 |  | 0% | 0% | 0% | 0% | 0%
| Easements | 0 | 0 | 0 | 0 | 0 |  | 0% | 0% | 0% | 0% | 0%
| Buildings (Building Structure) | 0 | 0 | 0 | 0 | 0 |  | 0% | 0% | 0% | 0% | 0%
| Dist line - Refurb & short | 2031.4089 | 2000.1244 | 2018.8951 | 1993.8675 | 1981.3537 |  | 100% | 100% | 100% | 100% | 100%
| Sub - Refurb & short | 0 | 0 | 0 | 0 | 0 |  | 0% | 0% | 0% | 0% | 0%
| Electronic Network | 0 | 0 | 0 | 0 | 0 |  | 0% | 0% | 0% | 0% | 0%
| Total by category | 2031.4089 | 2000.1244 | 2018.8951 | 1993.8675 | 1981.3537 |  | 100% | 100% | 100% | 100% | 100%
| Total of Network Category | 2031.4089 | 2000.1244 | 2018.8951 | 1993.8675 | 1981.3537
| Check | 0 | 0 | 0 | 0 | 0
C-29 | Telecommunications (N/N)
| Sub-transmission lines | 0 | 0 | 0 | 0 | 0 |  | 0% | 0% | 0% | 0% | 0%
| Sub-transmission lines - Underground | 0 | 0 | 0 | 0 | 0 |  | 0% | 0% | 0% | 0% | 0%
| Distribution Lines | 0 | 0 | 0 | 0 | 0 |  | 0% | 0% | 0% | 0% | 0%
| Distribution Lines - Underground | 0 | 0 | 0 | 0 | 0 |  | 0% | 0% | 0% | 0% | 0%
| Substations - Distribution | 0 | 0 | 0 | 0 | 0 |  | 0% | 0% | 0% | 0% | 0% | 0 | 0 | 0 | 0 | 0
| Substations - Sub-Transmission | 0 | 0 | 0 | 0 | 0 |  | 0% | 0% | 0% | 0% | 0%
| Distribution Transformers | 0 | 0 | 0 | 0 | 0 |  | 0% | 0% | 0% | 0% | 0% | 0 | 0 | 0 | 0 | 0
| LVS | 0 | 0 | 0 | 0 | 0 |  | 0% | 0% | 0% | 0% | 0% | 0 | 0 | 0 | 0 | 0
| Communications | 0 | 0 | 0 | 0 | 0 |  | 0% | 0% | 0% | 0% | 0%
| Contributions | 0 | 0 | 0 | 0 | 0 |  | 0% | 0% | 0% | 0% | 0%
| Land | 0 | 0 | 0 | 0 | 0 |  | 0% | 0% | 0% | 0% | 0%
| Substation Land | 0 | 0 | 0 | 0 | 0 |  | 0% | 0% | 0% | 0% | 0%
| Easements | 0 | 0 | 0 | 0 | 0 |  | 0% | 0% | 0% | 0% | 0%
| Buildings (Building Structure) | 0 | 0 | 0 | 0 | 0 |  | 0% | 0% | 0% | 0% | 0%
| Dist line - Refurb & short | 0 | 0 | 0 | 0 | 0 |  | 0% | 0% | 0% | 0% | 0%
| Sub - Refurb & short | 0 | 0 | 0 | 0 | 0 |  | 0% | 0% | 0% | 0% | 0%
| Electronic Network | 0 | 0 | 0 | 0 | 0 |  | 0% | 0% | 0% | 0% | 0%
| Total by category | 0 | 0 | 0 | 0 | 0 |  | 0% | 0% | 0% | 0% | 0%
| Total of Network Category | 0 | 0 | 0 | 0 | 0
| Check | 0 | 0 | 0 | 0 | 0
| Totals categorised above | 229570.1393 | 233358.2451 | 233323.1401 | 230249.6144 | 224352.6494 | 1150853.7885
| Total per data | 229570.1393 | 233358.2451 | 233323.1401 | 230249.6144 | 224352.6494
| Check | 0 | 0 | 0 | 0 | 0
C-28 | Superannuation
| Sub-transmission lines | 0 | 0 | 0 | 0 | 0 |  | 0.4088% | 0.4088% | 0.4088% | 0.4088% | 0.4088%
| Sub-transmission lines - Underground | 0 | 0 | 0 | 0 | 0 |  | 0% | 0% | 0% | 0% | 0%
| Distribution Lines | 0 | 0 | 0 | 0 | 0 |  | 8.963% | 8.963% | 8.963% | 8.963% | 8.963%
| Distribution Lines - Underground | 0 | 0 | 0 | 0 | 0 |  | 0% | 0% | 0% | 0% | 0%
| Substations - Distribution | 0 | 0 | 0 | 0 | 0 |  | 17.48% | 17.48% | 17.48% | 17.48% | 17.48% | -1.1524 | -1.1619 | -1.1723 | -1.1843 | -1.1948
| Substations - Sub-Transmission | 0 | 0 | 0 | 0 | 0 |  | 0% | 0% | 0% | 0% | 0%
| Distribution Transformers | 0 | 0 | 0 | 0 | 0 |  | 1.566% | 1.566% | 1.566% | 1.566% | 1.566% | -0.10321 | -0.10406 | -0.10499 | -0.10607 | -0.10701
| LVS | 0 | 0 | 0 | 0 | 0 |  | 42.65% | 42.65% | 42.65% | 42.65% | 42.65% | -2.8117 | -2.835 | -2.8603 | -2.8896 | -2.9152
| Communications | 0 | 0 | 0 | 0 | 0 |  | 9.807% | 9.807% | 9.807% | 9.807% | 9.807%
| Contributions | 0 | 0 | 0 | 0 | 0 |  | 0% | 0% | 0% | 0% | 0%
| Land | 0 | 0 | 0 | 0 | 0 |  | 0% | 0% | 0% | 0% | 0%
| Substation Land | 0 | 0 | 0 | 0 | 0 |  | 0% | 0% | 0% | 0% | 0%
| Easements | 0 | 0 | 0 | 0 | 0 |  | 0% | 0% | 0% | 0% | 0%
| Buildings (Building Structure) | 0 | 0 | 0 | 0 | 0 |  | 0% | 0% | 0% | 0% | 0%
| Dist line - Refurb & short | 0 | 0 | 0 | 0 | 0 |  | 0% | 0% | 0% | 0% | 0%
| Sub - Refurb & short | 0 | 0 | 0 | 0 | 0 |  | 0% | 0% | 0% | 0% | 0%
| Electronic Network | 0 | 0 | 0 | 0 | 0 |  | 0% | 0% | 0% | 0% | 0%
| Total by category | 0 | 0 | 0 | 0 | 0 |  | 80.87% | 80.87% | 80.87% | 80.87% | 80.87%
[8 empty] | 0% | 0% | 0% | 0% | 0%
| Substations - Distribution | [11 empty] | 40.0263 | 41.7712 | 40.9252 | 34.7976 | 29.4961
Substations - Sub-Transmission
| Distribution Transformers | [11 empty] | 7.97 | 8.1807 | 8.39 | 8.4323 | 8.6549
| LVS | [11 empty] | 18.8811 | 20.9546 | 21.5929 | 20.64 | 18.6086

## DDCategorised
| Categorised Expenditure | [6 empty] | Categorised Expenditure - Proportion
|  | 2020/21 | 2021/22 | 2022/23 | 2023/24 | 2024/25
C-1 | Asset Replacement and Refurbishment
| Sub-transmission lines | 0 | 0 | 0 | 0 | 0 |  | 0% | 0% | 0% | 0% | 0%
| Sub-transmission lines - Underground | 0 | 0 | 0 | 0 | 0 |  | 0% | 0% | 0% | 0% | 0%
| Distribution Lines | 63797.566 | 64079.8198 | 64079.8198 | 64079.8198 | 64079.8198 |  | 57.04% | 55.93% | 55.1% | 57.3% | 59.36%
| Distribution Lines - Underground | 2180.1983 | 2180.1983 | 2180.1983 | 2180.1983 | 2180.1983 |  | 1.949% | 1.903% | 1.875% | 1.949% | 2.02%
| Substations - Distribution | 19830.847 | 18753.9092 | 20042.1586 | 19160.5021 | 17380.5098 |  | 17.73% | 16.37% | 17.23% | 17.13% | 16.1%
| Substations - Sub-Transmission | 1049.5101 | 3526.354 | 4198.0405 | 1679.2162 | 0 |  | 0.9383% | 3.078% | 3.61% | 1.501% | 0%
| Distribution Transformers | 0 | 0 | 0 | 0 | 0 |  | 0% | 0% | 0% | 0% | 0%
| LVS | 0 | 0 | 0 | 0 | 0 |  | 0% | 0% | 0% | 0% | 0%
| Communications | 5204.2873 | 5844.6462 | 5764.8137 | 4847.6654 | 4712.6545 |  | 4.653% | 5.102% | 4.957% | 4.334% | 4.365%
| Contributions | 0 | 0 | 0 | 0 | 0 |  | 0% | 0% | 0% | 0% | 0%
| Land | 0 | 0 | 0 | 0 | 0 |  | 0% | 0% | 0% | 0% | 0%
| Substation Land | 0 | 0 | 0 | 0 | 0 |  | 0% | 0% | 0% | 0% | 0%
| Easements | 0 | 0 | 0 | 0 | 0 |  | 0% | 0% | 0% | 0% | 0%
| Buildings (Building Structure) | 0 | 0 | 0 | 0 | 0 |  | 0% | 0% | 0% | 0% | 0%
| Dist line - Refurb & short | 15619.0297 | 15974.4249 | 15993.1956 | 16020.3089 | 16028.6514 |  | 13.96% | 13.94% | 13.75% | 14.32% | 14.85%
| Sub - Refurb & short | 1272.3495 | 1272.3495 | 1272.3495 | 1272.3495 | 1170.1534 |  | 1.138% | 1.111% | 1.094% | 1.138% | 1.084%
| Electronic Network | 2893.3735 | 2935.3539 | 2767.4323 | 2599.5107 | 2404.6796 |  | 2.587% | 2.562% | 2.38% | 2.324% | 2.227%
| Total by category | 111847.1615 | 114567.0559 | 116298.0083 | 111839.5709 | 107956.6668 |  | 100% | 100% | 100% | 100% | 100%
| Total of Network Category | 111847.1615 | 114567.0559 | 116298.0083 | 111839.5709 | 107956.6668
| Check | 0 | 0 | 0 | 0 | 0
C-2 | Capacity Augmentation
| Sub-transmission lines | 0 | 475.5249 | 951.0498 | 3833.9573 | 5490.1756 |  | 0% | 2.151% | 4.749% | 18.14% | 25.82%
| Sub-transmission lines - Underground | 0 | 0 | 0 | 0 | 0 |  | 0% | 0% | 0% | 0% | 0%
| Distribution Lines | 6298.619 | 4279.7239 | 4075.3317 | 4525.8289 | 4759.4201 |  | 27.93% | 19.36% | 20.35% | 21.41% | 22.38%
| Distribution Lines - Underground | 0 | 0 | 0 | 0 | 0 |  | 0% | 0% | 0% | 0% | 0%
| Substations - Distribution | 2982.4587 | 2035.5802 | 2769.7239 | 2006.3813 | 667.4033 |  | 13.22% | 9.209% | 13.83% | 9.491% | 3.138%
| Substations - Sub-Transmission | 4125.3869 | 5009.6963 | 1472.4586 | 0 | 0 |  | 18.29% | 22.66% | 7.352% | 0% | 0%
| Distribution Transformers | 7249.8431 | 7412.7609 | 7575.6787 | 7575.6787 | 7738.5965 |  | 32.15% | 33.54% | 37.83% | 35.84% | 36.39%
| LVS | 0 | 0 | 0 | 0 | 0 |  | 0% | 0% | 0% | 0% | 0%
| Communications | 0 | 0 | 0 | 0 | 0 |  | 0% | 0% | 0% | 0% | 0%
| Contributions | 0 | 0 | 0 | 0 | 0 |  | 0% | 0% | 0% | 0% | 0%
| Land | 0 | 0 | 0 | 0 | 0 |  | 0% | 0% | 0% | 0% | 0%
| Substation Land | 0 | 0 | 0 | 1293.094 | 1293.094 |  | 0% | 0% | 0% | 6.117% | 6.08%
| Easements | 0 | 0 | 0 | 0 | 0 |  | 0% | 0% | 0% | 0% | 0%
| Buildings (Building Structure) | 0 | 0 | 0 | 0 | 0 |  | 0% | 0% | 0% | 0% | 0%
| Dist line - Refurb & short | 0 | 0 | 0 | 0 | 0 |  | 0% | 0% | 0% | 0% | 0%
| Sub - Refurb & short | 1318.4424 | 1318.4424 | 1318.4424 | 1318.4424 | 1318.4424 |  | 5.846% | 5.965% | 6.583% | 6.237% | 6.199%
| Electronic Network | 578.3583 | 1572.157 | 1865.4091 | 586.5042 | 0 |  | 2.564% | 7.113% | 9.314% | 2.774% | 0%
| Total by category | 22553.1084 | 22103.8856 | 20028.0941 | 21139.8868 | 21267.1319 |  | 100% | 100% | 100% | 100% | 100%
| Total of Network Category | 22553.1084 | 22103.8856 | 20028.0941 | 21139.8868 | 21267.1319
| Check | 0 | 0 | 0 | 0 | 0
C-3 | Connections
| Sub-transmission lines | 0 | 0 | 0 | 0 | 0 |  | 0% | 0% | 0% | 0% | 0%
| Sub-transmission lines - Underground | 0 | 0 | 0 | 0 | 0 |  | 0% | 0% | 0% | 0% | 0%
| Distribution Lines | 83181.3167 | 83070.78 | 89307.8219 | 84618.093 | 83111.2007 |  | 77.06% | 75.44% | 76.2% | 76.08% | 77.48%
| Distribution Lines - Underground | 5316.6803 | 5823.0308 | 6160.5978 | 5823.0308 | 5254.6155 |  | 4.926% | 5.288% | 5.257% | 5.235% | 4.898%
| Substations - Distribution | 0 | 0 | 0 | 0 | 0 |  | 0% | 0% | 0% | 0% | 0%
| Substations - Sub-Transmission | 0 | 0 | 0 | 0 | 0 |  | 0% | 0% | 0% | 0% | 0%
| Distribution Transformers | 0 | 0 | 0 | 0 | 0 |  | 0% | 0% | 0% | 0% | 0%
| LVS | 19439.507 | 21225.2739 | 21727.5894 | 20781.6544 | 18908.6111 |  | 18.01% | 19.27% | 18.54% | 18.68% | 17.63%
| Communications | 0 | 0 | 0 | 0 | 0 |  | 0% | 0% | 0% | 0% | 0%
| Contributions | 0 | 0 | 0 | 0 | 0 |  | 0% | 0% | 0% | 0% | 0%
| Land | 0 | 0 | 0 | 0 | 0 |  | 0% | 0% | 0% | 0% | 0%
| Substation Land | 0 | 0 | 0 | 0 | 0 |  | 0% | 0% | 0% | 0% | 0%
| Easements | 0 | 0 | 0 | 0 | 0 |  | 0% | 0% | 0% | 0% | 0%
| Buildings (Building Structure) | 0 | 0 | 0 | 0 | 0 |  | 0% | 0% | 0% | 0% | 0%
| Dist line - Refurb & short | 0 | 0 | 0 | 0 | 0 |  | 0% | 0% | 0% | 0% | 0%
| Sub - Refurb & short | 0 | 0 | 0 | 0 | 0 |  | 0% | 0% | 0% | 0% | 0%
| Electronic Network | 0 | 0 | 0 | 0 | 0 |  | 0% | 0% | 0% | 0% | 0%
| Total by category | 107937.504 | 110119.0848 | 117196.0092 | 111222.7782 | 107274.4273 |  | 100% | 100% | 100% | 100% | 100%
| Total of Network Category | 107937.504 | 110119.0848 | 117196.0092 | 111222.7782 | 107274.4273
| Check | 0 | 0 | 0 | 0 | 0
C-4 | Contributions
| Sub-transmission lines | 0 | 0 | 0 | 0 | 0 |  | 0% | 0% | 0% | 0% | 0%
| Sub-transmission lines - Underground | 0 | 0 | 0 | 0 | 0 |  | 0% | 0% | 0% | 0% | 0%
| Distribution Lines | 58560.6407 | 57838.7421 | 61501.995 | 58760.9508 | 58120.7687 |  | 92.75% | 90.85% | 90.46% | 91.14% | 93.04%
| Distribution Lines - Underground | -213.0105 | 590.7586 | 1126.6047 | 590.7586 | -311.5307 |  | -0.3374% | 0.928% | 1.657% | 0.9163% | -0.4987%
| Substations - Distribution | 0 | 0 | 0 | 0 | 0 |  | 0% | 0% | 0% | 0% | 0%
| Substations - Sub-Transmission | 0 | 0 | 0 | 0 | 0 |  | 0% | 0% | 0% | 0% | 0%
| Distribution Transformers | 0 | 0 | 0 | 0 | 0 |  | 0% | 0% | 0% | 0% | 0%
| LVS | 4792.6243 | 5232.888 | 5356.7291 | 5123.5178 | 4661.737 |  | 7.59% | 8.22% | 7.879% | 7.946% | 7.462%
| Communications | 0 | 0 | 0 | 0 | 0 |  | 0% | 0% | 0% | 0% | 0%
| Contributions | 0 | 0 | 0 | 0 | 0 |  | 0% | 0% | 0% | 0% | 0%
| Land | 0 | 0 | 0 | 0 | 0 |  | 0% | 0% | 0% | 0% | 0%
| Substation Land | 0 | 0 | 0 | 0 | 0 |  | 0% | 0% | 0% | 0% | 0%
| Easements | 0 | 0 | 0 | 0 | 0 |  | 0% | 0% | 0% | 0% | 0%
| Buildings (Building Structure) | 0 | 0 | 0 | 0 | 0 |  | 0% | 0% | 0% | 0% | 0%
| Dist line - Refurb & short | 0 | 0 | 0 | 0 | 0 |  | 0% | 0% | 0% | 0% | 0%
| Sub - Refurb & short | 0 | 0 | 0 | 0 | 0 |  | 0% | 0% | 0% | 0% | 0%
| Electronic Network | 0 | 0 | 0 | 0 | 0 |  | 0% | 0% | 0% | 0% | 0%
| Total by category | 63140.2545 | 63662.3887 | 67985.3287 | 64475.2272 | 62470.975 |  | 100% | 100% | 100% | 100% | 100%
| Total of Network Category | 63140.2545 | 63662.3887 | 67985.3287 | 64475.2272 | 62470.975
| Check | 0 | 0 | 0 | 0 | 0
C-5 | Reliability
| Sub-transmission lines | 7004.0113 | 7004.0113 | 7004.0113 | 7004.0113 | 7004.0113 |  | 63.41% | 63.41% | 63.41% | 63.41% | 63.41%
| Sub-transmission lines - Underground | 0 | 0 | 0 | 0 | 0 |  | 0% | 0% | 0% | 0% | 0%
| Distribution Lines | 2602.7851 | 2602.7851 | 2602.7851 | 2602.7851 | 2602.7851 |  | 23.56% | 23.56% | 23.56% | 23.56% | 23.56%
| Distribution Lines - Underground | 0 | 0 | 0 | 0 | 0 |  | 0% | 0% | 0% | 0% | 0%
| Substations - Distribution | 0 | 0 | 0 | 0 | 0 |  | 0% | 0% | 0% | 0% | 0%
| Substations - Sub-Transmission | 0 | 0 | 0 | 0 | 0 |  | 0% | 0% | 0% | 0% | 0%
| Distribution Transformers | 0 | 0 | 0 | 0 | 0 |  | 0% | 0% | 0% | 0% | 0%
| LVS | 0 | 0 | 0 | 0 | 0 |  | 0% | 0% | 0% | 0% | 0%
| Communications | 0 | 0 | 0 | 0 | 0 |  | 0% | 0% | 0% | 0% | 0%
| Contributions | 0 | 0 | 0 | 0 | 0 |  | 0% | 0% | 0% | 0% | 0%
| Land | 0 | 0 | 0 | 0 | 0 |  | 0% | 0% | 0% | 0% | 0%
| Substation Land | 0 | 0 | 0 | 0 | 0 |  | 0% | 0% | 0% | 0% | 0%
| Easements | 0 | 0 | 0 | 0 | 0 |  | 0% | 0% | 0% | 0% | 0%
| Buildings (Building Structure) | 0 | 0 | 0 | 0 | 0 |  | 0% | 0% | 0% | 0% | 0%
| Dist line - Refurb & short | 1279.1897 | 1279.1897 | 1279.1897 | 1279.1897 | 1279.1897 |  | 11.58% | 11.58% | 11.58% | 11.58% | 11.58%
| Sub - Refurb & short | 0 | 0 | 0 | 0 | 0 |  | 0% | 0% | 0% | 0% | 0%
| Electronic Network | 159.8987 | 159.8987 | 159.8987 | 159.8987 | 159.8987 |  | 1.448% | 1.448% | 1.448% | 1.448% | 1.448%
| Total by category | 11045.8849 | 11045.8849 | 11045.8849 | 11045.8849 | 11045.8849 |  | 100% | 100% | 100% | 100% | 100%
| Total of Network Category | 11045.8849 | 11045.8849 | 11045.8849 | 11045.8849 | 11045.8849
| Check | 0 | 0 | 0 | 0 | 0
C-6 | Environmental
| Sub-transmission lines | 0 | 0 | 0 | 0 | 0 |  | 0% | 0% | 0% | 0% | 0%
| Sub-transmission lines - Underground | 0 | 0 | 0 | 0 | 0 |  | 0% | 0% | 0% | 0% | 0%
| Distribution Lines | 0 | 0 | 0 | 0 | 0 |  | 0% | 0% | 0% | 0% | 0%
| Distribution Lines - Underground | 0 | 0 | 0 | 0 | 0 |  | 0% | 0% | 0% | 0% | 0%
| Substations - Distribution | 1727.7404 | 1727.7404 | 1727.7404 | 1727.7404 | 1727.7404 |  | 100% | 100% | 100% | 100% | 100%
| Substations - Sub-Transmission | 0 | 0 | 0 | 0 | 0 |  | 0% | 0% | 0% | 0% | 0%
| Distribution Transformers | 0 | 0 | 0 | 0 | 0 |  | 0% | 0% | 0% | 0% | 0%
| LVS | 0 | 0 | 0 | 0 | 0 |  | 0% | 0% | 0% | 0% | 0%
| Communications | 0 | 0 | 0 | 0 | 0 |  | 0% | 0% | 0% | 0% | 0%
| Contributions | 0 | 0 | 0 | 0 | 0 |  | 0% | 0% | 0% | 0% | 0%
| Land | 0 | 0 | 0 | 0 | 0 |  | 0% | 0% | 0% | 0% | 0%
| Substation Land | 0 | 0 | 0 | 0 | 0 |  | 0% | 0% | 0% | 0% | 0%
| Easements | 0 | 0 | 0 | 0 | 0 |  | 0% | 0% | 0% | 0% | 0%
| Buildings (Building Structure) | 0 | 0 | 0 | 0 | 0 |  | 0% | 0% | 0% | 0% | 0%
| Dist line - Refurb & short | 0 | 0 | 0 | 0 | 0 |  | 0% | 0% | 0% | 0% | 0%
| Sub - Refurb & short | 0 | 0 | 0 | 0 | 0 |  | 0% | 0% | 0% | 0% | 0%
| Electronic Network | 0 | 0 | 0 | 0 | 0 |  | 0% | 0% | 0% | 0% | 0%
| Total by category | 1727.7404 | 1727.7404 | 1727.7404 | 1727.7404 | 1727.7404 |  | 100% | 100% | 100% | 100% | 100%
| Total of Network Category | 1727.7404 | 1727.7404 | 1727.7404 | 1727.7404 | 1727.7404
| Check | 0 | 0 | 0 | 0 | 0
C-7 | Safety Augex
| Sub-transmission lines | 0 | 0 | 0 | 0 | 0 |  | 0% | 0% | 0% | 0% | 0%
| Sub-transmission lines - Underground | 0 | 0 | 0 | 0 | 0 |  | 0% | 0% | 0% | 0% | 0%
| Distribution Lines | 487.6216 | 575.2183 | 541.431 | 541.431 | 541.431 |  | 10.24% | 11.18% | 10.59% | 10.61% | 11.24%
| Distribution Lines - Underground | 0 | 0 | 0 | 0 | 0 |  | 0% | 0% | 0% | 0% | 0%
| Substations - Distribution | 3128.4532 | 3128.4532 | 3128.4532 | 3128.4532 | 3128.4532 |  | 65.68% | 60.81% | 61.21% | 61.29% | 64.94%
| Substations - Sub-Transmission | 0 | 0 | 0 | 0 | 0 |  | 0% | 0% | 0% | 0% | 0%
| Distribution Transformers | 0 | 0 | 0 | 0 | 0 |  | 0% | 0% | 0% | 0% | 0%
| LVS | 0 | 0 | 0 | 0 | 0 |  | 0% | 0% | 0% | 0% | 0%
| Communications | 0 | 0 | 0 | 0 | 0 |  | 0% | 0% | 0% | 0% | 0%
| Contributions | 0 | 0 | 0 | 0 | 0 |  | 0% | 0% | 0% | 0% | 0%
| Land | 0 | 0 | 0 | 0 | 0 |  | 0% | 0% | 0% | 0% | 0%
| Substation Land | 0 | 0 | 0 | 0 | 0 |  | 0% | 0% | 0% | 0% | 0%
| Easements | 0 | 0 | 0 | 0 | 0 |  | 0% | 0% | 0% | 0% | 0%
| Buildings (Building Structure) | 0 | 0 | 0 | 0 | 0 |  | 0% | 0% | 0% | 0% | 0%
| Dist line - Refurb & short | 1147.3136 | 1440.8405 | 1440.8405 | 1434.5435 | 1147.3136 |  | 24.09% | 28.01% | 28.19% | 28.1% | 23.82%
| Sub - Refurb & short | 0 | 0 | 0 | 0 | 0 |  | 0% | 0% | 0% | 0% | 0%
| Electronic Network | 0 | 0 | 0 | 0 | 0 |  | 0% | 0% | 0% | 0% | 0%
| Total by category | 4763.3883 | 5144.512 | 5110.7247 | 5104.4276 | 4817.1977 |  | 100% | 100% | 100% | 100% | 100%
| Total of Network Category | 4763.3883 | 5144.512 | 5110.7247 | 5104.4276 | 4817.1977
| Check | 0 | 0 | 0 | 0 | 0
C-8 | Safety Repex
| Sub-transmission lines | 2746.985 | 2746.985 | 2746.985 | 2746.985 | 2746.985 |  | 23.96% | 24.83% | 25.63% | 24.7% | 23.79%
| Sub-transmission lines - Underground | 0 | 0 | 0 | 0 | 0 |  | 0% | 0% | 0% | 0% | 0%
| Distribution Lines | 3671.5092 | 3676.7233 | 3676.7233 | 3676.7233 | 4167.8941 |  | 32.03% | 33.24% | 34.3% | 33.06% | 36.1%
| Distribution Lines - Underground | 0 | 0 | 0 | 0 | 0 |  | 0% | 0% | 0% | 0% | 0%
| Substations - Distribution | 3537.461 | 3603.2431 | 3591.9807 | 3580.7183 | 3580.7183 |  | 30.86% | 32.58% | 33.51% | 32.2% | 31.01%
| Substations - Sub-Transmission | 0 | 0 | 0 | 0 | 0 |  | 0% | 0% | 0% | 0% | 0%
| Distribution Transformers | 0 | 0 | 0 | 0 | 0 |  | 0% | 0% | 0% | 0% | 0%
| LVS | 0 | 0 | 0 | 0 | 0 |  | 0% | 0% | 0% | 0% | 0%
| Communications | 1078.2283 | 579.4692 | 248.3439 | 662.2505 | 596.0254 |  | 9.405% | 5.239% | 2.317% | 5.955% | 5.162%
| Contributions | 0 | 0 | 0 | 0 | 0 |  | 0% | 0% | 0% | 0% | 0%
| Land | 0 | 0 | 0 | 0 | 0 |  | 0% | 0% | 0% | 0% | 0%
| Substation Land | 0 | 0 | 0 | 0 | 0 |  | 0% | 0% | 0% | 0% | 0%
| Easements | 0 | 0 | 0 | 0 | 0 |  | 0% | 0% | 0% | 0% | 0%
| Buildings (Building Structure) | 0 | 0 | 0 | 0 | 0 |  | 0% | 0% | 0% | 0% | 0%
| Dist line - Refurb & short | 429.7303 | 454.8128 | 454.8128 | 454.8128 | 454.8128 |  | 3.749% | 4.112% | 4.243% | 4.089% | 3.939%
| Sub - Refurb & short | 0 | 0 | 0 | 0 | 0 |  | 0% | 0% | 0% | 0% | 0%
| Electronic Network | 0 | 0 | 0 | 0 | 0 |  | 0% | 0% | 0% | 0% | 0%
| Total by category | 11463.9138 | 11061.2335 | 10718.8458 | 11121.4899 | 11546.4356 |  | 100% | 100% | 100% | 100% | 100%
| Total of Network Category | 11463.9138 | 11061.2335 | 10718.8458 | 11121.4899 | 11546.4356
| Check | 0 | 0 | 0 | 0 | 0
C-10 | PLEC (Undergrounding)
| Sub-transmission lines | 0 | 0 | 0 | 0 | 0 |  | 0% | 0% | 0% | 0% | 0%
| Sub-transmission lines - Underground | 0 | 0 | 0 | 0 | 0 |  | 0% | 0% | 0% | 0% | 0%
| Distribution Lines | 0 | 0 | 0 | 0 | 0 |  | 0% | 0% | 0% | 0% | 0%
| Distribution Lines - Underground | 9593.923 | 9593.923 | 9593.923 | 9593.923 | 9593.923 |  | 100% | 100% | 100% | 100% | 100%
| Substations - Distribution | 0 | 0 | 0 | 0 | 0 |  | 0% | 0% | 0% | 0% | 0%
| Substations - Sub-Transmission | 0 | 0 | 0 | 0 | 0 |  | 0% | 0% | 0% | 0% | 0%
| Distribution Transformers | 0 | 0 | 0 | 0 | 0 |  | 0% | 0% | 0% | 0% | 0%
| LVS | 0 | 0 | 0 | 0 | 0 |  | 0% | 0% | 0% | 0% | 0%
| Communications | 0 | 0 | 0 | 0 | 0 |  | 0% | 0% | 0% | 0% | 0%
| Contributions | 0 | 0 | 0 | 0 | 0 |  | 0% | 0% | 0% | 0% | 0%
| Land | 0 | 0 | 0 | 0 | 0 |  | 0% | 0% | 0% | 0% | 0%
| Substation Land | 0 | 0 | 0 | 0 | 0 |  | 0% | 0% | 0% | 0% | 0%
| Easements | 0 | 0 | 0 | 0 | 0 |  | 0% | 0% | 0% | 0% | 0%
| Buildings (Building Structure) | 0 | 0 | 0 | 0 | 0 |  | 0% | 0% | 0% | 0% | 0%
| Dist line - Refurb & short | 0 | 0 | 0 | 0 | 0 |  | 0% | 0% | 0% | 0% | 0%
| Sub - Refurb & short | 0 | 0 | 0 | 0 | 0 |  | 0% | 0% | 0% | 0% | 0%
| Electronic Network | 0 | 0 | 0 | 0 | 0 |  | 0% | 0% | 0% | 0% | 0%
| Total by category | 9593.923 | 9593.923 | 9593.923 | 9593.923 | 9593.923 |  | 100% | 100% | 100% | 100% | 100%
| Total of Network Category | 9593.923 | 9593.923 | 9593.923 | 9593.923 | 9593.923
| Check | 0 | 0 | 0 | 0 | 0
C-12 | Strategic - Asset Condition Monitoring
| Sub-transmission lines | 0 | 0 | 0 | 0 | 0 |  | 0% | 0% | 0% | 0% | 0%
| Sub-transmission lines - Underground | 0 | 0 | 0 | 0 | 0 |  | 0% | 0% | 0% | 0% | 0%
| Distribution Lines | 0 | 0 | 0 | 0 | 0 |  | 0% | 0% | 0% | 0% | 0%
| Distribution Lines - Underground | 0 | 0 | 0 | 0 | 0 |  | 0% | 0% | 0% | 0% | 0%
| Substations - Distribution | 0 | 0 | 0 | 0 | 0 |  | 0% | 0% | 0% | 0% | 0%
| Substations - Sub-Transmission | 0 | 0 | 0 | 0 | 0 |  | 0% | 0% | 0% | 0% | 0%
| Distribution Transformers | 0 | 0 | 0 | 0 | 0 |  | 0% | 0% | 0% | 0% | 0%
| LVS | 0 | 0 | 0 | 0 | 0 |  | 0% | 0% | 0% | 0% | 0%
| Communications | 0 | 0 | 0 | 0 | 0 |  | 0% | 0% | 0% | 0% | 0%
| Contributions | 0 | 0 | 0 | 0 | 0 |  | 0% | 0% | 0% | 0% | 0%
| Land | 0 | 0 | 0 | 0 | 0 |  | 0% | 0% | 0% | 0% | 0%
| Substation Land | 0 | 0 | 0 | 0 | 0 |  | 0% | 0% | 0% | 0% | 0%
| Easements | 0 | 0 | 0 | 0 | 0 |  | 0% | 0% | 0% | 0% | 0%
| Buildings (Building Structure) | 0 | 0 | 0 | 0 | 0 |  | 0% | 0% | 0% | 0% | 0%
| Dist line - Refurb & short | 0 | 0 | 0 | 0 | 0 |  | 0% | 0% | 0% | 0% | 0%
| Sub - Refurb & short | 0 | 0 | 0 | 0 | 0 |  | 0% | 0% | 0% | 0% | 0%
| Electronic Network | 0 | 0 | 0 | 0 | 0 |  | 0% | 0% | 0% | 0% | 0%
| Total by category | 0 | 0 | 0 | 0 | 0 |  | 0% | 0% | 0% | 0% | 0%
| Total of Network Category | 0 | 0 | 0 | 0 | 0
| Check | 0 | 0 | 0 | 0 | 0
C-15 | Strategic - Network Security
| Sub-transmission lines | 0 | 0 | 0 | 0 | 0 |  | 0% | 0% | 0% | 0% | 0%
| Sub-transmission lines - Underground | 0 | 0 | 0 | 0 | 0 |  | 0% | 0% | 0% | 0% | 0%
| Distribution Lines | 0 | 0 | 0 | 0 | 0 |  | 0% | 0% | 0% | 0% | 0%
| Distribution Lines - Underground | 0 | 0 | 0 | 0 | 0 |  | 0% | 0% | 0% | 0% | 0%
| Substations - Distribution | 750.8288 | 750.8288 | 750.8288 | 750.8288 | 750.8288 |  | 7.704% | 7.775% | 9.918% | 7.557% | 7.811%
| Substations - Sub-Transmission | 0 | 0 | 0 | 0 | 0 |  | 0% | 0% | 0% | 0% | 0%
| Distribution Transformers | 0 | 0 | 0 | 0 | 0 |  | 0% | 0% | 0% | 0% | 0%
| LVS | 0 | 0 | 0 | 0 | 0 |  | 0% | 0% | 0% | 0% | 0%
| Communications | 2955.8403 | 10.0753 | 10.0753 | 3108.2292 | 4659.825 |  | 30.33% | 0.1043% | 0.1331% | 31.28% | 48.47%
| Contributions | 0 | 0 | 0 | 0 | 0 |  | 0% | 0% | 0% | 0% | 0%
| Land | 0 | 0 | 0 | 0 | 0 |  | 0% | 0% | 0% | 0% | 0%
| Substation Land | 0 | 0 | 0 | 0 | 0 |  | 0% | 0% | 0% | 0% | 0%
| Easements | 0 | 0 | 0 | 0 | 0 |  | 0% | 0% | 0% | 0% | 0%
| Buildings (Building Structure) | 0 | 0 | 0 | 0 | 0 |  | 0% | 0% | 0% | 0% | 0%
| Dist line - Refurb & short | 0 | 0 | 0 | 0 | 0 |  | 0% | 0% | 0% | 0% | 0%
| Sub - Refurb & short | 0 | 0 | 0 | 0 | 0 |  | 0% | 0% | 0% | 0% | 0%
| Electronic Network | 6039.6915 | 8896.2854 | 6809.4394 | 6076.2145 | 4202.2092 |  | 61.97% | 92.12% | 89.95% | 61.16% | 43.71%
| IT Assets - Network | [6 empty] | 0% | 0% | 0% | 0% | 0%
| Total by category | 9746.3606 | 9657.1894 | 7570.3435 | 9935.2725 | 9612.863 |  | 100% | 100% | 100% | 100% | 100%
| Total of Network Category | 9746.3606 | 9657.1894 | 7570.3435 | 9935.2725 | 9612.863
| Check | 0 | 0 | 0 | 0 | 0
C-18 | Bushfire
| Sub-transmission lines | 0 | 0 | 0 | 0 | 0 |  | 0% | 0% | 0% | 0% | 0%
| Sub-transmission lines - Underground | 0 | 0 | 0 | 0 | 0 |  | 0% | 0% | 0% | 0% | 0%
| Distribution Lines | 0 | 0 | 0 | 0 | 0 |  | 0% | 0% | 0% | 0% | 0%
| Distribution Lines - Underground | 0 | 0 | 0 | 0 | 0 |  | 0% | 0% | 0% | 0% | 0%
| Substations - Distribution | 0 | 0 | 0 | 0 | 0 |  | 0% | 0% | 0% | 0% | 0%
| Substations - Sub-Transmission | 0 | 0 | 0 | 0 | 0 |  | 0% | 0% | 0% | 0% | 0%
| Distribution Transformers | 0 | 0 | 0 | 0 | 0 |  | 0% | 0% | 0% | 0% | 0%
| LVS | 0 | 0 | 0 | 0 | 0 |  | 0% | 0% | 0% | 0% | 0%
| Communications | 0 | 0 | 0 | 0 | 0 |  | 0% | 0% | 0% | 0% | 0%
| Contributions | 0 | 0 | 0 | 0 | 0 |  | 0% | 0% | 0% | 0% | 0%
| Land | 0 | 0 | 0 | 0 | 0 |  | 0% | 0% | 0% | 0% | 0%
| Substation Land | 0 | 0 | 0 | 0 | 0 |  | 0% | 0% | 0% | 0% | 0%
| Easements | 0 | 0 | 0 | 0 | 0 |  | 0% | 0% | 0% | 0% | 0%
| Buildings (Building Structure) | 0 | 0 | 0 | 0 | 0 |  | 0% | 0% | 0% | 0% | 0%
| Dist line - Refurb & short | 2031.4089 | 2000.1244 | 2018.8951 | 1993.8675 | 1981.3537 |  | 100% | 100% | 100% | 100% | 100%
| Sub - Refurb & short | 0 | 0 | 0 | 0 | 0 |  | 0% | 0% | 0% | 0% | 0%
| Electronic Network | 0 | 0 | 0 | 0 | 0 |  | 0% | 0% | 0% | 0% | 0%
| Total by category | 2031.4089 | 2000.1244 | 2018.8951 | 1993.8675 | 1981.3537 |  | 100% | 100% | 100% | 100% | 100%
| Total of Network Category | 2031.4089 | 2000.1244 | 2018.8951 | 1993.8675 | 1981.3537
| Check | 0 | 0 | 0 | 0 | 0
C-29 | Telecommunications (N/N)
| Sub-transmission lines | 0 | 0 | 0 | 0 | 0 |  | 0% | 0% | 0% | 0% | 0%
| Sub-transmission lines - Underground | 0 | 0 | 0 | 0 | 0 |  | 0% | 0% | 0% | 0% | 0%
| Distribution Lines | 0 | 0 | 0 | 0 | 0 |  | 0% | 0% | 0% | 0% | 0%
| Distribution Lines - Underground | 0 | 0 | 0 | 0 | 0 |  | 0% | 0% | 0% | 0% | 0%
| Substations - Distribution | 0 | 0 | 0 | 0 | 0 |  | 0% | 0% | 0% | 0% | 0%
| Substations - Sub-Transmission | 0 | 0 | 0 | 0 | 0 |  | 0% | 0% | 0% | 0% | 0%
| Distribution Transformers | 0 | 0 | 0 | 0 | 0 |  | 0% | 0% | 0% | 0% | 0%
| LVS | 0 | 0 | 0 | 0 | 0 |  | 0% | 0% | 0% | 0% | 0%
| Communications | 0 | 0 | 0 | 0 | 0 |  | 0% | 0% | 0% | 0% | 0%
| Contributions | 0 | 0 | 0 | 0 | 0 |  | 0% | 0% | 0% | 0% | 0%
| Land | 0 | 0 | 0 | 0 | 0 |  | 0% | 0% | 0% | 0% | 0%
| Substation Land | 0 | 0 | 0 | 0 | 0 |  | 0% | 0% | 0% | 0% | 0%
| Easements | 0 | 0 | 0 | 0 | 0 |  | 0% | 0% | 0% | 0% | 0%
| Buildings (Building Structure) | 0 | 0 | 0 | 0 | 0 |  | 0% | 0% | 0% | 0% | 0%
| Dist line - Refurb & short | 0 | 0 | 0 | 0 | 0 |  | 0% | 0% | 0% | 0% | 0%
| Sub - Refurb & short | 0 | 0 | 0 | 0 | 0 |  | 0% | 0% | 0% | 0% | 0%
| Electronic Network | 0 | 0 | 0 | 0 | 0 |  | 0% | 0% | 0% | 0% | 0%
| Total by category | 0 | 0 | 0 | 0 | 0 |  | 0% | 0% | 0% | 0% | 0%
| Total of Network Category | 0 | 0 | 0 | 0 | 0
| Check | 0 | 0 | 0 | 0 | 0
| Totals categorised above | 229570.1393 | 233358.2451 | 233323.1401 | 230249.6144 | 224352.6494 | 1150853.7885
| Total per data | 229570.1393 | 233358.2451 | 233323.1401 | 230249.6144 | 224352.6494
| Check | 0 | 0 | 0 | 0 | 0