## ToC
Table of Contents
TransGrid Capex Forecast Model
WB Check |  | 0
Sheet Check |  | 0
Table of Contents
Table of Contents
| 1 | Inputs - Inflation profiles
| 2 | Inputs - Model settings, Escalation and Asset Classifications
| 3 | Input - Forecast Capex Project Details
| 4 | Inputs - Fixed & Variable Overheads
| 5 | Inputs - Next period (2023-2028) contingent projects
| 6 | Inputs - Current period (2018-2023) capex impacting next period (2023-2028)
| 7 | Calculation - Capex Forecast Detail
| 8 | Calculation - Capex Summary (Exclude NCIPAP,Exclude Contingent Projects)
| 9 | Outputs - RIN Population Model
| 10 | Outputs - Summary by Project
| 11 | Outputs - Capex Flowing Into PTRM (Exclude NCIPAP,Exclude Contingent Projects)
| 12 | Lookup Tables
| 13 | Checks
Model Legend
Model assumptions
Hard coded inputs
Model outputs
Notes
Methodology applied within model
| 1 | Project level inputs are based on TransGrid forecasts which enter the model as direct un-escalated capex excluding overheads in Real 2021 dollars.
| 2 | Real price escalation relating to labour and non-labour components are applied to the direct unescalated capex forecast in line with the approach to the opex model.
| 3 | Overheads are calculated based on historical 4 year averages and include a fixed and variable split.
| 4 | Expenditure has been converted from Real 2021 dollars to Real 2023 dollars based on unlagged June to June CPI profile.
| 5 | Forecast NCIPAP expenditure has been excluded from outputs which flow into the next period PTRM.
| 6 | Forecast expenditure on contingent projects has been excluded from outputs which flow into the next period PTRM.
End

## Inflation
Inputs - Inflation profiles
TransGrid Capex Forecast Model
WB Check |  | 0
Sheet Check |  | 0
Table of Contents
Inflation Index Calculation
| Inflation |  | Source | Unit | Basis | Timing | 2012 | 2013 | 2014 | 2015 | 2016 | 2017 | 2018 | 2019 | 2020 | 2021 | 2022 | 2023 | 2024 | 2025 | 2026 | 2027 | 2028
|  | June to June Unlagged Inflation | ABS | Percent | N/A | N/A | 1.21% | 2.39% | 3.016% | 1.511% | 1.023% | 1.934% | 2.078% | 1.593% | -0.3484% | 3.846% | 2.75% | 2.25% | 2.35% | 2.35% | 2.35% | 2.35% | 2.35%
|  | Unlagged Index: Real (EoP) to Nominal (EoP) | Calculated | Index | N/A | N/A | 1 | 1.0239 | 1.0548 | 1.0707 | 1.0817 | 1.1026 | 1.1255 | 1.1434 | 1.1394 | 1.1833 | 1.2158 | 1.2432 | 1.2724 | 1.3023 | 1.3329 | 1.3642 | 1.3963
| Profiles (FY) |  | Convert From | Convert From Timing | Convert To | Convert To Timing | 2012 | 2013 | 2014 | 2015 | 2016 | 2017 | 2018 | 2019 | 2020 | 2021 | 2022 | 2023 | 2024 | 2025 | 2026 | 2027 | 2028
|  | Real 2021 (End Period) to Real 2023 (End Period) | 2021 | End Period | 2023 | End Period | 1.0506 | 1.0506 | 1.0506 | 1.0506 | 1.0506 | 1.0506 | 1.0506 | 1.0506 | 1.0506 | 1.0506 | 1.0506 | 1.0506 | 1.0506 | 1.0506 | 1.0506 | 1.0506 | 1.0506
|  | Real 2020 (End Period) to Real 2021 (End Period) | 2020 | End Period | 2021 | End Period | 1.0385 | 1.0385 | 1.0385 | 1.0385 | 1.0385 | 1.0385 | 1.0385 | 1.0385 | 1.0385 | 1.0385 | 1.0385 | 1.0385 | 1.0385 | 1.0385 | 1.0385 | 1.0385 | 1.0385
|  | Real 2026 (End Period) to Real 2021 (End Period) | 2026 | End Period | 2021 | End Period | 0.88775 | 0.88775 | 0.88775 | 0.88775 | 0.88775 | 0.88775 | 0.88775 | 0.88775 | 0.88775 | 0.88775 | 0.88775 | 0.88775 | 0.88775 | 0.88775 | 0.88775 | 0.88775 | 0.88775
|  | Nominal (Mid Period) to Real 2023 (End Period) | Nominal | Mid Period | 2023 | End Period | 1.2507 | 1.2286 | 1.1962 | 1.1698 | 1.1552 | 1.1383 | 1.116 | 1.0959 | 1.0891 | 1.0706 | 1.0365 | 1.0112 | 0.98845 | 0.96576 | 0.94358 | 0.92192 | 0.90075
End

## General
Inputs - Model settings, Escalation and Asset Classifications
TransGrid Capex Forecast Model
WB Check |  | 0
Sheet Check |  | 0
Table of Contents
Input ¦ Model Settings
General
Model Name
TransGrid Capex Forecast Model
Capex Inclusion / Exclusion
|  |  | Category | Include in PTRM?
|  |  | NCIPAP | FALSE
|  |  | Contingent Projects | FALSE
Input ¦ Real Price Escalation Rates
Input Cost Categories
Labour Escalation Rates
|  |  | IC_Category_List | Source | Unit | Basis | Timing |  |  | FY22 | FY23 | FY24 | FY25 | FY26 | FY27 | FY28
|  | 1 | Labour | BIS Oxford | Percent | N/A | N/A |  |  | -0.9695% | 0.3551% | 0.4585% | 0.7648% | 0.9004% | 0.8234% | 0.6151%
|  | 2 | Non-Labour | ABS / RBA | Percent | N/A | N/A | bar: Labour Escalation Rates FY22 to Labour Escalation Rates FY28
Calc ¦ Escalation Profiles
| Escalation Index |  |  | Source | Unit | Basis | Timing
Cost Escalation Index
|  |  | Esc_Category_List | [5 empty] | FY21 | FY22 | FY23 | FY24 | FY25 | FY26 | FY27 | FY28
|  | 1 | Labour | Calculated | Index | N/A | N/A |  | 1 | 0.99031 | 0.99382 | 0.99838 | 1.006 | 1.0151 | 1.0234 | 1.0297
|  | 2 | Non-Labour | Calculated | Index | N/A | N/A | bar: FY21 to Cost Escalation Index FY28
Input ¦ Asset Classifications
| RIN Level 1 |  |  | Source | Unit | Basis | Timing
AC_RIN_Lvl_1
|  | 1 | Replacement Expenditure | TransGrid | Name | N/A | N/A
|  | 2 | Connections | TransGrid | Name | N/A | N/A
|  | 3 | Augmentation Expenditure | TransGrid | Name | N/A | N/A
|  | 4 | Non-network - ICT | TransGrid | Name | N/A | N/A
|  | 5 | Non-network - Other | TransGrid | Name | N/A | N/A
|  | 6 | Capitalised Network Overheads | TransGrid | Name | N/A | N/A
|  | 7 | Capitalised Corporate Overheads | TransGrid | Name | N/A | N/A
|  | 8 | [Spare] | TransGrid | Name | N/A | N/A
| RIN Level 2 |  |  | Source | Unit | Basis | Timing
AC_RIN_Lvl_2
|  | 1 | NCIPAP | TransGrid | Name | N/A | N/A
|  | 2 | Transmission Lines | TransGrid | Name | N/A | N/A
|  | 3 | Substation | TransGrid | Name | N/A | N/A
|  | 4 | Digital Infrastructure | TransGrid | Name | N/A | N/A
|  | 5 | Others | TransGrid | Name | N/A | N/A
|  | 6 | Augmentations | TransGrid | Name | N/A | N/A
|  | 7 | Information Technology | TransGrid | Name | N/A | N/A
|  | 8 | Security/Compliance | TransGrid | Name | N/A | N/A
|  | 9 | Property | TransGrid | Name | N/A | N/A
|  | 10 | Fleet | TransGrid | Name | N/A | N/A
|  | 11 | Augex - Major Project | TransGrid | Name | N/A | N/A
|  | 12 | Connections | TransGrid | Name | N/A | N/A
|  | 13 | [Spare] | TransGrid | Name | N/A | N/A
| RIN Level 3 |  |  | Source | Unit | Basis | Timing
AC_RIN_Lvl_3
|  | 1 | NCIPAP | TransGrid | Name | N/A | N/A
|  | 2 | Repex | TransGrid | Name | N/A | N/A
|  | 3 | Augex | TransGrid | Name | N/A | N/A
|  | 4 | ICT | TransGrid | Name | N/A | N/A
|  | 5 | Fleet & Property | TransGrid | Name | N/A | N/A
|  | 6 | [Spare] | TransGrid | Name | N/A | N/A
|  | 7 | [Spare] | TransGrid | Name | N/A | N/A
|  | 8 | [Spare] | TransGrid | Name | N/A | N/A
|  | 9 | [Spare] | TransGrid | Name | N/A | N/A
|  | 10 | [Spare] | TransGrid | Name | N/A | N/A
| Asset Class - Current |  |  | Source | Unit | Basis | Timing | PTRM Category Mapping
AC_Asset_Class
|  | 1 | Transmission Lines | TransGrid | Name | N/A | N/A | Transmission Lines (2018 onwards)
|  | 2 | Underground Cables | TransGrid | Name | N/A | N/A | Underground Cables (2018 onwards)
|  | 3 | Substations | TransGrid | Name | N/A | N/A | Substations (2018 onwards)
|  | 4 | Secondary Systems | TransGrid | Name | N/A | N/A | Secondary Systems (2018-23)
|  | 5 | Communications (short life) | TransGrid | Name | N/A | N/A | Communications (short life) (2018 onwards)
|  | 6 | Business IT | TransGrid | Name | N/A | N/A | Business IT (2018 onwards)
|  | 7 | Minor Plant, Motor Vehicles & Mobile Plant | TransGrid | Name | N/A | N/A | Minor Plant, Motor Vehicles & Mobile Plant (2018 onwards)
|  | 8 | Transmission Line Life Extension | TransGrid | Name | N/A | N/A | Transmission Line Life Extension (2018 onwards)
|  | 9 | Land and Easements | TransGrid | Name | N/A | N/A | Land and Easements
|  | 10 | Synchronous Condensers | TransGrid | Name | N/A | N/A | Synchronous Condensers
|  | 11 | [Spare] | TransGrid | Name | N/A | N/A | [Spare]
|  | 12 | [Spare] | TransGrid | Name | N/A | N/A | [Spare]
|  | 13 | [Spare] | TransGrid | Name | N/A | N/A | [Spare]
|  | 14 | [Spare] | TransGrid | Name | N/A | N/A | [Spare]
|  | 15 | [Spare] | TransGrid | Name | N/A | N/A | [Spare]
|  | 16 | [Spare] | TransGrid | Name | N/A | N/A | [Spare]
|  | 17 | [Spare] | TransGrid | Name | N/A | N/A | [Spare]
|  | 18 | [Spare] | TransGrid | Name | N/A | N/A | [Spare]
|  | 19 | Buildings | TransGrid | Name | N/A | N/A | Buildings
|  | 20 | In-house software | TransGrid | Name | N/A | N/A | In-house software
| Augex Driver |  |  | Source | Unit | Basis | Timing
Augex_Driver
|  | 1 | Compliance | TransGrid | Name | N/A | N/A
|  | 2 | Demand | TransGrid | Name | N/A | N/A
|  | 3 | Economic Benefits | TransGrid | Name | N/A | N/A
|  | 4 | Strategic Property | TransGrid | Name | N/A | N/A
|  | 5 | Augex - Major Project | TransGrid | Name | N/A | N/A
|  | 6 | Connections | TransGrid | Name | N/A | N/A
|  | 7 | N/A | TransGrid | Name | N/A | N/A
| Fleet & Property Allocation |  |  | Source | Unit | Basis | Timing
Fleet_Property
|  | 1 | Agricultural | TransGrid | Name | N/A | N/A
|  | 2 | Excavation | TransGrid | Name | N/A | N/A
|  | 3 | Heavy Commercial | TransGrid | Name | N/A | N/A
|  | 4 | Light Commercial | TransGrid | Name | N/A | N/A
|  | 5 | Material Handling | TransGrid | Name | N/A | N/A
|  | 6 | Motorcycle/ATV | TransGrid | Name | N/A | N/A
|  | 7 | Passenger | TransGrid | Name | N/A | N/A
|  | 8 | Plant | TransGrid | Name | N/A | N/A
|  | 9 | Trailer | TransGrid | Name | N/A | N/A
|  | 10 | Tracking units | TransGrid | Name | N/A | N/A
|  | 11 | Other Fleet | TransGrid | Name | N/A | N/A
|  | 12 | Haymarket Office | TransGrid | Name | N/A | N/A
|  | 13 | Wallgrove Depot | TransGrid | Name | N/A | N/A
|  | 14 | Orange Depot | TransGrid | Name | N/A | N/A
|  | 15 | Wagga Depot | TransGrid | Name | N/A | N/A
|  | 16 | Waratah West Depot | TransGrid | Name | N/A | N/A
|  | 17 | Tamworth Depot | TransGrid | Name | N/A | N/A
|  | 18 | Yass Depot | TransGrid | Name | N/A | N/A
|  | 19 | Other Property | TransGrid | Name | N/A | N/A
|  | 20 | Depots | TransGrid | Name | N/A | N/A
|  | 21 | N/A | TransGrid | Name | N/A | N/A
| [Spare Asset Classification] |  |  | Source | Unit | Basis | Timing
[TBC]
|  | 1 | [Spare] | TBC | Name | N/A | N/A
|  | 2 | [Spare] | TBC | Name | N/A | N/A
|  | 3 | [Spare] | TBC | Name | N/A | N/A
|  | 4 | [Spare] | TBC | Name | N/A | N/A
|  | 5 | [Spare] | TBC | Name | N/A | N/A
|  | 6 | [Spare] | TBC | Name | N/A | N/A
|  | 7 | [Spare] | TBC | Name | N/A | N/A
|  | 8 | [Spare] | TBC | Name | N/A | N/A
|  | 9 | [Spare] | TBC | Name | N/A | N/A
|  | 10 | [Spare] | TBC | Name | N/A | N/A
| PTRM Asset Classification |  |  | Source | Unit | Basis | Timing
AC_PTRM_Class
|  | 1 | Transmission Lines (pre 2004-05) | AER PTRM | Name | N/A | N/A
|  | 2 | Underground Cables (pre 2004-05) | AER PTRM | Name | N/A | N/A
|  | 3 | Substations including Buildings (pre 2004-05) | AER PTRM | Name | N/A | N/A
|  | 4 | Transmission Lines (2004-09) | AER PTRM | Name | N/A | N/A
|  | 5 | Underground Cables (2004-09) | AER PTRM | Name | N/A | N/A
|  | 6 | Substations including Buildings (2004-09) | AER PTRM | Name | N/A | N/A
|  | 7 | SCADA and Communications (2004-09) | AER PTRM | Name | N/A | N/A
|  | 8 | Transmission Lines & Cables (09-14) | AER PTRM | Name | N/A | N/A
|  | 9 | Substations (09-14) | AER PTRM | Name | N/A | N/A
|  | 10 | Secondary Systems (09-14) | AER PTRM | Name | N/A | N/A
|  | 11 | Communications (09-14) | AER PTRM | Name | N/A | N/A
|  | 12 | Minor Plant, Motor Vehicles & Mobile Plant (2009-14) | AER PTRM | Name | N/A | N/A
|  | 13 | Transmission Lines (2014-18) | AER PTRM | Name | N/A | N/A
|  | 14 | Underground Cables (2014-18) | AER PTRM | Name | N/A | N/A
|  | 15 | Substations (2014-18) | AER PTRM | Name | N/A | N/A
|  | 16 | Secondary Systems (2014-18) | AER PTRM | Name | N/A | N/A
|  | 17 | Communications (short life) (2014-18) | AER PTRM | Name | N/A | N/A
|  | 18 | Business IT (2014-18) | AER PTRM | Name | N/A | N/A
|  | 19 | Minor Plant, Motor Vehicles & Mobile Plant (2014-18) | AER PTRM | Name | N/A | N/A
|  | 20 | Transmission Line Life Extension (2014-18) | AER PTRM | Name | N/A | N/A
|  | 21 | Residual - other | AER PTRM | Name | N/A | N/A
|  | 22 | Transmission Lines (2018 onwards) | AER PTRM | Name | N/A | N/A
|  | 23 | Underground Cables (2018 onwards) | AER PTRM | Name | N/A | N/A
|  | 24 | Substations (2018 onwards) | AER PTRM | Name | N/A | N/A
|  | 25 | Secondary Systems (2018-23) | AER PTRM | Name | N/A | N/A
|  | 26 | Communications (short life) (2018 onwards) | AER PTRM | Name | N/A | N/A
|  | 27 | Business IT (2018 onwards) | AER PTRM | Name | N/A | N/A
|  | 28 | Minor Plant, Motor Vehicles & Mobile Plant (2018 onwards) | AER PTRM | Name | N/A | N/A
|  | 29 | Transmission Line Life Extension (2018 onwards) | AER PTRM | Name | N/A | N/A
|  | 30 | Land and Easements | AER PTRM | Name | N/A | N/A
|  | 31 | Synchronous Condensers | AER PTRM | Name | N/A | N/A
|  | 32 | Leasehold Land and Property | AER PTRM | Name | N/A | N/A
|  | 33 | [Spare] | AER PTRM | Name | N/A | N/A
|  | 34 | [Spare] | AER PTRM | Name | N/A | N/A
|  | 35 | [Spare] | AER PTRM | Name | N/A | N/A
|  | 36 | [Spare] | AER PTRM | Name | N/A | N/A
|  | 37 | [Spare] | AER PTRM | Name | N/A | N/A
|  | 38 | [Spare] | AER PTRM | Name | N/A | N/A
|  | 39 | [Spare] | AER PTRM | Name | N/A | N/A
|  | 40 | [Spare] | AER PTRM | Name | N/A | N/A
|  | 41 | [Spare] | AER PTRM | Name | N/A | N/A
|  | 42 | [Spare] | AER PTRM | Name | N/A | N/A
|  | 43 | [Spare] | AER PTRM | Name | N/A | N/A
|  | 44 | [Spare] | AER PTRM | Name | N/A | N/A
|  | 45 | [Spare] | AER PTRM | Name | N/A | N/A
|  | 46 | [Spare] | AER PTRM | Name | N/A | N/A
|  | 47 | Spare straight-line tax asset class | AER PTRM | Name | N/A | N/A
|  | 48 | Buildings | AER PTRM | Name | N/A | N/A
|  | 49 | In-house software | AER PTRM | Name | N/A | N/A
|  | 50 | Equity raising costs | AER PTRM | Name | N/A | N/A
| Repex Category |  |  | Source | Unit | Basis | Timing
|  | 1 | Transmission Lines | TransGrid | Name | N/A | N/A
|  | 2 | Substations | TransGrid | Name | N/A | N/A
|  | 3 | Digital Infrastructure | TransGrid | Name | N/A | N/A
|  | 4 | Communications | TransGrid | Name | N/A | N/A
| Repex Subcategory 1 |  |  | Source | Unit | Basis | Timing
Repex_SC_1
|  | 1 | DI - Protection systems | TransGrid | Name | N/A | N/A
|  | 2 | DI - Control systems | TransGrid | Name | N/A | N/A
|  | 3 | DI - Market metering systems | TransGrid | Name | N/A | N/A
|  | 4 | DI - Communications systems | TransGrid | Name | N/A | N/A
|  | 5 | DI - SCADA | TransGrid | Name | N/A | N/A
|  | 6 | DI - OPGW | TransGrid | Name | N/A | N/A
|  | 7 | DI - AC/DC & Auxiliary systems | TransGrid | Name | N/A | N/A
|  | 8 | DI - Network Buildings & Security | TransGrid | Name | N/A | N/A
|  | 9 | Substations - Power Transformers | TransGrid | Name | N/A | N/A
|  | 10 | Substations - Reactive plant | TransGrid | Name | N/A | N/A
|  | 11 | Substations - Site Establishment and supporting assets | TransGrid | Name | N/A | N/A
|  | 12 | Substations - Switchbay Equipment | TransGrid | Name | N/A | N/A
|  | 13 | TL - Transmission poles | TransGrid | Name | N/A | N/A
|  | 14 | TL - Transmission towers | TransGrid | Name | N/A | N/A
|  | 15 | TL - Insulators | TransGrid | Name | N/A | N/A
|  | 16 | TL - Overhead conductors | TransGrid | Name | N/A | N/A
|  | 17 | TL - Underground cables | TransGrid | Name | N/A | N/A
|  | 18 | N/A | TransGrid | Name | N/A | N/A
| Repex Subcategory 2 |  |  | Source | Unit | Basis | Timing
Repex_SC_2
|  | 1 | DI - Safe and Reliable Network | TransGrid | Name | N/A | N/A
|  | 2 | DI - Cyber/physical security | TransGrid | Name | N/A | N/A
|  | 3 | DI - Compliance | TransGrid | Name | N/A | N/A
|  | 4 | DI - Climate change and resilience | TransGrid | Name | N/A | N/A
|  | 5 | DI - Change in generation mix | TransGrid | Name | N/A | N/A
|  | 6 | Substations - Safe and Reliable Network | TransGrid | Name | N/A | N/A
|  | 7 | Substations - Cyber/physical security | TransGrid | Name | N/A | N/A
|  | 8 | Substations - Compliance | TransGrid | Name | N/A | N/A
|  | 9 | Substations - Climate change and resilience | TransGrid | Name | N/A | N/A
|  | 10 | Substations - Change in generation mix | TransGrid | Name | N/A | N/A
|  | 11 | TL - Safe and Reliable Network | TransGrid | Name | N/A | N/A
|  | 12 | TL - Cyber/physical security | TransGrid | Name | N/A | N/A
|  | 13 | TL - Compliance | TransGrid | Name | N/A | N/A
|  | 14 | TL - Climate change and resilience | TransGrid | Name | N/A | N/A
|  | 15 | TL - Change in generation mix | TransGrid | Name | N/A | N/A
|  | 16 | N/A | TransGrid | Name | N/A | N/A
| ICT Category (FY19-23) |  |  | Source | Unit | Basis | Timing
ICT_Category
|  | 1 | Digital Enterprise | TransGrid | Name | N/A | N/A
|  | 2 | Digital Field Force | TransGrid | Name | N/A | N/A
|  | 3 | Intelligent Operations Centre | TransGrid | Name | N/A | N/A
|  | 4 | Intelligent Asset Design | TransGrid | Name | N/A | N/A
|  | 5 | Pervasive Security | TransGrid | Name | N/A | N/A
|  | 6 | Enterprise Analytics Platform | TransGrid | Name | N/A | N/A
|  | 7 | Information Infrastructure Refresh | TransGrid | Name | N/A | N/A
|  | 8 | Corporate Data Network Refresh | TransGrid | Name | N/A | N/A
|  | 9 | N/A | TransGrid | Name | N/A | N/A
End

## Forecast_Capex_Input
Input - Forecast Capex Project Details
TransGrid Capex Forecast Model
| WB Check |  | 0
| Sheet Check |  | 0 | [70 empty] | 0
Table of Contents
[5 empty] | Asset Classification | [10 empty] | Project / Prog. | Asset Life | Input Cost |  | Forecast Capex, As Incurred (Unescalated) ($M) ($Real 21) | [5 empty] | As Commission Percentage |  |  |  |  | Asset Class Allocation | [19 empty] | Total Alloc. | Transmission Lines - Secondary Allocation for Repex | [6 empty] | Substation - Secondary Allocation for Repex | [5 empty] | Digital Infrastructure - Secondary Allocation for Repex | [8 empty] | Checks | Calculation
[52 empty] | Asset Class Included: | Repex SubCat: | Repex SubCat: |  | NOT Repex SubCat: |  |  | Asset Class Included: | Repex SubCat: |  |  |  |  | Asset Class Included: | [5 empty] | Repex SubCat: | Repex SubCat:
[52 empty] | Transmission Lines | TL - Transmission poles | TL - Transmission towers |  | DI - OPGW |  |  | Substations | Substations - Site Establishment and supporting assets |  |  |  |  | Secondary Systems | [5 empty] | DI - OPGW | DI - AC/DC & Auxiliary systems
[52 empty] | Underground Cables | [6 empty] | Synchronous Condensers | [5 empty] | Communications (short life)
[20 empty] | 2024 | 2025 | 2026 | 2027 | 2028 | 2024 - 2028 | 2024 | 2025 | 2026 | 2027 | 2028 | 1 | 2 | 3 | 4 | 5 | 6 | 7 | 8 | 9 | 10 | 11 | 12 | 13 | 14 | 15 | 16 | 17 | 18 | 19 | 20 |  | Transmission Line Life Extension | [12 empty] | Business IT
0 |  | Index | Program / Project Name | Apply As Commissioned Percentages? (If FALSE, AC = AI) | RIN Level 1 | RIN Level 2 | RIN Level 3 | Augex Driver | Fleet & Property Allocation | Repex Subcategory 1 | Repex Subcategory 2 | ICT Category (FY19-23) | Previously Allowed but Not Undertaken | Immediately Expensed % | Key External Driver | Project / Program Classification | Regulatory Depreciation Life | Labour Weighting (n%) | Non-Labour Weighting (1-n%) | FY24 | FY25 | FY26 | FY27 | FY28 | FY24 - FY28 | FY24 | FY25 | FY26 | FY27 | FY28 | Transmission Lines | Underground Cables | Substations | Secondary Systems | Communications (short life) | Business IT | Minor Plant, Motor Vehicles & Mobile Plant | Transmission Line Life Extension | Land and Easements | Synchronous Condensers | [Spare] | [Spare] | [Spare] | [Spare] | [Spare] | [Spare] | [Spare] | [Spare] | Buildings | In-house software | Total % Allocation | % Allocated to Transmission Lines,Underground Cables and Transmission Line Life Extension | Transmission Lines - Poles | Transmission Lines - Towers | Transmission Lines - Insulators | Transmission Lines - Overhead Conductor | Transmission Lines - Underground Cable | Transmission Lines - Others | % Allocated to Substations and Synchronous Condensers | Substation - Site Establishment and Supporting Assets | Substation - Power Transformers | Substation - Switchbay Equipment | Substation - Reactive Plant | Substation - Others | % Allocated to Digital Infrastructure | Digital Infrastructure - Protection Systems | Digital Infrastructure - Control Systems & SCADA | Digital Infrastructure - Market Metering Systems | Digital Infrastructure - Network Property | Digital Infrastructure - Communications Systems | Digital Infrastructure - Optical Fibre Systems | Digital Infrastructure - AC/DC and Auxiliary Systems | Digital Infrastructure - Others | Asset Allocation Check | # of Asset Categories Allocated | # of Rows Required | Cumulative Rows Required | Augex Total 24-28 ($Real 23) | Augex Ranking
0 |  | 1 | Increase capacity for Generation between DNT and WG1 | TRUE | Augmentation Expenditure | NCIPAP | NCIPAP | N/A | N/A | N/A | N/A | N/A | No | 0% | N/A | Project | 40 | 20% | 80% | 0.48331 | 3.2829 | 0 | 0 | 0 | 3.7662 | 0% | 100% | 0% | 0% | 0% | 0% | 0% | 100% | 0% | 0% | 0% | 0% | 0% | 0% | 0% | 0% | 0% | 0% | 0% | 0% | 0% | 0% | 0% | 0% | 0% | 100% | 0% | 0% | 0% | 0% | 0% | 0% | 100% | 100% | 0% | 0% | 0% | 0% | 100% | 0% | 0% | 0% | 0% | 0% | 0% | 0% | 0% | 100% | 0 | 1 | 2 | 3 | N/A | N/A
0 |  | 2 | Darlington Point 330/220 kV Transformer Tripping Scheme | TRUE | Augmentation Expenditure | NCIPAP | NCIPAP | N/A | N/A | N/A | N/A | N/A | No | 0% | N/A | Project | 15 | 20% | 80% | 0.12205 | 0.15791 | 0 | 0 | 0 | 0.27996 | 0% | 100% | 0% | 0% | 0% | 0% | 0% | 0% | 100% | 0% | 0% | 0% | 0% | 0% | 0% | 0% | 0% | 0% | 0% | 0% | 0% | 0% | 0% | 0% | 0% | 100% | 0% | 0% | 0% | 0% | 0% | 0% | 100% | 0% | 0% | 0% | 0% | 0% | 100% | 100% | 0% | 0% | 0% | 0% | 0% | 0% | 0% | 100% | 0 | 1 | 2 | 5 | N/A | N/A
0 |  | 3 | Increase capacity for generation X5 Voltage Stability constraints | TRUE | Augmentation Expenditure | NCIPAP | NCIPAP | N/A | N/A | N/A | N/A | N/A | No | 0% | N/A | Project | 40 | 12% | 88% | 0.8111 | 4.1466 | 0 | 0 | 0 | 4.9577 | 0% | 100% | 0% | 0% | 0% | 0% | 0% | 100% | 0% | 0% | 0% | 0% | 0% | 0% | 0% | 0% | 0% | 0% | 0% | 0% | 0% | 0% | 0% | 0% | 0% | 100% | 0% | 0% | 0% | 0% | 0% | 0% | 100% | 100% | 0% | 0% | 0% | 0% | 100% | 0% | 0% | 0% | 0% | 0% | 0% | 0% | 0% | 100% | 0 | 1 | 2 | 7 | N/A | N/A
0 |  | 4 | 94T Dynamic Ratings | TRUE | Augmentation Expenditure | NCIPAP | NCIPAP | N/A | N/A | N/A | N/A | N/A | No | 0% | N/A | Project | 15 | 20% | 80% | 0.011437 | 0.38974 | 0 | 0 | 0 | 0.40118 | 0% | 100% | 0% | 0% | 0% | 0% | 0% | 0% | 100% | 0% | 0% | 0% | 0% | 0% | 0% | 0% | 0% | 0% | 0% | 0% | 0% | 0% | 0% | 0% | 0% | 100% | 0% | 0% | 0% | 0% | 0% | 0% | 100% | 0% | 0% | 0% | 0% | 0% | 100% | 100% | 0% | 0% | 0% | 0% | 0% | 0% | 0% | 100% | 0 | 1 | 2 | 9 | N/A | N/A
0 |  | 5 | Increase capacity in Yass Transformers | TRUE | Augmentation Expenditure | NCIPAP | NCIPAP | N/A | N/A | N/A | N/A | N/A | No | 0% | N/A | Project | 15 | 17% | 83% | 0.99651 | 0.45296 | 0 | 0 | 0 | 1.4495 | 0% | 100% | 0% | 0% | 0% | 0% | 0% | 0% | 100% | 0% | 0% | 0% | 0% | 0% | 0% | 0% | 0% | 0% | 0% | 0% | 0% | 0% | 0% | 0% | 0% | 100% | 0% | 0% | 0% | 0% | 0% | 0% | 100% | 0% | 0% | 0% | 0% | 0% | 100% | 100% | 0% | 0% | 0% | 0% | 0% | 0% | 0% | 100% | 0 | 1 | 2 | 11 | N/A | N/A
0 |  | 6 | Maintain capacity during Climate Change (DLR ) | TRUE | Augmentation Expenditure | NCIPAP | NCIPAP | N/A | N/A | N/A | N/A | N/A | No | 0% | N/A | Project | 15 | 20% | 80% | 0.03852 | 0.10786 | 4.3605 | 0.023112 | 0 | 4.53 | 25% | 25% | 25% | 25% | 0% | 0% | 0% | 0% | 100% | 0% | 0% | 0% | 0% | 0% | 0% | 0% | 0% | 0% | 0% | 0% | 0% | 0% | 0% | 0% | 0% | 100% | 0% | 0% | 0% | 0% | 0% | 0% | 100% | 0% | 0% | 0% | 0% | 0% | 100% | 100% | 0% | 0% | 0% | 0% | 0% | 0% | 0% | 100% | 0 | 1 | 2 | 13 | N/A | N/A
0 |  | 7 | Auxiliary transformer renewal program | FALSE | Replacement Expenditure | Substation | Repex | N/A | N/A | Substations - Site Establishment and supporting assets | Substations - Safe and Reliable Network | N/A | No | 0% | Safety security & reliability | Program | 40 | 14.99% | 85.01% | 0 | 0 | 0 | 0 | 0 | 0 | 0% | 100% | 0% | 0% | 0% | 0% | 0% | 100% | 0% | 0% | 0% | 0% | 0% | 0% | 0% | 0% | 0% | 0% | 0% | 0% | 0% | 0% | 0% | 0% | 0% | 100% | 0% | 0% | 0% | 0% | 0% | 0% | 100% | 100% | 100% | 0% | 0% | 0% | 0% | 0% | 0% | 0% | 0% | 0% | 0% | 0% | 0% | 100% | 0 | 1 | 2 | 15 | N/A | N/A
0 |  | 8 | Circuit Breaker Program | TRUE | Replacement Expenditure | Substation | Repex | N/A | N/A | Substations - Switchbay Equipment | Substations - Safe and Reliable Network | N/A | No | 0% | Safety security & reliability | Program | 40 | 27.91% | 72.09% | 7.9436 | 7.2215 | 3.6107 | 7.9436 | 8.3047 | 35.0242 | 10% | 11% | 14% | 32% | 33% | 0% | 0% | 100% | 0% | 0% | 0% | 0% | 0% | 0% | 0% | 0% | 0% | 0% | 0% | 0% | 0% | 0% | 0% | 0% | 0% | 100% | 0% | 0% | 0% | 0% | 0% | 0% | 100% | 100% | 0% | 0% | 100% | 0% | 0% | 0% | 0% | 0% | 0% | 0% | 0% | 0% | 0% | 100% | 0 | 1 | 2 | 17 | N/A | N/A
0 |  | 9 | Cowra substation Secondary Systems Renewal | TRUE | Replacement Expenditure | Digital Infrastructure | Repex | N/A | N/A | DI - Protection systems | DI - Safe and Reliable Network | N/A | Yes | 0% | Safety security & reliability | Project | 15 | 32.75% | 67.25% | 0.49469 | 0.44972 | 0.22486 | 0.49469 | 0.51718 | 2.1811 | 10% | 11% | 14% | 32% | 33% | 0% | 0% | 0% | 95.75% | 0% | 4.248% | 0% | 0% | 0% | 0% | 0% | 0% | 0% | 0% | 0% | 0% | 0% | 0% | 0% | 0% | 100% | 0% | 0% | 0% | 0% | 0% | 0% | 100% | 0% | 0% | 0% | 0% | 0% | 100% | 100% | 58.41% | 30.97% | 6.372% | 0% | 0% | 0% | 4.248% | 0% | 0 | 2 | 4 | 21 | N/A | N/A
0 |  | 10 | Dumaresq Secondary Systems Renewal | FALSE | Replacement Expenditure | Digital Infrastructure | Repex | N/A | N/A | DI - Protection systems | DI - Safe and Reliable Network | N/A | No | 0% | Safety security & reliability | Project | 15 | 0% | 100% | 0 | 0 | 0 | 0 | 0 | 0 | 0% | 0% | 0% | 0% | 0% | 0% | 0% | 0% | 89.79% | 0% | 10.21% | 0% | 0% | 0% | 0% | 0% | 0% | 0% | 0% | 0% | 0% | 0% | 0% | 0% | 0% | 100% | 0% | 0% | 0% | 0% | 0% | 0% | 100% | 0% | 0% | 0% | 0% | 0% | 100% | 100% | 33.27% | 51.98% | 4.537% | 0% | 0% | 0% | 10.21% | 0% | 0 | 2 | 4 | 25 | N/A | N/A
0 |  | 11 | Finley Secondary Systems Renewal | TRUE | Replacement Expenditure | Digital Infrastructure | Repex | N/A | N/A | DI - Protection systems | DI - Safe and Reliable Network | N/A | No | 0% | Safety security & reliability | Project | 15 | 37.28% | 62.72% | 0.62047 | 0.56407 | 0.28203 | 0.62047 | 0.64868 | 2.7357 | 10% | 11% | 14% | 32% | 33% | 0% | 0% | 0% | 96.05% | 0% | 3.947% | 0% | 0% | 0% | 0% | 0% | 0% | 0% | 0% | 0% | 0% | 0% | 0% | 0% | 0% | 100% | 0% | 0% | 0% | 0% | 0% | 0% | 100% | 0% | 0% | 0% | 0% | 0% | 100% | 100% | 59.34% | 29.61% | 7.105% | 0% | 0% | 0% | 3.947% | 0% | 0 | 2 | 4 | 29 | N/A | N/A
0 |  | 12 | Fire Extinguisher Renewal | TRUE | Replacement Expenditure | Digital Infrastructure | Repex | N/A | N/A | DI - Network Buildings & Security | DI - Compliance | N/A | No | 0% | Safety security & reliability | Program | 5 | 19.36% | 80.64% | 0.35385 | 0.35385 | 0 | 0 | 0 | 0.7077 | 0% | 100% | 0% | 0% | 0% | 0% | 0% | 0% | 0% | 0% | 100% | 0% | 0% | 0% | 0% | 0% | 0% | 0% | 0% | 0% | 0% | 0% | 0% | 0% | 0% | 100% | 0% | 0% | 0% | 0% | 0% | 0% | 100% | 0% | 0% | 0% | 0% | 0% | 100% | 100% | 0% | 0% | 0% | 100% | 0% | 0% | 0% | 0% | 0 | 1 | 2 | 31 | N/A | N/A
0 |  | 13 | Fit OLCM to OIP bushings | TRUE | Replacement Expenditure | Substation | Repex | N/A | N/A | Substations - Site Establishment and supporting assets | Substations - Safe and Reliable Network | N/A | No | 0% | Safety security & reliability | Program | 15 | 29.86% | 70.14% | 1.0082 | 0.91652 | 0.45826 | 1.0082 | 1.054 | 4.4451 | 10% | 11% | 14% | 32% | 33% | 0% | 0% | 100% | 0% | 0% | 0% | 0% | 0% | 0% | 0% | 0% | 0% | 0% | 0% | 0% | 0% | 0% | 0% | 0% | 0% | 100% | 0% | 0% | 0% | 0% | 0% | 0% | 100% | 100% | 100% | 0% | 0% | 0% | 0% | 0% | 0% | 0% | 0% | 0% | 0% | 0% | 0% | 100% | 0 | 1 | 2 | 33 | N/A | N/A
0 |  | 14 | Forbes Secondary Systems Renewal | TRUE | Replacement Expenditure | Digital Infrastructure | Repex | N/A | N/A | DI - Protection systems | DI - Safe and Reliable Network | N/A | No | 0% | Safety security & reliability | Project | 15 | 20.7% | 79.3% | 0.34168 | 0.31062 | 0.15531 | 0.34168 | 0.35721 | 1.5065 | 10% | 11% | 14% | 32% | 33% | 0% | 0% | 0% | 91.34% | 0% | 8.66% | 0% | 0% | 0% | 0% | 0% | 0% | 0% | 0% | 0% | 0% | 0% | 0% | 0% | 0% | 100% | 0% | 0% | 0% | 0% | 0% | 0% | 100% | 0% | 0% | 0% | 0% | 0% | 100% | 100% | 65.77% | 20.62% | 4.948% | 0% | 0% | 0% | 8.66% | 0% | 0 | 2 | 4 | 37 | N/A | N/A
0 |  | 15 | FY24-28 SCADA Secure Remote Access Protocol Refresh | FALSE | Replacement Expenditure | Digital Infrastructure | Repex | N/A | N/A | DI - SCADA | DI - Cyber/physical security | N/A | No | 0% | Safety security & reliability | Program | 10 | 0% | 100% | 0 | 0 | 0 | 0 | 0 | 0 | 0% | 0% | 0% | 0% | 0% | 0% | 0% | 0% | 100% | 0% | 0% | 0% | 0% | 0% | 0% | 0% | 0% | 0% | 0% | 0% | 0% | 0% | 0% | 0% | 0% | 100% | 0% | 0% | 0% | 0% | 0% | 0% | 100% | 0% | 0% | 0% | 0% | 0% | 100% | 100% | 0% | 100% | 0% | 0% | 0% | 0% | 0% | 0% | 0 | 1 | 2 | 39 | N/A | N/A
0 |  | 16 | Gunnedah Secondary Systems Renewal | TRUE | Replacement Expenditure | Digital Infrastructure | Repex | N/A | N/A | DI - Protection systems | DI - Safe and Reliable Network | N/A | No | 0% | Safety security & reliability | Project | 15 | 36.58% | 63.42% | 0.49742 | 0.4522 | 0.2261 | 0.49742 | 0.52003 | 2.1932 | 10% | 11% | 14% | 32% | 33% | 0% | 0% | 0% | 92.15% | 0% | 7.85% | 0% | 0% | 0% | 0% | 0% | 0% | 0% | 0% | 0% | 0% | 0% | 0% | 0% | 0% | 100% | 0% | 0% | 0% | 0% | 0% | 0% | 100% | 0% | 0% | 0% | 0% | 0% | 100% | 100% | 59.63% | 28.04% | 4.486% | 0% | 0% | 0% | 7.85% | 0% | 0 | 2 | 4 | 43 | N/A | N/A
0 |  | 17 | Kemps Creek Secondary Systems Renewal | TRUE | Replacement Expenditure | Digital Infrastructure | Repex | N/A | N/A | DI - Protection systems | DI - Safe and Reliable Network | N/A | No | 0% | Safety security & reliability | Project | 15 | 16.31% | 83.69% | 0 | 2.1243 | 8.2628 | 4.3763 | 0.033245 | 14.7966 | 0% | 0% | 0% | 0% | 100% | 0% | 0% | 0% | 91.97% | 0% | 8.032% | 0% | 0% | 0% | 0% | 0% | 0% | 0% | 0% | 0% | 0% | 0% | 0% | 0% | 0% | 100% | 0% | 0% | 0% | 0% | 0% | 0% | 100% | 0% | 0% | 0% | 0% | 0% | 100% | 100% | 61.85% | 30.12% | 0% | 0% | 0% | 0% | 8.032% | 0% | 0 | 2 | 4 | 47 | N/A | N/A
0 |  | 18 | Kempsey Secondary Systems Renewal | TRUE | Replacement Expenditure | Digital Infrastructure | Repex | N/A | N/A | DI - Protection systems | DI - Safe and Reliable Network | N/A | No | 0% | Safety security & reliability | Project | 15 | 21.24% | 78.76% | 0 | 0 | 1.2377 | 4.9832 | 2.2899 | 8.5108 | 0% | 0% | 0% | 0% | 100% | 0% | 0% | 0% | 96.14% | 0% | 3.859% | 0% | 0% | 0% | 0% | 0% | 0% | 0% | 0% | 0% | 0% | 0% | 0% | 0% | 0% | 100% | 0% | 0% | 0% | 0% | 0% | 0% | 100% | 0% | 0% | 0% | 0% | 0% | 100% | 100% | 48.34% | 37.51% | 10.29% | 0% | 0% | 0% | 3.859% | 0% | 0 | 2 | 4 | 51 | N/A | N/A
0 |  | 19 | Line 1 Refurbishment | FALSE | Replacement Expenditure | Transmission Lines | Repex | N/A | N/A | TL - Transmission towers | TL - Safe and Reliable Network | N/A | No | 0% | Safety security & reliability | Project | 35 | 0% | 100% | 0 | 0 | 0 | 0 | 0 | 0 | 0% | 0% | 0% | 0% | 0% | 100% | 0% | 0% | 0% | 0% | 0% | 0% | 0% | 0% | 0% | 0% | 0% | 0% | 0% | 0% | 0% | 0% | 0% | 0% | 0% | 100% | 100% | 0% | 40% | 60% | 0% | 0% | 0% | 0% | 0% | 0% | 0% | 0% | 100% | 0% | 0% | 0% | 0% | 0% | 0% | 0% | 0% | 100% | 0 | 1 | 2 | 53 | N/A | N/A
0 |  | 20 | Line 11 - Sydney Sth - Dapto - Twr Repl | TRUE | Replacement Expenditure | Transmission Lines | Repex | N/A | N/A | TL - Transmission towers | TL - Safe and Reliable Network | N/A | Yes | 0% | Safety security & reliability | Project | 50 | 6.85% | 93.15% | 0 | 0.52464 | 0.97167 | 1.6444 | 50.475 | 53.6157 | 0% | 0% | 0% | 0% | 0% | 100% | 0% | 0% | 0% | 0% | 0% | 0% | 0% | 0% | 0% | 0% | 0% | 0% | 0% | 0% | 0% | 0% | 0% | 0% | 0% | 100% | 100% | 0% | 77.6% | 1.846% | 20.56% | 0% | 0% | 0% | 0% | 0% | 0% | 0% | 100% | 0% | 0% | 0% | 0% | 0% | 0% | 0% | 0% | 100% | 0 | 1 | 2 | 55 | N/A | N/A
0 |  | 21 | Line 12 Refurbishment | TRUE | Replacement Expenditure | Transmission Lines | Repex | N/A | N/A | TL - Transmission towers | TL - Safe and Reliable Network | N/A | Yes | 0% | Safety security & reliability | Project | 35 | 12.88% | 87.12% | 0.076427 | 3.7682 | 0 | 0 | 0 | 3.8446 | 0% | 100% | 0% | 0% | 0% | 100% | 0% | 0% | 0% | 0% | 0% | 0% | 0% | 0% | 0% | 0% | 0% | 0% | 0% | 0% | 0% | 0% | 0% | 0% | 0% | 100% | 100% | 0% | 25.39% | 21.53% | 53.08% | 0% | 0% | 0% | 0% | 0% | 0% | 0% | 100% | 0% | 0% | 0% | 0% | 0% | 0% | 0% | 0% | 100% | 0 | 1 | 2 | 57 | N/A | N/A
0 |  | 22 | Line 12/76 Refurbishment | TRUE | Replacement Expenditure | Transmission Lines | Repex | N/A | N/A | TL - Transmission towers | TL - Safe and Reliable Network | N/A | No | 0% | Safety security & reliability | Project | 35 | 13.15% | 86.85% | 4.5125 | 0.23942 | 0 | 0 | 0 | 4.7519 | 0% | 100% | 0% | 0% | 0% | 100% | 0% | 0% | 0% | 0% | 0% | 0% | 0% | 0% | 0% | 0% | 0% | 0% | 0% | 0% | 0% | 0% | 0% | 0% | 0% | 100% | 100% | 0% | 5.541% | 50.52% | 43.94% | 0% | 0% | 0% | 0% | 0% | 0% | 0% | 100% | 0% | 0% | 0% | 0% | 0% | 0% | 0% | 0% | 100% | 0 | 1 | 2 | 59 | N/A | N/A
0 |  | 23 | Line 13 kemps creek sydney south refurb | TRUE | Replacement Expenditure | Transmission Lines | Repex | N/A | N/A | TL - Transmission towers | TL - Safe and Reliable Network | N/A | Yes | 0% | Safety security & reliability | Project | 35 | 12.85% | 87.15% | 2.5703 | 0 | 0 | 0 | 0 | 2.5703 | 100% | 0% | 0% | 0% | 0% | 100% | 0% | 0% | 0% | 0% | 0% | 0% | 0% | 0% | 0% | 0% | 0% | 0% | 0% | 0% | 0% | 0% | 0% | 0% | 0% | 100% | 100% | 0% | 38.82% | 32.91% | 28.27% | 0% | 0% | 0% | 0% | 0% | 0% | 0% | 100% | 0% | 0% | 0% | 0% | 0% | 0% | 0% | 0% | 100% | 0 | 1 | 2 | 61 | N/A | N/A
0 |  | 24 | Line 13/78 Refurbishment | TRUE | Replacement Expenditure | Transmission Lines | Repex | N/A | N/A | TL - Transmission towers | TL - Safe and Reliable Network | N/A | No | 0% | Safety security & reliability | Project | 35 | 13.26% | 86.74% | 3.8218 | 0 | 0 | 0 | 0 | 3.8218 | 100% | 0% | 0% | 0% | 0% | 100% | 0% | 0% | 0% | 0% | 0% | 0% | 0% | 0% | 0% | 0% | 0% | 0% | 0% | 0% | 0% | 0% | 0% | 0% | 0% | 100% | 100% | 0% | 6.448% | 53.66% | 39.89% | 0% | 0% | 0% | 0% | 0% | 0% | 0% | 100% | 0% | 0% | 0% | 0% | 0% | 0% | 0% | 0% | 100% | 0 | 1 | 2 | 63 | N/A | N/A
0 |  | 25 | Line 16 Marulan Avon refurb | TRUE | Replacement Expenditure | Transmission Lines | Repex | N/A | N/A | TL - Transmission towers | TL - Safe and Reliable Network | N/A | Yes | 0% | Safety security & reliability | Project | 35 | 13.22% | 86.78% | 0.53621 | 6.9444 | 0 | 0 | 0 | 7.4807 | 0% | 100% | 0% | 0% | 0% | 100% | 0% | 0% | 0% | 0% | 0% | 0% | 0% | 0% | 0% | 0% | 0% | 0% | 0% | 0% | 0% | 0% | 0% | 0% | 0% | 100% | 100% | 0% | 21.51% | 47.1% | 31.39% | 0% | 0% | 0% | 0% | 0% | 0% | 0% | 100% | 0% | 0% | 0% | 0% | 0% | 0% | 0% | 0% | 100% | 0 | 1 | 2 | 65 | N/A | N/A
0 |  | 26 | Line 24/90 Refurbishment | TRUE | Replacement Expenditure | Transmission Lines | Repex | N/A | N/A | TL - Transmission towers | TL - Safe and Reliable Network | N/A | No | 0% | Safety security & reliability | Project | 35 | 24.91% | 75.09% | 0.87914 | 0 | 0 | 0 | 0 | 0.87914 | 100% | 0% | 0% | 0% | 0% | 100% | 0% | 0% | 0% | 0% | 0% | 0% | 0% | 0% | 0% | 0% | 0% | 0% | 0% | 0% | 0% | 0% | 0% | 0% | 0% | 100% | 100% | 0% | 8.479% | 80.57% | 10.95% | 0% | 0% | 0% | 0% | 0% | 0% | 0% | 100% | 0% | 0% | 0% | 0% | 0% | 0% | 0% | 0% | 100% | 0 | 1 | 2 | 67 | N/A | N/A
0 |  | 27 | Line 25/92 Refurbishment | TRUE | Replacement Expenditure | Transmission Lines | Repex | N/A | N/A | TL - Transmission towers | TL - Safe and Reliable Network | N/A | No | 0% | Safety security & reliability | Project | 35 | 12.34% | 87.66% | 0 | 0 | 0.058656 | 3.0914 | 0.15262 | 3.3027 | 0% | 0% | 0% | 0% | 100% | 100% | 0% | 0% | 0% | 0% | 0% | 0% | 0% | 0% | 0% | 0% | 0% | 0% | 0% | 0% | 0% | 0% | 0% | 0% | 0% | 100% | 100% | 0% | 38.04% | 55.6% | 6.352% | 0% | 0% | 0% | 0% | 0% | 0% | 0% | 100% | 0% | 0% | 0% | 0% | 0% | 0% | 0% | 0% | 100% | 0 | 1 | 2 | 69 | N/A | N/A
0 |  | 28 | Line 25/93 Refurbishment | FALSE | Replacement Expenditure | Transmission Lines | Repex | N/A | N/A | TL - Transmission towers | TL - Safe and Reliable Network | N/A | No | 0% | Safety security & reliability | Project | 35 | 0% | 100% | 0 | 0 | 0 | 0 | 0 | 0 | 0% | 0% | 0% | 0% | 0% | 100% | 0% | 0% | 0% | 0% | 0% | 0% | 0% | 0% | 0% | 0% | 0% | 0% | 0% | 0% | 0% | 0% | 0% | 0% | 0% | 100% | 100% | 0% | 0% | 100% | 0% | 0% | 0% | 0% | 0% | 0% | 0% | 0% | 100% | 0% | 0% | 0% | 0% | 0% | 0% | 0% | 0% | 100% | 0 | 1 | 2 | 71 | N/A | N/A
0 |  | 29 | Line 29/26 Refurbishment | TRUE | Replacement Expenditure | Transmission Lines | Repex | N/A | N/A | TL - Transmission towers | TL - Safe and Reliable Network | N/A | No | 0% | Safety security & reliability | Project | 35 | 12.76% | 87.24% | 0 | 0 | 0 | 0.082773 | 4.0811 | 4.1638 | 0% | 0% | 0% | 0% | 100% | 100% | 0% | 0% | 0% | 0% | 0% | 0% | 0% | 0% | 0% | 0% | 0% | 0% | 0% | 0% | 0% | 0% | 0% | 0% | 0% | 100% | 100% | 0% | 36.14% | 43.25% | 20.61% | 0% | 0% | 0% | 0% | 0% | 0% | 0% | 100% | 0% | 0% | 0% | 0% | 0% | 0% | 0% | 0% | 100% | 0 | 1 | 2 | 73 | N/A | N/A
0 |  | 30 | Line 76/77 Refurbishment | FALSE | Replacement Expenditure | Transmission Lines | Repex | N/A | N/A | TL - Transmission towers | TL - Safe and Reliable Network | N/A | No | 0% | Safety security & reliability | Project | 35 | 0% | 100% | 0 | 0 | 0 | 0 | 0 | 0 | 0% | 0% | 0% | 0% | 0% | 100% | 0% | 0% | 0% | 0% | 0% | 0% | 0% | 0% | 0% | 0% | 0% | 0% | 0% | 0% | 0% | 0% | 0% | 0% | 0% | 100% | 100% | 0% | 40% | 60% | 0% | 0% | 0% | 0% | 0% | 0% | 0% | 0% | 100% | 0% | 0% | 0% | 0% | 0% | 0% | 0% | 0% | 100% | 0 | 1 | 2 | 75 | N/A | N/A
0 |  | 31 | Line 76/78 Refurbishment | TRUE | Replacement Expenditure | Transmission Lines | Repex | N/A | N/A | TL - Transmission towers | TL - Safe and Reliable Network | N/A | No | 0% | Safety security & reliability | Project | 35 | 12.38% | 87.62% | 3.1057 | 0 | 0 | 0 | 0 | 3.1057 | 100% | 0% | 0% | 0% | 0% | 100% | 0% | 0% | 0% | 0% | 0% | 0% | 0% | 0% | 0% | 0% | 0% | 0% | 0% | 0% | 0% | 0% | 0% | 0% | 0% | 100% | 100% | 0% | 9.25% | 75.22% | 15.53% | 0% | 0% | 0% | 0% | 0% | 0% | 0% | 100% | 0% | 0% | 0% | 0% | 0% | 0% | 0% | 0% | 100% | 0 | 1 | 2 | 77 | N/A | N/A
0 |  | 32 | Line 82 Refurbishment | FALSE | Replacement Expenditure | Transmission Lines | Repex | N/A | N/A | TL - Transmission towers | TL - Safe and Reliable Network | N/A | No | 0% | Safety security & reliability | Project | 35 | 0% | 100% | 0 | 0 | 0 | 0 | 0 | 0 | 0% | 0% | 0% | 0% | 0% | 100% | 0% | 0% | 0% | 0% | 0% | 0% | 0% | 0% | 0% | 0% | 0% | 0% | 0% | 0% | 0% | 0% | 0% | 0% | 0% | 100% | 100% | 0% | 0% | 100% | 0% | 0% | 0% | 0% | 0% | 0% | 0% | 0% | 100% | 0% | 0% | 0% | 0% | 0% | 0% | 0% | 0% | 100% | 0 | 1 | 2 | 79 | N/A | N/A
0 |  | 33 | Line 82/95 Refurbishment | TRUE | Replacement Expenditure | Transmission Lines | Repex | N/A | N/A | TL - Transmission towers | TL - Safe and Reliable Network | N/A | No | 0% | Safety security & reliability | Project | 35 | 12.47% | 87.53% | 0 | 0.069526 | 3.6643 | 0.1809 | 0 | 3.9147 | 0% | 0% | 0% | 100% | 0% | 100% | 0% | 0% | 0% | 0% | 0% | 0% | 0% | 0% | 0% | 0% | 0% | 0% | 0% | 0% | 0% | 0% | 0% | 0% | 0% | 100% | 100% | 0% | 27.33% | 57.53% | 15.15% | 0% | 0% | 0% | 0% | 0% | 0% | 0% | 100% | 0% | 0% | 0% | 0% | 0% | 0% | 0% | 0% | 100% | 0 | 1 | 2 | 81 | N/A | N/A
0 |  | 34 | Line 8C/8E Refurbishment | TRUE | Replacement Expenditure | Transmission Lines | Repex | N/A | N/A | TL - Insulators | TL - Safe and Reliable Network | N/A | No | 0% | Safety security & reliability | Project | 35 | 13.04% | 86.96% | 0 | 0.12942 | 0.29652 | 3.6286 | 13.1205 | 17.175 | 0% | 0% | 0% | 0% | 100% | 100% | 0% | 0% | 0% | 0% | 0% | 0% | 0% | 0% | 0% | 0% | 0% | 0% | 0% | 0% | 0% | 0% | 0% | 0% | 0% | 100% | 100% | 0% | 12.62% | 73.87% | 13.51% | 0% | 0% | 0% | 0% | 0% | 0% | 0% | 100% | 0% | 0% | 0% | 0% | 0% | 0% | 0% | 0% | 100% | 0 | 1 | 2 | 83 | N/A | N/A
0 |  | 35 | Line 8C/8J Refurbishment | TRUE | Replacement Expenditure | Transmission Lines | Repex | N/A | N/A | TL - Insulators | TL - Safe and Reliable Network | N/A | No | 0% | Safety security & reliability | Project | 35 | 12.43% | 87.57% | 0.084055 | 0.49891 | 7.0238 | 0 | 0 | 7.6068 | 0% | 0% | 100% | 0% | 0% | 100% | 0% | 0% | 0% | 0% | 0% | 0% | 0% | 0% | 0% | 0% | 0% | 0% | 0% | 0% | 0% | 0% | 0% | 0% | 0% | 100% | 100% | 0% | 2.093% | 91.56% | 6.345% | 0% | 0% | 0% | 0% | 0% | 0% | 0% | 100% | 0% | 0% | 0% | 0% | 0% | 0% | 0% | 0% | 100% | 0 | 1 | 2 | 85 | N/A | N/A
0 |  | 36 | Line 8L/8M Refurbishment | TRUE | Replacement Expenditure | Transmission Lines | Repex | N/A | N/A | TL - Insulators | TL - Safe and Reliable Network | N/A | No | 0% | Safety security & reliability | Project | 35 | 12.28% | 87.72% | 0 | 0 | 0 | 0 | 0.075003 | 0.075003 | 0% | 0% | 0% | 0% | 0% | 100% | 0% | 0% | 0% | 0% | 0% | 0% | 0% | 0% | 0% | 0% | 0% | 0% | 0% | 0% | 0% | 0% | 0% | 0% | 0% | 100% | 100% | 0% | 4.217% | 77.51% | 18.27% | 0% | 0% | 0% | 0% | 0% | 0% | 0% | 100% | 0% | 0% | 0% | 0% | 0% | 0% | 0% | 0% | 100% | 0 | 1 | 2 | 87 | N/A | N/A
0 |  | 37 | Line 90/92 Refurbishment | TRUE | Replacement Expenditure | Transmission Lines | Repex | N/A | N/A | TL - Transmission towers | TL - Safe and Reliable Network | N/A | No | 0% | Safety security & reliability | Project | 35 | 24.24% | 75.76% | 0.03334 | 1.1648 | 0 | 0 | 0 | 1.1982 | 0% | 100% | 0% | 0% | 0% | 100% | 0% | 0% | 0% | 0% | 0% | 0% | 0% | 0% | 0% | 0% | 0% | 0% | 0% | 0% | 0% | 0% | 0% | 0% | 0% | 100% | 100% | 0% | 1.741% | 92.28% | 5.981% | 0% | 0% | 0% | 0% | 0% | 0% | 0% | 100% | 0% | 0% | 0% | 0% | 0% | 0% | 0% | 0% | 100% | 0 | 1 | 2 | 89 | N/A | N/A
0 |  | 38 | Line 92/93 Refurbishment | TRUE | Replacement Expenditure | Transmission Lines | Repex | N/A | N/A | TL - Transmission towers | TL - Safe and Reliable Network | N/A | No | 0% | Safety security & reliability | Project | 35 | 23.25% | 76.75% | 0.05212 | 2.044 | 0 | 0 | 0 | 2.0961 | 0% | 100% | 0% | 0% | 0% | 100% | 0% | 0% | 0% | 0% | 0% | 0% | 0% | 0% | 0% | 0% | 0% | 0% | 0% | 0% | 0% | 0% | 0% | 0% | 0% | 100% | 100% | 0% | 1.736% | 45.68% | 52.58% | 0% | 0% | 0% | 0% | 0% | 0% | 0% | 100% | 0% | 0% | 0% | 0% | 0% | 0% | 0% | 0% | 100% | 0 | 1 | 2 | 91 | N/A | N/A
0 |  | 39 | Line 94/96 Refurbishment | TRUE | Replacement Expenditure | Transmission Lines | Repex | N/A | N/A | TL - Transmission towers | TL - Safe and Reliable Network | N/A | No | 0% | Safety security & reliability | Project | 35 | 12.15% | 87.85% | 0 | 0 | 0.055103 | 2.9042 | 0.14337 | 3.1026 | 0% | 0% | 0% | 0% | 100% | 100% | 0% | 0% | 0% | 0% | 0% | 0% | 0% | 0% | 0% | 0% | 0% | 0% | 0% | 0% | 0% | 0% | 0% | 0% | 0% | 100% | 100% | 0% | 34.95% | 43.36% | 21.69% | 0% | 0% | 0% | 0% | 0% | 0% | 0% | 100% | 0% | 0% | 0% | 0% | 0% | 0% | 0% | 0% | 100% | 0 | 1 | 2 | 93 | N/A | N/A
0 |  | 40 | Line 947 Refurbishment | TRUE | Replacement Expenditure | Transmission Lines | Repex | N/A | N/A | TL - Transmission poles | TL - Safe and Reliable Network | N/A | No | 0% | Safety security & reliability | Project | 50 | 13.9% | 86.1% | 0 | 0 | 0 | 0.12021 | 4.7144 | 4.8346 | 0% | 0% | 0% | 0% | 100% | 100% | 0% | 0% | 0% | 0% | 0% | 0% | 0% | 0% | 0% | 0% | 0% | 0% | 0% | 0% | 0% | 0% | 0% | 0% | 0% | 100% | 100% | 95.81% | 0% | 0.8544% | 3.337% | 0% | 0% | 0% | 0% | 0% | 0% | 0% | 100% | 0% | 0% | 0% | 0% | 0% | 0% | 0% | 0% | 100% | 0 | 1 | 2 | 95 | N/A | N/A
0 |  | 41 | Line 94M Refurbishment | TRUE | Replacement Expenditure | Transmission Lines | Repex | N/A | N/A | TL - Transmission poles | TL - Safe and Reliable Network | N/A | No | 0% | Safety security & reliability | Project | 50 | 14.07% | 85.93% | 0 | 0.13697 | 6.0234 | 0 | 0 | 6.1604 | 0% | 0% | 100% | 0% | 0% | 100% | 0% | 0% | 0% | 0% | 0% | 0% | 0% | 0% | 0% | 0% | 0% | 0% | 0% | 0% | 0% | 0% | 0% | 0% | 0% | 100% | 100% | 95.94% | 0% | 0.7187% | 3.344% | 0% | 0% | 0% | 0% | 0% | 0% | 0% | 100% | 0% | 0% | 0% | 0% | 0% | 0% | 0% | 0% | 100% | 0 | 1 | 2 | 97 | N/A | N/A
0 |  | 42 | Line 94U Refurbishment | TRUE | Replacement Expenditure | Transmission Lines | Repex | N/A | N/A | TL - Transmission poles | TL - Safe and Reliable Network | N/A | No | 0% | Safety security & reliability | Project | 50 | 9.874% | 90.13% | 0 | 0 | 0.30907 | 16.2891 | 0.80416 | 17.4023 | 0% | 0% | 0% | 0% | 100% | 100% | 0% | 0% | 0% | 0% | 0% | 0% | 0% | 0% | 0% | 0% | 0% | 0% | 0% | 0% | 0% | 0% | 0% | 0% | 0% | 100% | 100% | 90.61% | 0% | 3.552% | 5.841% | 0% | 0% | 0% | 0% | 0% | 0% | 0% | 100% | 0% | 0% | 0% | 0% | 0% | 0% | 0% | 0% | 100% | 0 | 1 | 2 | 99 | N/A | N/A
0 |  | 43 | Line 95 Refurbishment | TRUE | Replacement Expenditure | Transmission Lines | Repex | N/A | N/A | TL - Transmission towers | TL - Safe and Reliable Network | N/A | No | 0% | Safety security & reliability | Project | 35 | 25.46% | 74.54% | 0 | 0.045603 | 1.7884 | 0 | 0 | 1.834 | 0% | 0% | 100% | 0% | 0% | 100% | 0% | 0% | 0% | 0% | 0% | 0% | 0% | 0% | 0% | 0% | 0% | 0% | 0% | 0% | 0% | 0% | 0% | 0% | 0% | 100% | 100% | 0% | 67.78% | 26.15% | 6.068% | 0% | 0% | 0% | 0% | 0% | 0% | 0% | 100% | 0% | 0% | 0% | 0% | 0% | 0% | 0% | 0% | 100% | 0 | 1 | 2 | 101 | N/A | N/A
0 |  | 44 | Line 963 Refurb | TRUE | Replacement Expenditure | Transmission Lines | Repex | N/A | N/A | TL - Transmission poles | TL - Safe and Reliable Network | N/A | No | 0% | Safety security & reliability | Project | 35 | 13.24% | 86.76% | 0.098603 | 2.506 | 4.3885 | 0 | 0 | 6.9931 | 0% | 0% | 100% | 0% | 0% | 100% | 0% | 0% | 0% | 0% | 0% | 0% | 0% | 0% | 0% | 0% | 0% | 0% | 0% | 0% | 0% | 0% | 0% | 0% | 0% | 100% | 100% | 43.62% | 0% | 33.06% | 23.32% | 0% | 0% | 0% | 0% | 0% | 0% | 0% | 100% | 0% | 0% | 0% | 0% | 0% | 0% | 0% | 0% | 100% | 0 | 1 | 2 | 103 | N/A | N/A
0 |  | 45 | Line 963/96P Refurbishment | FALSE | Replacement Expenditure | Transmission Lines | Repex | N/A | N/A | TL - Transmission poles | TL - Safe and Reliable Network | N/A | No | 0% | Safety security & reliability | Project | 35 | 0% | 100% | 0 | 0 | 0 | 0 | 0 | 0 | 0% | 0% | 0% | 0% | 0% | 100% | 0% | 0% | 0% | 0% | 0% | 0% | 0% | 0% | 0% | 0% | 0% | 0% | 0% | 0% | 0% | 0% | 0% | 0% | 0% | 100% | 100% | 0% | 0% | 100% | 0% | 0% | 0% | 0% | 0% | 0% | 0% | 0% | 100% | 0% | 0% | 0% | 0% | 0% | 0% | 0% | 0% | 100% | 0 | 1 | 2 | 105 | N/A | N/A
0 |  | 46 | Line 964 Refurbishment | TRUE | Replacement Expenditure | Transmission Lines | Repex | N/A | N/A | TL - Transmission poles | TL - Safe and Reliable Network | N/A | No | 0% | Safety security & reliability | Project | 50 | 13.08% | 86.92% | 0.061191 | 2.3998 | 0 | 0 | 0 | 2.4609 | 0% | 100% | 0% | 0% | 0% | 100% | 0% | 0% | 0% | 0% | 0% | 0% | 0% | 0% | 0% | 0% | 0% | 0% | 0% | 0% | 0% | 0% | 0% | 0% | 0% | 100% | 100% | 66.99% | 0% | 29.58% | 3.424% | 0% | 0% | 0% | 0% | 0% | 0% | 0% | 100% | 0% | 0% | 0% | 0% | 0% | 0% | 0% | 0% | 100% | 0 | 1 | 2 | 107 | N/A | N/A
0 |  | 47 | Line 965 Refurbishment | FALSE | Replacement Expenditure | Transmission Lines | Repex | N/A | N/A | TL - Transmission poles | TL - Safe and Reliable Network | N/A | No | 0% | Safety security & reliability | Project | 50 | 0% | 100% | 0 | 0 | 0 | 0 | 0 | 0 | 0% | 0% | 0% | 0% | 0% | 100% | 0% | 0% | 0% | 0% | 0% | 0% | 0% | 0% | 0% | 0% | 0% | 0% | 0% | 0% | 0% | 0% | 0% | 0% | 0% | 100% | 100% | 70% | 0% | 30% | 0% | 0% | 0% | 0% | 0% | 0% | 0% | 0% | 100% | 0% | 0% | 0% | 0% | 0% | 0% | 0% | 0% | 100% | 0 | 1 | 2 | 109 | N/A | N/A
0 |  | 48 | Line 966 Refurbishment | TRUE | Replacement Expenditure | Transmission Lines | Repex | N/A | N/A | TL - Transmission poles | TL - Safe and Reliable Network | N/A | No | 0% | Safety security & reliability | Project | 50 | 13.87% | 86.13% | 0.2367 | 11.6701 | 0 | 0 | 0 | 11.9068 | 0% | 100% | 0% | 0% | 0% | 100% | 0% | 0% | 0% | 0% | 0% | 0% | 0% | 0% | 0% | 0% | 0% | 0% | 0% | 0% | 0% | 0% | 0% | 0% | 0% | 100% | 100% | 95.98% | 0% | 0.8171% | 3.199% | 0% | 0% | 0% | 0% | 0% | 0% | 0% | 100% | 0% | 0% | 0% | 0% | 0% | 0% | 0% | 0% | 100% | 0 | 1 | 2 | 111 | N/A | N/A
0 |  | 49 | Line 977/1 Refurbishment | TRUE | Replacement Expenditure | Transmission Lines | Repex | N/A | N/A | TL - Transmission poles | TL - Safe and Reliable Network | N/A | No | 0% | Safety security & reliability | Project | 35 | 14.69% | 85.31% | 0.087466 | 0.51916 | 7.3089 | 0 | 0 | 7.9155 | 0% | 0% | 100% | 0% | 0% | 100% | 0% | 0% | 0% | 0% | 0% | 0% | 0% | 0% | 0% | 0% | 0% | 0% | 0% | 0% | 0% | 0% | 0% | 0% | 0% | 100% | 100% | 45.22% | 0% | 51.41% | 3.378% | 0% | 0% | 0% | 0% | 0% | 0% | 0% | 100% | 0% | 0% | 0% | 0% | 0% | 0% | 0% | 0% | 100% | 0 | 1 | 2 | 113 | N/A | N/A
0 |  | 50 | Line 978 Refurbishment | FALSE | Replacement Expenditure | Transmission Lines | Repex | N/A | N/A | TL - Transmission poles | TL - Safe and Reliable Network | N/A | No | 0% | Safety security & reliability | Project | 50 | 0% | 100% | 0 | 0 | 0 | 0 | 0 | 0 | 0% | 0% | 0% | 0% | 0% | 100% | 0% | 0% | 0% | 0% | 0% | 0% | 0% | 0% | 0% | 0% | 0% | 0% | 0% | 0% | 0% | 0% | 0% | 0% | 0% | 100% | 100% | 0% | 0% | 100% | 0% | 0% | 0% | 0% | 0% | 0% | 0% | 0% | 100% | 0% | 0% | 0% | 0% | 0% | 0% | 0% | 0% | 100% | 0 | 1 | 2 | 115 | N/A | N/A
0 |  | 51 | Line 991 Refurbishment | FALSE | Replacement Expenditure | Transmission Lines | Repex | N/A | N/A | TL - Transmission poles | TL - Safe and Reliable Network | N/A | No | 0% | Safety security & reliability | Project | 50 | 0% | 100% | 0 | 0 | 0 | 0 | 0 | 0 | 0% | 0% | 0% | 0% | 0% | 100% | 0% | 0% | 0% | 0% | 0% | 0% | 0% | 0% | 0% | 0% | 0% | 0% | 0% | 0% | 0% | 0% | 0% | 0% | 0% | 100% | 100% | 70% | 0% | 30% | 0% | 0% | 0% | 0% | 0% | 0% | 0% | 0% | 100% | 0% | 0% | 0% | 0% | 0% | 0% | 0% | 0% | 100% | 0 | 1 | 2 | 117 | N/A | N/A
0 |  | 52 | Line 99B Refurbishment | TRUE | Replacement Expenditure | Transmission Lines | Repex | N/A | N/A | TL - Transmission poles | TL - Safe and Reliable Network | N/A | No | 0% | Safety security & reliability | Project | 50 | 13.06% | 86.94% | 0.074064 | 2.9046 | 0 | 0 | 0 | 2.9787 | 0% | 100% | 0% | 0% | 0% | 100% | 0% | 0% | 0% | 0% | 0% | 0% | 0% | 0% | 0% | 0% | 0% | 0% | 0% | 0% | 0% | 0% | 0% | 0% | 0% | 100% | 100% | 96.02% | 0% | 0.9221% | 3.054% | 0% | 0% | 0% | 0% | 0% | 0% | 0% | 100% | 0% | 0% | 0% | 0% | 0% | 0% | 0% | 0% | 100% | 0 | 1 | 2 | 119 | N/A | N/A
0 |  | 53 | Line 99Z Refurbishment | TRUE | Replacement Expenditure | Transmission Lines | Repex | N/A | N/A | TL - Transmission poles | TL - Safe and Reliable Network | N/A | Yes | 0% | Safety security & reliability | Project | 50 | 12.84% | 87.16% | 2.4215 | 0 | 0 | 0 | 0 | 2.4215 | 100% | 0% | 0% | 0% | 0% | 100% | 0% | 0% | 0% | 0% | 0% | 0% | 0% | 0% | 0% | 0% | 0% | 0% | 0% | 0% | 0% | 0% | 0% | 0% | 0% | 100% | 100% | 95.51% | 0% | 1.728% | 2.766% | 0% | 0% | 0% | 0% | 0% | 0% | 0% | 100% | 0% | 0% | 0% | 0% | 0% | 0% | 0% | 0% | 100% | 0 | 1 | 2 | 121 | N/A | N/A
0 |  | 54 | Line 9ML Refurbishment | TRUE | Replacement Expenditure | Transmission Lines | Repex | N/A | N/A | TL - Transmission poles | TL - Safe and Reliable Network | N/A | No | 0% | Safety security & reliability | Project | 50 | 14.06% | 85.94% | 4.4312 | 0 | 0 | 0 | 0 | 4.4312 | 100% | 0% | 0% | 0% | 0% | 100% | 0% | 0% | 0% | 0% | 0% | 0% | 0% | 0% | 0% | 0% | 0% | 0% | 0% | 0% | 0% | 0% | 0% | 0% | 0% | 100% | 100% | 95.83% | 0% | 0.737% | 3.429% | 0% | 0% | 0% | 0% | 0% | 0% | 0% | 100% | 0% | 0% | 0% | 0% | 0% | 0% | 0% | 0% | 100% | 0 | 1 | 2 | 123 | N/A | N/A
0 |  | 55 | Line 9W/96 Refurbishment | TRUE | Replacement Expenditure | Transmission Lines | Repex | N/A | N/A | TL - Transmission towers | TL - Safe and Reliable Network | N/A | No | 0% | Safety security & reliability | Project | 35 | 24.62% | 75.38% | 0 | 0 | 0.032218 | 1.1257 | 0 | 1.1579 | 0% | 0% | 0% | 100% | 0% | 100% | 0% | 0% | 0% | 0% | 0% | 0% | 0% | 0% | 0% | 0% | 0% | 0% | 0% | 0% | 0% | 0% | 0% | 0% | 0% | 100% | 100% | 0% | 9.579% | 90.42% | 0% | 0% | 0% | 0% | 0% | 0% | 0% | 0% | 100% | 0% | 0% | 0% | 0% | 0% | 0% | 0% | 0% | 100% | 0 | 1 | 2 | 125 | N/A | N/A
0 |  | 56 | Nambucca Secondary Systems Renewal | TRUE | Replacement Expenditure | Digital Infrastructure | Repex | N/A | N/A | DI - Protection systems | DI - Safe and Reliable Network | N/A | No | 0% | Safety security & reliability | Project | 15 | 34.23% | 65.77% | 0.49239 | 0.44762 | 0.22381 | 0.49239 | 0.51477 | 2.171 | 10% | 11% | 14% | 32% | 33% | 0% | 0% | 0% | 96.39% | 0% | 3.609% | 0% | 0% | 0% | 0% | 0% | 0% | 0% | 0% | 0% | 0% | 0% | 0% | 0% | 0% | 100% | 0% | 0% | 0% | 0% | 0% | 0% | 100% | 0% | 0% | 0% | 0% | 0% | 100% | 100% | 36.39% | 56.39% | 3.609% | 0% | 0% | 0% | 3.609% | 0% | 0 | 2 | 4 | 129 | N/A | N/A
0 |  | 57 | Narrabri Secondary Systems Renewal | TRUE | Replacement Expenditure | Digital Infrastructure | Repex | N/A | N/A | DI - Protection systems | DI - Safe and Reliable Network | N/A | No | 0% | Safety security & reliability | Project | 15 | 20.71% | 79.29% | 1.5601 | 5.7424 | 1.8063 | 0 | 0 | 9.1088 | 0% | 0% | 100% | 0% | 0% | 0% | 0% | 0% | 89.71% | 0% | 10.29% | 0% | 0% | 0% | 0% | 0% | 0% | 0% | 0% | 0% | 0% | 0% | 0% | 0% | 0% | 100% | 0% | 0% | 0% | 0% | 0% | 0% | 100% | 0% | 0% | 0% | 0% | 0% | 100% | 100% | 64.15% | 21.44% | 4.117% | 0% | 0% | 0% | 10.29% | 0% | 0 | 2 | 4 | 133 | N/A | N/A
0 |  | 58 | Newcastle Secondary Systems Renewal | TRUE | Replacement Expenditure | Digital Infrastructure | Repex | N/A | N/A | DI - Protection systems | DI - Safe and Reliable Network | N/A | No | 0% | Safety security & reliability | Project | 15 | 16.13% | 83.87% | 1.5118 | 1.3744 | 0.68718 | 1.5118 | 1.5805 | 6.6656 | 10% | 11% | 14% | 32% | 33% | 0% | 0% | 0% | 96.7% | 0% | 3.3% | 0% | 0% | 0% | 0% | 0% | 0% | 0% | 0% | 0% | 0% | 0% | 0% | 0% | 0% | 100% | 0% | 0% | 0% | 0% | 0% | 0% | 100% | 0% | 0% | 0% | 0% | 0% | 100% | 100% | 68.56% | 16.04% | 12.1% | 0% | 0% | 0% | 3.3% | 0% | 0 | 2 | 4 | 137 | N/A | N/A
0 |  | 59 | OLCM replacements | FALSE | Replacement Expenditure | Substation | Repex | N/A | N/A | Substations - Site Establishment and supporting assets | Substations - Safe and Reliable Network | N/A | No | 0% | Safety security & reliability | Program | 15 | 30.32% | 69.68% | 0 | 0 | 0 | 0 | 0 | 0 | 10% | 11% | 14% | 32% | 33% | 0% | 0% | 100% | 0% | 0% | 0% | 0% | 0% | 0% | 0% | 0% | 0% | 0% | 0% | 0% | 0% | 0% | 0% | 0% | 0% | 100% | 0% | 0% | 0% | 0% | 0% | 0% | 100% | 100% | 100% | 0% | 0% | 0% | 0% | 0% | 0% | 0% | 0% | 0% | 0% | 0% | 0% | 100% | 0 | 1 | 2 | 139 | N/A | N/A
0 |  | 60 | Panorama Secondary Systems Renewal | TRUE | Replacement Expenditure | Digital Infrastructure | Repex | N/A | N/A | DI - Protection systems | DI - Safe and Reliable Network | N/A | No | 0% | Safety security & reliability | Project | 15 | 36.74% | 63.26% | 0.47093 | 0.42811 | 0.21406 | 0.47093 | 0.49233 | 2.0764 | 10% | 11% | 14% | 32% | 33% | 0% | 0% | 0% | 85.68% | 0% | 14.32% | 0% | 0% | 0% | 0% | 0% | 0% | 0% | 0% | 0% | 0% | 0% | 0% | 0% | 0% | 100% | 0% | 0% | 0% | 0% | 0% | 0% | 100% | 0% | 0% | 0% | 0% | 0% | 100% | 100% | 72.94% | 0% | 12.73% | 0% | 0% | 0% | 14.32% | 0% | 0 | 2 | 4 | 143 | N/A | N/A
0 |  | 61 | Physical Security Upgrade | TRUE | Replacement Expenditure | Digital Infrastructure | Repex | N/A | N/A | DI - Network Buildings & Security | DI - Cyber/physical security | N/A | No | 0% | Safety security & reliability | Project | 10 | 7.638% | 92.36% | 6.2795 | 6.2795 | 6.2795 | 6.2795 | 6.2795 | 31.3973 | 20% | 20% | 20% | 20% | 20% | 0% | 0% | 0% | 0% | 0% | 100% | 0% | 0% | 0% | 0% | 0% | 0% | 0% | 0% | 0% | 0% | 0% | 0% | 0% | 0% | 100% | 0% | 0% | 0% | 0% | 0% | 0% | 100% | 0% | 0% | 0% | 0% | 0% | 100% | 100% | 0% | 0% | 0% | 100% | 0% | 0% | 0% | 0% | 0 | 1 | 2 | 145 | N/A | N/A
0 |  | 62 | Regentville Secondary Systems Renewal | TRUE | Replacement Expenditure | Digital Infrastructure | Repex | N/A | N/A | DI - Protection systems | DI - Safe and Reliable Network | N/A | No | 0% | Safety security & reliability | Project | 15 | 21.1% | 78.9% | 0 | 0 | 1.29 | 4.2984 | 1.132 | 6.7205 | 0% | 0% | 0% | 0% | 100% | 0% | 0% | 0% | 96.61% | 0% | 3.385% | 0% | 0% | 0% | 0% | 0% | 0% | 0% | 0% | 0% | 0% | 0% | 0% | 0% | 0% | 100% | 0% | 0% | 0% | 0% | 0% | 0% | 100% | 0% | 0% | 0% | 0% | 0% | 100% | 100% | 40.34% | 52.89% | 3.385% | 0% | 0% | 0% | 3.385% | 0% | 0 | 2 | 4 | 149 | N/A | N/A
0 |  | 63 | Sydney east Secondary Systems Renewal | TRUE | Replacement Expenditure | Digital Infrastructure | Repex | N/A | N/A | DI - Protection systems | DI - Safe and Reliable Network | N/A | No | 0% | Safety security & reliability | Project | 15 | 21.86% | 78.14% | 7.4799 | 9.5153 | 0.57752 | 0 | 0 | 17.5727 | 0% | 0% | 100% | 0% | 0% | 0% | 0% | 0% | 94.61% | 0% | 5.388% | 0% | 0% | 0% | 0% | 0% | 0% | 0% | 0% | 0% | 0% | 0% | 0% | 0% | 0% | 100% | 0% | 0% | 0% | 0% | 0% | 0% | 100% | 0% | 0% | 0% | 0% | 0% | 100% | 100% | 66.45% | 18.37% | 9.796% | 0% | 0% | 0% | 5.388% | 0% | 0 | 2 | 4 | 153 | N/A | N/A
0 |  | 64 | Tamworth Transformer Renewals | TRUE | Replacement Expenditure | Substation | Repex | N/A | N/A | Substations - Power Transformers | Substations - Safe and Reliable Network | N/A | Yes | 0% | Safety security & reliability | Project | 40 | 8.989% | 91.01% | 0.58668 | 3.1488 | 8.2636 | 0 | 0 | 11.999 | 0% | 0% | 100% | 0% | 0% | 0% | 0% | 98.97% | 1.03% | 0% | 0% | 0% | 0% | 0% | 0% | 0% | 0% | 0% | 0% | 0% | 0% | 0% | 0% | 0% | 0% | 100% | 0% | 0% | 0% | 0% | 0% | 0% | 100% | 98.97% | 15.76% | 84.24% | 0% | 0% | 0% | 1.03% | 0% | 100% | 0% | 0% | 0% | 0% | 0% | 0% | 0 | 2 | 4 | 157 | N/A | N/A
0 |  | 65 | Tenterfield Transformer Renewals | TRUE | Replacement Expenditure | Substation | Repex | N/A | N/A | Substations - Power Transformers | Substations - Safe and Reliable Network | N/A | No | 0% | Safety security & reliability | Project | 40 | 14.55% | 85.45% | 0 | 0 | 0.4893 | 3.5083 | 2.5502 | 6.5478 | 0% | 0% | 0% | 0% | 100% | 0% | 0% | 91.3% | 8.698% | 0% | 0% | 0% | 0% | 0% | 0% | 0% | 0% | 0% | 0% | 0% | 0% | 0% | 0% | 0% | 0% | 100% | 0% | 0% | 0% | 0% | 0% | 0% | 100% | 91.3% | 46.67% | 42.03% | 11.31% | 0% | 0% | 8.698% | 17.48% | 67.53% | 14.99% | 0% | 0% | 0% | 0% | 0% | 0 | 2 | 4 | 161 | N/A | N/A
0 |  | 66 | Tomago Secondary Systems Renewal | TRUE | Replacement Expenditure | Digital Infrastructure | Repex | N/A | N/A | DI - Protection systems | DI - Safe and Reliable Network | N/A | No | 0% | Safety security & reliability | Project | 15 | 16.24% | 83.76% | 0 | 5.2055 | 5.1913 | 5.1913 | 2.7308 | 18.3188 | 0% | 0% | 0% | 0% | 100% | 0% | 0% | 0% | 95.16% | 0% | 4.835% | 0% | 0% | 0% | 0% | 0% | 0% | 0% | 0% | 0% | 0% | 0% | 0% | 0% | 0% | 100% | 0% | 0% | 0% | 0% | 0% | 0% | 100% | 0% | 0% | 0% | 0% | 0% | 100% | 100% | 37.68% | 47.01% | 10.48% | 0% | 0% | 0% | 4.835% | 0% | 0 | 2 | 4 | 165 | N/A | N/A
0 |  | 67 | Transformer Compound Wall Renewal | TRUE | Replacement Expenditure | Substation | Repex | N/A | N/A | Substations - Site Establishment and supporting assets | Substations - Safe and Reliable Network | N/A | Yes | 0% | Safety security & reliability | Project | 40 | 29.27% | 70.73% | 0.53351 | 0.48501 | 0.24251 | 0.53351 | 0.55776 | 2.3523 | 10% | 11% | 14% | 32% | 33% | 0% | 0% | 100% | 0% | 0% | 0% | 0% | 0% | 0% | 0% | 0% | 0% | 0% | 0% | 0% | 0% | 0% | 0% | 0% | 0% | 100% | 0% | 0% | 0% | 0% | 0% | 0% | 100% | 100% | 100% | 0% | 0% | 0% | 0% | 0% | 0% | 0% | 0% | 0% | 0% | 0% | 0% | 100% | 0 | 1 | 2 | 167 | N/A | N/A
0 |  | 68 | Transmission Line Protection Relay Replacements | TRUE | Replacement Expenditure | Digital Infrastructure | Repex | N/A | N/A | DI - Protection systems | DI - Safe and Reliable Network | N/A | No | 0% | Safety security & reliability | Project | 15 | 51.36% | 48.64% | 2.591 | 2.3554 | 1.1777 | 2.591 | 2.7088 | 11.4239 | 10% | 11% | 14% | 32% | 33% | 0% | 0% | 0% | 100% | 0% | 0% | 0% | 0% | 0% | 0% | 0% | 0% | 0% | 0% | 0% | 0% | 0% | 0% | 0% | 0% | 100% | 0% | 0% | 0% | 0% | 0% | 0% | 100% | 0% | 0% | 0% | 0% | 0% | 100% | 100% | 100% | 0% | 0% | 0% | 0% | 0% | 0% | 0% | 0 | 1 | 2 | 169 | N/A | N/A
0 |  | 69 | Uranquinty Secondary Systems Renewal | FALSE | Replacement Expenditure | Digital Infrastructure | Repex | N/A | N/A | DI - Protection systems | DI - Safe and Reliable Network | N/A | Yes | 0% | Safety security & reliability | Project | 15 | 0% | 100% | 0 | 0 | 0 | 0 | 0 | 0 | 0% | 0% | 0% | 0% | 0% | 0% | 0% | 0% | 94% | 6% | 0% | 0% | 0% | 0% | 0% | 0% | 0% | 0% | 0% | 0% | 0% | 0% | 0% | 0% | 0% | 100% | 0% | 0% | 0% | 0% | 0% | 0% | 100% | 0% | 0% | 0% | 0% | 0% | 100% | 100% | 56.89% | 29.4% | 7.713% | 0% | 6% | 0% | 0% | 0% | 0 | 2 | 4 | 173 | N/A | N/A
0 |  | 70 | Vales point Secondary Systems Renewal | TRUE | Replacement Expenditure | Digital Infrastructure | Repex | N/A | N/A | DI - Protection systems | DI - Safe and Reliable Network | N/A | No | 0% | Safety security & reliability | Project | 15 | 21.44% | 78.56% | 0.72648 | 0.66044 | 0.33022 | 0.72648 | 0.75951 | 3.2031 | 10% | 11% | 14% | 32% | 33% | 0% | 0% | 0% | 94.67% | 0% | 5.329% | 0% | 0% | 0% | 0% | 0% | 0% | 0% | 0% | 0% | 0% | 0% | 0% | 0% | 0% | 100% | 0% | 0% | 0% | 0% | 0% | 0% | 100% | 0% | 0% | 0% | 0% | 0% | 100% | 100% | 28.33% | 59.95% | 6.394% | 0% | 0% | 0% | 5.329% | 0% | 0 | 2 | 4 | 177 | N/A | N/A
0 |  | 71 | Wallerwang Secondary Systems Renewal | TRUE | Replacement Expenditure | Digital Infrastructure | Repex | N/A | N/A | DI - Protection systems | DI - Safe and Reliable Network | N/A | No | 0% | Safety security & reliability | Project | 15 | 20.88% | 79.12% | 0 | 0 | 1.9914 | 5.8668 | 0.23268 | 8.0909 | 0% | 0% | 0% | 0% | 100% | 0% | 0% | 0% | 93.13% | 0% | 6.87% | 0% | 0% | 0% | 0% | 0% | 0% | 0% | 0% | 0% | 0% | 0% | 0% | 0% | 0% | 100% | 0% | 0% | 0% | 0% | 0% | 0% | 100% | 0% | 0% | 0% | 0% | 0% | 100% | 100% | 41.98% | 47.71% | 3.435% | 0% | 0% | 0% | 6.87% | 0% | 0 | 2 | 4 | 181 | N/A | N/A
0 |  | 72 | Line 86 | FALSE | Replacement Expenditure | Transmission Lines | Repex | N/A | N/A | TL - Transmission poles | TL - Safe and Reliable Network | N/A | Yes | 0% | Safety security & reliability | Project | 50 | 0% | 100% | 0 | 0 | 0 | 0 | 0 | 0 | 0% | 0% | 0% | 0% | 0% | 100% | 0% | 0% | 0% | 0% | 0% | 0% | 0% | 0% | 0% | 0% | 0% | 0% | 0% | 0% | 0% | 0% | 0% | 0% | 0% | 100% | 100% | 85% | 0% | 0% | 15% | 0% | 0% | 0% | 0% | 0% | 0% | 0% | 100% | 0% | 0% | 0% | 0% | 0% | 0% | 0% | 0% | 100% | 0 | 1 | 2 | 183 | N/A | N/A
0 |  | 73 | CT Program | TRUE | Replacement Expenditure | Substation | Repex | N/A | N/A | Substations - Switchbay Equipment | Substations - Safe and Reliable Network | N/A | No | 0% | Safety security & reliability | Program | 40 | 44.54% | 55.46% | 1.3421 | 1.2201 | 0.61004 | 1.3421 | 1.4031 | 5.9174 | 10% | 11% | 14% | 32% | 33% | 0% | 0% | 100% | 0% | 0% | 0% | 0% | 0% | 0% | 0% | 0% | 0% | 0% | 0% | 0% | 0% | 0% | 0% | 0% | 0% | 100% | 0% | 0% | 0% | 0% | 0% | 0% | 100% | 100% | 0% | 0% | 100% | 0% | 0% | 0% | 0% | 0% | 0% | 0% | 0% | 0% | 0% | 100% | 0 | 1 | 2 | 185 | N/A | N/A
0 |  | 74 | VT Program | TRUE | Replacement Expenditure | Substation | Repex | N/A | N/A | Substations - Switchbay Equipment | Substations - Safe and Reliable Network | N/A | No | 0% | Safety security & reliability | Program | 40 | 38.88% | 61.12% | 2.6168 | 2.3789 | 1.1894 | 2.6168 | 2.7357 | 11.5376 | 10% | 11% | 14% | 32% | 33% | 0% | 0% | 100% | 0% | 0% | 0% | 0% | 0% | 0% | 0% | 0% | 0% | 0% | 0% | 0% | 0% | 0% | 0% | 0% | 0% | 100% | 0% | 0% | 0% | 0% | 0% | 0% | 100% | 100% | 0% | 0% | 100% | 0% | 0% | 0% | 0% | 0% | 0% | 0% | 0% | 0% | 0% | 100% | 0 | 1 | 2 | 187 | N/A | N/A
0 |  | 75 | Disconnector | TRUE | Replacement Expenditure | Substation | Repex | N/A | N/A | Substations - Switchbay Equipment | Substations - Safe and Reliable Network | N/A | No | 0% | Safety security & reliability | Program | 40 | 44.43% | 55.57% | 2.8919 | 2.629 | 1.3145 | 2.8919 | 3.0234 | 12.7508 | 10% | 11% | 14% | 32% | 33% | 0% | 0% | 100% | 0% | 0% | 0% | 0% | 0% | 0% | 0% | 0% | 0% | 0% | 0% | 0% | 0% | 0% | 0% | 0% | 0% | 100% | 0% | 0% | 0% | 0% | 0% | 0% | 100% | 100% | 0% | 0% | 100% | 0% | 0% | 0% | 0% | 0% | 0% | 0% | 0% | 0% | 0% | 100% | 0 | 1 | 2 | 189 | N/A | N/A
0 |  | 76 | Steelwork Program | TRUE | Replacement Expenditure | Substation | Repex | N/A | N/A | Substations - Site Establishment and supporting assets | Substations - Safe and Reliable Network | N/A | Yes | 0% | Safety security & reliability | Program | 40 | 0% | 100% | 6.5216 | 6.5216 | 6.5216 | 6.5216 | 6.5216 | 32.6078 | 20% | 20% | 20% | 20% | 20% | 0% | 0% | 100% | 0% | 0% | 0% | 0% | 0% | 0% | 0% | 0% | 0% | 0% | 0% | 0% | 0% | 0% | 0% | 0% | 0% | 100% | 0% | 0% | 0% | 0% | 0% | 0% | 100% | 100% | 100% | 0% | 0% | 0% | 0% | 0% | 0% | 0% | 0% | 0% | 0% | 0% | 0% | 100% | 0 | 1 | 2 | 191 | N/A | N/A
0 |  | 77 | Transformer refurbishment program | TRUE | Replacement Expenditure | Substation | Repex | N/A | N/A | Substations - Power Transformers | Substations - Safe and Reliable Network | N/A | No | 0% | Safety security & reliability | Program | 40 | 11.72% | 88.28% | 2.1385 | 7.3179 | 8.0176 | 10.3261 | 5.9376 | 33.7377 | 0% | 25.89% | 0% | 49.99% | 24.13% | 0% | 0% | 94.89% | 5.109% | 0% | 0% | 0% | 0% | 0% | 0% | 0% | 0% | 0% | 0% | 0% | 0% | 0% | 0% | 0% | 0% | 100% | 0% | 0% | 0% | 0% | 0% | 0% | 100% | 94.89% | 31.64% | 64.64% | 3.721% | 0% | 0% | 5.109% | 14.05% | 81.56% | 4.395% | 0% | 0% | 0% | 0% | 0% | 0 | 2 | 4 | 195 | N/A | N/A
0 |  | 78 | Air Cored Reactors | FALSE | Replacement Expenditure | Substation | Repex | N/A | N/A | Substations - Reactive plant | Substations - Safe and Reliable Network | N/A | No | 0% | Safety security & reliability | Program | 40 | 0% | 100% | 0 | 0 | 0 | 0 | 0 | 0 | 0% | 0% | 0% | 0% | 0% | 0% | 0% | 100% | 0% | 0% | 0% | 0% | 0% | 0% | 0% | 0% | 0% | 0% | 0% | 0% | 0% | 0% | 0% | 0% | 0% | 100% | 0% | 0% | 0% | 0% | 0% | 0% | 100% | 100% | 0% | 0% | 0% | 100% | 0% | 0% | 0% | 0% | 0% | 0% | 0% | 0% | 0% | 100% | 0 | 1 | 2 | 197 | N/A | N/A
0 |  | 79 | Capacitor Banks | TRUE | Replacement Expenditure | Substation | Repex | N/A | N/A | Substations - Reactive plant | Substations - Safe and Reliable Network | N/A | No | 0% | Safety security & reliability | Program | 40 | 14.1% | 85.9% | 1.9608 | 0.41805 | 2.2192 | 2.6632 | 2.8832 | 10.1444 | 17.28% | 0% | 21.44% | 21.51% | 39.77% | 0% | 0% | 95.21% | 4.792% | 0% | 0% | 0% | 0% | 0% | 0% | 0% | 0% | 0% | 0% | 0% | 0% | 0% | 0% | 0% | 0% | 100% | 0% | 0% | 0% | 0% | 0% | 0% | 100% | 95.21% | 46.98% | 0% | 1.524% | 51.5% | 0% | 4.792% | 9.766% | 87.45% | 2.788% | 0% | 0% | 0% | 0% | 0% | 0 | 2 | 4 | 201 | N/A | N/A
0 |  | 80 | Subs - Capital spares | TRUE | Replacement Expenditure | Substation | Repex | N/A | N/A | Substations - Site Establishment and supporting assets | Substations - Safe and Reliable Network | N/A | No | 0% | Safety security & reliability | Program | 40 | 0% | 100% | 1.1092 | 1.1092 | 1.1092 | 1.1092 | 1.1092 | 5.546 | 20% | 20% | 20% | 20% | 20% | 0% | 0% | 100% | 0% | 0% | 0% | 0% | 0% | 0% | 0% | 0% | 0% | 0% | 0% | 0% | 0% | 0% | 0% | 0% | 0% | 100% | 0% | 0% | 0% | 0% | 0% | 0% | 100% | 100% | 100% | 0% | 0% | 0% | 0% | 0% | 0% | 0% | 0% | 0% | 0% | 0% | 0% | 100% | 0 | 1 | 2 | 203 | N/A | N/A
0 |  | 81 | 33kV Air core reactor switching duty | FALSE | Replacement Expenditure | Substation | Repex | N/A | N/A | Substations - Switchbay Equipment | Substations - Safe and Reliable Network | N/A | No | 0% | Safety security & reliability | Program | 40 | 35.21% | 64.79% | 0 | 0 | 0 | 0 | 0 | 0 | 0% | 0% | 100% | 0% | 0% | 0% | 0% | 100% | 0% | 0% | 0% | 0% | 0% | 0% | 0% | 0% | 0% | 0% | 0% | 0% | 0% | 0% | 0% | 0% | 0% | 100% | 0% | 0% | 0% | 0% | 0% | 0% | 100% | 100% | 0% | 0% | 0% | 100% | 0% | 0% | 0% | 0% | 0% | 0% | 0% | 0% | 0% | 100% | 0 | 1 | 2 | 205 | N/A | N/A
0 |  | 82 | Reactor Renewal program | FALSE | Replacement Expenditure | Substation | Repex | N/A | N/A | Substations - Reactive plant | Substations - Safe and Reliable Network | N/A | No | 0% | Safety security & reliability | Program | 40 | 13.88% | 86.12% | 0 | 0 | 0 | 0 | 0 | 0 | 0% | 0% | 0% | 0% | 0% | 0% | 0% | 100% | 0% | 0% | 0% | 0% | 0% | 0% | 0% | 0% | 0% | 0% | 0% | 0% | 0% | 0% | 0% | 0% | 0% | 100% | 0% | 0% | 0% | 0% | 0% | 0% | 100% | 100% | 0% | 0% | 0% | 100% | 0% | 0% | 0% | 0% | 0% | 0% | 0% | 0% | 0% | 100% | 0 | 1 | 2 | 207 | N/A | N/A
0 |  | 83 | Molong No1 Transformer Renewal | TRUE | Replacement Expenditure | Substation | Repex | N/A | N/A | Substations - Power Transformers | Substations - Safe and Reliable Network | N/A | No | 0% | Safety security & reliability | Project | 40 | 15.34% | 84.66% | 0.13237 | 0.72212 | 4.51 | 0 | 0 | 5.3645 | 0% | 0% | 100% | 0% | 0% | 0% | 0% | 89.29% | 10.71% | 0% | 0% | 0% | 0% | 0% | 0% | 0% | 0% | 0% | 0% | 0% | 0% | 0% | 0% | 0% | 0% | 100% | 0% | 0% | 0% | 0% | 0% | 0% | 100% | 89.29% | 27.4% | 59.34% | 13.25% | 0% | 0% | 10.71% | 14.7% | 72.69% | 12.61% | 0% | 0% | 0% | 0% | 0% | 0 | 2 | 4 | 211 | N/A | N/A
0 |  | 84 | Yass No3 Transformer Renewal | TRUE | Replacement Expenditure | Substation | Repex | N/A | N/A | Substations - Power Transformers | Substations - Safe and Reliable Network | N/A | No | 0% | Safety security & reliability | Project | 40 | 14.68% | 85.32% | 0 | 0 | 0.33347 | 3.0967 | 0.1007 | 3.5309 | 0% | 0% | 0% | 0% | 100% | 0% | 0% | 93.37% | 6.629% | 0% | 0% | 0% | 0% | 0% | 0% | 0% | 0% | 0% | 0% | 0% | 0% | 0% | 0% | 0% | 0% | 100% | 0% | 0% | 0% | 0% | 0% | 0% | 100% | 93.37% | 24.65% | 75.35% | 0% | 0% | 0% | 6.629% | 37.3% | 61% | 1.701% | 0% | 0% | 0% | 0% | 0% | 0 | 2 | 4 | 215 | N/A | N/A
0 |  | 85 | Substation Noise Compliance | FALSE | Replacement Expenditure | Substation | Repex | N/A | N/A | Substations - Site Establishment and supporting assets | Substations - Compliance | N/A | No | 0% | Safety security & reliability | Program | 40 | 0% | 100% | 0 | 0 | 0 | 0 | 0 | 0 | 0% | 0% | 0% | 0% | 0% | 0% | 0% | 100% | 0% | 0% | 0% | 0% | 0% | 0% | 0% | 0% | 0% | 0% | 0% | 0% | 0% | 0% | 0% | 0% | 0% | 100% | 0% | 0% | 0% | 0% | 0% | 0% | 100% | 100% | 100% | 0% | 0% | 0% | 0% | 0% | 0% | 0% | 0% | 0% | 0% | 0% | 0% | 100% | 0 | 1 | 2 | 217 | N/A | N/A
0 |  | 86 | Conductor Replacement | TRUE | Replacement Expenditure | Transmission Lines | Repex | N/A | N/A | TL - Overhead conductors | TL - Safe and Reliable Network | N/A | No | 0% | Safety security & reliability | Program | 50 | 13.21% | 86.79% | 0 | 0.36426 | 18.947 | 8.9881 | 0.83837 | 29.1377 | 0% | 0% | 20.81% | 47.14% | 30.65% | 100% | 0% | 0% | 0% | 0% | 0% | 0% | 0% | 0% | 0% | 0% | 0% | 0% | 0% | 0% | 0% | 0% | 0% | 0% | 0% | 100% | 100% | 0% | 4.074% | 22.02% | 73.9% | 0% | 0% | 0% | 0% | 0% | 0% | 0% | 100% | 0% | 0% | 0% | 0% | 0% | 0% | 0% | 0% | 100% | 0 | 1 | 2 | 219 | N/A | N/A
0 |  | 87 | Earthwire Capacity Replacement | FALSE | Replacement Expenditure | Transmission Lines | Repex | N/A | N/A | TL - Overhead conductors | TL - Safe and Reliable Network | N/A | No | 0% | Safety security & reliability | Program | 50 | 0% | 100% | 0 | 0 | 0 | 0 | 0 | 0 | 0% | 0% | 0% | 0% | 0% | 100% | 0% | 0% | 0% | 0% | 0% | 0% | 0% | 0% | 0% | 0% | 0% | 0% | 0% | 0% | 0% | 0% | 0% | 0% | 0% | 100% | 100% | 0% | 0% | 0% | 100% | 0% | 0% | 0% | 0% | 0% | 0% | 0% | 100% | 0% | 0% | 0% | 0% | 0% | 0% | 0% | 0% | 100% | 0 | 1 | 2 | 221 | N/A | N/A
0 |  | 88 | Low Spans - Main grid | TRUE | Replacement Expenditure | Transmission Lines | Repex | N/A | N/A | TL - Transmission towers | TL - Compliance | N/A | No | 0% | Safety security & reliability | Program | 35 | 8.3% | 91.7% | 0 | 0.24796 | 12.5418 | 3.9076 | 0 | 16.6974 | 0% | 0% | 22.77% | 77.23% | 0% | 100% | 0% | 0% | 0% | 0% | 0% | 0% | 0% | 0% | 0% | 0% | 0% | 0% | 0% | 0% | 0% | 0% | 0% | 0% | 0% | 100% | 100% | 0% | 37.92% | 60.8% | 1.281% | 0% | 0% | 0% | 0% | 0% | 0% | 0% | 100% | 0% | 0% | 0% | 0% | 0% | 0% | 0% | 0% | 100% | 0 | 1 | 2 | 223 | N/A | N/A
0 |  | 89 | Low Spans -132kV TL | TRUE | Replacement Expenditure | Transmission Lines | Repex | N/A | N/A | TL - Insulators | TL - Change in generation mix | N/A | No | 0% | Energy transition | Program | 35 | 12.93% | 87.07% | 0.21115 | 8.7527 | 3.1236 | 0 | 0 | 12.0874 | 0% | 73.5% | 26.5% | 0% | 0% | 100% | 0% | 0% | 0% | 0% | 0% | 0% | 0% | 0% | 0% | 0% | 0% | 0% | 0% | 0% | 0% | 0% | 0% | 0% | 0% | 100% | 100% | 0% | 60.88% | 38.11% | 1.017% | 0% | 0% | 0% | 0% | 0% | 0% | 0% | 100% | 0% | 0% | 0% | 0% | 0% | 0% | 0% | 0% | 100% | 0 | 1 | 2 | 225 | N/A | N/A
0 |  | 90 | Various lines- Insulator condition | FALSE | Replacement Expenditure | Transmission Lines | Repex | N/A | N/A | TL - Insulators | TL - Safe and Reliable Network | N/A | No | 0% | Safety security & reliability | Program | 35 | 24.51% | 75.49% | 0 | 0 | 0 | 0 | 0 | 0 | 35.91% | 0% | 0% | 0% | 63.29% | 100% | 0% | 0% | 0% | 0% | 0% | 0% | 0% | 0% | 0% | 0% | 0% | 0% | 0% | 0% | 0% | 0% | 0% | 0% | 0% | 100% | 100% | 0% | 0% | 86.28% | 13.72% | 0% | 0% | 0% | 0% | 0% | 0% | 0% | 100% | 0% | 0% | 0% | 0% | 0% | 0% | 0% | 0% | 100% | 0 | 1 | 2 | 227 | N/A | N/A
0 |  | 91 | Asbestos (Carryover from RP2) | TRUE | Replacement Expenditure | Transmission Lines | Repex | N/A | N/A | TL - Transmission towers | TL - Compliance | N/A | No | 0% | Safety security & reliability | Program | 35 | 18.37% | 81.63% | 5.5035 | 5.4884 | 5.4884 | 5.4884 | 6.3582 | 28.327 | 20% | 20% | 20% | 20% | 20% | 100% | 0% | 0% | 0% | 0% | 0% | 0% | 0% | 0% | 0% | 0% | 0% | 0% | 0% | 0% | 0% | 0% | 0% | 0% | 0% | 100% | 100% | 0% | 100% | 0% | 0% | 0% | 0% | 0% | 0% | 0% | 0% | 0% | 100% | 0% | 0% | 0% | 0% | 0% | 0% | 0% | 0% | 100% | 0 | 1 | 2 | 229 | N/A | N/A
0 |  | 92 | Public Safety Enhancements - Climbing deterrents, signage, aerial marker balls, earthing | TRUE | Replacement Expenditure | Transmission Lines | Repex | N/A | N/A | TL - Transmission towers | TL - Compliance | N/A | No | 0% | Safety security & reliability | Program | 35 | 15.29% | 84.71% | 6.0161 | 2.8592 | 3.689 | 3.689 | 0 | 16.2534 | 37.01% | 17.59% | 22.7% | 22.7% | 0% | 100% | 0% | 0% | 0% | 0% | 0% | 0% | 0% | 0% | 0% | 0% | 0% | 0% | 0% | 0% | 0% | 0% | 0% | 0% | 0% | 100% | 100% | 0% | 100% | 0% | 0% | 0% | 0% | 0% | 0% | 0% | 0% | 0% | 100% | 0% | 0% | 0% | 0% | 0% | 0% | 0% | 0% | 100% | 0 | 1 | 2 | 231 | N/A | N/A
0 |  | 93 | Underground Cable Capital Spares RP3 | TRUE | Replacement Expenditure | Transmission Lines | Repex | N/A | N/A | TL - Underground cables | TL - Safe and Reliable Network | N/A | No | 0% | Safety security & reliability | Project | 45 | 0% | 100% | 0.5509 | 0.54939 | 0.54939 | 0.54939 | 0.54939 | 2.7485 | 0% | 0% | 0% | 0% | 100% | 0% | 100% | 0% | 0% | 0% | 0% | 0% | 0% | 0% | 0% | 0% | 0% | 0% | 0% | 0% | 0% | 0% | 0% | 0% | 0% | 100% | 100% | 0% | 0% | 0% | 0% | 100% | 0% | 0% | 0% | 0% | 0% | 0% | 100% | 0% | 0% | 0% | 0% | 0% | 0% | 0% | 0% | 100% | 0 | 1 | 2 | 233 | N/A | N/A
0 |  | 94 | Cable Monitoring Systems Renewal RP3 | TRUE | Replacement Expenditure | Transmission Lines | Repex | N/A | N/A | TL - Underground cables | TL - Safe and Reliable Network | N/A | No | 0% | Safety security & reliability | Project | 10 | 27.17% | 72.83% | 1.0855 | 2.1869 | 0.025725 | 0 | 0 | 3.2981 | 0% | 0% | 100% | 0% | 0% | 0% | 100% | 0% | 0% | 0% | 0% | 0% | 0% | 0% | 0% | 0% | 0% | 0% | 0% | 0% | 0% | 0% | 0% | 0% | 0% | 100% | 100% | 0% | 0% | 0% | 0% | 100% | 0% | 0% | 0% | 0% | 0% | 0% | 100% | 0% | 0% | 0% | 0% | 0% | 0% | 0% | 0% | 100% | 0 | 1 | 2 | 235 | N/A | N/A
0 |  | 95 | TL Digital Twin Programme | FALSE | Replacement Expenditure | Digital Infrastructure | Repex | N/A | N/A | DI - Protection systems | DI - Safe and Reliable Network | N/A | No | 0% | Safety security & reliability | Program | 4 | 0% | 100% | 0 | 0 | 0 | 0 | 0 | 0 | 0% | 0% | 0% | 0% | 0% | 0% | 0% | 0% | 100% | 0% | 0% | 0% | 0% | 0% | 0% | 0% | 0% | 0% | 0% | 0% | 0% | 0% | 0% | 0% | 0% | 100% | 0% | 0% | 0% | 0% | 0% | 0% | 100% | 0% | 0% | 0% | 0% | 0% | 100% | 100% | 100% | 0% | 0% | 0% | 0% | 0% | 0% | 0% | 0 | 1 | 2 | 237 | N/A | N/A
0 |  | 96 | Lower Tumut Secondary Systems Renewal | TRUE | Replacement Expenditure | Digital Infrastructure | Repex | N/A | N/A | DI - Protection systems | DI - Safe and Reliable Network | N/A | No | 0% | Safety security & reliability | Project | 15 | 19.75% | 80.25% | 2.2613 | 7.9406 | 6.3075 | 0.15394 | 0 | 16.6634 | 0% | 0% | 0% | 100% | 0% | 0% | 0% | 0% | 92.34% | 0% | 7.656% | 0% | 0% | 0% | 0% | 0% | 0% | 0% | 0% | 0% | 0% | 0% | 0% | 0% | 0% | 100% | 0% | 0% | 0% | 0% | 0% | 0% | 100% | 0% | 0% | 0% | 0% | 0% | 100% | 100% | 57.89% | 23.92% | 10.53% | 0% | 0% | 0% | 7.656% | 0% | 0 | 2 | 4 | 241 | N/A | N/A
0 |  | 97 | Tenterfield Secondary Systems Renewal | TRUE | Replacement Expenditure | Digital Infrastructure | Repex | N/A | N/A | DI - Protection systems | DI - Safe and Reliable Network | N/A | No | 0% | Safety security & reliability | Project | 15 | 20.94% | 79.06% | 0.41363 | 0.37603 | 0.18801 | 0.41363 | 0.43243 | 1.8237 | 10% | 11% | 14% | 32% | 33% | 0% | 0% | 0% | 95.66% | 0% | 4.337% | 0% | 0% | 0% | 0% | 0% | 0% | 0% | 0% | 0% | 0% | 0% | 0% | 0% | 0% | 100% | 0% | 0% | 0% | 0% | 0% | 0% | 100% | 0% | 0% | 0% | 0% | 0% | 100% | 100% | 47.71% | 42.17% | 5.783% | 0% | 0% | 0% | 4.337% | 0% | 0 | 2 | 4 | 245 | N/A | N/A
0 |  | 98 | YSN Secondary Systems Renewal | FALSE | Replacement Expenditure | Digital Infrastructure | Repex | N/A | N/A | DI - Protection systems | DI - Safe and Reliable Network | N/A | No | 0% | Safety security & reliability | Project | 15 | 0% | 100% | 0 | 0 | 0 | 0 | 0 | 0 | 0% | 0% | 0% | 0% | 0% | 0% | 0% | 0% | 96.34% | 0% | 3.663% | 0% | 0% | 0% | 0% | 0% | 0% | 0% | 0% | 0% | 0% | 0% | 0% | 0% | 0% | 100% | 0% | 0% | 0% | 0% | 0% | 0% | 100% | 0% | 0% | 0% | 0% | 0% | 100% | 100% | 64.47% | 27.47% | 4.396% | 0% | 0% | 0% | 3.663% | 0% | 0 | 2 | 4 | 249 | N/A | N/A
0 |  | 99 | ER0 Secondary Systems Renewal | TRUE | Replacement Expenditure | Digital Infrastructure | Repex | N/A | N/A | DI - Protection systems | DI - Safe and Reliable Network | N/A | No | 0% | Safety security & reliability | Project | 15 | 21.88% | 78.12% | 0.49309 | 0.44826 | 0.22413 | 0.49309 | 0.5155 | 2.1741 | 10% | 11% | 14% | 32% | 33% | 0% | 0% | 0% | 91.66% | 0% | 8.343% | 0% | 0% | 0% | 0% | 0% | 0% | 0% | 0% | 0% | 0% | 0% | 0% | 0% | 0% | 100% | 0% | 0% | 0% | 0% | 0% | 0% | 100% | 0% | 0% | 0% | 0% | 0% | 100% | 100% | 48.44% | 37.66% | 5.562% | 0% | 0% | 0% | 8.343% | 0% | 0 | 2 | 4 | 253 | N/A | N/A
0 |  | 100 | BER Secondary Systems Renewal | TRUE | Replacement Expenditure | Digital Infrastructure | Repex | N/A | N/A | DI - Protection systems | DI - Safe and Reliable Network | N/A | No | 0% | Safety security & reliability | Project | 15 | 21.97% | 78.03% | 0.43194 | 0.39267 | 0.19634 | 0.43194 | 0.45157 | 1.9045 | 10% | 11% | 14% | 32% | 33% | 0% | 0% | 0% | 97.35% | 0% | 2.655% | 0% | 0% | 0% | 0% | 0% | 0% | 0% | 0% | 0% | 0% | 0% | 0% | 0% | 0% | 100% | 0% | 0% | 0% | 0% | 0% | 0% | 100% | 0% | 0% | 0% | 0% | 0% | 100% | 100% | 55.16% | 36.87% | 5.31% | 0% | 0% | 0% | 2.655% | 0% | 0 | 2 | 4 | 257 | N/A | N/A
0 |  | 101 | BRG Secondary Systems Renewal | TRUE | Replacement Expenditure | Digital Infrastructure | Repex | N/A | N/A | DI - Protection systems | DI - Safe and Reliable Network | N/A | No | 0% | Safety security & reliability | Project | 15 | 20.62% | 79.38% | 0.15734 | 0.14304 | 0.071518 | 0.15734 | 0.16449 | 0.69372 | 10% | 11% | 14% | 32% | 33% | 0% | 0% | 0% | 89.83% | 0% | 10.17% | 0% | 0% | 0% | 0% | 0% | 0% | 0% | 0% | 0% | 0% | 0% | 0% | 0% | 0% | 100% | 0% | 0% | 0% | 0% | 0% | 0% | 100% | 0% | 0% | 0% | 0% | 0% | 100% | 100% | 50.61% | 36.32% | 2.906% | 0% | 0% | 0% | 10.17% | 0% | 0 | 2 | 4 | 261 | N/A | N/A
0 |  | 102 | LSM Secondary Systems Renewal | TRUE | Replacement Expenditure | Digital Infrastructure | Repex | N/A | N/A | DI - Protection systems | DI - Safe and Reliable Network | N/A | No | 0% | Safety security & reliability | Project | 15 | 22.3% | 77.7% | 0.5754 | 0.52309 | 0.26154 | 0.5754 | 0.60155 | 2.537 | 10% | 11% | 14% | 32% | 33% | 0% | 0% | 0% | 94.62% | 0% | 5.384% | 0% | 0% | 0% | 0% | 0% | 0% | 0% | 0% | 0% | 0% | 0% | 0% | 0% | 0% | 100% | 0% | 0% | 0% | 0% | 0% | 0% | 100% | 0% | 0% | 0% | 0% | 0% | 100% | 100% | 36.19% | 54.84% | 3.589% | 0% | 0% | 0% | 5.384% | 0% | 0 | 2 | 4 | 265 | N/A | N/A
0 |  | 103 | MPP Secondary Systems Renewal | TRUE | Replacement Expenditure | Digital Infrastructure | Repex | N/A | N/A | DI - Protection systems | DI - Safe and Reliable Network | N/A | No | 0% | Safety security & reliability | Project | 15 | 21.09% | 78.91% | 0.42472 | 0.38611 | 0.19305 | 0.42472 | 0.44402 | 1.8726 | 10% | 11% | 14% | 32% | 33% | 0% | 0% | 0% | 97.18% | 0% | 2.824% | 0% | 0% | 0% | 0% | 0% | 0% | 0% | 0% | 0% | 0% | 0% | 0% | 0% | 0% | 100% | 0% | 0% | 0% | 0% | 0% | 0% | 100% | 0% | 0% | 0% | 0% | 0% | 100% | 100% | 72.47% | 17.65% | 7.059% | 0% | 0% | 0% | 2.824% | 0% | 0 | 2 | 4 | 269 | N/A | N/A
0 |  | 104 | INV Secondary Systems Renewal | TRUE | Replacement Expenditure | Digital Infrastructure | Repex | N/A | N/A | DI - Protection systems | DI - Safe and Reliable Network | N/A | Yes | 0% | Safety security & reliability | Project | 15 | 38.51% | 61.49% | 0.47747 | 0.43407 | 0.21703 | 0.47747 | 0.49918 | 2.1052 | 10% | 11% | 14% | 32% | 33% | 0% | 0% | 0% | 93.54% | 0% | 6.463% | 0% | 0% | 0% | 0% | 0% | 0% | 0% | 0% | 0% | 0% | 0% | 0% | 0% | 0% | 100% | 0% | 0% | 0% | 0% | 0% | 0% | 100% | 0% | 0% | 0% | 0% | 0% | 100% | 100% | 53.32% | 35.91% | 4.309% | 0% | 0% | 0% | 6.463% | 0% | 0 | 2 | 4 | 273 | N/A | N/A
0 |  | 105 | COF Secondary Systems Renewal | FALSE | Replacement Expenditure | Digital Infrastructure | Repex | N/A | N/A | DI - Protection systems | DI - Safe and Reliable Network | N/A | No | 0% | Safety security & reliability | Project | 15 | 0% | 100% | 0 | 0 | 0 | 0 | 0 | 0 | 0% | 0% | 0% | 0% | 0% | 0% | 0% | 0% | 96.99% | 0% | 3.012% | 0% | 0% | 0% | 0% | 0% | 0% | 0% | 0% | 0% | 0% | 0% | 0% | 0% | 0% | 100% | 0% | 0% | 0% | 0% | 0% | 0% | 100% | 0% | 0% | 0% | 0% | 0% | 100% | 100% | 51.91% | 42.67% | 2.41% | 0% | 0% | 0% | 3.012% | 0% | 0 | 2 | 4 | 277 | N/A | N/A
0 |  | 106 | GNS Secondary Systems Renewal | FALSE | Replacement Expenditure | Digital Infrastructure | Repex | N/A | N/A | DI - Protection systems | DI - Safe and Reliable Network | N/A | Yes | 0% | Safety security & reliability | Project | 15 | 0% | 100% | 0 | 0 | 0 | 0 | 0 | 0 | 0% | 0% | 0% | 0% | 0% | 0% | 0% | 0% | 100% | 0% | 0% | 0% | 0% | 0% | 0% | 0% | 0% | 0% | 0% | 0% | 0% | 0% | 0% | 0% | 0% | 100% | 0% | 0% | 0% | 0% | 0% | 0% | 100% | 0% | 0% | 0% | 0% | 0% | 100% | 100% | 37.93% | 57.47% | 4.598% | 0% | 0% | 0% | 0% | 0% | 0 | 1 | 2 | 279 | N/A | N/A
0 |  | 107 | BRD Secondary Systems Renewal | FALSE | Replacement Expenditure | Digital Infrastructure | Repex | N/A | N/A | DI - Protection systems | DI - Safe and Reliable Network | N/A | No | 0% | Safety security & reliability | Project | 15 | 0% | 100% | 0 | 0 | 0 | 0 | 0 | 0 | 0% | 0% | 0% | 0% | 0% | 0% | 0% | 0% | 97.78% | 0% | 2.219% | 0% | 0% | 0% | 0% | 0% | 0% | 0% | 0% | 0% | 0% | 0% | 0% | 0% | 0% | 100% | 0% | 0% | 0% | 0% | 0% | 0% | 100% | 0% | 0% | 0% | 0% | 0% | 100% | 100% | 32.55% | 58.57% | 6.658% | 0% | 0% | 0% | 2.219% | 0% | 0 | 2 | 4 | 283 | N/A | N/A
0 |  | 108 | AR1 Secondary Systems Renewal | FALSE | Replacement Expenditure | Digital Infrastructure | Repex | N/A | N/A | DI - Protection systems | DI - Safe and Reliable Network | N/A | No | 0% | Safety security & reliability | Project | 15 | 21.31% | 78.69% | 0 | 0 | 0 | 0 | 0 | 0 | 0% | 0% | 0% | 0% | 0% | 0% | 0% | 0% | 97% | 0% | 3% | 0% | 0% | 0% | 0% | 0% | 0% | 0% | 0% | 0% | 0% | 0% | 0% | 0% | 0% | 100% | 0% | 0% | 0% | 0% | 0% | 0% | 100% | 0% | 0% | 0% | 0% | 0% | 100% | 100% | 50.19% | 45.31% | 1.5% | 0% | 0% | 0% | 3% | 0% | 0 | 2 | 4 | 287 | N/A | N/A
0 |  | 109 | WL1 Secondary Systems Renewal | TRUE | Replacement Expenditure | Digital Infrastructure | Repex | N/A | N/A | DI - Protection systems | DI - Safe and Reliable Network | N/A | No | 0% | Safety security & reliability | Project | 15 | 21.14% | 78.86% | 0.53652 | 0.48775 | 0.24387 | 0.53652 | 0.56091 | 2.3656 | 10% | 11% | 14% | 32% | 33% | 0% | 0% | 0% | 95.76% | 0% | 4.238% | 0% | 0% | 0% | 0% | 0% | 0% | 0% | 0% | 0% | 0% | 0% | 0% | 0% | 0% | 100% | 0% | 0% | 0% | 0% | 0% | 0% | 100% | 0% | 0% | 0% | 0% | 0% | 100% | 100% | 64.38% | 27.75% | 3.633% | 0% | 0% | 0% | 4.238% | 0% | 0 | 2 | 4 | 291 | N/A | N/A
0 |  | 110 | Busbar Protection Relay Replacements | TRUE | Replacement Expenditure | Digital Infrastructure | Repex | N/A | N/A | DI - Protection systems | DI - Safe and Reliable Network | N/A | No | 0% | Safety security & reliability | Program | 15 | 51.5% | 48.5% | 0.60837 | 0.55306 | 0.27653 | 0.60837 | 0.63602 | 2.6823 | 10% | 11% | 14% | 32% | 33% | 0% | 0% | 0% | 100% | 0% | 0% | 0% | 0% | 0% | 0% | 0% | 0% | 0% | 0% | 0% | 0% | 0% | 0% | 0% | 0% | 100% | 0% | 0% | 0% | 0% | 0% | 0% | 100% | 0% | 0% | 0% | 0% | 0% | 100% | 100% | 100% | 0% | 0% | 0% | 0% | 0% | 0% | 0% | 0 | 1 | 2 | 293 | N/A | N/A
0 |  | 111 | Capacitor Protection Relay Replacements | TRUE | Replacement Expenditure | Digital Infrastructure | Repex | N/A | N/A | DI - Protection systems | DI - Safe and Reliable Network | N/A | No | 0% | Safety security & reliability | Program | 15 | 62.7% | 37.3% | 0.36921 | 0.33564 | 0.16782 | 0.36921 | 0.38599 | 1.6279 | 10% | 11% | 14% | 32% | 33% | 0% | 0% | 0% | 100% | 0% | 0% | 0% | 0% | 0% | 0% | 0% | 0% | 0% | 0% | 0% | 0% | 0% | 0% | 0% | 0% | 100% | 0% | 0% | 0% | 0% | 0% | 0% | 100% | 0% | 0% | 0% | 0% | 0% | 100% | 100% | 100% | 0% | 0% | 0% | 0% | 0% | 0% | 0% | 0 | 1 | 2 | 295 | N/A | N/A
0 |  | 112 | Reactor Protection Relay Replacements | TRUE | Replacement Expenditure | Digital Infrastructure | Repex | N/A | N/A | DI - Protection systems | DI - Safe and Reliable Network | N/A | No | 0% | Safety security & reliability | Program | 15 | 62.7% | 37.3% | 0.19081 | 0.17346 | 0.086732 | 0.19081 | 0.19948 | 0.8413 | 10% | 11% | 14% | 32% | 33% | 0% | 0% | 0% | 100% | 0% | 0% | 0% | 0% | 0% | 0% | 0% | 0% | 0% | 0% | 0% | 0% | 0% | 0% | 0% | 0% | 100% | 0% | 0% | 0% | 0% | 0% | 0% | 100% | 0% | 0% | 0% | 0% | 0% | 100% | 100% | 100% | 0% | 0% | 0% | 0% | 0% | 0% | 0% | 0 | 1 | 2 | 297 | N/A | N/A
0 |  | 113 | Transformer Protection Relay Replacements | TRUE | Replacement Expenditure | Digital Infrastructure | Repex | N/A | N/A | DI - Protection systems | DI - Safe and Reliable Network | N/A | No | 0% | Safety security & reliability | Program | 15 | 54.27% | 45.73% | 1.1269 | 1.0245 | 0.51225 | 1.1269 | 1.1782 | 4.9688 | 10% | 11% | 14% | 32% | 33% | 0% | 0% | 0% | 100% | 0% | 0% | 0% | 0% | 0% | 0% | 0% | 0% | 0% | 0% | 0% | 0% | 0% | 0% | 0% | 0% | 100% | 0% | 0% | 0% | 0% | 0% | 0% | 100% | 0% | 0% | 0% | 0% | 0% | 100% | 100% | 100% | 0% | 0% | 0% | 0% | 0% | 0% | 0% | 0 | 1 | 2 | 299 | N/A | N/A
0 |  | 114 | UFLS Protection Relay Replacements | TRUE | Replacement Expenditure | Digital Infrastructure | Repex | N/A | N/A | DI - Protection systems | DI - Safe and Reliable Network | N/A | No | 0% | Safety security & reliability | Program | 15 | 57.57% | 42.43% | 0.090759 | 0.082508 | 0.041254 | 0.090759 | 0.094884 | 0.40016 | 10% | 11% | 14% | 32% | 33% | 0% | 0% | 0% | 100% | 0% | 0% | 0% | 0% | 0% | 0% | 0% | 0% | 0% | 0% | 0% | 0% | 0% | 0% | 0% | 0% | 100% | 0% | 0% | 0% | 0% | 0% | 0% | 100% | 0% | 0% | 0% | 0% | 0% | 100% | 100% | 100% | 0% | 0% | 0% | 0% | 0% | 0% | 0% | 0 | 1 | 2 | 301 | N/A | N/A
0 |  | 115 | Digital Intertrips | FALSE | Replacement Expenditure | Digital Infrastructure | Repex | N/A | N/A | DI - Protection systems | DI - Safe and Reliable Network | N/A | Yes | 0% | Safety security & reliability | Program | 15 | 0% | 100% | 0 | 0 | 0 | 0 | 0 | 0 | 0% | 0% | 0% | 0% | 0% | 0% | 0% | 0% | 0% | 100% | 0% | 0% | 0% | 0% | 0% | 0% | 0% | 0% | 0% | 0% | 0% | 0% | 0% | 0% | 0% | 100% | 0% | 0% | 0% | 0% | 0% | 0% | 100% | 0% | 0% | 0% | 0% | 0% | 100% | 100% | 0% | 0% | 0% | 0% | 100% | 0% | 0% | 0% | 0 | 1 | 2 | 303 | N/A | N/A
0 |  | 116 | Temporary protection renewal for recall periods | TRUE | Replacement Expenditure | Digital Infrastructure | Repex | N/A | N/A | DI - Protection systems | DI - Safe and Reliable Network | N/A | No | 0% | Safety security & reliability | Program | 15 | 25.25% | 74.75% | 0.13993 | 0.12721 | 0.063603 | 0.13993 | 0.14629 | 0.61695 | 10% | 11% | 14% | 32% | 33% | 0% | 0% | 0% | 100% | 0% | 0% | 0% | 0% | 0% | 0% | 0% | 0% | 0% | 0% | 0% | 0% | 0% | 0% | 0% | 0% | 100% | 0% | 0% | 0% | 0% | 0% | 0% | 100% | 0% | 0% | 0% | 0% | 0% | 100% | 100% | 100% | 0% | 0% | 0% | 0% | 0% | 0% | 0% | 0 | 1 | 2 | 305 | N/A | N/A
0 |  | 117 | Time Domain Protection Proof of Concept | FALSE | Replacement Expenditure | Digital Infrastructure | Repex | N/A | N/A | DI - Protection systems | DI - Safe and Reliable Network | N/A | No | 0% | Safety security & reliability | Program | 15 | 0% | 100% | 0 | 0 | 0 | 0 | 0 | 0 | 0% | 0% | 0% | 0% | 0% | 0% | 0% | 0% | 100% | 0% | 0% | 0% | 0% | 0% | 0% | 0% | 0% | 0% | 0% | 0% | 0% | 0% | 0% | 0% | 0% | 100% | 0% | 0% | 0% | 0% | 0% | 0% | 100% | 0% | 0% | 0% | 0% | 0% | 100% | 100% | 100% | 0% | 0% | 0% | 0% | 0% | 0% | 0% | 0 | 1 | 2 | 307 | N/A | N/A
0 |  | 118 | Market Metering Protection Relay Replacements | FALSE | Replacement Expenditure | Digital Infrastructure | Repex | N/A | N/A | DI - Market metering systems | DI - Safe and Reliable Network | N/A | No | 0% | Safety security & reliability | Program | 15 | 0% | 100% | 0 | 0 | 0 | 0 | 0 | 0 | 0% | 0% | 0% | 0% | 0% | 0% | 0% | 0% | 100% | 0% | 0% | 0% | 0% | 0% | 0% | 0% | 0% | 0% | 0% | 0% | 0% | 0% | 0% | 0% | 0% | 100% | 0% | 0% | 0% | 0% | 0% | 0% | 100% | 0% | 0% | 0% | 0% | 0% | 100% | 100% | 0% | 0% | 100% | 0% | 0% | 0% | 0% | 0% | 0 | 1 | 2 | 309 | N/A | N/A
0 |  | 119 | NiCd / Chargers Renewal | FALSE | Replacement Expenditure | Digital Infrastructure | Repex | N/A | N/A | DI - AC/DC & Auxiliary systems | DI - Safe and Reliable Network | N/A | No | 0% | Safety security & reliability | Program | 20 | 0% | 100% | 0 | 0 | 0 | 0 | 0 | 0 | 0% | 0% | 0% | 0% | 0% | 0% | 0% | 0% | 0% | 0% | 100% | 0% | 0% | 0% | 0% | 0% | 0% | 0% | 0% | 0% | 0% | 0% | 0% | 0% | 0% | 100% | 0% | 0% | 0% | 0% | 0% | 0% | 100% | 0% | 0% | 0% | 0% | 0% | 100% | 100% | 0% | 0% | 0% | 0% | 0% | 0% | 100% | 0% | 0 | 1 | 2 | 311 | N/A | N/A
0 |  | 120 | RPS Renewal | FALSE | Replacement Expenditure | Digital Infrastructure | Repex | N/A | N/A | DI - AC/DC & Auxiliary systems | DI - Safe and Reliable Network | N/A | Yes | 0% | Safety security & reliability | Program | 10 | 0% | 100% | 0 | 0 | 0 | 0 | 0 | 0 | 0% | 0% | 0% | 0% | 0% | 0% | 0% | 0% | 0% | 0% | 100% | 0% | 0% | 0% | 0% | 0% | 0% | 0% | 0% | 0% | 0% | 0% | 0% | 0% | 0% | 100% | 0% | 0% | 0% | 0% | 0% | 0% | 100% | 0% | 0% | 0% | 0% | 0% | 100% | 100% | 0% | 0% | 0% | 0% | 0% | 0% | 100% | 0% | 0 | 1 | 2 | 313 | N/A | N/A
0 |  | 121 | RTU Renewal Program | FALSE | Replacement Expenditure | Digital Infrastructure | Repex | N/A | N/A | DI - Control systems | DI - Safe and Reliable Network | N/A | No | 0% | Safety security & reliability | Program | 15 | 0% | 100% | 0 | 0 | 0 | 0 | 0 | 0 | 0% | 0% | 0% | 0% | 0% | 0% | 0% | 0% | 100% | 0% | 0% | 0% | 0% | 0% | 0% | 0% | 0% | 0% | 0% | 0% | 0% | 0% | 0% | 0% | 0% | 100% | 0% | 0% | 0% | 0% | 0% | 0% | 100% | 0% | 0% | 0% | 0% | 0% | 100% | 100% | 0% | 100% | 0% | 0% | 0% | 0% | 0% | 0% | 0 | 1 | 2 | 315 | N/A | N/A
0 |  | 122 | HMI/Gateway Renewal Programs | FALSE | Replacement Expenditure | Digital Infrastructure | Repex | N/A | N/A | DI - Control systems | DI - Safe and Reliable Network | N/A | No | 0% | Safety security & reliability | Program | 15 | 13.72% | 86.28% | 0 | 0 | 0 | 0 | 0 | 0 | 0% | 0% | 0% | 0% | 0% | 0% | 0% | 0% | 100% | 0% | 0% | 0% | 0% | 0% | 0% | 0% | 0% | 0% | 0% | 0% | 0% | 0% | 0% | 0% | 0% | 100% | 0% | 0% | 0% | 0% | 0% | 0% | 100% | 0% | 0% | 0% | 0% | 0% | 100% | 100% | 0% | 100% | 0% | 0% | 0% | 0% | 0% | 0% | 0 | 1 | 2 | 317 | N/A | N/A
0 |  | 123 | OTN Network Replacement | TRUE | Replacement Expenditure | Digital Infrastructure | Repex | N/A | N/A | DI - Communications systems | DI - Compliance | N/A | No | 0% | Safety security & reliability | Program | 10 | 27.94% | 72.06% | 4.2384 | 4.2384 | 0 | 0 | 0 | 8.4768 | 0% | 100% | 0% | 0% | 0% | 0% | 0% | 0% | 0% | 100% | 0% | 0% | 0% | 0% | 0% | 0% | 0% | 0% | 0% | 0% | 0% | 0% | 0% | 0% | 0% | 100% | 0% | 0% | 0% | 0% | 0% | 0% | 100% | 0% | 0% | 0% | 0% | 0% | 100% | 100% | 0% | 0% | 0% | 0% | 100% | 0% | 0% | 0% | 0 | 1 | 2 | 319 | N/A | N/A
0 |  | 124 | Multiplexer Renewal program | TRUE | Replacement Expenditure | Digital Infrastructure | Repex | N/A | N/A | DI - Communications systems | DI - Safe and Reliable Network | N/A | No | 0% | Safety security & reliability | Program | 10 | 33.68% | 66.32% | 1.506 | 1.3691 | 0.68457 | 1.506 | 1.5745 | 6.6403 | 10% | 11% | 14% | 32% | 33% | 0% | 0% | 0% | 0% | 100% | 0% | 0% | 0% | 0% | 0% | 0% | 0% | 0% | 0% | 0% | 0% | 0% | 0% | 0% | 0% | 100% | 0% | 0% | 0% | 0% | 0% | 0% | 100% | 0% | 0% | 0% | 0% | 0% | 100% | 100% | 0% | 0% | 0% | 0% | 100% | 0% | 0% | 0% | 0 | 1 | 2 | 321 | N/A | N/A
0 |  | 125 | Microwave Renewal Program | TRUE | Replacement Expenditure | Digital Infrastructure | Repex | N/A | N/A | DI - Communications systems | DI - Safe and Reliable Network | N/A | No | 0% | Safety security & reliability | Program | 10 | 27.37% | 72.63% | 1.4822 | 1.3475 | 0.67373 | 1.4822 | 1.5496 | 6.5352 | 10% | 11% | 14% | 32% | 33% | 0% | 0% | 0% | 0% | 100% | 0% | 0% | 0% | 0% | 0% | 0% | 0% | 0% | 0% | 0% | 0% | 0% | 0% | 0% | 0% | 100% | 0% | 0% | 0% | 0% | 0% | 0% | 100% | 0% | 0% | 0% | 0% | 0% | 100% | 100% | 0% | 0% | 0% | 0% | 100% | 0% | 0% | 0% | 0 | 1 | 2 | 323 | N/A | N/A
0 |  | 126 | OPGW rollout | FALSE | Replacement Expenditure | Digital Infrastructure | Repex | N/A | N/A | DI - OPGW | DI - Safe and Reliable Network | N/A | No | 0% | Safety security & reliability | Program | 50 | 0% | 100% | 0 | 0 | 0 | 0 | 0 | 0 | 0% | 0% | 0% | 0% | 0% | 100% | 0% | 0% | 0% | 0% | 0% | 0% | 0% | 0% | 0% | 0% | 0% | 0% | 0% | 0% | 0% | 0% | 0% | 0% | 0% | 100% | 100% | 0% | 0% | 0% | 0% | 0% | 100% | 0% | 0% | 0% | 0% | 0% | 100% | 0% | 0% | 0% | 0% | 0% | 0% | 0% | 0% | 100% | 0 | 1 | 2 | 325 | N/A | N/A
0 |  | 127 | DI - Capital spares | TRUE | Replacement Expenditure | Digital Infrastructure | Repex | N/A | N/A | DI - Protection systems | DI - Safe and Reliable Network | N/A | No | 0% | Safety security & reliability | Program | 15 | 0% | 100% | 0.406 | 0.406 | 0.406 | 0.406 | 0.406 | 2.03 | 20% | 20% | 20% | 20% | 20% | 0% | 0% | 0% | 100% | 0% | 0% | 0% | 0% | 0% | 0% | 0% | 0% | 0% | 0% | 0% | 0% | 0% | 0% | 0% | 0% | 100% | 0% | 0% | 0% | 0% | 0% | 0% | 100% | 0% | 0% | 0% | 0% | 0% | 100% | 100% | 100% | 0% | 0% | 0% | 0% | 0% | 0% | 0% | 0 | 1 | 2 | 327 | N/A | N/A
0 |  | 128 | Comms Alarm System Renewals | TRUE | Replacement Expenditure | Digital Infrastructure | Repex | N/A | N/A | DI - Communications systems | DI - Safe and Reliable Network | N/A | No | 0% | Safety security & reliability | Program | 15 | 50.71% | 49.29% | 0.97026 | 0.88205 | 0.44103 | 0.97026 | 1.0144 | 4.278 | 10% | 11% | 14% | 32% | 33% | 0% | 0% | 0% | 0% | 100% | 0% | 0% | 0% | 0% | 0% | 0% | 0% | 0% | 0% | 0% | 0% | 0% | 0% | 0% | 0% | 100% | 0% | 0% | 0% | 0% | 0% | 0% | 100% | 0% | 0% | 0% | 0% | 0% | 100% | 100% | 0% | 0% | 0% | 0% | 100% | 0% | 0% | 0% | 0 | 1 | 2 | 329 | N/A | N/A
0 |  | 129 | Operational Building Refurbs | TRUE | Replacement Expenditure | Digital Infrastructure | Repex | N/A | N/A | DI - Network Buildings & Security | DI - Safe and Reliable Network | N/A | No | 0% | Safety security & reliability | Program | 40 | 2.378% | 97.62% | 2.4585 | 1.9668 | 0.98338 | 2.1634 | 2.2618 | 9.8338 | 10% | 11% | 14% | 32% | 33% | 0% | 0% | 0% | 0% | 0% | 100% | 0% | 0% | 0% | 0% | 0% | 0% | 0% | 0% | 0% | 0% | 0% | 0% | 0% | 0% | 100% | 0% | 0% | 0% | 0% | 0% | 0% | 100% | 0% | 0% | 0% | 0% | 0% | 100% | 100% | 0% | 0% | 0% | 100% | 0% | 0% | 0% | 0% | 0 | 1 | 2 | 331 | N/A | N/A
0 |  | 130 | Palisade Gate Renewals | TRUE | Replacement Expenditure | Digital Infrastructure | Repex | N/A | N/A | DI - Network Buildings & Security | DI - Safe and Reliable Network | N/A | No | 0% | Safety security & reliability | Program | 40 | 12.22% | 87.78% | 3.7773 | 3.7773 | 0 | 0 | 0 | 7.5547 | 0% | 100% | 0% | 0% | 0% | 0% | 0% | 0% | 0% | 0% | 100% | 0% | 0% | 0% | 0% | 0% | 0% | 0% | 0% | 0% | 0% | 0% | 0% | 0% | 0% | 100% | 0% | 0% | 0% | 0% | 0% | 0% | 100% | 0% | 0% | 0% | 0% | 0% | 100% | 100% | 0% | 0% | 0% | 100% | 0% | 0% | 0% | 0% | 0 | 1 | 2 | 333 | N/A | N/A
0 |  | 131 | Fire Systems Renewals | TRUE | Replacement Expenditure | Digital Infrastructure | Repex | N/A | N/A | DI - Network Buildings & Security | DI - Safe and Reliable Network | N/A | No | 0% | Safety security & reliability | Program | 10 | 2.378% | 97.62% | 1.9422 | 1.9422 | 0 | 0 | 0 | 3.8844 | 0% | 100% | 0% | 0% | 0% | 0% | 0% | 0% | 0% | 0% | 100% | 0% | 0% | 0% | 0% | 0% | 0% | 0% | 0% | 0% | 0% | 0% | 0% | 0% | 0% | 100% | 0% | 0% | 0% | 0% | 0% | 0% | 100% | 0% | 0% | 0% | 0% | 0% | 100% | 100% | 0% | 0% | 0% | 100% | 0% | 0% | 0% | 0% | 0 | 1 | 2 | 335 | N/A | N/A
0 |  | 132 | Fire Systems (Mechanical) Renewal | FALSE | Replacement Expenditure | Digital Infrastructure | Repex | N/A | N/A | DI - Network Buildings & Security | DI - Safe and Reliable Network | N/A | No | 0% | Safety security & reliability | Program | 40 | 0% | 100% | 0 | 0 | 0 | 0 | 0 | 0 | 0% | 0% | 0% | 0% | 0% | 0% | 0% | 0% | 0% | 0% | 100% | 0% | 0% | 0% | 0% | 0% | 0% | 0% | 0% | 0% | 0% | 0% | 0% | 0% | 0% | 100% | 0% | 0% | 0% | 0% | 0% | 0% | 100% | 0% | 0% | 0% | 0% | 0% | 100% | 100% | 0% | 0% | 0% | 100% | 0% | 0% | 0% | 0% | 0 | 1 | 2 | 337 | N/A | N/A
0 |  | 133 | SCADA Duplicate Comms | FALSE | Replacement Expenditure | Digital Infrastructure | Repex | N/A | N/A | DI - Control systems | DI - Safe and Reliable Network | N/A | No | 0% | Safety security & reliability | Program | 15 | 0% | 100% | 0 | 0 | 0 | 0 | 0 | 0 | 0% | 0% | 0% | 0% | 0% | 0% | 0% | 0% | 0% | 100% | 0% | 0% | 0% | 0% | 0% | 0% | 0% | 0% | 0% | 0% | 0% | 0% | 0% | 0% | 0% | 100% | 0% | 0% | 0% | 0% | 0% | 0% | 100% | 0% | 0% | 0% | 0% | 0% | 100% | 100% | 0% | 0% | 0% | 0% | 100% | 0% | 0% | 0% | 0 | 1 | 2 | 339 | N/A | N/A
0 |  | 134 | AMC Enhancements | FALSE | Replacement Expenditure | Digital Infrastructure | Repex | N/A | N/A | DI - SCADA | DI - Safe and Reliable Network | N/A | No | 0% | Safety security & reliability | Program | 0 | 0% | 100% | 0 | 0 | 0 | 0 | 0 | 0 | 0% | 0% | 0% | 0% | 0% | 0% | 0% | 0% | 0% | 0% | 100% | 0% | 0% | 0% | 0% | 0% | 0% | 0% | 0% | 0% | 0% | 0% | 0% | 0% | 0% | 100% | 0% | 0% | 0% | 0% | 0% | 0% | 100% | 0% | 0% | 0% | 0% | 0% | 100% | 100% | 0% | 0% | 0% | 100% | 0% | 0% | 0% | 0% | 0 | 1 | 2 | 341 | N/A | N/A
0 |  | 135 | SCADA Hardware Renewal | FALSE | Replacement Expenditure | Digital Infrastructure | Repex | N/A | N/A | DI - SCADA | DI - Safe and Reliable Network | N/A | No | 0% | Safety security & reliability | Program | 10 | 0% | 100% | 0 | 0 | 0 | 0 | 0 | 0 | 0% | 0% | 0% | 0% | 0% | 0% | 0% | 0% | 100% | 0% | 0% | 0% | 0% | 0% | 0% | 0% | 0% | 0% | 0% | 0% | 0% | 0% | 0% | 0% | 0% | 100% | 0% | 0% | 0% | 0% | 0% | 0% | 100% | 0% | 0% | 0% | 0% | 0% | 100% | 100% | 0% | 100% | 0% | 0% | 0% | 0% | 0% | 0% | 0 | 1 | 2 | 343 | N/A | N/A
0 |  | 136 | FY24-28 SSZ Core Refresh | FALSE | Replacement Expenditure | Digital Infrastructure | Repex | N/A | N/A | DI - Communications systems | DI - Cyber/physical security | N/A | No | 0% | Safety security & reliability | Program | 10 | 0% | 100% | 0 | 0 | 0 | 0 | 0 | 0 | 0% | 0% | 0% | 0% | 0% | 0% | 0% | 0% | 0% | 100% | 0% | 0% | 0% | 0% | 0% | 0% | 0% | 0% | 0% | 0% | 0% | 0% | 0% | 0% | 0% | 100% | 0% | 0% | 0% | 0% | 0% | 0% | 100% | 0% | 0% | 0% | 0% | 0% | 100% | 100% | 0% | 0% | 0% | 0% | 100% | 0% | 0% | 0% | 0 | 1 | 2 | 345 | N/A | N/A
0 |  | 137 | FY24-28 Critical Infrastructure Uplift OT Environment | TRUE | Replacement Expenditure | Digital Infrastructure | Repex | N/A | N/A | DI - SCADA | DI - Cyber/physical security | N/A | No | 0% | Safety security & reliability | Program | 10 | 23.66% | 76.34% | 0.61212 | 2.2541 | 0.70886 | 0 | 0 | 3.5751 | 0% | 0% | 100% | 0% | 0% | 0% | 0% | 0% | 0% | 100% | 0% | 0% | 0% | 0% | 0% | 0% | 0% | 0% | 0% | 0% | 0% | 0% | 0% | 0% | 0% | 100% | 0% | 0% | 0% | 0% | 0% | 0% | 100% | 0% | 0% | 0% | 0% | 0% | 100% | 100% | 0% | 0% | 0% | 0% | 100% | 0% | 0% | 0% | 0 | 1 | 2 | 347 | N/A | N/A
0 |  | 138 | Lismore 415V AC DIst. Replacement | FALSE | Replacement Expenditure | Digital Infrastructure | Repex | N/A | N/A | DI - AC/DC & Auxiliary systems | DI - Safe and Reliable Network | N/A | Yes | 0% | Safety security & reliability | Project | 40 | 0% | 100% | 0 | 0 | 0 | 0 | 0 | 0 | 0% | 0% | 0% | 0% | 0% | 0% | 0% | 0% | 0% | 0% | 100% | 0% | 0% | 0% | 0% | 0% | 0% | 0% | 0% | 0% | 0% | 0% | 0% | 0% | 0% | 100% | 0% | 0% | 0% | 0% | 0% | 0% | 100% | 0% | 0% | 0% | 0% | 0% | 100% | 100% | 0% | 0% | 0% | 0% | 0% | 0% | 100% | 0% | 0 | 1 | 2 | 349 | N/A | N/A
0 |  | 139 | BKH SVC Server Upgrade | TRUE | Replacement Expenditure | Digital Infrastructure | Repex | N/A | N/A | DI - Control systems | DI - Safe and Reliable Network | N/A | No | 0% | Safety security & reliability | Project | 10 | 13.39% | 86.61% | 0.41682 | 0.41682 | 0 | 0 | 0 | 0.83363 | 0% | 100% | 0% | 0% | 0% | 0% | 0% | 0% | 100% | 0% | 0% | 0% | 0% | 0% | 0% | 0% | 0% | 0% | 0% | 0% | 0% | 0% | 0% | 0% | 0% | 100% | 0% | 0% | 0% | 0% | 0% | 0% | 100% | 0% | 0% | 0% | 0% | 0% | 100% | 100% | 0% | 100% | 0% | 0% | 0% | 0% | 0% | 0% | 0 | 1 | 2 | 351 | N/A | N/A
0 |  | 140 | Cable 41 (26F) Bridge Works | FALSE | Replacement Expenditure | Transmission Lines | Repex | N/A | N/A | TL - Underground cables | TL - Safe and Reliable Network | N/A | Yes | 0% | Safety security & reliability | Project | 45 | 24.56% | 75.44% | 0 | 0 | 0 | 0 | 0 | 0 | 0% | 0% | 0% | 0% | 0% | 0% | 100% | 0% | 0% | 0% | 0% | 0% | 0% | 0% | 0% | 0% | 0% | 0% | 0% | 0% | 0% | 0% | 0% | 0% | 0% | 100% | 100% | 0% | 0% | 0% | 0% | 100% | 0% | 0% | 0% | 0% | 0% | 0% | 100% | 0% | 0% | 0% | 0% | 0% | 0% | 0% | 0% | 100% | 0 | 1 | 2 | 353 | N/A | N/A
0 |  | 141 | Line 23 - Vales Point Munmorah Refurb | TRUE | Replacement Expenditure | Transmission Lines | Repex | N/A | N/A | TL - Transmission towers | TL - Safe and Reliable Network | N/A | Yes | 0% | Safety security & reliability | Project | 50 | 10.64% | 89.36% | 9.9935 | 0.52601 | 0 | 0 | 0 | 10.5195 | 0% | 100% | 0% | 0% | 0% | 100% | 0% | 0% | 0% | 0% | 0% | 0% | 0% | 0% | 0% | 0% | 0% | 0% | 0% | 0% | 0% | 0% | 0% | 0% | 0% | 100% | 100% | 0% | 71.96% | 8.216% | 19.82% | 0% | 0% | 0% | 0% | 0% | 0% | 0% | 100% | 0% | 0% | 0% | 0% | 0% | 0% | 0% | 0% | 100% | 0 | 1 | 2 | 355 | N/A | N/A
0 |  | 142 | Line 992 Refurbishment | TRUE | Replacement Expenditure | Transmission Lines | Repex | N/A | N/A | TL - Transmission poles | TL - Safe and Reliable Network | N/A | No | 0% | Safety security & reliability | Program | 50 | 13.8% | 86.2% | 0 | 0.12275 | 5.3981 | 0 | 0 | 5.5208 | 0% | 0% | 100% | 0% | 0% | 100% | 0% | 0% | 0% | 0% | 0% | 0% | 0% | 0% | 0% | 0% | 0% | 0% | 0% | 0% | 0% | 0% | 0% | 0% | 0% | 100% | 100% | 96.04% | 0% | 0.8577% | 3.1% | 0% | 0% | 0% | 0% | 0% | 0% | 0% | 100% | 0% | 0% | 0% | 0% | 0% | 0% | 0% | 0% | 100% | 0 | 1 | 2 | 357 | N/A | N/A
0 |  | 143 | Misc Plant Tools and Test Equip | TRUE | Replacement Expenditure | Substation | Repex | N/A | N/A | Substations - Site Establishment and supporting assets | Substations - Safe and Reliable Network | N/A | No | 0% | Safety security & reliability | Program | 8 | 0% | 100% | 5.275 | 2.151 | 2.028 | 1.151 | 1.14 | 11.745 | 20% | 20% | 20% | 20% | 20% | 0% | 0% | 100% | 0% | 0% | 0% | 0% | 0% | 0% | 0% | 0% | 0% | 0% | 0% | 0% | 0% | 0% | 0% | 0% | 0% | 100% | 0% | 0% | 0% | 0% | 0% | 0% | 100% | 100% | 100% | 0% | 0% | 0% | 0% | 0% | 0% | 0% | 0% | 0% | 0% | 0% | 0% | 100% | 0 | 1 | 2 | 359 | N/A | N/A
0 |  | 144 | Increase capacity for generation in the Molong to Parkes area | TRUE | Augmentation Expenditure | Augmentations | Augex | Economic Benefits | N/A | N/A | N/A | N/A | No | 0% | Energy transition | Project | 50 | 20% | 80% | 2.2736 | 3.9947 | 0 | 0 | 0 | 6.2684 | 0% | 100% | 0% | 0% | 0% | 100% | 0% | 0% | 0% | 0% | 0% | 0% | 0% | 0% | 0% | 0% | 0% | 0% | 0% | 0% | 0% | 0% | 0% | 0% | 0% | 100% | 100% | 0% | 0% | 0% | 0% | 0% | 100% | 0% | 0% | 0% | 0% | 0% | 100% | 0% | 0% | 0% | 0% | 0% | 0% | 0% | 0% | 100% | 0 | 1 | 2 | 361 | 6.2684 | 11
0 |  | 145 | Increase capacity for generation in Wagga North area | TRUE | Augmentation Expenditure | Augmentations | Augex | Economic Benefits | N/A | N/A | N/A | N/A | No | 0% | Energy transition | Project | 45.9375 | 20% | 80% | 0.272 | 9.5199 | 0 | 0 | 0 | 9.7919 | 0% | 100% | 0% | 0% | 0% | 60% | 0% | 15% | 5% | 0% | 0% | 0% | 0% | 20% | 0% | 0% | 0% | 0% | 0% | 0% | 0% | 0% | 0% | 0% | 0% | 100% | 60% | 0% | 0% | 0% | 0% | 0% | 100% | 15% | 0% | 0% | 0% | 0% | 100% | 5% | 0% | 0% | 0% | 0% | 0% | 0% | 0% | 100% | 0 | 4 | 8 | 369 | 9.7919 | 7
0 |  | 146 | Supply to Western Sydney Priority Growth area | TRUE | Augmentation Expenditure | Augex - Major Project | Augex | Augex - Major Project | N/A | N/A | N/A | N/A | Yes | 0% | Localised maximum demand growth | Project | 40.3125 | 12% | 88% | c-i-c | c-i-c | c-i-c | c-i-c | c-i-c | c-i-c | 0% | 0% | 0% | 0% | 100% | 15% | 0% | 60% | 5% | 0% | 0% | 0% | 0% | 20% | 0% | 0% | 0% | 0% | 0% | 0% | 0% | 0% | 0% | 0% | 0% | 100% | 15% | 0% | 0% | 0% | 0% | 0% | 100% | 60% | 0% | 0% | 0% | 0% | 100% | 5% | 0% | 0% | 0% | 0% | 0% | 0% | 0% | 100% | 0 | 4 | 8 | 377 | c-i-c | c-i-c
0 |  | 147 | Increase capacity of 132 kV busbars at Wagga Substation | TRUE | Augmentation Expenditure | Augmentations | Augex | Economic Benefits | N/A | N/A | N/A | N/A | No | 0% | Energy transition | Project | 40 | 35% | 65% | 0.40897 | 1.963 | 2.372 | 0.16359 | 0 | 4.9076 | 0% | 0% | 80% | 20% | 0% | 0% | 0% | 100% | 0% | 0% | 0% | 0% | 0% | 0% | 0% | 0% | 0% | 0% | 0% | 0% | 0% | 0% | 0% | 0% | 0% | 100% | 0% | 0% | 0% | 0% | 0% | 0% | 100% | 100% | 0% | 0% | 0% | 0% | 100% | 0% | 0% | 0% | 0% | 0% | 0% | 0% | 0% | 100% | 0 | 1 | 2 | 379 | 4.9076 | 12
0 |  | 148 | Supply to Sydney West Area | TRUE | Augmentation Expenditure | Augmentations | Augex | Demand | N/A | N/A | N/A | N/A | No | 0% | Localised maximum demand growth | Project | 38.75 | 12% | 88% | 16.1192 | 0.46858 | 0 | 0 | 0 | 16.5878 | 0% | 100% | 0% | 0% | 0% | 0% | 0% | 95% | 5% | 0% | 0% | 0% | 0% | 0% | 0% | 0% | 0% | 0% | 0% | 0% | 0% | 0% | 0% | 0% | 0% | 100% | 0% | 0% | 0% | 0% | 0% | 0% | 100% | 95% | 0% | 0% | 0% | 0% | 100% | 5% | 0% | 0% | 0% | 0% | 0% | 0% | 0% | 100% | 0 | 2 | 4 | 383 | 16.5878 | 5
0 |  | 149 | Maintain quality of supply in ACT | FALSE | Augmentation Expenditure | Augmentations | Augex | Compliance | N/A | N/A | N/A | N/A | No | 0% | Safety security & reliability | Project | 38.75 | 16% | 84% | 0 | 0 | 0 | 0 | 0 | 0 | 0% | 0% | 0% | 100% | 0% | 0% | 0% | 95% | 5% | 0% | 0% | 0% | 0% | 0% | 0% | 0% | 0% | 0% | 0% | 0% | 0% | 0% | 0% | 0% | 0% | 100% | 0% | 0% | 0% | 0% | 0% | 0% | 100% | 95% | 0% | 0% | 0% | 0% | 100% | 5% | 0% | 0% | 0% | 0% | 0% | 0% | 0% | 100% | 0 | 2 | 4 | 387 | 0 | 19
0 |  | 150 | Improve voltage control in Southern NSW area | TRUE | Augmentation Expenditure | Augmentations | Augex | Compliance | N/A | N/A | N/A | N/A | No | 0% | Energy transition | Project | 38.75 | 10% | 90% | 0.83399 | 1.8929 | 17.0358 | 0.17804 | 0 | 19.9407 | 0% | 0% | 50% | 50% | 0% | 0% | 0% | 95% | 5% | 0% | 0% | 0% | 0% | 0% | 0% | 0% | 0% | 0% | 0% | 0% | 0% | 0% | 0% | 0% | 0% | 100% | 0% | 0% | 0% | 0% | 0% | 0% | 100% | 95% | 0% | 0% | 0% | 0% | 100% | 5% | 0% | 0% | 0% | 0% | 0% | 0% | 0% | 100% | 0 | 2 | 4 | 391 | 19.9407 | 3
0 |  | 151 | Improve operational response to busbar trips | FALSE | Augmentation Expenditure | Augmentations | Augex | Economic Benefits | N/A | N/A | N/A | N/A | Yes | 0% | Safety security & reliability | Project | 15 | 28% | 72% | 0 | 0 | 0 | 0 | 0 | 0 | 0% | 0% | 0% | 100% | 0% | 0% | 0% | 0% | 100% | 0% | 0% | 0% | 0% | 0% | 0% | 0% | 0% | 0% | 0% | 0% | 0% | 0% | 0% | 0% | 0% | 100% | 0% | 0% | 0% | 0% | 0% | 0% | 100% | 0% | 0% | 0% | 0% | 0% | 100% | 100% | 0% | 0% | 0% | 0% | 0% | 0% | 0% | 100% | 0 | 1 | 2 | 393 | 0 | 20
0 |  | 152 | Maintain Voltage in Greater Sydney area | TRUE | Augmentation Expenditure | Augmentations | Augex | Compliance | N/A | N/A | N/A | N/A | No | 0% | Energy transition | Project | 38.75 | 16% | 84% | 1.1012 | 7.221 | 0.23468 | 0 | 0 | 8.5569 | 0% | 0% | 100% | 0% | 0% | 0% | 0% | 95% | 5% | 0% | 0% | 0% | 0% | 0% | 0% | 0% | 0% | 0% | 0% | 0% | 0% | 0% | 0% | 0% | 0% | 100% | 0% | 0% | 0% | 0% | 0% | 0% | 100% | 95% | 0% | 0% | 0% | 0% | 100% | 5% | 0% | 0% | 0% | 0% | 0% | 0% | 0% | 100% | 0 | 2 | 4 | 397 | 8.5569 | 9
0 |  | 153 | Manage multiple contingencies in North West NSW area | TRUE | Augmentation Expenditure | Augmentations | Augex | Economic Benefits | N/A | N/A | N/A | N/A | Yes | 0% | Safety security & reliability | Project | 14 | 20% | 80% | 0.17765 | 0.98093 | 1.3749 | 0 | 0 | 2.5334 | 0% | 0% | 100% | 0% | 0% | 0% | 0% | 0% | 80% | 20% | 0% | 0% | 0% | 0% | 0% | 0% | 0% | 0% | 0% | 0% | 0% | 0% | 0% | 0% | 0% | 100% | 0% | 0% | 0% | 0% | 0% | 0% | 100% | 0% | 0% | 0% | 0% | 0% | 100% | 100% | 0% | 0% | 0% | 0% | 0% | 0% | 0% | 100% | 0 | 2 | 4 | 401 | 2.5334 | 16
0 |  | 154 | Manage multiple contingencies in Sydney Northwest area | TRUE | Augmentation Expenditure | Augmentations | Augex | Economic Benefits | N/A | N/A | N/A | N/A | Yes | 0% | Safety security & reliability | Project | 14 | 20% | 80% | 0 | 0.4658 | 0.92356 | 5.0274 | 3.1481 | 9.5649 | 0% | 0% | 0% | 0% | 90% | 0% | 0% | 0% | 80% | 20% | 0% | 0% | 0% | 0% | 0% | 0% | 0% | 0% | 0% | 0% | 0% | 0% | 0% | 0% | 0% | 100% | 0% | 0% | 0% | 0% | 0% | 0% | 100% | 0% | 0% | 0% | 0% | 0% | 100% | 100% | 0% | 0% | 0% | 0% | 0% | 0% | 0% | 100% | 0 | 2 | 4 | 405 | 9.5649 | 8
0 |  | 155 | Manage multiple contingencies in the Bayswater to Sydney area | TRUE | Augmentation Expenditure | Augmentations | Augex | Economic Benefits | N/A | N/A | N/A | N/A | Yes | 0% | Safety security & reliability | Project | 14 | 20% | 80% | 0.25005 | 0.71789 | 3.0571 | 0.4759 | 0 | 4.5009 | 0% | 0% | 0% | 100% | 0% | 0% | 0% | 0% | 80% | 20% | 0% | 0% | 0% | 0% | 0% | 0% | 0% | 0% | 0% | 0% | 0% | 0% | 0% | 0% | 0% | 100% | 0% | 0% | 0% | 0% | 0% | 0% | 100% | 0% | 0% | 0% | 0% | 0% | 100% | 100% | 0% | 0% | 0% | 0% | 0% | 0% | 0% | 100% | 0 | 2 | 4 | 409 | 4.5009 | 14
0 |  | 156 | Supply to Strathnairn area (EVOEnergy) | TRUE | Connections | Connections | Augex | Connections | N/A | N/A | N/A | N/A | Yes | 0% | Localised maximum demand growth | Project | 35 | 28% | 72% | c-i-c | c-i-c | c-i-c | c-i-c | c-i-c | c-i-c | 0% | 0% | 0% | 0% | 100% | 0% | 0% | 80% | 20% | 0% | 0% | 0% | 0% | 0% | 0% | 0% | 0% | 0% | 0% | 0% | 0% | 0% | 0% | 0% | 0% | 100% | 0% | 0% | 0% | 0% | 0% | 0% | 100% | 80% | 0% | 0% | 0% | 0% | 100% | 20% | 0% | 0% | 0% | 0% | 0% | 0% | 0% | 100% | 0 | 2 | 4 | 413 | c-i-c | c-i-c
0 |  | 157 | Condition of AusGrid cables 9SA and 92P | TRUE | Connections | Connections | Augex | Connections | N/A | N/A | N/A | N/A | Yes | 0% | Safety security & reliability | Project | 15 | 79% | 21% | c-i-c | c-i-c | c-i-c | c-i-c | c-i-c | c-i-c | 0% | 0% | 0% | 0% | 100% | 0% | 0% | 0% | 100% | 0% | 0% | 0% | 0% | 0% | 0% | 0% | 0% | 0% | 0% | 0% | 0% | 0% | 0% | 0% | 0% | 100% | 0% | 0% | 0% | 0% | 0% | 0% | 100% | 0% | 0% | 0% | 0% | 0% | 100% | 100% | 0% | 0% | 0% | 0% | 0% | 0% | 0% | 100% | 0 | 1 | 2 | 415 | c-i-c | c-i-c
0 |  | 158 | Improve voltage regulation following under frequency load shedding events | FALSE | Augmentation Expenditure | Augmentations | Augex | Compliance | N/A | N/A | N/A | N/A | Yes | 0% | Energy transition | Project | 15 | 58% | 42% | 0 | 0 | 0 | 0 | 0 | 0 | 0% | 25% | 25% | 25% | 25% | 0% | 0% | 0% | 100% | 0% | 0% | 0% | 0% | 0% | 0% | 0% | 0% | 0% | 0% | 0% | 0% | 0% | 0% | 0% | 0% | 100% | 0% | 0% | 0% | 0% | 0% | 0% | 100% | 0% | 0% | 0% | 0% | 0% | 100% | 100% | 0% | 0% | 0% | 0% | 0% | 0% | 0% | 100% | 0 | 1 | 2 | 417 | 0 | 21
0 |  | 159 | Supply to Far West NSW Network | TRUE | Augmentation Expenditure | Augmentations | Augex | Demand | N/A | N/A | N/A | N/A | Yes | 0% | Localised maximum demand growth | Project | 38.75 | 20% | 80% | 0 | 0 | 0 | 1.0436 | 6.926 | 7.9697 | 0% | 0% | 0% | 0% | 50% | 0% | 0% | 95% | 5% | 0% | 0% | 0% | 0% | 0% | 0% | 0% | 0% | 0% | 0% | 0% | 0% | 0% | 0% | 0% | 0% | 100% | 0% | 0% | 0% | 0% | 0% | 0% | 100% | 95% | 0% | 0% | 0% | 0% | 100% | 5% | 0% | 0% | 0% | 0% | 0% | 0% | 0% | 100% | 0 | 2 | 4 | 421 | 7.9697 | 10
0 |  | 160 | Strategic property acquisition for Western Sydney Priority Growth Area | TRUE | Augmentation Expenditure | Augmentations | Augex | Strategic Property | N/A | N/A | N/A | N/A | No | 0% | Localised maximum demand growth | Project | N/A | 10% | 90% | c-i-c | c-i-c | c-i-c | c-i-c | c-i-c | c-i-c | 100% | 0% | 0% | 0% | 0% | 0% | 0% | 0% | 0% | 0% | 0% | 0% | 0% | 100% | 0% | 0% | 0% | 0% | 0% | 0% | 0% | 0% | 0% | 0% | 0% | 100% | 0% | 0% | 0% | 0% | 0% | 0% | 100% | 0% | 0% | 0% | 0% | 0% | 100% | 0% | 0% | 0% | 0% | 0% | 0% | 0% | 0% | 100% | 0 | 1 | 2 | 423 | c-i-c | c-i-c
0 |  | 161 | Maintain Voltage in the Vineyard Area | TRUE | Augmentation Expenditure | Augmentations | Augex | Demand | N/A | N/A | N/A | N/A | No | 0% | Localised maximum demand growth | Project | 38.75 | 12% | 88% | 5.6957 | 29.9722 | 0.84034 | 0 | 0 | 36.5082 | 0% | 0% | 100% | 0% | 0% | 0% | 0% | 95% | 5% | 0% | 0% | 0% | 0% | 0% | 0% | 0% | 0% | 0% | 0% | 0% | 0% | 0% | 0% | 0% | 0% | 100% | 0% | 0% | 0% | 0% | 0% | 0% | 100% | 95% | 0% | 0% | 0% | 0% | 100% | 5% | 0% | 0% | 0% | 0% | 0% | 0% | 0% | 100% | 0 | 2 | 4 | 427 | 36.5082 | 2
0 |  | 162 | Voltage control under light load conditions | TRUE | Augmentation Expenditure | Augmentations | Augex | Compliance | N/A | N/A | N/A | N/A | No | 0% | Energy transition | Project | 38.75 | 17% | 83% | 2.6243 | 1.9094 | 0 | 0 | 0 | 4.5337 | 0% | 100% | 0% | 0% | 0% | 0% | 0% | 95% | 5% | 0% | 0% | 0% | 0% | 0% | 0% | 0% | 0% | 0% | 0% | 0% | 0% | 0% | 0% | 0% | 0% | 100% | 0% | 0% | 0% | 0% | 0% | 0% | 100% | 95% | 0% | 0% | 0% | 0% | 100% | 5% | 0% | 0% | 0% | 0% | 0% | 0% | 0% | 100% | 0 | 2 | 4 | 431 | 4.5337 | 13
0 |  | 163 | Maintain voltage in Beryl area | TRUE | Augmentation Expenditure | Augmentations | Augex | Demand | N/A | N/A | N/A | N/A | Yes | 0% | Localised maximum demand growth | Project | 40 | 12% | 88% | 0 | 1.3364 | 6.3455 | 12.1911 | 0 | 19.873 | 0% | 0% | 100% | 0% | 0% | 0% | 0% | 100% | 0% | 0% | 0% | 0% | 0% | 0% | 0% | 0% | 0% | 0% | 0% | 0% | 0% | 0% | 0% | 0% | 0% | 100% | 0% | 0% | 0% | 0% | 0% | 0% | 100% | 100% | 0% | 0% | 0% | 0% | 100% | 0% | 0% | 0% | 0% | 0% | 0% | 0% | 0% | 100% | 0 | 1 | 2 | 433 | 19.873 | 4
0 |  | 164 | Maintain voltage in Alpine area | TRUE | Augmentation Expenditure | Augmentations | Augex | Compliance | N/A | N/A | N/A | N/A | No | 0% | Localised maximum demand growth | Project | 38.75 | 12% | 88% | 0 | 0 | 0 | 0.28865 | 1.7319 | 2.0205 | 0% | 0% | 0% | 0% | 5% | 0% | 0% | 95% | 5% | 0% | 0% | 0% | 0% | 0% | 0% | 0% | 0% | 0% | 0% | 0% | 0% | 0% | 0% | 0% | 0% | 100% | 0% | 0% | 0% | 0% | 0% | 0% | 100% | 95% | 0% | 0% | 0% | 0% | 100% | 5% | 0% | 0% | 0% | 0% | 0% | 0% | 0% | 100% | 0 | 2 | 4 | 437 | 2.0205 | 17
0 |  | 165 | Application Maintenance | TRUE | Non-network - ICT | Information Technology | ICT | N/A | N/A | N/A | N/A | N/A | No | 0% | Safety security & reliability | Program | 5 | 60% | 40% | 5.7236 | 3.9149 | 2.9073 | 0.80041 | 3.9149 | 17.261 | 15% | 20% | 10% | 30% | 25% | 0% | 0% | 0% | 0% | 0% | 70% | 0% | 0% | 0% | 0% | 0% | 0% | 0% | 0% | 0% | 0% | 0% | 0% | 0% | 30% | 100% | 0% | 0% | 0% | 0% | 0% | 0% | 100% | 0% | 0% | 0% | 0% | 0% | 100% | 70% | 0% | 0% | 0% | 0% | 0% | 0% | 0% | 100% | 0 | 2 | 4 | 441 | N/A | N/A
0 |  | 166 | Bespoke Applications | TRUE | Non-network - ICT | Information Technology | ICT | N/A | N/A | N/A | N/A | N/A | No | 0% | Safety security & reliability | Program | 5 | 70% | 30% | 3.8379 | 4.0602 | 5.1348 | 2.5854 | 0.8707 | 16.489 | 40% | 30% | 20% | 10% | 0% | 0% | 0% | 0% | 0% | 0% | 0% | 0% | 0% | 0% | 0% | 0% | 0% | 0% | 0% | 0% | 0% | 0% | 0% | 0% | 100% | 100% | 0% | 0% | 0% | 0% | 0% | 0% | 100% | 0% | 0% | 0% | 0% | 0% | 100% | 0% | 0% | 0% | 0% | 0% | 0% | 0% | 0% | 100% | 0 | 1 | 2 | 443 | N/A | N/A
0 |  | 167 | Customer Safety and Support | TRUE | Non-network - ICT | Information Technology | ICT | N/A | N/A | N/A | N/A | N/A | No | 0% | Safety security & reliability | Program | 5 | 60% | 40% | 0.66081 | 0.26919 | 0 | 0 | 0 | 0.93 | 65% | 20% | 15% | 0% | 0% | 0% | 0% | 0% | 0% | 0% | 100% | 0% | 0% | 0% | 0% | 0% | 0% | 0% | 0% | 0% | 0% | 0% | 0% | 0% | 0% | 100% | 0% | 0% | 0% | 0% | 0% | 0% | 100% | 0% | 0% | 0% | 0% | 0% | 100% | 100% | 0% | 0% | 0% | 0% | 0% | 0% | 0% | 100% | 0 | 1 | 2 | 445 | N/A | N/A
0 |  | 168 | Cyber Security | TRUE | Non-network - ICT | Security/Compliance | ICT | N/A | N/A | N/A | N/A | Pervasive Security | No | 0% | Safety security & reliability | Program | 5 | 60% | 40% | 0.40343 | 1.9815 | 1.9815 | 3.4018 | 3.4668 | 11.235 | 45% | 45% | 10% | 0% | 0% | 0% | 0% | 0% | 0% | 0% | 100% | 0% | 0% | 0% | 0% | 0% | 0% | 0% | 0% | 0% | 0% | 0% | 0% | 0% | 0% | 100% | 0% | 0% | 0% | 0% | 0% | 0% | 100% | 0% | 0% | 0% | 0% | 0% | 100% | 100% | 0% | 0% | 0% | 0% | 0% | 0% | 0% | 100% | 0 | 1 | 2 | 447 | N/A | N/A
0 |  | 169 | Data and Decisioning | TRUE | Non-network - ICT | Information Technology | ICT | N/A | N/A | N/A | N/A | Enterprise Analytics Platform | No | 0% | Safety security & reliability | Program | 5 | 80% | 20% | 2.639 | 2.268 | 1.092 | 0 | 0 | 5.999 | 55% | 45% | 0% | 0% | 0% | 0% | 0% | 0% | 0% | 0% | 100% | 0% | 0% | 0% | 0% | 0% | 0% | 0% | 0% | 0% | 0% | 0% | 0% | 0% | 0% | 100% | 0% | 0% | 0% | 0% | 0% | 0% | 100% | 0% | 0% | 0% | 0% | 0% | 100% | 100% | 0% | 0% | 0% | 0% | 0% | 0% | 0% | 100% | 0 | 1 | 2 | 449 | N/A | N/A
0 |  | 170 | Employee Enablement | TRUE | Non-network - ICT | Information Technology | ICT | N/A | N/A | N/A | N/A | N/A | No | 0% | Safety security & reliability | Program | 5 | 60% | 40% | 4.739 | 1.519 | 2.345 | 1.49 | 1.49 | 11.583 | 20% | 20% | 20% | 20% | 20% | 0% | 0% | 0% | 0% | 0% | 0% | 0% | 0% | 0% | 0% | 0% | 0% | 0% | 0% | 0% | 0% | 0% | 0% | 0% | 100% | 100% | 0% | 0% | 0% | 0% | 0% | 0% | 100% | 0% | 0% | 0% | 0% | 0% | 100% | 0% | 0% | 0% | 0% | 0% | 0% | 0% | 0% | 100% | 0 | 1 | 2 | 451 | N/A | N/A
0 |  | 171 | Infrastructure and Network | TRUE | Non-network - ICT | Information Technology | ICT | N/A | N/A | N/A | N/A | N/A | No | 0% | Safety security & reliability | Program | 5 | 60% | 40% | 5.116 | 3.839 | 3.568 | 4.037 | 0.245 | 16.805 | 40% | 10% | 25% | 25% | 0% | 0% | 0% | 0% | 0% | 0% | 0% | 0% | 0% | 0% | 0% | 0% | 0% | 0% | 0% | 0% | 0% | 0% | 0% | 0% | 100% | 100% | 0% | 0% | 0% | 0% | 0% | 0% | 100% | 0% | 0% | 0% | 0% | 0% | 100% | 0% | 0% | 0% | 0% | 0% | 0% | 0% | 0% | 100% | 0 | 1 | 2 | 453 | N/A | N/A
0 |  | 172 | Operational Evolution | TRUE | Non-network - ICT | Information Technology | ICT | N/A | N/A | N/A | N/A | N/A | No | 0% | Safety security & reliability | Program | 5 | 80% | 20% | 0.72891 | 0.32315 | 0.20515 | 0.57278 | 0 | 1.83 | 45% | 30% | 15% | 10% | 0% | 0% | 0% | 0% | 0% | 0% | 100% | 0% | 0% | 0% | 0% | 0% | 0% | 0% | 0% | 0% | 0% | 0% | 0% | 0% | 0% | 100% | 0% | 0% | 0% | 0% | 0% | 0% | 100% | 0% | 0% | 0% | 0% | 0% | 100% | 100% | 0% | 0% | 0% | 0% | 0% | 0% | 0% | 100% | 0 | 1 | 2 | 455 | N/A | N/A
0 |  | 173 | Agricultural | FALSE | Non-network - Other | Fleet | Fleet & Property | N/A | Agricultural | N/A | N/A | N/A | No | 0% | Safety security & reliability | Program | 8 | 0% | 100% | 0 | 0 | 0 | 0 | 0 | 0 | 20% | 20% | 20% | 20% | 20% | 0% | 0% | 0% | 0% | 0% | 0% | 100% | 0% | 0% | 0% | 0% | 0% | 0% | 0% | 0% | 0% | 0% | 0% | 0% | 0% | 100% | 0% | 0% | 0% | 0% | 0% | 0% | 100% | 0% | 0% | 0% | 0% | 0% | 100% | 0% | 0% | 0% | 0% | 0% | 0% | 0% | 0% | 100% | 0 | 1 | 2 | 457 | N/A | N/A
0 |  | 174 | Excavation | TRUE | Non-network - Other | Fleet | Fleet & Property | N/A | Excavation | N/A | N/A | N/A | No | 0% | Safety security & reliability | Program | 8 | 0% | 100% | 0 | 0 | 0.19 | 0 | 0.075 | 0.265 | 20% | 20% | 20% | 20% | 20% | 0% | 0% | 0% | 0% | 0% | 0% | 100% | 0% | 0% | 0% | 0% | 0% | 0% | 0% | 0% | 0% | 0% | 0% | 0% | 0% | 100% | 0% | 0% | 0% | 0% | 0% | 0% | 100% | 0% | 0% | 0% | 0% | 0% | 100% | 0% | 0% | 0% | 0% | 0% | 0% | 0% | 0% | 100% | 0 | 1 | 2 | 459 | N/A | N/A
0 |  | 175 | Heavy Commercial | TRUE | Non-network - Other | Fleet | Fleet & Property | N/A | Heavy Commercial | N/A | N/A | N/A | No | 0% | Safety security & reliability | Program | 8 | 0% | 100% | 0.62 | 0.27 | 0.415 | 1.255 | 0.52 | 3.08 | 20% | 20% | 20% | 20% | 20% | 0% | 0% | 0% | 0% | 0% | 0% | 100% | 0% | 0% | 0% | 0% | 0% | 0% | 0% | 0% | 0% | 0% | 0% | 0% | 0% | 100% | 0% | 0% | 0% | 0% | 0% | 0% | 100% | 0% | 0% | 0% | 0% | 0% | 100% | 0% | 0% | 0% | 0% | 0% | 0% | 0% | 0% | 100% | 0 | 1 | 2 | 461 | N/A | N/A
0 |  | 176 | Light Commercial | TRUE | Non-network - Other | Fleet | Fleet & Property | N/A | Light Commercial | N/A | N/A | N/A | No | 0% | Safety security & reliability | Program | 8 | 0% | 100% | 6.27 | 6.585 | 6.216 | 6.215 | 5.672 | 30.958 | 20% | 20% | 20% | 20% | 20% | 0% | 0% | 0% | 0% | 0% | 0% | 100% | 0% | 0% | 0% | 0% | 0% | 0% | 0% | 0% | 0% | 0% | 0% | 0% | 0% | 100% | 0% | 0% | 0% | 0% | 0% | 0% | 100% | 0% | 0% | 0% | 0% | 0% | 100% | 0% | 0% | 0% | 0% | 0% | 0% | 0% | 0% | 100% | 0 | 1 | 2 | 463 | N/A | N/A
0 |  | 177 | Material Handling | TRUE | Non-network - Other | Fleet | Fleet & Property | N/A | Material Handling | N/A | N/A | N/A | No | 0% | Safety security & reliability | Program | 8 | 0% | 100% | 0.675 | 1.1 | 1.1 | 1.15 | 1.05 | 5.075 | 20% | 20% | 20% | 20% | 20% | 0% | 0% | 0% | 0% | 0% | 0% | 100% | 0% | 0% | 0% | 0% | 0% | 0% | 0% | 0% | 0% | 0% | 0% | 0% | 0% | 100% | 0% | 0% | 0% | 0% | 0% | 0% | 100% | 0% | 0% | 0% | 0% | 0% | 100% | 0% | 0% | 0% | 0% | 0% | 0% | 0% | 0% | 100% | 0 | 1 | 2 | 465 | N/A | N/A
0 |  | 178 | Motorcycle/ATV | TRUE | Non-network - Other | Fleet | Fleet & Property | N/A | Motorcycle/ATV | N/A | N/A | N/A | No | 0% | Safety security & reliability | Program | 8 | 0% | 100% | 0.273 | 0.021 | 0.168 | 0.147 | 0 | 0.609 | 20% | 20% | 20% | 20% | 20% | 0% | 0% | 0% | 0% | 0% | 0% | 100% | 0% | 0% | 0% | 0% | 0% | 0% | 0% | 0% | 0% | 0% | 0% | 0% | 0% | 100% | 0% | 0% | 0% | 0% | 0% | 0% | 100% | 0% | 0% | 0% | 0% | 0% | 100% | 0% | 0% | 0% | 0% | 0% | 0% | 0% | 0% | 100% | 0 | 1 | 2 | 467 | N/A | N/A
0 |  | 179 | Other | TRUE | Non-network - Other | Fleet | Fleet & Property | N/A | Other Fleet | N/A | N/A | N/A | No | 0% | Safety security & reliability | Program | 8 | 0% | 100% | 0 | 0.04 | 0 | 0 | 0.285 | 0.325 | 20% | 20% | 20% | 20% | 20% | 0% | 0% | 0% | 0% | 0% | 0% | 100% | 0% | 0% | 0% | 0% | 0% | 0% | 0% | 0% | 0% | 0% | 0% | 0% | 0% | 100% | 0% | 0% | 0% | 0% | 0% | 0% | 100% | 0% | 0% | 0% | 0% | 0% | 100% | 0% | 0% | 0% | 0% | 0% | 0% | 0% | 0% | 100% | 0 | 1 | 2 | 469 | N/A | N/A
0 |  | 180 | Passenger | TRUE | Non-network - Other | Fleet | Fleet & Property | N/A | Passenger | N/A | N/A | N/A | No | 0% | Safety security & reliability | Program | 8 | 0% | 100% | 0.79 | 0.655 | 0.78 | 0.705 | 0.78 | 3.71 | 20% | 20% | 20% | 20% | 20% | 0% | 0% | 0% | 0% | 0% | 0% | 100% | 0% | 0% | 0% | 0% | 0% | 0% | 0% | 0% | 0% | 0% | 0% | 0% | 0% | 100% | 0% | 0% | 0% | 0% | 0% | 0% | 100% | 0% | 0% | 0% | 0% | 0% | 100% | 0% | 0% | 0% | 0% | 0% | 0% | 0% | 0% | 100% | 0 | 1 | 2 | 471 | N/A | N/A
0 |  | 181 | Plant | TRUE | Non-network - Other | Fleet | Fleet & Property | N/A | Plant | N/A | N/A | N/A | No | 0% | Safety security & reliability | Program | 8 | 0% | 100% | 0.015 | 0.165 | 0 | 0 | 0.03 | 0.21 | 20% | 20% | 20% | 20% | 20% | 0% | 0% | 0% | 0% | 0% | 0% | 100% | 0% | 0% | 0% | 0% | 0% | 0% | 0% | 0% | 0% | 0% | 0% | 0% | 0% | 100% | 0% | 0% | 0% | 0% | 0% | 0% | 100% | 0% | 0% | 0% | 0% | 0% | 100% | 0% | 0% | 0% | 0% | 0% | 0% | 0% | 0% | 100% | 0 | 1 | 2 | 473 | N/A | N/A
0 |  | 182 | Trailer | TRUE | Non-network - Other | Fleet | Fleet & Property | N/A | Trailer | N/A | N/A | N/A | No | 0% | Safety security & reliability | Program | 8 | 0% | 100% | 0.162 | 0.54 | 0.388 | 0.217 | 0.735 | 2.042 | 20% | 20% | 20% | 20% | 20% | 0% | 0% | 0% | 0% | 0% | 0% | 100% | 0% | 0% | 0% | 0% | 0% | 0% | 0% | 0% | 0% | 0% | 0% | 0% | 0% | 100% | 0% | 0% | 0% | 0% | 0% | 0% | 100% | 0% | 0% | 0% | 0% | 0% | 100% | 0% | 0% | 0% | 0% | 0% | 0% | 0% | 0% | 100% | 0 | 1 | 2 | 475 | N/A | N/A
0 |  | 183 | Tracking units | FALSE | Non-network - Other | Fleet | Fleet & Property | N/A | Tracking units | N/A | N/A | N/A | No | 0% | Safety security & reliability | Program | 8 | 0% | 100% | 0 | 0 | 0 | 0 | 0 | 0 | 20% | 20% | 20% | 20% | 20% | 0% | 0% | 0% | 0% | 0% | 0% | 100% | 0% | 0% | 0% | 0% | 0% | 0% | 0% | 0% | 0% | 0% | 0% | 0% | 0% | 100% | 0% | 0% | 0% | 0% | 0% | 0% | 100% | 0% | 0% | 0% | 0% | 0% | 100% | 0% | 0% | 0% | 0% | 0% | 0% | 0% | 0% | 100% | 0 | 1 | 2 | 477 | N/A | N/A
0 |  | 184 | Deferred p2-3 works for FY22-23 | FALSE | Non-network - Other | Property | Fleet & Property | N/A | Other Property | N/A | N/A | N/A | No | 0% | Safety security & reliability | Project | 40 | 20% | 80% | 0 | 0 | 0 | 0 | 0 | 0 | 20% | 20% | 20% | 20% | 20% | 0% | 0% | 0% | 0% | 0% | 0% | 0% | 0% | 0% | 0% | 0% | 0% | 0% | 0% | 0% | 0% | 0% | 0% | 100% | 0% | 100% | 0% | 0% | 0% | 0% | 0% | 0% | 100% | 0% | 0% | 0% | 0% | 0% | 100% | 0% | 0% | 0% | 0% | 0% | 0% | 0% | 0% | 100% | 0 | 1 | 2 | 479 | N/A | N/A
0 |  | 185 | 180 Thomas Street - Ultimo drainage project | FALSE | Non-network - Other | Property | Fleet & Property | N/A | Haymarket Office | N/A | N/A | N/A | No | 0% | Safety security & reliability | Project | 40 | 20% | 80% | 0 | 0 | 0 | 0 | 0 | 0 | 20% | 20% | 20% | 20% | 20% | 0% | 0% | 0% | 0% | 0% | 0% | 0% | 0% | 0% | 0% | 0% | 0% | 0% | 0% | 0% | 0% | 0% | 0% | 100% | 0% | 100% | 0% | 0% | 0% | 0% | 0% | 0% | 100% | 0% | 0% | 0% | 0% | 0% | 100% | 0% | 0% | 0% | 0% | 0% | 0% | 0% | 0% | 100% | 0 | 1 | 2 | 481 | N/A | N/A
0 |  | 186 | Yass Old System Control Block demolition | FALSE | Non-network - Other | Property | Fleet & Property | N/A | Yass Depot | N/A | N/A | N/A | No | 0% | Safety security & reliability | Project | 40 | 20% | 80% | 0 | 0 | 0 | 0 | 0 | 0 | 20% | 20% | 20% | 20% | 20% | 0% | 0% | 0% | 0% | 0% | 0% | 0% | 0% | 0% | 0% | 0% | 0% | 0% | 0% | 0% | 0% | 0% | 0% | 100% | 0% | 100% | 0% | 0% | 0% | 0% | 0% | 0% | 100% | 0% | 0% | 0% | 0% | 0% | 100% | 0% | 0% | 0% | 0% | 0% | 0% | 0% | 0% | 100% | 0 | 1 | 2 | 483 | N/A | N/A
0 |  | 187 | Ultimo Prescribed 2020 Audit Recommended Cap Works - reviewed and prioritised | TRUE | Non-network - Other | Property | Fleet & Property | N/A | Haymarket Office | N/A | N/A | N/A | No | 0% | Safety security & reliability | Program | 40 | 8% | 92% | 0.008 | 0.042 | 0.078 | 0.042 | 0.023 | 0.193 | 20% | 20% | 20% | 20% | 20% | 0% | 0% | 0% | 0% | 0% | 0% | 0% | 0% | 0% | 0% | 0% | 0% | 0% | 0% | 0% | 0% | 0% | 0% | 100% | 0% | 100% | 0% | 0% | 0% | 0% | 0% | 0% | 100% | 0% | 0% | 0% | 0% | 0% | 100% | 0% | 0% | 0% | 0% | 0% | 0% | 0% | 0% | 100% | 0 | 1 | 2 | 485 | N/A | N/A
0 |  | 188 | Wallgrove 2020 Audit Recommended Cap Works - reviewed and prioritised | TRUE | Non-network - Other | Property | Fleet & Property | N/A | Wallgrove Depot | N/A | N/A | N/A | No | 0% | Safety security & reliability | Program | 40 | 7.5% | 92.5% | 0.42216 | 3.7301 | 0.32762 | 1.4499 | 0.10016 | 6.03 | 20% | 20% | 20% | 20% | 20% | 0% | 0% | 0% | 0% | 0% | 0% | 0% | 0% | 0% | 0% | 0% | 0% | 0% | 0% | 0% | 0% | 0% | 0% | 100% | 0% | 100% | 0% | 0% | 0% | 0% | 0% | 0% | 100% | 0% | 0% | 0% | 0% | 0% | 100% | 0% | 0% | 0% | 0% | 0% | 0% | 0% | 0% | 100% | 0 | 1 | 2 | 487 | N/A | N/A
0 |  | 189 | Waratah 2020 Audit Recommended Cap Works - reviewed and prioritised | TRUE | Non-network - Other | Property | Fleet & Property | N/A | Waratah West Depot | N/A | N/A | N/A | No | 0% | Safety security & reliability | Program | 40 | 7.5% | 92.5% | 4.6155 | 0.54427 | 0.904 | 0.42811 | 1.5251 | 8.017 | 20% | 20% | 20% | 20% | 20% | 0% | 0% | 0% | 0% | 0% | 0% | 0% | 0% | 0% | 0% | 0% | 0% | 0% | 0% | 0% | 0% | 0% | 0% | 100% | 0% | 100% | 0% | 0% | 0% | 0% | 0% | 0% | 100% | 0% | 0% | 0% | 0% | 0% | 100% | 0% | 0% | 0% | 0% | 0% | 0% | 0% | 0% | 100% | 0 | 1 | 2 | 489 | N/A | N/A
0 |  | 190 | Orange 2020 Audit Recommended Cap Works - reviewed and prioritised | TRUE | Non-network - Other | Property | Fleet & Property | N/A | Orange Depot | N/A | N/A | N/A | No | 0% | Safety security & reliability | Program | 40 | 7.5% | 92.5% | 0.11234 | 0.19567 | 0.078641 | 0.41755 | 1.0888 | 1.893 | 20% | 20% | 20% | 20% | 20% | 0% | 0% | 0% | 0% | 0% | 0% | 0% | 0% | 0% | 0% | 0% | 0% | 0% | 0% | 0% | 0% | 0% | 0% | 100% | 0% | 100% | 0% | 0% | 0% | 0% | 0% | 0% | 100% | 0% | 0% | 0% | 0% | 0% | 100% | 0% | 0% | 0% | 0% | 0% | 0% | 0% | 0% | 100% | 0 | 1 | 2 | 491 | N/A | N/A
0 |  | 191 | Tamworth 2020 Audit Recommended Cap Works - reviewed and prioritised | TRUE | Non-network - Other | Property | Fleet & Property | N/A | Tamworth Depot | N/A | N/A | N/A | No | 0% | Safety security & reliability | Program | 40 | 7.5% | 92.5% | 0.014035 | 0.20772 | 0.018714 | 0.017778 | 0.032749 | 0.291 | 20% | 20% | 20% | 20% | 20% | 0% | 0% | 0% | 0% | 0% | 0% | 0% | 0% | 0% | 0% | 0% | 0% | 0% | 0% | 0% | 0% | 0% | 0% | 100% | 0% | 100% | 0% | 0% | 0% | 0% | 0% | 0% | 100% | 0% | 0% | 0% | 0% | 0% | 100% | 0% | 0% | 0% | 0% | 0% | 0% | 0% | 0% | 100% | 0 | 1 | 2 | 493 | N/A | N/A
0 |  | 192 | Yass 2020 Audit Recommended Cap Works - reviewed and prioritised | TRUE | Non-network - Other | Property | Fleet & Property | N/A | Yass Depot | N/A | N/A | N/A | No | 0% | Safety security & reliability | Program | 40 | 7.5% | 92.5% | 0.6431 | 0.45213 | 0.23402 | 0.9286 | 0.071143 | 2.329 | 20% | 20% | 20% | 20% | 20% | 0% | 0% | 0% | 0% | 0% | 0% | 0% | 0% | 0% | 0% | 0% | 0% | 0% | 0% | 0% | 0% | 0% | 0% | 100% | 0% | 100% | 0% | 0% | 0% | 0% | 0% | 0% | 100% | 0% | 0% | 0% | 0% | 0% | 100% | 0% | 0% | 0% | 0% | 0% | 0% | 0% | 0% | 100% | 0 | 1 | 2 | 495 | N/A | N/A
0 |  | 193 | Wagga 2020 Audit Recommended Cap Works - reviewed and prioritised | TRUE | Non-network - Other | Property | Fleet & Property | N/A | Wagga Depot | N/A | N/A | N/A | No | 0% | Safety security & reliability | Program | 40 | 7.5% | 92.5% | 0.33108 | 0.32388 | 1.9694 | 0.30768 | 0 | 2.932 | 20% | 20% | 20% | 20% | 20% | 0% | 0% | 0% | 0% | 0% | 0% | 0% | 0% | 0% | 0% | 0% | 0% | 0% | 0% | 0% | 0% | 0% | 0% | 100% | 0% | 100% | 0% | 0% | 0% | 0% | 0% | 0% | 100% | 0% | 0% | 0% | 0% | 0% | 100% | 0% | 0% | 0% | 0% | 0% | 0% | 0% | 0% | 100% | 0 | 1 | 2 | 497 | N/A | N/A
0 |  | 194 | [Project Name] | FALSE | [Spare] | [Spare] | [Spare] | N/A | N/A | N/A | N/A | N/A | N/A | 0% | N/A | Project |  | 40% | 60% | 0 | 0 | 0 | 0 | 0 | 0 | 0% | 0% | 0% | 0% | 0% | [20 empty] | 0% | 0% | 0% | 0% | 0% | 0% | 0% | 100% | 0% | 0% | 0% | 0% | 0% | 100% | 0% | 0% | 0% | 0% | 0% | 0% | 0% | 0% | 100% | 0 | 0 | 0 | 497 | N/A | N/A | bar: 1 to 20
0 |  | 195 | [Project Name] | FALSE | [Spare] | [Spare] | [Spare] | N/A | N/A | N/A | N/A | N/A | N/A | 0% | N/A | Project |  | 40% | 60% | 0 | 0 | 0 | 0 | 0 | 0 | 0% | 0% | 0% | 0% | 0% | [20 empty] | 0% | 0% | 0% | 0% | 0% | 0% | 0% | 100% | 0% | 0% | 0% | 0% | 0% | 100% | 0% | 0% | 0% | 0% | 0% | 0% | 0% | 0% | 100% | 0 | 0 | 0 | 497 | N/A | N/A | bar: 1 to 20
0 |  | 196 | [Project Name] | FALSE | [Spare] | [Spare] | [Spare] | N/A | N/A | N/A | N/A | N/A | N/A | 0% | N/A | Project |  | 40% | 60% | 0 | 0 | 0 | 0 | 0 | 0 | 0% | 0% | 0% | 0% | 0% | [20 empty] | 0% | 0% | 0% | 0% | 0% | 0% | 0% | 100% | 0% | 0% | 0% | 0% | 0% | 100% | 0% | 0% | 0% | 0% | 0% | 0% | 0% | 0% | 100% | 0 | 0 | 0 | 497 | N/A | N/A | bar: 1 to 20
0 |  | 197 | [Project Name] | FALSE | [Spare] | [Spare] | [Spare] | N/A | N/A | N/A | N/A | N/A | N/A | 0% | N/A | Project |  | 40% | 60% | 0 | 0 | 0 | 0 | 0 | 0 | 0% | 0% | 0% | 0% | 0% | [20 empty] | 0% | 0% | 0% | 0% | 0% | 0% | 0% | 100% | 0% | 0% | 0% | 0% | 0% | 100% | 0% | 0% | 0% | 0% | 0% | 0% | 0% | 0% | 100% | 0 | 0 | 0 | 497 | N/A | N/A | bar: 1 to 20
0 |  | 198 | [Project Name] | FALSE | [Spare] | [Spare] | [Spare] | N/A | N/A | N/A | N/A | N/A | N/A | 0% | N/A | Project |  | 40% | 60% | 0 | 0 | 0 | 0 | 0 | 0 | 0% | 0% | 0% | 0% | 0% | [20 empty] | 0% | 0% | 0% | 0% | 0% | 0% | 0% | 100% | 0% | 0% | 0% | 0% | 0% | 100% | 0% | 0% | 0% | 0% | 0% | 0% | 0% | 0% | 100% | 0 | 0 | 0 | 497 | N/A | N/A | bar: 1 to 20
0 |  | 199 | [Project Name] | FALSE | [Spare] | [Spare] | [Spare] | N/A | N/A | N/A | N/A | N/A | N/A | 0% | N/A | Project |  | 40% | 60% | 0 | 0 | 0 | 0 | 0 | 0 | 0% | 0% | 0% | 0% | 0% | [20 empty] | 0% | 0% | 0% | 0% | 0% | 0% | 0% | 100% | 0% | 0% | 0% | 0% | 0% | 100% | 0% | 0% | 0% | 0% | 0% | 0% | 0% | 0% | 100% | 0 | 0 | 0 | 497 | N/A | N/A | bar: 1 to 20
0 |  | 200 | [Project Name] | FALSE | [Spare] | [Spare] | [Spare] | N/A | N/A | N/A | N/A | N/A | N/A | 0% | N/A | Project |  | 40% | 60% | 0 | 0 | 0 | 0 | 0 | 0 | 0% | 0% | 0% | 0% | 0% | [20 empty] | 0% | 0% | 0% | 0% | 0% | 0% | 0% | 100% | 0% | 0% | 0% | 0% | 0% | 100% | 0% | 0% | 0% | 0% | 0% | 0% | 0% | 0% | 100% | 0 | 0 | 0 | 497 | N/A | N/A | bar: 1 to 20
0 |  | 201 | [Project Name] | FALSE | [Spare] | [Spare] | [Spare] | N/A | N/A | N/A | N/A | N/A | N/A | 0% | N/A | Project |  | 40% | 60% | 0 | 0 | 0 | 0 | 0 | 0 | 0% | 0% | 0% | 0% | 0% | [20 empty] | 0% | 0% | 0% | 0% | 0% | 0% | 0% | 100% | 0% | 0% | 0% | 0% | 0% | 100% | 0% | 0% | 0% | 0% | 0% | 0% | 0% | 0% | 100% | 0 | 0 | 0 | 497 | N/A | N/A | bar: 1 to 20
0 |  | 202 | [Project Name] | FALSE | [Spare] | [Spare] | [Spare] | N/A | N/A | N/A | N/A | N/A | N/A | 0% | N/A | Project |  | 40% | 60% | 0 | 0 | 0 | 0 | 0 | 0 | 0% | 0% | 0% | 0% | 0% | [20 empty] | 0% | 0% | 0% | 0% | 0% | 0% | 0% | 100% | 0% | 0% | 0% | 0% | 0% | 100% | 0% | 0% | 0% | 0% | 0% | 0% | 0% | 0% | 100% | 0 | 0 | 0 | 497 | N/A | N/A | bar: 1 to 20
0 |  | 203 | [Project Name] | FALSE | [Spare] | [Spare] | [Spare] | N/A | N/A | N/A | N/A | N/A | N/A | 0% | N/A | Project |  | 40% | 60% | 0 | 0 | 0 | 0 | 0 | 0 | 0% | 0% | 0% | 0% | 0% | [20 empty] | 0% | 0% | 0% | 0% | 0% | 0% | 0% | 100% | 0% | 0% | 0% | 0% | 0% | 100% | 0% | 0% | 0% | 0% | 0% | 0% | 0% | 0% | 100% | 0 | 0 | 0 | 497 | N/A | N/A | bar: 1 to 20
0 |  | 204 | [Project Name] | FALSE | [Spare] | [Spare] | [Spare] | N/A | N/A | N/A | N/A | N/A | N/A | 0% | N/A | Project |  | 40% | 60% | 0 | 0 | 0 | 0 | 0 | 0 | 0% | 0% | 0% | 0% | 0% | [20 empty] | 0% | 0% | 0% | 0% | 0% | 0% | 0% | 100% | 0% | 0% | 0% | 0% | 0% | 100% | 0% | 0% | 0% | 0% | 0% | 0% | 0% | 0% | 100% | 0 | 0 | 0 | 497 | N/A | N/A | bar: 1 to 20
0 |  | 205 | [Project Name] | FALSE | [Spare] | [Spare] | [Spare] | N/A | N/A | N/A | N/A | N/A | N/A | 0% | N/A | Project |  | 40% | 60% | 0 | 0 | 0 | 0 | 0 | 0 | 0% | 0% | 0% | 0% | 0% | [20 empty] | 0% | 0% | 0% | 0% | 0% | 0% | 0% | 100% | 0% | 0% | 0% | 0% | 0% | 100% | 0% | 0% | 0% | 0% | 0% | 0% | 0% | 0% | 100% | 0 | 0 | 0 | 497 | N/A | N/A | bar: 1 to 20
0 |  | 206 | [Project Name] | FALSE | [Spare] | [Spare] | [Spare] | N/A | N/A | N/A | N/A | N/A | N/A | 0% | N/A | Project |  | 40% | 60% | 0 | 0 | 0 | 0 | 0 | 0 | 0% | 0% | 0% | 0% | 0% | [20 empty] | 0% | 0% | 0% | 0% | 0% | 0% | 0% | 100% | 0% | 0% | 0% | 0% | 0% | 100% | 0% | 0% | 0% | 0% | 0% | 0% | 0% | 0% | 100% | 0 | 0 | 0 | 497 | N/A | N/A | bar: 1 to 20
0 |  | 207 | [Project Name] | FALSE | [Spare] | [Spare] | [Spare] | N/A | N/A | N/A | N/A | N/A | N/A | 0% | N/A | Project |  | 40% | 60% | 0 | 0 | 0 | 0 | 0 | 0 | 0% | 0% | 0% | 0% | 0% | [20 empty] | 0% | 0% | 0% | 0% | 0% | 0% | 0% | 100% | 0% | 0% | 0% | 0% | 0% | 100% | 0% | 0% | 0% | 0% | 0% | 0% | 0% | 0% | 100% | 0 | 0 | 0 | 497 | N/A | N/A | bar: 1 to 20
0 |  | 208 | [Project Name] | FALSE | [Spare] | [Spare] | [Spare] | N/A | N/A | N/A | N/A | N/A | N/A | 0% | N/A | Project |  | 40% | 60% | 0 | 0 | 0 | 0 | 0 | 0 | 0% | 0% | 0% | 0% | 0% | [20 empty] | 0% | 0% | 0% | 0% | 0% | 0% | 0% | 100% | 0% | 0% | 0% | 0% | 0% | 100% | 0% | 0% | 0% | 0% | 0% | 0% | 0% | 0% | 100% | 0 | 0 | 0 | 497 | N/A | N/A | bar: 1 to 20
0 |  | 209 | [Project Name] | FALSE | [Spare] | [Spare] | [Spare] | N/A | N/A | N/A | N/A | N/A | N/A | 0% | N/A | Project |  | 40% | 60% | 0 | 0 | 0 | 0 | 0 | 0 | 0% | 0% | 0% | 0% | 0% | [20 empty] | 0% | 0% | 0% | 0% | 0% | 0% | 0% | 100% | 0% | 0% | 0% | 0% | 0% | 100% | 0% | 0% | 0% | 0% | 0% | 0% | 0% | 0% | 100% | 0 | 0 | 0 | 497 | N/A | N/A | bar: 1 to 20
0 |  | 210 | [Project Name] | FALSE | [Spare] | [Spare] | [Spare] | N/A | N/A | N/A | N/A | N/A | N/A | 0% | N/A | Project |  | 40% | 60% | 0 | 0 | 0 | 0 | 0 | 0 | 0% | 0% | 0% | 0% | 0% | [20 empty] | 0% | 0% | 0% | 0% | 0% | 0% | 0% | 100% | 0% | 0% | 0% | 0% | 0% | 100% | 0% | 0% | 0% | 0% | 0% | 0% | 0% | 0% | 100% | 0 | 0 | 0 | 497 | N/A | N/A | bar: 1 to 20
0 |  | 211 | [Project Name] | FALSE | [Spare] | [Spare] | [Spare] | N/A | N/A | N/A | N/A | N/A | N/A | 0% | N/A | Project |  | 40% | 60% | 0 | 0 | 0 | 0 | 0 | 0 | 0% | 0% | 0% | 0% | 0% | [20 empty] | 0% | 0% | 0% | 0% | 0% | 0% | 0% | 100% | 0% | 0% | 0% | 0% | 0% | 100% | 0% | 0% | 0% | 0% | 0% | 0% | 0% | 0% | 100% | 0 | 0 | 0 | 497 | N/A | N/A | bar: 1 to 20
0 |  | 212 | [Project Name] | FALSE | [Spare] | [Spare] | [Spare] | N/A | N/A | N/A | N/A | N/A | N/A | 0% | N/A | Project |  | 40% | 60% | 0 | 0 | 0 | 0 | 0 | 0 | 0% | 0% | 0% | 0% | 0% | [20 empty] | 0% | 0% | 0% | 0% | 0% | 0% | 0% | 100% | 0% | 0% | 0% | 0% | 0% | 100% | 0% | 0% | 0% | 0% | 0% | 0% | 0% | 0% | 100% | 0 | 0 | 0 | 497 | N/A | N/A | bar: 1 to 20
0 |  | 213 | [Project Name] | FALSE | [Spare] | [Spare] | [Spare] | N/A | N/A | N/A | N/A | N/A | N/A | 0% | N/A | Project |  | 40% | 60% | 0 | 0 | 0 | 0 | 0 | 0 | 0% | 0% | 0% | 0% | 0% | [20 empty] | 0% | 0% | 0% | 0% | 0% | 0% | 0% | 100% | 0% | 0% | 0% | 0% | 0% | 100% | 0% | 0% | 0% | 0% | 0% | 0% | 0% | 0% | 100% | 0 | 0 | 0 | 497 | N/A | N/A | bar: 1 to 20
0 |  | 214 | [Project Name] | FALSE | [Spare] | [Spare] | [Spare] | N/A | N/A | N/A | N/A | N/A | N/A | 0% | N/A | Project |  | 40% | 60% | 0 | 0 | 0 | 0 | 0 | 0 | 0% | 0% | 0% | 0% | 0% | [20 empty] | 0% | 0% | 0% | 0% | 0% | 0% | 0% | 100% | 0% | 0% | 0% | 0% | 0% | 100% | 0% | 0% | 0% | 0% | 0% | 0% | 0% | 0% | 100% | 0 | 0 | 0 | 497 | N/A | N/A | bar: 1 to 20
0 |  | 215 | [Project Name] | FALSE | [Spare] | [Spare] | [Spare] | N/A | N/A | N/A | N/A | N/A | N/A | 0% | N/A | Project |  | 40% | 60% | 0 | 0 | 0 | 0 | 0 | 0 | 0% | 0% | 0% | 0% | 0% | [20 empty] | 0% | 0% | 0% | 0% | 0% | 0% | 0% | 100% | 0% | 0% | 0% | 0% | 0% | 100% | 0% | 0% | 0% | 0% | 0% | 0% | 0% | 0% | 100% | 0 | 0 | 0 | 497 | N/A | N/A | bar: 1 to 20
0 |  | 216 | [Project Name] | FALSE | [Spare] | [Spare] | [Spare] | N/A | N/A | N/A | N/A | N/A | N/A | 0% | N/A | Project |  | 40% | 60% | 0 | 0 | 0 | 0 | 0 | 0 | 0% | 0% | 0% | 0% | 0% | [20 empty] | 0% | 0% | 0% | 0% | 0% | 0% | 0% | 100% | 0% | 0% | 0% | 0% | 0% | 100% | 0% | 0% | 0% | 0% | 0% | 0% | 0% | 0% | 100% | 0 | 0 | 0 | 497 | N/A | N/A | bar: 1 to 20
0 |  | 217 | [Project Name] | FALSE | [Spare] | [Spare] | [Spare] | N/A | N/A | N/A | N/A | N/A | N/A | 0% | N/A | Project |  | 40% | 60% | 0 | 0 | 0 | 0 | 0 | 0 | 0% | 0% | 0% | 0% | 0% | [20 empty] | 0% | 0% | 0% | 0% | 0% | 0% | 0% | 100% | 0% | 0% | 0% | 0% | 0% | 100% | 0% | 0% | 0% | 0% | 0% | 0% | 0% | 0% | 100% | 0 | 0 | 0 | 497 | N/A | N/A | bar: 1 to 20
0 |  | 218 | [Project Name] | FALSE | [Spare] | [Spare] | [Spare] | N/A | N/A | N/A | N/A | N/A | N/A | 0% | N/A | Project |  | 40% | 60% | 0 | 0 | 0 | 0 | 0 | 0 | 0% | 0% | 0% | 0% | 0% | [20 empty] | 0% | 0% | 0% | 0% | 0% | 0% | 0% | 100% | 0% | 0% | 0% | 0% | 0% | 100% | 0% | 0% | 0% | 0% | 0% | 0% | 0% | 0% | 100% | 0 | 0 | 0 | 497 | N/A | N/A | bar: 1 to 20
0 |  | 219 | [Project Name] | FALSE | [Spare] | [Spare] | [Spare] | N/A | N/A | N/A | N/A | N/A | N/A | 0% | N/A | Project |  | 40% | 60% | 0 | 0 | 0 | 0 | 0 | 0 | 0% | 0% | 0% | 0% | 0% | [20 empty] | 0% | 0% | 0% | 0% | 0% | 0% | 0% | 100% | 0% | 0% | 0% | 0% | 0% | 100% | 0% | 0% | 0% | 0% | 0% | 0% | 0% | 0% | 100% | 0 | 0 | 0 | 497 | N/A | N/A | bar: 1 to 20
0 |  | 220 | [Project Name] | FALSE | [Spare] | [Spare] | [Spare] | N/A | N/A | N/A | N/A | N/A | N/A | 0% | N/A | Project |  | 40% | 60% | 0 | 0 | 0 | 0 | 0 | 0 | 0% | 0% | 0% | 0% | 0% | [20 empty] | 0% | 0% | 0% | 0% | 0% | 0% | 0% | 100% | 0% | 0% | 0% | 0% | 0% | 100% | 0% | 0% | 0% | 0% | 0% | 0% | 0% | 0% | 100% | 0 | 0 | 0 | 497 | N/A | N/A | bar: 1 to 20
0 |  | 221 | [Project Name] | FALSE | [Spare] | [Spare] | [Spare] | N/A | N/A | N/A | N/A | N/A | N/A | 0% | N/A | Project |  | 40% | 60% | 0 | 0 | 0 | 0 | 0 | 0 | 0% | 0% | 0% | 0% | 0% | [20 empty] | 0% | 0% | 0% | 0% | 0% | 0% | 0% | 100% | 0% | 0% | 0% | 0% | 0% | 100% | 0% | 0% | 0% | 0% | 0% | 0% | 0% | 0% | 100% | 0 | 0 | 0 | 497 | N/A | N/A | bar: 1 to 20
0 |  | 222 | [Project Name] | FALSE | [Spare] | [Spare] | [Spare] | N/A | N/A | N/A | N/A | N/A | N/A | 0% | N/A | Project |  | 40% | 60% | 0 | 0 | 0 | 0 | 0 | 0 | 0% | 0% | 0% | 0% | 0% | [20 empty] | 0% | 0% | 0% | 0% | 0% | 0% | 0% | 100% | 0% | 0% | 0% | 0% | 0% | 100% | 0% | 0% | 0% | 0% | 0% | 0% | 0% | 0% | 100% | 0 | 0 | 0 | 497 | N/A | N/A | bar: 1 to 20
0 |  | 223 | [Project Name] | FALSE | [Spare] | [Spare] | [Spare] | N/A | N/A | N/A | N/A | N/A | N/A | 0% | N/A | Project |  | 40% | 60% | 0 | 0 | 0 | 0 | 0 | 0 | 0% | 0% | 0% | 0% | 0% | [20 empty] | 0% | 0% | 0% | 0% | 0% | 0% | 0% | 100% | 0% | 0% | 0% | 0% | 0% | 100% | 0% | 0% | 0% | 0% | 0% | 0% | 0% | 0% | 100% | 0 | 0 | 0 | 497 | N/A | N/A | bar: 1 to 20
0 |  | 224 | [Project Name] | FALSE | [Spare] | [Spare] | [Spare] | N/A | N/A | N/A | N/A | N/A | N/A | 0% | N/A | Project |  | 40% | 60% | 0 | 0 | 0 | 0 | 0 | 0 | 0% | 0% | 0% | 0% | 0% | [20 empty] | 0% | 0% | 0% | 0% | 0% | 0% | 0% | 100% | 0% | 0% | 0% | 0% | 0% | 100% | 0% | 0% | 0% | 0% | 0% | 0% | 0% | 0% | 100% | 0 | 0 | 0 | 497 | N/A | N/A | bar: 1 to 20
0 |  | 225 | [Project Name] | FALSE | [Spare] | [Spare] | [Spare] | N/A | N/A | N/A | N/A | N/A | N/A | 0% | N/A | Project |  | 40% | 60% | 0 | 0 | 0 | 0 | 0 | 0 | 0% | 0% | 0% | 0% | 0% | [20 empty] | 0% | 0% | 0% | 0% | 0% | 0% | 0% | 100% | 0% | 0% | 0% | 0% | 0% | 100% | 0% | 0% | 0% | 0% | 0% | 0% | 0% | 0% | 100% | 0 | 0 | 0 | 497 | N/A | N/A | bar: 1 to 20
0 |  | 226 | [Project Name] | FALSE | [Spare] | [Spare] | [Spare] | N/A | N/A | N/A | N/A | N/A | N/A | 0% | N/A | Project |  | 40% | 60% | 0 | 0 | 0 | 0 | 0 | 0 | 0% | 0% | 0% | 0% | 0% | [20 empty] | 0% | 0% | 0% | 0% | 0% | 0% | 0% | 100% | 0% | 0% | 0% | 0% | 0% | 100% | 0% | 0% | 0% | 0% | 0% | 0% | 0% | 0% | 100% | 0 | 0 | 0 | 497 | N/A | N/A | bar: 1 to 20
0 |  | 227 | [Project Name] | FALSE | [Spare] | [Spare] | [Spare] | N/A | N/A | N/A | N/A | N/A | N/A | 0% | N/A | Project |  | 40% | 60% | 0 | 0 | 0 | 0 | 0 | 0 | 0% | 0% | 0% | 0% | 0% | [20 empty] | 0% | 0% | 0% | 0% | 0% | 0% | 0% | 100% | 0% | 0% | 0% | 0% | 0% | 100% | 0% | 0% | 0% | 0% | 0% | 0% | 0% | 0% | 100% | 0 | 0 | 0 | 497 | N/A | N/A | bar: 1 to 20
0 |  | 228 | [Project Name] | FALSE | [Spare] | [Spare] | [Spare] | N/A | N/A | N/A | N/A | N/A | N/A | 0% | N/A | Project |  | 40% | 60% | 0 | 0 | 0 | 0 | 0 | 0 | 0% | 0% | 0% | 0% | 0% | [20 empty] | 0% | 0% | 0% | 0% | 0% | 0% | 0% | 100% | 0% | 0% | 0% | 0% | 0% | 100% | 0% | 0% | 0% | 0% | 0% | 0% | 0% | 0% | 100% | 0 | 0 | 0 | 497 | N/A | N/A | bar: 1 to 20
0 |  | 229 | [Project Name] | FALSE | [Spare] | [Spare] | [Spare] | N/A | N/A | N/A | N/A | N/A | N/A | 0% | N/A | Project |  | 40% | 60% | 0 | 0 | 0 | 0 | 0 | 0 | 0% | 0% | 0% | 0% | 0% | [20 empty] | 0% | 0% | 0% | 0% | 0% | 0% | 0% | 100% | 0% | 0% | 0% | 0% | 0% | 100% | 0% | 0% | 0% | 0% | 0% | 0% | 0% | 0% | 100% | 0 | 0 | 0 | 497 | N/A | N/A | bar: 1 to 20
0 |  | 230 | [Project Name] | FALSE | [Spare] | [Spare] | [Spare] | N/A | N/A | N/A | N/A | N/A | N/A | 0% | N/A | Project |  | 40% | 60% | 0 | 0 | 0 | 0 | 0 | 0 | 0% | 0% | 0% | 0% | 0% | [20 empty] | 0% | 0% | 0% | 0% | 0% | 0% | 0% | 100% | 0% | 0% | 0% | 0% | 0% | 100% | 0% | 0% | 0% | 0% | 0% | 0% | 0% | 0% | 100% | 0 | 0 | 0 | 497 | N/A | N/A | bar: 1 to 20
0 |  | 231 | [Project Name] | FALSE | [Spare] | [Spare] | [Spare] | N/A | N/A | N/A | N/A | N/A | N/A | 0% | N/A | Project |  | 40% | 60% | 0 | 0 | 0 | 0 | 0 | 0 | 0% | 0% | 0% | 0% | 0% | [20 empty] | 0% | 0% | 0% | 0% | 0% | 0% | 0% | 100% | 0% | 0% | 0% | 0% | 0% | 100% | 0% | 0% | 0% | 0% | 0% | 0% | 0% | 0% | 100% | 0 | 0 | 0 | 497 | N/A | N/A | bar: 1 to 20
0 |  | 232 | [Project Name] | FALSE | [Spare] | [Spare] | [Spare] | N/A | N/A | N/A | N/A | N/A | N/A | 0% | N/A | Project |  | 40% | 60% | 0 | 0 | 0 | 0 | 0 | 0 | 0% | 0% | 0% | 0% | 0% | [20 empty] | 0% | 0% | 0% | 0% | 0% | 0% | 0% | 100% | 0% | 0% | 0% | 0% | 0% | 100% | 0% | 0% | 0% | 0% | 0% | 0% | 0% | 0% | 100% | 0 | 0 | 0 | 497 | N/A | N/A | bar: 1 to 20
0 |  | 233 | [Project Name] | FALSE | [Spare] | [Spare] | [Spare] | N/A | N/A | N/A | N/A | N/A | N/A | 0% | N/A | Project |  | 40% | 60% | 0 | 0 | 0 | 0 | 0 | 0 | 0% | 0% | 0% | 0% | 0% | [20 empty] | 0% | 0% | 0% | 0% | 0% | 0% | 0% | 100% | 0% | 0% | 0% | 0% | 0% | 100% | 0% | 0% | 0% | 0% | 0% | 0% | 0% | 0% | 100% | 0 | 0 | 0 | 497 | N/A | N/A | bar: 1 to 20
0 |  | 234 | [Project Name] | FALSE | [Spare] | [Spare] | [Spare] | N/A | N/A | N/A | N/A | N/A | N/A | 0% | N/A | Project |  | 40% | 60% | 0 | 0 | 0 | 0 | 0 | 0 | 0% | 0% | 0% | 0% | 0% | [20 empty] | 0% | 0% | 0% | 0% | 0% | 0% | 0% | 100% | 0% | 0% | 0% | 0% | 0% | 100% | 0% | 0% | 0% | 0% | 0% | 0% | 0% | 0% | 100% | 0 | 0 | 0 | 497 | N/A | N/A | bar: 1 to 20
0 |  | 235 | [Project Name] | FALSE | [Spare] | [Spare] | [Spare] | N/A | N/A | N/A | N/A | N/A | N/A | 0% | N/A | Project |  | 40% | 60% | 0 | 0 | 0 | 0 | 0 | 0 | 0% | 0% | 0% | 0% | 0% | [20 empty] | 0% | 0% | 0% | 0% | 0% | 0% | 0% | 100% | 0% | 0% | 0% | 0% | 0% | 100% | 0% | 0% | 0% | 0% | 0% | 0% | 0% | 0% | 100% | 0 | 0 | 0 | 497 | N/A | N/A | bar: 1 to 20
0 |  | 236 | [Project Name] | FALSE | [Spare] | [Spare] | [Spare] | N/A | N/A | N/A | N/A | N/A | N/A | 0% | N/A | Project |  | 40% | 60% | 0 | 0 | 0 | 0 | 0 | 0 | 0% | 0% | 0% | 0% | 0% | [20 empty] | 0% | 0% | 0% | 0% | 0% | 0% | 0% | 100% | 0% | 0% | 0% | 0% | 0% | 100% | 0% | 0% | 0% | 0% | 0% | 0% | 0% | 0% | 100% | 0 | 0 | 0 | 497 | N/A | N/A | bar: 1 to 20
0 |  | 237 | [Project Name] | FALSE | [Spare] | [Spare] | [Spare] | N/A | N/A | N/A | N/A | N/A | N/A | 0% | N/A | Project |  | 40% | 60% | 0 | 0 | 0 | 0 | 0 | 0 | 0% | 0% | 0% | 0% | 0% | [20 empty] | 0% | 0% | 0% | 0% | 0% | 0% | 0% | 100% | 0% | 0% | 0% | 0% | 0% | 100% | 0% | 0% | 0% | 0% | 0% | 0% | 0% | 0% | 100% | 0 | 0 | 0 | 497 | N/A | N/A | bar: 1 to 20
0 |  | 238 | [Project Name] | FALSE | [Spare] | [Spare] | [Spare] | N/A | N/A | N/A | N/A | N/A | N/A | 0% | N/A | Project |  | 40% | 60% | 0 | 0 | 0 | 0 | 0 | 0 | 0% | 0% | 0% | 0% | 0% | [20 empty] | 0% | 0% | 0% | 0% | 0% | 0% | 0% | 100% | 0% | 0% | 0% | 0% | 0% | 100% | 0% | 0% | 0% | 0% | 0% | 0% | 0% | 0% | 100% | 0 | 0 | 0 | 497 | N/A | N/A | bar: 1 to 20
0 |  | 239 | [Project Name] | FALSE | [Spare] | [Spare] | [Spare] | N/A | N/A | N/A | N/A | N/A | N/A | 0% | N/A | Project |  | 40% | 60% | 0 | 0 | 0 | 0 | 0 | 0 | 0% | 0% | 0% | 0% | 0% | [20 empty] | 0% | 0% | 0% | 0% | 0% | 0% | 0% | 100% | 0% | 0% | 0% | 0% | 0% | 100% | 0% | 0% | 0% | 0% | 0% | 0% | 0% | 0% | 100% | 0 | 0 | 0 | 497 | N/A | N/A | bar: 1 to 20
0 |  | 240 | [Project Name] | FALSE | [Spare] | [Spare] | [Spare] | N/A | N/A | N/A | N/A | N/A | N/A | 0% | N/A | Project |  | 40% | 60% | 0 | 0 | 0 | 0 | 0 | 0 | 0% | 0% | 0% | 0% | 0% | [20 empty] | 0% | 0% | 0% | 0% | 0% | 0% | 0% | 100% | 0% | 0% | 0% | 0% | 0% | 100% | 0% | 0% | 0% | 0% | 0% | 0% | 0% | 0% | 100% | 0 | 0 | 0 | 497 | N/A | N/A | bar: 1 to 20
0 |  | 241 | [Project Name] | FALSE | [Spare] | [Spare] | [Spare] | N/A | N/A | N/A | N/A | N/A | N/A | 0% | N/A | Project |  | 40% | 60% | 0 | 0 | 0 | 0 | 0 | 0 | 0% | 0% | 0% | 0% | 0% | [20 empty] | 0% | 0% | 0% | 0% | 0% | 0% | 0% | 100% | 0% | 0% | 0% | 0% | 0% | 100% | 0% | 0% | 0% | 0% | 0% | 0% | 0% | 0% | 100% | 0 | 0 | 0 | 497 | N/A | N/A | bar: 1 to 20
0 |  | 242 | [Project Name] | FALSE | [Spare] | [Spare] | [Spare] | N/A | N/A | N/A | N/A | N/A | N/A | 0% | N/A | Project |  | 40% | 60% | 0 | 0 | 0 | 0 | 0 | 0 | 0% | 0% | 0% | 0% | 0% | [20 empty] | 0% | 0% | 0% | 0% | 0% | 0% | 0% | 100% | 0% | 0% | 0% | 0% | 0% | 100% | 0% | 0% | 0% | 0% | 0% | 0% | 0% | 0% | 100% | 0 | 0 | 0 | 497 | N/A | N/A | bar: 1 to 20
0 |  | 243 | [Project Name] | FALSE | [Spare] | [Spare] | [Spare] | N/A | N/A | N/A | N/A | N/A | N/A | 0% | N/A | Project |  | 40% | 60% | 0 | 0 | 0 | 0 | 0 | 0 | 0% | 0% | 0% | 0% | 0% | [20 empty] | 0% | 0% | 0% | 0% | 0% | 0% | 0% | 100% | 0% | 0% | 0% | 0% | 0% | 100% | 0% | 0% | 0% | 0% | 0% | 0% | 0% | 0% | 100% | 0 | 0 | 0 | 497 | N/A | N/A | bar: 1 to 20
0 |  | 244 | [Project Name] | FALSE | [Spare] | [Spare] | [Spare] | N/A | N/A | N/A | N/A | N/A | N/A | 0% | N/A | Project |  | 40% | 60% | 0 | 0 | 0 | 0 | 0 | 0 | 0% | 0% | 0% | 0% | 0% | [20 empty] | 0% | 0% | 0% | 0% | 0% | 0% | 0% | 100% | 0% | 0% | 0% | 0% | 0% | 100% | 0% | 0% | 0% | 0% | 0% | 0% | 0% | 0% | 100% | 0 | 0 | 0 | 497 | N/A | N/A | bar: 1 to 20
0 |  | 245 | [Project Name] | FALSE | [Spare] | [Spare] | [Spare] | N/A | N/A | N/A | N/A | N/A | N/A | 0% | N/A | Project |  | 40% | 60% | 0 | 0 | 0 | 0 | 0 | 0 | 0% | 0% | 0% | 0% | 0% | [20 empty] | 0% | 0% | 0% | 0% | 0% | 0% | 0% | 100% | 0% | 0% | 0% | 0% | 0% | 100% | 0% | 0% | 0% | 0% | 0% | 0% | 0% | 0% | 100% | 0 | 0 | 0 | 497 | N/A | N/A | bar: 1 to 20
0 |  | 246 | [Project Name] | FALSE | [Spare] | [Spare] | [Spare] | N/A | N/A | N/A | N/A | N/A | N/A | 0% | N/A | Project |  | 40% | 60% | 0 | 0 | 0 | 0 | 0 | 0 | 0% | 0% | 0% | 0% | 0% | [20 empty] | 0% | 0% | 0% | 0% | 0% | 0% | 0% | 100% | 0% | 0% | 0% | 0% | 0% | 100% | 0% | 0% | 0% | 0% | 0% | 0% | 0% | 0% | 100% | 0 | 0 | 0 | 497 | N/A | N/A | bar: 1 to 20
0 |  | 247 | [Project Name] | FALSE | [Spare] | [Spare] | [Spare] | N/A | N/A | N/A | N/A | N/A | N/A | 0% | N/A | Project |  | 40% | 60% | 0 | 0 | 0 | 0 | 0 | 0 | 0% | 0% | 0% | 0% | 0% | [20 empty] | 0% | 0% | 0% | 0% | 0% | 0% | 0% | 100% | 0% | 0% | 0% | 0% | 0% | 100% | 0% | 0% | 0% | 0% | 0% | 0% | 0% | 0% | 100% | 0 | 0 | 0 | 497 | N/A | N/A | bar: 1 to 20
0 |  | 248 | [Project Name] | FALSE | [Spare] | [Spare] | [Spare] | N/A | N/A | N/A | N/A | N/A | N/A | 0% | N/A | Project |  | 40% | 60% | 0 | 0 | 0 | 0 | 0 | 0 | 0% | 0% | 0% | 0% | 0% | [20 empty] | 0% | 0% | 0% | 0% | 0% | 0% | 0% | 100% | 0% | 0% | 0% | 0% | 0% | 100% | 0% | 0% | 0% | 0% | 0% | 0% | 0% | 0% | 100% | 0 | 0 | 0 | 497 | N/A | N/A | bar: 1 to 20
0 |  | 249 | [Project Name] | FALSE | [Spare] | [Spare] | [Spare] | N/A | N/A | N/A | N/A | N/A | N/A | 0% | N/A | Project |  | 40% | 60% | 0 | 0 | 0 | 0 | 0 | 0 | 0% | 0% | 0% | 0% | 0% | [20 empty] | 0% | 0% | 0% | 0% | 0% | 0% | 0% | 100% | 0% | 0% | 0% | 0% | 0% | 100% | 0% | 0% | 0% | 0% | 0% | 0% | 0% | 0% | 100% | 0 | 0 | 0 | 497 | N/A | N/A | bar: 1 to 20
0 |  | 250 | [Project Name] | FALSE | [Spare] | [Spare] | [Spare] | N/A | N/A | N/A | N/A | N/A | N/A | 0% | N/A | Project |  | 40% | 60% | 0 | 0 | 0 | 0 | 0 | 0 | 0% | 0% | 0% | 0% | 0% | [20 empty] | 0% | 0% | 0% | 0% | 0% | 0% | 0% | 100% | 0% | 0% | 0% | 0% | 0% | 100% | 0% | 0% | 0% | 0% | 0% | 0% | 0% | 0% | 100% | 0 | 0 | 0 | 497 | N/A | N/A | bar: 1 to 20
0 |  | 251 | [Project Name] | FALSE | [Spare] | [Spare] | [Spare] | N/A | N/A | N/A | N/A | N/A | N/A | 0% | N/A | Project |  | 40% | 60% | 0 | 0 | 0 | 0 | 0 | 0 | 0% | 0% | 0% | 0% | 0% | [20 empty] | 0% | 0% | 0% | 0% | 0% | 0% | 0% | 100% | 0% | 0% | 0% | 0% | 0% | 100% | 0% | 0% | 0% | 0% | 0% | 0% | 0% | 0% | 100% | 0 | 0 | 0 | 497 | N/A | N/A | bar: 1 to 20
0 |  | 252 | [Project Name] | FALSE | [Spare] | [Spare] | [Spare] | N/A | N/A | N/A | N/A | N/A | N/A | 0% | N/A | Project |  | 40% | 60% | 0 | 0 | 0 | 0 | 0 | 0 | 0% | 0% | 0% | 0% | 0% | [20 empty] | 0% | 0% | 0% | 0% | 0% | 0% | 0% | 100% | 0% | 0% | 0% | 0% | 0% | 100% | 0% | 0% | 0% | 0% | 0% | 0% | 0% | 0% | 100% | 0 | 0 | 0 | 497 | N/A | N/A | bar: 1 to 20
0 |  | 253 | [Project Name] | FALSE | [Spare] | [Spare] | [Spare] | N/A | N/A | N/A | N/A | N/A | N/A | 0% | N/A | Project |  | 40% | 60% | 0 | 0 | 0 | 0 | 0 | 0 | 0% | 0% | 0% | 0% | 0% | [20 empty] | 0% | 0% | 0% | 0% | 0% | 0% | 0% | 100% | 0% | 0% | 0% | 0% | 0% | 100% | 0% | 0% | 0% | 0% | 0% | 0% | 0% | 0% | 100% | 0 | 0 | 0 | 497 | N/A | N/A | bar: 1 to 20
0 |  | 254 | [Project Name] | FALSE | [Spare] | [Spare] | [Spare] | N/A | N/A | N/A | N/A | N/A | N/A | 0% | N/A | Project |  | 40% | 60% | 0 | 0 | 0 | 0 | 0 | 0 | 0% | 0% | 0% | 0% | 0% | [20 empty] | 0% | 0% | 0% | 0% | 0% | 0% | 0% | 100% | 0% | 0% | 0% | 0% | 0% | 100% | 0% | 0% | 0% | 0% | 0% | 0% | 0% | 0% | 100% | 0 | 0 | 0 | 497 | N/A | N/A | bar: 1 to 20
0 |  | 255 | [Project Name] | FALSE | [Spare] | [Spare] | [Spare] | N/A | N/A | N/A | N/A | N/A | N/A | 0% | N/A | Project |  | 40% | 60% | 0 | 0 | 0 | 0 | 0 | 0 | 0% | 0% | 0% | 0% | 0% | [20 empty] | 0% | 0% | 0% | 0% | 0% | 0% | 0% | 100% | 0% | 0% | 0% | 0% | 0% | 100% | 0% | 0% | 0% | 0% | 0% | 0% | 0% | 0% | 100% | 0 | 0 | 0 | 497 | N/A | N/A | bar: 1 to 20
0 |  | 256 | [Project Name] | FALSE | [Spare] | [Spare] | [Spare] | N/A | N/A | N/A | N/A | N/A | N/A | 0% | N/A | Project |  | 40% | 60% | 0 | 0 | 0 | 0 | 0 | 0 | 0% | 0% | 0% | 0% | 0% | [20 empty] | 0% | 0% | 0% | 0% | 0% | 0% | 0% | 100% | 0% | 0% | 0% | 0% | 0% | 100% | 0% | 0% | 0% | 0% | 0% | 0% | 0% | 0% | 100% | 0 | 0 | 0 | 497 | N/A | N/A | bar: 1 to 20
0 |  | 257 | [Project Name] | FALSE | [Spare] | [Spare] | [Spare] | N/A | N/A | N/A | N/A | N/A | N/A | 0% | N/A | Project |  | 40% | 60% | 0 | 0 | 0 | 0 | 0 | 0 | 0% | 0% | 0% | 0% | 0% | [20 empty] | 0% | 0% | 0% | 0% | 0% | 0% | 0% | 100% | 0% | 0% | 0% | 0% | 0% | 100% | 0% | 0% | 0% | 0% | 0% | 0% | 0% | 0% | 100% | 0 | 0 | 0 | 497 | N/A | N/A | bar: 1 to 20
0 |  | 258 | [Project Name] | FALSE | [Spare] | [Spare] | [Spare] | N/A | N/A | N/A | N/A | N/A | N/A | 0% | N/A | Project |  | 40% | 60% | 0 | 0 | 0 | 0 | 0 | 0 | 0% | 0% | 0% | 0% | 0% | [20 empty] | 0% | 0% | 0% | 0% | 0% | 0% | 0% | 100% | 0% | 0% | 0% | 0% | 0% | 100% | 0% | 0% | 0% | 0% | 0% | 0% | 0% | 0% | 100% | 0 | 0 | 0 | 497 | N/A | N/A | bar: 1 to 20
0 |  | 259 | [Project Name] | FALSE | [Spare] | [Spare] | [Spare] | N/A | N/A | N/A | N/A | N/A | N/A | 0% | N/A | Project |  | 40% | 60% | 0 | 0 | 0 | 0 | 0 | 0 | 0% | 0% | 0% | 0% | 0% | [20 empty] | 0% | 0% | 0% | 0% | 0% | 0% | 0% | 100% | 0% | 0% | 0% | 0% | 0% | 100% | 0% | 0% | 0% | 0% | 0% | 0% | 0% | 0% | 100% | 0 | 0 | 0 | 497 | N/A | N/A | bar: 1 to 20
0 |  | 260 | [Project Name] | FALSE | [Spare] | [Spare] | [Spare] | N/A | N/A | N/A | N/A | N/A | N/A | 0% | N/A | Project |  | 40% | 60% | 0 | 0 | 0 | 0 | 0 | 0 | 0% | 0% | 0% | 0% | 0% | [20 empty] | 0% | 0% | 0% | 0% | 0% | 0% | 0% | 100% | 0% | 0% | 0% | 0% | 0% | 100% | 0% | 0% | 0% | 0% | 0% | 0% | 0% | 0% | 100% | 0 | 0 | 0 | 497 | N/A | N/A | bar: 1 to 20
0 |  | 261 | [Project Name] | FALSE | [Spare] | [Spare] | [Spare] | N/A | N/A | N/A | N/A | N/A | N/A | 0% | N/A | Project |  | 40% | 60% | 0 | 0 | 0 | 0 | 0 | 0 | 0% | 0% | 0% | 0% | 0% | [20 empty] | 0% | 0% | 0% | 0% | 0% | 0% | 0% | 100% | 0% | 0% | 0% | 0% | 0% | 100% | 0% | 0% | 0% | 0% | 0% | 0% | 0% | 0% | 100% | 0 | 0 | 0 | 497 | N/A | N/A | bar: 1 to 20
0 |  | 262 | [Project Name] | FALSE | [Spare] | [Spare] | [Spare] | N/A | N/A | N/A | N/A | N/A | N/A | 0% | N/A | Project |  | 40% | 60% | 0 | 0 | 0 | 0 | 0 | 0 | 0% | 0% | 0% | 0% | 0% | [20 empty] | 0% | 0% | 0% | 0% | 0% | 0% | 0% | 100% | 0% | 0% | 0% | 0% | 0% | 100% | 0% | 0% | 0% | 0% | 0% | 0% | 0% | 0% | 100% | 0 | 0 | 0 | 497 | N/A | N/A | bar: 1 to 20
0 |  | 263 | [Project Name] | FALSE | [Spare] | [Spare] | [Spare] | N/A | N/A | N/A | N/A | N/A | N/A | 0% | N/A | Project |  | 40% | 60% | 0 | 0 | 0 | 0 | 0 | 0 | 0% | 0% | 0% | 0% | 0% | [20 empty] | 0% | 0% | 0% | 0% | 0% | 0% | 0% | 100% | 0% | 0% | 0% | 0% | 0% | 100% | 0% | 0% | 0% | 0% | 0% | 0% | 0% | 0% | 100% | 0 | 0 | 0 | 497 | N/A | N/A | bar: 1 to 20
0 |  | 264 | [Project Name] | FALSE | [Spare] | [Spare] | [Spare] | N/A | N/A | N/A | N/A | N/A | N/A | 0% | N/A | Project |  | 40% | 60% | 0 | 0 | 0 | 0 | 0 | 0 | 0% | 0% | 0% | 0% | 0% | [20 empty] | 0% | 0% | 0% | 0% | 0% | 0% | 0% | 100% | 0% | 0% | 0% | 0% | 0% | 100% | 0% | 0% | 0% | 0% | 0% | 0% | 0% | 0% | 100% | 0 | 0 | 0 | 497 | N/A | N/A | bar: 1 to 20
0 |  | 265 | [Project Name] | FALSE | [Spare] | [Spare] | [Spare] | N/A | N/A | N/A | N/A | N/A | N/A | 0% | N/A | Project |  | 40% | 60% | 0 | 0 | 0 | 0 | 0 | 0 | 0% | 0% | 0% | 0% | 0% | [20 empty] | 0% | 0% | 0% | 0% | 0% | 0% | 0% | 100% | 0% | 0% | 0% | 0% | 0% | 100% | 0% | 0% | 0% | 0% | 0% | 0% | 0% | 0% | 100% | 0 | 0 | 0 | 497 | N/A | N/A | bar: 1 to 20
0 |  | 266 | [Project Name] | FALSE | [Spare] | [Spare] | [Spare] | N/A | N/A | N/A | N/A | N/A | N/A | 0% | N/A | Project |  | 40% | 60% | 0 | 0 | 0 | 0 | 0 | 0 | 0% | 0% | 0% | 0% | 0% | [20 empty] | 0% | 0% | 0% | 0% | 0% | 0% | 0% | 100% | 0% | 0% | 0% | 0% | 0% | 100% | 0% | 0% | 0% | 0% | 0% | 0% | 0% | 0% | 100% | 0 | 0 | 0 | 497 | N/A | N/A | bar: 1 to 20
0 |  | 267 | [Project Name] | FALSE | [Spare] | [Spare] | [Spare] | N/A | N/A | N/A | N/A | N/A | N/A | 0% | N/A | Project |  | 40% | 60% | 0 | 0 | 0 | 0 | 0 | 0 | 0% | 0% | 0% | 0% | 0% | [20 empty] | 0% | 0% | 0% | 0% | 0% | 0% | 0% | 100% | 0% | 0% | 0% | 0% | 0% | 100% | 0% | 0% | 0% | 0% | 0% | 0% | 0% | 0% | 100% | 0 | 0 | 0 | 497 | N/A | N/A | bar: 1 to 20
0 |  | 268 | [Project Name] | FALSE | [Spare] | [Spare] | [Spare] | N/A | N/A | N/A | N/A | N/A | N/A | 0% | N/A | Project |  | 40% | 60% | 0 | 0 | 0 | 0 | 0 | 0 | 0% | 0% | 0% | 0% | 0% | [20 empty] | 0% | 0% | 0% | 0% | 0% | 0% | 0% | 100% | 0% | 0% | 0% | 0% | 0% | 100% | 0% | 0% | 0% | 0% | 0% | 0% | 0% | 0% | 100% | 0 | 0 | 0 | 497 | N/A | N/A | bar: 1 to 20
0 |  | 269 | [Project Name] | FALSE | [Spare] | [Spare] | [Spare] | N/A | N/A | N/A | N/A | N/A | N/A | 0% | N/A | Project |  | 40% | 60% | 0 | 0 | 0 | 0 | 0 | 0 | 0% | 0% | 0% | 0% | 0% | [20 empty] | 0% | 0% | 0% | 0% | 0% | 0% | 0% | 100% | 0% | 0% | 0% | 0% | 0% | 100% | 0% | 0% | 0% | 0% | 0% | 0% | 0% | 0% | 100% | 0 | 0 | 0 | 497 | N/A | N/A | bar: 1 to 20
0 |  | 270 | [Project Name] | FALSE | [Spare] | [Spare] | [Spare] | N/A | N/A | N/A | N/A | N/A | N/A | 0% | N/A | Project |  | 40% | 60% | 0 | 0 | 0 | 0 | 0 | 0 | 0% | 0% | 0% | 0% | 0% | [20 empty] | 0% | 0% | 0% | 0% | 0% | 0% | 0% | 100% | 0% | 0% | 0% | 0% | 0% | 100% | 0% | 0% | 0% | 0% | 0% | 0% | 0% | 0% | 100% | 0 | 0 | 0 | 497 | N/A | N/A | bar: 1 to 20
0 |  | 271 | [Project Name] | FALSE | [Spare] | [Spare] | [Spare] | N/A | N/A | N/A | N/A | N/A | N/A | 0% | N/A | Project |  | 40% | 60% | 0 | 0 | 0 | 0 | 0 | 0 | 0% | 0% | 0% | 0% | 0% | [20 empty] | 0% | 0% | 0% | 0% | 0% | 0% | 0% | 100% | 0% | 0% | 0% | 0% | 0% | 100% | 0% | 0% | 0% | 0% | 0% | 0% | 0% | 0% | 100% | 0 | 0 | 0 | 497 | N/A | N/A | bar: 1 to 20
0 |  | 272 | [Project Name] | FALSE | [Spare] | [Spare] | [Spare] | N/A | N/A | N/A | N/A | N/A | N/A | 0% | N/A | Project |  | 40% | 60% | 0 | 0 | 0 | 0 | 0 | 0 | 0% | 0% | 0% | 0% | 0% | [20 empty] | 0% | 0% | 0% | 0% | 0% | 0% | 0% | 100% | 0% | 0% | 0% | 0% | 0% | 100% | 0% | 0% | 0% | 0% | 0% | 0% | 0% | 0% | 100% | 0 | 0 | 0 | 497 | N/A | N/A | bar: 1 to 20
0 |  | 273 | [Project Name] | FALSE | [Spare] | [Spare] | [Spare] | N/A | N/A | N/A | N/A | N/A | N/A | 0% | N/A | Project |  | 40% | 60% | 0 | 0 | 0 | 0 | 0 | 0 | 0% | 0% | 0% | 0% | 0% | [20 empty] | 0% | 0% | 0% | 0% | 0% | 0% | 0% | 100% | 0% | 0% | 0% | 0% | 0% | 100% | 0% | 0% | 0% | 0% | 0% | 0% | 0% | 0% | 100% | 0 | 0 | 0 | 497 | N/A | N/A | bar: 1 to 20
0 |  | 274 | [Project Name] | FALSE | [Spare] | [Spare] | [Spare] | N/A | N/A | N/A | N/A | N/A | N/A | 0% | N/A | Project |  | 40% | 60% | 0 | 0 | 0 | 0 | 0 | 0 | 0% | 0% | 0% | 0% | 0% | [20 empty] | 0% | 0% | 0% | 0% | 0% | 0% | 0% | 100% | 0% | 0% | 0% | 0% | 0% | 100% | 0% | 0% | 0% | 0% | 0% | 0% | 0% | 0% | 100% | 0 | 0 | 0 | 497 | N/A | N/A | bar: 1 to 20
0 |  | 275 | [Project Name] | FALSE | [Spare] | [Spare] | [Spare] | N/A | N/A | N/A | N/A | N/A | N/A | 0% | N/A | Project |  | 40% | 60% | 0 | 0 | 0 | 0 | 0 | 0 | 0% | 0% | 0% | 0% | 0% | [20 empty] | 0% | 0% | 0% | 0% | 0% | 0% | 0% | 100% | 0% | 0% | 0% | 0% | 0% | 100% | 0% | 0% | 0% | 0% | 0% | 0% | 0% | 0% | 100% | 0 | 0 | 0 | 497 | N/A | N/A | bar: 1 to 20
|  |  | Total | [16 empty] | 217.5029 | 263.9695 | 235.8107 | 206.303 | 240.1513 | 1163.7374
End

## Overheads
Inputs - Fixed & Variable Overheads
TransGrid Capex Forecast Model
| WB Check |  | 0
| Sheet Check |  | 0
Table of Contents
Input ¦ Historical Overheads
Input ¦ Indexation
|  |  |  | Year | [5 empty] | 2018 | 2019 | 2020 | 2021 | 2022
|  |  |  | Nominal (Mid Period) to Real 2023 (End Period) | [5 empty] | 1.116 | 1.0959 | 1.0891 | 1.0706 | 1.0365
Input ¦ Historical capex and allocations to network and corporate overheads
|  |  |  | Include Period? (1=Yes, 0=No) | [5 empty] | 1 | 1 | 1 | 1 | 0
|  |  | Historical & Estimated Capex |  | Source | Unit | Basis | Timing |  | FY18 | FY19 | FY20 | FY21 | FY22 | 4 Yr Total | 4 Yr Average | Proportion of Direct | Proportion of Total | Attract Network OH? | Attract Corporate OH?
|  |  |  | Replacement Expenditure | CA RIN, 2.1.1 | $Million | Nominal | Mid Period |  | 160.2714 | 131.3024 | 153.8761 | 148.3756 | 0 | 593.8254 | 148.4564 | N/A | N/A | TRUE | TRUE
|  |  |  | Connections | CA RIN, 2.1.1 | $Million | Nominal | Mid Period |  | 0.33435 | 0.78003 | 1.1299 | 1.9612 | 0 | 4.2054 | 1.0514 | N/A | N/A | TRUE | TRUE
|  |  |  | Augmentation Expenditure | CA RIN, 2.1.1 | $Million | Nominal | Mid Period |  | 4.4274 | 22.8962 | 102.2736 | 565.6727 | 0 | 695.2699 | 173.8175 | N/A | N/A | TRUE | TRUE
|  |  |  | Non-network - ICT | CA RIN, 2.1.1 | $Million | Nominal | Mid Period |  | 19.6454 | 20.2234 | 19.1504 | 18.667 | 0 | 77.6861 | 19.4215 | N/A | N/A | FALSE | TRUE
|  |  |  | Non-network - Other | CA RIN, 2.1.1 | $Million | Nominal | Mid Period |  | 9.9457 | 8.5803 | 9.7584 | 11.2439 | 0 | 39.5283 | 9.8821 | N/A | N/A | FALSE | TRUE
|  |  |  | Capitalised Network Overheads | CA RIN, 2.1.1 | $Million | Nominal | Mid Period |  | 30.7802 | 22.294 | 25.6508 | 28.3957 | 0 | 107.1208 | 26.7802 | 8.269% | 6.969% | FALSE | FALSE
|  |  |  | Capitalised Corporate Overheads | CA RIN, 2.1.1 | $Million | Nominal | Mid Period |  | 1.0506 | 3.2115 | 6.2305 | 6.8831 | 0 | 17.3757 | 4.3439 | 1.23% | 1.13% | FALSE | FALSE
|  |  |  | Balancing item | CA RIN, 2.1.1 | $Million | Nominal | Mid Period |  | 2.5142 | 0.92725 | -1.618 | 0.33437 | 0 | 2.1579 | 0.53947 | N/A | N/A | TRUE | TRUE
|  |  |  | Total Capex | Calculated | $Million | Nominal | Mid Period |  | 228.9693 | 210.215 | 316.4517 | 781.5336 | 0 | 1537.1696 | N/A | N/A | N/A
|  |  | Historical & Estimated Capex |  | Source | Unit | Basis | Timing |  | FY18 | FY19 | FY20 | FY21 | FY22 | 4 Yr Total | 4 Yr Average
|  |  |  | Replacement Expenditure | Calculated | $Million | $Real 23 | Mid Period |  | 178.8564 | 143.8878 | 167.5903 | 158.8557 | 0 | 649.1902 | 162.2975
|  |  |  | Connections | Calculated | $Million | $Real 23 | Mid Period |  | 0.37313 | 0.8548 | 1.2306 | 2.0997 | 0 | 4.5582 | 1.1396
|  |  |  | Augmentation Expenditure | Calculated | $Million | $Real 23 | Mid Period |  | 4.9408 | 25.0908 | 111.3887 | 605.6275 | 0 | 747.0478 | 186.762
|  |  |  | Non-network - ICT | Calculated | $Million | $Real 23 | Mid Period |  | 21.9234 | 22.1618 | 20.8571 | 19.9855 | 0 | 84.9279 | 21.232
|  |  |  | Non-network - Other | Calculated | $Million | $Real 23 | Mid Period |  | 11.099 | 9.4027 | 10.6281 | 12.0381 | 0 | 43.1679 | 10.792
|  |  |  | Capitalised Network Overheads | Calculated | $Million | $Real 23 | Mid Period |  | 34.3495 | 24.4308 | 27.937 | 30.4014 | 0 | 117.1187 | 29.2797
|  |  |  | Capitalised Corporate Overheads | Calculated | $Million | $Real 23 | Mid Period |  | 1.1724 | 3.5193 | 6.7858 | 7.3693 | 0 | 18.8468 | 4.7117
|  |  |  | Balancing item | Calculated | $Million | $Real 23 | Mid Period |  | 2.8058 | 1.0161 | -1.7622 | 0.35798 | 0 | 2.4177 | 0.60444
|  |  |  | Total Capex | Calculated | $Million | $Real 23 | Mid Period |  | 255.5205 | 230.3643 | 344.6554 | 836.7351 | 0 | 1667.2753 | N/A
Inputs ¦ Forecast Overheads
Input ¦ Proportion of fixed and variable overheads
|  |  | Fixed vs. Variable Proportion |  | Source | Unit | Basis | Timing |  | Proportion
|  |  |  | Proportion of fixed costs | TGD | Percent | N/A | N/A |  | 75%
|  |  |  | Proportion of variable costs | Calculated | Percent | N/A | N/A |  | 25%
|  |  | Fixed vs. Variable Amounts |  | Source | Unit | Basis | Timing |  | 4 Yr Average | Fixed (Annual) | Variable (Annual) | Direct escalated capex attracting overheads | Variable Rate
|  |  |  | Capitalised Network Overheads | Calculated | $Million | $Real 23 | End Period |  | 29.2797 | 21.9598 | 7.3199 | 1403.214 | 2.087%
|  |  |  | Capitalised Corporate Overheads | Calculated | $Million | $Real 23 | End Period |  | 4.7117 | 3.5338 | 1.1779 | 1531.3098 | 0.3077%
Calc ¦ Fixed overheads including escalation
|  |  | Rate of Change Factor |  | Source | Unit | Basis | Timing |  | FY18 | FY19 | FY20 | FY21 | FY22 | FY23 | FY24 | FY25 | FY26 | FY27 | FY28
|  |  |  | Overall Rate of Change | Calculated | Percent | N/A | N/A | [5 empty] | -1.158% | 0.524% | 1.128% | 4.391% | 0.4848% | 0.487% | 0.4352%
|  |  |  | Rate of Change Factor | Calculated | Factor | N/A | N/A |  |  |  |  | 1 | 0.98842 | 0.9936 | 1.0048 | 1.0489 | 1.054 | 1.0591 | 1.0638
[14 empty] | 0.99317 | 0.99089 | 0.9968 | 1.0102 | 1.0556 | 1.0601 | 1.0637
|  |  | Fixed Overheads | [6 empty] | FY24: FY24; FY25: FY25; FY26: FY26; FY27: FY27; FY28: FY28
|  |  |  | Network Overheads | Calculated | $Million | $Real 23 | End Period |  | FY24: 22.0652; FY25: 23.0342; FY26: 23.1459; FY27: 23.2586; FY28: 23.3598
|  |  |  | Corporate Overheads | Calculated | $Million | $Real 23 | End Period |  | FY24: 3.5508; FY25: 3.7067; FY26: 3.7246; FY27: 3.7428; FY28: 3.7591
|  |  |  | Total Fixed Overheads | Calculated | $Million | $Real 23 | Mid Period |  | FY24: 25.616; FY25: 26.7409; FY26: 26.8705; FY27: 27.0014; FY28: 27.1189
Calc ¦ Variable Overheads
|  |  | Capex Item |  | Source | Unit | Basis | Timing |  | FY24: FY24; FY25: FY25; FY26: FY26; FY27: FY27; FY28: FY28
|  |  |  | Direct escalated capex excluding OH | Calculated | $Million | $Real 23 | End Period |  | FY24: 225.8477; FY25: 268.6837; FY26: 243.8119; FY27: 217.6812; FY28: 253.5199 | Applied to variable corporate overheads
|  |  |  | Less non network expenditure | Calculated | $Million | $Real 23 | End Period |  | FY24: -40.737; FY25: -34.7968; FY26: -31.805; FY27: -27.6988; FY28: -23.2842
|  |  |  | Direct escalated capex attracting network OH | Calculated | $Million | $Real 23 | End Period |  | FY24: 185.1107; FY25: 233.8869; FY26: 212.0069; FY27: 189.9824; FY28: 230.2357 | Applied to variable network overheads
|  |  | Variable Overheads | [6 empty] | FY24: FY24; FY25: FY25; FY26: FY26; FY27: FY27; FY28: FY28
|  |  |  | Network Overheads | Calculated | $Million | $Real 23 | End Period |  | FY24: 3.8625; FY25: 4.8803; FY26: 4.4238; FY27: 3.9642; FY28: 4.8041
|  |  |  | Corporate Overheads | Calculated | $Million | $Real 23 | End Period |  | FY24: 0.69491; FY25: 0.82672; FY26: 0.75019; FY27: 0.66979; FY28: 0.78006
|  |  |  | Total Variable Overheads | Calculated | $Million | $Real 23 | Mid Period |  | FY24: 4.5575; FY25: 5.707; FY26: 5.174; FY27: 4.634; FY28: 5.5842
Calcs ¦ Checks
|  |  |  | Calculated Network Overheads (Calc. Sheet) | Calculated | $Million | $Real 23 | End Period |  | FY24: 25.9278; FY25: 27.9145; FY26: 27.5696; FY27: 27.2228; FY28: 28.1639
|  |  |  | Calculated Corporate Overheads (Calc. Sheet) | Calculated | $Million | $Real 23 | End Period |  | FY24: 4.2457; FY25: 4.5334; FY26: 4.4748; FY27: 4.4126; FY28: 4.5391
|  |  |  | Calculated Network Overheads (Output Sheet) | Calculated | $Million | $Real 23 | End Period |  | FY24: 25.9278; FY25: 27.9145; FY26: 27.5696; FY27: 27.2228; FY28: 28.1639
|  |  |  | Calculated Corporate Overheads (Output Sheet) | Calculated | $Million | $Real 23 | End Period |  | FY24: 4.2457; FY25: 4.5334; FY26: 4.4748; FY27: 4.4126; FY28: 4.5391
0 |  |  |  | Network Overheads Check 1 | Calculated | N/A | N/A | N/A |  | FY24: 0; FY25: 0; FY26: 0; FY27: 0; FY28: 0
0 |  |  |  | Corporate Overheads Check 1 | Calculated | N/A | N/A | N/A |  | FY24: 0; FY25: 0; FY26: 0; FY27: 0; FY28: 0
0 |  |  |  | Network Overheads Check 2 | Calculated | N/A | N/A | N/A |  | FY24: 0; FY25: 0; FY26: 0; FY27: 0; FY28: 0
0 |  |  |  | Corporate Overheads Check 2 | Calculated | N/A | N/A | N/A |  | FY24: 0; FY25: 0; FY26: 0; FY27: 0; FY28: 0
Calcs ¦ Rate of Change
Input ¦ Forecast output change
|  |  | Rate of Change Factor |  | Source | Unit | Basis | Timing | MPFP |  |  |  | FY21 | FY22 | FY23 | FY24 | FY25 | FY26 | FY27 | FY28
|  |  |  | Energy throughput (GWh) | TGD | GWh | N/A | N/A | N/A |  |  |  | 71300 | 71075.8197 | 71150.2335 | 70775.8149 | 70797.0913 | 70797.0913 | 71083.2472 | 71590.381
|  |  |  | Ratcheted Maximum Demand (MW) | TGD | MW | N/A | N/A | N/A |  |  |  | 19300 | 18886.4196 | 18943.7816 | 19029.6944 | 19158.2734 | 19357.5422 | 19556.8111 | 19798.2532
|  |  |  | Customer numbers (#) | TGD | Number | N/A | N/A | N/A |  |  |  | 3998218.5372 | 4052993.4898 | 4107768.4423 | 4162543.3948 | 4217318.3473 | 4272093.2998 | 4326868.2523 | 4381643.2049
|  |  |  | Circuit Length (km) | TGD | Km | N/A | N/A | N/A |  |  |  | 13039 | 13039 | 13059 | 13353 | 14427 | 14427 | 14427 | 14427
|  |  |  | Energy throughput (GWh) | Opex / Calc | Percent | N/A | N/A | 14.91% |  |  |  |  | -0.3149% | 0.1046% | -0.5276% | 0.03006% | 0% | 0.4034% | 0.7109%
|  |  |  | Ratcheted Maximum Demand (MW) | Opex / Calc | Percent | N/A | N/A | 24.71% |  |  |  |  | -2.166% | 0.3033% | 0.4525% | 0.6734% | 1.035% | 1.024% | 1.227%
|  |  |  | Customer numbers (#) | Opex / Calc | Percent | N/A | N/A | 7.59% |  |  |  |  | 1.361% | 1.342% | 1.325% | 1.307% | 1.29% | 1.274% | 1.258%
|  |  |  | Circuit Length (km) | Opex / Calc | Percent | N/A | N/A | 52.79% |  |  |  |  | 0% | 0.1533% | 2.226% | 7.736% | 0% | 0% | 0%
|  |  |  | Forecast output change | Calculated | Percent | N/A | N/A | N/A |  |  |  |  | -0.4789% | 0.2733% | 1.309% | 4.354% | 0.3536% | 0.4099% | 0.5047%
0 |  |  |  | Check - Alignment to opex model | Calculated | N/A | N/A | N/A | N/A | [6 empty] | 0 | 0 | 0 | 0 | 0
Input ¦ Forecast price change
|  |  | Rate of Change Factor |  | Source | Unit | Basis | Timing | Weighting |  |  |  |  | FY22 | FY23 | FY24 | FY25 | FY26 | FY27 | FY28
|  |  |  | WPI - BIS Oxford | BIS | Percent | N/A | N/A | 70.4% |  |  |  |  | -0.9695% | 0.3551% | 0.4585% | 0.7648% | 0.9004% | 0.8234% | 0.6151%
|  |  |  | CPI | TGD | Percent | N/A | N/A | 29.6% | bar: FY22 to FY28
|  |  |  | Forecast price change | Calculated | Percent | N/A | N/A | N/A |  |  |  |  | -0.6825% | 0.25% | 0.3228% | 0.5384% | 0.6339% | 0.5797% | 0.433%
0 |  |  |  | Check - Alignment to opex model | Calculated | N/A | N/A | N/A | N/A | [6 empty] | 0 | 0 | 0 | 0 | 0
Input ¦ Forecast productivity change
|  |  | Rate of Change Factor |  | Source | Unit | Basis | Timing | [5 empty] | FY22 | FY23 | FY24 | FY25 | FY26 | FY27 | FY28
|  |  |  | Partial factor productivity | Opex Model | Percent | N/A | N/A | [5 empty] | 0% | 0% | 0.5% | 0.5% | 0.5% | 0.5% | 0.5%
0 |  |  |  | Check - Alignment to opex model | Calculated | N/A | N/A | N/A | [7 empty] | 0 | 0 | 0 | 0 | 0
Calc ¦ Overall rate of change
|  |  | Rate of Change Factor |  | Source | Unit | Basis | Timing | [5 empty] | FY22 | FY23 | FY24 | FY25 | FY26 | FY27 | FY28
|  |  |  | Forecast output change | Calculated | Percent | N/A | N/A | [5 empty] | -0.4789% | 0.2733% | 1.309% | 4.354% | 0.3536% | 0.4099% | 0.5047%
|  |  |  | Forecast price change | Calculated | Percent | N/A | N/A | [5 empty] | -0.6825% | 0.25% | 0.3228% | 0.5384% | 0.6339% | 0.5797% | 0.433%
|  |  |  | Forecast productivity change | Calculated | Percent | N/A | N/A | [5 empty] | 0% | 0% | 0.5% | 0.5% | 0.5% | 0.5% | 0.5%
|  |  |  | Overall rate of change | Calculated | Percent | N/A | N/A | [5 empty] | -1.158% | 0.524% | 1.128% | 4.391% | 0.4848% | 0.487% | 0.4352%
0 |  |  |  | Check - Alignment to opex model | Calculated | N/A | N/A | N/A | [7 empty] | 0 | 0 | 0 | 0 | 0
End

## Contin_Proj_Input
Inputs - Next period (2023-2028) contingent projects
TransGrid Capex Forecast Model
WB Check |  | 0 |  | Commercial in Confidence |  |  |  | Real 2020 (End Period) to Real 2021 (End Period) | 1.0385 | 1.0385 | 1.0385 | 1.0385 | 1.0385 | 1.0385 | 1.0385
Sheet Check |  | 0 | [5 empty] | Real 2026 (End Period) to Real 2021 (End Period) | 0.88775 | 0.88775 | 0.88775 | 0.88775 | 0.88775 | 0.88775 | 0.88775 |  |  | Real 2021 (End Period) to Real 2023 (End Period) | 1.0506 | 1.0506 | 1.0506 | 1.0506 | 1.0506 | 1.0506 | 1.0506
Table of Contents
[9 empty] | Escalated Cost (OER) ($M) ($Real 21) | [9 empty] | Escalated Cost (OER) ($M) ($Real 23)
[9 empty] | 2024 | 2025 | 2026 | 2027 | 2028 | RP3 | Total Cost |  |  |  | 2024 | 2025 | 2026 | 2027 | 2028 | RP3 | Total Cost
| Index | ID | Project Asset Class | Header Project Description | Project Name | Category | FY24-FY28 |  | FY24 | FY25 | FY26 | FY27 | FY28 | FY24 - FY28 | Total Project Cost | Contingent RP3 | Rank FY24-28 |  | FY24 | FY25 | FY26 | FY27 | FY28 | FY24 - FY28 | Total Project Cost | Total 24-28 ($Real 23)
| 1 | 2162 | Augex | Increase capacity for generation in the Molong to Parkes area | Increase capacity for generation in the Molong to Parkes area | Economic Benefits | 6.2684 |  | 2.2736 | 3.9947 | 0 | 0 | 0 | 6.2684 | 6.359 | N/A | N/A |  | 2.3887 | 4.1969 | 0 | 0 | 0 | 6.5857 | 6.6808 | 6.5857
| 2 | N2205 | Augex | Increase capacity for generation in Wagga North area | Increase capacity for generation in Wagga North area | Economic Benefits | 9.7919 |  | 0.272 | 9.5199 | 0 | 0 | 0 | 9.7919 | 9.8825 | N/A | N/A |  | 0.28576 | 10.0017 | 0 | 0 | 0 | 10.2875 | 10.3828 | 10.2875
| 3 | 1687 | Augex | Supply to Western Sydney Priority Growth area | Supply to Western Sydney Priority Growth area | Augex - Major Project | c-i-c |  | c-i-c | c-i-c | c-i-c | c-i-c | c-i-c | c-i-c | c-i-c | c-i-c | N/A |  | c-i-c | c-i-c | c-i-c | c-i-c | c-i-c | c-i-c | c-i-c | c-i-c
| 4 | N2208 | Augex | Increase capacity of 132 kV busbars at Wagga Substation | Increase capacity of 132 kV busbars at Wagga Substation | Economic Benefits | 4.9076 |  | 0.40897 | 1.963 | 2.372 | 0.16359 | 0 | 4.9076 | 5.153 | N/A | N/A |  | 0.42967 | 2.0624 | 2.4921 | 0.17187 | 0 | 5.156 | 5.4138 | 5.156
| 5 | N2371 | Augex | Supply to Sydney West Area | Supply to Sydney West Area | Demand | 16.5878 |  | 16.1192 | 0.46858 | 0 | 0 | 0 | 16.5878 | 18.7433 | N/A | N/A |  | 16.9352 | 0.4923 | 0 | 0 | 0 | 17.4275 | 19.6921 | 17.4275
| 6 | N2293 | Augex | Maintain quality of supply in ACT | Maintain quality of supply in ACT | Compliance | 0 |  | 0 | 0 | 0 | 0 | 0 | 0 | 0 | N/A | N/A |  | 0 | 0 | 0 | 0 | 0 | 0 | 0 | 0
| 7 | 2145 | Augex | Improve voltage control in Southern NSW area | Improve voltage control in Southern NSW area | Compliance | 19.9407 |  | 0.83399 | 1.8929 | 17.0358 | 0.17804 | 0 | 19.9407 | 19.9407 | N/A | N/A |  | 0.8762 | 1.9887 | 17.8981 | 0.18705 | 0 | 20.9501 | 20.9501 | 20.9501
| 8 | 1422 | Augex | Improve operational response to busbar trips | Improve operational response to busbar trips | Economic Benefits | 0 |  | 0 | 0 | 0 | 0 | 0 | 0 | 0 | N/A | N/A |  | 0 | 0 | 0 | 0 | 0 | 0 | 0 | 0
| 9 | N2584 | Augex | Maintain Voltage in Greater Sydney area | Maintain Voltage in Greater Sydney area | Compliance | 8.5569 |  | 1.1012 | 7.221 | 0.23468 | 0 | 0 | 8.5569 | 8.5569 | N/A | N/A |  | 1.1569 | 7.5865 | 0.24656 | 0 | 0 | 8.99 | 8.99 | 8.99
| 10 | 1473 | Augex | Manage multiple contingencies in North West NSW area | Manage multiple contingencies in North West NSW area | Economic Benefits | 2.5334 |  | 0.17765 | 0.98093 | 1.3749 | 0 | 0 | 2.5334 | 2.5334 | N/A | N/A |  | 0.18664 | 1.0306 | 1.4444 | 0 | 0 | 2.6617 | 2.6617 | 2.6617
| 11 | 1491 | Augex | Manage multiple contingencies in Sydney Northwest area | Manage multiple contingencies in Sydney Northwest area | Economic Benefits | 9.5649 |  | 0 | 0.4658 | 0.92356 | 5.0274 | 3.1481 | 9.5649 | 9.6131 | N/A | N/A |  | 0 | 0.48937 | 0.97031 | 5.2819 | 3.3075 | 10.0491 | 10.0997 | 10.0491
| 12 | 1522 | Augex | Manage multiple contingencies in the Bayswater to Sydney area | Manage multiple contingencies in the Bayswater to Sydney area | Economic Benefits | 4.5009 |  | 0.25005 | 0.71789 | 3.0571 | 0.4759 | 0 | 4.5009 | 4.5009 | N/A | N/A |  | 0.26271 | 0.75423 | 3.2118 | 0.49999 | 0 | 4.7288 | 4.7288 | 4.7288
| 13 | 1443 | Augex | Supply to Strathnairn area (EVOEnergy) | Supply to Strathnairn area (EVOEnergy) | Connections | 2.5505 |  | 0 | 0 | 0 | 0.54593 | 2.0046 | 2.5505 | 2.5505 | N/A | N/A |  | 0 | 0 | 0 | 0.57357 | 2.1061 | 2.6796 | 2.6796 | 2.6796
| 14 | 1440 | Augex | Condition of AusGrid cables 9SA and 92P | Condition of AusGrid cables 9SA and 92P | Connections | 0.14169 |  | 0 | 0 | 0 | 0 | 0.14169 | 0.14169 | 0.14169 | N/A | N/A |  | 0 | 0 | 0 | 0 | 0.14887 | 0.14887 | 0.14887 | 0.14887
| 15 | 1520 | Augex | Improve voltage regulation following under frequency load shedding events | Improve voltage regulation following under frequency load shedding events | Compliance | 0 |  | 0 | 0 | 0 | 0 | 0 | 0 | 0 | N/A | N/A |  | 0 | 0 | 0 | 0 | 0 | 0 | 0 | 0
| 16 | 1698 | Augex | Supply to Far West NSW Network | Supply to Far West NSW Network | Demand | 7.9697 |  | 0 | 0 | 0 | 1.0436 | 6.926 | 7.9697 | 14.6206 | N/A | N/A |  | 0 | 0 | 0 | 1.0965 | 7.2766 | 8.3731 | 15.3607 | 8.3731
| 17 | 2137 | Augex | Strategic property acquisition for Western Sydney Priority Growth Area | Strategic property acquisition for Western Sydney Priority Growth Area | Strategic Property | c-i-c |  | c-i-c | c-i-c | c-i-c | c-i-c | c-i-c | c-i-c | c-i-c | c-i-c | N/A |  | c-i-c | c-i-c | c-i-c | c-i-c | c-i-c | c-i-c | c-i-c | c-i-c
| 18 | N2360 | Augex | Maintain Voltage in the Vineyard Area | Maintain Voltage in the Vineyard Area | Demand | 36.5082 |  | 5.6957 | 29.9722 | 0.84034 | 0 | 0 | 36.5082 | 38.0021 | N/A | N/A |  | 5.984 | 31.4894 | 0.88288 | 0 | 0 | 38.3562 | 39.9258 | 38.3562
| 19 | N2649 | Augex | Voltage control under light load conditions | Voltage control under light load conditions | Compliance | 4.5337 |  | 2.6243 | 1.9094 | 0 | 0 | 0 | 4.5337 | 4.8957 | N/A | N/A |  | 2.7572 | 2.0061 | 0 | 0 | 0 | 4.7632 | 5.1435 | 4.7632
| 20 | 1316 | Augex | Maintain voltage in Beryl area | Maintain voltage in Beryl area | Demand | 19.873 |  | 0 | 1.3364 | 6.3455 | 12.1911 | 0 | 19.873 | 19.873 | N/A | N/A |  | 0 | 1.4041 | 6.6667 | 12.8082 | 0 | 20.879 | 20.879 | 20.879
| 21 | N2645 | Augex | Maintain voltage in Alpine area | Maintain voltage in Alpine area | Compliance | 2.0205 |  | 0 | 0 | 0 | 0.28865 | 1.7319 | 2.0205 | 21.5525 | N/A | N/A |  | 0 | 0 | 0 | 0.30326 | 1.8196 | 2.1228 | 22.6435 | 2.1228
| 22 | 0 | Contingent RP3 | 0 | 0% | 0% | 0 |  | 0 | 0 | 0 | 0 | 0 | 0 | 0 | 0 | 22 |  | 0 | 0 | 0 | 0 | 0 | 0 | 0 | 0
| 23 | N2363 | Contingent RP3 | Improving stability in South-Western NSW | Improving stability in South-Western NSW | Compliance | 121 |  | 66 | 55 | 0 | 0 | 0 | 121 | 166.9 | 121 | 15 |  | 69.3408 | 57.784 | 0 | 0 | 0 | 127.1249 | 175.3483 | 127.1249
| 24 | N2384 | Contingent RP3 | Supply to Bathurst Orange and Parkes Stage 1 | Supply to Bathurst Orange and Parkes Stage 1 | Demand | 111.721 |  | 4.54 | 17.707 | 84.603 | 4.871 | 0 | 111.721 | 111.717 | 111.721 | 16 |  | 4.7698 | 18.6033 | 88.8855 | 5.1176 | 0 | 117.3762 | 117.372 | 117.3762
| 25 | 1693 | Contingent RP3 | Supply to North West Slopes Area | Supply to North West Slopes Area | Demand | 158.277 |  | 6.588 | 28.058 | 80.845 | 31.141 | 11.645 | 158.277 | 160.297 | 158.277 | 13 |  | 6.9215 | 29.4783 | 84.9373 | 32.7173 | 12.2345 | 166.2888 | 168.411 | 166.2888
| 26 | 1555 | Contingent RP3 | Line 86 refurbishment | Line 86 refurbishment | Economic Benefits | 315.14 |  | 32.36 | 35.36 | 20.55 | 226.87 | 0 | 315.14 | 315.14 | 315.14 | 7 |  | 33.998 | 37.1499 | 21.5902 | 238.3539 | 0 | 331.092 | 331.092 | 331.092
| 27 | 0 | Contingent RP3 | 0 | 0% | 0% | 0 |  | 0 | 0 | 0 | 0 | 0 | 0 | 0 | 0 | 23 |  | 0 | 0 | 0 | 0 | 0 | 0 | 0 | 0
| 28 | 0 | Contingent RP3 | 0 | 0% | 0% | 0 |  | 0 | 0 | 0 | 0 | 0 | 0 | 0 | 0 | 24 |  | 0 | 0 | 0 | 0 | 0 | 0 | 0 | 0
| 29 | N2415 | Contingent RP3 | Meeting NSW system inertia requirement | Meeting NSW system inertia requirement | Compliance | 100 |  | 0 | 0 | 0 | 20 | 80 | 100 | 250 | 100 | 17 |  | 0 | 0 | 0 | 21.0124 | 84.0495 | 105.0619 | 262.6547 | 105.0619
| 30 | N2416 | Contingent RP3 | Meeting NSW system strength requirement | Meeting NSW system strength requirement | Compliance | 270 |  | 0 | 0 | 0 | 100 | 170 | 270 | 610 | 270 | 8 |  | 0 | 0 | 0 | 105.0619 | 178.6052 | 283.6671 | 640.8774 | 283.6671
| 31 | N2587 | Contingent RP3 | Improve capacity of Southern NSW lines for renewables | Improve capacity of Southern NSW lines for renewables | Economic Benefits | 262.5 |  | 0 | 0 | 37.5 | 75 | 150 | 262.5 | 375 | 262.5 | 9 |  | 0 | 0 | 39.3982 | 78.7964 | 157.5928 | 275.7874 | 393.982 | 275.7874
| 32 | N2657 | Contingent RP3 | Supply to ACT -Network Capability | Supply to ACT -Network Capability | Demand | 68 |  | 0 | 0 | 8 | 20 | 40 | 68 | 90 | 68 | 19 |  | 0 | 0 | 8.4049 | 21.0124 | 42.0247 | 71.4421 | 94.5557 | 71.4421
| 33 | N2384 | Contingent RP3 | Supply to Bathurst Orange and Parkes Stage 2 | Supply to Bathurst Orange and Parkes Stage 2 | Demand | 90 |  | 0 | 0 | 10 | 30 | 50 | 90 | 385.4 | 90 | 18 |  | 0 | 0 | 10.5062 | 31.5186 | 52.5309 | 94.5557 | 404.9085 | 94.5557
| 34 | TBA | Contingent RP3 | Moree Special Activation Precinct | Moree Special Activation Precinct | Demand | 40 |  | 0 | 0 | 0 | 20 | 20 | 40 | 40 | 40 | 21 |  | 0 | 0 | 0 | 21.0124 | 21.0124 | 42.0247 | 42.0247 | 42.0247
| 35 | 2153 | Contingent RP3 | Strategic Easement acquisition for supply to Sydney from the south | Strategic Easement acquisition for supply to Sydney from the south | Strategic Property | 240.0749 |  | 2.8053 | 1.9797 | 235.2899 | 0 | 0 | 240.0749 | 240.0749 | 240.0749 | 10 |  | 2.9473 | 2.0799 | 247.2 | 0 | 0 | 252.2272 | 252.2272 | 252.2272
| 36 | N2534 | Contingent RP3 | Manage increased fault levels in Southern NSW | Manage increased fault levels in Southern NSW | Compliance | 48.64 |  | 2.3 | 11.2 | 30.3 | 4.84 | 0 | 48.64 | 48.64 | 48.64 | 20 |  | 2.4164 | 11.7669 | 31.8337 | 5.085 | 0 | 51.1021 | 51.1021 | 51.1021
| 37 | 0 | Contingent RP3 | 0 | 0% | 0% | 0 |  | 0 | 0 | 0 | 0 | 0 | 0 | 0 | 0 | 25 |  | 0 | 0 | 0 | 0 | 0 | 0 | 0 | 0
| 38 | 0 | Contingent RP3 | 0 | 0% | 0% | 0 |  | 0 | 0 | 0 | 0 | 0 | 0 | 0 | 0 | 26 |  | 0 | 0 | 0 | 0 | 0 | 0 | 0 | 0
| 39 | N2588 | Contingent RP3 | Renewable Energy Zone in South Western NSW | Renewable Energy Zone in South Western NSW | Economic Benefits | 991.2 |  | 0 | 0 | 141.6 | 283.2 | 566.4 | 991.2 | 1416 | 991.2 | 4 |  | 0 | 0 | 148.7676 | 297.5352 | 595.0705 | 1041.3733 | 1487.6762 | 1041.3733
| 40 | N2596 | Contingent RP3 | Renewable energy zone in Hunter region | Renewable energy zone in Hunter region | Economic Benefits | 225 |  | 0 | 0 | 25 | 75 | 125 | 225 | 250 | 225 | 11 |  | 0 | 0 | 26.2655 | 78.7964 | 131.3273 | 236.3892 | 262.6547 | 236.3892
| 41 | N2597 | Contingent RP3 | Renewable energy zone in Illawarra region | Renewable energy zone in Illawarra region | Economic Benefits | 225 |  | 0 | 0 | 25 | 75 | 125 | 225 | 250 | 225 | 12 |  | 0 | 0 | 26.2655 | 78.7964 | 131.3273 | 236.3892 | 262.6547 | 236.3892
| 42 | 1903 | Contingent RP3 | Renewable Energy Zone in Central West NSW area | Renewable Energy Zone in Central West NSW area | Economic Benefits | 661.5 |  | 20.25 | 60.75 | 384.75 | 195.75 | 0 | 661.5 | 675 | 661.5 | 6 |  | 21.275 | 63.8251 | 404.2256 | 205.6586 | 0 | 694.9843 | 709.1677 | 694.9843
| 43 | N2414 | Contingent RP3 | Renewable Energy Zone in New England area | Renewable Energy Zone in New England area | Economic Benefits | 1905 |  | 40 | 140 | 875 | 850 | 0 | 1905 | 1905 | 1905 | 2 |  | 42.0247 | 147.0866 | 919.2914 | 893.0259 | 0 | 2001.4287 | 2001.4287 | 2001.4287
| 44 | 0 | Contingent RP3 | 0 | 0% | 0% | 0 |  | 0 | 0 | 0 | 0 | 0 | 0 | 0 | 0 | 27 |  | 0 | 0 | 0 | 0 | 0 | 0 | 0 | 0
| 45 | 0 | Contingent RP3 | 0 | 0% | 0% | 0 |  | 0 | 0 | 0 | 0 | 0 | 0 | 0 | 0 | 28 |  | 0 | 0 | 0 | 0 | 0 | 0 | 0 | 0
| 46 | 1901 | Contingent RP3 | Humelink | Humelink | Economic Benefits | 3444.5769 |  | 622.2462 | 497.7969 | 1162.2669 | 1162.2669 | 0 | 3444.5769 | 3444.5769 | 3444.5769 | 1 |  | 653.7435 | 522.9948 | 1221.0994 | 1221.0994 | 0 | 3618.9371 | 3618.9371 | 3618.9371
| 47 | 1746 | Contingent RP3 | VNI West | VNI West | Economic Benefits | 1615 |  | 0 | 161.5 | 323 | 646 | 484.5 | 1615 | 2942 | 1615 | 3 |  | 0 | 169.6749 | 339.3499 | 678.6997 | 509.0248 | 1696.7493 | 3090.9204 | 1696.7493
| 48 | N2413 | Contingent RP3 | QNI Connect | QNI Connect | Economic Benefits | 151.5 |  | 0 | 0 | 0 | 0 | 151.5 | 151.5 | 1253 | 151.5 | 14 |  | 0 | 0 | 0 | 0 | 159.1687 | 159.1687 | 1316.4253 | 159.1687
| 49 | N2417 | Contingent RP3 | Supply to Sydney from the North - Sydney Ring northern option | Supply to Sydney from the North - Sydney Ring northern option | Economic Benefits | 880 |  | 88 | 176 | 352 | 264 | 0 | 880 | 880 | 880 | 5 |  | 92.4544 | 184.9089 | 369.8178 | 277.3633 | 0 | 924.5445 | 924.5445 | 924.5445
| 50 | 0 | Contingent RP3 | 0 | 0% | 0% | 0 |  | 0 | 0 | 0 | 0 | 0 | 0 | 0 | 0 | 29 |  | 0 | 0 | 0 | 0 | 0 | 0 | 0 | 0
| 51 | 0 | Contingent RP3 | 0 | 0% | 0% | 0 |  | 0 | 0 | 0 | 0 | 0 | 0 | 0 | 0 | 30 |  | 0 | 0 | 0 | 0 | 0 | 0 | 0 | 0
| 52 | [5 empty] | 0 | [8 empty] | N/A | N/A |  | 0 | 0 | 0 | 0 | 0 | 0 | 0 | 0
| 53 | [5 empty] | 0 | [8 empty] | N/A | N/A |  | 0 | 0 | 0 | 0 | 0 | 0 | 0 | 0
| 54 | [5 empty] | 0 | [8 empty] | N/A | N/A |  | 0 | 0 | 0 | 0 | 0 | 0 | 0 | 0
| 55 | [5 empty] | 0 | [8 empty] | N/A | N/A |  | 0 | 0 | 0 | 0 | 0 | 0 | 0 | 0
| 56 | [5 empty] | 0 | [8 empty] | N/A | N/A |  | 0 | 0 | 0 | 0 | 0 | 0 | 0 | 0
| 57 | [5 empty] | 0 | [8 empty] | N/A | N/A |  | 0 | 0 | 0 | 0 | 0 | 0 | 0 | 0
| 58 | [5 empty] | 0 | [8 empty] | N/A | N/A |  | 0 | 0 | 0 | 0 | 0 | 0 | 0 | 0
| 59 | [5 empty] | 0 | [8 empty] | N/A | N/A |  | 0 | 0 | 0 | 0 | 0 | 0 | 0 | 0
| 60 | [5 empty] | 0 | [8 empty] | N/A | N/A |  | 0 | 0 | 0 | 0 | 0 | 0 | 0 | 0
| 61 | [5 empty] | 0 | [8 empty] | N/A | N/A |  | 0 | 0 | 0 | 0 | 0 | 0 | 0 | 0
| 62 | [5 empty] | 0 | [8 empty] | N/A | N/A |  | 0 | 0 | 0 | 0 | 0 | 0 | 0 | 0
| 63 | [5 empty] | 0 | [8 empty] | N/A | N/A |  | 0 | 0 | 0 | 0 | 0 | 0 | 0 | 0
| 64 | [5 empty] | 0 | [8 empty] | N/A | N/A |  | 0 | 0 | 0 | 0 | 0 | 0 | 0 | 0
| 65 | [5 empty] | 0 | [8 empty] | N/A | N/A |  | 0 | 0 | 0 | 0 | 0 | 0 | 0 | 0
| 66 | [5 empty] | 0 | [8 empty] | N/A | N/A |  | 0 | 0 | 0 | 0 | 0 | 0 | 0 | 0
| 67 | [5 empty] | 0 | [8 empty] | N/A | N/A |  | 0 | 0 | 0 | 0 | 0 | 0 | 0 | 0
| 68 | [5 empty] | 0 | [8 empty] | N/A | N/A |  | 0 | 0 | 0 | 0 | 0 | 0 | 0 | 0
| 69 | [5 empty] | 0 | [8 empty] | N/A | N/A |  | 0 | 0 | 0 | 0 | 0 | 0 | 0 | 0
| 70 | [5 empty] | 0 | [8 empty] | N/A | N/A |  | 0 | 0 | 0 | 0 | 0 | 0 | 0 | 0
| 71 | [5 empty] | 0 | [8 empty] | N/A | N/A |  | 0 | 0 | 0 | 0 | 0 | 0 | 0 | 0
| 72 | [5 empty] | 0 | [8 empty] | N/A | N/A |  | 0 | 0 | 0 | 0 | 0 | 0 | 0 | 0
| 73 | [5 empty] | 0 | [8 empty] | N/A | N/A |  | 0 | 0 | 0 | 0 | 0 | 0 | 0 | 0
| 74 | [5 empty] | 0 | [8 empty] | N/A | N/A |  | 0 | 0 | 0 | 0 | 0 | 0 | 0 | 0
| 75 | [5 empty] | 0 | [8 empty] | N/A | N/A |  | 0 | 0 | 0 | 0 | 0 | 0 | 0 | 0
|  | Totals |  |  |  |  | 12165.0496 |  | 931.2989 | 1246.5419 | 3831.3463 | 4116.1883 | 2039.6742 | 12165.0496 | 16083.2165 |  |  |  | 978.4401 | 1309.6403 | 4025.2843 | 4324.5446 | 2142.9199 | 12780.8292 | 16897.3288 | 12780.8292
End

## Current_Period_Capex_Input
Inputs - Current period (2018-2023) capex impacting next period (2023-2028)
TransGrid Capex Forecast Model
| WB Check |  | 0
| Sheet Check |  | 0
Table of Contents
Input ¦ Current period actionable ISP capex deferred to next period and not included in next period forecast
[8 empty] | Nominal, Mid Period | [5 empty] | Real 2023, End Period
|  | As Incurred - PEC |  | Source | Unit | Basis | Timing | FY24 | FY25 | FY26 | FY27 | FY28 | FY24 - FY28 | FY24 | FY25 | FY26 | FY27 | FY28 | FY24 - FY28
|  | 1 | Transmission Lines (pre 2004-05) | TransGrid | $Million | Various | Various | 0 | 0 | 0 | 0 | 0 | 0 | 0 | 0 | 0 | 0 | 0 | 0
|  | 2 | Underground Cables (pre 2004-05) | TransGrid | $Million | Various | Various | 0 | 0 | 0 | 0 | 0 | 0 | 0 | 0 | 0 | 0 | 0 | 0
|  | 3 | Substations including Buildings (pre 2004-05) | TransGrid | $Million | Various | Various | 0 | 0 | 0 | 0 | 0 | 0 | 0 | 0 | 0 | 0 | 0 | 0
|  | 4 | Transmission Lines (2004-09) | TransGrid | $Million | Various | Various | 0 | 0 | 0 | 0 | 0 | 0 | 0 | 0 | 0 | 0 | 0 | 0
|  | 5 | Underground Cables (2004-09) | TransGrid | $Million | Various | Various | 0 | 0 | 0 | 0 | 0 | 0 | 0 | 0 | 0 | 0 | 0 | 0
|  | 6 | Substations including Buildings (2004-09) | TransGrid | $Million | Various | Various | 0 | 0 | 0 | 0 | 0 | 0 | 0 | 0 | 0 | 0 | 0 | 0
|  | 7 | SCADA and Communications (2004-09) | TransGrid | $Million | Various | Various | 0 | 0 | 0 | 0 | 0 | 0 | 0 | 0 | 0 | 0 | 0 | 0
|  | 8 | Transmission Lines & Cables (09-14) | TransGrid | $Million | Various | Various | 0 | 0 | 0 | 0 | 0 | 0 | 0 | 0 | 0 | 0 | 0 | 0
|  | 9 | Substations (09-14) | TransGrid | $Million | Various | Various | 0 | 0 | 0 | 0 | 0 | 0 | 0 | 0 | 0 | 0 | 0 | 0
|  | 10 | Secondary Systems (09-14) | TransGrid | $Million | Various | Various | 0 | 0 | 0 | 0 | 0 | 0 | 0 | 0 | 0 | 0 | 0 | 0
|  | 11 | Communications (09-14) | TransGrid | $Million | Various | Various | 0 | 0 | 0 | 0 | 0 | 0 | 0 | 0 | 0 | 0 | 0 | 0
|  | 12 | Minor Plant, Motor Vehicles & Mobile Plant (2009-14) | TransGrid | $Million | Various | Various | 0 | 0 | 0 | 0 | 0 | 0 | 0 | 0 | 0 | 0 | 0 | 0
|  | 13 | Transmission Lines (2014-18) | TransGrid | $Million | Various | Various | 0 | 0 | 0 | 0 | 0 | 0 | 0 | 0 | 0 | 0 | 0 | 0
|  | 14 | Underground Cables (2014-18) | TransGrid | $Million | Various | Various | 0 | 0 | 0 | 0 | 0 | 0 | 0 | 0 | 0 | 0 | 0 | 0
|  | 15 | Substations (2014-18) | TransGrid | $Million | Various | Various | 0 | 0 | 0 | 0 | 0 | 0 | 0 | 0 | 0 | 0 | 0 | 0
|  | 16 | Secondary Systems (2014-18) | TransGrid | $Million | Various | Various | 0 | 0 | 0 | 0 | 0 | 0 | 0 | 0 | 0 | 0 | 0 | 0
|  | 17 | Communications (short life) (2014-18) | TransGrid | $Million | Various | Various | 0 | 0 | 0 | 0 | 0 | 0 | 0 | 0 | 0 | 0 | 0 | 0
|  | 18 | Business IT (2014-18) | TransGrid | $Million | Various | Various | 0 | 0 | 0 | 0 | 0 | 0 | 0 | 0 | 0 | 0 | 0 | 0
|  | 19 | Minor Plant, Motor Vehicles & Mobile Plant (2014-18) | TransGrid | $Million | Various | Various | 0 | 0 | 0 | 0 | 0 | 0 | 0 | 0 | 0 | 0 | 0 | 0
|  | 20 | Transmission Line Life Extension (2014-18) | TransGrid | $Million | Various | Various | 0 | 0 | 0 | 0 | 0 | 0 | 0 | 0 | 0 | 0 | 0 | 0
|  | 21 | Residual - other | TransGrid | $Million | Various | Various | 0 | 0 | 0 | 0 | 0 | 0 | 0 | 0 | 0 | 0 | 0 | 0
|  | 22 | Transmission Lines (2018 onwards) | TransGrid | $Million | Various | Various | 332.49 | 31.0524 | 0 | 0 | 0 | 363.5424 | 328.6509 | 29.9891 | 0 | 0 | 0 | 358.64
|  | 23 | Underground Cables (2018 onwards) | TransGrid | $Million | Various | Various | 0 | 0 | 0 | 0 | 0 | 0 | 0 | 0 | 0 | 0 | 0 | 0
|  | 24 | Substations (2018 onwards) | TransGrid | $Million | Various | Various | 60.16 | 33.6324 | 0 | 0 | 0 | 93.7924 | 59.4654 | 32.4808 | 0 | 0 | 0 | 91.9461
|  | 25 | Secondary Systems (2018-23) | TransGrid | $Million | Various | Various | 4.87 | 2.43 | 0 | 0 | 0 | 7.3 | 4.8138 | 2.3468 | 0 | 0 | 0 | 7.1606
|  | 26 | Communications (short life) (2018 onwards) | TransGrid | $Million | Various | Various | 0.22 | 0.11 | 0 | 0 | 0 | 0.33 | 0.21746 | 0.10623 | 0 | 0 | 0 | 0.32369
|  | 27 | Business IT (2018 onwards) | TransGrid | $Million | Various | Various | 0 | 0 | 0 | 0 | 0 | 0 | 0 | 0 | 0 | 0 | 0 | 0
|  | 28 | Minor Plant, Motor Vehicles & Mobile Plant (2018 onwards) | TransGrid | $Million | Various | Various | 0 | 0 | 0 | 0 | 0 | 0 | 0 | 0 | 0 | 0 | 0 | 0
|  | 29 | Transmission Line Life Extension (2018 onwards) | TransGrid | $Million | Various | Various | 0 | 0 | 0 | 0 | 0 | 0 | 0 | 0 | 0 | 0 | 0 | 0
|  | 30 | Land and Easements | TransGrid | $Million | Various | Various | 48.3 | 11.04 | 0 | 0 | 0 | 59.34 | 47.7423 | 10.662 | 0 | 0 | 0 | 58.4043
|  | 31 | Synchronous Condensers | TransGrid | $Million | Various | Various | 16.53 | 0 | 0 | 0 | 0 | 16.53 | 16.3391 | 0 | 0 | 0 | 0 | 16.3391
|  | 32 | Leasehold Land and Property | TransGrid | $Million | Various | Various | 0 | 0 | 0 | 0 | 0 | 0 | 0 | 0 | 0 | 0 | 0 | 0
|  | 33 | [Spare] | TransGrid | $Million | Various | Various | 0 | 0 | 0 | 0 | 0 | 0 | 0 | 0 | 0 | 0 | 0 | 0
|  | 34 | [Spare] | TransGrid | $Million | Various | Various | 0 | 0 | 0 | 0 | 0 | 0 | 0 | 0 | 0 | 0 | 0 | 0
|  | 35 | [Spare] | TransGrid | $Million | Various | Various | 0 | 0 | 0 | 0 | 0 | 0 | 0 | 0 | 0 | 0 | 0 | 0
|  | 36 | [Spare] | TransGrid | $Million | Various | Various | 0 | 0 | 0 | 0 | 0 | 0 | 0 | 0 | 0 | 0 | 0 | 0
|  | 37 | [Spare] | TransGrid | $Million | Various | Various | 0 | 0 | 0 | 0 | 0 | 0 | 0 | 0 | 0 | 0 | 0 | 0
|  | 38 | [Spare] | TransGrid | $Million | Various | Various | 0 | 0 | 0 | 0 | 0 | 0 | 0 | 0 | 0 | 0 | 0 | 0
|  | 39 | [Spare] | TransGrid | $Million | Various | Various | 0 | 0 | 0 | 0 | 0 | 0 | 0 | 0 | 0 | 0 | 0 | 0
|  | 40 | [Spare] | TransGrid | $Million | Various | Various | 0 | 0 | 0 | 0 | 0 | 0 | 0 | 0 | 0 | 0 | 0 | 0
|  | 41 | [Spare] | TransGrid | $Million | Various | Various | 0 | 0 | 0 | 0 | 0 | 0 | 0 | 0 | 0 | 0 | 0 | 0
|  | 42 | [Spare] | TransGrid | $Million | Various | Various | 0 | 0 | 0 | 0 | 0 | 0 | 0 | 0 | 0 | 0 | 0 | 0
|  | 43 | [Spare] | TransGrid | $Million | Various | Various | 0 | 0 | 0 | 0 | 0 | 0 | 0 | 0 | 0 | 0 | 0 | 0
|  | 44 | [Spare] | TransGrid | $Million | Various | Various | 0 | 0 | 0 | 0 | 0 | 0 | 0 | 0 | 0 | 0 | 0 | 0
|  | 45 | [Spare] | TransGrid | $Million | Various | Various | 0 | 0 | 0 | 0 | 0 | 0 | 0 | 0 | 0 | 0 | 0 | 0
|  | 46 | [Spare] | TransGrid | $Million | Various | Various | 0 | 0 | 0 | 0 | 0 | 0 | 0 | 0 | 0 | 0 | 0 | 0
|  | 47 | Spare straight-line tax asset class | TransGrid | $Million | Various | Various | 0 | 0 | 0 | 0 | 0 | 0 | 0 | 0 | 0 | 0 | 0 | 0
|  | 48 | Buildings | TransGrid | $Million | Various | Various | 0 | 0 | 0 | 0 | 0 | 0 | 0 | 0 | 0 | 0 | 0 | 0
|  | 49 | In-house software | TransGrid | $Million | Various | Various | 0 | 0 | 0 | 0 | 0 | 0 | 0 | 0 | 0 | 0 | 0 | 0
|  | 50 | Equity raising costs | TransGrid | $Million | Various | Various | 0 | 0 | 0 | 0 | 0 | 0 | 0 | 0 | 0 | 0 | 0 | 0
|  |  | Total Capex - As Incurred - PEC | Calculated | $Million | Various | Various | 462.57 | 78.2648 | 0 | 0 | 0 | 540.8348 | 457.2289 | 75.5849 | 0 | 0 | 0 | 532.8137
0 |  |  | Check - Source | Calculated | N/A | N/A | N/A | 0 | 0 | 0 | 0 | 0
Input ¦ Capex incurred in the current period to be commissioned next period (including PEC and other capex)
[8 empty] | Nominal, Mid Period | [5 empty] | Real 2023, End Period
|  | As Commissioned |  | Source | Unit | Basis | Timing | FY24 | FY25 | FY26 | FY27 | FY28 | FY24 - FY28 | FY24 | FY25 | FY26 | FY27 | FY28 | FY24 - FY28
|  | 1 | Transmission Lines (pre 2004-05) | TransGrid | $Million | Various | Various | 0 | 0 | 0 | 0 | 0 | 0 | 0 | 0 | 0 | 0 | 0 | 0
|  | 2 | Underground Cables (pre 2004-05) | TransGrid | $Million | Various | Various | 0 | 0 | 0 | 0 | 0 | 0 | 0 | 0 | 0 | 0 | 0 | 0
|  | 3 | Substations including Buildings (pre 2004-05) | TransGrid | $Million | Various | Various | 0 | 0 | 0 | 0 | 0 | 0 | 0 | 0 | 0 | 0 | 0 | 0
|  | 4 | Transmission Lines (2004-09) | TransGrid | $Million | Various | Various | 0 | 0 | 0 | 0 | 0 | 0 | 0 | 0 | 0 | 0 | 0 | 0
|  | 5 | Underground Cables (2004-09) | TransGrid | $Million | Various | Various | 0 | 0 | 0 | 0 | 0 | 0 | 0 | 0 | 0 | 0 | 0 | 0
|  | 6 | Substations including Buildings (2004-09) | TransGrid | $Million | Various | Various | 0 | 0 | 0 | 0 | 0 | 0 | 0 | 0 | 0 | 0 | 0 | 0
|  | 7 | SCADA and Communications (2004-09) | TransGrid | $Million | Various | Various | 0 | 0 | 0 | 0 | 0 | 0 | 0 | 0 | 0 | 0 | 0 | 0
|  | 8 | Transmission Lines & Cables (09-14) | TransGrid | $Million | Various | Various | 0 | 0 | 0 | 0 | 0 | 0 | 0 | 0 | 0 | 0 | 0 | 0
|  | 9 | Substations (09-14) | TransGrid | $Million | Various | Various | 0 | 0 | 0 | 0 | 0 | 0 | 0 | 0 | 0 | 0 | 0 | 0
|  | 10 | Secondary Systems (09-14) | TransGrid | $Million | Various | Various | 0 | 0 | 0 | 0 | 0 | 0 | 0 | 0 | 0 | 0 | 0 | 0
|  | 11 | Communications (09-14) | TransGrid | $Million | Various | Various | 0 | 0 | 0 | 0 | 0 | 0 | 0 | 0 | 0 | 0 | 0 | 0
|  | 12 | Minor Plant, Motor Vehicles & Mobile Plant (2009-14) | TransGrid | $Million | Various | Various | 0 | 0 | 0 | 0 | 0 | 0 | 0 | 0 | 0 | 0 | 0 | 0
|  | 13 | Transmission Lines (2014-18) | TransGrid | $Million | Various | Various | 0 | 0 | 0 | 0 | 0 | 0 | 0 | 0 | 0 | 0 | 0 | 0
|  | 14 | Underground Cables (2014-18) | TransGrid | $Million | Various | Various | 0 | 0 | 0 | 0 | 0 | 0 | 0 | 0 | 0 | 0 | 0 | 0
|  | 15 | Substations (2014-18) | TransGrid | $Million | Various | Various | 0 | 0 | 0 | 0 | 0 | 0 | 0 | 0 | 0 | 0 | 0 | 0
|  | 16 | Secondary Systems (2014-18) | TransGrid | $Million | Various | Various | 0 | 0 | 0 | 0 | 0 | 0 | 0 | 0 | 0 | 0 | 0 | 0
|  | 17 | Communications (short life) (2014-18) | TransGrid | $Million | Various | Various | 0 | 0 | 0 | 0 | 0 | 0 | 0 | 0 | 0 | 0 | 0 | 0
|  | 18 | Business IT (2014-18) | TransGrid | $Million | Various | Various | 0 | 0 | 0 | 0 | 0 | 0 | 0 | 0 | 0 | 0 | 0 | 0
|  | 19 | Minor Plant, Motor Vehicles & Mobile Plant (2014-18) | TransGrid | $Million | Various | Various | 0 | 0 | 0 | 0 | 0 | 0 | 0 | 0 | 0 | 0 | 0 | 0
|  | 20 | Transmission Line Life Extension (2014-18) | TransGrid | $Million | Various | Various | 0 | 0 | 0 | 0 | 0 | 0 | 0 | 0 | 0 | 0 | 0 | 0
|  | 21 | Residual - other | TransGrid | $Million | Various | Various | 0 | 0 | 0 | 0 | 0 | 0 | 0 | 0 | 0 | 0 | 0 | 0
|  | 22 | Transmission Lines (2018 onwards) | TransGrid | $Million | Various | Various | 407.1914 | 820.8174 | 0.072487 | 1.3807 | 0 | 1229.462 | 402.4897 | 792.7113 | 0.068398 | 1.2729 | 0 | 1196.5424
|  | 23 | Underground Cables (2018 onwards) | TransGrid | $Million | Various | Various | 0 | 0 | 0 | 0 | 0 | 0 | 0 | 0 | 0 | 0 | 0 | 0
|  | 24 | Substations (2018 onwards) | TransGrid | $Million | Various | Various | 211.6344 | 154.1886 | 1.2488 | 0.16365 | 0 | 367.2355 | 209.1908 | 148.9089 | 1.1783 | 0.15088 | 0 | 359.4289
|  | 25 | Secondary Systems (2018-23) | TransGrid | $Million | Various | Various | 24.5257 | 11.0961 | 0.11409 | 0 | 0 | 35.7358 | 24.2425 | 10.7161 | 0.10765 | 0 | 0 | 35.0663
|  | 26 | Communications (short life) (2018 onwards) | TransGrid | $Million | Various | Various | 0.95735 | 2.3122 | 0 | 0 | 0 | 3.2696 | 0.94629 | 2.2331 | 0 | 0 | 0 | 3.1794
|  | 27 | Business IT (2018 onwards) | TransGrid | $Million | Various | Various | 0 | 0.072363 | 0 | 0 | 0 | 0.072363 | 0 | 0.069886 | 0 | 0 | 0 | 0.069886
|  | 28 | Minor Plant, Motor Vehicles & Mobile Plant (2018 onwards) | TransGrid | $Million | Various | Various | 0 | 0 | 0 | 0 | 0 | 0 | 0 | 0 | 0 | 0 | 0 | 0
|  | 29 | Transmission Line Life Extension (2018 onwards) | TransGrid | $Million | Various | Various | 6.0237 | 5.5537 | 0.45336 | 0 | 0.8332 | 12.864 | 5.9541 | 5.3635 | 0.42779 | 0 | 0.75051 | 12.496
|  | 30 | Land and Easements | TransGrid | $Million | Various | Various | 54.018 | 181.622 | 0 | 0 | 0 | 235.64 | 53.3943 | 175.403 | 0 | 0 | 0 | 228.7973
|  | 31 | Synchronous Condensers | TransGrid | $Million | Various | Various | 57.4506 | 101.445 | 0 | 0 | 0 | 158.8956 | 56.7872 | 97.9714 | 0 | 0 | 0 | 154.7586
|  | 32 | Leasehold Land and Property | TransGrid | $Million | Various | Various | 0 | 0 | 0 | 0 | 0 | 0 | 0 | 0 | 0 | 0 | 0 | 0
|  | 33 | [Spare] | TransGrid | $Million | Various | Various | 0 | 0 | 0 | 0 | 0 | 0 | 0 | 0 | 0 | 0 | 0 | 0
|  | 34 | [Spare] | TransGrid | $Million | Various | Various | 0 | 0 | 0 | 0 | 0 | 0 | 0 | 0 | 0 | 0 | 0 | 0
|  | 35 | [Spare] | TransGrid | $Million | Various | Various | 0 | 0 | 0 | 0 | 0 | 0 | 0 | 0 | 0 | 0 | 0 | 0
|  | 36 | [Spare] | TransGrid | $Million | Various | Various | 0 | 0 | 0 | 0 | 0 | 0 | 0 | 0 | 0 | 0 | 0 | 0
|  | 37 | [Spare] | TransGrid | $Million | Various | Various | 0 | 0 | 0 | 0 | 0 | 0 | 0 | 0 | 0 | 0 | 0 | 0
|  | 38 | [Spare] | TransGrid | $Million | Various | Various | 0 | 0 | 0 | 0 | 0 | 0 | 0 | 0 | 0 | 0 | 0 | 0
|  | 39 | [Spare] | TransGrid | $Million | Various | Various | 0 | 0 | 0 | 0 | 0 | 0 | 0 | 0 | 0 | 0 | 0 | 0
|  | 40 | [Spare] | TransGrid | $Million | Various | Various | 0 | 0 | 0 | 0 | 0 | 0 | 0 | 0 | 0 | 0 | 0 | 0
|  | 41 | [Spare] | TransGrid | $Million | Various | Various | 0 | 0 | 0 | 0 | 0 | 0 | 0 | 0 | 0 | 0 | 0 | 0
|  | 42 | [Spare] | TransGrid | $Million | Various | Various | 0 | 0 | 0 | 0 | 0 | 0 | 0 | 0 | 0 | 0 | 0 | 0
|  | 43 | [Spare] | TransGrid | $Million | Various | Various | 0 | 0 | 0 | 0 | 0 | 0 | 0 | 0 | 0 | 0 | 0 | 0
|  | 44 | [Spare] | TransGrid | $Million | Various | Various | 0 | 0 | 0 | 0 | 0 | 0 | 0 | 0 | 0 | 0 | 0 | 0
|  | 45 | [Spare] | TransGrid | $Million | Various | Various | 0 | 0 | 0 | 0 | 0 | 0 | 0 | 0 | 0 | 0 | 0 | 0
|  | 46 | [Spare] | TransGrid | $Million | Various | Various | 0 | 0 | 0 | 0 | 0 | 0 | 0 | 0 | 0 | 0 | 0 | 0
|  | 47 | Spare straight-line tax asset class | TransGrid | $Million | Various | Various | 0 | 0 | 0 | 0 | 0 | 0 | 0 | 0 | 0 | 0 | 0 | 0
|  | 48 | Buildings | TransGrid | $Million | Various | Various | 0 | 0 | 0 | 0 | 0 | 0 | 0 | 0 | 0 | 0 | 0 | 0
|  | 49 | In-house software | TransGrid | $Million | Various | Various | 0 | 0 | 0 | 0 | 0 | 0 | 0 | 0 | 0 | 0 | 0 | 0
|  | 50 | Equity raising costs | TransGrid | $Million | Various | Various | 0 | 0 | 0 | 0 | 0 | 0 | 0 | 0 | 0 | 0 | 0 | 0
|  |  | Total Capex - As Commissioned | Calculated | $Million | Various | Various | 761.8012 | 1277.1074 | 1.8887 | 1.5444 | 0.8332 | 2043.1748 | 753.0049 | 1233.3772 | 1.7822 | 1.4238 | 0.75051 | 1990.3386
0 |  |  | Check - Source | Calculated | N/A | N/A | N/A | 0 | 0 | 0 | 0 | 0
Input ¦ PEC Forecast by Driver
[8 empty] | Nominal, Mid Period | [5 empty] | Real 2023, End Period
|  | As Incurred - PEC |  | Source | Unit | Basis | Timing | FY24 | FY25 | FY26 | FY27 | FY28 | FY24 - FY28 | FY24 | FY25 | FY26 | FY27 | FY28 | FY24 - FY28
|  | 1 | Direct escalated capex | TransGrid | $Million | Various | Various | 457.7435 | 76.5417 | 0 | 0 | 0 | 534.2852 | 452.4581 | 73.9208 | 0 | 0 | 0 | 526.3789
|  | 2 | Network overheads | TransGrid | $Million | Various | Various | 3.8848 | 1.3869 | 0 | 0 | 0 | 5.2717 | 3.8399 | 1.3394 | 0 | 0 | 0 | 5.1794
|  | 3 | Corporate overheads | TransGrid | $Million | Various | Various | 0.94167 | 0.33619 | 0 | 0 | 0 | 1.2779 | 0.9308 | 0.32468 | 0 | 0 | 0 | 1.2555
|  |  | Total Capex - As Incurred - PEC | Calculated | $Million | Various | Various | 462.57 | 78.2648 | 0 | 0 | 0 | 540.8348 | 1963.2387 | 2542.3394 | 3.5643 | 2.8476 | 1.501 | 4513.491
0 |  |  | Check - Source | Calculated | N/A | N/A | N/A | 0 | 0
End

## Capex_Forecast
Calculation - Capex Forecast Detail
TransGrid Capex Forecast Model
WB Check |  | 0
Sheet Check |  | 0
Table of Contents |  |  |  | Convert From | Convert From Timing | Convert To | Convert To Timing | [18 empty] | Criteria | Criteria
|  | Real 2021 (End Period) to Real 2023 (End Period) |  | 2021 | End Period | 2023 | End Period | [18 empty] | NCIPAP | N/A |  | 1.0506 | 1.0506 | 1.0506 | 1.0506 | 1.0506
Commercial in Confidence
|  |  |  | Asset Classification | [14 empty] | Input Cost | Overheads | Calculations | [7 empty] | Direct Unescalated Capex, As Incurred ($M) $Real 23 | [5 empty] | Escalated Capex, As Incurred ($M) $Real 23 | [5 empty] | Network Overhead, As Incurred ($M) $Real 23 | [5 empty] | Corporate Overhead, As Incurred ($M) $Real 23 | [5 empty] | Total Capex, As Incurred (Escalated + OH) ($M) $Real 23 | [5 empty] | As Commission Percentage |  |  |  |  | Direct Unescalated Capex, As Commissioned ($M) $Real 23 | [5 empty] | Escalated Capex, As Commissioned ($M) $Real 23 | [5 empty] | Network Overhead, As Commissioned ($M) $Real 23 | [5 empty] | Corporate Overhead, As Commissioned ($M) $Real 23 | [5 empty] | Total Capex, As Commissioned (Escalated + OH) ($M) $Real 23 | [5 empty] | Transmission Lines - Secondary Allocation for Repex | [6 empty] | Substation - Secondary Allocation for Repex | [5 empty] | Digital Infrastructure - Secondary Allocation for Repex | [8 empty] | Additional Calc.
| Index | Project Name | Apply As Commissioned Percentages? (If FALSE, AC = AI) | Input Cost Category | Asset Class - Current | Asset Class Allocation % | RIN Level 1 | RIN Level 2 | RIN Level 3 | Augex Driver | Fleet & Property Allocation | Repex Subcategory 1 | Repex Subcategory 2 | ICT Category (FY19-23) | Previously Allowed but Not Undertaken | Immediately Expensed % | Key External Driver | PTRM Asset Classification | Labour Weighting (n%) | Network Overhead Applicable? | Project Match | Input Cost Category (1 or 2) | Offset Height | Asset Category | Match Escalation Row | NCIPAP Project | Contingent Projects | Project Overall Inclusion | FY24 | FY25 | FY26 | FY27 | FY28 | FY24 - FY28 | FY24 | FY25 | FY26 | FY27 | FY28 | FY24 - FY28 | FY24 | FY25 | FY26 | FY27 | FY28 | FY24 - FY28 | FY24 | FY25 | FY26 | FY27 | FY28 | FY24 - FY28 | FY24 | FY25 | FY26 | FY27 | FY28 | FY24 - FY28 | FY24 | FY25 | FY26 | FY27 | FY28 | FY24 | FY25 | FY26 | FY27 | FY28 | FY24 - FY28 | FY24 | FY25 | FY26 | FY27 | FY28 | FY24 - FY28 | FY24 | FY25 | FY26 | FY27 | FY28 | FY24 - FY28 | FY24 | FY25 | FY26 | FY27 | FY28 | FY24 - FY28 | FY24 | FY25 | FY26 | FY27 | FY28 | FY24 - FY28 | Asset Class Included In Secondary Allocation? | Transmission Lines - Poles | Transmission Lines - Towers | Transmission Lines - Insulators | Transmission Lines - Overhead Conductor | Transmission Lines - Underground Cable | Transmission Lines - Others | Asset Class Included In Secondary Allocation? | Substation - Site Establishment and Supporting Assets | Substation - Power Transformers | Substation - Switchbay Equipment | Substation - Reactive Plant | Substation - Others | Asset Class Included In Secondary Allocation? | Digital Infrastructure - Protection Systems | Digital Infrastructure - Control Systems & SCADA | Digital Infrastructure - Market Metering Systems | Digital Infrastructure - Network Property | Digital Infrastructure - Communications Systems | Digital Infrastructure - Optical Fibre Systems | Digital Infrastructure - AC/DC and Auxiliary Systems | Digital Infrastructure - Others | Augex Total 24-28 ($Real 23) | Augex Ranking
| 1 | Increase capacity for Generation between DNT and WG1 | TRUE | Labour | Substations | 100% | Augmentation Expenditure | NCIPAP | NCIPAP | N/A | N/A | N/A | N/A | N/A | No | 0% | N/A | Substations (2018 onwards) | 20% | TRUE | 1 | 1 | 1 | 3 | 1 | TRUE | FALSE | FALSE | 0.10156 | 0.68981 | 0 | 0 | 0 | 0.79136 | 0.10139 | 0.69396 | 0 | 0 | 0 | 0.79535 | 0.0083839 | 0.057383 | 0 | 0 | 0 | 0.065767 | 0.0011461 | 0.0078443 | 0 | 0 | 0 | 0.0089904 | 0.11092 | 0.75919 | 0 | 0 | 0 | 0.87011 | 0% | 100% | 0% | 0% | 0% | 0 | 0.79136 | 0 | 0 | 0 | 0.79136 | 0 | 0.79535 | 0 | 0 | 0 | 0.79535 | 0 | 0.065767 | 0 | 0 | 0 | 0.065767 | 0 | 0.0089904 | 0 | 0 | 0 | 0.0089904 | 0 | 0.87011 | 0 | 0 | 0 | 0.87011 | FALSE | 0% | 0% | 0% | 0% | 0% | 0% | TRUE | 0% | 0% | 0% | 0% | 0% | FALSE | 0% | 0% | 0% | 0% | 0% | 0% | 0% | 0% | N/A | N/A
| 2 | Increase capacity for Generation between DNT and WG1 | TRUE | Non-Labour | Substations | 100% | Augmentation Expenditure | NCIPAP | NCIPAP | N/A | N/A | N/A | N/A | N/A | No | 0% | N/A | Substations (2018 onwards) | 80% | TRUE | 1 | 2 | 2 | 3 | 2 | TRUE | FALSE | FALSE | 0.40622 | 2.7592 | 0 | 0 | 0 | 3.1655 | 0.40622 | 2.7592 | 0 | 0 | 0 | 3.1655 | 0.03359 | 0.22816 | 0 | 0 | 0 | 0.26175 | 0.0045918 | 0.03119 | 0 | 0 | 0 | 0.035781 | 0.4444 | 3.0186 | 0 | 0 | 0 | 3.463 | 0% | 100% | 0% | 0% | 0% | 0 | 3.1655 | 0 | 0 | 0 | 3.1655 | 0 | 3.1655 | 0 | 0 | 0 | 3.1655 | 0 | 0.26175 | 0 | 0 | 0 | 0.26175 | 0 | 0.035781 | 0 | 0 | 0 | 0.035781 | 0 | 3.463 | 0 | 0 | 0 | 3.463 | FALSE | 0% | 0% | 0% | 0% | 0% | 0% | TRUE | 0% | 0% | 0% | 0% | 0% | FALSE | 0% | 0% | 0% | 0% | 0% | 0% | 0% | 0% | N/A | N/A
| 3 | Darlington Point 330/220 kV Transformer Tripping Scheme | TRUE | Labour | Secondary Systems | 100% | Augmentation Expenditure | NCIPAP | NCIPAP | N/A | N/A | N/A | N/A | N/A | No | 0% | N/A | Secondary Systems (2018-23) | 20% | TRUE | 2 | 1 | 1 | 4 | 1 | TRUE | FALSE | FALSE | 0.025646 | 0.03318 | 0 | 0 | 0 | 0.058826 | 0.025604 | 0.033379 | 0 | 0 | 0 | 0.058984 | 0.0021172 | 0.0027601 | 0 | 0 | 0 | 0.0048773 | 0.00028943 | 0.00037731 | 0 | 0 | 0 | 0.00066673 | 0.028011 | 0.036517 | 0 | 0 | 0 | 0.064528 | 0% | 100% | 0% | 0% | 0% | 0 | 0.058826 | 0 | 0 | 0 | 0.058826 | 0 | 0.058984 | 0 | 0 | 0 | 0.058984 | 0 | 0.0048773 | 0 | 0 | 0 | 0.0048773 | 0 | 0.00066673 | 0 | 0 | 0 | 0.00066673 | 0 | 0.064528 | 0 | 0 | 0 | 0.064528 | FALSE | 0% | 0% | 0% | 0% | 0% | 0% | FALSE | 0% | 0% | 0% | 0% | 0% | TRUE | 0% | 0% | 0% | 0% | 0% | 0% | 0% | 0% | N/A | N/A
| 4 | Darlington Point 330/220 kV Transformer Tripping Scheme | TRUE | Non-Labour | Secondary Systems | 100% | Augmentation Expenditure | NCIPAP | NCIPAP | N/A | N/A | N/A | N/A | N/A | No | 0% | N/A | Secondary Systems (2018-23) | 80% | TRUE | 2 | 2 | 2 | 4 | 2 | TRUE | FALSE | FALSE | 0.10258 | 0.13272 | 0 | 0 | 0 | 0.2353 | 0.10258 | 0.13272 | 0 | 0 | 0 | 0.2353 | 0.0084826 | 0.010974 | 0 | 0 | 0 | 0.019457 | 0.0011596 | 0.0015002 | 0 | 0 | 0 | 0.0026598 | 0.11223 | 0.14519 | 0 | 0 | 0 | 0.25742 | 0% | 100% | 0% | 0% | 0% | 0 | 0.2353 | 0 | 0 | 0 | 0.2353 | 0 | 0.2353 | 0 | 0 | 0 | 0.2353 | 0 | 0.019457 | 0 | 0 | 0 | 0.019457 | 0 | 0.0026598 | 0 | 0 | 0 | 0.0026598 | 0 | 0.25742 | 0 | 0 | 0 | 0.25742 | FALSE | 0% | 0% | 0% | 0% | 0% | 0% | FALSE | 0% | 0% | 0% | 0% | 0% | TRUE | 0% | 0% | 0% | 0% | 0% | 0% | 0% | 0% | N/A | N/A
| 5 | Increase capacity for generation X5 Voltage Stability constraints | TRUE | Labour | Substations | 100% | Augmentation Expenditure | NCIPAP | NCIPAP | N/A | N/A | N/A | N/A | N/A | No | 0% | N/A | Substations (2018 onwards) | 12% | TRUE | 3 | 1 | 1 | 3 | 1 | TRUE | FALSE | FALSE | 0.10226 | 0.52278 | 0 | 0 | 0 | 0.62504 | 0.10209 | 0.52593 | 0 | 0 | 0 | 0.62802 | 0.008442 | 0.043489 | 0 | 0 | 0 | 0.051931 | 0.001154 | 0.0059449 | 0 | 0 | 0 | 0.0070989 | 0.11169 | 0.57536 | 0 | 0 | 0 | 0.68705 | 0% | 100% | 0% | 0% | 0% | 0 | 0.62504 | 0 | 0 | 0 | 0.62504 | 0 | 0.62802 | 0 | 0 | 0 | 0.62802 | 0 | 0.051931 | 0 | 0 | 0 | 0.051931 | 0 | 0.0070989 | 0 | 0 | 0 | 0.0070989 | 0 | 0.68705 | 0 | 0 | 0 | 0.68705 | FALSE | 0% | 0% | 0% | 0% | 0% | 0% | TRUE | 0% | 0% | 0% | 0% | 0% | FALSE | 0% | 0% | 0% | 0% | 0% | 0% | 0% | 0% | N/A | N/A
| 6 | Increase capacity for generation X5 Voltage Stability constraints | TRUE | Non-Labour | Substations | 100% | Augmentation Expenditure | NCIPAP | NCIPAP | N/A | N/A | N/A | N/A | N/A | No | 0% | N/A | Substations (2018 onwards) | 88% | TRUE | 3 | 2 | 2 | 3 | 2 | TRUE | FALSE | FALSE | 0.7499 | 3.8337 | 0 | 0 | 0 | 4.5836 | 0.7499 | 3.8337 | 0 | 0 | 0 | 4.5836 | 0.062008 | 0.31701 | 0 | 0 | 0 | 0.37902 | 0.0084766 | 0.043335 | 0 | 0 | 0 | 0.051812 | 0.82038 | 4.1941 | 0 | 0 | 0 | 5.0145 | 0% | 100% | 0% | 0% | 0% | 0 | 4.5836 | 0 | 0 | 0 | 4.5836 | 0 | 4.5836 | 0 | 0 | 0 | 4.5836 | 0 | 0.37902 | 0 | 0 | 0 | 0.37902 | 0 | 0.051812 | 0 | 0 | 0 | 0.051812 | 0 | 5.0145 | 0 | 0 | 0 | 5.0145 | FALSE | 0% | 0% | 0% | 0% | 0% | 0% | TRUE | 0% | 0% | 0% | 0% | 0% | FALSE | 0% | 0% | 0% | 0% | 0% | 0% | 0% | 0% | N/A | N/A
| 7 | 94T Dynamic Ratings | TRUE | Labour | Secondary Systems | 100% | Augmentation Expenditure | NCIPAP | NCIPAP | N/A | N/A | N/A | N/A | N/A | No | 0% | N/A | Secondary Systems (2018-23) | 20% | TRUE | 4 | 1 | 1 | 4 | 1 | TRUE | FALSE | FALSE | 0.0024032 | 0.081894 | 0 | 0 | 0 | 0.084297 | 0.0023993 | 0.082386 | 0 | 0 | 0 | 0.084786 | 0.0001984 | 0.0068125 | 0 | 0 | 0 | 0.0070109 | 2.7121e-05 | 0.00093127 | 0 | 0 | 0 | 0.00095839 | 0.0026248 | 0.09013 | 0 | 0 | 0 | 0.092755 | 0% | 100% | 0% | 0% | 0% | 0 | 0.084297 | 0 | 0 | 0 | 0.084297 | 0 | 0.084786 | 0 | 0 | 0 | 0.084786 | 0 | 0.0070109 | 0 | 0 | 0 | 0.0070109 | 0 | 0.00095839 | 0 | 0 | 0 | 0.00095839 | 0 | 0.092755 | 0 | 0 | 0 | 0.092755 | FALSE | 0% | 0% | 0% | 0% | 0% | 0% | FALSE | 0% | 0% | 0% | 0% | 0% | TRUE | 0% | 0% | 0% | 0% | 0% | 0% | 0% | 0% | N/A | N/A
| 8 | 94T Dynamic Ratings | TRUE | Non-Labour | Secondary Systems | 100% | Augmentation Expenditure | NCIPAP | NCIPAP | N/A | N/A | N/A | N/A | N/A | No | 0% | N/A | Secondary Systems (2018-23) | 80% | TRUE | 4 | 2 | 2 | 4 | 2 | TRUE | FALSE | FALSE | 0.0096128 | 0.32758 | 0 | 0 | 0 | 0.33719 | 0.0096128 | 0.32758 | 0 | 0 | 0 | 0.33719 | 0.00079488 | 0.027087 | 0 | 0 | 0 | 0.027882 | 0.00010866 | 0.0037028 | 0 | 0 | 0 | 0.0038115 | 0.010516 | 0.35837 | 0 | 0 | 0 | 0.36888 | 0% | 100% | 0% | 0% | 0% | 0 | 0.33719 | 0 | 0 | 0 | 0.33719 | 0 | 0.33719 | 0 | 0 | 0 | 0.33719 | 0 | 0.027882 | 0 | 0 | 0 | 0.027882 | 0 | 0.0038115 | 0 | 0 | 0 | 0.0038115 | 0 | 0.36888 | 0 | 0 | 0 | 0.36888 | FALSE | 0% | 0% | 0% | 0% | 0% | 0% | FALSE | 0% | 0% | 0% | 0% | 0% | TRUE | 0% | 0% | 0% | 0% | 0% | 0% | 0% | 0% | N/A | N/A
| 9 | Increase capacity in Yass Transformers | TRUE | Labour | Secondary Systems | 100% | Augmentation Expenditure | NCIPAP | NCIPAP | N/A | N/A | N/A | N/A | N/A | No | 0% | N/A | Secondary Systems (2018-23) | 17% | TRUE | 5 | 1 | 1 | 4 | 1 | TRUE | FALSE | FALSE | 0.17798 | 0.080901 | 0 | 0 | 0 | 0.25888 | 0.17769 | 0.081387 | 0 | 0 | 0 | 0.25908 | 0.014693 | 0.0067299 | 0 | 0 | 0 | 0.021423 | 0.0020086 | 0.00091998 | 0 | 0 | 0 | 0.0029286 | 0.19439 | 0.089037 | 0 | 0 | 0 | 0.28343 | 0% | 100% | 0% | 0% | 0% | 0 | 0.25888 | 0 | 0 | 0 | 0.25888 | 0 | 0.25908 | 0 | 0 | 0 | 0.25908 | 0 | 0.021423 | 0 | 0 | 0 | 0.021423 | 0 | 0.0029286 | 0 | 0 | 0 | 0.0029286 | 0 | 0.28343 | 0 | 0 | 0 | 0.28343 | FALSE | 0% | 0% | 0% | 0% | 0% | 0% | FALSE | 0% | 0% | 0% | 0% | 0% | TRUE | 0% | 0% | 0% | 0% | 0% | 0% | 0% | 0% | N/A | N/A
| 10 | Increase capacity in Yass Transformers | TRUE | Non-Labour | Secondary Systems | 100% | Augmentation Expenditure | NCIPAP | NCIPAP | N/A | N/A | N/A | N/A | N/A | No | 0% | N/A | Secondary Systems (2018-23) | 83% | TRUE | 5 | 2 | 2 | 4 | 2 | TRUE | FALSE | FALSE | 0.86897 | 0.39499 | 0 | 0 | 0 | 1.264 | 0.86897 | 0.39499 | 0 | 0 | 0 | 1.264 | 0.071855 | 0.032661 | 0 | 0 | 0 | 0.10452 | 0.0098226 | 0.0044648 | 0 | 0 | 0 | 0.014287 | 0.95065 | 0.43211 | 0 | 0 | 0 | 1.3828 | 0% | 100% | 0% | 0% | 0% | 0 | 1.264 | 0 | 0 | 0 | 1.264 | 0 | 1.264 | 0 | 0 | 0 | 1.264 | 0 | 0.10452 | 0 | 0 | 0 | 0.10452 | 0 | 0.014287 | 0 | 0 | 0 | 0.014287 | 0 | 1.3828 | 0 | 0 | 0 | 1.3828 | FALSE | 0% | 0% | 0% | 0% | 0% | 0% | FALSE | 0% | 0% | 0% | 0% | 0% | TRUE | 0% | 0% | 0% | 0% | 0% | 0% | 0% | 0% | N/A | N/A
| 11 | Maintain capacity during Climate Change (DLR ) | TRUE | Labour | Secondary Systems | 100% | Augmentation Expenditure | NCIPAP | NCIPAP | N/A | N/A | N/A | N/A | N/A | No | 0% | N/A | Secondary Systems (2018-23) | 20% | TRUE | 6 | 1 | 1 | 4 | 1 | TRUE | FALSE | FALSE | 0.0080941 | 0.022663 | 0.91625 | 0.0048564 | 0 | 0.95186 | 0.0080809 | 0.0228 | 0.93006 | 0.0049702 | 0 | 0.96591 | 0.00066821 | 0.0018853 | 0.076906 | 0.00041098 | 0 | 0.07987 | 9.1344e-05 | 0.00025772 | 0.010513 | 5.6182e-05 | 0 | 0.010918 | 0.0088405 | 0.024943 | 1.0175 | 0.0054374 | 0 | 1.0567 | 25% | 25% | 25% | 25% | 0% | 0.23797 | 0.23797 | 0.23797 | 0.23797 | 0 | 0.95186 | 0.24148 | 0.24148 | 0.24148 | 0.24148 | 0 | 0.96591 | 0.019968 | 0.019968 | 0.019968 | 0.019968 | 0 | 0.07987 | 0.0027296 | 0.0027296 | 0.0027296 | 0.0027296 | 0 | 0.010918 | 0.26417 | 0.26417 | 0.26417 | 0.26417 | 0 | 1.0567 | FALSE | 0% | 0% | 0% | 0% | 0% | 0% | FALSE | 0% | 0% | 0% | 0% | 0% | TRUE | 0% | 0% | 0% | 0% | 0% | 0% | 0% | 0% | N/A | N/A
| 12 | Maintain capacity during Climate Change (DLR ) | TRUE | Non-Labour | Secondary Systems | 100% | Augmentation Expenditure | NCIPAP | NCIPAP | N/A | N/A | N/A | N/A | N/A | No | 0% | N/A | Secondary Systems (2018-23) | 80% | TRUE | 6 | 2 | 2 | 4 | 2 | TRUE | FALSE | FALSE | 0.032376 | 0.090653 | 3.665 | 0.019426 | 0 | 3.8074 | 0.032376 | 0.090653 | 3.665 | 0.019426 | 0 | 3.8074 | 0.0026772 | 0.0074961 | 0.30306 | 0.0016063 | 0 | 0.31484 | 0.00036597 | 0.0010247 | 0.041428 | 0.00021958 | 0 | 0.043038 | 0.035419 | 0.099174 | 4.0095 | 0.021252 | 0 | 4.1653 | 25% | 25% | 25% | 25% | 0% | 0.95186 | 0.95186 | 0.95186 | 0.95186 | 0 | 3.8074 | 0.95186 | 0.95186 | 0.95186 | 0.95186 | 0 | 3.8074 | 0.078709 | 0.078709 | 0.078709 | 0.078709 | 0 | 0.31484 | 0.01076 | 0.01076 | 0.01076 | 0.01076 | 0 | 0.043038 | 1.0413 | 1.0413 | 1.0413 | 1.0413 | 0 | 4.1653 | FALSE | 0% | 0% | 0% | 0% | 0% | 0% | FALSE | 0% | 0% | 0% | 0% | 0% | TRUE | 0% | 0% | 0% | 0% | 0% | 0% | 0% | 0% | N/A | N/A
| 13 | Auxiliary transformer renewal program | FALSE | Labour | Substations | 100% | Replacement Expenditure | Substation | Repex | N/A | N/A | Substations - Site Establishment and supporting assets | Substations - Safe and Reliable Network | N/A | No | 0% | Safety security & reliability | Substations (2018 onwards) | 14.99% | TRUE | 7 | 1 | 1 | 3 | 1 | FALSE | FALSE | TRUE | 0 | 0 | 0 | 0 | 0 | 0 | 0 | 0 | 0 | 0 | 0 | 0 | 0 | 0 | 0 | 0 | 0 | 0 | 0 | 0 | 0 | 0 | 0 | 0 | 0 | 0 | 0 | 0 | 0 | 0 | 0% | 100% | 0% | 0% | 0% | 0 | 0 | 0 | 0 | 0 | 0 | 0 | 0 | 0 | 0 | 0 | 0 | 0 | 0 | 0 | 0 | 0 | 0 | 0 | 0 | 0 | 0 | 0 | 0 | 0 | 0 | 0 | 0 | 0 | 0 | FALSE | 0% | 0% | 0% | 0% | 0% | 0% | TRUE | 100% | 0% | 0% | 0% | 0% | FALSE | 0% | 0% | 0% | 0% | 0% | 0% | 0% | 0% | N/A | N/A
| 14 | Auxiliary transformer renewal program | FALSE | Non-Labour | Substations | 100% | Replacement Expenditure | Substation | Repex | N/A | N/A | Substations - Site Establishment and supporting assets | Substations - Safe and Reliable Network | N/A | No | 0% | Safety security & reliability | Substations (2018 onwards) | 85.01% | TRUE | 7 | 2 | 2 | 3 | 2 | FALSE | FALSE | TRUE | 0 | 0 | 0 | 0 | 0 | 0 | 0 | 0 | 0 | 0 | 0 | 0 | 0 | 0 | 0 | 0 | 0 | 0 | 0 | 0 | 0 | 0 | 0 | 0 | 0 | 0 | 0 | 0 | 0 | 0 | 0% | 100% | 0% | 0% | 0% | 0 | 0 | 0 | 0 | 0 | 0 | 0 | 0 | 0 | 0 | 0 | 0 | 0 | 0 | 0 | 0 | 0 | 0 | 0 | 0 | 0 | 0 | 0 | 0 | 0 | 0 | 0 | 0 | 0 | 0 | FALSE | 0% | 0% | 0% | 0% | 0% | 0% | TRUE | 100% | 0% | 0% | 0% | 0% | FALSE | 0% | 0% | 0% | 0% | 0% | 0% | 0% | 0% | N/A | N/A
| 15 | Circuit Breaker Program | TRUE | Labour | Substations | 100% | Replacement Expenditure | Substation | Repex | N/A | N/A | Substations - Switchbay Equipment | Substations - Safe and Reliable Network | N/A | No | 0% | Safety security & reliability | Substations (2018 onwards) | 27.91% | TRUE | 8 | 1 | 1 | 3 | 1 | FALSE | FALSE | TRUE | 2.3291 | 2.1174 | 1.0587 | 2.3291 | 2.435 | 10.2693 | 2.3253 | 2.1301 | 1.0746 | 2.3837 | 2.5074 | 10.4211 | 0.3257 | 0.25423 | 0.13975 | 0.34156 | 0.30672 | 1.368 | 0.043713 | 0.03594 | 0.019724 | 0.048319 | 0.044893 | 0.19259 | 2.6947 | 2.4203 | 1.2341 | 2.7736 | 2.859 | 11.9817 | 10% | 11% | 14% | 32% | 33% | 1.0269 | 1.1296 | 1.4377 | 3.2862 | 3.3889 | 10.2693 | 1.0421 | 1.1463 | 1.459 | 3.3348 | 3.439 | 10.4211 | 0.1368 | 0.15048 | 0.19151 | 0.43775 | 0.45143 | 1.368 | 0.019259 | 0.021185 | 0.026963 | 0.061629 | 0.063555 | 0.19259 | 1.1982 | 1.318 | 1.6774 | 3.8341 | 3.954 | 11.9817 | FALSE | 0% | 0% | 0% | 0% | 0% | 0% | TRUE | 0% | 0% | 100% | 0% | 0% | FALSE | 0% | 0% | 0% | 0% | 0% | 0% | 0% | 0% | N/A | N/A
| 16 | Circuit Breaker Program | TRUE | Non-Labour | Substations | 100% | Replacement Expenditure | Substation | Repex | N/A | N/A | Substations - Switchbay Equipment | Substations - Safe and Reliable Network | N/A | No | 0% | Safety security & reliability | Substations (2018 onwards) | 72.09% | TRUE | 8 | 2 | 2 | 3 | 2 | FALSE | FALSE | TRUE | 6.0166 | 5.4697 | 2.7348 | 6.0166 | 6.2901 | 26.5279 | 6.0166 | 5.4697 | 2.7348 | 6.0166 | 6.2901 | 26.5279 | 0.84273 | 0.65281 | 0.35564 | 0.86213 | 0.76945 | 3.4828 | 0.11311 | 0.092287 | 0.050194 | 0.12196 | 0.11262 | 0.49017 | 6.9725 | 6.2148 | 3.1407 | 7.0007 | 7.1722 | 30.5008 | 10% | 11% | 14% | 32% | 33% | 2.6528 | 2.9181 | 3.7139 | 8.4889 | 8.7542 | 26.5279 | 2.6528 | 2.9181 | 3.7139 | 8.4889 | 8.7542 | 26.5279 | 0.34828 | 0.3831 | 0.48759 | 1.1145 | 1.1493 | 3.4828 | 0.049017 | 0.053919 | 0.068624 | 0.15685 | 0.16176 | 0.49017 | 3.0501 | 3.3551 | 4.2701 | 9.7603 | 10.0653 | 30.5008 | FALSE | 0% | 0% | 0% | 0% | 0% | 0% | TRUE | 0% | 0% | 100% | 0% | 0% | FALSE | 0% | 0% | 0% | 0% | 0% | 0% | 0% | 0% | N/A | N/A
| 17 | Cowra substation Secondary Systems Renewal | TRUE | Labour | Secondary Systems | 95.75% | Replacement Expenditure | Digital Infrastructure | Repex | N/A | N/A | DI - Protection systems | DI - Safe and Reliable Network | N/A | Yes | 0% | Safety security & reliability | Secondary Systems (2018-23) | 32.75% | TRUE | 9 | 1 | 1 | 4 | 1 | FALSE | FALSE | TRUE | 0.16298 | 0.14817 | 0.074084 | 0.16298 | 0.17039 | 0.71862 | 0.16272 | 0.14906 | 0.075201 | 0.1668 | 0.17546 | 0.72924 | 0.022792 | 0.01779 | 0.0097792 | 0.023901 | 0.021463 | 0.095726 | 0.003059 | 0.002515 | 0.0013802 | 0.0033812 | 0.0031415 | 0.013477 | 0.18857 | 0.16936 | 0.08636 | 0.19409 | 0.20006 | 0.83845 | 10% | 11% | 14% | 32% | 33% | 0.071862 | 0.079048 | 0.10061 | 0.22996 | 0.23714 | 0.71862 | 0.072924 | 0.080217 | 0.10209 | 0.23336 | 0.24065 | 0.72924 | 0.0095726 | 0.01053 | 0.013402 | 0.030632 | 0.03159 | 0.095726 | 0.0013477 | 0.0014825 | 0.0018868 | 0.0043126 | 0.0044474 | 0.013477 | 0.083845 | 0.092229 | 0.11738 | 0.2683 | 0.27669 | 0.83845 | FALSE | 0% | 0% | 0% | 0% | 0% | 0% | FALSE | 0% | 0% | 0% | 0% | 0% | TRUE | 58.41% | 30.97% | 6.372% | 0% | 0% | 0% | 4.248% | 0% | N/A | N/A
| 18 | Cowra substation Secondary Systems Renewal | TRUE | Labour | Business IT | 4.248% | Replacement Expenditure | Digital Infrastructure | Repex | N/A | N/A | DI - Protection systems | DI - Safe and Reliable Network | N/A | Yes | 0% | Safety security & reliability | Business IT (2018 onwards) | 32.75% | TRUE | 9 | 1 | 2 | 6 | 1 | FALSE | FALSE | TRUE | 0.0072304 | 0.0065731 | 0.0032865 | 0.0072304 | 0.007559 | 0.031879 | 0.0072187 | 0.0066126 | 0.0033361 | 0.0073998 | 0.0077837 | 0.032351 | 0.0010111 | 0.00078922 | 0.00043383 | 0.0010603 | 0.00095216 | 0.0042466 | 0.0001357 | 0.00011157 | 6.1229e-05 | 0.00015 | 0.00013936 | 0.00059787 | 0.0083655 | 0.0075134 | 0.0038311 | 0.0086101 | 0.0088753 | 0.037195 | 10% | 11% | 14% | 32% | 33% | 0.0031879 | 0.0035067 | 0.0044631 | 0.010201 | 0.01052 | 0.031879 | 0.0032351 | 0.0035586 | 0.0045291 | 0.010352 | 0.010676 | 0.032351 | 0.00042466 | 0.00046713 | 0.00059453 | 0.0013589 | 0.0014014 | 0.0042466 | 5.9787e-05 | 6.5765e-05 | 8.3701e-05 | 0.00019132 | 0.0001973 | 0.00059787 | 0.0037195 | 0.0040915 | 0.0052074 | 0.011903 | 0.012274 | 0.037195 | FALSE | 0% | 0% | 0% | 0% | 0% | 0% | FALSE | 0% | 0% | 0% | 0% | 0% | TRUE | 58.41% | 30.97% | 6.372% | 0% | 0% | 0% | 4.248% | 0% | N/A | N/A
| 19 | Cowra substation Secondary Systems Renewal | TRUE | Non-Labour | Secondary Systems | 95.75% | Replacement Expenditure | Digital Infrastructure | Repex | N/A | N/A | DI - Protection systems | DI - Safe and Reliable Network | N/A | Yes | 0% | Safety security & reliability | Secondary Systems (2018-23) | 67.25% | TRUE | 9 | 2 | 3 | 4 | 2 | FALSE | FALSE | TRUE | 0.33467 | 0.30425 | 0.15212 | 0.33467 | 0.34988 | 1.4756 | 0.33467 | 0.30425 | 0.15212 | 0.33467 | 0.34988 | 1.4756 | 0.046876 | 0.036312 | 0.019782 | 0.047955 | 0.0428 | 0.19373 | 0.0062914 | 0.0051334 | 0.002792 | 0.006784 | 0.0062645 | 0.027265 | 0.38784 | 0.34569 | 0.1747 | 0.38941 | 0.39895 | 1.6966 | 10% | 11% | 14% | 32% | 33% | 0.14756 | 0.16232 | 0.20658 | 0.47219 | 0.48695 | 1.4756 | 0.14756 | 0.16232 | 0.20658 | 0.47219 | 0.48695 | 1.4756 | 0.019373 | 0.02131 | 0.027122 | 0.061992 | 0.063929 | 0.19373 | 0.0027265 | 0.0029992 | 0.0038171 | 0.0087249 | 0.0089976 | 0.027265 | 0.16966 | 0.18662 | 0.23752 | 0.54291 | 0.55987 | 1.6966 | FALSE | 0% | 0% | 0% | 0% | 0% | 0% | FALSE | 0% | 0% | 0% | 0% | 0% | TRUE | 58.41% | 30.97% | 6.372% | 0% | 0% | 0% | 4.248% | 0% | N/A | N/A
| 20 | Cowra substation Secondary Systems Renewal | TRUE | Non-Labour | Business IT | 4.248% | Replacement Expenditure | Digital Infrastructure | Repex | N/A | N/A | DI - Protection systems | DI - Safe and Reliable Network | N/A | Yes | 0% | Safety security & reliability | Business IT (2018 onwards) | 67.25% | TRUE | 9 | 2 | 4 | 6 | 2 | FALSE | FALSE | TRUE | 0.014847 | 0.013497 | 0.0067485 | 0.014847 | 0.015522 | 0.065461 | 0.014847 | 0.013497 | 0.0067485 | 0.014847 | 0.015522 | 0.065461 | 0.0020795 | 0.0016109 | 0.00087759 | 0.0021274 | 0.0018987 | 0.0085941 | 0.0002791 | 0.00022773 | 0.00012386 | 0.00030096 | 0.00027791 | 0.0012096 | 0.017205 | 0.015336 | 0.00775 | 0.017275 | 0.017698 | 0.075264 | 10% | 11% | 14% | 32% | 33% | 0.0065461 | 0.0072007 | 0.0091645 | 0.020947 | 0.021602 | 0.065461 | 0.0065461 | 0.0072007 | 0.0091645 | 0.020947 | 0.021602 | 0.065461 | 0.00085941 | 0.00094535 | 0.0012032 | 0.0027501 | 0.0028361 | 0.0085941 | 0.00012096 | 0.00013305 | 0.00016934 | 0.00038706 | 0.00039915 | 0.0012096 | 0.0075264 | 0.0082791 | 0.010537 | 0.024085 | 0.024837 | 0.075264 | FALSE | 0% | 0% | 0% | 0% | 0% | 0% | FALSE | 0% | 0% | 0% | 0% | 0% | TRUE | 58.41% | 30.97% | 6.372% | 0% | 0% | 0% | 4.248% | 0% | N/A | N/A
| 21 | Dumaresq Secondary Systems Renewal | FALSE | Labour | Secondary Systems | 89.79% | Replacement Expenditure | Digital Infrastructure | Repex | N/A | N/A | DI - Protection systems | DI - Safe and Reliable Network | N/A | No | 0% | Safety security & reliability | Secondary Systems (2018-23) | 0% | TRUE | 10 | 1 | 1 | 4 | 1 | FALSE | FALSE | TRUE | 0 | 0 | 0 | 0 | 0 | 0 | 0 | 0 | 0 | 0 | 0 | 0 | 0 | 0 | 0 | 0 | 0 | 0 | 0 | 0 | 0 | 0 | 0 | 0 | 0 | 0 | 0 | 0 | 0 | 0 | 0% | 0% | 0% | 0% | 0% | 0 | 0 | 0 | 0 | 0 | 0 | 0 | 0 | 0 | 0 | 0 | 0 | 0 | 0 | 0 | 0 | 0 | 0 | 0 | 0 | 0 | 0 | 0 | 0 | 0 | 0 | 0 | 0 | 0 | 0 | FALSE | 0% | 0% | 0% | 0% | 0% | 0% | FALSE | 0% | 0% | 0% | 0% | 0% | TRUE | 33.27% | 51.98% | 4.537% | 0% | 0% | 0% | 10.21% | 0% | N/A | N/A
| 22 | Dumaresq Secondary Systems Renewal | FALSE | Labour | Business IT | 10.21% | Replacement Expenditure | Digital Infrastructure | Repex | N/A | N/A | DI - Protection systems | DI - Safe and Reliable Network | N/A | No | 0% | Safety security & reliability | Business IT (2018 onwards) | 0% | TRUE | 10 | 1 | 2 | 6 | 1 | FALSE | FALSE | TRUE | 0 | 0 | 0 | 0 | 0 | 0 | 0 | 0 | 0 | 0 | 0 | 0 | 0 | 0 | 0 | 0 | 0 | 0 | 0 | 0 | 0 | 0 | 0 | 0 | 0 | 0 | 0 | 0 | 0 | 0 | 0% | 0% | 0% | 0% | 0% | 0 | 0 | 0 | 0 | 0 | 0 | 0 | 0 | 0 | 0 | 0 | 0 | 0 | 0 | 0 | 0 | 0 | 0 | 0 | 0 | 0 | 0 | 0 | 0 | 0 | 0 | 0 | 0 | 0 | 0 | FALSE | 0% | 0% | 0% | 0% | 0% | 0% | FALSE | 0% | 0% | 0% | 0% | 0% | TRUE | 33.27% | 51.98% | 4.537% | 0% | 0% | 0% | 10.21% | 0% | N/A | N/A
| 23 | Dumaresq Secondary Systems Renewal | FALSE | Non-Labour | Secondary Systems | 89.79% | Replacement Expenditure | Digital Infrastructure | Repex | N/A | N/A | DI - Protection systems | DI - Safe and Reliable Network | N/A | No | 0% | Safety security & reliability | Secondary Systems (2018-23) | 100% | TRUE | 10 | 2 | 3 | 4 | 2 | FALSE | FALSE | TRUE | 0 | 0 | 0 | 0 | 0 | 0 | 0 | 0 | 0 | 0 | 0 | 0 | 0 | 0 | 0 | 0 | 0 | 0 | 0 | 0 | 0 | 0 | 0 | 0 | 0 | 0 | 0 | 0 | 0 | 0 | 0% | 0% | 0% | 0% | 0% | 0 | 0 | 0 | 0 | 0 | 0 | 0 | 0 | 0 | 0 | 0 | 0 | 0 | 0 | 0 | 0 | 0 | 0 | 0 | 0 | 0 | 0 | 0 | 0 | 0 | 0 | 0 | 0 | 0 | 0 | FALSE | 0% | 0% | 0% | 0% | 0% | 0% | FALSE | 0% | 0% | 0% | 0% | 0% | TRUE | 33.27% | 51.98% | 4.537% | 0% | 0% | 0% | 10.21% | 0% | N/A | N/A
| 24 | Dumaresq Secondary Systems Renewal | FALSE | Non-Labour | Business IT | 10.21% | Replacement Expenditure | Digital Infrastructure | Repex | N/A | N/A | DI - Protection systems | DI - Safe and Reliable Network | N/A | No | 0% | Safety security & reliability | Business IT (2018 onwards) | 100% | TRUE | 10 | 2 | 4 | 6 | 2 | FALSE | FALSE | TRUE | 0 | 0 | 0 | 0 | 0 | 0 | 0 | 0 | 0 | 0 | 0 | 0 | 0 | 0 | 0 | 0 | 0 | 0 | 0 | 0 | 0 | 0 | 0 | 0 | 0 | 0 | 0 | 0 | 0 | 0 | 0% | 0% | 0% | 0% | 0% | 0 | 0 | 0 | 0 | 0 | 0 | 0 | 0 | 0 | 0 | 0 | 0 | 0 | 0 | 0 | 0 | 0 | 0 | 0 | 0 | 0 | 0 | 0 | 0 | 0 | 0 | 0 | 0 | 0 | 0 | FALSE | 0% | 0% | 0% | 0% | 0% | 0% | FALSE | 0% | 0% | 0% | 0% | 0% | TRUE | 33.27% | 51.98% | 4.537% | 0% | 0% | 0% | 10.21% | 0% | N/A | N/A
| 25 | Finley Secondary Systems Renewal | TRUE | Labour | Secondary Systems | 96.05% | Replacement Expenditure | Digital Infrastructure | Repex | N/A | N/A | DI - Protection systems | DI - Safe and Reliable Network | N/A | No | 0% | Safety security & reliability | Secondary Systems (2018-23) | 37.28% | TRUE | 11 | 1 | 1 | 4 | 1 | FALSE | FALSE | TRUE | 0.23341 | 0.21219 | 0.10609 | 0.23341 | 0.24402 | 1.0291 | 0.23303 | 0.21346 | 0.10769 | 0.23888 | 0.25127 | 1.0443 | 0.032639 | 0.025477 | 0.014005 | 0.034229 | 0.030737 | 0.13709 | 0.0043807 | 0.0036017 | 0.0019766 | 0.0048422 | 0.0044988 | 0.0193 | 0.27005 | 0.24254 | 0.12367 | 0.27795 | 0.28651 | 1.2007 | 10% | 11% | 14% | 32% | 33% | 0.10291 | 0.1132 | 0.14408 | 0.32932 | 0.33961 | 1.0291 | 0.10443 | 0.11488 | 0.14621 | 0.33419 | 0.34463 | 1.0443 | 0.013709 | 0.01508 | 0.019192 | 0.043868 | 0.045239 | 0.13709 | 0.00193 | 0.002123 | 0.002702 | 0.006176 | 0.006369 | 0.0193 | 0.12007 | 0.13208 | 0.1681 | 0.38423 | 0.39624 | 1.2007 | FALSE | 0% | 0% | 0% | 0% | 0% | 0% | FALSE | 0% | 0% | 0% | 0% | 0% | TRUE | 59.34% | 29.61% | 7.105% | 0% | 0% | 0% | 3.947% | 0% | N/A | N/A
| 26 | Finley Secondary Systems Renewal | TRUE | Labour | Business IT | 3.947% | Replacement Expenditure | Digital Infrastructure | Repex | N/A | N/A | DI - Protection systems | DI - Safe and Reliable Network | N/A | No | 0% | Safety security & reliability | Business IT (2018 onwards) | 37.28% | TRUE | 11 | 1 | 2 | 6 | 1 | FALSE | FALSE | TRUE | 0.0095921 | 0.00872 | 0.00436 | 0.0095921 | 0.010028 | 0.042292 | 0.0095765 | 0.0087725 | 0.0044257 | 0.0098168 | 0.010326 | 0.042918 | 0.0013413 | 0.001047 | 0.00057553 | 0.0014067 | 0.0012632 | 0.0056337 | 0.00018003 | 0.00014801 | 8.1228e-05 | 0.00019899 | 0.00018488 | 0.00079315 | 0.011098 | 0.0099675 | 0.0050825 | 0.011422 | 0.011774 | 0.049345 | 10% | 11% | 14% | 32% | 33% | 0.0042292 | 0.0046521 | 0.0059209 | 0.013534 | 0.013956 | 0.042292 | 0.0042918 | 0.0047209 | 0.0060085 | 0.013734 | 0.014163 | 0.042918 | 0.00056337 | 0.00061971 | 0.00078872 | 0.0018028 | 0.0018591 | 0.0056337 | 7.9315e-05 | 8.7246e-05 | 0.00011104 | 0.00025381 | 0.00026174 | 0.00079315 | 0.0049345 | 0.0054279 | 0.0069082 | 0.01579 | 0.016284 | 0.049345 | FALSE | 0% | 0% | 0% | 0% | 0% | 0% | FALSE | 0% | 0% | 0% | 0% | 0% | TRUE | 59.34% | 29.61% | 7.105% | 0% | 0% | 0% | 3.947% | 0% | N/A | N/A
| 27 | Finley Secondary Systems Renewal | TRUE | Non-Labour | Secondary Systems | 96.05% | Replacement Expenditure | Digital Infrastructure | Repex | N/A | N/A | DI - Protection systems | DI - Safe and Reliable Network | N/A | No | 0% | Safety security & reliability | Secondary Systems (2018-23) | 62.72% | TRUE | 11 | 2 | 3 | 4 | 2 | FALSE | FALSE | TRUE | 0.39274 | 0.35704 | 0.17852 | 0.39274 | 0.4106 | 1.7316 | 0.39274 | 0.35704 | 0.17852 | 0.39274 | 0.4106 | 1.7316 | 0.05501 | 0.042613 | 0.023215 | 0.056277 | 0.050227 | 0.22734 | 0.0073831 | 0.0060242 | 0.0032765 | 0.0079612 | 0.0073515 | 0.031997 | 0.45514 | 0.40568 | 0.20501 | 0.45698 | 0.46817 | 1.991 | 10% | 11% | 14% | 32% | 33% | 0.17316 | 0.19048 | 0.24243 | 0.55413 | 0.57144 | 1.7316 | 0.17316 | 0.19048 | 0.24243 | 0.55413 | 0.57144 | 1.7316 | 0.022734 | 0.025008 | 0.031828 | 0.072749 | 0.075023 | 0.22734 | 0.0031997 | 0.0035196 | 0.0044795 | 0.010239 | 0.010559 | 0.031997 | 0.1991 | 0.21901 | 0.27874 | 0.63711 | 0.65702 | 1.991 | FALSE | 0% | 0% | 0% | 0% | 0% | 0% | FALSE | 0% | 0% | 0% | 0% | 0% | TRUE | 59.34% | 29.61% | 7.105% | 0% | 0% | 0% | 3.947% | 0% | N/A | N/A
| 28 | Finley Secondary Systems Renewal | TRUE | Non-Labour | Business IT | 3.947% | Replacement Expenditure | Digital Infrastructure | Repex | N/A | N/A | DI - Protection systems | DI - Safe and Reliable Network | N/A | No | 0% | Safety security & reliability | Business IT (2018 onwards) | 62.72% | TRUE | 11 | 2 | 4 | 6 | 2 | FALSE | FALSE | TRUE | 0.01614 | 0.014673 | 0.0073364 | 0.01614 | 0.016874 | 0.071163 | 0.01614 | 0.014673 | 0.0073364 | 0.01614 | 0.016874 | 0.071163 | 0.0022607 | 0.0017512 | 0.00095404 | 0.0023127 | 0.0020641 | 0.0093428 | 0.00030342 | 0.00024757 | 0.00013465 | 0.00032717 | 0.00030212 | 0.0013149 | 0.018704 | 0.016672 | 0.0084251 | 0.01878 | 0.01924 | 0.081821 | 10% | 11% | 14% | 32% | 33% | 0.0071163 | 0.007828 | 0.0099629 | 0.022772 | 0.023484 | 0.071163 | 0.0071163 | 0.007828 | 0.0099629 | 0.022772 | 0.023484 | 0.071163 | 0.00093428 | 0.0010277 | 0.001308 | 0.0029897 | 0.0030831 | 0.0093428 | 0.00013149 | 0.00014464 | 0.00018409 | 0.00042078 | 0.00043393 | 0.0013149 | 0.0081821 | 0.0090003 | 0.011455 | 0.026183 | 0.027001 | 0.081821 | FALSE | 0% | 0% | 0% | 0% | 0% | 0% | FALSE | 0% | 0% | 0% | 0% | 0% | TRUE | 59.34% | 29.61% | 7.105% | 0% | 0% | 0% | 3.947% | 0% | N/A | N/A
| 29 | Fire Extinguisher Renewal | TRUE | Labour | Business IT | 100% | Replacement Expenditure | Digital Infrastructure | Repex | N/A | N/A | DI - Network Buildings & Security | DI - Compliance | N/A | No | 0% | Safety security & reliability | Business IT (2018 onwards) | 19.36% | TRUE | 12 | 1 | 1 | 6 | 1 | FALSE | FALSE | TRUE | 0.071977 | 0.071977 | 0 | 0 | 0 | 0.14395 | 0.071861 | 0.07241 | 0 | 0 | 0 | 0.14427 | 0.010065 | 0.0086422 | 0 | 0 | 0 | 0.018707 | 0.0013509 | 0.0012218 | 0 | 0 | 0 | 0.0025726 | 0.083277 | 0.082274 | 0 | 0 | 0 | 0.16555 | 0% | 100% | 0% | 0% | 0% | 0 | 0.14395 | 0 | 0 | 0 | 0.14395 | 0 | 0.14427 | 0 | 0 | 0 | 0.14427 | 0 | 0.018707 | 0 | 0 | 0 | 0.018707 | 0 | 0.0025726 | 0 | 0 | 0 | 0.0025726 | 0 | 0.16555 | 0 | 0 | 0 | 0.16555 | FALSE | 0% | 0% | 0% | 0% | 0% | 0% | FALSE | 0% | 0% | 0% | 0% | 0% | TRUE | 0% | 0% | 0% | 100% | 0% | 0% | 0% | 0% | N/A | N/A
| 30 | Fire Extinguisher Renewal | TRUE | Non-Labour | Business IT | 100% | Replacement Expenditure | Digital Infrastructure | Repex | N/A | N/A | DI - Network Buildings & Security | DI - Compliance | N/A | No | 0% | Safety security & reliability | Business IT (2018 onwards) | 80.64% | TRUE | 12 | 2 | 2 | 6 | 2 | FALSE | FALSE | TRUE | 0.29978 | 0.29978 | 0 | 0 | 0 | 0.59956 | 0.29978 | 0.29978 | 0 | 0 | 0 | 0.59956 | 0.041989 | 0.035779 | 0 | 0 | 0 | 0.077768 | 0.0056355 | 0.0050581 | 0 | 0 | 0 | 0.010694 | 0.34741 | 0.34062 | 0 | 0 | 0 | 0.68803 | 0% | 100% | 0% | 0% | 0% | 0 | 0.59956 | 0 | 0 | 0 | 0.59956 | 0 | 0.59956 | 0 | 0 | 0 | 0.59956 | 0 | 0.077768 | 0 | 0 | 0 | 0.077768 | 0 | 0.010694 | 0 | 0 | 0 | 0.010694 | 0 | 0.68803 | 0 | 0 | 0 | 0.68803 | FALSE | 0% | 0% | 0% | 0% | 0% | 0% | FALSE | 0% | 0% | 0% | 0% | 0% | TRUE | 0% | 0% | 0% | 100% | 0% | 0% | 0% | 0% | N/A | N/A
| 31 | Fit OLCM to OIP bushings | TRUE | Labour | Substations | 100% | Replacement Expenditure | Substation | Repex | N/A | N/A | Substations - Site Establishment and supporting assets | Substations - Safe and Reliable Network | N/A | No | 0% | Safety security & reliability | Substations (2018 onwards) | 29.86% | TRUE | 13 | 1 | 1 | 3 | 1 | FALSE | FALSE | TRUE | 0.31628 | 0.28753 | 0.14377 | 0.31628 | 0.33066 | 1.3945 | 0.31577 | 0.28926 | 0.14593 | 0.32369 | 0.34049 | 1.4151 | 0.044229 | 0.034523 | 0.018977 | 0.046383 | 0.041651 | 0.18576 | 0.0059361 | 0.0048806 | 0.0026784 | 0.0065616 | 0.0060963 | 0.026153 | 0.36594 | 0.32866 | 0.16759 | 0.37664 | 0.38824 | 1.6271 | 10% | 11% | 14% | 32% | 33% | 0.13945 | 0.1534 | 0.19523 | 0.44625 | 0.46019 | 1.3945 | 0.14151 | 0.15567 | 0.19812 | 0.45285 | 0.467 | 1.4151 | 0.018576 | 0.020434 | 0.026007 | 0.059444 | 0.061302 | 0.18576 | 0.0026153 | 0.0028768 | 0.0036614 | 0.0083689 | 0.0086305 | 0.026153 | 0.16271 | 0.17898 | 0.22779 | 0.52066 | 0.53693 | 1.6271 | FALSE | 0% | 0% | 0% | 0% | 0% | 0% | TRUE | 100% | 0% | 0% | 0% | 0% | FALSE | 0% | 0% | 0% | 0% | 0% | 0% | 0% | 0% | N/A | N/A
| 32 | Fit OLCM to OIP bushings | TRUE | Non-Labour | Substations | 100% | Replacement Expenditure | Substation | Repex | N/A | N/A | Substations - Site Establishment and supporting assets | Substations - Safe and Reliable Network | N/A | No | 0% | Safety security & reliability | Substations (2018 onwards) | 70.14% | TRUE | 13 | 2 | 2 | 3 | 2 | FALSE | FALSE | TRUE | 0.74292 | 0.67538 | 0.33769 | 0.74292 | 0.77669 | 3.2756 | 0.74292 | 0.67538 | 0.33769 | 0.74292 | 0.77669 | 3.2756 | 0.10406 | 0.080607 | 0.043914 | 0.10645 | 0.095009 | 0.43004 | 0.013966 | 0.011395 | 0.0061978 | 0.01506 | 0.013906 | 0.060525 | 0.86094 | 0.76738 | 0.3878 | 0.86443 | 0.8856 | 3.7662 | 10% | 11% | 14% | 32% | 33% | 0.32756 | 0.36032 | 0.45858 | 1.0482 | 1.0809 | 3.2756 | 0.32756 | 0.36032 | 0.45858 | 1.0482 | 1.0809 | 3.2756 | 0.043004 | 0.047305 | 0.060206 | 0.13761 | 0.14191 | 0.43004 | 0.0060525 | 0.0066577 | 0.0084735 | 0.019368 | 0.019973 | 0.060525 | 0.37662 | 0.41428 | 0.52726 | 1.2052 | 1.2428 | 3.7662 | FALSE | 0% | 0% | 0% | 0% | 0% | 0% | TRUE | 100% | 0% | 0% | 0% | 0% | FALSE | 0% | 0% | 0% | 0% | 0% | 0% | 0% | 0% | N/A | N/A
| 33 | Forbes Secondary Systems Renewal | TRUE | Labour | Secondary Systems | 91.34% | Replacement Expenditure | Digital Infrastructure | Repex | N/A | N/A | DI - Protection systems | DI - Safe and Reliable Network | N/A | No | 0% | Safety security & reliability | Secondary Systems (2018-23) | 20.7% | TRUE | 14 | 1 | 1 | 4 | 1 | FALSE | FALSE | TRUE | 0.067861 | 0.061692 | 0.030846 | 0.067861 | 0.070946 | 0.29921 | 0.067751 | 0.062063 | 0.031311 | 0.069451 | 0.073055 | 0.30363 | 0.0094896 | 0.0074072 | 0.0040717 | 0.0099517 | 0.0089365 | 0.039857 | 0.0012736 | 0.0010472 | 0.00057467 | 0.0014078 | 0.001308 | 0.0056113 | 0.078514 | 0.070517 | 0.035957 | 0.080811 | 0.083299 | 0.3491 | 10% | 11% | 14% | 32% | 33% | 0.029921 | 0.032913 | 0.041889 | 0.095746 | 0.098738 | 0.29921 | 0.030363 | 0.033399 | 0.042508 | 0.097162 | 0.1002 | 0.30363 | 0.0039857 | 0.0043843 | 0.00558 | 0.012754 | 0.013153 | 0.039857 | 0.00056113 | 0.00061724 | 0.00078558 | 0.0017956 | 0.0018517 | 0.0056113 | 0.03491 | 0.038401 | 0.048874 | 0.11171 | 0.1152 | 0.3491 | FALSE | 0% | 0% | 0% | 0% | 0% | 0% | FALSE | 0% | 0% | 0% | 0% | 0% | TRUE | 65.77% | 20.62% | 4.948% | 0% | 0% | 0% | 8.66% | 0% | N/A | N/A
| 34 | Forbes Secondary Systems Renewal | TRUE | Labour | Business IT | 8.66% | Replacement Expenditure | Digital Infrastructure | Repex | N/A | N/A | DI - Protection systems | DI - Safe and Reliable Network | N/A | No | 0% | Safety security & reliability | Business IT (2018 onwards) | 20.7% | TRUE | 14 | 1 | 2 | 6 | 1 | FALSE | FALSE | TRUE | 0.0064338 | 0.0058489 | 0.0029244 | 0.0064338 | 0.0067262 | 0.028367 | 0.0064233 | 0.0058841 | 0.0029685 | 0.0065845 | 0.0069262 | 0.028787 | 0.0008997 | 0.00070227 | 0.00038603 | 0.0009435 | 0.00084725 | 0.0037788 | 0.00012075 | 9.928e-05 | 5.4483e-05 | 0.00013347 | 0.00012401 | 0.000532 | 0.0074438 | 0.0066856 | 0.003409 | 0.0076615 | 0.0078974 | 0.033097 | 10% | 11% | 14% | 32% | 33% | 0.0028367 | 0.0031204 | 0.0039714 | 0.0090775 | 0.0093612 | 0.028367 | 0.0028787 | 0.0031665 | 0.0040301 | 0.0092117 | 0.0094996 | 0.028787 | 0.00037788 | 0.00041566 | 0.00052903 | 0.0012092 | 0.001247 | 0.0037788 | 5.32e-05 | 5.852e-05 | 7.448e-05 | 0.00017024 | 0.00017556 | 0.000532 | 0.0033097 | 0.0036407 | 0.0046336 | 0.010591 | 0.010922 | 0.033097 | FALSE | 0% | 0% | 0% | 0% | 0% | 0% | FALSE | 0% | 0% | 0% | 0% | 0% | TRUE | 65.77% | 20.62% | 4.948% | 0% | 0% | 0% | 8.66% | 0% | N/A | N/A
| 35 | Forbes Secondary Systems Renewal | TRUE | Non-Labour | Secondary Systems | 91.34% | Replacement Expenditure | Digital Infrastructure | Repex | N/A | N/A | DI - Protection systems | DI - Safe and Reliable Network | N/A | No | 0% | Safety security & reliability | Secondary Systems (2018-23) | 79.3% | TRUE | 14 | 2 | 3 | 4 | 2 | FALSE | FALSE | TRUE | 0.26003 | 0.23639 | 0.11819 | 0.26003 | 0.27185 | 1.1465 | 0.26003 | 0.23639 | 0.11819 | 0.26003 | 0.27185 | 1.1465 | 0.036421 | 0.028213 | 0.01537 | 0.037259 | 0.033254 | 0.15052 | 0.0048882 | 0.0039885 | 0.0021693 | 0.0052709 | 0.0048673 | 0.021184 | 0.30134 | 0.26859 | 0.13573 | 0.30256 | 0.30997 | 1.3182 | 10% | 11% | 14% | 32% | 33% | 0.11465 | 0.12611 | 0.16051 | 0.36687 | 0.37834 | 1.1465 | 0.11465 | 0.12611 | 0.16051 | 0.36687 | 0.37834 | 1.1465 | 0.015052 | 0.016557 | 0.021072 | 0.048166 | 0.049671 | 0.15052 | 0.0021184 | 0.0023303 | 0.0029658 | 0.0067789 | 0.0069908 | 0.021184 | 0.13182 | 0.145 | 0.18455 | 0.42182 | 0.435 | 1.3182 | FALSE | 0% | 0% | 0% | 0% | 0% | 0% | FALSE | 0% | 0% | 0% | 0% | 0% | TRUE | 65.77% | 20.62% | 4.948% | 0% | 0% | 0% | 8.66% | 0% | N/A | N/A
| 36 | Forbes Secondary Systems Renewal | TRUE | Non-Labour | Business IT | 8.66% | Replacement Expenditure | Digital Infrastructure | Repex | N/A | N/A | DI - Protection systems | DI - Safe and Reliable Network | N/A | No | 0% | Safety security & reliability | Business IT (2018 onwards) | 79.3% | TRUE | 14 | 2 | 4 | 6 | 2 | FALSE | FALSE | TRUE | 0.024653 | 0.022411 | 0.011206 | 0.024653 | 0.025773 | 0.1087 | 0.024653 | 0.022411 | 0.011206 | 0.024653 | 0.025773 | 0.1087 | 0.003453 | 0.0026748 | 0.0014572 | 0.0035325 | 0.0031527 | 0.01427 | 0.00046344 | 0.00037814 | 0.00020567 | 0.00049973 | 0.00046145 | 0.0020084 | 0.028569 | 0.025464 | 0.012869 | 0.028685 | 0.029387 | 0.12497 | 10% | 11% | 14% | 32% | 33% | 0.01087 | 0.011957 | 0.015217 | 0.034783 | 0.03587 | 0.1087 | 0.01087 | 0.011957 | 0.015217 | 0.034783 | 0.03587 | 0.1087 | 0.001427 | 0.0015697 | 0.0019978 | 0.0045665 | 0.0047092 | 0.01427 | 0.00020084 | 0.00022093 | 0.00028118 | 0.0006427 | 0.00066278 | 0.0020084 | 0.012497 | 0.013747 | 0.017496 | 0.039992 | 0.041242 | 0.12497 | FALSE | 0% | 0% | 0% | 0% | 0% | 0% | FALSE | 0% | 0% | 0% | 0% | 0% | TRUE | 65.77% | 20.62% | 4.948% | 0% | 0% | 0% | 8.66% | 0% | N/A | N/A
| 37 | FY24-28 SCADA Secure Remote Access Protocol Refresh | FALSE | Labour | Secondary Systems | 100% | Replacement Expenditure | Digital Infrastructure | Repex | N/A | N/A | DI - SCADA | DI - Cyber/physical security | N/A | No | 0% | Safety security & reliability | Secondary Systems (2018-23) | 0% | TRUE | 15 | 1 | 1 | 4 | 1 | FALSE | FALSE | TRUE | 0 | 0 | 0 | 0 | 0 | 0 | 0 | 0 | 0 | 0 | 0 | 0 | 0 | 0 | 0 | 0 | 0 | 0 | 0 | 0 | 0 | 0 | 0 | 0 | 0 | 0 | 0 | 0 | 0 | 0 | 0% | 0% | 0% | 0% | 0% | 0 | 0 | 0 | 0 | 0 | 0 | 0 | 0 | 0 | 0 | 0 | 0 | 0 | 0 | 0 | 0 | 0 | 0 | 0 | 0 | 0 | 0 | 0 | 0 | 0 | 0 | 0 | 0 | 0 | 0 | FALSE | 0% | 0% | 0% | 0% | 0% | 0% | FALSE | 0% | 0% | 0% | 0% | 0% | TRUE | 0% | 100% | 0% | 0% | 0% | 0% | 0% | 0% | N/A | N/A
| 38 | FY24-28 SCADA Secure Remote Access Protocol Refresh | FALSE | Non-Labour | Secondary Systems | 100% | Replacement Expenditure | Digital Infrastructure | Repex | N/A | N/A | DI - SCADA | DI - Cyber/physical security | N/A | No | 0% | Safety security & reliability | Secondary Systems (2018-23) | 100% | TRUE | 15 | 2 | 2 | 4 | 2 | FALSE | FALSE | TRUE | 0 | 0 | 0 | 0 | 0 | 0 | 0 | 0 | 0 | 0 | 0 | 0 | 0 | 0 | 0 | 0 | 0 | 0 | 0 | 0 | 0 | 0 | 0 | 0 | 0 | 0 | 0 | 0 | 0 | 0 | 0% | 0% | 0% | 0% | 0% | 0 | 0 | 0 | 0 | 0 | 0 | 0 | 0 | 0 | 0 | 0 | 0 | 0 | 0 | 0 | 0 | 0 | 0 | 0 | 0 | 0 | 0 | 0 | 0 | 0 | 0 | 0 | 0 | 0 | 0 | FALSE | 0% | 0% | 0% | 0% | 0% | 0% | FALSE | 0% | 0% | 0% | 0% | 0% | TRUE | 0% | 100% | 0% | 0% | 0% | 0% | 0% | 0% | N/A | N/A
| 39 | Gunnedah Secondary Systems Renewal | TRUE | Labour | Secondary Systems | 92.15% | Replacement Expenditure | Digital Infrastructure | Repex | N/A | N/A | DI - Protection systems | DI - Safe and Reliable Network | N/A | No | 0% | Safety security & reliability | Secondary Systems (2018-23) | 36.58% | TRUE | 16 | 1 | 1 | 4 | 1 | FALSE | FALSE | TRUE | 0.17616 | 0.16014 | 0.080071 | 0.17616 | 0.18416 | 0.77669 | 0.17587 | 0.16111 | 0.081278 | 0.18028 | 0.18964 | 0.78818 | 0.024634 | 0.019228 | 0.010569 | 0.025833 | 0.023198 | 0.10346 | 0.0033062 | 0.0027183 | 0.0014917 | 0.0036545 | 0.0033954 | 0.014566 | 0.20381 | 0.18305 | 0.093339 | 0.20977 | 0.21623 | 0.9062 | 10% | 11% | 14% | 32% | 33% | 0.077669 | 0.085436 | 0.10874 | 0.24854 | 0.25631 | 0.77669 | 0.078818 | 0.086699 | 0.11034 | 0.25222 | 0.2601 | 0.78818 | 0.010346 | 0.011381 | 0.014485 | 0.033108 | 0.034142 | 0.10346 | 0.0014566 | 0.0016023 | 0.0020392 | 0.0046611 | 0.0048068 | 0.014566 | 0.09062 | 0.099683 | 0.12687 | 0.28999 | 0.29905 | 0.9062 | FALSE | 0% | 0% | 0% | 0% | 0% | 0% | FALSE | 0% | 0% | 0% | 0% | 0% | TRUE | 59.63% | 28.04% | 4.486% | 0% | 0% | 0% | 7.85% | 0% | N/A | N/A
| 40 | Gunnedah Secondary Systems Renewal | TRUE | Labour | Business IT | 7.85% | Replacement Expenditure | Digital Infrastructure | Repex | N/A | N/A | DI - Protection systems | DI - Safe and Reliable Network | N/A | No | 0% | Safety security & reliability | Business IT (2018 onwards) | 36.58% | TRUE | 16 | 1 | 2 | 6 | 1 | FALSE | FALSE | TRUE | 0.015007 | 0.013643 | 0.0068215 | 0.015007 | 0.015689 | 0.066168 | 0.014983 | 0.013725 | 0.0069243 | 0.015359 | 0.016156 | 0.067147 | 0.0020986 | 0.0016381 | 0.00090044 | 0.0022008 | 0.0019763 | 0.0088142 | 0.00028166 | 0.00023158 | 0.00012709 | 0.00031134 | 0.00028926 | 0.0012409 | 0.017363 | 0.015595 | 0.0079518 | 0.017871 | 0.018421 | 0.077202 | 10% | 11% | 14% | 32% | 33% | 0.0066168 | 0.0072785 | 0.0092636 | 0.021174 | 0.021836 | 0.066168 | 0.0067147 | 0.0073862 | 0.0094006 | 0.021487 | 0.022158 | 0.067147 | 0.00088142 | 0.00096956 | 0.001234 | 0.0028205 | 0.0029087 | 0.0088142 | 0.00012409 | 0.0001365 | 0.00017373 | 0.00039709 | 0.0004095 | 0.0012409 | 0.0077202 | 0.0084922 | 0.010808 | 0.024705 | 0.025477 | 0.077202 | FALSE | 0% | 0% | 0% | 0% | 0% | 0% | FALSE | 0% | 0% | 0% | 0% | 0% | TRUE | 59.63% | 28.04% | 4.486% | 0% | 0% | 0% | 7.85% | 0% | N/A | N/A
| 41 | Gunnedah Secondary Systems Renewal | TRUE | Non-Labour | Secondary Systems | 92.15% | Replacement Expenditure | Digital Infrastructure | Repex | N/A | N/A | DI - Protection systems | DI - Safe and Reliable Network | N/A | No | 0% | Safety security & reliability | Secondary Systems (2018-23) | 63.42% | TRUE | 16 | 2 | 3 | 4 | 2 | FALSE | FALSE | TRUE | 0.30542 | 0.27765 | 0.13883 | 0.30542 | 0.3193 | 1.3466 | 0.30542 | 0.27765 | 0.13883 | 0.30542 | 0.3193 | 1.3466 | 0.042779 | 0.033138 | 0.018053 | 0.043764 | 0.039059 | 0.17679 | 0.0057415 | 0.0046848 | 0.002548 | 0.0061911 | 0.0057169 | 0.024882 | 0.35394 | 0.31548 | 0.15943 | 0.35537 | 0.36408 | 1.5483 | 10% | 11% | 14% | 32% | 33% | 0.13466 | 0.14813 | 0.18853 | 0.43092 | 0.44439 | 1.3466 | 0.13466 | 0.14813 | 0.18853 | 0.43092 | 0.44439 | 1.3466 | 0.017679 | 0.019447 | 0.024751 | 0.056574 | 0.058342 | 0.17679 | 0.0024882 | 0.0027371 | 0.0034835 | 0.0079623 | 0.0082112 | 0.024882 | 0.15483 | 0.17031 | 0.21676 | 0.49546 | 0.51094 | 1.5483 | FALSE | 0% | 0% | 0% | 0% | 0% | 0% | FALSE | 0% | 0% | 0% | 0% | 0% | TRUE | 59.63% | 28.04% | 4.486% | 0% | 0% | 0% | 7.85% | 0% | N/A | N/A
| 42 | Gunnedah Secondary Systems Renewal | TRUE | Non-Labour | Business IT | 7.85% | Replacement Expenditure | Digital Infrastructure | Repex | N/A | N/A | DI - Protection systems | DI - Safe and Reliable Network | N/A | No | 0% | Safety security & reliability | Business IT (2018 onwards) | 63.42% | TRUE | 16 | 2 | 4 | 6 | 2 | FALSE | FALSE | TRUE | 0.02602 | 0.023654 | 0.011827 | 0.02602 | 0.027202 | 0.11472 | 0.02602 | 0.023654 | 0.011827 | 0.02602 | 0.027202 | 0.11472 | 0.0036445 | 0.0028231 | 0.001538 | 0.0037284 | 0.0033276 | 0.015062 | 0.00048914 | 0.00039911 | 0.00021707 | 0.00052744 | 0.00048704 | 0.0021198 | 0.030153 | 0.026876 | 0.013582 | 0.030275 | 0.031017 | 0.1319 | 10% | 11% | 14% | 32% | 33% | 0.011472 | 0.012619 | 0.016061 | 0.036711 | 0.037858 | 0.11472 | 0.011472 | 0.012619 | 0.016061 | 0.036711 | 0.037858 | 0.11472 | 0.0015062 | 0.0016568 | 0.0021086 | 0.0048197 | 0.0049703 | 0.015062 | 0.00021198 | 0.00023318 | 0.00029677 | 0.00067833 | 0.00069953 | 0.0021198 | 0.01319 | 0.014509 | 0.018467 | 0.042209 | 0.043528 | 0.1319 | FALSE | 0% | 0% | 0% | 0% | 0% | 0% | FALSE | 0% | 0% | 0% | 0% | 0% | TRUE | 59.63% | 28.04% | 4.486% | 0% | 0% | 0% | 7.85% | 0% | N/A | N/A
| 43 | Kemps Creek Secondary Systems Renewal | TRUE | Labour | Secondary Systems | 91.97% | Replacement Expenditure | Digital Infrastructure | Repex | N/A | N/A | DI - Protection systems | DI - Safe and Reliable Network | N/A | No | 0% | Safety security & reliability | Secondary Systems (2018-23) | 16.31% | TRUE | 17 | 1 | 1 | 4 | 1 | FALSE | FALSE | TRUE | 0 | 0.33476 | 1.3021 | 0.68965 | 0.005239 | 2.3318 | 0 | 0.33678 | 1.3217 | 0.70581 | 0.0053948 | 2.3697 | 0 | 0.040194 | 0.17188 | 0.10114 | 0.00065993 | 0.31387 | 0 | 0.0056823 | 0.024259 | 0.014307 | 9.6591e-05 | 0.044345 | 0 | 0.38265 | 1.5179 | 0.82126 | 0.0061513 | 2.7279 | 0% | 0% | 0% | 0% | 100% | 0 | 0 | 0 | 0 | 2.3318 | 2.3318 | 0 | 0 | 0 | 0 | 2.3697 | 2.3697 | 0 | 0 | 0 | 0 | 0.31387 | 0.31387 | 0 | 0 | 0 | 0 | 0.044345 | 0.044345 | 0 | 0 | 0 | 0 | 2.7279 | 2.7279 | FALSE | 0% | 0% | 0% | 0% | 0% | 0% | FALSE | 0% | 0% | 0% | 0% | 0% | TRUE | 61.85% | 30.12% | 0% | 0% | 0% | 0% | 8.032% | 0% | N/A | N/A
| 44 | Kemps Creek Secondary Systems Renewal | TRUE | Labour | Business IT | 8.032% | Replacement Expenditure | Digital Infrastructure | Repex | N/A | N/A | DI - Protection systems | DI - Safe and Reliable Network | N/A | No | 0% | Safety security & reliability | Business IT (2018 onwards) | 16.31% | TRUE | 17 | 1 | 2 | 6 | 1 | FALSE | FALSE | TRUE | 0 | 0.029237 | 0.11372 | 0.060232 | 0.00045756 | 0.20365 | 0 | 0.029413 | 0.11544 | 0.061643 | 0.00047116 | 0.20696 | 0 | 0.0035104 | 0.015011 | 0.0088329 | 5.7635e-05 | 0.027412 | 0 | 0.00049627 | 0.0021187 | 0.0012496 | 8.4359e-06 | 0.0038729 | 0 | 0.03342 | 0.13257 | 0.071726 | 0.00053723 | 0.23825 | 0% | 0% | 0% | 0% | 100% | 0 | 0 | 0 | 0 | 0.20365 | 0.20365 | 0 | 0 | 0 | 0 | 0.20696 | 0.20696 | 0 | 0 | 0 | 0 | 0.027412 | 0.027412 | 0 | 0 | 0 | 0 | 0.0038729 | 0.0038729 | 0 | 0 | 0 | 0 | 0.23825 | 0.23825 | FALSE | 0% | 0% | 0% | 0% | 0% | 0% | FALSE | 0% | 0% | 0% | 0% | 0% | TRUE | 61.85% | 30.12% | 0% | 0% | 0% | 0% | 8.032% | 0% | N/A | N/A
| 45 | Kemps Creek Secondary Systems Renewal | TRUE | Non-Labour | Secondary Systems | 91.97% | Replacement Expenditure | Digital Infrastructure | Repex | N/A | N/A | DI - Protection systems | DI - Safe and Reliable Network | N/A | No | 0% | Safety security & reliability | Secondary Systems (2018-23) | 83.69% | TRUE | 17 | 2 | 3 | 4 | 2 | FALSE | FALSE | TRUE | 0 | 1.7178 | 6.6816 | 3.5389 | 0.026883 | 11.9652 | 0 | 1.7178 | 6.6816 | 3.5389 | 0.026883 | 11.9652 | 0 | 0.20502 | 0.86889 | 0.50709 | 0.0032886 | 1.5843 | 0 | 0.028984 | 0.12263 | 0.071736 | 0.00048133 | 0.22383 | 0 | 1.9518 | 7.6732 | 4.1177 | 0.030653 | 13.7733 | 0% | 0% | 0% | 0% | 100% | 0 | 0 | 0 | 0 | 11.9652 | 11.9652 | 0 | 0 | 0 | 0 | 11.9652 | 11.9652 | 0 | 0 | 0 | 0 | 1.5843 | 1.5843 | 0 | 0 | 0 | 0 | 0.22383 | 0.22383 | 0 | 0 | 0 | 0 | 13.7733 | 13.7733 | FALSE | 0% | 0% | 0% | 0% | 0% | 0% | FALSE | 0% | 0% | 0% | 0% | 0% | TRUE | 61.85% | 30.12% | 0% | 0% | 0% | 0% | 8.032% | 0% | N/A | N/A
| 46 | Kemps Creek Secondary Systems Renewal | TRUE | Non-Labour | Business IT | 8.032% | Replacement Expenditure | Digital Infrastructure | Repex | N/A | N/A | DI - Protection systems | DI - Safe and Reliable Network | N/A | No | 0% | Safety security & reliability | Business IT (2018 onwards) | 83.69% | TRUE | 17 | 2 | 4 | 6 | 2 | FALSE | FALSE | TRUE | 0 | 0.15003 | 0.58355 | 0.30907 | 0.0023479 | 1.045 | 0 | 0.15003 | 0.58355 | 0.30907 | 0.0023479 | 1.045 | 0 | 0.017906 | 0.075885 | 0.044287 | 0.00028721 | 0.13837 | 0 | 0.0025313 | 0.01071 | 0.0062651 | 4.2038e-05 | 0.019549 | 0 | 0.17046 | 0.67014 | 0.35962 | 0.0026771 | 1.2029 | 0% | 0% | 0% | 0% | 100% | 0 | 0 | 0 | 0 | 1.045 | 1.045 | 0 | 0 | 0 | 0 | 1.045 | 1.045 | 0 | 0 | 0 | 0 | 0.13837 | 0.13837 | 0 | 0 | 0 | 0 | 0.019549 | 0.019549 | 0 | 0 | 0 | 0 | 1.2029 | 1.2029 | FALSE | 0% | 0% | 0% | 0% | 0% | 0% | FALSE | 0% | 0% | 0% | 0% | 0% | TRUE | 61.85% | 30.12% | 0% | 0% | 0% | 0% | 8.032% | 0% | N/A | N/A
| 47 | Kempsey Secondary Systems Renewal | TRUE | Labour | Secondary Systems | 96.14% | Replacement Expenditure | Digital Infrastructure | Repex | N/A | N/A | DI - Protection systems | DI - Safe and Reliable Network | N/A | No | 0% | Safety security & reliability | Secondary Systems (2018-23) | 21.24% | TRUE | 18 | 1 | 1 | 4 | 1 | FALSE | FALSE | TRUE | 0 | 0 | 0.26553 | 1.0691 | 0.49126 | 1.8259 | 0 | 0 | 0.26953 | 1.0941 | 0.50586 | 1.8695 | 0 | 0 | 0.03505 | 0.15678 | 0.06188 | 0.25371 | 0 | 0 | 0.0049469 | 0.022179 | 0.0090572 | 0.036183 | 0 | 0 | 0.30953 | 1.2731 | 0.5768 | 2.1594 | 0% | 0% | 0% | 0% | 100% | 0 | 0 | 0 | 0 | 1.8259 | 1.8259 | 0 | 0 | 0 | 0 | 1.8695 | 1.8695 | 0 | 0 | 0 | 0 | 0.25371 | 0.25371 | 0 | 0 | 0 | 0 | 0.036183 | 0.036183 | 0 | 0 | 0 | 0 | 2.1594 | 2.1594 | FALSE | 0% | 0% | 0% | 0% | 0% | 0% | FALSE | 0% | 0% | 0% | 0% | 0% | TRUE | 48.34% | 37.51% | 10.29% | 0% | 0% | 0% | 3.859% | 0% | N/A | N/A
| 48 | Kempsey Secondary Systems Renewal | TRUE | Labour | Business IT | 3.859% | Replacement Expenditure | Digital Infrastructure | Repex | N/A | N/A | DI - Protection systems | DI - Safe and Reliable Network | N/A | No | 0% | Safety security & reliability | Business IT (2018 onwards) | 21.24% | TRUE | 18 | 1 | 2 | 6 | 1 | FALSE | FALSE | TRUE | 0 | 0 | 0.010657 | 0.042906 | 0.019716 | 0.073279 | 0 | 0 | 0.010817 | 0.043912 | 0.020302 | 0.075031 | 0 | 0 | 0.0014067 | 0.0062921 | 0.0024835 | 0.010182 | 0 | 0 | 0.00019854 | 0.00089012 | 0.0003635 | 0.0014522 | 0 | 0 | 0.012423 | 0.051094 | 0.023149 | 0.086666 | 0% | 0% | 0% | 0% | 100% | 0 | 0 | 0 | 0 | 0.073279 | 0.073279 | 0 | 0 | 0 | 0 | 0.075031 | 0.075031 | 0 | 0 | 0 | 0 | 0.010182 | 0.010182 | 0 | 0 | 0 | 0 | 0.0014522 | 0.0014522 | 0 | 0 | 0 | 0 | 0.086666 | 0.086666 | FALSE | 0% | 0% | 0% | 0% | 0% | 0% | FALSE | 0% | 0% | 0% | 0% | 0% | TRUE | 48.34% | 37.51% | 10.29% | 0% | 0% | 0% | 3.859% | 0% | N/A | N/A
| 49 | Kempsey Secondary Systems Renewal | TRUE | Non-Labour | Secondary Systems | 96.14% | Replacement Expenditure | Digital Infrastructure | Repex | N/A | N/A | DI - Protection systems | DI - Safe and Reliable Network | N/A | No | 0% | Safety security & reliability | Secondary Systems (2018-23) | 78.76% | TRUE | 18 | 2 | 3 | 4 | 2 | FALSE | FALSE | TRUE | 0 | 0 | 0.98465 | 3.9644 | 1.8217 | 6.7707 | 0 | 0 | 0.98465 | 3.9644 | 1.8217 | 6.7707 | 0 | 0 | 0.12804 | 0.56806 | 0.22284 | 0.91895 | 0 | 0 | 0.018072 | 0.080362 | 0.032617 | 0.13105 | 0 | 0 | 1.1308 | 4.6128 | 2.0772 | 7.8207 | 0% | 0% | 0% | 0% | 100% | 0 | 0 | 0 | 0 | 6.7707 | 6.7707 | 0 | 0 | 0 | 0 | 6.7707 | 6.7707 | 0 | 0 | 0 | 0 | 0.91895 | 0.91895 | 0 | 0 | 0 | 0 | 0.13105 | 0.13105 | 0 | 0 | 0 | 0 | 7.8207 | 7.8207 | FALSE | 0% | 0% | 0% | 0% | 0% | 0% | FALSE | 0% | 0% | 0% | 0% | 0% | TRUE | 48.34% | 37.51% | 10.29% | 0% | 0% | 0% | 3.859% | 0% | N/A | N/A
| 50 | Kempsey Secondary Systems Renewal | TRUE | Non-Labour | Business IT | 3.859% | Replacement Expenditure | Digital Infrastructure | Repex | N/A | N/A | DI - Protection systems | DI - Safe and Reliable Network | N/A | No | 0% | Safety security & reliability | Business IT (2018 onwards) | 78.76% | TRUE | 18 | 2 | 4 | 6 | 2 | FALSE | FALSE | TRUE | 0 | 0 | 0.039518 | 0.15911 | 0.073112 | 0.27174 | 0 | 0 | 0.039518 | 0.15911 | 0.073112 | 0.27174 | 0 | 0 | 0.0051389 | 0.022798 | 0.0089435 | 0.036881 | 0 | 0 | 0.00072529 | 0.0032252 | 0.001309 | 0.0052595 | 0 | 0 | 0.045382 | 0.18513 | 0.083364 | 0.31388 | 0% | 0% | 0% | 0% | 100% | 0 | 0 | 0 | 0 | 0.27174 | 0.27174 | 0 | 0 | 0 | 0 | 0.27174 | 0.27174 | 0 | 0 | 0 | 0 | 0.036881 | 0.036881 | 0 | 0 | 0 | 0 | 0.0052595 | 0.0052595 | 0 | 0 | 0 | 0 | 0.31388 | 0.31388 | FALSE | 0% | 0% | 0% | 0% | 0% | 0% | FALSE | 0% | 0% | 0% | 0% | 0% | TRUE | 48.34% | 37.51% | 10.29% | 0% | 0% | 0% | 3.859% | 0% | N/A | N/A
| 51 | Line 1 Refurbishment | FALSE | Labour | Transmission Lines | 100% | Replacement Expenditure | Transmission Lines | Repex | N/A | N/A | TL - Transmission towers | TL - Safe and Reliable Network | N/A | No | 0% | Safety security & reliability | Transmission Lines (2018 onwards) | 0% | TRUE | 19 | 1 | 1 | 1 | 1 | FALSE | FALSE | TRUE | 0 | 0 | 0 | 0 | 0 | 0 | 0 | 0 | 0 | 0 | 0 | 0 | 0 | 0 | 0 | 0 | 0 | 0 | 0 | 0 | 0 | 0 | 0 | 0 | 0 | 0 | 0 | 0 | 0 | 0 | 0% | 0% | 0% | 0% | 0% | 0 | 0 | 0 | 0 | 0 | 0 | 0 | 0 | 0 | 0 | 0 | 0 | 0 | 0 | 0 | 0 | 0 | 0 | 0 | 0 | 0 | 0 | 0 | 0 | 0 | 0 | 0 | 0 | 0 | 0 | TRUE | 0% | 40% | 60% | 0% | 0% | 0% | FALSE | 0% | 0% | 0% | 0% | 0% | FALSE | 0% | 0% | 0% | 0% | 0% | 0% | 0% | 0% | N/A | N/A
| 52 | Line 1 Refurbishment | FALSE | Non-Labour | Transmission Lines | 100% | Replacement Expenditure | Transmission Lines | Repex | N/A | N/A | TL - Transmission towers | TL - Safe and Reliable Network | N/A | No | 0% | Safety security & reliability | Transmission Lines (2018 onwards) | 100% | TRUE | 19 | 2 | 2 | 1 | 2 | FALSE | FALSE | TRUE | 0 | 0 | 0 | 0 | 0 | 0 | 0 | 0 | 0 | 0 | 0 | 0 | 0 | 0 | 0 | 0 | 0 | 0 | 0 | 0 | 0 | 0 | 0 | 0 | 0 | 0 | 0 | 0 | 0 | 0 | 0% | 0% | 0% | 0% | 0% | 0 | 0 | 0 | 0 | 0 | 0 | 0 | 0 | 0 | 0 | 0 | 0 | 0 | 0 | 0 | 0 | 0 | 0 | 0 | 0 | 0 | 0 | 0 | 0 | 0 | 0 | 0 | 0 | 0 | 0 | TRUE | 0% | 40% | 60% | 0% | 0% | 0% | FALSE | 0% | 0% | 0% | 0% | 0% | FALSE | 0% | 0% | 0% | 0% | 0% | 0% | 0% | 0% | N/A | N/A
| 53 | Line 11 - Sydney Sth - Dapto - Twr Repl | TRUE | Labour | Transmission Lines | 100% | Replacement Expenditure | Transmission Lines | Repex | N/A | N/A | TL - Transmission towers | TL - Safe and Reliable Network | N/A | Yes | 0% | Safety security & reliability | Transmission Lines (2018 onwards) | 6.85% | TRUE | 20 | 1 | 1 | 1 | 1 | FALSE | FALSE | TRUE | 0 | 0.037758 | 0.069931 | 0.11835 | 3.6327 | 3.8587 | 0 | 0.037986 | 0.070985 | 0.12112 | 3.7407 | 3.9708 | 0 | 0.0045336 | 0.009231 | 0.017355 | 0.45758 | 0.4887 | 0 | 0.00064092 | 0.0013028 | 0.0024552 | 0.066975 | 0.071374 | 0 | 0.04316 | 0.081519 | 0.14093 | 4.2652 | 4.5308 | 0% | 0% | 0% | 0% | 0% | 0 | 0 | 0 | 0 | 0 | 0 | 0 | 0 | 0 | 0 | 0 | 0 | 0 | 0 | 0 | 0 | 0 | 0 | 0 | 0 | 0 | 0 | 0 | 0 | 0 | 0 | 0 | 0 | 0 | 0 | TRUE | 0% | 77.6% | 1.846% | 20.56% | 0% | 0% | FALSE | 0% | 0% | 0% | 0% | 0% | FALSE | 0% | 0% | 0% | 0% | 0% | 0% | 0% | 0% | N/A | N/A
| 54 | Line 11 - Sydney Sth - Dapto - Twr Repl | TRUE | Non-Labour | Transmission Lines | 100% | Replacement Expenditure | Transmission Lines | Repex | N/A | N/A | TL - Transmission towers | TL - Safe and Reliable Network | N/A | Yes | 0% | Safety security & reliability | Transmission Lines (2018 onwards) | 93.15% | TRUE | 20 | 2 | 2 | 1 | 2 | FALSE | FALSE | TRUE | 0 | 0.51344 | 0.95092 | 1.6093 | 49.3973 | 52.4709 | 0 | 0.51344 | 0.95092 | 1.6093 | 49.3973 | 52.4709 | 0 | 0.061279 | 0.12366 | 0.23059 | 6.0426 | 6.4581 | 0 | 0.0086631 | 0.017453 | 0.032621 | 0.88443 | 0.94317 | 0 | 0.58338 | 1.092 | 1.8725 | 56.3244 | 59.8722 | 0% | 0% | 0% | 0% | 0% | 0 | 0 | 0 | 0 | 0 | 0 | 0 | 0 | 0 | 0 | 0 | 0 | 0 | 0 | 0 | 0 | 0 | 0 | 0 | 0 | 0 | 0 | 0 | 0 | 0 | 0 | 0 | 0 | 0 | 0 | TRUE | 0% | 77.6% | 1.846% | 20.56% | 0% | 0% | FALSE | 0% | 0% | 0% | 0% | 0% | FALSE | 0% | 0% | 0% | 0% | 0% | 0% | 0% | 0% | N/A | N/A
| 55 | Line 12 Refurbishment | TRUE | Labour | Transmission Lines | 100% | Replacement Expenditure | Transmission Lines | Repex | N/A | N/A | TL - Transmission towers | TL - Safe and Reliable Network | N/A | Yes | 0% | Safety security & reliability | Transmission Lines (2018 onwards) | 12.88% | TRUE | 21 | 1 | 1 | 1 | 1 | FALSE | FALSE | TRUE | 0.010342 | 0.50991 | 0 | 0 | 0 | 0.52025 | 0.010325 | 0.51298 | 0 | 0 | 0 | 0.5233 | 0.0014462 | 0.061224 | 0 | 0 | 0 | 0.06267 | 0.0001941 | 0.0086553 | 0 | 0 | 0 | 0.0088494 | 0.011966 | 0.58286 | 0 | 0 | 0 | 0.59482 | 0% | 100% | 0% | 0% | 0% | 0 | 0.52025 | 0 | 0 | 0 | 0.52025 | 0 | 0.5233 | 0 | 0 | 0 | 0.5233 | 0 | 0.06267 | 0 | 0 | 0 | 0.06267 | 0 | 0.0088494 | 0 | 0 | 0 | 0.0088494 | 0 | 0.59482 | 0 | 0 | 0 | 0.59482 | TRUE | 0% | 25.39% | 21.53% | 53.08% | 0% | 0% | FALSE | 0% | 0% | 0% | 0% | 0% | FALSE | 0% | 0% | 0% | 0% | 0% | 0% | 0% | 0% | N/A | N/A
| 56 | Line 12 Refurbishment | TRUE | Non-Labour | Transmission Lines | 100% | Replacement Expenditure | Transmission Lines | Repex | N/A | N/A | TL - Transmission towers | TL - Safe and Reliable Network | N/A | Yes | 0% | Safety security & reliability | Transmission Lines (2018 onwards) | 87.12% | TRUE | 21 | 2 | 2 | 1 | 2 | FALSE | FALSE | TRUE | 0.069953 | 3.449 | 0 | 0 | 0 | 3.519 | 0.069953 | 3.449 | 0 | 0 | 0 | 3.519 | 0.0097981 | 0.41164 | 0 | 0 | 0 | 0.42144 | 0.001315 | 0.058194 | 0 | 0 | 0 | 0.059509 | 0.081066 | 3.9188 | 0 | 0 | 0 | 3.9999 | 0% | 100% | 0% | 0% | 0% | 0 | 3.519 | 0 | 0 | 0 | 3.519 | 0 | 3.519 | 0 | 0 | 0 | 3.519 | 0 | 0.42144 | 0 | 0 | 0 | 0.42144 | 0 | 0.059509 | 0 | 0 | 0 | 0.059509 | 0 | 3.9999 | 0 | 0 | 0 | 3.9999 | TRUE | 0% | 25.39% | 21.53% | 53.08% | 0% | 0% | FALSE | 0% | 0% | 0% | 0% | 0% | FALSE | 0% | 0% | 0% | 0% | 0% | 0% | 0% | 0% | N/A | N/A
| 57 | Line 12/76 Refurbishment | TRUE | Labour | Transmission Lines | 100% | Replacement Expenditure | Transmission Lines | Repex | N/A | N/A | TL - Transmission towers | TL - Safe and Reliable Network | N/A | No | 0% | Safety security & reliability | Transmission Lines (2018 onwards) | 13.15% | TRUE | 22 | 1 | 1 | 1 | 1 | FALSE | FALSE | TRUE | 0.62346 | 0.033079 | 0 | 0 | 0 | 0.65654 | 0.62245 | 0.033278 | 0 | 0 | 0 | 0.65573 | 0.087185 | 0.0039717 | 0 | 0 | 0 | 0.091156 | 0.011701 | 0.00056149 | 0 | 0 | 0 | 0.012263 | 0.72134 | 0.037811 | 0 | 0 | 0 | 0.75915 | 0% | 100% | 0% | 0% | 0% | 0 | 0.65654 | 0 | 0 | 0 | 0.65654 | 0 | 0.65573 | 0 | 0 | 0 | 0.65573 | 0 | 0.091156 | 0 | 0 | 0 | 0.091156 | 0 | 0.012263 | 0 | 0 | 0 | 0.012263 | 0 | 0.75915 | 0 | 0 | 0 | 0.75915 | TRUE | 0% | 5.541% | 50.52% | 43.94% | 0% | 0% | FALSE | 0% | 0% | 0% | 0% | 0% | FALSE | 0% | 0% | 0% | 0% | 0% | 0% | 0% | 0% | N/A | N/A
| 58 | Line 12/76 Refurbishment | TRUE | Non-Labour | Transmission Lines | 100% | Replacement Expenditure | Transmission Lines | Repex | N/A | N/A | TL - Transmission towers | TL - Safe and Reliable Network | N/A | No | 0% | Safety security & reliability | Transmission Lines (2018 onwards) | 86.85% | TRUE | 22 | 2 | 2 | 1 | 2 | FALSE | FALSE | TRUE | 4.1175 | 0.21846 | 0 | 0 | 0 | 4.3359 | 4.1175 | 0.21846 | 0 | 0 | 0 | 4.3359 | 0.57672 | 0.026073 | 0 | 0 | 0 | 0.60279 | 0.077403 | 0.003686 | 0 | 0 | 0 | 0.081089 | 4.7716 | 0.24822 | 0 | 0 | 0 | 5.0198 | 0% | 100% | 0% | 0% | 0% | 0 | 4.3359 | 0 | 0 | 0 | 4.3359 | 0 | 4.3359 | 0 | 0 | 0 | 4.3359 | 0 | 0.60279 | 0 | 0 | 0 | 0.60279 | 0 | 0.081089 | 0 | 0 | 0 | 0.081089 | 0 | 5.0198 | 0 | 0 | 0 | 5.0198 | TRUE | 0% | 5.541% | 50.52% | 43.94% | 0% | 0% | FALSE | 0% | 0% | 0% | 0% | 0% | FALSE | 0% | 0% | 0% | 0% | 0% | 0% | 0% | 0% | N/A | N/A
| 59 | Line 13 kemps creek sydney south refurb | TRUE | Labour | Transmission Lines | 100% | Replacement Expenditure | Transmission Lines | Repex | N/A | N/A | TL - Transmission towers | TL - Safe and Reliable Network | N/A | Yes | 0% | Safety security & reliability | Transmission Lines (2018 onwards) | 12.85% | TRUE | 23 | 1 | 1 | 1 | 1 | FALSE | FALSE | TRUE | 0.34695 | 0 | 0 | 0 | 0 | 0.34695 | 0.34639 | 0 | 0 | 0 | 0 | 0.34639 | 0.048518 | 0 | 0 | 0 | 0 | 0.048518 | 0.0065117 | 0 | 0 | 0 | 0 | 0.0065117 | 0.40142 | 0 | 0 | 0 | 0 | 0.40142 | 100% | 0% | 0% | 0% | 0% | 0.34695 | 0 | 0 | 0 | 0 | 0.34695 | 0.34639 | 0 | 0 | 0 | 0 | 0.34639 | 0.048518 | 0 | 0 | 0 | 0 | 0.048518 | 0.0065117 | 0 | 0 | 0 | 0 | 0.0065117 | 0.40142 | 0 | 0 | 0 | 0 | 0.40142 | TRUE | 0% | 38.82% | 32.91% | 28.27% | 0% | 0% | FALSE | 0% | 0% | 0% | 0% | 0% | FALSE | 0% | 0% | 0% | 0% | 0% | 0% | 0% | 0% | N/A | N/A
| 60 | Line 13 kemps creek sydney south refurb | TRUE | Non-Labour | Transmission Lines | 100% | Replacement Expenditure | Transmission Lines | Repex | N/A | N/A | TL - Transmission towers | TL - Safe and Reliable Network | N/A | Yes | 0% | Safety security & reliability | Transmission Lines (2018 onwards) | 87.15% | TRUE | 23 | 2 | 2 | 1 | 2 | FALSE | FALSE | TRUE | 2.3535 | 0 | 0 | 0 | 0 | 2.3535 | 2.3535 | 0 | 0 | 0 | 0 | 2.3535 | 0.32964 | 0 | 0 | 0 | 0 | 0.32964 | 0.044243 | 0 | 0 | 0 | 0 | 0.044243 | 2.7274 | 0 | 0 | 0 | 0 | 2.7274 | 100% | 0% | 0% | 0% | 0% | 2.3535 | 0 | 0 | 0 | 0 | 2.3535 | 2.3535 | 0 | 0 | 0 | 0 | 2.3535 | 0.32964 | 0 | 0 | 0 | 0 | 0.32964 | 0.044243 | 0 | 0 | 0 | 0 | 0.044243 | 2.7274 | 0 | 0 | 0 | 0 | 2.7274 | TRUE | 0% | 38.82% | 32.91% | 28.27% | 0% | 0% | FALSE | 0% | 0% | 0% | 0% | 0% | FALSE | 0% | 0% | 0% | 0% | 0% | 0% | 0% | 0% | N/A | N/A
| 61 | Line 13/78 Refurbishment | TRUE | Labour | Transmission Lines | 100% | Replacement Expenditure | Transmission Lines | Repex | N/A | N/A | TL - Transmission towers | TL - Safe and Reliable Network | N/A | No | 0% | Safety security & reliability | Transmission Lines (2018 onwards) | 13.26% | TRUE | 24 | 1 | 1 | 1 | 1 | FALSE | FALSE | TRUE | 0.53255 | 0 | 0 | 0 | 0 | 0.53255 | 0.53169 | 0 | 0 | 0 | 0 | 0.53169 | 0.074472 | 0 | 0 | 0 | 0 | 0.074472 | 0.0099951 | 0 | 0 | 0 | 0 | 0.0099951 | 0.61616 | 0 | 0 | 0 | 0 | 0.61616 | 100% | 0% | 0% | 0% | 0% | 0.53255 | 0 | 0 | 0 | 0 | 0.53255 | 0.53169 | 0 | 0 | 0 | 0 | 0.53169 | 0.074472 | 0 | 0 | 0 | 0 | 0.074472 | 0.0099951 | 0 | 0 | 0 | 0 | 0.0099951 | 0.61616 | 0 | 0 | 0 | 0 | 0.61616 | TRUE | 0% | 6.448% | 53.66% | 39.89% | 0% | 0% | FALSE | 0% | 0% | 0% | 0% | 0% | FALSE | 0% | 0% | 0% | 0% | 0% | 0% | 0% | 0% | N/A | N/A
| 62 | Line 13/78 Refurbishment | TRUE | Non-Labour | Transmission Lines | 100% | Replacement Expenditure | Transmission Lines | Repex | N/A | N/A | TL - Transmission towers | TL - Safe and Reliable Network | N/A | No | 0% | Safety security & reliability | Transmission Lines (2018 onwards) | 86.74% | TRUE | 24 | 2 | 2 | 1 | 2 | FALSE | FALSE | TRUE | 3.4827 | 0 | 0 | 0 | 0 | 3.4827 | 3.4827 | 0 | 0 | 0 | 0 | 3.4827 | 0.48781 | 0 | 0 | 0 | 0 | 0.48781 | 0.06547 | 0 | 0 | 0 | 0 | 0.06547 | 4.036 | 0 | 0 | 0 | 0 | 4.036 | 100% | 0% | 0% | 0% | 0% | 3.4827 | 0 | 0 | 0 | 0 | 3.4827 | 3.4827 | 0 | 0 | 0 | 0 | 3.4827 | 0.48781 | 0 | 0 | 0 | 0 | 0.48781 | 0.06547 | 0 | 0 | 0 | 0 | 0.06547 | 4.036 | 0 | 0 | 0 | 0 | 4.036 | TRUE | 0% | 6.448% | 53.66% | 39.89% | 0% | 0% | FALSE | 0% | 0% | 0% | 0% | 0% | FALSE | 0% | 0% | 0% | 0% | 0% | 0% | 0% | 0% | N/A | N/A
| 63 | Line 16 Marulan Avon refurb | TRUE | Labour | Transmission Lines | 100% | Replacement Expenditure | Transmission Lines | Repex | N/A | N/A | TL - Transmission towers | TL - Safe and Reliable Network | N/A | Yes | 0% | Safety security & reliability | Transmission Lines (2018 onwards) | 13.22% | TRUE | 25 | 1 | 1 | 1 | 1 | FALSE | FALSE | TRUE | 0.074503 | 0.96489 | 0 | 0 | 0 | 1.0394 | 0.074382 | 0.97069 | 0 | 0 | 0 | 1.0451 | 0.010418 | 0.11585 | 0 | 0 | 0 | 0.12627 | 0.0013983 | 0.016378 | 0 | 0 | 0 | 0.017776 | 0.086199 | 1.1029 | 0 | 0 | 0 | 1.1891 | 0% | 100% | 0% | 0% | 0% | 0 | 1.0394 | 0 | 0 | 0 | 1.0394 | 0 | 1.0451 | 0 | 0 | 0 | 1.0451 | 0 | 0.12627 | 0 | 0 | 0 | 0.12627 | 0 | 0.017776 | 0 | 0 | 0 | 0.017776 | 0 | 1.1891 | 0 | 0 | 0 | 1.1891 | TRUE | 0% | 21.51% | 47.1% | 31.39% | 0% | 0% | FALSE | 0% | 0% | 0% | 0% | 0% | FALSE | 0% | 0% | 0% | 0% | 0% | 0% | 0% | 0% | N/A | N/A
| 64 | Line 16 Marulan Avon refurb | TRUE | Non-Labour | Transmission Lines | 100% | Replacement Expenditure | Transmission Lines | Repex | N/A | N/A | TL - Transmission towers | TL - Safe and Reliable Network | N/A | Yes | 0% | Safety security & reliability | Transmission Lines (2018 onwards) | 86.78% | TRUE | 25 | 2 | 2 | 1 | 2 | FALSE | FALSE | TRUE | 0.48885 | 6.3311 | 0 | 0 | 0 | 6.8199 | 0.48885 | 6.3311 | 0 | 0 | 0 | 6.8199 | 0.068471 | 0.75562 | 0 | 0 | 0 | 0.82409 | 0.0091897 | 0.10682 | 0 | 0 | 0 | 0.11601 | 0.56651 | 7.1935 | 0 | 0 | 0 | 7.76 | 0% | 100% | 0% | 0% | 0% | 0 | 6.8199 | 0 | 0 | 0 | 6.8199 | 0 | 6.8199 | 0 | 0 | 0 | 6.8199 | 0 | 0.82409 | 0 | 0 | 0 | 0.82409 | 0 | 0.11601 | 0 | 0 | 0 | 0.11601 | 0 | 7.76 | 0 | 0 | 0 | 7.76 | TRUE | 0% | 21.51% | 47.1% | 31.39% | 0% | 0% | FALSE | 0% | 0% | 0% | 0% | 0% | FALSE | 0% | 0% | 0% | 0% | 0% | 0% | 0% | 0% | N/A | N/A
| 65 | Line 24/90 Refurbishment | TRUE | Labour | Transmission Lines | 100% | Replacement Expenditure | Transmission Lines | Repex | N/A | N/A | TL - Transmission towers | TL - Safe and Reliable Network | N/A | No | 0% | Safety security & reliability | Transmission Lines (2018 onwards) | 24.91% | TRUE | 26 | 1 | 1 | 1 | 1 | FALSE | FALSE | TRUE | 0.23007 | 0 | 0 | 0 | 0 | 0.23007 | 0.2297 | 0 | 0 | 0 | 0 | 0.2297 | 0.032173 | 0 | 0 | 0 | 0 | 0.032173 | 0.004318 | 0 | 0 | 0 | 0 | 0.004318 | 0.26619 | 0 | 0 | 0 | 0 | 0.26619 | 100% | 0% | 0% | 0% | 0% | 0.23007 | 0 | 0 | 0 | 0 | 0.23007 | 0.2297 | 0 | 0 | 0 | 0 | 0.2297 | 0.032173 | 0 | 0 | 0 | 0 | 0.032173 | 0.004318 | 0 | 0 | 0 | 0 | 0.004318 | 0.26619 | 0 | 0 | 0 | 0 | 0.26619 | TRUE | 0% | 8.479% | 80.57% | 10.95% | 0% | 0% | FALSE | 0% | 0% | 0% | 0% | 0% | FALSE | 0% | 0% | 0% | 0% | 0% | 0% | 0% | 0% | N/A | N/A
| 66 | Line 24/90 Refurbishment | TRUE | Non-Labour | Transmission Lines | 100% | Replacement Expenditure | Transmission Lines | Repex | N/A | N/A | TL - Transmission towers | TL - Safe and Reliable Network | N/A | No | 0% | Safety security & reliability | Transmission Lines (2018 onwards) | 75.09% | TRUE | 26 | 2 | 2 | 1 | 2 | FALSE | FALSE | TRUE | 0.69357 | 0 | 0 | 0 | 0 | 0.69357 | 0.69357 | 0 | 0 | 0 | 0 | 0.69357 | 0.097146 | 0 | 0 | 0 | 0 | 0.097146 | 0.013038 | 0 | 0 | 0 | 0 | 0.013038 | 0.80376 | 0 | 0 | 0 | 0 | 0.80376 | 100% | 0% | 0% | 0% | 0% | 0.69357 | 0 | 0 | 0 | 0 | 0.69357 | 0.69357 | 0 | 0 | 0 | 0 | 0.69357 | 0.097146 | 0 | 0 | 0 | 0 | 0.097146 | 0.013038 | 0 | 0 | 0 | 0 | 0.013038 | 0.80376 | 0 | 0 | 0 | 0 | 0.80376 | TRUE | 0% | 8.479% | 80.57% | 10.95% | 0% | 0% | FALSE | 0% | 0% | 0% | 0% | 0% | FALSE | 0% | 0% | 0% | 0% | 0% | 0% | 0% | 0% | N/A | N/A
| 67 | Line 25/92 Refurbishment | TRUE | Labour | Transmission Lines | 100% | Replacement Expenditure | Transmission Lines | Repex | N/A | N/A | TL - Transmission towers | TL - Safe and Reliable Network | N/A | No | 0% | Safety security & reliability | Transmission Lines (2018 onwards) | 12.34% | TRUE | 27 | 1 | 1 | 1 | 1 | FALSE | FALSE | TRUE | 0 | 0 | 0.0076052 | 0.40083 | 0.019788 | 0.42822 | 0 | 0 | 0.0077198 | 0.41022 | 0.020376 | 0.43831 | 0 | 0 | 0.0010039 | 0.05878 | 0.0024926 | 0.062277 | 0 | 0 | 0.00014169 | 0.0083154 | 0.00036482 | 0.0088219 | 0 | 0 | 0.0088654 | 0.47731 | 0.023234 | 0.50941 | 0% | 0% | 0% | 0% | 100% | 0 | 0 | 0 | 0 | 0.42822 | 0.42822 | 0 | 0 | 0 | 0 | 0.43831 | 0.43831 | 0 | 0 | 0 | 0 | 0.062277 | 0.062277 | 0 | 0 | 0 | 0 | 0.0088219 | 0.0088219 | 0 | 0 | 0 | 0 | 0.50941 | 0.50941 | TRUE | 0% | 38.04% | 55.6% | 6.352% | 0% | 0% | FALSE | 0% | 0% | 0% | 0% | 0% | FALSE | 0% | 0% | 0% | 0% | 0% | 0% | 0% | 0% | N/A | N/A
| 68 | Line 25/92 Refurbishment | TRUE | Non-Labour | Transmission Lines | 100% | Replacement Expenditure | Transmission Lines | Repex | N/A | N/A | TL - Transmission towers | TL - Safe and Reliable Network | N/A | No | 0% | Safety security & reliability | Transmission Lines (2018 onwards) | 87.66% | TRUE | 27 | 2 | 2 | 1 | 2 | FALSE | FALSE | TRUE | 0 | 0 | 0.05402 | 2.8471 | 0.14055 | 3.0417 | 0 | 0 | 0.05402 | 2.8471 | 0.14055 | 3.0417 | 0 | 0 | 0.0070248 | 0.40796 | 0.017194 | 0.43218 | 0 | 0 | 0.00099146 | 0.057713 | 0.0025166 | 0.061221 | 0 | 0 | 0.062036 | 3.3128 | 0.16026 | 3.5351 | 0% | 0% | 0% | 0% | 100% | 0 | 0 | 0 | 0 | 3.0417 | 3.0417 | 0 | 0 | 0 | 0 | 3.0417 | 3.0417 | 0 | 0 | 0 | 0 | 0.43218 | 0.43218 | 0 | 0 | 0 | 0 | 0.061221 | 0.061221 | 0 | 0 | 0 | 0 | 3.5351 | 3.5351 | TRUE | 0% | 38.04% | 55.6% | 6.352% | 0% | 0% | FALSE | 0% | 0% | 0% | 0% | 0% | FALSE | 0% | 0% | 0% | 0% | 0% | 0% | 0% | 0% | N/A | N/A
| 69 | Line 25/93 Refurbishment | FALSE | Labour | Transmission Lines | 100% | Replacement Expenditure | Transmission Lines | Repex | N/A | N/A | TL - Transmission towers | TL - Safe and Reliable Network | N/A | No | 0% | Safety security & reliability | Transmission Lines (2018 onwards) | 0% | TRUE | 28 | 1 | 1 | 1 | 1 | FALSE | FALSE | TRUE | 0 | 0 | 0 | 0 | 0 | 0 | 0 | 0 | 0 | 0 | 0 | 0 | 0 | 0 | 0 | 0 | 0 | 0 | 0 | 0 | 0 | 0 | 0 | 0 | 0 | 0 | 0 | 0 | 0 | 0 | 0% | 0% | 0% | 0% | 0% | 0 | 0 | 0 | 0 | 0 | 0 | 0 | 0 | 0 | 0 | 0 | 0 | 0 | 0 | 0 | 0 | 0 | 0 | 0 | 0 | 0 | 0 | 0 | 0 | 0 | 0 | 0 | 0 | 0 | 0 | TRUE | 0% | 0% | 100% | 0% | 0% | 0% | FALSE | 0% | 0% | 0% | 0% | 0% | FALSE | 0% | 0% | 0% | 0% | 0% | 0% | 0% | 0% | N/A | N/A
| 70 | Line 25/93 Refurbishment | FALSE | Non-Labour | Transmission Lines | 100% | Replacement Expenditure | Transmission Lines | Repex | N/A | N/A | TL - Transmission towers | TL - Safe and Reliable Network | N/A | No | 0% | Safety security & reliability | Transmission Lines (2018 onwards) | 100% | TRUE | 28 | 2 | 2 | 1 | 2 | FALSE | FALSE | TRUE | 0 | 0 | 0 | 0 | 0 | 0 | 0 | 0 | 0 | 0 | 0 | 0 | 0 | 0 | 0 | 0 | 0 | 0 | 0 | 0 | 0 | 0 | 0 | 0 | 0 | 0 | 0 | 0 | 0 | 0 | 0% | 0% | 0% | 0% | 0% | 0 | 0 | 0 | 0 | 0 | 0 | 0 | 0 | 0 | 0 | 0 | 0 | 0 | 0 | 0 | 0 | 0 | 0 | 0 | 0 | 0 | 0 | 0 | 0 | 0 | 0 | 0 | 0 | 0 | 0 | TRUE | 0% | 0% | 100% | 0% | 0% | 0% | FALSE | 0% | 0% | 0% | 0% | 0% | FALSE | 0% | 0% | 0% | 0% | 0% | 0% | 0% | 0% | N/A | N/A
| 71 | Line 29/26 Refurbishment | TRUE | Labour | Transmission Lines | 100% | Replacement Expenditure | Transmission Lines | Repex | N/A | N/A | TL - Transmission towers | TL - Safe and Reliable Network | N/A | No | 0% | Safety security & reliability | Transmission Lines (2018 onwards) | 12.76% | TRUE | 29 | 1 | 1 | 1 | 1 | FALSE | FALSE | TRUE | 0 | 0 | 0 | 0.011093 | 0.54694 | 0.55803 | 0 | 0 | 0 | 0.011353 | 0.5632 | 0.57455 | 0 | 0 | 0 | 0.0016268 | 0.068894 | 0.070521 | 0 | 0 | 0 | 0.00023014 | 0.010084 | 0.010314 | 0 | 0 | 0 | 0.01321 | 0.64218 | 0.65539 | 0% | 0% | 0% | 0% | 100% | 0 | 0 | 0 | 0 | 0.55803 | 0.55803 | 0 | 0 | 0 | 0 | 0.57455 | 0.57455 | 0 | 0 | 0 | 0 | 0.070521 | 0.070521 | 0 | 0 | 0 | 0 | 0.010314 | 0.010314 | 0 | 0 | 0 | 0 | 0.65539 | 0.65539 | TRUE | 0% | 36.14% | 43.25% | 20.61% | 0% | 0% | FALSE | 0% | 0% | 0% | 0% | 0% | FALSE | 0% | 0% | 0% | 0% | 0% | 0% | 0% | 0% | N/A | N/A
| 72 | Line 29/26 Refurbishment | TRUE | Non-Labour | Transmission Lines | 100% | Replacement Expenditure | Transmission Lines | Repex | N/A | N/A | TL - Transmission towers | TL - Safe and Reliable Network | N/A | No | 0% | Safety security & reliability | Transmission Lines (2018 onwards) | 87.24% | TRUE | 29 | 2 | 2 | 1 | 2 | FALSE | FALSE | TRUE | 0 | 0 | 0 | 0.075869 | 3.7407 | 3.8166 | 0 | 0 | 0 | 0.075869 | 3.7407 | 3.8166 | 0 | 0 | 0 | 0.010871 | 0.45759 | 0.46846 | 0 | 0 | 0 | 0.0015379 | 0.066975 | 0.068513 | 0 | 0 | 0 | 0.088279 | 4.2653 | 4.3535 | 0% | 0% | 0% | 0% | 100% | 0 | 0 | 0 | 0 | 3.8166 | 3.8166 | 0 | 0 | 0 | 0 | 3.8166 | 3.8166 | 0 | 0 | 0 | 0 | 0.46846 | 0.46846 | 0 | 0 | 0 | 0 | 0.068513 | 0.068513 | 0 | 0 | 0 | 0 | 4.3535 | 4.3535 | TRUE | 0% | 36.14% | 43.25% | 20.61% | 0% | 0% | FALSE | 0% | 0% | 0% | 0% | 0% | FALSE | 0% | 0% | 0% | 0% | 0% | 0% | 0% | 0% | N/A | N/A
| 73 | Line 76/77 Refurbishment | FALSE | Labour | Transmission Lines | 100% | Replacement Expenditure | Transmission Lines | Repex | N/A | N/A | TL - Transmission towers | TL - Safe and Reliable Network | N/A | No | 0% | Safety security & reliability | Transmission Lines (2018 onwards) | 0% | TRUE | 30 | 1 | 1 | 1 | 1 | FALSE | FALSE | TRUE | 0 | 0 | 0 | 0 | 0 | 0 | 0 | 0 | 0 | 0 | 0 | 0 | 0 | 0 | 0 | 0 | 0 | 0 | 0 | 0 | 0 | 0 | 0 | 0 | 0 | 0 | 0 | 0 | 0 | 0 | 0% | 0% | 0% | 0% | 0% | 0 | 0 | 0 | 0 | 0 | 0 | 0 | 0 | 0 | 0 | 0 | 0 | 0 | 0 | 0 | 0 | 0 | 0 | 0 | 0 | 0 | 0 | 0 | 0 | 0 | 0 | 0 | 0 | 0 | 0 | TRUE | 0% | 40% | 60% | 0% | 0% | 0% | FALSE | 0% | 0% | 0% | 0% | 0% | FALSE | 0% | 0% | 0% | 0% | 0% | 0% | 0% | 0% | N/A | N/A
| 74 | Line 76/77 Refurbishment | FALSE | Non-Labour | Transmission Lines | 100% | Replacement Expenditure | Transmission Lines | Repex | N/A | N/A | TL - Transmission towers | TL - Safe and Reliable Network | N/A | No | 0% | Safety security & reliability | Transmission Lines (2018 onwards) | 100% | TRUE | 30 | 2 | 2 | 1 | 2 | FALSE | FALSE | TRUE | 0 | 0 | 0 | 0 | 0 | 0 | 0 | 0 | 0 | 0 | 0 | 0 | 0 | 0 | 0 | 0 | 0 | 0 | 0 | 0 | 0 | 0 | 0 | 0 | 0 | 0 | 0 | 0 | 0 | 0 | 0% | 0% | 0% | 0% | 0% | 0 | 0 | 0 | 0 | 0 | 0 | 0 | 0 | 0 | 0 | 0 | 0 | 0 | 0 | 0 | 0 | 0 | 0 | 0 | 0 | 0 | 0 | 0 | 0 | 0 | 0 | 0 | 0 | 0 | 0 | TRUE | 0% | 40% | 60% | 0% | 0% | 0% | FALSE | 0% | 0% | 0% | 0% | 0% | FALSE | 0% | 0% | 0% | 0% | 0% | 0% | 0% | 0% | N/A | N/A
| 75 | Line 76/78 Refurbishment | TRUE | Labour | Transmission Lines | 100% | Replacement Expenditure | Transmission Lines | Repex | N/A | N/A | TL - Transmission towers | TL - Safe and Reliable Network | N/A | No | 0% | Safety security & reliability | Transmission Lines (2018 onwards) | 12.38% | TRUE | 31 | 1 | 1 | 1 | 1 | FALSE | FALSE | TRUE | 0.40382 | 0 | 0 | 0 | 0 | 0.40382 | 0.40316 | 0 | 0 | 0 | 0 | 0.40316 | 0.05647 | 0 | 0 | 0 | 0 | 0.05647 | 0.007579 | 0 | 0 | 0 | 0 | 0.007579 | 0.46721 | 0 | 0 | 0 | 0 | 0.46721 | 100% | 0% | 0% | 0% | 0% | 0.40382 | 0 | 0 | 0 | 0 | 0.40382 | 0.40316 | 0 | 0 | 0 | 0 | 0.40316 | 0.05647 | 0 | 0 | 0 | 0 | 0.05647 | 0.007579 | 0 | 0 | 0 | 0 | 0.007579 | 0.46721 | 0 | 0 | 0 | 0 | 0.46721 | TRUE | 0% | 9.25% | 75.22% | 15.53% | 0% | 0% | FALSE | 0% | 0% | 0% | 0% | 0% | FALSE | 0% | 0% | 0% | 0% | 0% | 0% | 0% | 0% | N/A | N/A
| 76 | Line 76/78 Refurbishment | TRUE | Non-Labour | Transmission Lines | 100% | Replacement Expenditure | Transmission Lines | Repex | N/A | N/A | TL - Transmission towers | TL - Safe and Reliable Network | N/A | No | 0% | Safety security & reliability | Transmission Lines (2018 onwards) | 87.62% | TRUE | 31 | 2 | 2 | 1 | 2 | FALSE | FALSE | TRUE | 2.8591 | 0 | 0 | 0 | 0 | 2.8591 | 2.8591 | 0 | 0 | 0 | 0 | 2.8591 | 0.40046 | 0 | 0 | 0 | 0 | 0.40046 | 0.053747 | 0 | 0 | 0 | 0 | 0.053747 | 3.3133 | 0 | 0 | 0 | 0 | 3.3133 | 100% | 0% | 0% | 0% | 0% | 2.8591 | 0 | 0 | 0 | 0 | 2.8591 | 2.8591 | 0 | 0 | 0 | 0 | 2.8591 | 0.40046 | 0 | 0 | 0 | 0 | 0.40046 | 0.053747 | 0 | 0 | 0 | 0 | 0.053747 | 3.3133 | 0 | 0 | 0 | 0 | 3.3133 | TRUE | 0% | 9.25% | 75.22% | 15.53% | 0% | 0% | FALSE | 0% | 0% | 0% | 0% | 0% | FALSE | 0% | 0% | 0% | 0% | 0% | 0% | 0% | 0% | N/A | N/A
| 77 | Line 82 Refurbishment | FALSE | Labour | Transmission Lines | 100% | Replacement Expenditure | Transmission Lines | Repex | N/A | N/A | TL - Transmission towers | TL - Safe and Reliable Network | N/A | No | 0% | Safety security & reliability | Transmission Lines (2018 onwards) | 0% | TRUE | 32 | 1 | 1 | 1 | 1 | FALSE | FALSE | TRUE | 0 | 0 | 0 | 0 | 0 | 0 | 0 | 0 | 0 | 0 | 0 | 0 | 0 | 0 | 0 | 0 | 0 | 0 | 0 | 0 | 0 | 0 | 0 | 0 | 0 | 0 | 0 | 0 | 0 | 0 | 0% | 0% | 0% | 0% | 0% | 0 | 0 | 0 | 0 | 0 | 0 | 0 | 0 | 0 | 0 | 0 | 0 | 0 | 0 | 0 | 0 | 0 | 0 | 0 | 0 | 0 | 0 | 0 | 0 | 0 | 0 | 0 | 0 | 0 | 0 | TRUE | 0% | 0% | 100% | 0% | 0% | 0% | FALSE | 0% | 0% | 0% | 0% | 0% | FALSE | 0% | 0% | 0% | 0% | 0% | 0% | 0% | 0% | N/A | N/A
| 78 | Line 82 Refurbishment | FALSE | Non-Labour | Transmission Lines | 100% | Replacement Expenditure | Transmission Lines | Repex | N/A | N/A | TL - Transmission towers | TL - Safe and Reliable Network | N/A | No | 0% | Safety security & reliability | Transmission Lines (2018 onwards) | 100% | TRUE | 32 | 2 | 2 | 1 | 2 | FALSE | FALSE | TRUE | 0 | 0 | 0 | 0 | 0 | 0 | 0 | 0 | 0 | 0 | 0 | 0 | 0 | 0 | 0 | 0 | 0 | 0 | 0 | 0 | 0 | 0 | 0 | 0 | 0 | 0 | 0 | 0 | 0 | 0 | 0% | 0% | 0% | 0% | 0% | 0 | 0 | 0 | 0 | 0 | 0 | 0 | 0 | 0 | 0 | 0 | 0 | 0 | 0 | 0 | 0 | 0 | 0 | 0 | 0 | 0 | 0 | 0 | 0 | 0 | 0 | 0 | 0 | 0 | 0 | TRUE | 0% | 0% | 100% | 0% | 0% | 0% | FALSE | 0% | 0% | 0% | 0% | 0% | FALSE | 0% | 0% | 0% | 0% | 0% | 0% | 0% | 0% | N/A | N/A
| 79 | Line 82/95 Refurbishment | TRUE | Labour | Transmission Lines | 100% | Replacement Expenditure | Transmission Lines | Repex | N/A | N/A | TL - Transmission towers | TL - Safe and Reliable Network | N/A | No | 0% | Safety security & reliability | Transmission Lines (2018 onwards) | 12.47% | TRUE | 33 | 1 | 1 | 1 | 1 | FALSE | FALSE | TRUE | 0 | 0.0091089 | 0.48008 | 0.023701 | 0 | 0.51289 | 0 | 0.0091637 | 0.48731 | 0.024256 | 0 | 0.52073 | 0 | 0.0010937 | 0.063371 | 0.0034757 | 0 | 0.06794 | 0 | 0.00015462 | 0.008944 | 0.00049169 | 0 | 0.0095903 | 0 | 0.010412 | 0.55963 | 0.028223 | 0 | 0.59826 | 0% | 0% | 0% | 100% | 0% | 0 | 0 | 0 | 0.51289 | 0 | 0.51289 | 0 | 0 | 0 | 0.52073 | 0 | 0.52073 | 0 | 0 | 0 | 0.06794 | 0 | 0.06794 | 0 | 0 | 0 | 0.0095903 | 0 | 0.0095903 | 0 | 0 | 0 | 0.59826 | 0 | 0.59826 | TRUE | 0% | 27.33% | 57.53% | 15.15% | 0% | 0% | FALSE | 0% | 0% | 0% | 0% | 0% | FALSE | 0% | 0% | 0% | 0% | 0% | 0% | 0% | 0% | N/A | N/A
| 80 | Line 82/95 Refurbishment | TRUE | Non-Labour | Transmission Lines | 100% | Replacement Expenditure | Transmission Lines | Repex | N/A | N/A | TL - Transmission towers | TL - Safe and Reliable Network | N/A | No | 0% | Safety security & reliability | Transmission Lines (2018 onwards) | 87.53% | TRUE | 33 | 2 | 2 | 1 | 2 | FALSE | FALSE | TRUE | 0 | 0.063936 | 3.3697 | 0.16636 | 0 | 3.6 | 0 | 0.063936 | 3.3697 | 0.16636 | 0 | 3.6 | 0 | 0.0076308 | 0.4382 | 0.023837 | 0 | 0.46967 | 0 | 0.0010788 | 0.061847 | 0.0033722 | 0 | 0.066298 | 0 | 0.072646 | 3.8698 | 0.19357 | 0 | 4.136 | 0% | 0% | 0% | 100% | 0% | 0 | 0 | 0 | 3.6 | 0 | 3.6 | 0 | 0 | 0 | 3.6 | 0 | 3.6 | 0 | 0 | 0 | 0.46967 | 0 | 0.46967 | 0 | 0 | 0 | 0.066298 | 0 | 0.066298 | 0 | 0 | 0 | 4.136 | 0 | 4.136 | TRUE | 0% | 27.33% | 57.53% | 15.15% | 0% | 0% | FALSE | 0% | 0% | 0% | 0% | 0% | FALSE | 0% | 0% | 0% | 0% | 0% | 0% | 0% | 0% | N/A | N/A
| 81 | Line 8C/8E Refurbishment | TRUE | Labour | Transmission Lines | 100% | Replacement Expenditure | Transmission Lines | Repex | N/A | N/A | TL - Insulators | TL - Safe and Reliable Network | N/A | No | 0% | Safety security & reliability | Transmission Lines (2018 onwards) | 13.04% | TRUE | 34 | 1 | 1 | 1 | 1 | FALSE | FALSE | TRUE | 0 | 0.017725 | 0.04061 | 0.49695 | 1.7969 | 2.3522 | 0 | 0.017831 | 0.041222 | 0.5086 | 1.8503 | 2.418 | 0 | 0.0021282 | 0.0053606 | 0.072877 | 0.22635 | 0.30671 | 0 | 0.00030086 | 0.00075658 | 0.01031 | 0.033129 | 0.044496 | 0 | 0.02026 | 0.04734 | 0.59178 | 2.1098 | 2.7692 | 0% | 0% | 0% | 0% | 100% | 0 | 0 | 0 | 0 | 2.3522 | 2.3522 | 0 | 0 | 0 | 0 | 2.418 | 2.418 | 0 | 0 | 0 | 0 | 0.30671 | 0.30671 | 0 | 0 | 0 | 0 | 0.044496 | 0.044496 | 0 | 0 | 0 | 0 | 2.7692 | 2.7692 | TRUE | 0% | 12.62% | 73.87% | 13.51% | 0% | 0% | FALSE | 0% | 0% | 0% | 0% | 0% | FALSE | 0% | 0% | 0% | 0% | 0% | 0% | 0% | 0% | N/A | N/A
| 82 | Line 8C/8E Refurbishment | TRUE | Non-Labour | Transmission Lines | 100% | Replacement Expenditure | Transmission Lines | Repex | N/A | N/A | TL - Insulators | TL - Safe and Reliable Network | N/A | No | 0% | Safety security & reliability | Transmission Lines (2018 onwards) | 86.96% | TRUE | 34 | 2 | 2 | 1 | 2 | FALSE | FALSE | TRUE | 0 | 0.11825 | 0.27092 | 3.3153 | 11.9877 | 15.6922 | 0 | 0.11825 | 0.27092 | 3.3153 | 11.9877 | 15.6922 | 0 | 0.014113 | 0.035231 | 0.47505 | 1.4664 | 1.9908 | 0 | 0.0019951 | 0.0049724 | 0.067204 | 0.21463 | 0.2888 | 0 | 0.13435 | 0.31112 | 3.8575 | 13.6687 | 17.9718 | 0% | 0% | 0% | 0% | 100% | 0 | 0 | 0 | 0 | 15.6922 | 15.6922 | 0 | 0 | 0 | 0 | 15.6922 | 15.6922 | 0 | 0 | 0 | 0 | 1.9908 | 1.9908 | 0 | 0 | 0 | 0 | 0.2888 | 0.2888 | 0 | 0 | 0 | 0 | 17.9718 | 17.9718 | TRUE | 0% | 12.62% | 73.87% | 13.51% | 0% | 0% | FALSE | 0% | 0% | 0% | 0% | 0% | FALSE | 0% | 0% | 0% | 0% | 0% | 0% | 0% | 0% | N/A | N/A
| 83 | Line 8C/8J Refurbishment | TRUE | Labour | Transmission Lines | 100% | Replacement Expenditure | Transmission Lines | Repex | N/A | N/A | TL - Insulators | TL - Safe and Reliable Network | N/A | No | 0% | Safety security & reliability | Transmission Lines (2018 onwards) | 12.43% | TRUE | 35 | 1 | 1 | 1 | 1 | FALSE | FALSE | TRUE | 0.010976 | 0.06515 | 0.9172 | 0 | 0 | 0.99332 | 0.010958 | 0.065542 | 0.93102 | 0 | 0 | 1.0075 | 0.0015349 | 0.0078224 | 0.12107 | 0 | 0 | 0.13043 | 0.00020601 | 0.0011059 | 0.017088 | 0 | 0 | 0.0184 | 0.012699 | 0.07447 | 1.0692 | 0 | 0 | 1.1564 | 0% | 0% | 100% | 0% | 0% | 0 | 0 | 0.99332 | 0 | 0 | 0.99332 | 0 | 0 | 1.0075 | 0 | 0 | 1.0075 | 0 | 0 | 0.13043 | 0 | 0 | 0.13043 | 0 | 0 | 0.0184 | 0 | 0 | 0.0184 | 0 | 0 | 1.1564 | 0 | 0 | 1.1564 | TRUE | 0% | 2.093% | 91.56% | 6.345% | 0% | 0% | FALSE | 0% | 0% | 0% | 0% | 0% | FALSE | 0% | 0% | 0% | 0% | 0% | 0% | 0% | 0% | N/A | N/A
| 84 | Line 8C/8J Refurbishment | TRUE | Non-Labour | Transmission Lines | 100% | Replacement Expenditure | Transmission Lines | Repex | N/A | N/A | TL - Insulators | TL - Safe and Reliable Network | N/A | No | 0% | Safety security & reliability | Transmission Lines (2018 onwards) | 87.57% | TRUE | 35 | 2 | 2 | 1 | 2 | FALSE | FALSE | TRUE | 0.077334 | 0.45902 | 6.4622 | 0 | 0 | 6.9985 | 0.077334 | 0.45902 | 6.4622 | 0 | 0 | 6.9985 | 0.010832 | 0.054784 | 0.84035 | 0 | 0 | 0.90596 | 0.0014538 | 0.0077448 | 0.1186 | 0 | 0 | 0.1278 | 0.089619 | 0.52154 | 7.4211 | 0 | 0 | 8.0323 | 0% | 0% | 100% | 0% | 0% | 0 | 0 | 6.9985 | 0 | 0 | 6.9985 | 0 | 0 | 6.9985 | 0 | 0 | 6.9985 | 0 | 0 | 0.90596 | 0 | 0 | 0.90596 | 0 | 0 | 0.1278 | 0 | 0 | 0.1278 | 0 | 0 | 8.0323 | 0 | 0 | 8.0323 | TRUE | 0% | 2.093% | 91.56% | 6.345% | 0% | 0% | FALSE | 0% | 0% | 0% | 0% | 0% | FALSE | 0% | 0% | 0% | 0% | 0% | 0% | 0% | 0% | N/A | N/A
| 85 | Line 8L/8M Refurbishment | TRUE | Labour | Transmission Lines | 100% | Replacement Expenditure | Transmission Lines | Repex | N/A | N/A | TL - Insulators | TL - Safe and Reliable Network | N/A | No | 0% | Safety security & reliability | Transmission Lines (2018 onwards) | 12.28% | TRUE | 36 | 1 | 1 | 1 | 1 | FALSE | FALSE | TRUE | 0 | 0 | 0 | 0 | 0.0096742 | 0.0096742 | 0 | 0 | 0 | 0 | 0.0099618 | 0.0099618 | 0 | 0 | 0 | 0 | 0.0012186 | 0.0012186 | 0 | 0 | 0 | 0 | 0.00017836 | 0.00017836 | 0 | 0 | 0 | 0 | 0.011359 | 0.011359 | 0% | 0% | 0% | 0% | 0% | 0 | 0 | 0 | 0 | 0 | 0 | 0 | 0 | 0 | 0 | 0 | 0 | 0 | 0 | 0 | 0 | 0 | 0 | 0 | 0 | 0 | 0 | 0 | 0 | 0 | 0 | 0 | 0 | 0 | 0 | TRUE | 0% | 4.217% | 77.51% | 18.27% | 0% | 0% | FALSE | 0% | 0% | 0% | 0% | 0% | FALSE | 0% | 0% | 0% | 0% | 0% | 0% | 0% | 0% | N/A | N/A
| 86 | Line 8L/8M Refurbishment | TRUE | Non-Labour | Transmission Lines | 100% | Replacement Expenditure | Transmission Lines | Repex | N/A | N/A | TL - Insulators | TL - Safe and Reliable Network | N/A | No | 0% | Safety security & reliability | Transmission Lines (2018 onwards) | 87.72% | TRUE | 36 | 2 | 2 | 1 | 2 | FALSE | FALSE | TRUE | 0 | 0 | 0 | 0 | 0.069126 | 0.069126 | 0 | 0 | 0 | 0 | 0.069126 | 0.069126 | 0 | 0 | 0 | 0 | 0.0084559 | 0.0084559 | 0 | 0 | 0 | 0 | 0.0012377 | 0.0012377 | 0 | 0 | 0 | 0 | 0.078819 | 0.078819 | 0% | 0% | 0% | 0% | 0% | 0 | 0 | 0 | 0 | 0 | 0 | 0 | 0 | 0 | 0 | 0 | 0 | 0 | 0 | 0 | 0 | 0 | 0 | 0 | 0 | 0 | 0 | 0 | 0 | 0 | 0 | 0 | 0 | 0 | 0 | TRUE | 0% | 4.217% | 77.51% | 18.27% | 0% | 0% | FALSE | 0% | 0% | 0% | 0% | 0% | FALSE | 0% | 0% | 0% | 0% | 0% | 0% | 0% | 0% | N/A | N/A
| 87 | Line 90/92 Refurbishment | TRUE | Labour | Transmission Lines | 100% | Replacement Expenditure | Transmission Lines | Repex | N/A | N/A | TL - Transmission towers | TL - Safe and Reliable Network | N/A | No | 0% | Safety security & reliability | Transmission Lines (2018 onwards) | 24.24% | TRUE | 37 | 1 | 1 | 1 | 1 | FALSE | FALSE | TRUE | 0.0084893 | 0.29661 | 0 | 0 | 0 | 0.3051 | 0.0084755 | 0.29839 | 0 | 0 | 0 | 0.30687 | 0.0011871 | 0.035613 | 0 | 0 | 0 | 0.0368 | 0.00015933 | 0.0050346 | 0 | 0 | 0 | 0.0051939 | 0.009822 | 0.33904 | 0 | 0 | 0 | 0.34886 | 0% | 100% | 0% | 0% | 0% | 0 | 0.3051 | 0 | 0 | 0 | 0.3051 | 0 | 0.30687 | 0 | 0 | 0 | 0.30687 | 0 | 0.0368 | 0 | 0 | 0 | 0.0368 | 0 | 0.0051939 | 0 | 0 | 0 | 0.0051939 | 0 | 0.34886 | 0 | 0 | 0 | 0.34886 | TRUE | 0% | 1.741% | 92.28% | 5.981% | 0% | 0% | FALSE | 0% | 0% | 0% | 0% | 0% | FALSE | 0% | 0% | 0% | 0% | 0% | 0% | 0% | 0% | N/A | N/A
| 88 | Line 90/92 Refurbishment | TRUE | Non-Labour | Transmission Lines | 100% | Replacement Expenditure | Transmission Lines | Repex | N/A | N/A | TL - Transmission towers | TL - Safe and Reliable Network | N/A | No | 0% | Safety security & reliability | Transmission Lines (2018 onwards) | 75.76% | TRUE | 37 | 2 | 2 | 1 | 2 | FALSE | FALSE | TRUE | 0.026538 | 0.92721 | 0 | 0 | 0 | 0.95374 | 0.026538 | 0.92721 | 0 | 0 | 0 | 0.95374 | 0.0037171 | 0.11066 | 0 | 0 | 0 | 0.11438 | 0.00049888 | 0.015644 | 0 | 0 | 0 | 0.016143 | 0.030754 | 1.0535 | 0 | 0 | 0 | 1.0843 | 0% | 100% | 0% | 0% | 0% | 0 | 0.95374 | 0 | 0 | 0 | 0.95374 | 0 | 0.95374 | 0 | 0 | 0 | 0.95374 | 0 | 0.11438 | 0 | 0 | 0 | 0.11438 | 0 | 0.016143 | 0 | 0 | 0 | 0.016143 | 0 | 1.0843 | 0 | 0 | 0 | 1.0843 | TRUE | 0% | 1.741% | 92.28% | 5.981% | 0% | 0% | FALSE | 0% | 0% | 0% | 0% | 0% | FALSE | 0% | 0% | 0% | 0% | 0% | 0% | 0% | 0% | N/A | N/A
| 89 | Line 92/93 Refurbishment | TRUE | Labour | Transmission Lines | 100% | Replacement Expenditure | Transmission Lines | Repex | N/A | N/A | TL - Transmission towers | TL - Safe and Reliable Network | N/A | No | 0% | Safety security & reliability | Transmission Lines (2018 onwards) | 23.25% | TRUE | 38 | 1 | 1 | 1 | 1 | FALSE | FALSE | TRUE | 0.012734 | 0.49939 | 0 | 0 | 0 | 0.51212 | 0.012713 | 0.50239 | 0 | 0 | 0 | 0.5151 | 0.0017807 | 0.05996 | 0 | 0 | 0 | 0.061741 | 0.00023899 | 0.0084766 | 0 | 0 | 0 | 0.0087156 | 0.014733 | 0.57083 | 0 | 0 | 0 | 0.58556 | 0% | 100% | 0% | 0% | 0% | 0 | 0.51212 | 0 | 0 | 0 | 0.51212 | 0 | 0.5151 | 0 | 0 | 0 | 0.5151 | 0 | 0.061741 | 0 | 0 | 0 | 0.061741 | 0 | 0.0087156 | 0 | 0 | 0 | 0.0087156 | 0 | 0.58556 | 0 | 0 | 0 | 0.58556 | TRUE | 0% | 1.736% | 45.68% | 52.58% | 0% | 0% | FALSE | 0% | 0% | 0% | 0% | 0% | FALSE | 0% | 0% | 0% | 0% | 0% | 0% | 0% | 0% | N/A | N/A
| 90 | Line 92/93 Refurbishment | TRUE | Non-Labour | Transmission Lines | 100% | Replacement Expenditure | Transmission Lines | Repex | N/A | N/A | TL - Transmission towers | TL - Safe and Reliable Network | N/A | No | 0% | Safety security & reliability | Transmission Lines (2018 onwards) | 76.75% | TRUE | 38 | 2 | 2 | 1 | 2 | FALSE | FALSE | TRUE | 0.042025 | 1.6481 | 0 | 0 | 0 | 1.6901 | 0.042025 | 1.6481 | 0 | 0 | 0 | 1.6901 | 0.0058862 | 0.1967 | 0 | 0 | 0 | 0.20259 | 0.00079001 | 0.027808 | 0 | 0 | 0 | 0.028598 | 0.048701 | 1.8726 | 0 | 0 | 0 | 1.9213 | 0% | 100% | 0% | 0% | 0% | 0 | 1.6901 | 0 | 0 | 0 | 1.6901 | 0 | 1.6901 | 0 | 0 | 0 | 1.6901 | 0 | 0.20259 | 0 | 0 | 0 | 0.20259 | 0 | 0.028598 | 0 | 0 | 0 | 0.028598 | 0 | 1.9213 | 0 | 0 | 0 | 1.9213 | TRUE | 0% | 1.736% | 45.68% | 52.58% | 0% | 0% | FALSE | 0% | 0% | 0% | 0% | 0% | FALSE | 0% | 0% | 0% | 0% | 0% | 0% | 0% | 0% | N/A | N/A
| 91 | Line 94/96 Refurbishment | TRUE | Labour | Transmission Lines | 100% | Replacement Expenditure | Transmission Lines | Repex | N/A | N/A | TL - Transmission towers | TL - Safe and Reliable Network | N/A | No | 0% | Safety security & reliability | Transmission Lines (2018 onwards) | 12.15% | TRUE | 39 | 1 | 1 | 1 | 1 | FALSE | FALSE | TRUE | 0 | 0 | 0.0070367 | 0.37086 | 0.018309 | 0.39621 | 0 | 0 | 0.0071427 | 0.37955 | 0.018853 | 0.40555 | 0 | 0 | 0.00092885 | 0.054386 | 0.0023062 | 0.057622 | 0 | 0 | 0.00013109 | 0.0076938 | 0.00033755 | 0.0081625 | 0 | 0 | 0.0082027 | 0.44163 | 0.021497 | 0.47133 | 0% | 0% | 0% | 0% | 100% | 0 | 0 | 0 | 0 | 0.39621 | 0.39621 | 0 | 0 | 0 | 0 | 0.40555 | 0.40555 | 0 | 0 | 0 | 0 | 0.057622 | 0.057622 | 0 | 0 | 0 | 0 | 0.0081625 | 0.0081625 | 0 | 0 | 0 | 0 | 0.47133 | 0.47133 | TRUE | 0% | 34.95% | 43.36% | 21.69% | 0% | 0% | FALSE | 0% | 0% | 0% | 0% | 0% | FALSE | 0% | 0% | 0% | 0% | 0% | 0% | 0% | 0% | N/A | N/A
| 92 | Line 94/96 Refurbishment | TRUE | Non-Labour | Transmission Lines | 100% | Replacement Expenditure | Transmission Lines | Repex | N/A | N/A | TL - Transmission towers | TL - Safe and Reliable Network | N/A | No | 0% | Safety security & reliability | Transmission Lines (2018 onwards) | 87.85% | TRUE | 39 | 2 | 2 | 1 | 2 | FALSE | FALSE | TRUE | 0 | 0 | 0.050856 | 2.6803 | 0.13232 | 2.8635 | 0 | 0 | 0.050856 | 2.6803 | 0.13232 | 2.8635 | 0 | 0 | 0.0066133 | 0.38406 | 0.016186 | 0.40686 | 0 | 0 | 0.00093338 | 0.054332 | 0.0023691 | 0.057635 | 0 | 0 | 0.058402 | 3.1187 | 0.15088 | 3.328 | 0% | 0% | 0% | 0% | 100% | 0 | 0 | 0 | 0 | 2.8635 | 2.8635 | 0 | 0 | 0 | 0 | 2.8635 | 2.8635 | 0 | 0 | 0 | 0 | 0.40686 | 0.40686 | 0 | 0 | 0 | 0 | 0.057635 | 0.057635 | 0 | 0 | 0 | 0 | 3.328 | 3.328 | TRUE | 0% | 34.95% | 43.36% | 21.69% | 0% | 0% | FALSE | 0% | 0% | 0% | 0% | 0% | FALSE | 0% | 0% | 0% | 0% | 0% | 0% | 0% | 0% | N/A | N/A
| 93 | Line 947 Refurbishment | TRUE | Labour | Transmission Lines | 100% | Replacement Expenditure | Transmission Lines | Repex | N/A | N/A | TL - Transmission poles | TL - Safe and Reliable Network | N/A | No | 0% | Safety security & reliability | Transmission Lines (2018 onwards) | 13.9% | TRUE | 40 | 1 | 1 | 1 | 1 | FALSE | FALSE | TRUE | 0 | 0 | 0 | 0.017554 | 0.68841 | 0.70596 | 0 | 0 | 0 | 0.017965 | 0.70887 | 0.72684 | 0 | 0 | 0 | 0.0025742 | 0.086714 | 0.089288 | 0 | 0 | 0 | 0.00036416 | 0.012692 | 0.013056 | 0 | 0 | 0 | 0.020903 | 0.80828 | 0.82918 | 0% | 0% | 0% | 0% | 100% | 0 | 0 | 0 | 0 | 0.70596 | 0.70596 | 0 | 0 | 0 | 0 | 0.72684 | 0.72684 | 0 | 0 | 0 | 0 | 0.089288 | 0.089288 | 0 | 0 | 0 | 0 | 0.013056 | 0.013056 | 0 | 0 | 0 | 0 | 0.82918 | 0.82918 | TRUE | 95.81% | 0% | 0.8544% | 3.337% | 0% | 0% | FALSE | 0% | 0% | 0% | 0% | 0% | FALSE | 0% | 0% | 0% | 0% | 0% | 0% | 0% | 0% | N/A | N/A
| 94 | Line 947 Refurbishment | TRUE | Non-Labour | Transmission Lines | 100% | Replacement Expenditure | Transmission Lines | Repex | N/A | N/A | TL - Transmission poles | TL - Safe and Reliable Network | N/A | No | 0% | Safety security & reliability | Transmission Lines (2018 onwards) | 86.1% | TRUE | 40 | 2 | 2 | 1 | 2 | FALSE | FALSE | TRUE | 0 | 0 | 0 | 0.10874 | 4.2646 | 4.3734 | 0 | 0 | 0 | 0.10874 | 4.2646 | 4.3734 | 0 | 0 | 0 | 0.015582 | 0.52168 | 0.53726 | 0 | 0 | 0 | 0.0022043 | 0.076356 | 0.07856 | 0 | 0 | 0 | 0.12653 | 4.8627 | 4.9892 | 0% | 0% | 0% | 0% | 100% | 0 | 0 | 0 | 0 | 4.3734 | 4.3734 | 0 | 0 | 0 | 0 | 4.3734 | 4.3734 | 0 | 0 | 0 | 0 | 0.53726 | 0.53726 | 0 | 0 | 0 | 0 | 0.07856 | 0.07856 | 0 | 0 | 0 | 0 | 4.9892 | 4.9892 | TRUE | 95.81% | 0% | 0.8544% | 3.337% | 0% | 0% | FALSE | 0% | 0% | 0% | 0% | 0% | FALSE | 0% | 0% | 0% | 0% | 0% | 0% | 0% | 0% | N/A | N/A
| 95 | Line 94M Refurbishment | TRUE | Labour | Transmission Lines | 100% | Replacement Expenditure | Transmission Lines | Repex | N/A | N/A | TL - Transmission poles | TL - Safe and Reliable Network | N/A | No | 0% | Safety security & reliability | Transmission Lines (2018 onwards) | 14.07% | TRUE | 41 | 1 | 1 | 1 | 1 | FALSE | FALSE | TRUE | 0 | 0.02025 | 0.89055 | 0 | 0 | 0.9108 | 0 | 0.020372 | 0.90397 | 0 | 0 | 0.92434 | 0 | 0.0024314 | 0.11755 | 0 | 0 | 0.11998 | 0 | 0.00034373 | 0.016591 | 0 | 0 | 0.016935 | 0 | 0.023147 | 1.0381 | 0 | 0 | 1.0613 | 0% | 0% | 100% | 0% | 0% | 0 | 0 | 0.9108 | 0 | 0 | 0.9108 | 0 | 0 | 0.92434 | 0 | 0 | 0.92434 | 0 | 0 | 0.11998 | 0 | 0 | 0.11998 | 0 | 0 | 0.016935 | 0 | 0 | 0.016935 | 0 | 0 | 1.0613 | 0 | 0 | 1.0613 | TRUE | 95.94% | 0% | 0.7187% | 3.344% | 0% | 0% | FALSE | 0% | 0% | 0% | 0% | 0% | FALSE | 0% | 0% | 0% | 0% | 0% | 0% | 0% | 0% | N/A | N/A
| 96 | Line 94M Refurbishment | TRUE | Non-Labour | Transmission Lines | 100% | Replacement Expenditure | Transmission Lines | Repex | N/A | N/A | TL - Transmission poles | TL - Safe and Reliable Network | N/A | No | 0% | Safety security & reliability | Transmission Lines (2018 onwards) | 85.93% | TRUE | 41 | 2 | 2 | 1 | 2 | FALSE | FALSE | TRUE | 0 | 0.12365 | 5.4378 | 0 | 0 | 5.5614 | 0 | 0.12365 | 5.4378 | 0 | 0 | 5.5614 | 0 | 0.014758 | 0.70714 | 0 | 0 | 0.72189 | 0 | 0.0020863 | 0.099803 | 0 | 0 | 0.10189 | 0 | 0.14049 | 6.2447 | 0 | 0 | 6.3852 | 0% | 0% | 100% | 0% | 0% | 0 | 0 | 5.5614 | 0 | 0 | 5.5614 | 0 | 0 | 5.5614 | 0 | 0 | 5.5614 | 0 | 0 | 0.72189 | 0 | 0 | 0.72189 | 0 | 0 | 0.10189 | 0 | 0 | 0.10189 | 0 | 0 | 6.3852 | 0 | 0 | 6.3852 | TRUE | 95.94% | 0% | 0.7187% | 3.344% | 0% | 0% | FALSE | 0% | 0% | 0% | 0% | 0% | FALSE | 0% | 0% | 0% | 0% | 0% | 0% | 0% | 0% | N/A | N/A
| 97 | Line 94U Refurbishment | TRUE | Labour | Transmission Lines | 100% | Replacement Expenditure | Transmission Lines | Repex | N/A | N/A | TL - Transmission poles | TL - Safe and Reliable Network | N/A | No | 0% | Safety security & reliability | Transmission Lines (2018 onwards) | 9.874% | TRUE | 42 | 1 | 1 | 1 | 1 | FALSE | FALSE | TRUE | 0 | 0 | 0.032062 | 1.6898 | 0.083423 | 1.8053 | 0 | 0 | 0.032545 | 1.7294 | 0.085903 | 1.8479 | 0 | 0 | 0.0042322 | 0.24781 | 0.010508 | 0.26255 | 0 | 0 | 0.00059733 | 0.035057 | 0.001538 | 0.037192 | 0 | 0 | 0.037375 | 2.0123 | 0.097949 | 2.1476 | 0% | 0% | 0% | 0% | 100% | 0 | 0 | 0 | 0 | 1.8053 | 1.8053 | 0 | 0 | 0 | 0 | 1.8479 | 1.8479 | 0 | 0 | 0 | 0 | 0.26255 | 0.26255 | 0 | 0 | 0 | 0 | 0.037192 | 0.037192 | 0 | 0 | 0 | 0 | 2.1476 | 2.1476 | TRUE | 90.61% | 0% | 3.552% | 5.841% | 0% | 0% | FALSE | 0% | 0% | 0% | 0% | 0% | FALSE | 0% | 0% | 0% | 0% | 0% | 0% | 0% | 0% | N/A | N/A
| 98 | Line 94U Refurbishment | TRUE | Non-Labour | Transmission Lines | 100% | Replacement Expenditure | Transmission Lines | Repex | N/A | N/A | TL - Transmission poles | TL - Safe and Reliable Network | N/A | No | 0% | Safety security & reliability | Transmission Lines (2018 onwards) | 90.13% | TRUE | 42 | 2 | 2 | 1 | 2 | FALSE | FALSE | TRUE | 0 | 0 | 0.29265 | 15.4238 | 0.76145 | 16.4779 | 0 | 0 | 0.29265 | 15.4238 | 0.76145 | 16.4779 | 0 | 0 | 0.038056 | 2.2101 | 0.093145 | 2.3413 | 0 | 0 | 0.0053712 | 0.31265 | 0.013633 | 0.33166 | 0 | 0 | 0.33608 | 17.9466 | 0.86822 | 19.1509 | 0% | 0% | 0% | 0% | 100% | 0 | 0 | 0 | 0 | 16.4779 | 16.4779 | 0 | 0 | 0 | 0 | 16.4779 | 16.4779 | 0 | 0 | 0 | 0 | 2.3413 | 2.3413 | 0 | 0 | 0 | 0 | 0.33166 | 0.33166 | 0 | 0 | 0 | 0 | 19.1509 | 19.1509 | TRUE | 90.61% | 0% | 3.552% | 5.841% | 0% | 0% | FALSE | 0% | 0% | 0% | 0% | 0% | FALSE | 0% | 0% | 0% | 0% | 0% | 0% | 0% | 0% | N/A | N/A
| 99 | Line 95 Refurbishment | TRUE | Labour | Transmission Lines | 100% | Replacement Expenditure | Transmission Lines | Repex | N/A | N/A | TL - Transmission towers | TL - Safe and Reliable Network | N/A | No | 0% | Safety security & reliability | Transmission Lines (2018 onwards) | 25.46% | TRUE | 43 | 1 | 1 | 1 | 1 | FALSE | FALSE | TRUE | 0 | 0.012196 | 0.4783 | 0 | 0 | 0.4905 | 0 | 0.012269 | 0.48551 | 0 | 0 | 0.49778 | 0 | 0.0014644 | 0.063136 | 0 | 0 | 0.064601 | 0 | 0.00020702 | 0.0089109 | 0 | 0 | 0.0091179 | 0 | 0.013941 | 0.55756 | 0 | 0 | 0.5715 | 0% | 0% | 100% | 0% | 0% | 0 | 0 | 0.4905 | 0 | 0 | 0.4905 | 0 | 0 | 0.49778 | 0 | 0 | 0.49778 | 0 | 0 | 0.064601 | 0 | 0 | 0.064601 | 0 | 0 | 0.0091179 | 0 | 0 | 0.0091179 | 0 | 0 | 0.5715 | 0 | 0 | 0.5715 | TRUE | 0% | 67.78% | 26.15% | 6.068% | 0% | 0% | FALSE | 0% | 0% | 0% | 0% | 0% | FALSE | 0% | 0% | 0% | 0% | 0% | 0% | 0% | 0% | N/A | N/A
| 100 | Line 95 Refurbishment | TRUE | Non-Labour | Transmission Lines | 100% | Replacement Expenditure | Transmission Lines | Repex | N/A | N/A | TL - Transmission towers | TL - Safe and Reliable Network | N/A | No | 0% | Safety security & reliability | Transmission Lines (2018 onwards) | 74.54% | TRUE | 43 | 2 | 2 | 1 | 2 | FALSE | FALSE | TRUE | 0 | 0.035715 | 1.4007 | 0 | 0 | 1.4364 | 0 | 0.035715 | 1.4007 | 0 | 0 | 1.4364 | 0 | 0.0042626 | 0.18214 | 0 | 0 | 0.18641 | 0 | 0.00060261 | 0.025707 | 0 | 0 | 0.02631 | 0 | 0.040581 | 1.6085 | 0 | 0 | 1.6491 | 0% | 0% | 100% | 0% | 0% | 0 | 0 | 1.4364 | 0 | 0 | 1.4364 | 0 | 0 | 1.4364 | 0 | 0 | 1.4364 | 0 | 0 | 0.18641 | 0 | 0 | 0.18641 | 0 | 0 | 0.02631 | 0 | 0 | 0.02631 | 0 | 0 | 1.6491 | 0 | 0 | 1.6491 | TRUE | 0% | 67.78% | 26.15% | 6.068% | 0% | 0% | FALSE | 0% | 0% | 0% | 0% | 0% | FALSE | 0% | 0% | 0% | 0% | 0% | 0% | 0% | 0% | N/A | N/A
| 101 | Line 963 Refurb | TRUE | Labour | Transmission Lines | 100% | Replacement Expenditure | Transmission Lines | Repex | N/A | N/A | TL - Transmission poles | TL - Safe and Reliable Network | N/A | No | 0% | Safety security & reliability | Transmission Lines (2018 onwards) | 13.24% | TRUE | 44 | 1 | 1 | 1 | 1 | FALSE | FALSE | TRUE | 0.013712 | 0.3485 | 0.6103 | 0 | 0 | 0.97251 | 0.01369 | 0.3506 | 0.6195 | 0 | 0 | 0.98379 | 0.0019175 | 0.041844 | 0.08056 | 0 | 0 | 0.12432 | 0.00025736 | 0.0059155 | 0.01137 | 0 | 0 | 0.017543 | 0.015865 | 0.39836 | 0.71143 | 0 | 0 | 1.1257 | 0% | 0% | 100% | 0% | 0% | 0 | 0 | 0.97251 | 0 | 0 | 0.97251 | 0 | 0 | 0.98379 | 0 | 0 | 0.98379 | 0 | 0 | 0.12432 | 0 | 0 | 0.12432 | 0 | 0 | 0.017543 | 0 | 0 | 0.017543 | 0 | 0 | 1.1257 | 0 | 0 | 1.1257 | TRUE | 43.62% | 0% | 33.06% | 23.32% | 0% | 0% | FALSE | 0% | 0% | 0% | 0% | 0% | FALSE | 0% | 0% | 0% | 0% | 0% | 0% | 0% | 0% | N/A | N/A
| 102 | Line 963 Refurb | TRUE | Non-Labour | Transmission Lines | 100% | Replacement Expenditure | Transmission Lines | Repex | N/A | N/A | TL - Transmission poles | TL - Safe and Reliable Network | N/A | No | 0% | Safety security & reliability | Transmission Lines (2018 onwards) | 86.76% | TRUE | 44 | 2 | 2 | 1 | 2 | FALSE | FALSE | TRUE | 0.089882 | 2.2843 | 4.0004 | 0 | 0 | 6.3746 | 0.089882 | 2.2843 | 4.0004 | 0 | 0 | 6.3746 | 0.012589 | 0.27264 | 0.52021 | 0 | 0 | 0.80544 | 0.0016897 | 0.038543 | 0.073421 | 0 | 0 | 0.11365 | 0.10416 | 2.5955 | 4.594 | 0 | 0 | 7.2937 | 0% | 0% | 100% | 0% | 0% | 0 | 0 | 6.3746 | 0 | 0 | 6.3746 | 0 | 0 | 6.3746 | 0 | 0 | 6.3746 | 0 | 0 | 0.80544 | 0 | 0 | 0.80544 | 0 | 0 | 0.11365 | 0 | 0 | 0.11365 | 0 | 0 | 7.2937 | 0 | 0 | 7.2937 | TRUE | 43.62% | 0% | 33.06% | 23.32% | 0% | 0% | FALSE | 0% | 0% | 0% | 0% | 0% | FALSE | 0% | 0% | 0% | 0% | 0% | 0% | 0% | 0% | N/A | N/A
| 103 | Line 963/96P Refurbishment | FALSE | Labour | Transmission Lines | 100% | Replacement Expenditure | Transmission Lines | Repex | N/A | N/A | TL - Transmission poles | TL - Safe and Reliable Network | N/A | No | 0% | Safety security & reliability | Transmission Lines (2018 onwards) | 0% | TRUE | 45 | 1 | 1 | 1 | 1 | FALSE | FALSE | TRUE | 0 | 0 | 0 | 0 | 0 | 0 | 0 | 0 | 0 | 0 | 0 | 0 | 0 | 0 | 0 | 0 | 0 | 0 | 0 | 0 | 0 | 0 | 0 | 0 | 0 | 0 | 0 | 0 | 0 | 0 | 0% | 0% | 0% | 0% | 0% | 0 | 0 | 0 | 0 | 0 | 0 | 0 | 0 | 0 | 0 | 0 | 0 | 0 | 0 | 0 | 0 | 0 | 0 | 0 | 0 | 0 | 0 | 0 | 0 | 0 | 0 | 0 | 0 | 0 | 0 | TRUE | 0% | 0% | 100% | 0% | 0% | 0% | FALSE | 0% | 0% | 0% | 0% | 0% | FALSE | 0% | 0% | 0% | 0% | 0% | 0% | 0% | 0% | N/A | N/A
| 104 | Line 963/96P Refurbishment | FALSE | Non-Labour | Transmission Lines | 100% | Replacement Expenditure | Transmission Lines | Repex | N/A | N/A | TL - Transmission poles | TL - Safe and Reliable Network | N/A | No | 0% | Safety security & reliability | Transmission Lines (2018 onwards) | 100% | TRUE | 45 | 2 | 2 | 1 | 2 | FALSE | FALSE | TRUE | 0 | 0 | 0 | 0 | 0 | 0 | 0 | 0 | 0 | 0 | 0 | 0 | 0 | 0 | 0 | 0 | 0 | 0 | 0 | 0 | 0 | 0 | 0 | 0 | 0 | 0 | 0 | 0 | 0 | 0 | 0% | 0% | 0% | 0% | 0% | 0 | 0 | 0 | 0 | 0 | 0 | 0 | 0 | 0 | 0 | 0 | 0 | 0 | 0 | 0 | 0 | 0 | 0 | 0 | 0 | 0 | 0 | 0 | 0 | 0 | 0 | 0 | 0 | 0 | 0 | TRUE | 0% | 0% | 100% | 0% | 0% | 0% | FALSE | 0% | 0% | 0% | 0% | 0% | FALSE | 0% | 0% | 0% | 0% | 0% | 0% | 0% | 0% | N/A | N/A
| 105 | Line 964 Refurbishment | TRUE | Labour | Transmission Lines | 100% | Replacement Expenditure | Transmission Lines | Repex | N/A | N/A | TL - Transmission poles | TL - Safe and Reliable Network | N/A | No | 0% | Safety security & reliability | Transmission Lines (2018 onwards) | 13.08% | TRUE | 46 | 1 | 1 | 1 | 1 | FALSE | FALSE | TRUE | 0.008407 | 0.3297 | 0 | 0 | 0 | 0.33811 | 0.0083934 | 0.33169 | 0 | 0 | 0 | 0.34008 | 0.0011756 | 0.039587 | 0 | 0 | 0 | 0.040763 | 0.00015779 | 0.0055964 | 0 | 0 | 0 | 0.0057542 | 0.0097268 | 0.37687 | 0 | 0 | 0 | 0.3866 | 0% | 100% | 0% | 0% | 0% | 0 | 0.33811 | 0 | 0 | 0 | 0.33811 | 0 | 0.34008 | 0 | 0 | 0 | 0.34008 | 0 | 0.040763 | 0 | 0 | 0 | 0.040763 | 0 | 0.0057542 | 0 | 0 | 0 | 0.0057542 | 0 | 0.3866 | 0 | 0 | 0 | 0.3866 | TRUE | 66.99% | 0% | 29.58% | 3.424% | 0% | 0% | FALSE | 0% | 0% | 0% | 0% | 0% | FALSE | 0% | 0% | 0% | 0% | 0% | 0% | 0% | 0% | N/A | N/A
| 106 | Line 964 Refurbishment | TRUE | Non-Labour | Transmission Lines | 100% | Replacement Expenditure | Transmission Lines | Repex | N/A | N/A | TL - Transmission poles | TL - Safe and Reliable Network | N/A | No | 0% | Safety security & reliability | Transmission Lines (2018 onwards) | 86.92% | TRUE | 46 | 2 | 2 | 1 | 2 | FALSE | FALSE | TRUE | 0.055881 | 2.1915 | 0 | 0 | 0 | 2.2474 | 0.055881 | 2.1915 | 0 | 0 | 0 | 2.2474 | 0.007827 | 0.26156 | 0 | 0 | 0 | 0.26939 | 0.0010505 | 0.036977 | 0 | 0 | 0 | 0.038027 | 0.064759 | 2.4901 | 0 | 0 | 0 | 2.5548 | 0% | 100% | 0% | 0% | 0% | 0 | 2.2474 | 0 | 0 | 0 | 2.2474 | 0 | 2.2474 | 0 | 0 | 0 | 2.2474 | 0 | 0.26939 | 0 | 0 | 0 | 0.26939 | 0 | 0.038027 | 0 | 0 | 0 | 0.038027 | 0 | 2.5548 | 0 | 0 | 0 | 2.5548 | TRUE | 66.99% | 0% | 29.58% | 3.424% | 0% | 0% | FALSE | 0% | 0% | 0% | 0% | 0% | FALSE | 0% | 0% | 0% | 0% | 0% | 0% | 0% | 0% | N/A | N/A
| 107 | Line 965 Refurbishment | FALSE | Labour | Transmission Lines | 100% | Replacement Expenditure | Transmission Lines | Repex | N/A | N/A | TL - Transmission poles | TL - Safe and Reliable Network | N/A | No | 0% | Safety security & reliability | Transmission Lines (2018 onwards) | 0% | TRUE | 47 | 1 | 1 | 1 | 1 | FALSE | FALSE | TRUE | 0 | 0 | 0 | 0 | 0 | 0 | 0 | 0 | 0 | 0 | 0 | 0 | 0 | 0 | 0 | 0 | 0 | 0 | 0 | 0 | 0 | 0 | 0 | 0 | 0 | 0 | 0 | 0 | 0 | 0 | 0% | 0% | 0% | 0% | 0% | 0 | 0 | 0 | 0 | 0 | 0 | 0 | 0 | 0 | 0 | 0 | 0 | 0 | 0 | 0 | 0 | 0 | 0 | 0 | 0 | 0 | 0 | 0 | 0 | 0 | 0 | 0 | 0 | 0 | 0 | TRUE | 70% | 0% | 30% | 0% | 0% | 0% | FALSE | 0% | 0% | 0% | 0% | 0% | FALSE | 0% | 0% | 0% | 0% | 0% | 0% | 0% | 0% | N/A | N/A
| 108 | Line 965 Refurbishment | FALSE | Non-Labour | Transmission Lines | 100% | Replacement Expenditure | Transmission Lines | Repex | N/A | N/A | TL - Transmission poles | TL - Safe and Reliable Network | N/A | No | 0% | Safety security & reliability | Transmission Lines (2018 onwards) | 100% | TRUE | 47 | 2 | 2 | 1 | 2 | FALSE | FALSE | TRUE | 0 | 0 | 0 | 0 | 0 | 0 | 0 | 0 | 0 | 0 | 0 | 0 | 0 | 0 | 0 | 0 | 0 | 0 | 0 | 0 | 0 | 0 | 0 | 0 | 0 | 0 | 0 | 0 | 0 | 0 | 0% | 0% | 0% | 0% | 0% | 0 | 0 | 0 | 0 | 0 | 0 | 0 | 0 | 0 | 0 | 0 | 0 | 0 | 0 | 0 | 0 | 0 | 0 | 0 | 0 | 0 | 0 | 0 | 0 | 0 | 0 | 0 | 0 | 0 | 0 | TRUE | 70% | 0% | 30% | 0% | 0% | 0% | FALSE | 0% | 0% | 0% | 0% | 0% | FALSE | 0% | 0% | 0% | 0% | 0% | 0% | 0% | 0% | N/A | N/A
| 109 | Line 966 Refurbishment | TRUE | Labour | Transmission Lines | 100% | Replacement Expenditure | Transmission Lines | Repex | N/A | N/A | TL - Transmission poles | TL - Safe and Reliable Network | N/A | No | 0% | Safety security & reliability | Transmission Lines (2018 onwards) | 13.87% | TRUE | 48 | 1 | 1 | 1 | 1 | FALSE | FALSE | TRUE | 0.034497 | 1.7009 | 0 | 0 | 0 | 1.7354 | 0.034441 | 1.7111 | 0 | 0 | 0 | 1.7455 | 0.0048241 | 0.20422 | 0 | 0 | 0 | 0.20904 | 0.00064745 | 0.028871 | 0 | 0 | 0 | 0.029518 | 0.039913 | 1.9442 | 0 | 0 | 0 | 1.9841 | 0% | 100% | 0% | 0% | 0% | 0 | 1.7354 | 0 | 0 | 0 | 1.7354 | 0 | 1.7455 | 0 | 0 | 0 | 1.7455 | 0 | 0.20904 | 0 | 0 | 0 | 0.20904 | 0 | 0.029518 | 0 | 0 | 0 | 0.029518 | 0 | 1.9841 | 0 | 0 | 0 | 1.9841 | TRUE | 95.98% | 0% | 0.8171% | 3.199% | 0% | 0% | FALSE | 0% | 0% | 0% | 0% | 0% | FALSE | 0% | 0% | 0% | 0% | 0% | 0% | 0% | 0% | N/A | N/A
| 110 | Line 966 Refurbishment | TRUE | Non-Labour | Transmission Lines | 100% | Replacement Expenditure | Transmission Lines | Repex | N/A | N/A | TL - Transmission poles | TL - Safe and Reliable Network | N/A | No | 0% | Safety security & reliability | Transmission Lines (2018 onwards) | 86.13% | TRUE | 48 | 2 | 2 | 1 | 2 | FALSE | FALSE | TRUE | 0.21418 | 10.56 | 0 | 0 | 0 | 10.7742 | 0.21418 | 10.56 | 0 | 0 | 0 | 10.7742 | 0.029999 | 1.2603 | 0 | 0 | 0 | 1.2903 | 0.0040263 | 0.17817 | 0 | 0 | 0 | 0.1822 | 0.24821 | 11.9985 | 0 | 0 | 0 | 12.2467 | 0% | 100% | 0% | 0% | 0% | 0 | 10.7742 | 0 | 0 | 0 | 10.7742 | 0 | 10.7742 | 0 | 0 | 0 | 10.7742 | 0 | 1.2903 | 0 | 0 | 0 | 1.2903 | 0 | 0.1822 | 0 | 0 | 0 | 0.1822 | 0 | 12.2467 | 0 | 0 | 0 | 12.2467 | TRUE | 95.98% | 0% | 0.8171% | 3.199% | 0% | 0% | FALSE | 0% | 0% | 0% | 0% | 0% | FALSE | 0% | 0% | 0% | 0% | 0% | 0% | 0% | 0% | N/A | N/A
| 111 | Line 977/1 Refurbishment | TRUE | Labour | Transmission Lines | 100% | Replacement Expenditure | Transmission Lines | Repex | N/A | N/A | TL - Transmission poles | TL - Safe and Reliable Network | N/A | No | 0% | Safety security & reliability | Transmission Lines (2018 onwards) | 14.69% | TRUE | 49 | 1 | 1 | 1 | 1 | FALSE | FALSE | TRUE | 0.013501 | 0.080136 | 1.1282 | 0 | 0 | 1.2218 | 0.013479 | 0.080618 | 1.1452 | 0 | 0 | 1.2393 | 0.001888 | 0.0096218 | 0.14892 | 0 | 0 | 0.16043 | 0.00025339 | 0.0013602 | 0.021018 | 0 | 0 | 0.022632 | 0.015621 | 0.0916 | 1.3151 | 0 | 0 | 1.4223 | 0% | 0% | 100% | 0% | 0% | 0 | 0 | 1.2218 | 0 | 0 | 1.2218 | 0 | 0 | 1.2393 | 0 | 0 | 1.2393 | 0 | 0 | 0.16043 | 0 | 0 | 0.16043 | 0 | 0 | 0.022632 | 0 | 0 | 0.022632 | 0 | 0 | 1.4223 | 0 | 0 | 1.4223 | TRUE | 45.22% | 0% | 51.41% | 3.378% | 0% | 0% | FALSE | 0% | 0% | 0% | 0% | 0% | FALSE | 0% | 0% | 0% | 0% | 0% | 0% | 0% | 0% | N/A | N/A
| 112 | Line 977/1 Refurbishment | TRUE | Non-Labour | Transmission Lines | 100% | Replacement Expenditure | Transmission Lines | Repex | N/A | N/A | TL - Transmission poles | TL - Safe and Reliable Network | N/A | No | 0% | Safety security & reliability | Transmission Lines (2018 onwards) | 85.31% | TRUE | 49 | 2 | 2 | 1 | 2 | FALSE | FALSE | TRUE | 0.078393 | 0.4653 | 6.5507 | 0 | 0 | 7.0944 | 0.078393 | 0.4653 | 6.5507 | 0 | 0 | 7.0944 | 0.01098 | 0.055534 | 0.85186 | 0 | 0 | 0.91837 | 0.0014737 | 0.0078508 | 0.12023 | 0 | 0 | 0.12955 | 0.090846 | 0.52869 | 7.5227 | 0 | 0 | 8.1423 | 0% | 0% | 100% | 0% | 0% | 0 | 0 | 7.0944 | 0 | 0 | 7.0944 | 0 | 0 | 7.0944 | 0 | 0 | 7.0944 | 0 | 0 | 0.91837 | 0 | 0 | 0.91837 | 0 | 0 | 0.12955 | 0 | 0 | 0.12955 | 0 | 0 | 8.1423 | 0 | 0 | 8.1423 | TRUE | 45.22% | 0% | 51.41% | 3.378% | 0% | 0% | FALSE | 0% | 0% | 0% | 0% | 0% | FALSE | 0% | 0% | 0% | 0% | 0% | 0% | 0% | 0% | N/A | N/A
| 113 | Line 978 Refurbishment | FALSE | Labour | Transmission Lines | 100% | Replacement Expenditure | Transmission Lines | Repex | N/A | N/A | TL - Transmission poles | TL - Safe and Reliable Network | N/A | No | 0% | Safety security & reliability | Transmission Lines (2018 onwards) | 0% | TRUE | 50 | 1 | 1 | 1 | 1 | FALSE | FALSE | TRUE | 0 | 0 | 0 | 0 | 0 | 0 | 0 | 0 | 0 | 0 | 0 | 0 | 0 | 0 | 0 | 0 | 0 | 0 | 0 | 0 | 0 | 0 | 0 | 0 | 0 | 0 | 0 | 0 | 0 | 0 | 0% | 0% | 0% | 0% | 0% | 0 | 0 | 0 | 0 | 0 | 0 | 0 | 0 | 0 | 0 | 0 | 0 | 0 | 0 | 0 | 0 | 0 | 0 | 0 | 0 | 0 | 0 | 0 | 0 | 0 | 0 | 0 | 0 | 0 | 0 | TRUE | 0% | 0% | 100% | 0% | 0% | 0% | FALSE | 0% | 0% | 0% | 0% | 0% | FALSE | 0% | 0% | 0% | 0% | 0% | 0% | 0% | 0% | N/A | N/A
| 114 | Line 978 Refurbishment | FALSE | Non-Labour | Transmission Lines | 100% | Replacement Expenditure | Transmission Lines | Repex | N/A | N/A | TL - Transmission poles | TL - Safe and Reliable Network | N/A | No | 0% | Safety security & reliability | Transmission Lines (2018 onwards) | 100% | TRUE | 50 | 2 | 2 | 1 | 2 | FALSE | FALSE | TRUE | 0 | 0 | 0 | 0 | 0 | 0 | 0 | 0 | 0 | 0 | 0 | 0 | 0 | 0 | 0 | 0 | 0 | 0 | 0 | 0 | 0 | 0 | 0 | 0 | 0 | 0 | 0 | 0 | 0 | 0 | 0% | 0% | 0% | 0% | 0% | 0 | 0 | 0 | 0 | 0 | 0 | 0 | 0 | 0 | 0 | 0 | 0 | 0 | 0 | 0 | 0 | 0 | 0 | 0 | 0 | 0 | 0 | 0 | 0 | 0 | 0 | 0 | 0 | 0 | 0 | TRUE | 0% | 0% | 100% | 0% | 0% | 0% | FALSE | 0% | 0% | 0% | 0% | 0% | FALSE | 0% | 0% | 0% | 0% | 0% | 0% | 0% | 0% | N/A | N/A
| 115 | Line 991 Refurbishment | FALSE | Labour | Transmission Lines | 100% | Replacement Expenditure | Transmission Lines | Repex | N/A | N/A | TL - Transmission poles | TL - Safe and Reliable Network | N/A | No | 0% | Safety security & reliability | Transmission Lines (2018 onwards) | 0% | TRUE | 51 | 1 | 1 | 1 | 1 | FALSE | FALSE | TRUE | 0 | 0 | 0 | 0 | 0 | 0 | 0 | 0 | 0 | 0 | 0 | 0 | 0 | 0 | 0 | 0 | 0 | 0 | 0 | 0 | 0 | 0 | 0 | 0 | 0 | 0 | 0 | 0 | 0 | 0 | 0% | 0% | 0% | 0% | 0% | 0 | 0 | 0 | 0 | 0 | 0 | 0 | 0 | 0 | 0 | 0 | 0 | 0 | 0 | 0 | 0 | 0 | 0 | 0 | 0 | 0 | 0 | 0 | 0 | 0 | 0 | 0 | 0 | 0 | 0 | TRUE | 70% | 0% | 30% | 0% | 0% | 0% | FALSE | 0% | 0% | 0% | 0% | 0% | FALSE | 0% | 0% | 0% | 0% | 0% | 0% | 0% | 0% | N/A | N/A
| 116 | Line 991 Refurbishment | FALSE | Non-Labour | Transmission Lines | 100% | Replacement Expenditure | Transmission Lines | Repex | N/A | N/A | TL - Transmission poles | TL - Safe and Reliable Network | N/A | No | 0% | Safety security & reliability | Transmission Lines (2018 onwards) | 100% | TRUE | 51 | 2 | 2 | 1 | 2 | FALSE | FALSE | TRUE | 0 | 0 | 0 | 0 | 0 | 0 | 0 | 0 | 0 | 0 | 0 | 0 | 0 | 0 | 0 | 0 | 0 | 0 | 0 | 0 | 0 | 0 | 0 | 0 | 0 | 0 | 0 | 0 | 0 | 0 | 0% | 0% | 0% | 0% | 0% | 0 | 0 | 0 | 0 | 0 | 0 | 0 | 0 | 0 | 0 | 0 | 0 | 0 | 0 | 0 | 0 | 0 | 0 | 0 | 0 | 0 | 0 | 0 | 0 | 0 | 0 | 0 | 0 | 0 | 0 | TRUE | 70% | 0% | 30% | 0% | 0% | 0% | FALSE | 0% | 0% | 0% | 0% | 0% | FALSE | 0% | 0% | 0% | 0% | 0% | 0% | 0% | 0% | N/A | N/A
| 117 | Line 99B Refurbishment | TRUE | Labour | Transmission Lines | 100% | Replacement Expenditure | Transmission Lines | Repex | N/A | N/A | TL - Transmission poles | TL - Safe and Reliable Network | N/A | No | 0% | Safety security & reliability | Transmission Lines (2018 onwards) | 13.06% | TRUE | 52 | 1 | 1 | 1 | 1 | FALSE | FALSE | TRUE | 0.01016 | 0.39845 | 0 | 0 | 0 | 0.40861 | 0.010143 | 0.40084 | 0 | 0 | 0 | 0.41099 | 0.0014208 | 0.047841 | 0 | 0 | 0 | 0.049262 | 0.00019068 | 0.0067633 | 0 | 0 | 0 | 0.006954 | 0.011755 | 0.45545 | 0 | 0 | 0 | 0.4672 | 0% | 100% | 0% | 0% | 0% | 0 | 0.40861 | 0 | 0 | 0 | 0.40861 | 0 | 0.41099 | 0 | 0 | 0 | 0.41099 | 0 | 0.049262 | 0 | 0 | 0 | 0.049262 | 0 | 0.006954 | 0 | 0 | 0 | 0.006954 | 0 | 0.4672 | 0 | 0 | 0 | 0.4672 | TRUE | 96.02% | 0% | 0.9221% | 3.054% | 0% | 0% | FALSE | 0% | 0% | 0% | 0% | 0% | FALSE | 0% | 0% | 0% | 0% | 0% | 0% | 0% | 0% | N/A | N/A
| 118 | Line 99B Refurbishment | TRUE | Non-Labour | Transmission Lines | 100% | Replacement Expenditure | Transmission Lines | Repex | N/A | N/A | TL - Transmission poles | TL - Safe and Reliable Network | N/A | No | 0% | Safety security & reliability | Transmission Lines (2018 onwards) | 86.94% | TRUE | 52 | 2 | 2 | 1 | 2 | FALSE | FALSE | TRUE | 0.067653 | 2.6532 | 0 | 0 | 0 | 2.7208 | 0.067653 | 2.6532 | 0 | 0 | 0 | 2.7208 | 0.0094759 | 0.31666 | 0 | 0 | 0 | 0.32613 | 0.0012718 | 0.044766 | 0 | 0 | 0 | 0.046038 | 0.0784 | 3.0146 | 0 | 0 | 0 | 3.093 | 0% | 100% | 0% | 0% | 0% | 0 | 2.7208 | 0 | 0 | 0 | 2.7208 | 0 | 2.7208 | 0 | 0 | 0 | 2.7208 | 0 | 0.32613 | 0 | 0 | 0 | 0.32613 | 0 | 0.046038 | 0 | 0 | 0 | 0.046038 | 0 | 3.093 | 0 | 0 | 0 | 3.093 | TRUE | 96.02% | 0% | 0.9221% | 3.054% | 0% | 0% | FALSE | 0% | 0% | 0% | 0% | 0% | FALSE | 0% | 0% | 0% | 0% | 0% | 0% | 0% | 0% | N/A | N/A
| 119 | Line 99Z Refurbishment | TRUE | Labour | Transmission Lines | 100% | Replacement Expenditure | Transmission Lines | Repex | N/A | N/A | TL - Transmission poles | TL - Safe and Reliable Network | N/A | Yes | 0% | Safety security & reliability | Transmission Lines (2018 onwards) | 12.84% | TRUE | 53 | 1 | 1 | 1 | 1 | FALSE | FALSE | TRUE | 0.32657 | 0 | 0 | 0 | 0 | 0.32657 | 0.32604 | 0 | 0 | 0 | 0 | 0.32604 | 0.045668 | 0 | 0 | 0 | 0 | 0.045668 | 0.0061292 | 0 | 0 | 0 | 0 | 0.0061292 | 0.37784 | 0 | 0 | 0 | 0 | 0.37784 | 100% | 0% | 0% | 0% | 0% | 0.32657 | 0 | 0 | 0 | 0 | 0.32657 | 0.32604 | 0 | 0 | 0 | 0 | 0.32604 | 0.045668 | 0 | 0 | 0 | 0 | 0.045668 | 0.0061292 | 0 | 0 | 0 | 0 | 0.0061292 | 0.37784 | 0 | 0 | 0 | 0 | 0.37784 | TRUE | 95.51% | 0% | 1.728% | 2.766% | 0% | 0% | FALSE | 0% | 0% | 0% | 0% | 0% | FALSE | 0% | 0% | 0% | 0% | 0% | 0% | 0% | 0% | N/A | N/A
| 120 | Line 99Z Refurbishment | TRUE | Non-Labour | Transmission Lines | 100% | Replacement Expenditure | Transmission Lines | Repex | N/A | N/A | TL - Transmission poles | TL - Safe and Reliable Network | N/A | Yes | 0% | Safety security & reliability | Transmission Lines (2018 onwards) | 87.16% | TRUE | 53 | 2 | 2 | 1 | 2 | FALSE | FALSE | TRUE | 2.2175 | 0 | 0 | 0 | 0 | 2.2175 | 2.2175 | 0 | 0 | 0 | 0 | 2.2175 | 0.3106 | 0 | 0 | 0 | 0 | 0.3106 | 0.041687 | 0 | 0 | 0 | 0 | 0.041687 | 2.5698 | 0 | 0 | 0 | 0 | 2.5698 | 100% | 0% | 0% | 0% | 0% | 2.2175 | 0 | 0 | 0 | 0 | 2.2175 | 2.2175 | 0 | 0 | 0 | 0 | 2.2175 | 0.3106 | 0 | 0 | 0 | 0 | 0.3106 | 0.041687 | 0 | 0 | 0 | 0 | 0.041687 | 2.5698 | 0 | 0 | 0 | 0 | 2.5698 | TRUE | 95.51% | 0% | 1.728% | 2.766% | 0% | 0% | FALSE | 0% | 0% | 0% | 0% | 0% | FALSE | 0% | 0% | 0% | 0% | 0% | 0% | 0% | 0% | N/A | N/A
| 121 | Line 9ML Refurbishment | TRUE | Labour | Transmission Lines | 100% | Replacement Expenditure | Transmission Lines | Repex | N/A | N/A | TL - Transmission poles | TL - Safe and Reliable Network | N/A | No | 0% | Safety security & reliability | Transmission Lines (2018 onwards) | 14.06% | TRUE | 54 | 1 | 1 | 1 | 1 | FALSE | FALSE | TRUE | 0.65458 | 0 | 0 | 0 | 0 | 0.65458 | 0.65352 | 0 | 0 | 0 | 0 | 0.65352 | 0.091536 | 0 | 0 | 0 | 0 | 0.091536 | 0.012285 | 0 | 0 | 0 | 0 | 0.012285 | 0.75734 | 0 | 0 | 0 | 0 | 0.75734 | 100% | 0% | 0% | 0% | 0% | 0.65458 | 0 | 0 | 0 | 0 | 0.65458 | 0.65352 | 0 | 0 | 0 | 0 | 0.65352 | 0.091536 | 0 | 0 | 0 | 0 | 0.091536 | 0.012285 | 0 | 0 | 0 | 0 | 0.012285 | 0.75734 | 0 | 0 | 0 | 0 | 0.75734 | TRUE | 95.83% | 0% | 0.737% | 3.429% | 0% | 0% | FALSE | 0% | 0% | 0% | 0% | 0% | FALSE | 0% | 0% | 0% | 0% | 0% | 0% | 0% | 0% | N/A | N/A
| 122 | Line 9ML Refurbishment | TRUE | Non-Labour | Transmission Lines | 100% | Replacement Expenditure | Transmission Lines | Repex | N/A | N/A | TL - Transmission poles | TL - Safe and Reliable Network | N/A | No | 0% | Safety security & reliability | Transmission Lines (2018 onwards) | 85.94% | TRUE | 54 | 2 | 2 | 1 | 2 | FALSE | FALSE | TRUE | 4.0009 | 0 | 0 | 0 | 0 | 4.0009 | 4.0009 | 0 | 0 | 0 | 0 | 4.0009 | 0.5604 | 0 | 0 | 0 | 0 | 0.5604 | 0.075213 | 0 | 0 | 0 | 0 | 0.075213 | 4.6366 | 0 | 0 | 0 | 0 | 4.6366 | 100% | 0% | 0% | 0% | 0% | 4.0009 | 0 | 0 | 0 | 0 | 4.0009 | 4.0009 | 0 | 0 | 0 | 0 | 4.0009 | 0.5604 | 0 | 0 | 0 | 0 | 0.5604 | 0.075213 | 0 | 0 | 0 | 0 | 0.075213 | 4.6366 | 0 | 0 | 0 | 0 | 4.6366 | TRUE | 95.83% | 0% | 0.737% | 3.429% | 0% | 0% | FALSE | 0% | 0% | 0% | 0% | 0% | FALSE | 0% | 0% | 0% | 0% | 0% | 0% | 0% | 0% | N/A | N/A
| 123 | Line 9W/96 Refurbishment | TRUE | Labour | Transmission Lines | 100% | Replacement Expenditure | Transmission Lines | Repex | N/A | N/A | TL - Transmission towers | TL - Safe and Reliable Network | N/A | No | 0% | Safety security & reliability | Transmission Lines (2018 onwards) | 24.62% | TRUE | 55 | 1 | 1 | 1 | 1 | FALSE | FALSE | TRUE | 0 | 0 | 0.0083349 | 0.29121 | 0 | 0.29955 | 0 | 0 | 0.0084605 | 0.29804 | 0 | 0.3065 | 0 | 0 | 0.0011002 | 0.042706 | 0 | 0.043806 | 0 | 0 | 0.00015528 | 0.0060414 | 0 | 0.0061967 | 0 | 0 | 0.009716 | 0.34678 | 0 | 0.3565 | 0% | 0% | 0% | 100% | 0% | 0 | 0 | 0 | 0.29955 | 0 | 0.29955 | 0 | 0 | 0 | 0.3065 | 0 | 0.3065 | 0 | 0 | 0 | 0.043806 | 0 | 0.043806 | 0 | 0 | 0 | 0.0061967 | 0 | 0.0061967 | 0 | 0 | 0 | 0.3565 | 0 | 0.3565 | TRUE | 0% | 9.579% | 90.42% | 0% | 0% | 0% | FALSE | 0% | 0% | 0% | 0% | 0% | FALSE | 0% | 0% | 0% | 0% | 0% | 0% | 0% | 0% | N/A | N/A
| 124 | Line 9W/96 Refurbishment | TRUE | Non-Labour | Transmission Lines | 100% | Replacement Expenditure | Transmission Lines | Repex | N/A | N/A | TL - Transmission towers | TL - Safe and Reliable Network | N/A | No | 0% | Safety security & reliability | Transmission Lines (2018 onwards) | 75.38% | TRUE | 55 | 2 | 2 | 1 | 2 | FALSE | FALSE | TRUE | 0 | 0 | 0.025514 | 0.89143 | 0 | 0.91695 | 0 | 0 | 0.025514 | 0.89143 | 0 | 0.91695 | 0 | 0 | 0.0033179 | 0.12773 | 0 | 0.13105 | 0 | 0 | 0.00046827 | 0.01807 | 0 | 0.018538 | 0 | 0 | 0.0293 | 1.0372 | 0 | 1.0665 | 0% | 0% | 0% | 100% | 0% | 0 | 0 | 0 | 0.91695 | 0 | 0.91695 | 0 | 0 | 0 | 0.91695 | 0 | 0.91695 | 0 | 0 | 0 | 0.13105 | 0 | 0.13105 | 0 | 0 | 0 | 0.018538 | 0 | 0.018538 | 0 | 0 | 0 | 1.0665 | 0 | 1.0665 | TRUE | 0% | 9.579% | 90.42% | 0% | 0% | 0% | FALSE | 0% | 0% | 0% | 0% | 0% | FALSE | 0% | 0% | 0% | 0% | 0% | 0% | 0% | 0% | N/A | N/A
| 125 | Nambucca Secondary Systems Renewal | TRUE | Labour | Secondary Systems | 96.39% | Replacement Expenditure | Digital Infrastructure | Repex | N/A | N/A | DI - Protection systems | DI - Safe and Reliable Network | N/A | No | 0% | Safety security & reliability | Secondary Systems (2018-23) | 34.23% | TRUE | 56 | 1 | 1 | 4 | 1 | FALSE | FALSE | TRUE | 0.17069 | 0.15517 | 0.077584 | 0.17069 | 0.17844 | 0.75257 | 0.17041 | 0.1561 | 0.078754 | 0.17468 | 0.18375 | 0.7637 | 0.023869 | 0.018631 | 0.010241 | 0.025031 | 0.022477 | 0.10025 | 0.0032035 | 0.0026338 | 0.0014454 | 0.003541 | 0.0032899 | 0.014114 | 0.19748 | 0.17737 | 0.09044 | 0.20326 | 0.20952 | 0.87806 | 10% | 11% | 14% | 32% | 33% | 0.075257 | 0.082782 | 0.10536 | 0.24082 | 0.24835 | 0.75257 | 0.07637 | 0.084007 | 0.10692 | 0.24438 | 0.25202 | 0.7637 | 0.010025 | 0.011027 | 0.014035 | 0.03208 | 0.033082 | 0.10025 | 0.0014114 | 0.0015525 | 0.0019759 | 0.0045164 | 0.0046575 | 0.014114 | 0.087806 | 0.096586 | 0.12293 | 0.28098 | 0.28976 | 0.87806 | FALSE | 0% | 0% | 0% | 0% | 0% | 0% | FALSE | 0% | 0% | 0% | 0% | 0% | TRUE | 36.39% | 56.39% | 3.609% | 0% | 0% | 0% | 3.609% | 0% | N/A | N/A
| 126 | Nambucca Secondary Systems Renewal | TRUE | Labour | Business IT | 3.609% | Replacement Expenditure | Digital Infrastructure | Repex | N/A | N/A | DI - Protection systems | DI - Safe and Reliable Network | N/A | No | 0% | Safety security & reliability | Business IT (2018 onwards) | 34.23% | TRUE | 56 | 1 | 2 | 6 | 1 | FALSE | FALSE | TRUE | 0.0063907 | 0.0058097 | 0.0029049 | 0.0063907 | 0.0066812 | 0.028177 | 0.0063803 | 0.0058447 | 0.0029487 | 0.0065405 | 0.0068798 | 0.028594 | 0.00089367 | 0.00069757 | 0.00038345 | 0.00093719 | 0.00084158 | 0.0037535 | 0.00011994 | 9.8615e-05 | 5.4118e-05 | 0.00013258 | 0.00012318 | 0.00052844 | 0.007394 | 0.0066409 | 0.0033862 | 0.0076102 | 0.0078446 | 0.032876 | 10% | 11% | 14% | 32% | 33% | 0.0028177 | 0.0030995 | 0.0039448 | 0.0090167 | 0.0092985 | 0.028177 | 0.0028594 | 0.0031453 | 0.0040032 | 0.0091501 | 0.009436 | 0.028594 | 0.00037535 | 0.00041288 | 0.00052548 | 0.0012011 | 0.0012386 | 0.0037535 | 5.2844e-05 | 5.8128e-05 | 7.3981e-05 | 0.0001691 | 0.00017438 | 0.00052844 | 0.0032876 | 0.0036163 | 0.0046026 | 0.01052 | 0.010849 | 0.032876 | FALSE | 0% | 0% | 0% | 0% | 0% | 0% | FALSE | 0% | 0% | 0% | 0% | 0% | TRUE | 36.39% | 56.39% | 3.609% | 0% | 0% | 0% | 3.609% | 0% | N/A | N/A
| 127 | Nambucca Secondary Systems Renewal | TRUE | Non-Labour | Secondary Systems | 96.39% | Replacement Expenditure | Digital Infrastructure | Repex | N/A | N/A | DI - Protection systems | DI - Safe and Reliable Network | N/A | No | 0% | Safety security & reliability | Secondary Systems (2018-23) | 65.77% | TRUE | 56 | 2 | 3 | 4 | 2 | FALSE | FALSE | TRUE | 0.32796 | 0.29814 | 0.14907 | 0.32796 | 0.34286 | 1.446 | 0.32796 | 0.29814 | 0.14907 | 0.32796 | 0.34286 | 1.446 | 0.045935 | 0.035583 | 0.019385 | 0.046993 | 0.041941 | 0.18984 | 0.0061652 | 0.0050304 | 0.002736 | 0.0066479 | 0.0061388 | 0.026718 | 0.38006 | 0.33875 | 0.17119 | 0.3816 | 0.39094 | 1.6625 | 10% | 11% | 14% | 32% | 33% | 0.1446 | 0.15906 | 0.20244 | 0.46271 | 0.47717 | 1.446 | 0.1446 | 0.15906 | 0.20244 | 0.46271 | 0.47717 | 1.446 | 0.018984 | 0.020882 | 0.026577 | 0.060748 | 0.062647 | 0.18984 | 0.0026718 | 0.002939 | 0.0037406 | 0.0085498 | 0.008817 | 0.026718 | 0.16625 | 0.18288 | 0.23276 | 0.53201 | 0.54864 | 1.6625 | FALSE | 0% | 0% | 0% | 0% | 0% | 0% | FALSE | 0% | 0% | 0% | 0% | 0% | TRUE | 36.39% | 56.39% | 3.609% | 0% | 0% | 0% | 3.609% | 0% | N/A | N/A
| 128 | Nambucca Secondary Systems Renewal | TRUE | Non-Labour | Business IT | 3.609% | Replacement Expenditure | Digital Infrastructure | Repex | N/A | N/A | DI - Protection systems | DI - Safe and Reliable Network | N/A | No | 0% | Safety security & reliability | Business IT (2018 onwards) | 65.77% | TRUE | 56 | 2 | 4 | 6 | 2 | FALSE | FALSE | TRUE | 0.012279 | 0.011163 | 0.0055814 | 0.012279 | 0.012837 | 0.05414 | 0.012279 | 0.011163 | 0.0055814 | 0.012279 | 0.012837 | 0.05414 | 0.0017199 | 0.0013323 | 0.00072581 | 0.0017595 | 0.0015703 | 0.0071078 | 0.00023083 | 0.00018835 | 0.00010244 | 0.00024891 | 0.00022984 | 0.0010004 | 0.01423 | 0.012683 | 0.0064097 | 0.014288 | 0.014637 | 0.062248 | 10% | 11% | 14% | 32% | 33% | 0.005414 | 0.0059554 | 0.0075796 | 0.017325 | 0.017866 | 0.05414 | 0.005414 | 0.0059554 | 0.0075796 | 0.017325 | 0.017866 | 0.05414 | 0.00071078 | 0.00078186 | 0.0009951 | 0.0022745 | 0.0023456 | 0.0071078 | 0.00010004 | 0.00011004 | 0.00014005 | 0.00032012 | 0.00033012 | 0.0010004 | 0.0062248 | 0.0068473 | 0.0087147 | 0.019919 | 0.020542 | 0.062248 | FALSE | 0% | 0% | 0% | 0% | 0% | 0% | FALSE | 0% | 0% | 0% | 0% | 0% | TRUE | 36.39% | 56.39% | 3.609% | 0% | 0% | 0% | 3.609% | 0% | N/A | N/A
| 129 | Narrabri Secondary Systems Renewal | TRUE | Labour | Secondary Systems | 89.71% | Replacement Expenditure | Digital Infrastructure | Repex | N/A | N/A | DI - Protection systems | DI - Safe and Reliable Network | N/A | No | 0% | Safety security & reliability | Secondary Systems (2018-23) | 20.71% | TRUE | 57 | 1 | 1 | 4 | 1 | FALSE | FALSE | TRUE | 0.30451 | 1.1208 | 0.35255 | 0 | 0 | 1.7779 | 0.30402 | 1.1275 | 0.35786 | 0 | 0 | 1.7894 | 0.042582 | 0.13457 | 0.046537 | 0 | 0 | 0.22369 | 0.0057151 | 0.019024 | 0.0065681 | 0 | 0 | 0.031308 | 0.35231 | 1.2811 | 0.41097 | 0 | 0 | 2.0444 | 0% | 0% | 100% | 0% | 0% | 0 | 0 | 1.7779 | 0 | 0 | 1.7779 | 0 | 0 | 1.7894 | 0 | 0 | 1.7894 | 0 | 0 | 0.22369 | 0 | 0 | 0.22369 | 0 | 0 | 0.031308 | 0 | 0 | 0.031308 | 0 | 0 | 2.0444 | 0 | 0 | 2.0444 | FALSE | 0% | 0% | 0% | 0% | 0% | 0% | FALSE | 0% | 0% | 0% | 0% | 0% | TRUE | 64.15% | 21.44% | 4.117% | 0% | 0% | 0% | 10.29% | 0% | N/A | N/A
| 130 | Narrabri Secondary Systems Renewal | TRUE | Labour | Business IT | 10.29% | Replacement Expenditure | Digital Infrastructure | Repex | N/A | N/A | DI - Protection systems | DI - Safe and Reliable Network | N/A | No | 0% | Safety security & reliability | Business IT (2018 onwards) | 20.71% | TRUE | 57 | 1 | 2 | 6 | 1 | FALSE | FALSE | TRUE | 0.034934 | 0.12858 | 0.040445 | 0 | 0 | 0.20396 | 0.034877 | 0.12935 | 0.041055 | 0 | 0 | 0.20529 | 0.0048852 | 0.015438 | 0.0053388 | 0 | 0 | 0.025662 | 0.00065565 | 0.0021825 | 0.00075351 | 0 | 0 | 0.0035917 | 0.040418 | 0.14698 | 0.047147 | 0 | 0 | 0.23454 | 0% | 0% | 100% | 0% | 0% | 0 | 0 | 0.20396 | 0 | 0 | 0.20396 | 0 | 0 | 0.20529 | 0 | 0 | 0.20529 | 0 | 0 | 0.025662 | 0 | 0 | 0.025662 | 0 | 0 | 0.0035917 | 0 | 0 | 0.0035917 | 0 | 0 | 0.23454 | 0 | 0 | 0.23454 | FALSE | 0% | 0% | 0% | 0% | 0% | 0% | FALSE | 0% | 0% | 0% | 0% | 0% | TRUE | 64.15% | 21.44% | 4.117% | 0% | 0% | 0% | 10.29% | 0% | N/A | N/A
| 131 | Narrabri Secondary Systems Renewal | TRUE | Non-Labour | Secondary Systems | 89.71% | Replacement Expenditure | Digital Infrastructure | Repex | N/A | N/A | DI - Protection systems | DI - Safe and Reliable Network | N/A | No | 0% | Safety security & reliability | Secondary Systems (2018-23) | 79.29% | TRUE | 57 | 2 | 3 | 4 | 2 | FALSE | FALSE | TRUE | 1.1659 | 4.2913 | 1.3499 | 0 | 0 | 6.8071 | 1.1659 | 4.2913 | 1.3499 | 0 | 0 | 6.8071 | 0.16331 | 0.51217 | 0.17554 | 0 | 0 | 0.85102 | 0.021918 | 0.072406 | 0.024775 | 0 | 0 | 0.1191 | 1.3511 | 4.8759 | 1.5502 | 0 | 0 | 7.7772 | 0% | 0% | 100% | 0% | 0% | 0 | 0 | 6.8071 | 0 | 0 | 6.8071 | 0 | 0 | 6.8071 | 0 | 0 | 6.8071 | 0 | 0 | 0.85102 | 0 | 0 | 0.85102 | 0 | 0 | 0.1191 | 0 | 0 | 0.1191 | 0 | 0 | 7.7772 | 0 | 0 | 7.7772 | FALSE | 0% | 0% | 0% | 0% | 0% | 0% | FALSE | 0% | 0% | 0% | 0% | 0% | TRUE | 64.15% | 21.44% | 4.117% | 0% | 0% | 0% | 10.29% | 0% | N/A | N/A
| 132 | Narrabri Secondary Systems Renewal | TRUE | Non-Labour | Business IT | 10.29% | Replacement Expenditure | Digital Infrastructure | Repex | N/A | N/A | DI - Protection systems | DI - Safe and Reliable Network | N/A | No | 0% | Safety security & reliability | Business IT (2018 onwards) | 79.29% | TRUE | 57 | 2 | 4 | 6 | 2 | FALSE | FALSE | TRUE | 0.13376 | 0.49232 | 0.15486 | 0 | 0 | 0.78093 | 0.13376 | 0.49232 | 0.15486 | 0 | 0 | 0.78093 | 0.018735 | 0.058758 | 0.020138 | 0 | 0 | 0.097631 | 0.0025145 | 0.0083066 | 0.0028422 | 0 | 0 | 0.013663 | 0.15501 | 0.55938 | 0.17784 | 0 | 0 | 0.89223 | 0% | 0% | 100% | 0% | 0% | 0 | 0 | 0.78093 | 0 | 0 | 0.78093 | 0 | 0 | 0.78093 | 0 | 0 | 0.78093 | 0 | 0 | 0.097631 | 0 | 0 | 0.097631 | 0 | 0 | 0.013663 | 0 | 0 | 0.013663 | 0 | 0 | 0.89223 | 0 | 0 | 0.89223 | FALSE | 0% | 0% | 0% | 0% | 0% | 0% | FALSE | 0% | 0% | 0% | 0% | 0% | TRUE | 64.15% | 21.44% | 4.117% | 0% | 0% | 0% | 10.29% | 0% | N/A | N/A
| 133 | Newcastle Secondary Systems Renewal | TRUE | Labour | Secondary Systems | 96.7% | Replacement Expenditure | Digital Infrastructure | Repex | N/A | N/A | DI - Protection systems | DI - Safe and Reliable Network | N/A | No | 0% | Safety security & reliability | Secondary Systems (2018-23) | 16.13% | TRUE | 58 | 1 | 1 | 4 | 1 | FALSE | FALSE | TRUE | 0.24774 | 0.22522 | 0.11261 | 0.24774 | 0.259 | 1.0923 | 0.24734 | 0.22657 | 0.11431 | 0.25354 | 0.2667 | 1.1085 | 0.034643 | 0.027041 | 0.014864 | 0.03633 | 0.032624 | 0.1455 | 0.0046496 | 0.0038228 | 0.0020979 | 0.0051395 | 0.0047751 | 0.020485 | 0.28663 | 0.25743 | 0.13127 | 0.29501 | 0.3041 | 1.2744 | 10% | 11% | 14% | 32% | 33% | 0.10923 | 0.12015 | 0.15292 | 0.34954 | 0.36046 | 1.0923 | 0.11085 | 0.12193 | 0.15518 | 0.3547 | 0.36579 | 1.1085 | 0.01455 | 0.016005 | 0.020371 | 0.046561 | 0.048016 | 0.1455 | 0.0020485 | 0.0022533 | 0.0028679 | 0.0065552 | 0.00676 | 0.020485 | 0.12744 | 0.14019 | 0.17842 | 0.40782 | 0.42057 | 1.2744 | FALSE | 0% | 0% | 0% | 0% | 0% | 0% | FALSE | 0% | 0% | 0% | 0% | 0% | TRUE | 68.56% | 16.04% | 12.1% | 0% | 0% | 0% | 3.3% | 0% | N/A | N/A
| 134 | Newcastle Secondary Systems Renewal | TRUE | Labour | Business IT | 3.3% | Replacement Expenditure | Digital Infrastructure | Repex | N/A | N/A | DI - Protection systems | DI - Safe and Reliable Network | N/A | No | 0% | Safety security & reliability | Business IT (2018 onwards) | 16.13% | TRUE | 58 | 1 | 2 | 6 | 1 | FALSE | FALSE | TRUE | 0.0084536 | 0.0076851 | 0.0038425 | 0.0084536 | 0.0088379 | 0.037273 | 0.0084399 | 0.0077313 | 0.0039005 | 0.0086517 | 0.0091006 | 0.037824 | 0.0011821 | 0.00092274 | 0.00050722 | 0.0012397 | 0.0011132 | 0.0049651 | 0.00015866 | 0.00013045 | 7.1588e-05 | 0.00017538 | 0.00016294 | 0.00069901 | 0.0097807 | 0.0087845 | 0.0044793 | 0.010067 | 0.010377 | 0.043488 | 10% | 11% | 14% | 32% | 33% | 0.0037273 | 0.0041 | 0.0052182 | 0.011927 | 0.0123 | 0.037273 | 0.0037824 | 0.0041606 | 0.0052954 | 0.012104 | 0.012482 | 0.037824 | 0.00049651 | 0.00054616 | 0.00069511 | 0.0015888 | 0.0016385 | 0.0049651 | 6.9901e-05 | 7.6891e-05 | 9.7862e-05 | 0.00022368 | 0.00023067 | 0.00069901 | 0.0043488 | 0.0047837 | 0.0060883 | 0.013916 | 0.014351 | 0.043488 | FALSE | 0% | 0% | 0% | 0% | 0% | 0% | FALSE | 0% | 0% | 0% | 0% | 0% | TRUE | 68.56% | 16.04% | 12.1% | 0% | 0% | 0% | 3.3% | 0% | N/A | N/A
| 135 | Newcastle Secondary Systems Renewal | TRUE | Non-Labour | Secondary Systems | 96.7% | Replacement Expenditure | Digital Infrastructure | Repex | N/A | N/A | DI - Protection systems | DI - Safe and Reliable Network | N/A | No | 0% | Safety security & reliability | Secondary Systems (2018-23) | 83.87% | TRUE | 58 | 2 | 3 | 4 | 2 | FALSE | FALSE | TRUE | 1.2882 | 1.1711 | 0.58553 | 1.2882 | 1.3467 | 5.6796 | 1.2882 | 1.1711 | 0.58553 | 1.2882 | 1.3467 | 5.6796 | 0.18043 | 0.13977 | 0.076143 | 0.18458 | 0.16474 | 0.74566 | 0.024216 | 0.019759 | 0.010747 | 0.026112 | 0.024112 | 0.10495 | 1.4928 | 1.3306 | 0.67242 | 1.4989 | 1.5356 | 6.5302 | 10% | 11% | 14% | 32% | 33% | 0.56796 | 0.62476 | 0.79515 | 1.8175 | 1.8743 | 5.6796 | 0.56796 | 0.62476 | 0.79515 | 1.8175 | 1.8743 | 5.6796 | 0.074566 | 0.082023 | 0.10439 | 0.23861 | 0.24607 | 0.74566 | 0.010495 | 0.011544 | 0.014692 | 0.033583 | 0.034632 | 0.10495 | 0.65302 | 0.71833 | 0.91423 | 2.0897 | 2.155 | 6.5302 | FALSE | 0% | 0% | 0% | 0% | 0% | 0% | FALSE | 0% | 0% | 0% | 0% | 0% | TRUE | 68.56% | 16.04% | 12.1% | 0% | 0% | 0% | 3.3% | 0% | N/A | N/A
| 136 | Newcastle Secondary Systems Renewal | TRUE | Non-Labour | Business IT | 3.3% | Replacement Expenditure | Digital Infrastructure | Repex | N/A | N/A | DI - Protection systems | DI - Safe and Reliable Network | N/A | No | 0% | Safety security & reliability | Business IT (2018 onwards) | 83.87% | TRUE | 58 | 2 | 4 | 6 | 2 | FALSE | FALSE | TRUE | 0.043956 | 0.03996 | 0.01998 | 0.043956 | 0.045954 | 0.19381 | 0.043956 | 0.03996 | 0.01998 | 0.043956 | 0.045954 | 0.19381 | 0.0061568 | 0.0047693 | 0.0025982 | 0.0062985 | 0.0056214 | 0.025444 | 0.00082633 | 0.00067423 | 0.00036671 | 0.00089103 | 0.00082279 | 0.0035811 | 0.050939 | 0.045404 | 0.022945 | 0.051146 | 0.052399 | 0.22283 | 10% | 11% | 14% | 32% | 33% | 0.019381 | 0.021319 | 0.027133 | 0.062018 | 0.063956 | 0.19381 | 0.019381 | 0.021319 | 0.027133 | 0.062018 | 0.063956 | 0.19381 | 0.0025444 | 0.0027989 | 0.0035622 | 0.0081422 | 0.0083966 | 0.025444 | 0.00035811 | 0.00039392 | 0.00050135 | 0.0011459 | 0.0011818 | 0.0035811 | 0.022283 | 0.024512 | 0.031197 | 0.071306 | 0.073535 | 0.22283 | FALSE | 0% | 0% | 0% | 0% | 0% | 0% | FALSE | 0% | 0% | 0% | 0% | 0% | TRUE | 68.56% | 16.04% | 12.1% | 0% | 0% | 0% | 3.3% | 0% | N/A | N/A
| 137 | OLCM replacements | FALSE | Labour | Substations | 100% | Replacement Expenditure | Substation | Repex | N/A | N/A | Substations - Site Establishment and supporting assets | Substations - Safe and Reliable Network | N/A | No | 0% | Safety security & reliability | Substations (2018 onwards) | 30.32% | TRUE | 59 | 1 | 1 | 3 | 1 | FALSE | FALSE | TRUE | 0 | 0 | 0 | 0 | 0 | 0 | 0 | 0 | 0 | 0 | 0 | 0 | 0 | 0 | 0 | 0 | 0 | 0 | 0 | 0 | 0 | 0 | 0 | 0 | 0 | 0 | 0 | 0 | 0 | 0 | 10% | 11% | 14% | 32% | 33% | 0 | 0 | 0 | 0 | 0 | 0 | 0 | 0 | 0 | 0 | 0 | 0 | 0 | 0 | 0 | 0 | 0 | 0 | 0 | 0 | 0 | 0 | 0 | 0 | 0 | 0 | 0 | 0 | 0 | 0 | FALSE | 0% | 0% | 0% | 0% | 0% | 0% | TRUE | 100% | 0% | 0% | 0% | 0% | FALSE | 0% | 0% | 0% | 0% | 0% | 0% | 0% | 0% | N/A | N/A
| 138 | OLCM replacements | FALSE | Non-Labour | Substations | 100% | Replacement Expenditure | Substation | Repex | N/A | N/A | Substations - Site Establishment and supporting assets | Substations - Safe and Reliable Network | N/A | No | 0% | Safety security & reliability | Substations (2018 onwards) | 69.68% | TRUE | 59 | 2 | 2 | 3 | 2 | FALSE | FALSE | TRUE | 0 | 0 | 0 | 0 | 0 | 0 | 0 | 0 | 0 | 0 | 0 | 0 | 0 | 0 | 0 | 0 | 0 | 0 | 0 | 0 | 0 | 0 | 0 | 0 | 0 | 0 | 0 | 0 | 0 | 0 | 10% | 11% | 14% | 32% | 33% | 0 | 0 | 0 | 0 | 0 | 0 | 0 | 0 | 0 | 0 | 0 | 0 | 0 | 0 | 0 | 0 | 0 | 0 | 0 | 0 | 0 | 0 | 0 | 0 | 0 | 0 | 0 | 0 | 0 | 0 | FALSE | 0% | 0% | 0% | 0% | 0% | 0% | TRUE | 100% | 0% | 0% | 0% | 0% | FALSE | 0% | 0% | 0% | 0% | 0% | 0% | 0% | 0% | N/A | N/A
| 139 | Panorama Secondary Systems Renewal | TRUE | Labour | Secondary Systems | 85.68% | Replacement Expenditure | Digital Infrastructure | Repex | N/A | N/A | DI - Protection systems | DI - Safe and Reliable Network | N/A | No | 0% | Safety security & reliability | Secondary Systems (2018-23) | 36.74% | TRUE | 60 | 1 | 1 | 4 | 1 | FALSE | FALSE | TRUE | 0.15574 | 0.14158 | 0.070791 | 0.15574 | 0.16282 | 0.68668 | 0.15549 | 0.14243 | 0.071858 | 0.15939 | 0.16766 | 0.69683 | 0.021779 | 0.017 | 0.0093445 | 0.022839 | 0.020509 | 0.091471 | 0.002923 | 0.0024032 | 0.0013189 | 0.003231 | 0.0030019 | 0.012878 | 0.18019 | 0.16184 | 0.082522 | 0.18546 | 0.19117 | 0.80118 | 10% | 11% | 14% | 32% | 33% | 0.068668 | 0.075534 | 0.096135 | 0.21974 | 0.2266 | 0.68668 | 0.069683 | 0.076651 | 0.097556 | 0.22299 | 0.22995 | 0.69683 | 0.0091471 | 0.010062 | 0.012806 | 0.029271 | 0.030185 | 0.091471 | 0.0012878 | 0.0014166 | 0.0018029 | 0.0041209 | 0.0042497 | 0.012878 | 0.080118 | 0.08813 | 0.11217 | 0.25638 | 0.26439 | 0.80118 | FALSE | 0% | 0% | 0% | 0% | 0% | 0% | FALSE | 0% | 0% | 0% | 0% | 0% | TRUE | 72.94% | 0% | 12.73% | 0% | 0% | 0% | 14.32% | 0% | N/A | N/A
| 140 | Panorama Secondary Systems Renewal | TRUE | Labour | Business IT | 14.32% | Replacement Expenditure | Digital Infrastructure | Repex | N/A | N/A | DI - Protection systems | DI - Safe and Reliable Network | N/A | No | 0% | Safety security & reliability | Business IT (2018 onwards) | 36.74% | TRUE | 60 | 1 | 2 | 6 | 1 | FALSE | FALSE | TRUE | 0.026037 | 0.02367 | 0.011835 | 0.026037 | 0.027221 | 0.1148 | 0.025995 | 0.023813 | 0.012013 | 0.026647 | 0.02803 | 0.1165 | 0.003641 | 0.002842 | 0.0015622 | 0.0038183 | 0.0034288 | 0.015292 | 0.00048867 | 0.00040178 | 0.00022049 | 0.00054016 | 0.00050186 | 0.002153 | 0.030125 | 0.027056 | 0.013796 | 0.031006 | 0.03196 | 0.13394 | 10% | 11% | 14% | 32% | 33% | 0.01148 | 0.012628 | 0.016072 | 0.036736 | 0.037884 | 0.1148 | 0.01165 | 0.012815 | 0.01631 | 0.037279 | 0.038444 | 0.1165 | 0.0015292 | 0.0016822 | 0.0021409 | 0.0048936 | 0.0050465 | 0.015292 | 0.0002153 | 0.00023683 | 0.00030141 | 0.00068895 | 0.00071048 | 0.002153 | 0.013394 | 0.014734 | 0.018752 | 0.042862 | 0.044201 | 0.13394 | FALSE | 0% | 0% | 0% | 0% | 0% | 0% | FALSE | 0% | 0% | 0% | 0% | 0% | TRUE | 72.94% | 0% | 12.73% | 0% | 0% | 0% | 14.32% | 0% | N/A | N/A
| 141 | Panorama Secondary Systems Renewal | TRUE | Non-Labour | Secondary Systems | 85.68% | Replacement Expenditure | Digital Infrastructure | Repex | N/A | N/A | DI - Protection systems | DI - Safe and Reliable Network | N/A | No | 0% | Safety security & reliability | Secondary Systems (2018-23) | 63.26% | TRUE | 60 | 2 | 3 | 4 | 2 | FALSE | FALSE | TRUE | 0.26815 | 0.24378 | 0.12189 | 0.26815 | 0.28034 | 1.1823 | 0.26815 | 0.24378 | 0.12189 | 0.26815 | 0.28034 | 1.1823 | 0.037559 | 0.029095 | 0.01585 | 0.038424 | 0.034293 | 0.15522 | 0.005041 | 0.0041131 | 0.0022371 | 0.0054357 | 0.0050194 | 0.021846 | 0.31075 | 0.27698 | 0.13998 | 0.31201 | 0.31966 | 1.3594 | 10% | 11% | 14% | 32% | 33% | 0.11823 | 0.13005 | 0.16552 | 0.37834 | 0.39016 | 1.1823 | 0.11823 | 0.13005 | 0.16552 | 0.37834 | 0.39016 | 1.1823 | 0.015522 | 0.017074 | 0.021731 | 0.049671 | 0.051223 | 0.15522 | 0.0021846 | 0.0024031 | 0.0030585 | 0.0069908 | 0.0072093 | 0.021846 | 0.13594 | 0.14953 | 0.19031 | 0.435 | 0.4486 | 1.3594 | FALSE | 0% | 0% | 0% | 0% | 0% | 0% | FALSE | 0% | 0% | 0% | 0% | 0% | TRUE | 72.94% | 0% | 12.73% | 0% | 0% | 0% | 14.32% | 0% | N/A | N/A
| 142 | Panorama Secondary Systems Renewal | TRUE | Non-Labour | Business IT | 14.32% | Replacement Expenditure | Digital Infrastructure | Repex | N/A | N/A | DI - Protection systems | DI - Safe and Reliable Network | N/A | No | 0% | Safety security & reliability | Business IT (2018 onwards) | 63.26% | TRUE | 60 | 2 | 4 | 6 | 2 | FALSE | FALSE | TRUE | 0.044831 | 0.040755 | 0.020378 | 0.044831 | 0.046868 | 0.19766 | 0.044831 | 0.040755 | 0.020378 | 0.044831 | 0.046868 | 0.19766 | 0.0062793 | 0.0048641 | 0.0026499 | 0.0064238 | 0.0057333 | 0.02595 | 0.00084276 | 0.00068765 | 0.000374 | 0.00090875 | 0.00083915 | 0.0036523 | 0.051953 | 0.046307 | 0.023402 | 0.052163 | 0.053441 | 0.22727 | 10% | 11% | 14% | 32% | 33% | 0.019766 | 0.021743 | 0.027673 | 0.063252 | 0.065229 | 0.19766 | 0.019766 | 0.021743 | 0.027673 | 0.063252 | 0.065229 | 0.19766 | 0.002595 | 0.0028545 | 0.0036331 | 0.0083041 | 0.0085636 | 0.02595 | 0.00036523 | 0.00040176 | 0.00051132 | 0.0011687 | 0.0012053 | 0.0036523 | 0.022727 | 0.024999 | 0.031817 | 0.072725 | 0.074998 | 0.22727 | FALSE | 0% | 0% | 0% | 0% | 0% | 0% | FALSE | 0% | 0% | 0% | 0% | 0% | TRUE | 72.94% | 0% | 12.73% | 0% | 0% | 0% | 14.32% | 0% | N/A | N/A
| 143 | Physical Security Upgrade | TRUE | Labour | Business IT | 100% | Replacement Expenditure | Digital Infrastructure | Repex | N/A | N/A | DI - Network Buildings & Security | DI - Cyber/physical security | N/A | No | 0% | Safety security & reliability | Business IT (2018 onwards) | 7.638% | TRUE | 61 | 1 | 1 | 6 | 1 | FALSE | FALSE | TRUE | 0.5039 | 0.5039 | 0.5039 | 0.5039 | 0.5039 | 2.5195 | 0.50308 | 0.50693 | 0.51149 | 0.5157 | 0.51887 | 2.5561 | 0.070464 | 0.060502 | 0.066515 | 0.073895 | 0.063472 | 0.33485 | 0.0094573 | 0.0085532 | 0.0093877 | 0.010454 | 0.0092902 | 0.047142 | 0.583 | 0.57598 | 0.58739 | 0.60005 | 0.59164 | 2.9381 | 20% | 20% | 20% | 20% | 20% | 0.5039 | 0.5039 | 0.5039 | 0.5039 | 0.5039 | 2.5195 | 0.51121 | 0.51121 | 0.51121 | 0.51121 | 0.51121 | 2.5561 | 0.06697 | 0.06697 | 0.06697 | 0.06697 | 0.06697 | 0.33485 | 0.0094284 | 0.0094284 | 0.0094284 | 0.0094284 | 0.0094284 | 0.047142 | 0.58761 | 0.58761 | 0.58761 | 0.58761 | 0.58761 | 2.9381 | FALSE | 0% | 0% | 0% | 0% | 0% | 0% | FALSE | 0% | 0% | 0% | 0% | 0% | TRUE | 0% | 0% | 0% | 100% | 0% | 0% | 0% | 0% | N/A | N/A
| 144 | Physical Security Upgrade | TRUE | Non-Labour | Business IT | 100% | Replacement Expenditure | Digital Infrastructure | Repex | N/A | N/A | DI - Network Buildings & Security | DI - Cyber/physical security | N/A | No | 0% | Safety security & reliability | Business IT (2018 onwards) | 92.36% | TRUE | 61 | 2 | 2 | 6 | 2 | FALSE | FALSE | TRUE | 6.0934 | 6.0934 | 6.0934 | 6.0934 | 6.0934 | 30.4671 | 6.0934 | 6.0934 | 6.0934 | 6.0934 | 6.0934 | 30.4671 | 0.85348 | 0.72725 | 0.7924 | 0.87313 | 0.74539 | 3.9917 | 0.11455 | 0.10281 | 0.11184 | 0.12352 | 0.1091 | 0.56182 | 7.0615 | 6.9235 | 6.9977 | 7.0901 | 6.9479 | 35.0206 | 20% | 20% | 20% | 20% | 20% | 6.0934 | 6.0934 | 6.0934 | 6.0934 | 6.0934 | 30.4671 | 6.0934 | 6.0934 | 6.0934 | 6.0934 | 6.0934 | 30.4671 | 0.79833 | 0.79833 | 0.79833 | 0.79833 | 0.79833 | 3.9917 | 0.11236 | 0.11236 | 0.11236 | 0.11236 | 0.11236 | 0.56182 | 7.0041 | 7.0041 | 7.0041 | 7.0041 | 7.0041 | 35.0206 | FALSE | 0% | 0% | 0% | 0% | 0% | 0% | FALSE | 0% | 0% | 0% | 0% | 0% | TRUE | 0% | 0% | 0% | 100% | 0% | 0% | 0% | 0% | N/A | N/A
| 145 | Regentville Secondary Systems Renewal | TRUE | Labour | Secondary Systems | 96.61% | Replacement Expenditure | Digital Infrastructure | Repex | N/A | N/A | DI - Protection systems | DI - Safe and Reliable Network | N/A | No | 0% | Safety security & reliability | Secondary Systems (2018-23) | 21.1% | TRUE | 62 | 1 | 1 | 4 | 1 | FALSE | FALSE | TRUE | 0 | 0 | 0.27626 | 0.92048 | 0.24242 | 1.4392 | 0 | 0 | 0.28042 | 0.94205 | 0.24963 | 1.4721 | 0 | 0 | 0.036466 | 0.13499 | 0.030536 | 0.20199 | 0 | 0 | 0.0051467 | 0.019096 | 0.0044694 | 0.028712 | 0 | 0 | 0.32203 | 1.0961 | 0.28463 | 1.7028 | 0% | 0% | 0% | 0% | 100% | 0 | 0 | 0 | 0 | 1.4392 | 1.4392 | 0 | 0 | 0 | 0 | 1.4721 | 1.4721 | 0 | 0 | 0 | 0 | 0.20199 | 0.20199 | 0 | 0 | 0 | 0 | 0.028712 | 0.028712 | 0 | 0 | 0 | 0 | 1.7028 | 1.7028 | FALSE | 0% | 0% | 0% | 0% | 0% | 0% | FALSE | 0% | 0% | 0% | 0% | 0% | TRUE | 40.34% | 52.89% | 3.385% | 0% | 0% | 0% | 3.385% | 0% | N/A | N/A
| 146 | Regentville Secondary Systems Renewal | TRUE | Labour | Business IT | 3.385% | Replacement Expenditure | Digital Infrastructure | Repex | N/A | N/A | DI - Protection systems | DI - Safe and Reliable Network | N/A | No | 0% | Safety security & reliability | Business IT (2018 onwards) | 21.1% | TRUE | 62 | 1 | 2 | 6 | 1 | FALSE | FALSE | TRUE | 0 | 0 | 0.009679 | 0.032251 | 0.0084936 | 0.050423 | 0 | 0 | 0.0098249 | 0.033006 | 0.0087461 | 0.051577 | 0 | 0 | 0.0012776 | 0.0047295 | 0.0010699 | 0.007077 | 0 | 0 | 0.00018032 | 0.00066906 | 0.00015659 | 0.001006 | 0 | 0 | 0.011283 | 0.038405 | 0.0099726 | 0.05966 | 0% | 0% | 0% | 0% | 100% | 0 | 0 | 0 | 0 | 0.050423 | 0.050423 | 0 | 0 | 0 | 0 | 0.051577 | 0.051577 | 0 | 0 | 0 | 0 | 0.007077 | 0.007077 | 0 | 0 | 0 | 0 | 0.001006 | 0.001006 | 0 | 0 | 0 | 0 | 0.05966 | 0.05966 | FALSE | 0% | 0% | 0% | 0% | 0% | 0% | FALSE | 0% | 0% | 0% | 0% | 0% | TRUE | 40.34% | 52.89% | 3.385% | 0% | 0% | 0% | 3.385% | 0% | N/A | N/A
| 147 | Regentville Secondary Systems Renewal | TRUE | Non-Labour | Secondary Systems | 96.61% | Replacement Expenditure | Digital Infrastructure | Repex | N/A | N/A | DI - Protection systems | DI - Safe and Reliable Network | N/A | No | 0% | Safety security & reliability | Secondary Systems (2018-23) | 78.9% | TRUE | 62 | 2 | 3 | 4 | 2 | FALSE | FALSE | TRUE | 0 | 0 | 1.0332 | 3.4427 | 0.90667 | 5.3825 | 0 | 0 | 1.0332 | 3.4427 | 0.90667 | 5.3825 | 0 | 0 | 0.13436 | 0.4933 | 0.11091 | 0.73857 | 0 | 0 | 0.018963 | 0.069785 | 0.016233 | 0.10498 | 0 | 0 | 1.1865 | 4.0057 | 1.0338 | 6.2261 | 0% | 0% | 0% | 0% | 100% | 0 | 0 | 0 | 0 | 5.3825 | 5.3825 | 0 | 0 | 0 | 0 | 5.3825 | 5.3825 | 0 | 0 | 0 | 0 | 0.73857 | 0.73857 | 0 | 0 | 0 | 0 | 0.10498 | 0.10498 | 0 | 0 | 0 | 0 | 6.2261 | 6.2261 | FALSE | 0% | 0% | 0% | 0% | 0% | 0% | FALSE | 0% | 0% | 0% | 0% | 0% | TRUE | 40.34% | 52.89% | 3.385% | 0% | 0% | 0% | 3.385% | 0% | N/A | N/A
| 148 | Regentville Secondary Systems Renewal | TRUE | Non-Labour | Business IT | 3.385% | Replacement Expenditure | Digital Infrastructure | Repex | N/A | N/A | DI - Protection systems | DI - Safe and Reliable Network | N/A | No | 0% | Safety security & reliability | Business IT (2018 onwards) | 78.9% | TRUE | 62 | 2 | 4 | 6 | 2 | FALSE | FALSE | TRUE | 0 | 0 | 0.0362 | 0.12062 | 0.031767 | 0.18859 | 0 | 0 | 0.0362 | 0.12062 | 0.031767 | 0.18859 | 0 | 0 | 0.0047075 | 0.017284 | 0.0038859 | 0.025877 | 0 | 0 | 0.0006644 | 0.002445 | 0.00056876 | 0.0036782 | 0 | 0 | 0.041572 | 0.14035 | 0.036221 | 0.21814 | 0% | 0% | 0% | 0% | 100% | 0 | 0 | 0 | 0 | 0.18859 | 0.18859 | 0 | 0 | 0 | 0 | 0.18859 | 0.18859 | 0 | 0 | 0 | 0 | 0.025877 | 0.025877 | 0 | 0 | 0 | 0 | 0.0036782 | 0.0036782 | 0 | 0 | 0 | 0 | 0.21814 | 0.21814 | FALSE | 0% | 0% | 0% | 0% | 0% | 0% | FALSE | 0% | 0% | 0% | 0% | 0% | TRUE | 40.34% | 52.89% | 3.385% | 0% | 0% | 0% | 3.385% | 0% | N/A | N/A
| 149 | Sydney east Secondary Systems Renewal | TRUE | Labour | Secondary Systems | 94.61% | Replacement Expenditure | Digital Infrastructure | Repex | N/A | N/A | DI - Protection systems | DI - Safe and Reliable Network | N/A | No | 0% | Safety security & reliability | Secondary Systems (2018-23) | 21.86% | TRUE | 63 | 1 | 1 | 4 | 1 | FALSE | FALSE | TRUE | 1.6251 | 2.0673 | 0.12547 | 0 | 0 | 3.8179 | 1.6225 | 2.0798 | 0.12736 | 0 | 0 | 3.8296 | 0.22725 | 0.24822 | 0.016563 | 0 | 0 | 0.49204 | 0.0305 | 0.035091 | 0.0023376 | 0 | 0 | 0.067929 | 1.8802 | 2.3631 | 0.14626 | 0 | 0 | 4.3896 | 0% | 0% | 100% | 0% | 0% | 0 | 0 | 3.8179 | 0 | 0 | 3.8179 | 0 | 0 | 3.8296 | 0 | 0 | 3.8296 | 0 | 0 | 0.49204 | 0 | 0 | 0.49204 | 0 | 0 | 0.067929 | 0 | 0 | 0.067929 | 0 | 0 | 4.3896 | 0 | 0 | 4.3896 | FALSE | 0% | 0% | 0% | 0% | 0% | 0% | FALSE | 0% | 0% | 0% | 0% | 0% | TRUE | 66.45% | 18.37% | 9.796% | 0% | 0% | 0% | 5.388% | 0% | N/A | N/A
| 150 | Sydney east Secondary Systems Renewal | TRUE | Labour | Business IT | 5.388% | Replacement Expenditure | Digital Infrastructure | Repex | N/A | N/A | DI - Protection systems | DI - Safe and Reliable Network | N/A | No | 0% | Safety security & reliability | Business IT (2018 onwards) | 21.86% | TRUE | 63 | 1 | 2 | 6 | 1 | FALSE | FALSE | TRUE | 0.092543 | 0.11772 | 0.0071452 | 0 | 0 | 0.21741 | 0.092393 | 0.11843 | 0.0072528 | 0 | 0 | 0.21808 | 0.012941 | 0.014135 | 0.00094317 | 0 | 0 | 0.028019 | 0.0017369 | 0.0019983 | 0.00013312 | 0 | 0 | 0.0038683 | 0.10707 | 0.13457 | 0.0083291 | 0 | 0 | 0.24997 | 0% | 0% | 100% | 0% | 0% | 0 | 0 | 0.21741 | 0 | 0 | 0.21741 | 0 | 0 | 0.21808 | 0 | 0 | 0.21808 | 0 | 0 | 0.028019 | 0 | 0 | 0.028019 | 0 | 0 | 0.0038683 | 0 | 0 | 0.0038683 | 0 | 0 | 0.24997 | 0 | 0 | 0.24997 | FALSE | 0% | 0% | 0% | 0% | 0% | 0% | FALSE | 0% | 0% | 0% | 0% | 0% | TRUE | 66.45% | 18.37% | 9.796% | 0% | 0% | 0% | 5.388% | 0% | N/A | N/A
| 151 | Sydney east Secondary Systems Renewal | TRUE | Non-Labour | Secondary Systems | 94.61% | Replacement Expenditure | Digital Infrastructure | Repex | N/A | N/A | DI - Protection systems | DI - Safe and Reliable Network | N/A | No | 0% | Safety security & reliability | Secondary Systems (2018-23) | 78.14% | TRUE | 63 | 2 | 3 | 4 | 2 | FALSE | FALSE | TRUE | 5.81 | 7.391 | 0.44859 | 0 | 0 | 13.6496 | 5.81 | 7.391 | 0.44859 | 0 | 0 | 13.6496 | 0.81379 | 0.88212 | 0.058335 | 0 | 0 | 1.7542 | 0.10922 | 0.12471 | 0.0082332 | 0 | 0 | 0.24216 | 6.733 | 8.3978 | 0.51516 | 0 | 0 | 15.646 | 0% | 0% | 100% | 0% | 0% | 0 | 0 | 13.6496 | 0 | 0 | 13.6496 | 0 | 0 | 13.6496 | 0 | 0 | 13.6496 | 0 | 0 | 1.7542 | 0 | 0 | 1.7542 | 0 | 0 | 0.24216 | 0 | 0 | 0.24216 | 0 | 0 | 15.646 | 0 | 0 | 15.646 | FALSE | 0% | 0% | 0% | 0% | 0% | 0% | FALSE | 0% | 0% | 0% | 0% | 0% | TRUE | 66.45% | 18.37% | 9.796% | 0% | 0% | 0% | 5.388% | 0% | N/A | N/A
| 152 | Sydney east Secondary Systems Renewal | TRUE | Non-Labour | Business IT | 5.388% | Replacement Expenditure | Digital Infrastructure | Repex | N/A | N/A | DI - Protection systems | DI - Safe and Reliable Network | N/A | No | 0% | Safety security & reliability | Business IT (2018 onwards) | 78.14% | TRUE | 63 | 2 | 4 | 6 | 2 | FALSE | FALSE | TRUE | 0.33085 | 0.42089 | 0.025545 | 0 | 0 | 0.77729 | 0.33085 | 0.42089 | 0.025545 | 0 | 0 | 0.77729 | 0.046342 | 0.050233 | 0.0033219 | 0 | 0 | 0.099896 | 0.0062197 | 0.0071014 | 0.00046885 | 0 | 0 | 0.01379 | 0.38342 | 0.47822 | 0.029336 | 0 | 0 | 0.89097 | 0% | 0% | 100% | 0% | 0% | 0 | 0 | 0.77729 | 0 | 0 | 0.77729 | 0 | 0 | 0.77729 | 0 | 0 | 0.77729 | 0 | 0 | 0.099896 | 0 | 0 | 0.099896 | 0 | 0 | 0.01379 | 0 | 0 | 0.01379 | 0 | 0 | 0.89097 | 0 | 0 | 0.89097 | FALSE | 0% | 0% | 0% | 0% | 0% | 0% | FALSE | 0% | 0% | 0% | 0% | 0% | TRUE | 66.45% | 18.37% | 9.796% | 0% | 0% | 0% | 5.388% | 0% | N/A | N/A
| 153 | Tamworth Transformer Renewals | TRUE | Labour | Substations | 98.97% | Replacement Expenditure | Substation | Repex | N/A | N/A | Substations - Power Transformers | Substations - Safe and Reliable Network | N/A | Yes | 0% | Safety security & reliability | Substations (2018 onwards) | 8.989% | TRUE | 64 | 1 | 1 | 3 | 1 | FALSE | FALSE | TRUE | 0.054837 | 0.29432 | 0.7724 | 0 | 0 | 1.1216 | 0.054748 | 0.29609 | 0.78404 | 0 | 0 | 1.1349 | 0.0076684 | 0.035338 | 0.10196 | 0 | 0 | 0.14496 | 0.0010292 | 0.0049958 | 0.01439 | 0 | 0 | 0.020415 | 0.063446 | 0.33642 | 0.90039 | 0 | 0 | 1.3003 | 0% | 0% | 100% | 0% | 0% | 0 | 0 | 1.1216 | 0 | 0 | 1.1216 | 0 | 0 | 1.1349 | 0 | 0 | 1.1349 | 0 | 0 | 0.14496 | 0 | 0 | 0.14496 | 0 | 0 | 0.020415 | 0 | 0 | 0.020415 | 0 | 0 | 1.3003 | 0 | 0 | 1.3003 | FALSE | 0% | 0% | 0% | 0% | 0% | 0% | TRUE | 15.76% | 84.24% | 0% | 0% | 0% | FALSE | 0% | 0% | 0% | 0% | 0% | 0% | 0% | 0% | N/A | N/A
| 154 | Tamworth Transformer Renewals | TRUE | Labour | Secondary Systems | 1.03% | Replacement Expenditure | Substation | Repex | N/A | N/A | Substations - Power Transformers | Substations - Safe and Reliable Network | N/A | Yes | 0% | Safety security & reliability | Secondary Systems (2018-23) | 8.989% | TRUE | 64 | 1 | 2 | 4 | 1 | FALSE | FALSE | TRUE | 0.00057071 | 0.0030631 | 0.0080386 | 0 | 0 | 0.011672 | 0.00056978 | 0.0030815 | 0.0081598 | 0 | 0 | 0.011811 | 7.9808e-05 | 0.00036778 | 0.0010611 | 0 | 0 | 0.0015087 | 1.0711e-05 | 5.1992e-05 | 0.00014976 | 0 | 0 | 0.00021247 | 0.0006603 | 0.0035012 | 0.0093706 | 0 | 0 | 0.013532 | 0% | 0% | 100% | 0% | 0% | 0 | 0 | 0.011672 | 0 | 0 | 0.011672 | 0 | 0 | 0.011811 | 0 | 0 | 0.011811 | 0 | 0 | 0.0015087 | 0 | 0 | 0.0015087 | 0 | 0 | 0.00021247 | 0 | 0 | 0.00021247 | 0 | 0 | 0.013532 | 0 | 0 | 0.013532 | FALSE | 0% | 0% | 0% | 0% | 0% | 0% | FALSE | 0% | 0% | 0% | 0% | 0% | TRUE | 0% | 100% | 0% | 0% | 0% | 0% | 0% | 0% | N/A | N/A
| 155 | Tamworth Transformer Renewals | TRUE | Non-Labour | Substations | 98.97% | Replacement Expenditure | Substation | Repex | N/A | N/A | Substations - Power Transformers | Substations - Safe and Reliable Network | N/A | Yes | 0% | Safety security & reliability | Substations (2018 onwards) | 91.01% | TRUE | 64 | 2 | 3 | 3 | 2 | FALSE | FALSE | TRUE | 0.55519 | 2.9798 | 7.8201 | 0 | 0 | 11.355 | 0.55519 | 2.9798 | 7.8201 | 0 | 0 | 11.355 | 0.077764 | 0.35564 | 1.0169 | 0 | 0 | 1.4503 | 0.010437 | 0.050277 | 0.14353 | 0 | 0 | 0.20424 | 0.64339 | 3.3857 | 8.9805 | 0 | 0 | 13.0096 | 0% | 0% | 100% | 0% | 0% | 0 | 0 | 11.355 | 0 | 0 | 11.355 | 0 | 0 | 11.355 | 0 | 0 | 11.355 | 0 | 0 | 1.4503 | 0 | 0 | 1.4503 | 0 | 0 | 0.20424 | 0 | 0 | 0.20424 | 0 | 0 | 13.0096 | 0 | 0 | 13.0096 | FALSE | 0% | 0% | 0% | 0% | 0% | 0% | TRUE | 15.76% | 84.24% | 0% | 0% | 0% | FALSE | 0% | 0% | 0% | 0% | 0% | 0% | 0% | 0% | N/A | N/A
| 156 | Tamworth Transformer Renewals | TRUE | Non-Labour | Secondary Systems | 1.03% | Replacement Expenditure | Substation | Repex | N/A | N/A | Substations - Power Transformers | Substations - Safe and Reliable Network | N/A | Yes | 0% | Safety security & reliability | Secondary Systems (2018-23) | 91.01% | TRUE | 64 | 2 | 4 | 4 | 2 | FALSE | FALSE | TRUE | 0.0057781 | 0.031011 | 0.081386 | 0 | 0 | 0.11818 | 0.0057781 | 0.031011 | 0.081386 | 0 | 0 | 0.11818 | 0.00080931 | 0.0037012 | 0.010583 | 0 | 0 | 0.015094 | 0.00010862 | 0.00052324 | 0.0014937 | 0 | 0 | 0.0021256 | 0.006696 | 0.035236 | 0.093463 | 0 | 0 | 0.13539 | 0% | 0% | 100% | 0% | 0% | 0 | 0 | 0.11818 | 0 | 0 | 0.11818 | 0 | 0 | 0.11818 | 0 | 0 | 0.11818 | 0 | 0 | 0.015094 | 0 | 0 | 0.015094 | 0 | 0 | 0.0021256 | 0 | 0 | 0.0021256 | 0 | 0 | 0.13539 | 0 | 0 | 0.13539 | FALSE | 0% | 0% | 0% | 0% | 0% | 0% | FALSE | 0% | 0% | 0% | 0% | 0% | TRUE | 0% | 100% | 0% | 0% | 0% | 0% | 0% | 0% | N/A | N/A
| 157 | Tenterfield Transformer Renewals | TRUE | Labour | Substations | 91.3% | Replacement Expenditure | Substation | Repex | N/A | N/A | Substations - Power Transformers | Substations - Safe and Reliable Network | N/A | No | 0% | Safety security & reliability | Substations (2018 onwards) | 14.55% | TRUE | 65 | 1 | 1 | 3 | 1 | FALSE | FALSE | TRUE | 0 | 0 | 0.068289 | 0.48964 | 0.35592 | 0.91385 | 0 | 0 | 0.069319 | 0.50112 | 0.3665 | 0.93693 | 0 | 0 | 0.0090143 | 0.071805 | 0.044832 | 0.12565 | 0 | 0 | 0.0012723 | 0.010158 | 0.0065619 | 0.017992 | 0 | 0 | 0.079605 | 0.58308 | 0.41789 | 1.0806 | 0% | 0% | 0% | 0% | 100% | 0 | 0 | 0 | 0 | 0.91385 | 0.91385 | 0 | 0 | 0 | 0 | 0.93693 | 0.93693 | 0 | 0 | 0 | 0 | 0.12565 | 0.12565 | 0 | 0 | 0 | 0 | 0.017992 | 0.017992 | 0 | 0 | 0 | 0 | 1.0806 | 1.0806 | FALSE | 0% | 0% | 0% | 0% | 0% | 0% | TRUE | 46.67% | 42.03% | 11.31% | 0% | 0% | FALSE | 0% | 0% | 0% | 0% | 0% | 0% | 0% | 0% | N/A | N/A
| 158 | Tenterfield Transformer Renewals | TRUE | Labour | Secondary Systems | 8.698% | Replacement Expenditure | Substation | Repex | N/A | N/A | Substations - Power Transformers | Substations - Safe and Reliable Network | N/A | No | 0% | Safety security & reliability | Secondary Systems (2018-23) | 14.55% | TRUE | 65 | 1 | 2 | 4 | 1 | FALSE | FALSE | TRUE | 0 | 0 | 0.0065057 | 0.046647 | 0.033907 | 0.087059 | 0 | 0 | 0.0066038 | 0.04774 | 0.034915 | 0.089258 | 0 | 0 | 0.00085876 | 0.0068407 | 0.004271 | 0.01197 | 0 | 0 | 0.0001212 | 0.00096772 | 0.00062513 | 0.0017141 | 0 | 0 | 0.0075837 | 0.055548 | 0.039811 | 0.10294 | 0% | 0% | 0% | 0% | 100% | 0 | 0 | 0 | 0 | 0.087059 | 0.087059 | 0 | 0 | 0 | 0 | 0.089258 | 0.089258 | 0 | 0 | 0 | 0 | 0.01197 | 0.01197 | 0 | 0 | 0 | 0 | 0.0017141 | 0.0017141 | 0 | 0 | 0 | 0 | 0.10294 | 0.10294 | FALSE | 0% | 0% | 0% | 0% | 0% | 0% | FALSE | 0% | 0% | 0% | 0% | 0% | TRUE | 17.48% | 67.53% | 14.99% | 0% | 0% | 0% | 0% | 0% | N/A | N/A
| 159 | Tenterfield Transformer Renewals | TRUE | Non-Labour | Substations | 91.3% | Replacement Expenditure | Substation | Repex | N/A | N/A | Substations - Power Transformers | Substations - Safe and Reliable Network | N/A | No | 0% | Safety security & reliability | Substations (2018 onwards) | 85.45% | TRUE | 65 | 2 | 3 | 3 | 2 | FALSE | FALSE | TRUE | 0 | 0 | 0.40107 | 2.8757 | 2.0903 | 5.3671 | 0 | 0 | 0.40107 | 2.8757 | 2.0903 | 5.3671 | 0 | 0 | 0.052155 | 0.41206 | 0.2557 | 0.71992 | 0 | 0 | 0.007361 | 0.058293 | 0.037426 | 0.10308 | 0 | 0 | 0.46058 | 3.346 | 2.3834 | 6.1901 | 0% | 0% | 0% | 0% | 100% | 0 | 0 | 0 | 0 | 5.3671 | 5.3671 | 0 | 0 | 0 | 0 | 5.3671 | 5.3671 | 0 | 0 | 0 | 0 | 0.71992 | 0.71992 | 0 | 0 | 0 | 0 | 0.10308 | 0.10308 | 0 | 0 | 0 | 0 | 6.1901 | 6.1901 | FALSE | 0% | 0% | 0% | 0% | 0% | 0% | TRUE | 46.67% | 42.03% | 11.31% | 0% | 0% | FALSE | 0% | 0% | 0% | 0% | 0% | 0% | 0% | 0% | N/A | N/A
| 160 | Tenterfield Transformer Renewals | TRUE | Non-Labour | Secondary Systems | 8.698% | Replacement Expenditure | Substation | Repex | N/A | N/A | Substations - Power Transformers | Substations - Safe and Reliable Network | N/A | No | 0% | Safety security & reliability | Secondary Systems (2018-23) | 85.45% | TRUE | 65 | 2 | 4 | 4 | 2 | FALSE | FALSE | TRUE | 0 | 0 | 0.038208 | 0.27396 | 0.19914 | 0.5113 | 0 | 0 | 0.038208 | 0.27396 | 0.19914 | 0.5113 | 0 | 0 | 0.0049686 | 0.039256 | 0.02436 | 0.068584 | 0 | 0 | 0.00070126 | 0.0055533 | 0.0035654 | 0.00982 | 0 | 0 | 0.043878 | 0.31877 | 0.22706 | 0.58971 | 0% | 0% | 0% | 0% | 100% | 0 | 0 | 0 | 0 | 0.5113 | 0.5113 | 0 | 0 | 0 | 0 | 0.5113 | 0.5113 | 0 | 0 | 0 | 0 | 0.068584 | 0.068584 | 0 | 0 | 0 | 0 | 0.00982 | 0.00982 | 0 | 0 | 0 | 0 | 0.58971 | 0.58971 | FALSE | 0% | 0% | 0% | 0% | 0% | 0% | FALSE | 0% | 0% | 0% | 0% | 0% | TRUE | 17.48% | 67.53% | 14.99% | 0% | 0% | 0% | 0% | 0% | N/A | N/A
| 161 | Tomago Secondary Systems Renewal | TRUE | Labour | Secondary Systems | 95.16% | Replacement Expenditure | Digital Infrastructure | Repex | N/A | N/A | DI - Protection systems | DI - Safe and Reliable Network | N/A | No | 0% | Safety security & reliability | Secondary Systems (2018-23) | 16.24% | TRUE | 66 | 1 | 1 | 4 | 1 | FALSE | FALSE | TRUE | 0 | 0.84535 | 0.84304 | 0.84304 | 0.44346 | 2.9749 | 0 | 0.85044 | 0.85575 | 0.8628 | 0.45665 | 3.0256 | 0 | 0.1015 | 0.11128 | 0.12363 | 0.05586 | 0.39227 | 0 | 0.014349 | 0.015706 | 0.01749 | 0.008176 | 0.055721 | 0 | 0.96629 | 0.98274 | 1.0039 | 0.52068 | 3.4736 | 0% | 0% | 0% | 0% | 100% | 0 | 0 | 0 | 0 | 2.9749 | 2.9749 | 0 | 0 | 0 | 0 | 3.0256 | 3.0256 | 0 | 0 | 0 | 0 | 0.39227 | 0.39227 | 0 | 0 | 0 | 0 | 0.055721 | 0.055721 | 0 | 0 | 0 | 0 | 3.4736 | 3.4736 | FALSE | 0% | 0% | 0% | 0% | 0% | 0% | FALSE | 0% | 0% | 0% | 0% | 0% | TRUE | 37.68% | 47.01% | 10.48% | 0% | 0% | 0% | 4.835% | 0% | N/A | N/A
| 162 | Tomago Secondary Systems Renewal | TRUE | Labour | Business IT | 4.835% | Replacement Expenditure | Digital Infrastructure | Repex | N/A | N/A | DI - Protection systems | DI - Safe and Reliable Network | N/A | No | 0% | Safety security & reliability | Business IT (2018 onwards) | 16.24% | TRUE | 66 | 1 | 2 | 6 | 1 | FALSE | FALSE | TRUE | 0 | 0.042954 | 0.042836 | 0.042836 | 0.022533 | 0.15116 | 0 | 0.043212 | 0.043482 | 0.04384 | 0.023203 | 0.15374 | 0 | 0.0051574 | 0.0056544 | 0.0062819 | 0.0028383 | 0.019932 | 0 | 0.0007291 | 0.00079805 | 0.00088867 | 0.00041544 | 0.0028313 | 0 | 0.049099 | 0.049935 | 0.051011 | 0.026457 | 0.1765 | 0% | 0% | 0% | 0% | 100% | 0 | 0 | 0 | 0 | 0.15116 | 0.15116 | 0 | 0 | 0 | 0 | 0.15374 | 0.15374 | 0 | 0 | 0 | 0 | 0.019932 | 0.019932 | 0 | 0 | 0 | 0 | 0.0028313 | 0.0028313 | 0 | 0 | 0 | 0 | 0.1765 | 0.1765 | FALSE | 0% | 0% | 0% | 0% | 0% | 0% | FALSE | 0% | 0% | 0% | 0% | 0% | TRUE | 37.68% | 47.01% | 10.48% | 0% | 0% | 0% | 4.835% | 0% | N/A | N/A
| 163 | Tomago Secondary Systems Renewal | TRUE | Non-Labour | Secondary Systems | 95.16% | Replacement Expenditure | Digital Infrastructure | Repex | N/A | N/A | DI - Protection systems | DI - Safe and Reliable Network | N/A | No | 0% | Safety security & reliability | Secondary Systems (2018-23) | 83.76% | TRUE | 66 | 2 | 3 | 4 | 2 | FALSE | FALSE | TRUE | 0 | 4.3592 | 4.3473 | 4.3473 | 2.2868 | 15.3405 | 0 | 4.3592 | 4.3473 | 4.3473 | 2.2868 | 15.3405 | 0 | 0.52027 | 0.56532 | 0.62293 | 0.27973 | 1.9883 | 0 | 0.073551 | 0.079788 | 0.088123 | 0.040944 | 0.28241 | 0 | 4.953 | 4.9924 | 5.0583 | 2.6075 | 17.6112 | 0% | 0% | 0% | 0% | 100% | 0 | 0 | 0 | 0 | 15.3405 | 15.3405 | 0 | 0 | 0 | 0 | 15.3405 | 15.3405 | 0 | 0 | 0 | 0 | 1.9883 | 1.9883 | 0 | 0 | 0 | 0 | 0.28241 | 0.28241 | 0 | 0 | 0 | 0 | 17.6112 | 17.6112 | FALSE | 0% | 0% | 0% | 0% | 0% | 0% | FALSE | 0% | 0% | 0% | 0% | 0% | TRUE | 37.68% | 47.01% | 10.48% | 0% | 0% | 0% | 4.835% | 0% | N/A | N/A
| 164 | Tomago Secondary Systems Renewal | TRUE | Non-Labour | Business IT | 4.835% | Replacement Expenditure | Digital Infrastructure | Repex | N/A | N/A | DI - Protection systems | DI - Safe and Reliable Network | N/A | No | 0% | Safety security & reliability | Business IT (2018 onwards) | 83.76% | TRUE | 66 | 2 | 4 | 6 | 2 | FALSE | FALSE | TRUE | 0 | 0.2215 | 0.22089 | 0.22089 | 0.1162 | 0.77948 | 0 | 0.2215 | 0.22089 | 0.22089 | 0.1162 | 0.77948 | 0 | 0.026436 | 0.028725 | 0.031652 | 0.014214 | 0.10103 | 0 | 0.0037372 | 0.0040542 | 0.0044777 | 0.0020804 | 0.014349 | 0 | 0.25167 | 0.25367 | 0.25702 | 0.13249 | 0.89485 | 0% | 0% | 0% | 0% | 100% | 0 | 0 | 0 | 0 | 0.77948 | 0.77948 | 0 | 0 | 0 | 0 | 0.77948 | 0.77948 | 0 | 0 | 0 | 0 | 0.10103 | 0.10103 | 0 | 0 | 0 | 0 | 0.014349 | 0.014349 | 0 | 0 | 0 | 0 | 0.89485 | 0.89485 | FALSE | 0% | 0% | 0% | 0% | 0% | 0% | FALSE | 0% | 0% | 0% | 0% | 0% | TRUE | 37.68% | 47.01% | 10.48% | 0% | 0% | 0% | 4.835% | 0% | N/A | N/A
| 165 | Transformer Compound Wall Renewal | TRUE | Labour | Substations | 100% | Replacement Expenditure | Substation | Repex | N/A | N/A | Substations - Site Establishment and supporting assets | Substations - Safe and Reliable Network | N/A | Yes | 0% | Safety security & reliability | Substations (2018 onwards) | 29.27% | TRUE | 67 | 1 | 1 | 3 | 1 | FALSE | FALSE | TRUE | 0.16408 | 0.14917 | 0.074583 | 0.16408 | 0.17154 | 0.72346 | 0.16382 | 0.15006 | 0.075707 | 0.16793 | 0.17664 | 0.73416 | 0.022945 | 0.01791 | 0.0098451 | 0.024063 | 0.021608 | 0.096371 | 0.0030796 | 0.002532 | 0.0013895 | 0.003404 | 0.0031627 | 0.013568 | 0.18984 | 0.17051 | 0.086942 | 0.19539 | 0.20141 | 0.84409 | 10% | 11% | 14% | 32% | 33% | 0.072346 | 0.07958 | 0.10128 | 0.23151 | 0.23874 | 0.72346 | 0.073416 | 0.080757 | 0.10278 | 0.23493 | 0.24227 | 0.73416 | 0.0096371 | 0.010601 | 0.013492 | 0.030839 | 0.031802 | 0.096371 | 0.0013568 | 0.0014924 | 0.0018995 | 0.0043417 | 0.0044773 | 0.013568 | 0.084409 | 0.09285 | 0.11817 | 0.27011 | 0.27855 | 0.84409 | FALSE | 0% | 0% | 0% | 0% | 0% | 0% | TRUE | 100% | 0% | 0% | 0% | 0% | FALSE | 0% | 0% | 0% | 0% | 0% | 0% | 0% | 0% | N/A | N/A
| 166 | Transformer Compound Wall Renewal | TRUE | Non-Labour | Substations | 100% | Replacement Expenditure | Substation | Repex | N/A | N/A | Substations - Site Establishment and supporting assets | Substations - Safe and Reliable Network | N/A | Yes | 0% | Safety security & reliability | Substations (2018 onwards) | 70.73% | TRUE | 67 | 2 | 2 | 3 | 2 | FALSE | FALSE | TRUE | 0.39643 | 0.3604 | 0.1802 | 0.39643 | 0.41445 | 1.7479 | 0.39643 | 0.3604 | 0.1802 | 0.39643 | 0.41445 | 1.7479 | 0.055527 | 0.043013 | 0.023433 | 0.056806 | 0.050699 | 0.22948 | 0.0074525 | 0.0060808 | 0.0033073 | 0.008036 | 0.0074206 | 0.032297 | 0.45941 | 0.40949 | 0.20694 | 0.46128 | 0.47257 | 2.0097 | 10% | 11% | 14% | 32% | 33% | 0.17479 | 0.19227 | 0.24471 | 0.55933 | 0.57681 | 1.7479 | 0.17479 | 0.19227 | 0.24471 | 0.55933 | 0.57681 | 1.7479 | 0.022948 | 0.025243 | 0.032127 | 0.073433 | 0.075728 | 0.22948 | 0.0032297 | 0.0035527 | 0.0045216 | 0.010335 | 0.010658 | 0.032297 | 0.20097 | 0.22107 | 0.28136 | 0.6431 | 0.6632 | 2.0097 | FALSE | 0% | 0% | 0% | 0% | 0% | 0% | TRUE | 100% | 0% | 0% | 0% | 0% | FALSE | 0% | 0% | 0% | 0% | 0% | 0% | 0% | 0% | N/A | N/A
| 167 | Transmission Line Protection Relay Replacements | TRUE | Labour | Secondary Systems | 100% | Replacement Expenditure | Digital Infrastructure | Repex | N/A | N/A | DI - Protection systems | DI - Safe and Reliable Network | N/A | No | 0% | Safety security & reliability | Secondary Systems (2018-23) | 51.36% | TRUE | 68 | 1 | 1 | 4 | 1 | FALSE | FALSE | TRUE | 1.3982 | 1.2711 | 0.63554 | 1.3982 | 1.4618 | 6.1648 | 1.3959 | 1.2787 | 0.64512 | 1.431 | 1.5052 | 6.2559 | 0.19552 | 0.15262 | 0.083893 | 0.20504 | 0.18413 | 0.8212 | 0.026242 | 0.021576 | 0.01184 | 0.029007 | 0.02695 | 0.11561 | 1.6177 | 1.4529 | 0.74086 | 1.665 | 1.7163 | 7.1928 | 10% | 11% | 14% | 32% | 33% | 0.61648 | 0.67813 | 0.86307 | 1.9727 | 2.0344 | 6.1648 | 0.62559 | 0.68815 | 0.87583 | 2.0019 | 2.0645 | 6.2559 | 0.08212 | 0.090332 | 0.11497 | 0.26278 | 0.271 | 0.8212 | 0.011561 | 0.012718 | 0.016186 | 0.036997 | 0.038153 | 0.11561 | 0.71928 | 0.7912 | 1.007 | 2.3017 | 2.3736 | 7.1928 | FALSE | 0% | 0% | 0% | 0% | 0% | 0% | FALSE | 0% | 0% | 0% | 0% | 0% | TRUE | 100% | 0% | 0% | 0% | 0% | 0% | 0% | 0% | N/A | N/A
| 168 | Transmission Line Protection Relay Replacements | TRUE | Non-Labour | Secondary Systems | 100% | Replacement Expenditure | Digital Infrastructure | Repex | N/A | N/A | DI - Protection systems | DI - Safe and Reliable Network | N/A | No | 0% | Safety security & reliability | Secondary Systems (2018-23) | 48.64% | TRUE | 68 | 2 | 2 | 4 | 2 | FALSE | FALSE | TRUE | 1.3239 | 1.2036 | 0.60179 | 1.3239 | 1.3841 | 5.8374 | 1.3239 | 1.2036 | 0.60179 | 1.3239 | 1.3841 | 5.8374 | 0.18544 | 0.14365 | 0.078258 | 0.18971 | 0.16931 | 0.76637 | 0.024889 | 0.020308 | 0.011045 | 0.026837 | 0.024782 | 0.10786 | 1.5343 | 1.3675 | 0.69109 | 1.5405 | 1.5782 | 6.7116 | 10% | 11% | 14% | 32% | 33% | 0.58374 | 0.64211 | 0.81723 | 1.868 | 1.9263 | 5.8374 | 0.58374 | 0.64211 | 0.81723 | 1.868 | 1.9263 | 5.8374 | 0.076637 | 0.084301 | 0.10729 | 0.24524 | 0.2529 | 0.76637 | 0.010786 | 0.011865 | 0.0151 | 0.034515 | 0.035594 | 0.10786 | 0.67116 | 0.73828 | 0.93963 | 2.1477 | 2.2148 | 6.7116 | FALSE | 0% | 0% | 0% | 0% | 0% | 0% | FALSE | 0% | 0% | 0% | 0% | 0% | TRUE | 100% | 0% | 0% | 0% | 0% | 0% | 0% | 0% | N/A | N/A
| 169 | Uranquinty Secondary Systems Renewal | FALSE | Labour | Secondary Systems | 94% | Replacement Expenditure | Digital Infrastructure | Repex | N/A | N/A | DI - Protection systems | DI - Safe and Reliable Network | N/A | Yes | 0% | Safety security & reliability | Secondary Systems (2018-23) | 0% | TRUE | 69 | 1 | 1 | 4 | 1 | FALSE | FALSE | TRUE | 0 | 0 | 0 | 0 | 0 | 0 | 0 | 0 | 0 | 0 | 0 | 0 | 0 | 0 | 0 | 0 | 0 | 0 | 0 | 0 | 0 | 0 | 0 | 0 | 0 | 0 | 0 | 0 | 0 | 0 | 0% | 0% | 0% | 0% | 0% | 0 | 0 | 0 | 0 | 0 | 0 | 0 | 0 | 0 | 0 | 0 | 0 | 0 | 0 | 0 | 0 | 0 | 0 | 0 | 0 | 0 | 0 | 0 | 0 | 0 | 0 | 0 | 0 | 0 | 0 | FALSE | 0% | 0% | 0% | 0% | 0% | 0% | FALSE | 0% | 0% | 0% | 0% | 0% | TRUE | 56.89% | 29.4% | 7.713% | 0% | 6% | 0% | 0% | 0% | N/A | N/A
| 170 | Uranquinty Secondary Systems Renewal | FALSE | Labour | Communications (short life) | 6% | Replacement Expenditure | Digital Infrastructure | Repex | N/A | N/A | DI - Protection systems | DI - Safe and Reliable Network | N/A | Yes | 0% | Safety security & reliability | Communications (short life) (2018 onwards) | 0% | TRUE | 69 | 1 | 2 | 5 | 1 | FALSE | FALSE | TRUE | 0 | 0 | 0 | 0 | 0 | 0 | 0 | 0 | 0 | 0 | 0 | 0 | 0 | 0 | 0 | 0 | 0 | 0 | 0 | 0 | 0 | 0 | 0 | 0 | 0 | 0 | 0 | 0 | 0 | 0 | 0% | 0% | 0% | 0% | 0% | 0 | 0 | 0 | 0 | 0 | 0 | 0 | 0 | 0 | 0 | 0 | 0 | 0 | 0 | 0 | 0 | 0 | 0 | 0 | 0 | 0 | 0 | 0 | 0 | 0 | 0 | 0 | 0 | 0 | 0 | FALSE | 0% | 0% | 0% | 0% | 0% | 0% | FALSE | 0% | 0% | 0% | 0% | 0% | TRUE | 56.89% | 29.4% | 7.713% | 0% | 6% | 0% | 0% | 0% | N/A | N/A
| 171 | Uranquinty Secondary Systems Renewal | FALSE | Non-Labour | Secondary Systems | 94% | Replacement Expenditure | Digital Infrastructure | Repex | N/A | N/A | DI - Protection systems | DI - Safe and Reliable Network | N/A | Yes | 0% | Safety security & reliability | Secondary Systems (2018-23) | 100% | TRUE | 69 | 2 | 3 | 4 | 2 | FALSE | FALSE | TRUE | 0 | 0 | 0 | 0 | 0 | 0 | 0 | 0 | 0 | 0 | 0 | 0 | 0 | 0 | 0 | 0 | 0 | 0 | 0 | 0 | 0 | 0 | 0 | 0 | 0 | 0 | 0 | 0 | 0 | 0 | 0% | 0% | 0% | 0% | 0% | 0 | 0 | 0 | 0 | 0 | 0 | 0 | 0 | 0 | 0 | 0 | 0 | 0 | 0 | 0 | 0 | 0 | 0 | 0 | 0 | 0 | 0 | 0 | 0 | 0 | 0 | 0 | 0 | 0 | 0 | FALSE | 0% | 0% | 0% | 0% | 0% | 0% | FALSE | 0% | 0% | 0% | 0% | 0% | TRUE | 56.89% | 29.4% | 7.713% | 0% | 6% | 0% | 0% | 0% | N/A | N/A
| 172 | Uranquinty Secondary Systems Renewal | FALSE | Non-Labour | Communications (short life) | 6% | Replacement Expenditure | Digital Infrastructure | Repex | N/A | N/A | DI - Protection systems | DI - Safe and Reliable Network | N/A | Yes | 0% | Safety security & reliability | Communications (short life) (2018 onwards) | 100% | TRUE | 69 | 2 | 4 | 5 | 2 | FALSE | FALSE | TRUE | 0 | 0 | 0 | 0 | 0 | 0 | 0 | 0 | 0 | 0 | 0 | 0 | 0 | 0 | 0 | 0 | 0 | 0 | 0 | 0 | 0 | 0 | 0 | 0 | 0 | 0 | 0 | 0 | 0 | 0 | 0% | 0% | 0% | 0% | 0% | 0 | 0 | 0 | 0 | 0 | 0 | 0 | 0 | 0 | 0 | 0 | 0 | 0 | 0 | 0 | 0 | 0 | 0 | 0 | 0 | 0 | 0 | 0 | 0 | 0 | 0 | 0 | 0 | 0 | 0 | FALSE | 0% | 0% | 0% | 0% | 0% | 0% | FALSE | 0% | 0% | 0% | 0% | 0% | TRUE | 56.89% | 29.4% | 7.713% | 0% | 6% | 0% | 0% | 0% | N/A | N/A
| 173 | Vales point Secondary Systems Renewal | TRUE | Labour | Secondary Systems | 94.67% | Replacement Expenditure | Digital Infrastructure | Repex | N/A | N/A | DI - Protection systems | DI - Safe and Reliable Network | N/A | No | 0% | Safety security & reliability | Secondary Systems (2018-23) | 21.44% | TRUE | 70 | 1 | 1 | 4 | 1 | FALSE | FALSE | TRUE | 0.15494 | 0.14086 | 0.070429 | 0.15494 | 0.16199 | 0.68316 | 0.15469 | 0.1417 | 0.07149 | 0.15857 | 0.1668 | 0.69326 | 0.021667 | 0.016913 | 0.0092967 | 0.022722 | 0.020404 | 0.091003 | 0.002908 | 0.0023909 | 0.0013121 | 0.0032144 | 0.0029865 | 0.012812 | 0.17927 | 0.16101 | 0.082099 | 0.18451 | 0.19019 | 0.79708 | 10% | 11% | 14% | 32% | 33% | 0.068316 | 0.075147 | 0.095642 | 0.21861 | 0.22544 | 0.68316 | 0.069326 | 0.076259 | 0.097057 | 0.22184 | 0.22878 | 0.69326 | 0.0091003 | 0.01001 | 0.01274 | 0.029121 | 0.030031 | 0.091003 | 0.0012812 | 0.0014093 | 0.0017937 | 0.0040998 | 0.0042279 | 0.012812 | 0.079708 | 0.087678 | 0.11159 | 0.25506 | 0.26304 | 0.79708 | FALSE | 0% | 0% | 0% | 0% | 0% | 0% | FALSE | 0% | 0% | 0% | 0% | 0% | TRUE | 28.33% | 59.95% | 6.394% | 0% | 0% | 0% | 5.329% | 0% | N/A | N/A
| 174 | Vales point Secondary Systems Renewal | TRUE | Labour | Business IT | 5.329% | Replacement Expenditure | Digital Infrastructure | Repex | N/A | N/A | DI - Protection systems | DI - Safe and Reliable Network | N/A | No | 0% | Safety security & reliability | Business IT (2018 onwards) | 21.44% | TRUE | 70 | 1 | 2 | 6 | 1 | FALSE | FALSE | TRUE | 0.008721 | 0.0079282 | 0.0039641 | 0.008721 | 0.0091174 | 0.038452 | 0.0087069 | 0.0079759 | 0.0040238 | 0.0089253 | 0.0093884 | 0.03902 | 0.0012195 | 0.00095192 | 0.00052327 | 0.0012789 | 0.0011485 | 0.0051221 | 0.00016368 | 0.00013457 | 7.3852e-05 | 0.00018092 | 0.00016809 | 0.00072112 | 0.01009 | 0.0090624 | 0.004621 | 0.010385 | 0.010705 | 0.044864 | 10% | 11% | 14% | 32% | 33% | 0.0038452 | 0.0042297 | 0.0053832 | 0.012305 | 0.012689 | 0.038452 | 0.003902 | 0.0042922 | 0.0054629 | 0.012487 | 0.012877 | 0.03902 | 0.00051221 | 0.00056343 | 0.00071709 | 0.0016391 | 0.0016903 | 0.0051221 | 7.2112e-05 | 7.9324e-05 | 0.00010096 | 0.00023076 | 0.00023797 | 0.00072112 | 0.0044864 | 0.004935 | 0.0062809 | 0.014356 | 0.014805 | 0.044864 | FALSE | 0% | 0% | 0% | 0% | 0% | 0% | FALSE | 0% | 0% | 0% | 0% | 0% | TRUE | 28.33% | 59.95% | 6.394% | 0% | 0% | 0% | 5.329% | 0% | N/A | N/A
| 175 | Vales point Secondary Systems Renewal | TRUE | Non-Labour | Secondary Systems | 94.67% | Replacement Expenditure | Digital Infrastructure | Repex | N/A | N/A | DI - Protection systems | DI - Safe and Reliable Network | N/A | No | 0% | Safety security & reliability | Secondary Systems (2018-23) | 78.56% | TRUE | 70 | 2 | 3 | 4 | 2 | FALSE | FALSE | TRUE | 0.56764 | 0.51604 | 0.25802 | 0.56764 | 0.59345 | 2.5028 | 0.56764 | 0.51604 | 0.25802 | 0.56764 | 0.59345 | 2.5028 | 0.079508 | 0.06159 | 0.033553 | 0.081338 | 0.072594 | 0.32858 | 0.010671 | 0.0087069 | 0.0047356 | 0.011507 | 0.010625 | 0.046246 | 0.65782 | 0.58634 | 0.29631 | 0.66049 | 0.67667 | 2.8776 | 10% | 11% | 14% | 32% | 33% | 0.25028 | 0.27531 | 0.35039 | 0.80089 | 0.82592 | 2.5028 | 0.25028 | 0.27531 | 0.35039 | 0.80089 | 0.82592 | 2.5028 | 0.032858 | 0.036144 | 0.046002 | 0.10515 | 0.10843 | 0.32858 | 0.0046246 | 0.005087 | 0.0064744 | 0.014799 | 0.015261 | 0.046246 | 0.28776 | 0.31654 | 0.40287 | 0.92084 | 0.94962 | 2.8776 | FALSE | 0% | 0% | 0% | 0% | 0% | 0% | FALSE | 0% | 0% | 0% | 0% | 0% | TRUE | 28.33% | 59.95% | 6.394% | 0% | 0% | 0% | 5.329% | 0% | N/A | N/A
| 176 | Vales point Secondary Systems Renewal | TRUE | Non-Labour | Business IT | 5.329% | Replacement Expenditure | Digital Infrastructure | Repex | N/A | N/A | DI - Protection systems | DI - Safe and Reliable Network | N/A | No | 0% | Safety security & reliability | Business IT (2018 onwards) | 78.56% | TRUE | 70 | 2 | 4 | 6 | 2 | FALSE | FALSE | TRUE | 0.03195 | 0.029045 | 0.014523 | 0.03195 | 0.033402 | 0.14087 | 0.03195 | 0.029045 | 0.014523 | 0.03195 | 0.033402 | 0.14087 | 0.0044751 | 0.0034666 | 0.0018886 | 0.0045781 | 0.004086 | 0.018494 | 0.00060062 | 0.00049007 | 0.00026654 | 0.00064765 | 0.00059805 | 0.0026029 | 0.037026 | 0.033002 | 0.016678 | 0.037176 | 0.038086 | 0.16197 | 10% | 11% | 14% | 32% | 33% | 0.014087 | 0.015496 | 0.019722 | 0.045078 | 0.046487 | 0.14087 | 0.014087 | 0.015496 | 0.019722 | 0.045078 | 0.046487 | 0.14087 | 0.0018494 | 0.0020344 | 0.0025892 | 0.0059182 | 0.0061031 | 0.018494 | 0.00026029 | 0.00028632 | 0.00036441 | 0.00083294 | 0.00085897 | 0.0026029 | 0.016197 | 0.017816 | 0.022675 | 0.05183 | 0.053449 | 0.16197 | FALSE | 0% | 0% | 0% | 0% | 0% | 0% | FALSE | 0% | 0% | 0% | 0% | 0% | TRUE | 28.33% | 59.95% | 6.394% | 0% | 0% | 0% | 5.329% | 0% | N/A | N/A
| 177 | Wallerwang Secondary Systems Renewal | TRUE | Labour | Secondary Systems | 93.13% | Replacement Expenditure | Digital Infrastructure | Repex | N/A | N/A | DI - Protection systems | DI - Safe and Reliable Network | N/A | No | 0% | Safety security & reliability | Secondary Systems (2018-23) | 20.88% | TRUE | 71 | 1 | 1 | 4 | 1 | FALSE | FALSE | TRUE | 0 | 0 | 0.40682 | 1.1985 | 0.047534 | 1.6529 | 0 | 0 | 0.41296 | 1.2266 | 0.048947 | 1.6885 | 0 | 0 | 0.053701 | 0.17577 | 0.0059875 | 0.23545 | 0 | 0 | 0.0075792 | 0.024865 | 0.00087637 | 0.03332 | 0 | 0 | 0.47424 | 1.4273 | 0.055811 | 1.9573 | 0% | 0% | 0% | 0% | 100% | 0 | 0 | 0 | 0 | 1.6529 | 1.6529 | 0 | 0 | 0 | 0 | 1.6885 | 1.6885 | 0 | 0 | 0 | 0 | 0.23545 | 0.23545 | 0 | 0 | 0 | 0 | 0.03332 | 0.03332 | 0 | 0 | 0 | 0 | 1.9573 | 1.9573 | FALSE | 0% | 0% | 0% | 0% | 0% | 0% | FALSE | 0% | 0% | 0% | 0% | 0% | TRUE | 41.98% | 47.71% | 3.435% | 0% | 0% | 0% | 6.87% | 0% | N/A | N/A
| 178 | Wallerwang Secondary Systems Renewal | TRUE | Labour | Business IT | 6.87% | Replacement Expenditure | Digital Infrastructure | Repex | N/A | N/A | DI - Protection systems | DI - Safe and Reliable Network | N/A | No | 0% | Safety security & reliability | Business IT (2018 onwards) | 20.88% | TRUE | 71 | 1 | 2 | 6 | 1 | FALSE | FALSE | TRUE | 0 | 0 | 0.030012 | 0.088418 | 0.0035066 | 0.12194 | 0 | 0 | 0.030464 | 0.090489 | 0.0036109 | 0.12456 | 0 | 0 | 0.0039616 | 0.012966 | 0.0004417 | 0.01737 | 0 | 0 | 0.00055912 | 0.0018343 | 6.465e-05 | 0.0024581 | 0 | 0 | 0.034985 | 0.10529 | 0.0041172 | 0.14439 | 0% | 0% | 0% | 0% | 100% | 0 | 0 | 0 | 0 | 0.12194 | 0.12194 | 0 | 0 | 0 | 0 | 0.12456 | 0.12456 | 0 | 0 | 0 | 0 | 0.01737 | 0.01737 | 0 | 0 | 0 | 0 | 0.0024581 | 0.0024581 | 0 | 0 | 0 | 0 | 0.14439 | 0.14439 | FALSE | 0% | 0% | 0% | 0% | 0% | 0% | FALSE | 0% | 0% | 0% | 0% | 0% | TRUE | 41.98% | 47.71% | 3.435% | 0% | 0% | 0% | 6.87% | 0% | N/A | N/A
| 179 | Wallerwang Secondary Systems Renewal | TRUE | Non-Labour | Secondary Systems | 93.13% | Replacement Expenditure | Digital Infrastructure | Repex | N/A | N/A | DI - Protection systems | DI - Safe and Reliable Network | N/A | No | 0% | Safety security & reliability | Secondary Systems (2018-23) | 79.12% | TRUE | 71 | 2 | 3 | 4 | 2 | FALSE | FALSE | TRUE | 0 | 0 | 1.5416 | 4.5418 | 0.18013 | 6.2635 | 0 | 0 | 1.5416 | 4.5418 | 0.18013 | 6.2635 | 0 | 0 | 0.20047 | 0.6508 | 0.022034 | 0.8733 | 0 | 0 | 0.028294 | 0.092065 | 0.0032251 | 0.12358 | 0 | 0 | 1.7704 | 5.2846 | 0.20538 | 7.2604 | 0% | 0% | 0% | 0% | 100% | 0 | 0 | 0 | 0 | 6.2635 | 6.2635 | 0 | 0 | 0 | 0 | 6.2635 | 6.2635 | 0 | 0 | 0 | 0 | 0.8733 | 0.8733 | 0 | 0 | 0 | 0 | 0.12358 | 0.12358 | 0 | 0 | 0 | 0 | 7.2604 | 7.2604 | FALSE | 0% | 0% | 0% | 0% | 0% | 0% | FALSE | 0% | 0% | 0% | 0% | 0% | TRUE | 41.98% | 47.71% | 3.435% | 0% | 0% | 0% | 6.87% | 0% | N/A | N/A
| 180 | Wallerwang Secondary Systems Renewal | TRUE | Non-Labour | Business IT | 6.87% | Replacement Expenditure | Digital Infrastructure | Repex | N/A | N/A | DI - Protection systems | DI - Safe and Reliable Network | N/A | No | 0% | Safety security & reliability | Business IT (2018 onwards) | 79.12% | TRUE | 71 | 2 | 4 | 6 | 2 | FALSE | FALSE | TRUE | 0 | 0 | 0.11373 | 0.33505 | 0.013288 | 0.46206 | 0 | 0 | 0.11373 | 0.33505 | 0.013288 | 0.46206 | 0 | 0 | 0.014789 | 0.04801 | 0.0016255 | 0.064424 | 0 | 0 | 0.0020873 | 0.0067917 | 0.00023791 | 0.0091169 | 0 | 0 | 0.1306 | 0.38985 | 0.015151 | 0.5356 | 0% | 0% | 0% | 0% | 100% | 0 | 0 | 0 | 0 | 0.46206 | 0.46206 | 0 | 0 | 0 | 0 | 0.46206 | 0.46206 | 0 | 0 | 0 | 0 | 0.064424 | 0.064424 | 0 | 0 | 0 | 0 | 0.0091169 | 0.0091169 | 0 | 0 | 0 | 0 | 0.5356 | 0.5356 | FALSE | 0% | 0% | 0% | 0% | 0% | 0% | FALSE | 0% | 0% | 0% | 0% | 0% | TRUE | 41.98% | 47.71% | 3.435% | 0% | 0% | 0% | 6.87% | 0% | N/A | N/A
| 181 | Line 86 | FALSE | Labour | Transmission Lines | 100% | Replacement Expenditure | Transmission Lines | Repex | N/A | N/A | TL - Transmission poles | TL - Safe and Reliable Network | N/A | Yes | 0% | Safety security & reliability | Transmission Lines (2018 onwards) | 0% | TRUE | 72 | 1 | 1 | 1 | 1 | FALSE | FALSE | TRUE | 0 | 0 | 0 | 0 | 0 | 0 | 0 | 0 | 0 | 0 | 0 | 0 | 0 | 0 | 0 | 0 | 0 | 0 | 0 | 0 | 0 | 0 | 0 | 0 | 0 | 0 | 0 | 0 | 0 | 0 | 0% | 0% | 0% | 0% | 0% | 0 | 0 | 0 | 0 | 0 | 0 | 0 | 0 | 0 | 0 | 0 | 0 | 0 | 0 | 0 | 0 | 0 | 0 | 0 | 0 | 0 | 0 | 0 | 0 | 0 | 0 | 0 | 0 | 0 | 0 | TRUE | 85% | 0% | 0% | 15% | 0% | 0% | FALSE | 0% | 0% | 0% | 0% | 0% | FALSE | 0% | 0% | 0% | 0% | 0% | 0% | 0% | 0% | N/A | N/A
| 182 | Line 86 | FALSE | Non-Labour | Transmission Lines | 100% | Replacement Expenditure | Transmission Lines | Repex | N/A | N/A | TL - Transmission poles | TL - Safe and Reliable Network | N/A | Yes | 0% | Safety security & reliability | Transmission Lines (2018 onwards) | 100% | TRUE | 72 | 2 | 2 | 1 | 2 | FALSE | FALSE | TRUE | 0 | 0 | 0 | 0 | 0 | 0 | 0 | 0 | 0 | 0 | 0 | 0 | 0 | 0 | 0 | 0 | 0 | 0 | 0 | 0 | 0 | 0 | 0 | 0 | 0 | 0 | 0 | 0 | 0 | 0 | 0% | 0% | 0% | 0% | 0% | 0 | 0 | 0 | 0 | 0 | 0 | 0 | 0 | 0 | 0 | 0 | 0 | 0 | 0 | 0 | 0 | 0 | 0 | 0 | 0 | 0 | 0 | 0 | 0 | 0 | 0 | 0 | 0 | 0 | 0 | TRUE | 85% | 0% | 0% | 15% | 0% | 0% | FALSE | 0% | 0% | 0% | 0% | 0% | FALSE | 0% | 0% | 0% | 0% | 0% | 0% | 0% | 0% | N/A | N/A
| 183 | CT Program | TRUE | Labour | Substations | 100% | Replacement Expenditure | Substation | Repex | N/A | N/A | Substations - Switchbay Equipment | Substations - Safe and Reliable Network | N/A | No | 0% | Safety security & reliability | Substations (2018 onwards) | 44.54% | TRUE | 73 | 1 | 1 | 3 | 1 | FALSE | FALSE | TRUE | 0.62797 | 0.57088 | 0.28544 | 0.62797 | 0.65652 | 2.7688 | 0.62695 | 0.57432 | 0.28974 | 0.64269 | 0.67603 | 2.8097 | 0.087815 | 0.068545 | 0.037679 | 0.092091 | 0.082697 | 0.36883 | 0.011786 | 0.0096902 | 0.0053179 | 0.013028 | 0.012104 | 0.051926 | 0.72656 | 0.65255 | 0.33274 | 0.74781 | 0.77083 | 3.2305 | 10% | 11% | 14% | 32% | 33% | 0.27688 | 0.30457 | 0.38763 | 0.88601 | 0.9137 | 2.7688 | 0.28097 | 0.30907 | 0.39336 | 0.89912 | 0.92721 | 2.8097 | 0.036883 | 0.040571 | 0.051636 | 0.11802 | 0.12171 | 0.36883 | 0.0051926 | 0.0057118 | 0.0072696 | 0.016616 | 0.017136 | 0.051926 | 0.32305 | 0.35535 | 0.45227 | 1.0338 | 1.0661 | 3.2305 | FALSE | 0% | 0% | 0% | 0% | 0% | 0% | TRUE | 0% | 0% | 100% | 0% | 0% | FALSE | 0% | 0% | 0% | 0% | 0% | 0% | 0% | 0% | N/A | N/A
| 184 | CT Program | TRUE | Non-Labour | Substations | 100% | Replacement Expenditure | Substation | Repex | N/A | N/A | Substations - Switchbay Equipment | Substations - Safe and Reliable Network | N/A | No | 0% | Safety security & reliability | Substations (2018 onwards) | 55.46% | TRUE | 73 | 2 | 2 | 3 | 2 | FALSE | FALSE | TRUE | 0.78206 | 0.71096 | 0.35548 | 0.78206 | 0.8176 | 3.4482 | 0.78206 | 0.71096 | 0.35548 | 0.78206 | 0.8176 | 3.4482 | 0.10954 | 0.084853 | 0.046227 | 0.11206 | 0.10001 | 0.4527 | 0.014702 | 0.011996 | 0.0065243 | 0.015853 | 0.014639 | 0.063713 | 0.9063 | 0.80781 | 0.40823 | 0.90997 | 0.93226 | 3.9646 | 10% | 11% | 14% | 32% | 33% | 0.34482 | 0.3793 | 0.48274 | 1.1034 | 1.1379 | 3.4482 | 0.34482 | 0.3793 | 0.48274 | 1.1034 | 1.1379 | 3.4482 | 0.04527 | 0.049797 | 0.063377 | 0.14486 | 0.14939 | 0.4527 | 0.0063713 | 0.0070085 | 0.0089199 | 0.020388 | 0.021025 | 0.063713 | 0.39646 | 0.4361 | 0.55504 | 1.2687 | 1.3083 | 3.9646 | FALSE | 0% | 0% | 0% | 0% | 0% | 0% | TRUE | 0% | 0% | 100% | 0% | 0% | FALSE | 0% | 0% | 0% | 0% | 0% | 0% | 0% | 0% | N/A | N/A
| 185 | VT Program | TRUE | Labour | Substations | 100% | Replacement Expenditure | Substation | Repex | N/A | N/A | Substations - Switchbay Equipment | Substations - Safe and Reliable Network | N/A | No | 0% | Safety security & reliability | Substations (2018 onwards) | 38.88% | TRUE | 74 | 1 | 1 | 3 | 1 | FALSE | FALSE | TRUE | 1.069 | 0.97178 | 0.48589 | 1.069 | 1.1175 | 4.7131 | 1.0672 | 0.97763 | 0.49321 | 1.094 | 1.1508 | 4.7828 | 0.14948 | 0.11668 | 0.064138 | 0.15676 | 0.14077 | 0.62783 | 0.020063 | 0.016495 | 0.0090523 | 0.022176 | 0.020604 | 0.08839 | 1.2368 | 1.1108 | 0.56641 | 1.2729 | 1.3121 | 5.4991 | 10% | 11% | 14% | 32% | 33% | 0.47131 | 0.51845 | 0.65984 | 1.5082 | 1.5553 | 4.7131 | 0.47828 | 0.52611 | 0.6696 | 1.5305 | 1.5783 | 4.7828 | 0.062783 | 0.069062 | 0.087897 | 0.20091 | 0.20718 | 0.62783 | 0.008839 | 0.0097229 | 0.012375 | 0.028285 | 0.029169 | 0.08839 | 0.54991 | 0.6049 | 0.76987 | 1.7597 | 1.8147 | 5.4991 | FALSE | 0% | 0% | 0% | 0% | 0% | 0% | TRUE | 0% | 0% | 100% | 0% | 0% | FALSE | 0% | 0% | 0% | 0% | 0% | 0% | 0% | 0% | N/A | N/A
| 186 | VT Program | TRUE | Non-Labour | Substations | 100% | Replacement Expenditure | Substation | Repex | N/A | N/A | Substations - Switchbay Equipment | Substations - Safe and Reliable Network | N/A | No | 0% | Safety security & reliability | Substations (2018 onwards) | 61.12% | TRUE | 74 | 2 | 2 | 3 | 2 | FALSE | FALSE | TRUE | 1.6803 | 1.5275 | 0.76376 | 1.6803 | 1.7567 | 7.4085 | 1.6803 | 1.5275 | 0.76376 | 1.6803 | 1.7567 | 7.4085 | 0.23535 | 0.18231 | 0.099321 | 0.24077 | 0.21489 | 0.97264 | 0.031587 | 0.025773 | 0.014018 | 0.034061 | 0.031452 | 0.13689 | 1.9472 | 1.7356 | 0.8771 | 1.9551 | 2.003 | 8.518 | 10% | 11% | 14% | 32% | 33% | 0.74085 | 0.81494 | 1.0372 | 2.3707 | 2.4448 | 7.4085 | 0.74085 | 0.81494 | 1.0372 | 2.3707 | 2.4448 | 7.4085 | 0.097264 | 0.10699 | 0.13617 | 0.31124 | 0.32097 | 0.97264 | 0.013689 | 0.015058 | 0.019165 | 0.043805 | 0.045174 | 0.13689 | 0.8518 | 0.93698 | 1.1925 | 2.7258 | 2.811 | 8.518 | FALSE | 0% | 0% | 0% | 0% | 0% | 0% | TRUE | 0% | 0% | 100% | 0% | 0% | FALSE | 0% | 0% | 0% | 0% | 0% | 0% | 0% | 0% | N/A | N/A
| 187 | Disconnector | TRUE | Labour | Substations | 100% | Replacement Expenditure | Substation | Repex | N/A | N/A | Substations - Switchbay Equipment | Substations - Safe and Reliable Network | N/A | No | 0% | Safety security & reliability | Substations (2018 onwards) | 44.43% | TRUE | 75 | 1 | 1 | 3 | 1 | FALSE | FALSE | TRUE | 1.35 | 1.2273 | 0.61364 | 1.35 | 1.4114 | 5.9523 | 1.3478 | 1.2347 | 0.62288 | 1.3816 | 1.4533 | 6.0403 | 0.18878 | 0.14736 | 0.081001 | 0.19798 | 0.17778 | 0.79289 | 0.025337 | 0.020832 | 0.011432 | 0.028007 | 0.026021 | 0.11163 | 1.5619 | 1.4028 | 0.71532 | 1.6076 | 1.6571 | 6.9448 | 10% | 11% | 14% | 32% | 33% | 0.59523 | 0.65475 | 0.83332 | 1.9047 | 1.9642 | 5.9523 | 0.60403 | 0.66443 | 0.84564 | 1.9329 | 1.9933 | 6.0403 | 0.079289 | 0.087218 | 0.11101 | 0.25373 | 0.26165 | 0.79289 | 0.011163 | 0.012279 | 0.015628 | 0.035721 | 0.036837 | 0.11163 | 0.69448 | 0.76393 | 0.97227 | 2.2223 | 2.2918 | 6.9448 | FALSE | 0% | 0% | 0% | 0% | 0% | 0% | TRUE | 0% | 0% | 100% | 0% | 0% | FALSE | 0% | 0% | 0% | 0% | 0% | 0% | 0% | 0% | N/A | N/A
| 188 | Disconnector | TRUE | Non-Labour | Substations | 100% | Replacement Expenditure | Substation | Repex | N/A | N/A | Substations - Switchbay Equipment | Substations - Safe and Reliable Network | N/A | No | 0% | Safety security & reliability | Substations (2018 onwards) | 55.57% | TRUE | 75 | 2 | 2 | 3 | 2 | FALSE | FALSE | TRUE | 1.6883 | 1.5348 | 0.76742 | 1.6883 | 1.7651 | 7.444 | 1.6883 | 1.5348 | 0.76742 | 1.6883 | 1.7651 | 7.444 | 0.23648 | 0.18318 | 0.099797 | 0.24192 | 0.21592 | 0.9773 | 0.031739 | 0.025897 | 0.014085 | 0.034224 | 0.031603 | 0.13755 | 1.9565 | 1.7439 | 0.8813 | 1.9645 | 2.0126 | 8.5588 | 10% | 11% | 14% | 32% | 33% | 0.7444 | 0.81884 | 1.0422 | 2.3821 | 2.4565 | 7.444 | 0.7444 | 0.81884 | 1.0422 | 2.3821 | 2.4565 | 7.444 | 0.09773 | 0.1075 | 0.13682 | 0.31274 | 0.32251 | 0.9773 | 0.013755 | 0.01513 | 0.019257 | 0.044015 | 0.04539 | 0.13755 | 0.85588 | 0.94147 | 1.1982 | 2.7388 | 2.8244 | 8.5588 | FALSE | 0% | 0% | 0% | 0% | 0% | 0% | TRUE | 0% | 0% | 100% | 0% | 0% | FALSE | 0% | 0% | 0% | 0% | 0% | 0% | 0% | 0% | N/A | N/A
| 189 | Steelwork Program | TRUE | Labour | Substations | 100% | Replacement Expenditure | Substation | Repex | N/A | N/A | Substations - Site Establishment and supporting assets | Substations - Safe and Reliable Network | N/A | Yes | 0% | Safety security & reliability | Substations (2018 onwards) | 0% | TRUE | 76 | 1 | 1 | 3 | 1 | FALSE | FALSE | TRUE | 0 | 0 | 0 | 0 | 0 | 0 | 0 | 0 | 0 | 0 | 0 | 0 | 0 | 0 | 0 | 0 | 0 | 0 | 0 | 0 | 0 | 0 | 0 | 0 | 0 | 0 | 0 | 0 | 0 | 0 | 20% | 20% | 20% | 20% | 20% | 0 | 0 | 0 | 0 | 0 | 0 | 0 | 0 | 0 | 0 | 0 | 0 | 0 | 0 | 0 | 0 | 0 | 0 | 0 | 0 | 0 | 0 | 0 | 0 | 0 | 0 | 0 | 0 | 0 | 0 | FALSE | 0% | 0% | 0% | 0% | 0% | 0% | TRUE | 100% | 0% | 0% | 0% | 0% | FALSE | 0% | 0% | 0% | 0% | 0% | 0% | 0% | 0% | N/A | N/A
| 190 | Steelwork Program | TRUE | Non-Labour | Substations | 100% | Replacement Expenditure | Substation | Repex | N/A | N/A | Substations - Site Establishment and supporting assets | Substations - Safe and Reliable Network | N/A | Yes | 0% | Safety security & reliability | Substations (2018 onwards) | 100% | TRUE | 76 | 2 | 2 | 3 | 2 | FALSE | FALSE | TRUE | 6.8517 | 6.8517 | 6.8517 | 6.8517 | 6.8517 | 34.2584 | 6.8517 | 6.8517 | 6.8517 | 6.8517 | 6.8517 | 34.2584 | 0.95969 | 0.81775 | 0.891 | 0.98178 | 0.83814 | 4.4884 | 0.1288 | 0.11561 | 0.12575 | 0.13889 | 0.12268 | 0.63173 | 7.9402 | 7.785 | 7.8684 | 7.9723 | 7.8125 | 39.3784 | 20% | 20% | 20% | 20% | 20% | 6.8517 | 6.8517 | 6.8517 | 6.8517 | 6.8517 | 34.2584 | 6.8517 | 6.8517 | 6.8517 | 6.8517 | 6.8517 | 34.2584 | 0.89767 | 0.89767 | 0.89767 | 0.89767 | 0.89767 | 4.4884 | 0.12635 | 0.12635 | 0.12635 | 0.12635 | 0.12635 | 0.63173 | 7.8757 | 7.8757 | 7.8757 | 7.8757 | 7.8757 | 39.3784 | FALSE | 0% | 0% | 0% | 0% | 0% | 0% | TRUE | 100% | 0% | 0% | 0% | 0% | FALSE | 0% | 0% | 0% | 0% | 0% | 0% | 0% | 0% | N/A | N/A
| 191 | Transformer refurbishment program | TRUE | Labour | Substations | 94.89% | Replacement Expenditure | Substation | Repex | N/A | N/A | Substations - Power Transformers | Substations - Safe and Reliable Network | N/A | No | 0% | Safety security & reliability | Substations (2018 onwards) | 11.72% | TRUE | 77 | 1 | 1 | 3 | 1 | FALSE | FALSE | TRUE | 0.24984 | 0.85496 | 0.9367 | 1.2064 | 0.69369 | 3.9416 | 0.24944 | 0.8601 | 0.95082 | 1.2347 | 0.71431 | 4.0093 | 0.034938 | 0.10265 | 0.12365 | 0.17692 | 0.087379 | 0.52553 | 0.0046891 | 0.014512 | 0.017451 | 0.025028 | 0.012789 | 0.074469 | 0.28906 | 0.97726 | 1.0919 | 1.4366 | 0.81448 | 4.6093 | 0% | 25.89% | 0% | 49.99% | 24.13% | 0 | 1.0203 | 0 | 1.9702 | 0.95107 | 3.9416 | 0 | 1.0378 | 0 | 2.0041 | 0.96742 | 4.0093 | 0 | 0.13604 | 0 | 0.26269 | 0.12681 | 0.52553 | 0 | 0.019277 | 0 | 0.037224 | 0.017969 | 0.074469 | 0 | 1.1931 | 0 | 2.304 | 1.1122 | 4.6093 | FALSE | 0% | 0% | 0% | 0% | 0% | 0% | TRUE | 31.64% | 64.64% | 3.721% | 0% | 0% | FALSE | 0% | 0% | 0% | 0% | 0% | 0% | 0% | 0% | N/A | N/A
| 192 | Transformer refurbishment program | TRUE | Labour | Secondary Systems | 5.109% | Replacement Expenditure | Substation | Repex | N/A | N/A | Substations - Power Transformers | Substations - Safe and Reliable Network | N/A | No | 0% | Safety security & reliability | Secondary Systems (2018-23) | 11.72% | TRUE | 77 | 1 | 2 | 4 | 1 | FALSE | FALSE | TRUE | 0.013451 | 0.046028 | 0.050429 | 0.064949 | 0.037346 | 0.2122 | 0.013429 | 0.046305 | 0.051189 | 0.066471 | 0.038456 | 0.21585 | 0.0018809 | 0.0055265 | 0.0066566 | 0.0095247 | 0.0047042 | 0.028293 | 0.00025245 | 0.00078128 | 0.0009395 | 0.0013474 | 0.00068853 | 0.0040092 | 0.015562 | 0.052613 | 0.058785 | 0.077343 | 0.043849 | 0.24815 | 0% | 25.89% | 0% | 49.99% | 24.13% | 0 | 0.054929 | 0 | 0.10607 | 0.051203 | 0.2122 | 0 | 0.055873 | 0 | 0.10789 | 0.052083 | 0.21585 | 0 | 0.0073237 | 0 | 0.014142 | 0.0068269 | 0.028293 | 0 | 0.0010378 | 0 | 0.002004 | 0.00096738 | 0.0040092 | 0 | 0.064235 | 0 | 0.12404 | 0.059877 | 0.24815 | FALSE | 0% | 0% | 0% | 0% | 0% | 0% | FALSE | 0% | 0% | 0% | 0% | 0% | TRUE | 14.05% | 81.56% | 4.395% | 0% | 0% | 0% | 0% | 0% | N/A | N/A
| 193 | Transformer refurbishment program | TRUE | Non-Labour | Substations | 94.89% | Replacement Expenditure | Substation | Repex | N/A | N/A | Substations - Power Transformers | Substations - Safe and Reliable Network | N/A | No | 0% | Safety security & reliability | Substations (2018 onwards) | 88.28% | TRUE | 77 | 2 | 3 | 3 | 2 | FALSE | FALSE | TRUE | 1.8821 | 6.4406 | 7.0564 | 9.0882 | 5.2257 | 29.6931 | 1.8821 | 6.4406 | 7.0564 | 9.0882 | 5.2257 | 29.6931 | 0.26362 | 0.76869 | 0.91762 | 1.3023 | 0.63925 | 3.8914 | 0.035382 | 0.10867 | 0.12951 | 0.18422 | 0.093564 | 0.55135 | 2.1811 | 7.318 | 8.1035 | 10.5747 | 5.9586 | 34.1359 | 0% | 25.89% | 0% | 49.99% | 24.13% | 0 | 7.6862 | 0 | 14.8422 | 7.1647 | 29.6931 | 0 | 7.6862 | 0 | 14.8422 | 7.1647 | 29.6931 | 0 | 1.0073 | 0 | 1.9452 | 0.93897 | 3.8914 | 0 | 0.14272 | 0 | 0.2756 | 0.13304 | 0.55135 | 0 | 8.8362 | 0 | 17.063 | 8.2367 | 34.1359 | FALSE | 0% | 0% | 0% | 0% | 0% | 0% | TRUE | 31.64% | 64.64% | 3.721% | 0% | 0% | FALSE | 0% | 0% | 0% | 0% | 0% | 0% | 0% | 0% | N/A | N/A
| 194 | Transformer refurbishment program | TRUE | Non-Labour | Secondary Systems | 5.109% | Replacement Expenditure | Substation | Repex | N/A | N/A | Substations - Power Transformers | Substations - Safe and Reliable Network | N/A | No | 0% | Safety security & reliability | Secondary Systems (2018-23) | 88.28% | TRUE | 77 | 2 | 4 | 4 | 2 | FALSE | FALSE | TRUE | 0.10133 | 0.34674 | 0.37989 | 0.48928 | 0.28134 | 1.5986 | 0.10133 | 0.34674 | 0.37989 | 0.48928 | 0.28134 | 1.5986 | 0.014193 | 0.041384 | 0.049402 | 0.070109 | 0.034415 | 0.2095 | 0.0019048 | 0.0058504 | 0.0069724 | 0.009918 | 0.0050372 | 0.029683 | 0.11742 | 0.39398 | 0.43627 | 0.5693 | 0.32079 | 1.8378 | 0% | 25.89% | 0% | 49.99% | 24.13% | 0 | 0.4138 | 0 | 0.79905 | 0.38572 | 1.5986 | 0 | 0.4138 | 0 | 0.79905 | 0.38572 | 1.5986 | 0 | 0.05423 | 0 | 0.10472 | 0.050551 | 0.2095 | 0 | 0.0076835 | 0 | 0.014837 | 0.0071622 | 0.029683 | 0 | 0.47571 | 0 | 0.91861 | 0.44344 | 1.8378 | FALSE | 0% | 0% | 0% | 0% | 0% | 0% | FALSE | 0% | 0% | 0% | 0% | 0% | TRUE | 14.05% | 81.56% | 4.395% | 0% | 0% | 0% | 0% | 0% | N/A | N/A
| 195 | Air Cored Reactors | FALSE | Labour | Substations | 100% | Replacement Expenditure | Substation | Repex | N/A | N/A | Substations - Reactive plant | Substations - Safe and Reliable Network | N/A | No | 0% | Safety security & reliability | Substations (2018 onwards) | 0% | TRUE | 78 | 1 | 1 | 3 | 1 | FALSE | FALSE | TRUE | 0 | 0 | 0 | 0 | 0 | 0 | 0 | 0 | 0 | 0 | 0 | 0 | 0 | 0 | 0 | 0 | 0 | 0 | 0 | 0 | 0 | 0 | 0 | 0 | 0 | 0 | 0 | 0 | 0 | 0 | 0% | 0% | 0% | 0% | 0% | 0 | 0 | 0 | 0 | 0 | 0 | 0 | 0 | 0 | 0 | 0 | 0 | 0 | 0 | 0 | 0 | 0 | 0 | 0 | 0 | 0 | 0 | 0 | 0 | 0 | 0 | 0 | 0 | 0 | 0 | FALSE | 0% | 0% | 0% | 0% | 0% | 0% | TRUE | 0% | 0% | 0% | 100% | 0% | FALSE | 0% | 0% | 0% | 0% | 0% | 0% | 0% | 0% | N/A | N/A
| 196 | Air Cored Reactors | FALSE | Non-Labour | Substations | 100% | Replacement Expenditure | Substation | Repex | N/A | N/A | Substations - Reactive plant | Substations - Safe and Reliable Network | N/A | No | 0% | Safety security & reliability | Substations (2018 onwards) | 100% | TRUE | 78 | 2 | 2 | 3 | 2 | FALSE | FALSE | TRUE | 0 | 0 | 0 | 0 | 0 | 0 | 0 | 0 | 0 | 0 | 0 | 0 | 0 | 0 | 0 | 0 | 0 | 0 | 0 | 0 | 0 | 0 | 0 | 0 | 0 | 0 | 0 | 0 | 0 | 0 | 0% | 0% | 0% | 0% | 0% | 0 | 0 | 0 | 0 | 0 | 0 | 0 | 0 | 0 | 0 | 0 | 0 | 0 | 0 | 0 | 0 | 0 | 0 | 0 | 0 | 0 | 0 | 0 | 0 | 0 | 0 | 0 | 0 | 0 | 0 | FALSE | 0% | 0% | 0% | 0% | 0% | 0% | TRUE | 0% | 0% | 0% | 100% | 0% | FALSE | 0% | 0% | 0% | 0% | 0% | 0% | 0% | 0% | N/A | N/A
| 197 | Capacitor Banks | TRUE | Labour | Substations | 95.21% | Replacement Expenditure | Substation | Repex | N/A | N/A | Substations - Reactive plant | Substations - Safe and Reliable Network | N/A | No | 0% | Safety security & reliability | Substations (2018 onwards) | 14.1% | TRUE | 79 | 1 | 1 | 3 | 1 | FALSE | FALSE | TRUE | 0.27646 | 0.058942 | 0.3129 | 0.3755 | 0.40651 | 1.4303 | 0.27601 | 0.059297 | 0.31762 | 0.3843 | 0.4186 | 1.4558 | 0.03866 | 0.0070771 | 0.041303 | 0.055067 | 0.051205 | 0.19331 | 0.0051887 | 0.0010005 | 0.0058294 | 0.0077901 | 0.0074947 | 0.027303 | 0.31986 | 0.067374 | 0.36475 | 0.44716 | 0.4773 | 1.6764 | 17.28% | 0% | 21.44% | 21.51% | 39.77% | 0.2472 | 0 | 0.30664 | 0.30761 | 0.56886 | 1.4303 | 0.25161 | 0 | 0.31211 | 0.3131 | 0.579 | 1.4558 | 0.033411 | 0 | 0.041444 | 0.041575 | 0.076883 | 0.19331 | 0.0047189 | 0 | 0.0058535 | 0.005872 | 0.010859 | 0.027303 | 0.28974 | 0 | 0.35941 | 0.36054 | 0.66675 | 1.6764 | FALSE | 0% | 0% | 0% | 0% | 0% | 0% | TRUE | 46.98% | 0% | 1.524% | 51.5% | 0% | FALSE | 0% | 0% | 0% | 0% | 0% | 0% | 0% | 0% | N/A | N/A
| 198 | Capacitor Banks | TRUE | Labour | Secondary Systems | 4.792% | Replacement Expenditure | Substation | Repex | N/A | N/A | Substations - Reactive plant | Substations - Safe and Reliable Network | N/A | No | 0% | Safety security & reliability | Secondary Systems (2018-23) | 14.1% | TRUE | 79 | 1 | 2 | 4 | 1 | FALSE | FALSE | TRUE | 0.013914 | 0.0029665 | 0.015748 | 0.018899 | 0.02046 | 0.071987 | 0.013892 | 0.0029844 | 0.015985 | 0.019342 | 0.021068 | 0.073271 | 0.0019457 | 0.00035619 | 0.0020788 | 0.0027715 | 0.0025771 | 0.0097293 | 0.00026114 | 5.0354e-05 | 0.00029339 | 0.00039207 | 0.00037721 | 0.0013742 | 0.016098 | 0.0033909 | 0.018358 | 0.022505 | 0.024022 | 0.084374 | 17.28% | 0% | 21.44% | 21.51% | 39.77% | 0.012442 | 0 | 0.015433 | 0.015482 | 0.02863 | 0.071987 | 0.012664 | 0 | 0.015708 | 0.015758 | 0.029141 | 0.073271 | 0.0016815 | 0 | 0.0020858 | 0.0020924 | 0.0038695 | 0.0097293 | 0.0002375 | 0 | 0.0002946 | 0.00029554 | 0.00054653 | 0.0013742 | 0.014583 | 0 | 0.018089 | 0.018146 | 0.033557 | 0.084374 | FALSE | 0% | 0% | 0% | 0% | 0% | 0% | FALSE | 0% | 0% | 0% | 0% | 0% | TRUE | 9.766% | 87.45% | 2.788% | 0% | 0% | 0% | 0% | 0% | N/A | N/A
| 199 | Capacitor Banks | TRUE | Non-Labour | Substations | 95.21% | Replacement Expenditure | Substation | Repex | N/A | N/A | Substations - Reactive plant | Substations - Safe and Reliable Network | N/A | No | 0% | Safety security & reliability | Substations (2018 onwards) | 85.9% | TRUE | 79 | 2 | 3 | 3 | 2 | FALSE | FALSE | TRUE | 1.6849 | 0.35922 | 1.9069 | 2.2885 | 2.4774 | 8.7169 | 1.6849 | 0.35922 | 1.9069 | 2.2885 | 2.4774 | 8.7169 | 0.23599 | 0.042873 | 0.24798 | 0.32792 | 0.30306 | 1.1578 | 0.031673 | 0.0060609 | 0.034999 | 0.046389 | 0.044357 | 0.16348 | 1.9525 | 0.40815 | 2.1899 | 2.6628 | 2.8249 | 10.0382 | 17.28% | 0% | 21.44% | 21.51% | 39.77% | 1.5066 | 0 | 1.8688 | 1.8747 | 3.4668 | 8.7169 | 1.5066 | 0 | 1.8688 | 1.8747 | 3.4668 | 8.7169 | 0.20011 | 0 | 0.24822 | 0.24901 | 0.46048 | 1.1578 | 0.028255 | 0 | 0.035048 | 0.035159 | 0.065018 | 0.16348 | 1.7349 | 0 | 2.1521 | 2.1589 | 3.9923 | 10.0382 | FALSE | 0% | 0% | 0% | 0% | 0% | 0% | TRUE | 46.98% | 0% | 1.524% | 51.5% | 0% | FALSE | 0% | 0% | 0% | 0% | 0% | 0% | 0% | 0% | N/A | N/A
| 200 | Capacitor Banks | TRUE | Non-Labour | Secondary Systems | 4.792% | Replacement Expenditure | Substation | Repex | N/A | N/A | Substations - Reactive plant | Substations - Safe and Reliable Network | N/A | No | 0% | Safety security & reliability | Secondary Systems (2018-23) | 85.9% | TRUE | 79 | 2 | 4 | 4 | 2 | FALSE | FALSE | TRUE | 0.084798 | 0.018079 | 0.095975 | 0.11518 | 0.12469 | 0.43872 | 0.084798 | 0.018079 | 0.095975 | 0.11518 | 0.12469 | 0.43872 | 0.011877 | 0.0021578 | 0.012481 | 0.016504 | 0.015253 | 0.058272 | 0.0015941 | 0.00030504 | 0.0017615 | 0.0023347 | 0.0022325 | 0.0082278 | 0.098269 | 0.020542 | 0.11022 | 0.13402 | 0.14217 | 0.50522 | 17.28% | 0% | 21.44% | 21.51% | 39.77% | 0.075825 | 0 | 0.094055 | 0.094353 | 0.17448 | 0.43872 | 0.075825 | 0 | 0.094055 | 0.094353 | 0.17448 | 0.43872 | 0.010071 | 0 | 0.012493 | 0.012532 | 0.023176 | 0.058272 | 0.001422 | 0 | 0.0017639 | 0.0017695 | 0.0032723 | 0.0082278 | 0.087318 | 0 | 0.10831 | 0.10865 | 0.20093 | 0.50522 | FALSE | 0% | 0% | 0% | 0% | 0% | 0% | FALSE | 0% | 0% | 0% | 0% | 0% | TRUE | 9.766% | 87.45% | 2.788% | 0% | 0% | 0% | 0% | 0% | N/A | N/A
| 201 | Subs - Capital spares | TRUE | Labour | Substations | 100% | Replacement Expenditure | Substation | Repex | N/A | N/A | Substations - Site Establishment and supporting assets | Substations - Safe and Reliable Network | N/A | No | 0% | Safety security & reliability | Substations (2018 onwards) | 0% | TRUE | 80 | 1 | 1 | 3 | 1 | FALSE | FALSE | TRUE | 0 | 0 | 0 | 0 | 0 | 0 | 0 | 0 | 0 | 0 | 0 | 0 | 0 | 0 | 0 | 0 | 0 | 0 | 0 | 0 | 0 | 0 | 0 | 0 | 0 | 0 | 0 | 0 | 0 | 0 | 20% | 20% | 20% | 20% | 20% | 0 | 0 | 0 | 0 | 0 | 0 | 0 | 0 | 0 | 0 | 0 | 0 | 0 | 0 | 0 | 0 | 0 | 0 | 0 | 0 | 0 | 0 | 0 | 0 | 0 | 0 | 0 | 0 | 0 | 0 | FALSE | 0% | 0% | 0% | 0% | 0% | 0% | TRUE | 100% | 0% | 0% | 0% | 0% | FALSE | 0% | 0% | 0% | 0% | 0% | 0% | 0% | 0% | N/A | N/A
| 202 | Subs - Capital spares | TRUE | Non-Labour | Substations | 100% | Replacement Expenditure | Substation | Repex | N/A | N/A | Substations - Site Establishment and supporting assets | Substations - Safe and Reliable Network | N/A | No | 0% | Safety security & reliability | Substations (2018 onwards) | 100% | TRUE | 80 | 2 | 2 | 3 | 2 | FALSE | FALSE | TRUE | 1.1653 | 1.1653 | 1.1653 | 1.1653 | 1.1653 | 5.8267 | 1.1653 | 1.1653 | 1.1653 | 1.1653 | 1.1653 | 5.8267 | 0.16323 | 0.13908 | 0.15154 | 0.16698 | 0.14255 | 0.76339 | 0.021907 | 0.019662 | 0.021388 | 0.023623 | 0.020865 | 0.10745 | 1.3505 | 1.3241 | 1.3383 | 1.356 | 1.3288 | 6.6976 | 20% | 20% | 20% | 20% | 20% | 1.1653 | 1.1653 | 1.1653 | 1.1653 | 1.1653 | 5.8267 | 1.1653 | 1.1653 | 1.1653 | 1.1653 | 1.1653 | 5.8267 | 0.15268 | 0.15268 | 0.15268 | 0.15268 | 0.15268 | 0.76339 | 0.021489 | 0.021489 | 0.021489 | 0.021489 | 0.021489 | 0.10745 | 1.3395 | 1.3395 | 1.3395 | 1.3395 | 1.3395 | 6.6976 | FALSE | 0% | 0% | 0% | 0% | 0% | 0% | TRUE | 100% | 0% | 0% | 0% | 0% | FALSE | 0% | 0% | 0% | 0% | 0% | 0% | 0% | 0% | N/A | N/A
| 203 | 33kV Air core reactor switching duty | FALSE | Labour | Substations | 100% | Replacement Expenditure | Substation | Repex | N/A | N/A | Substations - Switchbay Equipment | Substations - Safe and Reliable Network | N/A | No | 0% | Safety security & reliability | Substations (2018 onwards) | 35.21% | TRUE | 81 | 1 | 1 | 3 | 1 | FALSE | FALSE | TRUE | 0 | 0 | 0 | 0 | 0 | 0 | 0 | 0 | 0 | 0 | 0 | 0 | 0 | 0 | 0 | 0 | 0 | 0 | 0 | 0 | 0 | 0 | 0 | 0 | 0 | 0 | 0 | 0 | 0 | 0 | 0% | 0% | 100% | 0% | 0% | 0 | 0 | 0 | 0 | 0 | 0 | 0 | 0 | 0 | 0 | 0 | 0 | 0 | 0 | 0 | 0 | 0 | 0 | 0 | 0 | 0 | 0 | 0 | 0 | 0 | 0 | 0 | 0 | 0 | 0 | FALSE | 0% | 0% | 0% | 0% | 0% | 0% | TRUE | 0% | 0% | 0% | 100% | 0% | FALSE | 0% | 0% | 0% | 0% | 0% | 0% | 0% | 0% | N/A | N/A
| 204 | 33kV Air core reactor switching duty | FALSE | Non-Labour | Substations | 100% | Replacement Expenditure | Substation | Repex | N/A | N/A | Substations - Switchbay Equipment | Substations - Safe and Reliable Network | N/A | No | 0% | Safety security & reliability | Substations (2018 onwards) | 64.79% | TRUE | 81 | 2 | 2 | 3 | 2 | FALSE | FALSE | TRUE | 0 | 0 | 0 | 0 | 0 | 0 | 0 | 0 | 0 | 0 | 0 | 0 | 0 | 0 | 0 | 0 | 0 | 0 | 0 | 0 | 0 | 0 | 0 | 0 | 0 | 0 | 0 | 0 | 0 | 0 | 0% | 0% | 100% | 0% | 0% | 0 | 0 | 0 | 0 | 0 | 0 | 0 | 0 | 0 | 0 | 0 | 0 | 0 | 0 | 0 | 0 | 0 | 0 | 0 | 0 | 0 | 0 | 0 | 0 | 0 | 0 | 0 | 0 | 0 | 0 | FALSE | 0% | 0% | 0% | 0% | 0% | 0% | TRUE | 0% | 0% | 0% | 100% | 0% | FALSE | 0% | 0% | 0% | 0% | 0% | 0% | 0% | 0% | N/A | N/A
| 205 | Reactor Renewal program | FALSE | Labour | Substations | 100% | Replacement Expenditure | Substation | Repex | N/A | N/A | Substations - Reactive plant | Substations - Safe and Reliable Network | N/A | No | 0% | Safety security & reliability | Substations (2018 onwards) | 13.88% | TRUE | 82 | 1 | 1 | 3 | 1 | FALSE | FALSE | TRUE | 0 | 0 | 0 | 0 | 0 | 0 | 0 | 0 | 0 | 0 | 0 | 0 | 0 | 0 | 0 | 0 | 0 | 0 | 0 | 0 | 0 | 0 | 0 | 0 | 0 | 0 | 0 | 0 | 0 | 0 | 0% | 0% | 0% | 0% | 0% | 0 | 0 | 0 | 0 | 0 | 0 | 0 | 0 | 0 | 0 | 0 | 0 | 0 | 0 | 0 | 0 | 0 | 0 | 0 | 0 | 0 | 0 | 0 | 0 | 0 | 0 | 0 | 0 | 0 | 0 | FALSE | 0% | 0% | 0% | 0% | 0% | 0% | TRUE | 0% | 0% | 0% | 100% | 0% | FALSE | 0% | 0% | 0% | 0% | 0% | 0% | 0% | 0% | N/A | N/A
| 206 | Reactor Renewal program | FALSE | Non-Labour | Substations | 100% | Replacement Expenditure | Substation | Repex | N/A | N/A | Substations - Reactive plant | Substations - Safe and Reliable Network | N/A | No | 0% | Safety security & reliability | Substations (2018 onwards) | 86.12% | TRUE | 82 | 2 | 2 | 3 | 2 | FALSE | FALSE | TRUE | 0 | 0 | 0 | 0 | 0 | 0 | 0 | 0 | 0 | 0 | 0 | 0 | 0 | 0 | 0 | 0 | 0 | 0 | 0 | 0 | 0 | 0 | 0 | 0 | 0 | 0 | 0 | 0 | 0 | 0 | 0% | 0% | 0% | 0% | 0% | 0 | 0 | 0 | 0 | 0 | 0 | 0 | 0 | 0 | 0 | 0 | 0 | 0 | 0 | 0 | 0 | 0 | 0 | 0 | 0 | 0 | 0 | 0 | 0 | 0 | 0 | 0 | 0 | 0 | 0 | FALSE | 0% | 0% | 0% | 0% | 0% | 0% | TRUE | 0% | 0% | 0% | 100% | 0% | FALSE | 0% | 0% | 0% | 0% | 0% | 0% | 0% | 0% | N/A | N/A
| 207 | Molong No1 Transformer Renewal | TRUE | Labour | Substations | 89.29% | Replacement Expenditure | Substation | Repex | N/A | N/A | Substations - Power Transformers | Substations - Safe and Reliable Network | N/A | No | 0% | Safety security & reliability | Substations (2018 onwards) | 15.34% | TRUE | 83 | 1 | 1 | 3 | 1 | FALSE | FALSE | TRUE | 0.019045 | 0.1039 | 0.64889 | 0 | 0 | 0.77183 | 0.019014 | 0.10452 | 0.65867 | 0 | 0 | 0.7822 | 0.0026632 | 0.012475 | 0.085654 | 0 | 0 | 0.10079 | 0.00035744 | 0.0017635 | 0.012089 | 0 | 0 | 0.01421 | 0.022035 | 0.11876 | 0.75641 | 0 | 0 | 0.8972 | 0% | 0% | 100% | 0% | 0% | 0 | 0 | 0.77183 | 0 | 0 | 0.77183 | 0 | 0 | 0.7822 | 0 | 0 | 0.7822 | 0 | 0 | 0.10079 | 0 | 0 | 0.10079 | 0 | 0 | 0.01421 | 0 | 0 | 0.01421 | 0 | 0 | 0.8972 | 0 | 0 | 0.8972 | FALSE | 0% | 0% | 0% | 0% | 0% | 0% | TRUE | 27.4% | 59.34% | 13.25% | 0% | 0% | FALSE | 0% | 0% | 0% | 0% | 0% | 0% | 0% | 0% | N/A | N/A
| 208 | Molong No1 Transformer Renewal | TRUE | Labour | Secondary Systems | 10.71% | Replacement Expenditure | Substation | Repex | N/A | N/A | Substations - Power Transformers | Substations - Safe and Reliable Network | N/A | No | 0% | Safety security & reliability | Secondary Systems (2018-23) | 15.34% | TRUE | 83 | 1 | 2 | 4 | 1 | FALSE | FALSE | TRUE | 0.0022847 | 0.012464 | 0.077842 | 0 | 0 | 0.09259 | 0.002281 | 0.012539 | 0.079015 | 0 | 0 | 0.093835 | 0.00031949 | 0.0014965 | 0.010275 | 0 | 0 | 0.012091 | 4.2879e-05 | 0.00021156 | 0.0014502 | 0 | 0 | 0.0017047 | 0.0026433 | 0.014247 | 0.090741 | 0 | 0 | 0.10763 | 0% | 0% | 100% | 0% | 0% | 0 | 0 | 0.09259 | 0 | 0 | 0.09259 | 0 | 0 | 0.093835 | 0 | 0 | 0.093835 | 0 | 0 | 0.012091 | 0 | 0 | 0.012091 | 0 | 0 | 0.0017047 | 0 | 0 | 0.0017047 | 0 | 0 | 0.10763 | 0 | 0 | 0.10763 | FALSE | 0% | 0% | 0% | 0% | 0% | 0% | FALSE | 0% | 0% | 0% | 0% | 0% | TRUE | 14.7% | 72.69% | 12.61% | 0% | 0% | 0% | 0% | 0% | N/A | N/A
| 209 | Molong No1 Transformer Renewal | TRUE | Non-Labour | Substations | 89.29% | Replacement Expenditure | Substation | Repex | N/A | N/A | Substations - Power Transformers | Substations - Safe and Reliable Network | N/A | No | 0% | Safety security & reliability | Substations (2018 onwards) | 84.66% | TRUE | 83 | 2 | 3 | 3 | 2 | FALSE | FALSE | TRUE | 0.10513 | 0.57351 | 3.5819 | 0 | 0 | 4.2605 | 0.10513 | 0.57351 | 3.5819 | 0 | 0 | 4.2605 | 0.014725 | 0.068449 | 0.46579 | 0 | 0 | 0.54897 | 0.0019763 | 0.0096767 | 0.065741 | 0 | 0 | 0.077394 | 0.12183 | 0.65164 | 4.1134 | 0 | 0 | 4.8869 | 0% | 0% | 100% | 0% | 0% | 0 | 0 | 4.2605 | 0 | 0 | 4.2605 | 0 | 0 | 4.2605 | 0 | 0 | 4.2605 | 0 | 0 | 0.54897 | 0 | 0 | 0.54897 | 0 | 0 | 0.077394 | 0 | 0 | 0.077394 | 0 | 0 | 4.8869 | 0 | 0 | 4.8869 | FALSE | 0% | 0% | 0% | 0% | 0% | 0% | TRUE | 27.4% | 59.34% | 13.25% | 0% | 0% | FALSE | 0% | 0% | 0% | 0% | 0% | 0% | 0% | 0% | N/A | N/A
| 210 | Molong No1 Transformer Renewal | TRUE | Non-Labour | Secondary Systems | 10.71% | Replacement Expenditure | Substation | Repex | N/A | N/A | Substations - Power Transformers | Substations - Safe and Reliable Network | N/A | No | 0% | Safety security & reliability | Secondary Systems (2018-23) | 84.66% | TRUE | 83 | 2 | 4 | 4 | 2 | FALSE | FALSE | TRUE | 0.012612 | 0.0688 | 0.42969 | 0 | 0 | 0.51111 | 0.012612 | 0.0688 | 0.42969 | 0 | 0 | 0.51111 | 0.0017665 | 0.0082113 | 0.055878 | 0 | 0 | 0.065856 | 0.00023708 | 0.0011608 | 0.0078864 | 0 | 0 | 0.0092844 | 0.014615 | 0.078172 | 0.49346 | 0 | 0 | 0.58625 | 0% | 0% | 100% | 0% | 0% | 0 | 0 | 0.51111 | 0 | 0 | 0.51111 | 0 | 0 | 0.51111 | 0 | 0 | 0.51111 | 0 | 0 | 0.065856 | 0 | 0 | 0.065856 | 0 | 0 | 0.0092844 | 0 | 0 | 0.0092844 | 0 | 0 | 0.58625 | 0 | 0 | 0.58625 | FALSE | 0% | 0% | 0% | 0% | 0% | 0% | FALSE | 0% | 0% | 0% | 0% | 0% | TRUE | 14.7% | 72.69% | 12.61% | 0% | 0% | 0% | 0% | 0% | N/A | N/A
| 211 | Yass No3 Transformer Renewal | TRUE | Labour | Substations | 93.37% | Replacement Expenditure | Substation | Repex | N/A | N/A | Substations - Power Transformers | Substations - Safe and Reliable Network | N/A | No | 0% | Safety security & reliability | Substations (2018 onwards) | 14.68% | TRUE | 84 | 1 | 1 | 3 | 1 | FALSE | FALSE | TRUE | 0 | 0 | 0.048017 | 0.4459 | 0.014499 | 0.50842 | 0 | 0 | 0.048741 | 0.45635 | 0.01493 | 0.52002 | 0 | 0 | 0.0063383 | 0.065391 | 0.0018264 | 0.073556 | 0 | 0 | 0.00089458 | 0.0092506 | 0.00026732 | 0.010412 | 0 | 0 | 0.055974 | 0.53099 | 0.017024 | 0.60399 | 0% | 0% | 0% | 0% | 100% | 0 | 0 | 0 | 0 | 0.50842 | 0.50842 | 0 | 0 | 0 | 0 | 0.52002 | 0.52002 | 0 | 0 | 0 | 0 | 0.073556 | 0.073556 | 0 | 0 | 0 | 0 | 0.010412 | 0.010412 | 0 | 0 | 0 | 0 | 0.60399 | 0.60399 | FALSE | 0% | 0% | 0% | 0% | 0% | 0% | TRUE | 24.65% | 75.35% | 0% | 0% | 0% | FALSE | 0% | 0% | 0% | 0% | 0% | 0% | 0% | 0% | N/A | N/A
| 212 | Yass No3 Transformer Renewal | TRUE | Labour | Secondary Systems | 6.629% | Replacement Expenditure | Substation | Repex | N/A | N/A | Substations - Power Transformers | Substations - Safe and Reliable Network | N/A | No | 0% | Safety security & reliability | Secondary Systems (2018-23) | 14.68% | TRUE | 84 | 1 | 2 | 4 | 1 | FALSE | FALSE | TRUE | 0 | 0 | 0.0034089 | 0.031656 | 0.0010294 | 0.036095 | 0 | 0 | 0.0034603 | 0.032398 | 0.00106 | 0.036918 | 0 | 0 | 0.00044998 | 0.0046424 | 0.00012966 | 0.005222 | 0 | 0 | 6.351e-05 | 0.00065674 | 1.8978e-05 | 0.00073922 | 0 | 0 | 0.0039738 | 0.037697 | 0.0012086 | 0.04288 | 0% | 0% | 0% | 0% | 100% | 0 | 0 | 0 | 0 | 0.036095 | 0.036095 | 0 | 0 | 0 | 0 | 0.036918 | 0.036918 | 0 | 0 | 0 | 0 | 0.005222 | 0.005222 | 0 | 0 | 0 | 0 | 0.00073922 | 0.00073922 | 0 | 0 | 0 | 0 | 0.04288 | 0.04288 | FALSE | 0% | 0% | 0% | 0% | 0% | 0% | FALSE | 0% | 0% | 0% | 0% | 0% | TRUE | 37.3% | 61% | 1.701% | 0% | 0% | 0% | 0% | 0% | N/A | N/A
| 213 | Yass No3 Transformer Renewal | TRUE | Non-Labour | Substations | 93.37% | Replacement Expenditure | Substation | Repex | N/A | N/A | Substations - Power Transformers | Substations - Safe and Reliable Network | N/A | No | 0% | Safety security & reliability | Substations (2018 onwards) | 85.32% | TRUE | 84 | 2 | 3 | 3 | 2 | FALSE | FALSE | TRUE | 0 | 0 | 0.27911 | 2.5919 | 0.08428 | 2.9553 | 0 | 0 | 0.27911 | 2.5919 | 0.08428 | 2.9553 | 0 | 0 | 0.036296 | 0.37139 | 0.01031 | 0.418 | 0 | 0 | 0.0051227 | 0.05254 | 0.001509 | 0.059171 | 0 | 0 | 0.32053 | 3.0158 | 0.096099 | 3.4325 | 0% | 0% | 0% | 0% | 100% | 0 | 0 | 0 | 0 | 2.9553 | 2.9553 | 0 | 0 | 0 | 0 | 2.9553 | 2.9553 | 0 | 0 | 0 | 0 | 0.418 | 0.418 | 0 | 0 | 0 | 0 | 0.059171 | 0.059171 | 0 | 0 | 0 | 0 | 3.4325 | 3.4325 | FALSE | 0% | 0% | 0% | 0% | 0% | 0% | TRUE | 24.65% | 75.35% | 0% | 0% | 0% | FALSE | 0% | 0% | 0% | 0% | 0% | 0% | 0% | 0% | N/A | N/A
| 214 | Yass No3 Transformer Renewal | TRUE | Non-Labour | Secondary Systems | 6.629% | Replacement Expenditure | Substation | Repex | N/A | N/A | Substations - Power Transformers | Substations - Safe and Reliable Network | N/A | No | 0% | Safety security & reliability | Secondary Systems (2018-23) | 85.32% | TRUE | 84 | 2 | 4 | 4 | 2 | FALSE | FALSE | TRUE | 0 | 0 | 0.019815 | 0.18401 | 0.0059834 | 0.20981 | 0 | 0 | 0.019815 | 0.18401 | 0.0059834 | 0.20981 | 0 | 0 | 0.0025768 | 0.026367 | 0.00073193 | 0.029676 | 0 | 0 | 0.00036368 | 0.00373 | 0.00010713 | 0.0042008 | 0 | 0 | 0.022756 | 0.21411 | 0.0068225 | 0.24368 | 0% | 0% | 0% | 0% | 100% | 0 | 0 | 0 | 0 | 0.20981 | 0.20981 | 0 | 0 | 0 | 0 | 0.20981 | 0.20981 | 0 | 0 | 0 | 0 | 0.029676 | 0.029676 | 0 | 0 | 0 | 0 | 0.0042008 | 0.0042008 | 0 | 0 | 0 | 0 | 0.24368 | 0.24368 | FALSE | 0% | 0% | 0% | 0% | 0% | 0% | FALSE | 0% | 0% | 0% | 0% | 0% | TRUE | 37.3% | 61% | 1.701% | 0% | 0% | 0% | 0% | 0% | N/A | N/A
| 215 | Substation Noise Compliance | FALSE | Labour | Substations | 100% | Replacement Expenditure | Substation | Repex | N/A | N/A | Substations - Site Establishment and supporting assets | Substations - Compliance | N/A | No | 0% | Safety security & reliability | Substations (2018 onwards) | 0% | TRUE | 85 | 1 | 1 | 3 | 1 | FALSE | FALSE | TRUE | 0 | 0 | 0 | 0 | 0 | 0 | 0 | 0 | 0 | 0 | 0 | 0 | 0 | 0 | 0 | 0 | 0 | 0 | 0 | 0 | 0 | 0 | 0 | 0 | 0 | 0 | 0 | 0 | 0 | 0 | 0% | 0% | 0% | 0% | 0% | 0 | 0 | 0 | 0 | 0 | 0 | 0 | 0 | 0 | 0 | 0 | 0 | 0 | 0 | 0 | 0 | 0 | 0 | 0 | 0 | 0 | 0 | 0 | 0 | 0 | 0 | 0 | 0 | 0 | 0 | FALSE | 0% | 0% | 0% | 0% | 0% | 0% | TRUE | 100% | 0% | 0% | 0% | 0% | FALSE | 0% | 0% | 0% | 0% | 0% | 0% | 0% | 0% | N/A | N/A
| 216 | Substation Noise Compliance | FALSE | Non-Labour | Substations | 100% | Replacement Expenditure | Substation | Repex | N/A | N/A | Substations - Site Establishment and supporting assets | Substations - Compliance | N/A | No | 0% | Safety security & reliability | Substations (2018 onwards) | 100% | TRUE | 85 | 2 | 2 | 3 | 2 | FALSE | FALSE | TRUE | 0 | 0 | 0 | 0 | 0 | 0 | 0 | 0 | 0 | 0 | 0 | 0 | 0 | 0 | 0 | 0 | 0 | 0 | 0 | 0 | 0 | 0 | 0 | 0 | 0 | 0 | 0 | 0 | 0 | 0 | 0% | 0% | 0% | 0% | 0% | 0 | 0 | 0 | 0 | 0 | 0 | 0 | 0 | 0 | 0 | 0 | 0 | 0 | 0 | 0 | 0 | 0 | 0 | 0 | 0 | 0 | 0 | 0 | 0 | 0 | 0 | 0 | 0 | 0 | 0 | FALSE | 0% | 0% | 0% | 0% | 0% | 0% | TRUE | 100% | 0% | 0% | 0% | 0% | FALSE | 0% | 0% | 0% | 0% | 0% | 0% | 0% | 0% | N/A | N/A
| 217 | Conductor Replacement | TRUE | Labour | Transmission Lines | 100% | Replacement Expenditure | Transmission Lines | Repex | N/A | N/A | TL - Overhead conductors | TL - Safe and Reliable Network | N/A | No | 0% | Safety security & reliability | Transmission Lines (2018 onwards) | 13.21% | TRUE | 86 | 1 | 1 | 1 | 1 | FALSE | FALSE | TRUE | 0 | 0.050539 | 2.6288 | 1.2471 | 0.11632 | 4.0427 | 0 | 0.050843 | 2.6684 | 1.2763 | 0.11978 | 4.1153 | 0 | 0.0060681 | 0.34701 | 0.18288 | 0.014652 | 0.5506 | 0 | 0.00085786 | 0.048975 | 0.025871 | 0.0021446 | 0.077849 | 0 | 0.057769 | 3.0644 | 1.485 | 0.13657 | 4.7438 | 0% | 0% | 20.81% | 47.14% | 30.65% | 0 | 0 | 0.84109 | 1.9058 | 1.2389 | 3.9858 | 0 | 0 | 0.8562 | 1.94 | 1.2612 | 4.0573 | 0 | 0 | 0.11455 | 0.25956 | 0.16874 | 0.54285 | 0 | 0 | 0.016197 | 0.036698 | 0.023857 | 0.076752 | 0 | 0 | 0.98695 | 2.2362 | 1.4538 | 4.6769 | TRUE | 0% | 4.074% | 22.02% | 73.9% | 0% | 0% | FALSE | 0% | 0% | 0% | 0% | 0% | FALSE | 0% | 0% | 0% | 0% | 0% | 0% | 0% | 0% | N/A | N/A
| 218 | Conductor Replacement | TRUE | Non-Labour | Transmission Lines | 100% | Replacement Expenditure | Transmission Lines | Repex | N/A | N/A | TL - Overhead conductors | TL - Safe and Reliable Network | N/A | No | 0% | Safety security & reliability | Transmission Lines (2018 onwards) | 86.79% | TRUE | 86 | 2 | 2 | 1 | 2 | FALSE | FALSE | TRUE | 0 | 0.33216 | 17.2773 | 8.196 | 0.76449 | 26.5699 | 0 | 0.33216 | 17.2773 | 8.196 | 0.76449 | 26.5699 | 0 | 0.039643 | 2.2468 | 1.1744 | 0.093517 | 3.5543 | 0 | 0.0056044 | 0.3171 | 0.16614 | 0.013688 | 0.50253 | 0 | 0.3774 | 19.8411 | 9.5365 | 0.87169 | 30.6267 | 0% | 0% | 20.81% | 47.14% | 30.65% | 0 | 0 | 5.5279 | 12.5252 | 8.1425 | 26.1955 | 0 | 0 | 5.5279 | 12.5252 | 8.1425 | 26.1955 | 0 | 0 | 0.73948 | 1.6755 | 1.0892 | 3.5042 | 0 | 0 | 0.10455 | 0.2369 | 0.154 | 0.49545 | 0 | 0 | 6.3719 | 14.4376 | 9.3857 | 30.1952 | TRUE | 0% | 4.074% | 22.02% | 73.9% | 0% | 0% | FALSE | 0% | 0% | 0% | 0% | 0% | FALSE | 0% | 0% | 0% | 0% | 0% | 0% | 0% | 0% | N/A | N/A
| 219 | Earthwire Capacity Replacement | FALSE | Labour | Transmission Lines | 100% | Replacement Expenditure | Transmission Lines | Repex | N/A | N/A | TL - Overhead conductors | TL - Safe and Reliable Network | N/A | No | 0% | Safety security & reliability | Transmission Lines (2018 onwards) | 0% | TRUE | 87 | 1 | 1 | 1 | 1 | FALSE | FALSE | TRUE | 0 | 0 | 0 | 0 | 0 | 0 | 0 | 0 | 0 | 0 | 0 | 0 | 0 | 0 | 0 | 0 | 0 | 0 | 0 | 0 | 0 | 0 | 0 | 0 | 0 | 0 | 0 | 0 | 0 | 0 | 0% | 0% | 0% | 0% | 0% | 0 | 0 | 0 | 0 | 0 | 0 | 0 | 0 | 0 | 0 | 0 | 0 | 0 | 0 | 0 | 0 | 0 | 0 | 0 | 0 | 0 | 0 | 0 | 0 | 0 | 0 | 0 | 0 | 0 | 0 | TRUE | 0% | 0% | 0% | 100% | 0% | 0% | FALSE | 0% | 0% | 0% | 0% | 0% | FALSE | 0% | 0% | 0% | 0% | 0% | 0% | 0% | 0% | N/A | N/A
| 220 | Earthwire Capacity Replacement | FALSE | Non-Labour | Transmission Lines | 100% | Replacement Expenditure | Transmission Lines | Repex | N/A | N/A | TL - Overhead conductors | TL - Safe and Reliable Network | N/A | No | 0% | Safety security & reliability | Transmission Lines (2018 onwards) | 100% | TRUE | 87 | 2 | 2 | 1 | 2 | FALSE | FALSE | TRUE | 0 | 0 | 0 | 0 | 0 | 0 | 0 | 0 | 0 | 0 | 0 | 0 | 0 | 0 | 0 | 0 | 0 | 0 | 0 | 0 | 0 | 0 | 0 | 0 | 0 | 0 | 0 | 0 | 0 | 0 | 0% | 0% | 0% | 0% | 0% | 0 | 0 | 0 | 0 | 0 | 0 | 0 | 0 | 0 | 0 | 0 | 0 | 0 | 0 | 0 | 0 | 0 | 0 | 0 | 0 | 0 | 0 | 0 | 0 | 0 | 0 | 0 | 0 | 0 | 0 | TRUE | 0% | 0% | 0% | 100% | 0% | 0% | FALSE | 0% | 0% | 0% | 0% | 0% | FALSE | 0% | 0% | 0% | 0% | 0% | 0% | 0% | 0% | N/A | N/A
| 221 | Low Spans - Main grid | TRUE | Labour | Transmission Lines | 100% | Replacement Expenditure | Transmission Lines | Repex | N/A | N/A | TL - Transmission towers | TL - Compliance | N/A | No | 0% | Safety security & reliability | Transmission Lines (2018 onwards) | 8.3% | TRUE | 88 | 1 | 1 | 1 | 1 | FALSE | FALSE | TRUE | 0 | 0.021623 | 1.0937 | 0.34076 | 0 | 1.4561 | 0 | 0.021753 | 1.1102 | 0.34874 | 0 | 1.4807 | 0 | 0.0025962 | 0.14437 | 0.049971 | 0 | 0.19694 | 0 | 0.00036703 | 0.020376 | 0.0070693 | 0 | 0.027812 | 0 | 0.024716 | 1.2749 | 0.40578 | 0 | 1.7054 | 0% | 0% | 22.77% | 77.23% | 0% | 0 | 0 | 0.33154 | 1.1245 | 0 | 1.4561 | 0 | 0 | 0.33714 | 1.1435 | 0 | 1.4807 | 0 | 0 | 0.044841 | 0.1521 | 0 | 0.19694 | 0 | 0 | 0.0063326 | 0.021479 | 0 | 0.027812 | 0 | 0 | 0.38831 | 1.3171 | 0 | 1.7054 | TRUE | 0% | 37.92% | 60.8% | 1.281% | 0% | 0% | FALSE | 0% | 0% | 0% | 0% | 0% | FALSE | 0% | 0% | 0% | 0% | 0% | 0% | 0% | 0% | N/A | N/A
| 222 | Low Spans - Main grid | TRUE | Non-Labour | Transmission Lines | 100% | Replacement Expenditure | Transmission Lines | Repex | N/A | N/A | TL - Transmission towers | TL - Compliance | N/A | No | 0% | Safety security & reliability | Transmission Lines (2018 onwards) | 91.7% | TRUE | 88 | 2 | 2 | 1 | 2 | FALSE | FALSE | TRUE | 0 | 0.23889 | 12.083 | 3.7646 | 0 | 16.0865 | 0 | 0.23889 | 12.083 | 3.7646 | 0 | 16.0865 | 0 | 0.028511 | 1.5713 | 0.53944 | 0 | 2.1392 | 0 | 0.0040306 | 0.22177 | 0.076312 | 0 | 0.30211 | 0 | 0.27143 | 13.876 | 4.3804 | 0 | 18.5278 | 0% | 0% | 22.77% | 77.23% | 0% | 0 | 0 | 3.6628 | 12.4237 | 0 | 16.0865 | 0 | 0 | 3.6628 | 12.4237 | 0 | 16.0865 | 0 | 0 | 0.48709 | 1.6521 | 0 | 2.1392 | 0 | 0 | 0.068788 | 0.23332 | 0 | 0.30211 | 0 | 0 | 4.2186 | 14.3092 | 0 | 18.5278 | TRUE | 0% | 37.92% | 60.8% | 1.281% | 0% | 0% | FALSE | 0% | 0% | 0% | 0% | 0% | FALSE | 0% | 0% | 0% | 0% | 0% | 0% | 0% | 0% | N/A | N/A
| 223 | Low Spans -132kV TL | TRUE | Labour | Transmission Lines | 100% | Replacement Expenditure | Transmission Lines | Repex | N/A | N/A | TL - Insulators | TL - Change in generation mix | N/A | No | 0% | Energy transition | Transmission Lines (2018 onwards) | 12.93% | TRUE | 89 | 1 | 1 | 1 | 1 | FALSE | FALSE | TRUE | 0.028674 | 1.1886 | 0.42419 | 0 | 0 | 1.6415 | 0.028628 | 1.1958 | 0.43059 | 0 | 0 | 1.655 | 0.0040098 | 0.14272 | 0.055994 | 0 | 0 | 0.20272 | 0.00053817 | 0.020176 | 0.0079028 | 0 | 0 | 0.028617 | 0.033176 | 1.3587 | 0.49448 | 0 | 0 | 1.8863 | 0% | 73.5% | 26.5% | 0% | 0% | 0 | 1.2065 | 0.43501 | 0 | 0 | 1.6415 | 0 | 1.2164 | 0.43858 | 0 | 0 | 1.655 | 0 | 0.149 | 0.053722 | 0 | 0 | 0.20272 | 0 | 0.021033 | 0.0075837 | 0 | 0 | 0.028617 | 0 | 1.3864 | 0.49989 | 0 | 0 | 1.8863 | TRUE | 0% | 60.88% | 38.11% | 1.017% | 0% | 0% | FALSE | 0% | 0% | 0% | 0% | 0% | FALSE | 0% | 0% | 0% | 0% | 0% | 0% | 0% | 0% | N/A | N/A
| 224 | Low Spans -132kV TL | TRUE | Non-Labour | Transmission Lines | 100% | Replacement Expenditure | Transmission Lines | Repex | N/A | N/A | TL - Insulators | TL - Change in generation mix | N/A | No | 0% | Energy transition | Transmission Lines (2018 onwards) | 87.07% | TRUE | 89 | 2 | 2 | 1 | 2 | FALSE | FALSE | TRUE | 0.19316 | 8.0071 | 2.8575 | 0 | 0 | 11.0578 | 0.19316 | 8.0071 | 2.8575 | 0 | 0 | 11.0578 | 0.027055 | 0.95565 | 0.37159 | 0 | 0 | 1.3543 | 0.0036312 | 0.1351 | 0.052446 | 0 | 0 | 0.19118 | 0.22385 | 9.0979 | 3.2816 | 0 | 0 | 12.6032 | 0% | 73.5% | 26.5% | 0% | 0% | 0 | 8.1274 | 2.9304 | 0 | 0 | 11.0578 | 0 | 8.1274 | 2.9304 | 0 | 0 | 11.0578 | 0 | 0.9954 | 0.3589 | 0 | 0 | 1.3543 | 0 | 0.14051 | 0.050663 | 0 | 0 | 0.19118 | 0 | 9.2633 | 3.3399 | 0 | 0 | 12.6032 | TRUE | 0% | 60.88% | 38.11% | 1.017% | 0% | 0% | FALSE | 0% | 0% | 0% | 0% | 0% | FALSE | 0% | 0% | 0% | 0% | 0% | 0% | 0% | 0% | N/A | N/A
| 225 | Various lines- Insulator condition | FALSE | Labour | Transmission Lines | 100% | Replacement Expenditure | Transmission Lines | Repex | N/A | N/A | TL - Insulators | TL - Safe and Reliable Network | N/A | No | 0% | Safety security & reliability | Transmission Lines (2018 onwards) | 24.51% | TRUE | 90 | 1 | 1 | 1 | 1 | FALSE | FALSE | TRUE | 0 | 0 | 0 | 0 | 0 | 0 | 0 | 0 | 0 | 0 | 0 | 0 | 0 | 0 | 0 | 0 | 0 | 0 | 0 | 0 | 0 | 0 | 0 | 0 | 0 | 0 | 0 | 0 | 0 | 0 | 35.91% | 0% | 0% | 0% | 63.29% | 0 | 0 | 0 | 0 | 0 | 0 | 0 | 0 | 0 | 0 | 0 | 0 | 0 | 0 | 0 | 0 | 0 | 0 | 0 | 0 | 0 | 0 | 0 | 0 | 0 | 0 | 0 | 0 | 0 | 0 | TRUE | 0% | 0% | 86.28% | 13.72% | 0% | 0% | FALSE | 0% | 0% | 0% | 0% | 0% | FALSE | 0% | 0% | 0% | 0% | 0% | 0% | 0% | 0% | N/A | N/A
| 226 | Various lines- Insulator condition | FALSE | Non-Labour | Transmission Lines | 100% | Replacement Expenditure | Transmission Lines | Repex | N/A | N/A | TL - Insulators | TL - Safe and Reliable Network | N/A | No | 0% | Safety security & reliability | Transmission Lines (2018 onwards) | 75.49% | TRUE | 90 | 2 | 2 | 1 | 2 | FALSE | FALSE | TRUE | 0 | 0 | 0 | 0 | 0 | 0 | 0 | 0 | 0 | 0 | 0 | 0 | 0 | 0 | 0 | 0 | 0 | 0 | 0 | 0 | 0 | 0 | 0 | 0 | 0 | 0 | 0 | 0 | 0 | 0 | 35.91% | 0% | 0% | 0% | 63.29% | 0 | 0 | 0 | 0 | 0 | 0 | 0 | 0 | 0 | 0 | 0 | 0 | 0 | 0 | 0 | 0 | 0 | 0 | 0 | 0 | 0 | 0 | 0 | 0 | 0 | 0 | 0 | 0 | 0 | 0 | TRUE | 0% | 0% | 86.28% | 13.72% | 0% | 0% | FALSE | 0% | 0% | 0% | 0% | 0% | FALSE | 0% | 0% | 0% | 0% | 0% | 0% | 0% | 0% | N/A | N/A
| 227 | Asbestos (Carryover from RP2) | TRUE | Labour | Transmission Lines | 100% | Replacement Expenditure | Transmission Lines | Repex | N/A | N/A | TL - Transmission towers | TL - Compliance | N/A | No | 0% | Safety security & reliability | Transmission Lines (2018 onwards) | 18.37% | TRUE | 91 | 1 | 1 | 1 | 1 | FALSE | FALSE | TRUE | 1.0624 | 1.0595 | 1.0595 | 1.0595 | 1.2275 | 5.4685 | 1.0607 | 1.0659 | 1.0755 | 1.0844 | 1.2639 | 5.5505 | 0.14857 | 0.12722 | 0.13986 | 0.15538 | 0.15461 | 0.72565 | 0.01994 | 0.017985 | 0.01974 | 0.021981 | 0.02263 | 0.10228 | 1.2292 | 1.2111 | 1.2351 | 1.2617 | 1.4412 | 6.3784 | 20% | 20% | 20% | 20% | 20% | 1.0937 | 1.0937 | 1.0937 | 1.0937 | 1.0937 | 5.4685 | 1.1101 | 1.1101 | 1.1101 | 1.1101 | 1.1101 | 5.5505 | 0.14513 | 0.14513 | 0.14513 | 0.14513 | 0.14513 | 0.72565 | 0.020455 | 0.020455 | 0.020455 | 0.020455 | 0.020455 | 0.10228 | 1.2757 | 1.2757 | 1.2757 | 1.2757 | 1.2757 | 6.3784 | TRUE | 0% | 100% | 0% | 0% | 0% | 0% | FALSE | 0% | 0% | 0% | 0% | 0% | FALSE | 0% | 0% | 0% | 0% | 0% | 0% | 0% | 0% | N/A | N/A
| 228 | Asbestos (Carryover from RP2) | TRUE | Non-Labour | Transmission Lines | 100% | Replacement Expenditure | Transmission Lines | Repex | N/A | N/A | TL - Transmission towers | TL - Compliance | N/A | No | 0% | Safety security & reliability | Transmission Lines (2018 onwards) | 81.63% | TRUE | 91 | 2 | 2 | 1 | 2 | FALSE | FALSE | TRUE | 4.7196 | 4.7067 | 4.7067 | 4.7067 | 5.4526 | 24.2923 | 4.7196 | 4.7067 | 4.7067 | 4.7067 | 5.4526 | 24.2923 | 0.66106 | 0.56175 | 0.61207 | 0.67443 | 0.667 | 3.1763 | 0.088723 | 0.079414 | 0.086385 | 0.095409 | 0.097626 | 0.44756 | 5.4694 | 5.3479 | 5.4052 | 5.4765 | 6.2172 | 27.9162 | 20% | 20% | 20% | 20% | 20% | 4.8585 | 4.8585 | 4.8585 | 4.8585 | 4.8585 | 24.2923 | 4.8585 | 4.8585 | 4.8585 | 4.8585 | 4.8585 | 24.2923 | 0.63526 | 0.63526 | 0.63526 | 0.63526 | 0.63526 | 3.1763 | 0.089511 | 0.089511 | 0.089511 | 0.089511 | 0.089511 | 0.44756 | 5.5832 | 5.5832 | 5.5832 | 5.5832 | 5.5832 | 27.9162 | TRUE | 0% | 100% | 0% | 0% | 0% | 0% | FALSE | 0% | 0% | 0% | 0% | 0% | FALSE | 0% | 0% | 0% | 0% | 0% | 0% | 0% | 0% | N/A | N/A
| 229 | Public Safety Enhancements - Climbing deterrents, signage, aerial marker balls, earthing | TRUE | Labour | Transmission Lines | 100% | Replacement Expenditure | Transmission Lines | Repex | N/A | N/A | TL - Transmission towers | TL - Compliance | N/A | No | 0% | Safety security & reliability | Transmission Lines (2018 onwards) | 15.29% | TRUE | 92 | 1 | 1 | 1 | 1 | FALSE | FALSE | TRUE | 0.96665 | 0.45941 | 0.59275 | 0.59275 | 0 | 2.6116 | 0.96509 | 0.46218 | 0.60168 | 0.60664 | 0 | 2.6356 | 0.13518 | 0.055161 | 0.078243 | 0.086925 | 0 | 0.35551 | 0.018142 | 0.0077981 | 0.011043 | 0.012297 | 0 | 0.049281 | 1.1184 | 0.52514 | 0.69097 | 0.70586 | 0 | 3.0404 | 37.01% | 17.59% | 22.7% | 22.7% | 0% | 0.96665 | 0.45941 | 0.59275 | 0.59275 | 0 | 2.6116 | 0.97555 | 0.46364 | 0.5982 | 0.5982 | 0 | 2.6356 | 0.13159 | 0.062539 | 0.080689 | 0.080689 | 0 | 0.35551 | 0.018241 | 0.0086692 | 0.011185 | 0.011185 | 0 | 0.049281 | 1.1254 | 0.53485 | 0.69007 | 0.69007 | 0 | 3.0404 | TRUE | 0% | 100% | 0% | 0% | 0% | 0% | FALSE | 0% | 0% | 0% | 0% | 0% | FALSE | 0% | 0% | 0% | 0% | 0% | 0% | 0% | 0% | N/A | N/A
| 230 | Public Safety Enhancements - Climbing deterrents, signage, aerial marker balls, earthing | TRUE | Non-Labour | Transmission Lines | 100% | Replacement Expenditure | Transmission Lines | Repex | N/A | N/A | TL - Transmission towers | TL - Compliance | N/A | No | 0% | Safety security & reliability | Transmission Lines (2018 onwards) | 84.71% | TRUE | 92 | 2 | 2 | 1 | 2 | FALSE | FALSE | TRUE | 5.354 | 2.5445 | 3.283 | 3.283 | 0 | 14.4645 | 5.354 | 2.5445 | 3.283 | 3.283 | 0 | 14.4645 | 0.74991 | 0.30369 | 0.42693 | 0.47043 | 0 | 1.951 | 0.10065 | 0.042933 | 0.060255 | 0.066549 | 0 | 0.27039 | 6.2045 | 2.8912 | 3.7702 | 3.82 | 0 | 16.6859 | 37.01% | 17.59% | 22.7% | 22.7% | 0% | 5.354 | 2.5445 | 3.283 | 3.283 | 0 | 14.4645 | 5.354 | 2.5445 | 3.283 | 3.283 | 0 | 14.4645 | 0.72214 | 0.3432 | 0.44281 | 0.44281 | 0 | 1.951 | 0.10008 | 0.047565 | 0.06137 | 0.06137 | 0 | 0.27039 | 6.1762 | 2.9353 | 3.7872 | 3.7872 | 0 | 16.6859 | TRUE | 0% | 100% | 0% | 0% | 0% | 0% | FALSE | 0% | 0% | 0% | 0% | 0% | FALSE | 0% | 0% | 0% | 0% | 0% | 0% | 0% | 0% | N/A | N/A
| 231 | Underground Cable Capital Spares RP3 | TRUE | Labour | Underground Cables | 100% | Replacement Expenditure | Transmission Lines | Repex | N/A | N/A | TL - Underground cables | TL - Safe and Reliable Network | N/A | No | 0% | Safety security & reliability | Underground Cables (2018 onwards) | 0% | TRUE | 93 | 1 | 1 | 2 | 1 | FALSE | FALSE | TRUE | 0 | 0 | 0 | 0 | 0 | 0 | 0 | 0 | 0 | 0 | 0 | 0 | 0 | 0 | 0 | 0 | 0 | 0 | 0 | 0 | 0 | 0 | 0 | 0 | 0 | 0 | 0 | 0 | 0 | 0 | 0% | 0% | 0% | 0% | 100% | 0 | 0 | 0 | 0 | 0 | 0 | 0 | 0 | 0 | 0 | 0 | 0 | 0 | 0 | 0 | 0 | 0 | 0 | 0 | 0 | 0 | 0 | 0 | 0 | 0 | 0 | 0 | 0 | 0 | 0 | TRUE | 0% | 0% | 0% | 0% | 100% | 0% | FALSE | 0% | 0% | 0% | 0% | 0% | FALSE | 0% | 0% | 0% | 0% | 0% | 0% | 0% | 0% | N/A | N/A
| 232 | Underground Cable Capital Spares RP3 | TRUE | Non-Labour | Underground Cables | 100% | Replacement Expenditure | Transmission Lines | Repex | N/A | N/A | TL - Underground cables | TL - Safe and Reliable Network | N/A | No | 0% | Safety security & reliability | Underground Cables (2018 onwards) | 100% | TRUE | 93 | 2 | 2 | 2 | 2 | FALSE | FALSE | TRUE | 0.57878 | 0.5772 | 0.5772 | 0.5772 | 0.5772 | 2.8876 | 0.57878 | 0.5772 | 0.5772 | 0.5772 | 0.5772 | 2.8876 | 0.081068 | 0.068889 | 0.07506 | 0.082708 | 0.070607 | 0.37833 | 0.01088 | 0.0097389 | 0.010594 | 0.0117 | 0.010334 | 0.053248 | 0.67073 | 0.65583 | 0.66285 | 0.67161 | 0.65814 | 3.3192 | 0% | 0% | 0% | 0% | 100% | 0 | 0 | 0 | 0 | 2.8876 | 2.8876 | 0 | 0 | 0 | 0 | 2.8876 | 2.8876 | 0 | 0 | 0 | 0 | 0.37833 | 0.37833 | 0 | 0 | 0 | 0 | 0.053248 | 0.053248 | 0 | 0 | 0 | 0 | 3.3192 | 3.3192 | TRUE | 0% | 0% | 0% | 0% | 100% | 0% | FALSE | 0% | 0% | 0% | 0% | 0% | FALSE | 0% | 0% | 0% | 0% | 0% | 0% | 0% | 0% | N/A | N/A
| 233 | Cable Monitoring Systems Renewal RP3 | TRUE | Labour | Underground Cables | 100% | Replacement Expenditure | Transmission Lines | Repex | N/A | N/A | TL - Underground cables | TL - Safe and Reliable Network | N/A | No | 0% | Safety security & reliability | Underground Cables (2018 onwards) | 27.17% | TRUE | 94 | 1 | 1 | 2 | 1 | FALSE | FALSE | TRUE | 0.30988 | 0.62429 | 0.0073438 | 0 | 0 | 0.94151 | 0.30938 | 0.62804 | 0.0074545 | 0 | 0 | 0.94487 | 0.043333 | 0.074957 | 0.00096939 | 0 | 0 | 0.11926 | 0.0058159 | 0.010597 | 0.00013682 | 0 | 0 | 0.016549 | 0.35853 | 0.7136 | 0.0085607 | 0 | 0 | 1.0807 | 0% | 0% | 100% | 0% | 0% | 0 | 0 | 0.94151 | 0 | 0 | 0.94151 | 0 | 0 | 0.94487 | 0 | 0 | 0.94487 | 0 | 0 | 0.11926 | 0 | 0 | 0.11926 | 0 | 0 | 0.016549 | 0 | 0 | 0.016549 | 0 | 0 | 1.0807 | 0 | 0 | 1.0807 | TRUE | 0% | 0% | 0% | 0% | 100% | 0% | FALSE | 0% | 0% | 0% | 0% | 0% | FALSE | 0% | 0% | 0% | 0% | 0% | 0% | 0% | 0% | N/A | N/A
| 234 | Cable Monitoring Systems Renewal RP3 | TRUE | Non-Labour | Underground Cables | 100% | Replacement Expenditure | Transmission Lines | Repex | N/A | N/A | TL - Underground cables | TL - Safe and Reliable Network | N/A | No | 0% | Safety security & reliability | Underground Cables (2018 onwards) | 72.83% | TRUE | 94 | 2 | 2 | 2 | 2 | FALSE | FALSE | TRUE | 0.83056 | 1.6733 | 0.019683 | 0 | 0 | 2.5235 | 0.83056 | 1.6733 | 0.019683 | 0 | 0 | 2.5235 | 0.11633 | 0.1997 | 0.0025596 | 0 | 0 | 0.3186 | 0.015614 | 0.028232 | 0.00036126 | 0 | 0 | 0.044207 | 0.9625 | 1.9012 | 0.022604 | 0 | 0 | 2.8863 | 0% | 0% | 100% | 0% | 0% | 0 | 0 | 2.5235 | 0 | 0 | 2.5235 | 0 | 0 | 2.5235 | 0 | 0 | 2.5235 | 0 | 0 | 0.3186 | 0 | 0 | 0.3186 | 0 | 0 | 0.044207 | 0 | 0 | 0.044207 | 0 | 0 | 2.8863 | 0 | 0 | 2.8863 | TRUE | 0% | 0% | 0% | 0% | 100% | 0% | FALSE | 0% | 0% | 0% | 0% | 0% | FALSE | 0% | 0% | 0% | 0% | 0% | 0% | 0% | 0% | N/A | N/A
| 235 | TL Digital Twin Programme | FALSE | Labour | Secondary Systems | 100% | Replacement Expenditure | Digital Infrastructure | Repex | N/A | N/A | DI - Protection systems | DI - Safe and Reliable Network | N/A | No | 0% | Safety security & reliability | Secondary Systems (2018-23) | 0% | TRUE | 95 | 1 | 1 | 4 | 1 | FALSE | FALSE | TRUE | 0 | 0 | 0 | 0 | 0 | 0 | 0 | 0 | 0 | 0 | 0 | 0 | 0 | 0 | 0 | 0 | 0 | 0 | 0 | 0 | 0 | 0 | 0 | 0 | 0 | 0 | 0 | 0 | 0 | 0 | 0% | 0% | 0% | 0% | 0% | 0 | 0 | 0 | 0 | 0 | 0 | 0 | 0 | 0 | 0 | 0 | 0 | 0 | 0 | 0 | 0 | 0 | 0 | 0 | 0 | 0 | 0 | 0 | 0 | 0 | 0 | 0 | 0 | 0 | 0 | FALSE | 0% | 0% | 0% | 0% | 0% | 0% | FALSE | 0% | 0% | 0% | 0% | 0% | TRUE | 100% | 0% | 0% | 0% | 0% | 0% | 0% | 0% | N/A | N/A
| 236 | TL Digital Twin Programme | FALSE | Non-Labour | Secondary Systems | 100% | Replacement Expenditure | Digital Infrastructure | Repex | N/A | N/A | DI - Protection systems | DI - Safe and Reliable Network | N/A | No | 0% | Safety security & reliability | Secondary Systems (2018-23) | 100% | TRUE | 95 | 2 | 2 | 4 | 2 | FALSE | FALSE | TRUE | 0 | 0 | 0 | 0 | 0 | 0 | 0 | 0 | 0 | 0 | 0 | 0 | 0 | 0 | 0 | 0 | 0 | 0 | 0 | 0 | 0 | 0 | 0 | 0 | 0 | 0 | 0 | 0 | 0 | 0 | 0% | 0% | 0% | 0% | 0% | 0 | 0 | 0 | 0 | 0 | 0 | 0 | 0 | 0 | 0 | 0 | 0 | 0 | 0 | 0 | 0 | 0 | 0 | 0 | 0 | 0 | 0 | 0 | 0 | 0 | 0 | 0 | 0 | 0 | 0 | FALSE | 0% | 0% | 0% | 0% | 0% | 0% | FALSE | 0% | 0% | 0% | 0% | 0% | TRUE | 100% | 0% | 0% | 0% | 0% | 0% | 0% | 0% | N/A | N/A
| 237 | Lower Tumut Secondary Systems Renewal | TRUE | Labour | Secondary Systems | 92.34% | Replacement Expenditure | Digital Infrastructure | Repex | N/A | N/A | DI - Protection systems | DI - Safe and Reliable Network | N/A | No | 0% | Safety security & reliability | Secondary Systems (2018-23) | 19.75% | TRUE | 96 | 1 | 1 | 4 | 1 | FALSE | FALSE | TRUE | 0.43327 | 1.5215 | 1.2085 | 0.029496 | 0 | 3.1928 | 0.43257 | 1.5306 | 1.2268 | 0.030188 | 0 | 3.2201 | 0.060589 | 0.18268 | 0.15953 | 0.0043256 | 0 | 0.40712 | 0.0081318 | 0.025825 | 0.022516 | 0.00061193 | 0 | 0.057085 | 0.50129 | 1.7391 | 1.4088 | 0.035125 | 0 | 3.6843 | 0% | 0% | 0% | 100% | 0% | 0 | 0 | 0 | 3.1928 | 0 | 3.1928 | 0 | 0 | 0 | 3.2201 | 0 | 3.2201 | 0 | 0 | 0 | 0.40712 | 0 | 0.40712 | 0 | 0 | 0 | 0.057085 | 0 | 0.057085 | 0 | 0 | 0 | 3.6843 | 0 | 3.6843 | FALSE | 0% | 0% | 0% | 0% | 0% | 0% | FALSE | 0% | 0% | 0% | 0% | 0% | TRUE | 57.89% | 23.92% | 10.53% | 0% | 0% | 0% | 7.656% | 0% | N/A | N/A
| 238 | Lower Tumut Secondary Systems Renewal | TRUE | Labour | Business IT | 7.656% | Replacement Expenditure | Digital Infrastructure | Repex | N/A | N/A | DI - Protection systems | DI - Safe and Reliable Network | N/A | No | 0% | Safety security & reliability | Business IT (2018 onwards) | 19.75% | TRUE | 96 | 1 | 2 | 6 | 1 | FALSE | FALSE | TRUE | 0.035919 | 0.12613 | 0.10019 | 0.0024453 | 0 | 0.26469 | 0.035861 | 0.12689 | 0.1017 | 0.0025026 | 0 | 0.26695 | 0.0050229 | 0.015144 | 0.013225 | 0.0003586 | 0 | 0.033751 | 0.00067414 | 0.002141 | 0.0018666 | 5.073e-05 | 0 | 0.0047324 | 0.041558 | 0.14418 | 0.11679 | 0.0029119 | 0 | 0.30544 | 0% | 0% | 0% | 100% | 0% | 0 | 0 | 0 | 0.26469 | 0 | 0.26469 | 0 | 0 | 0 | 0.26695 | 0 | 0.26695 | 0 | 0 | 0 | 0.033751 | 0 | 0.033751 | 0 | 0 | 0 | 0.0047324 | 0 | 0.0047324 | 0 | 0 | 0 | 0.30544 | 0 | 0.30544 | FALSE | 0% | 0% | 0% | 0% | 0% | 0% | FALSE | 0% | 0% | 0% | 0% | 0% | TRUE | 57.89% | 23.92% | 10.53% | 0% | 0% | 0% | 7.656% | 0% | N/A | N/A
| 239 | Lower Tumut Secondary Systems Renewal | TRUE | Non-Labour | Secondary Systems | 92.34% | Replacement Expenditure | Digital Infrastructure | Repex | N/A | N/A | DI - Protection systems | DI - Safe and Reliable Network | N/A | No | 0% | Safety security & reliability | Secondary Systems (2018-23) | 80.25% | TRUE | 96 | 2 | 3 | 4 | 2 | FALSE | FALSE | TRUE | 1.7606 | 6.1825 | 4.9109 | 0.11986 | 0 | 12.9738 | 1.7606 | 6.1825 | 4.9109 | 0.11986 | 0 | 12.9738 | 0.2466 | 0.73788 | 0.63862 | 0.017175 | 0 | 1.6403 | 0.033097 | 0.10431 | 0.090133 | 0.0024296 | 0 | 0.22997 | 2.0403 | 7.0247 | 5.6397 | 0.13946 | 0 | 14.8441 | 0% | 0% | 0% | 100% | 0% | 0 | 0 | 0 | 12.9738 | 0 | 12.9738 | 0 | 0 | 0 | 12.9738 | 0 | 12.9738 | 0 | 0 | 0 | 1.6403 | 0 | 1.6403 | 0 | 0 | 0 | 0.22997 | 0 | 0.22997 | 0 | 0 | 0 | 14.8441 | 0 | 14.8441 | FALSE | 0% | 0% | 0% | 0% | 0% | 0% | FALSE | 0% | 0% | 0% | 0% | 0% | TRUE | 57.89% | 23.92% | 10.53% | 0% | 0% | 0% | 7.656% | 0% | N/A | N/A
| 240 | Lower Tumut Secondary Systems Renewal | TRUE | Non-Labour | Business IT | 7.656% | Replacement Expenditure | Digital Infrastructure | Repex | N/A | N/A | DI - Protection systems | DI - Safe and Reliable Network | N/A | No | 0% | Safety security & reliability | Business IT (2018 onwards) | 80.25% | TRUE | 96 | 2 | 4 | 6 | 2 | FALSE | FALSE | TRUE | 0.14596 | 0.51254 | 0.40712 | 0.0099364 | 0 | 1.0756 | 0.14596 | 0.51254 | 0.40712 | 0.0099364 | 0 | 1.0756 | 0.020444 | 0.061171 | 0.052943 | 0.0014238 | 0 | 0.13598 | 0.0027438 | 0.0086478 | 0.0074722 | 0.00020142 | 0 | 0.019065 | 0.16914 | 0.58235 | 0.46754 | 0.011562 | 0 | 1.2306 | 0% | 0% | 0% | 100% | 0% | 0 | 0 | 0 | 1.0756 | 0 | 1.0756 | 0 | 0 | 0 | 1.0756 | 0 | 1.0756 | 0 | 0 | 0 | 0.13598 | 0 | 0.13598 | 0 | 0 | 0 | 0.019065 | 0 | 0.019065 | 0 | 0 | 0 | 1.2306 | 0 | 1.2306 | FALSE | 0% | 0% | 0% | 0% | 0% | 0% | FALSE | 0% | 0% | 0% | 0% | 0% | TRUE | 57.89% | 23.92% | 10.53% | 0% | 0% | 0% | 7.656% | 0% | N/A | N/A
| 241 | Tenterfield Secondary Systems Renewal | TRUE | Labour | Secondary Systems | 95.66% | Replacement Expenditure | Digital Infrastructure | Repex | N/A | N/A | DI - Protection systems | DI - Safe and Reliable Network | N/A | No | 0% | Safety security & reliability | Secondary Systems (2018-23) | 20.94% | TRUE | 97 | 1 | 1 | 4 | 1 | FALSE | FALSE | TRUE | 0.087046 | 0.079133 | 0.039566 | 0.087046 | 0.091003 | 0.38379 | 0.086905 | 0.079609 | 0.040163 | 0.089086 | 0.093708 | 0.38947 | 0.012172 | 0.0095013 | 0.0052228 | 0.012765 | 0.011463 | 0.051125 | 0.0016337 | 0.0013432 | 0.00073713 | 0.0018058 | 0.0016778 | 0.0071977 | 0.10071 | 0.090453 | 0.046123 | 0.10366 | 0.10685 | 0.44779 | 10% | 11% | 14% | 32% | 33% | 0.038379 | 0.042217 | 0.053731 | 0.12281 | 0.12665 | 0.38379 | 0.038947 | 0.042842 | 0.054526 | 0.12463 | 0.12852 | 0.38947 | 0.0051125 | 0.0056237 | 0.0071575 | 0.01636 | 0.016871 | 0.051125 | 0.00071977 | 0.00079174 | 0.0010077 | 0.0023033 | 0.0023752 | 0.0071977 | 0.044779 | 0.049257 | 0.062691 | 0.14329 | 0.14777 | 0.44779 | FALSE | 0% | 0% | 0% | 0% | 0% | 0% | FALSE | 0% | 0% | 0% | 0% | 0% | TRUE | 47.71% | 42.17% | 5.783% | 0% | 0% | 0% | 4.337% | 0% | N/A | N/A
| 242 | Tenterfield Secondary Systems Renewal | TRUE | Labour | Business IT | 4.337% | Replacement Expenditure | Digital Infrastructure | Repex | N/A | N/A | DI - Protection systems | DI - Safe and Reliable Network | N/A | No | 0% | Safety security & reliability | Business IT (2018 onwards) | 20.94% | TRUE | 97 | 1 | 2 | 6 | 1 | FALSE | FALSE | TRUE | 0.0039467 | 0.0035879 | 0.0017939 | 0.0039467 | 0.0041261 | 0.017401 | 0.0039403 | 0.0036095 | 0.001821 | 0.0040391 | 0.0042487 | 0.017659 | 0.0005519 | 0.00043079 | 0.0002368 | 0.00057877 | 0.00051973 | 0.002318 | 7.4072e-05 | 6.0901e-05 | 3.3422e-05 | 8.1877e-05 | 7.6071e-05 | 0.00032634 | 0.0045662 | 0.0041012 | 0.0020912 | 0.0046998 | 0.0048445 | 0.020303 | 10% | 11% | 14% | 32% | 33% | 0.0017401 | 0.0019141 | 0.0024362 | 0.0055684 | 0.0057424 | 0.017401 | 0.0017659 | 0.0019424 | 0.0024722 | 0.0056507 | 0.0058273 | 0.017659 | 0.0002318 | 0.00025498 | 0.00032452 | 0.00074176 | 0.00076494 | 0.002318 | 3.2634e-05 | 3.5898e-05 | 4.5688e-05 | 0.00010443 | 0.00010769 | 0.00032634 | 0.0020303 | 0.0022333 | 0.0028424 | 0.0064969 | 0.0067 | 0.020303 | FALSE | 0% | 0% | 0% | 0% | 0% | 0% | FALSE | 0% | 0% | 0% | 0% | 0% | TRUE | 47.71% | 42.17% | 5.783% | 0% | 0% | 0% | 4.337% | 0% | N/A | N/A
| 243 | Tenterfield Secondary Systems Renewal | TRUE | Non-Labour | Secondary Systems | 95.66% | Replacement Expenditure | Digital Infrastructure | Repex | N/A | N/A | DI - Protection systems | DI - Safe and Reliable Network | N/A | No | 0% | Safety security & reliability | Secondary Systems (2018-23) | 79.06% | TRUE | 97 | 2 | 3 | 4 | 2 | FALSE | FALSE | TRUE | 0.32867 | 0.29879 | 0.1494 | 0.32867 | 0.34361 | 1.4491 | 0.32867 | 0.29879 | 0.1494 | 0.32867 | 0.34361 | 1.4491 | 0.046036 | 0.035661 | 0.019428 | 0.047096 | 0.042033 | 0.19025 | 0.0061786 | 0.0050414 | 0.002742 | 0.0066624 | 0.0061521 | 0.026777 | 0.38088 | 0.33949 | 0.17157 | 0.38243 | 0.39179 | 1.6662 | 10% | 11% | 14% | 32% | 33% | 0.14491 | 0.15941 | 0.20288 | 0.46372 | 0.47822 | 1.4491 | 0.14491 | 0.15941 | 0.20288 | 0.46372 | 0.47822 | 1.4491 | 0.019025 | 0.020928 | 0.026635 | 0.060881 | 0.062783 | 0.19025 | 0.0026777 | 0.0029454 | 0.0037487 | 0.0085685 | 0.0088363 | 0.026777 | 0.16662 | 0.18328 | 0.23326 | 0.53317 | 0.54984 | 1.6662 | FALSE | 0% | 0% | 0% | 0% | 0% | 0% | FALSE | 0% | 0% | 0% | 0% | 0% | TRUE | 47.71% | 42.17% | 5.783% | 0% | 0% | 0% | 4.337% | 0% | N/A | N/A
| 244 | Tenterfield Secondary Systems Renewal | TRUE | Non-Labour | Business IT | 4.337% | Replacement Expenditure | Digital Infrastructure | Repex | N/A | N/A | DI - Protection systems | DI - Safe and Reliable Network | N/A | No | 0% | Safety security & reliability | Business IT (2018 onwards) | 79.06% | TRUE | 97 | 2 | 4 | 6 | 2 | FALSE | FALSE | TRUE | 0.014902 | 0.013547 | 0.0067736 | 0.014902 | 0.015579 | 0.065704 | 0.014902 | 0.013547 | 0.0067736 | 0.014902 | 0.015579 | 0.065704 | 0.0020873 | 0.0016169 | 0.00088085 | 0.0021353 | 0.0019058 | 0.008626 | 0.00028014 | 0.00022858 | 0.00012432 | 0.00030207 | 0.00027894 | 0.001214 | 0.017269 | 0.015393 | 0.0077788 | 0.017339 | 0.017764 | 0.075544 | 10% | 11% | 14% | 32% | 33% | 0.0065704 | 0.0072274 | 0.0091986 | 0.021025 | 0.021682 | 0.065704 | 0.0065704 | 0.0072274 | 0.0091986 | 0.021025 | 0.021682 | 0.065704 | 0.0008626 | 0.00094887 | 0.0012076 | 0.0027603 | 0.0028466 | 0.008626 | 0.0001214 | 0.00013355 | 0.00016997 | 0.0003885 | 0.00040064 | 0.001214 | 0.0075544 | 0.0083098 | 0.010576 | 0.024174 | 0.02493 | 0.075544 | FALSE | 0% | 0% | 0% | 0% | 0% | 0% | FALSE | 0% | 0% | 0% | 0% | 0% | TRUE | 47.71% | 42.17% | 5.783% | 0% | 0% | 0% | 4.337% | 0% | N/A | N/A
| 245 | YSN Secondary Systems Renewal | FALSE | Labour | Secondary Systems | 96.34% | Replacement Expenditure | Digital Infrastructure | Repex | N/A | N/A | DI - Protection systems | DI - Safe and Reliable Network | N/A | No | 0% | Safety security & reliability | Secondary Systems (2018-23) | 0% | TRUE | 98 | 1 | 1 | 4 | 1 | FALSE | FALSE | TRUE | 0 | 0 | 0 | 0 | 0 | 0 | 0 | 0 | 0 | 0 | 0 | 0 | 0 | 0 | 0 | 0 | 0 | 0 | 0 | 0 | 0 | 0 | 0 | 0 | 0 | 0 | 0 | 0 | 0 | 0 | 0% | 0% | 0% | 0% | 0% | 0 | 0 | 0 | 0 | 0 | 0 | 0 | 0 | 0 | 0 | 0 | 0 | 0 | 0 | 0 | 0 | 0 | 0 | 0 | 0 | 0 | 0 | 0 | 0 | 0 | 0 | 0 | 0 | 0 | 0 | FALSE | 0% | 0% | 0% | 0% | 0% | 0% | FALSE | 0% | 0% | 0% | 0% | 0% | TRUE | 64.47% | 27.47% | 4.396% | 0% | 0% | 0% | 3.663% | 0% | N/A | N/A
| 246 | YSN Secondary Systems Renewal | FALSE | Labour | Business IT | 3.663% | Replacement Expenditure | Digital Infrastructure | Repex | N/A | N/A | DI - Protection systems | DI - Safe and Reliable Network | N/A | No | 0% | Safety security & reliability | Business IT (2018 onwards) | 0% | TRUE | 98 | 1 | 2 | 6 | 1 | FALSE | FALSE | TRUE | 0 | 0 | 0 | 0 | 0 | 0 | 0 | 0 | 0 | 0 | 0 | 0 | 0 | 0 | 0 | 0 | 0 | 0 | 0 | 0 | 0 | 0 | 0 | 0 | 0 | 0 | 0 | 0 | 0 | 0 | 0% | 0% | 0% | 0% | 0% | 0 | 0 | 0 | 0 | 0 | 0 | 0 | 0 | 0 | 0 | 0 | 0 | 0 | 0 | 0 | 0 | 0 | 0 | 0 | 0 | 0 | 0 | 0 | 0 | 0 | 0 | 0 | 0 | 0 | 0 | FALSE | 0% | 0% | 0% | 0% | 0% | 0% | FALSE | 0% | 0% | 0% | 0% | 0% | TRUE | 64.47% | 27.47% | 4.396% | 0% | 0% | 0% | 3.663% | 0% | N/A | N/A
| 247 | YSN Secondary Systems Renewal | FALSE | Non-Labour | Secondary Systems | 96.34% | Replacement Expenditure | Digital Infrastructure | Repex | N/A | N/A | DI - Protection systems | DI - Safe and Reliable Network | N/A | No | 0% | Safety security & reliability | Secondary Systems (2018-23) | 100% | TRUE | 98 | 2 | 3 | 4 | 2 | FALSE | FALSE | TRUE | 0 | 0 | 0 | 0 | 0 | 0 | 0 | 0 | 0 | 0 | 0 | 0 | 0 | 0 | 0 | 0 | 0 | 0 | 0 | 0 | 0 | 0 | 0 | 0 | 0 | 0 | 0 | 0 | 0 | 0 | 0% | 0% | 0% | 0% | 0% | 0 | 0 | 0 | 0 | 0 | 0 | 0 | 0 | 0 | 0 | 0 | 0 | 0 | 0 | 0 | 0 | 0 | 0 | 0 | 0 | 0 | 0 | 0 | 0 | 0 | 0 | 0 | 0 | 0 | 0 | FALSE | 0% | 0% | 0% | 0% | 0% | 0% | FALSE | 0% | 0% | 0% | 0% | 0% | TRUE | 64.47% | 27.47% | 4.396% | 0% | 0% | 0% | 3.663% | 0% | N/A | N/A
| 248 | YSN Secondary Systems Renewal | FALSE | Non-Labour | Business IT | 3.663% | Replacement Expenditure | Digital Infrastructure | Repex | N/A | N/A | DI - Protection systems | DI - Safe and Reliable Network | N/A | No | 0% | Safety security & reliability | Business IT (2018 onwards) | 100% | TRUE | 98 | 2 | 4 | 6 | 2 | FALSE | FALSE | TRUE | 0 | 0 | 0 | 0 | 0 | 0 | 0 | 0 | 0 | 0 | 0 | 0 | 0 | 0 | 0 | 0 | 0 | 0 | 0 | 0 | 0 | 0 | 0 | 0 | 0 | 0 | 0 | 0 | 0 | 0 | 0% | 0% | 0% | 0% | 0% | 0 | 0 | 0 | 0 | 0 | 0 | 0 | 0 | 0 | 0 | 0 | 0 | 0 | 0 | 0 | 0 | 0 | 0 | 0 | 0 | 0 | 0 | 0 | 0 | 0 | 0 | 0 | 0 | 0 | 0 | FALSE | 0% | 0% | 0% | 0% | 0% | 0% | FALSE | 0% | 0% | 0% | 0% | 0% | TRUE | 64.47% | 27.47% | 4.396% | 0% | 0% | 0% | 3.663% | 0% | N/A | N/A
| 249 | ER0 Secondary Systems Renewal | TRUE | Labour | Secondary Systems | 91.66% | Replacement Expenditure | Digital Infrastructure | Repex | N/A | N/A | DI - Protection systems | DI - Safe and Reliable Network | N/A | No | 0% | Safety security & reliability | Secondary Systems (2018-23) | 21.88% | TRUE | 99 | 1 | 1 | 4 | 1 | FALSE | FALSE | TRUE | 0.1039 | 0.094458 | 0.047229 | 0.1039 | 0.10863 | 0.45812 | 0.10374 | 0.095026 | 0.047941 | 0.10634 | 0.11186 | 0.4649 | 0.01453 | 0.011341 | 0.0062343 | 0.015237 | 0.013683 | 0.061026 | 0.0019501 | 0.0016033 | 0.00087989 | 0.0021556 | 0.0020027 | 0.0085916 | 0.12021 | 0.10797 | 0.055055 | 0.12373 | 0.12754 | 0.53451 | 10% | 11% | 14% | 32% | 33% | 0.045812 | 0.050393 | 0.064137 | 0.1466 | 0.15118 | 0.45812 | 0.04649 | 0.051138 | 0.065085 | 0.14877 | 0.15342 | 0.4649 | 0.0061026 | 0.0067128 | 0.0085436 | 0.019528 | 0.020138 | 0.061026 | 0.00085916 | 0.00094507 | 0.0012028 | 0.0027493 | 0.0028352 | 0.0085916 | 0.053451 | 0.058796 | 0.074832 | 0.17104 | 0.17639 | 0.53451 | FALSE | 0% | 0% | 0% | 0% | 0% | 0% | FALSE | 0% | 0% | 0% | 0% | 0% | TRUE | 48.44% | 37.66% | 5.562% | 0% | 0% | 0% | 8.343% | 0% | N/A | N/A
| 250 | ER0 Secondary Systems Renewal | TRUE | Labour | Business IT | 8.343% | Replacement Expenditure | Digital Infrastructure | Repex | N/A | N/A | DI - Protection systems | DI - Safe and Reliable Network | N/A | No | 0% | Safety security & reliability | Business IT (2018 onwards) | 21.88% | TRUE | 99 | 1 | 2 | 6 | 1 | FALSE | FALSE | TRUE | 0.0094577 | 0.0085979 | 0.004299 | 0.0094577 | 0.0098876 | 0.0417 | 0.0094424 | 0.0086496 | 0.0043638 | 0.0096793 | 0.010182 | 0.042317 | 0.0013226 | 0.0010323 | 0.00056747 | 0.001387 | 0.0012455 | 0.0055548 | 0.00017751 | 0.00014594 | 8.0091e-05 | 0.00019621 | 0.00018229 | 0.00078204 | 0.010942 | 0.0098279 | 0.0050113 | 0.011262 | 0.011609 | 0.048653 | 10% | 11% | 14% | 32% | 33% | 0.00417 | 0.004587 | 0.005838 | 0.013344 | 0.013761 | 0.0417 | 0.0042317 | 0.0046548 | 0.0059243 | 0.013541 | 0.013964 | 0.042317 | 0.00055548 | 0.00061103 | 0.00077767 | 0.0017775 | 0.0018331 | 0.0055548 | 7.8204e-05 | 8.6024e-05 | 0.00010949 | 0.00025025 | 0.00025807 | 0.00078204 | 0.0048653 | 0.0053519 | 0.0068115 | 0.015569 | 0.016056 | 0.048653 | FALSE | 0% | 0% | 0% | 0% | 0% | 0% | FALSE | 0% | 0% | 0% | 0% | 0% | TRUE | 48.44% | 37.66% | 5.562% | 0% | 0% | 0% | 8.343% | 0% | N/A | N/A
| 251 | ER0 Secondary Systems Renewal | TRUE | Non-Labour | Secondary Systems | 91.66% | Replacement Expenditure | Digital Infrastructure | Repex | N/A | N/A | DI - Protection systems | DI - Safe and Reliable Network | N/A | No | 0% | Safety security & reliability | Secondary Systems (2018-23) | 78.12% | TRUE | 99 | 2 | 3 | 4 | 2 | FALSE | FALSE | TRUE | 0.37093 | 0.33721 | 0.1686 | 0.37093 | 0.38779 | 1.6354 | 0.37093 | 0.33721 | 0.1686 | 0.37093 | 0.38779 | 1.6354 | 0.051954 | 0.040246 | 0.021925 | 0.05315 | 0.047437 | 0.21471 | 0.006973 | 0.0056895 | 0.0030945 | 0.007519 | 0.0069431 | 0.030219 | 0.42985 | 0.38314 | 0.19362 | 0.4316 | 0.44217 | 1.8804 | 10% | 11% | 14% | 32% | 33% | 0.16354 | 0.1799 | 0.22896 | 0.52334 | 0.5397 | 1.6354 | 0.16354 | 0.1799 | 0.22896 | 0.52334 | 0.5397 | 1.6354 | 0.021471 | 0.023618 | 0.03006 | 0.068708 | 0.070855 | 0.21471 | 0.0030219 | 0.0033241 | 0.0042307 | 0.0096701 | 0.0099723 | 0.030219 | 0.18804 | 0.20684 | 0.26325 | 0.60172 | 0.62053 | 1.8804 | FALSE | 0% | 0% | 0% | 0% | 0% | 0% | FALSE | 0% | 0% | 0% | 0% | 0% | TRUE | 48.44% | 37.66% | 5.562% | 0% | 0% | 0% | 8.343% | 0% | N/A | N/A
| 252 | ER0 Secondary Systems Renewal | TRUE | Non-Labour | Business IT | 8.343% | Replacement Expenditure | Digital Infrastructure | Repex | N/A | N/A | DI - Protection systems | DI - Safe and Reliable Network | N/A | No | 0% | Safety security & reliability | Business IT (2018 onwards) | 78.12% | TRUE | 99 | 2 | 4 | 6 | 2 | FALSE | FALSE | TRUE | 0.033763 | 0.030694 | 0.015347 | 0.033763 | 0.035298 | 0.14887 | 0.033763 | 0.030694 | 0.015347 | 0.033763 | 0.035298 | 0.14887 | 0.0047291 | 0.0036633 | 0.0019957 | 0.004838 | 0.0043179 | 0.019544 | 0.00063471 | 0.00051789 | 0.00028167 | 0.00068441 | 0.00063199 | 0.0027507 | 0.039127 | 0.034875 | 0.017624 | 0.039286 | 0.040248 | 0.17116 | 10% | 11% | 14% | 32% | 33% | 0.014887 | 0.016375 | 0.020841 | 0.047637 | 0.049126 | 0.14887 | 0.014887 | 0.016375 | 0.020841 | 0.047637 | 0.049126 | 0.14887 | 0.0019544 | 0.0021498 | 0.0027362 | 0.0062541 | 0.0064495 | 0.019544 | 0.00027507 | 0.00030257 | 0.00038509 | 0.00088021 | 0.00090772 | 0.0027507 | 0.017116 | 0.018828 | 0.023962 | 0.054771 | 0.056483 | 0.17116 | FALSE | 0% | 0% | 0% | 0% | 0% | 0% | FALSE | 0% | 0% | 0% | 0% | 0% | TRUE | 48.44% | 37.66% | 5.562% | 0% | 0% | 0% | 8.343% | 0% | N/A | N/A
| 253 | BER Secondary Systems Renewal | TRUE | Labour | Secondary Systems | 97.35% | Replacement Expenditure | Digital Infrastructure | Repex | N/A | N/A | DI - Protection systems | DI - Safe and Reliable Network | N/A | No | 0% | Safety security & reliability | Secondary Systems (2018-23) | 21.97% | TRUE | 100 | 1 | 1 | 4 | 1 | FALSE | FALSE | TRUE | 0.09705 | 0.088228 | 0.044114 | 0.09705 | 0.10146 | 0.4279 | 0.096893 | 0.088758 | 0.044779 | 0.099324 | 0.10448 | 0.43423 | 0.013571 | 0.010593 | 0.0058231 | 0.014232 | 0.01278 | 0.057001 | 0.0018215 | 0.0014976 | 0.00082185 | 0.0020134 | 0.0018706 | 0.0080249 | 0.11229 | 0.10085 | 0.051424 | 0.11557 | 0.11913 | 0.49926 | 10% | 11% | 14% | 32% | 33% | 0.04279 | 0.047069 | 0.059907 | 0.13693 | 0.14121 | 0.4279 | 0.043423 | 0.047766 | 0.060793 | 0.13895 | 0.1433 | 0.43423 | 0.0057001 | 0.0062701 | 0.0079801 | 0.01824 | 0.01881 | 0.057001 | 0.00080249 | 0.00088274 | 0.0011235 | 0.002568 | 0.0026482 | 0.0080249 | 0.049926 | 0.054918 | 0.069896 | 0.15976 | 0.16476 | 0.49926 | FALSE | 0% | 0% | 0% | 0% | 0% | 0% | FALSE | 0% | 0% | 0% | 0% | 0% | TRUE | 55.16% | 36.87% | 5.31% | 0% | 0% | 0% | 2.655% | 0% | N/A | N/A
| 254 | BER Secondary Systems Renewal | TRUE | Labour | Business IT | 2.655% | Replacement Expenditure | Digital Infrastructure | Repex | N/A | N/A | DI - Protection systems | DI - Safe and Reliable Network | N/A | No | 0% | Safety security & reliability | Business IT (2018 onwards) | 21.97% | TRUE | 100 | 1 | 2 | 6 | 1 | FALSE | FALSE | TRUE | 0.0026468 | 0.0024062 | 0.0012031 | 0.0026468 | 0.0027671 | 0.01167 | 0.0026425 | 0.0024207 | 0.0012212 | 0.0027088 | 0.0028494 | 0.011843 | 0.00037013 | 0.00028891 | 0.00015881 | 0.00038815 | 0.00034856 | 0.0015546 | 4.9677e-05 | 4.0843e-05 | 2.2414e-05 | 5.4911e-05 | 5.1017e-05 | 0.00021886 | 0.0030623 | 0.0027504 | 0.0014025 | 0.0031519 | 0.003249 | 0.013616 | 10% | 11% | 14% | 32% | 33% | 0.001167 | 0.0012837 | 0.0016338 | 0.0037344 | 0.0038511 | 0.01167 | 0.0011843 | 0.0013027 | 0.001658 | 0.0037897 | 0.0039081 | 0.011843 | 0.00015546 | 0.000171 | 0.00021764 | 0.00049746 | 0.00051301 | 0.0015546 | 2.1886e-05 | 2.4075e-05 | 3.0641e-05 | 7.0036e-05 | 7.2224e-05 | 0.00021886 | 0.0013616 | 0.0014978 | 0.0019063 | 0.0043572 | 0.0044933 | 0.013616 | FALSE | 0% | 0% | 0% | 0% | 0% | 0% | FALSE | 0% | 0% | 0% | 0% | 0% | TRUE | 55.16% | 36.87% | 5.31% | 0% | 0% | 0% | 2.655% | 0% | N/A | N/A
| 255 | BER Secondary Systems Renewal | TRUE | Non-Labour | Secondary Systems | 97.35% | Replacement Expenditure | Digital Infrastructure | Repex | N/A | N/A | DI - Protection systems | DI - Safe and Reliable Network | N/A | No | 0% | Safety security & reliability | Secondary Systems (2018-23) | 78.03% | TRUE | 100 | 2 | 3 | 4 | 2 | FALSE | FALSE | TRUE | 0.3447 | 0.31337 | 0.15668 | 0.3447 | 0.36037 | 1.5198 | 0.3447 | 0.31337 | 0.15668 | 0.3447 | 0.36037 | 1.5198 | 0.048281 | 0.0374 | 0.020375 | 0.049393 | 0.044083 | 0.19953 | 0.00648 | 0.0052873 | 0.0028757 | 0.0069874 | 0.0064523 | 0.028083 | 0.39946 | 0.35605 | 0.17993 | 0.40108 | 0.41091 | 1.7474 | 10% | 11% | 14% | 32% | 33% | 0.15198 | 0.16718 | 0.21278 | 0.48635 | 0.50154 | 1.5198 | 0.15198 | 0.16718 | 0.21278 | 0.48635 | 0.50154 | 1.5198 | 0.019953 | 0.021949 | 0.027935 | 0.063851 | 0.065846 | 0.19953 | 0.0028083 | 0.0030891 | 0.0039316 | 0.0089865 | 0.0092673 | 0.028083 | 0.17474 | 0.19222 | 0.24464 | 0.55918 | 0.57666 | 1.7474 | FALSE | 0% | 0% | 0% | 0% | 0% | 0% | FALSE | 0% | 0% | 0% | 0% | 0% | TRUE | 55.16% | 36.87% | 5.31% | 0% | 0% | 0% | 2.655% | 0% | N/A | N/A
| 256 | BER Secondary Systems Renewal | TRUE | Non-Labour | Business IT | 2.655% | Replacement Expenditure | Digital Infrastructure | Repex | N/A | N/A | DI - Protection systems | DI - Safe and Reliable Network | N/A | No | 0% | Safety security & reliability | Business IT (2018 onwards) | 78.03% | TRUE | 100 | 2 | 4 | 6 | 2 | FALSE | FALSE | TRUE | 0.009401 | 0.0085464 | 0.0042732 | 0.009401 | 0.0098283 | 0.04145 | 0.009401 | 0.0085464 | 0.0042732 | 0.009401 | 0.0098283 | 0.04145 | 0.0013168 | 0.00102 | 0.00055569 | 0.0013471 | 0.0012023 | 0.0054418 | 0.00017673 | 0.0001442 | 7.8428e-05 | 0.00019057 | 0.00017597 | 0.00076589 | 0.010894 | 0.0097106 | 0.0049073 | 0.010939 | 0.011207 | 0.047658 | 10% | 11% | 14% | 32% | 33% | 0.004145 | 0.0045595 | 0.005803 | 0.013264 | 0.013678 | 0.04145 | 0.004145 | 0.0045595 | 0.005803 | 0.013264 | 0.013678 | 0.04145 | 0.00054418 | 0.0005986 | 0.00076185 | 0.0017414 | 0.0017958 | 0.0054418 | 7.6589e-05 | 8.4248e-05 | 0.00010722 | 0.00024509 | 0.00025274 | 0.00076589 | 0.0047658 | 0.0052423 | 0.0066721 | 0.01525 | 0.015727 | 0.047658 | FALSE | 0% | 0% | 0% | 0% | 0% | 0% | FALSE | 0% | 0% | 0% | 0% | 0% | TRUE | 55.16% | 36.87% | 5.31% | 0% | 0% | 0% | 2.655% | 0% | N/A | N/A
| 257 | BRG Secondary Systems Renewal | TRUE | Labour | Secondary Systems | 89.83% | Replacement Expenditure | Digital Infrastructure | Repex | N/A | N/A | DI - Protection systems | DI - Safe and Reliable Network | N/A | No | 0% | Safety security & reliability | Secondary Systems (2018-23) | 20.62% | TRUE | 101 | 1 | 1 | 4 | 1 | FALSE | FALSE | TRUE | 0.030614 | 0.027831 | 0.013915 | 0.030614 | 0.032006 | 0.13498 | 0.030564 | 0.027998 | 0.014125 | 0.031331 | 0.032957 | 0.13698 | 0.004281 | 0.0033416 | 0.0018369 | 0.0044895 | 0.0040315 | 0.017981 | 0.00057457 | 0.0004724 | 0.00025925 | 0.00063511 | 0.00059008 | 0.0025314 | 0.03542 | 0.031812 | 0.016221 | 0.036456 | 0.037579 | 0.15749 | 10% | 11% | 14% | 32% | 33% | 0.013498 | 0.014848 | 0.018897 | 0.043194 | 0.044543 | 0.13498 | 0.013698 | 0.015067 | 0.019177 | 0.043832 | 0.045202 | 0.13698 | 0.0017981 | 0.0019779 | 0.0025173 | 0.0057538 | 0.0059336 | 0.017981 | 0.00025314 | 0.00027846 | 0.0003544 | 0.00081005 | 0.00083537 | 0.0025314 | 0.015749 | 0.017324 | 0.022048 | 0.050396 | 0.051971 | 0.15749 | FALSE | 0% | 0% | 0% | 0% | 0% | 0% | FALSE | 0% | 0% | 0% | 0% | 0% | TRUE | 50.61% | 36.32% | 2.906% | 0% | 0% | 0% | 10.17% | 0% | N/A | N/A
| 258 | BRG Secondary Systems Renewal | TRUE | Labour | Business IT | 10.17% | Replacement Expenditure | Digital Infrastructure | Repex | N/A | N/A | DI - Protection systems | DI - Safe and Reliable Network | N/A | No | 0% | Safety security & reliability | Business IT (2018 onwards) | 20.62% | TRUE | 101 | 1 | 2 | 6 | 1 | FALSE | FALSE | TRUE | 0.0034657 | 0.0031507 | 0.0015753 | 0.0034657 | 0.0036233 | 0.015281 | 0.0034601 | 0.0031696 | 0.0015991 | 0.0035469 | 0.003731 | 0.015507 | 0.00048465 | 0.0003783 | 0.00020795 | 0.00050824 | 0.0004564 | 0.0020355 | 6.5046e-05 | 5.348e-05 | 2.9349e-05 | 7.1899e-05 | 6.6801e-05 | 0.00028657 | 0.0040098 | 0.0036014 | 0.0018364 | 0.0041271 | 0.0042542 | 0.017829 | 10% | 11% | 14% | 32% | 33% | 0.0015281 | 0.0016809 | 0.0021393 | 0.0048898 | 0.0050426 | 0.015281 | 0.0015507 | 0.0017057 | 0.0021709 | 0.0049622 | 0.0051172 | 0.015507 | 0.00020355 | 0.00022391 | 0.00028497 | 0.00065137 | 0.00067172 | 0.0020355 | 2.8657e-05 | 3.1523e-05 | 4.012e-05 | 9.1704e-05 | 9.457e-05 | 0.00028657 | 0.0017829 | 0.0019612 | 0.002496 | 0.0057052 | 0.0058835 | 0.017829 | FALSE | 0% | 0% | 0% | 0% | 0% | 0% | FALSE | 0% | 0% | 0% | 0% | 0% | TRUE | 50.61% | 36.32% | 2.906% | 0% | 0% | 0% | 10.17% | 0% | N/A | N/A
| 259 | BRG Secondary Systems Renewal | TRUE | Non-Labour | Secondary Systems | 89.83% | Replacement Expenditure | Digital Infrastructure | Repex | N/A | N/A | DI - Protection systems | DI - Safe and Reliable Network | N/A | No | 0% | Safety security & reliability | Secondary Systems (2018-23) | 79.38% | TRUE | 101 | 2 | 3 | 4 | 2 | FALSE | FALSE | TRUE | 0.11788 | 0.10716 | 0.053581 | 0.11788 | 0.12324 | 0.51974 | 0.11788 | 0.10716 | 0.053581 | 0.11788 | 0.12324 | 0.51974 | 0.016511 | 0.01279 | 0.0069678 | 0.016891 | 0.015075 | 0.068235 | 0.002216 | 0.0018081 | 0.00098341 | 0.0023895 | 0.0022065 | 0.0096035 | 0.13661 | 0.12176 | 0.061533 | 0.13716 | 0.14052 | 0.59758 | 10% | 11% | 14% | 32% | 33% | 0.051974 | 0.057171 | 0.072763 | 0.16632 | 0.17151 | 0.51974 | 0.051974 | 0.057171 | 0.072763 | 0.16632 | 0.17151 | 0.51974 | 0.0068235 | 0.0075058 | 0.0095529 | 0.021835 | 0.022517 | 0.068235 | 0.00096035 | 0.0010564 | 0.0013445 | 0.0030731 | 0.0031692 | 0.0096035 | 0.059758 | 0.065733 | 0.083661 | 0.19122 | 0.1972 | 0.59758 | FALSE | 0% | 0% | 0% | 0% | 0% | 0% | FALSE | 0% | 0% | 0% | 0% | 0% | TRUE | 50.61% | 36.32% | 2.906% | 0% | 0% | 0% | 10.17% | 0% | N/A | N/A
| 260 | BRG Secondary Systems Renewal | TRUE | Non-Labour | Business IT | 10.17% | Replacement Expenditure | Digital Infrastructure | Repex | N/A | N/A | DI - Protection systems | DI - Safe and Reliable Network | N/A | No | 0% | Safety security & reliability | Business IT (2018 onwards) | 79.38% | TRUE | 101 | 2 | 4 | 6 | 2 | FALSE | FALSE | TRUE | 0.013345 | 0.012132 | 0.0060658 | 0.013345 | 0.013951 | 0.058838 | 0.013345 | 0.012132 | 0.0060658 | 0.013345 | 0.013951 | 0.058838 | 0.0018692 | 0.0014479 | 0.00078881 | 0.0019122 | 0.0017066 | 0.0077247 | 0.00025087 | 0.00020469 | 0.00011133 | 0.00027051 | 0.00024979 | 0.0010872 | 0.015465 | 0.013784 | 0.0069659 | 0.015527 | 0.015908 | 0.06765 | 10% | 11% | 14% | 32% | 33% | 0.0058838 | 0.0064722 | 0.0082374 | 0.018828 | 0.019417 | 0.058838 | 0.0058838 | 0.0064722 | 0.0082374 | 0.018828 | 0.019417 | 0.058838 | 0.00077247 | 0.00084972 | 0.0010815 | 0.0024719 | 0.0025491 | 0.0077247 | 0.00010872 | 0.00011959 | 0.00015221 | 0.0003479 | 0.00035877 | 0.0010872 | 0.006765 | 0.0074415 | 0.009471 | 0.021648 | 0.022325 | 0.06765 | FALSE | 0% | 0% | 0% | 0% | 0% | 0% | FALSE | 0% | 0% | 0% | 0% | 0% | TRUE | 50.61% | 36.32% | 2.906% | 0% | 0% | 0% | 10.17% | 0% | N/A | N/A
| 261 | LSM Secondary Systems Renewal | TRUE | Labour | Secondary Systems | 94.62% | Replacement Expenditure | Digital Infrastructure | Repex | N/A | N/A | DI - Protection systems | DI - Safe and Reliable Network | N/A | No | 0% | Safety security & reliability | Secondary Systems (2018-23) | 22.3% | TRUE | 102 | 1 | 1 | 4 | 1 | FALSE | FALSE | TRUE | 0.12753 | 0.11593 | 0.057967 | 0.12753 | 0.13332 | 0.56228 | 0.12732 | 0.11663 | 0.058841 | 0.13052 | 0.13729 | 0.5706 | 0.017833 | 0.01392 | 0.0076517 | 0.018702 | 0.016794 | 0.074901 | 0.0023935 | 0.0019679 | 0.0010799 | 0.0026457 | 0.0024581 | 0.010545 | 0.14755 | 0.13252 | 0.067572 | 0.15186 | 0.15654 | 0.65604 | 10% | 11% | 14% | 32% | 33% | 0.056228 | 0.061851 | 0.078719 | 0.17993 | 0.18555 | 0.56228 | 0.05706 | 0.062766 | 0.079883 | 0.18259 | 0.1883 | 0.5706 | 0.0074901 | 0.0082391 | 0.010486 | 0.023968 | 0.024717 | 0.074901 | 0.0010545 | 0.0011599 | 0.0014763 | 0.0033744 | 0.0034798 | 0.010545 | 0.065604 | 0.072165 | 0.091846 | 0.20993 | 0.21649 | 0.65604 | FALSE | 0% | 0% | 0% | 0% | 0% | 0% | FALSE | 0% | 0% | 0% | 0% | 0% | TRUE | 36.19% | 54.84% | 3.589% | 0% | 0% | 0% | 5.384% | 0% | N/A | N/A
| 262 | LSM Secondary Systems Renewal | TRUE | Labour | Business IT | 5.384% | Replacement Expenditure | Digital Infrastructure | Repex | N/A | N/A | DI - Protection systems | DI - Safe and Reliable Network | N/A | No | 0% | Safety security & reliability | Business IT (2018 onwards) | 22.3% | TRUE | 102 | 1 | 2 | 6 | 1 | FALSE | FALSE | TRUE | 0.0072566 | 0.0065969 | 0.0032984 | 0.0072566 | 0.0075864 | 0.031995 | 0.0072448 | 0.0066366 | 0.0033482 | 0.0074266 | 0.0078119 | 0.032468 | 0.0010148 | 0.00079208 | 0.0004354 | 0.0010642 | 0.00095561 | 0.004262 | 0.00013619 | 0.00011198 | 6.1451e-05 | 0.00015054 | 0.00013987 | 0.00060003 | 0.0083957 | 0.0075406 | 0.003845 | 0.0086413 | 0.0089074 | 0.03733 | 10% | 11% | 14% | 32% | 33% | 0.0031995 | 0.0035194 | 0.0044793 | 0.010238 | 0.010558 | 0.031995 | 0.0032468 | 0.0035715 | 0.0045455 | 0.01039 | 0.010714 | 0.032468 | 0.0004262 | 0.00046882 | 0.00059668 | 0.0013638 | 0.0014065 | 0.004262 | 6.0003e-05 | 6.6003e-05 | 8.4004e-05 | 0.00019201 | 0.00019801 | 0.00060003 | 0.003733 | 0.0041063 | 0.0052262 | 0.011946 | 0.012319 | 0.03733 | FALSE | 0% | 0% | 0% | 0% | 0% | 0% | FALSE | 0% | 0% | 0% | 0% | 0% | TRUE | 36.19% | 54.84% | 3.589% | 0% | 0% | 0% | 5.384% | 0% | N/A | N/A
| 263 | LSM Secondary Systems Renewal | TRUE | Non-Labour | Secondary Systems | 94.62% | Replacement Expenditure | Digital Infrastructure | Repex | N/A | N/A | DI - Protection systems | DI - Safe and Reliable Network | N/A | No | 0% | Safety security & reliability | Secondary Systems (2018-23) | 77.7% | TRUE | 102 | 2 | 3 | 4 | 2 | FALSE | FALSE | TRUE | 0.44445 | 0.40404 | 0.20202 | 0.44445 | 0.46465 | 1.9596 | 0.44445 | 0.40404 | 0.20202 | 0.44445 | 0.46465 | 1.9596 | 0.062252 | 0.048223 | 0.026271 | 0.063685 | 0.056839 | 0.25727 | 0.0083551 | 0.0068173 | 0.0037078 | 0.0090093 | 0.0083193 | 0.036209 | 0.51505 | 0.45908 | 0.232 | 0.51714 | 0.52981 | 2.2531 | 10% | 11% | 14% | 32% | 33% | 0.19596 | 0.21556 | 0.27435 | 0.62707 | 0.64667 | 1.9596 | 0.19596 | 0.21556 | 0.27435 | 0.62707 | 0.64667 | 1.9596 | 0.025727 | 0.0283 | 0.036018 | 0.082326 | 0.084899 | 0.25727 | 0.0036209 | 0.003983 | 0.0050692 | 0.011587 | 0.011949 | 0.036209 | 0.22531 | 0.24784 | 0.31543 | 0.72099 | 0.74352 | 2.2531 | FALSE | 0% | 0% | 0% | 0% | 0% | 0% | FALSE | 0% | 0% | 0% | 0% | 0% | TRUE | 36.19% | 54.84% | 3.589% | 0% | 0% | 0% | 5.384% | 0% | N/A | N/A
| 264 | LSM Secondary Systems Renewal | TRUE | Non-Labour | Business IT | 5.384% | Replacement Expenditure | Digital Infrastructure | Repex | N/A | N/A | DI - Protection systems | DI - Safe and Reliable Network | N/A | No | 0% | Safety security & reliability | Business IT (2018 onwards) | 77.7% | TRUE | 102 | 2 | 4 | 6 | 2 | FALSE | FALSE | TRUE | 0.02529 | 0.022991 | 0.011495 | 0.02529 | 0.026439 | 0.11151 | 0.02529 | 0.022991 | 0.011495 | 0.02529 | 0.026439 | 0.11151 | 0.0035423 | 0.002744 | 0.0014949 | 0.0036238 | 0.0032342 | 0.014639 | 0.00047542 | 0.00038792 | 0.00021098 | 0.00051265 | 0.00047338 | 0.0020604 | 0.029308 | 0.026123 | 0.013201 | 0.029426 | 0.030147 | 0.12821 | 10% | 11% | 14% | 32% | 33% | 0.011151 | 0.012266 | 0.015611 | 0.035682 | 0.036797 | 0.11151 | 0.011151 | 0.012266 | 0.015611 | 0.035682 | 0.036797 | 0.11151 | 0.0014639 | 0.0016103 | 0.0020495 | 0.0046845 | 0.0048309 | 0.014639 | 0.00020604 | 0.00022664 | 0.00028845 | 0.00065931 | 0.00067992 | 0.0020604 | 0.012821 | 0.014103 | 0.017949 | 0.041026 | 0.042308 | 0.12821 | FALSE | 0% | 0% | 0% | 0% | 0% | 0% | FALSE | 0% | 0% | 0% | 0% | 0% | TRUE | 36.19% | 54.84% | 3.589% | 0% | 0% | 0% | 5.384% | 0% | N/A | N/A
| 265 | MPP Secondary Systems Renewal | TRUE | Labour | Secondary Systems | 97.18% | Replacement Expenditure | Digital Infrastructure | Repex | N/A | N/A | DI - Protection systems | DI - Safe and Reliable Network | N/A | No | 0% | Safety security & reliability | Secondary Systems (2018-23) | 21.09% | TRUE | 103 | 1 | 1 | 4 | 1 | FALSE | FALSE | TRUE | 0.091455 | 0.083141 | 0.041571 | 0.091455 | 0.095612 | 0.40324 | 0.091307 | 0.083641 | 0.042197 | 0.093598 | 0.098455 | 0.4092 | 0.012789 | 0.0099826 | 0.0054874 | 0.013412 | 0.012044 | 0.053714 | 0.0017165 | 0.0014112 | 0.00077447 | 0.0018973 | 0.0017628 | 0.0075623 | 0.10581 | 0.095035 | 0.048459 | 0.10891 | 0.11226 | 0.47048 | 10% | 11% | 14% | 32% | 33% | 0.040324 | 0.044356 | 0.056453 | 0.12904 | 0.13307 | 0.40324 | 0.04092 | 0.045012 | 0.057288 | 0.13094 | 0.13504 | 0.4092 | 0.0053714 | 0.0059086 | 0.00752 | 0.017189 | 0.017726 | 0.053714 | 0.00075623 | 0.00083185 | 0.0010587 | 0.0024199 | 0.0024955 | 0.0075623 | 0.047048 | 0.051752 | 0.065867 | 0.15055 | 0.15526 | 0.47048 | FALSE | 0% | 0% | 0% | 0% | 0% | 0% | FALSE | 0% | 0% | 0% | 0% | 0% | TRUE | 72.47% | 17.65% | 7.059% | 0% | 0% | 0% | 2.824% | 0% | N/A | N/A
| 266 | MPP Secondary Systems Renewal | TRUE | Labour | Business IT | 2.824% | Replacement Expenditure | Digital Infrastructure | Repex | N/A | N/A | DI - Protection systems | DI - Safe and Reliable Network | N/A | No | 0% | Safety security & reliability | Business IT (2018 onwards) | 21.09% | TRUE | 103 | 1 | 2 | 6 | 1 | FALSE | FALSE | TRUE | 0.0026573 | 0.0024157 | 0.0012079 | 0.0026573 | 0.0027781 | 0.011716 | 0.002653 | 0.0024303 | 0.0012261 | 0.0027196 | 0.0028607 | 0.01189 | 0.00037159 | 0.00029005 | 0.00015944 | 0.00038969 | 0.00034994 | 0.0015607 | 4.9873e-05 | 4.1005e-05 | 2.2503e-05 | 5.5128e-05 | 5.1219e-05 | 0.00021973 | 0.0030745 | 0.0027613 | 0.001408 | 0.0031644 | 0.0032618 | 0.01367 | 10% | 11% | 14% | 32% | 33% | 0.0011716 | 0.0012888 | 0.0016403 | 0.0037492 | 0.0038664 | 0.011716 | 0.001189 | 0.0013079 | 0.0016645 | 0.0038047 | 0.0039236 | 0.01189 | 0.00015607 | 0.00017168 | 0.0002185 | 0.00049943 | 0.00051503 | 0.0015607 | 2.1973e-05 | 2.417e-05 | 3.0762e-05 | 7.0313e-05 | 7.251e-05 | 0.00021973 | 0.001367 | 0.0015037 | 0.0019138 | 0.0043744 | 0.0045111 | 0.01367 | FALSE | 0% | 0% | 0% | 0% | 0% | 0% | FALSE | 0% | 0% | 0% | 0% | 0% | TRUE | 72.47% | 17.65% | 7.059% | 0% | 0% | 0% | 2.824% | 0% | N/A | N/A
| 267 | MPP Secondary Systems Renewal | TRUE | Non-Labour | Secondary Systems | 97.18% | Replacement Expenditure | Digital Infrastructure | Repex | N/A | N/A | DI - Protection systems | DI - Safe and Reliable Network | N/A | No | 0% | Safety security & reliability | Secondary Systems (2018-23) | 78.91% | TRUE | 103 | 2 | 3 | 4 | 2 | FALSE | FALSE | TRUE | 0.34216 | 0.31106 | 0.15553 | 0.34216 | 0.35771 | 1.5086 | 0.34216 | 0.31106 | 0.15553 | 0.34216 | 0.35771 | 1.5086 | 0.047925 | 0.037125 | 0.020225 | 0.049029 | 0.043758 | 0.19806 | 0.0064322 | 0.0052483 | 0.0028545 | 0.0069359 | 0.0064047 | 0.027876 | 0.39652 | 0.35343 | 0.17861 | 0.39813 | 0.40788 | 1.7346 | 10% | 11% | 14% | 32% | 33% | 0.15086 | 0.16595 | 0.21121 | 0.48276 | 0.49784 | 1.5086 | 0.15086 | 0.16595 | 0.21121 | 0.48276 | 0.49784 | 1.5086 | 0.019806 | 0.021787 | 0.027729 | 0.06338 | 0.06536 | 0.19806 | 0.0027876 | 0.0030663 | 0.0039026 | 0.0089202 | 0.0091989 | 0.027876 | 0.17346 | 0.1908 | 0.24284 | 0.55506 | 0.5724 | 1.7346 | FALSE | 0% | 0% | 0% | 0% | 0% | 0% | FALSE | 0% | 0% | 0% | 0% | 0% | TRUE | 72.47% | 17.65% | 7.059% | 0% | 0% | 0% | 2.824% | 0% | N/A | N/A
| 268 | MPP Secondary Systems Renewal | TRUE | Non-Labour | Business IT | 2.824% | Replacement Expenditure | Digital Infrastructure | Repex | N/A | N/A | DI - Protection systems | DI - Safe and Reliable Network | N/A | No | 0% | Safety security & reliability | Business IT (2018 onwards) | 78.91% | TRUE | 103 | 2 | 4 | 6 | 2 | FALSE | FALSE | TRUE | 0.0099417 | 0.0090379 | 0.004519 | 0.0099417 | 0.010394 | 0.043834 | 0.0099417 | 0.0090379 | 0.004519 | 0.0099417 | 0.010394 | 0.043834 | 0.0013925 | 0.0010787 | 0.00058765 | 0.0014246 | 0.0012714 | 0.0057548 | 0.00018689 | 0.00015249 | 8.2939e-05 | 0.00020153 | 0.00018609 | 0.00080994 | 0.011521 | 0.010269 | 0.0051896 | 0.011568 | 0.011851 | 0.050399 | 10% | 11% | 14% | 32% | 33% | 0.0043834 | 0.0048217 | 0.0061367 | 0.014027 | 0.014465 | 0.043834 | 0.0043834 | 0.0048217 | 0.0061367 | 0.014027 | 0.014465 | 0.043834 | 0.00057548 | 0.00063303 | 0.00080567 | 0.0018415 | 0.0018991 | 0.0057548 | 8.0994e-05 | 8.9094e-05 | 0.00011339 | 0.00025918 | 0.00026728 | 0.00080994 | 0.0050399 | 0.0055439 | 0.0070558 | 0.016128 | 0.016632 | 0.050399 | FALSE | 0% | 0% | 0% | 0% | 0% | 0% | FALSE | 0% | 0% | 0% | 0% | 0% | TRUE | 72.47% | 17.65% | 7.059% | 0% | 0% | 0% | 2.824% | 0% | N/A | N/A
| 269 | INV Secondary Systems Renewal | TRUE | Labour | Secondary Systems | 93.54% | Replacement Expenditure | Digital Infrastructure | Repex | N/A | N/A | DI - Protection systems | DI - Safe and Reliable Network | N/A | Yes | 0% | Safety security & reliability | Secondary Systems (2018-23) | 38.51% | TRUE | 104 | 1 | 1 | 4 | 1 | FALSE | FALSE | TRUE | 0.1807 | 0.16427 | 0.082135 | 0.1807 | 0.18891 | 0.79671 | 0.1804 | 0.16526 | 0.083373 | 0.18493 | 0.19453 | 0.80849 | 0.025268 | 0.019724 | 0.010842 | 0.026499 | 0.023796 | 0.10613 | 0.0033914 | 0.0027883 | 0.0015302 | 0.0037487 | 0.0034829 | 0.014941 | 0.20906 | 0.18777 | 0.095745 | 0.21518 | 0.2218 | 0.92956 | 10% | 11% | 14% | 32% | 33% | 0.079671 | 0.087638 | 0.11154 | 0.25495 | 0.26291 | 0.79671 | 0.080849 | 0.088934 | 0.11319 | 0.25872 | 0.2668 | 0.80849 | 0.010613 | 0.011674 | 0.014858 | 0.033961 | 0.035022 | 0.10613 | 0.0014941 | 0.0016436 | 0.0020918 | 0.0047813 | 0.0049307 | 0.014941 | 0.092956 | 0.10225 | 0.13014 | 0.29746 | 0.30675 | 0.92956 | FALSE | 0% | 0% | 0% | 0% | 0% | 0% | FALSE | 0% | 0% | 0% | 0% | 0% | TRUE | 53.32% | 35.91% | 4.309% | 0% | 0% | 0% | 6.463% | 0% | N/A | N/A
| 270 | INV Secondary Systems Renewal | TRUE | Labour | Business IT | 6.463% | Replacement Expenditure | Digital Infrastructure | Repex | N/A | N/A | DI - Protection systems | DI - Safe and Reliable Network | N/A | Yes | 0% | Safety security & reliability | Business IT (2018 onwards) | 38.51% | TRUE | 104 | 1 | 2 | 6 | 1 | FALSE | FALSE | TRUE | 0.012486 | 0.011351 | 0.0056753 | 0.012486 | 0.013053 | 0.055051 | 0.012465 | 0.011419 | 0.0057609 | 0.012778 | 0.013441 | 0.055865 | 0.001746 | 0.0013629 | 0.00074915 | 0.001831 | 0.0016442 | 0.0073332 | 0.00023434 | 0.00019267 | 0.00010573 | 0.00025903 | 0.00024066 | 0.0010324 | 0.014446 | 0.012974 | 0.0066158 | 0.014868 | 0.015326 | 0.064231 | 10% | 11% | 14% | 32% | 33% | 0.0055051 | 0.0060556 | 0.0077071 | 0.017616 | 0.018167 | 0.055051 | 0.0055865 | 0.0061451 | 0.0078211 | 0.017877 | 0.018435 | 0.055865 | 0.00073332 | 0.00080666 | 0.0010267 | 0.0023466 | 0.00242 | 0.0073332 | 0.00010324 | 0.00011357 | 0.00014454 | 0.00033038 | 0.0003407 | 0.0010324 | 0.0064231 | 0.0070654 | 0.0089923 | 0.020554 | 0.021196 | 0.064231 | FALSE | 0% | 0% | 0% | 0% | 0% | 0% | FALSE | 0% | 0% | 0% | 0% | 0% | TRUE | 53.32% | 35.91% | 4.309% | 0% | 0% | 0% | 6.463% | 0% | N/A | N/A
| 271 | INV Secondary Systems Renewal | TRUE | Non-Labour | Secondary Systems | 93.54% | Replacement Expenditure | Digital Infrastructure | Repex | N/A | N/A | DI - Protection systems | DI - Safe and Reliable Network | N/A | Yes | 0% | Safety security & reliability | Secondary Systems (2018-23) | 61.49% | TRUE | 104 | 2 | 3 | 4 | 2 | FALSE | FALSE | TRUE | 0.28852 | 0.26229 | 0.13115 | 0.28852 | 0.30164 | 1.2721 | 0.28852 | 0.26229 | 0.13115 | 0.28852 | 0.30164 | 1.2721 | 0.040412 | 0.031305 | 0.017055 | 0.041343 | 0.036898 | 0.16701 | 0.0054239 | 0.0044256 | 0.002407 | 0.0058486 | 0.0054007 | 0.023506 | 0.33436 | 0.29802 | 0.15061 | 0.33572 | 0.34394 | 1.4626 | 10% | 11% | 14% | 32% | 33% | 0.12721 | 0.13993 | 0.1781 | 0.40708 | 0.4198 | 1.2721 | 0.12721 | 0.13993 | 0.1781 | 0.40708 | 0.4198 | 1.2721 | 0.016701 | 0.018371 | 0.023382 | 0.053444 | 0.055114 | 0.16701 | 0.0023506 | 0.0025856 | 0.0032908 | 0.0075219 | 0.0077569 | 0.023506 | 0.14626 | 0.16089 | 0.20477 | 0.46805 | 0.48267 | 1.4626 | FALSE | 0% | 0% | 0% | 0% | 0% | 0% | FALSE | 0% | 0% | 0% | 0% | 0% | TRUE | 53.32% | 35.91% | 4.309% | 0% | 0% | 0% | 6.463% | 0% | N/A | N/A
| 272 | INV Secondary Systems Renewal | TRUE | Non-Labour | Business IT | 6.463% | Replacement Expenditure | Digital Infrastructure | Repex | N/A | N/A | DI - Protection systems | DI - Safe and Reliable Network | N/A | Yes | 0% | Safety security & reliability | Business IT (2018 onwards) | 61.49% | TRUE | 104 | 2 | 4 | 6 | 2 | FALSE | FALSE | TRUE | 0.019936 | 0.018124 | 0.009062 | 0.019936 | 0.020843 | 0.087901 | 0.019936 | 0.018124 | 0.009062 | 0.019936 | 0.020843 | 0.087901 | 0.0027924 | 0.0021631 | 0.0011784 | 0.0028567 | 0.0025496 | 0.01154 | 0.00037478 | 0.0003058 | 0.00016632 | 0.00040413 | 0.00037317 | 0.0016242 | 0.023104 | 0.020593 | 0.010407 | 0.023197 | 0.023765 | 0.10107 | 10% | 11% | 14% | 32% | 33% | 0.0087901 | 0.0096691 | 0.012306 | 0.028128 | 0.029007 | 0.087901 | 0.0087901 | 0.0096691 | 0.012306 | 0.028128 | 0.029007 | 0.087901 | 0.001154 | 0.0012694 | 0.0016156 | 0.0036929 | 0.0038083 | 0.01154 | 0.00016242 | 0.00017866 | 0.00022739 | 0.00051974 | 0.00053599 | 0.0016242 | 0.010107 | 0.011117 | 0.014149 | 0.032341 | 0.033352 | 0.10107 | FALSE | 0% | 0% | 0% | 0% | 0% | 0% | FALSE | 0% | 0% | 0% | 0% | 0% | TRUE | 53.32% | 35.91% | 4.309% | 0% | 0% | 0% | 6.463% | 0% | N/A | N/A
| 273 | COF Secondary Systems Renewal | FALSE | Labour | Secondary Systems | 96.99% | Replacement Expenditure | Digital Infrastructure | Repex | N/A | N/A | DI - Protection systems | DI - Safe and Reliable Network | N/A | No | 0% | Safety security & reliability | Secondary Systems (2018-23) | 0% | TRUE | 105 | 1 | 1 | 4 | 1 | FALSE | FALSE | TRUE | 0 | 0 | 0 | 0 | 0 | 0 | 0 | 0 | 0 | 0 | 0 | 0 | 0 | 0 | 0 | 0 | 0 | 0 | 0 | 0 | 0 | 0 | 0 | 0 | 0 | 0 | 0 | 0 | 0 | 0 | 0% | 0% | 0% | 0% | 0% | 0 | 0 | 0 | 0 | 0 | 0 | 0 | 0 | 0 | 0 | 0 | 0 | 0 | 0 | 0 | 0 | 0 | 0 | 0 | 0 | 0 | 0 | 0 | 0 | 0 | 0 | 0 | 0 | 0 | 0 | FALSE | 0% | 0% | 0% | 0% | 0% | 0% | FALSE | 0% | 0% | 0% | 0% | 0% | TRUE | 51.91% | 42.67% | 2.41% | 0% | 0% | 0% | 3.012% | 0% | N/A | N/A
| 274 | COF Secondary Systems Renewal | FALSE | Labour | Business IT | 3.012% | Replacement Expenditure | Digital Infrastructure | Repex | N/A | N/A | DI - Protection systems | DI - Safe and Reliable Network | N/A | No | 0% | Safety security & reliability | Business IT (2018 onwards) | 0% | TRUE | 105 | 1 | 2 | 6 | 1 | FALSE | FALSE | TRUE | 0 | 0 | 0 | 0 | 0 | 0 | 0 | 0 | 0 | 0 | 0 | 0 | 0 | 0 | 0 | 0 | 0 | 0 | 0 | 0 | 0 | 0 | 0 | 0 | 0 | 0 | 0 | 0 | 0 | 0 | 0% | 0% | 0% | 0% | 0% | 0 | 0 | 0 | 0 | 0 | 0 | 0 | 0 | 0 | 0 | 0 | 0 | 0 | 0 | 0 | 0 | 0 | 0 | 0 | 0 | 0 | 0 | 0 | 0 | 0 | 0 | 0 | 0 | 0 | 0 | FALSE | 0% | 0% | 0% | 0% | 0% | 0% | FALSE | 0% | 0% | 0% | 0% | 0% | TRUE | 51.91% | 42.67% | 2.41% | 0% | 0% | 0% | 3.012% | 0% | N/A | N/A
| 275 | COF Secondary Systems Renewal | FALSE | Non-Labour | Secondary Systems | 96.99% | Replacement Expenditure | Digital Infrastructure | Repex | N/A | N/A | DI - Protection systems | DI - Safe and Reliable Network | N/A | No | 0% | Safety security & reliability | Secondary Systems (2018-23) | 100% | TRUE | 105 | 2 | 3 | 4 | 2 | FALSE | FALSE | TRUE | 0 | 0 | 0 | 0 | 0 | 0 | 0 | 0 | 0 | 0 | 0 | 0 | 0 | 0 | 0 | 0 | 0 | 0 | 0 | 0 | 0 | 0 | 0 | 0 | 0 | 0 | 0 | 0 | 0 | 0 | 0% | 0% | 0% | 0% | 0% | 0 | 0 | 0 | 0 | 0 | 0 | 0 | 0 | 0 | 0 | 0 | 0 | 0 | 0 | 0 | 0 | 0 | 0 | 0 | 0 | 0 | 0 | 0 | 0 | 0 | 0 | 0 | 0 | 0 | 0 | FALSE | 0% | 0% | 0% | 0% | 0% | 0% | FALSE | 0% | 0% | 0% | 0% | 0% | TRUE | 51.91% | 42.67% | 2.41% | 0% | 0% | 0% | 3.012% | 0% | N/A | N/A
| 276 | COF Secondary Systems Renewal | FALSE | Non-Labour | Business IT | 3.012% | Replacement Expenditure | Digital Infrastructure | Repex | N/A | N/A | DI - Protection systems | DI - Safe and Reliable Network | N/A | No | 0% | Safety security & reliability | Business IT (2018 onwards) | 100% | TRUE | 105 | 2 | 4 | 6 | 2 | FALSE | FALSE | TRUE | 0 | 0 | 0 | 0 | 0 | 0 | 0 | 0 | 0 | 0 | 0 | 0 | 0 | 0 | 0 | 0 | 0 | 0 | 0 | 0 | 0 | 0 | 0 | 0 | 0 | 0 | 0 | 0 | 0 | 0 | 0% | 0% | 0% | 0% | 0% | 0 | 0 | 0 | 0 | 0 | 0 | 0 | 0 | 0 | 0 | 0 | 0 | 0 | 0 | 0 | 0 | 0 | 0 | 0 | 0 | 0 | 0 | 0 | 0 | 0 | 0 | 0 | 0 | 0 | 0 | FALSE | 0% | 0% | 0% | 0% | 0% | 0% | FALSE | 0% | 0% | 0% | 0% | 0% | TRUE | 51.91% | 42.67% | 2.41% | 0% | 0% | 0% | 3.012% | 0% | N/A | N/A
| 277 | GNS Secondary Systems Renewal | FALSE | Labour | Secondary Systems | 100% | Replacement Expenditure | Digital Infrastructure | Repex | N/A | N/A | DI - Protection systems | DI - Safe and Reliable Network | N/A | Yes | 0% | Safety security & reliability | Secondary Systems (2018-23) | 0% | TRUE | 106 | 1 | 1 | 4 | 1 | FALSE | FALSE | TRUE | 0 | 0 | 0 | 0 | 0 | 0 | 0 | 0 | 0 | 0 | 0 | 0 | 0 | 0 | 0 | 0 | 0 | 0 | 0 | 0 | 0 | 0 | 0 | 0 | 0 | 0 | 0 | 0 | 0 | 0 | 0% | 0% | 0% | 0% | 0% | 0 | 0 | 0 | 0 | 0 | 0 | 0 | 0 | 0 | 0 | 0 | 0 | 0 | 0 | 0 | 0 | 0 | 0 | 0 | 0 | 0 | 0 | 0 | 0 | 0 | 0 | 0 | 0 | 0 | 0 | FALSE | 0% | 0% | 0% | 0% | 0% | 0% | FALSE | 0% | 0% | 0% | 0% | 0% | TRUE | 37.93% | 57.47% | 4.598% | 0% | 0% | 0% | 0% | 0% | N/A | N/A
| 278 | GNS Secondary Systems Renewal | FALSE | Non-Labour | Secondary Systems | 100% | Replacement Expenditure | Digital Infrastructure | Repex | N/A | N/A | DI - Protection systems | DI - Safe and Reliable Network | N/A | Yes | 0% | Safety security & reliability | Secondary Systems (2018-23) | 100% | TRUE | 106 | 2 | 2 | 4 | 2 | FALSE | FALSE | TRUE | 0 | 0 | 0 | 0 | 0 | 0 | 0 | 0 | 0 | 0 | 0 | 0 | 0 | 0 | 0 | 0 | 0 | 0 | 0 | 0 | 0 | 0 | 0 | 0 | 0 | 0 | 0 | 0 | 0 | 0 | 0% | 0% | 0% | 0% | 0% | 0 | 0 | 0 | 0 | 0 | 0 | 0 | 0 | 0 | 0 | 0 | 0 | 0 | 0 | 0 | 0 | 0 | 0 | 0 | 0 | 0 | 0 | 0 | 0 | 0 | 0 | 0 | 0 | 0 | 0 | FALSE | 0% | 0% | 0% | 0% | 0% | 0% | FALSE | 0% | 0% | 0% | 0% | 0% | TRUE | 37.93% | 57.47% | 4.598% | 0% | 0% | 0% | 0% | 0% | N/A | N/A
| 279 | BRD Secondary Systems Renewal | FALSE | Labour | Secondary Systems | 97.78% | Replacement Expenditure | Digital Infrastructure | Repex | N/A | N/A | DI - Protection systems | DI - Safe and Reliable Network | N/A | No | 0% | Safety security & reliability | Secondary Systems (2018-23) | 0% | TRUE | 107 | 1 | 1 | 4 | 1 | FALSE | FALSE | TRUE | 0 | 0 | 0 | 0 | 0 | 0 | 0 | 0 | 0 | 0 | 0 | 0 | 0 | 0 | 0 | 0 | 0 | 0 | 0 | 0 | 0 | 0 | 0 | 0 | 0 | 0 | 0 | 0 | 0 | 0 | 0% | 0% | 0% | 0% | 0% | 0 | 0 | 0 | 0 | 0 | 0 | 0 | 0 | 0 | 0 | 0 | 0 | 0 | 0 | 0 | 0 | 0 | 0 | 0 | 0 | 0 | 0 | 0 | 0 | 0 | 0 | 0 | 0 | 0 | 0 | FALSE | 0% | 0% | 0% | 0% | 0% | 0% | FALSE | 0% | 0% | 0% | 0% | 0% | TRUE | 32.55% | 58.57% | 6.658% | 0% | 0% | 0% | 2.219% | 0% | N/A | N/A
| 280 | BRD Secondary Systems Renewal | FALSE | Labour | Business IT | 2.219% | Replacement Expenditure | Digital Infrastructure | Repex | N/A | N/A | DI - Protection systems | DI - Safe and Reliable Network | N/A | No | 0% | Safety security & reliability | Business IT (2018 onwards) | 0% | TRUE | 107 | 1 | 2 | 6 | 1 | FALSE | FALSE | TRUE | 0 | 0 | 0 | 0 | 0 | 0 | 0 | 0 | 0 | 0 | 0 | 0 | 0 | 0 | 0 | 0 | 0 | 0 | 0 | 0 | 0 | 0 | 0 | 0 | 0 | 0 | 0 | 0 | 0 | 0 | 0% | 0% | 0% | 0% | 0% | 0 | 0 | 0 | 0 | 0 | 0 | 0 | 0 | 0 | 0 | 0 | 0 | 0 | 0 | 0 | 0 | 0 | 0 | 0 | 0 | 0 | 0 | 0 | 0 | 0 | 0 | 0 | 0 | 0 | 0 | FALSE | 0% | 0% | 0% | 0% | 0% | 0% | FALSE | 0% | 0% | 0% | 0% | 0% | TRUE | 32.55% | 58.57% | 6.658% | 0% | 0% | 0% | 2.219% | 0% | N/A | N/A
| 281 | BRD Secondary Systems Renewal | FALSE | Non-Labour | Secondary Systems | 97.78% | Replacement Expenditure | Digital Infrastructure | Repex | N/A | N/A | DI - Protection systems | DI - Safe and Reliable Network | N/A | No | 0% | Safety security & reliability | Secondary Systems (2018-23) | 100% | TRUE | 107 | 2 | 3 | 4 | 2 | FALSE | FALSE | TRUE | 0 | 0 | 0 | 0 | 0 | 0 | 0 | 0 | 0 | 0 | 0 | 0 | 0 | 0 | 0 | 0 | 0 | 0 | 0 | 0 | 0 | 0 | 0 | 0 | 0 | 0 | 0 | 0 | 0 | 0 | 0% | 0% | 0% | 0% | 0% | 0 | 0 | 0 | 0 | 0 | 0 | 0 | 0 | 0 | 0 | 0 | 0 | 0 | 0 | 0 | 0 | 0 | 0 | 0 | 0 | 0 | 0 | 0 | 0 | 0 | 0 | 0 | 0 | 0 | 0 | FALSE | 0% | 0% | 0% | 0% | 0% | 0% | FALSE | 0% | 0% | 0% | 0% | 0% | TRUE | 32.55% | 58.57% | 6.658% | 0% | 0% | 0% | 2.219% | 0% | N/A | N/A
| 282 | BRD Secondary Systems Renewal | FALSE | Non-Labour | Business IT | 2.219% | Replacement Expenditure | Digital Infrastructure | Repex | N/A | N/A | DI - Protection systems | DI - Safe and Reliable Network | N/A | No | 0% | Safety security & reliability | Business IT (2018 onwards) | 100% | TRUE | 107 | 2 | 4 | 6 | 2 | FALSE | FALSE | TRUE | 0 | 0 | 0 | 0 | 0 | 0 | 0 | 0 | 0 | 0 | 0 | 0 | 0 | 0 | 0 | 0 | 0 | 0 | 0 | 0 | 0 | 0 | 0 | 0 | 0 | 0 | 0 | 0 | 0 | 0 | 0% | 0% | 0% | 0% | 0% | 0 | 0 | 0 | 0 | 0 | 0 | 0 | 0 | 0 | 0 | 0 | 0 | 0 | 0 | 0 | 0 | 0 | 0 | 0 | 0 | 0 | 0 | 0 | 0 | 0 | 0 | 0 | 0 | 0 | 0 | FALSE | 0% | 0% | 0% | 0% | 0% | 0% | FALSE | 0% | 0% | 0% | 0% | 0% | TRUE | 32.55% | 58.57% | 6.658% | 0% | 0% | 0% | 2.219% | 0% | N/A | N/A
| 283 | AR1 Secondary Systems Renewal | FALSE | Labour | Secondary Systems | 97% | Replacement Expenditure | Digital Infrastructure | Repex | N/A | N/A | DI - Protection systems | DI - Safe and Reliable Network | N/A | No | 0% | Safety security & reliability | Secondary Systems (2018-23) | 21.31% | TRUE | 108 | 1 | 1 | 4 | 1 | FALSE | FALSE | TRUE | 0 | 0 | 0 | 0 | 0 | 0 | 0 | 0 | 0 | 0 | 0 | 0 | 0 | 0 | 0 | 0 | 0 | 0 | 0 | 0 | 0 | 0 | 0 | 0 | 0 | 0 | 0 | 0 | 0 | 0 | 0% | 0% | 0% | 0% | 0% | 0 | 0 | 0 | 0 | 0 | 0 | 0 | 0 | 0 | 0 | 0 | 0 | 0 | 0 | 0 | 0 | 0 | 0 | 0 | 0 | 0 | 0 | 0 | 0 | 0 | 0 | 0 | 0 | 0 | 0 | FALSE | 0% | 0% | 0% | 0% | 0% | 0% | FALSE | 0% | 0% | 0% | 0% | 0% | TRUE | 50.19% | 45.31% | 1.5% | 0% | 0% | 0% | 3% | 0% | N/A | N/A
| 284 | AR1 Secondary Systems Renewal | FALSE | Labour | Business IT | 3% | Replacement Expenditure | Digital Infrastructure | Repex | N/A | N/A | DI - Protection systems | DI - Safe and Reliable Network | N/A | No | 0% | Safety security & reliability | Business IT (2018 onwards) | 21.31% | TRUE | 108 | 1 | 2 | 6 | 1 | FALSE | FALSE | TRUE | 0 | 0 | 0 | 0 | 0 | 0 | 0 | 0 | 0 | 0 | 0 | 0 | 0 | 0 | 0 | 0 | 0 | 0 | 0 | 0 | 0 | 0 | 0 | 0 | 0 | 0 | 0 | 0 | 0 | 0 | 0% | 0% | 0% | 0% | 0% | 0 | 0 | 0 | 0 | 0 | 0 | 0 | 0 | 0 | 0 | 0 | 0 | 0 | 0 | 0 | 0 | 0 | 0 | 0 | 0 | 0 | 0 | 0 | 0 | 0 | 0 | 0 | 0 | 0 | 0 | FALSE | 0% | 0% | 0% | 0% | 0% | 0% | FALSE | 0% | 0% | 0% | 0% | 0% | TRUE | 50.19% | 45.31% | 1.5% | 0% | 0% | 0% | 3% | 0% | N/A | N/A
| 285 | AR1 Secondary Systems Renewal | FALSE | Non-Labour | Secondary Systems | 97% | Replacement Expenditure | Digital Infrastructure | Repex | N/A | N/A | DI - Protection systems | DI - Safe and Reliable Network | N/A | No | 0% | Safety security & reliability | Secondary Systems (2018-23) | 78.69% | TRUE | 108 | 2 | 3 | 4 | 2 | FALSE | FALSE | TRUE | 0 | 0 | 0 | 0 | 0 | 0 | 0 | 0 | 0 | 0 | 0 | 0 | 0 | 0 | 0 | 0 | 0 | 0 | 0 | 0 | 0 | 0 | 0 | 0 | 0 | 0 | 0 | 0 | 0 | 0 | 0% | 0% | 0% | 0% | 0% | 0 | 0 | 0 | 0 | 0 | 0 | 0 | 0 | 0 | 0 | 0 | 0 | 0 | 0 | 0 | 0 | 0 | 0 | 0 | 0 | 0 | 0 | 0 | 0 | 0 | 0 | 0 | 0 | 0 | 0 | FALSE | 0% | 0% | 0% | 0% | 0% | 0% | FALSE | 0% | 0% | 0% | 0% | 0% | TRUE | 50.19% | 45.31% | 1.5% | 0% | 0% | 0% | 3% | 0% | N/A | N/A
| 286 | AR1 Secondary Systems Renewal | FALSE | Non-Labour | Business IT | 3% | Replacement Expenditure | Digital Infrastructure | Repex | N/A | N/A | DI - Protection systems | DI - Safe and Reliable Network | N/A | No | 0% | Safety security & reliability | Business IT (2018 onwards) | 78.69% | TRUE | 108 | 2 | 4 | 6 | 2 | FALSE | FALSE | TRUE | 0 | 0 | 0 | 0 | 0 | 0 | 0 | 0 | 0 | 0 | 0 | 0 | 0 | 0 | 0 | 0 | 0 | 0 | 0 | 0 | 0 | 0 | 0 | 0 | 0 | 0 | 0 | 0 | 0 | 0 | 0% | 0% | 0% | 0% | 0% | 0 | 0 | 0 | 0 | 0 | 0 | 0 | 0 | 0 | 0 | 0 | 0 | 0 | 0 | 0 | 0 | 0 | 0 | 0 | 0 | 0 | 0 | 0 | 0 | 0 | 0 | 0 | 0 | 0 | 0 | FALSE | 0% | 0% | 0% | 0% | 0% | 0% | FALSE | 0% | 0% | 0% | 0% | 0% | TRUE | 50.19% | 45.31% | 1.5% | 0% | 0% | 0% | 3% | 0% | N/A | N/A
| 287 | WL1 Secondary Systems Renewal | TRUE | Labour | Secondary Systems | 95.76% | Replacement Expenditure | Digital Infrastructure | Repex | N/A | N/A | DI - Protection systems | DI - Safe and Reliable Network | N/A | No | 0% | Safety security & reliability | Secondary Systems (2018-23) | 21.14% | TRUE | 109 | 1 | 1 | 4 | 1 | FALSE | FALSE | TRUE | 0.11413 | 0.10375 | 0.051876 | 0.11413 | 0.11931 | 0.5032 | 0.11394 | 0.10438 | 0.052658 | 0.1168 | 0.12286 | 0.51064 | 0.015959 | 0.012457 | 0.0068477 | 0.016737 | 0.015029 | 0.06703 | 0.002142 | 0.0017611 | 0.00096646 | 0.0023676 | 0.0021998 | 0.0094369 | 0.13204 | 0.11859 | 0.060472 | 0.13591 | 0.14009 | 0.5871 | 10% | 11% | 14% | 32% | 33% | 0.05032 | 0.055352 | 0.070447 | 0.16102 | 0.16605 | 0.5032 | 0.051064 | 0.05617 | 0.071489 | 0.1634 | 0.16851 | 0.51064 | 0.006703 | 0.0073733 | 0.0093842 | 0.02145 | 0.02212 | 0.06703 | 0.00094369 | 0.0010381 | 0.0013212 | 0.0030198 | 0.0031142 | 0.0094369 | 0.05871 | 0.064581 | 0.082195 | 0.18787 | 0.19374 | 0.5871 | FALSE | 0% | 0% | 0% | 0% | 0% | 0% | FALSE | 0% | 0% | 0% | 0% | 0% | TRUE | 64.38% | 27.75% | 3.633% | 0% | 0% | 0% | 4.238% | 0% | N/A | N/A
| 288 | WL1 Secondary Systems Renewal | TRUE | Labour | Business IT | 4.238% | Replacement Expenditure | Digital Infrastructure | Repex | N/A | N/A | DI - Protection systems | DI - Safe and Reliable Network | N/A | No | 0% | Safety security & reliability | Business IT (2018 onwards) | 21.14% | TRUE | 109 | 1 | 2 | 6 | 1 | FALSE | FALSE | TRUE | 0.0050509 | 0.0045917 | 0.0022959 | 0.0050509 | 0.0052805 | 0.02227 | 0.0050427 | 0.0046194 | 0.0023305 | 0.0051693 | 0.0054375 | 0.022599 | 0.00070632 | 0.00055132 | 0.00030306 | 0.00074071 | 0.00066515 | 0.0029666 | 9.4797e-05 | 7.7941e-05 | 4.2773e-05 | 0.00010479 | 9.7355e-05 | 0.00041765 | 0.0058439 | 0.0052486 | 0.0026763 | 0.0060148 | 0.0062 | 0.025984 | 10% | 11% | 14% | 32% | 33% | 0.002227 | 0.0024497 | 0.0031178 | 0.0071264 | 0.0073491 | 0.02227 | 0.0022599 | 0.0024859 | 0.0031639 | 0.0072318 | 0.0074578 | 0.022599 | 0.00029666 | 0.00032632 | 0.00041532 | 0.0009493 | 0.00097896 | 0.0029666 | 4.1765e-05 | 4.5942e-05 | 5.8471e-05 | 0.00013365 | 0.00013782 | 0.00041765 | 0.0025984 | 0.0028582 | 0.0036377 | 0.0083147 | 0.0085746 | 0.025984 | FALSE | 0% | 0% | 0% | 0% | 0% | 0% | FALSE | 0% | 0% | 0% | 0% | 0% | TRUE | 64.38% | 27.75% | 3.633% | 0% | 0% | 0% | 4.238% | 0% | N/A | N/A
| 289 | WL1 Secondary Systems Renewal | TRUE | Non-Labour | Secondary Systems | 95.76% | Replacement Expenditure | Digital Infrastructure | Repex | N/A | N/A | DI - Protection systems | DI - Safe and Reliable Network | N/A | No | 0% | Safety security & reliability | Secondary Systems (2018-23) | 78.86% | TRUE | 109 | 2 | 3 | 4 | 2 | FALSE | FALSE | TRUE | 0.42566 | 0.38697 | 0.19348 | 0.42566 | 0.44501 | 1.8768 | 0.42566 | 0.38697 | 0.19348 | 0.42566 | 0.44501 | 1.8768 | 0.059621 | 0.046185 | 0.025161 | 0.060994 | 0.054437 | 0.2464 | 0.008002 | 0.0065291 | 0.0035511 | 0.0086285 | 0.0079677 | 0.034678 | 0.49329 | 0.43968 | 0.2222 | 0.49529 | 0.50742 | 2.1579 | 10% | 11% | 14% | 32% | 33% | 0.18768 | 0.20645 | 0.26275 | 0.60057 | 0.61934 | 1.8768 | 0.18768 | 0.20645 | 0.26275 | 0.60057 | 0.61934 | 1.8768 | 0.02464 | 0.027104 | 0.034496 | 0.078847 | 0.081311 | 0.2464 | 0.0034678 | 0.0038146 | 0.004855 | 0.011097 | 0.011444 | 0.034678 | 0.21579 | 0.23736 | 0.3021 | 0.69052 | 0.71209 | 2.1579 | FALSE | 0% | 0% | 0% | 0% | 0% | 0% | FALSE | 0% | 0% | 0% | 0% | 0% | TRUE | 64.38% | 27.75% | 3.633% | 0% | 0% | 0% | 4.238% | 0% | N/A | N/A
| 290 | WL1 Secondary Systems Renewal | TRUE | Non-Labour | Business IT | 4.238% | Replacement Expenditure | Digital Infrastructure | Repex | N/A | N/A | DI - Protection systems | DI - Safe and Reliable Network | N/A | No | 0% | Safety security & reliability | Business IT (2018 onwards) | 78.86% | TRUE | 109 | 2 | 4 | 6 | 2 | FALSE | FALSE | TRUE | 0.018839 | 0.017126 | 0.008563 | 0.018839 | 0.019695 | 0.083061 | 0.018839 | 0.017126 | 0.008563 | 0.018839 | 0.019695 | 0.083061 | 0.0026387 | 0.002044 | 0.0011135 | 0.0026994 | 0.0024092 | 0.010905 | 0.00035414 | 0.00028896 | 0.00015716 | 0.00038187 | 0.00035263 | 0.0015348 | 0.021831 | 0.019459 | 0.0098337 | 0.02192 | 0.022457 | 0.095501 | 10% | 11% | 14% | 32% | 33% | 0.0083061 | 0.0091367 | 0.011629 | 0.02658 | 0.02741 | 0.083061 | 0.0083061 | 0.0091367 | 0.011629 | 0.02658 | 0.02741 | 0.083061 | 0.0010905 | 0.0011995 | 0.0015267 | 0.0034895 | 0.0035986 | 0.010905 | 0.00015348 | 0.00016882 | 0.00021487 | 0.00049113 | 0.00050647 | 0.0015348 | 0.0095501 | 0.010505 | 0.01337 | 0.03056 | 0.031515 | 0.095501 | FALSE | 0% | 0% | 0% | 0% | 0% | 0% | FALSE | 0% | 0% | 0% | 0% | 0% | TRUE | 64.38% | 27.75% | 3.633% | 0% | 0% | 0% | 4.238% | 0% | N/A | N/A
| 291 | Busbar Protection Relay Replacements | TRUE | Labour | Secondary Systems | 100% | Replacement Expenditure | Digital Infrastructure | Repex | N/A | N/A | DI - Protection systems | DI - Safe and Reliable Network | N/A | No | 0% | Safety security & reliability | Secondary Systems (2018-23) | 51.5% | TRUE | 110 | 1 | 1 | 4 | 1 | FALSE | FALSE | TRUE | 0.32915 | 0.29922 | 0.14961 | 0.32915 | 0.34411 | 1.4512 | 0.32861 | 0.30102 | 0.15187 | 0.33686 | 0.35434 | 1.4727 | 0.046027 | 0.035927 | 0.019749 | 0.048269 | 0.043345 | 0.19332 | 0.0061775 | 0.005079 | 0.0027873 | 0.0068284 | 0.0063442 | 0.027216 | 0.38082 | 0.34203 | 0.1744 | 0.39195 | 0.40402 | 1.6932 | 10% | 11% | 14% | 32% | 33% | 0.14512 | 0.15964 | 0.20317 | 0.46439 | 0.47891 | 1.4512 | 0.14727 | 0.162 | 0.20618 | 0.47126 | 0.48599 | 1.4727 | 0.019332 | 0.021265 | 0.027064 | 0.061861 | 0.063795 | 0.19332 | 0.0027216 | 0.0029938 | 0.0038103 | 0.0087093 | 0.0089814 | 0.027216 | 0.16932 | 0.18626 | 0.23705 | 0.54183 | 0.55877 | 1.6932 | FALSE | 0% | 0% | 0% | 0% | 0% | 0% | FALSE | 0% | 0% | 0% | 0% | 0% | TRUE | 100% | 0% | 0% | 0% | 0% | 0% | 0% | 0% | N/A | N/A
| 292 | Busbar Protection Relay Replacements | TRUE | Non-Labour | Secondary Systems | 100% | Replacement Expenditure | Digital Infrastructure | Repex | N/A | N/A | DI - Protection systems | DI - Safe and Reliable Network | N/A | No | 0% | Safety security & reliability | Secondary Systems (2018-23) | 48.5% | TRUE | 110 | 2 | 2 | 4 | 2 | FALSE | FALSE | TRUE | 0.31002 | 0.28183 | 0.14092 | 0.31002 | 0.32411 | 1.3669 | 0.31002 | 0.28183 | 0.14092 | 0.31002 | 0.32411 | 1.3669 | 0.043423 | 0.033637 | 0.018325 | 0.044422 | 0.039647 | 0.17945 | 0.0058279 | 0.0047552 | 0.0025863 | 0.0062843 | 0.005803 | 0.025257 | 0.35927 | 0.32022 | 0.16183 | 0.36072 | 0.36956 | 1.5716 | 10% | 11% | 14% | 32% | 33% | 0.13669 | 0.15036 | 0.19136 | 0.4374 | 0.45107 | 1.3669 | 0.13669 | 0.15036 | 0.19136 | 0.4374 | 0.45107 | 1.3669 | 0.017945 | 0.01974 | 0.025124 | 0.057425 | 0.05922 | 0.17945 | 0.0025257 | 0.0027782 | 0.0035359 | 0.0080821 | 0.0083347 | 0.025257 | 0.15716 | 0.17288 | 0.22002 | 0.50291 | 0.51863 | 1.5716 | FALSE | 0% | 0% | 0% | 0% | 0% | 0% | FALSE | 0% | 0% | 0% | 0% | 0% | TRUE | 100% | 0% | 0% | 0% | 0% | 0% | 0% | 0% | N/A | N/A
| 293 | Capacitor Protection Relay Replacements | TRUE | Labour | Secondary Systems | 100% | Replacement Expenditure | Digital Infrastructure | Repex | N/A | N/A | DI - Protection systems | DI - Safe and Reliable Network | N/A | No | 0% | Safety security & reliability | Secondary Systems (2018-23) | 62.7% | TRUE | 111 | 1 | 1 | 4 | 1 | FALSE | FALSE | TRUE | 0.24323 | 0.22112 | 0.11056 | 0.24323 | 0.25428 | 1.0724 | 0.24283 | 0.22245 | 0.11222 | 0.24893 | 0.26184 | 1.0883 | 0.034013 | 0.026549 | 0.014594 | 0.035669 | 0.03203 | 0.14286 | 0.004565 | 0.0037533 | 0.0020597 | 0.005046 | 0.0046882 | 0.020112 | 0.28141 | 0.25275 | 0.12888 | 0.28964 | 0.29856 | 1.2512 | 10% | 11% | 14% | 32% | 33% | 0.10724 | 0.11797 | 0.15014 | 0.34317 | 0.3539 | 1.0724 | 0.10883 | 0.11971 | 0.15236 | 0.34825 | 0.35913 | 1.0883 | 0.014286 | 0.015714 | 0.02 | 0.045714 | 0.047142 | 0.14286 | 0.0020112 | 0.0022123 | 0.0028157 | 0.0064359 | 0.006637 | 0.020112 | 0.12512 | 0.13764 | 0.17517 | 0.4004 | 0.41291 | 1.2512 | FALSE | 0% | 0% | 0% | 0% | 0% | 0% | FALSE | 0% | 0% | 0% | 0% | 0% | TRUE | 100% | 0% | 0% | 0% | 0% | 0% | 0% | 0% | N/A | N/A
| 294 | Capacitor Protection Relay Replacements | TRUE | Non-Labour | Secondary Systems | 100% | Replacement Expenditure | Digital Infrastructure | Repex | N/A | N/A | DI - Protection systems | DI - Safe and Reliable Network | N/A | No | 0% | Safety security & reliability | Secondary Systems (2018-23) | 37.3% | TRUE | 111 | 2 | 2 | 4 | 2 | FALSE | FALSE | TRUE | 0.14467 | 0.13152 | 0.065758 | 0.14467 | 0.15124 | 0.63786 | 0.14467 | 0.13152 | 0.065758 | 0.14467 | 0.15124 | 0.63786 | 0.020263 | 0.015697 | 0.0085513 | 0.02073 | 0.018501 | 0.083742 | 0.0027196 | 0.002219 | 0.0012069 | 0.0029326 | 0.0027079 | 0.011786 | 0.16765 | 0.14943 | 0.075517 | 0.16833 | 0.17245 | 0.73339 | 10% | 11% | 14% | 32% | 33% | 0.063786 | 0.070164 | 0.0893 | 0.20411 | 0.21049 | 0.63786 | 0.063786 | 0.070164 | 0.0893 | 0.20411 | 0.21049 | 0.63786 | 0.0083742 | 0.0092116 | 0.011724 | 0.026797 | 0.027635 | 0.083742 | 0.0011786 | 0.0012965 | 0.00165 | 0.0037715 | 0.0038894 | 0.011786 | 0.073339 | 0.080672 | 0.10267 | 0.23468 | 0.24202 | 0.73339 | FALSE | 0% | 0% | 0% | 0% | 0% | 0% | FALSE | 0% | 0% | 0% | 0% | 0% | TRUE | 100% | 0% | 0% | 0% | 0% | 0% | 0% | 0% | N/A | N/A
| 295 | Reactor Protection Relay Replacements | TRUE | Labour | Secondary Systems | 100% | Replacement Expenditure | Digital Infrastructure | Repex | N/A | N/A | DI - Protection systems | DI - Safe and Reliable Network | N/A | No | 0% | Safety security & reliability | Secondary Systems (2018-23) | 62.7% | TRUE | 112 | 1 | 1 | 4 | 1 | FALSE | FALSE | TRUE | 0.1257 | 0.11427 | 0.057137 | 0.1257 | 0.13142 | 0.55423 | 0.1255 | 0.11496 | 0.057999 | 0.12865 | 0.13532 | 0.56243 | 0.017578 | 0.013721 | 0.0075422 | 0.018434 | 0.016554 | 0.073829 | 0.0023592 | 0.0019397 | 0.0010645 | 0.0026078 | 0.0024229 | 0.010394 | 0.14544 | 0.13062 | 0.066605 | 0.14969 | 0.1543 | 0.64665 | 10% | 11% | 14% | 32% | 33% | 0.055423 | 0.060966 | 0.077593 | 0.17735 | 0.1829 | 0.55423 | 0.056243 | 0.061867 | 0.07874 | 0.17998 | 0.1856 | 0.56243 | 0.0073829 | 0.0081211 | 0.010336 | 0.023625 | 0.024363 | 0.073829 | 0.0010394 | 0.0011433 | 0.0014552 | 0.0033261 | 0.00343 | 0.010394 | 0.064665 | 0.071132 | 0.090531 | 0.20693 | 0.21339 | 0.64665 | FALSE | 0% | 0% | 0% | 0% | 0% | 0% | FALSE | 0% | 0% | 0% | 0% | 0% | TRUE | 100% | 0% | 0% | 0% | 0% | 0% | 0% | 0% | N/A | N/A
| 296 | Reactor Protection Relay Replacements | TRUE | Non-Labour | Secondary Systems | 100% | Replacement Expenditure | Digital Infrastructure | Repex | N/A | N/A | DI - Protection systems | DI - Safe and Reliable Network | N/A | No | 0% | Safety security & reliability | Secondary Systems (2018-23) | 37.3% | TRUE | 112 | 2 | 2 | 4 | 2 | FALSE | FALSE | TRUE | 0.074766 | 0.067969 | 0.033984 | 0.074766 | 0.078164 | 0.32965 | 0.074766 | 0.067969 | 0.033984 | 0.074766 | 0.078164 | 0.32965 | 0.010472 | 0.0081121 | 0.0044194 | 0.010713 | 0.0095616 | 0.043278 | 0.0014055 | 0.0011468 | 0.00062374 | 0.0015156 | 0.0013995 | 0.0060911 | 0.086643 | 0.077228 | 0.039028 | 0.086995 | 0.089125 | 0.37902 | 10% | 11% | 14% | 32% | 33% | 0.032965 | 0.036261 | 0.046151 | 0.10549 | 0.10878 | 0.32965 | 0.032965 | 0.036261 | 0.046151 | 0.10549 | 0.10878 | 0.32965 | 0.0043278 | 0.0047606 | 0.006059 | 0.013849 | 0.014282 | 0.043278 | 0.00060911 | 0.00067002 | 0.00085275 | 0.0019492 | 0.0020101 | 0.0060911 | 0.037902 | 0.041692 | 0.053063 | 0.12129 | 0.12508 | 0.37902 | FALSE | 0% | 0% | 0% | 0% | 0% | 0% | FALSE | 0% | 0% | 0% | 0% | 0% | TRUE | 100% | 0% | 0% | 0% | 0% | 0% | 0% | 0% | N/A | N/A
| 297 | Transformer Protection Relay Replacements | TRUE | Labour | Secondary Systems | 100% | Replacement Expenditure | Digital Infrastructure | Repex | N/A | N/A | DI - Protection systems | DI - Safe and Reliable Network | N/A | No | 0% | Safety security & reliability | Secondary Systems (2018-23) | 54.27% | TRUE | 113 | 1 | 1 | 4 | 1 | FALSE | FALSE | TRUE | 0.64251 | 0.5841 | 0.29205 | 0.64251 | 0.67172 | 2.8329 | 0.64147 | 0.58761 | 0.29645 | 0.65757 | 0.69168 | 2.8748 | 0.089848 | 0.070132 | 0.038551 | 0.094223 | 0.084611 | 0.37737 | 0.012059 | 0.0099146 | 0.005441 | 0.013329 | 0.012384 | 0.053128 | 0.74338 | 0.66766 | 0.34044 | 0.76512 | 0.78868 | 3.3053 | 10% | 11% | 14% | 32% | 33% | 0.28329 | 0.31162 | 0.3966 | 0.90652 | 0.93485 | 2.8329 | 0.28748 | 0.31623 | 0.40247 | 0.91993 | 0.94868 | 2.8748 | 0.037737 | 0.04151 | 0.052831 | 0.12076 | 0.12453 | 0.37737 | 0.0053128 | 0.0058441 | 0.0074379 | 0.017001 | 0.017532 | 0.053128 | 0.33053 | 0.36358 | 0.46274 | 1.0577 | 1.0907 | 3.3053 | FALSE | 0% | 0% | 0% | 0% | 0% | 0% | FALSE | 0% | 0% | 0% | 0% | 0% | TRUE | 100% | 0% | 0% | 0% | 0% | 0% | 0% | 0% | N/A | N/A
| 298 | Transformer Protection Relay Replacements | TRUE | Non-Labour | Secondary Systems | 100% | Replacement Expenditure | Digital Infrastructure | Repex | N/A | N/A | DI - Protection systems | DI - Safe and Reliable Network | N/A | No | 0% | Safety security & reliability | Secondary Systems (2018-23) | 45.73% | TRUE | 113 | 2 | 2 | 4 | 2 | FALSE | FALSE | TRUE | 0.54148 | 0.49226 | 0.24613 | 0.54148 | 0.5661 | 2.3874 | 0.54148 | 0.49226 | 0.24613 | 0.54148 | 0.5661 | 2.3874 | 0.075843 | 0.058751 | 0.032007 | 0.07759 | 0.069248 | 0.31344 | 0.010179 | 0.0083057 | 0.0045174 | 0.010976 | 0.010136 | 0.044114 | 0.62751 | 0.55931 | 0.28265 | 0.63005 | 0.64548 | 2.745 | 10% | 11% | 14% | 32% | 33% | 0.23874 | 0.26262 | 0.33424 | 0.76398 | 0.78786 | 2.3874 | 0.23874 | 0.26262 | 0.33424 | 0.76398 | 0.78786 | 2.3874 | 0.031344 | 0.034478 | 0.043882 | 0.1003 | 0.10344 | 0.31344 | 0.0044114 | 0.0048526 | 0.006176 | 0.014117 | 0.014558 | 0.044114 | 0.2745 | 0.30195 | 0.3843 | 0.8784 | 0.90585 | 2.745 | FALSE | 0% | 0% | 0% | 0% | 0% | 0% | FALSE | 0% | 0% | 0% | 0% | 0% | TRUE | 100% | 0% | 0% | 0% | 0% | 0% | 0% | 0% | N/A | N/A
| 299 | UFLS Protection Relay Replacements | TRUE | Labour | Secondary Systems | 100% | Replacement Expenditure | Digital Infrastructure | Repex | N/A | N/A | DI - Protection systems | DI - Safe and Reliable Network | N/A | No | 0% | Safety security & reliability | Secondary Systems (2018-23) | 57.57% | TRUE | 114 | 1 | 1 | 4 | 1 | FALSE | FALSE | TRUE | 0.054892 | 0.049902 | 0.024951 | 0.054892 | 0.057387 | 0.24202 | 0.054803 | 0.050202 | 0.025327 | 0.056178 | 0.059093 | 0.2456 | 0.007676 | 0.0059916 | 0.0032935 | 0.0080498 | 0.0072286 | 0.03224 | 0.0010302 | 0.00084703 | 0.00046484 | 0.0011388 | 0.001058 | 0.0045389 | 0.063509 | 0.05704 | 0.029085 | 0.065367 | 0.067379 | 0.28238 | 10% | 11% | 14% | 32% | 33% | 0.024202 | 0.026623 | 0.033883 | 0.077447 | 0.079868 | 0.24202 | 0.02456 | 0.027016 | 0.034384 | 0.078593 | 0.081049 | 0.2456 | 0.003224 | 0.0035464 | 0.0045135 | 0.010317 | 0.010639 | 0.03224 | 0.00045389 | 0.00049928 | 0.00063545 | 0.0014524 | 0.0014978 | 0.0045389 | 0.028238 | 0.031062 | 0.039533 | 0.090362 | 0.093186 | 0.28238 | FALSE | 0% | 0% | 0% | 0% | 0% | 0% | FALSE | 0% | 0% | 0% | 0% | 0% | TRUE | 100% | 0% | 0% | 0% | 0% | 0% | 0% | 0% | N/A | N/A
| 300 | UFLS Protection Relay Replacements | TRUE | Non-Labour | Secondary Systems | 100% | Replacement Expenditure | Digital Infrastructure | Repex | N/A | N/A | DI - Protection systems | DI - Safe and Reliable Network | N/A | No | 0% | Safety security & reliability | Secondary Systems (2018-23) | 42.43% | TRUE | 114 | 2 | 2 | 4 | 2 | FALSE | FALSE | TRUE | 0.040461 | 0.036783 | 0.018391 | 0.040461 | 0.0423 | 0.1784 | 0.040461 | 0.036783 | 0.018391 | 0.040461 | 0.0423 | 0.1784 | 0.0056672 | 0.00439 | 0.0023916 | 0.0057977 | 0.0051744 | 0.023421 | 0.00076062 | 0.00062062 | 0.00033755 | 0.00082017 | 0.00075736 | 0.0032963 | 0.046889 | 0.041793 | 0.02112 | 0.047079 | 0.048232 | 0.20511 | 10% | 11% | 14% | 32% | 33% | 0.01784 | 0.019624 | 0.024975 | 0.057087 | 0.058871 | 0.1784 | 0.01784 | 0.019624 | 0.024975 | 0.057087 | 0.058871 | 0.1784 | 0.0023421 | 0.0025763 | 0.0032789 | 0.0074947 | 0.0077289 | 0.023421 | 0.00032963 | 0.00036259 | 0.00046148 | 0.0010548 | 0.0010878 | 0.0032963 | 0.020511 | 0.022562 | 0.028716 | 0.065636 | 0.067687 | 0.20511 | FALSE | 0% | 0% | 0% | 0% | 0% | 0% | FALSE | 0% | 0% | 0% | 0% | 0% | TRUE | 100% | 0% | 0% | 0% | 0% | 0% | 0% | 0% | N/A | N/A
| 301 | Digital Intertrips | FALSE | Labour | Communications (short life) | 100% | Replacement Expenditure | Digital Infrastructure | Repex | N/A | N/A | DI - Protection systems | DI - Safe and Reliable Network | N/A | Yes | 0% | Safety security & reliability | Communications (short life) (2018 onwards) | 0% | TRUE | 115 | 1 | 1 | 5 | 1 | FALSE | FALSE | TRUE | 0 | 0 | 0 | 0 | 0 | 0 | 0 | 0 | 0 | 0 | 0 | 0 | 0 | 0 | 0 | 0 | 0 | 0 | 0 | 0 | 0 | 0 | 0 | 0 | 0 | 0 | 0 | 0 | 0 | 0 | 0% | 0% | 0% | 0% | 0% | 0 | 0 | 0 | 0 | 0 | 0 | 0 | 0 | 0 | 0 | 0 | 0 | 0 | 0 | 0 | 0 | 0 | 0 | 0 | 0 | 0 | 0 | 0 | 0 | 0 | 0 | 0 | 0 | 0 | 0 | FALSE | 0% | 0% | 0% | 0% | 0% | 0% | FALSE | 0% | 0% | 0% | 0% | 0% | TRUE | 0% | 0% | 0% | 0% | 100% | 0% | 0% | 0% | N/A | N/A
| 302 | Digital Intertrips | FALSE | Non-Labour | Communications (short life) | 100% | Replacement Expenditure | Digital Infrastructure | Repex | N/A | N/A | DI - Protection systems | DI - Safe and Reliable Network | N/A | Yes | 0% | Safety security & reliability | Communications (short life) (2018 onwards) | 100% | TRUE | 115 | 2 | 2 | 5 | 2 | FALSE | FALSE | TRUE | 0 | 0 | 0 | 0 | 0 | 0 | 0 | 0 | 0 | 0 | 0 | 0 | 0 | 0 | 0 | 0 | 0 | 0 | 0 | 0 | 0 | 0 | 0 | 0 | 0 | 0 | 0 | 0 | 0 | 0 | 0% | 0% | 0% | 0% | 0% | 0 | 0 | 0 | 0 | 0 | 0 | 0 | 0 | 0 | 0 | 0 | 0 | 0 | 0 | 0 | 0 | 0 | 0 | 0 | 0 | 0 | 0 | 0 | 0 | 0 | 0 | 0 | 0 | 0 | 0 | FALSE | 0% | 0% | 0% | 0% | 0% | 0% | FALSE | 0% | 0% | 0% | 0% | 0% | TRUE | 0% | 0% | 0% | 0% | 100% | 0% | 0% | 0% | N/A | N/A
| 303 | Temporary protection renewal for recall periods | TRUE | Labour | Secondary Systems | 100% | Replacement Expenditure | Digital Infrastructure | Repex | N/A | N/A | DI - Protection systems | DI - Safe and Reliable Network | N/A | No | 0% | Safety security & reliability | Secondary Systems (2018-23) | 25.25% | TRUE | 116 | 1 | 1 | 4 | 1 | FALSE | FALSE | TRUE | 0.03712 | 0.033745 | 0.016873 | 0.03712 | 0.038807 | 0.16366 | 0.03706 | 0.033948 | 0.017127 | 0.037989 | 0.039961 | 0.16608 | 0.0051908 | 0.0040517 | 0.0022272 | 0.0054435 | 0.0048882 | 0.021802 | 0.00069667 | 0.00057279 | 0.00031434 | 0.00077008 | 0.00071547 | 0.0030694 | 0.042947 | 0.038573 | 0.019668 | 0.044203 | 0.045564 | 0.19096 | 10% | 11% | 14% | 32% | 33% | 0.016366 | 0.018003 | 0.022913 | 0.052373 | 0.054009 | 0.16366 | 0.016608 | 0.018269 | 0.023252 | 0.053147 | 0.054808 | 0.16608 | 0.0021802 | 0.0023982 | 0.0030522 | 0.0069765 | 0.0071945 | 0.021802 | 0.00030694 | 0.00033763 | 0.00042971 | 0.00098219 | 0.0010129 | 0.0030694 | 0.019096 | 0.021005 | 0.026734 | 0.061106 | 0.063015 | 0.19096 | FALSE | 0% | 0% | 0% | 0% | 0% | 0% | FALSE | 0% | 0% | 0% | 0% | 0% | TRUE | 100% | 0% | 0% | 0% | 0% | 0% | 0% | 0% | N/A | N/A
| 304 | Temporary protection renewal for recall periods | TRUE | Non-Labour | Secondary Systems | 100% | Replacement Expenditure | Digital Infrastructure | Repex | N/A | N/A | DI - Protection systems | DI - Safe and Reliable Network | N/A | No | 0% | Safety security & reliability | Secondary Systems (2018-23) | 74.75% | TRUE | 116 | 2 | 2 | 4 | 2 | FALSE | FALSE | TRUE | 0.10989 | 0.099899 | 0.04995 | 0.10989 | 0.11488 | 0.48451 | 0.10989 | 0.099899 | 0.04995 | 0.10989 | 0.11488 | 0.48451 | 0.015392 | 0.011923 | 0.0064955 | 0.015746 | 0.014053 | 0.06361 | 0.0020658 | 0.0016856 | 0.00091676 | 0.0022275 | 0.0020569 | 0.0089526 | 0.12735 | 0.11351 | 0.057362 | 0.12786 | 0.13099 | 0.55707 | 10% | 11% | 14% | 32% | 33% | 0.048451 | 0.053296 | 0.067832 | 0.15504 | 0.15989 | 0.48451 | 0.048451 | 0.053296 | 0.067832 | 0.15504 | 0.15989 | 0.48451 | 0.006361 | 0.0069971 | 0.0089054 | 0.020355 | 0.020991 | 0.06361 | 0.00089526 | 0.00098479 | 0.0012534 | 0.0028648 | 0.0029544 | 0.0089526 | 0.055707 | 0.061278 | 0.07799 | 0.17826 | 0.18383 | 0.55707 | FALSE | 0% | 0% | 0% | 0% | 0% | 0% | FALSE | 0% | 0% | 0% | 0% | 0% | TRUE | 100% | 0% | 0% | 0% | 0% | 0% | 0% | 0% | N/A | N/A
| 305 | Time Domain Protection Proof of Concept | FALSE | Labour | Secondary Systems | 100% | Replacement Expenditure | Digital Infrastructure | Repex | N/A | N/A | DI - Protection systems | DI - Safe and Reliable Network | N/A | No | 0% | Safety security & reliability | Secondary Systems (2018-23) | 0% | TRUE | 117 | 1 | 1 | 4 | 1 | FALSE | FALSE | TRUE | 0 | 0 | 0 | 0 | 0 | 0 | 0 | 0 | 0 | 0 | 0 | 0 | 0 | 0 | 0 | 0 | 0 | 0 | 0 | 0 | 0 | 0 | 0 | 0 | 0 | 0 | 0 | 0 | 0 | 0 | 0% | 0% | 0% | 0% | 0% | 0 | 0 | 0 | 0 | 0 | 0 | 0 | 0 | 0 | 0 | 0 | 0 | 0 | 0 | 0 | 0 | 0 | 0 | 0 | 0 | 0 | 0 | 0 | 0 | 0 | 0 | 0 | 0 | 0 | 0 | FALSE | 0% | 0% | 0% | 0% | 0% | 0% | FALSE | 0% | 0% | 0% | 0% | 0% | TRUE | 100% | 0% | 0% | 0% | 0% | 0% | 0% | 0% | N/A | N/A
| 306 | Time Domain Protection Proof of Concept | FALSE | Non-Labour | Secondary Systems | 100% | Replacement Expenditure | Digital Infrastructure | Repex | N/A | N/A | DI - Protection systems | DI - Safe and Reliable Network | N/A | No | 0% | Safety security & reliability | Secondary Systems (2018-23) | 100% | TRUE | 117 | 2 | 2 | 4 | 2 | FALSE | FALSE | TRUE | 0 | 0 | 0 | 0 | 0 | 0 | 0 | 0 | 0 | 0 | 0 | 0 | 0 | 0 | 0 | 0 | 0 | 0 | 0 | 0 | 0 | 0 | 0 | 0 | 0 | 0 | 0 | 0 | 0 | 0 | 0% | 0% | 0% | 0% | 0% | 0 | 0 | 0 | 0 | 0 | 0 | 0 | 0 | 0 | 0 | 0 | 0 | 0 | 0 | 0 | 0 | 0 | 0 | 0 | 0 | 0 | 0 | 0 | 0 | 0 | 0 | 0 | 0 | 0 | 0 | FALSE | 0% | 0% | 0% | 0% | 0% | 0% | FALSE | 0% | 0% | 0% | 0% | 0% | TRUE | 100% | 0% | 0% | 0% | 0% | 0% | 0% | 0% | N/A | N/A
| 307 | Market Metering Protection Relay Replacements | FALSE | Labour | Secondary Systems | 100% | Replacement Expenditure | Digital Infrastructure | Repex | N/A | N/A | DI - Market metering systems | DI - Safe and Reliable Network | N/A | No | 0% | Safety security & reliability | Secondary Systems (2018-23) | 0% | TRUE | 118 | 1 | 1 | 4 | 1 | FALSE | FALSE | TRUE | 0 | 0 | 0 | 0 | 0 | 0 | 0 | 0 | 0 | 0 | 0 | 0 | 0 | 0 | 0 | 0 | 0 | 0 | 0 | 0 | 0 | 0 | 0 | 0 | 0 | 0 | 0 | 0 | 0 | 0 | 0% | 0% | 0% | 0% | 0% | 0 | 0 | 0 | 0 | 0 | 0 | 0 | 0 | 0 | 0 | 0 | 0 | 0 | 0 | 0 | 0 | 0 | 0 | 0 | 0 | 0 | 0 | 0 | 0 | 0 | 0 | 0 | 0 | 0 | 0 | FALSE | 0% | 0% | 0% | 0% | 0% | 0% | FALSE | 0% | 0% | 0% | 0% | 0% | TRUE | 0% | 0% | 100% | 0% | 0% | 0% | 0% | 0% | N/A | N/A
| 308 | Market Metering Protection Relay Replacements | FALSE | Non-Labour | Secondary Systems | 100% | Replacement Expenditure | Digital Infrastructure | Repex | N/A | N/A | DI - Market metering systems | DI - Safe and Reliable Network | N/A | No | 0% | Safety security & reliability | Secondary Systems (2018-23) | 100% | TRUE | 118 | 2 | 2 | 4 | 2 | FALSE | FALSE | TRUE | 0 | 0 | 0 | 0 | 0 | 0 | 0 | 0 | 0 | 0 | 0 | 0 | 0 | 0 | 0 | 0 | 0 | 0 | 0 | 0 | 0 | 0 | 0 | 0 | 0 | 0 | 0 | 0 | 0 | 0 | 0% | 0% | 0% | 0% | 0% | 0 | 0 | 0 | 0 | 0 | 0 | 0 | 0 | 0 | 0 | 0 | 0 | 0 | 0 | 0 | 0 | 0 | 0 | 0 | 0 | 0 | 0 | 0 | 0 | 0 | 0 | 0 | 0 | 0 | 0 | FALSE | 0% | 0% | 0% | 0% | 0% | 0% | FALSE | 0% | 0% | 0% | 0% | 0% | TRUE | 0% | 0% | 100% | 0% | 0% | 0% | 0% | 0% | N/A | N/A
| 309 | NiCd / Chargers Renewal | FALSE | Labour | Business IT | 100% | Replacement Expenditure | Digital Infrastructure | Repex | N/A | N/A | DI - AC/DC & Auxiliary systems | DI - Safe and Reliable Network | N/A | No | 0% | Safety security & reliability | Business IT (2018 onwards) | 0% | TRUE | 119 | 1 | 1 | 6 | 1 | FALSE | FALSE | TRUE | 0 | 0 | 0 | 0 | 0 | 0 | 0 | 0 | 0 | 0 | 0 | 0 | 0 | 0 | 0 | 0 | 0 | 0 | 0 | 0 | 0 | 0 | 0 | 0 | 0 | 0 | 0 | 0 | 0 | 0 | 0% | 0% | 0% | 0% | 0% | 0 | 0 | 0 | 0 | 0 | 0 | 0 | 0 | 0 | 0 | 0 | 0 | 0 | 0 | 0 | 0 | 0 | 0 | 0 | 0 | 0 | 0 | 0 | 0 | 0 | 0 | 0 | 0 | 0 | 0 | FALSE | 0% | 0% | 0% | 0% | 0% | 0% | FALSE | 0% | 0% | 0% | 0% | 0% | TRUE | 0% | 0% | 0% | 0% | 0% | 0% | 100% | 0% | N/A | N/A
| 310 | NiCd / Chargers Renewal | FALSE | Non-Labour | Business IT | 100% | Replacement Expenditure | Digital Infrastructure | Repex | N/A | N/A | DI - AC/DC & Auxiliary systems | DI - Safe and Reliable Network | N/A | No | 0% | Safety security & reliability | Business IT (2018 onwards) | 100% | TRUE | 119 | 2 | 2 | 6 | 2 | FALSE | FALSE | TRUE | 0 | 0 | 0 | 0 | 0 | 0 | 0 | 0 | 0 | 0 | 0 | 0 | 0 | 0 | 0 | 0 | 0 | 0 | 0 | 0 | 0 | 0 | 0 | 0 | 0 | 0 | 0 | 0 | 0 | 0 | 0% | 0% | 0% | 0% | 0% | 0 | 0 | 0 | 0 | 0 | 0 | 0 | 0 | 0 | 0 | 0 | 0 | 0 | 0 | 0 | 0 | 0 | 0 | 0 | 0 | 0 | 0 | 0 | 0 | 0 | 0 | 0 | 0 | 0 | 0 | FALSE | 0% | 0% | 0% | 0% | 0% | 0% | FALSE | 0% | 0% | 0% | 0% | 0% | TRUE | 0% | 0% | 0% | 0% | 0% | 0% | 100% | 0% | N/A | N/A
| 311 | RPS Renewal | FALSE | Labour | Business IT | 100% | Replacement Expenditure | Digital Infrastructure | Repex | N/A | N/A | DI - AC/DC & Auxiliary systems | DI - Safe and Reliable Network | N/A | Yes | 0% | Safety security & reliability | Business IT (2018 onwards) | 0% | TRUE | 120 | 1 | 1 | 6 | 1 | FALSE | FALSE | TRUE | 0 | 0 | 0 | 0 | 0 | 0 | 0 | 0 | 0 | 0 | 0 | 0 | 0 | 0 | 0 | 0 | 0 | 0 | 0 | 0 | 0 | 0 | 0 | 0 | 0 | 0 | 0 | 0 | 0 | 0 | 0% | 0% | 0% | 0% | 0% | 0 | 0 | 0 | 0 | 0 | 0 | 0 | 0 | 0 | 0 | 0 | 0 | 0 | 0 | 0 | 0 | 0 | 0 | 0 | 0 | 0 | 0 | 0 | 0 | 0 | 0 | 0 | 0 | 0 | 0 | FALSE | 0% | 0% | 0% | 0% | 0% | 0% | FALSE | 0% | 0% | 0% | 0% | 0% | TRUE | 0% | 0% | 0% | 0% | 0% | 0% | 100% | 0% | N/A | N/A
| 312 | RPS Renewal | FALSE | Non-Labour | Business IT | 100% | Replacement Expenditure | Digital Infrastructure | Repex | N/A | N/A | DI - AC/DC & Auxiliary systems | DI - Safe and Reliable Network | N/A | Yes | 0% | Safety security & reliability | Business IT (2018 onwards) | 100% | TRUE | 120 | 2 | 2 | 6 | 2 | FALSE | FALSE | TRUE | 0 | 0 | 0 | 0 | 0 | 0 | 0 | 0 | 0 | 0 | 0 | 0 | 0 | 0 | 0 | 0 | 0 | 0 | 0 | 0 | 0 | 0 | 0 | 0 | 0 | 0 | 0 | 0 | 0 | 0 | 0% | 0% | 0% | 0% | 0% | 0 | 0 | 0 | 0 | 0 | 0 | 0 | 0 | 0 | 0 | 0 | 0 | 0 | 0 | 0 | 0 | 0 | 0 | 0 | 0 | 0 | 0 | 0 | 0 | 0 | 0 | 0 | 0 | 0 | 0 | FALSE | 0% | 0% | 0% | 0% | 0% | 0% | FALSE | 0% | 0% | 0% | 0% | 0% | TRUE | 0% | 0% | 0% | 0% | 0% | 0% | 100% | 0% | N/A | N/A
| 313 | RTU Renewal Program | FALSE | Labour | Secondary Systems | 100% | Replacement Expenditure | Digital Infrastructure | Repex | N/A | N/A | DI - Control systems | DI - Safe and Reliable Network | N/A | No | 0% | Safety security & reliability | Secondary Systems (2018-23) | 0% | TRUE | 121 | 1 | 1 | 4 | 1 | FALSE | FALSE | TRUE | 0 | 0 | 0 | 0 | 0 | 0 | 0 | 0 | 0 | 0 | 0 | 0 | 0 | 0 | 0 | 0 | 0 | 0 | 0 | 0 | 0 | 0 | 0 | 0 | 0 | 0 | 0 | 0 | 0 | 0 | 0% | 0% | 0% | 0% | 0% | 0 | 0 | 0 | 0 | 0 | 0 | 0 | 0 | 0 | 0 | 0 | 0 | 0 | 0 | 0 | 0 | 0 | 0 | 0 | 0 | 0 | 0 | 0 | 0 | 0 | 0 | 0 | 0 | 0 | 0 | FALSE | 0% | 0% | 0% | 0% | 0% | 0% | FALSE | 0% | 0% | 0% | 0% | 0% | TRUE | 0% | 100% | 0% | 0% | 0% | 0% | 0% | 0% | N/A | N/A
| 314 | RTU Renewal Program | FALSE | Non-Labour | Secondary Systems | 100% | Replacement Expenditure | Digital Infrastructure | Repex | N/A | N/A | DI - Control systems | DI - Safe and Reliable Network | N/A | No | 0% | Safety security & reliability | Secondary Systems (2018-23) | 100% | TRUE | 121 | 2 | 2 | 4 | 2 | FALSE | FALSE | TRUE | 0 | 0 | 0 | 0 | 0 | 0 | 0 | 0 | 0 | 0 | 0 | 0 | 0 | 0 | 0 | 0 | 0 | 0 | 0 | 0 | 0 | 0 | 0 | 0 | 0 | 0 | 0 | 0 | 0 | 0 | 0% | 0% | 0% | 0% | 0% | 0 | 0 | 0 | 0 | 0 | 0 | 0 | 0 | 0 | 0 | 0 | 0 | 0 | 0 | 0 | 0 | 0 | 0 | 0 | 0 | 0 | 0 | 0 | 0 | 0 | 0 | 0 | 0 | 0 | 0 | FALSE | 0% | 0% | 0% | 0% | 0% | 0% | FALSE | 0% | 0% | 0% | 0% | 0% | TRUE | 0% | 100% | 0% | 0% | 0% | 0% | 0% | 0% | N/A | N/A
| 315 | HMI/Gateway Renewal Programs | FALSE | Labour | Secondary Systems | 100% | Replacement Expenditure | Digital Infrastructure | Repex | N/A | N/A | DI - Control systems | DI - Safe and Reliable Network | N/A | No | 0% | Safety security & reliability | Secondary Systems (2018-23) | 13.72% | TRUE | 122 | 1 | 1 | 4 | 1 | FALSE | FALSE | TRUE | 0 | 0 | 0 | 0 | 0 | 0 | 0 | 0 | 0 | 0 | 0 | 0 | 0 | 0 | 0 | 0 | 0 | 0 | 0 | 0 | 0 | 0 | 0 | 0 | 0 | 0 | 0 | 0 | 0 | 0 | 0% | 0% | 0% | 0% | 0% | 0 | 0 | 0 | 0 | 0 | 0 | 0 | 0 | 0 | 0 | 0 | 0 | 0 | 0 | 0 | 0 | 0 | 0 | 0 | 0 | 0 | 0 | 0 | 0 | 0 | 0 | 0 | 0 | 0 | 0 | FALSE | 0% | 0% | 0% | 0% | 0% | 0% | FALSE | 0% | 0% | 0% | 0% | 0% | TRUE | 0% | 100% | 0% | 0% | 0% | 0% | 0% | 0% | N/A | N/A
| 316 | HMI/Gateway Renewal Programs | FALSE | Non-Labour | Secondary Systems | 100% | Replacement Expenditure | Digital Infrastructure | Repex | N/A | N/A | DI - Control systems | DI - Safe and Reliable Network | N/A | No | 0% | Safety security & reliability | Secondary Systems (2018-23) | 86.28% | TRUE | 122 | 2 | 2 | 4 | 2 | FALSE | FALSE | TRUE | 0 | 0 | 0 | 0 | 0 | 0 | 0 | 0 | 0 | 0 | 0 | 0 | 0 | 0 | 0 | 0 | 0 | 0 | 0 | 0 | 0 | 0 | 0 | 0 | 0 | 0 | 0 | 0 | 0 | 0 | 0% | 0% | 0% | 0% | 0% | 0 | 0 | 0 | 0 | 0 | 0 | 0 | 0 | 0 | 0 | 0 | 0 | 0 | 0 | 0 | 0 | 0 | 0 | 0 | 0 | 0 | 0 | 0 | 0 | 0 | 0 | 0 | 0 | 0 | 0 | FALSE | 0% | 0% | 0% | 0% | 0% | 0% | FALSE | 0% | 0% | 0% | 0% | 0% | TRUE | 0% | 100% | 0% | 0% | 0% | 0% | 0% | 0% | N/A | N/A
| 317 | OTN Network Replacement | TRUE | Labour | Communications (short life) | 100% | Replacement Expenditure | Digital Infrastructure | Repex | N/A | N/A | DI - Communications systems | DI - Compliance | N/A | No | 0% | Safety security & reliability | Communications (short life) (2018 onwards) | 27.94% | TRUE | 123 | 1 | 1 | 5 | 1 | FALSE | FALSE | TRUE | 1.2441 | 1.2441 | 0 | 0 | 0 | 2.4882 | 1.2421 | 1.2516 | 0 | 0 | 0 | 2.4937 | 0.17398 | 0.14938 | 0 | 0 | 0 | 0.32336 | 0.02335 | 0.021118 | 0 | 0 | 0 | 0.044468 | 1.4394 | 1.4221 | 0 | 0 | 0 | 2.8615 | 0% | 100% | 0% | 0% | 0% | 0 | 2.4882 | 0 | 0 | 0 | 2.4882 | 0 | 2.4937 | 0 | 0 | 0 | 2.4937 | 0 | 0.32336 | 0 | 0 | 0 | 0.32336 | 0 | 0.044468 | 0 | 0 | 0 | 0.044468 | 0 | 2.8615 | 0 | 0 | 0 | 2.8615 | FALSE | 0% | 0% | 0% | 0% | 0% | 0% | FALSE | 0% | 0% | 0% | 0% | 0% | TRUE | 0% | 0% | 0% | 0% | 100% | 0% | 0% | 0% | N/A | N/A
| 318 | OTN Network Replacement | TRUE | Non-Labour | Communications (short life) | 100% | Replacement Expenditure | Digital Infrastructure | Repex | N/A | N/A | DI - Communications systems | DI - Compliance | N/A | No | 0% | Safety security & reliability | Communications (short life) (2018 onwards) | 72.06% | TRUE | 123 | 2 | 2 | 5 | 2 | FALSE | FALSE | TRUE | 3.2088 | 3.2088 | 0 | 0 | 0 | 6.4176 | 3.2088 | 3.2088 | 0 | 0 | 0 | 6.4176 | 0.44945 | 0.38297 | 0 | 0 | 0 | 0.83242 | 0.060322 | 0.054141 | 0 | 0 | 0 | 0.11446 | 3.7186 | 3.6459 | 0 | 0 | 0 | 7.3645 | 0% | 100% | 0% | 0% | 0% | 0 | 6.4176 | 0 | 0 | 0 | 6.4176 | 0 | 6.4176 | 0 | 0 | 0 | 6.4176 | 0 | 0.83242 | 0 | 0 | 0 | 0.83242 | 0 | 0.11446 | 0 | 0 | 0 | 0.11446 | 0 | 7.3645 | 0 | 0 | 0 | 7.3645 | FALSE | 0% | 0% | 0% | 0% | 0% | 0% | FALSE | 0% | 0% | 0% | 0% | 0% | TRUE | 0% | 0% | 0% | 0% | 100% | 0% | 0% | 0% | N/A | N/A
| 319 | Multiplexer Renewal program | TRUE | Labour | Communications (short life) | 100% | Replacement Expenditure | Digital Infrastructure | Repex | N/A | N/A | DI - Communications systems | DI - Safe and Reliable Network | N/A | No | 0% | Safety security & reliability | Communications (short life) (2018 onwards) | 33.68% | TRUE | 124 | 1 | 1 | 5 | 1 | FALSE | FALSE | TRUE | 0.53292 | 0.48447 | 0.24224 | 0.53292 | 0.55714 | 2.3497 | 0.53205 | 0.48739 | 0.24589 | 0.54541 | 0.5737 | 2.3844 | 0.074523 | 0.05817 | 0.031975 | 0.078152 | 0.070179 | 0.313 | 0.010002 | 0.0082235 | 0.0045129 | 0.011056 | 0.010272 | 0.044066 | 0.61658 | 0.55378 | 0.28238 | 0.63461 | 0.65415 | 2.7415 | 10% | 11% | 14% | 32% | 33% | 0.23497 | 0.25847 | 0.32896 | 0.7519 | 0.7754 | 2.3497 | 0.23844 | 0.26229 | 0.33382 | 0.76302 | 0.78686 | 2.3844 | 0.0313 | 0.03443 | 0.04382 | 0.10016 | 0.10329 | 0.313 | 0.0044066 | 0.0048473 | 0.0061692 | 0.014101 | 0.014542 | 0.044066 | 0.27415 | 0.30157 | 0.38381 | 0.87728 | 0.9047 | 2.7415 | FALSE | 0% | 0% | 0% | 0% | 0% | 0% | FALSE | 0% | 0% | 0% | 0% | 0% | TRUE | 0% | 0% | 0% | 0% | 100% | 0% | 0% | 0% | N/A | N/A
| 320 | Multiplexer Renewal program | TRUE | Non-Labour | Communications (short life) | 100% | Replacement Expenditure | Digital Infrastructure | Repex | N/A | N/A | DI - Communications systems | DI - Safe and Reliable Network | N/A | No | 0% | Safety security & reliability | Communications (short life) (2018 onwards) | 66.32% | TRUE | 124 | 2 | 2 | 5 | 2 | FALSE | FALSE | TRUE | 1.0494 | 0.95396 | 0.47698 | 1.0494 | 1.0971 | 4.6267 | 1.0494 | 0.95396 | 0.47698 | 1.0494 | 1.0971 | 4.6267 | 0.14698 | 0.11386 | 0.062027 | 0.15036 | 0.1342 | 0.60743 | 0.019727 | 0.016096 | 0.0087543 | 0.021271 | 0.019642 | 0.08549 | 1.2161 | 1.0839 | 0.54776 | 1.221 | 1.2509 | 5.3196 | 10% | 11% | 14% | 32% | 33% | 0.46267 | 0.50894 | 0.64774 | 1.4806 | 1.5268 | 4.6267 | 0.46267 | 0.50894 | 0.64774 | 1.4806 | 1.5268 | 4.6267 | 0.060743 | 0.066817 | 0.08504 | 0.19438 | 0.20045 | 0.60743 | 0.008549 | 0.009404 | 0.011969 | 0.027357 | 0.028212 | 0.08549 | 0.53196 | 0.58516 | 0.74475 | 1.7023 | 1.7555 | 5.3196 | FALSE | 0% | 0% | 0% | 0% | 0% | 0% | FALSE | 0% | 0% | 0% | 0% | 0% | TRUE | 0% | 0% | 0% | 0% | 100% | 0% | 0% | 0% | N/A | N/A
| 321 | Microwave Renewal Program | TRUE | Labour | Communications (short life) | 100% | Replacement Expenditure | Digital Infrastructure | Repex | N/A | N/A | DI - Communications systems | DI - Safe and Reliable Network | N/A | No | 0% | Safety security & reliability | Communications (short life) (2018 onwards) | 27.37% | TRUE | 125 | 1 | 1 | 5 | 1 | FALSE | FALSE | TRUE | 0.42616 | 0.38742 | 0.19371 | 0.42616 | 0.44553 | 1.879 | 0.42547 | 0.38975 | 0.19663 | 0.43615 | 0.45878 | 1.9068 | 0.059594 | 0.046517 | 0.02557 | 0.062496 | 0.056121 | 0.2503 | 0.0079984 | 0.0065761 | 0.0036089 | 0.0088411 | 0.0082142 | 0.035239 | 0.49306 | 0.44284 | 0.22581 | 0.50749 | 0.52311 | 2.1923 | 10% | 11% | 14% | 32% | 33% | 0.1879 | 0.20669 | 0.26306 | 0.60128 | 0.62007 | 1.879 | 0.19068 | 0.20975 | 0.26695 | 0.61017 | 0.62924 | 1.9068 | 0.02503 | 0.027533 | 0.035042 | 0.080095 | 0.082598 | 0.2503 | 0.0035239 | 0.0038762 | 0.0049334 | 0.011276 | 0.011629 | 0.035239 | 0.21923 | 0.24115 | 0.30692 | 0.70154 | 0.72346 | 2.1923 | FALSE | 0% | 0% | 0% | 0% | 0% | 0% | FALSE | 0% | 0% | 0% | 0% | 0% | TRUE | 0% | 0% | 0% | 0% | 100% | 0% | 0% | 0% | N/A | N/A
| 322 | Microwave Renewal Program | TRUE | Non-Labour | Communications (short life) | 100% | Replacement Expenditure | Digital Infrastructure | Repex | N/A | N/A | DI - Communications systems | DI - Safe and Reliable Network | N/A | No | 0% | Safety security & reliability | Communications (short life) (2018 onwards) | 72.63% | TRUE | 125 | 2 | 2 | 5 | 2 | FALSE | FALSE | TRUE | 1.1311 | 1.0282 | 0.51412 | 1.1311 | 1.1825 | 4.987 | 1.1311 | 1.0282 | 0.51412 | 1.1311 | 1.1825 | 4.987 | 0.15843 | 0.12272 | 0.066857 | 0.16207 | 0.14465 | 0.65473 | 0.021263 | 0.017349 | 0.0094361 | 0.022928 | 0.021172 | 0.092148 | 1.3108 | 1.1683 | 0.59042 | 1.3161 | 1.3483 | 5.7339 | 10% | 11% | 14% | 32% | 33% | 0.4987 | 0.54857 | 0.69818 | 1.5958 | 1.6457 | 4.987 | 0.4987 | 0.54857 | 0.69818 | 1.5958 | 1.6457 | 4.987 | 0.065473 | 0.07202 | 0.091662 | 0.20951 | 0.21606 | 0.65473 | 0.0092148 | 0.010136 | 0.012901 | 0.029487 | 0.030409 | 0.092148 | 0.57339 | 0.63073 | 0.80274 | 1.8348 | 1.8922 | 5.7339 | FALSE | 0% | 0% | 0% | 0% | 0% | 0% | FALSE | 0% | 0% | 0% | 0% | 0% | TRUE | 0% | 0% | 0% | 0% | 100% | 0% | 0% | 0% | N/A | N/A
| 323 | OPGW rollout | FALSE | Labour | Transmission Lines | 100% | Replacement Expenditure | Digital Infrastructure | Repex | N/A | N/A | DI - OPGW | DI - Safe and Reliable Network | N/A | No | 0% | Safety security & reliability | Transmission Lines (2018 onwards) | 0% | TRUE | 126 | 1 | 1 | 1 | 1 | FALSE | FALSE | TRUE | 0 | 0 | 0 | 0 | 0 | 0 | 0 | 0 | 0 | 0 | 0 | 0 | 0 | 0 | 0 | 0 | 0 | 0 | 0 | 0 | 0 | 0 | 0 | 0 | 0 | 0 | 0 | 0 | 0 | 0 | 0% | 0% | 0% | 0% | 0% | 0 | 0 | 0 | 0 | 0 | 0 | 0 | 0 | 0 | 0 | 0 | 0 | 0 | 0 | 0 | 0 | 0 | 0 | 0 | 0 | 0 | 0 | 0 | 0 | 0 | 0 | 0 | 0 | 0 | 0 | TRUE | 0% | 0% | 0% | 0% | 0% | 100% | FALSE | 0% | 0% | 0% | 0% | 0% | FALSE | 0% | 0% | 0% | 0% | 0% | 0% | 0% | 0% | N/A | N/A
| 324 | OPGW rollout | FALSE | Non-Labour | Transmission Lines | 100% | Replacement Expenditure | Digital Infrastructure | Repex | N/A | N/A | DI - OPGW | DI - Safe and Reliable Network | N/A | No | 0% | Safety security & reliability | Transmission Lines (2018 onwards) | 100% | TRUE | 126 | 2 | 2 | 1 | 2 | FALSE | FALSE | TRUE | 0 | 0 | 0 | 0 | 0 | 0 | 0 | 0 | 0 | 0 | 0 | 0 | 0 | 0 | 0 | 0 | 0 | 0 | 0 | 0 | 0 | 0 | 0 | 0 | 0 | 0 | 0 | 0 | 0 | 0 | 0% | 0% | 0% | 0% | 0% | 0 | 0 | 0 | 0 | 0 | 0 | 0 | 0 | 0 | 0 | 0 | 0 | 0 | 0 | 0 | 0 | 0 | 0 | 0 | 0 | 0 | 0 | 0 | 0 | 0 | 0 | 0 | 0 | 0 | 0 | TRUE | 0% | 0% | 0% | 0% | 0% | 100% | FALSE | 0% | 0% | 0% | 0% | 0% | FALSE | 0% | 0% | 0% | 0% | 0% | 0% | 0% | 0% | N/A | N/A
| 325 | DI - Capital spares | TRUE | Labour | Secondary Systems | 100% | Replacement Expenditure | Digital Infrastructure | Repex | N/A | N/A | DI - Protection systems | DI - Safe and Reliable Network | N/A | No | 0% | Safety security & reliability | Secondary Systems (2018-23) | 0% | TRUE | 127 | 1 | 1 | 4 | 1 | FALSE | FALSE | TRUE | 0 | 0 | 0 | 0 | 0 | 0 | 0 | 0 | 0 | 0 | 0 | 0 | 0 | 0 | 0 | 0 | 0 | 0 | 0 | 0 | 0 | 0 | 0 | 0 | 0 | 0 | 0 | 0 | 0 | 0 | 20% | 20% | 20% | 20% | 20% | 0 | 0 | 0 | 0 | 0 | 0 | 0 | 0 | 0 | 0 | 0 | 0 | 0 | 0 | 0 | 0 | 0 | 0 | 0 | 0 | 0 | 0 | 0 | 0 | 0 | 0 | 0 | 0 | 0 | 0 | FALSE | 0% | 0% | 0% | 0% | 0% | 0% | FALSE | 0% | 0% | 0% | 0% | 0% | TRUE | 100% | 0% | 0% | 0% | 0% | 0% | 0% | 0% | N/A | N/A
| 326 | DI - Capital spares | TRUE | Non-Labour | Secondary Systems | 100% | Replacement Expenditure | Digital Infrastructure | Repex | N/A | N/A | DI - Protection systems | DI - Safe and Reliable Network | N/A | No | 0% | Safety security & reliability | Secondary Systems (2018-23) | 100% | TRUE | 127 | 2 | 2 | 4 | 2 | FALSE | FALSE | TRUE | 0.42655 | 0.42655 | 0.42655 | 0.42655 | 0.42655 | 2.1328 | 0.42655 | 0.42655 | 0.42655 | 0.42655 | 0.42655 | 2.1328 | 0.059745 | 0.050909 | 0.055469 | 0.061121 | 0.052179 | 0.27942 | 0.0080187 | 0.007197 | 0.0078288 | 0.0086465 | 0.0076372 | 0.039328 | 0.49432 | 0.48466 | 0.48985 | 0.49632 | 0.48637 | 2.4515 | 20% | 20% | 20% | 20% | 20% | 0.42655 | 0.42655 | 0.42655 | 0.42655 | 0.42655 | 2.1328 | 0.42655 | 0.42655 | 0.42655 | 0.42655 | 0.42655 | 2.1328 | 0.055885 | 0.055885 | 0.055885 | 0.055885 | 0.055885 | 0.27942 | 0.0078656 | 0.0078656 | 0.0078656 | 0.0078656 | 0.0078656 | 0.039328 | 0.4903 | 0.4903 | 0.4903 | 0.4903 | 0.4903 | 2.4515 | FALSE | 0% | 0% | 0% | 0% | 0% | 0% | FALSE | 0% | 0% | 0% | 0% | 0% | TRUE | 100% | 0% | 0% | 0% | 0% | 0% | 0% | 0% | N/A | N/A
| 327 | Comms Alarm System Renewals | TRUE | Labour | Communications (short life) | 100% | Replacement Expenditure | Digital Infrastructure | Repex | N/A | N/A | DI - Communications systems | DI - Safe and Reliable Network | N/A | No | 0% | Safety security & reliability | Communications (short life) (2018 onwards) | 50.71% | TRUE | 128 | 1 | 1 | 5 | 1 | FALSE | FALSE | TRUE | 0.51693 | 0.46994 | 0.23497 | 0.51693 | 0.54043 | 2.2792 | 0.51609 | 0.47276 | 0.23851 | 0.52904 | 0.55649 | 2.3129 | 0.072287 | 0.056425 | 0.031016 | 0.075807 | 0.068074 | 0.30361 | 0.0097019 | 0.0079768 | 0.0043775 | 0.010724 | 0.0099637 | 0.042744 | 0.59808 | 0.53717 | 0.2739 | 0.61558 | 0.63453 | 2.6593 | 10% | 11% | 14% | 32% | 33% | 0.22792 | 0.25071 | 0.31909 | 0.72934 | 0.75214 | 2.2792 | 0.23129 | 0.25442 | 0.32381 | 0.74013 | 0.76326 | 2.3129 | 0.030361 | 0.033397 | 0.042505 | 0.097155 | 0.10019 | 0.30361 | 0.0042744 | 0.0047018 | 0.0059842 | 0.013678 | 0.014106 | 0.042744 | 0.26593 | 0.29252 | 0.3723 | 0.85096 | 0.87756 | 2.6593 | FALSE | 0% | 0% | 0% | 0% | 0% | 0% | FALSE | 0% | 0% | 0% | 0% | 0% | TRUE | 0% | 0% | 0% | 0% | 100% | 0% | 0% | 0% | N/A | N/A
| 328 | Comms Alarm System Renewals | TRUE | Non-Labour | Communications (short life) | 100% | Replacement Expenditure | Digital Infrastructure | Repex | N/A | N/A | DI - Communications systems | DI - Safe and Reliable Network | N/A | No | 0% | Safety security & reliability | Communications (short life) (2018 onwards) | 49.29% | TRUE | 128 | 2 | 2 | 5 | 2 | FALSE | FALSE | TRUE | 0.50244 | 0.45676 | 0.22838 | 0.50244 | 0.52528 | 2.2153 | 0.50244 | 0.45676 | 0.22838 | 0.50244 | 0.52528 | 2.2153 | 0.070375 | 0.054515 | 0.029699 | 0.071995 | 0.064255 | 0.29084 | 0.0094453 | 0.0077068 | 0.0041916 | 0.010185 | 0.0094048 | 0.040933 | 0.58226 | 0.51898 | 0.26227 | 0.58462 | 0.59894 | 2.5471 | 10% | 11% | 14% | 32% | 33% | 0.22153 | 0.24368 | 0.31014 | 0.7089 | 0.73105 | 2.2153 | 0.22153 | 0.24368 | 0.31014 | 0.7089 | 0.73105 | 2.2153 | 0.029084 | 0.031992 | 0.040717 | 0.093068 | 0.095977 | 0.29084 | 0.0040933 | 0.0045027 | 0.0057307 | 0.013099 | 0.013508 | 0.040933 | 0.25471 | 0.28018 | 0.35659 | 0.81506 | 0.84053 | 2.5471 | FALSE | 0% | 0% | 0% | 0% | 0% | 0% | FALSE | 0% | 0% | 0% | 0% | 0% | TRUE | 0% | 0% | 0% | 0% | 100% | 0% | 0% | 0% | N/A | N/A
| 329 | Operational Building Refurbs | TRUE | Labour | Business IT | 100% | Replacement Expenditure | Digital Infrastructure | Repex | N/A | N/A | DI - Network Buildings & Security | DI - Safe and Reliable Network | N/A | No | 0% | Safety security & reliability | Business IT (2018 onwards) | 2.378% | TRUE | 129 | 1 | 1 | 6 | 1 | FALSE | FALSE | TRUE | 0.061415 | 0.049132 | 0.024566 | 0.054045 | 0.056501 | 0.24566 | 0.061315 | 0.049427 | 0.024936 | 0.055311 | 0.058181 | 0.24917 | 0.0085882 | 0.0058992 | 0.0032427 | 0.0079256 | 0.0071171 | 0.032773 | 0.0011527 | 0.00083397 | 0.00045767 | 0.0011212 | 0.0010417 | 0.0046072 | 0.071056 | 0.05616 | 0.028637 | 0.064358 | 0.06634 | 0.28655 | 10% | 11% | 14% | 32% | 33% | 0.024566 | 0.027022 | 0.034392 | 0.078611 | 0.081067 | 0.24566 | 0.024917 | 0.027409 | 0.034884 | 0.079735 | 0.082226 | 0.24917 | 0.0032773 | 0.003605 | 0.0045882 | 0.010487 | 0.010815 | 0.032773 | 0.00046072 | 0.00050679 | 0.00064501 | 0.0014743 | 0.0015204 | 0.0046072 | 0.028655 | 0.031521 | 0.040117 | 0.091696 | 0.094562 | 0.28655 | FALSE | 0% | 0% | 0% | 0% | 0% | 0% | FALSE | 0% | 0% | 0% | 0% | 0% | TRUE | 0% | 0% | 0% | 100% | 0% | 0% | 0% | 0% | N/A | N/A
| 330 | Operational Building Refurbs | TRUE | Non-Labour | Business IT | 100% | Replacement Expenditure | Digital Infrastructure | Repex | N/A | N/A | DI - Network Buildings & Security | DI - Safe and Reliable Network | N/A | No | 0% | Safety security & reliability | Business IT (2018 onwards) | 97.62% | TRUE | 129 | 2 | 2 | 6 | 2 | FALSE | FALSE | TRUE | 2.5215 | 2.0172 | 1.0086 | 2.2189 | 2.3198 | 10.0859 | 2.5215 | 2.0172 | 1.0086 | 2.2189 | 2.3198 | 10.0859 | 0.35318 | 0.24075 | 0.13116 | 0.31795 | 0.28377 | 1.3268 | 0.047401 | 0.034035 | 0.018511 | 0.044979 | 0.041534 | 0.18646 | 2.9221 | 2.292 | 1.1583 | 2.5818 | 2.6451 | 11.5992 | 10% | 11% | 14% | 32% | 33% | 1.0086 | 1.1095 | 1.412 | 3.2275 | 3.3284 | 10.0859 | 1.0086 | 1.1095 | 1.412 | 3.2275 | 3.3284 | 10.0859 | 0.13268 | 0.14595 | 0.18575 | 0.42458 | 0.43785 | 1.3268 | 0.018646 | 0.020511 | 0.026104 | 0.059667 | 0.061532 | 0.18646 | 1.1599 | 1.2759 | 1.6239 | 3.7117 | 3.8277 | 11.5992 | FALSE | 0% | 0% | 0% | 0% | 0% | 0% | FALSE | 0% | 0% | 0% | 0% | 0% | TRUE | 0% | 0% | 0% | 100% | 0% | 0% | 0% | 0% | N/A | N/A
| 331 | Palisade Gate Renewals | TRUE | Labour | Business IT | 100% | Replacement Expenditure | Digital Infrastructure | Repex | N/A | N/A | DI - Network Buildings & Security | DI - Safe and Reliable Network | N/A | No | 0% | Safety security & reliability | Business IT (2018 onwards) | 12.22% | TRUE | 130 | 1 | 1 | 6 | 1 | FALSE | FALSE | TRUE | 0.48495 | 0.48495 | 0 | 0 | 0 | 0.96991 | 0.48417 | 0.48787 | 0 | 0 | 0 | 0.97204 | 0.067816 | 0.058228 | 0 | 0 | 0 | 0.12604 | 0.0091018 | 0.0082316 | 0 | 0 | 0 | 0.017333 | 0.56108 | 0.55433 | 0 | 0 | 0 | 1.1154 | 0% | 100% | 0% | 0% | 0% | 0 | 0.96991 | 0 | 0 | 0 | 0.96991 | 0 | 0.97204 | 0 | 0 | 0 | 0.97204 | 0 | 0.12604 | 0 | 0 | 0 | 0.12604 | 0 | 0.017333 | 0 | 0 | 0 | 0.017333 | 0 | 1.1154 | 0 | 0 | 0 | 1.1154 | FALSE | 0% | 0% | 0% | 0% | 0% | 0% | FALSE | 0% | 0% | 0% | 0% | 0% | TRUE | 0% | 0% | 0% | 100% | 0% | 0% | 0% | 0% | N/A | N/A
| 332 | Palisade Gate Renewals | TRUE | Non-Labour | Business IT | 100% | Replacement Expenditure | Digital Infrastructure | Repex | N/A | N/A | DI - Network Buildings & Security | DI - Safe and Reliable Network | N/A | No | 0% | Safety security & reliability | Business IT (2018 onwards) | 87.78% | TRUE | 130 | 2 | 2 | 6 | 2 | FALSE | FALSE | TRUE | 3.4836 | 3.4836 | 0 | 0 | 0 | 6.9672 | 3.4836 | 3.4836 | 0 | 0 | 0 | 6.9672 | 0.48793 | 0.41577 | 0 | 0 | 0 | 0.9037 | 0.065487 | 0.058777 | 0 | 0 | 0 | 0.12426 | 4.037 | 3.9581 | 0 | 0 | 0 | 7.9952 | 0% | 100% | 0% | 0% | 0% | 0 | 6.9672 | 0 | 0 | 0 | 6.9672 | 0 | 6.9672 | 0 | 0 | 0 | 6.9672 | 0 | 0.9037 | 0 | 0 | 0 | 0.9037 | 0 | 0.12426 | 0 | 0 | 0 | 0.12426 | 0 | 7.9952 | 0 | 0 | 0 | 7.9952 | FALSE | 0% | 0% | 0% | 0% | 0% | 0% | FALSE | 0% | 0% | 0% | 0% | 0% | TRUE | 0% | 0% | 0% | 100% | 0% | 0% | 0% | 0% | N/A | N/A
| 333 | Fire Systems Renewals | TRUE | Labour | Business IT | 100% | Replacement Expenditure | Digital Infrastructure | Repex | N/A | N/A | DI - Network Buildings & Security | DI - Safe and Reliable Network | N/A | No | 0% | Safety security & reliability | Business IT (2018 onwards) | 2.378% | TRUE | 131 | 1 | 1 | 6 | 1 | FALSE | FALSE | TRUE | 0.048518 | 0.048518 | 0 | 0 | 0 | 0.097035 | 0.048439 | 0.048809 | 0 | 0 | 0 | 0.097248 | 0.0067847 | 0.0058254 | 0 | 0 | 0 | 0.01261 | 0.00091059 | 0.00082354 | 0 | 0 | 0 | 0.0017341 | 0.056134 | 0.055458 | 0 | 0 | 0 | 0.11159 | 0% | 100% | 0% | 0% | 0% | 0 | 0.097035 | 0 | 0 | 0 | 0.097035 | 0 | 0.097248 | 0 | 0 | 0 | 0.097248 | 0 | 0.01261 | 0 | 0 | 0 | 0.01261 | 0 | 0.0017341 | 0 | 0 | 0 | 0.0017341 | 0 | 0.11159 | 0 | 0 | 0 | 0.11159 | FALSE | 0% | 0% | 0% | 0% | 0% | 0% | FALSE | 0% | 0% | 0% | 0% | 0% | TRUE | 0% | 0% | 0% | 100% | 0% | 0% | 0% | 0% | N/A | N/A
| 334 | Fire Systems Renewals | TRUE | Non-Labour | Business IT | 100% | Replacement Expenditure | Digital Infrastructure | Repex | N/A | N/A | DI - Network Buildings & Security | DI - Safe and Reliable Network | N/A | No | 0% | Safety security & reliability | Business IT (2018 onwards) | 97.62% | TRUE | 131 | 2 | 2 | 6 | 2 | FALSE | FALSE | TRUE | 1.992 | 1.992 | 0 | 0 | 0 | 3.9839 | 1.992 | 1.992 | 0 | 0 | 0 | 3.9839 | 0.27901 | 0.23774 | 0 | 0 | 0 | 0.51675 | 0.037447 | 0.03361 | 0 | 0 | 0 | 0.071056 | 2.3084 | 2.2633 | 0 | 0 | 0 | 4.5718 | 0% | 100% | 0% | 0% | 0% | 0 | 3.9839 | 0 | 0 | 0 | 3.9839 | 0 | 3.9839 | 0 | 0 | 0 | 3.9839 | 0 | 0.51675 | 0 | 0 | 0 | 0.51675 | 0 | 0.071056 | 0 | 0 | 0 | 0.071056 | 0 | 4.5718 | 0 | 0 | 0 | 4.5718 | FALSE | 0% | 0% | 0% | 0% | 0% | 0% | FALSE | 0% | 0% | 0% | 0% | 0% | TRUE | 0% | 0% | 0% | 100% | 0% | 0% | 0% | 0% | N/A | N/A
| 335 | Fire Systems (Mechanical) Renewal | FALSE | Labour | Business IT | 100% | Replacement Expenditure | Digital Infrastructure | Repex | N/A | N/A | DI - Network Buildings & Security | DI - Safe and Reliable Network | N/A | No | 0% | Safety security & reliability | Business IT (2018 onwards) | 0% | TRUE | 132 | 1 | 1 | 6 | 1 | FALSE | FALSE | TRUE | 0 | 0 | 0 | 0 | 0 | 0 | 0 | 0 | 0 | 0 | 0 | 0 | 0 | 0 | 0 | 0 | 0 | 0 | 0 | 0 | 0 | 0 | 0 | 0 | 0 | 0 | 0 | 0 | 0 | 0 | 0% | 0% | 0% | 0% | 0% | 0 | 0 | 0 | 0 | 0 | 0 | 0 | 0 | 0 | 0 | 0 | 0 | 0 | 0 | 0 | 0 | 0 | 0 | 0 | 0 | 0 | 0 | 0 | 0 | 0 | 0 | 0 | 0 | 0 | 0 | FALSE | 0% | 0% | 0% | 0% | 0% | 0% | FALSE | 0% | 0% | 0% | 0% | 0% | TRUE | 0% | 0% | 0% | 100% | 0% | 0% | 0% | 0% | N/A | N/A
| 336 | Fire Systems (Mechanical) Renewal | FALSE | Non-Labour | Business IT | 100% | Replacement Expenditure | Digital Infrastructure | Repex | N/A | N/A | DI - Network Buildings & Security | DI - Safe and Reliable Network | N/A | No | 0% | Safety security & reliability | Business IT (2018 onwards) | 100% | TRUE | 132 | 2 | 2 | 6 | 2 | FALSE | FALSE | TRUE | 0 | 0 | 0 | 0 | 0 | 0 | 0 | 0 | 0 | 0 | 0 | 0 | 0 | 0 | 0 | 0 | 0 | 0 | 0 | 0 | 0 | 0 | 0 | 0 | 0 | 0 | 0 | 0 | 0 | 0 | 0% | 0% | 0% | 0% | 0% | 0 | 0 | 0 | 0 | 0 | 0 | 0 | 0 | 0 | 0 | 0 | 0 | 0 | 0 | 0 | 0 | 0 | 0 | 0 | 0 | 0 | 0 | 0 | 0 | 0 | 0 | 0 | 0 | 0 | 0 | FALSE | 0% | 0% | 0% | 0% | 0% | 0% | FALSE | 0% | 0% | 0% | 0% | 0% | TRUE | 0% | 0% | 0% | 100% | 0% | 0% | 0% | 0% | N/A | N/A
| 337 | SCADA Duplicate Comms | FALSE | Labour | Communications (short life) | 100% | Replacement Expenditure | Digital Infrastructure | Repex | N/A | N/A | DI - Control systems | DI - Safe and Reliable Network | N/A | No | 0% | Safety security & reliability | Communications (short life) (2018 onwards) | 0% | TRUE | 133 | 1 | 1 | 5 | 1 | FALSE | FALSE | TRUE | 0 | 0 | 0 | 0 | 0 | 0 | 0 | 0 | 0 | 0 | 0 | 0 | 0 | 0 | 0 | 0 | 0 | 0 | 0 | 0 | 0 | 0 | 0 | 0 | 0 | 0 | 0 | 0 | 0 | 0 | 0% | 0% | 0% | 0% | 0% | 0 | 0 | 0 | 0 | 0 | 0 | 0 | 0 | 0 | 0 | 0 | 0 | 0 | 0 | 0 | 0 | 0 | 0 | 0 | 0 | 0 | 0 | 0 | 0 | 0 | 0 | 0 | 0 | 0 | 0 | FALSE | 0% | 0% | 0% | 0% | 0% | 0% | FALSE | 0% | 0% | 0% | 0% | 0% | TRUE | 0% | 0% | 0% | 0% | 100% | 0% | 0% | 0% | N/A | N/A
| 338 | SCADA Duplicate Comms | FALSE | Non-Labour | Communications (short life) | 100% | Replacement Expenditure | Digital Infrastructure | Repex | N/A | N/A | DI - Control systems | DI - Safe and Reliable Network | N/A | No | 0% | Safety security & reliability | Communications (short life) (2018 onwards) | 100% | TRUE | 133 | 2 | 2 | 5 | 2 | FALSE | FALSE | TRUE | 0 | 0 | 0 | 0 | 0 | 0 | 0 | 0 | 0 | 0 | 0 | 0 | 0 | 0 | 0 | 0 | 0 | 0 | 0 | 0 | 0 | 0 | 0 | 0 | 0 | 0 | 0 | 0 | 0 | 0 | 0% | 0% | 0% | 0% | 0% | 0 | 0 | 0 | 0 | 0 | 0 | 0 | 0 | 0 | 0 | 0 | 0 | 0 | 0 | 0 | 0 | 0 | 0 | 0 | 0 | 0 | 0 | 0 | 0 | 0 | 0 | 0 | 0 | 0 | 0 | FALSE | 0% | 0% | 0% | 0% | 0% | 0% | FALSE | 0% | 0% | 0% | 0% | 0% | TRUE | 0% | 0% | 0% | 0% | 100% | 0% | 0% | 0% | N/A | N/A
| 339 | AMC Enhancements | FALSE | Labour | Business IT | 100% | Replacement Expenditure | Digital Infrastructure | Repex | N/A | N/A | DI - SCADA | DI - Safe and Reliable Network | N/A | No | 0% | Safety security & reliability | Business IT (2018 onwards) | 0% | TRUE | 134 | 1 | 1 | 6 | 1 | FALSE | FALSE | TRUE | 0 | 0 | 0 | 0 | 0 | 0 | 0 | 0 | 0 | 0 | 0 | 0 | 0 | 0 | 0 | 0 | 0 | 0 | 0 | 0 | 0 | 0 | 0 | 0 | 0 | 0 | 0 | 0 | 0 | 0 | 0% | 0% | 0% | 0% | 0% | 0 | 0 | 0 | 0 | 0 | 0 | 0 | 0 | 0 | 0 | 0 | 0 | 0 | 0 | 0 | 0 | 0 | 0 | 0 | 0 | 0 | 0 | 0 | 0 | 0 | 0 | 0 | 0 | 0 | 0 | FALSE | 0% | 0% | 0% | 0% | 0% | 0% | FALSE | 0% | 0% | 0% | 0% | 0% | TRUE | 0% | 0% | 0% | 100% | 0% | 0% | 0% | 0% | N/A | N/A
| 340 | AMC Enhancements | FALSE | Non-Labour | Business IT | 100% | Replacement Expenditure | Digital Infrastructure | Repex | N/A | N/A | DI - SCADA | DI - Safe and Reliable Network | N/A | No | 0% | Safety security & reliability | Business IT (2018 onwards) | 100% | TRUE | 134 | 2 | 2 | 6 | 2 | FALSE | FALSE | TRUE | 0 | 0 | 0 | 0 | 0 | 0 | 0 | 0 | 0 | 0 | 0 | 0 | 0 | 0 | 0 | 0 | 0 | 0 | 0 | 0 | 0 | 0 | 0 | 0 | 0 | 0 | 0 | 0 | 0 | 0 | 0% | 0% | 0% | 0% | 0% | 0 | 0 | 0 | 0 | 0 | 0 | 0 | 0 | 0 | 0 | 0 | 0 | 0 | 0 | 0 | 0 | 0 | 0 | 0 | 0 | 0 | 0 | 0 | 0 | 0 | 0 | 0 | 0 | 0 | 0 | FALSE | 0% | 0% | 0% | 0% | 0% | 0% | FALSE | 0% | 0% | 0% | 0% | 0% | TRUE | 0% | 0% | 0% | 100% | 0% | 0% | 0% | 0% | N/A | N/A
| 341 | SCADA Hardware Renewal | FALSE | Labour | Secondary Systems | 100% | Replacement Expenditure | Digital Infrastructure | Repex | N/A | N/A | DI - SCADA | DI - Safe and Reliable Network | N/A | No | 0% | Safety security & reliability | Secondary Systems (2018-23) | 0% | TRUE | 135 | 1 | 1 | 4 | 1 | FALSE | FALSE | TRUE | 0 | 0 | 0 | 0 | 0 | 0 | 0 | 0 | 0 | 0 | 0 | 0 | 0 | 0 | 0 | 0 | 0 | 0 | 0 | 0 | 0 | 0 | 0 | 0 | 0 | 0 | 0 | 0 | 0 | 0 | 0% | 0% | 0% | 0% | 0% | 0 | 0 | 0 | 0 | 0 | 0 | 0 | 0 | 0 | 0 | 0 | 0 | 0 | 0 | 0 | 0 | 0 | 0 | 0 | 0 | 0 | 0 | 0 | 0 | 0 | 0 | 0 | 0 | 0 | 0 | FALSE | 0% | 0% | 0% | 0% | 0% | 0% | FALSE | 0% | 0% | 0% | 0% | 0% | TRUE | 0% | 100% | 0% | 0% | 0% | 0% | 0% | 0% | N/A | N/A
| 342 | SCADA Hardware Renewal | FALSE | Non-Labour | Secondary Systems | 100% | Replacement Expenditure | Digital Infrastructure | Repex | N/A | N/A | DI - SCADA | DI - Safe and Reliable Network | N/A | No | 0% | Safety security & reliability | Secondary Systems (2018-23) | 100% | TRUE | 135 | 2 | 2 | 4 | 2 | FALSE | FALSE | TRUE | 0 | 0 | 0 | 0 | 0 | 0 | 0 | 0 | 0 | 0 | 0 | 0 | 0 | 0 | 0 | 0 | 0 | 0 | 0 | 0 | 0 | 0 | 0 | 0 | 0 | 0 | 0 | 0 | 0 | 0 | 0% | 0% | 0% | 0% | 0% | 0 | 0 | 0 | 0 | 0 | 0 | 0 | 0 | 0 | 0 | 0 | 0 | 0 | 0 | 0 | 0 | 0 | 0 | 0 | 0 | 0 | 0 | 0 | 0 | 0 | 0 | 0 | 0 | 0 | 0 | FALSE | 0% | 0% | 0% | 0% | 0% | 0% | FALSE | 0% | 0% | 0% | 0% | 0% | TRUE | 0% | 100% | 0% | 0% | 0% | 0% | 0% | 0% | N/A | N/A
| 343 | FY24-28 SSZ Core Refresh | FALSE | Labour | Communications (short life) | 100% | Replacement Expenditure | Digital Infrastructure | Repex | N/A | N/A | DI - Communications systems | DI - Cyber/physical security | N/A | No | 0% | Safety security & reliability | Communications (short life) (2018 onwards) | 0% | TRUE | 136 | 1 | 1 | 5 | 1 | FALSE | FALSE | TRUE | 0 | 0 | 0 | 0 | 0 | 0 | 0 | 0 | 0 | 0 | 0 | 0 | 0 | 0 | 0 | 0 | 0 | 0 | 0 | 0 | 0 | 0 | 0 | 0 | 0 | 0 | 0 | 0 | 0 | 0 | 0% | 0% | 0% | 0% | 0% | 0 | 0 | 0 | 0 | 0 | 0 | 0 | 0 | 0 | 0 | 0 | 0 | 0 | 0 | 0 | 0 | 0 | 0 | 0 | 0 | 0 | 0 | 0 | 0 | 0 | 0 | 0 | 0 | 0 | 0 | FALSE | 0% | 0% | 0% | 0% | 0% | 0% | FALSE | 0% | 0% | 0% | 0% | 0% | TRUE | 0% | 0% | 0% | 0% | 100% | 0% | 0% | 0% | N/A | N/A
| 344 | FY24-28 SSZ Core Refresh | FALSE | Non-Labour | Communications (short life) | 100% | Replacement Expenditure | Digital Infrastructure | Repex | N/A | N/A | DI - Communications systems | DI - Cyber/physical security | N/A | No | 0% | Safety security & reliability | Communications (short life) (2018 onwards) | 100% | TRUE | 136 | 2 | 2 | 5 | 2 | FALSE | FALSE | TRUE | 0 | 0 | 0 | 0 | 0 | 0 | 0 | 0 | 0 | 0 | 0 | 0 | 0 | 0 | 0 | 0 | 0 | 0 | 0 | 0 | 0 | 0 | 0 | 0 | 0 | 0 | 0 | 0 | 0 | 0 | 0% | 0% | 0% | 0% | 0% | 0 | 0 | 0 | 0 | 0 | 0 | 0 | 0 | 0 | 0 | 0 | 0 | 0 | 0 | 0 | 0 | 0 | 0 | 0 | 0 | 0 | 0 | 0 | 0 | 0 | 0 | 0 | 0 | 0 | 0 | FALSE | 0% | 0% | 0% | 0% | 0% | 0% | FALSE | 0% | 0% | 0% | 0% | 0% | TRUE | 0% | 0% | 0% | 0% | 100% | 0% | 0% | 0% | N/A | N/A
| 345 | FY24-28 Critical Infrastructure Uplift OT Environment | TRUE | Labour | Communications (short life) | 100% | Replacement Expenditure | Digital Infrastructure | Repex | N/A | N/A | DI - SCADA | DI - Cyber/physical security | N/A | No | 0% | Safety security & reliability | Communications (short life) (2018 onwards) | 23.66% | TRUE | 137 | 1 | 1 | 5 | 1 | FALSE | FALSE | TRUE | 0.15214 | 0.56025 | 0.17618 | 0 | 0 | 0.88858 | 0.15189 | 0.56362 | 0.17884 | 0 | 0 | 0.89436 | 0.021275 | 0.067269 | 0.023256 | 0 | 0 | 0.1118 | 0.0028554 | 0.0095098 | 0.0032823 | 0 | 0 | 0.015648 | 0.17602 | 0.6404 | 0.20538 | 0 | 0 | 1.0218 | 0% | 0% | 100% | 0% | 0% | 0 | 0 | 0.88858 | 0 | 0 | 0.88858 | 0 | 0 | 0.89436 | 0 | 0 | 0.89436 | 0 | 0 | 0.1118 | 0 | 0 | 0.1118 | 0 | 0 | 0.015648 | 0 | 0 | 0.015648 | 0 | 0 | 1.0218 | 0 | 0 | 1.0218 | FALSE | 0% | 0% | 0% | 0% | 0% | 0% | FALSE | 0% | 0% | 0% | 0% | 0% | TRUE | 0% | 0% | 0% | 0% | 100% | 0% | 0% | 0% | N/A | N/A
| 346 | FY24-28 Critical Infrastructure Uplift OT Environment | TRUE | Non-Labour | Communications (short life) | 100% | Replacement Expenditure | Digital Infrastructure | Repex | N/A | N/A | DI - SCADA | DI - Cyber/physical security | N/A | No | 0% | Safety security & reliability | Communications (short life) (2018 onwards) | 76.34% | TRUE | 137 | 2 | 2 | 5 | 2 | FALSE | FALSE | TRUE | 0.49096 | 1.808 | 0.56856 | 0 | 0 | 2.8675 | 0.49096 | 1.808 | 0.56856 | 0 | 0 | 2.8675 | 0.068767 | 0.21578 | 0.073936 | 0 | 0 | 0.35849 | 0.0092295 | 0.030505 | 0.010435 | 0 | 0 | 0.05017 | 0.56896 | 2.0543 | 0.65293 | 0 | 0 | 3.2762 | 0% | 0% | 100% | 0% | 0% | 0 | 0 | 2.8675 | 0 | 0 | 2.8675 | 0 | 0 | 2.8675 | 0 | 0 | 2.8675 | 0 | 0 | 0.35849 | 0 | 0 | 0.35849 | 0 | 0 | 0.05017 | 0 | 0 | 0.05017 | 0 | 0 | 3.2762 | 0 | 0 | 3.2762 | FALSE | 0% | 0% | 0% | 0% | 0% | 0% | FALSE | 0% | 0% | 0% | 0% | 0% | TRUE | 0% | 0% | 0% | 0% | 100% | 0% | 0% | 0% | N/A | N/A
| 347 | Lismore 415V AC DIst. Replacement | FALSE | Labour | Business IT | 100% | Replacement Expenditure | Digital Infrastructure | Repex | N/A | N/A | DI - AC/DC & Auxiliary systems | DI - Safe and Reliable Network | N/A | Yes | 0% | Safety security & reliability | Business IT (2018 onwards) | 0% | TRUE | 138 | 1 | 1 | 6 | 1 | FALSE | FALSE | TRUE | 0 | 0 | 0 | 0 | 0 | 0 | 0 | 0 | 0 | 0 | 0 | 0 | 0 | 0 | 0 | 0 | 0 | 0 | 0 | 0 | 0 | 0 | 0 | 0 | 0 | 0 | 0 | 0 | 0 | 0 | 0% | 0% | 0% | 0% | 0% | 0 | 0 | 0 | 0 | 0 | 0 | 0 | 0 | 0 | 0 | 0 | 0 | 0 | 0 | 0 | 0 | 0 | 0 | 0 | 0 | 0 | 0 | 0 | 0 | 0 | 0 | 0 | 0 | 0 | 0 | FALSE | 0% | 0% | 0% | 0% | 0% | 0% | FALSE | 0% | 0% | 0% | 0% | 0% | TRUE | 0% | 0% | 0% | 0% | 0% | 0% | 100% | 0% | N/A | N/A
| 348 | Lismore 415V AC DIst. Replacement | FALSE | Non-Labour | Business IT | 100% | Replacement Expenditure | Digital Infrastructure | Repex | N/A | N/A | DI - AC/DC & Auxiliary systems | DI - Safe and Reliable Network | N/A | Yes | 0% | Safety security & reliability | Business IT (2018 onwards) | 100% | TRUE | 138 | 2 | 2 | 6 | 2 | FALSE | FALSE | TRUE | 0 | 0 | 0 | 0 | 0 | 0 | 0 | 0 | 0 | 0 | 0 | 0 | 0 | 0 | 0 | 0 | 0 | 0 | 0 | 0 | 0 | 0 | 0 | 0 | 0 | 0 | 0 | 0 | 0 | 0 | 0% | 0% | 0% | 0% | 0% | 0 | 0 | 0 | 0 | 0 | 0 | 0 | 0 | 0 | 0 | 0 | 0 | 0 | 0 | 0 | 0 | 0 | 0 | 0 | 0 | 0 | 0 | 0 | 0 | 0 | 0 | 0 | 0 | 0 | 0 | FALSE | 0% | 0% | 0% | 0% | 0% | 0% | FALSE | 0% | 0% | 0% | 0% | 0% | TRUE | 0% | 0% | 0% | 0% | 0% | 0% | 100% | 0% | N/A | N/A
| 349 | BKH SVC Server Upgrade | TRUE | Labour | Secondary Systems | 100% | Replacement Expenditure | Digital Infrastructure | Repex | N/A | N/A | DI - Control systems | DI - Safe and Reliable Network | N/A | No | 0% | Safety security & reliability | Secondary Systems (2018-23) | 13.39% | TRUE | 139 | 1 | 1 | 4 | 1 | FALSE | FALSE | TRUE | 0.058637 | 0.058637 | 0 | 0 | 0 | 0.11727 | 0.058542 | 0.058989 | 0 | 0 | 0 | 0.11753 | 0.0081997 | 0.0070404 | 0 | 0 | 0 | 0.01524 | 0.0011005 | 0.0009953 | 0 | 0 | 0 | 0.0020958 | 0.067842 | 0.067025 | 0 | 0 | 0 | 0.13487 | 0% | 100% | 0% | 0% | 0% | 0 | 0.11727 | 0 | 0 | 0 | 0.11727 | 0 | 0.11753 | 0 | 0 | 0 | 0.11753 | 0 | 0.01524 | 0 | 0 | 0 | 0.01524 | 0 | 0.0020958 | 0 | 0 | 0 | 0.0020958 | 0 | 0.13487 | 0 | 0 | 0 | 0.13487 | FALSE | 0% | 0% | 0% | 0% | 0% | 0% | FALSE | 0% | 0% | 0% | 0% | 0% | TRUE | 0% | 100% | 0% | 0% | 0% | 0% | 0% | 0% | N/A | N/A
| 350 | BKH SVC Server Upgrade | TRUE | Non-Labour | Secondary Systems | 100% | Replacement Expenditure | Digital Infrastructure | Repex | N/A | N/A | DI - Control systems | DI - Safe and Reliable Network | N/A | No | 0% | Safety security & reliability | Secondary Systems (2018-23) | 86.61% | TRUE | 139 | 2 | 2 | 4 | 2 | FALSE | FALSE | TRUE | 0.37928 | 0.37928 | 0 | 0 | 0 | 0.75856 | 0.37928 | 0.37928 | 0 | 0 | 0 | 0.75856 | 0.053124 | 0.045267 | 0 | 0 | 0 | 0.098391 | 0.00713 | 0.0063994 | 0 | 0 | 0 | 0.013529 | 0.43953 | 0.43095 | 0 | 0 | 0 | 0.87048 | 0% | 100% | 0% | 0% | 0% | 0 | 0.75856 | 0 | 0 | 0 | 0.75856 | 0 | 0.75856 | 0 | 0 | 0 | 0.75856 | 0 | 0.098391 | 0 | 0 | 0 | 0.098391 | 0 | 0.013529 | 0 | 0 | 0 | 0.013529 | 0 | 0.87048 | 0 | 0 | 0 | 0.87048 | FALSE | 0% | 0% | 0% | 0% | 0% | 0% | FALSE | 0% | 0% | 0% | 0% | 0% | TRUE | 0% | 100% | 0% | 0% | 0% | 0% | 0% | 0% | N/A | N/A
| 351 | Cable 41 (26F) Bridge Works | FALSE | Labour | Underground Cables | 100% | Replacement Expenditure | Transmission Lines | Repex | N/A | N/A | TL - Underground cables | TL - Safe and Reliable Network | N/A | Yes | 0% | Safety security & reliability | Underground Cables (2018 onwards) | 24.56% | TRUE | 140 | 1 | 1 | 2 | 1 | FALSE | FALSE | TRUE | 0 | 0 | 0 | 0 | 0 | 0 | 0 | 0 | 0 | 0 | 0 | 0 | 0 | 0 | 0 | 0 | 0 | 0 | 0 | 0 | 0 | 0 | 0 | 0 | 0 | 0 | 0 | 0 | 0 | 0 | 0% | 0% | 0% | 0% | 0% | 0 | 0 | 0 | 0 | 0 | 0 | 0 | 0 | 0 | 0 | 0 | 0 | 0 | 0 | 0 | 0 | 0 | 0 | 0 | 0 | 0 | 0 | 0 | 0 | 0 | 0 | 0 | 0 | 0 | 0 | TRUE | 0% | 0% | 0% | 0% | 100% | 0% | FALSE | 0% | 0% | 0% | 0% | 0% | FALSE | 0% | 0% | 0% | 0% | 0% | 0% | 0% | 0% | N/A | N/A
| 352 | Cable 41 (26F) Bridge Works | FALSE | Non-Labour | Underground Cables | 100% | Replacement Expenditure | Transmission Lines | Repex | N/A | N/A | TL - Underground cables | TL - Safe and Reliable Network | N/A | Yes | 0% | Safety security & reliability | Underground Cables (2018 onwards) | 75.44% | TRUE | 140 | 2 | 2 | 2 | 2 | FALSE | FALSE | TRUE | 0 | 0 | 0 | 0 | 0 | 0 | 0 | 0 | 0 | 0 | 0 | 0 | 0 | 0 | 0 | 0 | 0 | 0 | 0 | 0 | 0 | 0 | 0 | 0 | 0 | 0 | 0 | 0 | 0 | 0 | 0% | 0% | 0% | 0% | 0% | 0 | 0 | 0 | 0 | 0 | 0 | 0 | 0 | 0 | 0 | 0 | 0 | 0 | 0 | 0 | 0 | 0 | 0 | 0 | 0 | 0 | 0 | 0 | 0 | 0 | 0 | 0 | 0 | 0 | 0 | TRUE | 0% | 0% | 0% | 0% | 100% | 0% | FALSE | 0% | 0% | 0% | 0% | 0% | FALSE | 0% | 0% | 0% | 0% | 0% | 0% | 0% | 0% | N/A | N/A
| 353 | Line 23 - Vales Point Munmorah Refurb | TRUE | Labour | Transmission Lines | 100% | Replacement Expenditure | Transmission Lines | Repex | N/A | N/A | TL - Transmission towers | TL - Safe and Reliable Network | N/A | Yes | 0% | Safety security & reliability | Transmission Lines (2018 onwards) | 10.64% | TRUE | 141 | 1 | 1 | 1 | 1 | FALSE | FALSE | TRUE | 1.1175 | 0.058818 | 0 | 0 | 0 | 1.1763 | 1.1156 | 0.059172 | 0 | 0 | 0 | 1.1748 | 0.15627 | 0.0070622 | 0 | 0 | 0 | 0.16333 | 0.020973 | 0.00099839 | 0 | 0 | 0 | 0.021971 | 1.2929 | 0.067233 | 0 | 0 | 0 | 1.3601 | 0% | 100% | 0% | 0% | 0% | 0 | 1.1763 | 0 | 0 | 0 | 1.1763 | 0 | 1.1748 | 0 | 0 | 0 | 1.1748 | 0 | 0.16333 | 0 | 0 | 0 | 0.16333 | 0 | 0.021971 | 0 | 0 | 0 | 0.021971 | 0 | 1.3601 | 0 | 0 | 0 | 1.3601 | TRUE | 0% | 71.96% | 8.216% | 19.82% | 0% | 0% | FALSE | 0% | 0% | 0% | 0% | 0% | FALSE | 0% | 0% | 0% | 0% | 0% | 0% | 0% | 0% | N/A | N/A
| 354 | Line 23 - Vales Point Munmorah Refurb | TRUE | Non-Labour | Transmission Lines | 100% | Replacement Expenditure | Transmission Lines | Repex | N/A | N/A | TL - Transmission towers | TL - Safe and Reliable Network | N/A | Yes | 0% | Safety security & reliability | Transmission Lines (2018 onwards) | 89.36% | TRUE | 141 | 2 | 2 | 1 | 2 | FALSE | FALSE | TRUE | 9.3819 | 0.49382 | 0 | 0 | 0 | 9.8757 | 9.3819 | 0.49382 | 0 | 0 | 0 | 9.8757 | 1.3141 | 0.058938 | 0 | 0 | 0 | 1.373 | 0.17637 | 0.0083321 | 0 | 0 | 0 | 0.1847 | 10.8723 | 0.56109 | 0 | 0 | 0 | 11.4334 | 0% | 100% | 0% | 0% | 0% | 0 | 9.8757 | 0 | 0 | 0 | 9.8757 | 0 | 9.8757 | 0 | 0 | 0 | 9.8757 | 0 | 1.373 | 0 | 0 | 0 | 1.373 | 0 | 0.1847 | 0 | 0 | 0 | 0.1847 | 0 | 11.4334 | 0 | 0 | 0 | 11.4334 | TRUE | 0% | 71.96% | 8.216% | 19.82% | 0% | 0% | FALSE | 0% | 0% | 0% | 0% | 0% | FALSE | 0% | 0% | 0% | 0% | 0% | 0% | 0% | 0% | N/A | N/A
| 355 | Line 992 Refurbishment | TRUE | Labour | Transmission Lines | 100% | Replacement Expenditure | Transmission Lines | Repex | N/A | N/A | TL - Transmission poles | TL - Safe and Reliable Network | N/A | No | 0% | Safety security & reliability | Transmission Lines (2018 onwards) | 13.8% | TRUE | 142 | 1 | 1 | 1 | 1 | FALSE | FALSE | TRUE | 0 | 0.017791 | 0.7824 | 0 | 0 | 0.80019 | 0 | 0.017898 | 0.79419 | 0 | 0 | 0.81209 | 0 | 0.0021361 | 0.10328 | 0 | 0 | 0.10541 | 0 | 0.00030198 | 0.014576 | 0 | 0 | 0.014878 | 0 | 0.020336 | 0.91204 | 0 | 0 | 0.93238 | 0% | 0% | 100% | 0% | 0% | 0 | 0 | 0.80019 | 0 | 0 | 0.80019 | 0 | 0 | 0.81209 | 0 | 0 | 0.81209 | 0 | 0 | 0.10541 | 0 | 0 | 0.10541 | 0 | 0 | 0.014878 | 0 | 0 | 0.014878 | 0 | 0 | 0.93238 | 0 | 0 | 0.93238 | TRUE | 96.04% | 0% | 0.8577% | 3.1% | 0% | 0% | FALSE | 0% | 0% | 0% | 0% | 0% | FALSE | 0% | 0% | 0% | 0% | 0% | 0% | 0% | 0% | N/A | N/A
| 356 | Line 992 Refurbishment | TRUE | Non-Labour | Transmission Lines | 100% | Replacement Expenditure | Transmission Lines | Repex | N/A | N/A | TL - Transmission poles | TL - Safe and Reliable Network | N/A | No | 0% | Safety security & reliability | Transmission Lines (2018 onwards) | 86.2% | TRUE | 142 | 2 | 2 | 1 | 2 | FALSE | FALSE | TRUE | 0 | 0.11117 | 4.8889 | 0 | 0 | 5.0001 | 0 | 0.11117 | 4.8889 | 0 | 0 | 5.0001 | 0 | 0.013268 | 0.63576 | 0 | 0 | 0.64903 | 0 | 0.0018757 | 0.08973 | 0 | 0 | 0.091605 | 0 | 0.12631 | 5.6144 | 0 | 0 | 5.7407 | 0% | 0% | 100% | 0% | 0% | 0 | 0 | 5.0001 | 0 | 0 | 5.0001 | 0 | 0 | 5.0001 | 0 | 0 | 5.0001 | 0 | 0 | 0.64903 | 0 | 0 | 0.64903 | 0 | 0 | 0.091605 | 0 | 0 | 0.091605 | 0 | 0 | 5.7407 | 0 | 0 | 5.7407 | TRUE | 96.04% | 0% | 0.8577% | 3.1% | 0% | 0% | FALSE | 0% | 0% | 0% | 0% | 0% | FALSE | 0% | 0% | 0% | 0% | 0% | 0% | 0% | 0% | N/A | N/A
| 357 | Misc Plant Tools and Test Equip | TRUE | Labour | Substations | 100% | Replacement Expenditure | Substation | Repex | N/A | N/A | Substations - Site Establishment and supporting assets | Substations - Safe and Reliable Network | N/A | No | 0% | Safety security & reliability | Substations (2018 onwards) | 0% | TRUE | 143 | 1 | 1 | 3 | 1 | FALSE | FALSE | TRUE | 0 | 0 | 0 | 0 | 0 | 0 | 0 | 0 | 0 | 0 | 0 | 0 | 0 | 0 | 0 | 0 | 0 | 0 | 0 | 0 | 0 | 0 | 0 | 0 | 0 | 0 | 0 | 0 | 0 | 0 | 20% | 20% | 20% | 20% | 20% | 0 | 0 | 0 | 0 | 0 | 0 | 0 | 0 | 0 | 0 | 0 | 0 | 0 | 0 | 0 | 0 | 0 | 0 | 0 | 0 | 0 | 0 | 0 | 0 | 0 | 0 | 0 | 0 | 0 | 0 | FALSE | 0% | 0% | 0% | 0% | 0% | 0% | TRUE | 100% | 0% | 0% | 0% | 0% | FALSE | 0% | 0% | 0% | 0% | 0% | 0% | 0% | 0% | N/A | N/A
| 358 | Misc Plant Tools and Test Equip | TRUE | Non-Labour | Substations | 100% | Replacement Expenditure | Substation | Repex | N/A | N/A | Substations - Site Establishment and supporting assets | Substations - Safe and Reliable Network | N/A | No | 0% | Safety security & reliability | Substations (2018 onwards) | 100% | TRUE | 143 | 2 | 2 | 3 | 2 | FALSE | FALSE | TRUE | 5.542 | 2.2599 | 2.1307 | 1.2093 | 1.1977 | 12.3395 | 5.542 | 2.2599 | 2.1307 | 1.2093 | 1.1977 | 12.3395 | 0.77625 | 0.26972 | 0.27707 | 0.17328 | 0.14651 | 1.6428 | 0.10418 | 0.03813 | 0.039105 | 0.024513 | 0.021444 | 0.22738 | 6.4224 | 2.5677 | 2.4468 | 1.4071 | 1.3657 | 14.2097 | 20% | 20% | 20% | 20% | 20% | 2.4679 | 2.4679 | 2.4679 | 2.4679 | 2.4679 | 12.3395 | 2.4679 | 2.4679 | 2.4679 | 2.4679 | 2.4679 | 12.3395 | 0.32857 | 0.32857 | 0.32857 | 0.32857 | 0.32857 | 1.6428 | 0.045475 | 0.045475 | 0.045475 | 0.045475 | 0.045475 | 0.22738 | 2.8419 | 2.8419 | 2.8419 | 2.8419 | 2.8419 | 14.2097 | FALSE | 0% | 0% | 0% | 0% | 0% | 0% | TRUE | 100% | 0% | 0% | 0% | 0% | FALSE | 0% | 0% | 0% | 0% | 0% | 0% | 0% | 0% | N/A | N/A
| 359 | Increase capacity for generation in the Molong to Parkes area | TRUE | Labour | Transmission Lines | 100% | Augmentation Expenditure | Augmentations | Augex | Economic Benefits | N/A | N/A | N/A | N/A | No | 0% | Energy transition | Transmission Lines (2018 onwards) | 20% | TRUE | 144 | 1 | 1 | 1 | 1 | FALSE | FALSE | TRUE | 0.47775 | 0.83939 | 0 | 0 | 0 | 1.3171 | 0.47697 | 0.84444 | 0 | 0 | 0 | 1.3214 | 0.066808 | 0.10078 | 0 | 0 | 0 | 0.16759 | 0.0089665 | 0.014248 | 0 | 0 | 0 | 0.023214 | 0.55275 | 0.95947 | 0 | 0 | 0 | 1.5122 | 0% | 100% | 0% | 0% | 0% | 0 | 1.3171 | 0 | 0 | 0 | 1.3171 | 0 | 1.3214 | 0 | 0 | 0 | 1.3214 | 0 | 0.16759 | 0 | 0 | 0 | 0.16759 | 0 | 0.023214 | 0 | 0 | 0 | 0.023214 | 0 | 1.5122 | 0 | 0 | 0 | 1.5122 | TRUE | 0% | 0% | 0% | 0% | 0% | 0% | FALSE | 0% | 0% | 0% | 0% | 0% | FALSE | 0% | 0% | 0% | 0% | 0% | 0% | 0% | 0% | 1.3214 | 36
| 360 | Increase capacity for generation in the Molong to Parkes area | TRUE | Non-Labour | Transmission Lines | 100% | Augmentation Expenditure | Augmentations | Augex | Economic Benefits | N/A | N/A | N/A | N/A | No | 0% | Energy transition | Transmission Lines (2018 onwards) | 80% | TRUE | 144 | 2 | 2 | 1 | 2 | FALSE | FALSE | TRUE | 1.911 | 3.3575 | 0 | 0 | 0 | 5.2685 | 1.911 | 3.3575 | 0 | 0 | 0 | 5.2685 | 0.26766 | 0.40072 | 0 | 0 | 0 | 0.66839 | 0.035924 | 0.056651 | 0 | 0 | 0 | 0.092575 | 2.2146 | 3.8149 | 0 | 0 | 0 | 6.0295 | 0% | 100% | 0% | 0% | 0% | 0 | 5.2685 | 0 | 0 | 0 | 5.2685 | 0 | 5.2685 | 0 | 0 | 0 | 5.2685 | 0 | 0.66839 | 0 | 0 | 0 | 0.66839 | 0 | 0.092575 | 0 | 0 | 0 | 0.092575 | 0 | 6.0295 | 0 | 0 | 0 | 6.0295 | TRUE | 0% | 0% | 0% | 0% | 0% | 0% | FALSE | 0% | 0% | 0% | 0% | 0% | FALSE | 0% | 0% | 0% | 0% | 0% | 0% | 0% | 0% | 5.2685 | 13
| 361 | Increase capacity for generation in Wagga North area | TRUE | Labour | Transmission Lines | 60% | Augmentation Expenditure | Augmentations | Augex | Economic Benefits | N/A | N/A | N/A | N/A | No | 0% | Energy transition | Transmission Lines (2018 onwards) | 20% | TRUE | 145 | 1 | 1 | 1 | 1 | FALSE | FALSE | TRUE | 0.034292 | 1.2002 | 0 | 0 | 0 | 1.2345 | 0.034236 | 1.2074 | 0 | 0 | 0 | 1.2417 | 0.0047953 | 0.14411 | 0 | 0 | 0 | 0.1489 | 0.0006436 | 0.020372 | 0 | 0 | 0 | 0.021016 | 0.039675 | 1.3719 | 0 | 0 | 0 | 1.4116 | 0% | 100% | 0% | 0% | 0% | 0 | 1.2345 | 0 | 0 | 0 | 1.2345 | 0 | 1.2417 | 0 | 0 | 0 | 1.2417 | 0 | 0.1489 | 0 | 0 | 0 | 0.1489 | 0 | 0.021016 | 0 | 0 | 0 | 0.021016 | 0 | 1.4116 | 0 | 0 | 0 | 1.4116 | TRUE | 0% | 0% | 0% | 0% | 0% | 0% | FALSE | 0% | 0% | 0% | 0% | 0% | FALSE | 0% | 0% | 0% | 0% | 0% | 0% | 0% | 0% | 1.2417 | 37
| 362 | Increase capacity for generation in Wagga North area | TRUE | Labour | Substations | 15% | Augmentation Expenditure | Augmentations | Augex | Economic Benefits | N/A | N/A | N/A | N/A | No | 0% | Energy transition | Substations (2018 onwards) | 20% | TRUE | 145 | 1 | 2 | 3 | 1 | FALSE | FALSE | TRUE | 0.0085729 | 0.30005 | 0 | 0 | 0 | 0.30863 | 0.008559 | 0.30186 | 0 | 0 | 0 | 0.31042 | 0.0011988 | 0.036027 | 0 | 0 | 0 | 0.037226 | 0.0001609 | 0.0050931 | 0 | 0 | 0 | 0.005254 | 0.0099188 | 0.34298 | 0 | 0 | 0 | 0.3529 | 0% | 100% | 0% | 0% | 0% | 0 | 0.30863 | 0 | 0 | 0 | 0.30863 | 0 | 0.31042 | 0 | 0 | 0 | 0.31042 | 0 | 0.037226 | 0 | 0 | 0 | 0.037226 | 0 | 0.005254 | 0 | 0 | 0 | 0.005254 | 0 | 0.3529 | 0 | 0 | 0 | 0.3529 | FALSE | 0% | 0% | 0% | 0% | 0% | 0% | TRUE | 0% | 0% | 0% | 0% | 0% | FALSE | 0% | 0% | 0% | 0% | 0% | 0% | 0% | 0% | 0.31042 | 54
| 363 | Increase capacity for generation in Wagga North area | TRUE | Labour | Secondary Systems | 5% | Augmentation Expenditure | Augmentations | Augex | Economic Benefits | N/A | N/A | N/A | N/A | No | 0% | Energy transition | Secondary Systems (2018-23) | 20% | TRUE | 145 | 1 | 3 | 4 | 1 | FALSE | FALSE | TRUE | 0.0028576 | 0.10002 | 0 | 0 | 0 | 0.10288 | 0.002853 | 0.10062 | 0 | 0 | 0 | 0.10347 | 0.00039961 | 0.012009 | 0 | 0 | 0 | 0.012409 | 5.3633e-05 | 0.0016977 | 0 | 0 | 0 | 0.0017513 | 0.0033063 | 0.11433 | 0 | 0 | 0 | 0.11763 | 0% | 100% | 0% | 0% | 0% | 0 | 0.10288 | 0 | 0 | 0 | 0.10288 | 0 | 0.10347 | 0 | 0 | 0 | 0.10347 | 0 | 0.012409 | 0 | 0 | 0 | 0.012409 | 0 | 0.0017513 | 0 | 0 | 0 | 0.0017513 | 0 | 0.11763 | 0 | 0 | 0 | 0.11763 | FALSE | 0% | 0% | 0% | 0% | 0% | 0% | FALSE | 0% | 0% | 0% | 0% | 0% | TRUE | 0% | 0% | 0% | 0% | 0% | 0% | 0% | 0% | 0.10347 | 64
| 364 | Increase capacity for generation in Wagga North area | TRUE | Labour | Land and Easements | 20% | Augmentation Expenditure | Augmentations | Augex | Economic Benefits | N/A | N/A | N/A | N/A | No | 0% | Energy transition | Land and Easements | 20% | TRUE | 145 | 1 | 4 | 9 | 1 | FALSE | FALSE | TRUE | 0.011431 | 0.40007 | 0 | 0 | 0 | 0.4115 | 0.011412 | 0.40248 | 0 | 0 | 0 | 0.41389 | 0.0015984 | 0.048036 | 0 | 0 | 0 | 0.049634 | 0.00021453 | 0.0067908 | 0 | 0 | 0 | 0.0070054 | 0.013225 | 0.4573 | 0 | 0 | 0 | 0.47053 | 0% | 100% | 0% | 0% | 0% | 0 | 0.4115 | 0 | 0 | 0 | 0.4115 | 0 | 0.41389 | 0 | 0 | 0 | 0.41389 | 0 | 0.049634 | 0 | 0 | 0 | 0.049634 | 0 | 0.0070054 | 0 | 0 | 0 | 0.0070054 | 0 | 0.47053 | 0 | 0 | 0 | 0.47053 | FALSE | 0% | 0% | 0% | 0% | 0% | 0% | FALSE | 0% | 0% | 0% | 0% | 0% | FALSE | 0% | 0% | 0% | 0% | 0% | 0% | 0% | 0% | 0.41389 | 48
| 365 | Increase capacity for generation in Wagga North area | TRUE | Non-Labour | Transmission Lines | 60% | Augmentation Expenditure | Augmentations | Augex | Economic Benefits | N/A | N/A | N/A | N/A | No | 0% | Energy transition | Transmission Lines (2018 onwards) | 80% | TRUE | 145 | 2 | 5 | 1 | 2 | FALSE | FALSE | TRUE | 0.13717 | 4.8008 | 0 | 0 | 0 | 4.938 | 0.13717 | 4.8008 | 0 | 0 | 0 | 4.938 | 0.019212 | 0.57298 | 0 | 0 | 0 | 0.59219 | 0.0025786 | 0.081003 | 0 | 0 | 0 | 0.083581 | 0.15896 | 5.4548 | 0 | 0 | 0 | 5.6138 | 0% | 100% | 0% | 0% | 0% | 0 | 4.938 | 0 | 0 | 0 | 4.938 | 0 | 4.938 | 0 | 0 | 0 | 4.938 | 0 | 0.59219 | 0 | 0 | 0 | 0.59219 | 0 | 0.083581 | 0 | 0 | 0 | 0.083581 | 0 | 5.6138 | 0 | 0 | 0 | 5.6138 | TRUE | 0% | 0% | 0% | 0% | 0% | 0% | FALSE | 0% | 0% | 0% | 0% | 0% | FALSE | 0% | 0% | 0% | 0% | 0% | 0% | 0% | 0% | 4.938 | 14
| 366 | Increase capacity for generation in Wagga North area | TRUE | Non-Labour | Substations | 15% | Augmentation Expenditure | Augmentations | Augex | Economic Benefits | N/A | N/A | N/A | N/A | No | 0% | Energy transition | Substations (2018 onwards) | 80% | TRUE | 145 | 2 | 6 | 3 | 2 | FALSE | FALSE | TRUE | 0.034292 | 1.2002 | 0 | 0 | 0 | 1.2345 | 0.034292 | 1.2002 | 0 | 0 | 0 | 1.2345 | 0.0048031 | 0.14325 | 0 | 0 | 0 | 0.14805 | 0.00064464 | 0.020251 | 0 | 0 | 0 | 0.020895 | 0.039739 | 1.3637 | 0 | 0 | 0 | 1.4034 | 0% | 100% | 0% | 0% | 0% | 0 | 1.2345 | 0 | 0 | 0 | 1.2345 | 0 | 1.2345 | 0 | 0 | 0 | 1.2345 | 0 | 0.14805 | 0 | 0 | 0 | 0.14805 | 0 | 0.020895 | 0 | 0 | 0 | 0.020895 | 0 | 1.4034 | 0 | 0 | 0 | 1.4034 | FALSE | 0% | 0% | 0% | 0% | 0% | 0% | TRUE | 0% | 0% | 0% | 0% | 0% | FALSE | 0% | 0% | 0% | 0% | 0% | 0% | 0% | 0% | 1.2345 | 38
| 367 | Increase capacity for generation in Wagga North area | TRUE | Non-Labour | Secondary Systems | 5% | Augmentation Expenditure | Augmentations | Augex | Economic Benefits | N/A | N/A | N/A | N/A | No | 0% | Energy transition | Secondary Systems (2018-23) | 80% | TRUE | 145 | 2 | 7 | 4 | 2 | FALSE | FALSE | TRUE | 0.011431 | 0.40007 | 0 | 0 | 0 | 0.4115 | 0.011431 | 0.40007 | 0 | 0 | 0 | 0.4115 | 0.001601 | 0.047749 | 0 | 0 | 0 | 0.04935 | 0.00021488 | 0.0067502 | 0 | 0 | 0 | 0.0069651 | 0.013246 | 0.45457 | 0 | 0 | 0 | 0.46782 | 0% | 100% | 0% | 0% | 0% | 0 | 0.4115 | 0 | 0 | 0 | 0.4115 | 0 | 0.4115 | 0 | 0 | 0 | 0.4115 | 0 | 0.04935 | 0 | 0 | 0 | 0.04935 | 0 | 0.0069651 | 0 | 0 | 0 | 0.0069651 | 0 | 0.46782 | 0 | 0 | 0 | 0.46782 | FALSE | 0% | 0% | 0% | 0% | 0% | 0% | FALSE | 0% | 0% | 0% | 0% | 0% | TRUE | 0% | 0% | 0% | 0% | 0% | 0% | 0% | 0% | 0.4115 | 50
| 368 | Increase capacity for generation in Wagga North area | TRUE | Non-Labour | Land and Easements | 20% | Augmentation Expenditure | Augmentations | Augex | Economic Benefits | N/A | N/A | N/A | N/A | No | 0% | Energy transition | Land and Easements | 80% | TRUE | 145 | 2 | 8 | 9 | 2 | FALSE | FALSE | TRUE | 0.045722 | 1.6003 | 0 | 0 | 0 | 1.646 | 0.045722 | 1.6003 | 0 | 0 | 0 | 1.646 | 0.0064042 | 0.19099 | 0 | 0 | 0 | 0.1974 | 0.00085952 | 0.027001 | 0 | 0 | 0 | 0.02786 | 0.052986 | 1.8183 | 0 | 0 | 0 | 1.8713 | 0% | 100% | 0% | 0% | 0% | 0 | 1.646 | 0 | 0 | 0 | 1.646 | 0 | 1.646 | 0 | 0 | 0 | 1.646 | 0 | 0.1974 | 0 | 0 | 0 | 0.1974 | 0 | 0.02786 | 0 | 0 | 0 | 0.02786 | 0 | 1.8713 | 0 | 0 | 0 | 1.8713 | FALSE | 0% | 0% | 0% | 0% | 0% | 0% | FALSE | 0% | 0% | 0% | 0% | 0% | FALSE | 0% | 0% | 0% | 0% | 0% | 0% | 0% | 0% | 1.646 | 30
| 369 | Supply to Western Sydney Priority Growth area | TRUE | Labour | Transmission Lines | 15% | Augmentation Expenditure | Augex - Major Project | Augex | Augex - Major Project | N/A | N/A | N/A | N/A | Yes | 0% | Localised maximum demand growth | Transmission Lines (2018 onwards) | 12% | TRUE | 146 | 1 | 1 | 1 | 1 | FALSE | FALSE | TRUE | c-i-c | c-i-c | c-i-c | c-i-c | c-i-c | c-i-c | c-i-c | c-i-c | c-i-c | c-i-c | c-i-c | c-i-c | c-i-c | c-i-c | c-i-c | c-i-c | c-i-c | c-i-c | c-i-c | c-i-c | c-i-c | c-i-c | c-i-c | c-i-c | c-i-c | c-i-c | c-i-c | c-i-c | c-i-c | c-i-c | c-i-c | c-i-c | c-i-c | c-i-c | c-i-c | c-i-c | c-i-c | c-i-c | c-i-c | c-i-c | c-i-c | c-i-c | c-i-c | c-i-c | c-i-c | c-i-c | c-i-c | c-i-c | c-i-c | c-i-c | c-i-c | c-i-c | c-i-c | c-i-c | c-i-c | c-i-c | c-i-c | c-i-c | c-i-c | c-i-c | c-i-c | c-i-c | c-i-c | c-i-c | c-i-c | TRUE | 0% | 0% | 0% | 0% | 0% | 0% | FALSE | 0% | 0% | 0% | 0% | 0% | FALSE | 0% | 0% | 0% | 0% | 0% | 0% | 0% | 0% | c-i-c | c-i-c
| 370 | Supply to Western Sydney Priority Growth area | TRUE | Labour | Substations | 60% | Augmentation Expenditure | Augex - Major Project | Augex | Augex - Major Project | N/A | N/A | N/A | N/A | Yes | 0% | Localised maximum demand growth | Substations (2018 onwards) | 12% | TRUE | 146 | 1 | 2 | 3 | 1 | FALSE | FALSE | TRUE | c-i-c | c-i-c | c-i-c | c-i-c | c-i-c | c-i-c | c-i-c | c-i-c | c-i-c | c-i-c | c-i-c | c-i-c | c-i-c | c-i-c | c-i-c | c-i-c | c-i-c | c-i-c | c-i-c | c-i-c | c-i-c | c-i-c | c-i-c | c-i-c | c-i-c | c-i-c | c-i-c | c-i-c | c-i-c | c-i-c | c-i-c | c-i-c | c-i-c | c-i-c | c-i-c | c-i-c | c-i-c | c-i-c | c-i-c | c-i-c | c-i-c | c-i-c | c-i-c | c-i-c | c-i-c | c-i-c | c-i-c | c-i-c | c-i-c | c-i-c | c-i-c | c-i-c | c-i-c | c-i-c | c-i-c | c-i-c | c-i-c | c-i-c | c-i-c | c-i-c | c-i-c | c-i-c | c-i-c | c-i-c | c-i-c | FALSE | 0% | 0% | 0% | 0% | 0% | 0% | TRUE | 0% | 0% | 0% | 0% | 0% | FALSE | 0% | 0% | 0% | 0% | 0% | 0% | 0% | 0% | c-i-c | c-i-c
| 371 | Supply to Western Sydney Priority Growth area | TRUE | Labour | Secondary Systems | 5% | Augmentation Expenditure | Augex - Major Project | Augex | Augex - Major Project | N/A | N/A | N/A | N/A | Yes | 0% | Localised maximum demand growth | Secondary Systems (2018-23) | 12% | TRUE | 146 | 1 | 3 | 4 | 1 | FALSE | FALSE | TRUE | c-i-c | c-i-c | c-i-c | c-i-c | c-i-c | c-i-c | c-i-c | c-i-c | c-i-c | c-i-c | c-i-c | c-i-c | c-i-c | c-i-c | c-i-c | c-i-c | c-i-c | c-i-c | c-i-c | c-i-c | c-i-c | c-i-c | c-i-c | c-i-c | c-i-c | c-i-c | c-i-c | c-i-c | c-i-c | c-i-c | c-i-c | c-i-c | c-i-c | c-i-c | c-i-c | c-i-c | c-i-c | c-i-c | c-i-c | c-i-c | c-i-c | c-i-c | c-i-c | c-i-c | c-i-c | c-i-c | c-i-c | c-i-c | c-i-c | c-i-c | c-i-c | c-i-c | c-i-c | c-i-c | c-i-c | c-i-c | c-i-c | c-i-c | c-i-c | c-i-c | c-i-c | c-i-c | c-i-c | c-i-c | c-i-c | FALSE | 0% | 0% | 0% | 0% | 0% | 0% | FALSE | 0% | 0% | 0% | 0% | 0% | TRUE | 0% | 0% | 0% | 0% | 0% | 0% | 0% | 0% | c-i-c | c-i-c
| 372 | Supply to Western Sydney Priority Growth area | TRUE | Labour | Land and Easements | 20% | Augmentation Expenditure | Augex - Major Project | Augex | Augex - Major Project | N/A | N/A | N/A | N/A | Yes | 0% | Localised maximum demand growth | Land and Easements | 12% | TRUE | 146 | 1 | 4 | 9 | 1 | FALSE | FALSE | TRUE | c-i-c | c-i-c | c-i-c | c-i-c | c-i-c | c-i-c | c-i-c | c-i-c | c-i-c | c-i-c | c-i-c | c-i-c | c-i-c | c-i-c | c-i-c | c-i-c | c-i-c | c-i-c | c-i-c | c-i-c | c-i-c | c-i-c | c-i-c | c-i-c | c-i-c | c-i-c | c-i-c | c-i-c | c-i-c | c-i-c | c-i-c | c-i-c | c-i-c | c-i-c | c-i-c | c-i-c | c-i-c | c-i-c | c-i-c | c-i-c | c-i-c | c-i-c | c-i-c | c-i-c | c-i-c | c-i-c | c-i-c | c-i-c | c-i-c | c-i-c | c-i-c | c-i-c | c-i-c | c-i-c | c-i-c | c-i-c | c-i-c | c-i-c | c-i-c | c-i-c | c-i-c | c-i-c | c-i-c | c-i-c | c-i-c | FALSE | 0% | 0% | 0% | 0% | 0% | 0% | FALSE | 0% | 0% | 0% | 0% | 0% | FALSE | 0% | 0% | 0% | 0% | 0% | 0% | 0% | 0% | c-i-c | c-i-c
| 373 | Supply to Western Sydney Priority Growth area | TRUE | Non-Labour | Transmission Lines | 15% | Augmentation Expenditure | Augex - Major Project | Augex | Augex - Major Project | N/A | N/A | N/A | N/A | Yes | 0% | Localised maximum demand growth | Transmission Lines (2018 onwards) | 88% | TRUE | 146 | 2 | 5 | 1 | 2 | FALSE | FALSE | TRUE | c-i-c | c-i-c | c-i-c | c-i-c | c-i-c | c-i-c | c-i-c | c-i-c | c-i-c | c-i-c | c-i-c | c-i-c | c-i-c | c-i-c | c-i-c | c-i-c | c-i-c | c-i-c | c-i-c | c-i-c | c-i-c | c-i-c | c-i-c | c-i-c | c-i-c | c-i-c | c-i-c | c-i-c | c-i-c | c-i-c | c-i-c | c-i-c | c-i-c | c-i-c | c-i-c | c-i-c | c-i-c | c-i-c | c-i-c | c-i-c | c-i-c | c-i-c | c-i-c | c-i-c | c-i-c | c-i-c | c-i-c | c-i-c | c-i-c | c-i-c | c-i-c | c-i-c | c-i-c | c-i-c | c-i-c | c-i-c | c-i-c | c-i-c | c-i-c | c-i-c | c-i-c | c-i-c | c-i-c | c-i-c | c-i-c | TRUE | 0% | 0% | 0% | 0% | 0% | 0% | FALSE | 0% | 0% | 0% | 0% | 0% | FALSE | 0% | 0% | 0% | 0% | 0% | 0% | 0% | 0% | c-i-c | c-i-c
| 374 | Supply to Western Sydney Priority Growth area | TRUE | Non-Labour | Substations | 60% | Augmentation Expenditure | Augex - Major Project | Augex | Augex - Major Project | N/A | N/A | N/A | N/A | Yes | 0% | Localised maximum demand growth | Substations (2018 onwards) | 88% | TRUE | 146 | 2 | 6 | 3 | 2 | FALSE | FALSE | TRUE | c-i-c | c-i-c | c-i-c | c-i-c | c-i-c | c-i-c | c-i-c | c-i-c | c-i-c | c-i-c | c-i-c | c-i-c | c-i-c | c-i-c | c-i-c | c-i-c | c-i-c | c-i-c | c-i-c | c-i-c | c-i-c | c-i-c | c-i-c | c-i-c | c-i-c | c-i-c | c-i-c | c-i-c | c-i-c | c-i-c | c-i-c | c-i-c | c-i-c | c-i-c | c-i-c | c-i-c | c-i-c | c-i-c | c-i-c | c-i-c | c-i-c | c-i-c | c-i-c | c-i-c | c-i-c | c-i-c | c-i-c | c-i-c | c-i-c | c-i-c | c-i-c | c-i-c | c-i-c | c-i-c | c-i-c | c-i-c | c-i-c | c-i-c | c-i-c | c-i-c | c-i-c | c-i-c | c-i-c | c-i-c | c-i-c | FALSE | 0% | 0% | 0% | 0% | 0% | 0% | TRUE | 0% | 0% | 0% | 0% | 0% | FALSE | 0% | 0% | 0% | 0% | 0% | 0% | 0% | 0% | c-i-c | c-i-c
| 375 | Supply to Western Sydney Priority Growth area | TRUE | Non-Labour | Secondary Systems | 5% | Augmentation Expenditure | Augex - Major Project | Augex | Augex - Major Project | N/A | N/A | N/A | N/A | Yes | 0% | Localised maximum demand growth | Secondary Systems (2018-23) | 88% | TRUE | 146 | 2 | 7 | 4 | 2 | FALSE | FALSE | TRUE | c-i-c | c-i-c | c-i-c | c-i-c | c-i-c | c-i-c | c-i-c | c-i-c | c-i-c | c-i-c | c-i-c | c-i-c | c-i-c | c-i-c | c-i-c | c-i-c | c-i-c | c-i-c | c-i-c | c-i-c | c-i-c | c-i-c | c-i-c | c-i-c | c-i-c | c-i-c | c-i-c | c-i-c | c-i-c | c-i-c | c-i-c | c-i-c | c-i-c | c-i-c | c-i-c | c-i-c | c-i-c | c-i-c | c-i-c | c-i-c | c-i-c | c-i-c | c-i-c | c-i-c | c-i-c | c-i-c | c-i-c | c-i-c | c-i-c | c-i-c | c-i-c | c-i-c | c-i-c | c-i-c | c-i-c | c-i-c | c-i-c | c-i-c | c-i-c | c-i-c | c-i-c | c-i-c | c-i-c | c-i-c | c-i-c | FALSE | 0% | 0% | 0% | 0% | 0% | 0% | FALSE | 0% | 0% | 0% | 0% | 0% | TRUE | 0% | 0% | 0% | 0% | 0% | 0% | 0% | 0% | c-i-c | c-i-c
| 376 | Supply to Western Sydney Priority Growth area | TRUE | Non-Labour | Land and Easements | 20% | Augmentation Expenditure | Augex - Major Project | Augex | Augex - Major Project | N/A | N/A | N/A | N/A | Yes | 0% | Localised maximum demand growth | Land and Easements | 88% | TRUE | 146 | 2 | 8 | 9 | 2 | FALSE | FALSE | TRUE | c-i-c | c-i-c | c-i-c | c-i-c | c-i-c | c-i-c | c-i-c | c-i-c | c-i-c | c-i-c | c-i-c | c-i-c | c-i-c | c-i-c | c-i-c | c-i-c | c-i-c | c-i-c | c-i-c | c-i-c | c-i-c | c-i-c | c-i-c | c-i-c | c-i-c | c-i-c | c-i-c | c-i-c | c-i-c | c-i-c | c-i-c | c-i-c | c-i-c | c-i-c | c-i-c | c-i-c | c-i-c | c-i-c | c-i-c | c-i-c | c-i-c | c-i-c | c-i-c | c-i-c | c-i-c | c-i-c | c-i-c | c-i-c | c-i-c | c-i-c | c-i-c | c-i-c | c-i-c | c-i-c | c-i-c | c-i-c | c-i-c | c-i-c | c-i-c | c-i-c | c-i-c | c-i-c | c-i-c | c-i-c | c-i-c | FALSE | 0% | 0% | 0% | 0% | 0% | 0% | FALSE | 0% | 0% | 0% | 0% | 0% | FALSE | 0% | 0% | 0% | 0% | 0% | 0% | 0% | 0% | c-i-c | c-i-c
| 377 | Increase capacity of 132 kV busbars at Wagga Substation | TRUE | Labour | Substations | 100% | Augmentation Expenditure | Augmentations | Augex | Economic Benefits | N/A | N/A | N/A | N/A | No | 0% | Energy transition | Substations (2018 onwards) | 35% | TRUE | 147 | 1 | 1 | 3 | 1 | FALSE | FALSE | TRUE | 0.15038 | 0.72185 | 0.87223 | 0.060154 | 0 | 1.8046 | 0.15014 | 0.72619 | 0.88538 | 0.061563 | 0 | 1.8233 | 0.02103 | 0.086671 | 0.11514 | 0.0088215 | 0 | 0.23166 | 0.0028225 | 0.012253 | 0.01625 | 0.0012479 | 0 | 0.032573 | 0.17399 | 0.82511 | 1.0168 | 0.071633 | 0 | 2.0875 | 0% | 0% | 80% | 20% | 0% | 0 | 0 | 1.4437 | 0.36092 | 0 | 1.8046 | 0 | 0 | 1.4586 | 0.36465 | 0 | 1.8233 | 0 | 0 | 0.18533 | 0.046331 | 0 | 0.23166 | 0 | 0 | 0.026058 | 0.0065146 | 0 | 0.032573 | 0 | 0 | 1.67 | 0.4175 | 0 | 2.0875 | FALSE | 0% | 0% | 0% | 0% | 0% | 0% | TRUE | 0% | 0% | 0% | 0% | 0% | FALSE | 0% | 0% | 0% | 0% | 0% | 0% | 0% | 0% | 1.8233 | 23
| 378 | Increase capacity of 132 kV busbars at Wagga Substation | TRUE | Non-Labour | Substations | 100% | Augmentation Expenditure | Augmentations | Augex | Economic Benefits | N/A | N/A | N/A | N/A | No | 0% | Energy transition | Substations (2018 onwards) | 65% | TRUE | 147 | 2 | 2 | 3 | 2 | FALSE | FALSE | TRUE | 0.27929 | 1.3406 | 1.6199 | 0.11171 | 0 | 3.3514 | 0.27929 | 1.3406 | 1.6199 | 0.11171 | 0 | 3.3514 | 0.039118 | 0.16 | 0.21065 | 0.016008 | 0 | 0.42577 | 0.0052502 | 0.022619 | 0.02973 | 0.0022645 | 0 | 0.059864 | 0.32365 | 1.5232 | 1.8602 | 0.12999 | 0 | 3.8371 | 0% | 0% | 80% | 20% | 0% | 0 | 0 | 2.6811 | 0.67028 | 0 | 3.3514 | 0 | 0 | 2.6811 | 0.67028 | 0 | 3.3514 | 0 | 0 | 0.34062 | 0.085154 | 0 | 0.42577 | 0 | 0 | 0.047891 | 0.011973 | 0 | 0.059864 | 0 | 0 | 3.0696 | 0.76741 | 0 | 3.8371 | FALSE | 0% | 0% | 0% | 0% | 0% | 0% | TRUE | 0% | 0% | 0% | 0% | 0% | FALSE | 0% | 0% | 0% | 0% | 0% | 0% | 0% | 0% | 3.3514 | 17
| 379 | Supply to Sydney West Area | TRUE | Labour | Substations | 95% | Augmentation Expenditure | Augmentations | Augex | Demand | N/A | N/A | N/A | N/A | No | 0% | Localised maximum demand growth | Substations (2018 onwards) | 12% | TRUE | 148 | 1 | 1 | 3 | 1 | FALSE | FALSE | TRUE | 1.9306 | 0.056122 | 0 | 0 | 0 | 1.9867 | 1.9275 | 0.05646 | 0 | 0 | 0 | 1.9839 | 0.26998 | 0.0067385 | 0 | 0 | 0 | 0.27671 | 0.036234 | 0.00095263 | 0 | 0 | 0 | 0.037187 | 2.2337 | 0.064151 | 0 | 0 | 0 | 2.2978 | 0% | 100% | 0% | 0% | 0% | 0 | 1.9867 | 0 | 0 | 0 | 1.9867 | 0 | 1.9839 | 0 | 0 | 0 | 1.9839 | 0 | 0.27671 | 0 | 0 | 0 | 0.27671 | 0 | 0.037187 | 0 | 0 | 0 | 0.037187 | 0 | 2.2978 | 0 | 0 | 0 | 2.2978 | FALSE | 0% | 0% | 0% | 0% | 0% | 0% | TRUE | 0% | 0% | 0% | 0% | 0% | FALSE | 0% | 0% | 0% | 0% | 0% | 0% | 0% | 0% | 1.9839 | 22
| 380 | Supply to Sydney West Area | TRUE | Labour | Secondary Systems | 5% | Augmentation Expenditure | Augmentations | Augex | Demand | N/A | N/A | N/A | N/A | No | 0% | Localised maximum demand growth | Secondary Systems (2018-23) | 12% | TRUE | 148 | 1 | 2 | 4 | 1 | FALSE | FALSE | TRUE | 0.10161 | 0.0029538 | 0 | 0 | 0 | 0.10456 | 0.10145 | 0.0029716 | 0 | 0 | 0 | 0.10442 | 0.014209 | 0.00035466 | 0 | 0 | 0 | 0.014564 | 0.0019071 | 5.0138e-05 | 0 | 0 | 0 | 0.0019572 | 0.11756 | 0.0033764 | 0 | 0 | 0 | 0.12094 | 0% | 100% | 0% | 0% | 0% | 0 | 0.10456 | 0 | 0 | 0 | 0.10456 | 0 | 0.10442 | 0 | 0 | 0 | 0.10442 | 0 | 0.014564 | 0 | 0 | 0 | 0.014564 | 0 | 0.0019572 | 0 | 0 | 0 | 0.0019572 | 0 | 0.12094 | 0 | 0 | 0 | 0.12094 | FALSE | 0% | 0% | 0% | 0% | 0% | 0% | FALSE | 0% | 0% | 0% | 0% | 0% | TRUE | 0% | 0% | 0% | 0% | 0% | 0% | 0% | 0% | 0.10442 | 63
| 381 | Supply to Sydney West Area | TRUE | Non-Labour | Substations | 95% | Augmentation Expenditure | Augmentations | Augex | Demand | N/A | N/A | N/A | N/A | No | 0% | Localised maximum demand growth | Substations (2018 onwards) | 88% | TRUE | 148 | 2 | 3 | 3 | 2 | FALSE | FALSE | TRUE | 14.1578 | 0.41156 | 0 | 0 | 0 | 14.5694 | 14.1578 | 0.41156 | 0 | 0 | 0 | 14.5694 | 1.983 | 0.04912 | 0 | 0 | 0 | 2.0322 | 0.26615 | 0.0069442 | 0 | 0 | 0 | 0.27309 | 16.407 | 0.46763 | 0 | 0 | 0 | 16.8746 | 0% | 100% | 0% | 0% | 0% | 0 | 14.5694 | 0 | 0 | 0 | 14.5694 | 0 | 14.5694 | 0 | 0 | 0 | 14.5694 | 0 | 2.0322 | 0 | 0 | 0 | 2.0322 | 0 | 0.27309 | 0 | 0 | 0 | 0.27309 | 0 | 16.8746 | 0 | 0 | 0 | 16.8746 | FALSE | 0% | 0% | 0% | 0% | 0% | 0% | TRUE | 0% | 0% | 0% | 0% | 0% | FALSE | 0% | 0% | 0% | 0% | 0% | 0% | 0% | 0% | 14.5694 | 6
| 382 | Supply to Sydney West Area | TRUE | Non-Labour | Secondary Systems | 5% | Augmentation Expenditure | Augmentations | Augex | Demand | N/A | N/A | N/A | N/A | No | 0% | Localised maximum demand growth | Secondary Systems (2018-23) | 88% | TRUE | 148 | 2 | 4 | 4 | 2 | FALSE | FALSE | TRUE | 0.74515 | 0.021661 | 0 | 0 | 0 | 0.76681 | 0.74515 | 0.021661 | 0 | 0 | 0 | 0.76681 | 0.10437 | 0.0025853 | 0 | 0 | 0 | 0.10696 | 0.014008 | 0.00036548 | 0 | 0 | 0 | 0.014373 | 0.86353 | 0.024612 | 0 | 0 | 0 | 0.88814 | 0% | 100% | 0% | 0% | 0% | 0 | 0.76681 | 0 | 0 | 0 | 0.76681 | 0 | 0.76681 | 0 | 0 | 0 | 0.76681 | 0 | 0.10696 | 0 | 0 | 0 | 0.10696 | 0 | 0.014373 | 0 | 0 | 0 | 0.014373 | 0 | 0.88814 | 0 | 0 | 0 | 0.88814 | FALSE | 0% | 0% | 0% | 0% | 0% | 0% | FALSE | 0% | 0% | 0% | 0% | 0% | TRUE | 0% | 0% | 0% | 0% | 0% | 0% | 0% | 0% | 0.76681 | 42
| 383 | Maintain quality of supply in ACT | FALSE | Labour | Substations | 95% | Augmentation Expenditure | Augmentations | Augex | Compliance | N/A | N/A | N/A | N/A | No | 0% | Safety security & reliability | Substations (2018 onwards) | 16% | TRUE | 149 | 1 | 1 | 3 | 1 | FALSE | FALSE | TRUE | 0 | 0 | 0 | 0 | 0 | 0 | 0 | 0 | 0 | 0 | 0 | 0 | 0 | 0 | 0 | 0 | 0 | 0 | 0 | 0 | 0 | 0 | 0 | 0 | 0 | 0 | 0 | 0 | 0 | 0 | 0% | 0% | 0% | 100% | 0% | 0 | 0 | 0 | 0 | 0 | 0 | 0 | 0 | 0 | 0 | 0 | 0 | 0 | 0 | 0 | 0 | 0 | 0 | 0 | 0 | 0 | 0 | 0 | 0 | 0 | 0 | 0 | 0 | 0 | 0 | FALSE | 0% | 0% | 0% | 0% | 0% | 0% | TRUE | 0% | 0% | 0% | 0% | 0% | FALSE | 0% | 0% | 0% | 0% | 0% | 0% | 0% | 0% | 0 | 71
| 384 | Maintain quality of supply in ACT | FALSE | Labour | Secondary Systems | 5% | Augmentation Expenditure | Augmentations | Augex | Compliance | N/A | N/A | N/A | N/A | No | 0% | Safety security & reliability | Secondary Systems (2018-23) | 16% | TRUE | 149 | 1 | 2 | 4 | 1 | FALSE | FALSE | TRUE | 0 | 0 | 0 | 0 | 0 | 0 | 0 | 0 | 0 | 0 | 0 | 0 | 0 | 0 | 0 | 0 | 0 | 0 | 0 | 0 | 0 | 0 | 0 | 0 | 0 | 0 | 0 | 0 | 0 | 0 | 0% | 0% | 0% | 100% | 0% | 0 | 0 | 0 | 0 | 0 | 0 | 0 | 0 | 0 | 0 | 0 | 0 | 0 | 0 | 0 | 0 | 0 | 0 | 0 | 0 | 0 | 0 | 0 | 0 | 0 | 0 | 0 | 0 | 0 | 0 | FALSE | 0% | 0% | 0% | 0% | 0% | 0% | FALSE | 0% | 0% | 0% | 0% | 0% | TRUE | 0% | 0% | 0% | 0% | 0% | 0% | 0% | 0% | 0 | 72
| 385 | Maintain quality of supply in ACT | FALSE | Non-Labour | Substations | 95% | Augmentation Expenditure | Augmentations | Augex | Compliance | N/A | N/A | N/A | N/A | No | 0% | Safety security & reliability | Substations (2018 onwards) | 84% | TRUE | 149 | 2 | 3 | 3 | 2 | FALSE | FALSE | TRUE | 0 | 0 | 0 | 0 | 0 | 0 | 0 | 0 | 0 | 0 | 0 | 0 | 0 | 0 | 0 | 0 | 0 | 0 | 0 | 0 | 0 | 0 | 0 | 0 | 0 | 0 | 0 | 0 | 0 | 0 | 0% | 0% | 0% | 100% | 0% | 0 | 0 | 0 | 0 | 0 | 0 | 0 | 0 | 0 | 0 | 0 | 0 | 0 | 0 | 0 | 0 | 0 | 0 | 0 | 0 | 0 | 0 | 0 | 0 | 0 | 0 | 0 | 0 | 0 | 0 | FALSE | 0% | 0% | 0% | 0% | 0% | 0% | TRUE | 0% | 0% | 0% | 0% | 0% | FALSE | 0% | 0% | 0% | 0% | 0% | 0% | 0% | 0% | 0 | 73
| 386 | Maintain quality of supply in ACT | FALSE | Non-Labour | Secondary Systems | 5% | Augmentation Expenditure | Augmentations | Augex | Compliance | N/A | N/A | N/A | N/A | No | 0% | Safety security & reliability | Secondary Systems (2018-23) | 84% | TRUE | 149 | 2 | 4 | 4 | 2 | FALSE | FALSE | TRUE | 0 | 0 | 0 | 0 | 0 | 0 | 0 | 0 | 0 | 0 | 0 | 0 | 0 | 0 | 0 | 0 | 0 | 0 | 0 | 0 | 0 | 0 | 0 | 0 | 0 | 0 | 0 | 0 | 0 | 0 | 0% | 0% | 0% | 100% | 0% | 0 | 0 | 0 | 0 | 0 | 0 | 0 | 0 | 0 | 0 | 0 | 0 | 0 | 0 | 0 | 0 | 0 | 0 | 0 | 0 | 0 | 0 | 0 | 0 | 0 | 0 | 0 | 0 | 0 | 0 | FALSE | 0% | 0% | 0% | 0% | 0% | 0% | FALSE | 0% | 0% | 0% | 0% | 0% | TRUE | 0% | 0% | 0% | 0% | 0% | 0% | 0% | 0% | 0 | 74
| 387 | Improve voltage control in Southern NSW area | TRUE | Labour | Substations | 95% | Augmentation Expenditure | Augmentations | Augex | Compliance | N/A | N/A | N/A | N/A | No | 0% | Energy transition | Substations (2018 onwards) | 10% | TRUE | 150 | 1 | 1 | 3 | 1 | FALSE | FALSE | TRUE | 0.083239 | 0.18892 | 1.7003 | 0.01777 | 0 | 1.9903 | 0.083104 | 0.19006 | 1.726 | 0.018187 | 0 | 2.0173 | 0.01164 | 0.022684 | 0.22444 | 0.002606 | 0 | 0.26137 | 0.0015623 | 0.0032068 | 0.031677 | 0.00036866 | 0 | 0.036815 | 0.096307 | 0.21595 | 1.9821 | 0.021161 | 0 | 2.3155 | 0% | 0% | 50% | 50% | 0% | 0 | 0 | 0.99513 | 0.99513 | 0 | 1.9903 | 0 | 0 | 1.0087 | 1.0087 | 0 | 2.0173 | 0 | 0 | 0.13069 | 0.13069 | 0 | 0.26137 | 0 | 0 | 0.018408 | 0.018408 | 0 | 0.036815 | 0 | 0 | 1.1577 | 1.1577 | 0 | 2.3155 | FALSE | 0% | 0% | 0% | 0% | 0% | 0% | TRUE | 0% | 0% | 0% | 0% | 0% | FALSE | 0% | 0% | 0% | 0% | 0% | 0% | 0% | 0% | 2.0173 | 21
| 388 | Improve voltage control in Southern NSW area | TRUE | Labour | Secondary Systems | 5% | Augmentation Expenditure | Augmentations | Augex | Compliance | N/A | N/A | N/A | N/A | No | 0% | Energy transition | Secondary Systems (2018-23) | 10% | TRUE | 150 | 1 | 2 | 4 | 1 | FALSE | FALSE | TRUE | 0.004381 | 0.0099434 | 0.089491 | 0.00093527 | 0 | 0.10475 | 0.0043739 | 0.010003 | 0.09084 | 0.00095719 | 0 | 0.10617 | 0.00061264 | 0.0011939 | 0.011813 | 0.00013716 | 0 | 0.013757 | 8.2224e-05 | 0.00016878 | 0.0016672 | 1.9403e-05 | 0 | 0.0019376 | 0.0050688 | 0.011366 | 0.10432 | 0.0011137 | 0 | 0.12187 | 0% | 0% | 50% | 50% | 0% | 0 | 0 | 0.052375 | 0.052375 | 0 | 0.10475 | 0 | 0 | 0.053087 | 0.053087 | 0 | 0.10617 | 0 | 0 | 0.0068783 | 0.0068783 | 0 | 0.013757 | 0 | 0 | 0.00096882 | 0.00096882 | 0 | 0.0019376 | 0 | 0 | 0.060934 | 0.060934 | 0 | 0.12187 | FALSE | 0% | 0% | 0% | 0% | 0% | 0% | FALSE | 0% | 0% | 0% | 0% | 0% | TRUE | 0% | 0% | 0% | 0% | 0% | 0% | 0% | 0% | 0.10617 | 62
| 389 | Improve voltage control in Southern NSW area | TRUE | Non-Labour | Substations | 95% | Augmentation Expenditure | Augmentations | Augex | Compliance | N/A | N/A | N/A | N/A | No | 0% | Energy transition | Substations (2018 onwards) | 90% | TRUE | 150 | 2 | 3 | 3 | 2 | FALSE | FALSE | TRUE | 0.74915 | 1.7003 | 15.3029 | 0.15993 | 0 | 17.9123 | 0.74915 | 1.7003 | 15.3029 | 0.15993 | 0 | 17.9123 | 0.10493 | 0.20293 | 1.99 | 0.022917 | 0 | 2.3208 | 0.014083 | 0.028689 | 0.28086 | 0.0032419 | 0 | 0.32688 | 0.86817 | 1.9319 | 17.5738 | 0.18609 | 0 | 20.56 | 0% | 0% | 50% | 50% | 0% | 0 | 0 | 8.9562 | 8.9562 | 0 | 17.9123 | 0 | 0 | 8.9562 | 8.9562 | 0 | 17.9123 | 0 | 0 | 1.1604 | 1.1604 | 0 | 2.3208 | 0 | 0 | 0.16344 | 0.16344 | 0 | 0.32688 | 0 | 0 | 10.28 | 10.28 | 0 | 20.56 | FALSE | 0% | 0% | 0% | 0% | 0% | 0% | TRUE | 0% | 0% | 0% | 0% | 0% | FALSE | 0% | 0% | 0% | 0% | 0% | 0% | 0% | 0% | 17.9123 | 4
| 390 | Improve voltage control in Southern NSW area | TRUE | Non-Labour | Secondary Systems | 5% | Augmentation Expenditure | Augmentations | Augex | Compliance | N/A | N/A | N/A | N/A | No | 0% | Energy transition | Secondary Systems (2018-23) | 90% | TRUE | 150 | 2 | 4 | 4 | 2 | FALSE | FALSE | TRUE | 0.039429 | 0.089491 | 0.80542 | 0.0084174 | 0 | 0.94275 | 0.039429 | 0.089491 | 0.80542 | 0.0084174 | 0 | 0.94275 | 0.0055227 | 0.010681 | 0.10474 | 0.0012061 | 0 | 0.12215 | 0.00074122 | 0.0015099 | 0.014782 | 0.00017063 | 0 | 0.017204 | 0.045693 | 0.10168 | 0.92494 | 0.0097942 | 0 | 1.0821 | 0% | 0% | 50% | 50% | 0% | 0 | 0 | 0.47138 | 0.47138 | 0 | 0.94275 | 0 | 0 | 0.47138 | 0.47138 | 0 | 0.94275 | 0 | 0 | 0.061073 | 0.061073 | 0 | 0.12215 | 0 | 0 | 0.0086021 | 0.0086021 | 0 | 0.017204 | 0 | 0 | 0.54105 | 0.54105 | 0 | 1.0821 | FALSE | 0% | 0% | 0% | 0% | 0% | 0% | FALSE | 0% | 0% | 0% | 0% | 0% | TRUE | 0% | 0% | 0% | 0% | 0% | 0% | 0% | 0% | 0.94275 | 39
| 391 | Improve operational response to busbar trips | FALSE | Labour | Secondary Systems | 100% | Augmentation Expenditure | Augmentations | Augex | Economic Benefits | N/A | N/A | N/A | N/A | Yes | 0% | Safety security & reliability | Secondary Systems (2018-23) | 28% | TRUE | 151 | 1 | 1 | 4 | 1 | FALSE | FALSE | TRUE | 0 | 0 | 0 | 0 | 0 | 0 | 0 | 0 | 0 | 0 | 0 | 0 | 0 | 0 | 0 | 0 | 0 | 0 | 0 | 0 | 0 | 0 | 0 | 0 | 0 | 0 | 0 | 0 | 0 | 0 | 0% | 0% | 0% | 100% | 0% | 0 | 0 | 0 | 0 | 0 | 0 | 0 | 0 | 0 | 0 | 0 | 0 | 0 | 0 | 0 | 0 | 0 | 0 | 0 | 0 | 0 | 0 | 0 | 0 | 0 | 0 | 0 | 0 | 0 | 0 | FALSE | 0% | 0% | 0% | 0% | 0% | 0% | FALSE | 0% | 0% | 0% | 0% | 0% | TRUE | 0% | 0% | 0% | 0% | 0% | 0% | 0% | 0% | 0 | 75
| 392 | Improve operational response to busbar trips | FALSE | Non-Labour | Secondary Systems | 100% | Augmentation Expenditure | Augmentations | Augex | Economic Benefits | N/A | N/A | N/A | N/A | Yes | 0% | Safety security & reliability | Secondary Systems (2018-23) | 72% | TRUE | 151 | 2 | 2 | 4 | 2 | FALSE | FALSE | TRUE | 0 | 0 | 0 | 0 | 0 | 0 | 0 | 0 | 0 | 0 | 0 | 0 | 0 | 0 | 0 | 0 | 0 | 0 | 0 | 0 | 0 | 0 | 0 | 0 | 0 | 0 | 0 | 0 | 0 | 0 | 0% | 0% | 0% | 100% | 0% | 0 | 0 | 0 | 0 | 0 | 0 | 0 | 0 | 0 | 0 | 0 | 0 | 0 | 0 | 0 | 0 | 0 | 0 | 0 | 0 | 0 | 0 | 0 | 0 | 0 | 0 | 0 | 0 | 0 | 0 | FALSE | 0% | 0% | 0% | 0% | 0% | 0% | FALSE | 0% | 0% | 0% | 0% | 0% | TRUE | 0% | 0% | 0% | 0% | 0% | 0% | 0% | 0% | 0 | 76
| 393 | Maintain Voltage in Greater Sydney area | TRUE | Labour | Substations | 95% | Augmentation Expenditure | Augmentations | Augex | Compliance | N/A | N/A | N/A | N/A | No | 0% | Energy transition | Substations (2018 onwards) | 16% | TRUE | 152 | 1 | 1 | 3 | 1 | FALSE | FALSE | TRUE | 0.17586 | 1.1532 | 0.037477 | 0 | 0 | 1.3665 | 0.17557 | 1.1601 | 0.038042 | 0 | 0 | 1.3737 | 0.024592 | 0.13846 | 0.0049471 | 0 | 0 | 0.168 | 0.0033005 | 0.019574 | 0.00069821 | 0 | 0 | 0.023572 | 0.20346 | 1.3181 | 0.043688 | 0 | 0 | 1.5653 | 0% | 0% | 100% | 0% | 0% | 0 | 0 | 1.3665 | 0 | 0 | 1.3665 | 0 | 0 | 1.3737 | 0 | 0 | 1.3737 | 0 | 0 | 0.168 | 0 | 0 | 0.168 | 0 | 0 | 0.023572 | 0 | 0 | 0.023572 | 0 | 0 | 1.5653 | 0 | 0 | 1.5653 | FALSE | 0% | 0% | 0% | 0% | 0% | 0% | TRUE | 0% | 0% | 0% | 0% | 0% | FALSE | 0% | 0% | 0% | 0% | 0% | 0% | 0% | 0% | 1.3737 | 34
| 394 | Maintain Voltage in Greater Sydney area | TRUE | Labour | Secondary Systems | 5% | Augmentation Expenditure | Augmentations | Augex | Compliance | N/A | N/A | N/A | N/A | No | 0% | Energy transition | Secondary Systems (2018-23) | 16% | TRUE | 152 | 1 | 2 | 4 | 1 | FALSE | FALSE | TRUE | 0.0092556 | 0.060692 | 0.0019725 | 0 | 0 | 0.07192 | 0.0092406 | 0.061057 | 0.0020022 | 0 | 0 | 0.0723 | 0.0012943 | 0.0072872 | 0.00026037 | 0 | 0 | 0.0088419 | 0.00017371 | 0.0010302 | 3.6748e-05 | 0 | 0 | 0.0012407 | 0.010709 | 0.069375 | 0.0022993 | 0 | 0 | 0.082383 | 0% | 0% | 100% | 0% | 0% | 0 | 0 | 0.07192 | 0 | 0 | 0.07192 | 0 | 0 | 0.0723 | 0 | 0 | 0.0723 | 0 | 0 | 0.0088419 | 0 | 0 | 0.0088419 | 0 | 0 | 0.0012407 | 0 | 0 | 0.0012407 | 0 | 0 | 0.082383 | 0 | 0 | 0.082383 | FALSE | 0% | 0% | 0% | 0% | 0% | 0% | FALSE | 0% | 0% | 0% | 0% | 0% | TRUE | 0% | 0% | 0% | 0% | 0% | 0% | 0% | 0% | 0.0723 | 67
| 395 | Maintain Voltage in Greater Sydney area | TRUE | Non-Labour | Substations | 95% | Augmentation Expenditure | Augmentations | Augex | Compliance | N/A | N/A | N/A | N/A | No | 0% | Energy transition | Substations (2018 onwards) | 84% | TRUE | 152 | 2 | 3 | 3 | 2 | FALSE | FALSE | TRUE | 0.92324 | 6.054 | 0.19676 | 0 | 0 | 7.174 | 0.92324 | 6.054 | 0.19676 | 0 | 0 | 7.174 | 0.12932 | 0.72255 | 0.025586 | 0 | 0 | 0.87745 | 0.017356 | 0.10215 | 0.0036112 | 0 | 0 | 0.12311 | 1.0699 | 6.8787 | 0.22595 | 0 | 0 | 8.1746 | 0% | 0% | 100% | 0% | 0% | 0 | 0 | 7.174 | 0 | 0 | 7.174 | 0 | 0 | 7.174 | 0 | 0 | 7.174 | 0 | 0 | 0.87745 | 0 | 0 | 0.87745 | 0 | 0 | 0.12311 | 0 | 0 | 0.12311 | 0 | 0 | 8.1746 | 0 | 0 | 8.1746 | FALSE | 0% | 0% | 0% | 0% | 0% | 0% | TRUE | 0% | 0% | 0% | 0% | 0% | FALSE | 0% | 0% | 0% | 0% | 0% | 0% | 0% | 0% | 7.174 | 9
| 396 | Maintain Voltage in Greater Sydney area | TRUE | Non-Labour | Secondary Systems | 5% | Augmentation Expenditure | Augmentations | Augex | Compliance | N/A | N/A | N/A | N/A | No | 0% | Energy transition | Secondary Systems (2018-23) | 84% | TRUE | 152 | 2 | 4 | 4 | 2 | FALSE | FALSE | TRUE | 0.048592 | 0.31863 | 0.010356 | 0 | 0 | 0.37758 | 0.048592 | 0.31863 | 0.010356 | 0 | 0 | 0.37758 | 0.0068061 | 0.038029 | 0.0013467 | 0 | 0 | 0.046182 | 0.00091347 | 0.0053762 | 0.00019006 | 0 | 0 | 0.0064797 | 0.056311 | 0.36204 | 0.011892 | 0 | 0 | 0.43024 | 0% | 0% | 100% | 0% | 0% | 0 | 0 | 0.37758 | 0 | 0 | 0.37758 | 0 | 0 | 0.37758 | 0 | 0 | 0.37758 | 0 | 0 | 0.046182 | 0 | 0 | 0.046182 | 0 | 0 | 0.0064797 | 0 | 0 | 0.0064797 | 0 | 0 | 0.43024 | 0 | 0 | 0.43024 | FALSE | 0% | 0% | 0% | 0% | 0% | 0% | FALSE | 0% | 0% | 0% | 0% | 0% | TRUE | 0% | 0% | 0% | 0% | 0% | 0% | 0% | 0% | 0.37758 | 52
| 397 | Manage multiple contingencies in North West NSW area | TRUE | Labour | Secondary Systems | 80% | Augmentation Expenditure | Augmentations | Augex | Economic Benefits | N/A | N/A | N/A | N/A | Yes | 0% | Safety security & reliability | Secondary Systems (2018-23) | 20% | TRUE | 153 | 1 | 1 | 4 | 1 | FALSE | FALSE | TRUE | 0.029863 | 0.16489 | 0.23111 | 0 | 0 | 0.42587 | 0.029814 | 0.16589 | 0.23459 | 0 | 0 | 0.43029 | 0.004176 | 0.019799 | 0.030507 | 0 | 0 | 0.054481 | 0.00056047 | 0.0027989 | 0.0043057 | 0 | 0 | 0.0076651 | 0.034551 | 0.18848 | 0.26941 | 0 | 0 | 0.49244 | 0% | 0% | 100% | 0% | 0% | 0 | 0 | 0.42587 | 0 | 0 | 0.42587 | 0 | 0 | 0.43029 | 0 | 0 | 0.43029 | 0 | 0 | 0.054481 | 0 | 0 | 0.054481 | 0 | 0 | 0.0076651 | 0 | 0 | 0.0076651 | 0 | 0 | 0.49244 | 0 | 0 | 0.49244 | FALSE | 0% | 0% | 0% | 0% | 0% | 0% | FALSE | 0% | 0% | 0% | 0% | 0% | TRUE | 0% | 0% | 0% | 0% | 0% | 0% | 0% | 0% | 0.43029 | 46
| 398 | Manage multiple contingencies in North West NSW area | TRUE | Labour | Communications (short life) | 20% | Augmentation Expenditure | Augmentations | Augex | Economic Benefits | N/A | N/A | N/A | N/A | Yes | 0% | Safety security & reliability | Communications (short life) (2018 onwards) | 20% | TRUE | 153 | 1 | 2 | 5 | 1 | FALSE | FALSE | TRUE | 0.0074657 | 0.041223 | 0.057778 | 0 | 0 | 0.10647 | 0.0074536 | 0.041471 | 0.058649 | 0 | 0 | 0.10757 | 0.001044 | 0.0049496 | 0.0076267 | 0 | 0 | 0.01362 | 0.00014012 | 0.00069973 | 0.0010764 | 0 | 0 | 0.0019163 | 0.0086377 | 0.047121 | 0.067352 | 0 | 0 | 0.12311 | 0% | 0% | 100% | 0% | 0% | 0 | 0 | 0.10647 | 0 | 0 | 0.10647 | 0 | 0 | 0.10757 | 0 | 0 | 0.10757 | 0 | 0 | 0.01362 | 0 | 0 | 0.01362 | 0 | 0 | 0.0019163 | 0 | 0 | 0.0019163 | 0 | 0 | 0.12311 | 0 | 0 | 0.12311 | FALSE | 0% | 0% | 0% | 0% | 0% | 0% | FALSE | 0% | 0% | 0% | 0% | 0% | TRUE | 0% | 0% | 0% | 0% | 0% | 0% | 0% | 0% | 0.10757 | 61
| 399 | Manage multiple contingencies in North West NSW area | TRUE | Non-Labour | Secondary Systems | 80% | Augmentation Expenditure | Augmentations | Augex | Economic Benefits | N/A | N/A | N/A | N/A | Yes | 0% | Safety security & reliability | Secondary Systems (2018-23) | 80% | TRUE | 153 | 2 | 3 | 4 | 2 | FALSE | FALSE | TRUE | 0.11945 | 0.65958 | 0.92444 | 0 | 0 | 1.7035 | 0.11945 | 0.65958 | 0.92444 | 0 | 0 | 1.7035 | 0.016731 | 0.078721 | 0.12022 | 0 | 0 | 0.21567 | 0.0022455 | 0.011129 | 0.016967 | 0 | 0 | 0.030341 | 0.13843 | 0.74942 | 1.0616 | 0 | 0 | 1.9495 | 0% | 0% | 100% | 0% | 0% | 0 | 0 | 1.7035 | 0 | 0 | 1.7035 | 0 | 0 | 1.7035 | 0 | 0 | 1.7035 | 0 | 0 | 0.21567 | 0 | 0 | 0.21567 | 0 | 0 | 0.030341 | 0 | 0 | 0.030341 | 0 | 0 | 1.9495 | 0 | 0 | 1.9495 | FALSE | 0% | 0% | 0% | 0% | 0% | 0% | FALSE | 0% | 0% | 0% | 0% | 0% | TRUE | 0% | 0% | 0% | 0% | 0% | 0% | 0% | 0% | 1.7035 | 27
| 400 | Manage multiple contingencies in North West NSW area | TRUE | Non-Labour | Communications (short life) | 20% | Augmentation Expenditure | Augmentations | Augex | Economic Benefits | N/A | N/A | N/A | N/A | Yes | 0% | Safety security & reliability | Communications (short life) (2018 onwards) | 80% | TRUE | 153 | 2 | 4 | 5 | 2 | FALSE | FALSE | TRUE | 0.029863 | 0.16489 | 0.23111 | 0 | 0 | 0.42587 | 0.029863 | 0.16489 | 0.23111 | 0 | 0 | 0.42587 | 0.0041828 | 0.01968 | 0.030054 | 0 | 0 | 0.053917 | 0.00056138 | 0.0027822 | 0.0042417 | 0 | 0 | 0.0075853 | 0.034607 | 0.18736 | 0.26541 | 0 | 0 | 0.48737 | 0% | 0% | 100% | 0% | 0% | 0 | 0 | 0.42587 | 0 | 0 | 0.42587 | 0 | 0 | 0.42587 | 0 | 0 | 0.42587 | 0 | 0 | 0.053917 | 0 | 0 | 0.053917 | 0 | 0 | 0.0075853 | 0 | 0 | 0.0075853 | 0 | 0 | 0.48737 | 0 | 0 | 0.48737 | FALSE | 0% | 0% | 0% | 0% | 0% | 0% | FALSE | 0% | 0% | 0% | 0% | 0% | TRUE | 0% | 0% | 0% | 0% | 0% | 0% | 0% | 0% | 0.42587 | 47
| 401 | Manage multiple contingencies in Sydney Northwest area | TRUE | Labour | Secondary Systems | 80% | Augmentation Expenditure | Augmentations | Augex | Economic Benefits | N/A | N/A | N/A | N/A | Yes | 0% | Safety security & reliability | Secondary Systems (2018-23) | 20% | TRUE | 154 | 1 | 1 | 4 | 1 | FALSE | FALSE | TRUE | 0 | 0.0783 | 0.15525 | 0.8451 | 0.5292 | 1.6078 | 0 | 0.078771 | 0.15759 | 0.8649 | 0.54493 | 1.6462 | 0 | 0.0094013 | 0.020493 | 0.12393 | 0.066659 | 0.22049 | 0 | 0.0013291 | 0.0028923 | 0.017532 | 0.0097567 | 0.03151 | 0 | 0.089501 | 0.18098 | 1.0064 | 0.62135 | 1.8982 | 0% | 0% | 0% | 0% | 90% | 0 | 0 | 0 | 0 | 1.4471 | 1.4471 | 0 | 0 | 0 | 0 | 1.4816 | 1.4816 | 0 | 0 | 0 | 0 | 0.19844 | 0.19844 | 0 | 0 | 0 | 0 | 0.028359 | 0.028359 | 0 | 0 | 0 | 0 | 1.7084 | 1.7084 | FALSE | 0% | 0% | 0% | 0% | 0% | 0% | FALSE | 0% | 0% | 0% | 0% | 0% | TRUE | 0% | 0% | 0% | 0% | 0% | 0% | 0% | 0% | 1.6462 | 29
| 402 | Manage multiple contingencies in Sydney Northwest area | TRUE | Labour | Communications (short life) | 20% | Augmentation Expenditure | Augmentations | Augex | Economic Benefits | N/A | N/A | N/A | N/A | Yes | 0% | Safety security & reliability | Communications (short life) (2018 onwards) | 20% | TRUE | 154 | 1 | 2 | 5 | 1 | FALSE | FALSE | TRUE | 0 | 0.019575 | 0.038812 | 0.21127 | 0.1323 | 0.40196 | 0 | 0.019693 | 0.039397 | 0.21623 | 0.13623 | 0.41155 | 0 | 0.0023503 | 0.0051233 | 0.030983 | 0.016665 | 0.055122 | 0 | 0.00033227 | 0.00072309 | 0.0043831 | 0.0024392 | 0.0078776 | 0 | 0.022375 | 0.045244 | 0.25159 | 0.15534 | 0.47455 | 0% | 0% | 0% | 0% | 90% | 0 | 0 | 0 | 0 | 0.36177 | 0.36177 | 0 | 0 | 0 | 0 | 0.37039 | 0.37039 | 0 | 0 | 0 | 0 | 0.049609 | 0.049609 | 0 | 0 | 0 | 0 | 0.0070898 | 0.0070898 | 0 | 0 | 0 | 0 | 0.42709 | 0.42709 | FALSE | 0% | 0% | 0% | 0% | 0% | 0% | FALSE | 0% | 0% | 0% | 0% | 0% | TRUE | 0% | 0% | 0% | 0% | 0% | 0% | 0% | 0% | 0.41155 | 49
| 403 | Manage multiple contingencies in Sydney Northwest area | TRUE | Non-Labour | Secondary Systems | 80% | Augmentation Expenditure | Augmentations | Augex | Economic Benefits | N/A | N/A | N/A | N/A | Yes | 0% | Safety security & reliability | Secondary Systems (2018-23) | 80% | TRUE | 154 | 2 | 3 | 4 | 2 | FALSE | FALSE | TRUE | 0 | 0.3132 | 0.621 | 3.3804 | 2.1168 | 6.4314 | 0 | 0.3132 | 0.621 | 3.3804 | 2.1168 | 6.4314 | 0 | 0.037381 | 0.080756 | 0.48438 | 0.25894 | 0.86146 | 0 | 0.0052845 | 0.011398 | 0.068523 | 0.0379 | 0.12311 | 0 | 0.35586 | 0.71315 | 3.9333 | 2.4136 | 7.416 | 0% | 0% | 0% | 0% | 90% | 0 | 0 | 0 | 0 | 5.7883 | 5.7883 | 0 | 0 | 0 | 0 | 5.7883 | 5.7883 | 0 | 0 | 0 | 0 | 0.77531 | 0.77531 | 0 | 0 | 0 | 0 | 0.1108 | 0.1108 | 0 | 0 | 0 | 0 | 6.6744 | 6.6744 | FALSE | 0% | 0% | 0% | 0% | 0% | 0% | FALSE | 0% | 0% | 0% | 0% | 0% | TRUE | 0% | 0% | 0% | 0% | 0% | 0% | 0% | 0% | 6.4314 | 10
| 404 | Manage multiple contingencies in Sydney Northwest area | TRUE | Non-Labour | Communications (short life) | 20% | Augmentation Expenditure | Augmentations | Augex | Economic Benefits | N/A | N/A | N/A | N/A | Yes | 0% | Safety security & reliability | Communications (short life) (2018 onwards) | 80% | TRUE | 154 | 2 | 4 | 5 | 2 | FALSE | FALSE | TRUE | 0 | 0.0783 | 0.15525 | 0.8451 | 0.5292 | 1.6078 | 0 | 0.0783 | 0.15525 | 0.8451 | 0.5292 | 1.6078 | 0 | 0.0093451 | 0.020189 | 0.1211 | 0.064735 | 0.21536 | 0 | 0.0013211 | 0.0028494 | 0.017131 | 0.009475 | 0.030776 | 0 | 0.088966 | 0.17829 | 0.98333 | 0.60341 | 1.854 | 0% | 0% | 0% | 0% | 90% | 0 | 0 | 0 | 0 | 1.4471 | 1.4471 | 0 | 0 | 0 | 0 | 1.4471 | 1.4471 | 0 | 0 | 0 | 0 | 0.19383 | 0.19383 | 0 | 0 | 0 | 0 | 0.027699 | 0.027699 | 0 | 0 | 0 | 0 | 1.6686 | 1.6686 | FALSE | 0% | 0% | 0% | 0% | 0% | 0% | FALSE | 0% | 0% | 0% | 0% | 0% | TRUE | 0% | 0% | 0% | 0% | 0% | 0% | 0% | 0% | 1.6078 | 32
| 405 | Manage multiple contingencies in the Bayswater to Sydney area | TRUE | Labour | Secondary Systems | 80% | Augmentation Expenditure | Augmentations | Augex | Economic Benefits | N/A | N/A | N/A | N/A | Yes | 0% | Safety security & reliability | Secondary Systems (2018-23) | 20% | TRUE | 155 | 1 | 1 | 4 | 1 | FALSE | FALSE | TRUE | 0.042033 | 0.12068 | 0.51389 | 0.079999 | 0 | 0.7566 | 0.041965 | 0.1214 | 0.52164 | 0.081874 | 0 | 0.76688 | 0.0058779 | 0.014489 | 0.067834 | 0.011732 | 0 | 0.099934 | 0.0007889 | 0.0020484 | 0.009574 | 0.0016596 | 0 | 0.014071 | 0.048632 | 0.13794 | 0.59905 | 0.095265 | 0 | 0.88088 | 0% | 0% | 0% | 100% | 0% | 0 | 0 | 0 | 0.7566 | 0 | 0.7566 | 0 | 0 | 0 | 0.76688 | 0 | 0.76688 | 0 | 0 | 0 | 0.099934 | 0 | 0.099934 | 0 | 0 | 0 | 0.014071 | 0 | 0.014071 | 0 | 0 | 0 | 0.88088 | 0 | 0.88088 | FALSE | 0% | 0% | 0% | 0% | 0% | 0% | FALSE | 0% | 0% | 0% | 0% | 0% | TRUE | 0% | 0% | 0% | 0% | 0% | 0% | 0% | 0% | 0.76688 | 41
| 406 | Manage multiple contingencies in the Bayswater to Sydney area | TRUE | Labour | Communications (short life) | 20% | Augmentation Expenditure | Augmentations | Augex | Economic Benefits | N/A | N/A | N/A | N/A | Yes | 0% | Safety security & reliability | Communications (short life) (2018 onwards) | 20% | TRUE | 155 | 1 | 2 | 5 | 1 | FALSE | FALSE | TRUE | 0.010508 | 0.030169 | 0.12847 | 0.02 | 0 | 0.18915 | 0.010491 | 0.030351 | 0.13041 | 0.020468 | 0 | 0.19172 | 0.0014695 | 0.0036224 | 0.016959 | 0.0029329 | 0 | 0.024983 | 0.00019722 | 0.00051209 | 0.0023935 | 0.00041491 | 0 | 0.0035177 | 0.012158 | 0.034485 | 0.14976 | 0.023816 | 0 | 0.22022 | 0% | 0% | 0% | 100% | 0% | 0 | 0 | 0 | 0.18915 | 0 | 0.18915 | 0 | 0 | 0 | 0.19172 | 0 | 0.19172 | 0 | 0 | 0 | 0.024983 | 0 | 0.024983 | 0 | 0 | 0 | 0.0035177 | 0 | 0.0035177 | 0 | 0 | 0 | 0.22022 | 0 | 0.22022 | FALSE | 0% | 0% | 0% | 0% | 0% | 0% | FALSE | 0% | 0% | 0% | 0% | 0% | TRUE | 0% | 0% | 0% | 0% | 0% | 0% | 0% | 0% | 0.19172 | 58
| 407 | Manage multiple contingencies in the Bayswater to Sydney area | TRUE | Non-Labour | Secondary Systems | 80% | Augmentation Expenditure | Augmentations | Augex | Economic Benefits | N/A | N/A | N/A | N/A | Yes | 0% | Safety security & reliability | Secondary Systems (2018-23) | 80% | TRUE | 155 | 2 | 3 | 4 | 2 | FALSE | FALSE | TRUE | 0.16813 | 0.48271 | 2.0556 | 0.32 | 0 | 3.0264 | 0.16813 | 0.48271 | 2.0556 | 0.32 | 0 | 3.0264 | 0.02355 | 0.057611 | 0.26731 | 0.045853 | 0 | 0.39432 | 0.0031607 | 0.0081445 | 0.037727 | 0.0064866 | 0 | 0.055519 | 0.19484 | 0.54846 | 2.3606 | 0.37234 | 0 | 3.4762 | 0% | 0% | 0% | 100% | 0% | 0 | 0 | 0 | 3.0264 | 0 | 3.0264 | 0 | 0 | 0 | 3.0264 | 0 | 3.0264 | 0 | 0 | 0 | 0.39432 | 0 | 0.39432 | 0 | 0 | 0 | 0.055519 | 0 | 0.055519 | 0 | 0 | 0 | 3.4762 | 0 | 3.4762 | FALSE | 0% | 0% | 0% | 0% | 0% | 0% | FALSE | 0% | 0% | 0% | 0% | 0% | TRUE | 0% | 0% | 0% | 0% | 0% | 0% | 0% | 0% | 3.0264 | 19
| 408 | Manage multiple contingencies in the Bayswater to Sydney area | TRUE | Non-Labour | Communications (short life) | 20% | Augmentation Expenditure | Augmentations | Augex | Economic Benefits | N/A | N/A | N/A | N/A | Yes | 0% | Safety security & reliability | Communications (short life) (2018 onwards) | 80% | TRUE | 155 | 2 | 4 | 5 | 2 | FALSE | FALSE | TRUE | 0.042033 | 0.12068 | 0.51389 | 0.079999 | 0 | 0.7566 | 0.042033 | 0.12068 | 0.51389 | 0.079999 | 0 | 0.7566 | 0.0058875 | 0.014403 | 0.066827 | 0.011463 | 0 | 0.098581 | 0.00079018 | 0.0020361 | 0.0094318 | 0.0016216 | 0 | 0.01388 | 0.048711 | 0.13712 | 0.59015 | 0.093084 | 0 | 0.86906 | 0% | 0% | 0% | 100% | 0% | 0 | 0 | 0 | 0.7566 | 0 | 0.7566 | 0 | 0 | 0 | 0.7566 | 0 | 0.7566 | 0 | 0 | 0 | 0.098581 | 0 | 0.098581 | 0 | 0 | 0 | 0.01388 | 0 | 0.01388 | 0 | 0 | 0 | 0.86906 | 0 | 0.86906 | FALSE | 0% | 0% | 0% | 0% | 0% | 0% | FALSE | 0% | 0% | 0% | 0% | 0% | TRUE | 0% | 0% | 0% | 0% | 0% | 0% | 0% | 0% | 0.7566 | 43
| 409 | Supply to Strathnairn area (EVOEnergy) | TRUE | Labour | Substations | 80% | Connections | Connections | Augex | Connections | N/A | N/A | N/A | N/A | Yes | 0% | Localised maximum demand growth | Substations (2018 onwards) | 28% | TRUE | 156 | 1 | 1 | 3 | 1 | FALSE | FALSE | TRUE | c-i-c | c-i-c | c-i-c | c-i-c | c-i-c | c-i-c | c-i-c | c-i-c | c-i-c | c-i-c | c-i-c | c-i-c | c-i-c | c-i-c | c-i-c | c-i-c | c-i-c | c-i-c | c-i-c | c-i-c | c-i-c | c-i-c | c-i-c | c-i-c | c-i-c | c-i-c | c-i-c | c-i-c | c-i-c | c-i-c | c-i-c | c-i-c | c-i-c | c-i-c | c-i-c | c-i-c | c-i-c | c-i-c | c-i-c | c-i-c | c-i-c | c-i-c | c-i-c | c-i-c | c-i-c | c-i-c | c-i-c | c-i-c | c-i-c | c-i-c | c-i-c | c-i-c | c-i-c | c-i-c | c-i-c | c-i-c | c-i-c | c-i-c | c-i-c | c-i-c | c-i-c | c-i-c | c-i-c | c-i-c | c-i-c | FALSE | 0% | 0% | 0% | 0% | 0% | 0% | TRUE | 0% | 0% | 0% | 0% | 0% | FALSE | 0% | 0% | 0% | 0% | 0% | 0% | 0% | 0% | c-i-c | c-i-c
| 410 | Supply to Strathnairn area (EVOEnergy) | TRUE | Labour | Secondary Systems | 20% | Connections | Connections | Augex | Connections | N/A | N/A | N/A | N/A | Yes | 0% | Localised maximum demand growth | Secondary Systems (2018-23) | 28% | TRUE | 156 | 1 | 2 | 4 | 1 | FALSE | FALSE | TRUE | c-i-c | c-i-c | c-i-c | c-i-c | c-i-c | c-i-c | c-i-c | c-i-c | c-i-c | c-i-c | c-i-c | c-i-c | c-i-c | c-i-c | c-i-c | c-i-c | c-i-c | c-i-c | c-i-c | c-i-c | c-i-c | c-i-c | c-i-c | c-i-c | c-i-c | c-i-c | c-i-c | c-i-c | c-i-c | c-i-c | c-i-c | c-i-c | c-i-c | c-i-c | c-i-c | c-i-c | c-i-c | c-i-c | c-i-c | c-i-c | c-i-c | c-i-c | c-i-c | c-i-c | c-i-c | c-i-c | c-i-c | c-i-c | c-i-c | c-i-c | c-i-c | c-i-c | c-i-c | c-i-c | c-i-c | c-i-c | c-i-c | c-i-c | c-i-c | c-i-c | c-i-c | c-i-c | c-i-c | c-i-c | c-i-c | FALSE | 0% | 0% | 0% | 0% | 0% | 0% | FALSE | 0% | 0% | 0% | 0% | 0% | TRUE | 0% | 0% | 0% | 0% | 0% | 0% | 0% | 0% | c-i-c | c-i-c
| 411 | Supply to Strathnairn area (EVOEnergy) | TRUE | Non-Labour | Substations | 80% | Connections | Connections | Augex | Connections | N/A | N/A | N/A | N/A | Yes | 0% | Localised maximum demand growth | Substations (2018 onwards) | 72% | TRUE | 156 | 2 | 3 | 3 | 2 | FALSE | FALSE | TRUE | c-i-c | c-i-c | c-i-c | c-i-c | c-i-c | c-i-c | c-i-c | c-i-c | c-i-c | c-i-c | c-i-c | c-i-c | c-i-c | c-i-c | c-i-c | c-i-c | c-i-c | c-i-c | c-i-c | c-i-c | c-i-c | c-i-c | c-i-c | c-i-c | c-i-c | c-i-c | c-i-c | c-i-c | c-i-c | c-i-c | c-i-c | c-i-c | c-i-c | c-i-c | c-i-c | c-i-c | c-i-c | c-i-c | c-i-c | c-i-c | c-i-c | c-i-c | c-i-c | c-i-c | c-i-c | c-i-c | c-i-c | c-i-c | c-i-c | c-i-c | c-i-c | c-i-c | c-i-c | c-i-c | c-i-c | c-i-c | c-i-c | c-i-c | c-i-c | c-i-c | c-i-c | c-i-c | c-i-c | c-i-c | c-i-c | FALSE | 0% | 0% | 0% | 0% | 0% | 0% | TRUE | 0% | 0% | 0% | 0% | 0% | FALSE | 0% | 0% | 0% | 0% | 0% | 0% | 0% | 0% | c-i-c | c-i-c
| 412 | Supply to Strathnairn area (EVOEnergy) | TRUE | Non-Labour | Secondary Systems | 20% | Connections | Connections | Augex | Connections | N/A | N/A | N/A | N/A | Yes | 0% | Localised maximum demand growth | Secondary Systems (2018-23) | 72% | TRUE | 156 | 2 | 4 | 4 | 2 | FALSE | FALSE | TRUE | c-i-c | c-i-c | c-i-c | c-i-c | c-i-c | c-i-c | c-i-c | c-i-c | c-i-c | c-i-c | c-i-c | c-i-c | c-i-c | c-i-c | c-i-c | c-i-c | c-i-c | c-i-c | c-i-c | c-i-c | c-i-c | c-i-c | c-i-c | c-i-c | c-i-c | c-i-c | c-i-c | c-i-c | c-i-c | c-i-c | c-i-c | c-i-c | c-i-c | c-i-c | c-i-c | c-i-c | c-i-c | c-i-c | c-i-c | c-i-c | c-i-c | c-i-c | c-i-c | c-i-c | c-i-c | c-i-c | c-i-c | c-i-c | c-i-c | c-i-c | c-i-c | c-i-c | c-i-c | c-i-c | c-i-c | c-i-c | c-i-c | c-i-c | c-i-c | c-i-c | c-i-c | c-i-c | c-i-c | c-i-c | c-i-c | FALSE | 0% | 0% | 0% | 0% | 0% | 0% | FALSE | 0% | 0% | 0% | 0% | 0% | TRUE | 0% | 0% | 0% | 0% | 0% | 0% | 0% | 0% | c-i-c | c-i-c
| 413 | Condition of AusGrid cables 9SA and 92P | TRUE | Labour | Secondary Systems | 100% | Connections | Connections | Augex | Connections | N/A | N/A | N/A | N/A | Yes | 0% | Safety security & reliability | Secondary Systems (2018-23) | 79% | TRUE | 157 | 1 | 1 | 4 | 1 | FALSE | FALSE | TRUE | c-i-c | c-i-c | c-i-c | c-i-c | c-i-c | c-i-c | c-i-c | c-i-c | c-i-c | c-i-c | c-i-c | c-i-c | c-i-c | c-i-c | c-i-c | c-i-c | c-i-c | c-i-c | c-i-c | c-i-c | c-i-c | c-i-c | c-i-c | c-i-c | c-i-c | c-i-c | c-i-c | c-i-c | c-i-c | c-i-c | c-i-c | c-i-c | c-i-c | c-i-c | c-i-c | c-i-c | c-i-c | c-i-c | c-i-c | c-i-c | c-i-c | c-i-c | c-i-c | c-i-c | c-i-c | c-i-c | c-i-c | c-i-c | c-i-c | c-i-c | c-i-c | c-i-c | c-i-c | c-i-c | c-i-c | c-i-c | c-i-c | c-i-c | c-i-c | c-i-c | c-i-c | c-i-c | c-i-c | c-i-c | c-i-c | FALSE | 0% | 0% | 0% | 0% | 0% | 0% | FALSE | 0% | 0% | 0% | 0% | 0% | TRUE | 0% | 0% | 0% | 0% | 0% | 0% | 0% | 0% | c-i-c | c-i-c
| 414 | Condition of AusGrid cables 9SA and 92P | TRUE | Non-Labour | Secondary Systems | 100% | Connections | Connections | Augex | Connections | N/A | N/A | N/A | N/A | Yes | 0% | Safety security & reliability | Secondary Systems (2018-23) | 21% | TRUE | 157 | 2 | 2 | 4 | 2 | FALSE | FALSE | TRUE | c-i-c | c-i-c | c-i-c | c-i-c | c-i-c | c-i-c | c-i-c | c-i-c | c-i-c | c-i-c | c-i-c | c-i-c | c-i-c | c-i-c | c-i-c | c-i-c | c-i-c | c-i-c | c-i-c | c-i-c | c-i-c | c-i-c | c-i-c | c-i-c | c-i-c | c-i-c | c-i-c | c-i-c | c-i-c | c-i-c | c-i-c | c-i-c | c-i-c | c-i-c | c-i-c | c-i-c | c-i-c | c-i-c | c-i-c | c-i-c | c-i-c | c-i-c | c-i-c | c-i-c | c-i-c | c-i-c | c-i-c | c-i-c | c-i-c | c-i-c | c-i-c | c-i-c | c-i-c | c-i-c | c-i-c | c-i-c | c-i-c | c-i-c | c-i-c | c-i-c | c-i-c | c-i-c | c-i-c | c-i-c | c-i-c | FALSE | 0% | 0% | 0% | 0% | 0% | 0% | FALSE | 0% | 0% | 0% | 0% | 0% | TRUE | 0% | 0% | 0% | 0% | 0% | 0% | 0% | 0% | c-i-c | c-i-c
| 415 | Improve voltage regulation following under frequency load shedding events | FALSE | Labour | Secondary Systems | 100% | Augmentation Expenditure | Augmentations | Augex | Compliance | N/A | N/A | N/A | N/A | Yes | 0% | Energy transition | Secondary Systems (2018-23) | 58% | TRUE | 158 | 1 | 1 | 4 | 1 | FALSE | FALSE | TRUE | 0 | 0 | 0 | 0 | 0 | 0 | 0 | 0 | 0 | 0 | 0 | 0 | 0 | 0 | 0 | 0 | 0 | 0 | 0 | 0 | 0 | 0 | 0 | 0 | 0 | 0 | 0 | 0 | 0 | 0 | 0% | 25% | 25% | 25% | 25% | 0 | 0 | 0 | 0 | 0 | 0 | 0 | 0 | 0 | 0 | 0 | 0 | 0 | 0 | 0 | 0 | 0 | 0 | 0 | 0 | 0 | 0 | 0 | 0 | 0 | 0 | 0 | 0 | 0 | 0 | FALSE | 0% | 0% | 0% | 0% | 0% | 0% | FALSE | 0% | 0% | 0% | 0% | 0% | TRUE | 0% | 0% | 0% | 0% | 0% | 0% | 0% | 0% | 0 | 77
| 416 | Improve voltage regulation following under frequency load shedding events | FALSE | Non-Labour | Secondary Systems | 100% | Augmentation Expenditure | Augmentations | Augex | Compliance | N/A | N/A | N/A | N/A | Yes | 0% | Energy transition | Secondary Systems (2018-23) | 42% | TRUE | 158 | 2 | 2 | 4 | 2 | FALSE | FALSE | TRUE | 0 | 0 | 0 | 0 | 0 | 0 | 0 | 0 | 0 | 0 | 0 | 0 | 0 | 0 | 0 | 0 | 0 | 0 | 0 | 0 | 0 | 0 | 0 | 0 | 0 | 0 | 0 | 0 | 0 | 0 | 0% | 25% | 25% | 25% | 25% | 0 | 0 | 0 | 0 | 0 | 0 | 0 | 0 | 0 | 0 | 0 | 0 | 0 | 0 | 0 | 0 | 0 | 0 | 0 | 0 | 0 | 0 | 0 | 0 | 0 | 0 | 0 | 0 | 0 | 0 | FALSE | 0% | 0% | 0% | 0% | 0% | 0% | FALSE | 0% | 0% | 0% | 0% | 0% | TRUE | 0% | 0% | 0% | 0% | 0% | 0% | 0% | 0% | 0 | 78
| 417 | Supply to Far West NSW Network | TRUE | Labour | Substations | 95% | Augmentation Expenditure | Augmentations | Augex | Demand | N/A | N/A | N/A | N/A | Yes | 0% | Localised maximum demand growth | Substations (2018 onwards) | 20% | TRUE | 159 | 1 | 1 | 3 | 1 | FALSE | FALSE | TRUE | 0 | 0 | 0 | 0.20833 | 1.3826 | 1.5909 | 0 | 0 | 0 | 0.21321 | 1.4237 | 1.6369 | 0 | 0 | 0 | 0.030551 | 0.17415 | 0.2047 | 0 | 0 | 0 | 0.004322 | 0.02549 | 0.029812 | 0 | 0 | 0 | 0.24809 | 1.6233 | 1.8714 | 0% | 0% | 0% | 0% | 50% | 0 | 0 | 0 | 0 | 0.79544 | 0.79544 | 0 | 0 | 0 | 0 | 0.81843 | 0.81843 | 0 | 0 | 0 | 0 | 0.10235 | 0.10235 | 0 | 0 | 0 | 0 | 0.014906 | 0.014906 | 0 | 0 | 0 | 0 | 0.93569 | 0.93569 | FALSE | 0% | 0% | 0% | 0% | 0% | 0% | TRUE | 0% | 0% | 0% | 0% | 0% | FALSE | 0% | 0% | 0% | 0% | 0% | 0% | 0% | 0% | 1.6369 | 31
| 418 | Supply to Far West NSW Network | TRUE | Labour | Secondary Systems | 5% | Augmentation Expenditure | Augmentations | Augex | Demand | N/A | N/A | N/A | N/A | Yes | 0% | Localised maximum demand growth | Secondary Systems (2018-23) | 20% | TRUE | 159 | 1 | 2 | 4 | 1 | FALSE | FALSE | TRUE | 0 | 0 | 0 | 0.010965 | 0.072766 | 0.083731 | 0 | 0 | 0 | 0.011222 | 0.074929 | 0.086151 | 0 | 0 | 0 | 0.001608 | 0.0091658 | 0.010774 | 0 | 0 | 0 | 0.00022747 | 0.0013416 | 0.001569 | 0 | 0 | 0 | 0.013057 | 0.085437 | 0.098494 | 0% | 0% | 0% | 0% | 50% | 0 | 0 | 0 | 0 | 0.041866 | 0.041866 | 0 | 0 | 0 | 0 | 0.043075 | 0.043075 | 0 | 0 | 0 | 0 | 0.0053869 | 0.0053869 | 0 | 0 | 0 | 0 | 0.00078452 | 0.00078452 | 0 | 0 | 0 | 0 | 0.049247 | 0.049247 | FALSE | 0% | 0% | 0% | 0% | 0% | 0% | FALSE | 0% | 0% | 0% | 0% | 0% | TRUE | 0% | 0% | 0% | 0% | 0% | 0% | 0% | 0% | 0.086151 | 66
| 419 | Supply to Far West NSW Network | TRUE | Non-Labour | Substations | 95% | Augmentation Expenditure | Augmentations | Augex | Demand | N/A | N/A | N/A | N/A | Yes | 0% | Localised maximum demand growth | Substations (2018 onwards) | 80% | TRUE | 159 | 2 | 3 | 3 | 2 | FALSE | FALSE | TRUE | 0 | 0 | 0 | 0.83332 | 5.5302 | 6.3636 | 0 | 0 | 0 | 0.83332 | 5.5302 | 6.3636 | 0 | 0 | 0 | 0.11941 | 0.67649 | 0.7959 | 0 | 0 | 0 | 0.016892 | 0.099016 | 0.11591 | 0 | 0 | 0 | 0.96962 | 6.3057 | 7.2754 | 0% | 0% | 0% | 0% | 50% | 0 | 0 | 0 | 0 | 3.1818 | 3.1818 | 0 | 0 | 0 | 0 | 3.1818 | 3.1818 | 0 | 0 | 0 | 0 | 0.39795 | 0.39795 | 0 | 0 | 0 | 0 | 0.057954 | 0.057954 | 0 | 0 | 0 | 0 | 3.6377 | 3.6377 | FALSE | 0% | 0% | 0% | 0% | 0% | 0% | TRUE | 0% | 0% | 0% | 0% | 0% | FALSE | 0% | 0% | 0% | 0% | 0% | 0% | 0% | 0% | 6.3636 | 11
| 420 | Supply to Far West NSW Network | TRUE | Non-Labour | Secondary Systems | 5% | Augmentation Expenditure | Augmentations | Augex | Demand | N/A | N/A | N/A | N/A | Yes | 0% | Localised maximum demand growth | Secondary Systems (2018-23) | 80% | TRUE | 159 | 2 | 4 | 4 | 2 | FALSE | FALSE | TRUE | 0 | 0 | 0 | 0.043859 | 0.29106 | 0.33492 | 0 | 0 | 0 | 0.043859 | 0.29106 | 0.33492 | 0 | 0 | 0 | 0.0062846 | 0.035605 | 0.04189 | 0 | 0 | 0 | 0.00088906 | 0.0052114 | 0.0061004 | 0 | 0 | 0 | 0.051033 | 0.33188 | 0.38291 | 0% | 0% | 0% | 0% | 50% | 0 | 0 | 0 | 0 | 0.16746 | 0.16746 | 0 | 0 | 0 | 0 | 0.16746 | 0.16746 | 0 | 0 | 0 | 0 | 0.020945 | 0.020945 | 0 | 0 | 0 | 0 | 0.0030502 | 0.0030502 | 0 | 0 | 0 | 0 | 0.19146 | 0.19146 | FALSE | 0% | 0% | 0% | 0% | 0% | 0% | FALSE | 0% | 0% | 0% | 0% | 0% | TRUE | 0% | 0% | 0% | 0% | 0% | 0% | 0% | 0% | 0.33492 | 53
| 421 | Strategic property acquisition for Western Sydney Priority Growth Area | TRUE | Labour | Land and Easements | 100% | Augmentation Expenditure | Augmentations | Augex | Strategic Property | N/A | N/A | N/A | N/A | No | 0% | Localised maximum demand growth | Land and Easements | 10% | TRUE | 160 | 1 | 1 | 9 | 1 | FALSE | FALSE | TRUE | c-i-c | c-i-c | c-i-c | c-i-c | c-i-c | c-i-c | c-i-c | c-i-c | c-i-c | c-i-c | c-i-c | c-i-c | c-i-c | c-i-c | c-i-c | c-i-c | c-i-c | c-i-c | c-i-c | c-i-c | c-i-c | c-i-c | c-i-c | c-i-c | c-i-c | c-i-c | c-i-c | c-i-c | c-i-c | c-i-c | c-i-c | c-i-c | c-i-c | c-i-c | c-i-c | c-i-c | c-i-c | c-i-c | c-i-c | c-i-c | c-i-c | c-i-c | c-i-c | c-i-c | c-i-c | c-i-c | c-i-c | c-i-c | c-i-c | c-i-c | c-i-c | c-i-c | c-i-c | c-i-c | c-i-c | c-i-c | c-i-c | c-i-c | c-i-c | c-i-c | c-i-c | c-i-c | c-i-c | c-i-c | c-i-c | FALSE | 0% | 0% | 0% | 0% | 0% | 0% | FALSE | 0% | 0% | 0% | 0% | 0% | FALSE | 0% | 0% | 0% | 0% | 0% | 0% | 0% | 0% | c-i-c | c-i-c
| 422 | Strategic property acquisition for Western Sydney Priority Growth Area | TRUE | Non-Labour | Land and Easements | 100% | Augmentation Expenditure | Augmentations | Augex | Strategic Property | N/A | N/A | N/A | N/A | No | 0% | Localised maximum demand growth | Land and Easements | 90% | TRUE | 160 | 2 | 2 | 9 | 2 | FALSE | FALSE | TRUE | c-i-c | c-i-c | c-i-c | c-i-c | c-i-c | c-i-c | c-i-c | c-i-c | c-i-c | c-i-c | c-i-c | c-i-c | c-i-c | c-i-c | c-i-c | c-i-c | c-i-c | c-i-c | c-i-c | c-i-c | c-i-c | c-i-c | c-i-c | c-i-c | c-i-c | c-i-c | c-i-c | c-i-c | c-i-c | c-i-c | c-i-c | c-i-c | c-i-c | c-i-c | c-i-c | c-i-c | c-i-c | c-i-c | c-i-c | c-i-c | c-i-c | c-i-c | c-i-c | c-i-c | c-i-c | c-i-c | c-i-c | c-i-c | c-i-c | c-i-c | c-i-c | c-i-c | c-i-c | c-i-c | c-i-c | c-i-c | c-i-c | c-i-c | c-i-c | c-i-c | c-i-c | c-i-c | c-i-c | c-i-c | c-i-c | FALSE | 0% | 0% | 0% | 0% | 0% | 0% | FALSE | 0% | 0% | 0% | 0% | 0% | FALSE | 0% | 0% | 0% | 0% | 0% | 0% | 0% | 0% | c-i-c | c-i-c
| 423 | Maintain Voltage in the Vineyard Area | TRUE | Labour | Substations | 95% | Augmentation Expenditure | Augmentations | Augex | Demand | N/A | N/A | N/A | N/A | No | 0% | Localised maximum demand growth | Substations (2018 onwards) | 12% | TRUE | 161 | 1 | 1 | 3 | 1 | FALSE | FALSE | TRUE | 0.68217 | 3.5898 | 0.10065 | 0 | 0 | 4.3726 | 0.68107 | 3.6114 | 0.10217 | 0 | 0 | 4.3946 | 0.095394 | 0.43102 | 0.013286 | 0 | 0 | 0.5397 | 0.012803 | 0.060933 | 0.0018751 | 0 | 0 | 0.075612 | 0.78926 | 4.1033 | 0.11733 | 0 | 0 | 5.0099 | 0% | 0% | 100% | 0% | 0% | 0 | 0 | 4.3726 | 0 | 0 | 4.3726 | 0 | 0 | 4.3946 | 0 | 0 | 4.3946 | 0 | 0 | 0.5397 | 0 | 0 | 0.5397 | 0 | 0 | 0.075612 | 0 | 0 | 0.075612 | 0 | 0 | 5.0099 | 0 | 0 | 5.0099 | FALSE | 0% | 0% | 0% | 0% | 0% | 0% | TRUE | 0% | 0% | 0% | 0% | 0% | FALSE | 0% | 0% | 0% | 0% | 0% | 0% | 0% | 0% | 4.3946 | 15
| 424 | Maintain Voltage in the Vineyard Area | TRUE | Labour | Secondary Systems | 5% | Augmentation Expenditure | Augmentations | Augex | Demand | N/A | N/A | N/A | N/A | No | 0% | Localised maximum demand growth | Secondary Systems (2018-23) | 12% | TRUE | 161 | 1 | 2 | 4 | 1 | FALSE | FALSE | TRUE | 0.035904 | 0.18894 | 0.0052973 | 0 | 0 | 0.23014 | 0.035846 | 0.19007 | 0.0053771 | 0 | 0 | 0.2313 | 0.0050208 | 0.022685 | 0.00069925 | 0 | 0 | 0.028405 | 0.00067385 | 0.003207 | 9.869e-05 | 0 | 0 | 0.0039796 | 0.04154 | 0.21596 | 0.0061751 | 0 | 0 | 0.26368 | 0% | 0% | 100% | 0% | 0% | 0 | 0 | 0.23014 | 0 | 0 | 0.23014 | 0 | 0 | 0.2313 | 0 | 0 | 0.2313 | 0 | 0 | 0.028405 | 0 | 0 | 0.028405 | 0 | 0 | 0.0039796 | 0 | 0 | 0.0039796 | 0 | 0 | 0.26368 | 0 | 0 | 0.26368 | FALSE | 0% | 0% | 0% | 0% | 0% | 0% | FALSE | 0% | 0% | 0% | 0% | 0% | TRUE | 0% | 0% | 0% | 0% | 0% | 0% | 0% | 0% | 0.2313 | 56
| 425 | Maintain Voltage in the Vineyard Area | TRUE | Non-Labour | Substations | 95% | Augmentation Expenditure | Augmentations | Augex | Demand | N/A | N/A | N/A | N/A | No | 0% | Localised maximum demand growth | Substations (2018 onwards) | 88% | TRUE | 161 | 2 | 3 | 3 | 2 | FALSE | FALSE | TRUE | 5.0026 | 26.3251 | 0.73809 | 0 | 0 | 32.0658 | 5.0026 | 26.3251 | 0.73809 | 0 | 0 | 32.0658 | 0.70069 | 3.1419 | 0.095982 | 0 | 0 | 3.9386 | 0.094043 | 0.44417 | 0.013547 | 0 | 0 | 0.55176 | 5.7973 | 29.9112 | 0.84762 | 0 | 0 | 36.5561 | 0% | 0% | 100% | 0% | 0% | 0 | 0 | 32.0658 | 0 | 0 | 32.0658 | 0 | 0 | 32.0658 | 0 | 0 | 32.0658 | 0 | 0 | 3.9386 | 0 | 0 | 3.9386 | 0 | 0 | 0.55176 | 0 | 0 | 0.55176 | 0 | 0 | 36.5561 | 0 | 0 | 36.5561 | FALSE | 0% | 0% | 0% | 0% | 0% | 0% | TRUE | 0% | 0% | 0% | 0% | 0% | FALSE | 0% | 0% | 0% | 0% | 0% | 0% | 0% | 0% | 32.0658 | 2
| 426 | Maintain Voltage in the Vineyard Area | TRUE | Non-Labour | Secondary Systems | 5% | Augmentation Expenditure | Augmentations | Augex | Demand | N/A | N/A | N/A | N/A | No | 0% | Localised maximum demand growth | Secondary Systems (2018-23) | 88% | TRUE | 161 | 2 | 4 | 4 | 2 | FALSE | FALSE | TRUE | 0.26329 | 1.3855 | 0.038847 | 0 | 0 | 1.6877 | 0.26329 | 1.3855 | 0.038847 | 0 | 0 | 1.6877 | 0.036879 | 0.16536 | 0.0050517 | 0 | 0 | 0.20729 | 0.0049496 | 0.023378 | 0.00071298 | 0 | 0 | 0.02904 | 0.30512 | 1.5743 | 0.044611 | 0 | 0 | 1.924 | 0% | 0% | 100% | 0% | 0% | 0 | 0 | 1.6877 | 0 | 0 | 1.6877 | 0 | 0 | 1.6877 | 0 | 0 | 1.6877 | 0 | 0 | 0.20729 | 0 | 0 | 0.20729 | 0 | 0 | 0.02904 | 0 | 0 | 0.02904 | 0 | 0 | 1.924 | 0 | 0 | 1.924 | FALSE | 0% | 0% | 0% | 0% | 0% | 0% | FALSE | 0% | 0% | 0% | 0% | 0% | TRUE | 0% | 0% | 0% | 0% | 0% | 0% | 0% | 0% | 1.6877 | 28
| 427 | Voltage control under light load conditions | TRUE | Labour | Substations | 95% | Augmentation Expenditure | Augmentations | Augex | Compliance | N/A | N/A | N/A | N/A | No | 0% | Energy transition | Substations (2018 onwards) | 17% | TRUE | 162 | 1 | 1 | 3 | 1 | FALSE | FALSE | TRUE | 0.44528 | 0.32398 | 0 | 0 | 0 | 0.76926 | 0.44456 | 0.32593 | 0 | 0 | 0 | 0.77049 | 0.062268 | 0.0389 | 0 | 0 | 0 | 0.10117 | 0.0083572 | 0.0054993 | 0 | 0 | 0 | 0.013856 | 0.51518 | 0.37033 | 0 | 0 | 0 | 0.88551 | 0% | 100% | 0% | 0% | 0% | 0 | 0.76926 | 0 | 0 | 0 | 0.76926 | 0 | 0.77049 | 0 | 0 | 0 | 0.77049 | 0 | 0.10117 | 0 | 0 | 0 | 0.10117 | 0 | 0.013856 | 0 | 0 | 0 | 0.013856 | 0 | 0.88551 | 0 | 0 | 0 | 0.88551 | FALSE | 0% | 0% | 0% | 0% | 0% | 0% | TRUE | 0% | 0% | 0% | 0% | 0% | FALSE | 0% | 0% | 0% | 0% | 0% | 0% | 0% | 0% | 0.77049 | 40
| 428 | Voltage control under light load conditions | TRUE | Labour | Secondary Systems | 5% | Augmentation Expenditure | Augmentations | Augex | Compliance | N/A | N/A | N/A | N/A | No | 0% | Energy transition | Secondary Systems (2018-23) | 17% | TRUE | 162 | 1 | 2 | 4 | 1 | FALSE | FALSE | TRUE | 0.023436 | 0.017052 | 0 | 0 | 0 | 0.040487 | 0.023398 | 0.017154 | 0 | 0 | 0 | 0.040552 | 0.0032773 | 0.0020474 | 0 | 0 | 0 | 0.0053246 | 0.00043985 | 0.00028944 | 0 | 0 | 0 | 0.00072929 | 0.027115 | 0.019491 | 0 | 0 | 0 | 0.046606 | 0% | 100% | 0% | 0% | 0% | 0 | 0.040487 | 0 | 0 | 0 | 0.040487 | 0 | 0.040552 | 0 | 0 | 0 | 0.040552 | 0 | 0.0053246 | 0 | 0 | 0 | 0.0053246 | 0 | 0.00072929 | 0 | 0 | 0 | 0.00072929 | 0 | 0.046606 | 0 | 0 | 0 | 0.046606 | FALSE | 0% | 0% | 0% | 0% | 0% | 0% | FALSE | 0% | 0% | 0% | 0% | 0% | TRUE | 0% | 0% | 0% | 0% | 0% | 0% | 0% | 0% | 0.040552 | 68
| 429 | Voltage control under light load conditions | TRUE | Non-Labour | Substations | 95% | Augmentation Expenditure | Augmentations | Augex | Compliance | N/A | N/A | N/A | N/A | No | 0% | Energy transition | Substations (2018 onwards) | 83% | TRUE | 162 | 2 | 3 | 3 | 2 | FALSE | FALSE | TRUE | 2.174 | 1.5818 | 0 | 0 | 0 | 3.7558 | 2.174 | 1.5818 | 0 | 0 | 0 | 3.7558 | 0.30451 | 0.18879 | 0 | 0 | 0 | 0.49329 | 0.040869 | 0.026689 | 0 | 0 | 0 | 0.067558 | 2.5194 | 1.7973 | 0 | 0 | 0 | 4.3167 | 0% | 100% | 0% | 0% | 0% | 0 | 3.7558 | 0 | 0 | 0 | 3.7558 | 0 | 3.7558 | 0 | 0 | 0 | 3.7558 | 0 | 0.49329 | 0 | 0 | 0 | 0.49329 | 0 | 0.067558 | 0 | 0 | 0 | 0.067558 | 0 | 4.3167 | 0 | 0 | 0 | 4.3167 | FALSE | 0% | 0% | 0% | 0% | 0% | 0% | TRUE | 0% | 0% | 0% | 0% | 0% | FALSE | 0% | 0% | 0% | 0% | 0% | 0% | 0% | 0% | 3.7558 | 16
| 430 | Voltage control under light load conditions | TRUE | Non-Labour | Secondary Systems | 5% | Augmentation Expenditure | Augmentations | Augex | Compliance | N/A | N/A | N/A | N/A | No | 0% | Energy transition | Secondary Systems (2018-23) | 83% | TRUE | 162 | 2 | 4 | 4 | 2 | FALSE | FALSE | TRUE | 0.11442 | 0.083252 | 0 | 0 | 0 | 0.19767 | 0.11442 | 0.083252 | 0 | 0 | 0 | 0.19767 | 0.016027 | 0.0099362 | 0 | 0 | 0 | 0.025963 | 0.002151 | 0.0014047 | 0 | 0 | 0 | 0.0035557 | 0.1326 | 0.094593 | 0 | 0 | 0 | 0.22719 | 0% | 100% | 0% | 0% | 0% | 0 | 0.19767 | 0 | 0 | 0 | 0.19767 | 0 | 0.19767 | 0 | 0 | 0 | 0.19767 | 0 | 0.025963 | 0 | 0 | 0 | 0.025963 | 0 | 0.0035557 | 0 | 0 | 0 | 0.0035557 | 0 | 0.22719 | 0 | 0 | 0 | 0.22719 | FALSE | 0% | 0% | 0% | 0% | 0% | 0% | FALSE | 0% | 0% | 0% | 0% | 0% | TRUE | 0% | 0% | 0% | 0% | 0% | 0% | 0% | 0% | 0.19767 | 57
| 431 | Maintain voltage in Beryl area | TRUE | Labour | Substations | 100% | Augmentation Expenditure | Augmentations | Augex | Demand | N/A | N/A | N/A | N/A | Yes | 0% | Localised maximum demand growth | Substations (2018 onwards) | 12% | TRUE | 163 | 1 | 1 | 3 | 1 | FALSE | FALSE | TRUE | 0 | 0.16849 | 0.80001 | 1.537 | 0 | 2.5055 | 0 | 0.1695 | 0.81207 | 1.573 | 0 | 2.5546 | 0 | 0.02023 | 0.1056 | 0.2254 | 0 | 0.35123 | 0 | 0.0028599 | 0.014904 | 0.031886 | 0 | 0.04965 | 0 | 0.19259 | 0.93257 | 1.8303 | 0 | 2.9554 | 0% | 0% | 100% | 0% | 0% | 0 | 0 | 2.5055 | 0 | 0 | 2.5055 | 0 | 0 | 2.5546 | 0 | 0 | 2.5546 | 0 | 0 | 0.35123 | 0 | 0 | 0.35123 | 0 | 0 | 0.04965 | 0 | 0 | 0.04965 | 0 | 0 | 2.9554 | 0 | 0 | 2.9554 | FALSE | 0% | 0% | 0% | 0% | 0% | 0% | TRUE | 0% | 0% | 0% | 0% | 0% | FALSE | 0% | 0% | 0% | 0% | 0% | 0% | 0% | 0% | 2.5546 | 20
| 432 | Maintain voltage in Beryl area | TRUE | Non-Labour | Substations | 100% | Augmentation Expenditure | Augmentations | Augex | Demand | N/A | N/A | N/A | N/A | Yes | 0% | Localised maximum demand growth | Substations (2018 onwards) | 88% | TRUE | 163 | 2 | 2 | 3 | 2 | FALSE | FALSE | TRUE | 0 | 1.2356 | 5.8667 | 11.2712 | 0 | 18.3735 | 0 | 1.2356 | 5.8667 | 11.2712 | 0 | 18.3735 | 0 | 0.14747 | 0.76291 | 1.6151 | 0 | 2.5254 | 0 | 0.020847 | 0.10768 | 0.22848 | 0 | 0.357 | 0 | 1.4039 | 6.7373 | 13.1148 | 0 | 21.2559 | 0% | 0% | 100% | 0% | 0% | 0 | 0 | 18.3735 | 0 | 0 | 18.3735 | 0 | 0 | 18.3735 | 0 | 0 | 18.3735 | 0 | 0 | 2.5254 | 0 | 0 | 2.5254 | 0 | 0 | 0.357 | 0 | 0 | 0.357 | 0 | 0 | 21.2559 | 0 | 0 | 21.2559 | FALSE | 0% | 0% | 0% | 0% | 0% | 0% | TRUE | 0% | 0% | 0% | 0% | 0% | FALSE | 0% | 0% | 0% | 0% | 0% | 0% | 0% | 0% | 18.3735 | 3
| 433 | Maintain voltage in Alpine area | TRUE | Labour | Substations | 95% | Augmentation Expenditure | Augmentations | Augex | Compliance | N/A | N/A | N/A | N/A | No | 0% | Localised maximum demand growth | Substations (2018 onwards) | 12% | TRUE | 164 | 1 | 1 | 3 | 1 | FALSE | FALSE | TRUE | 0 | 0 | 0 | 0.034572 | 0.20743 | 0.242 | 0 | 0 | 0 | 0.035382 | 0.2136 | 0.24898 | 0 | 0 | 0 | 0.0050699 | 0.026129 | 0.031198 | 0 | 0 | 0 | 0.00071722 | 0.0038243 | 0.0045415 | 0 | 0 | 0 | 0.041169 | 0.24355 | 0.28472 | 0% | 0% | 0% | 0% | 5% | 0 | 0 | 0 | 0 | 0.0121 | 0.0121 | 0 | 0 | 0 | 0 | 0.012449 | 0.012449 | 0 | 0 | 0 | 0 | 0.0015599 | 0.0015599 | 0 | 0 | 0 | 0 | 0.00022708 | 0.00022708 | 0 | 0 | 0 | 0 | 0.014236 | 0.014236 | FALSE | 0% | 0% | 0% | 0% | 0% | 0% | TRUE | 0% | 0% | 0% | 0% | 0% | FALSE | 0% | 0% | 0% | 0% | 0% | 0% | 0% | 0% | 0.24898 | 55
| 434 | Maintain voltage in Alpine area | TRUE | Labour | Secondary Systems | 5% | Augmentation Expenditure | Augmentations | Augex | Compliance | N/A | N/A | N/A | N/A | No | 0% | Localised maximum demand growth | Secondary Systems (2018-23) | 12% | TRUE | 164 | 1 | 2 | 4 | 1 | FALSE | FALSE | TRUE | 0 | 0 | 0 | 0.0018196 | 0.010917 | 0.012737 | 0 | 0 | 0 | 0.0018622 | 0.011242 | 0.013104 | 0 | 0 | 0 | 0.00026684 | 0.0013752 | 0.001642 | 0 | 0 | 0 | 3.7748e-05 | 0.00020128 | 0.00023903 | 0 | 0 | 0 | 0.0021668 | 0.012818 | 0.014985 | 0% | 0% | 0% | 0% | 5% | 0 | 0 | 0 | 0 | 0.00063685 | 0.00063685 | 0 | 0 | 0 | 0 | 0.00065521 | 0.00065521 | 0 | 0 | 0 | 0 | 8.2101e-05 | 8.2101e-05 | 0 | 0 | 0 | 0 | 1.1951e-05 | 1.1951e-05 | 0 | 0 | 0 | 0 | 0.00074926 | 0.00074926 | FALSE | 0% | 0% | 0% | 0% | 0% | 0% | FALSE | 0% | 0% | 0% | 0% | 0% | TRUE | 0% | 0% | 0% | 0% | 0% | 0% | 0% | 0% | 0.013104 | 70
| 435 | Maintain voltage in Alpine area | TRUE | Non-Labour | Substations | 95% | Augmentation Expenditure | Augmentations | Augex | Compliance | N/A | N/A | N/A | N/A | No | 0% | Localised maximum demand growth | Substations (2018 onwards) | 88% | TRUE | 164 | 2 | 3 | 3 | 2 | FALSE | FALSE | TRUE | 0 | 0 | 0 | 0.25353 | 1.5212 | 1.7747 | 0 | 0 | 0 | 0.25353 | 1.5212 | 1.7747 | 0 | 0 | 0 | 0.036328 | 0.18608 | 0.22241 | 0 | 0 | 0 | 0.0051392 | 0.027235 | 0.032375 | 0 | 0 | 0 | 0.29499 | 1.7345 | 2.0295 | 0% | 0% | 0% | 0% | 5% | 0 | 0 | 0 | 0 | 0.088734 | 0.088734 | 0 | 0 | 0 | 0 | 0.088734 | 0.088734 | 0 | 0 | 0 | 0 | 0.01112 | 0.01112 | 0 | 0 | 0 | 0 | 0.0016187 | 0.0016187 | 0 | 0 | 0 | 0 | 0.10147 | 0.10147 | FALSE | 0% | 0% | 0% | 0% | 0% | 0% | TRUE | 0% | 0% | 0% | 0% | 0% | FALSE | 0% | 0% | 0% | 0% | 0% | 0% | 0% | 0% | 1.7747 | 24
| 436 | Maintain voltage in Alpine area | TRUE | Non-Labour | Secondary Systems | 5% | Augmentation Expenditure | Augmentations | Augex | Compliance | N/A | N/A | N/A | N/A | No | 0% | Localised maximum demand growth | Secondary Systems (2018-23) | 88% | TRUE | 164 | 2 | 4 | 4 | 2 | FALSE | FALSE | TRUE | 0 | 0 | 0 | 0.013343 | 0.080061 | 0.093404 | 0 | 0 | 0 | 0.013343 | 0.080061 | 0.093404 | 0 | 0 | 0 | 0.001912 | 0.0097936 | 0.011706 | 0 | 0 | 0 | 0.00027048 | 0.0014334 | 0.0017039 | 0 | 0 | 0 | 0.015526 | 0.091288 | 0.10681 | 0% | 0% | 0% | 0% | 5% | 0 | 0 | 0 | 0 | 0.0046702 | 0.0046702 | 0 | 0 | 0 | 0 | 0.0046702 | 0.0046702 | 0 | 0 | 0 | 0 | 0.00058528 | 0.00058528 | 0 | 0 | 0 | 0 | 8.5196e-05 | 8.5196e-05 | 0 | 0 | 0 | 0 | 0.0053407 | 0.0053407 | FALSE | 0% | 0% | 0% | 0% | 0% | 0% | FALSE | 0% | 0% | 0% | 0% | 0% | TRUE | 0% | 0% | 0% | 0% | 0% | 0% | 0% | 0% | 0.093404 | 65
| 437 | Application Maintenance | TRUE | Labour | Business IT | 70% | Non-network - ICT | Information Technology | ICT | N/A | N/A | N/A | N/A | N/A | No | 0% | Safety security & reliability | Business IT (2018 onwards) | 60% | FALSE | 165 | 1 | 1 | 6 | 1 | FALSE | FALSE | TRUE | 2.5256 | 1.7275 | 1.2829 | 0.35319 | 1.7275 | 7.6166 | 2.5215 | 1.7379 | 1.3022 | 0.36146 | 1.7788 | 7.7018 | 0 | 0 | 0 | 0 | 0 | 0 | 0.047401 | 0.029322 | 0.0239 | 0.0073272 | 0.031849 | 0.1398 | 2.5689 | 1.7672 | 1.3261 | 0.36879 | 1.8107 | 7.8416 | 15% | 20% | 10% | 30% | 25% | 1.1425 | 1.5233 | 0.76166 | 2.285 | 1.9041 | 7.6166 | 1.1553 | 1.5404 | 0.77018 | 2.3106 | 1.9255 | 7.7018 | 0 | 0 | 0 | 0 | 0 | 0 | 0.02097 | 0.02796 | 0.01398 | 0.04194 | 0.03495 | 0.1398 | 1.1762 | 1.5683 | 0.78416 | 2.3525 | 1.9604 | 7.8416 | FALSE | 0% | 0% | 0% | 0% | 0% | 0% | FALSE | 0% | 0% | 0% | 0% | 0% | TRUE | 0% | 0% | 0% | 0% | 0% | 0% | 0% | 0% | N/A | N/A
| 438 | Application Maintenance | TRUE | Labour | In-house software | 30% | Non-network - ICT | Information Technology | ICT | N/A | N/A | N/A | N/A | N/A | No | 0% | Safety security & reliability | In-house software | 60% | FALSE | 165 | 1 | 2 | 20 | 1 | FALSE | FALSE | TRUE | 1.0824 | 0.74034 | 0.5498 | 0.15137 | 0.74034 | 3.2643 | 1.0806 | 0.7448 | 0.55808 | 0.15491 | 0.76235 | 3.3008 | 0 | 0 | 0 | 0 | 0 | 0 | 0.020315 | 0.012567 | 0.010243 | 0.0031402 | 0.013649 | 0.059914 | 1.101 | 0.75736 | 0.56833 | 0.15805 | 0.776 | 3.3607 | 15% | 20% | 10% | 30% | 25% | 0.48964 | 0.65285 | 0.32643 | 0.97928 | 0.81606 | 3.2643 | 0.49512 | 0.66016 | 0.33008 | 0.99024 | 0.8252 | 3.3008 | 0 | 0 | 0 | 0 | 0 | 0 | 0.0089871 | 0.011983 | 0.0059914 | 0.017974 | 0.014979 | 0.059914 | 0.50411 | 0.67214 | 0.33607 | 1.0082 | 0.84018 | 3.3607 | FALSE | 0% | 0% | 0% | 0% | 0% | 0% | FALSE | 0% | 0% | 0% | 0% | 0% | FALSE | 0% | 0% | 0% | 0% | 0% | 0% | 0% | 0% | N/A | N/A
| 439 | Application Maintenance | TRUE | Non-Labour | Business IT | 70% | Non-network - ICT | Information Technology | ICT | N/A | N/A | N/A | N/A | N/A | No | 0% | Safety security & reliability | Business IT (2018 onwards) | 40% | FALSE | 165 | 2 | 3 | 6 | 2 | FALSE | FALSE | TRUE | 1.6837 | 1.1516 | 0.85524 | 0.23546 | 1.1516 | 5.0777 | 1.6837 | 1.1516 | 0.85524 | 0.23546 | 1.1516 | 5.0777 | 0 | 0 | 0 | 0 | 0 | 0 | 0.031652 | 0.019431 | 0.015697 | 0.004773 | 0.02062 | 0.092173 | 1.7154 | 1.1711 | 0.87094 | 0.24023 | 1.1723 | 5.1699 | 15% | 20% | 10% | 30% | 25% | 0.76166 | 1.0155 | 0.50777 | 1.5233 | 1.2694 | 5.0777 | 0.76166 | 1.0155 | 0.50777 | 1.5233 | 1.2694 | 5.0777 | 0 | 0 | 0 | 0 | 0 | 0 | 0.013826 | 0.018435 | 0.0092173 | 0.027652 | 0.023043 | 0.092173 | 0.77548 | 1.034 | 0.51699 | 1.551 | 1.2925 | 5.1699 | FALSE | 0% | 0% | 0% | 0% | 0% | 0% | FALSE | 0% | 0% | 0% | 0% | 0% | TRUE | 0% | 0% | 0% | 0% | 0% | 0% | 0% | 0% | N/A | N/A
| 440 | Application Maintenance | TRUE | Non-Labour | In-house software | 30% | Non-network - ICT | Information Technology | ICT | N/A | N/A | N/A | N/A | N/A | No | 0% | Safety security & reliability | In-house software | 40% | FALSE | 165 | 2 | 4 | 20 | 2 | FALSE | FALSE | TRUE | 0.7216 | 0.49356 | 0.36653 | 0.10091 | 0.49356 | 2.1762 | 0.7216 | 0.49356 | 0.36653 | 0.10091 | 0.49356 | 2.1762 | 0 | 0 | 0 | 0 | 0 | 0 | 0.013565 | 0.0083277 | 0.0067272 | 0.0020456 | 0.008837 | 0.039503 | 0.73516 | 0.50189 | 0.37326 | 0.10296 | 0.5024 | 2.2157 | 15% | 20% | 10% | 30% | 25% | 0.32643 | 0.43523 | 0.21762 | 0.65285 | 0.54404 | 2.1762 | 0.32643 | 0.43523 | 0.21762 | 0.65285 | 0.54404 | 2.1762 | 0 | 0 | 0 | 0 | 0 | 0 | 0.0059254 | 0.0079005 | 0.0039503 | 0.011851 | 0.0098757 | 0.039503 | 0.33235 | 0.44313 | 0.22157 | 0.6647 | 0.55392 | 2.2157 | FALSE | 0% | 0% | 0% | 0% | 0% | 0% | FALSE | 0% | 0% | 0% | 0% | 0% | FALSE | 0% | 0% | 0% | 0% | 0% | 0% | 0% | 0% | N/A | N/A
| 441 | Bespoke Applications | TRUE | Labour | In-house software | 100% | Non-network - ICT | Information Technology | ICT | N/A | N/A | N/A | N/A | N/A | No | 0% | Safety security & reliability | In-house software | 70% | FALSE | 166 | 1 | 1 | 20 | 1 | FALSE | FALSE | TRUE | 2.8225 | 2.986 | 3.7763 | 1.9014 | 0.64034 | 12.1266 | 2.818 | 3.004 | 3.8332 | 1.9459 | 0.65937 | 12.2604 | 0 | 0 | 0 | 0 | 0 | 0 | 0.052974 | 0.050685 | 0.070354 | 0.039445 | 0.011806 | 0.22526 | 2.8709 | 3.0546 | 3.9036 | 1.9854 | 0.67118 | 12.4857 | 40% | 30% | 20% | 10% | 0% | 4.8506 | 3.638 | 2.4253 | 1.2127 | 0 | 12.1266 | 4.9042 | 3.6781 | 2.4521 | 1.226 | 0 | 12.2604 | 0 | 0 | 0 | 0 | 0 | 0 | 0.090105 | 0.067579 | 0.045053 | 0.022526 | 0 | 0.22526 | 4.9943 | 3.7457 | 2.4971 | 1.2486 | 0 | 12.4857 | FALSE | 0% | 0% | 0% | 0% | 0% | 0% | FALSE | 0% | 0% | 0% | 0% | 0% | FALSE | 0% | 0% | 0% | 0% | 0% | 0% | 0% | 0% | N/A | N/A
| 442 | Bespoke Applications | TRUE | Non-Labour | In-house software | 100% | Non-network - ICT | Information Technology | ICT | N/A | N/A | N/A | N/A | N/A | No | 0% | Safety security & reliability | In-house software | 30% | FALSE | 166 | 2 | 2 | 20 | 2 | FALSE | FALSE | TRUE | 1.2097 | 1.2797 | 1.6184 | 0.81487 | 0.27443 | 5.1971 | 1.2097 | 1.2797 | 1.6184 | 0.81487 | 0.27443 | 5.1971 | 0 | 0 | 0 | 0 | 0 | 0 | 0.02274 | 0.021592 | 0.029704 | 0.016518 | 0.0049135 | 0.095468 | 1.2324 | 1.3013 | 1.6481 | 0.83139 | 0.27934 | 5.2926 | 40% | 30% | 20% | 10% | 0% | 2.0788 | 1.5591 | 1.0394 | 0.51971 | 0 | 5.1971 | 2.0788 | 1.5591 | 1.0394 | 0.51971 | 0 | 5.1971 | 0 | 0 | 0 | 0 | 0 | 0 | 0.038187 | 0.02864 | 0.019094 | 0.0095468 | 0 | 0.095468 | 2.117 | 1.5878 | 1.0585 | 0.52926 | 0 | 5.2926 | FALSE | 0% | 0% | 0% | 0% | 0% | 0% | FALSE | 0% | 0% | 0% | 0% | 0% | FALSE | 0% | 0% | 0% | 0% | 0% | 0% | 0% | 0% | N/A | N/A
| 443 | Customer Safety and Support | TRUE | Labour | Business IT | 100% | Non-network - ICT | Information Technology | ICT | N/A | N/A | N/A | N/A | N/A | No | 0% | Safety security & reliability | Business IT (2018 onwards) | 60% | FALSE | 167 | 1 | 1 | 6 | 1 | FALSE | FALSE | TRUE | 0.41656 | 0.16969 | 0 | 0 | 0 | 0.58625 | 0.41588 | 0.17071 | 0 | 0 | 0 | 0.58659 | 0 | 0 | 0 | 0 | 0 | 0 | 0.0078181 | 0.0028803 | 0 | 0 | 0 | 0.010698 | 0.4237 | 0.17359 | 0 | 0 | 0 | 0.59729 | 65% | 20% | 15% | 0% | 0% | 0.38106 | 0.11725 | 0.087937 | 0 | 0 | 0.58625 | 0.38128 | 0.11732 | 0.087989 | 0 | 0 | 0.58659 | 0 | 0 | 0 | 0 | 0 | 0 | 0.0069539 | 0.0021397 | 0.0016048 | 0 | 0 | 0.010698 | 0.38824 | 0.11946 | 0.089593 | 0 | 0 | 0.59729 | FALSE | 0% | 0% | 0% | 0% | 0% | 0% | FALSE | 0% | 0% | 0% | 0% | 0% | TRUE | 0% | 0% | 0% | 0% | 0% | 0% | 0% | 0% | N/A | N/A
| 444 | Customer Safety and Support | TRUE | Non-Labour | Business IT | 100% | Non-network - ICT | Information Technology | ICT | N/A | N/A | N/A | N/A | N/A | No | 0% | Safety security & reliability | Business IT (2018 onwards) | 40% | FALSE | 167 | 2 | 2 | 6 | 2 | FALSE | FALSE | TRUE | 0.27771 | 0.11313 | 0 | 0 | 0 | 0.39083 | 0.27771 | 0.11313 | 0 | 0 | 0 | 0.39083 | 0 | 0 | 0 | 0 | 0 | 0 | 0.0052205 | 0.0019087 | 0 | 0 | 0 | 0.0071292 | 0.28293 | 0.11503 | 0 | 0 | 0 | 0.39796 | 65% | 20% | 15% | 0% | 0% | 0.25404 | 0.078166 | 0.058625 | 0 | 0 | 0.39083 | 0.25404 | 0.078166 | 0.058625 | 0 | 0 | 0.39083 | 0 | 0 | 0 | 0 | 0 | 0 | 0.004634 | 0.0014258 | 0.0010694 | 0 | 0 | 0.0071292 | 0.25867 | 0.079592 | 0.059694 | 0 | 0 | 0.39796 | FALSE | 0% | 0% | 0% | 0% | 0% | 0% | FALSE | 0% | 0% | 0% | 0% | 0% | TRUE | 0% | 0% | 0% | 0% | 0% | 0% | 0% | 0% | N/A | N/A
| 445 | Cyber Security | TRUE | Labour | Business IT | 100% | Non-network - ICT | Security/Compliance | ICT | N/A | N/A | N/A | N/A | Pervasive Security | No | 0% | Safety security & reliability | Business IT (2018 onwards) | 60% | FALSE | 168 | 1 | 1 | 6 | 1 | FALSE | FALSE | TRUE | 0.25431 | 1.2491 | 1.2491 | 2.1444 | 2.1854 | 7.0822 | 0.2539 | 1.2566 | 1.2679 | 2.1946 | 2.2503 | 7.2234 | 0 | 0 | 0 | 0 | 0 | 0 | 0.004773 | 0.021202 | 0.02327 | 0.044487 | 0.040291 | 0.13402 | 0.25867 | 1.2778 | 1.2912 | 2.2391 | 2.2906 | 7.3574 | 45% | 45% | 10% | 0% | 0% | 3.187 | 3.187 | 0.70822 | 0 | 0 | 7.0822 | 3.2505 | 3.2505 | 0.72234 | 0 | 0 | 7.2234 | 0 | 0 | 0 | 0 | 0 | 0 | 0.060311 | 0.060311 | 0.013402 | 0 | 0 | 0.13402 | 3.3108 | 3.3108 | 0.73574 | 0 | 0 | 7.3574 | FALSE | 0% | 0% | 0% | 0% | 0% | 0% | FALSE | 0% | 0% | 0% | 0% | 0% | TRUE | 0% | 0% | 0% | 0% | 0% | 0% | 0% | 0% | N/A | N/A
| 446 | Cyber Security | TRUE | Non-Labour | Business IT | 100% | Non-network - ICT | Security/Compliance | ICT | N/A | N/A | N/A | N/A | Pervasive Security | No | 0% | Safety security & reliability | Business IT (2018 onwards) | 40% | FALSE | 168 | 2 | 2 | 6 | 2 | FALSE | FALSE | TRUE | 0.16954 | 0.83271 | 0.83271 | 1.4296 | 1.4569 | 4.7215 | 0.16954 | 0.83271 | 0.83271 | 1.4296 | 1.4569 | 4.7215 | 0 | 0 | 0 | 0 | 0 | 0 | 0.0031872 | 0.01405 | 0.015283 | 0.028979 | 0.026085 | 0.087585 | 0.17273 | 0.84676 | 0.848 | 1.4586 | 1.483 | 4.8091 | 45% | 45% | 10% | 0% | 0% | 2.1247 | 2.1247 | 0.47215 | 0 | 0 | 4.7215 | 2.1247 | 2.1247 | 0.47215 | 0 | 0 | 4.7215 | 0 | 0 | 0 | 0 | 0 | 0 | 0.039413 | 0.039413 | 0.0087585 | 0 | 0 | 0.087585 | 2.1641 | 2.1641 | 0.48091 | 0 | 0 | 4.8091 | FALSE | 0% | 0% | 0% | 0% | 0% | 0% | FALSE | 0% | 0% | 0% | 0% | 0% | TRUE | 0% | 0% | 0% | 0% | 0% | 0% | 0% | 0% | N/A | N/A
| 447 | Data and Decisioning | TRUE | Labour | Business IT | 100% | Non-network - ICT | Information Technology | ICT | N/A | N/A | N/A | N/A | Enterprise Analytics Platform | No | 0% | Safety security & reliability | Business IT (2018 onwards) | 80% | FALSE | 169 | 1 | 1 | 6 | 1 | FALSE | FALSE | TRUE | 2.2181 | 1.9062 | 0.91782 | 0 | 0 | 5.0421 | 2.2145 | 1.9177 | 0.93165 | 0 | 0 | 5.0638 | 0 | 0 | 0 | 0 | 0 | 0 | 0.041629 | 0.032357 | 0.017099 | 0 | 0 | 0.091085 | 2.2561 | 1.9501 | 0.94875 | 0 | 0 | 5.1549 | 55% | 45% | 0% | 0% | 0% | 2.7732 | 2.269 | 0 | 0 | 0 | 5.0421 | 2.7851 | 2.2787 | 0 | 0 | 0 | 5.0638 | 0 | 0 | 0 | 0 | 0 | 0 | 0.050097 | 0.040988 | 0 | 0 | 0 | 0.091085 | 2.8352 | 2.3197 | 0 | 0 | 0 | 5.1549 | FALSE | 0% | 0% | 0% | 0% | 0% | 0% | FALSE | 0% | 0% | 0% | 0% | 0% | TRUE | 0% | 0% | 0% | 0% | 0% | 0% | 0% | 0% | N/A | N/A
| 448 | Data and Decisioning | TRUE | Non-Labour | Business IT | 100% | Non-network - ICT | Information Technology | ICT | N/A | N/A | N/A | N/A | Enterprise Analytics Platform | No | 0% | Safety security & reliability | Business IT (2018 onwards) | 20% | FALSE | 169 | 2 | 2 | 6 | 2 | FALSE | FALSE | TRUE | 0.55452 | 0.47656 | 0.22946 | 0 | 0 | 1.2605 | 0.55452 | 0.47656 | 0.22946 | 0 | 0 | 1.2605 | 0 | 0 | 0 | 0 | 0 | 0 | 0.010424 | 0.0080408 | 0.0042113 | 0 | 0 | 0.022676 | 0.56494 | 0.4846 | 0.23367 | 0 | 0 | 1.2832 | 55% | 45% | 0% | 0% | 0% | 0.69329 | 0.56724 | 0 | 0 | 0 | 1.2605 | 0.69329 | 0.56724 | 0 | 0 | 0 | 1.2605 | 0 | 0 | 0 | 0 | 0 | 0 | 0.012472 | 0.010204 | 0 | 0 | 0 | 0.022676 | 0.70576 | 0.57744 | 0 | 0 | 0 | 1.2832 | FALSE | 0% | 0% | 0% | 0% | 0% | 0% | FALSE | 0% | 0% | 0% | 0% | 0% | TRUE | 0% | 0% | 0% | 0% | 0% | 0% | 0% | 0% | N/A | N/A
| 449 | Employee Enablement | TRUE | Labour | In-house software | 100% | Non-network - ICT | Information Technology | ICT | N/A | N/A | N/A | N/A | N/A | No | 0% | Safety security & reliability | In-house software | 60% | FALSE | 170 | 1 | 1 | 20 | 1 | FALSE | FALSE | TRUE | 2.9873 | 0.95753 | 1.4782 | 0.93925 | 0.93925 | 7.3016 | 2.9825 | 0.96329 | 1.5005 | 0.96126 | 0.96717 | 7.3747 | 0 | 0 | 0 | 0 | 0 | 0 | 0.056067 | 0.016253 | 0.02754 | 0.019486 | 0.017317 | 0.13666 | 3.0386 | 0.97955 | 1.528 | 0.98075 | 0.98449 | 7.5114 | 20% | 20% | 20% | 20% | 20% | 1.4603 | 1.4603 | 1.4603 | 1.4603 | 1.4603 | 7.3016 | 1.4749 | 1.4749 | 1.4749 | 1.4749 | 1.4749 | 7.3747 | 0 | 0 | 0 | 0 | 0 | 0 | 0.027332 | 0.027332 | 0.027332 | 0.027332 | 0.027332 | 0.13666 | 1.5023 | 1.5023 | 1.5023 | 1.5023 | 1.5023 | 7.5114 | FALSE | 0% | 0% | 0% | 0% | 0% | 0% | FALSE | 0% | 0% | 0% | 0% | 0% | FALSE | 0% | 0% | 0% | 0% | 0% | 0% | 0% | 0% | N/A | N/A
| 450 | Employee Enablement | TRUE | Non-Labour | In-house software | 100% | Non-network - ICT | Information Technology | ICT | N/A | N/A | N/A | N/A | N/A | No | 0% | Safety security & reliability | In-house software | 40% | FALSE | 170 | 2 | 2 | 20 | 2 | FALSE | FALSE | TRUE | 1.9916 | 0.63836 | 0.98548 | 0.62617 | 0.62617 | 4.8677 | 1.9916 | 0.63836 | 0.98548 | 0.62617 | 0.62617 | 4.8677 | 0 | 0 | 0 | 0 | 0 | 0 | 0.037439 | 0.010771 | 0.018087 | 0.012693 | 0.011211 | 0.090201 | 2.029 | 0.64913 | 1.0036 | 0.63886 | 0.63738 | 4.9579 | 20% | 20% | 20% | 20% | 20% | 0.97355 | 0.97355 | 0.97355 | 0.97355 | 0.97355 | 4.8677 | 0.97355 | 0.97355 | 0.97355 | 0.97355 | 0.97355 | 4.8677 | 0 | 0 | 0 | 0 | 0 | 0 | 0.01804 | 0.01804 | 0.01804 | 0.01804 | 0.01804 | 0.090201 | 0.99159 | 0.99159 | 0.99159 | 0.99159 | 0.99159 | 4.9579 | FALSE | 0% | 0% | 0% | 0% | 0% | 0% | FALSE | 0% | 0% | 0% | 0% | 0% | FALSE | 0% | 0% | 0% | 0% | 0% | 0% | 0% | 0% | N/A | N/A
| 451 | Infrastructure and Network | TRUE | Labour | In-house software | 100% | Non-network - ICT | Information Technology | ICT | N/A | N/A | N/A | N/A | N/A | No | 0% | Safety security & reliability | In-house software | 60% | FALSE | 171 | 1 | 1 | 20 | 1 | FALSE | FALSE | TRUE | 3.225 | 2.42 | 2.2492 | 2.5448 | 0.15444 | 10.5934 | 3.2198 | 2.4346 | 2.2831 | 2.6044 | 0.15903 | 10.7008 | 0 | 0 | 0 | 0 | 0 | 0 | 0.060527 | 0.041077 | 0.041903 | 0.052794 | 0.0028474 | 0.19915 | 3.2803 | 2.4756 | 2.325 | 2.6572 | 0.16188 | 10.9 | 40% | 10% | 25% | 25% | 0% | 4.2374 | 1.0593 | 2.6483 | 2.6483 | 0 | 10.5934 | 4.2803 | 1.0701 | 2.6752 | 2.6752 | 0 | 10.7008 | 0 | 0 | 0 | 0 | 0 | 0 | 0.079659 | 0.019915 | 0.049787 | 0.049787 | 0 | 0.19915 | 4.36 | 1.09 | 2.725 | 2.725 | 0 | 10.9 | FALSE | 0% | 0% | 0% | 0% | 0% | 0% | FALSE | 0% | 0% | 0% | 0% | 0% | FALSE | 0% | 0% | 0% | 0% | 0% | 0% | 0% | 0% | N/A | N/A
| 452 | Infrastructure and Network | TRUE | Non-Labour | In-house software | 100% | Non-network - ICT | Information Technology | ICT | N/A | N/A | N/A | N/A | N/A | No | 0% | Safety security & reliability | In-house software | 40% | FALSE | 171 | 2 | 2 | 20 | 2 | FALSE | FALSE | TRUE | 2.15 | 1.6133 | 1.4994 | 1.6965 | 0.10296 | 7.0623 | 2.15 | 1.6133 | 1.4994 | 1.6965 | 0.10296 | 7.0623 | 0 | 0 | 0 | 0 | 0 | 0 | 0.040417 | 0.027221 | 0.02752 | 0.03439 | 0.0018435 | 0.13139 | 2.1904 | 1.6406 | 1.527 | 1.7309 | 0.1048 | 7.1937 | 40% | 10% | 25% | 25% | 0% | 2.8249 | 0.70623 | 1.7656 | 1.7656 | 0 | 7.0623 | 2.8249 | 0.70623 | 1.7656 | 1.7656 | 0 | 7.0623 | 0 | 0 | 0 | 0 | 0 | 0 | 0.052557 | 0.013139 | 0.032848 | 0.032848 | 0 | 0.13139 | 2.8775 | 0.71937 | 1.7984 | 1.7984 | 0 | 7.1937 | FALSE | 0% | 0% | 0% | 0% | 0% | 0% | FALSE | 0% | 0% | 0% | 0% | 0% | FALSE | 0% | 0% | 0% | 0% | 0% | 0% | 0% | 0% | N/A | N/A
| 453 | Operational Evolution | TRUE | Labour | Business IT | 100% | Non-network - ICT | Information Technology | ICT | N/A | N/A | N/A | N/A | N/A | No | 0% | Safety security & reliability | Business IT (2018 onwards) | 80% | FALSE | 172 | 1 | 1 | 6 | 1 | FALSE | FALSE | TRUE | 0.61265 | 0.27161 | 0.17243 | 0.48142 | 0 | 1.5381 | 0.61166 | 0.27324 | 0.17503 | 0.4927 | 0 | 1.5526 | 0 | 0 | 0 | 0 | 0 | 0 | 0.011498 | 0.0046103 | 0.0032124 | 0.0099874 | 0 | 0.029309 | 0.62315 | 0.27785 | 0.17824 | 0.50269 | 0 | 1.5819 | 45% | 30% | 15% | 10% | 0% | 0.69215 | 0.46143 | 0.23072 | 0.15381 | 0 | 1.5381 | 0.69868 | 0.46579 | 0.23289 | 0.15526 | 0 | 1.5526 | 0 | 0 | 0 | 0 | 0 | 0 | 0.013189 | 0.0087926 | 0.0043963 | 0.0029309 | 0 | 0.029309 | 0.71187 | 0.47458 | 0.23729 | 0.15819 | 0 | 1.5819 | FALSE | 0% | 0% | 0% | 0% | 0% | 0% | FALSE | 0% | 0% | 0% | 0% | 0% | TRUE | 0% | 0% | 0% | 0% | 0% | 0% | 0% | 0% | N/A | N/A
| 454 | Operational Evolution | TRUE | Non-Labour | Business IT | 100% | Non-network - ICT | Information Technology | ICT | N/A | N/A | N/A | N/A | N/A | No | 0% | Safety security & reliability | Business IT (2018 onwards) | 20% | FALSE | 172 | 2 | 2 | 6 | 2 | FALSE | FALSE | TRUE | 0.15316 | 0.067902 | 0.043107 | 0.12036 | 0 | 0.38453 | 0.15316 | 0.067902 | 0.043107 | 0.12036 | 0 | 0.38453 | 0 | 0 | 0 | 0 | 0 | 0 | 0.0028793 | 0.0011457 | 0.00079116 | 0.0024397 | 0 | 0.0072558 | 0.15604 | 0.069048 | 0.043898 | 0.12279 | 0 | 0.39178 | 45% | 30% | 15% | 10% | 0% | 0.17304 | 0.11536 | 0.057679 | 0.038453 | 0 | 0.38453 | 0.17304 | 0.11536 | 0.057679 | 0.038453 | 0 | 0.38453 | 0 | 0 | 0 | 0 | 0 | 0 | 0.0032651 | 0.0021767 | 0.0010884 | 0.00072558 | 0 | 0.0072558 | 0.1763 | 0.11753 | 0.058767 | 0.039178 | 0 | 0.39178 | FALSE | 0% | 0% | 0% | 0% | 0% | 0% | FALSE | 0% | 0% | 0% | 0% | 0% | TRUE | 0% | 0% | 0% | 0% | 0% | 0% | 0% | 0% | N/A | N/A
| 455 | Agricultural | FALSE | Labour | Minor Plant, Motor Vehicles & Mobile Plant | 100% | Non-network - Other | Fleet | Fleet & Property | N/A | Agricultural | N/A | N/A | N/A | No | 0% | Safety security & reliability | Minor Plant, Motor Vehicles & Mobile Plant (2018 onwards) | 0% | FALSE | 173 | 1 | 1 | 7 | 1 | FALSE | FALSE | TRUE | 0 | 0 | 0 | 0 | 0 | 0 | 0 | 0 | 0 | 0 | 0 | 0 | 0 | 0 | 0 | 0 | 0 | 0 | 0 | 0 | 0 | 0 | 0 | 0 | 0 | 0 | 0 | 0 | 0 | 0 | 20% | 20% | 20% | 20% | 20% | 0 | 0 | 0 | 0 | 0 | 0 | 0 | 0 | 0 | 0 | 0 | 0 | 0 | 0 | 0 | 0 | 0 | 0 | 0 | 0 | 0 | 0 | 0 | 0 | 0 | 0 | 0 | 0 | 0 | 0 | FALSE | 0% | 0% | 0% | 0% | 0% | 0% | FALSE | 0% | 0% | 0% | 0% | 0% | FALSE | 0% | 0% | 0% | 0% | 0% | 0% | 0% | 0% | N/A | N/A
| 456 | Agricultural | FALSE | Non-Labour | Minor Plant, Motor Vehicles & Mobile Plant | 100% | Non-network - Other | Fleet | Fleet & Property | N/A | Agricultural | N/A | N/A | N/A | No | 0% | Safety security & reliability | Minor Plant, Motor Vehicles & Mobile Plant (2018 onwards) | 100% | FALSE | 173 | 2 | 2 | 7 | 2 | FALSE | FALSE | TRUE | 0 | 0 | 0 | 0 | 0 | 0 | 0 | 0 | 0 | 0 | 0 | 0 | 0 | 0 | 0 | 0 | 0 | 0 | 0 | 0 | 0 | 0 | 0 | 0 | 0 | 0 | 0 | 0 | 0 | 0 | 20% | 20% | 20% | 20% | 20% | 0 | 0 | 0 | 0 | 0 | 0 | 0 | 0 | 0 | 0 | 0 | 0 | 0 | 0 | 0 | 0 | 0 | 0 | 0 | 0 | 0 | 0 | 0 | 0 | 0 | 0 | 0 | 0 | 0 | 0 | FALSE | 0% | 0% | 0% | 0% | 0% | 0% | FALSE | 0% | 0% | 0% | 0% | 0% | FALSE | 0% | 0% | 0% | 0% | 0% | 0% | 0% | 0% | N/A | N/A
| 457 | Excavation | TRUE | Labour | Minor Plant, Motor Vehicles & Mobile Plant | 100% | Non-network - Other | Fleet | Fleet & Property | N/A | Excavation | N/A | N/A | N/A | No | 0% | Safety security & reliability | Minor Plant, Motor Vehicles & Mobile Plant (2018 onwards) | 0% | FALSE | 174 | 1 | 1 | 7 | 1 | FALSE | FALSE | TRUE | 0 | 0 | 0 | 0 | 0 | 0 | 0 | 0 | 0 | 0 | 0 | 0 | 0 | 0 | 0 | 0 | 0 | 0 | 0 | 0 | 0 | 0 | 0 | 0 | 0 | 0 | 0 | 0 | 0 | 0 | 20% | 20% | 20% | 20% | 20% | 0 | 0 | 0 | 0 | 0 | 0 | 0 | 0 | 0 | 0 | 0 | 0 | 0 | 0 | 0 | 0 | 0 | 0 | 0 | 0 | 0 | 0 | 0 | 0 | 0 | 0 | 0 | 0 | 0 | 0 | FALSE | 0% | 0% | 0% | 0% | 0% | 0% | FALSE | 0% | 0% | 0% | 0% | 0% | FALSE | 0% | 0% | 0% | 0% | 0% | 0% | 0% | 0% | N/A | N/A
| 458 | Excavation | TRUE | Non-Labour | Minor Plant, Motor Vehicles & Mobile Plant | 100% | Non-network - Other | Fleet | Fleet & Property | N/A | Excavation | N/A | N/A | N/A | No | 0% | Safety security & reliability | Minor Plant, Motor Vehicles & Mobile Plant (2018 onwards) | 100% | FALSE | 174 | 2 | 2 | 7 | 2 | FALSE | FALSE | TRUE | 0 | 0 | 0.19962 | 0 | 0.078796 | 0.27841 | 0 | 0 | 0.19962 | 0 | 0.078796 | 0.27841 | 0 | 0 | 0 | 0 | 0 | 0 | 0 | 0 | 0.0036637 | 0 | 0.0014108 | 0.0050745 | 0 | 0 | 0.20328 | 0 | 0.080207 | 0.28349 | 20% | 20% | 20% | 20% | 20% | 0.055683 | 0.055683 | 0.055683 | 0.055683 | 0.055683 | 0.27841 | 0.055683 | 0.055683 | 0.055683 | 0.055683 | 0.055683 | 0.27841 | 0 | 0 | 0 | 0 | 0 | 0 | 0.0010149 | 0.0010149 | 0.0010149 | 0.0010149 | 0.0010149 | 0.0050745 | 0.056698 | 0.056698 | 0.056698 | 0.056698 | 0.056698 | 0.28349 | FALSE | 0% | 0% | 0% | 0% | 0% | 0% | FALSE | 0% | 0% | 0% | 0% | 0% | FALSE | 0% | 0% | 0% | 0% | 0% | 0% | 0% | 0% | N/A | N/A
| 459 | Heavy Commercial | TRUE | Labour | Minor Plant, Motor Vehicles & Mobile Plant | 100% | Non-network - Other | Fleet | Fleet & Property | N/A | Heavy Commercial | N/A | N/A | N/A | No | 0% | Safety security & reliability | Minor Plant, Motor Vehicles & Mobile Plant (2018 onwards) | 0% | FALSE | 175 | 1 | 1 | 7 | 1 | FALSE | FALSE | TRUE | 0 | 0 | 0 | 0 | 0 | 0 | 0 | 0 | 0 | 0 | 0 | 0 | 0 | 0 | 0 | 0 | 0 | 0 | 0 | 0 | 0 | 0 | 0 | 0 | 0 | 0 | 0 | 0 | 0 | 0 | 20% | 20% | 20% | 20% | 20% | 0 | 0 | 0 | 0 | 0 | 0 | 0 | 0 | 0 | 0 | 0 | 0 | 0 | 0 | 0 | 0 | 0 | 0 | 0 | 0 | 0 | 0 | 0 | 0 | 0 | 0 | 0 | 0 | 0 | 0 | FALSE | 0% | 0% | 0% | 0% | 0% | 0% | FALSE | 0% | 0% | 0% | 0% | 0% | FALSE | 0% | 0% | 0% | 0% | 0% | 0% | 0% | 0% | N/A | N/A
| 460 | Heavy Commercial | TRUE | Non-Labour | Minor Plant, Motor Vehicles & Mobile Plant | 100% | Non-network - Other | Fleet | Fleet & Property | N/A | Heavy Commercial | N/A | N/A | N/A | No | 0% | Safety security & reliability | Minor Plant, Motor Vehicles & Mobile Plant (2018 onwards) | 100% | FALSE | 175 | 2 | 2 | 7 | 2 | FALSE | FALSE | TRUE | 0.65138 | 0.28367 | 0.43601 | 1.3185 | 0.54632 | 3.2359 | 0.65138 | 0.28367 | 0.43601 | 1.3185 | 0.54632 | 3.2359 | 0 | 0 | 0 | 0 | 0 | 0 | 0.012245 | 0.0047862 | 0.0080023 | 0.026728 | 0.0097816 | 0.061543 | 0.66363 | 0.28845 | 0.44401 | 1.3453 | 0.5561 | 3.2974 | 20% | 20% | 20% | 20% | 20% | 0.64718 | 0.64718 | 0.64718 | 0.64718 | 0.64718 | 3.2359 | 0.64718 | 0.64718 | 0.64718 | 0.64718 | 0.64718 | 3.2359 | 0 | 0 | 0 | 0 | 0 | 0 | 0.012309 | 0.012309 | 0.012309 | 0.012309 | 0.012309 | 0.061543 | 0.65949 | 0.65949 | 0.65949 | 0.65949 | 0.65949 | 3.2974 | FALSE | 0% | 0% | 0% | 0% | 0% | 0% | FALSE | 0% | 0% | 0% | 0% | 0% | FALSE | 0% | 0% | 0% | 0% | 0% | 0% | 0% | 0% | N/A | N/A
| 461 | Light Commercial | TRUE | Labour | Minor Plant, Motor Vehicles & Mobile Plant | 100% | Non-network - Other | Fleet | Fleet & Property | N/A | Light Commercial | N/A | N/A | N/A | No | 0% | Safety security & reliability | Minor Plant, Motor Vehicles & Mobile Plant (2018 onwards) | 0% | FALSE | 176 | 1 | 1 | 7 | 1 | FALSE | FALSE | TRUE | 0 | 0 | 0 | 0 | 0 | 0 | 0 | 0 | 0 | 0 | 0 | 0 | 0 | 0 | 0 | 0 | 0 | 0 | 0 | 0 | 0 | 0 | 0 | 0 | 0 | 0 | 0 | 0 | 0 | 0 | 20% | 20% | 20% | 20% | 20% | 0 | 0 | 0 | 0 | 0 | 0 | 0 | 0 | 0 | 0 | 0 | 0 | 0 | 0 | 0 | 0 | 0 | 0 | 0 | 0 | 0 | 0 | 0 | 0 | 0 | 0 | 0 | 0 | 0 | 0 | FALSE | 0% | 0% | 0% | 0% | 0% | 0% | FALSE | 0% | 0% | 0% | 0% | 0% | FALSE | 0% | 0% | 0% | 0% | 0% | 0% | 0% | 0% | N/A | N/A
| 462 | Light Commercial | TRUE | Non-Labour | Minor Plant, Motor Vehicles & Mobile Plant | 100% | Non-network - Other | Fleet | Fleet & Property | N/A | Light Commercial | N/A | N/A | N/A | No | 0% | Safety security & reliability | Minor Plant, Motor Vehicles & Mobile Plant (2018 onwards) | 100% | FALSE | 176 | 2 | 2 | 7 | 2 | FALSE | FALSE | TRUE | 6.5874 | 6.9183 | 6.5306 | 6.5296 | 5.9591 | 32.5251 | 6.5874 | 6.9183 | 6.5306 | 6.5296 | 5.9591 | 32.5251 | 0 | 0 | 0 | 0 | 0 | 0 | 0.12383 | 0.11673 | 0.11986 | 0.13236 | 0.10669 | 0.59948 | 6.7112 | 7.0351 | 6.6505 | 6.662 | 6.0658 | 33.1245 | 20% | 20% | 20% | 20% | 20% | 6.505 | 6.505 | 6.505 | 6.505 | 6.505 | 32.5251 | 6.505 | 6.505 | 6.505 | 6.505 | 6.505 | 32.5251 | 0 | 0 | 0 | 0 | 0 | 0 | 0.1199 | 0.1199 | 0.1199 | 0.1199 | 0.1199 | 0.59948 | 6.6249 | 6.6249 | 6.6249 | 6.6249 | 6.6249 | 33.1245 | FALSE | 0% | 0% | 0% | 0% | 0% | 0% | FALSE | 0% | 0% | 0% | 0% | 0% | FALSE | 0% | 0% | 0% | 0% | 0% | 0% | 0% | 0% | N/A | N/A
| 463 | Material Handling | TRUE | Labour | Minor Plant, Motor Vehicles & Mobile Plant | 100% | Non-network - Other | Fleet | Fleet & Property | N/A | Material Handling | N/A | N/A | N/A | No | 0% | Safety security & reliability | Minor Plant, Motor Vehicles & Mobile Plant (2018 onwards) | 0% | FALSE | 177 | 1 | 1 | 7 | 1 | FALSE | FALSE | TRUE | 0 | 0 | 0 | 0 | 0 | 0 | 0 | 0 | 0 | 0 | 0 | 0 | 0 | 0 | 0 | 0 | 0 | 0 | 0 | 0 | 0 | 0 | 0 | 0 | 0 | 0 | 0 | 0 | 0 | 0 | 20% | 20% | 20% | 20% | 20% | 0 | 0 | 0 | 0 | 0 | 0 | 0 | 0 | 0 | 0 | 0 | 0 | 0 | 0 | 0 | 0 | 0 | 0 | 0 | 0 | 0 | 0 | 0 | 0 | 0 | 0 | 0 | 0 | 0 | 0 | FALSE | 0% | 0% | 0% | 0% | 0% | 0% | FALSE | 0% | 0% | 0% | 0% | 0% | FALSE | 0% | 0% | 0% | 0% | 0% | 0% | 0% | 0% | N/A | N/A
| 464 | Material Handling | TRUE | Non-Labour | Minor Plant, Motor Vehicles & Mobile Plant | 100% | Non-network - Other | Fleet | Fleet & Property | N/A | Material Handling | N/A | N/A | N/A | No | 0% | Safety security & reliability | Minor Plant, Motor Vehicles & Mobile Plant (2018 onwards) | 100% | FALSE | 177 | 2 | 2 | 7 | 2 | FALSE | FALSE | TRUE | 0.70917 | 1.1557 | 1.1557 | 1.2082 | 1.1031 | 5.3319 | 0.70917 | 1.1557 | 1.1557 | 1.2082 | 1.1031 | 5.3319 | 0 | 0 | 0 | 0 | 0 | 0 | 0.013332 | 0.019499 | 0.021211 | 0.024491 | 0.019751 | 0.098284 | 0.7225 | 1.1752 | 1.1769 | 1.2327 | 1.1229 | 5.4302 | 20% | 20% | 20% | 20% | 20% | 1.0664 | 1.0664 | 1.0664 | 1.0664 | 1.0664 | 5.3319 | 1.0664 | 1.0664 | 1.0664 | 1.0664 | 1.0664 | 5.3319 | 0 | 0 | 0 | 0 | 0 | 0 | 0.019657 | 0.019657 | 0.019657 | 0.019657 | 0.019657 | 0.098284 | 1.086 | 1.086 | 1.086 | 1.086 | 1.086 | 5.4302 | FALSE | 0% | 0% | 0% | 0% | 0% | 0% | FALSE | 0% | 0% | 0% | 0% | 0% | FALSE | 0% | 0% | 0% | 0% | 0% | 0% | 0% | 0% | N/A | N/A
| 465 | Motorcycle/ATV | TRUE | Labour | Minor Plant, Motor Vehicles & Mobile Plant | 100% | Non-network - Other | Fleet | Fleet & Property | N/A | Motorcycle/ATV | N/A | N/A | N/A | No | 0% | Safety security & reliability | Minor Plant, Motor Vehicles & Mobile Plant (2018 onwards) | 0% | FALSE | 178 | 1 | 1 | 7 | 1 | FALSE | FALSE | TRUE | 0 | 0 | 0 | 0 | 0 | 0 | 0 | 0 | 0 | 0 | 0 | 0 | 0 | 0 | 0 | 0 | 0 | 0 | 0 | 0 | 0 | 0 | 0 | 0 | 0 | 0 | 0 | 0 | 0 | 0 | 20% | 20% | 20% | 20% | 20% | 0 | 0 | 0 | 0 | 0 | 0 | 0 | 0 | 0 | 0 | 0 | 0 | 0 | 0 | 0 | 0 | 0 | 0 | 0 | 0 | 0 | 0 | 0 | 0 | 0 | 0 | 0 | 0 | 0 | 0 | FALSE | 0% | 0% | 0% | 0% | 0% | 0% | FALSE | 0% | 0% | 0% | 0% | 0% | FALSE | 0% | 0% | 0% | 0% | 0% | 0% | 0% | 0% | N/A | N/A
| 466 | Motorcycle/ATV | TRUE | Non-Labour | Minor Plant, Motor Vehicles & Mobile Plant | 100% | Non-network - Other | Fleet | Fleet & Property | N/A | Motorcycle/ATV | N/A | N/A | N/A | No | 0% | Safety security & reliability | Minor Plant, Motor Vehicles & Mobile Plant (2018 onwards) | 100% | FALSE | 178 | 2 | 2 | 7 | 2 | FALSE | FALSE | TRUE | 0.28682 | 0.022063 | 0.1765 | 0.15444 | 0 | 0.63983 | 0.28682 | 0.022063 | 0.1765 | 0.15444 | 0 | 0.63983 | 0 | 0 | 0 | 0 | 0 | 0 | 0.0053919 | 0.00037226 | 0.0032395 | 0.0031306 | 0 | 0.012134 | 0.29221 | 0.022435 | 0.17974 | 0.15757 | 0 | 0.65196 | 20% | 20% | 20% | 20% | 20% | 0.12797 | 0.12797 | 0.12797 | 0.12797 | 0.12797 | 0.63983 | 0.12797 | 0.12797 | 0.12797 | 0.12797 | 0.12797 | 0.63983 | 0 | 0 | 0 | 0 | 0 | 0 | 0.0024268 | 0.0024268 | 0.0024268 | 0.0024268 | 0.0024268 | 0.012134 | 0.13039 | 0.13039 | 0.13039 | 0.13039 | 0.13039 | 0.65196 | FALSE | 0% | 0% | 0% | 0% | 0% | 0% | FALSE | 0% | 0% | 0% | 0% | 0% | FALSE | 0% | 0% | 0% | 0% | 0% | 0% | 0% | 0% | N/A | N/A
| 467 | Other | TRUE | Labour | Minor Plant, Motor Vehicles & Mobile Plant | 100% | Non-network - Other | Fleet | Fleet & Property | N/A | Other Fleet | N/A | N/A | N/A | No | 0% | Safety security & reliability | Minor Plant, Motor Vehicles & Mobile Plant (2018 onwards) | 0% | FALSE | 179 | 1 | 1 | 7 | 1 | FALSE | FALSE | TRUE | 0 | 0 | 0 | 0 | 0 | 0 | 0 | 0 | 0 | 0 | 0 | 0 | 0 | 0 | 0 | 0 | 0 | 0 | 0 | 0 | 0 | 0 | 0 | 0 | 0 | 0 | 0 | 0 | 0 | 0 | 20% | 20% | 20% | 20% | 20% | 0 | 0 | 0 | 0 | 0 | 0 | 0 | 0 | 0 | 0 | 0 | 0 | 0 | 0 | 0 | 0 | 0 | 0 | 0 | 0 | 0 | 0 | 0 | 0 | 0 | 0 | 0 | 0 | 0 | 0 | FALSE | 0% | 0% | 0% | 0% | 0% | 0% | FALSE | 0% | 0% | 0% | 0% | 0% | FALSE | 0% | 0% | 0% | 0% | 0% | 0% | 0% | 0% | N/A | N/A
| 468 | Other | TRUE | Non-Labour | Minor Plant, Motor Vehicles & Mobile Plant | 100% | Non-network - Other | Fleet | Fleet & Property | N/A | Other Fleet | N/A | N/A | N/A | No | 0% | Safety security & reliability | Minor Plant, Motor Vehicles & Mobile Plant (2018 onwards) | 100% | FALSE | 179 | 2 | 2 | 7 | 2 | FALSE | FALSE | TRUE | 0 | 0.042025 | 0 | 0 | 0.29943 | 0.34145 | 0 | 0.042025 | 0 | 0 | 0.29943 | 0.34145 | 0 | 0 | 0 | 0 | 0 | 0 | 0 | 0.00070907 | 0 | 0 | 0.0053611 | 0.0060701 | 0 | 0.042734 | 0 | 0 | 0.30479 | 0.34752 | 20% | 20% | 20% | 20% | 20% | 0.06829 | 0.06829 | 0.06829 | 0.06829 | 0.06829 | 0.34145 | 0.06829 | 0.06829 | 0.06829 | 0.06829 | 0.06829 | 0.34145 | 0 | 0 | 0 | 0 | 0 | 0 | 0.001214 | 0.001214 | 0.001214 | 0.001214 | 0.001214 | 0.0060701 | 0.069504 | 0.069504 | 0.069504 | 0.069504 | 0.069504 | 0.34752 | FALSE | 0% | 0% | 0% | 0% | 0% | 0% | FALSE | 0% | 0% | 0% | 0% | 0% | FALSE | 0% | 0% | 0% | 0% | 0% | 0% | 0% | 0% | N/A | N/A
| 469 | Passenger | TRUE | Labour | Minor Plant, Motor Vehicles & Mobile Plant | 100% | Non-network - Other | Fleet | Fleet & Property | N/A | Passenger | N/A | N/A | N/A | No | 0% | Safety security & reliability | Minor Plant, Motor Vehicles & Mobile Plant (2018 onwards) | 0% | FALSE | 180 | 1 | 1 | 7 | 1 | FALSE | FALSE | TRUE | 0 | 0 | 0 | 0 | 0 | 0 | 0 | 0 | 0 | 0 | 0 | 0 | 0 | 0 | 0 | 0 | 0 | 0 | 0 | 0 | 0 | 0 | 0 | 0 | 0 | 0 | 0 | 0 | 0 | 0 | 20% | 20% | 20% | 20% | 20% | 0 | 0 | 0 | 0 | 0 | 0 | 0 | 0 | 0 | 0 | 0 | 0 | 0 | 0 | 0 | 0 | 0 | 0 | 0 | 0 | 0 | 0 | 0 | 0 | 0 | 0 | 0 | 0 | 0 | 0 | FALSE | 0% | 0% | 0% | 0% | 0% | 0% | FALSE | 0% | 0% | 0% | 0% | 0% | FALSE | 0% | 0% | 0% | 0% | 0% | 0% | 0% | 0% | N/A | N/A
| 470 | Passenger | TRUE | Non-Labour | Minor Plant, Motor Vehicles & Mobile Plant | 100% | Non-network - Other | Fleet | Fleet & Property | N/A | Passenger | N/A | N/A | N/A | No | 0% | Safety security & reliability | Minor Plant, Motor Vehicles & Mobile Plant (2018 onwards) | 100% | FALSE | 180 | 2 | 2 | 7 | 2 | FALSE | FALSE | TRUE | 0.82999 | 0.68816 | 0.81948 | 0.74069 | 0.81948 | 3.8978 | 0.82999 | 0.68816 | 0.81948 | 0.74069 | 0.81948 | 3.8978 | 0 | 0 | 0 | 0 | 0 | 0 | 0.015603 | 0.011611 | 0.01504 | 0.015014 | 0.014672 | 0.071941 | 0.84559 | 0.69977 | 0.83452 | 0.7557 | 0.83416 | 3.9697 | 20% | 20% | 20% | 20% | 20% | 0.77956 | 0.77956 | 0.77956 | 0.77956 | 0.77956 | 3.8978 | 0.77956 | 0.77956 | 0.77956 | 0.77956 | 0.77956 | 3.8978 | 0 | 0 | 0 | 0 | 0 | 0 | 0.014388 | 0.014388 | 0.014388 | 0.014388 | 0.014388 | 0.071941 | 0.79395 | 0.79395 | 0.79395 | 0.79395 | 0.79395 | 3.9697 | FALSE | 0% | 0% | 0% | 0% | 0% | 0% | FALSE | 0% | 0% | 0% | 0% | 0% | FALSE | 0% | 0% | 0% | 0% | 0% | 0% | 0% | 0% | N/A | N/A
| 471 | Plant | TRUE | Labour | Minor Plant, Motor Vehicles & Mobile Plant | 100% | Non-network - Other | Fleet | Fleet & Property | N/A | Plant | N/A | N/A | N/A | No | 0% | Safety security & reliability | Minor Plant, Motor Vehicles & Mobile Plant (2018 onwards) | 0% | FALSE | 181 | 1 | 1 | 7 | 1 | FALSE | FALSE | TRUE | 0 | 0 | 0 | 0 | 0 | 0 | 0 | 0 | 0 | 0 | 0 | 0 | 0 | 0 | 0 | 0 | 0 | 0 | 0 | 0 | 0 | 0 | 0 | 0 | 0 | 0 | 0 | 0 | 0 | 0 | 20% | 20% | 20% | 20% | 20% | 0 | 0 | 0 | 0 | 0 | 0 | 0 | 0 | 0 | 0 | 0 | 0 | 0 | 0 | 0 | 0 | 0 | 0 | 0 | 0 | 0 | 0 | 0 | 0 | 0 | 0 | 0 | 0 | 0 | 0 | FALSE | 0% | 0% | 0% | 0% | 0% | 0% | FALSE | 0% | 0% | 0% | 0% | 0% | FALSE | 0% | 0% | 0% | 0% | 0% | 0% | 0% | 0% | N/A | N/A
| 472 | Plant | TRUE | Non-Labour | Minor Plant, Motor Vehicles & Mobile Plant | 100% | Non-network - Other | Fleet | Fleet & Property | N/A | Plant | N/A | N/A | N/A | No | 0% | Safety security & reliability | Minor Plant, Motor Vehicles & Mobile Plant (2018 onwards) | 100% | FALSE | 181 | 2 | 2 | 7 | 2 | FALSE | FALSE | TRUE | 0.015759 | 0.17335 | 0 | 0 | 0.031519 | 0.22063 | 0.015759 | 0.17335 | 0 | 0 | 0.031519 | 0.22063 | 0 | 0 | 0 | 0 | 0 | 0 | 0.00029626 | 0.0029249 | 0 | 0 | 0.00056432 | 0.0037855 | 0.016056 | 0.17628 | 0 | 0 | 0.032083 | 0.22442 | 20% | 20% | 20% | 20% | 20% | 0.044126 | 0.044126 | 0.044126 | 0.044126 | 0.044126 | 0.22063 | 0.044126 | 0.044126 | 0.044126 | 0.044126 | 0.044126 | 0.22063 | 0 | 0 | 0 | 0 | 0 | 0 | 0.0007571 | 0.0007571 | 0.0007571 | 0.0007571 | 0.0007571 | 0.0037855 | 0.044883 | 0.044883 | 0.044883 | 0.044883 | 0.044883 | 0.22442 | FALSE | 0% | 0% | 0% | 0% | 0% | 0% | FALSE | 0% | 0% | 0% | 0% | 0% | FALSE | 0% | 0% | 0% | 0% | 0% | 0% | 0% | 0% | N/A | N/A
| 473 | Trailer | TRUE | Labour | Minor Plant, Motor Vehicles & Mobile Plant | 100% | Non-network - Other | Fleet | Fleet & Property | N/A | Trailer | N/A | N/A | N/A | No | 0% | Safety security & reliability | Minor Plant, Motor Vehicles & Mobile Plant (2018 onwards) | 0% | FALSE | 182 | 1 | 1 | 7 | 1 | FALSE | FALSE | TRUE | 0 | 0 | 0 | 0 | 0 | 0 | 0 | 0 | 0 | 0 | 0 | 0 | 0 | 0 | 0 | 0 | 0 | 0 | 0 | 0 | 0 | 0 | 0 | 0 | 0 | 0 | 0 | 0 | 0 | 0 | 20% | 20% | 20% | 20% | 20% | 0 | 0 | 0 | 0 | 0 | 0 | 0 | 0 | 0 | 0 | 0 | 0 | 0 | 0 | 0 | 0 | 0 | 0 | 0 | 0 | 0 | 0 | 0 | 0 | 0 | 0 | 0 | 0 | 0 | 0 | FALSE | 0% | 0% | 0% | 0% | 0% | 0% | FALSE | 0% | 0% | 0% | 0% | 0% | FALSE | 0% | 0% | 0% | 0% | 0% | 0% | 0% | 0% | N/A | N/A
| 474 | Trailer | TRUE | Non-Labour | Minor Plant, Motor Vehicles & Mobile Plant | 100% | Non-network - Other | Fleet | Fleet & Property | N/A | Trailer | N/A | N/A | N/A | No | 0% | Safety security & reliability | Minor Plant, Motor Vehicles & Mobile Plant (2018 onwards) | 100% | FALSE | 182 | 2 | 2 | 7 | 2 | FALSE | FALSE | TRUE | 0.1702 | 0.56733 | 0.40764 | 0.22798 | 0.7722 | 2.1454 | 0.1702 | 0.56733 | 0.40764 | 0.22798 | 0.7722 | 2.1454 | 0 | 0 | 0 | 0 | 0 | 0 | 0.0031996 | 0.0095724 | 0.0074817 | 0.0046214 | 0.013826 | 0.038701 | 0.1734 | 0.57691 | 0.41512 | 0.23261 | 0.78603 | 2.1841 | 20% | 20% | 20% | 20% | 20% | 0.42907 | 0.42907 | 0.42907 | 0.42907 | 0.42907 | 2.1454 | 0.42907 | 0.42907 | 0.42907 | 0.42907 | 0.42907 | 2.1454 | 0 | 0 | 0 | 0 | 0 | 0 | 0.0077402 | 0.0077402 | 0.0077402 | 0.0077402 | 0.0077402 | 0.038701 | 0.43681 | 0.43681 | 0.43681 | 0.43681 | 0.43681 | 2.1841 | FALSE | 0% | 0% | 0% | 0% | 0% | 0% | FALSE | 0% | 0% | 0% | 0% | 0% | FALSE | 0% | 0% | 0% | 0% | 0% | 0% | 0% | 0% | N/A | N/A
| 475 | Tracking units | FALSE | Labour | Minor Plant, Motor Vehicles & Mobile Plant | 100% | Non-network - Other | Fleet | Fleet & Property | N/A | Tracking units | N/A | N/A | N/A | No | 0% | Safety security & reliability | Minor Plant, Motor Vehicles & Mobile Plant (2018 onwards) | 0% | FALSE | 183 | 1 | 1 | 7 | 1 | FALSE | FALSE | TRUE | 0 | 0 | 0 | 0 | 0 | 0 | 0 | 0 | 0 | 0 | 0 | 0 | 0 | 0 | 0 | 0 | 0 | 0 | 0 | 0 | 0 | 0 | 0 | 0 | 0 | 0 | 0 | 0 | 0 | 0 | 20% | 20% | 20% | 20% | 20% | 0 | 0 | 0 | 0 | 0 | 0 | 0 | 0 | 0 | 0 | 0 | 0 | 0 | 0 | 0 | 0 | 0 | 0 | 0 | 0 | 0 | 0 | 0 | 0 | 0 | 0 | 0 | 0 | 0 | 0 | FALSE | 0% | 0% | 0% | 0% | 0% | 0% | FALSE | 0% | 0% | 0% | 0% | 0% | FALSE | 0% | 0% | 0% | 0% | 0% | 0% | 0% | 0% | N/A | N/A
| 476 | Tracking units | FALSE | Non-Labour | Minor Plant, Motor Vehicles & Mobile Plant | 100% | Non-network - Other | Fleet | Fleet & Property | N/A | Tracking units | N/A | N/A | N/A | No | 0% | Safety security & reliability | Minor Plant, Motor Vehicles & Mobile Plant (2018 onwards) | 100% | FALSE | 183 | 2 | 2 | 7 | 2 | FALSE | FALSE | TRUE | 0 | 0 | 0 | 0 | 0 | 0 | 0 | 0 | 0 | 0 | 0 | 0 | 0 | 0 | 0 | 0 | 0 | 0 | 0 | 0 | 0 | 0 | 0 | 0 | 0 | 0 | 0 | 0 | 0 | 0 | 20% | 20% | 20% | 20% | 20% | 0 | 0 | 0 | 0 | 0 | 0 | 0 | 0 | 0 | 0 | 0 | 0 | 0 | 0 | 0 | 0 | 0 | 0 | 0 | 0 | 0 | 0 | 0 | 0 | 0 | 0 | 0 | 0 | 0 | 0 | FALSE | 0% | 0% | 0% | 0% | 0% | 0% | FALSE | 0% | 0% | 0% | 0% | 0% | FALSE | 0% | 0% | 0% | 0% | 0% | 0% | 0% | 0% | N/A | N/A
| 477 | Deferred p2-3 works for FY22-23 | FALSE | Labour | Buildings | 100% | Non-network - Other | Property | Fleet & Property | N/A | Other Property | N/A | N/A | N/A | No | 0% | Safety security & reliability | Buildings | 20% | FALSE | 184 | 1 | 1 | 19 | 1 | FALSE | FALSE | TRUE | 0 | 0 | 0 | 0 | 0 | 0 | 0 | 0 | 0 | 0 | 0 | 0 | 0 | 0 | 0 | 0 | 0 | 0 | 0 | 0 | 0 | 0 | 0 | 0 | 0 | 0 | 0 | 0 | 0 | 0 | 20% | 20% | 20% | 20% | 20% | 0 | 0 | 0 | 0 | 0 | 0 | 0 | 0 | 0 | 0 | 0 | 0 | 0 | 0 | 0 | 0 | 0 | 0 | 0 | 0 | 0 | 0 | 0 | 0 | 0 | 0 | 0 | 0 | 0 | 0 | FALSE | 0% | 0% | 0% | 0% | 0% | 0% | FALSE | 0% | 0% | 0% | 0% | 0% | FALSE | 0% | 0% | 0% | 0% | 0% | 0% | 0% | 0% | N/A | N/A
| 478 | Deferred p2-3 works for FY22-23 | FALSE | Non-Labour | Buildings | 100% | Non-network - Other | Property | Fleet & Property | N/A | Other Property | N/A | N/A | N/A | No | 0% | Safety security & reliability | Buildings | 80% | FALSE | 184 | 2 | 2 | 19 | 2 | FALSE | FALSE | TRUE | 0 | 0 | 0 | 0 | 0 | 0 | 0 | 0 | 0 | 0 | 0 | 0 | 0 | 0 | 0 | 0 | 0 | 0 | 0 | 0 | 0 | 0 | 0 | 0 | 0 | 0 | 0 | 0 | 0 | 0 | 20% | 20% | 20% | 20% | 20% | 0 | 0 | 0 | 0 | 0 | 0 | 0 | 0 | 0 | 0 | 0 | 0 | 0 | 0 | 0 | 0 | 0 | 0 | 0 | 0 | 0 | 0 | 0 | 0 | 0 | 0 | 0 | 0 | 0 | 0 | FALSE | 0% | 0% | 0% | 0% | 0% | 0% | FALSE | 0% | 0% | 0% | 0% | 0% | FALSE | 0% | 0% | 0% | 0% | 0% | 0% | 0% | 0% | N/A | N/A
| 479 | 180 Thomas Street - Ultimo drainage project | FALSE | Labour | Buildings | 100% | Non-network - Other | Property | Fleet & Property | N/A | Haymarket Office | N/A | N/A | N/A | No | 0% | Safety security & reliability | Buildings | 20% | FALSE | 185 | 1 | 1 | 19 | 1 | FALSE | FALSE | TRUE | 0 | 0 | 0 | 0 | 0 | 0 | 0 | 0 | 0 | 0 | 0 | 0 | 0 | 0 | 0 | 0 | 0 | 0 | 0 | 0 | 0 | 0 | 0 | 0 | 0 | 0 | 0 | 0 | 0 | 0 | 20% | 20% | 20% | 20% | 20% | 0 | 0 | 0 | 0 | 0 | 0 | 0 | 0 | 0 | 0 | 0 | 0 | 0 | 0 | 0 | 0 | 0 | 0 | 0 | 0 | 0 | 0 | 0 | 0 | 0 | 0 | 0 | 0 | 0 | 0 | FALSE | 0% | 0% | 0% | 0% | 0% | 0% | FALSE | 0% | 0% | 0% | 0% | 0% | FALSE | 0% | 0% | 0% | 0% | 0% | 0% | 0% | 0% | N/A | N/A
| 480 | 180 Thomas Street - Ultimo drainage project | FALSE | Non-Labour | Buildings | 100% | Non-network - Other | Property | Fleet & Property | N/A | Haymarket Office | N/A | N/A | N/A | No | 0% | Safety security & reliability | Buildings | 80% | FALSE | 185 | 2 | 2 | 19 | 2 | FALSE | FALSE | TRUE | 0 | 0 | 0 | 0 | 0 | 0 | 0 | 0 | 0 | 0 | 0 | 0 | 0 | 0 | 0 | 0 | 0 | 0 | 0 | 0 | 0 | 0 | 0 | 0 | 0 | 0 | 0 | 0 | 0 | 0 | 20% | 20% | 20% | 20% | 20% | 0 | 0 | 0 | 0 | 0 | 0 | 0 | 0 | 0 | 0 | 0 | 0 | 0 | 0 | 0 | 0 | 0 | 0 | 0 | 0 | 0 | 0 | 0 | 0 | 0 | 0 | 0 | 0 | 0 | 0 | FALSE | 0% | 0% | 0% | 0% | 0% | 0% | FALSE | 0% | 0% | 0% | 0% | 0% | FALSE | 0% | 0% | 0% | 0% | 0% | 0% | 0% | 0% | N/A | N/A
| 481 | Yass Old System Control Block demolition | FALSE | Labour | Buildings | 100% | Non-network - Other | Property | Fleet & Property | N/A | Yass Depot | N/A | N/A | N/A | No | 0% | Safety security & reliability | Buildings | 20% | FALSE | 186 | 1 | 1 | 19 | 1 | FALSE | FALSE | TRUE | 0 | 0 | 0 | 0 | 0 | 0 | 0 | 0 | 0 | 0 | 0 | 0 | 0 | 0 | 0 | 0 | 0 | 0 | 0 | 0 | 0 | 0 | 0 | 0 | 0 | 0 | 0 | 0 | 0 | 0 | 20% | 20% | 20% | 20% | 20% | 0 | 0 | 0 | 0 | 0 | 0 | 0 | 0 | 0 | 0 | 0 | 0 | 0 | 0 | 0 | 0 | 0 | 0 | 0 | 0 | 0 | 0 | 0 | 0 | 0 | 0 | 0 | 0 | 0 | 0 | FALSE | 0% | 0% | 0% | 0% | 0% | 0% | FALSE | 0% | 0% | 0% | 0% | 0% | FALSE | 0% | 0% | 0% | 0% | 0% | 0% | 0% | 0% | N/A | N/A
| 482 | Yass Old System Control Block demolition | FALSE | Non-Labour | Buildings | 100% | Non-network - Other | Property | Fleet & Property | N/A | Yass Depot | N/A | N/A | N/A | No | 0% | Safety security & reliability | Buildings | 80% | FALSE | 186 | 2 | 2 | 19 | 2 | FALSE | FALSE | TRUE | 0 | 0 | 0 | 0 | 0 | 0 | 0 | 0 | 0 | 0 | 0 | 0 | 0 | 0 | 0 | 0 | 0 | 0 | 0 | 0 | 0 | 0 | 0 | 0 | 0 | 0 | 0 | 0 | 0 | 0 | 20% | 20% | 20% | 20% | 20% | 0 | 0 | 0 | 0 | 0 | 0 | 0 | 0 | 0 | 0 | 0 | 0 | 0 | 0 | 0 | 0 | 0 | 0 | 0 | 0 | 0 | 0 | 0 | 0 | 0 | 0 | 0 | 0 | 0 | 0 | FALSE | 0% | 0% | 0% | 0% | 0% | 0% | FALSE | 0% | 0% | 0% | 0% | 0% | FALSE | 0% | 0% | 0% | 0% | 0% | 0% | 0% | 0% | N/A | N/A
| 483 | Ultimo Prescribed 2020 Audit Recommended Cap Works - reviewed and prioritised | TRUE | Labour | Buildings | 100% | Non-network - Other | Property | Fleet & Property | N/A | Haymarket Office | N/A | N/A | N/A | No | 0% | Safety security & reliability | Buildings | 8% | FALSE | 187 | 1 | 1 | 19 | 1 | FALSE | FALSE | TRUE | 0.0006724 | 0.0035301 | 0.0065559 | 0.0035301 | 0.0019331 | 0.016222 | 0.00067131 | 0.0035513 | 0.0066547 | 0.0036128 | 0.0019906 | 0.016481 | 0 | 0 | 0 | 0 | 0 | 0 | 1.262e-05 | 5.992e-05 | 0.00012214 | 7.3234e-05 | 3.5641e-05 | 0.00030355 | 0.00068393 | 0.0036112 | 0.0067768 | 0.003686 | 0.0020262 | 0.016784 | 20% | 20% | 20% | 20% | 20% | 0.0032443 | 0.0032443 | 0.0032443 | 0.0032443 | 0.0032443 | 0.016222 | 0.0032961 | 0.0032961 | 0.0032961 | 0.0032961 | 0.0032961 | 0.016481 | 0 | 0 | 0 | 0 | 0 | 0 | 6.071e-05 | 6.071e-05 | 6.071e-05 | 6.071e-05 | 6.071e-05 | 0.00030355 | 0.0033568 | 0.0033568 | 0.0033568 | 0.0033568 | 0.0033568 | 0.016784 | FALSE | 0% | 0% | 0% | 0% | 0% | 0% | FALSE | 0% | 0% | 0% | 0% | 0% | FALSE | 0% | 0% | 0% | 0% | 0% | 0% | 0% | 0% | N/A | N/A
| 484 | Ultimo Prescribed 2020 Audit Recommended Cap Works - reviewed and prioritised | TRUE | Non-Labour | Buildings | 100% | Non-network - Other | Property | Fleet & Property | N/A | Haymarket Office | N/A | N/A | N/A | No | 0% | Safety security & reliability | Buildings | 92% | FALSE | 187 | 2 | 2 | 19 | 2 | FALSE | FALSE | TRUE | 0.0077326 | 0.040596 | 0.075392 | 0.040596 | 0.022231 | 0.18655 | 0.0077326 | 0.040596 | 0.075392 | 0.040596 | 0.022231 | 0.18655 | 0 | 0 | 0 | 0 | 0 | 0 | 0.00014536 | 0.00068496 | 0.0013837 | 0.00082291 | 0.00039804 | 0.003435 | 0.0078779 | 0.041281 | 0.076776 | 0.041419 | 0.022629 | 0.18998 | 20% | 20% | 20% | 20% | 20% | 0.03731 | 0.03731 | 0.03731 | 0.03731 | 0.03731 | 0.18655 | 0.03731 | 0.03731 | 0.03731 | 0.03731 | 0.03731 | 0.18655 | 0 | 0 | 0 | 0 | 0 | 0 | 0.000687 | 0.000687 | 0.000687 | 0.000687 | 0.000687 | 0.003435 | 0.037997 | 0.037997 | 0.037997 | 0.037997 | 0.037997 | 0.18998 | FALSE | 0% | 0% | 0% | 0% | 0% | 0% | FALSE | 0% | 0% | 0% | 0% | 0% | FALSE | 0% | 0% | 0% | 0% | 0% | 0% | 0% | 0% | N/A | N/A
| 485 | Wallgrove 2020 Audit Recommended Cap Works - reviewed and prioritised | TRUE | Labour | Buildings | 100% | Non-network - Other | Property | Fleet & Property | N/A | Wallgrove Depot | N/A | N/A | N/A | No | 0% | Safety security & reliability | Buildings | 7.5% | FALSE | 188 | 1 | 1 | 19 | 1 | FALSE | FALSE | TRUE | 0.033264 | 0.29392 | 0.025815 | 0.11425 | 0.007892 | 0.47514 | 0.03321 | 0.29569 | 0.026204 | 0.11693 | 0.0081266 | 0.48016 | 0 | 0 | 0 | 0 | 0 | 0 | 0.00062432 | 0.004989 | 0.00048094 | 0.0023702 | 0.0001455 | 0.00861 | 0.033835 | 0.30068 | 0.026685 | 0.1193 | 0.0082721 | 0.48877 | 20% | 20% | 20% | 20% | 20% | 0.095028 | 0.095028 | 0.095028 | 0.095028 | 0.095028 | 0.47514 | 0.096031 | 0.096031 | 0.096031 | 0.096031 | 0.096031 | 0.48016 | 0 | 0 | 0 | 0 | 0 | 0 | 0.001722 | 0.001722 | 0.001722 | 0.001722 | 0.001722 | 0.00861 | 0.097753 | 0.097753 | 0.097753 | 0.097753 | 0.097753 | 0.48877 | FALSE | 0% | 0% | 0% | 0% | 0% | 0% | FALSE | 0% | 0% | 0% | 0% | 0% | FALSE | 0% | 0% | 0% | 0% | 0% | 0% | 0% | 0% | N/A | N/A
| 486 | Wallgrove 2020 Audit Recommended Cap Works - reviewed and prioritised | TRUE | Non-Labour | Buildings | 100% | Non-network - Other | Property | Fleet & Property | N/A | Wallgrove Depot | N/A | N/A | N/A | No | 0% | Safety security & reliability | Buildings | 92.5% | FALSE | 188 | 2 | 2 | 19 | 2 | FALSE | FALSE | TRUE | 0.41026 | 3.625 | 0.31838 | 1.4091 | 0.097335 | 5.8601 | 0.41026 | 3.625 | 0.31838 | 1.4091 | 0.097335 | 5.8601 | 0 | 0 | 0 | 0 | 0 | 0 | 0.0077124 | 0.061164 | 0.0058435 | 0.028563 | 0.0017427 | 0.10503 | 0.41797 | 3.6862 | 0.32423 | 1.4376 | 0.099077 | 5.9651 | 20% | 20% | 20% | 20% | 20% | 1.172 | 1.172 | 1.172 | 1.172 | 1.172 | 5.8601 | 1.172 | 1.172 | 1.172 | 1.172 | 1.172 | 5.8601 | 0 | 0 | 0 | 0 | 0 | 0 | 0.021005 | 0.021005 | 0.021005 | 0.021005 | 0.021005 | 0.10503 | 1.193 | 1.193 | 1.193 | 1.193 | 1.193 | 5.9651 | FALSE | 0% | 0% | 0% | 0% | 0% | 0% | FALSE | 0% | 0% | 0% | 0% | 0% | FALSE | 0% | 0% | 0% | 0% | 0% | 0% | 0% | 0% | N/A | N/A
| 487 | Waratah 2020 Audit Recommended Cap Works - reviewed and prioritised | TRUE | Labour | Buildings | 100% | Non-network - Other | Property | Fleet & Property | N/A | Waratah West Depot | N/A | N/A | N/A | No | 0% | Safety security & reliability | Buildings | 7.5% | FALSE | 189 | 1 | 1 | 19 | 1 | FALSE | FALSE | TRUE | 0.36369 | 0.042887 | 0.071232 | 0.033734 | 0.12017 | 0.63171 | 0.3631 | 0.043145 | 0.072305 | 0.034524 | 0.12374 | 0.63682 | 0 | 0 | 0 | 0 | 0 | 0 | 0.0068258 | 0.00072796 | 0.0013271 | 0.00069983 | 0.0022156 | 0.011796 | 0.36992 | 0.043873 | 0.073632 | 0.035224 | 0.12596 | 0.64861 | 20% | 20% | 20% | 20% | 20% | 0.12634 | 0.12634 | 0.12634 | 0.12634 | 0.12634 | 0.63171 | 0.12736 | 0.12736 | 0.12736 | 0.12736 | 0.12736 | 0.63682 | 0 | 0 | 0 | 0 | 0 | 0 | 0.0023592 | 0.0023592 | 0.0023592 | 0.0023592 | 0.0023592 | 0.011796 | 0.12972 | 0.12972 | 0.12972 | 0.12972 | 0.12972 | 0.64861 | FALSE | 0% | 0% | 0% | 0% | 0% | 0% | FALSE | 0% | 0% | 0% | 0% | 0% | FALSE | 0% | 0% | 0% | 0% | 0% | 0% | 0% | 0% | N/A | N/A
| 488 | Waratah 2020 Audit Recommended Cap Works - reviewed and prioritised | TRUE | Non-Labour | Buildings | 100% | Non-network - Other | Property | Fleet & Property | N/A | Waratah West Depot | N/A | N/A | N/A | No | 0% | Safety security & reliability | Buildings | 92.5% | FALSE | 189 | 2 | 2 | 19 | 2 | FALSE | FALSE | TRUE | 4.4855 | 0.52894 | 0.87852 | 0.41605 | 1.4821 | 7.7911 | 4.4855 | 0.52894 | 0.87852 | 0.41605 | 1.4821 | 7.7911 | 0 | 0 | 0 | 0 | 0 | 0 | 0.084322 | 0.0089245 | 0.016124 | 0.0084336 | 0.026536 | 0.14434 | 4.5698 | 0.53786 | 0.89465 | 0.42448 | 1.5086 | 7.9354 | 20% | 20% | 20% | 20% | 20% | 1.5582 | 1.5582 | 1.5582 | 1.5582 | 1.5582 | 7.7911 | 1.5582 | 1.5582 | 1.5582 | 1.5582 | 1.5582 | 7.7911 | 0 | 0 | 0 | 0 | 0 | 0 | 0.028868 | 0.028868 | 0.028868 | 0.028868 | 0.028868 | 0.14434 | 1.5871 | 1.5871 | 1.5871 | 1.5871 | 1.5871 | 7.9354 | FALSE | 0% | 0% | 0% | 0% | 0% | 0% | FALSE | 0% | 0% | 0% | 0% | 0% | FALSE | 0% | 0% | 0% | 0% | 0% | 0% | 0% | 0% | N/A | N/A
| 489 | Orange 2020 Audit Recommended Cap Works - reviewed and prioritised | TRUE | Labour | Buildings | 100% | Non-network - Other | Property | Fleet & Property | N/A | Orange Depot | N/A | N/A | N/A | No | 0% | Safety security & reliability | Buildings | 7.5% | FALSE | 190 | 1 | 1 | 19 | 1 | FALSE | FALSE | TRUE | 0.0088523 | 0.015418 | 0.0061966 | 0.032901 | 0.085794 | 0.14916 | 0.008838 | 0.015511 | 0.00629 | 0.033672 | 0.088344 | 0.15265 | 0 | 0 | 0 | 0 | 0 | 0 | 0.00016614 | 0.0002617 | 0.00011544 | 0.00068256 | 0.0015818 | 0.0028076 | 0.0090041 | 0.015772 | 0.0064055 | 0.034355 | 0.089926 | 0.15546 | 20% | 20% | 20% | 20% | 20% | 0.029832 | 0.029832 | 0.029832 | 0.029832 | 0.029832 | 0.14916 | 0.030531 | 0.030531 | 0.030531 | 0.030531 | 0.030531 | 0.15265 | 0 | 0 | 0 | 0 | 0 | 0 | 0.00056152 | 0.00056152 | 0.00056152 | 0.00056152 | 0.00056152 | 0.0028076 | 0.031092 | 0.031092 | 0.031092 | 0.031092 | 0.031092 | 0.15546 | FALSE | 0% | 0% | 0% | 0% | 0% | 0% | FALSE | 0% | 0% | 0% | 0% | 0% | FALSE | 0% | 0% | 0% | 0% | 0% | 0% | 0% | 0% | N/A | N/A
| 490 | Orange 2020 Audit Recommended Cap Works - reviewed and prioritised | TRUE | Non-Labour | Buildings | 100% | Non-network - Other | Property | Fleet & Property | N/A | Orange Depot | N/A | N/A | N/A | No | 0% | Safety security & reliability | Buildings | 92.5% | FALSE | 190 | 2 | 2 | 19 | 2 | FALSE | FALSE | TRUE | 0.10918 | 0.19015 | 0.076425 | 0.40578 | 1.0581 | 1.8397 | 0.10918 | 0.19015 | 0.076425 | 0.40578 | 1.0581 | 1.8397 | 0 | 0 | 0 | 0 | 0 | 0 | 0.0020524 | 0.0032084 | 0.0014027 | 0.0082255 | 0.018945 | 0.033834 | 0.11123 | 0.19336 | 0.077828 | 0.41401 | 1.0771 | 1.8735 | 20% | 20% | 20% | 20% | 20% | 0.36793 | 0.36793 | 0.36793 | 0.36793 | 0.36793 | 1.8397 | 0.36793 | 0.36793 | 0.36793 | 0.36793 | 0.36793 | 1.8397 | 0 | 0 | 0 | 0 | 0 | 0 | 0.0067668 | 0.0067668 | 0.0067668 | 0.0067668 | 0.0067668 | 0.033834 | 0.3747 | 0.3747 | 0.3747 | 0.3747 | 0.3747 | 1.8735 | FALSE | 0% | 0% | 0% | 0% | 0% | 0% | FALSE | 0% | 0% | 0% | 0% | 0% | FALSE | 0% | 0% | 0% | 0% | 0% | 0% | 0% | 0% | N/A | N/A
| 491 | Tamworth 2020 Audit Recommended Cap Works - reviewed and prioritised | TRUE | Labour | Buildings | 100% | Non-network - Other | Property | Fleet & Property | N/A | Tamworth Depot | N/A | N/A | N/A | No | 0% | Safety security & reliability | Buildings | 7.5% | FALSE | 191 | 1 | 1 | 19 | 1 | FALSE | FALSE | TRUE | 0.0011059 | 0.016368 | 0.0014746 | 0.0014009 | 0.0025805 | 0.02293 | 0.0011041 | 0.016466 | 0.0014968 | 0.0014337 | 0.0026572 | 0.023158 | 0 | 0 | 0 | 0 | 0 | 0 | 2.0757e-05 | 0.00027783 | 2.7472e-05 | 2.9062e-05 | 4.7576e-05 | 0.0004027 | 0.0011249 | 0.016744 | 0.0015243 | 0.0014627 | 0.0027048 | 0.023561 | 20% | 20% | 20% | 20% | 20% | 0.004586 | 0.004586 | 0.004586 | 0.004586 | 0.004586 | 0.02293 | 0.0046316 | 0.0046316 | 0.0046316 | 0.0046316 | 0.0046316 | 0.023158 | 0 | 0 | 0 | 0 | 0 | 0 | 8.0539e-05 | 8.0539e-05 | 8.0539e-05 | 8.0539e-05 | 8.0539e-05 | 0.0004027 | 0.0047122 | 0.0047122 | 0.0047122 | 0.0047122 | 0.0047122 | 0.023561 | FALSE | 0% | 0% | 0% | 0% | 0% | 0% | FALSE | 0% | 0% | 0% | 0% | 0% | FALSE | 0% | 0% | 0% | 0% | 0% | 0% | 0% | 0% | N/A | N/A
| 492 | Tamworth 2020 Audit Recommended Cap Works - reviewed and prioritised | TRUE | Non-Labour | Buildings | 100% | Non-network - Other | Property | Fleet & Property | N/A | Tamworth Depot | N/A | N/A | N/A | No | 0% | Safety security & reliability | Buildings | 92.5% | FALSE | 191 | 2 | 2 | 19 | 2 | FALSE | FALSE | TRUE | 0.01364 | 0.20187 | 0.018187 | 0.017277 | 0.031826 | 0.2828 | 0.01364 | 0.20187 | 0.018187 | 0.017277 | 0.031826 | 0.2828 | 0 | 0 | 0 | 0 | 0 | 0 | 0.00025641 | 0.0034061 | 0.00033379 | 0.00035022 | 0.00056983 | 0.0049163 | 0.013896 | 0.20528 | 0.01852 | 0.017627 | 0.032396 | 0.28772 | 20% | 20% | 20% | 20% | 20% | 0.05656 | 0.05656 | 0.05656 | 0.05656 | 0.05656 | 0.2828 | 0.05656 | 0.05656 | 0.05656 | 0.05656 | 0.05656 | 0.2828 | 0 | 0 | 0 | 0 | 0 | 0 | 0.00098327 | 0.00098327 | 0.00098327 | 0.00098327 | 0.00098327 | 0.0049163 | 0.057543 | 0.057543 | 0.057543 | 0.057543 | 0.057543 | 0.28772 | FALSE | 0% | 0% | 0% | 0% | 0% | 0% | FALSE | 0% | 0% | 0% | 0% | 0% | FALSE | 0% | 0% | 0% | 0% | 0% | 0% | 0% | 0% | N/A | N/A
| 493 | Yass 2020 Audit Recommended Cap Works - reviewed and prioritised | TRUE | Labour | Buildings | 100% | Non-network - Other | Property | Fleet & Property | N/A | Yass Depot | N/A | N/A | N/A | No | 0% | Safety security & reliability | Buildings | 7.5% | FALSE | 192 | 1 | 1 | 19 | 1 | FALSE | FALSE | TRUE | 0.050674 | 0.035626 | 0.01844 | 0.073171 | 0.0056058 | 0.18352 | 0.050591 | 0.035841 | 0.018718 | 0.074885 | 0.0057725 | 0.18581 | 0 | 0 | 0 | 0 | 0 | 0 | 0.00095106 | 0.00060473 | 0.00034355 | 0.001518 | 0.00010335 | 0.0035207 | 0.051543 | 0.036445 | 0.019062 | 0.076403 | 0.0058758 | 0.18933 | 20% | 20% | 20% | 20% | 20% | 0.036703 | 0.036703 | 0.036703 | 0.036703 | 0.036703 | 0.18352 | 0.037162 | 0.037162 | 0.037162 | 0.037162 | 0.037162 | 0.18581 | 0 | 0 | 0 | 0 | 0 | 0 | 0.00070413 | 0.00070413 | 0.00070413 | 0.00070413 | 0.00070413 | 0.0035207 | 0.037866 | 0.037866 | 0.037866 | 0.037866 | 0.037866 | 0.18933 | FALSE | 0% | 0% | 0% | 0% | 0% | 0% | FALSE | 0% | 0% | 0% | 0% | 0% | FALSE | 0% | 0% | 0% | 0% | 0% | 0% | 0% | 0% | N/A | N/A
| 494 | Yass 2020 Audit Recommended Cap Works - reviewed and prioritised | TRUE | Non-Labour | Buildings | 100% | Non-network - Other | Property | Fleet & Property | N/A | Yass Depot | N/A | N/A | N/A | No | 0% | Safety security & reliability | Buildings | 92.5% | FALSE | 192 | 2 | 2 | 19 | 2 | FALSE | FALSE | TRUE | 0.62498 | 0.43939 | 0.22743 | 0.90244 | 0.069138 | 2.2634 | 0.62498 | 0.43939 | 0.22743 | 0.90244 | 0.069138 | 2.2634 | 0 | 0 | 0 | 0 | 0 | 0 | 0.011749 | 0.0074137 | 0.0041742 | 0.018293 | 0.0012379 | 0.042868 | 0.63672 | 0.44681 | 0.2316 | 0.92073 | 0.070376 | 2.3062 | 20% | 20% | 20% | 20% | 20% | 0.45267 | 0.45267 | 0.45267 | 0.45267 | 0.45267 | 2.2634 | 0.45267 | 0.45267 | 0.45267 | 0.45267 | 0.45267 | 2.2634 | 0 | 0 | 0 | 0 | 0 | 0 | 0.0085735 | 0.0085735 | 0.0085735 | 0.0085735 | 0.0085735 | 0.042868 | 0.46125 | 0.46125 | 0.46125 | 0.46125 | 0.46125 | 2.3062 | FALSE | 0% | 0% | 0% | 0% | 0% | 0% | FALSE | 0% | 0% | 0% | 0% | 0% | FALSE | 0% | 0% | 0% | 0% | 0% | 0% | 0% | 0% | N/A | N/A
| 495 | Wagga 2020 Audit Recommended Cap Works - reviewed and prioritised | TRUE | Labour | Buildings | 100% | Non-network - Other | Property | Fleet & Property | N/A | Wagga Depot | N/A | N/A | N/A | No | 0% | Safety security & reliability | Buildings | 7.5% | FALSE | 193 | 1 | 1 | 19 | 1 | FALSE | FALSE | TRUE | 0.026088 | 0.02552 | 0.15518 | 0.024244 | 0 | 0.23103 | 0.026045 | 0.025674 | 0.15752 | 0.024813 | 0 | 0.23405 | 0 | 0 | 0 | 0 | 0 | 0 | 0.00048962 | 0.00043319 | 0.002891 | 0.00050297 | 0 | 0.0043168 | 0.026535 | 0.026107 | 0.16041 | 0.025315 | 0 | 0.23837 | 20% | 20% | 20% | 20% | 20% | 0.046206 | 0.046206 | 0.046206 | 0.046206 | 0.046206 | 0.23103 | 0.04681 | 0.04681 | 0.04681 | 0.04681 | 0.04681 | 0.23405 | 0 | 0 | 0 | 0 | 0 | 0 | 0.00086336 | 0.00086336 | 0.00086336 | 0.00086336 | 0.00086336 | 0.0043168 | 0.047673 | 0.047673 | 0.047673 | 0.047673 | 0.047673 | 0.23837 | FALSE | 0% | 0% | 0% | 0% | 0% | 0% | FALSE | 0% | 0% | 0% | 0% | 0% | FALSE | 0% | 0% | 0% | 0% | 0% | 0% | 0% | 0% | N/A | N/A
| 496 | Wagga 2020 Audit Recommended Cap Works - reviewed and prioritised | TRUE | Non-Labour | Buildings | 100% | Non-network - Other | Property | Fleet & Property | N/A | Wagga Depot | N/A | N/A | N/A | No | 0% | Safety security & reliability | Buildings | 92.5% | FALSE | 193 | 2 | 2 | 19 | 2 | FALSE | FALSE | TRUE | 0.32175 | 0.31475 | 1.9139 | 0.29901 | 0 | 2.8494 | 0.32175 | 0.31475 | 1.9139 | 0.29901 | 0 | 2.8494 | 0 | 0 | 0 | 0 | 0 | 0 | 0.0060485 | 0.0053107 | 0.035126 | 0.0060613 | 0 | 0.052547 | 0.3278 | 0.32006 | 1.949 | 0.30508 | 0 | 2.9019 | 20% | 20% | 20% | 20% | 20% | 0.56988 | 0.56988 | 0.56988 | 0.56988 | 0.56988 | 2.8494 | 0.56988 | 0.56988 | 0.56988 | 0.56988 | 0.56988 | 2.8494 | 0 | 0 | 0 | 0 | 0 | 0 | 0.010509 | 0.010509 | 0.010509 | 0.010509 | 0.010509 | 0.052547 | 0.58039 | 0.58039 | 0.58039 | 0.58039 | 0.58039 | 2.9019 | FALSE | 0% | 0% | 0% | 0% | 0% | 0% | FALSE | 0% | 0% | 0% | 0% | 0% | FALSE | 0% | 0% | 0% | 0% | 0% | 0% | 0% | 0% | N/A | N/A
| 497 | N/A | N/A | Labour | N/A | N/A | N/A | N/A | N/A | N/A | N/A | N/A | N/A | N/A | N/A | 0% | 0 | N/A | 0% | FALSE | N/A | 1 | N/A | N/A | 1 | FALSE | FALSE | TRUE | 0 | 0 | 0 | 0 | 0 | 0 | 0 | 0 | 0 | 0 | 0 | 0 | 0 | 0 | 0 | 0 | 0 | 0 | 0 | 0 | 0 | 0 | 0 | 0 | 0 | 0 | 0 | 0 | 0 | 0 | 0% | 0% | 0% | 0% | 0% | 0 | 0 | 0 | 0 | 0 | 0 | 0 | 0 | 0 | 0 | 0 | 0 | 0 | 0 | 0 | 0 | 0 | 0 | 0 | 0 | 0 | 0 | 0 | 0 | 0 | 0 | 0 | 0 | 0 | 0 | FALSE | 0% | 0% | 0% | 0% | 0% | 0% | FALSE | 0% | 0% | 0% | 0% | 0% | FALSE | 0% | 0% | 0% | 0% | 0% | 0% | 0% | 0% | N/A | N/A
| 498 | N/A | N/A | N/A | N/A | N/A | N/A | N/A | N/A | N/A | N/A | N/A | N/A | N/A | N/A | 0% | 0 | N/A | 0% | FALSE | N/A | N/A | N/A | N/A | N/A | FALSE | FALSE | TRUE | 0 | 0 | 0 | 0 | 0 | 0 | 0 | 0 | 0 | 0 | 0 | 0 | 0 | 0 | 0 | 0 | 0 | 0 | 0 | 0 | 0 | 0 | 0 | 0 | 0 | 0 | 0 | 0 | 0 | 0 | 0% | 0% | 0% | 0% | 0% | 0 | 0 | 0 | 0 | 0 | 0 | 0 | 0 | 0 | 0 | 0 | 0 | 0 | 0 | 0 | 0 | 0 | 0 | 0 | 0 | 0 | 0 | 0 | 0 | 0 | 0 | 0 | 0 | 0 | 0 | FALSE | 0% | 0% | 0% | 0% | 0% | 0% | FALSE | 0% | 0% | 0% | 0% | 0% | FALSE | 0% | 0% | 0% | 0% | 0% | 0% | 0% | 0% | N/A | N/A
| 499 | N/A | N/A | N/A | N/A | N/A | N/A | N/A | N/A | N/A | N/A | N/A | N/A | N/A | N/A | 0% | 0 | N/A | 0% | FALSE | N/A | N/A | N/A | N/A | N/A | FALSE | FALSE | TRUE | 0 | 0 | 0 | 0 | 0 | 0 | 0 | 0 | 0 | 0 | 0 | 0 | 0 | 0 | 0 | 0 | 0 | 0 | 0 | 0 | 0 | 0 | 0 | 0 | 0 | 0 | 0 | 0 | 0 | 0 | 0% | 0% | 0% | 0% | 0% | 0 | 0 | 0 | 0 | 0 | 0 | 0 | 0 | 0 | 0 | 0 | 0 | 0 | 0 | 0 | 0 | 0 | 0 | 0 | 0 | 0 | 0 | 0 | 0 | 0 | 0 | 0 | 0 | 0 | 0 | FALSE | 0% | 0% | 0% | 0% | 0% | 0% | FALSE | 0% | 0% | 0% | 0% | 0% | FALSE | 0% | 0% | 0% | 0% | 0% | 0% | 0% | 0% | N/A | N/A
| 500 | N/A | N/A | N/A | N/A | N/A | N/A | N/A | N/A | N/A | N/A | N/A | N/A | N/A | N/A | 0% | 0 | N/A | 0% | FALSE | N/A | N/A | N/A | N/A | N/A | FALSE | FALSE | TRUE | 0 | 0 | 0 | 0 | 0 | 0 | 0 | 0 | 0 | 0 | 0 | 0 | 0 | 0 | 0 | 0 | 0 | 0 | 0 | 0 | 0 | 0 | 0 | 0 | 0 | 0 | 0 | 0 | 0 | 0 | 0% | 0% | 0% | 0% | 0% | 0 | 0 | 0 | 0 | 0 | 0 | 0 | 0 | 0 | 0 | 0 | 0 | 0 | 0 | 0 | 0 | 0 | 0 | 0 | 0 | 0 | 0 | 0 | 0 | 0 | 0 | 0 | 0 | 0 | 0 | FALSE | 0% | 0% | 0% | 0% | 0% | 0% | FALSE | 0% | 0% | 0% | 0% | 0% | FALSE | 0% | 0% | 0% | 0% | 0% | 0% | 0% | 0% | N/A | N/A
| 501 | N/A | N/A | N/A | N/A | N/A | N/A | N/A | N/A | N/A | N/A | N/A | N/A | N/A | N/A | 0% | 0 | N/A | 0% | FALSE | N/A | N/A | N/A | N/A | N/A | FALSE | FALSE | TRUE | 0 | 0 | 0 | 0 | 0 | 0 | 0 | 0 | 0 | 0 | 0 | 0 | 0 | 0 | 0 | 0 | 0 | 0 | 0 | 0 | 0 | 0 | 0 | 0 | 0 | 0 | 0 | 0 | 0 | 0 | 0% | 0% | 0% | 0% | 0% | 0 | 0 | 0 | 0 | 0 | 0 | 0 | 0 | 0 | 0 | 0 | 0 | 0 | 0 | 0 | 0 | 0 | 0 | 0 | 0 | 0 | 0 | 0 | 0 | 0 | 0 | 0 | 0 | 0 | 0 | FALSE | 0% | 0% | 0% | 0% | 0% | 0% | FALSE | 0% | 0% | 0% | 0% | 0% | FALSE | 0% | 0% | 0% | 0% | 0% | 0% | 0% | 0% | N/A | N/A
| 502 | N/A | N/A | N/A | N/A | N/A | N/A | N/A | N/A | N/A | N/A | N/A | N/A | N/A | N/A | 0% | 0 | N/A | 0% | FALSE | N/A | N/A | N/A | N/A | N/A | FALSE | FALSE | TRUE | 0 | 0 | 0 | 0 | 0 | 0 | 0 | 0 | 0 | 0 | 0 | 0 | 0 | 0 | 0 | 0 | 0 | 0 | 0 | 0 | 0 | 0 | 0 | 0 | 0 | 0 | 0 | 0 | 0 | 0 | 0% | 0% | 0% | 0% | 0% | 0 | 0 | 0 | 0 | 0 | 0 | 0 | 0 | 0 | 0 | 0 | 0 | 0 | 0 | 0 | 0 | 0 | 0 | 0 | 0 | 0 | 0 | 0 | 0 | 0 | 0 | 0 | 0 | 0 | 0 | FALSE | 0% | 0% | 0% | 0% | 0% | 0% | FALSE | 0% | 0% | 0% | 0% | 0% | FALSE | 0% | 0% | 0% | 0% | 0% | 0% | 0% | 0% | N/A | N/A
| 503 | N/A | N/A | N/A | N/A | N/A | N/A | N/A | N/A | N/A | N/A | N/A | N/A | N/A | N/A | 0% | 0 | N/A | 0% | FALSE | N/A | N/A | N/A | N/A | N/A | FALSE | FALSE | TRUE | 0 | 0 | 0 | 0 | 0 | 0 | 0 | 0 | 0 | 0 | 0 | 0 | 0 | 0 | 0 | 0 | 0 | 0 | 0 | 0 | 0 | 0 | 0 | 0 | 0 | 0 | 0 | 0 | 0 | 0 | 0% | 0% | 0% | 0% | 0% | 0 | 0 | 0 | 0 | 0 | 0 | 0 | 0 | 0 | 0 | 0 | 0 | 0 | 0 | 0 | 0 | 0 | 0 | 0 | 0 | 0 | 0 | 0 | 0 | 0 | 0 | 0 | 0 | 0 | 0 | FALSE | 0% | 0% | 0% | 0% | 0% | 0% | FALSE | 0% | 0% | 0% | 0% | 0% | FALSE | 0% | 0% | 0% | 0% | 0% | 0% | 0% | 0% | N/A | N/A
| 504 | N/A | N/A | N/A | N/A | N/A | N/A | N/A | N/A | N/A | N/A | N/A | N/A | N/A | N/A | 0% | 0 | N/A | 0% | FALSE | N/A | N/A | N/A | N/A | N/A | FALSE | FALSE | TRUE | 0 | 0 | 0 | 0 | 0 | 0 | 0 | 0 | 0 | 0 | 0 | 0 | 0 | 0 | 0 | 0 | 0 | 0 | 0 | 0 | 0 | 0 | 0 | 0 | 0 | 0 | 0 | 0 | 0 | 0 | 0% | 0% | 0% | 0% | 0% | 0 | 0 | 0 | 0 | 0 | 0 | 0 | 0 | 0 | 0 | 0 | 0 | 0 | 0 | 0 | 0 | 0 | 0 | 0 | 0 | 0 | 0 | 0 | 0 | 0 | 0 | 0 | 0 | 0 | 0 | FALSE | 0% | 0% | 0% | 0% | 0% | 0% | FALSE | 0% | 0% | 0% | 0% | 0% | FALSE | 0% | 0% | 0% | 0% | 0% | 0% | 0% | 0% | N/A | N/A
| 505 | N/A | N/A | N/A | N/A | N/A | N/A | N/A | N/A | N/A | N/A | N/A | N/A | N/A | N/A | 0% | 0 | N/A | 0% | FALSE | N/A | N/A | N/A | N/A | N/A | FALSE | FALSE | TRUE | 0 | 0 | 0 | 0 | 0 | 0 | 0 | 0 | 0 | 0 | 0 | 0 | 0 | 0 | 0 | 0 | 0 | 0 | 0 | 0 | 0 | 0 | 0 | 0 | 0 | 0 | 0 | 0 | 0 | 0 | 0% | 0% | 0% | 0% | 0% | 0 | 0 | 0 | 0 | 0 | 0 | 0 | 0 | 0 | 0 | 0 | 0 | 0 | 0 | 0 | 0 | 0 | 0 | 0 | 0 | 0 | 0 | 0 | 0 | 0 | 0 | 0 | 0 | 0 | 0 | FALSE | 0% | 0% | 0% | 0% | 0% | 0% | FALSE | 0% | 0% | 0% | 0% | 0% | FALSE | 0% | 0% | 0% | 0% | 0% | 0% | 0% | 0% | N/A | N/A
| 506 | N/A | N/A | N/A | N/A | N/A | N/A | N/A | N/A | N/A | N/A | N/A | N/A | N/A | N/A | 0% | 0 | N/A | 0% | FALSE | N/A | N/A | N/A | N/A | N/A | FALSE | FALSE | TRUE | 0 | 0 | 0 | 0 | 0 | 0 | 0 | 0 | 0 | 0 | 0 | 0 | 0 | 0 | 0 | 0 | 0 | 0 | 0 | 0 | 0 | 0 | 0 | 0 | 0 | 0 | 0 | 0 | 0 | 0 | 0% | 0% | 0% | 0% | 0% | 0 | 0 | 0 | 0 | 0 | 0 | 0 | 0 | 0 | 0 | 0 | 0 | 0 | 0 | 0 | 0 | 0 | 0 | 0 | 0 | 0 | 0 | 0 | 0 | 0 | 0 | 0 | 0 | 0 | 0 | FALSE | 0% | 0% | 0% | 0% | 0% | 0% | FALSE | 0% | 0% | 0% | 0% | 0% | FALSE | 0% | 0% | 0% | 0% | 0% | 0% | 0% | 0% | N/A | N/A
| 507 | N/A | N/A | N/A | N/A | N/A | N/A | N/A | N/A | N/A | N/A | N/A | N/A | N/A | N/A | 0% | 0 | N/A | 0% | FALSE | N/A | N/A | N/A | N/A | N/A | FALSE | FALSE | TRUE | 0 | 0 | 0 | 0 | 0 | 0 | 0 | 0 | 0 | 0 | 0 | 0 | 0 | 0 | 0 | 0 | 0 | 0 | 0 | 0 | 0 | 0 | 0 | 0 | 0 | 0 | 0 | 0 | 0 | 0 | 0% | 0% | 0% | 0% | 0% | 0 | 0 | 0 | 0 | 0 | 0 | 0 | 0 | 0 | 0 | 0 | 0 | 0 | 0 | 0 | 0 | 0 | 0 | 0 | 0 | 0 | 0 | 0 | 0 | 0 | 0 | 0 | 0 | 0 | 0 | FALSE | 0% | 0% | 0% | 0% | 0% | 0% | FALSE | 0% | 0% | 0% | 0% | 0% | FALSE | 0% | 0% | 0% | 0% | 0% | 0% | 0% | 0% | N/A | N/A
| 508 | N/A | N/A | N/A | N/A | N/A | N/A | N/A | N/A | N/A | N/A | N/A | N/A | N/A | N/A | 0% | 0 | N/A | 0% | FALSE | N/A | N/A | N/A | N/A | N/A | FALSE | FALSE | TRUE | 0 | 0 | 0 | 0 | 0 | 0 | 0 | 0 | 0 | 0 | 0 | 0 | 0 | 0 | 0 | 0 | 0 | 0 | 0 | 0 | 0 | 0 | 0 | 0 | 0 | 0 | 0 | 0 | 0 | 0 | 0% | 0% | 0% | 0% | 0% | 0 | 0 | 0 | 0 | 0 | 0 | 0 | 0 | 0 | 0 | 0 | 0 | 0 | 0 | 0 | 0 | 0 | 0 | 0 | 0 | 0 | 0 | 0 | 0 | 0 | 0 | 0 | 0 | 0 | 0 | FALSE | 0% | 0% | 0% | 0% | 0% | 0% | FALSE | 0% | 0% | 0% | 0% | 0% | FALSE | 0% | 0% | 0% | 0% | 0% | 0% | 0% | 0% | N/A | N/A
| 509 | N/A | N/A | N/A | N/A | N/A | N/A | N/A | N/A | N/A | N/A | N/A | N/A | N/A | N/A | 0% | 0 | N/A | 0% | FALSE | N/A | N/A | N/A | N/A | N/A | FALSE | FALSE | TRUE | 0 | 0 | 0 | 0 | 0 | 0 | 0 | 0 | 0 | 0 | 0 | 0 | 0 | 0 | 0 | 0 | 0 | 0 | 0 | 0 | 0 | 0 | 0 | 0 | 0 | 0 | 0 | 0 | 0 | 0 | 0% | 0% | 0% | 0% | 0% | 0 | 0 | 0 | 0 | 0 | 0 | 0 | 0 | 0 | 0 | 0 | 0 | 0 | 0 | 0 | 0 | 0 | 0 | 0 | 0 | 0 | 0 | 0 | 0 | 0 | 0 | 0 | 0 | 0 | 0 | FALSE | 0% | 0% | 0% | 0% | 0% | 0% | FALSE | 0% | 0% | 0% | 0% | 0% | FALSE | 0% | 0% | 0% | 0% | 0% | 0% | 0% | 0% | N/A | N/A
| 510 | N/A | N/A | N/A | N/A | N/A | N/A | N/A | N/A | N/A | N/A | N/A | N/A | N/A | N/A | 0% | 0 | N/A | 0% | FALSE | N/A | N/A | N/A | N/A | N/A | FALSE | FALSE | TRUE | 0 | 0 | 0 | 0 | 0 | 0 | 0 | 0 | 0 | 0 | 0 | 0 | 0 | 0 | 0 | 0 | 0 | 0 | 0 | 0 | 0 | 0 | 0 | 0 | 0 | 0 | 0 | 0 | 0 | 0 | 0% | 0% | 0% | 0% | 0% | 0 | 0 | 0 | 0 | 0 | 0 | 0 | 0 | 0 | 0 | 0 | 0 | 0 | 0 | 0 | 0 | 0 | 0 | 0 | 0 | 0 | 0 | 0 | 0 | 0 | 0 | 0 | 0 | 0 | 0 | FALSE | 0% | 0% | 0% | 0% | 0% | 0% | FALSE | 0% | 0% | 0% | 0% | 0% | FALSE | 0% | 0% | 0% | 0% | 0% | 0% | 0% | 0% | N/A | N/A
| 511 | N/A | N/A | N/A | N/A | N/A | N/A | N/A | N/A | N/A | N/A | N/A | N/A | N/A | N/A | 0% | 0 | N/A | 0% | FALSE | N/A | N/A | N/A | N/A | N/A | FALSE | FALSE | TRUE | 0 | 0 | 0 | 0 | 0 | 0 | 0 | 0 | 0 | 0 | 0 | 0 | 0 | 0 | 0 | 0 | 0 | 0 | 0 | 0 | 0 | 0 | 0 | 0 | 0 | 0 | 0 | 0 | 0 | 0 | 0% | 0% | 0% | 0% | 0% | 0 | 0 | 0 | 0 | 0 | 0 | 0 | 0 | 0 | 0 | 0 | 0 | 0 | 0 | 0 | 0 | 0 | 0 | 0 | 0 | 0 | 0 | 0 | 0 | 0 | 0 | 0 | 0 | 0 | 0 | FALSE | 0% | 0% | 0% | 0% | 0% | 0% | FALSE | 0% | 0% | 0% | 0% | 0% | FALSE | 0% | 0% | 0% | 0% | 0% | 0% | 0% | 0% | N/A | N/A
| 512 | N/A | N/A | N/A | N/A | N/A | N/A | N/A | N/A | N/A | N/A | N/A | N/A | N/A | N/A | 0% | 0 | N/A | 0% | FALSE | N/A | N/A | N/A | N/A | N/A | FALSE | FALSE | TRUE | 0 | 0 | 0 | 0 | 0 | 0 | 0 | 0 | 0 | 0 | 0 | 0 | 0 | 0 | 0 | 0 | 0 | 0 | 0 | 0 | 0 | 0 | 0 | 0 | 0 | 0 | 0 | 0 | 0 | 0 | 0% | 0% | 0% | 0% | 0% | 0 | 0 | 0 | 0 | 0 | 0 | 0 | 0 | 0 | 0 | 0 | 0 | 0 | 0 | 0 | 0 | 0 | 0 | 0 | 0 | 0 | 0 | 0 | 0 | 0 | 0 | 0 | 0 | 0 | 0 | FALSE | 0% | 0% | 0% | 0% | 0% | 0% | FALSE | 0% | 0% | 0% | 0% | 0% | FALSE | 0% | 0% | 0% | 0% | 0% | 0% | 0% | 0% | N/A | N/A
| 513 | N/A | N/A | N/A | N/A | N/A | N/A | N/A | N/A | N/A | N/A | N/A | N/A | N/A | N/A | 0% | 0 | N/A | 0% | FALSE | N/A | N/A | N/A | N/A | N/A | FALSE | FALSE | TRUE | 0 | 0 | 0 | 0 | 0 | 0 | 0 | 0 | 0 | 0 | 0 | 0 | 0 | 0 | 0 | 0 | 0 | 0 | 0 | 0 | 0 | 0 | 0 | 0 | 0 | 0 | 0 | 0 | 0 | 0 | 0% | 0% | 0% | 0% | 0% | 0 | 0 | 0 | 0 | 0 | 0 | 0 | 0 | 0 | 0 | 0 | 0 | 0 | 0 | 0 | 0 | 0 | 0 | 0 | 0 | 0 | 0 | 0 | 0 | 0 | 0 | 0 | 0 | 0 | 0 | FALSE | 0% | 0% | 0% | 0% | 0% | 0% | FALSE | 0% | 0% | 0% | 0% | 0% | FALSE | 0% | 0% | 0% | 0% | 0% | 0% | 0% | 0% | N/A | N/A
| 514 | N/A | N/A | N/A | N/A | N/A | N/A | N/A | N/A | N/A | N/A | N/A | N/A | N/A | N/A | 0% | 0 | N/A | 0% | FALSE | N/A | N/A | N/A | N/A | N/A | FALSE | FALSE | TRUE | 0 | 0 | 0 | 0 | 0 | 0 | 0 | 0 | 0 | 0 | 0 | 0 | 0 | 0 | 0 | 0 | 0 | 0 | 0 | 0 | 0 | 0 | 0 | 0 | 0 | 0 | 0 | 0 | 0 | 0 | 0% | 0% | 0% | 0% | 0% | 0 | 0 | 0 | 0 | 0 | 0 | 0 | 0 | 0 | 0 | 0 | 0 | 0 | 0 | 0 | 0 | 0 | 0 | 0 | 0 | 0 | 0 | 0 | 0 | 0 | 0 | 0 | 0 | 0 | 0 | FALSE | 0% | 0% | 0% | 0% | 0% | 0% | FALSE | 0% | 0% | 0% | 0% | 0% | FALSE | 0% | 0% | 0% | 0% | 0% | 0% | 0% | 0% | N/A | N/A
| 515 | N/A | N/A | N/A | N/A | N/A | N/A | N/A | N/A | N/A | N/A | N/A | N/A | N/A | N/A | 0% | 0 | N/A | 0% | FALSE | N/A | N/A | N/A | N/A | N/A | FALSE | FALSE | TRUE | 0 | 0 | 0 | 0 | 0 | 0 | 0 | 0 | 0 | 0 | 0 | 0 | 0 | 0 | 0 | 0 | 0 | 0 | 0 | 0 | 0 | 0 | 0 | 0 | 0 | 0 | 0 | 0 | 0 | 0 | 0% | 0% | 0% | 0% | 0% | 0 | 0 | 0 | 0 | 0 | 0 | 0 | 0 | 0 | 0 | 0 | 0 | 0 | 0 | 0 | 0 | 0 | 0 | 0 | 0 | 0 | 0 | 0 | 0 | 0 | 0 | 0 | 0 | 0 | 0 | FALSE | 0% | 0% | 0% | 0% | 0% | 0% | FALSE | 0% | 0% | 0% | 0% | 0% | FALSE | 0% | 0% | 0% | 0% | 0% | 0% | 0% | 0% | N/A | N/A
| 516 | N/A | N/A | N/A | N/A | N/A | N/A | N/A | N/A | N/A | N/A | N/A | N/A | N/A | N/A | 0% | 0 | N/A | 0% | FALSE | N/A | N/A | N/A | N/A | N/A | FALSE | FALSE | TRUE | 0 | 0 | 0 | 0 | 0 | 0 | 0 | 0 | 0 | 0 | 0 | 0 | 0 | 0 | 0 | 0 | 0 | 0 | 0 | 0 | 0 | 0 | 0 | 0 | 0 | 0 | 0 | 0 | 0 | 0 | 0% | 0% | 0% | 0% | 0% | 0 | 0 | 0 | 0 | 0 | 0 | 0 | 0 | 0 | 0 | 0 | 0 | 0 | 0 | 0 | 0 | 0 | 0 | 0 | 0 | 0 | 0 | 0 | 0 | 0 | 0 | 0 | 0 | 0 | 0 | FALSE | 0% | 0% | 0% | 0% | 0% | 0% | FALSE | 0% | 0% | 0% | 0% | 0% | FALSE | 0% | 0% | 0% | 0% | 0% | 0% | 0% | 0% | N/A | N/A
| 517 | N/A | N/A | N/A | N/A | N/A | N/A | N/A | N/A | N/A | N/A | N/A | N/A | N/A | N/A | 0% | 0 | N/A | 0% | FALSE | N/A | N/A | N/A | N/A | N/A | FALSE | FALSE | TRUE | 0 | 0 | 0 | 0 | 0 | 0 | 0 | 0 | 0 | 0 | 0 | 0 | 0 | 0 | 0 | 0 | 0 | 0 | 0 | 0 | 0 | 0 | 0 | 0 | 0 | 0 | 0 | 0 | 0 | 0 | 0% | 0% | 0% | 0% | 0% | 0 | 0 | 0 | 0 | 0 | 0 | 0 | 0 | 0 | 0 | 0 | 0 | 0 | 0 | 0 | 0 | 0 | 0 | 0 | 0 | 0 | 0 | 0 | 0 | 0 | 0 | 0 | 0 | 0 | 0 | FALSE | 0% | 0% | 0% | 0% | 0% | 0% | FALSE | 0% | 0% | 0% | 0% | 0% | FALSE | 0% | 0% | 0% | 0% | 0% | 0% | 0% | 0% | N/A | N/A
| 518 | N/A | N/A | N/A | N/A | N/A | N/A | N/A | N/A | N/A | N/A | N/A | N/A | N/A | N/A | 0% | 0 | N/A | 0% | FALSE | N/A | N/A | N/A | N/A | N/A | FALSE | FALSE | TRUE | 0 | 0 | 0 | 0 | 0 | 0 | 0 | 0 | 0 | 0 | 0 | 0 | 0 | 0 | 0 | 0 | 0 | 0 | 0 | 0 | 0 | 0 | 0 | 0 | 0 | 0 | 0 | 0 | 0 | 0 | 0% | 0% | 0% | 0% | 0% | 0 | 0 | 0 | 0 | 0 | 0 | 0 | 0 | 0 | 0 | 0 | 0 | 0 | 0 | 0 | 0 | 0 | 0 | 0 | 0 | 0 | 0 | 0 | 0 | 0 | 0 | 0 | 0 | 0 | 0 | FALSE | 0% | 0% | 0% | 0% | 0% | 0% | FALSE | 0% | 0% | 0% | 0% | 0% | FALSE | 0% | 0% | 0% | 0% | 0% | 0% | 0% | 0% | N/A | N/A
| 519 | N/A | N/A | N/A | N/A | N/A | N/A | N/A | N/A | N/A | N/A | N/A | N/A | N/A | N/A | 0% | 0 | N/A | 0% | FALSE | N/A | N/A | N/A | N/A | N/A | FALSE | FALSE | TRUE | 0 | 0 | 0 | 0 | 0 | 0 | 0 | 0 | 0 | 0 | 0 | 0 | 0 | 0 | 0 | 0 | 0 | 0 | 0 | 0 | 0 | 0 | 0 | 0 | 0 | 0 | 0 | 0 | 0 | 0 | 0% | 0% | 0% | 0% | 0% | 0 | 0 | 0 | 0 | 0 | 0 | 0 | 0 | 0 | 0 | 0 | 0 | 0 | 0 | 0 | 0 | 0 | 0 | 0 | 0 | 0 | 0 | 0 | 0 | 0 | 0 | 0 | 0 | 0 | 0 | FALSE | 0% | 0% | 0% | 0% | 0% | 0% | FALSE | 0% | 0% | 0% | 0% | 0% | FALSE | 0% | 0% | 0% | 0% | 0% | 0% | 0% | 0% | N/A | N/A
| 520 | N/A | N/A | N/A | N/A | N/A | N/A | N/A | N/A | N/A | N/A | N/A | N/A | N/A | N/A | 0% | 0 | N/A | 0% | FALSE | N/A | N/A | N/A | N/A | N/A | FALSE | FALSE | TRUE | 0 | 0 | 0 | 0 | 0 | 0 | 0 | 0 | 0 | 0 | 0 | 0 | 0 | 0 | 0 | 0 | 0 | 0 | 0 | 0 | 0 | 0 | 0 | 0 | 0 | 0 | 0 | 0 | 0 | 0 | 0% | 0% | 0% | 0% | 0% | 0 | 0 | 0 | 0 | 0 | 0 | 0 | 0 | 0 | 0 | 0 | 0 | 0 | 0 | 0 | 0 | 0 | 0 | 0 | 0 | 0 | 0 | 0 | 0 | 0 | 0 | 0 | 0 | 0 | 0 | FALSE | 0% | 0% | 0% | 0% | 0% | 0% | FALSE | 0% | 0% | 0% | 0% | 0% | FALSE | 0% | 0% | 0% | 0% | 0% | 0% | 0% | 0% | N/A | N/A
| 521 | N/A | N/A | N/A | N/A | N/A | N/A | N/A | N/A | N/A | N/A | N/A | N/A | N/A | N/A | 0% | 0 | N/A | 0% | FALSE | N/A | N/A | N/A | N/A | N/A | FALSE | FALSE | TRUE | 0 | 0 | 0 | 0 | 0 | 0 | 0 | 0 | 0 | 0 | 0 | 0 | 0 | 0 | 0 | 0 | 0 | 0 | 0 | 0 | 0 | 0 | 0 | 0 | 0 | 0 | 0 | 0 | 0 | 0 | 0% | 0% | 0% | 0% | 0% | 0 | 0 | 0 | 0 | 0 | 0 | 0 | 0 | 0 | 0 | 0 | 0 | 0 | 0 | 0 | 0 | 0 | 0 | 0 | 0 | 0 | 0 | 0 | 0 | 0 | 0 | 0 | 0 | 0 | 0 | FALSE | 0% | 0% | 0% | 0% | 0% | 0% | FALSE | 0% | 0% | 0% | 0% | 0% | FALSE | 0% | 0% | 0% | 0% | 0% | 0% | 0% | 0% | N/A | N/A
| 522 | N/A | N/A | N/A | N/A | N/A | N/A | N/A | N/A | N/A | N/A | N/A | N/A | N/A | N/A | 0% | 0 | N/A | 0% | FALSE | N/A | N/A | N/A | N/A | N/A | FALSE | FALSE | TRUE | 0 | 0 | 0 | 0 | 0 | 0 | 0 | 0 | 0 | 0 | 0 | 0 | 0 | 0 | 0 | 0 | 0 | 0 | 0 | 0 | 0 | 0 | 0 | 0 | 0 | 0 | 0 | 0 | 0 | 0 | 0% | 0% | 0% | 0% | 0% | 0 | 0 | 0 | 0 | 0 | 0 | 0 | 0 | 0 | 0 | 0 | 0 | 0 | 0 | 0 | 0 | 0 | 0 | 0 | 0 | 0 | 0 | 0 | 0 | 0 | 0 | 0 | 0 | 0 | 0 | FALSE | 0% | 0% | 0% | 0% | 0% | 0% | FALSE | 0% | 0% | 0% | 0% | 0% | FALSE | 0% | 0% | 0% | 0% | 0% | 0% | 0% | 0% | N/A | N/A
| 523 | N/A | N/A | N/A | N/A | N/A | N/A | N/A | N/A | N/A | N/A | N/A | N/A | N/A | N/A | 0% | 0 | N/A | 0% | FALSE | N/A | N/A | N/A | N/A | N/A | FALSE | FALSE | TRUE | 0 | 0 | 0 | 0 | 0 | 0 | 0 | 0 | 0 | 0 | 0 | 0 | 0 | 0 | 0 | 0 | 0 | 0 | 0 | 0 | 0 | 0 | 0 | 0 | 0 | 0 | 0 | 0 | 0 | 0 | 0% | 0% | 0% | 0% | 0% | 0 | 0 | 0 | 0 | 0 | 0 | 0 | 0 | 0 | 0 | 0 | 0 | 0 | 0 | 0 | 0 | 0 | 0 | 0 | 0 | 0 | 0 | 0 | 0 | 0 | 0 | 0 | 0 | 0 | 0 | FALSE | 0% | 0% | 0% | 0% | 0% | 0% | FALSE | 0% | 0% | 0% | 0% | 0% | FALSE | 0% | 0% | 0% | 0% | 0% | 0% | 0% | 0% | N/A | N/A
| 524 | N/A | N/A | N/A | N/A | N/A | N/A | N/A | N/A | N/A | N/A | N/A | N/A | N/A | N/A | 0% | 0 | N/A | 0% | FALSE | N/A | N/A | N/A | N/A | N/A | FALSE | FALSE | TRUE | 0 | 0 | 0 | 0 | 0 | 0 | 0 | 0 | 0 | 0 | 0 | 0 | 0 | 0 | 0 | 0 | 0 | 0 | 0 | 0 | 0 | 0 | 0 | 0 | 0 | 0 | 0 | 0 | 0 | 0 | 0% | 0% | 0% | 0% | 0% | 0 | 0 | 0 | 0 | 0 | 0 | 0 | 0 | 0 | 0 | 0 | 0 | 0 | 0 | 0 | 0 | 0 | 0 | 0 | 0 | 0 | 0 | 0 | 0 | 0 | 0 | 0 | 0 | 0 | 0 | FALSE | 0% | 0% | 0% | 0% | 0% | 0% | FALSE | 0% | 0% | 0% | 0% | 0% | FALSE | 0% | 0% | 0% | 0% | 0% | 0% | 0% | 0% | N/A | N/A
| 525 | N/A | N/A | N/A | N/A | N/A | N/A | N/A | N/A | N/A | N/A | N/A | N/A | N/A | N/A | 0% | 0 | N/A | 0% | FALSE | N/A | N/A | N/A | N/A | N/A | FALSE | FALSE | TRUE | 0 | 0 | 0 | 0 | 0 | 0 | 0 | 0 | 0 | 0 | 0 | 0 | 0 | 0 | 0 | 0 | 0 | 0 | 0 | 0 | 0 | 0 | 0 | 0 | 0 | 0 | 0 | 0 | 0 | 0 | 0% | 0% | 0% | 0% | 0% | 0 | 0 | 0 | 0 | 0 | 0 | 0 | 0 | 0 | 0 | 0 | 0 | 0 | 0 | 0 | 0 | 0 | 0 | 0 | 0 | 0 | 0 | 0 | 0 | 0 | 0 | 0 | 0 | 0 | 0 | FALSE | 0% | 0% | 0% | 0% | 0% | 0% | FALSE | 0% | 0% | 0% | 0% | 0% | FALSE | 0% | 0% | 0% | 0% | 0% | 0% | 0% | 0% | N/A | N/A
| 526 | N/A | N/A | N/A | N/A | N/A | N/A | N/A | N/A | N/A | N/A | N/A | N/A | N/A | N/A | 0% | 0 | N/A | 0% | FALSE | N/A | N/A | N/A | N/A | N/A | FALSE | FALSE | TRUE | 0 | 0 | 0 | 0 | 0 | 0 | 0 | 0 | 0 | 0 | 0 | 0 | 0 | 0 | 0 | 0 | 0 | 0 | 0 | 0 | 0 | 0 | 0 | 0 | 0 | 0 | 0 | 0 | 0 | 0 | 0% | 0% | 0% | 0% | 0% | 0 | 0 | 0 | 0 | 0 | 0 | 0 | 0 | 0 | 0 | 0 | 0 | 0 | 0 | 0 | 0 | 0 | 0 | 0 | 0 | 0 | 0 | 0 | 0 | 0 | 0 | 0 | 0 | 0 | 0 | FALSE | 0% | 0% | 0% | 0% | 0% | 0% | FALSE | 0% | 0% | 0% | 0% | 0% | FALSE | 0% | 0% | 0% | 0% | 0% | 0% | 0% | 0% | N/A | N/A
| 527 | N/A | N/A | N/A | N/A | N/A | N/A | N/A | N/A | N/A | N/A | N/A | N/A | N/A | N/A | 0% | 0 | N/A | 0% | FALSE | N/A | N/A | N/A | N/A | N/A | FALSE | FALSE | TRUE | 0 | 0 | 0 | 0 | 0 | 0 | 0 | 0 | 0 | 0 | 0 | 0 | 0 | 0 | 0 | 0 | 0 | 0 | 0 | 0 | 0 | 0 | 0 | 0 | 0 | 0 | 0 | 0 | 0 | 0 | 0% | 0% | 0% | 0% | 0% | 0 | 0 | 0 | 0 | 0 | 0 | 0 | 0 | 0 | 0 | 0 | 0 | 0 | 0 | 0 | 0 | 0 | 0 | 0 | 0 | 0 | 0 | 0 | 0 | 0 | 0 | 0 | 0 | 0 | 0 | FALSE | 0% | 0% | 0% | 0% | 0% | 0% | FALSE | 0% | 0% | 0% | 0% | 0% | FALSE | 0% | 0% | 0% | 0% | 0% | 0% | 0% | 0% | N/A | N/A
| 528 | N/A | N/A | N/A | N/A | N/A | N/A | N/A | N/A | N/A | N/A | N/A | N/A | N/A | N/A | 0% | 0 | N/A | 0% | FALSE | N/A | N/A | N/A | N/A | N/A | FALSE | FALSE | TRUE | 0 | 0 | 0 | 0 | 0 | 0 | 0 | 0 | 0 | 0 | 0 | 0 | 0 | 0 | 0 | 0 | 0 | 0 | 0 | 0 | 0 | 0 | 0 | 0 | 0 | 0 | 0 | 0 | 0 | 0 | 0% | 0% | 0% | 0% | 0% | 0 | 0 | 0 | 0 | 0 | 0 | 0 | 0 | 0 | 0 | 0 | 0 | 0 | 0 | 0 | 0 | 0 | 0 | 0 | 0 | 0 | 0 | 0 | 0 | 0 | 0 | 0 | 0 | 0 | 0 | FALSE | 0% | 0% | 0% | 0% | 0% | 0% | FALSE | 0% | 0% | 0% | 0% | 0% | FALSE | 0% | 0% | 0% | 0% | 0% | 0% | 0% | 0% | N/A | N/A
| 529 | N/A | N/A | N/A | N/A | N/A | N/A | N/A | N/A | N/A | N/A | N/A | N/A | N/A | N/A | 0% | 0 | N/A | 0% | FALSE | N/A | N/A | N/A | N/A | N/A | FALSE | FALSE | TRUE | 0 | 0 | 0 | 0 | 0 | 0 | 0 | 0 | 0 | 0 | 0 | 0 | 0 | 0 | 0 | 0 | 0 | 0 | 0 | 0 | 0 | 0 | 0 | 0 | 0 | 0 | 0 | 0 | 0 | 0 | 0% | 0% | 0% | 0% | 0% | 0 | 0 | 0 | 0 | 0 | 0 | 0 | 0 | 0 | 0 | 0 | 0 | 0 | 0 | 0 | 0 | 0 | 0 | 0 | 0 | 0 | 0 | 0 | 0 | 0 | 0 | 0 | 0 | 0 | 0 | FALSE | 0% | 0% | 0% | 0% | 0% | 0% | FALSE | 0% | 0% | 0% | 0% | 0% | FALSE | 0% | 0% | 0% | 0% | 0% | 0% | 0% | 0% | N/A | N/A
| 530 | N/A | N/A | N/A | N/A | N/A | N/A | N/A | N/A | N/A | N/A | N/A | N/A | N/A | N/A | 0% | 0 | N/A | 0% | FALSE | N/A | N/A | N/A | N/A | N/A | FALSE | FALSE | TRUE | 0 | 0 | 0 | 0 | 0 | 0 | 0 | 0 | 0 | 0 | 0 | 0 | 0 | 0 | 0 | 0 | 0 | 0 | 0 | 0 | 0 | 0 | 0 | 0 | 0 | 0 | 0 | 0 | 0 | 0 | 0% | 0% | 0% | 0% | 0% | 0 | 0 | 0 | 0 | 0 | 0 | 0 | 0 | 0 | 0 | 0 | 0 | 0 | 0 | 0 | 0 | 0 | 0 | 0 | 0 | 0 | 0 | 0 | 0 | 0 | 0 | 0 | 0 | 0 | 0 | FALSE | 0% | 0% | 0% | 0% | 0% | 0% | FALSE | 0% | 0% | 0% | 0% | 0% | FALSE | 0% | 0% | 0% | 0% | 0% | 0% | 0% | 0% | N/A | N/A
| 531 | N/A | N/A | N/A | N/A | N/A | N/A | N/A | N/A | N/A | N/A | N/A | N/A | N/A | N/A | 0% | 0 | N/A | 0% | FALSE | N/A | N/A | N/A | N/A | N/A | FALSE | FALSE | TRUE | 0 | 0 | 0 | 0 | 0 | 0 | 0 | 0 | 0 | 0 | 0 | 0 | 0 | 0 | 0 | 0 | 0 | 0 | 0 | 0 | 0 | 0 | 0 | 0 | 0 | 0 | 0 | 0 | 0 | 0 | 0% | 0% | 0% | 0% | 0% | 0 | 0 | 0 | 0 | 0 | 0 | 0 | 0 | 0 | 0 | 0 | 0 | 0 | 0 | 0 | 0 | 0 | 0 | 0 | 0 | 0 | 0 | 0 | 0 | 0 | 0 | 0 | 0 | 0 | 0 | FALSE | 0% | 0% | 0% | 0% | 0% | 0% | FALSE | 0% | 0% | 0% | 0% | 0% | FALSE | 0% | 0% | 0% | 0% | 0% | 0% | 0% | 0% | N/A | N/A
| 532 | N/A | N/A | N/A | N/A | N/A | N/A | N/A | N/A | N/A | N/A | N/A | N/A | N/A | N/A | 0% | 0 | N/A | 0% | FALSE | N/A | N/A | N/A | N/A | N/A | FALSE | FALSE | TRUE | 0 | 0 | 0 | 0 | 0 | 0 | 0 | 0 | 0 | 0 | 0 | 0 | 0 | 0 | 0 | 0 | 0 | 0 | 0 | 0 | 0 | 0 | 0 | 0 | 0 | 0 | 0 | 0 | 0 | 0 | 0% | 0% | 0% | 0% | 0% | 0 | 0 | 0 | 0 | 0 | 0 | 0 | 0 | 0 | 0 | 0 | 0 | 0 | 0 | 0 | 0 | 0 | 0 | 0 | 0 | 0 | 0 | 0 | 0 | 0 | 0 | 0 | 0 | 0 | 0 | FALSE | 0% | 0% | 0% | 0% | 0% | 0% | FALSE | 0% | 0% | 0% | 0% | 0% | FALSE | 0% | 0% | 0% | 0% | 0% | 0% | 0% | 0% | N/A | N/A
| 533 | N/A | N/A | N/A | N/A | N/A | N/A | N/A | N/A | N/A | N/A | N/A | N/A | N/A | N/A | 0% | 0 | N/A | 0% | FALSE | N/A | N/A | N/A | N/A | N/A | FALSE | FALSE | TRUE | 0 | 0 | 0 | 0 | 0 | 0 | 0 | 0 | 0 | 0 | 0 | 0 | 0 | 0 | 0 | 0 | 0 | 0 | 0 | 0 | 0 | 0 | 0 | 0 | 0 | 0 | 0 | 0 | 0 | 0 | 0% | 0% | 0% | 0% | 0% | 0 | 0 | 0 | 0 | 0 | 0 | 0 | 0 | 0 | 0 | 0 | 0 | 0 | 0 | 0 | 0 | 0 | 0 | 0 | 0 | 0 | 0 | 0 | 0 | 0 | 0 | 0 | 0 | 0 | 0 | FALSE | 0% | 0% | 0% | 0% | 0% | 0% | FALSE | 0% | 0% | 0% | 0% | 0% | FALSE | 0% | 0% | 0% | 0% | 0% | 0% | 0% | 0% | N/A | N/A
| 534 | N/A | N/A | N/A | N/A | N/A | N/A | N/A | N/A | N/A | N/A | N/A | N/A | N/A | N/A | 0% | 0 | N/A | 0% | FALSE | N/A | N/A | N/A | N/A | N/A | FALSE | FALSE | TRUE | 0 | 0 | 0 | 0 | 0 | 0 | 0 | 0 | 0 | 0 | 0 | 0 | 0 | 0 | 0 | 0 | 0 | 0 | 0 | 0 | 0 | 0 | 0 | 0 | 0 | 0 | 0 | 0 | 0 | 0 | 0% | 0% | 0% | 0% | 0% | 0 | 0 | 0 | 0 | 0 | 0 | 0 | 0 | 0 | 0 | 0 | 0 | 0 | 0 | 0 | 0 | 0 | 0 | 0 | 0 | 0 | 0 | 0 | 0 | 0 | 0 | 0 | 0 | 0 | 0 | FALSE | 0% | 0% | 0% | 0% | 0% | 0% | FALSE | 0% | 0% | 0% | 0% | 0% | FALSE | 0% | 0% | 0% | 0% | 0% | 0% | 0% | 0% | N/A | N/A
| 535 | N/A | N/A | N/A | N/A | N/A | N/A | N/A | N/A | N/A | N/A | N/A | N/A | N/A | N/A | 0% | 0 | N/A | 0% | FALSE | N/A | N/A | N/A | N/A | N/A | FALSE | FALSE | TRUE | 0 | 0 | 0 | 0 | 0 | 0 | 0 | 0 | 0 | 0 | 0 | 0 | 0 | 0 | 0 | 0 | 0 | 0 | 0 | 0 | 0 | 0 | 0 | 0 | 0 | 0 | 0 | 0 | 0 | 0 | 0% | 0% | 0% | 0% | 0% | 0 | 0 | 0 | 0 | 0 | 0 | 0 | 0 | 0 | 0 | 0 | 0 | 0 | 0 | 0 | 0 | 0 | 0 | 0 | 0 | 0 | 0 | 0 | 0 | 0 | 0 | 0 | 0 | 0 | 0 | FALSE | 0% | 0% | 0% | 0% | 0% | 0% | FALSE | 0% | 0% | 0% | 0% | 0% | FALSE | 0% | 0% | 0% | 0% | 0% | 0% | 0% | 0% | N/A | N/A
| 536 | N/A | N/A | N/A | N/A | N/A | N/A | N/A | N/A | N/A | N/A | N/A | N/A | N/A | N/A | 0% | 0 | N/A | 0% | FALSE | N/A | N/A | N/A | N/A | N/A | FALSE | FALSE | TRUE | 0 | 0 | 0 | 0 | 0 | 0 | 0 | 0 | 0 | 0 | 0 | 0 | 0 | 0 | 0 | 0 | 0 | 0 | 0 | 0 | 0 | 0 | 0 | 0 | 0 | 0 | 0 | 0 | 0 | 0 | 0% | 0% | 0% | 0% | 0% | 0 | 0 | 0 | 0 | 0 | 0 | 0 | 0 | 0 | 0 | 0 | 0 | 0 | 0 | 0 | 0 | 0 | 0 | 0 | 0 | 0 | 0 | 0 | 0 | 0 | 0 | 0 | 0 | 0 | 0 | FALSE | 0% | 0% | 0% | 0% | 0% | 0% | FALSE | 0% | 0% | 0% | 0% | 0% | FALSE | 0% | 0% | 0% | 0% | 0% | 0% | 0% | 0% | N/A | N/A
| 537 | N/A | N/A | N/A | N/A | N/A | N/A | N/A | N/A | N/A | N/A | N/A | N/A | N/A | N/A | 0% | 0 | N/A | 0% | FALSE | N/A | N/A | N/A | N/A | N/A | FALSE | FALSE | TRUE | 0 | 0 | 0 | 0 | 0 | 0 | 0 | 0 | 0 | 0 | 0 | 0 | 0 | 0 | 0 | 0 | 0 | 0 | 0 | 0 | 0 | 0 | 0 | 0 | 0 | 0 | 0 | 0 | 0 | 0 | 0% | 0% | 0% | 0% | 0% | 0 | 0 | 0 | 0 | 0 | 0 | 0 | 0 | 0 | 0 | 0 | 0 | 0 | 0 | 0 | 0 | 0 | 0 | 0 | 0 | 0 | 0 | 0 | 0 | 0 | 0 | 0 | 0 | 0 | 0 | FALSE | 0% | 0% | 0% | 0% | 0% | 0% | FALSE | 0% | 0% | 0% | 0% | 0% | FALSE | 0% | 0% | 0% | 0% | 0% | 0% | 0% | 0% | N/A | N/A
| 538 | N/A | N/A | N/A | N/A | N/A | N/A | N/A | N/A | N/A | N/A | N/A | N/A | N/A | N/A | 0% | 0 | N/A | 0% | FALSE | N/A | N/A | N/A | N/A | N/A | FALSE | FALSE | TRUE | 0 | 0 | 0 | 0 | 0 | 0 | 0 | 0 | 0 | 0 | 0 | 0 | 0 | 0 | 0 | 0 | 0 | 0 | 0 | 0 | 0 | 0 | 0 | 0 | 0 | 0 | 0 | 0 | 0 | 0 | 0% | 0% | 0% | 0% | 0% | 0 | 0 | 0 | 0 | 0 | 0 | 0 | 0 | 0 | 0 | 0 | 0 | 0 | 0 | 0 | 0 | 0 | 0 | 0 | 0 | 0 | 0 | 0 | 0 | 0 | 0 | 0 | 0 | 0 | 0 | FALSE | 0% | 0% | 0% | 0% | 0% | 0% | FALSE | 0% | 0% | 0% | 0% | 0% | FALSE | 0% | 0% | 0% | 0% | 0% | 0% | 0% | 0% | N/A | N/A
| 539 | N/A | N/A | N/A | N/A | N/A | N/A | N/A | N/A | N/A | N/A | N/A | N/A | N/A | N/A | 0% | 0 | N/A | 0% | FALSE | N/A | N/A | N/A | N/A | N/A | FALSE | FALSE | TRUE | 0 | 0 | 0 | 0 | 0 | 0 | 0 | 0 | 0 | 0 | 0 | 0 | 0 | 0 | 0 | 0 | 0 | 0 | 0 | 0 | 0 | 0 | 0 | 0 | 0 | 0 | 0 | 0 | 0 | 0 | 0% | 0% | 0% | 0% | 0% | 0 | 0 | 0 | 0 | 0 | 0 | 0 | 0 | 0 | 0 | 0 | 0 | 0 | 0 | 0 | 0 | 0 | 0 | 0 | 0 | 0 | 0 | 0 | 0 | 0 | 0 | 0 | 0 | 0 | 0 | FALSE | 0% | 0% | 0% | 0% | 0% | 0% | FALSE | 0% | 0% | 0% | 0% | 0% | FALSE | 0% | 0% | 0% | 0% | 0% | 0% | 0% | 0% | N/A | N/A
| 540 | N/A | N/A | N/A | N/A | N/A | N/A | N/A | N/A | N/A | N/A | N/A | N/A | N/A | N/A | 0% | 0 | N/A | 0% | FALSE | N/A | N/A | N/A | N/A | N/A | FALSE | FALSE | TRUE | 0 | 0 | 0 | 0 | 0 | 0 | 0 | 0 | 0 | 0 | 0 | 0 | 0 | 0 | 0 | 0 | 0 | 0 | 0 | 0 | 0 | 0 | 0 | 0 | 0 | 0 | 0 | 0 | 0 | 0 | 0% | 0% | 0% | 0% | 0% | 0 | 0 | 0 | 0 | 0 | 0 | 0 | 0 | 0 | 0 | 0 | 0 | 0 | 0 | 0 | 0 | 0 | 0 | 0 | 0 | 0 | 0 | 0 | 0 | 0 | 0 | 0 | 0 | 0 | 0 | FALSE | 0% | 0% | 0% | 0% | 0% | 0% | FALSE | 0% | 0% | 0% | 0% | 0% | FALSE | 0% | 0% | 0% | 0% | 0% | 0% | 0% | 0% | N/A | N/A
| 541 | N/A | N/A | N/A | N/A | N/A | N/A | N/A | N/A | N/A | N/A | N/A | N/A | N/A | N/A | 0% | 0 | N/A | 0% | FALSE | N/A | N/A | N/A | N/A | N/A | FALSE | FALSE | TRUE | 0 | 0 | 0 | 0 | 0 | 0 | 0 | 0 | 0 | 0 | 0 | 0 | 0 | 0 | 0 | 0 | 0 | 0 | 0 | 0 | 0 | 0 | 0 | 0 | 0 | 0 | 0 | 0 | 0 | 0 | 0% | 0% | 0% | 0% | 0% | 0 | 0 | 0 | 0 | 0 | 0 | 0 | 0 | 0 | 0 | 0 | 0 | 0 | 0 | 0 | 0 | 0 | 0 | 0 | 0 | 0 | 0 | 0 | 0 | 0 | 0 | 0 | 0 | 0 | 0 | FALSE | 0% | 0% | 0% | 0% | 0% | 0% | FALSE | 0% | 0% | 0% | 0% | 0% | FALSE | 0% | 0% | 0% | 0% | 0% | 0% | 0% | 0% | N/A | N/A
| 542 | N/A | N/A | N/A | N/A | N/A | N/A | N/A | N/A | N/A | N/A | N/A | N/A | N/A | N/A | 0% | 0 | N/A | 0% | FALSE | N/A | N/A | N/A | N/A | N/A | FALSE | FALSE | TRUE | 0 | 0 | 0 | 0 | 0 | 0 | 0 | 0 | 0 | 0 | 0 | 0 | 0 | 0 | 0 | 0 | 0 | 0 | 0 | 0 | 0 | 0 | 0 | 0 | 0 | 0 | 0 | 0 | 0 | 0 | 0% | 0% | 0% | 0% | 0% | 0 | 0 | 0 | 0 | 0 | 0 | 0 | 0 | 0 | 0 | 0 | 0 | 0 | 0 | 0 | 0 | 0 | 0 | 0 | 0 | 0 | 0 | 0 | 0 | 0 | 0 | 0 | 0 | 0 | 0 | FALSE | 0% | 0% | 0% | 0% | 0% | 0% | FALSE | 0% | 0% | 0% | 0% | 0% | FALSE | 0% | 0% | 0% | 0% | 0% | 0% | 0% | 0% | N/A | N/A
| 543 | N/A | N/A | N/A | N/A | N/A | N/A | N/A | N/A | N/A | N/A | N/A | N/A | N/A | N/A | 0% | 0 | N/A | 0% | FALSE | N/A | N/A | N/A | N/A | N/A | FALSE | FALSE | TRUE | 0 | 0 | 0 | 0 | 0 | 0 | 0 | 0 | 0 | 0 | 0 | 0 | 0 | 0 | 0 | 0 | 0 | 0 | 0 | 0 | 0 | 0 | 0 | 0 | 0 | 0 | 0 | 0 | 0 | 0 | 0% | 0% | 0% | 0% | 0% | 0 | 0 | 0 | 0 | 0 | 0 | 0 | 0 | 0 | 0 | 0 | 0 | 0 | 0 | 0 | 0 | 0 | 0 | 0 | 0 | 0 | 0 | 0 | 0 | 0 | 0 | 0 | 0 | 0 | 0 | FALSE | 0% | 0% | 0% | 0% | 0% | 0% | FALSE | 0% | 0% | 0% | 0% | 0% | FALSE | 0% | 0% | 0% | 0% | 0% | 0% | 0% | 0% | N/A | N/A
| 544 | N/A | N/A | N/A | N/A | N/A | N/A | N/A | N/A | N/A | N/A | N/A | N/A | N/A | N/A | 0% | 0 | N/A | 0% | FALSE | N/A | N/A | N/A | N/A | N/A | FALSE | FALSE | TRUE | 0 | 0 | 0 | 0 | 0 | 0 | 0 | 0 | 0 | 0 | 0 | 0 | 0 | 0 | 0 | 0 | 0 | 0 | 0 | 0 | 0 | 0 | 0 | 0 | 0 | 0 | 0 | 0 | 0 | 0 | 0% | 0% | 0% | 0% | 0% | 0 | 0 | 0 | 0 | 0 | 0 | 0 | 0 | 0 | 0 | 0 | 0 | 0 | 0 | 0 | 0 | 0 | 0 | 0 | 0 | 0 | 0 | 0 | 0 | 0 | 0 | 0 | 0 | 0 | 0 | FALSE | 0% | 0% | 0% | 0% | 0% | 0% | FALSE | 0% | 0% | 0% | 0% | 0% | FALSE | 0% | 0% | 0% | 0% | 0% | 0% | 0% | 0% | N/A | N/A
| 545 | N/A | N/A | N/A | N/A | N/A | N/A | N/A | N/A | N/A | N/A | N/A | N/A | N/A | N/A | 0% | 0 | N/A | 0% | FALSE | N/A | N/A | N/A | N/A | N/A | FALSE | FALSE | TRUE | 0 | 0 | 0 | 0 | 0 | 0 | 0 | 0 | 0 | 0 | 0 | 0 | 0 | 0 | 0 | 0 | 0 | 0 | 0 | 0 | 0 | 0 | 0 | 0 | 0 | 0 | 0 | 0 | 0 | 0 | 0% | 0% | 0% | 0% | 0% | 0 | 0 | 0 | 0 | 0 | 0 | 0 | 0 | 0 | 0 | 0 | 0 | 0 | 0 | 0 | 0 | 0 | 0 | 0 | 0 | 0 | 0 | 0 | 0 | 0 | 0 | 0 | 0 | 0 | 0 | FALSE | 0% | 0% | 0% | 0% | 0% | 0% | FALSE | 0% | 0% | 0% | 0% | 0% | FALSE | 0% | 0% | 0% | 0% | 0% | 0% | 0% | 0% | N/A | N/A
| 546 | N/A | N/A | N/A | N/A | N/A | N/A | N/A | N/A | N/A | N/A | N/A | N/A | N/A | N/A | 0% | 0 | N/A | 0% | FALSE | N/A | N/A | N/A | N/A | N/A | FALSE | FALSE | TRUE | 0 | 0 | 0 | 0 | 0 | 0 | 0 | 0 | 0 | 0 | 0 | 0 | 0 | 0 | 0 | 0 | 0 | 0 | 0 | 0 | 0 | 0 | 0 | 0 | 0 | 0 | 0 | 0 | 0 | 0 | 0% | 0% | 0% | 0% | 0% | 0 | 0 | 0 | 0 | 0 | 0 | 0 | 0 | 0 | 0 | 0 | 0 | 0 | 0 | 0 | 0 | 0 | 0 | 0 | 0 | 0 | 0 | 0 | 0 | 0 | 0 | 0 | 0 | 0 | 0 | FALSE | 0% | 0% | 0% | 0% | 0% | 0% | FALSE | 0% | 0% | 0% | 0% | 0% | FALSE | 0% | 0% | 0% | 0% | 0% | 0% | 0% | 0% | N/A | N/A
| 547 | N/A | N/A | N/A | N/A | N/A | N/A | N/A | N/A | N/A | N/A | N/A | N/A | N/A | N/A | 0% | 0 | N/A | 0% | FALSE | N/A | N/A | N/A | N/A | N/A | FALSE | FALSE | TRUE | 0 | 0 | 0 | 0 | 0 | 0 | 0 | 0 | 0 | 0 | 0 | 0 | 0 | 0 | 0 | 0 | 0 | 0 | 0 | 0 | 0 | 0 | 0 | 0 | 0 | 0 | 0 | 0 | 0 | 0 | 0% | 0% | 0% | 0% | 0% | 0 | 0 | 0 | 0 | 0 | 0 | 0 | 0 | 0 | 0 | 0 | 0 | 0 | 0 | 0 | 0 | 0 | 0 | 0 | 0 | 0 | 0 | 0 | 0 | 0 | 0 | 0 | 0 | 0 | 0 | FALSE | 0% | 0% | 0% | 0% | 0% | 0% | FALSE | 0% | 0% | 0% | 0% | 0% | FALSE | 0% | 0% | 0% | 0% | 0% | 0% | 0% | 0% | N/A | N/A
| 548 | N/A | N/A | N/A | N/A | N/A | N/A | N/A | N/A | N/A | N/A | N/A | N/A | N/A | N/A | 0% | 0 | N/A | 0% | FALSE | N/A | N/A | N/A | N/A | N/A | FALSE | FALSE | TRUE | 0 | 0 | 0 | 0 | 0 | 0 | 0 | 0 | 0 | 0 | 0 | 0 | 0 | 0 | 0 | 0 | 0 | 0 | 0 | 0 | 0 | 0 | 0 | 0 | 0 | 0 | 0 | 0 | 0 | 0 | 0% | 0% | 0% | 0% | 0% | 0 | 0 | 0 | 0 | 0 | 0 | 0 | 0 | 0 | 0 | 0 | 0 | 0 | 0 | 0 | 0 | 0 | 0 | 0 | 0 | 0 | 0 | 0 | 0 | 0 | 0 | 0 | 0 | 0 | 0 | FALSE | 0% | 0% | 0% | 0% | 0% | 0% | FALSE | 0% | 0% | 0% | 0% | 0% | FALSE | 0% | 0% | 0% | 0% | 0% | 0% | 0% | 0% | N/A | N/A
| 549 | N/A | N/A | N/A | N/A | N/A | N/A | N/A | N/A | N/A | N/A | N/A | N/A | N/A | N/A | 0% | 0 | N/A | 0% | FALSE | N/A | N/A | N/A | N/A | N/A | FALSE | FALSE | TRUE | 0 | 0 | 0 | 0 | 0 | 0 | 0 | 0 | 0 | 0 | 0 | 0 | 0 | 0 | 0 | 0 | 0 | 0 | 0 | 0 | 0 | 0 | 0 | 0 | 0 | 0 | 0 | 0 | 0 | 0 | 0% | 0% | 0% | 0% | 0% | 0 | 0 | 0 | 0 | 0 | 0 | 0 | 0 | 0 | 0 | 0 | 0 | 0 | 0 | 0 | 0 | 0 | 0 | 0 | 0 | 0 | 0 | 0 | 0 | 0 | 0 | 0 | 0 | 0 | 0 | FALSE | 0% | 0% | 0% | 0% | 0% | 0% | FALSE | 0% | 0% | 0% | 0% | 0% | FALSE | 0% | 0% | 0% | 0% | 0% | 0% | 0% | 0% | N/A | N/A
| 550 | N/A | N/A | N/A | N/A | N/A | N/A | N/A | N/A | N/A | N/A | N/A | N/A | N/A | N/A | 0% | 0 | N/A | 0% | FALSE | N/A | N/A | N/A | N/A | N/A | FALSE | FALSE | TRUE | 0 | 0 | 0 | 0 | 0 | 0 | 0 | 0 | 0 | 0 | 0 | 0 | 0 | 0 | 0 | 0 | 0 | 0 | 0 | 0 | 0 | 0 | 0 | 0 | 0 | 0 | 0 | 0 | 0 | 0 | 0% | 0% | 0% | 0% | 0% | 0 | 0 | 0 | 0 | 0 | 0 | 0 | 0 | 0 | 0 | 0 | 0 | 0 | 0 | 0 | 0 | 0 | 0 | 0 | 0 | 0 | 0 | 0 | 0 | 0 | 0 | 0 | 0 | 0 | 0 | FALSE | 0% | 0% | 0% | 0% | 0% | 0% | FALSE | 0% | 0% | 0% | 0% | 0% | FALSE | 0% | 0% | 0% | 0% | 0% | 0% | 0% | 0% | N/A | N/A
| 551 | N/A | N/A | N/A | N/A | N/A | N/A | N/A | N/A | N/A | N/A | N/A | N/A | N/A | N/A | 0% | 0 | N/A | 0% | FALSE | N/A | N/A | N/A | N/A | N/A | FALSE | FALSE | TRUE | 0 | 0 | 0 | 0 | 0 | 0 | 0 | 0 | 0 | 0 | 0 | 0 | 0 | 0 | 0 | 0 | 0 | 0 | 0 | 0 | 0 | 0 | 0 | 0 | 0 | 0 | 0 | 0 | 0 | 0 | 0% | 0% | 0% | 0% | 0% | 0 | 0 | 0 | 0 | 0 | 0 | 0 | 0 | 0 | 0 | 0 | 0 | 0 | 0 | 0 | 0 | 0 | 0 | 0 | 0 | 0 | 0 | 0 | 0 | 0 | 0 | 0 | 0 | 0 | 0 | FALSE | 0% | 0% | 0% | 0% | 0% | 0% | FALSE | 0% | 0% | 0% | 0% | 0% | FALSE | 0% | 0% | 0% | 0% | 0% | 0% | 0% | 0% | N/A | N/A
| 552 | N/A | N/A | N/A | N/A | N/A | N/A | N/A | N/A | N/A | N/A | N/A | N/A | N/A | N/A | 0% | 0 | N/A | 0% | FALSE | N/A | N/A | N/A | N/A | N/A | FALSE | FALSE | TRUE | 0 | 0 | 0 | 0 | 0 | 0 | 0 | 0 | 0 | 0 | 0 | 0 | 0 | 0 | 0 | 0 | 0 | 0 | 0 | 0 | 0 | 0 | 0 | 0 | 0 | 0 | 0 | 0 | 0 | 0 | 0% | 0% | 0% | 0% | 0% | 0 | 0 | 0 | 0 | 0 | 0 | 0 | 0 | 0 | 0 | 0 | 0 | 0 | 0 | 0 | 0 | 0 | 0 | 0 | 0 | 0 | 0 | 0 | 0 | 0 | 0 | 0 | 0 | 0 | 0 | FALSE | 0% | 0% | 0% | 0% | 0% | 0% | FALSE | 0% | 0% | 0% | 0% | 0% | FALSE | 0% | 0% | 0% | 0% | 0% | 0% | 0% | 0% | N/A | N/A
| 553 | N/A | N/A | N/A | N/A | N/A | N/A | N/A | N/A | N/A | N/A | N/A | N/A | N/A | N/A | 0% | 0 | N/A | 0% | FALSE | N/A | N/A | N/A | N/A | N/A | FALSE | FALSE | TRUE | 0 | 0 | 0 | 0 | 0 | 0 | 0 | 0 | 0 | 0 | 0 | 0 | 0 | 0 | 0 | 0 | 0 | 0 | 0 | 0 | 0 | 0 | 0 | 0 | 0 | 0 | 0 | 0 | 0 | 0 | 0% | 0% | 0% | 0% | 0% | 0 | 0 | 0 | 0 | 0 | 0 | 0 | 0 | 0 | 0 | 0 | 0 | 0 | 0 | 0 | 0 | 0 | 0 | 0 | 0 | 0 | 0 | 0 | 0 | 0 | 0 | 0 | 0 | 0 | 0 | FALSE | 0% | 0% | 0% | 0% | 0% | 0% | FALSE | 0% | 0% | 0% | 0% | 0% | FALSE | 0% | 0% | 0% | 0% | 0% | 0% | 0% | 0% | N/A | N/A
| 554 | N/A | N/A | N/A | N/A | N/A | N/A | N/A | N/A | N/A | N/A | N/A | N/A | N/A | N/A | 0% | 0 | N/A | 0% | FALSE | N/A | N/A | N/A | N/A | N/A | FALSE | FALSE | TRUE | 0 | 0 | 0 | 0 | 0 | 0 | 0 | 0 | 0 | 0 | 0 | 0 | 0 | 0 | 0 | 0 | 0 | 0 | 0 | 0 | 0 | 0 | 0 | 0 | 0 | 0 | 0 | 0 | 0 | 0 | 0% | 0% | 0% | 0% | 0% | 0 | 0 | 0 | 0 | 0 | 0 | 0 | 0 | 0 | 0 | 0 | 0 | 0 | 0 | 0 | 0 | 0 | 0 | 0 | 0 | 0 | 0 | 0 | 0 | 0 | 0 | 0 | 0 | 0 | 0 | FALSE | 0% | 0% | 0% | 0% | 0% | 0% | FALSE | 0% | 0% | 0% | 0% | 0% | FALSE | 0% | 0% | 0% | 0% | 0% | 0% | 0% | 0% | N/A | N/A
| 555 | N/A | N/A | N/A | N/A | N/A | N/A | N/A | N/A | N/A | N/A | N/A | N/A | N/A | N/A | 0% | 0 | N/A | 0% | FALSE | N/A | N/A | N/A | N/A | N/A | FALSE | FALSE | TRUE | 0 | 0 | 0 | 0 | 0 | 0 | 0 | 0 | 0 | 0 | 0 | 0 | 0 | 0 | 0 | 0 | 0 | 0 | 0 | 0 | 0 | 0 | 0 | 0 | 0 | 0 | 0 | 0 | 0 | 0 | 0% | 0% | 0% | 0% | 0% | 0 | 0 | 0 | 0 | 0 | 0 | 0 | 0 | 0 | 0 | 0 | 0 | 0 | 0 | 0 | 0 | 0 | 0 | 0 | 0 | 0 | 0 | 0 | 0 | 0 | 0 | 0 | 0 | 0 | 0 | FALSE | 0% | 0% | 0% | 0% | 0% | 0% | FALSE | 0% | 0% | 0% | 0% | 0% | FALSE | 0% | 0% | 0% | 0% | 0% | 0% | 0% | 0% | N/A | N/A
| 556 | N/A | N/A | N/A | N/A | N/A | N/A | N/A | N/A | N/A | N/A | N/A | N/A | N/A | N/A | 0% | 0 | N/A | 0% | FALSE | N/A | N/A | N/A | N/A | N/A | FALSE | FALSE | TRUE | 0 | 0 | 0 | 0 | 0 | 0 | 0 | 0 | 0 | 0 | 0 | 0 | 0 | 0 | 0 | 0 | 0 | 0 | 0 | 0 | 0 | 0 | 0 | 0 | 0 | 0 | 0 | 0 | 0 | 0 | 0% | 0% | 0% | 0% | 0% | 0 | 0 | 0 | 0 | 0 | 0 | 0 | 0 | 0 | 0 | 0 | 0 | 0 | 0 | 0 | 0 | 0 | 0 | 0 | 0 | 0 | 0 | 0 | 0 | 0 | 0 | 0 | 0 | 0 | 0 | FALSE | 0% | 0% | 0% | 0% | 0% | 0% | FALSE | 0% | 0% | 0% | 0% | 0% | FALSE | 0% | 0% | 0% | 0% | 0% | 0% | 0% | 0% | N/A | N/A
| 557 | N/A | N/A | N/A | N/A | N/A | N/A | N/A | N/A | N/A | N/A | N/A | N/A | N/A | N/A | 0% | 0 | N/A | 0% | FALSE | N/A | N/A | N/A | N/A | N/A | FALSE | FALSE | TRUE | 0 | 0 | 0 | 0 | 0 | 0 | 0 | 0 | 0 | 0 | 0 | 0 | 0 | 0 | 0 | 0 | 0 | 0 | 0 | 0 | 0 | 0 | 0 | 0 | 0 | 0 | 0 | 0 | 0 | 0 | 0% | 0% | 0% | 0% | 0% | 0 | 0 | 0 | 0 | 0 | 0 | 0 | 0 | 0 | 0 | 0 | 0 | 0 | 0 | 0 | 0 | 0 | 0 | 0 | 0 | 0 | 0 | 0 | 0 | 0 | 0 | 0 | 0 | 0 | 0 | FALSE | 0% | 0% | 0% | 0% | 0% | 0% | FALSE | 0% | 0% | 0% | 0% | 0% | FALSE | 0% | 0% | 0% | 0% | 0% | 0% | 0% | 0% | N/A | N/A
| 558 | N/A | N/A | N/A | N/A | N/A | N/A | N/A | N/A | N/A | N/A | N/A | N/A | N/A | N/A | 0% | 0 | N/A | 0% | FALSE | N/A | N/A | N/A | N/A | N/A | FALSE | FALSE | TRUE | 0 | 0 | 0 | 0 | 0 | 0 | 0 | 0 | 0 | 0 | 0 | 0 | 0 | 0 | 0 | 0 | 0 | 0 | 0 | 0 | 0 | 0 | 0 | 0 | 0 | 0 | 0 | 0 | 0 | 0 | 0% | 0% | 0% | 0% | 0% | 0 | 0 | 0 | 0 | 0 | 0 | 0 | 0 | 0 | 0 | 0 | 0 | 0 | 0 | 0 | 0 | 0 | 0 | 0 | 0 | 0 | 0 | 0 | 0 | 0 | 0 | 0 | 0 | 0 | 0 | FALSE | 0% | 0% | 0% | 0% | 0% | 0% | FALSE | 0% | 0% | 0% | 0% | 0% | FALSE | 0% | 0% | 0% | 0% | 0% | 0% | 0% | 0% | N/A | N/A
| 559 | N/A | N/A | N/A | N/A | N/A | N/A | N/A | N/A | N/A | N/A | N/A | N/A | N/A | N/A | 0% | 0 | N/A | 0% | FALSE | N/A | N/A | N/A | N/A | N/A | FALSE | FALSE | TRUE | 0 | 0 | 0 | 0 | 0 | 0 | 0 | 0 | 0 | 0 | 0 | 0 | 0 | 0 | 0 | 0 | 0 | 0 | 0 | 0 | 0 | 0 | 0 | 0 | 0 | 0 | 0 | 0 | 0 | 0 | 0% | 0% | 0% | 0% | 0% | 0 | 0 | 0 | 0 | 0 | 0 | 0 | 0 | 0 | 0 | 0 | 0 | 0 | 0 | 0 | 0 | 0 | 0 | 0 | 0 | 0 | 0 | 0 | 0 | 0 | 0 | 0 | 0 | 0 | 0 | FALSE | 0% | 0% | 0% | 0% | 0% | 0% | FALSE | 0% | 0% | 0% | 0% | 0% | FALSE | 0% | 0% | 0% | 0% | 0% | 0% | 0% | 0% | N/A | N/A
| 560 | N/A | N/A | N/A | N/A | N/A | N/A | N/A | N/A | N/A | N/A | N/A | N/A | N/A | N/A | 0% | 0 | N/A | 0% | FALSE | N/A | N/A | N/A | N/A | N/A | FALSE | FALSE | TRUE | 0 | 0 | 0 | 0 | 0 | 0 | 0 | 0 | 0 | 0 | 0 | 0 | 0 | 0 | 0 | 0 | 0 | 0 | 0 | 0 | 0 | 0 | 0 | 0 | 0 | 0 | 0 | 0 | 0 | 0 | 0% | 0% | 0% | 0% | 0% | 0 | 0 | 0 | 0 | 0 | 0 | 0 | 0 | 0 | 0 | 0 | 0 | 0 | 0 | 0 | 0 | 0 | 0 | 0 | 0 | 0 | 0 | 0 | 0 | 0 | 0 | 0 | 0 | 0 | 0 | FALSE | 0% | 0% | 0% | 0% | 0% | 0% | FALSE | 0% | 0% | 0% | 0% | 0% | FALSE | 0% | 0% | 0% | 0% | 0% | 0% | 0% | 0% | N/A | N/A
| 561 | N/A | N/A | N/A | N/A | N/A | N/A | N/A | N/A | N/A | N/A | N/A | N/A | N/A | N/A | 0% | 0 | N/A | 0% | FALSE | N/A | N/A | N/A | N/A | N/A | FALSE | FALSE | TRUE | 0 | 0 | 0 | 0 | 0 | 0 | 0 | 0 | 0 | 0 | 0 | 0 | 0 | 0 | 0 | 0 | 0 | 0 | 0 | 0 | 0 | 0 | 0 | 0 | 0 | 0 | 0 | 0 | 0 | 0 | 0% | 0% | 0% | 0% | 0% | 0 | 0 | 0 | 0 | 0 | 0 | 0 | 0 | 0 | 0 | 0 | 0 | 0 | 0 | 0 | 0 | 0 | 0 | 0 | 0 | 0 | 0 | 0 | 0 | 0 | 0 | 0 | 0 | 0 | 0 | FALSE | 0% | 0% | 0% | 0% | 0% | 0% | FALSE | 0% | 0% | 0% | 0% | 0% | FALSE | 0% | 0% | 0% | 0% | 0% | 0% | 0% | 0% | N/A | N/A
| 562 | N/A | N/A | N/A | N/A | N/A | N/A | N/A | N/A | N/A | N/A | N/A | N/A | N/A | N/A | 0% | 0 | N/A | 0% | FALSE | N/A | N/A | N/A | N/A | N/A | FALSE | FALSE | TRUE | 0 | 0 | 0 | 0 | 0 | 0 | 0 | 0 | 0 | 0 | 0 | 0 | 0 | 0 | 0 | 0 | 0 | 0 | 0 | 0 | 0 | 0 | 0 | 0 | 0 | 0 | 0 | 0 | 0 | 0 | 0% | 0% | 0% | 0% | 0% | 0 | 0 | 0 | 0 | 0 | 0 | 0 | 0 | 0 | 0 | 0 | 0 | 0 | 0 | 0 | 0 | 0 | 0 | 0 | 0 | 0 | 0 | 0 | 0 | 0 | 0 | 0 | 0 | 0 | 0 | FALSE | 0% | 0% | 0% | 0% | 0% | 0% | FALSE | 0% | 0% | 0% | 0% | 0% | FALSE | 0% | 0% | 0% | 0% | 0% | 0% | 0% | 0% | N/A | N/A
| 563 | N/A | N/A | N/A | N/A | N/A | N/A | N/A | N/A | N/A | N/A | N/A | N/A | N/A | N/A | 0% | 0 | N/A | 0% | FALSE | N/A | N/A | N/A | N/A | N/A | FALSE | FALSE | TRUE | 0 | 0 | 0 | 0 | 0 | 0 | 0 | 0 | 0 | 0 | 0 | 0 | 0 | 0 | 0 | 0 | 0 | 0 | 0 | 0 | 0 | 0 | 0 | 0 | 0 | 0 | 0 | 0 | 0 | 0 | 0% | 0% | 0% | 0% | 0% | 0 | 0 | 0 | 0 | 0 | 0 | 0 | 0 | 0 | 0 | 0 | 0 | 0 | 0 | 0 | 0 | 0 | 0 | 0 | 0 | 0 | 0 | 0 | 0 | 0 | 0 | 0 | 0 | 0 | 0 | FALSE | 0% | 0% | 0% | 0% | 0% | 0% | FALSE | 0% | 0% | 0% | 0% | 0% | FALSE | 0% | 0% | 0% | 0% | 0% | 0% | 0% | 0% | N/A | N/A
| 564 | N/A | N/A | N/A | N/A | N/A | N/A | N/A | N/A | N/A | N/A | N/A | N/A | N/A | N/A | 0% | 0 | N/A | 0% | FALSE | N/A | N/A | N/A | N/A | N/A | FALSE | FALSE | TRUE | 0 | 0 | 0 | 0 | 0 | 0 | 0 | 0 | 0 | 0 | 0 | 0 | 0 | 0 | 0 | 0 | 0 | 0 | 0 | 0 | 0 | 0 | 0 | 0 | 0 | 0 | 0 | 0 | 0 | 0 | 0% | 0% | 0% | 0% | 0% | 0 | 0 | 0 | 0 | 0 | 0 | 0 | 0 | 0 | 0 | 0 | 0 | 0 | 0 | 0 | 0 | 0 | 0 | 0 | 0 | 0 | 0 | 0 | 0 | 0 | 0 | 0 | 0 | 0 | 0 | FALSE | 0% | 0% | 0% | 0% | 0% | 0% | FALSE | 0% | 0% | 0% | 0% | 0% | FALSE | 0% | 0% | 0% | 0% | 0% | 0% | 0% | 0% | N/A | N/A
| 565 | N/A | N/A | N/A | N/A | N/A | N/A | N/A | N/A | N/A | N/A | N/A | N/A | N/A | N/A | 0% | 0 | N/A | 0% | FALSE | N/A | N/A | N/A | N/A | N/A | FALSE | FALSE | TRUE | 0 | 0 | 0 | 0 | 0 | 0 | 0 | 0 | 0 | 0 | 0 | 0 | 0 | 0 | 0 | 0 | 0 | 0 | 0 | 0 | 0 | 0 | 0 | 0 | 0 | 0 | 0 | 0 | 0 | 0 | 0% | 0% | 0% | 0% | 0% | 0 | 0 | 0 | 0 | 0 | 0 | 0 | 0 | 0 | 0 | 0 | 0 | 0 | 0 | 0 | 0 | 0 | 0 | 0 | 0 | 0 | 0 | 0 | 0 | 0 | 0 | 0 | 0 | 0 | 0 | FALSE | 0% | 0% | 0% | 0% | 0% | 0% | FALSE | 0% | 0% | 0% | 0% | 0% | FALSE | 0% | 0% | 0% | 0% | 0% | 0% | 0% | 0% | N/A | N/A
| 566 | N/A | N/A | N/A | N/A | N/A | N/A | N/A | N/A | N/A | N/A | N/A | N/A | N/A | N/A | 0% | 0 | N/A | 0% | FALSE | N/A | N/A | N/A | N/A | N/A | FALSE | FALSE | TRUE | 0 | 0 | 0 | 0 | 0 | 0 | 0 | 0 | 0 | 0 | 0 | 0 | 0 | 0 | 0 | 0 | 0 | 0 | 0 | 0 | 0 | 0 | 0 | 0 | 0 | 0 | 0 | 0 | 0 | 0 | 0% | 0% | 0% | 0% | 0% | 0 | 0 | 0 | 0 | 0 | 0 | 0 | 0 | 0 | 0 | 0 | 0 | 0 | 0 | 0 | 0 | 0 | 0 | 0 | 0 | 0 | 0 | 0 | 0 | 0 | 0 | 0 | 0 | 0 | 0 | FALSE | 0% | 0% | 0% | 0% | 0% | 0% | FALSE | 0% | 0% | 0% | 0% | 0% | FALSE | 0% | 0% | 0% | 0% | 0% | 0% | 0% | 0% | N/A | N/A
| 567 | N/A | N/A | N/A | N/A | N/A | N/A | N/A | N/A | N/A | N/A | N/A | N/A | N/A | N/A | 0% | 0 | N/A | 0% | FALSE | N/A | N/A | N/A | N/A | N/A | FALSE | FALSE | TRUE | 0 | 0 | 0 | 0 | 0 | 0 | 0 | 0 | 0 | 0 | 0 | 0 | 0 | 0 | 0 | 0 | 0 | 0 | 0 | 0 | 0 | 0 | 0 | 0 | 0 | 0 | 0 | 0 | 0 | 0 | 0% | 0% | 0% | 0% | 0% | 0 | 0 | 0 | 0 | 0 | 0 | 0 | 0 | 0 | 0 | 0 | 0 | 0 | 0 | 0 | 0 | 0 | 0 | 0 | 0 | 0 | 0 | 0 | 0 | 0 | 0 | 0 | 0 | 0 | 0 | FALSE | 0% | 0% | 0% | 0% | 0% | 0% | FALSE | 0% | 0% | 0% | 0% | 0% | FALSE | 0% | 0% | 0% | 0% | 0% | 0% | 0% | 0% | N/A | N/A
| 568 | N/A | N/A | N/A | N/A | N/A | N/A | N/A | N/A | N/A | N/A | N/A | N/A | N/A | N/A | 0% | 0 | N/A | 0% | FALSE | N/A | N/A | N/A | N/A | N/A | FALSE | FALSE | TRUE | 0 | 0 | 0 | 0 | 0 | 0 | 0 | 0 | 0 | 0 | 0 | 0 | 0 | 0 | 0 | 0 | 0 | 0 | 0 | 0 | 0 | 0 | 0 | 0 | 0 | 0 | 0 | 0 | 0 | 0 | 0% | 0% | 0% | 0% | 0% | 0 | 0 | 0 | 0 | 0 | 0 | 0 | 0 | 0 | 0 | 0 | 0 | 0 | 0 | 0 | 0 | 0 | 0 | 0 | 0 | 0 | 0 | 0 | 0 | 0 | 0 | 0 | 0 | 0 | 0 | FALSE | 0% | 0% | 0% | 0% | 0% | 0% | FALSE | 0% | 0% | 0% | 0% | 0% | FALSE | 0% | 0% | 0% | 0% | 0% | 0% | 0% | 0% | N/A | N/A
| 569 | N/A | N/A | N/A | N/A | N/A | N/A | N/A | N/A | N/A | N/A | N/A | N/A | N/A | N/A | 0% | 0 | N/A | 0% | FALSE | N/A | N/A | N/A | N/A | N/A | FALSE | FALSE | TRUE | 0 | 0 | 0 | 0 | 0 | 0 | 0 | 0 | 0 | 0 | 0 | 0 | 0 | 0 | 0 | 0 | 0 | 0 | 0 | 0 | 0 | 0 | 0 | 0 | 0 | 0 | 0 | 0 | 0 | 0 | 0% | 0% | 0% | 0% | 0% | 0 | 0 | 0 | 0 | 0 | 0 | 0 | 0 | 0 | 0 | 0 | 0 | 0 | 0 | 0 | 0 | 0 | 0 | 0 | 0 | 0 | 0 | 0 | 0 | 0 | 0 | 0 | 0 | 0 | 0 | FALSE | 0% | 0% | 0% | 0% | 0% | 0% | FALSE | 0% | 0% | 0% | 0% | 0% | FALSE | 0% | 0% | 0% | 0% | 0% | 0% | 0% | 0% | N/A | N/A
| 570 | N/A | N/A | N/A | N/A | N/A | N/A | N/A | N/A | N/A | N/A | N/A | N/A | N/A | N/A | 0% | 0 | N/A | 0% | FALSE | N/A | N/A | N/A | N/A | N/A | FALSE | FALSE | TRUE | 0 | 0 | 0 | 0 | 0 | 0 | 0 | 0 | 0 | 0 | 0 | 0 | 0 | 0 | 0 | 0 | 0 | 0 | 0 | 0 | 0 | 0 | 0 | 0 | 0 | 0 | 0 | 0 | 0 | 0 | 0% | 0% | 0% | 0% | 0% | 0 | 0 | 0 | 0 | 0 | 0 | 0 | 0 | 0 | 0 | 0 | 0 | 0 | 0 | 0 | 0 | 0 | 0 | 0 | 0 | 0 | 0 | 0 | 0 | 0 | 0 | 0 | 0 | 0 | 0 | FALSE | 0% | 0% | 0% | 0% | 0% | 0% | FALSE | 0% | 0% | 0% | 0% | 0% | FALSE | 0% | 0% | 0% | 0% | 0% | 0% | 0% | 0% | N/A | N/A
| 571 | N/A | N/A | N/A | N/A | N/A | N/A | N/A | N/A | N/A | N/A | N/A | N/A | N/A | N/A | 0% | 0 | N/A | 0% | FALSE | N/A | N/A | N/A | N/A | N/A | FALSE | FALSE | TRUE | 0 | 0 | 0 | 0 | 0 | 0 | 0 | 0 | 0 | 0 | 0 | 0 | 0 | 0 | 0 | 0 | 0 | 0 | 0 | 0 | 0 | 0 | 0 | 0 | 0 | 0 | 0 | 0 | 0 | 0 | 0% | 0% | 0% | 0% | 0% | 0 | 0 | 0 | 0 | 0 | 0 | 0 | 0 | 0 | 0 | 0 | 0 | 0 | 0 | 0 | 0 | 0 | 0 | 0 | 0 | 0 | 0 | 0 | 0 | 0 | 0 | 0 | 0 | 0 | 0 | FALSE | 0% | 0% | 0% | 0% | 0% | 0% | FALSE | 0% | 0% | 0% | 0% | 0% | FALSE | 0% | 0% | 0% | 0% | 0% | 0% | 0% | 0% | N/A | N/A
| 572 | N/A | N/A | N/A | N/A | N/A | N/A | N/A | N/A | N/A | N/A | N/A | N/A | N/A | N/A | 0% | 0 | N/A | 0% | FALSE | N/A | N/A | N/A | N/A | N/A | FALSE | FALSE | TRUE | 0 | 0 | 0 | 0 | 0 | 0 | 0 | 0 | 0 | 0 | 0 | 0 | 0 | 0 | 0 | 0 | 0 | 0 | 0 | 0 | 0 | 0 | 0 | 0 | 0 | 0 | 0 | 0 | 0 | 0 | 0% | 0% | 0% | 0% | 0% | 0 | 0 | 0 | 0 | 0 | 0 | 0 | 0 | 0 | 0 | 0 | 0 | 0 | 0 | 0 | 0 | 0 | 0 | 0 | 0 | 0 | 0 | 0 | 0 | 0 | 0 | 0 | 0 | 0 | 0 | FALSE | 0% | 0% | 0% | 0% | 0% | 0% | FALSE | 0% | 0% | 0% | 0% | 0% | FALSE | 0% | 0% | 0% | 0% | 0% | 0% | 0% | 0% | N/A | N/A
| 573 | N/A | N/A | N/A | N/A | N/A | N/A | N/A | N/A | N/A | N/A | N/A | N/A | N/A | N/A | 0% | 0 | N/A | 0% | FALSE | N/A | N/A | N/A | N/A | N/A | FALSE | FALSE | TRUE | 0 | 0 | 0 | 0 | 0 | 0 | 0 | 0 | 0 | 0 | 0 | 0 | 0 | 0 | 0 | 0 | 0 | 0 | 0 | 0 | 0 | 0 | 0 | 0 | 0 | 0 | 0 | 0 | 0 | 0 | 0% | 0% | 0% | 0% | 0% | 0 | 0 | 0 | 0 | 0 | 0 | 0 | 0 | 0 | 0 | 0 | 0 | 0 | 0 | 0 | 0 | 0 | 0 | 0 | 0 | 0 | 0 | 0 | 0 | 0 | 0 | 0 | 0 | 0 | 0 | FALSE | 0% | 0% | 0% | 0% | 0% | 0% | FALSE | 0% | 0% | 0% | 0% | 0% | FALSE | 0% | 0% | 0% | 0% | 0% | 0% | 0% | 0% | N/A | N/A
| 574 | N/A | N/A | N/A | N/A | N/A | N/A | N/A | N/A | N/A | N/A | N/A | N/A | N/A | N/A | 0% | 0 | N/A | 0% | FALSE | N/A | N/A | N/A | N/A | N/A | FALSE | FALSE | TRUE | 0 | 0 | 0 | 0 | 0 | 0 | 0 | 0 | 0 | 0 | 0 | 0 | 0 | 0 | 0 | 0 | 0 | 0 | 0 | 0 | 0 | 0 | 0 | 0 | 0 | 0 | 0 | 0 | 0 | 0 | 0% | 0% | 0% | 0% | 0% | 0 | 0 | 0 | 0 | 0 | 0 | 0 | 0 | 0 | 0 | 0 | 0 | 0 | 0 | 0 | 0 | 0 | 0 | 0 | 0 | 0 | 0 | 0 | 0 | 0 | 0 | 0 | 0 | 0 | 0 | FALSE | 0% | 0% | 0% | 0% | 0% | 0% | FALSE | 0% | 0% | 0% | 0% | 0% | FALSE | 0% | 0% | 0% | 0% | 0% | 0% | 0% | 0% | N/A | N/A
| 575 | N/A | N/A | N/A | N/A | N/A | N/A | N/A | N/A | N/A | N/A | N/A | N/A | N/A | N/A | 0% | 0 | N/A | 0% | FALSE | N/A | N/A | N/A | N/A | N/A | FALSE | FALSE | TRUE | 0 | 0 | 0 | 0 | 0 | 0 | 0 | 0 | 0 | 0 | 0 | 0 | 0 | 0 | 0 | 0 | 0 | 0 | 0 | 0 | 0 | 0 | 0 | 0 | 0 | 0 | 0 | 0 | 0 | 0 | 0% | 0% | 0% | 0% | 0% | 0 | 0 | 0 | 0 | 0 | 0 | 0 | 0 | 0 | 0 | 0 | 0 | 0 | 0 | 0 | 0 | 0 | 0 | 0 | 0 | 0 | 0 | 0 | 0 | 0 | 0 | 0 | 0 | 0 | 0 | FALSE | 0% | 0% | 0% | 0% | 0% | 0% | FALSE | 0% | 0% | 0% | 0% | 0% | FALSE | 0% | 0% | 0% | 0% | 0% | 0% | 0% | 0% | N/A | N/A
| 576 | N/A | N/A | N/A | N/A | N/A | N/A | N/A | N/A | N/A | N/A | N/A | N/A | N/A | N/A | 0% | 0 | N/A | 0% | FALSE | N/A | N/A | N/A | N/A | N/A | FALSE | FALSE | TRUE | 0 | 0 | 0 | 0 | 0 | 0 | 0 | 0 | 0 | 0 | 0 | 0 | 0 | 0 | 0 | 0 | 0 | 0 | 0 | 0 | 0 | 0 | 0 | 0 | 0 | 0 | 0 | 0 | 0 | 0 | 0% | 0% | 0% | 0% | 0% | 0 | 0 | 0 | 0 | 0 | 0 | 0 | 0 | 0 | 0 | 0 | 0 | 0 | 0 | 0 | 0 | 0 | 0 | 0 | 0 | 0 | 0 | 0 | 0 | 0 | 0 | 0 | 0 | 0 | 0 | FALSE | 0% | 0% | 0% | 0% | 0% | 0% | FALSE | 0% | 0% | 0% | 0% | 0% | FALSE | 0% | 0% | 0% | 0% | 0% | 0% | 0% | 0% | N/A | N/A
| 577 | N/A | N/A | N/A | N/A | N/A | N/A | N/A | N/A | N/A | N/A | N/A | N/A | N/A | N/A | 0% | 0 | N/A | 0% | FALSE | N/A | N/A | N/A | N/A | N/A | FALSE | FALSE | TRUE | 0 | 0 | 0 | 0 | 0 | 0 | 0 | 0 | 0 | 0 | 0 | 0 | 0 | 0 | 0 | 0 | 0 | 0 | 0 | 0 | 0 | 0 | 0 | 0 | 0 | 0 | 0 | 0 | 0 | 0 | 0% | 0% | 0% | 0% | 0% | 0 | 0 | 0 | 0 | 0 | 0 | 0 | 0 | 0 | 0 | 0 | 0 | 0 | 0 | 0 | 0 | 0 | 0 | 0 | 0 | 0 | 0 | 0 | 0 | 0 | 0 | 0 | 0 | 0 | 0 | FALSE | 0% | 0% | 0% | 0% | 0% | 0% | FALSE | 0% | 0% | 0% | 0% | 0% | FALSE | 0% | 0% | 0% | 0% | 0% | 0% | 0% | 0% | N/A | N/A
| 578 | N/A | N/A | N/A | N/A | N/A | N/A | N/A | N/A | N/A | N/A | N/A | N/A | N/A | N/A | 0% | 0 | N/A | 0% | FALSE | N/A | N/A | N/A | N/A | N/A | FALSE | FALSE | TRUE | 0 | 0 | 0 | 0 | 0 | 0 | 0 | 0 | 0 | 0 | 0 | 0 | 0 | 0 | 0 | 0 | 0 | 0 | 0 | 0 | 0 | 0 | 0 | 0 | 0 | 0 | 0 | 0 | 0 | 0 | 0% | 0% | 0% | 0% | 0% | 0 | 0 | 0 | 0 | 0 | 0 | 0 | 0 | 0 | 0 | 0 | 0 | 0 | 0 | 0 | 0 | 0 | 0 | 0 | 0 | 0 | 0 | 0 | 0 | 0 | 0 | 0 | 0 | 0 | 0 | FALSE | 0% | 0% | 0% | 0% | 0% | 0% | FALSE | 0% | 0% | 0% | 0% | 0% | FALSE | 0% | 0% | 0% | 0% | 0% | 0% | 0% | 0% | N/A | N/A
| 579 | N/A | N/A | N/A | N/A | N/A | N/A | N/A | N/A | N/A | N/A | N/A | N/A | N/A | N/A | 0% | 0 | N/A | 0% | FALSE | N/A | N/A | N/A | N/A | N/A | FALSE | FALSE | TRUE | 0 | 0 | 0 | 0 | 0 | 0 | 0 | 0 | 0 | 0 | 0 | 0 | 0 | 0 | 0 | 0 | 0 | 0 | 0 | 0 | 0 | 0 | 0 | 0 | 0 | 0 | 0 | 0 | 0 | 0 | 0% | 0% | 0% | 0% | 0% | 0 | 0 | 0 | 0 | 0 | 0 | 0 | 0 | 0 | 0 | 0 | 0 | 0 | 0 | 0 | 0 | 0 | 0 | 0 | 0 | 0 | 0 | 0 | 0 | 0 | 0 | 0 | 0 | 0 | 0 | FALSE | 0% | 0% | 0% | 0% | 0% | 0% | FALSE | 0% | 0% | 0% | 0% | 0% | FALSE | 0% | 0% | 0% | 0% | 0% | 0% | 0% | 0% | N/A | N/A
| 580 | N/A | N/A | N/A | N/A | N/A | N/A | N/A | N/A | N/A | N/A | N/A | N/A | N/A | N/A | 0% | 0 | N/A | 0% | FALSE | N/A | N/A | N/A | N/A | N/A | FALSE | FALSE | TRUE | 0 | 0 | 0 | 0 | 0 | 0 | 0 | 0 | 0 | 0 | 0 | 0 | 0 | 0 | 0 | 0 | 0 | 0 | 0 | 0 | 0 | 0 | 0 | 0 | 0 | 0 | 0 | 0 | 0 | 0 | 0% | 0% | 0% | 0% | 0% | 0 | 0 | 0 | 0 | 0 | 0 | 0 | 0 | 0 | 0 | 0 | 0 | 0 | 0 | 0 | 0 | 0 | 0 | 0 | 0 | 0 | 0 | 0 | 0 | 0 | 0 | 0 | 0 | 0 | 0 | FALSE | 0% | 0% | 0% | 0% | 0% | 0% | FALSE | 0% | 0% | 0% | 0% | 0% | FALSE | 0% | 0% | 0% | 0% | 0% | 0% | 0% | 0% | N/A | N/A
| 581 | N/A | N/A | N/A | N/A | N/A | N/A | N/A | N/A | N/A | N/A | N/A | N/A | N/A | N/A | 0% | 0 | N/A | 0% | FALSE | N/A | N/A | N/A | N/A | N/A | FALSE | FALSE | TRUE | 0 | 0 | 0 | 0 | 0 | 0 | 0 | 0 | 0 | 0 | 0 | 0 | 0 | 0 | 0 | 0 | 0 | 0 | 0 | 0 | 0 | 0 | 0 | 0 | 0 | 0 | 0 | 0 | 0 | 0 | 0% | 0% | 0% | 0% | 0% | 0 | 0 | 0 | 0 | 0 | 0 | 0 | 0 | 0 | 0 | 0 | 0 | 0 | 0 | 0 | 0 | 0 | 0 | 0 | 0 | 0 | 0 | 0 | 0 | 0 | 0 | 0 | 0 | 0 | 0 | FALSE | 0% | 0% | 0% | 0% | 0% | 0% | FALSE | 0% | 0% | 0% | 0% | 0% | FALSE | 0% | 0% | 0% | 0% | 0% | 0% | 0% | 0% | N/A | N/A
| 582 | N/A | N/A | N/A | N/A | N/A | N/A | N/A | N/A | N/A | N/A | N/A | N/A | N/A | N/A | 0% | 0 | N/A | 0% | FALSE | N/A | N/A | N/A | N/A | N/A | FALSE | FALSE | TRUE | 0 | 0 | 0 | 0 | 0 | 0 | 0 | 0 | 0 | 0 | 0 | 0 | 0 | 0 | 0 | 0 | 0 | 0 | 0 | 0 | 0 | 0 | 0 | 0 | 0 | 0 | 0 | 0 | 0 | 0 | 0% | 0% | 0% | 0% | 0% | 0 | 0 | 0 | 0 | 0 | 0 | 0 | 0 | 0 | 0 | 0 | 0 | 0 | 0 | 0 | 0 | 0 | 0 | 0 | 0 | 0 | 0 | 0 | 0 | 0 | 0 | 0 | 0 | 0 | 0 | FALSE | 0% | 0% | 0% | 0% | 0% | 0% | FALSE | 0% | 0% | 0% | 0% | 0% | FALSE | 0% | 0% | 0% | 0% | 0% | 0% | 0% | 0% | N/A | N/A
| 583 | N/A | N/A | N/A | N/A | N/A | N/A | N/A | N/A | N/A | N/A | N/A | N/A | N/A | N/A | 0% | 0 | N/A | 0% | FALSE | N/A | N/A | N/A | N/A | N/A | FALSE | FALSE | TRUE | 0 | 0 | 0 | 0 | 0 | 0 | 0 | 0 | 0 | 0 | 0 | 0 | 0 | 0 | 0 | 0 | 0 | 0 | 0 | 0 | 0 | 0 | 0 | 0 | 0 | 0 | 0 | 0 | 0 | 0 | 0% | 0% | 0% | 0% | 0% | 0 | 0 | 0 | 0 | 0 | 0 | 0 | 0 | 0 | 0 | 0 | 0 | 0 | 0 | 0 | 0 | 0 | 0 | 0 | 0 | 0 | 0 | 0 | 0 | 0 | 0 | 0 | 0 | 0 | 0 | FALSE | 0% | 0% | 0% | 0% | 0% | 0% | FALSE | 0% | 0% | 0% | 0% | 0% | FALSE | 0% | 0% | 0% | 0% | 0% | 0% | 0% | 0% | N/A | N/A
| 584 | N/A | N/A | N/A | N/A | N/A | N/A | N/A | N/A | N/A | N/A | N/A | N/A | N/A | N/A | 0% | 0 | N/A | 0% | FALSE | N/A | N/A | N/A | N/A | N/A | FALSE | FALSE | TRUE | 0 | 0 | 0 | 0 | 0 | 0 | 0 | 0 | 0 | 0 | 0 | 0 | 0 | 0 | 0 | 0 | 0 | 0 | 0 | 0 | 0 | 0 | 0 | 0 | 0 | 0 | 0 | 0 | 0 | 0 | 0% | 0% | 0% | 0% | 0% | 0 | 0 | 0 | 0 | 0 | 0 | 0 | 0 | 0 | 0 | 0 | 0 | 0 | 0 | 0 | 0 | 0 | 0 | 0 | 0 | 0 | 0 | 0 | 0 | 0 | 0 | 0 | 0 | 0 | 0 | FALSE | 0% | 0% | 0% | 0% | 0% | 0% | FALSE | 0% | 0% | 0% | 0% | 0% | FALSE | 0% | 0% | 0% | 0% | 0% | 0% | 0% | 0% | N/A | N/A
| 585 | N/A | N/A | N/A | N/A | N/A | N/A | N/A | N/A | N/A | N/A | N/A | N/A | N/A | N/A | 0% | 0 | N/A | 0% | FALSE | N/A | N/A | N/A | N/A | N/A | FALSE | FALSE | TRUE | 0 | 0 | 0 | 0 | 0 | 0 | 0 | 0 | 0 | 0 | 0 | 0 | 0 | 0 | 0 | 0 | 0 | 0 | 0 | 0 | 0 | 0 | 0 | 0 | 0 | 0 | 0 | 0 | 0 | 0 | 0% | 0% | 0% | 0% | 0% | 0 | 0 | 0 | 0 | 0 | 0 | 0 | 0 | 0 | 0 | 0 | 0 | 0 | 0 | 0 | 0 | 0 | 0 | 0 | 0 | 0 | 0 | 0 | 0 | 0 | 0 | 0 | 0 | 0 | 0 | FALSE | 0% | 0% | 0% | 0% | 0% | 0% | FALSE | 0% | 0% | 0% | 0% | 0% | FALSE | 0% | 0% | 0% | 0% | 0% | 0% | 0% | 0% | N/A | N/A
| 586 | N/A | N/A | N/A | N/A | N/A | N/A | N/A | N/A | N/A | N/A | N/A | N/A | N/A | N/A | 0% | 0 | N/A | 0% | FALSE | N/A | N/A | N/A | N/A | N/A | FALSE | FALSE | TRUE | 0 | 0 | 0 | 0 | 0 | 0 | 0 | 0 | 0 | 0 | 0 | 0 | 0 | 0 | 0 | 0 | 0 | 0 | 0 | 0 | 0 | 0 | 0 | 0 | 0 | 0 | 0 | 0 | 0 | 0 | 0% | 0% | 0% | 0% | 0% | 0 | 0 | 0 | 0 | 0 | 0 | 0 | 0 | 0 | 0 | 0 | 0 | 0 | 0 | 0 | 0 | 0 | 0 | 0 | 0 | 0 | 0 | 0 | 0 | 0 | 0 | 0 | 0 | 0 | 0 | FALSE | 0% | 0% | 0% | 0% | 0% | 0% | FALSE | 0% | 0% | 0% | 0% | 0% | FALSE | 0% | 0% | 0% | 0% | 0% | 0% | 0% | 0% | N/A | N/A
| 587 | N/A | N/A | N/A | N/A | N/A | N/A | N/A | N/A | N/A | N/A | N/A | N/A | N/A | N/A | 0% | 0 | N/A | 0% | FALSE | N/A | N/A | N/A | N/A | N/A | FALSE | FALSE | TRUE | 0 | 0 | 0 | 0 | 0 | 0 | 0 | 0 | 0 | 0 | 0 | 0 | 0 | 0 | 0 | 0 | 0 | 0 | 0 | 0 | 0 | 0 | 0 | 0 | 0 | 0 | 0 | 0 | 0 | 0 | 0% | 0% | 0% | 0% | 0% | 0 | 0 | 0 | 0 | 0 | 0 | 0 | 0 | 0 | 0 | 0 | 0 | 0 | 0 | 0 | 0 | 0 | 0 | 0 | 0 | 0 | 0 | 0 | 0 | 0 | 0 | 0 | 0 | 0 | 0 | FALSE | 0% | 0% | 0% | 0% | 0% | 0% | FALSE | 0% | 0% | 0% | 0% | 0% | FALSE | 0% | 0% | 0% | 0% | 0% | 0% | 0% | 0% | N/A | N/A
| 588 | N/A | N/A | N/A | N/A | N/A | N/A | N/A | N/A | N/A | N/A | N/A | N/A | N/A | N/A | 0% | 0 | N/A | 0% | FALSE | N/A | N/A | N/A | N/A | N/A | FALSE | FALSE | TRUE | 0 | 0 | 0 | 0 | 0 | 0 | 0 | 0 | 0 | 0 | 0 | 0 | 0 | 0 | 0 | 0 | 0 | 0 | 0 | 0 | 0 | 0 | 0 | 0 | 0 | 0 | 0 | 0 | 0 | 0 | 0% | 0% | 0% | 0% | 0% | 0 | 0 | 0 | 0 | 0 | 0 | 0 | 0 | 0 | 0 | 0 | 0 | 0 | 0 | 0 | 0 | 0 | 0 | 0 | 0 | 0 | 0 | 0 | 0 | 0 | 0 | 0 | 0 | 0 | 0 | FALSE | 0% | 0% | 0% | 0% | 0% | 0% | FALSE | 0% | 0% | 0% | 0% | 0% | FALSE | 0% | 0% | 0% | 0% | 0% | 0% | 0% | 0% | N/A | N/A
| 589 | N/A | N/A | N/A | N/A | N/A | N/A | N/A | N/A | N/A | N/A | N/A | N/A | N/A | N/A | 0% | 0 | N/A | 0% | FALSE | N/A | N/A | N/A | N/A | N/A | FALSE | FALSE | TRUE | 0 | 0 | 0 | 0 | 0 | 0 | 0 | 0 | 0 | 0 | 0 | 0 | 0 | 0 | 0 | 0 | 0 | 0 | 0 | 0 | 0 | 0 | 0 | 0 | 0 | 0 | 0 | 0 | 0 | 0 | 0% | 0% | 0% | 0% | 0% | 0 | 0 | 0 | 0 | 0 | 0 | 0 | 0 | 0 | 0 | 0 | 0 | 0 | 0 | 0 | 0 | 0 | 0 | 0 | 0 | 0 | 0 | 0 | 0 | 0 | 0 | 0 | 0 | 0 | 0 | FALSE | 0% | 0% | 0% | 0% | 0% | 0% | FALSE | 0% | 0% | 0% | 0% | 0% | FALSE | 0% | 0% | 0% | 0% | 0% | 0% | 0% | 0% | N/A | N/A
| 590 | N/A | N/A | N/A | N/A | N/A | N/A | N/A | N/A | N/A | N/A | N/A | N/A | N/A | N/A | 0% | 0 | N/A | 0% | FALSE | N/A | N/A | N/A | N/A | N/A | FALSE | FALSE | TRUE | 0 | 0 | 0 | 0 | 0 | 0 | 0 | 0 | 0 | 0 | 0 | 0 | 0 | 0 | 0 | 0 | 0 | 0 | 0 | 0 | 0 | 0 | 0 | 0 | 0 | 0 | 0 | 0 | 0 | 0 | 0% | 0% | 0% | 0% | 0% | 0 | 0 | 0 | 0 | 0 | 0 | 0 | 0 | 0 | 0 | 0 | 0 | 0 | 0 | 0 | 0 | 0 | 0 | 0 | 0 | 0 | 0 | 0 | 0 | 0 | 0 | 0 | 0 | 0 | 0 | FALSE | 0% | 0% | 0% | 0% | 0% | 0% | FALSE | 0% | 0% | 0% | 0% | 0% | FALSE | 0% | 0% | 0% | 0% | 0% | 0% | 0% | 0% | N/A | N/A
| 591 | N/A | N/A | N/A | N/A | N/A | N/A | N/A | N/A | N/A | N/A | N/A | N/A | N/A | N/A | 0% | 0 | N/A | 0% | FALSE | N/A | N/A | N/A | N/A | N/A | FALSE | FALSE | TRUE | 0 | 0 | 0 | 0 | 0 | 0 | 0 | 0 | 0 | 0 | 0 | 0 | 0 | 0 | 0 | 0 | 0 | 0 | 0 | 0 | 0 | 0 | 0 | 0 | 0 | 0 | 0 | 0 | 0 | 0 | 0% | 0% | 0% | 0% | 0% | 0 | 0 | 0 | 0 | 0 | 0 | 0 | 0 | 0 | 0 | 0 | 0 | 0 | 0 | 0 | 0 | 0 | 0 | 0 | 0 | 0 | 0 | 0 | 0 | 0 | 0 | 0 | 0 | 0 | 0 | FALSE | 0% | 0% | 0% | 0% | 0% | 0% | FALSE | 0% | 0% | 0% | 0% | 0% | FALSE | 0% | 0% | 0% | 0% | 0% | 0% | 0% | 0% | N/A | N/A
| 592 | N/A | N/A | N/A | N/A | N/A | N/A | N/A | N/A | N/A | N/A | N/A | N/A | N/A | N/A | 0% | 0 | N/A | 0% | FALSE | N/A | N/A | N/A | N/A | N/A | FALSE | FALSE | TRUE | 0 | 0 | 0 | 0 | 0 | 0 | 0 | 0 | 0 | 0 | 0 | 0 | 0 | 0 | 0 | 0 | 0 | 0 | 0 | 0 | 0 | 0 | 0 | 0 | 0 | 0 | 0 | 0 | 0 | 0 | 0% | 0% | 0% | 0% | 0% | 0 | 0 | 0 | 0 | 0 | 0 | 0 | 0 | 0 | 0 | 0 | 0 | 0 | 0 | 0 | 0 | 0 | 0 | 0 | 0 | 0 | 0 | 0 | 0 | 0 | 0 | 0 | 0 | 0 | 0 | FALSE | 0% | 0% | 0% | 0% | 0% | 0% | FALSE | 0% | 0% | 0% | 0% | 0% | FALSE | 0% | 0% | 0% | 0% | 0% | 0% | 0% | 0% | N/A | N/A
| 593 | N/A | N/A | N/A | N/A | N/A | N/A | N/A | N/A | N/A | N/A | N/A | N/A | N/A | N/A | 0% | 0 | N/A | 0% | FALSE | N/A | N/A | N/A | N/A | N/A | FALSE | FALSE | TRUE | 0 | 0 | 0 | 0 | 0 | 0 | 0 | 0 | 0 | 0 | 0 | 0 | 0 | 0 | 0 | 0 | 0 | 0 | 0 | 0 | 0 | 0 | 0 | 0 | 0 | 0 | 0 | 0 | 0 | 0 | 0% | 0% | 0% | 0% | 0% | 0 | 0 | 0 | 0 | 0 | 0 | 0 | 0 | 0 | 0 | 0 | 0 | 0 | 0 | 0 | 0 | 0 | 0 | 0 | 0 | 0 | 0 | 0 | 0 | 0 | 0 | 0 | 0 | 0 | 0 | FALSE | 0% | 0% | 0% | 0% | 0% | 0% | FALSE | 0% | 0% | 0% | 0% | 0% | FALSE | 0% | 0% | 0% | 0% | 0% | 0% | 0% | 0% | N/A | N/A
| 594 | N/A | N/A | N/A | N/A | N/A | N/A | N/A | N/A | N/A | N/A | N/A | N/A | N/A | N/A | 0% | 0 | N/A | 0% | FALSE | N/A | N/A | N/A | N/A | N/A | FALSE | FALSE | TRUE | 0 | 0 | 0 | 0 | 0 | 0 | 0 | 0 | 0 | 0 | 0 | 0 | 0 | 0 | 0 | 0 | 0 | 0 | 0 | 0 | 0 | 0 | 0 | 0 | 0 | 0 | 0 | 0 | 0 | 0 | 0% | 0% | 0% | 0% | 0% | 0 | 0 | 0 | 0 | 0 | 0 | 0 | 0 | 0 | 0 | 0 | 0 | 0 | 0 | 0 | 0 | 0 | 0 | 0 | 0 | 0 | 0 | 0 | 0 | 0 | 0 | 0 | 0 | 0 | 0 | FALSE | 0% | 0% | 0% | 0% | 0% | 0% | FALSE | 0% | 0% | 0% | 0% | 0% | FALSE | 0% | 0% | 0% | 0% | 0% | 0% | 0% | 0% | N/A | N/A
| 595 | N/A | N/A | N/A | N/A | N/A | N/A | N/A | N/A | N/A | N/A | N/A | N/A | N/A | N/A | 0% | 0 | N/A | 0% | FALSE | N/A | N/A | N/A | N/A | N/A | FALSE | FALSE | TRUE | 0 | 0 | 0 | 0 | 0 | 0 | 0 | 0 | 0 | 0 | 0 | 0 | 0 | 0 | 0 | 0 | 0 | 0 | 0 | 0 | 0 | 0 | 0 | 0 | 0 | 0 | 0 | 0 | 0 | 0 | 0% | 0% | 0% | 0% | 0% | 0 | 0 | 0 | 0 | 0 | 0 | 0 | 0 | 0 | 0 | 0 | 0 | 0 | 0 | 0 | 0 | 0 | 0 | 0 | 0 | 0 | 0 | 0 | 0 | 0 | 0 | 0 | 0 | 0 | 0 | FALSE | 0% | 0% | 0% | 0% | 0% | 0% | FALSE | 0% | 0% | 0% | 0% | 0% | FALSE | 0% | 0% | 0% | 0% | 0% | 0% | 0% | 0% | N/A | N/A
| 596 | N/A | N/A | N/A | N/A | N/A | N/A | N/A | N/A | N/A | N/A | N/A | N/A | N/A | N/A | 0% | 0 | N/A | 0% | FALSE | N/A | N/A | N/A | N/A | N/A | FALSE | FALSE | TRUE | 0 | 0 | 0 | 0 | 0 | 0 | 0 | 0 | 0 | 0 | 0 | 0 | 0 | 0 | 0 | 0 | 0 | 0 | 0 | 0 | 0 | 0 | 0 | 0 | 0 | 0 | 0 | 0 | 0 | 0 | 0% | 0% | 0% | 0% | 0% | 0 | 0 | 0 | 0 | 0 | 0 | 0 | 0 | 0 | 0 | 0 | 0 | 0 | 0 | 0 | 0 | 0 | 0 | 0 | 0 | 0 | 0 | 0 | 0 | 0 | 0 | 0 | 0 | 0 | 0 | FALSE | 0% | 0% | 0% | 0% | 0% | 0% | FALSE | 0% | 0% | 0% | 0% | 0% | FALSE | 0% | 0% | 0% | 0% | 0% | 0% | 0% | 0% | N/A | N/A
| 597 | N/A | N/A | N/A | N/A | N/A | N/A | N/A | N/A | N/A | N/A | N/A | N/A | N/A | N/A | 0% | 0 | N/A | 0% | FALSE | N/A | N/A | N/A | N/A | N/A | FALSE | FALSE | TRUE | 0 | 0 | 0 | 0 | 0 | 0 | 0 | 0 | 0 | 0 | 0 | 0 | 0 | 0 | 0 | 0 | 0 | 0 | 0 | 0 | 0 | 0 | 0 | 0 | 0 | 0 | 0 | 0 | 0 | 0 | 0% | 0% | 0% | 0% | 0% | 0 | 0 | 0 | 0 | 0 | 0 | 0 | 0 | 0 | 0 | 0 | 0 | 0 | 0 | 0 | 0 | 0 | 0 | 0 | 0 | 0 | 0 | 0 | 0 | 0 | 0 | 0 | 0 | 0 | 0 | FALSE | 0% | 0% | 0% | 0% | 0% | 0% | FALSE | 0% | 0% | 0% | 0% | 0% | FALSE | 0% | 0% | 0% | 0% | 0% | 0% | 0% | 0% | N/A | N/A
| 598 | N/A | N/A | N/A | N/A | N/A | N/A | N/A | N/A | N/A | N/A | N/A | N/A | N/A | N/A | 0% | 0 | N/A | 0% | FALSE | N/A | N/A | N/A | N/A | N/A | FALSE | FALSE | TRUE | 0 | 0 | 0 | 0 | 0 | 0 | 0 | 0 | 0 | 0 | 0 | 0 | 0 | 0 | 0 | 0 | 0 | 0 | 0 | 0 | 0 | 0 | 0 | 0 | 0 | 0 | 0 | 0 | 0 | 0 | 0% | 0% | 0% | 0% | 0% | 0 | 0 | 0 | 0 | 0 | 0 | 0 | 0 | 0 | 0 | 0 | 0 | 0 | 0 | 0 | 0 | 0 | 0 | 0 | 0 | 0 | 0 | 0 | 0 | 0 | 0 | 0 | 0 | 0 | 0 | FALSE | 0% | 0% | 0% | 0% | 0% | 0% | FALSE | 0% | 0% | 0% | 0% | 0% | FALSE | 0% | 0% | 0% | 0% | 0% | 0% | 0% | 0% | N/A | N/A
| 599 | N/A | N/A | N/A | N/A | N/A | N/A | N/A | N/A | N/A | N/A | N/A | N/A | N/A | N/A | 0% | 0 | N/A | 0% | FALSE | N/A | N/A | N/A | N/A | N/A | FALSE | FALSE | TRUE | 0 | 0 | 0 | 0 | 0 | 0 | 0 | 0 | 0 | 0 | 0 | 0 | 0 | 0 | 0 | 0 | 0 | 0 | 0 | 0 | 0 | 0 | 0 | 0 | 0 | 0 | 0 | 0 | 0 | 0 | 0% | 0% | 0% | 0% | 0% | 0 | 0 | 0 | 0 | 0 | 0 | 0 | 0 | 0 | 0 | 0 | 0 | 0 | 0 | 0 | 0 | 0 | 0 | 0 | 0 | 0 | 0 | 0 | 0 | 0 | 0 | 0 | 0 | 0 | 0 | FALSE | 0% | 0% | 0% | 0% | 0% | 0% | FALSE | 0% | 0% | 0% | 0% | 0% | FALSE | 0% | 0% | 0% | 0% | 0% | 0% | 0% | 0% | N/A | N/A
| 600 | N/A | N/A | N/A | N/A | N/A | N/A | N/A | N/A | N/A | N/A | N/A | N/A | N/A | N/A | 0% | 0 | N/A | 0% | FALSE | N/A | N/A | N/A | N/A | N/A | FALSE | FALSE | TRUE | 0 | 0 | 0 | 0 | 0 | 0 | 0 | 0 | 0 | 0 | 0 | 0 | 0 | 0 | 0 | 0 | 0 | 0 | 0 | 0 | 0 | 0 | 0 | 0 | 0 | 0 | 0 | 0 | 0 | 0 | 0% | 0% | 0% | 0% | 0% | 0 | 0 | 0 | 0 | 0 | 0 | 0 | 0 | 0 | 0 | 0 | 0 | 0 | 0 | 0 | 0 | 0 | 0 | 0 | 0 | 0 | 0 | 0 | 0 | 0 | 0 | 0 | 0 | 0 | 0 | FALSE | 0% | 0% | 0% | 0% | 0% | 0% | FALSE | 0% | 0% | 0% | 0% | 0% | FALSE | 0% | 0% | 0% | 0% | 0% | 0% | 0% | 0% | N/A | N/A
| 601 | N/A | N/A | N/A | N/A | N/A | N/A | N/A | N/A | N/A | N/A | N/A | N/A | N/A | N/A | 0% | 0 | N/A | 0% | FALSE | N/A | N/A | N/A | N/A | N/A | FALSE | FALSE | TRUE | 0 | 0 | 0 | 0 | 0 | 0 | 0 | 0 | 0 | 0 | 0 | 0 | 0 | 0 | 0 | 0 | 0 | 0 | 0 | 0 | 0 | 0 | 0 | 0 | 0 | 0 | 0 | 0 | 0 | 0 | 0% | 0% | 0% | 0% | 0% | 0 | 0 | 0 | 0 | 0 | 0 | 0 | 0 | 0 | 0 | 0 | 0 | 0 | 0 | 0 | 0 | 0 | 0 | 0 | 0 | 0 | 0 | 0 | 0 | 0 | 0 | 0 | 0 | 0 | 0 | FALSE | 0% | 0% | 0% | 0% | 0% | 0% | FALSE | 0% | 0% | 0% | 0% | 0% | FALSE | 0% | 0% | 0% | 0% | 0% | 0% | 0% | 0% | N/A | N/A
| 602 | N/A | N/A | N/A | N/A | N/A | N/A | N/A | N/A | N/A | N/A | N/A | N/A | N/A | N/A | 0% | 0 | N/A | 0% | FALSE | N/A | N/A | N/A | N/A | N/A | FALSE | FALSE | TRUE | 0 | 0 | 0 | 0 | 0 | 0 | 0 | 0 | 0 | 0 | 0 | 0 | 0 | 0 | 0 | 0 | 0 | 0 | 0 | 0 | 0 | 0 | 0 | 0 | 0 | 0 | 0 | 0 | 0 | 0 | 0% | 0% | 0% | 0% | 0% | 0 | 0 | 0 | 0 | 0 | 0 | 0 | 0 | 0 | 0 | 0 | 0 | 0 | 0 | 0 | 0 | 0 | 0 | 0 | 0 | 0 | 0 | 0 | 0 | 0 | 0 | 0 | 0 | 0 | 0 | FALSE | 0% | 0% | 0% | 0% | 0% | 0% | FALSE | 0% | 0% | 0% | 0% | 0% | FALSE | 0% | 0% | 0% | 0% | 0% | 0% | 0% | 0% | N/A | N/A
| 603 | N/A | N/A | N/A | N/A | N/A | N/A | N/A | N/A | N/A | N/A | N/A | N/A | N/A | N/A | 0% | 0 | N/A | 0% | FALSE | N/A | N/A | N/A | N/A | N/A | FALSE | FALSE | TRUE | 0 | 0 | 0 | 0 | 0 | 0 | 0 | 0 | 0 | 0 | 0 | 0 | 0 | 0 | 0 | 0 | 0 | 0 | 0 | 0 | 0 | 0 | 0 | 0 | 0 | 0 | 0 | 0 | 0 | 0 | 0% | 0% | 0% | 0% | 0% | 0 | 0 | 0 | 0 | 0 | 0 | 0 | 0 | 0 | 0 | 0 | 0 | 0 | 0 | 0 | 0 | 0 | 0 | 0 | 0 | 0 | 0 | 0 | 0 | 0 | 0 | 0 | 0 | 0 | 0 | FALSE | 0% | 0% | 0% | 0% | 0% | 0% | FALSE | 0% | 0% | 0% | 0% | 0% | FALSE | 0% | 0% | 0% | 0% | 0% | 0% | 0% | 0% | N/A | N/A
| 604 | N/A | N/A | N/A | N/A | N/A | N/A | N/A | N/A | N/A | N/A | N/A | N/A | N/A | N/A | 0% | 0 | N/A | 0% | FALSE | N/A | N/A | N/A | N/A | N/A | FALSE | FALSE | TRUE | 0 | 0 | 0 | 0 | 0 | 0 | 0 | 0 | 0 | 0 | 0 | 0 | 0 | 0 | 0 | 0 | 0 | 0 | 0 | 0 | 0 | 0 | 0 | 0 | 0 | 0 | 0 | 0 | 0 | 0 | 0% | 0% | 0% | 0% | 0% | 0 | 0 | 0 | 0 | 0 | 0 | 0 | 0 | 0 | 0 | 0 | 0 | 0 | 0 | 0 | 0 | 0 | 0 | 0 | 0 | 0 | 0 | 0 | 0 | 0 | 0 | 0 | 0 | 0 | 0 | FALSE | 0% | 0% | 0% | 0% | 0% | 0% | FALSE | 0% | 0% | 0% | 0% | 0% | FALSE | 0% | 0% | 0% | 0% | 0% | 0% | 0% | 0% | N/A | N/A
| 605 | N/A | N/A | N/A | N/A | N/A | N/A | N/A | N/A | N/A | N/A | N/A | N/A | N/A | N/A | 0% | 0 | N/A | 0% | FALSE | N/A | N/A | N/A | N/A | N/A | FALSE | FALSE | TRUE | 0 | 0 | 0 | 0 | 0 | 0 | 0 | 0 | 0 | 0 | 0 | 0 | 0 | 0 | 0 | 0 | 0 | 0 | 0 | 0 | 0 | 0 | 0 | 0 | 0 | 0 | 0 | 0 | 0 | 0 | 0% | 0% | 0% | 0% | 0% | 0 | 0 | 0 | 0 | 0 | 0 | 0 | 0 | 0 | 0 | 0 | 0 | 0 | 0 | 0 | 0 | 0 | 0 | 0 | 0 | 0 | 0 | 0 | 0 | 0 | 0 | 0 | 0 | 0 | 0 | FALSE | 0% | 0% | 0% | 0% | 0% | 0% | FALSE | 0% | 0% | 0% | 0% | 0% | FALSE | 0% | 0% | 0% | 0% | 0% | 0% | 0% | 0% | N/A | N/A
| 606 | N/A | N/A | N/A | N/A | N/A | N/A | N/A | N/A | N/A | N/A | N/A | N/A | N/A | N/A | 0% | 0 | N/A | 0% | FALSE | N/A | N/A | N/A | N/A | N/A | FALSE | FALSE | TRUE | 0 | 0 | 0 | 0 | 0 | 0 | 0 | 0 | 0 | 0 | 0 | 0 | 0 | 0 | 0 | 0 | 0 | 0 | 0 | 0 | 0 | 0 | 0 | 0 | 0 | 0 | 0 | 0 | 0 | 0 | 0% | 0% | 0% | 0% | 0% | 0 | 0 | 0 | 0 | 0 | 0 | 0 | 0 | 0 | 0 | 0 | 0 | 0 | 0 | 0 | 0 | 0 | 0 | 0 | 0 | 0 | 0 | 0 | 0 | 0 | 0 | 0 | 0 | 0 | 0 | FALSE | 0% | 0% | 0% | 0% | 0% | 0% | FALSE | 0% | 0% | 0% | 0% | 0% | FALSE | 0% | 0% | 0% | 0% | 0% | 0% | 0% | 0% | N/A | N/A
| 607 | N/A | N/A | N/A | N/A | N/A | N/A | N/A | N/A | N/A | N/A | N/A | N/A | N/A | N/A | 0% | 0 | N/A | 0% | FALSE | N/A | N/A | N/A | N/A | N/A | FALSE | FALSE | TRUE | 0 | 0 | 0 | 0 | 0 | 0 | 0 | 0 | 0 | 0 | 0 | 0 | 0 | 0 | 0 | 0 | 0 | 0 | 0 | 0 | 0 | 0 | 0 | 0 | 0 | 0 | 0 | 0 | 0 | 0 | 0% | 0% | 0% | 0% | 0% | 0 | 0 | 0 | 0 | 0 | 0 | 0 | 0 | 0 | 0 | 0 | 0 | 0 | 0 | 0 | 0 | 0 | 0 | 0 | 0 | 0 | 0 | 0 | 0 | 0 | 0 | 0 | 0 | 0 | 0 | FALSE | 0% | 0% | 0% | 0% | 0% | 0% | FALSE | 0% | 0% | 0% | 0% | 0% | FALSE | 0% | 0% | 0% | 0% | 0% | 0% | 0% | 0% | N/A | N/A
| 608 | N/A | N/A | N/A | N/A | N/A | N/A | N/A | N/A | N/A | N/A | N/A | N/A | N/A | N/A | 0% | 0 | N/A | 0% | FALSE | N/A | N/A | N/A | N/A | N/A | FALSE | FALSE | TRUE | 0 | 0 | 0 | 0 | 0 | 0 | 0 | 0 | 0 | 0 | 0 | 0 | 0 | 0 | 0 | 0 | 0 | 0 | 0 | 0 | 0 | 0 | 0 | 0 | 0 | 0 | 0 | 0 | 0 | 0 | 0% | 0% | 0% | 0% | 0% | 0 | 0 | 0 | 0 | 0 | 0 | 0 | 0 | 0 | 0 | 0 | 0 | 0 | 0 | 0 | 0 | 0 | 0 | 0 | 0 | 0 | 0 | 0 | 0 | 0 | 0 | 0 | 0 | 0 | 0 | FALSE | 0% | 0% | 0% | 0% | 0% | 0% | FALSE | 0% | 0% | 0% | 0% | 0% | FALSE | 0% | 0% | 0% | 0% | 0% | 0% | 0% | 0% | N/A | N/A
| 609 | N/A | N/A | N/A | N/A | N/A | N/A | N/A | N/A | N/A | N/A | N/A | N/A | N/A | N/A | 0% | 0 | N/A | 0% | FALSE | N/A | N/A | N/A | N/A | N/A | FALSE | FALSE | TRUE | 0 | 0 | 0 | 0 | 0 | 0 | 0 | 0 | 0 | 0 | 0 | 0 | 0 | 0 | 0 | 0 | 0 | 0 | 0 | 0 | 0 | 0 | 0 | 0 | 0 | 0 | 0 | 0 | 0 | 0 | 0% | 0% | 0% | 0% | 0% | 0 | 0 | 0 | 0 | 0 | 0 | 0 | 0 | 0 | 0 | 0 | 0 | 0 | 0 | 0 | 0 | 0 | 0 | 0 | 0 | 0 | 0 | 0 | 0 | 0 | 0 | 0 | 0 | 0 | 0 | FALSE | 0% | 0% | 0% | 0% | 0% | 0% | FALSE | 0% | 0% | 0% | 0% | 0% | FALSE | 0% | 0% | 0% | 0% | 0% | 0% | 0% | 0% | N/A | N/A
| 610 | N/A | N/A | N/A | N/A | N/A | N/A | N/A | N/A | N/A | N/A | N/A | N/A | N/A | N/A | 0% | 0 | N/A | 0% | FALSE | N/A | N/A | N/A | N/A | N/A | FALSE | FALSE | TRUE | 0 | 0 | 0 | 0 | 0 | 0 | 0 | 0 | 0 | 0 | 0 | 0 | 0 | 0 | 0 | 0 | 0 | 0 | 0 | 0 | 0 | 0 | 0 | 0 | 0 | 0 | 0 | 0 | 0 | 0 | 0% | 0% | 0% | 0% | 0% | 0 | 0 | 0 | 0 | 0 | 0 | 0 | 0 | 0 | 0 | 0 | 0 | 0 | 0 | 0 | 0 | 0 | 0 | 0 | 0 | 0 | 0 | 0 | 0 | 0 | 0 | 0 | 0 | 0 | 0 | FALSE | 0% | 0% | 0% | 0% | 0% | 0% | FALSE | 0% | 0% | 0% | 0% | 0% | FALSE | 0% | 0% | 0% | 0% | 0% | 0% | 0% | 0% | N/A | N/A
| 611 | N/A | N/A | N/A | N/A | N/A | N/A | N/A | N/A | N/A | N/A | N/A | N/A | N/A | N/A | 0% | 0 | N/A | 0% | FALSE | N/A | N/A | N/A | N/A | N/A | FALSE | FALSE | TRUE | 0 | 0 | 0 | 0 | 0 | 0 | 0 | 0 | 0 | 0 | 0 | 0 | 0 | 0 | 0 | 0 | 0 | 0 | 0 | 0 | 0 | 0 | 0 | 0 | 0 | 0 | 0 | 0 | 0 | 0 | 0% | 0% | 0% | 0% | 0% | 0 | 0 | 0 | 0 | 0 | 0 | 0 | 0 | 0 | 0 | 0 | 0 | 0 | 0 | 0 | 0 | 0 | 0 | 0 | 0 | 0 | 0 | 0 | 0 | 0 | 0 | 0 | 0 | 0 | 0 | FALSE | 0% | 0% | 0% | 0% | 0% | 0% | FALSE | 0% | 0% | 0% | 0% | 0% | FALSE | 0% | 0% | 0% | 0% | 0% | 0% | 0% | 0% | N/A | N/A
| 612 | N/A | N/A | N/A | N/A | N/A | N/A | N/A | N/A | N/A | N/A | N/A | N/A | N/A | N/A | 0% | 0 | N/A | 0% | FALSE | N/A | N/A | N/A | N/A | N/A | FALSE | FALSE | TRUE | 0 | 0 | 0 | 0 | 0 | 0 | 0 | 0 | 0 | 0 | 0 | 0 | 0 | 0 | 0 | 0 | 0 | 0 | 0 | 0 | 0 | 0 | 0 | 0 | 0 | 0 | 0 | 0 | 0 | 0 | 0% | 0% | 0% | 0% | 0% | 0 | 0 | 0 | 0 | 0 | 0 | 0 | 0 | 0 | 0 | 0 | 0 | 0 | 0 | 0 | 0 | 0 | 0 | 0 | 0 | 0 | 0 | 0 | 0 | 0 | 0 | 0 | 0 | 0 | 0 | FALSE | 0% | 0% | 0% | 0% | 0% | 0% | FALSE | 0% | 0% | 0% | 0% | 0% | FALSE | 0% | 0% | 0% | 0% | 0% | 0% | 0% | 0% | N/A | N/A
| 613 | N/A | N/A | N/A | N/A | N/A | N/A | N/A | N/A | N/A | N/A | N/A | N/A | N/A | N/A | 0% | 0 | N/A | 0% | FALSE | N/A | N/A | N/A | N/A | N/A | FALSE | FALSE | TRUE | 0 | 0 | 0 | 0 | 0 | 0 | 0 | 0 | 0 | 0 | 0 | 0 | 0 | 0 | 0 | 0 | 0 | 0 | 0 | 0 | 0 | 0 | 0 | 0 | 0 | 0 | 0 | 0 | 0 | 0 | 0% | 0% | 0% | 0% | 0% | 0 | 0 | 0 | 0 | 0 | 0 | 0 | 0 | 0 | 0 | 0 | 0 | 0 | 0 | 0 | 0 | 0 | 0 | 0 | 0 | 0 | 0 | 0 | 0 | 0 | 0 | 0 | 0 | 0 | 0 | FALSE | 0% | 0% | 0% | 0% | 0% | 0% | FALSE | 0% | 0% | 0% | 0% | 0% | FALSE | 0% | 0% | 0% | 0% | 0% | 0% | 0% | 0% | N/A | N/A
| 614 | N/A | N/A | N/A | N/A | N/A | N/A | N/A | N/A | N/A | N/A | N/A | N/A | N/A | N/A | 0% | 0 | N/A | 0% | FALSE | N/A | N/A | N/A | N/A | N/A | FALSE | FALSE | TRUE | 0 | 0 | 0 | 0 | 0 | 0 | 0 | 0 | 0 | 0 | 0 | 0 | 0 | 0 | 0 | 0 | 0 | 0 | 0 | 0 | 0 | 0 | 0 | 0 | 0 | 0 | 0 | 0 | 0 | 0 | 0% | 0% | 0% | 0% | 0% | 0 | 0 | 0 | 0 | 0 | 0 | 0 | 0 | 0 | 0 | 0 | 0 | 0 | 0 | 0 | 0 | 0 | 0 | 0 | 0 | 0 | 0 | 0 | 0 | 0 | 0 | 0 | 0 | 0 | 0 | FALSE | 0% | 0% | 0% | 0% | 0% | 0% | FALSE | 0% | 0% | 0% | 0% | 0% | FALSE | 0% | 0% | 0% | 0% | 0% | 0% | 0% | 0% | N/A | N/A
| 615 | N/A | N/A | N/A | N/A | N/A | N/A | N/A | N/A | N/A | N/A | N/A | N/A | N/A | N/A | 0% | 0 | N/A | 0% | FALSE | N/A | N/A | N/A | N/A | N/A | FALSE | FALSE | TRUE | 0 | 0 | 0 | 0 | 0 | 0 | 0 | 0 | 0 | 0 | 0 | 0 | 0 | 0 | 0 | 0 | 0 | 0 | 0 | 0 | 0 | 0 | 0 | 0 | 0 | 0 | 0 | 0 | 0 | 0 | 0% | 0% | 0% | 0% | 0% | 0 | 0 | 0 | 0 | 0 | 0 | 0 | 0 | 0 | 0 | 0 | 0 | 0 | 0 | 0 | 0 | 0 | 0 | 0 | 0 | 0 | 0 | 0 | 0 | 0 | 0 | 0 | 0 | 0 | 0 | FALSE | 0% | 0% | 0% | 0% | 0% | 0% | FALSE | 0% | 0% | 0% | 0% | 0% | FALSE | 0% | 0% | 0% | 0% | 0% | 0% | 0% | 0% | N/A | N/A
| 616 | N/A | N/A | N/A | N/A | N/A | N/A | N/A | N/A | N/A | N/A | N/A | N/A | N/A | N/A | 0% | 0 | N/A | 0% | FALSE | N/A | N/A | N/A | N/A | N/A | FALSE | FALSE | TRUE | 0 | 0 | 0 | 0 | 0 | 0 | 0 | 0 | 0 | 0 | 0 | 0 | 0 | 0 | 0 | 0 | 0 | 0 | 0 | 0 | 0 | 0 | 0 | 0 | 0 | 0 | 0 | 0 | 0 | 0 | 0% | 0% | 0% | 0% | 0% | 0 | 0 | 0 | 0 | 0 | 0 | 0 | 0 | 0 | 0 | 0 | 0 | 0 | 0 | 0 | 0 | 0 | 0 | 0 | 0 | 0 | 0 | 0 | 0 | 0 | 0 | 0 | 0 | 0 | 0 | FALSE | 0% | 0% | 0% | 0% | 0% | 0% | FALSE | 0% | 0% | 0% | 0% | 0% | FALSE | 0% | 0% | 0% | 0% | 0% | 0% | 0% | 0% | N/A | N/A
| 617 | N/A | N/A | N/A | N/A | N/A | N/A | N/A | N/A | N/A | N/A | N/A | N/A | N/A | N/A | 0% | 0 | N/A | 0% | FALSE | N/A | N/A | N/A | N/A | N/A | FALSE | FALSE | TRUE | 0 | 0 | 0 | 0 | 0 | 0 | 0 | 0 | 0 | 0 | 0 | 0 | 0 | 0 | 0 | 0 | 0 | 0 | 0 | 0 | 0 | 0 | 0 | 0 | 0 | 0 | 0 | 0 | 0 | 0 | 0% | 0% | 0% | 0% | 0% | 0 | 0 | 0 | 0 | 0 | 0 | 0 | 0 | 0 | 0 | 0 | 0 | 0 | 0 | 0 | 0 | 0 | 0 | 0 | 0 | 0 | 0 | 0 | 0 | 0 | 0 | 0 | 0 | 0 | 0 | FALSE | 0% | 0% | 0% | 0% | 0% | 0% | FALSE | 0% | 0% | 0% | 0% | 0% | FALSE | 0% | 0% | 0% | 0% | 0% | 0% | 0% | 0% | N/A | N/A
| 618 | N/A | N/A | N/A | N/A | N/A | N/A | N/A | N/A | N/A | N/A | N/A | N/A | N/A | N/A | 0% | 0 | N/A | 0% | FALSE | N/A | N/A | N/A | N/A | N/A | FALSE | FALSE | TRUE | 0 | 0 | 0 | 0 | 0 | 0 | 0 | 0 | 0 | 0 | 0 | 0 | 0 | 0 | 0 | 0 | 0 | 0 | 0 | 0 | 0 | 0 | 0 | 0 | 0 | 0 | 0 | 0 | 0 | 0 | 0% | 0% | 0% | 0% | 0% | 0 | 0 | 0 | 0 | 0 | 0 | 0 | 0 | 0 | 0 | 0 | 0 | 0 | 0 | 0 | 0 | 0 | 0 | 0 | 0 | 0 | 0 | 0 | 0 | 0 | 0 | 0 | 0 | 0 | 0 | FALSE | 0% | 0% | 0% | 0% | 0% | 0% | FALSE | 0% | 0% | 0% | 0% | 0% | FALSE | 0% | 0% | 0% | 0% | 0% | 0% | 0% | 0% | N/A | N/A
| 619 | N/A | N/A | N/A | N/A | N/A | N/A | N/A | N/A | N/A | N/A | N/A | N/A | N/A | N/A | 0% | 0 | N/A | 0% | FALSE | N/A | N/A | N/A | N/A | N/A | FALSE | FALSE | TRUE | 0 | 0 | 0 | 0 | 0 | 0 | 0 | 0 | 0 | 0 | 0 | 0 | 0 | 0 | 0 | 0 | 0 | 0 | 0 | 0 | 0 | 0 | 0 | 0 | 0 | 0 | 0 | 0 | 0 | 0 | 0% | 0% | 0% | 0% | 0% | 0 | 0 | 0 | 0 | 0 | 0 | 0 | 0 | 0 | 0 | 0 | 0 | 0 | 0 | 0 | 0 | 0 | 0 | 0 | 0 | 0 | 0 | 0 | 0 | 0 | 0 | 0 | 0 | 0 | 0 | FALSE | 0% | 0% | 0% | 0% | 0% | 0% | FALSE | 0% | 0% | 0% | 0% | 0% | FALSE | 0% | 0% | 0% | 0% | 0% | 0% | 0% | 0% | N/A | N/A
| 620 | N/A | N/A | N/A | N/A | N/A | N/A | N/A | N/A | N/A | N/A | N/A | N/A | N/A | N/A | 0% | 0 | N/A | 0% | FALSE | N/A | N/A | N/A | N/A | N/A | FALSE | FALSE | TRUE | 0 | 0 | 0 | 0 | 0 | 0 | 0 | 0 | 0 | 0 | 0 | 0 | 0 | 0 | 0 | 0 | 0 | 0 | 0 | 0 | 0 | 0 | 0 | 0 | 0 | 0 | 0 | 0 | 0 | 0 | 0% | 0% | 0% | 0% | 0% | 0 | 0 | 0 | 0 | 0 | 0 | 0 | 0 | 0 | 0 | 0 | 0 | 0 | 0 | 0 | 0 | 0 | 0 | 0 | 0 | 0 | 0 | 0 | 0 | 0 | 0 | 0 | 0 | 0 | 0 | FALSE | 0% | 0% | 0% | 0% | 0% | 0% | FALSE | 0% | 0% | 0% | 0% | 0% | FALSE | 0% | 0% | 0% | 0% | 0% | 0% | 0% | 0% | N/A | N/A
| 621 | N/A | N/A | N/A | N/A | N/A | N/A | N/A | N/A | N/A | N/A | N/A | N/A | N/A | N/A | 0% | 0 | N/A | 0% | FALSE | N/A | N/A | N/A | N/A | N/A | FALSE | FALSE | TRUE | 0 | 0 | 0 | 0 | 0 | 0 | 0 | 0 | 0 | 0 | 0 | 0 | 0 | 0 | 0 | 0 | 0 | 0 | 0 | 0 | 0 | 0 | 0 | 0 | 0 | 0 | 0 | 0 | 0 | 0 | 0% | 0% | 0% | 0% | 0% | 0 | 0 | 0 | 0 | 0 | 0 | 0 | 0 | 0 | 0 | 0 | 0 | 0 | 0 | 0 | 0 | 0 | 0 | 0 | 0 | 0 | 0 | 0 | 0 | 0 | 0 | 0 | 0 | 0 | 0 | FALSE | 0% | 0% | 0% | 0% | 0% | 0% | FALSE | 0% | 0% | 0% | 0% | 0% | FALSE | 0% | 0% | 0% | 0% | 0% | 0% | 0% | 0% | N/A | N/A
| 622 | N/A | N/A | N/A | N/A | N/A | N/A | N/A | N/A | N/A | N/A | N/A | N/A | N/A | N/A | 0% | 0 | N/A | 0% | FALSE | N/A | N/A | N/A | N/A | N/A | FALSE | FALSE | TRUE | 0 | 0 | 0 | 0 | 0 | 0 | 0 | 0 | 0 | 0 | 0 | 0 | 0 | 0 | 0 | 0 | 0 | 0 | 0 | 0 | 0 | 0 | 0 | 0 | 0 | 0 | 0 | 0 | 0 | 0 | 0% | 0% | 0% | 0% | 0% | 0 | 0 | 0 | 0 | 0 | 0 | 0 | 0 | 0 | 0 | 0 | 0 | 0 | 0 | 0 | 0 | 0 | 0 | 0 | 0 | 0 | 0 | 0 | 0 | 0 | 0 | 0 | 0 | 0 | 0 | FALSE | 0% | 0% | 0% | 0% | 0% | 0% | FALSE | 0% | 0% | 0% | 0% | 0% | FALSE | 0% | 0% | 0% | 0% | 0% | 0% | 0% | 0% | N/A | N/A
| 623 | N/A | N/A | N/A | N/A | N/A | N/A | N/A | N/A | N/A | N/A | N/A | N/A | N/A | N/A | 0% | 0 | N/A | 0% | FALSE | N/A | N/A | N/A | N/A | N/A | FALSE | FALSE | TRUE | 0 | 0 | 0 | 0 | 0 | 0 | 0 | 0 | 0 | 0 | 0 | 0 | 0 | 0 | 0 | 0 | 0 | 0 | 0 | 0 | 0 | 0 | 0 | 0 | 0 | 0 | 0 | 0 | 0 | 0 | 0% | 0% | 0% | 0% | 0% | 0 | 0 | 0 | 0 | 0 | 0 | 0 | 0 | 0 | 0 | 0 | 0 | 0 | 0 | 0 | 0 | 0 | 0 | 0 | 0 | 0 | 0 | 0 | 0 | 0 | 0 | 0 | 0 | 0 | 0 | FALSE | 0% | 0% | 0% | 0% | 0% | 0% | FALSE | 0% | 0% | 0% | 0% | 0% | FALSE | 0% | 0% | 0% | 0% | 0% | 0% | 0% | 0% | N/A | N/A
| 624 | N/A | N/A | N/A | N/A | N/A | N/A | N/A | N/A | N/A | N/A | N/A | N/A | N/A | N/A | 0% | 0 | N/A | 0% | FALSE | N/A | N/A | N/A | N/A | N/A | FALSE | FALSE | TRUE | 0 | 0 | 0 | 0 | 0 | 0 | 0 | 0 | 0 | 0 | 0 | 0 | 0 | 0 | 0 | 0 | 0 | 0 | 0 | 0 | 0 | 0 | 0 | 0 | 0 | 0 | 0 | 0 | 0 | 0 | 0% | 0% | 0% | 0% | 0% | 0 | 0 | 0 | 0 | 0 | 0 | 0 | 0 | 0 | 0 | 0 | 0 | 0 | 0 | 0 | 0 | 0 | 0 | 0 | 0 | 0 | 0 | 0 | 0 | 0 | 0 | 0 | 0 | 0 | 0 | FALSE | 0% | 0% | 0% | 0% | 0% | 0% | FALSE | 0% | 0% | 0% | 0% | 0% | FALSE | 0% | 0% | 0% | 0% | 0% | 0% | 0% | 0% | N/A | N/A
| 625 | N/A | N/A | N/A | N/A | N/A | N/A | N/A | N/A | N/A | N/A | N/A | N/A | N/A | N/A | 0% | 0 | N/A | 0% | FALSE | N/A | N/A | N/A | N/A | N/A | FALSE | FALSE | TRUE | 0 | 0 | 0 | 0 | 0 | 0 | 0 | 0 | 0 | 0 | 0 | 0 | 0 | 0 | 0 | 0 | 0 | 0 | 0 | 0 | 0 | 0 | 0 | 0 | 0 | 0 | 0 | 0 | 0 | 0 | 0% | 0% | 0% | 0% | 0% | 0 | 0 | 0 | 0 | 0 | 0 | 0 | 0 | 0 | 0 | 0 | 0 | 0 | 0 | 0 | 0 | 0 | 0 | 0 | 0 | 0 | 0 | 0 | 0 | 0 | 0 | 0 | 0 | 0 | 0 | FALSE | 0% | 0% | 0% | 0% | 0% | 0% | FALSE | 0% | 0% | 0% | 0% | 0% | FALSE | 0% | 0% | 0% | 0% | 0% | 0% | 0% | 0% | N/A | N/A
| 626 | N/A | N/A | N/A | N/A | N/A | N/A | N/A | N/A | N/A | N/A | N/A | N/A | N/A | N/A | 0% | 0 | N/A | 0% | FALSE | N/A | N/A | N/A | N/A | N/A | FALSE | FALSE | TRUE | 0 | 0 | 0 | 0 | 0 | 0 | 0 | 0 | 0 | 0 | 0 | 0 | 0 | 0 | 0 | 0 | 0 | 0 | 0 | 0 | 0 | 0 | 0 | 0 | 0 | 0 | 0 | 0 | 0 | 0 | 0% | 0% | 0% | 0% | 0% | 0 | 0 | 0 | 0 | 0 | 0 | 0 | 0 | 0 | 0 | 0 | 0 | 0 | 0 | 0 | 0 | 0 | 0 | 0 | 0 | 0 | 0 | 0 | 0 | 0 | 0 | 0 | 0 | 0 | 0 | FALSE | 0% | 0% | 0% | 0% | 0% | 0% | FALSE | 0% | 0% | 0% | 0% | 0% | FALSE | 0% | 0% | 0% | 0% | 0% | 0% | 0% | 0% | N/A | N/A
| 627 | N/A | N/A | N/A | N/A | N/A | N/A | N/A | N/A | N/A | N/A | N/A | N/A | N/A | N/A | 0% | 0 | N/A | 0% | FALSE | N/A | N/A | N/A | N/A | N/A | FALSE | FALSE | TRUE | 0 | 0 | 0 | 0 | 0 | 0 | 0 | 0 | 0 | 0 | 0 | 0 | 0 | 0 | 0 | 0 | 0 | 0 | 0 | 0 | 0 | 0 | 0 | 0 | 0 | 0 | 0 | 0 | 0 | 0 | 0% | 0% | 0% | 0% | 0% | 0 | 0 | 0 | 0 | 0 | 0 | 0 | 0 | 0 | 0 | 0 | 0 | 0 | 0 | 0 | 0 | 0 | 0 | 0 | 0 | 0 | 0 | 0 | 0 | 0 | 0 | 0 | 0 | 0 | 0 | FALSE | 0% | 0% | 0% | 0% | 0% | 0% | FALSE | 0% | 0% | 0% | 0% | 0% | FALSE | 0% | 0% | 0% | 0% | 0% | 0% | 0% | 0% | N/A | N/A
| 628 | N/A | N/A | N/A | N/A | N/A | N/A | N/A | N/A | N/A | N/A | N/A | N/A | N/A | N/A | 0% | 0 | N/A | 0% | FALSE | N/A | N/A | N/A | N/A | N/A | FALSE | FALSE | TRUE | 0 | 0 | 0 | 0 | 0 | 0 | 0 | 0 | 0 | 0 | 0 | 0 | 0 | 0 | 0 | 0 | 0 | 0 | 0 | 0 | 0 | 0 | 0 | 0 | 0 | 0 | 0 | 0 | 0 | 0 | 0% | 0% | 0% | 0% | 0% | 0 | 0 | 0 | 0 | 0 | 0 | 0 | 0 | 0 | 0 | 0 | 0 | 0 | 0 | 0 | 0 | 0 | 0 | 0 | 0 | 0 | 0 | 0 | 0 | 0 | 0 | 0 | 0 | 0 | 0 | FALSE | 0% | 0% | 0% | 0% | 0% | 0% | FALSE | 0% | 0% | 0% | 0% | 0% | FALSE | 0% | 0% | 0% | 0% | 0% | 0% | 0% | 0% | N/A | N/A
| 629 | N/A | N/A | N/A | N/A | N/A | N/A | N/A | N/A | N/A | N/A | N/A | N/A | N/A | N/A | 0% | 0 | N/A | 0% | FALSE | N/A | N/A | N/A | N/A | N/A | FALSE | FALSE | TRUE | 0 | 0 | 0 | 0 | 0 | 0 | 0 | 0 | 0 | 0 | 0 | 0 | 0 | 0 | 0 | 0 | 0 | 0 | 0 | 0 | 0 | 0 | 0 | 0 | 0 | 0 | 0 | 0 | 0 | 0 | 0% | 0% | 0% | 0% | 0% | 0 | 0 | 0 | 0 | 0 | 0 | 0 | 0 | 0 | 0 | 0 | 0 | 0 | 0 | 0 | 0 | 0 | 0 | 0 | 0 | 0 | 0 | 0 | 0 | 0 | 0 | 0 | 0 | 0 | 0 | FALSE | 0% | 0% | 0% | 0% | 0% | 0% | FALSE | 0% | 0% | 0% | 0% | 0% | FALSE | 0% | 0% | 0% | 0% | 0% | 0% | 0% | 0% | N/A | N/A
| 630 | N/A | N/A | N/A | N/A | N/A | N/A | N/A | N/A | N/A | N/A | N/A | N/A | N/A | N/A | 0% | 0 | N/A | 0% | FALSE | N/A | N/A | N/A | N/A | N/A | FALSE | FALSE | TRUE | 0 | 0 | 0 | 0 | 0 | 0 | 0 | 0 | 0 | 0 | 0 | 0 | 0 | 0 | 0 | 0 | 0 | 0 | 0 | 0 | 0 | 0 | 0 | 0 | 0 | 0 | 0 | 0 | 0 | 0 | 0% | 0% | 0% | 0% | 0% | 0 | 0 | 0 | 0 | 0 | 0 | 0 | 0 | 0 | 0 | 0 | 0 | 0 | 0 | 0 | 0 | 0 | 0 | 0 | 0 | 0 | 0 | 0 | 0 | 0 | 0 | 0 | 0 | 0 | 0 | FALSE | 0% | 0% | 0% | 0% | 0% | 0% | FALSE | 0% | 0% | 0% | 0% | 0% | FALSE | 0% | 0% | 0% | 0% | 0% | 0% | 0% | 0% | N/A | N/A
| 631 | N/A | N/A | N/A | N/A | N/A | N/A | N/A | N/A | N/A | N/A | N/A | N/A | N/A | N/A | 0% | 0 | N/A | 0% | FALSE | N/A | N/A | N/A | N/A | N/A | FALSE | FALSE | TRUE | 0 | 0 | 0 | 0 | 0 | 0 | 0 | 0 | 0 | 0 | 0 | 0 | 0 | 0 | 0 | 0 | 0 | 0 | 0 | 0 | 0 | 0 | 0 | 0 | 0 | 0 | 0 | 0 | 0 | 0 | 0% | 0% | 0% | 0% | 0% | 0 | 0 | 0 | 0 | 0 | 0 | 0 | 0 | 0 | 0 | 0 | 0 | 0 | 0 | 0 | 0 | 0 | 0 | 0 | 0 | 0 | 0 | 0 | 0 | 0 | 0 | 0 | 0 | 0 | 0 | FALSE | 0% | 0% | 0% | 0% | 0% | 0% | FALSE | 0% | 0% | 0% | 0% | 0% | FALSE | 0% | 0% | 0% | 0% | 0% | 0% | 0% | 0% | N/A | N/A
| 632 | N/A | N/A | N/A | N/A | N/A | N/A | N/A | N/A | N/A | N/A | N/A | N/A | N/A | N/A | 0% | 0 | N/A | 0% | FALSE | N/A | N/A | N/A | N/A | N/A | FALSE | FALSE | TRUE | 0 | 0 | 0 | 0 | 0 | 0 | 0 | 0 | 0 | 0 | 0 | 0 | 0 | 0 | 0 | 0 | 0 | 0 | 0 | 0 | 0 | 0 | 0 | 0 | 0 | 0 | 0 | 0 | 0 | 0 | 0% | 0% | 0% | 0% | 0% | 0 | 0 | 0 | 0 | 0 | 0 | 0 | 0 | 0 | 0 | 0 | 0 | 0 | 0 | 0 | 0 | 0 | 0 | 0 | 0 | 0 | 0 | 0 | 0 | 0 | 0 | 0 | 0 | 0 | 0 | FALSE | 0% | 0% | 0% | 0% | 0% | 0% | FALSE | 0% | 0% | 0% | 0% | 0% | FALSE | 0% | 0% | 0% | 0% | 0% | 0% | 0% | 0% | N/A | N/A
| 633 | N/A | N/A | N/A | N/A | N/A | N/A | N/A | N/A | N/A | N/A | N/A | N/A | N/A | N/A | 0% | 0 | N/A | 0% | FALSE | N/A | N/A | N/A | N/A | N/A | FALSE | FALSE | TRUE | 0 | 0 | 0 | 0 | 0 | 0 | 0 | 0 | 0 | 0 | 0 | 0 | 0 | 0 | 0 | 0 | 0 | 0 | 0 | 0 | 0 | 0 | 0 | 0 | 0 | 0 | 0 | 0 | 0 | 0 | 0% | 0% | 0% | 0% | 0% | 0 | 0 | 0 | 0 | 0 | 0 | 0 | 0 | 0 | 0 | 0 | 0 | 0 | 0 | 0 | 0 | 0 | 0 | 0 | 0 | 0 | 0 | 0 | 0 | 0 | 0 | 0 | 0 | 0 | 0 | FALSE | 0% | 0% | 0% | 0% | 0% | 0% | FALSE | 0% | 0% | 0% | 0% | 0% | FALSE | 0% | 0% | 0% | 0% | 0% | 0% | 0% | 0% | N/A | N/A
| 634 | N/A | N/A | N/A | N/A | N/A | N/A | N/A | N/A | N/A | N/A | N/A | N/A | N/A | N/A | 0% | 0 | N/A | 0% | FALSE | N/A | N/A | N/A | N/A | N/A | FALSE | FALSE | TRUE | 0 | 0 | 0 | 0 | 0 | 0 | 0 | 0 | 0 | 0 | 0 | 0 | 0 | 0 | 0 | 0 | 0 | 0 | 0 | 0 | 0 | 0 | 0 | 0 | 0 | 0 | 0 | 0 | 0 | 0 | 0% | 0% | 0% | 0% | 0% | 0 | 0 | 0 | 0 | 0 | 0 | 0 | 0 | 0 | 0 | 0 | 0 | 0 | 0 | 0 | 0 | 0 | 0 | 0 | 0 | 0 | 0 | 0 | 0 | 0 | 0 | 0 | 0 | 0 | 0 | FALSE | 0% | 0% | 0% | 0% | 0% | 0% | FALSE | 0% | 0% | 0% | 0% | 0% | FALSE | 0% | 0% | 0% | 0% | 0% | 0% | 0% | 0% | N/A | N/A
| 635 | N/A | N/A | N/A | N/A | N/A | N/A | N/A | N/A | N/A | N/A | N/A | N/A | N/A | N/A | 0% | 0 | N/A | 0% | FALSE | N/A | N/A | N/A | N/A | N/A | FALSE | FALSE | TRUE | 0 | 0 | 0 | 0 | 0 | 0 | 0 | 0 | 0 | 0 | 0 | 0 | 0 | 0 | 0 | 0 | 0 | 0 | 0 | 0 | 0 | 0 | 0 | 0 | 0 | 0 | 0 | 0 | 0 | 0 | 0% | 0% | 0% | 0% | 0% | 0 | 0 | 0 | 0 | 0 | 0 | 0 | 0 | 0 | 0 | 0 | 0 | 0 | 0 | 0 | 0 | 0 | 0 | 0 | 0 | 0 | 0 | 0 | 0 | 0 | 0 | 0 | 0 | 0 | 0 | FALSE | 0% | 0% | 0% | 0% | 0% | 0% | FALSE | 0% | 0% | 0% | 0% | 0% | FALSE | 0% | 0% | 0% | 0% | 0% | 0% | 0% | 0% | N/A | N/A
| 636 | N/A | N/A | N/A | N/A | N/A | N/A | N/A | N/A | N/A | N/A | N/A | N/A | N/A | N/A | 0% | 0 | N/A | 0% | FALSE | N/A | N/A | N/A | N/A | N/A | FALSE | FALSE | TRUE | 0 | 0 | 0 | 0 | 0 | 0 | 0 | 0 | 0 | 0 | 0 | 0 | 0 | 0 | 0 | 0 | 0 | 0 | 0 | 0 | 0 | 0 | 0 | 0 | 0 | 0 | 0 | 0 | 0 | 0 | 0% | 0% | 0% | 0% | 0% | 0 | 0 | 0 | 0 | 0 | 0 | 0 | 0 | 0 | 0 | 0 | 0 | 0 | 0 | 0 | 0 | 0 | 0 | 0 | 0 | 0 | 0 | 0 | 0 | 0 | 0 | 0 | 0 | 0 | 0 | FALSE | 0% | 0% | 0% | 0% | 0% | 0% | FALSE | 0% | 0% | 0% | 0% | 0% | FALSE | 0% | 0% | 0% | 0% | 0% | 0% | 0% | 0% | N/A | N/A
| 637 | N/A | N/A | N/A | N/A | N/A | N/A | N/A | N/A | N/A | N/A | N/A | N/A | N/A | N/A | 0% | 0 | N/A | 0% | FALSE | N/A | N/A | N/A | N/A | N/A | FALSE | FALSE | TRUE | 0 | 0 | 0 | 0 | 0 | 0 | 0 | 0 | 0 | 0 | 0 | 0 | 0 | 0 | 0 | 0 | 0 | 0 | 0 | 0 | 0 | 0 | 0 | 0 | 0 | 0 | 0 | 0 | 0 | 0 | 0% | 0% | 0% | 0% | 0% | 0 | 0 | 0 | 0 | 0 | 0 | 0 | 0 | 0 | 0 | 0 | 0 | 0 | 0 | 0 | 0 | 0 | 0 | 0 | 0 | 0 | 0 | 0 | 0 | 0 | 0 | 0 | 0 | 0 | 0 | FALSE | 0% | 0% | 0% | 0% | 0% | 0% | FALSE | 0% | 0% | 0% | 0% | 0% | FALSE | 0% | 0% | 0% | 0% | 0% | 0% | 0% | 0% | N/A | N/A
| 638 | N/A | N/A | N/A | N/A | N/A | N/A | N/A | N/A | N/A | N/A | N/A | N/A | N/A | N/A | 0% | 0 | N/A | 0% | FALSE | N/A | N/A | N/A | N/A | N/A | FALSE | FALSE | TRUE | 0 | 0 | 0 | 0 | 0 | 0 | 0 | 0 | 0 | 0 | 0 | 0 | 0 | 0 | 0 | 0 | 0 | 0 | 0 | 0 | 0 | 0 | 0 | 0 | 0 | 0 | 0 | 0 | 0 | 0 | 0% | 0% | 0% | 0% | 0% | 0 | 0 | 0 | 0 | 0 | 0 | 0 | 0 | 0 | 0 | 0 | 0 | 0 | 0 | 0 | 0 | 0 | 0 | 0 | 0 | 0 | 0 | 0 | 0 | 0 | 0 | 0 | 0 | 0 | 0 | FALSE | 0% | 0% | 0% | 0% | 0% | 0% | FALSE | 0% | 0% | 0% | 0% | 0% | FALSE | 0% | 0% | 0% | 0% | 0% | 0% | 0% | 0% | N/A | N/A
| 639 | N/A | N/A | N/A | N/A | N/A | N/A | N/A | N/A | N/A | N/A | N/A | N/A | N/A | N/A | 0% | 0 | N/A | 0% | FALSE | N/A | N/A | N/A | N/A | N/A | FALSE | FALSE | TRUE | 0 | 0 | 0 | 0 | 0 | 0 | 0 | 0 | 0 | 0 | 0 | 0 | 0 | 0 | 0 | 0 | 0 | 0 | 0 | 0 | 0 | 0 | 0 | 0 | 0 | 0 | 0 | 0 | 0 | 0 | 0% | 0% | 0% | 0% | 0% | 0 | 0 | 0 | 0 | 0 | 0 | 0 | 0 | 0 | 0 | 0 | 0 | 0 | 0 | 0 | 0 | 0 | 0 | 0 | 0 | 0 | 0 | 0 | 0 | 0 | 0 | 0 | 0 | 0 | 0 | FALSE | 0% | 0% | 0% | 0% | 0% | 0% | FALSE | 0% | 0% | 0% | 0% | 0% | FALSE | 0% | 0% | 0% | 0% | 0% | 0% | 0% | 0% | N/A | N/A
| 640 | N/A | N/A | N/A | N/A | N/A | N/A | N/A | N/A | N/A | N/A | N/A | N/A | N/A | N/A | 0% | 0 | N/A | 0% | FALSE | N/A | N/A | N/A | N/A | N/A | FALSE | FALSE | TRUE | 0 | 0 | 0 | 0 | 0 | 0 | 0 | 0 | 0 | 0 | 0 | 0 | 0 | 0 | 0 | 0 | 0 | 0 | 0 | 0 | 0 | 0 | 0 | 0 | 0 | 0 | 0 | 0 | 0 | 0 | 0% | 0% | 0% | 0% | 0% | 0 | 0 | 0 | 0 | 0 | 0 | 0 | 0 | 0 | 0 | 0 | 0 | 0 | 0 | 0 | 0 | 0 | 0 | 0 | 0 | 0 | 0 | 0 | 0 | 0 | 0 | 0 | 0 | 0 | 0 | FALSE | 0% | 0% | 0% | 0% | 0% | 0% | FALSE | 0% | 0% | 0% | 0% | 0% | FALSE | 0% | 0% | 0% | 0% | 0% | 0% | 0% | 0% | N/A | N/A
| 641 | N/A | N/A | N/A | N/A | N/A | N/A | N/A | N/A | N/A | N/A | N/A | N/A | N/A | N/A | 0% | 0 | N/A | 0% | FALSE | N/A | N/A | N/A | N/A | N/A | FALSE | FALSE | TRUE | 0 | 0 | 0 | 0 | 0 | 0 | 0 | 0 | 0 | 0 | 0 | 0 | 0 | 0 | 0 | 0 | 0 | 0 | 0 | 0 | 0 | 0 | 0 | 0 | 0 | 0 | 0 | 0 | 0 | 0 | 0% | 0% | 0% | 0% | 0% | 0 | 0 | 0 | 0 | 0 | 0 | 0 | 0 | 0 | 0 | 0 | 0 | 0 | 0 | 0 | 0 | 0 | 0 | 0 | 0 | 0 | 0 | 0 | 0 | 0 | 0 | 0 | 0 | 0 | 0 | FALSE | 0% | 0% | 0% | 0% | 0% | 0% | FALSE | 0% | 0% | 0% | 0% | 0% | FALSE | 0% | 0% | 0% | 0% | 0% | 0% | 0% | 0% | N/A | N/A
| 642 | N/A | N/A | N/A | N/A | N/A | N/A | N/A | N/A | N/A | N/A | N/A | N/A | N/A | N/A | 0% | 0 | N/A | 0% | FALSE | N/A | N/A | N/A | N/A | N/A | FALSE | FALSE | TRUE | 0 | 0 | 0 | 0 | 0 | 0 | 0 | 0 | 0 | 0 | 0 | 0 | 0 | 0 | 0 | 0 | 0 | 0 | 0 | 0 | 0 | 0 | 0 | 0 | 0 | 0 | 0 | 0 | 0 | 0 | 0% | 0% | 0% | 0% | 0% | 0 | 0 | 0 | 0 | 0 | 0 | 0 | 0 | 0 | 0 | 0 | 0 | 0 | 0 | 0 | 0 | 0 | 0 | 0 | 0 | 0 | 0 | 0 | 0 | 0 | 0 | 0 | 0 | 0 | 0 | FALSE | 0% | 0% | 0% | 0% | 0% | 0% | FALSE | 0% | 0% | 0% | 0% | 0% | FALSE | 0% | 0% | 0% | 0% | 0% | 0% | 0% | 0% | N/A | N/A
| 643 | N/A | N/A | N/A | N/A | N/A | N/A | N/A | N/A | N/A | N/A | N/A | N/A | N/A | N/A | 0% | 0 | N/A | 0% | FALSE | N/A | N/A | N/A | N/A | N/A | FALSE | FALSE | TRUE | 0 | 0 | 0 | 0 | 0 | 0 | 0 | 0 | 0 | 0 | 0 | 0 | 0 | 0 | 0 | 0 | 0 | 0 | 0 | 0 | 0 | 0 | 0 | 0 | 0 | 0 | 0 | 0 | 0 | 0 | 0% | 0% | 0% | 0% | 0% | 0 | 0 | 0 | 0 | 0 | 0 | 0 | 0 | 0 | 0 | 0 | 0 | 0 | 0 | 0 | 0 | 0 | 0 | 0 | 0 | 0 | 0 | 0 | 0 | 0 | 0 | 0 | 0 | 0 | 0 | FALSE | 0% | 0% | 0% | 0% | 0% | 0% | FALSE | 0% | 0% | 0% | 0% | 0% | FALSE | 0% | 0% | 0% | 0% | 0% | 0% | 0% | 0% | N/A | N/A
| 644 | N/A | N/A | N/A | N/A | N/A | N/A | N/A | N/A | N/A | N/A | N/A | N/A | N/A | N/A | 0% | 0 | N/A | 0% | FALSE | N/A | N/A | N/A | N/A | N/A | FALSE | FALSE | TRUE | 0 | 0 | 0 | 0 | 0 | 0 | 0 | 0 | 0 | 0 | 0 | 0 | 0 | 0 | 0 | 0 | 0 | 0 | 0 | 0 | 0 | 0 | 0 | 0 | 0 | 0 | 0 | 0 | 0 | 0 | 0% | 0% | 0% | 0% | 0% | 0 | 0 | 0 | 0 | 0 | 0 | 0 | 0 | 0 | 0 | 0 | 0 | 0 | 0 | 0 | 0 | 0 | 0 | 0 | 0 | 0 | 0 | 0 | 0 | 0 | 0 | 0 | 0 | 0 | 0 | FALSE | 0% | 0% | 0% | 0% | 0% | 0% | FALSE | 0% | 0% | 0% | 0% | 0% | FALSE | 0% | 0% | 0% | 0% | 0% | 0% | 0% | 0% | N/A | N/A
| 645 | N/A | N/A | N/A | N/A | N/A | N/A | N/A | N/A | N/A | N/A | N/A | N/A | N/A | N/A | 0% | 0 | N/A | 0% | FALSE | N/A | N/A | N/A | N/A | N/A | FALSE | FALSE | TRUE | 0 | 0 | 0 | 0 | 0 | 0 | 0 | 0 | 0 | 0 | 0 | 0 | 0 | 0 | 0 | 0 | 0 | 0 | 0 | 0 | 0 | 0 | 0 | 0 | 0 | 0 | 0 | 0 | 0 | 0 | 0% | 0% | 0% | 0% | 0% | 0 | 0 | 0 | 0 | 0 | 0 | 0 | 0 | 0 | 0 | 0 | 0 | 0 | 0 | 0 | 0 | 0 | 0 | 0 | 0 | 0 | 0 | 0 | 0 | 0 | 0 | 0 | 0 | 0 | 0 | FALSE | 0% | 0% | 0% | 0% | 0% | 0% | FALSE | 0% | 0% | 0% | 0% | 0% | FALSE | 0% | 0% | 0% | 0% | 0% | 0% | 0% | 0% | N/A | N/A
| 646 | N/A | N/A | N/A | N/A | N/A | N/A | N/A | N/A | N/A | N/A | N/A | N/A | N/A | N/A | 0% | 0 | N/A | 0% | FALSE | N/A | N/A | N/A | N/A | N/A | FALSE | FALSE | TRUE | 0 | 0 | 0 | 0 | 0 | 0 | 0 | 0 | 0 | 0 | 0 | 0 | 0 | 0 | 0 | 0 | 0 | 0 | 0 | 0 | 0 | 0 | 0 | 0 | 0 | 0 | 0 | 0 | 0 | 0 | 0% | 0% | 0% | 0% | 0% | 0 | 0 | 0 | 0 | 0 | 0 | 0 | 0 | 0 | 0 | 0 | 0 | 0 | 0 | 0 | 0 | 0 | 0 | 0 | 0 | 0 | 0 | 0 | 0 | 0 | 0 | 0 | 0 | 0 | 0 | FALSE | 0% | 0% | 0% | 0% | 0% | 0% | FALSE | 0% | 0% | 0% | 0% | 0% | FALSE | 0% | 0% | 0% | 0% | 0% | 0% | 0% | 0% | N/A | N/A
| 647 | N/A | N/A | N/A | N/A | N/A | N/A | N/A | N/A | N/A | N/A | N/A | N/A | N/A | N/A | 0% | 0 | N/A | 0% | FALSE | N/A | N/A | N/A | N/A | N/A | FALSE | FALSE | TRUE | 0 | 0 | 0 | 0 | 0 | 0 | 0 | 0 | 0 | 0 | 0 | 0 | 0 | 0 | 0 | 0 | 0 | 0 | 0 | 0 | 0 | 0 | 0 | 0 | 0 | 0 | 0 | 0 | 0 | 0 | 0% | 0% | 0% | 0% | 0% | 0 | 0 | 0 | 0 | 0 | 0 | 0 | 0 | 0 | 0 | 0 | 0 | 0 | 0 | 0 | 0 | 0 | 0 | 0 | 0 | 0 | 0 | 0 | 0 | 0 | 0 | 0 | 0 | 0 | 0 | FALSE | 0% | 0% | 0% | 0% | 0% | 0% | FALSE | 0% | 0% | 0% | 0% | 0% | FALSE | 0% | 0% | 0% | 0% | 0% | 0% | 0% | 0% | N/A | N/A
| 648 | N/A | N/A | N/A | N/A | N/A | N/A | N/A | N/A | N/A | N/A | N/A | N/A | N/A | N/A | 0% | 0 | N/A | 0% | FALSE | N/A | N/A | N/A | N/A | N/A | FALSE | FALSE | TRUE | 0 | 0 | 0 | 0 | 0 | 0 | 0 | 0 | 0 | 0 | 0 | 0 | 0 | 0 | 0 | 0 | 0 | 0 | 0 | 0 | 0 | 0 | 0 | 0 | 0 | 0 | 0 | 0 | 0 | 0 | 0% | 0% | 0% | 0% | 0% | 0 | 0 | 0 | 0 | 0 | 0 | 0 | 0 | 0 | 0 | 0 | 0 | 0 | 0 | 0 | 0 | 0 | 0 | 0 | 0 | 0 | 0 | 0 | 0 | 0 | 0 | 0 | 0 | 0 | 0 | FALSE | 0% | 0% | 0% | 0% | 0% | 0% | FALSE | 0% | 0% | 0% | 0% | 0% | FALSE | 0% | 0% | 0% | 0% | 0% | 0% | 0% | 0% | N/A | N/A
| 649 | N/A | N/A | N/A | N/A | N/A | N/A | N/A | N/A | N/A | N/A | N/A | N/A | N/A | N/A | 0% | 0 | N/A | 0% | FALSE | N/A | N/A | N/A | N/A | N/A | FALSE | FALSE | TRUE | 0 | 0 | 0 | 0 | 0 | 0 | 0 | 0 | 0 | 0 | 0 | 0 | 0 | 0 | 0 | 0 | 0 | 0 | 0 | 0 | 0 | 0 | 0 | 0 | 0 | 0 | 0 | 0 | 0 | 0 | 0% | 0% | 0% | 0% | 0% | 0 | 0 | 0 | 0 | 0 | 0 | 0 | 0 | 0 | 0 | 0 | 0 | 0 | 0 | 0 | 0 | 0 | 0 | 0 | 0 | 0 | 0 | 0 | 0 | 0 | 0 | 0 | 0 | 0 | 0 | FALSE | 0% | 0% | 0% | 0% | 0% | 0% | FALSE | 0% | 0% | 0% | 0% | 0% | FALSE | 0% | 0% | 0% | 0% | 0% | 0% | 0% | 0% | N/A | N/A
| 650 | N/A | N/A | N/A | N/A | N/A | N/A | N/A | N/A | N/A | N/A | N/A | N/A | N/A | N/A | 0% | 0 | N/A | 0% | FALSE | N/A | N/A | N/A | N/A | N/A | FALSE | FALSE | TRUE | 0 | 0 | 0 | 0 | 0 | 0 | 0 | 0 | 0 | 0 | 0 | 0 | 0 | 0 | 0 | 0 | 0 | 0 | 0 | 0 | 0 | 0 | 0 | 0 | 0 | 0 | 0 | 0 | 0 | 0 | 0% | 0% | 0% | 0% | 0% | 0 | 0 | 0 | 0 | 0 | 0 | 0 | 0 | 0 | 0 | 0 | 0 | 0 | 0 | 0 | 0 | 0 | 0 | 0 | 0 | 0 | 0 | 0 | 0 | 0 | 0 | 0 | 0 | 0 | 0 | FALSE | 0% | 0% | 0% | 0% | 0% | 0% | FALSE | 0% | 0% | 0% | 0% | 0% | FALSE | 0% | 0% | 0% | 0% | 0% | 0% | 0% | 0% | N/A | N/A
| 651 | N/A | N/A | N/A | N/A | N/A | N/A | N/A | N/A | N/A | N/A | N/A | N/A | N/A | N/A | 0% | 0 | N/A | 0% | FALSE | N/A | N/A | N/A | N/A | N/A | FALSE | FALSE | TRUE | 0 | 0 | 0 | 0 | 0 | 0 | 0 | 0 | 0 | 0 | 0 | 0 | 0 | 0 | 0 | 0 | 0 | 0 | 0 | 0 | 0 | 0 | 0 | 0 | 0 | 0 | 0 | 0 | 0 | 0 | 0% | 0% | 0% | 0% | 0% | 0 | 0 | 0 | 0 | 0 | 0 | 0 | 0 | 0 | 0 | 0 | 0 | 0 | 0 | 0 | 0 | 0 | 0 | 0 | 0 | 0 | 0 | 0 | 0 | 0 | 0 | 0 | 0 | 0 | 0 | FALSE | 0% | 0% | 0% | 0% | 0% | 0% | FALSE | 0% | 0% | 0% | 0% | 0% | FALSE | 0% | 0% | 0% | 0% | 0% | 0% | 0% | 0% | N/A | N/A
| 652 | N/A | N/A | N/A | N/A | N/A | N/A | N/A | N/A | N/A | N/A | N/A | N/A | N/A | N/A | 0% | 0 | N/A | 0% | FALSE | N/A | N/A | N/A | N/A | N/A | FALSE | FALSE | TRUE | 0 | 0 | 0 | 0 | 0 | 0 | 0 | 0 | 0 | 0 | 0 | 0 | 0 | 0 | 0 | 0 | 0 | 0 | 0 | 0 | 0 | 0 | 0 | 0 | 0 | 0 | 0 | 0 | 0 | 0 | 0% | 0% | 0% | 0% | 0% | 0 | 0 | 0 | 0 | 0 | 0 | 0 | 0 | 0 | 0 | 0 | 0 | 0 | 0 | 0 | 0 | 0 | 0 | 0 | 0 | 0 | 0 | 0 | 0 | 0 | 0 | 0 | 0 | 0 | 0 | FALSE | 0% | 0% | 0% | 0% | 0% | 0% | FALSE | 0% | 0% | 0% | 0% | 0% | FALSE | 0% | 0% | 0% | 0% | 0% | 0% | 0% | 0% | N/A | N/A
| 653 | N/A | N/A | N/A | N/A | N/A | N/A | N/A | N/A | N/A | N/A | N/A | N/A | N/A | N/A | 0% | 0 | N/A | 0% | FALSE | N/A | N/A | N/A | N/A | N/A | FALSE | FALSE | TRUE | 0 | 0 | 0 | 0 | 0 | 0 | 0 | 0 | 0 | 0 | 0 | 0 | 0 | 0 | 0 | 0 | 0 | 0 | 0 | 0 | 0 | 0 | 0 | 0 | 0 | 0 | 0 | 0 | 0 | 0 | 0% | 0% | 0% | 0% | 0% | 0 | 0 | 0 | 0 | 0 | 0 | 0 | 0 | 0 | 0 | 0 | 0 | 0 | 0 | 0 | 0 | 0 | 0 | 0 | 0 | 0 | 0 | 0 | 0 | 0 | 0 | 0 | 0 | 0 | 0 | FALSE | 0% | 0% | 0% | 0% | 0% | 0% | FALSE | 0% | 0% | 0% | 0% | 0% | FALSE | 0% | 0% | 0% | 0% | 0% | 0% | 0% | 0% | N/A | N/A
| 654 | N/A | N/A | N/A | N/A | N/A | N/A | N/A | N/A | N/A | N/A | N/A | N/A | N/A | N/A | 0% | 0 | N/A | 0% | FALSE | N/A | N/A | N/A | N/A | N/A | FALSE | FALSE | TRUE | 0 | 0 | 0 | 0 | 0 | 0 | 0 | 0 | 0 | 0 | 0 | 0 | 0 | 0 | 0 | 0 | 0 | 0 | 0 | 0 | 0 | 0 | 0 | 0 | 0 | 0 | 0 | 0 | 0 | 0 | 0% | 0% | 0% | 0% | 0% | 0 | 0 | 0 | 0 | 0 | 0 | 0 | 0 | 0 | 0 | 0 | 0 | 0 | 0 | 0 | 0 | 0 | 0 | 0 | 0 | 0 | 0 | 0 | 0 | 0 | 0 | 0 | 0 | 0 | 0 | FALSE | 0% | 0% | 0% | 0% | 0% | 0% | FALSE | 0% | 0% | 0% | 0% | 0% | FALSE | 0% | 0% | 0% | 0% | 0% | 0% | 0% | 0% | N/A | N/A
| 655 | N/A | N/A | N/A | N/A | N/A | N/A | N/A | N/A | N/A | N/A | N/A | N/A | N/A | N/A | 0% | 0 | N/A | 0% | FALSE | N/A | N/A | N/A | N/A | N/A | FALSE | FALSE | TRUE | 0 | 0 | 0 | 0 | 0 | 0 | 0 | 0 | 0 | 0 | 0 | 0 | 0 | 0 | 0 | 0 | 0 | 0 | 0 | 0 | 0 | 0 | 0 | 0 | 0 | 0 | 0 | 0 | 0 | 0 | 0% | 0% | 0% | 0% | 0% | 0 | 0 | 0 | 0 | 0 | 0 | 0 | 0 | 0 | 0 | 0 | 0 | 0 | 0 | 0 | 0 | 0 | 0 | 0 | 0 | 0 | 0 | 0 | 0 | 0 | 0 | 0 | 0 | 0 | 0 | FALSE | 0% | 0% | 0% | 0% | 0% | 0% | FALSE | 0% | 0% | 0% | 0% | 0% | FALSE | 0% | 0% | 0% | 0% | 0% | 0% | 0% | 0% | N/A | N/A
| 656 | N/A | N/A | N/A | N/A | N/A | N/A | N/A | N/A | N/A | N/A | N/A | N/A | N/A | N/A | 0% | 0 | N/A | 0% | FALSE | N/A | N/A | N/A | N/A | N/A | FALSE | FALSE | TRUE | 0 | 0 | 0 | 0 | 0 | 0 | 0 | 0 | 0 | 0 | 0 | 0 | 0 | 0 | 0 | 0 | 0 | 0 | 0 | 0 | 0 | 0 | 0 | 0 | 0 | 0 | 0 | 0 | 0 | 0 | 0% | 0% | 0% | 0% | 0% | 0 | 0 | 0 | 0 | 0 | 0 | 0 | 0 | 0 | 0 | 0 | 0 | 0 | 0 | 0 | 0 | 0 | 0 | 0 | 0 | 0 | 0 | 0 | 0 | 0 | 0 | 0 | 0 | 0 | 0 | FALSE | 0% | 0% | 0% | 0% | 0% | 0% | FALSE | 0% | 0% | 0% | 0% | 0% | FALSE | 0% | 0% | 0% | 0% | 0% | 0% | 0% | 0% | N/A | N/A
| 657 | N/A | N/A | N/A | N/A | N/A | N/A | N/A | N/A | N/A | N/A | N/A | N/A | N/A | N/A | 0% | 0 | N/A | 0% | FALSE | N/A | N/A | N/A | N/A | N/A | FALSE | FALSE | TRUE | 0 | 0 | 0 | 0 | 0 | 0 | 0 | 0 | 0 | 0 | 0 | 0 | 0 | 0 | 0 | 0 | 0 | 0 | 0 | 0 | 0 | 0 | 0 | 0 | 0 | 0 | 0 | 0 | 0 | 0 | 0% | 0% | 0% | 0% | 0% | 0 | 0 | 0 | 0 | 0 | 0 | 0 | 0 | 0 | 0 | 0 | 0 | 0 | 0 | 0 | 0 | 0 | 0 | 0 | 0 | 0 | 0 | 0 | 0 | 0 | 0 | 0 | 0 | 0 | 0 | FALSE | 0% | 0% | 0% | 0% | 0% | 0% | FALSE | 0% | 0% | 0% | 0% | 0% | FALSE | 0% | 0% | 0% | 0% | 0% | 0% | 0% | 0% | N/A | N/A
| 658 | N/A | N/A | N/A | N/A | N/A | N/A | N/A | N/A | N/A | N/A | N/A | N/A | N/A | N/A | 0% | 0 | N/A | 0% | FALSE | N/A | N/A | N/A | N/A | N/A | FALSE | FALSE | TRUE | 0 | 0 | 0 | 0 | 0 | 0 | 0 | 0 | 0 | 0 | 0 | 0 | 0 | 0 | 0 | 0 | 0 | 0 | 0 | 0 | 0 | 0 | 0 | 0 | 0 | 0 | 0 | 0 | 0 | 0 | 0% | 0% | 0% | 0% | 0% | 0 | 0 | 0 | 0 | 0 | 0 | 0 | 0 | 0 | 0 | 0 | 0 | 0 | 0 | 0 | 0 | 0 | 0 | 0 | 0 | 0 | 0 | 0 | 0 | 0 | 0 | 0 | 0 | 0 | 0 | FALSE | 0% | 0% | 0% | 0% | 0% | 0% | FALSE | 0% | 0% | 0% | 0% | 0% | FALSE | 0% | 0% | 0% | 0% | 0% | 0% | 0% | 0% | N/A | N/A
| 659 | N/A | N/A | N/A | N/A | N/A | N/A | N/A | N/A | N/A | N/A | N/A | N/A | N/A | N/A | 0% | 0 | N/A | 0% | FALSE | N/A | N/A | N/A | N/A | N/A | FALSE | FALSE | TRUE | 0 | 0 | 0 | 0 | 0 | 0 | 0 | 0 | 0 | 0 | 0 | 0 | 0 | 0 | 0 | 0 | 0 | 0 | 0 | 0 | 0 | 0 | 0 | 0 | 0 | 0 | 0 | 0 | 0 | 0 | 0% | 0% | 0% | 0% | 0% | 0 | 0 | 0 | 0 | 0 | 0 | 0 | 0 | 0 | 0 | 0 | 0 | 0 | 0 | 0 | 0 | 0 | 0 | 0 | 0 | 0 | 0 | 0 | 0 | 0 | 0 | 0 | 0 | 0 | 0 | FALSE | 0% | 0% | 0% | 0% | 0% | 0% | FALSE | 0% | 0% | 0% | 0% | 0% | FALSE | 0% | 0% | 0% | 0% | 0% | 0% | 0% | 0% | N/A | N/A
| 660 | N/A | N/A | N/A | N/A | N/A | N/A | N/A | N/A | N/A | N/A | N/A | N/A | N/A | N/A | 0% | 0 | N/A | 0% | FALSE | N/A | N/A | N/A | N/A | N/A | FALSE | FALSE | TRUE | 0 | 0 | 0 | 0 | 0 | 0 | 0 | 0 | 0 | 0 | 0 | 0 | 0 | 0 | 0 | 0 | 0 | 0 | 0 | 0 | 0 | 0 | 0 | 0 | 0 | 0 | 0 | 0 | 0 | 0 | 0% | 0% | 0% | 0% | 0% | 0 | 0 | 0 | 0 | 0 | 0 | 0 | 0 | 0 | 0 | 0 | 0 | 0 | 0 | 0 | 0 | 0 | 0 | 0 | 0 | 0 | 0 | 0 | 0 | 0 | 0 | 0 | 0 | 0 | 0 | FALSE | 0% | 0% | 0% | 0% | 0% | 0% | FALSE | 0% | 0% | 0% | 0% | 0% | FALSE | 0% | 0% | 0% | 0% | 0% | 0% | 0% | 0% | N/A | N/A
| 661 | N/A | N/A | N/A | N/A | N/A | N/A | N/A | N/A | N/A | N/A | N/A | N/A | N/A | N/A | 0% | 0 | N/A | 0% | FALSE | N/A | N/A | N/A | N/A | N/A | FALSE | FALSE | TRUE | 0 | 0 | 0 | 0 | 0 | 0 | 0 | 0 | 0 | 0 | 0 | 0 | 0 | 0 | 0 | 0 | 0 | 0 | 0 | 0 | 0 | 0 | 0 | 0 | 0 | 0 | 0 | 0 | 0 | 0 | 0% | 0% | 0% | 0% | 0% | 0 | 0 | 0 | 0 | 0 | 0 | 0 | 0 | 0 | 0 | 0 | 0 | 0 | 0 | 0 | 0 | 0 | 0 | 0 | 0 | 0 | 0 | 0 | 0 | 0 | 0 | 0 | 0 | 0 | 0 | FALSE | 0% | 0% | 0% | 0% | 0% | 0% | FALSE | 0% | 0% | 0% | 0% | 0% | FALSE | 0% | 0% | 0% | 0% | 0% | 0% | 0% | 0% | N/A | N/A
| 662 | N/A | N/A | N/A | N/A | N/A | N/A | N/A | N/A | N/A | N/A | N/A | N/A | N/A | N/A | 0% | 0 | N/A | 0% | FALSE | N/A | N/A | N/A | N/A | N/A | FALSE | FALSE | TRUE | 0 | 0 | 0 | 0 | 0 | 0 | 0 | 0 | 0 | 0 | 0 | 0 | 0 | 0 | 0 | 0 | 0 | 0 | 0 | 0 | 0 | 0 | 0 | 0 | 0 | 0 | 0 | 0 | 0 | 0 | 0% | 0% | 0% | 0% | 0% | 0 | 0 | 0 | 0 | 0 | 0 | 0 | 0 | 0 | 0 | 0 | 0 | 0 | 0 | 0 | 0 | 0 | 0 | 0 | 0 | 0 | 0 | 0 | 0 | 0 | 0 | 0 | 0 | 0 | 0 | FALSE | 0% | 0% | 0% | 0% | 0% | 0% | FALSE | 0% | 0% | 0% | 0% | 0% | FALSE | 0% | 0% | 0% | 0% | 0% | 0% | 0% | 0% | N/A | N/A
| 663 | N/A | N/A | N/A | N/A | N/A | N/A | N/A | N/A | N/A | N/A | N/A | N/A | N/A | N/A | 0% | 0 | N/A | 0% | FALSE | N/A | N/A | N/A | N/A | N/A | FALSE | FALSE | TRUE | 0 | 0 | 0 | 0 | 0 | 0 | 0 | 0 | 0 | 0 | 0 | 0 | 0 | 0 | 0 | 0 | 0 | 0 | 0 | 0 | 0 | 0 | 0 | 0 | 0 | 0 | 0 | 0 | 0 | 0 | 0% | 0% | 0% | 0% | 0% | 0 | 0 | 0 | 0 | 0 | 0 | 0 | 0 | 0 | 0 | 0 | 0 | 0 | 0 | 0 | 0 | 0 | 0 | 0 | 0 | 0 | 0 | 0 | 0 | 0 | 0 | 0 | 0 | 0 | 0 | FALSE | 0% | 0% | 0% | 0% | 0% | 0% | FALSE | 0% | 0% | 0% | 0% | 0% | FALSE | 0% | 0% | 0% | 0% | 0% | 0% | 0% | 0% | N/A | N/A
| 664 | N/A | N/A | N/A | N/A | N/A | N/A | N/A | N/A | N/A | N/A | N/A | N/A | N/A | N/A | 0% | 0 | N/A | 0% | FALSE | N/A | N/A | N/A | N/A | N/A | FALSE | FALSE | TRUE | 0 | 0 | 0 | 0 | 0 | 0 | 0 | 0 | 0 | 0 | 0 | 0 | 0 | 0 | 0 | 0 | 0 | 0 | 0 | 0 | 0 | 0 | 0 | 0 | 0 | 0 | 0 | 0 | 0 | 0 | 0% | 0% | 0% | 0% | 0% | 0 | 0 | 0 | 0 | 0 | 0 | 0 | 0 | 0 | 0 | 0 | 0 | 0 | 0 | 0 | 0 | 0 | 0 | 0 | 0 | 0 | 0 | 0 | 0 | 0 | 0 | 0 | 0 | 0 | 0 | FALSE | 0% | 0% | 0% | 0% | 0% | 0% | FALSE | 0% | 0% | 0% | 0% | 0% | FALSE | 0% | 0% | 0% | 0% | 0% | 0% | 0% | 0% | N/A | N/A
| 665 | N/A | N/A | N/A | N/A | N/A | N/A | N/A | N/A | N/A | N/A | N/A | N/A | N/A | N/A | 0% | 0 | N/A | 0% | FALSE | N/A | N/A | N/A | N/A | N/A | FALSE | FALSE | TRUE | 0 | 0 | 0 | 0 | 0 | 0 | 0 | 0 | 0 | 0 | 0 | 0 | 0 | 0 | 0 | 0 | 0 | 0 | 0 | 0 | 0 | 0 | 0 | 0 | 0 | 0 | 0 | 0 | 0 | 0 | 0% | 0% | 0% | 0% | 0% | 0 | 0 | 0 | 0 | 0 | 0 | 0 | 0 | 0 | 0 | 0 | 0 | 0 | 0 | 0 | 0 | 0 | 0 | 0 | 0 | 0 | 0 | 0 | 0 | 0 | 0 | 0 | 0 | 0 | 0 | FALSE | 0% | 0% | 0% | 0% | 0% | 0% | FALSE | 0% | 0% | 0% | 0% | 0% | FALSE | 0% | 0% | 0% | 0% | 0% | 0% | 0% | 0% | N/A | N/A
| 666 | N/A | N/A | N/A | N/A | N/A | N/A | N/A | N/A | N/A | N/A | N/A | N/A | N/A | N/A | 0% | 0 | N/A | 0% | FALSE | N/A | N/A | N/A | N/A | N/A | FALSE | FALSE | TRUE | 0 | 0 | 0 | 0 | 0 | 0 | 0 | 0 | 0 | 0 | 0 | 0 | 0 | 0 | 0 | 0 | 0 | 0 | 0 | 0 | 0 | 0 | 0 | 0 | 0 | 0 | 0 | 0 | 0 | 0 | 0% | 0% | 0% | 0% | 0% | 0 | 0 | 0 | 0 | 0 | 0 | 0 | 0 | 0 | 0 | 0 | 0 | 0 | 0 | 0 | 0 | 0 | 0 | 0 | 0 | 0 | 0 | 0 | 0 | 0 | 0 | 0 | 0 | 0 | 0 | FALSE | 0% | 0% | 0% | 0% | 0% | 0% | FALSE | 0% | 0% | 0% | 0% | 0% | FALSE | 0% | 0% | 0% | 0% | 0% | 0% | 0% | 0% | N/A | N/A
| 667 | N/A | N/A | N/A | N/A | N/A | N/A | N/A | N/A | N/A | N/A | N/A | N/A | N/A | N/A | 0% | 0 | N/A | 0% | FALSE | N/A | N/A | N/A | N/A | N/A | FALSE | FALSE | TRUE | 0 | 0 | 0 | 0 | 0 | 0 | 0 | 0 | 0 | 0 | 0 | 0 | 0 | 0 | 0 | 0 | 0 | 0 | 0 | 0 | 0 | 0 | 0 | 0 | 0 | 0 | 0 | 0 | 0 | 0 | 0% | 0% | 0% | 0% | 0% | 0 | 0 | 0 | 0 | 0 | 0 | 0 | 0 | 0 | 0 | 0 | 0 | 0 | 0 | 0 | 0 | 0 | 0 | 0 | 0 | 0 | 0 | 0 | 0 | 0 | 0 | 0 | 0 | 0 | 0 | FALSE | 0% | 0% | 0% | 0% | 0% | 0% | FALSE | 0% | 0% | 0% | 0% | 0% | FALSE | 0% | 0% | 0% | 0% | 0% | 0% | 0% | 0% | N/A | N/A
| 668 | N/A | N/A | N/A | N/A | N/A | N/A | N/A | N/A | N/A | N/A | N/A | N/A | N/A | N/A | 0% | 0 | N/A | 0% | FALSE | N/A | N/A | N/A | N/A | N/A | FALSE | FALSE | TRUE | 0 | 0 | 0 | 0 | 0 | 0 | 0 | 0 | 0 | 0 | 0 | 0 | 0 | 0 | 0 | 0 | 0 | 0 | 0 | 0 | 0 | 0 | 0 | 0 | 0 | 0 | 0 | 0 | 0 | 0 | 0% | 0% | 0% | 0% | 0% | 0 | 0 | 0 | 0 | 0 | 0 | 0 | 0 | 0 | 0 | 0 | 0 | 0 | 0 | 0 | 0 | 0 | 0 | 0 | 0 | 0 | 0 | 0 | 0 | 0 | 0 | 0 | 0 | 0 | 0 | FALSE | 0% | 0% | 0% | 0% | 0% | 0% | FALSE | 0% | 0% | 0% | 0% | 0% | FALSE | 0% | 0% | 0% | 0% | 0% | 0% | 0% | 0% | N/A | N/A
| 669 | N/A | N/A | N/A | N/A | N/A | N/A | N/A | N/A | N/A | N/A | N/A | N/A | N/A | N/A | 0% | 0 | N/A | 0% | FALSE | N/A | N/A | N/A | N/A | N/A | FALSE | FALSE | TRUE | 0 | 0 | 0 | 0 | 0 | 0 | 0 | 0 | 0 | 0 | 0 | 0 | 0 | 0 | 0 | 0 | 0 | 0 | 0 | 0 | 0 | 0 | 0 | 0 | 0 | 0 | 0 | 0 | 0 | 0 | 0% | 0% | 0% | 0% | 0% | 0 | 0 | 0 | 0 | 0 | 0 | 0 | 0 | 0 | 0 | 0 | 0 | 0 | 0 | 0 | 0 | 0 | 0 | 0 | 0 | 0 | 0 | 0 | 0 | 0 | 0 | 0 | 0 | 0 | 0 | FALSE | 0% | 0% | 0% | 0% | 0% | 0% | FALSE | 0% | 0% | 0% | 0% | 0% | FALSE | 0% | 0% | 0% | 0% | 0% | 0% | 0% | 0% | N/A | N/A
| 670 | N/A | N/A | N/A | N/A | N/A | N/A | N/A | N/A | N/A | N/A | N/A | N/A | N/A | N/A | 0% | 0 | N/A | 0% | FALSE | N/A | N/A | N/A | N/A | N/A | FALSE | FALSE | TRUE | 0 | 0 | 0 | 0 | 0 | 0 | 0 | 0 | 0 | 0 | 0 | 0 | 0 | 0 | 0 | 0 | 0 | 0 | 0 | 0 | 0 | 0 | 0 | 0 | 0 | 0 | 0 | 0 | 0 | 0 | 0% | 0% | 0% | 0% | 0% | 0 | 0 | 0 | 0 | 0 | 0 | 0 | 0 | 0 | 0 | 0 | 0 | 0 | 0 | 0 | 0 | 0 | 0 | 0 | 0 | 0 | 0 | 0 | 0 | 0 | 0 | 0 | 0 | 0 | 0 | FALSE | 0% | 0% | 0% | 0% | 0% | 0% | FALSE | 0% | 0% | 0% | 0% | 0% | FALSE | 0% | 0% | 0% | 0% | 0% | 0% | 0% | 0% | N/A | N/A
| 671 | N/A | N/A | N/A | N/A | N/A | N/A | N/A | N/A | N/A | N/A | N/A | N/A | N/A | N/A | 0% | 0 | N/A | 0% | FALSE | N/A | N/A | N/A | N/A | N/A | FALSE | FALSE | TRUE | 0 | 0 | 0 | 0 | 0 | 0 | 0 | 0 | 0 | 0 | 0 | 0 | 0 | 0 | 0 | 0 | 0 | 0 | 0 | 0 | 0 | 0 | 0 | 0 | 0 | 0 | 0 | 0 | 0 | 0 | 0% | 0% | 0% | 0% | 0% | 0 | 0 | 0 | 0 | 0 | 0 | 0 | 0 | 0 | 0 | 0 | 0 | 0 | 0 | 0 | 0 | 0 | 0 | 0 | 0 | 0 | 0 | 0 | 0 | 0 | 0 | 0 | 0 | 0 | 0 | FALSE | 0% | 0% | 0% | 0% | 0% | 0% | FALSE | 0% | 0% | 0% | 0% | 0% | FALSE | 0% | 0% | 0% | 0% | 0% | 0% | 0% | 0% | N/A | N/A
| 672 | N/A | N/A | N/A | N/A | N/A | N/A | N/A | N/A | N/A | N/A | N/A | N/A | N/A | N/A | 0% | 0 | N/A | 0% | FALSE | N/A | N/A | N/A | N/A | N/A | FALSE | FALSE | TRUE | 0 | 0 | 0 | 0 | 0 | 0 | 0 | 0 | 0 | 0 | 0 | 0 | 0 | 0 | 0 | 0 | 0 | 0 | 0 | 0 | 0 | 0 | 0 | 0 | 0 | 0 | 0 | 0 | 0 | 0 | 0% | 0% | 0% | 0% | 0% | 0 | 0 | 0 | 0 | 0 | 0 | 0 | 0 | 0 | 0 | 0 | 0 | 0 | 0 | 0 | 0 | 0 | 0 | 0 | 0 | 0 | 0 | 0 | 0 | 0 | 0 | 0 | 0 | 0 | 0 | FALSE | 0% | 0% | 0% | 0% | 0% | 0% | FALSE | 0% | 0% | 0% | 0% | 0% | FALSE | 0% | 0% | 0% | 0% | 0% | 0% | 0% | 0% | N/A | N/A
| 673 | N/A | N/A | N/A | N/A | N/A | N/A | N/A | N/A | N/A | N/A | N/A | N/A | N/A | N/A | 0% | 0 | N/A | 0% | FALSE | N/A | N/A | N/A | N/A | N/A | FALSE | FALSE | TRUE | 0 | 0 | 0 | 0 | 0 | 0 | 0 | 0 | 0 | 0 | 0 | 0 | 0 | 0 | 0 | 0 | 0 | 0 | 0 | 0 | 0 | 0 | 0 | 0 | 0 | 0 | 0 | 0 | 0 | 0 | 0% | 0% | 0% | 0% | 0% | 0 | 0 | 0 | 0 | 0 | 0 | 0 | 0 | 0 | 0 | 0 | 0 | 0 | 0 | 0 | 0 | 0 | 0 | 0 | 0 | 0 | 0 | 0 | 0 | 0 | 0 | 0 | 0 | 0 | 0 | FALSE | 0% | 0% | 0% | 0% | 0% | 0% | FALSE | 0% | 0% | 0% | 0% | 0% | FALSE | 0% | 0% | 0% | 0% | 0% | 0% | 0% | 0% | N/A | N/A
| 674 | N/A | N/A | N/A | N/A | N/A | N/A | N/A | N/A | N/A | N/A | N/A | N/A | N/A | N/A | 0% | 0 | N/A | 0% | FALSE | N/A | N/A | N/A | N/A | N/A | FALSE | FALSE | TRUE | 0 | 0 | 0 | 0 | 0 | 0 | 0 | 0 | 0 | 0 | 0 | 0 | 0 | 0 | 0 | 0 | 0 | 0 | 0 | 0 | 0 | 0 | 0 | 0 | 0 | 0 | 0 | 0 | 0 | 0 | 0% | 0% | 0% | 0% | 0% | 0 | 0 | 0 | 0 | 0 | 0 | 0 | 0 | 0 | 0 | 0 | 0 | 0 | 0 | 0 | 0 | 0 | 0 | 0 | 0 | 0 | 0 | 0 | 0 | 0 | 0 | 0 | 0 | 0 | 0 | FALSE | 0% | 0% | 0% | 0% | 0% | 0% | FALSE | 0% | 0% | 0% | 0% | 0% | FALSE | 0% | 0% | 0% | 0% | 0% | 0% | 0% | 0% | N/A | N/A
| 675 | N/A | N/A | N/A | N/A | N/A | N/A | N/A | N/A | N/A | N/A | N/A | N/A | N/A | N/A | 0% | 0 | N/A | 0% | FALSE | N/A | N/A | N/A | N/A | N/A | FALSE | FALSE | TRUE | 0 | 0 | 0 | 0 | 0 | 0 | 0 | 0 | 0 | 0 | 0 | 0 | 0 | 0 | 0 | 0 | 0 | 0 | 0 | 0 | 0 | 0 | 0 | 0 | 0 | 0 | 0 | 0 | 0 | 0 | 0% | 0% | 0% | 0% | 0% | 0 | 0 | 0 | 0 | 0 | 0 | 0 | 0 | 0 | 0 | 0 | 0 | 0 | 0 | 0 | 0 | 0 | 0 | 0 | 0 | 0 | 0 | 0 | 0 | 0 | 0 | 0 | 0 | 0 | 0 | FALSE | 0% | 0% | 0% | 0% | 0% | 0% | FALSE | 0% | 0% | 0% | 0% | 0% | FALSE | 0% | 0% | 0% | 0% | 0% | 0% | 0% | 0% | N/A | N/A
| 676 | N/A | N/A | N/A | N/A | N/A | N/A | N/A | N/A | N/A | N/A | N/A | N/A | N/A | N/A | 0% | 0 | N/A | 0% | FALSE | N/A | N/A | N/A | N/A | N/A | FALSE | FALSE | TRUE | 0 | 0 | 0 | 0 | 0 | 0 | 0 | 0 | 0 | 0 | 0 | 0 | 0 | 0 | 0 | 0 | 0 | 0 | 0 | 0 | 0 | 0 | 0 | 0 | 0 | 0 | 0 | 0 | 0 | 0 | 0% | 0% | 0% | 0% | 0% | 0 | 0 | 0 | 0 | 0 | 0 | 0 | 0 | 0 | 0 | 0 | 0 | 0 | 0 | 0 | 0 | 0 | 0 | 0 | 0 | 0 | 0 | 0 | 0 | 0 | 0 | 0 | 0 | 0 | 0 | FALSE | 0% | 0% | 0% | 0% | 0% | 0% | FALSE | 0% | 0% | 0% | 0% | 0% | FALSE | 0% | 0% | 0% | 0% | 0% | 0% | 0% | 0% | N/A | N/A
| 677 | N/A | N/A | N/A | N/A | N/A | N/A | N/A | N/A | N/A | N/A | N/A | N/A | N/A | N/A | 0% | 0 | N/A | 0% | FALSE | N/A | N/A | N/A | N/A | N/A | FALSE | FALSE | TRUE | 0 | 0 | 0 | 0 | 0 | 0 | 0 | 0 | 0 | 0 | 0 | 0 | 0 | 0 | 0 | 0 | 0 | 0 | 0 | 0 | 0 | 0 | 0 | 0 | 0 | 0 | 0 | 0 | 0 | 0 | 0% | 0% | 0% | 0% | 0% | 0 | 0 | 0 | 0 | 0 | 0 | 0 | 0 | 0 | 0 | 0 | 0 | 0 | 0 | 0 | 0 | 0 | 0 | 0 | 0 | 0 | 0 | 0 | 0 | 0 | 0 | 0 | 0 | 0 | 0 | FALSE | 0% | 0% | 0% | 0% | 0% | 0% | FALSE | 0% | 0% | 0% | 0% | 0% | FALSE | 0% | 0% | 0% | 0% | 0% | 0% | 0% | 0% | N/A | N/A
| 678 | N/A | N/A | N/A | N/A | N/A | N/A | N/A | N/A | N/A | N/A | N/A | N/A | N/A | N/A | 0% | 0 | N/A | 0% | FALSE | N/A | N/A | N/A | N/A | N/A | FALSE | FALSE | TRUE | 0 | 0 | 0 | 0 | 0 | 0 | 0 | 0 | 0 | 0 | 0 | 0 | 0 | 0 | 0 | 0 | 0 | 0 | 0 | 0 | 0 | 0 | 0 | 0 | 0 | 0 | 0 | 0 | 0 | 0 | 0% | 0% | 0% | 0% | 0% | 0 | 0 | 0 | 0 | 0 | 0 | 0 | 0 | 0 | 0 | 0 | 0 | 0 | 0 | 0 | 0 | 0 | 0 | 0 | 0 | 0 | 0 | 0 | 0 | 0 | 0 | 0 | 0 | 0 | 0 | FALSE | 0% | 0% | 0% | 0% | 0% | 0% | FALSE | 0% | 0% | 0% | 0% | 0% | FALSE | 0% | 0% | 0% | 0% | 0% | 0% | 0% | 0% | N/A | N/A
| 679 | N/A | N/A | N/A | N/A | N/A | N/A | N/A | N/A | N/A | N/A | N/A | N/A | N/A | N/A | 0% | 0 | N/A | 0% | FALSE | N/A | N/A | N/A | N/A | N/A | FALSE | FALSE | TRUE | 0 | 0 | 0 | 0 | 0 | 0 | 0 | 0 | 0 | 0 | 0 | 0 | 0 | 0 | 0 | 0 | 0 | 0 | 0 | 0 | 0 | 0 | 0 | 0 | 0 | 0 | 0 | 0 | 0 | 0 | 0% | 0% | 0% | 0% | 0% | 0 | 0 | 0 | 0 | 0 | 0 | 0 | 0 | 0 | 0 | 0 | 0 | 0 | 0 | 0 | 0 | 0 | 0 | 0 | 0 | 0 | 0 | 0 | 0 | 0 | 0 | 0 | 0 | 0 | 0 | FALSE | 0% | 0% | 0% | 0% | 0% | 0% | FALSE | 0% | 0% | 0% | 0% | 0% | FALSE | 0% | 0% | 0% | 0% | 0% | 0% | 0% | 0% | N/A | N/A
| 680 | N/A | N/A | N/A | N/A | N/A | N/A | N/A | N/A | N/A | N/A | N/A | N/A | N/A | N/A | 0% | 0 | N/A | 0% | FALSE | N/A | N/A | N/A | N/A | N/A | FALSE | FALSE | TRUE | 0 | 0 | 0 | 0 | 0 | 0 | 0 | 0 | 0 | 0 | 0 | 0 | 0 | 0 | 0 | 0 | 0 | 0 | 0 | 0 | 0 | 0 | 0 | 0 | 0 | 0 | 0 | 0 | 0 | 0 | 0% | 0% | 0% | 0% | 0% | 0 | 0 | 0 | 0 | 0 | 0 | 0 | 0 | 0 | 0 | 0 | 0 | 0 | 0 | 0 | 0 | 0 | 0 | 0 | 0 | 0 | 0 | 0 | 0 | 0 | 0 | 0 | 0 | 0 | 0 | FALSE | 0% | 0% | 0% | 0% | 0% | 0% | FALSE | 0% | 0% | 0% | 0% | 0% | FALSE | 0% | 0% | 0% | 0% | 0% | 0% | 0% | 0% | N/A | N/A
| 681 | N/A | N/A | N/A | N/A | N/A | N/A | N/A | N/A | N/A | N/A | N/A | N/A | N/A | N/A | 0% | 0 | N/A | 0% | FALSE | N/A | N/A | N/A | N/A | N/A | FALSE | FALSE | TRUE | 0 | 0 | 0 | 0 | 0 | 0 | 0 | 0 | 0 | 0 | 0 | 0 | 0 | 0 | 0 | 0 | 0 | 0 | 0 | 0 | 0 | 0 | 0 | 0 | 0 | 0 | 0 | 0 | 0 | 0 | 0% | 0% | 0% | 0% | 0% | 0 | 0 | 0 | 0 | 0 | 0 | 0 | 0 | 0 | 0 | 0 | 0 | 0 | 0 | 0 | 0 | 0 | 0 | 0 | 0 | 0 | 0 | 0 | 0 | 0 | 0 | 0 | 0 | 0 | 0 | FALSE | 0% | 0% | 0% | 0% | 0% | 0% | FALSE | 0% | 0% | 0% | 0% | 0% | FALSE | 0% | 0% | 0% | 0% | 0% | 0% | 0% | 0% | N/A | N/A
| 682 | N/A | N/A | N/A | N/A | N/A | N/A | N/A | N/A | N/A | N/A | N/A | N/A | N/A | N/A | 0% | 0 | N/A | 0% | FALSE | N/A | N/A | N/A | N/A | N/A | FALSE | FALSE | TRUE | 0 | 0 | 0 | 0 | 0 | 0 | 0 | 0 | 0 | 0 | 0 | 0 | 0 | 0 | 0 | 0 | 0 | 0 | 0 | 0 | 0 | 0 | 0 | 0 | 0 | 0 | 0 | 0 | 0 | 0 | 0% | 0% | 0% | 0% | 0% | 0 | 0 | 0 | 0 | 0 | 0 | 0 | 0 | 0 | 0 | 0 | 0 | 0 | 0 | 0 | 0 | 0 | 0 | 0 | 0 | 0 | 0 | 0 | 0 | 0 | 0 | 0 | 0 | 0 | 0 | FALSE | 0% | 0% | 0% | 0% | 0% | 0% | FALSE | 0% | 0% | 0% | 0% | 0% | FALSE | 0% | 0% | 0% | 0% | 0% | 0% | 0% | 0% | N/A | N/A
| 683 | N/A | N/A | N/A | N/A | N/A | N/A | N/A | N/A | N/A | N/A | N/A | N/A | N/A | N/A | 0% | 0 | N/A | 0% | FALSE | N/A | N/A | N/A | N/A | N/A | FALSE | FALSE | TRUE | 0 | 0 | 0 | 0 | 0 | 0 | 0 | 0 | 0 | 0 | 0 | 0 | 0 | 0 | 0 | 0 | 0 | 0 | 0 | 0 | 0 | 0 | 0 | 0 | 0 | 0 | 0 | 0 | 0 | 0 | 0% | 0% | 0% | 0% | 0% | 0 | 0 | 0 | 0 | 0 | 0 | 0 | 0 | 0 | 0 | 0 | 0 | 0 | 0 | 0 | 0 | 0 | 0 | 0 | 0 | 0 | 0 | 0 | 0 | 0 | 0 | 0 | 0 | 0 | 0 | FALSE | 0% | 0% | 0% | 0% | 0% | 0% | FALSE | 0% | 0% | 0% | 0% | 0% | FALSE | 0% | 0% | 0% | 0% | 0% | 0% | 0% | 0% | N/A | N/A
| 684 | N/A | N/A | N/A | N/A | N/A | N/A | N/A | N/A | N/A | N/A | N/A | N/A | N/A | N/A | 0% | 0 | N/A | 0% | FALSE | N/A | N/A | N/A | N/A | N/A | FALSE | FALSE | TRUE | 0 | 0 | 0 | 0 | 0 | 0 | 0 | 0 | 0 | 0 | 0 | 0 | 0 | 0 | 0 | 0 | 0 | 0 | 0 | 0 | 0 | 0 | 0 | 0 | 0 | 0 | 0 | 0 | 0 | 0 | 0% | 0% | 0% | 0% | 0% | 0 | 0 | 0 | 0 | 0 | 0 | 0 | 0 | 0 | 0 | 0 | 0 | 0 | 0 | 0 | 0 | 0 | 0 | 0 | 0 | 0 | 0 | 0 | 0 | 0 | 0 | 0 | 0 | 0 | 0 | FALSE | 0% | 0% | 0% | 0% | 0% | 0% | FALSE | 0% | 0% | 0% | 0% | 0% | FALSE | 0% | 0% | 0% | 0% | 0% | 0% | 0% | 0% | N/A | N/A
| 685 | N/A | N/A | N/A | N/A | N/A | N/A | N/A | N/A | N/A | N/A | N/A | N/A | N/A | N/A | 0% | 0 | N/A | 0% | FALSE | N/A | N/A | N/A | N/A | N/A | FALSE | FALSE | TRUE | 0 | 0 | 0 | 0 | 0 | 0 | 0 | 0 | 0 | 0 | 0 | 0 | 0 | 0 | 0 | 0 | 0 | 0 | 0 | 0 | 0 | 0 | 0 | 0 | 0 | 0 | 0 | 0 | 0 | 0 | 0% | 0% | 0% | 0% | 0% | 0 | 0 | 0 | 0 | 0 | 0 | 0 | 0 | 0 | 0 | 0 | 0 | 0 | 0 | 0 | 0 | 0 | 0 | 0 | 0 | 0 | 0 | 0 | 0 | 0 | 0 | 0 | 0 | 0 | 0 | FALSE | 0% | 0% | 0% | 0% | 0% | 0% | FALSE | 0% | 0% | 0% | 0% | 0% | FALSE | 0% | 0% | 0% | 0% | 0% | 0% | 0% | 0% | N/A | N/A
| 686 | N/A | N/A | N/A | N/A | N/A | N/A | N/A | N/A | N/A | N/A | N/A | N/A | N/A | N/A | 0% | 0 | N/A | 0% | FALSE | N/A | N/A | N/A | N/A | N/A | FALSE | FALSE | TRUE | 0 | 0 | 0 | 0 | 0 | 0 | 0 | 0 | 0 | 0 | 0 | 0 | 0 | 0 | 0 | 0 | 0 | 0 | 0 | 0 | 0 | 0 | 0 | 0 | 0 | 0 | 0 | 0 | 0 | 0 | 0% | 0% | 0% | 0% | 0% | 0 | 0 | 0 | 0 | 0 | 0 | 0 | 0 | 0 | 0 | 0 | 0 | 0 | 0 | 0 | 0 | 0 | 0 | 0 | 0 | 0 | 0 | 0 | 0 | 0 | 0 | 0 | 0 | 0 | 0 | FALSE | 0% | 0% | 0% | 0% | 0% | 0% | FALSE | 0% | 0% | 0% | 0% | 0% | FALSE | 0% | 0% | 0% | 0% | 0% | 0% | 0% | 0% | N/A | N/A
| 687 | N/A | N/A | N/A | N/A | N/A | N/A | N/A | N/A | N/A | N/A | N/A | N/A | N/A | N/A | 0% | 0 | N/A | 0% | FALSE | N/A | N/A | N/A | N/A | N/A | FALSE | FALSE | TRUE | 0 | 0 | 0 | 0 | 0 | 0 | 0 | 0 | 0 | 0 | 0 | 0 | 0 | 0 | 0 | 0 | 0 | 0 | 0 | 0 | 0 | 0 | 0 | 0 | 0 | 0 | 0 | 0 | 0 | 0 | 0% | 0% | 0% | 0% | 0% | 0 | 0 | 0 | 0 | 0 | 0 | 0 | 0 | 0 | 0 | 0 | 0 | 0 | 0 | 0 | 0 | 0 | 0 | 0 | 0 | 0 | 0 | 0 | 0 | 0 | 0 | 0 | 0 | 0 | 0 | FALSE | 0% | 0% | 0% | 0% | 0% | 0% | FALSE | 0% | 0% | 0% | 0% | 0% | FALSE | 0% | 0% | 0% | 0% | 0% | 0% | 0% | 0% | N/A | N/A
| 688 | N/A | N/A | N/A | N/A | N/A | N/A | N/A | N/A | N/A | N/A | N/A | N/A | N/A | N/A | 0% | 0 | N/A | 0% | FALSE | N/A | N/A | N/A | N/A | N/A | FALSE | FALSE | TRUE | 0 | 0 | 0 | 0 | 0 | 0 | 0 | 0 | 0 | 0 | 0 | 0 | 0 | 0 | 0 | 0 | 0 | 0 | 0 | 0 | 0 | 0 | 0 | 0 | 0 | 0 | 0 | 0 | 0 | 0 | 0% | 0% | 0% | 0% | 0% | 0 | 0 | 0 | 0 | 0 | 0 | 0 | 0 | 0 | 0 | 0 | 0 | 0 | 0 | 0 | 0 | 0 | 0 | 0 | 0 | 0 | 0 | 0 | 0 | 0 | 0 | 0 | 0 | 0 | 0 | FALSE | 0% | 0% | 0% | 0% | 0% | 0% | FALSE | 0% | 0% | 0% | 0% | 0% | FALSE | 0% | 0% | 0% | 0% | 0% | 0% | 0% | 0% | N/A | N/A
| 689 | N/A | N/A | N/A | N/A | N/A | N/A | N/A | N/A | N/A | N/A | N/A | N/A | N/A | N/A | 0% | 0 | N/A | 0% | FALSE | N/A | N/A | N/A | N/A | N/A | FALSE | FALSE | TRUE | 0 | 0 | 0 | 0 | 0 | 0 | 0 | 0 | 0 | 0 | 0 | 0 | 0 | 0 | 0 | 0 | 0 | 0 | 0 | 0 | 0 | 0 | 0 | 0 | 0 | 0 | 0 | 0 | 0 | 0 | 0% | 0% | 0% | 0% | 0% | 0 | 0 | 0 | 0 | 0 | 0 | 0 | 0 | 0 | 0 | 0 | 0 | 0 | 0 | 0 | 0 | 0 | 0 | 0 | 0 | 0 | 0 | 0 | 0 | 0 | 0 | 0 | 0 | 0 | 0 | FALSE | 0% | 0% | 0% | 0% | 0% | 0% | FALSE | 0% | 0% | 0% | 0% | 0% | FALSE | 0% | 0% | 0% | 0% | 0% | 0% | 0% | 0% | N/A | N/A
| 690 | N/A | N/A | N/A | N/A | N/A | N/A | N/A | N/A | N/A | N/A | N/A | N/A | N/A | N/A | 0% | 0 | N/A | 0% | FALSE | N/A | N/A | N/A | N/A | N/A | FALSE | FALSE | TRUE | 0 | 0 | 0 | 0 | 0 | 0 | 0 | 0 | 0 | 0 | 0 | 0 | 0 | 0 | 0 | 0 | 0 | 0 | 0 | 0 | 0 | 0 | 0 | 0 | 0 | 0 | 0 | 0 | 0 | 0 | 0% | 0% | 0% | 0% | 0% | 0 | 0 | 0 | 0 | 0 | 0 | 0 | 0 | 0 | 0 | 0 | 0 | 0 | 0 | 0 | 0 | 0 | 0 | 0 | 0 | 0 | 0 | 0 | 0 | 0 | 0 | 0 | 0 | 0 | 0 | FALSE | 0% | 0% | 0% | 0% | 0% | 0% | FALSE | 0% | 0% | 0% | 0% | 0% | FALSE | 0% | 0% | 0% | 0% | 0% | 0% | 0% | 0% | N/A | N/A
| 691 | N/A | N/A | N/A | N/A | N/A | N/A | N/A | N/A | N/A | N/A | N/A | N/A | N/A | N/A | 0% | 0 | N/A | 0% | FALSE | N/A | N/A | N/A | N/A | N/A | FALSE | FALSE | TRUE | 0 | 0 | 0 | 0 | 0 | 0 | 0 | 0 | 0 | 0 | 0 | 0 | 0 | 0 | 0 | 0 | 0 | 0 | 0 | 0 | 0 | 0 | 0 | 0 | 0 | 0 | 0 | 0 | 0 | 0 | 0% | 0% | 0% | 0% | 0% | 0 | 0 | 0 | 0 | 0 | 0 | 0 | 0 | 0 | 0 | 0 | 0 | 0 | 0 | 0 | 0 | 0 | 0 | 0 | 0 | 0 | 0 | 0 | 0 | 0 | 0 | 0 | 0 | 0 | 0 | FALSE | 0% | 0% | 0% | 0% | 0% | 0% | FALSE | 0% | 0% | 0% | 0% | 0% | FALSE | 0% | 0% | 0% | 0% | 0% | 0% | 0% | 0% | N/A | N/A
| 692 | N/A | N/A | N/A | N/A | N/A | N/A | N/A | N/A | N/A | N/A | N/A | N/A | N/A | N/A | 0% | 0 | N/A | 0% | FALSE | N/A | N/A | N/A | N/A | N/A | FALSE | FALSE | TRUE | 0 | 0 | 0 | 0 | 0 | 0 | 0 | 0 | 0 | 0 | 0 | 0 | 0 | 0 | 0 | 0 | 0 | 0 | 0 | 0 | 0 | 0 | 0 | 0 | 0 | 0 | 0 | 0 | 0 | 0 | 0% | 0% | 0% | 0% | 0% | 0 | 0 | 0 | 0 | 0 | 0 | 0 | 0 | 0 | 0 | 0 | 0 | 0 | 0 | 0 | 0 | 0 | 0 | 0 | 0 | 0 | 0 | 0 | 0 | 0 | 0 | 0 | 0 | 0 | 0 | FALSE | 0% | 0% | 0% | 0% | 0% | 0% | FALSE | 0% | 0% | 0% | 0% | 0% | FALSE | 0% | 0% | 0% | 0% | 0% | 0% | 0% | 0% | N/A | N/A
| 693 | N/A | N/A | N/A | N/A | N/A | N/A | N/A | N/A | N/A | N/A | N/A | N/A | N/A | N/A | 0% | 0 | N/A | 0% | FALSE | N/A | N/A | N/A | N/A | N/A | FALSE | FALSE | TRUE | 0 | 0 | 0 | 0 | 0 | 0 | 0 | 0 | 0 | 0 | 0 | 0 | 0 | 0 | 0 | 0 | 0 | 0 | 0 | 0 | 0 | 0 | 0 | 0 | 0 | 0 | 0 | 0 | 0 | 0 | 0% | 0% | 0% | 0% | 0% | 0 | 0 | 0 | 0 | 0 | 0 | 0 | 0 | 0 | 0 | 0 | 0 | 0 | 0 | 0 | 0 | 0 | 0 | 0 | 0 | 0 | 0 | 0 | 0 | 0 | 0 | 0 | 0 | 0 | 0 | FALSE | 0% | 0% | 0% | 0% | 0% | 0% | FALSE | 0% | 0% | 0% | 0% | 0% | FALSE | 0% | 0% | 0% | 0% | 0% | 0% | 0% | 0% | N/A | N/A
| 694 | N/A | N/A | N/A | N/A | N/A | N/A | N/A | N/A | N/A | N/A | N/A | N/A | N/A | N/A | 0% | 0 | N/A | 0% | FALSE | N/A | N/A | N/A | N/A | N/A | FALSE | FALSE | TRUE | 0 | 0 | 0 | 0 | 0 | 0 | 0 | 0 | 0 | 0 | 0 | 0 | 0 | 0 | 0 | 0 | 0 | 0 | 0 | 0 | 0 | 0 | 0 | 0 | 0 | 0 | 0 | 0 | 0 | 0 | 0% | 0% | 0% | 0% | 0% | 0 | 0 | 0 | 0 | 0 | 0 | 0 | 0 | 0 | 0 | 0 | 0 | 0 | 0 | 0 | 0 | 0 | 0 | 0 | 0 | 0 | 0 | 0 | 0 | 0 | 0 | 0 | 0 | 0 | 0 | FALSE | 0% | 0% | 0% | 0% | 0% | 0% | FALSE | 0% | 0% | 0% | 0% | 0% | FALSE | 0% | 0% | 0% | 0% | 0% | 0% | 0% | 0% | N/A | N/A
| 695 | N/A | N/A | N/A | N/A | N/A | N/A | N/A | N/A | N/A | N/A | N/A | N/A | N/A | N/A | 0% | 0 | N/A | 0% | FALSE | N/A | N/A | N/A | N/A | N/A | FALSE | FALSE | TRUE | 0 | 0 | 0 | 0 | 0 | 0 | 0 | 0 | 0 | 0 | 0 | 0 | 0 | 0 | 0 | 0 | 0 | 0 | 0 | 0 | 0 | 0 | 0 | 0 | 0 | 0 | 0 | 0 | 0 | 0 | 0% | 0% | 0% | 0% | 0% | 0 | 0 | 0 | 0 | 0 | 0 | 0 | 0 | 0 | 0 | 0 | 0 | 0 | 0 | 0 | 0 | 0 | 0 | 0 | 0 | 0 | 0 | 0 | 0 | 0 | 0 | 0 | 0 | 0 | 0 | FALSE | 0% | 0% | 0% | 0% | 0% | 0% | FALSE | 0% | 0% | 0% | 0% | 0% | FALSE | 0% | 0% | 0% | 0% | 0% | 0% | 0% | 0% | N/A | N/A
| 696 | N/A | N/A | N/A | N/A | N/A | N/A | N/A | N/A | N/A | N/A | N/A | N/A | N/A | N/A | 0% | 0 | N/A | 0% | FALSE | N/A | N/A | N/A | N/A | N/A | FALSE | FALSE | TRUE | 0 | 0 | 0 | 0 | 0 | 0 | 0 | 0 | 0 | 0 | 0 | 0 | 0 | 0 | 0 | 0 | 0 | 0 | 0 | 0 | 0 | 0 | 0 | 0 | 0 | 0 | 0 | 0 | 0 | 0 | 0% | 0% | 0% | 0% | 0% | 0 | 0 | 0 | 0 | 0 | 0 | 0 | 0 | 0 | 0 | 0 | 0 | 0 | 0 | 0 | 0 | 0 | 0 | 0 | 0 | 0 | 0 | 0 | 0 | 0 | 0 | 0 | 0 | 0 | 0 | FALSE | 0% | 0% | 0% | 0% | 0% | 0% | FALSE | 0% | 0% | 0% | 0% | 0% | FALSE | 0% | 0% | 0% | 0% | 0% | 0% | 0% | 0% | N/A | N/A
| 697 | N/A | N/A | N/A | N/A | N/A | N/A | N/A | N/A | N/A | N/A | N/A | N/A | N/A | N/A | 0% | 0 | N/A | 0% | FALSE | N/A | N/A | N/A | N/A | N/A | FALSE | FALSE | TRUE | 0 | 0 | 0 | 0 | 0 | 0 | 0 | 0 | 0 | 0 | 0 | 0 | 0 | 0 | 0 | 0 | 0 | 0 | 0 | 0 | 0 | 0 | 0 | 0 | 0 | 0 | 0 | 0 | 0 | 0 | 0% | 0% | 0% | 0% | 0% | 0 | 0 | 0 | 0 | 0 | 0 | 0 | 0 | 0 | 0 | 0 | 0 | 0 | 0 | 0 | 0 | 0 | 0 | 0 | 0 | 0 | 0 | 0 | 0 | 0 | 0 | 0 | 0 | 0 | 0 | FALSE | 0% | 0% | 0% | 0% | 0% | 0% | FALSE | 0% | 0% | 0% | 0% | 0% | FALSE | 0% | 0% | 0% | 0% | 0% | 0% | 0% | 0% | N/A | N/A
| 698 | N/A | N/A | N/A | N/A | N/A | N/A | N/A | N/A | N/A | N/A | N/A | N/A | N/A | N/A | 0% | 0 | N/A | 0% | FALSE | N/A | N/A | N/A | N/A | N/A | FALSE | FALSE | TRUE | 0 | 0 | 0 | 0 | 0 | 0 | 0 | 0 | 0 | 0 | 0 | 0 | 0 | 0 | 0 | 0 | 0 | 0 | 0 | 0 | 0 | 0 | 0 | 0 | 0 | 0 | 0 | 0 | 0 | 0 | 0% | 0% | 0% | 0% | 0% | 0 | 0 | 0 | 0 | 0 | 0 | 0 | 0 | 0 | 0 | 0 | 0 | 0 | 0 | 0 | 0 | 0 | 0 | 0 | 0 | 0 | 0 | 0 | 0 | 0 | 0 | 0 | 0 | 0 | 0 | FALSE | 0% | 0% | 0% | 0% | 0% | 0% | FALSE | 0% | 0% | 0% | 0% | 0% | FALSE | 0% | 0% | 0% | 0% | 0% | 0% | 0% | 0% | N/A | N/A
| 699 | N/A | N/A | N/A | N/A | N/A | N/A | N/A | N/A | N/A | N/A | N/A | N/A | N/A | N/A | 0% | 0 | N/A | 0% | FALSE | N/A | N/A | N/A | N/A | N/A | FALSE | FALSE | TRUE | 0 | 0 | 0 | 0 | 0 | 0 | 0 | 0 | 0 | 0 | 0 | 0 | 0 | 0 | 0 | 0 | 0 | 0 | 0 | 0 | 0 | 0 | 0 | 0 | 0 | 0 | 0 | 0 | 0 | 0 | 0% | 0% | 0% | 0% | 0% | 0 | 0 | 0 | 0 | 0 | 0 | 0 | 0 | 0 | 0 | 0 | 0 | 0 | 0 | 0 | 0 | 0 | 0 | 0 | 0 | 0 | 0 | 0 | 0 | 0 | 0 | 0 | 0 | 0 | 0 | FALSE | 0% | 0% | 0% | 0% | 0% | 0% | FALSE | 0% | 0% | 0% | 0% | 0% | FALSE | 0% | 0% | 0% | 0% | 0% | 0% | 0% | 0% | N/A | N/A
| 700 | N/A | N/A | N/A | N/A | N/A | N/A | N/A | N/A | N/A | N/A | N/A | N/A | N/A | N/A | 0% | 0 | N/A | 0% | FALSE | N/A | N/A | N/A | N/A | N/A | FALSE | FALSE | TRUE | 0 | 0 | 0 | 0 | 0 | 0 | 0 | 0 | 0 | 0 | 0 | 0 | 0 | 0 | 0 | 0 | 0 | 0 | 0 | 0 | 0 | 0 | 0 | 0 | 0 | 0 | 0 | 0 | 0 | 0 | 0% | 0% | 0% | 0% | 0% | 0 | 0 | 0 | 0 | 0 | 0 | 0 | 0 | 0 | 0 | 0 | 0 | 0 | 0 | 0 | 0 | 0 | 0 | 0 | 0 | 0 | 0 | 0 | 0 | 0 | 0 | 0 | 0 | 0 | 0 | FALSE | 0% | 0% | 0% | 0% | 0% | 0% | FALSE | 0% | 0% | 0% | 0% | 0% | FALSE | 0% | 0% | 0% | 0% | 0% | 0% | 0% | 0% | N/A | N/A
| 701 | N/A | N/A | N/A | N/A | N/A | N/A | N/A | N/A | N/A | N/A | N/A | N/A | N/A | N/A | 0% | 0 | N/A | 0% | FALSE | N/A | N/A | N/A | N/A | N/A | FALSE | FALSE | TRUE | 0 | 0 | 0 | 0 | 0 | 0 | 0 | 0 | 0 | 0 | 0 | 0 | 0 | 0 | 0 | 0 | 0 | 0 | 0 | 0 | 0 | 0 | 0 | 0 | 0 | 0 | 0 | 0 | 0 | 0 | 0% | 0% | 0% | 0% | 0% | 0 | 0 | 0 | 0 | 0 | 0 | 0 | 0 | 0 | 0 | 0 | 0 | 0 | 0 | 0 | 0 | 0 | 0 | 0 | 0 | 0 | 0 | 0 | 0 | 0 | 0 | 0 | 0 | 0 | 0 | FALSE | 0% | 0% | 0% | 0% | 0% | 0% | FALSE | 0% | 0% | 0% | 0% | 0% | FALSE | 0% | 0% | 0% | 0% | 0% | 0% | 0% | 0% | N/A | N/A
| 702 | N/A | N/A | N/A | N/A | N/A | N/A | N/A | N/A | N/A | N/A | N/A | N/A | N/A | N/A | 0% | 0 | N/A | 0% | FALSE | N/A | N/A | N/A | N/A | N/A | FALSE | FALSE | TRUE | 0 | 0 | 0 | 0 | 0 | 0 | 0 | 0 | 0 | 0 | 0 | 0 | 0 | 0 | 0 | 0 | 0 | 0 | 0 | 0 | 0 | 0 | 0 | 0 | 0 | 0 | 0 | 0 | 0 | 0 | 0% | 0% | 0% | 0% | 0% | 0 | 0 | 0 | 0 | 0 | 0 | 0 | 0 | 0 | 0 | 0 | 0 | 0 | 0 | 0 | 0 | 0 | 0 | 0 | 0 | 0 | 0 | 0 | 0 | 0 | 0 | 0 | 0 | 0 | 0 | FALSE | 0% | 0% | 0% | 0% | 0% | 0% | FALSE | 0% | 0% | 0% | 0% | 0% | FALSE | 0% | 0% | 0% | 0% | 0% | 0% | 0% | 0% | N/A | N/A
| 703 | N/A | N/A | N/A | N/A | N/A | N/A | N/A | N/A | N/A | N/A | N/A | N/A | N/A | N/A | 0% | 0 | N/A | 0% | FALSE | N/A | N/A | N/A | N/A | N/A | FALSE | FALSE | TRUE | 0 | 0 | 0 | 0 | 0 | 0 | 0 | 0 | 0 | 0 | 0 | 0 | 0 | 0 | 0 | 0 | 0 | 0 | 0 | 0 | 0 | 0 | 0 | 0 | 0 | 0 | 0 | 0 | 0 | 0 | 0% | 0% | 0% | 0% | 0% | 0 | 0 | 0 | 0 | 0 | 0 | 0 | 0 | 0 | 0 | 0 | 0 | 0 | 0 | 0 | 0 | 0 | 0 | 0 | 0 | 0 | 0 | 0 | 0 | 0 | 0 | 0 | 0 | 0 | 0 | FALSE | 0% | 0% | 0% | 0% | 0% | 0% | FALSE | 0% | 0% | 0% | 0% | 0% | FALSE | 0% | 0% | 0% | 0% | 0% | 0% | 0% | 0% | N/A | N/A
| 704 | N/A | N/A | N/A | N/A | N/A | N/A | N/A | N/A | N/A | N/A | N/A | N/A | N/A | N/A | 0% | 0 | N/A | 0% | FALSE | N/A | N/A | N/A | N/A | N/A | FALSE | FALSE | TRUE | 0 | 0 | 0 | 0 | 0 | 0 | 0 | 0 | 0 | 0 | 0 | 0 | 0 | 0 | 0 | 0 | 0 | 0 | 0 | 0 | 0 | 0 | 0 | 0 | 0 | 0 | 0 | 0 | 0 | 0 | 0% | 0% | 0% | 0% | 0% | 0 | 0 | 0 | 0 | 0 | 0 | 0 | 0 | 0 | 0 | 0 | 0 | 0 | 0 | 0 | 0 | 0 | 0 | 0 | 0 | 0 | 0 | 0 | 0 | 0 | 0 | 0 | 0 | 0 | 0 | FALSE | 0% | 0% | 0% | 0% | 0% | 0% | FALSE | 0% | 0% | 0% | 0% | 0% | FALSE | 0% | 0% | 0% | 0% | 0% | 0% | 0% | 0% | N/A | N/A
| 705 | N/A | N/A | N/A | N/A | N/A | N/A | N/A | N/A | N/A | N/A | N/A | N/A | N/A | N/A | 0% | 0 | N/A | 0% | FALSE | N/A | N/A | N/A | N/A | N/A | FALSE | FALSE | TRUE | 0 | 0 | 0 | 0 | 0 | 0 | 0 | 0 | 0 | 0 | 0 | 0 | 0 | 0 | 0 | 0 | 0 | 0 | 0 | 0 | 0 | 0 | 0 | 0 | 0 | 0 | 0 | 0 | 0 | 0 | 0% | 0% | 0% | 0% | 0% | 0 | 0 | 0 | 0 | 0 | 0 | 0 | 0 | 0 | 0 | 0 | 0 | 0 | 0 | 0 | 0 | 0 | 0 | 0 | 0 | 0 | 0 | 0 | 0 | 0 | 0 | 0 | 0 | 0 | 0 | FALSE | 0% | 0% | 0% | 0% | 0% | 0% | FALSE | 0% | 0% | 0% | 0% | 0% | FALSE | 0% | 0% | 0% | 0% | 0% | 0% | 0% | 0% | N/A | N/A
| 706 | N/A | N/A | N/A | N/A | N/A | N/A | N/A | N/A | N/A | N/A | N/A | N/A | N/A | N/A | 0% | 0 | N/A | 0% | FALSE | N/A | N/A | N/A | N/A | N/A | FALSE | FALSE | TRUE | 0 | 0 | 0 | 0 | 0 | 0 | 0 | 0 | 0 | 0 | 0 | 0 | 0 | 0 | 0 | 0 | 0 | 0 | 0 | 0 | 0 | 0 | 0 | 0 | 0 | 0 | 0 | 0 | 0 | 0 | 0% | 0% | 0% | 0% | 0% | 0 | 0 | 0 | 0 | 0 | 0 | 0 | 0 | 0 | 0 | 0 | 0 | 0 | 0 | 0 | 0 | 0 | 0 | 0 | 0 | 0 | 0 | 0 | 0 | 0 | 0 | 0 | 0 | 0 | 0 | FALSE | 0% | 0% | 0% | 0% | 0% | 0% | FALSE | 0% | 0% | 0% | 0% | 0% | FALSE | 0% | 0% | 0% | 0% | 0% | 0% | 0% | 0% | N/A | N/A
| 707 | N/A | N/A | N/A | N/A | N/A | N/A | N/A | N/A | N/A | N/A | N/A | N/A | N/A | N/A | 0% | 0 | N/A | 0% | FALSE | N/A | N/A | N/A | N/A | N/A | FALSE | FALSE | TRUE | 0 | 0 | 0 | 0 | 0 | 0 | 0 | 0 | 0 | 0 | 0 | 0 | 0 | 0 | 0 | 0 | 0 | 0 | 0 | 0 | 0 | 0 | 0 | 0 | 0 | 0 | 0 | 0 | 0 | 0 | 0% | 0% | 0% | 0% | 0% | 0 | 0 | 0 | 0 | 0 | 0 | 0 | 0 | 0 | 0 | 0 | 0 | 0 | 0 | 0 | 0 | 0 | 0 | 0 | 0 | 0 | 0 | 0 | 0 | 0 | 0 | 0 | 0 | 0 | 0 | FALSE | 0% | 0% | 0% | 0% | 0% | 0% | FALSE | 0% | 0% | 0% | 0% | 0% | FALSE | 0% | 0% | 0% | 0% | 0% | 0% | 0% | 0% | N/A | N/A
| 708 | N/A | N/A | N/A | N/A | N/A | N/A | N/A | N/A | N/A | N/A | N/A | N/A | N/A | N/A | 0% | 0 | N/A | 0% | FALSE | N/A | N/A | N/A | N/A | N/A | FALSE | FALSE | TRUE | 0 | 0 | 0 | 0 | 0 | 0 | 0 | 0 | 0 | 0 | 0 | 0 | 0 | 0 | 0 | 0 | 0 | 0 | 0 | 0 | 0 | 0 | 0 | 0 | 0 | 0 | 0 | 0 | 0 | 0 | 0% | 0% | 0% | 0% | 0% | 0 | 0 | 0 | 0 | 0 | 0 | 0 | 0 | 0 | 0 | 0 | 0 | 0 | 0 | 0 | 0 | 0 | 0 | 0 | 0 | 0 | 0 | 0 | 0 | 0 | 0 | 0 | 0 | 0 | 0 | FALSE | 0% | 0% | 0% | 0% | 0% | 0% | FALSE | 0% | 0% | 0% | 0% | 0% | FALSE | 0% | 0% | 0% | 0% | 0% | 0% | 0% | 0% | N/A | N/A
| 709 | N/A | N/A | N/A | N/A | N/A | N/A | N/A | N/A | N/A | N/A | N/A | N/A | N/A | N/A | 0% | 0 | N/A | 0% | FALSE | N/A | N/A | N/A | N/A | N/A | FALSE | FALSE | TRUE | 0 | 0 | 0 | 0 | 0 | 0 | 0 | 0 | 0 | 0 | 0 | 0 | 0 | 0 | 0 | 0 | 0 | 0 | 0 | 0 | 0 | 0 | 0 | 0 | 0 | 0 | 0 | 0 | 0 | 0 | 0% | 0% | 0% | 0% | 0% | 0 | 0 | 0 | 0 | 0 | 0 | 0 | 0 | 0 | 0 | 0 | 0 | 0 | 0 | 0 | 0 | 0 | 0 | 0 | 0 | 0 | 0 | 0 | 0 | 0 | 0 | 0 | 0 | 0 | 0 | FALSE | 0% | 0% | 0% | 0% | 0% | 0% | FALSE | 0% | 0% | 0% | 0% | 0% | FALSE | 0% | 0% | 0% | 0% | 0% | 0% | 0% | 0% | N/A | N/A
| 710 | N/A | N/A | N/A | N/A | N/A | N/A | N/A | N/A | N/A | N/A | N/A | N/A | N/A | N/A | 0% | 0 | N/A | 0% | FALSE | N/A | N/A | N/A | N/A | N/A | FALSE | FALSE | TRUE | 0 | 0 | 0 | 0 | 0 | 0 | 0 | 0 | 0 | 0 | 0 | 0 | 0 | 0 | 0 | 0 | 0 | 0 | 0 | 0 | 0 | 0 | 0 | 0 | 0 | 0 | 0 | 0 | 0 | 0 | 0% | 0% | 0% | 0% | 0% | 0 | 0 | 0 | 0 | 0 | 0 | 0 | 0 | 0 | 0 | 0 | 0 | 0 | 0 | 0 | 0 | 0 | 0 | 0 | 0 | 0 | 0 | 0 | 0 | 0 | 0 | 0 | 0 | 0 | 0 | FALSE | 0% | 0% | 0% | 0% | 0% | 0% | FALSE | 0% | 0% | 0% | 0% | 0% | FALSE | 0% | 0% | 0% | 0% | 0% | 0% | 0% | 0% | N/A | N/A
| 711 | N/A | N/A | N/A | N/A | N/A | N/A | N/A | N/A | N/A | N/A | N/A | N/A | N/A | N/A | 0% | 0 | N/A | 0% | FALSE | N/A | N/A | N/A | N/A | N/A | FALSE | FALSE | TRUE | 0 | 0 | 0 | 0 | 0 | 0 | 0 | 0 | 0 | 0 | 0 | 0 | 0 | 0 | 0 | 0 | 0 | 0 | 0 | 0 | 0 | 0 | 0 | 0 | 0 | 0 | 0 | 0 | 0 | 0 | 0% | 0% | 0% | 0% | 0% | 0 | 0 | 0 | 0 | 0 | 0 | 0 | 0 | 0 | 0 | 0 | 0 | 0 | 0 | 0 | 0 | 0 | 0 | 0 | 0 | 0 | 0 | 0 | 0 | 0 | 0 | 0 | 0 | 0 | 0 | FALSE | 0% | 0% | 0% | 0% | 0% | 0% | FALSE | 0% | 0% | 0% | 0% | 0% | FALSE | 0% | 0% | 0% | 0% | 0% | 0% | 0% | 0% | N/A | N/A
| 712 | N/A | N/A | N/A | N/A | N/A | N/A | N/A | N/A | N/A | N/A | N/A | N/A | N/A | N/A | 0% | 0 | N/A | 0% | FALSE | N/A | N/A | N/A | N/A | N/A | FALSE | FALSE | TRUE | 0 | 0 | 0 | 0 | 0 | 0 | 0 | 0 | 0 | 0 | 0 | 0 | 0 | 0 | 0 | 0 | 0 | 0 | 0 | 0 | 0 | 0 | 0 | 0 | 0 | 0 | 0 | 0 | 0 | 0 | 0% | 0% | 0% | 0% | 0% | 0 | 0 | 0 | 0 | 0 | 0 | 0 | 0 | 0 | 0 | 0 | 0 | 0 | 0 | 0 | 0 | 0 | 0 | 0 | 0 | 0 | 0 | 0 | 0 | 0 | 0 | 0 | 0 | 0 | 0 | FALSE | 0% | 0% | 0% | 0% | 0% | 0% | FALSE | 0% | 0% | 0% | 0% | 0% | FALSE | 0% | 0% | 0% | 0% | 0% | 0% | 0% | 0% | N/A | N/A
| 713 | N/A | N/A | N/A | N/A | N/A | N/A | N/A | N/A | N/A | N/A | N/A | N/A | N/A | N/A | 0% | 0 | N/A | 0% | FALSE | N/A | N/A | N/A | N/A | N/A | FALSE | FALSE | TRUE | 0 | 0 | 0 | 0 | 0 | 0 | 0 | 0 | 0 | 0 | 0 | 0 | 0 | 0 | 0 | 0 | 0 | 0 | 0 | 0 | 0 | 0 | 0 | 0 | 0 | 0 | 0 | 0 | 0 | 0 | 0% | 0% | 0% | 0% | 0% | 0 | 0 | 0 | 0 | 0 | 0 | 0 | 0 | 0 | 0 | 0 | 0 | 0 | 0 | 0 | 0 | 0 | 0 | 0 | 0 | 0 | 0 | 0 | 0 | 0 | 0 | 0 | 0 | 0 | 0 | FALSE | 0% | 0% | 0% | 0% | 0% | 0% | FALSE | 0% | 0% | 0% | 0% | 0% | FALSE | 0% | 0% | 0% | 0% | 0% | 0% | 0% | 0% | N/A | N/A
| 714 | N/A | N/A | N/A | N/A | N/A | N/A | N/A | N/A | N/A | N/A | N/A | N/A | N/A | N/A | 0% | 0 | N/A | 0% | FALSE | N/A | N/A | N/A | N/A | N/A | FALSE | FALSE | TRUE | 0 | 0 | 0 | 0 | 0 | 0 | 0 | 0 | 0 | 0 | 0 | 0 | 0 | 0 | 0 | 0 | 0 | 0 | 0 | 0 | 0 | 0 | 0 | 0 | 0 | 0 | 0 | 0 | 0 | 0 | 0% | 0% | 0% | 0% | 0% | 0 | 0 | 0 | 0 | 0 | 0 | 0 | 0 | 0 | 0 | 0 | 0 | 0 | 0 | 0 | 0 | 0 | 0 | 0 | 0 | 0 | 0 | 0 | 0 | 0 | 0 | 0 | 0 | 0 | 0 | FALSE | 0% | 0% | 0% | 0% | 0% | 0% | FALSE | 0% | 0% | 0% | 0% | 0% | FALSE | 0% | 0% | 0% | 0% | 0% | 0% | 0% | 0% | N/A | N/A
| 715 | N/A | N/A | N/A | N/A | N/A | N/A | N/A | N/A | N/A | N/A | N/A | N/A | N/A | N/A | 0% | 0 | N/A | 0% | FALSE | N/A | N/A | N/A | N/A | N/A | FALSE | FALSE | TRUE | 0 | 0 | 0 | 0 | 0 | 0 | 0 | 0 | 0 | 0 | 0 | 0 | 0 | 0 | 0 | 0 | 0 | 0 | 0 | 0 | 0 | 0 | 0 | 0 | 0 | 0 | 0 | 0 | 0 | 0 | 0% | 0% | 0% | 0% | 0% | 0 | 0 | 0 | 0 | 0 | 0 | 0 | 0 | 0 | 0 | 0 | 0 | 0 | 0 | 0 | 0 | 0 | 0 | 0 | 0 | 0 | 0 | 0 | 0 | 0 | 0 | 0 | 0 | 0 | 0 | FALSE | 0% | 0% | 0% | 0% | 0% | 0% | FALSE | 0% | 0% | 0% | 0% | 0% | FALSE | 0% | 0% | 0% | 0% | 0% | 0% | 0% | 0% | N/A | N/A
| 716 | N/A | N/A | N/A | N/A | N/A | N/A | N/A | N/A | N/A | N/A | N/A | N/A | N/A | N/A | 0% | 0 | N/A | 0% | FALSE | N/A | N/A | N/A | N/A | N/A | FALSE | FALSE | TRUE | 0 | 0 | 0 | 0 | 0 | 0 | 0 | 0 | 0 | 0 | 0 | 0 | 0 | 0 | 0 | 0 | 0 | 0 | 0 | 0 | 0 | 0 | 0 | 0 | 0 | 0 | 0 | 0 | 0 | 0 | 0% | 0% | 0% | 0% | 0% | 0 | 0 | 0 | 0 | 0 | 0 | 0 | 0 | 0 | 0 | 0 | 0 | 0 | 0 | 0 | 0 | 0 | 0 | 0 | 0 | 0 | 0 | 0 | 0 | 0 | 0 | 0 | 0 | 0 | 0 | FALSE | 0% | 0% | 0% | 0% | 0% | 0% | FALSE | 0% | 0% | 0% | 0% | 0% | FALSE | 0% | 0% | 0% | 0% | 0% | 0% | 0% | 0% | N/A | N/A
| 717 | N/A | N/A | N/A | N/A | N/A | N/A | N/A | N/A | N/A | N/A | N/A | N/A | N/A | N/A | 0% | 0 | N/A | 0% | FALSE | N/A | N/A | N/A | N/A | N/A | FALSE | FALSE | TRUE | 0 | 0 | 0 | 0 | 0 | 0 | 0 | 0 | 0 | 0 | 0 | 0 | 0 | 0 | 0 | 0 | 0 | 0 | 0 | 0 | 0 | 0 | 0 | 0 | 0 | 0 | 0 | 0 | 0 | 0 | 0% | 0% | 0% | 0% | 0% | 0 | 0 | 0 | 0 | 0 | 0 | 0 | 0 | 0 | 0 | 0 | 0 | 0 | 0 | 0 | 0 | 0 | 0 | 0 | 0 | 0 | 0 | 0 | 0 | 0 | 0 | 0 | 0 | 0 | 0 | FALSE | 0% | 0% | 0% | 0% | 0% | 0% | FALSE | 0% | 0% | 0% | 0% | 0% | FALSE | 0% | 0% | 0% | 0% | 0% | 0% | 0% | 0% | N/A | N/A
| 718 | N/A | N/A | N/A | N/A | N/A | N/A | N/A | N/A | N/A | N/A | N/A | N/A | N/A | N/A | 0% | 0 | N/A | 0% | FALSE | N/A | N/A | N/A | N/A | N/A | FALSE | FALSE | TRUE | 0 | 0 | 0 | 0 | 0 | 0 | 0 | 0 | 0 | 0 | 0 | 0 | 0 | 0 | 0 | 0 | 0 | 0 | 0 | 0 | 0 | 0 | 0 | 0 | 0 | 0 | 0 | 0 | 0 | 0 | 0% | 0% | 0% | 0% | 0% | 0 | 0 | 0 | 0 | 0 | 0 | 0 | 0 | 0 | 0 | 0 | 0 | 0 | 0 | 0 | 0 | 0 | 0 | 0 | 0 | 0 | 0 | 0 | 0 | 0 | 0 | 0 | 0 | 0 | 0 | FALSE | 0% | 0% | 0% | 0% | 0% | 0% | FALSE | 0% | 0% | 0% | 0% | 0% | FALSE | 0% | 0% | 0% | 0% | 0% | 0% | 0% | 0% | N/A | N/A
| 719 | N/A | N/A | N/A | N/A | N/A | N/A | N/A | N/A | N/A | N/A | N/A | N/A | N/A | N/A | 0% | 0 | N/A | 0% | FALSE | N/A | N/A | N/A | N/A | N/A | FALSE | FALSE | TRUE | 0 | 0 | 0 | 0 | 0 | 0 | 0 | 0 | 0 | 0 | 0 | 0 | 0 | 0 | 0 | 0 | 0 | 0 | 0 | 0 | 0 | 0 | 0 | 0 | 0 | 0 | 0 | 0 | 0 | 0 | 0% | 0% | 0% | 0% | 0% | 0 | 0 | 0 | 0 | 0 | 0 | 0 | 0 | 0 | 0 | 0 | 0 | 0 | 0 | 0 | 0 | 0 | 0 | 0 | 0 | 0 | 0 | 0 | 0 | 0 | 0 | 0 | 0 | 0 | 0 | FALSE | 0% | 0% | 0% | 0% | 0% | 0% | FALSE | 0% | 0% | 0% | 0% | 0% | FALSE | 0% | 0% | 0% | 0% | 0% | 0% | 0% | 0% | N/A | N/A
| 720 | N/A | N/A | N/A | N/A | N/A | N/A | N/A | N/A | N/A | N/A | N/A | N/A | N/A | N/A | 0% | 0 | N/A | 0% | FALSE | N/A | N/A | N/A | N/A | N/A | FALSE | FALSE | TRUE | 0 | 0 | 0 | 0 | 0 | 0 | 0 | 0 | 0 | 0 | 0 | 0 | 0 | 0 | 0 | 0 | 0 | 0 | 0 | 0 | 0 | 0 | 0 | 0 | 0 | 0 | 0 | 0 | 0 | 0 | 0% | 0% | 0% | 0% | 0% | 0 | 0 | 0 | 0 | 0 | 0 | 0 | 0 | 0 | 0 | 0 | 0 | 0 | 0 | 0 | 0 | 0 | 0 | 0 | 0 | 0 | 0 | 0 | 0 | 0 | 0 | 0 | 0 | 0 | 0 | FALSE | 0% | 0% | 0% | 0% | 0% | 0% | FALSE | 0% | 0% | 0% | 0% | 0% | FALSE | 0% | 0% | 0% | 0% | 0% | 0% | 0% | 0% | N/A | N/A
| 721 | N/A | N/A | N/A | N/A | N/A | N/A | N/A | N/A | N/A | N/A | N/A | N/A | N/A | N/A | 0% | 0 | N/A | 0% | FALSE | N/A | N/A | N/A | N/A | N/A | FALSE | FALSE | TRUE | 0 | 0 | 0 | 0 | 0 | 0 | 0 | 0 | 0 | 0 | 0 | 0 | 0 | 0 | 0 | 0 | 0 | 0 | 0 | 0 | 0 | 0 | 0 | 0 | 0 | 0 | 0 | 0 | 0 | 0 | 0% | 0% | 0% | 0% | 0% | 0 | 0 | 0 | 0 | 0 | 0 | 0 | 0 | 0 | 0 | 0 | 0 | 0 | 0 | 0 | 0 | 0 | 0 | 0 | 0 | 0 | 0 | 0 | 0 | 0 | 0 | 0 | 0 | 0 | 0 | FALSE | 0% | 0% | 0% | 0% | 0% | 0% | FALSE | 0% | 0% | 0% | 0% | 0% | FALSE | 0% | 0% | 0% | 0% | 0% | 0% | 0% | 0% | N/A | N/A
| 722 | N/A | N/A | N/A | N/A | N/A | N/A | N/A | N/A | N/A | N/A | N/A | N/A | N/A | N/A | 0% | 0 | N/A | 0% | FALSE | N/A | N/A | N/A | N/A | N/A | FALSE | FALSE | TRUE | 0 | 0 | 0 | 0 | 0 | 0 | 0 | 0 | 0 | 0 | 0 | 0 | 0 | 0 | 0 | 0 | 0 | 0 | 0 | 0 | 0 | 0 | 0 | 0 | 0 | 0 | 0 | 0 | 0 | 0 | 0% | 0% | 0% | 0% | 0% | 0 | 0 | 0 | 0 | 0 | 0 | 0 | 0 | 0 | 0 | 0 | 0 | 0 | 0 | 0 | 0 | 0 | 0 | 0 | 0 | 0 | 0 | 0 | 0 | 0 | 0 | 0 | 0 | 0 | 0 | FALSE | 0% | 0% | 0% | 0% | 0% | 0% | FALSE | 0% | 0% | 0% | 0% | 0% | FALSE | 0% | 0% | 0% | 0% | 0% | 0% | 0% | 0% | N/A | N/A
| 723 | N/A | N/A | N/A | N/A | N/A | N/A | N/A | N/A | N/A | N/A | N/A | N/A | N/A | N/A | 0% | 0 | N/A | 0% | FALSE | N/A | N/A | N/A | N/A | N/A | FALSE | FALSE | TRUE | 0 | 0 | 0 | 0 | 0 | 0 | 0 | 0 | 0 | 0 | 0 | 0 | 0 | 0 | 0 | 0 | 0 | 0 | 0 | 0 | 0 | 0 | 0 | 0 | 0 | 0 | 0 | 0 | 0 | 0 | 0% | 0% | 0% | 0% | 0% | 0 | 0 | 0 | 0 | 0 | 0 | 0 | 0 | 0 | 0 | 0 | 0 | 0 | 0 | 0 | 0 | 0 | 0 | 0 | 0 | 0 | 0 | 0 | 0 | 0 | 0 | 0 | 0 | 0 | 0 | FALSE | 0% | 0% | 0% | 0% | 0% | 0% | FALSE | 0% | 0% | 0% | 0% | 0% | FALSE | 0% | 0% | 0% | 0% | 0% | 0% | 0% | 0% | N/A | N/A
| 724 | N/A | N/A | N/A | N/A | N/A | N/A | N/A | N/A | N/A | N/A | N/A | N/A | N/A | N/A | 0% | 0 | N/A | 0% | FALSE | N/A | N/A | N/A | N/A | N/A | FALSE | FALSE | TRUE | 0 | 0 | 0 | 0 | 0 | 0 | 0 | 0 | 0 | 0 | 0 | 0 | 0 | 0 | 0 | 0 | 0 | 0 | 0 | 0 | 0 | 0 | 0 | 0 | 0 | 0 | 0 | 0 | 0 | 0 | 0% | 0% | 0% | 0% | 0% | 0 | 0 | 0 | 0 | 0 | 0 | 0 | 0 | 0 | 0 | 0 | 0 | 0 | 0 | 0 | 0 | 0 | 0 | 0 | 0 | 0 | 0 | 0 | 0 | 0 | 0 | 0 | 0 | 0 | 0 | FALSE | 0% | 0% | 0% | 0% | 0% | 0% | FALSE | 0% | 0% | 0% | 0% | 0% | FALSE | 0% | 0% | 0% | 0% | 0% | 0% | 0% | 0% | N/A | N/A
| 725 | N/A | N/A | N/A | N/A | N/A | N/A | N/A | N/A | N/A | N/A | N/A | N/A | N/A | N/A | 0% | 0 | N/A | 0% | FALSE | N/A | N/A | N/A | N/A | N/A | FALSE | FALSE | TRUE | 0 | 0 | 0 | 0 | 0 | 0 | 0 | 0 | 0 | 0 | 0 | 0 | 0 | 0 | 0 | 0 | 0 | 0 | 0 | 0 | 0 | 0 | 0 | 0 | 0 | 0 | 0 | 0 | 0 | 0 | 0% | 0% | 0% | 0% | 0% | 0 | 0 | 0 | 0 | 0 | 0 | 0 | 0 | 0 | 0 | 0 | 0 | 0 | 0 | 0 | 0 | 0 | 0 | 0 | 0 | 0 | 0 | 0 | 0 | 0 | 0 | 0 | 0 | 0 | 0 | FALSE | 0% | 0% | 0% | 0% | 0% | 0% | FALSE | 0% | 0% | 0% | 0% | 0% | FALSE | 0% | 0% | 0% | 0% | 0% | 0% | 0% | 0% | N/A | N/A
| 726 | N/A | N/A | N/A | N/A | N/A | N/A | N/A | N/A | N/A | N/A | N/A | N/A | N/A | N/A | 0% | 0 | N/A | 0% | FALSE | N/A | N/A | N/A | N/A | N/A | FALSE | FALSE | TRUE | 0 | 0 | 0 | 0 | 0 | 0 | 0 | 0 | 0 | 0 | 0 | 0 | 0 | 0 | 0 | 0 | 0 | 0 | 0 | 0 | 0 | 0 | 0 | 0 | 0 | 0 | 0 | 0 | 0 | 0 | 0% | 0% | 0% | 0% | 0% | 0 | 0 | 0 | 0 | 0 | 0 | 0 | 0 | 0 | 0 | 0 | 0 | 0 | 0 | 0 | 0 | 0 | 0 | 0 | 0 | 0 | 0 | 0 | 0 | 0 | 0 | 0 | 0 | 0 | 0 | FALSE | 0% | 0% | 0% | 0% | 0% | 0% | FALSE | 0% | 0% | 0% | 0% | 0% | FALSE | 0% | 0% | 0% | 0% | 0% | 0% | 0% | 0% | N/A | N/A
| 727 | N/A | N/A | N/A | N/A | N/A | N/A | N/A | N/A | N/A | N/A | N/A | N/A | N/A | N/A | 0% | 0 | N/A | 0% | FALSE | N/A | N/A | N/A | N/A | N/A | FALSE | FALSE | TRUE | 0 | 0 | 0 | 0 | 0 | 0 | 0 | 0 | 0 | 0 | 0 | 0 | 0 | 0 | 0 | 0 | 0 | 0 | 0 | 0 | 0 | 0 | 0 | 0 | 0 | 0 | 0 | 0 | 0 | 0 | 0% | 0% | 0% | 0% | 0% | 0 | 0 | 0 | 0 | 0 | 0 | 0 | 0 | 0 | 0 | 0 | 0 | 0 | 0 | 0 | 0 | 0 | 0 | 0 | 0 | 0 | 0 | 0 | 0 | 0 | 0 | 0 | 0 | 0 | 0 | FALSE | 0% | 0% | 0% | 0% | 0% | 0% | FALSE | 0% | 0% | 0% | 0% | 0% | FALSE | 0% | 0% | 0% | 0% | 0% | 0% | 0% | 0% | N/A | N/A
| 728 | N/A | N/A | N/A | N/A | N/A | N/A | N/A | N/A | N/A | N/A | N/A | N/A | N/A | N/A | 0% | 0 | N/A | 0% | FALSE | N/A | N/A | N/A | N/A | N/A | FALSE | FALSE | TRUE | 0 | 0 | 0 | 0 | 0 | 0 | 0 | 0 | 0 | 0 | 0 | 0 | 0 | 0 | 0 | 0 | 0 | 0 | 0 | 0 | 0 | 0 | 0 | 0 | 0 | 0 | 0 | 0 | 0 | 0 | 0% | 0% | 0% | 0% | 0% | 0 | 0 | 0 | 0 | 0 | 0 | 0 | 0 | 0 | 0 | 0 | 0 | 0 | 0 | 0 | 0 | 0 | 0 | 0 | 0 | 0 | 0 | 0 | 0 | 0 | 0 | 0 | 0 | 0 | 0 | FALSE | 0% | 0% | 0% | 0% | 0% | 0% | FALSE | 0% | 0% | 0% | 0% | 0% | FALSE | 0% | 0% | 0% | 0% | 0% | 0% | 0% | 0% | N/A | N/A
| 729 | N/A | N/A | N/A | N/A | N/A | N/A | N/A | N/A | N/A | N/A | N/A | N/A | N/A | N/A | 0% | 0 | N/A | 0% | FALSE | N/A | N/A | N/A | N/A | N/A | FALSE | FALSE | TRUE | 0 | 0 | 0 | 0 | 0 | 0 | 0 | 0 | 0 | 0 | 0 | 0 | 0 | 0 | 0 | 0 | 0 | 0 | 0 | 0 | 0 | 0 | 0 | 0 | 0 | 0 | 0 | 0 | 0 | 0 | 0% | 0% | 0% | 0% | 0% | 0 | 0 | 0 | 0 | 0 | 0 | 0 | 0 | 0 | 0 | 0 | 0 | 0 | 0 | 0 | 0 | 0 | 0 | 0 | 0 | 0 | 0 | 0 | 0 | 0 | 0 | 0 | 0 | 0 | 0 | FALSE | 0% | 0% | 0% | 0% | 0% | 0% | FALSE | 0% | 0% | 0% | 0% | 0% | FALSE | 0% | 0% | 0% | 0% | 0% | 0% | 0% | 0% | N/A | N/A
| 730 | N/A | N/A | N/A | N/A | N/A | N/A | N/A | N/A | N/A | N/A | N/A | N/A | N/A | N/A | 0% | 0 | N/A | 0% | FALSE | N/A | N/A | N/A | N/A | N/A | FALSE | FALSE | TRUE | 0 | 0 | 0 | 0 | 0 | 0 | 0 | 0 | 0 | 0 | 0 | 0 | 0 | 0 | 0 | 0 | 0 | 0 | 0 | 0 | 0 | 0 | 0 | 0 | 0 | 0 | 0 | 0 | 0 | 0 | 0% | 0% | 0% | 0% | 0% | 0 | 0 | 0 | 0 | 0 | 0 | 0 | 0 | 0 | 0 | 0 | 0 | 0 | 0 | 0 | 0 | 0 | 0 | 0 | 0 | 0 | 0 | 0 | 0 | 0 | 0 | 0 | 0 | 0 | 0 | FALSE | 0% | 0% | 0% | 0% | 0% | 0% | FALSE | 0% | 0% | 0% | 0% | 0% | FALSE | 0% | 0% | 0% | 0% | 0% | 0% | 0% | 0% | N/A | N/A
| 731 | N/A | N/A | N/A | N/A | N/A | N/A | N/A | N/A | N/A | N/A | N/A | N/A | N/A | N/A | 0% | 0 | N/A | 0% | FALSE | N/A | N/A | N/A | N/A | N/A | FALSE | FALSE | TRUE | 0 | 0 | 0 | 0 | 0 | 0 | 0 | 0 | 0 | 0 | 0 | 0 | 0 | 0 | 0 | 0 | 0 | 0 | 0 | 0 | 0 | 0 | 0 | 0 | 0 | 0 | 0 | 0 | 0 | 0 | 0% | 0% | 0% | 0% | 0% | 0 | 0 | 0 | 0 | 0 | 0 | 0 | 0 | 0 | 0 | 0 | 0 | 0 | 0 | 0 | 0 | 0 | 0 | 0 | 0 | 0 | 0 | 0 | 0 | 0 | 0 | 0 | 0 | 0 | 0 | FALSE | 0% | 0% | 0% | 0% | 0% | 0% | FALSE | 0% | 0% | 0% | 0% | 0% | FALSE | 0% | 0% | 0% | 0% | 0% | 0% | 0% | 0% | N/A | N/A
| 732 | N/A | N/A | N/A | N/A | N/A | N/A | N/A | N/A | N/A | N/A | N/A | N/A | N/A | N/A | 0% | 0 | N/A | 0% | FALSE | N/A | N/A | N/A | N/A | N/A | FALSE | FALSE | TRUE | 0 | 0 | 0 | 0 | 0 | 0 | 0 | 0 | 0 | 0 | 0 | 0 | 0 | 0 | 0 | 0 | 0 | 0 | 0 | 0 | 0 | 0 | 0 | 0 | 0 | 0 | 0 | 0 | 0 | 0 | 0% | 0% | 0% | 0% | 0% | 0 | 0 | 0 | 0 | 0 | 0 | 0 | 0 | 0 | 0 | 0 | 0 | 0 | 0 | 0 | 0 | 0 | 0 | 0 | 0 | 0 | 0 | 0 | 0 | 0 | 0 | 0 | 0 | 0 | 0 | FALSE | 0% | 0% | 0% | 0% | 0% | 0% | FALSE | 0% | 0% | 0% | 0% | 0% | FALSE | 0% | 0% | 0% | 0% | 0% | 0% | 0% | 0% | N/A | N/A
| 733 | N/A | N/A | N/A | N/A | N/A | N/A | N/A | N/A | N/A | N/A | N/A | N/A | N/A | N/A | 0% | 0 | N/A | 0% | FALSE | N/A | N/A | N/A | N/A | N/A | FALSE | FALSE | TRUE | 0 | 0 | 0 | 0 | 0 | 0 | 0 | 0 | 0 | 0 | 0 | 0 | 0 | 0 | 0 | 0 | 0 | 0 | 0 | 0 | 0 | 0 | 0 | 0 | 0 | 0 | 0 | 0 | 0 | 0 | 0% | 0% | 0% | 0% | 0% | 0 | 0 | 0 | 0 | 0 | 0 | 0 | 0 | 0 | 0 | 0 | 0 | 0 | 0 | 0 | 0 | 0 | 0 | 0 | 0 | 0 | 0 | 0 | 0 | 0 | 0 | 0 | 0 | 0 | 0 | FALSE | 0% | 0% | 0% | 0% | 0% | 0% | FALSE | 0% | 0% | 0% | 0% | 0% | FALSE | 0% | 0% | 0% | 0% | 0% | 0% | 0% | 0% | N/A | N/A
| 734 | N/A | N/A | N/A | N/A | N/A | N/A | N/A | N/A | N/A | N/A | N/A | N/A | N/A | N/A | 0% | 0 | N/A | 0% | FALSE | N/A | N/A | N/A | N/A | N/A | FALSE | FALSE | TRUE | 0 | 0 | 0 | 0 | 0 | 0 | 0 | 0 | 0 | 0 | 0 | 0 | 0 | 0 | 0 | 0 | 0 | 0 | 0 | 0 | 0 | 0 | 0 | 0 | 0 | 0 | 0 | 0 | 0 | 0 | 0% | 0% | 0% | 0% | 0% | 0 | 0 | 0 | 0 | 0 | 0 | 0 | 0 | 0 | 0 | 0 | 0 | 0 | 0 | 0 | 0 | 0 | 0 | 0 | 0 | 0 | 0 | 0 | 0 | 0 | 0 | 0 | 0 | 0 | 0 | FALSE | 0% | 0% | 0% | 0% | 0% | 0% | FALSE | 0% | 0% | 0% | 0% | 0% | FALSE | 0% | 0% | 0% | 0% | 0% | 0% | 0% | 0% | N/A | N/A
| 735 | N/A | N/A | N/A | N/A | N/A | N/A | N/A | N/A | N/A | N/A | N/A | N/A | N/A | N/A | 0% | 0 | N/A | 0% | FALSE | N/A | N/A | N/A | N/A | N/A | FALSE | FALSE | TRUE | 0 | 0 | 0 | 0 | 0 | 0 | 0 | 0 | 0 | 0 | 0 | 0 | 0 | 0 | 0 | 0 | 0 | 0 | 0 | 0 | 0 | 0 | 0 | 0 | 0 | 0 | 0 | 0 | 0 | 0 | 0% | 0% | 0% | 0% | 0% | 0 | 0 | 0 | 0 | 0 | 0 | 0 | 0 | 0 | 0 | 0 | 0 | 0 | 0 | 0 | 0 | 0 | 0 | 0 | 0 | 0 | 0 | 0 | 0 | 0 | 0 | 0 | 0 | 0 | 0 | FALSE | 0% | 0% | 0% | 0% | 0% | 0% | FALSE | 0% | 0% | 0% | 0% | 0% | FALSE | 0% | 0% | 0% | 0% | 0% | 0% | 0% | 0% | N/A | N/A
| 736 | N/A | N/A | N/A | N/A | N/A | N/A | N/A | N/A | N/A | N/A | N/A | N/A | N/A | N/A | 0% | 0 | N/A | 0% | FALSE | N/A | N/A | N/A | N/A | N/A | FALSE | FALSE | TRUE | 0 | 0 | 0 | 0 | 0 | 0 | 0 | 0 | 0 | 0 | 0 | 0 | 0 | 0 | 0 | 0 | 0 | 0 | 0 | 0 | 0 | 0 | 0 | 0 | 0 | 0 | 0 | 0 | 0 | 0 | 0% | 0% | 0% | 0% | 0% | 0 | 0 | 0 | 0 | 0 | 0 | 0 | 0 | 0 | 0 | 0 | 0 | 0 | 0 | 0 | 0 | 0 | 0 | 0 | 0 | 0 | 0 | 0 | 0 | 0 | 0 | 0 | 0 | 0 | 0 | FALSE | 0% | 0% | 0% | 0% | 0% | 0% | FALSE | 0% | 0% | 0% | 0% | 0% | FALSE | 0% | 0% | 0% | 0% | 0% | 0% | 0% | 0% | N/A | N/A
| 737 | N/A | N/A | N/A | N/A | N/A | N/A | N/A | N/A | N/A | N/A | N/A | N/A | N/A | N/A | 0% | 0 | N/A | 0% | FALSE | N/A | N/A | N/A | N/A | N/A | FALSE | FALSE | TRUE | 0 | 0 | 0 | 0 | 0 | 0 | 0 | 0 | 0 | 0 | 0 | 0 | 0 | 0 | 0 | 0 | 0 | 0 | 0 | 0 | 0 | 0 | 0 | 0 | 0 | 0 | 0 | 0 | 0 | 0 | 0% | 0% | 0% | 0% | 0% | 0 | 0 | 0 | 0 | 0 | 0 | 0 | 0 | 0 | 0 | 0 | 0 | 0 | 0 | 0 | 0 | 0 | 0 | 0 | 0 | 0 | 0 | 0 | 0 | 0 | 0 | 0 | 0 | 0 | 0 | FALSE | 0% | 0% | 0% | 0% | 0% | 0% | FALSE | 0% | 0% | 0% | 0% | 0% | FALSE | 0% | 0% | 0% | 0% | 0% | 0% | 0% | 0% | N/A | N/A
| 738 | N/A | N/A | N/A | N/A | N/A | N/A | N/A | N/A | N/A | N/A | N/A | N/A | N/A | N/A | 0% | 0 | N/A | 0% | FALSE | N/A | N/A | N/A | N/A | N/A | FALSE | FALSE | TRUE | 0 | 0 | 0 | 0 | 0 | 0 | 0 | 0 | 0 | 0 | 0 | 0 | 0 | 0 | 0 | 0 | 0 | 0 | 0 | 0 | 0 | 0 | 0 | 0 | 0 | 0 | 0 | 0 | 0 | 0 | 0% | 0% | 0% | 0% | 0% | 0 | 0 | 0 | 0 | 0 | 0 | 0 | 0 | 0 | 0 | 0 | 0 | 0 | 0 | 0 | 0 | 0 | 0 | 0 | 0 | 0 | 0 | 0 | 0 | 0 | 0 | 0 | 0 | 0 | 0 | FALSE | 0% | 0% | 0% | 0% | 0% | 0% | FALSE | 0% | 0% | 0% | 0% | 0% | FALSE | 0% | 0% | 0% | 0% | 0% | 0% | 0% | 0% | N/A | N/A
| 739 | N/A | N/A | N/A | N/A | N/A | N/A | N/A | N/A | N/A | N/A | N/A | N/A | N/A | N/A | 0% | 0 | N/A | 0% | FALSE | N/A | N/A | N/A | N/A | N/A | FALSE | FALSE | TRUE | 0 | 0 | 0 | 0 | 0 | 0 | 0 | 0 | 0 | 0 | 0 | 0 | 0 | 0 | 0 | 0 | 0 | 0 | 0 | 0 | 0 | 0 | 0 | 0 | 0 | 0 | 0 | 0 | 0 | 0 | 0% | 0% | 0% | 0% | 0% | 0 | 0 | 0 | 0 | 0 | 0 | 0 | 0 | 0 | 0 | 0 | 0 | 0 | 0 | 0 | 0 | 0 | 0 | 0 | 0 | 0 | 0 | 0 | 0 | 0 | 0 | 0 | 0 | 0 | 0 | FALSE | 0% | 0% | 0% | 0% | 0% | 0% | FALSE | 0% | 0% | 0% | 0% | 0% | FALSE | 0% | 0% | 0% | 0% | 0% | 0% | 0% | 0% | N/A | N/A
| 740 | N/A | N/A | N/A | N/A | N/A | N/A | N/A | N/A | N/A | N/A | N/A | N/A | N/A | N/A | 0% | 0 | N/A | 0% | FALSE | N/A | N/A | N/A | N/A | N/A | FALSE | FALSE | TRUE | 0 | 0 | 0 | 0 | 0 | 0 | 0 | 0 | 0 | 0 | 0 | 0 | 0 | 0 | 0 | 0 | 0 | 0 | 0 | 0 | 0 | 0 | 0 | 0 | 0 | 0 | 0 | 0 | 0 | 0 | 0% | 0% | 0% | 0% | 0% | 0 | 0 | 0 | 0 | 0 | 0 | 0 | 0 | 0 | 0 | 0 | 0 | 0 | 0 | 0 | 0 | 0 | 0 | 0 | 0 | 0 | 0 | 0 | 0 | 0 | 0 | 0 | 0 | 0 | 0 | FALSE | 0% | 0% | 0% | 0% | 0% | 0% | FALSE | 0% | 0% | 0% | 0% | 0% | FALSE | 0% | 0% | 0% | 0% | 0% | 0% | 0% | 0% | N/A | N/A
| 741 | N/A | N/A | N/A | N/A | N/A | N/A | N/A | N/A | N/A | N/A | N/A | N/A | N/A | N/A | 0% | 0 | N/A | 0% | FALSE | N/A | N/A | N/A | N/A | N/A | FALSE | FALSE | TRUE | 0 | 0 | 0 | 0 | 0 | 0 | 0 | 0 | 0 | 0 | 0 | 0 | 0 | 0 | 0 | 0 | 0 | 0 | 0 | 0 | 0 | 0 | 0 | 0 | 0 | 0 | 0 | 0 | 0 | 0 | 0% | 0% | 0% | 0% | 0% | 0 | 0 | 0 | 0 | 0 | 0 | 0 | 0 | 0 | 0 | 0 | 0 | 0 | 0 | 0 | 0 | 0 | 0 | 0 | 0 | 0 | 0 | 0 | 0 | 0 | 0 | 0 | 0 | 0 | 0 | FALSE | 0% | 0% | 0% | 0% | 0% | 0% | FALSE | 0% | 0% | 0% | 0% | 0% | FALSE | 0% | 0% | 0% | 0% | 0% | 0% | 0% | 0% | N/A | N/A
| 742 | N/A | N/A | N/A | N/A | N/A | N/A | N/A | N/A | N/A | N/A | N/A | N/A | N/A | N/A | 0% | 0 | N/A | 0% | FALSE | N/A | N/A | N/A | N/A | N/A | FALSE | FALSE | TRUE | 0 | 0 | 0 | 0 | 0 | 0 | 0 | 0 | 0 | 0 | 0 | 0 | 0 | 0 | 0 | 0 | 0 | 0 | 0 | 0 | 0 | 0 | 0 | 0 | 0 | 0 | 0 | 0 | 0 | 0 | 0% | 0% | 0% | 0% | 0% | 0 | 0 | 0 | 0 | 0 | 0 | 0 | 0 | 0 | 0 | 0 | 0 | 0 | 0 | 0 | 0 | 0 | 0 | 0 | 0 | 0 | 0 | 0 | 0 | 0 | 0 | 0 | 0 | 0 | 0 | FALSE | 0% | 0% | 0% | 0% | 0% | 0% | FALSE | 0% | 0% | 0% | 0% | 0% | FALSE | 0% | 0% | 0% | 0% | 0% | 0% | 0% | 0% | N/A | N/A
| 743 | N/A | N/A | N/A | N/A | N/A | N/A | N/A | N/A | N/A | N/A | N/A | N/A | N/A | N/A | 0% | 0 | N/A | 0% | FALSE | N/A | N/A | N/A | N/A | N/A | FALSE | FALSE | TRUE | 0 | 0 | 0 | 0 | 0 | 0 | 0 | 0 | 0 | 0 | 0 | 0 | 0 | 0 | 0 | 0 | 0 | 0 | 0 | 0 | 0 | 0 | 0 | 0 | 0 | 0 | 0 | 0 | 0 | 0 | 0% | 0% | 0% | 0% | 0% | 0 | 0 | 0 | 0 | 0 | 0 | 0 | 0 | 0 | 0 | 0 | 0 | 0 | 0 | 0 | 0 | 0 | 0 | 0 | 0 | 0 | 0 | 0 | 0 | 0 | 0 | 0 | 0 | 0 | 0 | FALSE | 0% | 0% | 0% | 0% | 0% | 0% | FALSE | 0% | 0% | 0% | 0% | 0% | FALSE | 0% | 0% | 0% | 0% | 0% | 0% | 0% | 0% | N/A | N/A
| 744 | N/A | N/A | N/A | N/A | N/A | N/A | N/A | N/A | N/A | N/A | N/A | N/A | N/A | N/A | 0% | 0 | N/A | 0% | FALSE | N/A | N/A | N/A | N/A | N/A | FALSE | FALSE | TRUE | 0 | 0 | 0 | 0 | 0 | 0 | 0 | 0 | 0 | 0 | 0 | 0 | 0 | 0 | 0 | 0 | 0 | 0 | 0 | 0 | 0 | 0 | 0 | 0 | 0 | 0 | 0 | 0 | 0 | 0 | 0% | 0% | 0% | 0% | 0% | 0 | 0 | 0 | 0 | 0 | 0 | 0 | 0 | 0 | 0 | 0 | 0 | 0 | 0 | 0 | 0 | 0 | 0 | 0 | 0 | 0 | 0 | 0 | 0 | 0 | 0 | 0 | 0 | 0 | 0 | FALSE | 0% | 0% | 0% | 0% | 0% | 0% | FALSE | 0% | 0% | 0% | 0% | 0% | FALSE | 0% | 0% | 0% | 0% | 0% | 0% | 0% | 0% | N/A | N/A
| 745 | N/A | N/A | N/A | N/A | N/A | N/A | N/A | N/A | N/A | N/A | N/A | N/A | N/A | N/A | 0% | 0 | N/A | 0% | FALSE | N/A | N/A | N/A | N/A | N/A | FALSE | FALSE | TRUE | 0 | 0 | 0 | 0 | 0 | 0 | 0 | 0 | 0 | 0 | 0 | 0 | 0 | 0 | 0 | 0 | 0 | 0 | 0 | 0 | 0 | 0 | 0 | 0 | 0 | 0 | 0 | 0 | 0 | 0 | 0% | 0% | 0% | 0% | 0% | 0 | 0 | 0 | 0 | 0 | 0 | 0 | 0 | 0 | 0 | 0 | 0 | 0 | 0 | 0 | 0 | 0 | 0 | 0 | 0 | 0 | 0 | 0 | 0 | 0 | 0 | 0 | 0 | 0 | 0 | FALSE | 0% | 0% | 0% | 0% | 0% | 0% | FALSE | 0% | 0% | 0% | 0% | 0% | FALSE | 0% | 0% | 0% | 0% | 0% | 0% | 0% | 0% | N/A | N/A
| 746 | N/A | N/A | N/A | N/A | N/A | N/A | N/A | N/A | N/A | N/A | N/A | N/A | N/A | N/A | 0% | 0 | N/A | 0% | FALSE | N/A | N/A | N/A | N/A | N/A | FALSE | FALSE | TRUE | 0 | 0 | 0 | 0 | 0 | 0 | 0 | 0 | 0 | 0 | 0 | 0 | 0 | 0 | 0 | 0 | 0 | 0 | 0 | 0 | 0 | 0 | 0 | 0 | 0 | 0 | 0 | 0 | 0 | 0 | 0% | 0% | 0% | 0% | 0% | 0 | 0 | 0 | 0 | 0 | 0 | 0 | 0 | 0 | 0 | 0 | 0 | 0 | 0 | 0 | 0 | 0 | 0 | 0 | 0 | 0 | 0 | 0 | 0 | 0 | 0 | 0 | 0 | 0 | 0 | FALSE | 0% | 0% | 0% | 0% | 0% | 0% | FALSE | 0% | 0% | 0% | 0% | 0% | FALSE | 0% | 0% | 0% | 0% | 0% | 0% | 0% | 0% | N/A | N/A
| 747 | N/A | N/A | N/A | N/A | N/A | N/A | N/A | N/A | N/A | N/A | N/A | N/A | N/A | N/A | 0% | 0 | N/A | 0% | FALSE | N/A | N/A | N/A | N/A | N/A | FALSE | FALSE | TRUE | 0 | 0 | 0 | 0 | 0 | 0 | 0 | 0 | 0 | 0 | 0 | 0 | 0 | 0 | 0 | 0 | 0 | 0 | 0 | 0 | 0 | 0 | 0 | 0 | 0 | 0 | 0 | 0 | 0 | 0 | 0% | 0% | 0% | 0% | 0% | 0 | 0 | 0 | 0 | 0 | 0 | 0 | 0 | 0 | 0 | 0 | 0 | 0 | 0 | 0 | 0 | 0 | 0 | 0 | 0 | 0 | 0 | 0 | 0 | 0 | 0 | 0 | 0 | 0 | 0 | FALSE | 0% | 0% | 0% | 0% | 0% | 0% | FALSE | 0% | 0% | 0% | 0% | 0% | FALSE | 0% | 0% | 0% | 0% | 0% | 0% | 0% | 0% | N/A | N/A
| 748 | N/A | N/A | N/A | N/A | N/A | N/A | N/A | N/A | N/A | N/A | N/A | N/A | N/A | N/A | 0% | 0 | N/A | 0% | FALSE | N/A | N/A | N/A | N/A | N/A | FALSE | FALSE | TRUE | 0 | 0 | 0 | 0 | 0 | 0 | 0 | 0 | 0 | 0 | 0 | 0 | 0 | 0 | 0 | 0 | 0 | 0 | 0 | 0 | 0 | 0 | 0 | 0 | 0 | 0 | 0 | 0 | 0 | 0 | 0% | 0% | 0% | 0% | 0% | 0 | 0 | 0 | 0 | 0 | 0 | 0 | 0 | 0 | 0 | 0 | 0 | 0 | 0 | 0 | 0 | 0 | 0 | 0 | 0 | 0 | 0 | 0 | 0 | 0 | 0 | 0 | 0 | 0 | 0 | FALSE | 0% | 0% | 0% | 0% | 0% | 0% | FALSE | 0% | 0% | 0% | 0% | 0% | FALSE | 0% | 0% | 0% | 0% | 0% | 0% | 0% | 0% | N/A | N/A
| 749 | N/A | N/A | N/A | N/A | N/A | N/A | N/A | N/A | N/A | N/A | N/A | N/A | N/A | N/A | 0% | 0 | N/A | 0% | FALSE | N/A | N/A | N/A | N/A | N/A | FALSE | FALSE | TRUE | 0 | 0 | 0 | 0 | 0 | 0 | 0 | 0 | 0 | 0 | 0 | 0 | 0 | 0 | 0 | 0 | 0 | 0 | 0 | 0 | 0 | 0 | 0 | 0 | 0 | 0 | 0 | 0 | 0 | 0 | 0% | 0% | 0% | 0% | 0% | 0 | 0 | 0 | 0 | 0 | 0 | 0 | 0 | 0 | 0 | 0 | 0 | 0 | 0 | 0 | 0 | 0 | 0 | 0 | 0 | 0 | 0 | 0 | 0 | 0 | 0 | 0 | 0 | 0 | 0 | FALSE | 0% | 0% | 0% | 0% | 0% | 0% | FALSE | 0% | 0% | 0% | 0% | 0% | FALSE | 0% | 0% | 0% | 0% | 0% | 0% | 0% | 0% | N/A | N/A
| 750 | N/A | N/A | N/A | N/A | N/A | N/A | N/A | N/A | N/A | N/A | N/A | N/A | N/A | N/A | 0% | 0 | N/A | 0% | FALSE | N/A | N/A | N/A | N/A | N/A | FALSE | FALSE | TRUE | 0 | 0 | 0 | 0 | 0 | 0 | 0 | 0 | 0 | 0 | 0 | 0 | 0 | 0 | 0 | 0 | 0 | 0 | 0 | 0 | 0 | 0 | 0 | 0 | 0 | 0 | 0 | 0 | 0 | 0 | 0% | 0% | 0% | 0% | 0% | 0 | 0 | 0 | 0 | 0 | 0 | 0 | 0 | 0 | 0 | 0 | 0 | 0 | 0 | 0 | 0 | 0 | 0 | 0 | 0 | 0 | 0 | 0 | 0 | 0 | 0 | 0 | 0 | 0 | 0 | FALSE | 0% | 0% | 0% | 0% | 0% | 0% | FALSE | 0% | 0% | 0% | 0% | 0% | FALSE | 0% | 0% | 0% | 0% | 0% | 0% | 0% | 0% | N/A | N/A
| 751 | N/A | N/A | N/A | N/A | N/A | N/A | N/A | N/A | N/A | N/A | N/A | N/A | N/A | N/A | 0% | 0 | N/A | 0% | FALSE | N/A | N/A | N/A | N/A | N/A | FALSE | FALSE | TRUE | 0 | 0 | 0 | 0 | 0 | 0 | 0 | 0 | 0 | 0 | 0 | 0 | 0 | 0 | 0 | 0 | 0 | 0 | 0 | 0 | 0 | 0 | 0 | 0 | 0 | 0 | 0 | 0 | 0 | 0 | 0% | 0% | 0% | 0% | 0% | 0 | 0 | 0 | 0 | 0 | 0 | 0 | 0 | 0 | 0 | 0 | 0 | 0 | 0 | 0 | 0 | 0 | 0 | 0 | 0 | 0 | 0 | 0 | 0 | 0 | 0 | 0 | 0 | 0 | 0 | FALSE | 0% | 0% | 0% | 0% | 0% | 0% | FALSE | 0% | 0% | 0% | 0% | 0% | FALSE | 0% | 0% | 0% | 0% | 0% | 0% | 0% | 0% | N/A | N/A
| 752 | N/A | N/A | N/A | N/A | N/A | N/A | N/A | N/A | N/A | N/A | N/A | N/A | N/A | N/A | 0% | 0 | N/A | 0% | FALSE | N/A | N/A | N/A | N/A | N/A | FALSE | FALSE | TRUE | 0 | 0 | 0 | 0 | 0 | 0 | 0 | 0 | 0 | 0 | 0 | 0 | 0 | 0 | 0 | 0 | 0 | 0 | 0 | 0 | 0 | 0 | 0 | 0 | 0 | 0 | 0 | 0 | 0 | 0 | 0% | 0% | 0% | 0% | 0% | 0 | 0 | 0 | 0 | 0 | 0 | 0 | 0 | 0 | 0 | 0 | 0 | 0 | 0 | 0 | 0 | 0 | 0 | 0 | 0 | 0 | 0 | 0 | 0 | 0 | 0 | 0 | 0 | 0 | 0 | FALSE | 0% | 0% | 0% | 0% | 0% | 0% | FALSE | 0% | 0% | 0% | 0% | 0% | FALSE | 0% | 0% | 0% | 0% | 0% | 0% | 0% | 0% | N/A | N/A
| 753 | N/A | N/A | N/A | N/A | N/A | N/A | N/A | N/A | N/A | N/A | N/A | N/A | N/A | N/A | 0% | 0 | N/A | 0% | FALSE | N/A | N/A | N/A | N/A | N/A | FALSE | FALSE | TRUE | 0 | 0 | 0 | 0 | 0 | 0 | 0 | 0 | 0 | 0 | 0 | 0 | 0 | 0 | 0 | 0 | 0 | 0 | 0 | 0 | 0 | 0 | 0 | 0 | 0 | 0 | 0 | 0 | 0 | 0 | 0% | 0% | 0% | 0% | 0% | 0 | 0 | 0 | 0 | 0 | 0 | 0 | 0 | 0 | 0 | 0 | 0 | 0 | 0 | 0 | 0 | 0 | 0 | 0 | 0 | 0 | 0 | 0 | 0 | 0 | 0 | 0 | 0 | 0 | 0 | FALSE | 0% | 0% | 0% | 0% | 0% | 0% | FALSE | 0% | 0% | 0% | 0% | 0% | FALSE | 0% | 0% | 0% | 0% | 0% | 0% | 0% | 0% | N/A | N/A
| 754 | N/A | N/A | N/A | N/A | N/A | N/A | N/A | N/A | N/A | N/A | N/A | N/A | N/A | N/A | 0% | 0 | N/A | 0% | FALSE | N/A | N/A | N/A | N/A | N/A | FALSE | FALSE | TRUE | 0 | 0 | 0 | 0 | 0 | 0 | 0 | 0 | 0 | 0 | 0 | 0 | 0 | 0 | 0 | 0 | 0 | 0 | 0 | 0 | 0 | 0 | 0 | 0 | 0 | 0 | 0 | 0 | 0 | 0 | 0% | 0% | 0% | 0% | 0% | 0 | 0 | 0 | 0 | 0 | 0 | 0 | 0 | 0 | 0 | 0 | 0 | 0 | 0 | 0 | 0 | 0 | 0 | 0 | 0 | 0 | 0 | 0 | 0 | 0 | 0 | 0 | 0 | 0 | 0 | FALSE | 0% | 0% | 0% | 0% | 0% | 0% | FALSE | 0% | 0% | 0% | 0% | 0% | FALSE | 0% | 0% | 0% | 0% | 0% | 0% | 0% | 0% | N/A | N/A
| 755 | N/A | N/A | N/A | N/A | N/A | N/A | N/A | N/A | N/A | N/A | N/A | N/A | N/A | N/A | 0% | 0 | N/A | 0% | FALSE | N/A | N/A | N/A | N/A | N/A | FALSE | FALSE | TRUE | 0 | 0 | 0 | 0 | 0 | 0 | 0 | 0 | 0 | 0 | 0 | 0 | 0 | 0 | 0 | 0 | 0 | 0 | 0 | 0 | 0 | 0 | 0 | 0 | 0 | 0 | 0 | 0 | 0 | 0 | 0% | 0% | 0% | 0% | 0% | 0 | 0 | 0 | 0 | 0 | 0 | 0 | 0 | 0 | 0 | 0 | 0 | 0 | 0 | 0 | 0 | 0 | 0 | 0 | 0 | 0 | 0 | 0 | 0 | 0 | 0 | 0 | 0 | 0 | 0 | FALSE | 0% | 0% | 0% | 0% | 0% | 0% | FALSE | 0% | 0% | 0% | 0% | 0% | FALSE | 0% | 0% | 0% | 0% | 0% | 0% | 0% | 0% | N/A | N/A
| 756 | N/A | N/A | N/A | N/A | N/A | N/A | N/A | N/A | N/A | N/A | N/A | N/A | N/A | N/A | 0% | 0 | N/A | 0% | FALSE | N/A | N/A | N/A | N/A | N/A | FALSE | FALSE | TRUE | 0 | 0 | 0 | 0 | 0 | 0 | 0 | 0 | 0 | 0 | 0 | 0 | 0 | 0 | 0 | 0 | 0 | 0 | 0 | 0 | 0 | 0 | 0 | 0 | 0 | 0 | 0 | 0 | 0 | 0 | 0% | 0% | 0% | 0% | 0% | 0 | 0 | 0 | 0 | 0 | 0 | 0 | 0 | 0 | 0 | 0 | 0 | 0 | 0 | 0 | 0 | 0 | 0 | 0 | 0 | 0 | 0 | 0 | 0 | 0 | 0 | 0 | 0 | 0 | 0 | FALSE | 0% | 0% | 0% | 0% | 0% | 0% | FALSE | 0% | 0% | 0% | 0% | 0% | FALSE | 0% | 0% | 0% | 0% | 0% | 0% | 0% | 0% | N/A | N/A
| 757 | N/A | N/A | N/A | N/A | N/A | N/A | N/A | N/A | N/A | N/A | N/A | N/A | N/A | N/A | 0% | 0 | N/A | 0% | FALSE | N/A | N/A | N/A | N/A | N/A | FALSE | FALSE | TRUE | 0 | 0 | 0 | 0 | 0 | 0 | 0 | 0 | 0 | 0 | 0 | 0 | 0 | 0 | 0 | 0 | 0 | 0 | 0 | 0 | 0 | 0 | 0 | 0 | 0 | 0 | 0 | 0 | 0 | 0 | 0% | 0% | 0% | 0% | 0% | 0 | 0 | 0 | 0 | 0 | 0 | 0 | 0 | 0 | 0 | 0 | 0 | 0 | 0 | 0 | 0 | 0 | 0 | 0 | 0 | 0 | 0 | 0 | 0 | 0 | 0 | 0 | 0 | 0 | 0 | FALSE | 0% | 0% | 0% | 0% | 0% | 0% | FALSE | 0% | 0% | 0% | 0% | 0% | FALSE | 0% | 0% | 0% | 0% | 0% | 0% | 0% | 0% | N/A | N/A
| 758 | N/A | N/A | N/A | N/A | N/A | N/A | N/A | N/A | N/A | N/A | N/A | N/A | N/A | N/A | 0% | 0 | N/A | 0% | FALSE | N/A | N/A | N/A | N/A | N/A | FALSE | FALSE | TRUE | 0 | 0 | 0 | 0 | 0 | 0 | 0 | 0 | 0 | 0 | 0 | 0 | 0 | 0 | 0 | 0 | 0 | 0 | 0 | 0 | 0 | 0 | 0 | 0 | 0 | 0 | 0 | 0 | 0 | 0 | 0% | 0% | 0% | 0% | 0% | 0 | 0 | 0 | 0 | 0 | 0 | 0 | 0 | 0 | 0 | 0 | 0 | 0 | 0 | 0 | 0 | 0 | 0 | 0 | 0 | 0 | 0 | 0 | 0 | 0 | 0 | 0 | 0 | 0 | 0 | FALSE | 0% | 0% | 0% | 0% | 0% | 0% | FALSE | 0% | 0% | 0% | 0% | 0% | FALSE | 0% | 0% | 0% | 0% | 0% | 0% | 0% | 0% | N/A | N/A
| 759 | N/A | N/A | N/A | N/A | N/A | N/A | N/A | N/A | N/A | N/A | N/A | N/A | N/A | N/A | 0% | 0 | N/A | 0% | FALSE | N/A | N/A | N/A | N/A | N/A | FALSE | FALSE | TRUE | 0 | 0 | 0 | 0 | 0 | 0 | 0 | 0 | 0 | 0 | 0 | 0 | 0 | 0 | 0 | 0 | 0 | 0 | 0 | 0 | 0 | 0 | 0 | 0 | 0 | 0 | 0 | 0 | 0 | 0 | 0% | 0% | 0% | 0% | 0% | 0 | 0 | 0 | 0 | 0 | 0 | 0 | 0 | 0 | 0 | 0 | 0 | 0 | 0 | 0 | 0 | 0 | 0 | 0 | 0 | 0 | 0 | 0 | 0 | 0 | 0 | 0 | 0 | 0 | 0 | FALSE | 0% | 0% | 0% | 0% | 0% | 0% | FALSE | 0% | 0% | 0% | 0% | 0% | FALSE | 0% | 0% | 0% | 0% | 0% | 0% | 0% | 0% | N/A | N/A
| 760 | N/A | N/A | N/A | N/A | N/A | N/A | N/A | N/A | N/A | N/A | N/A | N/A | N/A | N/A | 0% | 0 | N/A | 0% | FALSE | N/A | N/A | N/A | N/A | N/A | FALSE | FALSE | TRUE | 0 | 0 | 0 | 0 | 0 | 0 | 0 | 0 | 0 | 0 | 0 | 0 | 0 | 0 | 0 | 0 | 0 | 0 | 0 | 0 | 0 | 0 | 0 | 0 | 0 | 0 | 0 | 0 | 0 | 0 | 0% | 0% | 0% | 0% | 0% | 0 | 0 | 0 | 0 | 0 | 0 | 0 | 0 | 0 | 0 | 0 | 0 | 0 | 0 | 0 | 0 | 0 | 0 | 0 | 0 | 0 | 0 | 0 | 0 | 0 | 0 | 0 | 0 | 0 | 0 | FALSE | 0% | 0% | 0% | 0% | 0% | 0% | FALSE | 0% | 0% | 0% | 0% | 0% | FALSE | 0% | 0% | 0% | 0% | 0% | 0% | 0% | 0% | N/A | N/A
| 761 | N/A | N/A | N/A | N/A | N/A | N/A | N/A | N/A | N/A | N/A | N/A | N/A | N/A | N/A | 0% | 0 | N/A | 0% | FALSE | N/A | N/A | N/A | N/A | N/A | FALSE | FALSE | TRUE | 0 | 0 | 0 | 0 | 0 | 0 | 0 | 0 | 0 | 0 | 0 | 0 | 0 | 0 | 0 | 0 | 0 | 0 | 0 | 0 | 0 | 0 | 0 | 0 | 0 | 0 | 0 | 0 | 0 | 0 | 0% | 0% | 0% | 0% | 0% | 0 | 0 | 0 | 0 | 0 | 0 | 0 | 0 | 0 | 0 | 0 | 0 | 0 | 0 | 0 | 0 | 0 | 0 | 0 | 0 | 0 | 0 | 0 | 0 | 0 | 0 | 0 | 0 | 0 | 0 | FALSE | 0% | 0% | 0% | 0% | 0% | 0% | FALSE | 0% | 0% | 0% | 0% | 0% | FALSE | 0% | 0% | 0% | 0% | 0% | 0% | 0% | 0% | N/A | N/A
| 762 | N/A | N/A | N/A | N/A | N/A | N/A | N/A | N/A | N/A | N/A | N/A | N/A | N/A | N/A | 0% | 0 | N/A | 0% | FALSE | N/A | N/A | N/A | N/A | N/A | FALSE | FALSE | TRUE | 0 | 0 | 0 | 0 | 0 | 0 | 0 | 0 | 0 | 0 | 0 | 0 | 0 | 0 | 0 | 0 | 0 | 0 | 0 | 0 | 0 | 0 | 0 | 0 | 0 | 0 | 0 | 0 | 0 | 0 | 0% | 0% | 0% | 0% | 0% | 0 | 0 | 0 | 0 | 0 | 0 | 0 | 0 | 0 | 0 | 0 | 0 | 0 | 0 | 0 | 0 | 0 | 0 | 0 | 0 | 0 | 0 | 0 | 0 | 0 | 0 | 0 | 0 | 0 | 0 | FALSE | 0% | 0% | 0% | 0% | 0% | 0% | FALSE | 0% | 0% | 0% | 0% | 0% | FALSE | 0% | 0% | 0% | 0% | 0% | 0% | 0% | 0% | N/A | N/A
| 763 | N/A | N/A | N/A | N/A | N/A | N/A | N/A | N/A | N/A | N/A | N/A | N/A | N/A | N/A | 0% | 0 | N/A | 0% | FALSE | N/A | N/A | N/A | N/A | N/A | FALSE | FALSE | TRUE | 0 | 0 | 0 | 0 | 0 | 0 | 0 | 0 | 0 | 0 | 0 | 0 | 0 | 0 | 0 | 0 | 0 | 0 | 0 | 0 | 0 | 0 | 0 | 0 | 0 | 0 | 0 | 0 | 0 | 0 | 0% | 0% | 0% | 0% | 0% | 0 | 0 | 0 | 0 | 0 | 0 | 0 | 0 | 0 | 0 | 0 | 0 | 0 | 0 | 0 | 0 | 0 | 0 | 0 | 0 | 0 | 0 | 0 | 0 | 0 | 0 | 0 | 0 | 0 | 0 | FALSE | 0% | 0% | 0% | 0% | 0% | 0% | FALSE | 0% | 0% | 0% | 0% | 0% | FALSE | 0% | 0% | 0% | 0% | 0% | 0% | 0% | 0% | N/A | N/A
| 764 | N/A | N/A | N/A | N/A | N/A | N/A | N/A | N/A | N/A | N/A | N/A | N/A | N/A | N/A | 0% | 0 | N/A | 0% | FALSE | N/A | N/A | N/A | N/A | N/A | FALSE | FALSE | TRUE | 0 | 0 | 0 | 0 | 0 | 0 | 0 | 0 | 0 | 0 | 0 | 0 | 0 | 0 | 0 | 0 | 0 | 0 | 0 | 0 | 0 | 0 | 0 | 0 | 0 | 0 | 0 | 0 | 0 | 0 | 0% | 0% | 0% | 0% | 0% | 0 | 0 | 0 | 0 | 0 | 0 | 0 | 0 | 0 | 0 | 0 | 0 | 0 | 0 | 0 | 0 | 0 | 0 | 0 | 0 | 0 | 0 | 0 | 0 | 0 | 0 | 0 | 0 | 0 | 0 | FALSE | 0% | 0% | 0% | 0% | 0% | 0% | FALSE | 0% | 0% | 0% | 0% | 0% | FALSE | 0% | 0% | 0% | 0% | 0% | 0% | 0% | 0% | N/A | N/A
| 765 | N/A | N/A | N/A | N/A | N/A | N/A | N/A | N/A | N/A | N/A | N/A | N/A | N/A | N/A | 0% | 0 | N/A | 0% | FALSE | N/A | N/A | N/A | N/A | N/A | FALSE | FALSE | TRUE | 0 | 0 | 0 | 0 | 0 | 0 | 0 | 0 | 0 | 0 | 0 | 0 | 0 | 0 | 0 | 0 | 0 | 0 | 0 | 0 | 0 | 0 | 0 | 0 | 0 | 0 | 0 | 0 | 0 | 0 | 0% | 0% | 0% | 0% | 0% | 0 | 0 | 0 | 0 | 0 | 0 | 0 | 0 | 0 | 0 | 0 | 0 | 0 | 0 | 0 | 0 | 0 | 0 | 0 | 0 | 0 | 0 | 0 | 0 | 0 | 0 | 0 | 0 | 0 | 0 | FALSE | 0% | 0% | 0% | 0% | 0% | 0% | FALSE | 0% | 0% | 0% | 0% | 0% | FALSE | 0% | 0% | 0% | 0% | 0% | 0% | 0% | 0% | N/A | N/A
| 766 | N/A | N/A | N/A | N/A | N/A | N/A | N/A | N/A | N/A | N/A | N/A | N/A | N/A | N/A | 0% | 0 | N/A | 0% | FALSE | N/A | N/A | N/A | N/A | N/A | FALSE | FALSE | TRUE | 0 | 0 | 0 | 0 | 0 | 0 | 0 | 0 | 0 | 0 | 0 | 0 | 0 | 0 | 0 | 0 | 0 | 0 | 0 | 0 | 0 | 0 | 0 | 0 | 0 | 0 | 0 | 0 | 0 | 0 | 0% | 0% | 0% | 0% | 0% | 0 | 0 | 0 | 0 | 0 | 0 | 0 | 0 | 0 | 0 | 0 | 0 | 0 | 0 | 0 | 0 | 0 | 0 | 0 | 0 | 0 | 0 | 0 | 0 | 0 | 0 | 0 | 0 | 0 | 0 | FALSE | 0% | 0% | 0% | 0% | 0% | 0% | FALSE | 0% | 0% | 0% | 0% | 0% | FALSE | 0% | 0% | 0% | 0% | 0% | 0% | 0% | 0% | N/A | N/A
| 767 | N/A | N/A | N/A | N/A | N/A | N/A | N/A | N/A | N/A | N/A | N/A | N/A | N/A | N/A | 0% | 0 | N/A | 0% | FALSE | N/A | N/A | N/A | N/A | N/A | FALSE | FALSE | TRUE | 0 | 0 | 0 | 0 | 0 | 0 | 0 | 0 | 0 | 0 | 0 | 0 | 0 | 0 | 0 | 0 | 0 | 0 | 0 | 0 | 0 | 0 | 0 | 0 | 0 | 0 | 0 | 0 | 0 | 0 | 0% | 0% | 0% | 0% | 0% | 0 | 0 | 0 | 0 | 0 | 0 | 0 | 0 | 0 | 0 | 0 | 0 | 0 | 0 | 0 | 0 | 0 | 0 | 0 | 0 | 0 | 0 | 0 | 0 | 0 | 0 | 0 | 0 | 0 | 0 | FALSE | 0% | 0% | 0% | 0% | 0% | 0% | FALSE | 0% | 0% | 0% | 0% | 0% | FALSE | 0% | 0% | 0% | 0% | 0% | 0% | 0% | 0% | N/A | N/A
| 768 | N/A | N/A | N/A | N/A | N/A | N/A | N/A | N/A | N/A | N/A | N/A | N/A | N/A | N/A | 0% | 0 | N/A | 0% | FALSE | N/A | N/A | N/A | N/A | N/A | FALSE | FALSE | TRUE | 0 | 0 | 0 | 0 | 0 | 0 | 0 | 0 | 0 | 0 | 0 | 0 | 0 | 0 | 0 | 0 | 0 | 0 | 0 | 0 | 0 | 0 | 0 | 0 | 0 | 0 | 0 | 0 | 0 | 0 | 0% | 0% | 0% | 0% | 0% | 0 | 0 | 0 | 0 | 0 | 0 | 0 | 0 | 0 | 0 | 0 | 0 | 0 | 0 | 0 | 0 | 0 | 0 | 0 | 0 | 0 | 0 | 0 | 0 | 0 | 0 | 0 | 0 | 0 | 0 | FALSE | 0% | 0% | 0% | 0% | 0% | 0% | FALSE | 0% | 0% | 0% | 0% | 0% | FALSE | 0% | 0% | 0% | 0% | 0% | 0% | 0% | 0% | N/A | N/A
| 769 | N/A | N/A | N/A | N/A | N/A | N/A | N/A | N/A | N/A | N/A | N/A | N/A | N/A | N/A | 0% | 0 | N/A | 0% | FALSE | N/A | N/A | N/A | N/A | N/A | FALSE | FALSE | TRUE | 0 | 0 | 0 | 0 | 0 | 0 | 0 | 0 | 0 | 0 | 0 | 0 | 0 | 0 | 0 | 0 | 0 | 0 | 0 | 0 | 0 | 0 | 0 | 0 | 0 | 0 | 0 | 0 | 0 | 0 | 0% | 0% | 0% | 0% | 0% | 0 | 0 | 0 | 0 | 0 | 0 | 0 | 0 | 0 | 0 | 0 | 0 | 0 | 0 | 0 | 0 | 0 | 0 | 0 | 0 | 0 | 0 | 0 | 0 | 0 | 0 | 0 | 0 | 0 | 0 | FALSE | 0% | 0% | 0% | 0% | 0% | 0% | FALSE | 0% | 0% | 0% | 0% | 0% | FALSE | 0% | 0% | 0% | 0% | 0% | 0% | 0% | 0% | N/A | N/A
| 770 | N/A | N/A | N/A | N/A | N/A | N/A | N/A | N/A | N/A | N/A | N/A | N/A | N/A | N/A | 0% | 0 | N/A | 0% | FALSE | N/A | N/A | N/A | N/A | N/A | FALSE | FALSE | TRUE | 0 | 0 | 0 | 0 | 0 | 0 | 0 | 0 | 0 | 0 | 0 | 0 | 0 | 0 | 0 | 0 | 0 | 0 | 0 | 0 | 0 | 0 | 0 | 0 | 0 | 0 | 0 | 0 | 0 | 0 | 0% | 0% | 0% | 0% | 0% | 0 | 0 | 0 | 0 | 0 | 0 | 0 | 0 | 0 | 0 | 0 | 0 | 0 | 0 | 0 | 0 | 0 | 0 | 0 | 0 | 0 | 0 | 0 | 0 | 0 | 0 | 0 | 0 | 0 | 0 | FALSE | 0% | 0% | 0% | 0% | 0% | 0% | FALSE | 0% | 0% | 0% | 0% | 0% | FALSE | 0% | 0% | 0% | 0% | 0% | 0% | 0% | 0% | N/A | N/A
| 771 | N/A | N/A | N/A | N/A | N/A | N/A | N/A | N/A | N/A | N/A | N/A | N/A | N/A | N/A | 0% | 0 | N/A | 0% | FALSE | N/A | N/A | N/A | N/A | N/A | FALSE | FALSE | TRUE | 0 | 0 | 0 | 0 | 0 | 0 | 0 | 0 | 0 | 0 | 0 | 0 | 0 | 0 | 0 | 0 | 0 | 0 | 0 | 0 | 0 | 0 | 0 | 0 | 0 | 0 | 0 | 0 | 0 | 0 | 0% | 0% | 0% | 0% | 0% | 0 | 0 | 0 | 0 | 0 | 0 | 0 | 0 | 0 | 0 | 0 | 0 | 0 | 0 | 0 | 0 | 0 | 0 | 0 | 0 | 0 | 0 | 0 | 0 | 0 | 0 | 0 | 0 | 0 | 0 | FALSE | 0% | 0% | 0% | 0% | 0% | 0% | FALSE | 0% | 0% | 0% | 0% | 0% | FALSE | 0% | 0% | 0% | 0% | 0% | 0% | 0% | 0% | N/A | N/A
| 772 | N/A | N/A | N/A | N/A | N/A | N/A | N/A | N/A | N/A | N/A | N/A | N/A | N/A | N/A | 0% | 0 | N/A | 0% | FALSE | N/A | N/A | N/A | N/A | N/A | FALSE | FALSE | TRUE | 0 | 0 | 0 | 0 | 0 | 0 | 0 | 0 | 0 | 0 | 0 | 0 | 0 | 0 | 0 | 0 | 0 | 0 | 0 | 0 | 0 | 0 | 0 | 0 | 0 | 0 | 0 | 0 | 0 | 0 | 0% | 0% | 0% | 0% | 0% | 0 | 0 | 0 | 0 | 0 | 0 | 0 | 0 | 0 | 0 | 0 | 0 | 0 | 0 | 0 | 0 | 0 | 0 | 0 | 0 | 0 | 0 | 0 | 0 | 0 | 0 | 0 | 0 | 0 | 0 | FALSE | 0% | 0% | 0% | 0% | 0% | 0% | FALSE | 0% | 0% | 0% | 0% | 0% | FALSE | 0% | 0% | 0% | 0% | 0% | 0% | 0% | 0% | N/A | N/A
| 773 | N/A | N/A | N/A | N/A | N/A | N/A | N/A | N/A | N/A | N/A | N/A | N/A | N/A | N/A | 0% | 0 | N/A | 0% | FALSE | N/A | N/A | N/A | N/A | N/A | FALSE | FALSE | TRUE | 0 | 0 | 0 | 0 | 0 | 0 | 0 | 0 | 0 | 0 | 0 | 0 | 0 | 0 | 0 | 0 | 0 | 0 | 0 | 0 | 0 | 0 | 0 | 0 | 0 | 0 | 0 | 0 | 0 | 0 | 0% | 0% | 0% | 0% | 0% | 0 | 0 | 0 | 0 | 0 | 0 | 0 | 0 | 0 | 0 | 0 | 0 | 0 | 0 | 0 | 0 | 0 | 0 | 0 | 0 | 0 | 0 | 0 | 0 | 0 | 0 | 0 | 0 | 0 | 0 | FALSE | 0% | 0% | 0% | 0% | 0% | 0% | FALSE | 0% | 0% | 0% | 0% | 0% | FALSE | 0% | 0% | 0% | 0% | 0% | 0% | 0% | 0% | N/A | N/A
| 774 | N/A | N/A | N/A | N/A | N/A | N/A | N/A | N/A | N/A | N/A | N/A | N/A | N/A | N/A | 0% | 0 | N/A | 0% | FALSE | N/A | N/A | N/A | N/A | N/A | FALSE | FALSE | TRUE | 0 | 0 | 0 | 0 | 0 | 0 | 0 | 0 | 0 | 0 | 0 | 0 | 0 | 0 | 0 | 0 | 0 | 0 | 0 | 0 | 0 | 0 | 0 | 0 | 0 | 0 | 0 | 0 | 0 | 0 | 0% | 0% | 0% | 0% | 0% | 0 | 0 | 0 | 0 | 0 | 0 | 0 | 0 | 0 | 0 | 0 | 0 | 0 | 0 | 0 | 0 | 0 | 0 | 0 | 0 | 0 | 0 | 0 | 0 | 0 | 0 | 0 | 0 | 0 | 0 | FALSE | 0% | 0% | 0% | 0% | 0% | 0% | FALSE | 0% | 0% | 0% | 0% | 0% | FALSE | 0% | 0% | 0% | 0% | 0% | 0% | 0% | 0% | N/A | N/A
| 775 | N/A | N/A | N/A | N/A | N/A | N/A | N/A | N/A | N/A | N/A | N/A | N/A | N/A | N/A | 0% | 0 | N/A | 0% | FALSE | N/A | N/A | N/A | N/A | N/A | FALSE | FALSE | TRUE | 0 | 0 | 0 | 0 | 0 | 0 | 0 | 0 | 0 | 0 | 0 | 0 | 0 | 0 | 0 | 0 | 0 | 0 | 0 | 0 | 0 | 0 | 0 | 0 | 0 | 0 | 0 | 0 | 0 | 0 | 0% | 0% | 0% | 0% | 0% | 0 | 0 | 0 | 0 | 0 | 0 | 0 | 0 | 0 | 0 | 0 | 0 | 0 | 0 | 0 | 0 | 0 | 0 | 0 | 0 | 0 | 0 | 0 | 0 | 0 | 0 | 0 | 0 | 0 | 0 | FALSE | 0% | 0% | 0% | 0% | 0% | 0% | FALSE | 0% | 0% | 0% | 0% | 0% | FALSE | 0% | 0% | 0% | 0% | 0% | 0% | 0% | 0% | N/A | N/A
| 776 | N/A | N/A | N/A | N/A | N/A | N/A | N/A | N/A | N/A | N/A | N/A | N/A | N/A | N/A | 0% | 0 | N/A | 0% | FALSE | N/A | N/A | N/A | N/A | N/A | FALSE | FALSE | TRUE | 0 | 0 | 0 | 0 | 0 | 0 | 0 | 0 | 0 | 0 | 0 | 0 | 0 | 0 | 0 | 0 | 0 | 0 | 0 | 0 | 0 | 0 | 0 | 0 | 0 | 0 | 0 | 0 | 0 | 0 | 0% | 0% | 0% | 0% | 0% | 0 | 0 | 0 | 0 | 0 | 0 | 0 | 0 | 0 | 0 | 0 | 0 | 0 | 0 | 0 | 0 | 0 | 0 | 0 | 0 | 0 | 0 | 0 | 0 | 0 | 0 | 0 | 0 | 0 | 0 | FALSE | 0% | 0% | 0% | 0% | 0% | 0% | FALSE | 0% | 0% | 0% | 0% | 0% | FALSE | 0% | 0% | 0% | 0% | 0% | 0% | 0% | 0% | N/A | N/A
| 777 | N/A | N/A | N/A | N/A | N/A | N/A | N/A | N/A | N/A | N/A | N/A | N/A | N/A | N/A | 0% | 0 | N/A | 0% | FALSE | N/A | N/A | N/A | N/A | N/A | FALSE | FALSE | TRUE | 0 | 0 | 0 | 0 | 0 | 0 | 0 | 0 | 0 | 0 | 0 | 0 | 0 | 0 | 0 | 0 | 0 | 0 | 0 | 0 | 0 | 0 | 0 | 0 | 0 | 0 | 0 | 0 | 0 | 0 | 0% | 0% | 0% | 0% | 0% | 0 | 0 | 0 | 0 | 0 | 0 | 0 | 0 | 0 | 0 | 0 | 0 | 0 | 0 | 0 | 0 | 0 | 0 | 0 | 0 | 0 | 0 | 0 | 0 | 0 | 0 | 0 | 0 | 0 | 0 | FALSE | 0% | 0% | 0% | 0% | 0% | 0% | FALSE | 0% | 0% | 0% | 0% | 0% | FALSE | 0% | 0% | 0% | 0% | 0% | 0% | 0% | 0% | N/A | N/A
| 778 | N/A | N/A | N/A | N/A | N/A | N/A | N/A | N/A | N/A | N/A | N/A | N/A | N/A | N/A | 0% | 0 | N/A | 0% | FALSE | N/A | N/A | N/A | N/A | N/A | FALSE | FALSE | TRUE | 0 | 0 | 0 | 0 | 0 | 0 | 0 | 0 | 0 | 0 | 0 | 0 | 0 | 0 | 0 | 0 | 0 | 0 | 0 | 0 | 0 | 0 | 0 | 0 | 0 | 0 | 0 | 0 | 0 | 0 | 0% | 0% | 0% | 0% | 0% | 0 | 0 | 0 | 0 | 0 | 0 | 0 | 0 | 0 | 0 | 0 | 0 | 0 | 0 | 0 | 0 | 0 | 0 | 0 | 0 | 0 | 0 | 0 | 0 | 0 | 0 | 0 | 0 | 0 | 0 | FALSE | 0% | 0% | 0% | 0% | 0% | 0% | FALSE | 0% | 0% | 0% | 0% | 0% | FALSE | 0% | 0% | 0% | 0% | 0% | 0% | 0% | 0% | N/A | N/A
| 779 | N/A | N/A | N/A | N/A | N/A | N/A | N/A | N/A | N/A | N/A | N/A | N/A | N/A | N/A | 0% | 0 | N/A | 0% | FALSE | N/A | N/A | N/A | N/A | N/A | FALSE | FALSE | TRUE | 0 | 0 | 0 | 0 | 0 | 0 | 0 | 0 | 0 | 0 | 0 | 0 | 0 | 0 | 0 | 0 | 0 | 0 | 0 | 0 | 0 | 0 | 0 | 0 | 0 | 0 | 0 | 0 | 0 | 0 | 0% | 0% | 0% | 0% | 0% | 0 | 0 | 0 | 0 | 0 | 0 | 0 | 0 | 0 | 0 | 0 | 0 | 0 | 0 | 0 | 0 | 0 | 0 | 0 | 0 | 0 | 0 | 0 | 0 | 0 | 0 | 0 | 0 | 0 | 0 | FALSE | 0% | 0% | 0% | 0% | 0% | 0% | FALSE | 0% | 0% | 0% | 0% | 0% | FALSE | 0% | 0% | 0% | 0% | 0% | 0% | 0% | 0% | N/A | N/A
| 780 | N/A | N/A | N/A | N/A | N/A | N/A | N/A | N/A | N/A | N/A | N/A | N/A | N/A | N/A | 0% | 0 | N/A | 0% | FALSE | N/A | N/A | N/A | N/A | N/A | FALSE | FALSE | TRUE | 0 | 0 | 0 | 0 | 0 | 0 | 0 | 0 | 0 | 0 | 0 | 0 | 0 | 0 | 0 | 0 | 0 | 0 | 0 | 0 | 0 | 0 | 0 | 0 | 0 | 0 | 0 | 0 | 0 | 0 | 0% | 0% | 0% | 0% | 0% | 0 | 0 | 0 | 0 | 0 | 0 | 0 | 0 | 0 | 0 | 0 | 0 | 0 | 0 | 0 | 0 | 0 | 0 | 0 | 0 | 0 | 0 | 0 | 0 | 0 | 0 | 0 | 0 | 0 | 0 | FALSE | 0% | 0% | 0% | 0% | 0% | 0% | FALSE | 0% | 0% | 0% | 0% | 0% | FALSE | 0% | 0% | 0% | 0% | 0% | 0% | 0% | 0% | N/A | N/A
| 781 | N/A | N/A | N/A | N/A | N/A | N/A | N/A | N/A | N/A | N/A | N/A | N/A | N/A | N/A | 0% | 0 | N/A | 0% | FALSE | N/A | N/A | N/A | N/A | N/A | FALSE | FALSE | TRUE | 0 | 0 | 0 | 0 | 0 | 0 | 0 | 0 | 0 | 0 | 0 | 0 | 0 | 0 | 0 | 0 | 0 | 0 | 0 | 0 | 0 | 0 | 0 | 0 | 0 | 0 | 0 | 0 | 0 | 0 | 0% | 0% | 0% | 0% | 0% | 0 | 0 | 0 | 0 | 0 | 0 | 0 | 0 | 0 | 0 | 0 | 0 | 0 | 0 | 0 | 0 | 0 | 0 | 0 | 0 | 0 | 0 | 0 | 0 | 0 | 0 | 0 | 0 | 0 | 0 | FALSE | 0% | 0% | 0% | 0% | 0% | 0% | FALSE | 0% | 0% | 0% | 0% | 0% | FALSE | 0% | 0% | 0% | 0% | 0% | 0% | 0% | 0% | N/A | N/A
| 782 | N/A | N/A | N/A | N/A | N/A | N/A | N/A | N/A | N/A | N/A | N/A | N/A | N/A | N/A | 0% | 0 | N/A | 0% | FALSE | N/A | N/A | N/A | N/A | N/A | FALSE | FALSE | TRUE | 0 | 0 | 0 | 0 | 0 | 0 | 0 | 0 | 0 | 0 | 0 | 0 | 0 | 0 | 0 | 0 | 0 | 0 | 0 | 0 | 0 | 0 | 0 | 0 | 0 | 0 | 0 | 0 | 0 | 0 | 0% | 0% | 0% | 0% | 0% | 0 | 0 | 0 | 0 | 0 | 0 | 0 | 0 | 0 | 0 | 0 | 0 | 0 | 0 | 0 | 0 | 0 | 0 | 0 | 0 | 0 | 0 | 0 | 0 | 0 | 0 | 0 | 0 | 0 | 0 | FALSE | 0% | 0% | 0% | 0% | 0% | 0% | FALSE | 0% | 0% | 0% | 0% | 0% | FALSE | 0% | 0% | 0% | 0% | 0% | 0% | 0% | 0% | N/A | N/A
| 783 | N/A | N/A | N/A | N/A | N/A | N/A | N/A | N/A | N/A | N/A | N/A | N/A | N/A | N/A | 0% | 0 | N/A | 0% | FALSE | N/A | N/A | N/A | N/A | N/A | FALSE | FALSE | TRUE | 0 | 0 | 0 | 0 | 0 | 0 | 0 | 0 | 0 | 0 | 0 | 0 | 0 | 0 | 0 | 0 | 0 | 0 | 0 | 0 | 0 | 0 | 0 | 0 | 0 | 0 | 0 | 0 | 0 | 0 | 0% | 0% | 0% | 0% | 0% | 0 | 0 | 0 | 0 | 0 | 0 | 0 | 0 | 0 | 0 | 0 | 0 | 0 | 0 | 0 | 0 | 0 | 0 | 0 | 0 | 0 | 0 | 0 | 0 | 0 | 0 | 0 | 0 | 0 | 0 | FALSE | 0% | 0% | 0% | 0% | 0% | 0% | FALSE | 0% | 0% | 0% | 0% | 0% | FALSE | 0% | 0% | 0% | 0% | 0% | 0% | 0% | 0% | N/A | N/A
| 784 | N/A | N/A | N/A | N/A | N/A | N/A | N/A | N/A | N/A | N/A | N/A | N/A | N/A | N/A | 0% | 0 | N/A | 0% | FALSE | N/A | N/A | N/A | N/A | N/A | FALSE | FALSE | TRUE | 0 | 0 | 0 | 0 | 0 | 0 | 0 | 0 | 0 | 0 | 0 | 0 | 0 | 0 | 0 | 0 | 0 | 0 | 0 | 0 | 0 | 0 | 0 | 0 | 0 | 0 | 0 | 0 | 0 | 0 | 0% | 0% | 0% | 0% | 0% | 0 | 0 | 0 | 0 | 0 | 0 | 0 | 0 | 0 | 0 | 0 | 0 | 0 | 0 | 0 | 0 | 0 | 0 | 0 | 0 | 0 | 0 | 0 | 0 | 0 | 0 | 0 | 0 | 0 | 0 | FALSE | 0% | 0% | 0% | 0% | 0% | 0% | FALSE | 0% | 0% | 0% | 0% | 0% | FALSE | 0% | 0% | 0% | 0% | 0% | 0% | 0% | 0% | N/A | N/A
| 785 | N/A | N/A | N/A | N/A | N/A | N/A | N/A | N/A | N/A | N/A | N/A | N/A | N/A | N/A | 0% | 0 | N/A | 0% | FALSE | N/A | N/A | N/A | N/A | N/A | FALSE | FALSE | TRUE | 0 | 0 | 0 | 0 | 0 | 0 | 0 | 0 | 0 | 0 | 0 | 0 | 0 | 0 | 0 | 0 | 0 | 0 | 0 | 0 | 0 | 0 | 0 | 0 | 0 | 0 | 0 | 0 | 0 | 0 | 0% | 0% | 0% | 0% | 0% | 0 | 0 | 0 | 0 | 0 | 0 | 0 | 0 | 0 | 0 | 0 | 0 | 0 | 0 | 0 | 0 | 0 | 0 | 0 | 0 | 0 | 0 | 0 | 0 | 0 | 0 | 0 | 0 | 0 | 0 | FALSE | 0% | 0% | 0% | 0% | 0% | 0% | FALSE | 0% | 0% | 0% | 0% | 0% | FALSE | 0% | 0% | 0% | 0% | 0% | 0% | 0% | 0% | N/A | N/A
| 786 | N/A | N/A | N/A | N/A | N/A | N/A | N/A | N/A | N/A | N/A | N/A | N/A | N/A | N/A | 0% | 0 | N/A | 0% | FALSE | N/A | N/A | N/A | N/A | N/A | FALSE | FALSE | TRUE | 0 | 0 | 0 | 0 | 0 | 0 | 0 | 0 | 0 | 0 | 0 | 0 | 0 | 0 | 0 | 0 | 0 | 0 | 0 | 0 | 0 | 0 | 0 | 0 | 0 | 0 | 0 | 0 | 0 | 0 | 0% | 0% | 0% | 0% | 0% | 0 | 0 | 0 | 0 | 0 | 0 | 0 | 0 | 0 | 0 | 0 | 0 | 0 | 0 | 0 | 0 | 0 | 0 | 0 | 0 | 0 | 0 | 0 | 0 | 0 | 0 | 0 | 0 | 0 | 0 | FALSE | 0% | 0% | 0% | 0% | 0% | 0% | FALSE | 0% | 0% | 0% | 0% | 0% | FALSE | 0% | 0% | 0% | 0% | 0% | 0% | 0% | 0% | N/A | N/A
| 787 | N/A | N/A | N/A | N/A | N/A | N/A | N/A | N/A | N/A | N/A | N/A | N/A | N/A | N/A | 0% | 0 | N/A | 0% | FALSE | N/A | N/A | N/A | N/A | N/A | FALSE | FALSE | TRUE | 0 | 0 | 0 | 0 | 0 | 0 | 0 | 0 | 0 | 0 | 0 | 0 | 0 | 0 | 0 | 0 | 0 | 0 | 0 | 0 | 0 | 0 | 0 | 0 | 0 | 0 | 0 | 0 | 0 | 0 | 0% | 0% | 0% | 0% | 0% | 0 | 0 | 0 | 0 | 0 | 0 | 0 | 0 | 0 | 0 | 0 | 0 | 0 | 0 | 0 | 0 | 0 | 0 | 0 | 0 | 0 | 0 | 0 | 0 | 0 | 0 | 0 | 0 | 0 | 0 | FALSE | 0% | 0% | 0% | 0% | 0% | 0% | FALSE | 0% | 0% | 0% | 0% | 0% | FALSE | 0% | 0% | 0% | 0% | 0% | 0% | 0% | 0% | N/A | N/A
| 788 | N/A | N/A | N/A | N/A | N/A | N/A | N/A | N/A | N/A | N/A | N/A | N/A | N/A | N/A | 0% | 0 | N/A | 0% | FALSE | N/A | N/A | N/A | N/A | N/A | FALSE | FALSE | TRUE | 0 | 0 | 0 | 0 | 0 | 0 | 0 | 0 | 0 | 0 | 0 | 0 | 0 | 0 | 0 | 0 | 0 | 0 | 0 | 0 | 0 | 0 | 0 | 0 | 0 | 0 | 0 | 0 | 0 | 0 | 0% | 0% | 0% | 0% | 0% | 0 | 0 | 0 | 0 | 0 | 0 | 0 | 0 | 0 | 0 | 0 | 0 | 0 | 0 | 0 | 0 | 0 | 0 | 0 | 0 | 0 | 0 | 0 | 0 | 0 | 0 | 0 | 0 | 0 | 0 | FALSE | 0% | 0% | 0% | 0% | 0% | 0% | FALSE | 0% | 0% | 0% | 0% | 0% | FALSE | 0% | 0% | 0% | 0% | 0% | 0% | 0% | 0% | N/A | N/A
| 789 | N/A | N/A | N/A | N/A | N/A | N/A | N/A | N/A | N/A | N/A | N/A | N/A | N/A | N/A | 0% | 0 | N/A | 0% | FALSE | N/A | N/A | N/A | N/A | N/A | FALSE | FALSE | TRUE | 0 | 0 | 0 | 0 | 0 | 0 | 0 | 0 | 0 | 0 | 0 | 0 | 0 | 0 | 0 | 0 | 0 | 0 | 0 | 0 | 0 | 0 | 0 | 0 | 0 | 0 | 0 | 0 | 0 | 0 | 0% | 0% | 0% | 0% | 0% | 0 | 0 | 0 | 0 | 0 | 0 | 0 | 0 | 0 | 0 | 0 | 0 | 0 | 0 | 0 | 0 | 0 | 0 | 0 | 0 | 0 | 0 | 0 | 0 | 0 | 0 | 0 | 0 | 0 | 0 | FALSE | 0% | 0% | 0% | 0% | 0% | 0% | FALSE | 0% | 0% | 0% | 0% | 0% | FALSE | 0% | 0% | 0% | 0% | 0% | 0% | 0% | 0% | N/A | N/A
| 790 | N/A | N/A | N/A | N/A | N/A | N/A | N/A | N/A | N/A | N/A | N/A | N/A | N/A | N/A | 0% | 0 | N/A | 0% | FALSE | N/A | N/A | N/A | N/A | N/A | FALSE | FALSE | TRUE | 0 | 0 | 0 | 0 | 0 | 0 | 0 | 0 | 0 | 0 | 0 | 0 | 0 | 0 | 0 | 0 | 0 | 0 | 0 | 0 | 0 | 0 | 0 | 0 | 0 | 0 | 0 | 0 | 0 | 0 | 0% | 0% | 0% | 0% | 0% | 0 | 0 | 0 | 0 | 0 | 0 | 0 | 0 | 0 | 0 | 0 | 0 | 0 | 0 | 0 | 0 | 0 | 0 | 0 | 0 | 0 | 0 | 0 | 0 | 0 | 0 | 0 | 0 | 0 | 0 | FALSE | 0% | 0% | 0% | 0% | 0% | 0% | FALSE | 0% | 0% | 0% | 0% | 0% | FALSE | 0% | 0% | 0% | 0% | 0% | 0% | 0% | 0% | N/A | N/A
| 791 | N/A | N/A | N/A | N/A | N/A | N/A | N/A | N/A | N/A | N/A | N/A | N/A | N/A | N/A | 0% | 0 | N/A | 0% | FALSE | N/A | N/A | N/A | N/A | N/A | FALSE | FALSE | TRUE | 0 | 0 | 0 | 0 | 0 | 0 | 0 | 0 | 0 | 0 | 0 | 0 | 0 | 0 | 0 | 0 | 0 | 0 | 0 | 0 | 0 | 0 | 0 | 0 | 0 | 0 | 0 | 0 | 0 | 0 | 0% | 0% | 0% | 0% | 0% | 0 | 0 | 0 | 0 | 0 | 0 | 0 | 0 | 0 | 0 | 0 | 0 | 0 | 0 | 0 | 0 | 0 | 0 | 0 | 0 | 0 | 0 | 0 | 0 | 0 | 0 | 0 | 0 | 0 | 0 | FALSE | 0% | 0% | 0% | 0% | 0% | 0% | FALSE | 0% | 0% | 0% | 0% | 0% | FALSE | 0% | 0% | 0% | 0% | 0% | 0% | 0% | 0% | N/A | N/A
| 792 | N/A | N/A | N/A | N/A | N/A | N/A | N/A | N/A | N/A | N/A | N/A | N/A | N/A | N/A | 0% | 0 | N/A | 0% | FALSE | N/A | N/A | N/A | N/A | N/A | FALSE | FALSE | TRUE | 0 | 0 | 0 | 0 | 0 | 0 | 0 | 0 | 0 | 0 | 0 | 0 | 0 | 0 | 0 | 0 | 0 | 0 | 0 | 0 | 0 | 0 | 0 | 0 | 0 | 0 | 0 | 0 | 0 | 0 | 0% | 0% | 0% | 0% | 0% | 0 | 0 | 0 | 0 | 0 | 0 | 0 | 0 | 0 | 0 | 0 | 0 | 0 | 0 | 0 | 0 | 0 | 0 | 0 | 0 | 0 | 0 | 0 | 0 | 0 | 0 | 0 | 0 | 0 | 0 | FALSE | 0% | 0% | 0% | 0% | 0% | 0% | FALSE | 0% | 0% | 0% | 0% | 0% | FALSE | 0% | 0% | 0% | 0% | 0% | 0% | 0% | 0% | N/A | N/A
| 793 | N/A | N/A | N/A | N/A | N/A | N/A | N/A | N/A | N/A | N/A | N/A | N/A | N/A | N/A | 0% | 0 | N/A | 0% | FALSE | N/A | N/A | N/A | N/A | N/A | FALSE | FALSE | TRUE | 0 | 0 | 0 | 0 | 0 | 0 | 0 | 0 | 0 | 0 | 0 | 0 | 0 | 0 | 0 | 0 | 0 | 0 | 0 | 0 | 0 | 0 | 0 | 0 | 0 | 0 | 0 | 0 | 0 | 0 | 0% | 0% | 0% | 0% | 0% | 0 | 0 | 0 | 0 | 0 | 0 | 0 | 0 | 0 | 0 | 0 | 0 | 0 | 0 | 0 | 0 | 0 | 0 | 0 | 0 | 0 | 0 | 0 | 0 | 0 | 0 | 0 | 0 | 0 | 0 | FALSE | 0% | 0% | 0% | 0% | 0% | 0% | FALSE | 0% | 0% | 0% | 0% | 0% | FALSE | 0% | 0% | 0% | 0% | 0% | 0% | 0% | 0% | N/A | N/A
| 794 | N/A | N/A | N/A | N/A | N/A | N/A | N/A | N/A | N/A | N/A | N/A | N/A | N/A | N/A | 0% | 0 | N/A | 0% | FALSE | N/A | N/A | N/A | N/A | N/A | FALSE | FALSE | TRUE | 0 | 0 | 0 | 0 | 0 | 0 | 0 | 0 | 0 | 0 | 0 | 0 | 0 | 0 | 0 | 0 | 0 | 0 | 0 | 0 | 0 | 0 | 0 | 0 | 0 | 0 | 0 | 0 | 0 | 0 | 0% | 0% | 0% | 0% | 0% | 0 | 0 | 0 | 0 | 0 | 0 | 0 | 0 | 0 | 0 | 0 | 0 | 0 | 0 | 0 | 0 | 0 | 0 | 0 | 0 | 0 | 0 | 0 | 0 | 0 | 0 | 0 | 0 | 0 | 0 | FALSE | 0% | 0% | 0% | 0% | 0% | 0% | FALSE | 0% | 0% | 0% | 0% | 0% | FALSE | 0% | 0% | 0% | 0% | 0% | 0% | 0% | 0% | N/A | N/A
| 795 | N/A | N/A | N/A | N/A | N/A | N/A | N/A | N/A | N/A | N/A | N/A | N/A | N/A | N/A | 0% | 0 | N/A | 0% | FALSE | N/A | N/A | N/A | N/A | N/A | FALSE | FALSE | TRUE | 0 | 0 | 0 | 0 | 0 | 0 | 0 | 0 | 0 | 0 | 0 | 0 | 0 | 0 | 0 | 0 | 0 | 0 | 0 | 0 | 0 | 0 | 0 | 0 | 0 | 0 | 0 | 0 | 0 | 0 | 0% | 0% | 0% | 0% | 0% | 0 | 0 | 0 | 0 | 0 | 0 | 0 | 0 | 0 | 0 | 0 | 0 | 0 | 0 | 0 | 0 | 0 | 0 | 0 | 0 | 0 | 0 | 0 | 0 | 0 | 0 | 0 | 0 | 0 | 0 | FALSE | 0% | 0% | 0% | 0% | 0% | 0% | FALSE | 0% | 0% | 0% | 0% | 0% | FALSE | 0% | 0% | 0% | 0% | 0% | 0% | 0% | 0% | N/A | N/A
| 796 | N/A | N/A | N/A | N/A | N/A | N/A | N/A | N/A | N/A | N/A | N/A | N/A | N/A | N/A | 0% | 0 | N/A | 0% | FALSE | N/A | N/A | N/A | N/A | N/A | FALSE | FALSE | TRUE | 0 | 0 | 0 | 0 | 0 | 0 | 0 | 0 | 0 | 0 | 0 | 0 | 0 | 0 | 0 | 0 | 0 | 0 | 0 | 0 | 0 | 0 | 0 | 0 | 0 | 0 | 0 | 0 | 0 | 0 | 0% | 0% | 0% | 0% | 0% | 0 | 0 | 0 | 0 | 0 | 0 | 0 | 0 | 0 | 0 | 0 | 0 | 0 | 0 | 0 | 0 | 0 | 0 | 0 | 0 | 0 | 0 | 0 | 0 | 0 | 0 | 0 | 0 | 0 | 0 | FALSE | 0% | 0% | 0% | 0% | 0% | 0% | FALSE | 0% | 0% | 0% | 0% | 0% | FALSE | 0% | 0% | 0% | 0% | 0% | 0% | 0% | 0% | N/A | N/A
| 797 | N/A | N/A | N/A | N/A | N/A | N/A | N/A | N/A | N/A | N/A | N/A | N/A | N/A | N/A | 0% | 0 | N/A | 0% | FALSE | N/A | N/A | N/A | N/A | N/A | FALSE | FALSE | TRUE | 0 | 0 | 0 | 0 | 0 | 0 | 0 | 0 | 0 | 0 | 0 | 0 | 0 | 0 | 0 | 0 | 0 | 0 | 0 | 0 | 0 | 0 | 0 | 0 | 0 | 0 | 0 | 0 | 0 | 0 | 0% | 0% | 0% | 0% | 0% | 0 | 0 | 0 | 0 | 0 | 0 | 0 | 0 | 0 | 0 | 0 | 0 | 0 | 0 | 0 | 0 | 0 | 0 | 0 | 0 | 0 | 0 | 0 | 0 | 0 | 0 | 0 | 0 | 0 | 0 | FALSE | 0% | 0% | 0% | 0% | 0% | 0% | FALSE | 0% | 0% | 0% | 0% | 0% | FALSE | 0% | 0% | 0% | 0% | 0% | 0% | 0% | 0% | N/A | N/A
| 798 | N/A | N/A | N/A | N/A | N/A | N/A | N/A | N/A | N/A | N/A | N/A | N/A | N/A | N/A | 0% | 0 | N/A | 0% | FALSE | N/A | N/A | N/A | N/A | N/A | FALSE | FALSE | TRUE | 0 | 0 | 0 | 0 | 0 | 0 | 0 | 0 | 0 | 0 | 0 | 0 | 0 | 0 | 0 | 0 | 0 | 0 | 0 | 0 | 0 | 0 | 0 | 0 | 0 | 0 | 0 | 0 | 0 | 0 | 0% | 0% | 0% | 0% | 0% | 0 | 0 | 0 | 0 | 0 | 0 | 0 | 0 | 0 | 0 | 0 | 0 | 0 | 0 | 0 | 0 | 0 | 0 | 0 | 0 | 0 | 0 | 0 | 0 | 0 | 0 | 0 | 0 | 0 | 0 | FALSE | 0% | 0% | 0% | 0% | 0% | 0% | FALSE | 0% | 0% | 0% | 0% | 0% | FALSE | 0% | 0% | 0% | 0% | 0% | 0% | 0% | 0% | N/A | N/A
| 799 | N/A | N/A | N/A | N/A | N/A | N/A | N/A | N/A | N/A | N/A | N/A | N/A | N/A | N/A | 0% | 0 | N/A | 0% | FALSE | N/A | N/A | N/A | N/A | N/A | FALSE | FALSE | TRUE | 0 | 0 | 0 | 0 | 0 | 0 | 0 | 0 | 0 | 0 | 0 | 0 | 0 | 0 | 0 | 0 | 0 | 0 | 0 | 0 | 0 | 0 | 0 | 0 | 0 | 0 | 0 | 0 | 0 | 0 | 0% | 0% | 0% | 0% | 0% | 0 | 0 | 0 | 0 | 0 | 0 | 0 | 0 | 0 | 0 | 0 | 0 | 0 | 0 | 0 | 0 | 0 | 0 | 0 | 0 | 0 | 0 | 0 | 0 | 0 | 0 | 0 | 0 | 0 | 0 | FALSE | 0% | 0% | 0% | 0% | 0% | 0% | FALSE | 0% | 0% | 0% | 0% | 0% | FALSE | 0% | 0% | 0% | 0% | 0% | 0% | 0% | 0% | N/A | N/A
| 800 | N/A | N/A | N/A | N/A | N/A | N/A | N/A | N/A | N/A | N/A | N/A | N/A | N/A | N/A | 0% | 0 | N/A | 0% | FALSE | N/A | N/A | N/A | N/A | N/A | FALSE | FALSE | TRUE | 0 | 0 | 0 | 0 | 0 | 0 | 0 | 0 | 0 | 0 | 0 | 0 | 0 | 0 | 0 | 0 | 0 | 0 | 0 | 0 | 0 | 0 | 0 | 0 | 0 | 0 | 0 | 0 | 0 | 0 | 0% | 0% | 0% | 0% | 0% | 0 | 0 | 0 | 0 | 0 | 0 | 0 | 0 | 0 | 0 | 0 | 0 | 0 | 0 | 0 | 0 | 0 | 0 | 0 | 0 | 0 | 0 | 0 | 0 | 0 | 0 | 0 | 0 | 0 | 0 | FALSE | 0% | 0% | 0% | 0% | 0% | 0% | FALSE | 0% | 0% | 0% | 0% | 0% | FALSE | 0% | 0% | 0% | 0% | 0% | 0% | 0% | 0% | N/A | N/A
| 801 | N/A | N/A | N/A | N/A | N/A | N/A | N/A | N/A | N/A | N/A | N/A | N/A | N/A | N/A | 0% | 0 | N/A | 0% | FALSE | N/A | N/A | N/A | N/A | N/A | FALSE | FALSE | TRUE | 0 | 0 | 0 | 0 | 0 | 0 | 0 | 0 | 0 | 0 | 0 | 0 | 0 | 0 | 0 | 0 | 0 | 0 | 0 | 0 | 0 | 0 | 0 | 0 | 0 | 0 | 0 | 0 | 0 | 0 | 0% | 0% | 0% | 0% | 0% | 0 | 0 | 0 | 0 | 0 | 0 | 0 | 0 | 0 | 0 | 0 | 0 | 0 | 0 | 0 | 0 | 0 | 0 | 0 | 0 | 0 | 0 | 0 | 0 | 0 | 0 | 0 | 0 | 0 | 0 | FALSE | 0% | 0% | 0% | 0% | 0% | 0% | FALSE | 0% | 0% | 0% | 0% | 0% | FALSE | 0% | 0% | 0% | 0% | 0% | 0% | 0% | 0% | N/A | N/A
| 802 | N/A | N/A | N/A | N/A | N/A | N/A | N/A | N/A | N/A | N/A | N/A | N/A | N/A | N/A | 0% | 0 | N/A | 0% | FALSE | N/A | N/A | N/A | N/A | N/A | FALSE | FALSE | TRUE | 0 | 0 | 0 | 0 | 0 | 0 | 0 | 0 | 0 | 0 | 0 | 0 | 0 | 0 | 0 | 0 | 0 | 0 | 0 | 0 | 0 | 0 | 0 | 0 | 0 | 0 | 0 | 0 | 0 | 0 | 0% | 0% | 0% | 0% | 0% | 0 | 0 | 0 | 0 | 0 | 0 | 0 | 0 | 0 | 0 | 0 | 0 | 0 | 0 | 0 | 0 | 0 | 0 | 0 | 0 | 0 | 0 | 0 | 0 | 0 | 0 | 0 | 0 | 0 | 0 | FALSE | 0% | 0% | 0% | 0% | 0% | 0% | FALSE | 0% | 0% | 0% | 0% | 0% | FALSE | 0% | 0% | 0% | 0% | 0% | 0% | 0% | 0% | N/A | N/A
| 803 | N/A | N/A | N/A | N/A | N/A | N/A | N/A | N/A | N/A | N/A | N/A | N/A | N/A | N/A | 0% | 0 | N/A | 0% | FALSE | N/A | N/A | N/A | N/A | N/A | FALSE | FALSE | TRUE | 0 | 0 | 0 | 0 | 0 | 0 | 0 | 0 | 0 | 0 | 0 | 0 | 0 | 0 | 0 | 0 | 0 | 0 | 0 | 0 | 0 | 0 | 0 | 0 | 0 | 0 | 0 | 0 | 0 | 0 | 0% | 0% | 0% | 0% | 0% | 0 | 0 | 0 | 0 | 0 | 0 | 0 | 0 | 0 | 0 | 0 | 0 | 0 | 0 | 0 | 0 | 0 | 0 | 0 | 0 | 0 | 0 | 0 | 0 | 0 | 0 | 0 | 0 | 0 | 0 | FALSE | 0% | 0% | 0% | 0% | 0% | 0% | FALSE | 0% | 0% | 0% | 0% | 0% | FALSE | 0% | 0% | 0% | 0% | 0% | 0% | 0% | 0% | N/A | N/A
| 804 | N/A | N/A | N/A | N/A | N/A | N/A | N/A | N/A | N/A | N/A | N/A | N/A | N/A | N/A | 0% | 0 | N/A | 0% | FALSE | N/A | N/A | N/A | N/A | N/A | FALSE | FALSE | TRUE | 0 | 0 | 0 | 0 | 0 | 0 | 0 | 0 | 0 | 0 | 0 | 0 | 0 | 0 | 0 | 0 | 0 | 0 | 0 | 0 | 0 | 0 | 0 | 0 | 0 | 0 | 0 | 0 | 0 | 0 | 0% | 0% | 0% | 0% | 0% | 0 | 0 | 0 | 0 | 0 | 0 | 0 | 0 | 0 | 0 | 0 | 0 | 0 | 0 | 0 | 0 | 0 | 0 | 0 | 0 | 0 | 0 | 0 | 0 | 0 | 0 | 0 | 0 | 0 | 0 | FALSE | 0% | 0% | 0% | 0% | 0% | 0% | FALSE | 0% | 0% | 0% | 0% | 0% | FALSE | 0% | 0% | 0% | 0% | 0% | 0% | 0% | 0% | N/A | N/A
| 805 | N/A | N/A | N/A | N/A | N/A | N/A | N/A | N/A | N/A | N/A | N/A | N/A | N/A | N/A | 0% | 0 | N/A | 0% | FALSE | N/A | N/A | N/A | N/A | N/A | FALSE | FALSE | TRUE | 0 | 0 | 0 | 0 | 0 | 0 | 0 | 0 | 0 | 0 | 0 | 0 | 0 | 0 | 0 | 0 | 0 | 0 | 0 | 0 | 0 | 0 | 0 | 0 | 0 | 0 | 0 | 0 | 0 | 0 | 0% | 0% | 0% | 0% | 0% | 0 | 0 | 0 | 0 | 0 | 0 | 0 | 0 | 0 | 0 | 0 | 0 | 0 | 0 | 0 | 0 | 0 | 0 | 0 | 0 | 0 | 0 | 0 | 0 | 0 | 0 | 0 | 0 | 0 | 0 | FALSE | 0% | 0% | 0% | 0% | 0% | 0% | FALSE | 0% | 0% | 0% | 0% | 0% | FALSE | 0% | 0% | 0% | 0% | 0% | 0% | 0% | 0% | N/A | N/A
| 806 | N/A | N/A | N/A | N/A | N/A | N/A | N/A | N/A | N/A | N/A | N/A | N/A | N/A | N/A | 0% | 0 | N/A | 0% | FALSE | N/A | N/A | N/A | N/A | N/A | FALSE | FALSE | TRUE | 0 | 0 | 0 | 0 | 0 | 0 | 0 | 0 | 0 | 0 | 0 | 0 | 0 | 0 | 0 | 0 | 0 | 0 | 0 | 0 | 0 | 0 | 0 | 0 | 0 | 0 | 0 | 0 | 0 | 0 | 0% | 0% | 0% | 0% | 0% | 0 | 0 | 0 | 0 | 0 | 0 | 0 | 0 | 0 | 0 | 0 | 0 | 0 | 0 | 0 | 0 | 0 | 0 | 0 | 0 | 0 | 0 | 0 | 0 | 0 | 0 | 0 | 0 | 0 | 0 | FALSE | 0% | 0% | 0% | 0% | 0% | 0% | FALSE | 0% | 0% | 0% | 0% | 0% | FALSE | 0% | 0% | 0% | 0% | 0% | 0% | 0% | 0% | N/A | N/A
| 807 | N/A | N/A | N/A | N/A | N/A | N/A | N/A | N/A | N/A | N/A | N/A | N/A | N/A | N/A | 0% | 0 | N/A | 0% | FALSE | N/A | N/A | N/A | N/A | N/A | FALSE | FALSE | TRUE | 0 | 0 | 0 | 0 | 0 | 0 | 0 | 0 | 0 | 0 | 0 | 0 | 0 | 0 | 0 | 0 | 0 | 0 | 0 | 0 | 0 | 0 | 0 | 0 | 0 | 0 | 0 | 0 | 0 | 0 | 0% | 0% | 0% | 0% | 0% | 0 | 0 | 0 | 0 | 0 | 0 | 0 | 0 | 0 | 0 | 0 | 0 | 0 | 0 | 0 | 0 | 0 | 0 | 0 | 0 | 0 | 0 | 0 | 0 | 0 | 0 | 0 | 0 | 0 | 0 | FALSE | 0% | 0% | 0% | 0% | 0% | 0% | FALSE | 0% | 0% | 0% | 0% | 0% | FALSE | 0% | 0% | 0% | 0% | 0% | 0% | 0% | 0% | N/A | N/A
| 808 | N/A | N/A | N/A | N/A | N/A | N/A | N/A | N/A | N/A | N/A | N/A | N/A | N/A | N/A | 0% | 0 | N/A | 0% | FALSE | N/A | N/A | N/A | N/A | N/A | FALSE | FALSE | TRUE | 0 | 0 | 0 | 0 | 0 | 0 | 0 | 0 | 0 | 0 | 0 | 0 | 0 | 0 | 0 | 0 | 0 | 0 | 0 | 0 | 0 | 0 | 0 | 0 | 0 | 0 | 0 | 0 | 0 | 0 | 0% | 0% | 0% | 0% | 0% | 0 | 0 | 0 | 0 | 0 | 0 | 0 | 0 | 0 | 0 | 0 | 0 | 0 | 0 | 0 | 0 | 0 | 0 | 0 | 0 | 0 | 0 | 0 | 0 | 0 | 0 | 0 | 0 | 0 | 0 | FALSE | 0% | 0% | 0% | 0% | 0% | 0% | FALSE | 0% | 0% | 0% | 0% | 0% | FALSE | 0% | 0% | 0% | 0% | 0% | 0% | 0% | 0% | N/A | N/A
| 809 | N/A | N/A | N/A | N/A | N/A | N/A | N/A | N/A | N/A | N/A | N/A | N/A | N/A | N/A | 0% | 0 | N/A | 0% | FALSE | N/A | N/A | N/A | N/A | N/A | FALSE | FALSE | TRUE | 0 | 0 | 0 | 0 | 0 | 0 | 0 | 0 | 0 | 0 | 0 | 0 | 0 | 0 | 0 | 0 | 0 | 0 | 0 | 0 | 0 | 0 | 0 | 0 | 0 | 0 | 0 | 0 | 0 | 0 | 0% | 0% | 0% | 0% | 0% | 0 | 0 | 0 | 0 | 0 | 0 | 0 | 0 | 0 | 0 | 0 | 0 | 0 | 0 | 0 | 0 | 0 | 0 | 0 | 0 | 0 | 0 | 0 | 0 | 0 | 0 | 0 | 0 | 0 | 0 | FALSE | 0% | 0% | 0% | 0% | 0% | 0% | FALSE | 0% | 0% | 0% | 0% | 0% | FALSE | 0% | 0% | 0% | 0% | 0% | 0% | 0% | 0% | N/A | N/A
| 810 | N/A | N/A | N/A | N/A | N/A | N/A | N/A | N/A | N/A | N/A | N/A | N/A | N/A | N/A | 0% | 0 | N/A | 0% | FALSE | N/A | N/A | N/A | N/A | N/A | FALSE | FALSE | TRUE | 0 | 0 | 0 | 0 | 0 | 0 | 0 | 0 | 0 | 0 | 0 | 0 | 0 | 0 | 0 | 0 | 0 | 0 | 0 | 0 | 0 | 0 | 0 | 0 | 0 | 0 | 0 | 0 | 0 | 0 | 0% | 0% | 0% | 0% | 0% | 0 | 0 | 0 | 0 | 0 | 0 | 0 | 0 | 0 | 0 | 0 | 0 | 0 | 0 | 0 | 0 | 0 | 0 | 0 | 0 | 0 | 0 | 0 | 0 | 0 | 0 | 0 | 0 | 0 | 0 | FALSE | 0% | 0% | 0% | 0% | 0% | 0% | FALSE | 0% | 0% | 0% | 0% | 0% | FALSE | 0% | 0% | 0% | 0% | 0% | 0% | 0% | 0% | N/A | N/A
| 811 | N/A | N/A | N/A | N/A | N/A | N/A | N/A | N/A | N/A | N/A | N/A | N/A | N/A | N/A | 0% | 0 | N/A | 0% | FALSE | N/A | N/A | N/A | N/A | N/A | FALSE | FALSE | TRUE | 0 | 0 | 0 | 0 | 0 | 0 | 0 | 0 | 0 | 0 | 0 | 0 | 0 | 0 | 0 | 0 | 0 | 0 | 0 | 0 | 0 | 0 | 0 | 0 | 0 | 0 | 0 | 0 | 0 | 0 | 0% | 0% | 0% | 0% | 0% | 0 | 0 | 0 | 0 | 0 | 0 | 0 | 0 | 0 | 0 | 0 | 0 | 0 | 0 | 0 | 0 | 0 | 0 | 0 | 0 | 0 | 0 | 0 | 0 | 0 | 0 | 0 | 0 | 0 | 0 | FALSE | 0% | 0% | 0% | 0% | 0% | 0% | FALSE | 0% | 0% | 0% | 0% | 0% | FALSE | 0% | 0% | 0% | 0% | 0% | 0% | 0% | 0% | N/A | N/A
| 812 | N/A | N/A | N/A | N/A | N/A | N/A | N/A | N/A | N/A | N/A | N/A | N/A | N/A | N/A | 0% | 0 | N/A | 0% | FALSE | N/A | N/A | N/A | N/A | N/A | FALSE | FALSE | TRUE | 0 | 0 | 0 | 0 | 0 | 0 | 0 | 0 | 0 | 0 | 0 | 0 | 0 | 0 | 0 | 0 | 0 | 0 | 0 | 0 | 0 | 0 | 0 | 0 | 0 | 0 | 0 | 0 | 0 | 0 | 0% | 0% | 0% | 0% | 0% | 0 | 0 | 0 | 0 | 0 | 0 | 0 | 0 | 0 | 0 | 0 | 0 | 0 | 0 | 0 | 0 | 0 | 0 | 0 | 0 | 0 | 0 | 0 | 0 | 0 | 0 | 0 | 0 | 0 | 0 | FALSE | 0% | 0% | 0% | 0% | 0% | 0% | FALSE | 0% | 0% | 0% | 0% | 0% | FALSE | 0% | 0% | 0% | 0% | 0% | 0% | 0% | 0% | N/A | N/A
| 813 | N/A | N/A | N/A | N/A | N/A | N/A | N/A | N/A | N/A | N/A | N/A | N/A | N/A | N/A | 0% | 0 | N/A | 0% | FALSE | N/A | N/A | N/A | N/A | N/A | FALSE | FALSE | TRUE | 0 | 0 | 0 | 0 | 0 | 0 | 0 | 0 | 0 | 0 | 0 | 0 | 0 | 0 | 0 | 0 | 0 | 0 | 0 | 0 | 0 | 0 | 0 | 0 | 0 | 0 | 0 | 0 | 0 | 0 | 0% | 0% | 0% | 0% | 0% | 0 | 0 | 0 | 0 | 0 | 0 | 0 | 0 | 0 | 0 | 0 | 0 | 0 | 0 | 0 | 0 | 0 | 0 | 0 | 0 | 0 | 0 | 0 | 0 | 0 | 0 | 0 | 0 | 0 | 0 | FALSE | 0% | 0% | 0% | 0% | 0% | 0% | FALSE | 0% | 0% | 0% | 0% | 0% | FALSE | 0% | 0% | 0% | 0% | 0% | 0% | 0% | 0% | N/A | N/A
| 814 | N/A | N/A | N/A | N/A | N/A | N/A | N/A | N/A | N/A | N/A | N/A | N/A | N/A | N/A | 0% | 0 | N/A | 0% | FALSE | N/A | N/A | N/A | N/A | N/A | FALSE | FALSE | TRUE | 0 | 0 | 0 | 0 | 0 | 0 | 0 | 0 | 0 | 0 | 0 | 0 | 0 | 0 | 0 | 0 | 0 | 0 | 0 | 0 | 0 | 0 | 0 | 0 | 0 | 0 | 0 | 0 | 0 | 0 | 0% | 0% | 0% | 0% | 0% | 0 | 0 | 0 | 0 | 0 | 0 | 0 | 0 | 0 | 0 | 0 | 0 | 0 | 0 | 0 | 0 | 0 | 0 | 0 | 0 | 0 | 0 | 0 | 0 | 0 | 0 | 0 | 0 | 0 | 0 | FALSE | 0% | 0% | 0% | 0% | 0% | 0% | FALSE | 0% | 0% | 0% | 0% | 0% | FALSE | 0% | 0% | 0% | 0% | 0% | 0% | 0% | 0% | N/A | N/A
| 815 | N/A | N/A | N/A | N/A | N/A | N/A | N/A | N/A | N/A | N/A | N/A | N/A | N/A | N/A | 0% | 0 | N/A | 0% | FALSE | N/A | N/A | N/A | N/A | N/A | FALSE | FALSE | TRUE | 0 | 0 | 0 | 0 | 0 | 0 | 0 | 0 | 0 | 0 | 0 | 0 | 0 | 0 | 0 | 0 | 0 | 0 | 0 | 0 | 0 | 0 | 0 | 0 | 0 | 0 | 0 | 0 | 0 | 0 | 0% | 0% | 0% | 0% | 0% | 0 | 0 | 0 | 0 | 0 | 0 | 0 | 0 | 0 | 0 | 0 | 0 | 0 | 0 | 0 | 0 | 0 | 0 | 0 | 0 | 0 | 0 | 0 | 0 | 0 | 0 | 0 | 0 | 0 | 0 | FALSE | 0% | 0% | 0% | 0% | 0% | 0% | FALSE | 0% | 0% | 0% | 0% | 0% | FALSE | 0% | 0% | 0% | 0% | 0% | 0% | 0% | 0% | N/A | N/A
| 816 | N/A | N/A | N/A | N/A | N/A | N/A | N/A | N/A | N/A | N/A | N/A | N/A | N/A | N/A | 0% | 0 | N/A | 0% | FALSE | N/A | N/A | N/A | N/A | N/A | FALSE | FALSE | TRUE | 0 | 0 | 0 | 0 | 0 | 0 | 0 | 0 | 0 | 0 | 0 | 0 | 0 | 0 | 0 | 0 | 0 | 0 | 0 | 0 | 0 | 0 | 0 | 0 | 0 | 0 | 0 | 0 | 0 | 0 | 0% | 0% | 0% | 0% | 0% | 0 | 0 | 0 | 0 | 0 | 0 | 0 | 0 | 0 | 0 | 0 | 0 | 0 | 0 | 0 | 0 | 0 | 0 | 0 | 0 | 0 | 0 | 0 | 0 | 0 | 0 | 0 | 0 | 0 | 0 | FALSE | 0% | 0% | 0% | 0% | 0% | 0% | FALSE | 0% | 0% | 0% | 0% | 0% | FALSE | 0% | 0% | 0% | 0% | 0% | 0% | 0% | 0% | N/A | N/A
| 817 | N/A | N/A | N/A | N/A | N/A | N/A | N/A | N/A | N/A | N/A | N/A | N/A | N/A | N/A | 0% | 0 | N/A | 0% | FALSE | N/A | N/A | N/A | N/A | N/A | FALSE | FALSE | TRUE | 0 | 0 | 0 | 0 | 0 | 0 | 0 | 0 | 0 | 0 | 0 | 0 | 0 | 0 | 0 | 0 | 0 | 0 | 0 | 0 | 0 | 0 | 0 | 0 | 0 | 0 | 0 | 0 | 0 | 0 | 0% | 0% | 0% | 0% | 0% | 0 | 0 | 0 | 0 | 0 | 0 | 0 | 0 | 0 | 0 | 0 | 0 | 0 | 0 | 0 | 0 | 0 | 0 | 0 | 0 | 0 | 0 | 0 | 0 | 0 | 0 | 0 | 0 | 0 | 0 | FALSE | 0% | 0% | 0% | 0% | 0% | 0% | FALSE | 0% | 0% | 0% | 0% | 0% | FALSE | 0% | 0% | 0% | 0% | 0% | 0% | 0% | 0% | N/A | N/A
| 818 | N/A | N/A | N/A | N/A | N/A | N/A | N/A | N/A | N/A | N/A | N/A | N/A | N/A | N/A | 0% | 0 | N/A | 0% | FALSE | N/A | N/A | N/A | N/A | N/A | FALSE | FALSE | TRUE | 0 | 0 | 0 | 0 | 0 | 0 | 0 | 0 | 0 | 0 | 0 | 0 | 0 | 0 | 0 | 0 | 0 | 0 | 0 | 0 | 0 | 0 | 0 | 0 | 0 | 0 | 0 | 0 | 0 | 0 | 0% | 0% | 0% | 0% | 0% | 0 | 0 | 0 | 0 | 0 | 0 | 0 | 0 | 0 | 0 | 0 | 0 | 0 | 0 | 0 | 0 | 0 | 0 | 0 | 0 | 0 | 0 | 0 | 0 | 0 | 0 | 0 | 0 | 0 | 0 | FALSE | 0% | 0% | 0% | 0% | 0% | 0% | FALSE | 0% | 0% | 0% | 0% | 0% | FALSE | 0% | 0% | 0% | 0% | 0% | 0% | 0% | 0% | N/A | N/A
| 819 | N/A | N/A | N/A | N/A | N/A | N/A | N/A | N/A | N/A | N/A | N/A | N/A | N/A | N/A | 0% | 0 | N/A | 0% | FALSE | N/A | N/A | N/A | N/A | N/A | FALSE | FALSE | TRUE | 0 | 0 | 0 | 0 | 0 | 0 | 0 | 0 | 0 | 0 | 0 | 0 | 0 | 0 | 0 | 0 | 0 | 0 | 0 | 0 | 0 | 0 | 0 | 0 | 0 | 0 | 0 | 0 | 0 | 0 | 0% | 0% | 0% | 0% | 0% | 0 | 0 | 0 | 0 | 0 | 0 | 0 | 0 | 0 | 0 | 0 | 0 | 0 | 0 | 0 | 0 | 0 | 0 | 0 | 0 | 0 | 0 | 0 | 0 | 0 | 0 | 0 | 0 | 0 | 0 | FALSE | 0% | 0% | 0% | 0% | 0% | 0% | FALSE | 0% | 0% | 0% | 0% | 0% | FALSE | 0% | 0% | 0% | 0% | 0% | 0% | 0% | 0% | N/A | N/A
| 820 | N/A | N/A | N/A | N/A | N/A | N/A | N/A | N/A | N/A | N/A | N/A | N/A | N/A | N/A | 0% | 0 | N/A | 0% | FALSE | N/A | N/A | N/A | N/A | N/A | FALSE | FALSE | TRUE | 0 | 0 | 0 | 0 | 0 | 0 | 0 | 0 | 0 | 0 | 0 | 0 | 0 | 0 | 0 | 0 | 0 | 0 | 0 | 0 | 0 | 0 | 0 | 0 | 0 | 0 | 0 | 0 | 0 | 0 | 0% | 0% | 0% | 0% | 0% | 0 | 0 | 0 | 0 | 0 | 0 | 0 | 0 | 0 | 0 | 0 | 0 | 0 | 0 | 0 | 0 | 0 | 0 | 0 | 0 | 0 | 0 | 0 | 0 | 0 | 0 | 0 | 0 | 0 | 0 | FALSE | 0% | 0% | 0% | 0% | 0% | 0% | FALSE | 0% | 0% | 0% | 0% | 0% | FALSE | 0% | 0% | 0% | 0% | 0% | 0% | 0% | 0% | N/A | N/A
| 821 | N/A | N/A | N/A | N/A | N/A | N/A | N/A | N/A | N/A | N/A | N/A | N/A | N/A | N/A | 0% | 0 | N/A | 0% | FALSE | N/A | N/A | N/A | N/A | N/A | FALSE | FALSE | TRUE | 0 | 0 | 0 | 0 | 0 | 0 | 0 | 0 | 0 | 0 | 0 | 0 | 0 | 0 | 0 | 0 | 0 | 0 | 0 | 0 | 0 | 0 | 0 | 0 | 0 | 0 | 0 | 0 | 0 | 0 | 0% | 0% | 0% | 0% | 0% | 0 | 0 | 0 | 0 | 0 | 0 | 0 | 0 | 0 | 0 | 0 | 0 | 0 | 0 | 0 | 0 | 0 | 0 | 0 | 0 | 0 | 0 | 0 | 0 | 0 | 0 | 0 | 0 | 0 | 0 | FALSE | 0% | 0% | 0% | 0% | 0% | 0% | FALSE | 0% | 0% | 0% | 0% | 0% | FALSE | 0% | 0% | 0% | 0% | 0% | 0% | 0% | 0% | N/A | N/A
| 822 | N/A | N/A | N/A | N/A | N/A | N/A | N/A | N/A | N/A | N/A | N/A | N/A | N/A | N/A | 0% | 0 | N/A | 0% | FALSE | N/A | N/A | N/A | N/A | N/A | FALSE | FALSE | TRUE | 0 | 0 | 0 | 0 | 0 | 0 | 0 | 0 | 0 | 0 | 0 | 0 | 0 | 0 | 0 | 0 | 0 | 0 | 0 | 0 | 0 | 0 | 0 | 0 | 0 | 0 | 0 | 0 | 0 | 0 | 0% | 0% | 0% | 0% | 0% | 0 | 0 | 0 | 0 | 0 | 0 | 0 | 0 | 0 | 0 | 0 | 0 | 0 | 0 | 0 | 0 | 0 | 0 | 0 | 0 | 0 | 0 | 0 | 0 | 0 | 0 | 0 | 0 | 0 | 0 | FALSE | 0% | 0% | 0% | 0% | 0% | 0% | FALSE | 0% | 0% | 0% | 0% | 0% | FALSE | 0% | 0% | 0% | 0% | 0% | 0% | 0% | 0% | N/A | N/A
| 823 | N/A | N/A | N/A | N/A | N/A | N/A | N/A | N/A | N/A | N/A | N/A | N/A | N/A | N/A | 0% | 0 | N/A | 0% | FALSE | N/A | N/A | N/A | N/A | N/A | FALSE | FALSE | TRUE | 0 | 0 | 0 | 0 | 0 | 0 | 0 | 0 | 0 | 0 | 0 | 0 | 0 | 0 | 0 | 0 | 0 | 0 | 0 | 0 | 0 | 0 | 0 | 0 | 0 | 0 | 0 | 0 | 0 | 0 | 0% | 0% | 0% | 0% | 0% | 0 | 0 | 0 | 0 | 0 | 0 | 0 | 0 | 0 | 0 | 0 | 0 | 0 | 0 | 0 | 0 | 0 | 0 | 0 | 0 | 0 | 0 | 0 | 0 | 0 | 0 | 0 | 0 | 0 | 0 | FALSE | 0% | 0% | 0% | 0% | 0% | 0% | FALSE | 0% | 0% | 0% | 0% | 0% | FALSE | 0% | 0% | 0% | 0% | 0% | 0% | 0% | 0% | N/A | N/A
| 824 | N/A | N/A | N/A | N/A | N/A | N/A | N/A | N/A | N/A | N/A | N/A | N/A | N/A | N/A | 0% | 0 | N/A | 0% | FALSE | N/A | N/A | N/A | N/A | N/A | FALSE | FALSE | TRUE | 0 | 0 | 0 | 0 | 0 | 0 | 0 | 0 | 0 | 0 | 0 | 0 | 0 | 0 | 0 | 0 | 0 | 0 | 0 | 0 | 0 | 0 | 0 | 0 | 0 | 0 | 0 | 0 | 0 | 0 | 0% | 0% | 0% | 0% | 0% | 0 | 0 | 0 | 0 | 0 | 0 | 0 | 0 | 0 | 0 | 0 | 0 | 0 | 0 | 0 | 0 | 0 | 0 | 0 | 0 | 0 | 0 | 0 | 0 | 0 | 0 | 0 | 0 | 0 | 0 | FALSE | 0% | 0% | 0% | 0% | 0% | 0% | FALSE | 0% | 0% | 0% | 0% | 0% | FALSE | 0% | 0% | 0% | 0% | 0% | 0% | 0% | 0% | N/A | N/A
| 825 | N/A | N/A | N/A | N/A | N/A | N/A | N/A | N/A | N/A | N/A | N/A | N/A | N/A | N/A | 0% | 0 | N/A | 0% | FALSE | N/A | N/A | N/A | N/A | N/A | FALSE | FALSE | TRUE | 0 | 0 | 0 | 0 | 0 | 0 | 0 | 0 | 0 | 0 | 0 | 0 | 0 | 0 | 0 | 0 | 0 | 0 | 0 | 0 | 0 | 0 | 0 | 0 | 0 | 0 | 0 | 0 | 0 | 0 | 0% | 0% | 0% | 0% | 0% | 0 | 0 | 0 | 0 | 0 | 0 | 0 | 0 | 0 | 0 | 0 | 0 | 0 | 0 | 0 | 0 | 0 | 0 | 0 | 0 | 0 | 0 | 0 | 0 | 0 | 0 | 0 | 0 | 0 | 0 | FALSE | 0% | 0% | 0% | 0% | 0% | 0% | FALSE | 0% | 0% | 0% | 0% | 0% | FALSE | 0% | 0% | 0% | 0% | 0% | 0% | 0% | 0% | N/A | N/A
| 826 | N/A | N/A | N/A | N/A | N/A | N/A | N/A | N/A | N/A | N/A | N/A | N/A | N/A | N/A | 0% | 0 | N/A | 0% | FALSE | N/A | N/A | N/A | N/A | N/A | FALSE | FALSE | TRUE | 0 | 0 | 0 | 0 | 0 | 0 | 0 | 0 | 0 | 0 | 0 | 0 | 0 | 0 | 0 | 0 | 0 | 0 | 0 | 0 | 0 | 0 | 0 | 0 | 0 | 0 | 0 | 0 | 0 | 0 | 0% | 0% | 0% | 0% | 0% | 0 | 0 | 0 | 0 | 0 | 0 | 0 | 0 | 0 | 0 | 0 | 0 | 0 | 0 | 0 | 0 | 0 | 0 | 0 | 0 | 0 | 0 | 0 | 0 | 0 | 0 | 0 | 0 | 0 | 0 | FALSE | 0% | 0% | 0% | 0% | 0% | 0% | FALSE | 0% | 0% | 0% | 0% | 0% | FALSE | 0% | 0% | 0% | 0% | 0% | 0% | 0% | 0% | N/A | N/A
| 827 | N/A | N/A | N/A | N/A | N/A | N/A | N/A | N/A | N/A | N/A | N/A | N/A | N/A | N/A | 0% | 0 | N/A | 0% | FALSE | N/A | N/A | N/A | N/A | N/A | FALSE | FALSE | TRUE | 0 | 0 | 0 | 0 | 0 | 0 | 0 | 0 | 0 | 0 | 0 | 0 | 0 | 0 | 0 | 0 | 0 | 0 | 0 | 0 | 0 | 0 | 0 | 0 | 0 | 0 | 0 | 0 | 0 | 0 | 0% | 0% | 0% | 0% | 0% | 0 | 0 | 0 | 0 | 0 | 0 | 0 | 0 | 0 | 0 | 0 | 0 | 0 | 0 | 0 | 0 | 0 | 0 | 0 | 0 | 0 | 0 | 0 | 0 | 0 | 0 | 0 | 0 | 0 | 0 | FALSE | 0% | 0% | 0% | 0% | 0% | 0% | FALSE | 0% | 0% | 0% | 0% | 0% | FALSE | 0% | 0% | 0% | 0% | 0% | 0% | 0% | 0% | N/A | N/A
| 828 | N/A | N/A | N/A | N/A | N/A | N/A | N/A | N/A | N/A | N/A | N/A | N/A | N/A | N/A | 0% | 0 | N/A | 0% | FALSE | N/A | N/A | N/A | N/A | N/A | FALSE | FALSE | TRUE | 0 | 0 | 0 | 0 | 0 | 0 | 0 | 0 | 0 | 0 | 0 | 0 | 0 | 0 | 0 | 0 | 0 | 0 | 0 | 0 | 0 | 0 | 0 | 0 | 0 | 0 | 0 | 0 | 0 | 0 | 0% | 0% | 0% | 0% | 0% | 0 | 0 | 0 | 0 | 0 | 0 | 0 | 0 | 0 | 0 | 0 | 0 | 0 | 0 | 0 | 0 | 0 | 0 | 0 | 0 | 0 | 0 | 0 | 0 | 0 | 0 | 0 | 0 | 0 | 0 | FALSE | 0% | 0% | 0% | 0% | 0% | 0% | FALSE | 0% | 0% | 0% | 0% | 0% | FALSE | 0% | 0% | 0% | 0% | 0% | 0% | 0% | 0% | N/A | N/A
| 829 | N/A | N/A | N/A | N/A | N/A | N/A | N/A | N/A | N/A | N/A | N/A | N/A | N/A | N/A | 0% | 0 | N/A | 0% | FALSE | N/A | N/A | N/A | N/A | N/A | FALSE | FALSE | TRUE | 0 | 0 | 0 | 0 | 0 | 0 | 0 | 0 | 0 | 0 | 0 | 0 | 0 | 0 | 0 | 0 | 0 | 0 | 0 | 0 | 0 | 0 | 0 | 0 | 0 | 0 | 0 | 0 | 0 | 0 | 0% | 0% | 0% | 0% | 0% | 0 | 0 | 0 | 0 | 0 | 0 | 0 | 0 | 0 | 0 | 0 | 0 | 0 | 0 | 0 | 0 | 0 | 0 | 0 | 0 | 0 | 0 | 0 | 0 | 0 | 0 | 0 | 0 | 0 | 0 | FALSE | 0% | 0% | 0% | 0% | 0% | 0% | FALSE | 0% | 0% | 0% | 0% | 0% | FALSE | 0% | 0% | 0% | 0% | 0% | 0% | 0% | 0% | N/A | N/A
| 830 | N/A | N/A | N/A | N/A | N/A | N/A | N/A | N/A | N/A | N/A | N/A | N/A | N/A | N/A | 0% | 0 | N/A | 0% | FALSE | N/A | N/A | N/A | N/A | N/A | FALSE | FALSE | TRUE | 0 | 0 | 0 | 0 | 0 | 0 | 0 | 0 | 0 | 0 | 0 | 0 | 0 | 0 | 0 | 0 | 0 | 0 | 0 | 0 | 0 | 0 | 0 | 0 | 0 | 0 | 0 | 0 | 0 | 0 | 0% | 0% | 0% | 0% | 0% | 0 | 0 | 0 | 0 | 0 | 0 | 0 | 0 | 0 | 0 | 0 | 0 | 0 | 0 | 0 | 0 | 0 | 0 | 0 | 0 | 0 | 0 | 0 | 0 | 0 | 0 | 0 | 0 | 0 | 0 | FALSE | 0% | 0% | 0% | 0% | 0% | 0% | FALSE | 0% | 0% | 0% | 0% | 0% | FALSE | 0% | 0% | 0% | 0% | 0% | 0% | 0% | 0% | N/A | N/A
| 831 | N/A | N/A | N/A | N/A | N/A | N/A | N/A | N/A | N/A | N/A | N/A | N/A | N/A | N/A | 0% | 0 | N/A | 0% | FALSE | N/A | N/A | N/A | N/A | N/A | FALSE | FALSE | TRUE | 0 | 0 | 0 | 0 | 0 | 0 | 0 | 0 | 0 | 0 | 0 | 0 | 0 | 0 | 0 | 0 | 0 | 0 | 0 | 0 | 0 | 0 | 0 | 0 | 0 | 0 | 0 | 0 | 0 | 0 | 0% | 0% | 0% | 0% | 0% | 0 | 0 | 0 | 0 | 0 | 0 | 0 | 0 | 0 | 0 | 0 | 0 | 0 | 0 | 0 | 0 | 0 | 0 | 0 | 0 | 0 | 0 | 0 | 0 | 0 | 0 | 0 | 0 | 0 | 0 | FALSE | 0% | 0% | 0% | 0% | 0% | 0% | FALSE | 0% | 0% | 0% | 0% | 0% | FALSE | 0% | 0% | 0% | 0% | 0% | 0% | 0% | 0% | N/A | N/A
| 832 | N/A | N/A | N/A | N/A | N/A | N/A | N/A | N/A | N/A | N/A | N/A | N/A | N/A | N/A | 0% | 0 | N/A | 0% | FALSE | N/A | N/A | N/A | N/A | N/A | FALSE | FALSE | TRUE | 0 | 0 | 0 | 0 | 0 | 0 | 0 | 0 | 0 | 0 | 0 | 0 | 0 | 0 | 0 | 0 | 0 | 0 | 0 | 0 | 0 | 0 | 0 | 0 | 0 | 0 | 0 | 0 | 0 | 0 | 0% | 0% | 0% | 0% | 0% | 0 | 0 | 0 | 0 | 0 | 0 | 0 | 0 | 0 | 0 | 0 | 0 | 0 | 0 | 0 | 0 | 0 | 0 | 0 | 0 | 0 | 0 | 0 | 0 | 0 | 0 | 0 | 0 | 0 | 0 | FALSE | 0% | 0% | 0% | 0% | 0% | 0% | FALSE | 0% | 0% | 0% | 0% | 0% | FALSE | 0% | 0% | 0% | 0% | 0% | 0% | 0% | 0% | N/A | N/A
| 833 | N/A | N/A | N/A | N/A | N/A | N/A | N/A | N/A | N/A | N/A | N/A | N/A | N/A | N/A | 0% | 0 | N/A | 0% | FALSE | N/A | N/A | N/A | N/A | N/A | FALSE | FALSE | TRUE | 0 | 0 | 0 | 0 | 0 | 0 | 0 | 0 | 0 | 0 | 0 | 0 | 0 | 0 | 0 | 0 | 0 | 0 | 0 | 0 | 0 | 0 | 0 | 0 | 0 | 0 | 0 | 0 | 0 | 0 | 0% | 0% | 0% | 0% | 0% | 0 | 0 | 0 | 0 | 0 | 0 | 0 | 0 | 0 | 0 | 0 | 0 | 0 | 0 | 0 | 0 | 0 | 0 | 0 | 0 | 0 | 0 | 0 | 0 | 0 | 0 | 0 | 0 | 0 | 0 | FALSE | 0% | 0% | 0% | 0% | 0% | 0% | FALSE | 0% | 0% | 0% | 0% | 0% | FALSE | 0% | 0% | 0% | 0% | 0% | 0% | 0% | 0% | N/A | N/A
| 834 | N/A | N/A | N/A | N/A | N/A | N/A | N/A | N/A | N/A | N/A | N/A | N/A | N/A | N/A | 0% | 0 | N/A | 0% | FALSE | N/A | N/A | N/A | N/A | N/A | FALSE | FALSE | TRUE | 0 | 0 | 0 | 0 | 0 | 0 | 0 | 0 | 0 | 0 | 0 | 0 | 0 | 0 | 0 | 0 | 0 | 0 | 0 | 0 | 0 | 0 | 0 | 0 | 0 | 0 | 0 | 0 | 0 | 0 | 0% | 0% | 0% | 0% | 0% | 0 | 0 | 0 | 0 | 0 | 0 | 0 | 0 | 0 | 0 | 0 | 0 | 0 | 0 | 0 | 0 | 0 | 0 | 0 | 0 | 0 | 0 | 0 | 0 | 0 | 0 | 0 | 0 | 0 | 0 | FALSE | 0% | 0% | 0% | 0% | 0% | 0% | FALSE | 0% | 0% | 0% | 0% | 0% | FALSE | 0% | 0% | 0% | 0% | 0% | 0% | 0% | 0% | N/A | N/A
| 835 | N/A | N/A | N/A | N/A | N/A | N/A | N/A | N/A | N/A | N/A | N/A | N/A | N/A | N/A | 0% | 0 | N/A | 0% | FALSE | N/A | N/A | N/A | N/A | N/A | FALSE | FALSE | TRUE | 0 | 0 | 0 | 0 | 0 | 0 | 0 | 0 | 0 | 0 | 0 | 0 | 0 | 0 | 0 | 0 | 0 | 0 | 0 | 0 | 0 | 0 | 0 | 0 | 0 | 0 | 0 | 0 | 0 | 0 | 0% | 0% | 0% | 0% | 0% | 0 | 0 | 0 | 0 | 0 | 0 | 0 | 0 | 0 | 0 | 0 | 0 | 0 | 0 | 0 | 0 | 0 | 0 | 0 | 0 | 0 | 0 | 0 | 0 | 0 | 0 | 0 | 0 | 0 | 0 | FALSE | 0% | 0% | 0% | 0% | 0% | 0% | FALSE | 0% | 0% | 0% | 0% | 0% | FALSE | 0% | 0% | 0% | 0% | 0% | 0% | 0% | 0% | N/A | N/A
| 836 | N/A | N/A | N/A | N/A | N/A | N/A | N/A | N/A | N/A | N/A | N/A | N/A | N/A | N/A | 0% | 0 | N/A | 0% | FALSE | N/A | N/A | N/A | N/A | N/A | FALSE | FALSE | TRUE | 0 | 0 | 0 | 0 | 0 | 0 | 0 | 0 | 0 | 0 | 0 | 0 | 0 | 0 | 0 | 0 | 0 | 0 | 0 | 0 | 0 | 0 | 0 | 0 | 0 | 0 | 0 | 0 | 0 | 0 | 0% | 0% | 0% | 0% | 0% | 0 | 0 | 0 | 0 | 0 | 0 | 0 | 0 | 0 | 0 | 0 | 0 | 0 | 0 | 0 | 0 | 0 | 0 | 0 | 0 | 0 | 0 | 0 | 0 | 0 | 0 | 0 | 0 | 0 | 0 | FALSE | 0% | 0% | 0% | 0% | 0% | 0% | FALSE | 0% | 0% | 0% | 0% | 0% | FALSE | 0% | 0% | 0% | 0% | 0% | 0% | 0% | 0% | N/A | N/A
| 837 | N/A | N/A | N/A | N/A | N/A | N/A | N/A | N/A | N/A | N/A | N/A | N/A | N/A | N/A | 0% | 0 | N/A | 0% | FALSE | N/A | N/A | N/A | N/A | N/A | FALSE | FALSE | TRUE | 0 | 0 | 0 | 0 | 0 | 0 | 0 | 0 | 0 | 0 | 0 | 0 | 0 | 0 | 0 | 0 | 0 | 0 | 0 | 0 | 0 | 0 | 0 | 0 | 0 | 0 | 0 | 0 | 0 | 0 | 0% | 0% | 0% | 0% | 0% | 0 | 0 | 0 | 0 | 0 | 0 | 0 | 0 | 0 | 0 | 0 | 0 | 0 | 0 | 0 | 0 | 0 | 0 | 0 | 0 | 0 | 0 | 0 | 0 | 0 | 0 | 0 | 0 | 0 | 0 | FALSE | 0% | 0% | 0% | 0% | 0% | 0% | FALSE | 0% | 0% | 0% | 0% | 0% | FALSE | 0% | 0% | 0% | 0% | 0% | 0% | 0% | 0% | N/A | N/A
| 838 | N/A | N/A | N/A | N/A | N/A | N/A | N/A | N/A | N/A | N/A | N/A | N/A | N/A | N/A | 0% | 0 | N/A | 0% | FALSE | N/A | N/A | N/A | N/A | N/A | FALSE | FALSE | TRUE | 0 | 0 | 0 | 0 | 0 | 0 | 0 | 0 | 0 | 0 | 0 | 0 | 0 | 0 | 0 | 0 | 0 | 0 | 0 | 0 | 0 | 0 | 0 | 0 | 0 | 0 | 0 | 0 | 0 | 0 | 0% | 0% | 0% | 0% | 0% | 0 | 0 | 0 | 0 | 0 | 0 | 0 | 0 | 0 | 0 | 0 | 0 | 0 | 0 | 0 | 0 | 0 | 0 | 0 | 0 | 0 | 0 | 0 | 0 | 0 | 0 | 0 | 0 | 0 | 0 | FALSE | 0% | 0% | 0% | 0% | 0% | 0% | FALSE | 0% | 0% | 0% | 0% | 0% | FALSE | 0% | 0% | 0% | 0% | 0% | 0% | 0% | 0% | N/A | N/A
| 839 | N/A | N/A | N/A | N/A | N/A | N/A | N/A | N/A | N/A | N/A | N/A | N/A | N/A | N/A | 0% | 0 | N/A | 0% | FALSE | N/A | N/A | N/A | N/A | N/A | FALSE | FALSE | TRUE | 0 | 0 | 0 | 0 | 0 | 0 | 0 | 0 | 0 | 0 | 0 | 0 | 0 | 0 | 0 | 0 | 0 | 0 | 0 | 0 | 0 | 0 | 0 | 0 | 0 | 0 | 0 | 0 | 0 | 0 | 0% | 0% | 0% | 0% | 0% | 0 | 0 | 0 | 0 | 0 | 0 | 0 | 0 | 0 | 0 | 0 | 0 | 0 | 0 | 0 | 0 | 0 | 0 | 0 | 0 | 0 | 0 | 0 | 0 | 0 | 0 | 0 | 0 | 0 | 0 | FALSE | 0% | 0% | 0% | 0% | 0% | 0% | FALSE | 0% | 0% | 0% | 0% | 0% | FALSE | 0% | 0% | 0% | 0% | 0% | 0% | 0% | 0% | N/A | N/A
| 840 | N/A | N/A | N/A | N/A | N/A | N/A | N/A | N/A | N/A | N/A | N/A | N/A | N/A | N/A | 0% | 0 | N/A | 0% | FALSE | N/A | N/A | N/A | N/A | N/A | FALSE | FALSE | TRUE | 0 | 0 | 0 | 0 | 0 | 0 | 0 | 0 | 0 | 0 | 0 | 0 | 0 | 0 | 0 | 0 | 0 | 0 | 0 | 0 | 0 | 0 | 0 | 0 | 0 | 0 | 0 | 0 | 0 | 0 | 0% | 0% | 0% | 0% | 0% | 0 | 0 | 0 | 0 | 0 | 0 | 0 | 0 | 0 | 0 | 0 | 0 | 0 | 0 | 0 | 0 | 0 | 0 | 0 | 0 | 0 | 0 | 0 | 0 | 0 | 0 | 0 | 0 | 0 | 0 | FALSE | 0% | 0% | 0% | 0% | 0% | 0% | FALSE | 0% | 0% | 0% | 0% | 0% | FALSE | 0% | 0% | 0% | 0% | 0% | 0% | 0% | 0% | N/A | N/A
| 841 | N/A | N/A | N/A | N/A | N/A | N/A | N/A | N/A | N/A | N/A | N/A | N/A | N/A | N/A | 0% | 0 | N/A | 0% | FALSE | N/A | N/A | N/A | N/A | N/A | FALSE | FALSE | TRUE | 0 | 0 | 0 | 0 | 0 | 0 | 0 | 0 | 0 | 0 | 0 | 0 | 0 | 0 | 0 | 0 | 0 | 0 | 0 | 0 | 0 | 0 | 0 | 0 | 0 | 0 | 0 | 0 | 0 | 0 | 0% | 0% | 0% | 0% | 0% | 0 | 0 | 0 | 0 | 0 | 0 | 0 | 0 | 0 | 0 | 0 | 0 | 0 | 0 | 0 | 0 | 0 | 0 | 0 | 0 | 0 | 0 | 0 | 0 | 0 | 0 | 0 | 0 | 0 | 0 | FALSE | 0% | 0% | 0% | 0% | 0% | 0% | FALSE | 0% | 0% | 0% | 0% | 0% | FALSE | 0% | 0% | 0% | 0% | 0% | 0% | 0% | 0% | N/A | N/A
| 842 | N/A | N/A | N/A | N/A | N/A | N/A | N/A | N/A | N/A | N/A | N/A | N/A | N/A | N/A | 0% | 0 | N/A | 0% | FALSE | N/A | N/A | N/A | N/A | N/A | FALSE | FALSE | TRUE | 0 | 0 | 0 | 0 | 0 | 0 | 0 | 0 | 0 | 0 | 0 | 0 | 0 | 0 | 0 | 0 | 0 | 0 | 0 | 0 | 0 | 0 | 0 | 0 | 0 | 0 | 0 | 0 | 0 | 0 | 0% | 0% | 0% | 0% | 0% | 0 | 0 | 0 | 0 | 0 | 0 | 0 | 0 | 0 | 0 | 0 | 0 | 0 | 0 | 0 | 0 | 0 | 0 | 0 | 0 | 0 | 0 | 0 | 0 | 0 | 0 | 0 | 0 | 0 | 0 | FALSE | 0% | 0% | 0% | 0% | 0% | 0% | FALSE | 0% | 0% | 0% | 0% | 0% | FALSE | 0% | 0% | 0% | 0% | 0% | 0% | 0% | 0% | N/A | N/A
| 843 | N/A | N/A | N/A | N/A | N/A | N/A | N/A | N/A | N/A | N/A | N/A | N/A | N/A | N/A | 0% | 0 | N/A | 0% | FALSE | N/A | N/A | N/A | N/A | N/A | FALSE | FALSE | TRUE | 0 | 0 | 0 | 0 | 0 | 0 | 0 | 0 | 0 | 0 | 0 | 0 | 0 | 0 | 0 | 0 | 0 | 0 | 0 | 0 | 0 | 0 | 0 | 0 | 0 | 0 | 0 | 0 | 0 | 0 | 0% | 0% | 0% | 0% | 0% | 0 | 0 | 0 | 0 | 0 | 0 | 0 | 0 | 0 | 0 | 0 | 0 | 0 | 0 | 0 | 0 | 0 | 0 | 0 | 0 | 0 | 0 | 0 | 0 | 0 | 0 | 0 | 0 | 0 | 0 | FALSE | 0% | 0% | 0% | 0% | 0% | 0% | FALSE | 0% | 0% | 0% | 0% | 0% | FALSE | 0% | 0% | 0% | 0% | 0% | 0% | 0% | 0% | N/A | N/A
| 844 | N/A | N/A | N/A | N/A | N/A | N/A | N/A | N/A | N/A | N/A | N/A | N/A | N/A | N/A | 0% | 0 | N/A | 0% | FALSE | N/A | N/A | N/A | N/A | N/A | FALSE | FALSE | TRUE | 0 | 0 | 0 | 0 | 0 | 0 | 0 | 0 | 0 | 0 | 0 | 0 | 0 | 0 | 0 | 0 | 0 | 0 | 0 | 0 | 0 | 0 | 0 | 0 | 0 | 0 | 0 | 0 | 0 | 0 | 0% | 0% | 0% | 0% | 0% | 0 | 0 | 0 | 0 | 0 | 0 | 0 | 0 | 0 | 0 | 0 | 0 | 0 | 0 | 0 | 0 | 0 | 0 | 0 | 0 | 0 | 0 | 0 | 0 | 0 | 0 | 0 | 0 | 0 | 0 | FALSE | 0% | 0% | 0% | 0% | 0% | 0% | FALSE | 0% | 0% | 0% | 0% | 0% | FALSE | 0% | 0% | 0% | 0% | 0% | 0% | 0% | 0% | N/A | N/A
| 845 | N/A | N/A | N/A | N/A | N/A | N/A | N/A | N/A | N/A | N/A | N/A | N/A | N/A | N/A | 0% | 0 | N/A | 0% | FALSE | N/A | N/A | N/A | N/A | N/A | FALSE | FALSE | TRUE | 0 | 0 | 0 | 0 | 0 | 0 | 0 | 0 | 0 | 0 | 0 | 0 | 0 | 0 | 0 | 0 | 0 | 0 | 0 | 0 | 0 | 0 | 0 | 0 | 0 | 0 | 0 | 0 | 0 | 0 | 0% | 0% | 0% | 0% | 0% | 0 | 0 | 0 | 0 | 0 | 0 | 0 | 0 | 0 | 0 | 0 | 0 | 0 | 0 | 0 | 0 | 0 | 0 | 0 | 0 | 0 | 0 | 0 | 0 | 0 | 0 | 0 | 0 | 0 | 0 | FALSE | 0% | 0% | 0% | 0% | 0% | 0% | FALSE | 0% | 0% | 0% | 0% | 0% | FALSE | 0% | 0% | 0% | 0% | 0% | 0% | 0% | 0% | N/A | N/A
| 846 | N/A | N/A | N/A | N/A | N/A | N/A | N/A | N/A | N/A | N/A | N/A | N/A | N/A | N/A | 0% | 0 | N/A | 0% | FALSE | N/A | N/A | N/A | N/A | N/A | FALSE | FALSE | TRUE | 0 | 0 | 0 | 0 | 0 | 0 | 0 | 0 | 0 | 0 | 0 | 0 | 0 | 0 | 0 | 0 | 0 | 0 | 0 | 0 | 0 | 0 | 0 | 0 | 0 | 0 | 0 | 0 | 0 | 0 | 0% | 0% | 0% | 0% | 0% | 0 | 0 | 0 | 0 | 0 | 0 | 0 | 0 | 0 | 0 | 0 | 0 | 0 | 0 | 0 | 0 | 0 | 0 | 0 | 0 | 0 | 0 | 0 | 0 | 0 | 0 | 0 | 0 | 0 | 0 | FALSE | 0% | 0% | 0% | 0% | 0% | 0% | FALSE | 0% | 0% | 0% | 0% | 0% | FALSE | 0% | 0% | 0% | 0% | 0% | 0% | 0% | 0% | N/A | N/A
| 847 | N/A | N/A | N/A | N/A | N/A | N/A | N/A | N/A | N/A | N/A | N/A | N/A | N/A | N/A | 0% | 0 | N/A | 0% | FALSE | N/A | N/A | N/A | N/A | N/A | FALSE | FALSE | TRUE | 0 | 0 | 0 | 0 | 0 | 0 | 0 | 0 | 0 | 0 | 0 | 0 | 0 | 0 | 0 | 0 | 0 | 0 | 0 | 0 | 0 | 0 | 0 | 0 | 0 | 0 | 0 | 0 | 0 | 0 | 0% | 0% | 0% | 0% | 0% | 0 | 0 | 0 | 0 | 0 | 0 | 0 | 0 | 0 | 0 | 0 | 0 | 0 | 0 | 0 | 0 | 0 | 0 | 0 | 0 | 0 | 0 | 0 | 0 | 0 | 0 | 0 | 0 | 0 | 0 | FALSE | 0% | 0% | 0% | 0% | 0% | 0% | FALSE | 0% | 0% | 0% | 0% | 0% | FALSE | 0% | 0% | 0% | 0% | 0% | 0% | 0% | 0% | N/A | N/A
| 848 | N/A | N/A | N/A | N/A | N/A | N/A | N/A | N/A | N/A | N/A | N/A | N/A | N/A | N/A | 0% | 0 | N/A | 0% | FALSE | N/A | N/A | N/A | N/A | N/A | FALSE | FALSE | TRUE | 0 | 0 | 0 | 0 | 0 | 0 | 0 | 0 | 0 | 0 | 0 | 0 | 0 | 0 | 0 | 0 | 0 | 0 | 0 | 0 | 0 | 0 | 0 | 0 | 0 | 0 | 0 | 0 | 0 | 0 | 0% | 0% | 0% | 0% | 0% | 0 | 0 | 0 | 0 | 0 | 0 | 0 | 0 | 0 | 0 | 0 | 0 | 0 | 0 | 0 | 0 | 0 | 0 | 0 | 0 | 0 | 0 | 0 | 0 | 0 | 0 | 0 | 0 | 0 | 0 | FALSE | 0% | 0% | 0% | 0% | 0% | 0% | FALSE | 0% | 0% | 0% | 0% | 0% | FALSE | 0% | 0% | 0% | 0% | 0% | 0% | 0% | 0% | N/A | N/A
| 849 | N/A | N/A | N/A | N/A | N/A | N/A | N/A | N/A | N/A | N/A | N/A | N/A | N/A | N/A | 0% | 0 | N/A | 0% | FALSE | N/A | N/A | N/A | N/A | N/A | FALSE | FALSE | TRUE | 0 | 0 | 0 | 0 | 0 | 0 | 0 | 0 | 0 | 0 | 0 | 0 | 0 | 0 | 0 | 0 | 0 | 0 | 0 | 0 | 0 | 0 | 0 | 0 | 0 | 0 | 0 | 0 | 0 | 0 | 0% | 0% | 0% | 0% | 0% | 0 | 0 | 0 | 0 | 0 | 0 | 0 | 0 | 0 | 0 | 0 | 0 | 0 | 0 | 0 | 0 | 0 | 0 | 0 | 0 | 0 | 0 | 0 | 0 | 0 | 0 | 0 | 0 | 0 | 0 | FALSE | 0% | 0% | 0% | 0% | 0% | 0% | FALSE | 0% | 0% | 0% | 0% | 0% | FALSE | 0% | 0% | 0% | 0% | 0% | 0% | 0% | 0% | N/A | N/A
| 850 | N/A | N/A | N/A | N/A | N/A | N/A | N/A | N/A | N/A | N/A | N/A | N/A | N/A | N/A | 0% | 0 | N/A | 0% | FALSE | N/A | N/A | N/A | N/A | N/A | FALSE | FALSE | TRUE | 0 | 0 | 0 | 0 | 0 | 0 | 0 | 0 | 0 | 0 | 0 | 0 | 0 | 0 | 0 | 0 | 0 | 0 | 0 | 0 | 0 | 0 | 0 | 0 | 0 | 0 | 0 | 0 | 0 | 0 | 0% | 0% | 0% | 0% | 0% | 0 | 0 | 0 | 0 | 0 | 0 | 0 | 0 | 0 | 0 | 0 | 0 | 0 | 0 | 0 | 0 | 0 | 0 | 0 | 0 | 0 | 0 | 0 | 0 | 0 | 0 | 0 | 0 | 0 | 0 | FALSE | 0% | 0% | 0% | 0% | 0% | 0% | FALSE | 0% | 0% | 0% | 0% | 0% | FALSE | 0% | 0% | 0% | 0% | 0% | 0% | 0% | 0% | N/A | N/A
| 851 | N/A | N/A | N/A | N/A | N/A | N/A | N/A | N/A | N/A | N/A | N/A | N/A | N/A | N/A | 0% | 0 | N/A | 0% | FALSE | N/A | N/A | N/A | N/A | N/A | FALSE | FALSE | TRUE | 0 | 0 | 0 | 0 | 0 | 0 | 0 | 0 | 0 | 0 | 0 | 0 | 0 | 0 | 0 | 0 | 0 | 0 | 0 | 0 | 0 | 0 | 0 | 0 | 0 | 0 | 0 | 0 | 0 | 0 | 0% | 0% | 0% | 0% | 0% | 0 | 0 | 0 | 0 | 0 | 0 | 0 | 0 | 0 | 0 | 0 | 0 | 0 | 0 | 0 | 0 | 0 | 0 | 0 | 0 | 0 | 0 | 0 | 0 | 0 | 0 | 0 | 0 | 0 | 0 | FALSE | 0% | 0% | 0% | 0% | 0% | 0% | FALSE | 0% | 0% | 0% | 0% | 0% | FALSE | 0% | 0% | 0% | 0% | 0% | 0% | 0% | 0% | N/A | N/A
| 852 | N/A | N/A | N/A | N/A | N/A | N/A | N/A | N/A | N/A | N/A | N/A | N/A | N/A | N/A | 0% | 0 | N/A | 0% | FALSE | N/A | N/A | N/A | N/A | N/A | FALSE | FALSE | TRUE | 0 | 0 | 0 | 0 | 0 | 0 | 0 | 0 | 0 | 0 | 0 | 0 | 0 | 0 | 0 | 0 | 0 | 0 | 0 | 0 | 0 | 0 | 0 | 0 | 0 | 0 | 0 | 0 | 0 | 0 | 0% | 0% | 0% | 0% | 0% | 0 | 0 | 0 | 0 | 0 | 0 | 0 | 0 | 0 | 0 | 0 | 0 | 0 | 0 | 0 | 0 | 0 | 0 | 0 | 0 | 0 | 0 | 0 | 0 | 0 | 0 | 0 | 0 | 0 | 0 | FALSE | 0% | 0% | 0% | 0% | 0% | 0% | FALSE | 0% | 0% | 0% | 0% | 0% | FALSE | 0% | 0% | 0% | 0% | 0% | 0% | 0% | 0% | N/A | N/A
| 853 | N/A | N/A | N/A | N/A | N/A | N/A | N/A | N/A | N/A | N/A | N/A | N/A | N/A | N/A | 0% | 0 | N/A | 0% | FALSE | N/A | N/A | N/A | N/A | N/A | FALSE | FALSE | TRUE | 0 | 0 | 0 | 0 | 0 | 0 | 0 | 0 | 0 | 0 | 0 | 0 | 0 | 0 | 0 | 0 | 0 | 0 | 0 | 0 | 0 | 0 | 0 | 0 | 0 | 0 | 0 | 0 | 0 | 0 | 0% | 0% | 0% | 0% | 0% | 0 | 0 | 0 | 0 | 0 | 0 | 0 | 0 | 0 | 0 | 0 | 0 | 0 | 0 | 0 | 0 | 0 | 0 | 0 | 0 | 0 | 0 | 0 | 0 | 0 | 0 | 0 | 0 | 0 | 0 | FALSE | 0% | 0% | 0% | 0% | 0% | 0% | FALSE | 0% | 0% | 0% | 0% | 0% | FALSE | 0% | 0% | 0% | 0% | 0% | 0% | 0% | 0% | N/A | N/A
| 854 | N/A | N/A | N/A | N/A | N/A | N/A | N/A | N/A | N/A | N/A | N/A | N/A | N/A | N/A | 0% | 0 | N/A | 0% | FALSE | N/A | N/A | N/A | N/A | N/A | FALSE | FALSE | TRUE | 0 | 0 | 0 | 0 | 0 | 0 | 0 | 0 | 0 | 0 | 0 | 0 | 0 | 0 | 0 | 0 | 0 | 0 | 0 | 0 | 0 | 0 | 0 | 0 | 0 | 0 | 0 | 0 | 0 | 0 | 0% | 0% | 0% | 0% | 0% | 0 | 0 | 0 | 0 | 0 | 0 | 0 | 0 | 0 | 0 | 0 | 0 | 0 | 0 | 0 | 0 | 0 | 0 | 0 | 0 | 0 | 0 | 0 | 0 | 0 | 0 | 0 | 0 | 0 | 0 | FALSE | 0% | 0% | 0% | 0% | 0% | 0% | FALSE | 0% | 0% | 0% | 0% | 0% | FALSE | 0% | 0% | 0% | 0% | 0% | 0% | 0% | 0% | N/A | N/A
| 855 | N/A | N/A | N/A | N/A | N/A | N/A | N/A | N/A | N/A | N/A | N/A | N/A | N/A | N/A | 0% | 0 | N/A | 0% | FALSE | N/A | N/A | N/A | N/A | N/A | FALSE | FALSE | TRUE | 0 | 0 | 0 | 0 | 0 | 0 | 0 | 0 | 0 | 0 | 0 | 0 | 0 | 0 | 0 | 0 | 0 | 0 | 0 | 0 | 0 | 0 | 0 | 0 | 0 | 0 | 0 | 0 | 0 | 0 | 0% | 0% | 0% | 0% | 0% | 0 | 0 | 0 | 0 | 0 | 0 | 0 | 0 | 0 | 0 | 0 | 0 | 0 | 0 | 0 | 0 | 0 | 0 | 0 | 0 | 0 | 0 | 0 | 0 | 0 | 0 | 0 | 0 | 0 | 0 | FALSE | 0% | 0% | 0% | 0% | 0% | 0% | FALSE | 0% | 0% | 0% | 0% | 0% | FALSE | 0% | 0% | 0% | 0% | 0% | 0% | 0% | 0% | N/A | N/A
| 856 | N/A | N/A | N/A | N/A | N/A | N/A | N/A | N/A | N/A | N/A | N/A | N/A | N/A | N/A | 0% | 0 | N/A | 0% | FALSE | N/A | N/A | N/A | N/A | N/A | FALSE | FALSE | TRUE | 0 | 0 | 0 | 0 | 0 | 0 | 0 | 0 | 0 | 0 | 0 | 0 | 0 | 0 | 0 | 0 | 0 | 0 | 0 | 0 | 0 | 0 | 0 | 0 | 0 | 0 | 0 | 0 | 0 | 0 | 0% | 0% | 0% | 0% | 0% | 0 | 0 | 0 | 0 | 0 | 0 | 0 | 0 | 0 | 0 | 0 | 0 | 0 | 0 | 0 | 0 | 0 | 0 | 0 | 0 | 0 | 0 | 0 | 0 | 0 | 0 | 0 | 0 | 0 | 0 | FALSE | 0% | 0% | 0% | 0% | 0% | 0% | FALSE | 0% | 0% | 0% | 0% | 0% | FALSE | 0% | 0% | 0% | 0% | 0% | 0% | 0% | 0% | N/A | N/A
| 857 | N/A | N/A | N/A | N/A | N/A | N/A | N/A | N/A | N/A | N/A | N/A | N/A | N/A | N/A | 0% | 0 | N/A | 0% | FALSE | N/A | N/A | N/A | N/A | N/A | FALSE | FALSE | TRUE | 0 | 0 | 0 | 0 | 0 | 0 | 0 | 0 | 0 | 0 | 0 | 0 | 0 | 0 | 0 | 0 | 0 | 0 | 0 | 0 | 0 | 0 | 0 | 0 | 0 | 0 | 0 | 0 | 0 | 0 | 0% | 0% | 0% | 0% | 0% | 0 | 0 | 0 | 0 | 0 | 0 | 0 | 0 | 0 | 0 | 0 | 0 | 0 | 0 | 0 | 0 | 0 | 0 | 0 | 0 | 0 | 0 | 0 | 0 | 0 | 0 | 0 | 0 | 0 | 0 | FALSE | 0% | 0% | 0% | 0% | 0% | 0% | FALSE | 0% | 0% | 0% | 0% | 0% | FALSE | 0% | 0% | 0% | 0% | 0% | 0% | 0% | 0% | N/A | N/A
| 858 | N/A | N/A | N/A | N/A | N/A | N/A | N/A | N/A | N/A | N/A | N/A | N/A | N/A | N/A | 0% | 0 | N/A | 0% | FALSE | N/A | N/A | N/A | N/A | N/A | FALSE | FALSE | TRUE | 0 | 0 | 0 | 0 | 0 | 0 | 0 | 0 | 0 | 0 | 0 | 0 | 0 | 0 | 0 | 0 | 0 | 0 | 0 | 0 | 0 | 0 | 0 | 0 | 0 | 0 | 0 | 0 | 0 | 0 | 0% | 0% | 0% | 0% | 0% | 0 | 0 | 0 | 0 | 0 | 0 | 0 | 0 | 0 | 0 | 0 | 0 | 0 | 0 | 0 | 0 | 0 | 0 | 0 | 0 | 0 | 0 | 0 | 0 | 0 | 0 | 0 | 0 | 0 | 0 | FALSE | 0% | 0% | 0% | 0% | 0% | 0% | FALSE | 0% | 0% | 0% | 0% | 0% | FALSE | 0% | 0% | 0% | 0% | 0% | 0% | 0% | 0% | N/A | N/A
| 859 | N/A | N/A | N/A | N/A | N/A | N/A | N/A | N/A | N/A | N/A | N/A | N/A | N/A | N/A | 0% | 0 | N/A | 0% | FALSE | N/A | N/A | N/A | N/A | N/A | FALSE | FALSE | TRUE | 0 | 0 | 0 | 0 | 0 | 0 | 0 | 0 | 0 | 0 | 0 | 0 | 0 | 0 | 0 | 0 | 0 | 0 | 0 | 0 | 0 | 0 | 0 | 0 | 0 | 0 | 0 | 0 | 0 | 0 | 0% | 0% | 0% | 0% | 0% | 0 | 0 | 0 | 0 | 0 | 0 | 0 | 0 | 0 | 0 | 0 | 0 | 0 | 0 | 0 | 0 | 0 | 0 | 0 | 0 | 0 | 0 | 0 | 0 | 0 | 0 | 0 | 0 | 0 | 0 | FALSE | 0% | 0% | 0% | 0% | 0% | 0% | FALSE | 0% | 0% | 0% | 0% | 0% | FALSE | 0% | 0% | 0% | 0% | 0% | 0% | 0% | 0% | N/A | N/A
| 860 | N/A | N/A | N/A | N/A | N/A | N/A | N/A | N/A | N/A | N/A | N/A | N/A | N/A | N/A | 0% | 0 | N/A | 0% | FALSE | N/A | N/A | N/A | N/A | N/A | FALSE | FALSE | TRUE | 0 | 0 | 0 | 0 | 0 | 0 | 0 | 0 | 0 | 0 | 0 | 0 | 0 | 0 | 0 | 0 | 0 | 0 | 0 | 0 | 0 | 0 | 0 | 0 | 0 | 0 | 0 | 0 | 0 | 0 | 0% | 0% | 0% | 0% | 0% | 0 | 0 | 0 | 0 | 0 | 0 | 0 | 0 | 0 | 0 | 0 | 0 | 0 | 0 | 0 | 0 | 0 | 0 | 0 | 0 | 0 | 0 | 0 | 0 | 0 | 0 | 0 | 0 | 0 | 0 | FALSE | 0% | 0% | 0% | 0% | 0% | 0% | FALSE | 0% | 0% | 0% | 0% | 0% | FALSE | 0% | 0% | 0% | 0% | 0% | 0% | 0% | 0% | N/A | N/A
| 861 | N/A | N/A | N/A | N/A | N/A | N/A | N/A | N/A | N/A | N/A | N/A | N/A | N/A | N/A | 0% | 0 | N/A | 0% | FALSE | N/A | N/A | N/A | N/A | N/A | FALSE | FALSE | TRUE | 0 | 0 | 0 | 0 | 0 | 0 | 0 | 0 | 0 | 0 | 0 | 0 | 0 | 0 | 0 | 0 | 0 | 0 | 0 | 0 | 0 | 0 | 0 | 0 | 0 | 0 | 0 | 0 | 0 | 0 | 0% | 0% | 0% | 0% | 0% | 0 | 0 | 0 | 0 | 0 | 0 | 0 | 0 | 0 | 0 | 0 | 0 | 0 | 0 | 0 | 0 | 0 | 0 | 0 | 0 | 0 | 0 | 0 | 0 | 0 | 0 | 0 | 0 | 0 | 0 | FALSE | 0% | 0% | 0% | 0% | 0% | 0% | FALSE | 0% | 0% | 0% | 0% | 0% | FALSE | 0% | 0% | 0% | 0% | 0% | 0% | 0% | 0% | N/A | N/A
| 862 | N/A | N/A | N/A | N/A | N/A | N/A | N/A | N/A | N/A | N/A | N/A | N/A | N/A | N/A | 0% | 0 | N/A | 0% | FALSE | N/A | N/A | N/A | N/A | N/A | FALSE | FALSE | TRUE | 0 | 0 | 0 | 0 | 0 | 0 | 0 | 0 | 0 | 0 | 0 | 0 | 0 | 0 | 0 | 0 | 0 | 0 | 0 | 0 | 0 | 0 | 0 | 0 | 0 | 0 | 0 | 0 | 0 | 0 | 0% | 0% | 0% | 0% | 0% | 0 | 0 | 0 | 0 | 0 | 0 | 0 | 0 | 0 | 0 | 0 | 0 | 0 | 0 | 0 | 0 | 0 | 0 | 0 | 0 | 0 | 0 | 0 | 0 | 0 | 0 | 0 | 0 | 0 | 0 | FALSE | 0% | 0% | 0% | 0% | 0% | 0% | FALSE | 0% | 0% | 0% | 0% | 0% | FALSE | 0% | 0% | 0% | 0% | 0% | 0% | 0% | 0% | N/A | N/A
| 863 | N/A | N/A | N/A | N/A | N/A | N/A | N/A | N/A | N/A | N/A | N/A | N/A | N/A | N/A | 0% | 0 | N/A | 0% | FALSE | N/A | N/A | N/A | N/A | N/A | FALSE | FALSE | TRUE | 0 | 0 | 0 | 0 | 0 | 0 | 0 | 0 | 0 | 0 | 0 | 0 | 0 | 0 | 0 | 0 | 0 | 0 | 0 | 0 | 0 | 0 | 0 | 0 | 0 | 0 | 0 | 0 | 0 | 0 | 0% | 0% | 0% | 0% | 0% | 0 | 0 | 0 | 0 | 0 | 0 | 0 | 0 | 0 | 0 | 0 | 0 | 0 | 0 | 0 | 0 | 0 | 0 | 0 | 0 | 0 | 0 | 0 | 0 | 0 | 0 | 0 | 0 | 0 | 0 | FALSE | 0% | 0% | 0% | 0% | 0% | 0% | FALSE | 0% | 0% | 0% | 0% | 0% | FALSE | 0% | 0% | 0% | 0% | 0% | 0% | 0% | 0% | N/A | N/A
| 864 | N/A | N/A | N/A | N/A | N/A | N/A | N/A | N/A | N/A | N/A | N/A | N/A | N/A | N/A | 0% | 0 | N/A | 0% | FALSE | N/A | N/A | N/A | N/A | N/A | FALSE | FALSE | TRUE | 0 | 0 | 0 | 0 | 0 | 0 | 0 | 0 | 0 | 0 | 0 | 0 | 0 | 0 | 0 | 0 | 0 | 0 | 0 | 0 | 0 | 0 | 0 | 0 | 0 | 0 | 0 | 0 | 0 | 0 | 0% | 0% | 0% | 0% | 0% | 0 | 0 | 0 | 0 | 0 | 0 | 0 | 0 | 0 | 0 | 0 | 0 | 0 | 0 | 0 | 0 | 0 | 0 | 0 | 0 | 0 | 0 | 0 | 0 | 0 | 0 | 0 | 0 | 0 | 0 | FALSE | 0% | 0% | 0% | 0% | 0% | 0% | FALSE | 0% | 0% | 0% | 0% | 0% | FALSE | 0% | 0% | 0% | 0% | 0% | 0% | 0% | 0% | N/A | N/A
| 865 | N/A | N/A | N/A | N/A | N/A | N/A | N/A | N/A | N/A | N/A | N/A | N/A | N/A | N/A | 0% | 0 | N/A | 0% | FALSE | N/A | N/A | N/A | N/A | N/A | FALSE | FALSE | TRUE | 0 | 0 | 0 | 0 | 0 | 0 | 0 | 0 | 0 | 0 | 0 | 0 | 0 | 0 | 0 | 0 | 0 | 0 | 0 | 0 | 0 | 0 | 0 | 0 | 0 | 0 | 0 | 0 | 0 | 0 | 0% | 0% | 0% | 0% | 0% | 0 | 0 | 0 | 0 | 0 | 0 | 0 | 0 | 0 | 0 | 0 | 0 | 0 | 0 | 0 | 0 | 0 | 0 | 0 | 0 | 0 | 0 | 0 | 0 | 0 | 0 | 0 | 0 | 0 | 0 | FALSE | 0% | 0% | 0% | 0% | 0% | 0% | FALSE | 0% | 0% | 0% | 0% | 0% | FALSE | 0% | 0% | 0% | 0% | 0% | 0% | 0% | 0% | N/A | N/A
| 866 | N/A | N/A | N/A | N/A | N/A | N/A | N/A | N/A | N/A | N/A | N/A | N/A | N/A | N/A | 0% | 0 | N/A | 0% | FALSE | N/A | N/A | N/A | N/A | N/A | FALSE | FALSE | TRUE | 0 | 0 | 0 | 0 | 0 | 0 | 0 | 0 | 0 | 0 | 0 | 0 | 0 | 0 | 0 | 0 | 0 | 0 | 0 | 0 | 0 | 0 | 0 | 0 | 0 | 0 | 0 | 0 | 0 | 0 | 0% | 0% | 0% | 0% | 0% | 0 | 0 | 0 | 0 | 0 | 0 | 0 | 0 | 0 | 0 | 0 | 0 | 0 | 0 | 0 | 0 | 0 | 0 | 0 | 0 | 0 | 0 | 0 | 0 | 0 | 0 | 0 | 0 | 0 | 0 | FALSE | 0% | 0% | 0% | 0% | 0% | 0% | FALSE | 0% | 0% | 0% | 0% | 0% | FALSE | 0% | 0% | 0% | 0% | 0% | 0% | 0% | 0% | N/A | N/A
| 867 | N/A | N/A | N/A | N/A | N/A | N/A | N/A | N/A | N/A | N/A | N/A | N/A | N/A | N/A | 0% | 0 | N/A | 0% | FALSE | N/A | N/A | N/A | N/A | N/A | FALSE | FALSE | TRUE | 0 | 0 | 0 | 0 | 0 | 0 | 0 | 0 | 0 | 0 | 0 | 0 | 0 | 0 | 0 | 0 | 0 | 0 | 0 | 0 | 0 | 0 | 0 | 0 | 0 | 0 | 0 | 0 | 0 | 0 | 0% | 0% | 0% | 0% | 0% | 0 | 0 | 0 | 0 | 0 | 0 | 0 | 0 | 0 | 0 | 0 | 0 | 0 | 0 | 0 | 0 | 0 | 0 | 0 | 0 | 0 | 0 | 0 | 0 | 0 | 0 | 0 | 0 | 0 | 0 | FALSE | 0% | 0% | 0% | 0% | 0% | 0% | FALSE | 0% | 0% | 0% | 0% | 0% | FALSE | 0% | 0% | 0% | 0% | 0% | 0% | 0% | 0% | N/A | N/A
| 868 | N/A | N/A | N/A | N/A | N/A | N/A | N/A | N/A | N/A | N/A | N/A | N/A | N/A | N/A | 0% | 0 | N/A | 0% | FALSE | N/A | N/A | N/A | N/A | N/A | FALSE | FALSE | TRUE | 0 | 0 | 0 | 0 | 0 | 0 | 0 | 0 | 0 | 0 | 0 | 0 | 0 | 0 | 0 | 0 | 0 | 0 | 0 | 0 | 0 | 0 | 0 | 0 | 0 | 0 | 0 | 0 | 0 | 0 | 0% | 0% | 0% | 0% | 0% | 0 | 0 | 0 | 0 | 0 | 0 | 0 | 0 | 0 | 0 | 0 | 0 | 0 | 0 | 0 | 0 | 0 | 0 | 0 | 0 | 0 | 0 | 0 | 0 | 0 | 0 | 0 | 0 | 0 | 0 | FALSE | 0% | 0% | 0% | 0% | 0% | 0% | FALSE | 0% | 0% | 0% | 0% | 0% | FALSE | 0% | 0% | 0% | 0% | 0% | 0% | 0% | 0% | N/A | N/A
| 869 | N/A | N/A | N/A | N/A | N/A | N/A | N/A | N/A | N/A | N/A | N/A | N/A | N/A | N/A | 0% | 0 | N/A | 0% | FALSE | N/A | N/A | N/A | N/A | N/A | FALSE | FALSE | TRUE | 0 | 0 | 0 | 0 | 0 | 0 | 0 | 0 | 0 | 0 | 0 | 0 | 0 | 0 | 0 | 0 | 0 | 0 | 0 | 0 | 0 | 0 | 0 | 0 | 0 | 0 | 0 | 0 | 0 | 0 | 0% | 0% | 0% | 0% | 0% | 0 | 0 | 0 | 0 | 0 | 0 | 0 | 0 | 0 | 0 | 0 | 0 | 0 | 0 | 0 | 0 | 0 | 0 | 0 | 0 | 0 | 0 | 0 | 0 | 0 | 0 | 0 | 0 | 0 | 0 | FALSE | 0% | 0% | 0% | 0% | 0% | 0% | FALSE | 0% | 0% | 0% | 0% | 0% | FALSE | 0% | 0% | 0% | 0% | 0% | 0% | 0% | 0% | N/A | N/A
| 870 | N/A | N/A | N/A | N/A | N/A | N/A | N/A | N/A | N/A | N/A | N/A | N/A | N/A | N/A | 0% | 0 | N/A | 0% | FALSE | N/A | N/A | N/A | N/A | N/A | FALSE | FALSE | TRUE | 0 | 0 | 0 | 0 | 0 | 0 | 0 | 0 | 0 | 0 | 0 | 0 | 0 | 0 | 0 | 0 | 0 | 0 | 0 | 0 | 0 | 0 | 0 | 0 | 0 | 0 | 0 | 0 | 0 | 0 | 0% | 0% | 0% | 0% | 0% | 0 | 0 | 0 | 0 | 0 | 0 | 0 | 0 | 0 | 0 | 0 | 0 | 0 | 0 | 0 | 0 | 0 | 0 | 0 | 0 | 0 | 0 | 0 | 0 | 0 | 0 | 0 | 0 | 0 | 0 | FALSE | 0% | 0% | 0% | 0% | 0% | 0% | FALSE | 0% | 0% | 0% | 0% | 0% | FALSE | 0% | 0% | 0% | 0% | 0% | 0% | 0% | 0% | N/A | N/A
| 871 | N/A | N/A | N/A | N/A | N/A | N/A | N/A | N/A | N/A | N/A | N/A | N/A | N/A | N/A | 0% | 0 | N/A | 0% | FALSE | N/A | N/A | N/A | N/A | N/A | FALSE | FALSE | TRUE | 0 | 0 | 0 | 0 | 0 | 0 | 0 | 0 | 0 | 0 | 0 | 0 | 0 | 0 | 0 | 0 | 0 | 0 | 0 | 0 | 0 | 0 | 0 | 0 | 0 | 0 | 0 | 0 | 0 | 0 | 0% | 0% | 0% | 0% | 0% | 0 | 0 | 0 | 0 | 0 | 0 | 0 | 0 | 0 | 0 | 0 | 0 | 0 | 0 | 0 | 0 | 0 | 0 | 0 | 0 | 0 | 0 | 0 | 0 | 0 | 0 | 0 | 0 | 0 | 0 | FALSE | 0% | 0% | 0% | 0% | 0% | 0% | FALSE | 0% | 0% | 0% | 0% | 0% | FALSE | 0% | 0% | 0% | 0% | 0% | 0% | 0% | 0% | N/A | N/A
| 872 | N/A | N/A | N/A | N/A | N/A | N/A | N/A | N/A | N/A | N/A | N/A | N/A | N/A | N/A | 0% | 0 | N/A | 0% | FALSE | N/A | N/A | N/A | N/A | N/A | FALSE | FALSE | TRUE | 0 | 0 | 0 | 0 | 0 | 0 | 0 | 0 | 0 | 0 | 0 | 0 | 0 | 0 | 0 | 0 | 0 | 0 | 0 | 0 | 0 | 0 | 0 | 0 | 0 | 0 | 0 | 0 | 0 | 0 | 0% | 0% | 0% | 0% | 0% | 0 | 0 | 0 | 0 | 0 | 0 | 0 | 0 | 0 | 0 | 0 | 0 | 0 | 0 | 0 | 0 | 0 | 0 | 0 | 0 | 0 | 0 | 0 | 0 | 0 | 0 | 0 | 0 | 0 | 0 | FALSE | 0% | 0% | 0% | 0% | 0% | 0% | FALSE | 0% | 0% | 0% | 0% | 0% | FALSE | 0% | 0% | 0% | 0% | 0% | 0% | 0% | 0% | N/A | N/A
| 873 | N/A | N/A | N/A | N/A | N/A | N/A | N/A | N/A | N/A | N/A | N/A | N/A | N/A | N/A | 0% | 0 | N/A | 0% | FALSE | N/A | N/A | N/A | N/A | N/A | FALSE | FALSE | TRUE | 0 | 0 | 0 | 0 | 0 | 0 | 0 | 0 | 0 | 0 | 0 | 0 | 0 | 0 | 0 | 0 | 0 | 0 | 0 | 0 | 0 | 0 | 0 | 0 | 0 | 0 | 0 | 0 | 0 | 0 | 0% | 0% | 0% | 0% | 0% | 0 | 0 | 0 | 0 | 0 | 0 | 0 | 0 | 0 | 0 | 0 | 0 | 0 | 0 | 0 | 0 | 0 | 0 | 0 | 0 | 0 | 0 | 0 | 0 | 0 | 0 | 0 | 0 | 0 | 0 | FALSE | 0% | 0% | 0% | 0% | 0% | 0% | FALSE | 0% | 0% | 0% | 0% | 0% | FALSE | 0% | 0% | 0% | 0% | 0% | 0% | 0% | 0% | N/A | N/A
| 874 | N/A | N/A | N/A | N/A | N/A | N/A | N/A | N/A | N/A | N/A | N/A | N/A | N/A | N/A | 0% | 0 | N/A | 0% | FALSE | N/A | N/A | N/A | N/A | N/A | FALSE | FALSE | TRUE | 0 | 0 | 0 | 0 | 0 | 0 | 0 | 0 | 0 | 0 | 0 | 0 | 0 | 0 | 0 | 0 | 0 | 0 | 0 | 0 | 0 | 0 | 0 | 0 | 0 | 0 | 0 | 0 | 0 | 0 | 0% | 0% | 0% | 0% | 0% | 0 | 0 | 0 | 0 | 0 | 0 | 0 | 0 | 0 | 0 | 0 | 0 | 0 | 0 | 0 | 0 | 0 | 0 | 0 | 0 | 0 | 0 | 0 | 0 | 0 | 0 | 0 | 0 | 0 | 0 | FALSE | 0% | 0% | 0% | 0% | 0% | 0% | FALSE | 0% | 0% | 0% | 0% | 0% | FALSE | 0% | 0% | 0% | 0% | 0% | 0% | 0% | 0% | N/A | N/A
| 875 | N/A | N/A | N/A | N/A | N/A | N/A | N/A | N/A | N/A | N/A | N/A | N/A | N/A | N/A | 0% | 0 | N/A | 0% | FALSE | N/A | N/A | N/A | N/A | N/A | FALSE | FALSE | TRUE | 0 | 0 | 0 | 0 | 0 | 0 | 0 | 0 | 0 | 0 | 0 | 0 | 0 | 0 | 0 | 0 | 0 | 0 | 0 | 0 | 0 | 0 | 0 | 0 | 0 | 0 | 0 | 0 | 0 | 0 | 0% | 0% | 0% | 0% | 0% | 0 | 0 | 0 | 0 | 0 | 0 | 0 | 0 | 0 | 0 | 0 | 0 | 0 | 0 | 0 | 0 | 0 | 0 | 0 | 0 | 0 | 0 | 0 | 0 | 0 | 0 | 0 | 0 | 0 | 0 | FALSE | 0% | 0% | 0% | 0% | 0% | 0% | FALSE | 0% | 0% | 0% | 0% | 0% | FALSE | 0% | 0% | 0% | 0% | 0% | 0% | 0% | 0% | N/A | N/A
| 876 | N/A | N/A | N/A | N/A | N/A | N/A | N/A | N/A | N/A | N/A | N/A | N/A | N/A | N/A | 0% | 0 | N/A | 0% | FALSE | N/A | N/A | N/A | N/A | N/A | FALSE | FALSE | TRUE | 0 | 0 | 0 | 0 | 0 | 0 | 0 | 0 | 0 | 0 | 0 | 0 | 0 | 0 | 0 | 0 | 0 | 0 | 0 | 0 | 0 | 0 | 0 | 0 | 0 | 0 | 0 | 0 | 0 | 0 | 0% | 0% | 0% | 0% | 0% | 0 | 0 | 0 | 0 | 0 | 0 | 0 | 0 | 0 | 0 | 0 | 0 | 0 | 0 | 0 | 0 | 0 | 0 | 0 | 0 | 0 | 0 | 0 | 0 | 0 | 0 | 0 | 0 | 0 | 0 | FALSE | 0% | 0% | 0% | 0% | 0% | 0% | FALSE | 0% | 0% | 0% | 0% | 0% | FALSE | 0% | 0% | 0% | 0% | 0% | 0% | 0% | 0% | N/A | N/A
| 877 | N/A | N/A | N/A | N/A | N/A | N/A | N/A | N/A | N/A | N/A | N/A | N/A | N/A | N/A | 0% | 0 | N/A | 0% | FALSE | N/A | N/A | N/A | N/A | N/A | FALSE | FALSE | TRUE | 0 | 0 | 0 | 0 | 0 | 0 | 0 | 0 | 0 | 0 | 0 | 0 | 0 | 0 | 0 | 0 | 0 | 0 | 0 | 0 | 0 | 0 | 0 | 0 | 0 | 0 | 0 | 0 | 0 | 0 | 0% | 0% | 0% | 0% | 0% | 0 | 0 | 0 | 0 | 0 | 0 | 0 | 0 | 0 | 0 | 0 | 0 | 0 | 0 | 0 | 0 | 0 | 0 | 0 | 0 | 0 | 0 | 0 | 0 | 0 | 0 | 0 | 0 | 0 | 0 | FALSE | 0% | 0% | 0% | 0% | 0% | 0% | FALSE | 0% | 0% | 0% | 0% | 0% | FALSE | 0% | 0% | 0% | 0% | 0% | 0% | 0% | 0% | N/A | N/A
| 878 | N/A | N/A | N/A | N/A | N/A | N/A | N/A | N/A | N/A | N/A | N/A | N/A | N/A | N/A | 0% | 0 | N/A | 0% | FALSE | N/A | N/A | N/A | N/A | N/A | FALSE | FALSE | TRUE | 0 | 0 | 0 | 0 | 0 | 0 | 0 | 0 | 0 | 0 | 0 | 0 | 0 | 0 | 0 | 0 | 0 | 0 | 0 | 0 | 0 | 0 | 0 | 0 | 0 | 0 | 0 | 0 | 0 | 0 | 0% | 0% | 0% | 0% | 0% | 0 | 0 | 0 | 0 | 0 | 0 | 0 | 0 | 0 | 0 | 0 | 0 | 0 | 0 | 0 | 0 | 0 | 0 | 0 | 0 | 0 | 0 | 0 | 0 | 0 | 0 | 0 | 0 | 0 | 0 | FALSE | 0% | 0% | 0% | 0% | 0% | 0% | FALSE | 0% | 0% | 0% | 0% | 0% | FALSE | 0% | 0% | 0% | 0% | 0% | 0% | 0% | 0% | N/A | N/A
| 879 | N/A | N/A | N/A | N/A | N/A | N/A | N/A | N/A | N/A | N/A | N/A | N/A | N/A | N/A | 0% | 0 | N/A | 0% | FALSE | N/A | N/A | N/A | N/A | N/A | FALSE | FALSE | TRUE | 0 | 0 | 0 | 0 | 0 | 0 | 0 | 0 | 0 | 0 | 0 | 0 | 0 | 0 | 0 | 0 | 0 | 0 | 0 | 0 | 0 | 0 | 0 | 0 | 0 | 0 | 0 | 0 | 0 | 0 | 0% | 0% | 0% | 0% | 0% | 0 | 0 | 0 | 0 | 0 | 0 | 0 | 0 | 0 | 0 | 0 | 0 | 0 | 0 | 0 | 0 | 0 | 0 | 0 | 0 | 0 | 0 | 0 | 0 | 0 | 0 | 0 | 0 | 0 | 0 | FALSE | 0% | 0% | 0% | 0% | 0% | 0% | FALSE | 0% | 0% | 0% | 0% | 0% | FALSE | 0% | 0% | 0% | 0% | 0% | 0% | 0% | 0% | N/A | N/A
| 880 | N/A | N/A | N/A | N/A | N/A | N/A | N/A | N/A | N/A | N/A | N/A | N/A | N/A | N/A | 0% | 0 | N/A | 0% | FALSE | N/A | N/A | N/A | N/A | N/A | FALSE | FALSE | TRUE | 0 | 0 | 0 | 0 | 0 | 0 | 0 | 0 | 0 | 0 | 0 | 0 | 0 | 0 | 0 | 0 | 0 | 0 | 0 | 0 | 0 | 0 | 0 | 0 | 0 | 0 | 0 | 0 | 0 | 0 | 0% | 0% | 0% | 0% | 0% | 0 | 0 | 0 | 0 | 0 | 0 | 0 | 0 | 0 | 0 | 0 | 0 | 0 | 0 | 0 | 0 | 0 | 0 | 0 | 0 | 0 | 0 | 0 | 0 | 0 | 0 | 0 | 0 | 0 | 0 | FALSE | 0% | 0% | 0% | 0% | 0% | 0% | FALSE | 0% | 0% | 0% | 0% | 0% | FALSE | 0% | 0% | 0% | 0% | 0% | 0% | 0% | 0% | N/A | N/A
| 881 | N/A | N/A | N/A | N/A | N/A | N/A | N/A | N/A | N/A | N/A | N/A | N/A | N/A | N/A | 0% | 0 | N/A | 0% | FALSE | N/A | N/A | N/A | N/A | N/A | FALSE | FALSE | TRUE | 0 | 0 | 0 | 0 | 0 | 0 | 0 | 0 | 0 | 0 | 0 | 0 | 0 | 0 | 0 | 0 | 0 | 0 | 0 | 0 | 0 | 0 | 0 | 0 | 0 | 0 | 0 | 0 | 0 | 0 | 0% | 0% | 0% | 0% | 0% | 0 | 0 | 0 | 0 | 0 | 0 | 0 | 0 | 0 | 0 | 0 | 0 | 0 | 0 | 0 | 0 | 0 | 0 | 0 | 0 | 0 | 0 | 0 | 0 | 0 | 0 | 0 | 0 | 0 | 0 | FALSE | 0% | 0% | 0% | 0% | 0% | 0% | FALSE | 0% | 0% | 0% | 0% | 0% | FALSE | 0% | 0% | 0% | 0% | 0% | 0% | 0% | 0% | N/A | N/A
| 882 | N/A | N/A | N/A | N/A | N/A | N/A | N/A | N/A | N/A | N/A | N/A | N/A | N/A | N/A | 0% | 0 | N/A | 0% | FALSE | N/A | N/A | N/A | N/A | N/A | FALSE | FALSE | TRUE | 0 | 0 | 0 | 0 | 0 | 0 | 0 | 0 | 0 | 0 | 0 | 0 | 0 | 0 | 0 | 0 | 0 | 0 | 0 | 0 | 0 | 0 | 0 | 0 | 0 | 0 | 0 | 0 | 0 | 0 | 0% | 0% | 0% | 0% | 0% | 0 | 0 | 0 | 0 | 0 | 0 | 0 | 0 | 0 | 0 | 0 | 0 | 0 | 0 | 0 | 0 | 0 | 0 | 0 | 0 | 0 | 0 | 0 | 0 | 0 | 0 | 0 | 0 | 0 | 0 | FALSE | 0% | 0% | 0% | 0% | 0% | 0% | FALSE | 0% | 0% | 0% | 0% | 0% | FALSE | 0% | 0% | 0% | 0% | 0% | 0% | 0% | 0% | N/A | N/A
| 883 | N/A | N/A | N/A | N/A | N/A | N/A | N/A | N/A | N/A | N/A | N/A | N/A | N/A | N/A | 0% | 0 | N/A | 0% | FALSE | N/A | N/A | N/A | N/A | N/A | FALSE | FALSE | TRUE | 0 | 0 | 0 | 0 | 0 | 0 | 0 | 0 | 0 | 0 | 0 | 0 | 0 | 0 | 0 | 0 | 0 | 0 | 0 | 0 | 0 | 0 | 0 | 0 | 0 | 0 | 0 | 0 | 0 | 0 | 0% | 0% | 0% | 0% | 0% | 0 | 0 | 0 | 0 | 0 | 0 | 0 | 0 | 0 | 0 | 0 | 0 | 0 | 0 | 0 | 0 | 0 | 0 | 0 | 0 | 0 | 0 | 0 | 0 | 0 | 0 | 0 | 0 | 0 | 0 | FALSE | 0% | 0% | 0% | 0% | 0% | 0% | FALSE | 0% | 0% | 0% | 0% | 0% | FALSE | 0% | 0% | 0% | 0% | 0% | 0% | 0% | 0% | N/A | N/A
| 884 | N/A | N/A | N/A | N/A | N/A | N/A | N/A | N/A | N/A | N/A | N/A | N/A | N/A | N/A | 0% | 0 | N/A | 0% | FALSE | N/A | N/A | N/A | N/A | N/A | FALSE | FALSE | TRUE | 0 | 0 | 0 | 0 | 0 | 0 | 0 | 0 | 0 | 0 | 0 | 0 | 0 | 0 | 0 | 0 | 0 | 0 | 0 | 0 | 0 | 0 | 0 | 0 | 0 | 0 | 0 | 0 | 0 | 0 | 0% | 0% | 0% | 0% | 0% | 0 | 0 | 0 | 0 | 0 | 0 | 0 | 0 | 0 | 0 | 0 | 0 | 0 | 0 | 0 | 0 | 0 | 0 | 0 | 0 | 0 | 0 | 0 | 0 | 0 | 0 | 0 | 0 | 0 | 0 | FALSE | 0% | 0% | 0% | 0% | 0% | 0% | FALSE | 0% | 0% | 0% | 0% | 0% | FALSE | 0% | 0% | 0% | 0% | 0% | 0% | 0% | 0% | N/A | N/A
| 885 | N/A | N/A | N/A | N/A | N/A | N/A | N/A | N/A | N/A | N/A | N/A | N/A | N/A | N/A | 0% | 0 | N/A | 0% | FALSE | N/A | N/A | N/A | N/A | N/A | FALSE | FALSE | TRUE | 0 | 0 | 0 | 0 | 0 | 0 | 0 | 0 | 0 | 0 | 0 | 0 | 0 | 0 | 0 | 0 | 0 | 0 | 0 | 0 | 0 | 0 | 0 | 0 | 0 | 0 | 0 | 0 | 0 | 0 | 0% | 0% | 0% | 0% | 0% | 0 | 0 | 0 | 0 | 0 | 0 | 0 | 0 | 0 | 0 | 0 | 0 | 0 | 0 | 0 | 0 | 0 | 0 | 0 | 0 | 0 | 0 | 0 | 0 | 0 | 0 | 0 | 0 | 0 | 0 | FALSE | 0% | 0% | 0% | 0% | 0% | 0% | FALSE | 0% | 0% | 0% | 0% | 0% | FALSE | 0% | 0% | 0% | 0% | 0% | 0% | 0% | 0% | N/A | N/A
| 886 | N/A | N/A | N/A | N/A | N/A | N/A | N/A | N/A | N/A | N/A | N/A | N/A | N/A | N/A | 0% | 0 | N/A | 0% | FALSE | N/A | N/A | N/A | N/A | N/A | FALSE | FALSE | TRUE | 0 | 0 | 0 | 0 | 0 | 0 | 0 | 0 | 0 | 0 | 0 | 0 | 0 | 0 | 0 | 0 | 0 | 0 | 0 | 0 | 0 | 0 | 0 | 0 | 0 | 0 | 0 | 0 | 0 | 0 | 0% | 0% | 0% | 0% | 0% | 0 | 0 | 0 | 0 | 0 | 0 | 0 | 0 | 0 | 0 | 0 | 0 | 0 | 0 | 0 | 0 | 0 | 0 | 0 | 0 | 0 | 0 | 0 | 0 | 0 | 0 | 0 | 0 | 0 | 0 | FALSE | 0% | 0% | 0% | 0% | 0% | 0% | FALSE | 0% | 0% | 0% | 0% | 0% | FALSE | 0% | 0% | 0% | 0% | 0% | 0% | 0% | 0% | N/A | N/A
| 887 | N/A | N/A | N/A | N/A | N/A | N/A | N/A | N/A | N/A | N/A | N/A | N/A | N/A | N/A | 0% | 0 | N/A | 0% | FALSE | N/A | N/A | N/A | N/A | N/A | FALSE | FALSE | TRUE | 0 | 0 | 0 | 0 | 0 | 0 | 0 | 0 | 0 | 0 | 0 | 0 | 0 | 0 | 0 | 0 | 0 | 0 | 0 | 0 | 0 | 0 | 0 | 0 | 0 | 0 | 0 | 0 | 0 | 0 | 0% | 0% | 0% | 0% | 0% | 0 | 0 | 0 | 0 | 0 | 0 | 0 | 0 | 0 | 0 | 0 | 0 | 0 | 0 | 0 | 0 | 0 | 0 | 0 | 0 | 0 | 0 | 0 | 0 | 0 | 0 | 0 | 0 | 0 | 0 | FALSE | 0% | 0% | 0% | 0% | 0% | 0% | FALSE | 0% | 0% | 0% | 0% | 0% | FALSE | 0% | 0% | 0% | 0% | 0% | 0% | 0% | 0% | N/A | N/A
| 888 | N/A | N/A | N/A | N/A | N/A | N/A | N/A | N/A | N/A | N/A | N/A | N/A | N/A | N/A | 0% | 0 | N/A | 0% | FALSE | N/A | N/A | N/A | N/A | N/A | FALSE | FALSE | TRUE | 0 | 0 | 0 | 0 | 0 | 0 | 0 | 0 | 0 | 0 | 0 | 0 | 0 | 0 | 0 | 0 | 0 | 0 | 0 | 0 | 0 | 0 | 0 | 0 | 0 | 0 | 0 | 0 | 0 | 0 | 0% | 0% | 0% | 0% | 0% | 0 | 0 | 0 | 0 | 0 | 0 | 0 | 0 | 0 | 0 | 0 | 0 | 0 | 0 | 0 | 0 | 0 | 0 | 0 | 0 | 0 | 0 | 0 | 0 | 0 | 0 | 0 | 0 | 0 | 0 | FALSE | 0% | 0% | 0% | 0% | 0% | 0% | FALSE | 0% | 0% | 0% | 0% | 0% | FALSE | 0% | 0% | 0% | 0% | 0% | 0% | 0% | 0% | N/A | N/A
| 889 | N/A | N/A | N/A | N/A | N/A | N/A | N/A | N/A | N/A | N/A | N/A | N/A | N/A | N/A | 0% | 0 | N/A | 0% | FALSE | N/A | N/A | N/A | N/A | N/A | FALSE | FALSE | TRUE | 0 | 0 | 0 | 0 | 0 | 0 | 0 | 0 | 0 | 0 | 0 | 0 | 0 | 0 | 0 | 0 | 0 | 0 | 0 | 0 | 0 | 0 | 0 | 0 | 0 | 0 | 0 | 0 | 0 | 0 | 0% | 0% | 0% | 0% | 0% | 0 | 0 | 0 | 0 | 0 | 0 | 0 | 0 | 0 | 0 | 0 | 0 | 0 | 0 | 0 | 0 | 0 | 0 | 0 | 0 | 0 | 0 | 0 | 0 | 0 | 0 | 0 | 0 | 0 | 0 | FALSE | 0% | 0% | 0% | 0% | 0% | 0% | FALSE | 0% | 0% | 0% | 0% | 0% | FALSE | 0% | 0% | 0% | 0% | 0% | 0% | 0% | 0% | N/A | N/A
| 890 | N/A | N/A | N/A | N/A | N/A | N/A | N/A | N/A | N/A | N/A | N/A | N/A | N/A | N/A | 0% | 0 | N/A | 0% | FALSE | N/A | N/A | N/A | N/A | N/A | FALSE | FALSE | TRUE | 0 | 0 | 0 | 0 | 0 | 0 | 0 | 0 | 0 | 0 | 0 | 0 | 0 | 0 | 0 | 0 | 0 | 0 | 0 | 0 | 0 | 0 | 0 | 0 | 0 | 0 | 0 | 0 | 0 | 0 | 0% | 0% | 0% | 0% | 0% | 0 | 0 | 0 | 0 | 0 | 0 | 0 | 0 | 0 | 0 | 0 | 0 | 0 | 0 | 0 | 0 | 0 | 0 | 0 | 0 | 0 | 0 | 0 | 0 | 0 | 0 | 0 | 0 | 0 | 0 | FALSE | 0% | 0% | 0% | 0% | 0% | 0% | FALSE | 0% | 0% | 0% | 0% | 0% | FALSE | 0% | 0% | 0% | 0% | 0% | 0% | 0% | 0% | N/A | N/A
| 891 | N/A | N/A | N/A | N/A | N/A | N/A | N/A | N/A | N/A | N/A | N/A | N/A | N/A | N/A | 0% | 0 | N/A | 0% | FALSE | N/A | N/A | N/A | N/A | N/A | FALSE | FALSE | TRUE | 0 | 0 | 0 | 0 | 0 | 0 | 0 | 0 | 0 | 0 | 0 | 0 | 0 | 0 | 0 | 0 | 0 | 0 | 0 | 0 | 0 | 0 | 0 | 0 | 0 | 0 | 0 | 0 | 0 | 0 | 0% | 0% | 0% | 0% | 0% | 0 | 0 | 0 | 0 | 0 | 0 | 0 | 0 | 0 | 0 | 0 | 0 | 0 | 0 | 0 | 0 | 0 | 0 | 0 | 0 | 0 | 0 | 0 | 0 | 0 | 0 | 0 | 0 | 0 | 0 | FALSE | 0% | 0% | 0% | 0% | 0% | 0% | FALSE | 0% | 0% | 0% | 0% | 0% | FALSE | 0% | 0% | 0% | 0% | 0% | 0% | 0% | 0% | N/A | N/A
| 892 | N/A | N/A | N/A | N/A | N/A | N/A | N/A | N/A | N/A | N/A | N/A | N/A | N/A | N/A | 0% | 0 | N/A | 0% | FALSE | N/A | N/A | N/A | N/A | N/A | FALSE | FALSE | TRUE | 0 | 0 | 0 | 0 | 0 | 0 | 0 | 0 | 0 | 0 | 0 | 0 | 0 | 0 | 0 | 0 | 0 | 0 | 0 | 0 | 0 | 0 | 0 | 0 | 0 | 0 | 0 | 0 | 0 | 0 | 0% | 0% | 0% | 0% | 0% | 0 | 0 | 0 | 0 | 0 | 0 | 0 | 0 | 0 | 0 | 0 | 0 | 0 | 0 | 0 | 0 | 0 | 0 | 0 | 0 | 0 | 0 | 0 | 0 | 0 | 0 | 0 | 0 | 0 | 0 | FALSE | 0% | 0% | 0% | 0% | 0% | 0% | FALSE | 0% | 0% | 0% | 0% | 0% | FALSE | 0% | 0% | 0% | 0% | 0% | 0% | 0% | 0% | N/A | N/A
| 893 | N/A | N/A | N/A | N/A | N/A | N/A | N/A | N/A | N/A | N/A | N/A | N/A | N/A | N/A | 0% | 0 | N/A | 0% | FALSE | N/A | N/A | N/A | N/A | N/A | FALSE | FALSE | TRUE | 0 | 0 | 0 | 0 | 0 | 0 | 0 | 0 | 0 | 0 | 0 | 0 | 0 | 0 | 0 | 0 | 0 | 0 | 0 | 0 | 0 | 0 | 0 | 0 | 0 | 0 | 0 | 0 | 0 | 0 | 0% | 0% | 0% | 0% | 0% | 0 | 0 | 0 | 0 | 0 | 0 | 0 | 0 | 0 | 0 | 0 | 0 | 0 | 0 | 0 | 0 | 0 | 0 | 0 | 0 | 0 | 0 | 0 | 0 | 0 | 0 | 0 | 0 | 0 | 0 | FALSE | 0% | 0% | 0% | 0% | 0% | 0% | FALSE | 0% | 0% | 0% | 0% | 0% | FALSE | 0% | 0% | 0% | 0% | 0% | 0% | 0% | 0% | N/A | N/A
| 894 | N/A | N/A | N/A | N/A | N/A | N/A | N/A | N/A | N/A | N/A | N/A | N/A | N/A | N/A | 0% | 0 | N/A | 0% | FALSE | N/A | N/A | N/A | N/A | N/A | FALSE | FALSE | TRUE | 0 | 0 | 0 | 0 | 0 | 0 | 0 | 0 | 0 | 0 | 0 | 0 | 0 | 0 | 0 | 0 | 0 | 0 | 0 | 0 | 0 | 0 | 0 | 0 | 0 | 0 | 0 | 0 | 0 | 0 | 0% | 0% | 0% | 0% | 0% | 0 | 0 | 0 | 0 | 0 | 0 | 0 | 0 | 0 | 0 | 0 | 0 | 0 | 0 | 0 | 0 | 0 | 0 | 0 | 0 | 0 | 0 | 0 | 0 | 0 | 0 | 0 | 0 | 0 | 0 | FALSE | 0% | 0% | 0% | 0% | 0% | 0% | FALSE | 0% | 0% | 0% | 0% | 0% | FALSE | 0% | 0% | 0% | 0% | 0% | 0% | 0% | 0% | N/A | N/A
| 895 | N/A | N/A | N/A | N/A | N/A | N/A | N/A | N/A | N/A | N/A | N/A | N/A | N/A | N/A | 0% | 0 | N/A | 0% | FALSE | N/A | N/A | N/A | N/A | N/A | FALSE | FALSE | TRUE | 0 | 0 | 0 | 0 | 0 | 0 | 0 | 0 | 0 | 0 | 0 | 0 | 0 | 0 | 0 | 0 | 0 | 0 | 0 | 0 | 0 | 0 | 0 | 0 | 0 | 0 | 0 | 0 | 0 | 0 | 0% | 0% | 0% | 0% | 0% | 0 | 0 | 0 | 0 | 0 | 0 | 0 | 0 | 0 | 0 | 0 | 0 | 0 | 0 | 0 | 0 | 0 | 0 | 0 | 0 | 0 | 0 | 0 | 0 | 0 | 0 | 0 | 0 | 0 | 0 | FALSE | 0% | 0% | 0% | 0% | 0% | 0% | FALSE | 0% | 0% | 0% | 0% | 0% | FALSE | 0% | 0% | 0% | 0% | 0% | 0% | 0% | 0% | N/A | N/A
| 896 | N/A | N/A | N/A | N/A | N/A | N/A | N/A | N/A | N/A | N/A | N/A | N/A | N/A | N/A | 0% | 0 | N/A | 0% | FALSE | N/A | N/A | N/A | N/A | N/A | FALSE | FALSE | TRUE | 0 | 0 | 0 | 0 | 0 | 0 | 0 | 0 | 0 | 0 | 0 | 0 | 0 | 0 | 0 | 0 | 0 | 0 | 0 | 0 | 0 | 0 | 0 | 0 | 0 | 0 | 0 | 0 | 0 | 0 | 0% | 0% | 0% | 0% | 0% | 0 | 0 | 0 | 0 | 0 | 0 | 0 | 0 | 0 | 0 | 0 | 0 | 0 | 0 | 0 | 0 | 0 | 0 | 0 | 0 | 0 | 0 | 0 | 0 | 0 | 0 | 0 | 0 | 0 | 0 | FALSE | 0% | 0% | 0% | 0% | 0% | 0% | FALSE | 0% | 0% | 0% | 0% | 0% | FALSE | 0% | 0% | 0% | 0% | 0% | 0% | 0% | 0% | N/A | N/A
| 897 | N/A | N/A | N/A | N/A | N/A | N/A | N/A | N/A | N/A | N/A | N/A | N/A | N/A | N/A | 0% | 0 | N/A | 0% | FALSE | N/A | N/A | N/A | N/A | N/A | FALSE | FALSE | TRUE | 0 | 0 | 0 | 0 | 0 | 0 | 0 | 0 | 0 | 0 | 0 | 0 | 0 | 0 | 0 | 0 | 0 | 0 | 0 | 0 | 0 | 0 | 0 | 0 | 0 | 0 | 0 | 0 | 0 | 0 | 0% | 0% | 0% | 0% | 0% | 0 | 0 | 0 | 0 | 0 | 0 | 0 | 0 | 0 | 0 | 0 | 0 | 0 | 0 | 0 | 0 | 0 | 0 | 0 | 0 | 0 | 0 | 0 | 0 | 0 | 0 | 0 | 0 | 0 | 0 | FALSE | 0% | 0% | 0% | 0% | 0% | 0% | FALSE | 0% | 0% | 0% | 0% | 0% | FALSE | 0% | 0% | 0% | 0% | 0% | 0% | 0% | 0% | N/A | N/A
| 898 | N/A | N/A | N/A | N/A | N/A | N/A | N/A | N/A | N/A | N/A | N/A | N/A | N/A | N/A | 0% | 0 | N/A | 0% | FALSE | N/A | N/A | N/A | N/A | N/A | FALSE | FALSE | TRUE | 0 | 0 | 0 | 0 | 0 | 0 | 0 | 0 | 0 | 0 | 0 | 0 | 0 | 0 | 0 | 0 | 0 | 0 | 0 | 0 | 0 | 0 | 0 | 0 | 0 | 0 | 0 | 0 | 0 | 0 | 0% | 0% | 0% | 0% | 0% | 0 | 0 | 0 | 0 | 0 | 0 | 0 | 0 | 0 | 0 | 0 | 0 | 0 | 0 | 0 | 0 | 0 | 0 | 0 | 0 | 0 | 0 | 0 | 0 | 0 | 0 | 0 | 0 | 0 | 0 | FALSE | 0% | 0% | 0% | 0% | 0% | 0% | FALSE | 0% | 0% | 0% | 0% | 0% | FALSE | 0% | 0% | 0% | 0% | 0% | 0% | 0% | 0% | N/A | N/A
| 899 | N/A | N/A | N/A | N/A | N/A | N/A | N/A | N/A | N/A | N/A | N/A | N/A | N/A | N/A | 0% | 0 | N/A | 0% | FALSE | N/A | N/A | N/A | N/A | N/A | FALSE | FALSE | TRUE | 0 | 0 | 0 | 0 | 0 | 0 | 0 | 0 | 0 | 0 | 0 | 0 | 0 | 0 | 0 | 0 | 0 | 0 | 0 | 0 | 0 | 0 | 0 | 0 | 0 | 0 | 0 | 0 | 0 | 0 | 0% | 0% | 0% | 0% | 0% | 0 | 0 | 0 | 0 | 0 | 0 | 0 | 0 | 0 | 0 | 0 | 0 | 0 | 0 | 0 | 0 | 0 | 0 | 0 | 0 | 0 | 0 | 0 | 0 | 0 | 0 | 0 | 0 | 0 | 0 | FALSE | 0% | 0% | 0% | 0% | 0% | 0% | FALSE | 0% | 0% | 0% | 0% | 0% | FALSE | 0% | 0% | 0% | 0% | 0% | 0% | 0% | 0% | N/A | N/A
| 900 | N/A | N/A | N/A | N/A | N/A | N/A | N/A | N/A | N/A | N/A | N/A | N/A | N/A | N/A | 0% | 0 | N/A | 0% | FALSE | N/A | N/A | N/A | N/A | N/A | FALSE | FALSE | TRUE | 0 | 0 | 0 | 0 | 0 | 0 | 0 | 0 | 0 | 0 | 0 | 0 | 0 | 0 | 0 | 0 | 0 | 0 | 0 | 0 | 0 | 0 | 0 | 0 | 0 | 0 | 0 | 0 | 0 | 0 | 0% | 0% | 0% | 0% | 0% | 0 | 0 | 0 | 0 | 0 | 0 | 0 | 0 | 0 | 0 | 0 | 0 | 0 | 0 | 0 | 0 | 0 | 0 | 0 | 0 | 0 | 0 | 0 | 0 | 0 | 0 | 0 | 0 | 0 | 0 | FALSE | 0% | 0% | 0% | 0% | 0% | 0% | FALSE | 0% | 0% | 0% | 0% | 0% | FALSE | 0% | 0% | 0% | 0% | 0% | 0% | 0% | 0% | N/A | N/A
| 901 | N/A | N/A | N/A | N/A | N/A | N/A | N/A | N/A | N/A | N/A | N/A | N/A | N/A | N/A | 0% | 0 | N/A | 0% | FALSE | N/A | N/A | N/A | N/A | N/A | FALSE | FALSE | TRUE | 0 | 0 | 0 | 0 | 0 | 0 | 0 | 0 | 0 | 0 | 0 | 0 | 0 | 0 | 0 | 0 | 0 | 0 | 0 | 0 | 0 | 0 | 0 | 0 | 0 | 0 | 0 | 0 | 0 | 0 | 0% | 0% | 0% | 0% | 0% | 0 | 0 | 0 | 0 | 0 | 0 | 0 | 0 | 0 | 0 | 0 | 0 | 0 | 0 | 0 | 0 | 0 | 0 | 0 | 0 | 0 | 0 | 0 | 0 | 0 | 0 | 0 | 0 | 0 | 0 | FALSE | 0% | 0% | 0% | 0% | 0% | 0% | FALSE | 0% | 0% | 0% | 0% | 0% | FALSE | 0% | 0% | 0% | 0% | 0% | 0% | 0% | 0% | N/A | N/A
| 902 | N/A | N/A | N/A | N/A | N/A | N/A | N/A | N/A | N/A | N/A | N/A | N/A | N/A | N/A | 0% | 0 | N/A | 0% | FALSE | N/A | N/A | N/A | N/A | N/A | FALSE | FALSE | TRUE | 0 | 0 | 0 | 0 | 0 | 0 | 0 | 0 | 0 | 0 | 0 | 0 | 0 | 0 | 0 | 0 | 0 | 0 | 0 | 0 | 0 | 0 | 0 | 0 | 0 | 0 | 0 | 0 | 0 | 0 | 0% | 0% | 0% | 0% | 0% | 0 | 0 | 0 | 0 | 0 | 0 | 0 | 0 | 0 | 0 | 0 | 0 | 0 | 0 | 0 | 0 | 0 | 0 | 0 | 0 | 0 | 0 | 0 | 0 | 0 | 0 | 0 | 0 | 0 | 0 | FALSE | 0% | 0% | 0% | 0% | 0% | 0% | FALSE | 0% | 0% | 0% | 0% | 0% | FALSE | 0% | 0% | 0% | 0% | 0% | 0% | 0% | 0% | N/A | N/A
| 903 | N/A | N/A | N/A | N/A | N/A | N/A | N/A | N/A | N/A | N/A | N/A | N/A | N/A | N/A | 0% | 0 | N/A | 0% | FALSE | N/A | N/A | N/A | N/A | N/A | FALSE | FALSE | TRUE | 0 | 0 | 0 | 0 | 0 | 0 | 0 | 0 | 0 | 0 | 0 | 0 | 0 | 0 | 0 | 0 | 0 | 0 | 0 | 0 | 0 | 0 | 0 | 0 | 0 | 0 | 0 | 0 | 0 | 0 | 0% | 0% | 0% | 0% | 0% | 0 | 0 | 0 | 0 | 0 | 0 | 0 | 0 | 0 | 0 | 0 | 0 | 0 | 0 | 0 | 0 | 0 | 0 | 0 | 0 | 0 | 0 | 0 | 0 | 0 | 0 | 0 | 0 | 0 | 0 | FALSE | 0% | 0% | 0% | 0% | 0% | 0% | FALSE | 0% | 0% | 0% | 0% | 0% | FALSE | 0% | 0% | 0% | 0% | 0% | 0% | 0% | 0% | N/A | N/A
| 904 | N/A | N/A | N/A | N/A | N/A | N/A | N/A | N/A | N/A | N/A | N/A | N/A | N/A | N/A | 0% | 0 | N/A | 0% | FALSE | N/A | N/A | N/A | N/A | N/A | FALSE | FALSE | TRUE | 0 | 0 | 0 | 0 | 0 | 0 | 0 | 0 | 0 | 0 | 0 | 0 | 0 | 0 | 0 | 0 | 0 | 0 | 0 | 0 | 0 | 0 | 0 | 0 | 0 | 0 | 0 | 0 | 0 | 0 | 0% | 0% | 0% | 0% | 0% | 0 | 0 | 0 | 0 | 0 | 0 | 0 | 0 | 0 | 0 | 0 | 0 | 0 | 0 | 0 | 0 | 0 | 0 | 0 | 0 | 0 | 0 | 0 | 0 | 0 | 0 | 0 | 0 | 0 | 0 | FALSE | 0% | 0% | 0% | 0% | 0% | 0% | FALSE | 0% | 0% | 0% | 0% | 0% | FALSE | 0% | 0% | 0% | 0% | 0% | 0% | 0% | 0% | N/A | N/A
| 905 | N/A | N/A | N/A | N/A | N/A | N/A | N/A | N/A | N/A | N/A | N/A | N/A | N/A | N/A | 0% | 0 | N/A | 0% | FALSE | N/A | N/A | N/A | N/A | N/A | FALSE | FALSE | TRUE | 0 | 0 | 0 | 0 | 0 | 0 | 0 | 0 | 0 | 0 | 0 | 0 | 0 | 0 | 0 | 0 | 0 | 0 | 0 | 0 | 0 | 0 | 0 | 0 | 0 | 0 | 0 | 0 | 0 | 0 | 0% | 0% | 0% | 0% | 0% | 0 | 0 | 0 | 0 | 0 | 0 | 0 | 0 | 0 | 0 | 0 | 0 | 0 | 0 | 0 | 0 | 0 | 0 | 0 | 0 | 0 | 0 | 0 | 0 | 0 | 0 | 0 | 0 | 0 | 0 | FALSE | 0% | 0% | 0% | 0% | 0% | 0% | FALSE | 0% | 0% | 0% | 0% | 0% | FALSE | 0% | 0% | 0% | 0% | 0% | 0% | 0% | 0% | N/A | N/A
| 906 | N/A | N/A | N/A | N/A | N/A | N/A | N/A | N/A | N/A | N/A | N/A | N/A | N/A | N/A | 0% | 0 | N/A | 0% | FALSE | N/A | N/A | N/A | N/A | N/A | FALSE | FALSE | TRUE | 0 | 0 | 0 | 0 | 0 | 0 | 0 | 0 | 0 | 0 | 0 | 0 | 0 | 0 | 0 | 0 | 0 | 0 | 0 | 0 | 0 | 0 | 0 | 0 | 0 | 0 | 0 | 0 | 0 | 0 | 0% | 0% | 0% | 0% | 0% | 0 | 0 | 0 | 0 | 0 | 0 | 0 | 0 | 0 | 0 | 0 | 0 | 0 | 0 | 0 | 0 | 0 | 0 | 0 | 0 | 0 | 0 | 0 | 0 | 0 | 0 | 0 | 0 | 0 | 0 | FALSE | 0% | 0% | 0% | 0% | 0% | 0% | FALSE | 0% | 0% | 0% | 0% | 0% | FALSE | 0% | 0% | 0% | 0% | 0% | 0% | 0% | 0% | N/A | N/A
| 907 | N/A | N/A | N/A | N/A | N/A | N/A | N/A | N/A | N/A | N/A | N/A | N/A | N/A | N/A | 0% | 0 | N/A | 0% | FALSE | N/A | N/A | N/A | N/A | N/A | FALSE | FALSE | TRUE | 0 | 0 | 0 | 0 | 0 | 0 | 0 | 0 | 0 | 0 | 0 | 0 | 0 | 0 | 0 | 0 | 0 | 0 | 0 | 0 | 0 | 0 | 0 | 0 | 0 | 0 | 0 | 0 | 0 | 0 | 0% | 0% | 0% | 0% | 0% | 0 | 0 | 0 | 0 | 0 | 0 | 0 | 0 | 0 | 0 | 0 | 0 | 0 | 0 | 0 | 0 | 0 | 0 | 0 | 0 | 0 | 0 | 0 | 0 | 0 | 0 | 0 | 0 | 0 | 0 | FALSE | 0% | 0% | 0% | 0% | 0% | 0% | FALSE | 0% | 0% | 0% | 0% | 0% | FALSE | 0% | 0% | 0% | 0% | 0% | 0% | 0% | 0% | N/A | N/A
| 908 | N/A | N/A | N/A | N/A | N/A | N/A | N/A | N/A | N/A | N/A | N/A | N/A | N/A | N/A | 0% | 0 | N/A | 0% | FALSE | N/A | N/A | N/A | N/A | N/A | FALSE | FALSE | TRUE | 0 | 0 | 0 | 0 | 0 | 0 | 0 | 0 | 0 | 0 | 0 | 0 | 0 | 0 | 0 | 0 | 0 | 0 | 0 | 0 | 0 | 0 | 0 | 0 | 0 | 0 | 0 | 0 | 0 | 0 | 0% | 0% | 0% | 0% | 0% | 0 | 0 | 0 | 0 | 0 | 0 | 0 | 0 | 0 | 0 | 0 | 0 | 0 | 0 | 0 | 0 | 0 | 0 | 0 | 0 | 0 | 0 | 0 | 0 | 0 | 0 | 0 | 0 | 0 | 0 | FALSE | 0% | 0% | 0% | 0% | 0% | 0% | FALSE | 0% | 0% | 0% | 0% | 0% | FALSE | 0% | 0% | 0% | 0% | 0% | 0% | 0% | 0% | N/A | N/A
| 909 | N/A | N/A | N/A | N/A | N/A | N/A | N/A | N/A | N/A | N/A | N/A | N/A | N/A | N/A | 0% | 0 | N/A | 0% | FALSE | N/A | N/A | N/A | N/A | N/A | FALSE | FALSE | TRUE | 0 | 0 | 0 | 0 | 0 | 0 | 0 | 0 | 0 | 0 | 0 | 0 | 0 | 0 | 0 | 0 | 0 | 0 | 0 | 0 | 0 | 0 | 0 | 0 | 0 | 0 | 0 | 0 | 0 | 0 | 0% | 0% | 0% | 0% | 0% | 0 | 0 | 0 | 0 | 0 | 0 | 0 | 0 | 0 | 0 | 0 | 0 | 0 | 0 | 0 | 0 | 0 | 0 | 0 | 0 | 0 | 0 | 0 | 0 | 0 | 0 | 0 | 0 | 0 | 0 | FALSE | 0% | 0% | 0% | 0% | 0% | 0% | FALSE | 0% | 0% | 0% | 0% | 0% | FALSE | 0% | 0% | 0% | 0% | 0% | 0% | 0% | 0% | N/A | N/A
| 910 | N/A | N/A | N/A | N/A | N/A | N/A | N/A | N/A | N/A | N/A | N/A | N/A | N/A | N/A | 0% | 0 | N/A | 0% | FALSE | N/A | N/A | N/A | N/A | N/A | FALSE | FALSE | TRUE | 0 | 0 | 0 | 0 | 0 | 0 | 0 | 0 | 0 | 0 | 0 | 0 | 0 | 0 | 0 | 0 | 0 | 0 | 0 | 0 | 0 | 0 | 0 | 0 | 0 | 0 | 0 | 0 | 0 | 0 | 0% | 0% | 0% | 0% | 0% | 0 | 0 | 0 | 0 | 0 | 0 | 0 | 0 | 0 | 0 | 0 | 0 | 0 | 0 | 0 | 0 | 0 | 0 | 0 | 0 | 0 | 0 | 0 | 0 | 0 | 0 | 0 | 0 | 0 | 0 | FALSE | 0% | 0% | 0% | 0% | 0% | 0% | FALSE | 0% | 0% | 0% | 0% | 0% | FALSE | 0% | 0% | 0% | 0% | 0% | 0% | 0% | 0% | N/A | N/A
| 911 | N/A | N/A | N/A | N/A | N/A | N/A | N/A | N/A | N/A | N/A | N/A | N/A | N/A | N/A | 0% | 0 | N/A | 0% | FALSE | N/A | N/A | N/A | N/A | N/A | FALSE | FALSE | TRUE | 0 | 0 | 0 | 0 | 0 | 0 | 0 | 0 | 0 | 0 | 0 | 0 | 0 | 0 | 0 | 0 | 0 | 0 | 0 | 0 | 0 | 0 | 0 | 0 | 0 | 0 | 0 | 0 | 0 | 0 | 0% | 0% | 0% | 0% | 0% | 0 | 0 | 0 | 0 | 0 | 0 | 0 | 0 | 0 | 0 | 0 | 0 | 0 | 0 | 0 | 0 | 0 | 0 | 0 | 0 | 0 | 0 | 0 | 0 | 0 | 0 | 0 | 0 | 0 | 0 | FALSE | 0% | 0% | 0% | 0% | 0% | 0% | FALSE | 0% | 0% | 0% | 0% | 0% | FALSE | 0% | 0% | 0% | 0% | 0% | 0% | 0% | 0% | N/A | N/A
| 912 | N/A | N/A | N/A | N/A | N/A | N/A | N/A | N/A | N/A | N/A | N/A | N/A | N/A | N/A | 0% | 0 | N/A | 0% | FALSE | N/A | N/A | N/A | N/A | N/A | FALSE | FALSE | TRUE | 0 | 0 | 0 | 0 | 0 | 0 | 0 | 0 | 0 | 0 | 0 | 0 | 0 | 0 | 0 | 0 | 0 | 0 | 0 | 0 | 0 | 0 | 0 | 0 | 0 | 0 | 0 | 0 | 0 | 0 | 0% | 0% | 0% | 0% | 0% | 0 | 0 | 0 | 0 | 0 | 0 | 0 | 0 | 0 | 0 | 0 | 0 | 0 | 0 | 0 | 0 | 0 | 0 | 0 | 0 | 0 | 0 | 0 | 0 | 0 | 0 | 0 | 0 | 0 | 0 | FALSE | 0% | 0% | 0% | 0% | 0% | 0% | FALSE | 0% | 0% | 0% | 0% | 0% | FALSE | 0% | 0% | 0% | 0% | 0% | 0% | 0% | 0% | N/A | N/A
| 913 | N/A | N/A | N/A | N/A | N/A | N/A | N/A | N/A | N/A | N/A | N/A | N/A | N/A | N/A | 0% | 0 | N/A | 0% | FALSE | N/A | N/A | N/A | N/A | N/A | FALSE | FALSE | TRUE | 0 | 0 | 0 | 0 | 0 | 0 | 0 | 0 | 0 | 0 | 0 | 0 | 0 | 0 | 0 | 0 | 0 | 0 | 0 | 0 | 0 | 0 | 0 | 0 | 0 | 0 | 0 | 0 | 0 | 0 | 0% | 0% | 0% | 0% | 0% | 0 | 0 | 0 | 0 | 0 | 0 | 0 | 0 | 0 | 0 | 0 | 0 | 0 | 0 | 0 | 0 | 0 | 0 | 0 | 0 | 0 | 0 | 0 | 0 | 0 | 0 | 0 | 0 | 0 | 0 | FALSE | 0% | 0% | 0% | 0% | 0% | 0% | FALSE | 0% | 0% | 0% | 0% | 0% | FALSE | 0% | 0% | 0% | 0% | 0% | 0% | 0% | 0% | N/A | N/A
| 914 | N/A | N/A | N/A | N/A | N/A | N/A | N/A | N/A | N/A | N/A | N/A | N/A | N/A | N/A | 0% | 0 | N/A | 0% | FALSE | N/A | N/A | N/A | N/A | N/A | FALSE | FALSE | TRUE | 0 | 0 | 0 | 0 | 0 | 0 | 0 | 0 | 0 | 0 | 0 | 0 | 0 | 0 | 0 | 0 | 0 | 0 | 0 | 0 | 0 | 0 | 0 | 0 | 0 | 0 | 0 | 0 | 0 | 0 | 0% | 0% | 0% | 0% | 0% | 0 | 0 | 0 | 0 | 0 | 0 | 0 | 0 | 0 | 0 | 0 | 0 | 0 | 0 | 0 | 0 | 0 | 0 | 0 | 0 | 0 | 0 | 0 | 0 | 0 | 0 | 0 | 0 | 0 | 0 | FALSE | 0% | 0% | 0% | 0% | 0% | 0% | FALSE | 0% | 0% | 0% | 0% | 0% | FALSE | 0% | 0% | 0% | 0% | 0% | 0% | 0% | 0% | N/A | N/A
| 915 | N/A | N/A | N/A | N/A | N/A | N/A | N/A | N/A | N/A | N/A | N/A | N/A | N/A | N/A | 0% | 0 | N/A | 0% | FALSE | N/A | N/A | N/A | N/A | N/A | FALSE | FALSE | TRUE | 0 | 0 | 0 | 0 | 0 | 0 | 0 | 0 | 0 | 0 | 0 | 0 | 0 | 0 | 0 | 0 | 0 | 0 | 0 | 0 | 0 | 0 | 0 | 0 | 0 | 0 | 0 | 0 | 0 | 0 | 0% | 0% | 0% | 0% | 0% | 0 | 0 | 0 | 0 | 0 | 0 | 0 | 0 | 0 | 0 | 0 | 0 | 0 | 0 | 0 | 0 | 0 | 0 | 0 | 0 | 0 | 0 | 0 | 0 | 0 | 0 | 0 | 0 | 0 | 0 | FALSE | 0% | 0% | 0% | 0% | 0% | 0% | FALSE | 0% | 0% | 0% | 0% | 0% | FALSE | 0% | 0% | 0% | 0% | 0% | 0% | 0% | 0% | N/A | N/A
| 916 | N/A | N/A | N/A | N/A | N/A | N/A | N/A | N/A | N/A | N/A | N/A | N/A | N/A | N/A | 0% | 0 | N/A | 0% | FALSE | N/A | N/A | N/A | N/A | N/A | FALSE | FALSE | TRUE | 0 | 0 | 0 | 0 | 0 | 0 | 0 | 0 | 0 | 0 | 0 | 0 | 0 | 0 | 0 | 0 | 0 | 0 | 0 | 0 | 0 | 0 | 0 | 0 | 0 | 0 | 0 | 0 | 0 | 0 | 0% | 0% | 0% | 0% | 0% | 0 | 0 | 0 | 0 | 0 | 0 | 0 | 0 | 0 | 0 | 0 | 0 | 0 | 0 | 0 | 0 | 0 | 0 | 0 | 0 | 0 | 0 | 0 | 0 | 0 | 0 | 0 | 0 | 0 | 0 | FALSE | 0% | 0% | 0% | 0% | 0% | 0% | FALSE | 0% | 0% | 0% | 0% | 0% | FALSE | 0% | 0% | 0% | 0% | 0% | 0% | 0% | 0% | N/A | N/A
| 917 | N/A | N/A | N/A | N/A | N/A | N/A | N/A | N/A | N/A | N/A | N/A | N/A | N/A | N/A | 0% | 0 | N/A | 0% | FALSE | N/A | N/A | N/A | N/A | N/A | FALSE | FALSE | TRUE | 0 | 0 | 0 | 0 | 0 | 0 | 0 | 0 | 0 | 0 | 0 | 0 | 0 | 0 | 0 | 0 | 0 | 0 | 0 | 0 | 0 | 0 | 0 | 0 | 0 | 0 | 0 | 0 | 0 | 0 | 0% | 0% | 0% | 0% | 0% | 0 | 0 | 0 | 0 | 0 | 0 | 0 | 0 | 0 | 0 | 0 | 0 | 0 | 0 | 0 | 0 | 0 | 0 | 0 | 0 | 0 | 0 | 0 | 0 | 0 | 0 | 0 | 0 | 0 | 0 | FALSE | 0% | 0% | 0% | 0% | 0% | 0% | FALSE | 0% | 0% | 0% | 0% | 0% | FALSE | 0% | 0% | 0% | 0% | 0% | 0% | 0% | 0% | N/A | N/A
| 918 | N/A | N/A | N/A | N/A | N/A | N/A | N/A | N/A | N/A | N/A | N/A | N/A | N/A | N/A | 0% | 0 | N/A | 0% | FALSE | N/A | N/A | N/A | N/A | N/A | FALSE | FALSE | TRUE | 0 | 0 | 0 | 0 | 0 | 0 | 0 | 0 | 0 | 0 | 0 | 0 | 0 | 0 | 0 | 0 | 0 | 0 | 0 | 0 | 0 | 0 | 0 | 0 | 0 | 0 | 0 | 0 | 0 | 0 | 0% | 0% | 0% | 0% | 0% | 0 | 0 | 0 | 0 | 0 | 0 | 0 | 0 | 0 | 0 | 0 | 0 | 0 | 0 | 0 | 0 | 0 | 0 | 0 | 0 | 0 | 0 | 0 | 0 | 0 | 0 | 0 | 0 | 0 | 0 | FALSE | 0% | 0% | 0% | 0% | 0% | 0% | FALSE | 0% | 0% | 0% | 0% | 0% | FALSE | 0% | 0% | 0% | 0% | 0% | 0% | 0% | 0% | N/A | N/A
| 919 | N/A | N/A | N/A | N/A | N/A | N/A | N/A | N/A | N/A | N/A | N/A | N/A | N/A | N/A | 0% | 0 | N/A | 0% | FALSE | N/A | N/A | N/A | N/A | N/A | FALSE | FALSE | TRUE | 0 | 0 | 0 | 0 | 0 | 0 | 0 | 0 | 0 | 0 | 0 | 0 | 0 | 0 | 0 | 0 | 0 | 0 | 0 | 0 | 0 | 0 | 0 | 0 | 0 | 0 | 0 | 0 | 0 | 0 | 0% | 0% | 0% | 0% | 0% | 0 | 0 | 0 | 0 | 0 | 0 | 0 | 0 | 0 | 0 | 0 | 0 | 0 | 0 | 0 | 0 | 0 | 0 | 0 | 0 | 0 | 0 | 0 | 0 | 0 | 0 | 0 | 0 | 0 | 0 | FALSE | 0% | 0% | 0% | 0% | 0% | 0% | FALSE | 0% | 0% | 0% | 0% | 0% | FALSE | 0% | 0% | 0% | 0% | 0% | 0% | 0% | 0% | N/A | N/A
| 920 | N/A | N/A | N/A | N/A | N/A | N/A | N/A | N/A | N/A | N/A | N/A | N/A | N/A | N/A | 0% | 0 | N/A | 0% | FALSE | N/A | N/A | N/A | N/A | N/A | FALSE | FALSE | TRUE | 0 | 0 | 0 | 0 | 0 | 0 | 0 | 0 | 0 | 0 | 0 | 0 | 0 | 0 | 0 | 0 | 0 | 0 | 0 | 0 | 0 | 0 | 0 | 0 | 0 | 0 | 0 | 0 | 0 | 0 | 0% | 0% | 0% | 0% | 0% | 0 | 0 | 0 | 0 | 0 | 0 | 0 | 0 | 0 | 0 | 0 | 0 | 0 | 0 | 0 | 0 | 0 | 0 | 0 | 0 | 0 | 0 | 0 | 0 | 0 | 0 | 0 | 0 | 0 | 0 | FALSE | 0% | 0% | 0% | 0% | 0% | 0% | FALSE | 0% | 0% | 0% | 0% | 0% | FALSE | 0% | 0% | 0% | 0% | 0% | 0% | 0% | 0% | N/A | N/A
| 921 | N/A | N/A | N/A | N/A | N/A | N/A | N/A | N/A | N/A | N/A | N/A | N/A | N/A | N/A | 0% | 0 | N/A | 0% | FALSE | N/A | N/A | N/A | N/A | N/A | FALSE | FALSE | TRUE | 0 | 0 | 0 | 0 | 0 | 0 | 0 | 0 | 0 | 0 | 0 | 0 | 0 | 0 | 0 | 0 | 0 | 0 | 0 | 0 | 0 | 0 | 0 | 0 | 0 | 0 | 0 | 0 | 0 | 0 | 0% | 0% | 0% | 0% | 0% | 0 | 0 | 0 | 0 | 0 | 0 | 0 | 0 | 0 | 0 | 0 | 0 | 0 | 0 | 0 | 0 | 0 | 0 | 0 | 0 | 0 | 0 | 0 | 0 | 0 | 0 | 0 | 0 | 0 | 0 | FALSE | 0% | 0% | 0% | 0% | 0% | 0% | FALSE | 0% | 0% | 0% | 0% | 0% | FALSE | 0% | 0% | 0% | 0% | 0% | 0% | 0% | 0% | N/A | N/A
| 922 | N/A | N/A | N/A | N/A | N/A | N/A | N/A | N/A | N/A | N/A | N/A | N/A | N/A | N/A | 0% | 0 | N/A | 0% | FALSE | N/A | N/A | N/A | N/A | N/A | FALSE | FALSE | TRUE | 0 | 0 | 0 | 0 | 0 | 0 | 0 | 0 | 0 | 0 | 0 | 0 | 0 | 0 | 0 | 0 | 0 | 0 | 0 | 0 | 0 | 0 | 0 | 0 | 0 | 0 | 0 | 0 | 0 | 0 | 0% | 0% | 0% | 0% | 0% | 0 | 0 | 0 | 0 | 0 | 0 | 0 | 0 | 0 | 0 | 0 | 0 | 0 | 0 | 0 | 0 | 0 | 0 | 0 | 0 | 0 | 0 | 0 | 0 | 0 | 0 | 0 | 0 | 0 | 0 | FALSE | 0% | 0% | 0% | 0% | 0% | 0% | FALSE | 0% | 0% | 0% | 0% | 0% | FALSE | 0% | 0% | 0% | 0% | 0% | 0% | 0% | 0% | N/A | N/A
| 923 | N/A | N/A | N/A | N/A | N/A | N/A | N/A | N/A | N/A | N/A | N/A | N/A | N/A | N/A | 0% | 0 | N/A | 0% | FALSE | N/A | N/A | N/A | N/A | N/A | FALSE | FALSE | TRUE | 0 | 0 | 0 | 0 | 0 | 0 | 0 | 0 | 0 | 0 | 0 | 0 | 0 | 0 | 0 | 0 | 0 | 0 | 0 | 0 | 0 | 0 | 0 | 0 | 0 | 0 | 0 | 0 | 0 | 0 | 0% | 0% | 0% | 0% | 0% | 0 | 0 | 0 | 0 | 0 | 0 | 0 | 0 | 0 | 0 | 0 | 0 | 0 | 0 | 0 | 0 | 0 | 0 | 0 | 0 | 0 | 0 | 0 | 0 | 0 | 0 | 0 | 0 | 0 | 0 | FALSE | 0% | 0% | 0% | 0% | 0% | 0% | FALSE | 0% | 0% | 0% | 0% | 0% | FALSE | 0% | 0% | 0% | 0% | 0% | 0% | 0% | 0% | N/A | N/A
| 924 | N/A | N/A | N/A | N/A | N/A | N/A | N/A | N/A | N/A | N/A | N/A | N/A | N/A | N/A | 0% | 0 | N/A | 0% | FALSE | N/A | N/A | N/A | N/A | N/A | FALSE | FALSE | TRUE | 0 | 0 | 0 | 0 | 0 | 0 | 0 | 0 | 0 | 0 | 0 | 0 | 0 | 0 | 0 | 0 | 0 | 0 | 0 | 0 | 0 | 0 | 0 | 0 | 0 | 0 | 0 | 0 | 0 | 0 | 0% | 0% | 0% | 0% | 0% | 0 | 0 | 0 | 0 | 0 | 0 | 0 | 0 | 0 | 0 | 0 | 0 | 0 | 0 | 0 | 0 | 0 | 0 | 0 | 0 | 0 | 0 | 0 | 0 | 0 | 0 | 0 | 0 | 0 | 0 | FALSE | 0% | 0% | 0% | 0% | 0% | 0% | FALSE | 0% | 0% | 0% | 0% | 0% | FALSE | 0% | 0% | 0% | 0% | 0% | 0% | 0% | 0% | N/A | N/A
| 925 | N/A | N/A | N/A | N/A | N/A | N/A | N/A | N/A | N/A | N/A | N/A | N/A | N/A | N/A | 0% | 0 | N/A | 0% | FALSE | N/A | N/A | N/A | N/A | N/A | FALSE | FALSE | TRUE | 0 | 0 | 0 | 0 | 0 | 0 | 0 | 0 | 0 | 0 | 0 | 0 | 0 | 0 | 0 | 0 | 0 | 0 | 0 | 0 | 0 | 0 | 0 | 0 | 0 | 0 | 0 | 0 | 0 | 0 | 0% | 0% | 0% | 0% | 0% | 0 | 0 | 0 | 0 | 0 | 0 | 0 | 0 | 0 | 0 | 0 | 0 | 0 | 0 | 0 | 0 | 0 | 0 | 0 | 0 | 0 | 0 | 0 | 0 | 0 | 0 | 0 | 0 | 0 | 0 | FALSE | 0% | 0% | 0% | 0% | 0% | 0% | FALSE | 0% | 0% | 0% | 0% | 0% | FALSE | 0% | 0% | 0% | 0% | 0% | 0% | 0% | 0% | N/A | N/A
| 926 | N/A | N/A | N/A | N/A | N/A | N/A | N/A | N/A | N/A | N/A | N/A | N/A | N/A | N/A | 0% | 0 | N/A | 0% | FALSE | N/A | N/A | N/A | N/A | N/A | FALSE | FALSE | TRUE | 0 | 0 | 0 | 0 | 0 | 0 | 0 | 0 | 0 | 0 | 0 | 0 | 0 | 0 | 0 | 0 | 0 | 0 | 0 | 0 | 0 | 0 | 0 | 0 | 0 | 0 | 0 | 0 | 0 | 0 | 0% | 0% | 0% | 0% | 0% | 0 | 0 | 0 | 0 | 0 | 0 | 0 | 0 | 0 | 0 | 0 | 0 | 0 | 0 | 0 | 0 | 0 | 0 | 0 | 0 | 0 | 0 | 0 | 0 | 0 | 0 | 0 | 0 | 0 | 0 | FALSE | 0% | 0% | 0% | 0% | 0% | 0% | FALSE | 0% | 0% | 0% | 0% | 0% | FALSE | 0% | 0% | 0% | 0% | 0% | 0% | 0% | 0% | N/A | N/A
| 927 | N/A | N/A | N/A | N/A | N/A | N/A | N/A | N/A | N/A | N/A | N/A | N/A | N/A | N/A | 0% | 0 | N/A | 0% | FALSE | N/A | N/A | N/A | N/A | N/A | FALSE | FALSE | TRUE | 0 | 0 | 0 | 0 | 0 | 0 | 0 | 0 | 0 | 0 | 0 | 0 | 0 | 0 | 0 | 0 | 0 | 0 | 0 | 0 | 0 | 0 | 0 | 0 | 0 | 0 | 0 | 0 | 0 | 0 | 0% | 0% | 0% | 0% | 0% | 0 | 0 | 0 | 0 | 0 | 0 | 0 | 0 | 0 | 0 | 0 | 0 | 0 | 0 | 0 | 0 | 0 | 0 | 0 | 0 | 0 | 0 | 0 | 0 | 0 | 0 | 0 | 0 | 0 | 0 | FALSE | 0% | 0% | 0% | 0% | 0% | 0% | FALSE | 0% | 0% | 0% | 0% | 0% | FALSE | 0% | 0% | 0% | 0% | 0% | 0% | 0% | 0% | N/A | N/A
| 928 | N/A | N/A | N/A | N/A | N/A | N/A | N/A | N/A | N/A | N/A | N/A | N/A | N/A | N/A | 0% | 0 | N/A | 0% | FALSE | N/A | N/A | N/A | N/A | N/A | FALSE | FALSE | TRUE | 0 | 0 | 0 | 0 | 0 | 0 | 0 | 0 | 0 | 0 | 0 | 0 | 0 | 0 | 0 | 0 | 0 | 0 | 0 | 0 | 0 | 0 | 0 | 0 | 0 | 0 | 0 | 0 | 0 | 0 | 0% | 0% | 0% | 0% | 0% | 0 | 0 | 0 | 0 | 0 | 0 | 0 | 0 | 0 | 0 | 0 | 0 | 0 | 0 | 0 | 0 | 0 | 0 | 0 | 0 | 0 | 0 | 0 | 0 | 0 | 0 | 0 | 0 | 0 | 0 | FALSE | 0% | 0% | 0% | 0% | 0% | 0% | FALSE | 0% | 0% | 0% | 0% | 0% | FALSE | 0% | 0% | 0% | 0% | 0% | 0% | 0% | 0% | N/A | N/A
| 929 | N/A | N/A | N/A | N/A | N/A | N/A | N/A | N/A | N/A | N/A | N/A | N/A | N/A | N/A | 0% | 0 | N/A | 0% | FALSE | N/A | N/A | N/A | N/A | N/A | FALSE | FALSE | TRUE | 0 | 0 | 0 | 0 | 0 | 0 | 0 | 0 | 0 | 0 | 0 | 0 | 0 | 0 | 0 | 0 | 0 | 0 | 0 | 0 | 0 | 0 | 0 | 0 | 0 | 0 | 0 | 0 | 0 | 0 | 0% | 0% | 0% | 0% | 0% | 0 | 0 | 0 | 0 | 0 | 0 | 0 | 0 | 0 | 0 | 0 | 0 | 0 | 0 | 0 | 0 | 0 | 0 | 0 | 0 | 0 | 0 | 0 | 0 | 0 | 0 | 0 | 0 | 0 | 0 | FALSE | 0% | 0% | 0% | 0% | 0% | 0% | FALSE | 0% | 0% | 0% | 0% | 0% | FALSE | 0% | 0% | 0% | 0% | 0% | 0% | 0% | 0% | N/A | N/A
| 930 | N/A | N/A | N/A | N/A | N/A | N/A | N/A | N/A | N/A | N/A | N/A | N/A | N/A | N/A | 0% | 0 | N/A | 0% | FALSE | N/A | N/A | N/A | N/A | N/A | FALSE | FALSE | TRUE | 0 | 0 | 0 | 0 | 0 | 0 | 0 | 0 | 0 | 0 | 0 | 0 | 0 | 0 | 0 | 0 | 0 | 0 | 0 | 0 | 0 | 0 | 0 | 0 | 0 | 0 | 0 | 0 | 0 | 0 | 0% | 0% | 0% | 0% | 0% | 0 | 0 | 0 | 0 | 0 | 0 | 0 | 0 | 0 | 0 | 0 | 0 | 0 | 0 | 0 | 0 | 0 | 0 | 0 | 0 | 0 | 0 | 0 | 0 | 0 | 0 | 0 | 0 | 0 | 0 | FALSE | 0% | 0% | 0% | 0% | 0% | 0% | FALSE | 0% | 0% | 0% | 0% | 0% | FALSE | 0% | 0% | 0% | 0% | 0% | 0% | 0% | 0% | N/A | N/A
| 931 | N/A | N/A | N/A | N/A | N/A | N/A | N/A | N/A | N/A | N/A | N/A | N/A | N/A | N/A | 0% | 0 | N/A | 0% | FALSE | N/A | N/A | N/A | N/A | N/A | FALSE | FALSE | TRUE | 0 | 0 | 0 | 0 | 0 | 0 | 0 | 0 | 0 | 0 | 0 | 0 | 0 | 0 | 0 | 0 | 0 | 0 | 0 | 0 | 0 | 0 | 0 | 0 | 0 | 0 | 0 | 0 | 0 | 0 | 0% | 0% | 0% | 0% | 0% | 0 | 0 | 0 | 0 | 0 | 0 | 0 | 0 | 0 | 0 | 0 | 0 | 0 | 0 | 0 | 0 | 0 | 0 | 0 | 0 | 0 | 0 | 0 | 0 | 0 | 0 | 0 | 0 | 0 | 0 | FALSE | 0% | 0% | 0% | 0% | 0% | 0% | FALSE | 0% | 0% | 0% | 0% | 0% | FALSE | 0% | 0% | 0% | 0% | 0% | 0% | 0% | 0% | N/A | N/A
| 932 | N/A | N/A | N/A | N/A | N/A | N/A | N/A | N/A | N/A | N/A | N/A | N/A | N/A | N/A | 0% | 0 | N/A | 0% | FALSE | N/A | N/A | N/A | N/A | N/A | FALSE | FALSE | TRUE | 0 | 0 | 0 | 0 | 0 | 0 | 0 | 0 | 0 | 0 | 0 | 0 | 0 | 0 | 0 | 0 | 0 | 0 | 0 | 0 | 0 | 0 | 0 | 0 | 0 | 0 | 0 | 0 | 0 | 0 | 0% | 0% | 0% | 0% | 0% | 0 | 0 | 0 | 0 | 0 | 0 | 0 | 0 | 0 | 0 | 0 | 0 | 0 | 0 | 0 | 0 | 0 | 0 | 0 | 0 | 0 | 0 | 0 | 0 | 0 | 0 | 0 | 0 | 0 | 0 | FALSE | 0% | 0% | 0% | 0% | 0% | 0% | FALSE | 0% | 0% | 0% | 0% | 0% | FALSE | 0% | 0% | 0% | 0% | 0% | 0% | 0% | 0% | N/A | N/A
| 933 | N/A | N/A | N/A | N/A | N/A | N/A | N/A | N/A | N/A | N/A | N/A | N/A | N/A | N/A | 0% | 0 | N/A | 0% | FALSE | N/A | N/A | N/A | N/A | N/A | FALSE | FALSE | TRUE | 0 | 0 | 0 | 0 | 0 | 0 | 0 | 0 | 0 | 0 | 0 | 0 | 0 | 0 | 0 | 0 | 0 | 0 | 0 | 0 | 0 | 0 | 0 | 0 | 0 | 0 | 0 | 0 | 0 | 0 | 0% | 0% | 0% | 0% | 0% | 0 | 0 | 0 | 0 | 0 | 0 | 0 | 0 | 0 | 0 | 0 | 0 | 0 | 0 | 0 | 0 | 0 | 0 | 0 | 0 | 0 | 0 | 0 | 0 | 0 | 0 | 0 | 0 | 0 | 0 | FALSE | 0% | 0% | 0% | 0% | 0% | 0% | FALSE | 0% | 0% | 0% | 0% | 0% | FALSE | 0% | 0% | 0% | 0% | 0% | 0% | 0% | 0% | N/A | N/A
| 934 | N/A | N/A | N/A | N/A | N/A | N/A | N/A | N/A | N/A | N/A | N/A | N/A | N/A | N/A | 0% | 0 | N/A | 0% | FALSE | N/A | N/A | N/A | N/A | N/A | FALSE | FALSE | TRUE | 0 | 0 | 0 | 0 | 0 | 0 | 0 | 0 | 0 | 0 | 0 | 0 | 0 | 0 | 0 | 0 | 0 | 0 | 0 | 0 | 0 | 0 | 0 | 0 | 0 | 0 | 0 | 0 | 0 | 0 | 0% | 0% | 0% | 0% | 0% | 0 | 0 | 0 | 0 | 0 | 0 | 0 | 0 | 0 | 0 | 0 | 0 | 0 | 0 | 0 | 0 | 0 | 0 | 0 | 0 | 0 | 0 | 0 | 0 | 0 | 0 | 0 | 0 | 0 | 0 | FALSE | 0% | 0% | 0% | 0% | 0% | 0% | FALSE | 0% | 0% | 0% | 0% | 0% | FALSE | 0% | 0% | 0% | 0% | 0% | 0% | 0% | 0% | N/A | N/A
| 935 | N/A | N/A | N/A | N/A | N/A | N/A | N/A | N/A | N/A | N/A | N/A | N/A | N/A | N/A | 0% | 0 | N/A | 0% | FALSE | N/A | N/A | N/A | N/A | N/A | FALSE | FALSE | TRUE | 0 | 0 | 0 | 0 | 0 | 0 | 0 | 0 | 0 | 0 | 0 | 0 | 0 | 0 | 0 | 0 | 0 | 0 | 0 | 0 | 0 | 0 | 0 | 0 | 0 | 0 | 0 | 0 | 0 | 0 | 0% | 0% | 0% | 0% | 0% | 0 | 0 | 0 | 0 | 0 | 0 | 0 | 0 | 0 | 0 | 0 | 0 | 0 | 0 | 0 | 0 | 0 | 0 | 0 | 0 | 0 | 0 | 0 | 0 | 0 | 0 | 0 | 0 | 0 | 0 | FALSE | 0% | 0% | 0% | 0% | 0% | 0% | FALSE | 0% | 0% | 0% | 0% | 0% | FALSE | 0% | 0% | 0% | 0% | 0% | 0% | 0% | 0% | N/A | N/A
| 936 | N/A | N/A | N/A | N/A | N/A | N/A | N/A | N/A | N/A | N/A | N/A | N/A | N/A | N/A | 0% | 0 | N/A | 0% | FALSE | N/A | N/A | N/A | N/A | N/A | FALSE | FALSE | TRUE | 0 | 0 | 0 | 0 | 0 | 0 | 0 | 0 | 0 | 0 | 0 | 0 | 0 | 0 | 0 | 0 | 0 | 0 | 0 | 0 | 0 | 0 | 0 | 0 | 0 | 0 | 0 | 0 | 0 | 0 | 0% | 0% | 0% | 0% | 0% | 0 | 0 | 0 | 0 | 0 | 0 | 0 | 0 | 0 | 0 | 0 | 0 | 0 | 0 | 0 | 0 | 0 | 0 | 0 | 0 | 0 | 0 | 0 | 0 | 0 | 0 | 0 | 0 | 0 | 0 | FALSE | 0% | 0% | 0% | 0% | 0% | 0% | FALSE | 0% | 0% | 0% | 0% | 0% | FALSE | 0% | 0% | 0% | 0% | 0% | 0% | 0% | 0% | N/A | N/A
| 937 | N/A | N/A | N/A | N/A | N/A | N/A | N/A | N/A | N/A | N/A | N/A | N/A | N/A | N/A | 0% | 0 | N/A | 0% | FALSE | N/A | N/A | N/A | N/A | N/A | FALSE | FALSE | TRUE | 0 | 0 | 0 | 0 | 0 | 0 | 0 | 0 | 0 | 0 | 0 | 0 | 0 | 0 | 0 | 0 | 0 | 0 | 0 | 0 | 0 | 0 | 0 | 0 | 0 | 0 | 0 | 0 | 0 | 0 | 0% | 0% | 0% | 0% | 0% | 0 | 0 | 0 | 0 | 0 | 0 | 0 | 0 | 0 | 0 | 0 | 0 | 0 | 0 | 0 | 0 | 0 | 0 | 0 | 0 | 0 | 0 | 0 | 0 | 0 | 0 | 0 | 0 | 0 | 0 | FALSE | 0% | 0% | 0% | 0% | 0% | 0% | FALSE | 0% | 0% | 0% | 0% | 0% | FALSE | 0% | 0% | 0% | 0% | 0% | 0% | 0% | 0% | N/A | N/A
| 938 | N/A | N/A | N/A | N/A | N/A | N/A | N/A | N/A | N/A | N/A | N/A | N/A | N/A | N/A | 0% | 0 | N/A | 0% | FALSE | N/A | N/A | N/A | N/A | N/A | FALSE | FALSE | TRUE | 0 | 0 | 0 | 0 | 0 | 0 | 0 | 0 | 0 | 0 | 0 | 0 | 0 | 0 | 0 | 0 | 0 | 0 | 0 | 0 | 0 | 0 | 0 | 0 | 0 | 0 | 0 | 0 | 0 | 0 | 0% | 0% | 0% | 0% | 0% | 0 | 0 | 0 | 0 | 0 | 0 | 0 | 0 | 0 | 0 | 0 | 0 | 0 | 0 | 0 | 0 | 0 | 0 | 0 | 0 | 0 | 0 | 0 | 0 | 0 | 0 | 0 | 0 | 0 | 0 | FALSE | 0% | 0% | 0% | 0% | 0% | 0% | FALSE | 0% | 0% | 0% | 0% | 0% | FALSE | 0% | 0% | 0% | 0% | 0% | 0% | 0% | 0% | N/A | N/A
| 939 | N/A | N/A | N/A | N/A | N/A | N/A | N/A | N/A | N/A | N/A | N/A | N/A | N/A | N/A | 0% | 0 | N/A | 0% | FALSE | N/A | N/A | N/A | N/A | N/A | FALSE | FALSE | TRUE | 0 | 0 | 0 | 0 | 0 | 0 | 0 | 0 | 0 | 0 | 0 | 0 | 0 | 0 | 0 | 0 | 0 | 0 | 0 | 0 | 0 | 0 | 0 | 0 | 0 | 0 | 0 | 0 | 0 | 0 | 0% | 0% | 0% | 0% | 0% | 0 | 0 | 0 | 0 | 0 | 0 | 0 | 0 | 0 | 0 | 0 | 0 | 0 | 0 | 0 | 0 | 0 | 0 | 0 | 0 | 0 | 0 | 0 | 0 | 0 | 0 | 0 | 0 | 0 | 0 | FALSE | 0% | 0% | 0% | 0% | 0% | 0% | FALSE | 0% | 0% | 0% | 0% | 0% | FALSE | 0% | 0% | 0% | 0% | 0% | 0% | 0% | 0% | N/A | N/A
| 940 | N/A | N/A | N/A | N/A | N/A | N/A | N/A | N/A | N/A | N/A | N/A | N/A | N/A | N/A | 0% | 0 | N/A | 0% | FALSE | N/A | N/A | N/A | N/A | N/A | FALSE | FALSE | TRUE | 0 | 0 | 0 | 0 | 0 | 0 | 0 | 0 | 0 | 0 | 0 | 0 | 0 | 0 | 0 | 0 | 0 | 0 | 0 | 0 | 0 | 0 | 0 | 0 | 0 | 0 | 0 | 0 | 0 | 0 | 0% | 0% | 0% | 0% | 0% | 0 | 0 | 0 | 0 | 0 | 0 | 0 | 0 | 0 | 0 | 0 | 0 | 0 | 0 | 0 | 0 | 0 | 0 | 0 | 0 | 0 | 0 | 0 | 0 | 0 | 0 | 0 | 0 | 0 | 0 | FALSE | 0% | 0% | 0% | 0% | 0% | 0% | FALSE | 0% | 0% | 0% | 0% | 0% | FALSE | 0% | 0% | 0% | 0% | 0% | 0% | 0% | 0% | N/A | N/A
| 941 | N/A | N/A | N/A | N/A | N/A | N/A | N/A | N/A | N/A | N/A | N/A | N/A | N/A | N/A | 0% | 0 | N/A | 0% | FALSE | N/A | N/A | N/A | N/A | N/A | FALSE | FALSE | TRUE | 0 | 0 | 0 | 0 | 0 | 0 | 0 | 0 | 0 | 0 | 0 | 0 | 0 | 0 | 0 | 0 | 0 | 0 | 0 | 0 | 0 | 0 | 0 | 0 | 0 | 0 | 0 | 0 | 0 | 0 | 0% | 0% | 0% | 0% | 0% | 0 | 0 | 0 | 0 | 0 | 0 | 0 | 0 | 0 | 0 | 0 | 0 | 0 | 0 | 0 | 0 | 0 | 0 | 0 | 0 | 0 | 0 | 0 | 0 | 0 | 0 | 0 | 0 | 0 | 0 | FALSE | 0% | 0% | 0% | 0% | 0% | 0% | FALSE | 0% | 0% | 0% | 0% | 0% | FALSE | 0% | 0% | 0% | 0% | 0% | 0% | 0% | 0% | N/A | N/A
| 942 | N/A | N/A | N/A | N/A | N/A | N/A | N/A | N/A | N/A | N/A | N/A | N/A | N/A | N/A | 0% | 0 | N/A | 0% | FALSE | N/A | N/A | N/A | N/A | N/A | FALSE | FALSE | TRUE | 0 | 0 | 0 | 0 | 0 | 0 | 0 | 0 | 0 | 0 | 0 | 0 | 0 | 0 | 0 | 0 | 0 | 0 | 0 | 0 | 0 | 0 | 0 | 0 | 0 | 0 | 0 | 0 | 0 | 0 | 0% | 0% | 0% | 0% | 0% | 0 | 0 | 0 | 0 | 0 | 0 | 0 | 0 | 0 | 0 | 0 | 0 | 0 | 0 | 0 | 0 | 0 | 0 | 0 | 0 | 0 | 0 | 0 | 0 | 0 | 0 | 0 | 0 | 0 | 0 | FALSE | 0% | 0% | 0% | 0% | 0% | 0% | FALSE | 0% | 0% | 0% | 0% | 0% | FALSE | 0% | 0% | 0% | 0% | 0% | 0% | 0% | 0% | N/A | N/A
| 943 | N/A | N/A | N/A | N/A | N/A | N/A | N/A | N/A | N/A | N/A | N/A | N/A | N/A | N/A | 0% | 0 | N/A | 0% | FALSE | N/A | N/A | N/A | N/A | N/A | FALSE | FALSE | TRUE | 0 | 0 | 0 | 0 | 0 | 0 | 0 | 0 | 0 | 0 | 0 | 0 | 0 | 0 | 0 | 0 | 0 | 0 | 0 | 0 | 0 | 0 | 0 | 0 | 0 | 0 | 0 | 0 | 0 | 0 | 0% | 0% | 0% | 0% | 0% | 0 | 0 | 0 | 0 | 0 | 0 | 0 | 0 | 0 | 0 | 0 | 0 | 0 | 0 | 0 | 0 | 0 | 0 | 0 | 0 | 0 | 0 | 0 | 0 | 0 | 0 | 0 | 0 | 0 | 0 | FALSE | 0% | 0% | 0% | 0% | 0% | 0% | FALSE | 0% | 0% | 0% | 0% | 0% | FALSE | 0% | 0% | 0% | 0% | 0% | 0% | 0% | 0% | N/A | N/A
| 944 | N/A | N/A | N/A | N/A | N/A | N/A | N/A | N/A | N/A | N/A | N/A | N/A | N/A | N/A | 0% | 0 | N/A | 0% | FALSE | N/A | N/A | N/A | N/A | N/A | FALSE | FALSE | TRUE | 0 | 0 | 0 | 0 | 0 | 0 | 0 | 0 | 0 | 0 | 0 | 0 | 0 | 0 | 0 | 0 | 0 | 0 | 0 | 0 | 0 | 0 | 0 | 0 | 0 | 0 | 0 | 0 | 0 | 0 | 0% | 0% | 0% | 0% | 0% | 0 | 0 | 0 | 0 | 0 | 0 | 0 | 0 | 0 | 0 | 0 | 0 | 0 | 0 | 0 | 0 | 0 | 0 | 0 | 0 | 0 | 0 | 0 | 0 | 0 | 0 | 0 | 0 | 0 | 0 | FALSE | 0% | 0% | 0% | 0% | 0% | 0% | FALSE | 0% | 0% | 0% | 0% | 0% | FALSE | 0% | 0% | 0% | 0% | 0% | 0% | 0% | 0% | N/A | N/A
| 945 | N/A | N/A | N/A | N/A | N/A | N/A | N/A | N/A | N/A | N/A | N/A | N/A | N/A | N/A | 0% | 0 | N/A | 0% | FALSE | N/A | N/A | N/A | N/A | N/A | FALSE | FALSE | TRUE | 0 | 0 | 0 | 0 | 0 | 0 | 0 | 0 | 0 | 0 | 0 | 0 | 0 | 0 | 0 | 0 | 0 | 0 | 0 | 0 | 0 | 0 | 0 | 0 | 0 | 0 | 0 | 0 | 0 | 0 | 0% | 0% | 0% | 0% | 0% | 0 | 0 | 0 | 0 | 0 | 0 | 0 | 0 | 0 | 0 | 0 | 0 | 0 | 0 | 0 | 0 | 0 | 0 | 0 | 0 | 0 | 0 | 0 | 0 | 0 | 0 | 0 | 0 | 0 | 0 | FALSE | 0% | 0% | 0% | 0% | 0% | 0% | FALSE | 0% | 0% | 0% | 0% | 0% | FALSE | 0% | 0% | 0% | 0% | 0% | 0% | 0% | 0% | N/A | N/A
| 946 | N/A | N/A | N/A | N/A | N/A | N/A | N/A | N/A | N/A | N/A | N/A | N/A | N/A | N/A | 0% | 0 | N/A | 0% | FALSE | N/A | N/A | N/A | N/A | N/A | FALSE | FALSE | TRUE | 0 | 0 | 0 | 0 | 0 | 0 | 0 | 0 | 0 | 0 | 0 | 0 | 0 | 0 | 0 | 0 | 0 | 0 | 0 | 0 | 0 | 0 | 0 | 0 | 0 | 0 | 0 | 0 | 0 | 0 | 0% | 0% | 0% | 0% | 0% | 0 | 0 | 0 | 0 | 0 | 0 | 0 | 0 | 0 | 0 | 0 | 0 | 0 | 0 | 0 | 0 | 0 | 0 | 0 | 0 | 0 | 0 | 0 | 0 | 0 | 0 | 0 | 0 | 0 | 0 | FALSE | 0% | 0% | 0% | 0% | 0% | 0% | FALSE | 0% | 0% | 0% | 0% | 0% | FALSE | 0% | 0% | 0% | 0% | 0% | 0% | 0% | 0% | N/A | N/A
| 947 | N/A | N/A | N/A | N/A | N/A | N/A | N/A | N/A | N/A | N/A | N/A | N/A | N/A | N/A | 0% | 0 | N/A | 0% | FALSE | N/A | N/A | N/A | N/A | N/A | FALSE | FALSE | TRUE | 0 | 0 | 0 | 0 | 0 | 0 | 0 | 0 | 0 | 0 | 0 | 0 | 0 | 0 | 0 | 0 | 0 | 0 | 0 | 0 | 0 | 0 | 0 | 0 | 0 | 0 | 0 | 0 | 0 | 0 | 0% | 0% | 0% | 0% | 0% | 0 | 0 | 0 | 0 | 0 | 0 | 0 | 0 | 0 | 0 | 0 | 0 | 0 | 0 | 0 | 0 | 0 | 0 | 0 | 0 | 0 | 0 | 0 | 0 | 0 | 0 | 0 | 0 | 0 | 0 | FALSE | 0% | 0% | 0% | 0% | 0% | 0% | FALSE | 0% | 0% | 0% | 0% | 0% | FALSE | 0% | 0% | 0% | 0% | 0% | 0% | 0% | 0% | N/A | N/A
| 948 | N/A | N/A | N/A | N/A | N/A | N/A | N/A | N/A | N/A | N/A | N/A | N/A | N/A | N/A | 0% | 0 | N/A | 0% | FALSE | N/A | N/A | N/A | N/A | N/A | FALSE | FALSE | TRUE | 0 | 0 | 0 | 0 | 0 | 0 | 0 | 0 | 0 | 0 | 0 | 0 | 0 | 0 | 0 | 0 | 0 | 0 | 0 | 0 | 0 | 0 | 0 | 0 | 0 | 0 | 0 | 0 | 0 | 0 | 0% | 0% | 0% | 0% | 0% | 0 | 0 | 0 | 0 | 0 | 0 | 0 | 0 | 0 | 0 | 0 | 0 | 0 | 0 | 0 | 0 | 0 | 0 | 0 | 0 | 0 | 0 | 0 | 0 | 0 | 0 | 0 | 0 | 0 | 0 | FALSE | 0% | 0% | 0% | 0% | 0% | 0% | FALSE | 0% | 0% | 0% | 0% | 0% | FALSE | 0% | 0% | 0% | 0% | 0% | 0% | 0% | 0% | N/A | N/A
| 949 | N/A | N/A | N/A | N/A | N/A | N/A | N/A | N/A | N/A | N/A | N/A | N/A | N/A | N/A | 0% | 0 | N/A | 0% | FALSE | N/A | N/A | N/A | N/A | N/A | FALSE | FALSE | TRUE | 0 | 0 | 0 | 0 | 0 | 0 | 0 | 0 | 0 | 0 | 0 | 0 | 0 | 0 | 0 | 0 | 0 | 0 | 0 | 0 | 0 | 0 | 0 | 0 | 0 | 0 | 0 | 0 | 0 | 0 | 0% | 0% | 0% | 0% | 0% | 0 | 0 | 0 | 0 | 0 | 0 | 0 | 0 | 0 | 0 | 0 | 0 | 0 | 0 | 0 | 0 | 0 | 0 | 0 | 0 | 0 | 0 | 0 | 0 | 0 | 0 | 0 | 0 | 0 | 0 | FALSE | 0% | 0% | 0% | 0% | 0% | 0% | FALSE | 0% | 0% | 0% | 0% | 0% | FALSE | 0% | 0% | 0% | 0% | 0% | 0% | 0% | 0% | N/A | N/A
| 950 | N/A | N/A | N/A | N/A | N/A | N/A | N/A | N/A | N/A | N/A | N/A | N/A | N/A | N/A | 0% | 0 | N/A | 0% | FALSE | N/A | N/A | N/A | N/A | N/A | FALSE | FALSE | TRUE | 0 | 0 | 0 | 0 | 0 | 0 | 0 | 0 | 0 | 0 | 0 | 0 | 0 | 0 | 0 | 0 | 0 | 0 | 0 | 0 | 0 | 0 | 0 | 0 | 0 | 0 | 0 | 0 | 0 | 0 | 0% | 0% | 0% | 0% | 0% | 0 | 0 | 0 | 0 | 0 | 0 | 0 | 0 | 0 | 0 | 0 | 0 | 0 | 0 | 0 | 0 | 0 | 0 | 0 | 0 | 0 | 0 | 0 | 0 | 0 | 0 | 0 | 0 | 0 | 0 | FALSE | 0% | 0% | 0% | 0% | 0% | 0% | FALSE | 0% | 0% | 0% | 0% | 0% | FALSE | 0% | 0% | 0% | 0% | 0% | 0% | 0% | 0% | N/A | N/A
| 951 | N/A | N/A | N/A | N/A | N/A | N/A | N/A | N/A | N/A | N/A | N/A | N/A | N/A | N/A | 0% | 0 | N/A | 0% | FALSE | N/A | N/A | N/A | N/A | N/A | FALSE | FALSE | TRUE | 0 | 0 | 0 | 0 | 0 | 0 | 0 | 0 | 0 | 0 | 0 | 0 | 0 | 0 | 0 | 0 | 0 | 0 | 0 | 0 | 0 | 0 | 0 | 0 | 0 | 0 | 0 | 0 | 0 | 0 | 0% | 0% | 0% | 0% | 0% | 0 | 0 | 0 | 0 | 0 | 0 | 0 | 0 | 0 | 0 | 0 | 0 | 0 | 0 | 0 | 0 | 0 | 0 | 0 | 0 | 0 | 0 | 0 | 0 | 0 | 0 | 0 | 0 | 0 | 0 | FALSE | 0% | 0% | 0% | 0% | 0% | 0% | FALSE | 0% | 0% | 0% | 0% | 0% | FALSE | 0% | 0% | 0% | 0% | 0% | 0% | 0% | 0% | N/A | N/A
| 952 | N/A | N/A | N/A | N/A | N/A | N/A | N/A | N/A | N/A | N/A | N/A | N/A | N/A | N/A | 0% | 0 | N/A | 0% | FALSE | N/A | N/A | N/A | N/A | N/A | FALSE | FALSE | TRUE | 0 | 0 | 0 | 0 | 0 | 0 | 0 | 0 | 0 | 0 | 0 | 0 | 0 | 0 | 0 | 0 | 0 | 0 | 0 | 0 | 0 | 0 | 0 | 0 | 0 | 0 | 0 | 0 | 0 | 0 | 0% | 0% | 0% | 0% | 0% | 0 | 0 | 0 | 0 | 0 | 0 | 0 | 0 | 0 | 0 | 0 | 0 | 0 | 0 | 0 | 0 | 0 | 0 | 0 | 0 | 0 | 0 | 0 | 0 | 0 | 0 | 0 | 0 | 0 | 0 | FALSE | 0% | 0% | 0% | 0% | 0% | 0% | FALSE | 0% | 0% | 0% | 0% | 0% | FALSE | 0% | 0% | 0% | 0% | 0% | 0% | 0% | 0% | N/A | N/A
| 953 | N/A | N/A | N/A | N/A | N/A | N/A | N/A | N/A | N/A | N/A | N/A | N/A | N/A | N/A | 0% | 0 | N/A | 0% | FALSE | N/A | N/A | N/A | N/A | N/A | FALSE | FALSE | TRUE | 0 | 0 | 0 | 0 | 0 | 0 | 0 | 0 | 0 | 0 | 0 | 0 | 0 | 0 | 0 | 0 | 0 | 0 | 0 | 0 | 0 | 0 | 0 | 0 | 0 | 0 | 0 | 0 | 0 | 0 | 0% | 0% | 0% | 0% | 0% | 0 | 0 | 0 | 0 | 0 | 0 | 0 | 0 | 0 | 0 | 0 | 0 | 0 | 0 | 0 | 0 | 0 | 0 | 0 | 0 | 0 | 0 | 0 | 0 | 0 | 0 | 0 | 0 | 0 | 0 | FALSE | 0% | 0% | 0% | 0% | 0% | 0% | FALSE | 0% | 0% | 0% | 0% | 0% | FALSE | 0% | 0% | 0% | 0% | 0% | 0% | 0% | 0% | N/A | N/A
| 954 | N/A | N/A | N/A | N/A | N/A | N/A | N/A | N/A | N/A | N/A | N/A | N/A | N/A | N/A | 0% | 0 | N/A | 0% | FALSE | N/A | N/A | N/A | N/A | N/A | FALSE | FALSE | TRUE | 0 | 0 | 0 | 0 | 0 | 0 | 0 | 0 | 0 | 0 | 0 | 0 | 0 | 0 | 0 | 0 | 0 | 0 | 0 | 0 | 0 | 0 | 0 | 0 | 0 | 0 | 0 | 0 | 0 | 0 | 0% | 0% | 0% | 0% | 0% | 0 | 0 | 0 | 0 | 0 | 0 | 0 | 0 | 0 | 0 | 0 | 0 | 0 | 0 | 0 | 0 | 0 | 0 | 0 | 0 | 0 | 0 | 0 | 0 | 0 | 0 | 0 | 0 | 0 | 0 | FALSE | 0% | 0% | 0% | 0% | 0% | 0% | FALSE | 0% | 0% | 0% | 0% | 0% | FALSE | 0% | 0% | 0% | 0% | 0% | 0% | 0% | 0% | N/A | N/A
| 955 | N/A | N/A | N/A | N/A | N/A | N/A | N/A | N/A | N/A | N/A | N/A | N/A | N/A | N/A | 0% | 0 | N/A | 0% | FALSE | N/A | N/A | N/A | N/A | N/A | FALSE | FALSE | TRUE | 0 | 0 | 0 | 0 | 0 | 0 | 0 | 0 | 0 | 0 | 0 | 0 | 0 | 0 | 0 | 0 | 0 | 0 | 0 | 0 | 0 | 0 | 0 | 0 | 0 | 0 | 0 | 0 | 0 | 0 | 0% | 0% | 0% | 0% | 0% | 0 | 0 | 0 | 0 | 0 | 0 | 0 | 0 | 0 | 0 | 0 | 0 | 0 | 0 | 0 | 0 | 0 | 0 | 0 | 0 | 0 | 0 | 0 | 0 | 0 | 0 | 0 | 0 | 0 | 0 | FALSE | 0% | 0% | 0% | 0% | 0% | 0% | FALSE | 0% | 0% | 0% | 0% | 0% | FALSE | 0% | 0% | 0% | 0% | 0% | 0% | 0% | 0% | N/A | N/A
| 956 | N/A | N/A | N/A | N/A | N/A | N/A | N/A | N/A | N/A | N/A | N/A | N/A | N/A | N/A | 0% | 0 | N/A | 0% | FALSE | N/A | N/A | N/A | N/A | N/A | FALSE | FALSE | TRUE | 0 | 0 | 0 | 0 | 0 | 0 | 0 | 0 | 0 | 0 | 0 | 0 | 0 | 0 | 0 | 0 | 0 | 0 | 0 | 0 | 0 | 0 | 0 | 0 | 0 | 0 | 0 | 0 | 0 | 0 | 0% | 0% | 0% | 0% | 0% | 0 | 0 | 0 | 0 | 0 | 0 | 0 | 0 | 0 | 0 | 0 | 0 | 0 | 0 | 0 | 0 | 0 | 0 | 0 | 0 | 0 | 0 | 0 | 0 | 0 | 0 | 0 | 0 | 0 | 0 | FALSE | 0% | 0% | 0% | 0% | 0% | 0% | FALSE | 0% | 0% | 0% | 0% | 0% | FALSE | 0% | 0% | 0% | 0% | 0% | 0% | 0% | 0% | N/A | N/A
| 957 | N/A | N/A | N/A | N/A | N/A | N/A | N/A | N/A | N/A | N/A | N/A | N/A | N/A | N/A | 0% | 0 | N/A | 0% | FALSE | N/A | N/A | N/A | N/A | N/A | FALSE | FALSE | TRUE | 0 | 0 | 0 | 0 | 0 | 0 | 0 | 0 | 0 | 0 | 0 | 0 | 0 | 0 | 0 | 0 | 0 | 0 | 0 | 0 | 0 | 0 | 0 | 0 | 0 | 0 | 0 | 0 | 0 | 0 | 0% | 0% | 0% | 0% | 0% | 0 | 0 | 0 | 0 | 0 | 0 | 0 | 0 | 0 | 0 | 0 | 0 | 0 | 0 | 0 | 0 | 0 | 0 | 0 | 0 | 0 | 0 | 0 | 0 | 0 | 0 | 0 | 0 | 0 | 0 | FALSE | 0% | 0% | 0% | 0% | 0% | 0% | FALSE | 0% | 0% | 0% | 0% | 0% | FALSE | 0% | 0% | 0% | 0% | 0% | 0% | 0% | 0% | N/A | N/A
| 958 | N/A | N/A | N/A | N/A | N/A | N/A | N/A | N/A | N/A | N/A | N/A | N/A | N/A | N/A | 0% | 0 | N/A | 0% | FALSE | N/A | N/A | N/A | N/A | N/A | FALSE | FALSE | TRUE | 0 | 0 | 0 | 0 | 0 | 0 | 0 | 0 | 0 | 0 | 0 | 0 | 0 | 0 | 0 | 0 | 0 | 0 | 0 | 0 | 0 | 0 | 0 | 0 | 0 | 0 | 0 | 0 | 0 | 0 | 0% | 0% | 0% | 0% | 0% | 0 | 0 | 0 | 0 | 0 | 0 | 0 | 0 | 0 | 0 | 0 | 0 | 0 | 0 | 0 | 0 | 0 | 0 | 0 | 0 | 0 | 0 | 0 | 0 | 0 | 0 | 0 | 0 | 0 | 0 | FALSE | 0% | 0% | 0% | 0% | 0% | 0% | FALSE | 0% | 0% | 0% | 0% | 0% | FALSE | 0% | 0% | 0% | 0% | 0% | 0% | 0% | 0% | N/A | N/A
| 959 | N/A | N/A | N/A | N/A | N/A | N/A | N/A | N/A | N/A | N/A | N/A | N/A | N/A | N/A | 0% | 0 | N/A | 0% | FALSE | N/A | N/A | N/A | N/A | N/A | FALSE | FALSE | TRUE | 0 | 0 | 0 | 0 | 0 | 0 | 0 | 0 | 0 | 0 | 0 | 0 | 0 | 0 | 0 | 0 | 0 | 0 | 0 | 0 | 0 | 0 | 0 | 0 | 0 | 0 | 0 | 0 | 0 | 0 | 0% | 0% | 0% | 0% | 0% | 0 | 0 | 0 | 0 | 0 | 0 | 0 | 0 | 0 | 0 | 0 | 0 | 0 | 0 | 0 | 0 | 0 | 0 | 0 | 0 | 0 | 0 | 0 | 0 | 0 | 0 | 0 | 0 | 0 | 0 | FALSE | 0% | 0% | 0% | 0% | 0% | 0% | FALSE | 0% | 0% | 0% | 0% | 0% | FALSE | 0% | 0% | 0% | 0% | 0% | 0% | 0% | 0% | N/A | N/A
| 960 | N/A | N/A | N/A | N/A | N/A | N/A | N/A | N/A | N/A | N/A | N/A | N/A | N/A | N/A | 0% | 0 | N/A | 0% | FALSE | N/A | N/A | N/A | N/A | N/A | FALSE | FALSE | TRUE | 0 | 0 | 0 | 0 | 0 | 0 | 0 | 0 | 0 | 0 | 0 | 0 | 0 | 0 | 0 | 0 | 0 | 0 | 0 | 0 | 0 | 0 | 0 | 0 | 0 | 0 | 0 | 0 | 0 | 0 | 0% | 0% | 0% | 0% | 0% | 0 | 0 | 0 | 0 | 0 | 0 | 0 | 0 | 0 | 0 | 0 | 0 | 0 | 0 | 0 | 0 | 0 | 0 | 0 | 0 | 0 | 0 | 0 | 0 | 0 | 0 | 0 | 0 | 0 | 0 | FALSE | 0% | 0% | 0% | 0% | 0% | 0% | FALSE | 0% | 0% | 0% | 0% | 0% | FALSE | 0% | 0% | 0% | 0% | 0% | 0% | 0% | 0% | N/A | N/A
| 961 | N/A | N/A | N/A | N/A | N/A | N/A | N/A | N/A | N/A | N/A | N/A | N/A | N/A | N/A | 0% | 0 | N/A | 0% | FALSE | N/A | N/A | N/A | N/A | N/A | FALSE | FALSE | TRUE | 0 | 0 | 0 | 0 | 0 | 0 | 0 | 0 | 0 | 0 | 0 | 0 | 0 | 0 | 0 | 0 | 0 | 0 | 0 | 0 | 0 | 0 | 0 | 0 | 0 | 0 | 0 | 0 | 0 | 0 | 0% | 0% | 0% | 0% | 0% | 0 | 0 | 0 | 0 | 0 | 0 | 0 | 0 | 0 | 0 | 0 | 0 | 0 | 0 | 0 | 0 | 0 | 0 | 0 | 0 | 0 | 0 | 0 | 0 | 0 | 0 | 0 | 0 | 0 | 0 | FALSE | 0% | 0% | 0% | 0% | 0% | 0% | FALSE | 0% | 0% | 0% | 0% | 0% | FALSE | 0% | 0% | 0% | 0% | 0% | 0% | 0% | 0% | N/A | N/A
| 962 | N/A | N/A | N/A | N/A | N/A | N/A | N/A | N/A | N/A | N/A | N/A | N/A | N/A | N/A | 0% | 0 | N/A | 0% | FALSE | N/A | N/A | N/A | N/A | N/A | FALSE | FALSE | TRUE | 0 | 0 | 0 | 0 | 0 | 0 | 0 | 0 | 0 | 0 | 0 | 0 | 0 | 0 | 0 | 0 | 0 | 0 | 0 | 0 | 0 | 0 | 0 | 0 | 0 | 0 | 0 | 0 | 0 | 0 | 0% | 0% | 0% | 0% | 0% | 0 | 0 | 0 | 0 | 0 | 0 | 0 | 0 | 0 | 0 | 0 | 0 | 0 | 0 | 0 | 0 | 0 | 0 | 0 | 0 | 0 | 0 | 0 | 0 | 0 | 0 | 0 | 0 | 0 | 0 | FALSE | 0% | 0% | 0% | 0% | 0% | 0% | FALSE | 0% | 0% | 0% | 0% | 0% | FALSE | 0% | 0% | 0% | 0% | 0% | 0% | 0% | 0% | N/A | N/A
| 963 | N/A | N/A | N/A | N/A | N/A | N/A | N/A | N/A | N/A | N/A | N/A | N/A | N/A | N/A | 0% | 0 | N/A | 0% | FALSE | N/A | N/A | N/A | N/A | N/A | FALSE | FALSE | TRUE | 0 | 0 | 0 | 0 | 0 | 0 | 0 | 0 | 0 | 0 | 0 | 0 | 0 | 0 | 0 | 0 | 0 | 0 | 0 | 0 | 0 | 0 | 0 | 0 | 0 | 0 | 0 | 0 | 0 | 0 | 0% | 0% | 0% | 0% | 0% | 0 | 0 | 0 | 0 | 0 | 0 | 0 | 0 | 0 | 0 | 0 | 0 | 0 | 0 | 0 | 0 | 0 | 0 | 0 | 0 | 0 | 0 | 0 | 0 | 0 | 0 | 0 | 0 | 0 | 0 | FALSE | 0% | 0% | 0% | 0% | 0% | 0% | FALSE | 0% | 0% | 0% | 0% | 0% | FALSE | 0% | 0% | 0% | 0% | 0% | 0% | 0% | 0% | N/A | N/A
| 964 | N/A | N/A | N/A | N/A | N/A | N/A | N/A | N/A | N/A | N/A | N/A | N/A | N/A | N/A | 0% | 0 | N/A | 0% | FALSE | N/A | N/A | N/A | N/A | N/A | FALSE | FALSE | TRUE | 0 | 0 | 0 | 0 | 0 | 0 | 0 | 0 | 0 | 0 | 0 | 0 | 0 | 0 | 0 | 0 | 0 | 0 | 0 | 0 | 0 | 0 | 0 | 0 | 0 | 0 | 0 | 0 | 0 | 0 | 0% | 0% | 0% | 0% | 0% | 0 | 0 | 0 | 0 | 0 | 0 | 0 | 0 | 0 | 0 | 0 | 0 | 0 | 0 | 0 | 0 | 0 | 0 | 0 | 0 | 0 | 0 | 0 | 0 | 0 | 0 | 0 | 0 | 0 | 0 | FALSE | 0% | 0% | 0% | 0% | 0% | 0% | FALSE | 0% | 0% | 0% | 0% | 0% | FALSE | 0% | 0% | 0% | 0% | 0% | 0% | 0% | 0% | N/A | N/A
| 965 | N/A | N/A | N/A | N/A | N/A | N/A | N/A | N/A | N/A | N/A | N/A | N/A | N/A | N/A | 0% | 0 | N/A | 0% | FALSE | N/A | N/A | N/A | N/A | N/A | FALSE | FALSE | TRUE | 0 | 0 | 0 | 0 | 0 | 0 | 0 | 0 | 0 | 0 | 0 | 0 | 0 | 0 | 0 | 0 | 0 | 0 | 0 | 0 | 0 | 0 | 0 | 0 | 0 | 0 | 0 | 0 | 0 | 0 | 0% | 0% | 0% | 0% | 0% | 0 | 0 | 0 | 0 | 0 | 0 | 0 | 0 | 0 | 0 | 0 | 0 | 0 | 0 | 0 | 0 | 0 | 0 | 0 | 0 | 0 | 0 | 0 | 0 | 0 | 0 | 0 | 0 | 0 | 0 | FALSE | 0% | 0% | 0% | 0% | 0% | 0% | FALSE | 0% | 0% | 0% | 0% | 0% | FALSE | 0% | 0% | 0% | 0% | 0% | 0% | 0% | 0% | N/A | N/A
| 966 | N/A | N/A | N/A | N/A | N/A | N/A | N/A | N/A | N/A | N/A | N/A | N/A | N/A | N/A | 0% | 0 | N/A | 0% | FALSE | N/A | N/A | N/A | N/A | N/A | FALSE | FALSE | TRUE | 0 | 0 | 0 | 0 | 0 | 0 | 0 | 0 | 0 | 0 | 0 | 0 | 0 | 0 | 0 | 0 | 0 | 0 | 0 | 0 | 0 | 0 | 0 | 0 | 0 | 0 | 0 | 0 | 0 | 0 | 0% | 0% | 0% | 0% | 0% | 0 | 0 | 0 | 0 | 0 | 0 | 0 | 0 | 0 | 0 | 0 | 0 | 0 | 0 | 0 | 0 | 0 | 0 | 0 | 0 | 0 | 0 | 0 | 0 | 0 | 0 | 0 | 0 | 0 | 0 | FALSE | 0% | 0% | 0% | 0% | 0% | 0% | FALSE | 0% | 0% | 0% | 0% | 0% | FALSE | 0% | 0% | 0% | 0% | 0% | 0% | 0% | 0% | N/A | N/A
| 967 | N/A | N/A | N/A | N/A | N/A | N/A | N/A | N/A | N/A | N/A | N/A | N/A | N/A | N/A | 0% | 0 | N/A | 0% | FALSE | N/A | N/A | N/A | N/A | N/A | FALSE | FALSE | TRUE | 0 | 0 | 0 | 0 | 0 | 0 | 0 | 0 | 0 | 0 | 0 | 0 | 0 | 0 | 0 | 0 | 0 | 0 | 0 | 0 | 0 | 0 | 0 | 0 | 0 | 0 | 0 | 0 | 0 | 0 | 0% | 0% | 0% | 0% | 0% | 0 | 0 | 0 | 0 | 0 | 0 | 0 | 0 | 0 | 0 | 0 | 0 | 0 | 0 | 0 | 0 | 0 | 0 | 0 | 0 | 0 | 0 | 0 | 0 | 0 | 0 | 0 | 0 | 0 | 0 | FALSE | 0% | 0% | 0% | 0% | 0% | 0% | FALSE | 0% | 0% | 0% | 0% | 0% | FALSE | 0% | 0% | 0% | 0% | 0% | 0% | 0% | 0% | N/A | N/A
| 968 | N/A | N/A | N/A | N/A | N/A | N/A | N/A | N/A | N/A | N/A | N/A | N/A | N/A | N/A | 0% | 0 | N/A | 0% | FALSE | N/A | N/A | N/A | N/A | N/A | FALSE | FALSE | TRUE | 0 | 0 | 0 | 0 | 0 | 0 | 0 | 0 | 0 | 0 | 0 | 0 | 0 | 0 | 0 | 0 | 0 | 0 | 0 | 0 | 0 | 0 | 0 | 0 | 0 | 0 | 0 | 0 | 0 | 0 | 0% | 0% | 0% | 0% | 0% | 0 | 0 | 0 | 0 | 0 | 0 | 0 | 0 | 0 | 0 | 0 | 0 | 0 | 0 | 0 | 0 | 0 | 0 | 0 | 0 | 0 | 0 | 0 | 0 | 0 | 0 | 0 | 0 | 0 | 0 | FALSE | 0% | 0% | 0% | 0% | 0% | 0% | FALSE | 0% | 0% | 0% | 0% | 0% | FALSE | 0% | 0% | 0% | 0% | 0% | 0% | 0% | 0% | N/A | N/A
| 969 | N/A | N/A | N/A | N/A | N/A | N/A | N/A | N/A | N/A | N/A | N/A | N/A | N/A | N/A | 0% | 0 | N/A | 0% | FALSE | N/A | N/A | N/A | N/A | N/A | FALSE | FALSE | TRUE | 0 | 0 | 0 | 0 | 0 | 0 | 0 | 0 | 0 | 0 | 0 | 0 | 0 | 0 | 0 | 0 | 0 | 0 | 0 | 0 | 0 | 0 | 0 | 0 | 0 | 0 | 0 | 0 | 0 | 0 | 0% | 0% | 0% | 0% | 0% | 0 | 0 | 0 | 0 | 0 | 0 | 0 | 0 | 0 | 0 | 0 | 0 | 0 | 0 | 0 | 0 | 0 | 0 | 0 | 0 | 0 | 0 | 0 | 0 | 0 | 0 | 0 | 0 | 0 | 0 | FALSE | 0% | 0% | 0% | 0% | 0% | 0% | FALSE | 0% | 0% | 0% | 0% | 0% | FALSE | 0% | 0% | 0% | 0% | 0% | 0% | 0% | 0% | N/A | N/A
| 970 | N/A | N/A | N/A | N/A | N/A | N/A | N/A | N/A | N/A | N/A | N/A | N/A | N/A | N/A | 0% | 0 | N/A | 0% | FALSE | N/A | N/A | N/A | N/A | N/A | FALSE | FALSE | TRUE | 0 | 0 | 0 | 0 | 0 | 0 | 0 | 0 | 0 | 0 | 0 | 0 | 0 | 0 | 0 | 0 | 0 | 0 | 0 | 0 | 0 | 0 | 0 | 0 | 0 | 0 | 0 | 0 | 0 | 0 | 0% | 0% | 0% | 0% | 0% | 0 | 0 | 0 | 0 | 0 | 0 | 0 | 0 | 0 | 0 | 0 | 0 | 0 | 0 | 0 | 0 | 0 | 0 | 0 | 0 | 0 | 0 | 0 | 0 | 0 | 0 | 0 | 0 | 0 | 0 | FALSE | 0% | 0% | 0% | 0% | 0% | 0% | FALSE | 0% | 0% | 0% | 0% | 0% | FALSE | 0% | 0% | 0% | 0% | 0% | 0% | 0% | 0% | N/A | N/A
| 971 | N/A | N/A | N/A | N/A | N/A | N/A | N/A | N/A | N/A | N/A | N/A | N/A | N/A | N/A | 0% | 0 | N/A | 0% | FALSE | N/A | N/A | N/A | N/A | N/A | FALSE | FALSE | TRUE | 0 | 0 | 0 | 0 | 0 | 0 | 0 | 0 | 0 | 0 | 0 | 0 | 0 | 0 | 0 | 0 | 0 | 0 | 0 | 0 | 0 | 0 | 0 | 0 | 0 | 0 | 0 | 0 | 0 | 0 | 0% | 0% | 0% | 0% | 0% | 0 | 0 | 0 | 0 | 0 | 0 | 0 | 0 | 0 | 0 | 0 | 0 | 0 | 0 | 0 | 0 | 0 | 0 | 0 | 0 | 0 | 0 | 0 | 0 | 0 | 0 | 0 | 0 | 0 | 0 | FALSE | 0% | 0% | 0% | 0% | 0% | 0% | FALSE | 0% | 0% | 0% | 0% | 0% | FALSE | 0% | 0% | 0% | 0% | 0% | 0% | 0% | 0% | N/A | N/A
| 972 | N/A | N/A | N/A | N/A | N/A | N/A | N/A | N/A | N/A | N/A | N/A | N/A | N/A | N/A | 0% | 0 | N/A | 0% | FALSE | N/A | N/A | N/A | N/A | N/A | FALSE | FALSE | TRUE | 0 | 0 | 0 | 0 | 0 | 0 | 0 | 0 | 0 | 0 | 0 | 0 | 0 | 0 | 0 | 0 | 0 | 0 | 0 | 0 | 0 | 0 | 0 | 0 | 0 | 0 | 0 | 0 | 0 | 0 | 0% | 0% | 0% | 0% | 0% | 0 | 0 | 0 | 0 | 0 | 0 | 0 | 0 | 0 | 0 | 0 | 0 | 0 | 0 | 0 | 0 | 0 | 0 | 0 | 0 | 0 | 0 | 0 | 0 | 0 | 0 | 0 | 0 | 0 | 0 | FALSE | 0% | 0% | 0% | 0% | 0% | 0% | FALSE | 0% | 0% | 0% | 0% | 0% | FALSE | 0% | 0% | 0% | 0% | 0% | 0% | 0% | 0% | N/A | N/A
| 973 | N/A | N/A | N/A | N/A | N/A | N/A | N/A | N/A | N/A | N/A | N/A | N/A | N/A | N/A | 0% | 0 | N/A | 0% | FALSE | N/A | N/A | N/A | N/A | N/A | FALSE | FALSE | TRUE | 0 | 0 | 0 | 0 | 0 | 0 | 0 | 0 | 0 | 0 | 0 | 0 | 0 | 0 | 0 | 0 | 0 | 0 | 0 | 0 | 0 | 0 | 0 | 0 | 0 | 0 | 0 | 0 | 0 | 0 | 0% | 0% | 0% | 0% | 0% | 0 | 0 | 0 | 0 | 0 | 0 | 0 | 0 | 0 | 0 | 0 | 0 | 0 | 0 | 0 | 0 | 0 | 0 | 0 | 0 | 0 | 0 | 0 | 0 | 0 | 0 | 0 | 0 | 0 | 0 | FALSE | 0% | 0% | 0% | 0% | 0% | 0% | FALSE | 0% | 0% | 0% | 0% | 0% | FALSE | 0% | 0% | 0% | 0% | 0% | 0% | 0% | 0% | N/A | N/A
| 974 | N/A | N/A | N/A | N/A | N/A | N/A | N/A | N/A | N/A | N/A | N/A | N/A | N/A | N/A | 0% | 0 | N/A | 0% | FALSE | N/A | N/A | N/A | N/A | N/A | FALSE | FALSE | TRUE | 0 | 0 | 0 | 0 | 0 | 0 | 0 | 0 | 0 | 0 | 0 | 0 | 0 | 0 | 0 | 0 | 0 | 0 | 0 | 0 | 0 | 0 | 0 | 0 | 0 | 0 | 0 | 0 | 0 | 0 | 0% | 0% | 0% | 0% | 0% | 0 | 0 | 0 | 0 | 0 | 0 | 0 | 0 | 0 | 0 | 0 | 0 | 0 | 0 | 0 | 0 | 0 | 0 | 0 | 0 | 0 | 0 | 0 | 0 | 0 | 0 | 0 | 0 | 0 | 0 | FALSE | 0% | 0% | 0% | 0% | 0% | 0% | FALSE | 0% | 0% | 0% | 0% | 0% | FALSE | 0% | 0% | 0% | 0% | 0% | 0% | 0% | 0% | N/A | N/A
| 975 | N/A | N/A | N/A | N/A | N/A | N/A | N/A | N/A | N/A | N/A | N/A | N/A | N/A | N/A | 0% | 0 | N/A | 0% | FALSE | N/A | N/A | N/A | N/A | N/A | FALSE | FALSE | TRUE | 0 | 0 | 0 | 0 | 0 | 0 | 0 | 0 | 0 | 0 | 0 | 0 | 0 | 0 | 0 | 0 | 0 | 0 | 0 | 0 | 0 | 0 | 0 | 0 | 0 | 0 | 0 | 0 | 0 | 0 | 0% | 0% | 0% | 0% | 0% | 0 | 0 | 0 | 0 | 0 | 0 | 0 | 0 | 0 | 0 | 0 | 0 | 0 | 0 | 0 | 0 | 0 | 0 | 0 | 0 | 0 | 0 | 0 | 0 | 0 | 0 | 0 | 0 | 0 | 0 | FALSE | 0% | 0% | 0% | 0% | 0% | 0% | FALSE | 0% | 0% | 0% | 0% | 0% | FALSE | 0% | 0% | 0% | 0% | 0% | 0% | 0% | 0% | N/A | N/A
| 976 | N/A | N/A | N/A | N/A | N/A | N/A | N/A | N/A | N/A | N/A | N/A | N/A | N/A | N/A | 0% | 0 | N/A | 0% | FALSE | N/A | N/A | N/A | N/A | N/A | FALSE | FALSE | TRUE | 0 | 0 | 0 | 0 | 0 | 0 | 0 | 0 | 0 | 0 | 0 | 0 | 0 | 0 | 0 | 0 | 0 | 0 | 0 | 0 | 0 | 0 | 0 | 0 | 0 | 0 | 0 | 0 | 0 | 0 | 0% | 0% | 0% | 0% | 0% | 0 | 0 | 0 | 0 | 0 | 0 | 0 | 0 | 0 | 0 | 0 | 0 | 0 | 0 | 0 | 0 | 0 | 0 | 0 | 0 | 0 | 0 | 0 | 0 | 0 | 0 | 0 | 0 | 0 | 0 | FALSE | 0% | 0% | 0% | 0% | 0% | 0% | FALSE | 0% | 0% | 0% | 0% | 0% | FALSE | 0% | 0% | 0% | 0% | 0% | 0% | 0% | 0% | N/A | N/A
| 977 | N/A | N/A | N/A | N/A | N/A | N/A | N/A | N/A | N/A | N/A | N/A | N/A | N/A | N/A | 0% | 0 | N/A | 0% | FALSE | N/A | N/A | N/A | N/A | N/A | FALSE | FALSE | TRUE | 0 | 0 | 0 | 0 | 0 | 0 | 0 | 0 | 0 | 0 | 0 | 0 | 0 | 0 | 0 | 0 | 0 | 0 | 0 | 0 | 0 | 0 | 0 | 0 | 0 | 0 | 0 | 0 | 0 | 0 | 0% | 0% | 0% | 0% | 0% | 0 | 0 | 0 | 0 | 0 | 0 | 0 | 0 | 0 | 0 | 0 | 0 | 0 | 0 | 0 | 0 | 0 | 0 | 0 | 0 | 0 | 0 | 0 | 0 | 0 | 0 | 0 | 0 | 0 | 0 | FALSE | 0% | 0% | 0% | 0% | 0% | 0% | FALSE | 0% | 0% | 0% | 0% | 0% | FALSE | 0% | 0% | 0% | 0% | 0% | 0% | 0% | 0% | N/A | N/A
| 978 | N/A | N/A | N/A | N/A | N/A | N/A | N/A | N/A | N/A | N/A | N/A | N/A | N/A | N/A | 0% | 0 | N/A | 0% | FALSE | N/A | N/A | N/A | N/A | N/A | FALSE | FALSE | TRUE | 0 | 0 | 0 | 0 | 0 | 0 | 0 | 0 | 0 | 0 | 0 | 0 | 0 | 0 | 0 | 0 | 0 | 0 | 0 | 0 | 0 | 0 | 0 | 0 | 0 | 0 | 0 | 0 | 0 | 0 | 0% | 0% | 0% | 0% | 0% | 0 | 0 | 0 | 0 | 0 | 0 | 0 | 0 | 0 | 0 | 0 | 0 | 0 | 0 | 0 | 0 | 0 | 0 | 0 | 0 | 0 | 0 | 0 | 0 | 0 | 0 | 0 | 0 | 0 | 0 | FALSE | 0% | 0% | 0% | 0% | 0% | 0% | FALSE | 0% | 0% | 0% | 0% | 0% | FALSE | 0% | 0% | 0% | 0% | 0% | 0% | 0% | 0% | N/A | N/A
| 979 | N/A | N/A | N/A | N/A | N/A | N/A | N/A | N/A | N/A | N/A | N/A | N/A | N/A | N/A | 0% | 0 | N/A | 0% | FALSE | N/A | N/A | N/A | N/A | N/A | FALSE | FALSE | TRUE | 0 | 0 | 0 | 0 | 0 | 0 | 0 | 0 | 0 | 0 | 0 | 0 | 0 | 0 | 0 | 0 | 0 | 0 | 0 | 0 | 0 | 0 | 0 | 0 | 0 | 0 | 0 | 0 | 0 | 0 | 0% | 0% | 0% | 0% | 0% | 0 | 0 | 0 | 0 | 0 | 0 | 0 | 0 | 0 | 0 | 0 | 0 | 0 | 0 | 0 | 0 | 0 | 0 | 0 | 0 | 0 | 0 | 0 | 0 | 0 | 0 | 0 | 0 | 0 | 0 | FALSE | 0% | 0% | 0% | 0% | 0% | 0% | FALSE | 0% | 0% | 0% | 0% | 0% | FALSE | 0% | 0% | 0% | 0% | 0% | 0% | 0% | 0% | N/A | N/A
| 980 | N/A | N/A | N/A | N/A | N/A | N/A | N/A | N/A | N/A | N/A | N/A | N/A | N/A | N/A | 0% | 0 | N/A | 0% | FALSE | N/A | N/A | N/A | N/A | N/A | FALSE | FALSE | TRUE | 0 | 0 | 0 | 0 | 0 | 0 | 0 | 0 | 0 | 0 | 0 | 0 | 0 | 0 | 0 | 0 | 0 | 0 | 0 | 0 | 0 | 0 | 0 | 0 | 0 | 0 | 0 | 0 | 0 | 0 | 0% | 0% | 0% | 0% | 0% | 0 | 0 | 0 | 0 | 0 | 0 | 0 | 0 | 0 | 0 | 0 | 0 | 0 | 0 | 0 | 0 | 0 | 0 | 0 | 0 | 0 | 0 | 0 | 0 | 0 | 0 | 0 | 0 | 0 | 0 | FALSE | 0% | 0% | 0% | 0% | 0% | 0% | FALSE | 0% | 0% | 0% | 0% | 0% | FALSE | 0% | 0% | 0% | 0% | 0% | 0% | 0% | 0% | N/A | N/A
| 981 | N/A | N/A | N/A | N/A | N/A | N/A | N/A | N/A | N/A | N/A | N/A | N/A | N/A | N/A | 0% | 0 | N/A | 0% | FALSE | N/A | N/A | N/A | N/A | N/A | FALSE | FALSE | TRUE | 0 | 0 | 0 | 0 | 0 | 0 | 0 | 0 | 0 | 0 | 0 | 0 | 0 | 0 | 0 | 0 | 0 | 0 | 0 | 0 | 0 | 0 | 0 | 0 | 0 | 0 | 0 | 0 | 0 | 0 | 0% | 0% | 0% | 0% | 0% | 0 | 0 | 0 | 0 | 0 | 0 | 0 | 0 | 0 | 0 | 0 | 0 | 0 | 0 | 0 | 0 | 0 | 0 | 0 | 0 | 0 | 0 | 0 | 0 | 0 | 0 | 0 | 0 | 0 | 0 | FALSE | 0% | 0% | 0% | 0% | 0% | 0% | FALSE | 0% | 0% | 0% | 0% | 0% | FALSE | 0% | 0% | 0% | 0% | 0% | 0% | 0% | 0% | N/A | N/A
| 982 | N/A | N/A | N/A | N/A | N/A | N/A | N/A | N/A | N/A | N/A | N/A | N/A | N/A | N/A | 0% | 0 | N/A | 0% | FALSE | N/A | N/A | N/A | N/A | N/A | FALSE | FALSE | TRUE | 0 | 0 | 0 | 0 | 0 | 0 | 0 | 0 | 0 | 0 | 0 | 0 | 0 | 0 | 0 | 0 | 0 | 0 | 0 | 0 | 0 | 0 | 0 | 0 | 0 | 0 | 0 | 0 | 0 | 0 | 0% | 0% | 0% | 0% | 0% | 0 | 0 | 0 | 0 | 0 | 0 | 0 | 0 | 0 | 0 | 0 | 0 | 0 | 0 | 0 | 0 | 0 | 0 | 0 | 0 | 0 | 0 | 0 | 0 | 0 | 0 | 0 | 0 | 0 | 0 | FALSE | 0% | 0% | 0% | 0% | 0% | 0% | FALSE | 0% | 0% | 0% | 0% | 0% | FALSE | 0% | 0% | 0% | 0% | 0% | 0% | 0% | 0% | N/A | N/A
| 983 | N/A | N/A | N/A | N/A | N/A | N/A | N/A | N/A | N/A | N/A | N/A | N/A | N/A | N/A | 0% | 0 | N/A | 0% | FALSE | N/A | N/A | N/A | N/A | N/A | FALSE | FALSE | TRUE | 0 | 0 | 0 | 0 | 0 | 0 | 0 | 0 | 0 | 0 | 0 | 0 | 0 | 0 | 0 | 0 | 0 | 0 | 0 | 0 | 0 | 0 | 0 | 0 | 0 | 0 | 0 | 0 | 0 | 0 | 0% | 0% | 0% | 0% | 0% | 0 | 0 | 0 | 0 | 0 | 0 | 0 | 0 | 0 | 0 | 0 | 0 | 0 | 0 | 0 | 0 | 0 | 0 | 0 | 0 | 0 | 0 | 0 | 0 | 0 | 0 | 0 | 0 | 0 | 0 | FALSE | 0% | 0% | 0% | 0% | 0% | 0% | FALSE | 0% | 0% | 0% | 0% | 0% | FALSE | 0% | 0% | 0% | 0% | 0% | 0% | 0% | 0% | N/A | N/A
| 984 | N/A | N/A | N/A | N/A | N/A | N/A | N/A | N/A | N/A | N/A | N/A | N/A | N/A | N/A | 0% | 0 | N/A | 0% | FALSE | N/A | N/A | N/A | N/A | N/A | FALSE | FALSE | TRUE | 0 | 0 | 0 | 0 | 0 | 0 | 0 | 0 | 0 | 0 | 0 | 0 | 0 | 0 | 0 | 0 | 0 | 0 | 0 | 0 | 0 | 0 | 0 | 0 | 0 | 0 | 0 | 0 | 0 | 0 | 0% | 0% | 0% | 0% | 0% | 0 | 0 | 0 | 0 | 0 | 0 | 0 | 0 | 0 | 0 | 0 | 0 | 0 | 0 | 0 | 0 | 0 | 0 | 0 | 0 | 0 | 0 | 0 | 0 | 0 | 0 | 0 | 0 | 0 | 0 | FALSE | 0% | 0% | 0% | 0% | 0% | 0% | FALSE | 0% | 0% | 0% | 0% | 0% | FALSE | 0% | 0% | 0% | 0% | 0% | 0% | 0% | 0% | N/A | N/A
| 985 | N/A | N/A | N/A | N/A | N/A | N/A | N/A | N/A | N/A | N/A | N/A | N/A | N/A | N/A | 0% | 0 | N/A | 0% | FALSE | N/A | N/A | N/A | N/A | N/A | FALSE | FALSE | TRUE | 0 | 0 | 0 | 0 | 0 | 0 | 0 | 0 | 0 | 0 | 0 | 0 | 0 | 0 | 0 | 0 | 0 | 0 | 0 | 0 | 0 | 0 | 0 | 0 | 0 | 0 | 0 | 0 | 0 | 0 | 0% | 0% | 0% | 0% | 0% | 0 | 0 | 0 | 0 | 0 | 0 | 0 | 0 | 0 | 0 | 0 | 0 | 0 | 0 | 0 | 0 | 0 | 0 | 0 | 0 | 0 | 0 | 0 | 0 | 0 | 0 | 0 | 0 | 0 | 0 | FALSE | 0% | 0% | 0% | 0% | 0% | 0% | FALSE | 0% | 0% | 0% | 0% | 0% | FALSE | 0% | 0% | 0% | 0% | 0% | 0% | 0% | 0% | N/A | N/A
| 986 | N/A | N/A | N/A | N/A | N/A | N/A | N/A | N/A | N/A | N/A | N/A | N/A | N/A | N/A | 0% | 0 | N/A | 0% | FALSE | N/A | N/A | N/A | N/A | N/A | FALSE | FALSE | TRUE | 0 | 0 | 0 | 0 | 0 | 0 | 0 | 0 | 0 | 0 | 0 | 0 | 0 | 0 | 0 | 0 | 0 | 0 | 0 | 0 | 0 | 0 | 0 | 0 | 0 | 0 | 0 | 0 | 0 | 0 | 0% | 0% | 0% | 0% | 0% | 0 | 0 | 0 | 0 | 0 | 0 | 0 | 0 | 0 | 0 | 0 | 0 | 0 | 0 | 0 | 0 | 0 | 0 | 0 | 0 | 0 | 0 | 0 | 0 | 0 | 0 | 0 | 0 | 0 | 0 | FALSE | 0% | 0% | 0% | 0% | 0% | 0% | FALSE | 0% | 0% | 0% | 0% | 0% | FALSE | 0% | 0% | 0% | 0% | 0% | 0% | 0% | 0% | N/A | N/A
| 987 | N/A | N/A | N/A | N/A | N/A | N/A | N/A | N/A | N/A | N/A | N/A | N/A | N/A | N/A | 0% | 0 | N/A | 0% | FALSE | N/A | N/A | N/A | N/A | N/A | FALSE | FALSE | TRUE | 0 | 0 | 0 | 0 | 0 | 0 | 0 | 0 | 0 | 0 | 0 | 0 | 0 | 0 | 0 | 0 | 0 | 0 | 0 | 0 | 0 | 0 | 0 | 0 | 0 | 0 | 0 | 0 | 0 | 0 | 0% | 0% | 0% | 0% | 0% | 0 | 0 | 0 | 0 | 0 | 0 | 0 | 0 | 0 | 0 | 0 | 0 | 0 | 0 | 0 | 0 | 0 | 0 | 0 | 0 | 0 | 0 | 0 | 0 | 0 | 0 | 0 | 0 | 0 | 0 | FALSE | 0% | 0% | 0% | 0% | 0% | 0% | FALSE | 0% | 0% | 0% | 0% | 0% | FALSE | 0% | 0% | 0% | 0% | 0% | 0% | 0% | 0% | N/A | N/A
| 988 | N/A | N/A | N/A | N/A | N/A | N/A | N/A | N/A | N/A | N/A | N/A | N/A | N/A | N/A | 0% | 0 | N/A | 0% | FALSE | N/A | N/A | N/A | N/A | N/A | FALSE | FALSE | TRUE | 0 | 0 | 0 | 0 | 0 | 0 | 0 | 0 | 0 | 0 | 0 | 0 | 0 | 0 | 0 | 0 | 0 | 0 | 0 | 0 | 0 | 0 | 0 | 0 | 0 | 0 | 0 | 0 | 0 | 0 | 0% | 0% | 0% | 0% | 0% | 0 | 0 | 0 | 0 | 0 | 0 | 0 | 0 | 0 | 0 | 0 | 0 | 0 | 0 | 0 | 0 | 0 | 0 | 0 | 0 | 0 | 0 | 0 | 0 | 0 | 0 | 0 | 0 | 0 | 0 | FALSE | 0% | 0% | 0% | 0% | 0% | 0% | FALSE | 0% | 0% | 0% | 0% | 0% | FALSE | 0% | 0% | 0% | 0% | 0% | 0% | 0% | 0% | N/A | N/A
| 989 | N/A | N/A | N/A | N/A | N/A | N/A | N/A | N/A | N/A | N/A | N/A | N/A | N/A | N/A | 0% | 0 | N/A | 0% | FALSE | N/A | N/A | N/A | N/A | N/A | FALSE | FALSE | TRUE | 0 | 0 | 0 | 0 | 0 | 0 | 0 | 0 | 0 | 0 | 0 | 0 | 0 | 0 | 0 | 0 | 0 | 0 | 0 | 0 | 0 | 0 | 0 | 0 | 0 | 0 | 0 | 0 | 0 | 0 | 0% | 0% | 0% | 0% | 0% | 0 | 0 | 0 | 0 | 0 | 0 | 0 | 0 | 0 | 0 | 0 | 0 | 0 | 0 | 0 | 0 | 0 | 0 | 0 | 0 | 0 | 0 | 0 | 0 | 0 | 0 | 0 | 0 | 0 | 0 | FALSE | 0% | 0% | 0% | 0% | 0% | 0% | FALSE | 0% | 0% | 0% | 0% | 0% | FALSE | 0% | 0% | 0% | 0% | 0% | 0% | 0% | 0% | N/A | N/A
| 990 | N/A | N/A | N/A | N/A | N/A | N/A | N/A | N/A | N/A | N/A | N/A | N/A | N/A | N/A | 0% | 0 | N/A | 0% | FALSE | N/A | N/A | N/A | N/A | N/A | FALSE | FALSE | TRUE | 0 | 0 | 0 | 0 | 0 | 0 | 0 | 0 | 0 | 0 | 0 | 0 | 0 | 0 | 0 | 0 | 0 | 0 | 0 | 0 | 0 | 0 | 0 | 0 | 0 | 0 | 0 | 0 | 0 | 0 | 0% | 0% | 0% | 0% | 0% | 0 | 0 | 0 | 0 | 0 | 0 | 0 | 0 | 0 | 0 | 0 | 0 | 0 | 0 | 0 | 0 | 0 | 0 | 0 | 0 | 0 | 0 | 0 | 0 | 0 | 0 | 0 | 0 | 0 | 0 | FALSE | 0% | 0% | 0% | 0% | 0% | 0% | FALSE | 0% | 0% | 0% | 0% | 0% | FALSE | 0% | 0% | 0% | 0% | 0% | 0% | 0% | 0% | N/A | N/A
| 991 | N/A | N/A | N/A | N/A | N/A | N/A | N/A | N/A | N/A | N/A | N/A | N/A | N/A | N/A | 0% | 0 | N/A | 0% | FALSE | N/A | N/A | N/A | N/A | N/A | FALSE | FALSE | TRUE | 0 | 0 | 0 | 0 | 0 | 0 | 0 | 0 | 0 | 0 | 0 | 0 | 0 | 0 | 0 | 0 | 0 | 0 | 0 | 0 | 0 | 0 | 0 | 0 | 0 | 0 | 0 | 0 | 0 | 0 | 0% | 0% | 0% | 0% | 0% | 0 | 0 | 0 | 0 | 0 | 0 | 0 | 0 | 0 | 0 | 0 | 0 | 0 | 0 | 0 | 0 | 0 | 0 | 0 | 0 | 0 | 0 | 0 | 0 | 0 | 0 | 0 | 0 | 0 | 0 | FALSE | 0% | 0% | 0% | 0% | 0% | 0% | FALSE | 0% | 0% | 0% | 0% | 0% | FALSE | 0% | 0% | 0% | 0% | 0% | 0% | 0% | 0% | N/A | N/A
| 992 | N/A | N/A | N/A | N/A | N/A | N/A | N/A | N/A | N/A | N/A | N/A | N/A | N/A | N/A | 0% | 0 | N/A | 0% | FALSE | N/A | N/A | N/A | N/A | N/A | FALSE | FALSE | TRUE | 0 | 0 | 0 | 0 | 0 | 0 | 0 | 0 | 0 | 0 | 0 | 0 | 0 | 0 | 0 | 0 | 0 | 0 | 0 | 0 | 0 | 0 | 0 | 0 | 0 | 0 | 0 | 0 | 0 | 0 | 0% | 0% | 0% | 0% | 0% | 0 | 0 | 0 | 0 | 0 | 0 | 0 | 0 | 0 | 0 | 0 | 0 | 0 | 0 | 0 | 0 | 0 | 0 | 0 | 0 | 0 | 0 | 0 | 0 | 0 | 0 | 0 | 0 | 0 | 0 | FALSE | 0% | 0% | 0% | 0% | 0% | 0% | FALSE | 0% | 0% | 0% | 0% | 0% | FALSE | 0% | 0% | 0% | 0% | 0% | 0% | 0% | 0% | N/A | N/A
| 993 | N/A | N/A | N/A | N/A | N/A | N/A | N/A | N/A | N/A | N/A | N/A | N/A | N/A | N/A | 0% | 0 | N/A | 0% | FALSE | N/A | N/A | N/A | N/A | N/A | FALSE | FALSE | TRUE | 0 | 0 | 0 | 0 | 0 | 0 | 0 | 0 | 0 | 0 | 0 | 0 | 0 | 0 | 0 | 0 | 0 | 0 | 0 | 0 | 0 | 0 | 0 | 0 | 0 | 0 | 0 | 0 | 0 | 0 | 0% | 0% | 0% | 0% | 0% | 0 | 0 | 0 | 0 | 0 | 0 | 0 | 0 | 0 | 0 | 0 | 0 | 0 | 0 | 0 | 0 | 0 | 0 | 0 | 0 | 0 | 0 | 0 | 0 | 0 | 0 | 0 | 0 | 0 | 0 | FALSE | 0% | 0% | 0% | 0% | 0% | 0% | FALSE | 0% | 0% | 0% | 0% | 0% | FALSE | 0% | 0% | 0% | 0% | 0% | 0% | 0% | 0% | N/A | N/A
| 994 | N/A | N/A | N/A | N/A | N/A | N/A | N/A | N/A | N/A | N/A | N/A | N/A | N/A | N/A | 0% | 0 | N/A | 0% | FALSE | N/A | N/A | N/A | N/A | N/A | FALSE | FALSE | TRUE | 0 | 0 | 0 | 0 | 0 | 0 | 0 | 0 | 0 | 0 | 0 | 0 | 0 | 0 | 0 | 0 | 0 | 0 | 0 | 0 | 0 | 0 | 0 | 0 | 0 | 0 | 0 | 0 | 0 | 0 | 0% | 0% | 0% | 0% | 0% | 0 | 0 | 0 | 0 | 0 | 0 | 0 | 0 | 0 | 0 | 0 | 0 | 0 | 0 | 0 | 0 | 0 | 0 | 0 | 0 | 0 | 0 | 0 | 0 | 0 | 0 | 0 | 0 | 0 | 0 | FALSE | 0% | 0% | 0% | 0% | 0% | 0% | FALSE | 0% | 0% | 0% | 0% | 0% | FALSE | 0% | 0% | 0% | 0% | 0% | 0% | 0% | 0% | N/A | N/A
| 995 | N/A | N/A | N/A | N/A | N/A | N/A | N/A | N/A | N/A | N/A | N/A | N/A | N/A | N/A | 0% | 0 | N/A | 0% | FALSE | N/A | N/A | N/A | N/A | N/A | FALSE | FALSE | TRUE | 0 | 0 | 0 | 0 | 0 | 0 | 0 | 0 | 0 | 0 | 0 | 0 | 0 | 0 | 0 | 0 | 0 | 0 | 0 | 0 | 0 | 0 | 0 | 0 | 0 | 0 | 0 | 0 | 0 | 0 | 0% | 0% | 0% | 0% | 0% | 0 | 0 | 0 | 0 | 0 | 0 | 0 | 0 | 0 | 0 | 0 | 0 | 0 | 0 | 0 | 0 | 0 | 0 | 0 | 0 | 0 | 0 | 0 | 0 | 0 | 0 | 0 | 0 | 0 | 0 | FALSE | 0% | 0% | 0% | 0% | 0% | 0% | FALSE | 0% | 0% | 0% | 0% | 0% | FALSE | 0% | 0% | 0% | 0% | 0% | 0% | 0% | 0% | N/A | N/A
| 996 | N/A | N/A | N/A | N/A | N/A | N/A | N/A | N/A | N/A | N/A | N/A | N/A | N/A | N/A | 0% | 0 | N/A | 0% | FALSE | N/A | N/A | N/A | N/A | N/A | FALSE | FALSE | TRUE | 0 | 0 | 0 | 0 | 0 | 0 | 0 | 0 | 0 | 0 | 0 | 0 | 0 | 0 | 0 | 0 | 0 | 0 | 0 | 0 | 0 | 0 | 0 | 0 | 0 | 0 | 0 | 0 | 0 | 0 | 0% | 0% | 0% | 0% | 0% | 0 | 0 | 0 | 0 | 0 | 0 | 0 | 0 | 0 | 0 | 0 | 0 | 0 | 0 | 0 | 0 | 0 | 0 | 0 | 0 | 0 | 0 | 0 | 0 | 0 | 0 | 0 | 0 | 0 | 0 | FALSE | 0% | 0% | 0% | 0% | 0% | 0% | FALSE | 0% | 0% | 0% | 0% | 0% | FALSE | 0% | 0% | 0% | 0% | 0% | 0% | 0% | 0% | N/A | N/A
| 997 | N/A | N/A | N/A | N/A | N/A | N/A | N/A | N/A | N/A | N/A | N/A | N/A | N/A | N/A | 0% | 0 | N/A | 0% | FALSE | N/A | N/A | N/A | N/A | N/A | FALSE | FALSE | TRUE | 0 | 0 | 0 | 0 | 0 | 0 | 0 | 0 | 0 | 0 | 0 | 0 | 0 | 0 | 0 | 0 | 0 | 0 | 0 | 0 | 0 | 0 | 0 | 0 | 0 | 0 | 0 | 0 | 0 | 0 | 0% | 0% | 0% | 0% | 0% | 0 | 0 | 0 | 0 | 0 | 0 | 0 | 0 | 0 | 0 | 0 | 0 | 0 | 0 | 0 | 0 | 0 | 0 | 0 | 0 | 0 | 0 | 0 | 0 | 0 | 0 | 0 | 0 | 0 | 0 | FALSE | 0% | 0% | 0% | 0% | 0% | 0% | FALSE | 0% | 0% | 0% | 0% | 0% | FALSE | 0% | 0% | 0% | 0% | 0% | 0% | 0% | 0% | N/A | N/A
| 998 | N/A | N/A | N/A | N/A | N/A | N/A | N/A | N/A | N/A | N/A | N/A | N/A | N/A | N/A | 0% | 0 | N/A | 0% | FALSE | N/A | N/A | N/A | N/A | N/A | FALSE | FALSE | TRUE | 0 | 0 | 0 | 0 | 0 | 0 | 0 | 0 | 0 | 0 | 0 | 0 | 0 | 0 | 0 | 0 | 0 | 0 | 0 | 0 | 0 | 0 | 0 | 0 | 0 | 0 | 0 | 0 | 0 | 0 | 0% | 0% | 0% | 0% | 0% | 0 | 0 | 0 | 0 | 0 | 0 | 0 | 0 | 0 | 0 | 0 | 0 | 0 | 0 | 0 | 0 | 0 | 0 | 0 | 0 | 0 | 0 | 0 | 0 | 0 | 0 | 0 | 0 | 0 | 0 | FALSE | 0% | 0% | 0% | 0% | 0% | 0% | FALSE | 0% | 0% | 0% | 0% | 0% | FALSE | 0% | 0% | 0% | 0% | 0% | 0% | 0% | 0% | N/A | N/A
| 999 | N/A | N/A | N/A | N/A | N/A | N/A | N/A | N/A | N/A | N/A | N/A | N/A | N/A | N/A | 0% | 0 | N/A | 0% | FALSE | N/A | N/A | N/A | N/A | N/A | FALSE | FALSE | TRUE | 0 | 0 | 0 | 0 | 0 | 0 | 0 | 0 | 0 | 0 | 0 | 0 | 0 | 0 | 0 | 0 | 0 | 0 | 0 | 0 | 0 | 0 | 0 | 0 | 0 | 0 | 0 | 0 | 0 | 0 | 0% | 0% | 0% | 0% | 0% | 0 | 0 | 0 | 0 | 0 | 0 | 0 | 0 | 0 | 0 | 0 | 0 | 0 | 0 | 0 | 0 | 0 | 0 | 0 | 0 | 0 | 0 | 0 | 0 | 0 | 0 | 0 | 0 | 0 | 0 | FALSE | 0% | 0% | 0% | 0% | 0% | 0% | FALSE | 0% | 0% | 0% | 0% | 0% | FALSE | 0% | 0% | 0% | 0% | 0% | 0% | 0% | 0% | N/A | N/A
| 1000 | N/A | N/A | N/A | N/A | N/A | N/A | N/A | N/A | N/A | N/A | N/A | N/A | N/A | N/A | 0% | 0 | N/A | 0% | FALSE | N/A | N/A | N/A | N/A | N/A | FALSE | FALSE | TRUE | 0 | 0 | 0 | 0 | 0 | 0 | 0 | 0 | 0 | 0 | 0 | 0 | 0 | 0 | 0 | 0 | 0 | 0 | 0 | 0 | 0 | 0 | 0 | 0 | 0 | 0 | 0 | 0 | 0 | 0 | 0% | 0% | 0% | 0% | 0% | 0 | 0 | 0 | 0 | 0 | 0 | 0 | 0 | 0 | 0 | 0 | 0 | 0 | 0 | 0 | 0 | 0 | 0 | 0 | 0 | 0 | 0 | 0 | 0 | 0 | 0 | 0 | 0 | 0 | 0 | FALSE | 0% | 0% | 0% | 0% | 0% | 0% | FALSE | 0% | 0% | 0% | 0% | 0% | FALSE | 0% | 0% | 0% | 0% | 0% | 0% | 0% | 0% | N/A | N/A
|  | Total | [26 empty] | 228.5126 | 277.3313 | 247.7471 | 216.7458 | 252.3075 | 1222.6443 | 228.4346 | 277.6624 | 248.4069 | 217.7056 | 253.5199 | 1225.7295 | 26.1417 | 28.6569 | 27.9496 | 27.2248 | 28.1639 | 138.137 | 4.2749 | 4.6349 | 4.5268 | 4.4128 | 4.5391 | 22.3886 | 258.8512 | 310.9543 | 280.8833 | 249.3432 | 286.223 | 1386.255 | [5 empty] | 128.7237 | 223.5276 | 272.9445 | 197.8996 | 335.5009 | 1158.5963 | 129.0549 | 223.9054 | 273.4722 | 198.4609 | 336.6387 | 1161.5322 | 11.4528 | 23.6362 | 31.5381 | 22.2126 | 41.3674 | 130.2071 | 2.3859 | 3.9509 | 4.9483 | 3.6542 | 6.2922 | 21.2315 | 142.8936 | 251.4926 | 309.9585 | 224.3277 | 384.2983 | 1312.9708
| Number of Rows Check |  | 0 | This checks if there are enough rows in the calculation block above to accommodate all projects, if not, please insert additional rows above the last row and copy formulas accordingly.
| As Incurred Capex Reconciliation: |  | 0
End

## Capex_Outputs
Calculation - Capex Summary (Exclude NCIPAP,Exclude Contingent Projects)
TransGrid Capex Forecast Model
| WB Check |  | 0
| Sheet Check |  | 0
Table of Contents
Summary - As incurred capex
Capex by Cost Type
|  | As Incurred |  | Source | Unit | Basis | Timing | FY24 | FY25 | FY26 | FY27 | FY28 | FY24 - FY28
|  | 1 | Labour | Calculated | $Million | $Real 23 | End Period | 47.707 | 53.6324 | 42.8588 | 40.9601 | 40.7853 | 225.9435
|  | 2 | Non-Labour | Calculated | $Million | $Real 23 | End Period | 178.218 | 214.7288 | 200.3071 | 175.7614 | 211.5222 | 980.5375
|  |  | Total Direct Capex | Calculated | $Million | $Real 23 | End Period | 225.925 | 268.3611 | 243.1659 | 216.7215 | 252.3075 | 1206.481
|  |  | Escalation | Calculated | $Million | $Real 23 | End Period | -0.077349 | 0.32257 | 0.64599 | 0.95974 | 1.2124 | 3.0633
|  |  | Capitalised Network Overheads | Calculated | $Million | $Real 23 | End Period | 25.9278 | 27.9145 | 27.5696 | 27.2228 | 28.1639 | 136.7986
|  |  | Capitalised Corporate Overheads | Calculated | $Million | $Real 23 | End Period | 4.2457 | 4.5334 | 4.4748 | 4.4126 | 4.5391 | 22.2056
|  |  | Total Overheads | Calculated | $Million | $Real 23 | End Period | 30.1735 | 32.4479 | 32.0445 | 31.6354 | 32.7031 | 159.0042
|  |  | Total Capex | Calculated | $Million | $Real 23 | End Period | 256.0211 | 301.1316 | 275.8563 | 249.3166 | 286.223 | 1368.5486
Total Capex by RAB Asset Class (Escalated + Overhead)
|  | As Incurred |  | Source | Unit | Basis | Timing | FY24 | FY25 | FY26 | FY27 | FY28 | FY24 - FY28
|  | 1 | Transmission Lines | Calculated | $Million | $Real 23 | End Period | 57.5069 | 76.1656 | 98.6812 | 64.9668 | 106.3445 | 403.6651
|  | 2 | Underground Cables | Calculated | $Million | $Real 23 | End Period | 1.9918 | 3.2706 | 0.69402 | 0.67161 | 0.65814 | 7.2862
|  | 3 | Substations | Calculated | $Million | $Real 23 | End Period | 72.2321 | 95.9507 | 81.921 | 79.9806 | 93.2838 | 423.3682
|  | 4 | Secondary Systems | Calculated | $Million | $Real 23 | End Period | 32.3683 | 55.1573 | 45.7375 | 53.6019 | 32.8616 | 219.7265
|  | 5 | Communications (short life) | Calculated | $Million | $Real 23 | End Period | 10.8239 | 12.5851 | 4.337 | 6.2312 | 5.7687 | 39.7459
|  | 6 | Business IT | Calculated | $Million | $Real 23 | End Period | 28.5234 | 28.2971 | 17.0017 | 17.5121 | 17.9364 | 109.2706
|  | 7 | Minor Plant, Motor Vehicles & Mobile Plant | Calculated | $Million | $Real 23 | End Period | 9.4246 | 10.0168 | 9.9041 | 10.3858 | 9.7821 | 49.5133
|  | 8 | Transmission Line Life Extension | Calculated | $Million | $Real 23 | End Period | 0 | 0 | 0 | 0 | 0 | 0
|  | 9 | Land and Easements | Calculated | $Million | $Real 23 | End Period | 20.0945 | 2.4542 | 0.83584 | 3.0243 | 12.4254 | 38.8343
|  | 10 | Synchronous Condensers | Calculated | $Million | $Real 23 | End Period | 0 | 0 | 0 | 0 | 0 | 0
|  | 11 | [Spare] | Calculated | $Million | $Real 23 | End Period | 0 | 0 | 0 | 0 | 0 | 0
|  | 12 | [Spare] | Calculated | $Million | $Real 23 | End Period | 0 | 0 | 0 | 0 | 0 | 0
|  | 13 | [Spare] | Calculated | $Million | $Real 23 | End Period | 0 | 0 | 0 | 0 | 0 | 0
|  | 14 | [Spare] | Calculated | $Million | $Real 23 | End Period | 0 | 0 | 0 | 0 | 0 | 0
|  | 15 | [Spare] | Calculated | $Million | $Real 23 | End Period | 0 | 0 | 0 | 0 | 0 | 0
|  | 16 | [Spare] | Calculated | $Million | $Real 23 | End Period | 0 | 0 | 0 | 0 | 0 | 0
|  | 17 | [Spare] | Calculated | $Million | $Real 23 | End Period | 0 | 0 | 0 | 0 | 0 | 0
|  | 18 | [Spare] | Calculated | $Million | $Real 23 | End Period | 0 | 0 | 0 | 0 | 0 | 0
|  | 19 | Buildings | Calculated | $Million | $Real 23 | End Period | 6.5779 | 5.8741 | 3.8671 | 3.8567 | 3.045 | 23.2208
|  | 20 | In-house software | Calculated | $Million | $Real 23 | End Period | 16.4777 | 11.3601 | 12.8768 | 9.0855 | 4.1175 | 53.9176
|  |  | Total Capex - As Incurred | Calculated | $Million | $Real 23 | End Period | 256.0211 | 301.1316 | 275.8563 | 249.3166 | 286.223 | 1368.5486
Total Capex by RIN Category (Escalated + Overhead)
Total Capex by RIN Level 1 (Escalated + Overhead)
|  | As Incurred |  | Source | Unit | Basis | Timing | FY24 | FY25 | FY26 | FY27 | FY28 | FY24 - FY28
|  | 1 | Replacement Expenditure | Calculated | $Million | $Real 23 | End Period | 136.5719 | 169.5398 | 174.4834 | 155.9895 | 161.0004 | 797.5849
|  | 2 | Connections | Calculated | $Million | $Real 23 | End Period | 0 | 0 | 0 | 0.57733 | 2.276 | 2.8533
|  | 3 | Augmentation Expenditure | Calculated | $Million | $Real 23 | End Period | 48.5388 | 64.3471 | 37.5235 | 33.4156 | 66.9594 | 250.7844
|  | 4 | Non-network - ICT | Calculated | $Million | $Real 23 | End Period | 25.0297 | 19.1696 | 18.282 | 13.7392 | 10.6828 | 86.9034
|  | 5 | Non-network - Other | Calculated | $Million | $Real 23 | End Period | 15.7073 | 15.6272 | 13.523 | 13.9595 | 12.6014 | 71.4184
|  | 6 | Capitalised Network Overheads | Calculated | $Million | $Real 23 | End Period | 25.9278 | 27.9145 | 27.5696 | 27.2228 | 28.1639 | 136.7986
|  | 7 | Capitalised Corporate Overheads | Calculated | $Million | $Real 23 | End Period | 4.2457 | 4.5334 | 4.4748 | 4.4126 | 4.5391 | 22.2056
|  | 8 | [Spare] | Calculated | $Million | $Real 23 | End Period | 0 | 0 | 0 | 0 | 0 | 0
|  |  | Total Capex - As Incurred | Calculated | $Million | $Real 23 | End Period | 256.0211 | 301.1316 | 275.8563 | 249.3166 | 286.223 | 1368.5486
Total Capex by RIN Level 2 (Escalated + Overhead)
|  | As Incurred |  | Source | Unit | Basis | Timing | FY24 | FY25 | FY26 | FY27 | FY28 | FY24 - FY28
|  | 1 | NCIPAP | Calculated | $Million | $Real 23 | End Period | 0 | 0 | 0 | 0 | 0 | 0
|  | 2 | Transmission Lines | Calculated | $Million | $Real 23 | End Period | 56.5328 | 67.7011 | 98.7484 | 63.3702 | 97.6836 | 384.036
|  | 3 | Substation | Calculated | $Million | $Real 23 | End Period | 41.457 | 43.3064 | 49.4651 | 54.8917 | 44.9692 | 234.0894
|  | 4 | Digital Infrastructure | Calculated | $Million | $Real 23 | End Period | 60.2787 | 81.6274 | 52.1624 | 63.2414 | 40.9248 | 298.2348
|  | 5 | Others | Calculated | $Million | $Real 23 | End Period | 0 | 0 | 0 | 0 | 0 | 0
|  | 6 | Augmentations | Calculated | $Million | $Real 23 | End Period | 56.2499 | 72.2196 | 38.9126 | 23.7595 | 14.2222 | 205.3638
|  | 7 | Information Technology | Calculated | $Million | $Real 23 | End Period | 25.0688 | 17.3685 | 16.4784 | 10.32 | 7.1004 | 76.3362
|  | 8 | Security/Compliance | Calculated | $Million | $Real 23 | End Period | 0.4314 | 2.1245 | 2.1392 | 3.6977 | 3.7736 | 12.1664
|  | 9 | Property | Calculated | $Million | $Real 23 | End Period | 6.5779 | 5.8741 | 3.8671 | 3.8567 | 3.045 | 23.2208
|  | 10 | Fleet | Calculated | $Million | $Real 23 | End Period | 9.4246 | 10.0168 | 9.9041 | 10.3858 | 9.7821 | 49.5133
|  | 11 | Augex - Major Project | Calculated | $Million | $Real 23 | End Period | 0 | 0.89306 | 4.1792 | 15.1216 | 62.127 | 82.3208
|  | 12 | Connections | Calculated | $Million | $Real 23 | End Period | 0 | 0 | 0 | 0.67176 | 2.5951 | 3.2669
|  | 13 | [Spare] | Calculated | $Million | $Real 23 | End Period | 0 | 0 | 0 | 0 | 0 | 0
|  |  | Total Capex - As Incurred | Calculated | $Million | $Real 23 | End Period | 256.0211 | 301.1316 | 275.8563 | 249.3166 | 286.223 | 1368.5486
Total Capex by RIN Level 3 (Escalated + Overhead)
|  | As Incurred |  | Source | Unit | Basis | Timing | FY24 | FY25 | FY26 | FY27 | FY28 | FY24 - FY28
|  | 1 | NCIPAP | Calculated | $Million | $Real 23 | End Period | 0 | 0 | 0 | 0 | 0 | 0
|  | 2 | Repex | Calculated | $Million | $Real 23 | End Period | 158.2685 | 192.635 | 200.3758 | 181.5034 | 183.5776 | 916.3603
|  | 3 | Augex | Calculated | $Million | $Real 23 | End Period | 56.2499 | 73.1126 | 43.0918 | 39.5529 | 78.9443 | 290.9515
|  | 4 | ICT | Calculated | $Million | $Real 23 | End Period | 25.5002 | 19.4931 | 18.6176 | 14.0177 | 10.874 | 88.5027
|  | 5 | Fleet & Property | Calculated | $Million | $Real 23 | End Period | 16.0025 | 15.8909 | 13.7712 | 14.2425 | 12.827 | 72.7341
|  | 6 | [Spare] | Calculated | $Million | $Real 23 | End Period | 0 | 0 | 0 | 0 | 0 | 0
|  | 7 | [Spare] | Calculated | $Million | $Real 23 | End Period | 0 | 0 | 0 | 0 | 0 | 0
|  | 8 | [Spare] | Calculated | $Million | $Real 23 | End Period | 0 | 0 | 0 | 0 | 0 | 0
|  | 9 | [Spare] | Calculated | $Million | $Real 23 | End Period | 0 | 0 | 0 | 0 | 0 | 0
|  | 10 | [Spare] | Calculated | $Million | $Real 23 | End Period | 0 | 0 | 0 | 0 | 0 | 0
|  |  | Total Capex - As Incurred | Calculated | $Million | $Real 23 | End Period | 256.0211 | 301.1316 | 275.8563 | 249.3166 | 286.223 | 1368.5486
Checks - As incurred
|  | Checks | [5 empty] | FY24 | FY25 | FY26 | FY27 | FY28 | FY24 - FY28
|  |  | Direct Capex - As Incurred |  |  |  |  | 228.5126 | 277.3313 | 247.7471 | 216.7458 | 252.3075 | 1222.6443
|  |  | NCIPAP Adjustment |  |  |  |  | -2.5876 | -8.9701 | -4.5812 | -0.024282 | 0 | -16.1633
|  |  | Contingent Projects Adjustment |  |  |  |  | 0 | 0 | 0 | 0 | 0 | 0
|  |  | Adjusted Direct Capex |  |  |  |  | 225.925 | 268.3611 | 243.1659 | 216.7215 | 252.3075 | 1206.481
0 |  |  | Direct Capex by Cost Type AI Reconciliation | Calculated | N/A | N/A | N/A | 0 | 0 | 0 | 0 | 0 | 0
|  | Checks | [5 empty] | FY24 | FY25 | FY26 | FY27 | FY28 | FY24 - FY28
|  |  | Escalated Capex + Overhead: As Incurred |  |  |  |  | 258.8512 | 310.9543 | 280.8833 | 249.3432 | 286.223 | 1386.255
|  |  | NCIPAP Adjustment |  |  |  |  | -2.8301 | -9.8227 | -5.0269 | -0.026689 | 0 | -17.7064
|  |  | Contingent Projects Adjustment |  |  |  |  | 0 | 0 | 0 | 0 | 0 | 0
|  |  | Adjusted Escalated Capex + OH |  |  |  |  | 256.0211 | 301.1316 | 275.8563 | 249.3166 | 286.223 | 1368.5486
0 |  |  | Total Capex by Asset Class AI Reconciliation | Calculated | N/A | N/A | N/A | 0 | 0 | 0 | 0 | 0 | 0
|  | Checks | [5 empty] | FY24 | FY25 | FY26 | FY27 | FY28 | FY24 - FY28
|  |  | Escalated Capex + Overhead: As Incurred |  |  |  |  | 258.8512 | 310.9543 | 280.8833 | 249.3432 | 286.223 | 1386.255
|  |  | NCIPAP Adjustment |  |  |  |  | -2.8301 | -9.8227 | -5.0269 | -0.026689 | 0 | -17.7064
|  |  | Contingent Projects Adjustment |  |  |  |  | 0 | 0 | 0 | 0 | 0 | 0
|  |  | Adjusted Escalated Capex + OH |  |  |  |  | 256.0211 | 301.1316 | 275.8563 | 249.3166 | 286.223 | 1368.5486
0 |  |  | Total Capex by RIN 1 AI Reconciliation | Calculated | N/A | N/A | N/A | 0 | 0 | 0 | 0 | 0 | 0
|  | Checks | [5 empty] | FY24 | FY25 | FY26 | FY27 | FY28 | FY24 - FY28
|  |  | Escalated Capex + Overhead: As Incurred |  |  |  |  | 258.8512 | 310.9543 | 280.8833 | 249.3432 | 286.223 | 1386.255
|  |  | NCIPAP Adjustment |  |  |  |  | -2.8301 | -9.8227 | -5.0269 | -0.026689 | 0 | -17.7064
|  |  | Contingent Projects Adjustment |  |  |  |  | 0 | 0 | 0 | 0 | 0 | 0
|  |  | Adjusted Escalated Capex + OH |  |  |  |  | 256.0211 | 301.1316 | 275.8563 | 249.3166 | 286.223 | 1368.5486
0 |  |  | Total Capex by RIN 2 AI Reconciliation | Calculated | N/A | N/A | N/A | 0 | 0 | 0 | 0 | 0 | 0
|  | Checks | [5 empty] | FY24 | FY25 | FY26 | FY27 | FY28 | FY24 - FY28
|  |  | Escalated Capex + Overhead: As Incurred |  |  |  |  | 258.8512 | 310.9543 | 280.8833 | 249.3432 | 286.223 | 1386.255
|  |  | NCIPAP Adjustment |  |  |  |  | -2.8301 | -9.8227 | -5.0269 | -0.026689 | 0 | -17.7064
|  |  | Contingent Projects Adjustment |  |  |  |  | 0 | 0 | 0 | 0 | 0 | 0
|  |  | Adjusted Escalated Capex + OH |  |  |  |  | 256.0211 | 301.1316 | 275.8563 | 249.3166 | 286.223 | 1368.5486
0 |  |  | Total Capex by RIN 3 AI Reconciliation | Calculated | N/A | N/A | N/A | 0 | 0 | 0 | 0 | 0 | 0
Fleet and Property by category 2023-28 ($M, Real 2022-23)
|  | Fleet & Property Escalated Capex |  | Source | Unit | Basis | Timing | FY24 | FY25 | FY26 | FY27 | FY28 | Avg. Annual | FY24 - FY28 | Name | Category
|  |  | Light Commercial | Calculated | $Million | $Real 23 | End Period | 6.5874 | 6.9183 | 6.5306 | 6.5296 | 5.9591 | 6.505 | 32.5251 | Light Commercial | Fleet
|  |  | Passenger | Calculated | $Million | $Real 23 | End Period | 0.82999 | 0.68816 | 0.81948 | 0.74069 | 0.81948 | 0.77956 | 3.8978 | Passenger | Fleet
|  |  | Tracking units | Calculated | $Million | $Real 23 | End Period | 0 | 0 | 0 | 0 | 0 | 0 | 0 | Tracking units | Fleet
|  |  | Subtotal Fleet | Calculated | $Million | $Real 23 | End Period | 7.4174 | 7.6065 | 7.3501 | 7.2703 | 6.7786 | 7.2846 | 36.4229
|  |  | Agricultural | Calculated | $Million | $Real 23 | End Period | 0 | 0 | 0 | 0 | 0 | 0 | 0 | Agricultural | Plant and equipment
|  |  | Excavation | Calculated | $Million | $Real 23 | End Period | 0 | 0 | 0.19962 | 0 | 0.078796 | 0.055683 | 0.27841 | Excavation | Plant and equipment
|  |  | Heavy Commercial | Calculated | $Million | $Real 23 | End Period | 0.65138 | 0.28367 | 0.43601 | 1.3185 | 0.54632 | 0.64718 | 3.2359 | Heavy Commercial | Plant and equipment
|  |  | Material Handling | Calculated | $Million | $Real 23 | End Period | 0.70917 | 1.1557 | 1.1557 | 1.2082 | 1.1031 | 1.0664 | 5.3319 | Material Handling | Plant and equipment
|  |  | Motorcycle/ATV | Calculated | $Million | $Real 23 | End Period | 0.28682 | 0.022063 | 0.1765 | 0.15444 | 0 | 0.12797 | 0.63983 | Motorcycle/ATV | Plant and equipment
|  |  | Plant | Calculated | $Million | $Real 23 | End Period | 0.015759 | 0.17335 | 0 | 0 | 0.031519 | 0.044126 | 0.22063 | Plant | Plant and equipment
|  |  | Trailer | Calculated | $Million | $Real 23 | End Period | 0.1702 | 0.56733 | 0.40764 | 0.22798 | 0.7722 | 0.42907 | 2.1454 | Trailer | Plant and equipment
|  |  | Other Fleet | Calculated | $Million | $Real 23 | End Period | 0 | 0.042025 | 0 | 0 | 0.29943 | 0.06829 | 0.34145 | Other Fleet | Plant and equipment
|  |  | Subtotal Plant and Equipment | Calculated | $Million | $Real 23 | End Period | 1.8333 | 2.2441 | 2.3754 | 2.9092 | 2.8314 | 2.4387 | 12.1935
|  |  | Haymarket Office | Calculated | $Million | $Real 23 | End Period | 0.0084039 | 0.044147 | 0.082047 | 0.044209 | 0.024222 | 0.040606 | 0.20303 | Haymarket Office | Property
|  |  | Wallgrove Depot | Calculated | $Million | $Real 23 | End Period | 0.44347 | 3.9207 | 0.34459 | 1.526 | 0.10546 | 1.268 | 6.3402 | Wallgrove Depot | Property
|  |  | Orange Depot | Calculated | $Million | $Real 23 | End Period | 0.11802 | 0.20566 | 0.082715 | 0.43945 | 1.1465 | 0.39846 | 1.9923 | Orange Depot | Property
|  |  | Wagga Depot | Calculated | $Million | $Real 23 | End Period | 0.34779 | 0.34043 | 2.0714 | 0.32383 | 0 | 0.61669 | 3.0834 | Wagga Depot | Property
|  |  | Waratah West Depot | Calculated | $Million | $Real 23 | End Period | 4.8486 | 0.57208 | 0.95083 | 0.45057 | 1.6059 | 1.6856 | 8.4279 | Waratah West Depot | Property
|  |  | Tamworth Depot | Calculated | $Million | $Real 23 | End Period | 0.014744 | 0.21834 | 0.019683 | 0.018711 | 0.034484 | 0.061192 | 0.30596 | Tamworth Depot | Property
|  |  | Yass Depot | Calculated | $Million | $Real 23 | End Period | 0.67557 | 0.47523 | 0.24615 | 0.97732 | 0.074911 | 0.48984 | 2.4492 | Yass Depot | Property
|  |  | Depots | Calculated | $Million | $Real 23 | End Period | 0 | 0 | 0 | 0 | 0 | 0 | 0 | Depots | Property
|  |  | Other Property | Calculated | $Million | $Real 23 | End Period | 0 | 0 | 0 | 0 | 0 | 0 | 0 | Other Property | Property
|  |  | Subtotal Property | Calculated | $Million | $Real 23 | End Period | 6.4566 | 5.7766 | 3.7974 | 3.7801 | 2.9914 | 4.5604 | 22.8021
|  |  | Total Non-Network Other | Calculated | $Million | $Real 23 | End Period | 15.7073 | 15.6272 | 13.523 | 13.9595 | 12.6014 | 14.2837 | 71.4184
|  | Checks |  | Source | Unit | Basis | Timing | FY24 | FY25 | FY26 | FY27 | FY28 | Avg. Annual | FY24 - FY28
|  |  | Non-network - Other | Calculated | N/A | N/A | N/A | 15.7073 | 15.6272 | 13.523 | 13.9595 | 12.6014 | 14.2837 | 71.4184
0 |  |  | Non-network - Other Reconciliation | Calculated | N/A | N/A | N/A | 0 | 0 | 0 | 0 | 0
End
Note on D153: Henry Wu: Should be just "Other" since this is now allocated to "Plant and Equip"

## RIN_Outputs
| Outputs - RIN Population Model | [6 empty] | Commercial in Confidence
TransGrid Capex Forecast Model
| WB Check |  | 0
| Sheet Check |  | 0
Table of Contents
2.1.8 - Prescribed Transmission Services Capitalised Overheads
|  | Capitalised Overheads - As Incurred |  | Source | Unit | Basis | Timing | FY24 | FY25 | FY26 | FY27 | FY28 | FY24 - FY28
|  | 1 | Replacement expenditure | Calculated | $Million | $Real 23 | End Period | 21.6965 | 23.0952 | 25.8924 | 25.5139 | 22.5772 | 118.7753
|  | 2 | Connections | Calculated | $Million | $Real 23 | End Period | 0 | 0 | 0 | 0.094429 | 0.31916 | 0.41359
|  | 3 | Augmentation Expenditure | Calculated | $Million | $Real 23 | End Period | 12.4819 | 10.4297 | 5.5683 | 5.4655 | 9.3898 | 43.3351
|  | 4 | Non-network | Calculated | $Million | $Real 23 | End Period | 0.76581 | 0.58711 | 0.58374 | 0.56148 | 0.41689 | 2.915
|  |  | Total Capitalised Overheads | Calculated | $Million | $Real 23 | End Period | 34.9442 | 34.112 | 32.0445 | 31.6354 | 32.7031 | 165.4391
0 |  |  | Reconciliation Check | Calculated | N/A | N/A | N/A | 0 | 0 | 0 | 0 | 0
2.3.4 - Augex - Total Expenditure
|  | Augex - As Incurred |  | Source | Unit | Basis | Timing | FY24 | FY25 | FY26 | FY27 | FY28 | FY24 - FY28 | RAB Allocations
|  | 1 | Substations | Calculated | $Million | $Real 23 | End Period | 86.9509 | 46.8622 | 29.4714 | 22.3286 | 41.3804 | 226.9936 | Substations
|  | 2 | Lines | Calculated | $Million | $Real 23 | End Period | 335.0494 | 10.3282 | 0.54588 | 1.9494 | 8.1729 | 356.0457 | Transmission Lines | Transmission Line Life Extension
|  | 3 | Other assets | Calculated | $Million | $Real 23 | End Period | 78.9967 | 81.0775 | 7.5062 | 9.1376 | 17.406 | 194.124 | N/A
|  |  | Total Augex | Calculated | $Million | $Real 23 | End Period | 500.9969 | 138.2679 | 37.5235 | 33.4156 | 66.9594 | 777.1633
0 |  |  | Reconciliation Check | Calculated | N/A | N/A | N/A | 0 | 0 | 0 | 0 | 0
2.2.1 - Replacement Expenditure By Asset Category
|  | Repex - As Incurred |  | Source | Unit | Basis | Timing | FY24 | FY25 | FY26 | FY27 | FY28 | FY24 - FY28 | RIN Level 1
|  | 1 | NCIPAP | Calculated | $Million | $Real 23 | End Period | 0 | 0 | 0 | 0 | 0 | 0 | Replacement Expenditure
|  | 2 | Transmission Lines | Calculated | $Million | $Real 23 | End Period | 48.7829 | 59.5844 | 85.9882 | 54.4623 | 85.67 | 334.4876
|  | 3 | Substation | Calculated | $Million | $Real 23 | End Period | 35.7738 | 38.1144 | 43.0732 | 47.1756 | 39.4387 | 203.5757
|  | 4 | Digital Infrastructure | Calculated | $Million | $Real 23 | End Period | 52.0153 | 71.841 | 45.422 | 54.3516 | 35.8917 | 259.5216
|  | 5 | Others | Calculated | $Million | $Real 23 | End Period | 0 | 0 | 0 | 0 | 0 | 0
|  | 6 | Augmentations | Calculated | $Million | $Real 23 | End Period | 0 | 0 | 0 | 0 | 0 | 0
|  | 7 | Information Technology | Calculated | $Million | $Real 23 | End Period | 0 | 0 | 0 | 0 | 0 | 0
|  | 8 | Security/Compliance | Calculated | $Million | $Real 23 | End Period | 0 | 0 | 0 | 0 | 0 | 0
|  | 9 | Property | Calculated | $Million | $Real 23 | End Period | 0 | 0 | 0 | 0 | 0 | 0
|  | 10 | Fleet | Calculated | $Million | $Real 23 | End Period | 0 | 0 | 0 | 0 | 0 | 0
|  | 11 | Augex - Major Project | Calculated | $Million | $Real 23 | End Period | 0 | 0 | 0 | 0 | 0 | 0
|  | 12 | Connections | Calculated | $Million | $Real 23 | End Period | 0 | 0 | 0 | 0 | 0 | 0
|  | 13 | [Spare] | Calculated | $Million | $Real 23 | End Period | 0 | 0 | 0 | 0 | 0 | 0
|  |  | Total Augex | Calculated | $Million | $Real 23 | End Period | 136.5719 | 169.5398 | 174.4834 | 155.9895 | 161.0004 | 797.5849
0 |  |  | Reconciliation Check | Calculated | N/A | N/A | N/A | 0 | 0 | 0 | 0 | 0
2.5.1 - Expenditure On Connection Projects
|  | Connections - As Incurred |  | Source | Unit | Basis | Timing | FY24 | FY25 | FY26 | FY27 | FY28 | FY24 - FY28 | RIN Level 1
|  | 409 | Supply to Strathnairn area (EVOEnergy) | Calculated | $Million | $Real 23 | End Period | c-i-c | c-i-c | c-i-c | c-i-c | c-i-c | c-i-c | Connections
|  | 410 | Supply to Strathnairn area (EVOEnergy) | Calculated | $Million | $Real 23 | End Period | c-i-c | c-i-c | c-i-c | c-i-c | c-i-c | c-i-c
|  | 411 | Supply to Strathnairn area (EVOEnergy) | Calculated | $Million | $Real 23 | End Period | c-i-c | c-i-c | c-i-c | c-i-c | c-i-c | c-i-c
|  | 412 | Supply to Strathnairn area (EVOEnergy) | Calculated | $Million | $Real 23 | End Period | c-i-c | c-i-c | c-i-c | c-i-c | c-i-c | c-i-c
|  | 413 | Condition of AusGrid cables 9SA and 92P | Calculated | $Million | $Real 23 | End Period | c-i-c | c-i-c | c-i-c | c-i-c | c-i-c | c-i-c
|  | 414 | Condition of AusGrid cables 9SA and 92P | Calculated | $Million | $Real 23 | End Period | c-i-c | c-i-c | c-i-c | c-i-c | c-i-c | c-i-c
|  | xxx | N/A | Calculated | $Million | $Real 23 | End Period | 0 | 0 | 0 | 0 | 0 | 0
|  | xxx | N/A | Calculated | $Million | $Real 23 | End Period | 0 | 0 | 0 | 0 | 0 | 0
|  |  | Total Connections | Calculated | $Million | $Real 23 | End Period | 0 | 0 | 0 | 0.57733 | 2.276 | 2.8533
0 |  |  | Reconciliation Check | Calculated | N/A | N/A | N/A | 0 | 0 | 0 | 0 | 0
|  | Connections - As Incurred - DIRECT MATERIALS EXPENDITURE |  | Source | Unit | Basis | Timing | FY24 | FY25 | FY26 | FY27 | FY28 | FY24 - FY28 | RIN Level 1
|  | 409 | Supply to Strathnairn area (EVOEnergy) | Calculated | $Million | $Real 23 | End Period | c-i-c | c-i-c | c-i-c | c-i-c | c-i-c | c-i-c | Connections
|  | 410 | Supply to Strathnairn area (EVOEnergy) | Calculated | $Million | $Real 23 | End Period | c-i-c | c-i-c | c-i-c | c-i-c | c-i-c | c-i-c
|  | 411 | Supply to Strathnairn area (EVOEnergy) | Calculated | $Million | $Real 23 | End Period | c-i-c | c-i-c | c-i-c | c-i-c | c-i-c | c-i-c
|  | 412 | Supply to Strathnairn area (EVOEnergy) | Calculated | $Million | $Real 23 | End Period | c-i-c | c-i-c | c-i-c | c-i-c | c-i-c | c-i-c
|  | 413 | Condition of AusGrid cables 9SA and 92P | Calculated | $Million | $Real 23 | End Period | c-i-c | c-i-c | c-i-c | c-i-c | c-i-c | c-i-c
|  | 414 | Condition of AusGrid cables 9SA and 92P | Calculated | $Million | $Real 23 | End Period | c-i-c | c-i-c | c-i-c | c-i-c | c-i-c | c-i-c
|  | xxx | N/A | Calculated | $Million | $Real 23 | End Period | 0 | 0 | 0 | 0 | 0 | 0
|  | xxx | N/A | Calculated | $Million | $Real 23 | End Period | 0 | 0 | 0 | 0 | 0 | 0
|  |  | Sub Total Connections - Direct Non Labour | Calculated | $Million | $Real 23 | End Period | 0 | 0 | 0 | 0.23397 | 0.91192 | 1.1459
|  | Connections - As Incurred - DIRECT LABOUR EXPENDITURE |  | Source | Unit | Basis | Timing | FY24 | FY25 | FY26 | FY27 | FY28 | FY24 - FY28 | RIN Level 1
|  | 409 | Supply to Strathnairn area (EVOEnergy) | Calculated | $Million | $Real 23 | End Period | c-i-c | c-i-c | c-i-c | c-i-c | c-i-c | c-i-c | Connections
|  | 410 | Supply to Strathnairn area (EVOEnergy) | Calculated | $Million | $Real 23 | End Period | c-i-c | c-i-c | c-i-c | c-i-c | c-i-c | c-i-c
|  | 411 | Supply to Strathnairn area (EVOEnergy) | Calculated | $Million | $Real 23 | End Period | c-i-c | c-i-c | c-i-c | c-i-c | c-i-c | c-i-c
|  | 412 | Supply to Strathnairn area (EVOEnergy) | Calculated | $Million | $Real 23 | End Period | c-i-c | c-i-c | c-i-c | c-i-c | c-i-c | c-i-c
|  | 413 | Condition of AusGrid cables 9SA and 92P | Calculated | $Million | $Real 23 | End Period | c-i-c | c-i-c | c-i-c | c-i-c | c-i-c | c-i-c
|  | 414 | Condition of AusGrid cables 9SA and 92P | Calculated | $Million | $Real 23 | End Period | c-i-c | c-i-c | c-i-c | c-i-c | c-i-c | c-i-c
|  | xxx | N/A | Calculated | $Million | $Real 23 | End Period | 0 | 0 | 0 | 0 | 0 | 0
|  | xxx | N/A | Calculated | $Million | $Real 23 | End Period | 0 | 0 | 0 | 0 | 0 | 0
|  |  | Sub Total Connections - Direct Labour | Calculated | $Million | $Real 23 | End Period | 0 | 0 | 0 | 0.34336 | 1.364 | 1.7074
0 |  |  | Reconciliation Check | Calculated | N/A | N/A | N/A | 0 | 0 | 0 | 0 | 0
2.6.1 - Non-Network Expenditure
|  | Augex - As Incurred |  | Source | Unit | Basis | Timing | FY24 | FY25 | FY26 | FY27 | FY28 | FY24 - FY28 | RIN Allocations
|  | 1 | IT & COMMUNICTIONS - Total IT and communications | Calculated | $Million | $Real 23 | End Period | 25.0297 | 19.1696 | 18.282 | 13.7392 | 10.6828 | 86.9034 | IT & COMMUNICTIONS | Total IT and communications
|  | 2 | MOTOR VEHICLES - Car | Calculated | $Million | $Real 23 | End Period | 9.2507 | 9.8506 | 9.526 | 10.1794 | 9.5312 | 48.3379 | MOTOR VEHICLES | Car
|  | 3 | MOTOR VEHICLES - Light commercial vehicle | Calculated | $Million | $Real 23 | End Period | 0 | 0 | 0.19962 | 0 | 0.078796 | 0.27841 | MOTOR VEHICLES | Light commercial vehicle
|  | 4 | MOTOR VEHICLES - Elevated work platform (LCV) | Calculated | $Million | $Real 23 | End Period | 0 | 0 | 0 | 0 | 0 | 0 | MOTOR VEHICLES | Elevated work platform (LCV)
|  | 5 | MOTOR VEHICLES - Elevated work platform (HCV) | Calculated | $Million | $Real 23 | End Period | 0 | 0 | 0 | 0 | 0 | 0 | MOTOR VEHICLES | Elevated work platform (HCV)
|  | 6 | MOTOR VEHICLES - Heavy commercial vehicle | Calculated | $Million | $Real 23 | End Period | 0 | 0 | 0 | 0 | 0 | 0 | MOTOR VEHICLES | Heavy commercial vehicle
|  | 7 | BUILDINGS AND PROPERTY - Total buildings and property expenditure | Calculated | $Million | $Real 23 | End Period | 6.4566 | 5.7766 | 3.7974 | 3.7801 | 2.9914 | 22.8021 | BUILDINGS AND PROPERTY | Total buildings and property expenditure
|  | 8 | OTHER - Other expenditure | Calculated | $Million | $Real 23 | End Period | 0 | 0 | 0 | 0 | 0 | 0 | OTHER | Other expenditure
|  |  | Total Non Network | Calculated | $Million | $Real 23 | End Period | 40.737 | 34.7968 | 31.805 | 27.6988 | 23.2842 | 158.3218
0 |  |  | Reconciliation Check | Calculated | N/A | N/A | N/A | 0 | 0 | 0 | 0 | 0
2.10 Overheads
|  | Capitalised Overheads - As Incurred |  | Source | Unit | Basis | Timing | FY24 | FY25 | FY26 | FY27 | FY28 | FY24 - FY28
|  | 1 | Capitalised Network Overheads | Calculated | $Million | $Real 23 | End Period | 29.7677 | 29.2539 | 27.5696 | 27.2228 | 28.1639 | 141.978
|  | 2 | Capitalised Corporate Overheads | Calculated | $Million | $Real 23 | End Period | 5.1765 | 4.8581 | 4.4748 | 4.4126 | 4.5391 | 23.4611
|  |  | Total Capitalised Overheads | Calculated | $Million | $Real 23 | End Period | 34.9442 | 34.112 | 32.0445 | 31.6354 | 32.7031 | 165.4391
0 |  |  | Reconciliation Check | Calculated | N/A | N/A | N/A | 0 | 0 | 0 | 0 | 0
End

## Project_Outputs
Outputs - Summary by Project
TransGrid Capex Forecast Model
| WB Check |  | 0
| Sheet Check |  | 0
Table of Contents
|  |  | Commercial in Confidence | [9 empty] | Escalated Capex, As Incurred ($M) $Real 23 | [5 empty] | Total Capex, As Incurred (Escalated + OH) ($M) $Real 23
|  | Index | Program / Project Name | RIN Level 1 | RIN Level 2 | RIN Level 3 | Augex Driver | Fleet & Property Allocation | Repex Subcategory 1 | Repex Subcategory 2 | ICT Category (FY19-23) | Project Overall Inclusion | FY24 | FY25 | FY26 | FY27 | FY28 | FY24 - FY28 | FY24 | FY25 | FY26 | FY27 | FY28 | FY24 - FY28
|  | 1 | Increase capacity for Generation between DNT and WG1 | Augmentation Expenditure | NCIPAP | NCIPAP | N/A | N/A | N/A | N/A | N/A | 0 | 0.50761 | 3.4532 | 0 | 0 | 0 | 3.9608 | 0.55532 | 3.7778 | 0 | 0 | 0 | 4.3331
|  | 2 | Darlington Point 330/220 kV Transformer Tripping Scheme | Augmentation Expenditure | NCIPAP | NCIPAP | N/A | N/A | N/A | N/A | N/A | 0 | 0.12819 | 0.1661 | 0 | 0 | 0 | 0.29429 | 0.14024 | 0.18171 | 0 | 0 | 0 | 0.32195
|  | 3 | Increase capacity for generation X5 Voltage Stability constraints | Augmentation Expenditure | NCIPAP | NCIPAP | N/A | N/A | N/A | N/A | N/A | 0 | 0.85199 | 4.3597 | 0 | 0 | 0 | 5.2117 | 0.93207 | 4.7694 | 0 | 0 | 0 | 5.7015
|  | 4 | 94T Dynamic Ratings | Augmentation Expenditure | NCIPAP | NCIPAP | N/A | N/A | N/A | N/A | N/A | 0 | 0.012012 | 0.40996 | 0 | 0 | 0 | 0.42197 | 0.013141 | 0.4485 | 0 | 0 | 0 | 0.46164
|  | 5 | Increase capacity in Yass Transformers | Augmentation Expenditure | NCIPAP | NCIPAP | N/A | N/A | N/A | N/A | N/A | 0 | 1.0467 | 0.47637 | 0 | 0 | 0 | 1.523 | 1.145 | 0.52115 | 0 | 0 | 0 | 1.6662
|  | 6 | Maintain capacity during Climate Change (DLR ) | Augmentation Expenditure | NCIPAP | NCIPAP | N/A | N/A | N/A | N/A | N/A | 0 | 0.040457 | 0.11345 | 4.595 | 0.024396 | 0 | 4.7734 | 0.04426 | 0.12412 | 5.0269 | 0.026689 | 0 | 5.222
|  | 7 | Auxiliary transformer renewal program | Replacement Expenditure | Substation | Repex | N/A | N/A | Substations - Site Establishment and supporting assets | Substations - Safe and Reliable Network | N/A | 1 | 0 | 0 | 0 | 0 | 0 | 0 | 0 | 0 | 0 | 0 | 0 | 0
|  | 8 | Circuit Breaker Program | Replacement Expenditure | Substation | Repex | N/A | N/A | Substations - Switchbay Equipment | Substations - Safe and Reliable Network | N/A | 1 | 8.342 | 7.5998 | 3.8095 | 8.4003 | 8.7975 | 36.949 | 9.6672 | 8.635 | 4.3748 | 9.7743 | 10.0312 | 42.4825
|  | 9 | Cowra substation Secondary Systems Renewal | Replacement Expenditure | Digital Infrastructure | Repex | N/A | N/A | DI - Protection systems | DI - Safe and Reliable Network | N/A | 1 | 0.51946 | 0.47341 | 0.23741 | 0.52372 | 0.54865 | 2.3026 | 0.60198 | 0.53791 | 0.27264 | 0.60938 | 0.62558 | 2.6475
|  | 10 | Dumaresq Secondary Systems Renewal | Replacement Expenditure | Digital Infrastructure | Repex | N/A | N/A | DI - Protection systems | DI - Safe and Reliable Network | N/A | 1 | 0 | 0 | 0 | 0 | 0 | 0 | 0 | 0 | 0 | 0 | 0 | 0
|  | 11 | Finley Secondary Systems Renewal | Replacement Expenditure | Digital Infrastructure | Repex | N/A | N/A | DI - Protection systems | DI - Safe and Reliable Network | N/A | 1 | 0.65149 | 0.59395 | 0.29798 | 0.65758 | 0.68907 | 2.8901 | 0.75499 | 0.67486 | 0.34219 | 0.76513 | 0.78569 | 3.3229
|  | 12 | Fire Extinguisher Renewal | Replacement Expenditure | Digital Infrastructure | Repex | N/A | N/A | DI - Network Buildings & Security | DI - Compliance | N/A | 1 | 0.37164 | 0.37219 | 0 | 0 | 0 | 0.74383 | 0.43068 | 0.42289 | 0 | 0 | 0 | 0.85358
|  | 13 | Fit OLCM to OIP bushings | Replacement Expenditure | Substation | Repex | N/A | N/A | Substations - Site Establishment and supporting assets | Substations - Safe and Reliable Network | N/A | 1 | 1.0587 | 0.96464 | 0.48362 | 1.0666 | 1.1172 | 4.6907 | 1.2269 | 1.096 | 0.55539 | 1.2411 | 1.2738 | 5.3932
|  | 14 | Forbes Secondary Systems Renewal | Replacement Expenditure | Digital Infrastructure | Repex | N/A | N/A | DI - Protection systems | DI - Safe and Reliable Network | N/A | 1 | 0.35885 | 0.32675 | 0.16368 | 0.36071 | 0.3776 | 1.5876 | 0.41586 | 0.37126 | 0.18797 | 0.41971 | 0.43055 | 1.8254
|  | 15 | FY24-28 SCADA Secure Remote Access Protocol Refresh | Replacement Expenditure | Digital Infrastructure | Repex | N/A | N/A | DI - SCADA | DI - Cyber/physical security | N/A | 1 | 0 | 0 | 0 | 0 | 0 | 0 | 0 | 0 | 0 | 0 | 0 | 0
|  | 16 | Gunnedah Secondary Systems Renewal | Replacement Expenditure | Digital Infrastructure | Repex | N/A | N/A | DI - Protection systems | DI - Safe and Reliable Network | N/A | 1 | 0.52229 | 0.47614 | 0.23886 | 0.52708 | 0.5523 | 2.3167 | 0.60527 | 0.541 | 0.2743 | 0.61329 | 0.62975 | 2.6636
|  | 17 | Kemps Creek Secondary Systems Renewal | Replacement Expenditure | Digital Infrastructure | Repex | N/A | N/A | DI - Protection systems | DI - Safe and Reliable Network | N/A | 1 | 0 | 2.234 | 8.7024 | 4.6154 | 0.035097 | 15.5869 | 0 | 2.5383 | 9.9937 | 5.3703 | 0.040019 | 17.9424
|  | 18 | Kempsey Secondary Systems Renewal | Replacement Expenditure | Digital Infrastructure | Repex | N/A | N/A | DI - Protection systems | DI - Safe and Reliable Network | N/A | 1 | 0 | 0 | 1.3045 | 5.2615 | 2.421 | 8.987 | 0 | 0 | 1.4981 | 6.1221 | 2.7605 | 10.3807
|  | 19 | Line 1 Refurbishment | Replacement Expenditure | Transmission Lines | Repex | N/A | N/A | TL - Transmission towers | TL - Safe and Reliable Network | N/A | 1 | 0 | 0 | 0 | 0 | 0 | 0 | 0 | 0 | 0 | 0 | 0 | 0
|  | 20 | Line 11 - Sydney Sth - Dapto - Twr Repl | Replacement Expenditure | Transmission Lines | Repex | N/A | N/A | TL - Transmission towers | TL - Safe and Reliable Network | N/A | 1 | 0 | 0.55142 | 1.0219 | 1.7304 | 53.138 | 56.4417 | 0 | 0.62654 | 1.1736 | 2.0134 | 60.5896 | 64.4031
|  | 21 | Line 12 Refurbishment | Replacement Expenditure | Transmission Lines | Repex | N/A | N/A | TL - Transmission towers | TL - Safe and Reliable Network | N/A | 1 | 0.080279 | 3.962 | 0 | 0 | 0 | 4.0423 | 0.093032 | 4.5017 | 0 | 0 | 0 | 4.5947
|  | 22 | Line 12/76 Refurbishment | Replacement Expenditure | Transmission Lines | Repex | N/A | N/A | TL - Transmission towers | TL - Safe and Reliable Network | N/A | 1 | 4.7399 | 0.25174 | 0 | 0 | 0 | 4.9917 | 5.4929 | 0.28603 | 0 | 0 | 0 | 5.779
|  | 23 | Line 13 kemps creek sydney south refurb | Replacement Expenditure | Transmission Lines | Repex | N/A | N/A | TL - Transmission towers | TL - Safe and Reliable Network | N/A | 1 | 2.6999 | 0 | 0 | 0 | 0 | 2.6999 | 3.1288 | 0 | 0 | 0 | 0 | 3.1288
|  | 24 | Line 13/78 Refurbishment | Replacement Expenditure | Transmission Lines | Repex | N/A | N/A | TL - Transmission towers | TL - Safe and Reliable Network | N/A | 1 | 4.0144 | 0 | 0 | 0 | 0 | 4.0144 | 4.6521 | 0 | 0 | 0 | 0 | 4.6521
|  | 25 | Line 16 Marulan Avon refurb | Replacement Expenditure | Transmission Lines | Repex | N/A | N/A | TL - Transmission towers | TL - Safe and Reliable Network | N/A | 1 | 0.56323 | 7.3018 | 0 | 0 | 0 | 7.865 | 0.65271 | 8.2964 | 0 | 0 | 0 | 8.9491
|  | 26 | Line 24/90 Refurbishment | Replacement Expenditure | Transmission Lines | Repex | N/A | N/A | TL - Transmission towers | TL - Safe and Reliable Network | N/A | 1 | 0.92327 | 0 | 0 | 0 | 0 | 0.92327 | 1.0699 | 0 | 0 | 0 | 0 | 1.0699
|  | 27 | Line 25/92 Refurbishment | Replacement Expenditure | Transmission Lines | Repex | N/A | N/A | TL - Transmission towers | TL - Safe and Reliable Network | N/A | 1 | 0 | 0 | 0.06174 | 3.2573 | 0.16093 | 3.48 | 0 | 0 | 0.070901 | 3.7901 | 0.1835 | 4.0445
|  | 28 | Line 25/93 Refurbishment | Replacement Expenditure | Transmission Lines | Repex | N/A | N/A | TL - Transmission towers | TL - Safe and Reliable Network | N/A | 1 | 0 | 0 | 0 | 0 | 0 | 0 | 0 | 0 | 0 | 0 | 0 | 0
|  | 29 | Line 29/26 Refurbishment | Replacement Expenditure | Transmission Lines | Repex | N/A | N/A | TL - Transmission towers | TL - Safe and Reliable Network | N/A | 1 | 0 | 0 | 0 | 0.087222 | 4.3039 | 4.3911 | 0 | 0 | 0 | 0.10149 | 4.9074 | 5.0089
|  | 30 | Line 76/77 Refurbishment | Replacement Expenditure | Transmission Lines | Repex | N/A | N/A | TL - Transmission towers | TL - Safe and Reliable Network | N/A | 1 | 0 | 0 | 0 | 0 | 0 | 0 | 0 | 0 | 0 | 0 | 0 | 0
|  | 31 | Line 76/78 Refurbishment | Replacement Expenditure | Transmission Lines | Repex | N/A | N/A | TL - Transmission towers | TL - Safe and Reliable Network | N/A | 1 | 3.2622 | 0 | 0 | 0 | 0 | 3.2622 | 3.7805 | 0 | 0 | 0 | 0 | 3.7805
|  | 32 | Line 82 Refurbishment | Replacement Expenditure | Transmission Lines | Repex | N/A | N/A | TL - Transmission towers | TL - Safe and Reliable Network | N/A | 1 | 0 | 0 | 0 | 0 | 0 | 0 | 0 | 0 | 0 | 0 | 0 | 0
|  | 33 | Line 82/95 Refurbishment | Replacement Expenditure | Transmission Lines | Repex | N/A | N/A | TL - Transmission towers | TL - Safe and Reliable Network | N/A | 1 | 0 | 0.0731 | 3.857 | 0.19061 | 0 | 4.1208 | 0 | 0.083058 | 4.4294 | 0.22179 | 0 | 4.7342
|  | 34 | Line 8C/8E Refurbishment | Replacement Expenditure | Transmission Lines | Repex | N/A | N/A | TL - Insulators | TL - Safe and Reliable Network | N/A | 1 | 0 | 0.13608 | 0.31214 | 3.8239 | 13.838 | 18.1101 | 0 | 0.15461 | 0.35846 | 4.4493 | 15.7786 | 20.741
|  | 35 | Line 8C/8J Refurbishment | Replacement Expenditure | Transmission Lines | Repex | N/A | N/A | TL - Insulators | TL - Safe and Reliable Network | N/A | 1 | 0.088292 | 0.52456 | 7.3932 | 0 | 0 | 8.006 | 0.10232 | 0.59601 | 8.4903 | 0 | 0 | 9.1886
|  | 36 | Line 8L/8M Refurbishment | Replacement Expenditure | Transmission Lines | Repex | N/A | N/A | TL - Insulators | TL - Safe and Reliable Network | N/A | 1 | 0 | 0 | 0 | 0 | 0.079087 | 0.079087 | 0 | 0 | 0 | 0 | 0.090178 | 0.090178
|  | 37 | Line 90/92 Refurbishment | Replacement Expenditure | Transmission Lines | Repex | N/A | N/A | TL - Transmission towers | TL - Safe and Reliable Network | N/A | 1 | 0.035013 | 1.2256 | 0 | 0 | 0 | 1.2606 | 0.040576 | 1.3925 | 0 | 0 | 0 | 1.4331
|  | 38 | Line 92/93 Refurbishment | Replacement Expenditure | Transmission Lines | Repex | N/A | N/A | TL - Transmission towers | TL - Safe and Reliable Network | N/A | 1 | 0.054738 | 2.1505 | 0 | 0 | 0 | 2.2052 | 0.063434 | 2.4434 | 0 | 0 | 0 | 2.5069
|  | 39 | Line 94/96 Refurbishment | Replacement Expenditure | Transmission Lines | Repex | N/A | N/A | TL - Transmission towers | TL - Safe and Reliable Network | N/A | 1 | 0 | 0 | 0.057998 | 3.0599 | 0.15117 | 3.269 | 0 | 0 | 0.066605 | 3.5603 | 0.17237 | 3.7993
|  | 40 | Line 947 Refurbishment | Replacement Expenditure | Transmission Lines | Repex | N/A | N/A | TL - Transmission poles | TL - Safe and Reliable Network | N/A | 1 | 0 | 0 | 0 | 0.12671 | 4.9735 | 5.1002 | 0 | 0 | 0 | 0.14743 | 5.6709 | 5.8184
|  | 41 | Line 94M Refurbishment | Replacement Expenditure | Transmission Lines | Repex | N/A | N/A | TL - Transmission poles | TL - Safe and Reliable Network | N/A | 1 | 0 | 0.14402 | 6.3418 | 0 | 0 | 6.4858 | 0 | 0.16364 | 7.2828 | 0 | 0 | 7.4465
|  | 42 | Line 94U Refurbishment | Replacement Expenditure | Transmission Lines | Repex | N/A | N/A | TL - Transmission poles | TL - Safe and Reliable Network | N/A | 1 | 0 | 0 | 0.32519 | 17.1532 | 0.84735 | 18.3258 | 0 | 0 | 0.37345 | 19.9589 | 0.96617 | 21.2985
|  | 43 | Line 95 Refurbishment | Replacement Expenditure | Transmission Lines | Repex | N/A | N/A | TL - Transmission towers | TL - Safe and Reliable Network | N/A | 1 | 0 | 0.047985 | 1.8862 | 0 | 0 | 1.9342 | 0 | 0.054521 | 2.1661 | 0 | 0 | 2.2206
|  | 44 | Line 963 Refurb | Replacement Expenditure | Transmission Lines | Repex | N/A | N/A | TL - Transmission poles | TL - Safe and Reliable Network | N/A | 1 | 0.10357 | 2.6349 | 4.6199 | 0 | 0 | 7.3584 | 0.12003 | 2.9939 | 5.3054 | 0 | 0 | 8.4193
|  | 45 | Line 963/96P Refurbishment | Replacement Expenditure | Transmission Lines | Repex | N/A | N/A | TL - Transmission poles | TL - Safe and Reliable Network | N/A | 1 | 0 | 0 | 0 | 0 | 0 | 0 | 0 | 0 | 0 | 0 | 0 | 0
|  | 46 | Line 964 Refurbishment | Replacement Expenditure | Transmission Lines | Repex | N/A | N/A | TL - Transmission poles | TL - Safe and Reliable Network | N/A | 1 | 0.064274 | 2.5232 | 0 | 0 | 0 | 2.5875 | 0.074485 | 2.8669 | 0 | 0 | 0 | 2.9414
|  | 47 | Line 965 Refurbishment | Replacement Expenditure | Transmission Lines | Repex | N/A | N/A | TL - Transmission poles | TL - Safe and Reliable Network | N/A | 1 | 0 | 0 | 0 | 0 | 0 | 0 | 0 | 0 | 0 | 0 | 0 | 0
|  | 48 | Line 966 Refurbishment | Replacement Expenditure | Transmission Lines | Repex | N/A | N/A | TL - Transmission poles | TL - Safe and Reliable Network | N/A | 1 | 0.24862 | 12.2711 | 0 | 0 | 0 | 12.5197 | 0.28812 | 13.9427 | 0 | 0 | 0 | 14.2308
|  | 49 | Line 977/1 Refurbishment | Replacement Expenditure | Transmission Lines | Repex | N/A | N/A | TL - Transmission poles | TL - Safe and Reliable Network | N/A | 1 | 0.091872 | 0.54592 | 7.6958 | 0 | 0 | 8.3336 | 0.10647 | 0.62029 | 8.8379 | 0 | 0 | 9.5646
|  | 50 | Line 978 Refurbishment | Replacement Expenditure | Transmission Lines | Repex | N/A | N/A | TL - Transmission poles | TL - Safe and Reliable Network | N/A | 1 | 0 | 0 | 0 | 0 | 0 | 0 | 0 | 0 | 0 | 0 | 0 | 0
|  | 51 | Line 991 Refurbishment | Replacement Expenditure | Transmission Lines | Repex | N/A | N/A | TL - Transmission poles | TL - Safe and Reliable Network | N/A | 1 | 0 | 0 | 0 | 0 | 0 | 0 | 0 | 0 | 0 | 0 | 0 | 0
|  | 52 | Line 99B Refurbishment | Replacement Expenditure | Transmission Lines | Repex | N/A | N/A | TL - Transmission poles | TL - Safe and Reliable Network | N/A | 1 | 0.077796 | 3.054 | 0 | 0 | 0 | 3.1318 | 0.090155 | 3.4701 | 0 | 0 | 0 | 3.5602
|  | 53 | Line 99Z Refurbishment | Replacement Expenditure | Transmission Lines | Repex | N/A | N/A | TL - Transmission poles | TL - Safe and Reliable Network | N/A | 1 | 2.5436 | 0 | 0 | 0 | 0 | 2.5436 | 2.9477 | 0 | 0 | 0 | 0 | 2.9477
|  | 54 | Line 9ML Refurbishment | Replacement Expenditure | Transmission Lines | Repex | N/A | N/A | TL - Transmission poles | TL - Safe and Reliable Network | N/A | 1 | 4.6545 | 0 | 0 | 0 | 0 | 4.6545 | 5.3939 | 0 | 0 | 0 | 0 | 5.3939
|  | 55 | Line 9W/96 Refurbishment | Replacement Expenditure | Transmission Lines | Repex | N/A | N/A | TL - Transmission towers | TL - Safe and Reliable Network | N/A | 1 | 0 | 0 | 0.033975 | 1.1895 | 0 | 1.2234 | 0 | 0 | 0.039016 | 1.384 | 0 | 1.423
|  | 56 | Nambucca Secondary Systems Renewal | Replacement Expenditure | Digital Infrastructure | Repex | N/A | N/A | DI - Protection systems | DI - Safe and Reliable Network | N/A | 1 | 0.51702 | 0.47125 | 0.23635 | 0.52146 | 0.54633 | 2.2924 | 0.59916 | 0.53545 | 0.27143 | 0.60675 | 0.62294 | 2.6357
|  | 57 | Narrabri Secondary Systems Renewal | Replacement Expenditure | Digital Infrastructure | Repex | N/A | N/A | DI - Protection systems | DI - Safe and Reliable Network | N/A | 1 | 1.6386 | 6.0406 | 1.9036 | 0 | 0 | 9.5827 | 1.8989 | 6.8634 | 2.1861 | 0 | 0 | 10.9484
|  | 58 | Newcastle Secondary Systems Renewal | Replacement Expenditure | Digital Infrastructure | Repex | N/A | N/A | DI - Protection systems | DI - Safe and Reliable Network | N/A | 1 | 1.5879 | 1.4453 | 0.72372 | 1.5943 | 1.6685 | 7.0197 | 1.8402 | 1.6422 | 0.83111 | 1.8551 | 1.9024 | 8.071
|  | 59 | OLCM replacements | Replacement Expenditure | Substation | Repex | N/A | N/A | Substations - Site Establishment and supporting assets | Substations - Safe and Reliable Network | N/A | 1 | 0 | 0 | 0 | 0 | 0 | 0 | 0 | 0 | 0 | 0 | 0 | 0
|  | 60 | Panorama Secondary Systems Renewal | Replacement Expenditure | Digital Infrastructure | Repex | N/A | N/A | DI - Protection systems | DI - Safe and Reliable Network | N/A | 1 | 0.49447 | 0.45078 | 0.22614 | 0.49902 | 0.5229 | 2.1933 | 0.57302 | 0.51218 | 0.2597 | 0.58064 | 0.59623 | 2.5218
|  | 61 | Physical Security Upgrade | Replacement Expenditure | Digital Infrastructure | Repex | N/A | N/A | DI - Network Buildings & Security | DI - Cyber/physical security | N/A | 1 | 6.5965 | 6.6003 | 6.6049 | 6.6091 | 6.6123 | 33.0232 | 7.6445 | 7.4995 | 7.585 | 7.6901 | 7.5395 | 37.9586
|  | 62 | Regentville Secondary Systems Renewal | Replacement Expenditure | Digital Infrastructure | Repex | N/A | N/A | DI - Protection systems | DI - Safe and Reliable Network | N/A | 1 | 0 | 0 | 1.3597 | 4.5383 | 1.1968 | 7.0948 | 0 | 0 | 1.5614 | 5.2806 | 1.3646 | 8.2067
|  | 63 | Sydney east Secondary Systems Renewal | Replacement Expenditure | Digital Infrastructure | Repex | N/A | N/A | DI - Protection systems | DI - Safe and Reliable Network | N/A | 1 | 7.8557 | 10.0101 | 0.60875 | 0 | 0 | 18.4745 | 9.1037 | 11.3737 | 0.69908 | 0 | 0 | 21.1765
|  | 64 | Tamworth Transformer Renewals | Replacement Expenditure | Substation | Repex | N/A | N/A | Substations - Power Transformers | Substations - Safe and Reliable Network | N/A | 1 | 0.61629 | 3.31 | 8.6936 | 0 | 0 | 12.6199 | 0.7142 | 3.7608 | 9.9837 | 0 | 0 | 14.4588
|  | 65 | Tenterfield Transformer Renewals | Replacement Expenditure | Substation | Repex | N/A | N/A | Substations - Power Transformers | Substations - Safe and Reliable Network | N/A | 1 | 0 | 0 | 0.5152 | 3.6985 | 2.6909 | 6.9046 | 0 | 0 | 0.59165 | 4.3034 | 3.0682 | 7.9633
|  | 66 | Tomago Secondary Systems Renewal | Replacement Expenditure | Digital Infrastructure | Repex | N/A | N/A | DI - Protection systems | DI - Safe and Reliable Network | N/A | 1 | 0 | 5.4743 | 5.4674 | 5.4748 | 2.8828 | 19.2994 | 0 | 6.2201 | 6.2787 | 6.3703 | 3.2871 | 22.1562
|  | 67 | Transformer Compound Wall Renewal | Replacement Expenditure | Substation | Repex | N/A | N/A | Substations - Site Establishment and supporting assets | Substations - Safe and Reliable Network | N/A | 1 | 0.56025 | 0.51046 | 0.2559 | 0.56436 | 0.59109 | 2.4821 | 0.64926 | 0.57999 | 0.29388 | 0.65667 | 0.67398 | 2.8538
|  | 68 | Transmission Line Protection Relay Replacements | Replacement Expenditure | Digital Infrastructure | Repex | N/A | N/A | DI - Protection systems | DI - Safe and Reliable Network | N/A | 1 | 2.7199 | 2.4823 | 1.2469 | 2.7549 | 2.8893 | 12.0933 | 3.152 | 2.8205 | 1.432 | 3.2055 | 3.2945 | 13.9044
|  | 69 | Uranquinty Secondary Systems Renewal | Replacement Expenditure | Digital Infrastructure | Repex | N/A | N/A | DI - Protection systems | DI - Safe and Reliable Network | N/A | 1 | 0 | 0 | 0 | 0 | 0 | 0 | 0 | 0 | 0 | 0 | 0 | 0
|  | 70 | Vales point Secondary Systems Renewal | Replacement Expenditure | Digital Infrastructure | Repex | N/A | N/A | DI - Protection systems | DI - Safe and Reliable Network | N/A | 1 | 0.76299 | 0.69477 | 0.34806 | 0.76709 | 0.80304 | 3.3759 | 0.88421 | 0.78941 | 0.39971 | 0.89256 | 0.91565 | 3.8815
|  | 71 | Wallerwang Secondary Systems Renewal | Replacement Expenditure | Digital Infrastructure | Repex | N/A | N/A | DI - Protection systems | DI - Safe and Reliable Network | N/A | 1 | 0 | 0 | 2.0988 | 6.194 | 0.24597 | 8.5387 | 0 | 0 | 2.4102 | 7.207 | 0.28046 | 9.8977
|  | 72 | Line 86 | Replacement Expenditure | Transmission Lines | Repex | N/A | N/A | TL - Transmission poles | TL - Safe and Reliable Network | N/A | 1 | 0 | 0 | 0 | 0 | 0 | 0 | 0 | 0 | 0 | 0 | 0 | 0
|  | 73 | CT Program | Replacement Expenditure | Substation | Repex | N/A | N/A | Substations - Switchbay Equipment | Substations - Safe and Reliable Network | N/A | 1 | 1.409 | 1.2853 | 0.64522 | 1.4247 | 1.4936 | 6.2579 | 1.6329 | 1.4604 | 0.74097 | 1.6578 | 1.7031 | 7.1951
|  | 74 | VT Program | Replacement Expenditure | Substation | Repex | N/A | N/A | Substations - Switchbay Equipment | Substations - Safe and Reliable Network | N/A | 1 | 2.7475 | 2.5052 | 1.257 | 2.7743 | 2.9074 | 12.1914 | 3.184 | 2.8464 | 1.4435 | 3.2281 | 3.3151 | 14.0171
|  | 75 | Disconnector | Replacement Expenditure | Substation | Repex | N/A | N/A | Substations - Switchbay Equipment | Substations - Safe and Reliable Network | N/A | 1 | 3.0361 | 2.7695 | 1.3903 | 3.07 | 3.2184 | 13.4843 | 3.5185 | 3.1468 | 1.5966 | 3.5721 | 3.6697 | 15.5037
|  | 76 | Steelwork Program | Replacement Expenditure | Substation | Repex | N/A | N/A | Substations - Site Establishment and supporting assets | Substations - Safe and Reliable Network | N/A | 1 | 6.8517 | 6.8517 | 6.8517 | 6.8517 | 6.8517 | 34.2584 | 7.9402 | 7.785 | 7.8684 | 7.9723 | 7.8125 | 39.3784
|  | 77 | Transformer refurbishment program | Replacement Expenditure | Substation | Repex | N/A | N/A | Substations - Power Transformers | Substations - Safe and Reliable Network | N/A | 1 | 2.2463 | 7.6938 | 8.4383 | 10.8786 | 6.2598 | 35.5168 | 2.6032 | 8.7418 | 9.6905 | 12.6579 | 7.1377 | 40.8311
|  | 78 | Air Cored Reactors | Replacement Expenditure | Substation | Repex | N/A | N/A | Substations - Reactive plant | Substations - Safe and Reliable Network | N/A | 1 | 0 | 0 | 0 | 0 | 0 | 0 | 0 | 0 | 0 | 0 | 0 | 0
|  | 79 | Capacitor Banks | Replacement Expenditure | Substation | Repex | N/A | N/A | Substations - Reactive plant | Substations - Safe and Reliable Network | N/A | 1 | 2.0596 | 0.43958 | 2.3365 | 2.8073 | 3.0418 | 10.6847 | 2.3867 | 0.49946 | 2.6832 | 3.2664 | 3.4683 | 12.3042
|  | 80 | Subs - Capital spares | Replacement Expenditure | Substation | Repex | N/A | N/A | Substations - Site Establishment and supporting assets | Substations - Safe and Reliable Network | N/A | 1 | 1.1653 | 1.1653 | 1.1653 | 1.1653 | 1.1653 | 5.8267 | 1.3505 | 1.3241 | 1.3383 | 1.356 | 1.3288 | 6.6976
|  | 81 | 33kV Air core reactor switching duty | Replacement Expenditure | Substation | Repex | N/A | N/A | Substations - Switchbay Equipment | Substations - Safe and Reliable Network | N/A | 1 | 0 | 0 | 0 | 0 | 0 | 0 | 0 | 0 | 0 | 0 | 0 | 0
|  | 82 | Reactor Renewal program | Replacement Expenditure | Substation | Repex | N/A | N/A | Substations - Reactive plant | Substations - Safe and Reliable Network | N/A | 1 | 0 | 0 | 0 | 0 | 0 | 0 | 0 | 0 | 0 | 0 | 0 | 0
|  | 83 | Molong No1 Transformer Renewal | Replacement Expenditure | Substation | Repex | N/A | N/A | Substations - Power Transformers | Substations - Safe and Reliable Network | N/A | 1 | 0.13904 | 0.75937 | 4.7493 | 0 | 0 | 5.6477 | 0.16112 | 0.86282 | 5.454 | 0 | 0 | 6.478
|  | 84 | Yass No3 Transformer Renewal | Replacement Expenditure | Substation | Repex | N/A | N/A | Substations - Power Transformers | Substations - Safe and Reliable Network | N/A | 1 | 0 | 0 | 0.35113 | 3.2646 | 0.10625 | 3.722 | 0 | 0 | 0.40323 | 3.7986 | 0.12115 | 4.323
|  | 85 | Substation Noise Compliance | Replacement Expenditure | Substation | Repex | N/A | N/A | Substations - Site Establishment and supporting assets | Substations - Compliance | N/A | 1 | 0 | 0 | 0 | 0 | 0 | 0 | 0 | 0 | 0 | 0 | 0 | 0
|  | 86 | Conductor Replacement | Replacement Expenditure | Transmission Lines | Repex | N/A | N/A | TL - Overhead conductors | TL - Safe and Reliable Network | N/A | 1 | 0 | 0.383 | 19.9457 | 9.4722 | 0.88427 | 30.6852 | 0 | 0.43517 | 22.9055 | 11.0215 | 1.0083 | 35.3705
|  | 87 | Earthwire Capacity Replacement | Replacement Expenditure | Transmission Lines | Repex | N/A | N/A | TL - Overhead conductors | TL - Safe and Reliable Network | N/A | 1 | 0 | 0 | 0 | 0 | 0 | 0 | 0 | 0 | 0 | 0 | 0 | 0
|  | 88 | Low Spans - Main grid | Replacement Expenditure | Transmission Lines | Repex | N/A | N/A | TL - Transmission towers | TL - Compliance | N/A | 1 | 0 | 0.26064 | 13.1931 | 4.1134 | 0 | 17.5672 | 0 | 0.29614 | 15.1509 | 4.7862 | 0 | 20.2333
|  | 89 | Low Spans -132kV TL | Replacement Expenditure | Transmission Lines | Repex | N/A | N/A | TL - Insulators | TL - Change in generation mix | N/A | 1 | 0.22179 | 9.2029 | 3.2881 | 0 | 0 | 12.7128 | 0.25702 | 10.4565 | 3.776 | 0 | 0 | 14.4896
|  | 90 | Various lines- Insulator condition | Replacement Expenditure | Transmission Lines | Repex | N/A | N/A | TL - Insulators | TL - Safe and Reliable Network | N/A | 1 | 0 | 0 | 0 | 0 | 0 | 0 | 0 | 0 | 0 | 0 | 0 | 0
|  | 91 | Asbestos (Carryover from RP2) | Replacement Expenditure | Transmission Lines | Repex | N/A | N/A | TL - Transmission towers | TL - Compliance | N/A | 1 | 5.7803 | 5.7726 | 5.7822 | 5.7911 | 6.7165 | 29.8428 | 6.6986 | 6.559 | 6.6403 | 6.7383 | 7.6584 | 34.2946
|  | 92 | Public Safety Enhancements - Climbing deterrents, signage, aerial marker balls, earthing | Replacement Expenditure | Transmission Lines | Repex | N/A | N/A | TL - Transmission towers | TL - Compliance | N/A | 1 | 6.3191 | 3.0067 | 3.8847 | 3.8897 | 0 | 17.1001 | 7.3229 | 3.4163 | 4.4612 | 4.5259 | 0 | 19.7263
|  | 93 | Underground Cable Capital Spares RP3 | Replacement Expenditure | Transmission Lines | Repex | N/A | N/A | TL - Underground cables | TL - Safe and Reliable Network | N/A | 1 | 0.57878 | 0.5772 | 0.5772 | 0.5772 | 0.5772 | 2.8876 | 0.67073 | 0.65583 | 0.66285 | 0.67161 | 0.65814 | 3.3192
|  | 94 | Cable Monitoring Systems Renewal RP3 | Replacement Expenditure | Transmission Lines | Repex | N/A | N/A | TL - Underground cables | TL - Safe and Reliable Network | N/A | 1 | 1.1399 | 2.3013 | 0.027138 | 0 | 0 | 3.4684 | 1.321 | 2.6148 | 0.031165 | 0 | 0 | 3.967
|  | 95 | TL Digital Twin Programme | Replacement Expenditure | Digital Infrastructure | Repex | N/A | N/A | DI - Protection systems | DI - Safe and Reliable Network | N/A | 1 | 0 | 0 | 0 | 0 | 0 | 0 | 0 | 0 | 0 | 0 | 0 | 0
|  | 96 | Lower Tumut Secondary Systems Renewal | Replacement Expenditure | Digital Infrastructure | Repex | N/A | N/A | DI - Protection systems | DI - Safe and Reliable Network | N/A | 1 | 2.375 | 8.3525 | 6.6465 | 0.16248 | 0 | 17.5365 | 2.7523 | 9.4903 | 7.6328 | 0.18906 | 0 | 20.0645
|  | 97 | Tenterfield Secondary Systems Renewal | Replacement Expenditure | Digital Infrastructure | Repex | N/A | N/A | DI - Protection systems | DI - Safe and Reliable Network | N/A | 1 | 0.43442 | 0.39556 | 0.19815 | 0.4367 | 0.45715 | 1.922 | 0.50343 | 0.44944 | 0.22756 | 0.50812 | 0.52125 | 2.2098
|  | 98 | YSN Secondary Systems Renewal | Replacement Expenditure | Digital Infrastructure | Repex | N/A | N/A | DI - Protection systems | DI - Safe and Reliable Network | N/A | 1 | 0 | 0 | 0 | 0 | 0 | 0 | 0 | 0 | 0 | 0 | 0 | 0
|  | 99 | ER0 Secondary Systems Renewal | Replacement Expenditure | Digital Infrastructure | Repex | N/A | N/A | DI - Protection systems | DI - Safe and Reliable Network | N/A | 1 | 0.51787 | 0.47158 | 0.23625 | 0.52071 | 0.54512 | 2.2915 | 0.60014 | 0.53581 | 0.27131 | 0.60588 | 0.62156 | 2.6347
|  | 100 | BER Secondary Systems Renewal | Replacement Expenditure | Digital Infrastructure | Repex | N/A | N/A | DI - Protection systems | DI - Safe and Reliable Network | N/A | 1 | 0.45364 | 0.41309 | 0.20696 | 0.45614 | 0.47753 | 2.0074 | 0.52571 | 0.46936 | 0.23767 | 0.53074 | 0.54449 | 2.308
|  | 101 | BRG Secondary Systems Renewal | Replacement Expenditure | Digital Infrastructure | Repex | N/A | N/A | DI - Protection systems | DI - Safe and Reliable Network | N/A | 1 | 0.16525 | 0.15046 | 0.075371 | 0.1661 | 0.17388 | 0.73106 | 0.1915 | 0.17096 | 0.086556 | 0.19327 | 0.19826 | 0.84054
|  | 102 | LSM Secondary Systems Renewal | Replacement Expenditure | Digital Infrastructure | Repex | N/A | N/A | DI - Protection systems | DI - Safe and Reliable Network | N/A | 1 | 0.6043 | 0.5503 | 0.27571 | 0.60768 | 0.63619 | 2.6742 | 0.70031 | 0.62527 | 0.31662 | 0.70707 | 0.7254 | 3.0747
|  | 103 | MPP Secondary Systems Renewal | Replacement Expenditure | Digital Infrastructure | Repex | N/A | N/A | DI - Protection systems | DI - Safe and Reliable Network | N/A | 1 | 0.44606 | 0.40616 | 0.20347 | 0.44842 | 0.46942 | 1.9735 | 0.51693 | 0.46149 | 0.23366 | 0.52176 | 0.53525 | 2.2691
|  | 104 | INV Secondary Systems Renewal | Replacement Expenditure | Digital Infrastructure | Repex | N/A | N/A | DI - Protection systems | DI - Safe and Reliable Network | N/A | 1 | 0.50133 | 0.45709 | 0.22934 | 0.50617 | 0.53045 | 2.2244 | 0.58097 | 0.51936 | 0.26338 | 0.58896 | 0.60483 | 2.5575
|  | 105 | COF Secondary Systems Renewal | Replacement Expenditure | Digital Infrastructure | Repex | N/A | N/A | DI - Protection systems | DI - Safe and Reliable Network | N/A | 1 | 0 | 0 | 0 | 0 | 0 | 0 | 0 | 0 | 0 | 0 | 0 | 0
|  | 106 | GNS Secondary Systems Renewal | Replacement Expenditure | Digital Infrastructure | Repex | N/A | N/A | DI - Protection systems | DI - Safe and Reliable Network | N/A | 1 | 0 | 0 | 0 | 0 | 0 | 0 | 0 | 0 | 0 | 0 | 0 | 0
|  | 107 | BRD Secondary Systems Renewal | Replacement Expenditure | Digital Infrastructure | Repex | N/A | N/A | DI - Protection systems | DI - Safe and Reliable Network | N/A | 1 | 0 | 0 | 0 | 0 | 0 | 0 | 0 | 0 | 0 | 0 | 0 | 0
|  | 108 | AR1 Secondary Systems Renewal | Replacement Expenditure | Digital Infrastructure | Repex | N/A | N/A | DI - Protection systems | DI - Safe and Reliable Network | N/A | 1 | 0 | 0 | 0 | 0 | 0 | 0 | 0 | 0 | 0 | 0 | 0 | 0
|  | 109 | WL1 Secondary Systems Renewal | Replacement Expenditure | Digital Infrastructure | Repex | N/A | N/A | DI - Protection systems | DI - Safe and Reliable Network | N/A | 1 | 0.56349 | 0.51309 | 0.25703 | 0.56647 | 0.59301 | 2.4931 | 0.653 | 0.58298 | 0.29518 | 0.65913 | 0.67616 | 2.8665
|  | 110 | Busbar Protection Relay Replacements | Replacement Expenditure | Digital Infrastructure | Repex | N/A | N/A | DI - Protection systems | DI - Safe and Reliable Network | N/A | 1 | 0.63863 | 0.58285 | 0.29278 | 0.64687 | 0.67844 | 2.8396 | 0.74008 | 0.66225 | 0.33623 | 0.75268 | 0.77358 | 3.2648
|  | 111 | Capacitor Protection Relay Replacements | Replacement Expenditure | Digital Infrastructure | Repex | N/A | N/A | DI - Protection systems | DI - Safe and Reliable Network | N/A | 1 | 0.3875 | 0.35396 | 0.17798 | 0.3936 | 0.41309 | 1.7261 | 0.44906 | 0.40218 | 0.2044 | 0.45797 | 0.47102 | 1.9846
|  | 112 | Reactor Protection Relay Replacements | Replacement Expenditure | Digital Infrastructure | Repex | N/A | N/A | DI - Protection systems | DI - Safe and Reliable Network | N/A | 1 | 0.20026 | 0.18293 | 0.091983 | 0.20341 | 0.21349 | 0.89208 | 0.23208 | 0.20785 | 0.10563 | 0.23668 | 0.24342 | 1.0257
|  | 113 | Transformer Protection Relay Replacements | Replacement Expenditure | Digital Infrastructure | Repex | N/A | N/A | DI - Protection systems | DI - Safe and Reliable Network | N/A | 1 | 1.183 | 1.0799 | 0.54258 | 1.199 | 1.2578 | 5.2622 | 1.3709 | 1.227 | 0.6231 | 1.3952 | 1.4342 | 6.0503
|  | 114 | UFLS Protection Relay Replacements | Replacement Expenditure | Digital Infrastructure | Repex | N/A | N/A | DI - Protection systems | DI - Safe and Reliable Network | N/A | 1 | 0.095264 | 0.086984 | 0.043718 | 0.096639 | 0.10139 | 0.424 | 0.1104 | 0.098834 | 0.050206 | 0.11245 | 0.11561 | 0.48749
|  | 115 | Digital Intertrips | Replacement Expenditure | Digital Infrastructure | Repex | N/A | N/A | DI - Protection systems | DI - Safe and Reliable Network | N/A | 1 | 0 | 0 | 0 | 0 | 0 | 0 | 0 | 0 | 0 | 0 | 0 | 0
|  | 116 | Temporary protection renewal for recall periods | Replacement Expenditure | Digital Infrastructure | Repex | N/A | N/A | DI - Protection systems | DI - Safe and Reliable Network | N/A | 1 | 0.14695 | 0.13385 | 0.067077 | 0.14788 | 0.15484 | 0.6506 | 0.17029 | 0.15208 | 0.07703 | 0.17207 | 0.17656 | 0.74803
|  | 117 | Time Domain Protection Proof of Concept | Replacement Expenditure | Digital Infrastructure | Repex | N/A | N/A | DI - Protection systems | DI - Safe and Reliable Network | N/A | 1 | 0 | 0 | 0 | 0 | 0 | 0 | 0 | 0 | 0 | 0 | 0 | 0
|  | 118 | Market Metering Protection Relay Replacements | Replacement Expenditure | Digital Infrastructure | Repex | N/A | N/A | DI - Market metering systems | DI - Safe and Reliable Network | N/A | 1 | 0 | 0 | 0 | 0 | 0 | 0 | 0 | 0 | 0 | 0 | 0 | 0
|  | 119 | NiCd / Chargers Renewal | Replacement Expenditure | Digital Infrastructure | Repex | N/A | N/A | DI - AC/DC & Auxiliary systems | DI - Safe and Reliable Network | N/A | 1 | 0 | 0 | 0 | 0 | 0 | 0 | 0 | 0 | 0 | 0 | 0 | 0
|  | 120 | RPS Renewal | Replacement Expenditure | Digital Infrastructure | Repex | N/A | N/A | DI - AC/DC & Auxiliary systems | DI - Safe and Reliable Network | N/A | 1 | 0 | 0 | 0 | 0 | 0 | 0 | 0 | 0 | 0 | 0 | 0 | 0
|  | 121 | RTU Renewal Program | Replacement Expenditure | Digital Infrastructure | Repex | N/A | N/A | DI - Control systems | DI - Safe and Reliable Network | N/A | 1 | 0 | 0 | 0 | 0 | 0 | 0 | 0 | 0 | 0 | 0 | 0 | 0
|  | 122 | HMI/Gateway Renewal Programs | Replacement Expenditure | Digital Infrastructure | Repex | N/A | N/A | DI - Control systems | DI - Safe and Reliable Network | N/A | 1 | 0 | 0 | 0 | 0 | 0 | 0 | 0 | 0 | 0 | 0 | 0 | 0
|  | 123 | OTN Network Replacement | Replacement Expenditure | Digital Infrastructure | Repex | N/A | N/A | DI - Communications systems | DI - Compliance | N/A | 1 | 4.4509 | 4.4604 | 0 | 0 | 0 | 8.9113 | 5.158 | 5.068 | 0 | 0 | 0 | 10.226
|  | 124 | Multiplexer Renewal program | Replacement Expenditure | Digital Infrastructure | Repex | N/A | N/A | DI - Communications systems | DI - Safe and Reliable Network | N/A | 1 | 1.5814 | 1.4413 | 0.72287 | 1.5948 | 1.6708 | 7.0112 | 1.8326 | 1.6377 | 0.83014 | 1.8556 | 1.9051 | 8.0611
|  | 125 | Microwave Renewal Program | Replacement Expenditure | Digital Infrastructure | Repex | N/A | N/A | DI - Communications systems | DI - Safe and Reliable Network | N/A | 1 | 1.5565 | 1.418 | 0.71075 | 1.5672 | 1.6413 | 6.8938 | 1.8038 | 1.6112 | 0.81623 | 1.8236 | 1.8714 | 7.9262
|  | 126 | OPGW rollout | Replacement Expenditure | Digital Infrastructure | Repex | N/A | N/A | DI - OPGW | DI - Safe and Reliable Network | N/A | 1 | 0 | 0 | 0 | 0 | 0 | 0 | 0 | 0 | 0 | 0 | 0 | 0
|  | 127 | DI - Capital spares | Replacement Expenditure | Digital Infrastructure | Repex | N/A | N/A | DI - Protection systems | DI - Safe and Reliable Network | N/A | 1 | 0.42655 | 0.42655 | 0.42655 | 0.42655 | 0.42655 | 2.1328 | 0.49432 | 0.48466 | 0.48985 | 0.49632 | 0.48637 | 2.4515
|  | 128 | Comms Alarm System Renewals | Replacement Expenditure | Digital Infrastructure | Repex | N/A | N/A | DI - Communications systems | DI - Safe and Reliable Network | N/A | 1 | 1.0185 | 0.92953 | 0.46689 | 1.0315 | 1.0818 | 4.5282 | 1.1803 | 1.0561 | 0.53618 | 1.2002 | 1.2335 | 5.2063
|  | 129 | Operational Building Refurbs | Replacement Expenditure | Digital Infrastructure | Repex | N/A | N/A | DI - Network Buildings & Security | DI - Safe and Reliable Network | N/A | 1 | 2.5828 | 2.0666 | 1.0335 | 2.2742 | 2.3779 | 10.3351 | 2.9931 | 2.3481 | 1.1869 | 2.6462 | 2.7114 | 11.8858
|  | 130 | Palisade Gate Renewals | Replacement Expenditure | Digital Infrastructure | Repex | N/A | N/A | DI - Network Buildings & Security | DI - Safe and Reliable Network | N/A | 1 | 3.9678 | 3.9715 | 0 | 0 | 0 | 7.9392 | 4.5981 | 4.5125 | 0 | 0 | 0 | 9.1106
|  | 131 | Fire Systems Renewals | Replacement Expenditure | Digital Infrastructure | Repex | N/A | N/A | DI - Network Buildings & Security | DI - Safe and Reliable Network | N/A | 1 | 2.0404 | 2.0408 | 0 | 0 | 0 | 4.0812 | 2.3646 | 2.3188 | 0 | 0 | 0 | 4.6833
|  | 132 | Fire Systems (Mechanical) Renewal | Replacement Expenditure | Digital Infrastructure | Repex | N/A | N/A | DI - Network Buildings & Security | DI - Safe and Reliable Network | N/A | 1 | 0 | 0 | 0 | 0 | 0 | 0 | 0 | 0 | 0 | 0 | 0 | 0
|  | 133 | SCADA Duplicate Comms | Replacement Expenditure | Digital Infrastructure | Repex | N/A | N/A | DI - Control systems | DI - Safe and Reliable Network | N/A | 1 | 0 | 0 | 0 | 0 | 0 | 0 | 0 | 0 | 0 | 0 | 0 | 0
|  | 134 | AMC Enhancements | Replacement Expenditure | Digital Infrastructure | Repex | N/A | N/A | DI - SCADA | DI - Safe and Reliable Network | N/A | 1 | 0 | 0 | 0 | 0 | 0 | 0 | 0 | 0 | 0 | 0 | 0 | 0
|  | 135 | SCADA Hardware Renewal | Replacement Expenditure | Digital Infrastructure | Repex | N/A | N/A | DI - SCADA | DI - Safe and Reliable Network | N/A | 1 | 0 | 0 | 0 | 0 | 0 | 0 | 0 | 0 | 0 | 0 | 0 | 0
|  | 136 | FY24-28 SSZ Core Refresh | Replacement Expenditure | Digital Infrastructure | Repex | N/A | N/A | DI - Communications systems | DI - Cyber/physical security | N/A | 1 | 0 | 0 | 0 | 0 | 0 | 0 | 0 | 0 | 0 | 0 | 0 | 0
|  | 137 | FY24-28 Critical Infrastructure Uplift OT Environment | Replacement Expenditure | Digital Infrastructure | Repex | N/A | N/A | DI - SCADA | DI - Cyber/physical security | N/A | 1 | 0.64286 | 2.3716 | 0.74739 | 0 | 0 | 3.7619 | 0.74498 | 2.6947 | 0.8583 | 0 | 0 | 4.298
|  | 138 | Lismore 415V AC DIst. Replacement | Replacement Expenditure | Digital Infrastructure | Repex | N/A | N/A | DI - AC/DC & Auxiliary systems | DI - Safe and Reliable Network | N/A | 1 | 0 | 0 | 0 | 0 | 0 | 0 | 0 | 0 | 0 | 0 | 0 | 0
|  | 139 | BKH SVC Server Upgrade | Replacement Expenditure | Digital Infrastructure | Repex | N/A | N/A | DI - Control systems | DI - Safe and Reliable Network | N/A | 1 | 0.43782 | 0.43827 | 0 | 0 | 0 | 0.87609 | 0.50738 | 0.49797 | 0 | 0 | 0 | 1.0053
|  | 140 | Cable 41 (26F) Bridge Works | Replacement Expenditure | Transmission Lines | Repex | N/A | N/A | TL - Underground cables | TL - Safe and Reliable Network | N/A | 1 | 0 | 0 | 0 | 0 | 0 | 0 | 0 | 0 | 0 | 0 | 0 | 0
|  | 141 | Line 23 - Vales Point Munmorah Refurb | Replacement Expenditure | Transmission Lines | Repex | N/A | N/A | TL - Transmission towers | TL - Safe and Reliable Network | N/A | 1 | 10.4975 | 0.55299 | 0 | 0 | 0 | 11.0505 | 12.1652 | 0.62832 | 0 | 0 | 0 | 12.7936
|  | 142 | Line 992 Refurbishment | Replacement Expenditure | Transmission Lines | Repex | N/A | N/A | TL - Transmission poles | TL - Safe and Reliable Network | N/A | 1 | 0 | 0.12907 | 5.6831 | 0 | 0 | 5.8122 | 0 | 0.14665 | 6.5265 | 0 | 0 | 6.6731
|  | 143 | Misc Plant Tools and Test Equip | Replacement Expenditure | Substation | Repex | N/A | N/A | Substations - Site Establishment and supporting assets | Substations - Safe and Reliable Network | N/A | 1 | 5.542 | 2.2599 | 2.1307 | 1.2093 | 1.1977 | 12.3395 | 6.4224 | 2.5677 | 2.4468 | 1.4071 | 1.3657 | 14.2097
|  | 144 | Increase capacity for generation in the Molong to Parkes area | Augmentation Expenditure | Augmentations | Augex | Economic Benefits | N/A | N/A | N/A | N/A | 1 | 2.388 | 4.202 | 0 | 0 | 0 | 6.5899 | 2.7673 | 4.7744 | 0 | 0 | 0 | 7.5417
|  | 145 | Increase capacity for generation in Wagga North area | Augmentation Expenditure | Augmentations | Augex | Economic Benefits | N/A | N/A | N/A | N/A | 1 | 0.28567 | 10.0138 | 0 | 0 | 0 | 10.2995 | 0.33105 | 11.3779 | 0 | 0 | 0 | 11.7089
|  | 146 | Supply to Western Sydney Priority Growth area | Augmentation Expenditure | Augex - Major Project | Augex | Augex - Major Project | N/A | N/A | N/A | N/A | 1 | c-i-c | c-i-c | c-i-c | c-i-c | c-i-c | c-i-c | c-i-c | c-i-c | c-i-c | c-i-c | c-i-c | c-i-c
|  | 147 | Increase capacity of 132 kV busbars at Wagga Substation | Augmentation Expenditure | Augmentations | Augex | Economic Benefits | N/A | N/A | N/A | N/A | 1 | 0.42943 | 2.0668 | 2.5052 | 0.17328 | 0 | 5.1747 | 0.49765 | 2.3483 | 2.877 | 0.20162 | 0 | 5.9246
|  | 148 | Supply to Sydney West Area | Augmentation Expenditure | Augmentations | Augex | Demand | N/A | N/A | N/A | N/A | 1 | 16.9319 | 0.49266 | 0 | 0 | 0 | 17.4245 | 19.6218 | 0.55977 | 0 | 0 | 0 | 20.1815
|  | 149 | Maintain quality of supply in ACT | Augmentation Expenditure | Augmentations | Augex | Compliance | N/A | N/A | N/A | N/A | 1 | 0 | 0 | 0 | 0 | 0 | 0 | 0 | 0 | 0 | 0 | 0 | 0
|  | 150 | Improve voltage control in Southern NSW area | Augmentation Expenditure | Augmentations | Augex | Compliance | N/A | N/A | N/A | N/A | 1 | 0.87606 | 1.9899 | 17.9251 | 0.18749 | 0 | 20.9785 | 1.0152 | 2.2609 | 20.5851 | 0.21816 | 0 | 24.0795
|  | 151 | Improve operational response to busbar trips | Augmentation Expenditure | Augmentations | Augex | Economic Benefits | N/A | N/A | N/A | N/A | 1 | 0 | 0 | 0 | 0 | 0 | 0 | 0 | 0 | 0 | 0 | 0 | 0
|  | 152 | Maintain Voltage in Greater Sydney area | Augmentation Expenditure | Augmentations | Augex | Compliance | N/A | N/A | N/A | N/A | 1 | 1.1566 | 7.5938 | 0.24716 | 0 | 0 | 8.9976 | 1.3404 | 8.6283 | 0.28383 | 0 | 0 | 10.2525
|  | 153 | Manage multiple contingencies in North West NSW area | Augmentation Expenditure | Augmentations | Augex | Economic Benefits | N/A | N/A | N/A | N/A | 1 | 0.18658 | 1.0318 | 1.4488 | 0 | 0 | 2.6672 | 0.21622 | 1.1724 | 1.6638 | 0 | 0 | 3.0524
|  | 154 | Manage multiple contingencies in Sydney Northwest area | Augmentation Expenditure | Augmentations | Augex | Economic Benefits | N/A | N/A | N/A | N/A | 1 | 0 | 0.48996 | 0.97324 | 5.3066 | 3.3272 | 10.097 | 0 | 0.55671 | 1.1177 | 6.1746 | 3.7937 | 11.6427
|  | 155 | Manage multiple contingencies in the Bayswater to Sydney area | Augmentation Expenditure | Augmentations | Augex | Economic Benefits | N/A | N/A | N/A | N/A | 1 | 0.26262 | 0.75514 | 3.2215 | 0.50234 | 0 | 4.7416 | 0.30435 | 0.858 | 3.6996 | 0.5845 | 0 | 5.4464
|  | 156 | Supply to Strathnairn area (EVOEnergy) | Connections | Connections | Augex | Connections | N/A | N/A | N/A | N/A | 1 | c-i-c | c-i-c | c-i-c | c-i-c | c-i-c | c-i-c | c-i-c | c-i-c | c-i-c | c-i-c | c-i-c | c-i-c
|  | 157 | Condition of AusGrid cables 9SA and 92P | Connections | Connections | Augex | Connections | N/A | N/A | N/A | N/A | 1 | c-i-c | c-i-c | c-i-c | c-i-c | c-i-c | c-i-c | c-i-c | c-i-c | c-i-c | c-i-c | c-i-c | c-i-c
|  | 158 | Improve voltage regulation following under frequency load shedding events | Augmentation Expenditure | Augmentations | Augex | Compliance | N/A | N/A | N/A | N/A | 1 | 0 | 0 | 0 | 0 | 0 | 0 | 0 | 0 | 0 | 0 | 0 | 0
|  | 159 | Supply to Far West NSW Network | Augmentation Expenditure | Augmentations | Augex | Demand | N/A | N/A | N/A | N/A | 1 | 0 | 0 | 0 | 1.1016 | 7.3199 | 8.4215 | 0 | 0 | 0 | 1.2818 | 8.3464 | 9.6282
|  | 160 | Strategic property acquisition for Western Sydney Priority Growth Area | Augmentation Expenditure | Augmentations | Augex | Strategic Property | N/A | N/A | N/A | N/A | 1 | c-i-c | c-i-c | c-i-c | c-i-c | c-i-c | c-i-c | c-i-c | c-i-c | c-i-c | c-i-c | c-i-c | c-i-c
|  | 161 | Maintain Voltage in the Vineyard Area | Augmentation Expenditure | Augmentations | Augex | Demand | N/A | N/A | N/A | N/A | 1 | 5.9828 | 31.5121 | 0.88448 | 0 | 0 | 38.3794 | 6.9333 | 35.8048 | 1.0157 | 0 | 0 | 43.7537
|  | 162 | Voltage control under light load conditions | Augmentation Expenditure | Augmentations | Augex | Compliance | N/A | N/A | N/A | N/A | 1 | 2.7564 | 2.0081 | 0 | 0 | 0 | 4.7645 | 3.1943 | 2.2817 | 0 | 0 | 0 | 5.476
|  | 163 | Maintain voltage in Beryl area | Augmentation Expenditure | Augmentations | Augex | Demand | N/A | N/A | N/A | N/A | 1 | 0 | 1.4051 | 6.6788 | 12.8442 | 0 | 20.9281 | 0 | 1.5965 | 7.6699 | 14.945 | 0 | 24.2114
|  | 164 | Maintain voltage in Alpine area | Augmentation Expenditure | Augmentations | Augex | Compliance | N/A | N/A | N/A | N/A | 1 | 0 | 0 | 0 | 0.30411 | 1.8261 | 2.1302 | 0 | 0 | 0 | 0.35385 | 2.0821 | 2.436
|  | 165 | Application Maintenance | Non-network - ICT | Information Technology | ICT | N/A | N/A | N/A | N/A | N/A | 1 | 6.0075 | 4.1279 | 3.082 | 0.85275 | 4.1864 | 18.2565 | 6.1204 | 4.1975 | 3.1386 | 0.87003 | 4.2613 | 18.5879
|  | 166 | Bespoke Applications | Non-network - ICT | Information Technology | ICT | N/A | N/A | N/A | N/A | N/A | 1 | 4.0276 | 4.2837 | 5.4517 | 2.7608 | 0.9338 | 17.4575 | 4.1033 | 4.356 | 5.5517 | 2.8167 | 0.95052 | 17.7783
|  | 167 | Customer Safety and Support | Non-network - ICT | Information Technology | ICT | N/A | N/A | N/A | N/A | N/A | 1 | 0.69359 | 0.28383 | 0 | 0 | 0 | 0.97742 | 0.70663 | 0.28862 | 0 | 0 | 0 | 0.99525
|  | 168 | Cyber Security | Non-network - ICT | Security/Compliance | ICT | N/A | N/A | N/A | N/A | Pervasive Security | 1 | 0.42344 | 2.0893 | 2.1006 | 3.6242 | 3.7072 | 11.9448 | 0.4314 | 2.1245 | 2.1392 | 3.6977 | 3.7736 | 12.1664
|  | 169 | Data and Decisioning | Non-network - ICT | Information Technology | ICT | N/A | N/A | N/A | N/A | Enterprise Analytics Platform | 1 | 2.769 | 2.3943 | 1.1611 | 0 | 0 | 6.3244 | 2.821 | 2.4347 | 1.1824 | 0 | 0 | 6.4381
|  | 170 | Employee Enablement | Non-network - ICT | Information Technology | ICT | N/A | N/A | N/A | N/A | N/A | 1 | 4.974 | 1.6016 | 2.486 | 1.5874 | 1.5933 | 12.2424 | 5.0675 | 1.6287 | 2.5316 | 1.6196 | 1.6219 | 12.4693
|  | 171 | Infrastructure and Network | Non-network - ICT | Information Technology | ICT | N/A | N/A | N/A | N/A | N/A | 1 | 5.3697 | 4.0479 | 3.7825 | 4.301 | 0.26199 | 17.7631 | 5.4707 | 4.1162 | 3.8519 | 4.3882 | 0.26668 | 18.0936
|  | 172 | Operational Evolution | Non-network - ICT | Information Technology | ICT | N/A | N/A | N/A | N/A | N/A | 1 | 0.76482 | 0.34115 | 0.21813 | 0.61306 | 0 | 1.9372 | 0.77919 | 0.3469 | 0.22214 | 0.62548 | 0 | 1.9737
|  | 173 | Agricultural | Non-network - Other | Fleet | Fleet & Property | N/A | Agricultural | N/A | N/A | N/A | 1 | 0 | 0 | 0 | 0 | 0 | 0 | 0 | 0 | 0 | 0 | 0 | 0
|  | 174 | Excavation | Non-network - Other | Fleet | Fleet & Property | N/A | Excavation | N/A | N/A | N/A | 1 | 0 | 0 | 0.19962 | 0 | 0.078796 | 0.27841 | 0 | 0 | 0.20328 | 0 | 0.080207 | 0.28349
|  | 175 | Heavy Commercial | Non-network - Other | Fleet | Fleet & Property | N/A | Heavy Commercial | N/A | N/A | N/A | 1 | 0.65138 | 0.28367 | 0.43601 | 1.3185 | 0.54632 | 3.2359 | 0.66363 | 0.28845 | 0.44401 | 1.3453 | 0.5561 | 3.2974
|  | 176 | Light Commercial | Non-network - Other | Fleet | Fleet & Property | N/A | Light Commercial | N/A | N/A | N/A | 1 | 6.5874 | 6.9183 | 6.5306 | 6.5296 | 5.9591 | 32.5251 | 6.7112 | 7.0351 | 6.6505 | 6.662 | 6.0658 | 33.1245
|  | 177 | Material Handling | Non-network - Other | Fleet | Fleet & Property | N/A | Material Handling | N/A | N/A | N/A | 1 | 0.70917 | 1.1557 | 1.1557 | 1.2082 | 1.1031 | 5.3319 | 0.7225 | 1.1752 | 1.1769 | 1.2327 | 1.1229 | 5.4302
|  | 178 | Motorcycle/ATV | Non-network - Other | Fleet | Fleet & Property | N/A | Motorcycle/ATV | N/A | N/A | N/A | 1 | 0.28682 | 0.022063 | 0.1765 | 0.15444 | 0 | 0.63983 | 0.29221 | 0.022435 | 0.17974 | 0.15757 | 0 | 0.65196
|  | 179 | Other | Non-network - Other | Fleet | Fleet & Property | N/A | Other Fleet | N/A | N/A | N/A | 1 | 0 | 0.042025 | 0 | 0 | 0.29943 | 0.34145 | 0 | 0.042734 | 0 | 0 | 0.30479 | 0.34752
|  | 180 | Passenger | Non-network - Other | Fleet | Fleet & Property | N/A | Passenger | N/A | N/A | N/A | 1 | 0.82999 | 0.68816 | 0.81948 | 0.74069 | 0.81948 | 3.8978 | 0.84559 | 0.69977 | 0.83452 | 0.7557 | 0.83416 | 3.9697
|  | 181 | Plant | Non-network - Other | Fleet | Fleet & Property | N/A | Plant | N/A | N/A | N/A | 1 | 0.015759 | 0.17335 | 0 | 0 | 0.031519 | 0.22063 | 0.016056 | 0.17628 | 0 | 0 | 0.032083 | 0.22442
|  | 182 | Trailer | Non-network - Other | Fleet | Fleet & Property | N/A | Trailer | N/A | N/A | N/A | 1 | 0.1702 | 0.56733 | 0.40764 | 0.22798 | 0.7722 | 2.1454 | 0.1734 | 0.57691 | 0.41512 | 0.23261 | 0.78603 | 2.1841
|  | 183 | Tracking units | Non-network - Other | Fleet | Fleet & Property | N/A | Tracking units | N/A | N/A | N/A | 1 | 0 | 0 | 0 | 0 | 0 | 0 | 0 | 0 | 0 | 0 | 0 | 0
|  | 184 | Deferred p2-3 works for FY22-23 | Non-network - Other | Property | Fleet & Property | N/A | Other Property | N/A | N/A | N/A | 1 | 0 | 0 | 0 | 0 | 0 | 0 | 0 | 0 | 0 | 0 | 0 | 0
|  | 185 | 180 Thomas Street - Ultimo drainage project | Non-network - Other | Property | Fleet & Property | N/A | Haymarket Office | N/A | N/A | N/A | 1 | 0 | 0 | 0 | 0 | 0 | 0 | 0 | 0 | 0 | 0 | 0 | 0
|  | 186 | Yass Old System Control Block demolition | Non-network - Other | Property | Fleet & Property | N/A | Yass Depot | N/A | N/A | N/A | 1 | 0 | 0 | 0 | 0 | 0 | 0 | 0 | 0 | 0 | 0 | 0 | 0
|  | 187 | Ultimo Prescribed 2020 Audit Recommended Cap Works - reviewed and prioritised | Non-network - Other | Property | Fleet & Property | N/A | Haymarket Office | N/A | N/A | N/A | 1 | 0.0084039 | 0.044147 | 0.082047 | 0.044209 | 0.024222 | 0.20303 | 0.0085618 | 0.044892 | 0.083553 | 0.045105 | 0.024655 | 0.20677
|  | 188 | Wallgrove 2020 Audit Recommended Cap Works - reviewed and prioritised | Non-network - Other | Property | Fleet & Property | N/A | Wallgrove Depot | N/A | N/A | N/A | 1 | 0.44347 | 3.9207 | 0.34459 | 1.526 | 0.10546 | 6.3402 | 0.45181 | 3.9869 | 0.35091 | 1.5569 | 0.10735 | 6.4539
|  | 189 | Waratah 2020 Audit Recommended Cap Works - reviewed and prioritised | Non-network - Other | Property | Fleet & Property | N/A | Waratah West Depot | N/A | N/A | N/A | 1 | 4.8486 | 0.57208 | 0.95083 | 0.45057 | 1.6059 | 8.4279 | 4.9397 | 0.58173 | 0.96828 | 0.4597 | 1.6346 | 8.5841
|  | 190 | Orange 2020 Audit Recommended Cap Works - reviewed and prioritised | Non-network - Other | Property | Fleet & Property | N/A | Orange Depot | N/A | N/A | N/A | 1 | 0.11802 | 0.20566 | 0.082715 | 0.43945 | 1.1465 | 1.9923 | 0.12024 | 0.20913 | 0.084233 | 0.44836 | 1.167 | 2.029
|  | 191 | Tamworth 2020 Audit Recommended Cap Works - reviewed and prioritised | Non-network - Other | Property | Fleet & Property | N/A | Tamworth Depot | N/A | N/A | N/A | 1 | 0.014744 | 0.21834 | 0.019683 | 0.018711 | 0.034484 | 0.30596 | 0.015021 | 0.22202 | 0.020045 | 0.01909 | 0.035101 | 0.31128
|  | 192 | Yass 2020 Audit Recommended Cap Works - reviewed and prioritised | Non-network - Other | Property | Fleet & Property | N/A | Yass Depot | N/A | N/A | N/A | 1 | 0.67557 | 0.47523 | 0.24615 | 0.97732 | 0.074911 | 2.4492 | 0.68827 | 0.48325 | 0.25066 | 0.99713 | 0.076252 | 2.4956
|  | 193 | Wagga 2020 Audit Recommended Cap Works - reviewed and prioritised | Non-network - Other | Property | Fleet & Property | N/A | Wagga Depot | N/A | N/A | N/A | 1 | 0.34779 | 0.34043 | 2.0714 | 0.32383 | 0 | 3.0834 | 0.35433 | 0.34617 | 2.1094 | 0.33039 | 0 | 3.1403
|  | 194 | [Project Name] | [Spare] | [Spare] | [Spare] | N/A | N/A | N/A | N/A | N/A | 0 | 0 | 0 | 0 | 0 | 0 | 0 | 0 | 0 | 0 | 0 | 0 | 0
|  | 195 | [Project Name] | [Spare] | [Spare] | [Spare] | N/A | N/A | N/A | N/A | N/A | 0 | 0 | 0 | 0 | 0 | 0 | 0 | 0 | 0 | 0 | 0 | 0 | 0
|  | 196 | [Project Name] | [Spare] | [Spare] | [Spare] | N/A | N/A | N/A | N/A | N/A | 0 | 0 | 0 | 0 | 0 | 0 | 0 | 0 | 0 | 0 | 0 | 0 | 0
|  | 197 | [Project Name] | [Spare] | [Spare] | [Spare] | N/A | N/A | N/A | N/A | N/A | 0 | 0 | 0 | 0 | 0 | 0 | 0 | 0 | 0 | 0 | 0 | 0 | 0
|  | 198 | [Project Name] | [Spare] | [Spare] | [Spare] | N/A | N/A | N/A | N/A | N/A | 0 | 0 | 0 | 0 | 0 | 0 | 0 | 0 | 0 | 0 | 0 | 0 | 0
|  | 199 | [Project Name] | [Spare] | [Spare] | [Spare] | N/A | N/A | N/A | N/A | N/A | 0 | 0 | 0 | 0 | 0 | 0 | 0 | 0 | 0 | 0 | 0 | 0 | 0
|  | 200 | [Project Name] | [Spare] | [Spare] | [Spare] | N/A | N/A | N/A | N/A | N/A | 0 | 0 | 0 | 0 | 0 | 0 | 0 | 0 | 0 | 0 | 0 | 0 | 0
|  | 201 | [Project Name] | [Spare] | [Spare] | [Spare] | N/A | N/A | N/A | N/A | N/A | 0 | 0 | 0 | 0 | 0 | 0 | 0 | 0 | 0 | 0 | 0 | 0 | 0
|  | 202 | [Project Name] | [Spare] | [Spare] | [Spare] | N/A | N/A | N/A | N/A | N/A | 0 | 0 | 0 | 0 | 0 | 0 | 0 | 0 | 0 | 0 | 0 | 0 | 0
|  | 203 | [Project Name] | [Spare] | [Spare] | [Spare] | N/A | N/A | N/A | N/A | N/A | 0 | 0 | 0 | 0 | 0 | 0 | 0 | 0 | 0 | 0 | 0 | 0 | 0
|  | 204 | [Project Name] | [Spare] | [Spare] | [Spare] | N/A | N/A | N/A | N/A | N/A | 0 | 0 | 0 | 0 | 0 | 0 | 0 | 0 | 0 | 0 | 0 | 0 | 0
|  | 205 | [Project Name] | [Spare] | [Spare] | [Spare] | N/A | N/A | N/A | N/A | N/A | 0 | 0 | 0 | 0 | 0 | 0 | 0 | 0 | 0 | 0 | 0 | 0 | 0
|  | 206 | [Project Name] | [Spare] | [Spare] | [Spare] | N/A | N/A | N/A | N/A | N/A | 0 | 0 | 0 | 0 | 0 | 0 | 0 | 0 | 0 | 0 | 0 | 0 | 0
|  | 207 | [Project Name] | [Spare] | [Spare] | [Spare] | N/A | N/A | N/A | N/A | N/A | 0 | 0 | 0 | 0 | 0 | 0 | 0 | 0 | 0 | 0 | 0 | 0 | 0
|  | 208 | [Project Name] | [Spare] | [Spare] | [Spare] | N/A | N/A | N/A | N/A | N/A | 0 | 0 | 0 | 0 | 0 | 0 | 0 | 0 | 0 | 0 | 0 | 0 | 0
|  | 209 | [Project Name] | [Spare] | [Spare] | [Spare] | N/A | N/A | N/A | N/A | N/A | 0 | 0 | 0 | 0 | 0 | 0 | 0 | 0 | 0 | 0 | 0 | 0 | 0
|  | 210 | [Project Name] | [Spare] | [Spare] | [Spare] | N/A | N/A | N/A | N/A | N/A | 0 | 0 | 0 | 0 | 0 | 0 | 0 | 0 | 0 | 0 | 0 | 0 | 0
|  | 211 | [Project Name] | [Spare] | [Spare] | [Spare] | N/A | N/A | N/A | N/A | N/A | 0 | 0 | 0 | 0 | 0 | 0 | 0 | 0 | 0 | 0 | 0 | 0 | 0
|  | 212 | [Project Name] | [Spare] | [Spare] | [Spare] | N/A | N/A | N/A | N/A | N/A | 0 | 0 | 0 | 0 | 0 | 0 | 0 | 0 | 0 | 0 | 0 | 0 | 0
|  |  | Total | N/A | N/A | N/A | N/A | N/A | N/A | N/A | N/A | N/A | 228.4346 | 277.6624 | 248.4069 | 217.7056 | 253.5199 | 1225.7295 | 258.8512 | 310.9543 | 280.8833 | 249.3432 | 286.223 | 1386.255
|  |  | Capex excluding NCIPAP | N/A | N/A | N/A | N/A | N/A | N/A | N/A | N/A | N/A | 225.8477 | 268.6837 | 243.8119 | 217.6812 | 253.5199 | 1209.5444 | 256.0211 | 301.1316 | 275.8563 | 249.3166 | 286.223 | 1368.5486
0 |  |  | Check - Capex Reconciliation including NCIPAP | N/A | N/A | N/A | N/A | N/A | N/A | N/A | N/A | N/A | 0 | 0 | 0 | 0 | 0 |  | 0 | 0 | 0 | 0 | 0
Contingent Projects
Escalated Cost (OER) ($M) ($Real 23)
| Ref | ID | Project Name | Category | Allocation 1 | Allocation 2 | N/A | N/A | N/A | N/A | N/A | N/A | FY24 | FY25 | FY26 | FY27 | FY28 | FY24 - FY28 | Total Estimated Costs
| 42 | 1903 | Renewable Energy Zone in Central West NSW area | Economic Benefits | Contingent Project | Renewable Energy Zone | N/A | N/A | N/A | N/A | N/A | N/A | 21.275 | 63.8251 | 404.2256 | 205.6586 | 0 | 694.9843 | 709.1677
| 0 |  | Increase capacity for generation in the Beryl area |  | Contingent Project | Non REZ | N/A | N/A | N/A | N/A | N/A | N/A | 0 | 0 | 0 | 0 | 0 | 0 | 0
| 0 |  | Improving stability of the South-Western NSW |  | Contingent Project | Non REZ | N/A | N/A | N/A | N/A | N/A | N/A | 0 | 0 | 0 | 0 | 0 | 0 | 0
| 43 | N2414 | Renewable Energy Zone in New England area | Economic Benefits | Contingent Project | Renewable Energy Zone | N/A | N/A | N/A | N/A | N/A | N/A | 42.0247 | 147.0866 | 919.2914 | 893.0259 | 0 | 2001.4287 | 2001.4287
| 29 | N2415 | Meeting NSW system inertia requirement | Compliance | Contingent Project | Non REZ | N/A | N/A | N/A | N/A | N/A | N/A | 0 | 0 | 0 | 21.0124 | 84.0495 | 105.0619 | 262.6547
| 30 | N2416 | Meeting NSW system strength requirement | Compliance | Contingent Project | Non REZ | N/A | N/A | N/A | N/A | N/A | N/A | 0 | 0 | 0 | 105.0619 | 178.6052 | 283.6671 | 640.8774
| 0 |  | Increase capacity for generation in Wollar to Wellington Area |  | Contingent Project | Non REZ | N/A | N/A | N/A | N/A | N/A | N/A | 0 | 0 | 0 | 0 | 0 | 0 | 0
| 0 |  | Increase supply from northern NSW |  | Contingent Project | Non REZ | N/A | N/A | N/A | N/A | N/A | N/A | 0 | 0 | 0 | 0 | 0 | 0 | 0
| 31 | N2587 | Improve capacity of Southern NSW lines for renewables | Economic Benefits | Contingent Project | Non REZ | N/A | N/A | N/A | N/A | N/A | N/A | 0 | 0 | 39.3982 | 78.7964 | 157.5928 | 275.7874 | 393.982
| 39 | N2588 | Renewable Energy Zone in South Western NSW | Economic Benefits | Contingent Project | Renewable Energy Zone | N/A | N/A | N/A | N/A | N/A | N/A | 0 | 0 | 148.7676 | 297.5352 | 595.0705 | 1041.3733 | 1487.6762
| 40 | N2596 | Renewable energy zone in Hunter region | Economic Benefits | Contingent Project | Renewable Energy Zone | N/A | N/A | N/A | N/A | N/A | N/A | 0 | 0 | 26.2655 | 78.7964 | 131.3273 | 236.3892 | 262.6547
| 41 | N2597 | Renewable energy zone in Illawarra region | Economic Benefits | Contingent Project | Renewable Energy Zone | N/A | N/A | N/A | N/A | N/A | N/A | 0 | 0 | 26.2655 | 78.7964 | 131.3273 | 236.3892 | 262.6547
| 0 |  | Supply to Inner Sydney Area (PSF2) |  | Contingent Project | Non REZ | N/A | N/A | N/A | N/A | N/A | N/A | 0 | 0 | 0 | 0 | 0 | 0 | 0
| 32 | N2657 | Supply to ACT -Network Capability | Demand | Contingent Project | Non REZ | N/A | N/A | N/A | N/A | N/A | N/A | 0 | 0 | 8.4049 | 21.0124 | 42.0247 | 71.4421 | 94.5557
| 33 | N2384 | Supply to Bathurst Orange and Parkes Stage 2 | Demand | Contingent Project | Non REZ | N/A | N/A | N/A | N/A | N/A | N/A | 0 | 0 | 10.5062 | 31.5186 | 52.5309 | 94.5557 | 404.9085
| 26 | 1555 | Line 86 refurbishment | Economic Benefits | Contingent Project | Non REZ | N/A | N/A | N/A | N/A | N/A | N/A | 33.998 | 37.1499 | 21.5902 | 238.3539 | 0 | 331.092 | 331.092
| 34 | TBA | Moree Special Activation Precinct | Demand | Contingent Project | Non REZ | N/A | N/A | N/A | N/A | N/A | N/A | 0 | 0 | 0 | 21.0124 | 21.0124 | 42.0247 | 42.0247
| 46 | 1901 | Humelink | Economic Benefits | Actionable ISP | Non REZ | N/A | N/A | N/A | N/A | N/A | N/A | 653.7435 | 522.9948 | 1221.0994 | 1221.0994 | 0 | 3618.9371 | 3618.9371
| 48 | N2413 | QNI Connect | Economic Benefits | Future ISP | Non REZ | N/A | N/A | N/A | N/A | N/A | N/A | 0 | 0 | 0 | 0 | 159.1687 | 159.1687 | 1316.4253
| 49 | N2417 | Supply to Sydney from the North - Sydney Ring northern option | Economic Benefits | Future ISP | Non REZ | N/A | N/A | N/A | N/A | N/A | N/A | 92.4544 | 184.9089 | 369.8178 | 277.3633 | 0 | 924.5445 | 924.5445
| 0 |  | Supply to Sydney from the South |  | Future ISP | Non REZ | N/A | N/A | N/A | N/A | N/A | N/A | 0 | 0 | 0 | 0 | 0 | 0 | 0
| 0 |  | Renewable Energy Zone in North Western NSW |  | Contingent Project | Renewable Energy Zone | N/A | N/A | N/A | N/A | N/A | N/A | 0 | 0 | 0 | 0 | 0 | 0 | 0
| 47 | 1746 | VNI West | Economic Benefits | Actionable ISP | Renewable Energy Zone | N/A | N/A | N/A | N/A | N/A | N/A | 0 | 169.6749 | 339.3499 | 678.6997 | 509.0248 | 1696.7493 | 3090.9204
| 0 |  | Strategic Easement acquisition for supply to Sydney from the south (CP) |  | Contingent Project | Non REZ | N/A | N/A | N/A | N/A | N/A | N/A | 0 | 0 | 0 | 0 | 0 | 0 | 0
| 0 |  | Supply to North West Slopes Area (CP) |  | Contingent Project | Non REZ | N/A | N/A | N/A | N/A | N/A | N/A | 0 | 0 | 0 | 0 | 0 | 0 | 0
| 23 | N2363 | Improving stability in South-Western NSW | Compliance | Contingent Project | Non REZ | N/A | N/A | N/A | N/A | N/A | N/A | 69.3408 | 57.784 | 0 | 0 | 0 | 127.1249 | 175.3483
| 24 | N2384 | Supply to Bathurst Orange and Parkes Stage 1 | Demand | Contingent Project | Non REZ | N/A | N/A | N/A | N/A | N/A | N/A | 4.7698 | 18.6033 | 88.8855 | 5.1176 | 0 | 117.3762 | 117.372
| 25 | 1693 | Supply to North West Slopes Area | Demand | Contingent Project | Non REZ | N/A | N/A | N/A | N/A | N/A | N/A | 6.9215 | 29.4783 | 84.9373 | 32.7173 | 12.2345 | 166.2888 | 168.411
| 35 | 2153 | Strategic Easement acquisition for supply to Sydney from the south | Strategic Property | Contingent Project | Non REZ | N/A | N/A | N/A | N/A | N/A | N/A | 2.9473 | 2.0799 | 247.2 | 0 | 0 | 252.2272 | 252.2272
| 36 | N2534 | Manage increased fault levels in Southern NSW | Compliance | Contingent Project | Non REZ | N/A | N/A | N/A | N/A | N/A | N/A | 2.4164 | 11.7669 | 31.8337 | 5.085 | 0 | 51.1021 | 51.1021
| 0 |  | Supply to Bathurst Orange and Parkes (CP) |  | Contingent Project | Non REZ | N/A | N/A | N/A | N/A | N/A | N/A | 0 | 0 | 0 | 0 | 0 | 0 | 0
|  |  | Total | N/A | N/A | N/A | N/A | N/A | N/A | N/A | N/A | N/A | 929.8916 | 1245.3526 | 3987.8387 | 4290.6628 | 2073.9687 | 12527.7144 | 16608.9648
|  |  | Contingent Projects - Non REZ | N/A | Contingent Project | Non REZ | N/A | N/A | N/A | N/A | N/A | N/A | 120.3939 | 156.8623 | 532.7561 | 559.6877 | 548.05 | 1917.75 | 2934.5556
|  |  | Contingent Projects - REZ | N/A | Contingent Project | Renewable Energy Zone | N/A | N/A | N/A | N/A | N/A | N/A | 63.2998 | 210.9117 | 1524.8155 | 1553.8126 | 857.7251 | 4210.5648 | 4723.5819
|  |  | Total Contingent Projects | N/A | Contingent Project | N/A | N/A | N/A | N/A | N/A | N/A | N/A | 183.6936 | 367.774 | 2057.5716 | 2113.5003 | 1405.7752 | 6128.3148 | 7658.1375
|  |  | Actionable ISPs | N/A | Actionable ISP | N/A | N/A | N/A | N/A | N/A | N/A | N/A | 653.7435 | 692.6697 | 1560.4493 | 1899.7991 | 509.0248 | 5315.6864 | 6709.8575
|  |  | Future ISPs | N/A | Future ISP | N/A | N/A | N/A | N/A | N/A | N/A | N/A | 92.4544 | 184.9089 | 369.8178 | 277.3633 | 159.1687 | 1083.7132 | 2240.9698
|  |  | Total ISPs | N/A | N/A | N/A | N/A | N/A | N/A | N/A | N/A | N/A | 746.1979 | 877.5786 | 1930.2671 | 2177.1625 | 668.1935 | 6399.3996 | 8950.8273
|  |  | Contingent RP3 | [9 empty] | 929.8916 | 1245.3526 | 3987.8387 | 4290.6628 | 2073.9687 | 12527.7144
0 |  |  | Check - Contingent RP3 | [9 empty] | 0 | 0 | 0 | 0 | 0
0 |  |  | Check - Reconciliation | [9 empty] | 0 | 0 | 0 | 0 | 0
End

## PTRM_Outputs
Outputs - Capex Flowing Into PTRM (Exclude NCIPAP,Exclude Contingent Projects)
TransGrid Capex Forecast Model
| WB Check |  | 0
| Sheet Check |  | 0
Table of Contents
Outputs for PTRM (Escalated + Overhead)
|  | As Incurred |  | Source | Unit | Basis | Timing | FY24 | FY25 | FY26 | FY27 | FY28 | FY24 - FY28
|  | 1 | Transmission Lines (pre 2004-05) | Calculated | $Million | $Real 23 | End Period | 0 | 0 | 0 | 0 | 0 | 0
|  | 2 | Underground Cables (pre 2004-05) | Calculated | $Million | $Real 23 | End Period | 0 | 0 | 0 | 0 | 0 | 0
|  | 3 | Substations including Buildings (pre 2004-05) | Calculated | $Million | $Real 23 | End Period | 0 | 0 | 0 | 0 | 0 | 0
|  | 4 | Transmission Lines (2004-09) | Calculated | $Million | $Real 23 | End Period | 0 | 0 | 0 | 0 | 0 | 0
|  | 5 | Underground Cables (2004-09) | Calculated | $Million | $Real 23 | End Period | 0 | 0 | 0 | 0 | 0 | 0
|  | 6 | Substations including Buildings (2004-09) | Calculated | $Million | $Real 23 | End Period | 0 | 0 | 0 | 0 | 0 | 0
|  | 7 | SCADA and Communications (2004-09) | Calculated | $Million | $Real 23 | End Period | 0 | 0 | 0 | 0 | 0 | 0
|  | 8 | Transmission Lines & Cables (09-14) | Calculated | $Million | $Real 23 | End Period | 0 | 0 | 0 | 0 | 0 | 0
|  | 9 | Substations (09-14) | Calculated | $Million | $Real 23 | End Period | 0 | 0 | 0 | 0 | 0 | 0
|  | 10 | Secondary Systems (09-14) | Calculated | $Million | $Real 23 | End Period | 0 | 0 | 0 | 0 | 0 | 0
|  | 11 | Communications (09-14) | Calculated | $Million | $Real 23 | End Period | 0 | 0 | 0 | 0 | 0 | 0
|  | 12 | Minor Plant, Motor Vehicles & Mobile Plant (2009-14) | Calculated | $Million | $Real 23 | End Period | 0 | 0 | 0 | 0 | 0 | 0
|  | 13 | Transmission Lines (2014-18) | Calculated | $Million | $Real 23 | End Period | 0 | 0 | 0 | 0 | 0 | 0
|  | 14 | Underground Cables (2014-18) | Calculated | $Million | $Real 23 | End Period | 0 | 0 | 0 | 0 | 0 | 0
|  | 15 | Substations (2014-18) | Calculated | $Million | $Real 23 | End Period | 0 | 0 | 0 | 0 | 0 | 0
|  | 16 | Secondary Systems (2014-18) | Calculated | $Million | $Real 23 | End Period | 0 | 0 | 0 | 0 | 0 | 0
|  | 17 | Communications (short life) (2014-18) | Calculated | $Million | $Real 23 | End Period | 0 | 0 | 0 | 0 | 0 | 0
|  | 18 | Business IT (2014-18) | Calculated | $Million | $Real 23 | End Period | 0 | 0 | 0 | 0 | 0 | 0
|  | 19 | Minor Plant, Motor Vehicles & Mobile Plant (2014-18) | Calculated | $Million | $Real 23 | End Period | 0 | 0 | 0 | 0 | 0 | 0
|  | 20 | Transmission Line Life Extension (2014-18) | Calculated | $Million | $Real 23 | End Period | 0 | 0 | 0 | 0 | 0 | 0
|  | 21 | Residual - other | Calculated | $Million | $Real 23 | End Period | 0 | 0 | 0 | 0 | 0 | 0
|  | 22 | Transmission Lines (2018 onwards) | Calculated | $Million | $Real 23 | End Period | 386.1578 | 106.1547 | 98.6812 | 64.9668 | 106.3445 | 762.3051
|  | 23 | Underground Cables (2018 onwards) | Calculated | $Million | $Real 23 | End Period | 1.9918 | 3.2706 | 0.69402 | 0.67161 | 0.65814 | 7.2862
|  | 24 | Substations (2018 onwards) | Calculated | $Million | $Real 23 | End Period | 131.6974 | 128.4315 | 81.921 | 79.9806 | 93.2838 | 515.3143
|  | 25 | Secondary Systems (2018-23) | Calculated | $Million | $Real 23 | End Period | 37.1821 | 57.5041 | 45.7375 | 53.6019 | 32.8616 | 226.8871
|  | 26 | Communications (short life) (2018 onwards) | Calculated | $Million | $Real 23 | End Period | 11.0414 | 12.6913 | 4.337 | 6.2312 | 5.7687 | 40.0696
|  | 27 | Business IT (2018 onwards) | Calculated | $Million | $Real 23 | End Period | 28.5234 | 28.2971 | 17.0017 | 17.5121 | 17.9364 | 109.2706
|  | 28 | Minor Plant, Motor Vehicles & Mobile Plant (2018 onwards) | Calculated | $Million | $Real 23 | End Period | 9.4246 | 10.0168 | 9.9041 | 10.3858 | 9.7821 | 49.5133
|  | 29 | Transmission Line Life Extension (2018 onwards) | Calculated | $Million | $Real 23 | End Period | 0 | 0 | 0 | 0 | 0 | 0
|  | 30 | Land and Easements | Calculated | $Million | $Real 23 | End Period | 67.8368 | 13.1162 | 0.83584 | 3.0243 | 12.4254 | 97.2386
|  | 31 | Synchronous Condensers | Calculated | $Million | $Real 23 | End Period | 16.3391 | 0 | 0 | 0 | 0 | 16.3391
|  | 32 | Leasehold Land and Property | Calculated | $Million | $Real 23 | End Period | 0 | 0 | 0 | 0 | 0 | 0
|  | 33 | [Spare] | Calculated | $Million | $Real 23 | End Period | 0 | 0 | 0 | 0 | 0 | 0
|  | 34 | [Spare] | Calculated | $Million | $Real 23 | End Period | 0 | 0 | 0 | 0 | 0 | 0
|  | 35 | [Spare] | Calculated | $Million | $Real 23 | End Period | 0 | 0 | 0 | 0 | 0 | 0
|  | 36 | [Spare] | Calculated | $Million | $Real 23 | End Period | 0 | 0 | 0 | 0 | 0 | 0
|  | 37 | [Spare] | Calculated | $Million | $Real 23 | End Period | 0 | 0 | 0 | 0 | 0 | 0
|  | 38 | [Spare] | Calculated | $Million | $Real 23 | End Period | 0 | 0 | 0 | 0 | 0 | 0
|  | 39 | [Spare] | Calculated | $Million | $Real 23 | End Period | 0 | 0 | 0 | 0 | 0 | 0
|  | 40 | [Spare] | Calculated | $Million | $Real 23 | End Period | 0 | 0 | 0 | 0 | 0 | 0
|  | 41 | [Spare] | Calculated | $Million | $Real 23 | End Period | 0 | 0 | 0 | 0 | 0 | 0
|  | 42 | [Spare] | Calculated | $Million | $Real 23 | End Period | 0 | 0 | 0 | 0 | 0 | 0
|  | 43 | [Spare] | Calculated | $Million | $Real 23 | End Period | 0 | 0 | 0 | 0 | 0 | 0
|  | 44 | [Spare] | Calculated | $Million | $Real 23 | End Period | 0 | 0 | 0 | 0 | 0 | 0
|  | 45 | [Spare] | Calculated | $Million | $Real 23 | End Period | 0 | 0 | 0 | 0 | 0 | 0
|  | 46 | [Spare] | Calculated | $Million | $Real 23 | End Period | 0 | 0 | 0 | 0 | 0 | 0
|  | 47 | Spare straight-line tax asset class | Calculated | $Million | $Real 23 | End Period | 0 | 0 | 0 | 0 | 0 | 0
|  | 48 | Buildings | Calculated | $Million | $Real 23 | End Period | 6.5779 | 5.8741 | 3.8671 | 3.8567 | 3.045 | 23.2208
|  | 49 | In-house software | Calculated | $Million | $Real 23 | End Period | 16.4777 | 11.3601 | 12.8768 | 9.0855 | 4.1175 | 53.9176
|  | 50 | Equity raising costs | Calculated | $Million | $Real 23 | End Period | 0 | 0 | 0 | 0 | 0 | 0
|  |  | Total Capex - As Incurred | Calculated | $Million | $Real 23 | End Period | 713.25 | 376.7165 | 275.8563 | 249.3166 | 286.223 | 1901.3623
|  | As Commissioned |  | Source | Unit | Basis | Timing | FY24 | FY25 | FY26 | FY27 | FY28 | FY24 - FY28
|  | 1 | Transmission Lines (pre 2004-05) | Calculated | $Million | $Real 23 | End Period | 0 | 0 | 0 | 0 | 0 | 0
|  | 2 | Underground Cables (pre 2004-05) | Calculated | $Million | $Real 23 | End Period | 0 | 0 | 0 | 0 | 0 | 0
|  | 3 | Substations including Buildings (pre 2004-05) | Calculated | $Million | $Real 23 | End Period | 0 | 0 | 0 | 0 | 0 | 0
|  | 4 | Transmission Lines (2004-09) | Calculated | $Million | $Real 23 | End Period | 0 | 0 | 0 | 0 | 0 | 0
|  | 5 | Underground Cables (2004-09) | Calculated | $Million | $Real 23 | End Period | 0 | 0 | 0 | 0 | 0 | 0
|  | 6 | Substations including Buildings (2004-09) | Calculated | $Million | $Real 23 | End Period | 0 | 0 | 0 | 0 | 0 | 0
|  | 7 | SCADA and Communications (2004-09) | Calculated | $Million | $Real 23 | End Period | 0 | 0 | 0 | 0 | 0 | 0
|  | 8 | Transmission Lines & Cables (09-14) | Calculated | $Million | $Real 23 | End Period | 0 | 0 | 0 | 0 | 0 | 0
|  | 9 | Substations (09-14) | Calculated | $Million | $Real 23 | End Period | 0 | 0 | 0 | 0 | 0 | 0
|  | 10 | Secondary Systems (09-14) | Calculated | $Million | $Real 23 | End Period | 0 | 0 | 0 | 0 | 0 | 0
|  | 11 | Communications (09-14) | Calculated | $Million | $Real 23 | End Period | 0 | 0 | 0 | 0 | 0 | 0
|  | 12 | Minor Plant, Motor Vehicles & Mobile Plant (2009-14) | Calculated | $Million | $Real 23 | End Period | 0 | 0 | 0 | 0 | 0 | 0
|  | 13 | Transmission Lines (2014-18) | Calculated | $Million | $Real 23 | End Period | 0 | 0 | 0 | 0 | 0 | 0
|  | 14 | Underground Cables (2014-18) | Calculated | $Million | $Real 23 | End Period | 0 | 0 | 0 | 0 | 0 | 0
|  | 15 | Substations (2014-18) | Calculated | $Million | $Real 23 | End Period | 0 | 0 | 0 | 0 | 0 | 0
|  | 16 | Secondary Systems (2014-18) | Calculated | $Million | $Real 23 | End Period | 0 | 0 | 0 | 0 | 0 | 0
|  | 17 | Communications (short life) (2014-18) | Calculated | $Million | $Real 23 | End Period | 0 | 0 | 0 | 0 | 0 | 0
|  | 18 | Business IT (2014-18) | Calculated | $Million | $Real 23 | End Period | 0 | 0 | 0 | 0 | 0 | 0
|  | 19 | Minor Plant, Motor Vehicles & Mobile Plant (2014-18) | Calculated | $Million | $Real 23 | End Period | 0 | 0 | 0 | 0 | 0 | 0
|  | 20 | Transmission Line Life Extension (2014-18) | Calculated | $Million | $Real 23 | End Period | 0 | 0 | 0 | 0 | 0 | 0
|  | 21 | Residual - other | Calculated | $Million | $Real 23 | End Period | 0 | 0 | 0 | 0 | 0 | 0
|  | 22 | Transmission Lines (2018 onwards) | Calculated | $Million | $Real 23 | End Period | 437.6231 | 885.0461 | 70.723 | 51.0665 | 90.757 | 1535.2158
|  | 23 | Underground Cables (2018 onwards) | Calculated | $Million | $Real 23 | End Period | 0 | 0 | 3.967 | 0 | 3.3192 | 7.2862
|  | 24 | Substations (2018 onwards) | Calculated | $Million | $Real 23 | End Period | 232.0171 | 206.7454 | 139.778 | 74.6995 | 122.7853 | 776.0253
|  | 25 | Secondary Systems (2018-23) | Calculated | $Million | $Real 23 | End Period | 31.9623 | 22.4605 | 47.1473 | 47.9557 | 103.9792 | 253.505
|  | 26 | Communications (short life) (2018 onwards) | Calculated | $Million | $Real 23 | End Period | 3.0657 | 14.7904 | 7.8756 | 7.8713 | 9.0896 | 42.6925
|  | 27 | Business IT (2018 onwards) | Calculated | $Million | $Real 23 | End Period | 21.5349 | 35.6592 | 14.8393 | 17.8381 | 19.4691 | 109.3405
|  | 28 | Minor Plant, Motor Vehicles & Mobile Plant (2018 onwards) | Calculated | $Million | $Real 23 | End Period | 9.9027 | 9.9027 | 9.9027 | 9.9027 | 9.9027 | 49.5133
|  | 29 | Transmission Line Life Extension (2018 onwards) | Calculated | $Million | $Real 23 | End Period | 5.9541 | 5.3635 | 0.42779 | 0 | 0.75051 | 12.496
|  | 30 | Land and Easements | Calculated | $Million | $Real 23 | End Period | 73.4226 | 177.7448 | 0 | 0 | 16.4642 | 267.6315
|  | 31 | Synchronous Condensers | Calculated | $Million | $Real 23 | End Period | 56.7872 | 97.9714 | 0 | 0 | 0 | 154.7586
|  | 32 | Leasehold Land and Property | Calculated | $Million | $Real 23 | End Period | 0 | 0 | 0 | 0 | 0 | 0
|  | 33 | [Spare] | Calculated | $Million | $Real 23 | End Period | 0 | 0 | 0 | 0 | 0 | 0
|  | 34 | [Spare] | Calculated | $Million | $Real 23 | End Period | 0 | 0 | 0 | 0 | 0 | 0
|  | 35 | [Spare] | Calculated | $Million | $Real 23 | End Period | 0 | 0 | 0 | 0 | 0 | 0
|  | 36 | [Spare] | Calculated | $Million | $Real 23 | End Period | 0 | 0 | 0 | 0 | 0 | 0
|  | 37 | [Spare] | Calculated | $Million | $Real 23 | End Period | 0 | 0 | 0 | 0 | 0 | 0
|  | 38 | [Spare] | Calculated | $Million | $Real 23 | End Period | 0 | 0 | 0 | 0 | 0 | 0
|  | 39 | [Spare] | Calculated | $Million | $Real 23 | End Period | 0 | 0 | 0 | 0 | 0 | 0
|  | 40 | [Spare] | Calculated | $Million | $Real 23 | End Period | 0 | 0 | 0 | 0 | 0 | 0
|  | 41 | [Spare] | Calculated | $Million | $Real 23 | End Period | 0 | 0 | 0 | 0 | 0 | 0
|  | 42 | [Spare] | Calculated | $Million | $Real 23 | End Period | 0 | 0 | 0 | 0 | 0 | 0
|  | 43 | [Spare] | Calculated | $Million | $Real 23 | End Period | 0 | 0 | 0 | 0 | 0 | 0
|  | 44 | [Spare] | Calculated | $Million | $Real 23 | End Period | 0 | 0 | 0 | 0 | 0 | 0
|  | 45 | [Spare] | Calculated | $Million | $Real 23 | End Period | 0 | 0 | 0 | 0 | 0 | 0
|  | 46 | [Spare] | Calculated | $Million | $Real 23 | End Period | 0 | 0 | 0 | 0 | 0 | 0
|  | 47 | Spare straight-line tax asset class | Calculated | $Million | $Real 23 | End Period | 0 | 0 | 0 | 0 | 0 | 0
|  | 48 | Buildings | Calculated | $Million | $Real 23 | End Period | 4.6442 | 4.6442 | 4.6442 | 4.6442 | 4.6442 | 23.2208
|  | 49 | In-house software | Calculated | $Million | $Real 23 | End Period | 17.6791 | 10.752 | 11.1306 | 10.468 | 3.888 | 53.9176
|  | 50 | Equity raising costs | Calculated | $Million | $Real 23 | End Period | 0 | 0 | 0 | 0 | 0 | 0
|  |  | Total Capex - As Commissioned | Calculated | $Million | $Real 23 | End Period | 894.593 | 1471.08 | 310.4352 | 224.446 | 385.0488 | 3285.603
Outputs for PTRM Immediately Expense (Escalated + Overhead)
|  | As Commissioned |  | Source | Unit | Basis | Timing | FY24 | FY25 | FY26 | FY27 | FY28 | FY24 - FY28
|  | 1 | Transmission Lines (pre 2004-05) | Calculated | $Million | $Real 23 | End Period | 0 | 0 | 0 | 0 | 0 | 0
|  | 2 | Underground Cables (pre 2004-05) | Calculated | $Million | $Real 23 | End Period | 0 | 0 | 0 | 0 | 0 | 0
|  | 3 | Substations including Buildings (pre 2004-05) | Calculated | $Million | $Real 23 | End Period | 0 | 0 | 0 | 0 | 0 | 0
|  | 4 | Transmission Lines (2004-09) | Calculated | $Million | $Real 23 | End Period | 0 | 0 | 0 | 0 | 0 | 0
|  | 5 | Underground Cables (2004-09) | Calculated | $Million | $Real 23 | End Period | 0 | 0 | 0 | 0 | 0 | 0
|  | 6 | Substations including Buildings (2004-09) | Calculated | $Million | $Real 23 | End Period | 0 | 0 | 0 | 0 | 0 | 0
|  | 7 | SCADA and Communications (2004-09) | Calculated | $Million | $Real 23 | End Period | 0 | 0 | 0 | 0 | 0 | 0
|  | 8 | Transmission Lines & Cables (09-14) | Calculated | $Million | $Real 23 | End Period | 0 | 0 | 0 | 0 | 0 | 0
|  | 9 | Substations (09-14) | Calculated | $Million | $Real 23 | End Period | 0 | 0 | 0 | 0 | 0 | 0
|  | 10 | Secondary Systems (09-14) | Calculated | $Million | $Real 23 | End Period | 0 | 0 | 0 | 0 | 0 | 0
|  | 11 | Communications (09-14) | Calculated | $Million | $Real 23 | End Period | 0 | 0 | 0 | 0 | 0 | 0
|  | 12 | Minor Plant, Motor Vehicles & Mobile Plant (2009-14) | Calculated | $Million | $Real 23 | End Period | 0 | 0 | 0 | 0 | 0 | 0
|  | 13 | Transmission Lines (2014-18) | Calculated | $Million | $Real 23 | End Period | 0 | 0 | 0 | 0 | 0 | 0
|  | 14 | Underground Cables (2014-18) | Calculated | $Million | $Real 23 | End Period | 0 | 0 | 0 | 0 | 0 | 0
|  | 15 | Substations (2014-18) | Calculated | $Million | $Real 23 | End Period | 0 | 0 | 0 | 0 | 0 | 0
|  | 16 | Secondary Systems (2014-18) | Calculated | $Million | $Real 23 | End Period | 0 | 0 | 0 | 0 | 0 | 0
|  | 17 | Communications (short life) (2014-18) | Calculated | $Million | $Real 23 | End Period | 0 | 0 | 0 | 0 | 0 | 0
|  | 18 | Business IT (2014-18) | Calculated | $Million | $Real 23 | End Period | 0 | 0 | 0 | 0 | 0 | 0
|  | 19 | Minor Plant, Motor Vehicles & Mobile Plant (2014-18) | Calculated | $Million | $Real 23 | End Period | 0 | 0 | 0 | 0 | 0 | 0
|  | 20 | Transmission Line Life Extension (2014-18) | Calculated | $Million | $Real 23 | End Period | 0 | 0 | 0 | 0 | 0 | 0
|  | 21 | Residual - other | Calculated | $Million | $Real 23 | End Period | 0 | 0 | 0 | 0 | 0 | 0
|  | 22 | Transmission Lines (2018 onwards) | Calculated | $Million | $Real 23 | End Period | 0 | 0 | 0 | 0 | 0 | 0
|  | 23 | Underground Cables (2018 onwards) | Calculated | $Million | $Real 23 | End Period | 0 | 0 | 0 | 0 | 0 | 0
|  | 24 | Substations (2018 onwards) | Calculated | $Million | $Real 23 | End Period | 0 | 0 | 0 | 0 | 0 | 0
|  | 25 | Secondary Systems (2018-23) | Calculated | $Million | $Real 23 | End Period | 0 | 0 | 0 | 0 | 0 | 0
|  | 26 | Communications (short life) (2018 onwards) | Calculated | $Million | $Real 23 | End Period | 0 | 0 | 0 | 0 | 0 | 0
|  | 27 | Business IT (2018 onwards) | Calculated | $Million | $Real 23 | End Period | 0 | 0 | 0 | 0 | 0 | 0
|  | 28 | Minor Plant, Motor Vehicles & Mobile Plant (2018 onwards) | Calculated | $Million | $Real 23 | End Period | 0 | 0 | 0 | 0 | 0 | 0
|  | 29 | Transmission Line Life Extension (2018 onwards) | Calculated | $Million | $Real 23 | End Period | 0 | 0 | 0 | 0 | 0 | 0
|  | 30 | Land and Easements | Calculated | $Million | $Real 23 | End Period | 0 | 0 | 0 | 0 | 0 | 0
|  | 31 | Synchronous Condensers | Calculated | $Million | $Real 23 | End Period | 0 | 0 | 0 | 0 | 0 | 0
|  | 32 | Leasehold Land and Property | Calculated | $Million | $Real 23 | End Period | 0 | 0 | 0 | 0 | 0 | 0
|  | 33 | [Spare] | Calculated | $Million | $Real 23 | End Period | 0 | 0 | 0 | 0 | 0 | 0
|  | 34 | [Spare] | Calculated | $Million | $Real 23 | End Period | 0 | 0 | 0 | 0 | 0 | 0
|  | 35 | [Spare] | Calculated | $Million | $Real 23 | End Period | 0 | 0 | 0 | 0 | 0 | 0
|  | 36 | [Spare] | Calculated | $Million | $Real 23 | End Period | 0 | 0 | 0 | 0 | 0 | 0
|  | 37 | [Spare] | Calculated | $Million | $Real 23 | End Period | 0 | 0 | 0 | 0 | 0 | 0
|  | 38 | [Spare] | Calculated | $Million | $Real 23 | End Period | 0 | 0 | 0 | 0 | 0 | 0
|  | 39 | [Spare] | Calculated | $Million | $Real 23 | End Period | 0 | 0 | 0 | 0 | 0 | 0
|  | 40 | [Spare] | Calculated | $Million | $Real 23 | End Period | 0 | 0 | 0 | 0 | 0 | 0
|  | 41 | [Spare] | Calculated | $Million | $Real 23 | End Period | 0 | 0 | 0 | 0 | 0 | 0
|  | 42 | [Spare] | Calculated | $Million | $Real 23 | End Period | 0 | 0 | 0 | 0 | 0 | 0
|  | 43 | [Spare] | Calculated | $Million | $Real 23 | End Period | 0 | 0 | 0 | 0 | 0 | 0
|  | 44 | [Spare] | Calculated | $Million | $Real 23 | End Period | 0 | 0 | 0 | 0 | 0 | 0
|  | 45 | [Spare] | Calculated | $Million | $Real 23 | End Period | 0 | 0 | 0 | 0 | 0 | 0
|  | 46 | [Spare] | Calculated | $Million | $Real 23 | End Period | 0 | 0 | 0 | 0 | 0 | 0
|  | 47 | Spare straight-line tax asset class | Calculated | $Million | $Real 23 | End Period | 0 | 0 | 0 | 0 | 0 | 0
|  | 48 | Buildings | Calculated | $Million | $Real 23 | End Period | 0 | 0 | 0 | 0 | 0 | 0
|  | 49 | In-house software | Calculated | $Million | $Real 23 | End Period | 0 | 0 | 0 | 0 | 0 | 0
|  | 50 | Equity raising costs | Calculated | $Million | $Real 23 | End Period | 0 | 0 | 0 | 0 | 0 | 0
|  |  | Total Immediately Expenses AC Capex | Calculated | $Million | $Real 23 | End Period | 0 | 0 | 0 | 0 | 0 | 0
Checks
|  | Checks | [5 empty] | FY24 | FY25 | FY26 | FY27 | FY28 | FY24 - FY28
|  |  | Escalated Capex + Overhead: As Incurred |  |  |  |  | 716.0801 | 386.5392 | 280.8833 | 249.3432 | 286.223 | 1919.0687
|  |  | NCIPAP Adjustment |  |  |  |  | -2.8301 | -9.8227 | -5.0269 | -0.026689 | 0 | -17.7064
|  |  | Contingent Projects Adjustment |  |  |  |  | 0 | 0 | 0 | 0 | 0 | 0
|  |  | Adjusted Escalated Capex + OH |  |  |  |  | 713.25 | 376.7165 | 275.8563 | 249.3166 | 286.223 | 1901.3623
0 |  |  | Total Capex PTRM AI Reconciliation | Calculated | N/A | N/A | N/A | 0 | 0 | 0 | 0 | 0 | 0
[8 empty] | FY24 | FY25 | FY26 | FY27 | FY28 | FY24 - FY28
|  |  | Escalated Capex + Overhead: As Commissioned |  |  |  |  | 895.8985 | 1484.8698 | 311.7407 | 225.7515 | 385.0488 | 3303.3094
|  |  | NCIPAP Adjustment |  |  |  |  | -1.3055 | -13.7899 | -1.3055 | -1.3055 | 0 | -17.7064
|  |  | Contingent Projects Adjustment |  |  |  |  | 0 | 0 | 0 | 0 | 0 | 0
|  |  | Adjusted Escalated Capex + OH |  |  |  |  | 894.593 | 1471.08 | 310.4352 | 224.446 | 385.0488 | 3285.603
0 |  |  | Total Capex PTRM AC Reconciliation | Calculated | N/A | N/A | N/A | 0 | 0 | 0 | 0 | 0 | 0
|  | Checks | [5 empty] | FY24 | FY25 | FY26 | FY27 | FY28 | FY24 - FY28
|  |  | Total Immediately Expenses AC Capex |  |  |  |  | 0 | 0 | 0 | 0 | 0 | 0
0 |  |  | Total Immediately Expenses AC Capex Reconciliation | Calculated | N/A | N/A | N/A | 0 | 0 | 0 | 0 | 0 | 0
End

## LookupTab
Lookup Tables
TransGrid Capex Forecast Model
Table of Contents
Lookup Tables
General
|  | Model Start Year | 2024 | Start_Year
Model Constants
|  | Nominal | Nominal | Nominal
|  | Number of months in a year | 12 | Mths_In_Yr
|  | Million | 1000000 | Million
|  | Rounding Decimal Place | 2 | Round_DP
|  | Not Available / Not Applicable | N/A | NA
|  | Repex | Repex | Repex
|  | Augex | Augex | Augex
|  | ICT | ICT | ICT
|  | Fleet & Property | Fleet & Property | Fleet_And_Property
|  | NCIPAP | NCIPAP | NCIPAP
Unit
|  | Percent | Percent | Unit_Perc
|  | $ | $ | Unit_Dollar
|  | $Thousand | $Thousand | Unit_Dollar_Thousand
|  | $Million | $Million | Unit_Dollar_M
|  | Index | Index | Unit_Index
|  | Name | Name | Unit_Name
| Yes/No List |  | Yes_No
|  | Yes | Yes | Yes
|  | No | No | No
| True/False List |  | True_False
|  | TRUE | TRUE
|  | FALSE | FALSE
| Project/Program |  | Project_Program
|  | Project | Project
|  | Program | Program
| Cash flow timing |  | Cash_Timing | Timing_Adj
|  | Mid Period | Mid Period | 0.5
|  | End Period | End Period | 1
Inflation Index Period
|  | Inflation Index Period |  | Index_Period | Nominal | 2012 | 2013 | 2014 | 2015 | 2016 | 2017 | 2018 | 2019 | 2020 | 2021 | 2022 | 2023 | 2024 | 2025 | 2026 | 2027 | 2028 | 2029 | 2030 | 2031 | 2032 | 2033 | 2034 | 2035 | 2036 | 2037 | 2038 | 2039 | 2040 | 2041 | 2042 | 2043 | 2044
End

## Checks
Checks
TransGrid Capex Forecast Model
WB Check |  | 0
Table of Contents
| Inputs - Inflation profiles |  | 0
| Inputs - Model settings, Escalation and Asset Classifications |  | 0
| Input - Forecast Capex Project Details |  | 0
| Inputs - Fixed & Variable Overheads |  | 0
| Inputs - Next period (2023-2028) contingent projects |  | 0
| Inputs - Current period (2018-2023) capex impacting next period (2023-2028) |  | 0
| Calculation - Capex Forecast Detail |  | 0
| Calculation - Capex Summary (Exclude NCIPAP,Exclude Contingent Projects) |  | 0
| Outputs - RIN Population Model |  | 0
| Outputs - Summary by Project |  | 0
| Outputs - Capex Flowing Into PTRM (Exclude NCIPAP,Exclude Contingent Projects) |  | 0
| Lookup Tables |  | 0
| Total Error Checks |  | 0
End