## ToC
Table of Contents
TransGrid Capex Forecast Model
WB Check |  | 0
Sheet Check |  | 0
Table of Contents
Table of Contents
| 1 | Inputs - Inflation profiles
| 2 | Inputs - Model settings, Escalation and Asset Classifications
| 3 | Input - Forecast Capex Project Details
| 4 | Inputs - Fixed & Variable Overheads
| 5 | Inputs - Next period (2023-2028) contingent projects
| 6 | Inputs - Current period (2018-2023) capex impacting next period (2023-2028)
| 7 | Calculation - Capex Forecast Detail
| 8 | Calculation - Capex Summary (Exclude NCIPAP,Exclude Contingent Projects)
| 9 | Outputs - RIN Population Model
| 10 | Outputs - Summary by Project
| 11 | Outputs - Capex Flowing Into PTRM (Exclude NCIPAP,Exclude Contingent Projects)
| 12 | Lookup Tables
| 13 | Checks
Model Legend
Model assumptions
Hard coded inputs
Model outputs
AER amendments
Transgrid revised proposal amendments to AER's draft decision
Commercial in Confidence
Notes
Methodology applied within model
| 1 | Project level inputs are based on TransGrid forecasts which enter the model as direct un-escalated capex excluding overheads in Real 2021 dollars.
| 2 | Real price escalation relating to labour and non-labour components are applied to the direct unescalated capex forecast in line with the approach to the opex model.
| 3 | Overheads are calculated based on historical 4 year averages and include a fixed and variable split.
| 4 | Expenditure has been converted from Real 2021 dollars to Real 2023 dollars based on unlagged June to June CPI profile.
| 5 | Forecast NCIPAP expenditure has been excluded from outputs which flow into the next period PTRM.
| 6 | Forecast expenditure on contingent projects has been excluded from outputs which flow into the next period PTRM.
End

## Inflation
Inputs - Inflation profiles
TransGrid Capex Forecast Model
WB Check |  | 0
Sheet Check |  | 0
Table of Contents
AER amendments
Inflation Index Calculation
| Inflation |  | Source | Unit | Basis | Timing | 2012 | 2013 | 2014 | 2015 | 2016 | 2017 | 2018 | 2019 | 2020 | 2021 | 2022 | 2023 | 2024 | 2025 | 2026 | 2027 | 2028
|  | December to December, Unlagged Inflation | ABS | Percent | N/A | N/A | 1.585% | 2.503% | 2.93% | 1.718% | 1.689% | 1.476% | 1.909% | 1.784% | 1.84% | 0.8606% | 3.498% | 7.8% | 2.999% | 2.999% | 2.999% | 2.999% | 2.999%
|  | Unlagged Index: Real (EoP) to Nominal (EoP) | Calculated | Index | N/A | N/A | 1 | 1.025 | 1.0551 | 1.0732 | 1.0913 | 1.1074 | 1.1285 | 1.1487 | 1.1698 | 1.1799 | 1.2212 | 1.3164 | 1.3559 | 1.3966 | 1.4385 | 1.4816 | 1.526
| Profiles (FY) |  | Convert From | Convert From Timing | Convert To | Convert To Timing | 2012 | 2013 | 2014 | 2015 | 2016 | 2017 | 2018 | 2019 | 2020 | 2021 | 2022 | 2023 | 2024 | 2025 | 2026 | 2027 | 2028
|  | Real 2021 (Mid Period) to Real 2023 (End Period) | 2021 | Mid Period | 2023 | End Period | 1.1205 | 1.1205 | 1.1205 | 1.1205 | 1.1205 | 1.1205 | 1.1205 | 1.1205 | 1.1205 | 1.1205 | 1.1205 | 1.1205 | 1.1205 | 1.1205 | 1.1205 | 1.1205 | 1.1205
|  | Real 2020 (End Period) to Real 2021 (End Period) | 2020 | End Period | 2021 | End Period | 1.0086 | 1.0086 | 1.0086 | 1.0086 | 1.0086 | 1.0086 | 1.0086 | 1.0086 | 1.0086 | 1.0086 | 1.0086 | 1.0086 | 1.0086 | 1.0086 | 1.0086 | 1.0086 | 1.0086
|  | Real 2026 (End Period) to Real 2021 (End Period) | 2026 | End Period | 2021 | End Period | 0.82025 | 0.82025 | 0.82025 | 0.82025 | 0.82025 | 0.82025 | 0.82025 | 0.82025 | 0.82025 | 0.82025 | 0.82025 | 0.82025 | 0.82025 | 0.82025 | 0.82025 | 0.82025 | 0.82025
|  | Nominal (Mid Period) to Real 2023 (End Period) | Nominal | Mid Period | 2023 | End Period | 1.3268 | 1.3002 | 1.2659 | 1.2371 | 1.2164 | 1.1975 | 1.1776 | 1.1562 | 1.1356 | 1.1205 | 1.0967 | 1.0383 | 0.98533 | 0.95664 | 0.92878 | 0.90173 | 0.87548
End

## General
Inputs - Model settings, Escalation and Asset Classifications
TransGrid Capex Forecast Model | [9 empty] | AER amendments
WB Check |  | 0 | [7 empty] | Transgrid revised proposal amendments to AER's draft decision
Sheet Check |  | 0
Table of Contents
Input ¦ Model Settings
General
Model Name
TransGrid Capex Forecast Model
Capex Inclusion / Exclusion
|  |  | Category | Include in PTRM?
|  |  | NCIPAP | FALSE
|  |  | Contingent Projects | FALSE
Input ¦ Real Price Escalation Rates
Input Cost Categories
Labour Escalation Rates
|  |  | IC_Category_List | Source | Unit | Basis | Timing |  |  | FY22 | FY23 | FY24 | FY25 | FY26 | FY27 | FY28
|  | 1 | Labour | Calculated | Percent | N/A | N/A |  |  | -2.248% | -3.174% | 0.9945% | 1.535% | 1.378% | 0.4932% | 0.3314%
|  | 2 | Non-Labour | ABS / RBA | Percent | N/A | N/A |  |  | 0% | 0% | 0% | 0% | 0% | 0% | 0%
[10 empty] | FY22 | FY23 | FY24 | FY25 | FY26 | FY27 | FY28
|  |  | WPI - BIS Oxford, excluding Superannuation Guarantee | BIS Oxford | Percent | N/A | N/A |  |  | -2.677% | -3.853% | 0.8305% | 0.9725% | 0.905% | 0.5187% | 0.1797%
|  |  | WPI - KPMG, excluding superannuation Guarantee | KPMG | Percent | N/A | N/A |  |  | -2.818% | -3.494% | 0.1586% | 1.097% | 0.8508% | 0.4678% | 0.4831%
|  |  | Superannuation guarantee increases | Aus Gov | Percent | N/A | N/A |  |  | 0.5% | 0.5% | 0.5% | 0.5% | 0.5% | 0% | 0%
|  |  | WPI - Average of BIS and KPMG | Calculated | Percent | N/A | N/A |  |  | -2.748% | -3.674% | 0.4945% | 1.035% | 0.8779% | 0.4932% | 0.3314%
|  |  | WPI - Average of BIS and KPMG + superannuation | Calculated | Percent | N/A | N/A |  |  | -2.248% | -3.174% | 0.9945% | 1.535% | 1.378% | 0.4932% | 0.3314%
Calc ¦ Escalation Profiles
| Escalation Index |  |  | Source | Unit | Basis | Timing
Cost Escalation Index
|  |  | Esc_Category_List | [5 empty] | FY21 | FY22 | FY23 | FY24 | FY25 | FY26 | FY27 | FY28
|  | 1 | Labour | Calculated | Index | N/A | N/A |  | 1 | 0.97752 | 0.9465 | 0.95591 | 0.97058 | 0.98396 | 0.98881 | 0.99209
|  | 2 | Non-Labour | Calculated | Index | N/A | N/A | bar: FY21 to Cost Escalation Index FY28
Input ¦ Asset Classifications
| RIN Level 1 |  |  | Source | Unit | Basis | Timing
AC_RIN_Lvl_1
|  | 1 | Replacement Expenditure | TransGrid | Name | N/A | N/A
|  | 2 | Connections | TransGrid | Name | N/A | N/A
|  | 3 | Augmentation Expenditure | TransGrid | Name | N/A | N/A
|  | 4 | Non-network - ICT | TransGrid | Name | N/A | N/A
|  | 5 | Non-network - Other | TransGrid | Name | N/A | N/A
|  | 6 | Capitalised Network Overheads | TransGrid | Name | N/A | N/A
|  | 7 | Capitalised Corporate Overheads | TransGrid | Name | N/A | N/A
|  | 8 | [Spare] | TransGrid | Name | N/A | N/A
| RIN Level 2 |  |  | Source | Unit | Basis | Timing
AC_RIN_Lvl_2
|  | 1 | NCIPAP | TransGrid | Name | N/A | N/A
|  | 2 | Transmission Lines | TransGrid | Name | N/A | N/A
|  | 3 | Substation | TransGrid | Name | N/A | N/A
|  | 4 | Digital Infrastructure | TransGrid | Name | N/A | N/A
|  | 5 | Others | TransGrid | Name | N/A | N/A
|  | 6 | Augmentations | TransGrid | Name | N/A | N/A
|  | 7 | Information Technology | TransGrid | Name | N/A | N/A
|  | 8 | Security/Compliance | TransGrid | Name | N/A | N/A
|  | 9 | Property | TransGrid | Name | N/A | N/A
|  | 10 | Fleet | TransGrid | Name | N/A | N/A
|  | 11 | Augex - Major Project | TransGrid | Name | N/A | N/A
|  | 12 | Connections | TransGrid | Name | N/A | N/A
|  | 13 | [Spare] | TransGrid | Name | N/A | N/A
| RIN Level 3 |  |  | Source | Unit | Basis | Timing
AC_RIN_Lvl_3
|  | 1 | NCIPAP | TransGrid | Name | N/A | N/A
|  | 2 | Repex | TransGrid | Name | N/A | N/A
|  | 3 | Augex | TransGrid | Name | N/A | N/A
|  | 4 | ICT | TransGrid | Name | N/A | N/A
|  | 5 | Fleet & Property | TransGrid | Name | N/A | N/A
|  | 6 | [Spare] | TransGrid | Name | N/A | N/A
|  | 7 | [Spare] | TransGrid | Name | N/A | N/A
|  | 8 | [Spare] | TransGrid | Name | N/A | N/A
|  | 9 | [Spare] | TransGrid | Name | N/A | N/A
|  | 10 | [Spare] | TransGrid | Name | N/A | N/A
| Asset Class - Current |  |  | Source | Unit | Basis | Timing | PTRM Category Mapping
AC_Asset_Class
|  | 1 | Transmission Lines | TransGrid | Name | N/A | N/A | Transmission Lines (2018 onwards)
|  | 2 | Underground Cables | TransGrid | Name | N/A | N/A | Underground Cables (2018 onwards)
|  | 3 | Substations | TransGrid | Name | N/A | N/A | Substations (2018 onwards)
|  | 4 | Secondary Systems | TransGrid | Name | N/A | N/A | Secondary Systems (2018-23)
|  | 5 | Communications (short life) | TransGrid | Name | N/A | N/A | Communications (short life) (2018 onwards)
|  | 6 | Business IT | TransGrid | Name | N/A | N/A | Business IT (2018 onwards)
|  | 7 | Minor Plant, Motor Vehicles & Mobile Plant | TransGrid | Name | N/A | N/A | Minor Plant, Motor Vehicles & Mobile Plant (2018 onwards)
|  | 8 | Transmission Line Life Extension | TransGrid | Name | N/A | N/A | Transmission Line Life Extension (2018 onwards)
|  | 9 | Land and Easements | TransGrid | Name | N/A | N/A | Land and Easements
|  | 10 | Synchronous Condensers | TransGrid | Name | N/A | N/A | Synchronous Condensers
|  | 11 | Leasehold Land and Property | TransGrid | Name | N/A | N/A | Leasehold Land and Property
|  | 12 | [Spare] | TransGrid | Name | N/A | N/A | [Spare]
|  | 13 | [Spare] | TransGrid | Name | N/A | N/A | [Spare]
|  | 14 | [Spare] | TransGrid | Name | N/A | N/A | [Spare]
|  | 15 | [Spare] | TransGrid | Name | N/A | N/A | [Spare]
|  | 16 | [Spare] | TransGrid | Name | N/A | N/A | [Spare]
|  | 17 | [Spare] | TransGrid | Name | N/A | N/A | [Spare]
|  | 18 | [Spare] | TransGrid | Name | N/A | N/A | [Spare]
|  | 19 | Buildings | TransGrid | Name | N/A | N/A | Buildings
|  | 20 | In-house software | TransGrid | Name | N/A | N/A | In-house software
| Augex Driver |  |  | Source | Unit | Basis | Timing
Augex_Driver
|  | 1 | Compliance | TransGrid | Name | N/A | N/A
|  | 2 | Demand | TransGrid | Name | N/A | N/A
|  | 3 | Economic Benefits | TransGrid | Name | N/A | N/A
|  | 4 | Strategic Property | TransGrid | Name | N/A | N/A
|  | 5 | Augex - Major Project | TransGrid | Name | N/A | N/A
|  | 6 | Connections | TransGrid | Name | N/A | N/A
|  | 7 | System Security Roadmap | TransGrid | Name | N/A | N/A
|  | 8 | N/A | TransGrid | Name | N/A | N/A
| Fleet & Property Allocation |  |  | Source | Unit | Basis | Timing
Fleet_Property
|  | 1 | Agricultural | TransGrid | Name | N/A | N/A
|  | 2 | Excavation | TransGrid | Name | N/A | N/A
|  | 3 | Heavy Commercial | TransGrid | Name | N/A | N/A
|  | 4 | Light Commercial | TransGrid | Name | N/A | N/A
|  | 5 | Material Handling | TransGrid | Name | N/A | N/A
|  | 6 | Motorcycle/ATV | TransGrid | Name | N/A | N/A
|  | 7 | Passenger | TransGrid | Name | N/A | N/A
|  | 8 | Plant | TransGrid | Name | N/A | N/A
|  | 9 | Trailer | TransGrid | Name | N/A | N/A
|  | 10 | Tracking units | TransGrid | Name | N/A | N/A
|  | 11 | Other Fleet | TransGrid | Name | N/A | N/A
|  | 12 | Haymarket Office | TransGrid | Name | N/A | N/A
|  | 13 | Wallgrove Depot | TransGrid | Name | N/A | N/A
|  | 14 | Orange Depot | TransGrid | Name | N/A | N/A
|  | 15 | Wagga Depot | TransGrid | Name | N/A | N/A
|  | 16 | Waratah West Depot | TransGrid | Name | N/A | N/A
|  | 17 | Tamworth Depot | TransGrid | Name | N/A | N/A
|  | 18 | Yass Depot | TransGrid | Name | N/A | N/A
|  | 19 | Other Property | TransGrid | Name | N/A | N/A
|  | 20 | Depots | TransGrid | Name | N/A | N/A
|  | 21 | N/A | TransGrid | Name | N/A | N/A
| [Spare Asset Classification] |  |  | Source | Unit | Basis | Timing
[TBC]
|  | 1 | [Spare] | TBC | Name | N/A | N/A
|  | 2 | [Spare] | TBC | Name | N/A | N/A
|  | 3 | [Spare] | TBC | Name | N/A | N/A
|  | 4 | [Spare] | TBC | Name | N/A | N/A
|  | 5 | [Spare] | TBC | Name | N/A | N/A
|  | 6 | [Spare] | TBC | Name | N/A | N/A
|  | 7 | [Spare] | TBC | Name | N/A | N/A
|  | 8 | [Spare] | TBC | Name | N/A | N/A
|  | 9 | [Spare] | TBC | Name | N/A | N/A
|  | 10 | [Spare] | TBC | Name | N/A | N/A
| PTRM Asset Classification |  |  | Source | Unit | Basis | Timing
AC_PTRM_Class
|  | 1 | Transmission Lines (pre 2004-05) | AER PTRM | Name | N/A | N/A
|  | 2 | Underground Cables (pre 2004-05) | AER PTRM | Name | N/A | N/A
|  | 3 | Substations including Buildings (pre 2004-05) | AER PTRM | Name | N/A | N/A
|  | 4 | Transmission Lines (2004-09) | AER PTRM | Name | N/A | N/A
|  | 5 | Underground Cables (2004-09) | AER PTRM | Name | N/A | N/A
|  | 6 | Substations including Buildings (2004-09) | AER PTRM | Name | N/A | N/A
|  | 7 | SCADA and Communications (2004-09) | AER PTRM | Name | N/A | N/A
|  | 8 | Transmission Lines & Cables (09-14) | AER PTRM | Name | N/A | N/A
|  | 9 | Substations (09-14) | AER PTRM | Name | N/A | N/A
|  | 10 | Secondary Systems (09-14) | AER PTRM | Name | N/A | N/A
|  | 11 | Communications (09-14) | AER PTRM | Name | N/A | N/A
|  | 12 | Minor Plant, Motor Vehicles & Mobile Plant (2009-14) | AER PTRM | Name | N/A | N/A
|  | 13 | Transmission Lines (2014-18) | AER PTRM | Name | N/A | N/A
|  | 14 | Underground Cables (2014-18) | AER PTRM | Name | N/A | N/A
|  | 15 | Substations (2014-18) | AER PTRM | Name | N/A | N/A
|  | 16 | Secondary Systems (2014-18) | AER PTRM | Name | N/A | N/A
|  | 17 | Communications (short life) (2014-18) | AER PTRM | Name | N/A | N/A
|  | 18 | Business IT (2014-18) | AER PTRM | Name | N/A | N/A
|  | 19 | Minor Plant, Motor Vehicles & Mobile Plant (2014-18) | AER PTRM | Name | N/A | N/A
|  | 20 | Transmission Line Life Extension (2014-18) | AER PTRM | Name | N/A | N/A
|  | 21 | Residual - other | AER PTRM | Name | N/A | N/A
|  | 22 | Transmission Lines (2018 onwards) | AER PTRM | Name | N/A | N/A
|  | 23 | Underground Cables (2018 onwards) | AER PTRM | Name | N/A | N/A
|  | 24 | Substations (2018 onwards) | AER PTRM | Name | N/A | N/A
|  | 25 | Secondary Systems (2018-23) | AER PTRM | Name | N/A | N/A
|  | 26 | Communications (short life) (2018 onwards) | AER PTRM | Name | N/A | N/A
|  | 27 | Business IT (2018 onwards) | AER PTRM | Name | N/A | N/A
|  | 28 | Minor Plant, Motor Vehicles & Mobile Plant (2018 onwards) | AER PTRM | Name | N/A | N/A
|  | 29 | Transmission Line Life Extension (2018 onwards) | AER PTRM | Name | N/A | N/A
|  | 30 | Land and Easements | AER PTRM | Name | N/A | N/A
|  | 31 | Synchronous Condensers | AER PTRM | Name | N/A | N/A
|  | 32 | Leasehold Land and Property | AER PTRM | Name | N/A | N/A
|  | 33 | [Spare] | AER PTRM | Name | N/A | N/A
|  | 34 | [Spare] | AER PTRM | Name | N/A | N/A
|  | 35 | [Spare] | AER PTRM | Name | N/A | N/A
|  | 36 | [Spare] | AER PTRM | Name | N/A | N/A
|  | 37 | [Spare] | AER PTRM | Name | N/A | N/A
|  | 38 | [Spare] | AER PTRM | Name | N/A | N/A
|  | 39 | [Spare] | AER PTRM | Name | N/A | N/A
|  | 40 | [Spare] | AER PTRM | Name | N/A | N/A
|  | 41 | [Spare] | AER PTRM | Name | N/A | N/A
|  | 42 | [Spare] | AER PTRM | Name | N/A | N/A
|  | 43 | [Spare] | AER PTRM | Name | N/A | N/A
|  | 44 | [Spare] | AER PTRM | Name | N/A | N/A
|  | 45 | [Spare] | AER PTRM | Name | N/A | N/A
|  | 46 | [Spare] | AER PTRM | Name | N/A | N/A
|  | 47 | Spare straight-line tax asset class | AER PTRM | Name | N/A | N/A
|  | 48 | Buildings | AER PTRM | Name | N/A | N/A
|  | 49 | In-house software | AER PTRM | Name | N/A | N/A
|  | 50 | Equity raising costs | AER PTRM | Name | N/A | N/A
| Repex Category |  |  | Source | Unit | Basis | Timing
|  | 1 | Transmission Lines | TransGrid | Name | N/A | N/A
|  | 2 | Substations | TransGrid | Name | N/A | N/A
|  | 3 | Digital Infrastructure | TransGrid | Name | N/A | N/A
|  | 4 | Communications | TransGrid | Name | N/A | N/A
| Repex Subcategory 1 |  |  | Source | Unit | Basis | Timing
Repex_SC_1
|  | 1 | DI - Protection systems | TransGrid | Name | N/A | N/A
|  | 2 | DI - Control systems | TransGrid | Name | N/A | N/A
|  | 3 | DI - Market metering systems | TransGrid | Name | N/A | N/A
|  | 4 | DI - Communications systems | TransGrid | Name | N/A | N/A
|  | 5 | DI - SCADA | TransGrid | Name | N/A | N/A
|  | 6 | DI - OPGW | TransGrid | Name | N/A | N/A
|  | 7 | DI - AC/DC & Auxiliary systems | TransGrid | Name | N/A | N/A
|  | 8 | DI - Network Buildings & Security | TransGrid | Name | N/A | N/A
|  | 9 | Substations - Power Transformers | TransGrid | Name | N/A | N/A
|  | 10 | Substations - Reactive plant | TransGrid | Name | N/A | N/A
|  | 11 | Substations - Site Establishment and supporting assets | TransGrid | Name | N/A | N/A
|  | 12 | Substations - Switchbay Equipment | TransGrid | Name | N/A | N/A
|  | 13 | TL - Transmission poles | TransGrid | Name | N/A | N/A
|  | 14 | TL - Transmission towers | TransGrid | Name | N/A | N/A
|  | 15 | TL - Insulators | TransGrid | Name | N/A | N/A
|  | 16 | TL - Overhead conductors | TransGrid | Name | N/A | N/A
|  | 17 | TL - Underground cables | TransGrid | Name | N/A | N/A
|  | 18 | N/A | TransGrid | Name | N/A | N/A
| Repex Subcategory 2 |  |  | Source | Unit | Basis | Timing
Repex_SC_2
|  | 1 | DI - Safe and Reliable Network | TransGrid | Name | N/A | N/A
|  | 2 | DI - Cyber/physical security | TransGrid | Name | N/A | N/A
|  | 3 | DI - Compliance | TransGrid | Name | N/A | N/A
|  | 4 | DI - Climate change and resilience | TransGrid | Name | N/A | N/A
|  | 5 | DI - Change in generation mix | TransGrid | Name | N/A | N/A
|  | 6 | Substations - Safe and Reliable Network | TransGrid | Name | N/A | N/A
|  | 7 | Substations - Cyber/physical security | TransGrid | Name | N/A | N/A
|  | 8 | Substations - Compliance | TransGrid | Name | N/A | N/A
|  | 9 | Substations - Climate change and resilience | TransGrid | Name | N/A | N/A
|  | 10 | Substations - Change in generation mix | TransGrid | Name | N/A | N/A
|  | 11 | TL - Safe and Reliable Network | TransGrid | Name | N/A | N/A
|  | 12 | TL - Cyber/physical security | TransGrid | Name | N/A | N/A
|  | 13 | TL - Compliance | TransGrid | Name | N/A | N/A
|  | 14 | TL - Climate change and resilience | TransGrid | Name | N/A | N/A
|  | 15 | TL - Change in generation mix | TransGrid | Name | N/A | N/A
|  | 16 | N/A | TransGrid | Name | N/A | N/A
| ICT Category (FY19-23) |  |  | Source | Unit | Basis | Timing
ICT_Category
|  | 1 | Digital Enterprise | TransGrid | Name | N/A | N/A
|  | 2 | Digital Field Force | TransGrid | Name | N/A | N/A
|  | 3 | Intelligent Operations Centre | TransGrid | Name | N/A | N/A
|  | 4 | Intelligent Asset Design | TransGrid | Name | N/A | N/A
|  | 5 | Pervasive Security | TransGrid | Name | N/A | N/A
|  | 6 | Enterprise Analytics Platform | TransGrid | Name | N/A | N/A
|  | 7 | Information Infrastructure Refresh | TransGrid | Name | N/A | N/A
|  | 8 | Corporate Data Network Refresh | TransGrid | Name | N/A | N/A
|  | 9 | N/A | TransGrid | Name | N/A | N/A
End

## Forecast_Capex_Input
| Input - Forecast Capex Project Details |  |  |  | Commercial in Confidence
| TransGrid Capex Forecast Model |  |  |  | AER amendments
| WB Check |  | 0 |  | Transgrid revised proposal amendments to AER's draft decision
| Sheet Check |  | 0 | [70 empty] | 0
Table of Contents
[5 empty] | Asset Classification | [10 empty] | Project / Prog. | Asset Life | Input Cost |  | Forecast Capex, As Incurred (Unescalated) ($M) ($Real 21) | [5 empty] | As Commission Percentage |  |  |  |  | Asset Class Allocation | [19 empty] | Total Alloc. | Transmission Lines - Secondary Allocation for Repex | [6 empty] | Substation - Secondary Allocation for Repex | [5 empty] | Digital Infrastructure - Secondary Allocation for Repex | [8 empty] | Checks | Calculation |  |  |  |  | Base & Escalation Year |  |  | Include?
[52 empty] | Asset Class Included: | Repex SubCat: | Repex SubCat: |  | NOT Repex SubCat: |  |  | Asset Class Included: | Repex SubCat: |  |  |  |  | Asset Class Included: | [5 empty] | Repex SubCat: | Repex SubCat:
[52 empty] | Transmission Lines | TL - Transmission poles | TL - Transmission towers |  | DI - OPGW |  |  | Substations | Substations - Site Establishment and supporting assets |  |  |  |  | Secondary Systems | [5 empty] | DI - OPGW | DI - AC/DC & Auxiliary systems
[52 empty] | Underground Cables | [6 empty] | Synchronous Condensers | [5 empty] | Communications (short life)
[20 empty] | 2024 | 2025 | 2026 | 2027 | 2028 | 2024 - 2028 | 2024 | 2025 | 2026 | 2027 | 2028 | 1 | 2 | 3 | 4 | 5 | 6 | 7 | 8 | 9 | 10 | 11 | 12 | 13 | 14 | 15 | 16 | 17 | 18 | 19 | 20 |  | Transmission Line Life Extension | [12 empty] | Business IT
0 |  | Index | Program / Project Name | Apply As Commissioned Percentages? (If FALSE, AC = AI) | RIN Level 1 | RIN Level 2 | RIN Level 3 | Augex Driver | Fleet & Property Allocation | Repex Subcategory 1 | Repex Subcategory 2 | ICT Category (FY19-23) | Previously Allowed but Not Undertaken | Immediately Expensed % | Key External Driver | Project / Program Classification | Regulatory Depreciation Life | Labour Weighting (n%) | Non-Labour Weighting (1-n%) | FY24 | FY25 | FY26 | FY27 | FY28 | FY24 - FY28 | FY24 | FY25 | FY26 | FY27 | FY28 | Transmission Lines | Underground Cables | Substations | Secondary Systems | Communications (short life) | Business IT | Minor Plant, Motor Vehicles & Mobile Plant | Transmission Line Life Extension | Land and Easements | Synchronous Condensers | Leasehold Land and Property | [Spare] | [Spare] | [Spare] | [Spare] | [Spare] | [Spare] | [Spare] | Buildings | In-house software | Total % Allocation | % Allocated to Transmission Lines,Underground Cables and Transmission Line Life Extension | Transmission Lines - Poles | Transmission Lines - Towers | Transmission Lines - Insulators | Transmission Lines - Overhead Conductor | Transmission Lines - Underground Cable | Transmission Lines - Others | % Allocated to Substations and Synchronous Condensers | Substation - Site Establishment and Supporting Assets | Substation - Power Transformers | Substation - Switchbay Equipment | Substation - Reactive Plant | Substation - Others | % Allocated to Digital Infrastructure | Digital Infrastructure - Protection Systems | Digital Infrastructure - Control Systems & SCADA | Digital Infrastructure - Market Metering Systems | Digital Infrastructure - Network Property | Digital Infrastructure - Communications Systems | Digital Infrastructure - Optical Fibre Systems | Digital Infrastructure - AC/DC and Auxiliary Systems | Digital Infrastructure - Others | Asset Allocation Check | # of Asset Categories Allocated | # of Rows Required | Cumulative Rows Required | Augex Total 24-28 ($Real 23) | Augex Ranking | Input Base Year ($Real x) | Escalate from Year x (Real Escalation) | Conversion to $Real 21 (Mid) | Yes/No
0 |  | 1 | Increase capacity for Generation between DNT and WG1 | TRUE | Augmentation Expenditure | NCIPAP | NCIPAP | N/A | N/A | N/A | N/A | N/A | No | 0% | N/A | Project | 40 | 20% | 80% | 0.5041 | 3.3943 | 0 | 0 | 0 | 3.8984 | 0% | 100% | 0% | 0% | 0% | 0% | 0% | 100% | 0% | 0% | 0% | 0% | 0% | 0% | 0% | 0% | 0% | 0% | 0% | 0% | 0% | 0% | 0% | 0% | 0% | 100% | 0% | 0% | 0% | 0% | 0% | 0% | 100% | 100% | 0% | 0% | 0% | 0% | 100% | 0% | 0% | 0% | 0% | 0% | 0% | 0% | 0% | 100% | 0 | 1 | 2 | 3 | N/A | N/A | FY22 | FY22 | 0.96207 | Yes
0 |  | 2 | Darlington Point 330/220 kV Transformer Tripping Scheme | TRUE | Augmentation Expenditure | NCIPAP | NCIPAP | N/A | N/A | N/A | N/A | N/A | No | 0% | N/A | Project | 15 | 20% | 80% | 0.11149 | 0.14481 | 0 | 0 | 0 | 0.25631 | 0% | 100% | 0% | 0% | 0% | 0% | 0% | 0% | 100% | 0% | 0% | 0% | 0% | 0% | 0% | 0% | 0% | 0% | 0% | 0% | 0% | 0% | 0% | 0% | 0% | 100% | 0% | 0% | 0% | 0% | 0% | 0% | 100% | 0% | 0% | 0% | 0% | 0% | 100% | 100% | 0% | 0% | 0% | 0% | 0% | 0% | 0% | 100% | 0 | 1 | 2 | 5 | N/A | N/A | FY22 | FY22 | 0.96207 | Yes
0 |  | 3 | Increase capacity for generation X5 Voltage Stability constraints | TRUE | Augmentation Expenditure | NCIPAP | NCIPAP | N/A | N/A | N/A | N/A | N/A | No | 0% | N/A | Project | 40 | 12% | 88% | 0.90442 | 4.6248 | 0 | 0 | 0 | 5.5292 | 0% | 100% | 0% | 0% | 0% | 0% | 0% | 100% | 0% | 0% | 0% | 0% | 0% | 0% | 0% | 0% | 0% | 0% | 0% | 0% | 0% | 0% | 0% | 0% | 0% | 100% | 0% | 0% | 0% | 0% | 0% | 0% | 100% | 100% | 0% | 0% | 0% | 0% | 100% | 0% | 0% | 0% | 0% | 0% | 0% | 0% | 0% | 100% | 0 | 1 | 2 | 7 | N/A | N/A | FY22 | FY22 | 0.96207 | Yes
0 |  | 4 | 94T Dynamic Ratings | TRUE | Augmentation Expenditure | NCIPAP | NCIPAP | N/A | N/A | N/A | N/A | N/A | No | 0% | N/A | Project | 15 | 20% | 80% | 0.0098894 | 0.34553 | 0 | 0 | 0 | 0.35541 | 0% | 100% | 0% | 0% | 0% | 0% | 0% | 0% | 100% | 0% | 0% | 0% | 0% | 0% | 0% | 0% | 0% | 0% | 0% | 0% | 0% | 0% | 0% | 0% | 0% | 100% | 0% | 0% | 0% | 0% | 0% | 0% | 100% | 0% | 0% | 0% | 0% | 0% | 100% | 100% | 0% | 0% | 0% | 0% | 0% | 0% | 0% | 100% | 0 | 1 | 2 | 9 | N/A | N/A | FY22 | FY22 | 0.96207 | Yes
0 |  | 5 | Increase capacity in Yass Transformers | TRUE | Augmentation Expenditure | NCIPAP | NCIPAP | N/A | N/A | N/A | N/A | N/A | No | 0% | N/A | Project | 15 | 17% | 83% | 1.0124 | 0.48436 | 0 | 0 | 0 | 1.4968 | 0% | 100% | 0% | 0% | 0% | 0% | 0% | 0% | 100% | 0% | 0% | 0% | 0% | 0% | 0% | 0% | 0% | 0% | 0% | 0% | 0% | 0% | 0% | 0% | 0% | 100% | 0% | 0% | 0% | 0% | 0% | 0% | 100% | 0% | 0% | 0% | 0% | 0% | 100% | 100% | 0% | 0% | 0% | 0% | 0% | 0% | 0% | 100% | 0 | 1 | 2 | 11 | N/A | N/A | FY22 | FY22 | 0.96207 | Yes
0 |  | 6 | Maintain capacity during Climate Change (DLR ) | TRUE | Augmentation Expenditure | NCIPAP | NCIPAP | N/A | N/A | N/A | N/A | N/A | No | 0% | N/A | Project | 15 | 20% | 80% | 0.047636 | 0.13006 | 5.1908 | 0.023539 | 0 | 5.3921 | 25% | 25% | 25% | 25% | 0% | 0% | 0% | 0% | 100% | 0% | 0% | 0% | 0% | 0% | 0% | 0% | 0% | 0% | 0% | 0% | 0% | 0% | 0% | 0% | 0% | 100% | 0% | 0% | 0% | 0% | 0% | 0% | 100% | 0% | 0% | 0% | 0% | 0% | 100% | 100% | 0% | 0% | 0% | 0% | 0% | 0% | 0% | 100% | 0 | 1 | 2 | 13 | N/A | N/A | FY22 | FY22 | 0.96207 | Yes
0 |  | 7 | Auxiliary transformer renewal program | FALSE | Replacement Expenditure | Substation | Repex | N/A | N/A | Substations - Site Establishment and supporting assets | Substations - Safe and Reliable Network | N/A | No | 0% | Safety security & reliability | Program | 0 | 0% | 100% | 0 | 0 | 0 | 0 | 0 | 0 | 0% | 100% | 0% | 0% | 0% | 0% | 0% | 100% | 0% | 0% | 0% | 0% | 0% | 0% | 0% | 0% | 0% | 0% | 0% | 0% | 0% | 0% | 0% | 0% | 0% | 100% | 0% | 0% | 0% | 0% | 0% | 0% | 100% | 100% | 100% | 0% | 0% | 0% | 0% | 0% | 0% | 0% | 0% | 0% | 0% | 0% | 0% | 100% | 0 | 1 | 2 | 15 | N/A | N/A | FY22 | FY22 | 0.96207 | Yes
0 |  | 8 | Circuit Breaker Program | TRUE | Replacement Expenditure | Substation | Repex | N/A | N/A | Substations - Switchbay Equipment | Substations - Safe and Reliable Network | N/A | No | 0% | Safety security & reliability | Program | 0 | 28.65% | 71.35% | 7.478 | 6.7982 | 3.3991 | 7.478 | 7.8179 | 32.971 | 10% | 11% | 14% | 32% | 33% | 0% | 0% | 100% | 0% | 0% | 0% | 0% | 0% | 0% | 0% | 0% | 0% | 0% | 0% | 0% | 0% | 0% | 0% | 0% | 0% | 100% | 0% | 0% | 0% | 0% | 0% | 0% | 100% | 100% | 0% | 0% | 100% | 0% | 0% | 0% | 0% | 0% | 0% | 0% | 0% | 0% | 0% | 100% | 0 | 1 | 2 | 17 | N/A | N/A | FY22 | FY22 | 0.96207 | Yes
0 |  | 9 | Cowra substation Secondary Systems Renewal | TRUE | Replacement Expenditure | Digital Infrastructure | Repex | N/A | N/A | DI - Protection systems | DI - Safe and Reliable Network | N/A | Yes | 0% | Safety security & reliability | Project | 0 | 33.12% | 66.88% | 0.50654 | 0.46049 | 0.23025 | 0.50654 | 0.52957 | 2.2334 | 10% | 11% | 14% | 32% | 33% | 0% | 0% | 0% | 100% | 0% | 0% | 0% | 0% | 0% | 0% | 0% | 0% | 0% | 0% | 0% | 0% | 0% | 0% | 0% | 0% | 100% | 0% | 0% | 0% | 0% | 0% | 0% | 100% | 0% | 0% | 0% | 0% | 0% | 100% | 100% | 86.55% | 5.851% | 7.594% | 0% | 0% | 0% | 0% | 0% | 0 | 1 | 2 | 19 | N/A | N/A | FY22 | FY22 | 0.96207 | Yes
0 |  | 10 | Dumaresq Secondary Systems Renewal | FALSE | Replacement Expenditure | Digital Infrastructure | Repex | N/A | N/A | DI - Protection systems | DI - Safe and Reliable Network | N/A | No | 0% | Safety security & reliability | Project | 0 | 0% | 100% | 0 | 0 | 0 | 0 | 0 | 0 | 0% | 0% | 0% | 0% | 0% | 0% | 0% | 0% | 86.52% | 0% | 13.48% | 0% | 0% | 0% | 0% | 0% | 0% | 0% | 0% | 0% | 0% | 0% | 0% | 0% | 0% | 100% | 0% | 0% | 0% | 0% | 0% | 0% | 100% | 0% | 0% | 0% | 0% | 0% | 100% | 100% | 38.5% | 42.95% | 5.067% | 0% | 0% | 0% | 13.48% | 0% | 0 | 2 | 4 | 23 | N/A | N/A | FY22 | FY22 | 0.96207 | Yes
0 |  | 11 | Finley Secondary Systems Renewal | TRUE | Replacement Expenditure | Digital Infrastructure | Repex | N/A | N/A | DI - Protection systems | DI - Safe and Reliable Network | N/A | No | 0% | Safety security & reliability | Project | 0 | 37.89% | 62.11% | 0.63151 | 0.5741 | 0.28705 | 0.63151 | 0.66021 | 2.7844 | 10% | 11% | 14% | 32% | 33% | 0% | 0% | 0% | 100% | 0% | 0% | 0% | 0% | 0% | 0% | 0% | 0% | 0% | 0% | 0% | 0% | 0% | 0% | 0% | 0% | 100% | 0% | 0% | 0% | 0% | 0% | 0% | 100% | 0% | 0% | 0% | 0% | 0% | 100% | 100% | 83.57% | 5.022% | 11.41% | 0% | 0% | 0% | 0% | 0% | 0 | 1 | 2 | 25 | N/A | N/A | FY22 | FY22 | 0.96207 | Yes
0 |  | 12 | Fire Extinguisher Renewal | TRUE | Replacement Expenditure | Digital Infrastructure | Repex | N/A | N/A | DI - Network Buildings & Security | DI - Compliance | N/A | No | 0% | Safety security & reliability | Program | 0 | 19.64% | 80.36% | 0.36205 | 0.36205 | 0 | 0 | 0 | 0.7241 | 0% | 100% | 0% | 0% | 0% | 0% | 0% | 0% | 0% | 0% | 100% | 0% | 0% | 0% | 0% | 0% | 0% | 0% | 0% | 0% | 0% | 0% | 0% | 0% | 0% | 100% | 0% | 0% | 0% | 0% | 0% | 0% | 100% | 0% | 0% | 0% | 0% | 0% | 100% | 100% | 0% | 0% | 0% | 100% | 0% | 0% | 0% | 0% | 0 | 1 | 2 | 27 | N/A | N/A | FY22 | FY22 | 0.96207 | Yes
0 |  | 13 | Fit OLCM to OIP bushings | TRUE | Replacement Expenditure | Substation | Repex | N/A | N/A | Substations - Site Establishment and supporting assets | Substations - Safe and Reliable Network | N/A | No | 0% | Safety security & reliability | Program | 0 | 36.21% | 63.79% | 1.032 | 0.93815 | 0.46908 | 1.032 | 1.0789 | 4.55 | 10% | 11% | 14% | 32% | 33% | 0% | 0% | 100% | 0% | 0% | 0% | 0% | 0% | 0% | 0% | 0% | 0% | 0% | 0% | 0% | 0% | 0% | 0% | 0% | 0% | 100% | 0% | 0% | 0% | 0% | 0% | 0% | 100% | 100% | 100% | 0% | 0% | 0% | 0% | 0% | 0% | 0% | 0% | 0% | 0% | 0% | 0% | 100% | 0 | 1 | 2 | 29 | N/A | N/A | FY22 | FY22 | 0.96207 | Yes
0 |  | 14 | Forbes Secondary Systems Renewal | TRUE | Replacement Expenditure | Digital Infrastructure | Repex | N/A | N/A | DI - Protection systems | DI - Safe and Reliable Network | N/A | No | 0% | Safety security & reliability | Project | 0 | 18.86% | 81.14% | 0.45069 | 0.40972 | 0.20486 | 0.45069 | 0.47118 | 1.9871 | 10% | 11% | 14% | 32% | 33% | 0% | 0% | 0% | 100% | 0% | 0% | 0% | 0% | 0% | 0% | 0% | 0% | 0% | 0% | 0% | 0% | 0% | 0% | 0% | 0% | 100% | 0% | 0% | 0% | 0% | 0% | 0% | 100% | 0% | 0% | 0% | 0% | 0% | 100% | 100% | 90.47% | 0% | 9.525% | 0% | 0% | 0% | 0% | 0% | 0 | 1 | 2 | 31 | N/A | N/A | FY22 | FY22 | 0.96207 | Yes
0 |  | 15 | FY24-28 SCADA Secure Remote Access Protocol Refresh | FALSE | Replacement Expenditure | Digital Infrastructure | Repex | N/A | N/A | DI - SCADA | DI - Cyber/physical security | N/A | No | 0% | Safety security & reliability | Program | 0 | 0% | 100% | 0 | 0 | 0 | 0 | 0 | 0 | 0% | 0% | 0% | 0% | 0% | 0% | 0% | 0% | 100% | 0% | 0% | 0% | 0% | 0% | 0% | 0% | 0% | 0% | 0% | 0% | 0% | 0% | 0% | 0% | 0% | 100% | 0% | 0% | 0% | 0% | 0% | 0% | 100% | 0% | 0% | 0% | 0% | 0% | 100% | 100% | 0% | 100% | 0% | 0% | 0% | 0% | 0% | 0% | 0 | 1 | 2 | 33 | N/A | N/A | FY22 | FY22 | 0.96207 | Yes
0 |  | 16 | Gunnedah Secondary Systems Renewal | TRUE | Replacement Expenditure | Digital Infrastructure | Repex | N/A | N/A | DI - Protection systems | DI - Safe and Reliable Network | N/A | No | 0% | Safety security & reliability | Project | 0 | 37.11% | 62.89% | 0.50703 | 0.46094 | 0.23047 | 0.50703 | 0.53008 | 2.2355 | 10% | 11% | 14% | 32% | 33% | 0% | 0% | 0% | 100% | 0% | 0% | 0% | 0% | 0% | 0% | 0% | 0% | 0% | 0% | 0% | 0% | 0% | 0% | 0% | 0% | 100% | 0% | 0% | 0% | 0% | 0% | 0% | 100% | 0% | 0% | 0% | 0% | 0% | 100% | 100% | 78.05% | 17.47% | 4.486% | 0% | 0% | 0% | 0% | 0% | 0 | 1 | 2 | 35 | N/A | N/A | FY22 | FY22 | 0.96207 | Yes
0 |  | 17 | Kemps Creek Secondary Systems Renewal | TRUE | Replacement Expenditure | Digital Infrastructure | Repex | N/A | N/A | DI - Protection systems | DI - Safe and Reliable Network | N/A | No | 0% | Safety security & reliability | Project | 0 | 14.88% | 85.12% | 0.72344 | 0.65767 | 0.32884 | 0.72344 | 0.75633 | 3.1897 | 10% | 11% | 14% | 32% | 33% | 0% | 0% | 0% | 96.67% | 3.334% | 0% | 0% | 0% | 0% | 0% | 0% | 0% | 0% | 0% | 0% | 0% | 0% | 0% | 0% | 0% | 100% | 0% | 0% | 0% | 0% | 0% | 0% | 100% | 0% | 0% | 0% | 0% | 0% | 100% | 100% | 86.63% | 10.04% | 0% | 0% | 3.334% | 0% | 0% | 0% | 0 | 2 | 4 | 39 | N/A | N/A | FY22 | FY22 | 0.96207 | Yes
0 |  | 18 | Kempsey Secondary Systems Renewal | TRUE | Replacement Expenditure | Digital Infrastructure | Repex | N/A | N/A | DI - Protection systems | DI - Safe and Reliable Network | N/A | No | 0% | Safety security & reliability | Project | 0 | 19.7% | 80.3% | 0 | 0 | 1.3893 | 5.5937 | 2.5704 | 9.5535 | 0% | 0% | 0% | 0% | 100% | 0% | 0% | 0% | 95.08% | 0% | 4.924% | 0% | 0% | 0% | 0% | 0% | 0% | 0% | 0% | 0% | 0% | 0% | 0% | 0% | 0% | 100% | 0% | 0% | 0% | 0% | 0% | 0% | 100% | 0% | 0% | 0% | 0% | 0% | 100% | 100% | 54.04% | 29.94% | 11.1% | 0% | 0% | 0% | 4.924% | 0% | 0 | 2 | 4 | 43 | N/A | N/A | FY22 | FY22 | 0.96207 | Yes
0 |  | 19 | Line 1 Refurbishment | FALSE | Replacement Expenditure | Transmission Lines | Repex | N/A | N/A | TL - Transmission towers | TL - Safe and Reliable Network | N/A | No | 0% | Safety security & reliability | Project | 0 | 0% | 100% | 0 | 0 | 0 | 0 | 0 | 0 | 0% | 0% | 0% | 0% | 0% | 100% | 0% | 0% | 0% | 0% | 0% | 0% | 0% | 0% | 0% | 0% | 0% | 0% | 0% | 0% | 0% | 0% | 0% | 0% | 0% | 100% | 100% | 0% | 40% | 60% | 0% | 0% | 0% | 0% | 0% | 0% | 0% | 0% | 100% | 0% | 0% | 0% | 0% | 0% | 0% | 0% | 0% | 100% | 0 | 1 | 2 | 45 | N/A | N/A | FY22 | FY22 | 0.96207 | Yes
0 |  | 20 | Line 11 - Sydney Sth - Dapto - Twr Repl | TRUE | Replacement Expenditure | Transmission Lines | Repex | N/A | N/A | TL - Transmission towers | TL - Safe and Reliable Network | N/A | Yes | 0% | Safety security & reliability | Project | 0 | 8.989% | 91.01% | 0 | 0.54818 | 5.4818 | 40.5656 | 8.2228 | 54.8184 | 0% | 0% | 0% | 0% | 100% | 100% | 0% | 0% | 0% | 0% | 0% | 0% | 0% | 0% | 0% | 0% | 0% | 0% | 0% | 0% | 0% | 0% | 0% | 0% | 0% | 100% | 100% | 0% | 56.62% | 1.846% | 41.54% | 0% | 0% | 0% | 0% | 0% | 0% | 0% | 100% | 0% | 0% | 0% | 0% | 0% | 0% | 0% | 0% | 100% | 0 | 1 | 2 | 47 | N/A | N/A | FY22 | FY22 | 0.96207 | Yes
0 |  | 21 | Line 12 Refurbishment | TRUE | Replacement Expenditure | Transmission Lines | Repex | N/A | N/A | TL - Transmission towers | TL - Safe and Reliable Network | N/A | Yes | 0% | Safety security & reliability | Project | 0 | 12.64% | 87.36% | 0.080247 | 3.9565 | 0 | 0 | 0 | 4.0368 | 0% | 100% | 0% | 0% | 0% | 100% | 0% | 0% | 0% | 0% | 0% | 0% | 0% | 0% | 0% | 0% | 0% | 0% | 0% | 0% | 0% | 0% | 0% | 0% | 0% | 100% | 100% | 0% | 25.39% | 21.53% | 53.08% | 0% | 0% | 0% | 0% | 0% | 0% | 0% | 100% | 0% | 0% | 0% | 0% | 0% | 0% | 0% | 0% | 100% | 0 | 1 | 2 | 49 | N/A | N/A | FY22 | FY22 | 0.96207 | Yes
0 |  | 22 | Line 12/76 Refurbishment | TRUE | Replacement Expenditure | Transmission Lines | Repex | N/A | N/A | TL - Transmission towers | TL - Safe and Reliable Network | N/A | No | 0% | Safety security & reliability | Project | 0 | 13.32% | 86.68% | 4.587 | 0.24337 | 0 | 0 | 0 | 4.8304 | 0% | 100% | 0% | 0% | 0% | 100% | 0% | 0% | 0% | 0% | 0% | 0% | 0% | 0% | 0% | 0% | 0% | 0% | 0% | 0% | 0% | 0% | 0% | 0% | 0% | 100% | 100% | 0% | 5.541% | 50.52% | 43.94% | 0% | 0% | 0% | 0% | 0% | 0% | 0% | 100% | 0% | 0% | 0% | 0% | 0% | 0% | 0% | 0% | 100% | 0 | 1 | 2 | 51 | N/A | N/A | FY22 | FY22 | 0.96207 | Yes
0 |  | 23 | Line 13 kemps creek sydney south refurb | TRUE | Replacement Expenditure | Transmission Lines | Repex | N/A | N/A | TL - Transmission towers | TL - Safe and Reliable Network | N/A | Yes | 0% | Safety security & reliability | Project | 0 | 13.04% | 86.96% | 2.6076 | 0 | 0 | 0 | 0 | 2.6076 | 100% | 0% | 0% | 0% | 0% | 100% | 0% | 0% | 0% | 0% | 0% | 0% | 0% | 0% | 0% | 0% | 0% | 0% | 0% | 0% | 0% | 0% | 0% | 0% | 0% | 100% | 100% | 0% | 38.82% | 32.91% | 28.27% | 0% | 0% | 0% | 0% | 0% | 0% | 0% | 100% | 0% | 0% | 0% | 0% | 0% | 0% | 0% | 0% | 100% | 0 | 1 | 2 | 53 | N/A | N/A | FY22 | FY22 | 0.96207 | Yes
0 |  | 24 | Line 13/78 Refurbishment | TRUE | Replacement Expenditure | Transmission Lines | Repex | N/A | N/A | TL - Transmission towers | TL - Safe and Reliable Network | N/A | No | 0% | Safety security & reliability | Project | 0 | 13.49% | 86.51% | 3.8704 | 0 | 0 | 0 | 0 | 3.8704 | 100% | 0% | 0% | 0% | 0% | 100% | 0% | 0% | 0% | 0% | 0% | 0% | 0% | 0% | 0% | 0% | 0% | 0% | 0% | 0% | 0% | 0% | 0% | 0% | 0% | 100% | 100% | 0% | 6.448% | 53.66% | 39.89% | 0% | 0% | 0% | 0% | 0% | 0% | 0% | 100% | 0% | 0% | 0% | 0% | 0% | 0% | 0% | 0% | 100% | 0 | 1 | 2 | 55 | N/A | N/A | FY22 | FY22 | 0.96207 | Yes
0 |  | 25 | Line 16 Marulan Avon refurb | TRUE | Replacement Expenditure | Transmission Lines | Repex | N/A | N/A | TL - Transmission towers | TL - Safe and Reliable Network | N/A | Yes | 0% | Safety security & reliability | Project | 0 | 13.38% | 86.62% | 0.54603 | 7.0717 | 0 | 0 | 0 | 7.6177 | 0% | 100% | 0% | 0% | 0% | 100% | 0% | 0% | 0% | 0% | 0% | 0% | 0% | 0% | 0% | 0% | 0% | 0% | 0% | 0% | 0% | 0% | 0% | 0% | 0% | 100% | 100% | 0% | 21.51% | 47.1% | 31.39% | 0% | 0% | 0% | 0% | 0% | 0% | 0% | 100% | 0% | 0% | 0% | 0% | 0% | 0% | 0% | 0% | 100% | 0 | 1 | 2 | 57 | N/A | N/A | FY22 | FY22 | 0.96207 | Yes
0 |  | 26 | Line 24/90 Refurbishment | TRUE | Replacement Expenditure | Transmission Lines | Repex | N/A | N/A | TL - Transmission towers | TL - Safe and Reliable Network | N/A | No | 0% | Safety security & reliability | Project | 0 | 25.3% | 74.7% | 0.88884 | 0 | 0 | 0 | 0 | 0.88884 | 100% | 0% | 0% | 0% | 0% | 100% | 0% | 0% | 0% | 0% | 0% | 0% | 0% | 0% | 0% | 0% | 0% | 0% | 0% | 0% | 0% | 0% | 0% | 0% | 0% | 100% | 100% | 0% | 8.479% | 80.57% | 10.95% | 0% | 0% | 0% | 0% | 0% | 0% | 0% | 100% | 0% | 0% | 0% | 0% | 0% | 0% | 0% | 0% | 100% | 0 | 1 | 2 | 59 | N/A | N/A | FY22 | FY22 | 0.96207 | Yes
0 |  | 27 | Line 25/92 Refurbishment | TRUE | Replacement Expenditure | Transmission Lines | Repex | N/A | N/A | TL - Transmission towers | TL - Safe and Reliable Network | N/A | No | 0% | Safety security & reliability | Project | 0 | 12.56% | 87.44% | 0 | 0 | 0.059375 | 3.1293 | 0.15449 | 3.3432 | 0% | 0% | 0% | 0% | 100% | 100% | 0% | 0% | 0% | 0% | 0% | 0% | 0% | 0% | 0% | 0% | 0% | 0% | 0% | 0% | 0% | 0% | 0% | 0% | 0% | 100% | 100% | 0% | 38.04% | 55.6% | 6.352% | 0% | 0% | 0% | 0% | 0% | 0% | 0% | 100% | 0% | 0% | 0% | 0% | 0% | 0% | 0% | 0% | 100% | 0 | 1 | 2 | 61 | N/A | N/A | FY22 | FY22 | 0.96207 | Yes
0 |  | 28 | Line 25/93 Refubishment | FALSE | Replacement Expenditure | Transmission Lines | Repex | N/A | N/A | TL - Transmission towers | TL - Safe and Reliable Network | N/A | No | 0% | Safety security & reliability | Project | 0 | 0% | 100% | 0 | 0 | 0 | 0 | 0 | 0 | 0% | 0% | 0% | 0% | 0% | 100% | 0% | 0% | 0% | 0% | 0% | 0% | 0% | 0% | 0% | 0% | 0% | 0% | 0% | 0% | 0% | 0% | 0% | 0% | 0% | 100% | 100% | 0% | 0% | 100% | 0% | 0% | 0% | 0% | 0% | 0% | 0% | 0% | 100% | 0% | 0% | 0% | 0% | 0% | 0% | 0% | 0% | 100% | 0 | 1 | 2 | 63 | N/A | N/A | FY22 | FY22 | 0.96207 | Yes
0 |  | 29 | Line 29/26 Refurbishment | TRUE | Replacement Expenditure | Transmission Lines | Repex | N/A | N/A | TL - Transmission towers | TL - Safe and Reliable Network | N/A | No | 0% | Safety security & reliability | Project | 0 | 12.96% | 87.04% | 0 | 0 | 0 | 0.083899 | 4.1366 | 4.2205 | 0% | 0% | 0% | 0% | 100% | 100% | 0% | 0% | 0% | 0% | 0% | 0% | 0% | 0% | 0% | 0% | 0% | 0% | 0% | 0% | 0% | 0% | 0% | 0% | 0% | 100% | 100% | 0% | 36.14% | 43.25% | 20.61% | 0% | 0% | 0% | 0% | 0% | 0% | 0% | 100% | 0% | 0% | 0% | 0% | 0% | 0% | 0% | 0% | 100% | 0 | 1 | 2 | 65 | N/A | N/A | FY22 | FY22 | 0.96207 | Yes
0 |  | 30 | Line 76/77 Refurbishment | FALSE | Replacement Expenditure | Transmission Lines | Repex | N/A | N/A | TL - Transmission towers | TL - Safe and Reliable Network | N/A | No | 0% | Safety security & reliability | Project | 0 | 0% | 100% | 0 | 0 | 0 | 0 | 0 | 0 | 0% | 0% | 0% | 0% | 0% | 100% | 0% | 0% | 0% | 0% | 0% | 0% | 0% | 0% | 0% | 0% | 0% | 0% | 0% | 0% | 0% | 0% | 0% | 0% | 0% | 100% | 100% | 0% | 40% | 60% | 0% | 0% | 0% | 0% | 0% | 0% | 0% | 0% | 100% | 0% | 0% | 0% | 0% | 0% | 0% | 0% | 0% | 100% | 0 | 1 | 2 | 67 | N/A | N/A | FY22 | FY22 | 0.96207 | Yes
0 |  | 31 | Line 76/78 Refurbishment | TRUE | Replacement Expenditure | Transmission Lines | Repex | N/A | N/A | TL - Transmission towers | TL - Safe and Reliable Network | N/A | No | 0% | Safety security & reliability | Project | 0 | 12.63% | 87.37% | 3.1359 | 0 | 0 | 0 | 0 | 3.1359 | 100% | 0% | 0% | 0% | 0% | 100% | 0% | 0% | 0% | 0% | 0% | 0% | 0% | 0% | 0% | 0% | 0% | 0% | 0% | 0% | 0% | 0% | 0% | 0% | 0% | 100% | 100% | 0% | 9.25% | 75.22% | 15.53% | 0% | 0% | 0% | 0% | 0% | 0% | 0% | 100% | 0% | 0% | 0% | 0% | 0% | 0% | 0% | 0% | 100% | 0 | 1 | 2 | 69 | N/A | N/A | FY22 | FY22 | 0.96207 | Yes
0 |  | 32 | Line 82 Refurbishment | FALSE | Replacement Expenditure | Transmission Lines | Repex | N/A | N/A | TL - Transmission towers | TL - Safe and Reliable Network | N/A | No | 0% | Safety security & reliability | Project | 0 | 0% | 100% | 0 | 0 | 0 | 0 | 0 | 0 | 0% | 0% | 0% | 0% | 0% | 100% | 0% | 0% | 0% | 0% | 0% | 0% | 0% | 0% | 0% | 0% | 0% | 0% | 0% | 0% | 0% | 0% | 0% | 0% | 0% | 100% | 100% | 0% | 0% | 100% | 0% | 0% | 0% | 0% | 0% | 0% | 0% | 0% | 100% | 0% | 0% | 0% | 0% | 0% | 0% | 0% | 0% | 100% | 0 | 1 | 2 | 71 | N/A | N/A | FY22 | FY22 | 0.96207 | Yes
0 |  | 33 | Line 82/95 Refurbishment | TRUE | Replacement Expenditure | Transmission Lines | Repex | N/A | N/A | TL - Transmission towers | TL - Safe and Reliable Network | N/A | No | 0% | Safety security & reliability | Project | 0 | 12.67% | 87.33% | 0 | 0.070482 | 3.7147 | 0.18339 | 0 | 3.9686 | 0% | 0% | 0% | 100% | 0% | 100% | 0% | 0% | 0% | 0% | 0% | 0% | 0% | 0% | 0% | 0% | 0% | 0% | 0% | 0% | 0% | 0% | 0% | 0% | 0% | 100% | 100% | 0% | 27.33% | 57.53% | 15.15% | 0% | 0% | 0% | 0% | 0% | 0% | 0% | 100% | 0% | 0% | 0% | 0% | 0% | 0% | 0% | 0% | 100% | 0 | 1 | 2 | 73 | N/A | N/A | FY22 | FY22 | 0.96207 | Yes
0 |  | 34 | Line 8C/8E Refurbishment | TRUE | Replacement Expenditure | Transmission Lines | Repex | N/A | N/A | TL - Insulators | TL - Safe and Reliable Network | N/A | No | 0% | Safety security & reliability | Project | 0 | 13.23% | 86.77% | 0 | 0.13136 | 0.30096 | 3.6829 | 13.3169 | 17.4322 | 0% | 0% | 0% | 0% | 100% | 100% | 0% | 0% | 0% | 0% | 0% | 0% | 0% | 0% | 0% | 0% | 0% | 0% | 0% | 0% | 0% | 0% | 0% | 0% | 0% | 100% | 100% | 0% | 12.62% | 73.87% | 13.51% | 0% | 0% | 0% | 0% | 0% | 0% | 0% | 100% | 0% | 0% | 0% | 0% | 0% | 0% | 0% | 0% | 100% | 0 | 1 | 2 | 75 | N/A | N/A | FY22 | FY22 | 0.96207 | Yes
0 |  | 35 | Line 8C/8J Refurbishment | TRUE | Replacement Expenditure | Transmission Lines | Repex | N/A | N/A | TL - Insulators | TL - Safe and Reliable Network | N/A | No | 0% | Safety security & reliability | Project | 0 | 12.6% | 87.4% | 0.085424 | 0.50704 | 7.1383 | 0 | 0 | 7.7307 | 0% | 0% | 100% | 0% | 0% | 100% | 0% | 0% | 0% | 0% | 0% | 0% | 0% | 0% | 0% | 0% | 0% | 0% | 0% | 0% | 0% | 0% | 0% | 0% | 0% | 100% | 100% | 0% | 2.093% | 91.56% | 6.345% | 0% | 0% | 0% | 0% | 0% | 0% | 0% | 100% | 0% | 0% | 0% | 0% | 0% | 0% | 0% | 0% | 100% | 0 | 1 | 2 | 77 | N/A | N/A | FY22 | FY22 | 0.96207 | Yes
0 |  | 36 | Line 8L/8M Refurbishment | TRUE | Replacement Expenditure | Transmission Lines | Repex | N/A | N/A | TL - Insulators | TL - Safe and Reliable Network | N/A | No | 0% | Safety security & reliability | Project | 0 | 12.46% | 87.54% | 0 | 0 | 0 | 0 | 0.076127 | 0.076127 | 0% | 0% | 0% | 0% | 0% | 100% | 0% | 0% | 0% | 0% | 0% | 0% | 0% | 0% | 0% | 0% | 0% | 0% | 0% | 0% | 0% | 0% | 0% | 0% | 0% | 100% | 100% | 0% | 4.217% | 77.51% | 18.27% | 0% | 0% | 0% | 0% | 0% | 0% | 0% | 100% | 0% | 0% | 0% | 0% | 0% | 0% | 0% | 0% | 100% | 0 | 1 | 2 | 79 | N/A | N/A | FY22 | FY22 | 0.96207 | Yes
0 |  | 37 | Line 90/92 Refurbishment | TRUE | Replacement Expenditure | Transmission Lines | Repex | N/A | N/A | TL - Transmission towers | TL - Safe and Reliable Network | N/A | No | 0% | Safety security & reliability | Project | 0 | 24.58% | 75.42% | 0.033761 | 1.1796 | 0 | 0 | 0 | 1.2133 | 0% | 100% | 0% | 0% | 0% | 100% | 0% | 0% | 0% | 0% | 0% | 0% | 0% | 0% | 0% | 0% | 0% | 0% | 0% | 0% | 0% | 0% | 0% | 0% | 0% | 100% | 100% | 0% | 1.741% | 92.28% | 5.981% | 0% | 0% | 0% | 0% | 0% | 0% | 0% | 100% | 0% | 0% | 0% | 0% | 0% | 0% | 0% | 0% | 100% | 0 | 1 | 2 | 81 | N/A | N/A | FY22 | FY22 | 0.96207 | Yes
0 |  | 38 | Line 92/93 Refurbishment | TRUE | Replacement Expenditure | Transmission Lines | Repex | N/A | N/A | TL - Transmission towers | TL - Safe and Reliable Network | N/A | No | 0% | Safety security & reliability | Project | 0 | 23.5% | 76.5% | 0.052967 | 2.0772 | 0 | 0 | 0 | 2.1302 | 0% | 100% | 0% | 0% | 0% | 100% | 0% | 0% | 0% | 0% | 0% | 0% | 0% | 0% | 0% | 0% | 0% | 0% | 0% | 0% | 0% | 0% | 0% | 0% | 0% | 100% | 100% | 0% | 1.736% | 45.68% | 52.58% | 0% | 0% | 0% | 0% | 0% | 0% | 0% | 100% | 0% | 0% | 0% | 0% | 0% | 0% | 0% | 0% | 100% | 0 | 1 | 2 | 83 | N/A | N/A | FY22 | FY22 | 0.96207 | Yes
0 |  | 39 | Line 94/96 Refurbishment | TRUE | Replacement Expenditure | Transmission Lines | Repex | N/A | N/A | TL - Transmission towers | TL - Safe and Reliable Network | N/A | No | 0% | Safety security & reliability | Project | 0 | 12.37% | 87.63% | 0 | 0 | 0.05577 | 2.9393 | 0.14511 | 3.1402 | 0% | 0% | 0% | 0% | 100% | 100% | 0% | 0% | 0% | 0% | 0% | 0% | 0% | 0% | 0% | 0% | 0% | 0% | 0% | 0% | 0% | 0% | 0% | 0% | 0% | 100% | 100% | 0% | 34.95% | 43.36% | 21.69% | 0% | 0% | 0% | 0% | 0% | 0% | 0% | 100% | 0% | 0% | 0% | 0% | 0% | 0% | 0% | 0% | 100% | 0 | 1 | 2 | 85 | N/A | N/A | FY22 | FY22 | 0.96207 | Yes
0 |  | 40 | Line 947 Refurbishment | TRUE | Replacement Expenditure | Transmission Lines | Repex | N/A | N/A | TL - Transmission poles | TL - Safe and Reliable Network | N/A | No | 0% | Safety security & reliability | Project | 0 | 13.54% | 86.46% | 0 | 0 | 0 | 0.12688 | 4.9759 | 5.1027 | 0% | 0% | 0% | 0% | 100% | 100% | 0% | 0% | 0% | 0% | 0% | 0% | 0% | 0% | 0% | 0% | 0% | 0% | 0% | 0% | 0% | 0% | 0% | 0% | 0% | 100% | 100% | 95.81% | 0% | 0.8544% | 3.337% | 0% | 0% | 0% | 0% | 0% | 0% | 0% | 100% | 0% | 0% | 0% | 0% | 0% | 0% | 0% | 0% | 100% | 0 | 1 | 2 | 87 | N/A | N/A | FY22 | FY22 | 0.96207 | Yes
0 |  | 41 | Line 94M Refurbishment | TRUE | Replacement Expenditure | Transmission Lines | Repex | N/A | N/A | TL - Transmission poles | TL - Safe and Reliable Network | N/A | No | 0% | Safety security & reliability | Project | 0 | 13.72% | 86.28% | 0 | 0.14441 | 6.3509 | 0 | 0 | 6.4953 | 0% | 0% | 100% | 0% | 0% | 100% | 0% | 0% | 0% | 0% | 0% | 0% | 0% | 0% | 0% | 0% | 0% | 0% | 0% | 0% | 0% | 0% | 0% | 0% | 0% | 100% | 100% | 95.94% | 0% | 0.7187% | 3.344% | 0% | 0% | 0% | 0% | 0% | 0% | 0% | 100% | 0% | 0% | 0% | 0% | 0% | 0% | 0% | 0% | 100% | 0 | 1 | 2 | 89 | N/A | N/A | FY22 | FY22 | 0.96207 | Yes
0 |  | 42 | Line 94U Refurbishment | TRUE | Replacement Expenditure | Transmission Lines | Repex | N/A | N/A | TL - Transmission poles | TL - Safe and Reliable Network | N/A | No | 0% | Safety security & reliability | Project | 0 | 9.829% | 90.17% | 0 | 0 | 0.31977 | 16.8532 | 0.83201 | 18.0049 | 0% | 0% | 0% | 0% | 100% | 100% | 0% | 0% | 0% | 0% | 0% | 0% | 0% | 0% | 0% | 0% | 0% | 0% | 0% | 0% | 0% | 0% | 0% | 0% | 0% | 100% | 100% | 90.61% | 0% | 3.552% | 5.841% | 0% | 0% | 0% | 0% | 0% | 0% | 0% | 100% | 0% | 0% | 0% | 0% | 0% | 0% | 0% | 0% | 100% | 0 | 1 | 2 | 91 | N/A | N/A | FY22 | FY22 | 0.96207 | Yes
0 |  | 43 | Line 95 Refurbishment | TRUE | Replacement Expenditure | Transmission Lines | Repex | N/A | N/A | TL - Transmission towers | TL - Safe and Reliable Network | N/A | No | 0% | Safety security & reliability | Project | 0 | 25.83% | 74.17% | 0 | 0.046138 | 1.8094 | 0 | 0 | 1.8556 | 0% | 0% | 100% | 0% | 0% | 100% | 0% | 0% | 0% | 0% | 0% | 0% | 0% | 0% | 0% | 0% | 0% | 0% | 0% | 0% | 0% | 0% | 0% | 0% | 0% | 100% | 100% | 0% | 67.78% | 26.15% | 6.068% | 0% | 0% | 0% | 0% | 0% | 0% | 0% | 100% | 0% | 0% | 0% | 0% | 0% | 0% | 0% | 0% | 100% | 0 | 1 | 2 | 93 | N/A | N/A | FY22 | FY22 | 0.96207 | Yes
0 |  | 44 | Line 963 Refurb | TRUE | Replacement Expenditure | Transmission Lines | Repex | N/A | N/A | TL - Transmission poles | TL - Safe and Reliable Network | N/A | No | 0% | Safety security & reliability | Project | 0 | 12.81% | 87.19% | 0.10477 | 2.6628 | 4.6631 | 0 | 0 | 7.4307 | 0% | 0% | 100% | 0% | 0% | 100% | 0% | 0% | 0% | 0% | 0% | 0% | 0% | 0% | 0% | 0% | 0% | 0% | 0% | 0% | 0% | 0% | 0% | 0% | 0% | 100% | 100% | 43.62% | 0% | 33.06% | 23.32% | 0% | 0% | 0% | 0% | 0% | 0% | 0% | 100% | 0% | 0% | 0% | 0% | 0% | 0% | 0% | 0% | 100% | 0 | 1 | 2 | 95 | N/A | N/A | FY22 | FY22 | 0.96207 | Yes
0 |  | 45 | Line 963/96P Refurbishment | FALSE | Replacement Expenditure | Transmission Lines | Repex | N/A | N/A | TL - Transmission poles | TL - Safe and Reliable Network | N/A | No | 0% | Safety security & reliability | Project | 0 | 0% | 100% | 0 | 0 | 0 | 0 | 0 | 0 | 0% | 0% | 0% | 0% | 0% | 100% | 0% | 0% | 0% | 0% | 0% | 0% | 0% | 0% | 0% | 0% | 0% | 0% | 0% | 0% | 0% | 0% | 0% | 0% | 0% | 100% | 100% | 0% | 0% | 100% | 0% | 0% | 0% | 0% | 0% | 0% | 0% | 0% | 100% | 0% | 0% | 0% | 0% | 0% | 0% | 0% | 0% | 100% | 0 | 1 | 2 | 97 | N/A | N/A | FY22 | FY22 | 0.96207 | Yes
0 |  | 46 | Line 964 Refurbishment | TRUE | Replacement Expenditure | Transmission Lines | Repex | N/A | N/A | TL - Transmission poles | TL - Safe and Reliable Network | N/A | No | 0% | Safety security & reliability | Project | 0 | 12.8% | 87.2% | 0.064329 | 2.5228 | 0 | 0 | 0 | 2.5871 | 0% | 100% | 0% | 0% | 0% | 100% | 0% | 0% | 0% | 0% | 0% | 0% | 0% | 0% | 0% | 0% | 0% | 0% | 0% | 0% | 0% | 0% | 0% | 0% | 0% | 100% | 100% | 66.99% | 0% | 29.58% | 3.424% | 0% | 0% | 0% | 0% | 0% | 0% | 0% | 100% | 0% | 0% | 0% | 0% | 0% | 0% | 0% | 0% | 100% | 0 | 1 | 2 | 99 | N/A | N/A | FY22 | FY22 | 0.96207 | Yes
0 |  | 47 | Line 965 Refurbishment | FALSE | Replacement Expenditure | Transmission Lines | Repex | N/A | N/A | TL - Transmission poles | TL - Safe and Reliable Network | N/A | No | 0% | Safety security & reliability | Project | 0 | 0% | 100% | 0 | 0 | 0 | 0 | 0 | 0 | 0% | 0% | 0% | 0% | 0% | 100% | 0% | 0% | 0% | 0% | 0% | 0% | 0% | 0% | 0% | 0% | 0% | 0% | 0% | 0% | 0% | 0% | 0% | 0% | 0% | 100% | 100% | 70% | 0% | 30% | 0% | 0% | 0% | 0% | 0% | 0% | 0% | 0% | 100% | 0% | 0% | 0% | 0% | 0% | 0% | 0% | 0% | 100% | 0 | 1 | 2 | 101 | N/A | N/A | FY22 | FY22 | 0.96207 | Yes
0 |  | 48 | Line 966 Refurbishment | TRUE | Replacement Expenditure | Transmission Lines | Repex | N/A | N/A | TL - Transmission poles | TL - Safe and Reliable Network | N/A | No | 0% | Safety security & reliability | Project | 0 | 13.53% | 86.47% | 0.24936 | 12.2946 | 0 | 0 | 0 | 12.544 | 0% | 100% | 0% | 0% | 0% | 100% | 0% | 0% | 0% | 0% | 0% | 0% | 0% | 0% | 0% | 0% | 0% | 0% | 0% | 0% | 0% | 0% | 0% | 0% | 0% | 100% | 100% | 95.98% | 0% | 0.8171% | 3.199% | 0% | 0% | 0% | 0% | 0% | 0% | 0% | 100% | 0% | 0% | 0% | 0% | 0% | 0% | 0% | 0% | 100% | 0 | 1 | 2 | 103 | N/A | N/A | FY22 | FY22 | 0.96207 | Yes
0 |  | 49 | Line 977/1 Refurbishment | TRUE | Replacement Expenditure | Transmission Lines | Repex | N/A | N/A | TL - Transmission poles | TL - Safe and Reliable Network | N/A | No | 0% | Safety security & reliability | Project | 0 | 14.19% | 85.81% | 0.093101 | 0.5526 | 7.7797 | 0 | 0 | 8.4254 | 0% | 0% | 100% | 0% | 0% | 100% | 0% | 0% | 0% | 0% | 0% | 0% | 0% | 0% | 0% | 0% | 0% | 0% | 0% | 0% | 0% | 0% | 0% | 0% | 0% | 100% | 100% | 45.22% | 0% | 51.41% | 3.378% | 0% | 0% | 0% | 0% | 0% | 0% | 0% | 100% | 0% | 0% | 0% | 0% | 0% | 0% | 0% | 0% | 100% | 0 | 1 | 2 | 105 | N/A | N/A | FY22 | FY22 | 0.96207 | Yes
0 |  | 50 | Line 978 Refurbishment | FALSE | Replacement Expenditure | Transmission Lines | Repex | N/A | N/A | TL - Transmission poles | TL - Safe and Reliable Network | N/A | No | 0% | Safety security & reliability | Project | 0 | 0% | 100% | 0 | 0 | 0 | 0 | 0 | 0 | 0% | 0% | 0% | 0% | 0% | 100% | 0% | 0% | 0% | 0% | 0% | 0% | 0% | 0% | 0% | 0% | 0% | 0% | 0% | 0% | 0% | 0% | 0% | 0% | 0% | 100% | 100% | 0% | 0% | 100% | 0% | 0% | 0% | 0% | 0% | 0% | 0% | 0% | 100% | 0% | 0% | 0% | 0% | 0% | 0% | 0% | 0% | 100% | 0 | 1 | 2 | 107 | N/A | N/A | FY22 | FY22 | 0.96207 | Yes
0 |  | 51 | Line 991 Refurbishment | FALSE | Replacement Expenditure | Transmission Lines | Repex | N/A | N/A | TL - Transmission poles | TL - Safe and Reliable Network | N/A | No | 0% | Safety security & reliability | Project | 0 | 0% | 100% | 0 | 0 | 0 | 0 | 0 | 0 | 0% | 0% | 0% | 0% | 0% | 100% | 0% | 0% | 0% | 0% | 0% | 0% | 0% | 0% | 0% | 0% | 0% | 0% | 0% | 0% | 0% | 0% | 0% | 0% | 0% | 100% | 100% | 70% | 0% | 30% | 0% | 0% | 0% | 0% | 0% | 0% | 0% | 0% | 100% | 0% | 0% | 0% | 0% | 0% | 0% | 0% | 0% | 100% | 0 | 1 | 2 | 109 | N/A | N/A | FY22 | FY22 | 0.96207 | Yes
0 |  | 52 | Line 99B Refurbishment | TRUE | Replacement Expenditure | Transmission Lines | Repex | N/A | N/A | TL - Transmission poles | TL - Safe and Reliable Network | N/A | No | 0% | Safety security & reliability | Project | 0 | 12.79% | 87.21% | 0.077764 | 3.0497 | 0 | 0 | 0 | 3.1275 | 0% | 100% | 0% | 0% | 0% | 100% | 0% | 0% | 0% | 0% | 0% | 0% | 0% | 0% | 0% | 0% | 0% | 0% | 0% | 0% | 0% | 0% | 0% | 0% | 0% | 100% | 100% | 96.02% | 0% | 0.9221% | 3.054% | 0% | 0% | 0% | 0% | 0% | 0% | 0% | 100% | 0% | 0% | 0% | 0% | 0% | 0% | 0% | 0% | 100% | 0 | 1 | 2 | 111 | N/A | N/A | FY22 | FY22 | 0.96207 | Yes
0 |  | 53 | Line 99Z Refurbishment | TRUE | Replacement Expenditure | Transmission Lines | Repex | N/A | N/A | TL - Transmission poles | TL - Safe and Reliable Network | N/A | Yes | 0% | Safety security & reliability | Project | 0 | 12.55% | 87.45% | 2.5462 | 0 | 0 | 0 | 0 | 2.5462 | 100% | 0% | 0% | 0% | 0% | 100% | 0% | 0% | 0% | 0% | 0% | 0% | 0% | 0% | 0% | 0% | 0% | 0% | 0% | 0% | 0% | 0% | 0% | 0% | 0% | 100% | 100% | 95.51% | 0% | 1.728% | 2.766% | 0% | 0% | 0% | 0% | 0% | 0% | 0% | 100% | 0% | 0% | 0% | 0% | 0% | 0% | 0% | 0% | 100% | 0 | 1 | 2 | 113 | N/A | N/A | FY22 | FY22 | 0.96207 | Yes
0 |  | 54 | Line 9ML Refurbishment | TRUE | Replacement Expenditure | Transmission Lines | Repex | N/A | N/A | TL - Transmission poles | TL - Safe and Reliable Network | N/A | No | 0% | Safety security & reliability | Project | 0 | 13.71% | 86.29% | 4.6702 | 0 | 0 | 0 | 0 | 4.6702 | 100% | 0% | 0% | 0% | 0% | 100% | 0% | 0% | 0% | 0% | 0% | 0% | 0% | 0% | 0% | 0% | 0% | 0% | 0% | 0% | 0% | 0% | 0% | 0% | 0% | 100% | 100% | 95.83% | 0% | 0.737% | 3.429% | 0% | 0% | 0% | 0% | 0% | 0% | 0% | 100% | 0% | 0% | 0% | 0% | 0% | 0% | 0% | 0% | 100% | 0 | 1 | 2 | 115 | N/A | N/A | FY22 | FY22 | 0.96207 | Yes
0 |  | 55 | Line 9W/96 Refurbishment | TRUE | Replacement Expenditure | Transmission Lines | Repex | N/A | N/A | TL - Transmission towers | TL - Safe and Reliable Network | N/A | No | 0% | Safety security & reliability | Project | 0 | 24.97% | 75.03% | 0 | 0 | 0.032627 | 1.1399 | 0 | 1.1726 | 0% | 0% | 0% | 100% | 0% | 100% | 0% | 0% | 0% | 0% | 0% | 0% | 0% | 0% | 0% | 0% | 0% | 0% | 0% | 0% | 0% | 0% | 0% | 0% | 0% | 100% | 100% | 0% | 9.579% | 90.42% | 0% | 0% | 0% | 0% | 0% | 0% | 0% | 0% | 100% | 0% | 0% | 0% | 0% | 0% | 0% | 0% | 0% | 100% | 0 | 1 | 2 | 117 | N/A | N/A | FY22 | FY22 | 0.96207 | Yes
0 |  | 56 | Nambucca Secondary Systems Renewal | TRUE | Replacement Expenditure | Digital Infrastructure | Repex | N/A | N/A | DI - Protection systems | DI - Safe and Reliable Network | N/A | No | 0% | Safety security & reliability | Project | 0 | 19.9% | 80.1% | 0 | 0 | 1.7472 | 5.4686 | 0.50256 | 7.7183 | 0% | 0% | 0% | 0% | 100% | 0% | 0% | 0% | 95.11% | 0% | 4.89% | 0% | 0% | 0% | 0% | 0% | 0% | 0% | 0% | 0% | 0% | 0% | 0% | 0% | 0% | 100% | 0% | 0% | 0% | 0% | 0% | 0% | 100% | 0% | 0% | 0% | 0% | 0% | 100% | 100% | 43.19% | 47.78% | 4.134% | 0% | 0% | 0% | 4.89% | 0% | 0 | 2 | 4 | 121 | N/A | N/A | FY22 | FY22 | 0.96207 | Yes
0 |  | 57 | Narrabri Secondary Systems Renewal | TRUE | Replacement Expenditure | Digital Infrastructure | Repex | N/A | N/A | DI - Protection systems | DI - Safe and Reliable Network | N/A | No | 0% | Safety security & reliability | Project | 0 | 19.43% | 80.57% | 1.7317 | 6.3739 | 2.0049 | 0 | 0 | 10.1106 | 0% | 0% | 100% | 0% | 0% | 0% | 0% | 0% | 87.66% | 0% | 12.34% | 0% | 0% | 0% | 0% | 0% | 0% | 0% | 0% | 0% | 0% | 0% | 0% | 0% | 0% | 100% | 0% | 0% | 0% | 0% | 0% | 0% | 100% | 0% | 0% | 0% | 0% | 0% | 100% | 100% | 67.4% | 16.08% | 4.174% | 0% | 0% | 0% | 12.34% | 0% | 0 | 2 | 4 | 125 | N/A | N/A | FY22 | FY22 | 0.96207 | Yes
0 |  | 58 | Newcastle Secondary Systems Renewal | TRUE | Replacement Expenditure | Digital Infrastructure | Repex | N/A | N/A | DI - Protection systems | DI - Safe and Reliable Network | N/A | No | 0% | Safety security & reliability | Project | 0 | 14.59% | 85.41% | 1.7338 | 1.5762 | 0.78811 | 1.7338 | 1.8127 | 7.6447 | 10% | 11% | 14% | 32% | 33% | 0% | 0% | 0% | 92.57% | 0% | 7.426% | 0% | 0% | 0% | 0% | 0% | 0% | 0% | 0% | 0% | 0% | 0% | 0% | 0% | 0% | 100% | 0% | 0% | 0% | 0% | 0% | 0% | 100% | 0% | 0% | 0% | 0% | 0% | 100% | 100% | 76.03% | 2.419% | 14.13% | 0% | 0% | 0% | 7.426% | 0% | 0 | 2 | 4 | 129 | N/A | N/A | FY22 | FY22 | 0.96207 | Yes
0 |  | 59 | OLCM replacements | FALSE | Replacement Expenditure | Substation | Repex | N/A | N/A | Substations - Site Establishment and supporting assets | Substations - Safe and Reliable Network | N/A | No | 0% | Safety security & reliability | Program | 0 | 0% | 100% | 0 | 0 | 0 | 0 | 0 | 0 | 10% | 11% | 14% | 32% | 33% | 0% | 0% | 100% | 0% | 0% | 0% | 0% | 0% | 0% | 0% | 0% | 0% | 0% | 0% | 0% | 0% | 0% | 0% | 0% | 0% | 100% | 0% | 0% | 0% | 0% | 0% | 0% | 100% | 100% | 100% | 0% | 0% | 0% | 0% | 0% | 0% | 0% | 0% | 0% | 0% | 0% | 0% | 100% | 0 | 1 | 2 | 131 | N/A | N/A | FY22 | FY22 | 0.96207 | Yes
0 |  | 60 | Panorama Secondary Systems Renewal | TRUE | Replacement Expenditure | Digital Infrastructure | Repex | N/A | N/A | DI - Protection systems | DI - Safe and Reliable Network | N/A | No | 0% | Safety security & reliability | Project | 0 | 37.12% | 62.88% | 0.48224 | 0.4384 | 0.2192 | 0.48224 | 0.50416 | 2.1262 | 10% | 11% | 14% | 32% | 33% | 0% | 0% | 0% | 100% | 0% | 0% | 0% | 0% | 0% | 0% | 0% | 0% | 0% | 0% | 0% | 0% | 0% | 0% | 0% | 0% | 100% | 0% | 0% | 0% | 0% | 0% | 0% | 100% | 0% | 0% | 0% | 0% | 0% | 100% | 100% | 83.93% | 0% | 16.07% | 0% | 0% | 0% | 0% | 0% | 0 | 1 | 2 | 133 | N/A | N/A | FY22 | FY22 | 0.96207 | Yes
0 |  | 61 | Physical Security Upgrade | TRUE | Replacement Expenditure | Digital Infrastructure | Repex | N/A | N/A | DI - Network Buildings & Security | DI - Cyber/physical security | N/A | No | 0% | Safety security & reliability | Project | 0 | 7.652% | 92.35% | 6.408 | 6.408 | 6.408 | 6.408 | 6.408 | 32.0401 | 20% | 20% | 20% | 20% | 20% | 0% | 0% | 0% | 0% | 0% | 100% | 0% | 0% | 0% | 0% | 0% | 0% | 0% | 0% | 0% | 0% | 0% | 0% | 0% | 0% | 100% | 0% | 0% | 0% | 0% | 0% | 0% | 100% | 0% | 0% | 0% | 0% | 0% | 100% | 100% | 0% | 0% | 0% | 100% | 0% | 0% | 0% | 0% | 0 | 1 | 2 | 135 | N/A | N/A | FY22 | FY22 | 0.96207 | Yes
0 |  | 62 | Regentville Secondary Systems Renewal | TRUE | Replacement Expenditure | Digital Infrastructure | Repex | N/A | N/A | DI - Protection systems | DI - Safe and Reliable Network | N/A | No | 0% | Safety security & reliability | Project | 0 | 19.66% | 80.34% | 0 | 0 | 1.4377 | 4.7905 | 1.2616 | 7.4899 | 0% | 0% | 0% | 0% | 100% | 0% | 0% | 0% | 95.47% | 0% | 4.534% | 0% | 0% | 0% | 0% | 0% | 0% | 0% | 0% | 0% | 0% | 0% | 0% | 0% | 0% | 100% | 0% | 0% | 0% | 0% | 0% | 0% | 100% | 0% | 0% | 0% | 0% | 0% | 100% | 100% | 47.33% | 44.3% | 3.833% | 0% | 0% | 0% | 4.534% | 0% | 0 | 2 | 4 | 139 | N/A | N/A | FY22 | FY22 | 0.96207 | Yes
0 |  | 63 | Sydney east Secondary Systems Renewal | TRUE | Replacement Expenditure | Digital Infrastructure | Repex | N/A | N/A | DI - Protection systems | DI - Safe and Reliable Network | N/A | No | 0% | Safety security & reliability | Project | 0 | 20.28% | 79.72% | 8.3904 | 10.6736 | 0.64782 | 0 | 0 | 19.7118 | 0% | 0% | 100% | 0% | 0% | 0% | 0% | 0% | 94.61% | 0% | 5.388% | 0% | 0% | 0% | 0% | 0% | 0% | 0% | 0% | 0% | 0% | 0% | 0% | 0% | 0% | 100% | 0% | 0% | 0% | 0% | 0% | 0% | 100% | 0% | 0% | 0% | 0% | 0% | 100% | 100% | 66.45% | 18.37% | 9.796% | 0% | 0% | 0% | 5.388% | 0% | 0 | 2 | 4 | 143 | N/A | N/A | FY22 | FY22 | 0.96207 | Yes
0 |  | 64 | Tamworth Transformer Renewals | TRUE | Replacement Expenditure | Substation | Repex | N/A | N/A | Substations - Power Transformers | Substations - Safe and Reliable Network | N/A | Yes | 0% | Safety security & reliability | Project | 0 | 8.977% | 91.02% | 0.60373 | 3.2403 | 8.5037 | 0 | 0 | 12.3477 | 0% | 0% | 100% | 0% | 0% | 0% | 0% | 99.3% | 0.7% | 0% | 0% | 0% | 0% | 0% | 0% | 0% | 0% | 0% | 0% | 0% | 0% | 0% | 0% | 0% | 0% | 100% | 0% | 0% | 0% | 0% | 0% | 0% | 100% | 99.3% | 0.3021% | 99.7% | 0% | 0% | 0% | 0.7% | 0% | 42.86% | 57.14% | 0% | 0% | 0% | 0% | 0% | 0 | 2 | 4 | 147 | N/A | N/A | FY22 | FY22 | 0.96207 | Yes
0 |  | 65 | Tenterfield Transformer Renewals | TRUE | Replacement Expenditure | Substation | Repex | N/A | N/A | Substations - Power Transformers | Substations - Safe and Reliable Network | N/A | No | 0% | Safety security & reliability | Project | 0 | 14.19% | 85.81% | 0 | 0 | 0 | 0 | 1.0794 | 1.0794 | 0% | 0% | 0% | 0% | 0% | 0% | 0% | 95% | 5% | 0% | 0% | 0% | 0% | 0% | 0% | 0% | 0% | 0% | 0% | 0% | 0% | 0% | 0% | 0% | 0% | 100% | 0% | 0% | 0% | 0% | 0% | 0% | 100% | 95% | 0% | 78.95% | 21.05% | 0% | 0% | 5% | 16% | 70% | 14% | 0% | 0% | 0% | 0% | 0% | 0 | 2 | 4 | 151 | N/A | N/A | FY22 | FY22 | 0.96207 | Yes
0 |  | 66 | Tomago Secondary Systems Renewal | TRUE | Replacement Expenditure | Digital Infrastructure | Repex | N/A | N/A | DI - Protection systems | DI - Safe and Reliable Network | N/A | No | 0% | Safety security & reliability | Project | 0 | 15.11% | 84.89% | 0 | 5.8096 | 5.7937 | 5.7937 | 3.0476 | 20.4446 | 0% | 0% | 0% | 0% | 100% | 0% | 0% | 0% | 93.65% | 0% | 6.354% | 0% | 0% | 0% | 0% | 0% | 0% | 0% | 0% | 0% | 0% | 0% | 0% | 0% | 0% | 100% | 0% | 0% | 0% | 0% | 0% | 0% | 100% | 0% | 0% | 0% | 0% | 0% | 100% | 100% | 43.37% | 38.63% | 11.64% | 0% | 0% | 0% | 6.354% | 0% | 0 | 2 | 4 | 155 | N/A | N/A | FY22 | FY22 | 0.96207 | Yes
0 |  | 67 | Transformer Compound Wall Renewal | TRUE | Replacement Expenditure | Substation | Repex | N/A | N/A | Substations - Site Establishment and supporting assets | Substations - Safe and Reliable Network | N/A | Yes | 0% | Safety security & reliability | Project | 0 | 29.29% | 70.71% | 0.54379 | 0.49435 | 0.24718 | 0.54379 | 0.5685 | 2.3976 | 10% | 11% | 14% | 32% | 33% | 0% | 0% | 100% | 0% | 0% | 0% | 0% | 0% | 0% | 0% | 0% | 0% | 0% | 0% | 0% | 0% | 0% | 0% | 0% | 0% | 100% | 0% | 0% | 0% | 0% | 0% | 0% | 100% | 100% | 100% | 0% | 0% | 0% | 0% | 0% | 0% | 0% | 0% | 0% | 0% | 0% | 0% | 100% | 0 | 1 | 2 | 157 | N/A | N/A | FY22 | FY22 | 0.96207 | Yes
0 |  | 68 | Transmission Line Protection Relay Replacements | TRUE | Replacement Expenditure | Digital Infrastructure | Repex | N/A | N/A | DI - Protection systems | DI - Safe and Reliable Network | N/A | No | 0% | Safety security & reliability | Project | 0 | 52.1% | 47.9% | 2.6386 | 2.3987 | 1.1994 | 2.6386 | 2.7585 | 11.6338 | 10% | 11% | 14% | 32% | 33% | 0% | 0% | 0% | 100% | 0% | 0% | 0% | 0% | 0% | 0% | 0% | 0% | 0% | 0% | 0% | 0% | 0% | 0% | 0% | 0% | 100% | 0% | 0% | 0% | 0% | 0% | 0% | 100% | 0% | 0% | 0% | 0% | 0% | 100% | 100% | 100% | 0% | 0% | 0% | 0% | 0% | 0% | 0% | 0 | 1 | 2 | 159 | N/A | N/A | FY22 | FY22 | 0.96207 | Yes
0 |  | 69 | Uranquinty Secondary Systems Renewal | FALSE | Replacement Expenditure | Digital Infrastructure | Repex | N/A | N/A | DI - Protection systems | DI - Safe and Reliable Network | N/A | Yes | 0% | Safety security & reliability | Project | 0 | 0% | 100% | 0 | 0 | 0 | 0 | 0 | 0 | 0% | 0% | 0% | 0% | 0% | [20 empty] | 0% | 0% | 0% | 0% | 0% | 0% | 0% | 100% | 0% | 0% | 0% | 0% | 0% | 100% | 0% | 0% | 0% | 0% | 0% | 0% | 0% | 0% | 100% | 0 | 0 | 0 | 159 | N/A | N/A | FY22 | FY22 | 0.96207 | Yes | bar: 1 to 20
0 |  | 70 | Vales point Secondary Systems Renewal | FALSE | Replacement Expenditure | Digital Infrastructure | Repex | N/A | N/A | DI - Protection systems | DI - Safe and Reliable Network | N/A | No | 0% | Safety security & reliability | Project | 0 | 19.44% | 80.56% | 0 | 0 | 0 | 0 | 0 | 0 | 0% | 0% | 0% | 0% | 0% | [20 empty] | 0% | 0% | 0% | 0% | 0% | 0% | 0% | 100% | 0% | 0% | 0% | 0% | 0% | 100% | 0% | 0% | 0% | 0% | 0% | 0% | 0% | 0% | 100% | 0 | 0 | 0 | 159 | N/A | N/A | FY22 | FY22 | 0.96207 | Yes | bar: 1 to 20
0 |  | 71 | Wallerwang Secondary Systems Renewal | TRUE | Replacement Expenditure | Digital Infrastructure | Repex | N/A | N/A | DI - Protection systems | DI - Safe and Reliable Network | N/A | No | 0% | Safety security & reliability | Project | 0 | 19.17% | 80.83% | 0 | 0 | 2.258 | 6.6523 | 0.26383 | 9.1741 | 0% | 0% | 0% | 0% | 100% | 0% | 0% | 0% | 91.01% | 0% | 8.993% | 0% | 0% | 0% | 0% | 0% | 0% | 0% | 0% | 0% | 0% | 0% | 0% | 0% | 0% | 100% | 0% | 0% | 0% | 0% | 0% | 0% | 100% | 0% | 0% | 0% | 0% | 0% | 100% | 100% | 48.15% | 39.06% | 3.802% | 0% | 0% | 0% | 8.993% | 0% | 0 | 2 | 4 | 163 | N/A | N/A | FY22 | FY22 | 0.96207 | Yes
0 |  | 72 | Line 86 | TRUE | Replacement Expenditure | Transmission Lines | Repex | N/A | N/A | TL - Transmission poles | TL - Safe and Reliable Network | N/A | Yes | 0% | Safety security & reliability | Project | 0 | 35.22% | 64.78% | 0 | 0 | 0.09855 | 0.33507 | 10.062 | 10.4956 | 0% | 0% | 0% | 0% | 100% | 100% | 0% | 0% | 0% | 0% | 0% | 0% | 0% | 0% | 0% | 0% | 0% | 0% | 0% | 0% | 0% | 0% | 0% | 0% | 0% | 100% | 100% | 95% | 0% | 5% | 0% | 0% | 0% | 0% | 0% | 0% | 0% | 0% | 100% | 0% | 0% | 0% | 0% | 0% | 0% | 0% | 0% | 100% | 0 | 1 | 2 | 165 | N/A | N/A | FY22 | FY22 | 0.96207 | Yes
0 |  | 73 | CT Program | TRUE | Replacement Expenditure | Substation | Repex | N/A | N/A | Substations - Switchbay Equipment | Substations - Safe and Reliable Network | N/A | No | 0% | Safety security & reliability | Program | 0 | 47.13% | 52.87% | 1.3033 | 1.1848 | 0.5924 | 1.3033 | 1.3625 | 5.7463 | 10% | 11% | 14% | 32% | 33% | 0% | 0% | 100% | 0% | 0% | 0% | 0% | 0% | 0% | 0% | 0% | 0% | 0% | 0% | 0% | 0% | 0% | 0% | 0% | 0% | 100% | 0% | 0% | 0% | 0% | 0% | 0% | 100% | 100% | 0% | 0% | 100% | 0% | 0% | 0% | 0% | 0% | 0% | 0% | 0% | 0% | 0% | 100% | 0 | 1 | 2 | 167 | N/A | N/A | FY22 | FY22 | 0.96207 | Yes
0 |  | 74 | VT Program | TRUE | Replacement Expenditure | Substation | Repex | N/A | N/A | Substations - Switchbay Equipment | Substations - Safe and Reliable Network | N/A | No | 0% | Safety security & reliability | Program | 0 | 41.88% | 58.12% | 2.4755 | 2.2505 | 1.1252 | 2.4755 | 2.588 | 10.9147 | 10% | 11% | 14% | 32% | 33% | 0% | 0% | 100% | 0% | 0% | 0% | 0% | 0% | 0% | 0% | 0% | 0% | 0% | 0% | 0% | 0% | 0% | 0% | 0% | 0% | 100% | 0% | 0% | 0% | 0% | 0% | 0% | 100% | 100% | 0% | 0% | 100% | 0% | 0% | 0% | 0% | 0% | 0% | 0% | 0% | 0% | 0% | 100% | 0 | 1 | 2 | 169 | N/A | N/A | FY22 | FY22 | 0.96207 | Yes
0 |  | 75 | Disconnector | TRUE | Replacement Expenditure | Substation | Repex | N/A | N/A | Substations - Switchbay Equipment | Substations - Safe and Reliable Network | N/A | No | 0% | Safety security & reliability | Program | 0 | 41.17% | 58.83% | 3.1588 | 2.8716 | 1.4358 | 3.1588 | 3.3024 | 13.9273 | 10% | 11% | 14% | 32% | 33% | 0% | 0% | 100% | 0% | 0% | 0% | 0% | 0% | 0% | 0% | 0% | 0% | 0% | 0% | 0% | 0% | 0% | 0% | 0% | 0% | 100% | 0% | 0% | 0% | 0% | 0% | 0% | 100% | 100% | 0% | 0% | 100% | 0% | 0% | 0% | 0% | 0% | 0% | 0% | 0% | 0% | 0% | 100% | 0 | 1 | 2 | 171 | N/A | N/A | FY22 | FY22 | 0.96207 | Yes
0 |  | 76 | Steelwork Program | TRUE | Replacement Expenditure | Substation | Repex | N/A | N/A | Substations - Site Establishment and supporting assets | Substations - Safe and Reliable Network | N/A | Yes | 0% | Safety security & reliability | Program | 0 | 13.03% | 86.97% | 6.8647 | 6.8647 | 6.8647 | 6.8647 | 6.8647 | 34.3237 | 20% | 20% | 20% | 20% | 20% | 0% | 0% | 100% | 0% | 0% | 0% | 0% | 0% | 0% | 0% | 0% | 0% | 0% | 0% | 0% | 0% | 0% | 0% | 0% | 0% | 100% | 0% | 0% | 0% | 0% | 0% | 0% | 100% | 100% | 100% | 0% | 0% | 0% | 0% | 0% | 0% | 0% | 0% | 0% | 0% | 0% | 0% | 100% | 0 | 1 | 2 | 173 | N/A | N/A | FY22 | FY22 | 0.96207 | Yes
0 |  | 77 | Transformer refurbishment program | TRUE | Replacement Expenditure | Substation | Repex | N/A | N/A | Substations - Power Transformers | Substations - Safe and Reliable Network | N/A | No | 0% | Safety security & reliability | Program | 0 | 13.78% | 86.22% | 2.3024 | 7.1001 | 2.3756 | 11.2124 | 6.3927 | 29.3832 | 0% | 25.89% | 0% | 49.99% | 24.13% | 0% | 0% | 97.78% | 2.219% | 0% | 0% | 0% | 0% | 0% | 0% | 0% | 0% | 0% | 0% | 0% | 0% | 0% | 0% | 0% | 0% | 100% | 0% | 0% | 0% | 0% | 0% | 0% | 100% | 97.78% | 4.473% | 87.74% | 7.782% | 0% | 0% | 2.219% | 16.11% | 77.15% | 6.747% | 0% | 0% | 0% | 0% | 0% | 0 | 2 | 4 | 177 | N/A | N/A | FY22 | FY22 | 0.96207 | Yes
0 |  | 78 | Air Cored Reactors | FALSE | Replacement Expenditure | Substation | Repex | N/A | N/A | Substations - Reactive plant | Substations - Safe and Reliable Network | N/A | No | 0% | Safety security & reliability | Program | 0 | 0% | 100% | 0 | 0 | 0 | 0 | 0 | 0 | 0% | 0% | 0% | 0% | 0% | 0% | 0% | 100% | 0% | 0% | 0% | 0% | 0% | 0% | 0% | 0% | 0% | 0% | 0% | 0% | 0% | 0% | 0% | 0% | 0% | 100% | 0% | 0% | 0% | 0% | 0% | 0% | 100% | 100% | 0% | 0% | 0% | 100% | 0% | 0% | 0% | 0% | 0% | 0% | 0% | 0% | 0% | 100% | 0 | 1 | 2 | 179 | N/A | N/A | FY22 | FY22 | 0.96207 | Yes
0 |  | 79 | Capacitor Banks | TRUE | Replacement Expenditure | Substation | Repex | N/A | N/A | Substations - Reactive plant | Substations - Safe and Reliable Network | N/A | No | 0% | Safety security & reliability | Program | 0 | 12.78% | 87.22% | 2.1801 | 0.46481 | 2.4675 | 2.9612 | 3.2057 | 11.2793 | 17.28% | 0% | 21.44% | 21.51% | 39.77% | 0% | 0% | 97.07% | 2.93% | 0% | 0% | 0% | 0% | 0% | 0% | 0% | 0% | 0% | 0% | 0% | 0% | 0% | 0% | 0% | 0% | 100% | 0% | 0% | 0% | 0% | 0% | 0% | 100% | 97.07% | 0% | 0% | 3.163% | 96.84% | 0% | 2.93% | 10.24% | 86.35% | 3.413% | 0% | 0% | 0% | 0% | 0% | 0 | 2 | 4 | 183 | N/A | N/A | FY22 | FY22 | 0.96207 | Yes
0 |  | 80 | Subs - Capital spares | TRUE | Replacement Expenditure | Substation | Repex | N/A | N/A | Substations - Site Establishment and supporting assets | Substations - Safe and Reliable Network | N/A | No | 0% | Safety security & reliability | Program | 0 | 0% | 100% | 11.8927 | 1.0598 | 1.0598 | 1.0598 | 1.0598 | 16.132 | 20% | 20% | 20% | 20% | 20% | 0% | 0% | 100% | 0% | 0% | 0% | 0% | 0% | 0% | 0% | 0% | 0% | 0% | 0% | 0% | 0% | 0% | 0% | 0% | 0% | 100% | 0% | 0% | 0% | 0% | 0% | 0% | 100% | 100% | 100% | 0% | 0% | 0% | 0% | 0% | 0% | 0% | 0% | 0% | 0% | 0% | 0% | 100% | 0 | 1 | 2 | 185 | N/A | N/A | FY22 | FY22 | 0.96207 | Yes
0 |  | 81 | 33kV Air core reactor switching duty | FALSE | Replacement Expenditure | Substation | Repex | N/A | N/A | Substations - Switchbay Equipment | Substations - Safe and Reliable Network | N/A | No | 0% | Safety security & reliability | Program | 0 | 0% | 100% | 0 | 0 | 0 | 0 | 0 | 0 | 0% | 0% | 100% | 0% | 0% | 0% | 0% | 100% | 0% | 0% | 0% | 0% | 0% | 0% | 0% | 0% | 0% | 0% | 0% | 0% | 0% | 0% | 0% | 0% | 0% | 100% | 0% | 0% | 0% | 0% | 0% | 0% | 100% | 100% | 0% | 0% | 0% | 100% | 0% | 0% | 0% | 0% | 0% | 0% | 0% | 0% | 0% | 100% | 0 | 1 | 2 | 187 | N/A | N/A | FY22 | FY22 | 0.96207 | Yes
0 |  | 82 | Reactor Renewal program | FALSE | Replacement Expenditure | Substation | Repex | N/A | N/A | Substations - Reactive plant | Substations - Safe and Reliable Network | N/A | No | 0% | Safety security & reliability | Program | 0 | 0% | 100% | 0 | 0 | 0 | 0 | 0 | 0 | 0% | 0% | 0% | 0% | 0% | 0% | 0% | 100% | 0% | 0% | 0% | 0% | 0% | 0% | 0% | 0% | 0% | 0% | 0% | 0% | 0% | 0% | 0% | 0% | 0% | 100% | 0% | 0% | 0% | 0% | 0% | 0% | 100% | 100% | 0% | 0% | 0% | 100% | 0% | 0% | 0% | 0% | 0% | 0% | 0% | 0% | 0% | 100% | 0 | 1 | 2 | 189 | N/A | N/A | FY22 | FY22 | 0.96207 | Yes
0 |  | 83 | Molong No1 Transformer Renewal | TRUE | Replacement Expenditure | Substation | Repex | N/A | N/A | Substations - Power Transformers | Substations - Safe and Reliable Network | N/A | No | 0% | Safety security & reliability | Project | 0 | 15.09% | 84.91% | 0.13812 | 0.75352 | 4.7061 | 0 | 0 | 5.5978 | 0% | 0% | 100% | 0% | 0% | 0% | 0% | 92.3% | 7.7% | 0% | 0% | 0% | 0% | 0% | 0% | 0% | 0% | 0% | 0% | 0% | 0% | 0% | 0% | 0% | 0% | 100% | 0% | 0% | 0% | 0% | 0% | 0% | 100% | 92.3% | 5.742% | 71.51% | 22.75% | 0% | 0% | 7.7% | 15.58% | 70.13% | 14.29% | 0% | 0% | 0% | 0% | 0% | 0 | 2 | 4 | 193 | N/A | N/A | FY22 | FY22 | 0.96207 | Yes
0 |  | 84 | Yass No3 Transformer Renewal | TRUE | Replacement Expenditure | Substation | Repex | N/A | N/A | Substations - Power Transformers | Substations - Safe and Reliable Network | N/A | No | 0% | Safety security & reliability | Project | 0 | 14.67% | 85.33% | 0 | 0 | 0.34295 | 3.1847 | 0.10356 | 3.6312 | 0% | 0% | 0% | 0% | 100% | 0% | 0% | 95% | 5% | 0% | 0% | 0% | 0% | 0% | 0% | 0% | 0% | 0% | 0% | 0% | 0% | 0% | 0% | 0% | 0% | 100% | 0% | 0% | 0% | 0% | 0% | 0% | 100% | 95% | 0% | 100% | 0% | 0% | 0% | 5% | 40% | 58% | 2% | 0% | 0% | 0% | 0% | 0% | 0 | 2 | 4 | 197 | N/A | N/A | FY22 | FY22 | 0.96207 | Yes
0 |  | 85 | Substation Noise Compliance | FALSE | Replacement Expenditure | Substation | Repex | N/A | N/A | Substations - Site Establishment and supporting assets | Substations - Compliance | N/A | No | 0% | Safety security & reliability | Program | 0 | 0% | 100% | 0 | 0 | 0 | 0 | 0 | 0 | 0% | 0% | 0% | 0% | 0% | 0% | 0% | 100% | 0% | 0% | 0% | 0% | 0% | 0% | 0% | 0% | 0% | 0% | 0% | 0% | 0% | 0% | 0% | 0% | 0% | 100% | 0% | 0% | 0% | 0% | 0% | 0% | 100% | 100% | 100% | 0% | 0% | 0% | 0% | 0% | 0% | 0% | 0% | 0% | 0% | 0% | 0% | 100% | 0 | 1 | 2 | 199 | N/A | N/A | FY22 | FY22 | 0.96207 | Yes
0 |  | 86 | Conductor Replacement | TRUE | Replacement Expenditure | Transmission Lines | Repex | N/A | N/A | TL - Overhead conductors | TL - Safe and Reliable Network | N/A | No | 0% | Safety security & reliability | Program | 0 | 12.41% | 87.59% | 0 | 0.40149 | 20.8836 | 9.9067 | 0.92406 | 32.1158 | 0% | 0% | 20.81% | 47.14% | 30.65% | 100% | 0% | 0% | 0% | 0% | 0% | 0% | 0% | 0% | 0% | 0% | 0% | 0% | 0% | 0% | 0% | 0% | 0% | 0% | 0% | 100% | 100% | 0% | 4.074% | 22.02% | 73.9% | 0% | 0% | 0% | 0% | 0% | 0% | 0% | 100% | 0% | 0% | 0% | 0% | 0% | 0% | 0% | 0% | 100% | 0 | 1 | 2 | 201 | N/A | N/A | FY22 | FY22 | 0.96207 | Yes
0 |  | 87 | Earthwire Capacity Replacement | FALSE | Replacement Expenditure | Transmission Lines | Repex | N/A | N/A | TL - Overhead conductors | TL - Safe and Reliable Network | N/A | No | 0% | Safety security & reliability | Program | 0 | 0% | 100% | 0 | 0 | 0 | 0 | 0 | 0 | 0% | 0% | 0% | 0% | 0% | 100% | 0% | 0% | 0% | 0% | 0% | 0% | 0% | 0% | 0% | 0% | 0% | 0% | 0% | 0% | 0% | 0% | 0% | 0% | 0% | 100% | 100% | 0% | 0% | 0% | 100% | 0% | 0% | 0% | 0% | 0% | 0% | 0% | 100% | 0% | 0% | 0% | 0% | 0% | 0% | 0% | 0% | 100% | 0 | 1 | 2 | 203 | N/A | N/A | FY22 | FY22 | 0.96207 | Yes
0 |  | 88 | Low Spans - Main grid | TRUE | Replacement Expenditure | Transmission Lines | Repex | N/A | N/A | TL - Transmission towers | TL - Compliance | N/A | No | 0% | Safety security & reliability | Program | 0 | 9.811% | 90.19% | 0 | 0.2612 | 13.2118 | 4.1163 | 0 | 17.5893 | 0% | 0% | 22.77% | 77.23% | 0% | 100% | 0% | 0% | 0% | 0% | 0% | 0% | 0% | 0% | 0% | 0% | 0% | 0% | 0% | 0% | 0% | 0% | 0% | 0% | 0% | 100% | 100% | 0% | 37.92% | 60.8% | 1.281% | 0% | 0% | 0% | 0% | 0% | 0% | 0% | 100% | 0% | 0% | 0% | 0% | 0% | 0% | 0% | 0% | 100% | 0 | 1 | 2 | 205 | N/A | N/A | FY22 | FY22 | 0.96207 | Yes
0 |  | 89 | Low Spans -132kV TL | TRUE | Replacement Expenditure | Transmission Lines | Repex | N/A | N/A | TL - Insulators | TL - Change in generation mix | N/A | No | 0% | Energy transition | Program | 0 | 12.31% | 87.69% | 0.21971 | 9.1077 | 3.2503 | 0 | 0 | 12.5776 | 0% | 73.5% | 26.5% | 0% | 0% | 100% | 0% | 0% | 0% | 0% | 0% | 0% | 0% | 0% | 0% | 0% | 0% | 0% | 0% | 0% | 0% | 0% | 0% | 0% | 0% | 100% | 100% | 0% | 60.88% | 38.11% | 1.017% | 0% | 0% | 0% | 0% | 0% | 0% | 0% | 100% | 0% | 0% | 0% | 0% | 0% | 0% | 0% | 0% | 100% | 0 | 1 | 2 | 207 | N/A | N/A | FY22 | FY22 | 0.96207 | Yes
0 |  | 90 | Various lines- Insulator condition | FALSE | Replacement Expenditure | Transmission Lines | Repex | N/A | N/A | TL - Insulators | TL - Safe and Reliable Network | N/A | No | 0% | Safety security & reliability | Program | 0 | 0% | 100% | 0 | 0 | 0 | 0 | 0 | 0 | 35.91% | 0% | 0% | 0% | 63.29% | 100% | 0% | 0% | 0% | 0% | 0% | 0% | 0% | 0% | 0% | 0% | 0% | 0% | 0% | 0% | 0% | 0% | 0% | 0% | 0% | 100% | 100% | 0% | 0% | 86.28% | 13.72% | 0% | 0% | 0% | 0% | 0% | 0% | 0% | 100% | 0% | 0% | 0% | 0% | 0% | 0% | 0% | 0% | 100% | 0 | 1 | 2 | 209 | N/A | N/A | FY22 | FY22 | 0.96207 | Yes
0 |  | 91 | Asbestos (Carryover from RP2) | TRUE | Replacement Expenditure | Transmission Lines | Repex | N/A | N/A | TL - Transmission towers | TL - Compliance | N/A | No | 0% | Safety security & reliability | Program | 0 | 18.52% | 81.48% | 5.5834 | 5.5681 | 5.5681 | 5.5681 | 6.4505 | 28.7382 | 20% | 20% | 20% | 20% | 20% | 100% | 0% | 0% | 0% | 0% | 0% | 0% | 0% | 0% | 0% | 0% | 0% | 0% | 0% | 0% | 0% | 0% | 0% | 0% | 0% | 100% | 100% | 0% | 100% | 0% | 0% | 0% | 0% | 0% | 0% | 0% | 0% | 0% | 100% | 0% | 0% | 0% | 0% | 0% | 0% | 0% | 0% | 100% | 0 | 1 | 2 | 211 | N/A | N/A | FY22 | FY22 | 0.96207 | Yes
0 |  | 92 | Public Safety Enhancements - Climbing deterrents, signage, aerial marker balls, earthing | TRUE | Replacement Expenditure | Transmission Lines | Repex | N/A | N/A | TL - Transmission towers | TL - Compliance | N/A | No | 0% | Safety security & reliability | Program | 0 | 15.39% | 84.61% | 6.0516 | 2.8761 | 3.7108 | 3.7108 | 0 | 16.3494 | 37.01% | 17.59% | 22.7% | 22.7% | 0% | 100% | 0% | 0% | 0% | 0% | 0% | 0% | 0% | 0% | 0% | 0% | 0% | 0% | 0% | 0% | 0% | 0% | 0% | 0% | 0% | 100% | 100% | 0% | 100% | 0% | 0% | 0% | 0% | 0% | 0% | 0% | 0% | 0% | 100% | 0% | 0% | 0% | 0% | 0% | 0% | 0% | 0% | 100% | 0 | 1 | 2 | 213 | N/A | N/A | FY22 | FY22 | 0.96207 | Yes
0 |  | 93 | Underground Cable Capital Spares RP3 | TRUE | Replacement Expenditure | Transmission Lines | Repex | N/A | N/A | TL - Underground cables | TL - Safe and Reliable Network | N/A | No | 0% | Safety security & reliability | Project | 0 | 0% | 100% | 0.56233 | 0.56079 | 0.56079 | 0.56079 | 0.56079 | 2.8055 | 0% | 0% | 0% | 0% | 100% | 0% | 100% | 0% | 0% | 0% | 0% | 0% | 0% | 0% | 0% | 0% | 0% | 0% | 0% | 0% | 0% | 0% | 0% | 0% | 0% | 100% | 100% | 0% | 0% | 0% | 0% | 100% | 0% | 0% | 0% | 0% | 0% | 0% | 100% | 0% | 0% | 0% | 0% | 0% | 0% | 0% | 0% | 100% | 0 | 1 | 2 | 215 | N/A | N/A | FY22 | FY22 | 0.96207 | Yes
0 |  | 94 | Cable Monitoring Systems Renewal RP3 | TRUE | Replacement Expenditure | Transmission Lines | Repex | N/A | N/A | TL - Underground cables | TL - Safe and Reliable Network | N/A | No | 0% | Safety security & reliability | Project | 0 | 27.36% | 72.64% | 1.1092 | 2.2346 | 0.026286 | 0 | 0 | 3.37 | 0% | 0% | 100% | 0% | 0% | 0% | 100% | 0% | 0% | 0% | 0% | 0% | 0% | 0% | 0% | 0% | 0% | 0% | 0% | 0% | 0% | 0% | 0% | 0% | 0% | 100% | 100% | 0% | 0% | 0% | 0% | 100% | 0% | 0% | 0% | 0% | 0% | 0% | 100% | 0% | 0% | 0% | 0% | 0% | 0% | 0% | 0% | 100% | 0 | 1 | 2 | 217 | N/A | N/A | FY22 | FY22 | 0.96207 | Yes
0 |  | 95 | TL Digital Twin Programme | FALSE | Replacement Expenditure | Digital Infrastructure | Repex | N/A | N/A | DI - Protection systems | DI - Safe and Reliable Network | N/A | No | 0% | Safety security & reliability | Program | 0 | 0% | 100% | 0 | 0 | 0 | 0 | 0 | 0 | 0% | 0% | 0% | 0% | 0% | 0% | 0% | 0% | 100% | 0% | 0% | 0% | 0% | 0% | 0% | 0% | 0% | 0% | 0% | 0% | 0% | 0% | 0% | 0% | 0% | 100% | 0% | 0% | 0% | 0% | 0% | 0% | 100% | 0% | 0% | 0% | 0% | 0% | 100% | 100% | 100% | 0% | 0% | 0% | 0% | 0% | 0% | 0% | 0 | 1 | 2 | 219 | N/A | N/A | FY22 | FY22 | 0.96207 | Yes
0 |  | 96 | Lower Tumut Secondary Systems Renewal | TRUE | Replacement Expenditure | Digital Infrastructure | Repex | N/A | N/A | DI - Protection systems | DI - Safe and Reliable Network | N/A | No | 0% | Safety security & reliability | Project | 0 | 18.7% | 81.3% | 2.4792 | 4.9211 | 9.629 | 6.0934 | 0.20784 | 23.3305 | 0% | 0% | 0% | 0% | 100% | 0% | 0% | 0% | 90.69% | 0% | 9.309% | 0% | 0% | 0% | 0% | 0% | 0% | 0% | 0% | 0% | 0% | 0% | 0% | 0% | 0% | 100% | 0% | 0% | 0% | 0% | 0% | 0% | 100% | 0% | 0% | 0% | 0% | 0% | 100% | 100% | 61.67% | 18.19% | 10.82% | 0% | 0% | 0% | 9.309% | 0% | 0 | 2 | 4 | 223 | N/A | N/A | FY22 | FY22 | 0.96207 | Yes
0 |  | 97 | Tenterfield Secondary Systems Renewal | TRUE | Replacement Expenditure | Digital Infrastructure | Repex | N/A | N/A | DI - Protection systems | DI - Safe and Reliable Network | N/A | No | 0% | Safety security & reliability | Project | 0 | 18.91% | 81.09% | 0.47663 | 0.4333 | 0.21665 | 0.47663 | 0.49829 | 2.1015 | 10% | 11% | 14% | 32% | 33% | 0% | 0% | 0% | 100% | 0% | 0% | 0% | 0% | 0% | 0% | 0% | 0% | 0% | 0% | 0% | 0% | 0% | 0% | 0% | 0% | 100% | 0% | 0% | 0% | 0% | 0% | 0% | 100% | 0% | 0% | 0% | 0% | 0% | 100% | 100% | 60.44% | 35.02% | 4.545% | 0% | 0% | 0% | 0% | 0% | 0 | 1 | 2 | 225 | N/A | N/A | FY22 | FY22 | 0.96207 | Yes
0 |  | 98 | YSN Secondary Systems Renewal | FALSE | Replacement Expenditure | Digital Infrastructure | Repex | N/A | N/A | DI - Protection systems | DI - Safe and Reliable Network | N/A | No | 0% | Safety security & reliability | Project | 0 | 0% | 100% | 0 | 0 | 0 | 0 | 0 | 0 | 0% | 0% | 0% | 0% | 0% | 0% | 0% | 0% | 100% | 0% | 0% | 0% | 0% | 0% | 0% | 0% | 0% | 0% | 0% | 0% | 0% | 0% | 0% | 0% | 0% | 100% | 0% | 0% | 0% | 0% | 0% | 0% | 100% | 0% | 0% | 0% | 0% | 0% | 100% | 100% | 90.59% | 3.195% | 6.22% | 0% | 0% | 0% | 0% | 0% | 0 | 1 | 2 | 227 | N/A | N/A | FY22 | FY22 | 0.96207 | Yes
0 |  | 99 | ER0 Secondary Systems Renewal | FALSE | Replacement Expenditure | Digital Infrastructure | Repex | N/A | N/A | DI - Protection systems | DI - Safe and Reliable Network | N/A | No | 0% | Safety security & reliability | Project | 0 | 0% | 100% | 0 | 0 | 0 | 0 | 0 | 0 | 0% | 0% | 0% | 0% | 0% | [20 empty] | 0% | 0% | 0% | 0% | 0% | 0% | 0% | 100% | 0% | 0% | 0% | 0% | 0% | 100% | 0% | 0% | 0% | 0% | 0% | 0% | 0% | 0% | 100% | 0 | 0 | 0 | 227 | N/A | N/A | FY22 | FY22 | 0.96207 | Yes | bar: 1 to 20
0 |  | 100 | BER Secondary Systems Renewal | TRUE | Replacement Expenditure | Digital Infrastructure | Repex | N/A | N/A | DI - Protection systems | DI - Safe and Reliable Network | N/A | No | 0% | Safety security & reliability | Project | 0 | 19.84% | 80.16% | 0.49768 | 0.45244 | 0.22622 | 0.49768 | 0.52031 | 2.1943 | 10% | 11% | 14% | 32% | 33% | 0% | 0% | 0% | 100% | 0% | 0% | 0% | 0% | 0% | 0% | 0% | 0% | 0% | 0% | 0% | 0% | 0% | 0% | 0% | 0% | 100% | 0% | 0% | 0% | 0% | 0% | 0% | 100% | 0% | 0% | 0% | 0% | 0% | 100% | 100% | 84.29% | 6.838% | 8.874% | 0% | 0% | 0% | 0% | 0% | 0 | 1 | 2 | 229 | N/A | N/A | FY22 | FY22 | 0.96207 | Yes
0 |  | 101 | BRG Secondary Systems Renewal | TRUE | Replacement Expenditure | Digital Infrastructure | Repex | N/A | N/A | DI - Protection systems | DI - Safe and Reliable Network | N/A | No | 0% | Safety security & reliability | Project | 0 | 19.12% | 80.88% | 0.28838 | 0.26217 | 0.13108 | 0.28838 | 0.30149 | 1.2715 | 10% | 11% | 14% | 32% | 33% | 0% | 0% | 0% | 100% | 0% | 0% | 0% | 0% | 0% | 0% | 0% | 0% | 0% | 0% | 0% | 0% | 0% | 0% | 0% | 0% | 100% | 0% | 0% | 0% | 0% | 0% | 0% | 100% | 0% | 0% | 0% | 0% | 0% | 100% | 100% | 87.15% | 12.85% | 0% | 0% | 0% | 0% | 0% | 0% | 0 | 1 | 2 | 231 | N/A | N/A | FY22 | FY22 | 0.96207 | Yes
0 |  | 102 | LSM Secondary Systems Renewal | TRUE | Replacement Expenditure | Digital Infrastructure | Repex | N/A | N/A | DI - Protection systems | DI - Safe and Reliable Network | N/A | No | 0% | Safety security & reliability | Project | 0 | 20.59% | 79.41% | 0.64854 | 0.58958 | 0.29479 | 0.64854 | 0.67802 | 2.8595 | 10% | 11% | 14% | 32% | 33% | 0% | 0% | 0% | 100% | 0% | 0% | 0% | 0% | 0% | 0% | 0% | 0% | 0% | 0% | 0% | 0% | 0% | 0% | 0% | 0% | 100% | 0% | 0% | 0% | 0% | 0% | 0% | 100% | 0% | 0% | 0% | 0% | 0% | 100% | 100% | 83.14% | 16.86% | 0% | 0% | 0% | 0% | 0% | 0% | 0 | 1 | 2 | 233 | N/A | N/A | FY22 | FY22 | 0.96207 | Yes
0 |  | 103 | MPP Secondary Systems Renewal | TRUE | Replacement Expenditure | Digital Infrastructure | Repex | N/A | N/A | DI - Protection systems | DI - Safe and Reliable Network | N/A | No | 0% | Safety security & reliability | Project | 0 | 18.99% | 81.01% | 0.49073 | 0.44612 | 0.22306 | 0.49073 | 0.51304 | 2.1637 | 10% | 11% | 14% | 32% | 33% | 0% | 0% | 0% | 100% | 0% | 0% | 0% | 0% | 0% | 0% | 0% | 0% | 0% | 0% | 0% | 0% | 0% | 0% | 0% | 0% | 100% | 0% | 0% | 0% | 0% | 0% | 0% | 100% | 0% | 0% | 0% | 0% | 0% | 100% | 100% | 80.88% | 7.291% | 11.83% | 0% | 0% | 0% | 0% | 0% | 0 | 1 | 2 | 235 | N/A | N/A | FY22 | FY22 | 0.96207 | Yes
0 |  | 104 | INV Secondary Systems Renewal | TRUE | Replacement Expenditure | Digital Infrastructure | Repex | N/A | N/A | DI - Protection systems | DI - Safe and Reliable Network | N/A | Yes | 0% | Safety security & reliability | Project | 0 | 39.25% | 60.75% | 0.48433 | 0.4403 | 0.22015 | 0.48433 | 0.50635 | 2.1355 | 10% | 11% | 14% | 32% | 33% | 0% | 0% | 0% | 100% | 0% | 0% | 0% | 0% | 0% | 0% | 0% | 0% | 0% | 0% | 0% | 0% | 0% | 0% | 0% | 0% | 100% | 0% | 0% | 0% | 0% | 0% | 0% | 100% | 0% | 0% | 0% | 0% | 0% | 100% | 100% | 75.07% | 17.4% | 7.527% | 0% | 0% | 0% | 0% | 0% | 0 | 1 | 2 | 237 | N/A | N/A | FY22 | FY22 | 0.96207 | Yes
0 |  | 105 | COF Secondary Systems Renewal | FALSE | Replacement Expenditure | Digital Infrastructure | Repex | N/A | N/A | DI - Protection systems | DI - Safe and Reliable Network | N/A | No | 0% | Safety security & reliability | Project | 0 | 0% | 100% | 0 | 0 | 0 | 0 | 0 | 0 | 0% | 0% | 0% | 0% | 0% | 0% | 0% | 0% | 96.1% | 0% | 3.901% | 0% | 0% | 0% | 0% | 0% | 0% | 0% | 0% | 0% | 0% | 0% | 0% | 0% | 0% | 100% | 0% | 0% | 0% | 0% | 0% | 0% | 100% | 0% | 0% | 0% | 0% | 0% | 100% | 100% | 58.9% | 34.56% | 2.639% | 0% | 0% | 0% | 3.901% | 0% | 0 | 2 | 4 | 241 | N/A | N/A | FY22 | FY22 | 0.96207 | Yes
0 |  | 106 | GNS Secondary Systems Renewal | FALSE | Replacement Expenditure | Digital Infrastructure | Repex | N/A | N/A | DI - Protection systems | DI - Safe and Reliable Network | N/A | Yes | 0% | Safety security & reliability | Project | 0 | 0% | 100% | 0 | 0 | 0 | 0 | 0 | 0 | 0% | 0% | 0% | 0% | 0% | 0% | 0% | 0% | 100% | 0% | 0% | 0% | 0% | 0% | 0% | 0% | 0% | 0% | 0% | 0% | 0% | 0% | 0% | 0% | 0% | 100% | 0% | 0% | 0% | 0% | 0% | 0% | 100% | 0% | 0% | 0% | 0% | 0% | 100% | 100% | 45.48% | 49.2% | 5.32% | 0% | 0% | 0% | 0% | 0% | 0 | 1 | 2 | 243 | N/A | N/A | FY22 | FY22 | 0.96207 | Yes
0 |  | 107 | BRD Secondary Systems Renewal | FALSE | Replacement Expenditure | Digital Infrastructure | Repex | N/A | N/A | DI - Protection systems | DI - Safe and Reliable Network | N/A | No | 0% | Safety security & reliability | Project | 0 | 0% | 100% | 0 | 0 | 0 | 0 | 0 | 0 | 0% | 0% | 0% | 0% | 0% | 0% | 0% | 0% | 96.96% | 0% | 3.041% | 0% | 0% | 0% | 0% | 0% | 0% | 0% | 0% | 0% | 0% | 0% | 0% | 0% | 0% | 100% | 0% | 0% | 0% | 0% | 0% | 0% | 100% | 0% | 0% | 0% | 0% | 0% | 100% | 100% | 39.07% | 50.18% | 7.712% | 0% | 0% | 0% | 3.041% | 0% | 0 | 2 | 4 | 247 | N/A | N/A | FY22 | FY22 | 0.96207 | Yes
0 |  | 108 | AR1 Secondary Systems Renewal | FALSE | Replacement Expenditure | Digital Infrastructure | Repex | N/A | N/A | DI - Protection systems | DI - Safe and Reliable Network | N/A | No | 0% | Safety security & reliability | Project | 0 | 0% | 100% | 0 | 0 | 0 | 0 | 0 | 0 | 0% | 0% | 0% | 0% | 0% | 0% | 0% | 0% | 96.08% | 0% | 3.918% | 0% | 0% | 0% | 0% | 0% | 0% | 0% | 0% | 0% | 0% | 0% | 0% | 0% | 0% | 100% | 0% | 0% | 0% | 0% | 0% | 0% | 100% | 0% | 0% | 0% | 0% | 0% | 100% | 100% | 57.42% | 37.01% | 1.656% | 0% | 0% | 0% | 3.918% | 0% | 0 | 2 | 4 | 251 | N/A | N/A | FY22 | FY22 | 0.96207 | Yes
0 |  | 109 | WL1 Secondary Systems Renewal | TRUE | Replacement Expenditure | Digital Infrastructure | Repex | N/A | N/A | DI - Protection systems | DI - Safe and Reliable Network | N/A | No | 0% | Safety security & reliability | Project | 0 | 40.07% | 59.93% | 0.54379 | 0.49435 | 0.24718 | 0.54379 | 0.56851 | 2.3976 | 10% | 11% | 14% | 32% | 33% | 0% | 0% | 0% | 95.37% | 0% | 4.635% | 0% | 0% | 0% | 0% | 0% | 0% | 0% | 0% | 0% | 0% | 0% | 0% | 0% | 0% | 100% | 0% | 0% | 0% | 0% | 0% | 0% | 100% | 0% | 0% | 0% | 0% | 0% | 100% | 100% | 89.33% | 6.039% | 0% | 0% | 0% | 0% | 4.635% | 0% | 0 | 2 | 4 | 255 | N/A | N/A | FY22 | FY22 | 0.96207 | Yes
0 |  | 110 | Busbar Protection Relay Replacements | TRUE | Replacement Expenditure | Digital Infrastructure | Repex | N/A | N/A | DI - Protection systems | DI - Safe and Reliable Network | N/A | No | 0% | Safety security & reliability | Program | 0 | 53.27% | 46.73% | 0.60669 | 0.55154 | 0.27577 | 0.60669 | 0.63427 | 2.675 | 10% | 11% | 14% | 32% | 33% | 0% | 0% | 0% | 100% | 0% | 0% | 0% | 0% | 0% | 0% | 0% | 0% | 0% | 0% | 0% | 0% | 0% | 0% | 0% | 0% | 100% | 0% | 0% | 0% | 0% | 0% | 0% | 100% | 0% | 0% | 0% | 0% | 0% | 100% | 100% | 100% | 0% | 0% | 0% | 0% | 0% | 0% | 0% | 0 | 1 | 2 | 257 | N/A | N/A | FY22 | FY22 | 0.96207 | Yes
0 |  | 111 | Capacitor Protection Relay Replacements | TRUE | Replacement Expenditure | Digital Infrastructure | Repex | N/A | N/A | DI - Protection systems | DI - Safe and Reliable Network | N/A | No | 0% | Safety security & reliability | Program | 0 | 62.35% | 37.65% | 0.38287 | 0.34807 | 0.17403 | 0.38287 | 0.40028 | 1.6881 | 10% | 11% | 14% | 32% | 33% | 0% | 0% | 0% | 100% | 0% | 0% | 0% | 0% | 0% | 0% | 0% | 0% | 0% | 0% | 0% | 0% | 0% | 0% | 0% | 0% | 100% | 0% | 0% | 0% | 0% | 0% | 0% | 100% | 0% | 0% | 0% | 0% | 0% | 100% | 100% | 100% | 0% | 0% | 0% | 0% | 0% | 0% | 0% | 0 | 1 | 2 | 259 | N/A | N/A | FY22 | FY22 | 0.96207 | Yes
0 |  | 112 | Reactor Protection Relay Replacements | TRUE | Replacement Expenditure | Digital Infrastructure | Repex | N/A | N/A | DI - Protection systems | DI - Safe and Reliable Network | N/A | No | 0% | Safety security & reliability | Program | 0 | 62.35% | 37.65% | 0.19787 | 0.17988 | 0.089941 | 0.19787 | 0.20687 | 0.87243 | 10% | 11% | 14% | 32% | 33% | 0% | 0% | 0% | 100% | 0% | 0% | 0% | 0% | 0% | 0% | 0% | 0% | 0% | 0% | 0% | 0% | 0% | 0% | 0% | 0% | 100% | 0% | 0% | 0% | 0% | 0% | 0% | 100% | 0% | 0% | 0% | 0% | 0% | 100% | 100% | 100% | 0% | 0% | 0% | 0% | 0% | 0% | 0% | 0 | 1 | 2 | 261 | N/A | N/A | FY22 | FY22 | 0.96207 | Yes
0 |  | 113 | Transformer Protection Relay Replacements | TRUE | Replacement Expenditure | Digital Infrastructure | Repex | N/A | N/A | DI - Protection systems | DI - Safe and Reliable Network | N/A | No | 0% | Safety security & reliability | Program | 0 | 54.8% | 45.2% | 1.1572 | 1.052 | 0.52599 | 1.1572 | 1.2098 | 5.1021 | 10% | 11% | 14% | 32% | 33% | 0% | 0% | 0% | 100% | 0% | 0% | 0% | 0% | 0% | 0% | 0% | 0% | 0% | 0% | 0% | 0% | 0% | 0% | 0% | 0% | 100% | 0% | 0% | 0% | 0% | 0% | 0% | 100% | 0% | 0% | 0% | 0% | 0% | 100% | 100% | 100% | 0% | 0% | 0% | 0% | 0% | 0% | 0% | 0 | 1 | 2 | 263 | N/A | N/A | FY22 | FY22 | 0.96207 | Yes
0 |  | 114 | UFLS Protection Relay Replacements | TRUE | Replacement Expenditure | Digital Infrastructure | Repex | N/A | N/A | DI - Protection systems | DI - Safe and Reliable Network | N/A | No | 0% | Safety security & reliability | Program | 0 | 58.38% | 41.62% | 0.092496 | 0.084088 | 0.042044 | 0.092496 | 0.096701 | 0.40783 | 10% | 11% | 14% | 32% | 33% | 0% | 0% | 0% | 100% | 0% | 0% | 0% | 0% | 0% | 0% | 0% | 0% | 0% | 0% | 0% | 0% | 0% | 0% | 0% | 0% | 100% | 0% | 0% | 0% | 0% | 0% | 0% | 100% | 0% | 0% | 0% | 0% | 0% | 100% | 100% | 100% | 0% | 0% | 0% | 0% | 0% | 0% | 0% | 0 | 1 | 2 | 265 | N/A | N/A | FY22 | FY22 | 0.96207 | Yes
0 |  | 115 | Digital Intertrips | FALSE | Replacement Expenditure | Digital Infrastructure | Repex | N/A | N/A | DI - Protection systems | DI - Safe and Reliable Network | N/A | Yes | 0% | Safety security & reliability | Program | 0 | 0% | 100% | 0 | 0 | 0 | 0 | 0 | 0 | 0% | 0% | 0% | 0% | 0% | [20 empty] | 0% | 0% | 0% | 0% | 0% | 0% | 0% | 100% | 0% | 0% | 0% | 0% | 0% | 100% | 0% | 0% | 0% | 0% | 0% | 0% | 0% | 0% | 100% | 0 | 0 | 0 | 265 | N/A | N/A | FY22 | FY22 | 0.96207 | Yes | bar: 1 to 20
0 |  | 116 | Temporary protection renewal for recall periods | TRUE | Replacement Expenditure | Digital Infrastructure | Repex | N/A | N/A | DI - Protection systems | DI - Safe and Reliable Network | N/A | No | 0% | Safety security & reliability | Program | 0 | 26.35% | 73.65% | 0.13745 | 0.12496 | 0.062479 | 0.13745 | 0.1437 | 0.60605 | 10% | 11% | 14% | 32% | 33% | 0% | 0% | 0% | 100% | 0% | 0% | 0% | 0% | 0% | 0% | 0% | 0% | 0% | 0% | 0% | 0% | 0% | 0% | 0% | 0% | 100% | 0% | 0% | 0% | 0% | 0% | 0% | 100% | 0% | 0% | 0% | 0% | 0% | 100% | 100% | 100% | 0% | 0% | 0% | 0% | 0% | 0% | 0% | 0 | 1 | 2 | 267 | N/A | N/A | FY22 | FY22 | 0.96207 | Yes
0 |  | 117 | Time Domain Protection Proof of Concept | FALSE | Replacement Expenditure | Digital Infrastructure | Repex | N/A | N/A | DI - Protection systems | DI - Safe and Reliable Network | N/A | No | 0% | Safety security & reliability | Program | 0 | 0% | 100% | 0 | 0 | 0 | 0 | 0 | 0 | 0% | 0% | 0% | 0% | 0% | 0% | 0% | 0% | 100% | 0% | 0% | 0% | 0% | 0% | 0% | 0% | 0% | 0% | 0% | 0% | 0% | 0% | 0% | 0% | 0% | 100% | 0% | 0% | 0% | 0% | 0% | 0% | 100% | 0% | 0% | 0% | 0% | 0% | 100% | 100% | 100% | 0% | 0% | 0% | 0% | 0% | 0% | 0% | 0 | 1 | 2 | 269 | N/A | N/A | FY22 | FY22 | 0.96207 | Yes
0 |  | 118 | Market Metering Protection Relay Replacements | FALSE | Replacement Expenditure | Digital Infrastructure | Repex | N/A | N/A | DI - Market metering systems | DI - Safe and Reliable Network | N/A | No | 0% | Safety security & reliability | Program | 0 | 0% | 100% | 0 | 0 | 0 | 0 | 0 | 0 | 0% | 0% | 0% | 0% | 0% | 0% | 0% | 0% | 100% | 0% | 0% | 0% | 0% | 0% | 0% | 0% | 0% | 0% | 0% | 0% | 0% | 0% | 0% | 0% | 0% | 100% | 0% | 0% | 0% | 0% | 0% | 0% | 100% | 0% | 0% | 0% | 0% | 0% | 100% | 100% | 0% | 0% | 100% | 0% | 0% | 0% | 0% | 0% | 0 | 1 | 2 | 271 | N/A | N/A | FY22 | FY22 | 0.96207 | Yes
0 |  | 119 | NiCd / Chargers Renewal | FALSE | Replacement Expenditure | Digital Infrastructure | Repex | N/A | N/A | DI - AC/DC & Auxiliary systems | DI - Safe and Reliable Network | N/A | No | 0% | Safety security & reliability | Program | 0 | 0% | 100% | 0 | 0 | 0 | 0 | 0 | 0 | 0% | 0% | 0% | 0% | 0% | 0% | 0% | 0% | 0% | 0% | 100% | 0% | 0% | 0% | 0% | 0% | 0% | 0% | 0% | 0% | 0% | 0% | 0% | 0% | 0% | 100% | 0% | 0% | 0% | 0% | 0% | 0% | 100% | 0% | 0% | 0% | 0% | 0% | 100% | 100% | 0% | 0% | 0% | 0% | 0% | 0% | 100% | 0% | 0 | 1 | 2 | 273 | N/A | N/A | FY22 | FY22 | 0.96207 | Yes
0 |  | 120 | RPS Renewal | FALSE | Replacement Expenditure | Digital Infrastructure | Repex | N/A | N/A | DI - AC/DC & Auxiliary systems | DI - Safe and Reliable Network | N/A | Yes | 0% | Safety security & reliability | Program | 0 | 0% | 100% | 0 | 0 | 0 | 0 | 0 | 0 | 0% | 0% | 0% | 0% | 0% | 0% | 0% | 0% | 0% | 0% | 100% | 0% | 0% | 0% | 0% | 0% | 0% | 0% | 0% | 0% | 0% | 0% | 0% | 0% | 0% | 100% | 0% | 0% | 0% | 0% | 0% | 0% | 100% | 0% | 0% | 0% | 0% | 0% | 100% | 100% | 0% | 0% | 0% | 0% | 0% | 0% | 100% | 0% | 0 | 1 | 2 | 275 | N/A | N/A | FY22 | FY22 | 0.96207 | Yes
0 |  | 121 | RTU Renewal Program | FALSE | Replacement Expenditure | Digital Infrastructure | Repex | N/A | N/A | DI - Control systems | DI - Safe and Reliable Network | N/A | No | 0% | Safety security & reliability | Program | 0 | 0% | 100% | 0 | 0 | 0 | 0 | 0 | 0 | 0% | 0% | 0% | 0% | 0% | 0% | 0% | 0% | 100% | 0% | 0% | 0% | 0% | 0% | 0% | 0% | 0% | 0% | 0% | 0% | 0% | 0% | 0% | 0% | 0% | 100% | 0% | 0% | 0% | 0% | 0% | 0% | 100% | 0% | 0% | 0% | 0% | 0% | 100% | 100% | 0% | 100% | 0% | 0% | 0% | 0% | 0% | 0% | 0 | 1 | 2 | 277 | N/A | N/A | FY22 | FY22 | 0.96207 | Yes
0 |  | 122 | HMI/Gateway Renewal Programs | FALSE | Replacement Expenditure | Digital Infrastructure | Repex | N/A | N/A | DI - Control systems | DI - Safe and Reliable Network | N/A | No | 0% | Safety security & reliability | Program | 0 | 0% | 100% | 0 | 0 | 0 | 0 | 0 | 0 | 0% | 0% | 0% | 0% | 0% | 0% | 0% | 0% | 100% | 0% | 0% | 0% | 0% | 0% | 0% | 0% | 0% | 0% | 0% | 0% | 0% | 0% | 0% | 0% | 0% | 100% | 0% | 0% | 0% | 0% | 0% | 0% | 100% | 0% | 0% | 0% | 0% | 0% | 100% | 100% | 0% | 100% | 0% | 0% | 0% | 0% | 0% | 0% | 0 | 1 | 2 | 279 | N/A | N/A | FY22 | FY22 | 0.96207 | Yes
0 |  | 123 | OTN Network Replacement | TRUE | Replacement Expenditure | Digital Infrastructure | Repex | N/A | N/A | DI - Communications systems | DI - Compliance | N/A | No | 0% | Safety security & reliability | Program | 0 | 27.99% | 72.01% | 4.3529 | 4.3529 | 0 | 0 | 0 | 8.7058 | 0% | 100% | 0% | 0% | 0% | 0% | 0% | 0% | 0% | 100% | 0% | 0% | 0% | 0% | 0% | 0% | 0% | 0% | 0% | 0% | 0% | 0% | 0% | 0% | 0% | 100% | 0% | 0% | 0% | 0% | 0% | 0% | 100% | 0% | 0% | 0% | 0% | 0% | 100% | 100% | 0% | 0% | 0% | 0% | 100% | 0% | 0% | 0% | 0 | 1 | 2 | 281 | N/A | N/A | FY22 | FY22 | 0.96207 | Yes
0 |  | 124 | Multiplexer Renewal program | TRUE | Replacement Expenditure | Digital Infrastructure | Repex | N/A | N/A | DI - Communications systems | DI - Safe and Reliable Network | N/A | No | 0% | Safety security & reliability | Program | 0 | 33.46% | 66.54% | 1.554 | 1.4127 | 0.70636 | 1.554 | 1.6246 | 6.8517 | 10% | 11% | 14% | 32% | 33% | 0% | 0% | 0% | 0% | 100% | 0% | 0% | 0% | 0% | 0% | 0% | 0% | 0% | 0% | 0% | 0% | 0% | 0% | 0% | 0% | 100% | 0% | 0% | 0% | 0% | 0% | 0% | 100% | 0% | 0% | 0% | 0% | 0% | 100% | 100% | 0% | 0% | 0% | 0% | 100% | 0% | 0% | 0% | 0 | 1 | 2 | 283 | N/A | N/A | FY22 | FY22 | 0.96207 | Yes
0 |  | 125 | Microwave Renewal Program | TRUE | Replacement Expenditure | Digital Infrastructure | Repex | N/A | N/A | DI - Communications systems | DI - Safe and Reliable Network | N/A | No | 0% | Safety security & reliability | Program | 0 | 27.43% | 72.57% | 1.5119 | 1.3744 | 0.68722 | 1.5119 | 1.5806 | 6.6661 | 10% | 11% | 14% | 32% | 33% | 0% | 0% | 0% | 0% | 100% | 0% | 0% | 0% | 0% | 0% | 0% | 0% | 0% | 0% | 0% | 0% | 0% | 0% | 0% | 0% | 100% | 0% | 0% | 0% | 0% | 0% | 0% | 100% | 0% | 0% | 0% | 0% | 0% | 100% | 100% | 0% | 0% | 0% | 0% | 100% | 0% | 0% | 0% | 0 | 1 | 2 | 285 | N/A | N/A | FY22 | FY22 | 0.96207 | Yes
0 |  | 126 | OPGW rollout | FALSE | Replacement Expenditure | Digital Infrastructure | Repex | N/A | N/A | DI - OPGW | DI - Safe and Reliable Network | N/A | No | 0% | Safety security & reliability | Program | 0 | 0% | 100% | 0 | 0 | 0 | 0 | 0 | 0 | 0% | 0% | 0% | 0% | 0% | 100% | 0% | 0% | 0% | 0% | 0% | 0% | 0% | 0% | 0% | 0% | 0% | 0% | 0% | 0% | 0% | 0% | 0% | 0% | 0% | 100% | 100% | 0% | 0% | 0% | 0% | 0% | 100% | 0% | 0% | 0% | 0% | 0% | 100% | 0% | 0% | 0% | 0% | 0% | 0% | 0% | 0% | 100% | 0 | 1 | 2 | 287 | N/A | N/A | FY22 | FY22 | 0.96207 | Yes
0 |  | 127 | DI - Capital spares | TRUE | Replacement Expenditure | Digital Infrastructure | Repex | N/A | N/A | DI - Protection systems | DI - Safe and Reliable Network | N/A | No | 0% | Safety security & reliability | Program | 0 | 0% | 100% | 0.41255 | 0.41255 | 0.41255 | 0.41255 | 0.41255 | 2.0628 | 20% | 20% | 20% | 20% | 20% | 0% | 0% | 0% | 100% | 0% | 0% | 0% | 0% | 0% | 0% | 0% | 0% | 0% | 0% | 0% | 0% | 0% | 0% | 0% | 0% | 100% | 0% | 0% | 0% | 0% | 0% | 0% | 100% | 0% | 0% | 0% | 0% | 0% | 100% | 100% | 50% | 20% | 30% | 0% | 0% | 0% | 0% | 0% | 0 | 1 | 2 | 289 | N/A | N/A | FY22 | FY22 | 0.96207 | Yes
0 |  | 128 | Comms Alarm System Renewals | TRUE | Replacement Expenditure | Digital Infrastructure | Repex | N/A | N/A | DI - Communications systems | DI - Safe and Reliable Network | N/A | No | 0% | Safety security & reliability | Program | 0 | 48.78% | 51.22% | 1.0471 | 0.95189 | 0.47594 | 1.0471 | 1.0947 | 4.6167 | 10% | 11% | 14% | 32% | 33% | 0% | 0% | 0% | 0% | 100% | 0% | 0% | 0% | 0% | 0% | 0% | 0% | 0% | 0% | 0% | 0% | 0% | 0% | 0% | 0% | 100% | 0% | 0% | 0% | 0% | 0% | 0% | 100% | 0% | 0% | 0% | 0% | 0% | 100% | 100% | 0% | 0% | 0% | 0% | 100% | 0% | 0% | 0% | 0 | 1 | 2 | 291 | N/A | N/A | FY22 | FY22 | 0.96207 | Yes
0 |  | 129 | Operational Building Refurbs | TRUE | Replacement Expenditure | Digital Infrastructure | Repex | N/A | N/A | DI - Network Buildings & Security | DI - Safe and Reliable Network | N/A | No | 0% | Safety security & reliability | Program | 0 | 2.425% | 97.58% | 2.5103 | 2.0083 | 1.0041 | 2.2091 | 2.3095 | 10.0414 | 10% | 11% | 14% | 32% | 33% | 0% | 0% | 0% | 0% | 0% | 100% | 0% | 0% | 0% | 0% | 0% | 0% | 0% | 0% | 0% | 0% | 0% | 0% | 0% | 0% | 100% | 0% | 0% | 0% | 0% | 0% | 0% | 100% | 0% | 0% | 0% | 0% | 0% | 100% | 100% | 0% | 0% | 0% | 100% | 0% | 0% | 0% | 0% | 0 | 1 | 2 | 293 | N/A | N/A | FY22 | FY22 | 0.96207 | Yes
0 |  | 130 | Palisade Gate Renewals | TRUE | Replacement Expenditure | Digital Infrastructure | Repex | N/A | N/A | DI - Network Buildings & Security | DI - Safe and Reliable Network | N/A | No | 0% | Safety security & reliability | Program | 0 | 12.06% | 87.94% | 2.0629 | 2.0629 | 0 | 0 | 0 | 4.1257 | 0% | 100% | 0% | 0% | 0% | 0% | 0% | 0% | 0% | 0% | 100% | 0% | 0% | 0% | 0% | 0% | 0% | 0% | 0% | 0% | 0% | 0% | 0% | 0% | 0% | 100% | 0% | 0% | 0% | 0% | 0% | 0% | 100% | 0% | 0% | 0% | 0% | 0% | 100% | 100% | 0% | 0% | 0% | 100% | 0% | 0% | 0% | 0% | 0 | 1 | 2 | 295 | N/A | N/A | FY22 | FY22 | 0.96207 | Yes
0 |  | 131 | Fire Systems Renewals | TRUE | Replacement Expenditure | Digital Infrastructure | Repex | N/A | N/A | DI - Network Buildings & Security | DI - Safe and Reliable Network | N/A | No | 0% | Safety security & reliability | Program | 0 | 2.425% | 97.58% | 1.9832 | 1.9832 | 0 | 0 | 0 | 3.9663 | 0% | 100% | 0% | 0% | 0% | 0% | 0% | 0% | 0% | 0% | 100% | 0% | 0% | 0% | 0% | 0% | 0% | 0% | 0% | 0% | 0% | 0% | 0% | 0% | 0% | 100% | 0% | 0% | 0% | 0% | 0% | 0% | 100% | 0% | 0% | 0% | 0% | 0% | 100% | 100% | 0% | 0% | 0% | 100% | 0% | 0% | 0% | 0% | 0 | 1 | 2 | 297 | N/A | N/A | FY22 | FY22 | 0.96207 | Yes
0 |  | 132 | Fire Systems (Mechanical) Renewal | FALSE | Replacement Expenditure | Digital Infrastructure | Repex | N/A | N/A | DI - Network Buildings & Security | DI - Safe and Reliable Network | N/A | No | 0% | Safety security & reliability | Program | 0 | 0% | 100% | 0 | 0 | 0 | 0 | 0 | 0 | 0% | 0% | 0% | 0% | 0% | 0% | 0% | 0% | 0% | 0% | 100% | 0% | 0% | 0% | 0% | 0% | 0% | 0% | 0% | 0% | 0% | 0% | 0% | 0% | 0% | 100% | 0% | 0% | 0% | 0% | 0% | 0% | 100% | 0% | 0% | 0% | 0% | 0% | 100% | 100% | 0% | 0% | 0% | 100% | 0% | 0% | 0% | 0% | 0 | 1 | 2 | 299 | N/A | N/A | FY22 | FY22 | 0.96207 | Yes
0 |  | 133 | SCADA Duplicate Comms | FALSE | Replacement Expenditure | Digital Infrastructure | Repex | N/A | N/A | DI - Control systems | DI - Safe and Reliable Network | N/A | No | 0% | Safety security & reliability | Program | 0 | 0% | 100% | 0 | 0 | 0 | 0 | 0 | 0 | 0% | 0% | 0% | 0% | 0% | 0% | 0% | 0% | 100% | 0% | 0% | 0% | 0% | 0% | 0% | 0% | 0% | 0% | 0% | 0% | 0% | 0% | 0% | 0% | 0% | 100% | 0% | 0% | 0% | 0% | 0% | 0% | 100% | 0% | 0% | 0% | 0% | 0% | 100% | 100% | 0% | 100% | 0% | 0% | 0% | 0% | 0% | 0% | 0 | 1 | 2 | 301 | N/A | N/A | FY22 | FY22 | 0.96207 | Yes
0 |  | 134 | AMC Enhancements | FALSE | Replacement Expenditure | Digital Infrastructure | Repex | N/A | N/A | DI - SCADA | DI - Safe and Reliable Network | N/A | No | 0% | Safety security & reliability | Program | 0 | 0% | 100% | 0 | 0 | 0 | 0 | 0 | 0 | 0% | 0% | 0% | 0% | 0% | 0% | 0% | 0% | 0% | 0% | 100% | 0% | 0% | 0% | 0% | 0% | 0% | 0% | 0% | 0% | 0% | 0% | 0% | 0% | 0% | 100% | 0% | 0% | 0% | 0% | 0% | 0% | 100% | 0% | 0% | 0% | 0% | 0% | 100% | 100% | 0% | 0% | 0% | 100% | 0% | 0% | 0% | 0% | 0 | 1 | 2 | 303 | N/A | N/A | FY22 | FY22 | 0.96207 | Yes
0 |  | 135 | SCADA Hardware Renewal | FALSE | Replacement Expenditure | Digital Infrastructure | Repex | N/A | N/A | DI - SCADA | DI - Safe and Reliable Network | N/A | No | 0% | Safety security & reliability | Program | 0 | 0% | 100% | 0 | 0 | 0 | 0 | 0 | 0 | 0% | 0% | 0% | 0% | 0% | 0% | 0% | 0% | 100% | 0% | 0% | 0% | 0% | 0% | 0% | 0% | 0% | 0% | 0% | 0% | 0% | 0% | 0% | 0% | 0% | 100% | 0% | 0% | 0% | 0% | 0% | 0% | 100% | 0% | 0% | 0% | 0% | 0% | 100% | 100% | 0% | 100% | 0% | 0% | 0% | 0% | 0% | 0% | 0 | 1 | 2 | 305 | N/A | N/A | FY22 | FY22 | 0.96207 | Yes
0 |  | 136 | FY24-28 SSZ Core Refresh | FALSE | Replacement Expenditure | Digital Infrastructure | Repex | N/A | N/A | DI - Communications systems | DI - Cyber/physical security | N/A | No | 0% | Safety security & reliability | Program | 0 | 0% | 100% | 0 | 0 | 0 | 0 | 0 | 0 | 0% | 0% | 0% | 0% | 0% | 0% | 0% | 0% | 0% | 100% | 0% | 0% | 0% | 0% | 0% | 0% | 0% | 0% | 0% | 0% | 0% | 0% | 0% | 0% | 0% | 100% | 0% | 0% | 0% | 0% | 0% | 0% | 100% | 0% | 0% | 0% | 0% | 0% | 100% | 100% | 0% | 0% | 0% | 0% | 100% | 0% | 0% | 0% | 0 | 1 | 2 | 307 | N/A | N/A | FY22 | FY22 | 0.96207 | Yes
0 |  | 137 | FY24-28 Critical Infrastructure Uplift OT Environment | TRUE | Replacement Expenditure | Digital Infrastructure | Repex | N/A | N/A | DI - SCADA | DI - Cyber/physical security | N/A | No | 0% | Safety security & reliability | Program | 0 | 12.98% | 87.02% | 0.62627 | 2.3062 | 0.72524 | 0 | 0 | 3.6577 | 0% | 0% | 100% | 0% | 0% | 0% | 0% | 0% | 0% | 100% | 0% | 0% | 0% | 0% | 0% | 0% | 0% | 0% | 0% | 0% | 0% | 0% | 0% | 0% | 0% | 100% | 0% | 0% | 0% | 0% | 0% | 0% | 100% | 0% | 0% | 0% | 0% | 0% | 100% | 100% | 0% | 0% | 0% | 0% | 100% | 0% | 0% | 0% | 0 | 1 | 2 | 309 | N/A | N/A | FY22 | FY22 | 0.96207 | Yes
0 |  | 138 | Lismore 415V AC DIst. Replacement | FALSE | Replacement Expenditure | Digital Infrastructure | Repex | N/A | N/A | DI - AC/DC & Auxiliary systems | DI - Safe and Reliable Network | N/A | Yes | 0% | Safety security & reliability | Project | 0 | 0% | 100% | 0 | 0 | 0 | 0 | 0 | 0 | 0% | 0% | 0% | 0% | 0% | 0% | 0% | 0% | 0% | 0% | 100% | 0% | 0% | 0% | 0% | 0% | 0% | 0% | 0% | 0% | 0% | 0% | 0% | 0% | 0% | 100% | 0% | 0% | 0% | 0% | 0% | 0% | 100% | 0% | 0% | 0% | 0% | 0% | 100% | 100% | 0% | 0% | 0% | 0% | 0% | 0% | 100% | 0% | 0 | 1 | 2 | 311 | N/A | N/A | FY22 | FY22 | 0.96207 | Yes
0 |  | 139 | BKH SVC Server Upgrade | TRUE | Replacement Expenditure | Digital Infrastructure | Repex | N/A | N/A | DI - Control systems | DI - Safe and Reliable Network | N/A | No | 0% | Safety security & reliability | Project | 0 | 13.53% | 86.47% | 0.42582 | 0.42582 | 0 | 0 | 0 | 0.85165 | 0% | 100% | 0% | 0% | 0% | 0% | 0% | 0% | 100% | 0% | 0% | 0% | 0% | 0% | 0% | 0% | 0% | 0% | 0% | 0% | 0% | 0% | 0% | 0% | 0% | 100% | 0% | 0% | 0% | 0% | 0% | 0% | 100% | 0% | 0% | 0% | 0% | 0% | 100% | 100% | 0% | 100% | 0% | 0% | 0% | 0% | 0% | 0% | 0 | 1 | 2 | 313 | N/A | N/A | FY22 | FY22 | 0.96207 | Yes
0 |  | 140 | Cable 41 (26F) Bridge Works | FALSE | Replacement Expenditure | Transmission Lines | Repex | N/A | N/A | TL - Underground cables | TL - Safe and Reliable Network | N/A | Yes | 0% | Safety security & reliability | Project | 0 | 0% | 100% | 0 | 0 | 0 | 0 | 0 | 0 | 0% | 0% | 0% | 0% | 0% | 0% | 100% | 0% | 0% | 0% | 0% | 0% | 0% | 0% | 0% | 0% | 0% | 0% | 0% | 0% | 0% | 0% | 0% | 0% | 0% | 100% | 100% | 0% | 0% | 0% | 0% | 100% | 0% | 0% | 0% | 0% | 0% | 0% | 100% | 0% | 0% | 0% | 0% | 0% | 0% | 0% | 0% | 100% | 0 | 1 | 2 | 315 | N/A | N/A | FY22 | FY22 | 0.96207 | Yes
0 |  | 141 | Line 23 - Vales Point Munmorah Refurb | TRUE | Replacement Expenditure | Transmission Lines | Repex | N/A | N/A | TL - Transmission towers | TL - Safe and Reliable Network | N/A | Yes | 0% | Safety security & reliability | Project | 0 | 10.34% | 89.66% | 10.6098 | 0.55845 | 0 | 0 | 0 | 11.1682 | 0% | 100% | 0% | 0% | 0% | 100% | 0% | 0% | 0% | 0% | 0% | 0% | 0% | 0% | 0% | 0% | 0% | 0% | 0% | 0% | 0% | 0% | 0% | 0% | 0% | 100% | 100% | 0% | 71.96% | 8.216% | 19.82% | 0% | 0% | 0% | 0% | 0% | 0% | 0% | 100% | 0% | 0% | 0% | 0% | 0% | 0% | 0% | 0% | 100% | 0 | 1 | 2 | 317 | N/A | N/A | FY22 | FY22 | 0.96207 | Yes
0 |  | 142 | Line 992 Refurbishment | TRUE | Replacement Expenditure | Transmission Lines | Repex | N/A | N/A | TL - Transmission poles | TL - Safe and Reliable Network | N/A | No | 0% | Safety security & reliability | Program | 0 | 13.46% | 86.54% | 0 | 0.12934 | 5.688 | 0 | 0 | 5.8174 | 0% | 0% | 100% | 0% | 0% | 100% | 0% | 0% | 0% | 0% | 0% | 0% | 0% | 0% | 0% | 0% | 0% | 0% | 0% | 0% | 0% | 0% | 0% | 0% | 0% | 100% | 100% | 96.04% | 0% | 0.8577% | 3.1% | 0% | 0% | 0% | 0% | 0% | 0% | 0% | 100% | 0% | 0% | 0% | 0% | 0% | 0% | 0% | 0% | 100% | 0 | 1 | 2 | 319 | N/A | N/A | FY22 | FY22 | 0.96207 | Yes
0 |  | 143 | Misc Plant Tools and Test Equip | TRUE | Replacement Expenditure | Substation | Repex | N/A | N/A | Substations - Site Establishment and supporting assets | Substations - Safe and Reliable Network | N/A | No | 0% | Safety security & reliability | Program | 0 | 0% | 100% | 5.3845 | 2.1956 | 2.0701 | 1.1749 | 1.1637 | 11.9888 | 20% | 20% | 20% | 20% | 20% | 0% | 0% | 100% | 0% | 0% | 0% | 0% | 0% | 0% | 0% | 0% | 0% | 0% | 0% | 0% | 0% | 0% | 0% | 0% | 0% | 100% | 0% | 0% | 0% | 0% | 0% | 0% | 100% | 100% | 100% | 0% | 0% | 0% | 0% | 0% | 0% | 0% | 0% | 0% | 0% | 0% | 0% | 100% | 0 | 1 | 2 | 321 | N/A | N/A | FY22 | FY22 | 0.96207 | Yes
0 |  | 144 | Increase capacity for generation in the Molong to Parkes area | TRUE | Augmentation Expenditure | Augmentations | Augex | Economic Benefits | N/A | N/A | N/A | N/A | No | 0% | Energy transition | Project | 0 | 14.48% | 85.52% | 2.3616 | 4.1493 | 0 | 0 | 0 | 6.5109 | 0% | 100% | 0% | 0% | 0% | 100% | 0% | 0% | 0% | 0% | 0% | 0% | 0% | 0% | 0% | 0% | 0% | 0% | 0% | 0% | 0% | 0% | 0% | 0% | 0% | 100% | 100% | 0% | 0% | 0% | 0% | 0% | 100% | 0% | 0% | 0% | 0% | 0% | 100% | 0% | 0% | 0% | 0% | 0% | 0% | 0% | 0% | 100% | 0 | 1 | 2 | 323 | 6.5109 | 15 | FY22 | FY22 | 0.96207 | Yes
0 |  | 145 | Increase capacity for generation in Wagga North area | TRUE | Augmentation Expenditure | Augmentations | Augex | Economic Benefits | N/A | N/A | N/A | N/A | No | 0% | Energy transition | Project | 0 | 13.96% | 86.04% | 0.28879 | 10.1077 | 0 | 0 | 0 | 10.3965 | 0% | 100% | 0% | 0% | 0% | 60% | 0% | 15% | 5% | 0% | 0% | 0% | 0% | 20% | 0% | 0% | 0% | 0% | 0% | 0% | 0% | 0% | 0% | 0% | 0% | 100% | 60% | 0% | 0% | 0% | 0% | 0% | 100% | 15% | 0% | 0% | 0% | 0% | 100% | 5% | 0% | 0% | 0% | 0% | 0% | 0% | 0% | 100% | 0 | 4 | 8 | 331 | 10.3965 | 10 | FY22 | FY22 | 0.96207 | Yes
0 |  | 146 | Supply to Western Sydney Priority Growth area | TRUE | Augmentation Expenditure | Augex - Major Project | Augex | Augex - Major Project | N/A | N/A | N/A | N/A | Yes | 0% | Localised maximum demand growth | Project | 0 | 9.174% | 90.83% | c-i-c | c-i-c | c-i-c | c-i-c | c-i-c | c-i-c | 0% | 0% | 0% | 0% | 100% | 15% | 0% | 60% | 5% | 0% | 0% | 0% | 0% | 20% | 0% | 0% | 0% | 0% | 0% | 0% | 0% | 0% | 0% | 0% | 0% | 100% | 15% | 0% | 0% | 0% | 0% | 0% | 100% | 60% | 0% | 0% | 0% | 0% | 100% | 5% | 0% | 0% | 0% | 0% | 0% | 0% | 0% | 100% | 0 | 4 | 8 | 339 | c-i-c | c-i-c | FY22 | FY22 | 0.96207 | Yes
0 |  | 147 | Increase capacity of 132 kV busbars at Wagga Substation | TRUE | Augmentation Expenditure | Augmentations | Augex | Economic Benefits | N/A | N/A | N/A | N/A | No | 0% | Energy transition | Project | 0 | 30.7% | 69.3% | 0.45062 | 2.163 | 2.6136 | 0.18025 | 0 | 5.4075 | 0% | 0% | 80% | 20% | 0% | 0% | 0% | 100% | 0% | 0% | 0% | 0% | 0% | 0% | 0% | 0% | 0% | 0% | 0% | 0% | 0% | 0% | 0% | 0% | 0% | 100% | 0% | 0% | 0% | 0% | 0% | 0% | 100% | 100% | 0% | 0% | 0% | 0% | 100% | 0% | 0% | 0% | 0% | 0% | 0% | 0% | 0% | 100% | 0 | 1 | 2 | 341 | 5.4075 | 16 | FY22 | FY22 | 0.96207 | Yes
0 |  | 148 | Supply to Sydney West Area | TRUE | Augmentation Expenditure | Augmentations | Augex | Demand | N/A | N/A | N/A | N/A | No | 0% | Localised maximum demand growth | Project | 0 | 9.116% | 90.88% | 17.214 | 0.50041 | 0 | 0 | 0 | 17.7144 | 0% | 100% | 0% | 0% | 0% | 0% | 0% | 95% | 5% | 0% | 0% | 0% | 0% | 0% | 0% | 0% | 0% | 0% | 0% | 0% | 0% | 0% | 0% | 0% | 0% | 100% | 0% | 0% | 0% | 0% | 0% | 0% | 100% | 95% | 0% | 0% | 0% | 0% | 100% | 5% | 0% | 0% | 0% | 0% | 0% | 0% | 0% | 100% | 0 | 2 | 4 | 345 | 17.7144 | 8 | FY22 | FY22 | 0.96207 | Yes
0 |  | 149 | Maintain quality of supply in ACT | FALSE | Augmentation Expenditure | Augmentations | Augex | Compliance | N/A | N/A | N/A | N/A | No | 0% | Safety security & reliability | Project | 0 | 0% | 100% | 0 | 0 | 0 | 0 | 0 | 0 | 0% | 0% | 0% | 100% | 0% | 0% | 0% | 95% | 5% | 0% | 0% | 0% | 0% | 0% | 0% | 0% | 0% | 0% | 0% | 0% | 0% | 0% | 0% | 0% | 0% | 100% | 0% | 0% | 0% | 0% | 0% | 0% | 100% | 95% | 0% | 0% | 0% | 0% | 100% | 5% | 0% | 0% | 0% | 0% | 0% | 0% | 0% | 100% | 0 | 2 | 4 | 349 | 0 | 20 | FY22 | FY22 | 0.96207 | Yes
0 |  | 150 | Improve voltage control in Southern NSW area | TRUE | Augmentation Expenditure | Augmentations | Augex | Compliance | N/A | N/A | N/A | N/A | No | 0% | Energy transition | Project | 0 | 9.207% | 90.79% | 0.88388 | 2.0061 | 18.0549 | 0.18869 | 0 | 21.1336 | 0% | 0% | 50% | 50% | 0% | 0% | 0% | 95% | 5% | 0% | 0% | 0% | 0% | 0% | 0% | 0% | 0% | 0% | 0% | 0% | 0% | 0% | 0% | 0% | 0% | 100% | 0% | 0% | 0% | 0% | 0% | 0% | 100% | 95% | 0% | 0% | 0% | 0% | 100% | 5% | 0% | 0% | 0% | 0% | 0% | 0% | 0% | 100% | 0 | 2 | 4 | 353 | 21.1336 | 6 | FY22 | FY22 | 0.96207 | Yes
0 |  | 151 | Improve operational response to busbar trips | FALSE | Augmentation Expenditure | Augmentations | Augex | Economic Benefits | N/A | N/A | N/A | N/A | Yes | 0% | Safety security & reliability | Project | 0 | 0% | 100% | 0 | 0 | 0 | 0 | 0 | 0 | 0% | 0% | 0% | 100% | 0% | 0% | 0% | 0% | 100% | 0% | 0% | 0% | 0% | 0% | 0% | 0% | 0% | 0% | 0% | 0% | 0% | 0% | 0% | 0% | 0% | 100% | 0% | 0% | 0% | 0% | 0% | 0% | 100% | 0% | 0% | 0% | 0% | 0% | 100% | 100% | 0% | 0% | 0% | 0% | 0% | 0% | 0% | 100% | 0 | 1 | 2 | 355 | 0 | 21 | FY22 | FY22 | 0.96207 | Yes
0 |  | 152 | Maintain Voltage in Greater Sydney area | TRUE | Augmentation Expenditure | Augmentations | Augex | Compliance | N/A | N/A | N/A | N/A | No | 0% | Energy transition | Project | 0 | 14.35% | 85.65% | 1.2027 | 7.8868 | 0.25632 | 0 | 0 | 9.3459 | 0% | 0% | 100% | 0% | 0% | 0% | 0% | 95% | 5% | 0% | 0% | 0% | 0% | 0% | 0% | 0% | 0% | 0% | 0% | 0% | 0% | 0% | 0% | 0% | 0% | 100% | 0% | 0% | 0% | 0% | 0% | 0% | 100% | 95% | 0% | 0% | 0% | 0% | 100% | 5% | 0% | 0% | 0% | 0% | 0% | 0% | 0% | 100% | 0 | 2 | 4 | 359 | 9.3459 | 11 | FY22 | FY22 | 0.96207 | Yes
0 |  | 153 | Manage multiple contingencies in North West NSW area | FALSE | Augmentation Expenditure | Augmentations | Augex | Economic Benefits | N/A | N/A | N/A | N/A | Yes | 0% | Safety security & reliability | Project | 0 | 41.25% | 58.75% | 0 | 0 | 0 | 0 | 0 | 0 | 0% | 0% | 100% | 0% | 0% | 0% | 0% | 0% | 80% | 20% | 0% | 0% | 0% | 0% | 0% | 0% | 0% | 0% | 0% | 0% | 0% | 0% | 0% | 0% | 0% | 100% | 0% | 0% | 0% | 0% | 0% | 0% | 100% | 0% | 0% | 0% | 0% | 0% | 100% | 100% | 0% | 0% | 0% | 0% | 0% | 0% | 0% | 100% | 0 | 2 | 4 | 363 | 0 | 22 | FY22 | FY22 | 0.96207 | Yes
0 |  | 154 | Manage multiple contingencies in Sydney Northwest area | FALSE | Augmentation Expenditure | Augmentations | Augex | Economic Benefits | N/A | N/A | N/A | N/A | Yes | 0% | Safety security & reliability | Project | 0 | 34.42% | 65.58% | 0 | 0 | 0 | 0 | 0 | 0 | 0% | 0% | 0% | 0% | 90% | 0% | 0% | 0% | 80% | 20% | 0% | 0% | 0% | 0% | 0% | 0% | 0% | 0% | 0% | 0% | 0% | 0% | 0% | 0% | 0% | 100% | 0% | 0% | 0% | 0% | 0% | 0% | 100% | 0% | 0% | 0% | 0% | 0% | 100% | 100% | 0% | 0% | 0% | 0% | 0% | 0% | 0% | 100% | 0 | 2 | 4 | 367 | 0 | 23 | FY22 | FY22 | 0.96207 | Yes
0 |  | 155 | Manage multiple contingencies in the Bayswater to Sydney area | FALSE | Augmentation Expenditure | Augmentations | Augex | Economic Benefits | N/A | N/A | N/A | N/A | Yes | 0% | Safety security & reliability | Project | 0 | 33.64% | 66.36% | 0 | 0 | 0 | 0 | 0 | 0 | 0% | 0% | 0% | 100% | 0% | 0% | 0% | 0% | 80% | 20% | 0% | 0% | 0% | 0% | 0% | 0% | 0% | 0% | 0% | 0% | 0% | 0% | 0% | 0% | 0% | 100% | 0% | 0% | 0% | 0% | 0% | 0% | 100% | 0% | 0% | 0% | 0% | 0% | 100% | 100% | 0% | 0% | 0% | 0% | 0% | 0% | 0% | 100% | 0 | 2 | 4 | 371 | 0 | 24 | FY22 | FY22 | 0.96207 | Yes
0 |  | 156 | Supply to Strathnairn area (EVOEnergy) | TRUE | Connections | Connections | Augex | Connections | N/A | N/A | N/A | N/A | Yes | 0% | Localised maximum demand growth | Project | 0 | 23.49% | 76.51% | c-i-c | c-i-c | c-i-c | c-i-c | c-i-c | c-i-c | 0% | 0% | 0% | 0% | 100% | 0% | 0% | 80% | 20% | 0% | 0% | 0% | 0% | 0% | 0% | 0% | 0% | 0% | 0% | 0% | 0% | 0% | 0% | 0% | 0% | 100% | 0% | 0% | 0% | 0% | 0% | 0% | 100% | 80% | 0% | 0% | 0% | 0% | 100% | 20% | 0% | 0% | 0% | 0% | 0% | 0% | 0% | 100% | 0 | 2 | 4 | 375 | c-i-c | c-i-c | FY22 | FY22 | 0.96207 | Yes
0 |  | 157 | Condition of AusGrid cables 9SA and 92P | TRUE | Connections | Connections | Augex | Connections | N/A | N/A | N/A | N/A | Yes | 0% | Safety security & reliability | Project | 0 | 79.37% | 20.63% | c-i-c | c-i-c | c-i-c | c-i-c | c-i-c | c-i-c | 0% | 0% | 0% | 0% | 100% | 0% | 0% | 0% | 100% | 0% | 0% | 0% | 0% | 0% | 0% | 0% | 0% | 0% | 0% | 0% | 0% | 0% | 0% | 0% | 0% | 100% | 0% | 0% | 0% | 0% | 0% | 0% | 100% | 0% | 0% | 0% | 0% | 0% | 100% | 100% | 0% | 0% | 0% | 0% | 0% | 0% | 0% | 100% | 0 | 1 | 2 | 377 | c-i-c | c-i-c | FY22 | FY22 | 0.96207 | Yes
0 |  | 158 | Improve voltage regulation following under frequency load shedding events | FALSE | Augmentation Expenditure | Augmentations | Augex | Compliance | N/A | N/A | N/A | N/A | Yes | 0% | Energy transition | Project | 0 | 0% | 100% | 0 | 0 | 0 | 0 | 0 | 0 | 0% | 25% | 25% | 25% | 25% | 0% | 0% | 0% | 100% | 0% | 0% | 0% | 0% | 0% | 0% | 0% | 0% | 0% | 0% | 0% | 0% | 0% | 0% | 0% | 0% | 100% | 0% | 0% | 0% | 0% | 0% | 0% | 100% | 0% | 0% | 0% | 0% | 0% | 100% | 100% | 0% | 0% | 0% | 0% | 0% | 0% | 0% | 100% | 0 | 1 | 2 | 379 | 0 | 25 | FY22 | FY22 | 0.96207 | Yes
0 |  | 159 | Supply to Far West NSW Network | FALSE | Augmentation Expenditure | Augmentations | Augex | Demand | N/A | N/A | N/A | N/A | Yes | 0% | Localised maximum demand growth | Project | 0 | 7.169% | 92.83% | 0 | 0 | 0 | 0 | 0 | 0 | 0% | 0% | 0% | 0% | 50% | 0% | 0% | 95% | 5% | 0% | 0% | 0% | 0% | 0% | 0% | 0% | 0% | 0% | 0% | 0% | 0% | 0% | 0% | 0% | 0% | 100% | 0% | 0% | 0% | 0% | 0% | 0% | 100% | 95% | 0% | 0% | 0% | 0% | 100% | 5% | 0% | 0% | 0% | 0% | 0% | 0% | 0% | 100% | 0 | 2 | 4 | 383 | 0 | 26 | FY22 | FY22 | 0.96207 | Yes
0 |  | 160 | Strategic property acquisition for Western Sydney Priority Growth Area | TRUE | Augmentation Expenditure | Augmentations | Augex | Strategic Property | N/A | N/A | N/A | N/A | No | 0% | Localised maximum demand growth | Project | 0 | 0.6481% | 99.35% | c-i-c | c-i-c | c-i-c | c-i-c | c-i-c | c-i-c | 100% | 0% | 0% | 0% | 0% | 0% | 0% | 0% | 0% | 0% | 0% | 0% | 0% | 100% | 0% | 0% | 0% | 0% | 0% | 0% | 0% | 0% | 0% | 0% | 0% | 100% | 0% | 0% | 0% | 0% | 0% | 0% | 100% | 0% | 0% | 0% | 0% | 0% | 100% | 0% | 0% | 0% | 0% | 0% | 0% | 0% | 0% | 100% | 0 | 1 | 2 | 385 | c-i-c | c-i-c | FY22 | FY22 | 0.96207 | Yes
0 |  | 161 | Maintain Voltage in the Vineyard Area | TRUE | Augmentation Expenditure | Augmentations | Augex | Demand | N/A | N/A | N/A | N/A | No | 0% | Localised maximum demand growth | Project | 0 | 9.493% | 90.51% | 6.2687 | 32.9878 | 0.92489 | 0 | 0 | 40.1814 | 0% | 0% | 100% | 0% | 0% | 0% | 0% | 95% | 5% | 0% | 0% | 0% | 0% | 0% | 0% | 0% | 0% | 0% | 0% | 0% | 0% | 0% | 0% | 0% | 0% | 100% | 0% | 0% | 0% | 0% | 0% | 0% | 100% | 95% | 0% | 0% | 0% | 0% | 100% | 5% | 0% | 0% | 0% | 0% | 0% | 0% | 0% | 100% | 0 | 2 | 4 | 389 | 40.1814 | 3 | FY22 | FY22 | 0.96207 | Yes
0 |  | 162 | Voltage control under light load conditions | TRUE | Augmentation Expenditure | Augmentations | Augex | Compliance | N/A | N/A | N/A | N/A | No | 0% | Energy transition | Project | 0 | 14.25% | 85.75% | 2.8124 | 2.0463 | 0 | 0 | 0 | 4.8586 | 0% | 100% | 0% | 0% | 0% | 0% | 0% | 95% | 5% | 0% | 0% | 0% | 0% | 0% | 0% | 0% | 0% | 0% | 0% | 0% | 0% | 0% | 0% | 0% | 0% | 100% | 0% | 0% | 0% | 0% | 0% | 0% | 100% | 95% | 0% | 0% | 0% | 0% | 100% | 5% | 0% | 0% | 0% | 0% | 0% | 0% | 0% | 100% | 0 | 2 | 4 | 393 | 4.8586 | 17 | FY22 | FY22 | 0.96207 | Yes
0 |  | 163 | Maintain voltage in Beryl area | TRUE | Augmentation Expenditure | Augmentations | Augex | Demand | N/A | N/A | N/A | N/A | Yes | 0% | Localised maximum demand growth | Project | 0 | 5.593% | 94.41% | 0 | 1.3984 | 6.6399 | 12.7567 | 0 | 20.795 | 0% | 0% | 100% | 0% | 0% | 0% | 0% | 100% | 0% | 0% | 0% | 0% | 0% | 0% | 0% | 0% | 0% | 0% | 0% | 0% | 0% | 0% | 0% | 0% | 0% | 100% | 0% | 0% | 0% | 0% | 0% | 0% | 100% | 100% | 0% | 0% | 0% | 0% | 100% | 0% | 0% | 0% | 0% | 0% | 0% | 0% | 0% | 100% | 0 | 1 | 2 | 395 | 20.795 | 7 | FY22 | FY22 | 0.96207 | Yes
0 |  | 164 | Maintain voltage in Alpine area | TRUE | Augmentation Expenditure | Augmentations | Augex | Compliance | N/A | N/A | N/A | N/A | No | 0% | Localised maximum demand growth | Project | 0 | 5.361% | 94.64% | 0 | 0.30682 | 1.8409 | 15.1364 | 5.625 | 22.9091 | 0% | 0% | 0% | 0% | 100% | 0% | 0% | 95% | 5% | 0% | 0% | 0% | 0% | 0% | 0% | 0% | 0% | 0% | 0% | 0% | 0% | 0% | 0% | 0% | 0% | 100% | 0% | 0% | 0% | 0% | 0% | 0% | 100% | 95% | 0% | 0% | 0% | 0% | 100% | 5% | 0% | 0% | 0% | 0% | 0% | 0% | 0% | 100% | 0 | 2 | 4 | 399 | 22.9091 | 5 | FY22 | FY22 | 0.96207 | Yes
0 |  | 165 | Supply to North West Slopes Area Stage 1 | TRUE | Augmentation Expenditure | Augmentations | Augex | Demand | N/A | N/A | N/A | N/A | No | 0% | Localised maximum demand growth | Project | 0 | 33% | 67% | 0.81783 | 7.1582 | 0.3152 | 0 | 0 | 8.2912 | 0% | 0% | 100% | 0% | 0% | 0% | 0% | 100% | 0% | 0% | 0% | 0% | 0% | 0% | 0% | 0% | 0% | 0% | 0% | 0% | 0% | 0% | 0% | 0% | 0% | 100% | 0% | 0% | 0% | 0% | 0% | 0% | 100% | 100% | 0% | 0% | 0% | 0% | 100% | 0% | 0% | 0% | 0% | 0% | 0% | 0% | 0% | 100% | 0 | 1 | 2 | 401 | 8.2912 | 12 | FY22 | FY22 | 0.96207 | Yes
0 |  | 166 | Improving stability in South-Western NSW | FALSE | Augmentation Expenditure | Augmentations | Augex | Compliance | N/A | N/A | N/A | N/A | No | 0% | Energy transition | Project | 0 | 5% | 95% | 0 | 0 | 0 | 0 | 0 | 0 | 0% | 0% | 100% | 0% | 0% | 50% | 0% | 25% | 5% | 0% | 0% | 0% | 0% | 20% | 0% | 0% | 0% | 0% | 0% | 0% | 0% | 0% | 0% | 0% | 0% | 100% | 50% | 0% | 0% | 0% | 0% | 0% | 100% | 25% | 0% | 0% | 0% | 0% | 100% | 5% | 0% | 0% | 0% | 0% | 0% | 0% | 0% | 100% | 0 | 4 | 8 | 409 | 0 | 27 | FY22 | FY22 | 0.96207 | Yes
0 |  | 167 | NSW Oscillation Monitoring (PMU Installation) | TRUE | Augmentation Expenditure | Augmentations | Augex | Compliance | N/A | N/A | N/A | N/A | No | 0% | Safety security & reliability | Project | 0 | 56.09% | 43.91% | 3.4475 | 2.4729 | 1.2583 | 0 | 0 | 7.1787 | 0% | 50% | 50% | 0% | 0% | 0% | 0% | 0% | 100% | 0% | 0% | 0% | 0% | 0% | 0% | 0% | 0% | 0% | 0% | 0% | 0% | 0% | 0% | 0% | 0% | 100% | 0% | 0% | 0% | 0% | 0% | 0% | 100% | 0% | 0% | 0% | 0% | 0% | 100% | 100% | 0% | 0% | 0% | 0% | 0% | 0% | 0% | 100% | 0 | 1 | 2 | 411 | 7.1787 | 14 | FY22 | FY22 | 0.96207 | Yes
0 |  | 168 | Maintaining Reliable Supply to Deniliquin, Coleambally and Finley area (Maintain Voltage in South Western Subsystem) | TRUE | Augmentation Expenditure | Augmentations | Augex | Compliance | N/A | N/A | N/A | N/A | No | 0% | Safety security & reliability | Project | 0 | 14% | 86% | 1.6518 | 5.0856 | 0.53728 | 0 | 0 | 7.2747 | 0% | 100% | 0% | 0% | 0% | 0% | 0% | 100% | 0% | 0% | 0% | 0% | 0% | 0% | 0% | 0% | 0% | 0% | 0% | 0% | 0% | 0% | 0% | 0% | 0% | 100% | 0% | 0% | 0% | 0% | 0% | 0% | 100% | 100% | 0% | 0% | 0% | 0% | 100% | 0% | 0% | 0% | 0% | 0% | 0% | 0% | 0% | 100% | 0 | 1 | 2 | 413 | 7.2747 | 13 | FY22 | FY22 | 0.96207 | Yes
0 |  | 169 | Supply to Panorama area | TRUE | Connections | Connections | Augex | Demand | N/A | N/A | N/A | N/A | No | 0% | Localised maximum demand growth | Project | 0 | 29% | 71% | 3.9166 | 9.5759 | 0.17068 | 0 | 0 | 13.6632 | 0% | 90% | 10% | 0% | 0% | 0% | 0% | 74.1% | 7.798% | 4.27% | 0% | 0% | 11.93% | 1.899% | 0% | 0% | 0% | 0% | 0% | 0% | 0% | 0% | 0% | 0% | 0% | 100% | 11.93% | 0% | 0% | 0% | 0% | 0% | 100% | 74.1% | 0% | 0% | 0% | 0% | 100% | 12.07% | 0% | 0% | 0% | 0% | 0% | 0% | 0% | 100% | 0 | 5 | 10 | 423 | 13.6632 | 9 | FY22 | FY22 | 0.96207 | Yes
0 |  | 170 | System Security Roadmap - Situational Awareness and Digital Twin | TRUE | Augmentation Expenditure | Augmentations | Augex | System Security Roadmap | N/A | N/A | N/A | N/A | No | 0% | Energy transition | Project | 0 | 13% | 87% | 53.9119 | 16.3 | 5.6034 | 2.958 | 0.077237 | 78.8505 | 0% | 37.92% | 24.39% | 0% | 37.69% | 0% | 0% | 0% | 0% | 0% | 100% | 0% | 0% | 0% | 0% | 0% | 0% | 0% | 0% | 0% | 0% | 0% | 0% | 0% | 0% | 100% | 0% | 0% | 0% | 0% | 0% | 0% | 100% | 0% | 0% | 0% | 0% | 0% | 100% | 100% | 0% | 0% | 0% | 0% | 0% | 0% | 0% | 100% | 0 | 1 | 2 | 425 | 78.8505 | 1 | FY22 | FY22 | 0.96207 | Yes
0 |  | 171 | ICT Forecast (Trend 2009-23) | TRUE | Non-network - ICT | Information Technology | ICT | N/A | N/A | N/A | N/A | N/A | No | 0% | Safety security & reliability | Program | 5 | 64% | 36% | 15.3814 | 15.3814 | 15.3814 | 15.3814 | 15.3814 | 76.907 | 20% | 20% | 20% | 20% | 20% | 0% | 0% | 0% | 0% | 0% | 70% | 0% | 0% | 0% | 0% | 0% | 0% | 0% | 0% | 0% | 0% | 0% | 0% | 0% | 30% | 100% | 0% | 0% | 0% | 0% | 0% | 0% | 100% | 0% | 0% | 0% | 0% | 0% | 100% | 70% | 0% | 0% | 0% | 0% | 0% | 0% | 0% | 100% | 0 | 2 | 4 | 429 | N/A | N/A | FY23 | FY23 | 0.89246 | Yes
0 |  | 172 | Agricultural | FALSE | Non-network - Other | Fleet | Fleet & Property | N/A | Agricultural | N/A | N/A | N/A | No | 0% | Safety security & reliability | Program | 8 | 0% | 100% | 0 | 0 | 0 | 0 | 0 | 0 | 20% | 20% | 20% | 20% | 20% | 0% | 0% | 0% | 0% | 0% | 0% | 100% | 0% | 0% | 0% | 0% | 0% | 0% | 0% | 0% | 0% | 0% | 0% | 0% | 0% | 100% | 0% | 0% | 0% | 0% | 0% | 0% | 100% | 0% | 0% | 0% | 0% | 0% | 100% | 0% | 0% | 0% | 0% | 0% | 0% | 0% | 0% | 100% | 0 | 1 | 2 | 431 | N/A | N/A | FY21 | FY21 | 0.99572 | Yes
0 |  | 173 | Excavation | TRUE | Non-network - Other | Fleet | Fleet & Property | N/A | Excavation | N/A | N/A | N/A | No | 0% | Safety security & reliability | Program | 8 | 0% | 100% | 0 | 0 | 0.18919 | 0 | 0.074679 | 0.26387 | 20% | 20% | 20% | 20% | 20% | 0% | 0% | 0% | 0% | 0% | 0% | 100% | 0% | 0% | 0% | 0% | 0% | 0% | 0% | 0% | 0% | 0% | 0% | 0% | 0% | 100% | 0% | 0% | 0% | 0% | 0% | 0% | 100% | 0% | 0% | 0% | 0% | 0% | 100% | 0% | 0% | 0% | 0% | 0% | 0% | 0% | 0% | 100% | 0 | 1 | 2 | 433 | N/A | N/A | FY21 | FY21 | 0.99572 | Yes
0 |  | 174 | Heavy Commercial | TRUE | Non-network - Other | Fleet | Fleet & Property | N/A | Heavy Commercial | N/A | N/A | N/A | No | 0% | Safety security & reliability | Program | 8 | 0% | 100% | 0.61735 | 0.26885 | 0.41323 | 1.2496 | 0.51778 | 3.0668 | 20% | 20% | 20% | 20% | 20% | 0% | 0% | 0% | 0% | 0% | 0% | 100% | 0% | 0% | 0% | 0% | 0% | 0% | 0% | 0% | 0% | 0% | 0% | 0% | 0% | 100% | 0% | 0% | 0% | 0% | 0% | 0% | 100% | 0% | 0% | 0% | 0% | 0% | 100% | 0% | 0% | 0% | 0% | 0% | 0% | 0% | 0% | 100% | 0 | 1 | 2 | 435 | N/A | N/A | FY21 | FY21 | 0.99572 | Yes
0 |  | 175 | Light Commercial | TRUE | Non-network - Other | Fleet | Fleet & Property | N/A | Light Commercial | N/A | N/A | N/A | No | 0% | Safety security & reliability | Program | 8 | 0% | 100% | 6.2432 | 6.5568 | 6.1894 | 6.1884 | 5.6478 | 30.8256 | 20% | 20% | 20% | 20% | 20% | 0% | 0% | 0% | 0% | 0% | 0% | 100% | 0% | 0% | 0% | 0% | 0% | 0% | 0% | 0% | 0% | 0% | 0% | 0% | 0% | 100% | 0% | 0% | 0% | 0% | 0% | 0% | 100% | 0% | 0% | 0% | 0% | 0% | 100% | 0% | 0% | 0% | 0% | 0% | 0% | 0% | 0% | 100% | 0 | 1 | 2 | 437 | N/A | N/A | FY21 | FY21 | 0.99572 | Yes
0 |  | 176 | Material Handling | TRUE | Non-network - Other | Fleet | Fleet & Property | N/A | Material Handling | N/A | N/A | N/A | No | 0% | Safety security & reliability | Program | 8 | 0% | 100% | 0.67211 | 1.0953 | 1.0953 | 1.1451 | 1.0455 | 5.0533 | 20% | 20% | 20% | 20% | 20% | 0% | 0% | 0% | 0% | 0% | 0% | 100% | 0% | 0% | 0% | 0% | 0% | 0% | 0% | 0% | 0% | 0% | 0% | 0% | 0% | 100% | 0% | 0% | 0% | 0% | 0% | 0% | 100% | 0% | 0% | 0% | 0% | 0% | 100% | 0% | 0% | 0% | 0% | 0% | 0% | 0% | 0% | 100% | 0 | 1 | 2 | 439 | N/A | N/A | FY21 | FY21 | 0.99572 | Yes
0 |  | 177 | Motorcycle/ATV | TRUE | Non-network - Other | Fleet | Fleet & Property | N/A | Motorcycle/ATV | N/A | N/A | N/A | No | 0% | Safety security & reliability | Program | 8 | 0% | 100% | 0.27183 | 0.02091 | 0.16728 | 0.14637 | 0 | 0.6064 | 20% | 20% | 20% | 20% | 20% | 0% | 0% | 0% | 0% | 0% | 0% | 100% | 0% | 0% | 0% | 0% | 0% | 0% | 0% | 0% | 0% | 0% | 0% | 0% | 0% | 100% | 0% | 0% | 0% | 0% | 0% | 0% | 100% | 0% | 0% | 0% | 0% | 0% | 100% | 0% | 0% | 0% | 0% | 0% | 0% | 0% | 0% | 100% | 0 | 1 | 2 | 441 | N/A | N/A | FY21 | FY21 | 0.99572 | Yes
0 |  | 178 | Other | TRUE | Non-network - Other | Fleet | Fleet & Property | N/A | Other Fleet | N/A | N/A | N/A | No | 0% | Safety security & reliability | Program | 8 | 0% | 100% | 0 | 0.039829 | 0 | 0 | 0.28378 | 0.32361 | 20% | 20% | 20% | 20% | 20% | 0% | 0% | 0% | 0% | 0% | 0% | 100% | 0% | 0% | 0% | 0% | 0% | 0% | 0% | 0% | 0% | 0% | 0% | 0% | 0% | 100% | 0% | 0% | 0% | 0% | 0% | 0% | 100% | 0% | 0% | 0% | 0% | 0% | 100% | 0% | 0% | 0% | 0% | 0% | 0% | 0% | 0% | 100% | 0 | 1 | 2 | 443 | N/A | N/A | FY21 | FY21 | 0.99572 | Yes
0 |  | 179 | Passenger | TRUE | Non-network - Other | Fleet | Fleet & Property | N/A | Passenger | N/A | N/A | N/A | No | 0% | Safety security & reliability | Program | 8 | 0% | 100% | 0.6061 | 0.49547 | 0.51952 | 0.50509 | 0.82257 | 2.9487 | 20% | 20% | 20% | 20% | 20% | 0% | 0% | 0% | 0% | 0% | 0% | 100% | 0% | 0% | 0% | 0% | 0% | 0% | 0% | 0% | 0% | 0% | 0% | 0% | 0% | 100% | 0% | 0% | 0% | 0% | 0% | 0% | 100% | 0% | 0% | 0% | 0% | 0% | 100% | 0% | 0% | 0% | 0% | 0% | 0% | 0% | 0% | 100% | 0 | 1 | 2 | 445 | N/A | N/A | FY22 | FY22 | 0.96207 | Yes
0 |  | 180 | Plant | TRUE | Non-network - Other | Fleet | Fleet & Property | N/A | Plant | N/A | N/A | N/A | No | 0% | Safety security & reliability | Program | 8 | 0% | 100% | 0.014936 | 0.16429 | 0 | 0 | 0.029872 | 0.2091 | 20% | 20% | 20% | 20% | 20% | 0% | 0% | 0% | 0% | 0% | 0% | 100% | 0% | 0% | 0% | 0% | 0% | 0% | 0% | 0% | 0% | 0% | 0% | 0% | 0% | 100% | 0% | 0% | 0% | 0% | 0% | 0% | 100% | 0% | 0% | 0% | 0% | 0% | 100% | 0% | 0% | 0% | 0% | 0% | 0% | 0% | 0% | 100% | 0 | 1 | 2 | 447 | N/A | N/A | FY21 | FY21 | 0.99572 | Yes
0 |  | 181 | Trailer | TRUE | Non-network - Other | Fleet | Fleet & Property | N/A | Trailer | N/A | N/A | N/A | No | 0% | Safety security & reliability | Program | 8 | 0% | 100% | 0.16131 | 0.53769 | 0.38634 | 0.21607 | 0.73186 | 2.0333 | 20% | 20% | 20% | 20% | 20% | 0% | 0% | 0% | 0% | 0% | 0% | 100% | 0% | 0% | 0% | 0% | 0% | 0% | 0% | 0% | 0% | 0% | 0% | 0% | 0% | 100% | 0% | 0% | 0% | 0% | 0% | 0% | 100% | 0% | 0% | 0% | 0% | 0% | 100% | 0% | 0% | 0% | 0% | 0% | 0% | 0% | 0% | 100% | 0 | 1 | 2 | 449 | N/A | N/A | FY21 | FY21 | 0.99572 | Yes
0 |  | 182 | Tracking units | FALSE | Non-network - Other | Fleet | Fleet & Property | N/A | Tracking units | N/A | N/A | N/A | No | 0% | Safety security & reliability | Program | 8 | 0% | 100% | 0 | 0 | 0 | 0 | 0 | 0 | 20% | 20% | 20% | 20% | 20% | 0% | 0% | 0% | 0% | 0% | 0% | 100% | 0% | 0% | 0% | 0% | 0% | 0% | 0% | 0% | 0% | 0% | 0% | 0% | 0% | 100% | 0% | 0% | 0% | 0% | 0% | 0% | 100% | 0% | 0% | 0% | 0% | 0% | 100% | 0% | 0% | 0% | 0% | 0% | 0% | 0% | 0% | 100% | 0 | 1 | 2 | 451 | N/A | N/A | FY21 | FY21 | 0.99572 | Yes
0 |  | 183 | Deferred p2-3 works for FY22-23 | FALSE | Non-network - Other | Property | Fleet & Property | N/A | Other Property | N/A | N/A | N/A | No | 0% | Safety security & reliability | Project | 40 | 20% | 80% | 0 | 0 | 0 | 0 | 0 | 0 | 20% | 20% | 20% | 20% | 20% | 0% | 0% | 0% | 0% | 0% | 0% | 0% | 0% | 0% | 0% | 0% | 0% | 0% | 0% | 0% | 0% | 0% | 0% | 100% | 0% | 100% | 0% | 0% | 0% | 0% | 0% | 0% | 100% | 0% | 0% | 0% | 0% | 0% | 100% | 0% | 0% | 0% | 0% | 0% | 0% | 0% | 0% | 100% | 0 | 1 | 2 | 453 | N/A | N/A | FY21 | FY21 | 0.99572 | Yes
0 |  | 184 | 180 Thomas Street - Ultimo drainage project | FALSE | Non-network - Other | Property | Fleet & Property | N/A | Haymarket Office | N/A | N/A | N/A | No | 0% | Safety security & reliability | Project | 40 | 20% | 80% | 0 | 0 | 0 | 0 | 0 | 0 | 20% | 20% | 20% | 20% | 20% | 0% | 0% | 0% | 0% | 0% | 0% | 0% | 0% | 0% | 0% | 0% | 0% | 0% | 0% | 0% | 0% | 0% | 0% | 100% | 0% | 100% | 0% | 0% | 0% | 0% | 0% | 0% | 100% | 0% | 0% | 0% | 0% | 0% | 100% | 0% | 0% | 0% | 0% | 0% | 0% | 0% | 0% | 100% | 0 | 1 | 2 | 455 | N/A | N/A | FY21 | FY21 | 0.99572 | Yes
0 |  | 185 | Yass Old System Control Block demolition | FALSE | Non-network - Other | Property | Fleet & Property | N/A | Yass Depot | N/A | N/A | N/A | No | 0% | Safety security & reliability | Project | 40 | 20% | 80% | 0 | 0 | 0 | 0 | 0 | 0 | 20% | 20% | 20% | 20% | 20% | 0% | 0% | 0% | 0% | 0% | 0% | 0% | 0% | 0% | 0% | 0% | 0% | 0% | 0% | 0% | 0% | 0% | 0% | 100% | 0% | 100% | 0% | 0% | 0% | 0% | 0% | 0% | 100% | 0% | 0% | 0% | 0% | 0% | 100% | 0% | 0% | 0% | 0% | 0% | 0% | 0% | 0% | 100% | 0 | 1 | 2 | 457 | N/A | N/A | FY21 | FY21 | 0.99572 | Yes
0 |  | 186 | Ultimo Prescribed 2020 Audit Recommended Cap Works - reviewed and prioritised | TRUE | Non-network - Other | Property | Fleet & Property | N/A | Haymarket Office | N/A | N/A | N/A | No | 0% | Safety security & reliability | Program | 40 | 8% | 92% | 0.0079658 | 0.04182 | 0.077667 | 0.04182 | 0.022902 | 0.19217 | 20% | 20% | 20% | 20% | 20% | 0% | 0% | 0% | 0% | 0% | 0% | 0% | 0% | 0% | 0% | 0% | 0% | 0% | 0% | 0% | 0% | 0% | 0% | 100% | 0% | 100% | 0% | 0% | 0% | 0% | 0% | 0% | 100% | 0% | 0% | 0% | 0% | 0% | 100% | 0% | 0% | 0% | 0% | 0% | 0% | 0% | 0% | 100% | 0 | 1 | 2 | 459 | N/A | N/A | FY21 | FY21 | 0.99572 | Yes
0 |  | 187 | Wallgrove 2020 Audit Recommended Cap Works - reviewed and prioritised | TRUE | Non-network - Other | Property | Fleet & Property | N/A | Wallgrove Depot | N/A | N/A | N/A | No | 0% | Safety security & reliability | Program | 40 | 7.5% | 92.5% | 0.17705 | 3.4763 | 0.27917 | 1.4437 | 0.099729 | 5.4759 | 20% | 20% | 20% | 20% | 20% | 0% | 0% | 0% | 0% | 0% | 0% | 0% | 0% | 0% | 0% | 0% | 0% | 0% | 0% | 0% | 0% | 0% | 0% | 100% | 0% | 100% | 0% | 0% | 0% | 0% | 0% | 0% | 100% | 0% | 0% | 0% | 0% | 0% | 100% | 0% | 0% | 0% | 0% | 0% | 0% | 0% | 0% | 100% | 0 | 1 | 2 | 461 | N/A | N/A | FY21 | FY21 | 0.99572 | Yes
0 |  | 188 | Waratah 2020 Audit Recommended Cap Works - reviewed and prioritised | TRUE | Non-network - Other | Property | Fleet & Property | N/A | Waratah West Depot | N/A | N/A | N/A | No | 0% | Safety security & reliability | Program | 40 | 7.5% | 92.5% | 4.1639 | 0.31813 | 0.90013 | 0.42628 | 1.5186 | 7.327 | 20% | 20% | 20% | 20% | 20% | 0% | 0% | 0% | 0% | 0% | 0% | 0% | 0% | 0% | 0% | 0% | 0% | 0% | 0% | 0% | 0% | 0% | 0% | 100% | 0% | 100% | 0% | 0% | 0% | 0% | 0% | 0% | 100% | 0% | 0% | 0% | 0% | 0% | 100% | 0% | 0% | 0% | 0% | 0% | 0% | 0% | 0% | 100% | 0 | 1 | 2 | 463 | N/A | N/A | FY21 | FY21 | 0.99572 | Yes
0 |  | 189 | Orange 2020 Audit Recommended Cap Works - reviewed and prioritised | TRUE | Non-network - Other | Property | Fleet & Property | N/A | Orange Depot | N/A | N/A | N/A | No | 0% | Safety security & reliability | Program | 40 | 7.5% | 92.5% | 0.11186 | 0 | 0.078305 | 0.41576 | 1.0169 | 1.6229 | 20% | 20% | 20% | 20% | 20% | 0% | 0% | 0% | 0% | 0% | 0% | 0% | 0% | 0% | 0% | 0% | 0% | 0% | 0% | 0% | 0% | 0% | 0% | 100% | 0% | 100% | 0% | 0% | 0% | 0% | 0% | 0% | 100% | 0% | 0% | 0% | 0% | 0% | 100% | 0% | 0% | 0% | 0% | 0% | 0% | 0% | 0% | 100% | 0 | 1 | 2 | 465 | N/A | N/A | FY21 | FY21 | 0.99572 | Yes
0 |  | 190 | Tamworth 2020 Audit Recommended Cap Works - reviewed and prioritised | TRUE | Non-network - Other | Property | Fleet & Property | N/A | Tamworth Depot | N/A | N/A | N/A | No | 0% | Safety security & reliability | Program | 40 | 7.5% | 92.5% | 0.013975 | 0.0052011 | 0.018634 | 0.017702 | 0.032609 | 0.088122 | 20% | 20% | 20% | 20% | 20% | 0% | 0% | 0% | 0% | 0% | 0% | 0% | 0% | 0% | 0% | 0% | 0% | 0% | 0% | 0% | 0% | 0% | 0% | 100% | 0% | 100% | 0% | 0% | 0% | 0% | 0% | 0% | 100% | 0% | 0% | 0% | 0% | 0% | 100% | 0% | 0% | 0% | 0% | 0% | 0% | 0% | 0% | 100% | 0 | 1 | 2 | 467 | N/A | N/A | FY21 | FY21 | 0.99572 | Yes
0 |  | 191 | Yass 2020 Audit Recommended Cap Works - reviewed and prioritised | TRUE | Non-network - Other | Property | Fleet & Property | N/A | Yass Depot | N/A | N/A | N/A | No | 0% | Safety security & reliability | Program | 40 | 7.5% | 92.5% | 0.37681 | 0.34737 | 0.23302 | 0.92463 | 0.070839 | 1.9527 | 20% | 20% | 20% | 20% | 20% | 0% | 0% | 0% | 0% | 0% | 0% | 0% | 0% | 0% | 0% | 0% | 0% | 0% | 0% | 0% | 0% | 0% | 0% | 100% | 0% | 100% | 0% | 0% | 0% | 0% | 0% | 0% | 100% | 0% | 0% | 0% | 0% | 0% | 100% | 0% | 0% | 0% | 0% | 0% | 0% | 0% | 0% | 100% | 0 | 1 | 2 | 469 | N/A | N/A | FY21 | FY21 | 0.99572 | Yes
0 |  | 192 | Wagga 2020 Audit Recommended Cap Works - reviewed and prioritised | TRUE | Non-network - Other | Property | Fleet & Property | N/A | Wagga Depot | N/A | N/A | N/A | No | 0% | Safety security & reliability | Program | 40 | 7.5% | 92.5% | 0 | 0.16253 | 1.9609 | 0.30637 | 0 | 2.4298 | 20% | 20% | 20% | 20% | 20% | 0% | 0% | 0% | 0% | 0% | 0% | 0% | 0% | 0% | 0% | 0% | 0% | 0% | 0% | 0% | 0% | 0% | 0% | 100% | 0% | 100% | 0% | 0% | 0% | 0% | 0% | 0% | 100% | 0% | 0% | 0% | 0% | 0% | 100% | 0% | 0% | 0% | 0% | 0% | 0% | 0% | 0% | 100% | 0 | 1 | 2 | 471 | N/A | N/A | FY21 | FY21 | 0.99572 | Yes
0 |  | 193 | Property leases | TRUE | Non-network - Other | Property | Fleet & Property | N/A | Other Property | N/A | N/A | N/A | No | 0% | Safety security & reliability | Program | 5 | 0% | 100% | 0.058111 | 0.6635 | 0 | 0.58943 | 2.0834 | 3.3944 | 0% | 0% | 0% | 0% | 0% | 0% | 0% | 0% | 0% | 0% | 0% | 0% | 0% | 100% | 0% | 0% | 0% | 0% | 0% | 0% | 0% | 0% | 0% | 0% | 0% | 100% | 0% | 0% | 0% | 0% | 0% | 0% | 100% | 0% | 0% | 0% | 0% | 0% | 100% | 0% | 0% | 0% | 0% | 0% | 0% | 0% | 0% | 100% | 0 | 1 | 2 | 473 | N/A | N/A | FY21 | FY21 | 0.99572 | Yes
0 |  | 194 | [Project Name] | FALSE | [Spare] | [Spare] | [Spare] | N/A | N/A | N/A | N/A | N/A | N/A | 0% | N/A | Project |  | 40% | 100% | 0 | 0 | 0 | 0 | 0 | 3.409 | 0% | 0% | 0% | 0% | 0% | [20 empty] | 100% | 0% | 0% | 0% | 0% | 0% | 0% | 100% | 0% | 0% | 0% | 0% | 0% | 100% | 0% | 0% | 0% | 0% | 0% | 0% | 0% | 0% | 100% | 0 | 1 | 2 | 499 | N/A | N/A | FY21 | FY21 | 0.99572 | Yes | bar: 1 to 20
0 |  | 195 | [Project Name] | FALSE | [Spare] | [Spare] | [Spare] | N/A | N/A | N/A | N/A | N/A | N/A | 0% | N/A | Project |  | 40% | 60% | 0 | 0 | 0 | 0 | 0 | 0 | 0% | 0% | 0% | 0% | 0% | [20 empty] | 0% | 0% | 0% | 0% | 0% | 0% | 0% | 100% | 0% | 0% | 0% | 0% | 0% | 100% | 0% | 0% | 0% | 0% | 0% | 0% | 0% | 0% | 100% | 0 | 0 | 0 | 475 | N/A | N/A | FY21 | FY21 | 0.99572 | Yes | bar: 1 to 20
0 |  | 196 | [Project Name] | FALSE | [Spare] | [Spare] | [Spare] | N/A | N/A | N/A | N/A | N/A | N/A | 0% | N/A | Project |  | 40% | 60% | 0 | 0 | 0 | 0 | 0 | 0 | 0% | 0% | 0% | 0% | 0% | [20 empty] | 0% | 0% | 0% | 0% | 0% | 0% | 0% | 100% | 0% | 0% | 0% | 0% | 0% | 100% | 0% | 0% | 0% | 0% | 0% | 0% | 0% | 0% | 100% | 0 | 0 | 0 | 475 | N/A | N/A | FY21 | FY21 | 0.99572 | Yes | bar: 1 to 20
0 |  | 197 | [Project Name] | FALSE | [Spare] | [Spare] | [Spare] | N/A | N/A | N/A | N/A | N/A | N/A | 0% | N/A | Project |  | 40% | 60% | 0 | 0 | 0 | 0 | 0 | 0 | 0% | 0% | 0% | 0% | 0% | [20 empty] | 0% | 0% | 0% | 0% | 0% | 0% | 0% | 100% | 0% | 0% | 0% | 0% | 0% | 100% | 0% | 0% | 0% | 0% | 0% | 0% | 0% | 0% | 100% | 0 | 0 | 0 | 475 | N/A | N/A | FY21 | FY21 | 0.99572 | Yes | bar: 1 to 20
0 |  | 198 | [Project Name] | FALSE | [Spare] | [Spare] | [Spare] | N/A | N/A | N/A | N/A | N/A | N/A | 0% | N/A | Project |  | 40% | 60% | 0 | 0 | 0 | 0 | 0 | 0 | 0% | 0% | 0% | 0% | 0% | [20 empty] | 0% | 0% | 0% | 0% | 0% | 0% | 0% | 100% | 0% | 0% | 0% | 0% | 0% | 100% | 0% | 0% | 0% | 0% | 0% | 0% | 0% | 0% | 100% | 0 | 0 | 0 | 475 | N/A | N/A | FY21 | FY21 | 0.99572 | Yes | bar: 1 to 20
0 |  | 199 | [Project Name] | FALSE | [Spare] | [Spare] | [Spare] | N/A | N/A | N/A | N/A | N/A | N/A | 0% | N/A | Project |  | 40% | 60% | 0 | 0 | 0 | 0 | 0 | 0 | 0% | 0% | 0% | 0% | 0% | [20 empty] | 0% | 0% | 0% | 0% | 0% | 0% | 0% | 100% | 0% | 0% | 0% | 0% | 0% | 100% | 0% | 0% | 0% | 0% | 0% | 0% | 0% | 0% | 100% | 0 | 0 | 0 | 475 | N/A | N/A | FY21 | FY21 | 0.99572 | Yes | bar: 1 to 20
0 |  | 200 | [Project Name] | FALSE | [Spare] | [Spare] | [Spare] | N/A | Other Property | N/A | N/A | N/A | N/A | 0% | N/A | Project |  | 40% | 60% | 0 | 0 | 0 | 0 | 0 | 0 | 0% | 0% | 0% | 0% | 0% | [20 empty] | 0% | 0% | 0% | 0% | 0% | 0% | 0% | 100% | 0% | 0% | 0% | 0% | 0% | 100% | 0% | 0% | 0% | 0% | 0% | 0% | 0% | 0% | 100% | 0 | 0 | 0 | 475 | N/A | N/A | FY21 | FY21 | 0.99572 | Yes | bar: 1 to 20
0 |  | 201 | [Project Name] | FALSE | [Spare] | [Spare] | [Spare] | N/A | N/A | N/A | N/A | N/A | N/A | 0% | N/A | Project |  | 40% | 60% | 0 | 0 | 0 | 0 | 0 | 0 | 0% | 0% | 0% | 0% | 0% | [20 empty] | 0% | 0% | 0% | 0% | 0% | 0% | 0% | 100% | 0% | 0% | 0% | 0% | 0% | 100% | 0% | 0% | 0% | 0% | 0% | 0% | 0% | 0% | 100% | 0 | 0 | 0 | 475 | N/A | N/A | FY21 | FY21 | 0.99572 | Yes | bar: 1 to 20
0 |  | 202 | [Project Name] | FALSE | [Spare] | [Spare] | [Spare] | N/A | N/A | N/A | N/A | N/A | N/A | 0% | N/A | Project |  | 40% | 60% | 0 | 0 | 0 | 0 | 0 | 0 | 0% | 0% | 0% | 0% | 0% | [20 empty] | 0% | 0% | 0% | 0% | 0% | 0% | 0% | 100% | 0% | 0% | 0% | 0% | 0% | 100% | 0% | 0% | 0% | 0% | 0% | 0% | 0% | 0% | 100% | 0 | 0 | 0 | 475 | N/A | N/A | FY21 | FY21 | 0.99572 | Yes | bar: 1 to 20
0 |  | 203 | [Project Name] | FALSE | [Spare] | [Spare] | [Spare] | N/A | N/A | N/A | N/A | N/A | N/A | 0% | N/A | Project |  | 40% | 60% | 0 | 0 | 0 | 0 | 0 | 0 | 0% | 0% | 0% | 0% | 0% | [20 empty] | 0% | 0% | 0% | 0% | 0% | 0% | 0% | 100% | 0% | 0% | 0% | 0% | 0% | 100% | 0% | 0% | 0% | 0% | 0% | 0% | 0% | 0% | 100% | 0 | 0 | 0 | 475 | N/A | N/A | FY21 | FY21 | 0.99572 | Yes | bar: 1 to 20
0 |  | 204 | [Project Name] | FALSE | [Spare] | [Spare] | [Spare] | N/A | N/A | N/A | N/A | N/A | N/A | 0% | N/A | Project |  | 40% | 60% | 0 | 0 | 0 | 0 | 0 | 0 | 0% | 0% | 0% | 0% | 0% | [20 empty] | 0% | 0% | 0% | 0% | 0% | 0% | 0% | 100% | 0% | 0% | 0% | 0% | 0% | 100% | 0% | 0% | 0% | 0% | 0% | 0% | 0% | 0% | 100% | 0 | 0 | 0 | 475 | N/A | N/A | FY21 | FY21 | 0.99572 | Yes | bar: 1 to 20
0 |  | 205 | [Project Name] | FALSE | [Spare] | [Spare] | [Spare] | N/A | N/A | N/A | N/A | N/A | N/A | 0% | N/A | Project |  | 40% | 60% | 0 | 0 | 0 | 0 | 0 | 0 | 0% | 0% | 0% | 0% | 0% | [20 empty] | 0% | 0% | 0% | 0% | 0% | 0% | 0% | 100% | 0% | 0% | 0% | 0% | 0% | 100% | 0% | 0% | 0% | 0% | 0% | 0% | 0% | 0% | 100% | 0 | 0 | 0 | 475 | N/A | N/A | FY21 | FY21 | 0.99572 | Yes | bar: 1 to 20
0 |  | 206 | [Project Name] | FALSE | [Spare] | [Spare] | [Spare] | N/A | N/A | N/A | N/A | N/A | N/A | 0% | N/A | Project |  | 40% | 60% | 0 | 0 | 0 | 0 | 0 | 0 | 0% | 0% | 0% | 0% | 0% | [20 empty] | 0% | 0% | 0% | 0% | 0% | 0% | 0% | 100% | 0% | 0% | 0% | 0% | 0% | 100% | 0% | 0% | 0% | 0% | 0% | 0% | 0% | 0% | 100% | 0 | 0 | 0 | 475 | N/A | N/A | FY21 | FY21 | 0.99572 | Yes | bar: 1 to 20
0 |  | 207 | [Project Name] | FALSE | [Spare] | [Spare] | [Spare] | N/A | N/A | N/A | N/A | N/A | N/A | 0% | N/A | Project |  | 40% | 60% | 0 | 0 | 0 | 0 | 0 | 0 | 0% | 0% | 0% | 0% | 0% | [20 empty] | 0% | 0% | 0% | 0% | 0% | 0% | 0% | 100% | 0% | 0% | 0% | 0% | 0% | 100% | 0% | 0% | 0% | 0% | 0% | 0% | 0% | 0% | 100% | 0 | 0 | 0 | 475 | N/A | N/A | FY21 | FY21 | 0.99572 | Yes | bar: 1 to 20
0 |  | 208 | [Project Name] | FALSE | [Spare] | [Spare] | [Spare] | N/A | N/A | N/A | N/A | N/A | N/A | 0% | N/A | Project |  | 40% | 60% | 0 | 0 | 0 | 0 | 0 | 0 | 0% | 0% | 0% | 0% | 0% | [20 empty] | 0% | 0% | 0% | 0% | 0% | 0% | 0% | 100% | 0% | 0% | 0% | 0% | 0% | 100% | 0% | 0% | 0% | 0% | 0% | 0% | 0% | 0% | 100% | 0 | 0 | 0 | 475 | N/A | N/A | FY21 | FY21 | 0.99572 | Yes | bar: 1 to 20
0 |  | 209 | [Project Name] | FALSE | [Spare] | [Spare] | [Spare] | N/A | N/A | N/A | N/A | N/A | N/A | 0% | N/A | Project |  | 40% | 60% | 0 | 0 | 0 | 0 | 0 | 0 | 0% | 0% | 0% | 0% | 0% | [20 empty] | 0% | 0% | 0% | 0% | 0% | 0% | 0% | 100% | 0% | 0% | 0% | 0% | 0% | 100% | 0% | 0% | 0% | 0% | 0% | 0% | 0% | 0% | 100% | 0 | 0 | 0 | 475 | N/A | N/A | FY21 | FY21 | 0.99572 | Yes | bar: 1 to 20
0 |  | 210 | [Project Name] | FALSE | [Spare] | [Spare] | [Spare] | N/A | N/A | N/A | N/A | N/A | N/A | 0% | N/A | Project |  | 40% | 60% | 0 | 0 | 0 | 0 | 0 | 0 | 0% | 0% | 0% | 0% | 0% | [20 empty] | 0% | 0% | 0% | 0% | 0% | 0% | 0% | 100% | 0% | 0% | 0% | 0% | 0% | 100% | 0% | 0% | 0% | 0% | 0% | 0% | 0% | 0% | 100% | 0 | 0 | 0 | 475 | N/A | N/A | FY21 | FY21 | 0.99572 | Yes | bar: 1 to 20
0 |  | 211 | [Project Name] | FALSE | [Spare] | [Spare] | [Spare] | N/A | N/A | N/A | N/A | N/A | N/A | 0% | N/A | Project |  | 40% | 60% | 0 | 0 | 0 | 0 | 0 | 0 | 0% | 0% | 0% | 0% | 0% | [20 empty] | 0% | 0% | 0% | 0% | 0% | 0% | 0% | 100% | 0% | 0% | 0% | 0% | 0% | 100% | 0% | 0% | 0% | 0% | 0% | 0% | 0% | 0% | 100% | 0 | 0 | 0 | 475 | N/A | N/A | FY21 | FY21 | 0.99572 | Yes | bar: 1 to 20
0 |  | 212 | [Project Name] | FALSE | [Spare] | [Spare] | [Spare] | N/A | N/A | N/A | N/A | N/A | N/A | 0% | N/A | Project |  | 40% | 60% | 0 | 0 | 0 | 0 | 0 | 0 | 0% | 0% | 0% | 0% | 0% | [20 empty] | 0% | 0% | 0% | 0% | 0% | 0% | 0% | 100% | 0% | 0% | 0% | 0% | 0% | 100% | 0% | 0% | 0% | 0% | 0% | 0% | 0% | 0% | 100% | 0 | 0 | 0 | 475 | N/A | N/A | FY21 | FY21 | 0.99572 | Yes | bar: 1 to 20
0 |  | 213 | [Project Name] | FALSE | [Spare] | [Spare] | [Spare] | N/A | N/A | N/A | N/A | N/A | N/A | 0% | N/A | Project |  | 40% | 60% | 0 | 0 | 0 | 0 | 0 | 0 | 0% | 0% | 0% | 0% | 0% | [20 empty] | 0% | 0% | 0% | 0% | 0% | 0% | 0% | 100% | 0% | 0% | 0% | 0% | 0% | 100% | 0% | 0% | 0% | 0% | 0% | 0% | 0% | 0% | 100% | 0 | 0 | 0 | 475 | N/A | N/A | FY21 | FY21 | 0.99572 | Yes | bar: 1 to 20
0 |  | 214 | [Project Name] | FALSE | [Spare] | [Spare] | [Spare] | N/A | N/A | N/A | N/A | N/A | N/A | 0% | N/A | Project |  | 40% | 60% | 0 | 0 | 0 | 0 | 0 | 0 | 0% | 0% | 0% | 0% | 0% | [20 empty] | 0% | 0% | 0% | 0% | 0% | 0% | 0% | 100% | 0% | 0% | 0% | 0% | 0% | 100% | 0% | 0% | 0% | 0% | 0% | 0% | 0% | 0% | 100% | 0 | 0 | 0 | 475 | N/A | N/A | FY21 | FY21 | 0.99572 | Yes | bar: 1 to 20
0 |  | 215 | [Project Name] | FALSE | [Spare] | [Spare] | [Spare] | N/A | N/A | N/A | N/A | N/A | N/A | 0% | N/A | Project |  | 40% | 60% | 0 | 0 | 0 | 0 | 0 | 0 | 0% | 0% | 0% | 0% | 0% | [20 empty] | 0% | 0% | 0% | 0% | 0% | 0% | 0% | 100% | 0% | 0% | 0% | 0% | 0% | 100% | 0% | 0% | 0% | 0% | 0% | 0% | 0% | 0% | 100% | 0 | 0 | 0 | 475 | N/A | N/A | FY21 | FY21 | 0.99572 | Yes | bar: 1 to 20
0 |  | 216 | [Project Name] | FALSE | [Spare] | [Spare] | [Spare] | N/A | N/A | N/A | N/A | N/A | N/A | 0% | N/A | Project |  | 40% | 60% | 0 | 0 | 0 | 0 | 0 | 0 | 0% | 0% | 0% | 0% | 0% | [20 empty] | 0% | 0% | 0% | 0% | 0% | 0% | 0% | 100% | 0% | 0% | 0% | 0% | 0% | 100% | 0% | 0% | 0% | 0% | 0% | 0% | 0% | 0% | 100% | 0 | 0 | 0 | 475 | N/A | N/A | FY21 | FY21 | 0.99572 | Yes | bar: 1 to 20
0 |  | 217 | [Project Name] | FALSE | [Spare] | [Spare] | [Spare] | N/A | N/A | N/A | N/A | N/A | N/A | 0% | N/A | Project |  | 40% | 60% | 0 | 0 | 0 | 0 | 0 | 0 | 0% | 0% | 0% | 0% | 0% | [20 empty] | 0% | 0% | 0% | 0% | 0% | 0% | 0% | 100% | 0% | 0% | 0% | 0% | 0% | 100% | 0% | 0% | 0% | 0% | 0% | 0% | 0% | 0% | 100% | 0 | 0 | 0 | 475 | N/A | N/A | FY21 | FY21 | 0.99572 | Yes | bar: 1 to 20
0 |  | 218 | [Project Name] | FALSE | [Spare] | [Spare] | [Spare] | N/A | N/A | N/A | N/A | N/A | N/A | 0% | N/A | Project |  | 40% | 60% | 0 | 0 | 0 | 0 | 0 | 0 | 0% | 0% | 0% | 0% | 0% | [20 empty] | 0% | 0% | 0% | 0% | 0% | 0% | 0% | 100% | 0% | 0% | 0% | 0% | 0% | 100% | 0% | 0% | 0% | 0% | 0% | 0% | 0% | 0% | 100% | 0 | 0 | 0 | 475 | N/A | N/A | FY21 | FY21 | 0.99572 | Yes | bar: 1 to 20
0 |  | 219 | [Project Name] | FALSE | [Spare] | [Spare] | [Spare] | N/A | N/A | N/A | N/A | N/A | N/A | 0% | N/A | Project |  | 40% | 60% | 0 | 0 | 0 | 0 | 0 | 0 | 0% | 0% | 0% | 0% | 0% | [20 empty] | 0% | 0% | 0% | 0% | 0% | 0% | 0% | 100% | 0% | 0% | 0% | 0% | 0% | 100% | 0% | 0% | 0% | 0% | 0% | 0% | 0% | 0% | 100% | 0 | 0 | 0 | 475 | N/A | N/A | FY21 | FY21 | 0.99572 | Yes | bar: 1 to 20
0 |  | 220 | [Project Name] | FALSE | [Spare] | [Spare] | [Spare] | N/A | N/A | N/A | N/A | N/A | N/A | 0% | N/A | Project |  | 40% | 60% | 0 | 0 | 0 | 0 | 0 | 0 | 0% | 0% | 0% | 0% | 0% | [20 empty] | 0% | 0% | 0% | 0% | 0% | 0% | 0% | 100% | 0% | 0% | 0% | 0% | 0% | 100% | 0% | 0% | 0% | 0% | 0% | 0% | 0% | 0% | 100% | 0 | 0 | 0 | 475 | N/A | N/A | FY21 | FY21 | 0.99572 | Yes | bar: 1 to 20
0 |  | 221 | [Project Name] | FALSE | [Spare] | [Spare] | [Spare] | N/A | N/A | N/A | N/A | N/A | N/A | 0% | N/A | Project |  | 40% | 60% | 0 | 0 | 0 | 0 | 0 | 0 | 0% | 0% | 0% | 0% | 0% | [20 empty] | 0% | 0% | 0% | 0% | 0% | 0% | 0% | 100% | 0% | 0% | 0% | 0% | 0% | 100% | 0% | 0% | 0% | 0% | 0% | 0% | 0% | 0% | 100% | 0 | 0 | 0 | 475 | N/A | N/A | FY21 | FY21 | 0.99572 | Yes | bar: 1 to 20
0 |  | 222 | [Project Name] | FALSE | [Spare] | [Spare] | [Spare] | N/A | N/A | N/A | N/A | N/A | N/A | 0% | N/A | Project |  | 40% | 60% | 0 | 0 | 0 | 0 | 0 | 0 | 0% | 0% | 0% | 0% | 0% | [20 empty] | 0% | 0% | 0% | 0% | 0% | 0% | 0% | 100% | 0% | 0% | 0% | 0% | 0% | 100% | 0% | 0% | 0% | 0% | 0% | 0% | 0% | 0% | 100% | 0 | 0 | 0 | 475 | N/A | N/A | FY21 | FY21 | 0.99572 | Yes | bar: 1 to 20
0 |  | 223 | [Project Name] | FALSE | [Spare] | [Spare] | [Spare] | N/A | N/A | N/A | N/A | N/A | N/A | 0% | N/A | Project |  | 40% | 60% | 0 | 0 | 0 | 0 | 0 | 0 | 0% | 0% | 0% | 0% | 0% | [20 empty] | 0% | 0% | 0% | 0% | 0% | 0% | 0% | 100% | 0% | 0% | 0% | 0% | 0% | 100% | 0% | 0% | 0% | 0% | 0% | 0% | 0% | 0% | 100% | 0 | 0 | 0 | 475 | N/A | N/A | FY21 | FY21 | 0.99572 | Yes | bar: 1 to 20
0 |  | 224 | [Project Name] | FALSE | [Spare] | [Spare] | [Spare] | N/A | N/A | N/A | N/A | N/A | N/A | 0% | N/A | Project |  | 40% | 60% | 0 | 0 | 0 | 0 | 0 | 0 | 0% | 0% | 0% | 0% | 0% | [20 empty] | 0% | 0% | 0% | 0% | 0% | 0% | 0% | 100% | 0% | 0% | 0% | 0% | 0% | 100% | 0% | 0% | 0% | 0% | 0% | 0% | 0% | 0% | 100% | 0 | 0 | 0 | 475 | N/A | N/A | FY21 | FY21 | 0.99572 | Yes | bar: 1 to 20
0 |  | 225 | [Project Name] | FALSE | [Spare] | [Spare] | [Spare] | N/A | N/A | N/A | N/A | N/A | N/A | 0% | N/A | Project |  | 40% | 60% | 0 | 0 | 0 | 0 | 0 | 0 | 0% | 0% | 0% | 0% | 0% | [20 empty] | 0% | 0% | 0% | 0% | 0% | 0% | 0% | 100% | 0% | 0% | 0% | 0% | 0% | 100% | 0% | 0% | 0% | 0% | 0% | 0% | 0% | 0% | 100% | 0 | 0 | 0 | 475 | N/A | N/A | FY21 | FY21 | 0.99572 | Yes | bar: 1 to 20
0 |  | 226 | [Project Name] | FALSE | [Spare] | [Spare] | [Spare] | N/A | N/A | N/A | N/A | N/A | N/A | 0% | N/A | Project |  | 40% | 60% | 0 | 0 | 0 | 0 | 0 | 0 | 0% | 0% | 0% | 0% | 0% | [20 empty] | 0% | 0% | 0% | 0% | 0% | 0% | 0% | 100% | 0% | 0% | 0% | 0% | 0% | 100% | 0% | 0% | 0% | 0% | 0% | 0% | 0% | 0% | 100% | 0 | 0 | 0 | 475 | N/A | N/A | FY21 | FY21 | 0.99572 | Yes | bar: 1 to 20
0 |  | 227 | [Project Name] | FALSE | [Spare] | [Spare] | [Spare] | N/A | N/A | N/A | N/A | N/A | N/A | 0% | N/A | Project |  | 40% | 60% | 0 | 0 | 0 | 0 | 0 | 0 | 0% | 0% | 0% | 0% | 0% | [20 empty] | 0% | 0% | 0% | 0% | 0% | 0% | 0% | 100% | 0% | 0% | 0% | 0% | 0% | 100% | 0% | 0% | 0% | 0% | 0% | 0% | 0% | 0% | 100% | 0 | 0 | 0 | 475 | N/A | N/A | FY21 | FY21 | 0.99572 | Yes | bar: 1 to 20
0 |  | 228 | [Project Name] | FALSE | [Spare] | [Spare] | [Spare] | N/A | N/A | N/A | N/A | N/A | N/A | 0% | N/A | Project |  | 40% | 60% | 0 | 0 | 0 | 0 | 0 | 0 | 0% | 0% | 0% | 0% | 0% | [20 empty] | 0% | 0% | 0% | 0% | 0% | 0% | 0% | 100% | 0% | 0% | 0% | 0% | 0% | 100% | 0% | 0% | 0% | 0% | 0% | 0% | 0% | 0% | 100% | 0 | 0 | 0 | 475 | N/A | N/A | FY21 | FY21 | 0.99572 | Yes | bar: 1 to 20
0 |  | 229 | [Project Name] | FALSE | [Spare] | [Spare] | [Spare] | N/A | N/A | N/A | N/A | N/A | N/A | 0% | N/A | Project |  | 40% | 60% | 0 | 0 | 0 | 0 | 0 | 0 | 0% | 0% | 0% | 0% | 0% | [20 empty] | 0% | 0% | 0% | 0% | 0% | 0% | 0% | 100% | 0% | 0% | 0% | 0% | 0% | 100% | 0% | 0% | 0% | 0% | 0% | 0% | 0% | 0% | 100% | 0 | 0 | 0 | 475 | N/A | N/A | FY21 | FY21 | 0.99572 | Yes | bar: 1 to 20
0 |  | 230 | [Project Name] | FALSE | [Spare] | [Spare] | [Spare] | N/A | N/A | N/A | N/A | N/A | N/A | 0% | N/A | Project |  | 40% | 60% | 0 | 0 | 0 | 0 | 0 | 0 | 0% | 0% | 0% | 0% | 0% | [20 empty] | 0% | 0% | 0% | 0% | 0% | 0% | 0% | 100% | 0% | 0% | 0% | 0% | 0% | 100% | 0% | 0% | 0% | 0% | 0% | 0% | 0% | 0% | 100% | 0 | 0 | 0 | 475 | N/A | N/A | FY21 | FY21 | 0.99572 | Yes | bar: 1 to 20
0 |  | 231 | [Project Name] | FALSE | [Spare] | [Spare] | [Spare] | N/A | N/A | N/A | N/A | N/A | N/A | 0% | N/A | Project |  | 40% | 60% | 0 | 0 | 0 | 0 | 0 | 0 | 0% | 0% | 0% | 0% | 0% | [20 empty] | 0% | 0% | 0% | 0% | 0% | 0% | 0% | 100% | 0% | 0% | 0% | 0% | 0% | 100% | 0% | 0% | 0% | 0% | 0% | 0% | 0% | 0% | 100% | 0 | 0 | 0 | 475 | N/A | N/A | FY21 | FY21 | 0.99572 | Yes | bar: 1 to 20
0 |  | 232 | [Project Name] | FALSE | [Spare] | [Spare] | [Spare] | N/A | N/A | N/A | N/A | N/A | N/A | 0% | N/A | Project |  | 40% | 60% | 0 | 0 | 0 | 0 | 0 | 0 | 0% | 0% | 0% | 0% | 0% | [20 empty] | 0% | 0% | 0% | 0% | 0% | 0% | 0% | 100% | 0% | 0% | 0% | 0% | 0% | 100% | 0% | 0% | 0% | 0% | 0% | 0% | 0% | 0% | 100% | 0 | 0 | 0 | 475 | N/A | N/A | FY21 | FY21 | 0.99572 | Yes | bar: 1 to 20
0 |  | 233 | [Project Name] | FALSE | [Spare] | [Spare] | [Spare] | N/A | N/A | N/A | N/A | N/A | N/A | 0% | N/A | Project |  | 40% | 60% | 0 | 0 | 0 | 0 | 0 | 0 | 0% | 0% | 0% | 0% | 0% | [20 empty] | 0% | 0% | 0% | 0% | 0% | 0% | 0% | 100% | 0% | 0% | 0% | 0% | 0% | 100% | 0% | 0% | 0% | 0% | 0% | 0% | 0% | 0% | 100% | 0 | 0 | 0 | 475 | N/A | N/A | FY21 | FY21 | 0.99572 | Yes | bar: 1 to 20
0 |  | 234 | [Project Name] | FALSE | [Spare] | [Spare] | [Spare] | N/A | N/A | N/A | N/A | N/A | N/A | 0% | N/A | Project |  | 40% | 60% | 0 | 0 | 0 | 0 | 0 | 0 | 0% | 0% | 0% | 0% | 0% | [20 empty] | 0% | 0% | 0% | 0% | 0% | 0% | 0% | 100% | 0% | 0% | 0% | 0% | 0% | 100% | 0% | 0% | 0% | 0% | 0% | 0% | 0% | 0% | 100% | 0 | 0 | 0 | 475 | N/A | N/A | FY21 | FY21 | 0.99572 | Yes | bar: 1 to 20
0 |  | 235 | [Project Name] | FALSE | [Spare] | [Spare] | [Spare] | N/A | N/A | N/A | N/A | N/A | N/A | 0% | N/A | Project |  | 40% | 60% | 0 | 0 | 0 | 0 | 0 | 0 | 0% | 0% | 0% | 0% | 0% | [20 empty] | 0% | 0% | 0% | 0% | 0% | 0% | 0% | 100% | 0% | 0% | 0% | 0% | 0% | 100% | 0% | 0% | 0% | 0% | 0% | 0% | 0% | 0% | 100% | 0 | 0 | 0 | 475 | N/A | N/A | FY21 | FY21 | 0.99572 | Yes | bar: 1 to 20
0 |  | 236 | [Project Name] | FALSE | [Spare] | [Spare] | [Spare] | N/A | N/A | N/A | N/A | N/A | N/A | 0% | N/A | Project |  | 40% | 60% | 0 | 0 | 0 | 0 | 0 | 0 | 0% | 0% | 0% | 0% | 0% | [20 empty] | 0% | 0% | 0% | 0% | 0% | 0% | 0% | 100% | 0% | 0% | 0% | 0% | 0% | 100% | 0% | 0% | 0% | 0% | 0% | 0% | 0% | 0% | 100% | 0 | 0 | 0 | 475 | N/A | N/A | FY21 | FY21 | 0.99572 | Yes | bar: 1 to 20
0 |  | 237 | [Project Name] | FALSE | [Spare] | [Spare] | [Spare] | N/A | N/A | N/A | N/A | N/A | N/A | 0% | N/A | Project |  | 40% | 60% | 0 | 0 | 0 | 0 | 0 | 0 | 0% | 0% | 0% | 0% | 0% | [20 empty] | 0% | 0% | 0% | 0% | 0% | 0% | 0% | 100% | 0% | 0% | 0% | 0% | 0% | 100% | 0% | 0% | 0% | 0% | 0% | 0% | 0% | 0% | 100% | 0 | 0 | 0 | 475 | N/A | N/A | FY21 | FY21 | 0.99572 | Yes | bar: 1 to 20
0 |  | 238 | [Project Name] | FALSE | [Spare] | [Spare] | [Spare] | N/A | N/A | N/A | N/A | N/A | N/A | 0% | N/A | Project |  | 40% | 60% | 0 | 0 | 0 | 0 | 0 | 0 | 0% | 0% | 0% | 0% | 0% | [20 empty] | 0% | 0% | 0% | 0% | 0% | 0% | 0% | 100% | 0% | 0% | 0% | 0% | 0% | 100% | 0% | 0% | 0% | 0% | 0% | 0% | 0% | 0% | 100% | 0 | 0 | 0 | 475 | N/A | N/A | FY21 | FY21 | 0.99572 | Yes | bar: 1 to 20
0 |  | 239 | [Project Name] | FALSE | [Spare] | [Spare] | [Spare] | N/A | N/A | N/A | N/A | N/A | N/A | 0% | N/A | Project |  | 40% | 60% | 0 | 0 | 0 | 0 | 0 | 0 | 0% | 0% | 0% | 0% | 0% | [20 empty] | 0% | 0% | 0% | 0% | 0% | 0% | 0% | 100% | 0% | 0% | 0% | 0% | 0% | 100% | 0% | 0% | 0% | 0% | 0% | 0% | 0% | 0% | 100% | 0 | 0 | 0 | 475 | N/A | N/A | FY21 | FY21 | 0.99572 | Yes | bar: 1 to 20
0 |  | 240 | [Project Name] | FALSE | [Spare] | [Spare] | [Spare] | N/A | N/A | N/A | N/A | N/A | N/A | 0% | N/A | Project |  | 40% | 60% | 0 | 0 | 0 | 0 | 0 | 0 | 0% | 0% | 0% | 0% | 0% | [20 empty] | 0% | 0% | 0% | 0% | 0% | 0% | 0% | 100% | 0% | 0% | 0% | 0% | 0% | 100% | 0% | 0% | 0% | 0% | 0% | 0% | 0% | 0% | 100% | 0 | 0 | 0 | 475 | N/A | N/A | FY21 | FY21 | 0.99572 | Yes | bar: 1 to 20
0 |  | 241 | [Project Name] | FALSE | [Spare] | [Spare] | [Spare] | N/A | N/A | N/A | N/A | N/A | N/A | 0% | N/A | Project |  | 40% | 60% | 0 | 0 | 0 | 0 | 0 | 0 | 0% | 0% | 0% | 0% | 0% | [20 empty] | 0% | 0% | 0% | 0% | 0% | 0% | 0% | 100% | 0% | 0% | 0% | 0% | 0% | 100% | 0% | 0% | 0% | 0% | 0% | 0% | 0% | 0% | 100% | 0 | 0 | 0 | 475 | N/A | N/A | FY21 | FY21 | 0.99572 | Yes | bar: 1 to 20
0 |  | 242 | [Project Name] | FALSE | [Spare] | [Spare] | [Spare] | N/A | N/A | N/A | N/A | N/A | N/A | 0% | N/A | Project |  | 40% | 60% | 0 | 0 | 0 | 0 | 0 | 0 | 0% | 0% | 0% | 0% | 0% | [20 empty] | 0% | 0% | 0% | 0% | 0% | 0% | 0% | 100% | 0% | 0% | 0% | 0% | 0% | 100% | 0% | 0% | 0% | 0% | 0% | 0% | 0% | 0% | 100% | 0 | 0 | 0 | 475 | N/A | N/A | FY21 | FY21 | 0.99572 | Yes | bar: 1 to 20
0 |  | 243 | [Project Name] | FALSE | [Spare] | [Spare] | [Spare] | N/A | N/A | N/A | N/A | N/A | N/A | 0% | N/A | Project |  | 40% | 60% | 0 | 0 | 0 | 0 | 0 | 0 | 0% | 0% | 0% | 0% | 0% | [20 empty] | 0% | 0% | 0% | 0% | 0% | 0% | 0% | 100% | 0% | 0% | 0% | 0% | 0% | 100% | 0% | 0% | 0% | 0% | 0% | 0% | 0% | 0% | 100% | 0 | 0 | 0 | 475 | N/A | N/A | FY21 | FY21 | 0.99572 | Yes | bar: 1 to 20
0 |  | 244 | [Project Name] | FALSE | [Spare] | [Spare] | [Spare] | N/A | N/A | N/A | N/A | N/A | N/A | 0% | N/A | Project |  | 40% | 60% | 0 | 0 | 0 | 0 | 0 | 0 | 0% | 0% | 0% | 0% | 0% | [20 empty] | 0% | 0% | 0% | 0% | 0% | 0% | 0% | 100% | 0% | 0% | 0% | 0% | 0% | 100% | 0% | 0% | 0% | 0% | 0% | 0% | 0% | 0% | 100% | 0 | 0 | 0 | 475 | N/A | N/A | FY21 | FY21 | 0.99572 | Yes | bar: 1 to 20
0 |  | 245 | [Project Name] | FALSE | [Spare] | [Spare] | [Spare] | N/A | N/A | N/A | N/A | N/A | N/A | 0% | N/A | Project |  | 40% | 60% | 0 | 0 | 0 | 0 | 0 | 0 | 0% | 0% | 0% | 0% | 0% | [20 empty] | 0% | 0% | 0% | 0% | 0% | 0% | 0% | 100% | 0% | 0% | 0% | 0% | 0% | 100% | 0% | 0% | 0% | 0% | 0% | 0% | 0% | 0% | 100% | 0 | 0 | 0 | 475 | N/A | N/A | FY21 | FY21 | 0.99572 | Yes | bar: 1 to 20
0 |  | 246 | [Project Name] | FALSE | [Spare] | [Spare] | [Spare] | N/A | N/A | N/A | N/A | N/A | N/A | 0% | N/A | Project |  | 40% | 60% | 0 | 0 | 0 | 0 | 0 | 0 | 0% | 0% | 0% | 0% | 0% | [20 empty] | 0% | 0% | 0% | 0% | 0% | 0% | 0% | 100% | 0% | 0% | 0% | 0% | 0% | 100% | 0% | 0% | 0% | 0% | 0% | 0% | 0% | 0% | 100% | 0 | 0 | 0 | 475 | N/A | N/A | FY21 | FY21 | 0.99572 | Yes | bar: 1 to 20
0 |  | 247 | [Project Name] | FALSE | [Spare] | [Spare] | [Spare] | N/A | N/A | N/A | N/A | N/A | N/A | 0% | N/A | Project |  | 40% | 60% | 0 | 0 | 0 | 0 | 0 | 0 | 0% | 0% | 0% | 0% | 0% | [20 empty] | 0% | 0% | 0% | 0% | 0% | 0% | 0% | 100% | 0% | 0% | 0% | 0% | 0% | 100% | 0% | 0% | 0% | 0% | 0% | 0% | 0% | 0% | 100% | 0 | 0 | 0 | 475 | N/A | N/A | FY21 | FY21 | 0.99572 | Yes | bar: 1 to 20
0 |  | 248 | [Project Name] | FALSE | [Spare] | [Spare] | [Spare] | N/A | N/A | N/A | N/A | N/A | N/A | 0% | N/A | Project |  | 40% | 60% | 0 | 0 | 0 | 0 | 0 | 0 | 0% | 0% | 0% | 0% | 0% | [20 empty] | 0% | 0% | 0% | 0% | 0% | 0% | 0% | 100% | 0% | 0% | 0% | 0% | 0% | 100% | 0% | 0% | 0% | 0% | 0% | 0% | 0% | 0% | 100% | 0 | 0 | 0 | 475 | N/A | N/A | FY21 | FY21 | 0.99572 | Yes | bar: 1 to 20
0 |  | 249 | [Project Name] | FALSE | [Spare] | [Spare] | [Spare] | N/A | N/A | N/A | N/A | N/A | N/A | 0% | N/A | Project |  | 40% | 60% | 0 | 0 | 0 | 0 | 0 | 0 | 0% | 0% | 0% | 0% | 0% | [20 empty] | 0% | 0% | 0% | 0% | 0% | 0% | 0% | 100% | 0% | 0% | 0% | 0% | 0% | 100% | 0% | 0% | 0% | 0% | 0% | 0% | 0% | 0% | 100% | 0 | 0 | 0 | 475 | N/A | N/A | FY21 | FY21 | 0.99572 | Yes | bar: 1 to 20
0 |  | 250 | [Project Name] | FALSE | [Spare] | [Spare] | [Spare] | N/A | N/A | N/A | N/A | N/A | N/A | 0% | N/A | Project |  | 40% | 60% | 0 | 0 | 0 | 0 | 0 | 0 | 0% | 0% | 0% | 0% | 0% | [20 empty] | 0% | 0% | 0% | 0% | 0% | 0% | 0% | 100% | 0% | 0% | 0% | 0% | 0% | 100% | 0% | 0% | 0% | 0% | 0% | 0% | 0% | 0% | 100% | 0 | 0 | 0 | 475 | N/A | N/A | FY21 | FY21 | 0.99572 | Yes | bar: 1 to 20
0 |  | 251 | [Project Name] | FALSE | [Spare] | [Spare] | [Spare] | N/A | N/A | N/A | N/A | N/A | N/A | 0% | N/A | Project |  | 40% | 60% | 0 | 0 | 0 | 0 | 0 | 0 | 0% | 0% | 0% | 0% | 0% | [20 empty] | 0% | 0% | 0% | 0% | 0% | 0% | 0% | 100% | 0% | 0% | 0% | 0% | 0% | 100% | 0% | 0% | 0% | 0% | 0% | 0% | 0% | 0% | 100% | 0 | 0 | 0 | 475 | N/A | N/A | FY21 | FY21 | 0.99572 | Yes | bar: 1 to 20
0 |  | 252 | [Project Name] | FALSE | [Spare] | [Spare] | [Spare] | N/A | N/A | N/A | N/A | N/A | N/A | 0% | N/A | Project |  | 40% | 60% | 0 | 0 | 0 | 0 | 0 | 0 | 0% | 0% | 0% | 0% | 0% | [20 empty] | 0% | 0% | 0% | 0% | 0% | 0% | 0% | 100% | 0% | 0% | 0% | 0% | 0% | 100% | 0% | 0% | 0% | 0% | 0% | 0% | 0% | 0% | 100% | 0 | 0 | 0 | 475 | N/A | N/A | FY21 | FY21 | 0.99572 | Yes | bar: 1 to 20
0 |  | 253 | [Project Name] | FALSE | [Spare] | [Spare] | [Spare] | N/A | N/A | N/A | N/A | N/A | N/A | 0% | N/A | Project |  | 40% | 60% | 0 | 0 | 0 | 0 | 0 | 0 | 0% | 0% | 0% | 0% | 0% | [20 empty] | 0% | 0% | 0% | 0% | 0% | 0% | 0% | 100% | 0% | 0% | 0% | 0% | 0% | 100% | 0% | 0% | 0% | 0% | 0% | 0% | 0% | 0% | 100% | 0 | 0 | 0 | 475 | N/A | N/A | FY21 | FY21 | 0.99572 | Yes | bar: 1 to 20
0 |  | 254 | [Project Name] | FALSE | [Spare] | [Spare] | [Spare] | N/A | N/A | N/A | N/A | N/A | N/A | 0% | N/A | Project |  | 40% | 60% | 0 | 0 | 0 | 0 | 0 | 0 | 0% | 0% | 0% | 0% | 0% | [20 empty] | 0% | 0% | 0% | 0% | 0% | 0% | 0% | 100% | 0% | 0% | 0% | 0% | 0% | 100% | 0% | 0% | 0% | 0% | 0% | 0% | 0% | 0% | 100% | 0 | 0 | 0 | 475 | N/A | N/A | FY21 | FY21 | 0.99572 | Yes | bar: 1 to 20
0 |  | 255 | [Project Name] | FALSE | [Spare] | [Spare] | [Spare] | N/A | N/A | N/A | N/A | N/A | N/A | 0% | N/A | Project |  | 40% | 60% | 0 | 0 | 0 | 0 | 0 | 0 | 0% | 0% | 0% | 0% | 0% | [20 empty] | 0% | 0% | 0% | 0% | 0% | 0% | 0% | 100% | 0% | 0% | 0% | 0% | 0% | 100% | 0% | 0% | 0% | 0% | 0% | 0% | 0% | 0% | 100% | 0 | 0 | 0 | 475 | N/A | N/A | FY21 | FY21 | 0.99572 | Yes | bar: 1 to 20
0 |  | 256 | [Project Name] | FALSE | [Spare] | [Spare] | [Spare] | N/A | N/A | N/A | N/A | N/A | N/A | 0% | N/A | Project |  | 40% | 60% | 0 | 0 | 0 | 0 | 0 | 0 | 0% | 0% | 0% | 0% | 0% | [20 empty] | 0% | 0% | 0% | 0% | 0% | 0% | 0% | 100% | 0% | 0% | 0% | 0% | 0% | 100% | 0% | 0% | 0% | 0% | 0% | 0% | 0% | 0% | 100% | 0 | 0 | 0 | 475 | N/A | N/A | FY21 | FY21 | 0.99572 | Yes | bar: 1 to 20
0 |  | 257 | [Project Name] | FALSE | [Spare] | [Spare] | [Spare] | N/A | N/A | N/A | N/A | N/A | N/A | 0% | N/A | Project |  | 40% | 60% | 0 | 0 | 0 | 0 | 0 | 0 | 0% | 0% | 0% | 0% | 0% | [20 empty] | 0% | 0% | 0% | 0% | 0% | 0% | 0% | 100% | 0% | 0% | 0% | 0% | 0% | 100% | 0% | 0% | 0% | 0% | 0% | 0% | 0% | 0% | 100% | 0 | 0 | 0 | 475 | N/A | N/A | FY21 | FY21 | 0.99572 | Yes | bar: 1 to 20
0 |  | 258 | [Project Name] | FALSE | [Spare] | [Spare] | [Spare] | N/A | N/A | N/A | N/A | N/A | N/A | 0% | N/A | Project |  | 40% | 60% | 0 | 0 | 0 | 0 | 0 | 0 | 0% | 0% | 0% | 0% | 0% | [20 empty] | 0% | 0% | 0% | 0% | 0% | 0% | 0% | 100% | 0% | 0% | 0% | 0% | 0% | 100% | 0% | 0% | 0% | 0% | 0% | 0% | 0% | 0% | 100% | 0 | 0 | 0 | 475 | N/A | N/A | FY21 | FY21 | 0.99572 | Yes | bar: 1 to 20
0 |  | 259 | [Project Name] | FALSE | [Spare] | [Spare] | [Spare] | N/A | N/A | N/A | N/A | N/A | N/A | 0% | N/A | Project |  | 40% | 60% | 0 | 0 | 0 | 0 | 0 | 0 | 0% | 0% | 0% | 0% | 0% | [20 empty] | 0% | 0% | 0% | 0% | 0% | 0% | 0% | 100% | 0% | 0% | 0% | 0% | 0% | 100% | 0% | 0% | 0% | 0% | 0% | 0% | 0% | 0% | 100% | 0 | 0 | 0 | 475 | N/A | N/A | FY21 | FY21 | 0.99572 | Yes | bar: 1 to 20
0 |  | 260 | [Project Name] | FALSE | [Spare] | [Spare] | [Spare] | N/A | N/A | N/A | N/A | N/A | N/A | 0% | N/A | Project |  | 40% | 60% | 0 | 0 | 0 | 0 | 0 | 0 | 0% | 0% | 0% | 0% | 0% | [20 empty] | 0% | 0% | 0% | 0% | 0% | 0% | 0% | 100% | 0% | 0% | 0% | 0% | 0% | 100% | 0% | 0% | 0% | 0% | 0% | 0% | 0% | 0% | 100% | 0 | 0 | 0 | 475 | N/A | N/A | FY21 | FY21 | 0.99572 | Yes | bar: 1 to 20
0 |  | 261 | [Project Name] | FALSE | [Spare] | [Spare] | [Spare] | N/A | N/A | N/A | N/A | N/A | N/A | 0% | N/A | Project |  | 40% | 60% | 0 | 0 | 0 | 0 | 0 | 0 | 0% | 0% | 0% | 0% | 0% | [20 empty] | 0% | 0% | 0% | 0% | 0% | 0% | 0% | 100% | 0% | 0% | 0% | 0% | 0% | 100% | 0% | 0% | 0% | 0% | 0% | 0% | 0% | 0% | 100% | 0 | 0 | 0 | 475 | N/A | N/A | FY21 | FY21 | 0.99572 | Yes | bar: 1 to 20
0 |  | 262 | [Project Name] | FALSE | [Spare] | [Spare] | [Spare] | N/A | N/A | N/A | N/A | N/A | N/A | 0% | N/A | Project |  | 40% | 60% | 0 | 0 | 0 | 0 | 0 | 0 | 0% | 0% | 0% | 0% | 0% | [20 empty] | 0% | 0% | 0% | 0% | 0% | 0% | 0% | 100% | 0% | 0% | 0% | 0% | 0% | 100% | 0% | 0% | 0% | 0% | 0% | 0% | 0% | 0% | 100% | 0 | 0 | 0 | 475 | N/A | N/A | FY21 | FY21 | 0.99572 | Yes | bar: 1 to 20
0 |  | 263 | [Project Name] | FALSE | [Spare] | [Spare] | [Spare] | N/A | N/A | N/A | N/A | N/A | N/A | 0% | N/A | Project |  | 40% | 60% | 0 | 0 | 0 | 0 | 0 | 0 | 0% | 0% | 0% | 0% | 0% | [20 empty] | 0% | 0% | 0% | 0% | 0% | 0% | 0% | 100% | 0% | 0% | 0% | 0% | 0% | 100% | 0% | 0% | 0% | 0% | 0% | 0% | 0% | 0% | 100% | 0 | 0 | 0 | 475 | N/A | N/A | FY21 | FY21 | 0.99572 | Yes | bar: 1 to 20
0 |  | 264 | [Project Name] | FALSE | [Spare] | [Spare] | [Spare] | N/A | N/A | N/A | N/A | N/A | N/A | 0% | N/A | Project |  | 40% | 60% | 0 | 0 | 0 | 0 | 0 | 0 | 0% | 0% | 0% | 0% | 0% | [20 empty] | 0% | 0% | 0% | 0% | 0% | 0% | 0% | 100% | 0% | 0% | 0% | 0% | 0% | 100% | 0% | 0% | 0% | 0% | 0% | 0% | 0% | 0% | 100% | 0 | 0 | 0 | 475 | N/A | N/A | FY21 | FY21 | 0.99572 | Yes | bar: 1 to 20
0 |  | 265 | [Project Name] | FALSE | [Spare] | [Spare] | [Spare] | N/A | N/A | N/A | N/A | N/A | N/A | 0% | N/A | Project |  | 40% | 60% | 0 | 0 | 0 | 0 | 0 | 0 | 0% | 0% | 0% | 0% | 0% | [20 empty] | 0% | 0% | 0% | 0% | 0% | 0% | 0% | 100% | 0% | 0% | 0% | 0% | 0% | 100% | 0% | 0% | 0% | 0% | 0% | 0% | 0% | 0% | 100% | 0 | 0 | 0 | 475 | N/A | N/A | FY21 | FY21 | 0.99572 | Yes | bar: 1 to 20
0 |  | 266 | [Project Name] | FALSE | [Spare] | [Spare] | [Spare] | N/A | N/A | N/A | N/A | N/A | N/A | 0% | N/A | Project |  | 40% | 60% | 0 | 0 | 0 | 0 | 0 | 0 | 0% | 0% | 0% | 0% | 0% | [20 empty] | 0% | 0% | 0% | 0% | 0% | 0% | 0% | 100% | 0% | 0% | 0% | 0% | 0% | 100% | 0% | 0% | 0% | 0% | 0% | 0% | 0% | 0% | 100% | 0 | 0 | 0 | 475 | N/A | N/A | FY21 | FY21 | 0.99572 | Yes | bar: 1 to 20
0 |  | 267 | [Project Name] | FALSE | [Spare] | [Spare] | [Spare] | N/A | N/A | N/A | N/A | N/A | N/A | 0% | N/A | Project |  | 40% | 60% | 0 | 0 | 0 | 0 | 0 | 0 | 0% | 0% | 0% | 0% | 0% | [20 empty] | 0% | 0% | 0% | 0% | 0% | 0% | 0% | 100% | 0% | 0% | 0% | 0% | 0% | 100% | 0% | 0% | 0% | 0% | 0% | 0% | 0% | 0% | 100% | 0 | 0 | 0 | 475 | N/A | N/A | FY21 | FY21 | 0.99572 | Yes | bar: 1 to 20
0 |  | 268 | [Project Name] | FALSE | [Spare] | [Spare] | [Spare] | N/A | N/A | N/A | N/A | N/A | N/A | 0% | N/A | Project |  | 40% | 60% | 0 | 0 | 0 | 0 | 0 | 0 | 0% | 0% | 0% | 0% | 0% | [20 empty] | 0% | 0% | 0% | 0% | 0% | 0% | 0% | 100% | 0% | 0% | 0% | 0% | 0% | 100% | 0% | 0% | 0% | 0% | 0% | 0% | 0% | 0% | 100% | 0 | 0 | 0 | 475 | N/A | N/A | FY21 | FY21 | 0.99572 | Yes | bar: 1 to 20
0 |  | 269 | [Project Name] | FALSE | [Spare] | [Spare] | [Spare] | N/A | N/A | N/A | N/A | N/A | N/A | 0% | N/A | Project |  | 40% | 60% | 0 | 0 | 0 | 0 | 0 | 0 | 0% | 0% | 0% | 0% | 0% | [20 empty] | 0% | 0% | 0% | 0% | 0% | 0% | 0% | 100% | 0% | 0% | 0% | 0% | 0% | 100% | 0% | 0% | 0% | 0% | 0% | 0% | 0% | 0% | 100% | 0 | 0 | 0 | 475 | N/A | N/A | FY21 | FY21 | 0.99572 | Yes | bar: 1 to 20
0 |  | 270 | [Project Name] | FALSE | [Spare] | [Spare] | [Spare] | N/A | N/A | N/A | N/A | N/A | N/A | 0% | N/A | Project |  | 40% | 60% | 0 | 0 | 0 | 0 | 0 | 0 | 0% | 0% | 0% | 0% | 0% | [20 empty] | 0% | 0% | 0% | 0% | 0% | 0% | 0% | 100% | 0% | 0% | 0% | 0% | 0% | 100% | 0% | 0% | 0% | 0% | 0% | 0% | 0% | 0% | 100% | 0 | 0 | 0 | 475 | N/A | N/A | FY21 | FY21 | 0.99572 | Yes | bar: 1 to 20
0 |  | 271 | [Project Name] | FALSE | [Spare] | [Spare] | [Spare] | N/A | N/A | N/A | N/A | N/A | N/A | 0% | N/A | Project |  | 40% | 60% | 0 | 0 | 0 | 0 | 0 | 0 | 0% | 0% | 0% | 0% | 0% | [20 empty] | 0% | 0% | 0% | 0% | 0% | 0% | 0% | 100% | 0% | 0% | 0% | 0% | 0% | 100% | 0% | 0% | 0% | 0% | 0% | 0% | 0% | 0% | 100% | 0 | 0 | 0 | 475 | N/A | N/A | FY21 | FY21 | 0.99572 | Yes | bar: 1 to 20
0 |  | 272 | [Project Name] | FALSE | [Spare] | [Spare] | [Spare] | N/A | N/A | N/A | N/A | N/A | N/A | 0% | N/A | Project |  | 40% | 60% | 0 | 0 | 0 | 0 | 0 | 0 | 0% | 0% | 0% | 0% | 0% | [20 empty] | 0% | 0% | 0% | 0% | 0% | 0% | 0% | 100% | 0% | 0% | 0% | 0% | 0% | 100% | 0% | 0% | 0% | 0% | 0% | 0% | 0% | 0% | 100% | 0 | 0 | 0 | 475 | N/A | N/A | FY21 | FY21 | 0.99572 | Yes | bar: 1 to 20
0 |  | 273 | [Project Name] | FALSE | [Spare] | [Spare] | [Spare] | N/A | N/A | N/A | N/A | N/A | N/A | 0% | N/A | Project |  | 40% | 60% | 0 | 0 | 0 | 0 | 0 | 0 | 0% | 0% | 0% | 0% | 0% | [20 empty] | 0% | 0% | 0% | 0% | 0% | 0% | 0% | 100% | 0% | 0% | 0% | 0% | 0% | 100% | 0% | 0% | 0% | 0% | 0% | 0% | 0% | 0% | 100% | 0 | 0 | 0 | 475 | N/A | N/A | FY21 | FY21 | 0.99572 | Yes | bar: 1 to 20
0 |  | 274 | [Project Name] | FALSE | [Spare] | [Spare] | [Spare] | N/A | N/A | N/A | N/A | N/A | N/A | 0% | N/A | Project |  | 40% | 60% | 0 | 0 | 0 | 0 | 0 | 0 | 0% | 0% | 0% | 0% | 0% | [20 empty] | 0% | 0% | 0% | 0% | 0% | 0% | 0% | 100% | 0% | 0% | 0% | 0% | 0% | 100% | 0% | 0% | 0% | 0% | 0% | 0% | 0% | 0% | 100% | 0 | 0 | 0 | 475 | N/A | N/A | FY21 | FY21 | 0.99572 | Yes | bar: 1 to 20
0 |  | 275 | [Project Name] | FALSE | [Spare] | [Spare] | [Spare] | N/A | N/A | N/A | N/A | N/A | N/A | 0% | N/A | Project |  | 40% | 60% | 0 | 0 | 0 | 0 | 0 | 0 | 0% | 0% | 0% | 0% | 0% | [20 empty] | 0% | 0% | 0% | 0% | 0% | 0% | 0% | 100% | 0% | 0% | 0% | 0% | 0% | 100% | 0% | 0% | 0% | 0% | 0% | 0% | 0% | 0% | 100% | 0 | 0 | 0 | 475 | N/A | N/A | FY21 | FY21 | 0.99572 | Yes | bar: 1 to 20
|  |  | Total | [16 empty] | 293.2606 | 302.9281 | 243.0745 | 271.1966 | 217.2407 | 1331.1095
End

## Overheads
| Inputs - Fixed & Variable Overheads |  |  |  |  | Commercial in Confidence
| TransGrid Capex Forecast Model |  |  |  |  | AER amendments
| WB Check |  | 0 |  |  | Transgrid revised proposal amendments to AER's draft decision
| Sheet Check |  | 0
Table of Contents
Input ¦ Historical Overheads
Input ¦ Indexation
|  |  |  | Year | [5 empty] | 2018 | 2019 | 2020 | 2021 | 2022
|  |  |  | Nominal (Mid Period) to Real 2023 (End Period) | [5 empty] | 1.1776 | 1.1562 | 1.1356 | 1.1205 | 1.0967
Input ¦ Historical capex and allocations to network and corporate overheads
|  |  |  | Include Period? (1=Yes, 0=No) | [5 empty] | 0 | 0 | 1 | 1 | 1
|  |  | Historical & Estimated Capex |  | Source | Unit | Basis | Timing |  | FY18 | FY19 | FY20 | FY21 | FY22 | 3 Yr Total | 3 Yr Average | Proportion of Direct | Proportion of Total | Attract Network OH? | Attract Corporate OH?
|  |  |  | Replacement Expenditure | CA RIN, 2.1.1 | $Million | Nominal | Mid Period |  | 160.2714 | 131.3024 | 153.8761 | 148.3756 | 147.3181 | 449.5698 | 149.8566 | N/A | N/A | TRUE | TRUE
|  |  |  | Connections | CA RIN, 2.1.1 | $Million | Nominal | Mid Period |  | 0.33435 | 0.78003 | 1.1299 | 1.9612 | 7.1046 | 10.1956 | 3.3985 | N/A | N/A | TRUE | TRUE
|  |  |  | Augmentation Expenditure | CA RIN, 2.1.1 | $Million | Nominal | Mid Period |  | 4.4274 | 22.8962 | 102.2736 | 565.6727 | 239.0898 | 907.036 | 302.3453 | N/A | N/A | TRUE | TRUE
|  |  |  | Non-network - ICT | CA RIN, 2.1.1 | $Million | Nominal | Mid Period |  | 19.6454 | 20.2234 | 19.1504 | 18.667 | 27.7692 | 65.5866 | 21.8622 | N/A | N/A | FALSE | TRUE
|  |  |  | Non-network - Other | CA RIN, 2.1.1 | $Million | Nominal | Mid Period |  | 9.9457 | 8.5803 | 9.7584 | 11.2439 | 11.4244 | 32.4267 | 10.8089 | N/A | N/A | FALSE | TRUE
|  |  |  | Capitalised Network Overheads | CA RIN, 2.1.1 | $Million | Nominal | Mid Period |  | 30.7802 | 22.294 | 25.6508 | 28.3957 | 32.8461 | 86.8927 | 28.9642 | 6.342% | 5.514% | FALSE | FALSE
|  |  |  | Capitalised Corporate Overheads | CA RIN, 2.1.1 | $Million | Nominal | Mid Period |  | 1.0506 | 3.2115 | 6.2305 | 6.8831 | 7.9619 | 21.0755 | 7.0252 | 1.436% | 1.337% | FALSE | FALSE
|  |  |  | Balancing item | CA RIN, 2.1.1 | $Million | Nominal | Mid Period |  | 2.5142 | 0.92725 | -1.618 | 0.33437 | 4.4919 | 3.2083 | 1.0694 | N/A | N/A | TRUE | TRUE
|  |  |  | Total Capex | Calculated | $Million | Nominal | Mid Period |  | 228.9693 | 210.215 | 316.4517 | 781.5336 | 478.0061 | 1575.9913 | N/A | N/A | N/A
|  |  | Historical & Estimated Capex |  | Source | Unit | Basis | Timing |  | FY18 | FY19 | FY20 | FY21 | FY22 | 3 Yr Total | 3 Yr Average
|  |  |  | Replacement Expenditure | Calculated | $Million | $Real 23 | Mid Period |  | 0 | 0 | 174.7451 | 166.2551 | 161.5628 | 502.563 | 167.521
|  |  |  | Connections | Calculated | $Million | $Real 23 | Mid Period |  | 0 | 0 | 1.2831 | 2.1975 | 7.7916 | 11.2722 | 3.7574
|  |  |  | Augmentation Expenditure | Calculated | $Million | $Real 23 | Mid Period |  | 0 | 0 | 116.1441 | 633.8375 | 262.2082 | 1012.1898 | 337.3966
|  |  |  | Non-network - ICT | Calculated | $Million | $Real 23 | Mid Period |  | 0 | 0 | 21.7476 | 20.9164 | 30.4543 | 73.1183 | 24.3728
|  |  |  | Non-network - Other | Calculated | $Million | $Real 23 | Mid Period |  | 0 | 0 | 11.0818 | 12.5988 | 12.5291 | 36.2097 | 12.0699
|  |  |  | Capitalised Network Overheads | Calculated | $Million | $Real 23 | Mid Period |  | 0 | 0 | 29.1296 | 31.8175 | 36.0222 | 96.9693 | 32.3231
|  |  |  | Capitalised Corporate Overheads | Calculated | $Million | $Real 23 | Mid Period |  | 0 | 0 | 7.0755 | 7.7125 | 8.7318 | 23.5198 | 7.8399
|  |  |  | Balancing item | Calculated | $Million | $Real 23 | Mid Period |  | 0 | 0 | -1.8374 | 0.37466 | 4.9263 | 3.4635 | 1.1545
|  |  |  | Total Capex | Calculated | $Million | $Real 23 | Mid Period |  | 0 | 0 | 359.3694 | 875.71 | 524.2262 | 1759.3057 | N/A
Inputs ¦ Forecast Overheads
Input ¦ Proportion of fixed and variable overheads
|  |  | Fixed vs. Variable Proportion |  | Source | Unit | Basis | Timing |  | Proportion
|  |  |  | Proportion of fixed costs | TGD | Percent | N/A | N/A |  | 75%
|  |  |  | Proportion of variable costs | Calculated | Percent | N/A | N/A |  | 25%
|  |  | Fixed vs. Variable Amounts |  | Source | Unit | Basis | Timing |  | 3 Yr Average | Fixed (Annual) | Variable (Annual) | Direct escalated capex attracting overheads | Variable Rate
|  |  |  | Capitalised Network Overheads | Calculated | $Million | $Real 23 | End Period |  | 32.3231 | 24.2423 | 8.0808 | 1529.4885 | 1.585%
|  |  |  | Capitalised Corporate Overheads | Calculated | $Million | $Real 23 | End Period |  | 7.8399 | 5.8799 | 1.96 | 1638.8166 | 0.3588%
Calc ¦ Fixed overheads including escalation
|  |  | Rate of Change Factor |  | Source | Unit | Basis | Timing |  | FY18 | FY19 | FY20 | FY21 | FY22 | FY23 | FY24 | FY25 | FY26 | FY27 | FY28
|  |  |  | Overall Rate of Change | Calculated | Percent | N/A | N/A | [5 empty] | -1.582% | -2.234% | 0.7002% | 1.081% | 0.97% | 0.3472% | 0.2333%
|  |  |  | Rate of Change Factor | Calculated | Factor | N/A | N/A |  |  |  |  | 1 | 0.98418 | 0.96219 | 0.96892 | 0.97939 | 0.98889 | 0.99233 | 0.99464
[14 empty] | 0.98418 | 0.96219 | 0.96892 | 0.97939 | 0.98889 | 0.99233 | 0.99464
|  |  | Fixed Overheads | [6 empty] | FY24: FY24; FY25: FY25; FY26: FY26; FY27: FY27; FY28: FY28
|  |  |  | Network Overheads | Calculated | $Million | $Real 23 | End Period |  | FY24: 23.4889; FY25: 23.7428; FY26: 23.9731; FY27: 24.0563; FY28: 24.1124
|  |  |  | Corporate Overheads | Calculated | $Million | $Real 23 | End Period |  | FY24: 5.6972; FY25: 5.7588; FY26: 5.8146; FY27: 5.8348; FY28: 5.8484
|  |  |  | Total Fixed Overheads | Calculated | $Million | $Real 23 | Mid Period |  | FY24: 29.1861; FY25: 29.5015; FY26: 29.7877; FY27: 29.8911; FY28: 29.9609
Calc ¦ Variable Overheads
|  |  | Capex Item |  | Source | Unit | Basis | Timing |  | FY24: FY24; FY25: FY25; FY26: FY26; FY27: FY27; FY28: FY28
|  |  |  | Direct escalated capex excluding OH | Calculated | $Million | $Real 23 | End Period |  | FY24: 324.8224; FY25: 329.1088; FY26: 267.2053; FY27: 304.8034; FY28: 244.4779 | Applied to variable corporate overheads
|  |  |  | Less non network expenditure | Calculated | $Million | $Real 23 | End Period |  | FY24: -32.4495; FY25: -33.4092; FY26: -31.6821; FY27: -32.9819; FY28: -33.45
|  |  |  | Direct escalated capex attracting network OH | Calculated | $Million | $Real 23 | End Period |  | FY24: 292.373; FY25: 295.6995; FY26: 235.5232; FY27: 271.8215; FY28: 211.0279 | Applied to variable network overheads
|  |  | Variable Overheads | [6 empty] | FY24: FY24; FY25: FY25; FY26: FY26; FY27: FY27; FY28: FY28
|  |  |  | Network Overheads | Calculated | $Million | $Real 23 | End Period |  | FY24: 4.6341; FY25: 4.6868; FY26: 3.733; FY27: 4.3084; FY28: 3.3448
|  |  |  | Corporate Overheads | Calculated | $Million | $Real 23 | End Period |  | FY24: 1.1654; FY25: 1.1808; FY26: 0.95871; FY27: 1.0936; FY28: 0.87717
|  |  |  | Total Variable Overheads | Calculated | $Million | $Real 23 | Mid Period |  | FY24: 5.7995; FY25: 5.8676; FY26: 4.6917; FY27: 5.402; FY28: 4.2219
Calcs ¦ Checks
|  |  |  | Calculated Network Overheads (Calc. Sheet) | Calculated | $Million | $Real 23 | End Period |  | FY24: 28.123; FY25: 28.4296; FY26: 27.7061; FY27: 28.3647; FY28: 27.4572
|  |  |  | Calculated Corporate Overheads (Calc. Sheet) | Calculated | $Million | $Real 23 | End Period |  | FY24: 6.8626; FY25: 6.9396; FY26: 6.7733; FY27: 6.9284; FY28: 6.7256
|  |  |  | Calculated Network Overheads (Output Sheet) | Calculated | $Million | $Real 23 | End Period |  | FY24: 28.123; FY25: 28.4296; FY26: 27.7061; FY27: 28.3647; FY28: 27.4572
|  |  |  | Calculated Corporate Overheads (Output Sheet) | Calculated | $Million | $Real 23 | End Period |  | FY24: 6.8626; FY25: 6.9396; FY26: 6.7733; FY27: 6.9284; FY28: 6.7256
0 |  |  |  | Network Overheads Check 1 | Calculated | N/A | N/A | N/A |  | FY24: 0; FY25: 0; FY26: 0; FY27: 0; FY28: 0
0 |  |  |  | Corporate Overheads Check 1 | Calculated | N/A | N/A | N/A |  | FY24: 0; FY25: 0; FY26: 0; FY27: 0; FY28: 0
0 |  |  |  | Network Overheads Check 2 | Calculated | N/A | N/A | N/A |  | FY24: 0; FY25: 0; FY26: 0; FY27: 0; FY28: 0
0 |  |  |  | Corporate Overheads Check 2 | Calculated | N/A | N/A | N/A |  | FY24: 0; FY25: 0; FY26: 0; FY27: 0; FY28: 0
Calcs ¦ Rate of Change
Input ¦ Forecast price change
|  |  | Rate of Change Factor |  | Source | Unit | Basis | Timing | Weighting |  |  |  |  | FY22 | FY23 | FY24 | FY25 | FY26 | FY27 | FY28
|  |  |  | WPI - BIS Oxford | BIS | Percent | N/A | N/A | 70.4% |  |  |  |  | -2.248% | -3.174% | 0.9945% | 1.535% | 1.378% | 0.4932% | 0.3314%
|  |  |  | CPI | TGD | Percent | N/A | N/A | 29.6% | bar: FY22 to FY28
|  |  |  | Forecast price change | Calculated | Percent | N/A | N/A | N/A |  |  |  |  | -1.582% | -2.234% | 0.7002% | 1.081% | 0.97% | 0.3472% | 0.2333%
0 |  |  |  | Check - Alignment to opex model | Calculated | N/A | N/A | N/A | N/A | FY24: 0; FY25: 0; FY26: 0; FY27: 0; FY28: 0
Calc ¦ Overall rate of change
|  |  | Rate of Change Factor |  | Source | Unit | Basis | Timing | [5 empty] | FY22 | FY23 | FY24 | FY25 | FY26 | FY27 | FY28
|  |  |  | Forecast price change | Calculated | Percent | N/A | N/A | [5 empty] | -1.582% | -2.234% | 0.7002% | 1.081% | 0.97% | 0.3472% | 0.2333%
|  |  |  | Overall rate of change | Calculated | Percent | N/A | N/A | [5 empty] | -1.582% | -2.234% | 0.7002% | 1.081% | 0.97% | 0.3472% | 0.2333%
0 |  |  |  | Check - Alignment to opex model | Calculated | N/A | N/A | N/A |  | FY24: 0; FY25: 0; FY26: 0; FY27: 0; FY28: 0
End

## Contin_Proj_Input
Inputs - Next period (2023-2028) contingent projects
TransGrid Capex Forecast Model
WB Check |  | 0 | [5 empty] | Real 2020 (End Period) to Real 2021 (End Period) | 1.0086 | 1.0086 | 1.0086 | 1.0086 | 1.0086 | 1.0086 | 1.0086
Sheet Check |  | 0 |  | AER amendments |  |  |  | Real 2026 (End Period) to Real 2021 (End Period) | 0.82025 | 0.82025 | 0.82025 | 0.82025 | 0.82025 | 0.82025 | 0.82025 |  |  | Real 2021 (Mid Period) to Real 2023 (End Period) | 1.1205 | 1.1205 | 1.1205 | 1.1205 | 1.1205 | 1.1205 | 1.1205
Table of Contents |  |  |  | Transgrid revised proposal amendments to AER's draft decision
[9 empty] | Escalated Cost (OER) ($M) ($Real 21) | [9 empty] | Escalated Cost (OER) ($M) ($Real 23)
[9 empty] | 2024 | 2025 | 2026 | 2027 | 2028 | RP3 | Total Cost |  |  |  | 2024 | 2025 | 2026 | 2027 | 2028 | RP3 | Total Cost
| Index | ID | Project Asset Class | Header Project Description | Project Name | Category | FY24-FY28 |  | FY24 | FY25 | FY26 | FY27 | FY28 | FY24 - FY28 | Total Project Cost | Contingent RP3 | Rank FY24-28 |  | FY24 | FY25 | FY26 | FY27 | FY28 | FY24 - FY28 | Total Project Cost | Total 24-28 ($Real 23) | Input Basis | Conversion to $Real 21 (Mid)
| 1 | 2162 | Augex |  |  |  | 0 | [8 empty] | N/A | N/A |  | 0 | 0 | 0 | 0 | 0 | 0 | 0 | 0 | 2021 | 0.99572
| 2 | N2205 | Augex |  |  |  | 0 | [8 empty] | N/A | N/A |  | 0 | 0 | 0 | 0 | 0 | 0 | 0 | 0 | 2021 | 0.99572
| 3 | 1687 | Augex |  |  |  | 0 | [8 empty] | N/A | N/A |  | 0 | 0 | 0 | 0 | 0 | 0 | 0 | 0 | 2021 | 0.99572
| 4 | N2208 | Augex |  |  |  | 0 | [8 empty] | N/A | N/A |  | 0 | 0 | 0 | 0 | 0 | 0 | 0 | 0 | 2021 | 0.99572
| 5 | N2371 | Augex |  |  |  | 0 | [8 empty] | N/A | N/A |  | 0 | 0 | 0 | 0 | 0 | 0 | 0 | 0 | 2021 | 0.99572
| 6 | N2293 | Augex |  |  |  | 0 | [8 empty] | N/A | N/A |  | 0 | 0 | 0 | 0 | 0 | 0 | 0 | 0 | 2021 | 0.99572
| 7 | 2145 | Augex |  |  |  | 0 | [8 empty] | N/A | N/A |  | 0 | 0 | 0 | 0 | 0 | 0 | 0 | 0 | 2021 | 0.99572
| 8 | 1422 | Augex |  |  |  | 0 | [8 empty] | N/A | N/A |  | 0 | 0 | 0 | 0 | 0 | 0 | 0 | 0 | 2021 | 0.99572
| 9 | N2584 | Augex |  |  |  | 0 | [8 empty] | N/A | N/A |  | 0 | 0 | 0 | 0 | 0 | 0 | 0 | 0 | 2021 | 0.99572
| 10 | 1473 | Augex |  |  |  | 0 | [8 empty] | N/A | N/A |  | 0 | 0 | 0 | 0 | 0 | 0 | 0 | 0 | 2021 | 0.99572
| 11 | 1491 | Augex |  |  |  | 0 | [8 empty] | N/A | N/A |  | 0 | 0 | 0 | 0 | 0 | 0 | 0 | 0 | 2021 | 0.99572
| 12 | 1522 | Augex |  |  |  | 0 | [8 empty] | N/A | N/A |  | 0 | 0 | 0 | 0 | 0 | 0 | 0 | 0 | 2021 | 0.99572
| 13 | 1443 | Augex |  |  |  | 0 | [8 empty] | N/A | N/A |  | 0 | 0 | 0 | 0 | 0 | 0 | 0 | 0 | 2021 | 0.99572
| 14 | 1440 | Augex |  |  |  | 0 | [8 empty] | N/A | N/A |  | 0 | 0 | 0 | 0 | 0 | 0 | 0 | 0 | 2021 | 0.99572
| 15 | 1520 | Augex |  |  |  | 0 | [8 empty] | N/A | N/A |  | 0 | 0 | 0 | 0 | 0 | 0 | 0 | 0 | 2021 | 0.99572
| 16 | 1698 | Augex |  |  |  | 0 | [8 empty] | N/A | N/A |  | 0 | 0 | 0 | 0 | 0 | 0 | 0 | 0 | 2021 | 0.99572
| 17 | 2137 | Augex |  |  |  | 0 | [8 empty] | N/A | N/A |  | 0 | 0 | 0 | 0 | 0 | 0 | 0 | 0 | 2021 | 0.99572
| 18 | N2360 | Augex |  |  |  | 0 | [8 empty] | N/A | N/A |  | 0 | 0 | 0 | 0 | 0 | 0 | 0 | 0 | 2021 | 0.99572
| 19 | N2649 | Augex |  |  |  | 0 | [8 empty] | N/A | N/A |  | 0 | 0 | 0 | 0 | 0 | 0 | 0 | 0 | 2021 | 0.99572
| 20 | 1316 | Augex |  |  |  | 0 | [8 empty] | N/A | N/A |  | 0 | 0 | 0 | 0 | 0 | 0 | 0 | 0 | 2021 | 0.99572
| 21 | N2645 | Augex |  |  |  | 0 | [8 empty] | N/A | N/A |  | 0 | 0 | 0 | 0 | 0 | 0 | 0 | 0 | 2021 | 0.99572
| 22 | 1693 | Augex |  |  |  | 0 | [8 empty] | N/A | N/A |  | 0 | 0 | 0 | 0 | 0 | 0 | 0 | 0 | 2021 | 0.99572
| 23 | N2363 | Augex |  |  |  | 0 | [8 empty] | N/A | N/A |  | 0 | 0 | 0 | 0 | 0 | 0 | 0 | 0 | 2022 | 0.96207
| 24 | N2636 | Augex |  |  |  | 0 | [8 empty] | N/A | N/A |  | 0 | 0 | 0 | 0 | 0 | 0 | 0 | 0 | 2021 | 0.99572
| 25 | N2393 | Augex |  |  |  | 0 | [8 empty] | N/A | N/A |  | 0 | 0 | 0 | 0 | 0 | 0 | 0 | 0 | 2021 | 0.99572
| 26 | N2746 | Augex |  |  |  | 0 | [8 empty] | N/A | N/A |  | 0 | 0 | 0 | 0 | 0 | 0 | 0 | 0 | 2021 | 0.99572
| 27 | SSR | Augex |  |  |  | 0 | [8 empty] | N/A | N/A |  | 0 | 0 | 0 | 0 | 0 | 0 | 0 | 0 | 2021 | 0.99572
| 28 | N2657 | Contingent RP3 | Supply to ACT -Network Capability | Supply to ACT -Network Capability | Demand | 67.7093 |  | 0 | 0 | 7.9658 | 19.9145 | 39.829 | 67.7093 | 89.6152 | 67.7093 | 14 |  | 0 | 0 | 8.9257 | 22.3142 | 44.6285 | 75.8684 | 100.414 | 75.8684 | 2021 | 0.99572
| 29 | N2384 | Contingent RP3 | Supply to Bathurst Orange and Parkes Stage 1 | Supply to Bathurst Orange and Parkes Stage 1 | Demand | 87.8488 |  | 4.2003 | 22.0982 | 58.8304 | 2.7198 | 0 | 87.8488 | 87.8488 | 87.8488 | 13 |  | 4.7065 | 24.7611 | 65.9196 | 3.0476 | 0 | 98.4347 | 98.4347 | 98.4347 | 2022 | 0.96207
| 30 | N2384 | Contingent RP3 | Supply to Bathurst Orange and Parkes Stage 2 | Supply to Bathurst Orange and Parkes Stage 2 | Demand | 119.8199 |  | 0.45845 | 0.93804 | 3.1493 | 11.5924 | 103.6817 | 119.8199 | 130.2034 | 119.8199 | 10 |  | 0.5137 | 1.0511 | 3.5288 | 12.9893 | 116.1756 | 134.2585 | 145.8932 | 134.2585 | 2022 | 0.96207
| 31 | TBA | Contingent RP3 | Moree Special Activation Precinct | Moree Special Activation Precinct | Demand | 40.4069 |  | 0 | 0 | 0 | 19.2414 | 21.1655 | 40.4069 | 40.4069 | 40.4069 | 17 |  | 0 | 0 | 0 | 21.56 | 23.716 | 45.276 | 45.276 | 45.276 | 2022 | 0.96207
| 32 | N2534 | Contingent RP3 | Manage increased fault levels in Southern NSW | Manage increased fault levels in Southern NSW | Compliance | 48.432 |  | 2.2902 | 11.1521 | 30.1705 | 4.8193 | 0 | 48.432 | 48.432 | 48.432 | 16 |  | 2.5661 | 12.496 | 33.8061 | 5.4 | 0 | 54.2682 | 54.2682 | 54.2682 | 2021 | 0.99572
| 33 | SSRCP | Contingent RP3 | Maintain Power system Security in NSW | Maintain Power system Security in NSW | Compliance | 57.7241 |  | 4.8103 | 9.6207 | 14.431 | 19.2414 | 9.6207 | 57.7241 | 96.2069 | 57.7241 | 15 |  | 5.39 | 10.78 | 16.17 | 21.56 | 10.78 | 64.68 | 107.8 | 64.68 | 2022 | 0.96207
| 34 | 1693 | Contingent RP3 | Supply to North West Slopes Area Stage 1 | Supply to North West Slopes Area Stage 1 | Demand | 118.5269 |  | 5.4355 | 31.4293 | 63.109 | 17.2171 | 1.336 | 118.5269 | 118.5269 | 118.5269 | 11 |  | 6.0905 | 35.2166 | 70.7138 | 19.2918 | 1.497 | 132.8096 | 132.8096 | 132.8096 | 2022 | 0.96207
| 35 | 1693 | Contingent RP3 | Supply to North West Slopes Area Stage 2 | Supply to North West Slopes Area Stage 2 | Demand | 38.0565 |  | 0 | 0 | 1.3068 | 3.7747 | 32.975 | 38.0565 | 118.5272 | 38.0565 | 18 |  | 0 | 0 | 1.4642 | 4.2296 | 36.9485 | 42.6424 | 132.8099 | 42.6424 | 2022 | 0.96207
| 36 | N2363 | Contingent RP3 | Improving stability in South-Western NSW | Improving stability in South-Western NSW | 0% | 0 |  | 0 | 0 | 0 | 0 | 0 | 0 | 0 | 0 | 19 |  | 0 | 0 | 0 | 0 | 0 | 0 | 0 | 0 | 2022 | 0.96207
| 37 | 0 | Contingent RP3 | 0 | 0% | 0% | 0 |  | 0 | 0 | 0 | 0 | 0 | 0 | 0 | 0 | 20 |  | 0 | 0 | 0 | 0 | 0 | 0 | 0 | 0 | 2021 | 0.99572
| 38 | 0 | Contingent RP3 | 0 | 0% | 0% | 0 |  | 0 | 0 | 0 | 0 | 0 | 0 | 0 | 0 | 21 |  | 0 | 0 | 0 | 0 | 0 | 0 | 0 | 0 | 2021 | 0.99572
| 39 | N2588 | Contingent RP3 | Renewable Energy Zone in South Western NSW | Renewable Energy Zone in South Western NSW | Economic Benefits | 986.9623 |  | 0 | 0 | 140.9946 | 281.9892 | 563.9784 | 986.9623 | 1409.9461 | 986.9623 | 3 |  | 0 | 0 | 157.9848 | 315.9695 | 631.9391 | 1105.8933 | 1579.8476 | 1105.8933 | 2021 | 0.99572
| 40 | N2596 | Contingent RP3 | Renewable energy zone in Hunter region | Renewable energy zone in Hunter region | Economic Benefits | 224.038 |  | 0 | 0 | 24.8931 | 74.6793 | 124.4656 | 224.038 | 248.9312 | 224.038 | 7 |  | 0 | 0 | 27.8928 | 83.6784 | 139.464 | 251.0351 | 278.9279 | 251.0351 | 2021 | 0.99572
| 41 | N2597 | Contingent RP3 | Renewable energy zone in Illawarra region | Renewable energy zone in Illawarra region | Economic Benefits | 224.038 |  | 0 | 0 | 24.8931 | 74.6793 | 124.4656 | 224.038 | 248.9312 | 224.038 | 8 |  | 0 | 0 | 27.8928 | 83.6784 | 139.464 | 251.0351 | 278.9279 | 251.0351 | 2021 | 0.99572
| 42 | 1903 | Contingent RP3 | Renewable Energy Zone in Central West NSW area | Renewable Energy Zone in Central West NSW area | Economic Benefits | 639.7351 |  | 78.3349 | 372.0908 | 189.3094 | 0 | 0 | 639.7351 | 652.7909 | 639.7351 | 5 |  | 87.7744 | 416.9286 | 212.1215 | 0 | 0 | 716.8245 | 731.4536 | 716.8245 | 2020 | 1.0043
| 43 | N2414 | Contingent RP3 | Renewable Energy Zone in New England area | Renewable Energy Zone in New England area | Economic Benefits | 1896.8555 |  | 39.829 | 139.4015 | 871.2591 | 846.366 | 0 | 1896.8555 | 1896.8555 | 1896.8555 | 2 |  | 44.6285 | 156.1996 | 976.2477 | 948.3549 | 0 | 2125.4306 | 2125.4306 | 2125.4306 | 2021 | 0.99572
| 44 | TBA | Contingent RP3 | Waratah Super Battery Components: Southern line upgrades, northern terminal equipment upgrades, SIPS scheme | Waratah Super Battery Components: Southern line upgrades, northern terminal equipment upgrades, SIPS scheme | 0% | 95.5334 |  | 32.7103 | 62.8231 | 0 | 0 | 0 | 95.5334 | 103.3262 | 95.5334 | 12 |  | 36.652 | 70.3934 | 0 | 0 | 0 | 107.0454 | 115.7772 | 107.0454 | 2022 | 0.96207
| 45 | N2417 | Contingent RP3 | Sydney Ring (Reinforcing Sydney Newcastle and Wollongong Supply) - Hunter Transmission Project option (Contestable) | Sydney Ring (Reinforcing Sydney Newcastle and Wollongong Supply) - Hunter Transmission Project option (Contestable) | Economic Benefits | 876.2377 |  | 87.6238 | 175.2475 | 350.4951 | 258.8884 | 3.9829 | 876.2377 | 876.2377 | 876.2377 | 4 |  | 98.1826 | 196.3652 | 392.7305 | 290.085 | 4.4628 | 981.8262 | 981.8262 | 981.8262 | 2021 | 0.99572
| 46 | 0 | Contingent RP3 | 0 | 0% | 0% | 0 |  | 0 | 0 | 0 | 0 | 0 | 0 | 0 | 0 | 22 |  | 0 | 0 | 0 | 0 | 0 | 0 | 0 | 0 | 2021 | 0.99572
| 47 | 0 | Contingent RP3 | 0 | 0% | 0% | 0 |  | 0 | 0 | 0 | 0 | 0 | 0 | 0 | 0 | 23 |  | 0 | 0 | 0 | 0 | 0 | 0 | 0 | 0 | 2021 | 0.99572
| 48 | 1901 | Contingent RP3 | Humelink | Humelink | Economic Benefits | 3302.8187 |  | 596.6382 | 477.3106 | 1114.4349 | 1114.4349 | 0 | 3302.8187 | 3302.8187 | 3302.8187 | 1 |  | 668.5344 | 534.8275 | 1248.7267 | 1248.7267 | 0 | 3700.8154 | 3700.8154 | 3700.8154 | 2021 | 0.99572
| 49 | 1746 | Contingent RP3 | VNI West | VNI West | Economic Benefits | 591.56 |  | 181.1223 | 54.964 | 98.975 | 8.2645 | 248.2342 | 591.56 | 1644.041 | 591.56 | 6 |  | 202.9479 | 61.5873 | 110.9017 | 9.2604 | 278.1469 | 662.8443 | 1842.1514 | 662.8443 | 2021 | 0.99572
| 50 | N2413 | Contingent RP3 | QNI Connect | QNI Connect | Economic Benefits | 150.8523 |  | 0 | 0 | 0 | 0 | 150.8523 | 150.8523 | 1247.643 | 150.8523 | 9 |  | 0 | 0 | 0 | 0 | 169.0303 | 169.0303 | 1397.9866 | 169.0303 | 2021 | 0.99572
| 51 | [5 empty] | 0 | [8 empty] | N/A | N/A |  | 0 | 0 | 0 | 0 | 0 | 0 | 0 | 0 | 2021 | 0.99572
| 52 | [5 empty] | 0 | [8 empty] | N/A | N/A |  | 0 | 0 | 0 | 0 | 0 | 0 | 0 | 0 | 2021 | 0.99572
| 53 | [5 empty] | 0 | [8 empty] | N/A | N/A |  | 0 | 0 | 0 | 0 | 0 | 0 | 0 | 0 | 2021 | 0.99572
| 54 | [5 empty] | 0 | [8 empty] | N/A | N/A |  | 0 | 0 | 0 | 0 | 0 | 0 | 0 | 0 | 2021 | 0.99572
| 55 | [5 empty] | 0 | [8 empty] | N/A | N/A |  | 0 | 0 | 0 | 0 | 0 | 0 | 0 | 0 | 2021 | 0.99572
| 56 | [5 empty] | 0 | [8 empty] | N/A | N/A |  | 0 | 0 | 0 | 0 | 0 | 0 | 0 | 0 | 2021 | 0.99572
| 57 | [5 empty] | 0 | [8 empty] | N/A | N/A |  | 0 | 0 | 0 | 0 | 0 | 0 | 0 | 0 | 2021 | 0.99572
| 58 | [5 empty] | 0 | [8 empty] | N/A | N/A |  | 0 | 0 | 0 | 0 | 0 | 0 | 0 | 0 | 2021 | 0.99572
| 59 | [5 empty] | 0 | [8 empty] | N/A | N/A |  | 0 | 0 | 0 | 0 | 0 | 0 | 0 | 0 | 2021 | 0.99572
| 60 | [5 empty] | 0 | [8 empty] | N/A | N/A |  | 0 | 0 | 0 | 0 | 0 | 0 | 0 | 0 | 2021 | 0.99572
| 61 | [5 empty] | 0 | [8 empty] | N/A | N/A |  | 0 | 0 | 0 | 0 | 0 | 0 | 0 | 0 | 2021 | 0.99572
| 62 | [5 empty] | 0 | [8 empty] | N/A | N/A |  | 0 | 0 | 0 | 0 | 0 | 0 | 0 | 0 | 2021 | 0.99572
| 63 | [5 empty] | 0 | [8 empty] | N/A | N/A |  | 0 | 0 | 0 | 0 | 0 | 0 | 0 | 0 | 2021 | 0.99572
| 64 | [5 empty] | 0 | [8 empty] | N/A | N/A |  | 0 | 0 | 0 | 0 | 0 | 0 | 0 | 0 | 2021 | 0.99572
| 65 | [5 empty] | 0 | [8 empty] | N/A | N/A |  | 0 | 0 | 0 | 0 | 0 | 0 | 0 | 0 | 2021 | 0.99572
| 66 | [5 empty] | 0 | [8 empty] | N/A | N/A |  | 0 | 0 | 0 | 0 | 0 | 0 | 0 | 0 | 2021 | 0.99572
| 67 | [5 empty] | 0 | [8 empty] | N/A | N/A |  | 0 | 0 | 0 | 0 | 0 | 0 | 0 | 0 | 2021 | 0.99572
| 68 | [5 empty] | 0 | [8 empty] | N/A | N/A |  | 0 | 0 | 0 | 0 | 0 | 0 | 0 | 0 | 2021 | 0.99572
| 69 | [5 empty] | 0 | [8 empty] | N/A | N/A |  | 0 | 0 | 0 | 0 | 0 | 0 | 0 | 0 | 2021 | 0.99572
| 70 | [5 empty] | 0 | [8 empty] | N/A | N/A |  | 0 | 0 | 0 | 0 | 0 | 0 | 0 | 0 | 2021 | 0.99572
| 71 | [5 empty] | 0 | [8 empty] | N/A | N/A |  | 0 | 0 | 0 | 0 | 0 | 0 | 0 | 0 | 2021 | 0.99572
| 72 | [5 empty] | 0 | [8 empty] | N/A | N/A |  | 0 | 0 | 0 | 0 | 0 | 0 | 0 | 0 | 2021 | 0.99572
| 73 | [5 empty] | 0 | [8 empty] | N/A | N/A |  | 0 | 0 | 0 | 0 | 0 | 0 | 0 | 0 | 2021 | 0.99572
| 74 | [5 empty] | 0 | [8 empty] | N/A | N/A |  | 0 | 0 | 0 | 0 | 0 | 0 | 0 | 0 | 2021 | 0.99572
| 75 | [5 empty] | 0 | [8 empty] | N/A | N/A |  | 0 | 0 | 0 | 0 | 0 | 0 | 0 | 0 | 2021 | 0.99572
|  | Totals |  |  |  |  | 9567.1553 |  | 1033.4533 | 1357.0759 | 2994.2171 | 2757.8223 | 1424.5868 | 9567.1553 | 12361.2885 |  |  |  | 1157.9866 | 1520.6064 | 3355.0267 | 3090.1458 | 1596.2525 | 10720.018 | 13850.8502 | 10720.018
End

## Current_Period_Capex_Input
Inputs - Current period (2018-2023) capex impacting next period (2023-2028)
TransGrid Capex Forecast Model
| WB Check |  | 0 | [5 empty] | AER amendments
| Sheet Check |  | 0 | [5 empty] | Transgrid revised proposal amendments to AER's draft decision
Table of Contents
Input ¦ Current period actionable ISP capex deferred to next period and not included in next period forecast
[8 empty] | Nominal, Mid Period | [5 empty] | Real 2023, End Period
|  | As Incurred - PEC |  | Source | Unit | Basis | Timing | FY24 | FY25 | FY26 | FY27 | FY28 | FY24 - FY28 | FY24 | FY25 | FY26 | FY27 | FY28 | FY24 - FY28
|  | 1 | Transmission Lines (pre 2004-05) | TransGrid | $Million | Various | Various | 0 | 0 | 0 | 0 | 0 | 0 | 0 | 0 | 0 | 0 | 0 | 0
|  | 2 | Underground Cables (pre 2004-05) | TransGrid | $Million | Various | Various | 0 | 0 | 0 | 0 | 0 | 0 | 0 | 0 | 0 | 0 | 0 | 0
|  | 3 | Substations including Buildings (pre 2004-05) | TransGrid | $Million | Various | Various | 0 | 0 | 0 | 0 | 0 | 0 | 0 | 0 | 0 | 0 | 0 | 0
|  | 4 | Transmission Lines (2004-09) | TransGrid | $Million | Various | Various | 0 | 0 | 0 | 0 | 0 | 0 | 0 | 0 | 0 | 0 | 0 | 0
|  | 5 | Underground Cables (2004-09) | TransGrid | $Million | Various | Various | 0 | 0 | 0 | 0 | 0 | 0 | 0 | 0 | 0 | 0 | 0 | 0
|  | 6 | Substations including Buildings (2004-09) | TransGrid | $Million | Various | Various | 0 | 0 | 0 | 0 | 0 | 0 | 0 | 0 | 0 | 0 | 0 | 0
|  | 7 | SCADA and Communications (2004-09) | TransGrid | $Million | Various | Various | 0 | 0 | 0 | 0 | 0 | 0 | 0 | 0 | 0 | 0 | 0 | 0
|  | 8 | Transmission Lines & Cables (09-14) | TransGrid | $Million | Various | Various | 0 | 0 | 0 | 0 | 0 | 0 | 0 | 0 | 0 | 0 | 0 | 0
|  | 9 | Substations (09-14) | TransGrid | $Million | Various | Various | 0 | 0 | 0 | 0 | 0 | 0 | 0 | 0 | 0 | 0 | 0 | 0
|  | 10 | Secondary Systems (09-14) | TransGrid | $Million | Various | Various | 0 | 0 | 0 | 0 | 0 | 0 | 0 | 0 | 0 | 0 | 0 | 0
|  | 11 | Communications (09-14) | TransGrid | $Million | Various | Various | 0 | 0 | 0 | 0 | 0 | 0 | 0 | 0 | 0 | 0 | 0 | 0
|  | 12 | Minor Plant, Motor Vehicles & Mobile Plant (2009-14) | TransGrid | $Million | Various | Various | 0 | 0 | 0 | 0 | 0 | 0 | 0 | 0 | 0 | 0 | 0 | 0
|  | 13 | Transmission Lines (2014-18) | TransGrid | $Million | Various | Various | 0 | 0 | 0 | 0 | 0 | 0 | 0 | 0 | 0 | 0 | 0 | 0
|  | 14 | Underground Cables (2014-18) | TransGrid | $Million | Various | Various | 0 | 0 | 0 | 0 | 0 | 0 | 0 | 0 | 0 | 0 | 0 | 0
|  | 15 | Substations (2014-18) | TransGrid | $Million | Various | Various | 0 | 0 | 0 | 0 | 0 | 0 | 0 | 0 | 0 | 0 | 0 | 0
|  | 16 | Secondary Systems (2014-18) | TransGrid | $Million | Various | Various | 0 | 0 | 0 | 0 | 0 | 0 | 0 | 0 | 0 | 0 | 0 | 0
|  | 17 | Communications (short life) (2014-18) | TransGrid | $Million | Various | Various | 0 | 0 | 0 | 0 | 0 | 0 | 0 | 0 | 0 | 0 | 0 | 0
|  | 18 | Business IT (2014-18) | TransGrid | $Million | Various | Various | 0 | 0 | 0 | 0 | 0 | 0 | 0 | 0 | 0 | 0 | 0 | 0
|  | 19 | Minor Plant, Motor Vehicles & Mobile Plant (2014-18) | TransGrid | $Million | Various | Various | 0 | 0 | 0 | 0 | 0 | 0 | 0 | 0 | 0 | 0 | 0 | 0
|  | 20 | Transmission Line Life Extension (2014-18) | TransGrid | $Million | Various | Various | 0 | 0 | 0 | 0 | 0 | 0 | 0 | 0 | 0 | 0 | 0 | 0
|  | 21 | Residual - other | TransGrid | $Million | Various | Various | 0 | 0 | 0 | 0 | 0 | 0 | 0 | 0 | 0 | 0 | 0 | 0
|  | 22 | Transmission Lines (2018 onwards) | TransGrid | $Million | Various | Various | 555.28 | 78.7312 | 0 | 0 | 0 | 634.0112 | 547.1353 | 75.3173 | 0 | 0 | 0 | 622.4526
|  | 23 | Underground Cables (2018 onwards) | TransGrid | $Million | Various | Various | 0 | 0 | 0 | 0 | 0 | 0 | 0 | 0 | 0 | 0 | 0 | 0
|  | 24 | Substations (2018 onwards) | TransGrid | $Million | Various | Various | 120.91 | 56.78 | 0 | 0 | 0 | 177.69 | 119.1365 | 54.318 | 0 | 0 | 0 | 173.4545
|  | 25 | Secondary Systems (2018-23) | TransGrid | $Million | Various | Various | 4.87 | 2.43 | 0 | 0 | 0 | 7.3 | 4.7986 | 2.3246 | 0 | 0 | 0 | 7.1232
|  | 26 | Communications (short life) (2018 onwards) | TransGrid | $Million | Various | Various | 0.22306 | 0.11 | 0 | 0 | 0 | 0.33306 | 0.21979 | 0.10523 | 0 | 0 | 0 | 0.32502
|  | 27 | Business IT (2018 onwards) | TransGrid | $Million | Various | Various | 0 | 0 | 0 | 0 | 0 | 0 | 0 | 0 | 0 | 0 | 0 | 0
|  | 28 | Minor Plant, Motor Vehicles & Mobile Plant (2018 onwards) | TransGrid | $Million | Various | Various | 0 | 0 | 0 | 0 | 0 | 0 | 0 | 0 | 0 | 0 | 0 | 0
|  | 29 | Transmission Line Life Extension (2018 onwards) | TransGrid | $Million | Various | Various | 0 | 0 | 0 | 0 | 0 | 0 | 0 | 0 | 0 | 0 | 0 | 0
|  | 30 | Land and Easements | TransGrid | $Million | Various | Various | 45.8 | 72.58 | 0 | 0 | 0 | 118.38 | 45.1282 | 69.4328 | 0 | 0 | 0 | 114.5611
|  | 31 | Synchronous Condensers | TransGrid | $Million | Various | Various | 72.41 | 0 | 0 | 0 | 0 | 72.41 | 71.3479 | 0 | 0 | 0 | 0 | 71.3479
|  | 32 | Leasehold Land and Property | TransGrid | $Million | Various | Various | 0 | 0 | 0 | 0 | 0 | 0 | 0 | 0 | 0 | 0 | 0 | 0
|  | 33 | [Spare] | TransGrid | $Million | Various | Various | 0 | 0 | 0 | 0 | 0 | 0 | 0 | 0 | 0 | 0 | 0 | 0
|  | 34 | [Spare] | TransGrid | $Million | Various | Various | 0 | 0 | 0 | 0 | 0 | 0 | 0 | 0 | 0 | 0 | 0 | 0
|  | 35 | [Spare] | TransGrid | $Million | Various | Various | 0 | 0 | 0 | 0 | 0 | 0 | 0 | 0 | 0 | 0 | 0 | 0
|  | 36 | [Spare] | TransGrid | $Million | Various | Various | 0 | 0 | 0 | 0 | 0 | 0 | 0 | 0 | 0 | 0 | 0 | 0
|  | 37 | [Spare] | TransGrid | $Million | Various | Various | 0 | 0 | 0 | 0 | 0 | 0 | 0 | 0 | 0 | 0 | 0 | 0
|  | 38 | [Spare] | TransGrid | $Million | Various | Various | 0 | 0 | 0 | 0 | 0 | 0 | 0 | 0 | 0 | 0 | 0 | 0
|  | 39 | [Spare] | TransGrid | $Million | Various | Various | 0 | 0 | 0 | 0 | 0 | 0 | 0 | 0 | 0 | 0 | 0 | 0
|  | 40 | [Spare] | TransGrid | $Million | Various | Various | 0 | 0 | 0 | 0 | 0 | 0 | 0 | 0 | 0 | 0 | 0 | 0
|  | 41 | [Spare] | TransGrid | $Million | Various | Various | 0 | 0 | 0 | 0 | 0 | 0 | 0 | 0 | 0 | 0 | 0 | 0
|  | 42 | [Spare] | TransGrid | $Million | Various | Various | 0 | 0 | 0 | 0 | 0 | 0 | 0 | 0 | 0 | 0 | 0 | 0
|  | 43 | [Spare] | TransGrid | $Million | Various | Various | 0 | 0 | 0 | 0 | 0 | 0 | 0 | 0 | 0 | 0 | 0 | 0
|  | 44 | [Spare] | TransGrid | $Million | Various | Various | 0 | 0 | 0 | 0 | 0 | 0 | 0 | 0 | 0 | 0 | 0 | 0
|  | 45 | [Spare] | TransGrid | $Million | Various | Various | 0 | 0 | 0 | 0 | 0 | 0 | 0 | 0 | 0 | 0 | 0 | 0
|  | 46 | [Spare] | TransGrid | $Million | Various | Various | 0 | 0 | 0 | 0 | 0 | 0 | 0 | 0 | 0 | 0 | 0 | 0
|  | 47 | Spare straight-line tax asset class | TransGrid | $Million | Various | Various | 0 | 0 | 0 | 0 | 0 | 0 | 0 | 0 | 0 | 0 | 0 | 0
|  | 48 | Buildings | TransGrid | $Million | Various | Various | 0 | 0 | 0 | 0 | 0 | 0 | 0 | 0 | 0 | 0 | 0 | 0
|  | 49 | In-house software | TransGrid | $Million | Various | Various | 0 | 0 | 0 | 0 | 0 | 0 | 0 | 0 | 0 | 0 | 0 | 0
|  | 50 | Equity raising costs | TransGrid | $Million | Various | Various | 0 | 0 | 0 | 0 | 0 | 0 | 0 | 0 | 0 | 0 | 0 | 0
|  |  | Total Capex - As Incurred - PEC | Calculated | $Million | Various | Various | 799.4931 | 210.6312 | 0 | 0 | 0 | 1010.1243 | 787.7662 | 201.498 | 0 | 0 | 0 | 989.2642
0 |  |  | Check - Source | Calculated | N/A | N/A | N/A | 0 | 0 | 0 | 0 | 0
Input ¦ Capex incurred in the current period to be commissioned next period (including PEC and other capex)
[8 empty] | Nominal, Mid Period | [5 empty] | Real 2023, End Period
|  | As Commissioned |  | Source | Unit | Basis | Timing | FY24 | FY25 | FY26 | FY27 | FY28 | FY24 - FY28 | FY24 | FY25 | FY26 | FY27 | FY28 | FY24 - FY28
|  | 1 | Transmission Lines (pre 2004-05) | TransGrid | $Million | Various | Various | 0 | 0 | 0 | 0 | 0 | 0 | 0 | 0 | 0 | 0 | 0 | 0
|  | 2 | Underground Cables (pre 2004-05) | TransGrid | $Million | Various | Various | 0 | 0 | 0 | 0 | 0 | 0 | 0 | 0 | 0 | 0 | 0 | 0
|  | 3 | Substations including Buildings (pre 2004-05) | TransGrid | $Million | Various | Various | 0 | 0 | 0 | 0 | 0 | 0 | 0 | 0 | 0 | 0 | 0 | 0
|  | 4 | Transmission Lines (2004-09) | TransGrid | $Million | Various | Various | 0 | 0 | 0 | 0 | 0 | 0 | 0 | 0 | 0 | 0 | 0 | 0
|  | 5 | Underground Cables (2004-09) | TransGrid | $Million | Various | Various | 0 | 0 | 0 | 0 | 0 | 0 | 0 | 0 | 0 | 0 | 0 | 0
|  | 6 | Substations including Buildings (2004-09) | TransGrid | $Million | Various | Various | 0 | 0 | 0 | 0 | 0 | 0 | 0 | 0 | 0 | 0 | 0 | 0
|  | 7 | SCADA and Communications (2004-09) | TransGrid | $Million | Various | Various | 0 | 0 | 0 | 0 | 0 | 0 | 0 | 0 | 0 | 0 | 0 | 0
|  | 8 | Transmission Lines & Cables (09-14) | TransGrid | $Million | Various | Various | 0 | 0 | 0 | 0 | 0 | 0 | 0 | 0 | 0 | 0 | 0 | 0
|  | 9 | Substations (09-14) | TransGrid | $Million | Various | Various | 0 | 0 | 0 | 0 | 0 | 0 | 0 | 0 | 0 | 0 | 0 | 0
|  | 10 | Secondary Systems (09-14) | TransGrid | $Million | Various | Various | 0 | 0 | 0 | 0 | 0 | 0 | 0 | 0 | 0 | 0 | 0 | 0
|  | 11 | Communications (09-14) | TransGrid | $Million | Various | Various | 0 | 0 | 0 | 0 | 0 | 0 | 0 | 0 | 0 | 0 | 0 | 0
|  | 12 | Minor Plant, Motor Vehicles & Mobile Plant (2009-14) | TransGrid | $Million | Various | Various | 0 | 0 | 0 | 0 | 0 | 0 | 0 | 0 | 0 | 0 | 0 | 0
|  | 13 | Transmission Lines (2014-18) | TransGrid | $Million | Various | Various | 0 | 0 | 0 | 0 | 0 | 0 | 0 | 0 | 0 | 0 | 0 | 0
|  | 14 | Underground Cables (2014-18) | TransGrid | $Million | Various | Various | 0 | 0 | 0 | 0 | 0 | 0 | 0 | 0 | 0 | 0 | 0 | 0
|  | 15 | Substations (2014-18) | TransGrid | $Million | Various | Various | 0 | 0 | 0 | 0 | 0 | 0 | 0 | 0 | 0 | 0 | 0 | 0
|  | 16 | Secondary Systems (2014-18) | TransGrid | $Million | Various | Various | 0 | 0 | 0 | 0 | 0 | 0 | 0 | 0 | 0 | 0 | 0 | 0
|  | 17 | Communications (short life) (2014-18) | TransGrid | $Million | Various | Various | 0 | 0 | 0 | 0 | 0 | 0 | 0 | 0 | 0 | 0 | 0 | 0
|  | 18 | Business IT (2014-18) | TransGrid | $Million | Various | Various | 0 | 0 | 0 | 0 | 0 | 0 | 0 | 0 | 0 | 0 | 0 | 0
|  | 19 | Minor Plant, Motor Vehicles & Mobile Plant (2014-18) | TransGrid | $Million | Various | Various | 0 | 0 | 0 | 0 | 0 | 0 | 0 | 0 | 0 | 0 | 0 | 0
|  | 20 | Transmission Line Life Extension (2014-18) | TransGrid | $Million | Various | Various | 0 | 0 | 0 | 0 | 0 | 0 | 0 | 0 | 0 | 0 | 0 | 0
|  | 21 | Residual - other | TransGrid | $Million | Various | Various | 0 | 0 | 0 | 0 | 0 | 0 | 0 | 0 | 0 | 0 | 0 | 0
|  | 22 | Transmission Lines (2018 onwards) | TransGrid | $Million | Various | Various | 96.1583 | 616.6837 | 1.5652 | 0.50807 | 0.46909 | 715.3844 | 94.7479 | 589.9435 | 1.4537 | 0.45815 | 0.41067 | 687.014
|  | 23 | Underground Cables (2018 onwards) | TransGrid | $Million | Various | Various | 8.8745 | 0.54462 | 0.7995 | 0.1598 | 0.19041 | 10.5689 | 8.7444 | 0.521 | 0.74256 | 0.1441 | 0.1667 | 10.3187
|  | 24 | Substations (2018 onwards) | TransGrid | $Million | Various | Various | 63.0759 | 145.3659 | 0.67226 | 0.20397 | 0 | 209.3181 | 62.1507 | 139.0627 | 0.62439 | 0.18393 | 0 | 202.0217
|  | 25 | Secondary Systems (2018-23) | TransGrid | $Million | Various | Various | 20.0491 | 12.9219 | 0.29994 | 0.078646 | 0 | 33.3495 | 19.755 | 12.3616 | 0.27858 | 0.070918 | 0 | 32.466
|  | 26 | Communications (short life) (2018 onwards) | TransGrid | $Million | Various | Various | 16.8896 | 2.6748 | 0 | 0 | 0.28492 | 19.8494 | 16.6419 | 2.5588 | 0 | 0 | 0.24944 | 19.4502
|  | 27 | Business IT (2018 onwards) | TransGrid | $Million | Various | Various | 0 | 0.072363 | 0 | 0 | 0 | 0.072363 | 0 | 0.069226 | 0 | 0 | 0 | 0.069226
|  | 28 | Minor Plant, Motor Vehicles & Mobile Plant (2018 onwards) | TransGrid | $Million | Various | Various | 0 | 0 | 0 | 0 | 0 | 0 | 0 | 0 | 0 | 0 | 0 | 0
|  | 29 | Transmission Line Life Extension (2018 onwards) | TransGrid | $Million | Various | Various | 4.2456 | 3.6799 | 3.0377 | 0.95927 | 0.79656 | 12.7191 | 4.1833 | 3.5203 | 2.8214 | 0.86501 | 0.69737 | 12.0874
|  | 30 | Land and Easements | TransGrid | $Million | Various | Various | 49.1194 | 113.8256 | 0 | 0 | 0 | 162.945 | 48.3989 | 108.89 | 0 | 0 | 0 | 157.2889
|  | 31 | Synchronous Condensers | TransGrid | $Million | Various | Various | 0 | 62.7407 | 0 | 0 | 0 | 62.7407 | 0 | 60.0202 | 0 | 0 | 0 | 60.0202
|  | 32 | Leasehold Land and Property | TransGrid | $Million | Various | Various | 0 | 0 | 0 | 0 | 0 | 0 | 0 | 0 | 0 | 0 | 0 | 0
|  | 33 | [Spare] | TransGrid | $Million | Various | Various | 0 | 0 | 0 | 0 | 0 | 0 | 0 | 0 | 0 | 0 | 0 | 0
|  | 34 | [Spare] | TransGrid | $Million | Various | Various | 0 | 0 | 0 | 0 | 0 | 0 | 0 | 0 | 0 | 0 | 0 | 0
|  | 35 | [Spare] | TransGrid | $Million | Various | Various | 0 | 0 | 0 | 0 | 0 | 0 | 0 | 0 | 0 | 0 | 0 | 0
|  | 36 | [Spare] | TransGrid | $Million | Various | Various | 0 | 0 | 0 | 0 | 0 | 0 | 0 | 0 | 0 | 0 | 0 | 0
|  | 37 | [Spare] | TransGrid | $Million | Various | Various | 0 | 0 | 0 | 0 | 0 | 0 | 0 | 0 | 0 | 0 | 0 | 0
|  | 38 | [Spare] | TransGrid | $Million | Various | Various | 0 | 0 | 0 | 0 | 0 | 0 | 0 | 0 | 0 | 0 | 0 | 0
|  | 39 | [Spare] | TransGrid | $Million | Various | Various | 0 | 0 | 0 | 0 | 0 | 0 | 0 | 0 | 0 | 0 | 0 | 0
|  | 40 | [Spare] | TransGrid | $Million | Various | Various | 0 | 0 | 0 | 0 | 0 | 0 | 0 | 0 | 0 | 0 | 0 | 0
|  | 41 | [Spare] | TransGrid | $Million | Various | Various | 0 | 0 | 0 | 0 | 0 | 0 | 0 | 0 | 0 | 0 | 0 | 0
|  | 42 | [Spare] | TransGrid | $Million | Various | Various | 0 | 0 | 0 | 0 | 0 | 0 | 0 | 0 | 0 | 0 | 0 | 0
|  | 43 | [Spare] | TransGrid | $Million | Various | Various | 0 | 0 | 0 | 0 | 0 | 0 | 0 | 0 | 0 | 0 | 0 | 0
|  | 44 | [Spare] | TransGrid | $Million | Various | Various | 0 | 0 | 0 | 0 | 0 | 0 | 0 | 0 | 0 | 0 | 0 | 0
|  | 45 | [Spare] | TransGrid | $Million | Various | Various | 0 | 0 | 0 | 0 | 0 | 0 | 0 | 0 | 0 | 0 | 0 | 0
|  | 46 | [Spare] | TransGrid | $Million | Various | Various | 0 | 0 | 0 | 0 | 0 | 0 | 0 | 0 | 0 | 0 | 0 | 0
|  | 47 | Spare straight-line tax asset class | TransGrid | $Million | Various | Various | 0 | 0 | 0 | 0 | 0 | 0 | 0 | 0 | 0 | 0 | 0 | 0
|  | 48 | Buildings | TransGrid | $Million | Various | Various | 0 | 0 | 0 | 0 | 0 | 0 | 0 | 0 | 0 | 0 | 0 | 0
|  | 49 | In-house software | TransGrid | $Million | Various | Various | 0 | 0 | 0 | 0 | 0 | 0 | 0 | 0 | 0 | 0 | 0 | 0
|  | 50 | Equity raising costs | TransGrid | $Million | Various | Various | 0 | 0 | 0 | 0 | 0 | 0 | 0 | 0 | 0 | 0 | 0 | 0
|  |  | Total Capex - As Commissioned | Calculated | $Million | Various | Various | 258.4125 | 958.5095 | 6.3746 | 1.9098 | 1.741 | 1226.9474 | 254.6221 | 916.9474 | 5.9207 | 1.7221 | 1.5242 | 1180.7364
0 |  |  | Check - Source | Calculated | N/A | N/A | N/A | 0 | 0 | 0 | 0 | 0
Input ¦ PEC Forecast by Driver
[8 empty] | Nominal, Mid Period | [5 empty] | Real 2023, End Period
|  | As Incurred - PEC |  | Source | Unit | Basis | Timing | FY24 | FY25 | FY26 | FY27 | FY28 | FY24 - FY28 | FY24 | FY25 | FY26 | FY27 | FY28 | FY24 - FY28
|  | 1 | Direct escalated capex | TransGrid | $Million | Various | Various | 793.0723 | 208.6479 | 0 | 0 | 0 | 1001.7202 | 781.4396 | 199.6007 | 0 | 0 | 0 | 981.0403
|  | 2 | Network overheads | TransGrid | $Million | Various | Various | 5.168 | 1.5964 | 0 | 0 | 0 | 6.7644 | 5.0922 | 1.5271 | 0 | 0 | 0 | 6.6194
|  | 3 | Corporate overheads | TransGrid | $Million | Various | Various | 1.2527 | 0.38696 | 0 | 0 | 0 | 1.6397 | 1.2344 | 0.37018 | 0 | 0 | 0 | 1.6045
|  |  | Total Capex - As Incurred - PEC | Calculated | $Million | Various | Various | 799.4931 | 210.6312 | 0 | 0 | 0 | 1010.1243 | 1297.0105 | 2035.3928 | 11.8413 | 3.4442 | 3.0484 | 3350.7371
0 |  |  | Check - Source | Calculated | N/A | N/A | N/A | 0 | 0
End

## Capex_Forecast
Calculation - Capex Forecast Detail
TransGrid Capex Forecast Model
WB Check |  | 0
Sheet Check |  | 0
Table of Contents |  |  |  | Convert From | Convert From Timing | Convert To | Convert To Timing | [20 empty] | Criteria | Criteria
|  | Real 2021 (Mid Period) to Real 2023 (End Period) |  | 2021 | Mid Period | 2023 | End Period | [20 empty] | NCIPAP | N/A |  | 1.1205 | 1.1205 | 1.1205 | 1.1205 | 1.1205
Commercial in Confidence
|  |  |  | Asset Classification | [14 empty] | Input Cost | Overheads | Escalation Year |  | Calculations | [7 empty] | Direct Unescalated Capex, As Incurred ($M) $Real 23 | [5 empty] | Escalated Capex, As Incurred ($M) $Real 23 | [5 empty] | Network Overhead, As Incurred ($M) $Real 23 | [5 empty] | Corporate Overhead, As Incurred ($M) $Real 23 | [5 empty] | Total Capex, As Incurred (Escalated + OH) ($M) $Real 23 | [5 empty] | As Commission Percentage |  |  |  |  | Direct Unescalated Capex, As Commissioned ($M) $Real 23 | [5 empty] | Escalated Capex, As Commissioned ($M) $Real 23 | [5 empty] | Network Overhead, As Commissioned ($M) $Real 23 | [5 empty] | Corporate Overhead, As Commissioned ($M) $Real 23 | [5 empty] | Total Capex, As Commissioned (Escalated + OH) ($M) $Real 23 | [5 empty] | Transmission Lines - Secondary Allocation for Repex | [6 empty] | Substation - Secondary Allocation for Repex | [5 empty] | Digital Infrastructure - Secondary Allocation for Repex | [8 empty] | Additional Calc.
| Index | Project Name | Apply As Commissioned Percentages? (If FALSE, AC = AI) | Input Cost Category | Asset Class - Current | Asset Class Allocation % | RIN Level 1 | RIN Level 2 | RIN Level 3 | Augex Driver | Fleet & Property Allocation | Repex Subcategory 1 | Repex Subcategory 2 | ICT Category (FY19-23) | Previously Allowed but Not Undertaken | Immediately Expensed % | Key External Driver | PTRM Asset Classification | Labour Weighting (n%) | Network Overhead Applicable? | 0 | Escalation Column | Project Match | Input Cost Category (1 or 2) | Offset Height | Asset Category | Match Escalation Row | NCIPAP Project | Contingent Projects | Project Overall Inclusion | FY24 | FY25 | FY26 | FY27 | FY28 | FY24 - FY28 | FY24 | FY25 | FY26 | FY27 | FY28 | FY24 - FY28 | FY24 | FY25 | FY26 | FY27 | FY28 | FY24 - FY28 | FY24 | FY25 | FY26 | FY27 | FY28 | FY24 - FY28 | FY24 | FY25 | FY26 | FY27 | FY28 | FY24 - FY28 | FY24 | FY25 | FY26 | FY27 | FY28 | FY24 | FY25 | FY26 | FY27 | FY28 | FY24 - FY28 | FY24 | FY25 | FY26 | FY27 | FY28 | FY24 - FY28 | FY24 | FY25 | FY26 | FY27 | FY28 | FY24 - FY28 | FY24 | FY25 | FY26 | FY27 | FY28 | FY24 - FY28 | FY24 | FY25 | FY26 | FY27 | FY28 | FY24 - FY28 | Asset Class Included In Secondary Allocation? | Transmission Lines - Poles | Transmission Lines - Towers | Transmission Lines - Insulators | Transmission Lines - Overhead Conductor | Transmission Lines - Underground Cable | Transmission Lines - Others | Asset Class Included In Secondary Allocation? | Substation - Site Establishment and Supporting Assets | Substation - Power Transformers | Substation - Switchbay Equipment | Substation - Reactive Plant | Substation - Others | Asset Class Included In Secondary Allocation? | Digital Infrastructure - Protection Systems | Digital Infrastructure - Control Systems & SCADA | Digital Infrastructure - Market Metering Systems | Digital Infrastructure - Network Property | Digital Infrastructure - Communications Systems | Digital Infrastructure - Optical Fibre Systems | Digital Infrastructure - AC/DC and Auxiliary Systems | Digital Infrastructure - Others | Augex Total 24-28 ($Real 23) | Augex Ranking
| 1 | Increase capacity for Generation between DNT and WG1 | TRUE | Labour | Substations | 100% | Augmentation Expenditure | NCIPAP | NCIPAP | N/A | N/A | N/A | N/A | N/A | No | 0% | N/A | Substations (2018 onwards) | 20% | TRUE | FY22 | 2 | 1 | 1 | 1 | 3 | 1 | TRUE | FALSE | FALSE | 0.11297 | 0.76067 | 0 | 0 | 0 | 0.87364 | 0.11047 | 0.75527 | 0 | 0 | 0 | 0.86574 | 0.0070067 | 0.047903 | 0 | 0 | 0 | 0.05491 | 0.0014773 | 0.0101 | 0 | 0 | 0 | 0.011577 | 0.11896 | 0.81327 | 0 | 0 | 0 | 0.93223 | 0% | 100% | 0% | 0% | 0% | 0 | 0.87364 | 0 | 0 | 0 | 0.87364 | 0 | 0.86574 | 0 | 0 | 0 | 0.86574 | 0 | 0.05491 | 0 | 0 | 0 | 0.05491 | 0 | 0.011577 | 0 | 0 | 0 | 0.011577 | 0 | 0.93223 | 0 | 0 | 0 | 0.93223 | FALSE | 0% | 0% | 0% | 0% | 0% | 0% | TRUE | 0% | 0% | 0% | 0% | 0% | FALSE | 0% | 0% | 0% | 0% | 0% | 0% | 0% | 0% | N/A | N/A
| 2 | Increase capacity for Generation between DNT and WG1 | TRUE | Non-Labour | Substations | 100% | Augmentation Expenditure | NCIPAP | NCIPAP | N/A | N/A | N/A | N/A | N/A | No | 0% | N/A | Substations (2018 onwards) | 80% | TRUE | FY22 | 2 | 1 | 2 | 2 | 3 | 2 | TRUE | FALSE | FALSE | 0.45188 | 3.0427 | 0 | 0 | 0 | 3.4946 | 0.45188 | 3.0427 | 0 | 0 | 0 | 3.4946 | 0.02866 | 0.19298 | 0 | 0 | 0 | 0.22164 | 0.0060429 | 0.040689 | 0 | 0 | 0 | 0.046732 | 0.48658 | 3.2764 | 0 | 0 | 0 | 3.7629 | 0% | 100% | 0% | 0% | 0% | 0 | 3.4946 | 0 | 0 | 0 | 3.4946 | 0 | 3.4946 | 0 | 0 | 0 | 3.4946 | 0 | 0.22164 | 0 | 0 | 0 | 0.22164 | 0 | 0.046732 | 0 | 0 | 0 | 0.046732 | 0 | 3.7629 | 0 | 0 | 0 | 3.7629 | FALSE | 0% | 0% | 0% | 0% | 0% | 0% | TRUE | 0% | 0% | 0% | 0% | 0% | FALSE | 0% | 0% | 0% | 0% | 0% | 0% | 0% | 0% | N/A | N/A
| 3 | Darlington Point 330/220 kV Transformer Tripping Scheme | TRUE | Labour | Secondary Systems | 100% | Augmentation Expenditure | NCIPAP | NCIPAP | N/A | N/A | N/A | N/A | N/A | No | 0% | N/A | Secondary Systems (2018-23) | 20% | TRUE | FY22 | 2 | 2 | 1 | 1 | 4 | 1 | TRUE | FALSE | FALSE | 0.024986 | 0.032453 | 0 | 0 | 0 | 0.057438 | 0.024433 | 0.032222 | 0 | 0 | 0 | 0.056656 | 0.0015497 | 0.0020437 | 0 | 0 | 0 | 0.0035934 | 0.00032674 | 0.00043091 | 0 | 0 | 0 | 0.00075765 | 0.02631 | 0.034697 | 0 | 0 | 0 | 0.061007 | 0% | 100% | 0% | 0% | 0% | 0 | 0.057438 | 0 | 0 | 0 | 0.057438 | 0 | 0.056656 | 0 | 0 | 0 | 0.056656 | 0 | 0.0035934 | 0 | 0 | 0 | 0.0035934 | 0 | 0.00075765 | 0 | 0 | 0 | 0.00075765 | 0 | 0.061007 | 0 | 0 | 0 | 0.061007 | FALSE | 0% | 0% | 0% | 0% | 0% | 0% | FALSE | 0% | 0% | 0% | 0% | 0% | TRUE | 0% | 0% | 0% | 0% | 0% | 0% | 0% | 0% | N/A | N/A
| 4 | Darlington Point 330/220 kV Transformer Tripping Scheme | TRUE | Non-Labour | Secondary Systems | 100% | Augmentation Expenditure | NCIPAP | NCIPAP | N/A | N/A | N/A | N/A | N/A | No | 0% | N/A | Secondary Systems (2018-23) | 80% | TRUE | FY22 | 2 | 2 | 2 | 2 | 4 | 2 | TRUE | FALSE | FALSE | 0.099943 | 0.12981 | 0 | 0 | 0 | 0.22975 | 0.099943 | 0.12981 | 0 | 0 | 0 | 0.22975 | 0.0063389 | 0.0082332 | 0 | 0 | 0 | 0.014572 | 0.0013365 | 0.0017359 | 0 | 0 | 0 | 0.0030725 | 0.10762 | 0.13978 | 0 | 0 | 0 | 0.2474 | 0% | 100% | 0% | 0% | 0% | 0 | 0.22975 | 0 | 0 | 0 | 0.22975 | 0 | 0.22975 | 0 | 0 | 0 | 0.22975 | 0 | 0.014572 | 0 | 0 | 0 | 0.014572 | 0 | 0.0030725 | 0 | 0 | 0 | 0.0030725 | 0 | 0.2474 | 0 | 0 | 0 | 0.2474 | FALSE | 0% | 0% | 0% | 0% | 0% | 0% | FALSE | 0% | 0% | 0% | 0% | 0% | TRUE | 0% | 0% | 0% | 0% | 0% | 0% | 0% | 0% | N/A | N/A
| 5 | Increase capacity for generation X5 Voltage Stability constraints | TRUE | Labour | Substations | 100% | Augmentation Expenditure | NCIPAP | NCIPAP | N/A | N/A | N/A | N/A | N/A | No | 0% | N/A | Substations (2018 onwards) | 12% | TRUE | FY22 | 2 | 3 | 1 | 1 | 3 | 1 | TRUE | FALSE | FALSE | 0.12161 | 0.62185 | 0 | 0 | 0 | 0.74345 | 0.11892 | 0.61743 | 0 | 0 | 0 | 0.73635 | 0.0075425 | 0.039161 | 0 | 0 | 0 | 0.046703 | 0.0015903 | 0.0082568 | 0 | 0 | 0 | 0.0098471 | 0.12805 | 0.66485 | 0 | 0 | 0 | 0.7929 | 0% | 100% | 0% | 0% | 0% | 0 | 0.74345 | 0 | 0 | 0 | 0.74345 | 0 | 0.73635 | 0 | 0 | 0 | 0.73635 | 0 | 0.046703 | 0 | 0 | 0 | 0.046703 | 0 | 0.0098471 | 0 | 0 | 0 | 0.0098471 | 0 | 0.7929 | 0 | 0 | 0 | 0.7929 | FALSE | 0% | 0% | 0% | 0% | 0% | 0% | TRUE | 0% | 0% | 0% | 0% | 0% | FALSE | 0% | 0% | 0% | 0% | 0% | 0% | 0% | 0% | N/A | N/A
| 6 | Increase capacity for generation X5 Voltage Stability constraints | TRUE | Non-Labour | Substations | 100% | Augmentation Expenditure | NCIPAP | NCIPAP | N/A | N/A | N/A | N/A | N/A | No | 0% | N/A | Substations (2018 onwards) | 88% | TRUE | FY22 | 2 | 3 | 2 | 2 | 3 | 2 | TRUE | FALSE | FALSE | 0.89179 | 4.5602 | 0 | 0 | 0 | 5.452 | 0.89179 | 4.5602 | 0 | 0 | 0 | 5.452 | 0.056562 | 0.28923 | 0 | 0 | 0 | 0.34579 | 0.011926 | 0.060983 | 0 | 0 | 0 | 0.072909 | 0.96028 | 4.9104 | 0 | 0 | 0 | 5.8707 | 0% | 100% | 0% | 0% | 0% | 0 | 5.452 | 0 | 0 | 0 | 5.452 | 0 | 5.452 | 0 | 0 | 0 | 5.452 | 0 | 0.34579 | 0 | 0 | 0 | 0.34579 | 0 | 0.072909 | 0 | 0 | 0 | 0.072909 | 0 | 5.8707 | 0 | 0 | 0 | 5.8707 | FALSE | 0% | 0% | 0% | 0% | 0% | 0% | TRUE | 0% | 0% | 0% | 0% | 0% | FALSE | 0% | 0% | 0% | 0% | 0% | 0% | 0% | 0% | N/A | N/A
| 7 | 94T Dynamic Ratings | TRUE | Labour | Secondary Systems | 100% | Augmentation Expenditure | NCIPAP | NCIPAP | N/A | N/A | N/A | N/A | N/A | No | 0% | N/A | Secondary Systems (2018-23) | 20% | TRUE | FY22 | 2 | 4 | 1 | 1 | 4 | 1 | TRUE | FALSE | FALSE | 0.0022162 | 0.077432 | 0 | 0 | 0 | 0.079649 | 0.0021672 | 0.076883 | 0 | 0 | 0 | 0.07905 | 0.00013746 | 0.0048763 | 0 | 0 | 0 | 0.0050137 | 2.8982e-05 | 0.0010281 | 0 | 0 | 0 | 0.0010571 | 0.0023337 | 0.082787 | 0 | 0 | 0 | 0.085121 | 0% | 100% | 0% | 0% | 0% | 0 | 0.079649 | 0 | 0 | 0 | 0.079649 | 0 | 0.07905 | 0 | 0 | 0 | 0.07905 | 0 | 0.0050137 | 0 | 0 | 0 | 0.0050137 | 0 | 0.0010571 | 0 | 0 | 0 | 0.0010571 | 0 | 0.085121 | 0 | 0 | 0 | 0.085121 | FALSE | 0% | 0% | 0% | 0% | 0% | 0% | FALSE | 0% | 0% | 0% | 0% | 0% | TRUE | 0% | 0% | 0% | 0% | 0% | 0% | 0% | 0% | N/A | N/A
| 8 | 94T Dynamic Ratings | TRUE | Non-Labour | Secondary Systems | 100% | Augmentation Expenditure | NCIPAP | NCIPAP | N/A | N/A | N/A | N/A | N/A | No | 0% | N/A | Secondary Systems (2018-23) | 80% | TRUE | FY22 | 2 | 4 | 2 | 2 | 4 | 2 | TRUE | FALSE | FALSE | 0.0088649 | 0.30973 | 0 | 0 | 0 | 0.31859 | 0.0088649 | 0.30973 | 0 | 0 | 0 | 0.31859 | 0.00056225 | 0.019645 | 0 | 0 | 0 | 0.020207 | 0.00011855 | 0.004142 | 0 | 0 | 0 | 0.0042605 | 0.0095457 | 0.33352 | 0 | 0 | 0 | 0.34306 | 0% | 100% | 0% | 0% | 0% | 0 | 0.31859 | 0 | 0 | 0 | 0.31859 | 0 | 0.31859 | 0 | 0 | 0 | 0.31859 | 0 | 0.020207 | 0 | 0 | 0 | 0.020207 | 0 | 0.0042605 | 0 | 0 | 0 | 0.0042605 | 0 | 0.34306 | 0 | 0 | 0 | 0.34306 | FALSE | 0% | 0% | 0% | 0% | 0% | 0% | FALSE | 0% | 0% | 0% | 0% | 0% | TRUE | 0% | 0% | 0% | 0% | 0% | 0% | 0% | 0% | N/A | N/A
| 9 | Increase capacity in Yass Transformers | TRUE | Labour | Secondary Systems | 100% | Augmentation Expenditure | NCIPAP | NCIPAP | N/A | N/A | N/A | N/A | N/A | No | 0% | N/A | Secondary Systems (2018-23) | 17% | TRUE | FY22 | 2 | 5 | 1 | 1 | 4 | 1 | TRUE | FALSE | FALSE | 0.19285 | 0.092263 | 0 | 0 | 0 | 0.28511 | 0.18859 | 0.091608 | 0 | 0 | 0 | 0.28019 | 0.011961 | 0.0058102 | 0 | 0 | 0 | 0.017771 | 0.0025219 | 0.0012251 | 0 | 0 | 0 | 0.003747 | 0.20307 | 0.098643 | 0 | 0 | 0 | 0.30171 | 0% | 100% | 0% | 0% | 0% | 0 | 0.28511 | 0 | 0 | 0 | 0.28511 | 0 | 0.28019 | 0 | 0 | 0 | 0.28019 | 0 | 0.017771 | 0 | 0 | 0 | 0.017771 | 0 | 0.003747 | 0 | 0 | 0 | 0.003747 | 0 | 0.30171 | 0 | 0 | 0 | 0.30171 | FALSE | 0% | 0% | 0% | 0% | 0% | 0% | FALSE | 0% | 0% | 0% | 0% | 0% | TRUE | 0% | 0% | 0% | 0% | 0% | 0% | 0% | 0% | N/A | N/A
| 10 | Increase capacity in Yass Transformers | TRUE | Non-Labour | Secondary Systems | 100% | Augmentation Expenditure | NCIPAP | NCIPAP | N/A | N/A | N/A | N/A | N/A | No | 0% | N/A | Secondary Systems (2018-23) | 83% | TRUE | FY22 | 2 | 5 | 2 | 2 | 4 | 2 | TRUE | FALSE | FALSE | 0.94156 | 0.45046 | 0 | 0 | 0 | 1.392 | 0.94156 | 0.45046 | 0 | 0 | 0 | 1.392 | 0.059719 | 0.02857 | 0 | 0 | 0 | 0.088289 | 0.012591 | 0.0060239 | 0 | 0 | 0 | 0.018615 | 1.0139 | 0.48505 | 0 | 0 | 0 | 1.4989 | 0% | 100% | 0% | 0% | 0% | 0 | 1.392 | 0 | 0 | 0 | 1.392 | 0 | 1.392 | 0 | 0 | 0 | 1.392 | 0 | 0.088289 | 0 | 0 | 0 | 0.088289 | 0 | 0.018615 | 0 | 0 | 0 | 0.018615 | 0 | 1.4989 | 0 | 0 | 0 | 1.4989 | FALSE | 0% | 0% | 0% | 0% | 0% | 0% | FALSE | 0% | 0% | 0% | 0% | 0% | TRUE | 0% | 0% | 0% | 0% | 0% | 0% | 0% | 0% | N/A | N/A
| 11 | Maintain capacity during Climate Change (DLR ) | TRUE | Labour | Secondary Systems | 100% | Augmentation Expenditure | NCIPAP | NCIPAP | N/A | N/A | N/A | N/A | N/A | No | 0% | N/A | Secondary Systems (2018-23) | 20% | TRUE | FY22 | 2 | 6 | 1 | 1 | 4 | 1 | TRUE | FALSE | FALSE | 0.010675 | 0.029147 | 1.1633 | 0.0052751 | 0 | 1.2084 | 0.010439 | 0.02894 | 1.1709 | 0.0053361 | 0 | 1.2156 | 0.00066211 | 0.0018355 | 0.074266 | 0.00033844 | 0 | 0.077102 | 0.0001396 | 0.00038701 | 0.015659 | 7.1358e-05 | 0 | 0.016257 | 0.011241 | 0.031162 | 1.2609 | 0.0057459 | 0 | 1.309 | 25% | 25% | 25% | 25% | 0% | 0.30209 | 0.30209 | 0.30209 | 0.30209 | 0 | 1.2084 | 0.30391 | 0.30391 | 0.30391 | 0.30391 | 0 | 1.2156 | 0.019275 | 0.019275 | 0.019275 | 0.019275 | 0 | 0.077102 | 0.0040641 | 0.0040641 | 0.0040641 | 0.0040641 | 0 | 0.016257 | 0.32725 | 0.32725 | 0.32725 | 0.32725 | 0 | 1.309 | FALSE | 0% | 0% | 0% | 0% | 0% | 0% | FALSE | 0% | 0% | 0% | 0% | 0% | TRUE | 0% | 0% | 0% | 0% | 0% | 0% | 0% | 0% | N/A | N/A
| 12 | Maintain capacity during Climate Change (DLR ) | TRUE | Non-Labour | Secondary Systems | 100% | Augmentation Expenditure | NCIPAP | NCIPAP | N/A | N/A | N/A | N/A | N/A | No | 0% | N/A | Secondary Systems (2018-23) | 80% | TRUE | FY22 | 2 | 6 | 2 | 2 | 4 | 2 | TRUE | FALSE | FALSE | 0.042701 | 0.11659 | 4.6531 | 0.021101 | 0 | 4.8335 | 0.042701 | 0.11659 | 4.6531 | 0.021101 | 0 | 4.8335 | 0.0027083 | 0.0073945 | 0.29512 | 0.0013383 | 0 | 0.30656 | 0.00057103 | 0.0015591 | 0.062225 | 0.00028217 | 0 | 0.064637 | 0.04598 | 0.12554 | 5.0104 | 0.022721 | 0 | 5.2047 | 25% | 25% | 25% | 25% | 0% | 1.2084 | 1.2084 | 1.2084 | 1.2084 | 0 | 4.8335 | 1.2084 | 1.2084 | 1.2084 | 1.2084 | 0 | 4.8335 | 0.07664 | 0.07664 | 0.07664 | 0.07664 | 0 | 0.30656 | 0.016159 | 0.016159 | 0.016159 | 0.016159 | 0 | 0.064637 | 1.3012 | 1.3012 | 1.3012 | 1.3012 | 0 | 5.2047 | FALSE | 0% | 0% | 0% | 0% | 0% | 0% | FALSE | 0% | 0% | 0% | 0% | 0% | TRUE | 0% | 0% | 0% | 0% | 0% | 0% | 0% | 0% | N/A | N/A
| 13 | Auxiliary transformer renewal program | FALSE | Labour | Substations | 100% | Replacement Expenditure | Substation | Repex | N/A | N/A | Substations - Site Establishment and supporting assets | Substations - Safe and Reliable Network | N/A | No | 0% | Safety security & reliability | Substations (2018 onwards) | 0% | TRUE | FY22 | 2 | 7 | 1 | 1 | 3 | 1 | FALSE | FALSE | TRUE | 0 | 0 | 0 | 0 | 0 | 0 | 0 | 0 | 0 | 0 | 0 | 0 | 0 | 0 | 0 | 0 | 0 | 0 | 0 | 0 | 0 | 0 | 0 | 0 | 0 | 0 | 0 | 0 | 0 | 0 | 0% | 100% | 0% | 0% | 0% | 0 | 0 | 0 | 0 | 0 | 0 | 0 | 0 | 0 | 0 | 0 | 0 | 0 | 0 | 0 | 0 | 0 | 0 | 0 | 0 | 0 | 0 | 0 | 0 | 0 | 0 | 0 | 0 | 0 | 0 | FALSE | 0% | 0% | 0% | 0% | 0% | 0% | TRUE | 100% | 0% | 0% | 0% | 0% | FALSE | 0% | 0% | 0% | 0% | 0% | 0% | 0% | 0% | N/A | N/A
| 14 | Auxiliary transformer renewal program | FALSE | Non-Labour | Substations | 100% | Replacement Expenditure | Substation | Repex | N/A | N/A | Substations - Site Establishment and supporting assets | Substations - Safe and Reliable Network | N/A | No | 0% | Safety security & reliability | Substations (2018 onwards) | 100% | TRUE | FY22 | 2 | 7 | 2 | 2 | 3 | 2 | FALSE | FALSE | TRUE | 0 | 0 | 0 | 0 | 0 | 0 | 0 | 0 | 0 | 0 | 0 | 0 | 0 | 0 | 0 | 0 | 0 | 0 | 0 | 0 | 0 | 0 | 0 | 0 | 0 | 0 | 0 | 0 | 0 | 0 | 0% | 100% | 0% | 0% | 0% | 0 | 0 | 0 | 0 | 0 | 0 | 0 | 0 | 0 | 0 | 0 | 0 | 0 | 0 | 0 | 0 | 0 | 0 | 0 | 0 | 0 | 0 | 0 | 0 | 0 | 0 | 0 | 0 | 0 | 0 | FALSE | 0% | 0% | 0% | 0% | 0% | 0% | TRUE | 100% | 0% | 0% | 0% | 0% | FALSE | 0% | 0% | 0% | 0% | 0% | 0% | 0% | 0% | N/A | N/A
| 15 | Circuit Breaker Program | TRUE | Labour | Substations | 100% | Replacement Expenditure | Substation | Repex | N/A | N/A | Substations - Switchbay Equipment | Substations - Safe and Reliable Network | N/A | No | 0% | Safety security & reliability | Substations (2018 onwards) | 28.65% | TRUE | FY22 | 2 | 8 | 1 | 1 | 3 | 1 | FALSE | FALSE | TRUE | 2.4004 | 2.1822 | 1.0911 | 2.4004 | 2.5095 | 10.5835 | 2.3473 | 2.1667 | 1.0983 | 2.4281 | 2.5469 | 10.5873 | 0.22579 | 0.20831 | 0.1292 | 0.25337 | 0.33138 | 1.148 | 0.049593 | 0.045687 | 0.02784 | 0.055193 | 0.070065 | 0.24838 | 2.6227 | 2.4207 | 1.2553 | 2.7367 | 2.9483 | 11.9837 | 10% | 11% | 14% | 32% | 33% | 1.0584 | 1.1642 | 1.4817 | 3.3867 | 3.4926 | 10.5835 | 1.0587 | 1.1646 | 1.4822 | 3.3879 | 3.4938 | 10.5873 | 0.1148 | 0.12629 | 0.16073 | 0.36738 | 0.37886 | 1.148 | 0.024838 | 0.027321 | 0.034773 | 0.079481 | 0.081964 | 0.24838 | 1.1984 | 1.3182 | 1.6777 | 3.8348 | 3.9546 | 11.9837 | FALSE | 0% | 0% | 0% | 0% | 0% | 0% | TRUE | 0% | 0% | 100% | 0% | 0% | FALSE | 0% | 0% | 0% | 0% | 0% | 0% | 0% | 0% | N/A | N/A
| 16 | Circuit Breaker Program | TRUE | Non-Labour | Substations | 100% | Replacement Expenditure | Substation | Repex | N/A | N/A | Substations - Switchbay Equipment | Substations - Safe and Reliable Network | N/A | No | 0% | Safety security & reliability | Substations (2018 onwards) | 71.35% | TRUE | FY22 | 2 | 8 | 2 | 2 | 3 | 2 | FALSE | FALSE | TRUE | 5.9787 | 5.4352 | 2.7176 | 5.9787 | 6.2505 | 26.3606 | 5.9787 | 5.4352 | 2.7176 | 5.9787 | 6.2505 | 26.3606 | 0.57508 | 0.52256 | 0.31969 | 0.62388 | 0.81326 | 2.8545 | 0.12631 | 0.11461 | 0.068888 | 0.1359 | 0.17195 | 0.61766 | 6.6801 | 6.0723 | 3.1062 | 6.7385 | 7.2357 | 29.8327 | 10% | 11% | 14% | 32% | 33% | 2.6361 | 2.8997 | 3.6905 | 8.4354 | 8.699 | 26.3606 | 2.6361 | 2.8997 | 3.6905 | 8.4354 | 8.699 | 26.3606 | 0.28545 | 0.31399 | 0.39963 | 0.91343 | 0.94197 | 2.8545 | 0.061766 | 0.067943 | 0.086472 | 0.19765 | 0.20383 | 0.61766 | 2.9833 | 3.2816 | 4.1766 | 9.5465 | 9.8448 | 29.8327 | FALSE | 0% | 0% | 0% | 0% | 0% | 0% | TRUE | 0% | 0% | 100% | 0% | 0% | FALSE | 0% | 0% | 0% | 0% | 0% | 0% | 0% | 0% | N/A | N/A
| 17 | Cowra substation Secondary Systems Renewal | TRUE | Labour | Secondary Systems | 100% | Replacement Expenditure | Digital Infrastructure | Repex | N/A | N/A | DI - Protection systems | DI - Safe and Reliable Network | N/A | Yes | 0% | Safety security & reliability | Secondary Systems (2018-23) | 33.12% | TRUE | FY22 | 2 | 9 | 1 | 1 | 4 | 1 | FALSE | FALSE | TRUE | 0.18796 | 0.17087 | 0.085437 | 0.18796 | 0.1965 | 0.82874 | 0.18381 | 0.16966 | 0.085999 | 0.19013 | 0.19943 | 0.82903 | 0.01768 | 0.016312 | 0.010117 | 0.01984 | 0.025949 | 0.089897 | 0.0038833 | 0.0035775 | 0.00218 | 0.0043219 | 0.0054864 | 0.019449 | 0.20537 | 0.18955 | 0.098296 | 0.21429 | 0.23087 | 0.93838 | 10% | 11% | 14% | 32% | 33% | 0.082874 | 0.091161 | 0.11602 | 0.2652 | 0.27348 | 0.82874 | 0.082903 | 0.091193 | 0.11606 | 0.26529 | 0.27358 | 0.82903 | 0.0089897 | 0.0098887 | 0.012586 | 0.028767 | 0.029666 | 0.089897 | 0.0019449 | 0.0021394 | 0.0027229 | 0.0062237 | 0.0064182 | 0.019449 | 0.093838 | 0.10322 | 0.13137 | 0.30028 | 0.30966 | 0.93838 | FALSE | 0% | 0% | 0% | 0% | 0% | 0% | FALSE | 0% | 0% | 0% | 0% | 0% | TRUE | 86.55% | 5.851% | 7.594% | 0% | 0% | 0% | 0% | 0% | N/A | N/A
| 18 | Cowra substation Secondary Systems Renewal | TRUE | Non-Labour | Secondary Systems | 100% | Replacement Expenditure | Digital Infrastructure | Repex | N/A | N/A | DI - Protection systems | DI - Safe and Reliable Network | N/A | Yes | 0% | Safety security & reliability | Secondary Systems (2018-23) | 66.88% | TRUE | FY22 | 2 | 9 | 2 | 2 | 4 | 2 | FALSE | FALSE | TRUE | 0.37962 | 0.34511 | 0.17255 | 0.37962 | 0.39687 | 1.6738 | 0.37962 | 0.34511 | 0.17255 | 0.37962 | 0.39687 | 1.6738 | 0.036515 | 0.03318 | 0.020299 | 0.039613 | 0.051638 | 0.18125 | 0.0080204 | 0.007277 | 0.0043741 | 0.0086291 | 0.010918 | 0.039218 | 0.42415 | 0.38557 | 0.19723 | 0.42786 | 0.45943 | 1.8942 | 10% | 11% | 14% | 32% | 33% | 0.16738 | 0.18412 | 0.23433 | 0.53561 | 0.55235 | 1.6738 | 0.16738 | 0.18412 | 0.23433 | 0.53561 | 0.55235 | 1.6738 | 0.018125 | 0.019937 | 0.025374 | 0.057999 | 0.059811 | 0.18125 | 0.0039218 | 0.004314 | 0.0054906 | 0.01255 | 0.012942 | 0.039218 | 0.18942 | 0.20837 | 0.26519 | 0.60616 | 0.6251 | 1.8942 | FALSE | 0% | 0% | 0% | 0% | 0% | 0% | FALSE | 0% | 0% | 0% | 0% | 0% | TRUE | 86.55% | 5.851% | 7.594% | 0% | 0% | 0% | 0% | 0% | N/A | N/A
| 19 | Dumaresq Secondary Systems Renewal | FALSE | Labour | Secondary Systems | 86.52% | Replacement Expenditure | Digital Infrastructure | Repex | N/A | N/A | DI - Protection systems | DI - Safe and Reliable Network | N/A | No | 0% | Safety security & reliability | Secondary Systems (2018-23) | 0% | TRUE | FY22 | 2 | 10 | 1 | 1 | 4 | 1 | FALSE | FALSE | TRUE | 0 | 0 | 0 | 0 | 0 | 0 | 0 | 0 | 0 | 0 | 0 | 0 | 0 | 0 | 0 | 0 | 0 | 0 | 0 | 0 | 0 | 0 | 0 | 0 | 0 | 0 | 0 | 0 | 0 | 0 | 0% | 0% | 0% | 0% | 0% | 0 | 0 | 0 | 0 | 0 | 0 | 0 | 0 | 0 | 0 | 0 | 0 | 0 | 0 | 0 | 0 | 0 | 0 | 0 | 0 | 0 | 0 | 0 | 0 | 0 | 0 | 0 | 0 | 0 | 0 | FALSE | 0% | 0% | 0% | 0% | 0% | 0% | FALSE | 0% | 0% | 0% | 0% | 0% | TRUE | 38.5% | 42.95% | 5.067% | 0% | 0% | 0% | 13.48% | 0% | N/A | N/A
| 20 | Dumaresq Secondary Systems Renewal | FALSE | Labour | Business IT | 13.48% | Replacement Expenditure | Digital Infrastructure | Repex | N/A | N/A | DI - Protection systems | DI - Safe and Reliable Network | N/A | No | 0% | Safety security & reliability | Business IT (2018 onwards) | 0% | TRUE | FY22 | 2 | 10 | 1 | 2 | 6 | 1 | FALSE | FALSE | TRUE | 0 | 0 | 0 | 0 | 0 | 0 | 0 | 0 | 0 | 0 | 0 | 0 | 0 | 0 | 0 | 0 | 0 | 0 | 0 | 0 | 0 | 0 | 0 | 0 | 0 | 0 | 0 | 0 | 0 | 0 | 0% | 0% | 0% | 0% | 0% | 0 | 0 | 0 | 0 | 0 | 0 | 0 | 0 | 0 | 0 | 0 | 0 | 0 | 0 | 0 | 0 | 0 | 0 | 0 | 0 | 0 | 0 | 0 | 0 | 0 | 0 | 0 | 0 | 0 | 0 | FALSE | 0% | 0% | 0% | 0% | 0% | 0% | FALSE | 0% | 0% | 0% | 0% | 0% | TRUE | 38.5% | 42.95% | 5.067% | 0% | 0% | 0% | 13.48% | 0% | N/A | N/A
| 21 | Dumaresq Secondary Systems Renewal | FALSE | Non-Labour | Secondary Systems | 86.52% | Replacement Expenditure | Digital Infrastructure | Repex | N/A | N/A | DI - Protection systems | DI - Safe and Reliable Network | N/A | No | 0% | Safety security & reliability | Secondary Systems (2018-23) | 100% | TRUE | FY22 | 2 | 10 | 2 | 3 | 4 | 2 | FALSE | FALSE | TRUE | 0 | 0 | 0 | 0 | 0 | 0 | 0 | 0 | 0 | 0 | 0 | 0 | 0 | 0 | 0 | 0 | 0 | 0 | 0 | 0 | 0 | 0 | 0 | 0 | 0 | 0 | 0 | 0 | 0 | 0 | 0% | 0% | 0% | 0% | 0% | 0 | 0 | 0 | 0 | 0 | 0 | 0 | 0 | 0 | 0 | 0 | 0 | 0 | 0 | 0 | 0 | 0 | 0 | 0 | 0 | 0 | 0 | 0 | 0 | 0 | 0 | 0 | 0 | 0 | 0 | FALSE | 0% | 0% | 0% | 0% | 0% | 0% | FALSE | 0% | 0% | 0% | 0% | 0% | TRUE | 38.5% | 42.95% | 5.067% | 0% | 0% | 0% | 13.48% | 0% | N/A | N/A
| 22 | Dumaresq Secondary Systems Renewal | FALSE | Non-Labour | Business IT | 13.48% | Replacement Expenditure | Digital Infrastructure | Repex | N/A | N/A | DI - Protection systems | DI - Safe and Reliable Network | N/A | No | 0% | Safety security & reliability | Business IT (2018 onwards) | 100% | TRUE | FY22 | 2 | 10 | 2 | 4 | 6 | 2 | FALSE | FALSE | TRUE | 0 | 0 | 0 | 0 | 0 | 0 | 0 | 0 | 0 | 0 | 0 | 0 | 0 | 0 | 0 | 0 | 0 | 0 | 0 | 0 | 0 | 0 | 0 | 0 | 0 | 0 | 0 | 0 | 0 | 0 | 0% | 0% | 0% | 0% | 0% | 0 | 0 | 0 | 0 | 0 | 0 | 0 | 0 | 0 | 0 | 0 | 0 | 0 | 0 | 0 | 0 | 0 | 0 | 0 | 0 | 0 | 0 | 0 | 0 | 0 | 0 | 0 | 0 | 0 | 0 | FALSE | 0% | 0% | 0% | 0% | 0% | 0% | FALSE | 0% | 0% | 0% | 0% | 0% | TRUE | 38.5% | 42.95% | 5.067% | 0% | 0% | 0% | 13.48% | 0% | N/A | N/A
| 23 | Finley Secondary Systems Renewal | TRUE | Labour | Secondary Systems | 100% | Replacement Expenditure | Digital Infrastructure | Repex | N/A | N/A | DI - Protection systems | DI - Safe and Reliable Network | N/A | No | 0% | Safety security & reliability | Secondary Systems (2018-23) | 37.89% | TRUE | FY22 | 2 | 11 | 1 | 1 | 4 | 1 | FALSE | FALSE | TRUE | 0.26809 | 0.24371 | 0.12186 | 0.26809 | 0.28027 | 1.182 | 0.26216 | 0.24199 | 0.12266 | 0.27118 | 0.28445 | 1.1824 | 0.025217 | 0.023265 | 0.014429 | 0.028298 | 0.03701 | 0.12822 | 0.0055387 | 0.0051025 | 0.0031093 | 0.0061642 | 0.0078252 | 0.02774 | 0.29292 | 0.27035 | 0.1402 | 0.30564 | 0.32928 | 1.3384 | 10% | 11% | 14% | 32% | 33% | 0.1182 | 0.13002 | 0.16548 | 0.37825 | 0.39007 | 1.182 | 0.11824 | 0.13007 | 0.16554 | 0.37838 | 0.3902 | 1.1824 | 0.012822 | 0.014104 | 0.017951 | 0.04103 | 0.042312 | 0.12822 | 0.002774 | 0.0030514 | 0.0038836 | 0.0088768 | 0.0091542 | 0.02774 | 0.13384 | 0.14722 | 0.18738 | 0.42829 | 0.44167 | 1.3384 | FALSE | 0% | 0% | 0% | 0% | 0% | 0% | FALSE | 0% | 0% | 0% | 0% | 0% | TRUE | 83.57% | 5.022% | 11.41% | 0% | 0% | 0% | 0% | 0% | N/A | N/A
| 24 | Finley Secondary Systems Renewal | TRUE | Non-Labour | Secondary Systems | 100% | Replacement Expenditure | Digital Infrastructure | Repex | N/A | N/A | DI - Protection systems | DI - Safe and Reliable Network | N/A | No | 0% | Safety security & reliability | Secondary Systems (2018-23) | 62.11% | TRUE | FY22 | 2 | 11 | 2 | 2 | 4 | 2 | FALSE | FALSE | TRUE | 0.43952 | 0.39956 | 0.19978 | 0.43952 | 0.4595 | 1.9379 | 0.43952 | 0.39956 | 0.19978 | 0.43952 | 0.4595 | 1.9379 | 0.042277 | 0.038415 | 0.023502 | 0.045864 | 0.059786 | 0.20984 | 0.0092859 | 0.0084252 | 0.0050642 | 0.0099907 | 0.012641 | 0.045407 | 0.49108 | 0.4464 | 0.22835 | 0.49537 | 0.53193 | 2.1931 | 10% | 11% | 14% | 32% | 33% | 0.19379 | 0.21317 | 0.2713 | 0.62012 | 0.6395 | 1.9379 | 0.19379 | 0.21317 | 0.2713 | 0.62012 | 0.6395 | 1.9379 | 0.020984 | 0.023083 | 0.029378 | 0.06715 | 0.069249 | 0.20984 | 0.0045407 | 0.0049948 | 0.006357 | 0.01453 | 0.014984 | 0.045407 | 0.21931 | 0.24124 | 0.30704 | 0.7018 | 0.72373 | 2.1931 | FALSE | 0% | 0% | 0% | 0% | 0% | 0% | FALSE | 0% | 0% | 0% | 0% | 0% | TRUE | 83.57% | 5.022% | 11.41% | 0% | 0% | 0% | 0% | 0% | N/A | N/A
| 25 | Fire Extinguisher Renewal | TRUE | Labour | Business IT | 100% | Replacement Expenditure | Digital Infrastructure | Repex | N/A | N/A | DI - Network Buildings & Security | DI - Compliance | N/A | No | 0% | Safety security & reliability | Business IT (2018 onwards) | 19.64% | TRUE | FY22 | 2 | 12 | 1 | 1 | 6 | 1 | FALSE | FALSE | TRUE | 0.079681 | 0.079681 | 0 | 0 | 0 | 0.15936 | 0.077919 | 0.079115 | 0 | 0 | 0 | 0.15703 | 0.007495 | 0.0076064 | 0 | 0 | 0 | 0.015101 | 0.0016462 | 0.0016682 | 0 | 0 | 0 | 0.0033145 | 0.08706 | 0.08839 | 0 | 0 | 0 | 0.17545 | 0% | 100% | 0% | 0% | 0% | 0 | 0.15936 | 0 | 0 | 0 | 0.15936 | 0 | 0.15703 | 0 | 0 | 0 | 0.15703 | 0 | 0.015101 | 0 | 0 | 0 | 0.015101 | 0 | 0.0033145 | 0 | 0 | 0 | 0.0033145 | 0 | 0.17545 | 0 | 0 | 0 | 0.17545 | FALSE | 0% | 0% | 0% | 0% | 0% | 0% | FALSE | 0% | 0% | 0% | 0% | 0% | TRUE | 0% | 0% | 0% | 100% | 0% | 0% | 0% | 0% | N/A | N/A
| 26 | Fire Extinguisher Renewal | TRUE | Non-Labour | Business IT | 100% | Replacement Expenditure | Digital Infrastructure | Repex | N/A | N/A | DI - Network Buildings & Security | DI - Compliance | N/A | No | 0% | Safety security & reliability | Business IT (2018 onwards) | 80.36% | TRUE | FY22 | 2 | 12 | 2 | 2 | 6 | 2 | FALSE | FALSE | TRUE | 0.326 | 0.326 | 0 | 0 | 0 | 0.65199 | 0.326 | 0.326 | 0 | 0 | 0 | 0.65199 | 0.031357 | 0.031342 | 0 | 0 | 0 | 0.0627 | 0.0068874 | 0.0068739 | 0 | 0 | 0 | 0.013761 | 0.36424 | 0.36421 | 0 | 0 | 0 | 0.72845 | 0% | 100% | 0% | 0% | 0% | 0 | 0.65199 | 0 | 0 | 0 | 0.65199 | 0 | 0.65199 | 0 | 0 | 0 | 0.65199 | 0 | 0.0627 | 0 | 0 | 0 | 0.0627 | 0 | 0.013761 | 0 | 0 | 0 | 0.013761 | 0 | 0.72845 | 0 | 0 | 0 | 0.72845 | FALSE | 0% | 0% | 0% | 0% | 0% | 0% | FALSE | 0% | 0% | 0% | 0% | 0% | TRUE | 0% | 0% | 0% | 100% | 0% | 0% | 0% | 0% | N/A | N/A
| 27 | Fit OLCM to OIP bushings | TRUE | Labour | Substations | 100% | Replacement Expenditure | Substation | Repex | N/A | N/A | Substations - Site Establishment and supporting assets | Substations - Safe and Reliable Network | N/A | No | 0% | Safety security & reliability | Substations (2018 onwards) | 36.21% | TRUE | FY22 | 2 | 13 | 1 | 1 | 3 | 1 | FALSE | FALSE | TRUE | 0.41872 | 0.38065 | 0.19033 | 0.41872 | 0.43775 | 1.8462 | 0.40946 | 0.37795 | 0.19158 | 0.42355 | 0.44427 | 1.8468 | 0.039386 | 0.036337 | 0.022537 | 0.044198 | 0.057805 | 0.20026 | 0.0086508 | 0.0079695 | 0.0048563 | 0.0096277 | 0.012222 | 0.043326 | 0.4575 | 0.42226 | 0.21897 | 0.47738 | 0.5143 | 2.0904 | 10% | 11% | 14% | 32% | 33% | 0.18462 | 0.20308 | 0.25846 | 0.59077 | 0.60923 | 1.8462 | 0.18468 | 0.20315 | 0.25855 | 0.59098 | 0.60945 | 1.8468 | 0.020026 | 0.022029 | 0.028037 | 0.064084 | 0.066087 | 0.20026 | 0.0043326 | 0.0047659 | 0.0060657 | 0.013864 | 0.014298 | 0.043326 | 0.20904 | 0.22994 | 0.29266 | 0.66893 | 0.68983 | 2.0904 | FALSE | 0% | 0% | 0% | 0% | 0% | 0% | TRUE | 100% | 0% | 0% | 0% | 0% | FALSE | 0% | 0% | 0% | 0% | 0% | 0% | 0% | 0% | N/A | N/A
| 28 | Fit OLCM to OIP bushings | TRUE | Non-Labour | Substations | 100% | Replacement Expenditure | Substation | Repex | N/A | N/A | Substations - Site Establishment and supporting assets | Substations - Safe and Reliable Network | N/A | No | 0% | Safety security & reliability | Substations (2018 onwards) | 63.79% | TRUE | FY22 | 2 | 13 | 2 | 2 | 3 | 2 | FALSE | FALSE | TRUE | 0.7376 | 0.67055 | 0.33527 | 0.7376 | 0.77113 | 3.2522 | 0.7376 | 0.67055 | 0.33527 | 0.7376 | 0.77113 | 3.2522 | 0.070949 | 0.064469 | 0.039441 | 0.076969 | 0.10033 | 0.35216 | 0.015584 | 0.014139 | 0.0084988 | 0.016766 | 0.021214 | 0.076202 | 0.82414 | 0.74916 | 0.38321 | 0.83134 | 0.89268 | 3.6805 | 10% | 11% | 14% | 32% | 33% | 0.32522 | 0.35774 | 0.4553 | 1.0407 | 1.0732 | 3.2522 | 0.32522 | 0.35774 | 0.4553 | 1.0407 | 1.0732 | 3.2522 | 0.035216 | 0.038738 | 0.049303 | 0.11269 | 0.11621 | 0.35216 | 0.0076202 | 0.0083822 | 0.010668 | 0.024385 | 0.025147 | 0.076202 | 0.36805 | 0.40486 | 0.51527 | 1.1778 | 1.2146 | 3.6805 | FALSE | 0% | 0% | 0% | 0% | 0% | 0% | TRUE | 100% | 0% | 0% | 0% | 0% | FALSE | 0% | 0% | 0% | 0% | 0% | 0% | 0% | 0% | N/A | N/A
| 29 | Forbes Secondary Systems Renewal | TRUE | Labour | Secondary Systems | 100% | Replacement Expenditure | Digital Infrastructure | Repex | N/A | N/A | DI - Protection systems | DI - Safe and Reliable Network | N/A | No | 0% | Safety security & reliability | Secondary Systems (2018-23) | 18.86% | TRUE | FY22 | 2 | 14 | 1 | 1 | 4 | 1 | FALSE | FALSE | TRUE | 0.095257 | 0.086598 | 0.043299 | 0.095257 | 0.099587 | 0.42 | 0.093152 | 0.085983 | 0.043584 | 0.096358 | 0.10107 | 0.42015 | 0.0089601 | 0.0082667 | 0.0051271 | 0.010055 | 0.013151 | 0.045559 | 0.001968 | 0.001813 | 0.0011048 | 0.0021903 | 0.0027805 | 0.0098567 | 0.10408 | 0.096063 | 0.049816 | 0.1086 | 0.117 | 0.47556 | 10% | 11% | 14% | 32% | 33% | 0.042 | 0.0462 | 0.0588 | 0.1344 | 0.1386 | 0.42 | 0.042015 | 0.046216 | 0.058821 | 0.13445 | 0.13865 | 0.42015 | 0.0045559 | 0.0050115 | 0.0063783 | 0.014579 | 0.015035 | 0.045559 | 0.00098567 | 0.0010842 | 0.0013799 | 0.0031541 | 0.0032527 | 0.0098567 | 0.047556 | 0.052312 | 0.066579 | 0.15218 | 0.15694 | 0.47556 | FALSE | 0% | 0% | 0% | 0% | 0% | 0% | FALSE | 0% | 0% | 0% | 0% | 0% | TRUE | 90.47% | 0% | 9.525% | 0% | 0% | 0% | 0% | 0% | N/A | N/A
| 30 | Forbes Secondary Systems Renewal | TRUE | Non-Labour | Secondary Systems | 100% | Replacement Expenditure | Digital Infrastructure | Repex | N/A | N/A | DI - Protection systems | DI - Safe and Reliable Network | N/A | No | 0% | Safety security & reliability | Secondary Systems (2018-23) | 81.14% | TRUE | FY22 | 2 | 14 | 2 | 2 | 4 | 2 | FALSE | FALSE | TRUE | 0.40974 | 0.37249 | 0.18625 | 0.40974 | 0.42837 | 1.8066 | 0.40974 | 0.37249 | 0.18625 | 0.40974 | 0.42837 | 1.8066 | 0.039413 | 0.035813 | 0.021909 | 0.042757 | 0.055736 | 0.19563 | 0.0086568 | 0.0078544 | 0.0047211 | 0.0093138 | 0.011784 | 0.042331 | 0.45781 | 0.41616 | 0.21288 | 0.46181 | 0.49589 | 2.0446 | 10% | 11% | 14% | 32% | 33% | 0.18066 | 0.19873 | 0.25292 | 0.57811 | 0.59618 | 1.8066 | 0.18066 | 0.19873 | 0.25292 | 0.57811 | 0.59618 | 1.8066 | 0.019563 | 0.021519 | 0.027388 | 0.062601 | 0.064557 | 0.19563 | 0.0042331 | 0.0046564 | 0.0059263 | 0.013546 | 0.013969 | 0.042331 | 0.20446 | 0.2249 | 0.28624 | 0.65426 | 0.6747 | 2.0446 | FALSE | 0% | 0% | 0% | 0% | 0% | 0% | FALSE | 0% | 0% | 0% | 0% | 0% | TRUE | 90.47% | 0% | 9.525% | 0% | 0% | 0% | 0% | 0% | N/A | N/A
| 31 | FY24-28 SCADA Secure Remote Access Protocol Refresh | FALSE | Labour | Secondary Systems | 100% | Replacement Expenditure | Digital Infrastructure | Repex | N/A | N/A | DI - SCADA | DI - Cyber/physical security | N/A | No | 0% | Safety security & reliability | Secondary Systems (2018-23) | 0% | TRUE | FY22 | 2 | 15 | 1 | 1 | 4 | 1 | FALSE | FALSE | TRUE | 0 | 0 | 0 | 0 | 0 | 0 | 0 | 0 | 0 | 0 | 0 | 0 | 0 | 0 | 0 | 0 | 0 | 0 | 0 | 0 | 0 | 0 | 0 | 0 | 0 | 0 | 0 | 0 | 0 | 0 | 0% | 0% | 0% | 0% | 0% | 0 | 0 | 0 | 0 | 0 | 0 | 0 | 0 | 0 | 0 | 0 | 0 | 0 | 0 | 0 | 0 | 0 | 0 | 0 | 0 | 0 | 0 | 0 | 0 | 0 | 0 | 0 | 0 | 0 | 0 | FALSE | 0% | 0% | 0% | 0% | 0% | 0% | FALSE | 0% | 0% | 0% | 0% | 0% | TRUE | 0% | 100% | 0% | 0% | 0% | 0% | 0% | 0% | N/A | N/A
| 32 | FY24-28 SCADA Secure Remote Access Protocol Refresh | FALSE | Non-Labour | Secondary Systems | 100% | Replacement Expenditure | Digital Infrastructure | Repex | N/A | N/A | DI - SCADA | DI - Cyber/physical security | N/A | No | 0% | Safety security & reliability | Secondary Systems (2018-23) | 100% | TRUE | FY22 | 2 | 15 | 2 | 2 | 4 | 2 | FALSE | FALSE | TRUE | 0 | 0 | 0 | 0 | 0 | 0 | 0 | 0 | 0 | 0 | 0 | 0 | 0 | 0 | 0 | 0 | 0 | 0 | 0 | 0 | 0 | 0 | 0 | 0 | 0 | 0 | 0 | 0 | 0 | 0 | 0% | 0% | 0% | 0% | 0% | 0 | 0 | 0 | 0 | 0 | 0 | 0 | 0 | 0 | 0 | 0 | 0 | 0 | 0 | 0 | 0 | 0 | 0 | 0 | 0 | 0 | 0 | 0 | 0 | 0 | 0 | 0 | 0 | 0 | 0 | FALSE | 0% | 0% | 0% | 0% | 0% | 0% | FALSE | 0% | 0% | 0% | 0% | 0% | TRUE | 0% | 100% | 0% | 0% | 0% | 0% | 0% | 0% | N/A | N/A
| 33 | Gunnedah Secondary Systems Renewal | TRUE | Labour | Secondary Systems | 100% | Replacement Expenditure | Digital Infrastructure | Repex | N/A | N/A | DI - Protection systems | DI - Safe and Reliable Network | N/A | No | 0% | Safety security & reliability | Secondary Systems (2018-23) | 37.11% | TRUE | FY22 | 2 | 16 | 1 | 1 | 4 | 1 | FALSE | FALSE | TRUE | 0.21085 | 0.19168 | 0.095839 | 0.21085 | 0.22043 | 0.92964 | 0.20619 | 0.19032 | 0.09647 | 0.21328 | 0.22372 | 0.92997 | 0.019833 | 0.018298 | 0.011348 | 0.022256 | 0.029108 | 0.10084 | 0.0043562 | 0.0040131 | 0.0024454 | 0.0048481 | 0.0061544 | 0.021817 | 0.23037 | 0.21263 | 0.11026 | 0.24039 | 0.25898 | 1.0526 | 10% | 11% | 14% | 32% | 33% | 0.092964 | 0.10226 | 0.13015 | 0.29749 | 0.30678 | 0.92964 | 0.092997 | 0.1023 | 0.1302 | 0.29759 | 0.30689 | 0.92997 | 0.010084 | 0.011093 | 0.014118 | 0.03227 | 0.033278 | 0.10084 | 0.0021817 | 0.0023999 | 0.0030544 | 0.0069815 | 0.0071997 | 0.021817 | 0.10526 | 0.11579 | 0.14737 | 0.33684 | 0.34737 | 1.0526 | FALSE | 0% | 0% | 0% | 0% | 0% | 0% | FALSE | 0% | 0% | 0% | 0% | 0% | TRUE | 78.05% | 17.47% | 4.486% | 0% | 0% | 0% | 0% | 0% | N/A | N/A
| 34 | Gunnedah Secondary Systems Renewal | TRUE | Non-Labour | Secondary Systems | 100% | Replacement Expenditure | Digital Infrastructure | Repex | N/A | N/A | DI - Protection systems | DI - Safe and Reliable Network | N/A | No | 0% | Safety security & reliability | Secondary Systems (2018-23) | 62.89% | TRUE | FY22 | 2 | 16 | 2 | 2 | 4 | 2 | FALSE | FALSE | TRUE | 0.35728 | 0.3248 | 0.1624 | 0.35728 | 0.37352 | 1.5753 | 0.35728 | 0.3248 | 0.1624 | 0.35728 | 0.37352 | 1.5753 | 0.034366 | 0.031228 | 0.019104 | 0.037282 | 0.0486 | 0.17058 | 0.0075484 | 0.0068488 | 0.0041167 | 0.0081213 | 0.010276 | 0.036911 | 0.3992 | 0.36288 | 0.18562 | 0.40268 | 0.4324 | 1.7828 | 10% | 11% | 14% | 32% | 33% | 0.15753 | 0.17328 | 0.22054 | 0.50409 | 0.51984 | 1.5753 | 0.15753 | 0.17328 | 0.22054 | 0.50409 | 0.51984 | 1.5753 | 0.017058 | 0.018764 | 0.023881 | 0.054586 | 0.056291 | 0.17058 | 0.0036911 | 0.0040602 | 0.0051675 | 0.011811 | 0.012181 | 0.036911 | 0.17828 | 0.19611 | 0.24959 | 0.57049 | 0.58832 | 1.7828 | FALSE | 0% | 0% | 0% | 0% | 0% | 0% | FALSE | 0% | 0% | 0% | 0% | 0% | TRUE | 78.05% | 17.47% | 4.486% | 0% | 0% | 0% | 0% | 0% | N/A | N/A
| 35 | Kemps Creek Secondary Systems Renewal | TRUE | Labour | Secondary Systems | 96.67% | Replacement Expenditure | Digital Infrastructure | Repex | N/A | N/A | DI - Protection systems | DI - Safe and Reliable Network | N/A | No | 0% | Safety security & reliability | Secondary Systems (2018-23) | 14.88% | TRUE | FY22 | 2 | 17 | 1 | 1 | 4 | 1 | FALSE | FALSE | TRUE | 0.11658 | 0.10598 | 0.052989 | 0.11658 | 0.12187 | 0.51399 | 0.114 | 0.10523 | 0.053338 | 0.11792 | 0.12369 | 0.51417 | 0.010965 | 0.010117 | 0.0062745 | 0.012305 | 0.016094 | 0.055755 | 0.0024085 | 0.0022188 | 0.0013521 | 0.0026805 | 0.0034027 | 0.012063 | 0.12737 | 0.11756 | 0.060964 | 0.13291 | 0.14319 | 0.58199 | 10% | 11% | 14% | 32% | 33% | 0.051399 | 0.056539 | 0.071959 | 0.16448 | 0.16962 | 0.51399 | 0.051417 | 0.056559 | 0.071984 | 0.16454 | 0.16968 | 0.51417 | 0.0055755 | 0.0061331 | 0.0078058 | 0.017842 | 0.018399 | 0.055755 | 0.0012063 | 0.0013269 | 0.0016888 | 0.00386 | 0.0039806 | 0.012063 | 0.058199 | 0.064019 | 0.081479 | 0.18624 | 0.19206 | 0.58199 | FALSE | 0% | 0% | 0% | 0% | 0% | 0% | FALSE | 0% | 0% | 0% | 0% | 0% | TRUE | 86.63% | 10.04% | 0% | 0% | 3.334% | 0% | 0% | 0% | N/A | N/A
| 36 | Kemps Creek Secondary Systems Renewal | TRUE | Labour | Communications (short life) | 3.334% | Replacement Expenditure | Digital Infrastructure | Repex | N/A | N/A | DI - Protection systems | DI - Safe and Reliable Network | N/A | No | 0% | Safety security & reliability | Communications (short life) (2018 onwards) | 14.88% | TRUE | FY22 | 2 | 17 | 1 | 2 | 5 | 1 | FALSE | FALSE | TRUE | 0.0040212 | 0.0036556 | 0.0018278 | 0.0040212 | 0.0042039 | 0.01773 | 0.0039323 | 0.0036297 | 0.0018398 | 0.0040676 | 0.0042666 | 0.017736 | 0.00037824 | 0.00034897 | 0.00021643 | 0.00042446 | 0.00055513 | 0.0019232 | 8.3079e-05 | 7.6535e-05 | 4.6638e-05 | 9.246e-05 | 0.00011737 | 0.00041609 | 0.0043936 | 0.0040552 | 0.0021029 | 0.0045845 | 0.0049391 | 0.020075 | 10% | 11% | 14% | 32% | 33% | 0.001773 | 0.0019503 | 0.0024822 | 0.0056735 | 0.0058508 | 0.01773 | 0.0017736 | 0.001951 | 0.002483 | 0.0056755 | 0.0058529 | 0.017736 | 0.00019232 | 0.00021156 | 0.00026925 | 0.00061543 | 0.00063467 | 0.0019232 | 4.1609e-05 | 4.5769e-05 | 5.8252e-05 | 0.00013315 | 0.00013731 | 0.00041609 | 0.0020075 | 0.0022083 | 0.0028105 | 0.0064241 | 0.0066248 | 0.020075 | FALSE | 0% | 0% | 0% | 0% | 0% | 0% | FALSE | 0% | 0% | 0% | 0% | 0% | TRUE | 86.63% | 10.04% | 0% | 0% | 3.334% | 0% | 0% | 0% | N/A | N/A
| 37 | Kemps Creek Secondary Systems Renewal | TRUE | Non-Labour | Secondary Systems | 96.67% | Replacement Expenditure | Digital Infrastructure | Repex | N/A | N/A | DI - Protection systems | DI - Safe and Reliable Network | N/A | No | 0% | Safety security & reliability | Secondary Systems (2018-23) | 85.12% | TRUE | FY22 | 2 | 17 | 2 | 3 | 4 | 2 | FALSE | FALSE | TRUE | 0.66701 | 0.60638 | 0.30319 | 0.66701 | 0.69733 | 2.9409 | 0.66701 | 0.60638 | 0.30319 | 0.66701 | 0.69733 | 2.9409 | 0.064159 | 0.058299 | 0.035666 | 0.069603 | 0.090731 | 0.31846 | 0.014092 | 0.012786 | 0.0076855 | 0.015162 | 0.019184 | 0.068909 | 0.74526 | 0.67746 | 0.34654 | 0.75178 | 0.80725 | 3.3283 | 10% | 11% | 14% | 32% | 33% | 0.29409 | 0.3235 | 0.41173 | 0.94109 | 0.9705 | 2.9409 | 0.29409 | 0.3235 | 0.41173 | 0.94109 | 0.9705 | 2.9409 | 0.031846 | 0.03503 | 0.044584 | 0.10191 | 0.10509 | 0.31846 | 0.0068909 | 0.00758 | 0.0096473 | 0.022051 | 0.02274 | 0.068909 | 0.33283 | 0.36611 | 0.46596 | 1.0651 | 1.0983 | 3.3283 | FALSE | 0% | 0% | 0% | 0% | 0% | 0% | FALSE | 0% | 0% | 0% | 0% | 0% | TRUE | 86.63% | 10.04% | 0% | 0% | 3.334% | 0% | 0% | 0% | N/A | N/A
| 38 | Kemps Creek Secondary Systems Renewal | TRUE | Non-Labour | Communications (short life) | 3.334% | Replacement Expenditure | Digital Infrastructure | Repex | N/A | N/A | DI - Protection systems | DI - Safe and Reliable Network | N/A | No | 0% | Safety security & reliability | Communications (short life) (2018 onwards) | 85.12% | TRUE | FY22 | 2 | 17 | 2 | 4 | 5 | 2 | FALSE | FALSE | TRUE | 0.023008 | 0.020916 | 0.010458 | 0.023008 | 0.024054 | 0.10144 | 0.023008 | 0.020916 | 0.010458 | 0.023008 | 0.024054 | 0.10144 | 0.0022131 | 0.002011 | 0.0012303 | 0.0024009 | 0.0031297 | 0.010985 | 0.0004861 | 0.00044104 | 0.0002651 | 0.00052299 | 0.00066172 | 0.002377 | 0.025707 | 0.023368 | 0.011954 | 0.025932 | 0.027845 | 0.11481 | 10% | 11% | 14% | 32% | 33% | 0.010144 | 0.011159 | 0.014202 | 0.032462 | 0.033477 | 0.10144 | 0.010144 | 0.011159 | 0.014202 | 0.032462 | 0.033477 | 0.10144 | 0.0010985 | 0.0012083 | 0.0015379 | 0.0035152 | 0.003625 | 0.010985 | 0.0002377 | 0.00026147 | 0.00033277 | 0.00076063 | 0.0007844 | 0.002377 | 0.011481 | 0.012629 | 0.016073 | 0.036738 | 0.037886 | 0.11481 | FALSE | 0% | 0% | 0% | 0% | 0% | 0% | FALSE | 0% | 0% | 0% | 0% | 0% | TRUE | 86.63% | 10.04% | 0% | 0% | 3.334% | 0% | 0% | 0% | N/A | N/A
| 39 | Kempsey Secondary Systems Renewal | TRUE | Labour | Secondary Systems | 95.08% | Replacement Expenditure | Digital Infrastructure | Repex | N/A | N/A | DI - Protection systems | DI - Safe and Reliable Network | N/A | No | 0% | Safety security & reliability | Secondary Systems (2018-23) | 19.7% | TRUE | FY22 | 2 | 18 | 1 | 1 | 4 | 1 | FALSE | FALSE | TRUE | 0 | 0 | 0.29161 | 1.1741 | 0.53951 | 2.0052 | 0 | 0 | 0.29353 | 1.1877 | 0.54755 | 2.0287 | 0 | 0 | 0.03453 | 0.12393 | 0.071243 | 0.2297 | 0 | 0 | 0.0074407 | 0.026996 | 0.015063 | 0.0495 | 0 | 0 | 0.3355 | 1.3386 | 0.63386 | 2.3079 | 0% | 0% | 0% | 0% | 100% | 0 | 0 | 0 | 0 | 2.0052 | 2.0052 | 0 | 0 | 0 | 0 | 2.0287 | 2.0287 | 0 | 0 | 0 | 0 | 0.2297 | 0.2297 | 0 | 0 | 0 | 0 | 0.0495 | 0.0495 | 0 | 0 | 0 | 0 | 2.3079 | 2.3079 | FALSE | 0% | 0% | 0% | 0% | 0% | 0% | FALSE | 0% | 0% | 0% | 0% | 0% | TRUE | 54.04% | 29.94% | 11.1% | 0% | 0% | 0% | 4.924% | 0% | N/A | N/A
| 40 | Kempsey Secondary Systems Renewal | TRUE | Labour | Business IT | 4.924% | Replacement Expenditure | Digital Infrastructure | Repex | N/A | N/A | DI - Protection systems | DI - Safe and Reliable Network | N/A | No | 0% | Safety security & reliability | Business IT (2018 onwards) | 19.7% | TRUE | FY22 | 2 | 18 | 1 | 2 | 6 | 1 | FALSE | FALSE | TRUE | 0 | 0 | 0.015102 | 0.060803 | 0.02794 | 0.10384 | 0 | 0 | 0.015201 | 0.061505 | 0.028356 | 0.10506 | 0 | 0 | 0.0017882 | 0.0064181 | 0.0036895 | 0.011896 | 0 | 0 | 0.00038533 | 0.0013981 | 0.00078008 | 0.0025635 | 0 | 0 | 0.017375 | 0.069321 | 0.032826 | 0.11952 | 0% | 0% | 0% | 0% | 100% | 0 | 0 | 0 | 0 | 0.10384 | 0.10384 | 0 | 0 | 0 | 0 | 0.10506 | 0.10506 | 0 | 0 | 0 | 0 | 0.011896 | 0.011896 | 0 | 0 | 0 | 0 | 0.0025635 | 0.0025635 | 0 | 0 | 0 | 0 | 0.11952 | 0.11952 | FALSE | 0% | 0% | 0% | 0% | 0% | 0% | FALSE | 0% | 0% | 0% | 0% | 0% | TRUE | 54.04% | 29.94% | 11.1% | 0% | 0% | 0% | 4.924% | 0% | N/A | N/A
| 41 | Kempsey Secondary Systems Renewal | TRUE | Non-Labour | Secondary Systems | 95.08% | Replacement Expenditure | Digital Infrastructure | Repex | N/A | N/A | DI - Protection systems | DI - Safe and Reliable Network | N/A | No | 0% | Safety security & reliability | Secondary Systems (2018-23) | 80.3% | TRUE | FY22 | 2 | 18 | 2 | 3 | 4 | 2 | FALSE | FALSE | TRUE | 0 | 0 | 1.1885 | 4.7851 | 2.1988 | 8.1724 | 0 | 0 | 1.1885 | 4.7851 | 2.1988 | 8.1724 | 0 | 0 | 0.13981 | 0.49933 | 0.28609 | 0.92523 | 0 | 0 | 0.030127 | 0.10877 | 0.06049 | 0.19939 | 0 | 0 | 1.3584 | 5.3932 | 2.5454 | 9.297 | 0% | 0% | 0% | 0% | 100% | 0 | 0 | 0 | 0 | 8.1724 | 8.1724 | 0 | 0 | 0 | 0 | 8.1724 | 8.1724 | 0 | 0 | 0 | 0 | 0.92523 | 0.92523 | 0 | 0 | 0 | 0 | 0.19939 | 0.19939 | 0 | 0 | 0 | 0 | 9.297 | 9.297 | FALSE | 0% | 0% | 0% | 0% | 0% | 0% | FALSE | 0% | 0% | 0% | 0% | 0% | TRUE | 54.04% | 29.94% | 11.1% | 0% | 0% | 0% | 4.924% | 0% | N/A | N/A
| 42 | Kempsey Secondary Systems Renewal | TRUE | Non-Labour | Business IT | 4.924% | Replacement Expenditure | Digital Infrastructure | Repex | N/A | N/A | DI - Protection systems | DI - Safe and Reliable Network | N/A | No | 0% | Safety security & reliability | Business IT (2018 onwards) | 80.3% | TRUE | FY22 | 2 | 18 | 2 | 4 | 6 | 2 | FALSE | FALSE | TRUE | 0 | 0 | 0.061548 | 0.24781 | 0.11387 | 0.42323 | 0 | 0 | 0.061548 | 0.24781 | 0.11387 | 0.42323 | 0 | 0 | 0.0072403 | 0.025859 | 0.014816 | 0.047915 | 0 | 0 | 0.0015602 | 0.0056329 | 0.0031326 | 0.010326 | 0 | 0 | 0.070349 | 0.2793 | 0.13182 | 0.48147 | 0% | 0% | 0% | 0% | 100% | 0 | 0 | 0 | 0 | 0.42323 | 0.42323 | 0 | 0 | 0 | 0 | 0.42323 | 0.42323 | 0 | 0 | 0 | 0 | 0.047915 | 0.047915 | 0 | 0 | 0 | 0 | 0.010326 | 0.010326 | 0 | 0 | 0 | 0 | 0.48147 | 0.48147 | FALSE | 0% | 0% | 0% | 0% | 0% | 0% | FALSE | 0% | 0% | 0% | 0% | 0% | TRUE | 54.04% | 29.94% | 11.1% | 0% | 0% | 0% | 4.924% | 0% | N/A | N/A
| 43 | Line 1 Refurbishment | FALSE | Labour | Transmission Lines | 100% | Replacement Expenditure | Transmission Lines | Repex | N/A | N/A | TL - Transmission towers | TL - Safe and Reliable Network | N/A | No | 0% | Safety security & reliability | Transmission Lines (2018 onwards) | 0% | TRUE | FY22 | 2 | 19 | 1 | 1 | 1 | 1 | FALSE | FALSE | TRUE | 0 | 0 | 0 | 0 | 0 | 0 | 0 | 0 | 0 | 0 | 0 | 0 | 0 | 0 | 0 | 0 | 0 | 0 | 0 | 0 | 0 | 0 | 0 | 0 | 0 | 0 | 0 | 0 | 0 | 0 | 0% | 0% | 0% | 0% | 0% | 0 | 0 | 0 | 0 | 0 | 0 | 0 | 0 | 0 | 0 | 0 | 0 | 0 | 0 | 0 | 0 | 0 | 0 | 0 | 0 | 0 | 0 | 0 | 0 | 0 | 0 | 0 | 0 | 0 | 0 | TRUE | 0% | 40% | 60% | 0% | 0% | 0% | FALSE | 0% | 0% | 0% | 0% | 0% | FALSE | 0% | 0% | 0% | 0% | 0% | 0% | 0% | 0% | N/A | N/A
| 44 | Line 1 Refurbishment | FALSE | Non-Labour | Transmission Lines | 100% | Replacement Expenditure | Transmission Lines | Repex | N/A | N/A | TL - Transmission towers | TL - Safe and Reliable Network | N/A | No | 0% | Safety security & reliability | Transmission Lines (2018 onwards) | 100% | TRUE | FY22 | 2 | 19 | 2 | 2 | 1 | 2 | FALSE | FALSE | TRUE | 0 | 0 | 0 | 0 | 0 | 0 | 0 | 0 | 0 | 0 | 0 | 0 | 0 | 0 | 0 | 0 | 0 | 0 | 0 | 0 | 0 | 0 | 0 | 0 | 0 | 0 | 0 | 0 | 0 | 0 | 0% | 0% | 0% | 0% | 0% | 0 | 0 | 0 | 0 | 0 | 0 | 0 | 0 | 0 | 0 | 0 | 0 | 0 | 0 | 0 | 0 | 0 | 0 | 0 | 0 | 0 | 0 | 0 | 0 | 0 | 0 | 0 | 0 | 0 | 0 | TRUE | 0% | 40% | 60% | 0% | 0% | 0% | FALSE | 0% | 0% | 0% | 0% | 0% | FALSE | 0% | 0% | 0% | 0% | 0% | 0% | 0% | 0% | N/A | N/A
| 45 | Line 11 - Sydney Sth - Dapto - Twr Repl | TRUE | Labour | Transmission Lines | 100% | Replacement Expenditure | Transmission Lines | Repex | N/A | N/A | TL - Transmission towers | TL - Safe and Reliable Network | N/A | Yes | 0% | Safety security & reliability | Transmission Lines (2018 onwards) | 8.989% | TRUE | FY22 | 2 | 20 | 1 | 1 | 1 | 1 | FALSE | FALSE | TRUE | 0 | 0.055212 | 0.55212 | 4.0857 | 0.82817 | 5.5212 | 0 | 0.05482 | 0.55575 | 4.1328 | 0.84052 | 5.5839 | 0 | 0.0052706 | 0.065377 | 0.43126 | 0.10936 | 0.61127 | 0 | 0.0011559 | 0.014088 | 0.093943 | 0.023123 | 0.13231 | 0 | 0.061246 | 0.63522 | 4.6581 | 0.973 | 6.3275 | 0% | 0% | 0% | 0% | 100% | 0 | 0 | 0 | 0 | 5.5212 | 5.5212 | 0 | 0 | 0 | 0 | 5.5839 | 5.5839 | 0 | 0 | 0 | 0 | 0.61127 | 0.61127 | 0 | 0 | 0 | 0 | 0.13231 | 0.13231 | 0 | 0 | 0 | 0 | 6.3275 | 6.3275 | TRUE | 0% | 56.62% | 1.846% | 41.54% | 0% | 0% | FALSE | 0% | 0% | 0% | 0% | 0% | FALSE | 0% | 0% | 0% | 0% | 0% | 0% | 0% | 0% | N/A | N/A
| 46 | Line 11 - Sydney Sth - Dapto - Twr Repl | TRUE | Non-Labour | Transmission Lines | 100% | Replacement Expenditure | Transmission Lines | Repex | N/A | N/A | TL - Transmission towers | TL - Safe and Reliable Network | N/A | Yes | 0% | Safety security & reliability | Transmission Lines (2018 onwards) | 91.01% | TRUE | FY22 | 2 | 20 | 2 | 2 | 1 | 2 | FALSE | FALSE | TRUE | 0 | 0.55903 | 5.5903 | 41.3682 | 8.3854 | 55.9029 | 0 | 0.55903 | 5.5903 | 41.3682 | 8.3854 | 55.9029 | 0 | 0.053747 | 0.65762 | 4.3168 | 1.091 | 6.1192 | 0 | 0.011788 | 0.14171 | 0.94033 | 0.23068 | 1.3245 | 0 | 0.62456 | 6.3896 | 46.6253 | 9.7072 | 63.3467 | 0% | 0% | 0% | 0% | 100% | 0 | 0 | 0 | 0 | 55.9029 | 55.9029 | 0 | 0 | 0 | 0 | 55.9029 | 55.9029 | 0 | 0 | 0 | 0 | 6.1192 | 6.1192 | 0 | 0 | 0 | 0 | 1.3245 | 1.3245 | 0 | 0 | 0 | 0 | 63.3467 | 63.3467 | TRUE | 0% | 56.62% | 1.846% | 41.54% | 0% | 0% | FALSE | 0% | 0% | 0% | 0% | 0% | FALSE | 0% | 0% | 0% | 0% | 0% | 0% | 0% | 0% | N/A | N/A
| 47 | Line 12 Refurbishment | TRUE | Labour | Transmission Lines | 100% | Replacement Expenditure | Transmission Lines | Repex | N/A | N/A | TL - Transmission towers | TL - Safe and Reliable Network | N/A | Yes | 0% | Safety security & reliability | Transmission Lines (2018 onwards) | 12.64% | TRUE | FY22 | 2 | 21 | 1 | 1 | 1 | 1 | FALSE | FALSE | TRUE | 0.011363 | 0.56024 | 0 | 0 | 0 | 0.5716 | 0.011112 | 0.55626 | 0 | 0 | 0 | 0.56737 | 0.0010688 | 0.053481 | 0 | 0 | 0 | 0.05455 | 0.00023476 | 0.011729 | 0 | 0 | 0 | 0.011964 | 0.012415 | 0.62147 | 0 | 0 | 0 | 0.63388 | 0% | 100% | 0% | 0% | 0% | 0 | 0.5716 | 0 | 0 | 0 | 0.5716 | 0 | 0.56737 | 0 | 0 | 0 | 0.56737 | 0 | 0.05455 | 0 | 0 | 0 | 0.05455 | 0 | 0.011964 | 0 | 0 | 0 | 0.011964 | 0 | 0.63388 | 0 | 0 | 0 | 0.63388 | TRUE | 0% | 25.39% | 21.53% | 53.08% | 0% | 0% | FALSE | 0% | 0% | 0% | 0% | 0% | FALSE | 0% | 0% | 0% | 0% | 0% | 0% | 0% | 0% | N/A | N/A
| 48 | Line 12 Refurbishment | TRUE | Non-Labour | Transmission Lines | 100% | Replacement Expenditure | Transmission Lines | Repex | N/A | N/A | TL - Transmission towers | TL - Safe and Reliable Network | N/A | Yes | 0% | Safety security & reliability | Transmission Lines (2018 onwards) | 87.36% | TRUE | FY22 | 2 | 21 | 2 | 2 | 1 | 2 | FALSE | FALSE | TRUE | 0.078554 | 3.8731 | 0 | 0 | 0 | 3.9516 | 0.078554 | 3.8731 | 0 | 0 | 0 | 3.9516 | 0.0075561 | 0.37237 | 0 | 0 | 0 | 0.37993 | 0.0016596 | 0.081668 | 0 | 0 | 0 | 0.083327 | 0.08777 | 4.3271 | 0 | 0 | 0 | 4.4149 | 0% | 100% | 0% | 0% | 0% | 0 | 3.9516 | 0 | 0 | 0 | 3.9516 | 0 | 3.9516 | 0 | 0 | 0 | 3.9516 | 0 | 0.37993 | 0 | 0 | 0 | 0.37993 | 0 | 0.083327 | 0 | 0 | 0 | 0.083327 | 0 | 4.4149 | 0 | 0 | 0 | 4.4149 | TRUE | 0% | 25.39% | 21.53% | 53.08% | 0% | 0% | FALSE | 0% | 0% | 0% | 0% | 0% | FALSE | 0% | 0% | 0% | 0% | 0% | 0% | 0% | 0% | N/A | N/A
| 49 | Line 12/76 Refurbishment | TRUE | Labour | Transmission Lines | 100% | Replacement Expenditure | Transmission Lines | Repex | N/A | N/A | TL - Transmission towers | TL - Safe and Reliable Network | N/A | No | 0% | Safety security & reliability | Transmission Lines (2018 onwards) | 13.32% | TRUE | FY22 | 2 | 22 | 1 | 1 | 1 | 1 | FALSE | FALSE | TRUE | 0.6848 | 0.036333 | 0 | 0 | 0 | 0.72113 | 0.66966 | 0.036075 | 0 | 0 | 0 | 0.70573 | 0.064414 | 0.0034684 | 0 | 0 | 0 | 0.067882 | 0.014148 | 0.00076068 | 0 | 0 | 0 | 0.014909 | 0.74822 | 0.040304 | 0 | 0 | 0 | 0.78852 | 0% | 100% | 0% | 0% | 0% | 0 | 0.72113 | 0 | 0 | 0 | 0.72113 | 0 | 0.70573 | 0 | 0 | 0 | 0.70573 | 0 | 0.067882 | 0 | 0 | 0 | 0.067882 | 0 | 0.014909 | 0 | 0 | 0 | 0.014909 | 0 | 0.78852 | 0 | 0 | 0 | 0.78852 | TRUE | 0% | 5.541% | 50.52% | 43.94% | 0% | 0% | FALSE | 0% | 0% | 0% | 0% | 0% | FALSE | 0% | 0% | 0% | 0% | 0% | 0% | 0% | 0% | N/A | N/A
| 50 | Line 12/76 Refurbishment | TRUE | Non-Labour | Transmission Lines | 100% | Replacement Expenditure | Transmission Lines | Repex | N/A | N/A | TL - Transmission towers | TL - Safe and Reliable Network | N/A | No | 0% | Safety security & reliability | Transmission Lines (2018 onwards) | 86.68% | TRUE | FY22 | 2 | 22 | 2 | 2 | 1 | 2 | FALSE | FALSE | TRUE | 4.455 | 0.23637 | 0 | 0 | 0 | 4.6913 | 4.455 | 0.23637 | 0 | 0 | 0 | 4.6913 | 0.42852 | 0.022725 | 0 | 0 | 0 | 0.45124 | 0.094121 | 0.004984 | 0 | 0 | 0 | 0.099105 | 4.9776 | 0.26407 | 0 | 0 | 0 | 5.2417 | 0% | 100% | 0% | 0% | 0% | 0 | 4.6913 | 0 | 0 | 0 | 4.6913 | 0 | 4.6913 | 0 | 0 | 0 | 4.6913 | 0 | 0.45124 | 0 | 0 | 0 | 0.45124 | 0 | 0.099105 | 0 | 0 | 0 | 0.099105 | 0 | 5.2417 | 0 | 0 | 0 | 5.2417 | TRUE | 0% | 5.541% | 50.52% | 43.94% | 0% | 0% | FALSE | 0% | 0% | 0% | 0% | 0% | FALSE | 0% | 0% | 0% | 0% | 0% | 0% | 0% | 0% | N/A | N/A
| 51 | Line 13 kemps creek sydney south refurb | TRUE | Labour | Transmission Lines | 100% | Replacement Expenditure | Transmission Lines | Repex | N/A | N/A | TL - Transmission towers | TL - Safe and Reliable Network | N/A | Yes | 0% | Safety security & reliability | Transmission Lines (2018 onwards) | 13.04% | TRUE | FY22 | 2 | 23 | 1 | 1 | 1 | 1 | FALSE | FALSE | TRUE | 0.38115 | 0 | 0 | 0 | 0 | 0.38115 | 0.37272 | 0 | 0 | 0 | 0 | 0.37272 | 0.035851 | 0 | 0 | 0 | 0 | 0.035851 | 0.0078746 | 0 | 0 | 0 | 0 | 0.0078746 | 0.41645 | 0 | 0 | 0 | 0 | 0.41645 | 100% | 0% | 0% | 0% | 0% | 0.38115 | 0 | 0 | 0 | 0 | 0.38115 | 0.37272 | 0 | 0 | 0 | 0 | 0.37272 | 0.035851 | 0 | 0 | 0 | 0 | 0.035851 | 0.0078746 | 0 | 0 | 0 | 0 | 0.0078746 | 0.41645 | 0 | 0 | 0 | 0 | 0.41645 | TRUE | 0% | 38.82% | 32.91% | 28.27% | 0% | 0% | FALSE | 0% | 0% | 0% | 0% | 0% | FALSE | 0% | 0% | 0% | 0% | 0% | 0% | 0% | 0% | N/A | N/A
| 52 | Line 13 kemps creek sydney south refurb | TRUE | Non-Labour | Transmission Lines | 100% | Replacement Expenditure | Transmission Lines | Repex | N/A | N/A | TL - Transmission towers | TL - Safe and Reliable Network | N/A | Yes | 0% | Safety security & reliability | Transmission Lines (2018 onwards) | 86.96% | TRUE | FY22 | 2 | 23 | 2 | 2 | 1 | 2 | FALSE | FALSE | TRUE | 2.5407 | 0 | 0 | 0 | 0 | 2.5407 | 2.5407 | 0 | 0 | 0 | 0 | 2.5407 | 0.24438 | 0 | 0 | 0 | 0 | 0.24438 | 0.053677 | 0 | 0 | 0 | 0 | 0.053677 | 2.8387 | 0 | 0 | 0 | 0 | 2.8387 | 100% | 0% | 0% | 0% | 0% | 2.5407 | 0 | 0 | 0 | 0 | 2.5407 | 2.5407 | 0 | 0 | 0 | 0 | 2.5407 | 0.24438 | 0 | 0 | 0 | 0 | 0.24438 | 0.053677 | 0 | 0 | 0 | 0 | 0.053677 | 2.8387 | 0 | 0 | 0 | 0 | 2.8387 | TRUE | 0% | 38.82% | 32.91% | 28.27% | 0% | 0% | FALSE | 0% | 0% | 0% | 0% | 0% | FALSE | 0% | 0% | 0% | 0% | 0% | 0% | 0% | 0% | N/A | N/A
| 53 | Line 13/78 Refurbishment | TRUE | Labour | Transmission Lines | 100% | Replacement Expenditure | Transmission Lines | Repex | N/A | N/A | TL - Transmission towers | TL - Safe and Reliable Network | N/A | No | 0% | Safety security & reliability | Transmission Lines (2018 onwards) | 13.49% | TRUE | FY22 | 2 | 24 | 1 | 1 | 1 | 1 | FALSE | FALSE | TRUE | 0.58492 | 0 | 0 | 0 | 0 | 0.58492 | 0.57199 | 0 | 0 | 0 | 0 | 0.57199 | 0.055019 | 0 | 0 | 0 | 0 | 0.055019 | 0.012085 | 0 | 0 | 0 | 0 | 0.012085 | 0.63909 | 0 | 0 | 0 | 0 | 0.63909 | 100% | 0% | 0% | 0% | 0% | 0.58492 | 0 | 0 | 0 | 0 | 0.58492 | 0.57199 | 0 | 0 | 0 | 0 | 0.57199 | 0.055019 | 0 | 0 | 0 | 0 | 0.055019 | 0.012085 | 0 | 0 | 0 | 0 | 0.012085 | 0.63909 | 0 | 0 | 0 | 0 | 0.63909 | TRUE | 0% | 6.448% | 53.66% | 39.89% | 0% | 0% | FALSE | 0% | 0% | 0% | 0% | 0% | FALSE | 0% | 0% | 0% | 0% | 0% | 0% | 0% | 0% | N/A | N/A
| 54 | Line 13/78 Refurbishment | TRUE | Non-Labour | Transmission Lines | 100% | Replacement Expenditure | Transmission Lines | Repex | N/A | N/A | TL - Transmission towers | TL - Safe and Reliable Network | N/A | No | 0% | Safety security & reliability | Transmission Lines (2018 onwards) | 86.51% | TRUE | FY22 | 2 | 24 | 2 | 2 | 1 | 2 | FALSE | FALSE | TRUE | 3.7519 | 0 | 0 | 0 | 0 | 3.7519 | 3.7519 | 0 | 0 | 0 | 0 | 3.7519 | 0.36089 | 0 | 0 | 0 | 0 | 0.36089 | 0.079267 | 0 | 0 | 0 | 0 | 0.079267 | 4.192 | 0 | 0 | 0 | 0 | 4.192 | 100% | 0% | 0% | 0% | 0% | 3.7519 | 0 | 0 | 0 | 0 | 3.7519 | 3.7519 | 0 | 0 | 0 | 0 | 3.7519 | 0.36089 | 0 | 0 | 0 | 0 | 0.36089 | 0.079267 | 0 | 0 | 0 | 0 | 0.079267 | 4.192 | 0 | 0 | 0 | 0 | 4.192 | TRUE | 0% | 6.448% | 53.66% | 39.89% | 0% | 0% | FALSE | 0% | 0% | 0% | 0% | 0% | FALSE | 0% | 0% | 0% | 0% | 0% | 0% | 0% | 0% | N/A | N/A
| 55 | Line 16 Marulan Avon refurb | TRUE | Labour | Transmission Lines | 100% | Replacement Expenditure | Transmission Lines | Repex | N/A | N/A | TL - Transmission towers | TL - Safe and Reliable Network | N/A | Yes | 0% | Safety security & reliability | Transmission Lines (2018 onwards) | 13.38% | TRUE | FY22 | 2 | 25 | 1 | 1 | 1 | 1 | FALSE | FALSE | TRUE | 0.081833 | 1.0598 | 0 | 0 | 0 | 1.1417 | 0.080024 | 1.0523 | 0 | 0 | 0 | 1.1323 | 0.0076974 | 0.10117 | 0 | 0 | 0 | 0.10887 | 0.0016907 | 0.022189 | 0 | 0 | 0 | 0.02388 | 0.089412 | 1.1757 | 0 | 0 | 0 | 1.2651 | 0% | 100% | 0% | 0% | 0% | 0 | 1.1417 | 0 | 0 | 0 | 1.1417 | 0 | 1.1323 | 0 | 0 | 0 | 1.1323 | 0 | 0.10887 | 0 | 0 | 0 | 0.10887 | 0 | 0.02388 | 0 | 0 | 0 | 0.02388 | 0 | 1.2651 | 0 | 0 | 0 | 1.2651 | TRUE | 0% | 21.51% | 47.1% | 31.39% | 0% | 0% | FALSE | 0% | 0% | 0% | 0% | 0% | FALSE | 0% | 0% | 0% | 0% | 0% | 0% | 0% | 0% | N/A | N/A
| 56 | Line 16 Marulan Avon refurb | TRUE | Non-Labour | Transmission Lines | 100% | Replacement Expenditure | Transmission Lines | Repex | N/A | N/A | TL - Transmission towers | TL - Safe and Reliable Network | N/A | Yes | 0% | Safety security & reliability | Transmission Lines (2018 onwards) | 86.62% | TRUE | FY22 | 2 | 25 | 2 | 2 | 1 | 2 | FALSE | FALSE | TRUE | 0.52999 | 6.864 | 0 | 0 | 0 | 7.394 | 0.52999 | 6.864 | 0 | 0 | 0 | 7.394 | 0.05098 | 0.65993 | 0 | 0 | 0 | 0.71091 | 0.011197 | 0.14473 | 0 | 0 | 0 | 0.15593 | 0.59217 | 7.6686 | 0 | 0 | 0 | 8.2608 | 0% | 100% | 0% | 0% | 0% | 0 | 7.394 | 0 | 0 | 0 | 7.394 | 0 | 7.394 | 0 | 0 | 0 | 7.394 | 0 | 0.71091 | 0 | 0 | 0 | 0.71091 | 0 | 0.15593 | 0 | 0 | 0 | 0.15593 | 0 | 8.2608 | 0 | 0 | 0 | 8.2608 | TRUE | 0% | 21.51% | 47.1% | 31.39% | 0% | 0% | FALSE | 0% | 0% | 0% | 0% | 0% | FALSE | 0% | 0% | 0% | 0% | 0% | 0% | 0% | 0% | N/A | N/A
| 57 | Line 24/90 Refurbishment | TRUE | Labour | Transmission Lines | 100% | Replacement Expenditure | Transmission Lines | Repex | N/A | N/A | TL - Transmission towers | TL - Safe and Reliable Network | N/A | No | 0% | Safety security & reliability | Transmission Lines (2018 onwards) | 25.3% | TRUE | FY22 | 2 | 26 | 1 | 1 | 1 | 1 | FALSE | FALSE | TRUE | 0.25195 | 0 | 0 | 0 | 0 | 0.25195 | 0.24638 | 0 | 0 | 0 | 0 | 0.24638 | 0.023699 | 0 | 0 | 0 | 0 | 0.023699 | 0.0052053 | 0 | 0 | 0 | 0 | 0.0052053 | 0.27528 | 0 | 0 | 0 | 0 | 0.27528 | 100% | 0% | 0% | 0% | 0% | 0.25195 | 0 | 0 | 0 | 0 | 0.25195 | 0.24638 | 0 | 0 | 0 | 0 | 0.24638 | 0.023699 | 0 | 0 | 0 | 0 | 0.023699 | 0.0052053 | 0 | 0 | 0 | 0 | 0.0052053 | 0.27528 | 0 | 0 | 0 | 0 | 0.27528 | TRUE | 0% | 8.479% | 80.57% | 10.95% | 0% | 0% | FALSE | 0% | 0% | 0% | 0% | 0% | FALSE | 0% | 0% | 0% | 0% | 0% | 0% | 0% | 0% | N/A | N/A
| 58 | Line 24/90 Refurbishment | TRUE | Non-Labour | Transmission Lines | 100% | Replacement Expenditure | Transmission Lines | Repex | N/A | N/A | TL - Transmission towers | TL - Safe and Reliable Network | N/A | No | 0% | Safety security & reliability | Transmission Lines (2018 onwards) | 74.7% | TRUE | FY22 | 2 | 26 | 2 | 2 | 1 | 2 | FALSE | FALSE | TRUE | 0.744 | 0 | 0 | 0 | 0 | 0.744 | 0.744 | 0 | 0 | 0 | 0 | 0.744 | 0.071565 | 0 | 0 | 0 | 0 | 0.071565 | 0.015719 | 0 | 0 | 0 | 0 | 0.015719 | 0.83129 | 0 | 0 | 0 | 0 | 0.83129 | 100% | 0% | 0% | 0% | 0% | 0.744 | 0 | 0 | 0 | 0 | 0.744 | 0.744 | 0 | 0 | 0 | 0 | 0.744 | 0.071565 | 0 | 0 | 0 | 0 | 0.071565 | 0.015719 | 0 | 0 | 0 | 0 | 0.015719 | 0.83129 | 0 | 0 | 0 | 0 | 0.83129 | TRUE | 0% | 8.479% | 80.57% | 10.95% | 0% | 0% | FALSE | 0% | 0% | 0% | 0% | 0% | FALSE | 0% | 0% | 0% | 0% | 0% | 0% | 0% | 0% | N/A | N/A
| 59 | Line 25/92 Refurbishment | TRUE | Labour | Transmission Lines | 100% | Replacement Expenditure | Transmission Lines | Repex | N/A | N/A | TL - Transmission towers | TL - Safe and Reliable Network | N/A | No | 0% | Safety security & reliability | Transmission Lines (2018 onwards) | 12.56% | TRUE | FY22 | 2 | 27 | 1 | 1 | 1 | 1 | FALSE | FALSE | TRUE | 0 | 0 | 0.0083562 | 0.44041 | 0.021742 | 0.47051 | 0 | 0 | 0.0084112 | 0.4455 | 0.022066 | 0.47597 | 0 | 0 | 0.00098947 | 0.046488 | 0.0028711 | 0.050348 | 0 | 0 | 0.00021322 | 0.010126 | 0.00060704 | 0.010947 | 0 | 0 | 0.0096139 | 0.50211 | 0.025544 | 0.53727 | 0% | 0% | 0% | 0% | 100% | 0 | 0 | 0 | 0 | 0.47051 | 0.47051 | 0 | 0 | 0 | 0 | 0.47597 | 0.47597 | 0 | 0 | 0 | 0 | 0.050348 | 0.050348 | 0 | 0 | 0 | 0 | 0.010947 | 0.010947 | 0 | 0 | 0 | 0 | 0.53727 | 0.53727 | TRUE | 0% | 38.04% | 55.6% | 6.352% | 0% | 0% | FALSE | 0% | 0% | 0% | 0% | 0% | FALSE | 0% | 0% | 0% | 0% | 0% | 0% | 0% | 0% | N/A | N/A
| 60 | Line 25/92 Refurbishment | TRUE | Non-Labour | Transmission Lines | 100% | Replacement Expenditure | Transmission Lines | Repex | N/A | N/A | TL - Transmission towers | TL - Safe and Reliable Network | N/A | No | 0% | Safety security & reliability | Transmission Lines (2018 onwards) | 87.44% | TRUE | FY22 | 2 | 27 | 2 | 2 | 1 | 2 | FALSE | FALSE | TRUE | 0 | 0 | 0.058173 | 3.066 | 0.15136 | 3.2755 | 0 | 0 | 0.058173 | 3.066 | 0.15136 | 3.2755 | 0 | 0 | 0.0068433 | 0.31994 | 0.019694 | 0.34647 | 0 | 0 | 0.0014746 | 0.069692 | 0.004164 | 0.075331 | 0 | 0 | 0.066491 | 3.4556 | 0.17522 | 3.6973 | 0% | 0% | 0% | 0% | 100% | 0 | 0 | 0 | 0 | 3.2755 | 3.2755 | 0 | 0 | 0 | 0 | 3.2755 | 3.2755 | 0 | 0 | 0 | 0 | 0.34647 | 0.34647 | 0 | 0 | 0 | 0 | 0.075331 | 0.075331 | 0 | 0 | 0 | 0 | 3.6973 | 3.6973 | TRUE | 0% | 38.04% | 55.6% | 6.352% | 0% | 0% | FALSE | 0% | 0% | 0% | 0% | 0% | FALSE | 0% | 0% | 0% | 0% | 0% | 0% | 0% | 0% | N/A | N/A
| 61 | Line 25/93 Refubishment | FALSE | Labour | Transmission Lines | 100% | Replacement Expenditure | Transmission Lines | Repex | N/A | N/A | TL - Transmission towers | TL - Safe and Reliable Network | N/A | No | 0% | Safety security & reliability | Transmission Lines (2018 onwards) | 0% | TRUE | FY22 | 2 | 28 | 1 | 1 | 1 | 1 | FALSE | FALSE | TRUE | 0 | 0 | 0 | 0 | 0 | 0 | 0 | 0 | 0 | 0 | 0 | 0 | 0 | 0 | 0 | 0 | 0 | 0 | 0 | 0 | 0 | 0 | 0 | 0 | 0 | 0 | 0 | 0 | 0 | 0 | 0% | 0% | 0% | 0% | 0% | 0 | 0 | 0 | 0 | 0 | 0 | 0 | 0 | 0 | 0 | 0 | 0 | 0 | 0 | 0 | 0 | 0 | 0 | 0 | 0 | 0 | 0 | 0 | 0 | 0 | 0 | 0 | 0 | 0 | 0 | TRUE | 0% | 0% | 100% | 0% | 0% | 0% | FALSE | 0% | 0% | 0% | 0% | 0% | FALSE | 0% | 0% | 0% | 0% | 0% | 0% | 0% | 0% | N/A | N/A
| 62 | Line 25/93 Refubishment | FALSE | Non-Labour | Transmission Lines | 100% | Replacement Expenditure | Transmission Lines | Repex | N/A | N/A | TL - Transmission towers | TL - Safe and Reliable Network | N/A | No | 0% | Safety security & reliability | Transmission Lines (2018 onwards) | 100% | TRUE | FY22 | 2 | 28 | 2 | 2 | 1 | 2 | FALSE | FALSE | TRUE | 0 | 0 | 0 | 0 | 0 | 0 | 0 | 0 | 0 | 0 | 0 | 0 | 0 | 0 | 0 | 0 | 0 | 0 | 0 | 0 | 0 | 0 | 0 | 0 | 0 | 0 | 0 | 0 | 0 | 0 | 0% | 0% | 0% | 0% | 0% | 0 | 0 | 0 | 0 | 0 | 0 | 0 | 0 | 0 | 0 | 0 | 0 | 0 | 0 | 0 | 0 | 0 | 0 | 0 | 0 | 0 | 0 | 0 | 0 | 0 | 0 | 0 | 0 | 0 | 0 | TRUE | 0% | 0% | 100% | 0% | 0% | 0% | FALSE | 0% | 0% | 0% | 0% | 0% | FALSE | 0% | 0% | 0% | 0% | 0% | 0% | 0% | 0% | N/A | N/A
| 63 | Line 29/26 Refurbishment | TRUE | Labour | Transmission Lines | 100% | Replacement Expenditure | Transmission Lines | Repex | N/A | N/A | TL - Transmission towers | TL - Safe and Reliable Network | N/A | No | 0% | Safety security & reliability | Transmission Lines (2018 onwards) | 12.96% | TRUE | FY22 | 2 | 29 | 1 | 1 | 1 | 1 | FALSE | FALSE | TRUE | 0 | 0 | 0 | 0.012187 | 0.60086 | 0.61305 | 0 | 0 | 0 | 0.012328 | 0.60982 | 0.62214 | 0 | 0 | 0 | 0.0012864 | 0.079344 | 0.080631 | 0 | 0 | 0 | 0.00028021 | 0.016776 | 0.017056 | 0 | 0 | 0 | 0.013894 | 0.70594 | 0.71983 | 0% | 0% | 0% | 0% | 100% | 0 | 0 | 0 | 0 | 0.61305 | 0.61305 | 0 | 0 | 0 | 0 | 0.62214 | 0.62214 | 0 | 0 | 0 | 0 | 0.080631 | 0.080631 | 0 | 0 | 0 | 0 | 0.017056 | 0.017056 | 0 | 0 | 0 | 0 | 0.71983 | 0.71983 | TRUE | 0% | 36.14% | 43.25% | 20.61% | 0% | 0% | FALSE | 0% | 0% | 0% | 0% | 0% | FALSE | 0% | 0% | 0% | 0% | 0% | 0% | 0% | 0% | N/A | N/A
| 64 | Line 29/26 Refurbishment | TRUE | Non-Labour | Transmission Lines | 100% | Replacement Expenditure | Transmission Lines | Repex | N/A | N/A | TL - Transmission towers | TL - Safe and Reliable Network | N/A | No | 0% | Safety security & reliability | Transmission Lines (2018 onwards) | 87.04% | TRUE | FY22 | 2 | 29 | 2 | 2 | 1 | 2 | FALSE | FALSE | TRUE | 0 | 0 | 0 | 0.081822 | 4.0342 | 4.116 | 0 | 0 | 0 | 0.081822 | 4.0342 | 4.116 | 0 | 0 | 0 | 0.0085381 | 0.52489 | 0.53343 | 0 | 0 | 0 | 0.0018599 | 0.11098 | 0.11284 | 0 | 0 | 0 | 0.09222 | 4.6701 | 4.7623 | 0% | 0% | 0% | 0% | 100% | 0 | 0 | 0 | 0 | 4.116 | 4.116 | 0 | 0 | 0 | 0 | 4.116 | 4.116 | 0 | 0 | 0 | 0 | 0.53343 | 0.53343 | 0 | 0 | 0 | 0 | 0.11284 | 0.11284 | 0 | 0 | 0 | 0 | 4.7623 | 4.7623 | TRUE | 0% | 36.14% | 43.25% | 20.61% | 0% | 0% | FALSE | 0% | 0% | 0% | 0% | 0% | FALSE | 0% | 0% | 0% | 0% | 0% | 0% | 0% | 0% | N/A | N/A
| 65 | Line 76/77 Refurbishment | FALSE | Labour | Transmission Lines | 100% | Replacement Expenditure | Transmission Lines | Repex | N/A | N/A | TL - Transmission towers | TL - Safe and Reliable Network | N/A | No | 0% | Safety security & reliability | Transmission Lines (2018 onwards) | 0% | TRUE | FY22 | 2 | 30 | 1 | 1 | 1 | 1 | FALSE | FALSE | TRUE | 0 | 0 | 0 | 0 | 0 | 0 | 0 | 0 | 0 | 0 | 0 | 0 | 0 | 0 | 0 | 0 | 0 | 0 | 0 | 0 | 0 | 0 | 0 | 0 | 0 | 0 | 0 | 0 | 0 | 0 | 0% | 0% | 0% | 0% | 0% | 0 | 0 | 0 | 0 | 0 | 0 | 0 | 0 | 0 | 0 | 0 | 0 | 0 | 0 | 0 | 0 | 0 | 0 | 0 | 0 | 0 | 0 | 0 | 0 | 0 | 0 | 0 | 0 | 0 | 0 | TRUE | 0% | 40% | 60% | 0% | 0% | 0% | FALSE | 0% | 0% | 0% | 0% | 0% | FALSE | 0% | 0% | 0% | 0% | 0% | 0% | 0% | 0% | N/A | N/A
| 66 | Line 76/77 Refurbishment | FALSE | Non-Labour | Transmission Lines | 100% | Replacement Expenditure | Transmission Lines | Repex | N/A | N/A | TL - Transmission towers | TL - Safe and Reliable Network | N/A | No | 0% | Safety security & reliability | Transmission Lines (2018 onwards) | 100% | TRUE | FY22 | 2 | 30 | 2 | 2 | 1 | 2 | FALSE | FALSE | TRUE | 0 | 0 | 0 | 0 | 0 | 0 | 0 | 0 | 0 | 0 | 0 | 0 | 0 | 0 | 0 | 0 | 0 | 0 | 0 | 0 | 0 | 0 | 0 | 0 | 0 | 0 | 0 | 0 | 0 | 0 | 0% | 0% | 0% | 0% | 0% | 0 | 0 | 0 | 0 | 0 | 0 | 0 | 0 | 0 | 0 | 0 | 0 | 0 | 0 | 0 | 0 | 0 | 0 | 0 | 0 | 0 | 0 | 0 | 0 | 0 | 0 | 0 | 0 | 0 | 0 | TRUE | 0% | 40% | 60% | 0% | 0% | 0% | FALSE | 0% | 0% | 0% | 0% | 0% | FALSE | 0% | 0% | 0% | 0% | 0% | 0% | 0% | 0% | N/A | N/A
| 67 | Line 76/78 Refurbishment | TRUE | Labour | Transmission Lines | 100% | Replacement Expenditure | Transmission Lines | Repex | N/A | N/A | TL - Transmission towers | TL - Safe and Reliable Network | N/A | No | 0% | Safety security & reliability | Transmission Lines (2018 onwards) | 12.63% | TRUE | FY22 | 2 | 31 | 1 | 1 | 1 | 1 | FALSE | FALSE | TRUE | 0.44369 | 0 | 0 | 0 | 0 | 0.44369 | 0.43388 | 0 | 0 | 0 | 0 | 0.43388 | 0.041734 | 0 | 0 | 0 | 0 | 0.041734 | 0.0091667 | 0 | 0 | 0 | 0 | 0.0091667 | 0.48478 | 0 | 0 | 0 | 0 | 0.48478 | 100% | 0% | 0% | 0% | 0% | 0.44369 | 0 | 0 | 0 | 0 | 0.44369 | 0.43388 | 0 | 0 | 0 | 0 | 0.43388 | 0.041734 | 0 | 0 | 0 | 0 | 0.041734 | 0.0091667 | 0 | 0 | 0 | 0 | 0.0091667 | 0.48478 | 0 | 0 | 0 | 0 | 0.48478 | TRUE | 0% | 9.25% | 75.22% | 15.53% | 0% | 0% | FALSE | 0% | 0% | 0% | 0% | 0% | FALSE | 0% | 0% | 0% | 0% | 0% | 0% | 0% | 0% | N/A | N/A
| 68 | Line 76/78 Refurbishment | TRUE | Non-Labour | Transmission Lines | 100% | Replacement Expenditure | Transmission Lines | Repex | N/A | N/A | TL - Transmission towers | TL - Safe and Reliable Network | N/A | No | 0% | Safety security & reliability | Transmission Lines (2018 onwards) | 87.37% | TRUE | FY22 | 2 | 31 | 2 | 2 | 1 | 2 | FALSE | FALSE | TRUE | 3.0701 | 0 | 0 | 0 | 0 | 3.0701 | 3.0701 | 0 | 0 | 0 | 0 | 3.0701 | 0.29531 | 0 | 0 | 0 | 0 | 0.29531 | 0.064863 | 0 | 0 | 0 | 0 | 0.064863 | 3.4303 | 0 | 0 | 0 | 0 | 3.4303 | 100% | 0% | 0% | 0% | 0% | 3.0701 | 0 | 0 | 0 | 0 | 3.0701 | 3.0701 | 0 | 0 | 0 | 0 | 3.0701 | 0.29531 | 0 | 0 | 0 | 0 | 0.29531 | 0.064863 | 0 | 0 | 0 | 0 | 0.064863 | 3.4303 | 0 | 0 | 0 | 0 | 3.4303 | TRUE | 0% | 9.25% | 75.22% | 15.53% | 0% | 0% | FALSE | 0% | 0% | 0% | 0% | 0% | FALSE | 0% | 0% | 0% | 0% | 0% | 0% | 0% | 0% | N/A | N/A
| 69 | Line 82 Refurbishment | FALSE | Labour | Transmission Lines | 100% | Replacement Expenditure | Transmission Lines | Repex | N/A | N/A | TL - Transmission towers | TL - Safe and Reliable Network | N/A | No | 0% | Safety security & reliability | Transmission Lines (2018 onwards) | 0% | TRUE | FY22 | 2 | 32 | 1 | 1 | 1 | 1 | FALSE | FALSE | TRUE | 0 | 0 | 0 | 0 | 0 | 0 | 0 | 0 | 0 | 0 | 0 | 0 | 0 | 0 | 0 | 0 | 0 | 0 | 0 | 0 | 0 | 0 | 0 | 0 | 0 | 0 | 0 | 0 | 0 | 0 | 0% | 0% | 0% | 0% | 0% | 0 | 0 | 0 | 0 | 0 | 0 | 0 | 0 | 0 | 0 | 0 | 0 | 0 | 0 | 0 | 0 | 0 | 0 | 0 | 0 | 0 | 0 | 0 | 0 | 0 | 0 | 0 | 0 | 0 | 0 | TRUE | 0% | 0% | 100% | 0% | 0% | 0% | FALSE | 0% | 0% | 0% | 0% | 0% | FALSE | 0% | 0% | 0% | 0% | 0% | 0% | 0% | 0% | N/A | N/A
| 70 | Line 82 Refurbishment | FALSE | Non-Labour | Transmission Lines | 100% | Replacement Expenditure | Transmission Lines | Repex | N/A | N/A | TL - Transmission towers | TL - Safe and Reliable Network | N/A | No | 0% | Safety security & reliability | Transmission Lines (2018 onwards) | 100% | TRUE | FY22 | 2 | 32 | 2 | 2 | 1 | 2 | FALSE | FALSE | TRUE | 0 | 0 | 0 | 0 | 0 | 0 | 0 | 0 | 0 | 0 | 0 | 0 | 0 | 0 | 0 | 0 | 0 | 0 | 0 | 0 | 0 | 0 | 0 | 0 | 0 | 0 | 0 | 0 | 0 | 0 | 0% | 0% | 0% | 0% | 0% | 0 | 0 | 0 | 0 | 0 | 0 | 0 | 0 | 0 | 0 | 0 | 0 | 0 | 0 | 0 | 0 | 0 | 0 | 0 | 0 | 0 | 0 | 0 | 0 | 0 | 0 | 0 | 0 | 0 | 0 | TRUE | 0% | 0% | 100% | 0% | 0% | 0% | FALSE | 0% | 0% | 0% | 0% | 0% | FALSE | 0% | 0% | 0% | 0% | 0% | 0% | 0% | 0% | N/A | N/A
| 71 | Line 82/95 Refurbishment | TRUE | Labour | Transmission Lines | 100% | Replacement Expenditure | Transmission Lines | Repex | N/A | N/A | TL - Transmission towers | TL - Safe and Reliable Network | N/A | No | 0% | Safety security & reliability | Transmission Lines (2018 onwards) | 12.67% | TRUE | FY22 | 2 | 33 | 1 | 1 | 1 | 1 | FALSE | FALSE | TRUE | 0 | 0.010008 | 0.52746 | 0.02604 | 0 | 0.56351 | 0 | 0.0099369 | 0.53094 | 0.026341 | 0 | 0.56721 | 0 | 0.00095537 | 0.062457 | 0.0027486 | 0 | 0.066161 | 0 | 0.00020953 | 0.013459 | 0.00059874 | 0 | 0.014267 | 0 | 0.011102 | 0.60685 | 0.029688 | 0 | 0.64764 | 0% | 0% | 0% | 100% | 0% | 0 | 0 | 0 | 0.56351 | 0 | 0.56351 | 0 | 0 | 0 | 0.56721 | 0 | 0.56721 | 0 | 0 | 0 | 0.066161 | 0 | 0.066161 | 0 | 0 | 0 | 0.014267 | 0 | 0.014267 | 0 | 0 | 0 | 0.64764 | 0 | 0.64764 | TRUE | 0% | 27.33% | 57.53% | 15.15% | 0% | 0% | FALSE | 0% | 0% | 0% | 0% | 0% | FALSE | 0% | 0% | 0% | 0% | 0% | 0% | 0% | 0% | N/A | N/A
| 72 | Line 82/95 Refurbishment | TRUE | Non-Labour | Transmission Lines | 100% | Replacement Expenditure | Transmission Lines | Repex | N/A | N/A | TL - Transmission towers | TL - Safe and Reliable Network | N/A | No | 0% | Safety security & reliability | Transmission Lines (2018 onwards) | 87.33% | TRUE | FY22 | 2 | 33 | 2 | 2 | 1 | 2 | FALSE | FALSE | TRUE | 0 | 0.068968 | 3.6349 | 0.17945 | 0 | 3.8833 | 0 | 0.068968 | 3.6349 | 0.17945 | 0 | 3.8833 | 0 | 0.0066308 | 0.4276 | 0.018725 | 0 | 0.45295 | 0 | 0.0014543 | 0.092141 | 0.004079 | 0 | 0.097674 | 0 | 0.077053 | 4.1546 | 0.20225 | 0 | 4.4339 | 0% | 0% | 0% | 100% | 0% | 0 | 0 | 0 | 3.8833 | 0 | 3.8833 | 0 | 0 | 0 | 3.8833 | 0 | 3.8833 | 0 | 0 | 0 | 0.45295 | 0 | 0.45295 | 0 | 0 | 0 | 0.097674 | 0 | 0.097674 | 0 | 0 | 0 | 4.4339 | 0 | 4.4339 | TRUE | 0% | 27.33% | 57.53% | 15.15% | 0% | 0% | FALSE | 0% | 0% | 0% | 0% | 0% | FALSE | 0% | 0% | 0% | 0% | 0% | 0% | 0% | 0% | N/A | N/A
| 73 | Line 8C/8E Refurbishment | TRUE | Labour | Transmission Lines | 100% | Replacement Expenditure | Transmission Lines | Repex | N/A | N/A | TL - Insulators | TL - Safe and Reliable Network | N/A | No | 0% | Safety security & reliability | Transmission Lines (2018 onwards) | 13.23% | TRUE | FY22 | 2 | 34 | 1 | 1 | 1 | 1 | FALSE | FALSE | TRUE | 0 | 0.01947 | 0.044609 | 0.54589 | 1.9739 | 2.5838 | 0 | 0.019332 | 0.044903 | 0.5522 | 2.0033 | 2.6197 | 0 | 0.0018586 | 0.0052822 | 0.057622 | 0.26065 | 0.32541 | 0 | 0.00040763 | 0.0011382 | 0.012552 | 0.055111 | 0.069208 | 0 | 0.021598 | 0.051324 | 0.62237 | 2.3191 | 3.0143 | 0% | 0% | 0% | 0% | 100% | 0 | 0 | 0 | 0 | 2.5838 | 2.5838 | 0 | 0 | 0 | 0 | 2.6197 | 2.6197 | 0 | 0 | 0 | 0 | 0.32541 | 0.32541 | 0 | 0 | 0 | 0 | 0.069208 | 0.069208 | 0 | 0 | 0 | 0 | 3.0143 | 3.0143 | TRUE | 0% | 12.62% | 73.87% | 13.51% | 0% | 0% | FALSE | 0% | 0% | 0% | 0% | 0% | FALSE | 0% | 0% | 0% | 0% | 0% | 0% | 0% | 0% | N/A | N/A
| 74 | Line 8C/8E Refurbishment | TRUE | Non-Labour | Transmission Lines | 100% | Replacement Expenditure | Transmission Lines | Repex | N/A | N/A | TL - Insulators | TL - Safe and Reliable Network | N/A | No | 0% | Safety security & reliability | Transmission Lines (2018 onwards) | 86.77% | TRUE | FY22 | 2 | 34 | 2 | 2 | 1 | 2 | FALSE | FALSE | TRUE | 0 | 0.12772 | 0.29262 | 3.5808 | 12.9478 | 16.9489 | 0 | 0.12772 | 0.29262 | 3.5808 | 12.9478 | 16.9489 | 0 | 0.012279 | 0.034423 | 0.37366 | 1.6847 | 2.105 | 0 | 0.002693 | 0.0074175 | 0.081395 | 0.35619 | 0.4477 | 0 | 0.14269 | 0.33446 | 4.0359 | 14.9886 | 19.5017 | 0% | 0% | 0% | 0% | 100% | 0 | 0 | 0 | 0 | 16.9489 | 16.9489 | 0 | 0 | 0 | 0 | 16.9489 | 16.9489 | 0 | 0 | 0 | 0 | 2.105 | 2.105 | 0 | 0 | 0 | 0 | 0.4477 | 0.4477 | 0 | 0 | 0 | 0 | 19.5017 | 19.5017 | TRUE | 0% | 12.62% | 73.87% | 13.51% | 0% | 0% | FALSE | 0% | 0% | 0% | 0% | 0% | FALSE | 0% | 0% | 0% | 0% | 0% | 0% | 0% | 0% | N/A | N/A
| 75 | Line 8C/8J Refurbishment | TRUE | Labour | Transmission Lines | 100% | Replacement Expenditure | Transmission Lines | Repex | N/A | N/A | TL - Insulators | TL - Safe and Reliable Network | N/A | No | 0% | Safety security & reliability | Transmission Lines (2018 onwards) | 12.6% | TRUE | FY22 | 2 | 35 | 1 | 1 | 1 | 1 | FALSE | FALSE | TRUE | 0.01206 | 0.071581 | 1.0077 | 0 | 0 | 1.0914 | 0.011793 | 0.071073 | 1.0144 | 0 | 0 | 1.0972 | 0.0011344 | 0.0068332 | 0.11933 | 0 | 0 | 0.12729 | 0.00024916 | 0.0014986 | 0.025713 | 0 | 0 | 0.027461 | 0.013177 | 0.079405 | 1.1594 | 0 | 0 | 1.252 | 0% | 0% | 100% | 0% | 0% | 0 | 0 | 1.0914 | 0 | 0 | 1.0914 | 0 | 0 | 1.0972 | 0 | 0 | 1.0972 | 0 | 0 | 0.12729 | 0 | 0 | 0.12729 | 0 | 0 | 0.027461 | 0 | 0 | 0.027461 | 0 | 0 | 1.252 | 0 | 0 | 1.252 | TRUE | 0% | 2.093% | 91.56% | 6.345% | 0% | 0% | FALSE | 0% | 0% | 0% | 0% | 0% | FALSE | 0% | 0% | 0% | 0% | 0% | 0% | 0% | 0% | N/A | N/A
| 76 | Line 8C/8J Refurbishment | TRUE | Non-Labour | Transmission Lines | 100% | Replacement Expenditure | Transmission Lines | Repex | N/A | N/A | TL - Insulators | TL - Safe and Reliable Network | N/A | No | 0% | Safety security & reliability | Transmission Lines (2018 onwards) | 87.4% | TRUE | FY22 | 2 | 35 | 2 | 2 | 1 | 2 | FALSE | FALSE | TRUE | 0.083659 | 0.49656 | 6.9907 | 0 | 0 | 7.5709 | 0.083659 | 0.49656 | 6.9907 | 0 | 0 | 7.5709 | 0.008047 | 0.047741 | 0.82236 | 0 | 0 | 0.87815 | 0.0017675 | 0.01047 | 0.17721 | 0 | 0 | 0.18944 | 0.093473 | 0.55477 | 7.9903 | 0 | 0 | 8.6385 | 0% | 0% | 100% | 0% | 0% | 0 | 0 | 7.5709 | 0 | 0 | 7.5709 | 0 | 0 | 7.5709 | 0 | 0 | 7.5709 | 0 | 0 | 0.87815 | 0 | 0 | 0.87815 | 0 | 0 | 0.18944 | 0 | 0 | 0.18944 | 0 | 0 | 8.6385 | 0 | 0 | 8.6385 | TRUE | 0% | 2.093% | 91.56% | 6.345% | 0% | 0% | FALSE | 0% | 0% | 0% | 0% | 0% | FALSE | 0% | 0% | 0% | 0% | 0% | 0% | 0% | 0% | N/A | N/A
| 77 | Line 8L/8M Refurbishment | TRUE | Labour | Transmission Lines | 100% | Replacement Expenditure | Transmission Lines | Repex | N/A | N/A | TL - Insulators | TL - Safe and Reliable Network | N/A | No | 0% | Safety security & reliability | Transmission Lines (2018 onwards) | 12.46% | TRUE | FY22 | 2 | 36 | 1 | 1 | 1 | 1 | FALSE | FALSE | TRUE | 0 | 0 | 0 | 0 | 0.01063 | 0.01063 | 0 | 0 | 0 | 0 | 0.010788 | 0.010788 | 0 | 0 | 0 | 0 | 0.0014037 | 0.0014037 | 0 | 0 | 0 | 0 | 0.00029678 | 0.00029678 | 0 | 0 | 0 | 0 | 0.012489 | 0.012489 | 0% | 0% | 0% | 0% | 0% | 0 | 0 | 0 | 0 | 0 | 0 | 0 | 0 | 0 | 0 | 0 | 0 | 0 | 0 | 0 | 0 | 0 | 0 | 0 | 0 | 0 | 0 | 0 | 0 | 0 | 0 | 0 | 0 | 0 | 0 | TRUE | 0% | 4.217% | 77.51% | 18.27% | 0% | 0% | FALSE | 0% | 0% | 0% | 0% | 0% | FALSE | 0% | 0% | 0% | 0% | 0% | 0% | 0% | 0% | N/A | N/A
| 78 | Line 8L/8M Refurbishment | TRUE | Non-Labour | Transmission Lines | 100% | Replacement Expenditure | Transmission Lines | Repex | N/A | N/A | TL - Insulators | TL - Safe and Reliable Network | N/A | No | 0% | Safety security & reliability | Transmission Lines (2018 onwards) | 87.54% | TRUE | FY22 | 2 | 36 | 2 | 2 | 1 | 2 | FALSE | FALSE | TRUE | 0 | 0 | 0 | 0 | 0.074671 | 0.074671 | 0 | 0 | 0 | 0 | 0.074671 | 0.074671 | 0 | 0 | 0 | 0 | 0.0097156 | 0.0097156 | 0 | 0 | 0 | 0 | 0.0020542 | 0.0020542 | 0 | 0 | 0 | 0 | 0.086441 | 0.086441 | 0% | 0% | 0% | 0% | 0% | 0 | 0 | 0 | 0 | 0 | 0 | 0 | 0 | 0 | 0 | 0 | 0 | 0 | 0 | 0 | 0 | 0 | 0 | 0 | 0 | 0 | 0 | 0 | 0 | 0 | 0 | 0 | 0 | 0 | 0 | TRUE | 0% | 4.217% | 77.51% | 18.27% | 0% | 0% | FALSE | 0% | 0% | 0% | 0% | 0% | FALSE | 0% | 0% | 0% | 0% | 0% | 0% | 0% | 0% | N/A | N/A
| 79 | Line 90/92 Refurbishment | TRUE | Labour | Transmission Lines | 100% | Replacement Expenditure | Transmission Lines | Repex | N/A | N/A | TL - Transmission towers | TL - Safe and Reliable Network | N/A | No | 0% | Safety security & reliability | Transmission Lines (2018 onwards) | 24.58% | TRUE | FY22 | 2 | 37 | 1 | 1 | 1 | 1 | FALSE | FALSE | TRUE | 0.0092976 | 0.32485 | 0 | 0 | 0 | 0.33414 | 0.009092 | 0.32254 | 0 | 0 | 0 | 0.33163 | 0.00087455 | 0.03101 | 0 | 0 | 0 | 0.031885 | 0.00019209 | 0.0068011 | 0 | 0 | 0 | 0.0069932 | 0.010159 | 0.36035 | 0 | 0 | 0 | 0.37051 | 0% | 100% | 0% | 0% | 0% | 0 | 0.33414 | 0 | 0 | 0 | 0.33414 | 0 | 0.33163 | 0 | 0 | 0 | 0.33163 | 0 | 0.031885 | 0 | 0 | 0 | 0.031885 | 0 | 0.0069932 | 0 | 0 | 0 | 0.0069932 | 0 | 0.37051 | 0 | 0 | 0 | 0.37051 | TRUE | 0% | 1.741% | 92.28% | 5.981% | 0% | 0% | FALSE | 0% | 0% | 0% | 0% | 0% | FALSE | 0% | 0% | 0% | 0% | 0% | 0% | 0% | 0% | N/A | N/A
| 80 | Line 90/92 Refurbishment | TRUE | Non-Labour | Transmission Lines | 100% | Replacement Expenditure | Transmission Lines | Repex | N/A | N/A | TL - Transmission towers | TL - Safe and Reliable Network | N/A | No | 0% | Safety security & reliability | Transmission Lines (2018 onwards) | 75.42% | TRUE | FY22 | 2 | 37 | 2 | 2 | 1 | 2 | FALSE | FALSE | TRUE | 0.028532 | 0.99687 | 0 | 0 | 0 | 1.0254 | 0.028532 | 0.99687 | 0 | 0 | 0 | 1.0254 | 0.0027444 | 0.095843 | 0 | 0 | 0 | 0.098587 | 0.0006028 | 0.02102 | 0 | 0 | 0 | 0.021623 | 0.031879 | 1.1137 | 0 | 0 | 0 | 1.1456 | 0% | 100% | 0% | 0% | 0% | 0 | 1.0254 | 0 | 0 | 0 | 1.0254 | 0 | 1.0254 | 0 | 0 | 0 | 1.0254 | 0 | 0.098587 | 0 | 0 | 0 | 0.098587 | 0 | 0.021623 | 0 | 0 | 0 | 0.021623 | 0 | 1.1456 | 0 | 0 | 0 | 1.1456 | TRUE | 0% | 1.741% | 92.28% | 5.981% | 0% | 0% | FALSE | 0% | 0% | 0% | 0% | 0% | FALSE | 0% | 0% | 0% | 0% | 0% | 0% | 0% | 0% | N/A | N/A
| 81 | Line 92/93 Refurbishment | TRUE | Labour | Transmission Lines | 100% | Replacement Expenditure | Transmission Lines | Repex | N/A | N/A | TL - Transmission towers | TL - Safe and Reliable Network | N/A | No | 0% | Safety security & reliability | Transmission Lines (2018 onwards) | 23.5% | TRUE | FY22 | 2 | 38 | 1 | 1 | 1 | 1 | FALSE | FALSE | TRUE | 0.013949 | 0.54703 | 0 | 0 | 0 | 0.56098 | 0.01364 | 0.54315 | 0 | 0 | 0 | 0.55679 | 0.001312 | 0.05222 | 0 | 0 | 0 | 0.053532 | 0.00028818 | 0.011453 | 0 | 0 | 0 | 0.011741 | 0.01524 | 0.60682 | 0 | 0 | 0 | 0.62206 | 0% | 100% | 0% | 0% | 0% | 0 | 0.56098 | 0 | 0 | 0 | 0.56098 | 0 | 0.55679 | 0 | 0 | 0 | 0.55679 | 0 | 0.053532 | 0 | 0 | 0 | 0.053532 | 0 | 0.011741 | 0 | 0 | 0 | 0.011741 | 0 | 0.62206 | 0 | 0 | 0 | 0.62206 | TRUE | 0% | 1.736% | 45.68% | 52.58% | 0% | 0% | FALSE | 0% | 0% | 0% | 0% | 0% | FALSE | 0% | 0% | 0% | 0% | 0% | 0% | 0% | 0% | N/A | N/A
| 82 | Line 92/93 Refurbishment | TRUE | Non-Labour | Transmission Lines | 100% | Replacement Expenditure | Transmission Lines | Repex | N/A | N/A | TL - Transmission towers | TL - Safe and Reliable Network | N/A | No | 0% | Safety security & reliability | Transmission Lines (2018 onwards) | 76.5% | TRUE | FY22 | 2 | 38 | 2 | 2 | 1 | 2 | FALSE | FALSE | TRUE | 0.045401 | 1.7805 | 0 | 0 | 0 | 1.8259 | 0.045401 | 1.7805 | 0 | 0 | 0 | 1.8259 | 0.004367 | 0.17118 | 0 | 0 | 0 | 0.17555 | 0.0009592 | 0.037544 | 0 | 0 | 0 | 0.038503 | 0.050727 | 1.9892 | 0 | 0 | 0 | 2.04 | 0% | 100% | 0% | 0% | 0% | 0 | 1.8259 | 0 | 0 | 0 | 1.8259 | 0 | 1.8259 | 0 | 0 | 0 | 1.8259 | 0 | 0.17555 | 0 | 0 | 0 | 0.17555 | 0 | 0.038503 | 0 | 0 | 0 | 0.038503 | 0 | 2.04 | 0 | 0 | 0 | 2.04 | TRUE | 0% | 1.736% | 45.68% | 52.58% | 0% | 0% | FALSE | 0% | 0% | 0% | 0% | 0% | FALSE | 0% | 0% | 0% | 0% | 0% | 0% | 0% | 0% | N/A | N/A
| 83 | Line 94/96 Refurbishment | TRUE | Labour | Transmission Lines | 100% | Replacement Expenditure | Transmission Lines | Repex | N/A | N/A | TL - Transmission towers | TL - Safe and Reliable Network | N/A | No | 0% | Safety security & reliability | Transmission Lines (2018 onwards) | 12.37% | TRUE | FY22 | 2 | 39 | 1 | 1 | 1 | 1 | FALSE | FALSE | TRUE | 0 | 0 | 0.0077321 | 0.40752 | 0.020118 | 0.43537 | 0 | 0 | 0.007783 | 0.41222 | 0.020418 | 0.44042 | 0 | 0 | 0.00091557 | 0.043016 | 0.0026566 | 0.046588 | 0 | 0 | 0.00019729 | 0.0093702 | 0.0005617 | 0.010129 | 0 | 0 | 0.0088959 | 0.46461 | 0.023636 | 0.49714 | 0% | 0% | 0% | 0% | 100% | 0 | 0 | 0 | 0 | 0.43537 | 0.43537 | 0 | 0 | 0 | 0 | 0.44042 | 0.44042 | 0 | 0 | 0 | 0 | 0.046588 | 0.046588 | 0 | 0 | 0 | 0 | 0.010129 | 0.010129 | 0 | 0 | 0 | 0 | 0.49714 | 0.49714 | TRUE | 0% | 34.95% | 43.36% | 21.69% | 0% | 0% | FALSE | 0% | 0% | 0% | 0% | 0% | FALSE | 0% | 0% | 0% | 0% | 0% | 0% | 0% | 0% | N/A | N/A
| 84 | Line 94/96 Refurbishment | TRUE | Non-Labour | Transmission Lines | 100% | Replacement Expenditure | Transmission Lines | Repex | N/A | N/A | TL - Transmission towers | TL - Safe and Reliable Network | N/A | No | 0% | Safety security & reliability | Transmission Lines (2018 onwards) | 87.63% | TRUE | FY22 | 2 | 39 | 2 | 2 | 1 | 2 | FALSE | FALSE | TRUE | 0 | 0 | 0.054758 | 2.886 | 0.14248 | 3.0832 | 0 | 0 | 0.054758 | 2.886 | 0.14248 | 3.0832 | 0 | 0 | 0.0064416 | 0.30115 | 0.018538 | 0.32613 | 0 | 0 | 0.0013881 | 0.065601 | 0.0039195 | 0.070909 | 0 | 0 | 0.062588 | 3.2528 | 0.16493 | 3.4803 | 0% | 0% | 0% | 0% | 100% | 0 | 0 | 0 | 0 | 3.0832 | 3.0832 | 0 | 0 | 0 | 0 | 3.0832 | 3.0832 | 0 | 0 | 0 | 0 | 0.32613 | 0.32613 | 0 | 0 | 0 | 0 | 0.070909 | 0.070909 | 0 | 0 | 0 | 0 | 3.4803 | 3.4803 | TRUE | 0% | 34.95% | 43.36% | 21.69% | 0% | 0% | FALSE | 0% | 0% | 0% | 0% | 0% | FALSE | 0% | 0% | 0% | 0% | 0% | 0% | 0% | 0% | N/A | N/A
| 85 | Line 947 Refurbishment | TRUE | Labour | Transmission Lines | 100% | Replacement Expenditure | Transmission Lines | Repex | N/A | N/A | TL - Transmission poles | TL - Safe and Reliable Network | N/A | No | 0% | Safety security & reliability | Transmission Lines (2018 onwards) | 13.54% | TRUE | FY22 | 2 | 40 | 1 | 1 | 1 | 1 | FALSE | FALSE | TRUE | 0 | 0 | 0 | 0.019243 | 0.75465 | 0.77389 | 0 | 0 | 0 | 0.019465 | 0.76589 | 0.78536 | 0 | 0 | 0 | 0.0020312 | 0.099652 | 0.10168 | 0 | 0 | 0 | 0.00044245 | 0.02107 | 0.021512 | 0 | 0 | 0 | 0.021938 | 0.88661 | 0.90855 | 0% | 0% | 0% | 0% | 100% | 0 | 0 | 0 | 0 | 0.77389 | 0.77389 | 0 | 0 | 0 | 0 | 0.78536 | 0.78536 | 0 | 0 | 0 | 0 | 0.10168 | 0.10168 | 0 | 0 | 0 | 0 | 0.021512 | 0.021512 | 0 | 0 | 0 | 0 | 0.90855 | 0.90855 | TRUE | 95.81% | 0% | 0.8544% | 3.337% | 0% | 0% | FALSE | 0% | 0% | 0% | 0% | 0% | FALSE | 0% | 0% | 0% | 0% | 0% | 0% | 0% | 0% | N/A | N/A
| 86 | Line 947 Refurbishment | TRUE | Non-Labour | Transmission Lines | 100% | Replacement Expenditure | Transmission Lines | Repex | N/A | N/A | TL - Transmission poles | TL - Safe and Reliable Network | N/A | No | 0% | Safety security & reliability | Transmission Lines (2018 onwards) | 86.46% | TRUE | FY22 | 2 | 40 | 2 | 2 | 1 | 2 | FALSE | FALSE | TRUE | 0 | 0 | 0 | 0.12292 | 4.8208 | 4.9437 | 0 | 0 | 0 | 0.12292 | 4.8208 | 4.9437 | 0 | 0 | 0 | 0.012827 | 0.62724 | 0.64007 | 0 | 0 | 0 | 0.0027942 | 0.13262 | 0.13542 | 0 | 0 | 0 | 0.13855 | 5.5807 | 5.7192 | 0% | 0% | 0% | 0% | 100% | 0 | 0 | 0 | 0 | 4.9437 | 4.9437 | 0 | 0 | 0 | 0 | 4.9437 | 4.9437 | 0 | 0 | 0 | 0 | 0.64007 | 0.64007 | 0 | 0 | 0 | 0 | 0.13542 | 0.13542 | 0 | 0 | 0 | 0 | 5.7192 | 5.7192 | TRUE | 95.81% | 0% | 0.8544% | 3.337% | 0% | 0% | FALSE | 0% | 0% | 0% | 0% | 0% | FALSE | 0% | 0% | 0% | 0% | 0% | 0% | 0% | 0% | N/A | N/A
| 87 | Line 94M Refurbishment | TRUE | Labour | Transmission Lines | 100% | Replacement Expenditure | Transmission Lines | Repex | N/A | N/A | TL - Transmission poles | TL - Safe and Reliable Network | N/A | No | 0% | Safety security & reliability | Transmission Lines (2018 onwards) | 13.72% | TRUE | FY22 | 2 | 41 | 1 | 1 | 1 | 1 | FALSE | FALSE | TRUE | 0 | 0.022198 | 0.97621 | 0 | 0 | 0.99841 | 0 | 0.02204 | 0.98264 | 0 | 0 | 1.0047 | 0 | 0.002119 | 0.11559 | 0 | 0 | 0.11771 | 0 | 0.00046474 | 0.024909 | 0 | 0 | 0.025373 | 0 | 0.024624 | 1.1231 | 0 | 0 | 1.1478 | 0% | 0% | 100% | 0% | 0% | 0 | 0 | 0.99841 | 0 | 0 | 0.99841 | 0 | 0 | 1.0047 | 0 | 0 | 1.0047 | 0 | 0 | 0.11771 | 0 | 0 | 0.11771 | 0 | 0 | 0.025373 | 0 | 0 | 0.025373 | 0 | 0 | 1.1478 | 0 | 0 | 1.1478 | TRUE | 95.94% | 0% | 0.7187% | 3.344% | 0% | 0% | FALSE | 0% | 0% | 0% | 0% | 0% | FALSE | 0% | 0% | 0% | 0% | 0% | 0% | 0% | 0% | N/A | N/A
| 88 | Line 94M Refurbishment | TRUE | Non-Labour | Transmission Lines | 100% | Replacement Expenditure | Transmission Lines | Repex | N/A | N/A | TL - Transmission poles | TL - Safe and Reliable Network | N/A | No | 0% | Safety security & reliability | Transmission Lines (2018 onwards) | 86.28% | TRUE | FY22 | 2 | 41 | 2 | 2 | 1 | 2 | FALSE | FALSE | TRUE | 0 | 0.13962 | 6.14 | 0 | 0 | 6.2796 | 0 | 0.13962 | 6.14 | 0 | 0 | 6.2796 | 0 | 0.013423 | 0.72229 | 0 | 0 | 0.73571 | 0 | 0.002944 | 0.15564 | 0 | 0 | 0.15859 | 0 | 0.15598 | 7.0179 | 0 | 0 | 7.1739 | 0% | 0% | 100% | 0% | 0% | 0 | 0 | 6.2796 | 0 | 0 | 6.2796 | 0 | 0 | 6.2796 | 0 | 0 | 6.2796 | 0 | 0 | 0.73571 | 0 | 0 | 0.73571 | 0 | 0 | 0.15859 | 0 | 0 | 0.15859 | 0 | 0 | 7.1739 | 0 | 0 | 7.1739 | TRUE | 95.94% | 0% | 0.7187% | 3.344% | 0% | 0% | FALSE | 0% | 0% | 0% | 0% | 0% | FALSE | 0% | 0% | 0% | 0% | 0% | 0% | 0% | 0% | N/A | N/A
| 89 | Line 94U Refurbishment | TRUE | Labour | Transmission Lines | 100% | Replacement Expenditure | Transmission Lines | Repex | N/A | N/A | TL - Transmission poles | TL - Safe and Reliable Network | N/A | No | 0% | Safety security & reliability | Transmission Lines (2018 onwards) | 9.829% | TRUE | FY22 | 2 | 42 | 1 | 1 | 1 | 1 | FALSE | FALSE | TRUE | 0 | 0 | 0.035217 | 1.8561 | 0.091631 | 1.9829 | 0 | 0 | 0.035449 | 1.8775 | 0.092997 | 2.006 | 0 | 0 | 0.0041701 | 0.19592 | 0.0121 | 0.21219 | 0 | 0 | 0.00089858 | 0.042678 | 0.0025583 | 0.046134 | 0 | 0 | 0.040517 | 2.1161 | 0.10765 | 2.2643 | 0% | 0% | 0% | 0% | 100% | 0 | 0 | 0 | 0 | 1.9829 | 1.9829 | 0 | 0 | 0 | 0 | 2.006 | 2.006 | 0 | 0 | 0 | 0 | 0.21219 | 0.21219 | 0 | 0 | 0 | 0 | 0.046134 | 0.046134 | 0 | 0 | 0 | 0 | 2.2643 | 2.2643 | TRUE | 90.61% | 0% | 3.552% | 5.841% | 0% | 0% | FALSE | 0% | 0% | 0% | 0% | 0% | FALSE | 0% | 0% | 0% | 0% | 0% | 0% | 0% | 0% | N/A | N/A
| 90 | Line 94U Refurbishment | TRUE | Non-Labour | Transmission Lines | 100% | Replacement Expenditure | Transmission Lines | Repex | N/A | N/A | TL - Transmission poles | TL - Safe and Reliable Network | N/A | No | 0% | Safety security & reliability | Transmission Lines (2018 onwards) | 90.17% | TRUE | FY22 | 2 | 42 | 2 | 2 | 1 | 2 | FALSE | FALSE | TRUE | 0 | 0 | 0.32308 | 17.0279 | 0.84064 | 18.1916 | 0 | 0 | 0.32308 | 17.0279 | 0.84064 | 18.1916 | 0 | 0 | 0.038006 | 1.7769 | 0.10938 | 1.9243 | 0 | 0 | 0.0081898 | 0.38706 | 0.023126 | 0.41837 | 0 | 0 | 0.36928 | 19.1919 | 0.97314 | 20.5343 | 0% | 0% | 0% | 0% | 100% | 0 | 0 | 0 | 0 | 18.1916 | 18.1916 | 0 | 0 | 0 | 0 | 18.1916 | 18.1916 | 0 | 0 | 0 | 0 | 1.9243 | 1.9243 | 0 | 0 | 0 | 0 | 0.41837 | 0.41837 | 0 | 0 | 0 | 0 | 20.5343 | 20.5343 | TRUE | 90.61% | 0% | 3.552% | 5.841% | 0% | 0% | FALSE | 0% | 0% | 0% | 0% | 0% | FALSE | 0% | 0% | 0% | 0% | 0% | 0% | 0% | 0% | N/A | N/A
| 91 | Line 95 Refurbishment | TRUE | Labour | Transmission Lines | 100% | Replacement Expenditure | Transmission Lines | Repex | N/A | N/A | TL - Transmission towers | TL - Safe and Reliable Network | N/A | No | 0% | Safety security & reliability | Transmission Lines (2018 onwards) | 25.83% | TRUE | FY22 | 2 | 43 | 1 | 1 | 1 | 1 | FALSE | FALSE | TRUE | 0 | 0.013354 | 0.52372 | 0 | 0 | 0.53708 | 0 | 0.01326 | 0.52717 | 0 | 0 | 0.54043 | 0 | 0.0012748 | 0.062015 | 0 | 0 | 0.063289 | 0 | 0.00027959 | 0.013363 | 0 | 0 | 0.013643 | 0 | 0.014814 | 0.60255 | 0 | 0 | 0.61736 | 0% | 0% | 100% | 0% | 0% | 0 | 0 | 0.53708 | 0 | 0 | 0.53708 | 0 | 0 | 0.54043 | 0 | 0 | 0.54043 | 0 | 0 | 0.063289 | 0 | 0 | 0.063289 | 0 | 0 | 0.013643 | 0 | 0 | 0.013643 | 0 | 0 | 0.61736 | 0 | 0 | 0.61736 | TRUE | 0% | 67.78% | 26.15% | 6.068% | 0% | 0% | FALSE | 0% | 0% | 0% | 0% | 0% | FALSE | 0% | 0% | 0% | 0% | 0% | 0% | 0% | 0% | N/A | N/A
| 92 | Line 95 Refurbishment | TRUE | Non-Labour | Transmission Lines | 100% | Replacement Expenditure | Transmission Lines | Repex | N/A | N/A | TL - Transmission towers | TL - Safe and Reliable Network | N/A | No | 0% | Safety security & reliability | Transmission Lines (2018 onwards) | 74.17% | TRUE | FY22 | 2 | 43 | 2 | 2 | 1 | 2 | FALSE | FALSE | TRUE | 0 | 0.038344 | 1.5038 | 0 | 0 | 1.5421 | 0 | 0.038344 | 1.5038 | 0 | 0 | 1.5421 | 0 | 0.0036865 | 0.1769 | 0 | 0 | 0.18058 | 0 | 0.00080852 | 0.038118 | 0 | 0 | 0.038927 | 0 | 0.042839 | 1.7188 | 0 | 0 | 1.7616 | 0% | 0% | 100% | 0% | 0% | 0 | 0 | 1.5421 | 0 | 0 | 1.5421 | 0 | 0 | 1.5421 | 0 | 0 | 1.5421 | 0 | 0 | 0.18058 | 0 | 0 | 0.18058 | 0 | 0 | 0.038927 | 0 | 0 | 0.038927 | 0 | 0 | 1.7616 | 0 | 0 | 1.7616 | TRUE | 0% | 67.78% | 26.15% | 6.068% | 0% | 0% | FALSE | 0% | 0% | 0% | 0% | 0% | FALSE | 0% | 0% | 0% | 0% | 0% | 0% | 0% | 0% | N/A | N/A
| 93 | Line 963 Refurb | TRUE | Labour | Transmission Lines | 100% | Replacement Expenditure | Transmission Lines | Repex | N/A | N/A | TL - Transmission poles | TL - Safe and Reliable Network | N/A | No | 0% | Safety security & reliability | Transmission Lines (2018 onwards) | 12.81% | TRUE | FY22 | 2 | 44 | 1 | 1 | 1 | 1 | FALSE | FALSE | TRUE | 0.015042 | 0.3823 | 0.66949 | 0 | 0 | 1.0668 | 0.01471 | 0.37959 | 0.6739 | 0 | 0 | 1.0682 | 0.0014149 | 0.036495 | 0.079275 | 0 | 0 | 0.11719 | 0.00031078 | 0.008004 | 0.017083 | 0 | 0 | 0.025397 | 0.016436 | 0.42409 | 0.77026 | 0 | 0 | 1.2108 | 0% | 0% | 100% | 0% | 0% | 0 | 0 | 1.0668 | 0 | 0 | 1.0668 | 0 | 0 | 1.0682 | 0 | 0 | 1.0682 | 0 | 0 | 0.11719 | 0 | 0 | 0.11719 | 0 | 0 | 0.025397 | 0 | 0 | 0.025397 | 0 | 0 | 1.2108 | 0 | 0 | 1.2108 | TRUE | 43.62% | 0% | 33.06% | 23.32% | 0% | 0% | FALSE | 0% | 0% | 0% | 0% | 0% | FALSE | 0% | 0% | 0% | 0% | 0% | 0% | 0% | 0% | N/A | N/A
| 94 | Line 963 Refurb | TRUE | Non-Labour | Transmission Lines | 100% | Replacement Expenditure | Transmission Lines | Repex | N/A | N/A | TL - Transmission poles | TL - Safe and Reliable Network | N/A | No | 0% | Safety security & reliability | Transmission Lines (2018 onwards) | 87.19% | TRUE | FY22 | 2 | 44 | 2 | 2 | 1 | 2 | FALSE | FALSE | TRUE | 0.10236 | 2.6014 | 4.5556 | 0 | 0 | 7.2593 | 0.10236 | 2.6014 | 4.5556 | 0 | 0 | 7.2593 | 0.0098455 | 0.2501 | 0.5359 | 0 | 0 | 0.79585 | 0.0021625 | 0.054852 | 0.11548 | 0 | 0 | 0.17249 | 0.11436 | 2.9063 | 5.2069 | 0 | 0 | 8.2276 | 0% | 0% | 100% | 0% | 0% | 0 | 0 | 7.2593 | 0 | 0 | 7.2593 | 0 | 0 | 7.2593 | 0 | 0 | 7.2593 | 0 | 0 | 0.79585 | 0 | 0 | 0.79585 | 0 | 0 | 0.17249 | 0 | 0 | 0.17249 | 0 | 0 | 8.2276 | 0 | 0 | 8.2276 | TRUE | 43.62% | 0% | 33.06% | 23.32% | 0% | 0% | FALSE | 0% | 0% | 0% | 0% | 0% | FALSE | 0% | 0% | 0% | 0% | 0% | 0% | 0% | 0% | N/A | N/A
| 95 | Line 963/96P Refurbishment | FALSE | Labour | Transmission Lines | 100% | Replacement Expenditure | Transmission Lines | Repex | N/A | N/A | TL - Transmission poles | TL - Safe and Reliable Network | N/A | No | 0% | Safety security & reliability | Transmission Lines (2018 onwards) | 0% | TRUE | FY22 | 2 | 45 | 1 | 1 | 1 | 1 | FALSE | FALSE | TRUE | 0 | 0 | 0 | 0 | 0 | 0 | 0 | 0 | 0 | 0 | 0 | 0 | 0 | 0 | 0 | 0 | 0 | 0 | 0 | 0 | 0 | 0 | 0 | 0 | 0 | 0 | 0 | 0 | 0 | 0 | 0% | 0% | 0% | 0% | 0% | 0 | 0 | 0 | 0 | 0 | 0 | 0 | 0 | 0 | 0 | 0 | 0 | 0 | 0 | 0 | 0 | 0 | 0 | 0 | 0 | 0 | 0 | 0 | 0 | 0 | 0 | 0 | 0 | 0 | 0 | TRUE | 0% | 0% | 100% | 0% | 0% | 0% | FALSE | 0% | 0% | 0% | 0% | 0% | FALSE | 0% | 0% | 0% | 0% | 0% | 0% | 0% | 0% | N/A | N/A
| 96 | Line 963/96P Refurbishment | FALSE | Non-Labour | Transmission Lines | 100% | Replacement Expenditure | Transmission Lines | Repex | N/A | N/A | TL - Transmission poles | TL - Safe and Reliable Network | N/A | No | 0% | Safety security & reliability | Transmission Lines (2018 onwards) | 100% | TRUE | FY22 | 2 | 45 | 2 | 2 | 1 | 2 | FALSE | FALSE | TRUE | 0 | 0 | 0 | 0 | 0 | 0 | 0 | 0 | 0 | 0 | 0 | 0 | 0 | 0 | 0 | 0 | 0 | 0 | 0 | 0 | 0 | 0 | 0 | 0 | 0 | 0 | 0 | 0 | 0 | 0 | 0% | 0% | 0% | 0% | 0% | 0 | 0 | 0 | 0 | 0 | 0 | 0 | 0 | 0 | 0 | 0 | 0 | 0 | 0 | 0 | 0 | 0 | 0 | 0 | 0 | 0 | 0 | 0 | 0 | 0 | 0 | 0 | 0 | 0 | 0 | TRUE | 0% | 0% | 100% | 0% | 0% | 0% | FALSE | 0% | 0% | 0% | 0% | 0% | FALSE | 0% | 0% | 0% | 0% | 0% | 0% | 0% | 0% | N/A | N/A
| 97 | Line 964 Refurbishment | TRUE | Labour | Transmission Lines | 100% | Replacement Expenditure | Transmission Lines | Repex | N/A | N/A | TL - Transmission poles | TL - Safe and Reliable Network | N/A | No | 0% | Safety security & reliability | Transmission Lines (2018 onwards) | 12.8% | TRUE | FY22 | 2 | 46 | 1 | 1 | 1 | 1 | FALSE | FALSE | TRUE | 0.0092227 | 0.36169 | 0 | 0 | 0 | 0.37091 | 0.0090188 | 0.35913 | 0 | 0 | 0 | 0.36814 | 0.00086751 | 0.034528 | 0 | 0 | 0 | 0.035395 | 0.00019054 | 0.0075725 | 0 | 0 | 0 | 0.0077631 | 0.010077 | 0.40123 | 0 | 0 | 0 | 0.4113 | 0% | 100% | 0% | 0% | 0% | 0 | 0.37091 | 0 | 0 | 0 | 0.37091 | 0 | 0.36814 | 0 | 0 | 0 | 0.36814 | 0 | 0.035395 | 0 | 0 | 0 | 0.035395 | 0 | 0.0077631 | 0 | 0 | 0 | 0.0077631 | 0 | 0.4113 | 0 | 0 | 0 | 0.4113 | TRUE | 66.99% | 0% | 29.58% | 3.424% | 0% | 0% | FALSE | 0% | 0% | 0% | 0% | 0% | FALSE | 0% | 0% | 0% | 0% | 0% | 0% | 0% | 0% | N/A | N/A
| 98 | Line 964 Refurbishment | TRUE | Non-Labour | Transmission Lines | 100% | Replacement Expenditure | Transmission Lines | Repex | N/A | N/A | TL - Transmission poles | TL - Safe and Reliable Network | N/A | No | 0% | Safety security & reliability | Transmission Lines (2018 onwards) | 87.2% | TRUE | FY22 | 2 | 46 | 2 | 2 | 1 | 2 | FALSE | FALSE | TRUE | 0.062858 | 2.4651 | 0 | 0 | 0 | 2.528 | 0.062858 | 2.4651 | 0 | 0 | 0 | 2.528 | 0.0060462 | 0.23701 | 0 | 0 | 0 | 0.24305 | 0.001328 | 0.05198 | 0 | 0 | 0 | 0.053308 | 0.070232 | 2.7541 | 0 | 0 | 0 | 2.8243 | 0% | 100% | 0% | 0% | 0% | 0 | 2.528 | 0 | 0 | 0 | 2.528 | 0 | 2.528 | 0 | 0 | 0 | 2.528 | 0 | 0.24305 | 0 | 0 | 0 | 0.24305 | 0 | 0.053308 | 0 | 0 | 0 | 0.053308 | 0 | 2.8243 | 0 | 0 | 0 | 2.8243 | TRUE | 66.99% | 0% | 29.58% | 3.424% | 0% | 0% | FALSE | 0% | 0% | 0% | 0% | 0% | FALSE | 0% | 0% | 0% | 0% | 0% | 0% | 0% | 0% | N/A | N/A
| 99 | Line 965 Refurbishment | FALSE | Labour | Transmission Lines | 100% | Replacement Expenditure | Transmission Lines | Repex | N/A | N/A | TL - Transmission poles | TL - Safe and Reliable Network | N/A | No | 0% | Safety security & reliability | Transmission Lines (2018 onwards) | 0% | TRUE | FY22 | 2 | 47 | 1 | 1 | 1 | 1 | FALSE | FALSE | TRUE | 0 | 0 | 0 | 0 | 0 | 0 | 0 | 0 | 0 | 0 | 0 | 0 | 0 | 0 | 0 | 0 | 0 | 0 | 0 | 0 | 0 | 0 | 0 | 0 | 0 | 0 | 0 | 0 | 0 | 0 | 0% | 0% | 0% | 0% | 0% | 0 | 0 | 0 | 0 | 0 | 0 | 0 | 0 | 0 | 0 | 0 | 0 | 0 | 0 | 0 | 0 | 0 | 0 | 0 | 0 | 0 | 0 | 0 | 0 | 0 | 0 | 0 | 0 | 0 | 0 | TRUE | 70% | 0% | 30% | 0% | 0% | 0% | FALSE | 0% | 0% | 0% | 0% | 0% | FALSE | 0% | 0% | 0% | 0% | 0% | 0% | 0% | 0% | N/A | N/A
| 100 | Line 965 Refurbishment | FALSE | Non-Labour | Transmission Lines | 100% | Replacement Expenditure | Transmission Lines | Repex | N/A | N/A | TL - Transmission poles | TL - Safe and Reliable Network | N/A | No | 0% | Safety security & reliability | Transmission Lines (2018 onwards) | 100% | TRUE | FY22 | 2 | 47 | 2 | 2 | 1 | 2 | FALSE | FALSE | TRUE | 0 | 0 | 0 | 0 | 0 | 0 | 0 | 0 | 0 | 0 | 0 | 0 | 0 | 0 | 0 | 0 | 0 | 0 | 0 | 0 | 0 | 0 | 0 | 0 | 0 | 0 | 0 | 0 | 0 | 0 | 0% | 0% | 0% | 0% | 0% | 0 | 0 | 0 | 0 | 0 | 0 | 0 | 0 | 0 | 0 | 0 | 0 | 0 | 0 | 0 | 0 | 0 | 0 | 0 | 0 | 0 | 0 | 0 | 0 | 0 | 0 | 0 | 0 | 0 | 0 | TRUE | 70% | 0% | 30% | 0% | 0% | 0% | FALSE | 0% | 0% | 0% | 0% | 0% | FALSE | 0% | 0% | 0% | 0% | 0% | 0% | 0% | 0% | N/A | N/A
| 101 | Line 966 Refurbishment | TRUE | Labour | Transmission Lines | 100% | Replacement Expenditure | Transmission Lines | Repex | N/A | N/A | TL - Transmission poles | TL - Safe and Reliable Network | N/A | No | 0% | Safety security & reliability | Transmission Lines (2018 onwards) | 13.53% | TRUE | FY22 | 2 | 48 | 1 | 1 | 1 | 1 | FALSE | FALSE | TRUE | 0.03781 | 1.8642 | 0 | 0 | 0 | 1.902 | 0.036974 | 1.851 | 0 | 0 | 0 | 1.888 | 0.0035565 | 0.17796 | 0 | 0 | 0 | 0.18152 | 0.00078117 | 0.03903 | 0 | 0 | 0 | 0.039811 | 0.041312 | 2.068 | 0 | 0 | 0 | 2.1093 | 0% | 100% | 0% | 0% | 0% | 0 | 1.902 | 0 | 0 | 0 | 1.902 | 0 | 1.888 | 0 | 0 | 0 | 1.888 | 0 | 0.18152 | 0 | 0 | 0 | 0.18152 | 0 | 0.039811 | 0 | 0 | 0 | 0.039811 | 0 | 2.1093 | 0 | 0 | 0 | 2.1093 | TRUE | 95.98% | 0% | 0.8171% | 3.199% | 0% | 0% | FALSE | 0% | 0% | 0% | 0% | 0% | FALSE | 0% | 0% | 0% | 0% | 0% | 0% | 0% | 0% | N/A | N/A
| 102 | Line 966 Refurbishment | TRUE | Non-Labour | Transmission Lines | 100% | Replacement Expenditure | Transmission Lines | Repex | N/A | N/A | TL - Transmission poles | TL - Safe and Reliable Network | N/A | No | 0% | Safety security & reliability | Transmission Lines (2018 onwards) | 86.47% | TRUE | FY22 | 2 | 48 | 2 | 2 | 1 | 2 | FALSE | FALSE | TRUE | 0.2416 | 11.912 | 0 | 0 | 0 | 12.1536 | 0.2416 | 11.912 | 0 | 0 | 0 | 12.1536 | 0.023239 | 1.1453 | 0 | 0 | 0 | 1.1685 | 0.0051044 | 0.25118 | 0 | 0 | 0 | 0.25628 | 0.26994 | 13.3084 | 0 | 0 | 0 | 13.5783 | 0% | 100% | 0% | 0% | 0% | 0 | 12.1536 | 0 | 0 | 0 | 12.1536 | 0 | 12.1536 | 0 | 0 | 0 | 12.1536 | 0 | 1.1685 | 0 | 0 | 0 | 1.1685 | 0 | 0.25628 | 0 | 0 | 0 | 0.25628 | 0 | 13.5783 | 0 | 0 | 0 | 13.5783 | TRUE | 95.98% | 0% | 0.8171% | 3.199% | 0% | 0% | FALSE | 0% | 0% | 0% | 0% | 0% | FALSE | 0% | 0% | 0% | 0% | 0% | 0% | 0% | 0% | N/A | N/A
| 103 | Line 977/1 Refurbishment | TRUE | Labour | Transmission Lines | 100% | Replacement Expenditure | Transmission Lines | Repex | N/A | N/A | TL - Transmission poles | TL - Safe and Reliable Network | N/A | No | 0% | Safety security & reliability | Transmission Lines (2018 onwards) | 14.19% | TRUE | FY22 | 2 | 49 | 1 | 1 | 1 | 1 | FALSE | FALSE | TRUE | 0.014802 | 0.087856 | 1.2369 | 0 | 0 | 1.3395 | 0.014475 | 0.087233 | 1.245 | 0 | 0 | 1.3467 | 0.0013923 | 0.0083869 | 0.14646 | 0 | 0 | 0.15624 | 0.00030581 | 0.0018394 | 0.03156 | 0 | 0 | 0.033705 | 0.016173 | 0.097459 | 1.423 | 0 | 0 | 1.5367 | 0% | 0% | 100% | 0% | 0% | 0 | 0 | 1.3395 | 0 | 0 | 1.3395 | 0 | 0 | 1.3467 | 0 | 0 | 1.3467 | 0 | 0 | 0.15624 | 0 | 0 | 0.15624 | 0 | 0 | 0.033705 | 0 | 0 | 0.033705 | 0 | 0 | 1.5367 | 0 | 0 | 1.5367 | TRUE | 45.22% | 0% | 51.41% | 3.378% | 0% | 0% | FALSE | 0% | 0% | 0% | 0% | 0% | FALSE | 0% | 0% | 0% | 0% | 0% | 0% | 0% | 0% | N/A | N/A
| 104 | Line 977/1 Refurbishment | TRUE | Non-Labour | Transmission Lines | 100% | Replacement Expenditure | Transmission Lines | Repex | N/A | N/A | TL - Transmission poles | TL - Safe and Reliable Network | N/A | No | 0% | Safety security & reliability | Transmission Lines (2018 onwards) | 85.81% | TRUE | FY22 | 2 | 49 | 2 | 2 | 1 | 2 | FALSE | FALSE | TRUE | 0.089518 | 0.53134 | 7.4803 | 0 | 0 | 8.1012 | 0.089518 | 0.53134 | 7.4803 | 0 | 0 | 8.1012 | 0.0086107 | 0.051085 | 0.87996 | 0 | 0 | 0.93966 | 0.0018913 | 0.011204 | 0.18962 | 0 | 0 | 0.20271 | 0.10002 | 0.59363 | 8.5499 | 0 | 0 | 9.2436 | 0% | 0% | 100% | 0% | 0% | 0 | 0 | 8.1012 | 0 | 0 | 8.1012 | 0 | 0 | 8.1012 | 0 | 0 | 8.1012 | 0 | 0 | 0.93966 | 0 | 0 | 0.93966 | 0 | 0 | 0.20271 | 0 | 0 | 0.20271 | 0 | 0 | 9.2436 | 0 | 0 | 9.2436 | TRUE | 45.22% | 0% | 51.41% | 3.378% | 0% | 0% | FALSE | 0% | 0% | 0% | 0% | 0% | FALSE | 0% | 0% | 0% | 0% | 0% | 0% | 0% | 0% | N/A | N/A
| 105 | Line 978 Refurbishment | FALSE | Labour | Transmission Lines | 100% | Replacement Expenditure | Transmission Lines | Repex | N/A | N/A | TL - Transmission poles | TL - Safe and Reliable Network | N/A | No | 0% | Safety security & reliability | Transmission Lines (2018 onwards) | 0% | TRUE | FY22 | 2 | 50 | 1 | 1 | 1 | 1 | FALSE | FALSE | TRUE | 0 | 0 | 0 | 0 | 0 | 0 | 0 | 0 | 0 | 0 | 0 | 0 | 0 | 0 | 0 | 0 | 0 | 0 | 0 | 0 | 0 | 0 | 0 | 0 | 0 | 0 | 0 | 0 | 0 | 0 | 0% | 0% | 0% | 0% | 0% | 0 | 0 | 0 | 0 | 0 | 0 | 0 | 0 | 0 | 0 | 0 | 0 | 0 | 0 | 0 | 0 | 0 | 0 | 0 | 0 | 0 | 0 | 0 | 0 | 0 | 0 | 0 | 0 | 0 | 0 | TRUE | 0% | 0% | 100% | 0% | 0% | 0% | FALSE | 0% | 0% | 0% | 0% | 0% | FALSE | 0% | 0% | 0% | 0% | 0% | 0% | 0% | 0% | N/A | N/A
| 106 | Line 978 Refurbishment | FALSE | Non-Labour | Transmission Lines | 100% | Replacement Expenditure | Transmission Lines | Repex | N/A | N/A | TL - Transmission poles | TL - Safe and Reliable Network | N/A | No | 0% | Safety security & reliability | Transmission Lines (2018 onwards) | 100% | TRUE | FY22 | 2 | 50 | 2 | 2 | 1 | 2 | FALSE | FALSE | TRUE | 0 | 0 | 0 | 0 | 0 | 0 | 0 | 0 | 0 | 0 | 0 | 0 | 0 | 0 | 0 | 0 | 0 | 0 | 0 | 0 | 0 | 0 | 0 | 0 | 0 | 0 | 0 | 0 | 0 | 0 | 0% | 0% | 0% | 0% | 0% | 0 | 0 | 0 | 0 | 0 | 0 | 0 | 0 | 0 | 0 | 0 | 0 | 0 | 0 | 0 | 0 | 0 | 0 | 0 | 0 | 0 | 0 | 0 | 0 | 0 | 0 | 0 | 0 | 0 | 0 | TRUE | 0% | 0% | 100% | 0% | 0% | 0% | FALSE | 0% | 0% | 0% | 0% | 0% | FALSE | 0% | 0% | 0% | 0% | 0% | 0% | 0% | 0% | N/A | N/A
| 107 | Line 991 Refurbishment | FALSE | Labour | Transmission Lines | 100% | Replacement Expenditure | Transmission Lines | Repex | N/A | N/A | TL - Transmission poles | TL - Safe and Reliable Network | N/A | No | 0% | Safety security & reliability | Transmission Lines (2018 onwards) | 0% | TRUE | FY22 | 2 | 51 | 1 | 1 | 1 | 1 | FALSE | FALSE | TRUE | 0 | 0 | 0 | 0 | 0 | 0 | 0 | 0 | 0 | 0 | 0 | 0 | 0 | 0 | 0 | 0 | 0 | 0 | 0 | 0 | 0 | 0 | 0 | 0 | 0 | 0 | 0 | 0 | 0 | 0 | 0% | 0% | 0% | 0% | 0% | 0 | 0 | 0 | 0 | 0 | 0 | 0 | 0 | 0 | 0 | 0 | 0 | 0 | 0 | 0 | 0 | 0 | 0 | 0 | 0 | 0 | 0 | 0 | 0 | 0 | 0 | 0 | 0 | 0 | 0 | TRUE | 70% | 0% | 30% | 0% | 0% | 0% | FALSE | 0% | 0% | 0% | 0% | 0% | FALSE | 0% | 0% | 0% | 0% | 0% | 0% | 0% | 0% | N/A | N/A
| 108 | Line 991 Refurbishment | FALSE | Non-Labour | Transmission Lines | 100% | Replacement Expenditure | Transmission Lines | Repex | N/A | N/A | TL - Transmission poles | TL - Safe and Reliable Network | N/A | No | 0% | Safety security & reliability | Transmission Lines (2018 onwards) | 100% | TRUE | FY22 | 2 | 51 | 2 | 2 | 1 | 2 | FALSE | FALSE | TRUE | 0 | 0 | 0 | 0 | 0 | 0 | 0 | 0 | 0 | 0 | 0 | 0 | 0 | 0 | 0 | 0 | 0 | 0 | 0 | 0 | 0 | 0 | 0 | 0 | 0 | 0 | 0 | 0 | 0 | 0 | 0% | 0% | 0% | 0% | 0% | 0 | 0 | 0 | 0 | 0 | 0 | 0 | 0 | 0 | 0 | 0 | 0 | 0 | 0 | 0 | 0 | 0 | 0 | 0 | 0 | 0 | 0 | 0 | 0 | 0 | 0 | 0 | 0 | 0 | 0 | TRUE | 70% | 0% | 30% | 0% | 0% | 0% | FALSE | 0% | 0% | 0% | 0% | 0% | FALSE | 0% | 0% | 0% | 0% | 0% | 0% | 0% | 0% | N/A | N/A
| 109 | Line 99B Refurbishment | TRUE | Labour | Transmission Lines | 100% | Replacement Expenditure | Transmission Lines | Repex | N/A | N/A | TL - Transmission poles | TL - Safe and Reliable Network | N/A | No | 0% | Safety security & reliability | Transmission Lines (2018 onwards) | 12.79% | TRUE | FY22 | 2 | 52 | 1 | 1 | 1 | 1 | FALSE | FALSE | TRUE | 0.011144 | 0.43704 | 0 | 0 | 0 | 0.44819 | 0.010898 | 0.43394 | 0 | 0 | 0 | 0.44484 | 0.0010482 | 0.041721 | 0 | 0 | 0 | 0.042769 | 0.00023024 | 0.0091501 | 0 | 0 | 0 | 0.0093803 | 0.012176 | 0.48481 | 0 | 0 | 0 | 0.49699 | 0% | 100% | 0% | 0% | 0% | 0 | 0.44819 | 0 | 0 | 0 | 0.44819 | 0 | 0.44484 | 0 | 0 | 0 | 0.44484 | 0 | 0.042769 | 0 | 0 | 0 | 0.042769 | 0 | 0.0093803 | 0 | 0 | 0 | 0.0093803 | 0 | 0.49699 | 0 | 0 | 0 | 0.49699 | TRUE | 96.02% | 0% | 0.9221% | 3.054% | 0% | 0% | FALSE | 0% | 0% | 0% | 0% | 0% | FALSE | 0% | 0% | 0% | 0% | 0% | 0% | 0% | 0% | N/A | N/A
| 110 | Line 99B Refurbishment | TRUE | Non-Labour | Transmission Lines | 100% | Replacement Expenditure | Transmission Lines | Repex | N/A | N/A | TL - Transmission poles | TL - Safe and Reliable Network | N/A | No | 0% | Safety security & reliability | Transmission Lines (2018 onwards) | 87.21% | TRUE | FY22 | 2 | 52 | 2 | 2 | 1 | 2 | FALSE | FALSE | TRUE | 0.07599 | 2.9802 | 0 | 0 | 0 | 3.0562 | 0.07599 | 2.9802 | 0 | 0 | 0 | 3.0562 | 0.0073094 | 0.28652 | 0 | 0 | 0 | 0.29383 | 0.0016055 | 0.06284 | 0 | 0 | 0 | 0.064445 | 0.084905 | 3.3295 | 0 | 0 | 0 | 3.4144 | 0% | 100% | 0% | 0% | 0% | 0 | 3.0562 | 0 | 0 | 0 | 3.0562 | 0 | 3.0562 | 0 | 0 | 0 | 3.0562 | 0 | 0.29383 | 0 | 0 | 0 | 0.29383 | 0 | 0.064445 | 0 | 0 | 0 | 0.064445 | 0 | 3.4144 | 0 | 0 | 0 | 3.4144 | TRUE | 96.02% | 0% | 0.9221% | 3.054% | 0% | 0% | FALSE | 0% | 0% | 0% | 0% | 0% | FALSE | 0% | 0% | 0% | 0% | 0% | 0% | 0% | 0% | N/A | N/A
| 111 | Line 99Z Refurbishment | TRUE | Labour | Transmission Lines | 100% | Replacement Expenditure | Transmission Lines | Repex | N/A | N/A | TL - Transmission poles | TL - Safe and Reliable Network | N/A | Yes | 0% | Safety security & reliability | Transmission Lines (2018 onwards) | 12.55% | TRUE | FY22 | 2 | 53 | 1 | 1 | 1 | 1 | FALSE | FALSE | TRUE | 0.35816 | 0 | 0 | 0 | 0 | 0.35816 | 0.35024 | 0 | 0 | 0 | 0 | 0.35024 | 0.033689 | 0 | 0 | 0 | 0 | 0.033689 | 0.0073997 | 0 | 0 | 0 | 0 | 0.0073997 | 0.39133 | 0 | 0 | 0 | 0 | 0.39133 | 100% | 0% | 0% | 0% | 0% | 0.35816 | 0 | 0 | 0 | 0 | 0.35816 | 0.35024 | 0 | 0 | 0 | 0 | 0.35024 | 0.033689 | 0 | 0 | 0 | 0 | 0.033689 | 0.0073997 | 0 | 0 | 0 | 0 | 0.0073997 | 0.39133 | 0 | 0 | 0 | 0 | 0.39133 | TRUE | 95.51% | 0% | 1.728% | 2.766% | 0% | 0% | FALSE | 0% | 0% | 0% | 0% | 0% | FALSE | 0% | 0% | 0% | 0% | 0% | 0% | 0% | 0% | N/A | N/A
| 112 | Line 99Z Refurbishment | TRUE | Non-Labour | Transmission Lines | 100% | Replacement Expenditure | Transmission Lines | Repex | N/A | N/A | TL - Transmission poles | TL - Safe and Reliable Network | N/A | Yes | 0% | Safety security & reliability | Transmission Lines (2018 onwards) | 87.45% | TRUE | FY22 | 2 | 53 | 2 | 2 | 1 | 2 | FALSE | FALSE | TRUE | 2.4948 | 0 | 0 | 0 | 0 | 2.4948 | 2.4948 | 0 | 0 | 0 | 0 | 2.4948 | 0.23997 | 0 | 0 | 0 | 0 | 0.23997 | 0.052709 | 0 | 0 | 0 | 0 | 0.052709 | 2.7875 | 0 | 0 | 0 | 0 | 2.7875 | 100% | 0% | 0% | 0% | 0% | 2.4948 | 0 | 0 | 0 | 0 | 2.4948 | 2.4948 | 0 | 0 | 0 | 0 | 2.4948 | 0.23997 | 0 | 0 | 0 | 0 | 0.23997 | 0.052709 | 0 | 0 | 0 | 0 | 0.052709 | 2.7875 | 0 | 0 | 0 | 0 | 2.7875 | TRUE | 95.51% | 0% | 1.728% | 2.766% | 0% | 0% | FALSE | 0% | 0% | 0% | 0% | 0% | FALSE | 0% | 0% | 0% | 0% | 0% | 0% | 0% | 0% | N/A | N/A
| 113 | Line 9ML Refurbishment | TRUE | Labour | Transmission Lines | 100% | Replacement Expenditure | Transmission Lines | Repex | N/A | N/A | TL - Transmission poles | TL - Safe and Reliable Network | N/A | No | 0% | Safety security & reliability | Transmission Lines (2018 onwards) | 13.71% | TRUE | FY22 | 2 | 54 | 1 | 1 | 1 | 1 | FALSE | FALSE | TRUE | 0.71753 | 0 | 0 | 0 | 0 | 0.71753 | 0.70167 | 0 | 0 | 0 | 0 | 0.70167 | 0.067493 | 0 | 0 | 0 | 0 | 0.067493 | 0.014824 | 0 | 0 | 0 | 0 | 0.014824 | 0.78399 | 0 | 0 | 0 | 0 | 0.78399 | 100% | 0% | 0% | 0% | 0% | 0.71753 | 0 | 0 | 0 | 0 | 0.71753 | 0.70167 | 0 | 0 | 0 | 0 | 0.70167 | 0.067493 | 0 | 0 | 0 | 0 | 0.067493 | 0.014824 | 0 | 0 | 0 | 0 | 0.014824 | 0.78399 | 0 | 0 | 0 | 0 | 0.78399 | TRUE | 95.83% | 0% | 0.737% | 3.429% | 0% | 0% | FALSE | 0% | 0% | 0% | 0% | 0% | FALSE | 0% | 0% | 0% | 0% | 0% | 0% | 0% | 0% | N/A | N/A
| 114 | Line 9ML Refurbishment | TRUE | Non-Labour | Transmission Lines | 100% | Replacement Expenditure | Transmission Lines | Repex | N/A | N/A | TL - Transmission poles | TL - Safe and Reliable Network | N/A | No | 0% | Safety security & reliability | Transmission Lines (2018 onwards) | 86.29% | TRUE | FY22 | 2 | 54 | 2 | 2 | 1 | 2 | FALSE | FALSE | TRUE | 4.5155 | 0 | 0 | 0 | 0 | 4.5155 | 4.5155 | 0 | 0 | 0 | 0 | 4.5155 | 0.43434 | 0 | 0 | 0 | 0 | 0.43434 | 0.0954 | 0 | 0 | 0 | 0 | 0.0954 | 5.0452 | 0 | 0 | 0 | 0 | 5.0452 | 100% | 0% | 0% | 0% | 0% | 4.5155 | 0 | 0 | 0 | 0 | 4.5155 | 4.5155 | 0 | 0 | 0 | 0 | 4.5155 | 0.43434 | 0 | 0 | 0 | 0 | 0.43434 | 0.0954 | 0 | 0 | 0 | 0 | 0.0954 | 5.0452 | 0 | 0 | 0 | 0 | 5.0452 | TRUE | 95.83% | 0% | 0.737% | 3.429% | 0% | 0% | FALSE | 0% | 0% | 0% | 0% | 0% | FALSE | 0% | 0% | 0% | 0% | 0% | 0% | 0% | 0% | N/A | N/A
| 115 | Line 9W/96 Refurbishment | TRUE | Labour | Transmission Lines | 100% | Replacement Expenditure | Transmission Lines | Repex | N/A | N/A | TL - Transmission towers | TL - Safe and Reliable Network | N/A | No | 0% | Safety security & reliability | Transmission Lines (2018 onwards) | 24.97% | TRUE | FY22 | 2 | 55 | 1 | 1 | 1 | 1 | FALSE | FALSE | TRUE | 0 | 0 | 0.0091278 | 0.31892 | 0 | 0.32804 | 0 | 0 | 0.0091879 | 0.3226 | 0 | 0.33179 | 0 | 0 | 0.0010808 | 0.033663 | 0 | 0.034744 | 0 | 0 | 0.0002329 | 0.007333 | 0 | 0.0075659 | 0 | 0 | 0.010502 | 0.3636 | 0 | 0.3741 | 0% | 0% | 0% | 100% | 0% | 0 | 0 | 0 | 0.32804 | 0 | 0.32804 | 0 | 0 | 0 | 0.33179 | 0 | 0.33179 | 0 | 0 | 0 | 0.034744 | 0 | 0.034744 | 0 | 0 | 0 | 0.0075659 | 0 | 0.0075659 | 0 | 0 | 0 | 0.3741 | 0 | 0.3741 | TRUE | 0% | 9.579% | 90.42% | 0% | 0% | 0% | FALSE | 0% | 0% | 0% | 0% | 0% | FALSE | 0% | 0% | 0% | 0% | 0% | 0% | 0% | 0% | N/A | N/A
| 116 | Line 9W/96 Refurbishment | TRUE | Non-Labour | Transmission Lines | 100% | Replacement Expenditure | Transmission Lines | Repex | N/A | N/A | TL - Transmission towers | TL - Safe and Reliable Network | N/A | No | 0% | Safety security & reliability | Transmission Lines (2018 onwards) | 75.03% | TRUE | FY22 | 2 | 55 | 2 | 2 | 1 | 2 | FALSE | FALSE | TRUE | 0 | 0 | 0.02743 | 0.95839 | 0 | 0.98582 | 0 | 0 | 0.02743 | 0.95839 | 0 | 0.98582 | 0 | 0 | 0.0032268 | 0.10001 | 0 | 0.10323 | 0 | 0 | 0.00069533 | 0.021785 | 0 | 0.02248 | 0 | 0 | 0.031353 | 1.0802 | 0 | 1.1115 | 0% | 0% | 0% | 100% | 0% | 0 | 0 | 0 | 0.98582 | 0 | 0.98582 | 0 | 0 | 0 | 0.98582 | 0 | 0.98582 | 0 | 0 | 0 | 0.10323 | 0 | 0.10323 | 0 | 0 | 0 | 0.02248 | 0 | 0.02248 | 0 | 0 | 0 | 1.1115 | 0 | 1.1115 | TRUE | 0% | 9.579% | 90.42% | 0% | 0% | 0% | FALSE | 0% | 0% | 0% | 0% | 0% | FALSE | 0% | 0% | 0% | 0% | 0% | 0% | 0% | 0% | N/A | N/A
| 117 | Nambucca Secondary Systems Renewal | TRUE | Labour | Secondary Systems | 95.11% | Replacement Expenditure | Digital Infrastructure | Repex | N/A | N/A | DI - Protection systems | DI - Safe and Reliable Network | N/A | No | 0% | Safety security & reliability | Secondary Systems (2018-23) | 19.9% | TRUE | FY22 | 2 | 56 | 1 | 1 | 4 | 1 | FALSE | FALSE | TRUE | 0 | 0 | 0.37053 | 1.1597 | 0.10658 | 1.6368 | 0 | 0 | 0.37297 | 1.1731 | 0.10817 | 1.6543 | 0 | 0 | 0.043875 | 0.12242 | 0.014074 | 0.18037 | 0 | 0 | 0.0094544 | 0.026666 | 0.0029757 | 0.039096 | 0 | 0 | 0.4263 | 1.3222 | 0.12522 | 1.8737 | 0% | 0% | 0% | 0% | 100% | 0 | 0 | 0 | 0 | 1.6368 | 1.6368 | 0 | 0 | 0 | 0 | 1.6543 | 1.6543 | 0 | 0 | 0 | 0 | 0.18037 | 0.18037 | 0 | 0 | 0 | 0 | 0.039096 | 0.039096 | 0 | 0 | 0 | 0 | 1.8737 | 1.8737 | FALSE | 0% | 0% | 0% | 0% | 0% | 0% | FALSE | 0% | 0% | 0% | 0% | 0% | TRUE | 43.19% | 47.78% | 4.134% | 0% | 0% | 0% | 4.89% | 0% | N/A | N/A
| 118 | Nambucca Secondary Systems Renewal | TRUE | Labour | Business IT | 4.89% | Replacement Expenditure | Digital Infrastructure | Repex | N/A | N/A | DI - Protection systems | DI - Safe and Reliable Network | N/A | No | 0% | Safety security & reliability | Business IT (2018 onwards) | 19.9% | TRUE | FY22 | 2 | 56 | 1 | 2 | 6 | 1 | FALSE | FALSE | TRUE | 0 | 0 | 0.01905 | 0.059624 | 0.0054794 | 0.084153 | 0 | 0 | 0.019175 | 0.060312 | 0.0055611 | 0.085048 | 0 | 0 | 0.0022557 | 0.0062936 | 0.00072356 | 0.0092728 | 0 | 0 | 0.00048606 | 0.0013709 | 0.00015299 | 0.00201 | 0 | 0 | 0.021917 | 0.067977 | 0.0064376 | 0.096331 | 0% | 0% | 0% | 0% | 100% | 0 | 0 | 0 | 0 | 0.084153 | 0.084153 | 0 | 0 | 0 | 0 | 0.085048 | 0.085048 | 0 | 0 | 0 | 0 | 0.0092728 | 0.0092728 | 0 | 0 | 0 | 0 | 0.00201 | 0.00201 | 0 | 0 | 0 | 0 | 0.096331 | 0.096331 | FALSE | 0% | 0% | 0% | 0% | 0% | 0% | FALSE | 0% | 0% | 0% | 0% | 0% | TRUE | 43.19% | 47.78% | 4.134% | 0% | 0% | 0% | 4.89% | 0% | N/A | N/A
| 119 | Nambucca Secondary Systems Renewal | TRUE | Non-Labour | Secondary Systems | 95.11% | Replacement Expenditure | Digital Infrastructure | Repex | N/A | N/A | DI - Protection systems | DI - Safe and Reliable Network | N/A | No | 0% | Safety security & reliability | Secondary Systems (2018-23) | 80.1% | TRUE | FY22 | 2 | 56 | 2 | 3 | 4 | 2 | FALSE | FALSE | TRUE | 0 | 0 | 1.4915 | 4.6682 | 0.42901 | 6.5887 | 0 | 0 | 1.4915 | 4.6682 | 0.42901 | 6.5887 | 0 | 0 | 0.17545 | 0.48713 | 0.055819 | 0.7184 | 0 | 0 | 0.037807 | 0.10611 | 0.011802 | 0.15572 | 0 | 0 | 1.7047 | 5.2614 | 0.49663 | 7.4628 | 0% | 0% | 0% | 0% | 100% | 0 | 0 | 0 | 0 | 6.5887 | 6.5887 | 0 | 0 | 0 | 0 | 6.5887 | 6.5887 | 0 | 0 | 0 | 0 | 0.7184 | 0.7184 | 0 | 0 | 0 | 0 | 0.15572 | 0.15572 | 0 | 0 | 0 | 0 | 7.4628 | 7.4628 | FALSE | 0% | 0% | 0% | 0% | 0% | 0% | FALSE | 0% | 0% | 0% | 0% | 0% | TRUE | 43.19% | 47.78% | 4.134% | 0% | 0% | 0% | 4.89% | 0% | N/A | N/A
| 120 | Nambucca Secondary Systems Renewal | TRUE | Non-Labour | Business IT | 4.89% | Replacement Expenditure | Digital Infrastructure | Repex | N/A | N/A | DI - Protection systems | DI - Safe and Reliable Network | N/A | No | 0% | Safety security & reliability | Business IT (2018 onwards) | 80.1% | TRUE | FY22 | 2 | 56 | 2 | 4 | 6 | 2 | FALSE | FALSE | TRUE | 0 | 0 | 0.076679 | 0.24 | 0.022056 | 0.33873 | 0 | 0 | 0.076679 | 0.24 | 0.022056 | 0.33873 | 0 | 0 | 0.0090202 | 0.025044 | 0.0028697 | 0.036934 | 0 | 0 | 0.0019437 | 0.0054554 | 0.00060676 | 0.0080058 | 0 | 0 | 0.087643 | 0.2705 | 0.025532 | 0.38367 | 0% | 0% | 0% | 0% | 100% | 0 | 0 | 0 | 0 | 0.33873 | 0.33873 | 0 | 0 | 0 | 0 | 0.33873 | 0.33873 | 0 | 0 | 0 | 0 | 0.036934 | 0.036934 | 0 | 0 | 0 | 0 | 0.0080058 | 0.0080058 | 0 | 0 | 0 | 0 | 0.38367 | 0.38367 | FALSE | 0% | 0% | 0% | 0% | 0% | 0% | FALSE | 0% | 0% | 0% | 0% | 0% | TRUE | 43.19% | 47.78% | 4.134% | 0% | 0% | 0% | 4.89% | 0% | N/A | N/A
| 121 | Narrabri Secondary Systems Renewal | TRUE | Labour | Secondary Systems | 87.66% | Replacement Expenditure | Digital Infrastructure | Repex | N/A | N/A | DI - Protection systems | DI - Safe and Reliable Network | N/A | No | 0% | Safety security & reliability | Secondary Systems (2018-23) | 19.43% | TRUE | FY22 | 2 | 57 | 1 | 1 | 4 | 1 | FALSE | FALSE | TRUE | 0.33045 | 1.2163 | 0.38258 | 0 | 0 | 1.9293 | 0.32315 | 1.2077 | 0.3851 | 0 | 0 | 1.9159 | 0.031083 | 0.11611 | 0.045302 | 0 | 0 | 0.19249 | 0.0068272 | 0.025465 | 0.0097619 | 0 | 0 | 0.042054 | 0.36106 | 1.3492 | 0.44017 | 0 | 0 | 2.1505 | 0% | 0% | 100% | 0% | 0% | 0 | 0 | 1.9293 | 0 | 0 | 1.9293 | 0 | 0 | 1.9159 | 0 | 0 | 1.9159 | 0 | 0 | 0.19249 | 0 | 0 | 0.19249 | 0 | 0 | 0.042054 | 0 | 0 | 0.042054 | 0 | 0 | 2.1505 | 0 | 0 | 2.1505 | FALSE | 0% | 0% | 0% | 0% | 0% | 0% | FALSE | 0% | 0% | 0% | 0% | 0% | TRUE | 67.4% | 16.08% | 4.174% | 0% | 0% | 0% | 12.34% | 0% | N/A | N/A
| 122 | Narrabri Secondary Systems Renewal | TRUE | Labour | Business IT | 12.34% | Replacement Expenditure | Digital Infrastructure | Repex | N/A | N/A | DI - Protection systems | DI - Safe and Reliable Network | N/A | No | 0% | Safety security & reliability | Business IT (2018 onwards) | 19.43% | TRUE | FY22 | 2 | 57 | 1 | 2 | 6 | 1 | FALSE | FALSE | TRUE | 0.046531 | 0.17126 | 0.053871 | 0 | 0 | 0.27167 | 0.045502 | 0.17005 | 0.054226 | 0 | 0 | 0.26978 | 0.0043768 | 0.016349 | 0.006379 | 0 | 0 | 0.027105 | 0.00096134 | 0.0035856 | 0.0013746 | 0 | 0 | 0.0059215 | 0.05084 | 0.18998 | 0.06198 | 0 | 0 | 0.3028 | 0% | 0% | 100% | 0% | 0% | 0 | 0 | 0.27167 | 0 | 0 | 0.27167 | 0 | 0 | 0.26978 | 0 | 0 | 0.26978 | 0 | 0 | 0.027105 | 0 | 0 | 0.027105 | 0 | 0 | 0.0059215 | 0 | 0 | 0.0059215 | 0 | 0 | 0.3028 | 0 | 0 | 0.3028 | FALSE | 0% | 0% | 0% | 0% | 0% | 0% | FALSE | 0% | 0% | 0% | 0% | 0% | TRUE | 67.4% | 16.08% | 4.174% | 0% | 0% | 0% | 12.34% | 0% | N/A | N/A
| 123 | Narrabri Secondary Systems Renewal | TRUE | Non-Labour | Secondary Systems | 87.66% | Replacement Expenditure | Digital Infrastructure | Repex | N/A | N/A | DI - Protection systems | DI - Safe and Reliable Network | N/A | No | 0% | Safety security & reliability | Secondary Systems (2018-23) | 80.57% | TRUE | FY22 | 2 | 57 | 2 | 3 | 4 | 2 | FALSE | FALSE | TRUE | 1.3705 | 5.0442 | 1.5867 | 0 | 0 | 8.0013 | 1.3705 | 5.0442 | 1.5867 | 0 | 0 | 8.0013 | 0.13182 | 0.48497 | 0.18665 | 0 | 0 | 0.80344 | 0.028954 | 0.10636 | 0.04022 | 0 | 0 | 0.17554 | 1.5312 | 5.6355 | 1.8135 | 0 | 0 | 8.9803 | 0% | 0% | 100% | 0% | 0% | 0 | 0 | 8.0013 | 0 | 0 | 8.0013 | 0 | 0 | 8.0013 | 0 | 0 | 8.0013 | 0 | 0 | 0.80344 | 0 | 0 | 0.80344 | 0 | 0 | 0.17554 | 0 | 0 | 0.17554 | 0 | 0 | 8.9803 | 0 | 0 | 8.9803 | FALSE | 0% | 0% | 0% | 0% | 0% | 0% | FALSE | 0% | 0% | 0% | 0% | 0% | TRUE | 67.4% | 16.08% | 4.174% | 0% | 0% | 0% | 12.34% | 0% | N/A | N/A
| 124 | Narrabri Secondary Systems Renewal | TRUE | Non-Labour | Business IT | 12.34% | Replacement Expenditure | Digital Infrastructure | Repex | N/A | N/A | DI - Protection systems | DI - Safe and Reliable Network | N/A | No | 0% | Safety security & reliability | Business IT (2018 onwards) | 80.57% | TRUE | FY22 | 2 | 57 | 2 | 4 | 6 | 2 | FALSE | FALSE | TRUE | 0.19297 | 0.71027 | 0.22342 | 0 | 0 | 1.1267 | 0.19297 | 0.71027 | 0.22342 | 0 | 0 | 1.1267 | 0.018562 | 0.068288 | 0.026282 | 0 | 0 | 0.11313 | 0.004077 | 0.014977 | 0.0056633 | 0 | 0 | 0.024717 | 0.21561 | 0.79353 | 0.25536 | 0 | 0 | 1.2645 | 0% | 0% | 100% | 0% | 0% | 0 | 0 | 1.1267 | 0 | 0 | 1.1267 | 0 | 0 | 1.1267 | 0 | 0 | 1.1267 | 0 | 0 | 0.11313 | 0 | 0 | 0.11313 | 0 | 0 | 0.024717 | 0 | 0 | 0.024717 | 0 | 0 | 1.2645 | 0 | 0 | 1.2645 | FALSE | 0% | 0% | 0% | 0% | 0% | 0% | FALSE | 0% | 0% | 0% | 0% | 0% | TRUE | 67.4% | 16.08% | 4.174% | 0% | 0% | 0% | 12.34% | 0% | N/A | N/A
| 125 | Newcastle Secondary Systems Renewal | TRUE | Labour | Secondary Systems | 92.57% | Replacement Expenditure | Digital Infrastructure | Repex | N/A | N/A | DI - Protection systems | DI - Safe and Reliable Network | N/A | No | 0% | Safety security & reliability | Secondary Systems (2018-23) | 14.59% | TRUE | FY22 | 2 | 58 | 1 | 1 | 4 | 1 | FALSE | FALSE | TRUE | 0.26241 | 0.23855 | 0.11928 | 0.26241 | 0.27434 | 1.157 | 0.25661 | 0.23686 | 0.12006 | 0.26544 | 0.27843 | 1.1574 | 0.024683 | 0.022773 | 0.014124 | 0.027699 | 0.036226 | 0.1255 | 0.0054215 | 0.0049945 | 0.0030434 | 0.0060337 | 0.0076595 | 0.027153 | 0.28671 | 0.26463 | 0.13723 | 0.29917 | 0.32231 | 1.3101 | 10% | 11% | 14% | 32% | 33% | 0.1157 | 0.12727 | 0.16198 | 0.37024 | 0.38181 | 1.157 | 0.11574 | 0.12731 | 0.16204 | 0.37037 | 0.38194 | 1.1574 | 0.01255 | 0.013805 | 0.017571 | 0.040161 | 0.041416 | 0.1255 | 0.0027153 | 0.0029868 | 0.0038014 | 0.0086888 | 0.0089603 | 0.027153 | 0.13101 | 0.14411 | 0.18341 | 0.41922 | 0.43232 | 1.3101 | FALSE | 0% | 0% | 0% | 0% | 0% | 0% | FALSE | 0% | 0% | 0% | 0% | 0% | TRUE | 76.03% | 2.419% | 14.13% | 0% | 0% | 0% | 7.426% | 0% | N/A | N/A
| 126 | Newcastle Secondary Systems Renewal | TRUE | Labour | Business IT | 7.426% | Replacement Expenditure | Digital Infrastructure | Repex | N/A | N/A | DI - Protection systems | DI - Safe and Reliable Network | N/A | No | 0% | Safety security & reliability | Business IT (2018 onwards) | 14.59% | TRUE | FY22 | 2 | 58 | 1 | 2 | 6 | 1 | FALSE | FALSE | TRUE | 0.021049 | 0.019135 | 0.0095676 | 0.021049 | 0.022005 | 0.092805 | 0.020583 | 0.018999 | 0.0096306 | 0.021292 | 0.022333 | 0.092838 | 0.0019799 | 0.0018267 | 0.0011329 | 0.0022218 | 0.0029058 | 0.010067 | 0.00043487 | 0.00040062 | 0.00024412 | 0.00048398 | 0.00061439 | 0.002178 | 0.022998 | 0.021227 | 0.011008 | 0.023998 | 0.025854 | 0.10508 | 10% | 11% | 14% | 32% | 33% | 0.0092805 | 0.010209 | 0.012993 | 0.029698 | 0.030626 | 0.092805 | 0.0092838 | 0.010212 | 0.012997 | 0.029708 | 0.030637 | 0.092838 | 0.0010067 | 0.0011074 | 0.0014094 | 0.0032215 | 0.0033221 | 0.010067 | 0.0002178 | 0.00023958 | 0.00030492 | 0.00069696 | 0.00071874 | 0.002178 | 0.010508 | 0.011559 | 0.014712 | 0.033627 | 0.034678 | 0.10508 | FALSE | 0% | 0% | 0% | 0% | 0% | 0% | FALSE | 0% | 0% | 0% | 0% | 0% | TRUE | 76.03% | 2.419% | 14.13% | 0% | 0% | 0% | 7.426% | 0% | N/A | N/A
| 127 | Newcastle Secondary Systems Renewal | TRUE | Non-Labour | Secondary Systems | 92.57% | Replacement Expenditure | Digital Infrastructure | Repex | N/A | N/A | DI - Protection systems | DI - Safe and Reliable Network | N/A | No | 0% | Safety security & reliability | Secondary Systems (2018-23) | 85.41% | TRUE | FY22 | 2 | 58 | 2 | 3 | 4 | 2 | FALSE | FALSE | TRUE | 1.5361 | 1.3965 | 0.69823 | 1.5361 | 1.6059 | 6.7728 | 1.5361 | 1.3965 | 0.69823 | 1.5361 | 1.6059 | 6.7728 | 0.14776 | 0.13426 | 0.082137 | 0.16029 | 0.20895 | 0.7334 | 0.032454 | 0.029446 | 0.017699 | 0.034917 | 0.044179 | 0.1587 | 1.7163 | 1.5602 | 0.79807 | 1.7313 | 1.8591 | 7.6649 | 10% | 11% | 14% | 32% | 33% | 0.67728 | 0.74501 | 0.9482 | 2.1673 | 2.235 | 6.7728 | 0.67728 | 0.74501 | 0.9482 | 2.1673 | 2.235 | 6.7728 | 0.07334 | 0.080674 | 0.10268 | 0.23469 | 0.24202 | 0.7334 | 0.01587 | 0.017456 | 0.022217 | 0.050782 | 0.052369 | 0.1587 | 0.76649 | 0.84314 | 1.0731 | 2.4528 | 2.5294 | 7.6649 | FALSE | 0% | 0% | 0% | 0% | 0% | 0% | FALSE | 0% | 0% | 0% | 0% | 0% | TRUE | 76.03% | 2.419% | 14.13% | 0% | 0% | 0% | 7.426% | 0% | N/A | N/A
| 128 | Newcastle Secondary Systems Renewal | TRUE | Non-Labour | Business IT | 7.426% | Replacement Expenditure | Digital Infrastructure | Repex | N/A | N/A | DI - Protection systems | DI - Safe and Reliable Network | N/A | No | 0% | Safety security & reliability | Business IT (2018 onwards) | 85.41% | TRUE | FY22 | 2 | 58 | 2 | 4 | 6 | 2 | FALSE | FALSE | TRUE | 0.12322 | 0.11201 | 0.056007 | 0.12322 | 0.12882 | 0.54327 | 0.12322 | 0.11201 | 0.056007 | 0.12322 | 0.12882 | 0.54327 | 0.011852 | 0.010769 | 0.0065885 | 0.012858 | 0.016761 | 0.058828 | 0.0026032 | 0.0023619 | 0.0014197 | 0.0028008 | 0.0035437 | 0.012729 | 0.13767 | 0.12515 | 0.064015 | 0.13887 | 0.14912 | 0.61483 | 10% | 11% | 14% | 32% | 33% | 0.054327 | 0.05976 | 0.076058 | 0.17385 | 0.17928 | 0.54327 | 0.054327 | 0.05976 | 0.076058 | 0.17385 | 0.17928 | 0.54327 | 0.0058828 | 0.0064711 | 0.0082359 | 0.018825 | 0.019413 | 0.058828 | 0.0012729 | 0.0014002 | 0.0017821 | 0.0040734 | 0.0042007 | 0.012729 | 0.061483 | 0.067631 | 0.086076 | 0.19674 | 0.20289 | 0.61483 | FALSE | 0% | 0% | 0% | 0% | 0% | 0% | FALSE | 0% | 0% | 0% | 0% | 0% | TRUE | 76.03% | 2.419% | 14.13% | 0% | 0% | 0% | 7.426% | 0% | N/A | N/A
| 129 | OLCM replacements | FALSE | Labour | Substations | 100% | Replacement Expenditure | Substation | Repex | N/A | N/A | Substations - Site Establishment and supporting assets | Substations - Safe and Reliable Network | N/A | No | 0% | Safety security & reliability | Substations (2018 onwards) | 0% | TRUE | FY22 | 2 | 59 | 1 | 1 | 3 | 1 | FALSE | FALSE | TRUE | 0 | 0 | 0 | 0 | 0 | 0 | 0 | 0 | 0 | 0 | 0 | 0 | 0 | 0 | 0 | 0 | 0 | 0 | 0 | 0 | 0 | 0 | 0 | 0 | 0 | 0 | 0 | 0 | 0 | 0 | 10% | 11% | 14% | 32% | 33% | 0 | 0 | 0 | 0 | 0 | 0 | 0 | 0 | 0 | 0 | 0 | 0 | 0 | 0 | 0 | 0 | 0 | 0 | 0 | 0 | 0 | 0 | 0 | 0 | 0 | 0 | 0 | 0 | 0 | 0 | FALSE | 0% | 0% | 0% | 0% | 0% | 0% | TRUE | 100% | 0% | 0% | 0% | 0% | FALSE | 0% | 0% | 0% | 0% | 0% | 0% | 0% | 0% | N/A | N/A
| 130 | OLCM replacements | FALSE | Non-Labour | Substations | 100% | Replacement Expenditure | Substation | Repex | N/A | N/A | Substations - Site Establishment and supporting assets | Substations - Safe and Reliable Network | N/A | No | 0% | Safety security & reliability | Substations (2018 onwards) | 100% | TRUE | FY22 | 2 | 59 | 2 | 2 | 3 | 2 | FALSE | FALSE | TRUE | 0 | 0 | 0 | 0 | 0 | 0 | 0 | 0 | 0 | 0 | 0 | 0 | 0 | 0 | 0 | 0 | 0 | 0 | 0 | 0 | 0 | 0 | 0 | 0 | 0 | 0 | 0 | 0 | 0 | 0 | 10% | 11% | 14% | 32% | 33% | 0 | 0 | 0 | 0 | 0 | 0 | 0 | 0 | 0 | 0 | 0 | 0 | 0 | 0 | 0 | 0 | 0 | 0 | 0 | 0 | 0 | 0 | 0 | 0 | 0 | 0 | 0 | 0 | 0 | 0 | FALSE | 0% | 0% | 0% | 0% | 0% | 0% | TRUE | 100% | 0% | 0% | 0% | 0% | FALSE | 0% | 0% | 0% | 0% | 0% | 0% | 0% | 0% | N/A | N/A
| 131 | Panorama Secondary Systems Renewal | TRUE | Labour | Secondary Systems | 100% | Replacement Expenditure | Digital Infrastructure | Repex | N/A | N/A | DI - Protection systems | DI - Safe and Reliable Network | N/A | No | 0% | Safety security & reliability | Secondary Systems (2018-23) | 37.12% | TRUE | FY22 | 2 | 60 | 1 | 1 | 4 | 1 | FALSE | FALSE | TRUE | 0.20057 | 0.18234 | 0.091169 | 0.20057 | 0.20969 | 0.88434 | 0.19614 | 0.18104 | 0.091769 | 0.20289 | 0.21281 | 0.88465 | 0.018866 | 0.017406 | 0.010795 | 0.021171 | 0.02769 | 0.095929 | 0.0041439 | 0.0038175 | 0.0023262 | 0.0046118 | 0.0058545 | 0.020754 | 0.21915 | 0.20227 | 0.10489 | 0.22867 | 0.24636 | 1.0013 | 10% | 11% | 14% | 32% | 33% | 0.088434 | 0.097277 | 0.12381 | 0.28299 | 0.29183 | 0.88434 | 0.088465 | 0.097312 | 0.12385 | 0.28309 | 0.29194 | 0.88465 | 0.0095929 | 0.010552 | 0.01343 | 0.030697 | 0.031657 | 0.095929 | 0.0020754 | 0.0022829 | 0.0029056 | 0.0066413 | 0.0068488 | 0.020754 | 0.10013 | 0.11015 | 0.14019 | 0.32043 | 0.33044 | 1.0013 | FALSE | 0% | 0% | 0% | 0% | 0% | 0% | FALSE | 0% | 0% | 0% | 0% | 0% | TRUE | 83.93% | 0% | 16.07% | 0% | 0% | 0% | 0% | 0% | N/A | N/A
| 132 | Panorama Secondary Systems Renewal | TRUE | Non-Labour | Secondary Systems | 100% | Replacement Expenditure | Digital Infrastructure | Repex | N/A | N/A | DI - Protection systems | DI - Safe and Reliable Network | N/A | No | 0% | Safety security & reliability | Secondary Systems (2018-23) | 62.88% | TRUE | FY22 | 2 | 60 | 2 | 2 | 4 | 2 | FALSE | FALSE | TRUE | 0.33978 | 0.30889 | 0.15445 | 0.33978 | 0.35522 | 1.4981 | 0.33978 | 0.30889 | 0.15445 | 0.33978 | 0.35522 | 1.4981 | 0.032683 | 0.029698 | 0.018168 | 0.035456 | 0.046219 | 0.16222 | 0.0071786 | 0.0065133 | 0.003915 | 0.0077235 | 0.0097722 | 0.035103 | 0.37964 | 0.3451 | 0.17653 | 0.38296 | 0.41122 | 1.6954 | 10% | 11% | 14% | 32% | 33% | 0.14981 | 0.16479 | 0.20974 | 0.4794 | 0.49438 | 1.4981 | 0.14981 | 0.16479 | 0.20974 | 0.4794 | 0.49438 | 1.4981 | 0.016222 | 0.017845 | 0.022711 | 0.051912 | 0.053534 | 0.16222 | 0.0035103 | 0.0038613 | 0.0049144 | 0.011233 | 0.011584 | 0.035103 | 0.16954 | 0.1865 | 0.23736 | 0.54254 | 0.5595 | 1.6954 | FALSE | 0% | 0% | 0% | 0% | 0% | 0% | FALSE | 0% | 0% | 0% | 0% | 0% | TRUE | 83.93% | 0% | 16.07% | 0% | 0% | 0% | 0% | 0% | N/A | N/A
| 133 | Physical Security Upgrade | TRUE | Labour | Business IT | 100% | Replacement Expenditure | Digital Infrastructure | Repex | N/A | N/A | DI - Network Buildings & Security | DI - Cyber/physical security | N/A | No | 0% | Safety security & reliability | Business IT (2018 onwards) | 7.652% | TRUE | FY22 | 2 | 61 | 1 | 1 | 6 | 1 | FALSE | FALSE | TRUE | 0.54946 | 0.54946 | 0.54946 | 0.54946 | 0.54946 | 2.7473 | 0.53731 | 0.54556 | 0.55307 | 0.5558 | 0.55764 | 2.7494 | 0.051683 | 0.052452 | 0.065062 | 0.057998 | 0.072556 | 0.29975 | 0.011352 | 0.011504 | 0.01402 | 0.012634 | 0.015341 | 0.06485 | 0.60034 | 0.60951 | 0.63215 | 0.62643 | 0.64554 | 3.114 | 20% | 20% | 20% | 20% | 20% | 0.54946 | 0.54946 | 0.54946 | 0.54946 | 0.54946 | 2.7473 | 0.54988 | 0.54988 | 0.54988 | 0.54988 | 0.54988 | 2.7494 | 0.05995 | 0.05995 | 0.05995 | 0.05995 | 0.05995 | 0.29975 | 0.01297 | 0.01297 | 0.01297 | 0.01297 | 0.01297 | 0.06485 | 0.6228 | 0.6228 | 0.6228 | 0.6228 | 0.6228 | 3.114 | FALSE | 0% | 0% | 0% | 0% | 0% | 0% | FALSE | 0% | 0% | 0% | 0% | 0% | TRUE | 0% | 0% | 0% | 100% | 0% | 0% | 0% | 0% | N/A | N/A
| 134 | Physical Security Upgrade | TRUE | Non-Labour | Business IT | 100% | Replacement Expenditure | Digital Infrastructure | Repex | N/A | N/A | DI - Network Buildings & Security | DI - Cyber/physical security | N/A | No | 0% | Safety security & reliability | Business IT (2018 onwards) | 92.35% | TRUE | FY22 | 2 | 61 | 2 | 2 | 6 | 2 | FALSE | FALSE | TRUE | 6.6307 | 6.6307 | 6.6307 | 6.6307 | 6.6307 | 33.1537 | 6.6307 | 6.6307 | 6.6307 | 6.6307 | 6.6307 | 33.1537 | 0.6378 | 0.6375 | 0.78002 | 0.69192 | 0.86274 | 3.61 | 0.14009 | 0.13982 | 0.16808 | 0.15072 | 0.18241 | 0.78112 | 7.4086 | 7.4081 | 7.5788 | 7.4734 | 7.6759 | 37.5448 | 20% | 20% | 20% | 20% | 20% | 6.6307 | 6.6307 | 6.6307 | 6.6307 | 6.6307 | 33.1537 | 6.6307 | 6.6307 | 6.6307 | 6.6307 | 6.6307 | 33.1537 | 0.722 | 0.722 | 0.722 | 0.722 | 0.722 | 3.61 | 0.15622 | 0.15622 | 0.15622 | 0.15622 | 0.15622 | 0.78112 | 7.509 | 7.509 | 7.509 | 7.509 | 7.509 | 37.5448 | FALSE | 0% | 0% | 0% | 0% | 0% | 0% | FALSE | 0% | 0% | 0% | 0% | 0% | TRUE | 0% | 0% | 0% | 100% | 0% | 0% | 0% | 0% | N/A | N/A
| 135 | Regentville Secondary Systems Renewal | TRUE | Labour | Secondary Systems | 95.47% | Replacement Expenditure | Digital Infrastructure | Repex | N/A | N/A | DI - Protection systems | DI - Safe and Reliable Network | N/A | No | 0% | Safety security & reliability | Secondary Systems (2018-23) | 19.66% | TRUE | FY22 | 2 | 62 | 1 | 1 | 4 | 1 | FALSE | FALSE | TRUE | 0 | 0 | 0.30243 | 1.0077 | 0.26539 | 1.5755 | 0 | 0 | 0.30442 | 1.0193 | 0.26934 | 1.5931 | 0 | 0 | 0.035811 | 0.10637 | 0.035045 | 0.17722 | 0 | 0 | 0.0077166 | 0.02317 | 0.0074096 | 0.038296 | 0 | 0 | 0.34795 | 1.1489 | 0.3118 | 1.8086 | 0% | 0% | 0% | 0% | 100% | 0 | 0 | 0 | 0 | 1.5755 | 1.5755 | 0 | 0 | 0 | 0 | 1.5931 | 1.5931 | 0 | 0 | 0 | 0 | 0.17722 | 0.17722 | 0 | 0 | 0 | 0 | 0.038296 | 0.038296 | 0 | 0 | 0 | 0 | 1.8086 | 1.8086 | FALSE | 0% | 0% | 0% | 0% | 0% | 0% | FALSE | 0% | 0% | 0% | 0% | 0% | TRUE | 47.33% | 44.3% | 3.833% | 0% | 0% | 0% | 4.534% | 0% | N/A | N/A
| 136 | Regentville Secondary Systems Renewal | TRUE | Labour | Business IT | 4.534% | Replacement Expenditure | Digital Infrastructure | Repex | N/A | N/A | DI - Protection systems | DI - Safe and Reliable Network | N/A | No | 0% | Safety security & reliability | Business IT (2018 onwards) | 19.66% | TRUE | FY22 | 2 | 62 | 1 | 2 | 6 | 1 | FALSE | FALSE | TRUE | 0 | 0 | 0.014362 | 0.047855 | 0.012603 | 0.074821 | 0 | 0 | 0.014457 | 0.048408 | 0.012791 | 0.075656 | 0 | 0 | 0.0017007 | 0.0050514 | 0.0016643 | 0.0084163 | 0 | 0 | 0.00036646 | 0.0011003 | 0.00035188 | 0.0018187 | 0 | 0 | 0.016524 | 0.054559 | 0.014807 | 0.085891 | 0% | 0% | 0% | 0% | 100% | 0 | 0 | 0 | 0 | 0.074821 | 0.074821 | 0 | 0 | 0 | 0 | 0.075656 | 0.075656 | 0 | 0 | 0 | 0 | 0.0084163 | 0.0084163 | 0 | 0 | 0 | 0 | 0.0018187 | 0.0018187 | 0 | 0 | 0 | 0 | 0.085891 | 0.085891 | FALSE | 0% | 0% | 0% | 0% | 0% | 0% | FALSE | 0% | 0% | 0% | 0% | 0% | TRUE | 47.33% | 44.3% | 3.833% | 0% | 0% | 0% | 4.534% | 0% | N/A | N/A
| 137 | Regentville Secondary Systems Renewal | TRUE | Non-Labour | Secondary Systems | 95.47% | Replacement Expenditure | Digital Infrastructure | Repex | N/A | N/A | DI - Protection systems | DI - Safe and Reliable Network | N/A | No | 0% | Safety security & reliability | Secondary Systems (2018-23) | 80.34% | TRUE | FY22 | 2 | 62 | 2 | 3 | 4 | 2 | FALSE | FALSE | TRUE | 0 | 0 | 1.2355 | 4.1167 | 1.0842 | 6.4364 | 0 | 0 | 1.2355 | 4.1167 | 1.0842 | 6.4364 | 0 | 0 | 0.14534 | 0.42958 | 0.14107 | 0.71599 | 0 | 0 | 0.031319 | 0.093576 | 0.029826 | 0.15472 | 0 | 0 | 1.4122 | 4.6399 | 1.2551 | 7.3071 | 0% | 0% | 0% | 0% | 100% | 0 | 0 | 0 | 0 | 6.4364 | 6.4364 | 0 | 0 | 0 | 0 | 6.4364 | 6.4364 | 0 | 0 | 0 | 0 | 0.71599 | 0.71599 | 0 | 0 | 0 | 0 | 0.15472 | 0.15472 | 0 | 0 | 0 | 0 | 7.3071 | 7.3071 | FALSE | 0% | 0% | 0% | 0% | 0% | 0% | FALSE | 0% | 0% | 0% | 0% | 0% | TRUE | 47.33% | 44.3% | 3.833% | 0% | 0% | 0% | 4.534% | 0% | N/A | N/A
| 138 | Regentville Secondary Systems Renewal | TRUE | Non-Labour | Business IT | 4.534% | Replacement Expenditure | Digital Infrastructure | Repex | N/A | N/A | DI - Protection systems | DI - Safe and Reliable Network | N/A | No | 0% | Safety security & reliability | Business IT (2018 onwards) | 80.34% | TRUE | FY22 | 2 | 62 | 2 | 4 | 6 | 2 | FALSE | FALSE | TRUE | 0 | 0 | 0.058674 | 0.1955 | 0.051488 | 0.30567 | 0 | 0 | 0.058674 | 0.1955 | 0.051488 | 0.30567 | 0 | 0 | 0.0069022 | 0.020401 | 0.0066992 | 0.034002 | 0 | 0 | 0.0014873 | 0.0044439 | 0.0014164 | 0.0073477 | 0 | 0 | 0.067064 | 0.22035 | 0.059604 | 0.34702 | 0% | 0% | 0% | 0% | 100% | 0 | 0 | 0 | 0 | 0.30567 | 0.30567 | 0 | 0 | 0 | 0 | 0.30567 | 0.30567 | 0 | 0 | 0 | 0 | 0.034002 | 0.034002 | 0 | 0 | 0 | 0 | 0.0073477 | 0.0073477 | 0 | 0 | 0 | 0 | 0.34702 | 0.34702 | FALSE | 0% | 0% | 0% | 0% | 0% | 0% | FALSE | 0% | 0% | 0% | 0% | 0% | TRUE | 47.33% | 44.3% | 3.833% | 0% | 0% | 0% | 4.534% | 0% | N/A | N/A
| 139 | Sydney east Secondary Systems Renewal | TRUE | Labour | Secondary Systems | 94.61% | Replacement Expenditure | Digital Infrastructure | Repex | N/A | N/A | DI - Protection systems | DI - Safe and Reliable Network | N/A | No | 0% | Safety security & reliability | Secondary Systems (2018-23) | 20.28% | TRUE | FY22 | 2 | 63 | 1 | 1 | 4 | 1 | FALSE | FALSE | TRUE | 1.8042 | 2.2952 | 0.1393 | 0 | 0 | 4.2387 | 1.7643 | 2.2789 | 0.14022 | 0 | 0 | 4.1834 | 0.16971 | 0.2191 | 0.016495 | 0 | 0 | 0.4053 | 0.037276 | 0.048052 | 0.0035544 | 0 | 0 | 0.088882 | 1.9713 | 2.546 | 0.16027 | 0 | 0 | 4.6776 | 0% | 0% | 100% | 0% | 0% | 0 | 0 | 4.2387 | 0 | 0 | 4.2387 | 0 | 0 | 4.1834 | 0 | 0 | 4.1834 | 0 | 0 | 0.4053 | 0 | 0 | 0.4053 | 0 | 0 | 0.088882 | 0 | 0 | 0.088882 | 0 | 0 | 4.6776 | 0 | 0 | 4.6776 | FALSE | 0% | 0% | 0% | 0% | 0% | 0% | FALSE | 0% | 0% | 0% | 0% | 0% | TRUE | 66.45% | 18.37% | 9.796% | 0% | 0% | 0% | 5.388% | 0% | N/A | N/A
| 140 | Sydney east Secondary Systems Renewal | TRUE | Labour | Business IT | 5.388% | Replacement Expenditure | Digital Infrastructure | Repex | N/A | N/A | DI - Protection systems | DI - Safe and Reliable Network | N/A | No | 0% | Safety security & reliability | Business IT (2018 onwards) | 20.28% | TRUE | FY22 | 2 | 63 | 1 | 2 | 6 | 1 | FALSE | FALSE | TRUE | 0.10274 | 0.1307 | 0.0079326 | 0 | 0 | 0.24137 | 0.10047 | 0.12977 | 0.0079849 | 0 | 0 | 0.23823 | 0.0096642 | 0.012477 | 0.00093931 | 0 | 0 | 0.02308 | 0.0021227 | 0.0027364 | 0.00020241 | 0 | 0 | 0.0050615 | 0.11226 | 0.14498 | 0.0091266 | 0 | 0 | 0.26637 | 0% | 0% | 100% | 0% | 0% | 0 | 0 | 0.24137 | 0 | 0 | 0.24137 | 0 | 0 | 0.23823 | 0 | 0 | 0.23823 | 0 | 0 | 0.02308 | 0 | 0 | 0.02308 | 0 | 0 | 0.0050615 | 0 | 0 | 0.0050615 | 0 | 0 | 0.26637 | 0 | 0 | 0.26637 | FALSE | 0% | 0% | 0% | 0% | 0% | 0% | FALSE | 0% | 0% | 0% | 0% | 0% | TRUE | 66.45% | 18.37% | 9.796% | 0% | 0% | 0% | 5.388% | 0% | N/A | N/A
| 141 | Sydney east Secondary Systems Renewal | TRUE | Non-Labour | Secondary Systems | 94.61% | Replacement Expenditure | Digital Infrastructure | Repex | N/A | N/A | DI - Protection systems | DI - Safe and Reliable Network | N/A | No | 0% | Safety security & reliability | Secondary Systems (2018-23) | 79.72% | TRUE | FY22 | 2 | 63 | 2 | 3 | 4 | 2 | FALSE | FALSE | TRUE | 7.0907 | 9.0202 | 0.54747 | 0 | 0 | 16.6584 | 7.0907 | 9.0202 | 0.54747 | 0 | 0 | 16.6584 | 0.68205 | 0.86724 | 0.064403 | 0 | 0 | 1.6137 | 0.14981 | 0.1902 | 0.013878 | 0 | 0 | 0.35389 | 7.9226 | 10.0777 | 0.62575 | 0 | 0 | 18.626 | 0% | 0% | 100% | 0% | 0% | 0 | 0 | 16.6584 | 0 | 0 | 16.6584 | 0 | 0 | 16.6584 | 0 | 0 | 16.6584 | 0 | 0 | 1.6137 | 0 | 0 | 1.6137 | 0 | 0 | 0.35389 | 0 | 0 | 0.35389 | 0 | 0 | 18.626 | 0 | 0 | 18.626 | FALSE | 0% | 0% | 0% | 0% | 0% | 0% | FALSE | 0% | 0% | 0% | 0% | 0% | TRUE | 66.45% | 18.37% | 9.796% | 0% | 0% | 0% | 5.388% | 0% | N/A | N/A
| 142 | Sydney east Secondary Systems Renewal | TRUE | Non-Labour | Business IT | 5.388% | Replacement Expenditure | Digital Infrastructure | Repex | N/A | N/A | DI - Protection systems | DI - Safe and Reliable Network | N/A | No | 0% | Safety security & reliability | Business IT (2018 onwards) | 79.72% | TRUE | FY22 | 2 | 63 | 2 | 4 | 6 | 2 | FALSE | FALSE | TRUE | 0.40379 | 0.51366 | 0.031176 | 0 | 0 | 0.94863 | 0.40379 | 0.51366 | 0.031176 | 0 | 0 | 0.94863 | 0.03884 | 0.049385 | 0.0036674 | 0 | 0 | 0.091893 | 0.008531 | 0.010831 | 0.00079028 | 0 | 0 | 0.020152 | 0.45116 | 0.57388 | 0.035634 | 0 | 0 | 1.0607 | 0% | 0% | 100% | 0% | 0% | 0 | 0 | 0.94863 | 0 | 0 | 0.94863 | 0 | 0 | 0.94863 | 0 | 0 | 0.94863 | 0 | 0 | 0.091893 | 0 | 0 | 0.091893 | 0 | 0 | 0.020152 | 0 | 0 | 0.020152 | 0 | 0 | 1.0607 | 0 | 0 | 1.0607 | FALSE | 0% | 0% | 0% | 0% | 0% | 0% | FALSE | 0% | 0% | 0% | 0% | 0% | TRUE | 66.45% | 18.37% | 9.796% | 0% | 0% | 0% | 5.388% | 0% | N/A | N/A
| 143 | Tamworth Transformer Renewals | TRUE | Labour | Substations | 99.3% | Replacement Expenditure | Substation | Repex | N/A | N/A | Substations - Power Transformers | Substations - Safe and Reliable Network | N/A | Yes | 0% | Safety security & reliability | Substations (2018 onwards) | 8.977% | TRUE | FY22 | 2 | 64 | 1 | 1 | 3 | 1 | FALSE | FALSE | TRUE | 0.060301 | 0.32364 | 0.84936 | 0 | 0 | 1.2333 | 0.058968 | 0.32135 | 0.85495 | 0 | 0 | 1.2353 | 0.0056721 | 0.030895 | 0.10057 | 0 | 0 | 0.13714 | 0.0012458 | 0.0067759 | 0.021672 | 0 | 0 | 0.029694 | 0.065886 | 0.35902 | 0.9772 | 0 | 0 | 1.4021 | 0% | 0% | 100% | 0% | 0% | 0 | 0 | 1.2333 | 0 | 0 | 1.2333 | 0 | 0 | 1.2353 | 0 | 0 | 1.2353 | 0 | 0 | 0.13714 | 0 | 0 | 0.13714 | 0 | 0 | 0.029694 | 0 | 0 | 0.029694 | 0 | 0 | 1.4021 | 0 | 0 | 1.4021 | FALSE | 0% | 0% | 0% | 0% | 0% | 0% | TRUE | 0.3021% | 99.7% | 0% | 0% | 0% | FALSE | 0% | 0% | 0% | 0% | 0% | 0% | 0% | 0% | N/A | N/A
| 144 | Tamworth Transformer Renewals | TRUE | Labour | Secondary Systems | 0.7% | Replacement Expenditure | Substation | Repex | N/A | N/A | Substations - Power Transformers | Substations - Safe and Reliable Network | N/A | Yes | 0% | Safety security & reliability | Secondary Systems (2018-23) | 8.977% | TRUE | FY22 | 2 | 64 | 1 | 2 | 4 | 1 | FALSE | FALSE | TRUE | 0.00042508 | 0.0022815 | 0.0059874 | 0 | 0 | 0.008694 | 0.00041569 | 0.0022653 | 0.0060268 | 0 | 0 | 0.0087078 | 3.9984e-05 | 0.00021779 | 0.00070898 | 0 | 0 | 0.00096675 | 8.7824e-06 | 4.7766e-05 | 0.00015277 | 0 | 0 | 0.00020932 | 0.00046445 | 0.0025308 | 0.0068886 | 0 | 0 | 0.0098839 | 0% | 0% | 100% | 0% | 0% | 0 | 0 | 0.008694 | 0 | 0 | 0.008694 | 0 | 0 | 0.0087078 | 0 | 0 | 0.0087078 | 0 | 0 | 0.00096675 | 0 | 0 | 0.00096675 | 0 | 0 | 0.00020932 | 0 | 0 | 0.00020932 | 0 | 0 | 0.0098839 | 0 | 0 | 0.0098839 | FALSE | 0% | 0% | 0% | 0% | 0% | 0% | FALSE | 0% | 0% | 0% | 0% | 0% | TRUE | 0% | 42.86% | 57.14% | 0% | 0% | 0% | 0% | 0% | N/A | N/A
| 145 | Tamworth Transformer Renewals | TRUE | Non-Labour | Substations | 99.3% | Replacement Expenditure | Substation | Repex | N/A | N/A | Substations - Power Transformers | Substations - Safe and Reliable Network | N/A | Yes | 0% | Safety security & reliability | Substations (2018 onwards) | 91.02% | TRUE | FY22 | 2 | 64 | 2 | 3 | 3 | 2 | FALSE | FALSE | TRUE | 0.61144 | 3.2817 | 8.6123 | 0 | 0 | 12.5055 | 0.61144 | 3.2817 | 8.6123 | 0 | 0 | 12.5055 | 0.058814 | 0.31551 | 1.0131 | 0 | 0 | 1.3875 | 0.012918 | 0.069197 | 0.21831 | 0 | 0 | 0.30043 | 0.68318 | 3.6664 | 9.8438 | 0 | 0 | 14.1933 | 0% | 0% | 100% | 0% | 0% | 0 | 0 | 12.5055 | 0 | 0 | 12.5055 | 0 | 0 | 12.5055 | 0 | 0 | 12.5055 | 0 | 0 | 1.3875 | 0 | 0 | 1.3875 | 0 | 0 | 0.30043 | 0 | 0 | 0.30043 | 0 | 0 | 14.1933 | 0 | 0 | 14.1933 | FALSE | 0% | 0% | 0% | 0% | 0% | 0% | TRUE | 0.3021% | 99.7% | 0% | 0% | 0% | FALSE | 0% | 0% | 0% | 0% | 0% | 0% | 0% | 0% | N/A | N/A
| 146 | Tamworth Transformer Renewals | TRUE | Non-Labour | Secondary Systems | 0.7% | Replacement Expenditure | Substation | Repex | N/A | N/A | Substations - Power Transformers | Substations - Safe and Reliable Network | N/A | Yes | 0% | Safety security & reliability | Secondary Systems (2018-23) | 91.02% | TRUE | FY22 | 2 | 64 | 2 | 4 | 4 | 2 | FALSE | FALSE | TRUE | 0.0043103 | 0.023134 | 0.060711 | 0 | 0 | 0.088155 | 0.0043103 | 0.023134 | 0.060711 | 0 | 0 | 0.088155 | 0.0004146 | 0.0022241 | 0.0071419 | 0 | 0 | 0.0097806 | 9.1065e-05 | 0.0004878 | 0.001539 | 0 | 0 | 0.0021178 | 0.0048159 | 0.025846 | 0.069392 | 0 | 0 | 0.10005 | 0% | 0% | 100% | 0% | 0% | 0 | 0 | 0.088155 | 0 | 0 | 0.088155 | 0 | 0 | 0.088155 | 0 | 0 | 0.088155 | 0 | 0 | 0.0097806 | 0 | 0 | 0.0097806 | 0 | 0 | 0.0021178 | 0 | 0 | 0.0021178 | 0 | 0 | 0.10005 | 0 | 0 | 0.10005 | FALSE | 0% | 0% | 0% | 0% | 0% | 0% | FALSE | 0% | 0% | 0% | 0% | 0% | TRUE | 0% | 42.86% | 57.14% | 0% | 0% | 0% | 0% | 0% | N/A | N/A
| 147 | Tenterfield Transformer Renewals | TRUE | Labour | Substations | 95% | Replacement Expenditure | Substation | Repex | N/A | N/A | Substations - Power Transformers | Substations - Safe and Reliable Network | N/A | No | 0% | Safety security & reliability | Substations (2018 onwards) | 14.19% | TRUE | FY22 | 2 | 65 | 1 | 1 | 3 | 1 | FALSE | FALSE | TRUE | 0 | 0 | 0 | 0 | 0.163 | 0.163 | 0 | 0 | 0 | 0 | 0.16543 | 0.16543 | 0 | 0 | 0 | 0 | 0.021525 | 0.021525 | 0 | 0 | 0 | 0 | 0.0045511 | 0.0045511 | 0 | 0 | 0 | 0 | 0.19151 | 0.19151 | 0% | 0% | 0% | 0% | 0% | 0 | 0 | 0 | 0 | 0 | 0 | 0 | 0 | 0 | 0 | 0 | 0 | 0 | 0 | 0 | 0 | 0 | 0 | 0 | 0 | 0 | 0 | 0 | 0 | 0 | 0 | 0 | 0 | 0 | 0 | FALSE | 0% | 0% | 0% | 0% | 0% | 0% | TRUE | 0% | 78.95% | 21.05% | 0% | 0% | FALSE | 0% | 0% | 0% | 0% | 0% | 0% | 0% | 0% | N/A | N/A
| 148 | Tenterfield Transformer Renewals | TRUE | Labour | Secondary Systems | 5% | Replacement Expenditure | Substation | Repex | N/A | N/A | Substations - Power Transformers | Substations - Safe and Reliable Network | N/A | No | 0% | Safety security & reliability | Secondary Systems (2018-23) | 14.19% | TRUE | FY22 | 2 | 65 | 1 | 2 | 4 | 1 | FALSE | FALSE | TRUE | 0 | 0 | 0 | 0 | 0.0085791 | 0.0085791 | 0 | 0 | 0 | 0 | 0.008707 | 0.008707 | 0 | 0 | 0 | 0 | 0.0011329 | 0.0011329 | 0 | 0 | 0 | 0 | 0.00023953 | 0.00023953 | 0 | 0 | 0 | 0 | 0.010079 | 0.010079 | 0% | 0% | 0% | 0% | 0% | 0 | 0 | 0 | 0 | 0 | 0 | 0 | 0 | 0 | 0 | 0 | 0 | 0 | 0 | 0 | 0 | 0 | 0 | 0 | 0 | 0 | 0 | 0 | 0 | 0 | 0 | 0 | 0 | 0 | 0 | FALSE | 0% | 0% | 0% | 0% | 0% | 0% | FALSE | 0% | 0% | 0% | 0% | 0% | TRUE | 16% | 70% | 14% | 0% | 0% | 0% | 0% | 0% | N/A | N/A
| 149 | Tenterfield Transformer Renewals | TRUE | Non-Labour | Substations | 95% | Replacement Expenditure | Substation | Repex | N/A | N/A | Substations - Power Transformers | Substations - Safe and Reliable Network | N/A | No | 0% | Safety security & reliability | Substations (2018 onwards) | 85.81% | TRUE | FY22 | 2 | 65 | 2 | 3 | 3 | 2 | FALSE | FALSE | TRUE | 0 | 0 | 0 | 0 | 0.98594 | 0.98594 | 0 | 0 | 0 | 0 | 0.98594 | 0.98594 | 0 | 0 | 0 | 0 | 0.12828 | 0.12828 | 0 | 0 | 0 | 0 | 0.027123 | 0.027123 | 0 | 0 | 0 | 0 | 1.1413 | 1.1413 | 0% | 0% | 0% | 0% | 0% | 0 | 0 | 0 | 0 | 0 | 0 | 0 | 0 | 0 | 0 | 0 | 0 | 0 | 0 | 0 | 0 | 0 | 0 | 0 | 0 | 0 | 0 | 0 | 0 | 0 | 0 | 0 | 0 | 0 | 0 | FALSE | 0% | 0% | 0% | 0% | 0% | 0% | TRUE | 0% | 78.95% | 21.05% | 0% | 0% | FALSE | 0% | 0% | 0% | 0% | 0% | 0% | 0% | 0% | N/A | N/A
| 150 | Tenterfield Transformer Renewals | TRUE | Non-Labour | Secondary Systems | 5% | Replacement Expenditure | Substation | Repex | N/A | N/A | Substations - Power Transformers | Substations - Safe and Reliable Network | N/A | No | 0% | Safety security & reliability | Secondary Systems (2018-23) | 85.81% | TRUE | FY22 | 2 | 65 | 2 | 4 | 4 | 2 | FALSE | FALSE | TRUE | 0 | 0 | 0 | 0 | 0.051892 | 0.051892 | 0 | 0 | 0 | 0 | 0.051892 | 0.051892 | 0 | 0 | 0 | 0 | 0.0067517 | 0.0067517 | 0 | 0 | 0 | 0 | 0.0014275 | 0.0014275 | 0 | 0 | 0 | 0 | 0.060071 | 0.060071 | 0% | 0% | 0% | 0% | 0% | 0 | 0 | 0 | 0 | 0 | 0 | 0 | 0 | 0 | 0 | 0 | 0 | 0 | 0 | 0 | 0 | 0 | 0 | 0 | 0 | 0 | 0 | 0 | 0 | 0 | 0 | 0 | 0 | 0 | 0 | FALSE | 0% | 0% | 0% | 0% | 0% | 0% | FALSE | 0% | 0% | 0% | 0% | 0% | TRUE | 16% | 70% | 14% | 0% | 0% | 0% | 0% | 0% | N/A | N/A
| 151 | Tomago Secondary Systems Renewal | TRUE | Labour | Secondary Systems | 93.65% | Replacement Expenditure | Digital Infrastructure | Repex | N/A | N/A | DI - Protection systems | DI - Safe and Reliable Network | N/A | No | 0% | Safety security & reliability | Secondary Systems (2018-23) | 15.11% | TRUE | FY22 | 2 | 66 | 1 | 1 | 4 | 1 | FALSE | FALSE | TRUE | 0 | 0.92084 | 0.91833 | 0.91833 | 0.48306 | 3.2406 | 0 | 0.91431 | 0.92437 | 0.92893 | 0.49026 | 3.2579 | 0 | 0.087905 | 0.10874 | 0.096934 | 0.063789 | 0.35737 | 0 | 0.019279 | 0.023432 | 0.021115 | 0.013487 | 0.077313 | 0 | 1.0215 | 1.0565 | 1.047 | 0.56754 | 3.6926 | 0% | 0% | 0% | 0% | 100% | 0 | 0 | 0 | 0 | 3.2406 | 3.2406 | 0 | 0 | 0 | 0 | 3.2579 | 3.2579 | 0 | 0 | 0 | 0 | 0.35737 | 0.35737 | 0 | 0 | 0 | 0 | 0.077313 | 0.077313 | 0 | 0 | 0 | 0 | 3.6926 | 3.6926 | FALSE | 0% | 0% | 0% | 0% | 0% | 0% | FALSE | 0% | 0% | 0% | 0% | 0% | TRUE | 43.37% | 38.63% | 11.64% | 0% | 0% | 0% | 6.354% | 0% | N/A | N/A
| 152 | Tomago Secondary Systems Renewal | TRUE | Labour | Business IT | 6.354% | Replacement Expenditure | Digital Infrastructure | Repex | N/A | N/A | DI - Protection systems | DI - Safe and Reliable Network | N/A | No | 0% | Safety security & reliability | Business IT (2018 onwards) | 15.11% | TRUE | FY22 | 2 | 66 | 1 | 2 | 6 | 1 | FALSE | FALSE | TRUE | 0 | 0.062481 | 0.06231 | 0.06231 | 0.032777 | 0.21988 | 0 | 0.062037 | 0.06272 | 0.063029 | 0.033265 | 0.22105 | 0 | 0.0059645 | 0.0073782 | 0.0065771 | 0.0043282 | 0.024248 | 0 | 0.0013081 | 0.0015899 | 0.0014327 | 0.00091513 | 0.0052458 | 0 | 0.06931 | 0.071688 | 0.071039 | 0.038508 | 0.25055 | 0% | 0% | 0% | 0% | 100% | 0 | 0 | 0 | 0 | 0.21988 | 0.21988 | 0 | 0 | 0 | 0 | 0.22105 | 0.22105 | 0 | 0 | 0 | 0 | 0.024248 | 0.024248 | 0 | 0 | 0 | 0 | 0.0052458 | 0.0052458 | 0 | 0 | 0 | 0 | 0.25055 | 0.25055 | FALSE | 0% | 0% | 0% | 0% | 0% | 0% | FALSE | 0% | 0% | 0% | 0% | 0% | TRUE | 43.37% | 38.63% | 11.64% | 0% | 0% | 0% | 6.354% | 0% | N/A | N/A
| 153 | Tomago Secondary Systems Renewal | TRUE | Non-Labour | Secondary Systems | 93.65% | Replacement Expenditure | Digital Infrastructure | Repex | N/A | N/A | DI - Protection systems | DI - Safe and Reliable Network | N/A | No | 0% | Safety security & reliability | Secondary Systems (2018-23) | 84.89% | TRUE | FY22 | 2 | 66 | 2 | 3 | 4 | 2 | FALSE | FALSE | TRUE | 0 | 5.1752 | 5.161 | 5.161 | 2.7148 | 18.2121 | 0 | 5.1752 | 5.161 | 5.161 | 2.7148 | 18.2121 | 0 | 0.49756 | 0.60713 | 0.53856 | 0.35323 | 1.9965 | 0 | 0.10912 | 0.13083 | 0.11731 | 0.074686 | 0.43195 | 0 | 5.7819 | 5.899 | 5.8169 | 3.1428 | 20.6405 | 0% | 0% | 0% | 0% | 100% | 0 | 0 | 0 | 0 | 18.2121 | 18.2121 | 0 | 0 | 0 | 0 | 18.2121 | 18.2121 | 0 | 0 | 0 | 0 | 1.9965 | 1.9965 | 0 | 0 | 0 | 0 | 0.43195 | 0.43195 | 0 | 0 | 0 | 0 | 20.6405 | 20.6405 | FALSE | 0% | 0% | 0% | 0% | 0% | 0% | FALSE | 0% | 0% | 0% | 0% | 0% | TRUE | 43.37% | 38.63% | 11.64% | 0% | 0% | 0% | 6.354% | 0% | N/A | N/A
| 154 | Tomago Secondary Systems Renewal | TRUE | Non-Labour | Business IT | 6.354% | Replacement Expenditure | Digital Infrastructure | Repex | N/A | N/A | DI - Protection systems | DI - Safe and Reliable Network | N/A | No | 0% | Safety security & reliability | Business IT (2018 onwards) | 84.89% | TRUE | FY22 | 2 | 66 | 2 | 4 | 6 | 2 | FALSE | FALSE | TRUE | 0 | 0.35114 | 0.35018 | 0.35018 | 0.18421 | 1.2357 | 0 | 0.35114 | 0.35018 | 0.35018 | 0.18421 | 1.2357 | 0 | 0.03376 | 0.041194 | 0.036542 | 0.023967 | 0.13546 | 0 | 0.0074042 | 0.0088768 | 0.00796 | 0.0050675 | 0.029309 | 0 | 0.39231 | 0.40026 | 0.39469 | 0.21324 | 1.4005 | 0% | 0% | 0% | 0% | 100% | 0 | 0 | 0 | 0 | 1.2357 | 1.2357 | 0 | 0 | 0 | 0 | 1.2357 | 1.2357 | 0 | 0 | 0 | 0 | 0.13546 | 0.13546 | 0 | 0 | 0 | 0 | 0.029309 | 0.029309 | 0 | 0 | 0 | 0 | 1.4005 | 1.4005 | FALSE | 0% | 0% | 0% | 0% | 0% | 0% | FALSE | 0% | 0% | 0% | 0% | 0% | TRUE | 43.37% | 38.63% | 11.64% | 0% | 0% | 0% | 6.354% | 0% | N/A | N/A
| 155 | Transformer Compound Wall Renewal | TRUE | Labour | Substations | 100% | Replacement Expenditure | Substation | Repex | N/A | N/A | Substations - Site Establishment and supporting assets | Substations - Safe and Reliable Network | N/A | Yes | 0% | Safety security & reliability | Substations (2018 onwards) | 29.29% | TRUE | FY22 | 2 | 67 | 1 | 1 | 3 | 1 | FALSE | FALSE | TRUE | 0.17845 | 0.16223 | 0.081113 | 0.17845 | 0.18656 | 0.7868 | 0.1745 | 0.16107 | 0.081647 | 0.18051 | 0.18934 | 0.78707 | 0.016785 | 0.015486 | 0.0096047 | 0.018836 | 0.024635 | 0.085348 | 0.0036868 | 0.0033964 | 0.0020697 | 0.0041031 | 0.0052088 | 0.018465 | 0.19498 | 0.17996 | 0.093321 | 0.20345 | 0.21918 | 0.89089 | 10% | 11% | 14% | 32% | 33% | 0.07868 | 0.086548 | 0.11015 | 0.25177 | 0.25964 | 0.7868 | 0.078707 | 0.086578 | 0.11019 | 0.25186 | 0.25973 | 0.78707 | 0.0085348 | 0.0093883 | 0.011949 | 0.027311 | 0.028165 | 0.085348 | 0.0018465 | 0.0020311 | 0.0025851 | 0.0059087 | 0.0060934 | 0.018465 | 0.089089 | 0.097998 | 0.12472 | 0.28508 | 0.29399 | 0.89089 | FALSE | 0% | 0% | 0% | 0% | 0% | 0% | TRUE | 100% | 0% | 0% | 0% | 0% | FALSE | 0% | 0% | 0% | 0% | 0% | 0% | 0% | 0% | N/A | N/A
| 156 | Transformer Compound Wall Renewal | TRUE | Non-Labour | Substations | 100% | Replacement Expenditure | Substation | Repex | N/A | N/A | Substations - Site Establishment and supporting assets | Substations - Safe and Reliable Network | N/A | Yes | 0% | Safety security & reliability | Substations (2018 onwards) | 70.71% | TRUE | FY22 | 2 | 67 | 2 | 2 | 3 | 2 | FALSE | FALSE | TRUE | 0.43086 | 0.3917 | 0.19585 | 0.43086 | 0.45045 | 1.8997 | 0.43086 | 0.3917 | 0.19585 | 0.43086 | 0.45045 | 1.8997 | 0.041444 | 0.037659 | 0.023039 | 0.044961 | 0.058609 | 0.20571 | 0.009103 | 0.0082593 | 0.0049645 | 0.0097939 | 0.012392 | 0.044513 | 0.48141 | 0.43761 | 0.22385 | 0.48562 | 0.52145 | 2.1499 | 10% | 11% | 14% | 32% | 33% | 0.18997 | 0.20897 | 0.26596 | 0.60791 | 0.62691 | 1.8997 | 0.18997 | 0.20897 | 0.26596 | 0.60791 | 0.62691 | 1.8997 | 0.020571 | 0.022628 | 0.0288 | 0.065828 | 0.067885 | 0.20571 | 0.0044513 | 0.0048964 | 0.0062318 | 0.014244 | 0.014689 | 0.044513 | 0.21499 | 0.23649 | 0.30099 | 0.68798 | 0.70948 | 2.1499 | FALSE | 0% | 0% | 0% | 0% | 0% | 0% | TRUE | 100% | 0% | 0% | 0% | 0% | FALSE | 0% | 0% | 0% | 0% | 0% | 0% | 0% | 0% | N/A | N/A
| 157 | Transmission Line Protection Relay Replacements | TRUE | Labour | Secondary Systems | 100% | Replacement Expenditure | Digital Infrastructure | Repex | N/A | N/A | DI - Protection systems | DI - Safe and Reliable Network | N/A | No | 0% | Safety security & reliability | Secondary Systems (2018-23) | 52.1% | TRUE | FY22 | 2 | 68 | 1 | 1 | 4 | 1 | FALSE | FALSE | TRUE | 1.5405 | 1.4004 | 0.70021 | 1.5405 | 1.6105 | 6.792 | 1.5064 | 1.3905 | 0.70482 | 1.5582 | 1.6345 | 6.7944 | 0.1449 | 0.13369 | 0.082912 | 0.1626 | 0.21266 | 0.73676 | 0.031826 | 0.02932 | 0.017866 | 0.03542 | 0.044964 | 0.1594 | 1.6831 | 1.5535 | 0.8056 | 1.7563 | 1.8921 | 7.6906 | 10% | 11% | 14% | 32% | 33% | 0.6792 | 0.74712 | 0.95088 | 2.1734 | 2.2414 | 6.792 | 0.67944 | 0.74738 | 0.95122 | 2.1742 | 2.2422 | 6.7944 | 0.073676 | 0.081044 | 0.10315 | 0.23576 | 0.24313 | 0.73676 | 0.01594 | 0.017534 | 0.022316 | 0.051007 | 0.052601 | 0.1594 | 0.76906 | 0.84596 | 1.0767 | 2.461 | 2.5379 | 7.6906 | FALSE | 0% | 0% | 0% | 0% | 0% | 0% | FALSE | 0% | 0% | 0% | 0% | 0% | TRUE | 100% | 0% | 0% | 0% | 0% | 0% | 0% | 0% | N/A | N/A
| 158 | Transmission Line Protection Relay Replacements | TRUE | Non-Labour | Secondary Systems | 100% | Replacement Expenditure | Digital Infrastructure | Repex | N/A | N/A | DI - Protection systems | DI - Safe and Reliable Network | N/A | No | 0% | Safety security & reliability | Secondary Systems (2018-23) | 47.9% | TRUE | FY22 | 2 | 68 | 2 | 2 | 4 | 2 | FALSE | FALSE | TRUE | 1.4161 | 1.2874 | 0.64368 | 1.4161 | 1.4805 | 6.2437 | 1.4161 | 1.2874 | 0.64368 | 1.4161 | 1.4805 | 6.2437 | 0.13621 | 0.12377 | 0.07572 | 0.14777 | 0.19262 | 0.6761 | 0.029918 | 0.027145 | 0.016316 | 0.032189 | 0.040727 | 0.1463 | 1.5822 | 1.4383 | 0.73571 | 1.596 | 1.7138 | 7.066 | 10% | 11% | 14% | 32% | 33% | 0.62437 | 0.6868 | 0.87411 | 1.998 | 2.0604 | 6.2437 | 0.62437 | 0.6868 | 0.87411 | 1.998 | 2.0604 | 6.2437 | 0.06761 | 0.074371 | 0.094653 | 0.21635 | 0.22311 | 0.6761 | 0.01463 | 0.016093 | 0.020481 | 0.046815 | 0.048278 | 0.1463 | 0.7066 | 0.77727 | 0.98925 | 2.2611 | 2.3318 | 7.066 | FALSE | 0% | 0% | 0% | 0% | 0% | 0% | FALSE | 0% | 0% | 0% | 0% | 0% | TRUE | 100% | 0% | 0% | 0% | 0% | 0% | 0% | 0% | N/A | N/A
| 159 | Wallerwang Secondary Systems Renewal | TRUE | Labour | Secondary Systems | 91.01% | Replacement Expenditure | Digital Infrastructure | Repex | N/A | N/A | DI - Protection systems | DI - Safe and Reliable Network | N/A | No | 0% | Safety security & reliability | Secondary Systems (2018-23) | 19.17% | TRUE | FY22 | 2 | 71 | 1 | 1 | 4 | 1 | FALSE | FALSE | TRUE | 0 | 0 | 0.44138 | 1.3004 | 0.051572 | 1.7933 | 0 | 0 | 0.44429 | 1.3154 | 0.05234 | 1.812 | 0 | 0 | 0.052264 | 0.13726 | 0.0068101 | 0.19633 | 0 | 0 | 0.011262 | 0.0299 | 0.0014399 | 0.042602 | 0 | 0 | 0.50781 | 1.4825 | 0.06059 | 2.0509 | 0% | 0% | 0% | 0% | 100% | 0 | 0 | 0 | 0 | 1.7933 | 1.7933 | 0 | 0 | 0 | 0 | 1.812 | 1.812 | 0 | 0 | 0 | 0 | 0.19633 | 0.19633 | 0 | 0 | 0 | 0 | 0.042602 | 0.042602 | 0 | 0 | 0 | 0 | 2.0509 | 2.0509 | FALSE | 0% | 0% | 0% | 0% | 0% | 0% | FALSE | 0% | 0% | 0% | 0% | 0% | TRUE | 48.15% | 39.06% | 3.802% | 0% | 0% | 0% | 8.993% | 0% | N/A | N/A
| 160 | Wallerwang Secondary Systems Renewal | TRUE | Labour | Business IT | 8.993% | Replacement Expenditure | Digital Infrastructure | Repex | N/A | N/A | DI - Protection systems | DI - Safe and Reliable Network | N/A | No | 0% | Safety security & reliability | Business IT (2018 onwards) | 19.17% | TRUE | FY22 | 2 | 71 | 1 | 2 | 6 | 1 | FALSE | FALSE | TRUE | 0 | 0 | 0.043617 | 0.1285 | 0.0050963 | 0.17721 | 0 | 0 | 0.043904 | 0.12998 | 0.0051723 | 0.17906 | 0 | 0 | 0.0051647 | 0.013564 | 0.00067297 | 0.019402 | 0 | 0 | 0.0011129 | 0.0029547 | 0.00014229 | 0.0042099 | 0 | 0 | 0.050182 | 0.1465 | 0.0059875 | 0.20267 | 0% | 0% | 0% | 0% | 100% | 0 | 0 | 0 | 0 | 0.17721 | 0.17721 | 0 | 0 | 0 | 0 | 0.17906 | 0.17906 | 0 | 0 | 0 | 0 | 0.019402 | 0.019402 | 0 | 0 | 0 | 0 | 0.0042099 | 0.0042099 | 0 | 0 | 0 | 0 | 0.20267 | 0.20267 | FALSE | 0% | 0% | 0% | 0% | 0% | 0% | FALSE | 0% | 0% | 0% | 0% | 0% | TRUE | 48.15% | 39.06% | 3.802% | 0% | 0% | 0% | 8.993% | 0% | N/A | N/A
| 161 | Wallerwang Secondary Systems Renewal | TRUE | Non-Labour | Secondary Systems | 91.01% | Replacement Expenditure | Digital Infrastructure | Repex | N/A | N/A | DI - Protection systems | DI - Safe and Reliable Network | N/A | No | 0% | Safety security & reliability | Secondary Systems (2018-23) | 80.83% | TRUE | FY22 | 2 | 71 | 2 | 3 | 4 | 2 | FALSE | FALSE | TRUE | 0 | 0 | 1.8612 | 5.4832 | 0.21746 | 7.5618 | 0 | 0 | 1.8612 | 5.4832 | 0.21746 | 7.5618 | 0 | 0 | 0.21894 | 0.57217 | 0.028294 | 0.81941 | 0 | 0 | 0.047178 | 0.12464 | 0.0059824 | 0.1778 | 0 | 0 | 2.1273 | 6.18 | 0.25174 | 8.559 | 0% | 0% | 0% | 0% | 100% | 0 | 0 | 0 | 0 | 7.5618 | 7.5618 | 0 | 0 | 0 | 0 | 7.5618 | 7.5618 | 0 | 0 | 0 | 0 | 0.81941 | 0.81941 | 0 | 0 | 0 | 0 | 0.1778 | 0.1778 | 0 | 0 | 0 | 0 | 8.559 | 8.559 | FALSE | 0% | 0% | 0% | 0% | 0% | 0% | FALSE | 0% | 0% | 0% | 0% | 0% | TRUE | 48.15% | 39.06% | 3.802% | 0% | 0% | 0% | 8.993% | 0% | N/A | N/A
| 162 | Wallerwang Secondary Systems Renewal | TRUE | Non-Labour | Business IT | 8.993% | Replacement Expenditure | Digital Infrastructure | Repex | N/A | N/A | DI - Protection systems | DI - Safe and Reliable Network | N/A | No | 0% | Safety security & reliability | Business IT (2018 onwards) | 80.83% | TRUE | FY22 | 2 | 71 | 2 | 4 | 6 | 2 | FALSE | FALSE | TRUE | 0 | 0 | 0.18392 | 0.54185 | 0.021489 | 0.74725 | 0 | 0 | 0.18392 | 0.54185 | 0.021489 | 0.74725 | 0 | 0 | 0.021636 | 0.056542 | 0.002796 | 0.080973 | 0 | 0 | 0.0046621 | 0.012317 | 0.00059118 | 0.01757 | 0 | 0 | 0.21022 | 0.6107 | 0.024877 | 0.8458 | 0% | 0% | 0% | 0% | 100% | 0 | 0 | 0 | 0 | 0.74725 | 0.74725 | 0 | 0 | 0 | 0 | 0.74725 | 0.74725 | 0 | 0 | 0 | 0 | 0.080973 | 0.080973 | 0 | 0 | 0 | 0 | 0.01757 | 0.01757 | 0 | 0 | 0 | 0 | 0.8458 | 0.8458 | FALSE | 0% | 0% | 0% | 0% | 0% | 0% | FALSE | 0% | 0% | 0% | 0% | 0% | TRUE | 48.15% | 39.06% | 3.802% | 0% | 0% | 0% | 8.993% | 0% | N/A | N/A
| 163 | Line 86 | TRUE | Labour | Transmission Lines | 100% | Replacement Expenditure | Transmission Lines | Repex | N/A | N/A | TL - Transmission poles | TL - Safe and Reliable Network | N/A | Yes | 0% | Safety security & reliability | Transmission Lines (2018 onwards) | 35.22% | TRUE | FY22 | 2 | 72 | 1 | 1 | 1 | 1 | FALSE | FALSE | TRUE | 0 | 0 | 0.038896 | 0.13225 | 3.9713 | 4.1425 | 0 | 0 | 0.039152 | 0.13377 | 4.0305 | 4.2034 | 0 | 0 | 0.0046057 | 0.013959 | 0.52441 | 0.54298 | 0 | 0 | 0.00099247 | 0.0030408 | 0.11088 | 0.11491 | 0 | 0 | 0.044751 | 0.15078 | 4.6658 | 4.8613 | 0% | 0% | 0% | 0% | 100% | 0 | 0 | 0 | 0 | 4.1425 | 4.1425 | 0 | 0 | 0 | 0 | 4.2034 | 4.2034 | 0 | 0 | 0 | 0 | 0.54298 | 0.54298 | 0 | 0 | 0 | 0 | 0.11491 | 0.11491 | 0 | 0 | 0 | 0 | 4.8613 | 4.8613 | TRUE | 95% | 0% | 5% | 0% | 0% | 0% | FALSE | 0% | 0% | 0% | 0% | 0% | FALSE | 0% | 0% | 0% | 0% | 0% | 0% | 0% | 0% | N/A | N/A
| 164 | Line 86 | TRUE | Non-Labour | Transmission Lines | 100% | Replacement Expenditure | Transmission Lines | Repex | N/A | N/A | TL - Transmission poles | TL - Safe and Reliable Network | N/A | Yes | 0% | Safety security & reliability | Transmission Lines (2018 onwards) | 64.78% | TRUE | FY22 | 2 | 72 | 2 | 2 | 1 | 2 | FALSE | FALSE | TRUE | 0 | 0 | 0.071529 | 0.2432 | 7.3032 | 7.6179 | 0 | 0 | 0.071529 | 0.2432 | 7.3032 | 7.6179 | 0 | 0 | 0.0084145 | 0.025378 | 0.95023 | 0.98402 | 0 | 0 | 0.0018132 | 0.0055281 | 0.20091 | 0.20825 | 0 | 0 | 0.081757 | 0.27411 | 8.4543 | 8.8102 | 0% | 0% | 0% | 0% | 100% | 0 | 0 | 0 | 0 | 7.6179 | 7.6179 | 0 | 0 | 0 | 0 | 7.6179 | 7.6179 | 0 | 0 | 0 | 0 | 0.98402 | 0.98402 | 0 | 0 | 0 | 0 | 0.20825 | 0.20825 | 0 | 0 | 0 | 0 | 8.8102 | 8.8102 | TRUE | 95% | 0% | 5% | 0% | 0% | 0% | FALSE | 0% | 0% | 0% | 0% | 0% | FALSE | 0% | 0% | 0% | 0% | 0% | 0% | 0% | 0% | N/A | N/A
| 165 | CT Program | TRUE | Labour | Substations | 100% | Replacement Expenditure | Substation | Repex | N/A | N/A | Substations - Switchbay Equipment | Substations - Safe and Reliable Network | N/A | No | 0% | Safety security & reliability | Substations (2018 onwards) | 47.13% | TRUE | FY22 | 2 | 73 | 1 | 1 | 3 | 1 | FALSE | FALSE | TRUE | 0.68824 | 0.62568 | 0.31284 | 0.68824 | 0.71953 | 3.0345 | 0.67303 | 0.62123 | 0.3149 | 0.69619 | 0.73025 | 3.0356 | 0.064738 | 0.059728 | 0.037043 | 0.072648 | 0.095014 | 0.32917 | 0.014219 | 0.013099 | 0.0079823 | 0.015825 | 0.020089 | 0.071215 | 0.75198 | 0.69406 | 0.35992 | 0.78466 | 0.84535 | 3.436 | 10% | 11% | 14% | 32% | 33% | 0.30345 | 0.3338 | 0.42483 | 0.97105 | 1.0014 | 3.0345 | 0.30356 | 0.33392 | 0.42498 | 0.97139 | 1.0017 | 3.0356 | 0.032917 | 0.036209 | 0.046084 | 0.10533 | 0.10863 | 0.32917 | 0.0071215 | 0.0078337 | 0.0099701 | 0.022789 | 0.023501 | 0.071215 | 0.3436 | 0.37796 | 0.48104 | 1.0995 | 1.1339 | 3.436 | FALSE | 0% | 0% | 0% | 0% | 0% | 0% | TRUE | 0% | 0% | 100% | 0% | 0% | FALSE | 0% | 0% | 0% | 0% | 0% | 0% | 0% | 0% | N/A | N/A
| 166 | CT Program | TRUE | Non-Labour | Substations | 100% | Replacement Expenditure | Substation | Repex | N/A | N/A | Substations - Switchbay Equipment | Substations - Safe and Reliable Network | N/A | No | 0% | Safety security & reliability | Substations (2018 onwards) | 52.87% | TRUE | FY22 | 2 | 73 | 2 | 2 | 3 | 2 | FALSE | FALSE | TRUE | 0.77208 | 0.70189 | 0.35095 | 0.77208 | 0.80718 | 3.4042 | 0.77208 | 0.70189 | 0.35095 | 0.77208 | 0.80718 | 3.4042 | 0.074266 | 0.067482 | 0.041284 | 0.080567 | 0.10502 | 0.36862 | 0.016312 | 0.0148 | 0.0088961 | 0.01755 | 0.022206 | 0.079764 | 0.86266 | 0.78418 | 0.40113 | 0.8702 | 0.93441 | 3.8526 | 10% | 11% | 14% | 32% | 33% | 0.34042 | 0.37446 | 0.47659 | 1.0893 | 1.1234 | 3.4042 | 0.34042 | 0.37446 | 0.47659 | 1.0893 | 1.1234 | 3.4042 | 0.036862 | 0.040549 | 0.051607 | 0.11796 | 0.12165 | 0.36862 | 0.0079764 | 0.008774 | 0.011167 | 0.025524 | 0.026322 | 0.079764 | 0.38526 | 0.42378 | 0.53936 | 1.2328 | 1.2713 | 3.8526 | FALSE | 0% | 0% | 0% | 0% | 0% | 0% | TRUE | 0% | 0% | 100% | 0% | 0% | FALSE | 0% | 0% | 0% | 0% | 0% | 0% | 0% | 0% | N/A | N/A
| 167 | VT Program | TRUE | Labour | Substations | 100% | Replacement Expenditure | Substation | Repex | N/A | N/A | Substations - Switchbay Equipment | Substations - Safe and Reliable Network | N/A | No | 0% | Safety security & reliability | Substations (2018 onwards) | 41.88% | TRUE | FY22 | 2 | 74 | 1 | 1 | 3 | 1 | FALSE | FALSE | TRUE | 1.1616 | 1.056 | 0.52802 | 1.1616 | 1.2144 | 5.1218 | 1.136 | 1.0485 | 0.5315 | 1.1751 | 1.2325 | 5.1236 | 0.10927 | 0.10081 | 0.062523 | 0.12262 | 0.16037 | 0.55559 | 0.024 | 0.02211 | 0.013473 | 0.02671 | 0.033907 | 0.1202 | 1.2692 | 1.1715 | 0.60749 | 1.3244 | 1.4268 | 5.7994 | 10% | 11% | 14% | 32% | 33% | 0.51218 | 0.5634 | 0.71705 | 1.639 | 1.6902 | 5.1218 | 0.51236 | 0.5636 | 0.7173 | 1.6396 | 1.6908 | 5.1236 | 0.055559 | 0.061115 | 0.077782 | 0.17779 | 0.18334 | 0.55559 | 0.01202 | 0.013222 | 0.016828 | 0.038464 | 0.039666 | 0.1202 | 0.57994 | 0.63793 | 0.81191 | 1.8558 | 1.9138 | 5.7994 | FALSE | 0% | 0% | 0% | 0% | 0% | 0% | TRUE | 0% | 0% | 100% | 0% | 0% | FALSE | 0% | 0% | 0% | 0% | 0% | 0% | 0% | 0% | N/A | N/A
| 168 | VT Program | TRUE | Non-Labour | Substations | 100% | Replacement Expenditure | Substation | Repex | N/A | N/A | Substations - Switchbay Equipment | Substations - Safe and Reliable Network | N/A | No | 0% | Safety security & reliability | Substations (2018 onwards) | 58.12% | TRUE | FY22 | 2 | 74 | 2 | 2 | 3 | 2 | FALSE | FALSE | TRUE | 1.6122 | 1.4656 | 0.7328 | 1.6122 | 1.6854 | 7.1081 | 1.6122 | 1.4656 | 0.7328 | 1.6122 | 1.6854 | 7.1081 | 0.15507 | 0.14091 | 0.086204 | 0.16823 | 0.2193 | 0.76971 | 0.034061 | 0.030904 | 0.018576 | 0.036646 | 0.046366 | 0.16655 | 1.8013 | 1.6374 | 0.83758 | 1.817 | 1.9511 | 8.0444 | 10% | 11% | 14% | 32% | 33% | 0.71081 | 0.7819 | 0.99514 | 2.2746 | 2.3457 | 7.1081 | 0.71081 | 0.7819 | 0.99514 | 2.2746 | 2.3457 | 7.1081 | 0.076971 | 0.084668 | 0.10776 | 0.24631 | 0.254 | 0.76971 | 0.016655 | 0.018321 | 0.023317 | 0.053297 | 0.054962 | 0.16655 | 0.80444 | 0.88488 | 1.1262 | 2.5742 | 2.6547 | 8.0444 | FALSE | 0% | 0% | 0% | 0% | 0% | 0% | TRUE | 0% | 0% | 100% | 0% | 0% | FALSE | 0% | 0% | 0% | 0% | 0% | 0% | 0% | 0% | N/A | N/A
| 169 | Disconnector | TRUE | Labour | Substations | 100% | Replacement Expenditure | Substation | Repex | N/A | N/A | Substations - Switchbay Equipment | Substations - Safe and Reliable Network | N/A | No | 0% | Safety security & reliability | Substations (2018 onwards) | 41.17% | TRUE | FY22 | 2 | 75 | 1 | 1 | 3 | 1 | FALSE | FALSE | TRUE | 1.4573 | 1.3248 | 0.66242 | 1.4573 | 1.5236 | 6.4255 | 1.4251 | 1.3154 | 0.66678 | 1.4742 | 1.5463 | 6.4278 | 0.13708 | 0.12647 | 0.078438 | 0.15383 | 0.20119 | 0.69701 | 0.030109 | 0.027737 | 0.016902 | 0.033509 | 0.042538 | 0.1508 | 1.5923 | 1.4697 | 0.76212 | 1.6615 | 1.79 | 7.2756 | 10% | 11% | 14% | 32% | 33% | 0.64255 | 0.7068 | 0.89957 | 2.0562 | 2.1204 | 6.4255 | 0.64278 | 0.70706 | 0.89989 | 2.0569 | 2.1212 | 6.4278 | 0.069701 | 0.076671 | 0.097581 | 0.22304 | 0.23001 | 0.69701 | 0.01508 | 0.016588 | 0.021111 | 0.048255 | 0.049763 | 0.1508 | 0.72756 | 0.80031 | 1.0186 | 2.3282 | 2.4009 | 7.2756 | FALSE | 0% | 0% | 0% | 0% | 0% | 0% | TRUE | 0% | 0% | 100% | 0% | 0% | FALSE | 0% | 0% | 0% | 0% | 0% | 0% | 0% | 0% | N/A | N/A
| 170 | Disconnector | TRUE | Non-Labour | Substations | 100% | Replacement Expenditure | Substation | Repex | N/A | N/A | Substations - Switchbay Equipment | Substations - Safe and Reliable Network | N/A | No | 0% | Safety security & reliability | Substations (2018 onwards) | 58.83% | TRUE | FY22 | 2 | 75 | 2 | 2 | 3 | 2 | FALSE | FALSE | TRUE | 2.0821 | 1.8928 | 0.9464 | 2.0821 | 2.1767 | 9.1801 | 2.0821 | 1.8928 | 0.9464 | 2.0821 | 2.1767 | 9.1801 | 0.20027 | 0.18198 | 0.11133 | 0.21727 | 0.28322 | 0.99407 | 0.043989 | 0.039912 | 0.02399 | 0.047327 | 0.059882 | 0.2151 | 2.3263 | 2.1147 | 1.0817 | 2.3467 | 2.5198 | 10.3893 | 10% | 11% | 14% | 32% | 33% | 0.91801 | 1.0098 | 1.2852 | 2.9376 | 3.0294 | 9.1801 | 0.91801 | 1.0098 | 1.2852 | 2.9376 | 3.0294 | 9.1801 | 0.099407 | 0.10935 | 0.13917 | 0.3181 | 0.32804 | 0.99407 | 0.02151 | 0.023661 | 0.030114 | 0.068832 | 0.070983 | 0.2151 | 1.0389 | 1.1428 | 1.4545 | 3.3246 | 3.4285 | 10.3893 | FALSE | 0% | 0% | 0% | 0% | 0% | 0% | TRUE | 0% | 0% | 100% | 0% | 0% | FALSE | 0% | 0% | 0% | 0% | 0% | 0% | 0% | 0% | N/A | N/A
| 171 | Steelwork Program | TRUE | Labour | Substations | 100% | Replacement Expenditure | Substation | Repex | N/A | N/A | Substations - Site Establishment and supporting assets | Substations - Safe and Reliable Network | N/A | Yes | 0% | Safety security & reliability | Substations (2018 onwards) | 13.03% | TRUE | FY22 | 2 | 76 | 1 | 1 | 3 | 1 | FALSE | FALSE | TRUE | 1.0025 | 1.0025 | 1.0025 | 1.0025 | 1.0025 | 5.0124 | 0.98033 | 0.99537 | 1.0091 | 1.0141 | 1.0174 | 5.0163 | 0.094297 | 0.095699 | 0.11871 | 0.10582 | 0.13238 | 0.5469 | 0.020712 | 0.020988 | 0.025579 | 0.023051 | 0.02799 | 0.11832 | 1.0953 | 1.1121 | 1.1534 | 1.1429 | 1.1778 | 5.6815 | 20% | 20% | 20% | 20% | 20% | 1.0025 | 1.0025 | 1.0025 | 1.0025 | 1.0025 | 5.0124 | 1.0033 | 1.0033 | 1.0033 | 1.0033 | 1.0033 | 5.0163 | 0.10938 | 0.10938 | 0.10938 | 0.10938 | 0.10938 | 0.5469 | 0.023664 | 0.023664 | 0.023664 | 0.023664 | 0.023664 | 0.11832 | 1.1363 | 1.1363 | 1.1363 | 1.1363 | 1.1363 | 5.6815 | FALSE | 0% | 0% | 0% | 0% | 0% | 0% | TRUE | 100% | 0% | 0% | 0% | 0% | FALSE | 0% | 0% | 0% | 0% | 0% | 0% | 0% | 0% | N/A | N/A
| 172 | Steelwork Program | TRUE | Non-Labour | Substations | 100% | Replacement Expenditure | Substation | Repex | N/A | N/A | Substations - Site Establishment and supporting assets | Substations - Safe and Reliable Network | N/A | Yes | 0% | Safety security & reliability | Substations (2018 onwards) | 86.97% | TRUE | FY22 | 2 | 76 | 2 | 2 | 3 | 2 | FALSE | FALSE | TRUE | 6.6895 | 6.6895 | 6.6895 | 6.6895 | 6.6895 | 33.4474 | 6.6895 | 6.6895 | 6.6895 | 6.6895 | 6.6895 | 33.4474 | 0.64345 | 0.64315 | 0.78693 | 0.69805 | 0.87038 | 3.642 | 0.14133 | 0.14105 | 0.16957 | 0.15206 | 0.18403 | 0.78804 | 7.4743 | 7.4737 | 7.646 | 7.5396 | 7.7439 | 37.8774 | 20% | 20% | 20% | 20% | 20% | 6.6895 | 6.6895 | 6.6895 | 6.6895 | 6.6895 | 33.4474 | 6.6895 | 6.6895 | 6.6895 | 6.6895 | 6.6895 | 33.4474 | 0.72839 | 0.72839 | 0.72839 | 0.72839 | 0.72839 | 3.642 | 0.15761 | 0.15761 | 0.15761 | 0.15761 | 0.15761 | 0.78804 | 7.5755 | 7.5755 | 7.5755 | 7.5755 | 7.5755 | 37.8774 | FALSE | 0% | 0% | 0% | 0% | 0% | 0% | TRUE | 100% | 0% | 0% | 0% | 0% | FALSE | 0% | 0% | 0% | 0% | 0% | 0% | 0% | 0% | N/A | N/A
| 173 | Transformer refurbishment program | TRUE | Labour | Substations | 97.78% | Replacement Expenditure | Substation | Repex | N/A | N/A | Substations - Power Transformers | Substations - Safe and Reliable Network | N/A | No | 0% | Safety security & reliability | Substations (2018 onwards) | 13.78% | TRUE | FY22 | 2 | 77 | 1 | 1 | 3 | 1 | FALSE | FALSE | TRUE | 0.34774 | 1.0723 | 0.35879 | 1.6934 | 0.9655 | 4.4378 | 0.34005 | 1.0647 | 0.36115 | 1.713 | 0.97989 | 4.4588 | 0.032709 | 0.10237 | 0.042484 | 0.17875 | 0.1275 | 0.48381 | 0.0071844 | 0.022451 | 0.0091547 | 0.038938 | 0.026957 | 0.10468 | 0.37995 | 1.1896 | 0.41279 | 1.9307 | 1.1343 | 5.0473 | 0% | 25.89% | 0% | 49.99% | 24.13% | 0 | 1.1487 | 0 | 2.2183 | 1.0708 | 4.4378 | 0 | 1.1542 | 0 | 2.2288 | 1.0759 | 4.4588 | 0 | 0.12524 | 0 | 0.24183 | 0.11674 | 0.48381 | 0 | 0.027098 | 0 | 0.052327 | 0.02526 | 0.10468 | 0 | 1.3065 | 0 | 2.5229 | 1.2179 | 5.0473 | FALSE | 0% | 0% | 0% | 0% | 0% | 0% | TRUE | 4.473% | 87.74% | 7.782% | 0% | 0% | FALSE | 0% | 0% | 0% | 0% | 0% | 0% | 0% | 0% | N/A | N/A
| 174 | Transformer refurbishment program | TRUE | Labour | Secondary Systems | 2.219% | Replacement Expenditure | Substation | Repex | N/A | N/A | Substations - Power Transformers | Substations - Safe and Reliable Network | N/A | No | 0% | Safety security & reliability | Secondary Systems (2018-23) | 13.78% | TRUE | FY22 | 2 | 77 | 1 | 2 | 4 | 1 | FALSE | FALSE | TRUE | 0.0078913 | 0.024335 | 0.008142 | 0.038429 | 0.02191 | 0.10071 | 0.0077168 | 0.024162 | 0.0081956 | 0.038873 | 0.022237 | 0.10118 | 0.00074227 | 0.002323 | 0.0009641 | 0.0040564 | 0.0028932 | 0.010979 | 0.00016304 | 0.00050948 | 0.00020775 | 0.00088361 | 0.00061173 | 0.0023756 | 0.0086221 | 0.026995 | 0.0093674 | 0.043813 | 0.025742 | 0.11454 | 0% | 25.89% | 0% | 49.99% | 24.13% | 0 | 0.026068 | 0 | 0.050339 | 0.0243 | 0.10071 | 0 | 0.026192 | 0 | 0.050577 | 0.024415 | 0.10118 | 0 | 0.002842 | 0 | 0.0054879 | 0.0026491 | 0.010979 | 0 | 0.00061493 | 0 | 0.0011875 | 0.00057321 | 0.0023756 | 0 | 0.029649 | 0 | 0.057253 | 0.027637 | 0.11454 | FALSE | 0% | 0% | 0% | 0% | 0% | 0% | FALSE | 0% | 0% | 0% | 0% | 0% | TRUE | 16.11% | 77.15% | 6.747% | 0% | 0% | 0% | 0% | 0% | N/A | N/A
| 175 | Transformer refurbishment program | TRUE | Non-Labour | Substations | 97.78% | Replacement Expenditure | Substation | Repex | N/A | N/A | Substations - Power Transformers | Substations - Safe and Reliable Network | N/A | No | 0% | Safety security & reliability | Substations (2018 onwards) | 86.22% | TRUE | FY22 | 2 | 77 | 2 | 3 | 3 | 2 | FALSE | FALSE | TRUE | 2.1749 | 6.7068 | 2.244 | 10.5913 | 6.0386 | 27.7556 | 2.1749 | 6.7068 | 2.244 | 10.5913 | 6.0386 | 27.7556 | 0.2092 | 0.64482 | 0.26397 | 1.1052 | 0.78569 | 3.0089 | 0.04595 | 0.14142 | 0.056882 | 0.24075 | 0.16612 | 0.65112 | 2.43 | 7.4931 | 2.5648 | 11.9373 | 6.9904 | 31.4156 | 0% | 25.89% | 0% | 49.99% | 24.13% | 0 | 7.1846 | 0 | 13.8738 | 6.6972 | 27.7556 | 0 | 7.1846 | 0 | 13.8738 | 6.6972 | 27.7556 | 0 | 0.77886 | 0 | 1.504 | 0.72602 | 3.0089 | 0 | 0.16855 | 0 | 0.32547 | 0.15711 | 0.65112 | 0 | 8.132 | 0 | 15.7032 | 7.5803 | 31.4156 | FALSE | 0% | 0% | 0% | 0% | 0% | 0% | TRUE | 4.473% | 87.74% | 7.782% | 0% | 0% | FALSE | 0% | 0% | 0% | 0% | 0% | 0% | 0% | 0% | N/A | N/A
| 176 | Transformer refurbishment program | TRUE | Non-Labour | Secondary Systems | 2.219% | Replacement Expenditure | Substation | Repex | N/A | N/A | Substations - Power Transformers | Substations - Safe and Reliable Network | N/A | No | 0% | Safety security & reliability | Secondary Systems (2018-23) | 86.22% | TRUE | FY22 | 2 | 77 | 2 | 4 | 4 | 2 | FALSE | FALSE | TRUE | 0.049355 | 0.1522 | 0.050923 | 0.24035 | 0.13703 | 0.62986 | 0.049355 | 0.1522 | 0.050923 | 0.24035 | 0.13703 | 0.62986 | 0.0047474 | 0.014633 | 0.0059904 | 0.02508 | 0.01783 | 0.068281 | 0.0010427 | 0.0032092 | 0.0012908 | 0.0054633 | 0.0037698 | 0.014776 | 0.055145 | 0.17004 | 0.058204 | 0.27089 | 0.15863 | 0.71291 | 0% | 25.89% | 0% | 49.99% | 24.13% | 0 | 0.16304 | 0 | 0.31484 | 0.15198 | 0.62986 | 0 | 0.16304 | 0 | 0.31484 | 0.15198 | 0.62986 | 0 | 0.017675 | 0 | 0.03413 | 0.016476 | 0.068281 | 0 | 0.0038248 | 0 | 0.0073858 | 0.0035653 | 0.014776 | 0 | 0.18454 | 0 | 0.35635 | 0.17202 | 0.71291 | FALSE | 0% | 0% | 0% | 0% | 0% | 0% | FALSE | 0% | 0% | 0% | 0% | 0% | TRUE | 16.11% | 77.15% | 6.747% | 0% | 0% | 0% | 0% | 0% | N/A | N/A
| 177 | Air Cored Reactors | FALSE | Labour | Substations | 100% | Replacement Expenditure | Substation | Repex | N/A | N/A | Substations - Reactive plant | Substations - Safe and Reliable Network | N/A | No | 0% | Safety security & reliability | Substations (2018 onwards) | 0% | TRUE | FY22 | 2 | 78 | 1 | 1 | 3 | 1 | FALSE | FALSE | TRUE | 0 | 0 | 0 | 0 | 0 | 0 | 0 | 0 | 0 | 0 | 0 | 0 | 0 | 0 | 0 | 0 | 0 | 0 | 0 | 0 | 0 | 0 | 0 | 0 | 0 | 0 | 0 | 0 | 0 | 0 | 0% | 0% | 0% | 0% | 0% | 0 | 0 | 0 | 0 | 0 | 0 | 0 | 0 | 0 | 0 | 0 | 0 | 0 | 0 | 0 | 0 | 0 | 0 | 0 | 0 | 0 | 0 | 0 | 0 | 0 | 0 | 0 | 0 | 0 | 0 | FALSE | 0% | 0% | 0% | 0% | 0% | 0% | TRUE | 0% | 0% | 0% | 100% | 0% | FALSE | 0% | 0% | 0% | 0% | 0% | 0% | 0% | 0% | N/A | N/A
| 178 | Air Cored Reactors | FALSE | Non-Labour | Substations | 100% | Replacement Expenditure | Substation | Repex | N/A | N/A | Substations - Reactive plant | Substations - Safe and Reliable Network | N/A | No | 0% | Safety security & reliability | Substations (2018 onwards) | 100% | TRUE | FY22 | 2 | 78 | 2 | 2 | 3 | 2 | FALSE | FALSE | TRUE | 0 | 0 | 0 | 0 | 0 | 0 | 0 | 0 | 0 | 0 | 0 | 0 | 0 | 0 | 0 | 0 | 0 | 0 | 0 | 0 | 0 | 0 | 0 | 0 | 0 | 0 | 0 | 0 | 0 | 0 | 0% | 0% | 0% | 0% | 0% | 0 | 0 | 0 | 0 | 0 | 0 | 0 | 0 | 0 | 0 | 0 | 0 | 0 | 0 | 0 | 0 | 0 | 0 | 0 | 0 | 0 | 0 | 0 | 0 | 0 | 0 | 0 | 0 | 0 | 0 | FALSE | 0% | 0% | 0% | 0% | 0% | 0% | TRUE | 0% | 0% | 0% | 100% | 0% | FALSE | 0% | 0% | 0% | 0% | 0% | 0% | 0% | 0% | N/A | N/A
| 179 | Capacitor Banks | TRUE | Labour | Substations | 97.07% | Replacement Expenditure | Substation | Repex | N/A | N/A | Substations - Reactive plant | Substations - Safe and Reliable Network | N/A | No | 0% | Safety security & reliability | Substations (2018 onwards) | 12.78% | TRUE | FY22 | 2 | 79 | 1 | 1 | 3 | 1 | FALSE | FALSE | TRUE | 0.30301 | 0.064604 | 0.34295 | 0.41157 | 0.44556 | 1.5677 | 0.29632 | 0.064145 | 0.34521 | 0.41632 | 0.4522 | 1.5742 | 0.028502 | 0.0061672 | 0.04061 | 0.043444 | 0.058836 | 0.17756 | 0.0062604 | 0.0013526 | 0.0087507 | 0.0094634 | 0.01244 | 0.038267 | 0.33108 | 0.071665 | 0.39457 | 0.46923 | 0.52347 | 1.79 | 17.28% | 0% | 21.44% | 21.51% | 39.77% | 0.27095 | 0 | 0.33609 | 0.33716 | 0.6235 | 1.5677 | 0.27207 | 0 | 0.33749 | 0.33856 | 0.62608 | 1.5742 | 0.030688 | 0 | 0.038066 | 0.038187 | 0.070618 | 0.17756 | 0.0066138 | 0 | 0.0082039 | 0.0082299 | 0.015219 | 0.038267 | 0.30937 | 0 | 0.38376 | 0.38497 | 0.71192 | 1.79 | FALSE | 0% | 0% | 0% | 0% | 0% | 0% | TRUE | 0% | 0% | 3.163% | 96.84% | 0% | FALSE | 0% | 0% | 0% | 0% | 0% | 0% | 0% | 0% | N/A | N/A
| 180 | Capacitor Banks | TRUE | Labour | Secondary Systems | 2.93% | Replacement Expenditure | Substation | Repex | N/A | N/A | Substations - Reactive plant | Substations - Safe and Reliable Network | N/A | No | 0% | Safety security & reliability | Secondary Systems (2018-23) | 12.78% | TRUE | FY22 | 2 | 79 | 1 | 2 | 4 | 1 | FALSE | FALSE | TRUE | 0.0091463 | 0.00195 | 0.010352 | 0.012423 | 0.013449 | 0.04732 | 0.0089441 | 0.0019362 | 0.01042 | 0.012566 | 0.013649 | 0.047516 | 0.00086032 | 0.00018615 | 0.0012258 | 0.0013113 | 0.0017759 | 0.0053595 | 0.00018897 | 4.0827e-05 | 0.00026414 | 0.00028565 | 0.00037549 | 0.0011551 | 0.0099934 | 0.0021632 | 0.01191 | 0.014163 | 0.015801 | 0.054031 | 17.28% | 0% | 21.44% | 21.51% | 39.77% | 0.0081785 | 0 | 0.010145 | 0.010177 | 0.01882 | 0.04732 | 0.0082123 | 0 | 0.010187 | 0.010219 | 0.018898 | 0.047516 | 0.0009263 | 0 | 0.001149 | 0.0011526 | 0.0021316 | 0.0053595 | 0.00019963 | 0 | 0.00024763 | 0.00024842 | 0.00045939 | 0.0011551 | 0.0093383 | 0 | 0.011583 | 0.01162 | 0.021489 | 0.054031 | FALSE | 0% | 0% | 0% | 0% | 0% | 0% | FALSE | 0% | 0% | 0% | 0% | 0% | TRUE | 10.24% | 86.35% | 3.413% | 0% | 0% | 0% | 0% | 0% | N/A | N/A
| 181 | Capacitor Banks | TRUE | Non-Labour | Substations | 97.07% | Replacement Expenditure | Substation | Repex | N/A | N/A | Substations - Reactive plant | Substations - Safe and Reliable Network | N/A | No | 0% | Safety security & reliability | Substations (2018 onwards) | 87.22% | TRUE | FY22 | 2 | 79 | 2 | 3 | 3 | 2 | FALSE | FALSE | TRUE | 2.0682 | 0.44096 | 2.3409 | 2.8092 | 3.0412 | 10.7005 | 2.0682 | 0.44096 | 2.3409 | 2.8092 | 3.0412 | 10.7005 | 0.19894 | 0.042395 | 0.27537 | 0.29314 | 0.39569 | 1.2055 | 0.043697 | 0.0092981 | 0.059338 | 0.063856 | 0.083663 | 0.25985 | 2.3109 | 0.49265 | 2.6756 | 3.1662 | 3.5205 | 12.1659 | 17.28% | 0% | 21.44% | 21.51% | 39.77% | 1.8494 | 0 | 2.294 | 2.3013 | 4.2557 | 10.7005 | 1.8494 | 0 | 2.294 | 2.3013 | 4.2557 | 10.7005 | 0.20836 | 0 | 0.25845 | 0.25927 | 0.47946 | 1.2055 | 0.044911 | 0 | 0.055709 | 0.055885 | 0.10335 | 0.25985 | 2.1027 | 0 | 2.6082 | 2.6165 | 4.8386 | 12.1659 | FALSE | 0% | 0% | 0% | 0% | 0% | 0% | TRUE | 0% | 0% | 3.163% | 96.84% | 0% | FALSE | 0% | 0% | 0% | 0% | 0% | 0% | 0% | 0% | N/A | N/A
| 182 | Capacitor Banks | TRUE | Non-Labour | Secondary Systems | 2.93% | Replacement Expenditure | Substation | Repex | N/A | N/A | Substations - Reactive plant | Substations - Safe and Reliable Network | N/A | No | 0% | Safety security & reliability | Secondary Systems (2018-23) | 87.22% | TRUE | FY22 | 2 | 79 | 2 | 4 | 4 | 2 | FALSE | FALSE | TRUE | 0.062429 | 0.01331 | 0.070658 | 0.084794 | 0.091796 | 0.32299 | 0.062429 | 0.01331 | 0.070658 | 0.084794 | 0.091796 | 0.32299 | 0.006005 | 0.0012797 | 0.0083119 | 0.0088483 | 0.011944 | 0.036389 | 0.001319 | 0.00028066 | 0.0017911 | 0.0019274 | 0.0025253 | 0.0078435 | 0.069753 | 0.01487 | 0.080761 | 0.09557 | 0.10627 | 0.36722 | 17.28% | 0% | 21.44% | 21.51% | 39.77% | 0.055823 | 0 | 0.069244 | 0.069463 | 0.12846 | 0.32299 | 0.055823 | 0 | 0.069244 | 0.069463 | 0.12846 | 0.32299 | 0.0062891 | 0 | 0.0078012 | 0.0078259 | 0.014472 | 0.036389 | 0.0013556 | 0 | 0.0016815 | 0.0016869 | 0.0031195 | 0.0078435 | 0.063467 | 0 | 0.078727 | 0.078976 | 0.14605 | 0.36722 | FALSE | 0% | 0% | 0% | 0% | 0% | 0% | FALSE | 0% | 0% | 0% | 0% | 0% | TRUE | 10.24% | 86.35% | 3.413% | 0% | 0% | 0% | 0% | 0% | N/A | N/A
| 183 | Subs - Capital spares | TRUE | Labour | Substations | 100% | Replacement Expenditure | Substation | Repex | N/A | N/A | Substations - Site Establishment and supporting assets | Substations - Safe and Reliable Network | N/A | No | 0% | Safety security & reliability | Substations (2018 onwards) | 0% | TRUE | FY22 | 2 | 80 | 1 | 1 | 3 | 1 | FALSE | FALSE | TRUE | 0 | 0 | 0 | 0 | 0 | 0 | 0 | 0 | 0 | 0 | 0 | 0 | 0 | 0 | 0 | 0 | 0 | 0 | 0 | 0 | 0 | 0 | 0 | 0 | 0 | 0 | 0 | 0 | 0 | 0 | 20% | 20% | 20% | 20% | 20% | 0 | 0 | 0 | 0 | 0 | 0 | 0 | 0 | 0 | 0 | 0 | 0 | 0 | 0 | 0 | 0 | 0 | 0 | 0 | 0 | 0 | 0 | 0 | 0 | 0 | 0 | 0 | 0 | 0 | 0 | FALSE | 0% | 0% | 0% | 0% | 0% | 0% | TRUE | 100% | 0% | 0% | 0% | 0% | FALSE | 0% | 0% | 0% | 0% | 0% | 0% | 0% | 0% | N/A | N/A
| 184 | Subs - Capital spares | TRUE | Non-Labour | Substations | 100% | Replacement Expenditure | Substation | Repex | N/A | N/A | Substations - Site Establishment and supporting assets | Substations - Safe and Reliable Network | N/A | No | 0% | Safety security & reliability | Substations (2018 onwards) | 100% | TRUE | FY22 | 2 | 80 | 2 | 2 | 3 | 2 | FALSE | FALSE | TRUE | 13.3258 | 1.1875 | 1.1875 | 1.1875 | 1.1875 | 18.076 | 13.3258 | 1.1875 | 1.1875 | 1.1875 | 1.1875 | 18.076 | 1.2818 | 0.11417 | 0.1397 | 0.12392 | 0.15451 | 1.8141 | 0.28154 | 0.02504 | 0.030103 | 0.026994 | 0.032669 | 0.39635 | 14.8892 | 1.3268 | 1.3573 | 1.3385 | 1.3747 | 20.2864 | 20% | 20% | 20% | 20% | 20% | 3.6152 | 3.6152 | 3.6152 | 3.6152 | 3.6152 | 18.076 | 3.6152 | 3.6152 | 3.6152 | 3.6152 | 3.6152 | 18.076 | 0.36282 | 0.36282 | 0.36282 | 0.36282 | 0.36282 | 1.8141 | 0.079269 | 0.079269 | 0.079269 | 0.079269 | 0.079269 | 0.39635 | 4.0573 | 4.0573 | 4.0573 | 4.0573 | 4.0573 | 20.2864 | FALSE | 0% | 0% | 0% | 0% | 0% | 0% | TRUE | 100% | 0% | 0% | 0% | 0% | FALSE | 0% | 0% | 0% | 0% | 0% | 0% | 0% | 0% | N/A | N/A
| 185 | 33kV Air core reactor switching duty | FALSE | Labour | Substations | 100% | Replacement Expenditure | Substation | Repex | N/A | N/A | Substations - Switchbay Equipment | Substations - Safe and Reliable Network | N/A | No | 0% | Safety security & reliability | Substations (2018 onwards) | 0% | TRUE | FY22 | 2 | 81 | 1 | 1 | 3 | 1 | FALSE | FALSE | TRUE | 0 | 0 | 0 | 0 | 0 | 0 | 0 | 0 | 0 | 0 | 0 | 0 | 0 | 0 | 0 | 0 | 0 | 0 | 0 | 0 | 0 | 0 | 0 | 0 | 0 | 0 | 0 | 0 | 0 | 0 | 0% | 0% | 100% | 0% | 0% | 0 | 0 | 0 | 0 | 0 | 0 | 0 | 0 | 0 | 0 | 0 | 0 | 0 | 0 | 0 | 0 | 0 | 0 | 0 | 0 | 0 | 0 | 0 | 0 | 0 | 0 | 0 | 0 | 0 | 0 | FALSE | 0% | 0% | 0% | 0% | 0% | 0% | TRUE | 0% | 0% | 0% | 100% | 0% | FALSE | 0% | 0% | 0% | 0% | 0% | 0% | 0% | 0% | N/A | N/A
| 186 | 33kV Air core reactor switching duty | FALSE | Non-Labour | Substations | 100% | Replacement Expenditure | Substation | Repex | N/A | N/A | Substations - Switchbay Equipment | Substations - Safe and Reliable Network | N/A | No | 0% | Safety security & reliability | Substations (2018 onwards) | 100% | TRUE | FY22 | 2 | 81 | 2 | 2 | 3 | 2 | FALSE | FALSE | TRUE | 0 | 0 | 0 | 0 | 0 | 0 | 0 | 0 | 0 | 0 | 0 | 0 | 0 | 0 | 0 | 0 | 0 | 0 | 0 | 0 | 0 | 0 | 0 | 0 | 0 | 0 | 0 | 0 | 0 | 0 | 0% | 0% | 100% | 0% | 0% | 0 | 0 | 0 | 0 | 0 | 0 | 0 | 0 | 0 | 0 | 0 | 0 | 0 | 0 | 0 | 0 | 0 | 0 | 0 | 0 | 0 | 0 | 0 | 0 | 0 | 0 | 0 | 0 | 0 | 0 | FALSE | 0% | 0% | 0% | 0% | 0% | 0% | TRUE | 0% | 0% | 0% | 100% | 0% | FALSE | 0% | 0% | 0% | 0% | 0% | 0% | 0% | 0% | N/A | N/A
| 187 | Reactor Renewal program | FALSE | Labour | Substations | 100% | Replacement Expenditure | Substation | Repex | N/A | N/A | Substations - Reactive plant | Substations - Safe and Reliable Network | N/A | No | 0% | Safety security & reliability | Substations (2018 onwards) | 0% | TRUE | FY22 | 2 | 82 | 1 | 1 | 3 | 1 | FALSE | FALSE | TRUE | 0 | 0 | 0 | 0 | 0 | 0 | 0 | 0 | 0 | 0 | 0 | 0 | 0 | 0 | 0 | 0 | 0 | 0 | 0 | 0 | 0 | 0 | 0 | 0 | 0 | 0 | 0 | 0 | 0 | 0 | 0% | 0% | 0% | 0% | 0% | 0 | 0 | 0 | 0 | 0 | 0 | 0 | 0 | 0 | 0 | 0 | 0 | 0 | 0 | 0 | 0 | 0 | 0 | 0 | 0 | 0 | 0 | 0 | 0 | 0 | 0 | 0 | 0 | 0 | 0 | FALSE | 0% | 0% | 0% | 0% | 0% | 0% | TRUE | 0% | 0% | 0% | 100% | 0% | FALSE | 0% | 0% | 0% | 0% | 0% | 0% | 0% | 0% | N/A | N/A
| 188 | Reactor Renewal program | FALSE | Non-Labour | Substations | 100% | Replacement Expenditure | Substation | Repex | N/A | N/A | Substations - Reactive plant | Substations - Safe and Reliable Network | N/A | No | 0% | Safety security & reliability | Substations (2018 onwards) | 100% | TRUE | FY22 | 2 | 82 | 2 | 2 | 3 | 2 | FALSE | FALSE | TRUE | 0 | 0 | 0 | 0 | 0 | 0 | 0 | 0 | 0 | 0 | 0 | 0 | 0 | 0 | 0 | 0 | 0 | 0 | 0 | 0 | 0 | 0 | 0 | 0 | 0 | 0 | 0 | 0 | 0 | 0 | 0% | 0% | 0% | 0% | 0% | 0 | 0 | 0 | 0 | 0 | 0 | 0 | 0 | 0 | 0 | 0 | 0 | 0 | 0 | 0 | 0 | 0 | 0 | 0 | 0 | 0 | 0 | 0 | 0 | 0 | 0 | 0 | 0 | 0 | 0 | FALSE | 0% | 0% | 0% | 0% | 0% | 0% | TRUE | 0% | 0% | 0% | 100% | 0% | FALSE | 0% | 0% | 0% | 0% | 0% | 0% | 0% | 0% | N/A | N/A
| 189 | Molong No1 Transformer Renewal | TRUE | Labour | Substations | 92.3% | Replacement Expenditure | Substation | Repex | N/A | N/A | Substations - Power Transformers | Substations - Safe and Reliable Network | N/A | No | 0% | Safety security & reliability | Substations (2018 onwards) | 15.09% | TRUE | FY22 | 2 | 83 | 1 | 1 | 3 | 1 | FALSE | FALSE | TRUE | 0.021553 | 0.11758 | 0.73436 | 0 | 0 | 0.87349 | 0.021077 | 0.11675 | 0.73919 | 0 | 0 | 0.87702 | 0.0020274 | 0.011224 | 0.086956 | 0 | 0 | 0.10021 | 0.0004453 | 0.0024617 | 0.018738 | 0 | 0 | 0.021645 | 0.02355 | 0.13043 | 0.84489 | 0 | 0 | 0.99887 | 0% | 0% | 100% | 0% | 0% | 0 | 0 | 0.87349 | 0 | 0 | 0.87349 | 0 | 0 | 0.87702 | 0 | 0 | 0.87702 | 0 | 0 | 0.10021 | 0 | 0 | 0.10021 | 0 | 0 | 0.021645 | 0 | 0 | 0.021645 | 0 | 0 | 0.99887 | 0 | 0 | 0.99887 | FALSE | 0% | 0% | 0% | 0% | 0% | 0% | TRUE | 5.742% | 71.51% | 22.75% | 0% | 0% | FALSE | 0% | 0% | 0% | 0% | 0% | 0% | 0% | 0% | N/A | N/A
| 190 | Molong No1 Transformer Renewal | TRUE | Labour | Secondary Systems | 7.7% | Replacement Expenditure | Substation | Repex | N/A | N/A | Substations - Power Transformers | Substations - Safe and Reliable Network | N/A | No | 0% | Safety security & reliability | Secondary Systems (2018-23) | 15.09% | TRUE | FY22 | 2 | 83 | 1 | 2 | 4 | 1 | FALSE | FALSE | TRUE | 0.0017981 | 0.0098091 | 0.061263 | 0 | 0 | 0.07287 | 0.0017583 | 0.0097395 | 0.061666 | 0 | 0 | 0.073164 | 0.00016913 | 0.00093639 | 0.0072542 | 0 | 0 | 0.0083597 | 3.7149e-05 | 0.00020537 | 0.0015632 | 0 | 0 | 0.0018057 | 0.0019646 | 0.010881 | 0.070484 | 0 | 0 | 0.083329 | 0% | 0% | 100% | 0% | 0% | 0 | 0 | 0.07287 | 0 | 0 | 0.07287 | 0 | 0 | 0.073164 | 0 | 0 | 0.073164 | 0 | 0 | 0.0083597 | 0 | 0 | 0.0083597 | 0 | 0 | 0.0018057 | 0 | 0 | 0.0018057 | 0 | 0 | 0.083329 | 0 | 0 | 0.083329 | FALSE | 0% | 0% | 0% | 0% | 0% | 0% | FALSE | 0% | 0% | 0% | 0% | 0% | TRUE | 15.58% | 70.13% | 14.29% | 0% | 0% | 0% | 0% | 0% | N/A | N/A
| 191 | Molong No1 Transformer Renewal | TRUE | Non-Labour | Substations | 92.3% | Replacement Expenditure | Substation | Repex | N/A | N/A | Substations - Power Transformers | Substations - Safe and Reliable Network | N/A | No | 0% | Safety security & reliability | Substations (2018 onwards) | 84.91% | TRUE | FY22 | 2 | 83 | 2 | 3 | 3 | 2 | FALSE | FALSE | TRUE | 0.1213 | 0.66172 | 4.1328 | 0 | 0 | 4.9158 | 0.1213 | 0.66172 | 4.1328 | 0 | 0 | 4.9158 | 0.011668 | 0.06362 | 0.48617 | 0 | 0 | 0.56146 | 0.0025627 | 0.013953 | 0.10476 | 0 | 0 | 0.12128 | 0.13553 | 0.7393 | 4.7237 | 0 | 0 | 5.5986 | 0% | 0% | 100% | 0% | 0% | 0 | 0 | 4.9158 | 0 | 0 | 4.9158 | 0 | 0 | 4.9158 | 0 | 0 | 4.9158 | 0 | 0 | 0.56146 | 0 | 0 | 0.56146 | 0 | 0 | 0.12128 | 0 | 0 | 0.12128 | 0 | 0 | 5.5986 | 0 | 0 | 5.5986 | FALSE | 0% | 0% | 0% | 0% | 0% | 0% | TRUE | 5.742% | 71.51% | 22.75% | 0% | 0% | FALSE | 0% | 0% | 0% | 0% | 0% | 0% | 0% | 0% | N/A | N/A
| 192 | Molong No1 Transformer Renewal | TRUE | Non-Labour | Secondary Systems | 7.7% | Replacement Expenditure | Substation | Repex | N/A | N/A | Substations - Power Transformers | Substations - Safe and Reliable Network | N/A | No | 0% | Safety security & reliability | Secondary Systems (2018-23) | 84.91% | TRUE | FY22 | 2 | 83 | 2 | 4 | 4 | 2 | FALSE | FALSE | TRUE | 0.010119 | 0.055203 | 0.34477 | 0 | 0 | 0.4101 | 0.010119 | 0.055203 | 0.34477 | 0 | 0 | 0.4101 | 0.00097335 | 0.0053074 | 0.040558 | 0 | 0 | 0.046839 | 0.00021379 | 0.001164 | 0.0087396 | 0 | 0 | 0.010117 | 0.011306 | 0.061675 | 0.39407 | 0 | 0 | 0.46705 | 0% | 0% | 100% | 0% | 0% | 0 | 0 | 0.4101 | 0 | 0 | 0.4101 | 0 | 0 | 0.4101 | 0 | 0 | 0.4101 | 0 | 0 | 0.046839 | 0 | 0 | 0.046839 | 0 | 0 | 0.010117 | 0 | 0 | 0.010117 | 0 | 0 | 0.46705 | 0 | 0 | 0.46705 | FALSE | 0% | 0% | 0% | 0% | 0% | 0% | FALSE | 0% | 0% | 0% | 0% | 0% | TRUE | 15.58% | 70.13% | 14.29% | 0% | 0% | 0% | 0% | 0% | N/A | N/A
| 193 | Yass No3 Transformer Renewal | TRUE | Labour | Substations | 95% | Replacement Expenditure | Substation | Repex | N/A | N/A | Substations - Power Transformers | Substations - Safe and Reliable Network | N/A | No | 0% | Safety security & reliability | Substations (2018 onwards) | 14.67% | TRUE | FY22 | 2 | 84 | 1 | 1 | 3 | 1 | FALSE | FALSE | TRUE | 0 | 0 | 0.053545 | 0.49723 | 0.016168 | 0.56695 | 0 | 0 | 0.053897 | 0.50298 | 0.016409 | 0.57328 | 0 | 0 | 0.0063403 | 0.052486 | 0.0021351 | 0.060961 | 0 | 0 | 0.0013662 | 0.011433 | 0.00045142 | 0.013251 | 0 | 0 | 0.061604 | 0.56689 | 0.018996 | 0.64749 | 0% | 0% | 0% | 0% | 100% | 0 | 0 | 0 | 0 | 0.56695 | 0.56695 | 0 | 0 | 0 | 0 | 0.57328 | 0.57328 | 0 | 0 | 0 | 0 | 0.060961 | 0.060961 | 0 | 0 | 0 | 0 | 0.013251 | 0.013251 | 0 | 0 | 0 | 0 | 0.64749 | 0.64749 | FALSE | 0% | 0% | 0% | 0% | 0% | 0% | TRUE | 0% | 100% | 0% | 0% | 0% | FALSE | 0% | 0% | 0% | 0% | 0% | 0% | 0% | 0% | N/A | N/A
| 194 | Yass No3 Transformer Renewal | TRUE | Labour | Secondary Systems | 5% | Replacement Expenditure | Substation | Repex | N/A | N/A | Substations - Power Transformers | Substations - Safe and Reliable Network | N/A | No | 0% | Safety security & reliability | Secondary Systems (2018-23) | 14.67% | TRUE | FY22 | 2 | 84 | 1 | 2 | 4 | 1 | FALSE | FALSE | TRUE | 0 | 0 | 0.0028182 | 0.02617 | 0.00085097 | 0.029839 | 0 | 0 | 0.0028367 | 0.026472 | 0.00086365 | 0.030173 | 0 | 0 | 0.0003337 | 0.0027624 | 0.00011237 | 0.0032085 | 0 | 0 | 7.1907e-05 | 0.00060174 | 2.3759e-05 | 0.00069741 | 0 | 0 | 0.0032423 | 0.029837 | 0.00099978 | 0.034079 | 0% | 0% | 0% | 0% | 100% | 0 | 0 | 0 | 0 | 0.029839 | 0.029839 | 0 | 0 | 0 | 0 | 0.030173 | 0.030173 | 0 | 0 | 0 | 0 | 0.0032085 | 0.0032085 | 0 | 0 | 0 | 0 | 0.00069741 | 0.00069741 | 0 | 0 | 0 | 0 | 0.034079 | 0.034079 | FALSE | 0% | 0% | 0% | 0% | 0% | 0% | FALSE | 0% | 0% | 0% | 0% | 0% | TRUE | 40% | 58% | 2% | 0% | 0% | 0% | 0% | 0% | N/A | N/A
| 195 | Yass No3 Transformer Renewal | TRUE | Non-Labour | Substations | 95% | Replacement Expenditure | Substation | Repex | N/A | N/A | Substations - Power Transformers | Substations - Safe and Reliable Network | N/A | No | 0% | Safety security & reliability | Substations (2018 onwards) | 85.33% | TRUE | FY22 | 2 | 84 | 2 | 3 | 3 | 2 | FALSE | FALSE | TRUE | 0 | 0 | 0.31152 | 2.8928 | 0.094066 | 3.2984 | 0 | 0 | 0.31152 | 2.8928 | 0.094066 | 3.2984 | 0 | 0 | 0.036646 | 0.30187 | 0.012239 | 0.35075 | 0 | 0 | 0.0078966 | 0.065756 | 0.0025878 | 0.076241 | 0 | 0 | 0.35606 | 3.2605 | 0.10889 | 3.7254 | 0% | 0% | 0% | 0% | 100% | 0 | 0 | 0 | 0 | 3.2984 | 3.2984 | 0 | 0 | 0 | 0 | 3.2984 | 3.2984 | 0 | 0 | 0 | 0 | 0.35075 | 0.35075 | 0 | 0 | 0 | 0 | 0.076241 | 0.076241 | 0 | 0 | 0 | 0 | 3.7254 | 3.7254 | FALSE | 0% | 0% | 0% | 0% | 0% | 0% | TRUE | 0% | 100% | 0% | 0% | 0% | FALSE | 0% | 0% | 0% | 0% | 0% | 0% | 0% | 0% | N/A | N/A
| 196 | Yass No3 Transformer Renewal | TRUE | Non-Labour | Secondary Systems | 5% | Replacement Expenditure | Substation | Repex | N/A | N/A | Substations - Power Transformers | Substations - Safe and Reliable Network | N/A | No | 0% | Safety security & reliability | Secondary Systems (2018-23) | 85.33% | TRUE | FY22 | 2 | 84 | 2 | 4 | 4 | 2 | FALSE | FALSE | TRUE | 0 | 0 | 0.016396 | 0.15225 | 0.0049508 | 0.1736 | 0 | 0 | 0.016396 | 0.15225 | 0.0049508 | 0.1736 | 0 | 0 | 0.0019287 | 0.015888 | 0.00064416 | 0.018461 | 0 | 0 | 0.00041561 | 0.0034609 | 0.0001362 | 0.0040127 | 0 | 0 | 0.01874 | 0.1716 | 0.0057312 | 0.19607 | 0% | 0% | 0% | 0% | 100% | 0 | 0 | 0 | 0 | 0.1736 | 0.1736 | 0 | 0 | 0 | 0 | 0.1736 | 0.1736 | 0 | 0 | 0 | 0 | 0.018461 | 0.018461 | 0 | 0 | 0 | 0 | 0.0040127 | 0.0040127 | 0 | 0 | 0 | 0 | 0.19607 | 0.19607 | FALSE | 0% | 0% | 0% | 0% | 0% | 0% | FALSE | 0% | 0% | 0% | 0% | 0% | TRUE | 40% | 58% | 2% | 0% | 0% | 0% | 0% | 0% | N/A | N/A
| 197 | Substation Noise Compliance | FALSE | Labour | Substations | 100% | Replacement Expenditure | Substation | Repex | N/A | N/A | Substations - Site Establishment and supporting assets | Substations - Compliance | N/A | No | 0% | Safety security & reliability | Substations (2018 onwards) | 0% | TRUE | FY22 | 2 | 85 | 1 | 1 | 3 | 1 | FALSE | FALSE | TRUE | 0 | 0 | 0 | 0 | 0 | 0 | 0 | 0 | 0 | 0 | 0 | 0 | 0 | 0 | 0 | 0 | 0 | 0 | 0 | 0 | 0 | 0 | 0 | 0 | 0 | 0 | 0 | 0 | 0 | 0 | 0% | 0% | 0% | 0% | 0% | 0 | 0 | 0 | 0 | 0 | 0 | 0 | 0 | 0 | 0 | 0 | 0 | 0 | 0 | 0 | 0 | 0 | 0 | 0 | 0 | 0 | 0 | 0 | 0 | 0 | 0 | 0 | 0 | 0 | 0 | FALSE | 0% | 0% | 0% | 0% | 0% | 0% | TRUE | 100% | 0% | 0% | 0% | 0% | FALSE | 0% | 0% | 0% | 0% | 0% | 0% | 0% | 0% | N/A | N/A
| 198 | Substation Noise Compliance | FALSE | Non-Labour | Substations | 100% | Replacement Expenditure | Substation | Repex | N/A | N/A | Substations - Site Establishment and supporting assets | Substations - Compliance | N/A | No | 0% | Safety security & reliability | Substations (2018 onwards) | 100% | TRUE | FY22 | 2 | 85 | 2 | 2 | 3 | 2 | FALSE | FALSE | TRUE | 0 | 0 | 0 | 0 | 0 | 0 | 0 | 0 | 0 | 0 | 0 | 0 | 0 | 0 | 0 | 0 | 0 | 0 | 0 | 0 | 0 | 0 | 0 | 0 | 0 | 0 | 0 | 0 | 0 | 0 | 0% | 0% | 0% | 0% | 0% | 0 | 0 | 0 | 0 | 0 | 0 | 0 | 0 | 0 | 0 | 0 | 0 | 0 | 0 | 0 | 0 | 0 | 0 | 0 | 0 | 0 | 0 | 0 | 0 | 0 | 0 | 0 | 0 | 0 | 0 | FALSE | 0% | 0% | 0% | 0% | 0% | 0% | TRUE | 100% | 0% | 0% | 0% | 0% | FALSE | 0% | 0% | 0% | 0% | 0% | 0% | 0% | 0% | N/A | N/A
| 199 | Conductor Replacement | TRUE | Labour | Transmission Lines | 100% | Replacement Expenditure | Transmission Lines | Repex | N/A | N/A | TL - Overhead conductors | TL - Safe and Reliable Network | N/A | No | 0% | Safety security & reliability | Transmission Lines (2018 onwards) | 12.41% | TRUE | FY22 | 2 | 86 | 1 | 1 | 1 | 1 | FALSE | FALSE | TRUE | 0 | 0.055829 | 2.9039 | 1.3776 | 0.12849 | 4.4658 | 0 | 0.055432 | 2.9231 | 1.3935 | 0.13041 | 4.5024 | 0 | 0.0053295 | 0.34386 | 0.14541 | 0.016968 | 0.51157 | 0 | 0.0011688 | 0.074096 | 0.031675 | 0.0035876 | 0.11053 | 0 | 0.061931 | 3.341 | 1.5706 | 0.15096 | 5.1245 | 0% | 0% | 20.81% | 47.14% | 30.65% | 0 | 0 | 0.92912 | 2.1052 | 1.3686 | 4.4029 | 0 | 0 | 0.93672 | 2.1224 | 1.3798 | 4.4389 | 0 | 0 | 0.10643 | 0.24115 | 0.15677 | 0.50436 | 0 | 0 | 0.022995 | 0.052103 | 0.033872 | 0.10897 | 0 | 0 | 1.0662 | 2.4157 | 1.5704 | 5.0523 | TRUE | 0% | 4.074% | 22.02% | 73.9% | 0% | 0% | FALSE | 0% | 0% | 0% | 0% | 0% | FALSE | 0% | 0% | 0% | 0% | 0% | 0% | 0% | 0% | N/A | N/A
| 200 | Conductor Replacement | TRUE | Non-Labour | Transmission Lines | 100% | Replacement Expenditure | Transmission Lines | Repex | N/A | N/A | TL - Overhead conductors | TL - Safe and Reliable Network | N/A | No | 0% | Safety security & reliability | Transmission Lines (2018 onwards) | 87.59% | TRUE | FY22 | 2 | 86 | 2 | 2 | 1 | 2 | FALSE | FALSE | TRUE | 0 | 0.39404 | 20.4961 | 9.7229 | 0.90692 | 31.52 | 0 | 0.39404 | 20.4961 | 9.7229 | 0.90692 | 31.52 | 0 | 0.037884 | 2.4111 | 1.0146 | 0.118 | 3.5816 | 0 | 0.0083087 | 0.51955 | 0.22101 | 0.024949 | 0.77382 | 0 | 0.44023 | 23.4268 | 10.9585 | 1.0499 | 35.8754 | 0% | 0% | 20.81% | 47.14% | 30.65% | 0 | 0 | 6.5578 | 14.8587 | 9.6595 | 31.0759 | 0 | 0 | 6.5578 | 14.8587 | 9.6595 | 31.0759 | 0 | 0 | 0.74515 | 1.6884 | 1.0976 | 3.5311 | 0 | 0 | 0.16099 | 0.36478 | 0.23714 | 0.76292 | 0 | 0 | 7.4639 | 16.9118 | 10.9942 | 35.3699 | TRUE | 0% | 4.074% | 22.02% | 73.9% | 0% | 0% | FALSE | 0% | 0% | 0% | 0% | 0% | FALSE | 0% | 0% | 0% | 0% | 0% | 0% | 0% | 0% | N/A | N/A
| 201 | Earthwire Capacity Replacement | FALSE | Labour | Transmission Lines | 100% | Replacement Expenditure | Transmission Lines | Repex | N/A | N/A | TL - Overhead conductors | TL - Safe and Reliable Network | N/A | No | 0% | Safety security & reliability | Transmission Lines (2018 onwards) | 0% | TRUE | FY22 | 2 | 87 | 1 | 1 | 1 | 1 | FALSE | FALSE | TRUE | 0 | 0 | 0 | 0 | 0 | 0 | 0 | 0 | 0 | 0 | 0 | 0 | 0 | 0 | 0 | 0 | 0 | 0 | 0 | 0 | 0 | 0 | 0 | 0 | 0 | 0 | 0 | 0 | 0 | 0 | 0% | 0% | 0% | 0% | 0% | 0 | 0 | 0 | 0 | 0 | 0 | 0 | 0 | 0 | 0 | 0 | 0 | 0 | 0 | 0 | 0 | 0 | 0 | 0 | 0 | 0 | 0 | 0 | 0 | 0 | 0 | 0 | 0 | 0 | 0 | TRUE | 0% | 0% | 0% | 100% | 0% | 0% | FALSE | 0% | 0% | 0% | 0% | 0% | FALSE | 0% | 0% | 0% | 0% | 0% | 0% | 0% | 0% | N/A | N/A
| 202 | Earthwire Capacity Replacement | FALSE | Non-Labour | Transmission Lines | 100% | Replacement Expenditure | Transmission Lines | Repex | N/A | N/A | TL - Overhead conductors | TL - Safe and Reliable Network | N/A | No | 0% | Safety security & reliability | Transmission Lines (2018 onwards) | 100% | TRUE | FY22 | 2 | 87 | 2 | 2 | 1 | 2 | FALSE | FALSE | TRUE | 0 | 0 | 0 | 0 | 0 | 0 | 0 | 0 | 0 | 0 | 0 | 0 | 0 | 0 | 0 | 0 | 0 | 0 | 0 | 0 | 0 | 0 | 0 | 0 | 0 | 0 | 0 | 0 | 0 | 0 | 0% | 0% | 0% | 0% | 0% | 0 | 0 | 0 | 0 | 0 | 0 | 0 | 0 | 0 | 0 | 0 | 0 | 0 | 0 | 0 | 0 | 0 | 0 | 0 | 0 | 0 | 0 | 0 | 0 | 0 | 0 | 0 | 0 | 0 | 0 | TRUE | 0% | 0% | 0% | 100% | 0% | 0% | FALSE | 0% | 0% | 0% | 0% | 0% | FALSE | 0% | 0% | 0% | 0% | 0% | 0% | 0% | 0% | N/A | N/A
| 203 | Low Spans - Main grid | TRUE | Labour | Transmission Lines | 100% | Replacement Expenditure | Transmission Lines | Repex | N/A | N/A | TL - Transmission towers | TL - Compliance | N/A | No | 0% | Safety security & reliability | Transmission Lines (2018 onwards) | 9.811% | TRUE | FY22 | 2 | 88 | 1 | 1 | 1 | 1 | FALSE | FALSE | TRUE | 0 | 0.028713 | 1.4523 | 0.4525 | 0 | 1.9336 | 0 | 0.02851 | 1.4619 | 0.45773 | 0 | 1.9481 | 0 | 0.002741 | 0.17197 | 0.047764 | 0 | 0.22248 | 0 | 0.00060115 | 0.037058 | 0.010405 | 0 | 0.048063 | 0 | 0.031852 | 1.6709 | 0.51589 | 0 | 2.2187 | 0% | 0% | 22.77% | 77.23% | 0% | 0 | 0 | 0.44025 | 1.4933 | 0 | 1.9336 | 0 | 0 | 0.44358 | 1.5046 | 0 | 1.9481 | 0 | 0 | 0.050656 | 0.17182 | 0 | 0.22248 | 0 | 0 | 0.010944 | 0.03712 | 0 | 0.048063 | 0 | 0 | 0.50518 | 1.7135 | 0 | 2.2187 | TRUE | 0% | 37.92% | 60.8% | 1.281% | 0% | 0% | FALSE | 0% | 0% | 0% | 0% | 0% | FALSE | 0% | 0% | 0% | 0% | 0% | 0% | 0% | 0% | N/A | N/A
| 204 | Low Spans - Main grid | TRUE | Non-Labour | Transmission Lines | 100% | Replacement Expenditure | Transmission Lines | Repex | N/A | N/A | TL - Transmission towers | TL - Compliance | N/A | No | 0% | Safety security & reliability | Transmission Lines (2018 onwards) | 90.19% | TRUE | FY22 | 2 | 88 | 2 | 2 | 1 | 2 | FALSE | FALSE | TRUE | 0 | 0.26396 | 13.3515 | 4.1599 | 0 | 17.7753 | 0 | 0.26396 | 13.3515 | 4.1599 | 0 | 17.7753 | 0 | 0.025378 | 1.5706 | 0.43408 | 0 | 2.0301 | 0 | 0.005566 | 0.33844 | 0.094557 | 0 | 0.43857 | 0 | 0.29491 | 15.2605 | 4.6885 | 0 | 20.244 | 0% | 0% | 22.77% | 77.23% | 0% | 0 | 0 | 4.0473 | 13.728 | 0 | 17.7753 | 0 | 0 | 4.0473 | 13.728 | 0 | 17.7753 | 0 | 0 | 0.46223 | 1.5678 | 0 | 2.0301 | 0 | 0 | 0.099858 | 0.33871 | 0 | 0.43857 | 0 | 0 | 4.6094 | 15.6346 | 0 | 20.244 | TRUE | 0% | 37.92% | 60.8% | 1.281% | 0% | 0% | FALSE | 0% | 0% | 0% | 0% | 0% | FALSE | 0% | 0% | 0% | 0% | 0% | 0% | 0% | 0% | N/A | N/A
| 205 | Low Spans -132kV TL | TRUE | Labour | Transmission Lines | 100% | Replacement Expenditure | Transmission Lines | Repex | N/A | N/A | TL - Insulators | TL - Change in generation mix | N/A | No | 0% | Energy transition | Transmission Lines (2018 onwards) | 12.31% | TRUE | FY22 | 2 | 89 | 1 | 1 | 1 | 1 | FALSE | FALSE | TRUE | 0.030303 | 1.2561 | 0.44828 | 0 | 0 | 1.7347 | 0.029633 | 1.2472 | 0.45124 | 0 | 0 | 1.7281 | 0.0028504 | 0.11991 | 0.053082 | 0 | 0 | 0.17585 | 0.00062606 | 0.026299 | 0.011438 | 0 | 0 | 0.038364 | 0.033109 | 1.3934 | 0.51576 | 0 | 0 | 1.9423 | 0% | 73.5% | 26.5% | 0% | 0% | 0 | 1.275 | 0.45972 | 0 | 0 | 1.7347 | 0 | 1.2701 | 0.45796 | 0 | 0 | 1.7281 | 0 | 0.12925 | 0.0466 | 0 | 0 | 0.17585 | 0 | 0.028197 | 0.010167 | 0 | 0 | 0.038364 | 0 | 1.4276 | 0.51472 | 0 | 0 | 1.9423 | TRUE | 0% | 60.88% | 38.11% | 1.017% | 0% | 0% | FALSE | 0% | 0% | 0% | 0% | 0% | FALSE | 0% | 0% | 0% | 0% | 0% | 0% | 0% | 0% | N/A | N/A
| 206 | Low Spans -132kV TL | TRUE | Non-Labour | Transmission Lines | 100% | Replacement Expenditure | Transmission Lines | Repex | N/A | N/A | TL - Insulators | TL - Change in generation mix | N/A | No | 0% | Energy transition | Transmission Lines (2018 onwards) | 87.69% | TRUE | FY22 | 2 | 89 | 2 | 2 | 1 | 2 | FALSE | FALSE | TRUE | 0.21588 | 8.949 | 3.1936 | 0 | 0 | 12.3585 | 0.21588 | 8.949 | 3.1936 | 0 | 0 | 12.3585 | 0.020765 | 0.86039 | 0.37569 | 0 | 0 | 1.2568 | 0.004561 | 0.1887 | 0.080955 | 0 | 0 | 0.27421 | 0.24121 | 9.9981 | 3.6503 | 0 | 0 | 13.8896 | 0% | 73.5% | 26.5% | 0% | 0% | 0 | 9.0834 | 3.2751 | 0 | 0 | 12.3585 | 0 | 9.0834 | 3.2751 | 0 | 0 | 12.3585 | 0 | 0.92377 | 0.33307 | 0 | 0 | 1.2568 | 0 | 0.20155 | 0.072669 | 0 | 0 | 0.27421 | 0 | 10.2088 | 3.6808 | 0 | 0 | 13.8896 | TRUE | 0% | 60.88% | 38.11% | 1.017% | 0% | 0% | FALSE | 0% | 0% | 0% | 0% | 0% | FALSE | 0% | 0% | 0% | 0% | 0% | 0% | 0% | 0% | N/A | N/A
| 207 | Various lines- Insulator condition | FALSE | Labour | Transmission Lines | 100% | Replacement Expenditure | Transmission Lines | Repex | N/A | N/A | TL - Insulators | TL - Safe and Reliable Network | N/A | No | 0% | Safety security & reliability | Transmission Lines (2018 onwards) | 0% | TRUE | FY22 | 2 | 90 | 1 | 1 | 1 | 1 | FALSE | FALSE | TRUE | 0 | 0 | 0 | 0 | 0 | 0 | 0 | 0 | 0 | 0 | 0 | 0 | 0 | 0 | 0 | 0 | 0 | 0 | 0 | 0 | 0 | 0 | 0 | 0 | 0 | 0 | 0 | 0 | 0 | 0 | 35.91% | 0% | 0% | 0% | 63.29% | 0 | 0 | 0 | 0 | 0 | 0 | 0 | 0 | 0 | 0 | 0 | 0 | 0 | 0 | 0 | 0 | 0 | 0 | 0 | 0 | 0 | 0 | 0 | 0 | 0 | 0 | 0 | 0 | 0 | 0 | TRUE | 0% | 0% | 86.28% | 13.72% | 0% | 0% | FALSE | 0% | 0% | 0% | 0% | 0% | FALSE | 0% | 0% | 0% | 0% | 0% | 0% | 0% | 0% | N/A | N/A
| 208 | Various lines- Insulator condition | FALSE | Non-Labour | Transmission Lines | 100% | Replacement Expenditure | Transmission Lines | Repex | N/A | N/A | TL - Insulators | TL - Safe and Reliable Network | N/A | No | 0% | Safety security & reliability | Transmission Lines (2018 onwards) | 100% | TRUE | FY22 | 2 | 90 | 2 | 2 | 1 | 2 | FALSE | FALSE | TRUE | 0 | 0 | 0 | 0 | 0 | 0 | 0 | 0 | 0 | 0 | 0 | 0 | 0 | 0 | 0 | 0 | 0 | 0 | 0 | 0 | 0 | 0 | 0 | 0 | 0 | 0 | 0 | 0 | 0 | 0 | 35.91% | 0% | 0% | 0% | 63.29% | 0 | 0 | 0 | 0 | 0 | 0 | 0 | 0 | 0 | 0 | 0 | 0 | 0 | 0 | 0 | 0 | 0 | 0 | 0 | 0 | 0 | 0 | 0 | 0 | 0 | 0 | 0 | 0 | 0 | 0 | TRUE | 0% | 0% | 86.28% | 13.72% | 0% | 0% | FALSE | 0% | 0% | 0% | 0% | 0% | FALSE | 0% | 0% | 0% | 0% | 0% | 0% | 0% | 0% | N/A | N/A
| 209 | Asbestos (Carryover from RP2) | TRUE | Labour | Transmission Lines | 100% | Replacement Expenditure | Transmission Lines | Repex | N/A | N/A | TL - Transmission towers | TL - Compliance | N/A | No | 0% | Safety security & reliability | Transmission Lines (2018 onwards) | 18.52% | TRUE | FY22 | 2 | 91 | 1 | 1 | 1 | 1 | FALSE | FALSE | TRUE | 1.1585 | 1.1554 | 1.1554 | 1.1554 | 1.3385 | 5.9632 | 1.1329 | 1.1472 | 1.163 | 1.1687 | 1.3584 | 5.9703 | 0.10898 | 0.11029 | 0.13681 | 0.12196 | 0.17675 | 0.65478 | 0.023936 | 0.02419 | 0.02948 | 0.026566 | 0.03737 | 0.14154 | 1.2658 | 1.2817 | 1.3293 | 1.3173 | 1.5725 | 6.7666 | 20% | 20% | 20% | 20% | 20% | 1.1926 | 1.1926 | 1.1926 | 1.1926 | 1.1926 | 5.9632 | 1.1941 | 1.1941 | 1.1941 | 1.1941 | 1.1941 | 5.9703 | 0.13096 | 0.13096 | 0.13096 | 0.13096 | 0.13096 | 0.65478 | 0.028308 | 0.028308 | 0.028308 | 0.028308 | 0.028308 | 0.14154 | 1.3533 | 1.3533 | 1.3533 | 1.3533 | 1.3533 | 6.7666 | TRUE | 0% | 100% | 0% | 0% | 0% | 0% | FALSE | 0% | 0% | 0% | 0% | 0% | FALSE | 0% | 0% | 0% | 0% | 0% | 0% | 0% | 0% | N/A | N/A
| 210 | Asbestos (Carryover from RP2) | TRUE | Non-Labour | Transmission Lines | 100% | Replacement Expenditure | Transmission Lines | Repex | N/A | N/A | TL - Transmission towers | TL - Compliance | N/A | No | 0% | Safety security & reliability | Transmission Lines (2018 onwards) | 81.48% | TRUE | FY22 | 2 | 91 | 2 | 2 | 1 | 2 | FALSE | FALSE | TRUE | 5.0976 | 5.0837 | 5.0837 | 5.0837 | 5.8893 | 26.238 | 5.0976 | 5.0837 | 5.0837 | 5.0837 | 5.8893 | 26.238 | 0.49033 | 0.48876 | 0.59803 | 0.53049 | 0.76627 | 2.8739 | 0.1077 | 0.10719 | 0.12887 | 0.11556 | 0.16202 | 0.62133 | 5.6957 | 5.6797 | 5.8106 | 5.7297 | 6.8176 | 29.7332 | 20% | 20% | 20% | 20% | 20% | 5.2476 | 5.2476 | 5.2476 | 5.2476 | 5.2476 | 26.238 | 5.2476 | 5.2476 | 5.2476 | 5.2476 | 5.2476 | 26.238 | 0.57478 | 0.57478 | 0.57478 | 0.57478 | 0.57478 | 2.8739 | 0.12427 | 0.12427 | 0.12427 | 0.12427 | 0.12427 | 0.62133 | 5.9466 | 5.9466 | 5.9466 | 5.9466 | 5.9466 | 29.7332 | TRUE | 0% | 100% | 0% | 0% | 0% | 0% | FALSE | 0% | 0% | 0% | 0% | 0% | FALSE | 0% | 0% | 0% | 0% | 0% | 0% | 0% | 0% | N/A | N/A
| 211 | Public Safety Enhancements - Climbing deterrents, signage, aerial marker balls, earthing | TRUE | Labour | Transmission Lines | 100% | Replacement Expenditure | Transmission Lines | Repex | N/A | N/A | TL - Transmission towers | TL - Compliance | N/A | No | 0% | Safety security & reliability | Transmission Lines (2018 onwards) | 15.39% | TRUE | FY22 | 2 | 92 | 1 | 1 | 1 | 1 | FALSE | FALSE | TRUE | 1.0433 | 0.49583 | 0.63973 | 0.63973 | 0 | 2.8185 | 1.0202 | 0.49231 | 0.64394 | 0.64711 | 0 | 2.8036 | 0.098132 | 0.047332 | 0.075751 | 0.067527 | 0 | 0.28874 | 0.021554 | 0.010381 | 0.016323 | 0.014709 | 0 | 0.062968 | 1.1399 | 0.55002 | 0.73601 | 0.72935 | 0 | 3.1553 | 37.01% | 17.59% | 22.7% | 22.7% | 0% | 1.0433 | 0.49583 | 0.63973 | 0.63973 | 0 | 2.8185 | 1.0377 | 0.49319 | 0.63633 | 0.63633 | 0 | 2.8036 | 0.10688 | 0.050794 | 0.065536 | 0.065536 | 0 | 0.28874 | 0.023307 | 0.011077 | 0.014292 | 0.014292 | 0 | 0.062968 | 1.1679 | 0.55506 | 0.71615 | 0.71615 | 0 | 3.1553 | TRUE | 0% | 100% | 0% | 0% | 0% | 0% | FALSE | 0% | 0% | 0% | 0% | 0% | FALSE | 0% | 0% | 0% | 0% | 0% | 0% | 0% | 0% | N/A | N/A
| 212 | Public Safety Enhancements - Climbing deterrents, signage, aerial marker balls, earthing | TRUE | Non-Labour | Transmission Lines | 100% | Replacement Expenditure | Transmission Lines | Repex | N/A | N/A | TL - Transmission towers | TL - Compliance | N/A | No | 0% | Safety security & reliability | Transmission Lines (2018 onwards) | 84.61% | TRUE | FY22 | 2 | 92 | 2 | 2 | 1 | 2 | FALSE | FALSE | TRUE | 5.7376 | 2.7269 | 3.5182 | 3.5182 | 0 | 15.5009 | 5.7376 | 2.7269 | 3.5182 | 3.5182 | 0 | 15.5009 | 0.55189 | 0.26217 | 0.41387 | 0.36713 | 0 | 1.5951 | 0.12122 | 0.057499 | 0.089184 | 0.079973 | 0 | 0.34787 | 6.4107 | 3.0465 | 4.0213 | 3.9654 | 0 | 17.4439 | 37.01% | 17.59% | 22.7% | 22.7% | 0% | 5.7376 | 2.7269 | 3.5182 | 3.5182 | 0 | 15.5009 | 5.7376 | 2.7269 | 3.5182 | 3.5182 | 0 | 15.5009 | 0.5904 | 0.2806 | 0.36203 | 0.36203 | 0 | 1.5951 | 0.12876 | 0.061197 | 0.078957 | 0.078957 | 0 | 0.34787 | 6.4568 | 3.0687 | 3.9592 | 3.9592 | 0 | 17.4439 | TRUE | 0% | 100% | 0% | 0% | 0% | 0% | FALSE | 0% | 0% | 0% | 0% | 0% | FALSE | 0% | 0% | 0% | 0% | 0% | 0% | 0% | 0% | N/A | N/A
| 213 | Underground Cable Capital Spares RP3 | TRUE | Labour | Underground Cables | 100% | Replacement Expenditure | Transmission Lines | Repex | N/A | N/A | TL - Underground cables | TL - Safe and Reliable Network | N/A | No | 0% | Safety security & reliability | Underground Cables (2018 onwards) | 0% | TRUE | FY22 | 2 | 93 | 1 | 1 | 2 | 1 | FALSE | FALSE | TRUE | 0 | 0 | 0 | 0 | 0 | 0 | 0 | 0 | 0 | 0 | 0 | 0 | 0 | 0 | 0 | 0 | 0 | 0 | 0 | 0 | 0 | 0 | 0 | 0 | 0 | 0 | 0 | 0 | 0 | 0 | 0% | 0% | 0% | 0% | 100% | 0 | 0 | 0 | 0 | 0 | 0 | 0 | 0 | 0 | 0 | 0 | 0 | 0 | 0 | 0 | 0 | 0 | 0 | 0 | 0 | 0 | 0 | 0 | 0 | 0 | 0 | 0 | 0 | 0 | 0 | TRUE | 0% | 0% | 0% | 0% | 100% | 0% | FALSE | 0% | 0% | 0% | 0% | 0% | FALSE | 0% | 0% | 0% | 0% | 0% | 0% | 0% | 0% | N/A | N/A
| 214 | Underground Cable Capital Spares RP3 | TRUE | Non-Labour | Underground Cables | 100% | Replacement Expenditure | Transmission Lines | Repex | N/A | N/A | TL - Underground cables | TL - Safe and Reliable Network | N/A | No | 0% | Safety security & reliability | Underground Cables (2018 onwards) | 100% | TRUE | FY22 | 2 | 93 | 2 | 2 | 2 | 2 | FALSE | FALSE | TRUE | 0.63009 | 0.62837 | 0.62837 | 0.62837 | 0.62837 | 3.1436 | 0.63009 | 0.62837 | 0.62837 | 0.62837 | 0.62837 | 3.1436 | 0.060608 | 0.060414 | 0.073919 | 0.065571 | 0.081758 | 0.34227 | 0.013312 | 0.01325 | 0.015928 | 0.014283 | 0.017287 | 0.07406 | 0.70401 | 0.70203 | 0.71822 | 0.70822 | 0.72742 | 3.5599 | 0% | 0% | 0% | 0% | 100% | 0 | 0 | 0 | 0 | 3.1436 | 3.1436 | 0 | 0 | 0 | 0 | 3.1436 | 3.1436 | 0 | 0 | 0 | 0 | 0.34227 | 0.34227 | 0 | 0 | 0 | 0 | 0.07406 | 0.07406 | 0 | 0 | 0 | 0 | 3.5599 | 3.5599 | TRUE | 0% | 0% | 0% | 0% | 100% | 0% | FALSE | 0% | 0% | 0% | 0% | 0% | FALSE | 0% | 0% | 0% | 0% | 0% | 0% | 0% | 0% | N/A | N/A
| 215 | Cable Monitoring Systems Renewal RP3 | TRUE | Labour | Underground Cables | 100% | Replacement Expenditure | Transmission Lines | Repex | N/A | N/A | TL - Underground cables | TL - Safe and Reliable Network | N/A | No | 0% | Safety security & reliability | Underground Cables (2018 onwards) | 27.36% | TRUE | FY22 | 2 | 94 | 1 | 1 | 2 | 1 | FALSE | FALSE | TRUE | 0.34004 | 0.68506 | 0.0080586 | 0 | 0 | 1.0332 | 0.33253 | 0.68019 | 0.0081117 | 0 | 0 | 1.0208 | 0.031985 | 0.065396 | 0.00095423 | 0 | 0 | 0.098336 | 0.0070254 | 0.014343 | 0.00020562 | 0 | 0 | 0.021574 | 0.37154 | 0.75993 | 0.0092715 | 0 | 0 | 1.1407 | 0% | 0% | 100% | 0% | 0% | 0 | 0 | 1.0332 | 0 | 0 | 1.0332 | 0 | 0 | 1.0208 | 0 | 0 | 1.0208 | 0 | 0 | 0.098336 | 0 | 0 | 0.098336 | 0 | 0 | 0.021574 | 0 | 0 | 0.021574 | 0 | 0 | 1.1407 | 0 | 0 | 1.1407 | TRUE | 0% | 0% | 0% | 0% | 100% | 0% | FALSE | 0% | 0% | 0% | 0% | 0% | FALSE | 0% | 0% | 0% | 0% | 0% | 0% | 0% | 0% | N/A | N/A
| 216 | Cable Monitoring Systems Renewal RP3 | TRUE | Non-Labour | Underground Cables | 100% | Replacement Expenditure | Transmission Lines | Repex | N/A | N/A | TL - Underground cables | TL - Safe and Reliable Network | N/A | No | 0% | Safety security & reliability | Underground Cables (2018 onwards) | 72.64% | TRUE | FY22 | 2 | 94 | 2 | 2 | 2 | 2 | FALSE | FALSE | TRUE | 0.90279 | 1.8188 | 0.021395 | 0 | 0 | 2.743 | 0.90279 | 1.8188 | 0.021395 | 0 | 0 | 2.743 | 0.086838 | 0.17486 | 0.0025168 | 0 | 0 | 0.26422 | 0.019074 | 0.038351 | 0.00054234 | 0 | 0 | 0.057967 | 1.0087 | 2.032 | 0.024454 | 0 | 0 | 3.0651 | 0% | 0% | 100% | 0% | 0% | 0 | 0 | 2.743 | 0 | 0 | 2.743 | 0 | 0 | 2.743 | 0 | 0 | 2.743 | 0 | 0 | 0.26422 | 0 | 0 | 0.26422 | 0 | 0 | 0.057967 | 0 | 0 | 0.057967 | 0 | 0 | 3.0651 | 0 | 0 | 3.0651 | TRUE | 0% | 0% | 0% | 0% | 100% | 0% | FALSE | 0% | 0% | 0% | 0% | 0% | FALSE | 0% | 0% | 0% | 0% | 0% | 0% | 0% | 0% | N/A | N/A
| 217 | TL Digital Twin Programme | FALSE | Labour | Secondary Systems | 100% | Replacement Expenditure | Digital Infrastructure | Repex | N/A | N/A | DI - Protection systems | DI - Safe and Reliable Network | N/A | No | 0% | Safety security & reliability | Secondary Systems (2018-23) | 0% | TRUE | FY22 | 2 | 95 | 1 | 1 | 4 | 1 | FALSE | FALSE | TRUE | 0 | 0 | 0 | 0 | 0 | 0 | 0 | 0 | 0 | 0 | 0 | 0 | 0 | 0 | 0 | 0 | 0 | 0 | 0 | 0 | 0 | 0 | 0 | 0 | 0 | 0 | 0 | 0 | 0 | 0 | 0% | 0% | 0% | 0% | 0% | 0 | 0 | 0 | 0 | 0 | 0 | 0 | 0 | 0 | 0 | 0 | 0 | 0 | 0 | 0 | 0 | 0 | 0 | 0 | 0 | 0 | 0 | 0 | 0 | 0 | 0 | 0 | 0 | 0 | 0 | FALSE | 0% | 0% | 0% | 0% | 0% | 0% | FALSE | 0% | 0% | 0% | 0% | 0% | TRUE | 100% | 0% | 0% | 0% | 0% | 0% | 0% | 0% | N/A | N/A
| 218 | TL Digital Twin Programme | FALSE | Non-Labour | Secondary Systems | 100% | Replacement Expenditure | Digital Infrastructure | Repex | N/A | N/A | DI - Protection systems | DI - Safe and Reliable Network | N/A | No | 0% | Safety security & reliability | Secondary Systems (2018-23) | 100% | TRUE | FY22 | 2 | 95 | 2 | 2 | 4 | 2 | FALSE | FALSE | TRUE | 0 | 0 | 0 | 0 | 0 | 0 | 0 | 0 | 0 | 0 | 0 | 0 | 0 | 0 | 0 | 0 | 0 | 0 | 0 | 0 | 0 | 0 | 0 | 0 | 0 | 0 | 0 | 0 | 0 | 0 | 0% | 0% | 0% | 0% | 0% | 0 | 0 | 0 | 0 | 0 | 0 | 0 | 0 | 0 | 0 | 0 | 0 | 0 | 0 | 0 | 0 | 0 | 0 | 0 | 0 | 0 | 0 | 0 | 0 | 0 | 0 | 0 | 0 | 0 | 0 | FALSE | 0% | 0% | 0% | 0% | 0% | 0% | FALSE | 0% | 0% | 0% | 0% | 0% | TRUE | 100% | 0% | 0% | 0% | 0% | 0% | 0% | 0% | N/A | N/A
| 219 | Lower Tumut Secondary Systems Renewal | TRUE | Labour | Secondary Systems | 90.69% | Replacement Expenditure | Digital Infrastructure | Repex | N/A | N/A | DI - Protection systems | DI - Safe and Reliable Network | N/A | No | 0% | Safety security & reliability | Secondary Systems (2018-23) | 18.7% | TRUE | FY22 | 2 | 96 | 1 | 1 | 4 | 1 | FALSE | FALSE | TRUE | 0.47119 | 0.93528 | 1.83 | 1.1581 | 0.039502 | 4.4341 | 0.46077 | 0.92864 | 1.8421 | 1.1715 | 0.040091 | 4.443 | 0.044321 | 0.089283 | 0.2167 | 0.12224 | 0.0052163 | 0.47776 | 0.0097349 | 0.019581 | 0.046695 | 0.026628 | 0.0011029 | 0.10374 | 0.51483 | 1.0375 | 2.1055 | 1.3203 | 0.04641 | 5.0245 | 0% | 0% | 0% | 0% | 100% | 0 | 0 | 0 | 0 | 4.4341 | 4.4341 | 0 | 0 | 0 | 0 | 4.443 | 4.443 | 0 | 0 | 0 | 0 | 0.47776 | 0.47776 | 0 | 0 | 0 | 0 | 0.10374 | 0.10374 | 0 | 0 | 0 | 0 | 5.0245 | 5.0245 | FALSE | 0% | 0% | 0% | 0% | 0% | 0% | FALSE | 0% | 0% | 0% | 0% | 0% | TRUE | 61.67% | 18.19% | 10.82% | 0% | 0% | 0% | 9.309% | 0% | N/A | N/A
| 220 | Lower Tumut Secondary Systems Renewal | TRUE | Labour | Business IT | 9.309% | Replacement Expenditure | Digital Infrastructure | Repex | N/A | N/A | DI - Protection systems | DI - Safe and Reliable Network | N/A | No | 0% | Safety security & reliability | Business IT (2018 onwards) | 18.7% | TRUE | FY22 | 2 | 96 | 1 | 2 | 6 | 1 | FALSE | FALSE | TRUE | 0.048367 | 0.096005 | 0.18785 | 0.11888 | 0.0040548 | 0.45515 | 0.047297 | 0.095323 | 0.18909 | 0.12025 | 0.0041152 | 0.45607 | 0.0045495 | 0.0091647 | 0.022244 | 0.012548 | 0.00053544 | 0.049041 | 0.00099927 | 0.00201 | 0.0047931 | 0.0027333 | 0.00011321 | 0.010649 | 0.052846 | 0.1065 | 0.21612 | 0.13553 | 0.0047639 | 0.51576 | 0% | 0% | 0% | 0% | 100% | 0 | 0 | 0 | 0 | 0.45515 | 0.45515 | 0 | 0 | 0 | 0 | 0.45607 | 0.45607 | 0 | 0 | 0 | 0 | 0.049041 | 0.049041 | 0 | 0 | 0 | 0 | 0.010649 | 0.010649 | 0 | 0 | 0 | 0 | 0.51576 | 0.51576 | FALSE | 0% | 0% | 0% | 0% | 0% | 0% | FALSE | 0% | 0% | 0% | 0% | 0% | TRUE | 61.67% | 18.19% | 10.82% | 0% | 0% | 0% | 9.309% | 0% | N/A | N/A
| 221 | Lower Tumut Secondary Systems Renewal | TRUE | Non-Labour | Secondary Systems | 90.69% | Replacement Expenditure | Digital Infrastructure | Repex | N/A | N/A | DI - Protection systems | DI - Safe and Reliable Network | N/A | No | 0% | Safety security & reliability | Secondary Systems (2018-23) | 81.3% | TRUE | FY22 | 2 | 96 | 2 | 3 | 4 | 2 | FALSE | FALSE | TRUE | 2.0482 | 4.0655 | 7.9549 | 5.034 | 0.17171 | 19.2742 | 2.0482 | 4.0655 | 7.9549 | 5.034 | 0.17171 | 19.2742 | 0.19701 | 0.39087 | 0.93578 | 0.5253 | 0.022341 | 2.0713 | 0.043273 | 0.085725 | 0.20165 | 0.11443 | 0.0047237 | 0.44979 | 2.2885 | 4.5421 | 9.0923 | 5.6737 | 0.19877 | 21.7953 | 0% | 0% | 0% | 0% | 100% | 0 | 0 | 0 | 0 | 19.2742 | 19.2742 | 0 | 0 | 0 | 0 | 19.2742 | 19.2742 | 0 | 0 | 0 | 0 | 2.0713 | 2.0713 | 0 | 0 | 0 | 0 | 0.44979 | 0.44979 | 0 | 0 | 0 | 0 | 21.7953 | 21.7953 | FALSE | 0% | 0% | 0% | 0% | 0% | 0% | FALSE | 0% | 0% | 0% | 0% | 0% | TRUE | 61.67% | 18.19% | 10.82% | 0% | 0% | 0% | 9.309% | 0% | N/A | N/A
| 222 | Lower Tumut Secondary Systems Renewal | TRUE | Non-Labour | Business IT | 9.309% | Replacement Expenditure | Digital Infrastructure | Repex | N/A | N/A | DI - Protection systems | DI - Safe and Reliable Network | N/A | No | 0% | Safety security & reliability | Business IT (2018 onwards) | 81.3% | TRUE | FY22 | 2 | 96 | 2 | 4 | 6 | 2 | FALSE | FALSE | TRUE | 0.21024 | 0.41732 | 0.81655 | 0.51673 | 0.017626 | 1.9785 | 0.21024 | 0.41732 | 0.81655 | 0.51673 | 0.017626 | 1.9785 | 0.020223 | 0.040122 | 0.096056 | 0.053921 | 0.0022933 | 0.21262 | 0.0044419 | 0.0087995 | 0.020699 | 0.011746 | 0.00048488 | 0.046171 | 0.23491 | 0.46624 | 0.93331 | 0.5824 | 0.020404 | 2.2373 | 0% | 0% | 0% | 0% | 100% | 0 | 0 | 0 | 0 | 1.9785 | 1.9785 | 0 | 0 | 0 | 0 | 1.9785 | 1.9785 | 0 | 0 | 0 | 0 | 0.21262 | 0.21262 | 0 | 0 | 0 | 0 | 0.046171 | 0.046171 | 0 | 0 | 0 | 0 | 2.2373 | 2.2373 | FALSE | 0% | 0% | 0% | 0% | 0% | 0% | FALSE | 0% | 0% | 0% | 0% | 0% | TRUE | 61.67% | 18.19% | 10.82% | 0% | 0% | 0% | 9.309% | 0% | N/A | N/A
| 223 | Tenterfield Secondary Systems Renewal | TRUE | Labour | Secondary Systems | 100% | Replacement Expenditure | Digital Infrastructure | Repex | N/A | N/A | DI - Protection systems | DI - Safe and Reliable Network | N/A | No | 0% | Safety security & reliability | Secondary Systems (2018-23) | 18.91% | TRUE | FY22 | 2 | 97 | 1 | 1 | 4 | 1 | FALSE | FALSE | TRUE | 0.101 | 0.091818 | 0.045909 | 0.101 | 0.10559 | 0.44532 | 0.098767 | 0.091166 | 0.046211 | 0.10217 | 0.10716 | 0.44548 | 0.0095003 | 0.0087651 | 0.0054361 | 0.010661 | 0.013943 | 0.048306 | 0.0020867 | 0.0019223 | 0.0011714 | 0.0023223 | 0.0029481 | 0.010451 | 0.11035 | 0.10185 | 0.052819 | 0.11515 | 0.12406 | 0.50423 | 10% | 11% | 14% | 32% | 33% | 0.044532 | 0.048985 | 0.062344 | 0.1425 | 0.14695 | 0.44532 | 0.044548 | 0.049002 | 0.062367 | 0.14255 | 0.14701 | 0.44548 | 0.0048306 | 0.0053136 | 0.0067628 | 0.015458 | 0.015941 | 0.048306 | 0.0010451 | 0.0011496 | 0.0014631 | 0.0033443 | 0.0034488 | 0.010451 | 0.050423 | 0.055466 | 0.070592 | 0.16135 | 0.1664 | 0.50423 | FALSE | 0% | 0% | 0% | 0% | 0% | 0% | FALSE | 0% | 0% | 0% | 0% | 0% | TRUE | 60.44% | 35.02% | 4.545% | 0% | 0% | 0% | 0% | 0% | N/A | N/A
| 224 | Tenterfield Secondary Systems Renewal | TRUE | Non-Labour | Secondary Systems | 100% | Replacement Expenditure | Digital Infrastructure | Repex | N/A | N/A | DI - Protection systems | DI - Safe and Reliable Network | N/A | No | 0% | Safety security & reliability | Secondary Systems (2018-23) | 81.09% | TRUE | FY22 | 2 | 97 | 2 | 2 | 4 | 2 | FALSE | FALSE | TRUE | 0.43306 | 0.39369 | 0.19685 | 0.43306 | 0.45275 | 1.9094 | 0.43306 | 0.39369 | 0.19685 | 0.43306 | 0.45275 | 1.9094 | 0.041656 | 0.037851 | 0.023156 | 0.04519 | 0.058908 | 0.20676 | 0.0091495 | 0.0083014 | 0.0049899 | 0.0098439 | 0.012455 | 0.04474 | 0.48387 | 0.43985 | 0.22499 | 0.4881 | 0.52411 | 2.1609 | 10% | 11% | 14% | 32% | 33% | 0.19094 | 0.21004 | 0.26732 | 0.61101 | 0.63011 | 1.9094 | 0.19094 | 0.21004 | 0.26732 | 0.61101 | 0.63011 | 1.9094 | 0.020676 | 0.022744 | 0.028947 | 0.066164 | 0.068231 | 0.20676 | 0.004474 | 0.0049214 | 0.0062636 | 0.014317 | 0.014764 | 0.04474 | 0.21609 | 0.2377 | 0.30253 | 0.69149 | 0.7131 | 2.1609 | FALSE | 0% | 0% | 0% | 0% | 0% | 0% | FALSE | 0% | 0% | 0% | 0% | 0% | TRUE | 60.44% | 35.02% | 4.545% | 0% | 0% | 0% | 0% | 0% | N/A | N/A
| 225 | YSN Secondary Systems Renewal | FALSE | Labour | Secondary Systems | 100% | Replacement Expenditure | Digital Infrastructure | Repex | N/A | N/A | DI - Protection systems | DI - Safe and Reliable Network | N/A | No | 0% | Safety security & reliability | Secondary Systems (2018-23) | 0% | TRUE | FY22 | 2 | 98 | 1 | 1 | 4 | 1 | FALSE | FALSE | TRUE | 0 | 0 | 0 | 0 | 0 | 0 | 0 | 0 | 0 | 0 | 0 | 0 | 0 | 0 | 0 | 0 | 0 | 0 | 0 | 0 | 0 | 0 | 0 | 0 | 0 | 0 | 0 | 0 | 0 | 0 | 0% | 0% | 0% | 0% | 0% | 0 | 0 | 0 | 0 | 0 | 0 | 0 | 0 | 0 | 0 | 0 | 0 | 0 | 0 | 0 | 0 | 0 | 0 | 0 | 0 | 0 | 0 | 0 | 0 | 0 | 0 | 0 | 0 | 0 | 0 | FALSE | 0% | 0% | 0% | 0% | 0% | 0% | FALSE | 0% | 0% | 0% | 0% | 0% | TRUE | 90.59% | 3.195% | 6.22% | 0% | 0% | 0% | 0% | 0% | N/A | N/A
| 226 | YSN Secondary Systems Renewal | FALSE | Non-Labour | Secondary Systems | 100% | Replacement Expenditure | Digital Infrastructure | Repex | N/A | N/A | DI - Protection systems | DI - Safe and Reliable Network | N/A | No | 0% | Safety security & reliability | Secondary Systems (2018-23) | 100% | TRUE | FY22 | 2 | 98 | 2 | 2 | 4 | 2 | FALSE | FALSE | TRUE | 0 | 0 | 0 | 0 | 0 | 0 | 0 | 0 | 0 | 0 | 0 | 0 | 0 | 0 | 0 | 0 | 0 | 0 | 0 | 0 | 0 | 0 | 0 | 0 | 0 | 0 | 0 | 0 | 0 | 0 | 0% | 0% | 0% | 0% | 0% | 0 | 0 | 0 | 0 | 0 | 0 | 0 | 0 | 0 | 0 | 0 | 0 | 0 | 0 | 0 | 0 | 0 | 0 | 0 | 0 | 0 | 0 | 0 | 0 | 0 | 0 | 0 | 0 | 0 | 0 | FALSE | 0% | 0% | 0% | 0% | 0% | 0% | FALSE | 0% | 0% | 0% | 0% | 0% | TRUE | 90.59% | 3.195% | 6.22% | 0% | 0% | 0% | 0% | 0% | N/A | N/A
| 227 | BER Secondary Systems Renewal | TRUE | Labour | Secondary Systems | 100% | Replacement Expenditure | Digital Infrastructure | Repex | N/A | N/A | DI - Protection systems | DI - Safe and Reliable Network | N/A | No | 0% | Safety security & reliability | Secondary Systems (2018-23) | 19.84% | TRUE | FY22 | 2 | 100 | 1 | 1 | 4 | 1 | FALSE | FALSE | TRUE | 0.11065 | 0.10059 | 0.050297 | 0.11065 | 0.11568 | 0.48788 | 0.10821 | 0.099879 | 0.050628 | 0.11193 | 0.11741 | 0.48805 | 0.010408 | 0.0096028 | 0.0059557 | 0.01168 | 0.015276 | 0.052923 | 0.0022861 | 0.0021061 | 0.0012834 | 0.0025443 | 0.0032299 | 0.01145 | 0.1209 | 0.11159 | 0.057867 | 0.12615 | 0.13591 | 0.55242 | 10% | 11% | 14% | 32% | 33% | 0.048788 | 0.053667 | 0.068303 | 0.15612 | 0.161 | 0.48788 | 0.048805 | 0.053686 | 0.068327 | 0.15618 | 0.16106 | 0.48805 | 0.0052923 | 0.0058215 | 0.0074092 | 0.016935 | 0.017464 | 0.052923 | 0.001145 | 0.0012595 | 0.001603 | 0.0036639 | 0.0037784 | 0.01145 | 0.055242 | 0.060767 | 0.077339 | 0.17678 | 0.1823 | 0.55242 | FALSE | 0% | 0% | 0% | 0% | 0% | 0% | FALSE | 0% | 0% | 0% | 0% | 0% | TRUE | 84.29% | 6.838% | 8.874% | 0% | 0% | 0% | 0% | 0% | N/A | N/A
| 228 | BER Secondary Systems Renewal | TRUE | Non-Labour | Secondary Systems | 100% | Replacement Expenditure | Digital Infrastructure | Repex | N/A | N/A | DI - Protection systems | DI - Safe and Reliable Network | N/A | No | 0% | Safety security & reliability | Secondary Systems (2018-23) | 80.16% | TRUE | FY22 | 2 | 100 | 2 | 2 | 4 | 2 | FALSE | FALSE | TRUE | 0.447 | 0.40637 | 0.20318 | 0.447 | 0.46732 | 1.9709 | 0.447 | 0.40637 | 0.20318 | 0.447 | 0.46732 | 1.9709 | 0.042997 | 0.039069 | 0.023902 | 0.046645 | 0.060804 | 0.21342 | 0.009444 | 0.0085686 | 0.0051505 | 0.010161 | 0.012856 | 0.04618 | 0.49944 | 0.454 | 0.23224 | 0.50381 | 0.54098 | 2.2305 | 10% | 11% | 14% | 32% | 33% | 0.19709 | 0.2168 | 0.27592 | 0.63068 | 0.65039 | 1.9709 | 0.19709 | 0.2168 | 0.27592 | 0.63068 | 0.65039 | 1.9709 | 0.021342 | 0.023476 | 0.029878 | 0.068293 | 0.070427 | 0.21342 | 0.004618 | 0.0050798 | 0.0064652 | 0.014778 | 0.015239 | 0.04618 | 0.22305 | 0.24535 | 0.31227 | 0.71375 | 0.73606 | 2.2305 | FALSE | 0% | 0% | 0% | 0% | 0% | 0% | FALSE | 0% | 0% | 0% | 0% | 0% | TRUE | 84.29% | 6.838% | 8.874% | 0% | 0% | 0% | 0% | 0% | N/A | N/A
| 229 | BRG Secondary Systems Renewal | TRUE | Labour | Secondary Systems | 100% | Replacement Expenditure | Digital Infrastructure | Repex | N/A | N/A | DI - Protection systems | DI - Safe and Reliable Network | N/A | No | 0% | Safety security & reliability | Secondary Systems (2018-23) | 19.12% | TRUE | FY22 | 2 | 101 | 1 | 1 | 4 | 1 | FALSE | FALSE | TRUE | 0.061792 | 0.056174 | 0.028087 | 0.061792 | 0.0646 | 0.27245 | 0.060426 | 0.055776 | 0.028272 | 0.062505 | 0.065563 | 0.27254 | 0.0058123 | 0.0053625 | 0.0033258 | 0.0065225 | 0.0085305 | 0.029554 | 0.0012766 | 0.0011761 | 0.00071666 | 0.0014208 | 0.0018036 | 0.0063938 | 0.067515 | 0.062314 | 0.032315 | 0.070449 | 0.075897 | 0.30849 | 10% | 11% | 14% | 32% | 33% | 0.027245 | 0.029969 | 0.038142 | 0.087183 | 0.089907 | 0.27245 | 0.027254 | 0.02998 | 0.038156 | 0.087213 | 0.089939 | 0.27254 | 0.0029554 | 0.0032509 | 0.0041375 | 0.0094571 | 0.0097527 | 0.029554 | 0.00063938 | 0.00070332 | 0.00089514 | 0.002046 | 0.00211 | 0.0063938 | 0.030849 | 0.033934 | 0.043188 | 0.098717 | 0.1018 | 0.30849 | FALSE | 0% | 0% | 0% | 0% | 0% | 0% | FALSE | 0% | 0% | 0% | 0% | 0% | TRUE | 87.15% | 12.85% | 0% | 0% | 0% | 0% | 0% | 0% | N/A | N/A
| 230 | BRG Secondary Systems Renewal | TRUE | Non-Labour | Secondary Systems | 100% | Replacement Expenditure | Digital Infrastructure | Repex | N/A | N/A | DI - Protection systems | DI - Safe and Reliable Network | N/A | No | 0% | Safety security & reliability | Secondary Systems (2018-23) | 80.88% | TRUE | FY22 | 2 | 101 | 2 | 2 | 4 | 2 | FALSE | FALSE | TRUE | 0.26134 | 0.23758 | 0.11879 | 0.26134 | 0.27322 | 1.1523 | 0.26134 | 0.23758 | 0.11879 | 0.26134 | 0.27322 | 1.1523 | 0.025138 | 0.022842 | 0.013974 | 0.027271 | 0.035549 | 0.12477 | 0.0055214 | 0.0050097 | 0.0030112 | 0.0059405 | 0.0075163 | 0.026999 | 0.292 | 0.26543 | 0.13578 | 0.29455 | 0.31629 | 1.304 | 10% | 11% | 14% | 32% | 33% | 0.11523 | 0.12675 | 0.16132 | 0.36873 | 0.38025 | 1.1523 | 0.11523 | 0.12675 | 0.16132 | 0.36873 | 0.38025 | 1.1523 | 0.012477 | 0.013725 | 0.017468 | 0.039928 | 0.041176 | 0.12477 | 0.0026999 | 0.0029699 | 0.0037799 | 0.0086397 | 0.0089097 | 0.026999 | 0.1304 | 0.14345 | 0.18257 | 0.4173 | 0.43034 | 1.304 | FALSE | 0% | 0% | 0% | 0% | 0% | 0% | FALSE | 0% | 0% | 0% | 0% | 0% | TRUE | 87.15% | 12.85% | 0% | 0% | 0% | 0% | 0% | 0% | N/A | N/A
| 231 | LSM Secondary Systems Renewal | TRUE | Labour | Secondary Systems | 100% | Replacement Expenditure | Digital Infrastructure | Repex | N/A | N/A | DI - Protection systems | DI - Safe and Reliable Network | N/A | No | 0% | Safety security & reliability | Secondary Systems (2018-23) | 20.59% | TRUE | FY22 | 2 | 102 | 1 | 1 | 4 | 1 | FALSE | FALSE | TRUE | 0.14961 | 0.13601 | 0.068006 | 0.14961 | 0.15641 | 0.65966 | 0.14631 | 0.13505 | 0.068454 | 0.15134 | 0.15875 | 0.65989 | 0.014073 | 0.012984 | 0.0080527 | 0.015793 | 0.020655 | 0.071557 | 0.0030911 | 0.0028476 | 0.0017352 | 0.0034401 | 0.0043671 | 0.015481 | 0.16347 | 0.15088 | 0.078242 | 0.17057 | 0.18377 | 0.74693 | 10% | 11% | 14% | 32% | 33% | 0.065966 | 0.072563 | 0.092352 | 0.21109 | 0.21769 | 0.65966 | 0.065989 | 0.072588 | 0.092385 | 0.21117 | 0.21776 | 0.65989 | 0.0071557 | 0.0078712 | 0.010018 | 0.022898 | 0.023614 | 0.071557 | 0.0015481 | 0.0017029 | 0.0021674 | 0.004954 | 0.0051088 | 0.015481 | 0.074693 | 0.082162 | 0.10457 | 0.23902 | 0.24649 | 0.74693 | FALSE | 0% | 0% | 0% | 0% | 0% | 0% | FALSE | 0% | 0% | 0% | 0% | 0% | TRUE | 83.14% | 16.86% | 0% | 0% | 0% | 0% | 0% | 0% | N/A | N/A
| 232 | LSM Secondary Systems Renewal | TRUE | Non-Labour | Secondary Systems | 100% | Replacement Expenditure | Digital Infrastructure | Repex | N/A | N/A | DI - Protection systems | DI - Safe and Reliable Network | N/A | No | 0% | Safety security & reliability | Secondary Systems (2018-23) | 79.41% | TRUE | FY22 | 2 | 102 | 2 | 2 | 4 | 2 | FALSE | FALSE | TRUE | 0.57708 | 0.52462 | 0.26231 | 0.57708 | 0.60331 | 2.5444 | 0.57708 | 0.52462 | 0.26231 | 0.57708 | 0.60331 | 2.5444 | 0.055509 | 0.050439 | 0.030857 | 0.060219 | 0.078498 | 0.27552 | 0.012192 | 0.011062 | 0.0066492 | 0.013118 | 0.016597 | 0.059618 | 0.64478 | 0.58612 | 0.29982 | 0.65042 | 0.69841 | 2.8795 | 10% | 11% | 14% | 32% | 33% | 0.25444 | 0.27988 | 0.35622 | 0.81421 | 0.83965 | 2.5444 | 0.25444 | 0.27988 | 0.35622 | 0.81421 | 0.83965 | 2.5444 | 0.027552 | 0.030307 | 0.038573 | 0.088167 | 0.090922 | 0.27552 | 0.0059618 | 0.006558 | 0.0083465 | 0.019078 | 0.019674 | 0.059618 | 0.28795 | 0.31675 | 0.40314 | 0.92145 | 0.95025 | 2.8795 | FALSE | 0% | 0% | 0% | 0% | 0% | 0% | FALSE | 0% | 0% | 0% | 0% | 0% | TRUE | 83.14% | 16.86% | 0% | 0% | 0% | 0% | 0% | 0% | N/A | N/A
| 233 | MPP Secondary Systems Renewal | TRUE | Labour | Secondary Systems | 100% | Replacement Expenditure | Digital Infrastructure | Repex | N/A | N/A | DI - Protection systems | DI - Safe and Reliable Network | N/A | No | 0% | Safety security & reliability | Secondary Systems (2018-23) | 18.99% | TRUE | FY22 | 2 | 103 | 1 | 1 | 4 | 1 | FALSE | FALSE | TRUE | 0.10445 | 0.094951 | 0.047476 | 0.10445 | 0.10919 | 0.46051 | 0.10214 | 0.094277 | 0.047788 | 0.10565 | 0.11082 | 0.46068 | 0.0098245 | 0.0090641 | 0.0056216 | 0.011025 | 0.014419 | 0.049954 | 0.0021579 | 0.0019879 | 0.0012114 | 0.0024016 | 0.0030487 | 0.010807 | 0.11412 | 0.10533 | 0.054621 | 0.11908 | 0.12829 | 0.52144 | 10% | 11% | 14% | 32% | 33% | 0.046051 | 0.050656 | 0.064472 | 0.14736 | 0.15197 | 0.46051 | 0.046068 | 0.050674 | 0.064495 | 0.14742 | 0.15202 | 0.46068 | 0.0049954 | 0.005495 | 0.0069936 | 0.015985 | 0.016485 | 0.049954 | 0.0010807 | 0.0011888 | 0.001513 | 0.0034584 | 0.0035665 | 0.010807 | 0.052144 | 0.057358 | 0.073001 | 0.16686 | 0.17207 | 0.52144 | FALSE | 0% | 0% | 0% | 0% | 0% | 0% | FALSE | 0% | 0% | 0% | 0% | 0% | TRUE | 80.88% | 7.291% | 11.83% | 0% | 0% | 0% | 0% | 0% | N/A | N/A
| 234 | MPP Secondary Systems Renewal | TRUE | Non-Labour | Secondary Systems | 100% | Replacement Expenditure | Digital Infrastructure | Repex | N/A | N/A | DI - Protection systems | DI - Safe and Reliable Network | N/A | No | 0% | Safety security & reliability | Secondary Systems (2018-23) | 81.01% | TRUE | FY22 | 2 | 103 | 2 | 2 | 4 | 2 | FALSE | FALSE | TRUE | 0.44542 | 0.40493 | 0.20246 | 0.44542 | 0.46567 | 1.9639 | 0.44542 | 0.40493 | 0.20246 | 0.44542 | 0.46567 | 1.9639 | 0.042844 | 0.038931 | 0.023817 | 0.04648 | 0.060589 | 0.21266 | 0.0094106 | 0.0085383 | 0.0051322 | 0.010125 | 0.012811 | 0.046016 | 0.49768 | 0.4524 | 0.23141 | 0.50202 | 0.53907 | 2.2226 | 10% | 11% | 14% | 32% | 33% | 0.19639 | 0.21603 | 0.27495 | 0.62845 | 0.64809 | 1.9639 | 0.19639 | 0.21603 | 0.27495 | 0.62845 | 0.64809 | 1.9639 | 0.021266 | 0.023393 | 0.029773 | 0.068052 | 0.070178 | 0.21266 | 0.0046016 | 0.0050618 | 0.0064423 | 0.014725 | 0.015185 | 0.046016 | 0.22226 | 0.24448 | 0.31116 | 0.71122 | 0.73345 | 2.2226 | FALSE | 0% | 0% | 0% | 0% | 0% | 0% | FALSE | 0% | 0% | 0% | 0% | 0% | TRUE | 80.88% | 7.291% | 11.83% | 0% | 0% | 0% | 0% | 0% | N/A | N/A
| 235 | INV Secondary Systems Renewal | TRUE | Labour | Secondary Systems | 100% | Replacement Expenditure | Digital Infrastructure | Repex | N/A | N/A | DI - Protection systems | DI - Safe and Reliable Network | N/A | Yes | 0% | Safety security & reliability | Secondary Systems (2018-23) | 39.25% | TRUE | FY22 | 2 | 104 | 1 | 1 | 4 | 1 | FALSE | FALSE | TRUE | 0.213 | 0.19364 | 0.096819 | 0.213 | 0.22268 | 0.93915 | 0.20829 | 0.19226 | 0.097457 | 0.21546 | 0.226 | 0.93948 | 0.020036 | 0.018485 | 0.011464 | 0.022484 | 0.029406 | 0.10187 | 0.0044007 | 0.0040541 | 0.0024704 | 0.0048976 | 0.0062173 | 0.02204 | 0.23273 | 0.2148 | 0.11139 | 0.24284 | 0.26163 | 1.0634 | 10% | 11% | 14% | 32% | 33% | 0.093915 | 0.10331 | 0.13148 | 0.30053 | 0.30992 | 0.93915 | 0.093948 | 0.10334 | 0.13153 | 0.30063 | 0.31003 | 0.93948 | 0.010187 | 0.011206 | 0.014262 | 0.0326 | 0.033618 | 0.10187 | 0.002204 | 0.0024244 | 0.0030856 | 0.0070529 | 0.0072733 | 0.02204 | 0.10634 | 0.11697 | 0.14888 | 0.34029 | 0.35092 | 1.0634 | FALSE | 0% | 0% | 0% | 0% | 0% | 0% | FALSE | 0% | 0% | 0% | 0% | 0% | TRUE | 75.07% | 17.4% | 7.527% | 0% | 0% | 0% | 0% | 0% | N/A | N/A
| 236 | INV Secondary Systems Renewal | TRUE | Non-Labour | Secondary Systems | 100% | Replacement Expenditure | Digital Infrastructure | Repex | N/A | N/A | DI - Protection systems | DI - Safe and Reliable Network | N/A | Yes | 0% | Safety security & reliability | Secondary Systems (2018-23) | 60.75% | TRUE | FY22 | 2 | 104 | 2 | 2 | 4 | 2 | FALSE | FALSE | TRUE | 0.32969 | 0.29972 | 0.14986 | 0.32969 | 0.34468 | 1.4536 | 0.32969 | 0.29972 | 0.14986 | 0.32969 | 0.34468 | 1.4536 | 0.031713 | 0.028816 | 0.017629 | 0.034403 | 0.044847 | 0.15741 | 0.0069655 | 0.0063199 | 0.0037988 | 0.0074942 | 0.0094821 | 0.03406 | 0.36837 | 0.33486 | 0.17129 | 0.37159 | 0.39901 | 1.6451 | 10% | 11% | 14% | 32% | 33% | 0.14536 | 0.1599 | 0.20351 | 0.46516 | 0.4797 | 1.4536 | 0.14536 | 0.1599 | 0.20351 | 0.46516 | 0.4797 | 1.4536 | 0.015741 | 0.017315 | 0.022037 | 0.05037 | 0.051945 | 0.15741 | 0.003406 | 0.0037466 | 0.0047685 | 0.010899 | 0.01124 | 0.03406 | 0.16451 | 0.18096 | 0.23031 | 0.52643 | 0.54289 | 1.6451 | FALSE | 0% | 0% | 0% | 0% | 0% | 0% | FALSE | 0% | 0% | 0% | 0% | 0% | TRUE | 75.07% | 17.4% | 7.527% | 0% | 0% | 0% | 0% | 0% | N/A | N/A
| 237 | COF Secondary Systems Renewal | FALSE | Labour | Secondary Systems | 96.1% | Replacement Expenditure | Digital Infrastructure | Repex | N/A | N/A | DI - Protection systems | DI - Safe and Reliable Network | N/A | No | 0% | Safety security & reliability | Secondary Systems (2018-23) | 0% | TRUE | FY22 | 2 | 105 | 1 | 1 | 4 | 1 | FALSE | FALSE | TRUE | 0 | 0 | 0 | 0 | 0 | 0 | 0 | 0 | 0 | 0 | 0 | 0 | 0 | 0 | 0 | 0 | 0 | 0 | 0 | 0 | 0 | 0 | 0 | 0 | 0 | 0 | 0 | 0 | 0 | 0 | 0% | 0% | 0% | 0% | 0% | 0 | 0 | 0 | 0 | 0 | 0 | 0 | 0 | 0 | 0 | 0 | 0 | 0 | 0 | 0 | 0 | 0 | 0 | 0 | 0 | 0 | 0 | 0 | 0 | 0 | 0 | 0 | 0 | 0 | 0 | FALSE | 0% | 0% | 0% | 0% | 0% | 0% | FALSE | 0% | 0% | 0% | 0% | 0% | TRUE | 58.9% | 34.56% | 2.639% | 0% | 0% | 0% | 3.901% | 0% | N/A | N/A
| 238 | COF Secondary Systems Renewal | FALSE | Labour | Business IT | 3.901% | Replacement Expenditure | Digital Infrastructure | Repex | N/A | N/A | DI - Protection systems | DI - Safe and Reliable Network | N/A | No | 0% | Safety security & reliability | Business IT (2018 onwards) | 0% | TRUE | FY22 | 2 | 105 | 1 | 2 | 6 | 1 | FALSE | FALSE | TRUE | 0 | 0 | 0 | 0 | 0 | 0 | 0 | 0 | 0 | 0 | 0 | 0 | 0 | 0 | 0 | 0 | 0 | 0 | 0 | 0 | 0 | 0 | 0 | 0 | 0 | 0 | 0 | 0 | 0 | 0 | 0% | 0% | 0% | 0% | 0% | 0 | 0 | 0 | 0 | 0 | 0 | 0 | 0 | 0 | 0 | 0 | 0 | 0 | 0 | 0 | 0 | 0 | 0 | 0 | 0 | 0 | 0 | 0 | 0 | 0 | 0 | 0 | 0 | 0 | 0 | FALSE | 0% | 0% | 0% | 0% | 0% | 0% | FALSE | 0% | 0% | 0% | 0% | 0% | TRUE | 58.9% | 34.56% | 2.639% | 0% | 0% | 0% | 3.901% | 0% | N/A | N/A
| 239 | COF Secondary Systems Renewal | FALSE | Non-Labour | Secondary Systems | 96.1% | Replacement Expenditure | Digital Infrastructure | Repex | N/A | N/A | DI - Protection systems | DI - Safe and Reliable Network | N/A | No | 0% | Safety security & reliability | Secondary Systems (2018-23) | 100% | TRUE | FY22 | 2 | 105 | 2 | 3 | 4 | 2 | FALSE | FALSE | TRUE | 0 | 0 | 0 | 0 | 0 | 0 | 0 | 0 | 0 | 0 | 0 | 0 | 0 | 0 | 0 | 0 | 0 | 0 | 0 | 0 | 0 | 0 | 0 | 0 | 0 | 0 | 0 | 0 | 0 | 0 | 0% | 0% | 0% | 0% | 0% | 0 | 0 | 0 | 0 | 0 | 0 | 0 | 0 | 0 | 0 | 0 | 0 | 0 | 0 | 0 | 0 | 0 | 0 | 0 | 0 | 0 | 0 | 0 | 0 | 0 | 0 | 0 | 0 | 0 | 0 | FALSE | 0% | 0% | 0% | 0% | 0% | 0% | FALSE | 0% | 0% | 0% | 0% | 0% | TRUE | 58.9% | 34.56% | 2.639% | 0% | 0% | 0% | 3.901% | 0% | N/A | N/A
| 240 | COF Secondary Systems Renewal | FALSE | Non-Labour | Business IT | 3.901% | Replacement Expenditure | Digital Infrastructure | Repex | N/A | N/A | DI - Protection systems | DI - Safe and Reliable Network | N/A | No | 0% | Safety security & reliability | Business IT (2018 onwards) | 100% | TRUE | FY22 | 2 | 105 | 2 | 4 | 6 | 2 | FALSE | FALSE | TRUE | 0 | 0 | 0 | 0 | 0 | 0 | 0 | 0 | 0 | 0 | 0 | 0 | 0 | 0 | 0 | 0 | 0 | 0 | 0 | 0 | 0 | 0 | 0 | 0 | 0 | 0 | 0 | 0 | 0 | 0 | 0% | 0% | 0% | 0% | 0% | 0 | 0 | 0 | 0 | 0 | 0 | 0 | 0 | 0 | 0 | 0 | 0 | 0 | 0 | 0 | 0 | 0 | 0 | 0 | 0 | 0 | 0 | 0 | 0 | 0 | 0 | 0 | 0 | 0 | 0 | FALSE | 0% | 0% | 0% | 0% | 0% | 0% | FALSE | 0% | 0% | 0% | 0% | 0% | TRUE | 58.9% | 34.56% | 2.639% | 0% | 0% | 0% | 3.901% | 0% | N/A | N/A
| 241 | GNS Secondary Systems Renewal | FALSE | Labour | Secondary Systems | 100% | Replacement Expenditure | Digital Infrastructure | Repex | N/A | N/A | DI - Protection systems | DI - Safe and Reliable Network | N/A | Yes | 0% | Safety security & reliability | Secondary Systems (2018-23) | 0% | TRUE | FY22 | 2 | 106 | 1 | 1 | 4 | 1 | FALSE | FALSE | TRUE | 0 | 0 | 0 | 0 | 0 | 0 | 0 | 0 | 0 | 0 | 0 | 0 | 0 | 0 | 0 | 0 | 0 | 0 | 0 | 0 | 0 | 0 | 0 | 0 | 0 | 0 | 0 | 0 | 0 | 0 | 0% | 0% | 0% | 0% | 0% | 0 | 0 | 0 | 0 | 0 | 0 | 0 | 0 | 0 | 0 | 0 | 0 | 0 | 0 | 0 | 0 | 0 | 0 | 0 | 0 | 0 | 0 | 0 | 0 | 0 | 0 | 0 | 0 | 0 | 0 | FALSE | 0% | 0% | 0% | 0% | 0% | 0% | FALSE | 0% | 0% | 0% | 0% | 0% | TRUE | 45.48% | 49.2% | 5.32% | 0% | 0% | 0% | 0% | 0% | N/A | N/A
| 242 | GNS Secondary Systems Renewal | FALSE | Non-Labour | Secondary Systems | 100% | Replacement Expenditure | Digital Infrastructure | Repex | N/A | N/A | DI - Protection systems | DI - Safe and Reliable Network | N/A | Yes | 0% | Safety security & reliability | Secondary Systems (2018-23) | 100% | TRUE | FY22 | 2 | 106 | 2 | 2 | 4 | 2 | FALSE | FALSE | TRUE | 0 | 0 | 0 | 0 | 0 | 0 | 0 | 0 | 0 | 0 | 0 | 0 | 0 | 0 | 0 | 0 | 0 | 0 | 0 | 0 | 0 | 0 | 0 | 0 | 0 | 0 | 0 | 0 | 0 | 0 | 0% | 0% | 0% | 0% | 0% | 0 | 0 | 0 | 0 | 0 | 0 | 0 | 0 | 0 | 0 | 0 | 0 | 0 | 0 | 0 | 0 | 0 | 0 | 0 | 0 | 0 | 0 | 0 | 0 | 0 | 0 | 0 | 0 | 0 | 0 | FALSE | 0% | 0% | 0% | 0% | 0% | 0% | FALSE | 0% | 0% | 0% | 0% | 0% | TRUE | 45.48% | 49.2% | 5.32% | 0% | 0% | 0% | 0% | 0% | N/A | N/A
| 243 | BRD Secondary Systems Renewal | FALSE | Labour | Secondary Systems | 96.96% | Replacement Expenditure | Digital Infrastructure | Repex | N/A | N/A | DI - Protection systems | DI - Safe and Reliable Network | N/A | No | 0% | Safety security & reliability | Secondary Systems (2018-23) | 0% | TRUE | FY22 | 2 | 107 | 1 | 1 | 4 | 1 | FALSE | FALSE | TRUE | 0 | 0 | 0 | 0 | 0 | 0 | 0 | 0 | 0 | 0 | 0 | 0 | 0 | 0 | 0 | 0 | 0 | 0 | 0 | 0 | 0 | 0 | 0 | 0 | 0 | 0 | 0 | 0 | 0 | 0 | 0% | 0% | 0% | 0% | 0% | 0 | 0 | 0 | 0 | 0 | 0 | 0 | 0 | 0 | 0 | 0 | 0 | 0 | 0 | 0 | 0 | 0 | 0 | 0 | 0 | 0 | 0 | 0 | 0 | 0 | 0 | 0 | 0 | 0 | 0 | FALSE | 0% | 0% | 0% | 0% | 0% | 0% | FALSE | 0% | 0% | 0% | 0% | 0% | TRUE | 39.07% | 50.18% | 7.712% | 0% | 0% | 0% | 3.041% | 0% | N/A | N/A
| 244 | BRD Secondary Systems Renewal | FALSE | Labour | Business IT | 3.041% | Replacement Expenditure | Digital Infrastructure | Repex | N/A | N/A | DI - Protection systems | DI - Safe and Reliable Network | N/A | No | 0% | Safety security & reliability | Business IT (2018 onwards) | 0% | TRUE | FY22 | 2 | 107 | 1 | 2 | 6 | 1 | FALSE | FALSE | TRUE | 0 | 0 | 0 | 0 | 0 | 0 | 0 | 0 | 0 | 0 | 0 | 0 | 0 | 0 | 0 | 0 | 0 | 0 | 0 | 0 | 0 | 0 | 0 | 0 | 0 | 0 | 0 | 0 | 0 | 0 | 0% | 0% | 0% | 0% | 0% | 0 | 0 | 0 | 0 | 0 | 0 | 0 | 0 | 0 | 0 | 0 | 0 | 0 | 0 | 0 | 0 | 0 | 0 | 0 | 0 | 0 | 0 | 0 | 0 | 0 | 0 | 0 | 0 | 0 | 0 | FALSE | 0% | 0% | 0% | 0% | 0% | 0% | FALSE | 0% | 0% | 0% | 0% | 0% | TRUE | 39.07% | 50.18% | 7.712% | 0% | 0% | 0% | 3.041% | 0% | N/A | N/A
| 245 | BRD Secondary Systems Renewal | FALSE | Non-Labour | Secondary Systems | 96.96% | Replacement Expenditure | Digital Infrastructure | Repex | N/A | N/A | DI - Protection systems | DI - Safe and Reliable Network | N/A | No | 0% | Safety security & reliability | Secondary Systems (2018-23) | 100% | TRUE | FY22 | 2 | 107 | 2 | 3 | 4 | 2 | FALSE | FALSE | TRUE | 0 | 0 | 0 | 0 | 0 | 0 | 0 | 0 | 0 | 0 | 0 | 0 | 0 | 0 | 0 | 0 | 0 | 0 | 0 | 0 | 0 | 0 | 0 | 0 | 0 | 0 | 0 | 0 | 0 | 0 | 0% | 0% | 0% | 0% | 0% | 0 | 0 | 0 | 0 | 0 | 0 | 0 | 0 | 0 | 0 | 0 | 0 | 0 | 0 | 0 | 0 | 0 | 0 | 0 | 0 | 0 | 0 | 0 | 0 | 0 | 0 | 0 | 0 | 0 | 0 | FALSE | 0% | 0% | 0% | 0% | 0% | 0% | FALSE | 0% | 0% | 0% | 0% | 0% | TRUE | 39.07% | 50.18% | 7.712% | 0% | 0% | 0% | 3.041% | 0% | N/A | N/A
| 246 | BRD Secondary Systems Renewal | FALSE | Non-Labour | Business IT | 3.041% | Replacement Expenditure | Digital Infrastructure | Repex | N/A | N/A | DI - Protection systems | DI - Safe and Reliable Network | N/A | No | 0% | Safety security & reliability | Business IT (2018 onwards) | 100% | TRUE | FY22 | 2 | 107 | 2 | 4 | 6 | 2 | FALSE | FALSE | TRUE | 0 | 0 | 0 | 0 | 0 | 0 | 0 | 0 | 0 | 0 | 0 | 0 | 0 | 0 | 0 | 0 | 0 | 0 | 0 | 0 | 0 | 0 | 0 | 0 | 0 | 0 | 0 | 0 | 0 | 0 | 0% | 0% | 0% | 0% | 0% | 0 | 0 | 0 | 0 | 0 | 0 | 0 | 0 | 0 | 0 | 0 | 0 | 0 | 0 | 0 | 0 | 0 | 0 | 0 | 0 | 0 | 0 | 0 | 0 | 0 | 0 | 0 | 0 | 0 | 0 | FALSE | 0% | 0% | 0% | 0% | 0% | 0% | FALSE | 0% | 0% | 0% | 0% | 0% | TRUE | 39.07% | 50.18% | 7.712% | 0% | 0% | 0% | 3.041% | 0% | N/A | N/A
| 247 | AR1 Secondary Systems Renewal | FALSE | Labour | Secondary Systems | 96.08% | Replacement Expenditure | Digital Infrastructure | Repex | N/A | N/A | DI - Protection systems | DI - Safe and Reliable Network | N/A | No | 0% | Safety security & reliability | Secondary Systems (2018-23) | 0% | TRUE | FY22 | 2 | 108 | 1 | 1 | 4 | 1 | FALSE | FALSE | TRUE | 0 | 0 | 0 | 0 | 0 | 0 | 0 | 0 | 0 | 0 | 0 | 0 | 0 | 0 | 0 | 0 | 0 | 0 | 0 | 0 | 0 | 0 | 0 | 0 | 0 | 0 | 0 | 0 | 0 | 0 | 0% | 0% | 0% | 0% | 0% | 0 | 0 | 0 | 0 | 0 | 0 | 0 | 0 | 0 | 0 | 0 | 0 | 0 | 0 | 0 | 0 | 0 | 0 | 0 | 0 | 0 | 0 | 0 | 0 | 0 | 0 | 0 | 0 | 0 | 0 | FALSE | 0% | 0% | 0% | 0% | 0% | 0% | FALSE | 0% | 0% | 0% | 0% | 0% | TRUE | 57.42% | 37.01% | 1.656% | 0% | 0% | 0% | 3.918% | 0% | N/A | N/A
| 248 | AR1 Secondary Systems Renewal | FALSE | Labour | Business IT | 3.918% | Replacement Expenditure | Digital Infrastructure | Repex | N/A | N/A | DI - Protection systems | DI - Safe and Reliable Network | N/A | No | 0% | Safety security & reliability | Business IT (2018 onwards) | 0% | TRUE | FY22 | 2 | 108 | 1 | 2 | 6 | 1 | FALSE | FALSE | TRUE | 0 | 0 | 0 | 0 | 0 | 0 | 0 | 0 | 0 | 0 | 0 | 0 | 0 | 0 | 0 | 0 | 0 | 0 | 0 | 0 | 0 | 0 | 0 | 0 | 0 | 0 | 0 | 0 | 0 | 0 | 0% | 0% | 0% | 0% | 0% | 0 | 0 | 0 | 0 | 0 | 0 | 0 | 0 | 0 | 0 | 0 | 0 | 0 | 0 | 0 | 0 | 0 | 0 | 0 | 0 | 0 | 0 | 0 | 0 | 0 | 0 | 0 | 0 | 0 | 0 | FALSE | 0% | 0% | 0% | 0% | 0% | 0% | FALSE | 0% | 0% | 0% | 0% | 0% | TRUE | 57.42% | 37.01% | 1.656% | 0% | 0% | 0% | 3.918% | 0% | N/A | N/A
| 249 | AR1 Secondary Systems Renewal | FALSE | Non-Labour | Secondary Systems | 96.08% | Replacement Expenditure | Digital Infrastructure | Repex | N/A | N/A | DI - Protection systems | DI - Safe and Reliable Network | N/A | No | 0% | Safety security & reliability | Secondary Systems (2018-23) | 100% | TRUE | FY22 | 2 | 108 | 2 | 3 | 4 | 2 | FALSE | FALSE | TRUE | 0 | 0 | 0 | 0 | 0 | 0 | 0 | 0 | 0 | 0 | 0 | 0 | 0 | 0 | 0 | 0 | 0 | 0 | 0 | 0 | 0 | 0 | 0 | 0 | 0 | 0 | 0 | 0 | 0 | 0 | 0% | 0% | 0% | 0% | 0% | 0 | 0 | 0 | 0 | 0 | 0 | 0 | 0 | 0 | 0 | 0 | 0 | 0 | 0 | 0 | 0 | 0 | 0 | 0 | 0 | 0 | 0 | 0 | 0 | 0 | 0 | 0 | 0 | 0 | 0 | FALSE | 0% | 0% | 0% | 0% | 0% | 0% | FALSE | 0% | 0% | 0% | 0% | 0% | TRUE | 57.42% | 37.01% | 1.656% | 0% | 0% | 0% | 3.918% | 0% | N/A | N/A
| 250 | AR1 Secondary Systems Renewal | FALSE | Non-Labour | Business IT | 3.918% | Replacement Expenditure | Digital Infrastructure | Repex | N/A | N/A | DI - Protection systems | DI - Safe and Reliable Network | N/A | No | 0% | Safety security & reliability | Business IT (2018 onwards) | 100% | TRUE | FY22 | 2 | 108 | 2 | 4 | 6 | 2 | FALSE | FALSE | TRUE | 0 | 0 | 0 | 0 | 0 | 0 | 0 | 0 | 0 | 0 | 0 | 0 | 0 | 0 | 0 | 0 | 0 | 0 | 0 | 0 | 0 | 0 | 0 | 0 | 0 | 0 | 0 | 0 | 0 | 0 | 0% | 0% | 0% | 0% | 0% | 0 | 0 | 0 | 0 | 0 | 0 | 0 | 0 | 0 | 0 | 0 | 0 | 0 | 0 | 0 | 0 | 0 | 0 | 0 | 0 | 0 | 0 | 0 | 0 | 0 | 0 | 0 | 0 | 0 | 0 | FALSE | 0% | 0% | 0% | 0% | 0% | 0% | FALSE | 0% | 0% | 0% | 0% | 0% | TRUE | 57.42% | 37.01% | 1.656% | 0% | 0% | 0% | 3.918% | 0% | N/A | N/A
| 251 | WL1 Secondary Systems Renewal | TRUE | Labour | Secondary Systems | 95.37% | Replacement Expenditure | Digital Infrastructure | Repex | N/A | N/A | DI - Protection systems | DI - Safe and Reliable Network | N/A | No | 0% | Safety security & reliability | Secondary Systems (2018-23) | 40.07% | TRUE | FY22 | 2 | 109 | 1 | 1 | 4 | 1 | FALSE | FALSE | TRUE | 0.23284 | 0.21168 | 0.10584 | 0.23284 | 0.24343 | 1.0266 | 0.2277 | 0.21017 | 0.10654 | 0.23553 | 0.24706 | 1.027 | 0.021902 | 0.020207 | 0.012532 | 0.024578 | 0.032145 | 0.11136 | 0.0048106 | 0.0044317 | 0.0027005 | 0.0053539 | 0.0067965 | 0.024093 | 0.25441 | 0.23481 | 0.12177 | 0.26547 | 0.286 | 1.1625 | 10% | 11% | 14% | 32% | 33% | 0.10266 | 0.11293 | 0.14373 | 0.32852 | 0.33879 | 1.0266 | 0.1027 | 0.11297 | 0.14378 | 0.32864 | 0.33891 | 1.027 | 0.011136 | 0.01225 | 0.015591 | 0.035637 | 0.03675 | 0.11136 | 0.0024093 | 0.0026503 | 0.0033731 | 0.0077099 | 0.0079508 | 0.024093 | 0.11625 | 0.12787 | 0.16274 | 0.37198 | 0.38361 | 1.1625 | FALSE | 0% | 0% | 0% | 0% | 0% | 0% | FALSE | 0% | 0% | 0% | 0% | 0% | TRUE | 89.33% | 6.039% | 0% | 0% | 0% | 0% | 4.635% | 0% | N/A | N/A
| 252 | WL1 Secondary Systems Renewal | TRUE | Labour | Business IT | 4.635% | Replacement Expenditure | Digital Infrastructure | Repex | N/A | N/A | DI - Protection systems | DI - Safe and Reliable Network | N/A | No | 0% | Safety security & reliability | Business IT (2018 onwards) | 40.07% | TRUE | FY22 | 2 | 109 | 1 | 2 | 6 | 1 | FALSE | FALSE | TRUE | 0.011316 | 0.010288 | 0.0051438 | 0.011316 | 0.011831 | 0.049895 | 0.011066 | 0.010215 | 0.0051776 | 0.011447 | 0.012007 | 0.049912 | 0.0010644 | 0.00098206 | 0.00060908 | 0.0011945 | 0.0015622 | 0.0054123 | 0.0002338 | 0.00021538 | 0.00013125 | 0.0002602 | 0.00033031 | 0.0011709 | 0.012364 | 0.011412 | 0.005918 | 0.012902 | 0.0139 | 0.056496 | 10% | 11% | 14% | 32% | 33% | 0.0049895 | 0.0054884 | 0.0069852 | 0.015966 | 0.016465 | 0.049895 | 0.0049912 | 0.0054904 | 0.0069877 | 0.015972 | 0.016471 | 0.049912 | 0.00054123 | 0.00059536 | 0.00075773 | 0.0017319 | 0.0017861 | 0.0054123 | 0.00011709 | 0.0001288 | 0.00016393 | 0.0003747 | 0.00038641 | 0.0011709 | 0.0056496 | 0.0062145 | 0.0079094 | 0.018079 | 0.018644 | 0.056496 | FALSE | 0% | 0% | 0% | 0% | 0% | 0% | FALSE | 0% | 0% | 0% | 0% | 0% | TRUE | 89.33% | 6.039% | 0% | 0% | 0% | 0% | 4.635% | 0% | N/A | N/A
| 253 | WL1 Secondary Systems Renewal | TRUE | Non-Labour | Secondary Systems | 95.37% | Replacement Expenditure | Digital Infrastructure | Repex | N/A | N/A | DI - Protection systems | DI - Safe and Reliable Network | N/A | No | 0% | Safety security & reliability | Secondary Systems (2018-23) | 59.93% | TRUE | FY22 | 2 | 109 | 2 | 3 | 4 | 2 | FALSE | FALSE | TRUE | 0.34823 | 0.31658 | 0.15829 | 0.34823 | 0.36406 | 1.5354 | 0.34823 | 0.31658 | 0.15829 | 0.34823 | 0.36406 | 1.5354 | 0.033496 | 0.030437 | 0.01862 | 0.036338 | 0.047369 | 0.16626 | 0.0073572 | 0.0066753 | 0.0040124 | 0.0079156 | 0.010015 | 0.035976 | 0.38909 | 0.35369 | 0.18092 | 0.39249 | 0.42145 | 1.7376 | 10% | 11% | 14% | 32% | 33% | 0.15354 | 0.16889 | 0.21495 | 0.49132 | 0.50668 | 1.5354 | 0.15354 | 0.16889 | 0.21495 | 0.49132 | 0.50668 | 1.5354 | 0.016626 | 0.018289 | 0.023276 | 0.053203 | 0.054866 | 0.16626 | 0.0035976 | 0.0039574 | 0.0050366 | 0.011512 | 0.011872 | 0.035976 | 0.17376 | 0.19114 | 0.24327 | 0.55604 | 0.57342 | 1.7376 | FALSE | 0% | 0% | 0% | 0% | 0% | 0% | FALSE | 0% | 0% | 0% | 0% | 0% | TRUE | 89.33% | 6.039% | 0% | 0% | 0% | 0% | 4.635% | 0% | N/A | N/A
| 254 | WL1 Secondary Systems Renewal | TRUE | Non-Labour | Business IT | 4.635% | Replacement Expenditure | Digital Infrastructure | Repex | N/A | N/A | DI - Protection systems | DI - Safe and Reliable Network | N/A | No | 0% | Safety security & reliability | Business IT (2018 onwards) | 59.93% | TRUE | FY22 | 2 | 109 | 2 | 4 | 6 | 2 | FALSE | FALSE | TRUE | 0.016924 | 0.015386 | 0.0076928 | 0.016924 | 0.017693 | 0.07462 | 0.016924 | 0.015386 | 0.0076928 | 0.016924 | 0.017693 | 0.07462 | 0.0016279 | 0.0014792 | 0.00090496 | 0.001766 | 0.0023021 | 0.0080803 | 0.00035756 | 0.00032442 | 0.000195 | 0.0003847 | 0.00048675 | 0.0017484 | 0.01891 | 0.017189 | 0.0087928 | 0.019075 | 0.020482 | 0.084449 | 10% | 11% | 14% | 32% | 33% | 0.007462 | 0.0082082 | 0.010447 | 0.023879 | 0.024625 | 0.07462 | 0.007462 | 0.0082082 | 0.010447 | 0.023879 | 0.024625 | 0.07462 | 0.00080803 | 0.00088883 | 0.0011312 | 0.0025857 | 0.0026665 | 0.0080803 | 0.00017484 | 0.00019233 | 0.00024478 | 0.0005595 | 0.00057699 | 0.0017484 | 0.0084449 | 0.0092894 | 0.011823 | 0.027024 | 0.027868 | 0.084449 | FALSE | 0% | 0% | 0% | 0% | 0% | 0% | FALSE | 0% | 0% | 0% | 0% | 0% | TRUE | 89.33% | 6.039% | 0% | 0% | 0% | 0% | 4.635% | 0% | N/A | N/A
| 255 | Busbar Protection Relay Replacements | TRUE | Labour | Secondary Systems | 100% | Replacement Expenditure | Digital Infrastructure | Repex | N/A | N/A | DI - Protection systems | DI - Safe and Reliable Network | N/A | No | 0% | Safety security & reliability | Secondary Systems (2018-23) | 53.27% | TRUE | FY22 | 2 | 110 | 1 | 1 | 4 | 1 | FALSE | FALSE | TRUE | 0.36216 | 0.32924 | 0.16462 | 0.36216 | 0.37862 | 1.5968 | 0.35415 | 0.3269 | 0.1657 | 0.36634 | 0.38426 | 1.5974 | 0.034066 | 0.031429 | 0.019493 | 0.038228 | 0.049997 | 0.17321 | 0.0074823 | 0.006893 | 0.0042004 | 0.0083273 | 0.010571 | 0.037474 | 0.3957 | 0.36522 | 0.1894 | 0.4129 | 0.44483 | 1.8081 | 10% | 11% | 14% | 32% | 33% | 0.15968 | 0.17565 | 0.22355 | 0.51098 | 0.52694 | 1.5968 | 0.15974 | 0.17571 | 0.22363 | 0.51116 | 0.52713 | 1.5974 | 0.017321 | 0.019053 | 0.02425 | 0.055428 | 0.05716 | 0.17321 | 0.0037474 | 0.0041222 | 0.0052464 | 0.011992 | 0.012366 | 0.037474 | 0.18081 | 0.19889 | 0.25313 | 0.57858 | 0.59666 | 1.8081 | FALSE | 0% | 0% | 0% | 0% | 0% | 0% | FALSE | 0% | 0% | 0% | 0% | 0% | TRUE | 100% | 0% | 0% | 0% | 0% | 0% | 0% | 0% | N/A | N/A
| 256 | Busbar Protection Relay Replacements | TRUE | Non-Labour | Secondary Systems | 100% | Replacement Expenditure | Digital Infrastructure | Repex | N/A | N/A | DI - Protection systems | DI - Safe and Reliable Network | N/A | No | 0% | Safety security & reliability | Secondary Systems (2018-23) | 46.73% | TRUE | FY22 | 2 | 110 | 2 | 2 | 4 | 2 | FALSE | FALSE | TRUE | 0.31764 | 0.28876 | 0.14438 | 0.31764 | 0.33208 | 1.4005 | 0.31764 | 0.28876 | 0.14438 | 0.31764 | 0.33208 | 1.4005 | 0.030553 | 0.027763 | 0.016985 | 0.033146 | 0.043207 | 0.15165 | 0.0067109 | 0.0060889 | 0.0036599 | 0.0072202 | 0.0091355 | 0.032815 | 0.3549 | 0.32261 | 0.16503 | 0.35801 | 0.38442 | 1.585 | 10% | 11% | 14% | 32% | 33% | 0.14005 | 0.15406 | 0.19607 | 0.44816 | 0.46217 | 1.4005 | 0.14005 | 0.15406 | 0.19607 | 0.44816 | 0.46217 | 1.4005 | 0.015165 | 0.016682 | 0.021232 | 0.048529 | 0.050046 | 0.15165 | 0.0032815 | 0.0036097 | 0.0045942 | 0.010501 | 0.010829 | 0.032815 | 0.1585 | 0.17435 | 0.2219 | 0.50719 | 0.52304 | 1.585 | FALSE | 0% | 0% | 0% | 0% | 0% | 0% | FALSE | 0% | 0% | 0% | 0% | 0% | TRUE | 100% | 0% | 0% | 0% | 0% | 0% | 0% | 0% | N/A | N/A
| 257 | Capacitor Protection Relay Replacements | TRUE | Labour | Secondary Systems | 100% | Replacement Expenditure | Digital Infrastructure | Repex | N/A | N/A | DI - Protection systems | DI - Safe and Reliable Network | N/A | No | 0% | Safety security & reliability | Secondary Systems (2018-23) | 62.35% | TRUE | FY22 | 2 | 111 | 1 | 1 | 4 | 1 | FALSE | FALSE | TRUE | 0.2675 | 0.24319 | 0.12159 | 0.2675 | 0.27966 | 1.1795 | 0.26159 | 0.24146 | 0.12239 | 0.27059 | 0.28383 | 1.1799 | 0.025162 | 0.023215 | 0.014398 | 0.028237 | 0.03693 | 0.12794 | 0.0055267 | 0.0050914 | 0.0031025 | 0.0061508 | 0.0078082 | 0.02768 | 0.29228 | 0.26977 | 0.13989 | 0.30498 | 0.32857 | 1.3355 | 10% | 11% | 14% | 32% | 33% | 0.11795 | 0.12974 | 0.16512 | 0.37742 | 0.38922 | 1.1795 | 0.11799 | 0.12979 | 0.16518 | 0.37756 | 0.38936 | 1.1799 | 0.012794 | 0.014074 | 0.017912 | 0.040941 | 0.042221 | 0.12794 | 0.002768 | 0.0030448 | 0.0038752 | 0.0088575 | 0.0091343 | 0.02768 | 0.13355 | 0.1469 | 0.18697 | 0.42736 | 0.44071 | 1.3355 | FALSE | 0% | 0% | 0% | 0% | 0% | 0% | FALSE | 0% | 0% | 0% | 0% | 0% | TRUE | 100% | 0% | 0% | 0% | 0% | 0% | 0% | 0% | N/A | N/A
| 258 | Capacitor Protection Relay Replacements | TRUE | Non-Labour | Secondary Systems | 100% | Replacement Expenditure | Digital Infrastructure | Repex | N/A | N/A | DI - Protection systems | DI - Safe and Reliable Network | N/A | No | 0% | Safety security & reliability | Secondary Systems (2018-23) | 37.65% | TRUE | FY22 | 2 | 111 | 2 | 2 | 4 | 2 | FALSE | FALSE | TRUE | 0.16151 | 0.14682 | 0.073412 | 0.16151 | 0.16885 | 0.71209 | 0.16151 | 0.14682 | 0.073412 | 0.16151 | 0.16885 | 0.71209 | 0.015535 | 0.014116 | 0.0086359 | 0.016853 | 0.021969 | 0.077109 | 0.0034122 | 0.0030959 | 0.0018609 | 0.0036712 | 0.004645 | 0.016685 | 0.18045 | 0.16404 | 0.083908 | 0.18203 | 0.19546 | 0.80589 | 10% | 11% | 14% | 32% | 33% | 0.071209 | 0.07833 | 0.099693 | 0.22787 | 0.23499 | 0.71209 | 0.071209 | 0.07833 | 0.099693 | 0.22787 | 0.23499 | 0.71209 | 0.0077109 | 0.008482 | 0.010795 | 0.024675 | 0.025446 | 0.077109 | 0.0016685 | 0.0018354 | 0.0023359 | 0.0053392 | 0.0055061 | 0.016685 | 0.080589 | 0.088648 | 0.11282 | 0.25788 | 0.26594 | 0.80589 | FALSE | 0% | 0% | 0% | 0% | 0% | 0% | FALSE | 0% | 0% | 0% | 0% | 0% | TRUE | 100% | 0% | 0% | 0% | 0% | 0% | 0% | 0% | N/A | N/A
| 259 | Reactor Protection Relay Replacements | TRUE | Labour | Secondary Systems | 100% | Replacement Expenditure | Digital Infrastructure | Repex | N/A | N/A | DI - Protection systems | DI - Safe and Reliable Network | N/A | No | 0% | Safety security & reliability | Secondary Systems (2018-23) | 62.35% | TRUE | FY22 | 2 | 112 | 1 | 1 | 4 | 1 | FALSE | FALSE | TRUE | 0.13825 | 0.12568 | 0.06284 | 0.13825 | 0.14453 | 0.60955 | 0.13519 | 0.12479 | 0.063254 | 0.13984 | 0.14669 | 0.60976 | 0.013004 | 0.011998 | 0.0074409 | 0.014593 | 0.019086 | 0.066121 | 0.0028562 | 0.0026313 | 0.0016034 | 0.0031788 | 0.0040353 | 0.014305 | 0.15105 | 0.13942 | 0.072298 | 0.15762 | 0.16981 | 0.69019 | 10% | 11% | 14% | 32% | 33% | 0.060955 | 0.06705 | 0.085337 | 0.19506 | 0.20115 | 0.60955 | 0.060976 | 0.067074 | 0.085367 | 0.19512 | 0.20122 | 0.60976 | 0.0066121 | 0.0072733 | 0.0092569 | 0.021159 | 0.02182 | 0.066121 | 0.0014305 | 0.0015736 | 0.0020027 | 0.0045776 | 0.0047207 | 0.014305 | 0.069019 | 0.075921 | 0.096627 | 0.22086 | 0.22776 | 0.69019 | FALSE | 0% | 0% | 0% | 0% | 0% | 0% | FALSE | 0% | 0% | 0% | 0% | 0% | TRUE | 100% | 0% | 0% | 0% | 0% | 0% | 0% | 0% | N/A | N/A
| 260 | Reactor Protection Relay Replacements | TRUE | Non-Labour | Secondary Systems | 100% | Replacement Expenditure | Digital Infrastructure | Repex | N/A | N/A | DI - Protection systems | DI - Safe and Reliable Network | N/A | No | 0% | Safety security & reliability | Secondary Systems (2018-23) | 37.65% | TRUE | FY22 | 2 | 112 | 2 | 2 | 4 | 2 | FALSE | FALSE | TRUE | 0.083467 | 0.075879 | 0.03794 | 0.083467 | 0.087261 | 0.36801 | 0.083467 | 0.075879 | 0.03794 | 0.083467 | 0.087261 | 0.36801 | 0.0080286 | 0.0072953 | 0.0044631 | 0.0087098 | 0.011354 | 0.03985 | 0.0017634 | 0.0016 | 0.00096172 | 0.0018973 | 0.0024006 | 0.008623 | 0.093259 | 0.084774 | 0.043364 | 0.094074 | 0.10102 | 0.41649 | 10% | 11% | 14% | 32% | 33% | 0.036801 | 0.040482 | 0.051522 | 0.11776 | 0.12144 | 0.36801 | 0.036801 | 0.040482 | 0.051522 | 0.11776 | 0.12144 | 0.36801 | 0.003985 | 0.0043836 | 0.0055791 | 0.012752 | 0.013151 | 0.03985 | 0.0008623 | 0.00094853 | 0.0012072 | 0.0027594 | 0.0028456 | 0.008623 | 0.041649 | 0.045814 | 0.058308 | 0.13328 | 0.13744 | 0.41649 | FALSE | 0% | 0% | 0% | 0% | 0% | 0% | FALSE | 0% | 0% | 0% | 0% | 0% | TRUE | 100% | 0% | 0% | 0% | 0% | 0% | 0% | 0% | N/A | N/A
| 261 | Transformer Protection Relay Replacements | TRUE | Labour | Secondary Systems | 100% | Replacement Expenditure | Digital Infrastructure | Repex | N/A | N/A | DI - Protection systems | DI - Safe and Reliable Network | N/A | No | 0% | Safety security & reliability | Secondary Systems (2018-23) | 54.8% | TRUE | FY22 | 2 | 113 | 1 | 1 | 4 | 1 | FALSE | FALSE | TRUE | 0.71048 | 0.64589 | 0.32295 | 0.71048 | 0.74277 | 3.1326 | 0.69477 | 0.64131 | 0.32507 | 0.71868 | 0.75384 | 3.1337 | 0.066829 | 0.061657 | 0.03824 | 0.074995 | 0.098084 | 0.33981 | 0.014679 | 0.013523 | 0.0082402 | 0.016336 | 0.020738 | 0.073516 | 0.77628 | 0.71649 | 0.37155 | 0.81002 | 0.87266 | 3.547 | 10% | 11% | 14% | 32% | 33% | 0.31326 | 0.34458 | 0.43856 | 1.0024 | 1.0337 | 3.1326 | 0.31337 | 0.3447 | 0.43871 | 1.0028 | 1.0341 | 3.1337 | 0.033981 | 0.037379 | 0.047573 | 0.10874 | 0.11214 | 0.33981 | 0.0073516 | 0.0080868 | 0.010292 | 0.023525 | 0.02426 | 0.073516 | 0.3547 | 0.39017 | 0.49658 | 1.135 | 1.1705 | 3.547 | FALSE | 0% | 0% | 0% | 0% | 0% | 0% | FALSE | 0% | 0% | 0% | 0% | 0% | TRUE | 100% | 0% | 0% | 0% | 0% | 0% | 0% | 0% | N/A | N/A
| 262 | Transformer Protection Relay Replacements | TRUE | Non-Labour | Secondary Systems | 100% | Replacement Expenditure | Digital Infrastructure | Repex | N/A | N/A | DI - Protection systems | DI - Safe and Reliable Network | N/A | No | 0% | Safety security & reliability | Secondary Systems (2018-23) | 45.2% | TRUE | FY22 | 2 | 113 | 2 | 2 | 4 | 2 | FALSE | FALSE | TRUE | 0.58613 | 0.53285 | 0.26642 | 0.58613 | 0.61277 | 2.5843 | 0.58613 | 0.53285 | 0.26642 | 0.58613 | 0.61277 | 2.5843 | 0.056379 | 0.05123 | 0.031341 | 0.061163 | 0.079729 | 0.27984 | 0.012383 | 0.011236 | 0.0067535 | 0.013323 | 0.016857 | 0.060553 | 0.65489 | 0.59531 | 0.30452 | 0.66062 | 0.70936 | 2.9247 | 10% | 11% | 14% | 32% | 33% | 0.25843 | 0.28427 | 0.3618 | 0.82698 | 0.85282 | 2.5843 | 0.25843 | 0.28427 | 0.3618 | 0.82698 | 0.85282 | 2.5843 | 0.027984 | 0.030783 | 0.039178 | 0.08955 | 0.092348 | 0.27984 | 0.0060553 | 0.0066609 | 0.0084775 | 0.019377 | 0.019983 | 0.060553 | 0.29247 | 0.32172 | 0.40946 | 0.9359 | 0.96515 | 2.9247 | FALSE | 0% | 0% | 0% | 0% | 0% | 0% | FALSE | 0% | 0% | 0% | 0% | 0% | TRUE | 100% | 0% | 0% | 0% | 0% | 0% | 0% | 0% | N/A | N/A
| 263 | UFLS Protection Relay Replacements | TRUE | Labour | Secondary Systems | 100% | Replacement Expenditure | Digital Infrastructure | Repex | N/A | N/A | DI - Protection systems | DI - Safe and Reliable Network | N/A | No | 0% | Safety security & reliability | Secondary Systems (2018-23) | 58.38% | TRUE | FY22 | 2 | 114 | 1 | 1 | 4 | 1 | FALSE | FALSE | TRUE | 0.060506 | 0.055006 | 0.027503 | 0.060506 | 0.063257 | 0.26678 | 0.059169 | 0.054615 | 0.027684 | 0.061205 | 0.064199 | 0.26687 | 0.0056914 | 0.0052509 | 0.0032566 | 0.0063868 | 0.0083531 | 0.028939 | 0.0012501 | 0.0011516 | 0.00070176 | 0.0013912 | 0.0017661 | 0.0062608 | 0.06611 | 0.061018 | 0.031642 | 0.068983 | 0.074318 | 0.30207 | 10% | 11% | 14% | 32% | 33% | 0.026678 | 0.029346 | 0.037349 | 0.085369 | 0.088037 | 0.26678 | 0.026687 | 0.029356 | 0.037362 | 0.085399 | 0.088068 | 0.26687 | 0.0028939 | 0.0031833 | 0.0040514 | 0.0092604 | 0.0095498 | 0.028939 | 0.00062608 | 0.00068869 | 0.00087652 | 0.0020035 | 0.0020661 | 0.0062608 | 0.030207 | 0.033228 | 0.04229 | 0.096663 | 0.099684 | 0.30207 | FALSE | 0% | 0% | 0% | 0% | 0% | 0% | FALSE | 0% | 0% | 0% | 0% | 0% | TRUE | 100% | 0% | 0% | 0% | 0% | 0% | 0% | 0% | N/A | N/A
| 264 | UFLS Protection Relay Replacements | TRUE | Non-Labour | Secondary Systems | 100% | Replacement Expenditure | Digital Infrastructure | Repex | N/A | N/A | DI - Protection systems | DI - Safe and Reliable Network | N/A | No | 0% | Safety security & reliability | Secondary Systems (2018-23) | 41.62% | TRUE | FY22 | 2 | 114 | 2 | 2 | 4 | 2 | FALSE | FALSE | TRUE | 0.043136 | 0.039215 | 0.019607 | 0.043136 | 0.045097 | 0.19019 | 0.043136 | 0.039215 | 0.019607 | 0.043136 | 0.045097 | 0.19019 | 0.0041492 | 0.0037702 | 0.0023065 | 0.0045013 | 0.0058676 | 0.020595 | 0.00091135 | 0.00082688 | 0.00049702 | 0.00098052 | 0.0012406 | 0.0044564 | 0.048197 | 0.043812 | 0.022411 | 0.048618 | 0.052205 | 0.21524 | 10% | 11% | 14% | 32% | 33% | 0.019019 | 0.020921 | 0.026627 | 0.060861 | 0.062763 | 0.19019 | 0.019019 | 0.020921 | 0.026627 | 0.060861 | 0.062763 | 0.19019 | 0.0020595 | 0.0022654 | 0.0028833 | 0.0065904 | 0.0067963 | 0.020595 | 0.00044564 | 0.0004902 | 0.00062389 | 0.001426 | 0.0014706 | 0.0044564 | 0.021524 | 0.023677 | 0.030134 | 0.068877 | 0.07103 | 0.21524 | FALSE | 0% | 0% | 0% | 0% | 0% | 0% | FALSE | 0% | 0% | 0% | 0% | 0% | TRUE | 100% | 0% | 0% | 0% | 0% | 0% | 0% | 0% | N/A | N/A
| 265 | Temporary protection renewal for recall periods | TRUE | Labour | Secondary Systems | 100% | Replacement Expenditure | Digital Infrastructure | Repex | N/A | N/A | DI - Protection systems | DI - Safe and Reliable Network | N/A | No | 0% | Safety security & reliability | Secondary Systems (2018-23) | 26.35% | TRUE | FY22 | 2 | 116 | 1 | 1 | 4 | 1 | FALSE | FALSE | TRUE | 0.040585 | 0.036896 | 0.018448 | 0.040585 | 0.04243 | 0.17894 | 0.039688 | 0.036634 | 0.018569 | 0.041054 | 0.043062 | 0.17901 | 0.0038176 | 0.0035221 | 0.0021844 | 0.004284 | 0.0056029 | 0.019411 | 0.0008385 | 0.00077246 | 0.00047071 | 0.00093319 | 0.0011846 | 0.0041995 | 0.044344 | 0.040928 | 0.021224 | 0.046271 | 0.04985 | 0.20262 | 10% | 11% | 14% | 32% | 33% | 0.017894 | 0.019684 | 0.025052 | 0.057262 | 0.059052 | 0.17894 | 0.017901 | 0.019691 | 0.025061 | 0.057282 | 0.059073 | 0.17901 | 0.0019411 | 0.0021352 | 0.0027175 | 0.0062115 | 0.0064056 | 0.019411 | 0.00041995 | 0.00046195 | 0.00058793 | 0.0013438 | 0.0013858 | 0.0041995 | 0.020262 | 0.022288 | 0.028367 | 0.064838 | 0.066864 | 0.20262 | FALSE | 0% | 0% | 0% | 0% | 0% | 0% | FALSE | 0% | 0% | 0% | 0% | 0% | TRUE | 100% | 0% | 0% | 0% | 0% | 0% | 0% | 0% | N/A | N/A
| 266 | Temporary protection renewal for recall periods | TRUE | Non-Labour | Secondary Systems | 100% | Replacement Expenditure | Digital Infrastructure | Repex | N/A | N/A | DI - Protection systems | DI - Safe and Reliable Network | N/A | No | 0% | Safety security & reliability | Secondary Systems (2018-23) | 73.65% | TRUE | FY22 | 2 | 116 | 2 | 2 | 4 | 2 | FALSE | FALSE | TRUE | 0.11343 | 0.10312 | 0.05156 | 0.11343 | 0.11859 | 0.50014 | 0.11343 | 0.10312 | 0.05156 | 0.11343 | 0.11859 | 0.50014 | 0.010911 | 0.0099144 | 0.0060654 | 0.011837 | 0.01543 | 0.054157 | 0.0023965 | 0.0021744 | 0.001307 | 0.0025784 | 0.0032624 | 0.011719 | 0.12674 | 0.11521 | 0.058933 | 0.12785 | 0.13728 | 0.56601 | 10% | 11% | 14% | 32% | 33% | 0.050014 | 0.055015 | 0.070019 | 0.16004 | 0.16504 | 0.50014 | 0.050014 | 0.055015 | 0.070019 | 0.16004 | 0.16504 | 0.50014 | 0.0054157 | 0.0059573 | 0.007582 | 0.01733 | 0.017872 | 0.054157 | 0.0011719 | 0.0012891 | 0.0016406 | 0.00375 | 0.0038672 | 0.011719 | 0.056601 | 0.062261 | 0.079242 | 0.18112 | 0.18678 | 0.56601 | FALSE | 0% | 0% | 0% | 0% | 0% | 0% | FALSE | 0% | 0% | 0% | 0% | 0% | TRUE | 100% | 0% | 0% | 0% | 0% | 0% | 0% | 0% | N/A | N/A
| 267 | Time Domain Protection Proof of Concept | FALSE | Labour | Secondary Systems | 100% | Replacement Expenditure | Digital Infrastructure | Repex | N/A | N/A | DI - Protection systems | DI - Safe and Reliable Network | N/A | No | 0% | Safety security & reliability | Secondary Systems (2018-23) | 0% | TRUE | FY22 | 2 | 117 | 1 | 1 | 4 | 1 | FALSE | FALSE | TRUE | 0 | 0 | 0 | 0 | 0 | 0 | 0 | 0 | 0 | 0 | 0 | 0 | 0 | 0 | 0 | 0 | 0 | 0 | 0 | 0 | 0 | 0 | 0 | 0 | 0 | 0 | 0 | 0 | 0 | 0 | 0% | 0% | 0% | 0% | 0% | 0 | 0 | 0 | 0 | 0 | 0 | 0 | 0 | 0 | 0 | 0 | 0 | 0 | 0 | 0 | 0 | 0 | 0 | 0 | 0 | 0 | 0 | 0 | 0 | 0 | 0 | 0 | 0 | 0 | 0 | FALSE | 0% | 0% | 0% | 0% | 0% | 0% | FALSE | 0% | 0% | 0% | 0% | 0% | TRUE | 100% | 0% | 0% | 0% | 0% | 0% | 0% | 0% | N/A | N/A
| 268 | Time Domain Protection Proof of Concept | FALSE | Non-Labour | Secondary Systems | 100% | Replacement Expenditure | Digital Infrastructure | Repex | N/A | N/A | DI - Protection systems | DI - Safe and Reliable Network | N/A | No | 0% | Safety security & reliability | Secondary Systems (2018-23) | 100% | TRUE | FY22 | 2 | 117 | 2 | 2 | 4 | 2 | FALSE | FALSE | TRUE | 0 | 0 | 0 | 0 | 0 | 0 | 0 | 0 | 0 | 0 | 0 | 0 | 0 | 0 | 0 | 0 | 0 | 0 | 0 | 0 | 0 | 0 | 0 | 0 | 0 | 0 | 0 | 0 | 0 | 0 | 0% | 0% | 0% | 0% | 0% | 0 | 0 | 0 | 0 | 0 | 0 | 0 | 0 | 0 | 0 | 0 | 0 | 0 | 0 | 0 | 0 | 0 | 0 | 0 | 0 | 0 | 0 | 0 | 0 | 0 | 0 | 0 | 0 | 0 | 0 | FALSE | 0% | 0% | 0% | 0% | 0% | 0% | FALSE | 0% | 0% | 0% | 0% | 0% | TRUE | 100% | 0% | 0% | 0% | 0% | 0% | 0% | 0% | N/A | N/A
| 269 | Market Metering Protection Relay Replacements | FALSE | Labour | Secondary Systems | 100% | Replacement Expenditure | Digital Infrastructure | Repex | N/A | N/A | DI - Market metering systems | DI - Safe and Reliable Network | N/A | No | 0% | Safety security & reliability | Secondary Systems (2018-23) | 0% | TRUE | FY22 | 2 | 118 | 1 | 1 | 4 | 1 | FALSE | FALSE | TRUE | 0 | 0 | 0 | 0 | 0 | 0 | 0 | 0 | 0 | 0 | 0 | 0 | 0 | 0 | 0 | 0 | 0 | 0 | 0 | 0 | 0 | 0 | 0 | 0 | 0 | 0 | 0 | 0 | 0 | 0 | 0% | 0% | 0% | 0% | 0% | 0 | 0 | 0 | 0 | 0 | 0 | 0 | 0 | 0 | 0 | 0 | 0 | 0 | 0 | 0 | 0 | 0 | 0 | 0 | 0 | 0 | 0 | 0 | 0 | 0 | 0 | 0 | 0 | 0 | 0 | FALSE | 0% | 0% | 0% | 0% | 0% | 0% | FALSE | 0% | 0% | 0% | 0% | 0% | TRUE | 0% | 0% | 100% | 0% | 0% | 0% | 0% | 0% | N/A | N/A
| 270 | Market Metering Protection Relay Replacements | FALSE | Non-Labour | Secondary Systems | 100% | Replacement Expenditure | Digital Infrastructure | Repex | N/A | N/A | DI - Market metering systems | DI - Safe and Reliable Network | N/A | No | 0% | Safety security & reliability | Secondary Systems (2018-23) | 100% | TRUE | FY22 | 2 | 118 | 2 | 2 | 4 | 2 | FALSE | FALSE | TRUE | 0 | 0 | 0 | 0 | 0 | 0 | 0 | 0 | 0 | 0 | 0 | 0 | 0 | 0 | 0 | 0 | 0 | 0 | 0 | 0 | 0 | 0 | 0 | 0 | 0 | 0 | 0 | 0 | 0 | 0 | 0% | 0% | 0% | 0% | 0% | 0 | 0 | 0 | 0 | 0 | 0 | 0 | 0 | 0 | 0 | 0 | 0 | 0 | 0 | 0 | 0 | 0 | 0 | 0 | 0 | 0 | 0 | 0 | 0 | 0 | 0 | 0 | 0 | 0 | 0 | FALSE | 0% | 0% | 0% | 0% | 0% | 0% | FALSE | 0% | 0% | 0% | 0% | 0% | TRUE | 0% | 0% | 100% | 0% | 0% | 0% | 0% | 0% | N/A | N/A
| 271 | NiCd / Chargers Renewal | FALSE | Labour | Business IT | 100% | Replacement Expenditure | Digital Infrastructure | Repex | N/A | N/A | DI - AC/DC & Auxiliary systems | DI - Safe and Reliable Network | N/A | No | 0% | Safety security & reliability | Business IT (2018 onwards) | 0% | TRUE | FY22 | 2 | 119 | 1 | 1 | 6 | 1 | FALSE | FALSE | TRUE | 0 | 0 | 0 | 0 | 0 | 0 | 0 | 0 | 0 | 0 | 0 | 0 | 0 | 0 | 0 | 0 | 0 | 0 | 0 | 0 | 0 | 0 | 0 | 0 | 0 | 0 | 0 | 0 | 0 | 0 | 0% | 0% | 0% | 0% | 0% | 0 | 0 | 0 | 0 | 0 | 0 | 0 | 0 | 0 | 0 | 0 | 0 | 0 | 0 | 0 | 0 | 0 | 0 | 0 | 0 | 0 | 0 | 0 | 0 | 0 | 0 | 0 | 0 | 0 | 0 | FALSE | 0% | 0% | 0% | 0% | 0% | 0% | FALSE | 0% | 0% | 0% | 0% | 0% | TRUE | 0% | 0% | 0% | 0% | 0% | 0% | 100% | 0% | N/A | N/A
| 272 | NiCd / Chargers Renewal | FALSE | Non-Labour | Business IT | 100% | Replacement Expenditure | Digital Infrastructure | Repex | N/A | N/A | DI - AC/DC & Auxiliary systems | DI - Safe and Reliable Network | N/A | No | 0% | Safety security & reliability | Business IT (2018 onwards) | 100% | TRUE | FY22 | 2 | 119 | 2 | 2 | 6 | 2 | FALSE | FALSE | TRUE | 0 | 0 | 0 | 0 | 0 | 0 | 0 | 0 | 0 | 0 | 0 | 0 | 0 | 0 | 0 | 0 | 0 | 0 | 0 | 0 | 0 | 0 | 0 | 0 | 0 | 0 | 0 | 0 | 0 | 0 | 0% | 0% | 0% | 0% | 0% | 0 | 0 | 0 | 0 | 0 | 0 | 0 | 0 | 0 | 0 | 0 | 0 | 0 | 0 | 0 | 0 | 0 | 0 | 0 | 0 | 0 | 0 | 0 | 0 | 0 | 0 | 0 | 0 | 0 | 0 | FALSE | 0% | 0% | 0% | 0% | 0% | 0% | FALSE | 0% | 0% | 0% | 0% | 0% | TRUE | 0% | 0% | 0% | 0% | 0% | 0% | 100% | 0% | N/A | N/A
| 273 | RPS Renewal | FALSE | Labour | Business IT | 100% | Replacement Expenditure | Digital Infrastructure | Repex | N/A | N/A | DI - AC/DC & Auxiliary systems | DI - Safe and Reliable Network | N/A | Yes | 0% | Safety security & reliability | Business IT (2018 onwards) | 0% | TRUE | FY22 | 2 | 120 | 1 | 1 | 6 | 1 | FALSE | FALSE | TRUE | 0 | 0 | 0 | 0 | 0 | 0 | 0 | 0 | 0 | 0 | 0 | 0 | 0 | 0 | 0 | 0 | 0 | 0 | 0 | 0 | 0 | 0 | 0 | 0 | 0 | 0 | 0 | 0 | 0 | 0 | 0% | 0% | 0% | 0% | 0% | 0 | 0 | 0 | 0 | 0 | 0 | 0 | 0 | 0 | 0 | 0 | 0 | 0 | 0 | 0 | 0 | 0 | 0 | 0 | 0 | 0 | 0 | 0 | 0 | 0 | 0 | 0 | 0 | 0 | 0 | FALSE | 0% | 0% | 0% | 0% | 0% | 0% | FALSE | 0% | 0% | 0% | 0% | 0% | TRUE | 0% | 0% | 0% | 0% | 0% | 0% | 100% | 0% | N/A | N/A
| 274 | RPS Renewal | FALSE | Non-Labour | Business IT | 100% | Replacement Expenditure | Digital Infrastructure | Repex | N/A | N/A | DI - AC/DC & Auxiliary systems | DI - Safe and Reliable Network | N/A | Yes | 0% | Safety security & reliability | Business IT (2018 onwards) | 100% | TRUE | FY22 | 2 | 120 | 2 | 2 | 6 | 2 | FALSE | FALSE | TRUE | 0 | 0 | 0 | 0 | 0 | 0 | 0 | 0 | 0 | 0 | 0 | 0 | 0 | 0 | 0 | 0 | 0 | 0 | 0 | 0 | 0 | 0 | 0 | 0 | 0 | 0 | 0 | 0 | 0 | 0 | 0% | 0% | 0% | 0% | 0% | 0 | 0 | 0 | 0 | 0 | 0 | 0 | 0 | 0 | 0 | 0 | 0 | 0 | 0 | 0 | 0 | 0 | 0 | 0 | 0 | 0 | 0 | 0 | 0 | 0 | 0 | 0 | 0 | 0 | 0 | FALSE | 0% | 0% | 0% | 0% | 0% | 0% | FALSE | 0% | 0% | 0% | 0% | 0% | TRUE | 0% | 0% | 0% | 0% | 0% | 0% | 100% | 0% | N/A | N/A
| 275 | RTU Renewal Program | FALSE | Labour | Secondary Systems | 100% | Replacement Expenditure | Digital Infrastructure | Repex | N/A | N/A | DI - Control systems | DI - Safe and Reliable Network | N/A | No | 0% | Safety security & reliability | Secondary Systems (2018-23) | 0% | TRUE | FY22 | 2 | 121 | 1 | 1 | 4 | 1 | FALSE | FALSE | TRUE | 0 | 0 | 0 | 0 | 0 | 0 | 0 | 0 | 0 | 0 | 0 | 0 | 0 | 0 | 0 | 0 | 0 | 0 | 0 | 0 | 0 | 0 | 0 | 0 | 0 | 0 | 0 | 0 | 0 | 0 | 0% | 0% | 0% | 0% | 0% | 0 | 0 | 0 | 0 | 0 | 0 | 0 | 0 | 0 | 0 | 0 | 0 | 0 | 0 | 0 | 0 | 0 | 0 | 0 | 0 | 0 | 0 | 0 | 0 | 0 | 0 | 0 | 0 | 0 | 0 | FALSE | 0% | 0% | 0% | 0% | 0% | 0% | FALSE | 0% | 0% | 0% | 0% | 0% | TRUE | 0% | 100% | 0% | 0% | 0% | 0% | 0% | 0% | N/A | N/A
| 276 | RTU Renewal Program | FALSE | Non-Labour | Secondary Systems | 100% | Replacement Expenditure | Digital Infrastructure | Repex | N/A | N/A | DI - Control systems | DI - Safe and Reliable Network | N/A | No | 0% | Safety security & reliability | Secondary Systems (2018-23) | 100% | TRUE | FY22 | 2 | 121 | 2 | 2 | 4 | 2 | FALSE | FALSE | TRUE | 0 | 0 | 0 | 0 | 0 | 0 | 0 | 0 | 0 | 0 | 0 | 0 | 0 | 0 | 0 | 0 | 0 | 0 | 0 | 0 | 0 | 0 | 0 | 0 | 0 | 0 | 0 | 0 | 0 | 0 | 0% | 0% | 0% | 0% | 0% | 0 | 0 | 0 | 0 | 0 | 0 | 0 | 0 | 0 | 0 | 0 | 0 | 0 | 0 | 0 | 0 | 0 | 0 | 0 | 0 | 0 | 0 | 0 | 0 | 0 | 0 | 0 | 0 | 0 | 0 | FALSE | 0% | 0% | 0% | 0% | 0% | 0% | FALSE | 0% | 0% | 0% | 0% | 0% | TRUE | 0% | 100% | 0% | 0% | 0% | 0% | 0% | 0% | N/A | N/A
| 277 | HMI/Gateway Renewal Programs | FALSE | Labour | Secondary Systems | 100% | Replacement Expenditure | Digital Infrastructure | Repex | N/A | N/A | DI - Control systems | DI - Safe and Reliable Network | N/A | No | 0% | Safety security & reliability | Secondary Systems (2018-23) | 0% | TRUE | FY22 | 2 | 122 | 1 | 1 | 4 | 1 | FALSE | FALSE | TRUE | 0 | 0 | 0 | 0 | 0 | 0 | 0 | 0 | 0 | 0 | 0 | 0 | 0 | 0 | 0 | 0 | 0 | 0 | 0 | 0 | 0 | 0 | 0 | 0 | 0 | 0 | 0 | 0 | 0 | 0 | 0% | 0% | 0% | 0% | 0% | 0 | 0 | 0 | 0 | 0 | 0 | 0 | 0 | 0 | 0 | 0 | 0 | 0 | 0 | 0 | 0 | 0 | 0 | 0 | 0 | 0 | 0 | 0 | 0 | 0 | 0 | 0 | 0 | 0 | 0 | FALSE | 0% | 0% | 0% | 0% | 0% | 0% | FALSE | 0% | 0% | 0% | 0% | 0% | TRUE | 0% | 100% | 0% | 0% | 0% | 0% | 0% | 0% | N/A | N/A
| 278 | HMI/Gateway Renewal Programs | FALSE | Non-Labour | Secondary Systems | 100% | Replacement Expenditure | Digital Infrastructure | Repex | N/A | N/A | DI - Control systems | DI - Safe and Reliable Network | N/A | No | 0% | Safety security & reliability | Secondary Systems (2018-23) | 100% | TRUE | FY22 | 2 | 122 | 2 | 2 | 4 | 2 | FALSE | FALSE | TRUE | 0 | 0 | 0 | 0 | 0 | 0 | 0 | 0 | 0 | 0 | 0 | 0 | 0 | 0 | 0 | 0 | 0 | 0 | 0 | 0 | 0 | 0 | 0 | 0 | 0 | 0 | 0 | 0 | 0 | 0 | 0% | 0% | 0% | 0% | 0% | 0 | 0 | 0 | 0 | 0 | 0 | 0 | 0 | 0 | 0 | 0 | 0 | 0 | 0 | 0 | 0 | 0 | 0 | 0 | 0 | 0 | 0 | 0 | 0 | 0 | 0 | 0 | 0 | 0 | 0 | FALSE | 0% | 0% | 0% | 0% | 0% | 0% | FALSE | 0% | 0% | 0% | 0% | 0% | TRUE | 0% | 100% | 0% | 0% | 0% | 0% | 0% | 0% | N/A | N/A
| 279 | OTN Network Replacement | TRUE | Labour | Communications (short life) | 100% | Replacement Expenditure | Digital Infrastructure | Repex | N/A | N/A | DI - Communications systems | DI - Compliance | N/A | No | 0% | Safety security & reliability | Communications (short life) (2018 onwards) | 27.99% | TRUE | FY22 | 2 | 123 | 1 | 1 | 5 | 1 | FALSE | FALSE | TRUE | 1.365 | 1.365 | 0 | 0 | 0 | 2.73 | 1.3348 | 1.3553 | 0 | 0 | 0 | 2.6901 | 0.1284 | 0.1303 | 0 | 0 | 0 | 0.2587 | 0.028201 | 0.028578 | 0 | 0 | 0 | 0.056779 | 1.4914 | 1.5142 | 0 | 0 | 0 | 3.0056 | 0% | 100% | 0% | 0% | 0% | 0 | 2.73 | 0 | 0 | 0 | 2.73 | 0 | 2.6901 | 0 | 0 | 0 | 2.6901 | 0 | 0.2587 | 0 | 0 | 0 | 0.2587 | 0 | 0.056779 | 0 | 0 | 0 | 0.056779 | 0 | 3.0056 | 0 | 0 | 0 | 3.0056 | FALSE | 0% | 0% | 0% | 0% | 0% | 0% | FALSE | 0% | 0% | 0% | 0% | 0% | TRUE | 0% | 0% | 0% | 0% | 100% | 0% | 0% | 0% | N/A | N/A
| 280 | OTN Network Replacement | TRUE | Non-Labour | Communications (short life) | 100% | Replacement Expenditure | Digital Infrastructure | Repex | N/A | N/A | DI - Communications systems | DI - Compliance | N/A | No | 0% | Safety security & reliability | Communications (short life) (2018 onwards) | 72.01% | TRUE | FY22 | 2 | 123 | 2 | 2 | 5 | 2 | FALSE | FALSE | TRUE | 3.5124 | 3.5124 | 0 | 0 | 0 | 7.0249 | 3.5124 | 3.5124 | 0 | 0 | 0 | 7.0249 | 0.33786 | 0.3377 | 0 | 0 | 0 | 0.67556 | 0.074209 | 0.074063 | 0 | 0 | 0 | 0.14827 | 3.9245 | 3.9242 | 0 | 0 | 0 | 7.8487 | 0% | 100% | 0% | 0% | 0% | 0 | 7.0249 | 0 | 0 | 0 | 7.0249 | 0 | 7.0249 | 0 | 0 | 0 | 7.0249 | 0 | 0.67556 | 0 | 0 | 0 | 0.67556 | 0 | 0.14827 | 0 | 0 | 0 | 0.14827 | 0 | 7.8487 | 0 | 0 | 0 | 7.8487 | FALSE | 0% | 0% | 0% | 0% | 0% | 0% | FALSE | 0% | 0% | 0% | 0% | 0% | TRUE | 0% | 0% | 0% | 0% | 100% | 0% | 0% | 0% | N/A | N/A
| 281 | Multiplexer Renewal program | TRUE | Labour | Communications (short life) | 100% | Replacement Expenditure | Digital Infrastructure | Repex | N/A | N/A | DI - Communications systems | DI - Safe and Reliable Network | N/A | No | 0% | Safety security & reliability | Communications (short life) (2018 onwards) | 33.46% | TRUE | FY22 | 2 | 124 | 1 | 1 | 5 | 1 | FALSE | FALSE | TRUE | 0.58271 | 0.52973 | 0.26487 | 0.58271 | 0.60919 | 2.5692 | 0.56982 | 0.52597 | 0.26661 | 0.58943 | 0.61827 | 2.5701 | 0.054811 | 0.050569 | 0.031363 | 0.061508 | 0.080444 | 0.27869 | 0.012039 | 0.011091 | 0.0067583 | 0.013398 | 0.017009 | 0.060295 | 0.63667 | 0.58763 | 0.30473 | 0.66434 | 0.71572 | 2.9091 | 10% | 11% | 14% | 32% | 33% | 0.25692 | 0.28261 | 0.35969 | 0.82214 | 0.84784 | 2.5692 | 0.25701 | 0.28271 | 0.35982 | 0.82243 | 0.84814 | 2.5701 | 0.027869 | 0.030656 | 0.039017 | 0.089182 | 0.091969 | 0.27869 | 0.0060295 | 0.0066324 | 0.0084413 | 0.019294 | 0.019897 | 0.060295 | 0.29091 | 0.32 | 0.40727 | 0.93091 | 0.96 | 2.9091 | FALSE | 0% | 0% | 0% | 0% | 0% | 0% | FALSE | 0% | 0% | 0% | 0% | 0% | TRUE | 0% | 0% | 0% | 0% | 100% | 0% | 0% | 0% | N/A | N/A
| 282 | Multiplexer Renewal program | TRUE | Non-Labour | Communications (short life) | 100% | Replacement Expenditure | Digital Infrastructure | Repex | N/A | N/A | DI - Communications systems | DI - Safe and Reliable Network | N/A | No | 0% | Safety security & reliability | Communications (short life) (2018 onwards) | 66.54% | TRUE | FY22 | 2 | 124 | 2 | 2 | 5 | 2 | FALSE | FALSE | TRUE | 1.1586 | 1.0532 | 0.52662 | 1.1586 | 1.2112 | 5.1082 | 1.1586 | 1.0532 | 0.52662 | 1.1586 | 1.2112 | 5.1082 | 0.11144 | 0.10126 | 0.061949 | 0.1209 | 0.15759 | 0.55314 | 0.024477 | 0.022208 | 0.013349 | 0.026335 | 0.033321 | 0.11969 | 1.2945 | 1.1767 | 0.60191 | 1.3058 | 1.4021 | 5.781 | 10% | 11% | 14% | 32% | 33% | 0.51082 | 0.5619 | 0.71514 | 1.6346 | 1.6857 | 5.1082 | 0.51082 | 0.5619 | 0.71514 | 1.6346 | 1.6857 | 5.1082 | 0.055314 | 0.060845 | 0.07744 | 0.177 | 0.18254 | 0.55314 | 0.011969 | 0.013166 | 0.016757 | 0.038301 | 0.039498 | 0.11969 | 0.5781 | 0.63591 | 0.80934 | 1.8499 | 1.9077 | 5.781 | FALSE | 0% | 0% | 0% | 0% | 0% | 0% | FALSE | 0% | 0% | 0% | 0% | 0% | TRUE | 0% | 0% | 0% | 0% | 100% | 0% | 0% | 0% | N/A | N/A
| 283 | Microwave Renewal Program | TRUE | Labour | Communications (short life) | 100% | Replacement Expenditure | Digital Infrastructure | Repex | N/A | N/A | DI - Communications systems | DI - Safe and Reliable Network | N/A | No | 0% | Safety security & reliability | Communications (short life) (2018 onwards) | 27.43% | TRUE | FY22 | 2 | 125 | 1 | 1 | 5 | 1 | FALSE | FALSE | TRUE | 0.46464 | 0.4224 | 0.2112 | 0.46464 | 0.48576 | 2.0486 | 0.45437 | 0.4194 | 0.21259 | 0.47 | 0.493 | 2.0494 | 0.043705 | 0.040323 | 0.025008 | 0.049045 | 0.064145 | 0.22223 | 0.0095995 | 0.0088435 | 0.0053889 | 0.010684 | 0.013562 | 0.048078 | 0.50767 | 0.46857 | 0.24299 | 0.52973 | 0.5707 | 2.3197 | 10% | 11% | 14% | 32% | 33% | 0.20486 | 0.22535 | 0.28681 | 0.65556 | 0.67605 | 2.0486 | 0.20494 | 0.22543 | 0.28691 | 0.65579 | 0.67629 | 2.0494 | 0.022223 | 0.024445 | 0.031112 | 0.071112 | 0.073334 | 0.22223 | 0.0048078 | 0.0052886 | 0.0067309 | 0.015385 | 0.015866 | 0.048078 | 0.23197 | 0.25516 | 0.32475 | 0.74229 | 0.76549 | 2.3197 | FALSE | 0% | 0% | 0% | 0% | 0% | 0% | FALSE | 0% | 0% | 0% | 0% | 0% | TRUE | 0% | 0% | 0% | 0% | 100% | 0% | 0% | 0% | N/A | N/A
| 284 | Microwave Renewal Program | TRUE | Non-Labour | Communications (short life) | 100% | Replacement Expenditure | Digital Infrastructure | Repex | N/A | N/A | DI - Communications systems | DI - Safe and Reliable Network | N/A | No | 0% | Safety security & reliability | Communications (short life) (2018 onwards) | 72.57% | TRUE | FY22 | 2 | 125 | 2 | 2 | 5 | 2 | FALSE | FALSE | TRUE | 1.2294 | 1.1177 | 0.55883 | 1.2294 | 1.2853 | 5.4207 | 1.2294 | 1.1177 | 0.55883 | 1.2294 | 1.2853 | 5.4207 | 0.11826 | 0.10746 | 0.065739 | 0.12829 | 0.16724 | 0.58698 | 0.025975 | 0.023567 | 0.014166 | 0.027946 | 0.035359 | 0.12701 | 1.3737 | 1.2487 | 0.63874 | 1.3857 | 1.4879 | 6.1347 | 10% | 11% | 14% | 32% | 33% | 0.54207 | 0.59628 | 0.7589 | 1.7346 | 1.7888 | 5.4207 | 0.54207 | 0.59628 | 0.7589 | 1.7346 | 1.7888 | 5.4207 | 0.058698 | 0.064568 | 0.082177 | 0.18783 | 0.1937 | 0.58698 | 0.012701 | 0.013971 | 0.017782 | 0.040644 | 0.041914 | 0.12701 | 0.61347 | 0.67482 | 0.85886 | 1.9631 | 2.0244 | 6.1347 | FALSE | 0% | 0% | 0% | 0% | 0% | 0% | FALSE | 0% | 0% | 0% | 0% | 0% | TRUE | 0% | 0% | 0% | 0% | 100% | 0% | 0% | 0% | N/A | N/A
| 285 | OPGW rollout | FALSE | Labour | Transmission Lines | 100% | Replacement Expenditure | Digital Infrastructure | Repex | N/A | N/A | DI - OPGW | DI - Safe and Reliable Network | N/A | No | 0% | Safety security & reliability | Transmission Lines (2018 onwards) | 0% | TRUE | FY22 | 2 | 126 | 1 | 1 | 1 | 1 | FALSE | FALSE | TRUE | 0 | 0 | 0 | 0 | 0 | 0 | 0 | 0 | 0 | 0 | 0 | 0 | 0 | 0 | 0 | 0 | 0 | 0 | 0 | 0 | 0 | 0 | 0 | 0 | 0 | 0 | 0 | 0 | 0 | 0 | 0% | 0% | 0% | 0% | 0% | 0 | 0 | 0 | 0 | 0 | 0 | 0 | 0 | 0 | 0 | 0 | 0 | 0 | 0 | 0 | 0 | 0 | 0 | 0 | 0 | 0 | 0 | 0 | 0 | 0 | 0 | 0 | 0 | 0 | 0 | TRUE | 0% | 0% | 0% | 0% | 0% | 100% | FALSE | 0% | 0% | 0% | 0% | 0% | FALSE | 0% | 0% | 0% | 0% | 0% | 0% | 0% | 0% | N/A | N/A
| 286 | OPGW rollout | FALSE | Non-Labour | Transmission Lines | 100% | Replacement Expenditure | Digital Infrastructure | Repex | N/A | N/A | DI - OPGW | DI - Safe and Reliable Network | N/A | No | 0% | Safety security & reliability | Transmission Lines (2018 onwards) | 100% | TRUE | FY22 | 2 | 126 | 2 | 2 | 1 | 2 | FALSE | FALSE | TRUE | 0 | 0 | 0 | 0 | 0 | 0 | 0 | 0 | 0 | 0 | 0 | 0 | 0 | 0 | 0 | 0 | 0 | 0 | 0 | 0 | 0 | 0 | 0 | 0 | 0 | 0 | 0 | 0 | 0 | 0 | 0% | 0% | 0% | 0% | 0% | 0 | 0 | 0 | 0 | 0 | 0 | 0 | 0 | 0 | 0 | 0 | 0 | 0 | 0 | 0 | 0 | 0 | 0 | 0 | 0 | 0 | 0 | 0 | 0 | 0 | 0 | 0 | 0 | 0 | 0 | TRUE | 0% | 0% | 0% | 0% | 0% | 100% | FALSE | 0% | 0% | 0% | 0% | 0% | FALSE | 0% | 0% | 0% | 0% | 0% | 0% | 0% | 0% | N/A | N/A
| 287 | DI - Capital spares | TRUE | Labour | Secondary Systems | 100% | Replacement Expenditure | Digital Infrastructure | Repex | N/A | N/A | DI - Protection systems | DI - Safe and Reliable Network | N/A | No | 0% | Safety security & reliability | Secondary Systems (2018-23) | 0% | TRUE | FY22 | 2 | 127 | 1 | 1 | 4 | 1 | FALSE | FALSE | TRUE | 0 | 0 | 0 | 0 | 0 | 0 | 0 | 0 | 0 | 0 | 0 | 0 | 0 | 0 | 0 | 0 | 0 | 0 | 0 | 0 | 0 | 0 | 0 | 0 | 0 | 0 | 0 | 0 | 0 | 0 | 20% | 20% | 20% | 20% | 20% | 0 | 0 | 0 | 0 | 0 | 0 | 0 | 0 | 0 | 0 | 0 | 0 | 0 | 0 | 0 | 0 | 0 | 0 | 0 | 0 | 0 | 0 | 0 | 0 | 0 | 0 | 0 | 0 | 0 | 0 | FALSE | 0% | 0% | 0% | 0% | 0% | 0% | FALSE | 0% | 0% | 0% | 0% | 0% | TRUE | 50% | 20% | 30% | 0% | 0% | 0% | 0% | 0% | N/A | N/A
| 288 | DI - Capital spares | TRUE | Non-Labour | Secondary Systems | 100% | Replacement Expenditure | Digital Infrastructure | Repex | N/A | N/A | DI - Protection systems | DI - Safe and Reliable Network | N/A | No | 0% | Safety security & reliability | Secondary Systems (2018-23) | 100% | TRUE | FY22 | 2 | 127 | 2 | 2 | 4 | 2 | FALSE | FALSE | TRUE | 0.46226 | 0.46226 | 0.46226 | 0.46226 | 0.46226 | 2.3113 | 0.46226 | 0.46226 | 0.46226 | 0.46226 | 0.46226 | 2.3113 | 0.044465 | 0.044444 | 0.054379 | 0.048237 | 0.060146 | 0.25167 | 0.0097664 | 0.0097473 | 0.011718 | 0.010508 | 0.012717 | 0.054456 | 0.51649 | 0.51645 | 0.52836 | 0.52101 | 0.53513 | 2.6174 | 20% | 20% | 20% | 20% | 20% | 0.46226 | 0.46226 | 0.46226 | 0.46226 | 0.46226 | 2.3113 | 0.46226 | 0.46226 | 0.46226 | 0.46226 | 0.46226 | 2.3113 | 0.050334 | 0.050334 | 0.050334 | 0.050334 | 0.050334 | 0.25167 | 0.010891 | 0.010891 | 0.010891 | 0.010891 | 0.010891 | 0.054456 | 0.52349 | 0.52349 | 0.52349 | 0.52349 | 0.52349 | 2.6174 | FALSE | 0% | 0% | 0% | 0% | 0% | 0% | FALSE | 0% | 0% | 0% | 0% | 0% | TRUE | 50% | 20% | 30% | 0% | 0% | 0% | 0% | 0% | N/A | N/A
| 289 | Comms Alarm System Renewals | TRUE | Labour | Communications (short life) | 100% | Replacement Expenditure | Digital Infrastructure | Repex | N/A | N/A | DI - Communications systems | DI - Safe and Reliable Network | N/A | No | 0% | Safety security & reliability | Communications (short life) (2018 onwards) | 48.78% | TRUE | FY22 | 2 | 128 | 1 | 1 | 5 | 1 | FALSE | FALSE | TRUE | 0.5723 | 0.52028 | 0.26014 | 0.5723 | 0.59832 | 2.5233 | 0.55965 | 0.51658 | 0.26185 | 0.57891 | 0.60723 | 2.5242 | 0.053832 | 0.049666 | 0.030803 | 0.06041 | 0.079008 | 0.27372 | 0.011824 | 0.010893 | 0.0066376 | 0.013159 | 0.016705 | 0.059219 | 0.62531 | 0.57714 | 0.29929 | 0.65248 | 0.70295 | 2.8572 | 10% | 11% | 14% | 32% | 33% | 0.25233 | 0.27757 | 0.35327 | 0.80747 | 0.8327 | 2.5233 | 0.25242 | 0.27767 | 0.35339 | 0.80776 | 0.833 | 2.5242 | 0.027372 | 0.030109 | 0.038321 | 0.08759 | 0.090328 | 0.27372 | 0.0059219 | 0.006514 | 0.0082906 | 0.01895 | 0.019542 | 0.059219 | 0.28572 | 0.31429 | 0.4 | 0.9143 | 0.94287 | 2.8572 | FALSE | 0% | 0% | 0% | 0% | 0% | 0% | FALSE | 0% | 0% | 0% | 0% | 0% | TRUE | 0% | 0% | 0% | 0% | 100% | 0% | 0% | 0% | N/A | N/A
| 290 | Comms Alarm System Renewals | TRUE | Non-Labour | Communications (short life) | 100% | Replacement Expenditure | Digital Infrastructure | Repex | N/A | N/A | DI - Communications systems | DI - Safe and Reliable Network | N/A | No | 0% | Safety security & reliability | Communications (short life) (2018 onwards) | 51.22% | TRUE | FY22 | 2 | 128 | 2 | 2 | 5 | 2 | FALSE | FALSE | TRUE | 0.60095 | 0.54632 | 0.27316 | 0.60095 | 0.62826 | 2.6496 | 0.60095 | 0.54632 | 0.27316 | 0.60095 | 0.62826 | 2.6496 | 0.057804 | 0.052525 | 0.032133 | 0.062709 | 0.081744 | 0.28692 | 0.012696 | 0.01152 | 0.0069242 | 0.01366 | 0.017284 | 0.062084 | 0.67145 | 0.61036 | 0.31222 | 0.67732 | 0.72729 | 2.9986 | 10% | 11% | 14% | 32% | 33% | 0.26496 | 0.29146 | 0.37095 | 0.84788 | 0.87438 | 2.6496 | 0.26496 | 0.29146 | 0.37095 | 0.84788 | 0.87438 | 2.6496 | 0.028692 | 0.031561 | 0.040168 | 0.091813 | 0.094682 | 0.28692 | 0.0062084 | 0.0068292 | 0.0086917 | 0.019867 | 0.020488 | 0.062084 | 0.29986 | 0.32985 | 0.41981 | 0.95956 | 0.98955 | 2.9986 | FALSE | 0% | 0% | 0% | 0% | 0% | 0% | FALSE | 0% | 0% | 0% | 0% | 0% | TRUE | 0% | 0% | 0% | 0% | 100% | 0% | 0% | 0% | N/A | N/A
| 291 | Operational Building Refurbs | TRUE | Labour | Business IT | 100% | Replacement Expenditure | Digital Infrastructure | Repex | N/A | N/A | DI - Network Buildings & Security | DI - Safe and Reliable Network | N/A | No | 0% | Safety security & reliability | Business IT (2018 onwards) | 2.425% | TRUE | FY22 | 2 | 129 | 1 | 1 | 6 | 1 | FALSE | FALSE | TRUE | 0.068203 | 0.054562 | 0.027281 | 0.060018 | 0.062747 | 0.27281 | 0.066695 | 0.054175 | 0.027461 | 0.060712 | 0.063682 | 0.27272 | 0.0064153 | 0.0052086 | 0.0032304 | 0.0063353 | 0.0082857 | 0.029475 | 0.0014091 | 0.0011423 | 0.0006961 | 0.00138 | 0.0017519 | 0.0063794 | 0.074519 | 0.060526 | 0.031387 | 0.068427 | 0.073719 | 0.30858 | 10% | 11% | 14% | 32% | 33% | 0.027281 | 0.030009 | 0.038194 | 0.0873 | 0.090028 | 0.27281 | 0.027272 | 0.03 | 0.038181 | 0.087272 | 0.089999 | 0.27272 | 0.0029475 | 0.0032423 | 0.0041265 | 0.0094321 | 0.0097268 | 0.029475 | 0.00063794 | 0.00070174 | 0.00089312 | 0.0020414 | 0.0021052 | 0.0063794 | 0.030858 | 0.033944 | 0.043201 | 0.098745 | 0.10183 | 0.30858 | FALSE | 0% | 0% | 0% | 0% | 0% | 0% | FALSE | 0% | 0% | 0% | 0% | 0% | TRUE | 0% | 0% | 0% | 100% | 0% | 0% | 0% | 0% | N/A | N/A
| 292 | Operational Building Refurbs | TRUE | Non-Labour | Business IT | 100% | Replacement Expenditure | Digital Infrastructure | Repex | N/A | N/A | DI - Network Buildings & Security | DI - Safe and Reliable Network | N/A | No | 0% | Safety security & reliability | Business IT (2018 onwards) | 97.58% | TRUE | FY22 | 2 | 129 | 2 | 2 | 6 | 2 | FALSE | FALSE | TRUE | 2.7446 | 2.1957 | 1.0979 | 2.4153 | 2.5251 | 10.9786 | 2.7446 | 2.1957 | 1.0979 | 2.4153 | 2.5251 | 10.9786 | 0.264 | 0.2111 | 0.12915 | 0.25204 | 0.32854 | 1.1848 | 0.057987 | 0.046299 | 0.027829 | 0.054901 | 0.069465 | 0.25648 | 3.0666 | 2.4531 | 1.2548 | 2.7222 | 2.9231 | 12.4199 | 10% | 11% | 14% | 32% | 33% | 1.0979 | 1.2076 | 1.537 | 3.5131 | 3.6229 | 10.9786 | 1.0979 | 1.2076 | 1.537 | 3.5131 | 3.6229 | 10.9786 | 0.11848 | 0.13033 | 0.16588 | 0.37915 | 0.391 | 1.1848 | 0.025648 | 0.028213 | 0.035907 | 0.082074 | 0.084639 | 0.25648 | 1.242 | 1.3662 | 1.7388 | 3.9744 | 4.0986 | 12.4199 | FALSE | 0% | 0% | 0% | 0% | 0% | 0% | FALSE | 0% | 0% | 0% | 0% | 0% | TRUE | 0% | 0% | 0% | 100% | 0% | 0% | 0% | 0% | N/A | N/A
| 293 | Palisade Gate Renewals | TRUE | Labour | Business IT | 100% | Replacement Expenditure | Digital Infrastructure | Repex | N/A | N/A | DI - Network Buildings & Security | DI - Safe and Reliable Network | N/A | No | 0% | Safety security & reliability | Business IT (2018 onwards) | 12.06% | TRUE | FY22 | 2 | 130 | 1 | 1 | 6 | 1 | FALSE | FALSE | TRUE | 0.27871 | 0.27871 | 0 | 0 | 0 | 0.55742 | 0.27255 | 0.27673 | 0 | 0 | 0 | 0.54928 | 0.026216 | 0.026606 | 0 | 0 | 0 | 0.052822 | 0.0057583 | 0.0058352 | 0 | 0 | 0 | 0.011593 | 0.30452 | 0.30917 | 0 | 0 | 0 | 0.6137 | 0% | 100% | 0% | 0% | 0% | 0 | 0.55742 | 0 | 0 | 0 | 0.55742 | 0 | 0.54928 | 0 | 0 | 0 | 0.54928 | 0 | 0.052822 | 0 | 0 | 0 | 0.052822 | 0 | 0.011593 | 0 | 0 | 0 | 0.011593 | 0 | 0.6137 | 0 | 0 | 0 | 0.6137 | FALSE | 0% | 0% | 0% | 0% | 0% | 0% | FALSE | 0% | 0% | 0% | 0% | 0% | TRUE | 0% | 0% | 0% | 100% | 0% | 0% | 0% | 0% | N/A | N/A
| 294 | Palisade Gate Renewals | TRUE | Non-Labour | Business IT | 100% | Replacement Expenditure | Digital Infrastructure | Repex | N/A | N/A | DI - Network Buildings & Security | DI - Safe and Reliable Network | N/A | No | 0% | Safety security & reliability | Business IT (2018 onwards) | 87.94% | TRUE | FY22 | 2 | 130 | 2 | 2 | 6 | 2 | FALSE | FALSE | TRUE | 2.0327 | 2.0327 | 0 | 0 | 0 | 4.0655 | 2.0327 | 2.0327 | 0 | 0 | 0 | 4.0655 | 0.19553 | 0.19543 | 0 | 0 | 0 | 0.39096 | 0.042946 | 0.042862 | 0 | 0 | 0 | 0.085808 | 2.2712 | 2.271 | 0 | 0 | 0 | 4.5422 | 0% | 100% | 0% | 0% | 0% | 0 | 4.0655 | 0 | 0 | 0 | 4.0655 | 0 | 4.0655 | 0 | 0 | 0 | 4.0655 | 0 | 0.39096 | 0 | 0 | 0 | 0.39096 | 0 | 0.085808 | 0 | 0 | 0 | 0.085808 | 0 | 4.5422 | 0 | 0 | 0 | 4.5422 | FALSE | 0% | 0% | 0% | 0% | 0% | 0% | FALSE | 0% | 0% | 0% | 0% | 0% | TRUE | 0% | 0% | 0% | 100% | 0% | 0% | 0% | 0% | N/A | N/A
| 295 | Fire Systems Renewals | TRUE | Labour | Business IT | 100% | Replacement Expenditure | Digital Infrastructure | Repex | N/A | N/A | DI - Network Buildings & Security | DI - Safe and Reliable Network | N/A | No | 0% | Safety security & reliability | Business IT (2018 onwards) | 2.425% | TRUE | FY22 | 2 | 131 | 1 | 1 | 6 | 1 | FALSE | FALSE | TRUE | 0.05388 | 0.05388 | 0 | 0 | 0 | 0.10776 | 0.052689 | 0.053498 | 0 | 0 | 0 | 0.10619 | 0.0050681 | 0.0051435 | 0 | 0 | 0 | 0.010212 | 0.0011132 | 0.0011281 | 0 | 0 | 0 | 0.0022412 | 0.05887 | 0.059769 | 0 | 0 | 0 | 0.11864 | 0% | 100% | 0% | 0% | 0% | 0 | 0.10776 | 0 | 0 | 0 | 0.10776 | 0 | 0.10619 | 0 | 0 | 0 | 0.10619 | 0 | 0.010212 | 0 | 0 | 0 | 0.010212 | 0 | 0.0022412 | 0 | 0 | 0 | 0.0022412 | 0 | 0.11864 | 0 | 0 | 0 | 0.11864 | FALSE | 0% | 0% | 0% | 0% | 0% | 0% | FALSE | 0% | 0% | 0% | 0% | 0% | TRUE | 0% | 0% | 0% | 100% | 0% | 0% | 0% | 0% | N/A | N/A
| 296 | Fire Systems Renewals | TRUE | Non-Labour | Business IT | 100% | Replacement Expenditure | Digital Infrastructure | Repex | N/A | N/A | DI - Network Buildings & Security | DI - Safe and Reliable Network | N/A | No | 0% | Safety security & reliability | Business IT (2018 onwards) | 97.58% | TRUE | FY22 | 2 | 131 | 2 | 2 | 6 | 2 | FALSE | FALSE | TRUE | 2.1683 | 2.1683 | 0 | 0 | 0 | 4.3365 | 2.1683 | 2.1683 | 0 | 0 | 0 | 4.3365 | 0.20856 | 0.20846 | 0 | 0 | 0 | 0.41703 | 0.04581 | 0.04572 | 0 | 0 | 0 | 0.09153 | 2.4226 | 2.4225 | 0 | 0 | 0 | 4.8451 | 0% | 100% | 0% | 0% | 0% | 0 | 4.3365 | 0 | 0 | 0 | 4.3365 | 0 | 4.3365 | 0 | 0 | 0 | 4.3365 | 0 | 0.41703 | 0 | 0 | 0 | 0.41703 | 0 | 0.09153 | 0 | 0 | 0 | 0.09153 | 0 | 4.8451 | 0 | 0 | 0 | 4.8451 | FALSE | 0% | 0% | 0% | 0% | 0% | 0% | FALSE | 0% | 0% | 0% | 0% | 0% | TRUE | 0% | 0% | 0% | 100% | 0% | 0% | 0% | 0% | N/A | N/A
| 297 | Fire Systems (Mechanical) Renewal | FALSE | Labour | Business IT | 100% | Replacement Expenditure | Digital Infrastructure | Repex | N/A | N/A | DI - Network Buildings & Security | DI - Safe and Reliable Network | N/A | No | 0% | Safety security & reliability | Business IT (2018 onwards) | 0% | TRUE | FY22 | 2 | 132 | 1 | 1 | 6 | 1 | FALSE | FALSE | TRUE | 0 | 0 | 0 | 0 | 0 | 0 | 0 | 0 | 0 | 0 | 0 | 0 | 0 | 0 | 0 | 0 | 0 | 0 | 0 | 0 | 0 | 0 | 0 | 0 | 0 | 0 | 0 | 0 | 0 | 0 | 0% | 0% | 0% | 0% | 0% | 0 | 0 | 0 | 0 | 0 | 0 | 0 | 0 | 0 | 0 | 0 | 0 | 0 | 0 | 0 | 0 | 0 | 0 | 0 | 0 | 0 | 0 | 0 | 0 | 0 | 0 | 0 | 0 | 0 | 0 | FALSE | 0% | 0% | 0% | 0% | 0% | 0% | FALSE | 0% | 0% | 0% | 0% | 0% | TRUE | 0% | 0% | 0% | 100% | 0% | 0% | 0% | 0% | N/A | N/A
| 298 | Fire Systems (Mechanical) Renewal | FALSE | Non-Labour | Business IT | 100% | Replacement Expenditure | Digital Infrastructure | Repex | N/A | N/A | DI - Network Buildings & Security | DI - Safe and Reliable Network | N/A | No | 0% | Safety security & reliability | Business IT (2018 onwards) | 100% | TRUE | FY22 | 2 | 132 | 2 | 2 | 6 | 2 | FALSE | FALSE | TRUE | 0 | 0 | 0 | 0 | 0 | 0 | 0 | 0 | 0 | 0 | 0 | 0 | 0 | 0 | 0 | 0 | 0 | 0 | 0 | 0 | 0 | 0 | 0 | 0 | 0 | 0 | 0 | 0 | 0 | 0 | 0% | 0% | 0% | 0% | 0% | 0 | 0 | 0 | 0 | 0 | 0 | 0 | 0 | 0 | 0 | 0 | 0 | 0 | 0 | 0 | 0 | 0 | 0 | 0 | 0 | 0 | 0 | 0 | 0 | 0 | 0 | 0 | 0 | 0 | 0 | FALSE | 0% | 0% | 0% | 0% | 0% | 0% | FALSE | 0% | 0% | 0% | 0% | 0% | TRUE | 0% | 0% | 0% | 100% | 0% | 0% | 0% | 0% | N/A | N/A
| 299 | SCADA Duplicate Comms | FALSE | Labour | Secondary Systems | 100% | Replacement Expenditure | Digital Infrastructure | Repex | N/A | N/A | DI - Control systems | DI - Safe and Reliable Network | N/A | No | 0% | Safety security & reliability | Secondary Systems (2018-23) | 0% | TRUE | FY22 | 2 | 133 | 1 | 1 | 4 | 1 | FALSE | FALSE | TRUE | 0 | 0 | 0 | 0 | 0 | 0 | 0 | 0 | 0 | 0 | 0 | 0 | 0 | 0 | 0 | 0 | 0 | 0 | 0 | 0 | 0 | 0 | 0 | 0 | 0 | 0 | 0 | 0 | 0 | 0 | 0% | 0% | 0% | 0% | 0% | 0 | 0 | 0 | 0 | 0 | 0 | 0 | 0 | 0 | 0 | 0 | 0 | 0 | 0 | 0 | 0 | 0 | 0 | 0 | 0 | 0 | 0 | 0 | 0 | 0 | 0 | 0 | 0 | 0 | 0 | FALSE | 0% | 0% | 0% | 0% | 0% | 0% | FALSE | 0% | 0% | 0% | 0% | 0% | TRUE | 0% | 100% | 0% | 0% | 0% | 0% | 0% | 0% | N/A | N/A
| 300 | SCADA Duplicate Comms | FALSE | Non-Labour | Secondary Systems | 100% | Replacement Expenditure | Digital Infrastructure | Repex | N/A | N/A | DI - Control systems | DI - Safe and Reliable Network | N/A | No | 0% | Safety security & reliability | Secondary Systems (2018-23) | 100% | TRUE | FY22 | 2 | 133 | 2 | 2 | 4 | 2 | FALSE | FALSE | TRUE | 0 | 0 | 0 | 0 | 0 | 0 | 0 | 0 | 0 | 0 | 0 | 0 | 0 | 0 | 0 | 0 | 0 | 0 | 0 | 0 | 0 | 0 | 0 | 0 | 0 | 0 | 0 | 0 | 0 | 0 | 0% | 0% | 0% | 0% | 0% | 0 | 0 | 0 | 0 | 0 | 0 | 0 | 0 | 0 | 0 | 0 | 0 | 0 | 0 | 0 | 0 | 0 | 0 | 0 | 0 | 0 | 0 | 0 | 0 | 0 | 0 | 0 | 0 | 0 | 0 | FALSE | 0% | 0% | 0% | 0% | 0% | 0% | FALSE | 0% | 0% | 0% | 0% | 0% | TRUE | 0% | 100% | 0% | 0% | 0% | 0% | 0% | 0% | N/A | N/A
| 301 | AMC Enhancements | FALSE | Labour | Business IT | 100% | Replacement Expenditure | Digital Infrastructure | Repex | N/A | N/A | DI - SCADA | DI - Safe and Reliable Network | N/A | No | 0% | Safety security & reliability | Business IT (2018 onwards) | 0% | TRUE | FY22 | 2 | 134 | 1 | 1 | 6 | 1 | FALSE | FALSE | TRUE | 0 | 0 | 0 | 0 | 0 | 0 | 0 | 0 | 0 | 0 | 0 | 0 | 0 | 0 | 0 | 0 | 0 | 0 | 0 | 0 | 0 | 0 | 0 | 0 | 0 | 0 | 0 | 0 | 0 | 0 | 0% | 0% | 0% | 0% | 0% | 0 | 0 | 0 | 0 | 0 | 0 | 0 | 0 | 0 | 0 | 0 | 0 | 0 | 0 | 0 | 0 | 0 | 0 | 0 | 0 | 0 | 0 | 0 | 0 | 0 | 0 | 0 | 0 | 0 | 0 | FALSE | 0% | 0% | 0% | 0% | 0% | 0% | FALSE | 0% | 0% | 0% | 0% | 0% | TRUE | 0% | 0% | 0% | 100% | 0% | 0% | 0% | 0% | N/A | N/A
| 302 | AMC Enhancements | FALSE | Non-Labour | Business IT | 100% | Replacement Expenditure | Digital Infrastructure | Repex | N/A | N/A | DI - SCADA | DI - Safe and Reliable Network | N/A | No | 0% | Safety security & reliability | Business IT (2018 onwards) | 100% | TRUE | FY22 | 2 | 134 | 2 | 2 | 6 | 2 | FALSE | FALSE | TRUE | 0 | 0 | 0 | 0 | 0 | 0 | 0 | 0 | 0 | 0 | 0 | 0 | 0 | 0 | 0 | 0 | 0 | 0 | 0 | 0 | 0 | 0 | 0 | 0 | 0 | 0 | 0 | 0 | 0 | 0 | 0% | 0% | 0% | 0% | 0% | 0 | 0 | 0 | 0 | 0 | 0 | 0 | 0 | 0 | 0 | 0 | 0 | 0 | 0 | 0 | 0 | 0 | 0 | 0 | 0 | 0 | 0 | 0 | 0 | 0 | 0 | 0 | 0 | 0 | 0 | FALSE | 0% | 0% | 0% | 0% | 0% | 0% | FALSE | 0% | 0% | 0% | 0% | 0% | TRUE | 0% | 0% | 0% | 100% | 0% | 0% | 0% | 0% | N/A | N/A
| 303 | SCADA Hardware Renewal | FALSE | Labour | Secondary Systems | 100% | Replacement Expenditure | Digital Infrastructure | Repex | N/A | N/A | DI - SCADA | DI - Safe and Reliable Network | N/A | No | 0% | Safety security & reliability | Secondary Systems (2018-23) | 0% | TRUE | FY22 | 2 | 135 | 1 | 1 | 4 | 1 | FALSE | FALSE | TRUE | 0 | 0 | 0 | 0 | 0 | 0 | 0 | 0 | 0 | 0 | 0 | 0 | 0 | 0 | 0 | 0 | 0 | 0 | 0 | 0 | 0 | 0 | 0 | 0 | 0 | 0 | 0 | 0 | 0 | 0 | 0% | 0% | 0% | 0% | 0% | 0 | 0 | 0 | 0 | 0 | 0 | 0 | 0 | 0 | 0 | 0 | 0 | 0 | 0 | 0 | 0 | 0 | 0 | 0 | 0 | 0 | 0 | 0 | 0 | 0 | 0 | 0 | 0 | 0 | 0 | FALSE | 0% | 0% | 0% | 0% | 0% | 0% | FALSE | 0% | 0% | 0% | 0% | 0% | TRUE | 0% | 100% | 0% | 0% | 0% | 0% | 0% | 0% | N/A | N/A
| 304 | SCADA Hardware Renewal | FALSE | Non-Labour | Secondary Systems | 100% | Replacement Expenditure | Digital Infrastructure | Repex | N/A | N/A | DI - SCADA | DI - Safe and Reliable Network | N/A | No | 0% | Safety security & reliability | Secondary Systems (2018-23) | 100% | TRUE | FY22 | 2 | 135 | 2 | 2 | 4 | 2 | FALSE | FALSE | TRUE | 0 | 0 | 0 | 0 | 0 | 0 | 0 | 0 | 0 | 0 | 0 | 0 | 0 | 0 | 0 | 0 | 0 | 0 | 0 | 0 | 0 | 0 | 0 | 0 | 0 | 0 | 0 | 0 | 0 | 0 | 0% | 0% | 0% | 0% | 0% | 0 | 0 | 0 | 0 | 0 | 0 | 0 | 0 | 0 | 0 | 0 | 0 | 0 | 0 | 0 | 0 | 0 | 0 | 0 | 0 | 0 | 0 | 0 | 0 | 0 | 0 | 0 | 0 | 0 | 0 | FALSE | 0% | 0% | 0% | 0% | 0% | 0% | FALSE | 0% | 0% | 0% | 0% | 0% | TRUE | 0% | 100% | 0% | 0% | 0% | 0% | 0% | 0% | N/A | N/A
| 305 | FY24-28 SSZ Core Refresh | FALSE | Labour | Communications (short life) | 100% | Replacement Expenditure | Digital Infrastructure | Repex | N/A | N/A | DI - Communications systems | DI - Cyber/physical security | N/A | No | 0% | Safety security & reliability | Communications (short life) (2018 onwards) | 0% | TRUE | FY22 | 2 | 136 | 1 | 1 | 5 | 1 | FALSE | FALSE | TRUE | 0 | 0 | 0 | 0 | 0 | 0 | 0 | 0 | 0 | 0 | 0 | 0 | 0 | 0 | 0 | 0 | 0 | 0 | 0 | 0 | 0 | 0 | 0 | 0 | 0 | 0 | 0 | 0 | 0 | 0 | 0% | 0% | 0% | 0% | 0% | 0 | 0 | 0 | 0 | 0 | 0 | 0 | 0 | 0 | 0 | 0 | 0 | 0 | 0 | 0 | 0 | 0 | 0 | 0 | 0 | 0 | 0 | 0 | 0 | 0 | 0 | 0 | 0 | 0 | 0 | FALSE | 0% | 0% | 0% | 0% | 0% | 0% | FALSE | 0% | 0% | 0% | 0% | 0% | TRUE | 0% | 0% | 0% | 0% | 100% | 0% | 0% | 0% | N/A | N/A
| 306 | FY24-28 SSZ Core Refresh | FALSE | Non-Labour | Communications (short life) | 100% | Replacement Expenditure | Digital Infrastructure | Repex | N/A | N/A | DI - Communications systems | DI - Cyber/physical security | N/A | No | 0% | Safety security & reliability | Communications (short life) (2018 onwards) | 100% | TRUE | FY22 | 2 | 136 | 2 | 2 | 5 | 2 | FALSE | FALSE | TRUE | 0 | 0 | 0 | 0 | 0 | 0 | 0 | 0 | 0 | 0 | 0 | 0 | 0 | 0 | 0 | 0 | 0 | 0 | 0 | 0 | 0 | 0 | 0 | 0 | 0 | 0 | 0 | 0 | 0 | 0 | 0% | 0% | 0% | 0% | 0% | 0 | 0 | 0 | 0 | 0 | 0 | 0 | 0 | 0 | 0 | 0 | 0 | 0 | 0 | 0 | 0 | 0 | 0 | 0 | 0 | 0 | 0 | 0 | 0 | 0 | 0 | 0 | 0 | 0 | 0 | FALSE | 0% | 0% | 0% | 0% | 0% | 0% | FALSE | 0% | 0% | 0% | 0% | 0% | TRUE | 0% | 0% | 0% | 0% | 100% | 0% | 0% | 0% | N/A | N/A
| 307 | FY24-28 Critical Infrastructure Uplift OT Environment | TRUE | Labour | Communications (short life) | 100% | Replacement Expenditure | Digital Infrastructure | Repex | N/A | N/A | DI - SCADA | DI - Cyber/physical security | N/A | No | 0% | Safety security & reliability | Communications (short life) (2018 onwards) | 12.98% | TRUE | FY22 | 2 | 137 | 1 | 1 | 5 | 1 | FALSE | FALSE | TRUE | 0.091066 | 0.33535 | 0.10546 | 0 | 0 | 0.53187 | 0.089052 | 0.33297 | 0.10615 | 0 | 0 | 0.52818 | 0.0085659 | 0.032013 | 0.012487 | 0 | 0 | 0.053066 | 0.0018814 | 0.007021 | 0.0026908 | 0 | 0 | 0.011593 | 0.0995 | 0.37201 | 0.12133 | 0 | 0 | 0.59284 | 0% | 0% | 100% | 0% | 0% | 0 | 0 | 0.53187 | 0 | 0 | 0.53187 | 0 | 0 | 0.52818 | 0 | 0 | 0.52818 | 0 | 0 | 0.053066 | 0 | 0 | 0.053066 | 0 | 0 | 0.011593 | 0 | 0 | 0.011593 | 0 | 0 | 0.59284 | 0 | 0 | 0.59284 | FALSE | 0% | 0% | 0% | 0% | 0% | 0% | FALSE | 0% | 0% | 0% | 0% | 0% | TRUE | 0% | 0% | 0% | 0% | 100% | 0% | 0% | 0% | N/A | N/A
| 308 | FY24-28 Critical Infrastructure Uplift OT Environment | TRUE | Non-Labour | Communications (short life) | 100% | Replacement Expenditure | Digital Infrastructure | Repex | N/A | N/A | DI - SCADA | DI - Cyber/physical security | N/A | No | 0% | Safety security & reliability | Communications (short life) (2018 onwards) | 87.02% | TRUE | FY22 | 2 | 137 | 2 | 2 | 5 | 2 | FALSE | FALSE | TRUE | 0.61067 | 2.2488 | 0.70718 | 0 | 0 | 3.5666 | 0.61067 | 2.2488 | 0.70718 | 0 | 0 | 3.5666 | 0.058739 | 0.21621 | 0.08319 | 0 | 0 | 0.35814 | 0.012902 | 0.047418 | 0.017926 | 0 | 0 | 0.078246 | 0.68231 | 2.5124 | 0.80829 | 0 | 0 | 4.003 | 0% | 0% | 100% | 0% | 0% | 0 | 0 | 3.5666 | 0 | 0 | 3.5666 | 0 | 0 | 3.5666 | 0 | 0 | 3.5666 | 0 | 0 | 0.35814 | 0 | 0 | 0.35814 | 0 | 0 | 0.078246 | 0 | 0 | 0.078246 | 0 | 0 | 4.003 | 0 | 0 | 4.003 | FALSE | 0% | 0% | 0% | 0% | 0% | 0% | FALSE | 0% | 0% | 0% | 0% | 0% | TRUE | 0% | 0% | 0% | 0% | 100% | 0% | 0% | 0% | N/A | N/A
| 309 | Lismore 415V AC DIst. Replacement | FALSE | Labour | Business IT | 100% | Replacement Expenditure | Digital Infrastructure | Repex | N/A | N/A | DI - AC/DC & Auxiliary systems | DI - Safe and Reliable Network | N/A | Yes | 0% | Safety security & reliability | Business IT (2018 onwards) | 0% | TRUE | FY22 | 2 | 138 | 1 | 1 | 6 | 1 | FALSE | FALSE | TRUE | 0 | 0 | 0 | 0 | 0 | 0 | 0 | 0 | 0 | 0 | 0 | 0 | 0 | 0 | 0 | 0 | 0 | 0 | 0 | 0 | 0 | 0 | 0 | 0 | 0 | 0 | 0 | 0 | 0 | 0 | 0% | 0% | 0% | 0% | 0% | 0 | 0 | 0 | 0 | 0 | 0 | 0 | 0 | 0 | 0 | 0 | 0 | 0 | 0 | 0 | 0 | 0 | 0 | 0 | 0 | 0 | 0 | 0 | 0 | 0 | 0 | 0 | 0 | 0 | 0 | FALSE | 0% | 0% | 0% | 0% | 0% | 0% | FALSE | 0% | 0% | 0% | 0% | 0% | TRUE | 0% | 0% | 0% | 0% | 0% | 0% | 100% | 0% | N/A | N/A
| 310 | Lismore 415V AC DIst. Replacement | FALSE | Non-Labour | Business IT | 100% | Replacement Expenditure | Digital Infrastructure | Repex | N/A | N/A | DI - AC/DC & Auxiliary systems | DI - Safe and Reliable Network | N/A | Yes | 0% | Safety security & reliability | Business IT (2018 onwards) | 100% | TRUE | FY22 | 2 | 138 | 2 | 2 | 6 | 2 | FALSE | FALSE | TRUE | 0 | 0 | 0 | 0 | 0 | 0 | 0 | 0 | 0 | 0 | 0 | 0 | 0 | 0 | 0 | 0 | 0 | 0 | 0 | 0 | 0 | 0 | 0 | 0 | 0 | 0 | 0 | 0 | 0 | 0 | 0% | 0% | 0% | 0% | 0% | 0 | 0 | 0 | 0 | 0 | 0 | 0 | 0 | 0 | 0 | 0 | 0 | 0 | 0 | 0 | 0 | 0 | 0 | 0 | 0 | 0 | 0 | 0 | 0 | 0 | 0 | 0 | 0 | 0 | 0 | FALSE | 0% | 0% | 0% | 0% | 0% | 0% | FALSE | 0% | 0% | 0% | 0% | 0% | TRUE | 0% | 0% | 0% | 0% | 0% | 0% | 100% | 0% | N/A | N/A
| 311 | BKH SVC Server Upgrade | TRUE | Labour | Secondary Systems | 100% | Replacement Expenditure | Digital Infrastructure | Repex | N/A | N/A | DI - Control systems | DI - Safe and Reliable Network | N/A | No | 0% | Safety security & reliability | Secondary Systems (2018-23) | 13.53% | TRUE | FY22 | 2 | 139 | 1 | 1 | 4 | 1 | FALSE | FALSE | TRUE | 0.06455 | 0.06455 | 0 | 0 | 0 | 0.1291 | 0.063123 | 0.064091 | 0 | 0 | 0 | 0.12721 | 0.0060717 | 0.006162 | 0 | 0 | 0 | 0.012234 | 0.0013336 | 0.0013514 | 0 | 0 | 0 | 0.002685 | 0.070528 | 0.071605 | 0 | 0 | 0 | 0.14213 | 0% | 100% | 0% | 0% | 0% | 0 | 0.1291 | 0 | 0 | 0 | 0.1291 | 0 | 0.12721 | 0 | 0 | 0 | 0.12721 | 0 | 0.012234 | 0 | 0 | 0 | 0.012234 | 0 | 0.002685 | 0 | 0 | 0 | 0.002685 | 0 | 0.14213 | 0 | 0 | 0 | 0.14213 | FALSE | 0% | 0% | 0% | 0% | 0% | 0% | FALSE | 0% | 0% | 0% | 0% | 0% | TRUE | 0% | 100% | 0% | 0% | 0% | 0% | 0% | 0% | N/A | N/A
| 312 | BKH SVC Server Upgrade | TRUE | Non-Labour | Secondary Systems | 100% | Replacement Expenditure | Digital Infrastructure | Repex | N/A | N/A | DI - Control systems | DI - Safe and Reliable Network | N/A | No | 0% | Safety security & reliability | Secondary Systems (2018-23) | 86.47% | TRUE | FY22 | 2 | 139 | 2 | 2 | 4 | 2 | FALSE | FALSE | TRUE | 0.41259 | 0.41259 | 0 | 0 | 0 | 0.82517 | 0.41259 | 0.41259 | 0 | 0 | 0 | 0.82517 | 0.039686 | 0.039668 | 0 | 0 | 0 | 0.079354 | 0.0087169 | 0.0086998 | 0 | 0 | 0 | 0.017417 | 0.46099 | 0.46095 | 0 | 0 | 0 | 0.92195 | 0% | 100% | 0% | 0% | 0% | 0 | 0.82517 | 0 | 0 | 0 | 0.82517 | 0 | 0.82517 | 0 | 0 | 0 | 0.82517 | 0 | 0.079354 | 0 | 0 | 0 | 0.079354 | 0 | 0.017417 | 0 | 0 | 0 | 0.017417 | 0 | 0.92195 | 0 | 0 | 0 | 0.92195 | FALSE | 0% | 0% | 0% | 0% | 0% | 0% | FALSE | 0% | 0% | 0% | 0% | 0% | TRUE | 0% | 100% | 0% | 0% | 0% | 0% | 0% | 0% | N/A | N/A
| 313 | Cable 41 (26F) Bridge Works | FALSE | Labour | Underground Cables | 100% | Replacement Expenditure | Transmission Lines | Repex | N/A | N/A | TL - Underground cables | TL - Safe and Reliable Network | N/A | Yes | 0% | Safety security & reliability | Underground Cables (2018 onwards) | 0% | TRUE | FY22 | 2 | 140 | 1 | 1 | 2 | 1 | FALSE | FALSE | TRUE | 0 | 0 | 0 | 0 | 0 | 0 | 0 | 0 | 0 | 0 | 0 | 0 | 0 | 0 | 0 | 0 | 0 | 0 | 0 | 0 | 0 | 0 | 0 | 0 | 0 | 0 | 0 | 0 | 0 | 0 | 0% | 0% | 0% | 0% | 0% | 0 | 0 | 0 | 0 | 0 | 0 | 0 | 0 | 0 | 0 | 0 | 0 | 0 | 0 | 0 | 0 | 0 | 0 | 0 | 0 | 0 | 0 | 0 | 0 | 0 | 0 | 0 | 0 | 0 | 0 | TRUE | 0% | 0% | 0% | 0% | 100% | 0% | FALSE | 0% | 0% | 0% | 0% | 0% | FALSE | 0% | 0% | 0% | 0% | 0% | 0% | 0% | 0% | N/A | N/A
| 314 | Cable 41 (26F) Bridge Works | FALSE | Non-Labour | Underground Cables | 100% | Replacement Expenditure | Transmission Lines | Repex | N/A | N/A | TL - Underground cables | TL - Safe and Reliable Network | N/A | Yes | 0% | Safety security & reliability | Underground Cables (2018 onwards) | 100% | TRUE | FY22 | 2 | 140 | 2 | 2 | 2 | 2 | FALSE | FALSE | TRUE | 0 | 0 | 0 | 0 | 0 | 0 | 0 | 0 | 0 | 0 | 0 | 0 | 0 | 0 | 0 | 0 | 0 | 0 | 0 | 0 | 0 | 0 | 0 | 0 | 0 | 0 | 0 | 0 | 0 | 0 | 0% | 0% | 0% | 0% | 0% | 0 | 0 | 0 | 0 | 0 | 0 | 0 | 0 | 0 | 0 | 0 | 0 | 0 | 0 | 0 | 0 | 0 | 0 | 0 | 0 | 0 | 0 | 0 | 0 | 0 | 0 | 0 | 0 | 0 | 0 | TRUE | 0% | 0% | 0% | 0% | 100% | 0% | FALSE | 0% | 0% | 0% | 0% | 0% | FALSE | 0% | 0% | 0% | 0% | 0% | 0% | 0% | 0% | N/A | N/A
| 315 | Line 23 - Vales Point Munmorah Refurb | TRUE | Labour | Transmission Lines | 100% | Replacement Expenditure | Transmission Lines | Repex | N/A | N/A | TL - Transmission towers | TL - Safe and Reliable Network | N/A | Yes | 0% | Safety security & reliability | Transmission Lines (2018 onwards) | 10.34% | TRUE | FY22 | 2 | 141 | 1 | 1 | 1 | 1 | FALSE | FALSE | TRUE | 1.2292 | 0.064698 | 0 | 0 | 0 | 1.2939 | 1.202 | 0.064239 | 0 | 0 | 0 | 1.2662 | 0.11562 | 0.0061762 | 0 | 0 | 0 | 0.1218 | 0.025395 | 0.0013546 | 0 | 0 | 0 | 0.02675 | 1.343 | 0.07177 | 0 | 0 | 0 | 1.4148 | 0% | 100% | 0% | 0% | 0% | 0 | 1.2939 | 0 | 0 | 0 | 1.2939 | 0 | 1.2662 | 0 | 0 | 0 | 1.2662 | 0 | 0.1218 | 0 | 0 | 0 | 0.1218 | 0 | 0.02675 | 0 | 0 | 0 | 0.02675 | 0 | 1.4148 | 0 | 0 | 0 | 1.4148 | TRUE | 0% | 71.96% | 8.216% | 19.82% | 0% | 0% | FALSE | 0% | 0% | 0% | 0% | 0% | FALSE | 0% | 0% | 0% | 0% | 0% | 0% | 0% | 0% | N/A | N/A
| 316 | Line 23 - Vales Point Munmorah Refurb | TRUE | Non-Labour | Transmission Lines | 100% | Replacement Expenditure | Transmission Lines | Repex | N/A | N/A | TL - Transmission towers | TL - Safe and Reliable Network | N/A | Yes | 0% | Safety security & reliability | Transmission Lines (2018 onwards) | 89.66% | TRUE | FY22 | 2 | 141 | 2 | 2 | 1 | 2 | FALSE | FALSE | TRUE | 10.6591 | 0.56105 | 0 | 0 | 0 | 11.2202 | 10.6591 | 0.56105 | 0 | 0 | 0 | 11.2202 | 1.0253 | 0.053941 | 0 | 0 | 0 | 1.0792 | 0.2252 | 0.01183 | 0 | 0 | 0 | 0.23703 | 11.9096 | 0.62682 | 0 | 0 | 0 | 12.5364 | 0% | 100% | 0% | 0% | 0% | 0 | 11.2202 | 0 | 0 | 0 | 11.2202 | 0 | 11.2202 | 0 | 0 | 0 | 11.2202 | 0 | 1.0792 | 0 | 0 | 0 | 1.0792 | 0 | 0.23703 | 0 | 0 | 0 | 0.23703 | 0 | 12.5364 | 0 | 0 | 0 | 12.5364 | TRUE | 0% | 71.96% | 8.216% | 19.82% | 0% | 0% | FALSE | 0% | 0% | 0% | 0% | 0% | FALSE | 0% | 0% | 0% | 0% | 0% | 0% | 0% | 0% | N/A | N/A
| 317 | Line 992 Refurbishment | TRUE | Labour | Transmission Lines | 100% | Replacement Expenditure | Transmission Lines | Repex | N/A | N/A | TL - Transmission poles | TL - Safe and Reliable Network | N/A | No | 0% | Safety security & reliability | Transmission Lines (2018 onwards) | 13.46% | TRUE | FY22 | 2 | 142 | 1 | 1 | 1 | 1 | FALSE | FALSE | TRUE | 0 | 0.019505 | 0.85778 | 0 | 0 | 0.87728 | 0 | 0.019367 | 0.86343 | 0 | 0 | 0.88279 | 0 | 0.001862 | 0.10157 | 0 | 0 | 0.10343 | 0 | 0.00040836 | 0.021887 | 0 | 0 | 0.022295 | 0 | 0.021637 | 0.98689 | 0 | 0 | 1.0085 | 0% | 0% | 100% | 0% | 0% | 0 | 0 | 0.87728 | 0 | 0 | 0.87728 | 0 | 0 | 0.88279 | 0 | 0 | 0.88279 | 0 | 0 | 0.10343 | 0 | 0 | 0.10343 | 0 | 0 | 0.022295 | 0 | 0 | 0.022295 | 0 | 0 | 1.0085 | 0 | 0 | 1.0085 | TRUE | 96.04% | 0% | 0.8577% | 3.1% | 0% | 0% | FALSE | 0% | 0% | 0% | 0% | 0% | FALSE | 0% | 0% | 0% | 0% | 0% | 0% | 0% | 0% | N/A | N/A
| 318 | Line 992 Refurbishment | TRUE | Non-Labour | Transmission Lines | 100% | Replacement Expenditure | Transmission Lines | Repex | N/A | N/A | TL - Transmission poles | TL - Safe and Reliable Network | N/A | No | 0% | Safety security & reliability | Transmission Lines (2018 onwards) | 86.54% | TRUE | FY22 | 2 | 142 | 2 | 2 | 1 | 2 | FALSE | FALSE | TRUE | 0 | 0.12542 | 5.5157 | 0 | 0 | 5.6411 | 0 | 0.12542 | 5.5157 | 0 | 0 | 5.6411 | 0 | 0.012058 | 0.64884 | 0 | 0 | 0.6609 | 0 | 0.0026446 | 0.13982 | 0 | 0 | 0.14246 | 0 | 0.14012 | 6.3043 | 0 | 0 | 6.4445 | 0% | 0% | 100% | 0% | 0% | 0 | 0 | 5.6411 | 0 | 0 | 5.6411 | 0 | 0 | 5.6411 | 0 | 0 | 5.6411 | 0 | 0 | 0.6609 | 0 | 0 | 0.6609 | 0 | 0 | 0.14246 | 0 | 0 | 0.14246 | 0 | 0 | 6.4445 | 0 | 0 | 6.4445 | TRUE | 96.04% | 0% | 0.8577% | 3.1% | 0% | 0% | FALSE | 0% | 0% | 0% | 0% | 0% | FALSE | 0% | 0% | 0% | 0% | 0% | 0% | 0% | 0% | N/A | N/A
| 319 | Misc Plant Tools and Test Equip | TRUE | Labour | Substations | 100% | Replacement Expenditure | Substation | Repex | N/A | N/A | Substations - Site Establishment and supporting assets | Substations - Safe and Reliable Network | N/A | No | 0% | Safety security & reliability | Substations (2018 onwards) | 0% | TRUE | FY22 | 2 | 143 | 1 | 1 | 3 | 1 | FALSE | FALSE | TRUE | 0 | 0 | 0 | 0 | 0 | 0 | 0 | 0 | 0 | 0 | 0 | 0 | 0 | 0 | 0 | 0 | 0 | 0 | 0 | 0 | 0 | 0 | 0 | 0 | 0 | 0 | 0 | 0 | 0 | 0 | 20% | 20% | 20% | 20% | 20% | 0 | 0 | 0 | 0 | 0 | 0 | 0 | 0 | 0 | 0 | 0 | 0 | 0 | 0 | 0 | 0 | 0 | 0 | 0 | 0 | 0 | 0 | 0 | 0 | 0 | 0 | 0 | 0 | 0 | 0 | FALSE | 0% | 0% | 0% | 0% | 0% | 0% | TRUE | 100% | 0% | 0% | 0% | 0% | FALSE | 0% | 0% | 0% | 0% | 0% | 0% | 0% | 0% | N/A | N/A
| 320 | Misc Plant Tools and Test Equip | TRUE | Non-Labour | Substations | 100% | Replacement Expenditure | Substation | Repex | N/A | N/A | Substations - Site Establishment and supporting assets | Substations - Safe and Reliable Network | N/A | No | 0% | Safety security & reliability | Substations (2018 onwards) | 100% | TRUE | FY22 | 2 | 143 | 2 | 2 | 3 | 2 | FALSE | FALSE | TRUE | 6.0333 | 2.4602 | 2.3195 | 1.3165 | 1.3039 | 13.4334 | 6.0333 | 2.4602 | 2.3195 | 1.3165 | 1.3039 | 13.4334 | 0.58034 | 0.23653 | 0.27286 | 0.13737 | 0.16965 | 1.3968 | 0.12747 | 0.051876 | 0.058798 | 0.029924 | 0.03587 | 0.30394 | 6.7411 | 2.7486 | 2.6512 | 1.4838 | 1.5094 | 15.1341 | 20% | 20% | 20% | 20% | 20% | 2.6867 | 2.6867 | 2.6867 | 2.6867 | 2.6867 | 13.4334 | 2.6867 | 2.6867 | 2.6867 | 2.6867 | 2.6867 | 13.4334 | 0.27935 | 0.27935 | 0.27935 | 0.27935 | 0.27935 | 1.3968 | 0.060787 | 0.060787 | 0.060787 | 0.060787 | 0.060787 | 0.30394 | 3.0268 | 3.0268 | 3.0268 | 3.0268 | 3.0268 | 15.1341 | FALSE | 0% | 0% | 0% | 0% | 0% | 0% | TRUE | 100% | 0% | 0% | 0% | 0% | FALSE | 0% | 0% | 0% | 0% | 0% | 0% | 0% | 0% | N/A | N/A
| 321 | Increase capacity for generation in the Molong to Parkes area | TRUE | Labour | Transmission Lines | 100% | Augmentation Expenditure | Augmentations | Augex | Economic Benefits | N/A | N/A | N/A | N/A | No | 0% | Energy transition | Transmission Lines (2018 onwards) | 14.48% | TRUE | FY22 | 2 | 144 | 1 | 1 | 1 | 1 | FALSE | FALSE | TRUE | 0.38314 | 0.67316 | 0 | 0 | 0 | 1.0563 | 0.37467 | 0.66839 | 0 | 0 | 0 | 1.0431 | 0.036039 | 0.064261 | 0 | 0 | 0 | 0.1003 | 0.0079157 | 0.014094 | 0 | 0 | 0 | 0.022009 | 0.41862 | 0.74674 | 0 | 0 | 0 | 1.1654 | 0% | 100% | 0% | 0% | 0% | 0 | 1.0563 | 0 | 0 | 0 | 1.0563 | 0 | 1.0431 | 0 | 0 | 0 | 1.0431 | 0 | 0.1003 | 0 | 0 | 0 | 0.1003 | 0 | 0.022009 | 0 | 0 | 0 | 0.022009 | 0 | 1.1654 | 0 | 0 | 0 | 1.1654 | TRUE | 0% | 0% | 0% | 0% | 0% | 0% | FALSE | 0% | 0% | 0% | 0% | 0% | FALSE | 0% | 0% | 0% | 0% | 0% | 0% | 0% | 0% | 1.0431 | 43
| 322 | Increase capacity for generation in the Molong to Parkes area | TRUE | Non-Labour | Transmission Lines | 100% | Augmentation Expenditure | Augmentations | Augex | Economic Benefits | N/A | N/A | N/A | N/A | No | 0% | Energy transition | Transmission Lines (2018 onwards) | 85.52% | TRUE | FY22 | 2 | 144 | 2 | 2 | 1 | 2 | FALSE | FALSE | TRUE | 2.2631 | 3.9761 | 0 | 0 | 0 | 6.2392 | 2.2631 | 3.9761 | 0 | 0 | 0 | 6.2392 | 0.21768 | 0.38228 | 0 | 0 | 0 | 0.59996 | 0.047812 | 0.083841 | 0 | 0 | 0 | 0.13165 | 2.5286 | 4.4422 | 0 | 0 | 0 | 6.9708 | 0% | 100% | 0% | 0% | 0% | 0 | 6.2392 | 0 | 0 | 0 | 6.2392 | 0 | 6.2392 | 0 | 0 | 0 | 6.2392 | 0 | 0.59996 | 0 | 0 | 0 | 0.59996 | 0 | 0.13165 | 0 | 0 | 0 | 0.13165 | 0 | 6.9708 | 0 | 0 | 0 | 6.9708 | TRUE | 0% | 0% | 0% | 0% | 0% | 0% | FALSE | 0% | 0% | 0% | 0% | 0% | FALSE | 0% | 0% | 0% | 0% | 0% | 0% | 0% | 0% | 6.2392 | 15
| 323 | Increase capacity for generation in Wagga North area | TRUE | Labour | Transmission Lines | 60% | Augmentation Expenditure | Augmentations | Augex | Economic Benefits | N/A | N/A | N/A | N/A | No | 0% | Energy transition | Transmission Lines (2018 onwards) | 13.96% | TRUE | FY22 | 2 | 145 | 1 | 1 | 1 | 1 | FALSE | FALSE | TRUE | 0.027104 | 0.94863 | 0 | 0 | 0 | 0.97573 | 0.026505 | 0.9419 | 0 | 0 | 0 | 0.9684 | 0.0025494 | 0.090557 | 0 | 0 | 0 | 0.093107 | 0.00055997 | 0.019861 | 0 | 0 | 0 | 0.020421 | 0.029614 | 1.0523 | 0 | 0 | 0 | 1.0819 | 0% | 100% | 0% | 0% | 0% | 0 | 0.97573 | 0 | 0 | 0 | 0.97573 | 0 | 0.9684 | 0 | 0 | 0 | 0.9684 | 0 | 0.093107 | 0 | 0 | 0 | 0.093107 | 0 | 0.020421 | 0 | 0 | 0 | 0.020421 | 0 | 1.0819 | 0 | 0 | 0 | 1.0819 | TRUE | 0% | 0% | 0% | 0% | 0% | 0% | FALSE | 0% | 0% | 0% | 0% | 0% | FALSE | 0% | 0% | 0% | 0% | 0% | 0% | 0% | 0% | 0.9684 | 44
| 324 | Increase capacity for generation in Wagga North area | TRUE | Labour | Substations | 15% | Augmentation Expenditure | Augmentations | Augex | Economic Benefits | N/A | N/A | N/A | N/A | No | 0% | Energy transition | Substations (2018 onwards) | 13.96% | TRUE | FY22 | 2 | 145 | 1 | 2 | 3 | 1 | FALSE | FALSE | TRUE | 0.0067759 | 0.23716 | 0 | 0 | 0 | 0.24393 | 0.0066261 | 0.23547 | 0 | 0 | 0 | 0.2421 | 0.00063736 | 0.022639 | 0 | 0 | 0 | 0.023277 | 0.00013999 | 0.0049652 | 0 | 0 | 0 | 0.0051052 | 0.0074035 | 0.26308 | 0 | 0 | 0 | 0.27048 | 0% | 100% | 0% | 0% | 0% | 0 | 0.24393 | 0 | 0 | 0 | 0.24393 | 0 | 0.2421 | 0 | 0 | 0 | 0.2421 | 0 | 0.023277 | 0 | 0 | 0 | 0.023277 | 0 | 0.0051052 | 0 | 0 | 0 | 0.0051052 | 0 | 0.27048 | 0 | 0 | 0 | 0.27048 | FALSE | 0% | 0% | 0% | 0% | 0% | 0% | TRUE | 0% | 0% | 0% | 0% | 0% | FALSE | 0% | 0% | 0% | 0% | 0% | 0% | 0% | 0% | 0.2421 | 57
| 325 | Increase capacity for generation in Wagga North area | TRUE | Labour | Secondary Systems | 5% | Augmentation Expenditure | Augmentations | Augex | Economic Benefits | N/A | N/A | N/A | N/A | No | 0% | Energy transition | Secondary Systems (2018-23) | 13.96% | TRUE | FY22 | 2 | 145 | 1 | 3 | 4 | 1 | FALSE | FALSE | TRUE | 0.0022586 | 0.079053 | 0 | 0 | 0 | 0.081311 | 0.0022087 | 0.078492 | 0 | 0 | 0 | 0.0807 | 0.00021245 | 0.0075465 | 0 | 0 | 0 | 0.0077589 | 4.6664e-05 | 0.0016551 | 0 | 0 | 0 | 0.0017017 | 0.0024678 | 0.087693 | 0 | 0 | 0 | 0.090161 | 0% | 100% | 0% | 0% | 0% | 0 | 0.081311 | 0 | 0 | 0 | 0.081311 | 0 | 0.0807 | 0 | 0 | 0 | 0.0807 | 0 | 0.0077589 | 0 | 0 | 0 | 0.0077589 | 0 | 0.0017017 | 0 | 0 | 0 | 0.0017017 | 0 | 0.090161 | 0 | 0 | 0 | 0.090161 | FALSE | 0% | 0% | 0% | 0% | 0% | 0% | FALSE | 0% | 0% | 0% | 0% | 0% | TRUE | 0% | 0% | 0% | 0% | 0% | 0% | 0% | 0% | 0.0807 | 68
| 326 | Increase capacity for generation in Wagga North area | TRUE | Labour | Land and Easements | 20% | Augmentation Expenditure | Augmentations | Augex | Economic Benefits | N/A | N/A | N/A | N/A | No | 0% | Energy transition | Land and Easements | 13.96% | TRUE | FY22 | 2 | 145 | 1 | 4 | 9 | 1 | FALSE | FALSE | TRUE | 0.0090346 | 0.31621 | 0 | 0 | 0 | 0.32524 | 0.0088349 | 0.31397 | 0 | 0 | 0 | 0.3228 | 0.00084981 | 0.030186 | 0 | 0 | 0 | 0.031036 | 0.00018666 | 0.0066203 | 0 | 0 | 0 | 0.0068069 | 0.0098713 | 0.35077 | 0 | 0 | 0 | 0.36064 | 0% | 100% | 0% | 0% | 0% | 0 | 0.32524 | 0 | 0 | 0 | 0.32524 | 0 | 0.3228 | 0 | 0 | 0 | 0.3228 | 0 | 0.031036 | 0 | 0 | 0 | 0.031036 | 0 | 0.0068069 | 0 | 0 | 0 | 0.0068069 | 0 | 0.36064 | 0 | 0 | 0 | 0.36064 | FALSE | 0% | 0% | 0% | 0% | 0% | 0% | FALSE | 0% | 0% | 0% | 0% | 0% | FALSE | 0% | 0% | 0% | 0% | 0% | 0% | 0% | 0% | 0.3228 | 56
| 327 | Increase capacity for generation in Wagga North area | TRUE | Non-Labour | Transmission Lines | 60% | Augmentation Expenditure | Augmentations | Augex | Economic Benefits | N/A | N/A | N/A | N/A | No | 0% | Energy transition | Transmission Lines (2018 onwards) | 86.04% | TRUE | FY22 | 2 | 145 | 2 | 5 | 1 | 2 | FALSE | FALSE | TRUE | 0.16705 | 5.8468 | 0 | 0 | 0 | 6.0138 | 0.16705 | 5.8468 | 0 | 0 | 0 | 6.0138 | 0.016068 | 0.56213 | 0 | 0 | 0 | 0.5782 | 0.0035293 | 0.12329 | 0 | 0 | 0 | 0.12681 | 0.18665 | 6.5322 | 0 | 0 | 0 | 6.7188 | 0% | 100% | 0% | 0% | 0% | 0 | 6.0138 | 0 | 0 | 0 | 6.0138 | 0 | 6.0138 | 0 | 0 | 0 | 6.0138 | 0 | 0.5782 | 0 | 0 | 0 | 0.5782 | 0 | 0.12681 | 0 | 0 | 0 | 0.12681 | 0 | 6.7188 | 0 | 0 | 0 | 6.7188 | TRUE | 0% | 0% | 0% | 0% | 0% | 0% | FALSE | 0% | 0% | 0% | 0% | 0% | FALSE | 0% | 0% | 0% | 0% | 0% | 0% | 0% | 0% | 6.0138 | 17
| 328 | Increase capacity for generation in Wagga North area | TRUE | Non-Labour | Substations | 15% | Augmentation Expenditure | Augmentations | Augex | Economic Benefits | N/A | N/A | N/A | N/A | No | 0% | Energy transition | Substations (2018 onwards) | 86.04% | TRUE | FY22 | 2 | 145 | 2 | 6 | 3 | 2 | FALSE | FALSE | TRUE | 0.041763 | 1.4617 | 0 | 0 | 0 | 1.5035 | 0.041763 | 1.4617 | 0 | 0 | 0 | 1.5035 | 0.0040171 | 0.14053 | 0 | 0 | 0 | 0.14455 | 0.00088234 | 0.030821 | 0 | 0 | 0 | 0.031704 | 0.046662 | 1.633 | 0 | 0 | 0 | 1.6797 | 0% | 100% | 0% | 0% | 0% | 0 | 1.5035 | 0 | 0 | 0 | 1.5035 | 0 | 1.5035 | 0 | 0 | 0 | 1.5035 | 0 | 0.14455 | 0 | 0 | 0 | 0.14455 | 0 | 0.031704 | 0 | 0 | 0 | 0.031704 | 0 | 1.6797 | 0 | 0 | 0 | 1.6797 | FALSE | 0% | 0% | 0% | 0% | 0% | 0% | TRUE | 0% | 0% | 0% | 0% | 0% | FALSE | 0% | 0% | 0% | 0% | 0% | 0% | 0% | 0% | 1.5035 | 34
| 329 | Increase capacity for generation in Wagga North area | TRUE | Non-Labour | Secondary Systems | 5% | Augmentation Expenditure | Augmentations | Augex | Economic Benefits | N/A | N/A | N/A | N/A | No | 0% | Energy transition | Secondary Systems (2018-23) | 86.04% | TRUE | FY22 | 2 | 145 | 2 | 7 | 4 | 2 | FALSE | FALSE | TRUE | 0.013921 | 0.48723 | 0 | 0 | 0 | 0.50115 | 0.013921 | 0.48723 | 0 | 0 | 0 | 0.50115 | 0.001339 | 0.046844 | 0 | 0 | 0 | 0.048183 | 0.00029411 | 0.010274 | 0 | 0 | 0 | 0.010568 | 0.015554 | 0.54435 | 0 | 0 | 0 | 0.5599 | 0% | 100% | 0% | 0% | 0% | 0 | 0.50115 | 0 | 0 | 0 | 0.50115 | 0 | 0.50115 | 0 | 0 | 0 | 0.50115 | 0 | 0.048183 | 0 | 0 | 0 | 0.048183 | 0 | 0.010568 | 0 | 0 | 0 | 0.010568 | 0 | 0.5599 | 0 | 0 | 0 | 0.5599 | FALSE | 0% | 0% | 0% | 0% | 0% | 0% | FALSE | 0% | 0% | 0% | 0% | 0% | TRUE | 0% | 0% | 0% | 0% | 0% | 0% | 0% | 0% | 0.50115 | 50
| 330 | Increase capacity for generation in Wagga North area | TRUE | Non-Labour | Land and Easements | 20% | Augmentation Expenditure | Augmentations | Augex | Economic Benefits | N/A | N/A | N/A | N/A | No | 0% | Energy transition | Land and Easements | 86.04% | TRUE | FY22 | 2 | 145 | 2 | 8 | 9 | 2 | FALSE | FALSE | TRUE | 0.055684 | 1.9489 | 0 | 0 | 0 | 2.0046 | 0.055684 | 1.9489 | 0 | 0 | 0 | 2.0046 | 0.0053561 | 0.18738 | 0 | 0 | 0 | 0.19273 | 0.0011764 | 0.041095 | 0 | 0 | 0 | 0.042271 | 0.062216 | 2.1774 | 0 | 0 | 0 | 2.2396 | 0% | 100% | 0% | 0% | 0% | 0 | 2.0046 | 0 | 0 | 0 | 2.0046 | 0 | 2.0046 | 0 | 0 | 0 | 2.0046 | 0 | 0.19273 | 0 | 0 | 0 | 0.19273 | 0 | 0.042271 | 0 | 0 | 0 | 0.042271 | 0 | 2.2396 | 0 | 0 | 0 | 2.2396 | FALSE | 0% | 0% | 0% | 0% | 0% | 0% | FALSE | 0% | 0% | 0% | 0% | 0% | FALSE | 0% | 0% | 0% | 0% | 0% | 0% | 0% | 0% | 2.0046 | 29
| 331 | Supply to Western Sydney Priority Growth area | TRUE | Labour | Transmission Lines | 15% | Augmentation Expenditure | Augex - Major Project | Augex | Augex - Major Project | N/A | N/A | N/A | N/A | Yes | 0% | Localised maximum demand growth | Transmission Lines (2018 onwards) | 9.174% | TRUE | FY22 | 2 | 146 | 1 | 1 | 1 | 1 | FALSE | FALSE | TRUE | c-i-c | c-i-c | c-i-c | c-i-c | c-i-c | c-i-c | c-i-c | c-i-c | c-i-c | c-i-c | c-i-c | c-i-c | c-i-c | c-i-c | c-i-c | c-i-c | c-i-c | c-i-c | c-i-c | c-i-c | c-i-c | c-i-c | c-i-c | c-i-c | c-i-c | c-i-c | c-i-c | c-i-c | c-i-c | c-i-c | c-i-c | c-i-c | c-i-c | c-i-c | c-i-c | c-i-c | c-i-c | c-i-c | c-i-c | c-i-c | c-i-c | c-i-c | c-i-c | c-i-c | c-i-c | c-i-c | c-i-c | c-i-c | c-i-c | c-i-c | c-i-c | c-i-c | c-i-c | c-i-c | c-i-c | c-i-c | c-i-c | c-i-c | c-i-c | c-i-c | c-i-c | c-i-c | c-i-c | c-i-c | c-i-c | TRUE | 0% | 0% | 0% | 0% | 0% | 0% | FALSE | 0% | 0% | 0% | 0% | 0% | FALSE | 0% | 0% | 0% | 0% | 0% | 0% | 0% | 0% | c-i-c | c-i-c
| 332 | Supply to Western Sydney Priority Growth area | TRUE | Labour | Substations | 60% | Augmentation Expenditure | Augex - Major Project | Augex | Augex - Major Project | N/A | N/A | N/A | N/A | Yes | 0% | Localised maximum demand growth | Substations (2018 onwards) | 9.174% | TRUE | FY22 | 2 | 146 | 1 | 2 | 3 | 1 | FALSE | FALSE | TRUE | c-i-c | c-i-c | c-i-c | c-i-c | c-i-c | c-i-c | c-i-c | c-i-c | c-i-c | c-i-c | c-i-c | c-i-c | c-i-c | c-i-c | c-i-c | c-i-c | c-i-c | c-i-c | c-i-c | c-i-c | c-i-c | c-i-c | c-i-c | c-i-c | c-i-c | c-i-c | c-i-c | c-i-c | c-i-c | c-i-c | c-i-c | c-i-c | c-i-c | c-i-c | c-i-c | c-i-c | c-i-c | c-i-c | c-i-c | c-i-c | c-i-c | c-i-c | c-i-c | c-i-c | c-i-c | c-i-c | c-i-c | c-i-c | c-i-c | c-i-c | c-i-c | c-i-c | c-i-c | c-i-c | c-i-c | c-i-c | c-i-c | c-i-c | c-i-c | c-i-c | c-i-c | c-i-c | c-i-c | c-i-c | c-i-c | FALSE | 0% | 0% | 0% | 0% | 0% | 0% | TRUE | 0% | 0% | 0% | 0% | 0% | FALSE | 0% | 0% | 0% | 0% | 0% | 0% | 0% | 0% | c-i-c | c-i-c
| 333 | Supply to Western Sydney Priority Growth area | TRUE | Labour | Secondary Systems | 5% | Augmentation Expenditure | Augex - Major Project | Augex | Augex - Major Project | N/A | N/A | N/A | N/A | Yes | 0% | Localised maximum demand growth | Secondary Systems (2018-23) | 9.174% | TRUE | FY22 | 2 | 146 | 1 | 3 | 4 | 1 | FALSE | FALSE | TRUE | c-i-c | c-i-c | c-i-c | c-i-c | c-i-c | c-i-c | c-i-c | c-i-c | c-i-c | c-i-c | c-i-c | c-i-c | c-i-c | c-i-c | c-i-c | c-i-c | c-i-c | c-i-c | c-i-c | c-i-c | c-i-c | c-i-c | c-i-c | c-i-c | c-i-c | c-i-c | c-i-c | c-i-c | c-i-c | c-i-c | c-i-c | c-i-c | c-i-c | c-i-c | c-i-c | c-i-c | c-i-c | c-i-c | c-i-c | c-i-c | c-i-c | c-i-c | c-i-c | c-i-c | c-i-c | c-i-c | c-i-c | c-i-c | c-i-c | c-i-c | c-i-c | c-i-c | c-i-c | c-i-c | c-i-c | c-i-c | c-i-c | c-i-c | c-i-c | c-i-c | c-i-c | c-i-c | c-i-c | c-i-c | c-i-c | FALSE | 0% | 0% | 0% | 0% | 0% | 0% | FALSE | 0% | 0% | 0% | 0% | 0% | TRUE | 0% | 0% | 0% | 0% | 0% | 0% | 0% | 0% | c-i-c | c-i-c
| 334 | Supply to Western Sydney Priority Growth area | TRUE | Labour | Land and Easements | 20% | Augmentation Expenditure | Augex - Major Project | Augex | Augex - Major Project | N/A | N/A | N/A | N/A | Yes | 0% | Localised maximum demand growth | Land and Easements | 9.174% | TRUE | FY22 | 2 | 146 | 1 | 4 | 9 | 1 | FALSE | FALSE | TRUE | c-i-c | c-i-c | c-i-c | c-i-c | c-i-c | c-i-c | c-i-c | c-i-c | c-i-c | c-i-c | c-i-c | c-i-c | c-i-c | c-i-c | c-i-c | c-i-c | c-i-c | c-i-c | c-i-c | c-i-c | c-i-c | c-i-c | c-i-c | c-i-c | c-i-c | c-i-c | c-i-c | c-i-c | c-i-c | c-i-c | c-i-c | c-i-c | c-i-c | c-i-c | c-i-c | c-i-c | c-i-c | c-i-c | c-i-c | c-i-c | c-i-c | c-i-c | c-i-c | c-i-c | c-i-c | c-i-c | c-i-c | c-i-c | c-i-c | c-i-c | c-i-c | c-i-c | c-i-c | c-i-c | c-i-c | c-i-c | c-i-c | c-i-c | c-i-c | c-i-c | c-i-c | c-i-c | c-i-c | c-i-c | c-i-c | FALSE | 0% | 0% | 0% | 0% | 0% | 0% | FALSE | 0% | 0% | 0% | 0% | 0% | FALSE | 0% | 0% | 0% | 0% | 0% | 0% | 0% | 0% | c-i-c | c-i-c
| 335 | Supply to Western Sydney Priority Growth area | TRUE | Non-Labour | Transmission Lines | 15% | Augmentation Expenditure | Augex - Major Project | Augex | Augex - Major Project | N/A | N/A | N/A | N/A | Yes | 0% | Localised maximum demand growth | Transmission Lines (2018 onwards) | 90.83% | TRUE | FY22 | 2 | 146 | 2 | 5 | 1 | 2 | FALSE | FALSE | TRUE | c-i-c | c-i-c | c-i-c | c-i-c | c-i-c | c-i-c | c-i-c | c-i-c | c-i-c | c-i-c | c-i-c | c-i-c | c-i-c | c-i-c | c-i-c | c-i-c | c-i-c | c-i-c | c-i-c | c-i-c | c-i-c | c-i-c | c-i-c | c-i-c | c-i-c | c-i-c | c-i-c | c-i-c | c-i-c | c-i-c | c-i-c | c-i-c | c-i-c | c-i-c | c-i-c | c-i-c | c-i-c | c-i-c | c-i-c | c-i-c | c-i-c | c-i-c | c-i-c | c-i-c | c-i-c | c-i-c | c-i-c | c-i-c | c-i-c | c-i-c | c-i-c | c-i-c | c-i-c | c-i-c | c-i-c | c-i-c | c-i-c | c-i-c | c-i-c | c-i-c | c-i-c | c-i-c | c-i-c | c-i-c | c-i-c | TRUE | 0% | 0% | 0% | 0% | 0% | 0% | FALSE | 0% | 0% | 0% | 0% | 0% | FALSE | 0% | 0% | 0% | 0% | 0% | 0% | 0% | 0% | c-i-c | c-i-c
| 336 | Supply to Western Sydney Priority Growth area | TRUE | Non-Labour | Substations | 60% | Augmentation Expenditure | Augex - Major Project | Augex | Augex - Major Project | N/A | N/A | N/A | N/A | Yes | 0% | Localised maximum demand growth | Substations (2018 onwards) | 90.83% | TRUE | FY22 | 2 | 146 | 2 | 6 | 3 | 2 | FALSE | FALSE | TRUE | c-i-c | c-i-c | c-i-c | c-i-c | c-i-c | c-i-c | c-i-c | c-i-c | c-i-c | c-i-c | c-i-c | c-i-c | c-i-c | c-i-c | c-i-c | c-i-c | c-i-c | c-i-c | c-i-c | c-i-c | c-i-c | c-i-c | c-i-c | c-i-c | c-i-c | c-i-c | c-i-c | c-i-c | c-i-c | c-i-c | c-i-c | c-i-c | c-i-c | c-i-c | c-i-c | c-i-c | c-i-c | c-i-c | c-i-c | c-i-c | c-i-c | c-i-c | c-i-c | c-i-c | c-i-c | c-i-c | c-i-c | c-i-c | c-i-c | c-i-c | c-i-c | c-i-c | c-i-c | c-i-c | c-i-c | c-i-c | c-i-c | c-i-c | c-i-c | c-i-c | c-i-c | c-i-c | c-i-c | c-i-c | c-i-c | FALSE | 0% | 0% | 0% | 0% | 0% | 0% | TRUE | 0% | 0% | 0% | 0% | 0% | FALSE | 0% | 0% | 0% | 0% | 0% | 0% | 0% | 0% | c-i-c | c-i-c
| 337 | Supply to Western Sydney Priority Growth area | TRUE | Non-Labour | Secondary Systems | 5% | Augmentation Expenditure | Augex - Major Project | Augex | Augex - Major Project | N/A | N/A | N/A | N/A | Yes | 0% | Localised maximum demand growth | Secondary Systems (2018-23) | 90.83% | TRUE | FY22 | 2 | 146 | 2 | 7 | 4 | 2 | FALSE | FALSE | TRUE | c-i-c | c-i-c | c-i-c | c-i-c | c-i-c | c-i-c | c-i-c | c-i-c | c-i-c | c-i-c | c-i-c | c-i-c | c-i-c | c-i-c | c-i-c | c-i-c | c-i-c | c-i-c | c-i-c | c-i-c | c-i-c | c-i-c | c-i-c | c-i-c | c-i-c | c-i-c | c-i-c | c-i-c | c-i-c | c-i-c | c-i-c | c-i-c | c-i-c | c-i-c | c-i-c | c-i-c | c-i-c | c-i-c | c-i-c | c-i-c | c-i-c | c-i-c | c-i-c | c-i-c | c-i-c | c-i-c | c-i-c | c-i-c | c-i-c | c-i-c | c-i-c | c-i-c | c-i-c | c-i-c | c-i-c | c-i-c | c-i-c | c-i-c | c-i-c | c-i-c | c-i-c | c-i-c | c-i-c | c-i-c | c-i-c | FALSE | 0% | 0% | 0% | 0% | 0% | 0% | FALSE | 0% | 0% | 0% | 0% | 0% | TRUE | 0% | 0% | 0% | 0% | 0% | 0% | 0% | 0% | c-i-c | c-i-c
| 338 | Supply to Western Sydney Priority Growth area | TRUE | Non-Labour | Land and Easements | 20% | Augmentation Expenditure | Augex - Major Project | Augex | Augex - Major Project | N/A | N/A | N/A | N/A | Yes | 0% | Localised maximum demand growth | Land and Easements | 90.83% | TRUE | FY22 | 2 | 146 | 2 | 8 | 9 | 2 | FALSE | FALSE | TRUE | c-i-c | c-i-c | c-i-c | c-i-c | c-i-c | c-i-c | c-i-c | c-i-c | c-i-c | c-i-c | c-i-c | c-i-c | c-i-c | c-i-c | c-i-c | c-i-c | c-i-c | c-i-c | c-i-c | c-i-c | c-i-c | c-i-c | c-i-c | c-i-c | c-i-c | c-i-c | c-i-c | c-i-c | c-i-c | c-i-c | c-i-c | c-i-c | c-i-c | c-i-c | c-i-c | c-i-c | c-i-c | c-i-c | c-i-c | c-i-c | c-i-c | c-i-c | c-i-c | c-i-c | c-i-c | c-i-c | c-i-c | c-i-c | c-i-c | c-i-c | c-i-c | c-i-c | c-i-c | c-i-c | c-i-c | c-i-c | c-i-c | c-i-c | c-i-c | c-i-c | c-i-c | c-i-c | c-i-c | c-i-c | c-i-c | FALSE | 0% | 0% | 0% | 0% | 0% | 0% | FALSE | 0% | 0% | 0% | 0% | 0% | FALSE | 0% | 0% | 0% | 0% | 0% | 0% | 0% | 0% | c-i-c | c-i-c
| 339 | Increase capacity of 132 kV busbars at Wagga Substation | TRUE | Labour | Substations | 100% | Augmentation Expenditure | Augmentations | Augex | Economic Benefits | N/A | N/A | N/A | N/A | No | 0% | Energy transition | Substations (2018 onwards) | 30.7% | TRUE | FY22 | 2 | 147 | 1 | 1 | 3 | 1 | FALSE | FALSE | TRUE | 0.15503 | 0.74413 | 0.89916 | 0.062011 | 0 | 1.8603 | 0.1516 | 0.73885 | 0.90508 | 0.062727 | 0 | 1.8583 | 0.014582 | 0.071036 | 0.10647 | 0.0065456 | 0 | 0.19863 | 0.0032029 | 0.015579 | 0.022943 | 0.0014258 | 0 | 0.043151 | 0.16939 | 0.82547 | 1.0345 | 0.070699 | 0 | 2.1 | 0% | 0% | 80% | 20% | 0% | 0 | 0 | 1.4883 | 0.37207 | 0 | 1.8603 | 0 | 0 | 1.4866 | 0.37165 | 0 | 1.8583 | 0 | 0 | 0.15891 | 0.039727 | 0 | 0.19863 | 0 | 0 | 0.034521 | 0.0086302 | 0 | 0.043151 | 0 | 0 | 1.68 | 0.42001 | 0 | 2.1 | FALSE | 0% | 0% | 0% | 0% | 0% | 0% | TRUE | 0% | 0% | 0% | 0% | 0% | FALSE | 0% | 0% | 0% | 0% | 0% | 0% | 0% | 0% | 1.8583 | 31
| 340 | Increase capacity of 132 kV busbars at Wagga Substation | TRUE | Non-Labour | Substations | 100% | Augmentation Expenditure | Augmentations | Augex | Economic Benefits | N/A | N/A | N/A | N/A | No | 0% | Energy transition | Substations (2018 onwards) | 69.3% | TRUE | FY22 | 2 | 147 | 2 | 2 | 3 | 2 | FALSE | FALSE | TRUE | 0.3499 | 1.6795 | 2.0294 | 0.13996 | 0 | 4.1988 | 0.3499 | 1.6795 | 2.0294 | 0.13996 | 0 | 4.1988 | 0.033656 | 0.16147 | 0.23873 | 0.014605 | 0 | 0.44847 | 0.0073924 | 0.035414 | 0.051443 | 0.0031814 | 0 | 0.097431 | 0.39094 | 1.8764 | 2.3196 | 0.15774 | 0 | 4.7446 | 0% | 0% | 80% | 20% | 0% | 0 | 0 | 3.359 | 0.83975 | 0 | 4.1988 | 0 | 0 | 3.359 | 0.83975 | 0 | 4.1988 | 0 | 0 | 0.35877 | 0.089693 | 0 | 0.44847 | 0 | 0 | 0.077944 | 0.019486 | 0 | 0.097431 | 0 | 0 | 3.7957 | 0.94893 | 0 | 4.7446 | FALSE | 0% | 0% | 0% | 0% | 0% | 0% | TRUE | 0% | 0% | 0% | 0% | 0% | FALSE | 0% | 0% | 0% | 0% | 0% | 0% | 0% | 0% | 4.1988 | 21
| 341 | Supply to Sydney West Area | TRUE | Labour | Substations | 95% | Augmentation Expenditure | Augmentations | Augex | Demand | N/A | N/A | N/A | N/A | No | 0% | Localised maximum demand growth | Substations (2018 onwards) | 9.116% | TRUE | FY22 | 2 | 148 | 1 | 1 | 3 | 1 | FALSE | FALSE | TRUE | 1.6704 | 0.048559 | 0 | 0 | 0 | 1.719 | 1.6335 | 0.048215 | 0 | 0 | 0 | 1.6817 | 0.15713 | 0.0046355 | 0 | 0 | 0 | 0.16176 | 0.034512 | 0.0010167 | 0 | 0 | 0 | 0.035529 | 1.8252 | 0.053867 | 0 | 0 | 0 | 1.879 | 0% | 100% | 0% | 0% | 0% | 0 | 1.719 | 0 | 0 | 0 | 1.719 | 0 | 1.6817 | 0 | 0 | 0 | 1.6817 | 0 | 0.16176 | 0 | 0 | 0 | 0.16176 | 0 | 0.035529 | 0 | 0 | 0 | 0.035529 | 0 | 1.879 | 0 | 0 | 0 | 1.879 | FALSE | 0% | 0% | 0% | 0% | 0% | 0% | TRUE | 0% | 0% | 0% | 0% | 0% | FALSE | 0% | 0% | 0% | 0% | 0% | 0% | 0% | 0% | 1.6817 | 32
| 342 | Supply to Sydney West Area | TRUE | Labour | Secondary Systems | 5% | Augmentation Expenditure | Augmentations | Augex | Demand | N/A | N/A | N/A | N/A | No | 0% | Localised maximum demand growth | Secondary Systems (2018-23) | 9.116% | TRUE | FY22 | 2 | 148 | 1 | 2 | 4 | 1 | FALSE | FALSE | TRUE | 0.087918 | 0.0025558 | 0 | 0 | 0 | 0.090474 | 0.085975 | 0.0025376 | 0 | 0 | 0 | 0.088512 | 0.0082698 | 0.00024398 | 0 | 0 | 0 | 0.0085138 | 0.0018164 | 5.3508e-05 | 0 | 0 | 0 | 0.0018699 | 0.096061 | 0.0028351 | 0 | 0 | 0 | 0.098896 | 0% | 100% | 0% | 0% | 0% | 0 | 0.090474 | 0 | 0 | 0 | 0.090474 | 0 | 0.088512 | 0 | 0 | 0 | 0.088512 | 0 | 0.0085138 | 0 | 0 | 0 | 0.0085138 | 0 | 0.0018699 | 0 | 0 | 0 | 0.0018699 | 0 | 0.098896 | 0 | 0 | 0 | 0.098896 | FALSE | 0% | 0% | 0% | 0% | 0% | 0% | FALSE | 0% | 0% | 0% | 0% | 0% | TRUE | 0% | 0% | 0% | 0% | 0% | 0% | 0% | 0% | 0.088512 | 66
| 343 | Supply to Sydney West Area | TRUE | Non-Labour | Substations | 95% | Augmentation Expenditure | Augmentations | Augex | Demand | N/A | N/A | N/A | N/A | No | 0% | Localised maximum demand growth | Substations (2018 onwards) | 90.88% | TRUE | FY22 | 2 | 148 | 2 | 3 | 3 | 2 | FALSE | FALSE | TRUE | 16.6535 | 0.48411 | 0 | 0 | 0 | 17.1376 | 16.6535 | 0.48411 | 0 | 0 | 0 | 17.1376 | 1.6019 | 0.046544 | 0 | 0 | 0 | 1.6484 | 0.35184 | 0.010208 | 0 | 0 | 0 | 0.36205 | 18.6072 | 0.54086 | 0 | 0 | 0 | 19.148 | 0% | 100% | 0% | 0% | 0% | 0 | 17.1376 | 0 | 0 | 0 | 17.1376 | 0 | 17.1376 | 0 | 0 | 0 | 17.1376 | 0 | 1.6484 | 0 | 0 | 0 | 1.6484 | 0 | 0.36205 | 0 | 0 | 0 | 0.36205 | 0 | 19.148 | 0 | 0 | 0 | 19.148 | FALSE | 0% | 0% | 0% | 0% | 0% | 0% | TRUE | 0% | 0% | 0% | 0% | 0% | FALSE | 0% | 0% | 0% | 0% | 0% | 0% | 0% | 0% | 17.1376 | 8
| 344 | Supply to Sydney West Area | TRUE | Non-Labour | Secondary Systems | 5% | Augmentation Expenditure | Augmentations | Augex | Demand | N/A | N/A | N/A | N/A | No | 0% | Localised maximum demand growth | Secondary Systems (2018-23) | 90.88% | TRUE | FY22 | 2 | 148 | 2 | 4 | 4 | 2 | FALSE | FALSE | TRUE | 0.8765 | 0.02548 | 0 | 0 | 0 | 0.90198 | 0.8765 | 0.02548 | 0 | 0 | 0 | 0.90198 | 0.084309 | 0.0024497 | 0 | 0 | 0 | 0.086759 | 0.018518 | 0.00053726 | 0 | 0 | 0 | 0.019055 | 0.97933 | 0.028467 | 0 | 0 | 0 | 1.0078 | 0% | 100% | 0% | 0% | 0% | 0 | 0.90198 | 0 | 0 | 0 | 0.90198 | 0 | 0.90198 | 0 | 0 | 0 | 0.90198 | 0 | 0.086759 | 0 | 0 | 0 | 0.086759 | 0 | 0.019055 | 0 | 0 | 0 | 0.019055 | 0 | 1.0078 | 0 | 0 | 0 | 1.0078 | FALSE | 0% | 0% | 0% | 0% | 0% | 0% | FALSE | 0% | 0% | 0% | 0% | 0% | TRUE | 0% | 0% | 0% | 0% | 0% | 0% | 0% | 0% | 0.90198 | 45
| 345 | Maintain quality of supply in ACT | FALSE | Labour | Substations | 95% | Augmentation Expenditure | Augmentations | Augex | Compliance | N/A | N/A | N/A | N/A | No | 0% | Safety security & reliability | Substations (2018 onwards) | 0% | TRUE | FY22 | 2 | 149 | 1 | 1 | 3 | 1 | FALSE | FALSE | TRUE | 0 | 0 | 0 | 0 | 0 | 0 | 0 | 0 | 0 | 0 | 0 | 0 | 0 | 0 | 0 | 0 | 0 | 0 | 0 | 0 | 0 | 0 | 0 | 0 | 0 | 0 | 0 | 0 | 0 | 0 | 0% | 0% | 0% | 100% | 0% | 0 | 0 | 0 | 0 | 0 | 0 | 0 | 0 | 0 | 0 | 0 | 0 | 0 | 0 | 0 | 0 | 0 | 0 | 0 | 0 | 0 | 0 | 0 | 0 | 0 | 0 | 0 | 0 | 0 | 0 | FALSE | 0% | 0% | 0% | 0% | 0% | 0% | TRUE | 0% | 0% | 0% | 0% | 0% | FALSE | 0% | 0% | 0% | 0% | 0% | 0% | 0% | 0% | 0 | 73
| 346 | Maintain quality of supply in ACT | FALSE | Labour | Secondary Systems | 5% | Augmentation Expenditure | Augmentations | Augex | Compliance | N/A | N/A | N/A | N/A | No | 0% | Safety security & reliability | Secondary Systems (2018-23) | 0% | TRUE | FY22 | 2 | 149 | 1 | 2 | 4 | 1 | FALSE | FALSE | TRUE | 0 | 0 | 0 | 0 | 0 | 0 | 0 | 0 | 0 | 0 | 0 | 0 | 0 | 0 | 0 | 0 | 0 | 0 | 0 | 0 | 0 | 0 | 0 | 0 | 0 | 0 | 0 | 0 | 0 | 0 | 0% | 0% | 0% | 100% | 0% | 0 | 0 | 0 | 0 | 0 | 0 | 0 | 0 | 0 | 0 | 0 | 0 | 0 | 0 | 0 | 0 | 0 | 0 | 0 | 0 | 0 | 0 | 0 | 0 | 0 | 0 | 0 | 0 | 0 | 0 | FALSE | 0% | 0% | 0% | 0% | 0% | 0% | FALSE | 0% | 0% | 0% | 0% | 0% | TRUE | 0% | 0% | 0% | 0% | 0% | 0% | 0% | 0% | 0 | 74
| 347 | Maintain quality of supply in ACT | FALSE | Non-Labour | Substations | 95% | Augmentation Expenditure | Augmentations | Augex | Compliance | N/A | N/A | N/A | N/A | No | 0% | Safety security & reliability | Substations (2018 onwards) | 100% | TRUE | FY22 | 2 | 149 | 2 | 3 | 3 | 2 | FALSE | FALSE | TRUE | 0 | 0 | 0 | 0 | 0 | 0 | 0 | 0 | 0 | 0 | 0 | 0 | 0 | 0 | 0 | 0 | 0 | 0 | 0 | 0 | 0 | 0 | 0 | 0 | 0 | 0 | 0 | 0 | 0 | 0 | 0% | 0% | 0% | 100% | 0% | 0 | 0 | 0 | 0 | 0 | 0 | 0 | 0 | 0 | 0 | 0 | 0 | 0 | 0 | 0 | 0 | 0 | 0 | 0 | 0 | 0 | 0 | 0 | 0 | 0 | 0 | 0 | 0 | 0 | 0 | FALSE | 0% | 0% | 0% | 0% | 0% | 0% | TRUE | 0% | 0% | 0% | 0% | 0% | FALSE | 0% | 0% | 0% | 0% | 0% | 0% | 0% | 0% | 0 | 75
| 348 | Maintain quality of supply in ACT | FALSE | Non-Labour | Secondary Systems | 5% | Augmentation Expenditure | Augmentations | Augex | Compliance | N/A | N/A | N/A | N/A | No | 0% | Safety security & reliability | Secondary Systems (2018-23) | 100% | TRUE | FY22 | 2 | 149 | 2 | 4 | 4 | 2 | FALSE | FALSE | TRUE | 0 | 0 | 0 | 0 | 0 | 0 | 0 | 0 | 0 | 0 | 0 | 0 | 0 | 0 | 0 | 0 | 0 | 0 | 0 | 0 | 0 | 0 | 0 | 0 | 0 | 0 | 0 | 0 | 0 | 0 | 0% | 0% | 0% | 100% | 0% | 0 | 0 | 0 | 0 | 0 | 0 | 0 | 0 | 0 | 0 | 0 | 0 | 0 | 0 | 0 | 0 | 0 | 0 | 0 | 0 | 0 | 0 | 0 | 0 | 0 | 0 | 0 | 0 | 0 | 0 | FALSE | 0% | 0% | 0% | 0% | 0% | 0% | FALSE | 0% | 0% | 0% | 0% | 0% | TRUE | 0% | 0% | 0% | 0% | 0% | 0% | 0% | 0% | 0 | 76
| 349 | Improve voltage control in Southern NSW area | TRUE | Labour | Substations | 95% | Augmentation Expenditure | Augmentations | Augex | Compliance | N/A | N/A | N/A | N/A | No | 0% | Energy transition | Substations (2018 onwards) | 9.207% | TRUE | FY22 | 2 | 150 | 1 | 1 | 3 | 1 | FALSE | FALSE | TRUE | 0.086627 | 0.19661 | 1.7695 | 0.018493 | 0 | 2.0713 | 0.084712 | 0.19522 | 1.7812 | 0.018707 | 0 | 2.0798 | 0.0081484 | 0.018769 | 0.20953 | 0.0019521 | 0 | 0.2384 | 0.0017897 | 0.0041164 | 0.045151 | 0.00042523 | 0 | 0.051482 | 0.09465 | 0.2181 | 2.0359 | 0.021084 | 0 | 2.3697 | 0% | 0% | 50% | 50% | 0% | 0 | 0 | 1.0356 | 1.0356 | 0 | 2.0713 | 0 | 0 | 1.0399 | 1.0399 | 0 | 2.0798 | 0 | 0 | 0.1192 | 0.1192 | 0 | 0.2384 | 0 | 0 | 0.025741 | 0.025741 | 0 | 0.051482 | 0 | 0 | 1.1849 | 1.1849 | 0 | 2.3697 | FALSE | 0% | 0% | 0% | 0% | 0% | 0% | TRUE | 0% | 0% | 0% | 0% | 0% | FALSE | 0% | 0% | 0% | 0% | 0% | 0% | 0% | 0% | 2.0798 | 27
| 350 | Improve voltage control in Southern NSW area | TRUE | Labour | Secondary Systems | 5% | Augmentation Expenditure | Augmentations | Augex | Compliance | N/A | N/A | N/A | N/A | No | 0% | Energy transition | Secondary Systems (2018-23) | 9.207% | TRUE | FY22 | 2 | 150 | 1 | 2 | 4 | 1 | FALSE | FALSE | TRUE | 0.0045593 | 0.010348 | 0.093133 | 0.00097334 | 0 | 0.10901 | 0.0044585 | 0.010275 | 0.093746 | 0.00098458 | 0 | 0.10946 | 0.00042886 | 0.00098784 | 0.011028 | 0.00010274 | 0 | 0.012547 | 9.4197e-05 | 0.00021665 | 0.0023764 | 2.238e-05 | 0 | 0.0027096 | 0.0049816 | 0.011479 | 0.10715 | 0.0011097 | 0 | 0.12472 | 0% | 0% | 50% | 50% | 0% | 0 | 0 | 0.054507 | 0.054507 | 0 | 0.10901 | 0 | 0 | 0.054732 | 0.054732 | 0 | 0.10946 | 0 | 0 | 0.0062737 | 0.0062737 | 0 | 0.012547 | 0 | 0 | 0.0013548 | 0.0013548 | 0 | 0.0027096 | 0 | 0 | 0.062361 | 0.062361 | 0 | 0.12472 | FALSE | 0% | 0% | 0% | 0% | 0% | 0% | FALSE | 0% | 0% | 0% | 0% | 0% | TRUE | 0% | 0% | 0% | 0% | 0% | 0% | 0% | 0% | 0.10946 | 65
| 351 | Improve voltage control in Southern NSW area | TRUE | Non-Labour | Substations | 95% | Augmentation Expenditure | Augmentations | Augex | Compliance | N/A | N/A | N/A | N/A | No | 0% | Energy transition | Substations (2018 onwards) | 90.79% | TRUE | FY22 | 2 | 150 | 2 | 3 | 3 | 2 | FALSE | FALSE | TRUE | 0.85424 | 1.9388 | 17.4495 | 0.18237 | 0 | 20.425 | 0.85424 | 1.9388 | 17.4495 | 0.18237 | 0 | 20.425 | 0.082168 | 0.18641 | 2.0527 | 0.01903 | 0 | 2.3403 | 0.018048 | 0.040882 | 0.44233 | 0.0041453 | 0 | 0.5054 | 0.95446 | 2.1661 | 19.9446 | 0.20554 | 0 | 23.2707 | 0% | 0% | 50% | 50% | 0% | 0 | 0 | 10.2125 | 10.2125 | 0 | 20.425 | 0 | 0 | 10.2125 | 10.2125 | 0 | 20.425 | 0 | 0 | 1.1702 | 1.1702 | 0 | 2.3403 | 0 | 0 | 0.2527 | 0.2527 | 0 | 0.5054 | 0 | 0 | 11.6353 | 11.6353 | 0 | 23.2707 | FALSE | 0% | 0% | 0% | 0% | 0% | 0% | TRUE | 0% | 0% | 0% | 0% | 0% | FALSE | 0% | 0% | 0% | 0% | 0% | 0% | 0% | 0% | 20.425 | 7
| 352 | Improve voltage control in Southern NSW area | TRUE | Non-Labour | Secondary Systems | 5% | Augmentation Expenditure | Augmentations | Augex | Compliance | N/A | N/A | N/A | N/A | No | 0% | Energy transition | Secondary Systems (2018-23) | 90.79% | TRUE | FY22 | 2 | 150 | 2 | 4 | 4 | 2 | FALSE | FALSE | TRUE | 0.04496 | 0.10204 | 0.9184 | 0.0095982 | 0 | 1.075 | 0.04496 | 0.10204 | 0.9184 | 0.0095982 | 0 | 1.075 | 0.0043247 | 0.0098109 | 0.10804 | 0.0010016 | 0 | 0.12317 | 0.00094989 | 0.0021517 | 0.02328 | 0.00021818 | 0 | 0.0266 | 0.050235 | 0.11401 | 1.0497 | 0.010818 | 0 | 1.2248 | 0% | 0% | 50% | 50% | 0% | 0 | 0 | 0.5375 | 0.5375 | 0 | 1.075 | 0 | 0 | 0.5375 | 0.5375 | 0 | 1.075 | 0 | 0 | 0.061587 | 0.061587 | 0 | 0.12317 | 0 | 0 | 0.0133 | 0.0133 | 0 | 0.0266 | 0 | 0 | 0.61239 | 0.61239 | 0 | 1.2248 | FALSE | 0% | 0% | 0% | 0% | 0% | 0% | FALSE | 0% | 0% | 0% | 0% | 0% | TRUE | 0% | 0% | 0% | 0% | 0% | 0% | 0% | 0% | 1.075 | 42
| 353 | Improve operational response to busbar trips | FALSE | Labour | Secondary Systems | 100% | Augmentation Expenditure | Augmentations | Augex | Economic Benefits | N/A | N/A | N/A | N/A | Yes | 0% | Safety security & reliability | Secondary Systems (2018-23) | 0% | TRUE | FY22 | 2 | 151 | 1 | 1 | 4 | 1 | FALSE | FALSE | TRUE | 0 | 0 | 0 | 0 | 0 | 0 | 0 | 0 | 0 | 0 | 0 | 0 | 0 | 0 | 0 | 0 | 0 | 0 | 0 | 0 | 0 | 0 | 0 | 0 | 0 | 0 | 0 | 0 | 0 | 0 | 0% | 0% | 0% | 100% | 0% | 0 | 0 | 0 | 0 | 0 | 0 | 0 | 0 | 0 | 0 | 0 | 0 | 0 | 0 | 0 | 0 | 0 | 0 | 0 | 0 | 0 | 0 | 0 | 0 | 0 | 0 | 0 | 0 | 0 | 0 | FALSE | 0% | 0% | 0% | 0% | 0% | 0% | FALSE | 0% | 0% | 0% | 0% | 0% | TRUE | 0% | 0% | 0% | 0% | 0% | 0% | 0% | 0% | 0 | 77
| 354 | Improve operational response to busbar trips | FALSE | Non-Labour | Secondary Systems | 100% | Augmentation Expenditure | Augmentations | Augex | Economic Benefits | N/A | N/A | N/A | N/A | Yes | 0% | Safety security & reliability | Secondary Systems (2018-23) | 100% | TRUE | FY22 | 2 | 151 | 2 | 2 | 4 | 2 | FALSE | FALSE | TRUE | 0 | 0 | 0 | 0 | 0 | 0 | 0 | 0 | 0 | 0 | 0 | 0 | 0 | 0 | 0 | 0 | 0 | 0 | 0 | 0 | 0 | 0 | 0 | 0 | 0 | 0 | 0 | 0 | 0 | 0 | 0% | 0% | 0% | 100% | 0% | 0 | 0 | 0 | 0 | 0 | 0 | 0 | 0 | 0 | 0 | 0 | 0 | 0 | 0 | 0 | 0 | 0 | 0 | 0 | 0 | 0 | 0 | 0 | 0 | 0 | 0 | 0 | 0 | 0 | 0 | FALSE | 0% | 0% | 0% | 0% | 0% | 0% | FALSE | 0% | 0% | 0% | 0% | 0% | TRUE | 0% | 0% | 0% | 0% | 0% | 0% | 0% | 0% | 0 | 78
| 355 | Maintain Voltage in Greater Sydney area | TRUE | Labour | Substations | 95% | Augmentation Expenditure | Augmentations | Augex | Compliance | N/A | N/A | N/A | N/A | No | 0% | Energy transition | Substations (2018 onwards) | 14.35% | TRUE | FY22 | 2 | 152 | 1 | 1 | 3 | 1 | FALSE | FALSE | TRUE | 0.18366 | 1.2043 | 0.039141 | 0 | 0 | 1.4271 | 0.1796 | 1.1958 | 0.039399 | 0 | 0 | 1.4148 | 0.017276 | 0.11497 | 0.0046347 | 0 | 0 | 0.13688 | 0.0037945 | 0.025214 | 0.00099871 | 0 | 0 | 0.030008 | 0.20067 | 1.336 | 0.045032 | 0 | 0 | 1.5817 | 0% | 0% | 100% | 0% | 0% | 0 | 0 | 1.4271 | 0 | 0 | 1.4271 | 0 | 0 | 1.4148 | 0 | 0 | 1.4148 | 0 | 0 | 0.13688 | 0 | 0 | 0.13688 | 0 | 0 | 0.030008 | 0 | 0 | 0.030008 | 0 | 0 | 1.5817 | 0 | 0 | 1.5817 | FALSE | 0% | 0% | 0% | 0% | 0% | 0% | TRUE | 0% | 0% | 0% | 0% | 0% | FALSE | 0% | 0% | 0% | 0% | 0% | 0% | 0% | 0% | 1.4148 | 35
| 356 | Maintain Voltage in Greater Sydney area | TRUE | Labour | Secondary Systems | 5% | Augmentation Expenditure | Augmentations | Augex | Compliance | N/A | N/A | N/A | N/A | No | 0% | Energy transition | Secondary Systems (2018-23) | 14.35% | TRUE | FY22 | 2 | 152 | 1 | 2 | 4 | 1 | FALSE | FALSE | TRUE | 0.0096664 | 0.063386 | 0.0020601 | 0 | 0 | 0.075113 | 0.0094527 | 0.062936 | 0.0020736 | 0 | 0 | 0.074463 | 0.00090924 | 0.0060509 | 0.00024393 | 0 | 0 | 0.0072041 | 0.00019971 | 0.0013271 | 5.2564e-05 | 0 | 0 | 0.0015794 | 0.010562 | 0.070314 | 0.0023701 | 0 | 0 | 0.083246 | 0% | 0% | 100% | 0% | 0% | 0 | 0 | 0.075113 | 0 | 0 | 0.075113 | 0 | 0 | 0.074463 | 0 | 0 | 0.074463 | 0 | 0 | 0.0072041 | 0 | 0 | 0.0072041 | 0 | 0 | 0.0015794 | 0 | 0 | 0.0015794 | 0 | 0 | 0.083246 | 0 | 0 | 0.083246 | FALSE | 0% | 0% | 0% | 0% | 0% | 0% | FALSE | 0% | 0% | 0% | 0% | 0% | TRUE | 0% | 0% | 0% | 0% | 0% | 0% | 0% | 0% | 0.074463 | 69
| 357 | Maintain Voltage in Greater Sydney area | TRUE | Non-Labour | Substations | 95% | Augmentation Expenditure | Augmentations | Augex | Compliance | N/A | N/A | N/A | N/A | No | 0% | Energy transition | Substations (2018 onwards) | 85.65% | TRUE | FY22 | 2 | 152 | 2 | 3 | 3 | 2 | FALSE | FALSE | TRUE | 1.0966 | 7.191 | 0.23371 | 0 | 0 | 8.5213 | 1.0966 | 7.191 | 0.23371 | 0 | 0 | 8.5213 | 0.10548 | 0.69137 | 0.027492 | 0 | 0 | 0.82434 | 0.023169 | 0.15163 | 0.0059242 | 0 | 0 | 0.18072 | 1.2253 | 8.034 | 0.26712 | 0 | 0 | 9.5264 | 0% | 0% | 100% | 0% | 0% | 0 | 0 | 8.5213 | 0 | 0 | 8.5213 | 0 | 0 | 8.5213 | 0 | 0 | 8.5213 | 0 | 0 | 0.82434 | 0 | 0 | 0.82434 | 0 | 0 | 0.18072 | 0 | 0 | 0.18072 | 0 | 0 | 9.5264 | 0 | 0 | 9.5264 | FALSE | 0% | 0% | 0% | 0% | 0% | 0% | TRUE | 0% | 0% | 0% | 0% | 0% | FALSE | 0% | 0% | 0% | 0% | 0% | 0% | 0% | 0% | 8.5213 | 12
| 358 | Maintain Voltage in Greater Sydney area | TRUE | Non-Labour | Secondary Systems | 5% | Augmentation Expenditure | Augmentations | Augex | Compliance | N/A | N/A | N/A | N/A | No | 0% | Energy transition | Secondary Systems (2018-23) | 85.65% | TRUE | FY22 | 2 | 152 | 2 | 4 | 4 | 2 | FALSE | FALSE | TRUE | 0.057717 | 0.37847 | 0.0123 | 0 | 0 | 0.44849 | 0.057717 | 0.37847 | 0.0123 | 0 | 0 | 0.44849 | 0.0055517 | 0.036388 | 0.001447 | 0 | 0 | 0.043386 | 0.0012194 | 0.0079805 | 0.0003118 | 0 | 0 | 0.0095117 | 0.064488 | 0.42284 | 0.014059 | 0 | 0 | 0.50139 | 0% | 0% | 100% | 0% | 0% | 0 | 0 | 0.44849 | 0 | 0 | 0.44849 | 0 | 0 | 0.44849 | 0 | 0 | 0.44849 | 0 | 0 | 0.043386 | 0 | 0 | 0.043386 | 0 | 0 | 0.0095117 | 0 | 0 | 0.0095117 | 0 | 0 | 0.50139 | 0 | 0 | 0.50139 | FALSE | 0% | 0% | 0% | 0% | 0% | 0% | FALSE | 0% | 0% | 0% | 0% | 0% | TRUE | 0% | 0% | 0% | 0% | 0% | 0% | 0% | 0% | 0.44849 | 53
| 359 | Manage multiple contingencies in North West NSW area | FALSE | Labour | Secondary Systems | 80% | Augmentation Expenditure | Augmentations | Augex | Economic Benefits | N/A | N/A | N/A | N/A | Yes | 0% | Safety security & reliability | Secondary Systems (2018-23) | 41.25% | TRUE | FY22 | 2 | 153 | 1 | 1 | 4 | 1 | FALSE | FALSE | TRUE | 0 | 0 | 0 | 0 | 0 | 0 | 0 | 0 | 0 | 0 | 0 | 0 | 0 | 0 | 0 | 0 | 0 | 0 | 0 | 0 | 0 | 0 | 0 | 0 | 0 | 0 | 0 | 0 | 0 | 0 | 0% | 0% | 100% | 0% | 0% | 0 | 0 | 0 | 0 | 0 | 0 | 0 | 0 | 0 | 0 | 0 | 0 | 0 | 0 | 0 | 0 | 0 | 0 | 0 | 0 | 0 | 0 | 0 | 0 | 0 | 0 | 0 | 0 | 0 | 0 | FALSE | 0% | 0% | 0% | 0% | 0% | 0% | FALSE | 0% | 0% | 0% | 0% | 0% | TRUE | 0% | 0% | 0% | 0% | 0% | 0% | 0% | 0% | 0 | 79
| 360 | Manage multiple contingencies in North West NSW area | FALSE | Labour | Communications (short life) | 20% | Augmentation Expenditure | Augmentations | Augex | Economic Benefits | N/A | N/A | N/A | N/A | Yes | 0% | Safety security & reliability | Communications (short life) (2018 onwards) | 41.25% | TRUE | FY22 | 2 | 153 | 1 | 2 | 5 | 1 | FALSE | FALSE | TRUE | 0 | 0 | 0 | 0 | 0 | 0 | 0 | 0 | 0 | 0 | 0 | 0 | 0 | 0 | 0 | 0 | 0 | 0 | 0 | 0 | 0 | 0 | 0 | 0 | 0 | 0 | 0 | 0 | 0 | 0 | 0% | 0% | 100% | 0% | 0% | 0 | 0 | 0 | 0 | 0 | 0 | 0 | 0 | 0 | 0 | 0 | 0 | 0 | 0 | 0 | 0 | 0 | 0 | 0 | 0 | 0 | 0 | 0 | 0 | 0 | 0 | 0 | 0 | 0 | 0 | FALSE | 0% | 0% | 0% | 0% | 0% | 0% | FALSE | 0% | 0% | 0% | 0% | 0% | TRUE | 0% | 0% | 0% | 0% | 0% | 0% | 0% | 0% | 0 | 80
| 361 | Manage multiple contingencies in North West NSW area | FALSE | Non-Labour | Secondary Systems | 80% | Augmentation Expenditure | Augmentations | Augex | Economic Benefits | N/A | N/A | N/A | N/A | Yes | 0% | Safety security & reliability | Secondary Systems (2018-23) | 58.75% | TRUE | FY22 | 2 | 153 | 2 | 3 | 4 | 2 | FALSE | FALSE | TRUE | 0 | 0 | 0 | 0 | 0 | 0 | 0 | 0 | 0 | 0 | 0 | 0 | 0 | 0 | 0 | 0 | 0 | 0 | 0 | 0 | 0 | 0 | 0 | 0 | 0 | 0 | 0 | 0 | 0 | 0 | 0% | 0% | 100% | 0% | 0% | 0 | 0 | 0 | 0 | 0 | 0 | 0 | 0 | 0 | 0 | 0 | 0 | 0 | 0 | 0 | 0 | 0 | 0 | 0 | 0 | 0 | 0 | 0 | 0 | 0 | 0 | 0 | 0 | 0 | 0 | FALSE | 0% | 0% | 0% | 0% | 0% | 0% | FALSE | 0% | 0% | 0% | 0% | 0% | TRUE | 0% | 0% | 0% | 0% | 0% | 0% | 0% | 0% | 0 | 81
| 362 | Manage multiple contingencies in North West NSW area | FALSE | Non-Labour | Communications (short life) | 20% | Augmentation Expenditure | Augmentations | Augex | Economic Benefits | N/A | N/A | N/A | N/A | Yes | 0% | Safety security & reliability | Communications (short life) (2018 onwards) | 58.75% | TRUE | FY22 | 2 | 153 | 2 | 4 | 5 | 2 | FALSE | FALSE | TRUE | 0 | 0 | 0 | 0 | 0 | 0 | 0 | 0 | 0 | 0 | 0 | 0 | 0 | 0 | 0 | 0 | 0 | 0 | 0 | 0 | 0 | 0 | 0 | 0 | 0 | 0 | 0 | 0 | 0 | 0 | 0% | 0% | 100% | 0% | 0% | 0 | 0 | 0 | 0 | 0 | 0 | 0 | 0 | 0 | 0 | 0 | 0 | 0 | 0 | 0 | 0 | 0 | 0 | 0 | 0 | 0 | 0 | 0 | 0 | 0 | 0 | 0 | 0 | 0 | 0 | FALSE | 0% | 0% | 0% | 0% | 0% | 0% | FALSE | 0% | 0% | 0% | 0% | 0% | TRUE | 0% | 0% | 0% | 0% | 0% | 0% | 0% | 0% | 0 | 82
| 363 | Manage multiple contingencies in Sydney Northwest area | FALSE | Labour | Secondary Systems | 80% | Augmentation Expenditure | Augmentations | Augex | Economic Benefits | N/A | N/A | N/A | N/A | Yes | 0% | Safety security & reliability | Secondary Systems (2018-23) | 34.42% | TRUE | FY22 | 2 | 154 | 1 | 1 | 4 | 1 | FALSE | FALSE | TRUE | 0 | 0 | 0 | 0 | 0 | 0 | 0 | 0 | 0 | 0 | 0 | 0 | 0 | 0 | 0 | 0 | 0 | 0 | 0 | 0 | 0 | 0 | 0 | 0 | 0 | 0 | 0 | 0 | 0 | 0 | 0% | 0% | 0% | 0% | 90% | 0 | 0 | 0 | 0 | 0 | 0 | 0 | 0 | 0 | 0 | 0 | 0 | 0 | 0 | 0 | 0 | 0 | 0 | 0 | 0 | 0 | 0 | 0 | 0 | 0 | 0 | 0 | 0 | 0 | 0 | FALSE | 0% | 0% | 0% | 0% | 0% | 0% | FALSE | 0% | 0% | 0% | 0% | 0% | TRUE | 0% | 0% | 0% | 0% | 0% | 0% | 0% | 0% | 0 | 83
| 364 | Manage multiple contingencies in Sydney Northwest area | FALSE | Labour | Communications (short life) | 20% | Augmentation Expenditure | Augmentations | Augex | Economic Benefits | N/A | N/A | N/A | N/A | Yes | 0% | Safety security & reliability | Communications (short life) (2018 onwards) | 34.42% | TRUE | FY22 | 2 | 154 | 1 | 2 | 5 | 1 | FALSE | FALSE | TRUE | 0 | 0 | 0 | 0 | 0 | 0 | 0 | 0 | 0 | 0 | 0 | 0 | 0 | 0 | 0 | 0 | 0 | 0 | 0 | 0 | 0 | 0 | 0 | 0 | 0 | 0 | 0 | 0 | 0 | 0 | 0% | 0% | 0% | 0% | 90% | 0 | 0 | 0 | 0 | 0 | 0 | 0 | 0 | 0 | 0 | 0 | 0 | 0 | 0 | 0 | 0 | 0 | 0 | 0 | 0 | 0 | 0 | 0 | 0 | 0 | 0 | 0 | 0 | 0 | 0 | FALSE | 0% | 0% | 0% | 0% | 0% | 0% | FALSE | 0% | 0% | 0% | 0% | 0% | TRUE | 0% | 0% | 0% | 0% | 0% | 0% | 0% | 0% | 0 | 84
| 365 | Manage multiple contingencies in Sydney Northwest area | FALSE | Non-Labour | Secondary Systems | 80% | Augmentation Expenditure | Augmentations | Augex | Economic Benefits | N/A | N/A | N/A | N/A | Yes | 0% | Safety security & reliability | Secondary Systems (2018-23) | 65.58% | TRUE | FY22 | 2 | 154 | 2 | 3 | 4 | 2 | FALSE | FALSE | TRUE | 0 | 0 | 0 | 0 | 0 | 0 | 0 | 0 | 0 | 0 | 0 | 0 | 0 | 0 | 0 | 0 | 0 | 0 | 0 | 0 | 0 | 0 | 0 | 0 | 0 | 0 | 0 | 0 | 0 | 0 | 0% | 0% | 0% | 0% | 90% | 0 | 0 | 0 | 0 | 0 | 0 | 0 | 0 | 0 | 0 | 0 | 0 | 0 | 0 | 0 | 0 | 0 | 0 | 0 | 0 | 0 | 0 | 0 | 0 | 0 | 0 | 0 | 0 | 0 | 0 | FALSE | 0% | 0% | 0% | 0% | 0% | 0% | FALSE | 0% | 0% | 0% | 0% | 0% | TRUE | 0% | 0% | 0% | 0% | 0% | 0% | 0% | 0% | 0 | 85
| 366 | Manage multiple contingencies in Sydney Northwest area | FALSE | Non-Labour | Communications (short life) | 20% | Augmentation Expenditure | Augmentations | Augex | Economic Benefits | N/A | N/A | N/A | N/A | Yes | 0% | Safety security & reliability | Communications (short life) (2018 onwards) | 65.58% | TRUE | FY22 | 2 | 154 | 2 | 4 | 5 | 2 | FALSE | FALSE | TRUE | 0 | 0 | 0 | 0 | 0 | 0 | 0 | 0 | 0 | 0 | 0 | 0 | 0 | 0 | 0 | 0 | 0 | 0 | 0 | 0 | 0 | 0 | 0 | 0 | 0 | 0 | 0 | 0 | 0 | 0 | 0% | 0% | 0% | 0% | 90% | 0 | 0 | 0 | 0 | 0 | 0 | 0 | 0 | 0 | 0 | 0 | 0 | 0 | 0 | 0 | 0 | 0 | 0 | 0 | 0 | 0 | 0 | 0 | 0 | 0 | 0 | 0 | 0 | 0 | 0 | FALSE | 0% | 0% | 0% | 0% | 0% | 0% | FALSE | 0% | 0% | 0% | 0% | 0% | TRUE | 0% | 0% | 0% | 0% | 0% | 0% | 0% | 0% | 0 | 86
| 367 | Manage multiple contingencies in the Bayswater to Sydney area | FALSE | Labour | Secondary Systems | 80% | Augmentation Expenditure | Augmentations | Augex | Economic Benefits | N/A | N/A | N/A | N/A | Yes | 0% | Safety security & reliability | Secondary Systems (2018-23) | 33.64% | TRUE | FY22 | 2 | 155 | 1 | 1 | 4 | 1 | FALSE | FALSE | TRUE | 0 | 0 | 0 | 0 | 0 | 0 | 0 | 0 | 0 | 0 | 0 | 0 | 0 | 0 | 0 | 0 | 0 | 0 | 0 | 0 | 0 | 0 | 0 | 0 | 0 | 0 | 0 | 0 | 0 | 0 | 0% | 0% | 0% | 100% | 0% | 0 | 0 | 0 | 0 | 0 | 0 | 0 | 0 | 0 | 0 | 0 | 0 | 0 | 0 | 0 | 0 | 0 | 0 | 0 | 0 | 0 | 0 | 0 | 0 | 0 | 0 | 0 | 0 | 0 | 0 | FALSE | 0% | 0% | 0% | 0% | 0% | 0% | FALSE | 0% | 0% | 0% | 0% | 0% | TRUE | 0% | 0% | 0% | 0% | 0% | 0% | 0% | 0% | 0 | 87
| 368 | Manage multiple contingencies in the Bayswater to Sydney area | FALSE | Labour | Communications (short life) | 20% | Augmentation Expenditure | Augmentations | Augex | Economic Benefits | N/A | N/A | N/A | N/A | Yes | 0% | Safety security & reliability | Communications (short life) (2018 onwards) | 33.64% | TRUE | FY22 | 2 | 155 | 1 | 2 | 5 | 1 | FALSE | FALSE | TRUE | 0 | 0 | 0 | 0 | 0 | 0 | 0 | 0 | 0 | 0 | 0 | 0 | 0 | 0 | 0 | 0 | 0 | 0 | 0 | 0 | 0 | 0 | 0 | 0 | 0 | 0 | 0 | 0 | 0 | 0 | 0% | 0% | 0% | 100% | 0% | 0 | 0 | 0 | 0 | 0 | 0 | 0 | 0 | 0 | 0 | 0 | 0 | 0 | 0 | 0 | 0 | 0 | 0 | 0 | 0 | 0 | 0 | 0 | 0 | 0 | 0 | 0 | 0 | 0 | 0 | FALSE | 0% | 0% | 0% | 0% | 0% | 0% | FALSE | 0% | 0% | 0% | 0% | 0% | TRUE | 0% | 0% | 0% | 0% | 0% | 0% | 0% | 0% | 0 | 88
| 369 | Manage multiple contingencies in the Bayswater to Sydney area | FALSE | Non-Labour | Secondary Systems | 80% | Augmentation Expenditure | Augmentations | Augex | Economic Benefits | N/A | N/A | N/A | N/A | Yes | 0% | Safety security & reliability | Secondary Systems (2018-23) | 66.36% | TRUE | FY22 | 2 | 155 | 2 | 3 | 4 | 2 | FALSE | FALSE | TRUE | 0 | 0 | 0 | 0 | 0 | 0 | 0 | 0 | 0 | 0 | 0 | 0 | 0 | 0 | 0 | 0 | 0 | 0 | 0 | 0 | 0 | 0 | 0 | 0 | 0 | 0 | 0 | 0 | 0 | 0 | 0% | 0% | 0% | 100% | 0% | 0 | 0 | 0 | 0 | 0 | 0 | 0 | 0 | 0 | 0 | 0 | 0 | 0 | 0 | 0 | 0 | 0 | 0 | 0 | 0 | 0 | 0 | 0 | 0 | 0 | 0 | 0 | 0 | 0 | 0 | FALSE | 0% | 0% | 0% | 0% | 0% | 0% | FALSE | 0% | 0% | 0% | 0% | 0% | TRUE | 0% | 0% | 0% | 0% | 0% | 0% | 0% | 0% | 0 | 89
| 370 | Manage multiple contingencies in the Bayswater to Sydney area | FALSE | Non-Labour | Communications (short life) | 20% | Augmentation Expenditure | Augmentations | Augex | Economic Benefits | N/A | N/A | N/A | N/A | Yes | 0% | Safety security & reliability | Communications (short life) (2018 onwards) | 66.36% | TRUE | FY22 | 2 | 155 | 2 | 4 | 5 | 2 | FALSE | FALSE | TRUE | 0 | 0 | 0 | 0 | 0 | 0 | 0 | 0 | 0 | 0 | 0 | 0 | 0 | 0 | 0 | 0 | 0 | 0 | 0 | 0 | 0 | 0 | 0 | 0 | 0 | 0 | 0 | 0 | 0 | 0 | 0% | 0% | 0% | 100% | 0% | 0 | 0 | 0 | 0 | 0 | 0 | 0 | 0 | 0 | 0 | 0 | 0 | 0 | 0 | 0 | 0 | 0 | 0 | 0 | 0 | 0 | 0 | 0 | 0 | 0 | 0 | 0 | 0 | 0 | 0 | FALSE | 0% | 0% | 0% | 0% | 0% | 0% | FALSE | 0% | 0% | 0% | 0% | 0% | TRUE | 0% | 0% | 0% | 0% | 0% | 0% | 0% | 0% | 0 | 90
| 371 | Supply to Strathnairn area (EVOEnergy) | TRUE | Labour | Substations | 80% | Connections | Connections | Augex | Connections | N/A | N/A | N/A | N/A | Yes | 0% | Localised maximum demand growth | Substations (2018 onwards) | 23.49% | TRUE | FY22 | 2 | 156 | 1 | 1 | 3 | 1 | FALSE | FALSE | TRUE | c-i-c | c-i-c | c-i-c | c-i-c | c-i-c | c-i-c | c-i-c | c-i-c | c-i-c | c-i-c | c-i-c | c-i-c | c-i-c | c-i-c | c-i-c | c-i-c | c-i-c | c-i-c | c-i-c | c-i-c | c-i-c | c-i-c | c-i-c | c-i-c | c-i-c | c-i-c | c-i-c | c-i-c | c-i-c | c-i-c | c-i-c | c-i-c | c-i-c | c-i-c | c-i-c | c-i-c | c-i-c | c-i-c | c-i-c | c-i-c | c-i-c | c-i-c | c-i-c | c-i-c | c-i-c | c-i-c | c-i-c | c-i-c | c-i-c | c-i-c | c-i-c | c-i-c | c-i-c | c-i-c | c-i-c | c-i-c | c-i-c | c-i-c | c-i-c | c-i-c | c-i-c | c-i-c | c-i-c | c-i-c | c-i-c | FALSE | 0% | 0% | 0% | 0% | 0% | 0% | TRUE | 0% | 0% | 0% | 0% | 0% | FALSE | 0% | 0% | 0% | 0% | 0% | 0% | 0% | 0% | c-i-c | c-i-c
| 372 | Supply to Strathnairn area (EVOEnergy) | TRUE | Labour | Secondary Systems | 20% | Connections | Connections | Augex | Connections | N/A | N/A | N/A | N/A | Yes | 0% | Localised maximum demand growth | Secondary Systems (2018-23) | 23.49% | TRUE | FY22 | 2 | 156 | 1 | 2 | 4 | 1 | FALSE | FALSE | TRUE | c-i-c | c-i-c | c-i-c | c-i-c | c-i-c | c-i-c | c-i-c | c-i-c | c-i-c | c-i-c | c-i-c | c-i-c | c-i-c | c-i-c | c-i-c | c-i-c | c-i-c | c-i-c | c-i-c | c-i-c | c-i-c | c-i-c | c-i-c | c-i-c | c-i-c | c-i-c | c-i-c | c-i-c | c-i-c | c-i-c | c-i-c | c-i-c | c-i-c | c-i-c | c-i-c | c-i-c | c-i-c | c-i-c | c-i-c | c-i-c | c-i-c | c-i-c | c-i-c | c-i-c | c-i-c | c-i-c | c-i-c | c-i-c | c-i-c | c-i-c | c-i-c | c-i-c | c-i-c | c-i-c | c-i-c | c-i-c | c-i-c | c-i-c | c-i-c | c-i-c | c-i-c | c-i-c | c-i-c | c-i-c | c-i-c | FALSE | 0% | 0% | 0% | 0% | 0% | 0% | FALSE | 0% | 0% | 0% | 0% | 0% | TRUE | 0% | 0% | 0% | 0% | 0% | 0% | 0% | 0% | c-i-c | c-i-c
| 373 | Supply to Strathnairn area (EVOEnergy) | TRUE | Non-Labour | Substations | 80% | Connections | Connections | Augex | Connections | N/A | N/A | N/A | N/A | Yes | 0% | Localised maximum demand growth | Substations (2018 onwards) | 76.51% | TRUE | FY22 | 2 | 156 | 2 | 3 | 3 | 2 | FALSE | FALSE | TRUE | c-i-c | c-i-c | c-i-c | c-i-c | c-i-c | c-i-c | c-i-c | c-i-c | c-i-c | c-i-c | c-i-c | c-i-c | c-i-c | c-i-c | c-i-c | c-i-c | c-i-c | c-i-c | c-i-c | c-i-c | c-i-c | c-i-c | c-i-c | c-i-c | c-i-c | c-i-c | c-i-c | c-i-c | c-i-c | c-i-c | c-i-c | c-i-c | c-i-c | c-i-c | c-i-c | c-i-c | c-i-c | c-i-c | c-i-c | c-i-c | c-i-c | c-i-c | c-i-c | c-i-c | c-i-c | c-i-c | c-i-c | c-i-c | c-i-c | c-i-c | c-i-c | c-i-c | c-i-c | c-i-c | c-i-c | c-i-c | c-i-c | c-i-c | c-i-c | c-i-c | c-i-c | c-i-c | c-i-c | c-i-c | c-i-c | FALSE | 0% | 0% | 0% | 0% | 0% | 0% | TRUE | 0% | 0% | 0% | 0% | 0% | FALSE | 0% | 0% | 0% | 0% | 0% | 0% | 0% | 0% | c-i-c | c-i-c
| 374 | Supply to Strathnairn area (EVOEnergy) | TRUE | Non-Labour | Secondary Systems | 20% | Connections | Connections | Augex | Connections | N/A | N/A | N/A | N/A | Yes | 0% | Localised maximum demand growth | Secondary Systems (2018-23) | 76.51% | TRUE | FY22 | 2 | 156 | 2 | 4 | 4 | 2 | FALSE | FALSE | TRUE | c-i-c | c-i-c | c-i-c | c-i-c | c-i-c | c-i-c | c-i-c | c-i-c | c-i-c | c-i-c | c-i-c | c-i-c | c-i-c | c-i-c | c-i-c | c-i-c | c-i-c | c-i-c | c-i-c | c-i-c | c-i-c | c-i-c | c-i-c | c-i-c | c-i-c | c-i-c | c-i-c | c-i-c | c-i-c | c-i-c | c-i-c | c-i-c | c-i-c | c-i-c | c-i-c | c-i-c | c-i-c | c-i-c | c-i-c | c-i-c | c-i-c | c-i-c | c-i-c | c-i-c | c-i-c | c-i-c | c-i-c | c-i-c | c-i-c | c-i-c | c-i-c | c-i-c | c-i-c | c-i-c | c-i-c | c-i-c | c-i-c | c-i-c | c-i-c | c-i-c | c-i-c | c-i-c | c-i-c | c-i-c | c-i-c | FALSE | 0% | 0% | 0% | 0% | 0% | 0% | FALSE | 0% | 0% | 0% | 0% | 0% | TRUE | 0% | 0% | 0% | 0% | 0% | 0% | 0% | 0% | c-i-c | c-i-c
| 375 | Condition of AusGrid cables 9SA and 92P | TRUE | Labour | Secondary Systems | 100% | Connections | Connections | Augex | Connections | N/A | N/A | N/A | N/A | Yes | 0% | Safety security & reliability | Secondary Systems (2018-23) | 79.37% | TRUE | FY22 | 2 | 157 | 1 | 1 | 4 | 1 | FALSE | FALSE | TRUE | c-i-c | c-i-c | c-i-c | c-i-c | c-i-c | c-i-c | c-i-c | c-i-c | c-i-c | c-i-c | c-i-c | c-i-c | c-i-c | c-i-c | c-i-c | c-i-c | c-i-c | c-i-c | c-i-c | c-i-c | c-i-c | c-i-c | c-i-c | c-i-c | c-i-c | c-i-c | c-i-c | c-i-c | c-i-c | c-i-c | c-i-c | c-i-c | c-i-c | c-i-c | c-i-c | c-i-c | c-i-c | c-i-c | c-i-c | c-i-c | c-i-c | c-i-c | c-i-c | c-i-c | c-i-c | c-i-c | c-i-c | c-i-c | c-i-c | c-i-c | c-i-c | c-i-c | c-i-c | c-i-c | c-i-c | c-i-c | c-i-c | c-i-c | c-i-c | c-i-c | c-i-c | c-i-c | c-i-c | c-i-c | c-i-c | FALSE | 0% | 0% | 0% | 0% | 0% | 0% | FALSE | 0% | 0% | 0% | 0% | 0% | TRUE | 0% | 0% | 0% | 0% | 0% | 0% | 0% | 0% | c-i-c | c-i-c
| 376 | Condition of AusGrid cables 9SA and 92P | TRUE | Non-Labour | Secondary Systems | 100% | Connections | Connections | Augex | Connections | N/A | N/A | N/A | N/A | Yes | 0% | Safety security & reliability | Secondary Systems (2018-23) | 20.63% | TRUE | FY22 | 2 | 157 | 2 | 2 | 4 | 2 | FALSE | FALSE | TRUE | c-i-c | c-i-c | c-i-c | c-i-c | c-i-c | c-i-c | c-i-c | c-i-c | c-i-c | c-i-c | c-i-c | c-i-c | c-i-c | c-i-c | c-i-c | c-i-c | c-i-c | c-i-c | c-i-c | c-i-c | c-i-c | c-i-c | c-i-c | c-i-c | c-i-c | c-i-c | c-i-c | c-i-c | c-i-c | c-i-c | c-i-c | c-i-c | c-i-c | c-i-c | c-i-c | c-i-c | c-i-c | c-i-c | c-i-c | c-i-c | c-i-c | c-i-c | c-i-c | c-i-c | c-i-c | c-i-c | c-i-c | c-i-c | c-i-c | c-i-c | c-i-c | c-i-c | c-i-c | c-i-c | c-i-c | c-i-c | c-i-c | c-i-c | c-i-c | c-i-c | c-i-c | c-i-c | c-i-c | c-i-c | c-i-c | FALSE | 0% | 0% | 0% | 0% | 0% | 0% | FALSE | 0% | 0% | 0% | 0% | 0% | TRUE | 0% | 0% | 0% | 0% | 0% | 0% | 0% | 0% | c-i-c | c-i-c
| 377 | Improve voltage regulation following under frequency load shedding events | FALSE | Labour | Secondary Systems | 100% | Augmentation Expenditure | Augmentations | Augex | Compliance | N/A | N/A | N/A | N/A | Yes | 0% | Energy transition | Secondary Systems (2018-23) | 0% | TRUE | FY22 | 2 | 158 | 1 | 1 | 4 | 1 | FALSE | FALSE | TRUE | 0 | 0 | 0 | 0 | 0 | 0 | 0 | 0 | 0 | 0 | 0 | 0 | 0 | 0 | 0 | 0 | 0 | 0 | 0 | 0 | 0 | 0 | 0 | 0 | 0 | 0 | 0 | 0 | 0 | 0 | 0% | 25% | 25% | 25% | 25% | 0 | 0 | 0 | 0 | 0 | 0 | 0 | 0 | 0 | 0 | 0 | 0 | 0 | 0 | 0 | 0 | 0 | 0 | 0 | 0 | 0 | 0 | 0 | 0 | 0 | 0 | 0 | 0 | 0 | 0 | FALSE | 0% | 0% | 0% | 0% | 0% | 0% | FALSE | 0% | 0% | 0% | 0% | 0% | TRUE | 0% | 0% | 0% | 0% | 0% | 0% | 0% | 0% | 0 | 91
| 378 | Improve voltage regulation following under frequency load shedding events | FALSE | Non-Labour | Secondary Systems | 100% | Augmentation Expenditure | Augmentations | Augex | Compliance | N/A | N/A | N/A | N/A | Yes | 0% | Energy transition | Secondary Systems (2018-23) | 100% | TRUE | FY22 | 2 | 158 | 2 | 2 | 4 | 2 | FALSE | FALSE | TRUE | 0 | 0 | 0 | 0 | 0 | 0 | 0 | 0 | 0 | 0 | 0 | 0 | 0 | 0 | 0 | 0 | 0 | 0 | 0 | 0 | 0 | 0 | 0 | 0 | 0 | 0 | 0 | 0 | 0 | 0 | 0% | 25% | 25% | 25% | 25% | 0 | 0 | 0 | 0 | 0 | 0 | 0 | 0 | 0 | 0 | 0 | 0 | 0 | 0 | 0 | 0 | 0 | 0 | 0 | 0 | 0 | 0 | 0 | 0 | 0 | 0 | 0 | 0 | 0 | 0 | FALSE | 0% | 0% | 0% | 0% | 0% | 0% | FALSE | 0% | 0% | 0% | 0% | 0% | TRUE | 0% | 0% | 0% | 0% | 0% | 0% | 0% | 0% | 0 | 92
| 379 | Supply to Far West NSW Network | FALSE | Labour | Substations | 95% | Augmentation Expenditure | Augmentations | Augex | Demand | N/A | N/A | N/A | N/A | Yes | 0% | Localised maximum demand growth | Substations (2018 onwards) | 7.169% | TRUE | FY22 | 2 | 159 | 1 | 1 | 3 | 1 | FALSE | FALSE | TRUE | 0 | 0 | 0 | 0 | 0 | 0 | 0 | 0 | 0 | 0 | 0 | 0 | 0 | 0 | 0 | 0 | 0 | 0 | 0 | 0 | 0 | 0 | 0 | 0 | 0 | 0 | 0 | 0 | 0 | 0 | 0% | 0% | 0% | 0% | 50% | 0 | 0 | 0 | 0 | 0 | 0 | 0 | 0 | 0 | 0 | 0 | 0 | 0 | 0 | 0 | 0 | 0 | 0 | 0 | 0 | 0 | 0 | 0 | 0 | 0 | 0 | 0 | 0 | 0 | 0 | FALSE | 0% | 0% | 0% | 0% | 0% | 0% | TRUE | 0% | 0% | 0% | 0% | 0% | FALSE | 0% | 0% | 0% | 0% | 0% | 0% | 0% | 0% | 0 | 93
| 380 | Supply to Far West NSW Network | FALSE | Labour | Secondary Systems | 5% | Augmentation Expenditure | Augmentations | Augex | Demand | N/A | N/A | N/A | N/A | Yes | 0% | Localised maximum demand growth | Secondary Systems (2018-23) | 7.169% | TRUE | FY22 | 2 | 159 | 1 | 2 | 4 | 1 | FALSE | FALSE | TRUE | 0 | 0 | 0 | 0 | 0 | 0 | 0 | 0 | 0 | 0 | 0 | 0 | 0 | 0 | 0 | 0 | 0 | 0 | 0 | 0 | 0 | 0 | 0 | 0 | 0 | 0 | 0 | 0 | 0 | 0 | 0% | 0% | 0% | 0% | 50% | 0 | 0 | 0 | 0 | 0 | 0 | 0 | 0 | 0 | 0 | 0 | 0 | 0 | 0 | 0 | 0 | 0 | 0 | 0 | 0 | 0 | 0 | 0 | 0 | 0 | 0 | 0 | 0 | 0 | 0 | FALSE | 0% | 0% | 0% | 0% | 0% | 0% | FALSE | 0% | 0% | 0% | 0% | 0% | TRUE | 0% | 0% | 0% | 0% | 0% | 0% | 0% | 0% | 0 | 94
| 381 | Supply to Far West NSW Network | FALSE | Non-Labour | Substations | 95% | Augmentation Expenditure | Augmentations | Augex | Demand | N/A | N/A | N/A | N/A | Yes | 0% | Localised maximum demand growth | Substations (2018 onwards) | 92.83% | TRUE | FY22 | 2 | 159 | 2 | 3 | 3 | 2 | FALSE | FALSE | TRUE | 0 | 0 | 0 | 0 | 0 | 0 | 0 | 0 | 0 | 0 | 0 | 0 | 0 | 0 | 0 | 0 | 0 | 0 | 0 | 0 | 0 | 0 | 0 | 0 | 0 | 0 | 0 | 0 | 0 | 0 | 0% | 0% | 0% | 0% | 50% | 0 | 0 | 0 | 0 | 0 | 0 | 0 | 0 | 0 | 0 | 0 | 0 | 0 | 0 | 0 | 0 | 0 | 0 | 0 | 0 | 0 | 0 | 0 | 0 | 0 | 0 | 0 | 0 | 0 | 0 | FALSE | 0% | 0% | 0% | 0% | 0% | 0% | TRUE | 0% | 0% | 0% | 0% | 0% | FALSE | 0% | 0% | 0% | 0% | 0% | 0% | 0% | 0% | 0 | 95
| 382 | Supply to Far West NSW Network | FALSE | Non-Labour | Secondary Systems | 5% | Augmentation Expenditure | Augmentations | Augex | Demand | N/A | N/A | N/A | N/A | Yes | 0% | Localised maximum demand growth | Secondary Systems (2018-23) | 92.83% | TRUE | FY22 | 2 | 159 | 2 | 4 | 4 | 2 | FALSE | FALSE | TRUE | 0 | 0 | 0 | 0 | 0 | 0 | 0 | 0 | 0 | 0 | 0 | 0 | 0 | 0 | 0 | 0 | 0 | 0 | 0 | 0 | 0 | 0 | 0 | 0 | 0 | 0 | 0 | 0 | 0 | 0 | 0% | 0% | 0% | 0% | 50% | 0 | 0 | 0 | 0 | 0 | 0 | 0 | 0 | 0 | 0 | 0 | 0 | 0 | 0 | 0 | 0 | 0 | 0 | 0 | 0 | 0 | 0 | 0 | 0 | 0 | 0 | 0 | 0 | 0 | 0 | FALSE | 0% | 0% | 0% | 0% | 0% | 0% | FALSE | 0% | 0% | 0% | 0% | 0% | TRUE | 0% | 0% | 0% | 0% | 0% | 0% | 0% | 0% | 0 | 96
| 383 | Strategic property acquisition for Western Sydney Priority Growth Area | TRUE | Labour | Land and Easements | 100% | Augmentation Expenditure | Augmentations | Augex | Strategic Property | N/A | N/A | N/A | N/A | No | 0% | Localised maximum demand growth | Land and Easements | 0.6481% | TRUE | FY22 | 2 | 160 | 1 | 1 | 9 | 1 | FALSE | FALSE | TRUE | c-i-c | c-i-c | c-i-c | c-i-c | c-i-c | c-i-c | c-i-c | c-i-c | c-i-c | c-i-c | c-i-c | c-i-c | c-i-c | c-i-c | c-i-c | c-i-c | c-i-c | c-i-c | c-i-c | c-i-c | c-i-c | c-i-c | c-i-c | c-i-c | c-i-c | c-i-c | c-i-c | c-i-c | c-i-c | c-i-c | c-i-c | c-i-c | c-i-c | c-i-c | c-i-c | c-i-c | c-i-c | c-i-c | c-i-c | c-i-c | c-i-c | c-i-c | c-i-c | c-i-c | c-i-c | c-i-c | c-i-c | c-i-c | c-i-c | c-i-c | c-i-c | c-i-c | c-i-c | c-i-c | c-i-c | c-i-c | c-i-c | c-i-c | c-i-c | c-i-c | c-i-c | c-i-c | c-i-c | c-i-c | c-i-c | FALSE | 0% | 0% | 0% | 0% | 0% | 0% | FALSE | 0% | 0% | 0% | 0% | 0% | FALSE | 0% | 0% | 0% | 0% | 0% | 0% | 0% | 0% | c-i-c | c-i-c
| 384 | Strategic property acquisition for Western Sydney Priority Growth Area | TRUE | Non-Labour | Land and Easements | 100% | Augmentation Expenditure | Augmentations | Augex | Strategic Property | N/A | N/A | N/A | N/A | No | 0% | Localised maximum demand growth | Land and Easements | 99.35% | TRUE | FY22 | 2 | 160 | 2 | 2 | 9 | 2 | FALSE | FALSE | TRUE | c-i-c | c-i-c | c-i-c | c-i-c | c-i-c | c-i-c | c-i-c | c-i-c | c-i-c | c-i-c | c-i-c | c-i-c | c-i-c | c-i-c | c-i-c | c-i-c | c-i-c | c-i-c | c-i-c | c-i-c | c-i-c | c-i-c | c-i-c | c-i-c | c-i-c | c-i-c | c-i-c | c-i-c | c-i-c | c-i-c | c-i-c | c-i-c | c-i-c | c-i-c | c-i-c | c-i-c | c-i-c | c-i-c | c-i-c | c-i-c | c-i-c | c-i-c | c-i-c | c-i-c | c-i-c | c-i-c | c-i-c | c-i-c | c-i-c | c-i-c | c-i-c | c-i-c | c-i-c | c-i-c | c-i-c | c-i-c | c-i-c | c-i-c | c-i-c | c-i-c | c-i-c | c-i-c | c-i-c | c-i-c | c-i-c | FALSE | 0% | 0% | 0% | 0% | 0% | 0% | FALSE | 0% | 0% | 0% | 0% | 0% | FALSE | 0% | 0% | 0% | 0% | 0% | 0% | 0% | 0% | c-i-c | c-i-c
| 385 | Maintain Voltage in the Vineyard Area | TRUE | Labour | Substations | 95% | Augmentation Expenditure | Augmentations | Augex | Demand | N/A | N/A | N/A | N/A | No | 0% | Localised maximum demand growth | Substations (2018 onwards) | 9.493% | TRUE | FY22 | 2 | 161 | 1 | 1 | 3 | 1 | FALSE | FALSE | TRUE | 0.63344 | 3.3333 | 0.093458 | 0 | 0 | 4.0602 | 0.61943 | 3.3097 | 0.094074 | 0 | 0 | 4.0232 | 0.059583 | 0.3182 | 0.011066 | 0 | 0 | 0.38885 | 0.013087 | 0.069788 | 0.0023847 | 0 | 0 | 0.08526 | 0.6921 | 3.6977 | 0.10752 | 0 | 0 | 4.4973 | 0% | 0% | 100% | 0% | 0% | 0 | 0 | 4.0602 | 0 | 0 | 4.0602 | 0 | 0 | 4.0232 | 0 | 0 | 4.0232 | 0 | 0 | 0.38885 | 0 | 0 | 0.38885 | 0 | 0 | 0.08526 | 0 | 0 | 0.08526 | 0 | 0 | 4.4973 | 0 | 0 | 4.4973 | FALSE | 0% | 0% | 0% | 0% | 0% | 0% | TRUE | 0% | 0% | 0% | 0% | 0% | FALSE | 0% | 0% | 0% | 0% | 0% | 0% | 0% | 0% | 4.0232 | 22
| 386 | Maintain Voltage in the Vineyard Area | TRUE | Labour | Secondary Systems | 5% | Augmentation Expenditure | Augmentations | Augex | Demand | N/A | N/A | N/A | N/A | No | 0% | Localised maximum demand growth | Secondary Systems (2018-23) | 9.493% | TRUE | FY22 | 2 | 161 | 1 | 2 | 4 | 1 | FALSE | FALSE | TRUE | 0.033339 | 0.17544 | 0.0049189 | 0 | 0 | 0.2137 | 0.032602 | 0.17419 | 0.0049512 | 0 | 0 | 0.21175 | 0.0031359 | 0.016748 | 0.00058245 | 0 | 0 | 0.020466 | 0.00068879 | 0.0036731 | 0.00012551 | 0 | 0 | 0.0044874 | 0.036427 | 0.19461 | 0.0056592 | 0 | 0 | 0.2367 | 0% | 0% | 100% | 0% | 0% | 0 | 0 | 0.2137 | 0 | 0 | 0.2137 | 0 | 0 | 0.21175 | 0 | 0 | 0.21175 | 0 | 0 | 0.020466 | 0 | 0 | 0.020466 | 0 | 0 | 0.0044874 | 0 | 0 | 0.0044874 | 0 | 0 | 0.2367 | 0 | 0 | 0.2367 | FALSE | 0% | 0% | 0% | 0% | 0% | 0% | FALSE | 0% | 0% | 0% | 0% | 0% | TRUE | 0% | 0% | 0% | 0% | 0% | 0% | 0% | 0% | 0.21175 | 59
| 387 | Maintain Voltage in the Vineyard Area | TRUE | Non-Labour | Substations | 95% | Augmentation Expenditure | Augmentations | Augex | Demand | N/A | N/A | N/A | N/A | No | 0% | Localised maximum demand growth | Substations (2018 onwards) | 90.51% | TRUE | FY22 | 2 | 161 | 2 | 3 | 3 | 2 | FALSE | FALSE | TRUE | 6.0395 | 31.7814 | 0.89107 | 0 | 0 | 38.712 | 6.0395 | 31.7814 | 0.89107 | 0 | 0 | 38.712 | 0.58093 | 3.0556 | 0.10482 | 0 | 0 | 3.7413 | 0.1276 | 0.67014 | 0.022588 | 0 | 0 | 0.82033 | 6.748 | 35.5072 | 1.0185 | 0 | 0 | 43.2736 | 0% | 0% | 100% | 0% | 0% | 0 | 0 | 38.712 | 0 | 0 | 38.712 | 0 | 0 | 38.712 | 0 | 0 | 38.712 | 0 | 0 | 3.7413 | 0 | 0 | 3.7413 | 0 | 0 | 0.82033 | 0 | 0 | 0.82033 | 0 | 0 | 43.2736 | 0 | 0 | 43.2736 | FALSE | 0% | 0% | 0% | 0% | 0% | 0% | TRUE | 0% | 0% | 0% | 0% | 0% | FALSE | 0% | 0% | 0% | 0% | 0% | 0% | 0% | 0% | 38.712 | 3
| 388 | Maintain Voltage in the Vineyard Area | TRUE | Non-Labour | Secondary Systems | 5% | Augmentation Expenditure | Augmentations | Augex | Demand | N/A | N/A | N/A | N/A | No | 0% | Localised maximum demand growth | Secondary Systems (2018-23) | 90.51% | TRUE | FY22 | 2 | 161 | 2 | 4 | 4 | 2 | FALSE | FALSE | TRUE | 0.31787 | 1.6727 | 0.046898 | 0 | 0 | 2.0375 | 0.31787 | 1.6727 | 0.046898 | 0 | 0 | 2.0375 | 0.030575 | 0.16082 | 0.005517 | 0 | 0 | 0.19691 | 0.0067157 | 0.035271 | 0.0011888 | 0 | 0 | 0.043175 | 0.35516 | 1.8688 | 0.053604 | 0 | 0 | 2.2776 | 0% | 0% | 100% | 0% | 0% | 0 | 0 | 2.0375 | 0 | 0 | 2.0375 | 0 | 0 | 2.0375 | 0 | 0 | 2.0375 | 0 | 0 | 0.19691 | 0 | 0 | 0.19691 | 0 | 0 | 0.043175 | 0 | 0 | 0.043175 | 0 | 0 | 2.2776 | 0 | 0 | 2.2776 | FALSE | 0% | 0% | 0% | 0% | 0% | 0% | FALSE | 0% | 0% | 0% | 0% | 0% | TRUE | 0% | 0% | 0% | 0% | 0% | 0% | 0% | 0% | 2.0375 | 28
| 389 | Voltage control under light load conditions | TRUE | Labour | Substations | 95% | Augmentation Expenditure | Augmentations | Augex | Compliance | N/A | N/A | N/A | N/A | No | 0% | Energy transition | Substations (2018 onwards) | 14.25% | TRUE | FY22 | 2 | 162 | 1 | 1 | 3 | 1 | FALSE | FALSE | TRUE | 0.42653 | 0.31034 | 0 | 0 | 0 | 0.73686 | 0.4171 | 0.30813 | 0 | 0 | 0 | 0.72523 | 0.04012 | 0.029625 | 0 | 0 | 0 | 0.069745 | 0.0088122 | 0.0064973 | 0 | 0 | 0 | 0.015309 | 0.46603 | 0.34426 | 0 | 0 | 0 | 0.81029 | 0% | 100% | 0% | 0% | 0% | 0 | 0.73686 | 0 | 0 | 0 | 0.73686 | 0 | 0.72523 | 0 | 0 | 0 | 0.72523 | 0 | 0.069745 | 0 | 0 | 0 | 0.069745 | 0 | 0.015309 | 0 | 0 | 0 | 0.015309 | 0 | 0.81029 | 0 | 0 | 0 | 0.81029 | FALSE | 0% | 0% | 0% | 0% | 0% | 0% | TRUE | 0% | 0% | 0% | 0% | 0% | FALSE | 0% | 0% | 0% | 0% | 0% | 0% | 0% | 0% | 0.72523 | 47
| 390 | Voltage control under light load conditions | TRUE | Labour | Secondary Systems | 5% | Augmentation Expenditure | Augmentations | Augex | Compliance | N/A | N/A | N/A | N/A | No | 0% | Energy transition | Secondary Systems (2018-23) | 14.25% | TRUE | FY22 | 2 | 162 | 1 | 2 | 4 | 1 | FALSE | FALSE | TRUE | 0.022449 | 0.016333 | 0 | 0 | 0 | 0.038782 | 0.021953 | 0.016218 | 0 | 0 | 0 | 0.03817 | 0.0021116 | 0.0015592 | 0 | 0 | 0 | 0.0036708 | 0.0004638 | 0.00034196 | 0 | 0 | 0 | 0.00080576 | 0.024528 | 0.018119 | 0 | 0 | 0 | 0.042647 | 0% | 100% | 0% | 0% | 0% | 0 | 0.038782 | 0 | 0 | 0 | 0.038782 | 0 | 0.03817 | 0 | 0 | 0 | 0.03817 | 0 | 0.0036708 | 0 | 0 | 0 | 0.0036708 | 0 | 0.00080576 | 0 | 0 | 0 | 0.00080576 | 0 | 0.042647 | 0 | 0 | 0 | 0.042647 | FALSE | 0% | 0% | 0% | 0% | 0% | 0% | FALSE | 0% | 0% | 0% | 0% | 0% | TRUE | 0% | 0% | 0% | 0% | 0% | 0% | 0% | 0% | 0.03817 | 71
| 391 | Voltage control under light load conditions | TRUE | Non-Labour | Substations | 95% | Augmentation Expenditure | Augmentations | Augex | Compliance | N/A | N/A | N/A | N/A | No | 0% | Energy transition | Substations (2018 onwards) | 85.75% | TRUE | FY22 | 2 | 162 | 2 | 3 | 3 | 2 | FALSE | FALSE | TRUE | 2.5672 | 1.8679 | 0 | 0 | 0 | 4.4351 | 2.5672 | 1.8679 | 0 | 0 | 0 | 4.4351 | 0.24694 | 0.17958 | 0 | 0 | 0 | 0.42652 | 0.054238 | 0.039386 | 0 | 0 | 0 | 0.093624 | 2.8684 | 2.0868 | 0 | 0 | 0 | 4.9552 | 0% | 100% | 0% | 0% | 0% | 0 | 4.4351 | 0 | 0 | 0 | 4.4351 | 0 | 4.4351 | 0 | 0 | 0 | 4.4351 | 0 | 0.42652 | 0 | 0 | 0 | 0.42652 | 0 | 0.093624 | 0 | 0 | 0 | 0.093624 | 0 | 4.9552 | 0 | 0 | 0 | 4.9552 | FALSE | 0% | 0% | 0% | 0% | 0% | 0% | TRUE | 0% | 0% | 0% | 0% | 0% | FALSE | 0% | 0% | 0% | 0% | 0% | 0% | 0% | 0% | 4.4351 | 20
| 392 | Voltage control under light load conditions | TRUE | Non-Labour | Secondary Systems | 5% | Augmentation Expenditure | Augmentations | Augex | Compliance | N/A | N/A | N/A | N/A | No | 0% | Energy transition | Secondary Systems (2018-23) | 85.75% | TRUE | FY22 | 2 | 162 | 2 | 4 | 4 | 2 | FALSE | FALSE | TRUE | 0.13512 | 0.098308 | 0 | 0 | 0 | 0.23342 | 0.13512 | 0.098308 | 0 | 0 | 0 | 0.23342 | 0.012997 | 0.0094517 | 0 | 0 | 0 | 0.022448 | 0.0028546 | 0.0020729 | 0 | 0 | 0 | 0.0049276 | 0.15097 | 0.10983 | 0 | 0 | 0 | 0.2608 | 0% | 100% | 0% | 0% | 0% | 0 | 0.23342 | 0 | 0 | 0 | 0.23342 | 0 | 0.23342 | 0 | 0 | 0 | 0.23342 | 0 | 0.022448 | 0 | 0 | 0 | 0.022448 | 0 | 0.0049276 | 0 | 0 | 0 | 0.0049276 | 0 | 0.2608 | 0 | 0 | 0 | 0.2608 | FALSE | 0% | 0% | 0% | 0% | 0% | 0% | FALSE | 0% | 0% | 0% | 0% | 0% | TRUE | 0% | 0% | 0% | 0% | 0% | 0% | 0% | 0% | 0.23342 | 58
| 393 | Maintain voltage in Beryl area | TRUE | Labour | Substations | 100% | Augmentation Expenditure | Augmentations | Augex | Demand | N/A | N/A | N/A | N/A | Yes | 0% | Localised maximum demand growth | Substations (2018 onwards) | 5.593% | TRUE | FY22 | 2 | 163 | 1 | 1 | 3 | 1 | FALSE | FALSE | TRUE | 0 | 0.087631 | 0.41609 | 0.7994 | 0 | 1.3031 | 0 | 0.087009 | 0.41883 | 0.80863 | 0 | 1.3145 | 0 | 0.0083654 | 0.04927 | 0.084381 | 0 | 0.14202 | 0 | 0.0018347 | 0.010617 | 0.018381 | 0 | 0.030832 | 0 | 0.097209 | 0.47872 | 0.91139 | 0 | 1.4873 | 0% | 0% | 100% | 0% | 0% | 0 | 0 | 1.3031 | 0 | 0 | 1.3031 | 0 | 0 | 1.3145 | 0 | 0 | 1.3145 | 0 | 0 | 0.14202 | 0 | 0 | 0.14202 | 0 | 0 | 0.030832 | 0 | 0 | 0.030832 | 0 | 0 | 1.4873 | 0 | 0 | 1.4873 | FALSE | 0% | 0% | 0% | 0% | 0% | 0% | TRUE | 0% | 0% | 0% | 0% | 0% | FALSE | 0% | 0% | 0% | 0% | 0% | 0% | 0% | 0% | 1.3145 | 37
| 394 | Maintain voltage in Beryl area | TRUE | Non-Labour | Substations | 100% | Augmentation Expenditure | Augmentations | Augex | Demand | N/A | N/A | N/A | N/A | Yes | 0% | Localised maximum demand growth | Substations (2018 onwards) | 94.41% | TRUE | FY22 | 2 | 163 | 2 | 2 | 3 | 2 | FALSE | FALSE | TRUE | 0 | 1.4793 | 7.0239 | 13.4945 | 0 | 21.9977 | 0 | 1.4793 | 7.0239 | 13.4945 | 0 | 21.9977 | 0 | 0.14222 | 0.82627 | 1.4082 | 0 | 2.3767 | 0 | 0.031192 | 0.17805 | 0.30674 | 0 | 0.51598 | 0 | 1.6527 | 8.0283 | 15.2094 | 0 | 24.8904 | 0% | 0% | 100% | 0% | 0% | 0 | 0 | 21.9977 | 0 | 0 | 21.9977 | 0 | 0 | 21.9977 | 0 | 0 | 21.9977 | 0 | 0 | 2.3767 | 0 | 0 | 2.3767 | 0 | 0 | 0.51598 | 0 | 0 | 0.51598 | 0 | 0 | 24.8904 | 0 | 0 | 24.8904 | FALSE | 0% | 0% | 0% | 0% | 0% | 0% | TRUE | 0% | 0% | 0% | 0% | 0% | FALSE | 0% | 0% | 0% | 0% | 0% | 0% | 0% | 0% | 21.9977 | 6
| 395 | Maintain voltage in Alpine area | TRUE | Labour | Substations | 95% | Augmentation Expenditure | Augmentations | Augex | Compliance | N/A | N/A | N/A | N/A | No | 0% | Localised maximum demand growth | Substations (2018 onwards) | 5.361% | TRUE | FY22 | 2 | 164 | 1 | 1 | 3 | 1 | FALSE | FALSE | TRUE | 0 | 0.01751 | 0.10506 | 0.8638 | 0.32101 | 1.3074 | 0 | 0.017385 | 0.10575 | 0.87378 | 0.32579 | 1.3227 | 0 | 0.0016715 | 0.01244 | 0.091179 | 0.042389 | 0.14768 | 0 | 0.00036659 | 0.0026806 | 0.019862 | 0.0089625 | 0.031871 | 0 | 0.019423 | 0.12087 | 0.98482 | 0.37714 | 1.5023 | 0% | 0% | 0% | 0% | 100% | 0 | 0 | 0 | 0 | 1.3074 | 1.3074 | 0 | 0 | 0 | 0 | 1.3227 | 1.3227 | 0 | 0 | 0 | 0 | 0.14768 | 0.14768 | 0 | 0 | 0 | 0 | 0.031871 | 0.031871 | 0 | 0 | 0 | 0 | 1.5023 | 1.5023 | FALSE | 0% | 0% | 0% | 0% | 0% | 0% | TRUE | 0% | 0% | 0% | 0% | 0% | FALSE | 0% | 0% | 0% | 0% | 0% | 0% | 0% | 0% | 1.3227 | 36
| 396 | Maintain voltage in Alpine area | TRUE | Labour | Secondary Systems | 5% | Augmentation Expenditure | Augmentations | Augex | Compliance | N/A | N/A | N/A | N/A | No | 0% | Localised maximum demand growth | Secondary Systems (2018-23) | 5.361% | TRUE | FY22 | 2 | 164 | 1 | 2 | 4 | 1 | FALSE | FALSE | TRUE | 0 | 0.00092155 | 0.0055293 | 0.045463 | 0.016895 | 0.068809 | 0 | 0.00091501 | 0.0055657 | 0.045988 | 0.017147 | 0.069616 | 0 | 8.7973e-05 | 0.00065473 | 0.0047989 | 0.002231 | 0.0077726 | 0 | 1.9294e-05 | 0.00014108 | 0.0010454 | 0.00047171 | 0.0016774 | 0 | 0.0010223 | 0.0063615 | 0.051833 | 0.01985 | 0.079066 | 0% | 0% | 0% | 0% | 100% | 0 | 0 | 0 | 0 | 0.068809 | 0.068809 | 0 | 0 | 0 | 0 | 0.069616 | 0.069616 | 0 | 0 | 0 | 0 | 0.0077726 | 0.0077726 | 0 | 0 | 0 | 0 | 0.0016774 | 0.0016774 | 0 | 0 | 0 | 0 | 0.079066 | 0.079066 | FALSE | 0% | 0% | 0% | 0% | 0% | 0% | FALSE | 0% | 0% | 0% | 0% | 0% | TRUE | 0% | 0% | 0% | 0% | 0% | 0% | 0% | 0% | 0.069616 | 70
| 397 | Maintain voltage in Alpine area | TRUE | Non-Labour | Substations | 95% | Augmentation Expenditure | Augmentations | Augex | Compliance | N/A | N/A | N/A | N/A | No | 0% | Localised maximum demand growth | Substations (2018 onwards) | 94.64% | TRUE | FY22 | 2 | 164 | 2 | 3 | 3 | 2 | FALSE | FALSE | TRUE | 0 | 0.30909 | 1.8546 | 15.2485 | 5.6667 | 23.0788 | 0 | 0.30909 | 1.8546 | 15.2485 | 5.6667 | 23.0788 | 0 | 0.029717 | 0.21816 | 1.5912 | 0.7373 | 2.5764 | 0 | 0.0065175 | 0.047011 | 0.34661 | 0.15589 | 0.55603 | 0 | 0.34533 | 2.1197 | 17.1863 | 6.5599 | 26.2113 | 0% | 0% | 0% | 0% | 100% | 0 | 0 | 0 | 0 | 23.0788 | 23.0788 | 0 | 0 | 0 | 0 | 23.0788 | 23.0788 | 0 | 0 | 0 | 0 | 2.5764 | 2.5764 | 0 | 0 | 0 | 0 | 0.55603 | 0.55603 | 0 | 0 | 0 | 0 | 26.2113 | 26.2113 | FALSE | 0% | 0% | 0% | 0% | 0% | 0% | TRUE | 0% | 0% | 0% | 0% | 0% | FALSE | 0% | 0% | 0% | 0% | 0% | 0% | 0% | 0% | 23.0788 | 5
| 398 | Maintain voltage in Alpine area | TRUE | Non-Labour | Secondary Systems | 5% | Augmentation Expenditure | Augmentations | Augex | Compliance | N/A | N/A | N/A | N/A | No | 0% | Localised maximum demand growth | Secondary Systems (2018-23) | 94.64% | TRUE | FY22 | 2 | 164 | 2 | 4 | 4 | 2 | FALSE | FALSE | TRUE | 0 | 0.016268 | 0.097608 | 0.80255 | 0.29825 | 1.2147 | 0 | 0.016268 | 0.097608 | 0.80255 | 0.29825 | 1.2147 | 0 | 0.0015641 | 0.011482 | 0.083747 | 0.038805 | 0.1356 | 0 | 0.00034303 | 0.0024742 | 0.018243 | 0.0082048 | 0.029265 | 0 | 0.018175 | 0.11156 | 0.90454 | 0.34526 | 1.3795 | 0% | 0% | 0% | 0% | 100% | 0 | 0 | 0 | 0 | 1.2147 | 1.2147 | 0 | 0 | 0 | 0 | 1.2147 | 1.2147 | 0 | 0 | 0 | 0 | 0.1356 | 0.1356 | 0 | 0 | 0 | 0 | 0.029265 | 0.029265 | 0 | 0 | 0 | 0 | 1.3795 | 1.3795 | FALSE | 0% | 0% | 0% | 0% | 0% | 0% | FALSE | 0% | 0% | 0% | 0% | 0% | TRUE | 0% | 0% | 0% | 0% | 0% | 0% | 0% | 0% | 1.2147 | 39
| 399 | Supply to North West Slopes Area Stage 1 | TRUE | Labour | Substations | 100% | Augmentation Expenditure | Augmentations | Augex | Demand | N/A | N/A | N/A | N/A | No | 0% | Localised maximum demand growth | Substations (2018 onwards) | 33% | TRUE | FY22 | 2 | 165 | 1 | 1 | 3 | 1 | FALSE | FALSE | TRUE | 0.30241 | 2.6469 | 0.11655 | 0 | 0 | 3.0658 | 0.29572 | 2.6281 | 0.11732 | 0 | 0 | 3.0411 | 0.028445 | 0.25267 | 0.013801 | 0 | 0 | 0.29492 | 0.0062478 | 0.055415 | 0.0029738 | 0 | 0 | 0.064637 | 0.33041 | 2.9362 | 0.13409 | 0 | 0 | 3.4007 | 0% | 0% | 100% | 0% | 0% | 0 | 0 | 3.0658 | 0 | 0 | 3.0658 | 0 | 0 | 3.0411 | 0 | 0 | 3.0411 | 0 | 0 | 0.29492 | 0 | 0 | 0.29492 | 0 | 0 | 0.064637 | 0 | 0 | 0.064637 | 0 | 0 | 3.4007 | 0 | 0 | 3.4007 | FALSE | 0% | 0% | 0% | 0% | 0% | 0% | TRUE | 0% | 0% | 0% | 0% | 0% | FALSE | 0% | 0% | 0% | 0% | 0% | 0% | 0% | 0% | 3.0411 | 26
| 400 | Supply to North West Slopes Area Stage 1 | TRUE | Non-Labour | Substations | 100% | Augmentation Expenditure | Augmentations | Augex | Demand | N/A | N/A | N/A | N/A | No | 0% | Localised maximum demand growth | Substations (2018 onwards) | 67% | TRUE | FY22 | 2 | 165 | 2 | 2 | 3 | 2 | FALSE | FALSE | TRUE | 0.61398 | 5.3739 | 0.23663 | 0 | 0 | 6.2245 | 0.61398 | 5.3739 | 0.23663 | 0 | 0 | 6.2245 | 0.059058 | 0.51667 | 0.027836 | 0 | 0 | 0.60356 | 0.012972 | 0.11331 | 0.0059983 | 0 | 0 | 0.13228 | 0.68601 | 6.0039 | 0.27046 | 0 | 0 | 6.9604 | 0% | 0% | 100% | 0% | 0% | 0 | 0 | 6.2245 | 0 | 0 | 6.2245 | 0 | 0 | 6.2245 | 0 | 0 | 6.2245 | 0 | 0 | 0.60356 | 0 | 0 | 0.60356 | 0 | 0 | 0.13228 | 0 | 0 | 0.13228 | 0 | 0 | 6.9604 | 0 | 0 | 6.9604 | FALSE | 0% | 0% | 0% | 0% | 0% | 0% | TRUE | 0% | 0% | 0% | 0% | 0% | FALSE | 0% | 0% | 0% | 0% | 0% | 0% | 0% | 0% | 6.2245 | 16
| 401 | Improving stability in South-Western NSW | FALSE | Labour | Transmission Lines | 50% | Augmentation Expenditure | Augmentations | Augex | Compliance | N/A | N/A | N/A | N/A | No | 0% | Energy transition | Transmission Lines (2018 onwards) | 5% | TRUE | FY22 | 2 | 166 | 1 | 1 | 1 | 1 | FALSE | FALSE | TRUE | 0 | 0 | 0 | 0 | 0 | 0 | 0 | 0 | 0 | 0 | 0 | 0 | 0 | 0 | 0 | 0 | 0 | 0 | 0 | 0 | 0 | 0 | 0 | 0 | 0 | 0 | 0 | 0 | 0 | 0 | 0% | 0% | 100% | 0% | 0% | 0 | 0 | 0 | 0 | 0 | 0 | 0 | 0 | 0 | 0 | 0 | 0 | 0 | 0 | 0 | 0 | 0 | 0 | 0 | 0 | 0 | 0 | 0 | 0 | 0 | 0 | 0 | 0 | 0 | 0 | TRUE | 0% | 0% | 0% | 0% | 0% | 0% | FALSE | 0% | 0% | 0% | 0% | 0% | FALSE | 0% | 0% | 0% | 0% | 0% | 0% | 0% | 0% | 0 | 97
| 402 | Improving stability in South-Western NSW | FALSE | Labour | Substations | 25% | Augmentation Expenditure | Augmentations | Augex | Compliance | N/A | N/A | N/A | N/A | No | 0% | Energy transition | Substations (2018 onwards) | 5% | TRUE | FY22 | 2 | 166 | 1 | 2 | 3 | 1 | FALSE | FALSE | TRUE | 0 | 0 | 0 | 0 | 0 | 0 | 0 | 0 | 0 | 0 | 0 | 0 | 0 | 0 | 0 | 0 | 0 | 0 | 0 | 0 | 0 | 0 | 0 | 0 | 0 | 0 | 0 | 0 | 0 | 0 | 0% | 0% | 100% | 0% | 0% | 0 | 0 | 0 | 0 | 0 | 0 | 0 | 0 | 0 | 0 | 0 | 0 | 0 | 0 | 0 | 0 | 0 | 0 | 0 | 0 | 0 | 0 | 0 | 0 | 0 | 0 | 0 | 0 | 0 | 0 | FALSE | 0% | 0% | 0% | 0% | 0% | 0% | TRUE | 0% | 0% | 0% | 0% | 0% | FALSE | 0% | 0% | 0% | 0% | 0% | 0% | 0% | 0% | 0 | 98
| 403 | Improving stability in South-Western NSW | FALSE | Labour | Secondary Systems | 5% | Augmentation Expenditure | Augmentations | Augex | Compliance | N/A | N/A | N/A | N/A | No | 0% | Energy transition | Secondary Systems (2018-23) | 5% | TRUE | FY22 | 2 | 166 | 1 | 3 | 4 | 1 | FALSE | FALSE | TRUE | 0 | 0 | 0 | 0 | 0 | 0 | 0 | 0 | 0 | 0 | 0 | 0 | 0 | 0 | 0 | 0 | 0 | 0 | 0 | 0 | 0 | 0 | 0 | 0 | 0 | 0 | 0 | 0 | 0 | 0 | 0% | 0% | 100% | 0% | 0% | 0 | 0 | 0 | 0 | 0 | 0 | 0 | 0 | 0 | 0 | 0 | 0 | 0 | 0 | 0 | 0 | 0 | 0 | 0 | 0 | 0 | 0 | 0 | 0 | 0 | 0 | 0 | 0 | 0 | 0 | FALSE | 0% | 0% | 0% | 0% | 0% | 0% | FALSE | 0% | 0% | 0% | 0% | 0% | TRUE | 0% | 0% | 0% | 0% | 0% | 0% | 0% | 0% | 0 | 99
| 404 | Improving stability in South-Western NSW | FALSE | Labour | Land and Easements | 20% | Augmentation Expenditure | Augmentations | Augex | Compliance | N/A | N/A | N/A | N/A | No | 0% | Energy transition | Land and Easements | 5% | TRUE | FY22 | 2 | 166 | 1 | 4 | 9 | 1 | FALSE | FALSE | TRUE | 0 | 0 | 0 | 0 | 0 | 0 | 0 | 0 | 0 | 0 | 0 | 0 | 0 | 0 | 0 | 0 | 0 | 0 | 0 | 0 | 0 | 0 | 0 | 0 | 0 | 0 | 0 | 0 | 0 | 0 | 0% | 0% | 100% | 0% | 0% | 0 | 0 | 0 | 0 | 0 | 0 | 0 | 0 | 0 | 0 | 0 | 0 | 0 | 0 | 0 | 0 | 0 | 0 | 0 | 0 | 0 | 0 | 0 | 0 | 0 | 0 | 0 | 0 | 0 | 0 | FALSE | 0% | 0% | 0% | 0% | 0% | 0% | FALSE | 0% | 0% | 0% | 0% | 0% | FALSE | 0% | 0% | 0% | 0% | 0% | 0% | 0% | 0% | 0 | 100
| 405 | Improving stability in South-Western NSW | FALSE | Non-Labour | Transmission Lines | 50% | Augmentation Expenditure | Augmentations | Augex | Compliance | N/A | N/A | N/A | N/A | No | 0% | Energy transition | Transmission Lines (2018 onwards) | 95% | TRUE | FY22 | 2 | 166 | 2 | 5 | 1 | 2 | FALSE | FALSE | TRUE | 0 | 0 | 0 | 0 | 0 | 0 | 0 | 0 | 0 | 0 | 0 | 0 | 0 | 0 | 0 | 0 | 0 | 0 | 0 | 0 | 0 | 0 | 0 | 0 | 0 | 0 | 0 | 0 | 0 | 0 | 0% | 0% | 100% | 0% | 0% | 0 | 0 | 0 | 0 | 0 | 0 | 0 | 0 | 0 | 0 | 0 | 0 | 0 | 0 | 0 | 0 | 0 | 0 | 0 | 0 | 0 | 0 | 0 | 0 | 0 | 0 | 0 | 0 | 0 | 0 | TRUE | 0% | 0% | 0% | 0% | 0% | 0% | FALSE | 0% | 0% | 0% | 0% | 0% | FALSE | 0% | 0% | 0% | 0% | 0% | 0% | 0% | 0% | 0 | 101
| 406 | Improving stability in South-Western NSW | FALSE | Non-Labour | Substations | 25% | Augmentation Expenditure | Augmentations | Augex | Compliance | N/A | N/A | N/A | N/A | No | 0% | Energy transition | Substations (2018 onwards) | 95% | TRUE | FY22 | 2 | 166 | 2 | 6 | 3 | 2 | FALSE | FALSE | TRUE | 0 | 0 | 0 | 0 | 0 | 0 | 0 | 0 | 0 | 0 | 0 | 0 | 0 | 0 | 0 | 0 | 0 | 0 | 0 | 0 | 0 | 0 | 0 | 0 | 0 | 0 | 0 | 0 | 0 | 0 | 0% | 0% | 100% | 0% | 0% | 0 | 0 | 0 | 0 | 0 | 0 | 0 | 0 | 0 | 0 | 0 | 0 | 0 | 0 | 0 | 0 | 0 | 0 | 0 | 0 | 0 | 0 | 0 | 0 | 0 | 0 | 0 | 0 | 0 | 0 | FALSE | 0% | 0% | 0% | 0% | 0% | 0% | TRUE | 0% | 0% | 0% | 0% | 0% | FALSE | 0% | 0% | 0% | 0% | 0% | 0% | 0% | 0% | 0 | 102
| 407 | Improving stability in South-Western NSW | FALSE | Non-Labour | Secondary Systems | 5% | Augmentation Expenditure | Augmentations | Augex | Compliance | N/A | N/A | N/A | N/A | No | 0% | Energy transition | Secondary Systems (2018-23) | 95% | TRUE | FY22 | 2 | 166 | 2 | 7 | 4 | 2 | FALSE | FALSE | TRUE | 0 | 0 | 0 | 0 | 0 | 0 | 0 | 0 | 0 | 0 | 0 | 0 | 0 | 0 | 0 | 0 | 0 | 0 | 0 | 0 | 0 | 0 | 0 | 0 | 0 | 0 | 0 | 0 | 0 | 0 | 0% | 0% | 100% | 0% | 0% | 0 | 0 | 0 | 0 | 0 | 0 | 0 | 0 | 0 | 0 | 0 | 0 | 0 | 0 | 0 | 0 | 0 | 0 | 0 | 0 | 0 | 0 | 0 | 0 | 0 | 0 | 0 | 0 | 0 | 0 | FALSE | 0% | 0% | 0% | 0% | 0% | 0% | FALSE | 0% | 0% | 0% | 0% | 0% | TRUE | 0% | 0% | 0% | 0% | 0% | 0% | 0% | 0% | 0 | 103
| 408 | Improving stability in South-Western NSW | FALSE | Non-Labour | Land and Easements | 20% | Augmentation Expenditure | Augmentations | Augex | Compliance | N/A | N/A | N/A | N/A | No | 0% | Energy transition | Land and Easements | 95% | TRUE | FY22 | 2 | 166 | 2 | 8 | 9 | 2 | FALSE | FALSE | TRUE | 0 | 0 | 0 | 0 | 0 | 0 | 0 | 0 | 0 | 0 | 0 | 0 | 0 | 0 | 0 | 0 | 0 | 0 | 0 | 0 | 0 | 0 | 0 | 0 | 0 | 0 | 0 | 0 | 0 | 0 | 0% | 0% | 100% | 0% | 0% | 0 | 0 | 0 | 0 | 0 | 0 | 0 | 0 | 0 | 0 | 0 | 0 | 0 | 0 | 0 | 0 | 0 | 0 | 0 | 0 | 0 | 0 | 0 | 0 | 0 | 0 | 0 | 0 | 0 | 0 | FALSE | 0% | 0% | 0% | 0% | 0% | 0% | FALSE | 0% | 0% | 0% | 0% | 0% | FALSE | 0% | 0% | 0% | 0% | 0% | 0% | 0% | 0% | 0 | 104
| 409 | NSW Oscillation Monitoring (PMU Installation) | TRUE | Labour | Secondary Systems | 100% | Augmentation Expenditure | Augmentations | Augex | Compliance | N/A | N/A | N/A | N/A | No | 0% | Safety security & reliability | Secondary Systems (2018-23) | 56.09% | TRUE | FY22 | 2 | 167 | 1 | 1 | 4 | 1 | FALSE | FALSE | TRUE | 2.1668 | 1.5542 | 0.79084 | 0 | 0 | 4.5119 | 2.1189 | 1.5432 | 0.79604 | 0 | 0 | 4.4582 | 0.20381 | 0.14837 | 0.093644 | 0 | 0 | 0.44583 | 0.044767 | 0.03254 | 0.020179 | 0 | 0 | 0.097486 | 2.3675 | 1.7241 | 0.90986 | 0 | 0 | 5.0015 | 0% | 50% | 50% | 0% | 0% | 0 | 2.2559 | 2.2559 | 0 | 0 | 4.5119 | 0 | 2.2291 | 2.2291 | 0 | 0 | 4.4582 | 0 | 0.22291 | 0.22291 | 0 | 0 | 0.44583 | 0 | 0.048743 | 0.048743 | 0 | 0 | 0.097486 | 0 | 2.5007 | 2.5007 | 0 | 0 | 5.0015 | FALSE | 0% | 0% | 0% | 0% | 0% | 0% | FALSE | 0% | 0% | 0% | 0% | 0% | TRUE | 0% | 0% | 0% | 0% | 0% | 0% | 0% | 0% | 4.4582 | 19
| 410 | NSW Oscillation Monitoring (PMU Installation) | TRUE | Non-Labour | Secondary Systems | 100% | Augmentation Expenditure | Augmentations | Augex | Compliance | N/A | N/A | N/A | N/A | No | 0% | Safety security & reliability | Secondary Systems (2018-23) | 43.91% | TRUE | FY22 | 2 | 167 | 2 | 2 | 4 | 2 | FALSE | FALSE | TRUE | 1.6962 | 1.2166 | 0.61906 | 0 | 0 | 3.5319 | 1.6962 | 1.2166 | 0.61906 | 0 | 0 | 3.5319 | 0.16315 | 0.11697 | 0.072824 | 0 | 0 | 0.35295 | 0.035835 | 0.025654 | 0.015692 | 0 | 0 | 0.077182 | 1.8951 | 1.3593 | 0.70758 | 0 | 0 | 3.962 | 0% | 50% | 50% | 0% | 0% | 0 | 1.7659 | 1.7659 | 0 | 0 | 3.5319 | 0 | 1.7659 | 1.7659 | 0 | 0 | 3.5319 | 0 | 0.17647 | 0.17647 | 0 | 0 | 0.35295 | 0 | 0.038591 | 0.038591 | 0 | 0 | 0.077182 | 0 | 1.981 | 1.981 | 0 | 0 | 3.962 | FALSE | 0% | 0% | 0% | 0% | 0% | 0% | FALSE | 0% | 0% | 0% | 0% | 0% | TRUE | 0% | 0% | 0% | 0% | 0% | 0% | 0% | 0% | 3.5319 | 24
| 411 | Maintaining Reliable Supply to Deniliquin, Coleambally and Finley area (Maintain Voltage in South Western Subsystem) | TRUE | Labour | Substations | 100% | Augmentation Expenditure | Augmentations | Augex | Compliance | N/A | N/A | N/A | N/A | No | 0% | Safety security & reliability | Substations (2018 onwards) | 14% | TRUE | FY22 | 2 | 168 | 1 | 1 | 3 | 1 | FALSE | FALSE | TRUE | 0.25912 | 0.79779 | 0.084284 | 0 | 0 | 1.1412 | 0.25339 | 0.79213 | 0.084839 | 0 | 0 | 1.1304 | 0.024373 | 0.076158 | 0.0099801 | 0 | 0 | 0.11051 | 0.0053534 | 0.016703 | 0.0021506 | 0 | 0 | 0.024207 | 0.28311 | 0.88499 | 0.096969 | 0 | 0 | 1.2651 | 0% | 100% | 0% | 0% | 0% | 0 | 1.1412 | 0 | 0 | 0 | 1.1412 | 0 | 1.1304 | 0 | 0 | 0 | 1.1304 | 0 | 0.11051 | 0 | 0 | 0 | 0.11051 | 0 | 0.024207 | 0 | 0 | 0 | 0.024207 | 0 | 1.2651 | 0 | 0 | 0 | 1.2651 | FALSE | 0% | 0% | 0% | 0% | 0% | 0% | TRUE | 0% | 0% | 0% | 0% | 0% | FALSE | 0% | 0% | 0% | 0% | 0% | 0% | 0% | 0% | 1.1304 | 41
| 412 | Maintaining Reliable Supply to Deniliquin, Coleambally and Finley area (Maintain Voltage in South Western Subsystem) | TRUE | Non-Labour | Substations | 100% | Augmentation Expenditure | Augmentations | Augex | Compliance | N/A | N/A | N/A | N/A | No | 0% | Safety security & reliability | Substations (2018 onwards) | 86% | TRUE | FY22 | 2 | 168 | 2 | 2 | 3 | 2 | FALSE | FALSE | TRUE | 1.5917 | 4.9007 | 0.51774 | 0 | 0 | 7.0102 | 1.5917 | 4.9007 | 0.51774 | 0 | 0 | 7.0102 | 0.15311 | 0.47117 | 0.060905 | 0 | 0 | 0.68518 | 0.033629 | 0.10334 | 0.013124 | 0 | 0 | 0.15009 | 1.7785 | 5.4752 | 0.59177 | 0 | 0 | 7.8454 | 0% | 100% | 0% | 0% | 0% | 0 | 7.0102 | 0 | 0 | 0 | 7.0102 | 0 | 7.0102 | 0 | 0 | 0 | 7.0102 | 0 | 0.68518 | 0 | 0 | 0 | 0.68518 | 0 | 0.15009 | 0 | 0 | 0 | 0.15009 | 0 | 7.8454 | 0 | 0 | 0 | 7.8454 | FALSE | 0% | 0% | 0% | 0% | 0% | 0% | TRUE | 0% | 0% | 0% | 0% | 0% | FALSE | 0% | 0% | 0% | 0% | 0% | 0% | 0% | 0% | 7.0102 | 14
| 413 | Supply to Panorama area | TRUE | Labour | Substations | 74.1% | Connections | Connections | Augex | Demand | N/A | N/A | N/A | N/A | No | 0% | Localised maximum demand growth | Substations (2018 onwards) | 29% | TRUE | FY22 | 2 | 169 | 1 | 1 | 3 | 1 | FALSE | FALSE | TRUE | 0.94305 | 2.3057 | 0.041096 | 0 | 0 | 3.2899 | 0.9222 | 2.2894 | 0.041367 | 0 | 0 | 3.2529 | 0.088706 | 0.22011 | 0.0048662 | 0 | 0 | 0.31368 | 0.019484 | 0.048273 | 0.0010486 | 0 | 0 | 0.068806 | 1.0304 | 2.5577 | 0.047282 | 0 | 0 | 3.6354 | 0% | 90% | 10% | 0% | 0% | 0 | 2.9609 | 0.32899 | 0 | 0 | 3.2899 | 0 | 2.9276 | 0.32529 | 0 | 0 | 3.2529 | 0 | 0.28231 | 0.031368 | 0 | 0 | 0.31368 | 0 | 0.061925 | 0.0068806 | 0 | 0 | 0.068806 | 0 | 3.2719 | 0.36354 | 0 | 0 | 3.6354 | FALSE | 0% | 0% | 0% | 0% | 0% | 0% | TRUE | 0% | 0% | 0% | 0% | 0% | FALSE | 0% | 0% | 0% | 0% | 0% | 0% | 0% | 0% | 3.2529 | 25
| 414 | Supply to Panorama area | TRUE | Labour | Secondary Systems | 7.798% | Connections | Connections | Augex | Demand | N/A | N/A | N/A | N/A | No | 0% | Localised maximum demand growth | Secondary Systems (2018-23) | 29% | TRUE | FY22 | 2 | 169 | 1 | 2 | 4 | 1 | FALSE | FALSE | TRUE | 0.099248 | 0.24266 | 0.004325 | 0 | 0 | 0.34623 | 0.097054 | 0.24094 | 0.0043535 | 0 | 0 | 0.34234 | 0.0093355 | 0.023164 | 0.00051213 | 0 | 0 | 0.033012 | 0.0020505 | 0.0050804 | 0.00011036 | 0 | 0 | 0.0072412 | 0.10844 | 0.26918 | 0.004976 | 0 | 0 | 0.3826 | 0% | 90% | 10% | 0% | 0% | 0 | 0.31161 | 0.034623 | 0 | 0 | 0.34623 | 0 | 0.30811 | 0.034234 | 0 | 0 | 0.34234 | 0 | 0.029711 | 0.0033012 | 0 | 0 | 0.033012 | 0 | 0.0065171 | 0.00072412 | 0 | 0 | 0.0072412 | 0 | 0.34434 | 0.03826 | 0 | 0 | 0.3826 | FALSE | 0% | 0% | 0% | 0% | 0% | 0% | FALSE | 0% | 0% | 0% | 0% | 0% | TRUE | 0% | 0% | 0% | 0% | 0% | 0% | 0% | 0% | 0.34234 | 55
| 415 | Supply to Panorama area | TRUE | Labour | Communications (short life) | 4.27% | Connections | Connections | Augex | Demand | N/A | N/A | N/A | N/A | No | 0% | Localised maximum demand growth | Communications (short life) (2018 onwards) | 29% | TRUE | FY22 | 2 | 169 | 1 | 3 | 5 | 1 | FALSE | FALSE | TRUE | 0.054349 | 0.13288 | 0.0023684 | 0 | 0 | 0.1896 | 0.053148 | 0.13194 | 0.002384 | 0 | 0 | 0.18747 | 0.0051122 | 0.012685 | 0.00028045 | 0 | 0 | 0.018078 | 0.0011229 | 0.0027821 | 6.0432e-05 | 0 | 0 | 0.0039654 | 0.059383 | 0.14741 | 0.0027249 | 0 | 0 | 0.20951 | 0% | 90% | 10% | 0% | 0% | 0 | 0.17064 | 0.01896 | 0 | 0 | 0.1896 | 0 | 0.16872 | 0.018747 | 0 | 0 | 0.18747 | 0 | 0.01627 | 0.0018078 | 0 | 0 | 0.018078 | 0 | 0.0035688 | 0.00039654 | 0 | 0 | 0.0039654 | 0 | 0.18856 | 0.020951 | 0 | 0 | 0.20951 | FALSE | 0% | 0% | 0% | 0% | 0% | 0% | FALSE | 0% | 0% | 0% | 0% | 0% | TRUE | 0% | 0% | 0% | 0% | 0% | 0% | 0% | 0% | 0.18747 | 61
| 416 | Supply to Panorama area | TRUE | Labour | Transmission Line Life Extension | 11.93% | Connections | Connections | Augex | Demand | N/A | N/A | N/A | N/A | No | 0% | Localised maximum demand growth | Transmission Line Life Extension (2018 onwards) | 29% | TRUE | FY22 | 2 | 169 | 1 | 4 | 8 | 1 | FALSE | FALSE | TRUE | 0.15187 | 0.37132 | 0.0066183 | 0 | 0 | 0.52981 | 0.14851 | 0.36869 | 0.0066619 | 0 | 0 | 0.52386 | 0.014285 | 0.035447 | 0.00078368 | 0 | 0 | 0.050516 | 0.0031377 | 0.0077741 | 0.00016887 | 0 | 0 | 0.011081 | 0.16594 | 0.41191 | 0.0076144 | 0 | 0 | 0.58546 | 0% | 90% | 10% | 0% | 0% | 0 | 0.47683 | 0.052981 | 0 | 0 | 0.52981 | 0 | 0.47148 | 0.052386 | 0 | 0 | 0.52386 | 0 | 0.045464 | 0.0050516 | 0 | 0 | 0.050516 | 0 | 0.0099726 | 0.0011081 | 0 | 0 | 0.011081 | 0 | 0.52691 | 0.058546 | 0 | 0 | 0.58546 | TRUE | 0% | 0% | 0% | 0% | 0% | 0% | FALSE | 0% | 0% | 0% | 0% | 0% | FALSE | 0% | 0% | 0% | 0% | 0% | 0% | 0% | 0% | 0.52386 | 49
| 417 | Supply to Panorama area | TRUE | Labour | Land and Easements | 1.899% | Connections | Connections | Augex | Demand | N/A | N/A | N/A | N/A | No | 0% | Localised maximum demand growth | Land and Easements | 29% | TRUE | FY22 | 2 | 169 | 1 | 5 | 9 | 1 | FALSE | FALSE | TRUE | 0.024163 | 0.059076 | 0.001053 | 0 | 0 | 0.084292 | 0.023628 | 0.058657 | 0.0010599 | 0 | 0 | 0.083345 | 0.0022728 | 0.0056395 | 0.00012468 | 0 | 0 | 0.008037 | 0.00049921 | 0.0012368 | 2.6867e-05 | 0 | 0 | 0.0017629 | 0.0264 | 0.065533 | 0.0012114 | 0 | 0 | 0.093145 | 0% | 90% | 10% | 0% | 0% | 0 | 0.075863 | 0.0084292 | 0 | 0 | 0.084292 | 0 | 0.075011 | 0.0083345 | 0 | 0 | 0.083345 | 0 | 0.0072333 | 0.0008037 | 0 | 0 | 0.008037 | 0 | 0.0015866 | 0.00017629 | 0 | 0 | 0.0017629 | 0 | 0.083831 | 0.0093145 | 0 | 0 | 0.093145 | FALSE | 0% | 0% | 0% | 0% | 0% | 0% | FALSE | 0% | 0% | 0% | 0% | 0% | FALSE | 0% | 0% | 0% | 0% | 0% | 0% | 0% | 0% | 0.083345 | 67
| 418 | Supply to Panorama area | TRUE | Non-Labour | Substations | 74.1% | Connections | Connections | Augex | Demand | N/A | N/A | N/A | N/A | No | 0% | Localised maximum demand growth | Substations (2018 onwards) | 71% | TRUE | FY22 | 2 | 169 | 2 | 6 | 3 | 2 | FALSE | FALSE | TRUE | 2.3088 | 5.645 | 0.10061 | 0 | 0 | 8.0545 | 2.3088 | 5.645 | 0.10061 | 0 | 0 | 8.0545 | 0.22209 | 0.54273 | 0.011836 | 0 | 0 | 0.77665 | 0.04878 | 0.11903 | 0.0025505 | 0 | 0 | 0.17036 | 2.5797 | 6.3068 | 0.115 | 0 | 0 | 9.0015 | 0% | 90% | 10% | 0% | 0% | 0 | 7.249 | 0.80545 | 0 | 0 | 8.0545 | 0 | 7.249 | 0.80545 | 0 | 0 | 8.0545 | 0 | 0.69899 | 0.077665 | 0 | 0 | 0.77665 | 0 | 0.15333 | 0.017036 | 0 | 0 | 0.17036 | 0 | 8.1014 | 0.90015 | 0 | 0 | 9.0015 | FALSE | 0% | 0% | 0% | 0% | 0% | 0% | TRUE | 0% | 0% | 0% | 0% | 0% | FALSE | 0% | 0% | 0% | 0% | 0% | 0% | 0% | 0% | 8.0545 | 13
| 419 | Supply to Panorama area | TRUE | Non-Labour | Secondary Systems | 7.798% | Connections | Connections | Augex | Demand | N/A | N/A | N/A | N/A | No | 0% | Localised maximum demand growth | Secondary Systems (2018-23) | 71% | TRUE | FY22 | 2 | 169 | 2 | 7 | 4 | 2 | FALSE | FALSE | TRUE | 0.24299 | 0.59409 | 0.010589 | 0 | 0 | 0.84767 | 0.24299 | 0.59409 | 0.010589 | 0 | 0 | 0.84767 | 0.023373 | 0.057118 | 0.0012456 | 0 | 0 | 0.081736 | 0.0051337 | 0.012527 | 0.00026842 | 0 | 0 | 0.017929 | 0.27149 | 0.66374 | 0.012103 | 0 | 0 | 0.94733 | 0% | 90% | 10% | 0% | 0% | 0 | 0.7629 | 0.084767 | 0 | 0 | 0.84767 | 0 | 0.7629 | 0.084767 | 0 | 0 | 0.84767 | 0 | 0.073563 | 0.0081736 | 0 | 0 | 0.081736 | 0 | 0.016136 | 0.0017929 | 0 | 0 | 0.017929 | 0 | 0.8526 | 0.094733 | 0 | 0 | 0.94733 | FALSE | 0% | 0% | 0% | 0% | 0% | 0% | FALSE | 0% | 0% | 0% | 0% | 0% | TRUE | 0% | 0% | 0% | 0% | 0% | 0% | 0% | 0% | 0.84767 | 46
| 420 | Supply to Panorama area | TRUE | Non-Labour | Communications (short life) | 4.27% | Connections | Connections | Augex | Demand | N/A | N/A | N/A | N/A | No | 0% | Localised maximum demand growth | Communications (short life) (2018 onwards) | 71% | TRUE | FY22 | 2 | 169 | 2 | 8 | 5 | 2 | FALSE | FALSE | TRUE | 0.13306 | 0.32533 | 0.0057986 | 0 | 0 | 0.46419 | 0.13306 | 0.32533 | 0.0057986 | 0 | 0 | 0.46419 | 0.012799 | 0.031278 | 0.00068212 | 0 | 0 | 0.04476 | 0.0028113 | 0.0068599 | 0.00014699 | 0 | 0 | 0.0098182 | 0.14867 | 0.36347 | 0.0066277 | 0 | 0 | 0.51877 | 0% | 90% | 10% | 0% | 0% | 0 | 0.41777 | 0.046419 | 0 | 0 | 0.46419 | 0 | 0.41777 | 0.046419 | 0 | 0 | 0.46419 | 0 | 0.040284 | 0.004476 | 0 | 0 | 0.04476 | 0 | 0.0088363 | 0.00098182 | 0 | 0 | 0.0098182 | 0 | 0.46689 | 0.051877 | 0 | 0 | 0.51877 | FALSE | 0% | 0% | 0% | 0% | 0% | 0% | FALSE | 0% | 0% | 0% | 0% | 0% | TRUE | 0% | 0% | 0% | 0% | 0% | 0% | 0% | 0% | 0.46419 | 52
| 421 | Supply to Panorama area | TRUE | Non-Labour | Transmission Line Life Extension | 11.93% | Connections | Connections | Augex | Demand | N/A | N/A | N/A | N/A | No | 0% | Localised maximum demand growth | Transmission Line Life Extension (2018 onwards) | 71% | TRUE | FY22 | 2 | 169 | 2 | 9 | 8 | 2 | FALSE | FALSE | TRUE | 0.37183 | 0.9091 | 0.016203 | 0 | 0 | 1.2971 | 0.37183 | 0.9091 | 0.016203 | 0 | 0 | 1.2971 | 0.035765 | 0.087404 | 0.0019061 | 0 | 0 | 0.12508 | 0.0078557 | 0.019169 | 0.00041074 | 0 | 0 | 0.027436 | 0.41545 | 1.0157 | 0.01852 | 0 | 0 | 1.4496 | 0% | 90% | 10% | 0% | 0% | 0 | 1.1674 | 0.12971 | 0 | 0 | 1.2971 | 0 | 1.1674 | 0.12971 | 0 | 0 | 1.2971 | 0 | 0.11257 | 0.012508 | 0 | 0 | 0.12508 | 0 | 0.024692 | 0.0027436 | 0 | 0 | 0.027436 | 0 | 1.3047 | 0.14496 | 0 | 0 | 1.4496 | TRUE | 0% | 0% | 0% | 0% | 0% | 0% | FALSE | 0% | 0% | 0% | 0% | 0% | FALSE | 0% | 0% | 0% | 0% | 0% | 0% | 0% | 0% | 1.2971 | 38
| 422 | Supply to Panorama area | TRUE | Non-Labour | Land and Easements | 1.899% | Connections | Connections | Augex | Demand | N/A | N/A | N/A | N/A | No | 0% | Localised maximum demand growth | Land and Easements | 71% | TRUE | FY22 | 2 | 169 | 2 | 10 | 9 | 2 | FALSE | FALSE | TRUE | 0.059157 | 0.14464 | 0.0025779 | 0 | 0 | 0.20637 | 0.059157 | 0.14464 | 0.0025779 | 0 | 0 | 0.20637 | 0.0056902 | 0.013906 | 0.00030326 | 0 | 0 | 0.019899 | 0.0012498 | 0.0030498 | 6.5347e-05 | 0 | 0 | 0.004365 | 0.066097 | 0.16159 | 0.0029465 | 0 | 0 | 0.23063 | 0% | 90% | 10% | 0% | 0% | 0 | 0.18573 | 0.020637 | 0 | 0 | 0.20637 | 0 | 0.18573 | 0.020637 | 0 | 0 | 0.20637 | 0 | 0.017909 | 0.0019899 | 0 | 0 | 0.019899 | 0 | 0.0039285 | 0.0004365 | 0 | 0 | 0.004365 | 0 | 0.20757 | 0.023063 | 0 | 0 | 0.23063 | FALSE | 0% | 0% | 0% | 0% | 0% | 0% | FALSE | 0% | 0% | 0% | 0% | 0% | FALSE | 0% | 0% | 0% | 0% | 0% | 0% | 0% | 0% | 0.20637 | 60
| 423 | System Security Roadmap - Situational Awareness and Digital Twin | TRUE | Labour | Business IT | 100% | Augmentation Expenditure | Augmentations | Augex | System Security Roadmap | N/A | N/A | N/A | N/A | No | 0% | Energy transition | Business IT (2018 onwards) | 13% | TRUE | FY22 | 2 | 170 | 1 | 1 | 6 | 1 | FALSE | FALSE | TRUE | 7.8531 | 2.3743 | 0.81622 | 0.43088 | 0.011251 | 11.4858 | 7.6795 | 2.3575 | 0.8216 | 0.43585 | 0.011418 | 11.3058 | 0.73868 | 0.22666 | 0.09665 | 0.045481 | 0.0014857 | 1.109 | 0.16225 | 0.04971 | 0.020827 | 0.0099073 | 0.00031412 | 0.24301 | 8.5804 | 2.6339 | 0.93907 | 0.49124 | 0.013218 | 12.6578 | 0% | 37.92% | 24.39% | 0% | 37.69% | 0 | 4.3553 | 2.8019 | 0 | 4.3286 | 11.4858 | 0 | 4.2871 | 2.758 | 0 | 4.2608 | 11.3058 | 0 | 0.42051 | 0.27052 | 0 | 0.41792 | 1.109 | 0 | 0.092146 | 0.05928 | 0 | 0.09158 | 0.24301 | 0 | 4.7997 | 3.0878 | 0 | 4.7703 | 12.6578 | FALSE | 0% | 0% | 0% | 0% | 0% | 0% | FALSE | 0% | 0% | 0% | 0% | 0% | TRUE | 0% | 0% | 0% | 0% | 0% | 0% | 0% | 0% | 11.3058 | 11
| 424 | System Security Roadmap - Situational Awareness and Digital Twin | TRUE | Non-Labour | Business IT | 100% | Augmentation Expenditure | Augmentations | Augex | System Security Roadmap | N/A | N/A | N/A | N/A | No | 0% | Energy transition | Business IT (2018 onwards) | 87% | TRUE | FY22 | 2 | 170 | 2 | 2 | 6 | 2 | FALSE | FALSE | TRUE | 52.5553 | 15.8898 | 5.4624 | 2.8836 | 0.075293 | 76.8664 | 52.5553 | 15.8898 | 5.4624 | 2.8836 | 0.075293 | 76.8664 | 5.0552 | 1.5277 | 0.64258 | 0.3009 | 0.0097965 | 7.5362 | 1.1104 | 0.33505 | 0.13847 | 0.065546 | 0.0020713 | 1.6515 | 58.7209 | 17.7526 | 6.2435 | 3.25 | 0.087161 | 86.0541 | 0% | 37.92% | 24.39% | 0% | 37.69% | 0 | 29.1472 | 18.7511 | 0 | 28.9681 | 76.8664 | 0 | 29.1472 | 18.7511 | 0 | 28.9681 | 76.8664 | 0 | 2.8577 | 1.8384 | 0 | 2.8401 | 7.5362 | 0 | 0.62623 | 0.40287 | 0 | 0.62239 | 1.6515 | 0 | 32.6311 | 20.9924 | 0 | 32.4306 | 86.0541 | FALSE | 0% | 0% | 0% | 0% | 0% | 0% | FALSE | 0% | 0% | 0% | 0% | 0% | TRUE | 0% | 0% | 0% | 0% | 0% | 0% | 0% | 0% | 76.8664 | 1
| 425 | ICT Forecast (Trend 2009-23) | TRUE | Labour | Business IT | 70% | Non-network - ICT | Information Technology | ICT | N/A | N/A | N/A | N/A | N/A | No | 0% | Safety security & reliability | Business IT (2018 onwards) | 64% | FALSE | FY23 | 3 | 171 | 1 | 1 | 6 | 1 | FALSE | FALSE | TRUE | 7.7212 | 7.7212 | 7.7212 | 7.7212 | 7.7212 | 38.6062 | 7.798 | 7.9177 | 8.0268 | 8.0664 | 8.0931 | 39.9021 | 0 | 0 | 0 | 0 | 0 | 0 | 0.16475 | 0.16695 | 0.20347 | 0.18336 | 0.22264 | 0.94117 | 7.9628 | 8.0847 | 8.2303 | 8.2498 | 8.3158 | 40.8433 | 20% | 20% | 20% | 20% | 20% | 7.7212 | 7.7212 | 7.7212 | 7.7212 | 7.7212 | 38.6062 | 7.9804 | 7.9804 | 7.9804 | 7.9804 | 7.9804 | 39.9021 | 0 | 0 | 0 | 0 | 0 | 0 | 0.18823 | 0.18823 | 0.18823 | 0.18823 | 0.18823 | 0.94117 | 8.1687 | 8.1687 | 8.1687 | 8.1687 | 8.1687 | 40.8433 | FALSE | 0% | 0% | 0% | 0% | 0% | 0% | FALSE | 0% | 0% | 0% | 0% | 0% | TRUE | 0% | 0% | 0% | 0% | 0% | 0% | 0% | 0% | N/A | N/A
| 426 | ICT Forecast (Trend 2009-23) | TRUE | Labour | In-house software | 30% | Non-network - ICT | Information Technology | ICT | N/A | N/A | N/A | N/A | N/A | No | 0% | Safety security & reliability | In-house software | 64% | FALSE | FY23 | 3 | 171 | 1 | 2 | 20 | 1 | FALSE | FALSE | TRUE | 3.3091 | 3.3091 | 3.3091 | 3.3091 | 3.3091 | 16.5455 | 3.342 | 3.3933 | 3.4401 | 3.457 | 3.4685 | 17.1009 | 0 | 0 | 0 | 0 | 0 | 0 | 0.070608 | 0.071551 | 0.087202 | 0.078581 | 0.095418 | 0.40336 | 3.4126 | 3.4649 | 3.5273 | 3.5356 | 3.5639 | 17.5043 | 20% | 20% | 20% | 20% | 20% | 3.3091 | 3.3091 | 3.3091 | 3.3091 | 3.3091 | 16.5455 | 3.4202 | 3.4202 | 3.4202 | 3.4202 | 3.4202 | 17.1009 | 0 | 0 | 0 | 0 | 0 | 0 | 0.080672 | 0.080672 | 0.080672 | 0.080672 | 0.080672 | 0.40336 | 3.5009 | 3.5009 | 3.5009 | 3.5009 | 3.5009 | 17.5043 | FALSE | 0% | 0% | 0% | 0% | 0% | 0% | FALSE | 0% | 0% | 0% | 0% | 0% | FALSE | 0% | 0% | 0% | 0% | 0% | 0% | 0% | 0% | N/A | N/A
| 427 | ICT Forecast (Trend 2009-23) | TRUE | Non-Labour | Business IT | 70% | Non-network - ICT | Information Technology | ICT | N/A | N/A | N/A | N/A | N/A | No | 0% | Safety security & reliability | Business IT (2018 onwards) | 36% | FALSE | FY23 | 3 | 171 | 2 | 3 | 6 | 2 | FALSE | FALSE | TRUE | 4.3432 | 4.3432 | 4.3432 | 4.3432 | 4.3432 | 21.716 | 4.3432 | 4.3432 | 4.3432 | 4.3432 | 4.3432 | 21.716 | 0 | 0 | 0 | 0 | 0 | 0 | 0.09176 | 0.091581 | 0.11009 | 0.098724 | 0.11948 | 0.51164 | 4.435 | 4.4348 | 4.4533 | 4.4419 | 4.4627 | 22.2276 | 20% | 20% | 20% | 20% | 20% | 4.3432 | 4.3432 | 4.3432 | 4.3432 | 4.3432 | 21.716 | 4.3432 | 4.3432 | 4.3432 | 4.3432 | 4.3432 | 21.716 | 0 | 0 | 0 | 0 | 0 | 0 | 0.10233 | 0.10233 | 0.10233 | 0.10233 | 0.10233 | 0.51164 | 4.4455 | 4.4455 | 4.4455 | 4.4455 | 4.4455 | 22.2276 | FALSE | 0% | 0% | 0% | 0% | 0% | 0% | FALSE | 0% | 0% | 0% | 0% | 0% | TRUE | 0% | 0% | 0% | 0% | 0% | 0% | 0% | 0% | N/A | N/A
| 428 | ICT Forecast (Trend 2009-23) | TRUE | Non-Labour | In-house software | 30% | Non-network - ICT | Information Technology | ICT | N/A | N/A | N/A | N/A | N/A | No | 0% | Safety security & reliability | In-house software | 36% | FALSE | FY23 | 3 | 171 | 2 | 4 | 20 | 2 | FALSE | FALSE | TRUE | 1.8614 | 1.8614 | 1.8614 | 1.8614 | 1.8614 | 9.3068 | 1.8614 | 1.8614 | 1.8614 | 1.8614 | 1.8614 | 9.3068 | 0 | 0 | 0 | 0 | 0 | 0 | 0.039326 | 0.039249 | 0.047184 | 0.04231 | 0.051206 | 0.21927 | 1.9007 | 1.9006 | 1.9086 | 1.9037 | 1.9126 | 9.5261 | 20% | 20% | 20% | 20% | 20% | 1.8614 | 1.8614 | 1.8614 | 1.8614 | 1.8614 | 9.3068 | 1.8614 | 1.8614 | 1.8614 | 1.8614 | 1.8614 | 9.3068 | 0 | 0 | 0 | 0 | 0 | 0 | 0.043855 | 0.043855 | 0.043855 | 0.043855 | 0.043855 | 0.21927 | 1.9052 | 1.9052 | 1.9052 | 1.9052 | 1.9052 | 9.5261 | FALSE | 0% | 0% | 0% | 0% | 0% | 0% | FALSE | 0% | 0% | 0% | 0% | 0% | FALSE | 0% | 0% | 0% | 0% | 0% | 0% | 0% | 0% | N/A | N/A
| 429 | Agricultural | FALSE | Labour | Minor Plant, Motor Vehicles & Mobile Plant | 100% | Non-network - Other | Fleet | Fleet & Property | N/A | Agricultural | N/A | N/A | N/A | No | 0% | Safety security & reliability | Minor Plant, Motor Vehicles & Mobile Plant (2018 onwards) | 0% | FALSE | FY21 | 1 | 172 | 1 | 1 | 7 | 1 | FALSE | FALSE | TRUE | 0 | 0 | 0 | 0 | 0 | 0 | 0 | 0 | 0 | 0 | 0 | 0 | 0 | 0 | 0 | 0 | 0 | 0 | 0 | 0 | 0 | 0 | 0 | 0 | 0 | 0 | 0 | 0 | 0 | 0 | 20% | 20% | 20% | 20% | 20% | 0 | 0 | 0 | 0 | 0 | 0 | 0 | 0 | 0 | 0 | 0 | 0 | 0 | 0 | 0 | 0 | 0 | 0 | 0 | 0 | 0 | 0 | 0 | 0 | 0 | 0 | 0 | 0 | 0 | 0 | FALSE | 0% | 0% | 0% | 0% | 0% | 0% | FALSE | 0% | 0% | 0% | 0% | 0% | FALSE | 0% | 0% | 0% | 0% | 0% | 0% | 0% | 0% | N/A | N/A
| 430 | Agricultural | FALSE | Non-Labour | Minor Plant, Motor Vehicles & Mobile Plant | 100% | Non-network - Other | Fleet | Fleet & Property | N/A | Agricultural | N/A | N/A | N/A | No | 0% | Safety security & reliability | Minor Plant, Motor Vehicles & Mobile Plant (2018 onwards) | 100% | FALSE | FY21 | 1 | 172 | 2 | 2 | 7 | 2 | FALSE | FALSE | TRUE | 0 | 0 | 0 | 0 | 0 | 0 | 0 | 0 | 0 | 0 | 0 | 0 | 0 | 0 | 0 | 0 | 0 | 0 | 0 | 0 | 0 | 0 | 0 | 0 | 0 | 0 | 0 | 0 | 0 | 0 | 20% | 20% | 20% | 20% | 20% | 0 | 0 | 0 | 0 | 0 | 0 | 0 | 0 | 0 | 0 | 0 | 0 | 0 | 0 | 0 | 0 | 0 | 0 | 0 | 0 | 0 | 0 | 0 | 0 | 0 | 0 | 0 | 0 | 0 | 0 | FALSE | 0% | 0% | 0% | 0% | 0% | 0% | FALSE | 0% | 0% | 0% | 0% | 0% | FALSE | 0% | 0% | 0% | 0% | 0% | 0% | 0% | 0% | N/A | N/A
| 431 | Excavation | TRUE | Labour | Minor Plant, Motor Vehicles & Mobile Plant | 100% | Non-network - Other | Fleet | Fleet & Property | N/A | Excavation | N/A | N/A | N/A | No | 0% | Safety security & reliability | Minor Plant, Motor Vehicles & Mobile Plant (2018 onwards) | 0% | FALSE | FY21 | 1 | 173 | 1 | 1 | 7 | 1 | FALSE | FALSE | TRUE | 0 | 0 | 0 | 0 | 0 | 0 | 0 | 0 | 0 | 0 | 0 | 0 | 0 | 0 | 0 | 0 | 0 | 0 | 0 | 0 | 0 | 0 | 0 | 0 | 0 | 0 | 0 | 0 | 0 | 0 | 20% | 20% | 20% | 20% | 20% | 0 | 0 | 0 | 0 | 0 | 0 | 0 | 0 | 0 | 0 | 0 | 0 | 0 | 0 | 0 | 0 | 0 | 0 | 0 | 0 | 0 | 0 | 0 | 0 | 0 | 0 | 0 | 0 | 0 | 0 | FALSE | 0% | 0% | 0% | 0% | 0% | 0% | FALSE | 0% | 0% | 0% | 0% | 0% | FALSE | 0% | 0% | 0% | 0% | 0% | 0% | 0% | 0% | N/A | N/A
| 432 | Excavation | TRUE | Non-Labour | Minor Plant, Motor Vehicles & Mobile Plant | 100% | Non-network - Other | Fleet | Fleet & Property | N/A | Excavation | N/A | N/A | N/A | No | 0% | Safety security & reliability | Minor Plant, Motor Vehicles & Mobile Plant (2018 onwards) | 100% | FALSE | FY21 | 1 | 173 | 2 | 2 | 7 | 2 | FALSE | FALSE | TRUE | 0 | 0 | 0.21199 | 0 | 0.083678 | 0.29566 | 0 | 0 | 0.21199 | 0 | 0.083678 | 0.29566 | 0 | 0 | 0 | 0 | 0 | 0 | 0 | 0 | 0.0053736 | 0 | 0.002302 | 0.0076756 | 0 | 0 | 0.21736 | 0 | 0.08598 | 0.30334 | 20% | 20% | 20% | 20% | 20% | 0.059133 | 0.059133 | 0.059133 | 0.059133 | 0.059133 | 0.29566 | 0.059133 | 0.059133 | 0.059133 | 0.059133 | 0.059133 | 0.29566 | 0 | 0 | 0 | 0 | 0 | 0 | 0.0015351 | 0.0015351 | 0.0015351 | 0.0015351 | 0.0015351 | 0.0076756 | 0.060668 | 0.060668 | 0.060668 | 0.060668 | 0.060668 | 0.30334 | FALSE | 0% | 0% | 0% | 0% | 0% | 0% | FALSE | 0% | 0% | 0% | 0% | 0% | FALSE | 0% | 0% | 0% | 0% | 0% | 0% | 0% | 0% | N/A | N/A
| 433 | Heavy Commercial | TRUE | Labour | Minor Plant, Motor Vehicles & Mobile Plant | 100% | Non-network - Other | Fleet | Fleet & Property | N/A | Heavy Commercial | N/A | N/A | N/A | No | 0% | Safety security & reliability | Minor Plant, Motor Vehicles & Mobile Plant (2018 onwards) | 0% | FALSE | FY21 | 1 | 174 | 1 | 1 | 7 | 1 | FALSE | FALSE | TRUE | 0 | 0 | 0 | 0 | 0 | 0 | 0 | 0 | 0 | 0 | 0 | 0 | 0 | 0 | 0 | 0 | 0 | 0 | 0 | 0 | 0 | 0 | 0 | 0 | 0 | 0 | 0 | 0 | 0 | 0 | 20% | 20% | 20% | 20% | 20% | 0 | 0 | 0 | 0 | 0 | 0 | 0 | 0 | 0 | 0 | 0 | 0 | 0 | 0 | 0 | 0 | 0 | 0 | 0 | 0 | 0 | 0 | 0 | 0 | 0 | 0 | 0 | 0 | 0 | 0 | FALSE | 0% | 0% | 0% | 0% | 0% | 0% | FALSE | 0% | 0% | 0% | 0% | 0% | FALSE | 0% | 0% | 0% | 0% | 0% | 0% | 0% | 0% | N/A | N/A
| 434 | Heavy Commercial | TRUE | Non-Labour | Minor Plant, Motor Vehicles & Mobile Plant | 100% | Non-network - Other | Fleet | Fleet & Property | N/A | Heavy Commercial | N/A | N/A | N/A | No | 0% | Safety security & reliability | Minor Plant, Motor Vehicles & Mobile Plant (2018 onwards) | 100% | FALSE | FY21 | 1 | 174 | 2 | 2 | 7 | 2 | FALSE | FALSE | TRUE | 0.69174 | 0.30124 | 0.46302 | 1.4002 | 0.58017 | 3.4364 | 0.69174 | 0.30124 | 0.46302 | 1.4002 | 0.58017 | 3.4364 | 0 | 0 | 0 | 0 | 0 | 0 | 0.014615 | 0.006352 | 0.011737 | 0.031828 | 0.015961 | 0.080492 | 0.70636 | 0.30759 | 0.47476 | 1.432 | 0.59613 | 3.5169 | 20% | 20% | 20% | 20% | 20% | 0.68728 | 0.68728 | 0.68728 | 0.68728 | 0.68728 | 3.4364 | 0.68728 | 0.68728 | 0.68728 | 0.68728 | 0.68728 | 3.4364 | 0 | 0 | 0 | 0 | 0 | 0 | 0.016098 | 0.016098 | 0.016098 | 0.016098 | 0.016098 | 0.080492 | 0.70338 | 0.70338 | 0.70338 | 0.70338 | 0.70338 | 3.5169 | FALSE | 0% | 0% | 0% | 0% | 0% | 0% | FALSE | 0% | 0% | 0% | 0% | 0% | FALSE | 0% | 0% | 0% | 0% | 0% | 0% | 0% | 0% | N/A | N/A
| 435 | Light Commercial | TRUE | Labour | Minor Plant, Motor Vehicles & Mobile Plant | 100% | Non-network - Other | Fleet | Fleet & Property | N/A | Light Commercial | N/A | N/A | N/A | No | 0% | Safety security & reliability | Minor Plant, Motor Vehicles & Mobile Plant (2018 onwards) | 0% | FALSE | FY21 | 1 | 175 | 1 | 1 | 7 | 1 | FALSE | FALSE | TRUE | 0 | 0 | 0 | 0 | 0 | 0 | 0 | 0 | 0 | 0 | 0 | 0 | 0 | 0 | 0 | 0 | 0 | 0 | 0 | 0 | 0 | 0 | 0 | 0 | 0 | 0 | 0 | 0 | 0 | 0 | 20% | 20% | 20% | 20% | 20% | 0 | 0 | 0 | 0 | 0 | 0 | 0 | 0 | 0 | 0 | 0 | 0 | 0 | 0 | 0 | 0 | 0 | 0 | 0 | 0 | 0 | 0 | 0 | 0 | 0 | 0 | 0 | 0 | 0 | 0 | FALSE | 0% | 0% | 0% | 0% | 0% | 0% | FALSE | 0% | 0% | 0% | 0% | 0% | FALSE | 0% | 0% | 0% | 0% | 0% | 0% | 0% | 0% | N/A | N/A
| 436 | Light Commercial | TRUE | Non-Labour | Minor Plant, Motor Vehicles & Mobile Plant | 100% | Non-network - Other | Fleet | Fleet & Property | N/A | Light Commercial | N/A | N/A | N/A | No | 0% | Safety security & reliability | Minor Plant, Motor Vehicles & Mobile Plant (2018 onwards) | 100% | FALSE | FY21 | 1 | 175 | 2 | 2 | 7 | 2 | FALSE | FALSE | TRUE | 6.9955 | 7.347 | 6.9353 | 6.9341 | 6.3283 | 34.5402 | 6.9955 | 7.347 | 6.9353 | 6.9341 | 6.3283 | 34.5402 | 0 | 0 | 0 | 0 | 0 | 0 | 0.1478 | 0.15492 | 0.1758 | 0.15762 | 0.17409 | 0.81023 | 7.1433 | 7.5019 | 7.1111 | 7.0918 | 6.5024 | 35.3504 | 20% | 20% | 20% | 20% | 20% | 6.908 | 6.908 | 6.908 | 6.908 | 6.908 | 34.5402 | 6.908 | 6.908 | 6.908 | 6.908 | 6.908 | 34.5402 | 0 | 0 | 0 | 0 | 0 | 0 | 0.16205 | 0.16205 | 0.16205 | 0.16205 | 0.16205 | 0.81023 | 7.0701 | 7.0701 | 7.0701 | 7.0701 | 7.0701 | 35.3504 | FALSE | 0% | 0% | 0% | 0% | 0% | 0% | FALSE | 0% | 0% | 0% | 0% | 0% | FALSE | 0% | 0% | 0% | 0% | 0% | 0% | 0% | 0% | N/A | N/A
| 437 | Material Handling | TRUE | Labour | Minor Plant, Motor Vehicles & Mobile Plant | 100% | Non-network - Other | Fleet | Fleet & Property | N/A | Material Handling | N/A | N/A | N/A | No | 0% | Safety security & reliability | Minor Plant, Motor Vehicles & Mobile Plant (2018 onwards) | 0% | FALSE | FY21 | 1 | 176 | 1 | 1 | 7 | 1 | FALSE | FALSE | TRUE | 0 | 0 | 0 | 0 | 0 | 0 | 0 | 0 | 0 | 0 | 0 | 0 | 0 | 0 | 0 | 0 | 0 | 0 | 0 | 0 | 0 | 0 | 0 | 0 | 0 | 0 | 0 | 0 | 0 | 0 | 20% | 20% | 20% | 20% | 20% | 0 | 0 | 0 | 0 | 0 | 0 | 0 | 0 | 0 | 0 | 0 | 0 | 0 | 0 | 0 | 0 | 0 | 0 | 0 | 0 | 0 | 0 | 0 | 0 | 0 | 0 | 0 | 0 | 0 | 0 | FALSE | 0% | 0% | 0% | 0% | 0% | 0% | FALSE | 0% | 0% | 0% | 0% | 0% | FALSE | 0% | 0% | 0% | 0% | 0% | 0% | 0% | 0% | N/A | N/A
| 438 | Material Handling | TRUE | Non-Labour | Minor Plant, Motor Vehicles & Mobile Plant | 100% | Non-network - Other | Fleet | Fleet & Property | N/A | Material Handling | N/A | N/A | N/A | No | 0% | Safety security & reliability | Minor Plant, Motor Vehicles & Mobile Plant (2018 onwards) | 100% | FALSE | FY21 | 1 | 176 | 2 | 2 | 7 | 2 | FALSE | FALSE | TRUE | 0.75311 | 1.2273 | 1.2273 | 1.2831 | 1.1715 | 5.6622 | 0.75311 | 1.2273 | 1.2273 | 1.2831 | 1.1715 | 5.6622 | 0 | 0 | 0 | 0 | 0 | 0 | 0.015911 | 0.025878 | 0.03111 | 0.029165 | 0.032228 | 0.13429 | 0.76902 | 1.2532 | 1.2584 | 1.3122 | 1.2037 | 5.7965 | 20% | 20% | 20% | 20% | 20% | 1.1324 | 1.1324 | 1.1324 | 1.1324 | 1.1324 | 5.6622 | 1.1324 | 1.1324 | 1.1324 | 1.1324 | 1.1324 | 5.6622 | 0 | 0 | 0 | 0 | 0 | 0 | 0.026859 | 0.026859 | 0.026859 | 0.026859 | 0.026859 | 0.13429 | 1.1593 | 1.1593 | 1.1593 | 1.1593 | 1.1593 | 5.7965 | FALSE | 0% | 0% | 0% | 0% | 0% | 0% | FALSE | 0% | 0% | 0% | 0% | 0% | FALSE | 0% | 0% | 0% | 0% | 0% | 0% | 0% | 0% | N/A | N/A
| 439 | Motorcycle/ATV | TRUE | Labour | Minor Plant, Motor Vehicles & Mobile Plant | 100% | Non-network - Other | Fleet | Fleet & Property | N/A | Motorcycle/ATV | N/A | N/A | N/A | No | 0% | Safety security & reliability | Minor Plant, Motor Vehicles & Mobile Plant (2018 onwards) | 0% | FALSE | FY21 | 1 | 177 | 1 | 1 | 7 | 1 | FALSE | FALSE | TRUE | 0 | 0 | 0 | 0 | 0 | 0 | 0 | 0 | 0 | 0 | 0 | 0 | 0 | 0 | 0 | 0 | 0 | 0 | 0 | 0 | 0 | 0 | 0 | 0 | 0 | 0 | 0 | 0 | 0 | 0 | 20% | 20% | 20% | 20% | 20% | 0 | 0 | 0 | 0 | 0 | 0 | 0 | 0 | 0 | 0 | 0 | 0 | 0 | 0 | 0 | 0 | 0 | 0 | 0 | 0 | 0 | 0 | 0 | 0 | 0 | 0 | 0 | 0 | 0 | 0 | FALSE | 0% | 0% | 0% | 0% | 0% | 0% | FALSE | 0% | 0% | 0% | 0% | 0% | FALSE | 0% | 0% | 0% | 0% | 0% | 0% | 0% | 0% | N/A | N/A
| 440 | Motorcycle/ATV | TRUE | Non-Labour | Minor Plant, Motor Vehicles & Mobile Plant | 100% | Non-network - Other | Fleet | Fleet & Property | N/A | Motorcycle/ATV | N/A | N/A | N/A | No | 0% | Safety security & reliability | Minor Plant, Motor Vehicles & Mobile Plant (2018 onwards) | 100% | FALSE | FY21 | 1 | 177 | 2 | 2 | 7 | 2 | FALSE | FALSE | TRUE | 0.30459 | 0.02343 | 0.18744 | 0.16401 | 0 | 0.67947 | 0.30459 | 0.02343 | 0.18744 | 0.16401 | 0 | 0.67947 | 0 | 0 | 0 | 0 | 0 | 0 | 0.0064352 | 0.00049404 | 0.0047514 | 0.0037281 | 0 | 0.015409 | 0.31102 | 0.023924 | 0.19219 | 0.16774 | 0 | 0.69488 | 20% | 20% | 20% | 20% | 20% | 0.13589 | 0.13589 | 0.13589 | 0.13589 | 0.13589 | 0.67947 | 0.13589 | 0.13589 | 0.13589 | 0.13589 | 0.13589 | 0.67947 | 0 | 0 | 0 | 0 | 0 | 0 | 0.0030817 | 0.0030817 | 0.0030817 | 0.0030817 | 0.0030817 | 0.015409 | 0.13898 | 0.13898 | 0.13898 | 0.13898 | 0.13898 | 0.69488 | FALSE | 0% | 0% | 0% | 0% | 0% | 0% | FALSE | 0% | 0% | 0% | 0% | 0% | FALSE | 0% | 0% | 0% | 0% | 0% | 0% | 0% | 0% | N/A | N/A
| 441 | Other | TRUE | Labour | Minor Plant, Motor Vehicles & Mobile Plant | 100% | Non-network - Other | Fleet | Fleet & Property | N/A | Other Fleet | N/A | N/A | N/A | No | 0% | Safety security & reliability | Minor Plant, Motor Vehicles & Mobile Plant (2018 onwards) | 0% | FALSE | FY21 | 1 | 178 | 1 | 1 | 7 | 1 | FALSE | FALSE | TRUE | 0 | 0 | 0 | 0 | 0 | 0 | 0 | 0 | 0 | 0 | 0 | 0 | 0 | 0 | 0 | 0 | 0 | 0 | 0 | 0 | 0 | 0 | 0 | 0 | 0 | 0 | 0 | 0 | 0 | 0 | 20% | 20% | 20% | 20% | 20% | 0 | 0 | 0 | 0 | 0 | 0 | 0 | 0 | 0 | 0 | 0 | 0 | 0 | 0 | 0 | 0 | 0 | 0 | 0 | 0 | 0 | 0 | 0 | 0 | 0 | 0 | 0 | 0 | 0 | 0 | FALSE | 0% | 0% | 0% | 0% | 0% | 0% | FALSE | 0% | 0% | 0% | 0% | 0% | FALSE | 0% | 0% | 0% | 0% | 0% | 0% | 0% | 0% | N/A | N/A
| 442 | Other | TRUE | Non-Labour | Minor Plant, Motor Vehicles & Mobile Plant | 100% | Non-network - Other | Fleet | Fleet & Property | N/A | Other Fleet | N/A | N/A | N/A | No | 0% | Safety security & reliability | Minor Plant, Motor Vehicles & Mobile Plant (2018 onwards) | 100% | FALSE | FY21 | 1 | 178 | 2 | 2 | 7 | 2 | FALSE | FALSE | TRUE | 0 | 0.044628 | 0 | 0 | 0.31798 | 0.36261 | 0 | 0.044628 | 0 | 0 | 0.31798 | 0.36261 | 0 | 0 | 0 | 0 | 0 | 0 | 0 | 0.00094104 | 0 | 0 | 0.0087476 | 0.0096886 | 0 | 0.045569 | 0 | 0 | 0.32673 | 0.37229 | 20% | 20% | 20% | 20% | 20% | 0.072521 | 0.072521 | 0.072521 | 0.072521 | 0.072521 | 0.36261 | 0.072521 | 0.072521 | 0.072521 | 0.072521 | 0.072521 | 0.36261 | 0 | 0 | 0 | 0 | 0 | 0 | 0.0019377 | 0.0019377 | 0.0019377 | 0.0019377 | 0.0019377 | 0.0096886 | 0.074459 | 0.074459 | 0.074459 | 0.074459 | 0.074459 | 0.37229 | FALSE | 0% | 0% | 0% | 0% | 0% | 0% | FALSE | 0% | 0% | 0% | 0% | 0% | FALSE | 0% | 0% | 0% | 0% | 0% | 0% | 0% | 0% | N/A | N/A
| 443 | Passenger | TRUE | Labour | Minor Plant, Motor Vehicles & Mobile Plant | 100% | Non-network - Other | Fleet | Fleet & Property | N/A | Passenger | N/A | N/A | N/A | No | 0% | Safety security & reliability | Minor Plant, Motor Vehicles & Mobile Plant (2018 onwards) | 0% | FALSE | FY22 | 2 | 179 | 1 | 1 | 7 | 1 | FALSE | FALSE | TRUE | 0 | 0 | 0 | 0 | 0 | 0 | 0 | 0 | 0 | 0 | 0 | 0 | 0 | 0 | 0 | 0 | 0 | 0 | 0 | 0 | 0 | 0 | 0 | 0 | 0 | 0 | 0 | 0 | 0 | 0 | 20% | 20% | 20% | 20% | 20% | 0 | 0 | 0 | 0 | 0 | 0 | 0 | 0 | 0 | 0 | 0 | 0 | 0 | 0 | 0 | 0 | 0 | 0 | 0 | 0 | 0 | 0 | 0 | 0 | 0 | 0 | 0 | 0 | 0 | 0 | FALSE | 0% | 0% | 0% | 0% | 0% | 0% | FALSE | 0% | 0% | 0% | 0% | 0% | FALSE | 0% | 0% | 0% | 0% | 0% | 0% | 0% | 0% | N/A | N/A
| 444 | Passenger | TRUE | Non-Labour | Minor Plant, Motor Vehicles & Mobile Plant | 100% | Non-network - Other | Fleet | Fleet & Property | N/A | Passenger | N/A | N/A | N/A | No | 0% | Safety security & reliability | Minor Plant, Motor Vehicles & Mobile Plant (2018 onwards) | 100% | FALSE | FY22 | 2 | 179 | 2 | 2 | 7 | 2 | FALSE | FALSE | TRUE | 0.67914 | 0.55517 | 0.58212 | 0.56595 | 0.92169 | 3.3041 | 0.67914 | 0.55517 | 0.58212 | 0.56595 | 0.92169 | 3.3041 | 0 | 0 | 0 | 0 | 0 | 0 | 0.014348 | 0.011706 | 0.014756 | 0.012865 | 0.025356 | 0.079031 | 0.69349 | 0.56688 | 0.59688 | 0.57881 | 0.94705 | 3.3831 | 20% | 20% | 20% | 20% | 20% | 0.66081 | 0.66081 | 0.66081 | 0.66081 | 0.66081 | 3.3041 | 0.66081 | 0.66081 | 0.66081 | 0.66081 | 0.66081 | 3.3041 | 0 | 0 | 0 | 0 | 0 | 0 | 0.015806 | 0.015806 | 0.015806 | 0.015806 | 0.015806 | 0.079031 | 0.67662 | 0.67662 | 0.67662 | 0.67662 | 0.67662 | 3.3831 | FALSE | 0% | 0% | 0% | 0% | 0% | 0% | FALSE | 0% | 0% | 0% | 0% | 0% | FALSE | 0% | 0% | 0% | 0% | 0% | 0% | 0% | 0% | N/A | N/A
| 445 | Plant | TRUE | Labour | Minor Plant, Motor Vehicles & Mobile Plant | 100% | Non-network - Other | Fleet | Fleet & Property | N/A | Plant | N/A | N/A | N/A | No | 0% | Safety security & reliability | Minor Plant, Motor Vehicles & Mobile Plant (2018 onwards) | 0% | FALSE | FY21 | 1 | 180 | 1 | 1 | 7 | 1 | FALSE | FALSE | TRUE | 0 | 0 | 0 | 0 | 0 | 0 | 0 | 0 | 0 | 0 | 0 | 0 | 0 | 0 | 0 | 0 | 0 | 0 | 0 | 0 | 0 | 0 | 0 | 0 | 0 | 0 | 0 | 0 | 0 | 0 | 20% | 20% | 20% | 20% | 20% | 0 | 0 | 0 | 0 | 0 | 0 | 0 | 0 | 0 | 0 | 0 | 0 | 0 | 0 | 0 | 0 | 0 | 0 | 0 | 0 | 0 | 0 | 0 | 0 | 0 | 0 | 0 | 0 | 0 | 0 | FALSE | 0% | 0% | 0% | 0% | 0% | 0% | FALSE | 0% | 0% | 0% | 0% | 0% | FALSE | 0% | 0% | 0% | 0% | 0% | 0% | 0% | 0% | N/A | N/A
| 446 | Plant | TRUE | Non-Labour | Minor Plant, Motor Vehicles & Mobile Plant | 100% | Non-network - Other | Fleet | Fleet & Property | N/A | Plant | N/A | N/A | N/A | No | 0% | Safety security & reliability | Minor Plant, Motor Vehicles & Mobile Plant (2018 onwards) | 100% | FALSE | FY21 | 1 | 180 | 2 | 2 | 7 | 2 | FALSE | FALSE | TRUE | 0.016736 | 0.18409 | 0 | 0 | 0.033471 | 0.2343 | 0.016736 | 0.18409 | 0 | 0 | 0.033471 | 0.2343 | 0 | 0 | 0 | 0 | 0 | 0 | 0.00035358 | 0.0038818 | 0 | 0 | 0.0009208 | 0.0051562 | 0.017089 | 0.18797 | 0 | 0 | 0.034392 | 0.23946 | 20% | 20% | 20% | 20% | 20% | 0.04686 | 0.04686 | 0.04686 | 0.04686 | 0.04686 | 0.2343 | 0.04686 | 0.04686 | 0.04686 | 0.04686 | 0.04686 | 0.2343 | 0 | 0 | 0 | 0 | 0 | 0 | 0.0010312 | 0.0010312 | 0.0010312 | 0.0010312 | 0.0010312 | 0.0051562 | 0.047891 | 0.047891 | 0.047891 | 0.047891 | 0.047891 | 0.23946 | FALSE | 0% | 0% | 0% | 0% | 0% | 0% | FALSE | 0% | 0% | 0% | 0% | 0% | FALSE | 0% | 0% | 0% | 0% | 0% | 0% | 0% | 0% | N/A | N/A
| 447 | Trailer | TRUE | Labour | Minor Plant, Motor Vehicles & Mobile Plant | 100% | Non-network - Other | Fleet | Fleet & Property | N/A | Trailer | N/A | N/A | N/A | No | 0% | Safety security & reliability | Minor Plant, Motor Vehicles & Mobile Plant (2018 onwards) | 0% | FALSE | FY21 | 1 | 181 | 1 | 1 | 7 | 1 | FALSE | FALSE | TRUE | 0 | 0 | 0 | 0 | 0 | 0 | 0 | 0 | 0 | 0 | 0 | 0 | 0 | 0 | 0 | 0 | 0 | 0 | 0 | 0 | 0 | 0 | 0 | 0 | 0 | 0 | 0 | 0 | 0 | 0 | 20% | 20% | 20% | 20% | 20% | 0 | 0 | 0 | 0 | 0 | 0 | 0 | 0 | 0 | 0 | 0 | 0 | 0 | 0 | 0 | 0 | 0 | 0 | 0 | 0 | 0 | 0 | 0 | 0 | 0 | 0 | 0 | 0 | 0 | 0 | FALSE | 0% | 0% | 0% | 0% | 0% | 0% | FALSE | 0% | 0% | 0% | 0% | 0% | FALSE | 0% | 0% | 0% | 0% | 0% | 0% | 0% | 0% | N/A | N/A
| 448 | Trailer | TRUE | Non-Labour | Minor Plant, Motor Vehicles & Mobile Plant | 100% | Non-network - Other | Fleet | Fleet & Property | N/A | Trailer | N/A | N/A | N/A | No | 0% | Safety security & reliability | Minor Plant, Motor Vehicles & Mobile Plant (2018 onwards) | 100% | FALSE | FY21 | 1 | 181 | 2 | 2 | 7 | 2 | FALSE | FALSE | TRUE | 0.18075 | 0.60248 | 0.4329 | 0.24211 | 0.82005 | 2.2783 | 0.18075 | 0.60248 | 0.4329 | 0.24211 | 0.82005 | 2.2783 | 0 | 0 | 0 | 0 | 0 | 0 | 0.0038187 | 0.012704 | 0.010973 | 0.0055033 | 0.02256 | 0.055559 | 0.18456 | 0.61519 | 0.44387 | 0.24761 | 0.84261 | 2.3338 | 20% | 20% | 20% | 20% | 20% | 0.45566 | 0.45566 | 0.45566 | 0.45566 | 0.45566 | 2.2783 | 0.45566 | 0.45566 | 0.45566 | 0.45566 | 0.45566 | 2.2783 | 0 | 0 | 0 | 0 | 0 | 0 | 0.011112 | 0.011112 | 0.011112 | 0.011112 | 0.011112 | 0.055559 | 0.46677 | 0.46677 | 0.46677 | 0.46677 | 0.46677 | 2.3338 | FALSE | 0% | 0% | 0% | 0% | 0% | 0% | FALSE | 0% | 0% | 0% | 0% | 0% | FALSE | 0% | 0% | 0% | 0% | 0% | 0% | 0% | 0% | N/A | N/A
| 449 | Tracking units | FALSE | Labour | Minor Plant, Motor Vehicles & Mobile Plant | 100% | Non-network - Other | Fleet | Fleet & Property | N/A | Tracking units | N/A | N/A | N/A | No | 0% | Safety security & reliability | Minor Plant, Motor Vehicles & Mobile Plant (2018 onwards) | 0% | FALSE | FY21 | 1 | 182 | 1 | 1 | 7 | 1 | FALSE | FALSE | TRUE | 0 | 0 | 0 | 0 | 0 | 0 | 0 | 0 | 0 | 0 | 0 | 0 | 0 | 0 | 0 | 0 | 0 | 0 | 0 | 0 | 0 | 0 | 0 | 0 | 0 | 0 | 0 | 0 | 0 | 0 | 20% | 20% | 20% | 20% | 20% | 0 | 0 | 0 | 0 | 0 | 0 | 0 | 0 | 0 | 0 | 0 | 0 | 0 | 0 | 0 | 0 | 0 | 0 | 0 | 0 | 0 | 0 | 0 | 0 | 0 | 0 | 0 | 0 | 0 | 0 | FALSE | 0% | 0% | 0% | 0% | 0% | 0% | FALSE | 0% | 0% | 0% | 0% | 0% | FALSE | 0% | 0% | 0% | 0% | 0% | 0% | 0% | 0% | N/A | N/A
| 450 | Tracking units | FALSE | Non-Labour | Minor Plant, Motor Vehicles & Mobile Plant | 100% | Non-network - Other | Fleet | Fleet & Property | N/A | Tracking units | N/A | N/A | N/A | No | 0% | Safety security & reliability | Minor Plant, Motor Vehicles & Mobile Plant (2018 onwards) | 100% | FALSE | FY21 | 1 | 182 | 2 | 2 | 7 | 2 | FALSE | FALSE | TRUE | 0 | 0 | 0 | 0 | 0 | 0 | 0 | 0 | 0 | 0 | 0 | 0 | 0 | 0 | 0 | 0 | 0 | 0 | 0 | 0 | 0 | 0 | 0 | 0 | 0 | 0 | 0 | 0 | 0 | 0 | 20% | 20% | 20% | 20% | 20% | 0 | 0 | 0 | 0 | 0 | 0 | 0 | 0 | 0 | 0 | 0 | 0 | 0 | 0 | 0 | 0 | 0 | 0 | 0 | 0 | 0 | 0 | 0 | 0 | 0 | 0 | 0 | 0 | 0 | 0 | FALSE | 0% | 0% | 0% | 0% | 0% | 0% | FALSE | 0% | 0% | 0% | 0% | 0% | FALSE | 0% | 0% | 0% | 0% | 0% | 0% | 0% | 0% | N/A | N/A
| 451 | Deferred p2-3 works for FY22-23 | FALSE | Labour | Buildings | 100% | Non-network - Other | Property | Fleet & Property | N/A | Other Property | N/A | N/A | N/A | No | 0% | Safety security & reliability | Buildings | 20% | FALSE | FY21 | 1 | 183 | 1 | 1 | 19 | 1 | FALSE | FALSE | TRUE | 0 | 0 | 0 | 0 | 0 | 0 | 0 | 0 | 0 | 0 | 0 | 0 | 0 | 0 | 0 | 0 | 0 | 0 | 0 | 0 | 0 | 0 | 0 | 0 | 0 | 0 | 0 | 0 | 0 | 0 | 20% | 20% | 20% | 20% | 20% | 0 | 0 | 0 | 0 | 0 | 0 | 0 | 0 | 0 | 0 | 0 | 0 | 0 | 0 | 0 | 0 | 0 | 0 | 0 | 0 | 0 | 0 | 0 | 0 | 0 | 0 | 0 | 0 | 0 | 0 | FALSE | 0% | 0% | 0% | 0% | 0% | 0% | FALSE | 0% | 0% | 0% | 0% | 0% | FALSE | 0% | 0% | 0% | 0% | 0% | 0% | 0% | 0% | N/A | N/A
| 452 | Deferred p2-3 works for FY22-23 | FALSE | Non-Labour | Buildings | 100% | Non-network - Other | Property | Fleet & Property | N/A | Other Property | N/A | N/A | N/A | No | 0% | Safety security & reliability | Buildings | 80% | FALSE | FY21 | 1 | 183 | 2 | 2 | 19 | 2 | FALSE | FALSE | TRUE | 0 | 0 | 0 | 0 | 0 | 0 | 0 | 0 | 0 | 0 | 0 | 0 | 0 | 0 | 0 | 0 | 0 | 0 | 0 | 0 | 0 | 0 | 0 | 0 | 0 | 0 | 0 | 0 | 0 | 0 | 20% | 20% | 20% | 20% | 20% | 0 | 0 | 0 | 0 | 0 | 0 | 0 | 0 | 0 | 0 | 0 | 0 | 0 | 0 | 0 | 0 | 0 | 0 | 0 | 0 | 0 | 0 | 0 | 0 | 0 | 0 | 0 | 0 | 0 | 0 | FALSE | 0% | 0% | 0% | 0% | 0% | 0% | FALSE | 0% | 0% | 0% | 0% | 0% | FALSE | 0% | 0% | 0% | 0% | 0% | 0% | 0% | 0% | N/A | N/A
| 453 | 180 Thomas Street - Ultimo drainage project | FALSE | Labour | Buildings | 100% | Non-network - Other | Property | Fleet & Property | N/A | Haymarket Office | N/A | N/A | N/A | No | 0% | Safety security & reliability | Buildings | 20% | FALSE | FY21 | 1 | 184 | 1 | 1 | 19 | 1 | FALSE | FALSE | TRUE | 0 | 0 | 0 | 0 | 0 | 0 | 0 | 0 | 0 | 0 | 0 | 0 | 0 | 0 | 0 | 0 | 0 | 0 | 0 | 0 | 0 | 0 | 0 | 0 | 0 | 0 | 0 | 0 | 0 | 0 | 20% | 20% | 20% | 20% | 20% | 0 | 0 | 0 | 0 | 0 | 0 | 0 | 0 | 0 | 0 | 0 | 0 | 0 | 0 | 0 | 0 | 0 | 0 | 0 | 0 | 0 | 0 | 0 | 0 | 0 | 0 | 0 | 0 | 0 | 0 | FALSE | 0% | 0% | 0% | 0% | 0% | 0% | FALSE | 0% | 0% | 0% | 0% | 0% | FALSE | 0% | 0% | 0% | 0% | 0% | 0% | 0% | 0% | N/A | N/A
| 454 | 180 Thomas Street - Ultimo drainage project | FALSE | Non-Labour | Buildings | 100% | Non-network - Other | Property | Fleet & Property | N/A | Haymarket Office | N/A | N/A | N/A | No | 0% | Safety security & reliability | Buildings | 80% | FALSE | FY21 | 1 | 184 | 2 | 2 | 19 | 2 | FALSE | FALSE | TRUE | 0 | 0 | 0 | 0 | 0 | 0 | 0 | 0 | 0 | 0 | 0 | 0 | 0 | 0 | 0 | 0 | 0 | 0 | 0 | 0 | 0 | 0 | 0 | 0 | 0 | 0 | 0 | 0 | 0 | 0 | 20% | 20% | 20% | 20% | 20% | 0 | 0 | 0 | 0 | 0 | 0 | 0 | 0 | 0 | 0 | 0 | 0 | 0 | 0 | 0 | 0 | 0 | 0 | 0 | 0 | 0 | 0 | 0 | 0 | 0 | 0 | 0 | 0 | 0 | 0 | FALSE | 0% | 0% | 0% | 0% | 0% | 0% | FALSE | 0% | 0% | 0% | 0% | 0% | FALSE | 0% | 0% | 0% | 0% | 0% | 0% | 0% | 0% | N/A | N/A
| 455 | Yass Old System Control Block demolition | FALSE | Labour | Buildings | 100% | Non-network - Other | Property | Fleet & Property | N/A | Yass Depot | N/A | N/A | N/A | No | 0% | Safety security & reliability | Buildings | 20% | FALSE | FY21 | 1 | 185 | 1 | 1 | 19 | 1 | FALSE | FALSE | TRUE | 0 | 0 | 0 | 0 | 0 | 0 | 0 | 0 | 0 | 0 | 0 | 0 | 0 | 0 | 0 | 0 | 0 | 0 | 0 | 0 | 0 | 0 | 0 | 0 | 0 | 0 | 0 | 0 | 0 | 0 | 20% | 20% | 20% | 20% | 20% | 0 | 0 | 0 | 0 | 0 | 0 | 0 | 0 | 0 | 0 | 0 | 0 | 0 | 0 | 0 | 0 | 0 | 0 | 0 | 0 | 0 | 0 | 0 | 0 | 0 | 0 | 0 | 0 | 0 | 0 | FALSE | 0% | 0% | 0% | 0% | 0% | 0% | FALSE | 0% | 0% | 0% | 0% | 0% | FALSE | 0% | 0% | 0% | 0% | 0% | 0% | 0% | 0% | N/A | N/A
| 456 | Yass Old System Control Block demolition | FALSE | Non-Labour | Buildings | 100% | Non-network - Other | Property | Fleet & Property | N/A | Yass Depot | N/A | N/A | N/A | No | 0% | Safety security & reliability | Buildings | 80% | FALSE | FY21 | 1 | 185 | 2 | 2 | 19 | 2 | FALSE | FALSE | TRUE | 0 | 0 | 0 | 0 | 0 | 0 | 0 | 0 | 0 | 0 | 0 | 0 | 0 | 0 | 0 | 0 | 0 | 0 | 0 | 0 | 0 | 0 | 0 | 0 | 0 | 0 | 0 | 0 | 0 | 0 | 20% | 20% | 20% | 20% | 20% | 0 | 0 | 0 | 0 | 0 | 0 | 0 | 0 | 0 | 0 | 0 | 0 | 0 | 0 | 0 | 0 | 0 | 0 | 0 | 0 | 0 | 0 | 0 | 0 | 0 | 0 | 0 | 0 | 0 | 0 | FALSE | 0% | 0% | 0% | 0% | 0% | 0% | FALSE | 0% | 0% | 0% | 0% | 0% | FALSE | 0% | 0% | 0% | 0% | 0% | 0% | 0% | 0% | N/A | N/A
| 457 | Ultimo Prescribed 2020 Audit Recommended Cap Works - reviewed and prioritised | TRUE | Labour | Buildings | 100% | Non-network - Other | Property | Fleet & Property | N/A | Haymarket Office | N/A | N/A | N/A | No | 0% | Safety security & reliability | Buildings | 8% | FALSE | FY21 | 1 | 186 | 1 | 1 | 19 | 1 | FALSE | FALSE | TRUE | 0.00071406 | 0.0037488 | 0.006962 | 0.0037488 | 0.0020529 | 0.017227 | 0.00068257 | 0.0036385 | 0.0068504 | 0.0037068 | 0.0020367 | 0.016915 | 0 | 0 | 0 | 0 | 0 | 0 | 1.4421e-05 | 7.6722e-05 | 0.00017365 | 8.426e-05 | 5.6029e-05 | 0.00040508 | 0.00069699 | 0.0037152 | 0.007024 | 0.0037911 | 0.0020927 | 0.01732 | 20% | 20% | 20% | 20% | 20% | 0.0034453 | 0.0034453 | 0.0034453 | 0.0034453 | 0.0034453 | 0.017227 | 0.003383 | 0.003383 | 0.003383 | 0.003383 | 0.003383 | 0.016915 | 0 | 0 | 0 | 0 | 0 | 0 | 8.1016e-05 | 8.1016e-05 | 8.1016e-05 | 8.1016e-05 | 8.1016e-05 | 0.00040508 | 0.003464 | 0.003464 | 0.003464 | 0.003464 | 0.003464 | 0.01732 | FALSE | 0% | 0% | 0% | 0% | 0% | 0% | FALSE | 0% | 0% | 0% | 0% | 0% | FALSE | 0% | 0% | 0% | 0% | 0% | 0% | 0% | 0% | N/A | N/A
| 458 | Ultimo Prescribed 2020 Audit Recommended Cap Works - reviewed and prioritised | TRUE | Non-Labour | Buildings | 100% | Non-network - Other | Property | Fleet & Property | N/A | Haymarket Office | N/A | N/A | N/A | No | 0% | Safety security & reliability | Buildings | 92% | FALSE | FY21 | 1 | 186 | 2 | 2 | 19 | 2 | FALSE | FALSE | TRUE | 0.0082116 | 0.043111 | 0.080063 | 0.043111 | 0.023608 | 0.19811 | 0.0082116 | 0.043111 | 0.080063 | 0.043111 | 0.023608 | 0.19811 | 0 | 0 | 0 | 0 | 0 | 0 | 0.00017349 | 0.00090904 | 0.0020295 | 0.00097995 | 0.00064947 | 0.0047415 | 0.0083851 | 0.04402 | 0.082093 | 0.044091 | 0.024258 | 0.20285 | 20% | 20% | 20% | 20% | 20% | 0.039621 | 0.039621 | 0.039621 | 0.039621 | 0.039621 | 0.19811 | 0.039621 | 0.039621 | 0.039621 | 0.039621 | 0.039621 | 0.19811 | 0 | 0 | 0 | 0 | 0 | 0 | 0.00094829 | 0.00094829 | 0.00094829 | 0.00094829 | 0.00094829 | 0.0047415 | 0.040569 | 0.040569 | 0.040569 | 0.040569 | 0.040569 | 0.20285 | FALSE | 0% | 0% | 0% | 0% | 0% | 0% | FALSE | 0% | 0% | 0% | 0% | 0% | FALSE | 0% | 0% | 0% | 0% | 0% | 0% | 0% | 0% | N/A | N/A
| 459 | Wallgrove 2020 Audit Recommended Cap Works - reviewed and prioritised | TRUE | Labour | Buildings | 100% | Non-network - Other | Property | Fleet & Property | N/A | Wallgrove Depot | N/A | N/A | N/A | No | 0% | Safety security & reliability | Buildings | 7.5% | FALSE | FY21 | 1 | 187 | 1 | 1 | 19 | 1 | FALSE | FALSE | TRUE | 0.014879 | 0.29214 | 0.023461 | 0.12133 | 0.008381 | 0.46019 | 0.014223 | 0.28354 | 0.023084 | 0.11997 | 0.0083146 | 0.44914 | 0 | 0 | 0 | 0 | 0 | 0 | 0.00030049 | 0.0059788 | 0.00058516 | 0.002727 | 0.00022874 | 0.0098202 | 0.014523 | 0.28952 | 0.023669 | 0.1227 | 0.0085434 | 0.45896 | 20% | 20% | 20% | 20% | 20% | 0.092037 | 0.092037 | 0.092037 | 0.092037 | 0.092037 | 0.46019 | 0.089827 | 0.089827 | 0.089827 | 0.089827 | 0.089827 | 0.44914 | 0 | 0 | 0 | 0 | 0 | 0 | 0.001964 | 0.001964 | 0.001964 | 0.001964 | 0.001964 | 0.0098202 | 0.091791 | 0.091791 | 0.091791 | 0.091791 | 0.091791 | 0.45896 | FALSE | 0% | 0% | 0% | 0% | 0% | 0% | FALSE | 0% | 0% | 0% | 0% | 0% | FALSE | 0% | 0% | 0% | 0% | 0% | 0% | 0% | 0% | N/A | N/A
| 460 | Wallgrove 2020 Audit Recommended Cap Works - reviewed and prioritised | TRUE | Non-Labour | Buildings | 100% | Non-network - Other | Property | Fleet & Property | N/A | Wallgrove Depot | N/A | N/A | N/A | No | 0% | Safety security & reliability | Buildings | 92.5% | FALSE | FY21 | 1 | 187 | 2 | 2 | 19 | 2 | FALSE | FALSE | TRUE | 0.1835 | 3.603 | 0.28935 | 1.4964 | 0.10337 | 5.6756 | 0.1835 | 3.603 | 0.28935 | 1.4964 | 0.10337 | 5.6756 | 0 | 0 | 0 | 0 | 0 | 0 | 0.0038769 | 0.075973 | 0.0073346 | 0.034014 | 0.0028436 | 0.12404 | 0.18738 | 3.679 | 0.29668 | 1.5304 | 0.10621 | 5.7997 | 20% | 20% | 20% | 20% | 20% | 1.1351 | 1.1351 | 1.1351 | 1.1351 | 1.1351 | 5.6756 | 1.1351 | 1.1351 | 1.1351 | 1.1351 | 1.1351 | 5.6756 | 0 | 0 | 0 | 0 | 0 | 0 | 0.024808 | 0.024808 | 0.024808 | 0.024808 | 0.024808 | 0.12404 | 1.1599 | 1.1599 | 1.1599 | 1.1599 | 1.1599 | 5.7997 | FALSE | 0% | 0% | 0% | 0% | 0% | 0% | FALSE | 0% | 0% | 0% | 0% | 0% | FALSE | 0% | 0% | 0% | 0% | 0% | 0% | 0% | 0% | N/A | N/A
| 461 | Waratah 2020 Audit Recommended Cap Works - reviewed and prioritised | TRUE | Labour | Buildings | 100% | Non-network - Other | Property | Fleet & Property | N/A | Waratah West Depot | N/A | N/A | N/A | No | 0% | Safety security & reliability | Buildings | 7.5% | FALSE | FY21 | 1 | 188 | 1 | 1 | 19 | 1 | FALSE | FALSE | TRUE | 0.34992 | 0.026735 | 0.075645 | 0.035824 | 0.12762 | 0.61574 | 0.3345 | 0.025949 | 0.074431 | 0.035423 | 0.12661 | 0.59691 | 0 | 0 | 0 | 0 | 0 | 0 | 0.007067 | 0.00054715 | 0.0018868 | 0.00080519 | 0.003483 | 0.013789 | 0.34156 | 0.026496 | 0.076318 | 0.036228 | 0.13009 | 0.6107 | 20% | 20% | 20% | 20% | 20% | 0.12315 | 0.12315 | 0.12315 | 0.12315 | 0.12315 | 0.61574 | 0.11938 | 0.11938 | 0.11938 | 0.11938 | 0.11938 | 0.59691 | 0 | 0 | 0 | 0 | 0 | 0 | 0.0027578 | 0.0027578 | 0.0027578 | 0.0027578 | 0.0027578 | 0.013789 | 0.12214 | 0.12214 | 0.12214 | 0.12214 | 0.12214 | 0.6107 | FALSE | 0% | 0% | 0% | 0% | 0% | 0% | FALSE | 0% | 0% | 0% | 0% | 0% | FALSE | 0% | 0% | 0% | 0% | 0% | 0% | 0% | 0% | N/A | N/A
| 462 | Waratah 2020 Audit Recommended Cap Works - reviewed and prioritised | TRUE | Non-Labour | Buildings | 100% | Non-network - Other | Property | Fleet & Property | N/A | Waratah West Depot | N/A | N/A | N/A | No | 0% | Safety security & reliability | Buildings | 92.5% | FALSE | FY21 | 1 | 188 | 2 | 2 | 19 | 2 | FALSE | FALSE | TRUE | 4.3157 | 0.32973 | 0.93295 | 0.44182 | 1.5739 | 7.5942 | 4.3157 | 0.32973 | 0.93295 | 0.44182 | 1.5739 | 7.5942 | 0 | 0 | 0 | 0 | 0 | 0 | 0.09118 | 0.0069527 | 0.023649 | 0.010043 | 0.043299 | 0.17512 | 4.4069 | 0.33668 | 0.9566 | 0.45187 | 1.6172 | 7.7693 | 20% | 20% | 20% | 20% | 20% | 1.5188 | 1.5188 | 1.5188 | 1.5188 | 1.5188 | 7.5942 | 1.5188 | 1.5188 | 1.5188 | 1.5188 | 1.5188 | 7.5942 | 0 | 0 | 0 | 0 | 0 | 0 | 0.035025 | 0.035025 | 0.035025 | 0.035025 | 0.035025 | 0.17512 | 1.5539 | 1.5539 | 1.5539 | 1.5539 | 1.5539 | 7.7693 | FALSE | 0% | 0% | 0% | 0% | 0% | 0% | FALSE | 0% | 0% | 0% | 0% | 0% | FALSE | 0% | 0% | 0% | 0% | 0% | 0% | 0% | 0% | N/A | N/A
| 463 | Orange 2020 Audit Recommended Cap Works - reviewed and prioritised | TRUE | Labour | Buildings | 100% | Non-network - Other | Property | Fleet & Property | N/A | Orange Depot | N/A | N/A | N/A | No | 0% | Safety security & reliability | Buildings | 7.5% | FALSE | FY21 | 1 | 189 | 1 | 1 | 19 | 1 | FALSE | FALSE | TRUE | 0.0094008 | 0 | 0.0065805 | 0.03494 | 0.085461 | 0.13638 | 0.0089863 | 0 | 0.006475 | 0.034549 | 0.084785 | 0.13479 | 0 | 0 | 0 | 0 | 0 | 0 | 0.00018986 | 0 | 0.00016413 | 0.00078532 | 0.0023324 | 0.0034717 | 0.0091762 | 0 | 0.0066391 | 0.035334 | 0.087117 | 0.13827 | 20% | 20% | 20% | 20% | 20% | 0.027276 | 0.027276 | 0.027276 | 0.027276 | 0.027276 | 0.13638 | 0.026959 | 0.026959 | 0.026959 | 0.026959 | 0.026959 | 0.13479 | 0 | 0 | 0 | 0 | 0 | 0 | 0.00069435 | 0.00069435 | 0.00069435 | 0.00069435 | 0.00069435 | 0.0034717 | 0.027653 | 0.027653 | 0.027653 | 0.027653 | 0.027653 | 0.13827 | FALSE | 0% | 0% | 0% | 0% | 0% | 0% | FALSE | 0% | 0% | 0% | 0% | 0% | FALSE | 0% | 0% | 0% | 0% | 0% | 0% | 0% | 0% | N/A | N/A
| 464 | Orange 2020 Audit Recommended Cap Works - reviewed and prioritised | TRUE | Non-Labour | Buildings | 100% | Non-network - Other | Property | Fleet & Property | N/A | Orange Depot | N/A | N/A | N/A | No | 0% | Safety security & reliability | Buildings | 92.5% | FALSE | FY21 | 1 | 189 | 2 | 2 | 19 | 2 | FALSE | FALSE | TRUE | 0.11594 | 0 | 0.08116 | 0.43092 | 1.054 | 1.682 | 0.11594 | 0 | 0.08116 | 0.43092 | 1.054 | 1.682 | 0 | 0 | 0 | 0 | 0 | 0 | 0.0024496 | 0 | 0.0020573 | 0.0097952 | 0.028996 | 0.043298 | 0.11839 | 0 | 0.083217 | 0.44072 | 1.083 | 1.7253 | 20% | 20% | 20% | 20% | 20% | 0.33641 | 0.33641 | 0.33641 | 0.33641 | 0.33641 | 1.682 | 0.33641 | 0.33641 | 0.33641 | 0.33641 | 0.33641 | 1.682 | 0 | 0 | 0 | 0 | 0 | 0 | 0.0086596 | 0.0086596 | 0.0086596 | 0.0086596 | 0.0086596 | 0.043298 | 0.34507 | 0.34507 | 0.34507 | 0.34507 | 0.34507 | 1.7253 | FALSE | 0% | 0% | 0% | 0% | 0% | 0% | FALSE | 0% | 0% | 0% | 0% | 0% | FALSE | 0% | 0% | 0% | 0% | 0% | 0% | 0% | 0% | N/A | N/A
| 465 | Tamworth 2020 Audit Recommended Cap Works - reviewed and prioritised | TRUE | Labour | Buildings | 100% | Non-network - Other | Property | Fleet & Property | N/A | Tamworth Depot | N/A | N/A | N/A | No | 0% | Safety security & reliability | Buildings | 7.5% | FALSE | FY21 | 1 | 190 | 1 | 1 | 19 | 1 | FALSE | FALSE | TRUE | 0.0011745 | 0.00043709 | 0.0015659 | 0.0014876 | 0.0027404 | 0.0074055 | 0.0011227 | 0.00042423 | 0.0015408 | 0.001471 | 0.0027187 | 0.0072775 | 0 | 0 | 0 | 0 | 0 | 0 | 2.3719e-05 | 8.9454e-06 | 3.9058e-05 | 3.3437e-05 | 7.4792e-05 | 0.00017995 | 0.0011464 | 0.00043318 | 0.0015799 | 0.0015044 | 0.0027935 | 0.0074574 | 20% | 20% | 20% | 20% | 20% | 0.0014811 | 0.0014811 | 0.0014811 | 0.0014811 | 0.0014811 | 0.0074055 | 0.0014555 | 0.0014555 | 0.0014555 | 0.0014555 | 0.0014555 | 0.0072775 | 0 | 0 | 0 | 0 | 0 | 0 | 3.599e-05 | 3.599e-05 | 3.599e-05 | 3.599e-05 | 3.599e-05 | 0.00017995 | 0.0014915 | 0.0014915 | 0.0014915 | 0.0014915 | 0.0014915 | 0.0074574 | FALSE | 0% | 0% | 0% | 0% | 0% | 0% | FALSE | 0% | 0% | 0% | 0% | 0% | FALSE | 0% | 0% | 0% | 0% | 0% | 0% | 0% | 0% | N/A | N/A
| 466 | Tamworth 2020 Audit Recommended Cap Works - reviewed and prioritised | TRUE | Non-Labour | Buildings | 100% | Non-network - Other | Property | Fleet & Property | N/A | Tamworth Depot | N/A | N/A | N/A | No | 0% | Safety security & reliability | Buildings | 92.5% | FALSE | FY21 | 1 | 190 | 2 | 2 | 19 | 2 | FALSE | FALSE | TRUE | 0.014485 | 0.0053908 | 0.019313 | 0.018348 | 0.033798 | 0.091335 | 0.014485 | 0.0053908 | 0.019313 | 0.018348 | 0.033798 | 0.091335 | 0 | 0 | 0 | 0 | 0 | 0 | 0.00030603 | 0.00011367 | 0.00048957 | 0.00041706 | 0.00092979 | 0.0022561 | 0.014791 | 0.0055045 | 0.019803 | 0.018765 | 0.034728 | 0.093591 | 20% | 20% | 20% | 20% | 20% | 0.018267 | 0.018267 | 0.018267 | 0.018267 | 0.018267 | 0.091335 | 0.018267 | 0.018267 | 0.018267 | 0.018267 | 0.018267 | 0.091335 | 0 | 0 | 0 | 0 | 0 | 0 | 0.00045122 | 0.00045122 | 0.00045122 | 0.00045122 | 0.00045122 | 0.0022561 | 0.018718 | 0.018718 | 0.018718 | 0.018718 | 0.018718 | 0.093591 | FALSE | 0% | 0% | 0% | 0% | 0% | 0% | FALSE | 0% | 0% | 0% | 0% | 0% | FALSE | 0% | 0% | 0% | 0% | 0% | 0% | 0% | 0% | N/A | N/A
| 467 | Yass 2020 Audit Recommended Cap Works - reviewed and prioritised | TRUE | Labour | Buildings | 100% | Non-network - Other | Property | Fleet & Property | N/A | Yass Depot | N/A | N/A | N/A | No | 0% | Safety security & reliability | Buildings | 7.5% | FALSE | FY21 | 1 | 191 | 1 | 1 | 19 | 1 | FALSE | FALSE | TRUE | 0.031666 | 0.029192 | 0.019583 | 0.077704 | 0.0059531 | 0.1641 | 0.03027 | 0.028333 | 0.019269 | 0.076835 | 0.005906 | 0.16061 | 0 | 0 | 0 | 0 | 0 | 0 | 0.00063953 | 0.00059743 | 0.00048844 | 0.0017465 | 0.00016248 | 0.0036344 | 0.03091 | 0.028931 | 0.019757 | 0.078581 | 0.0060685 | 0.16425 | 20% | 20% | 20% | 20% | 20% | 0.03282 | 0.03282 | 0.03282 | 0.03282 | 0.03282 | 0.1641 | 0.032123 | 0.032123 | 0.032123 | 0.032123 | 0.032123 | 0.16061 | 0 | 0 | 0 | 0 | 0 | 0 | 0.00072688 | 0.00072688 | 0.00072688 | 0.00072688 | 0.00072688 | 0.0036344 | 0.032849 | 0.032849 | 0.032849 | 0.032849 | 0.032849 | 0.16425 | FALSE | 0% | 0% | 0% | 0% | 0% | 0% | FALSE | 0% | 0% | 0% | 0% | 0% | FALSE | 0% | 0% | 0% | 0% | 0% | 0% | 0% | 0% | N/A | N/A
| 468 | Yass 2020 Audit Recommended Cap Works - reviewed and prioritised | TRUE | Non-Labour | Buildings | 100% | Non-network - Other | Property | Fleet & Property | N/A | Yass Depot | N/A | N/A | N/A | No | 0% | Safety security & reliability | Buildings | 92.5% | FALSE | FY21 | 1 | 191 | 2 | 2 | 19 | 2 | FALSE | FALSE | TRUE | 0.39055 | 0.36003 | 0.24152 | 0.95835 | 0.073422 | 2.0239 | 0.39055 | 0.36003 | 0.24152 | 0.95835 | 0.073422 | 2.0239 | 0 | 0 | 0 | 0 | 0 | 0 | 0.0082513 | 0.0075917 | 0.0061222 | 0.021784 | 0.0020198 | 0.045769 | 0.3988 | 0.36762 | 0.24764 | 0.98013 | 0.075442 | 2.0696 | 20% | 20% | 20% | 20% | 20% | 0.40478 | 0.40478 | 0.40478 | 0.40478 | 0.40478 | 2.0239 | 0.40478 | 0.40478 | 0.40478 | 0.40478 | 0.40478 | 2.0239 | 0 | 0 | 0 | 0 | 0 | 0 | 0.0091538 | 0.0091538 | 0.0091538 | 0.0091538 | 0.0091538 | 0.045769 | 0.41393 | 0.41393 | 0.41393 | 0.41393 | 0.41393 | 2.0696 | FALSE | 0% | 0% | 0% | 0% | 0% | 0% | FALSE | 0% | 0% | 0% | 0% | 0% | FALSE | 0% | 0% | 0% | 0% | 0% | 0% | 0% | 0% | N/A | N/A
| 469 | Wagga 2020 Audit Recommended Cap Works - reviewed and prioritised | TRUE | Labour | Buildings | 100% | Non-network - Other | Property | Fleet & Property | N/A | Wagga Depot | N/A | N/A | N/A | No | 0% | Safety security & reliability | Buildings | 7.5% | FALSE | FY21 | 1 | 192 | 1 | 1 | 19 | 1 | FALSE | FALSE | TRUE | 0 | 0.013659 | 0.16479 | 0.025747 | 0 | 0.2042 | 0 | 0.013257 | 0.16215 | 0.025458 | 0 | 0.20086 | 0 | 0 | 0 | 0 | 0 | 0 | 0 | 0.00027954 | 0.0041103 | 0.00057869 | 0 | 0.0049685 | 0 | 0.013536 | 0.16626 | 0.026037 | 0 | 0.20583 | 20% | 20% | 20% | 20% | 20% | 0.04084 | 0.04084 | 0.04084 | 0.04084 | 0.04084 | 0.2042 | 0.040173 | 0.040173 | 0.040173 | 0.040173 | 0.040173 | 0.20086 | 0 | 0 | 0 | 0 | 0 | 0 | 0.00099371 | 0.00099371 | 0.00099371 | 0.00099371 | 0.00099371 | 0.0049685 | 0.041167 | 0.041167 | 0.041167 | 0.041167 | 0.041167 | 0.20583 | FALSE | 0% | 0% | 0% | 0% | 0% | 0% | FALSE | 0% | 0% | 0% | 0% | 0% | FALSE | 0% | 0% | 0% | 0% | 0% | 0% | 0% | 0% | N/A | N/A
| 470 | Wagga 2020 Audit Recommended Cap Works - reviewed and prioritised | TRUE | Non-Labour | Buildings | 100% | Non-network - Other | Property | Fleet & Property | N/A | Wagga Depot | N/A | N/A | N/A | No | 0% | Safety security & reliability | Buildings | 92.5% | FALSE | FY21 | 1 | 192 | 2 | 2 | 19 | 2 | FALSE | FALSE | TRUE | 0 | 0.16846 | 2.0324 | 0.31754 | 0 | 2.5184 | 0 | 0.16846 | 2.0324 | 0.31754 | 0 | 2.5184 | 0 | 0 | 0 | 0 | 0 | 0 | 0 | 0.0035521 | 0.05152 | 0.007218 | 0 | 0.06229 | 0 | 0.17201 | 2.084 | 0.32476 | 0 | 2.5807 | 20% | 20% | 20% | 20% | 20% | 0.50369 | 0.50369 | 0.50369 | 0.50369 | 0.50369 | 2.5184 | 0.50369 | 0.50369 | 0.50369 | 0.50369 | 0.50369 | 2.5184 | 0 | 0 | 0 | 0 | 0 | 0 | 0.012458 | 0.012458 | 0.012458 | 0.012458 | 0.012458 | 0.06229 | 0.51615 | 0.51615 | 0.51615 | 0.51615 | 0.51615 | 2.5807 | FALSE | 0% | 0% | 0% | 0% | 0% | 0% | FALSE | 0% | 0% | 0% | 0% | 0% | FALSE | 0% | 0% | 0% | 0% | 0% | 0% | 0% | 0% | N/A | N/A
| 471 | Property leases | TRUE | Labour | Land and Easements | 100% | Non-network - Other | Property | Fleet & Property | N/A | Other Property | N/A | N/A | N/A | No | 0% | Safety security & reliability | Land and Easements | 0% | FALSE | FY21 | 1 | 193 | 1 | 1 | 9 | 1 | FALSE | FALSE | TRUE | 0 | 0 | 0 | 0 | 0 | 0 | 0 | 0 | 0 | 0 | 0 | 0 | 0 | 0 | 0 | 0 | 0 | 0 | 0 | 0 | 0 | 0 | 0 | 0 | 0 | 0 | 0 | 0 | 0 | 0 | 0% | 0% | 0% | 0% | 0% | 0 | 0 | 0 | 0 | 0 | 0 | 0 | 0 | 0 | 0 | 0 | 0 | 0 | 0 | 0 | 0 | 0 | 0 | 0 | 0 | 0 | 0 | 0 | 0 | 0 | 0 | 0 | 0 | 0 | 0 | FALSE | 0% | 0% | 0% | 0% | 0% | 0% | FALSE | 0% | 0% | 0% | 0% | 0% | FALSE | 0% | 0% | 0% | 0% | 0% | 0% | 0% | 0% | N/A | N/A
| 472 | Property leases | TRUE | Non-Labour | Land and Easements | 100% | Non-network - Other | Property | Fleet & Property | N/A | Other Property | N/A | N/A | N/A | No | 0% | Safety security & reliability | Land and Easements | 100% | FALSE | FY21 | 1 | 193 | 2 | 2 | 9 | 2 | FALSE | FALSE | TRUE | 0.065114 | 0.74345 | 0 | 0.66046 | 2.3344 | 3.8035 | 0.065114 | 0.74345 | 0 | 0.66046 | 2.3344 | 3.8035 | 0 | 0 | 0 | 0 | 0 | 0 | 0.0013757 | 0.015676 | 0 | 0.015013 | 0.06422 | 0.096285 | 0.06649 | 0.75913 | 0 | 0.67547 | 2.3986 | 3.8997 | 0% | 0% | 0% | 0% | 0% | 0 | 0 | 0 | 0 | 0 | 0 | 0 | 0 | 0 | 0 | 0 | 0 | 0 | 0 | 0 | 0 | 0 | 0 | 0 | 0 | 0 | 0 | 0 | 0 | 0 | 0 | 0 | 0 | 0 | 0 | FALSE | 0% | 0% | 0% | 0% | 0% | 0% | FALSE | 0% | 0% | 0% | 0% | 0% | FALSE | 0% | 0% | 0% | 0% | 0% | 0% | 0% | 0% | N/A | N/A
| 473 | [Project Name] | FALSE | Labour | N/A | N/A | [Spare] | [Spare] | [Spare] | N/A | N/A | N/A | N/A | N/A | N/A | 0% | N/A | N/A | 40% | FALSE | FY21 | 1 | 194 | 1 | 1 | N/A | 1 | FALSE | FALSE | TRUE | 0 | 0 | 0 | 0 | 0 | 0 | 0 | 0 | 0 | 0 | 0 | 0 | 0 | 0 | 0 | 0 | 0 | 0 | 0 | 0 | 0 | 0 | 0 | 0 | 0 | 0 | 0 | 0 | 0 | 0 | 0% | 0% | 0% | 0% | 0% | 0 | 0 | 0 | 0 | 0 | 0 | 0 | 0 | 0 | 0 | 0 | 0 | 0 | 0 | 0 | 0 | 0 | 0 | 0 | 0 | 0 | 0 | 0 | 0 | 0 | 0 | 0 | 0 | 0 | 0 | FALSE | 0% | 0% | 0% | 0% | 0% | 0% | FALSE | 0% | 0% | 0% | 0% | 0% | FALSE | 0% | 0% | 0% | 0% | 0% | 0% | 0% | 0% | N/A | N/A
| 474 | [Project Name] | FALSE | Non-Labour | N/A | N/A | [Spare] | [Spare] | [Spare] | N/A | N/A | N/A | N/A | N/A | N/A | 0% | N/A | N/A | 100% | FALSE | FY21 | 1 | 194 | 2 | 2 | N/A | 2 | FALSE | FALSE | TRUE | 0 | 0 | 0 | 0 | 0 | 0 | 0 | 0 | 0 | 0 | 0 | 0 | 0 | 0 | 0 | 0 | 0 | 0 | 0 | 0 | 0 | 0 | 0 | 0 | 0 | 0 | 0 | 0 | 0 | 0 | 0% | 0% | 0% | 0% | 0% | 0 | 0 | 0 | 0 | 0 | 0 | 0 | 0 | 0 | 0 | 0 | 0 | 0 | 0 | 0 | 0 | 0 | 0 | 0 | 0 | 0 | 0 | 0 | 0 | 0 | 0 | 0 | 0 | 0 | 0 | FALSE | 0% | 0% | 0% | 0% | 0% | 0% | FALSE | 0% | 0% | 0% | 0% | 0% | FALSE | 0% | 0% | 0% | 0% | 0% | 0% | 0% | 0% | N/A | N/A
| 475 | N/A | N/A | Labour | N/A | N/A | N/A | N/A | N/A | N/A | N/A | N/A | N/A | N/A | N/A | 0% | 0 | N/A | 0% | FALSE | 0 | 1 | N/A | 1 | N/A | N/A | 1 | FALSE | FALSE | TRUE | 0 | 0 | 0 | 0 | 0 | 0 | 0 | 0 | 0 | 0 | 0 | 0 | 0 | 0 | 0 | 0 | 0 | 0 | 0 | 0 | 0 | 0 | 0 | 0 | 0 | 0 | 0 | 0 | 0 | 0 | 0% | 0% | 0% | 0% | 0% | 0 | 0 | 0 | 0 | 0 | 0 | 0 | 0 | 0 | 0 | 0 | 0 | 0 | 0 | 0 | 0 | 0 | 0 | 0 | 0 | 0 | 0 | 0 | 0 | 0 | 0 | 0 | 0 | 0 | 0 | FALSE | 0% | 0% | 0% | 0% | 0% | 0% | FALSE | 0% | 0% | 0% | 0% | 0% | FALSE | 0% | 0% | 0% | 0% | 0% | 0% | 0% | 0% | N/A | N/A
| 476 | N/A | N/A | N/A | N/A | N/A | N/A | N/A | N/A | N/A | N/A | N/A | N/A | N/A | N/A | 0% | 0 | N/A | 0% | FALSE | 0 | 1 | N/A | N/A | N/A | N/A | N/A | FALSE | FALSE | TRUE | 0 | 0 | 0 | 0 | 0 | 0 | 0 | 0 | 0 | 0 | 0 | 0 | 0 | 0 | 0 | 0 | 0 | 0 | 0 | 0 | 0 | 0 | 0 | 0 | 0 | 0 | 0 | 0 | 0 | 0 | 0% | 0% | 0% | 0% | 0% | 0 | 0 | 0 | 0 | 0 | 0 | 0 | 0 | 0 | 0 | 0 | 0 | 0 | 0 | 0 | 0 | 0 | 0 | 0 | 0 | 0 | 0 | 0 | 0 | 0 | 0 | 0 | 0 | 0 | 0 | FALSE | 0% | 0% | 0% | 0% | 0% | 0% | FALSE | 0% | 0% | 0% | 0% | 0% | FALSE | 0% | 0% | 0% | 0% | 0% | 0% | 0% | 0% | N/A | N/A
| 477 | N/A | N/A | N/A | N/A | N/A | N/A | N/A | N/A | N/A | N/A | N/A | N/A | N/A | N/A | 0% | 0 | N/A | 0% | FALSE | 0 | 1 | N/A | N/A | N/A | N/A | N/A | FALSE | FALSE | TRUE | 0 | 0 | 0 | 0 | 0 | 0 | 0 | 0 | 0 | 0 | 0 | 0 | 0 | 0 | 0 | 0 | 0 | 0 | 0 | 0 | 0 | 0 | 0 | 0 | 0 | 0 | 0 | 0 | 0 | 0 | 0% | 0% | 0% | 0% | 0% | 0 | 0 | 0 | 0 | 0 | 0 | 0 | 0 | 0 | 0 | 0 | 0 | 0 | 0 | 0 | 0 | 0 | 0 | 0 | 0 | 0 | 0 | 0 | 0 | 0 | 0 | 0 | 0 | 0 | 0 | FALSE | 0% | 0% | 0% | 0% | 0% | 0% | FALSE | 0% | 0% | 0% | 0% | 0% | FALSE | 0% | 0% | 0% | 0% | 0% | 0% | 0% | 0% | N/A | N/A
| 478 | N/A | N/A | N/A | N/A | N/A | N/A | N/A | N/A | N/A | N/A | N/A | N/A | N/A | N/A | 0% | 0 | N/A | 0% | FALSE | 0 | 1 | N/A | N/A | N/A | N/A | N/A | FALSE | FALSE | TRUE | 0 | 0 | 0 | 0 | 0 | 0 | 0 | 0 | 0 | 0 | 0 | 0 | 0 | 0 | 0 | 0 | 0 | 0 | 0 | 0 | 0 | 0 | 0 | 0 | 0 | 0 | 0 | 0 | 0 | 0 | 0% | 0% | 0% | 0% | 0% | 0 | 0 | 0 | 0 | 0 | 0 | 0 | 0 | 0 | 0 | 0 | 0 | 0 | 0 | 0 | 0 | 0 | 0 | 0 | 0 | 0 | 0 | 0 | 0 | 0 | 0 | 0 | 0 | 0 | 0 | FALSE | 0% | 0% | 0% | 0% | 0% | 0% | FALSE | 0% | 0% | 0% | 0% | 0% | FALSE | 0% | 0% | 0% | 0% | 0% | 0% | 0% | 0% | N/A | N/A
| 479 | N/A | N/A | N/A | N/A | N/A | N/A | N/A | N/A | N/A | N/A | N/A | N/A | N/A | N/A | 0% | 0 | N/A | 0% | FALSE | 0 | 1 | N/A | N/A | N/A | N/A | N/A | FALSE | FALSE | TRUE | 0 | 0 | 0 | 0 | 0 | 0 | 0 | 0 | 0 | 0 | 0 | 0 | 0 | 0 | 0 | 0 | 0 | 0 | 0 | 0 | 0 | 0 | 0 | 0 | 0 | 0 | 0 | 0 | 0 | 0 | 0% | 0% | 0% | 0% | 0% | 0 | 0 | 0 | 0 | 0 | 0 | 0 | 0 | 0 | 0 | 0 | 0 | 0 | 0 | 0 | 0 | 0 | 0 | 0 | 0 | 0 | 0 | 0 | 0 | 0 | 0 | 0 | 0 | 0 | 0 | FALSE | 0% | 0% | 0% | 0% | 0% | 0% | FALSE | 0% | 0% | 0% | 0% | 0% | FALSE | 0% | 0% | 0% | 0% | 0% | 0% | 0% | 0% | N/A | N/A
| 480 | N/A | N/A | N/A | N/A | N/A | N/A | N/A | N/A | N/A | N/A | N/A | N/A | N/A | N/A | 0% | 0 | N/A | 0% | FALSE | 0 | 1 | N/A | N/A | N/A | N/A | N/A | FALSE | FALSE | TRUE | 0 | 0 | 0 | 0 | 0 | 0 | 0 | 0 | 0 | 0 | 0 | 0 | 0 | 0 | 0 | 0 | 0 | 0 | 0 | 0 | 0 | 0 | 0 | 0 | 0 | 0 | 0 | 0 | 0 | 0 | 0% | 0% | 0% | 0% | 0% | 0 | 0 | 0 | 0 | 0 | 0 | 0 | 0 | 0 | 0 | 0 | 0 | 0 | 0 | 0 | 0 | 0 | 0 | 0 | 0 | 0 | 0 | 0 | 0 | 0 | 0 | 0 | 0 | 0 | 0 | FALSE | 0% | 0% | 0% | 0% | 0% | 0% | FALSE | 0% | 0% | 0% | 0% | 0% | FALSE | 0% | 0% | 0% | 0% | 0% | 0% | 0% | 0% | N/A | N/A
| 481 | N/A | N/A | N/A | N/A | N/A | N/A | N/A | N/A | N/A | N/A | N/A | N/A | N/A | N/A | 0% | 0 | N/A | 0% | FALSE | 0 | 1 | N/A | N/A | N/A | N/A | N/A | FALSE | FALSE | TRUE | 0 | 0 | 0 | 0 | 0 | 0 | 0 | 0 | 0 | 0 | 0 | 0 | 0 | 0 | 0 | 0 | 0 | 0 | 0 | 0 | 0 | 0 | 0 | 0 | 0 | 0 | 0 | 0 | 0 | 0 | 0% | 0% | 0% | 0% | 0% | 0 | 0 | 0 | 0 | 0 | 0 | 0 | 0 | 0 | 0 | 0 | 0 | 0 | 0 | 0 | 0 | 0 | 0 | 0 | 0 | 0 | 0 | 0 | 0 | 0 | 0 | 0 | 0 | 0 | 0 | FALSE | 0% | 0% | 0% | 0% | 0% | 0% | FALSE | 0% | 0% | 0% | 0% | 0% | FALSE | 0% | 0% | 0% | 0% | 0% | 0% | 0% | 0% | N/A | N/A
| 482 | N/A | N/A | N/A | N/A | N/A | N/A | N/A | N/A | N/A | N/A | N/A | N/A | N/A | N/A | 0% | 0 | N/A | 0% | FALSE | 0 | 1 | N/A | N/A | N/A | N/A | N/A | FALSE | FALSE | TRUE | 0 | 0 | 0 | 0 | 0 | 0 | 0 | 0 | 0 | 0 | 0 | 0 | 0 | 0 | 0 | 0 | 0 | 0 | 0 | 0 | 0 | 0 | 0 | 0 | 0 | 0 | 0 | 0 | 0 | 0 | 0% | 0% | 0% | 0% | 0% | 0 | 0 | 0 | 0 | 0 | 0 | 0 | 0 | 0 | 0 | 0 | 0 | 0 | 0 | 0 | 0 | 0 | 0 | 0 | 0 | 0 | 0 | 0 | 0 | 0 | 0 | 0 | 0 | 0 | 0 | FALSE | 0% | 0% | 0% | 0% | 0% | 0% | FALSE | 0% | 0% | 0% | 0% | 0% | FALSE | 0% | 0% | 0% | 0% | 0% | 0% | 0% | 0% | N/A | N/A
| 483 | N/A | N/A | N/A | N/A | N/A | N/A | N/A | N/A | N/A | N/A | N/A | N/A | N/A | N/A | 0% | 0 | N/A | 0% | FALSE | 0 | 1 | N/A | N/A | N/A | N/A | N/A | FALSE | FALSE | TRUE | 0 | 0 | 0 | 0 | 0 | 0 | 0 | 0 | 0 | 0 | 0 | 0 | 0 | 0 | 0 | 0 | 0 | 0 | 0 | 0 | 0 | 0 | 0 | 0 | 0 | 0 | 0 | 0 | 0 | 0 | 0% | 0% | 0% | 0% | 0% | 0 | 0 | 0 | 0 | 0 | 0 | 0 | 0 | 0 | 0 | 0 | 0 | 0 | 0 | 0 | 0 | 0 | 0 | 0 | 0 | 0 | 0 | 0 | 0 | 0 | 0 | 0 | 0 | 0 | 0 | FALSE | 0% | 0% | 0% | 0% | 0% | 0% | FALSE | 0% | 0% | 0% | 0% | 0% | FALSE | 0% | 0% | 0% | 0% | 0% | 0% | 0% | 0% | N/A | N/A
| 484 | N/A | N/A | N/A | N/A | N/A | N/A | N/A | N/A | N/A | N/A | N/A | N/A | N/A | N/A | 0% | 0 | N/A | 0% | FALSE | 0 | 1 | N/A | N/A | N/A | N/A | N/A | FALSE | FALSE | TRUE | 0 | 0 | 0 | 0 | 0 | 0 | 0 | 0 | 0 | 0 | 0 | 0 | 0 | 0 | 0 | 0 | 0 | 0 | 0 | 0 | 0 | 0 | 0 | 0 | 0 | 0 | 0 | 0 | 0 | 0 | 0% | 0% | 0% | 0% | 0% | 0 | 0 | 0 | 0 | 0 | 0 | 0 | 0 | 0 | 0 | 0 | 0 | 0 | 0 | 0 | 0 | 0 | 0 | 0 | 0 | 0 | 0 | 0 | 0 | 0 | 0 | 0 | 0 | 0 | 0 | FALSE | 0% | 0% | 0% | 0% | 0% | 0% | FALSE | 0% | 0% | 0% | 0% | 0% | FALSE | 0% | 0% | 0% | 0% | 0% | 0% | 0% | 0% | N/A | N/A
| 485 | N/A | N/A | N/A | N/A | N/A | N/A | N/A | N/A | N/A | N/A | N/A | N/A | N/A | N/A | 0% | 0 | N/A | 0% | FALSE | 0 | 1 | N/A | N/A | N/A | N/A | N/A | FALSE | FALSE | TRUE | 0 | 0 | 0 | 0 | 0 | 0 | 0 | 0 | 0 | 0 | 0 | 0 | 0 | 0 | 0 | 0 | 0 | 0 | 0 | 0 | 0 | 0 | 0 | 0 | 0 | 0 | 0 | 0 | 0 | 0 | 0% | 0% | 0% | 0% | 0% | 0 | 0 | 0 | 0 | 0 | 0 | 0 | 0 | 0 | 0 | 0 | 0 | 0 | 0 | 0 | 0 | 0 | 0 | 0 | 0 | 0 | 0 | 0 | 0 | 0 | 0 | 0 | 0 | 0 | 0 | FALSE | 0% | 0% | 0% | 0% | 0% | 0% | FALSE | 0% | 0% | 0% | 0% | 0% | FALSE | 0% | 0% | 0% | 0% | 0% | 0% | 0% | 0% | N/A | N/A
| 486 | N/A | N/A | N/A | N/A | N/A | N/A | N/A | N/A | N/A | N/A | N/A | N/A | N/A | N/A | 0% | 0 | N/A | 0% | FALSE | 0 | 1 | N/A | N/A | N/A | N/A | N/A | FALSE | FALSE | TRUE | 0 | 0 | 0 | 0 | 0 | 0 | 0 | 0 | 0 | 0 | 0 | 0 | 0 | 0 | 0 | 0 | 0 | 0 | 0 | 0 | 0 | 0 | 0 | 0 | 0 | 0 | 0 | 0 | 0 | 0 | 0% | 0% | 0% | 0% | 0% | 0 | 0 | 0 | 0 | 0 | 0 | 0 | 0 | 0 | 0 | 0 | 0 | 0 | 0 | 0 | 0 | 0 | 0 | 0 | 0 | 0 | 0 | 0 | 0 | 0 | 0 | 0 | 0 | 0 | 0 | FALSE | 0% | 0% | 0% | 0% | 0% | 0% | FALSE | 0% | 0% | 0% | 0% | 0% | FALSE | 0% | 0% | 0% | 0% | 0% | 0% | 0% | 0% | N/A | N/A
| 487 | N/A | N/A | N/A | N/A | N/A | N/A | N/A | N/A | N/A | N/A | N/A | N/A | N/A | N/A | 0% | 0 | N/A | 0% | FALSE | 0 | 1 | N/A | N/A | N/A | N/A | N/A | FALSE | FALSE | TRUE | 0 | 0 | 0 | 0 | 0 | 0 | 0 | 0 | 0 | 0 | 0 | 0 | 0 | 0 | 0 | 0 | 0 | 0 | 0 | 0 | 0 | 0 | 0 | 0 | 0 | 0 | 0 | 0 | 0 | 0 | 0% | 0% | 0% | 0% | 0% | 0 | 0 | 0 | 0 | 0 | 0 | 0 | 0 | 0 | 0 | 0 | 0 | 0 | 0 | 0 | 0 | 0 | 0 | 0 | 0 | 0 | 0 | 0 | 0 | 0 | 0 | 0 | 0 | 0 | 0 | FALSE | 0% | 0% | 0% | 0% | 0% | 0% | FALSE | 0% | 0% | 0% | 0% | 0% | FALSE | 0% | 0% | 0% | 0% | 0% | 0% | 0% | 0% | N/A | N/A
| 488 | N/A | N/A | N/A | N/A | N/A | N/A | N/A | N/A | N/A | N/A | N/A | N/A | N/A | N/A | 0% | 0 | N/A | 0% | FALSE | 0 | 1 | N/A | N/A | N/A | N/A | N/A | FALSE | FALSE | TRUE | 0 | 0 | 0 | 0 | 0 | 0 | 0 | 0 | 0 | 0 | 0 | 0 | 0 | 0 | 0 | 0 | 0 | 0 | 0 | 0 | 0 | 0 | 0 | 0 | 0 | 0 | 0 | 0 | 0 | 0 | 0% | 0% | 0% | 0% | 0% | 0 | 0 | 0 | 0 | 0 | 0 | 0 | 0 | 0 | 0 | 0 | 0 | 0 | 0 | 0 | 0 | 0 | 0 | 0 | 0 | 0 | 0 | 0 | 0 | 0 | 0 | 0 | 0 | 0 | 0 | FALSE | 0% | 0% | 0% | 0% | 0% | 0% | FALSE | 0% | 0% | 0% | 0% | 0% | FALSE | 0% | 0% | 0% | 0% | 0% | 0% | 0% | 0% | N/A | N/A
| 489 | N/A | N/A | N/A | N/A | N/A | N/A | N/A | N/A | N/A | N/A | N/A | N/A | N/A | N/A | 0% | 0 | N/A | 0% | FALSE | 0 | 1 | N/A | N/A | N/A | N/A | N/A | FALSE | FALSE | TRUE | 0 | 0 | 0 | 0 | 0 | 0 | 0 | 0 | 0 | 0 | 0 | 0 | 0 | 0 | 0 | 0 | 0 | 0 | 0 | 0 | 0 | 0 | 0 | 0 | 0 | 0 | 0 | 0 | 0 | 0 | 0% | 0% | 0% | 0% | 0% | 0 | 0 | 0 | 0 | 0 | 0 | 0 | 0 | 0 | 0 | 0 | 0 | 0 | 0 | 0 | 0 | 0 | 0 | 0 | 0 | 0 | 0 | 0 | 0 | 0 | 0 | 0 | 0 | 0 | 0 | FALSE | 0% | 0% | 0% | 0% | 0% | 0% | FALSE | 0% | 0% | 0% | 0% | 0% | FALSE | 0% | 0% | 0% | 0% | 0% | 0% | 0% | 0% | N/A | N/A
| 490 | N/A | N/A | N/A | N/A | N/A | N/A | N/A | N/A | N/A | N/A | N/A | N/A | N/A | N/A | 0% | 0 | N/A | 0% | FALSE | 0 | 1 | N/A | N/A | N/A | N/A | N/A | FALSE | FALSE | TRUE | 0 | 0 | 0 | 0 | 0 | 0 | 0 | 0 | 0 | 0 | 0 | 0 | 0 | 0 | 0 | 0 | 0 | 0 | 0 | 0 | 0 | 0 | 0 | 0 | 0 | 0 | 0 | 0 | 0 | 0 | 0% | 0% | 0% | 0% | 0% | 0 | 0 | 0 | 0 | 0 | 0 | 0 | 0 | 0 | 0 | 0 | 0 | 0 | 0 | 0 | 0 | 0 | 0 | 0 | 0 | 0 | 0 | 0 | 0 | 0 | 0 | 0 | 0 | 0 | 0 | FALSE | 0% | 0% | 0% | 0% | 0% | 0% | FALSE | 0% | 0% | 0% | 0% | 0% | FALSE | 0% | 0% | 0% | 0% | 0% | 0% | 0% | 0% | N/A | N/A
| 491 | N/A | N/A | N/A | N/A | N/A | N/A | N/A | N/A | N/A | N/A | N/A | N/A | N/A | N/A | 0% | 0 | N/A | 0% | FALSE | 0 | 1 | N/A | N/A | N/A | N/A | N/A | FALSE | FALSE | TRUE | 0 | 0 | 0 | 0 | 0 | 0 | 0 | 0 | 0 | 0 | 0 | 0 | 0 | 0 | 0 | 0 | 0 | 0 | 0 | 0 | 0 | 0 | 0 | 0 | 0 | 0 | 0 | 0 | 0 | 0 | 0% | 0% | 0% | 0% | 0% | 0 | 0 | 0 | 0 | 0 | 0 | 0 | 0 | 0 | 0 | 0 | 0 | 0 | 0 | 0 | 0 | 0 | 0 | 0 | 0 | 0 | 0 | 0 | 0 | 0 | 0 | 0 | 0 | 0 | 0 | FALSE | 0% | 0% | 0% | 0% | 0% | 0% | FALSE | 0% | 0% | 0% | 0% | 0% | FALSE | 0% | 0% | 0% | 0% | 0% | 0% | 0% | 0% | N/A | N/A
| 492 | N/A | N/A | N/A | N/A | N/A | N/A | N/A | N/A | N/A | N/A | N/A | N/A | N/A | N/A | 0% | 0 | N/A | 0% | FALSE | 0 | 1 | N/A | N/A | N/A | N/A | N/A | FALSE | FALSE | TRUE | 0 | 0 | 0 | 0 | 0 | 0 | 0 | 0 | 0 | 0 | 0 | 0 | 0 | 0 | 0 | 0 | 0 | 0 | 0 | 0 | 0 | 0 | 0 | 0 | 0 | 0 | 0 | 0 | 0 | 0 | 0% | 0% | 0% | 0% | 0% | 0 | 0 | 0 | 0 | 0 | 0 | 0 | 0 | 0 | 0 | 0 | 0 | 0 | 0 | 0 | 0 | 0 | 0 | 0 | 0 | 0 | 0 | 0 | 0 | 0 | 0 | 0 | 0 | 0 | 0 | FALSE | 0% | 0% | 0% | 0% | 0% | 0% | FALSE | 0% | 0% | 0% | 0% | 0% | FALSE | 0% | 0% | 0% | 0% | 0% | 0% | 0% | 0% | N/A | N/A
| 493 | N/A | N/A | N/A | N/A | N/A | N/A | N/A | N/A | N/A | N/A | N/A | N/A | N/A | N/A | 0% | 0 | N/A | 0% | FALSE | 0 | 1 | N/A | N/A | N/A | N/A | N/A | FALSE | FALSE | TRUE | 0 | 0 | 0 | 0 | 0 | 0 | 0 | 0 | 0 | 0 | 0 | 0 | 0 | 0 | 0 | 0 | 0 | 0 | 0 | 0 | 0 | 0 | 0 | 0 | 0 | 0 | 0 | 0 | 0 | 0 | 0% | 0% | 0% | 0% | 0% | 0 | 0 | 0 | 0 | 0 | 0 | 0 | 0 | 0 | 0 | 0 | 0 | 0 | 0 | 0 | 0 | 0 | 0 | 0 | 0 | 0 | 0 | 0 | 0 | 0 | 0 | 0 | 0 | 0 | 0 | FALSE | 0% | 0% | 0% | 0% | 0% | 0% | FALSE | 0% | 0% | 0% | 0% | 0% | FALSE | 0% | 0% | 0% | 0% | 0% | 0% | 0% | 0% | N/A | N/A
| 494 | N/A | N/A | N/A | N/A | N/A | N/A | N/A | N/A | N/A | N/A | N/A | N/A | N/A | N/A | 0% | 0 | N/A | 0% | FALSE | 0 | 1 | N/A | N/A | N/A | N/A | N/A | FALSE | FALSE | TRUE | 0 | 0 | 0 | 0 | 0 | 0 | 0 | 0 | 0 | 0 | 0 | 0 | 0 | 0 | 0 | 0 | 0 | 0 | 0 | 0 | 0 | 0 | 0 | 0 | 0 | 0 | 0 | 0 | 0 | 0 | 0% | 0% | 0% | 0% | 0% | 0 | 0 | 0 | 0 | 0 | 0 | 0 | 0 | 0 | 0 | 0 | 0 | 0 | 0 | 0 | 0 | 0 | 0 | 0 | 0 | 0 | 0 | 0 | 0 | 0 | 0 | 0 | 0 | 0 | 0 | FALSE | 0% | 0% | 0% | 0% | 0% | 0% | FALSE | 0% | 0% | 0% | 0% | 0% | FALSE | 0% | 0% | 0% | 0% | 0% | 0% | 0% | 0% | N/A | N/A
| 495 | N/A | N/A | N/A | N/A | N/A | N/A | N/A | N/A | N/A | N/A | N/A | N/A | N/A | N/A | 0% | 0 | N/A | 0% | FALSE | 0 | 1 | N/A | N/A | N/A | N/A | N/A | FALSE | FALSE | TRUE | 0 | 0 | 0 | 0 | 0 | 0 | 0 | 0 | 0 | 0 | 0 | 0 | 0 | 0 | 0 | 0 | 0 | 0 | 0 | 0 | 0 | 0 | 0 | 0 | 0 | 0 | 0 | 0 | 0 | 0 | 0% | 0% | 0% | 0% | 0% | 0 | 0 | 0 | 0 | 0 | 0 | 0 | 0 | 0 | 0 | 0 | 0 | 0 | 0 | 0 | 0 | 0 | 0 | 0 | 0 | 0 | 0 | 0 | 0 | 0 | 0 | 0 | 0 | 0 | 0 | FALSE | 0% | 0% | 0% | 0% | 0% | 0% | FALSE | 0% | 0% | 0% | 0% | 0% | FALSE | 0% | 0% | 0% | 0% | 0% | 0% | 0% | 0% | N/A | N/A
| 496 | N/A | N/A | N/A | N/A | N/A | N/A | N/A | N/A | N/A | N/A | N/A | N/A | N/A | N/A | 0% | 0 | N/A | 0% | FALSE | 0 | 1 | N/A | N/A | N/A | N/A | N/A | FALSE | FALSE | TRUE | 0 | 0 | 0 | 0 | 0 | 0 | 0 | 0 | 0 | 0 | 0 | 0 | 0 | 0 | 0 | 0 | 0 | 0 | 0 | 0 | 0 | 0 | 0 | 0 | 0 | 0 | 0 | 0 | 0 | 0 | 0% | 0% | 0% | 0% | 0% | 0 | 0 | 0 | 0 | 0 | 0 | 0 | 0 | 0 | 0 | 0 | 0 | 0 | 0 | 0 | 0 | 0 | 0 | 0 | 0 | 0 | 0 | 0 | 0 | 0 | 0 | 0 | 0 | 0 | 0 | FALSE | 0% | 0% | 0% | 0% | 0% | 0% | FALSE | 0% | 0% | 0% | 0% | 0% | FALSE | 0% | 0% | 0% | 0% | 0% | 0% | 0% | 0% | N/A | N/A
| 497 | N/A | N/A | N/A | N/A | N/A | N/A | N/A | N/A | N/A | N/A | N/A | N/A | N/A | N/A | 0% | 0 | N/A | 0% | FALSE | 0 | 1 | N/A | N/A | N/A | N/A | N/A | FALSE | FALSE | TRUE | 0 | 0 | 0 | 0 | 0 | 0 | 0 | 0 | 0 | 0 | 0 | 0 | 0 | 0 | 0 | 0 | 0 | 0 | 0 | 0 | 0 | 0 | 0 | 0 | 0 | 0 | 0 | 0 | 0 | 0 | 0% | 0% | 0% | 0% | 0% | 0 | 0 | 0 | 0 | 0 | 0 | 0 | 0 | 0 | 0 | 0 | 0 | 0 | 0 | 0 | 0 | 0 | 0 | 0 | 0 | 0 | 0 | 0 | 0 | 0 | 0 | 0 | 0 | 0 | 0 | FALSE | 0% | 0% | 0% | 0% | 0% | 0% | FALSE | 0% | 0% | 0% | 0% | 0% | FALSE | 0% | 0% | 0% | 0% | 0% | 0% | 0% | 0% | N/A | N/A
| 498 | N/A | N/A | N/A | N/A | N/A | N/A | N/A | N/A | N/A | N/A | N/A | N/A | N/A | N/A | 0% | 0 | N/A | 0% | FALSE | 0 | 1 | N/A | N/A | N/A | N/A | N/A | FALSE | FALSE | TRUE | 0 | 0 | 0 | 0 | 0 | 0 | 0 | 0 | 0 | 0 | 0 | 0 | 0 | 0 | 0 | 0 | 0 | 0 | 0 | 0 | 0 | 0 | 0 | 0 | 0 | 0 | 0 | 0 | 0 | 0 | 0% | 0% | 0% | 0% | 0% | 0 | 0 | 0 | 0 | 0 | 0 | 0 | 0 | 0 | 0 | 0 | 0 | 0 | 0 | 0 | 0 | 0 | 0 | 0 | 0 | 0 | 0 | 0 | 0 | 0 | 0 | 0 | 0 | 0 | 0 | FALSE | 0% | 0% | 0% | 0% | 0% | 0% | FALSE | 0% | 0% | 0% | 0% | 0% | FALSE | 0% | 0% | 0% | 0% | 0% | 0% | 0% | 0% | N/A | N/A
| 499 | N/A | N/A | N/A | N/A | N/A | N/A | N/A | N/A | N/A | N/A | N/A | N/A | N/A | N/A | 0% | 0 | N/A | 0% | FALSE | 0 | 1 | N/A | N/A | N/A | N/A | N/A | FALSE | FALSE | TRUE | 0 | 0 | 0 | 0 | 0 | 0 | 0 | 0 | 0 | 0 | 0 | 0 | 0 | 0 | 0 | 0 | 0 | 0 | 0 | 0 | 0 | 0 | 0 | 0 | 0 | 0 | 0 | 0 | 0 | 0 | 0% | 0% | 0% | 0% | 0% | 0 | 0 | 0 | 0 | 0 | 0 | 0 | 0 | 0 | 0 | 0 | 0 | 0 | 0 | 0 | 0 | 0 | 0 | 0 | 0 | 0 | 0 | 0 | 0 | 0 | 0 | 0 | 0 | 0 | 0 | FALSE | 0% | 0% | 0% | 0% | 0% | 0% | FALSE | 0% | 0% | 0% | 0% | 0% | FALSE | 0% | 0% | 0% | 0% | 0% | 0% | 0% | 0% | N/A | N/A
| 500 | N/A | N/A | N/A | N/A | N/A | N/A | N/A | N/A | N/A | N/A | N/A | N/A | N/A | N/A | 0% | 0 | N/A | 0% | FALSE | 0 | 1 | N/A | N/A | N/A | N/A | N/A | FALSE | FALSE | TRUE | 0 | 0 | 0 | 0 | 0 | 0 | 0 | 0 | 0 | 0 | 0 | 0 | 0 | 0 | 0 | 0 | 0 | 0 | 0 | 0 | 0 | 0 | 0 | 0 | 0 | 0 | 0 | 0 | 0 | 0 | 0% | 0% | 0% | 0% | 0% | 0 | 0 | 0 | 0 | 0 | 0 | 0 | 0 | 0 | 0 | 0 | 0 | 0 | 0 | 0 | 0 | 0 | 0 | 0 | 0 | 0 | 0 | 0 | 0 | 0 | 0 | 0 | 0 | 0 | 0 | FALSE | 0% | 0% | 0% | 0% | 0% | 0% | FALSE | 0% | 0% | 0% | 0% | 0% | FALSE | 0% | 0% | 0% | 0% | 0% | 0% | 0% | 0% | N/A | N/A
| 501 | N/A | N/A | N/A | N/A | N/A | N/A | N/A | N/A | N/A | N/A | N/A | N/A | N/A | N/A | 0% | 0 | N/A | 0% | FALSE | 0 | 1 | N/A | N/A | N/A | N/A | N/A | FALSE | FALSE | TRUE | 0 | 0 | 0 | 0 | 0 | 0 | 0 | 0 | 0 | 0 | 0 | 0 | 0 | 0 | 0 | 0 | 0 | 0 | 0 | 0 | 0 | 0 | 0 | 0 | 0 | 0 | 0 | 0 | 0 | 0 | 0% | 0% | 0% | 0% | 0% | 0 | 0 | 0 | 0 | 0 | 0 | 0 | 0 | 0 | 0 | 0 | 0 | 0 | 0 | 0 | 0 | 0 | 0 | 0 | 0 | 0 | 0 | 0 | 0 | 0 | 0 | 0 | 0 | 0 | 0 | FALSE | 0% | 0% | 0% | 0% | 0% | 0% | FALSE | 0% | 0% | 0% | 0% | 0% | FALSE | 0% | 0% | 0% | 0% | 0% | 0% | 0% | 0% | N/A | N/A
| 502 | N/A | N/A | N/A | N/A | N/A | N/A | N/A | N/A | N/A | N/A | N/A | N/A | N/A | N/A | 0% | 0 | N/A | 0% | FALSE | 0 | 1 | N/A | N/A | N/A | N/A | N/A | FALSE | FALSE | TRUE | 0 | 0 | 0 | 0 | 0 | 0 | 0 | 0 | 0 | 0 | 0 | 0 | 0 | 0 | 0 | 0 | 0 | 0 | 0 | 0 | 0 | 0 | 0 | 0 | 0 | 0 | 0 | 0 | 0 | 0 | 0% | 0% | 0% | 0% | 0% | 0 | 0 | 0 | 0 | 0 | 0 | 0 | 0 | 0 | 0 | 0 | 0 | 0 | 0 | 0 | 0 | 0 | 0 | 0 | 0 | 0 | 0 | 0 | 0 | 0 | 0 | 0 | 0 | 0 | 0 | FALSE | 0% | 0% | 0% | 0% | 0% | 0% | FALSE | 0% | 0% | 0% | 0% | 0% | FALSE | 0% | 0% | 0% | 0% | 0% | 0% | 0% | 0% | N/A | N/A
| 503 | N/A | N/A | N/A | N/A | N/A | N/A | N/A | N/A | N/A | N/A | N/A | N/A | N/A | N/A | 0% | 0 | N/A | 0% | FALSE | 0 | 1 | N/A | N/A | N/A | N/A | N/A | FALSE | FALSE | TRUE | 0 | 0 | 0 | 0 | 0 | 0 | 0 | 0 | 0 | 0 | 0 | 0 | 0 | 0 | 0 | 0 | 0 | 0 | 0 | 0 | 0 | 0 | 0 | 0 | 0 | 0 | 0 | 0 | 0 | 0 | 0% | 0% | 0% | 0% | 0% | 0 | 0 | 0 | 0 | 0 | 0 | 0 | 0 | 0 | 0 | 0 | 0 | 0 | 0 | 0 | 0 | 0 | 0 | 0 | 0 | 0 | 0 | 0 | 0 | 0 | 0 | 0 | 0 | 0 | 0 | FALSE | 0% | 0% | 0% | 0% | 0% | 0% | FALSE | 0% | 0% | 0% | 0% | 0% | FALSE | 0% | 0% | 0% | 0% | 0% | 0% | 0% | 0% | N/A | N/A
| 504 | N/A | N/A | N/A | N/A | N/A | N/A | N/A | N/A | N/A | N/A | N/A | N/A | N/A | N/A | 0% | 0 | N/A | 0% | FALSE | 0 | 1 | N/A | N/A | N/A | N/A | N/A | FALSE | FALSE | TRUE | 0 | 0 | 0 | 0 | 0 | 0 | 0 | 0 | 0 | 0 | 0 | 0 | 0 | 0 | 0 | 0 | 0 | 0 | 0 | 0 | 0 | 0 | 0 | 0 | 0 | 0 | 0 | 0 | 0 | 0 | 0% | 0% | 0% | 0% | 0% | 0 | 0 | 0 | 0 | 0 | 0 | 0 | 0 | 0 | 0 | 0 | 0 | 0 | 0 | 0 | 0 | 0 | 0 | 0 | 0 | 0 | 0 | 0 | 0 | 0 | 0 | 0 | 0 | 0 | 0 | FALSE | 0% | 0% | 0% | 0% | 0% | 0% | FALSE | 0% | 0% | 0% | 0% | 0% | FALSE | 0% | 0% | 0% | 0% | 0% | 0% | 0% | 0% | N/A | N/A
| 505 | N/A | N/A | N/A | N/A | N/A | N/A | N/A | N/A | N/A | N/A | N/A | N/A | N/A | N/A | 0% | 0 | N/A | 0% | FALSE | 0 | 1 | N/A | N/A | N/A | N/A | N/A | FALSE | FALSE | TRUE | 0 | 0 | 0 | 0 | 0 | 0 | 0 | 0 | 0 | 0 | 0 | 0 | 0 | 0 | 0 | 0 | 0 | 0 | 0 | 0 | 0 | 0 | 0 | 0 | 0 | 0 | 0 | 0 | 0 | 0 | 0% | 0% | 0% | 0% | 0% | 0 | 0 | 0 | 0 | 0 | 0 | 0 | 0 | 0 | 0 | 0 | 0 | 0 | 0 | 0 | 0 | 0 | 0 | 0 | 0 | 0 | 0 | 0 | 0 | 0 | 0 | 0 | 0 | 0 | 0 | FALSE | 0% | 0% | 0% | 0% | 0% | 0% | FALSE | 0% | 0% | 0% | 0% | 0% | FALSE | 0% | 0% | 0% | 0% | 0% | 0% | 0% | 0% | N/A | N/A
| 506 | N/A | N/A | N/A | N/A | N/A | N/A | N/A | N/A | N/A | N/A | N/A | N/A | N/A | N/A | 0% | 0 | N/A | 0% | FALSE | 0 | 1 | N/A | N/A | N/A | N/A | N/A | FALSE | FALSE | TRUE | 0 | 0 | 0 | 0 | 0 | 0 | 0 | 0 | 0 | 0 | 0 | 0 | 0 | 0 | 0 | 0 | 0 | 0 | 0 | 0 | 0 | 0 | 0 | 0 | 0 | 0 | 0 | 0 | 0 | 0 | 0% | 0% | 0% | 0% | 0% | 0 | 0 | 0 | 0 | 0 | 0 | 0 | 0 | 0 | 0 | 0 | 0 | 0 | 0 | 0 | 0 | 0 | 0 | 0 | 0 | 0 | 0 | 0 | 0 | 0 | 0 | 0 | 0 | 0 | 0 | FALSE | 0% | 0% | 0% | 0% | 0% | 0% | FALSE | 0% | 0% | 0% | 0% | 0% | FALSE | 0% | 0% | 0% | 0% | 0% | 0% | 0% | 0% | N/A | N/A
| 507 | N/A | N/A | N/A | N/A | N/A | N/A | N/A | N/A | N/A | N/A | N/A | N/A | N/A | N/A | 0% | 0 | N/A | 0% | FALSE | 0 | 1 | N/A | N/A | N/A | N/A | N/A | FALSE | FALSE | TRUE | 0 | 0 | 0 | 0 | 0 | 0 | 0 | 0 | 0 | 0 | 0 | 0 | 0 | 0 | 0 | 0 | 0 | 0 | 0 | 0 | 0 | 0 | 0 | 0 | 0 | 0 | 0 | 0 | 0 | 0 | 0% | 0% | 0% | 0% | 0% | 0 | 0 | 0 | 0 | 0 | 0 | 0 | 0 | 0 | 0 | 0 | 0 | 0 | 0 | 0 | 0 | 0 | 0 | 0 | 0 | 0 | 0 | 0 | 0 | 0 | 0 | 0 | 0 | 0 | 0 | FALSE | 0% | 0% | 0% | 0% | 0% | 0% | FALSE | 0% | 0% | 0% | 0% | 0% | FALSE | 0% | 0% | 0% | 0% | 0% | 0% | 0% | 0% | N/A | N/A
| 508 | N/A | N/A | N/A | N/A | N/A | N/A | N/A | N/A | N/A | N/A | N/A | N/A | N/A | N/A | 0% | 0 | N/A | 0% | FALSE | 0 | 1 | N/A | N/A | N/A | N/A | N/A | FALSE | FALSE | TRUE | 0 | 0 | 0 | 0 | 0 | 0 | 0 | 0 | 0 | 0 | 0 | 0 | 0 | 0 | 0 | 0 | 0 | 0 | 0 | 0 | 0 | 0 | 0 | 0 | 0 | 0 | 0 | 0 | 0 | 0 | 0% | 0% | 0% | 0% | 0% | 0 | 0 | 0 | 0 | 0 | 0 | 0 | 0 | 0 | 0 | 0 | 0 | 0 | 0 | 0 | 0 | 0 | 0 | 0 | 0 | 0 | 0 | 0 | 0 | 0 | 0 | 0 | 0 | 0 | 0 | FALSE | 0% | 0% | 0% | 0% | 0% | 0% | FALSE | 0% | 0% | 0% | 0% | 0% | FALSE | 0% | 0% | 0% | 0% | 0% | 0% | 0% | 0% | N/A | N/A
| 509 | N/A | N/A | N/A | N/A | N/A | N/A | N/A | N/A | N/A | N/A | N/A | N/A | N/A | N/A | 0% | 0 | N/A | 0% | FALSE | 0 | 1 | N/A | N/A | N/A | N/A | N/A | FALSE | FALSE | TRUE | 0 | 0 | 0 | 0 | 0 | 0 | 0 | 0 | 0 | 0 | 0 | 0 | 0 | 0 | 0 | 0 | 0 | 0 | 0 | 0 | 0 | 0 | 0 | 0 | 0 | 0 | 0 | 0 | 0 | 0 | 0% | 0% | 0% | 0% | 0% | 0 | 0 | 0 | 0 | 0 | 0 | 0 | 0 | 0 | 0 | 0 | 0 | 0 | 0 | 0 | 0 | 0 | 0 | 0 | 0 | 0 | 0 | 0 | 0 | 0 | 0 | 0 | 0 | 0 | 0 | FALSE | 0% | 0% | 0% | 0% | 0% | 0% | FALSE | 0% | 0% | 0% | 0% | 0% | FALSE | 0% | 0% | 0% | 0% | 0% | 0% | 0% | 0% | N/A | N/A
| 510 | N/A | N/A | N/A | N/A | N/A | N/A | N/A | N/A | N/A | N/A | N/A | N/A | N/A | N/A | 0% | 0 | N/A | 0% | FALSE | 0 | 1 | N/A | N/A | N/A | N/A | N/A | FALSE | FALSE | TRUE | 0 | 0 | 0 | 0 | 0 | 0 | 0 | 0 | 0 | 0 | 0 | 0 | 0 | 0 | 0 | 0 | 0 | 0 | 0 | 0 | 0 | 0 | 0 | 0 | 0 | 0 | 0 | 0 | 0 | 0 | 0% | 0% | 0% | 0% | 0% | 0 | 0 | 0 | 0 | 0 | 0 | 0 | 0 | 0 | 0 | 0 | 0 | 0 | 0 | 0 | 0 | 0 | 0 | 0 | 0 | 0 | 0 | 0 | 0 | 0 | 0 | 0 | 0 | 0 | 0 | FALSE | 0% | 0% | 0% | 0% | 0% | 0% | FALSE | 0% | 0% | 0% | 0% | 0% | FALSE | 0% | 0% | 0% | 0% | 0% | 0% | 0% | 0% | N/A | N/A
| 511 | N/A | N/A | N/A | N/A | N/A | N/A | N/A | N/A | N/A | N/A | N/A | N/A | N/A | N/A | 0% | 0 | N/A | 0% | FALSE | 0 | 1 | N/A | N/A | N/A | N/A | N/A | FALSE | FALSE | TRUE | 0 | 0 | 0 | 0 | 0 | 0 | 0 | 0 | 0 | 0 | 0 | 0 | 0 | 0 | 0 | 0 | 0 | 0 | 0 | 0 | 0 | 0 | 0 | 0 | 0 | 0 | 0 | 0 | 0 | 0 | 0% | 0% | 0% | 0% | 0% | 0 | 0 | 0 | 0 | 0 | 0 | 0 | 0 | 0 | 0 | 0 | 0 | 0 | 0 | 0 | 0 | 0 | 0 | 0 | 0 | 0 | 0 | 0 | 0 | 0 | 0 | 0 | 0 | 0 | 0 | FALSE | 0% | 0% | 0% | 0% | 0% | 0% | FALSE | 0% | 0% | 0% | 0% | 0% | FALSE | 0% | 0% | 0% | 0% | 0% | 0% | 0% | 0% | N/A | N/A
| 512 | N/A | N/A | N/A | N/A | N/A | N/A | N/A | N/A | N/A | N/A | N/A | N/A | N/A | N/A | 0% | 0 | N/A | 0% | FALSE | 0 | 1 | N/A | N/A | N/A | N/A | N/A | FALSE | FALSE | TRUE | 0 | 0 | 0 | 0 | 0 | 0 | 0 | 0 | 0 | 0 | 0 | 0 | 0 | 0 | 0 | 0 | 0 | 0 | 0 | 0 | 0 | 0 | 0 | 0 | 0 | 0 | 0 | 0 | 0 | 0 | 0% | 0% | 0% | 0% | 0% | 0 | 0 | 0 | 0 | 0 | 0 | 0 | 0 | 0 | 0 | 0 | 0 | 0 | 0 | 0 | 0 | 0 | 0 | 0 | 0 | 0 | 0 | 0 | 0 | 0 | 0 | 0 | 0 | 0 | 0 | FALSE | 0% | 0% | 0% | 0% | 0% | 0% | FALSE | 0% | 0% | 0% | 0% | 0% | FALSE | 0% | 0% | 0% | 0% | 0% | 0% | 0% | 0% | N/A | N/A
| 513 | N/A | N/A | N/A | N/A | N/A | N/A | N/A | N/A | N/A | N/A | N/A | N/A | N/A | N/A | 0% | 0 | N/A | 0% | FALSE | 0 | 1 | N/A | N/A | N/A | N/A | N/A | FALSE | FALSE | TRUE | 0 | 0 | 0 | 0 | 0 | 0 | 0 | 0 | 0 | 0 | 0 | 0 | 0 | 0 | 0 | 0 | 0 | 0 | 0 | 0 | 0 | 0 | 0 | 0 | 0 | 0 | 0 | 0 | 0 | 0 | 0% | 0% | 0% | 0% | 0% | 0 | 0 | 0 | 0 | 0 | 0 | 0 | 0 | 0 | 0 | 0 | 0 | 0 | 0 | 0 | 0 | 0 | 0 | 0 | 0 | 0 | 0 | 0 | 0 | 0 | 0 | 0 | 0 | 0 | 0 | FALSE | 0% | 0% | 0% | 0% | 0% | 0% | FALSE | 0% | 0% | 0% | 0% | 0% | FALSE | 0% | 0% | 0% | 0% | 0% | 0% | 0% | 0% | N/A | N/A
| 514 | N/A | N/A | N/A | N/A | N/A | N/A | N/A | N/A | N/A | N/A | N/A | N/A | N/A | N/A | 0% | 0 | N/A | 0% | FALSE | 0 | 1 | N/A | N/A | N/A | N/A | N/A | FALSE | FALSE | TRUE | 0 | 0 | 0 | 0 | 0 | 0 | 0 | 0 | 0 | 0 | 0 | 0 | 0 | 0 | 0 | 0 | 0 | 0 | 0 | 0 | 0 | 0 | 0 | 0 | 0 | 0 | 0 | 0 | 0 | 0 | 0% | 0% | 0% | 0% | 0% | 0 | 0 | 0 | 0 | 0 | 0 | 0 | 0 | 0 | 0 | 0 | 0 | 0 | 0 | 0 | 0 | 0 | 0 | 0 | 0 | 0 | 0 | 0 | 0 | 0 | 0 | 0 | 0 | 0 | 0 | FALSE | 0% | 0% | 0% | 0% | 0% | 0% | FALSE | 0% | 0% | 0% | 0% | 0% | FALSE | 0% | 0% | 0% | 0% | 0% | 0% | 0% | 0% | N/A | N/A
| 515 | N/A | N/A | N/A | N/A | N/A | N/A | N/A | N/A | N/A | N/A | N/A | N/A | N/A | N/A | 0% | 0 | N/A | 0% | FALSE | 0 | 1 | N/A | N/A | N/A | N/A | N/A | FALSE | FALSE | TRUE | 0 | 0 | 0 | 0 | 0 | 0 | 0 | 0 | 0 | 0 | 0 | 0 | 0 | 0 | 0 | 0 | 0 | 0 | 0 | 0 | 0 | 0 | 0 | 0 | 0 | 0 | 0 | 0 | 0 | 0 | 0% | 0% | 0% | 0% | 0% | 0 | 0 | 0 | 0 | 0 | 0 | 0 | 0 | 0 | 0 | 0 | 0 | 0 | 0 | 0 | 0 | 0 | 0 | 0 | 0 | 0 | 0 | 0 | 0 | 0 | 0 | 0 | 0 | 0 | 0 | FALSE | 0% | 0% | 0% | 0% | 0% | 0% | FALSE | 0% | 0% | 0% | 0% | 0% | FALSE | 0% | 0% | 0% | 0% | 0% | 0% | 0% | 0% | N/A | N/A
| 516 | N/A | N/A | N/A | N/A | N/A | N/A | N/A | N/A | N/A | N/A | N/A | N/A | N/A | N/A | 0% | 0 | N/A | 0% | FALSE | 0 | 1 | N/A | N/A | N/A | N/A | N/A | FALSE | FALSE | TRUE | 0 | 0 | 0 | 0 | 0 | 0 | 0 | 0 | 0 | 0 | 0 | 0 | 0 | 0 | 0 | 0 | 0 | 0 | 0 | 0 | 0 | 0 | 0 | 0 | 0 | 0 | 0 | 0 | 0 | 0 | 0% | 0% | 0% | 0% | 0% | 0 | 0 | 0 | 0 | 0 | 0 | 0 | 0 | 0 | 0 | 0 | 0 | 0 | 0 | 0 | 0 | 0 | 0 | 0 | 0 | 0 | 0 | 0 | 0 | 0 | 0 | 0 | 0 | 0 | 0 | FALSE | 0% | 0% | 0% | 0% | 0% | 0% | FALSE | 0% | 0% | 0% | 0% | 0% | FALSE | 0% | 0% | 0% | 0% | 0% | 0% | 0% | 0% | N/A | N/A
| 517 | N/A | N/A | N/A | N/A | N/A | N/A | N/A | N/A | N/A | N/A | N/A | N/A | N/A | N/A | 0% | 0 | N/A | 0% | FALSE | 0 | 1 | N/A | N/A | N/A | N/A | N/A | FALSE | FALSE | TRUE | 0 | 0 | 0 | 0 | 0 | 0 | 0 | 0 | 0 | 0 | 0 | 0 | 0 | 0 | 0 | 0 | 0 | 0 | 0 | 0 | 0 | 0 | 0 | 0 | 0 | 0 | 0 | 0 | 0 | 0 | 0% | 0% | 0% | 0% | 0% | 0 | 0 | 0 | 0 | 0 | 0 | 0 | 0 | 0 | 0 | 0 | 0 | 0 | 0 | 0 | 0 | 0 | 0 | 0 | 0 | 0 | 0 | 0 | 0 | 0 | 0 | 0 | 0 | 0 | 0 | FALSE | 0% | 0% | 0% | 0% | 0% | 0% | FALSE | 0% | 0% | 0% | 0% | 0% | FALSE | 0% | 0% | 0% | 0% | 0% | 0% | 0% | 0% | N/A | N/A
| 518 | N/A | N/A | N/A | N/A | N/A | N/A | N/A | N/A | N/A | N/A | N/A | N/A | N/A | N/A | 0% | 0 | N/A | 0% | FALSE | 0 | 1 | N/A | N/A | N/A | N/A | N/A | FALSE | FALSE | TRUE | 0 | 0 | 0 | 0 | 0 | 0 | 0 | 0 | 0 | 0 | 0 | 0 | 0 | 0 | 0 | 0 | 0 | 0 | 0 | 0 | 0 | 0 | 0 | 0 | 0 | 0 | 0 | 0 | 0 | 0 | 0% | 0% | 0% | 0% | 0% | 0 | 0 | 0 | 0 | 0 | 0 | 0 | 0 | 0 | 0 | 0 | 0 | 0 | 0 | 0 | 0 | 0 | 0 | 0 | 0 | 0 | 0 | 0 | 0 | 0 | 0 | 0 | 0 | 0 | 0 | FALSE | 0% | 0% | 0% | 0% | 0% | 0% | FALSE | 0% | 0% | 0% | 0% | 0% | FALSE | 0% | 0% | 0% | 0% | 0% | 0% | 0% | 0% | N/A | N/A
| 519 | N/A | N/A | N/A | N/A | N/A | N/A | N/A | N/A | N/A | N/A | N/A | N/A | N/A | N/A | 0% | 0 | N/A | 0% | FALSE | 0 | 1 | N/A | N/A | N/A | N/A | N/A | FALSE | FALSE | TRUE | 0 | 0 | 0 | 0 | 0 | 0 | 0 | 0 | 0 | 0 | 0 | 0 | 0 | 0 | 0 | 0 | 0 | 0 | 0 | 0 | 0 | 0 | 0 | 0 | 0 | 0 | 0 | 0 | 0 | 0 | 0% | 0% | 0% | 0% | 0% | 0 | 0 | 0 | 0 | 0 | 0 | 0 | 0 | 0 | 0 | 0 | 0 | 0 | 0 | 0 | 0 | 0 | 0 | 0 | 0 | 0 | 0 | 0 | 0 | 0 | 0 | 0 | 0 | 0 | 0 | FALSE | 0% | 0% | 0% | 0% | 0% | 0% | FALSE | 0% | 0% | 0% | 0% | 0% | FALSE | 0% | 0% | 0% | 0% | 0% | 0% | 0% | 0% | N/A | N/A
| 520 | N/A | N/A | N/A | N/A | N/A | N/A | N/A | N/A | N/A | N/A | N/A | N/A | N/A | N/A | 0% | 0 | N/A | 0% | FALSE | 0 | 1 | N/A | N/A | N/A | N/A | N/A | FALSE | FALSE | TRUE | 0 | 0 | 0 | 0 | 0 | 0 | 0 | 0 | 0 | 0 | 0 | 0 | 0 | 0 | 0 | 0 | 0 | 0 | 0 | 0 | 0 | 0 | 0 | 0 | 0 | 0 | 0 | 0 | 0 | 0 | 0% | 0% | 0% | 0% | 0% | 0 | 0 | 0 | 0 | 0 | 0 | 0 | 0 | 0 | 0 | 0 | 0 | 0 | 0 | 0 | 0 | 0 | 0 | 0 | 0 | 0 | 0 | 0 | 0 | 0 | 0 | 0 | 0 | 0 | 0 | FALSE | 0% | 0% | 0% | 0% | 0% | 0% | FALSE | 0% | 0% | 0% | 0% | 0% | FALSE | 0% | 0% | 0% | 0% | 0% | 0% | 0% | 0% | N/A | N/A
| 521 | N/A | N/A | N/A | N/A | N/A | N/A | N/A | N/A | N/A | N/A | N/A | N/A | N/A | N/A | 0% | 0 | N/A | 0% | FALSE | 0 | 1 | N/A | N/A | N/A | N/A | N/A | FALSE | FALSE | TRUE | 0 | 0 | 0 | 0 | 0 | 0 | 0 | 0 | 0 | 0 | 0 | 0 | 0 | 0 | 0 | 0 | 0 | 0 | 0 | 0 | 0 | 0 | 0 | 0 | 0 | 0 | 0 | 0 | 0 | 0 | 0% | 0% | 0% | 0% | 0% | 0 | 0 | 0 | 0 | 0 | 0 | 0 | 0 | 0 | 0 | 0 | 0 | 0 | 0 | 0 | 0 | 0 | 0 | 0 | 0 | 0 | 0 | 0 | 0 | 0 | 0 | 0 | 0 | 0 | 0 | FALSE | 0% | 0% | 0% | 0% | 0% | 0% | FALSE | 0% | 0% | 0% | 0% | 0% | FALSE | 0% | 0% | 0% | 0% | 0% | 0% | 0% | 0% | N/A | N/A
| 522 | N/A | N/A | N/A | N/A | N/A | N/A | N/A | N/A | N/A | N/A | N/A | N/A | N/A | N/A | 0% | 0 | N/A | 0% | FALSE | 0 | 1 | N/A | N/A | N/A | N/A | N/A | FALSE | FALSE | TRUE | 0 | 0 | 0 | 0 | 0 | 0 | 0 | 0 | 0 | 0 | 0 | 0 | 0 | 0 | 0 | 0 | 0 | 0 | 0 | 0 | 0 | 0 | 0 | 0 | 0 | 0 | 0 | 0 | 0 | 0 | 0% | 0% | 0% | 0% | 0% | 0 | 0 | 0 | 0 | 0 | 0 | 0 | 0 | 0 | 0 | 0 | 0 | 0 | 0 | 0 | 0 | 0 | 0 | 0 | 0 | 0 | 0 | 0 | 0 | 0 | 0 | 0 | 0 | 0 | 0 | FALSE | 0% | 0% | 0% | 0% | 0% | 0% | FALSE | 0% | 0% | 0% | 0% | 0% | FALSE | 0% | 0% | 0% | 0% | 0% | 0% | 0% | 0% | N/A | N/A
| 523 | N/A | N/A | N/A | N/A | N/A | N/A | N/A | N/A | N/A | N/A | N/A | N/A | N/A | N/A | 0% | 0 | N/A | 0% | FALSE | 0 | 1 | N/A | N/A | N/A | N/A | N/A | FALSE | FALSE | TRUE | 0 | 0 | 0 | 0 | 0 | 0 | 0 | 0 | 0 | 0 | 0 | 0 | 0 | 0 | 0 | 0 | 0 | 0 | 0 | 0 | 0 | 0 | 0 | 0 | 0 | 0 | 0 | 0 | 0 | 0 | 0% | 0% | 0% | 0% | 0% | 0 | 0 | 0 | 0 | 0 | 0 | 0 | 0 | 0 | 0 | 0 | 0 | 0 | 0 | 0 | 0 | 0 | 0 | 0 | 0 | 0 | 0 | 0 | 0 | 0 | 0 | 0 | 0 | 0 | 0 | FALSE | 0% | 0% | 0% | 0% | 0% | 0% | FALSE | 0% | 0% | 0% | 0% | 0% | FALSE | 0% | 0% | 0% | 0% | 0% | 0% | 0% | 0% | N/A | N/A
| 524 | N/A | N/A | N/A | N/A | N/A | N/A | N/A | N/A | N/A | N/A | N/A | N/A | N/A | N/A | 0% | 0 | N/A | 0% | FALSE | 0 | 1 | N/A | N/A | N/A | N/A | N/A | FALSE | FALSE | TRUE | 0 | 0 | 0 | 0 | 0 | 0 | 0 | 0 | 0 | 0 | 0 | 0 | 0 | 0 | 0 | 0 | 0 | 0 | 0 | 0 | 0 | 0 | 0 | 0 | 0 | 0 | 0 | 0 | 0 | 0 | 0% | 0% | 0% | 0% | 0% | 0 | 0 | 0 | 0 | 0 | 0 | 0 | 0 | 0 | 0 | 0 | 0 | 0 | 0 | 0 | 0 | 0 | 0 | 0 | 0 | 0 | 0 | 0 | 0 | 0 | 0 | 0 | 0 | 0 | 0 | FALSE | 0% | 0% | 0% | 0% | 0% | 0% | FALSE | 0% | 0% | 0% | 0% | 0% | FALSE | 0% | 0% | 0% | 0% | 0% | 0% | 0% | 0% | N/A | N/A
| 525 | N/A | N/A | N/A | N/A | N/A | N/A | N/A | N/A | N/A | N/A | N/A | N/A | N/A | N/A | 0% | 0 | N/A | 0% | FALSE | 0 | 1 | N/A | N/A | N/A | N/A | N/A | FALSE | FALSE | TRUE | 0 | 0 | 0 | 0 | 0 | 0 | 0 | 0 | 0 | 0 | 0 | 0 | 0 | 0 | 0 | 0 | 0 | 0 | 0 | 0 | 0 | 0 | 0 | 0 | 0 | 0 | 0 | 0 | 0 | 0 | 0% | 0% | 0% | 0% | 0% | 0 | 0 | 0 | 0 | 0 | 0 | 0 | 0 | 0 | 0 | 0 | 0 | 0 | 0 | 0 | 0 | 0 | 0 | 0 | 0 | 0 | 0 | 0 | 0 | 0 | 0 | 0 | 0 | 0 | 0 | FALSE | 0% | 0% | 0% | 0% | 0% | 0% | FALSE | 0% | 0% | 0% | 0% | 0% | FALSE | 0% | 0% | 0% | 0% | 0% | 0% | 0% | 0% | N/A | N/A
| 526 | N/A | N/A | N/A | N/A | N/A | N/A | N/A | N/A | N/A | N/A | N/A | N/A | N/A | N/A | 0% | 0 | N/A | 0% | FALSE | 0 | 1 | N/A | N/A | N/A | N/A | N/A | FALSE | FALSE | TRUE | 0 | 0 | 0 | 0 | 0 | 0 | 0 | 0 | 0 | 0 | 0 | 0 | 0 | 0 | 0 | 0 | 0 | 0 | 0 | 0 | 0 | 0 | 0 | 0 | 0 | 0 | 0 | 0 | 0 | 0 | 0% | 0% | 0% | 0% | 0% | 0 | 0 | 0 | 0 | 0 | 0 | 0 | 0 | 0 | 0 | 0 | 0 | 0 | 0 | 0 | 0 | 0 | 0 | 0 | 0 | 0 | 0 | 0 | 0 | 0 | 0 | 0 | 0 | 0 | 0 | FALSE | 0% | 0% | 0% | 0% | 0% | 0% | FALSE | 0% | 0% | 0% | 0% | 0% | FALSE | 0% | 0% | 0% | 0% | 0% | 0% | 0% | 0% | N/A | N/A
| 527 | N/A | N/A | N/A | N/A | N/A | N/A | N/A | N/A | N/A | N/A | N/A | N/A | N/A | N/A | 0% | 0 | N/A | 0% | FALSE | 0 | 1 | N/A | N/A | N/A | N/A | N/A | FALSE | FALSE | TRUE | 0 | 0 | 0 | 0 | 0 | 0 | 0 | 0 | 0 | 0 | 0 | 0 | 0 | 0 | 0 | 0 | 0 | 0 | 0 | 0 | 0 | 0 | 0 | 0 | 0 | 0 | 0 | 0 | 0 | 0 | 0% | 0% | 0% | 0% | 0% | 0 | 0 | 0 | 0 | 0 | 0 | 0 | 0 | 0 | 0 | 0 | 0 | 0 | 0 | 0 | 0 | 0 | 0 | 0 | 0 | 0 | 0 | 0 | 0 | 0 | 0 | 0 | 0 | 0 | 0 | FALSE | 0% | 0% | 0% | 0% | 0% | 0% | FALSE | 0% | 0% | 0% | 0% | 0% | FALSE | 0% | 0% | 0% | 0% | 0% | 0% | 0% | 0% | N/A | N/A
| 528 | N/A | N/A | N/A | N/A | N/A | N/A | N/A | N/A | N/A | N/A | N/A | N/A | N/A | N/A | 0% | 0 | N/A | 0% | FALSE | 0 | 1 | N/A | N/A | N/A | N/A | N/A | FALSE | FALSE | TRUE | 0 | 0 | 0 | 0 | 0 | 0 | 0 | 0 | 0 | 0 | 0 | 0 | 0 | 0 | 0 | 0 | 0 | 0 | 0 | 0 | 0 | 0 | 0 | 0 | 0 | 0 | 0 | 0 | 0 | 0 | 0% | 0% | 0% | 0% | 0% | 0 | 0 | 0 | 0 | 0 | 0 | 0 | 0 | 0 | 0 | 0 | 0 | 0 | 0 | 0 | 0 | 0 | 0 | 0 | 0 | 0 | 0 | 0 | 0 | 0 | 0 | 0 | 0 | 0 | 0 | FALSE | 0% | 0% | 0% | 0% | 0% | 0% | FALSE | 0% | 0% | 0% | 0% | 0% | FALSE | 0% | 0% | 0% | 0% | 0% | 0% | 0% | 0% | N/A | N/A
| 529 | N/A | N/A | N/A | N/A | N/A | N/A | N/A | N/A | N/A | N/A | N/A | N/A | N/A | N/A | 0% | 0 | N/A | 0% | FALSE | 0 | 1 | N/A | N/A | N/A | N/A | N/A | FALSE | FALSE | TRUE | 0 | 0 | 0 | 0 | 0 | 0 | 0 | 0 | 0 | 0 | 0 | 0 | 0 | 0 | 0 | 0 | 0 | 0 | 0 | 0 | 0 | 0 | 0 | 0 | 0 | 0 | 0 | 0 | 0 | 0 | 0% | 0% | 0% | 0% | 0% | 0 | 0 | 0 | 0 | 0 | 0 | 0 | 0 | 0 | 0 | 0 | 0 | 0 | 0 | 0 | 0 | 0 | 0 | 0 | 0 | 0 | 0 | 0 | 0 | 0 | 0 | 0 | 0 | 0 | 0 | FALSE | 0% | 0% | 0% | 0% | 0% | 0% | FALSE | 0% | 0% | 0% | 0% | 0% | FALSE | 0% | 0% | 0% | 0% | 0% | 0% | 0% | 0% | N/A | N/A
| 530 | N/A | N/A | N/A | N/A | N/A | N/A | N/A | N/A | N/A | N/A | N/A | N/A | N/A | N/A | 0% | 0 | N/A | 0% | FALSE | 0 | 1 | N/A | N/A | N/A | N/A | N/A | FALSE | FALSE | TRUE | 0 | 0 | 0 | 0 | 0 | 0 | 0 | 0 | 0 | 0 | 0 | 0 | 0 | 0 | 0 | 0 | 0 | 0 | 0 | 0 | 0 | 0 | 0 | 0 | 0 | 0 | 0 | 0 | 0 | 0 | 0% | 0% | 0% | 0% | 0% | 0 | 0 | 0 | 0 | 0 | 0 | 0 | 0 | 0 | 0 | 0 | 0 | 0 | 0 | 0 | 0 | 0 | 0 | 0 | 0 | 0 | 0 | 0 | 0 | 0 | 0 | 0 | 0 | 0 | 0 | FALSE | 0% | 0% | 0% | 0% | 0% | 0% | FALSE | 0% | 0% | 0% | 0% | 0% | FALSE | 0% | 0% | 0% | 0% | 0% | 0% | 0% | 0% | N/A | N/A
| 531 | N/A | N/A | N/A | N/A | N/A | N/A | N/A | N/A | N/A | N/A | N/A | N/A | N/A | N/A | 0% | 0 | N/A | 0% | FALSE | 0 | 1 | N/A | N/A | N/A | N/A | N/A | FALSE | FALSE | TRUE | 0 | 0 | 0 | 0 | 0 | 0 | 0 | 0 | 0 | 0 | 0 | 0 | 0 | 0 | 0 | 0 | 0 | 0 | 0 | 0 | 0 | 0 | 0 | 0 | 0 | 0 | 0 | 0 | 0 | 0 | 0% | 0% | 0% | 0% | 0% | 0 | 0 | 0 | 0 | 0 | 0 | 0 | 0 | 0 | 0 | 0 | 0 | 0 | 0 | 0 | 0 | 0 | 0 | 0 | 0 | 0 | 0 | 0 | 0 | 0 | 0 | 0 | 0 | 0 | 0 | FALSE | 0% | 0% | 0% | 0% | 0% | 0% | FALSE | 0% | 0% | 0% | 0% | 0% | FALSE | 0% | 0% | 0% | 0% | 0% | 0% | 0% | 0% | N/A | N/A
| 532 | N/A | N/A | N/A | N/A | N/A | N/A | N/A | N/A | N/A | N/A | N/A | N/A | N/A | N/A | 0% | 0 | N/A | 0% | FALSE | 0 | 1 | N/A | N/A | N/A | N/A | N/A | FALSE | FALSE | TRUE | 0 | 0 | 0 | 0 | 0 | 0 | 0 | 0 | 0 | 0 | 0 | 0 | 0 | 0 | 0 | 0 | 0 | 0 | 0 | 0 | 0 | 0 | 0 | 0 | 0 | 0 | 0 | 0 | 0 | 0 | 0% | 0% | 0% | 0% | 0% | 0 | 0 | 0 | 0 | 0 | 0 | 0 | 0 | 0 | 0 | 0 | 0 | 0 | 0 | 0 | 0 | 0 | 0 | 0 | 0 | 0 | 0 | 0 | 0 | 0 | 0 | 0 | 0 | 0 | 0 | FALSE | 0% | 0% | 0% | 0% | 0% | 0% | FALSE | 0% | 0% | 0% | 0% | 0% | FALSE | 0% | 0% | 0% | 0% | 0% | 0% | 0% | 0% | N/A | N/A
| 533 | N/A | N/A | N/A | N/A | N/A | N/A | N/A | N/A | N/A | N/A | N/A | N/A | N/A | N/A | 0% | 0 | N/A | 0% | FALSE | 0 | 1 | N/A | N/A | N/A | N/A | N/A | FALSE | FALSE | TRUE | 0 | 0 | 0 | 0 | 0 | 0 | 0 | 0 | 0 | 0 | 0 | 0 | 0 | 0 | 0 | 0 | 0 | 0 | 0 | 0 | 0 | 0 | 0 | 0 | 0 | 0 | 0 | 0 | 0 | 0 | 0% | 0% | 0% | 0% | 0% | 0 | 0 | 0 | 0 | 0 | 0 | 0 | 0 | 0 | 0 | 0 | 0 | 0 | 0 | 0 | 0 | 0 | 0 | 0 | 0 | 0 | 0 | 0 | 0 | 0 | 0 | 0 | 0 | 0 | 0 | FALSE | 0% | 0% | 0% | 0% | 0% | 0% | FALSE | 0% | 0% | 0% | 0% | 0% | FALSE | 0% | 0% | 0% | 0% | 0% | 0% | 0% | 0% | N/A | N/A
| 534 | N/A | N/A | N/A | N/A | N/A | N/A | N/A | N/A | N/A | N/A | N/A | N/A | N/A | N/A | 0% | 0 | N/A | 0% | FALSE | 0 | 1 | N/A | N/A | N/A | N/A | N/A | FALSE | FALSE | TRUE | 0 | 0 | 0 | 0 | 0 | 0 | 0 | 0 | 0 | 0 | 0 | 0 | 0 | 0 | 0 | 0 | 0 | 0 | 0 | 0 | 0 | 0 | 0 | 0 | 0 | 0 | 0 | 0 | 0 | 0 | 0% | 0% | 0% | 0% | 0% | 0 | 0 | 0 | 0 | 0 | 0 | 0 | 0 | 0 | 0 | 0 | 0 | 0 | 0 | 0 | 0 | 0 | 0 | 0 | 0 | 0 | 0 | 0 | 0 | 0 | 0 | 0 | 0 | 0 | 0 | FALSE | 0% | 0% | 0% | 0% | 0% | 0% | FALSE | 0% | 0% | 0% | 0% | 0% | FALSE | 0% | 0% | 0% | 0% | 0% | 0% | 0% | 0% | N/A | N/A
| 535 | N/A | N/A | N/A | N/A | N/A | N/A | N/A | N/A | N/A | N/A | N/A | N/A | N/A | N/A | 0% | 0 | N/A | 0% | FALSE | 0 | 1 | N/A | N/A | N/A | N/A | N/A | FALSE | FALSE | TRUE | 0 | 0 | 0 | 0 | 0 | 0 | 0 | 0 | 0 | 0 | 0 | 0 | 0 | 0 | 0 | 0 | 0 | 0 | 0 | 0 | 0 | 0 | 0 | 0 | 0 | 0 | 0 | 0 | 0 | 0 | 0% | 0% | 0% | 0% | 0% | 0 | 0 | 0 | 0 | 0 | 0 | 0 | 0 | 0 | 0 | 0 | 0 | 0 | 0 | 0 | 0 | 0 | 0 | 0 | 0 | 0 | 0 | 0 | 0 | 0 | 0 | 0 | 0 | 0 | 0 | FALSE | 0% | 0% | 0% | 0% | 0% | 0% | FALSE | 0% | 0% | 0% | 0% | 0% | FALSE | 0% | 0% | 0% | 0% | 0% | 0% | 0% | 0% | N/A | N/A
| 536 | N/A | N/A | N/A | N/A | N/A | N/A | N/A | N/A | N/A | N/A | N/A | N/A | N/A | N/A | 0% | 0 | N/A | 0% | FALSE | 0 | 1 | N/A | N/A | N/A | N/A | N/A | FALSE | FALSE | TRUE | 0 | 0 | 0 | 0 | 0 | 0 | 0 | 0 | 0 | 0 | 0 | 0 | 0 | 0 | 0 | 0 | 0 | 0 | 0 | 0 | 0 | 0 | 0 | 0 | 0 | 0 | 0 | 0 | 0 | 0 | 0% | 0% | 0% | 0% | 0% | 0 | 0 | 0 | 0 | 0 | 0 | 0 | 0 | 0 | 0 | 0 | 0 | 0 | 0 | 0 | 0 | 0 | 0 | 0 | 0 | 0 | 0 | 0 | 0 | 0 | 0 | 0 | 0 | 0 | 0 | FALSE | 0% | 0% | 0% | 0% | 0% | 0% | FALSE | 0% | 0% | 0% | 0% | 0% | FALSE | 0% | 0% | 0% | 0% | 0% | 0% | 0% | 0% | N/A | N/A
| 537 | N/A | N/A | N/A | N/A | N/A | N/A | N/A | N/A | N/A | N/A | N/A | N/A | N/A | N/A | 0% | 0 | N/A | 0% | FALSE | 0 | 1 | N/A | N/A | N/A | N/A | N/A | FALSE | FALSE | TRUE | 0 | 0 | 0 | 0 | 0 | 0 | 0 | 0 | 0 | 0 | 0 | 0 | 0 | 0 | 0 | 0 | 0 | 0 | 0 | 0 | 0 | 0 | 0 | 0 | 0 | 0 | 0 | 0 | 0 | 0 | 0% | 0% | 0% | 0% | 0% | 0 | 0 | 0 | 0 | 0 | 0 | 0 | 0 | 0 | 0 | 0 | 0 | 0 | 0 | 0 | 0 | 0 | 0 | 0 | 0 | 0 | 0 | 0 | 0 | 0 | 0 | 0 | 0 | 0 | 0 | FALSE | 0% | 0% | 0% | 0% | 0% | 0% | FALSE | 0% | 0% | 0% | 0% | 0% | FALSE | 0% | 0% | 0% | 0% | 0% | 0% | 0% | 0% | N/A | N/A
| 538 | N/A | N/A | N/A | N/A | N/A | N/A | N/A | N/A | N/A | N/A | N/A | N/A | N/A | N/A | 0% | 0 | N/A | 0% | FALSE | 0 | 1 | N/A | N/A | N/A | N/A | N/A | FALSE | FALSE | TRUE | 0 | 0 | 0 | 0 | 0 | 0 | 0 | 0 | 0 | 0 | 0 | 0 | 0 | 0 | 0 | 0 | 0 | 0 | 0 | 0 | 0 | 0 | 0 | 0 | 0 | 0 | 0 | 0 | 0 | 0 | 0% | 0% | 0% | 0% | 0% | 0 | 0 | 0 | 0 | 0 | 0 | 0 | 0 | 0 | 0 | 0 | 0 | 0 | 0 | 0 | 0 | 0 | 0 | 0 | 0 | 0 | 0 | 0 | 0 | 0 | 0 | 0 | 0 | 0 | 0 | FALSE | 0% | 0% | 0% | 0% | 0% | 0% | FALSE | 0% | 0% | 0% | 0% | 0% | FALSE | 0% | 0% | 0% | 0% | 0% | 0% | 0% | 0% | N/A | N/A
| 539 | N/A | N/A | N/A | N/A | N/A | N/A | N/A | N/A | N/A | N/A | N/A | N/A | N/A | N/A | 0% | 0 | N/A | 0% | FALSE | 0 | 1 | N/A | N/A | N/A | N/A | N/A | FALSE | FALSE | TRUE | 0 | 0 | 0 | 0 | 0 | 0 | 0 | 0 | 0 | 0 | 0 | 0 | 0 | 0 | 0 | 0 | 0 | 0 | 0 | 0 | 0 | 0 | 0 | 0 | 0 | 0 | 0 | 0 | 0 | 0 | 0% | 0% | 0% | 0% | 0% | 0 | 0 | 0 | 0 | 0 | 0 | 0 | 0 | 0 | 0 | 0 | 0 | 0 | 0 | 0 | 0 | 0 | 0 | 0 | 0 | 0 | 0 | 0 | 0 | 0 | 0 | 0 | 0 | 0 | 0 | FALSE | 0% | 0% | 0% | 0% | 0% | 0% | FALSE | 0% | 0% | 0% | 0% | 0% | FALSE | 0% | 0% | 0% | 0% | 0% | 0% | 0% | 0% | N/A | N/A
| 540 | N/A | N/A | N/A | N/A | N/A | N/A | N/A | N/A | N/A | N/A | N/A | N/A | N/A | N/A | 0% | 0 | N/A | 0% | FALSE | 0 | 1 | N/A | N/A | N/A | N/A | N/A | FALSE | FALSE | TRUE | 0 | 0 | 0 | 0 | 0 | 0 | 0 | 0 | 0 | 0 | 0 | 0 | 0 | 0 | 0 | 0 | 0 | 0 | 0 | 0 | 0 | 0 | 0 | 0 | 0 | 0 | 0 | 0 | 0 | 0 | 0% | 0% | 0% | 0% | 0% | 0 | 0 | 0 | 0 | 0 | 0 | 0 | 0 | 0 | 0 | 0 | 0 | 0 | 0 | 0 | 0 | 0 | 0 | 0 | 0 | 0 | 0 | 0 | 0 | 0 | 0 | 0 | 0 | 0 | 0 | FALSE | 0% | 0% | 0% | 0% | 0% | 0% | FALSE | 0% | 0% | 0% | 0% | 0% | FALSE | 0% | 0% | 0% | 0% | 0% | 0% | 0% | 0% | N/A | N/A
| 541 | N/A | N/A | N/A | N/A | N/A | N/A | N/A | N/A | N/A | N/A | N/A | N/A | N/A | N/A | 0% | 0 | N/A | 0% | FALSE | 0 | 1 | N/A | N/A | N/A | N/A | N/A | FALSE | FALSE | TRUE | 0 | 0 | 0 | 0 | 0 | 0 | 0 | 0 | 0 | 0 | 0 | 0 | 0 | 0 | 0 | 0 | 0 | 0 | 0 | 0 | 0 | 0 | 0 | 0 | 0 | 0 | 0 | 0 | 0 | 0 | 0% | 0% | 0% | 0% | 0% | 0 | 0 | 0 | 0 | 0 | 0 | 0 | 0 | 0 | 0 | 0 | 0 | 0 | 0 | 0 | 0 | 0 | 0 | 0 | 0 | 0 | 0 | 0 | 0 | 0 | 0 | 0 | 0 | 0 | 0 | FALSE | 0% | 0% | 0% | 0% | 0% | 0% | FALSE | 0% | 0% | 0% | 0% | 0% | FALSE | 0% | 0% | 0% | 0% | 0% | 0% | 0% | 0% | N/A | N/A
| 542 | N/A | N/A | N/A | N/A | N/A | N/A | N/A | N/A | N/A | N/A | N/A | N/A | N/A | N/A | 0% | 0 | N/A | 0% | FALSE | 0 | 1 | N/A | N/A | N/A | N/A | N/A | FALSE | FALSE | TRUE | 0 | 0 | 0 | 0 | 0 | 0 | 0 | 0 | 0 | 0 | 0 | 0 | 0 | 0 | 0 | 0 | 0 | 0 | 0 | 0 | 0 | 0 | 0 | 0 | 0 | 0 | 0 | 0 | 0 | 0 | 0% | 0% | 0% | 0% | 0% | 0 | 0 | 0 | 0 | 0 | 0 | 0 | 0 | 0 | 0 | 0 | 0 | 0 | 0 | 0 | 0 | 0 | 0 | 0 | 0 | 0 | 0 | 0 | 0 | 0 | 0 | 0 | 0 | 0 | 0 | FALSE | 0% | 0% | 0% | 0% | 0% | 0% | FALSE | 0% | 0% | 0% | 0% | 0% | FALSE | 0% | 0% | 0% | 0% | 0% | 0% | 0% | 0% | N/A | N/A
| 543 | N/A | N/A | N/A | N/A | N/A | N/A | N/A | N/A | N/A | N/A | N/A | N/A | N/A | N/A | 0% | 0 | N/A | 0% | FALSE | 0 | 1 | N/A | N/A | N/A | N/A | N/A | FALSE | FALSE | TRUE | 0 | 0 | 0 | 0 | 0 | 0 | 0 | 0 | 0 | 0 | 0 | 0 | 0 | 0 | 0 | 0 | 0 | 0 | 0 | 0 | 0 | 0 | 0 | 0 | 0 | 0 | 0 | 0 | 0 | 0 | 0% | 0% | 0% | 0% | 0% | 0 | 0 | 0 | 0 | 0 | 0 | 0 | 0 | 0 | 0 | 0 | 0 | 0 | 0 | 0 | 0 | 0 | 0 | 0 | 0 | 0 | 0 | 0 | 0 | 0 | 0 | 0 | 0 | 0 | 0 | FALSE | 0% | 0% | 0% | 0% | 0% | 0% | FALSE | 0% | 0% | 0% | 0% | 0% | FALSE | 0% | 0% | 0% | 0% | 0% | 0% | 0% | 0% | N/A | N/A
| 544 | N/A | N/A | N/A | N/A | N/A | N/A | N/A | N/A | N/A | N/A | N/A | N/A | N/A | N/A | 0% | 0 | N/A | 0% | FALSE | 0 | 1 | N/A | N/A | N/A | N/A | N/A | FALSE | FALSE | TRUE | 0 | 0 | 0 | 0 | 0 | 0 | 0 | 0 | 0 | 0 | 0 | 0 | 0 | 0 | 0 | 0 | 0 | 0 | 0 | 0 | 0 | 0 | 0 | 0 | 0 | 0 | 0 | 0 | 0 | 0 | 0% | 0% | 0% | 0% | 0% | 0 | 0 | 0 | 0 | 0 | 0 | 0 | 0 | 0 | 0 | 0 | 0 | 0 | 0 | 0 | 0 | 0 | 0 | 0 | 0 | 0 | 0 | 0 | 0 | 0 | 0 | 0 | 0 | 0 | 0 | FALSE | 0% | 0% | 0% | 0% | 0% | 0% | FALSE | 0% | 0% | 0% | 0% | 0% | FALSE | 0% | 0% | 0% | 0% | 0% | 0% | 0% | 0% | N/A | N/A
| 545 | N/A | N/A | N/A | N/A | N/A | N/A | N/A | N/A | N/A | N/A | N/A | N/A | N/A | N/A | 0% | 0 | N/A | 0% | FALSE | 0 | 1 | N/A | N/A | N/A | N/A | N/A | FALSE | FALSE | TRUE | 0 | 0 | 0 | 0 | 0 | 0 | 0 | 0 | 0 | 0 | 0 | 0 | 0 | 0 | 0 | 0 | 0 | 0 | 0 | 0 | 0 | 0 | 0 | 0 | 0 | 0 | 0 | 0 | 0 | 0 | 0% | 0% | 0% | 0% | 0% | 0 | 0 | 0 | 0 | 0 | 0 | 0 | 0 | 0 | 0 | 0 | 0 | 0 | 0 | 0 | 0 | 0 | 0 | 0 | 0 | 0 | 0 | 0 | 0 | 0 | 0 | 0 | 0 | 0 | 0 | FALSE | 0% | 0% | 0% | 0% | 0% | 0% | FALSE | 0% | 0% | 0% | 0% | 0% | FALSE | 0% | 0% | 0% | 0% | 0% | 0% | 0% | 0% | N/A | N/A
| 546 | N/A | N/A | N/A | N/A | N/A | N/A | N/A | N/A | N/A | N/A | N/A | N/A | N/A | N/A | 0% | 0 | N/A | 0% | FALSE | 0 | 1 | N/A | N/A | N/A | N/A | N/A | FALSE | FALSE | TRUE | 0 | 0 | 0 | 0 | 0 | 0 | 0 | 0 | 0 | 0 | 0 | 0 | 0 | 0 | 0 | 0 | 0 | 0 | 0 | 0 | 0 | 0 | 0 | 0 | 0 | 0 | 0 | 0 | 0 | 0 | 0% | 0% | 0% | 0% | 0% | 0 | 0 | 0 | 0 | 0 | 0 | 0 | 0 | 0 | 0 | 0 | 0 | 0 | 0 | 0 | 0 | 0 | 0 | 0 | 0 | 0 | 0 | 0 | 0 | 0 | 0 | 0 | 0 | 0 | 0 | FALSE | 0% | 0% | 0% | 0% | 0% | 0% | FALSE | 0% | 0% | 0% | 0% | 0% | FALSE | 0% | 0% | 0% | 0% | 0% | 0% | 0% | 0% | N/A | N/A
| 547 | N/A | N/A | N/A | N/A | N/A | N/A | N/A | N/A | N/A | N/A | N/A | N/A | N/A | N/A | 0% | 0 | N/A | 0% | FALSE | 0 | 1 | N/A | N/A | N/A | N/A | N/A | FALSE | FALSE | TRUE | 0 | 0 | 0 | 0 | 0 | 0 | 0 | 0 | 0 | 0 | 0 | 0 | 0 | 0 | 0 | 0 | 0 | 0 | 0 | 0 | 0 | 0 | 0 | 0 | 0 | 0 | 0 | 0 | 0 | 0 | 0% | 0% | 0% | 0% | 0% | 0 | 0 | 0 | 0 | 0 | 0 | 0 | 0 | 0 | 0 | 0 | 0 | 0 | 0 | 0 | 0 | 0 | 0 | 0 | 0 | 0 | 0 | 0 | 0 | 0 | 0 | 0 | 0 | 0 | 0 | FALSE | 0% | 0% | 0% | 0% | 0% | 0% | FALSE | 0% | 0% | 0% | 0% | 0% | FALSE | 0% | 0% | 0% | 0% | 0% | 0% | 0% | 0% | N/A | N/A
| 548 | N/A | N/A | N/A | N/A | N/A | N/A | N/A | N/A | N/A | N/A | N/A | N/A | N/A | N/A | 0% | 0 | N/A | 0% | FALSE | 0 | 1 | N/A | N/A | N/A | N/A | N/A | FALSE | FALSE | TRUE | 0 | 0 | 0 | 0 | 0 | 0 | 0 | 0 | 0 | 0 | 0 | 0 | 0 | 0 | 0 | 0 | 0 | 0 | 0 | 0 | 0 | 0 | 0 | 0 | 0 | 0 | 0 | 0 | 0 | 0 | 0% | 0% | 0% | 0% | 0% | 0 | 0 | 0 | 0 | 0 | 0 | 0 | 0 | 0 | 0 | 0 | 0 | 0 | 0 | 0 | 0 | 0 | 0 | 0 | 0 | 0 | 0 | 0 | 0 | 0 | 0 | 0 | 0 | 0 | 0 | FALSE | 0% | 0% | 0% | 0% | 0% | 0% | FALSE | 0% | 0% | 0% | 0% | 0% | FALSE | 0% | 0% | 0% | 0% | 0% | 0% | 0% | 0% | N/A | N/A
| 549 | N/A | N/A | N/A | N/A | N/A | N/A | N/A | N/A | N/A | N/A | N/A | N/A | N/A | N/A | 0% | 0 | N/A | 0% | FALSE | 0 | 1 | N/A | N/A | N/A | N/A | N/A | FALSE | FALSE | TRUE | 0 | 0 | 0 | 0 | 0 | 0 | 0 | 0 | 0 | 0 | 0 | 0 | 0 | 0 | 0 | 0 | 0 | 0 | 0 | 0 | 0 | 0 | 0 | 0 | 0 | 0 | 0 | 0 | 0 | 0 | 0% | 0% | 0% | 0% | 0% | 0 | 0 | 0 | 0 | 0 | 0 | 0 | 0 | 0 | 0 | 0 | 0 | 0 | 0 | 0 | 0 | 0 | 0 | 0 | 0 | 0 | 0 | 0 | 0 | 0 | 0 | 0 | 0 | 0 | 0 | FALSE | 0% | 0% | 0% | 0% | 0% | 0% | FALSE | 0% | 0% | 0% | 0% | 0% | FALSE | 0% | 0% | 0% | 0% | 0% | 0% | 0% | 0% | N/A | N/A
| 550 | N/A | N/A | N/A | N/A | N/A | N/A | N/A | N/A | N/A | N/A | N/A | N/A | N/A | N/A | 0% | 0 | N/A | 0% | FALSE | 0 | 1 | N/A | N/A | N/A | N/A | N/A | FALSE | FALSE | TRUE | 0 | 0 | 0 | 0 | 0 | 0 | 0 | 0 | 0 | 0 | 0 | 0 | 0 | 0 | 0 | 0 | 0 | 0 | 0 | 0 | 0 | 0 | 0 | 0 | 0 | 0 | 0 | 0 | 0 | 0 | 0% | 0% | 0% | 0% | 0% | 0 | 0 | 0 | 0 | 0 | 0 | 0 | 0 | 0 | 0 | 0 | 0 | 0 | 0 | 0 | 0 | 0 | 0 | 0 | 0 | 0 | 0 | 0 | 0 | 0 | 0 | 0 | 0 | 0 | 0 | FALSE | 0% | 0% | 0% | 0% | 0% | 0% | FALSE | 0% | 0% | 0% | 0% | 0% | FALSE | 0% | 0% | 0% | 0% | 0% | 0% | 0% | 0% | N/A | N/A
| 551 | N/A | N/A | N/A | N/A | N/A | N/A | N/A | N/A | N/A | N/A | N/A | N/A | N/A | N/A | 0% | 0 | N/A | 0% | FALSE | 0 | 1 | N/A | N/A | N/A | N/A | N/A | FALSE | FALSE | TRUE | 0 | 0 | 0 | 0 | 0 | 0 | 0 | 0 | 0 | 0 | 0 | 0 | 0 | 0 | 0 | 0 | 0 | 0 | 0 | 0 | 0 | 0 | 0 | 0 | 0 | 0 | 0 | 0 | 0 | 0 | 0% | 0% | 0% | 0% | 0% | 0 | 0 | 0 | 0 | 0 | 0 | 0 | 0 | 0 | 0 | 0 | 0 | 0 | 0 | 0 | 0 | 0 | 0 | 0 | 0 | 0 | 0 | 0 | 0 | 0 | 0 | 0 | 0 | 0 | 0 | FALSE | 0% | 0% | 0% | 0% | 0% | 0% | FALSE | 0% | 0% | 0% | 0% | 0% | FALSE | 0% | 0% | 0% | 0% | 0% | 0% | 0% | 0% | N/A | N/A
| 552 | N/A | N/A | N/A | N/A | N/A | N/A | N/A | N/A | N/A | N/A | N/A | N/A | N/A | N/A | 0% | 0 | N/A | 0% | FALSE | 0 | 1 | N/A | N/A | N/A | N/A | N/A | FALSE | FALSE | TRUE | 0 | 0 | 0 | 0 | 0 | 0 | 0 | 0 | 0 | 0 | 0 | 0 | 0 | 0 | 0 | 0 | 0 | 0 | 0 | 0 | 0 | 0 | 0 | 0 | 0 | 0 | 0 | 0 | 0 | 0 | 0% | 0% | 0% | 0% | 0% | 0 | 0 | 0 | 0 | 0 | 0 | 0 | 0 | 0 | 0 | 0 | 0 | 0 | 0 | 0 | 0 | 0 | 0 | 0 | 0 | 0 | 0 | 0 | 0 | 0 | 0 | 0 | 0 | 0 | 0 | FALSE | 0% | 0% | 0% | 0% | 0% | 0% | FALSE | 0% | 0% | 0% | 0% | 0% | FALSE | 0% | 0% | 0% | 0% | 0% | 0% | 0% | 0% | N/A | N/A
| 553 | N/A | N/A | N/A | N/A | N/A | N/A | N/A | N/A | N/A | N/A | N/A | N/A | N/A | N/A | 0% | 0 | N/A | 0% | FALSE | 0 | 1 | N/A | N/A | N/A | N/A | N/A | FALSE | FALSE | TRUE | 0 | 0 | 0 | 0 | 0 | 0 | 0 | 0 | 0 | 0 | 0 | 0 | 0 | 0 | 0 | 0 | 0 | 0 | 0 | 0 | 0 | 0 | 0 | 0 | 0 | 0 | 0 | 0 | 0 | 0 | 0% | 0% | 0% | 0% | 0% | 0 | 0 | 0 | 0 | 0 | 0 | 0 | 0 | 0 | 0 | 0 | 0 | 0 | 0 | 0 | 0 | 0 | 0 | 0 | 0 | 0 | 0 | 0 | 0 | 0 | 0 | 0 | 0 | 0 | 0 | FALSE | 0% | 0% | 0% | 0% | 0% | 0% | FALSE | 0% | 0% | 0% | 0% | 0% | FALSE | 0% | 0% | 0% | 0% | 0% | 0% | 0% | 0% | N/A | N/A
| 554 | N/A | N/A | N/A | N/A | N/A | N/A | N/A | N/A | N/A | N/A | N/A | N/A | N/A | N/A | 0% | 0 | N/A | 0% | FALSE | 0 | 1 | N/A | N/A | N/A | N/A | N/A | FALSE | FALSE | TRUE | 0 | 0 | 0 | 0 | 0 | 0 | 0 | 0 | 0 | 0 | 0 | 0 | 0 | 0 | 0 | 0 | 0 | 0 | 0 | 0 | 0 | 0 | 0 | 0 | 0 | 0 | 0 | 0 | 0 | 0 | 0% | 0% | 0% | 0% | 0% | 0 | 0 | 0 | 0 | 0 | 0 | 0 | 0 | 0 | 0 | 0 | 0 | 0 | 0 | 0 | 0 | 0 | 0 | 0 | 0 | 0 | 0 | 0 | 0 | 0 | 0 | 0 | 0 | 0 | 0 | FALSE | 0% | 0% | 0% | 0% | 0% | 0% | FALSE | 0% | 0% | 0% | 0% | 0% | FALSE | 0% | 0% | 0% | 0% | 0% | 0% | 0% | 0% | N/A | N/A
| 555 | N/A | N/A | N/A | N/A | N/A | N/A | N/A | N/A | N/A | N/A | N/A | N/A | N/A | N/A | 0% | 0 | N/A | 0% | FALSE | 0 | 1 | N/A | N/A | N/A | N/A | N/A | FALSE | FALSE | TRUE | 0 | 0 | 0 | 0 | 0 | 0 | 0 | 0 | 0 | 0 | 0 | 0 | 0 | 0 | 0 | 0 | 0 | 0 | 0 | 0 | 0 | 0 | 0 | 0 | 0 | 0 | 0 | 0 | 0 | 0 | 0% | 0% | 0% | 0% | 0% | 0 | 0 | 0 | 0 | 0 | 0 | 0 | 0 | 0 | 0 | 0 | 0 | 0 | 0 | 0 | 0 | 0 | 0 | 0 | 0 | 0 | 0 | 0 | 0 | 0 | 0 | 0 | 0 | 0 | 0 | FALSE | 0% | 0% | 0% | 0% | 0% | 0% | FALSE | 0% | 0% | 0% | 0% | 0% | FALSE | 0% | 0% | 0% | 0% | 0% | 0% | 0% | 0% | N/A | N/A
| 556 | N/A | N/A | N/A | N/A | N/A | N/A | N/A | N/A | N/A | N/A | N/A | N/A | N/A | N/A | 0% | 0 | N/A | 0% | FALSE | 0 | 1 | N/A | N/A | N/A | N/A | N/A | FALSE | FALSE | TRUE | 0 | 0 | 0 | 0 | 0 | 0 | 0 | 0 | 0 | 0 | 0 | 0 | 0 | 0 | 0 | 0 | 0 | 0 | 0 | 0 | 0 | 0 | 0 | 0 | 0 | 0 | 0 | 0 | 0 | 0 | 0% | 0% | 0% | 0% | 0% | 0 | 0 | 0 | 0 | 0 | 0 | 0 | 0 | 0 | 0 | 0 | 0 | 0 | 0 | 0 | 0 | 0 | 0 | 0 | 0 | 0 | 0 | 0 | 0 | 0 | 0 | 0 | 0 | 0 | 0 | FALSE | 0% | 0% | 0% | 0% | 0% | 0% | FALSE | 0% | 0% | 0% | 0% | 0% | FALSE | 0% | 0% | 0% | 0% | 0% | 0% | 0% | 0% | N/A | N/A
| 557 | N/A | N/A | N/A | N/A | N/A | N/A | N/A | N/A | N/A | N/A | N/A | N/A | N/A | N/A | 0% | 0 | N/A | 0% | FALSE | 0 | 1 | N/A | N/A | N/A | N/A | N/A | FALSE | FALSE | TRUE | 0 | 0 | 0 | 0 | 0 | 0 | 0 | 0 | 0 | 0 | 0 | 0 | 0 | 0 | 0 | 0 | 0 | 0 | 0 | 0 | 0 | 0 | 0 | 0 | 0 | 0 | 0 | 0 | 0 | 0 | 0% | 0% | 0% | 0% | 0% | 0 | 0 | 0 | 0 | 0 | 0 | 0 | 0 | 0 | 0 | 0 | 0 | 0 | 0 | 0 | 0 | 0 | 0 | 0 | 0 | 0 | 0 | 0 | 0 | 0 | 0 | 0 | 0 | 0 | 0 | FALSE | 0% | 0% | 0% | 0% | 0% | 0% | FALSE | 0% | 0% | 0% | 0% | 0% | FALSE | 0% | 0% | 0% | 0% | 0% | 0% | 0% | 0% | N/A | N/A
| 558 | N/A | N/A | N/A | N/A | N/A | N/A | N/A | N/A | N/A | N/A | N/A | N/A | N/A | N/A | 0% | 0 | N/A | 0% | FALSE | 0 | 1 | N/A | N/A | N/A | N/A | N/A | FALSE | FALSE | TRUE | 0 | 0 | 0 | 0 | 0 | 0 | 0 | 0 | 0 | 0 | 0 | 0 | 0 | 0 | 0 | 0 | 0 | 0 | 0 | 0 | 0 | 0 | 0 | 0 | 0 | 0 | 0 | 0 | 0 | 0 | 0% | 0% | 0% | 0% | 0% | 0 | 0 | 0 | 0 | 0 | 0 | 0 | 0 | 0 | 0 | 0 | 0 | 0 | 0 | 0 | 0 | 0 | 0 | 0 | 0 | 0 | 0 | 0 | 0 | 0 | 0 | 0 | 0 | 0 | 0 | FALSE | 0% | 0% | 0% | 0% | 0% | 0% | FALSE | 0% | 0% | 0% | 0% | 0% | FALSE | 0% | 0% | 0% | 0% | 0% | 0% | 0% | 0% | N/A | N/A
| 559 | N/A | N/A | N/A | N/A | N/A | N/A | N/A | N/A | N/A | N/A | N/A | N/A | N/A | N/A | 0% | 0 | N/A | 0% | FALSE | 0 | 1 | N/A | N/A | N/A | N/A | N/A | FALSE | FALSE | TRUE | 0 | 0 | 0 | 0 | 0 | 0 | 0 | 0 | 0 | 0 | 0 | 0 | 0 | 0 | 0 | 0 | 0 | 0 | 0 | 0 | 0 | 0 | 0 | 0 | 0 | 0 | 0 | 0 | 0 | 0 | 0% | 0% | 0% | 0% | 0% | 0 | 0 | 0 | 0 | 0 | 0 | 0 | 0 | 0 | 0 | 0 | 0 | 0 | 0 | 0 | 0 | 0 | 0 | 0 | 0 | 0 | 0 | 0 | 0 | 0 | 0 | 0 | 0 | 0 | 0 | FALSE | 0% | 0% | 0% | 0% | 0% | 0% | FALSE | 0% | 0% | 0% | 0% | 0% | FALSE | 0% | 0% | 0% | 0% | 0% | 0% | 0% | 0% | N/A | N/A
| 560 | N/A | N/A | N/A | N/A | N/A | N/A | N/A | N/A | N/A | N/A | N/A | N/A | N/A | N/A | 0% | 0 | N/A | 0% | FALSE | 0 | 1 | N/A | N/A | N/A | N/A | N/A | FALSE | FALSE | TRUE | 0 | 0 | 0 | 0 | 0 | 0 | 0 | 0 | 0 | 0 | 0 | 0 | 0 | 0 | 0 | 0 | 0 | 0 | 0 | 0 | 0 | 0 | 0 | 0 | 0 | 0 | 0 | 0 | 0 | 0 | 0% | 0% | 0% | 0% | 0% | 0 | 0 | 0 | 0 | 0 | 0 | 0 | 0 | 0 | 0 | 0 | 0 | 0 | 0 | 0 | 0 | 0 | 0 | 0 | 0 | 0 | 0 | 0 | 0 | 0 | 0 | 0 | 0 | 0 | 0 | FALSE | 0% | 0% | 0% | 0% | 0% | 0% | FALSE | 0% | 0% | 0% | 0% | 0% | FALSE | 0% | 0% | 0% | 0% | 0% | 0% | 0% | 0% | N/A | N/A
| 561 | N/A | N/A | N/A | N/A | N/A | N/A | N/A | N/A | N/A | N/A | N/A | N/A | N/A | N/A | 0% | 0 | N/A | 0% | FALSE | 0 | 1 | N/A | N/A | N/A | N/A | N/A | FALSE | FALSE | TRUE | 0 | 0 | 0 | 0 | 0 | 0 | 0 | 0 | 0 | 0 | 0 | 0 | 0 | 0 | 0 | 0 | 0 | 0 | 0 | 0 | 0 | 0 | 0 | 0 | 0 | 0 | 0 | 0 | 0 | 0 | 0% | 0% | 0% | 0% | 0% | 0 | 0 | 0 | 0 | 0 | 0 | 0 | 0 | 0 | 0 | 0 | 0 | 0 | 0 | 0 | 0 | 0 | 0 | 0 | 0 | 0 | 0 | 0 | 0 | 0 | 0 | 0 | 0 | 0 | 0 | FALSE | 0% | 0% | 0% | 0% | 0% | 0% | FALSE | 0% | 0% | 0% | 0% | 0% | FALSE | 0% | 0% | 0% | 0% | 0% | 0% | 0% | 0% | N/A | N/A
| 562 | N/A | N/A | N/A | N/A | N/A | N/A | N/A | N/A | N/A | N/A | N/A | N/A | N/A | N/A | 0% | 0 | N/A | 0% | FALSE | 0 | 1 | N/A | N/A | N/A | N/A | N/A | FALSE | FALSE | TRUE | 0 | 0 | 0 | 0 | 0 | 0 | 0 | 0 | 0 | 0 | 0 | 0 | 0 | 0 | 0 | 0 | 0 | 0 | 0 | 0 | 0 | 0 | 0 | 0 | 0 | 0 | 0 | 0 | 0 | 0 | 0% | 0% | 0% | 0% | 0% | 0 | 0 | 0 | 0 | 0 | 0 | 0 | 0 | 0 | 0 | 0 | 0 | 0 | 0 | 0 | 0 | 0 | 0 | 0 | 0 | 0 | 0 | 0 | 0 | 0 | 0 | 0 | 0 | 0 | 0 | FALSE | 0% | 0% | 0% | 0% | 0% | 0% | FALSE | 0% | 0% | 0% | 0% | 0% | FALSE | 0% | 0% | 0% | 0% | 0% | 0% | 0% | 0% | N/A | N/A
| 563 | N/A | N/A | N/A | N/A | N/A | N/A | N/A | N/A | N/A | N/A | N/A | N/A | N/A | N/A | 0% | 0 | N/A | 0% | FALSE | 0 | 1 | N/A | N/A | N/A | N/A | N/A | FALSE | FALSE | TRUE | 0 | 0 | 0 | 0 | 0 | 0 | 0 | 0 | 0 | 0 | 0 | 0 | 0 | 0 | 0 | 0 | 0 | 0 | 0 | 0 | 0 | 0 | 0 | 0 | 0 | 0 | 0 | 0 | 0 | 0 | 0% | 0% | 0% | 0% | 0% | 0 | 0 | 0 | 0 | 0 | 0 | 0 | 0 | 0 | 0 | 0 | 0 | 0 | 0 | 0 | 0 | 0 | 0 | 0 | 0 | 0 | 0 | 0 | 0 | 0 | 0 | 0 | 0 | 0 | 0 | FALSE | 0% | 0% | 0% | 0% | 0% | 0% | FALSE | 0% | 0% | 0% | 0% | 0% | FALSE | 0% | 0% | 0% | 0% | 0% | 0% | 0% | 0% | N/A | N/A
| 564 | N/A | N/A | N/A | N/A | N/A | N/A | N/A | N/A | N/A | N/A | N/A | N/A | N/A | N/A | 0% | 0 | N/A | 0% | FALSE | 0 | 1 | N/A | N/A | N/A | N/A | N/A | FALSE | FALSE | TRUE | 0 | 0 | 0 | 0 | 0 | 0 | 0 | 0 | 0 | 0 | 0 | 0 | 0 | 0 | 0 | 0 | 0 | 0 | 0 | 0 | 0 | 0 | 0 | 0 | 0 | 0 | 0 | 0 | 0 | 0 | 0% | 0% | 0% | 0% | 0% | 0 | 0 | 0 | 0 | 0 | 0 | 0 | 0 | 0 | 0 | 0 | 0 | 0 | 0 | 0 | 0 | 0 | 0 | 0 | 0 | 0 | 0 | 0 | 0 | 0 | 0 | 0 | 0 | 0 | 0 | FALSE | 0% | 0% | 0% | 0% | 0% | 0% | FALSE | 0% | 0% | 0% | 0% | 0% | FALSE | 0% | 0% | 0% | 0% | 0% | 0% | 0% | 0% | N/A | N/A
| 565 | N/A | N/A | N/A | N/A | N/A | N/A | N/A | N/A | N/A | N/A | N/A | N/A | N/A | N/A | 0% | 0 | N/A | 0% | FALSE | 0 | 1 | N/A | N/A | N/A | N/A | N/A | FALSE | FALSE | TRUE | 0 | 0 | 0 | 0 | 0 | 0 | 0 | 0 | 0 | 0 | 0 | 0 | 0 | 0 | 0 | 0 | 0 | 0 | 0 | 0 | 0 | 0 | 0 | 0 | 0 | 0 | 0 | 0 | 0 | 0 | 0% | 0% | 0% | 0% | 0% | 0 | 0 | 0 | 0 | 0 | 0 | 0 | 0 | 0 | 0 | 0 | 0 | 0 | 0 | 0 | 0 | 0 | 0 | 0 | 0 | 0 | 0 | 0 | 0 | 0 | 0 | 0 | 0 | 0 | 0 | FALSE | 0% | 0% | 0% | 0% | 0% | 0% | FALSE | 0% | 0% | 0% | 0% | 0% | FALSE | 0% | 0% | 0% | 0% | 0% | 0% | 0% | 0% | N/A | N/A
| 566 | N/A | N/A | N/A | N/A | N/A | N/A | N/A | N/A | N/A | N/A | N/A | N/A | N/A | N/A | 0% | 0 | N/A | 0% | FALSE | 0 | 1 | N/A | N/A | N/A | N/A | N/A | FALSE | FALSE | TRUE | 0 | 0 | 0 | 0 | 0 | 0 | 0 | 0 | 0 | 0 | 0 | 0 | 0 | 0 | 0 | 0 | 0 | 0 | 0 | 0 | 0 | 0 | 0 | 0 | 0 | 0 | 0 | 0 | 0 | 0 | 0% | 0% | 0% | 0% | 0% | 0 | 0 | 0 | 0 | 0 | 0 | 0 | 0 | 0 | 0 | 0 | 0 | 0 | 0 | 0 | 0 | 0 | 0 | 0 | 0 | 0 | 0 | 0 | 0 | 0 | 0 | 0 | 0 | 0 | 0 | FALSE | 0% | 0% | 0% | 0% | 0% | 0% | FALSE | 0% | 0% | 0% | 0% | 0% | FALSE | 0% | 0% | 0% | 0% | 0% | 0% | 0% | 0% | N/A | N/A
| 567 | N/A | N/A | N/A | N/A | N/A | N/A | N/A | N/A | N/A | N/A | N/A | N/A | N/A | N/A | 0% | 0 | N/A | 0% | FALSE | 0 | 1 | N/A | N/A | N/A | N/A | N/A | FALSE | FALSE | TRUE | 0 | 0 | 0 | 0 | 0 | 0 | 0 | 0 | 0 | 0 | 0 | 0 | 0 | 0 | 0 | 0 | 0 | 0 | 0 | 0 | 0 | 0 | 0 | 0 | 0 | 0 | 0 | 0 | 0 | 0 | 0% | 0% | 0% | 0% | 0% | 0 | 0 | 0 | 0 | 0 | 0 | 0 | 0 | 0 | 0 | 0 | 0 | 0 | 0 | 0 | 0 | 0 | 0 | 0 | 0 | 0 | 0 | 0 | 0 | 0 | 0 | 0 | 0 | 0 | 0 | FALSE | 0% | 0% | 0% | 0% | 0% | 0% | FALSE | 0% | 0% | 0% | 0% | 0% | FALSE | 0% | 0% | 0% | 0% | 0% | 0% | 0% | 0% | N/A | N/A
| 568 | N/A | N/A | N/A | N/A | N/A | N/A | N/A | N/A | N/A | N/A | N/A | N/A | N/A | N/A | 0% | 0 | N/A | 0% | FALSE | 0 | 1 | N/A | N/A | N/A | N/A | N/A | FALSE | FALSE | TRUE | 0 | 0 | 0 | 0 | 0 | 0 | 0 | 0 | 0 | 0 | 0 | 0 | 0 | 0 | 0 | 0 | 0 | 0 | 0 | 0 | 0 | 0 | 0 | 0 | 0 | 0 | 0 | 0 | 0 | 0 | 0% | 0% | 0% | 0% | 0% | 0 | 0 | 0 | 0 | 0 | 0 | 0 | 0 | 0 | 0 | 0 | 0 | 0 | 0 | 0 | 0 | 0 | 0 | 0 | 0 | 0 | 0 | 0 | 0 | 0 | 0 | 0 | 0 | 0 | 0 | FALSE | 0% | 0% | 0% | 0% | 0% | 0% | FALSE | 0% | 0% | 0% | 0% | 0% | FALSE | 0% | 0% | 0% | 0% | 0% | 0% | 0% | 0% | N/A | N/A
| 569 | N/A | N/A | N/A | N/A | N/A | N/A | N/A | N/A | N/A | N/A | N/A | N/A | N/A | N/A | 0% | 0 | N/A | 0% | FALSE | 0 | 1 | N/A | N/A | N/A | N/A | N/A | FALSE | FALSE | TRUE | 0 | 0 | 0 | 0 | 0 | 0 | 0 | 0 | 0 | 0 | 0 | 0 | 0 | 0 | 0 | 0 | 0 | 0 | 0 | 0 | 0 | 0 | 0 | 0 | 0 | 0 | 0 | 0 | 0 | 0 | 0% | 0% | 0% | 0% | 0% | 0 | 0 | 0 | 0 | 0 | 0 | 0 | 0 | 0 | 0 | 0 | 0 | 0 | 0 | 0 | 0 | 0 | 0 | 0 | 0 | 0 | 0 | 0 | 0 | 0 | 0 | 0 | 0 | 0 | 0 | FALSE | 0% | 0% | 0% | 0% | 0% | 0% | FALSE | 0% | 0% | 0% | 0% | 0% | FALSE | 0% | 0% | 0% | 0% | 0% | 0% | 0% | 0% | N/A | N/A
| 570 | N/A | N/A | N/A | N/A | N/A | N/A | N/A | N/A | N/A | N/A | N/A | N/A | N/A | N/A | 0% | 0 | N/A | 0% | FALSE | 0 | 1 | N/A | N/A | N/A | N/A | N/A | FALSE | FALSE | TRUE | 0 | 0 | 0 | 0 | 0 | 0 | 0 | 0 | 0 | 0 | 0 | 0 | 0 | 0 | 0 | 0 | 0 | 0 | 0 | 0 | 0 | 0 | 0 | 0 | 0 | 0 | 0 | 0 | 0 | 0 | 0% | 0% | 0% | 0% | 0% | 0 | 0 | 0 | 0 | 0 | 0 | 0 | 0 | 0 | 0 | 0 | 0 | 0 | 0 | 0 | 0 | 0 | 0 | 0 | 0 | 0 | 0 | 0 | 0 | 0 | 0 | 0 | 0 | 0 | 0 | FALSE | 0% | 0% | 0% | 0% | 0% | 0% | FALSE | 0% | 0% | 0% | 0% | 0% | FALSE | 0% | 0% | 0% | 0% | 0% | 0% | 0% | 0% | N/A | N/A
| 571 | N/A | N/A | N/A | N/A | N/A | N/A | N/A | N/A | N/A | N/A | N/A | N/A | N/A | N/A | 0% | 0 | N/A | 0% | FALSE | 0 | 1 | N/A | N/A | N/A | N/A | N/A | FALSE | FALSE | TRUE | 0 | 0 | 0 | 0 | 0 | 0 | 0 | 0 | 0 | 0 | 0 | 0 | 0 | 0 | 0 | 0 | 0 | 0 | 0 | 0 | 0 | 0 | 0 | 0 | 0 | 0 | 0 | 0 | 0 | 0 | 0% | 0% | 0% | 0% | 0% | 0 | 0 | 0 | 0 | 0 | 0 | 0 | 0 | 0 | 0 | 0 | 0 | 0 | 0 | 0 | 0 | 0 | 0 | 0 | 0 | 0 | 0 | 0 | 0 | 0 | 0 | 0 | 0 | 0 | 0 | FALSE | 0% | 0% | 0% | 0% | 0% | 0% | FALSE | 0% | 0% | 0% | 0% | 0% | FALSE | 0% | 0% | 0% | 0% | 0% | 0% | 0% | 0% | N/A | N/A
| 572 | N/A | N/A | N/A | N/A | N/A | N/A | N/A | N/A | N/A | N/A | N/A | N/A | N/A | N/A | 0% | 0 | N/A | 0% | FALSE | 0 | 1 | N/A | N/A | N/A | N/A | N/A | FALSE | FALSE | TRUE | 0 | 0 | 0 | 0 | 0 | 0 | 0 | 0 | 0 | 0 | 0 | 0 | 0 | 0 | 0 | 0 | 0 | 0 | 0 | 0 | 0 | 0 | 0 | 0 | 0 | 0 | 0 | 0 | 0 | 0 | 0% | 0% | 0% | 0% | 0% | 0 | 0 | 0 | 0 | 0 | 0 | 0 | 0 | 0 | 0 | 0 | 0 | 0 | 0 | 0 | 0 | 0 | 0 | 0 | 0 | 0 | 0 | 0 | 0 | 0 | 0 | 0 | 0 | 0 | 0 | FALSE | 0% | 0% | 0% | 0% | 0% | 0% | FALSE | 0% | 0% | 0% | 0% | 0% | FALSE | 0% | 0% | 0% | 0% | 0% | 0% | 0% | 0% | N/A | N/A
| 573 | N/A | N/A | N/A | N/A | N/A | N/A | N/A | N/A | N/A | N/A | N/A | N/A | N/A | N/A | 0% | 0 | N/A | 0% | FALSE | 0 | 1 | N/A | N/A | N/A | N/A | N/A | FALSE | FALSE | TRUE | 0 | 0 | 0 | 0 | 0 | 0 | 0 | 0 | 0 | 0 | 0 | 0 | 0 | 0 | 0 | 0 | 0 | 0 | 0 | 0 | 0 | 0 | 0 | 0 | 0 | 0 | 0 | 0 | 0 | 0 | 0% | 0% | 0% | 0% | 0% | 0 | 0 | 0 | 0 | 0 | 0 | 0 | 0 | 0 | 0 | 0 | 0 | 0 | 0 | 0 | 0 | 0 | 0 | 0 | 0 | 0 | 0 | 0 | 0 | 0 | 0 | 0 | 0 | 0 | 0 | FALSE | 0% | 0% | 0% | 0% | 0% | 0% | FALSE | 0% | 0% | 0% | 0% | 0% | FALSE | 0% | 0% | 0% | 0% | 0% | 0% | 0% | 0% | N/A | N/A
| 574 | N/A | N/A | N/A | N/A | N/A | N/A | N/A | N/A | N/A | N/A | N/A | N/A | N/A | N/A | 0% | 0 | N/A | 0% | FALSE | 0 | 1 | N/A | N/A | N/A | N/A | N/A | FALSE | FALSE | TRUE | 0 | 0 | 0 | 0 | 0 | 0 | 0 | 0 | 0 | 0 | 0 | 0 | 0 | 0 | 0 | 0 | 0 | 0 | 0 | 0 | 0 | 0 | 0 | 0 | 0 | 0 | 0 | 0 | 0 | 0 | 0% | 0% | 0% | 0% | 0% | 0 | 0 | 0 | 0 | 0 | 0 | 0 | 0 | 0 | 0 | 0 | 0 | 0 | 0 | 0 | 0 | 0 | 0 | 0 | 0 | 0 | 0 | 0 | 0 | 0 | 0 | 0 | 0 | 0 | 0 | FALSE | 0% | 0% | 0% | 0% | 0% | 0% | FALSE | 0% | 0% | 0% | 0% | 0% | FALSE | 0% | 0% | 0% | 0% | 0% | 0% | 0% | 0% | N/A | N/A
| 575 | N/A | N/A | N/A | N/A | N/A | N/A | N/A | N/A | N/A | N/A | N/A | N/A | N/A | N/A | 0% | 0 | N/A | 0% | FALSE | 0 | 1 | N/A | N/A | N/A | N/A | N/A | FALSE | FALSE | TRUE | 0 | 0 | 0 | 0 | 0 | 0 | 0 | 0 | 0 | 0 | 0 | 0 | 0 | 0 | 0 | 0 | 0 | 0 | 0 | 0 | 0 | 0 | 0 | 0 | 0 | 0 | 0 | 0 | 0 | 0 | 0% | 0% | 0% | 0% | 0% | 0 | 0 | 0 | 0 | 0 | 0 | 0 | 0 | 0 | 0 | 0 | 0 | 0 | 0 | 0 | 0 | 0 | 0 | 0 | 0 | 0 | 0 | 0 | 0 | 0 | 0 | 0 | 0 | 0 | 0 | FALSE | 0% | 0% | 0% | 0% | 0% | 0% | FALSE | 0% | 0% | 0% | 0% | 0% | FALSE | 0% | 0% | 0% | 0% | 0% | 0% | 0% | 0% | N/A | N/A
| 576 | N/A | N/A | N/A | N/A | N/A | N/A | N/A | N/A | N/A | N/A | N/A | N/A | N/A | N/A | 0% | 0 | N/A | 0% | FALSE | 0 | 1 | N/A | N/A | N/A | N/A | N/A | FALSE | FALSE | TRUE | 0 | 0 | 0 | 0 | 0 | 0 | 0 | 0 | 0 | 0 | 0 | 0 | 0 | 0 | 0 | 0 | 0 | 0 | 0 | 0 | 0 | 0 | 0 | 0 | 0 | 0 | 0 | 0 | 0 | 0 | 0% | 0% | 0% | 0% | 0% | 0 | 0 | 0 | 0 | 0 | 0 | 0 | 0 | 0 | 0 | 0 | 0 | 0 | 0 | 0 | 0 | 0 | 0 | 0 | 0 | 0 | 0 | 0 | 0 | 0 | 0 | 0 | 0 | 0 | 0 | FALSE | 0% | 0% | 0% | 0% | 0% | 0% | FALSE | 0% | 0% | 0% | 0% | 0% | FALSE | 0% | 0% | 0% | 0% | 0% | 0% | 0% | 0% | N/A | N/A
| 577 | N/A | N/A | N/A | N/A | N/A | N/A | N/A | N/A | N/A | N/A | N/A | N/A | N/A | N/A | 0% | 0 | N/A | 0% | FALSE | 0 | 1 | N/A | N/A | N/A | N/A | N/A | FALSE | FALSE | TRUE | 0 | 0 | 0 | 0 | 0 | 0 | 0 | 0 | 0 | 0 | 0 | 0 | 0 | 0 | 0 | 0 | 0 | 0 | 0 | 0 | 0 | 0 | 0 | 0 | 0 | 0 | 0 | 0 | 0 | 0 | 0% | 0% | 0% | 0% | 0% | 0 | 0 | 0 | 0 | 0 | 0 | 0 | 0 | 0 | 0 | 0 | 0 | 0 | 0 | 0 | 0 | 0 | 0 | 0 | 0 | 0 | 0 | 0 | 0 | 0 | 0 | 0 | 0 | 0 | 0 | FALSE | 0% | 0% | 0% | 0% | 0% | 0% | FALSE | 0% | 0% | 0% | 0% | 0% | FALSE | 0% | 0% | 0% | 0% | 0% | 0% | 0% | 0% | N/A | N/A
| 578 | N/A | N/A | N/A | N/A | N/A | N/A | N/A | N/A | N/A | N/A | N/A | N/A | N/A | N/A | 0% | 0 | N/A | 0% | FALSE | 0 | 1 | N/A | N/A | N/A | N/A | N/A | FALSE | FALSE | TRUE | 0 | 0 | 0 | 0 | 0 | 0 | 0 | 0 | 0 | 0 | 0 | 0 | 0 | 0 | 0 | 0 | 0 | 0 | 0 | 0 | 0 | 0 | 0 | 0 | 0 | 0 | 0 | 0 | 0 | 0 | 0% | 0% | 0% | 0% | 0% | 0 | 0 | 0 | 0 | 0 | 0 | 0 | 0 | 0 | 0 | 0 | 0 | 0 | 0 | 0 | 0 | 0 | 0 | 0 | 0 | 0 | 0 | 0 | 0 | 0 | 0 | 0 | 0 | 0 | 0 | FALSE | 0% | 0% | 0% | 0% | 0% | 0% | FALSE | 0% | 0% | 0% | 0% | 0% | FALSE | 0% | 0% | 0% | 0% | 0% | 0% | 0% | 0% | N/A | N/A
| 579 | N/A | N/A | N/A | N/A | N/A | N/A | N/A | N/A | N/A | N/A | N/A | N/A | N/A | N/A | 0% | 0 | N/A | 0% | FALSE | 0 | 1 | N/A | N/A | N/A | N/A | N/A | FALSE | FALSE | TRUE | 0 | 0 | 0 | 0 | 0 | 0 | 0 | 0 | 0 | 0 | 0 | 0 | 0 | 0 | 0 | 0 | 0 | 0 | 0 | 0 | 0 | 0 | 0 | 0 | 0 | 0 | 0 | 0 | 0 | 0 | 0% | 0% | 0% | 0% | 0% | 0 | 0 | 0 | 0 | 0 | 0 | 0 | 0 | 0 | 0 | 0 | 0 | 0 | 0 | 0 | 0 | 0 | 0 | 0 | 0 | 0 | 0 | 0 | 0 | 0 | 0 | 0 | 0 | 0 | 0 | FALSE | 0% | 0% | 0% | 0% | 0% | 0% | FALSE | 0% | 0% | 0% | 0% | 0% | FALSE | 0% | 0% | 0% | 0% | 0% | 0% | 0% | 0% | N/A | N/A
| 580 | N/A | N/A | N/A | N/A | N/A | N/A | N/A | N/A | N/A | N/A | N/A | N/A | N/A | N/A | 0% | 0 | N/A | 0% | FALSE | 0 | 1 | N/A | N/A | N/A | N/A | N/A | FALSE | FALSE | TRUE | 0 | 0 | 0 | 0 | 0 | 0 | 0 | 0 | 0 | 0 | 0 | 0 | 0 | 0 | 0 | 0 | 0 | 0 | 0 | 0 | 0 | 0 | 0 | 0 | 0 | 0 | 0 | 0 | 0 | 0 | 0% | 0% | 0% | 0% | 0% | 0 | 0 | 0 | 0 | 0 | 0 | 0 | 0 | 0 | 0 | 0 | 0 | 0 | 0 | 0 | 0 | 0 | 0 | 0 | 0 | 0 | 0 | 0 | 0 | 0 | 0 | 0 | 0 | 0 | 0 | FALSE | 0% | 0% | 0% | 0% | 0% | 0% | FALSE | 0% | 0% | 0% | 0% | 0% | FALSE | 0% | 0% | 0% | 0% | 0% | 0% | 0% | 0% | N/A | N/A
| 581 | N/A | N/A | N/A | N/A | N/A | N/A | N/A | N/A | N/A | N/A | N/A | N/A | N/A | N/A | 0% | 0 | N/A | 0% | FALSE | 0 | 1 | N/A | N/A | N/A | N/A | N/A | FALSE | FALSE | TRUE | 0 | 0 | 0 | 0 | 0 | 0 | 0 | 0 | 0 | 0 | 0 | 0 | 0 | 0 | 0 | 0 | 0 | 0 | 0 | 0 | 0 | 0 | 0 | 0 | 0 | 0 | 0 | 0 | 0 | 0 | 0% | 0% | 0% | 0% | 0% | 0 | 0 | 0 | 0 | 0 | 0 | 0 | 0 | 0 | 0 | 0 | 0 | 0 | 0 | 0 | 0 | 0 | 0 | 0 | 0 | 0 | 0 | 0 | 0 | 0 | 0 | 0 | 0 | 0 | 0 | FALSE | 0% | 0% | 0% | 0% | 0% | 0% | FALSE | 0% | 0% | 0% | 0% | 0% | FALSE | 0% | 0% | 0% | 0% | 0% | 0% | 0% | 0% | N/A | N/A
| 582 | N/A | N/A | N/A | N/A | N/A | N/A | N/A | N/A | N/A | N/A | N/A | N/A | N/A | N/A | 0% | 0 | N/A | 0% | FALSE | 0 | 1 | N/A | N/A | N/A | N/A | N/A | FALSE | FALSE | TRUE | 0 | 0 | 0 | 0 | 0 | 0 | 0 | 0 | 0 | 0 | 0 | 0 | 0 | 0 | 0 | 0 | 0 | 0 | 0 | 0 | 0 | 0 | 0 | 0 | 0 | 0 | 0 | 0 | 0 | 0 | 0% | 0% | 0% | 0% | 0% | 0 | 0 | 0 | 0 | 0 | 0 | 0 | 0 | 0 | 0 | 0 | 0 | 0 | 0 | 0 | 0 | 0 | 0 | 0 | 0 | 0 | 0 | 0 | 0 | 0 | 0 | 0 | 0 | 0 | 0 | FALSE | 0% | 0% | 0% | 0% | 0% | 0% | FALSE | 0% | 0% | 0% | 0% | 0% | FALSE | 0% | 0% | 0% | 0% | 0% | 0% | 0% | 0% | N/A | N/A
| 583 | N/A | N/A | N/A | N/A | N/A | N/A | N/A | N/A | N/A | N/A | N/A | N/A | N/A | N/A | 0% | 0 | N/A | 0% | FALSE | 0 | 1 | N/A | N/A | N/A | N/A | N/A | FALSE | FALSE | TRUE | 0 | 0 | 0 | 0 | 0 | 0 | 0 | 0 | 0 | 0 | 0 | 0 | 0 | 0 | 0 | 0 | 0 | 0 | 0 | 0 | 0 | 0 | 0 | 0 | 0 | 0 | 0 | 0 | 0 | 0 | 0% | 0% | 0% | 0% | 0% | 0 | 0 | 0 | 0 | 0 | 0 | 0 | 0 | 0 | 0 | 0 | 0 | 0 | 0 | 0 | 0 | 0 | 0 | 0 | 0 | 0 | 0 | 0 | 0 | 0 | 0 | 0 | 0 | 0 | 0 | FALSE | 0% | 0% | 0% | 0% | 0% | 0% | FALSE | 0% | 0% | 0% | 0% | 0% | FALSE | 0% | 0% | 0% | 0% | 0% | 0% | 0% | 0% | N/A | N/A
| 584 | N/A | N/A | N/A | N/A | N/A | N/A | N/A | N/A | N/A | N/A | N/A | N/A | N/A | N/A | 0% | 0 | N/A | 0% | FALSE | 0 | 1 | N/A | N/A | N/A | N/A | N/A | FALSE | FALSE | TRUE | 0 | 0 | 0 | 0 | 0 | 0 | 0 | 0 | 0 | 0 | 0 | 0 | 0 | 0 | 0 | 0 | 0 | 0 | 0 | 0 | 0 | 0 | 0 | 0 | 0 | 0 | 0 | 0 | 0 | 0 | 0% | 0% | 0% | 0% | 0% | 0 | 0 | 0 | 0 | 0 | 0 | 0 | 0 | 0 | 0 | 0 | 0 | 0 | 0 | 0 | 0 | 0 | 0 | 0 | 0 | 0 | 0 | 0 | 0 | 0 | 0 | 0 | 0 | 0 | 0 | FALSE | 0% | 0% | 0% | 0% | 0% | 0% | FALSE | 0% | 0% | 0% | 0% | 0% | FALSE | 0% | 0% | 0% | 0% | 0% | 0% | 0% | 0% | N/A | N/A
| 585 | N/A | N/A | N/A | N/A | N/A | N/A | N/A | N/A | N/A | N/A | N/A | N/A | N/A | N/A | 0% | 0 | N/A | 0% | FALSE | 0 | 1 | N/A | N/A | N/A | N/A | N/A | FALSE | FALSE | TRUE | 0 | 0 | 0 | 0 | 0 | 0 | 0 | 0 | 0 | 0 | 0 | 0 | 0 | 0 | 0 | 0 | 0 | 0 | 0 | 0 | 0 | 0 | 0 | 0 | 0 | 0 | 0 | 0 | 0 | 0 | 0% | 0% | 0% | 0% | 0% | 0 | 0 | 0 | 0 | 0 | 0 | 0 | 0 | 0 | 0 | 0 | 0 | 0 | 0 | 0 | 0 | 0 | 0 | 0 | 0 | 0 | 0 | 0 | 0 | 0 | 0 | 0 | 0 | 0 | 0 | FALSE | 0% | 0% | 0% | 0% | 0% | 0% | FALSE | 0% | 0% | 0% | 0% | 0% | FALSE | 0% | 0% | 0% | 0% | 0% | 0% | 0% | 0% | N/A | N/A
| 586 | N/A | N/A | N/A | N/A | N/A | N/A | N/A | N/A | N/A | N/A | N/A | N/A | N/A | N/A | 0% | 0 | N/A | 0% | FALSE | 0 | 1 | N/A | N/A | N/A | N/A | N/A | FALSE | FALSE | TRUE | 0 | 0 | 0 | 0 | 0 | 0 | 0 | 0 | 0 | 0 | 0 | 0 | 0 | 0 | 0 | 0 | 0 | 0 | 0 | 0 | 0 | 0 | 0 | 0 | 0 | 0 | 0 | 0 | 0 | 0 | 0% | 0% | 0% | 0% | 0% | 0 | 0 | 0 | 0 | 0 | 0 | 0 | 0 | 0 | 0 | 0 | 0 | 0 | 0 | 0 | 0 | 0 | 0 | 0 | 0 | 0 | 0 | 0 | 0 | 0 | 0 | 0 | 0 | 0 | 0 | FALSE | 0% | 0% | 0% | 0% | 0% | 0% | FALSE | 0% | 0% | 0% | 0% | 0% | FALSE | 0% | 0% | 0% | 0% | 0% | 0% | 0% | 0% | N/A | N/A
| 587 | N/A | N/A | N/A | N/A | N/A | N/A | N/A | N/A | N/A | N/A | N/A | N/A | N/A | N/A | 0% | 0 | N/A | 0% | FALSE | 0 | 1 | N/A | N/A | N/A | N/A | N/A | FALSE | FALSE | TRUE | 0 | 0 | 0 | 0 | 0 | 0 | 0 | 0 | 0 | 0 | 0 | 0 | 0 | 0 | 0 | 0 | 0 | 0 | 0 | 0 | 0 | 0 | 0 | 0 | 0 | 0 | 0 | 0 | 0 | 0 | 0% | 0% | 0% | 0% | 0% | 0 | 0 | 0 | 0 | 0 | 0 | 0 | 0 | 0 | 0 | 0 | 0 | 0 | 0 | 0 | 0 | 0 | 0 | 0 | 0 | 0 | 0 | 0 | 0 | 0 | 0 | 0 | 0 | 0 | 0 | FALSE | 0% | 0% | 0% | 0% | 0% | 0% | FALSE | 0% | 0% | 0% | 0% | 0% | FALSE | 0% | 0% | 0% | 0% | 0% | 0% | 0% | 0% | N/A | N/A
| 588 | N/A | N/A | N/A | N/A | N/A | N/A | N/A | N/A | N/A | N/A | N/A | N/A | N/A | N/A | 0% | 0 | N/A | 0% | FALSE | 0 | 1 | N/A | N/A | N/A | N/A | N/A | FALSE | FALSE | TRUE | 0 | 0 | 0 | 0 | 0 | 0 | 0 | 0 | 0 | 0 | 0 | 0 | 0 | 0 | 0 | 0 | 0 | 0 | 0 | 0 | 0 | 0 | 0 | 0 | 0 | 0 | 0 | 0 | 0 | 0 | 0% | 0% | 0% | 0% | 0% | 0 | 0 | 0 | 0 | 0 | 0 | 0 | 0 | 0 | 0 | 0 | 0 | 0 | 0 | 0 | 0 | 0 | 0 | 0 | 0 | 0 | 0 | 0 | 0 | 0 | 0 | 0 | 0 | 0 | 0 | FALSE | 0% | 0% | 0% | 0% | 0% | 0% | FALSE | 0% | 0% | 0% | 0% | 0% | FALSE | 0% | 0% | 0% | 0% | 0% | 0% | 0% | 0% | N/A | N/A
| 589 | N/A | N/A | N/A | N/A | N/A | N/A | N/A | N/A | N/A | N/A | N/A | N/A | N/A | N/A | 0% | 0 | N/A | 0% | FALSE | 0 | 1 | N/A | N/A | N/A | N/A | N/A | FALSE | FALSE | TRUE | 0 | 0 | 0 | 0 | 0 | 0 | 0 | 0 | 0 | 0 | 0 | 0 | 0 | 0 | 0 | 0 | 0 | 0 | 0 | 0 | 0 | 0 | 0 | 0 | 0 | 0 | 0 | 0 | 0 | 0 | 0% | 0% | 0% | 0% | 0% | 0 | 0 | 0 | 0 | 0 | 0 | 0 | 0 | 0 | 0 | 0 | 0 | 0 | 0 | 0 | 0 | 0 | 0 | 0 | 0 | 0 | 0 | 0 | 0 | 0 | 0 | 0 | 0 | 0 | 0 | FALSE | 0% | 0% | 0% | 0% | 0% | 0% | FALSE | 0% | 0% | 0% | 0% | 0% | FALSE | 0% | 0% | 0% | 0% | 0% | 0% | 0% | 0% | N/A | N/A
| 590 | N/A | N/A | N/A | N/A | N/A | N/A | N/A | N/A | N/A | N/A | N/A | N/A | N/A | N/A | 0% | 0 | N/A | 0% | FALSE | 0 | 1 | N/A | N/A | N/A | N/A | N/A | FALSE | FALSE | TRUE | 0 | 0 | 0 | 0 | 0 | 0 | 0 | 0 | 0 | 0 | 0 | 0 | 0 | 0 | 0 | 0 | 0 | 0 | 0 | 0 | 0 | 0 | 0 | 0 | 0 | 0 | 0 | 0 | 0 | 0 | 0% | 0% | 0% | 0% | 0% | 0 | 0 | 0 | 0 | 0 | 0 | 0 | 0 | 0 | 0 | 0 | 0 | 0 | 0 | 0 | 0 | 0 | 0 | 0 | 0 | 0 | 0 | 0 | 0 | 0 | 0 | 0 | 0 | 0 | 0 | FALSE | 0% | 0% | 0% | 0% | 0% | 0% | FALSE | 0% | 0% | 0% | 0% | 0% | FALSE | 0% | 0% | 0% | 0% | 0% | 0% | 0% | 0% | N/A | N/A
| 591 | N/A | N/A | N/A | N/A | N/A | N/A | N/A | N/A | N/A | N/A | N/A | N/A | N/A | N/A | 0% | 0 | N/A | 0% | FALSE | 0 | 1 | N/A | N/A | N/A | N/A | N/A | FALSE | FALSE | TRUE | 0 | 0 | 0 | 0 | 0 | 0 | 0 | 0 | 0 | 0 | 0 | 0 | 0 | 0 | 0 | 0 | 0 | 0 | 0 | 0 | 0 | 0 | 0 | 0 | 0 | 0 | 0 | 0 | 0 | 0 | 0% | 0% | 0% | 0% | 0% | 0 | 0 | 0 | 0 | 0 | 0 | 0 | 0 | 0 | 0 | 0 | 0 | 0 | 0 | 0 | 0 | 0 | 0 | 0 | 0 | 0 | 0 | 0 | 0 | 0 | 0 | 0 | 0 | 0 | 0 | FALSE | 0% | 0% | 0% | 0% | 0% | 0% | FALSE | 0% | 0% | 0% | 0% | 0% | FALSE | 0% | 0% | 0% | 0% | 0% | 0% | 0% | 0% | N/A | N/A
| 592 | N/A | N/A | N/A | N/A | N/A | N/A | N/A | N/A | N/A | N/A | N/A | N/A | N/A | N/A | 0% | 0 | N/A | 0% | FALSE | 0 | 1 | N/A | N/A | N/A | N/A | N/A | FALSE | FALSE | TRUE | 0 | 0 | 0 | 0 | 0 | 0 | 0 | 0 | 0 | 0 | 0 | 0 | 0 | 0 | 0 | 0 | 0 | 0 | 0 | 0 | 0 | 0 | 0 | 0 | 0 | 0 | 0 | 0 | 0 | 0 | 0% | 0% | 0% | 0% | 0% | 0 | 0 | 0 | 0 | 0 | 0 | 0 | 0 | 0 | 0 | 0 | 0 | 0 | 0 | 0 | 0 | 0 | 0 | 0 | 0 | 0 | 0 | 0 | 0 | 0 | 0 | 0 | 0 | 0 | 0 | FALSE | 0% | 0% | 0% | 0% | 0% | 0% | FALSE | 0% | 0% | 0% | 0% | 0% | FALSE | 0% | 0% | 0% | 0% | 0% | 0% | 0% | 0% | N/A | N/A
| 593 | N/A | N/A | N/A | N/A | N/A | N/A | N/A | N/A | N/A | N/A | N/A | N/A | N/A | N/A | 0% | 0 | N/A | 0% | FALSE | 0 | 1 | N/A | N/A | N/A | N/A | N/A | FALSE | FALSE | TRUE | 0 | 0 | 0 | 0 | 0 | 0 | 0 | 0 | 0 | 0 | 0 | 0 | 0 | 0 | 0 | 0 | 0 | 0 | 0 | 0 | 0 | 0 | 0 | 0 | 0 | 0 | 0 | 0 | 0 | 0 | 0% | 0% | 0% | 0% | 0% | 0 | 0 | 0 | 0 | 0 | 0 | 0 | 0 | 0 | 0 | 0 | 0 | 0 | 0 | 0 | 0 | 0 | 0 | 0 | 0 | 0 | 0 | 0 | 0 | 0 | 0 | 0 | 0 | 0 | 0 | FALSE | 0% | 0% | 0% | 0% | 0% | 0% | FALSE | 0% | 0% | 0% | 0% | 0% | FALSE | 0% | 0% | 0% | 0% | 0% | 0% | 0% | 0% | N/A | N/A
| 594 | N/A | N/A | N/A | N/A | N/A | N/A | N/A | N/A | N/A | N/A | N/A | N/A | N/A | N/A | 0% | 0 | N/A | 0% | FALSE | 0 | 1 | N/A | N/A | N/A | N/A | N/A | FALSE | FALSE | TRUE | 0 | 0 | 0 | 0 | 0 | 0 | 0 | 0 | 0 | 0 | 0 | 0 | 0 | 0 | 0 | 0 | 0 | 0 | 0 | 0 | 0 | 0 | 0 | 0 | 0 | 0 | 0 | 0 | 0 | 0 | 0% | 0% | 0% | 0% | 0% | 0 | 0 | 0 | 0 | 0 | 0 | 0 | 0 | 0 | 0 | 0 | 0 | 0 | 0 | 0 | 0 | 0 | 0 | 0 | 0 | 0 | 0 | 0 | 0 | 0 | 0 | 0 | 0 | 0 | 0 | FALSE | 0% | 0% | 0% | 0% | 0% | 0% | FALSE | 0% | 0% | 0% | 0% | 0% | FALSE | 0% | 0% | 0% | 0% | 0% | 0% | 0% | 0% | N/A | N/A
| 595 | N/A | N/A | N/A | N/A | N/A | N/A | N/A | N/A | N/A | N/A | N/A | N/A | N/A | N/A | 0% | 0 | N/A | 0% | FALSE | 0 | 1 | N/A | N/A | N/A | N/A | N/A | FALSE | FALSE | TRUE | 0 | 0 | 0 | 0 | 0 | 0 | 0 | 0 | 0 | 0 | 0 | 0 | 0 | 0 | 0 | 0 | 0 | 0 | 0 | 0 | 0 | 0 | 0 | 0 | 0 | 0 | 0 | 0 | 0 | 0 | 0% | 0% | 0% | 0% | 0% | 0 | 0 | 0 | 0 | 0 | 0 | 0 | 0 | 0 | 0 | 0 | 0 | 0 | 0 | 0 | 0 | 0 | 0 | 0 | 0 | 0 | 0 | 0 | 0 | 0 | 0 | 0 | 0 | 0 | 0 | FALSE | 0% | 0% | 0% | 0% | 0% | 0% | FALSE | 0% | 0% | 0% | 0% | 0% | FALSE | 0% | 0% | 0% | 0% | 0% | 0% | 0% | 0% | N/A | N/A
| 596 | N/A | N/A | N/A | N/A | N/A | N/A | N/A | N/A | N/A | N/A | N/A | N/A | N/A | N/A | 0% | 0 | N/A | 0% | FALSE | 0 | 1 | N/A | N/A | N/A | N/A | N/A | FALSE | FALSE | TRUE | 0 | 0 | 0 | 0 | 0 | 0 | 0 | 0 | 0 | 0 | 0 | 0 | 0 | 0 | 0 | 0 | 0 | 0 | 0 | 0 | 0 | 0 | 0 | 0 | 0 | 0 | 0 | 0 | 0 | 0 | 0% | 0% | 0% | 0% | 0% | 0 | 0 | 0 | 0 | 0 | 0 | 0 | 0 | 0 | 0 | 0 | 0 | 0 | 0 | 0 | 0 | 0 | 0 | 0 | 0 | 0 | 0 | 0 | 0 | 0 | 0 | 0 | 0 | 0 | 0 | FALSE | 0% | 0% | 0% | 0% | 0% | 0% | FALSE | 0% | 0% | 0% | 0% | 0% | FALSE | 0% | 0% | 0% | 0% | 0% | 0% | 0% | 0% | N/A | N/A
| 597 | N/A | N/A | N/A | N/A | N/A | N/A | N/A | N/A | N/A | N/A | N/A | N/A | N/A | N/A | 0% | 0 | N/A | 0% | FALSE | 0 | 1 | N/A | N/A | N/A | N/A | N/A | FALSE | FALSE | TRUE | 0 | 0 | 0 | 0 | 0 | 0 | 0 | 0 | 0 | 0 | 0 | 0 | 0 | 0 | 0 | 0 | 0 | 0 | 0 | 0 | 0 | 0 | 0 | 0 | 0 | 0 | 0 | 0 | 0 | 0 | 0% | 0% | 0% | 0% | 0% | 0 | 0 | 0 | 0 | 0 | 0 | 0 | 0 | 0 | 0 | 0 | 0 | 0 | 0 | 0 | 0 | 0 | 0 | 0 | 0 | 0 | 0 | 0 | 0 | 0 | 0 | 0 | 0 | 0 | 0 | FALSE | 0% | 0% | 0% | 0% | 0% | 0% | FALSE | 0% | 0% | 0% | 0% | 0% | FALSE | 0% | 0% | 0% | 0% | 0% | 0% | 0% | 0% | N/A | N/A
| 598 | N/A | N/A | N/A | N/A | N/A | N/A | N/A | N/A | N/A | N/A | N/A | N/A | N/A | N/A | 0% | 0 | N/A | 0% | FALSE | 0 | 1 | N/A | N/A | N/A | N/A | N/A | FALSE | FALSE | TRUE | 0 | 0 | 0 | 0 | 0 | 0 | 0 | 0 | 0 | 0 | 0 | 0 | 0 | 0 | 0 | 0 | 0 | 0 | 0 | 0 | 0 | 0 | 0 | 0 | 0 | 0 | 0 | 0 | 0 | 0 | 0% | 0% | 0% | 0% | 0% | 0 | 0 | 0 | 0 | 0 | 0 | 0 | 0 | 0 | 0 | 0 | 0 | 0 | 0 | 0 | 0 | 0 | 0 | 0 | 0 | 0 | 0 | 0 | 0 | 0 | 0 | 0 | 0 | 0 | 0 | FALSE | 0% | 0% | 0% | 0% | 0% | 0% | FALSE | 0% | 0% | 0% | 0% | 0% | FALSE | 0% | 0% | 0% | 0% | 0% | 0% | 0% | 0% | N/A | N/A
| 599 | N/A | N/A | N/A | N/A | N/A | N/A | N/A | N/A | N/A | N/A | N/A | N/A | N/A | N/A | 0% | 0 | N/A | 0% | FALSE | 0 | 1 | N/A | N/A | N/A | N/A | N/A | FALSE | FALSE | TRUE | 0 | 0 | 0 | 0 | 0 | 0 | 0 | 0 | 0 | 0 | 0 | 0 | 0 | 0 | 0 | 0 | 0 | 0 | 0 | 0 | 0 | 0 | 0 | 0 | 0 | 0 | 0 | 0 | 0 | 0 | 0% | 0% | 0% | 0% | 0% | 0 | 0 | 0 | 0 | 0 | 0 | 0 | 0 | 0 | 0 | 0 | 0 | 0 | 0 | 0 | 0 | 0 | 0 | 0 | 0 | 0 | 0 | 0 | 0 | 0 | 0 | 0 | 0 | 0 | 0 | FALSE | 0% | 0% | 0% | 0% | 0% | 0% | FALSE | 0% | 0% | 0% | 0% | 0% | FALSE | 0% | 0% | 0% | 0% | 0% | 0% | 0% | 0% | N/A | N/A
| 600 | N/A | N/A | N/A | N/A | N/A | N/A | N/A | N/A | N/A | N/A | N/A | N/A | N/A | N/A | 0% | 0 | N/A | 0% | FALSE | 0 | 1 | N/A | N/A | N/A | N/A | N/A | FALSE | FALSE | TRUE | 0 | 0 | 0 | 0 | 0 | 0 | 0 | 0 | 0 | 0 | 0 | 0 | 0 | 0 | 0 | 0 | 0 | 0 | 0 | 0 | 0 | 0 | 0 | 0 | 0 | 0 | 0 | 0 | 0 | 0 | 0% | 0% | 0% | 0% | 0% | 0 | 0 | 0 | 0 | 0 | 0 | 0 | 0 | 0 | 0 | 0 | 0 | 0 | 0 | 0 | 0 | 0 | 0 | 0 | 0 | 0 | 0 | 0 | 0 | 0 | 0 | 0 | 0 | 0 | 0 | FALSE | 0% | 0% | 0% | 0% | 0% | 0% | FALSE | 0% | 0% | 0% | 0% | 0% | FALSE | 0% | 0% | 0% | 0% | 0% | 0% | 0% | 0% | N/A | N/A
| 601 | N/A | N/A | N/A | N/A | N/A | N/A | N/A | N/A | N/A | N/A | N/A | N/A | N/A | N/A | 0% | 0 | N/A | 0% | FALSE | 0 | 1 | N/A | N/A | N/A | N/A | N/A | FALSE | FALSE | TRUE | 0 | 0 | 0 | 0 | 0 | 0 | 0 | 0 | 0 | 0 | 0 | 0 | 0 | 0 | 0 | 0 | 0 | 0 | 0 | 0 | 0 | 0 | 0 | 0 | 0 | 0 | 0 | 0 | 0 | 0 | 0% | 0% | 0% | 0% | 0% | 0 | 0 | 0 | 0 | 0 | 0 | 0 | 0 | 0 | 0 | 0 | 0 | 0 | 0 | 0 | 0 | 0 | 0 | 0 | 0 | 0 | 0 | 0 | 0 | 0 | 0 | 0 | 0 | 0 | 0 | FALSE | 0% | 0% | 0% | 0% | 0% | 0% | FALSE | 0% | 0% | 0% | 0% | 0% | FALSE | 0% | 0% | 0% | 0% | 0% | 0% | 0% | 0% | N/A | N/A
| 602 | N/A | N/A | N/A | N/A | N/A | N/A | N/A | N/A | N/A | N/A | N/A | N/A | N/A | N/A | 0% | 0 | N/A | 0% | FALSE | 0 | 1 | N/A | N/A | N/A | N/A | N/A | FALSE | FALSE | TRUE | 0 | 0 | 0 | 0 | 0 | 0 | 0 | 0 | 0 | 0 | 0 | 0 | 0 | 0 | 0 | 0 | 0 | 0 | 0 | 0 | 0 | 0 | 0 | 0 | 0 | 0 | 0 | 0 | 0 | 0 | 0% | 0% | 0% | 0% | 0% | 0 | 0 | 0 | 0 | 0 | 0 | 0 | 0 | 0 | 0 | 0 | 0 | 0 | 0 | 0 | 0 | 0 | 0 | 0 | 0 | 0 | 0 | 0 | 0 | 0 | 0 | 0 | 0 | 0 | 0 | FALSE | 0% | 0% | 0% | 0% | 0% | 0% | FALSE | 0% | 0% | 0% | 0% | 0% | FALSE | 0% | 0% | 0% | 0% | 0% | 0% | 0% | 0% | N/A | N/A
| 603 | N/A | N/A | N/A | N/A | N/A | N/A | N/A | N/A | N/A | N/A | N/A | N/A | N/A | N/A | 0% | 0 | N/A | 0% | FALSE | 0 | 1 | N/A | N/A | N/A | N/A | N/A | FALSE | FALSE | TRUE | 0 | 0 | 0 | 0 | 0 | 0 | 0 | 0 | 0 | 0 | 0 | 0 | 0 | 0 | 0 | 0 | 0 | 0 | 0 | 0 | 0 | 0 | 0 | 0 | 0 | 0 | 0 | 0 | 0 | 0 | 0% | 0% | 0% | 0% | 0% | 0 | 0 | 0 | 0 | 0 | 0 | 0 | 0 | 0 | 0 | 0 | 0 | 0 | 0 | 0 | 0 | 0 | 0 | 0 | 0 | 0 | 0 | 0 | 0 | 0 | 0 | 0 | 0 | 0 | 0 | FALSE | 0% | 0% | 0% | 0% | 0% | 0% | FALSE | 0% | 0% | 0% | 0% | 0% | FALSE | 0% | 0% | 0% | 0% | 0% | 0% | 0% | 0% | N/A | N/A
| 604 | N/A | N/A | N/A | N/A | N/A | N/A | N/A | N/A | N/A | N/A | N/A | N/A | N/A | N/A | 0% | 0 | N/A | 0% | FALSE | 0 | 1 | N/A | N/A | N/A | N/A | N/A | FALSE | FALSE | TRUE | 0 | 0 | 0 | 0 | 0 | 0 | 0 | 0 | 0 | 0 | 0 | 0 | 0 | 0 | 0 | 0 | 0 | 0 | 0 | 0 | 0 | 0 | 0 | 0 | 0 | 0 | 0 | 0 | 0 | 0 | 0% | 0% | 0% | 0% | 0% | 0 | 0 | 0 | 0 | 0 | 0 | 0 | 0 | 0 | 0 | 0 | 0 | 0 | 0 | 0 | 0 | 0 | 0 | 0 | 0 | 0 | 0 | 0 | 0 | 0 | 0 | 0 | 0 | 0 | 0 | FALSE | 0% | 0% | 0% | 0% | 0% | 0% | FALSE | 0% | 0% | 0% | 0% | 0% | FALSE | 0% | 0% | 0% | 0% | 0% | 0% | 0% | 0% | N/A | N/A
| 605 | N/A | N/A | N/A | N/A | N/A | N/A | N/A | N/A | N/A | N/A | N/A | N/A | N/A | N/A | 0% | 0 | N/A | 0% | FALSE | 0 | 1 | N/A | N/A | N/A | N/A | N/A | FALSE | FALSE | TRUE | 0 | 0 | 0 | 0 | 0 | 0 | 0 | 0 | 0 | 0 | 0 | 0 | 0 | 0 | 0 | 0 | 0 | 0 | 0 | 0 | 0 | 0 | 0 | 0 | 0 | 0 | 0 | 0 | 0 | 0 | 0% | 0% | 0% | 0% | 0% | 0 | 0 | 0 | 0 | 0 | 0 | 0 | 0 | 0 | 0 | 0 | 0 | 0 | 0 | 0 | 0 | 0 | 0 | 0 | 0 | 0 | 0 | 0 | 0 | 0 | 0 | 0 | 0 | 0 | 0 | FALSE | 0% | 0% | 0% | 0% | 0% | 0% | FALSE | 0% | 0% | 0% | 0% | 0% | FALSE | 0% | 0% | 0% | 0% | 0% | 0% | 0% | 0% | N/A | N/A
| 606 | N/A | N/A | N/A | N/A | N/A | N/A | N/A | N/A | N/A | N/A | N/A | N/A | N/A | N/A | 0% | 0 | N/A | 0% | FALSE | 0 | 1 | N/A | N/A | N/A | N/A | N/A | FALSE | FALSE | TRUE | 0 | 0 | 0 | 0 | 0 | 0 | 0 | 0 | 0 | 0 | 0 | 0 | 0 | 0 | 0 | 0 | 0 | 0 | 0 | 0 | 0 | 0 | 0 | 0 | 0 | 0 | 0 | 0 | 0 | 0 | 0% | 0% | 0% | 0% | 0% | 0 | 0 | 0 | 0 | 0 | 0 | 0 | 0 | 0 | 0 | 0 | 0 | 0 | 0 | 0 | 0 | 0 | 0 | 0 | 0 | 0 | 0 | 0 | 0 | 0 | 0 | 0 | 0 | 0 | 0 | FALSE | 0% | 0% | 0% | 0% | 0% | 0% | FALSE | 0% | 0% | 0% | 0% | 0% | FALSE | 0% | 0% | 0% | 0% | 0% | 0% | 0% | 0% | N/A | N/A
| 607 | N/A | N/A | N/A | N/A | N/A | N/A | N/A | N/A | N/A | N/A | N/A | N/A | N/A | N/A | 0% | 0 | N/A | 0% | FALSE | 0 | 1 | N/A | N/A | N/A | N/A | N/A | FALSE | FALSE | TRUE | 0 | 0 | 0 | 0 | 0 | 0 | 0 | 0 | 0 | 0 | 0 | 0 | 0 | 0 | 0 | 0 | 0 | 0 | 0 | 0 | 0 | 0 | 0 | 0 | 0 | 0 | 0 | 0 | 0 | 0 | 0% | 0% | 0% | 0% | 0% | 0 | 0 | 0 | 0 | 0 | 0 | 0 | 0 | 0 | 0 | 0 | 0 | 0 | 0 | 0 | 0 | 0 | 0 | 0 | 0 | 0 | 0 | 0 | 0 | 0 | 0 | 0 | 0 | 0 | 0 | FALSE | 0% | 0% | 0% | 0% | 0% | 0% | FALSE | 0% | 0% | 0% | 0% | 0% | FALSE | 0% | 0% | 0% | 0% | 0% | 0% | 0% | 0% | N/A | N/A
| 608 | N/A | N/A | N/A | N/A | N/A | N/A | N/A | N/A | N/A | N/A | N/A | N/A | N/A | N/A | 0% | 0 | N/A | 0% | FALSE | 0 | 1 | N/A | N/A | N/A | N/A | N/A | FALSE | FALSE | TRUE | 0 | 0 | 0 | 0 | 0 | 0 | 0 | 0 | 0 | 0 | 0 | 0 | 0 | 0 | 0 | 0 | 0 | 0 | 0 | 0 | 0 | 0 | 0 | 0 | 0 | 0 | 0 | 0 | 0 | 0 | 0% | 0% | 0% | 0% | 0% | 0 | 0 | 0 | 0 | 0 | 0 | 0 | 0 | 0 | 0 | 0 | 0 | 0 | 0 | 0 | 0 | 0 | 0 | 0 | 0 | 0 | 0 | 0 | 0 | 0 | 0 | 0 | 0 | 0 | 0 | FALSE | 0% | 0% | 0% | 0% | 0% | 0% | FALSE | 0% | 0% | 0% | 0% | 0% | FALSE | 0% | 0% | 0% | 0% | 0% | 0% | 0% | 0% | N/A | N/A
| 609 | N/A | N/A | N/A | N/A | N/A | N/A | N/A | N/A | N/A | N/A | N/A | N/A | N/A | N/A | 0% | 0 | N/A | 0% | FALSE | 0 | 1 | N/A | N/A | N/A | N/A | N/A | FALSE | FALSE | TRUE | 0 | 0 | 0 | 0 | 0 | 0 | 0 | 0 | 0 | 0 | 0 | 0 | 0 | 0 | 0 | 0 | 0 | 0 | 0 | 0 | 0 | 0 | 0 | 0 | 0 | 0 | 0 | 0 | 0 | 0 | 0% | 0% | 0% | 0% | 0% | 0 | 0 | 0 | 0 | 0 | 0 | 0 | 0 | 0 | 0 | 0 | 0 | 0 | 0 | 0 | 0 | 0 | 0 | 0 | 0 | 0 | 0 | 0 | 0 | 0 | 0 | 0 | 0 | 0 | 0 | FALSE | 0% | 0% | 0% | 0% | 0% | 0% | FALSE | 0% | 0% | 0% | 0% | 0% | FALSE | 0% | 0% | 0% | 0% | 0% | 0% | 0% | 0% | N/A | N/A
| 610 | N/A | N/A | N/A | N/A | N/A | N/A | N/A | N/A | N/A | N/A | N/A | N/A | N/A | N/A | 0% | 0 | N/A | 0% | FALSE | 0 | 1 | N/A | N/A | N/A | N/A | N/A | FALSE | FALSE | TRUE | 0 | 0 | 0 | 0 | 0 | 0 | 0 | 0 | 0 | 0 | 0 | 0 | 0 | 0 | 0 | 0 | 0 | 0 | 0 | 0 | 0 | 0 | 0 | 0 | 0 | 0 | 0 | 0 | 0 | 0 | 0% | 0% | 0% | 0% | 0% | 0 | 0 | 0 | 0 | 0 | 0 | 0 | 0 | 0 | 0 | 0 | 0 | 0 | 0 | 0 | 0 | 0 | 0 | 0 | 0 | 0 | 0 | 0 | 0 | 0 | 0 | 0 | 0 | 0 | 0 | FALSE | 0% | 0% | 0% | 0% | 0% | 0% | FALSE | 0% | 0% | 0% | 0% | 0% | FALSE | 0% | 0% | 0% | 0% | 0% | 0% | 0% | 0% | N/A | N/A
| 611 | N/A | N/A | N/A | N/A | N/A | N/A | N/A | N/A | N/A | N/A | N/A | N/A | N/A | N/A | 0% | 0 | N/A | 0% | FALSE | 0 | 1 | N/A | N/A | N/A | N/A | N/A | FALSE | FALSE | TRUE | 0 | 0 | 0 | 0 | 0 | 0 | 0 | 0 | 0 | 0 | 0 | 0 | 0 | 0 | 0 | 0 | 0 | 0 | 0 | 0 | 0 | 0 | 0 | 0 | 0 | 0 | 0 | 0 | 0 | 0 | 0% | 0% | 0% | 0% | 0% | 0 | 0 | 0 | 0 | 0 | 0 | 0 | 0 | 0 | 0 | 0 | 0 | 0 | 0 | 0 | 0 | 0 | 0 | 0 | 0 | 0 | 0 | 0 | 0 | 0 | 0 | 0 | 0 | 0 | 0 | FALSE | 0% | 0% | 0% | 0% | 0% | 0% | FALSE | 0% | 0% | 0% | 0% | 0% | FALSE | 0% | 0% | 0% | 0% | 0% | 0% | 0% | 0% | N/A | N/A
| 612 | N/A | N/A | N/A | N/A | N/A | N/A | N/A | N/A | N/A | N/A | N/A | N/A | N/A | N/A | 0% | 0 | N/A | 0% | FALSE | 0 | 1 | N/A | N/A | N/A | N/A | N/A | FALSE | FALSE | TRUE | 0 | 0 | 0 | 0 | 0 | 0 | 0 | 0 | 0 | 0 | 0 | 0 | 0 | 0 | 0 | 0 | 0 | 0 | 0 | 0 | 0 | 0 | 0 | 0 | 0 | 0 | 0 | 0 | 0 | 0 | 0% | 0% | 0% | 0% | 0% | 0 | 0 | 0 | 0 | 0 | 0 | 0 | 0 | 0 | 0 | 0 | 0 | 0 | 0 | 0 | 0 | 0 | 0 | 0 | 0 | 0 | 0 | 0 | 0 | 0 | 0 | 0 | 0 | 0 | 0 | FALSE | 0% | 0% | 0% | 0% | 0% | 0% | FALSE | 0% | 0% | 0% | 0% | 0% | FALSE | 0% | 0% | 0% | 0% | 0% | 0% | 0% | 0% | N/A | N/A
| 613 | N/A | N/A | N/A | N/A | N/A | N/A | N/A | N/A | N/A | N/A | N/A | N/A | N/A | N/A | 0% | 0 | N/A | 0% | FALSE | 0 | 1 | N/A | N/A | N/A | N/A | N/A | FALSE | FALSE | TRUE | 0 | 0 | 0 | 0 | 0 | 0 | 0 | 0 | 0 | 0 | 0 | 0 | 0 | 0 | 0 | 0 | 0 | 0 | 0 | 0 | 0 | 0 | 0 | 0 | 0 | 0 | 0 | 0 | 0 | 0 | 0% | 0% | 0% | 0% | 0% | 0 | 0 | 0 | 0 | 0 | 0 | 0 | 0 | 0 | 0 | 0 | 0 | 0 | 0 | 0 | 0 | 0 | 0 | 0 | 0 | 0 | 0 | 0 | 0 | 0 | 0 | 0 | 0 | 0 | 0 | FALSE | 0% | 0% | 0% | 0% | 0% | 0% | FALSE | 0% | 0% | 0% | 0% | 0% | FALSE | 0% | 0% | 0% | 0% | 0% | 0% | 0% | 0% | N/A | N/A
| 614 | N/A | N/A | N/A | N/A | N/A | N/A | N/A | N/A | N/A | N/A | N/A | N/A | N/A | N/A | 0% | 0 | N/A | 0% | FALSE | 0 | 1 | N/A | N/A | N/A | N/A | N/A | FALSE | FALSE | TRUE | 0 | 0 | 0 | 0 | 0 | 0 | 0 | 0 | 0 | 0 | 0 | 0 | 0 | 0 | 0 | 0 | 0 | 0 | 0 | 0 | 0 | 0 | 0 | 0 | 0 | 0 | 0 | 0 | 0 | 0 | 0% | 0% | 0% | 0% | 0% | 0 | 0 | 0 | 0 | 0 | 0 | 0 | 0 | 0 | 0 | 0 | 0 | 0 | 0 | 0 | 0 | 0 | 0 | 0 | 0 | 0 | 0 | 0 | 0 | 0 | 0 | 0 | 0 | 0 | 0 | FALSE | 0% | 0% | 0% | 0% | 0% | 0% | FALSE | 0% | 0% | 0% | 0% | 0% | FALSE | 0% | 0% | 0% | 0% | 0% | 0% | 0% | 0% | N/A | N/A
| 615 | N/A | N/A | N/A | N/A | N/A | N/A | N/A | N/A | N/A | N/A | N/A | N/A | N/A | N/A | 0% | 0 | N/A | 0% | FALSE | 0 | 1 | N/A | N/A | N/A | N/A | N/A | FALSE | FALSE | TRUE | 0 | 0 | 0 | 0 | 0 | 0 | 0 | 0 | 0 | 0 | 0 | 0 | 0 | 0 | 0 | 0 | 0 | 0 | 0 | 0 | 0 | 0 | 0 | 0 | 0 | 0 | 0 | 0 | 0 | 0 | 0% | 0% | 0% | 0% | 0% | 0 | 0 | 0 | 0 | 0 | 0 | 0 | 0 | 0 | 0 | 0 | 0 | 0 | 0 | 0 | 0 | 0 | 0 | 0 | 0 | 0 | 0 | 0 | 0 | 0 | 0 | 0 | 0 | 0 | 0 | FALSE | 0% | 0% | 0% | 0% | 0% | 0% | FALSE | 0% | 0% | 0% | 0% | 0% | FALSE | 0% | 0% | 0% | 0% | 0% | 0% | 0% | 0% | N/A | N/A
| 616 | N/A | N/A | N/A | N/A | N/A | N/A | N/A | N/A | N/A | N/A | N/A | N/A | N/A | N/A | 0% | 0 | N/A | 0% | FALSE | 0 | 1 | N/A | N/A | N/A | N/A | N/A | FALSE | FALSE | TRUE | 0 | 0 | 0 | 0 | 0 | 0 | 0 | 0 | 0 | 0 | 0 | 0 | 0 | 0 | 0 | 0 | 0 | 0 | 0 | 0 | 0 | 0 | 0 | 0 | 0 | 0 | 0 | 0 | 0 | 0 | 0% | 0% | 0% | 0% | 0% | 0 | 0 | 0 | 0 | 0 | 0 | 0 | 0 | 0 | 0 | 0 | 0 | 0 | 0 | 0 | 0 | 0 | 0 | 0 | 0 | 0 | 0 | 0 | 0 | 0 | 0 | 0 | 0 | 0 | 0 | FALSE | 0% | 0% | 0% | 0% | 0% | 0% | FALSE | 0% | 0% | 0% | 0% | 0% | FALSE | 0% | 0% | 0% | 0% | 0% | 0% | 0% | 0% | N/A | N/A
| 617 | N/A | N/A | N/A | N/A | N/A | N/A | N/A | N/A | N/A | N/A | N/A | N/A | N/A | N/A | 0% | 0 | N/A | 0% | FALSE | 0 | 1 | N/A | N/A | N/A | N/A | N/A | FALSE | FALSE | TRUE | 0 | 0 | 0 | 0 | 0 | 0 | 0 | 0 | 0 | 0 | 0 | 0 | 0 | 0 | 0 | 0 | 0 | 0 | 0 | 0 | 0 | 0 | 0 | 0 | 0 | 0 | 0 | 0 | 0 | 0 | 0% | 0% | 0% | 0% | 0% | 0 | 0 | 0 | 0 | 0 | 0 | 0 | 0 | 0 | 0 | 0 | 0 | 0 | 0 | 0 | 0 | 0 | 0 | 0 | 0 | 0 | 0 | 0 | 0 | 0 | 0 | 0 | 0 | 0 | 0 | FALSE | 0% | 0% | 0% | 0% | 0% | 0% | FALSE | 0% | 0% | 0% | 0% | 0% | FALSE | 0% | 0% | 0% | 0% | 0% | 0% | 0% | 0% | N/A | N/A
| 618 | N/A | N/A | N/A | N/A | N/A | N/A | N/A | N/A | N/A | N/A | N/A | N/A | N/A | N/A | 0% | 0 | N/A | 0% | FALSE | 0 | 1 | N/A | N/A | N/A | N/A | N/A | FALSE | FALSE | TRUE | 0 | 0 | 0 | 0 | 0 | 0 | 0 | 0 | 0 | 0 | 0 | 0 | 0 | 0 | 0 | 0 | 0 | 0 | 0 | 0 | 0 | 0 | 0 | 0 | 0 | 0 | 0 | 0 | 0 | 0 | 0% | 0% | 0% | 0% | 0% | 0 | 0 | 0 | 0 | 0 | 0 | 0 | 0 | 0 | 0 | 0 | 0 | 0 | 0 | 0 | 0 | 0 | 0 | 0 | 0 | 0 | 0 | 0 | 0 | 0 | 0 | 0 | 0 | 0 | 0 | FALSE | 0% | 0% | 0% | 0% | 0% | 0% | FALSE | 0% | 0% | 0% | 0% | 0% | FALSE | 0% | 0% | 0% | 0% | 0% | 0% | 0% | 0% | N/A | N/A
| 619 | N/A | N/A | N/A | N/A | N/A | N/A | N/A | N/A | N/A | N/A | N/A | N/A | N/A | N/A | 0% | 0 | N/A | 0% | FALSE | 0 | 1 | N/A | N/A | N/A | N/A | N/A | FALSE | FALSE | TRUE | 0 | 0 | 0 | 0 | 0 | 0 | 0 | 0 | 0 | 0 | 0 | 0 | 0 | 0 | 0 | 0 | 0 | 0 | 0 | 0 | 0 | 0 | 0 | 0 | 0 | 0 | 0 | 0 | 0 | 0 | 0% | 0% | 0% | 0% | 0% | 0 | 0 | 0 | 0 | 0 | 0 | 0 | 0 | 0 | 0 | 0 | 0 | 0 | 0 | 0 | 0 | 0 | 0 | 0 | 0 | 0 | 0 | 0 | 0 | 0 | 0 | 0 | 0 | 0 | 0 | FALSE | 0% | 0% | 0% | 0% | 0% | 0% | FALSE | 0% | 0% | 0% | 0% | 0% | FALSE | 0% | 0% | 0% | 0% | 0% | 0% | 0% | 0% | N/A | N/A
| 620 | N/A | N/A | N/A | N/A | N/A | N/A | N/A | N/A | N/A | N/A | N/A | N/A | N/A | N/A | 0% | 0 | N/A | 0% | FALSE | 0 | 1 | N/A | N/A | N/A | N/A | N/A | FALSE | FALSE | TRUE | 0 | 0 | 0 | 0 | 0 | 0 | 0 | 0 | 0 | 0 | 0 | 0 | 0 | 0 | 0 | 0 | 0 | 0 | 0 | 0 | 0 | 0 | 0 | 0 | 0 | 0 | 0 | 0 | 0 | 0 | 0% | 0% | 0% | 0% | 0% | 0 | 0 | 0 | 0 | 0 | 0 | 0 | 0 | 0 | 0 | 0 | 0 | 0 | 0 | 0 | 0 | 0 | 0 | 0 | 0 | 0 | 0 | 0 | 0 | 0 | 0 | 0 | 0 | 0 | 0 | FALSE | 0% | 0% | 0% | 0% | 0% | 0% | FALSE | 0% | 0% | 0% | 0% | 0% | FALSE | 0% | 0% | 0% | 0% | 0% | 0% | 0% | 0% | N/A | N/A
| 621 | N/A | N/A | N/A | N/A | N/A | N/A | N/A | N/A | N/A | N/A | N/A | N/A | N/A | N/A | 0% | 0 | N/A | 0% | FALSE | 0 | 1 | N/A | N/A | N/A | N/A | N/A | FALSE | FALSE | TRUE | 0 | 0 | 0 | 0 | 0 | 0 | 0 | 0 | 0 | 0 | 0 | 0 | 0 | 0 | 0 | 0 | 0 | 0 | 0 | 0 | 0 | 0 | 0 | 0 | 0 | 0 | 0 | 0 | 0 | 0 | 0% | 0% | 0% | 0% | 0% | 0 | 0 | 0 | 0 | 0 | 0 | 0 | 0 | 0 | 0 | 0 | 0 | 0 | 0 | 0 | 0 | 0 | 0 | 0 | 0 | 0 | 0 | 0 | 0 | 0 | 0 | 0 | 0 | 0 | 0 | FALSE | 0% | 0% | 0% | 0% | 0% | 0% | FALSE | 0% | 0% | 0% | 0% | 0% | FALSE | 0% | 0% | 0% | 0% | 0% | 0% | 0% | 0% | N/A | N/A
| 622 | N/A | N/A | N/A | N/A | N/A | N/A | N/A | N/A | N/A | N/A | N/A | N/A | N/A | N/A | 0% | 0 | N/A | 0% | FALSE | 0 | 1 | N/A | N/A | N/A | N/A | N/A | FALSE | FALSE | TRUE | 0 | 0 | 0 | 0 | 0 | 0 | 0 | 0 | 0 | 0 | 0 | 0 | 0 | 0 | 0 | 0 | 0 | 0 | 0 | 0 | 0 | 0 | 0 | 0 | 0 | 0 | 0 | 0 | 0 | 0 | 0% | 0% | 0% | 0% | 0% | 0 | 0 | 0 | 0 | 0 | 0 | 0 | 0 | 0 | 0 | 0 | 0 | 0 | 0 | 0 | 0 | 0 | 0 | 0 | 0 | 0 | 0 | 0 | 0 | 0 | 0 | 0 | 0 | 0 | 0 | FALSE | 0% | 0% | 0% | 0% | 0% | 0% | FALSE | 0% | 0% | 0% | 0% | 0% | FALSE | 0% | 0% | 0% | 0% | 0% | 0% | 0% | 0% | N/A | N/A
| 623 | N/A | N/A | N/A | N/A | N/A | N/A | N/A | N/A | N/A | N/A | N/A | N/A | N/A | N/A | 0% | 0 | N/A | 0% | FALSE | 0 | 1 | N/A | N/A | N/A | N/A | N/A | FALSE | FALSE | TRUE | 0 | 0 | 0 | 0 | 0 | 0 | 0 | 0 | 0 | 0 | 0 | 0 | 0 | 0 | 0 | 0 | 0 | 0 | 0 | 0 | 0 | 0 | 0 | 0 | 0 | 0 | 0 | 0 | 0 | 0 | 0% | 0% | 0% | 0% | 0% | 0 | 0 | 0 | 0 | 0 | 0 | 0 | 0 | 0 | 0 | 0 | 0 | 0 | 0 | 0 | 0 | 0 | 0 | 0 | 0 | 0 | 0 | 0 | 0 | 0 | 0 | 0 | 0 | 0 | 0 | FALSE | 0% | 0% | 0% | 0% | 0% | 0% | FALSE | 0% | 0% | 0% | 0% | 0% | FALSE | 0% | 0% | 0% | 0% | 0% | 0% | 0% | 0% | N/A | N/A
| 624 | N/A | N/A | N/A | N/A | N/A | N/A | N/A | N/A | N/A | N/A | N/A | N/A | N/A | N/A | 0% | 0 | N/A | 0% | FALSE | 0 | 1 | N/A | N/A | N/A | N/A | N/A | FALSE | FALSE | TRUE | 0 | 0 | 0 | 0 | 0 | 0 | 0 | 0 | 0 | 0 | 0 | 0 | 0 | 0 | 0 | 0 | 0 | 0 | 0 | 0 | 0 | 0 | 0 | 0 | 0 | 0 | 0 | 0 | 0 | 0 | 0% | 0% | 0% | 0% | 0% | 0 | 0 | 0 | 0 | 0 | 0 | 0 | 0 | 0 | 0 | 0 | 0 | 0 | 0 | 0 | 0 | 0 | 0 | 0 | 0 | 0 | 0 | 0 | 0 | 0 | 0 | 0 | 0 | 0 | 0 | FALSE | 0% | 0% | 0% | 0% | 0% | 0% | FALSE | 0% | 0% | 0% | 0% | 0% | FALSE | 0% | 0% | 0% | 0% | 0% | 0% | 0% | 0% | N/A | N/A
| 625 | N/A | N/A | N/A | N/A | N/A | N/A | N/A | N/A | N/A | N/A | N/A | N/A | N/A | N/A | 0% | 0 | N/A | 0% | FALSE | 0 | 1 | N/A | N/A | N/A | N/A | N/A | FALSE | FALSE | TRUE | 0 | 0 | 0 | 0 | 0 | 0 | 0 | 0 | 0 | 0 | 0 | 0 | 0 | 0 | 0 | 0 | 0 | 0 | 0 | 0 | 0 | 0 | 0 | 0 | 0 | 0 | 0 | 0 | 0 | 0 | 0% | 0% | 0% | 0% | 0% | 0 | 0 | 0 | 0 | 0 | 0 | 0 | 0 | 0 | 0 | 0 | 0 | 0 | 0 | 0 | 0 | 0 | 0 | 0 | 0 | 0 | 0 | 0 | 0 | 0 | 0 | 0 | 0 | 0 | 0 | FALSE | 0% | 0% | 0% | 0% | 0% | 0% | FALSE | 0% | 0% | 0% | 0% | 0% | FALSE | 0% | 0% | 0% | 0% | 0% | 0% | 0% | 0% | N/A | N/A
| 626 | N/A | N/A | N/A | N/A | N/A | N/A | N/A | N/A | N/A | N/A | N/A | N/A | N/A | N/A | 0% | 0 | N/A | 0% | FALSE | 0 | 1 | N/A | N/A | N/A | N/A | N/A | FALSE | FALSE | TRUE | 0 | 0 | 0 | 0 | 0 | 0 | 0 | 0 | 0 | 0 | 0 | 0 | 0 | 0 | 0 | 0 | 0 | 0 | 0 | 0 | 0 | 0 | 0 | 0 | 0 | 0 | 0 | 0 | 0 | 0 | 0% | 0% | 0% | 0% | 0% | 0 | 0 | 0 | 0 | 0 | 0 | 0 | 0 | 0 | 0 | 0 | 0 | 0 | 0 | 0 | 0 | 0 | 0 | 0 | 0 | 0 | 0 | 0 | 0 | 0 | 0 | 0 | 0 | 0 | 0 | FALSE | 0% | 0% | 0% | 0% | 0% | 0% | FALSE | 0% | 0% | 0% | 0% | 0% | FALSE | 0% | 0% | 0% | 0% | 0% | 0% | 0% | 0% | N/A | N/A
| 627 | N/A | N/A | N/A | N/A | N/A | N/A | N/A | N/A | N/A | N/A | N/A | N/A | N/A | N/A | 0% | 0 | N/A | 0% | FALSE | 0 | 1 | N/A | N/A | N/A | N/A | N/A | FALSE | FALSE | TRUE | 0 | 0 | 0 | 0 | 0 | 0 | 0 | 0 | 0 | 0 | 0 | 0 | 0 | 0 | 0 | 0 | 0 | 0 | 0 | 0 | 0 | 0 | 0 | 0 | 0 | 0 | 0 | 0 | 0 | 0 | 0% | 0% | 0% | 0% | 0% | 0 | 0 | 0 | 0 | 0 | 0 | 0 | 0 | 0 | 0 | 0 | 0 | 0 | 0 | 0 | 0 | 0 | 0 | 0 | 0 | 0 | 0 | 0 | 0 | 0 | 0 | 0 | 0 | 0 | 0 | FALSE | 0% | 0% | 0% | 0% | 0% | 0% | FALSE | 0% | 0% | 0% | 0% | 0% | FALSE | 0% | 0% | 0% | 0% | 0% | 0% | 0% | 0% | N/A | N/A
| 628 | N/A | N/A | N/A | N/A | N/A | N/A | N/A | N/A | N/A | N/A | N/A | N/A | N/A | N/A | 0% | 0 | N/A | 0% | FALSE | 0 | 1 | N/A | N/A | N/A | N/A | N/A | FALSE | FALSE | TRUE | 0 | 0 | 0 | 0 | 0 | 0 | 0 | 0 | 0 | 0 | 0 | 0 | 0 | 0 | 0 | 0 | 0 | 0 | 0 | 0 | 0 | 0 | 0 | 0 | 0 | 0 | 0 | 0 | 0 | 0 | 0% | 0% | 0% | 0% | 0% | 0 | 0 | 0 | 0 | 0 | 0 | 0 | 0 | 0 | 0 | 0 | 0 | 0 | 0 | 0 | 0 | 0 | 0 | 0 | 0 | 0 | 0 | 0 | 0 | 0 | 0 | 0 | 0 | 0 | 0 | FALSE | 0% | 0% | 0% | 0% | 0% | 0% | FALSE | 0% | 0% | 0% | 0% | 0% | FALSE | 0% | 0% | 0% | 0% | 0% | 0% | 0% | 0% | N/A | N/A
| 629 | N/A | N/A | N/A | N/A | N/A | N/A | N/A | N/A | N/A | N/A | N/A | N/A | N/A | N/A | 0% | 0 | N/A | 0% | FALSE | 0 | 1 | N/A | N/A | N/A | N/A | N/A | FALSE | FALSE | TRUE | 0 | 0 | 0 | 0 | 0 | 0 | 0 | 0 | 0 | 0 | 0 | 0 | 0 | 0 | 0 | 0 | 0 | 0 | 0 | 0 | 0 | 0 | 0 | 0 | 0 | 0 | 0 | 0 | 0 | 0 | 0% | 0% | 0% | 0% | 0% | 0 | 0 | 0 | 0 | 0 | 0 | 0 | 0 | 0 | 0 | 0 | 0 | 0 | 0 | 0 | 0 | 0 | 0 | 0 | 0 | 0 | 0 | 0 | 0 | 0 | 0 | 0 | 0 | 0 | 0 | FALSE | 0% | 0% | 0% | 0% | 0% | 0% | FALSE | 0% | 0% | 0% | 0% | 0% | FALSE | 0% | 0% | 0% | 0% | 0% | 0% | 0% | 0% | N/A | N/A
| 630 | N/A | N/A | N/A | N/A | N/A | N/A | N/A | N/A | N/A | N/A | N/A | N/A | N/A | N/A | 0% | 0 | N/A | 0% | FALSE | 0 | 1 | N/A | N/A | N/A | N/A | N/A | FALSE | FALSE | TRUE | 0 | 0 | 0 | 0 | 0 | 0 | 0 | 0 | 0 | 0 | 0 | 0 | 0 | 0 | 0 | 0 | 0 | 0 | 0 | 0 | 0 | 0 | 0 | 0 | 0 | 0 | 0 | 0 | 0 | 0 | 0% | 0% | 0% | 0% | 0% | 0 | 0 | 0 | 0 | 0 | 0 | 0 | 0 | 0 | 0 | 0 | 0 | 0 | 0 | 0 | 0 | 0 | 0 | 0 | 0 | 0 | 0 | 0 | 0 | 0 | 0 | 0 | 0 | 0 | 0 | FALSE | 0% | 0% | 0% | 0% | 0% | 0% | FALSE | 0% | 0% | 0% | 0% | 0% | FALSE | 0% | 0% | 0% | 0% | 0% | 0% | 0% | 0% | N/A | N/A
| 631 | N/A | N/A | N/A | N/A | N/A | N/A | N/A | N/A | N/A | N/A | N/A | N/A | N/A | N/A | 0% | 0 | N/A | 0% | FALSE | 0 | 1 | N/A | N/A | N/A | N/A | N/A | FALSE | FALSE | TRUE | 0 | 0 | 0 | 0 | 0 | 0 | 0 | 0 | 0 | 0 | 0 | 0 | 0 | 0 | 0 | 0 | 0 | 0 | 0 | 0 | 0 | 0 | 0 | 0 | 0 | 0 | 0 | 0 | 0 | 0 | 0% | 0% | 0% | 0% | 0% | 0 | 0 | 0 | 0 | 0 | 0 | 0 | 0 | 0 | 0 | 0 | 0 | 0 | 0 | 0 | 0 | 0 | 0 | 0 | 0 | 0 | 0 | 0 | 0 | 0 | 0 | 0 | 0 | 0 | 0 | FALSE | 0% | 0% | 0% | 0% | 0% | 0% | FALSE | 0% | 0% | 0% | 0% | 0% | FALSE | 0% | 0% | 0% | 0% | 0% | 0% | 0% | 0% | N/A | N/A
| 632 | N/A | N/A | N/A | N/A | N/A | N/A | N/A | N/A | N/A | N/A | N/A | N/A | N/A | N/A | 0% | 0 | N/A | 0% | FALSE | 0 | 1 | N/A | N/A | N/A | N/A | N/A | FALSE | FALSE | TRUE | 0 | 0 | 0 | 0 | 0 | 0 | 0 | 0 | 0 | 0 | 0 | 0 | 0 | 0 | 0 | 0 | 0 | 0 | 0 | 0 | 0 | 0 | 0 | 0 | 0 | 0 | 0 | 0 | 0 | 0 | 0% | 0% | 0% | 0% | 0% | 0 | 0 | 0 | 0 | 0 | 0 | 0 | 0 | 0 | 0 | 0 | 0 | 0 | 0 | 0 | 0 | 0 | 0 | 0 | 0 | 0 | 0 | 0 | 0 | 0 | 0 | 0 | 0 | 0 | 0 | FALSE | 0% | 0% | 0% | 0% | 0% | 0% | FALSE | 0% | 0% | 0% | 0% | 0% | FALSE | 0% | 0% | 0% | 0% | 0% | 0% | 0% | 0% | N/A | N/A
| 633 | N/A | N/A | N/A | N/A | N/A | N/A | N/A | N/A | N/A | N/A | N/A | N/A | N/A | N/A | 0% | 0 | N/A | 0% | FALSE | 0 | 1 | N/A | N/A | N/A | N/A | N/A | FALSE | FALSE | TRUE | 0 | 0 | 0 | 0 | 0 | 0 | 0 | 0 | 0 | 0 | 0 | 0 | 0 | 0 | 0 | 0 | 0 | 0 | 0 | 0 | 0 | 0 | 0 | 0 | 0 | 0 | 0 | 0 | 0 | 0 | 0% | 0% | 0% | 0% | 0% | 0 | 0 | 0 | 0 | 0 | 0 | 0 | 0 | 0 | 0 | 0 | 0 | 0 | 0 | 0 | 0 | 0 | 0 | 0 | 0 | 0 | 0 | 0 | 0 | 0 | 0 | 0 | 0 | 0 | 0 | FALSE | 0% | 0% | 0% | 0% | 0% | 0% | FALSE | 0% | 0% | 0% | 0% | 0% | FALSE | 0% | 0% | 0% | 0% | 0% | 0% | 0% | 0% | N/A | N/A
| 634 | N/A | N/A | N/A | N/A | N/A | N/A | N/A | N/A | N/A | N/A | N/A | N/A | N/A | N/A | 0% | 0 | N/A | 0% | FALSE | 0 | 1 | N/A | N/A | N/A | N/A | N/A | FALSE | FALSE | TRUE | 0 | 0 | 0 | 0 | 0 | 0 | 0 | 0 | 0 | 0 | 0 | 0 | 0 | 0 | 0 | 0 | 0 | 0 | 0 | 0 | 0 | 0 | 0 | 0 | 0 | 0 | 0 | 0 | 0 | 0 | 0% | 0% | 0% | 0% | 0% | 0 | 0 | 0 | 0 | 0 | 0 | 0 | 0 | 0 | 0 | 0 | 0 | 0 | 0 | 0 | 0 | 0 | 0 | 0 | 0 | 0 | 0 | 0 | 0 | 0 | 0 | 0 | 0 | 0 | 0 | FALSE | 0% | 0% | 0% | 0% | 0% | 0% | FALSE | 0% | 0% | 0% | 0% | 0% | FALSE | 0% | 0% | 0% | 0% | 0% | 0% | 0% | 0% | N/A | N/A
| 635 | N/A | N/A | N/A | N/A | N/A | N/A | N/A | N/A | N/A | N/A | N/A | N/A | N/A | N/A | 0% | 0 | N/A | 0% | FALSE | 0 | 1 | N/A | N/A | N/A | N/A | N/A | FALSE | FALSE | TRUE | 0 | 0 | 0 | 0 | 0 | 0 | 0 | 0 | 0 | 0 | 0 | 0 | 0 | 0 | 0 | 0 | 0 | 0 | 0 | 0 | 0 | 0 | 0 | 0 | 0 | 0 | 0 | 0 | 0 | 0 | 0% | 0% | 0% | 0% | 0% | 0 | 0 | 0 | 0 | 0 | 0 | 0 | 0 | 0 | 0 | 0 | 0 | 0 | 0 | 0 | 0 | 0 | 0 | 0 | 0 | 0 | 0 | 0 | 0 | 0 | 0 | 0 | 0 | 0 | 0 | FALSE | 0% | 0% | 0% | 0% | 0% | 0% | FALSE | 0% | 0% | 0% | 0% | 0% | FALSE | 0% | 0% | 0% | 0% | 0% | 0% | 0% | 0% | N/A | N/A
| 636 | N/A | N/A | N/A | N/A | N/A | N/A | N/A | N/A | N/A | N/A | N/A | N/A | N/A | N/A | 0% | 0 | N/A | 0% | FALSE | 0 | 1 | N/A | N/A | N/A | N/A | N/A | FALSE | FALSE | TRUE | 0 | 0 | 0 | 0 | 0 | 0 | 0 | 0 | 0 | 0 | 0 | 0 | 0 | 0 | 0 | 0 | 0 | 0 | 0 | 0 | 0 | 0 | 0 | 0 | 0 | 0 | 0 | 0 | 0 | 0 | 0% | 0% | 0% | 0% | 0% | 0 | 0 | 0 | 0 | 0 | 0 | 0 | 0 | 0 | 0 | 0 | 0 | 0 | 0 | 0 | 0 | 0 | 0 | 0 | 0 | 0 | 0 | 0 | 0 | 0 | 0 | 0 | 0 | 0 | 0 | FALSE | 0% | 0% | 0% | 0% | 0% | 0% | FALSE | 0% | 0% | 0% | 0% | 0% | FALSE | 0% | 0% | 0% | 0% | 0% | 0% | 0% | 0% | N/A | N/A
| 637 | N/A | N/A | N/A | N/A | N/A | N/A | N/A | N/A | N/A | N/A | N/A | N/A | N/A | N/A | 0% | 0 | N/A | 0% | FALSE | 0 | 1 | N/A | N/A | N/A | N/A | N/A | FALSE | FALSE | TRUE | 0 | 0 | 0 | 0 | 0 | 0 | 0 | 0 | 0 | 0 | 0 | 0 | 0 | 0 | 0 | 0 | 0 | 0 | 0 | 0 | 0 | 0 | 0 | 0 | 0 | 0 | 0 | 0 | 0 | 0 | 0% | 0% | 0% | 0% | 0% | 0 | 0 | 0 | 0 | 0 | 0 | 0 | 0 | 0 | 0 | 0 | 0 | 0 | 0 | 0 | 0 | 0 | 0 | 0 | 0 | 0 | 0 | 0 | 0 | 0 | 0 | 0 | 0 | 0 | 0 | FALSE | 0% | 0% | 0% | 0% | 0% | 0% | FALSE | 0% | 0% | 0% | 0% | 0% | FALSE | 0% | 0% | 0% | 0% | 0% | 0% | 0% | 0% | N/A | N/A
| 638 | N/A | N/A | N/A | N/A | N/A | N/A | N/A | N/A | N/A | N/A | N/A | N/A | N/A | N/A | 0% | 0 | N/A | 0% | FALSE | 0 | 1 | N/A | N/A | N/A | N/A | N/A | FALSE | FALSE | TRUE | 0 | 0 | 0 | 0 | 0 | 0 | 0 | 0 | 0 | 0 | 0 | 0 | 0 | 0 | 0 | 0 | 0 | 0 | 0 | 0 | 0 | 0 | 0 | 0 | 0 | 0 | 0 | 0 | 0 | 0 | 0% | 0% | 0% | 0% | 0% | 0 | 0 | 0 | 0 | 0 | 0 | 0 | 0 | 0 | 0 | 0 | 0 | 0 | 0 | 0 | 0 | 0 | 0 | 0 | 0 | 0 | 0 | 0 | 0 | 0 | 0 | 0 | 0 | 0 | 0 | FALSE | 0% | 0% | 0% | 0% | 0% | 0% | FALSE | 0% | 0% | 0% | 0% | 0% | FALSE | 0% | 0% | 0% | 0% | 0% | 0% | 0% | 0% | N/A | N/A
| 639 | N/A | N/A | N/A | N/A | N/A | N/A | N/A | N/A | N/A | N/A | N/A | N/A | N/A | N/A | 0% | 0 | N/A | 0% | FALSE | 0 | 1 | N/A | N/A | N/A | N/A | N/A | FALSE | FALSE | TRUE | 0 | 0 | 0 | 0 | 0 | 0 | 0 | 0 | 0 | 0 | 0 | 0 | 0 | 0 | 0 | 0 | 0 | 0 | 0 | 0 | 0 | 0 | 0 | 0 | 0 | 0 | 0 | 0 | 0 | 0 | 0% | 0% | 0% | 0% | 0% | 0 | 0 | 0 | 0 | 0 | 0 | 0 | 0 | 0 | 0 | 0 | 0 | 0 | 0 | 0 | 0 | 0 | 0 | 0 | 0 | 0 | 0 | 0 | 0 | 0 | 0 | 0 | 0 | 0 | 0 | FALSE | 0% | 0% | 0% | 0% | 0% | 0% | FALSE | 0% | 0% | 0% | 0% | 0% | FALSE | 0% | 0% | 0% | 0% | 0% | 0% | 0% | 0% | N/A | N/A
| 640 | N/A | N/A | N/A | N/A | N/A | N/A | N/A | N/A | N/A | N/A | N/A | N/A | N/A | N/A | 0% | 0 | N/A | 0% | FALSE | 0 | 1 | N/A | N/A | N/A | N/A | N/A | FALSE | FALSE | TRUE | 0 | 0 | 0 | 0 | 0 | 0 | 0 | 0 | 0 | 0 | 0 | 0 | 0 | 0 | 0 | 0 | 0 | 0 | 0 | 0 | 0 | 0 | 0 | 0 | 0 | 0 | 0 | 0 | 0 | 0 | 0% | 0% | 0% | 0% | 0% | 0 | 0 | 0 | 0 | 0 | 0 | 0 | 0 | 0 | 0 | 0 | 0 | 0 | 0 | 0 | 0 | 0 | 0 | 0 | 0 | 0 | 0 | 0 | 0 | 0 | 0 | 0 | 0 | 0 | 0 | FALSE | 0% | 0% | 0% | 0% | 0% | 0% | FALSE | 0% | 0% | 0% | 0% | 0% | FALSE | 0% | 0% | 0% | 0% | 0% | 0% | 0% | 0% | N/A | N/A
| 641 | N/A | N/A | N/A | N/A | N/A | N/A | N/A | N/A | N/A | N/A | N/A | N/A | N/A | N/A | 0% | 0 | N/A | 0% | FALSE | 0 | 1 | N/A | N/A | N/A | N/A | N/A | FALSE | FALSE | TRUE | 0 | 0 | 0 | 0 | 0 | 0 | 0 | 0 | 0 | 0 | 0 | 0 | 0 | 0 | 0 | 0 | 0 | 0 | 0 | 0 | 0 | 0 | 0 | 0 | 0 | 0 | 0 | 0 | 0 | 0 | 0% | 0% | 0% | 0% | 0% | 0 | 0 | 0 | 0 | 0 | 0 | 0 | 0 | 0 | 0 | 0 | 0 | 0 | 0 | 0 | 0 | 0 | 0 | 0 | 0 | 0 | 0 | 0 | 0 | 0 | 0 | 0 | 0 | 0 | 0 | FALSE | 0% | 0% | 0% | 0% | 0% | 0% | FALSE | 0% | 0% | 0% | 0% | 0% | FALSE | 0% | 0% | 0% | 0% | 0% | 0% | 0% | 0% | N/A | N/A
| 642 | N/A | N/A | N/A | N/A | N/A | N/A | N/A | N/A | N/A | N/A | N/A | N/A | N/A | N/A | 0% | 0 | N/A | 0% | FALSE | 0 | 1 | N/A | N/A | N/A | N/A | N/A | FALSE | FALSE | TRUE | 0 | 0 | 0 | 0 | 0 | 0 | 0 | 0 | 0 | 0 | 0 | 0 | 0 | 0 | 0 | 0 | 0 | 0 | 0 | 0 | 0 | 0 | 0 | 0 | 0 | 0 | 0 | 0 | 0 | 0 | 0% | 0% | 0% | 0% | 0% | 0 | 0 | 0 | 0 | 0 | 0 | 0 | 0 | 0 | 0 | 0 | 0 | 0 | 0 | 0 | 0 | 0 | 0 | 0 | 0 | 0 | 0 | 0 | 0 | 0 | 0 | 0 | 0 | 0 | 0 | FALSE | 0% | 0% | 0% | 0% | 0% | 0% | FALSE | 0% | 0% | 0% | 0% | 0% | FALSE | 0% | 0% | 0% | 0% | 0% | 0% | 0% | 0% | N/A | N/A
| 643 | N/A | N/A | N/A | N/A | N/A | N/A | N/A | N/A | N/A | N/A | N/A | N/A | N/A | N/A | 0% | 0 | N/A | 0% | FALSE | 0 | 1 | N/A | N/A | N/A | N/A | N/A | FALSE | FALSE | TRUE | 0 | 0 | 0 | 0 | 0 | 0 | 0 | 0 | 0 | 0 | 0 | 0 | 0 | 0 | 0 | 0 | 0 | 0 | 0 | 0 | 0 | 0 | 0 | 0 | 0 | 0 | 0 | 0 | 0 | 0 | 0% | 0% | 0% | 0% | 0% | 0 | 0 | 0 | 0 | 0 | 0 | 0 | 0 | 0 | 0 | 0 | 0 | 0 | 0 | 0 | 0 | 0 | 0 | 0 | 0 | 0 | 0 | 0 | 0 | 0 | 0 | 0 | 0 | 0 | 0 | FALSE | 0% | 0% | 0% | 0% | 0% | 0% | FALSE | 0% | 0% | 0% | 0% | 0% | FALSE | 0% | 0% | 0% | 0% | 0% | 0% | 0% | 0% | N/A | N/A
| 644 | N/A | N/A | N/A | N/A | N/A | N/A | N/A | N/A | N/A | N/A | N/A | N/A | N/A | N/A | 0% | 0 | N/A | 0% | FALSE | 0 | 1 | N/A | N/A | N/A | N/A | N/A | FALSE | FALSE | TRUE | 0 | 0 | 0 | 0 | 0 | 0 | 0 | 0 | 0 | 0 | 0 | 0 | 0 | 0 | 0 | 0 | 0 | 0 | 0 | 0 | 0 | 0 | 0 | 0 | 0 | 0 | 0 | 0 | 0 | 0 | 0% | 0% | 0% | 0% | 0% | 0 | 0 | 0 | 0 | 0 | 0 | 0 | 0 | 0 | 0 | 0 | 0 | 0 | 0 | 0 | 0 | 0 | 0 | 0 | 0 | 0 | 0 | 0 | 0 | 0 | 0 | 0 | 0 | 0 | 0 | FALSE | 0% | 0% | 0% | 0% | 0% | 0% | FALSE | 0% | 0% | 0% | 0% | 0% | FALSE | 0% | 0% | 0% | 0% | 0% | 0% | 0% | 0% | N/A | N/A
| 645 | N/A | N/A | N/A | N/A | N/A | N/A | N/A | N/A | N/A | N/A | N/A | N/A | N/A | N/A | 0% | 0 | N/A | 0% | FALSE | 0 | 1 | N/A | N/A | N/A | N/A | N/A | FALSE | FALSE | TRUE | 0 | 0 | 0 | 0 | 0 | 0 | 0 | 0 | 0 | 0 | 0 | 0 | 0 | 0 | 0 | 0 | 0 | 0 | 0 | 0 | 0 | 0 | 0 | 0 | 0 | 0 | 0 | 0 | 0 | 0 | 0% | 0% | 0% | 0% | 0% | 0 | 0 | 0 | 0 | 0 | 0 | 0 | 0 | 0 | 0 | 0 | 0 | 0 | 0 | 0 | 0 | 0 | 0 | 0 | 0 | 0 | 0 | 0 | 0 | 0 | 0 | 0 | 0 | 0 | 0 | FALSE | 0% | 0% | 0% | 0% | 0% | 0% | FALSE | 0% | 0% | 0% | 0% | 0% | FALSE | 0% | 0% | 0% | 0% | 0% | 0% | 0% | 0% | N/A | N/A
| 646 | N/A | N/A | N/A | N/A | N/A | N/A | N/A | N/A | N/A | N/A | N/A | N/A | N/A | N/A | 0% | 0 | N/A | 0% | FALSE | 0 | 1 | N/A | N/A | N/A | N/A | N/A | FALSE | FALSE | TRUE | 0 | 0 | 0 | 0 | 0 | 0 | 0 | 0 | 0 | 0 | 0 | 0 | 0 | 0 | 0 | 0 | 0 | 0 | 0 | 0 | 0 | 0 | 0 | 0 | 0 | 0 | 0 | 0 | 0 | 0 | 0% | 0% | 0% | 0% | 0% | 0 | 0 | 0 | 0 | 0 | 0 | 0 | 0 | 0 | 0 | 0 | 0 | 0 | 0 | 0 | 0 | 0 | 0 | 0 | 0 | 0 | 0 | 0 | 0 | 0 | 0 | 0 | 0 | 0 | 0 | FALSE | 0% | 0% | 0% | 0% | 0% | 0% | FALSE | 0% | 0% | 0% | 0% | 0% | FALSE | 0% | 0% | 0% | 0% | 0% | 0% | 0% | 0% | N/A | N/A
| 647 | N/A | N/A | N/A | N/A | N/A | N/A | N/A | N/A | N/A | N/A | N/A | N/A | N/A | N/A | 0% | 0 | N/A | 0% | FALSE | 0 | 1 | N/A | N/A | N/A | N/A | N/A | FALSE | FALSE | TRUE | 0 | 0 | 0 | 0 | 0 | 0 | 0 | 0 | 0 | 0 | 0 | 0 | 0 | 0 | 0 | 0 | 0 | 0 | 0 | 0 | 0 | 0 | 0 | 0 | 0 | 0 | 0 | 0 | 0 | 0 | 0% | 0% | 0% | 0% | 0% | 0 | 0 | 0 | 0 | 0 | 0 | 0 | 0 | 0 | 0 | 0 | 0 | 0 | 0 | 0 | 0 | 0 | 0 | 0 | 0 | 0 | 0 | 0 | 0 | 0 | 0 | 0 | 0 | 0 | 0 | FALSE | 0% | 0% | 0% | 0% | 0% | 0% | FALSE | 0% | 0% | 0% | 0% | 0% | FALSE | 0% | 0% | 0% | 0% | 0% | 0% | 0% | 0% | N/A | N/A
| 648 | N/A | N/A | N/A | N/A | N/A | N/A | N/A | N/A | N/A | N/A | N/A | N/A | N/A | N/A | 0% | 0 | N/A | 0% | FALSE | 0 | 1 | N/A | N/A | N/A | N/A | N/A | FALSE | FALSE | TRUE | 0 | 0 | 0 | 0 | 0 | 0 | 0 | 0 | 0 | 0 | 0 | 0 | 0 | 0 | 0 | 0 | 0 | 0 | 0 | 0 | 0 | 0 | 0 | 0 | 0 | 0 | 0 | 0 | 0 | 0 | 0% | 0% | 0% | 0% | 0% | 0 | 0 | 0 | 0 | 0 | 0 | 0 | 0 | 0 | 0 | 0 | 0 | 0 | 0 | 0 | 0 | 0 | 0 | 0 | 0 | 0 | 0 | 0 | 0 | 0 | 0 | 0 | 0 | 0 | 0 | FALSE | 0% | 0% | 0% | 0% | 0% | 0% | FALSE | 0% | 0% | 0% | 0% | 0% | FALSE | 0% | 0% | 0% | 0% | 0% | 0% | 0% | 0% | N/A | N/A
| 649 | N/A | N/A | N/A | N/A | N/A | N/A | N/A | N/A | N/A | N/A | N/A | N/A | N/A | N/A | 0% | 0 | N/A | 0% | FALSE | 0 | 1 | N/A | N/A | N/A | N/A | N/A | FALSE | FALSE | TRUE | 0 | 0 | 0 | 0 | 0 | 0 | 0 | 0 | 0 | 0 | 0 | 0 | 0 | 0 | 0 | 0 | 0 | 0 | 0 | 0 | 0 | 0 | 0 | 0 | 0 | 0 | 0 | 0 | 0 | 0 | 0% | 0% | 0% | 0% | 0% | 0 | 0 | 0 | 0 | 0 | 0 | 0 | 0 | 0 | 0 | 0 | 0 | 0 | 0 | 0 | 0 | 0 | 0 | 0 | 0 | 0 | 0 | 0 | 0 | 0 | 0 | 0 | 0 | 0 | 0 | FALSE | 0% | 0% | 0% | 0% | 0% | 0% | FALSE | 0% | 0% | 0% | 0% | 0% | FALSE | 0% | 0% | 0% | 0% | 0% | 0% | 0% | 0% | N/A | N/A
| 650 | N/A | N/A | N/A | N/A | N/A | N/A | N/A | N/A | N/A | N/A | N/A | N/A | N/A | N/A | 0% | 0 | N/A | 0% | FALSE | 0 | 1 | N/A | N/A | N/A | N/A | N/A | FALSE | FALSE | TRUE | 0 | 0 | 0 | 0 | 0 | 0 | 0 | 0 | 0 | 0 | 0 | 0 | 0 | 0 | 0 | 0 | 0 | 0 | 0 | 0 | 0 | 0 | 0 | 0 | 0 | 0 | 0 | 0 | 0 | 0 | 0% | 0% | 0% | 0% | 0% | 0 | 0 | 0 | 0 | 0 | 0 | 0 | 0 | 0 | 0 | 0 | 0 | 0 | 0 | 0 | 0 | 0 | 0 | 0 | 0 | 0 | 0 | 0 | 0 | 0 | 0 | 0 | 0 | 0 | 0 | FALSE | 0% | 0% | 0% | 0% | 0% | 0% | FALSE | 0% | 0% | 0% | 0% | 0% | FALSE | 0% | 0% | 0% | 0% | 0% | 0% | 0% | 0% | N/A | N/A
| 651 | N/A | N/A | N/A | N/A | N/A | N/A | N/A | N/A | N/A | N/A | N/A | N/A | N/A | N/A | 0% | 0 | N/A | 0% | FALSE | 0 | 1 | N/A | N/A | N/A | N/A | N/A | FALSE | FALSE | TRUE | 0 | 0 | 0 | 0 | 0 | 0 | 0 | 0 | 0 | 0 | 0 | 0 | 0 | 0 | 0 | 0 | 0 | 0 | 0 | 0 | 0 | 0 | 0 | 0 | 0 | 0 | 0 | 0 | 0 | 0 | 0% | 0% | 0% | 0% | 0% | 0 | 0 | 0 | 0 | 0 | 0 | 0 | 0 | 0 | 0 | 0 | 0 | 0 | 0 | 0 | 0 | 0 | 0 | 0 | 0 | 0 | 0 | 0 | 0 | 0 | 0 | 0 | 0 | 0 | 0 | FALSE | 0% | 0% | 0% | 0% | 0% | 0% | FALSE | 0% | 0% | 0% | 0% | 0% | FALSE | 0% | 0% | 0% | 0% | 0% | 0% | 0% | 0% | N/A | N/A
| 652 | N/A | N/A | N/A | N/A | N/A | N/A | N/A | N/A | N/A | N/A | N/A | N/A | N/A | N/A | 0% | 0 | N/A | 0% | FALSE | 0 | 1 | N/A | N/A | N/A | N/A | N/A | FALSE | FALSE | TRUE | 0 | 0 | 0 | 0 | 0 | 0 | 0 | 0 | 0 | 0 | 0 | 0 | 0 | 0 | 0 | 0 | 0 | 0 | 0 | 0 | 0 | 0 | 0 | 0 | 0 | 0 | 0 | 0 | 0 | 0 | 0% | 0% | 0% | 0% | 0% | 0 | 0 | 0 | 0 | 0 | 0 | 0 | 0 | 0 | 0 | 0 | 0 | 0 | 0 | 0 | 0 | 0 | 0 | 0 | 0 | 0 | 0 | 0 | 0 | 0 | 0 | 0 | 0 | 0 | 0 | FALSE | 0% | 0% | 0% | 0% | 0% | 0% | FALSE | 0% | 0% | 0% | 0% | 0% | FALSE | 0% | 0% | 0% | 0% | 0% | 0% | 0% | 0% | N/A | N/A
| 653 | N/A | N/A | N/A | N/A | N/A | N/A | N/A | N/A | N/A | N/A | N/A | N/A | N/A | N/A | 0% | 0 | N/A | 0% | FALSE | 0 | 1 | N/A | N/A | N/A | N/A | N/A | FALSE | FALSE | TRUE | 0 | 0 | 0 | 0 | 0 | 0 | 0 | 0 | 0 | 0 | 0 | 0 | 0 | 0 | 0 | 0 | 0 | 0 | 0 | 0 | 0 | 0 | 0 | 0 | 0 | 0 | 0 | 0 | 0 | 0 | 0% | 0% | 0% | 0% | 0% | 0 | 0 | 0 | 0 | 0 | 0 | 0 | 0 | 0 | 0 | 0 | 0 | 0 | 0 | 0 | 0 | 0 | 0 | 0 | 0 | 0 | 0 | 0 | 0 | 0 | 0 | 0 | 0 | 0 | 0 | FALSE | 0% | 0% | 0% | 0% | 0% | 0% | FALSE | 0% | 0% | 0% | 0% | 0% | FALSE | 0% | 0% | 0% | 0% | 0% | 0% | 0% | 0% | N/A | N/A
| 654 | N/A | N/A | N/A | N/A | N/A | N/A | N/A | N/A | N/A | N/A | N/A | N/A | N/A | N/A | 0% | 0 | N/A | 0% | FALSE | 0 | 1 | N/A | N/A | N/A | N/A | N/A | FALSE | FALSE | TRUE | 0 | 0 | 0 | 0 | 0 | 0 | 0 | 0 | 0 | 0 | 0 | 0 | 0 | 0 | 0 | 0 | 0 | 0 | 0 | 0 | 0 | 0 | 0 | 0 | 0 | 0 | 0 | 0 | 0 | 0 | 0% | 0% | 0% | 0% | 0% | 0 | 0 | 0 | 0 | 0 | 0 | 0 | 0 | 0 | 0 | 0 | 0 | 0 | 0 | 0 | 0 | 0 | 0 | 0 | 0 | 0 | 0 | 0 | 0 | 0 | 0 | 0 | 0 | 0 | 0 | FALSE | 0% | 0% | 0% | 0% | 0% | 0% | FALSE | 0% | 0% | 0% | 0% | 0% | FALSE | 0% | 0% | 0% | 0% | 0% | 0% | 0% | 0% | N/A | N/A
| 655 | N/A | N/A | N/A | N/A | N/A | N/A | N/A | N/A | N/A | N/A | N/A | N/A | N/A | N/A | 0% | 0 | N/A | 0% | FALSE | 0 | 1 | N/A | N/A | N/A | N/A | N/A | FALSE | FALSE | TRUE | 0 | 0 | 0 | 0 | 0 | 0 | 0 | 0 | 0 | 0 | 0 | 0 | 0 | 0 | 0 | 0 | 0 | 0 | 0 | 0 | 0 | 0 | 0 | 0 | 0 | 0 | 0 | 0 | 0 | 0 | 0% | 0% | 0% | 0% | 0% | 0 | 0 | 0 | 0 | 0 | 0 | 0 | 0 | 0 | 0 | 0 | 0 | 0 | 0 | 0 | 0 | 0 | 0 | 0 | 0 | 0 | 0 | 0 | 0 | 0 | 0 | 0 | 0 | 0 | 0 | FALSE | 0% | 0% | 0% | 0% | 0% | 0% | FALSE | 0% | 0% | 0% | 0% | 0% | FALSE | 0% | 0% | 0% | 0% | 0% | 0% | 0% | 0% | N/A | N/A
| 656 | N/A | N/A | N/A | N/A | N/A | N/A | N/A | N/A | N/A | N/A | N/A | N/A | N/A | N/A | 0% | 0 | N/A | 0% | FALSE | 0 | 1 | N/A | N/A | N/A | N/A | N/A | FALSE | FALSE | TRUE | 0 | 0 | 0 | 0 | 0 | 0 | 0 | 0 | 0 | 0 | 0 | 0 | 0 | 0 | 0 | 0 | 0 | 0 | 0 | 0 | 0 | 0 | 0 | 0 | 0 | 0 | 0 | 0 | 0 | 0 | 0% | 0% | 0% | 0% | 0% | 0 | 0 | 0 | 0 | 0 | 0 | 0 | 0 | 0 | 0 | 0 | 0 | 0 | 0 | 0 | 0 | 0 | 0 | 0 | 0 | 0 | 0 | 0 | 0 | 0 | 0 | 0 | 0 | 0 | 0 | FALSE | 0% | 0% | 0% | 0% | 0% | 0% | FALSE | 0% | 0% | 0% | 0% | 0% | FALSE | 0% | 0% | 0% | 0% | 0% | 0% | 0% | 0% | N/A | N/A
| 657 | N/A | N/A | N/A | N/A | N/A | N/A | N/A | N/A | N/A | N/A | N/A | N/A | N/A | N/A | 0% | 0 | N/A | 0% | FALSE | 0 | 1 | N/A | N/A | N/A | N/A | N/A | FALSE | FALSE | TRUE | 0 | 0 | 0 | 0 | 0 | 0 | 0 | 0 | 0 | 0 | 0 | 0 | 0 | 0 | 0 | 0 | 0 | 0 | 0 | 0 | 0 | 0 | 0 | 0 | 0 | 0 | 0 | 0 | 0 | 0 | 0% | 0% | 0% | 0% | 0% | 0 | 0 | 0 | 0 | 0 | 0 | 0 | 0 | 0 | 0 | 0 | 0 | 0 | 0 | 0 | 0 | 0 | 0 | 0 | 0 | 0 | 0 | 0 | 0 | 0 | 0 | 0 | 0 | 0 | 0 | FALSE | 0% | 0% | 0% | 0% | 0% | 0% | FALSE | 0% | 0% | 0% | 0% | 0% | FALSE | 0% | 0% | 0% | 0% | 0% | 0% | 0% | 0% | N/A | N/A
| 658 | N/A | N/A | N/A | N/A | N/A | N/A | N/A | N/A | N/A | N/A | N/A | N/A | N/A | N/A | 0% | 0 | N/A | 0% | FALSE | 0 | 1 | N/A | N/A | N/A | N/A | N/A | FALSE | FALSE | TRUE | 0 | 0 | 0 | 0 | 0 | 0 | 0 | 0 | 0 | 0 | 0 | 0 | 0 | 0 | 0 | 0 | 0 | 0 | 0 | 0 | 0 | 0 | 0 | 0 | 0 | 0 | 0 | 0 | 0 | 0 | 0% | 0% | 0% | 0% | 0% | 0 | 0 | 0 | 0 | 0 | 0 | 0 | 0 | 0 | 0 | 0 | 0 | 0 | 0 | 0 | 0 | 0 | 0 | 0 | 0 | 0 | 0 | 0 | 0 | 0 | 0 | 0 | 0 | 0 | 0 | FALSE | 0% | 0% | 0% | 0% | 0% | 0% | FALSE | 0% | 0% | 0% | 0% | 0% | FALSE | 0% | 0% | 0% | 0% | 0% | 0% | 0% | 0% | N/A | N/A
| 659 | N/A | N/A | N/A | N/A | N/A | N/A | N/A | N/A | N/A | N/A | N/A | N/A | N/A | N/A | 0% | 0 | N/A | 0% | FALSE | 0 | 1 | N/A | N/A | N/A | N/A | N/A | FALSE | FALSE | TRUE | 0 | 0 | 0 | 0 | 0 | 0 | 0 | 0 | 0 | 0 | 0 | 0 | 0 | 0 | 0 | 0 | 0 | 0 | 0 | 0 | 0 | 0 | 0 | 0 | 0 | 0 | 0 | 0 | 0 | 0 | 0% | 0% | 0% | 0% | 0% | 0 | 0 | 0 | 0 | 0 | 0 | 0 | 0 | 0 | 0 | 0 | 0 | 0 | 0 | 0 | 0 | 0 | 0 | 0 | 0 | 0 | 0 | 0 | 0 | 0 | 0 | 0 | 0 | 0 | 0 | FALSE | 0% | 0% | 0% | 0% | 0% | 0% | FALSE | 0% | 0% | 0% | 0% | 0% | FALSE | 0% | 0% | 0% | 0% | 0% | 0% | 0% | 0% | N/A | N/A
| 660 | N/A | N/A | N/A | N/A | N/A | N/A | N/A | N/A | N/A | N/A | N/A | N/A | N/A | N/A | 0% | 0 | N/A | 0% | FALSE | 0 | 1 | N/A | N/A | N/A | N/A | N/A | FALSE | FALSE | TRUE | 0 | 0 | 0 | 0 | 0 | 0 | 0 | 0 | 0 | 0 | 0 | 0 | 0 | 0 | 0 | 0 | 0 | 0 | 0 | 0 | 0 | 0 | 0 | 0 | 0 | 0 | 0 | 0 | 0 | 0 | 0% | 0% | 0% | 0% | 0% | 0 | 0 | 0 | 0 | 0 | 0 | 0 | 0 | 0 | 0 | 0 | 0 | 0 | 0 | 0 | 0 | 0 | 0 | 0 | 0 | 0 | 0 | 0 | 0 | 0 | 0 | 0 | 0 | 0 | 0 | FALSE | 0% | 0% | 0% | 0% | 0% | 0% | FALSE | 0% | 0% | 0% | 0% | 0% | FALSE | 0% | 0% | 0% | 0% | 0% | 0% | 0% | 0% | N/A | N/A
| 661 | N/A | N/A | N/A | N/A | N/A | N/A | N/A | N/A | N/A | N/A | N/A | N/A | N/A | N/A | 0% | 0 | N/A | 0% | FALSE | 0 | 1 | N/A | N/A | N/A | N/A | N/A | FALSE | FALSE | TRUE | 0 | 0 | 0 | 0 | 0 | 0 | 0 | 0 | 0 | 0 | 0 | 0 | 0 | 0 | 0 | 0 | 0 | 0 | 0 | 0 | 0 | 0 | 0 | 0 | 0 | 0 | 0 | 0 | 0 | 0 | 0% | 0% | 0% | 0% | 0% | 0 | 0 | 0 | 0 | 0 | 0 | 0 | 0 | 0 | 0 | 0 | 0 | 0 | 0 | 0 | 0 | 0 | 0 | 0 | 0 | 0 | 0 | 0 | 0 | 0 | 0 | 0 | 0 | 0 | 0 | FALSE | 0% | 0% | 0% | 0% | 0% | 0% | FALSE | 0% | 0% | 0% | 0% | 0% | FALSE | 0% | 0% | 0% | 0% | 0% | 0% | 0% | 0% | N/A | N/A
| 662 | N/A | N/A | N/A | N/A | N/A | N/A | N/A | N/A | N/A | N/A | N/A | N/A | N/A | N/A | 0% | 0 | N/A | 0% | FALSE | 0 | 1 | N/A | N/A | N/A | N/A | N/A | FALSE | FALSE | TRUE | 0 | 0 | 0 | 0 | 0 | 0 | 0 | 0 | 0 | 0 | 0 | 0 | 0 | 0 | 0 | 0 | 0 | 0 | 0 | 0 | 0 | 0 | 0 | 0 | 0 | 0 | 0 | 0 | 0 | 0 | 0% | 0% | 0% | 0% | 0% | 0 | 0 | 0 | 0 | 0 | 0 | 0 | 0 | 0 | 0 | 0 | 0 | 0 | 0 | 0 | 0 | 0 | 0 | 0 | 0 | 0 | 0 | 0 | 0 | 0 | 0 | 0 | 0 | 0 | 0 | FALSE | 0% | 0% | 0% | 0% | 0% | 0% | FALSE | 0% | 0% | 0% | 0% | 0% | FALSE | 0% | 0% | 0% | 0% | 0% | 0% | 0% | 0% | N/A | N/A
| 663 | N/A | N/A | N/A | N/A | N/A | N/A | N/A | N/A | N/A | N/A | N/A | N/A | N/A | N/A | 0% | 0 | N/A | 0% | FALSE | 0 | 1 | N/A | N/A | N/A | N/A | N/A | FALSE | FALSE | TRUE | 0 | 0 | 0 | 0 | 0 | 0 | 0 | 0 | 0 | 0 | 0 | 0 | 0 | 0 | 0 | 0 | 0 | 0 | 0 | 0 | 0 | 0 | 0 | 0 | 0 | 0 | 0 | 0 | 0 | 0 | 0% | 0% | 0% | 0% | 0% | 0 | 0 | 0 | 0 | 0 | 0 | 0 | 0 | 0 | 0 | 0 | 0 | 0 | 0 | 0 | 0 | 0 | 0 | 0 | 0 | 0 | 0 | 0 | 0 | 0 | 0 | 0 | 0 | 0 | 0 | FALSE | 0% | 0% | 0% | 0% | 0% | 0% | FALSE | 0% | 0% | 0% | 0% | 0% | FALSE | 0% | 0% | 0% | 0% | 0% | 0% | 0% | 0% | N/A | N/A
| 664 | N/A | N/A | N/A | N/A | N/A | N/A | N/A | N/A | N/A | N/A | N/A | N/A | N/A | N/A | 0% | 0 | N/A | 0% | FALSE | 0 | 1 | N/A | N/A | N/A | N/A | N/A | FALSE | FALSE | TRUE | 0 | 0 | 0 | 0 | 0 | 0 | 0 | 0 | 0 | 0 | 0 | 0 | 0 | 0 | 0 | 0 | 0 | 0 | 0 | 0 | 0 | 0 | 0 | 0 | 0 | 0 | 0 | 0 | 0 | 0 | 0% | 0% | 0% | 0% | 0% | 0 | 0 | 0 | 0 | 0 | 0 | 0 | 0 | 0 | 0 | 0 | 0 | 0 | 0 | 0 | 0 | 0 | 0 | 0 | 0 | 0 | 0 | 0 | 0 | 0 | 0 | 0 | 0 | 0 | 0 | FALSE | 0% | 0% | 0% | 0% | 0% | 0% | FALSE | 0% | 0% | 0% | 0% | 0% | FALSE | 0% | 0% | 0% | 0% | 0% | 0% | 0% | 0% | N/A | N/A
| 665 | N/A | N/A | N/A | N/A | N/A | N/A | N/A | N/A | N/A | N/A | N/A | N/A | N/A | N/A | 0% | 0 | N/A | 0% | FALSE | 0 | 1 | N/A | N/A | N/A | N/A | N/A | FALSE | FALSE | TRUE | 0 | 0 | 0 | 0 | 0 | 0 | 0 | 0 | 0 | 0 | 0 | 0 | 0 | 0 | 0 | 0 | 0 | 0 | 0 | 0 | 0 | 0 | 0 | 0 | 0 | 0 | 0 | 0 | 0 | 0 | 0% | 0% | 0% | 0% | 0% | 0 | 0 | 0 | 0 | 0 | 0 | 0 | 0 | 0 | 0 | 0 | 0 | 0 | 0 | 0 | 0 | 0 | 0 | 0 | 0 | 0 | 0 | 0 | 0 | 0 | 0 | 0 | 0 | 0 | 0 | FALSE | 0% | 0% | 0% | 0% | 0% | 0% | FALSE | 0% | 0% | 0% | 0% | 0% | FALSE | 0% | 0% | 0% | 0% | 0% | 0% | 0% | 0% | N/A | N/A
| 666 | N/A | N/A | N/A | N/A | N/A | N/A | N/A | N/A | N/A | N/A | N/A | N/A | N/A | N/A | 0% | 0 | N/A | 0% | FALSE | 0 | 1 | N/A | N/A | N/A | N/A | N/A | FALSE | FALSE | TRUE | 0 | 0 | 0 | 0 | 0 | 0 | 0 | 0 | 0 | 0 | 0 | 0 | 0 | 0 | 0 | 0 | 0 | 0 | 0 | 0 | 0 | 0 | 0 | 0 | 0 | 0 | 0 | 0 | 0 | 0 | 0% | 0% | 0% | 0% | 0% | 0 | 0 | 0 | 0 | 0 | 0 | 0 | 0 | 0 | 0 | 0 | 0 | 0 | 0 | 0 | 0 | 0 | 0 | 0 | 0 | 0 | 0 | 0 | 0 | 0 | 0 | 0 | 0 | 0 | 0 | FALSE | 0% | 0% | 0% | 0% | 0% | 0% | FALSE | 0% | 0% | 0% | 0% | 0% | FALSE | 0% | 0% | 0% | 0% | 0% | 0% | 0% | 0% | N/A | N/A
| 667 | N/A | N/A | N/A | N/A | N/A | N/A | N/A | N/A | N/A | N/A | N/A | N/A | N/A | N/A | 0% | 0 | N/A | 0% | FALSE | 0 | 1 | N/A | N/A | N/A | N/A | N/A | FALSE | FALSE | TRUE | 0 | 0 | 0 | 0 | 0 | 0 | 0 | 0 | 0 | 0 | 0 | 0 | 0 | 0 | 0 | 0 | 0 | 0 | 0 | 0 | 0 | 0 | 0 | 0 | 0 | 0 | 0 | 0 | 0 | 0 | 0% | 0% | 0% | 0% | 0% | 0 | 0 | 0 | 0 | 0 | 0 | 0 | 0 | 0 | 0 | 0 | 0 | 0 | 0 | 0 | 0 | 0 | 0 | 0 | 0 | 0 | 0 | 0 | 0 | 0 | 0 | 0 | 0 | 0 | 0 | FALSE | 0% | 0% | 0% | 0% | 0% | 0% | FALSE | 0% | 0% | 0% | 0% | 0% | FALSE | 0% | 0% | 0% | 0% | 0% | 0% | 0% | 0% | N/A | N/A
| 668 | N/A | N/A | N/A | N/A | N/A | N/A | N/A | N/A | N/A | N/A | N/A | N/A | N/A | N/A | 0% | 0 | N/A | 0% | FALSE | 0 | 1 | N/A | N/A | N/A | N/A | N/A | FALSE | FALSE | TRUE | 0 | 0 | 0 | 0 | 0 | 0 | 0 | 0 | 0 | 0 | 0 | 0 | 0 | 0 | 0 | 0 | 0 | 0 | 0 | 0 | 0 | 0 | 0 | 0 | 0 | 0 | 0 | 0 | 0 | 0 | 0% | 0% | 0% | 0% | 0% | 0 | 0 | 0 | 0 | 0 | 0 | 0 | 0 | 0 | 0 | 0 | 0 | 0 | 0 | 0 | 0 | 0 | 0 | 0 | 0 | 0 | 0 | 0 | 0 | 0 | 0 | 0 | 0 | 0 | 0 | FALSE | 0% | 0% | 0% | 0% | 0% | 0% | FALSE | 0% | 0% | 0% | 0% | 0% | FALSE | 0% | 0% | 0% | 0% | 0% | 0% | 0% | 0% | N/A | N/A
| 669 | N/A | N/A | N/A | N/A | N/A | N/A | N/A | N/A | N/A | N/A | N/A | N/A | N/A | N/A | 0% | 0 | N/A | 0% | FALSE | 0 | 1 | N/A | N/A | N/A | N/A | N/A | FALSE | FALSE | TRUE | 0 | 0 | 0 | 0 | 0 | 0 | 0 | 0 | 0 | 0 | 0 | 0 | 0 | 0 | 0 | 0 | 0 | 0 | 0 | 0 | 0 | 0 | 0 | 0 | 0 | 0 | 0 | 0 | 0 | 0 | 0% | 0% | 0% | 0% | 0% | 0 | 0 | 0 | 0 | 0 | 0 | 0 | 0 | 0 | 0 | 0 | 0 | 0 | 0 | 0 | 0 | 0 | 0 | 0 | 0 | 0 | 0 | 0 | 0 | 0 | 0 | 0 | 0 | 0 | 0 | FALSE | 0% | 0% | 0% | 0% | 0% | 0% | FALSE | 0% | 0% | 0% | 0% | 0% | FALSE | 0% | 0% | 0% | 0% | 0% | 0% | 0% | 0% | N/A | N/A
| 670 | N/A | N/A | N/A | N/A | N/A | N/A | N/A | N/A | N/A | N/A | N/A | N/A | N/A | N/A | 0% | 0 | N/A | 0% | FALSE | 0 | 1 | N/A | N/A | N/A | N/A | N/A | FALSE | FALSE | TRUE | 0 | 0 | 0 | 0 | 0 | 0 | 0 | 0 | 0 | 0 | 0 | 0 | 0 | 0 | 0 | 0 | 0 | 0 | 0 | 0 | 0 | 0 | 0 | 0 | 0 | 0 | 0 | 0 | 0 | 0 | 0% | 0% | 0% | 0% | 0% | 0 | 0 | 0 | 0 | 0 | 0 | 0 | 0 | 0 | 0 | 0 | 0 | 0 | 0 | 0 | 0 | 0 | 0 | 0 | 0 | 0 | 0 | 0 | 0 | 0 | 0 | 0 | 0 | 0 | 0 | FALSE | 0% | 0% | 0% | 0% | 0% | 0% | FALSE | 0% | 0% | 0% | 0% | 0% | FALSE | 0% | 0% | 0% | 0% | 0% | 0% | 0% | 0% | N/A | N/A
| 671 | N/A | N/A | N/A | N/A | N/A | N/A | N/A | N/A | N/A | N/A | N/A | N/A | N/A | N/A | 0% | 0 | N/A | 0% | FALSE | 0 | 1 | N/A | N/A | N/A | N/A | N/A | FALSE | FALSE | TRUE | 0 | 0 | 0 | 0 | 0 | 0 | 0 | 0 | 0 | 0 | 0 | 0 | 0 | 0 | 0 | 0 | 0 | 0 | 0 | 0 | 0 | 0 | 0 | 0 | 0 | 0 | 0 | 0 | 0 | 0 | 0% | 0% | 0% | 0% | 0% | 0 | 0 | 0 | 0 | 0 | 0 | 0 | 0 | 0 | 0 | 0 | 0 | 0 | 0 | 0 | 0 | 0 | 0 | 0 | 0 | 0 | 0 | 0 | 0 | 0 | 0 | 0 | 0 | 0 | 0 | FALSE | 0% | 0% | 0% | 0% | 0% | 0% | FALSE | 0% | 0% | 0% | 0% | 0% | FALSE | 0% | 0% | 0% | 0% | 0% | 0% | 0% | 0% | N/A | N/A
| 672 | N/A | N/A | N/A | N/A | N/A | N/A | N/A | N/A | N/A | N/A | N/A | N/A | N/A | N/A | 0% | 0 | N/A | 0% | FALSE | 0 | 1 | N/A | N/A | N/A | N/A | N/A | FALSE | FALSE | TRUE | 0 | 0 | 0 | 0 | 0 | 0 | 0 | 0 | 0 | 0 | 0 | 0 | 0 | 0 | 0 | 0 | 0 | 0 | 0 | 0 | 0 | 0 | 0 | 0 | 0 | 0 | 0 | 0 | 0 | 0 | 0% | 0% | 0% | 0% | 0% | 0 | 0 | 0 | 0 | 0 | 0 | 0 | 0 | 0 | 0 | 0 | 0 | 0 | 0 | 0 | 0 | 0 | 0 | 0 | 0 | 0 | 0 | 0 | 0 | 0 | 0 | 0 | 0 | 0 | 0 | FALSE | 0% | 0% | 0% | 0% | 0% | 0% | FALSE | 0% | 0% | 0% | 0% | 0% | FALSE | 0% | 0% | 0% | 0% | 0% | 0% | 0% | 0% | N/A | N/A
| 673 | N/A | N/A | N/A | N/A | N/A | N/A | N/A | N/A | N/A | N/A | N/A | N/A | N/A | N/A | 0% | 0 | N/A | 0% | FALSE | 0 | 1 | N/A | N/A | N/A | N/A | N/A | FALSE | FALSE | TRUE | 0 | 0 | 0 | 0 | 0 | 0 | 0 | 0 | 0 | 0 | 0 | 0 | 0 | 0 | 0 | 0 | 0 | 0 | 0 | 0 | 0 | 0 | 0 | 0 | 0 | 0 | 0 | 0 | 0 | 0 | 0% | 0% | 0% | 0% | 0% | 0 | 0 | 0 | 0 | 0 | 0 | 0 | 0 | 0 | 0 | 0 | 0 | 0 | 0 | 0 | 0 | 0 | 0 | 0 | 0 | 0 | 0 | 0 | 0 | 0 | 0 | 0 | 0 | 0 | 0 | FALSE | 0% | 0% | 0% | 0% | 0% | 0% | FALSE | 0% | 0% | 0% | 0% | 0% | FALSE | 0% | 0% | 0% | 0% | 0% | 0% | 0% | 0% | N/A | N/A
| 674 | N/A | N/A | N/A | N/A | N/A | N/A | N/A | N/A | N/A | N/A | N/A | N/A | N/A | N/A | 0% | 0 | N/A | 0% | FALSE | 0 | 1 | N/A | N/A | N/A | N/A | N/A | FALSE | FALSE | TRUE | 0 | 0 | 0 | 0 | 0 | 0 | 0 | 0 | 0 | 0 | 0 | 0 | 0 | 0 | 0 | 0 | 0 | 0 | 0 | 0 | 0 | 0 | 0 | 0 | 0 | 0 | 0 | 0 | 0 | 0 | 0% | 0% | 0% | 0% | 0% | 0 | 0 | 0 | 0 | 0 | 0 | 0 | 0 | 0 | 0 | 0 | 0 | 0 | 0 | 0 | 0 | 0 | 0 | 0 | 0 | 0 | 0 | 0 | 0 | 0 | 0 | 0 | 0 | 0 | 0 | FALSE | 0% | 0% | 0% | 0% | 0% | 0% | FALSE | 0% | 0% | 0% | 0% | 0% | FALSE | 0% | 0% | 0% | 0% | 0% | 0% | 0% | 0% | N/A | N/A
| 675 | N/A | N/A | N/A | N/A | N/A | N/A | N/A | N/A | N/A | N/A | N/A | N/A | N/A | N/A | 0% | 0 | N/A | 0% | FALSE | 0 | 1 | N/A | N/A | N/A | N/A | N/A | FALSE | FALSE | TRUE | 0 | 0 | 0 | 0 | 0 | 0 | 0 | 0 | 0 | 0 | 0 | 0 | 0 | 0 | 0 | 0 | 0 | 0 | 0 | 0 | 0 | 0 | 0 | 0 | 0 | 0 | 0 | 0 | 0 | 0 | 0% | 0% | 0% | 0% | 0% | 0 | 0 | 0 | 0 | 0 | 0 | 0 | 0 | 0 | 0 | 0 | 0 | 0 | 0 | 0 | 0 | 0 | 0 | 0 | 0 | 0 | 0 | 0 | 0 | 0 | 0 | 0 | 0 | 0 | 0 | FALSE | 0% | 0% | 0% | 0% | 0% | 0% | FALSE | 0% | 0% | 0% | 0% | 0% | FALSE | 0% | 0% | 0% | 0% | 0% | 0% | 0% | 0% | N/A | N/A
| 676 | N/A | N/A | N/A | N/A | N/A | N/A | N/A | N/A | N/A | N/A | N/A | N/A | N/A | N/A | 0% | 0 | N/A | 0% | FALSE | 0 | 1 | N/A | N/A | N/A | N/A | N/A | FALSE | FALSE | TRUE | 0 | 0 | 0 | 0 | 0 | 0 | 0 | 0 | 0 | 0 | 0 | 0 | 0 | 0 | 0 | 0 | 0 | 0 | 0 | 0 | 0 | 0 | 0 | 0 | 0 | 0 | 0 | 0 | 0 | 0 | 0% | 0% | 0% | 0% | 0% | 0 | 0 | 0 | 0 | 0 | 0 | 0 | 0 | 0 | 0 | 0 | 0 | 0 | 0 | 0 | 0 | 0 | 0 | 0 | 0 | 0 | 0 | 0 | 0 | 0 | 0 | 0 | 0 | 0 | 0 | FALSE | 0% | 0% | 0% | 0% | 0% | 0% | FALSE | 0% | 0% | 0% | 0% | 0% | FALSE | 0% | 0% | 0% | 0% | 0% | 0% | 0% | 0% | N/A | N/A
| 677 | N/A | N/A | N/A | N/A | N/A | N/A | N/A | N/A | N/A | N/A | N/A | N/A | N/A | N/A | 0% | 0 | N/A | 0% | FALSE | 0 | 1 | N/A | N/A | N/A | N/A | N/A | FALSE | FALSE | TRUE | 0 | 0 | 0 | 0 | 0 | 0 | 0 | 0 | 0 | 0 | 0 | 0 | 0 | 0 | 0 | 0 | 0 | 0 | 0 | 0 | 0 | 0 | 0 | 0 | 0 | 0 | 0 | 0 | 0 | 0 | 0% | 0% | 0% | 0% | 0% | 0 | 0 | 0 | 0 | 0 | 0 | 0 | 0 | 0 | 0 | 0 | 0 | 0 | 0 | 0 | 0 | 0 | 0 | 0 | 0 | 0 | 0 | 0 | 0 | 0 | 0 | 0 | 0 | 0 | 0 | FALSE | 0% | 0% | 0% | 0% | 0% | 0% | FALSE | 0% | 0% | 0% | 0% | 0% | FALSE | 0% | 0% | 0% | 0% | 0% | 0% | 0% | 0% | N/A | N/A
| 678 | N/A | N/A | N/A | N/A | N/A | N/A | N/A | N/A | N/A | N/A | N/A | N/A | N/A | N/A | 0% | 0 | N/A | 0% | FALSE | 0 | 1 | N/A | N/A | N/A | N/A | N/A | FALSE | FALSE | TRUE | 0 | 0 | 0 | 0 | 0 | 0 | 0 | 0 | 0 | 0 | 0 | 0 | 0 | 0 | 0 | 0 | 0 | 0 | 0 | 0 | 0 | 0 | 0 | 0 | 0 | 0 | 0 | 0 | 0 | 0 | 0% | 0% | 0% | 0% | 0% | 0 | 0 | 0 | 0 | 0 | 0 | 0 | 0 | 0 | 0 | 0 | 0 | 0 | 0 | 0 | 0 | 0 | 0 | 0 | 0 | 0 | 0 | 0 | 0 | 0 | 0 | 0 | 0 | 0 | 0 | FALSE | 0% | 0% | 0% | 0% | 0% | 0% | FALSE | 0% | 0% | 0% | 0% | 0% | FALSE | 0% | 0% | 0% | 0% | 0% | 0% | 0% | 0% | N/A | N/A
| 679 | N/A | N/A | N/A | N/A | N/A | N/A | N/A | N/A | N/A | N/A | N/A | N/A | N/A | N/A | 0% | 0 | N/A | 0% | FALSE | 0 | 1 | N/A | N/A | N/A | N/A | N/A | FALSE | FALSE | TRUE | 0 | 0 | 0 | 0 | 0 | 0 | 0 | 0 | 0 | 0 | 0 | 0 | 0 | 0 | 0 | 0 | 0 | 0 | 0 | 0 | 0 | 0 | 0 | 0 | 0 | 0 | 0 | 0 | 0 | 0 | 0% | 0% | 0% | 0% | 0% | 0 | 0 | 0 | 0 | 0 | 0 | 0 | 0 | 0 | 0 | 0 | 0 | 0 | 0 | 0 | 0 | 0 | 0 | 0 | 0 | 0 | 0 | 0 | 0 | 0 | 0 | 0 | 0 | 0 | 0 | FALSE | 0% | 0% | 0% | 0% | 0% | 0% | FALSE | 0% | 0% | 0% | 0% | 0% | FALSE | 0% | 0% | 0% | 0% | 0% | 0% | 0% | 0% | N/A | N/A
| 680 | N/A | N/A | N/A | N/A | N/A | N/A | N/A | N/A | N/A | N/A | N/A | N/A | N/A | N/A | 0% | 0 | N/A | 0% | FALSE | 0 | 1 | N/A | N/A | N/A | N/A | N/A | FALSE | FALSE | TRUE | 0 | 0 | 0 | 0 | 0 | 0 | 0 | 0 | 0 | 0 | 0 | 0 | 0 | 0 | 0 | 0 | 0 | 0 | 0 | 0 | 0 | 0 | 0 | 0 | 0 | 0 | 0 | 0 | 0 | 0 | 0% | 0% | 0% | 0% | 0% | 0 | 0 | 0 | 0 | 0 | 0 | 0 | 0 | 0 | 0 | 0 | 0 | 0 | 0 | 0 | 0 | 0 | 0 | 0 | 0 | 0 | 0 | 0 | 0 | 0 | 0 | 0 | 0 | 0 | 0 | FALSE | 0% | 0% | 0% | 0% | 0% | 0% | FALSE | 0% | 0% | 0% | 0% | 0% | FALSE | 0% | 0% | 0% | 0% | 0% | 0% | 0% | 0% | N/A | N/A
| 681 | N/A | N/A | N/A | N/A | N/A | N/A | N/A | N/A | N/A | N/A | N/A | N/A | N/A | N/A | 0% | 0 | N/A | 0% | FALSE | 0 | 1 | N/A | N/A | N/A | N/A | N/A | FALSE | FALSE | TRUE | 0 | 0 | 0 | 0 | 0 | 0 | 0 | 0 | 0 | 0 | 0 | 0 | 0 | 0 | 0 | 0 | 0 | 0 | 0 | 0 | 0 | 0 | 0 | 0 | 0 | 0 | 0 | 0 | 0 | 0 | 0% | 0% | 0% | 0% | 0% | 0 | 0 | 0 | 0 | 0 | 0 | 0 | 0 | 0 | 0 | 0 | 0 | 0 | 0 | 0 | 0 | 0 | 0 | 0 | 0 | 0 | 0 | 0 | 0 | 0 | 0 | 0 | 0 | 0 | 0 | FALSE | 0% | 0% | 0% | 0% | 0% | 0% | FALSE | 0% | 0% | 0% | 0% | 0% | FALSE | 0% | 0% | 0% | 0% | 0% | 0% | 0% | 0% | N/A | N/A
| 682 | N/A | N/A | N/A | N/A | N/A | N/A | N/A | N/A | N/A | N/A | N/A | N/A | N/A | N/A | 0% | 0 | N/A | 0% | FALSE | 0 | 1 | N/A | N/A | N/A | N/A | N/A | FALSE | FALSE | TRUE | 0 | 0 | 0 | 0 | 0 | 0 | 0 | 0 | 0 | 0 | 0 | 0 | 0 | 0 | 0 | 0 | 0 | 0 | 0 | 0 | 0 | 0 | 0 | 0 | 0 | 0 | 0 | 0 | 0 | 0 | 0% | 0% | 0% | 0% | 0% | 0 | 0 | 0 | 0 | 0 | 0 | 0 | 0 | 0 | 0 | 0 | 0 | 0 | 0 | 0 | 0 | 0 | 0 | 0 | 0 | 0 | 0 | 0 | 0 | 0 | 0 | 0 | 0 | 0 | 0 | FALSE | 0% | 0% | 0% | 0% | 0% | 0% | FALSE | 0% | 0% | 0% | 0% | 0% | FALSE | 0% | 0% | 0% | 0% | 0% | 0% | 0% | 0% | N/A | N/A
| 683 | N/A | N/A | N/A | N/A | N/A | N/A | N/A | N/A | N/A | N/A | N/A | N/A | N/A | N/A | 0% | 0 | N/A | 0% | FALSE | 0 | 1 | N/A | N/A | N/A | N/A | N/A | FALSE | FALSE | TRUE | 0 | 0 | 0 | 0 | 0 | 0 | 0 | 0 | 0 | 0 | 0 | 0 | 0 | 0 | 0 | 0 | 0 | 0 | 0 | 0 | 0 | 0 | 0 | 0 | 0 | 0 | 0 | 0 | 0 | 0 | 0% | 0% | 0% | 0% | 0% | 0 | 0 | 0 | 0 | 0 | 0 | 0 | 0 | 0 | 0 | 0 | 0 | 0 | 0 | 0 | 0 | 0 | 0 | 0 | 0 | 0 | 0 | 0 | 0 | 0 | 0 | 0 | 0 | 0 | 0 | FALSE | 0% | 0% | 0% | 0% | 0% | 0% | FALSE | 0% | 0% | 0% | 0% | 0% | FALSE | 0% | 0% | 0% | 0% | 0% | 0% | 0% | 0% | N/A | N/A
| 684 | N/A | N/A | N/A | N/A | N/A | N/A | N/A | N/A | N/A | N/A | N/A | N/A | N/A | N/A | 0% | 0 | N/A | 0% | FALSE | 0 | 1 | N/A | N/A | N/A | N/A | N/A | FALSE | FALSE | TRUE | 0 | 0 | 0 | 0 | 0 | 0 | 0 | 0 | 0 | 0 | 0 | 0 | 0 | 0 | 0 | 0 | 0 | 0 | 0 | 0 | 0 | 0 | 0 | 0 | 0 | 0 | 0 | 0 | 0 | 0 | 0% | 0% | 0% | 0% | 0% | 0 | 0 | 0 | 0 | 0 | 0 | 0 | 0 | 0 | 0 | 0 | 0 | 0 | 0 | 0 | 0 | 0 | 0 | 0 | 0 | 0 | 0 | 0 | 0 | 0 | 0 | 0 | 0 | 0 | 0 | FALSE | 0% | 0% | 0% | 0% | 0% | 0% | FALSE | 0% | 0% | 0% | 0% | 0% | FALSE | 0% | 0% | 0% | 0% | 0% | 0% | 0% | 0% | N/A | N/A
| 685 | N/A | N/A | N/A | N/A | N/A | N/A | N/A | N/A | N/A | N/A | N/A | N/A | N/A | N/A | 0% | 0 | N/A | 0% | FALSE | 0 | 1 | N/A | N/A | N/A | N/A | N/A | FALSE | FALSE | TRUE | 0 | 0 | 0 | 0 | 0 | 0 | 0 | 0 | 0 | 0 | 0 | 0 | 0 | 0 | 0 | 0 | 0 | 0 | 0 | 0 | 0 | 0 | 0 | 0 | 0 | 0 | 0 | 0 | 0 | 0 | 0% | 0% | 0% | 0% | 0% | 0 | 0 | 0 | 0 | 0 | 0 | 0 | 0 | 0 | 0 | 0 | 0 | 0 | 0 | 0 | 0 | 0 | 0 | 0 | 0 | 0 | 0 | 0 | 0 | 0 | 0 | 0 | 0 | 0 | 0 | FALSE | 0% | 0% | 0% | 0% | 0% | 0% | FALSE | 0% | 0% | 0% | 0% | 0% | FALSE | 0% | 0% | 0% | 0% | 0% | 0% | 0% | 0% | N/A | N/A
| 686 | N/A | N/A | N/A | N/A | N/A | N/A | N/A | N/A | N/A | N/A | N/A | N/A | N/A | N/A | 0% | 0 | N/A | 0% | FALSE | 0 | 1 | N/A | N/A | N/A | N/A | N/A | FALSE | FALSE | TRUE | 0 | 0 | 0 | 0 | 0 | 0 | 0 | 0 | 0 | 0 | 0 | 0 | 0 | 0 | 0 | 0 | 0 | 0 | 0 | 0 | 0 | 0 | 0 | 0 | 0 | 0 | 0 | 0 | 0 | 0 | 0% | 0% | 0% | 0% | 0% | 0 | 0 | 0 | 0 | 0 | 0 | 0 | 0 | 0 | 0 | 0 | 0 | 0 | 0 | 0 | 0 | 0 | 0 | 0 | 0 | 0 | 0 | 0 | 0 | 0 | 0 | 0 | 0 | 0 | 0 | FALSE | 0% | 0% | 0% | 0% | 0% | 0% | FALSE | 0% | 0% | 0% | 0% | 0% | FALSE | 0% | 0% | 0% | 0% | 0% | 0% | 0% | 0% | N/A | N/A
| 687 | N/A | N/A | N/A | N/A | N/A | N/A | N/A | N/A | N/A | N/A | N/A | N/A | N/A | N/A | 0% | 0 | N/A | 0% | FALSE | 0 | 1 | N/A | N/A | N/A | N/A | N/A | FALSE | FALSE | TRUE | 0 | 0 | 0 | 0 | 0 | 0 | 0 | 0 | 0 | 0 | 0 | 0 | 0 | 0 | 0 | 0 | 0 | 0 | 0 | 0 | 0 | 0 | 0 | 0 | 0 | 0 | 0 | 0 | 0 | 0 | 0% | 0% | 0% | 0% | 0% | 0 | 0 | 0 | 0 | 0 | 0 | 0 | 0 | 0 | 0 | 0 | 0 | 0 | 0 | 0 | 0 | 0 | 0 | 0 | 0 | 0 | 0 | 0 | 0 | 0 | 0 | 0 | 0 | 0 | 0 | FALSE | 0% | 0% | 0% | 0% | 0% | 0% | FALSE | 0% | 0% | 0% | 0% | 0% | FALSE | 0% | 0% | 0% | 0% | 0% | 0% | 0% | 0% | N/A | N/A
| 688 | N/A | N/A | N/A | N/A | N/A | N/A | N/A | N/A | N/A | N/A | N/A | N/A | N/A | N/A | 0% | 0 | N/A | 0% | FALSE | 0 | 1 | N/A | N/A | N/A | N/A | N/A | FALSE | FALSE | TRUE | 0 | 0 | 0 | 0 | 0 | 0 | 0 | 0 | 0 | 0 | 0 | 0 | 0 | 0 | 0 | 0 | 0 | 0 | 0 | 0 | 0 | 0 | 0 | 0 | 0 | 0 | 0 | 0 | 0 | 0 | 0% | 0% | 0% | 0% | 0% | 0 | 0 | 0 | 0 | 0 | 0 | 0 | 0 | 0 | 0 | 0 | 0 | 0 | 0 | 0 | 0 | 0 | 0 | 0 | 0 | 0 | 0 | 0 | 0 | 0 | 0 | 0 | 0 | 0 | 0 | FALSE | 0% | 0% | 0% | 0% | 0% | 0% | FALSE | 0% | 0% | 0% | 0% | 0% | FALSE | 0% | 0% | 0% | 0% | 0% | 0% | 0% | 0% | N/A | N/A
| 689 | N/A | N/A | N/A | N/A | N/A | N/A | N/A | N/A | N/A | N/A | N/A | N/A | N/A | N/A | 0% | 0 | N/A | 0% | FALSE | 0 | 1 | N/A | N/A | N/A | N/A | N/A | FALSE | FALSE | TRUE | 0 | 0 | 0 | 0 | 0 | 0 | 0 | 0 | 0 | 0 | 0 | 0 | 0 | 0 | 0 | 0 | 0 | 0 | 0 | 0 | 0 | 0 | 0 | 0 | 0 | 0 | 0 | 0 | 0 | 0 | 0% | 0% | 0% | 0% | 0% | 0 | 0 | 0 | 0 | 0 | 0 | 0 | 0 | 0 | 0 | 0 | 0 | 0 | 0 | 0 | 0 | 0 | 0 | 0 | 0 | 0 | 0 | 0 | 0 | 0 | 0 | 0 | 0 | 0 | 0 | FALSE | 0% | 0% | 0% | 0% | 0% | 0% | FALSE | 0% | 0% | 0% | 0% | 0% | FALSE | 0% | 0% | 0% | 0% | 0% | 0% | 0% | 0% | N/A | N/A
| 690 | N/A | N/A | N/A | N/A | N/A | N/A | N/A | N/A | N/A | N/A | N/A | N/A | N/A | N/A | 0% | 0 | N/A | 0% | FALSE | 0 | 1 | N/A | N/A | N/A | N/A | N/A | FALSE | FALSE | TRUE | 0 | 0 | 0 | 0 | 0 | 0 | 0 | 0 | 0 | 0 | 0 | 0 | 0 | 0 | 0 | 0 | 0 | 0 | 0 | 0 | 0 | 0 | 0 | 0 | 0 | 0 | 0 | 0 | 0 | 0 | 0% | 0% | 0% | 0% | 0% | 0 | 0 | 0 | 0 | 0 | 0 | 0 | 0 | 0 | 0 | 0 | 0 | 0 | 0 | 0 | 0 | 0 | 0 | 0 | 0 | 0 | 0 | 0 | 0 | 0 | 0 | 0 | 0 | 0 | 0 | FALSE | 0% | 0% | 0% | 0% | 0% | 0% | FALSE | 0% | 0% | 0% | 0% | 0% | FALSE | 0% | 0% | 0% | 0% | 0% | 0% | 0% | 0% | N/A | N/A
| 691 | N/A | N/A | N/A | N/A | N/A | N/A | N/A | N/A | N/A | N/A | N/A | N/A | N/A | N/A | 0% | 0 | N/A | 0% | FALSE | 0 | 1 | N/A | N/A | N/A | N/A | N/A | FALSE | FALSE | TRUE | 0 | 0 | 0 | 0 | 0 | 0 | 0 | 0 | 0 | 0 | 0 | 0 | 0 | 0 | 0 | 0 | 0 | 0 | 0 | 0 | 0 | 0 | 0 | 0 | 0 | 0 | 0 | 0 | 0 | 0 | 0% | 0% | 0% | 0% | 0% | 0 | 0 | 0 | 0 | 0 | 0 | 0 | 0 | 0 | 0 | 0 | 0 | 0 | 0 | 0 | 0 | 0 | 0 | 0 | 0 | 0 | 0 | 0 | 0 | 0 | 0 | 0 | 0 | 0 | 0 | FALSE | 0% | 0% | 0% | 0% | 0% | 0% | FALSE | 0% | 0% | 0% | 0% | 0% | FALSE | 0% | 0% | 0% | 0% | 0% | 0% | 0% | 0% | N/A | N/A
| 692 | N/A | N/A | N/A | N/A | N/A | N/A | N/A | N/A | N/A | N/A | N/A | N/A | N/A | N/A | 0% | 0 | N/A | 0% | FALSE | 0 | 1 | N/A | N/A | N/A | N/A | N/A | FALSE | FALSE | TRUE | 0 | 0 | 0 | 0 | 0 | 0 | 0 | 0 | 0 | 0 | 0 | 0 | 0 | 0 | 0 | 0 | 0 | 0 | 0 | 0 | 0 | 0 | 0 | 0 | 0 | 0 | 0 | 0 | 0 | 0 | 0% | 0% | 0% | 0% | 0% | 0 | 0 | 0 | 0 | 0 | 0 | 0 | 0 | 0 | 0 | 0 | 0 | 0 | 0 | 0 | 0 | 0 | 0 | 0 | 0 | 0 | 0 | 0 | 0 | 0 | 0 | 0 | 0 | 0 | 0 | FALSE | 0% | 0% | 0% | 0% | 0% | 0% | FALSE | 0% | 0% | 0% | 0% | 0% | FALSE | 0% | 0% | 0% | 0% | 0% | 0% | 0% | 0% | N/A | N/A
| 693 | N/A | N/A | N/A | N/A | N/A | N/A | N/A | N/A | N/A | N/A | N/A | N/A | N/A | N/A | 0% | 0 | N/A | 0% | FALSE | 0 | 1 | N/A | N/A | N/A | N/A | N/A | FALSE | FALSE | TRUE | 0 | 0 | 0 | 0 | 0 | 0 | 0 | 0 | 0 | 0 | 0 | 0 | 0 | 0 | 0 | 0 | 0 | 0 | 0 | 0 | 0 | 0 | 0 | 0 | 0 | 0 | 0 | 0 | 0 | 0 | 0% | 0% | 0% | 0% | 0% | 0 | 0 | 0 | 0 | 0 | 0 | 0 | 0 | 0 | 0 | 0 | 0 | 0 | 0 | 0 | 0 | 0 | 0 | 0 | 0 | 0 | 0 | 0 | 0 | 0 | 0 | 0 | 0 | 0 | 0 | FALSE | 0% | 0% | 0% | 0% | 0% | 0% | FALSE | 0% | 0% | 0% | 0% | 0% | FALSE | 0% | 0% | 0% | 0% | 0% | 0% | 0% | 0% | N/A | N/A
| 694 | N/A | N/A | N/A | N/A | N/A | N/A | N/A | N/A | N/A | N/A | N/A | N/A | N/A | N/A | 0% | 0 | N/A | 0% | FALSE | 0 | 1 | N/A | N/A | N/A | N/A | N/A | FALSE | FALSE | TRUE | 0 | 0 | 0 | 0 | 0 | 0 | 0 | 0 | 0 | 0 | 0 | 0 | 0 | 0 | 0 | 0 | 0 | 0 | 0 | 0 | 0 | 0 | 0 | 0 | 0 | 0 | 0 | 0 | 0 | 0 | 0% | 0% | 0% | 0% | 0% | 0 | 0 | 0 | 0 | 0 | 0 | 0 | 0 | 0 | 0 | 0 | 0 | 0 | 0 | 0 | 0 | 0 | 0 | 0 | 0 | 0 | 0 | 0 | 0 | 0 | 0 | 0 | 0 | 0 | 0 | FALSE | 0% | 0% | 0% | 0% | 0% | 0% | FALSE | 0% | 0% | 0% | 0% | 0% | FALSE | 0% | 0% | 0% | 0% | 0% | 0% | 0% | 0% | N/A | N/A
| 695 | N/A | N/A | N/A | N/A | N/A | N/A | N/A | N/A | N/A | N/A | N/A | N/A | N/A | N/A | 0% | 0 | N/A | 0% | FALSE | 0 | 1 | N/A | N/A | N/A | N/A | N/A | FALSE | FALSE | TRUE | 0 | 0 | 0 | 0 | 0 | 0 | 0 | 0 | 0 | 0 | 0 | 0 | 0 | 0 | 0 | 0 | 0 | 0 | 0 | 0 | 0 | 0 | 0 | 0 | 0 | 0 | 0 | 0 | 0 | 0 | 0% | 0% | 0% | 0% | 0% | 0 | 0 | 0 | 0 | 0 | 0 | 0 | 0 | 0 | 0 | 0 | 0 | 0 | 0 | 0 | 0 | 0 | 0 | 0 | 0 | 0 | 0 | 0 | 0 | 0 | 0 | 0 | 0 | 0 | 0 | FALSE | 0% | 0% | 0% | 0% | 0% | 0% | FALSE | 0% | 0% | 0% | 0% | 0% | FALSE | 0% | 0% | 0% | 0% | 0% | 0% | 0% | 0% | N/A | N/A
| 696 | N/A | N/A | N/A | N/A | N/A | N/A | N/A | N/A | N/A | N/A | N/A | N/A | N/A | N/A | 0% | 0 | N/A | 0% | FALSE | 0 | 1 | N/A | N/A | N/A | N/A | N/A | FALSE | FALSE | TRUE | 0 | 0 | 0 | 0 | 0 | 0 | 0 | 0 | 0 | 0 | 0 | 0 | 0 | 0 | 0 | 0 | 0 | 0 | 0 | 0 | 0 | 0 | 0 | 0 | 0 | 0 | 0 | 0 | 0 | 0 | 0% | 0% | 0% | 0% | 0% | 0 | 0 | 0 | 0 | 0 | 0 | 0 | 0 | 0 | 0 | 0 | 0 | 0 | 0 | 0 | 0 | 0 | 0 | 0 | 0 | 0 | 0 | 0 | 0 | 0 | 0 | 0 | 0 | 0 | 0 | FALSE | 0% | 0% | 0% | 0% | 0% | 0% | FALSE | 0% | 0% | 0% | 0% | 0% | FALSE | 0% | 0% | 0% | 0% | 0% | 0% | 0% | 0% | N/A | N/A
| 697 | N/A | N/A | N/A | N/A | N/A | N/A | N/A | N/A | N/A | N/A | N/A | N/A | N/A | N/A | 0% | 0 | N/A | 0% | FALSE | 0 | 1 | N/A | N/A | N/A | N/A | N/A | FALSE | FALSE | TRUE | 0 | 0 | 0 | 0 | 0 | 0 | 0 | 0 | 0 | 0 | 0 | 0 | 0 | 0 | 0 | 0 | 0 | 0 | 0 | 0 | 0 | 0 | 0 | 0 | 0 | 0 | 0 | 0 | 0 | 0 | 0% | 0% | 0% | 0% | 0% | 0 | 0 | 0 | 0 | 0 | 0 | 0 | 0 | 0 | 0 | 0 | 0 | 0 | 0 | 0 | 0 | 0 | 0 | 0 | 0 | 0 | 0 | 0 | 0 | 0 | 0 | 0 | 0 | 0 | 0 | FALSE | 0% | 0% | 0% | 0% | 0% | 0% | FALSE | 0% | 0% | 0% | 0% | 0% | FALSE | 0% | 0% | 0% | 0% | 0% | 0% | 0% | 0% | N/A | N/A
| 698 | N/A | N/A | N/A | N/A | N/A | N/A | N/A | N/A | N/A | N/A | N/A | N/A | N/A | N/A | 0% | 0 | N/A | 0% | FALSE | 0 | 1 | N/A | N/A | N/A | N/A | N/A | FALSE | FALSE | TRUE | 0 | 0 | 0 | 0 | 0 | 0 | 0 | 0 | 0 | 0 | 0 | 0 | 0 | 0 | 0 | 0 | 0 | 0 | 0 | 0 | 0 | 0 | 0 | 0 | 0 | 0 | 0 | 0 | 0 | 0 | 0% | 0% | 0% | 0% | 0% | 0 | 0 | 0 | 0 | 0 | 0 | 0 | 0 | 0 | 0 | 0 | 0 | 0 | 0 | 0 | 0 | 0 | 0 | 0 | 0 | 0 | 0 | 0 | 0 | 0 | 0 | 0 | 0 | 0 | 0 | FALSE | 0% | 0% | 0% | 0% | 0% | 0% | FALSE | 0% | 0% | 0% | 0% | 0% | FALSE | 0% | 0% | 0% | 0% | 0% | 0% | 0% | 0% | N/A | N/A
| 699 | N/A | N/A | N/A | N/A | N/A | N/A | N/A | N/A | N/A | N/A | N/A | N/A | N/A | N/A | 0% | 0 | N/A | 0% | FALSE | 0 | 1 | N/A | N/A | N/A | N/A | N/A | FALSE | FALSE | TRUE | 0 | 0 | 0 | 0 | 0 | 0 | 0 | 0 | 0 | 0 | 0 | 0 | 0 | 0 | 0 | 0 | 0 | 0 | 0 | 0 | 0 | 0 | 0 | 0 | 0 | 0 | 0 | 0 | 0 | 0 | 0% | 0% | 0% | 0% | 0% | 0 | 0 | 0 | 0 | 0 | 0 | 0 | 0 | 0 | 0 | 0 | 0 | 0 | 0 | 0 | 0 | 0 | 0 | 0 | 0 | 0 | 0 | 0 | 0 | 0 | 0 | 0 | 0 | 0 | 0 | FALSE | 0% | 0% | 0% | 0% | 0% | 0% | FALSE | 0% | 0% | 0% | 0% | 0% | FALSE | 0% | 0% | 0% | 0% | 0% | 0% | 0% | 0% | N/A | N/A
| 700 | N/A | N/A | N/A | N/A | N/A | N/A | N/A | N/A | N/A | N/A | N/A | N/A | N/A | N/A | 0% | 0 | N/A | 0% | FALSE | 0 | 1 | N/A | N/A | N/A | N/A | N/A | FALSE | FALSE | TRUE | 0 | 0 | 0 | 0 | 0 | 0 | 0 | 0 | 0 | 0 | 0 | 0 | 0 | 0 | 0 | 0 | 0 | 0 | 0 | 0 | 0 | 0 | 0 | 0 | 0 | 0 | 0 | 0 | 0 | 0 | 0% | 0% | 0% | 0% | 0% | 0 | 0 | 0 | 0 | 0 | 0 | 0 | 0 | 0 | 0 | 0 | 0 | 0 | 0 | 0 | 0 | 0 | 0 | 0 | 0 | 0 | 0 | 0 | 0 | 0 | 0 | 0 | 0 | 0 | 0 | FALSE | 0% | 0% | 0% | 0% | 0% | 0% | FALSE | 0% | 0% | 0% | 0% | 0% | FALSE | 0% | 0% | 0% | 0% | 0% | 0% | 0% | 0% | N/A | N/A
| 701 | N/A | N/A | N/A | N/A | N/A | N/A | N/A | N/A | N/A | N/A | N/A | N/A | N/A | N/A | 0% | 0 | N/A | 0% | FALSE | 0 | 1 | N/A | N/A | N/A | N/A | N/A | FALSE | FALSE | TRUE | 0 | 0 | 0 | 0 | 0 | 0 | 0 | 0 | 0 | 0 | 0 | 0 | 0 | 0 | 0 | 0 | 0 | 0 | 0 | 0 | 0 | 0 | 0 | 0 | 0 | 0 | 0 | 0 | 0 | 0 | 0% | 0% | 0% | 0% | 0% | 0 | 0 | 0 | 0 | 0 | 0 | 0 | 0 | 0 | 0 | 0 | 0 | 0 | 0 | 0 | 0 | 0 | 0 | 0 | 0 | 0 | 0 | 0 | 0 | 0 | 0 | 0 | 0 | 0 | 0 | FALSE | 0% | 0% | 0% | 0% | 0% | 0% | FALSE | 0% | 0% | 0% | 0% | 0% | FALSE | 0% | 0% | 0% | 0% | 0% | 0% | 0% | 0% | N/A | N/A
| 702 | N/A | N/A | N/A | N/A | N/A | N/A | N/A | N/A | N/A | N/A | N/A | N/A | N/A | N/A | 0% | 0 | N/A | 0% | FALSE | 0 | 1 | N/A | N/A | N/A | N/A | N/A | FALSE | FALSE | TRUE | 0 | 0 | 0 | 0 | 0 | 0 | 0 | 0 | 0 | 0 | 0 | 0 | 0 | 0 | 0 | 0 | 0 | 0 | 0 | 0 | 0 | 0 | 0 | 0 | 0 | 0 | 0 | 0 | 0 | 0 | 0% | 0% | 0% | 0% | 0% | 0 | 0 | 0 | 0 | 0 | 0 | 0 | 0 | 0 | 0 | 0 | 0 | 0 | 0 | 0 | 0 | 0 | 0 | 0 | 0 | 0 | 0 | 0 | 0 | 0 | 0 | 0 | 0 | 0 | 0 | FALSE | 0% | 0% | 0% | 0% | 0% | 0% | FALSE | 0% | 0% | 0% | 0% | 0% | FALSE | 0% | 0% | 0% | 0% | 0% | 0% | 0% | 0% | N/A | N/A
| 703 | N/A | N/A | N/A | N/A | N/A | N/A | N/A | N/A | N/A | N/A | N/A | N/A | N/A | N/A | 0% | 0 | N/A | 0% | FALSE | 0 | 1 | N/A | N/A | N/A | N/A | N/A | FALSE | FALSE | TRUE | 0 | 0 | 0 | 0 | 0 | 0 | 0 | 0 | 0 | 0 | 0 | 0 | 0 | 0 | 0 | 0 | 0 | 0 | 0 | 0 | 0 | 0 | 0 | 0 | 0 | 0 | 0 | 0 | 0 | 0 | 0% | 0% | 0% | 0% | 0% | 0 | 0 | 0 | 0 | 0 | 0 | 0 | 0 | 0 | 0 | 0 | 0 | 0 | 0 | 0 | 0 | 0 | 0 | 0 | 0 | 0 | 0 | 0 | 0 | 0 | 0 | 0 | 0 | 0 | 0 | FALSE | 0% | 0% | 0% | 0% | 0% | 0% | FALSE | 0% | 0% | 0% | 0% | 0% | FALSE | 0% | 0% | 0% | 0% | 0% | 0% | 0% | 0% | N/A | N/A
| 704 | N/A | N/A | N/A | N/A | N/A | N/A | N/A | N/A | N/A | N/A | N/A | N/A | N/A | N/A | 0% | 0 | N/A | 0% | FALSE | 0 | 1 | N/A | N/A | N/A | N/A | N/A | FALSE | FALSE | TRUE | 0 | 0 | 0 | 0 | 0 | 0 | 0 | 0 | 0 | 0 | 0 | 0 | 0 | 0 | 0 | 0 | 0 | 0 | 0 | 0 | 0 | 0 | 0 | 0 | 0 | 0 | 0 | 0 | 0 | 0 | 0% | 0% | 0% | 0% | 0% | 0 | 0 | 0 | 0 | 0 | 0 | 0 | 0 | 0 | 0 | 0 | 0 | 0 | 0 | 0 | 0 | 0 | 0 | 0 | 0 | 0 | 0 | 0 | 0 | 0 | 0 | 0 | 0 | 0 | 0 | FALSE | 0% | 0% | 0% | 0% | 0% | 0% | FALSE | 0% | 0% | 0% | 0% | 0% | FALSE | 0% | 0% | 0% | 0% | 0% | 0% | 0% | 0% | N/A | N/A
| 705 | N/A | N/A | N/A | N/A | N/A | N/A | N/A | N/A | N/A | N/A | N/A | N/A | N/A | N/A | 0% | 0 | N/A | 0% | FALSE | 0 | 1 | N/A | N/A | N/A | N/A | N/A | FALSE | FALSE | TRUE | 0 | 0 | 0 | 0 | 0 | 0 | 0 | 0 | 0 | 0 | 0 | 0 | 0 | 0 | 0 | 0 | 0 | 0 | 0 | 0 | 0 | 0 | 0 | 0 | 0 | 0 | 0 | 0 | 0 | 0 | 0% | 0% | 0% | 0% | 0% | 0 | 0 | 0 | 0 | 0 | 0 | 0 | 0 | 0 | 0 | 0 | 0 | 0 | 0 | 0 | 0 | 0 | 0 | 0 | 0 | 0 | 0 | 0 | 0 | 0 | 0 | 0 | 0 | 0 | 0 | FALSE | 0% | 0% | 0% | 0% | 0% | 0% | FALSE | 0% | 0% | 0% | 0% | 0% | FALSE | 0% | 0% | 0% | 0% | 0% | 0% | 0% | 0% | N/A | N/A
| 706 | N/A | N/A | N/A | N/A | N/A | N/A | N/A | N/A | N/A | N/A | N/A | N/A | N/A | N/A | 0% | 0 | N/A | 0% | FALSE | 0 | 1 | N/A | N/A | N/A | N/A | N/A | FALSE | FALSE | TRUE | 0 | 0 | 0 | 0 | 0 | 0 | 0 | 0 | 0 | 0 | 0 | 0 | 0 | 0 | 0 | 0 | 0 | 0 | 0 | 0 | 0 | 0 | 0 | 0 | 0 | 0 | 0 | 0 | 0 | 0 | 0% | 0% | 0% | 0% | 0% | 0 | 0 | 0 | 0 | 0 | 0 | 0 | 0 | 0 | 0 | 0 | 0 | 0 | 0 | 0 | 0 | 0 | 0 | 0 | 0 | 0 | 0 | 0 | 0 | 0 | 0 | 0 | 0 | 0 | 0 | FALSE | 0% | 0% | 0% | 0% | 0% | 0% | FALSE | 0% | 0% | 0% | 0% | 0% | FALSE | 0% | 0% | 0% | 0% | 0% | 0% | 0% | 0% | N/A | N/A
| 707 | N/A | N/A | N/A | N/A | N/A | N/A | N/A | N/A | N/A | N/A | N/A | N/A | N/A | N/A | 0% | 0 | N/A | 0% | FALSE | 0 | 1 | N/A | N/A | N/A | N/A | N/A | FALSE | FALSE | TRUE | 0 | 0 | 0 | 0 | 0 | 0 | 0 | 0 | 0 | 0 | 0 | 0 | 0 | 0 | 0 | 0 | 0 | 0 | 0 | 0 | 0 | 0 | 0 | 0 | 0 | 0 | 0 | 0 | 0 | 0 | 0% | 0% | 0% | 0% | 0% | 0 | 0 | 0 | 0 | 0 | 0 | 0 | 0 | 0 | 0 | 0 | 0 | 0 | 0 | 0 | 0 | 0 | 0 | 0 | 0 | 0 | 0 | 0 | 0 | 0 | 0 | 0 | 0 | 0 | 0 | FALSE | 0% | 0% | 0% | 0% | 0% | 0% | FALSE | 0% | 0% | 0% | 0% | 0% | FALSE | 0% | 0% | 0% | 0% | 0% | 0% | 0% | 0% | N/A | N/A
| 708 | N/A | N/A | N/A | N/A | N/A | N/A | N/A | N/A | N/A | N/A | N/A | N/A | N/A | N/A | 0% | 0 | N/A | 0% | FALSE | 0 | 1 | N/A | N/A | N/A | N/A | N/A | FALSE | FALSE | TRUE | 0 | 0 | 0 | 0 | 0 | 0 | 0 | 0 | 0 | 0 | 0 | 0 | 0 | 0 | 0 | 0 | 0 | 0 | 0 | 0 | 0 | 0 | 0 | 0 | 0 | 0 | 0 | 0 | 0 | 0 | 0% | 0% | 0% | 0% | 0% | 0 | 0 | 0 | 0 | 0 | 0 | 0 | 0 | 0 | 0 | 0 | 0 | 0 | 0 | 0 | 0 | 0 | 0 | 0 | 0 | 0 | 0 | 0 | 0 | 0 | 0 | 0 | 0 | 0 | 0 | FALSE | 0% | 0% | 0% | 0% | 0% | 0% | FALSE | 0% | 0% | 0% | 0% | 0% | FALSE | 0% | 0% | 0% | 0% | 0% | 0% | 0% | 0% | N/A | N/A
| 709 | N/A | N/A | N/A | N/A | N/A | N/A | N/A | N/A | N/A | N/A | N/A | N/A | N/A | N/A | 0% | 0 | N/A | 0% | FALSE | 0 | 1 | N/A | N/A | N/A | N/A | N/A | FALSE | FALSE | TRUE | 0 | 0 | 0 | 0 | 0 | 0 | 0 | 0 | 0 | 0 | 0 | 0 | 0 | 0 | 0 | 0 | 0 | 0 | 0 | 0 | 0 | 0 | 0 | 0 | 0 | 0 | 0 | 0 | 0 | 0 | 0% | 0% | 0% | 0% | 0% | 0 | 0 | 0 | 0 | 0 | 0 | 0 | 0 | 0 | 0 | 0 | 0 | 0 | 0 | 0 | 0 | 0 | 0 | 0 | 0 | 0 | 0 | 0 | 0 | 0 | 0 | 0 | 0 | 0 | 0 | FALSE | 0% | 0% | 0% | 0% | 0% | 0% | FALSE | 0% | 0% | 0% | 0% | 0% | FALSE | 0% | 0% | 0% | 0% | 0% | 0% | 0% | 0% | N/A | N/A
| 710 | N/A | N/A | N/A | N/A | N/A | N/A | N/A | N/A | N/A | N/A | N/A | N/A | N/A | N/A | 0% | 0 | N/A | 0% | FALSE | 0 | 1 | N/A | N/A | N/A | N/A | N/A | FALSE | FALSE | TRUE | 0 | 0 | 0 | 0 | 0 | 0 | 0 | 0 | 0 | 0 | 0 | 0 | 0 | 0 | 0 | 0 | 0 | 0 | 0 | 0 | 0 | 0 | 0 | 0 | 0 | 0 | 0 | 0 | 0 | 0 | 0% | 0% | 0% | 0% | 0% | 0 | 0 | 0 | 0 | 0 | 0 | 0 | 0 | 0 | 0 | 0 | 0 | 0 | 0 | 0 | 0 | 0 | 0 | 0 | 0 | 0 | 0 | 0 | 0 | 0 | 0 | 0 | 0 | 0 | 0 | FALSE | 0% | 0% | 0% | 0% | 0% | 0% | FALSE | 0% | 0% | 0% | 0% | 0% | FALSE | 0% | 0% | 0% | 0% | 0% | 0% | 0% | 0% | N/A | N/A
| 711 | N/A | N/A | N/A | N/A | N/A | N/A | N/A | N/A | N/A | N/A | N/A | N/A | N/A | N/A | 0% | 0 | N/A | 0% | FALSE | 0 | 1 | N/A | N/A | N/A | N/A | N/A | FALSE | FALSE | TRUE | 0 | 0 | 0 | 0 | 0 | 0 | 0 | 0 | 0 | 0 | 0 | 0 | 0 | 0 | 0 | 0 | 0 | 0 | 0 | 0 | 0 | 0 | 0 | 0 | 0 | 0 | 0 | 0 | 0 | 0 | 0% | 0% | 0% | 0% | 0% | 0 | 0 | 0 | 0 | 0 | 0 | 0 | 0 | 0 | 0 | 0 | 0 | 0 | 0 | 0 | 0 | 0 | 0 | 0 | 0 | 0 | 0 | 0 | 0 | 0 | 0 | 0 | 0 | 0 | 0 | FALSE | 0% | 0% | 0% | 0% | 0% | 0% | FALSE | 0% | 0% | 0% | 0% | 0% | FALSE | 0% | 0% | 0% | 0% | 0% | 0% | 0% | 0% | N/A | N/A
| 712 | N/A | N/A | N/A | N/A | N/A | N/A | N/A | N/A | N/A | N/A | N/A | N/A | N/A | N/A | 0% | 0 | N/A | 0% | FALSE | 0 | 1 | N/A | N/A | N/A | N/A | N/A | FALSE | FALSE | TRUE | 0 | 0 | 0 | 0 | 0 | 0 | 0 | 0 | 0 | 0 | 0 | 0 | 0 | 0 | 0 | 0 | 0 | 0 | 0 | 0 | 0 | 0 | 0 | 0 | 0 | 0 | 0 | 0 | 0 | 0 | 0% | 0% | 0% | 0% | 0% | 0 | 0 | 0 | 0 | 0 | 0 | 0 | 0 | 0 | 0 | 0 | 0 | 0 | 0 | 0 | 0 | 0 | 0 | 0 | 0 | 0 | 0 | 0 | 0 | 0 | 0 | 0 | 0 | 0 | 0 | FALSE | 0% | 0% | 0% | 0% | 0% | 0% | FALSE | 0% | 0% | 0% | 0% | 0% | FALSE | 0% | 0% | 0% | 0% | 0% | 0% | 0% | 0% | N/A | N/A
| 713 | N/A | N/A | N/A | N/A | N/A | N/A | N/A | N/A | N/A | N/A | N/A | N/A | N/A | N/A | 0% | 0 | N/A | 0% | FALSE | 0 | 1 | N/A | N/A | N/A | N/A | N/A | FALSE | FALSE | TRUE | 0 | 0 | 0 | 0 | 0 | 0 | 0 | 0 | 0 | 0 | 0 | 0 | 0 | 0 | 0 | 0 | 0 | 0 | 0 | 0 | 0 | 0 | 0 | 0 | 0 | 0 | 0 | 0 | 0 | 0 | 0% | 0% | 0% | 0% | 0% | 0 | 0 | 0 | 0 | 0 | 0 | 0 | 0 | 0 | 0 | 0 | 0 | 0 | 0 | 0 | 0 | 0 | 0 | 0 | 0 | 0 | 0 | 0 | 0 | 0 | 0 | 0 | 0 | 0 | 0 | FALSE | 0% | 0% | 0% | 0% | 0% | 0% | FALSE | 0% | 0% | 0% | 0% | 0% | FALSE | 0% | 0% | 0% | 0% | 0% | 0% | 0% | 0% | N/A | N/A
| 714 | N/A | N/A | N/A | N/A | N/A | N/A | N/A | N/A | N/A | N/A | N/A | N/A | N/A | N/A | 0% | 0 | N/A | 0% | FALSE | 0 | 1 | N/A | N/A | N/A | N/A | N/A | FALSE | FALSE | TRUE | 0 | 0 | 0 | 0 | 0 | 0 | 0 | 0 | 0 | 0 | 0 | 0 | 0 | 0 | 0 | 0 | 0 | 0 | 0 | 0 | 0 | 0 | 0 | 0 | 0 | 0 | 0 | 0 | 0 | 0 | 0% | 0% | 0% | 0% | 0% | 0 | 0 | 0 | 0 | 0 | 0 | 0 | 0 | 0 | 0 | 0 | 0 | 0 | 0 | 0 | 0 | 0 | 0 | 0 | 0 | 0 | 0 | 0 | 0 | 0 | 0 | 0 | 0 | 0 | 0 | FALSE | 0% | 0% | 0% | 0% | 0% | 0% | FALSE | 0% | 0% | 0% | 0% | 0% | FALSE | 0% | 0% | 0% | 0% | 0% | 0% | 0% | 0% | N/A | N/A
| 715 | N/A | N/A | N/A | N/A | N/A | N/A | N/A | N/A | N/A | N/A | N/A | N/A | N/A | N/A | 0% | 0 | N/A | 0% | FALSE | 0 | 1 | N/A | N/A | N/A | N/A | N/A | FALSE | FALSE | TRUE | 0 | 0 | 0 | 0 | 0 | 0 | 0 | 0 | 0 | 0 | 0 | 0 | 0 | 0 | 0 | 0 | 0 | 0 | 0 | 0 | 0 | 0 | 0 | 0 | 0 | 0 | 0 | 0 | 0 | 0 | 0% | 0% | 0% | 0% | 0% | 0 | 0 | 0 | 0 | 0 | 0 | 0 | 0 | 0 | 0 | 0 | 0 | 0 | 0 | 0 | 0 | 0 | 0 | 0 | 0 | 0 | 0 | 0 | 0 | 0 | 0 | 0 | 0 | 0 | 0 | FALSE | 0% | 0% | 0% | 0% | 0% | 0% | FALSE | 0% | 0% | 0% | 0% | 0% | FALSE | 0% | 0% | 0% | 0% | 0% | 0% | 0% | 0% | N/A | N/A
| 716 | N/A | N/A | N/A | N/A | N/A | N/A | N/A | N/A | N/A | N/A | N/A | N/A | N/A | N/A | 0% | 0 | N/A | 0% | FALSE | 0 | 1 | N/A | N/A | N/A | N/A | N/A | FALSE | FALSE | TRUE | 0 | 0 | 0 | 0 | 0 | 0 | 0 | 0 | 0 | 0 | 0 | 0 | 0 | 0 | 0 | 0 | 0 | 0 | 0 | 0 | 0 | 0 | 0 | 0 | 0 | 0 | 0 | 0 | 0 | 0 | 0% | 0% | 0% | 0% | 0% | 0 | 0 | 0 | 0 | 0 | 0 | 0 | 0 | 0 | 0 | 0 | 0 | 0 | 0 | 0 | 0 | 0 | 0 | 0 | 0 | 0 | 0 | 0 | 0 | 0 | 0 | 0 | 0 | 0 | 0 | FALSE | 0% | 0% | 0% | 0% | 0% | 0% | FALSE | 0% | 0% | 0% | 0% | 0% | FALSE | 0% | 0% | 0% | 0% | 0% | 0% | 0% | 0% | N/A | N/A
| 717 | N/A | N/A | N/A | N/A | N/A | N/A | N/A | N/A | N/A | N/A | N/A | N/A | N/A | N/A | 0% | 0 | N/A | 0% | FALSE | 0 | 1 | N/A | N/A | N/A | N/A | N/A | FALSE | FALSE | TRUE | 0 | 0 | 0 | 0 | 0 | 0 | 0 | 0 | 0 | 0 | 0 | 0 | 0 | 0 | 0 | 0 | 0 | 0 | 0 | 0 | 0 | 0 | 0 | 0 | 0 | 0 | 0 | 0 | 0 | 0 | 0% | 0% | 0% | 0% | 0% | 0 | 0 | 0 | 0 | 0 | 0 | 0 | 0 | 0 | 0 | 0 | 0 | 0 | 0 | 0 | 0 | 0 | 0 | 0 | 0 | 0 | 0 | 0 | 0 | 0 | 0 | 0 | 0 | 0 | 0 | FALSE | 0% | 0% | 0% | 0% | 0% | 0% | FALSE | 0% | 0% | 0% | 0% | 0% | FALSE | 0% | 0% | 0% | 0% | 0% | 0% | 0% | 0% | N/A | N/A
| 718 | N/A | N/A | N/A | N/A | N/A | N/A | N/A | N/A | N/A | N/A | N/A | N/A | N/A | N/A | 0% | 0 | N/A | 0% | FALSE | 0 | 1 | N/A | N/A | N/A | N/A | N/A | FALSE | FALSE | TRUE | 0 | 0 | 0 | 0 | 0 | 0 | 0 | 0 | 0 | 0 | 0 | 0 | 0 | 0 | 0 | 0 | 0 | 0 | 0 | 0 | 0 | 0 | 0 | 0 | 0 | 0 | 0 | 0 | 0 | 0 | 0% | 0% | 0% | 0% | 0% | 0 | 0 | 0 | 0 | 0 | 0 | 0 | 0 | 0 | 0 | 0 | 0 | 0 | 0 | 0 | 0 | 0 | 0 | 0 | 0 | 0 | 0 | 0 | 0 | 0 | 0 | 0 | 0 | 0 | 0 | FALSE | 0% | 0% | 0% | 0% | 0% | 0% | FALSE | 0% | 0% | 0% | 0% | 0% | FALSE | 0% | 0% | 0% | 0% | 0% | 0% | 0% | 0% | N/A | N/A
| 719 | N/A | N/A | N/A | N/A | N/A | N/A | N/A | N/A | N/A | N/A | N/A | N/A | N/A | N/A | 0% | 0 | N/A | 0% | FALSE | 0 | 1 | N/A | N/A | N/A | N/A | N/A | FALSE | FALSE | TRUE | 0 | 0 | 0 | 0 | 0 | 0 | 0 | 0 | 0 | 0 | 0 | 0 | 0 | 0 | 0 | 0 | 0 | 0 | 0 | 0 | 0 | 0 | 0 | 0 | 0 | 0 | 0 | 0 | 0 | 0 | 0% | 0% | 0% | 0% | 0% | 0 | 0 | 0 | 0 | 0 | 0 | 0 | 0 | 0 | 0 | 0 | 0 | 0 | 0 | 0 | 0 | 0 | 0 | 0 | 0 | 0 | 0 | 0 | 0 | 0 | 0 | 0 | 0 | 0 | 0 | FALSE | 0% | 0% | 0% | 0% | 0% | 0% | FALSE | 0% | 0% | 0% | 0% | 0% | FALSE | 0% | 0% | 0% | 0% | 0% | 0% | 0% | 0% | N/A | N/A
| 720 | N/A | N/A | N/A | N/A | N/A | N/A | N/A | N/A | N/A | N/A | N/A | N/A | N/A | N/A | 0% | 0 | N/A | 0% | FALSE | 0 | 1 | N/A | N/A | N/A | N/A | N/A | FALSE | FALSE | TRUE | 0 | 0 | 0 | 0 | 0 | 0 | 0 | 0 | 0 | 0 | 0 | 0 | 0 | 0 | 0 | 0 | 0 | 0 | 0 | 0 | 0 | 0 | 0 | 0 | 0 | 0 | 0 | 0 | 0 | 0 | 0% | 0% | 0% | 0% | 0% | 0 | 0 | 0 | 0 | 0 | 0 | 0 | 0 | 0 | 0 | 0 | 0 | 0 | 0 | 0 | 0 | 0 | 0 | 0 | 0 | 0 | 0 | 0 | 0 | 0 | 0 | 0 | 0 | 0 | 0 | FALSE | 0% | 0% | 0% | 0% | 0% | 0% | FALSE | 0% | 0% | 0% | 0% | 0% | FALSE | 0% | 0% | 0% | 0% | 0% | 0% | 0% | 0% | N/A | N/A
| 721 | N/A | N/A | N/A | N/A | N/A | N/A | N/A | N/A | N/A | N/A | N/A | N/A | N/A | N/A | 0% | 0 | N/A | 0% | FALSE | 0 | 1 | N/A | N/A | N/A | N/A | N/A | FALSE | FALSE | TRUE | 0 | 0 | 0 | 0 | 0 | 0 | 0 | 0 | 0 | 0 | 0 | 0 | 0 | 0 | 0 | 0 | 0 | 0 | 0 | 0 | 0 | 0 | 0 | 0 | 0 | 0 | 0 | 0 | 0 | 0 | 0% | 0% | 0% | 0% | 0% | 0 | 0 | 0 | 0 | 0 | 0 | 0 | 0 | 0 | 0 | 0 | 0 | 0 | 0 | 0 | 0 | 0 | 0 | 0 | 0 | 0 | 0 | 0 | 0 | 0 | 0 | 0 | 0 | 0 | 0 | FALSE | 0% | 0% | 0% | 0% | 0% | 0% | FALSE | 0% | 0% | 0% | 0% | 0% | FALSE | 0% | 0% | 0% | 0% | 0% | 0% | 0% | 0% | N/A | N/A
| 722 | N/A | N/A | N/A | N/A | N/A | N/A | N/A | N/A | N/A | N/A | N/A | N/A | N/A | N/A | 0% | 0 | N/A | 0% | FALSE | 0 | 1 | N/A | N/A | N/A | N/A | N/A | FALSE | FALSE | TRUE | 0 | 0 | 0 | 0 | 0 | 0 | 0 | 0 | 0 | 0 | 0 | 0 | 0 | 0 | 0 | 0 | 0 | 0 | 0 | 0 | 0 | 0 | 0 | 0 | 0 | 0 | 0 | 0 | 0 | 0 | 0% | 0% | 0% | 0% | 0% | 0 | 0 | 0 | 0 | 0 | 0 | 0 | 0 | 0 | 0 | 0 | 0 | 0 | 0 | 0 | 0 | 0 | 0 | 0 | 0 | 0 | 0 | 0 | 0 | 0 | 0 | 0 | 0 | 0 | 0 | FALSE | 0% | 0% | 0% | 0% | 0% | 0% | FALSE | 0% | 0% | 0% | 0% | 0% | FALSE | 0% | 0% | 0% | 0% | 0% | 0% | 0% | 0% | N/A | N/A
| 723 | N/A | N/A | N/A | N/A | N/A | N/A | N/A | N/A | N/A | N/A | N/A | N/A | N/A | N/A | 0% | 0 | N/A | 0% | FALSE | 0 | 1 | N/A | N/A | N/A | N/A | N/A | FALSE | FALSE | TRUE | 0 | 0 | 0 | 0 | 0 | 0 | 0 | 0 | 0 | 0 | 0 | 0 | 0 | 0 | 0 | 0 | 0 | 0 | 0 | 0 | 0 | 0 | 0 | 0 | 0 | 0 | 0 | 0 | 0 | 0 | 0% | 0% | 0% | 0% | 0% | 0 | 0 | 0 | 0 | 0 | 0 | 0 | 0 | 0 | 0 | 0 | 0 | 0 | 0 | 0 | 0 | 0 | 0 | 0 | 0 | 0 | 0 | 0 | 0 | 0 | 0 | 0 | 0 | 0 | 0 | FALSE | 0% | 0% | 0% | 0% | 0% | 0% | FALSE | 0% | 0% | 0% | 0% | 0% | FALSE | 0% | 0% | 0% | 0% | 0% | 0% | 0% | 0% | N/A | N/A
| 724 | N/A | N/A | N/A | N/A | N/A | N/A | N/A | N/A | N/A | N/A | N/A | N/A | N/A | N/A | 0% | 0 | N/A | 0% | FALSE | 0 | 1 | N/A | N/A | N/A | N/A | N/A | FALSE | FALSE | TRUE | 0 | 0 | 0 | 0 | 0 | 0 | 0 | 0 | 0 | 0 | 0 | 0 | 0 | 0 | 0 | 0 | 0 | 0 | 0 | 0 | 0 | 0 | 0 | 0 | 0 | 0 | 0 | 0 | 0 | 0 | 0% | 0% | 0% | 0% | 0% | 0 | 0 | 0 | 0 | 0 | 0 | 0 | 0 | 0 | 0 | 0 | 0 | 0 | 0 | 0 | 0 | 0 | 0 | 0 | 0 | 0 | 0 | 0 | 0 | 0 | 0 | 0 | 0 | 0 | 0 | FALSE | 0% | 0% | 0% | 0% | 0% | 0% | FALSE | 0% | 0% | 0% | 0% | 0% | FALSE | 0% | 0% | 0% | 0% | 0% | 0% | 0% | 0% | N/A | N/A
| 725 | N/A | N/A | N/A | N/A | N/A | N/A | N/A | N/A | N/A | N/A | N/A | N/A | N/A | N/A | 0% | 0 | N/A | 0% | FALSE | 0 | 1 | N/A | N/A | N/A | N/A | N/A | FALSE | FALSE | TRUE | 0 | 0 | 0 | 0 | 0 | 0 | 0 | 0 | 0 | 0 | 0 | 0 | 0 | 0 | 0 | 0 | 0 | 0 | 0 | 0 | 0 | 0 | 0 | 0 | 0 | 0 | 0 | 0 | 0 | 0 | 0% | 0% | 0% | 0% | 0% | 0 | 0 | 0 | 0 | 0 | 0 | 0 | 0 | 0 | 0 | 0 | 0 | 0 | 0 | 0 | 0 | 0 | 0 | 0 | 0 | 0 | 0 | 0 | 0 | 0 | 0 | 0 | 0 | 0 | 0 | FALSE | 0% | 0% | 0% | 0% | 0% | 0% | FALSE | 0% | 0% | 0% | 0% | 0% | FALSE | 0% | 0% | 0% | 0% | 0% | 0% | 0% | 0% | N/A | N/A
| 726 | N/A | N/A | N/A | N/A | N/A | N/A | N/A | N/A | N/A | N/A | N/A | N/A | N/A | N/A | 0% | 0 | N/A | 0% | FALSE | 0 | 1 | N/A | N/A | N/A | N/A | N/A | FALSE | FALSE | TRUE | 0 | 0 | 0 | 0 | 0 | 0 | 0 | 0 | 0 | 0 | 0 | 0 | 0 | 0 | 0 | 0 | 0 | 0 | 0 | 0 | 0 | 0 | 0 | 0 | 0 | 0 | 0 | 0 | 0 | 0 | 0% | 0% | 0% | 0% | 0% | 0 | 0 | 0 | 0 | 0 | 0 | 0 | 0 | 0 | 0 | 0 | 0 | 0 | 0 | 0 | 0 | 0 | 0 | 0 | 0 | 0 | 0 | 0 | 0 | 0 | 0 | 0 | 0 | 0 | 0 | FALSE | 0% | 0% | 0% | 0% | 0% | 0% | FALSE | 0% | 0% | 0% | 0% | 0% | FALSE | 0% | 0% | 0% | 0% | 0% | 0% | 0% | 0% | N/A | N/A
| 727 | N/A | N/A | N/A | N/A | N/A | N/A | N/A | N/A | N/A | N/A | N/A | N/A | N/A | N/A | 0% | 0 | N/A | 0% | FALSE | 0 | 1 | N/A | N/A | N/A | N/A | N/A | FALSE | FALSE | TRUE | 0 | 0 | 0 | 0 | 0 | 0 | 0 | 0 | 0 | 0 | 0 | 0 | 0 | 0 | 0 | 0 | 0 | 0 | 0 | 0 | 0 | 0 | 0 | 0 | 0 | 0 | 0 | 0 | 0 | 0 | 0% | 0% | 0% | 0% | 0% | 0 | 0 | 0 | 0 | 0 | 0 | 0 | 0 | 0 | 0 | 0 | 0 | 0 | 0 | 0 | 0 | 0 | 0 | 0 | 0 | 0 | 0 | 0 | 0 | 0 | 0 | 0 | 0 | 0 | 0 | FALSE | 0% | 0% | 0% | 0% | 0% | 0% | FALSE | 0% | 0% | 0% | 0% | 0% | FALSE | 0% | 0% | 0% | 0% | 0% | 0% | 0% | 0% | N/A | N/A
| 728 | N/A | N/A | N/A | N/A | N/A | N/A | N/A | N/A | N/A | N/A | N/A | N/A | N/A | N/A | 0% | 0 | N/A | 0% | FALSE | 0 | 1 | N/A | N/A | N/A | N/A | N/A | FALSE | FALSE | TRUE | 0 | 0 | 0 | 0 | 0 | 0 | 0 | 0 | 0 | 0 | 0 | 0 | 0 | 0 | 0 | 0 | 0 | 0 | 0 | 0 | 0 | 0 | 0 | 0 | 0 | 0 | 0 | 0 | 0 | 0 | 0% | 0% | 0% | 0% | 0% | 0 | 0 | 0 | 0 | 0 | 0 | 0 | 0 | 0 | 0 | 0 | 0 | 0 | 0 | 0 | 0 | 0 | 0 | 0 | 0 | 0 | 0 | 0 | 0 | 0 | 0 | 0 | 0 | 0 | 0 | FALSE | 0% | 0% | 0% | 0% | 0% | 0% | FALSE | 0% | 0% | 0% | 0% | 0% | FALSE | 0% | 0% | 0% | 0% | 0% | 0% | 0% | 0% | N/A | N/A
| 729 | N/A | N/A | N/A | N/A | N/A | N/A | N/A | N/A | N/A | N/A | N/A | N/A | N/A | N/A | 0% | 0 | N/A | 0% | FALSE | 0 | 1 | N/A | N/A | N/A | N/A | N/A | FALSE | FALSE | TRUE | 0 | 0 | 0 | 0 | 0 | 0 | 0 | 0 | 0 | 0 | 0 | 0 | 0 | 0 | 0 | 0 | 0 | 0 | 0 | 0 | 0 | 0 | 0 | 0 | 0 | 0 | 0 | 0 | 0 | 0 | 0% | 0% | 0% | 0% | 0% | 0 | 0 | 0 | 0 | 0 | 0 | 0 | 0 | 0 | 0 | 0 | 0 | 0 | 0 | 0 | 0 | 0 | 0 | 0 | 0 | 0 | 0 | 0 | 0 | 0 | 0 | 0 | 0 | 0 | 0 | FALSE | 0% | 0% | 0% | 0% | 0% | 0% | FALSE | 0% | 0% | 0% | 0% | 0% | FALSE | 0% | 0% | 0% | 0% | 0% | 0% | 0% | 0% | N/A | N/A
| 730 | N/A | N/A | N/A | N/A | N/A | N/A | N/A | N/A | N/A | N/A | N/A | N/A | N/A | N/A | 0% | 0 | N/A | 0% | FALSE | 0 | 1 | N/A | N/A | N/A | N/A | N/A | FALSE | FALSE | TRUE | 0 | 0 | 0 | 0 | 0 | 0 | 0 | 0 | 0 | 0 | 0 | 0 | 0 | 0 | 0 | 0 | 0 | 0 | 0 | 0 | 0 | 0 | 0 | 0 | 0 | 0 | 0 | 0 | 0 | 0 | 0% | 0% | 0% | 0% | 0% | 0 | 0 | 0 | 0 | 0 | 0 | 0 | 0 | 0 | 0 | 0 | 0 | 0 | 0 | 0 | 0 | 0 | 0 | 0 | 0 | 0 | 0 | 0 | 0 | 0 | 0 | 0 | 0 | 0 | 0 | FALSE | 0% | 0% | 0% | 0% | 0% | 0% | FALSE | 0% | 0% | 0% | 0% | 0% | FALSE | 0% | 0% | 0% | 0% | 0% | 0% | 0% | 0% | N/A | N/A
| 731 | N/A | N/A | N/A | N/A | N/A | N/A | N/A | N/A | N/A | N/A | N/A | N/A | N/A | N/A | 0% | 0 | N/A | 0% | FALSE | 0 | 1 | N/A | N/A | N/A | N/A | N/A | FALSE | FALSE | TRUE | 0 | 0 | 0 | 0 | 0 | 0 | 0 | 0 | 0 | 0 | 0 | 0 | 0 | 0 | 0 | 0 | 0 | 0 | 0 | 0 | 0 | 0 | 0 | 0 | 0 | 0 | 0 | 0 | 0 | 0 | 0% | 0% | 0% | 0% | 0% | 0 | 0 | 0 | 0 | 0 | 0 | 0 | 0 | 0 | 0 | 0 | 0 | 0 | 0 | 0 | 0 | 0 | 0 | 0 | 0 | 0 | 0 | 0 | 0 | 0 | 0 | 0 | 0 | 0 | 0 | FALSE | 0% | 0% | 0% | 0% | 0% | 0% | FALSE | 0% | 0% | 0% | 0% | 0% | FALSE | 0% | 0% | 0% | 0% | 0% | 0% | 0% | 0% | N/A | N/A
| 732 | N/A | N/A | N/A | N/A | N/A | N/A | N/A | N/A | N/A | N/A | N/A | N/A | N/A | N/A | 0% | 0 | N/A | 0% | FALSE | 0 | 1 | N/A | N/A | N/A | N/A | N/A | FALSE | FALSE | TRUE | 0 | 0 | 0 | 0 | 0 | 0 | 0 | 0 | 0 | 0 | 0 | 0 | 0 | 0 | 0 | 0 | 0 | 0 | 0 | 0 | 0 | 0 | 0 | 0 | 0 | 0 | 0 | 0 | 0 | 0 | 0% | 0% | 0% | 0% | 0% | 0 | 0 | 0 | 0 | 0 | 0 | 0 | 0 | 0 | 0 | 0 | 0 | 0 | 0 | 0 | 0 | 0 | 0 | 0 | 0 | 0 | 0 | 0 | 0 | 0 | 0 | 0 | 0 | 0 | 0 | FALSE | 0% | 0% | 0% | 0% | 0% | 0% | FALSE | 0% | 0% | 0% | 0% | 0% | FALSE | 0% | 0% | 0% | 0% | 0% | 0% | 0% | 0% | N/A | N/A
| 733 | N/A | N/A | N/A | N/A | N/A | N/A | N/A | N/A | N/A | N/A | N/A | N/A | N/A | N/A | 0% | 0 | N/A | 0% | FALSE | 0 | 1 | N/A | N/A | N/A | N/A | N/A | FALSE | FALSE | TRUE | 0 | 0 | 0 | 0 | 0 | 0 | 0 | 0 | 0 | 0 | 0 | 0 | 0 | 0 | 0 | 0 | 0 | 0 | 0 | 0 | 0 | 0 | 0 | 0 | 0 | 0 | 0 | 0 | 0 | 0 | 0% | 0% | 0% | 0% | 0% | 0 | 0 | 0 | 0 | 0 | 0 | 0 | 0 | 0 | 0 | 0 | 0 | 0 | 0 | 0 | 0 | 0 | 0 | 0 | 0 | 0 | 0 | 0 | 0 | 0 | 0 | 0 | 0 | 0 | 0 | FALSE | 0% | 0% | 0% | 0% | 0% | 0% | FALSE | 0% | 0% | 0% | 0% | 0% | FALSE | 0% | 0% | 0% | 0% | 0% | 0% | 0% | 0% | N/A | N/A
| 734 | N/A | N/A | N/A | N/A | N/A | N/A | N/A | N/A | N/A | N/A | N/A | N/A | N/A | N/A | 0% | 0 | N/A | 0% | FALSE | 0 | 1 | N/A | N/A | N/A | N/A | N/A | FALSE | FALSE | TRUE | 0 | 0 | 0 | 0 | 0 | 0 | 0 | 0 | 0 | 0 | 0 | 0 | 0 | 0 | 0 | 0 | 0 | 0 | 0 | 0 | 0 | 0 | 0 | 0 | 0 | 0 | 0 | 0 | 0 | 0 | 0% | 0% | 0% | 0% | 0% | 0 | 0 | 0 | 0 | 0 | 0 | 0 | 0 | 0 | 0 | 0 | 0 | 0 | 0 | 0 | 0 | 0 | 0 | 0 | 0 | 0 | 0 | 0 | 0 | 0 | 0 | 0 | 0 | 0 | 0 | FALSE | 0% | 0% | 0% | 0% | 0% | 0% | FALSE | 0% | 0% | 0% | 0% | 0% | FALSE | 0% | 0% | 0% | 0% | 0% | 0% | 0% | 0% | N/A | N/A
| 735 | N/A | N/A | N/A | N/A | N/A | N/A | N/A | N/A | N/A | N/A | N/A | N/A | N/A | N/A | 0% | 0 | N/A | 0% | FALSE | 0 | 1 | N/A | N/A | N/A | N/A | N/A | FALSE | FALSE | TRUE | 0 | 0 | 0 | 0 | 0 | 0 | 0 | 0 | 0 | 0 | 0 | 0 | 0 | 0 | 0 | 0 | 0 | 0 | 0 | 0 | 0 | 0 | 0 | 0 | 0 | 0 | 0 | 0 | 0 | 0 | 0% | 0% | 0% | 0% | 0% | 0 | 0 | 0 | 0 | 0 | 0 | 0 | 0 | 0 | 0 | 0 | 0 | 0 | 0 | 0 | 0 | 0 | 0 | 0 | 0 | 0 | 0 | 0 | 0 | 0 | 0 | 0 | 0 | 0 | 0 | FALSE | 0% | 0% | 0% | 0% | 0% | 0% | FALSE | 0% | 0% | 0% | 0% | 0% | FALSE | 0% | 0% | 0% | 0% | 0% | 0% | 0% | 0% | N/A | N/A
| 736 | N/A | N/A | N/A | N/A | N/A | N/A | N/A | N/A | N/A | N/A | N/A | N/A | N/A | N/A | 0% | 0 | N/A | 0% | FALSE | 0 | 1 | N/A | N/A | N/A | N/A | N/A | FALSE | FALSE | TRUE | 0 | 0 | 0 | 0 | 0 | 0 | 0 | 0 | 0 | 0 | 0 | 0 | 0 | 0 | 0 | 0 | 0 | 0 | 0 | 0 | 0 | 0 | 0 | 0 | 0 | 0 | 0 | 0 | 0 | 0 | 0% | 0% | 0% | 0% | 0% | 0 | 0 | 0 | 0 | 0 | 0 | 0 | 0 | 0 | 0 | 0 | 0 | 0 | 0 | 0 | 0 | 0 | 0 | 0 | 0 | 0 | 0 | 0 | 0 | 0 | 0 | 0 | 0 | 0 | 0 | FALSE | 0% | 0% | 0% | 0% | 0% | 0% | FALSE | 0% | 0% | 0% | 0% | 0% | FALSE | 0% | 0% | 0% | 0% | 0% | 0% | 0% | 0% | N/A | N/A
| 737 | N/A | N/A | N/A | N/A | N/A | N/A | N/A | N/A | N/A | N/A | N/A | N/A | N/A | N/A | 0% | 0 | N/A | 0% | FALSE | 0 | 1 | N/A | N/A | N/A | N/A | N/A | FALSE | FALSE | TRUE | 0 | 0 | 0 | 0 | 0 | 0 | 0 | 0 | 0 | 0 | 0 | 0 | 0 | 0 | 0 | 0 | 0 | 0 | 0 | 0 | 0 | 0 | 0 | 0 | 0 | 0 | 0 | 0 | 0 | 0 | 0% | 0% | 0% | 0% | 0% | 0 | 0 | 0 | 0 | 0 | 0 | 0 | 0 | 0 | 0 | 0 | 0 | 0 | 0 | 0 | 0 | 0 | 0 | 0 | 0 | 0 | 0 | 0 | 0 | 0 | 0 | 0 | 0 | 0 | 0 | FALSE | 0% | 0% | 0% | 0% | 0% | 0% | FALSE | 0% | 0% | 0% | 0% | 0% | FALSE | 0% | 0% | 0% | 0% | 0% | 0% | 0% | 0% | N/A | N/A
| 738 | N/A | N/A | N/A | N/A | N/A | N/A | N/A | N/A | N/A | N/A | N/A | N/A | N/A | N/A | 0% | 0 | N/A | 0% | FALSE | 0 | 1 | N/A | N/A | N/A | N/A | N/A | FALSE | FALSE | TRUE | 0 | 0 | 0 | 0 | 0 | 0 | 0 | 0 | 0 | 0 | 0 | 0 | 0 | 0 | 0 | 0 | 0 | 0 | 0 | 0 | 0 | 0 | 0 | 0 | 0 | 0 | 0 | 0 | 0 | 0 | 0% | 0% | 0% | 0% | 0% | 0 | 0 | 0 | 0 | 0 | 0 | 0 | 0 | 0 | 0 | 0 | 0 | 0 | 0 | 0 | 0 | 0 | 0 | 0 | 0 | 0 | 0 | 0 | 0 | 0 | 0 | 0 | 0 | 0 | 0 | FALSE | 0% | 0% | 0% | 0% | 0% | 0% | FALSE | 0% | 0% | 0% | 0% | 0% | FALSE | 0% | 0% | 0% | 0% | 0% | 0% | 0% | 0% | N/A | N/A
| 739 | N/A | N/A | N/A | N/A | N/A | N/A | N/A | N/A | N/A | N/A | N/A | N/A | N/A | N/A | 0% | 0 | N/A | 0% | FALSE | 0 | 1 | N/A | N/A | N/A | N/A | N/A | FALSE | FALSE | TRUE | 0 | 0 | 0 | 0 | 0 | 0 | 0 | 0 | 0 | 0 | 0 | 0 | 0 | 0 | 0 | 0 | 0 | 0 | 0 | 0 | 0 | 0 | 0 | 0 | 0 | 0 | 0 | 0 | 0 | 0 | 0% | 0% | 0% | 0% | 0% | 0 | 0 | 0 | 0 | 0 | 0 | 0 | 0 | 0 | 0 | 0 | 0 | 0 | 0 | 0 | 0 | 0 | 0 | 0 | 0 | 0 | 0 | 0 | 0 | 0 | 0 | 0 | 0 | 0 | 0 | FALSE | 0% | 0% | 0% | 0% | 0% | 0% | FALSE | 0% | 0% | 0% | 0% | 0% | FALSE | 0% | 0% | 0% | 0% | 0% | 0% | 0% | 0% | N/A | N/A
| 740 | N/A | N/A | N/A | N/A | N/A | N/A | N/A | N/A | N/A | N/A | N/A | N/A | N/A | N/A | 0% | 0 | N/A | 0% | FALSE | 0 | 1 | N/A | N/A | N/A | N/A | N/A | FALSE | FALSE | TRUE | 0 | 0 | 0 | 0 | 0 | 0 | 0 | 0 | 0 | 0 | 0 | 0 | 0 | 0 | 0 | 0 | 0 | 0 | 0 | 0 | 0 | 0 | 0 | 0 | 0 | 0 | 0 | 0 | 0 | 0 | 0% | 0% | 0% | 0% | 0% | 0 | 0 | 0 | 0 | 0 | 0 | 0 | 0 | 0 | 0 | 0 | 0 | 0 | 0 | 0 | 0 | 0 | 0 | 0 | 0 | 0 | 0 | 0 | 0 | 0 | 0 | 0 | 0 | 0 | 0 | FALSE | 0% | 0% | 0% | 0% | 0% | 0% | FALSE | 0% | 0% | 0% | 0% | 0% | FALSE | 0% | 0% | 0% | 0% | 0% | 0% | 0% | 0% | N/A | N/A
| 741 | N/A | N/A | N/A | N/A | N/A | N/A | N/A | N/A | N/A | N/A | N/A | N/A | N/A | N/A | 0% | 0 | N/A | 0% | FALSE | 0 | 1 | N/A | N/A | N/A | N/A | N/A | FALSE | FALSE | TRUE | 0 | 0 | 0 | 0 | 0 | 0 | 0 | 0 | 0 | 0 | 0 | 0 | 0 | 0 | 0 | 0 | 0 | 0 | 0 | 0 | 0 | 0 | 0 | 0 | 0 | 0 | 0 | 0 | 0 | 0 | 0% | 0% | 0% | 0% | 0% | 0 | 0 | 0 | 0 | 0 | 0 | 0 | 0 | 0 | 0 | 0 | 0 | 0 | 0 | 0 | 0 | 0 | 0 | 0 | 0 | 0 | 0 | 0 | 0 | 0 | 0 | 0 | 0 | 0 | 0 | FALSE | 0% | 0% | 0% | 0% | 0% | 0% | FALSE | 0% | 0% | 0% | 0% | 0% | FALSE | 0% | 0% | 0% | 0% | 0% | 0% | 0% | 0% | N/A | N/A
| 742 | N/A | N/A | N/A | N/A | N/A | N/A | N/A | N/A | N/A | N/A | N/A | N/A | N/A | N/A | 0% | 0 | N/A | 0% | FALSE | 0 | 1 | N/A | N/A | N/A | N/A | N/A | FALSE | FALSE | TRUE | 0 | 0 | 0 | 0 | 0 | 0 | 0 | 0 | 0 | 0 | 0 | 0 | 0 | 0 | 0 | 0 | 0 | 0 | 0 | 0 | 0 | 0 | 0 | 0 | 0 | 0 | 0 | 0 | 0 | 0 | 0% | 0% | 0% | 0% | 0% | 0 | 0 | 0 | 0 | 0 | 0 | 0 | 0 | 0 | 0 | 0 | 0 | 0 | 0 | 0 | 0 | 0 | 0 | 0 | 0 | 0 | 0 | 0 | 0 | 0 | 0 | 0 | 0 | 0 | 0 | FALSE | 0% | 0% | 0% | 0% | 0% | 0% | FALSE | 0% | 0% | 0% | 0% | 0% | FALSE | 0% | 0% | 0% | 0% | 0% | 0% | 0% | 0% | N/A | N/A
| 743 | N/A | N/A | N/A | N/A | N/A | N/A | N/A | N/A | N/A | N/A | N/A | N/A | N/A | N/A | 0% | 0 | N/A | 0% | FALSE | 0 | 1 | N/A | N/A | N/A | N/A | N/A | FALSE | FALSE | TRUE | 0 | 0 | 0 | 0 | 0 | 0 | 0 | 0 | 0 | 0 | 0 | 0 | 0 | 0 | 0 | 0 | 0 | 0 | 0 | 0 | 0 | 0 | 0 | 0 | 0 | 0 | 0 | 0 | 0 | 0 | 0% | 0% | 0% | 0% | 0% | 0 | 0 | 0 | 0 | 0 | 0 | 0 | 0 | 0 | 0 | 0 | 0 | 0 | 0 | 0 | 0 | 0 | 0 | 0 | 0 | 0 | 0 | 0 | 0 | 0 | 0 | 0 | 0 | 0 | 0 | FALSE | 0% | 0% | 0% | 0% | 0% | 0% | FALSE | 0% | 0% | 0% | 0% | 0% | FALSE | 0% | 0% | 0% | 0% | 0% | 0% | 0% | 0% | N/A | N/A
| 744 | N/A | N/A | N/A | N/A | N/A | N/A | N/A | N/A | N/A | N/A | N/A | N/A | N/A | N/A | 0% | 0 | N/A | 0% | FALSE | 0 | 1 | N/A | N/A | N/A | N/A | N/A | FALSE | FALSE | TRUE | 0 | 0 | 0 | 0 | 0 | 0 | 0 | 0 | 0 | 0 | 0 | 0 | 0 | 0 | 0 | 0 | 0 | 0 | 0 | 0 | 0 | 0 | 0 | 0 | 0 | 0 | 0 | 0 | 0 | 0 | 0% | 0% | 0% | 0% | 0% | 0 | 0 | 0 | 0 | 0 | 0 | 0 | 0 | 0 | 0 | 0 | 0 | 0 | 0 | 0 | 0 | 0 | 0 | 0 | 0 | 0 | 0 | 0 | 0 | 0 | 0 | 0 | 0 | 0 | 0 | FALSE | 0% | 0% | 0% | 0% | 0% | 0% | FALSE | 0% | 0% | 0% | 0% | 0% | FALSE | 0% | 0% | 0% | 0% | 0% | 0% | 0% | 0% | N/A | N/A
| 745 | N/A | N/A | N/A | N/A | N/A | N/A | N/A | N/A | N/A | N/A | N/A | N/A | N/A | N/A | 0% | 0 | N/A | 0% | FALSE | 0 | 1 | N/A | N/A | N/A | N/A | N/A | FALSE | FALSE | TRUE | 0 | 0 | 0 | 0 | 0 | 0 | 0 | 0 | 0 | 0 | 0 | 0 | 0 | 0 | 0 | 0 | 0 | 0 | 0 | 0 | 0 | 0 | 0 | 0 | 0 | 0 | 0 | 0 | 0 | 0 | 0% | 0% | 0% | 0% | 0% | 0 | 0 | 0 | 0 | 0 | 0 | 0 | 0 | 0 | 0 | 0 | 0 | 0 | 0 | 0 | 0 | 0 | 0 | 0 | 0 | 0 | 0 | 0 | 0 | 0 | 0 | 0 | 0 | 0 | 0 | FALSE | 0% | 0% | 0% | 0% | 0% | 0% | FALSE | 0% | 0% | 0% | 0% | 0% | FALSE | 0% | 0% | 0% | 0% | 0% | 0% | 0% | 0% | N/A | N/A
| 746 | N/A | N/A | N/A | N/A | N/A | N/A | N/A | N/A | N/A | N/A | N/A | N/A | N/A | N/A | 0% | 0 | N/A | 0% | FALSE | 0 | 1 | N/A | N/A | N/A | N/A | N/A | FALSE | FALSE | TRUE | 0 | 0 | 0 | 0 | 0 | 0 | 0 | 0 | 0 | 0 | 0 | 0 | 0 | 0 | 0 | 0 | 0 | 0 | 0 | 0 | 0 | 0 | 0 | 0 | 0 | 0 | 0 | 0 | 0 | 0 | 0% | 0% | 0% | 0% | 0% | 0 | 0 | 0 | 0 | 0 | 0 | 0 | 0 | 0 | 0 | 0 | 0 | 0 | 0 | 0 | 0 | 0 | 0 | 0 | 0 | 0 | 0 | 0 | 0 | 0 | 0 | 0 | 0 | 0 | 0 | FALSE | 0% | 0% | 0% | 0% | 0% | 0% | FALSE | 0% | 0% | 0% | 0% | 0% | FALSE | 0% | 0% | 0% | 0% | 0% | 0% | 0% | 0% | N/A | N/A
| 747 | N/A | N/A | N/A | N/A | N/A | N/A | N/A | N/A | N/A | N/A | N/A | N/A | N/A | N/A | 0% | 0 | N/A | 0% | FALSE | 0 | 1 | N/A | N/A | N/A | N/A | N/A | FALSE | FALSE | TRUE | 0 | 0 | 0 | 0 | 0 | 0 | 0 | 0 | 0 | 0 | 0 | 0 | 0 | 0 | 0 | 0 | 0 | 0 | 0 | 0 | 0 | 0 | 0 | 0 | 0 | 0 | 0 | 0 | 0 | 0 | 0% | 0% | 0% | 0% | 0% | 0 | 0 | 0 | 0 | 0 | 0 | 0 | 0 | 0 | 0 | 0 | 0 | 0 | 0 | 0 | 0 | 0 | 0 | 0 | 0 | 0 | 0 | 0 | 0 | 0 | 0 | 0 | 0 | 0 | 0 | FALSE | 0% | 0% | 0% | 0% | 0% | 0% | FALSE | 0% | 0% | 0% | 0% | 0% | FALSE | 0% | 0% | 0% | 0% | 0% | 0% | 0% | 0% | N/A | N/A
| 748 | N/A | N/A | N/A | N/A | N/A | N/A | N/A | N/A | N/A | N/A | N/A | N/A | N/A | N/A | 0% | 0 | N/A | 0% | FALSE | 0 | 1 | N/A | N/A | N/A | N/A | N/A | FALSE | FALSE | TRUE | 0 | 0 | 0 | 0 | 0 | 0 | 0 | 0 | 0 | 0 | 0 | 0 | 0 | 0 | 0 | 0 | 0 | 0 | 0 | 0 | 0 | 0 | 0 | 0 | 0 | 0 | 0 | 0 | 0 | 0 | 0% | 0% | 0% | 0% | 0% | 0 | 0 | 0 | 0 | 0 | 0 | 0 | 0 | 0 | 0 | 0 | 0 | 0 | 0 | 0 | 0 | 0 | 0 | 0 | 0 | 0 | 0 | 0 | 0 | 0 | 0 | 0 | 0 | 0 | 0 | FALSE | 0% | 0% | 0% | 0% | 0% | 0% | FALSE | 0% | 0% | 0% | 0% | 0% | FALSE | 0% | 0% | 0% | 0% | 0% | 0% | 0% | 0% | N/A | N/A
| 749 | N/A | N/A | N/A | N/A | N/A | N/A | N/A | N/A | N/A | N/A | N/A | N/A | N/A | N/A | 0% | 0 | N/A | 0% | FALSE | 0 | 1 | N/A | N/A | N/A | N/A | N/A | FALSE | FALSE | TRUE | 0 | 0 | 0 | 0 | 0 | 0 | 0 | 0 | 0 | 0 | 0 | 0 | 0 | 0 | 0 | 0 | 0 | 0 | 0 | 0 | 0 | 0 | 0 | 0 | 0 | 0 | 0 | 0 | 0 | 0 | 0% | 0% | 0% | 0% | 0% | 0 | 0 | 0 | 0 | 0 | 0 | 0 | 0 | 0 | 0 | 0 | 0 | 0 | 0 | 0 | 0 | 0 | 0 | 0 | 0 | 0 | 0 | 0 | 0 | 0 | 0 | 0 | 0 | 0 | 0 | FALSE | 0% | 0% | 0% | 0% | 0% | 0% | FALSE | 0% | 0% | 0% | 0% | 0% | FALSE | 0% | 0% | 0% | 0% | 0% | 0% | 0% | 0% | N/A | N/A
| 750 | N/A | N/A | N/A | N/A | N/A | N/A | N/A | N/A | N/A | N/A | N/A | N/A | N/A | N/A | 0% | 0 | N/A | 0% | FALSE | 0 | 1 | N/A | N/A | N/A | N/A | N/A | FALSE | FALSE | TRUE | 0 | 0 | 0 | 0 | 0 | 0 | 0 | 0 | 0 | 0 | 0 | 0 | 0 | 0 | 0 | 0 | 0 | 0 | 0 | 0 | 0 | 0 | 0 | 0 | 0 | 0 | 0 | 0 | 0 | 0 | 0% | 0% | 0% | 0% | 0% | 0 | 0 | 0 | 0 | 0 | 0 | 0 | 0 | 0 | 0 | 0 | 0 | 0 | 0 | 0 | 0 | 0 | 0 | 0 | 0 | 0 | 0 | 0 | 0 | 0 | 0 | 0 | 0 | 0 | 0 | FALSE | 0% | 0% | 0% | 0% | 0% | 0% | FALSE | 0% | 0% | 0% | 0% | 0% | FALSE | 0% | 0% | 0% | 0% | 0% | 0% | 0% | 0% | N/A | N/A
| 751 | N/A | N/A | N/A | N/A | N/A | N/A | N/A | N/A | N/A | N/A | N/A | N/A | N/A | N/A | 0% | 0 | N/A | 0% | FALSE | 0 | 1 | N/A | N/A | N/A | N/A | N/A | FALSE | FALSE | TRUE | 0 | 0 | 0 | 0 | 0 | 0 | 0 | 0 | 0 | 0 | 0 | 0 | 0 | 0 | 0 | 0 | 0 | 0 | 0 | 0 | 0 | 0 | 0 | 0 | 0 | 0 | 0 | 0 | 0 | 0 | 0% | 0% | 0% | 0% | 0% | 0 | 0 | 0 | 0 | 0 | 0 | 0 | 0 | 0 | 0 | 0 | 0 | 0 | 0 | 0 | 0 | 0 | 0 | 0 | 0 | 0 | 0 | 0 | 0 | 0 | 0 | 0 | 0 | 0 | 0 | FALSE | 0% | 0% | 0% | 0% | 0% | 0% | FALSE | 0% | 0% | 0% | 0% | 0% | FALSE | 0% | 0% | 0% | 0% | 0% | 0% | 0% | 0% | N/A | N/A
| 752 | N/A | N/A | N/A | N/A | N/A | N/A | N/A | N/A | N/A | N/A | N/A | N/A | N/A | N/A | 0% | 0 | N/A | 0% | FALSE | 0 | 1 | N/A | N/A | N/A | N/A | N/A | FALSE | FALSE | TRUE | 0 | 0 | 0 | 0 | 0 | 0 | 0 | 0 | 0 | 0 | 0 | 0 | 0 | 0 | 0 | 0 | 0 | 0 | 0 | 0 | 0 | 0 | 0 | 0 | 0 | 0 | 0 | 0 | 0 | 0 | 0% | 0% | 0% | 0% | 0% | 0 | 0 | 0 | 0 | 0 | 0 | 0 | 0 | 0 | 0 | 0 | 0 | 0 | 0 | 0 | 0 | 0 | 0 | 0 | 0 | 0 | 0 | 0 | 0 | 0 | 0 | 0 | 0 | 0 | 0 | FALSE | 0% | 0% | 0% | 0% | 0% | 0% | FALSE | 0% | 0% | 0% | 0% | 0% | FALSE | 0% | 0% | 0% | 0% | 0% | 0% | 0% | 0% | N/A | N/A
| 753 | N/A | N/A | N/A | N/A | N/A | N/A | N/A | N/A | N/A | N/A | N/A | N/A | N/A | N/A | 0% | 0 | N/A | 0% | FALSE | 0 | 1 | N/A | N/A | N/A | N/A | N/A | FALSE | FALSE | TRUE | 0 | 0 | 0 | 0 | 0 | 0 | 0 | 0 | 0 | 0 | 0 | 0 | 0 | 0 | 0 | 0 | 0 | 0 | 0 | 0 | 0 | 0 | 0 | 0 | 0 | 0 | 0 | 0 | 0 | 0 | 0% | 0% | 0% | 0% | 0% | 0 | 0 | 0 | 0 | 0 | 0 | 0 | 0 | 0 | 0 | 0 | 0 | 0 | 0 | 0 | 0 | 0 | 0 | 0 | 0 | 0 | 0 | 0 | 0 | 0 | 0 | 0 | 0 | 0 | 0 | FALSE | 0% | 0% | 0% | 0% | 0% | 0% | FALSE | 0% | 0% | 0% | 0% | 0% | FALSE | 0% | 0% | 0% | 0% | 0% | 0% | 0% | 0% | N/A | N/A
| 754 | N/A | N/A | N/A | N/A | N/A | N/A | N/A | N/A | N/A | N/A | N/A | N/A | N/A | N/A | 0% | 0 | N/A | 0% | FALSE | 0 | 1 | N/A | N/A | N/A | N/A | N/A | FALSE | FALSE | TRUE | 0 | 0 | 0 | 0 | 0 | 0 | 0 | 0 | 0 | 0 | 0 | 0 | 0 | 0 | 0 | 0 | 0 | 0 | 0 | 0 | 0 | 0 | 0 | 0 | 0 | 0 | 0 | 0 | 0 | 0 | 0% | 0% | 0% | 0% | 0% | 0 | 0 | 0 | 0 | 0 | 0 | 0 | 0 | 0 | 0 | 0 | 0 | 0 | 0 | 0 | 0 | 0 | 0 | 0 | 0 | 0 | 0 | 0 | 0 | 0 | 0 | 0 | 0 | 0 | 0 | FALSE | 0% | 0% | 0% | 0% | 0% | 0% | FALSE | 0% | 0% | 0% | 0% | 0% | FALSE | 0% | 0% | 0% | 0% | 0% | 0% | 0% | 0% | N/A | N/A
| 755 | N/A | N/A | N/A | N/A | N/A | N/A | N/A | N/A | N/A | N/A | N/A | N/A | N/A | N/A | 0% | 0 | N/A | 0% | FALSE | 0 | 1 | N/A | N/A | N/A | N/A | N/A | FALSE | FALSE | TRUE | 0 | 0 | 0 | 0 | 0 | 0 | 0 | 0 | 0 | 0 | 0 | 0 | 0 | 0 | 0 | 0 | 0 | 0 | 0 | 0 | 0 | 0 | 0 | 0 | 0 | 0 | 0 | 0 | 0 | 0 | 0% | 0% | 0% | 0% | 0% | 0 | 0 | 0 | 0 | 0 | 0 | 0 | 0 | 0 | 0 | 0 | 0 | 0 | 0 | 0 | 0 | 0 | 0 | 0 | 0 | 0 | 0 | 0 | 0 | 0 | 0 | 0 | 0 | 0 | 0 | FALSE | 0% | 0% | 0% | 0% | 0% | 0% | FALSE | 0% | 0% | 0% | 0% | 0% | FALSE | 0% | 0% | 0% | 0% | 0% | 0% | 0% | 0% | N/A | N/A
| 756 | N/A | N/A | N/A | N/A | N/A | N/A | N/A | N/A | N/A | N/A | N/A | N/A | N/A | N/A | 0% | 0 | N/A | 0% | FALSE | 0 | 1 | N/A | N/A | N/A | N/A | N/A | FALSE | FALSE | TRUE | 0 | 0 | 0 | 0 | 0 | 0 | 0 | 0 | 0 | 0 | 0 | 0 | 0 | 0 | 0 | 0 | 0 | 0 | 0 | 0 | 0 | 0 | 0 | 0 | 0 | 0 | 0 | 0 | 0 | 0 | 0% | 0% | 0% | 0% | 0% | 0 | 0 | 0 | 0 | 0 | 0 | 0 | 0 | 0 | 0 | 0 | 0 | 0 | 0 | 0 | 0 | 0 | 0 | 0 | 0 | 0 | 0 | 0 | 0 | 0 | 0 | 0 | 0 | 0 | 0 | FALSE | 0% | 0% | 0% | 0% | 0% | 0% | FALSE | 0% | 0% | 0% | 0% | 0% | FALSE | 0% | 0% | 0% | 0% | 0% | 0% | 0% | 0% | N/A | N/A
| 757 | N/A | N/A | N/A | N/A | N/A | N/A | N/A | N/A | N/A | N/A | N/A | N/A | N/A | N/A | 0% | 0 | N/A | 0% | FALSE | 0 | 1 | N/A | N/A | N/A | N/A | N/A | FALSE | FALSE | TRUE | 0 | 0 | 0 | 0 | 0 | 0 | 0 | 0 | 0 | 0 | 0 | 0 | 0 | 0 | 0 | 0 | 0 | 0 | 0 | 0 | 0 | 0 | 0 | 0 | 0 | 0 | 0 | 0 | 0 | 0 | 0% | 0% | 0% | 0% | 0% | 0 | 0 | 0 | 0 | 0 | 0 | 0 | 0 | 0 | 0 | 0 | 0 | 0 | 0 | 0 | 0 | 0 | 0 | 0 | 0 | 0 | 0 | 0 | 0 | 0 | 0 | 0 | 0 | 0 | 0 | FALSE | 0% | 0% | 0% | 0% | 0% | 0% | FALSE | 0% | 0% | 0% | 0% | 0% | FALSE | 0% | 0% | 0% | 0% | 0% | 0% | 0% | 0% | N/A | N/A
| 758 | N/A | N/A | N/A | N/A | N/A | N/A | N/A | N/A | N/A | N/A | N/A | N/A | N/A | N/A | 0% | 0 | N/A | 0% | FALSE | 0 | 1 | N/A | N/A | N/A | N/A | N/A | FALSE | FALSE | TRUE | 0 | 0 | 0 | 0 | 0 | 0 | 0 | 0 | 0 | 0 | 0 | 0 | 0 | 0 | 0 | 0 | 0 | 0 | 0 | 0 | 0 | 0 | 0 | 0 | 0 | 0 | 0 | 0 | 0 | 0 | 0% | 0% | 0% | 0% | 0% | 0 | 0 | 0 | 0 | 0 | 0 | 0 | 0 | 0 | 0 | 0 | 0 | 0 | 0 | 0 | 0 | 0 | 0 | 0 | 0 | 0 | 0 | 0 | 0 | 0 | 0 | 0 | 0 | 0 | 0 | FALSE | 0% | 0% | 0% | 0% | 0% | 0% | FALSE | 0% | 0% | 0% | 0% | 0% | FALSE | 0% | 0% | 0% | 0% | 0% | 0% | 0% | 0% | N/A | N/A
| 759 | N/A | N/A | N/A | N/A | N/A | N/A | N/A | N/A | N/A | N/A | N/A | N/A | N/A | N/A | 0% | 0 | N/A | 0% | FALSE | 0 | 1 | N/A | N/A | N/A | N/A | N/A | FALSE | FALSE | TRUE | 0 | 0 | 0 | 0 | 0 | 0 | 0 | 0 | 0 | 0 | 0 | 0 | 0 | 0 | 0 | 0 | 0 | 0 | 0 | 0 | 0 | 0 | 0 | 0 | 0 | 0 | 0 | 0 | 0 | 0 | 0% | 0% | 0% | 0% | 0% | 0 | 0 | 0 | 0 | 0 | 0 | 0 | 0 | 0 | 0 | 0 | 0 | 0 | 0 | 0 | 0 | 0 | 0 | 0 | 0 | 0 | 0 | 0 | 0 | 0 | 0 | 0 | 0 | 0 | 0 | FALSE | 0% | 0% | 0% | 0% | 0% | 0% | FALSE | 0% | 0% | 0% | 0% | 0% | FALSE | 0% | 0% | 0% | 0% | 0% | 0% | 0% | 0% | N/A | N/A
| 760 | N/A | N/A | N/A | N/A | N/A | N/A | N/A | N/A | N/A | N/A | N/A | N/A | N/A | N/A | 0% | 0 | N/A | 0% | FALSE | 0 | 1 | N/A | N/A | N/A | N/A | N/A | FALSE | FALSE | TRUE | 0 | 0 | 0 | 0 | 0 | 0 | 0 | 0 | 0 | 0 | 0 | 0 | 0 | 0 | 0 | 0 | 0 | 0 | 0 | 0 | 0 | 0 | 0 | 0 | 0 | 0 | 0 | 0 | 0 | 0 | 0% | 0% | 0% | 0% | 0% | 0 | 0 | 0 | 0 | 0 | 0 | 0 | 0 | 0 | 0 | 0 | 0 | 0 | 0 | 0 | 0 | 0 | 0 | 0 | 0 | 0 | 0 | 0 | 0 | 0 | 0 | 0 | 0 | 0 | 0 | FALSE | 0% | 0% | 0% | 0% | 0% | 0% | FALSE | 0% | 0% | 0% | 0% | 0% | FALSE | 0% | 0% | 0% | 0% | 0% | 0% | 0% | 0% | N/A | N/A
| 761 | N/A | N/A | N/A | N/A | N/A | N/A | N/A | N/A | N/A | N/A | N/A | N/A | N/A | N/A | 0% | 0 | N/A | 0% | FALSE | 0 | 1 | N/A | N/A | N/A | N/A | N/A | FALSE | FALSE | TRUE | 0 | 0 | 0 | 0 | 0 | 0 | 0 | 0 | 0 | 0 | 0 | 0 | 0 | 0 | 0 | 0 | 0 | 0 | 0 | 0 | 0 | 0 | 0 | 0 | 0 | 0 | 0 | 0 | 0 | 0 | 0% | 0% | 0% | 0% | 0% | 0 | 0 | 0 | 0 | 0 | 0 | 0 | 0 | 0 | 0 | 0 | 0 | 0 | 0 | 0 | 0 | 0 | 0 | 0 | 0 | 0 | 0 | 0 | 0 | 0 | 0 | 0 | 0 | 0 | 0 | FALSE | 0% | 0% | 0% | 0% | 0% | 0% | FALSE | 0% | 0% | 0% | 0% | 0% | FALSE | 0% | 0% | 0% | 0% | 0% | 0% | 0% | 0% | N/A | N/A
| 762 | N/A | N/A | N/A | N/A | N/A | N/A | N/A | N/A | N/A | N/A | N/A | N/A | N/A | N/A | 0% | 0 | N/A | 0% | FALSE | 0 | 1 | N/A | N/A | N/A | N/A | N/A | FALSE | FALSE | TRUE | 0 | 0 | 0 | 0 | 0 | 0 | 0 | 0 | 0 | 0 | 0 | 0 | 0 | 0 | 0 | 0 | 0 | 0 | 0 | 0 | 0 | 0 | 0 | 0 | 0 | 0 | 0 | 0 | 0 | 0 | 0% | 0% | 0% | 0% | 0% | 0 | 0 | 0 | 0 | 0 | 0 | 0 | 0 | 0 | 0 | 0 | 0 | 0 | 0 | 0 | 0 | 0 | 0 | 0 | 0 | 0 | 0 | 0 | 0 | 0 | 0 | 0 | 0 | 0 | 0 | FALSE | 0% | 0% | 0% | 0% | 0% | 0% | FALSE | 0% | 0% | 0% | 0% | 0% | FALSE | 0% | 0% | 0% | 0% | 0% | 0% | 0% | 0% | N/A | N/A
| 763 | N/A | N/A | N/A | N/A | N/A | N/A | N/A | N/A | N/A | N/A | N/A | N/A | N/A | N/A | 0% | 0 | N/A | 0% | FALSE | 0 | 1 | N/A | N/A | N/A | N/A | N/A | FALSE | FALSE | TRUE | 0 | 0 | 0 | 0 | 0 | 0 | 0 | 0 | 0 | 0 | 0 | 0 | 0 | 0 | 0 | 0 | 0 | 0 | 0 | 0 | 0 | 0 | 0 | 0 | 0 | 0 | 0 | 0 | 0 | 0 | 0% | 0% | 0% | 0% | 0% | 0 | 0 | 0 | 0 | 0 | 0 | 0 | 0 | 0 | 0 | 0 | 0 | 0 | 0 | 0 | 0 | 0 | 0 | 0 | 0 | 0 | 0 | 0 | 0 | 0 | 0 | 0 | 0 | 0 | 0 | FALSE | 0% | 0% | 0% | 0% | 0% | 0% | FALSE | 0% | 0% | 0% | 0% | 0% | FALSE | 0% | 0% | 0% | 0% | 0% | 0% | 0% | 0% | N/A | N/A
| 764 | N/A | N/A | N/A | N/A | N/A | N/A | N/A | N/A | N/A | N/A | N/A | N/A | N/A | N/A | 0% | 0 | N/A | 0% | FALSE | 0 | 1 | N/A | N/A | N/A | N/A | N/A | FALSE | FALSE | TRUE | 0 | 0 | 0 | 0 | 0 | 0 | 0 | 0 | 0 | 0 | 0 | 0 | 0 | 0 | 0 | 0 | 0 | 0 | 0 | 0 | 0 | 0 | 0 | 0 | 0 | 0 | 0 | 0 | 0 | 0 | 0% | 0% | 0% | 0% | 0% | 0 | 0 | 0 | 0 | 0 | 0 | 0 | 0 | 0 | 0 | 0 | 0 | 0 | 0 | 0 | 0 | 0 | 0 | 0 | 0 | 0 | 0 | 0 | 0 | 0 | 0 | 0 | 0 | 0 | 0 | FALSE | 0% | 0% | 0% | 0% | 0% | 0% | FALSE | 0% | 0% | 0% | 0% | 0% | FALSE | 0% | 0% | 0% | 0% | 0% | 0% | 0% | 0% | N/A | N/A
| 765 | N/A | N/A | N/A | N/A | N/A | N/A | N/A | N/A | N/A | N/A | N/A | N/A | N/A | N/A | 0% | 0 | N/A | 0% | FALSE | 0 | 1 | N/A | N/A | N/A | N/A | N/A | FALSE | FALSE | TRUE | 0 | 0 | 0 | 0 | 0 | 0 | 0 | 0 | 0 | 0 | 0 | 0 | 0 | 0 | 0 | 0 | 0 | 0 | 0 | 0 | 0 | 0 | 0 | 0 | 0 | 0 | 0 | 0 | 0 | 0 | 0% | 0% | 0% | 0% | 0% | 0 | 0 | 0 | 0 | 0 | 0 | 0 | 0 | 0 | 0 | 0 | 0 | 0 | 0 | 0 | 0 | 0 | 0 | 0 | 0 | 0 | 0 | 0 | 0 | 0 | 0 | 0 | 0 | 0 | 0 | FALSE | 0% | 0% | 0% | 0% | 0% | 0% | FALSE | 0% | 0% | 0% | 0% | 0% | FALSE | 0% | 0% | 0% | 0% | 0% | 0% | 0% | 0% | N/A | N/A
| 766 | N/A | N/A | N/A | N/A | N/A | N/A | N/A | N/A | N/A | N/A | N/A | N/A | N/A | N/A | 0% | 0 | N/A | 0% | FALSE | 0 | 1 | N/A | N/A | N/A | N/A | N/A | FALSE | FALSE | TRUE | 0 | 0 | 0 | 0 | 0 | 0 | 0 | 0 | 0 | 0 | 0 | 0 | 0 | 0 | 0 | 0 | 0 | 0 | 0 | 0 | 0 | 0 | 0 | 0 | 0 | 0 | 0 | 0 | 0 | 0 | 0% | 0% | 0% | 0% | 0% | 0 | 0 | 0 | 0 | 0 | 0 | 0 | 0 | 0 | 0 | 0 | 0 | 0 | 0 | 0 | 0 | 0 | 0 | 0 | 0 | 0 | 0 | 0 | 0 | 0 | 0 | 0 | 0 | 0 | 0 | FALSE | 0% | 0% | 0% | 0% | 0% | 0% | FALSE | 0% | 0% | 0% | 0% | 0% | FALSE | 0% | 0% | 0% | 0% | 0% | 0% | 0% | 0% | N/A | N/A
| 767 | N/A | N/A | N/A | N/A | N/A | N/A | N/A | N/A | N/A | N/A | N/A | N/A | N/A | N/A | 0% | 0 | N/A | 0% | FALSE | 0 | 1 | N/A | N/A | N/A | N/A | N/A | FALSE | FALSE | TRUE | 0 | 0 | 0 | 0 | 0 | 0 | 0 | 0 | 0 | 0 | 0 | 0 | 0 | 0 | 0 | 0 | 0 | 0 | 0 | 0 | 0 | 0 | 0 | 0 | 0 | 0 | 0 | 0 | 0 | 0 | 0% | 0% | 0% | 0% | 0% | 0 | 0 | 0 | 0 | 0 | 0 | 0 | 0 | 0 | 0 | 0 | 0 | 0 | 0 | 0 | 0 | 0 | 0 | 0 | 0 | 0 | 0 | 0 | 0 | 0 | 0 | 0 | 0 | 0 | 0 | FALSE | 0% | 0% | 0% | 0% | 0% | 0% | FALSE | 0% | 0% | 0% | 0% | 0% | FALSE | 0% | 0% | 0% | 0% | 0% | 0% | 0% | 0% | N/A | N/A
| 768 | N/A | N/A | N/A | N/A | N/A | N/A | N/A | N/A | N/A | N/A | N/A | N/A | N/A | N/A | 0% | 0 | N/A | 0% | FALSE | 0 | 1 | N/A | N/A | N/A | N/A | N/A | FALSE | FALSE | TRUE | 0 | 0 | 0 | 0 | 0 | 0 | 0 | 0 | 0 | 0 | 0 | 0 | 0 | 0 | 0 | 0 | 0 | 0 | 0 | 0 | 0 | 0 | 0 | 0 | 0 | 0 | 0 | 0 | 0 | 0 | 0% | 0% | 0% | 0% | 0% | 0 | 0 | 0 | 0 | 0 | 0 | 0 | 0 | 0 | 0 | 0 | 0 | 0 | 0 | 0 | 0 | 0 | 0 | 0 | 0 | 0 | 0 | 0 | 0 | 0 | 0 | 0 | 0 | 0 | 0 | FALSE | 0% | 0% | 0% | 0% | 0% | 0% | FALSE | 0% | 0% | 0% | 0% | 0% | FALSE | 0% | 0% | 0% | 0% | 0% | 0% | 0% | 0% | N/A | N/A
| 769 | N/A | N/A | N/A | N/A | N/A | N/A | N/A | N/A | N/A | N/A | N/A | N/A | N/A | N/A | 0% | 0 | N/A | 0% | FALSE | 0 | 1 | N/A | N/A | N/A | N/A | N/A | FALSE | FALSE | TRUE | 0 | 0 | 0 | 0 | 0 | 0 | 0 | 0 | 0 | 0 | 0 | 0 | 0 | 0 | 0 | 0 | 0 | 0 | 0 | 0 | 0 | 0 | 0 | 0 | 0 | 0 | 0 | 0 | 0 | 0 | 0% | 0% | 0% | 0% | 0% | 0 | 0 | 0 | 0 | 0 | 0 | 0 | 0 | 0 | 0 | 0 | 0 | 0 | 0 | 0 | 0 | 0 | 0 | 0 | 0 | 0 | 0 | 0 | 0 | 0 | 0 | 0 | 0 | 0 | 0 | FALSE | 0% | 0% | 0% | 0% | 0% | 0% | FALSE | 0% | 0% | 0% | 0% | 0% | FALSE | 0% | 0% | 0% | 0% | 0% | 0% | 0% | 0% | N/A | N/A
| 770 | N/A | N/A | N/A | N/A | N/A | N/A | N/A | N/A | N/A | N/A | N/A | N/A | N/A | N/A | 0% | 0 | N/A | 0% | FALSE | 0 | 1 | N/A | N/A | N/A | N/A | N/A | FALSE | FALSE | TRUE | 0 | 0 | 0 | 0 | 0 | 0 | 0 | 0 | 0 | 0 | 0 | 0 | 0 | 0 | 0 | 0 | 0 | 0 | 0 | 0 | 0 | 0 | 0 | 0 | 0 | 0 | 0 | 0 | 0 | 0 | 0% | 0% | 0% | 0% | 0% | 0 | 0 | 0 | 0 | 0 | 0 | 0 | 0 | 0 | 0 | 0 | 0 | 0 | 0 | 0 | 0 | 0 | 0 | 0 | 0 | 0 | 0 | 0 | 0 | 0 | 0 | 0 | 0 | 0 | 0 | FALSE | 0% | 0% | 0% | 0% | 0% | 0% | FALSE | 0% | 0% | 0% | 0% | 0% | FALSE | 0% | 0% | 0% | 0% | 0% | 0% | 0% | 0% | N/A | N/A
| 771 | N/A | N/A | N/A | N/A | N/A | N/A | N/A | N/A | N/A | N/A | N/A | N/A | N/A | N/A | 0% | 0 | N/A | 0% | FALSE | 0 | 1 | N/A | N/A | N/A | N/A | N/A | FALSE | FALSE | TRUE | 0 | 0 | 0 | 0 | 0 | 0 | 0 | 0 | 0 | 0 | 0 | 0 | 0 | 0 | 0 | 0 | 0 | 0 | 0 | 0 | 0 | 0 | 0 | 0 | 0 | 0 | 0 | 0 | 0 | 0 | 0% | 0% | 0% | 0% | 0% | 0 | 0 | 0 | 0 | 0 | 0 | 0 | 0 | 0 | 0 | 0 | 0 | 0 | 0 | 0 | 0 | 0 | 0 | 0 | 0 | 0 | 0 | 0 | 0 | 0 | 0 | 0 | 0 | 0 | 0 | FALSE | 0% | 0% | 0% | 0% | 0% | 0% | FALSE | 0% | 0% | 0% | 0% | 0% | FALSE | 0% | 0% | 0% | 0% | 0% | 0% | 0% | 0% | N/A | N/A
| 772 | N/A | N/A | N/A | N/A | N/A | N/A | N/A | N/A | N/A | N/A | N/A | N/A | N/A | N/A | 0% | 0 | N/A | 0% | FALSE | 0 | 1 | N/A | N/A | N/A | N/A | N/A | FALSE | FALSE | TRUE | 0 | 0 | 0 | 0 | 0 | 0 | 0 | 0 | 0 | 0 | 0 | 0 | 0 | 0 | 0 | 0 | 0 | 0 | 0 | 0 | 0 | 0 | 0 | 0 | 0 | 0 | 0 | 0 | 0 | 0 | 0% | 0% | 0% | 0% | 0% | 0 | 0 | 0 | 0 | 0 | 0 | 0 | 0 | 0 | 0 | 0 | 0 | 0 | 0 | 0 | 0 | 0 | 0 | 0 | 0 | 0 | 0 | 0 | 0 | 0 | 0 | 0 | 0 | 0 | 0 | FALSE | 0% | 0% | 0% | 0% | 0% | 0% | FALSE | 0% | 0% | 0% | 0% | 0% | FALSE | 0% | 0% | 0% | 0% | 0% | 0% | 0% | 0% | N/A | N/A
| 773 | N/A | N/A | N/A | N/A | N/A | N/A | N/A | N/A | N/A | N/A | N/A | N/A | N/A | N/A | 0% | 0 | N/A | 0% | FALSE | 0 | 1 | N/A | N/A | N/A | N/A | N/A | FALSE | FALSE | TRUE | 0 | 0 | 0 | 0 | 0 | 0 | 0 | 0 | 0 | 0 | 0 | 0 | 0 | 0 | 0 | 0 | 0 | 0 | 0 | 0 | 0 | 0 | 0 | 0 | 0 | 0 | 0 | 0 | 0 | 0 | 0% | 0% | 0% | 0% | 0% | 0 | 0 | 0 | 0 | 0 | 0 | 0 | 0 | 0 | 0 | 0 | 0 | 0 | 0 | 0 | 0 | 0 | 0 | 0 | 0 | 0 | 0 | 0 | 0 | 0 | 0 | 0 | 0 | 0 | 0 | FALSE | 0% | 0% | 0% | 0% | 0% | 0% | FALSE | 0% | 0% | 0% | 0% | 0% | FALSE | 0% | 0% | 0% | 0% | 0% | 0% | 0% | 0% | N/A | N/A
| 774 | N/A | N/A | N/A | N/A | N/A | N/A | N/A | N/A | N/A | N/A | N/A | N/A | N/A | N/A | 0% | 0 | N/A | 0% | FALSE | 0 | 1 | N/A | N/A | N/A | N/A | N/A | FALSE | FALSE | TRUE | 0 | 0 | 0 | 0 | 0 | 0 | 0 | 0 | 0 | 0 | 0 | 0 | 0 | 0 | 0 | 0 | 0 | 0 | 0 | 0 | 0 | 0 | 0 | 0 | 0 | 0 | 0 | 0 | 0 | 0 | 0% | 0% | 0% | 0% | 0% | 0 | 0 | 0 | 0 | 0 | 0 | 0 | 0 | 0 | 0 | 0 | 0 | 0 | 0 | 0 | 0 | 0 | 0 | 0 | 0 | 0 | 0 | 0 | 0 | 0 | 0 | 0 | 0 | 0 | 0 | FALSE | 0% | 0% | 0% | 0% | 0% | 0% | FALSE | 0% | 0% | 0% | 0% | 0% | FALSE | 0% | 0% | 0% | 0% | 0% | 0% | 0% | 0% | N/A | N/A
| 775 | N/A | N/A | N/A | N/A | N/A | N/A | N/A | N/A | N/A | N/A | N/A | N/A | N/A | N/A | 0% | 0 | N/A | 0% | FALSE | 0 | 1 | N/A | N/A | N/A | N/A | N/A | FALSE | FALSE | TRUE | 0 | 0 | 0 | 0 | 0 | 0 | 0 | 0 | 0 | 0 | 0 | 0 | 0 | 0 | 0 | 0 | 0 | 0 | 0 | 0 | 0 | 0 | 0 | 0 | 0 | 0 | 0 | 0 | 0 | 0 | 0% | 0% | 0% | 0% | 0% | 0 | 0 | 0 | 0 | 0 | 0 | 0 | 0 | 0 | 0 | 0 | 0 | 0 | 0 | 0 | 0 | 0 | 0 | 0 | 0 | 0 | 0 | 0 | 0 | 0 | 0 | 0 | 0 | 0 | 0 | FALSE | 0% | 0% | 0% | 0% | 0% | 0% | FALSE | 0% | 0% | 0% | 0% | 0% | FALSE | 0% | 0% | 0% | 0% | 0% | 0% | 0% | 0% | N/A | N/A
| 776 | N/A | N/A | N/A | N/A | N/A | N/A | N/A | N/A | N/A | N/A | N/A | N/A | N/A | N/A | 0% | 0 | N/A | 0% | FALSE | 0 | 1 | N/A | N/A | N/A | N/A | N/A | FALSE | FALSE | TRUE | 0 | 0 | 0 | 0 | 0 | 0 | 0 | 0 | 0 | 0 | 0 | 0 | 0 | 0 | 0 | 0 | 0 | 0 | 0 | 0 | 0 | 0 | 0 | 0 | 0 | 0 | 0 | 0 | 0 | 0 | 0% | 0% | 0% | 0% | 0% | 0 | 0 | 0 | 0 | 0 | 0 | 0 | 0 | 0 | 0 | 0 | 0 | 0 | 0 | 0 | 0 | 0 | 0 | 0 | 0 | 0 | 0 | 0 | 0 | 0 | 0 | 0 | 0 | 0 | 0 | FALSE | 0% | 0% | 0% | 0% | 0% | 0% | FALSE | 0% | 0% | 0% | 0% | 0% | FALSE | 0% | 0% | 0% | 0% | 0% | 0% | 0% | 0% | N/A | N/A
| 777 | N/A | N/A | N/A | N/A | N/A | N/A | N/A | N/A | N/A | N/A | N/A | N/A | N/A | N/A | 0% | 0 | N/A | 0% | FALSE | 0 | 1 | N/A | N/A | N/A | N/A | N/A | FALSE | FALSE | TRUE | 0 | 0 | 0 | 0 | 0 | 0 | 0 | 0 | 0 | 0 | 0 | 0 | 0 | 0 | 0 | 0 | 0 | 0 | 0 | 0 | 0 | 0 | 0 | 0 | 0 | 0 | 0 | 0 | 0 | 0 | 0% | 0% | 0% | 0% | 0% | 0 | 0 | 0 | 0 | 0 | 0 | 0 | 0 | 0 | 0 | 0 | 0 | 0 | 0 | 0 | 0 | 0 | 0 | 0 | 0 | 0 | 0 | 0 | 0 | 0 | 0 | 0 | 0 | 0 | 0 | FALSE | 0% | 0% | 0% | 0% | 0% | 0% | FALSE | 0% | 0% | 0% | 0% | 0% | FALSE | 0% | 0% | 0% | 0% | 0% | 0% | 0% | 0% | N/A | N/A
| 778 | N/A | N/A | N/A | N/A | N/A | N/A | N/A | N/A | N/A | N/A | N/A | N/A | N/A | N/A | 0% | 0 | N/A | 0% | FALSE | 0 | 1 | N/A | N/A | N/A | N/A | N/A | FALSE | FALSE | TRUE | 0 | 0 | 0 | 0 | 0 | 0 | 0 | 0 | 0 | 0 | 0 | 0 | 0 | 0 | 0 | 0 | 0 | 0 | 0 | 0 | 0 | 0 | 0 | 0 | 0 | 0 | 0 | 0 | 0 | 0 | 0% | 0% | 0% | 0% | 0% | 0 | 0 | 0 | 0 | 0 | 0 | 0 | 0 | 0 | 0 | 0 | 0 | 0 | 0 | 0 | 0 | 0 | 0 | 0 | 0 | 0 | 0 | 0 | 0 | 0 | 0 | 0 | 0 | 0 | 0 | FALSE | 0% | 0% | 0% | 0% | 0% | 0% | FALSE | 0% | 0% | 0% | 0% | 0% | FALSE | 0% | 0% | 0% | 0% | 0% | 0% | 0% | 0% | N/A | N/A
| 779 | N/A | N/A | N/A | N/A | N/A | N/A | N/A | N/A | N/A | N/A | N/A | N/A | N/A | N/A | 0% | 0 | N/A | 0% | FALSE | 0 | 1 | N/A | N/A | N/A | N/A | N/A | FALSE | FALSE | TRUE | 0 | 0 | 0 | 0 | 0 | 0 | 0 | 0 | 0 | 0 | 0 | 0 | 0 | 0 | 0 | 0 | 0 | 0 | 0 | 0 | 0 | 0 | 0 | 0 | 0 | 0 | 0 | 0 | 0 | 0 | 0% | 0% | 0% | 0% | 0% | 0 | 0 | 0 | 0 | 0 | 0 | 0 | 0 | 0 | 0 | 0 | 0 | 0 | 0 | 0 | 0 | 0 | 0 | 0 | 0 | 0 | 0 | 0 | 0 | 0 | 0 | 0 | 0 | 0 | 0 | FALSE | 0% | 0% | 0% | 0% | 0% | 0% | FALSE | 0% | 0% | 0% | 0% | 0% | FALSE | 0% | 0% | 0% | 0% | 0% | 0% | 0% | 0% | N/A | N/A
| 780 | N/A | N/A | N/A | N/A | N/A | N/A | N/A | N/A | N/A | N/A | N/A | N/A | N/A | N/A | 0% | 0 | N/A | 0% | FALSE | 0 | 1 | N/A | N/A | N/A | N/A | N/A | FALSE | FALSE | TRUE | 0 | 0 | 0 | 0 | 0 | 0 | 0 | 0 | 0 | 0 | 0 | 0 | 0 | 0 | 0 | 0 | 0 | 0 | 0 | 0 | 0 | 0 | 0 | 0 | 0 | 0 | 0 | 0 | 0 | 0 | 0% | 0% | 0% | 0% | 0% | 0 | 0 | 0 | 0 | 0 | 0 | 0 | 0 | 0 | 0 | 0 | 0 | 0 | 0 | 0 | 0 | 0 | 0 | 0 | 0 | 0 | 0 | 0 | 0 | 0 | 0 | 0 | 0 | 0 | 0 | FALSE | 0% | 0% | 0% | 0% | 0% | 0% | FALSE | 0% | 0% | 0% | 0% | 0% | FALSE | 0% | 0% | 0% | 0% | 0% | 0% | 0% | 0% | N/A | N/A
| 781 | N/A | N/A | N/A | N/A | N/A | N/A | N/A | N/A | N/A | N/A | N/A | N/A | N/A | N/A | 0% | 0 | N/A | 0% | FALSE | 0 | 1 | N/A | N/A | N/A | N/A | N/A | FALSE | FALSE | TRUE | 0 | 0 | 0 | 0 | 0 | 0 | 0 | 0 | 0 | 0 | 0 | 0 | 0 | 0 | 0 | 0 | 0 | 0 | 0 | 0 | 0 | 0 | 0 | 0 | 0 | 0 | 0 | 0 | 0 | 0 | 0% | 0% | 0% | 0% | 0% | 0 | 0 | 0 | 0 | 0 | 0 | 0 | 0 | 0 | 0 | 0 | 0 | 0 | 0 | 0 | 0 | 0 | 0 | 0 | 0 | 0 | 0 | 0 | 0 | 0 | 0 | 0 | 0 | 0 | 0 | FALSE | 0% | 0% | 0% | 0% | 0% | 0% | FALSE | 0% | 0% | 0% | 0% | 0% | FALSE | 0% | 0% | 0% | 0% | 0% | 0% | 0% | 0% | N/A | N/A
| 782 | N/A | N/A | N/A | N/A | N/A | N/A | N/A | N/A | N/A | N/A | N/A | N/A | N/A | N/A | 0% | 0 | N/A | 0% | FALSE | 0 | 1 | N/A | N/A | N/A | N/A | N/A | FALSE | FALSE | TRUE | 0 | 0 | 0 | 0 | 0 | 0 | 0 | 0 | 0 | 0 | 0 | 0 | 0 | 0 | 0 | 0 | 0 | 0 | 0 | 0 | 0 | 0 | 0 | 0 | 0 | 0 | 0 | 0 | 0 | 0 | 0% | 0% | 0% | 0% | 0% | 0 | 0 | 0 | 0 | 0 | 0 | 0 | 0 | 0 | 0 | 0 | 0 | 0 | 0 | 0 | 0 | 0 | 0 | 0 | 0 | 0 | 0 | 0 | 0 | 0 | 0 | 0 | 0 | 0 | 0 | FALSE | 0% | 0% | 0% | 0% | 0% | 0% | FALSE | 0% | 0% | 0% | 0% | 0% | FALSE | 0% | 0% | 0% | 0% | 0% | 0% | 0% | 0% | N/A | N/A
| 783 | N/A | N/A | N/A | N/A | N/A | N/A | N/A | N/A | N/A | N/A | N/A | N/A | N/A | N/A | 0% | 0 | N/A | 0% | FALSE | 0 | 1 | N/A | N/A | N/A | N/A | N/A | FALSE | FALSE | TRUE | 0 | 0 | 0 | 0 | 0 | 0 | 0 | 0 | 0 | 0 | 0 | 0 | 0 | 0 | 0 | 0 | 0 | 0 | 0 | 0 | 0 | 0 | 0 | 0 | 0 | 0 | 0 | 0 | 0 | 0 | 0% | 0% | 0% | 0% | 0% | 0 | 0 | 0 | 0 | 0 | 0 | 0 | 0 | 0 | 0 | 0 | 0 | 0 | 0 | 0 | 0 | 0 | 0 | 0 | 0 | 0 | 0 | 0 | 0 | 0 | 0 | 0 | 0 | 0 | 0 | FALSE | 0% | 0% | 0% | 0% | 0% | 0% | FALSE | 0% | 0% | 0% | 0% | 0% | FALSE | 0% | 0% | 0% | 0% | 0% | 0% | 0% | 0% | N/A | N/A
| 784 | N/A | N/A | N/A | N/A | N/A | N/A | N/A | N/A | N/A | N/A | N/A | N/A | N/A | N/A | 0% | 0 | N/A | 0% | FALSE | 0 | 1 | N/A | N/A | N/A | N/A | N/A | FALSE | FALSE | TRUE | 0 | 0 | 0 | 0 | 0 | 0 | 0 | 0 | 0 | 0 | 0 | 0 | 0 | 0 | 0 | 0 | 0 | 0 | 0 | 0 | 0 | 0 | 0 | 0 | 0 | 0 | 0 | 0 | 0 | 0 | 0% | 0% | 0% | 0% | 0% | 0 | 0 | 0 | 0 | 0 | 0 | 0 | 0 | 0 | 0 | 0 | 0 | 0 | 0 | 0 | 0 | 0 | 0 | 0 | 0 | 0 | 0 | 0 | 0 | 0 | 0 | 0 | 0 | 0 | 0 | FALSE | 0% | 0% | 0% | 0% | 0% | 0% | FALSE | 0% | 0% | 0% | 0% | 0% | FALSE | 0% | 0% | 0% | 0% | 0% | 0% | 0% | 0% | N/A | N/A
| 785 | N/A | N/A | N/A | N/A | N/A | N/A | N/A | N/A | N/A | N/A | N/A | N/A | N/A | N/A | 0% | 0 | N/A | 0% | FALSE | 0 | 1 | N/A | N/A | N/A | N/A | N/A | FALSE | FALSE | TRUE | 0 | 0 | 0 | 0 | 0 | 0 | 0 | 0 | 0 | 0 | 0 | 0 | 0 | 0 | 0 | 0 | 0 | 0 | 0 | 0 | 0 | 0 | 0 | 0 | 0 | 0 | 0 | 0 | 0 | 0 | 0% | 0% | 0% | 0% | 0% | 0 | 0 | 0 | 0 | 0 | 0 | 0 | 0 | 0 | 0 | 0 | 0 | 0 | 0 | 0 | 0 | 0 | 0 | 0 | 0 | 0 | 0 | 0 | 0 | 0 | 0 | 0 | 0 | 0 | 0 | FALSE | 0% | 0% | 0% | 0% | 0% | 0% | FALSE | 0% | 0% | 0% | 0% | 0% | FALSE | 0% | 0% | 0% | 0% | 0% | 0% | 0% | 0% | N/A | N/A
| 786 | N/A | N/A | N/A | N/A | N/A | N/A | N/A | N/A | N/A | N/A | N/A | N/A | N/A | N/A | 0% | 0 | N/A | 0% | FALSE | 0 | 1 | N/A | N/A | N/A | N/A | N/A | FALSE | FALSE | TRUE | 0 | 0 | 0 | 0 | 0 | 0 | 0 | 0 | 0 | 0 | 0 | 0 | 0 | 0 | 0 | 0 | 0 | 0 | 0 | 0 | 0 | 0 | 0 | 0 | 0 | 0 | 0 | 0 | 0 | 0 | 0% | 0% | 0% | 0% | 0% | 0 | 0 | 0 | 0 | 0 | 0 | 0 | 0 | 0 | 0 | 0 | 0 | 0 | 0 | 0 | 0 | 0 | 0 | 0 | 0 | 0 | 0 | 0 | 0 | 0 | 0 | 0 | 0 | 0 | 0 | FALSE | 0% | 0% | 0% | 0% | 0% | 0% | FALSE | 0% | 0% | 0% | 0% | 0% | FALSE | 0% | 0% | 0% | 0% | 0% | 0% | 0% | 0% | N/A | N/A
| 787 | N/A | N/A | N/A | N/A | N/A | N/A | N/A | N/A | N/A | N/A | N/A | N/A | N/A | N/A | 0% | 0 | N/A | 0% | FALSE | 0 | 1 | N/A | N/A | N/A | N/A | N/A | FALSE | FALSE | TRUE | 0 | 0 | 0 | 0 | 0 | 0 | 0 | 0 | 0 | 0 | 0 | 0 | 0 | 0 | 0 | 0 | 0 | 0 | 0 | 0 | 0 | 0 | 0 | 0 | 0 | 0 | 0 | 0 | 0 | 0 | 0% | 0% | 0% | 0% | 0% | 0 | 0 | 0 | 0 | 0 | 0 | 0 | 0 | 0 | 0 | 0 | 0 | 0 | 0 | 0 | 0 | 0 | 0 | 0 | 0 | 0 | 0 | 0 | 0 | 0 | 0 | 0 | 0 | 0 | 0 | FALSE | 0% | 0% | 0% | 0% | 0% | 0% | FALSE | 0% | 0% | 0% | 0% | 0% | FALSE | 0% | 0% | 0% | 0% | 0% | 0% | 0% | 0% | N/A | N/A
| 788 | N/A | N/A | N/A | N/A | N/A | N/A | N/A | N/A | N/A | N/A | N/A | N/A | N/A | N/A | 0% | 0 | N/A | 0% | FALSE | 0 | 1 | N/A | N/A | N/A | N/A | N/A | FALSE | FALSE | TRUE | 0 | 0 | 0 | 0 | 0 | 0 | 0 | 0 | 0 | 0 | 0 | 0 | 0 | 0 | 0 | 0 | 0 | 0 | 0 | 0 | 0 | 0 | 0 | 0 | 0 | 0 | 0 | 0 | 0 | 0 | 0% | 0% | 0% | 0% | 0% | 0 | 0 | 0 | 0 | 0 | 0 | 0 | 0 | 0 | 0 | 0 | 0 | 0 | 0 | 0 | 0 | 0 | 0 | 0 | 0 | 0 | 0 | 0 | 0 | 0 | 0 | 0 | 0 | 0 | 0 | FALSE | 0% | 0% | 0% | 0% | 0% | 0% | FALSE | 0% | 0% | 0% | 0% | 0% | FALSE | 0% | 0% | 0% | 0% | 0% | 0% | 0% | 0% | N/A | N/A
| 789 | N/A | N/A | N/A | N/A | N/A | N/A | N/A | N/A | N/A | N/A | N/A | N/A | N/A | N/A | 0% | 0 | N/A | 0% | FALSE | 0 | 1 | N/A | N/A | N/A | N/A | N/A | FALSE | FALSE | TRUE | 0 | 0 | 0 | 0 | 0 | 0 | 0 | 0 | 0 | 0 | 0 | 0 | 0 | 0 | 0 | 0 | 0 | 0 | 0 | 0 | 0 | 0 | 0 | 0 | 0 | 0 | 0 | 0 | 0 | 0 | 0% | 0% | 0% | 0% | 0% | 0 | 0 | 0 | 0 | 0 | 0 | 0 | 0 | 0 | 0 | 0 | 0 | 0 | 0 | 0 | 0 | 0 | 0 | 0 | 0 | 0 | 0 | 0 | 0 | 0 | 0 | 0 | 0 | 0 | 0 | FALSE | 0% | 0% | 0% | 0% | 0% | 0% | FALSE | 0% | 0% | 0% | 0% | 0% | FALSE | 0% | 0% | 0% | 0% | 0% | 0% | 0% | 0% | N/A | N/A
| 790 | N/A | N/A | N/A | N/A | N/A | N/A | N/A | N/A | N/A | N/A | N/A | N/A | N/A | N/A | 0% | 0 | N/A | 0% | FALSE | 0 | 1 | N/A | N/A | N/A | N/A | N/A | FALSE | FALSE | TRUE | 0 | 0 | 0 | 0 | 0 | 0 | 0 | 0 | 0 | 0 | 0 | 0 | 0 | 0 | 0 | 0 | 0 | 0 | 0 | 0 | 0 | 0 | 0 | 0 | 0 | 0 | 0 | 0 | 0 | 0 | 0% | 0% | 0% | 0% | 0% | 0 | 0 | 0 | 0 | 0 | 0 | 0 | 0 | 0 | 0 | 0 | 0 | 0 | 0 | 0 | 0 | 0 | 0 | 0 | 0 | 0 | 0 | 0 | 0 | 0 | 0 | 0 | 0 | 0 | 0 | FALSE | 0% | 0% | 0% | 0% | 0% | 0% | FALSE | 0% | 0% | 0% | 0% | 0% | FALSE | 0% | 0% | 0% | 0% | 0% | 0% | 0% | 0% | N/A | N/A
| 791 | N/A | N/A | N/A | N/A | N/A | N/A | N/A | N/A | N/A | N/A | N/A | N/A | N/A | N/A | 0% | 0 | N/A | 0% | FALSE | 0 | 1 | N/A | N/A | N/A | N/A | N/A | FALSE | FALSE | TRUE | 0 | 0 | 0 | 0 | 0 | 0 | 0 | 0 | 0 | 0 | 0 | 0 | 0 | 0 | 0 | 0 | 0 | 0 | 0 | 0 | 0 | 0 | 0 | 0 | 0 | 0 | 0 | 0 | 0 | 0 | 0% | 0% | 0% | 0% | 0% | 0 | 0 | 0 | 0 | 0 | 0 | 0 | 0 | 0 | 0 | 0 | 0 | 0 | 0 | 0 | 0 | 0 | 0 | 0 | 0 | 0 | 0 | 0 | 0 | 0 | 0 | 0 | 0 | 0 | 0 | FALSE | 0% | 0% | 0% | 0% | 0% | 0% | FALSE | 0% | 0% | 0% | 0% | 0% | FALSE | 0% | 0% | 0% | 0% | 0% | 0% | 0% | 0% | N/A | N/A
| 792 | N/A | N/A | N/A | N/A | N/A | N/A | N/A | N/A | N/A | N/A | N/A | N/A | N/A | N/A | 0% | 0 | N/A | 0% | FALSE | 0 | 1 | N/A | N/A | N/A | N/A | N/A | FALSE | FALSE | TRUE | 0 | 0 | 0 | 0 | 0 | 0 | 0 | 0 | 0 | 0 | 0 | 0 | 0 | 0 | 0 | 0 | 0 | 0 | 0 | 0 | 0 | 0 | 0 | 0 | 0 | 0 | 0 | 0 | 0 | 0 | 0% | 0% | 0% | 0% | 0% | 0 | 0 | 0 | 0 | 0 | 0 | 0 | 0 | 0 | 0 | 0 | 0 | 0 | 0 | 0 | 0 | 0 | 0 | 0 | 0 | 0 | 0 | 0 | 0 | 0 | 0 | 0 | 0 | 0 | 0 | FALSE | 0% | 0% | 0% | 0% | 0% | 0% | FALSE | 0% | 0% | 0% | 0% | 0% | FALSE | 0% | 0% | 0% | 0% | 0% | 0% | 0% | 0% | N/A | N/A
| 793 | N/A | N/A | N/A | N/A | N/A | N/A | N/A | N/A | N/A | N/A | N/A | N/A | N/A | N/A | 0% | 0 | N/A | 0% | FALSE | 0 | 1 | N/A | N/A | N/A | N/A | N/A | FALSE | FALSE | TRUE | 0 | 0 | 0 | 0 | 0 | 0 | 0 | 0 | 0 | 0 | 0 | 0 | 0 | 0 | 0 | 0 | 0 | 0 | 0 | 0 | 0 | 0 | 0 | 0 | 0 | 0 | 0 | 0 | 0 | 0 | 0% | 0% | 0% | 0% | 0% | 0 | 0 | 0 | 0 | 0 | 0 | 0 | 0 | 0 | 0 | 0 | 0 | 0 | 0 | 0 | 0 | 0 | 0 | 0 | 0 | 0 | 0 | 0 | 0 | 0 | 0 | 0 | 0 | 0 | 0 | FALSE | 0% | 0% | 0% | 0% | 0% | 0% | FALSE | 0% | 0% | 0% | 0% | 0% | FALSE | 0% | 0% | 0% | 0% | 0% | 0% | 0% | 0% | N/A | N/A
| 794 | N/A | N/A | N/A | N/A | N/A | N/A | N/A | N/A | N/A | N/A | N/A | N/A | N/A | N/A | 0% | 0 | N/A | 0% | FALSE | 0 | 1 | N/A | N/A | N/A | N/A | N/A | FALSE | FALSE | TRUE | 0 | 0 | 0 | 0 | 0 | 0 | 0 | 0 | 0 | 0 | 0 | 0 | 0 | 0 | 0 | 0 | 0 | 0 | 0 | 0 | 0 | 0 | 0 | 0 | 0 | 0 | 0 | 0 | 0 | 0 | 0% | 0% | 0% | 0% | 0% | 0 | 0 | 0 | 0 | 0 | 0 | 0 | 0 | 0 | 0 | 0 | 0 | 0 | 0 | 0 | 0 | 0 | 0 | 0 | 0 | 0 | 0 | 0 | 0 | 0 | 0 | 0 | 0 | 0 | 0 | FALSE | 0% | 0% | 0% | 0% | 0% | 0% | FALSE | 0% | 0% | 0% | 0% | 0% | FALSE | 0% | 0% | 0% | 0% | 0% | 0% | 0% | 0% | N/A | N/A
| 795 | N/A | N/A | N/A | N/A | N/A | N/A | N/A | N/A | N/A | N/A | N/A | N/A | N/A | N/A | 0% | 0 | N/A | 0% | FALSE | 0 | 1 | N/A | N/A | N/A | N/A | N/A | FALSE | FALSE | TRUE | 0 | 0 | 0 | 0 | 0 | 0 | 0 | 0 | 0 | 0 | 0 | 0 | 0 | 0 | 0 | 0 | 0 | 0 | 0 | 0 | 0 | 0 | 0 | 0 | 0 | 0 | 0 | 0 | 0 | 0 | 0% | 0% | 0% | 0% | 0% | 0 | 0 | 0 | 0 | 0 | 0 | 0 | 0 | 0 | 0 | 0 | 0 | 0 | 0 | 0 | 0 | 0 | 0 | 0 | 0 | 0 | 0 | 0 | 0 | 0 | 0 | 0 | 0 | 0 | 0 | FALSE | 0% | 0% | 0% | 0% | 0% | 0% | FALSE | 0% | 0% | 0% | 0% | 0% | FALSE | 0% | 0% | 0% | 0% | 0% | 0% | 0% | 0% | N/A | N/A
| 796 | N/A | N/A | N/A | N/A | N/A | N/A | N/A | N/A | N/A | N/A | N/A | N/A | N/A | N/A | 0% | 0 | N/A | 0% | FALSE | 0 | 1 | N/A | N/A | N/A | N/A | N/A | FALSE | FALSE | TRUE | 0 | 0 | 0 | 0 | 0 | 0 | 0 | 0 | 0 | 0 | 0 | 0 | 0 | 0 | 0 | 0 | 0 | 0 | 0 | 0 | 0 | 0 | 0 | 0 | 0 | 0 | 0 | 0 | 0 | 0 | 0% | 0% | 0% | 0% | 0% | 0 | 0 | 0 | 0 | 0 | 0 | 0 | 0 | 0 | 0 | 0 | 0 | 0 | 0 | 0 | 0 | 0 | 0 | 0 | 0 | 0 | 0 | 0 | 0 | 0 | 0 | 0 | 0 | 0 | 0 | FALSE | 0% | 0% | 0% | 0% | 0% | 0% | FALSE | 0% | 0% | 0% | 0% | 0% | FALSE | 0% | 0% | 0% | 0% | 0% | 0% | 0% | 0% | N/A | N/A
| 797 | N/A | N/A | N/A | N/A | N/A | N/A | N/A | N/A | N/A | N/A | N/A | N/A | N/A | N/A | 0% | 0 | N/A | 0% | FALSE | 0 | 1 | N/A | N/A | N/A | N/A | N/A | FALSE | FALSE | TRUE | 0 | 0 | 0 | 0 | 0 | 0 | 0 | 0 | 0 | 0 | 0 | 0 | 0 | 0 | 0 | 0 | 0 | 0 | 0 | 0 | 0 | 0 | 0 | 0 | 0 | 0 | 0 | 0 | 0 | 0 | 0% | 0% | 0% | 0% | 0% | 0 | 0 | 0 | 0 | 0 | 0 | 0 | 0 | 0 | 0 | 0 | 0 | 0 | 0 | 0 | 0 | 0 | 0 | 0 | 0 | 0 | 0 | 0 | 0 | 0 | 0 | 0 | 0 | 0 | 0 | FALSE | 0% | 0% | 0% | 0% | 0% | 0% | FALSE | 0% | 0% | 0% | 0% | 0% | FALSE | 0% | 0% | 0% | 0% | 0% | 0% | 0% | 0% | N/A | N/A
| 798 | N/A | N/A | N/A | N/A | N/A | N/A | N/A | N/A | N/A | N/A | N/A | N/A | N/A | N/A | 0% | 0 | N/A | 0% | FALSE | 0 | 1 | N/A | N/A | N/A | N/A | N/A | FALSE | FALSE | TRUE | 0 | 0 | 0 | 0 | 0 | 0 | 0 | 0 | 0 | 0 | 0 | 0 | 0 | 0 | 0 | 0 | 0 | 0 | 0 | 0 | 0 | 0 | 0 | 0 | 0 | 0 | 0 | 0 | 0 | 0 | 0% | 0% | 0% | 0% | 0% | 0 | 0 | 0 | 0 | 0 | 0 | 0 | 0 | 0 | 0 | 0 | 0 | 0 | 0 | 0 | 0 | 0 | 0 | 0 | 0 | 0 | 0 | 0 | 0 | 0 | 0 | 0 | 0 | 0 | 0 | FALSE | 0% | 0% | 0% | 0% | 0% | 0% | FALSE | 0% | 0% | 0% | 0% | 0% | FALSE | 0% | 0% | 0% | 0% | 0% | 0% | 0% | 0% | N/A | N/A
| 799 | N/A | N/A | N/A | N/A | N/A | N/A | N/A | N/A | N/A | N/A | N/A | N/A | N/A | N/A | 0% | 0 | N/A | 0% | FALSE | 0 | 1 | N/A | N/A | N/A | N/A | N/A | FALSE | FALSE | TRUE | 0 | 0 | 0 | 0 | 0 | 0 | 0 | 0 | 0 | 0 | 0 | 0 | 0 | 0 | 0 | 0 | 0 | 0 | 0 | 0 | 0 | 0 | 0 | 0 | 0 | 0 | 0 | 0 | 0 | 0 | 0% | 0% | 0% | 0% | 0% | 0 | 0 | 0 | 0 | 0 | 0 | 0 | 0 | 0 | 0 | 0 | 0 | 0 | 0 | 0 | 0 | 0 | 0 | 0 | 0 | 0 | 0 | 0 | 0 | 0 | 0 | 0 | 0 | 0 | 0 | FALSE | 0% | 0% | 0% | 0% | 0% | 0% | FALSE | 0% | 0% | 0% | 0% | 0% | FALSE | 0% | 0% | 0% | 0% | 0% | 0% | 0% | 0% | N/A | N/A
| 800 | N/A | N/A | N/A | N/A | N/A | N/A | N/A | N/A | N/A | N/A | N/A | N/A | N/A | N/A | 0% | 0 | N/A | 0% | FALSE | 0 | 1 | N/A | N/A | N/A | N/A | N/A | FALSE | FALSE | TRUE | 0 | 0 | 0 | 0 | 0 | 0 | 0 | 0 | 0 | 0 | 0 | 0 | 0 | 0 | 0 | 0 | 0 | 0 | 0 | 0 | 0 | 0 | 0 | 0 | 0 | 0 | 0 | 0 | 0 | 0 | 0% | 0% | 0% | 0% | 0% | 0 | 0 | 0 | 0 | 0 | 0 | 0 | 0 | 0 | 0 | 0 | 0 | 0 | 0 | 0 | 0 | 0 | 0 | 0 | 0 | 0 | 0 | 0 | 0 | 0 | 0 | 0 | 0 | 0 | 0 | FALSE | 0% | 0% | 0% | 0% | 0% | 0% | FALSE | 0% | 0% | 0% | 0% | 0% | FALSE | 0% | 0% | 0% | 0% | 0% | 0% | 0% | 0% | N/A | N/A
| 801 | N/A | N/A | N/A | N/A | N/A | N/A | N/A | N/A | N/A | N/A | N/A | N/A | N/A | N/A | 0% | 0 | N/A | 0% | FALSE | 0 | 1 | N/A | N/A | N/A | N/A | N/A | FALSE | FALSE | TRUE | 0 | 0 | 0 | 0 | 0 | 0 | 0 | 0 | 0 | 0 | 0 | 0 | 0 | 0 | 0 | 0 | 0 | 0 | 0 | 0 | 0 | 0 | 0 | 0 | 0 | 0 | 0 | 0 | 0 | 0 | 0% | 0% | 0% | 0% | 0% | 0 | 0 | 0 | 0 | 0 | 0 | 0 | 0 | 0 | 0 | 0 | 0 | 0 | 0 | 0 | 0 | 0 | 0 | 0 | 0 | 0 | 0 | 0 | 0 | 0 | 0 | 0 | 0 | 0 | 0 | FALSE | 0% | 0% | 0% | 0% | 0% | 0% | FALSE | 0% | 0% | 0% | 0% | 0% | FALSE | 0% | 0% | 0% | 0% | 0% | 0% | 0% | 0% | N/A | N/A
| 802 | N/A | N/A | N/A | N/A | N/A | N/A | N/A | N/A | N/A | N/A | N/A | N/A | N/A | N/A | 0% | 0 | N/A | 0% | FALSE | 0 | 1 | N/A | N/A | N/A | N/A | N/A | FALSE | FALSE | TRUE | 0 | 0 | 0 | 0 | 0 | 0 | 0 | 0 | 0 | 0 | 0 | 0 | 0 | 0 | 0 | 0 | 0 | 0 | 0 | 0 | 0 | 0 | 0 | 0 | 0 | 0 | 0 | 0 | 0 | 0 | 0% | 0% | 0% | 0% | 0% | 0 | 0 | 0 | 0 | 0 | 0 | 0 | 0 | 0 | 0 | 0 | 0 | 0 | 0 | 0 | 0 | 0 | 0 | 0 | 0 | 0 | 0 | 0 | 0 | 0 | 0 | 0 | 0 | 0 | 0 | FALSE | 0% | 0% | 0% | 0% | 0% | 0% | FALSE | 0% | 0% | 0% | 0% | 0% | FALSE | 0% | 0% | 0% | 0% | 0% | 0% | 0% | 0% | N/A | N/A
| 803 | N/A | N/A | N/A | N/A | N/A | N/A | N/A | N/A | N/A | N/A | N/A | N/A | N/A | N/A | 0% | 0 | N/A | 0% | FALSE | 0 | 1 | N/A | N/A | N/A | N/A | N/A | FALSE | FALSE | TRUE | 0 | 0 | 0 | 0 | 0 | 0 | 0 | 0 | 0 | 0 | 0 | 0 | 0 | 0 | 0 | 0 | 0 | 0 | 0 | 0 | 0 | 0 | 0 | 0 | 0 | 0 | 0 | 0 | 0 | 0 | 0% | 0% | 0% | 0% | 0% | 0 | 0 | 0 | 0 | 0 | 0 | 0 | 0 | 0 | 0 | 0 | 0 | 0 | 0 | 0 | 0 | 0 | 0 | 0 | 0 | 0 | 0 | 0 | 0 | 0 | 0 | 0 | 0 | 0 | 0 | FALSE | 0% | 0% | 0% | 0% | 0% | 0% | FALSE | 0% | 0% | 0% | 0% | 0% | FALSE | 0% | 0% | 0% | 0% | 0% | 0% | 0% | 0% | N/A | N/A
| 804 | N/A | N/A | N/A | N/A | N/A | N/A | N/A | N/A | N/A | N/A | N/A | N/A | N/A | N/A | 0% | 0 | N/A | 0% | FALSE | 0 | 1 | N/A | N/A | N/A | N/A | N/A | FALSE | FALSE | TRUE | 0 | 0 | 0 | 0 | 0 | 0 | 0 | 0 | 0 | 0 | 0 | 0 | 0 | 0 | 0 | 0 | 0 | 0 | 0 | 0 | 0 | 0 | 0 | 0 | 0 | 0 | 0 | 0 | 0 | 0 | 0% | 0% | 0% | 0% | 0% | 0 | 0 | 0 | 0 | 0 | 0 | 0 | 0 | 0 | 0 | 0 | 0 | 0 | 0 | 0 | 0 | 0 | 0 | 0 | 0 | 0 | 0 | 0 | 0 | 0 | 0 | 0 | 0 | 0 | 0 | FALSE | 0% | 0% | 0% | 0% | 0% | 0% | FALSE | 0% | 0% | 0% | 0% | 0% | FALSE | 0% | 0% | 0% | 0% | 0% | 0% | 0% | 0% | N/A | N/A
| 805 | N/A | N/A | N/A | N/A | N/A | N/A | N/A | N/A | N/A | N/A | N/A | N/A | N/A | N/A | 0% | 0 | N/A | 0% | FALSE | 0 | 1 | N/A | N/A | N/A | N/A | N/A | FALSE | FALSE | TRUE | 0 | 0 | 0 | 0 | 0 | 0 | 0 | 0 | 0 | 0 | 0 | 0 | 0 | 0 | 0 | 0 | 0 | 0 | 0 | 0 | 0 | 0 | 0 | 0 | 0 | 0 | 0 | 0 | 0 | 0 | 0% | 0% | 0% | 0% | 0% | 0 | 0 | 0 | 0 | 0 | 0 | 0 | 0 | 0 | 0 | 0 | 0 | 0 | 0 | 0 | 0 | 0 | 0 | 0 | 0 | 0 | 0 | 0 | 0 | 0 | 0 | 0 | 0 | 0 | 0 | FALSE | 0% | 0% | 0% | 0% | 0% | 0% | FALSE | 0% | 0% | 0% | 0% | 0% | FALSE | 0% | 0% | 0% | 0% | 0% | 0% | 0% | 0% | N/A | N/A
| 806 | N/A | N/A | N/A | N/A | N/A | N/A | N/A | N/A | N/A | N/A | N/A | N/A | N/A | N/A | 0% | 0 | N/A | 0% | FALSE | 0 | 1 | N/A | N/A | N/A | N/A | N/A | FALSE | FALSE | TRUE | 0 | 0 | 0 | 0 | 0 | 0 | 0 | 0 | 0 | 0 | 0 | 0 | 0 | 0 | 0 | 0 | 0 | 0 | 0 | 0 | 0 | 0 | 0 | 0 | 0 | 0 | 0 | 0 | 0 | 0 | 0% | 0% | 0% | 0% | 0% | 0 | 0 | 0 | 0 | 0 | 0 | 0 | 0 | 0 | 0 | 0 | 0 | 0 | 0 | 0 | 0 | 0 | 0 | 0 | 0 | 0 | 0 | 0 | 0 | 0 | 0 | 0 | 0 | 0 | 0 | FALSE | 0% | 0% | 0% | 0% | 0% | 0% | FALSE | 0% | 0% | 0% | 0% | 0% | FALSE | 0% | 0% | 0% | 0% | 0% | 0% | 0% | 0% | N/A | N/A
| 807 | N/A | N/A | N/A | N/A | N/A | N/A | N/A | N/A | N/A | N/A | N/A | N/A | N/A | N/A | 0% | 0 | N/A | 0% | FALSE | 0 | 1 | N/A | N/A | N/A | N/A | N/A | FALSE | FALSE | TRUE | 0 | 0 | 0 | 0 | 0 | 0 | 0 | 0 | 0 | 0 | 0 | 0 | 0 | 0 | 0 | 0 | 0 | 0 | 0 | 0 | 0 | 0 | 0 | 0 | 0 | 0 | 0 | 0 | 0 | 0 | 0% | 0% | 0% | 0% | 0% | 0 | 0 | 0 | 0 | 0 | 0 | 0 | 0 | 0 | 0 | 0 | 0 | 0 | 0 | 0 | 0 | 0 | 0 | 0 | 0 | 0 | 0 | 0 | 0 | 0 | 0 | 0 | 0 | 0 | 0 | FALSE | 0% | 0% | 0% | 0% | 0% | 0% | FALSE | 0% | 0% | 0% | 0% | 0% | FALSE | 0% | 0% | 0% | 0% | 0% | 0% | 0% | 0% | N/A | N/A
| 808 | N/A | N/A | N/A | N/A | N/A | N/A | N/A | N/A | N/A | N/A | N/A | N/A | N/A | N/A | 0% | 0 | N/A | 0% | FALSE | 0 | 1 | N/A | N/A | N/A | N/A | N/A | FALSE | FALSE | TRUE | 0 | 0 | 0 | 0 | 0 | 0 | 0 | 0 | 0 | 0 | 0 | 0 | 0 | 0 | 0 | 0 | 0 | 0 | 0 | 0 | 0 | 0 | 0 | 0 | 0 | 0 | 0 | 0 | 0 | 0 | 0% | 0% | 0% | 0% | 0% | 0 | 0 | 0 | 0 | 0 | 0 | 0 | 0 | 0 | 0 | 0 | 0 | 0 | 0 | 0 | 0 | 0 | 0 | 0 | 0 | 0 | 0 | 0 | 0 | 0 | 0 | 0 | 0 | 0 | 0 | FALSE | 0% | 0% | 0% | 0% | 0% | 0% | FALSE | 0% | 0% | 0% | 0% | 0% | FALSE | 0% | 0% | 0% | 0% | 0% | 0% | 0% | 0% | N/A | N/A
| 809 | N/A | N/A | N/A | N/A | N/A | N/A | N/A | N/A | N/A | N/A | N/A | N/A | N/A | N/A | 0% | 0 | N/A | 0% | FALSE | 0 | 1 | N/A | N/A | N/A | N/A | N/A | FALSE | FALSE | TRUE | 0 | 0 | 0 | 0 | 0 | 0 | 0 | 0 | 0 | 0 | 0 | 0 | 0 | 0 | 0 | 0 | 0 | 0 | 0 | 0 | 0 | 0 | 0 | 0 | 0 | 0 | 0 | 0 | 0 | 0 | 0% | 0% | 0% | 0% | 0% | 0 | 0 | 0 | 0 | 0 | 0 | 0 | 0 | 0 | 0 | 0 | 0 | 0 | 0 | 0 | 0 | 0 | 0 | 0 | 0 | 0 | 0 | 0 | 0 | 0 | 0 | 0 | 0 | 0 | 0 | FALSE | 0% | 0% | 0% | 0% | 0% | 0% | FALSE | 0% | 0% | 0% | 0% | 0% | FALSE | 0% | 0% | 0% | 0% | 0% | 0% | 0% | 0% | N/A | N/A
| 810 | N/A | N/A | N/A | N/A | N/A | N/A | N/A | N/A | N/A | N/A | N/A | N/A | N/A | N/A | 0% | 0 | N/A | 0% | FALSE | 0 | 1 | N/A | N/A | N/A | N/A | N/A | FALSE | FALSE | TRUE | 0 | 0 | 0 | 0 | 0 | 0 | 0 | 0 | 0 | 0 | 0 | 0 | 0 | 0 | 0 | 0 | 0 | 0 | 0 | 0 | 0 | 0 | 0 | 0 | 0 | 0 | 0 | 0 | 0 | 0 | 0% | 0% | 0% | 0% | 0% | 0 | 0 | 0 | 0 | 0 | 0 | 0 | 0 | 0 | 0 | 0 | 0 | 0 | 0 | 0 | 0 | 0 | 0 | 0 | 0 | 0 | 0 | 0 | 0 | 0 | 0 | 0 | 0 | 0 | 0 | FALSE | 0% | 0% | 0% | 0% | 0% | 0% | FALSE | 0% | 0% | 0% | 0% | 0% | FALSE | 0% | 0% | 0% | 0% | 0% | 0% | 0% | 0% | N/A | N/A
| 811 | N/A | N/A | N/A | N/A | N/A | N/A | N/A | N/A | N/A | N/A | N/A | N/A | N/A | N/A | 0% | 0 | N/A | 0% | FALSE | 0 | 1 | N/A | N/A | N/A | N/A | N/A | FALSE | FALSE | TRUE | 0 | 0 | 0 | 0 | 0 | 0 | 0 | 0 | 0 | 0 | 0 | 0 | 0 | 0 | 0 | 0 | 0 | 0 | 0 | 0 | 0 | 0 | 0 | 0 | 0 | 0 | 0 | 0 | 0 | 0 | 0% | 0% | 0% | 0% | 0% | 0 | 0 | 0 | 0 | 0 | 0 | 0 | 0 | 0 | 0 | 0 | 0 | 0 | 0 | 0 | 0 | 0 | 0 | 0 | 0 | 0 | 0 | 0 | 0 | 0 | 0 | 0 | 0 | 0 | 0 | FALSE | 0% | 0% | 0% | 0% | 0% | 0% | FALSE | 0% | 0% | 0% | 0% | 0% | FALSE | 0% | 0% | 0% | 0% | 0% | 0% | 0% | 0% | N/A | N/A
| 812 | N/A | N/A | N/A | N/A | N/A | N/A | N/A | N/A | N/A | N/A | N/A | N/A | N/A | N/A | 0% | 0 | N/A | 0% | FALSE | 0 | 1 | N/A | N/A | N/A | N/A | N/A | FALSE | FALSE | TRUE | 0 | 0 | 0 | 0 | 0 | 0 | 0 | 0 | 0 | 0 | 0 | 0 | 0 | 0 | 0 | 0 | 0 | 0 | 0 | 0 | 0 | 0 | 0 | 0 | 0 | 0 | 0 | 0 | 0 | 0 | 0% | 0% | 0% | 0% | 0% | 0 | 0 | 0 | 0 | 0 | 0 | 0 | 0 | 0 | 0 | 0 | 0 | 0 | 0 | 0 | 0 | 0 | 0 | 0 | 0 | 0 | 0 | 0 | 0 | 0 | 0 | 0 | 0 | 0 | 0 | FALSE | 0% | 0% | 0% | 0% | 0% | 0% | FALSE | 0% | 0% | 0% | 0% | 0% | FALSE | 0% | 0% | 0% | 0% | 0% | 0% | 0% | 0% | N/A | N/A
| 813 | N/A | N/A | N/A | N/A | N/A | N/A | N/A | N/A | N/A | N/A | N/A | N/A | N/A | N/A | 0% | 0 | N/A | 0% | FALSE | 0 | 1 | N/A | N/A | N/A | N/A | N/A | FALSE | FALSE | TRUE | 0 | 0 | 0 | 0 | 0 | 0 | 0 | 0 | 0 | 0 | 0 | 0 | 0 | 0 | 0 | 0 | 0 | 0 | 0 | 0 | 0 | 0 | 0 | 0 | 0 | 0 | 0 | 0 | 0 | 0 | 0% | 0% | 0% | 0% | 0% | 0 | 0 | 0 | 0 | 0 | 0 | 0 | 0 | 0 | 0 | 0 | 0 | 0 | 0 | 0 | 0 | 0 | 0 | 0 | 0 | 0 | 0 | 0 | 0 | 0 | 0 | 0 | 0 | 0 | 0 | FALSE | 0% | 0% | 0% | 0% | 0% | 0% | FALSE | 0% | 0% | 0% | 0% | 0% | FALSE | 0% | 0% | 0% | 0% | 0% | 0% | 0% | 0% | N/A | N/A
| 814 | N/A | N/A | N/A | N/A | N/A | N/A | N/A | N/A | N/A | N/A | N/A | N/A | N/A | N/A | 0% | 0 | N/A | 0% | FALSE | 0 | 1 | N/A | N/A | N/A | N/A | N/A | FALSE | FALSE | TRUE | 0 | 0 | 0 | 0 | 0 | 0 | 0 | 0 | 0 | 0 | 0 | 0 | 0 | 0 | 0 | 0 | 0 | 0 | 0 | 0 | 0 | 0 | 0 | 0 | 0 | 0 | 0 | 0 | 0 | 0 | 0% | 0% | 0% | 0% | 0% | 0 | 0 | 0 | 0 | 0 | 0 | 0 | 0 | 0 | 0 | 0 | 0 | 0 | 0 | 0 | 0 | 0 | 0 | 0 | 0 | 0 | 0 | 0 | 0 | 0 | 0 | 0 | 0 | 0 | 0 | FALSE | 0% | 0% | 0% | 0% | 0% | 0% | FALSE | 0% | 0% | 0% | 0% | 0% | FALSE | 0% | 0% | 0% | 0% | 0% | 0% | 0% | 0% | N/A | N/A
| 815 | N/A | N/A | N/A | N/A | N/A | N/A | N/A | N/A | N/A | N/A | N/A | N/A | N/A | N/A | 0% | 0 | N/A | 0% | FALSE | 0 | 1 | N/A | N/A | N/A | N/A | N/A | FALSE | FALSE | TRUE | 0 | 0 | 0 | 0 | 0 | 0 | 0 | 0 | 0 | 0 | 0 | 0 | 0 | 0 | 0 | 0 | 0 | 0 | 0 | 0 | 0 | 0 | 0 | 0 | 0 | 0 | 0 | 0 | 0 | 0 | 0% | 0% | 0% | 0% | 0% | 0 | 0 | 0 | 0 | 0 | 0 | 0 | 0 | 0 | 0 | 0 | 0 | 0 | 0 | 0 | 0 | 0 | 0 | 0 | 0 | 0 | 0 | 0 | 0 | 0 | 0 | 0 | 0 | 0 | 0 | FALSE | 0% | 0% | 0% | 0% | 0% | 0% | FALSE | 0% | 0% | 0% | 0% | 0% | FALSE | 0% | 0% | 0% | 0% | 0% | 0% | 0% | 0% | N/A | N/A
| 816 | N/A | N/A | N/A | N/A | N/A | N/A | N/A | N/A | N/A | N/A | N/A | N/A | N/A | N/A | 0% | 0 | N/A | 0% | FALSE | 0 | 1 | N/A | N/A | N/A | N/A | N/A | FALSE | FALSE | TRUE | 0 | 0 | 0 | 0 | 0 | 0 | 0 | 0 | 0 | 0 | 0 | 0 | 0 | 0 | 0 | 0 | 0 | 0 | 0 | 0 | 0 | 0 | 0 | 0 | 0 | 0 | 0 | 0 | 0 | 0 | 0% | 0% | 0% | 0% | 0% | 0 | 0 | 0 | 0 | 0 | 0 | 0 | 0 | 0 | 0 | 0 | 0 | 0 | 0 | 0 | 0 | 0 | 0 | 0 | 0 | 0 | 0 | 0 | 0 | 0 | 0 | 0 | 0 | 0 | 0 | FALSE | 0% | 0% | 0% | 0% | 0% | 0% | FALSE | 0% | 0% | 0% | 0% | 0% | FALSE | 0% | 0% | 0% | 0% | 0% | 0% | 0% | 0% | N/A | N/A
| 817 | N/A | N/A | N/A | N/A | N/A | N/A | N/A | N/A | N/A | N/A | N/A | N/A | N/A | N/A | 0% | 0 | N/A | 0% | FALSE | 0 | 1 | N/A | N/A | N/A | N/A | N/A | FALSE | FALSE | TRUE | 0 | 0 | 0 | 0 | 0 | 0 | 0 | 0 | 0 | 0 | 0 | 0 | 0 | 0 | 0 | 0 | 0 | 0 | 0 | 0 | 0 | 0 | 0 | 0 | 0 | 0 | 0 | 0 | 0 | 0 | 0% | 0% | 0% | 0% | 0% | 0 | 0 | 0 | 0 | 0 | 0 | 0 | 0 | 0 | 0 | 0 | 0 | 0 | 0 | 0 | 0 | 0 | 0 | 0 | 0 | 0 | 0 | 0 | 0 | 0 | 0 | 0 | 0 | 0 | 0 | FALSE | 0% | 0% | 0% | 0% | 0% | 0% | FALSE | 0% | 0% | 0% | 0% | 0% | FALSE | 0% | 0% | 0% | 0% | 0% | 0% | 0% | 0% | N/A | N/A
| 818 | N/A | N/A | N/A | N/A | N/A | N/A | N/A | N/A | N/A | N/A | N/A | N/A | N/A | N/A | 0% | 0 | N/A | 0% | FALSE | 0 | 1 | N/A | N/A | N/A | N/A | N/A | FALSE | FALSE | TRUE | 0 | 0 | 0 | 0 | 0 | 0 | 0 | 0 | 0 | 0 | 0 | 0 | 0 | 0 | 0 | 0 | 0 | 0 | 0 | 0 | 0 | 0 | 0 | 0 | 0 | 0 | 0 | 0 | 0 | 0 | 0% | 0% | 0% | 0% | 0% | 0 | 0 | 0 | 0 | 0 | 0 | 0 | 0 | 0 | 0 | 0 | 0 | 0 | 0 | 0 | 0 | 0 | 0 | 0 | 0 | 0 | 0 | 0 | 0 | 0 | 0 | 0 | 0 | 0 | 0 | FALSE | 0% | 0% | 0% | 0% | 0% | 0% | FALSE | 0% | 0% | 0% | 0% | 0% | FALSE | 0% | 0% | 0% | 0% | 0% | 0% | 0% | 0% | N/A | N/A
| 819 | N/A | N/A | N/A | N/A | N/A | N/A | N/A | N/A | N/A | N/A | N/A | N/A | N/A | N/A | 0% | 0 | N/A | 0% | FALSE | 0 | 1 | N/A | N/A | N/A | N/A | N/A | FALSE | FALSE | TRUE | 0 | 0 | 0 | 0 | 0 | 0 | 0 | 0 | 0 | 0 | 0 | 0 | 0 | 0 | 0 | 0 | 0 | 0 | 0 | 0 | 0 | 0 | 0 | 0 | 0 | 0 | 0 | 0 | 0 | 0 | 0% | 0% | 0% | 0% | 0% | 0 | 0 | 0 | 0 | 0 | 0 | 0 | 0 | 0 | 0 | 0 | 0 | 0 | 0 | 0 | 0 | 0 | 0 | 0 | 0 | 0 | 0 | 0 | 0 | 0 | 0 | 0 | 0 | 0 | 0 | FALSE | 0% | 0% | 0% | 0% | 0% | 0% | FALSE | 0% | 0% | 0% | 0% | 0% | FALSE | 0% | 0% | 0% | 0% | 0% | 0% | 0% | 0% | N/A | N/A
| 820 | N/A | N/A | N/A | N/A | N/A | N/A | N/A | N/A | N/A | N/A | N/A | N/A | N/A | N/A | 0% | 0 | N/A | 0% | FALSE | 0 | 1 | N/A | N/A | N/A | N/A | N/A | FALSE | FALSE | TRUE | 0 | 0 | 0 | 0 | 0 | 0 | 0 | 0 | 0 | 0 | 0 | 0 | 0 | 0 | 0 | 0 | 0 | 0 | 0 | 0 | 0 | 0 | 0 | 0 | 0 | 0 | 0 | 0 | 0 | 0 | 0% | 0% | 0% | 0% | 0% | 0 | 0 | 0 | 0 | 0 | 0 | 0 | 0 | 0 | 0 | 0 | 0 | 0 | 0 | 0 | 0 | 0 | 0 | 0 | 0 | 0 | 0 | 0 | 0 | 0 | 0 | 0 | 0 | 0 | 0 | FALSE | 0% | 0% | 0% | 0% | 0% | 0% | FALSE | 0% | 0% | 0% | 0% | 0% | FALSE | 0% | 0% | 0% | 0% | 0% | 0% | 0% | 0% | N/A | N/A
| 821 | N/A | N/A | N/A | N/A | N/A | N/A | N/A | N/A | N/A | N/A | N/A | N/A | N/A | N/A | 0% | 0 | N/A | 0% | FALSE | 0 | 1 | N/A | N/A | N/A | N/A | N/A | FALSE | FALSE | TRUE | 0 | 0 | 0 | 0 | 0 | 0 | 0 | 0 | 0 | 0 | 0 | 0 | 0 | 0 | 0 | 0 | 0 | 0 | 0 | 0 | 0 | 0 | 0 | 0 | 0 | 0 | 0 | 0 | 0 | 0 | 0% | 0% | 0% | 0% | 0% | 0 | 0 | 0 | 0 | 0 | 0 | 0 | 0 | 0 | 0 | 0 | 0 | 0 | 0 | 0 | 0 | 0 | 0 | 0 | 0 | 0 | 0 | 0 | 0 | 0 | 0 | 0 | 0 | 0 | 0 | FALSE | 0% | 0% | 0% | 0% | 0% | 0% | FALSE | 0% | 0% | 0% | 0% | 0% | FALSE | 0% | 0% | 0% | 0% | 0% | 0% | 0% | 0% | N/A | N/A
| 822 | N/A | N/A | N/A | N/A | N/A | N/A | N/A | N/A | N/A | N/A | N/A | N/A | N/A | N/A | 0% | 0 | N/A | 0% | FALSE | 0 | 1 | N/A | N/A | N/A | N/A | N/A | FALSE | FALSE | TRUE | 0 | 0 | 0 | 0 | 0 | 0 | 0 | 0 | 0 | 0 | 0 | 0 | 0 | 0 | 0 | 0 | 0 | 0 | 0 | 0 | 0 | 0 | 0 | 0 | 0 | 0 | 0 | 0 | 0 | 0 | 0% | 0% | 0% | 0% | 0% | 0 | 0 | 0 | 0 | 0 | 0 | 0 | 0 | 0 | 0 | 0 | 0 | 0 | 0 | 0 | 0 | 0 | 0 | 0 | 0 | 0 | 0 | 0 | 0 | 0 | 0 | 0 | 0 | 0 | 0 | FALSE | 0% | 0% | 0% | 0% | 0% | 0% | FALSE | 0% | 0% | 0% | 0% | 0% | FALSE | 0% | 0% | 0% | 0% | 0% | 0% | 0% | 0% | N/A | N/A
| 823 | N/A | N/A | N/A | N/A | N/A | N/A | N/A | N/A | N/A | N/A | N/A | N/A | N/A | N/A | 0% | 0 | N/A | 0% | FALSE | 0 | 1 | N/A | N/A | N/A | N/A | N/A | FALSE | FALSE | TRUE | 0 | 0 | 0 | 0 | 0 | 0 | 0 | 0 | 0 | 0 | 0 | 0 | 0 | 0 | 0 | 0 | 0 | 0 | 0 | 0 | 0 | 0 | 0 | 0 | 0 | 0 | 0 | 0 | 0 | 0 | 0% | 0% | 0% | 0% | 0% | 0 | 0 | 0 | 0 | 0 | 0 | 0 | 0 | 0 | 0 | 0 | 0 | 0 | 0 | 0 | 0 | 0 | 0 | 0 | 0 | 0 | 0 | 0 | 0 | 0 | 0 | 0 | 0 | 0 | 0 | FALSE | 0% | 0% | 0% | 0% | 0% | 0% | FALSE | 0% | 0% | 0% | 0% | 0% | FALSE | 0% | 0% | 0% | 0% | 0% | 0% | 0% | 0% | N/A | N/A
| 824 | N/A | N/A | N/A | N/A | N/A | N/A | N/A | N/A | N/A | N/A | N/A | N/A | N/A | N/A | 0% | 0 | N/A | 0% | FALSE | 0 | 1 | N/A | N/A | N/A | N/A | N/A | FALSE | FALSE | TRUE | 0 | 0 | 0 | 0 | 0 | 0 | 0 | 0 | 0 | 0 | 0 | 0 | 0 | 0 | 0 | 0 | 0 | 0 | 0 | 0 | 0 | 0 | 0 | 0 | 0 | 0 | 0 | 0 | 0 | 0 | 0% | 0% | 0% | 0% | 0% | 0 | 0 | 0 | 0 | 0 | 0 | 0 | 0 | 0 | 0 | 0 | 0 | 0 | 0 | 0 | 0 | 0 | 0 | 0 | 0 | 0 | 0 | 0 | 0 | 0 | 0 | 0 | 0 | 0 | 0 | FALSE | 0% | 0% | 0% | 0% | 0% | 0% | FALSE | 0% | 0% | 0% | 0% | 0% | FALSE | 0% | 0% | 0% | 0% | 0% | 0% | 0% | 0% | N/A | N/A
| 825 | N/A | N/A | N/A | N/A | N/A | N/A | N/A | N/A | N/A | N/A | N/A | N/A | N/A | N/A | 0% | 0 | N/A | 0% | FALSE | 0 | 1 | N/A | N/A | N/A | N/A | N/A | FALSE | FALSE | TRUE | 0 | 0 | 0 | 0 | 0 | 0 | 0 | 0 | 0 | 0 | 0 | 0 | 0 | 0 | 0 | 0 | 0 | 0 | 0 | 0 | 0 | 0 | 0 | 0 | 0 | 0 | 0 | 0 | 0 | 0 | 0% | 0% | 0% | 0% | 0% | 0 | 0 | 0 | 0 | 0 | 0 | 0 | 0 | 0 | 0 | 0 | 0 | 0 | 0 | 0 | 0 | 0 | 0 | 0 | 0 | 0 | 0 | 0 | 0 | 0 | 0 | 0 | 0 | 0 | 0 | FALSE | 0% | 0% | 0% | 0% | 0% | 0% | FALSE | 0% | 0% | 0% | 0% | 0% | FALSE | 0% | 0% | 0% | 0% | 0% | 0% | 0% | 0% | N/A | N/A
| 826 | N/A | N/A | N/A | N/A | N/A | N/A | N/A | N/A | N/A | N/A | N/A | N/A | N/A | N/A | 0% | 0 | N/A | 0% | FALSE | 0 | 1 | N/A | N/A | N/A | N/A | N/A | FALSE | FALSE | TRUE | 0 | 0 | 0 | 0 | 0 | 0 | 0 | 0 | 0 | 0 | 0 | 0 | 0 | 0 | 0 | 0 | 0 | 0 | 0 | 0 | 0 | 0 | 0 | 0 | 0 | 0 | 0 | 0 | 0 | 0 | 0% | 0% | 0% | 0% | 0% | 0 | 0 | 0 | 0 | 0 | 0 | 0 | 0 | 0 | 0 | 0 | 0 | 0 | 0 | 0 | 0 | 0 | 0 | 0 | 0 | 0 | 0 | 0 | 0 | 0 | 0 | 0 | 0 | 0 | 0 | FALSE | 0% | 0% | 0% | 0% | 0% | 0% | FALSE | 0% | 0% | 0% | 0% | 0% | FALSE | 0% | 0% | 0% | 0% | 0% | 0% | 0% | 0% | N/A | N/A
| 827 | N/A | N/A | N/A | N/A | N/A | N/A | N/A | N/A | N/A | N/A | N/A | N/A | N/A | N/A | 0% | 0 | N/A | 0% | FALSE | 0 | 1 | N/A | N/A | N/A | N/A | N/A | FALSE | FALSE | TRUE | 0 | 0 | 0 | 0 | 0 | 0 | 0 | 0 | 0 | 0 | 0 | 0 | 0 | 0 | 0 | 0 | 0 | 0 | 0 | 0 | 0 | 0 | 0 | 0 | 0 | 0 | 0 | 0 | 0 | 0 | 0% | 0% | 0% | 0% | 0% | 0 | 0 | 0 | 0 | 0 | 0 | 0 | 0 | 0 | 0 | 0 | 0 | 0 | 0 | 0 | 0 | 0 | 0 | 0 | 0 | 0 | 0 | 0 | 0 | 0 | 0 | 0 | 0 | 0 | 0 | FALSE | 0% | 0% | 0% | 0% | 0% | 0% | FALSE | 0% | 0% | 0% | 0% | 0% | FALSE | 0% | 0% | 0% | 0% | 0% | 0% | 0% | 0% | N/A | N/A
| 828 | N/A | N/A | N/A | N/A | N/A | N/A | N/A | N/A | N/A | N/A | N/A | N/A | N/A | N/A | 0% | 0 | N/A | 0% | FALSE | 0 | 1 | N/A | N/A | N/A | N/A | N/A | FALSE | FALSE | TRUE | 0 | 0 | 0 | 0 | 0 | 0 | 0 | 0 | 0 | 0 | 0 | 0 | 0 | 0 | 0 | 0 | 0 | 0 | 0 | 0 | 0 | 0 | 0 | 0 | 0 | 0 | 0 | 0 | 0 | 0 | 0% | 0% | 0% | 0% | 0% | 0 | 0 | 0 | 0 | 0 | 0 | 0 | 0 | 0 | 0 | 0 | 0 | 0 | 0 | 0 | 0 | 0 | 0 | 0 | 0 | 0 | 0 | 0 | 0 | 0 | 0 | 0 | 0 | 0 | 0 | FALSE | 0% | 0% | 0% | 0% | 0% | 0% | FALSE | 0% | 0% | 0% | 0% | 0% | FALSE | 0% | 0% | 0% | 0% | 0% | 0% | 0% | 0% | N/A | N/A
| 829 | N/A | N/A | N/A | N/A | N/A | N/A | N/A | N/A | N/A | N/A | N/A | N/A | N/A | N/A | 0% | 0 | N/A | 0% | FALSE | 0 | 1 | N/A | N/A | N/A | N/A | N/A | FALSE | FALSE | TRUE | 0 | 0 | 0 | 0 | 0 | 0 | 0 | 0 | 0 | 0 | 0 | 0 | 0 | 0 | 0 | 0 | 0 | 0 | 0 | 0 | 0 | 0 | 0 | 0 | 0 | 0 | 0 | 0 | 0 | 0 | 0% | 0% | 0% | 0% | 0% | 0 | 0 | 0 | 0 | 0 | 0 | 0 | 0 | 0 | 0 | 0 | 0 | 0 | 0 | 0 | 0 | 0 | 0 | 0 | 0 | 0 | 0 | 0 | 0 | 0 | 0 | 0 | 0 | 0 | 0 | FALSE | 0% | 0% | 0% | 0% | 0% | 0% | FALSE | 0% | 0% | 0% | 0% | 0% | FALSE | 0% | 0% | 0% | 0% | 0% | 0% | 0% | 0% | N/A | N/A
| 830 | N/A | N/A | N/A | N/A | N/A | N/A | N/A | N/A | N/A | N/A | N/A | N/A | N/A | N/A | 0% | 0 | N/A | 0% | FALSE | 0 | 1 | N/A | N/A | N/A | N/A | N/A | FALSE | FALSE | TRUE | 0 | 0 | 0 | 0 | 0 | 0 | 0 | 0 | 0 | 0 | 0 | 0 | 0 | 0 | 0 | 0 | 0 | 0 | 0 | 0 | 0 | 0 | 0 | 0 | 0 | 0 | 0 | 0 | 0 | 0 | 0% | 0% | 0% | 0% | 0% | 0 | 0 | 0 | 0 | 0 | 0 | 0 | 0 | 0 | 0 | 0 | 0 | 0 | 0 | 0 | 0 | 0 | 0 | 0 | 0 | 0 | 0 | 0 | 0 | 0 | 0 | 0 | 0 | 0 | 0 | FALSE | 0% | 0% | 0% | 0% | 0% | 0% | FALSE | 0% | 0% | 0% | 0% | 0% | FALSE | 0% | 0% | 0% | 0% | 0% | 0% | 0% | 0% | N/A | N/A
| 831 | N/A | N/A | N/A | N/A | N/A | N/A | N/A | N/A | N/A | N/A | N/A | N/A | N/A | N/A | 0% | 0 | N/A | 0% | FALSE | 0 | 1 | N/A | N/A | N/A | N/A | N/A | FALSE | FALSE | TRUE | 0 | 0 | 0 | 0 | 0 | 0 | 0 | 0 | 0 | 0 | 0 | 0 | 0 | 0 | 0 | 0 | 0 | 0 | 0 | 0 | 0 | 0 | 0 | 0 | 0 | 0 | 0 | 0 | 0 | 0 | 0% | 0% | 0% | 0% | 0% | 0 | 0 | 0 | 0 | 0 | 0 | 0 | 0 | 0 | 0 | 0 | 0 | 0 | 0 | 0 | 0 | 0 | 0 | 0 | 0 | 0 | 0 | 0 | 0 | 0 | 0 | 0 | 0 | 0 | 0 | FALSE | 0% | 0% | 0% | 0% | 0% | 0% | FALSE | 0% | 0% | 0% | 0% | 0% | FALSE | 0% | 0% | 0% | 0% | 0% | 0% | 0% | 0% | N/A | N/A
| 832 | N/A | N/A | N/A | N/A | N/A | N/A | N/A | N/A | N/A | N/A | N/A | N/A | N/A | N/A | 0% | 0 | N/A | 0% | FALSE | 0 | 1 | N/A | N/A | N/A | N/A | N/A | FALSE | FALSE | TRUE | 0 | 0 | 0 | 0 | 0 | 0 | 0 | 0 | 0 | 0 | 0 | 0 | 0 | 0 | 0 | 0 | 0 | 0 | 0 | 0 | 0 | 0 | 0 | 0 | 0 | 0 | 0 | 0 | 0 | 0 | 0% | 0% | 0% | 0% | 0% | 0 | 0 | 0 | 0 | 0 | 0 | 0 | 0 | 0 | 0 | 0 | 0 | 0 | 0 | 0 | 0 | 0 | 0 | 0 | 0 | 0 | 0 | 0 | 0 | 0 | 0 | 0 | 0 | 0 | 0 | FALSE | 0% | 0% | 0% | 0% | 0% | 0% | FALSE | 0% | 0% | 0% | 0% | 0% | FALSE | 0% | 0% | 0% | 0% | 0% | 0% | 0% | 0% | N/A | N/A
| 833 | N/A | N/A | N/A | N/A | N/A | N/A | N/A | N/A | N/A | N/A | N/A | N/A | N/A | N/A | 0% | 0 | N/A | 0% | FALSE | 0 | 1 | N/A | N/A | N/A | N/A | N/A | FALSE | FALSE | TRUE | 0 | 0 | 0 | 0 | 0 | 0 | 0 | 0 | 0 | 0 | 0 | 0 | 0 | 0 | 0 | 0 | 0 | 0 | 0 | 0 | 0 | 0 | 0 | 0 | 0 | 0 | 0 | 0 | 0 | 0 | 0% | 0% | 0% | 0% | 0% | 0 | 0 | 0 | 0 | 0 | 0 | 0 | 0 | 0 | 0 | 0 | 0 | 0 | 0 | 0 | 0 | 0 | 0 | 0 | 0 | 0 | 0 | 0 | 0 | 0 | 0 | 0 | 0 | 0 | 0 | FALSE | 0% | 0% | 0% | 0% | 0% | 0% | FALSE | 0% | 0% | 0% | 0% | 0% | FALSE | 0% | 0% | 0% | 0% | 0% | 0% | 0% | 0% | N/A | N/A
| 834 | N/A | N/A | N/A | N/A | N/A | N/A | N/A | N/A | N/A | N/A | N/A | N/A | N/A | N/A | 0% | 0 | N/A | 0% | FALSE | 0 | 1 | N/A | N/A | N/A | N/A | N/A | FALSE | FALSE | TRUE | 0 | 0 | 0 | 0 | 0 | 0 | 0 | 0 | 0 | 0 | 0 | 0 | 0 | 0 | 0 | 0 | 0 | 0 | 0 | 0 | 0 | 0 | 0 | 0 | 0 | 0 | 0 | 0 | 0 | 0 | 0% | 0% | 0% | 0% | 0% | 0 | 0 | 0 | 0 | 0 | 0 | 0 | 0 | 0 | 0 | 0 | 0 | 0 | 0 | 0 | 0 | 0 | 0 | 0 | 0 | 0 | 0 | 0 | 0 | 0 | 0 | 0 | 0 | 0 | 0 | FALSE | 0% | 0% | 0% | 0% | 0% | 0% | FALSE | 0% | 0% | 0% | 0% | 0% | FALSE | 0% | 0% | 0% | 0% | 0% | 0% | 0% | 0% | N/A | N/A
| 835 | N/A | N/A | N/A | N/A | N/A | N/A | N/A | N/A | N/A | N/A | N/A | N/A | N/A | N/A | 0% | 0 | N/A | 0% | FALSE | 0 | 1 | N/A | N/A | N/A | N/A | N/A | FALSE | FALSE | TRUE | 0 | 0 | 0 | 0 | 0 | 0 | 0 | 0 | 0 | 0 | 0 | 0 | 0 | 0 | 0 | 0 | 0 | 0 | 0 | 0 | 0 | 0 | 0 | 0 | 0 | 0 | 0 | 0 | 0 | 0 | 0% | 0% | 0% | 0% | 0% | 0 | 0 | 0 | 0 | 0 | 0 | 0 | 0 | 0 | 0 | 0 | 0 | 0 | 0 | 0 | 0 | 0 | 0 | 0 | 0 | 0 | 0 | 0 | 0 | 0 | 0 | 0 | 0 | 0 | 0 | FALSE | 0% | 0% | 0% | 0% | 0% | 0% | FALSE | 0% | 0% | 0% | 0% | 0% | FALSE | 0% | 0% | 0% | 0% | 0% | 0% | 0% | 0% | N/A | N/A
| 836 | N/A | N/A | N/A | N/A | N/A | N/A | N/A | N/A | N/A | N/A | N/A | N/A | N/A | N/A | 0% | 0 | N/A | 0% | FALSE | 0 | 1 | N/A | N/A | N/A | N/A | N/A | FALSE | FALSE | TRUE | 0 | 0 | 0 | 0 | 0 | 0 | 0 | 0 | 0 | 0 | 0 | 0 | 0 | 0 | 0 | 0 | 0 | 0 | 0 | 0 | 0 | 0 | 0 | 0 | 0 | 0 | 0 | 0 | 0 | 0 | 0% | 0% | 0% | 0% | 0% | 0 | 0 | 0 | 0 | 0 | 0 | 0 | 0 | 0 | 0 | 0 | 0 | 0 | 0 | 0 | 0 | 0 | 0 | 0 | 0 | 0 | 0 | 0 | 0 | 0 | 0 | 0 | 0 | 0 | 0 | FALSE | 0% | 0% | 0% | 0% | 0% | 0% | FALSE | 0% | 0% | 0% | 0% | 0% | FALSE | 0% | 0% | 0% | 0% | 0% | 0% | 0% | 0% | N/A | N/A
| 837 | N/A | N/A | N/A | N/A | N/A | N/A | N/A | N/A | N/A | N/A | N/A | N/A | N/A | N/A | 0% | 0 | N/A | 0% | FALSE | 0 | 1 | N/A | N/A | N/A | N/A | N/A | FALSE | FALSE | TRUE | 0 | 0 | 0 | 0 | 0 | 0 | 0 | 0 | 0 | 0 | 0 | 0 | 0 | 0 | 0 | 0 | 0 | 0 | 0 | 0 | 0 | 0 | 0 | 0 | 0 | 0 | 0 | 0 | 0 | 0 | 0% | 0% | 0% | 0% | 0% | 0 | 0 | 0 | 0 | 0 | 0 | 0 | 0 | 0 | 0 | 0 | 0 | 0 | 0 | 0 | 0 | 0 | 0 | 0 | 0 | 0 | 0 | 0 | 0 | 0 | 0 | 0 | 0 | 0 | 0 | FALSE | 0% | 0% | 0% | 0% | 0% | 0% | FALSE | 0% | 0% | 0% | 0% | 0% | FALSE | 0% | 0% | 0% | 0% | 0% | 0% | 0% | 0% | N/A | N/A
| 838 | N/A | N/A | N/A | N/A | N/A | N/A | N/A | N/A | N/A | N/A | N/A | N/A | N/A | N/A | 0% | 0 | N/A | 0% | FALSE | 0 | 1 | N/A | N/A | N/A | N/A | N/A | FALSE | FALSE | TRUE | 0 | 0 | 0 | 0 | 0 | 0 | 0 | 0 | 0 | 0 | 0 | 0 | 0 | 0 | 0 | 0 | 0 | 0 | 0 | 0 | 0 | 0 | 0 | 0 | 0 | 0 | 0 | 0 | 0 | 0 | 0% | 0% | 0% | 0% | 0% | 0 | 0 | 0 | 0 | 0 | 0 | 0 | 0 | 0 | 0 | 0 | 0 | 0 | 0 | 0 | 0 | 0 | 0 | 0 | 0 | 0 | 0 | 0 | 0 | 0 | 0 | 0 | 0 | 0 | 0 | FALSE | 0% | 0% | 0% | 0% | 0% | 0% | FALSE | 0% | 0% | 0% | 0% | 0% | FALSE | 0% | 0% | 0% | 0% | 0% | 0% | 0% | 0% | N/A | N/A
| 839 | N/A | N/A | N/A | N/A | N/A | N/A | N/A | N/A | N/A | N/A | N/A | N/A | N/A | N/A | 0% | 0 | N/A | 0% | FALSE | 0 | 1 | N/A | N/A | N/A | N/A | N/A | FALSE | FALSE | TRUE | 0 | 0 | 0 | 0 | 0 | 0 | 0 | 0 | 0 | 0 | 0 | 0 | 0 | 0 | 0 | 0 | 0 | 0 | 0 | 0 | 0 | 0 | 0 | 0 | 0 | 0 | 0 | 0 | 0 | 0 | 0% | 0% | 0% | 0% | 0% | 0 | 0 | 0 | 0 | 0 | 0 | 0 | 0 | 0 | 0 | 0 | 0 | 0 | 0 | 0 | 0 | 0 | 0 | 0 | 0 | 0 | 0 | 0 | 0 | 0 | 0 | 0 | 0 | 0 | 0 | FALSE | 0% | 0% | 0% | 0% | 0% | 0% | FALSE | 0% | 0% | 0% | 0% | 0% | FALSE | 0% | 0% | 0% | 0% | 0% | 0% | 0% | 0% | N/A | N/A
| 840 | N/A | N/A | N/A | N/A | N/A | N/A | N/A | N/A | N/A | N/A | N/A | N/A | N/A | N/A | 0% | 0 | N/A | 0% | FALSE | 0 | 1 | N/A | N/A | N/A | N/A | N/A | FALSE | FALSE | TRUE | 0 | 0 | 0 | 0 | 0 | 0 | 0 | 0 | 0 | 0 | 0 | 0 | 0 | 0 | 0 | 0 | 0 | 0 | 0 | 0 | 0 | 0 | 0 | 0 | 0 | 0 | 0 | 0 | 0 | 0 | 0% | 0% | 0% | 0% | 0% | 0 | 0 | 0 | 0 | 0 | 0 | 0 | 0 | 0 | 0 | 0 | 0 | 0 | 0 | 0 | 0 | 0 | 0 | 0 | 0 | 0 | 0 | 0 | 0 | 0 | 0 | 0 | 0 | 0 | 0 | FALSE | 0% | 0% | 0% | 0% | 0% | 0% | FALSE | 0% | 0% | 0% | 0% | 0% | FALSE | 0% | 0% | 0% | 0% | 0% | 0% | 0% | 0% | N/A | N/A
| 841 | N/A | N/A | N/A | N/A | N/A | N/A | N/A | N/A | N/A | N/A | N/A | N/A | N/A | N/A | 0% | 0 | N/A | 0% | FALSE | 0 | 1 | N/A | N/A | N/A | N/A | N/A | FALSE | FALSE | TRUE | 0 | 0 | 0 | 0 | 0 | 0 | 0 | 0 | 0 | 0 | 0 | 0 | 0 | 0 | 0 | 0 | 0 | 0 | 0 | 0 | 0 | 0 | 0 | 0 | 0 | 0 | 0 | 0 | 0 | 0 | 0% | 0% | 0% | 0% | 0% | 0 | 0 | 0 | 0 | 0 | 0 | 0 | 0 | 0 | 0 | 0 | 0 | 0 | 0 | 0 | 0 | 0 | 0 | 0 | 0 | 0 | 0 | 0 | 0 | 0 | 0 | 0 | 0 | 0 | 0 | FALSE | 0% | 0% | 0% | 0% | 0% | 0% | FALSE | 0% | 0% | 0% | 0% | 0% | FALSE | 0% | 0% | 0% | 0% | 0% | 0% | 0% | 0% | N/A | N/A
| 842 | N/A | N/A | N/A | N/A | N/A | N/A | N/A | N/A | N/A | N/A | N/A | N/A | N/A | N/A | 0% | 0 | N/A | 0% | FALSE | 0 | 1 | N/A | N/A | N/A | N/A | N/A | FALSE | FALSE | TRUE | 0 | 0 | 0 | 0 | 0 | 0 | 0 | 0 | 0 | 0 | 0 | 0 | 0 | 0 | 0 | 0 | 0 | 0 | 0 | 0 | 0 | 0 | 0 | 0 | 0 | 0 | 0 | 0 | 0 | 0 | 0% | 0% | 0% | 0% | 0% | 0 | 0 | 0 | 0 | 0 | 0 | 0 | 0 | 0 | 0 | 0 | 0 | 0 | 0 | 0 | 0 | 0 | 0 | 0 | 0 | 0 | 0 | 0 | 0 | 0 | 0 | 0 | 0 | 0 | 0 | FALSE | 0% | 0% | 0% | 0% | 0% | 0% | FALSE | 0% | 0% | 0% | 0% | 0% | FALSE | 0% | 0% | 0% | 0% | 0% | 0% | 0% | 0% | N/A | N/A
| 843 | N/A | N/A | N/A | N/A | N/A | N/A | N/A | N/A | N/A | N/A | N/A | N/A | N/A | N/A | 0% | 0 | N/A | 0% | FALSE | 0 | 1 | N/A | N/A | N/A | N/A | N/A | FALSE | FALSE | TRUE | 0 | 0 | 0 | 0 | 0 | 0 | 0 | 0 | 0 | 0 | 0 | 0 | 0 | 0 | 0 | 0 | 0 | 0 | 0 | 0 | 0 | 0 | 0 | 0 | 0 | 0 | 0 | 0 | 0 | 0 | 0% | 0% | 0% | 0% | 0% | 0 | 0 | 0 | 0 | 0 | 0 | 0 | 0 | 0 | 0 | 0 | 0 | 0 | 0 | 0 | 0 | 0 | 0 | 0 | 0 | 0 | 0 | 0 | 0 | 0 | 0 | 0 | 0 | 0 | 0 | FALSE | 0% | 0% | 0% | 0% | 0% | 0% | FALSE | 0% | 0% | 0% | 0% | 0% | FALSE | 0% | 0% | 0% | 0% | 0% | 0% | 0% | 0% | N/A | N/A
| 844 | N/A | N/A | N/A | N/A | N/A | N/A | N/A | N/A | N/A | N/A | N/A | N/A | N/A | N/A | 0% | 0 | N/A | 0% | FALSE | 0 | 1 | N/A | N/A | N/A | N/A | N/A | FALSE | FALSE | TRUE | 0 | 0 | 0 | 0 | 0 | 0 | 0 | 0 | 0 | 0 | 0 | 0 | 0 | 0 | 0 | 0 | 0 | 0 | 0 | 0 | 0 | 0 | 0 | 0 | 0 | 0 | 0 | 0 | 0 | 0 | 0% | 0% | 0% | 0% | 0% | 0 | 0 | 0 | 0 | 0 | 0 | 0 | 0 | 0 | 0 | 0 | 0 | 0 | 0 | 0 | 0 | 0 | 0 | 0 | 0 | 0 | 0 | 0 | 0 | 0 | 0 | 0 | 0 | 0 | 0 | FALSE | 0% | 0% | 0% | 0% | 0% | 0% | FALSE | 0% | 0% | 0% | 0% | 0% | FALSE | 0% | 0% | 0% | 0% | 0% | 0% | 0% | 0% | N/A | N/A
| 845 | N/A | N/A | N/A | N/A | N/A | N/A | N/A | N/A | N/A | N/A | N/A | N/A | N/A | N/A | 0% | 0 | N/A | 0% | FALSE | 0 | 1 | N/A | N/A | N/A | N/A | N/A | FALSE | FALSE | TRUE | 0 | 0 | 0 | 0 | 0 | 0 | 0 | 0 | 0 | 0 | 0 | 0 | 0 | 0 | 0 | 0 | 0 | 0 | 0 | 0 | 0 | 0 | 0 | 0 | 0 | 0 | 0 | 0 | 0 | 0 | 0% | 0% | 0% | 0% | 0% | 0 | 0 | 0 | 0 | 0 | 0 | 0 | 0 | 0 | 0 | 0 | 0 | 0 | 0 | 0 | 0 | 0 | 0 | 0 | 0 | 0 | 0 | 0 | 0 | 0 | 0 | 0 | 0 | 0 | 0 | FALSE | 0% | 0% | 0% | 0% | 0% | 0% | FALSE | 0% | 0% | 0% | 0% | 0% | FALSE | 0% | 0% | 0% | 0% | 0% | 0% | 0% | 0% | N/A | N/A
| 846 | N/A | N/A | N/A | N/A | N/A | N/A | N/A | N/A | N/A | N/A | N/A | N/A | N/A | N/A | 0% | 0 | N/A | 0% | FALSE | 0 | 1 | N/A | N/A | N/A | N/A | N/A | FALSE | FALSE | TRUE | 0 | 0 | 0 | 0 | 0 | 0 | 0 | 0 | 0 | 0 | 0 | 0 | 0 | 0 | 0 | 0 | 0 | 0 | 0 | 0 | 0 | 0 | 0 | 0 | 0 | 0 | 0 | 0 | 0 | 0 | 0% | 0% | 0% | 0% | 0% | 0 | 0 | 0 | 0 | 0 | 0 | 0 | 0 | 0 | 0 | 0 | 0 | 0 | 0 | 0 | 0 | 0 | 0 | 0 | 0 | 0 | 0 | 0 | 0 | 0 | 0 | 0 | 0 | 0 | 0 | FALSE | 0% | 0% | 0% | 0% | 0% | 0% | FALSE | 0% | 0% | 0% | 0% | 0% | FALSE | 0% | 0% | 0% | 0% | 0% | 0% | 0% | 0% | N/A | N/A
| 847 | N/A | N/A | N/A | N/A | N/A | N/A | N/A | N/A | N/A | N/A | N/A | N/A | N/A | N/A | 0% | 0 | N/A | 0% | FALSE | 0 | 1 | N/A | N/A | N/A | N/A | N/A | FALSE | FALSE | TRUE | 0 | 0 | 0 | 0 | 0 | 0 | 0 | 0 | 0 | 0 | 0 | 0 | 0 | 0 | 0 | 0 | 0 | 0 | 0 | 0 | 0 | 0 | 0 | 0 | 0 | 0 | 0 | 0 | 0 | 0 | 0% | 0% | 0% | 0% | 0% | 0 | 0 | 0 | 0 | 0 | 0 | 0 | 0 | 0 | 0 | 0 | 0 | 0 | 0 | 0 | 0 | 0 | 0 | 0 | 0 | 0 | 0 | 0 | 0 | 0 | 0 | 0 | 0 | 0 | 0 | FALSE | 0% | 0% | 0% | 0% | 0% | 0% | FALSE | 0% | 0% | 0% | 0% | 0% | FALSE | 0% | 0% | 0% | 0% | 0% | 0% | 0% | 0% | N/A | N/A
| 848 | N/A | N/A | N/A | N/A | N/A | N/A | N/A | N/A | N/A | N/A | N/A | N/A | N/A | N/A | 0% | 0 | N/A | 0% | FALSE | 0 | 1 | N/A | N/A | N/A | N/A | N/A | FALSE | FALSE | TRUE | 0 | 0 | 0 | 0 | 0 | 0 | 0 | 0 | 0 | 0 | 0 | 0 | 0 | 0 | 0 | 0 | 0 | 0 | 0 | 0 | 0 | 0 | 0 | 0 | 0 | 0 | 0 | 0 | 0 | 0 | 0% | 0% | 0% | 0% | 0% | 0 | 0 | 0 | 0 | 0 | 0 | 0 | 0 | 0 | 0 | 0 | 0 | 0 | 0 | 0 | 0 | 0 | 0 | 0 | 0 | 0 | 0 | 0 | 0 | 0 | 0 | 0 | 0 | 0 | 0 | FALSE | 0% | 0% | 0% | 0% | 0% | 0% | FALSE | 0% | 0% | 0% | 0% | 0% | FALSE | 0% | 0% | 0% | 0% | 0% | 0% | 0% | 0% | N/A | N/A
| 849 | N/A | N/A | N/A | N/A | N/A | N/A | N/A | N/A | N/A | N/A | N/A | N/A | N/A | N/A | 0% | 0 | N/A | 0% | FALSE | 0 | 1 | N/A | N/A | N/A | N/A | N/A | FALSE | FALSE | TRUE | 0 | 0 | 0 | 0 | 0 | 0 | 0 | 0 | 0 | 0 | 0 | 0 | 0 | 0 | 0 | 0 | 0 | 0 | 0 | 0 | 0 | 0 | 0 | 0 | 0 | 0 | 0 | 0 | 0 | 0 | 0% | 0% | 0% | 0% | 0% | 0 | 0 | 0 | 0 | 0 | 0 | 0 | 0 | 0 | 0 | 0 | 0 | 0 | 0 | 0 | 0 | 0 | 0 | 0 | 0 | 0 | 0 | 0 | 0 | 0 | 0 | 0 | 0 | 0 | 0 | FALSE | 0% | 0% | 0% | 0% | 0% | 0% | FALSE | 0% | 0% | 0% | 0% | 0% | FALSE | 0% | 0% | 0% | 0% | 0% | 0% | 0% | 0% | N/A | N/A
| 850 | N/A | N/A | N/A | N/A | N/A | N/A | N/A | N/A | N/A | N/A | N/A | N/A | N/A | N/A | 0% | 0 | N/A | 0% | FALSE | 0 | 1 | N/A | N/A | N/A | N/A | N/A | FALSE | FALSE | TRUE | 0 | 0 | 0 | 0 | 0 | 0 | 0 | 0 | 0 | 0 | 0 | 0 | 0 | 0 | 0 | 0 | 0 | 0 | 0 | 0 | 0 | 0 | 0 | 0 | 0 | 0 | 0 | 0 | 0 | 0 | 0% | 0% | 0% | 0% | 0% | 0 | 0 | 0 | 0 | 0 | 0 | 0 | 0 | 0 | 0 | 0 | 0 | 0 | 0 | 0 | 0 | 0 | 0 | 0 | 0 | 0 | 0 | 0 | 0 | 0 | 0 | 0 | 0 | 0 | 0 | FALSE | 0% | 0% | 0% | 0% | 0% | 0% | FALSE | 0% | 0% | 0% | 0% | 0% | FALSE | 0% | 0% | 0% | 0% | 0% | 0% | 0% | 0% | N/A | N/A
| 851 | N/A | N/A | N/A | N/A | N/A | N/A | N/A | N/A | N/A | N/A | N/A | N/A | N/A | N/A | 0% | 0 | N/A | 0% | FALSE | 0 | 1 | N/A | N/A | N/A | N/A | N/A | FALSE | FALSE | TRUE | 0 | 0 | 0 | 0 | 0 | 0 | 0 | 0 | 0 | 0 | 0 | 0 | 0 | 0 | 0 | 0 | 0 | 0 | 0 | 0 | 0 | 0 | 0 | 0 | 0 | 0 | 0 | 0 | 0 | 0 | 0% | 0% | 0% | 0% | 0% | 0 | 0 | 0 | 0 | 0 | 0 | 0 | 0 | 0 | 0 | 0 | 0 | 0 | 0 | 0 | 0 | 0 | 0 | 0 | 0 | 0 | 0 | 0 | 0 | 0 | 0 | 0 | 0 | 0 | 0 | FALSE | 0% | 0% | 0% | 0% | 0% | 0% | FALSE | 0% | 0% | 0% | 0% | 0% | FALSE | 0% | 0% | 0% | 0% | 0% | 0% | 0% | 0% | N/A | N/A
| 852 | N/A | N/A | N/A | N/A | N/A | N/A | N/A | N/A | N/A | N/A | N/A | N/A | N/A | N/A | 0% | 0 | N/A | 0% | FALSE | 0 | 1 | N/A | N/A | N/A | N/A | N/A | FALSE | FALSE | TRUE | 0 | 0 | 0 | 0 | 0 | 0 | 0 | 0 | 0 | 0 | 0 | 0 | 0 | 0 | 0 | 0 | 0 | 0 | 0 | 0 | 0 | 0 | 0 | 0 | 0 | 0 | 0 | 0 | 0 | 0 | 0% | 0% | 0% | 0% | 0% | 0 | 0 | 0 | 0 | 0 | 0 | 0 | 0 | 0 | 0 | 0 | 0 | 0 | 0 | 0 | 0 | 0 | 0 | 0 | 0 | 0 | 0 | 0 | 0 | 0 | 0 | 0 | 0 | 0 | 0 | FALSE | 0% | 0% | 0% | 0% | 0% | 0% | FALSE | 0% | 0% | 0% | 0% | 0% | FALSE | 0% | 0% | 0% | 0% | 0% | 0% | 0% | 0% | N/A | N/A
| 853 | N/A | N/A | N/A | N/A | N/A | N/A | N/A | N/A | N/A | N/A | N/A | N/A | N/A | N/A | 0% | 0 | N/A | 0% | FALSE | 0 | 1 | N/A | N/A | N/A | N/A | N/A | FALSE | FALSE | TRUE | 0 | 0 | 0 | 0 | 0 | 0 | 0 | 0 | 0 | 0 | 0 | 0 | 0 | 0 | 0 | 0 | 0 | 0 | 0 | 0 | 0 | 0 | 0 | 0 | 0 | 0 | 0 | 0 | 0 | 0 | 0% | 0% | 0% | 0% | 0% | 0 | 0 | 0 | 0 | 0 | 0 | 0 | 0 | 0 | 0 | 0 | 0 | 0 | 0 | 0 | 0 | 0 | 0 | 0 | 0 | 0 | 0 | 0 | 0 | 0 | 0 | 0 | 0 | 0 | 0 | FALSE | 0% | 0% | 0% | 0% | 0% | 0% | FALSE | 0% | 0% | 0% | 0% | 0% | FALSE | 0% | 0% | 0% | 0% | 0% | 0% | 0% | 0% | N/A | N/A
| 854 | N/A | N/A | N/A | N/A | N/A | N/A | N/A | N/A | N/A | N/A | N/A | N/A | N/A | N/A | 0% | 0 | N/A | 0% | FALSE | 0 | 1 | N/A | N/A | N/A | N/A | N/A | FALSE | FALSE | TRUE | 0 | 0 | 0 | 0 | 0 | 0 | 0 | 0 | 0 | 0 | 0 | 0 | 0 | 0 | 0 | 0 | 0 | 0 | 0 | 0 | 0 | 0 | 0 | 0 | 0 | 0 | 0 | 0 | 0 | 0 | 0% | 0% | 0% | 0% | 0% | 0 | 0 | 0 | 0 | 0 | 0 | 0 | 0 | 0 | 0 | 0 | 0 | 0 | 0 | 0 | 0 | 0 | 0 | 0 | 0 | 0 | 0 | 0 | 0 | 0 | 0 | 0 | 0 | 0 | 0 | FALSE | 0% | 0% | 0% | 0% | 0% | 0% | FALSE | 0% | 0% | 0% | 0% | 0% | FALSE | 0% | 0% | 0% | 0% | 0% | 0% | 0% | 0% | N/A | N/A
| 855 | N/A | N/A | N/A | N/A | N/A | N/A | N/A | N/A | N/A | N/A | N/A | N/A | N/A | N/A | 0% | 0 | N/A | 0% | FALSE | 0 | 1 | N/A | N/A | N/A | N/A | N/A | FALSE | FALSE | TRUE | 0 | 0 | 0 | 0 | 0 | 0 | 0 | 0 | 0 | 0 | 0 | 0 | 0 | 0 | 0 | 0 | 0 | 0 | 0 | 0 | 0 | 0 | 0 | 0 | 0 | 0 | 0 | 0 | 0 | 0 | 0% | 0% | 0% | 0% | 0% | 0 | 0 | 0 | 0 | 0 | 0 | 0 | 0 | 0 | 0 | 0 | 0 | 0 | 0 | 0 | 0 | 0 | 0 | 0 | 0 | 0 | 0 | 0 | 0 | 0 | 0 | 0 | 0 | 0 | 0 | FALSE | 0% | 0% | 0% | 0% | 0% | 0% | FALSE | 0% | 0% | 0% | 0% | 0% | FALSE | 0% | 0% | 0% | 0% | 0% | 0% | 0% | 0% | N/A | N/A
| 856 | N/A | N/A | N/A | N/A | N/A | N/A | N/A | N/A | N/A | N/A | N/A | N/A | N/A | N/A | 0% | 0 | N/A | 0% | FALSE | 0 | 1 | N/A | N/A | N/A | N/A | N/A | FALSE | FALSE | TRUE | 0 | 0 | 0 | 0 | 0 | 0 | 0 | 0 | 0 | 0 | 0 | 0 | 0 | 0 | 0 | 0 | 0 | 0 | 0 | 0 | 0 | 0 | 0 | 0 | 0 | 0 | 0 | 0 | 0 | 0 | 0% | 0% | 0% | 0% | 0% | 0 | 0 | 0 | 0 | 0 | 0 | 0 | 0 | 0 | 0 | 0 | 0 | 0 | 0 | 0 | 0 | 0 | 0 | 0 | 0 | 0 | 0 | 0 | 0 | 0 | 0 | 0 | 0 | 0 | 0 | FALSE | 0% | 0% | 0% | 0% | 0% | 0% | FALSE | 0% | 0% | 0% | 0% | 0% | FALSE | 0% | 0% | 0% | 0% | 0% | 0% | 0% | 0% | N/A | N/A
| 857 | N/A | N/A | N/A | N/A | N/A | N/A | N/A | N/A | N/A | N/A | N/A | N/A | N/A | N/A | 0% | 0 | N/A | 0% | FALSE | 0 | 1 | N/A | N/A | N/A | N/A | N/A | FALSE | FALSE | TRUE | 0 | 0 | 0 | 0 | 0 | 0 | 0 | 0 | 0 | 0 | 0 | 0 | 0 | 0 | 0 | 0 | 0 | 0 | 0 | 0 | 0 | 0 | 0 | 0 | 0 | 0 | 0 | 0 | 0 | 0 | 0% | 0% | 0% | 0% | 0% | 0 | 0 | 0 | 0 | 0 | 0 | 0 | 0 | 0 | 0 | 0 | 0 | 0 | 0 | 0 | 0 | 0 | 0 | 0 | 0 | 0 | 0 | 0 | 0 | 0 | 0 | 0 | 0 | 0 | 0 | FALSE | 0% | 0% | 0% | 0% | 0% | 0% | FALSE | 0% | 0% | 0% | 0% | 0% | FALSE | 0% | 0% | 0% | 0% | 0% | 0% | 0% | 0% | N/A | N/A
| 858 | N/A | N/A | N/A | N/A | N/A | N/A | N/A | N/A | N/A | N/A | N/A | N/A | N/A | N/A | 0% | 0 | N/A | 0% | FALSE | 0 | 1 | N/A | N/A | N/A | N/A | N/A | FALSE | FALSE | TRUE | 0 | 0 | 0 | 0 | 0 | 0 | 0 | 0 | 0 | 0 | 0 | 0 | 0 | 0 | 0 | 0 | 0 | 0 | 0 | 0 | 0 | 0 | 0 | 0 | 0 | 0 | 0 | 0 | 0 | 0 | 0% | 0% | 0% | 0% | 0% | 0 | 0 | 0 | 0 | 0 | 0 | 0 | 0 | 0 | 0 | 0 | 0 | 0 | 0 | 0 | 0 | 0 | 0 | 0 | 0 | 0 | 0 | 0 | 0 | 0 | 0 | 0 | 0 | 0 | 0 | FALSE | 0% | 0% | 0% | 0% | 0% | 0% | FALSE | 0% | 0% | 0% | 0% | 0% | FALSE | 0% | 0% | 0% | 0% | 0% | 0% | 0% | 0% | N/A | N/A
| 859 | N/A | N/A | N/A | N/A | N/A | N/A | N/A | N/A | N/A | N/A | N/A | N/A | N/A | N/A | 0% | 0 | N/A | 0% | FALSE | 0 | 1 | N/A | N/A | N/A | N/A | N/A | FALSE | FALSE | TRUE | 0 | 0 | 0 | 0 | 0 | 0 | 0 | 0 | 0 | 0 | 0 | 0 | 0 | 0 | 0 | 0 | 0 | 0 | 0 | 0 | 0 | 0 | 0 | 0 | 0 | 0 | 0 | 0 | 0 | 0 | 0% | 0% | 0% | 0% | 0% | 0 | 0 | 0 | 0 | 0 | 0 | 0 | 0 | 0 | 0 | 0 | 0 | 0 | 0 | 0 | 0 | 0 | 0 | 0 | 0 | 0 | 0 | 0 | 0 | 0 | 0 | 0 | 0 | 0 | 0 | FALSE | 0% | 0% | 0% | 0% | 0% | 0% | FALSE | 0% | 0% | 0% | 0% | 0% | FALSE | 0% | 0% | 0% | 0% | 0% | 0% | 0% | 0% | N/A | N/A
| 860 | N/A | N/A | N/A | N/A | N/A | N/A | N/A | N/A | N/A | N/A | N/A | N/A | N/A | N/A | 0% | 0 | N/A | 0% | FALSE | 0 | 1 | N/A | N/A | N/A | N/A | N/A | FALSE | FALSE | TRUE | 0 | 0 | 0 | 0 | 0 | 0 | 0 | 0 | 0 | 0 | 0 | 0 | 0 | 0 | 0 | 0 | 0 | 0 | 0 | 0 | 0 | 0 | 0 | 0 | 0 | 0 | 0 | 0 | 0 | 0 | 0% | 0% | 0% | 0% | 0% | 0 | 0 | 0 | 0 | 0 | 0 | 0 | 0 | 0 | 0 | 0 | 0 | 0 | 0 | 0 | 0 | 0 | 0 | 0 | 0 | 0 | 0 | 0 | 0 | 0 | 0 | 0 | 0 | 0 | 0 | FALSE | 0% | 0% | 0% | 0% | 0% | 0% | FALSE | 0% | 0% | 0% | 0% | 0% | FALSE | 0% | 0% | 0% | 0% | 0% | 0% | 0% | 0% | N/A | N/A
| 861 | N/A | N/A | N/A | N/A | N/A | N/A | N/A | N/A | N/A | N/A | N/A | N/A | N/A | N/A | 0% | 0 | N/A | 0% | FALSE | 0 | 1 | N/A | N/A | N/A | N/A | N/A | FALSE | FALSE | TRUE | 0 | 0 | 0 | 0 | 0 | 0 | 0 | 0 | 0 | 0 | 0 | 0 | 0 | 0 | 0 | 0 | 0 | 0 | 0 | 0 | 0 | 0 | 0 | 0 | 0 | 0 | 0 | 0 | 0 | 0 | 0% | 0% | 0% | 0% | 0% | 0 | 0 | 0 | 0 | 0 | 0 | 0 | 0 | 0 | 0 | 0 | 0 | 0 | 0 | 0 | 0 | 0 | 0 | 0 | 0 | 0 | 0 | 0 | 0 | 0 | 0 | 0 | 0 | 0 | 0 | FALSE | 0% | 0% | 0% | 0% | 0% | 0% | FALSE | 0% | 0% | 0% | 0% | 0% | FALSE | 0% | 0% | 0% | 0% | 0% | 0% | 0% | 0% | N/A | N/A
| 862 | N/A | N/A | N/A | N/A | N/A | N/A | N/A | N/A | N/A | N/A | N/A | N/A | N/A | N/A | 0% | 0 | N/A | 0% | FALSE | 0 | 1 | N/A | N/A | N/A | N/A | N/A | FALSE | FALSE | TRUE | 0 | 0 | 0 | 0 | 0 | 0 | 0 | 0 | 0 | 0 | 0 | 0 | 0 | 0 | 0 | 0 | 0 | 0 | 0 | 0 | 0 | 0 | 0 | 0 | 0 | 0 | 0 | 0 | 0 | 0 | 0% | 0% | 0% | 0% | 0% | 0 | 0 | 0 | 0 | 0 | 0 | 0 | 0 | 0 | 0 | 0 | 0 | 0 | 0 | 0 | 0 | 0 | 0 | 0 | 0 | 0 | 0 | 0 | 0 | 0 | 0 | 0 | 0 | 0 | 0 | FALSE | 0% | 0% | 0% | 0% | 0% | 0% | FALSE | 0% | 0% | 0% | 0% | 0% | FALSE | 0% | 0% | 0% | 0% | 0% | 0% | 0% | 0% | N/A | N/A
| 863 | N/A | N/A | N/A | N/A | N/A | N/A | N/A | N/A | N/A | N/A | N/A | N/A | N/A | N/A | 0% | 0 | N/A | 0% | FALSE | 0 | 1 | N/A | N/A | N/A | N/A | N/A | FALSE | FALSE | TRUE | 0 | 0 | 0 | 0 | 0 | 0 | 0 | 0 | 0 | 0 | 0 | 0 | 0 | 0 | 0 | 0 | 0 | 0 | 0 | 0 | 0 | 0 | 0 | 0 | 0 | 0 | 0 | 0 | 0 | 0 | 0% | 0% | 0% | 0% | 0% | 0 | 0 | 0 | 0 | 0 | 0 | 0 | 0 | 0 | 0 | 0 | 0 | 0 | 0 | 0 | 0 | 0 | 0 | 0 | 0 | 0 | 0 | 0 | 0 | 0 | 0 | 0 | 0 | 0 | 0 | FALSE | 0% | 0% | 0% | 0% | 0% | 0% | FALSE | 0% | 0% | 0% | 0% | 0% | FALSE | 0% | 0% | 0% | 0% | 0% | 0% | 0% | 0% | N/A | N/A
| 864 | N/A | N/A | N/A | N/A | N/A | N/A | N/A | N/A | N/A | N/A | N/A | N/A | N/A | N/A | 0% | 0 | N/A | 0% | FALSE | 0 | 1 | N/A | N/A | N/A | N/A | N/A | FALSE | FALSE | TRUE | 0 | 0 | 0 | 0 | 0 | 0 | 0 | 0 | 0 | 0 | 0 | 0 | 0 | 0 | 0 | 0 | 0 | 0 | 0 | 0 | 0 | 0 | 0 | 0 | 0 | 0 | 0 | 0 | 0 | 0 | 0% | 0% | 0% | 0% | 0% | 0 | 0 | 0 | 0 | 0 | 0 | 0 | 0 | 0 | 0 | 0 | 0 | 0 | 0 | 0 | 0 | 0 | 0 | 0 | 0 | 0 | 0 | 0 | 0 | 0 | 0 | 0 | 0 | 0 | 0 | FALSE | 0% | 0% | 0% | 0% | 0% | 0% | FALSE | 0% | 0% | 0% | 0% | 0% | FALSE | 0% | 0% | 0% | 0% | 0% | 0% | 0% | 0% | N/A | N/A
| 865 | N/A | N/A | N/A | N/A | N/A | N/A | N/A | N/A | N/A | N/A | N/A | N/A | N/A | N/A | 0% | 0 | N/A | 0% | FALSE | 0 | 1 | N/A | N/A | N/A | N/A | N/A | FALSE | FALSE | TRUE | 0 | 0 | 0 | 0 | 0 | 0 | 0 | 0 | 0 | 0 | 0 | 0 | 0 | 0 | 0 | 0 | 0 | 0 | 0 | 0 | 0 | 0 | 0 | 0 | 0 | 0 | 0 | 0 | 0 | 0 | 0% | 0% | 0% | 0% | 0% | 0 | 0 | 0 | 0 | 0 | 0 | 0 | 0 | 0 | 0 | 0 | 0 | 0 | 0 | 0 | 0 | 0 | 0 | 0 | 0 | 0 | 0 | 0 | 0 | 0 | 0 | 0 | 0 | 0 | 0 | FALSE | 0% | 0% | 0% | 0% | 0% | 0% | FALSE | 0% | 0% | 0% | 0% | 0% | FALSE | 0% | 0% | 0% | 0% | 0% | 0% | 0% | 0% | N/A | N/A
| 866 | N/A | N/A | N/A | N/A | N/A | N/A | N/A | N/A | N/A | N/A | N/A | N/A | N/A | N/A | 0% | 0 | N/A | 0% | FALSE | 0 | 1 | N/A | N/A | N/A | N/A | N/A | FALSE | FALSE | TRUE | 0 | 0 | 0 | 0 | 0 | 0 | 0 | 0 | 0 | 0 | 0 | 0 | 0 | 0 | 0 | 0 | 0 | 0 | 0 | 0 | 0 | 0 | 0 | 0 | 0 | 0 | 0 | 0 | 0 | 0 | 0% | 0% | 0% | 0% | 0% | 0 | 0 | 0 | 0 | 0 | 0 | 0 | 0 | 0 | 0 | 0 | 0 | 0 | 0 | 0 | 0 | 0 | 0 | 0 | 0 | 0 | 0 | 0 | 0 | 0 | 0 | 0 | 0 | 0 | 0 | FALSE | 0% | 0% | 0% | 0% | 0% | 0% | FALSE | 0% | 0% | 0% | 0% | 0% | FALSE | 0% | 0% | 0% | 0% | 0% | 0% | 0% | 0% | N/A | N/A
| 867 | N/A | N/A | N/A | N/A | N/A | N/A | N/A | N/A | N/A | N/A | N/A | N/A | N/A | N/A | 0% | 0 | N/A | 0% | FALSE | 0 | 1 | N/A | N/A | N/A | N/A | N/A | FALSE | FALSE | TRUE | 0 | 0 | 0 | 0 | 0 | 0 | 0 | 0 | 0 | 0 | 0 | 0 | 0 | 0 | 0 | 0 | 0 | 0 | 0 | 0 | 0 | 0 | 0 | 0 | 0 | 0 | 0 | 0 | 0 | 0 | 0% | 0% | 0% | 0% | 0% | 0 | 0 | 0 | 0 | 0 | 0 | 0 | 0 | 0 | 0 | 0 | 0 | 0 | 0 | 0 | 0 | 0 | 0 | 0 | 0 | 0 | 0 | 0 | 0 | 0 | 0 | 0 | 0 | 0 | 0 | FALSE | 0% | 0% | 0% | 0% | 0% | 0% | FALSE | 0% | 0% | 0% | 0% | 0% | FALSE | 0% | 0% | 0% | 0% | 0% | 0% | 0% | 0% | N/A | N/A
| 868 | N/A | N/A | N/A | N/A | N/A | N/A | N/A | N/A | N/A | N/A | N/A | N/A | N/A | N/A | 0% | 0 | N/A | 0% | FALSE | 0 | 1 | N/A | N/A | N/A | N/A | N/A | FALSE | FALSE | TRUE | 0 | 0 | 0 | 0 | 0 | 0 | 0 | 0 | 0 | 0 | 0 | 0 | 0 | 0 | 0 | 0 | 0 | 0 | 0 | 0 | 0 | 0 | 0 | 0 | 0 | 0 | 0 | 0 | 0 | 0 | 0% | 0% | 0% | 0% | 0% | 0 | 0 | 0 | 0 | 0 | 0 | 0 | 0 | 0 | 0 | 0 | 0 | 0 | 0 | 0 | 0 | 0 | 0 | 0 | 0 | 0 | 0 | 0 | 0 | 0 | 0 | 0 | 0 | 0 | 0 | FALSE | 0% | 0% | 0% | 0% | 0% | 0% | FALSE | 0% | 0% | 0% | 0% | 0% | FALSE | 0% | 0% | 0% | 0% | 0% | 0% | 0% | 0% | N/A | N/A
| 869 | N/A | N/A | N/A | N/A | N/A | N/A | N/A | N/A | N/A | N/A | N/A | N/A | N/A | N/A | 0% | 0 | N/A | 0% | FALSE | 0 | 1 | N/A | N/A | N/A | N/A | N/A | FALSE | FALSE | TRUE | 0 | 0 | 0 | 0 | 0 | 0 | 0 | 0 | 0 | 0 | 0 | 0 | 0 | 0 | 0 | 0 | 0 | 0 | 0 | 0 | 0 | 0 | 0 | 0 | 0 | 0 | 0 | 0 | 0 | 0 | 0% | 0% | 0% | 0% | 0% | 0 | 0 | 0 | 0 | 0 | 0 | 0 | 0 | 0 | 0 | 0 | 0 | 0 | 0 | 0 | 0 | 0 | 0 | 0 | 0 | 0 | 0 | 0 | 0 | 0 | 0 | 0 | 0 | 0 | 0 | FALSE | 0% | 0% | 0% | 0% | 0% | 0% | FALSE | 0% | 0% | 0% | 0% | 0% | FALSE | 0% | 0% | 0% | 0% | 0% | 0% | 0% | 0% | N/A | N/A
| 870 | N/A | N/A | N/A | N/A | N/A | N/A | N/A | N/A | N/A | N/A | N/A | N/A | N/A | N/A | 0% | 0 | N/A | 0% | FALSE | 0 | 1 | N/A | N/A | N/A | N/A | N/A | FALSE | FALSE | TRUE | 0 | 0 | 0 | 0 | 0 | 0 | 0 | 0 | 0 | 0 | 0 | 0 | 0 | 0 | 0 | 0 | 0 | 0 | 0 | 0 | 0 | 0 | 0 | 0 | 0 | 0 | 0 | 0 | 0 | 0 | 0% | 0% | 0% | 0% | 0% | 0 | 0 | 0 | 0 | 0 | 0 | 0 | 0 | 0 | 0 | 0 | 0 | 0 | 0 | 0 | 0 | 0 | 0 | 0 | 0 | 0 | 0 | 0 | 0 | 0 | 0 | 0 | 0 | 0 | 0 | FALSE | 0% | 0% | 0% | 0% | 0% | 0% | FALSE | 0% | 0% | 0% | 0% | 0% | FALSE | 0% | 0% | 0% | 0% | 0% | 0% | 0% | 0% | N/A | N/A
| 871 | N/A | N/A | N/A | N/A | N/A | N/A | N/A | N/A | N/A | N/A | N/A | N/A | N/A | N/A | 0% | 0 | N/A | 0% | FALSE | 0 | 1 | N/A | N/A | N/A | N/A | N/A | FALSE | FALSE | TRUE | 0 | 0 | 0 | 0 | 0 | 0 | 0 | 0 | 0 | 0 | 0 | 0 | 0 | 0 | 0 | 0 | 0 | 0 | 0 | 0 | 0 | 0 | 0 | 0 | 0 | 0 | 0 | 0 | 0 | 0 | 0% | 0% | 0% | 0% | 0% | 0 | 0 | 0 | 0 | 0 | 0 | 0 | 0 | 0 | 0 | 0 | 0 | 0 | 0 | 0 | 0 | 0 | 0 | 0 | 0 | 0 | 0 | 0 | 0 | 0 | 0 | 0 | 0 | 0 | 0 | FALSE | 0% | 0% | 0% | 0% | 0% | 0% | FALSE | 0% | 0% | 0% | 0% | 0% | FALSE | 0% | 0% | 0% | 0% | 0% | 0% | 0% | 0% | N/A | N/A
| 872 | N/A | N/A | N/A | N/A | N/A | N/A | N/A | N/A | N/A | N/A | N/A | N/A | N/A | N/A | 0% | 0 | N/A | 0% | FALSE | 0 | 1 | N/A | N/A | N/A | N/A | N/A | FALSE | FALSE | TRUE | 0 | 0 | 0 | 0 | 0 | 0 | 0 | 0 | 0 | 0 | 0 | 0 | 0 | 0 | 0 | 0 | 0 | 0 | 0 | 0 | 0 | 0 | 0 | 0 | 0 | 0 | 0 | 0 | 0 | 0 | 0% | 0% | 0% | 0% | 0% | 0 | 0 | 0 | 0 | 0 | 0 | 0 | 0 | 0 | 0 | 0 | 0 | 0 | 0 | 0 | 0 | 0 | 0 | 0 | 0 | 0 | 0 | 0 | 0 | 0 | 0 | 0 | 0 | 0 | 0 | FALSE | 0% | 0% | 0% | 0% | 0% | 0% | FALSE | 0% | 0% | 0% | 0% | 0% | FALSE | 0% | 0% | 0% | 0% | 0% | 0% | 0% | 0% | N/A | N/A
| 873 | N/A | N/A | N/A | N/A | N/A | N/A | N/A | N/A | N/A | N/A | N/A | N/A | N/A | N/A | 0% | 0 | N/A | 0% | FALSE | 0 | 1 | N/A | N/A | N/A | N/A | N/A | FALSE | FALSE | TRUE | 0 | 0 | 0 | 0 | 0 | 0 | 0 | 0 | 0 | 0 | 0 | 0 | 0 | 0 | 0 | 0 | 0 | 0 | 0 | 0 | 0 | 0 | 0 | 0 | 0 | 0 | 0 | 0 | 0 | 0 | 0% | 0% | 0% | 0% | 0% | 0 | 0 | 0 | 0 | 0 | 0 | 0 | 0 | 0 | 0 | 0 | 0 | 0 | 0 | 0 | 0 | 0 | 0 | 0 | 0 | 0 | 0 | 0 | 0 | 0 | 0 | 0 | 0 | 0 | 0 | FALSE | 0% | 0% | 0% | 0% | 0% | 0% | FALSE | 0% | 0% | 0% | 0% | 0% | FALSE | 0% | 0% | 0% | 0% | 0% | 0% | 0% | 0% | N/A | N/A
| 874 | N/A | N/A | N/A | N/A | N/A | N/A | N/A | N/A | N/A | N/A | N/A | N/A | N/A | N/A | 0% | 0 | N/A | 0% | FALSE | 0 | 1 | N/A | N/A | N/A | N/A | N/A | FALSE | FALSE | TRUE | 0 | 0 | 0 | 0 | 0 | 0 | 0 | 0 | 0 | 0 | 0 | 0 | 0 | 0 | 0 | 0 | 0 | 0 | 0 | 0 | 0 | 0 | 0 | 0 | 0 | 0 | 0 | 0 | 0 | 0 | 0% | 0% | 0% | 0% | 0% | 0 | 0 | 0 | 0 | 0 | 0 | 0 | 0 | 0 | 0 | 0 | 0 | 0 | 0 | 0 | 0 | 0 | 0 | 0 | 0 | 0 | 0 | 0 | 0 | 0 | 0 | 0 | 0 | 0 | 0 | FALSE | 0% | 0% | 0% | 0% | 0% | 0% | FALSE | 0% | 0% | 0% | 0% | 0% | FALSE | 0% | 0% | 0% | 0% | 0% | 0% | 0% | 0% | N/A | N/A
| 875 | N/A | N/A | N/A | N/A | N/A | N/A | N/A | N/A | N/A | N/A | N/A | N/A | N/A | N/A | 0% | 0 | N/A | 0% | FALSE | 0 | 1 | N/A | N/A | N/A | N/A | N/A | FALSE | FALSE | TRUE | 0 | 0 | 0 | 0 | 0 | 0 | 0 | 0 | 0 | 0 | 0 | 0 | 0 | 0 | 0 | 0 | 0 | 0 | 0 | 0 | 0 | 0 | 0 | 0 | 0 | 0 | 0 | 0 | 0 | 0 | 0% | 0% | 0% | 0% | 0% | 0 | 0 | 0 | 0 | 0 | 0 | 0 | 0 | 0 | 0 | 0 | 0 | 0 | 0 | 0 | 0 | 0 | 0 | 0 | 0 | 0 | 0 | 0 | 0 | 0 | 0 | 0 | 0 | 0 | 0 | FALSE | 0% | 0% | 0% | 0% | 0% | 0% | FALSE | 0% | 0% | 0% | 0% | 0% | FALSE | 0% | 0% | 0% | 0% | 0% | 0% | 0% | 0% | N/A | N/A
| 876 | N/A | N/A | N/A | N/A | N/A | N/A | N/A | N/A | N/A | N/A | N/A | N/A | N/A | N/A | 0% | 0 | N/A | 0% | FALSE | 0 | 1 | N/A | N/A | N/A | N/A | N/A | FALSE | FALSE | TRUE | 0 | 0 | 0 | 0 | 0 | 0 | 0 | 0 | 0 | 0 | 0 | 0 | 0 | 0 | 0 | 0 | 0 | 0 | 0 | 0 | 0 | 0 | 0 | 0 | 0 | 0 | 0 | 0 | 0 | 0 | 0% | 0% | 0% | 0% | 0% | 0 | 0 | 0 | 0 | 0 | 0 | 0 | 0 | 0 | 0 | 0 | 0 | 0 | 0 | 0 | 0 | 0 | 0 | 0 | 0 | 0 | 0 | 0 | 0 | 0 | 0 | 0 | 0 | 0 | 0 | FALSE | 0% | 0% | 0% | 0% | 0% | 0% | FALSE | 0% | 0% | 0% | 0% | 0% | FALSE | 0% | 0% | 0% | 0% | 0% | 0% | 0% | 0% | N/A | N/A
| 877 | N/A | N/A | N/A | N/A | N/A | N/A | N/A | N/A | N/A | N/A | N/A | N/A | N/A | N/A | 0% | 0 | N/A | 0% | FALSE | 0 | 1 | N/A | N/A | N/A | N/A | N/A | FALSE | FALSE | TRUE | 0 | 0 | 0 | 0 | 0 | 0 | 0 | 0 | 0 | 0 | 0 | 0 | 0 | 0 | 0 | 0 | 0 | 0 | 0 | 0 | 0 | 0 | 0 | 0 | 0 | 0 | 0 | 0 | 0 | 0 | 0% | 0% | 0% | 0% | 0% | 0 | 0 | 0 | 0 | 0 | 0 | 0 | 0 | 0 | 0 | 0 | 0 | 0 | 0 | 0 | 0 | 0 | 0 | 0 | 0 | 0 | 0 | 0 | 0 | 0 | 0 | 0 | 0 | 0 | 0 | FALSE | 0% | 0% | 0% | 0% | 0% | 0% | FALSE | 0% | 0% | 0% | 0% | 0% | FALSE | 0% | 0% | 0% | 0% | 0% | 0% | 0% | 0% | N/A | N/A
| 878 | N/A | N/A | N/A | N/A | N/A | N/A | N/A | N/A | N/A | N/A | N/A | N/A | N/A | N/A | 0% | 0 | N/A | 0% | FALSE | 0 | 1 | N/A | N/A | N/A | N/A | N/A | FALSE | FALSE | TRUE | 0 | 0 | 0 | 0 | 0 | 0 | 0 | 0 | 0 | 0 | 0 | 0 | 0 | 0 | 0 | 0 | 0 | 0 | 0 | 0 | 0 | 0 | 0 | 0 | 0 | 0 | 0 | 0 | 0 | 0 | 0% | 0% | 0% | 0% | 0% | 0 | 0 | 0 | 0 | 0 | 0 | 0 | 0 | 0 | 0 | 0 | 0 | 0 | 0 | 0 | 0 | 0 | 0 | 0 | 0 | 0 | 0 | 0 | 0 | 0 | 0 | 0 | 0 | 0 | 0 | FALSE | 0% | 0% | 0% | 0% | 0% | 0% | FALSE | 0% | 0% | 0% | 0% | 0% | FALSE | 0% | 0% | 0% | 0% | 0% | 0% | 0% | 0% | N/A | N/A
| 879 | N/A | N/A | N/A | N/A | N/A | N/A | N/A | N/A | N/A | N/A | N/A | N/A | N/A | N/A | 0% | 0 | N/A | 0% | FALSE | 0 | 1 | N/A | N/A | N/A | N/A | N/A | FALSE | FALSE | TRUE | 0 | 0 | 0 | 0 | 0 | 0 | 0 | 0 | 0 | 0 | 0 | 0 | 0 | 0 | 0 | 0 | 0 | 0 | 0 | 0 | 0 | 0 | 0 | 0 | 0 | 0 | 0 | 0 | 0 | 0 | 0% | 0% | 0% | 0% | 0% | 0 | 0 | 0 | 0 | 0 | 0 | 0 | 0 | 0 | 0 | 0 | 0 | 0 | 0 | 0 | 0 | 0 | 0 | 0 | 0 | 0 | 0 | 0 | 0 | 0 | 0 | 0 | 0 | 0 | 0 | FALSE | 0% | 0% | 0% | 0% | 0% | 0% | FALSE | 0% | 0% | 0% | 0% | 0% | FALSE | 0% | 0% | 0% | 0% | 0% | 0% | 0% | 0% | N/A | N/A
| 880 | N/A | N/A | N/A | N/A | N/A | N/A | N/A | N/A | N/A | N/A | N/A | N/A | N/A | N/A | 0% | 0 | N/A | 0% | FALSE | 0 | 1 | N/A | N/A | N/A | N/A | N/A | FALSE | FALSE | TRUE | 0 | 0 | 0 | 0 | 0 | 0 | 0 | 0 | 0 | 0 | 0 | 0 | 0 | 0 | 0 | 0 | 0 | 0 | 0 | 0 | 0 | 0 | 0 | 0 | 0 | 0 | 0 | 0 | 0 | 0 | 0% | 0% | 0% | 0% | 0% | 0 | 0 | 0 | 0 | 0 | 0 | 0 | 0 | 0 | 0 | 0 | 0 | 0 | 0 | 0 | 0 | 0 | 0 | 0 | 0 | 0 | 0 | 0 | 0 | 0 | 0 | 0 | 0 | 0 | 0 | FALSE | 0% | 0% | 0% | 0% | 0% | 0% | FALSE | 0% | 0% | 0% | 0% | 0% | FALSE | 0% | 0% | 0% | 0% | 0% | 0% | 0% | 0% | N/A | N/A
| 881 | N/A | N/A | N/A | N/A | N/A | N/A | N/A | N/A | N/A | N/A | N/A | N/A | N/A | N/A | 0% | 0 | N/A | 0% | FALSE | 0 | 1 | N/A | N/A | N/A | N/A | N/A | FALSE | FALSE | TRUE | 0 | 0 | 0 | 0 | 0 | 0 | 0 | 0 | 0 | 0 | 0 | 0 | 0 | 0 | 0 | 0 | 0 | 0 | 0 | 0 | 0 | 0 | 0 | 0 | 0 | 0 | 0 | 0 | 0 | 0 | 0% | 0% | 0% | 0% | 0% | 0 | 0 | 0 | 0 | 0 | 0 | 0 | 0 | 0 | 0 | 0 | 0 | 0 | 0 | 0 | 0 | 0 | 0 | 0 | 0 | 0 | 0 | 0 | 0 | 0 | 0 | 0 | 0 | 0 | 0 | FALSE | 0% | 0% | 0% | 0% | 0% | 0% | FALSE | 0% | 0% | 0% | 0% | 0% | FALSE | 0% | 0% | 0% | 0% | 0% | 0% | 0% | 0% | N/A | N/A
| 882 | N/A | N/A | N/A | N/A | N/A | N/A | N/A | N/A | N/A | N/A | N/A | N/A | N/A | N/A | 0% | 0 | N/A | 0% | FALSE | 0 | 1 | N/A | N/A | N/A | N/A | N/A | FALSE | FALSE | TRUE | 0 | 0 | 0 | 0 | 0 | 0 | 0 | 0 | 0 | 0 | 0 | 0 | 0 | 0 | 0 | 0 | 0 | 0 | 0 | 0 | 0 | 0 | 0 | 0 | 0 | 0 | 0 | 0 | 0 | 0 | 0% | 0% | 0% | 0% | 0% | 0 | 0 | 0 | 0 | 0 | 0 | 0 | 0 | 0 | 0 | 0 | 0 | 0 | 0 | 0 | 0 | 0 | 0 | 0 | 0 | 0 | 0 | 0 | 0 | 0 | 0 | 0 | 0 | 0 | 0 | FALSE | 0% | 0% | 0% | 0% | 0% | 0% | FALSE | 0% | 0% | 0% | 0% | 0% | FALSE | 0% | 0% | 0% | 0% | 0% | 0% | 0% | 0% | N/A | N/A
| 883 | N/A | N/A | N/A | N/A | N/A | N/A | N/A | N/A | N/A | N/A | N/A | N/A | N/A | N/A | 0% | 0 | N/A | 0% | FALSE | 0 | 1 | N/A | N/A | N/A | N/A | N/A | FALSE | FALSE | TRUE | 0 | 0 | 0 | 0 | 0 | 0 | 0 | 0 | 0 | 0 | 0 | 0 | 0 | 0 | 0 | 0 | 0 | 0 | 0 | 0 | 0 | 0 | 0 | 0 | 0 | 0 | 0 | 0 | 0 | 0 | 0% | 0% | 0% | 0% | 0% | 0 | 0 | 0 | 0 | 0 | 0 | 0 | 0 | 0 | 0 | 0 | 0 | 0 | 0 | 0 | 0 | 0 | 0 | 0 | 0 | 0 | 0 | 0 | 0 | 0 | 0 | 0 | 0 | 0 | 0 | FALSE | 0% | 0% | 0% | 0% | 0% | 0% | FALSE | 0% | 0% | 0% | 0% | 0% | FALSE | 0% | 0% | 0% | 0% | 0% | 0% | 0% | 0% | N/A | N/A
| 884 | N/A | N/A | N/A | N/A | N/A | N/A | N/A | N/A | N/A | N/A | N/A | N/A | N/A | N/A | 0% | 0 | N/A | 0% | FALSE | 0 | 1 | N/A | N/A | N/A | N/A | N/A | FALSE | FALSE | TRUE | 0 | 0 | 0 | 0 | 0 | 0 | 0 | 0 | 0 | 0 | 0 | 0 | 0 | 0 | 0 | 0 | 0 | 0 | 0 | 0 | 0 | 0 | 0 | 0 | 0 | 0 | 0 | 0 | 0 | 0 | 0% | 0% | 0% | 0% | 0% | 0 | 0 | 0 | 0 | 0 | 0 | 0 | 0 | 0 | 0 | 0 | 0 | 0 | 0 | 0 | 0 | 0 | 0 | 0 | 0 | 0 | 0 | 0 | 0 | 0 | 0 | 0 | 0 | 0 | 0 | FALSE | 0% | 0% | 0% | 0% | 0% | 0% | FALSE | 0% | 0% | 0% | 0% | 0% | FALSE | 0% | 0% | 0% | 0% | 0% | 0% | 0% | 0% | N/A | N/A
| 885 | N/A | N/A | N/A | N/A | N/A | N/A | N/A | N/A | N/A | N/A | N/A | N/A | N/A | N/A | 0% | 0 | N/A | 0% | FALSE | 0 | 1 | N/A | N/A | N/A | N/A | N/A | FALSE | FALSE | TRUE | 0 | 0 | 0 | 0 | 0 | 0 | 0 | 0 | 0 | 0 | 0 | 0 | 0 | 0 | 0 | 0 | 0 | 0 | 0 | 0 | 0 | 0 | 0 | 0 | 0 | 0 | 0 | 0 | 0 | 0 | 0% | 0% | 0% | 0% | 0% | 0 | 0 | 0 | 0 | 0 | 0 | 0 | 0 | 0 | 0 | 0 | 0 | 0 | 0 | 0 | 0 | 0 | 0 | 0 | 0 | 0 | 0 | 0 | 0 | 0 | 0 | 0 | 0 | 0 | 0 | FALSE | 0% | 0% | 0% | 0% | 0% | 0% | FALSE | 0% | 0% | 0% | 0% | 0% | FALSE | 0% | 0% | 0% | 0% | 0% | 0% | 0% | 0% | N/A | N/A
| 886 | N/A | N/A | N/A | N/A | N/A | N/A | N/A | N/A | N/A | N/A | N/A | N/A | N/A | N/A | 0% | 0 | N/A | 0% | FALSE | 0 | 1 | N/A | N/A | N/A | N/A | N/A | FALSE | FALSE | TRUE | 0 | 0 | 0 | 0 | 0 | 0 | 0 | 0 | 0 | 0 | 0 | 0 | 0 | 0 | 0 | 0 | 0 | 0 | 0 | 0 | 0 | 0 | 0 | 0 | 0 | 0 | 0 | 0 | 0 | 0 | 0% | 0% | 0% | 0% | 0% | 0 | 0 | 0 | 0 | 0 | 0 | 0 | 0 | 0 | 0 | 0 | 0 | 0 | 0 | 0 | 0 | 0 | 0 | 0 | 0 | 0 | 0 | 0 | 0 | 0 | 0 | 0 | 0 | 0 | 0 | FALSE | 0% | 0% | 0% | 0% | 0% | 0% | FALSE | 0% | 0% | 0% | 0% | 0% | FALSE | 0% | 0% | 0% | 0% | 0% | 0% | 0% | 0% | N/A | N/A
| 887 | N/A | N/A | N/A | N/A | N/A | N/A | N/A | N/A | N/A | N/A | N/A | N/A | N/A | N/A | 0% | 0 | N/A | 0% | FALSE | 0 | 1 | N/A | N/A | N/A | N/A | N/A | FALSE | FALSE | TRUE | 0 | 0 | 0 | 0 | 0 | 0 | 0 | 0 | 0 | 0 | 0 | 0 | 0 | 0 | 0 | 0 | 0 | 0 | 0 | 0 | 0 | 0 | 0 | 0 | 0 | 0 | 0 | 0 | 0 | 0 | 0% | 0% | 0% | 0% | 0% | 0 | 0 | 0 | 0 | 0 | 0 | 0 | 0 | 0 | 0 | 0 | 0 | 0 | 0 | 0 | 0 | 0 | 0 | 0 | 0 | 0 | 0 | 0 | 0 | 0 | 0 | 0 | 0 | 0 | 0 | FALSE | 0% | 0% | 0% | 0% | 0% | 0% | FALSE | 0% | 0% | 0% | 0% | 0% | FALSE | 0% | 0% | 0% | 0% | 0% | 0% | 0% | 0% | N/A | N/A
| 888 | N/A | N/A | N/A | N/A | N/A | N/A | N/A | N/A | N/A | N/A | N/A | N/A | N/A | N/A | 0% | 0 | N/A | 0% | FALSE | 0 | 1 | N/A | N/A | N/A | N/A | N/A | FALSE | FALSE | TRUE | 0 | 0 | 0 | 0 | 0 | 0 | 0 | 0 | 0 | 0 | 0 | 0 | 0 | 0 | 0 | 0 | 0 | 0 | 0 | 0 | 0 | 0 | 0 | 0 | 0 | 0 | 0 | 0 | 0 | 0 | 0% | 0% | 0% | 0% | 0% | 0 | 0 | 0 | 0 | 0 | 0 | 0 | 0 | 0 | 0 | 0 | 0 | 0 | 0 | 0 | 0 | 0 | 0 | 0 | 0 | 0 | 0 | 0 | 0 | 0 | 0 | 0 | 0 | 0 | 0 | FALSE | 0% | 0% | 0% | 0% | 0% | 0% | FALSE | 0% | 0% | 0% | 0% | 0% | FALSE | 0% | 0% | 0% | 0% | 0% | 0% | 0% | 0% | N/A | N/A
| 889 | N/A | N/A | N/A | N/A | N/A | N/A | N/A | N/A | N/A | N/A | N/A | N/A | N/A | N/A | 0% | 0 | N/A | 0% | FALSE | 0 | 1 | N/A | N/A | N/A | N/A | N/A | FALSE | FALSE | TRUE | 0 | 0 | 0 | 0 | 0 | 0 | 0 | 0 | 0 | 0 | 0 | 0 | 0 | 0 | 0 | 0 | 0 | 0 | 0 | 0 | 0 | 0 | 0 | 0 | 0 | 0 | 0 | 0 | 0 | 0 | 0% | 0% | 0% | 0% | 0% | 0 | 0 | 0 | 0 | 0 | 0 | 0 | 0 | 0 | 0 | 0 | 0 | 0 | 0 | 0 | 0 | 0 | 0 | 0 | 0 | 0 | 0 | 0 | 0 | 0 | 0 | 0 | 0 | 0 | 0 | FALSE | 0% | 0% | 0% | 0% | 0% | 0% | FALSE | 0% | 0% | 0% | 0% | 0% | FALSE | 0% | 0% | 0% | 0% | 0% | 0% | 0% | 0% | N/A | N/A
| 890 | N/A | N/A | N/A | N/A | N/A | N/A | N/A | N/A | N/A | N/A | N/A | N/A | N/A | N/A | 0% | 0 | N/A | 0% | FALSE | 0 | 1 | N/A | N/A | N/A | N/A | N/A | FALSE | FALSE | TRUE | 0 | 0 | 0 | 0 | 0 | 0 | 0 | 0 | 0 | 0 | 0 | 0 | 0 | 0 | 0 | 0 | 0 | 0 | 0 | 0 | 0 | 0 | 0 | 0 | 0 | 0 | 0 | 0 | 0 | 0 | 0% | 0% | 0% | 0% | 0% | 0 | 0 | 0 | 0 | 0 | 0 | 0 | 0 | 0 | 0 | 0 | 0 | 0 | 0 | 0 | 0 | 0 | 0 | 0 | 0 | 0 | 0 | 0 | 0 | 0 | 0 | 0 | 0 | 0 | 0 | FALSE | 0% | 0% | 0% | 0% | 0% | 0% | FALSE | 0% | 0% | 0% | 0% | 0% | FALSE | 0% | 0% | 0% | 0% | 0% | 0% | 0% | 0% | N/A | N/A
| 891 | N/A | N/A | N/A | N/A | N/A | N/A | N/A | N/A | N/A | N/A | N/A | N/A | N/A | N/A | 0% | 0 | N/A | 0% | FALSE | 0 | 1 | N/A | N/A | N/A | N/A | N/A | FALSE | FALSE | TRUE | 0 | 0 | 0 | 0 | 0 | 0 | 0 | 0 | 0 | 0 | 0 | 0 | 0 | 0 | 0 | 0 | 0 | 0 | 0 | 0 | 0 | 0 | 0 | 0 | 0 | 0 | 0 | 0 | 0 | 0 | 0% | 0% | 0% | 0% | 0% | 0 | 0 | 0 | 0 | 0 | 0 | 0 | 0 | 0 | 0 | 0 | 0 | 0 | 0 | 0 | 0 | 0 | 0 | 0 | 0 | 0 | 0 | 0 | 0 | 0 | 0 | 0 | 0 | 0 | 0 | FALSE | 0% | 0% | 0% | 0% | 0% | 0% | FALSE | 0% | 0% | 0% | 0% | 0% | FALSE | 0% | 0% | 0% | 0% | 0% | 0% | 0% | 0% | N/A | N/A
| 892 | N/A | N/A | N/A | N/A | N/A | N/A | N/A | N/A | N/A | N/A | N/A | N/A | N/A | N/A | 0% | 0 | N/A | 0% | FALSE | 0 | 1 | N/A | N/A | N/A | N/A | N/A | FALSE | FALSE | TRUE | 0 | 0 | 0 | 0 | 0 | 0 | 0 | 0 | 0 | 0 | 0 | 0 | 0 | 0 | 0 | 0 | 0 | 0 | 0 | 0 | 0 | 0 | 0 | 0 | 0 | 0 | 0 | 0 | 0 | 0 | 0% | 0% | 0% | 0% | 0% | 0 | 0 | 0 | 0 | 0 | 0 | 0 | 0 | 0 | 0 | 0 | 0 | 0 | 0 | 0 | 0 | 0 | 0 | 0 | 0 | 0 | 0 | 0 | 0 | 0 | 0 | 0 | 0 | 0 | 0 | FALSE | 0% | 0% | 0% | 0% | 0% | 0% | FALSE | 0% | 0% | 0% | 0% | 0% | FALSE | 0% | 0% | 0% | 0% | 0% | 0% | 0% | 0% | N/A | N/A
| 893 | N/A | N/A | N/A | N/A | N/A | N/A | N/A | N/A | N/A | N/A | N/A | N/A | N/A | N/A | 0% | 0 | N/A | 0% | FALSE | 0 | 1 | N/A | N/A | N/A | N/A | N/A | FALSE | FALSE | TRUE | 0 | 0 | 0 | 0 | 0 | 0 | 0 | 0 | 0 | 0 | 0 | 0 | 0 | 0 | 0 | 0 | 0 | 0 | 0 | 0 | 0 | 0 | 0 | 0 | 0 | 0 | 0 | 0 | 0 | 0 | 0% | 0% | 0% | 0% | 0% | 0 | 0 | 0 | 0 | 0 | 0 | 0 | 0 | 0 | 0 | 0 | 0 | 0 | 0 | 0 | 0 | 0 | 0 | 0 | 0 | 0 | 0 | 0 | 0 | 0 | 0 | 0 | 0 | 0 | 0 | FALSE | 0% | 0% | 0% | 0% | 0% | 0% | FALSE | 0% | 0% | 0% | 0% | 0% | FALSE | 0% | 0% | 0% | 0% | 0% | 0% | 0% | 0% | N/A | N/A
| 894 | N/A | N/A | N/A | N/A | N/A | N/A | N/A | N/A | N/A | N/A | N/A | N/A | N/A | N/A | 0% | 0 | N/A | 0% | FALSE | 0 | 1 | N/A | N/A | N/A | N/A | N/A | FALSE | FALSE | TRUE | 0 | 0 | 0 | 0 | 0 | 0 | 0 | 0 | 0 | 0 | 0 | 0 | 0 | 0 | 0 | 0 | 0 | 0 | 0 | 0 | 0 | 0 | 0 | 0 | 0 | 0 | 0 | 0 | 0 | 0 | 0% | 0% | 0% | 0% | 0% | 0 | 0 | 0 | 0 | 0 | 0 | 0 | 0 | 0 | 0 | 0 | 0 | 0 | 0 | 0 | 0 | 0 | 0 | 0 | 0 | 0 | 0 | 0 | 0 | 0 | 0 | 0 | 0 | 0 | 0 | FALSE | 0% | 0% | 0% | 0% | 0% | 0% | FALSE | 0% | 0% | 0% | 0% | 0% | FALSE | 0% | 0% | 0% | 0% | 0% | 0% | 0% | 0% | N/A | N/A
| 895 | N/A | N/A | N/A | N/A | N/A | N/A | N/A | N/A | N/A | N/A | N/A | N/A | N/A | N/A | 0% | 0 | N/A | 0% | FALSE | 0 | 1 | N/A | N/A | N/A | N/A | N/A | FALSE | FALSE | TRUE | 0 | 0 | 0 | 0 | 0 | 0 | 0 | 0 | 0 | 0 | 0 | 0 | 0 | 0 | 0 | 0 | 0 | 0 | 0 | 0 | 0 | 0 | 0 | 0 | 0 | 0 | 0 | 0 | 0 | 0 | 0% | 0% | 0% | 0% | 0% | 0 | 0 | 0 | 0 | 0 | 0 | 0 | 0 | 0 | 0 | 0 | 0 | 0 | 0 | 0 | 0 | 0 | 0 | 0 | 0 | 0 | 0 | 0 | 0 | 0 | 0 | 0 | 0 | 0 | 0 | FALSE | 0% | 0% | 0% | 0% | 0% | 0% | FALSE | 0% | 0% | 0% | 0% | 0% | FALSE | 0% | 0% | 0% | 0% | 0% | 0% | 0% | 0% | N/A | N/A
| 896 | N/A | N/A | N/A | N/A | N/A | N/A | N/A | N/A | N/A | N/A | N/A | N/A | N/A | N/A | 0% | 0 | N/A | 0% | FALSE | 0 | 1 | N/A | N/A | N/A | N/A | N/A | FALSE | FALSE | TRUE | 0 | 0 | 0 | 0 | 0 | 0 | 0 | 0 | 0 | 0 | 0 | 0 | 0 | 0 | 0 | 0 | 0 | 0 | 0 | 0 | 0 | 0 | 0 | 0 | 0 | 0 | 0 | 0 | 0 | 0 | 0% | 0% | 0% | 0% | 0% | 0 | 0 | 0 | 0 | 0 | 0 | 0 | 0 | 0 | 0 | 0 | 0 | 0 | 0 | 0 | 0 | 0 | 0 | 0 | 0 | 0 | 0 | 0 | 0 | 0 | 0 | 0 | 0 | 0 | 0 | FALSE | 0% | 0% | 0% | 0% | 0% | 0% | FALSE | 0% | 0% | 0% | 0% | 0% | FALSE | 0% | 0% | 0% | 0% | 0% | 0% | 0% | 0% | N/A | N/A
| 897 | N/A | N/A | N/A | N/A | N/A | N/A | N/A | N/A | N/A | N/A | N/A | N/A | N/A | N/A | 0% | 0 | N/A | 0% | FALSE | 0 | 1 | N/A | N/A | N/A | N/A | N/A | FALSE | FALSE | TRUE | 0 | 0 | 0 | 0 | 0 | 0 | 0 | 0 | 0 | 0 | 0 | 0 | 0 | 0 | 0 | 0 | 0 | 0 | 0 | 0 | 0 | 0 | 0 | 0 | 0 | 0 | 0 | 0 | 0 | 0 | 0% | 0% | 0% | 0% | 0% | 0 | 0 | 0 | 0 | 0 | 0 | 0 | 0 | 0 | 0 | 0 | 0 | 0 | 0 | 0 | 0 | 0 | 0 | 0 | 0 | 0 | 0 | 0 | 0 | 0 | 0 | 0 | 0 | 0 | 0 | FALSE | 0% | 0% | 0% | 0% | 0% | 0% | FALSE | 0% | 0% | 0% | 0% | 0% | FALSE | 0% | 0% | 0% | 0% | 0% | 0% | 0% | 0% | N/A | N/A
| 898 | N/A | N/A | N/A | N/A | N/A | N/A | N/A | N/A | N/A | N/A | N/A | N/A | N/A | N/A | 0% | 0 | N/A | 0% | FALSE | 0 | 1 | N/A | N/A | N/A | N/A | N/A | FALSE | FALSE | TRUE | 0 | 0 | 0 | 0 | 0 | 0 | 0 | 0 | 0 | 0 | 0 | 0 | 0 | 0 | 0 | 0 | 0 | 0 | 0 | 0 | 0 | 0 | 0 | 0 | 0 | 0 | 0 | 0 | 0 | 0 | 0% | 0% | 0% | 0% | 0% | 0 | 0 | 0 | 0 | 0 | 0 | 0 | 0 | 0 | 0 | 0 | 0 | 0 | 0 | 0 | 0 | 0 | 0 | 0 | 0 | 0 | 0 | 0 | 0 | 0 | 0 | 0 | 0 | 0 | 0 | FALSE | 0% | 0% | 0% | 0% | 0% | 0% | FALSE | 0% | 0% | 0% | 0% | 0% | FALSE | 0% | 0% | 0% | 0% | 0% | 0% | 0% | 0% | N/A | N/A
| 899 | N/A | N/A | N/A | N/A | N/A | N/A | N/A | N/A | N/A | N/A | N/A | N/A | N/A | N/A | 0% | 0 | N/A | 0% | FALSE | 0 | 1 | N/A | N/A | N/A | N/A | N/A | FALSE | FALSE | TRUE | 0 | 0 | 0 | 0 | 0 | 0 | 0 | 0 | 0 | 0 | 0 | 0 | 0 | 0 | 0 | 0 | 0 | 0 | 0 | 0 | 0 | 0 | 0 | 0 | 0 | 0 | 0 | 0 | 0 | 0 | 0% | 0% | 0% | 0% | 0% | 0 | 0 | 0 | 0 | 0 | 0 | 0 | 0 | 0 | 0 | 0 | 0 | 0 | 0 | 0 | 0 | 0 | 0 | 0 | 0 | 0 | 0 | 0 | 0 | 0 | 0 | 0 | 0 | 0 | 0 | FALSE | 0% | 0% | 0% | 0% | 0% | 0% | FALSE | 0% | 0% | 0% | 0% | 0% | FALSE | 0% | 0% | 0% | 0% | 0% | 0% | 0% | 0% | N/A | N/A
| 900 | N/A | N/A | N/A | N/A | N/A | N/A | N/A | N/A | N/A | N/A | N/A | N/A | N/A | N/A | 0% | 0 | N/A | 0% | FALSE | 0 | 1 | N/A | N/A | N/A | N/A | N/A | FALSE | FALSE | TRUE | 0 | 0 | 0 | 0 | 0 | 0 | 0 | 0 | 0 | 0 | 0 | 0 | 0 | 0 | 0 | 0 | 0 | 0 | 0 | 0 | 0 | 0 | 0 | 0 | 0 | 0 | 0 | 0 | 0 | 0 | 0% | 0% | 0% | 0% | 0% | 0 | 0 | 0 | 0 | 0 | 0 | 0 | 0 | 0 | 0 | 0 | 0 | 0 | 0 | 0 | 0 | 0 | 0 | 0 | 0 | 0 | 0 | 0 | 0 | 0 | 0 | 0 | 0 | 0 | 0 | FALSE | 0% | 0% | 0% | 0% | 0% | 0% | FALSE | 0% | 0% | 0% | 0% | 0% | FALSE | 0% | 0% | 0% | 0% | 0% | 0% | 0% | 0% | N/A | N/A
| 901 | N/A | N/A | N/A | N/A | N/A | N/A | N/A | N/A | N/A | N/A | N/A | N/A | N/A | N/A | 0% | 0 | N/A | 0% | FALSE | 0 | 1 | N/A | N/A | N/A | N/A | N/A | FALSE | FALSE | TRUE | 0 | 0 | 0 | 0 | 0 | 0 | 0 | 0 | 0 | 0 | 0 | 0 | 0 | 0 | 0 | 0 | 0 | 0 | 0 | 0 | 0 | 0 | 0 | 0 | 0 | 0 | 0 | 0 | 0 | 0 | 0% | 0% | 0% | 0% | 0% | 0 | 0 | 0 | 0 | 0 | 0 | 0 | 0 | 0 | 0 | 0 | 0 | 0 | 0 | 0 | 0 | 0 | 0 | 0 | 0 | 0 | 0 | 0 | 0 | 0 | 0 | 0 | 0 | 0 | 0 | FALSE | 0% | 0% | 0% | 0% | 0% | 0% | FALSE | 0% | 0% | 0% | 0% | 0% | FALSE | 0% | 0% | 0% | 0% | 0% | 0% | 0% | 0% | N/A | N/A
| 902 | N/A | N/A | N/A | N/A | N/A | N/A | N/A | N/A | N/A | N/A | N/A | N/A | N/A | N/A | 0% | 0 | N/A | 0% | FALSE | 0 | 1 | N/A | N/A | N/A | N/A | N/A | FALSE | FALSE | TRUE | 0 | 0 | 0 | 0 | 0 | 0 | 0 | 0 | 0 | 0 | 0 | 0 | 0 | 0 | 0 | 0 | 0 | 0 | 0 | 0 | 0 | 0 | 0 | 0 | 0 | 0 | 0 | 0 | 0 | 0 | 0% | 0% | 0% | 0% | 0% | 0 | 0 | 0 | 0 | 0 | 0 | 0 | 0 | 0 | 0 | 0 | 0 | 0 | 0 | 0 | 0 | 0 | 0 | 0 | 0 | 0 | 0 | 0 | 0 | 0 | 0 | 0 | 0 | 0 | 0 | FALSE | 0% | 0% | 0% | 0% | 0% | 0% | FALSE | 0% | 0% | 0% | 0% | 0% | FALSE | 0% | 0% | 0% | 0% | 0% | 0% | 0% | 0% | N/A | N/A
| 903 | N/A | N/A | N/A | N/A | N/A | N/A | N/A | N/A | N/A | N/A | N/A | N/A | N/A | N/A | 0% | 0 | N/A | 0% | FALSE | 0 | 1 | N/A | N/A | N/A | N/A | N/A | FALSE | FALSE | TRUE | 0 | 0 | 0 | 0 | 0 | 0 | 0 | 0 | 0 | 0 | 0 | 0 | 0 | 0 | 0 | 0 | 0 | 0 | 0 | 0 | 0 | 0 | 0 | 0 | 0 | 0 | 0 | 0 | 0 | 0 | 0% | 0% | 0% | 0% | 0% | 0 | 0 | 0 | 0 | 0 | 0 | 0 | 0 | 0 | 0 | 0 | 0 | 0 | 0 | 0 | 0 | 0 | 0 | 0 | 0 | 0 | 0 | 0 | 0 | 0 | 0 | 0 | 0 | 0 | 0 | FALSE | 0% | 0% | 0% | 0% | 0% | 0% | FALSE | 0% | 0% | 0% | 0% | 0% | FALSE | 0% | 0% | 0% | 0% | 0% | 0% | 0% | 0% | N/A | N/A
| 904 | N/A | N/A | N/A | N/A | N/A | N/A | N/A | N/A | N/A | N/A | N/A | N/A | N/A | N/A | 0% | 0 | N/A | 0% | FALSE | 0 | 1 | N/A | N/A | N/A | N/A | N/A | FALSE | FALSE | TRUE | 0 | 0 | 0 | 0 | 0 | 0 | 0 | 0 | 0 | 0 | 0 | 0 | 0 | 0 | 0 | 0 | 0 | 0 | 0 | 0 | 0 | 0 | 0 | 0 | 0 | 0 | 0 | 0 | 0 | 0 | 0% | 0% | 0% | 0% | 0% | 0 | 0 | 0 | 0 | 0 | 0 | 0 | 0 | 0 | 0 | 0 | 0 | 0 | 0 | 0 | 0 | 0 | 0 | 0 | 0 | 0 | 0 | 0 | 0 | 0 | 0 | 0 | 0 | 0 | 0 | FALSE | 0% | 0% | 0% | 0% | 0% | 0% | FALSE | 0% | 0% | 0% | 0% | 0% | FALSE | 0% | 0% | 0% | 0% | 0% | 0% | 0% | 0% | N/A | N/A
| 905 | N/A | N/A | N/A | N/A | N/A | N/A | N/A | N/A | N/A | N/A | N/A | N/A | N/A | N/A | 0% | 0 | N/A | 0% | FALSE | 0 | 1 | N/A | N/A | N/A | N/A | N/A | FALSE | FALSE | TRUE | 0 | 0 | 0 | 0 | 0 | 0 | 0 | 0 | 0 | 0 | 0 | 0 | 0 | 0 | 0 | 0 | 0 | 0 | 0 | 0 | 0 | 0 | 0 | 0 | 0 | 0 | 0 | 0 | 0 | 0 | 0% | 0% | 0% | 0% | 0% | 0 | 0 | 0 | 0 | 0 | 0 | 0 | 0 | 0 | 0 | 0 | 0 | 0 | 0 | 0 | 0 | 0 | 0 | 0 | 0 | 0 | 0 | 0 | 0 | 0 | 0 | 0 | 0 | 0 | 0 | FALSE | 0% | 0% | 0% | 0% | 0% | 0% | FALSE | 0% | 0% | 0% | 0% | 0% | FALSE | 0% | 0% | 0% | 0% | 0% | 0% | 0% | 0% | N/A | N/A
| 906 | N/A | N/A | N/A | N/A | N/A | N/A | N/A | N/A | N/A | N/A | N/A | N/A | N/A | N/A | 0% | 0 | N/A | 0% | FALSE | 0 | 1 | N/A | N/A | N/A | N/A | N/A | FALSE | FALSE | TRUE | 0 | 0 | 0 | 0 | 0 | 0 | 0 | 0 | 0 | 0 | 0 | 0 | 0 | 0 | 0 | 0 | 0 | 0 | 0 | 0 | 0 | 0 | 0 | 0 | 0 | 0 | 0 | 0 | 0 | 0 | 0% | 0% | 0% | 0% | 0% | 0 | 0 | 0 | 0 | 0 | 0 | 0 | 0 | 0 | 0 | 0 | 0 | 0 | 0 | 0 | 0 | 0 | 0 | 0 | 0 | 0 | 0 | 0 | 0 | 0 | 0 | 0 | 0 | 0 | 0 | FALSE | 0% | 0% | 0% | 0% | 0% | 0% | FALSE | 0% | 0% | 0% | 0% | 0% | FALSE | 0% | 0% | 0% | 0% | 0% | 0% | 0% | 0% | N/A | N/A
| 907 | N/A | N/A | N/A | N/A | N/A | N/A | N/A | N/A | N/A | N/A | N/A | N/A | N/A | N/A | 0% | 0 | N/A | 0% | FALSE | 0 | 1 | N/A | N/A | N/A | N/A | N/A | FALSE | FALSE | TRUE | 0 | 0 | 0 | 0 | 0 | 0 | 0 | 0 | 0 | 0 | 0 | 0 | 0 | 0 | 0 | 0 | 0 | 0 | 0 | 0 | 0 | 0 | 0 | 0 | 0 | 0 | 0 | 0 | 0 | 0 | 0% | 0% | 0% | 0% | 0% | 0 | 0 | 0 | 0 | 0 | 0 | 0 | 0 | 0 | 0 | 0 | 0 | 0 | 0 | 0 | 0 | 0 | 0 | 0 | 0 | 0 | 0 | 0 | 0 | 0 | 0 | 0 | 0 | 0 | 0 | FALSE | 0% | 0% | 0% | 0% | 0% | 0% | FALSE | 0% | 0% | 0% | 0% | 0% | FALSE | 0% | 0% | 0% | 0% | 0% | 0% | 0% | 0% | N/A | N/A
| 908 | N/A | N/A | N/A | N/A | N/A | N/A | N/A | N/A | N/A | N/A | N/A | N/A | N/A | N/A | 0% | 0 | N/A | 0% | FALSE | 0 | 1 | N/A | N/A | N/A | N/A | N/A | FALSE | FALSE | TRUE | 0 | 0 | 0 | 0 | 0 | 0 | 0 | 0 | 0 | 0 | 0 | 0 | 0 | 0 | 0 | 0 | 0 | 0 | 0 | 0 | 0 | 0 | 0 | 0 | 0 | 0 | 0 | 0 | 0 | 0 | 0% | 0% | 0% | 0% | 0% | 0 | 0 | 0 | 0 | 0 | 0 | 0 | 0 | 0 | 0 | 0 | 0 | 0 | 0 | 0 | 0 | 0 | 0 | 0 | 0 | 0 | 0 | 0 | 0 | 0 | 0 | 0 | 0 | 0 | 0 | FALSE | 0% | 0% | 0% | 0% | 0% | 0% | FALSE | 0% | 0% | 0% | 0% | 0% | FALSE | 0% | 0% | 0% | 0% | 0% | 0% | 0% | 0% | N/A | N/A
| 909 | N/A | N/A | N/A | N/A | N/A | N/A | N/A | N/A | N/A | N/A | N/A | N/A | N/A | N/A | 0% | 0 | N/A | 0% | FALSE | 0 | 1 | N/A | N/A | N/A | N/A | N/A | FALSE | FALSE | TRUE | 0 | 0 | 0 | 0 | 0 | 0 | 0 | 0 | 0 | 0 | 0 | 0 | 0 | 0 | 0 | 0 | 0 | 0 | 0 | 0 | 0 | 0 | 0 | 0 | 0 | 0 | 0 | 0 | 0 | 0 | 0% | 0% | 0% | 0% | 0% | 0 | 0 | 0 | 0 | 0 | 0 | 0 | 0 | 0 | 0 | 0 | 0 | 0 | 0 | 0 | 0 | 0 | 0 | 0 | 0 | 0 | 0 | 0 | 0 | 0 | 0 | 0 | 0 | 0 | 0 | FALSE | 0% | 0% | 0% | 0% | 0% | 0% | FALSE | 0% | 0% | 0% | 0% | 0% | FALSE | 0% | 0% | 0% | 0% | 0% | 0% | 0% | 0% | N/A | N/A
| 910 | N/A | N/A | N/A | N/A | N/A | N/A | N/A | N/A | N/A | N/A | N/A | N/A | N/A | N/A | 0% | 0 | N/A | 0% | FALSE | 0 | 1 | N/A | N/A | N/A | N/A | N/A | FALSE | FALSE | TRUE | 0 | 0 | 0 | 0 | 0 | 0 | 0 | 0 | 0 | 0 | 0 | 0 | 0 | 0 | 0 | 0 | 0 | 0 | 0 | 0 | 0 | 0 | 0 | 0 | 0 | 0 | 0 | 0 | 0 | 0 | 0% | 0% | 0% | 0% | 0% | 0 | 0 | 0 | 0 | 0 | 0 | 0 | 0 | 0 | 0 | 0 | 0 | 0 | 0 | 0 | 0 | 0 | 0 | 0 | 0 | 0 | 0 | 0 | 0 | 0 | 0 | 0 | 0 | 0 | 0 | FALSE | 0% | 0% | 0% | 0% | 0% | 0% | FALSE | 0% | 0% | 0% | 0% | 0% | FALSE | 0% | 0% | 0% | 0% | 0% | 0% | 0% | 0% | N/A | N/A
| 911 | N/A | N/A | N/A | N/A | N/A | N/A | N/A | N/A | N/A | N/A | N/A | N/A | N/A | N/A | 0% | 0 | N/A | 0% | FALSE | 0 | 1 | N/A | N/A | N/A | N/A | N/A | FALSE | FALSE | TRUE | 0 | 0 | 0 | 0 | 0 | 0 | 0 | 0 | 0 | 0 | 0 | 0 | 0 | 0 | 0 | 0 | 0 | 0 | 0 | 0 | 0 | 0 | 0 | 0 | 0 | 0 | 0 | 0 | 0 | 0 | 0% | 0% | 0% | 0% | 0% | 0 | 0 | 0 | 0 | 0 | 0 | 0 | 0 | 0 | 0 | 0 | 0 | 0 | 0 | 0 | 0 | 0 | 0 | 0 | 0 | 0 | 0 | 0 | 0 | 0 | 0 | 0 | 0 | 0 | 0 | FALSE | 0% | 0% | 0% | 0% | 0% | 0% | FALSE | 0% | 0% | 0% | 0% | 0% | FALSE | 0% | 0% | 0% | 0% | 0% | 0% | 0% | 0% | N/A | N/A
| 912 | N/A | N/A | N/A | N/A | N/A | N/A | N/A | N/A | N/A | N/A | N/A | N/A | N/A | N/A | 0% | 0 | N/A | 0% | FALSE | 0 | 1 | N/A | N/A | N/A | N/A | N/A | FALSE | FALSE | TRUE | 0 | 0 | 0 | 0 | 0 | 0 | 0 | 0 | 0 | 0 | 0 | 0 | 0 | 0 | 0 | 0 | 0 | 0 | 0 | 0 | 0 | 0 | 0 | 0 | 0 | 0 | 0 | 0 | 0 | 0 | 0% | 0% | 0% | 0% | 0% | 0 | 0 | 0 | 0 | 0 | 0 | 0 | 0 | 0 | 0 | 0 | 0 | 0 | 0 | 0 | 0 | 0 | 0 | 0 | 0 | 0 | 0 | 0 | 0 | 0 | 0 | 0 | 0 | 0 | 0 | FALSE | 0% | 0% | 0% | 0% | 0% | 0% | FALSE | 0% | 0% | 0% | 0% | 0% | FALSE | 0% | 0% | 0% | 0% | 0% | 0% | 0% | 0% | N/A | N/A
| 913 | N/A | N/A | N/A | N/A | N/A | N/A | N/A | N/A | N/A | N/A | N/A | N/A | N/A | N/A | 0% | 0 | N/A | 0% | FALSE | 0 | 1 | N/A | N/A | N/A | N/A | N/A | FALSE | FALSE | TRUE | 0 | 0 | 0 | 0 | 0 | 0 | 0 | 0 | 0 | 0 | 0 | 0 | 0 | 0 | 0 | 0 | 0 | 0 | 0 | 0 | 0 | 0 | 0 | 0 | 0 | 0 | 0 | 0 | 0 | 0 | 0% | 0% | 0% | 0% | 0% | 0 | 0 | 0 | 0 | 0 | 0 | 0 | 0 | 0 | 0 | 0 | 0 | 0 | 0 | 0 | 0 | 0 | 0 | 0 | 0 | 0 | 0 | 0 | 0 | 0 | 0 | 0 | 0 | 0 | 0 | FALSE | 0% | 0% | 0% | 0% | 0% | 0% | FALSE | 0% | 0% | 0% | 0% | 0% | FALSE | 0% | 0% | 0% | 0% | 0% | 0% | 0% | 0% | N/A | N/A
| 914 | N/A | N/A | N/A | N/A | N/A | N/A | N/A | N/A | N/A | N/A | N/A | N/A | N/A | N/A | 0% | 0 | N/A | 0% | FALSE | 0 | 1 | N/A | N/A | N/A | N/A | N/A | FALSE | FALSE | TRUE | 0 | 0 | 0 | 0 | 0 | 0 | 0 | 0 | 0 | 0 | 0 | 0 | 0 | 0 | 0 | 0 | 0 | 0 | 0 | 0 | 0 | 0 | 0 | 0 | 0 | 0 | 0 | 0 | 0 | 0 | 0% | 0% | 0% | 0% | 0% | 0 | 0 | 0 | 0 | 0 | 0 | 0 | 0 | 0 | 0 | 0 | 0 | 0 | 0 | 0 | 0 | 0 | 0 | 0 | 0 | 0 | 0 | 0 | 0 | 0 | 0 | 0 | 0 | 0 | 0 | FALSE | 0% | 0% | 0% | 0% | 0% | 0% | FALSE | 0% | 0% | 0% | 0% | 0% | FALSE | 0% | 0% | 0% | 0% | 0% | 0% | 0% | 0% | N/A | N/A
| 915 | N/A | N/A | N/A | N/A | N/A | N/A | N/A | N/A | N/A | N/A | N/A | N/A | N/A | N/A | 0% | 0 | N/A | 0% | FALSE | 0 | 1 | N/A | N/A | N/A | N/A | N/A | FALSE | FALSE | TRUE | 0 | 0 | 0 | 0 | 0 | 0 | 0 | 0 | 0 | 0 | 0 | 0 | 0 | 0 | 0 | 0 | 0 | 0 | 0 | 0 | 0 | 0 | 0 | 0 | 0 | 0 | 0 | 0 | 0 | 0 | 0% | 0% | 0% | 0% | 0% | 0 | 0 | 0 | 0 | 0 | 0 | 0 | 0 | 0 | 0 | 0 | 0 | 0 | 0 | 0 | 0 | 0 | 0 | 0 | 0 | 0 | 0 | 0 | 0 | 0 | 0 | 0 | 0 | 0 | 0 | FALSE | 0% | 0% | 0% | 0% | 0% | 0% | FALSE | 0% | 0% | 0% | 0% | 0% | FALSE | 0% | 0% | 0% | 0% | 0% | 0% | 0% | 0% | N/A | N/A
| 916 | N/A | N/A | N/A | N/A | N/A | N/A | N/A | N/A | N/A | N/A | N/A | N/A | N/A | N/A | 0% | 0 | N/A | 0% | FALSE | 0 | 1 | N/A | N/A | N/A | N/A | N/A | FALSE | FALSE | TRUE | 0 | 0 | 0 | 0 | 0 | 0 | 0 | 0 | 0 | 0 | 0 | 0 | 0 | 0 | 0 | 0 | 0 | 0 | 0 | 0 | 0 | 0 | 0 | 0 | 0 | 0 | 0 | 0 | 0 | 0 | 0% | 0% | 0% | 0% | 0% | 0 | 0 | 0 | 0 | 0 | 0 | 0 | 0 | 0 | 0 | 0 | 0 | 0 | 0 | 0 | 0 | 0 | 0 | 0 | 0 | 0 | 0 | 0 | 0 | 0 | 0 | 0 | 0 | 0 | 0 | FALSE | 0% | 0% | 0% | 0% | 0% | 0% | FALSE | 0% | 0% | 0% | 0% | 0% | FALSE | 0% | 0% | 0% | 0% | 0% | 0% | 0% | 0% | N/A | N/A
| 917 | N/A | N/A | N/A | N/A | N/A | N/A | N/A | N/A | N/A | N/A | N/A | N/A | N/A | N/A | 0% | 0 | N/A | 0% | FALSE | 0 | 1 | N/A | N/A | N/A | N/A | N/A | FALSE | FALSE | TRUE | 0 | 0 | 0 | 0 | 0 | 0 | 0 | 0 | 0 | 0 | 0 | 0 | 0 | 0 | 0 | 0 | 0 | 0 | 0 | 0 | 0 | 0 | 0 | 0 | 0 | 0 | 0 | 0 | 0 | 0 | 0% | 0% | 0% | 0% | 0% | 0 | 0 | 0 | 0 | 0 | 0 | 0 | 0 | 0 | 0 | 0 | 0 | 0 | 0 | 0 | 0 | 0 | 0 | 0 | 0 | 0 | 0 | 0 | 0 | 0 | 0 | 0 | 0 | 0 | 0 | FALSE | 0% | 0% | 0% | 0% | 0% | 0% | FALSE | 0% | 0% | 0% | 0% | 0% | FALSE | 0% | 0% | 0% | 0% | 0% | 0% | 0% | 0% | N/A | N/A
| 918 | N/A | N/A | N/A | N/A | N/A | N/A | N/A | N/A | N/A | N/A | N/A | N/A | N/A | N/A | 0% | 0 | N/A | 0% | FALSE | 0 | 1 | N/A | N/A | N/A | N/A | N/A | FALSE | FALSE | TRUE | 0 | 0 | 0 | 0 | 0 | 0 | 0 | 0 | 0 | 0 | 0 | 0 | 0 | 0 | 0 | 0 | 0 | 0 | 0 | 0 | 0 | 0 | 0 | 0 | 0 | 0 | 0 | 0 | 0 | 0 | 0% | 0% | 0% | 0% | 0% | 0 | 0 | 0 | 0 | 0 | 0 | 0 | 0 | 0 | 0 | 0 | 0 | 0 | 0 | 0 | 0 | 0 | 0 | 0 | 0 | 0 | 0 | 0 | 0 | 0 | 0 | 0 | 0 | 0 | 0 | FALSE | 0% | 0% | 0% | 0% | 0% | 0% | FALSE | 0% | 0% | 0% | 0% | 0% | FALSE | 0% | 0% | 0% | 0% | 0% | 0% | 0% | 0% | N/A | N/A
| 919 | N/A | N/A | N/A | N/A | N/A | N/A | N/A | N/A | N/A | N/A | N/A | N/A | N/A | N/A | 0% | 0 | N/A | 0% | FALSE | 0 | 1 | N/A | N/A | N/A | N/A | N/A | FALSE | FALSE | TRUE | 0 | 0 | 0 | 0 | 0 | 0 | 0 | 0 | 0 | 0 | 0 | 0 | 0 | 0 | 0 | 0 | 0 | 0 | 0 | 0 | 0 | 0 | 0 | 0 | 0 | 0 | 0 | 0 | 0 | 0 | 0% | 0% | 0% | 0% | 0% | 0 | 0 | 0 | 0 | 0 | 0 | 0 | 0 | 0 | 0 | 0 | 0 | 0 | 0 | 0 | 0 | 0 | 0 | 0 | 0 | 0 | 0 | 0 | 0 | 0 | 0 | 0 | 0 | 0 | 0 | FALSE | 0% | 0% | 0% | 0% | 0% | 0% | FALSE | 0% | 0% | 0% | 0% | 0% | FALSE | 0% | 0% | 0% | 0% | 0% | 0% | 0% | 0% | N/A | N/A
| 920 | N/A | N/A | N/A | N/A | N/A | N/A | N/A | N/A | N/A | N/A | N/A | N/A | N/A | N/A | 0% | 0 | N/A | 0% | FALSE | 0 | 1 | N/A | N/A | N/A | N/A | N/A | FALSE | FALSE | TRUE | 0 | 0 | 0 | 0 | 0 | 0 | 0 | 0 | 0 | 0 | 0 | 0 | 0 | 0 | 0 | 0 | 0 | 0 | 0 | 0 | 0 | 0 | 0 | 0 | 0 | 0 | 0 | 0 | 0 | 0 | 0% | 0% | 0% | 0% | 0% | 0 | 0 | 0 | 0 | 0 | 0 | 0 | 0 | 0 | 0 | 0 | 0 | 0 | 0 | 0 | 0 | 0 | 0 | 0 | 0 | 0 | 0 | 0 | 0 | 0 | 0 | 0 | 0 | 0 | 0 | FALSE | 0% | 0% | 0% | 0% | 0% | 0% | FALSE | 0% | 0% | 0% | 0% | 0% | FALSE | 0% | 0% | 0% | 0% | 0% | 0% | 0% | 0% | N/A | N/A
| 921 | N/A | N/A | N/A | N/A | N/A | N/A | N/A | N/A | N/A | N/A | N/A | N/A | N/A | N/A | 0% | 0 | N/A | 0% | FALSE | 0 | 1 | N/A | N/A | N/A | N/A | N/A | FALSE | FALSE | TRUE | 0 | 0 | 0 | 0 | 0 | 0 | 0 | 0 | 0 | 0 | 0 | 0 | 0 | 0 | 0 | 0 | 0 | 0 | 0 | 0 | 0 | 0 | 0 | 0 | 0 | 0 | 0 | 0 | 0 | 0 | 0% | 0% | 0% | 0% | 0% | 0 | 0 | 0 | 0 | 0 | 0 | 0 | 0 | 0 | 0 | 0 | 0 | 0 | 0 | 0 | 0 | 0 | 0 | 0 | 0 | 0 | 0 | 0 | 0 | 0 | 0 | 0 | 0 | 0 | 0 | FALSE | 0% | 0% | 0% | 0% | 0% | 0% | FALSE | 0% | 0% | 0% | 0% | 0% | FALSE | 0% | 0% | 0% | 0% | 0% | 0% | 0% | 0% | N/A | N/A
| 922 | N/A | N/A | N/A | N/A | N/A | N/A | N/A | N/A | N/A | N/A | N/A | N/A | N/A | N/A | 0% | 0 | N/A | 0% | FALSE | 0 | 1 | N/A | N/A | N/A | N/A | N/A | FALSE | FALSE | TRUE | 0 | 0 | 0 | 0 | 0 | 0 | 0 | 0 | 0 | 0 | 0 | 0 | 0 | 0 | 0 | 0 | 0 | 0 | 0 | 0 | 0 | 0 | 0 | 0 | 0 | 0 | 0 | 0 | 0 | 0 | 0% | 0% | 0% | 0% | 0% | 0 | 0 | 0 | 0 | 0 | 0 | 0 | 0 | 0 | 0 | 0 | 0 | 0 | 0 | 0 | 0 | 0 | 0 | 0 | 0 | 0 | 0 | 0 | 0 | 0 | 0 | 0 | 0 | 0 | 0 | FALSE | 0% | 0% | 0% | 0% | 0% | 0% | FALSE | 0% | 0% | 0% | 0% | 0% | FALSE | 0% | 0% | 0% | 0% | 0% | 0% | 0% | 0% | N/A | N/A
| 923 | N/A | N/A | N/A | N/A | N/A | N/A | N/A | N/A | N/A | N/A | N/A | N/A | N/A | N/A | 0% | 0 | N/A | 0% | FALSE | 0 | 1 | N/A | N/A | N/A | N/A | N/A | FALSE | FALSE | TRUE | 0 | 0 | 0 | 0 | 0 | 0 | 0 | 0 | 0 | 0 | 0 | 0 | 0 | 0 | 0 | 0 | 0 | 0 | 0 | 0 | 0 | 0 | 0 | 0 | 0 | 0 | 0 | 0 | 0 | 0 | 0% | 0% | 0% | 0% | 0% | 0 | 0 | 0 | 0 | 0 | 0 | 0 | 0 | 0 | 0 | 0 | 0 | 0 | 0 | 0 | 0 | 0 | 0 | 0 | 0 | 0 | 0 | 0 | 0 | 0 | 0 | 0 | 0 | 0 | 0 | FALSE | 0% | 0% | 0% | 0% | 0% | 0% | FALSE | 0% | 0% | 0% | 0% | 0% | FALSE | 0% | 0% | 0% | 0% | 0% | 0% | 0% | 0% | N/A | N/A
| 924 | N/A | N/A | N/A | N/A | N/A | N/A | N/A | N/A | N/A | N/A | N/A | N/A | N/A | N/A | 0% | 0 | N/A | 0% | FALSE | 0 | 1 | N/A | N/A | N/A | N/A | N/A | FALSE | FALSE | TRUE | 0 | 0 | 0 | 0 | 0 | 0 | 0 | 0 | 0 | 0 | 0 | 0 | 0 | 0 | 0 | 0 | 0 | 0 | 0 | 0 | 0 | 0 | 0 | 0 | 0 | 0 | 0 | 0 | 0 | 0 | 0% | 0% | 0% | 0% | 0% | 0 | 0 | 0 | 0 | 0 | 0 | 0 | 0 | 0 | 0 | 0 | 0 | 0 | 0 | 0 | 0 | 0 | 0 | 0 | 0 | 0 | 0 | 0 | 0 | 0 | 0 | 0 | 0 | 0 | 0 | FALSE | 0% | 0% | 0% | 0% | 0% | 0% | FALSE | 0% | 0% | 0% | 0% | 0% | FALSE | 0% | 0% | 0% | 0% | 0% | 0% | 0% | 0% | N/A | N/A
| 925 | N/A | N/A | N/A | N/A | N/A | N/A | N/A | N/A | N/A | N/A | N/A | N/A | N/A | N/A | 0% | 0 | N/A | 0% | FALSE | 0 | 1 | N/A | N/A | N/A | N/A | N/A | FALSE | FALSE | TRUE | 0 | 0 | 0 | 0 | 0 | 0 | 0 | 0 | 0 | 0 | 0 | 0 | 0 | 0 | 0 | 0 | 0 | 0 | 0 | 0 | 0 | 0 | 0 | 0 | 0 | 0 | 0 | 0 | 0 | 0 | 0% | 0% | 0% | 0% | 0% | 0 | 0 | 0 | 0 | 0 | 0 | 0 | 0 | 0 | 0 | 0 | 0 | 0 | 0 | 0 | 0 | 0 | 0 | 0 | 0 | 0 | 0 | 0 | 0 | 0 | 0 | 0 | 0 | 0 | 0 | FALSE | 0% | 0% | 0% | 0% | 0% | 0% | FALSE | 0% | 0% | 0% | 0% | 0% | FALSE | 0% | 0% | 0% | 0% | 0% | 0% | 0% | 0% | N/A | N/A
| 926 | N/A | N/A | N/A | N/A | N/A | N/A | N/A | N/A | N/A | N/A | N/A | N/A | N/A | N/A | 0% | 0 | N/A | 0% | FALSE | 0 | 1 | N/A | N/A | N/A | N/A | N/A | FALSE | FALSE | TRUE | 0 | 0 | 0 | 0 | 0 | 0 | 0 | 0 | 0 | 0 | 0 | 0 | 0 | 0 | 0 | 0 | 0 | 0 | 0 | 0 | 0 | 0 | 0 | 0 | 0 | 0 | 0 | 0 | 0 | 0 | 0% | 0% | 0% | 0% | 0% | 0 | 0 | 0 | 0 | 0 | 0 | 0 | 0 | 0 | 0 | 0 | 0 | 0 | 0 | 0 | 0 | 0 | 0 | 0 | 0 | 0 | 0 | 0 | 0 | 0 | 0 | 0 | 0 | 0 | 0 | FALSE | 0% | 0% | 0% | 0% | 0% | 0% | FALSE | 0% | 0% | 0% | 0% | 0% | FALSE | 0% | 0% | 0% | 0% | 0% | 0% | 0% | 0% | N/A | N/A
| 927 | N/A | N/A | N/A | N/A | N/A | N/A | N/A | N/A | N/A | N/A | N/A | N/A | N/A | N/A | 0% | 0 | N/A | 0% | FALSE | 0 | 1 | N/A | N/A | N/A | N/A | N/A | FALSE | FALSE | TRUE | 0 | 0 | 0 | 0 | 0 | 0 | 0 | 0 | 0 | 0 | 0 | 0 | 0 | 0 | 0 | 0 | 0 | 0 | 0 | 0 | 0 | 0 | 0 | 0 | 0 | 0 | 0 | 0 | 0 | 0 | 0% | 0% | 0% | 0% | 0% | 0 | 0 | 0 | 0 | 0 | 0 | 0 | 0 | 0 | 0 | 0 | 0 | 0 | 0 | 0 | 0 | 0 | 0 | 0 | 0 | 0 | 0 | 0 | 0 | 0 | 0 | 0 | 0 | 0 | 0 | FALSE | 0% | 0% | 0% | 0% | 0% | 0% | FALSE | 0% | 0% | 0% | 0% | 0% | FALSE | 0% | 0% | 0% | 0% | 0% | 0% | 0% | 0% | N/A | N/A
| 928 | N/A | N/A | N/A | N/A | N/A | N/A | N/A | N/A | N/A | N/A | N/A | N/A | N/A | N/A | 0% | 0 | N/A | 0% | FALSE | 0 | 1 | N/A | N/A | N/A | N/A | N/A | FALSE | FALSE | TRUE | 0 | 0 | 0 | 0 | 0 | 0 | 0 | 0 | 0 | 0 | 0 | 0 | 0 | 0 | 0 | 0 | 0 | 0 | 0 | 0 | 0 | 0 | 0 | 0 | 0 | 0 | 0 | 0 | 0 | 0 | 0% | 0% | 0% | 0% | 0% | 0 | 0 | 0 | 0 | 0 | 0 | 0 | 0 | 0 | 0 | 0 | 0 | 0 | 0 | 0 | 0 | 0 | 0 | 0 | 0 | 0 | 0 | 0 | 0 | 0 | 0 | 0 | 0 | 0 | 0 | FALSE | 0% | 0% | 0% | 0% | 0% | 0% | FALSE | 0% | 0% | 0% | 0% | 0% | FALSE | 0% | 0% | 0% | 0% | 0% | 0% | 0% | 0% | N/A | N/A
| 929 | N/A | N/A | N/A | N/A | N/A | N/A | N/A | N/A | N/A | N/A | N/A | N/A | N/A | N/A | 0% | 0 | N/A | 0% | FALSE | 0 | 1 | N/A | N/A | N/A | N/A | N/A | FALSE | FALSE | TRUE | 0 | 0 | 0 | 0 | 0 | 0 | 0 | 0 | 0 | 0 | 0 | 0 | 0 | 0 | 0 | 0 | 0 | 0 | 0 | 0 | 0 | 0 | 0 | 0 | 0 | 0 | 0 | 0 | 0 | 0 | 0% | 0% | 0% | 0% | 0% | 0 | 0 | 0 | 0 | 0 | 0 | 0 | 0 | 0 | 0 | 0 | 0 | 0 | 0 | 0 | 0 | 0 | 0 | 0 | 0 | 0 | 0 | 0 | 0 | 0 | 0 | 0 | 0 | 0 | 0 | FALSE | 0% | 0% | 0% | 0% | 0% | 0% | FALSE | 0% | 0% | 0% | 0% | 0% | FALSE | 0% | 0% | 0% | 0% | 0% | 0% | 0% | 0% | N/A | N/A
| 930 | N/A | N/A | N/A | N/A | N/A | N/A | N/A | N/A | N/A | N/A | N/A | N/A | N/A | N/A | 0% | 0 | N/A | 0% | FALSE | 0 | 1 | N/A | N/A | N/A | N/A | N/A | FALSE | FALSE | TRUE | 0 | 0 | 0 | 0 | 0 | 0 | 0 | 0 | 0 | 0 | 0 | 0 | 0 | 0 | 0 | 0 | 0 | 0 | 0 | 0 | 0 | 0 | 0 | 0 | 0 | 0 | 0 | 0 | 0 | 0 | 0% | 0% | 0% | 0% | 0% | 0 | 0 | 0 | 0 | 0 | 0 | 0 | 0 | 0 | 0 | 0 | 0 | 0 | 0 | 0 | 0 | 0 | 0 | 0 | 0 | 0 | 0 | 0 | 0 | 0 | 0 | 0 | 0 | 0 | 0 | FALSE | 0% | 0% | 0% | 0% | 0% | 0% | FALSE | 0% | 0% | 0% | 0% | 0% | FALSE | 0% | 0% | 0% | 0% | 0% | 0% | 0% | 0% | N/A | N/A
| 931 | N/A | N/A | N/A | N/A | N/A | N/A | N/A | N/A | N/A | N/A | N/A | N/A | N/A | N/A | 0% | 0 | N/A | 0% | FALSE | 0 | 1 | N/A | N/A | N/A | N/A | N/A | FALSE | FALSE | TRUE | 0 | 0 | 0 | 0 | 0 | 0 | 0 | 0 | 0 | 0 | 0 | 0 | 0 | 0 | 0 | 0 | 0 | 0 | 0 | 0 | 0 | 0 | 0 | 0 | 0 | 0 | 0 | 0 | 0 | 0 | 0% | 0% | 0% | 0% | 0% | 0 | 0 | 0 | 0 | 0 | 0 | 0 | 0 | 0 | 0 | 0 | 0 | 0 | 0 | 0 | 0 | 0 | 0 | 0 | 0 | 0 | 0 | 0 | 0 | 0 | 0 | 0 | 0 | 0 | 0 | FALSE | 0% | 0% | 0% | 0% | 0% | 0% | FALSE | 0% | 0% | 0% | 0% | 0% | FALSE | 0% | 0% | 0% | 0% | 0% | 0% | 0% | 0% | N/A | N/A
| 932 | N/A | N/A | N/A | N/A | N/A | N/A | N/A | N/A | N/A | N/A | N/A | N/A | N/A | N/A | 0% | 0 | N/A | 0% | FALSE | 0 | 1 | N/A | N/A | N/A | N/A | N/A | FALSE | FALSE | TRUE | 0 | 0 | 0 | 0 | 0 | 0 | 0 | 0 | 0 | 0 | 0 | 0 | 0 | 0 | 0 | 0 | 0 | 0 | 0 | 0 | 0 | 0 | 0 | 0 | 0 | 0 | 0 | 0 | 0 | 0 | 0% | 0% | 0% | 0% | 0% | 0 | 0 | 0 | 0 | 0 | 0 | 0 | 0 | 0 | 0 | 0 | 0 | 0 | 0 | 0 | 0 | 0 | 0 | 0 | 0 | 0 | 0 | 0 | 0 | 0 | 0 | 0 | 0 | 0 | 0 | FALSE | 0% | 0% | 0% | 0% | 0% | 0% | FALSE | 0% | 0% | 0% | 0% | 0% | FALSE | 0% | 0% | 0% | 0% | 0% | 0% | 0% | 0% | N/A | N/A
| 933 | N/A | N/A | N/A | N/A | N/A | N/A | N/A | N/A | N/A | N/A | N/A | N/A | N/A | N/A | 0% | 0 | N/A | 0% | FALSE | 0 | 1 | N/A | N/A | N/A | N/A | N/A | FALSE | FALSE | TRUE | 0 | 0 | 0 | 0 | 0 | 0 | 0 | 0 | 0 | 0 | 0 | 0 | 0 | 0 | 0 | 0 | 0 | 0 | 0 | 0 | 0 | 0 | 0 | 0 | 0 | 0 | 0 | 0 | 0 | 0 | 0% | 0% | 0% | 0% | 0% | 0 | 0 | 0 | 0 | 0 | 0 | 0 | 0 | 0 | 0 | 0 | 0 | 0 | 0 | 0 | 0 | 0 | 0 | 0 | 0 | 0 | 0 | 0 | 0 | 0 | 0 | 0 | 0 | 0 | 0 | FALSE | 0% | 0% | 0% | 0% | 0% | 0% | FALSE | 0% | 0% | 0% | 0% | 0% | FALSE | 0% | 0% | 0% | 0% | 0% | 0% | 0% | 0% | N/A | N/A
| 934 | N/A | N/A | N/A | N/A | N/A | N/A | N/A | N/A | N/A | N/A | N/A | N/A | N/A | N/A | 0% | 0 | N/A | 0% | FALSE | 0 | 1 | N/A | N/A | N/A | N/A | N/A | FALSE | FALSE | TRUE | 0 | 0 | 0 | 0 | 0 | 0 | 0 | 0 | 0 | 0 | 0 | 0 | 0 | 0 | 0 | 0 | 0 | 0 | 0 | 0 | 0 | 0 | 0 | 0 | 0 | 0 | 0 | 0 | 0 | 0 | 0% | 0% | 0% | 0% | 0% | 0 | 0 | 0 | 0 | 0 | 0 | 0 | 0 | 0 | 0 | 0 | 0 | 0 | 0 | 0 | 0 | 0 | 0 | 0 | 0 | 0 | 0 | 0 | 0 | 0 | 0 | 0 | 0 | 0 | 0 | FALSE | 0% | 0% | 0% | 0% | 0% | 0% | FALSE | 0% | 0% | 0% | 0% | 0% | FALSE | 0% | 0% | 0% | 0% | 0% | 0% | 0% | 0% | N/A | N/A
| 935 | N/A | N/A | N/A | N/A | N/A | N/A | N/A | N/A | N/A | N/A | N/A | N/A | N/A | N/A | 0% | 0 | N/A | 0% | FALSE | 0 | 1 | N/A | N/A | N/A | N/A | N/A | FALSE | FALSE | TRUE | 0 | 0 | 0 | 0 | 0 | 0 | 0 | 0 | 0 | 0 | 0 | 0 | 0 | 0 | 0 | 0 | 0 | 0 | 0 | 0 | 0 | 0 | 0 | 0 | 0 | 0 | 0 | 0 | 0 | 0 | 0% | 0% | 0% | 0% | 0% | 0 | 0 | 0 | 0 | 0 | 0 | 0 | 0 | 0 | 0 | 0 | 0 | 0 | 0 | 0 | 0 | 0 | 0 | 0 | 0 | 0 | 0 | 0 | 0 | 0 | 0 | 0 | 0 | 0 | 0 | FALSE | 0% | 0% | 0% | 0% | 0% | 0% | FALSE | 0% | 0% | 0% | 0% | 0% | FALSE | 0% | 0% | 0% | 0% | 0% | 0% | 0% | 0% | N/A | N/A
| 936 | N/A | N/A | N/A | N/A | N/A | N/A | N/A | N/A | N/A | N/A | N/A | N/A | N/A | N/A | 0% | 0 | N/A | 0% | FALSE | 0 | 1 | N/A | N/A | N/A | N/A | N/A | FALSE | FALSE | TRUE | 0 | 0 | 0 | 0 | 0 | 0 | 0 | 0 | 0 | 0 | 0 | 0 | 0 | 0 | 0 | 0 | 0 | 0 | 0 | 0 | 0 | 0 | 0 | 0 | 0 | 0 | 0 | 0 | 0 | 0 | 0% | 0% | 0% | 0% | 0% | 0 | 0 | 0 | 0 | 0 | 0 | 0 | 0 | 0 | 0 | 0 | 0 | 0 | 0 | 0 | 0 | 0 | 0 | 0 | 0 | 0 | 0 | 0 | 0 | 0 | 0 | 0 | 0 | 0 | 0 | FALSE | 0% | 0% | 0% | 0% | 0% | 0% | FALSE | 0% | 0% | 0% | 0% | 0% | FALSE | 0% | 0% | 0% | 0% | 0% | 0% | 0% | 0% | N/A | N/A
| 937 | N/A | N/A | N/A | N/A | N/A | N/A | N/A | N/A | N/A | N/A | N/A | N/A | N/A | N/A | 0% | 0 | N/A | 0% | FALSE | 0 | 1 | N/A | N/A | N/A | N/A | N/A | FALSE | FALSE | TRUE | 0 | 0 | 0 | 0 | 0 | 0 | 0 | 0 | 0 | 0 | 0 | 0 | 0 | 0 | 0 | 0 | 0 | 0 | 0 | 0 | 0 | 0 | 0 | 0 | 0 | 0 | 0 | 0 | 0 | 0 | 0% | 0% | 0% | 0% | 0% | 0 | 0 | 0 | 0 | 0 | 0 | 0 | 0 | 0 | 0 | 0 | 0 | 0 | 0 | 0 | 0 | 0 | 0 | 0 | 0 | 0 | 0 | 0 | 0 | 0 | 0 | 0 | 0 | 0 | 0 | FALSE | 0% | 0% | 0% | 0% | 0% | 0% | FALSE | 0% | 0% | 0% | 0% | 0% | FALSE | 0% | 0% | 0% | 0% | 0% | 0% | 0% | 0% | N/A | N/A
| 938 | N/A | N/A | N/A | N/A | N/A | N/A | N/A | N/A | N/A | N/A | N/A | N/A | N/A | N/A | 0% | 0 | N/A | 0% | FALSE | 0 | 1 | N/A | N/A | N/A | N/A | N/A | FALSE | FALSE | TRUE | 0 | 0 | 0 | 0 | 0 | 0 | 0 | 0 | 0 | 0 | 0 | 0 | 0 | 0 | 0 | 0 | 0 | 0 | 0 | 0 | 0 | 0 | 0 | 0 | 0 | 0 | 0 | 0 | 0 | 0 | 0% | 0% | 0% | 0% | 0% | 0 | 0 | 0 | 0 | 0 | 0 | 0 | 0 | 0 | 0 | 0 | 0 | 0 | 0 | 0 | 0 | 0 | 0 | 0 | 0 | 0 | 0 | 0 | 0 | 0 | 0 | 0 | 0 | 0 | 0 | FALSE | 0% | 0% | 0% | 0% | 0% | 0% | FALSE | 0% | 0% | 0% | 0% | 0% | FALSE | 0% | 0% | 0% | 0% | 0% | 0% | 0% | 0% | N/A | N/A
| 939 | N/A | N/A | N/A | N/A | N/A | N/A | N/A | N/A | N/A | N/A | N/A | N/A | N/A | N/A | 0% | 0 | N/A | 0% | FALSE | 0 | 1 | N/A | N/A | N/A | N/A | N/A | FALSE | FALSE | TRUE | 0 | 0 | 0 | 0 | 0 | 0 | 0 | 0 | 0 | 0 | 0 | 0 | 0 | 0 | 0 | 0 | 0 | 0 | 0 | 0 | 0 | 0 | 0 | 0 | 0 | 0 | 0 | 0 | 0 | 0 | 0% | 0% | 0% | 0% | 0% | 0 | 0 | 0 | 0 | 0 | 0 | 0 | 0 | 0 | 0 | 0 | 0 | 0 | 0 | 0 | 0 | 0 | 0 | 0 | 0 | 0 | 0 | 0 | 0 | 0 | 0 | 0 | 0 | 0 | 0 | FALSE | 0% | 0% | 0% | 0% | 0% | 0% | FALSE | 0% | 0% | 0% | 0% | 0% | FALSE | 0% | 0% | 0% | 0% | 0% | 0% | 0% | 0% | N/A | N/A
| 940 | N/A | N/A | N/A | N/A | N/A | N/A | N/A | N/A | N/A | N/A | N/A | N/A | N/A | N/A | 0% | 0 | N/A | 0% | FALSE | 0 | 1 | N/A | N/A | N/A | N/A | N/A | FALSE | FALSE | TRUE | 0 | 0 | 0 | 0 | 0 | 0 | 0 | 0 | 0 | 0 | 0 | 0 | 0 | 0 | 0 | 0 | 0 | 0 | 0 | 0 | 0 | 0 | 0 | 0 | 0 | 0 | 0 | 0 | 0 | 0 | 0% | 0% | 0% | 0% | 0% | 0 | 0 | 0 | 0 | 0 | 0 | 0 | 0 | 0 | 0 | 0 | 0 | 0 | 0 | 0 | 0 | 0 | 0 | 0 | 0 | 0 | 0 | 0 | 0 | 0 | 0 | 0 | 0 | 0 | 0 | FALSE | 0% | 0% | 0% | 0% | 0% | 0% | FALSE | 0% | 0% | 0% | 0% | 0% | FALSE | 0% | 0% | 0% | 0% | 0% | 0% | 0% | 0% | N/A | N/A
| 941 | N/A | N/A | N/A | N/A | N/A | N/A | N/A | N/A | N/A | N/A | N/A | N/A | N/A | N/A | 0% | 0 | N/A | 0% | FALSE | 0 | 1 | N/A | N/A | N/A | N/A | N/A | FALSE | FALSE | TRUE | 0 | 0 | 0 | 0 | 0 | 0 | 0 | 0 | 0 | 0 | 0 | 0 | 0 | 0 | 0 | 0 | 0 | 0 | 0 | 0 | 0 | 0 | 0 | 0 | 0 | 0 | 0 | 0 | 0 | 0 | 0% | 0% | 0% | 0% | 0% | 0 | 0 | 0 | 0 | 0 | 0 | 0 | 0 | 0 | 0 | 0 | 0 | 0 | 0 | 0 | 0 | 0 | 0 | 0 | 0 | 0 | 0 | 0 | 0 | 0 | 0 | 0 | 0 | 0 | 0 | FALSE | 0% | 0% | 0% | 0% | 0% | 0% | FALSE | 0% | 0% | 0% | 0% | 0% | FALSE | 0% | 0% | 0% | 0% | 0% | 0% | 0% | 0% | N/A | N/A
| 942 | N/A | N/A | N/A | N/A | N/A | N/A | N/A | N/A | N/A | N/A | N/A | N/A | N/A | N/A | 0% | 0 | N/A | 0% | FALSE | 0 | 1 | N/A | N/A | N/A | N/A | N/A | FALSE | FALSE | TRUE | 0 | 0 | 0 | 0 | 0 | 0 | 0 | 0 | 0 | 0 | 0 | 0 | 0 | 0 | 0 | 0 | 0 | 0 | 0 | 0 | 0 | 0 | 0 | 0 | 0 | 0 | 0 | 0 | 0 | 0 | 0% | 0% | 0% | 0% | 0% | 0 | 0 | 0 | 0 | 0 | 0 | 0 | 0 | 0 | 0 | 0 | 0 | 0 | 0 | 0 | 0 | 0 | 0 | 0 | 0 | 0 | 0 | 0 | 0 | 0 | 0 | 0 | 0 | 0 | 0 | FALSE | 0% | 0% | 0% | 0% | 0% | 0% | FALSE | 0% | 0% | 0% | 0% | 0% | FALSE | 0% | 0% | 0% | 0% | 0% | 0% | 0% | 0% | N/A | N/A
| 943 | N/A | N/A | N/A | N/A | N/A | N/A | N/A | N/A | N/A | N/A | N/A | N/A | N/A | N/A | 0% | 0 | N/A | 0% | FALSE | 0 | 1 | N/A | N/A | N/A | N/A | N/A | FALSE | FALSE | TRUE | 0 | 0 | 0 | 0 | 0 | 0 | 0 | 0 | 0 | 0 | 0 | 0 | 0 | 0 | 0 | 0 | 0 | 0 | 0 | 0 | 0 | 0 | 0 | 0 | 0 | 0 | 0 | 0 | 0 | 0 | 0% | 0% | 0% | 0% | 0% | 0 | 0 | 0 | 0 | 0 | 0 | 0 | 0 | 0 | 0 | 0 | 0 | 0 | 0 | 0 | 0 | 0 | 0 | 0 | 0 | 0 | 0 | 0 | 0 | 0 | 0 | 0 | 0 | 0 | 0 | FALSE | 0% | 0% | 0% | 0% | 0% | 0% | FALSE | 0% | 0% | 0% | 0% | 0% | FALSE | 0% | 0% | 0% | 0% | 0% | 0% | 0% | 0% | N/A | N/A
| 944 | N/A | N/A | N/A | N/A | N/A | N/A | N/A | N/A | N/A | N/A | N/A | N/A | N/A | N/A | 0% | 0 | N/A | 0% | FALSE | 0 | 1 | N/A | N/A | N/A | N/A | N/A | FALSE | FALSE | TRUE | 0 | 0 | 0 | 0 | 0 | 0 | 0 | 0 | 0 | 0 | 0 | 0 | 0 | 0 | 0 | 0 | 0 | 0 | 0 | 0 | 0 | 0 | 0 | 0 | 0 | 0 | 0 | 0 | 0 | 0 | 0% | 0% | 0% | 0% | 0% | 0 | 0 | 0 | 0 | 0 | 0 | 0 | 0 | 0 | 0 | 0 | 0 | 0 | 0 | 0 | 0 | 0 | 0 | 0 | 0 | 0 | 0 | 0 | 0 | 0 | 0 | 0 | 0 | 0 | 0 | FALSE | 0% | 0% | 0% | 0% | 0% | 0% | FALSE | 0% | 0% | 0% | 0% | 0% | FALSE | 0% | 0% | 0% | 0% | 0% | 0% | 0% | 0% | N/A | N/A
| 945 | N/A | N/A | N/A | N/A | N/A | N/A | N/A | N/A | N/A | N/A | N/A | N/A | N/A | N/A | 0% | 0 | N/A | 0% | FALSE | 0 | 1 | N/A | N/A | N/A | N/A | N/A | FALSE | FALSE | TRUE | 0 | 0 | 0 | 0 | 0 | 0 | 0 | 0 | 0 | 0 | 0 | 0 | 0 | 0 | 0 | 0 | 0 | 0 | 0 | 0 | 0 | 0 | 0 | 0 | 0 | 0 | 0 | 0 | 0 | 0 | 0% | 0% | 0% | 0% | 0% | 0 | 0 | 0 | 0 | 0 | 0 | 0 | 0 | 0 | 0 | 0 | 0 | 0 | 0 | 0 | 0 | 0 | 0 | 0 | 0 | 0 | 0 | 0 | 0 | 0 | 0 | 0 | 0 | 0 | 0 | FALSE | 0% | 0% | 0% | 0% | 0% | 0% | FALSE | 0% | 0% | 0% | 0% | 0% | FALSE | 0% | 0% | 0% | 0% | 0% | 0% | 0% | 0% | N/A | N/A
| 946 | N/A | N/A | N/A | N/A | N/A | N/A | N/A | N/A | N/A | N/A | N/A | N/A | N/A | N/A | 0% | 0 | N/A | 0% | FALSE | 0 | 1 | N/A | N/A | N/A | N/A | N/A | FALSE | FALSE | TRUE | 0 | 0 | 0 | 0 | 0 | 0 | 0 | 0 | 0 | 0 | 0 | 0 | 0 | 0 | 0 | 0 | 0 | 0 | 0 | 0 | 0 | 0 | 0 | 0 | 0 | 0 | 0 | 0 | 0 | 0 | 0% | 0% | 0% | 0% | 0% | 0 | 0 | 0 | 0 | 0 | 0 | 0 | 0 | 0 | 0 | 0 | 0 | 0 | 0 | 0 | 0 | 0 | 0 | 0 | 0 | 0 | 0 | 0 | 0 | 0 | 0 | 0 | 0 | 0 | 0 | FALSE | 0% | 0% | 0% | 0% | 0% | 0% | FALSE | 0% | 0% | 0% | 0% | 0% | FALSE | 0% | 0% | 0% | 0% | 0% | 0% | 0% | 0% | N/A | N/A
| 947 | N/A | N/A | N/A | N/A | N/A | N/A | N/A | N/A | N/A | N/A | N/A | N/A | N/A | N/A | 0% | 0 | N/A | 0% | FALSE | 0 | 1 | N/A | N/A | N/A | N/A | N/A | FALSE | FALSE | TRUE | 0 | 0 | 0 | 0 | 0 | 0 | 0 | 0 | 0 | 0 | 0 | 0 | 0 | 0 | 0 | 0 | 0 | 0 | 0 | 0 | 0 | 0 | 0 | 0 | 0 | 0 | 0 | 0 | 0 | 0 | 0% | 0% | 0% | 0% | 0% | 0 | 0 | 0 | 0 | 0 | 0 | 0 | 0 | 0 | 0 | 0 | 0 | 0 | 0 | 0 | 0 | 0 | 0 | 0 | 0 | 0 | 0 | 0 | 0 | 0 | 0 | 0 | 0 | 0 | 0 | FALSE | 0% | 0% | 0% | 0% | 0% | 0% | FALSE | 0% | 0% | 0% | 0% | 0% | FALSE | 0% | 0% | 0% | 0% | 0% | 0% | 0% | 0% | N/A | N/A
| 948 | N/A | N/A | N/A | N/A | N/A | N/A | N/A | N/A | N/A | N/A | N/A | N/A | N/A | N/A | 0% | 0 | N/A | 0% | FALSE | 0 | 1 | N/A | N/A | N/A | N/A | N/A | FALSE | FALSE | TRUE | 0 | 0 | 0 | 0 | 0 | 0 | 0 | 0 | 0 | 0 | 0 | 0 | 0 | 0 | 0 | 0 | 0 | 0 | 0 | 0 | 0 | 0 | 0 | 0 | 0 | 0 | 0 | 0 | 0 | 0 | 0% | 0% | 0% | 0% | 0% | 0 | 0 | 0 | 0 | 0 | 0 | 0 | 0 | 0 | 0 | 0 | 0 | 0 | 0 | 0 | 0 | 0 | 0 | 0 | 0 | 0 | 0 | 0 | 0 | 0 | 0 | 0 | 0 | 0 | 0 | FALSE | 0% | 0% | 0% | 0% | 0% | 0% | FALSE | 0% | 0% | 0% | 0% | 0% | FALSE | 0% | 0% | 0% | 0% | 0% | 0% | 0% | 0% | N/A | N/A
| 949 | N/A | N/A | N/A | N/A | N/A | N/A | N/A | N/A | N/A | N/A | N/A | N/A | N/A | N/A | 0% | 0 | N/A | 0% | FALSE | 0 | 1 | N/A | N/A | N/A | N/A | N/A | FALSE | FALSE | TRUE | 0 | 0 | 0 | 0 | 0 | 0 | 0 | 0 | 0 | 0 | 0 | 0 | 0 | 0 | 0 | 0 | 0 | 0 | 0 | 0 | 0 | 0 | 0 | 0 | 0 | 0 | 0 | 0 | 0 | 0 | 0% | 0% | 0% | 0% | 0% | 0 | 0 | 0 | 0 | 0 | 0 | 0 | 0 | 0 | 0 | 0 | 0 | 0 | 0 | 0 | 0 | 0 | 0 | 0 | 0 | 0 | 0 | 0 | 0 | 0 | 0 | 0 | 0 | 0 | 0 | FALSE | 0% | 0% | 0% | 0% | 0% | 0% | FALSE | 0% | 0% | 0% | 0% | 0% | FALSE | 0% | 0% | 0% | 0% | 0% | 0% | 0% | 0% | N/A | N/A
| 950 | N/A | N/A | N/A | N/A | N/A | N/A | N/A | N/A | N/A | N/A | N/A | N/A | N/A | N/A | 0% | 0 | N/A | 0% | FALSE | 0 | 1 | N/A | N/A | N/A | N/A | N/A | FALSE | FALSE | TRUE | 0 | 0 | 0 | 0 | 0 | 0 | 0 | 0 | 0 | 0 | 0 | 0 | 0 | 0 | 0 | 0 | 0 | 0 | 0 | 0 | 0 | 0 | 0 | 0 | 0 | 0 | 0 | 0 | 0 | 0 | 0% | 0% | 0% | 0% | 0% | 0 | 0 | 0 | 0 | 0 | 0 | 0 | 0 | 0 | 0 | 0 | 0 | 0 | 0 | 0 | 0 | 0 | 0 | 0 | 0 | 0 | 0 | 0 | 0 | 0 | 0 | 0 | 0 | 0 | 0 | FALSE | 0% | 0% | 0% | 0% | 0% | 0% | FALSE | 0% | 0% | 0% | 0% | 0% | FALSE | 0% | 0% | 0% | 0% | 0% | 0% | 0% | 0% | N/A | N/A
| 951 | N/A | N/A | N/A | N/A | N/A | N/A | N/A | N/A | N/A | N/A | N/A | N/A | N/A | N/A | 0% | 0 | N/A | 0% | FALSE | 0 | 1 | N/A | N/A | N/A | N/A | N/A | FALSE | FALSE | TRUE | 0 | 0 | 0 | 0 | 0 | 0 | 0 | 0 | 0 | 0 | 0 | 0 | 0 | 0 | 0 | 0 | 0 | 0 | 0 | 0 | 0 | 0 | 0 | 0 | 0 | 0 | 0 | 0 | 0 | 0 | 0% | 0% | 0% | 0% | 0% | 0 | 0 | 0 | 0 | 0 | 0 | 0 | 0 | 0 | 0 | 0 | 0 | 0 | 0 | 0 | 0 | 0 | 0 | 0 | 0 | 0 | 0 | 0 | 0 | 0 | 0 | 0 | 0 | 0 | 0 | FALSE | 0% | 0% | 0% | 0% | 0% | 0% | FALSE | 0% | 0% | 0% | 0% | 0% | FALSE | 0% | 0% | 0% | 0% | 0% | 0% | 0% | 0% | N/A | N/A
| 952 | N/A | N/A | N/A | N/A | N/A | N/A | N/A | N/A | N/A | N/A | N/A | N/A | N/A | N/A | 0% | 0 | N/A | 0% | FALSE | 0 | 1 | N/A | N/A | N/A | N/A | N/A | FALSE | FALSE | TRUE | 0 | 0 | 0 | 0 | 0 | 0 | 0 | 0 | 0 | 0 | 0 | 0 | 0 | 0 | 0 | 0 | 0 | 0 | 0 | 0 | 0 | 0 | 0 | 0 | 0 | 0 | 0 | 0 | 0 | 0 | 0% | 0% | 0% | 0% | 0% | 0 | 0 | 0 | 0 | 0 | 0 | 0 | 0 | 0 | 0 | 0 | 0 | 0 | 0 | 0 | 0 | 0 | 0 | 0 | 0 | 0 | 0 | 0 | 0 | 0 | 0 | 0 | 0 | 0 | 0 | FALSE | 0% | 0% | 0% | 0% | 0% | 0% | FALSE | 0% | 0% | 0% | 0% | 0% | FALSE | 0% | 0% | 0% | 0% | 0% | 0% | 0% | 0% | N/A | N/A
| 953 | N/A | N/A | N/A | N/A | N/A | N/A | N/A | N/A | N/A | N/A | N/A | N/A | N/A | N/A | 0% | 0 | N/A | 0% | FALSE | 0 | 1 | N/A | N/A | N/A | N/A | N/A | FALSE | FALSE | TRUE | 0 | 0 | 0 | 0 | 0 | 0 | 0 | 0 | 0 | 0 | 0 | 0 | 0 | 0 | 0 | 0 | 0 | 0 | 0 | 0 | 0 | 0 | 0 | 0 | 0 | 0 | 0 | 0 | 0 | 0 | 0% | 0% | 0% | 0% | 0% | 0 | 0 | 0 | 0 | 0 | 0 | 0 | 0 | 0 | 0 | 0 | 0 | 0 | 0 | 0 | 0 | 0 | 0 | 0 | 0 | 0 | 0 | 0 | 0 | 0 | 0 | 0 | 0 | 0 | 0 | FALSE | 0% | 0% | 0% | 0% | 0% | 0% | FALSE | 0% | 0% | 0% | 0% | 0% | FALSE | 0% | 0% | 0% | 0% | 0% | 0% | 0% | 0% | N/A | N/A
| 954 | N/A | N/A | N/A | N/A | N/A | N/A | N/A | N/A | N/A | N/A | N/A | N/A | N/A | N/A | 0% | 0 | N/A | 0% | FALSE | 0 | 1 | N/A | N/A | N/A | N/A | N/A | FALSE | FALSE | TRUE | 0 | 0 | 0 | 0 | 0 | 0 | 0 | 0 | 0 | 0 | 0 | 0 | 0 | 0 | 0 | 0 | 0 | 0 | 0 | 0 | 0 | 0 | 0 | 0 | 0 | 0 | 0 | 0 | 0 | 0 | 0% | 0% | 0% | 0% | 0% | 0 | 0 | 0 | 0 | 0 | 0 | 0 | 0 | 0 | 0 | 0 | 0 | 0 | 0 | 0 | 0 | 0 | 0 | 0 | 0 | 0 | 0 | 0 | 0 | 0 | 0 | 0 | 0 | 0 | 0 | FALSE | 0% | 0% | 0% | 0% | 0% | 0% | FALSE | 0% | 0% | 0% | 0% | 0% | FALSE | 0% | 0% | 0% | 0% | 0% | 0% | 0% | 0% | N/A | N/A
| 955 | N/A | N/A | N/A | N/A | N/A | N/A | N/A | N/A | N/A | N/A | N/A | N/A | N/A | N/A | 0% | 0 | N/A | 0% | FALSE | 0 | 1 | N/A | N/A | N/A | N/A | N/A | FALSE | FALSE | TRUE | 0 | 0 | 0 | 0 | 0 | 0 | 0 | 0 | 0 | 0 | 0 | 0 | 0 | 0 | 0 | 0 | 0 | 0 | 0 | 0 | 0 | 0 | 0 | 0 | 0 | 0 | 0 | 0 | 0 | 0 | 0% | 0% | 0% | 0% | 0% | 0 | 0 | 0 | 0 | 0 | 0 | 0 | 0 | 0 | 0 | 0 | 0 | 0 | 0 | 0 | 0 | 0 | 0 | 0 | 0 | 0 | 0 | 0 | 0 | 0 | 0 | 0 | 0 | 0 | 0 | FALSE | 0% | 0% | 0% | 0% | 0% | 0% | FALSE | 0% | 0% | 0% | 0% | 0% | FALSE | 0% | 0% | 0% | 0% | 0% | 0% | 0% | 0% | N/A | N/A
| 956 | N/A | N/A | N/A | N/A | N/A | N/A | N/A | N/A | N/A | N/A | N/A | N/A | N/A | N/A | 0% | 0 | N/A | 0% | FALSE | 0 | 1 | N/A | N/A | N/A | N/A | N/A | FALSE | FALSE | TRUE | 0 | 0 | 0 | 0 | 0 | 0 | 0 | 0 | 0 | 0 | 0 | 0 | 0 | 0 | 0 | 0 | 0 | 0 | 0 | 0 | 0 | 0 | 0 | 0 | 0 | 0 | 0 | 0 | 0 | 0 | 0% | 0% | 0% | 0% | 0% | 0 | 0 | 0 | 0 | 0 | 0 | 0 | 0 | 0 | 0 | 0 | 0 | 0 | 0 | 0 | 0 | 0 | 0 | 0 | 0 | 0 | 0 | 0 | 0 | 0 | 0 | 0 | 0 | 0 | 0 | FALSE | 0% | 0% | 0% | 0% | 0% | 0% | FALSE | 0% | 0% | 0% | 0% | 0% | FALSE | 0% | 0% | 0% | 0% | 0% | 0% | 0% | 0% | N/A | N/A
| 957 | N/A | N/A | N/A | N/A | N/A | N/A | N/A | N/A | N/A | N/A | N/A | N/A | N/A | N/A | 0% | 0 | N/A | 0% | FALSE | 0 | 1 | N/A | N/A | N/A | N/A | N/A | FALSE | FALSE | TRUE | 0 | 0 | 0 | 0 | 0 | 0 | 0 | 0 | 0 | 0 | 0 | 0 | 0 | 0 | 0 | 0 | 0 | 0 | 0 | 0 | 0 | 0 | 0 | 0 | 0 | 0 | 0 | 0 | 0 | 0 | 0% | 0% | 0% | 0% | 0% | 0 | 0 | 0 | 0 | 0 | 0 | 0 | 0 | 0 | 0 | 0 | 0 | 0 | 0 | 0 | 0 | 0 | 0 | 0 | 0 | 0 | 0 | 0 | 0 | 0 | 0 | 0 | 0 | 0 | 0 | FALSE | 0% | 0% | 0% | 0% | 0% | 0% | FALSE | 0% | 0% | 0% | 0% | 0% | FALSE | 0% | 0% | 0% | 0% | 0% | 0% | 0% | 0% | N/A | N/A
| 958 | N/A | N/A | N/A | N/A | N/A | N/A | N/A | N/A | N/A | N/A | N/A | N/A | N/A | N/A | 0% | 0 | N/A | 0% | FALSE | 0 | 1 | N/A | N/A | N/A | N/A | N/A | FALSE | FALSE | TRUE | 0 | 0 | 0 | 0 | 0 | 0 | 0 | 0 | 0 | 0 | 0 | 0 | 0 | 0 | 0 | 0 | 0 | 0 | 0 | 0 | 0 | 0 | 0 | 0 | 0 | 0 | 0 | 0 | 0 | 0 | 0% | 0% | 0% | 0% | 0% | 0 | 0 | 0 | 0 | 0 | 0 | 0 | 0 | 0 | 0 | 0 | 0 | 0 | 0 | 0 | 0 | 0 | 0 | 0 | 0 | 0 | 0 | 0 | 0 | 0 | 0 | 0 | 0 | 0 | 0 | FALSE | 0% | 0% | 0% | 0% | 0% | 0% | FALSE | 0% | 0% | 0% | 0% | 0% | FALSE | 0% | 0% | 0% | 0% | 0% | 0% | 0% | 0% | N/A | N/A
| 959 | N/A | N/A | N/A | N/A | N/A | N/A | N/A | N/A | N/A | N/A | N/A | N/A | N/A | N/A | 0% | 0 | N/A | 0% | FALSE | 0 | 1 | N/A | N/A | N/A | N/A | N/A | FALSE | FALSE | TRUE | 0 | 0 | 0 | 0 | 0 | 0 | 0 | 0 | 0 | 0 | 0 | 0 | 0 | 0 | 0 | 0 | 0 | 0 | 0 | 0 | 0 | 0 | 0 | 0 | 0 | 0 | 0 | 0 | 0 | 0 | 0% | 0% | 0% | 0% | 0% | 0 | 0 | 0 | 0 | 0 | 0 | 0 | 0 | 0 | 0 | 0 | 0 | 0 | 0 | 0 | 0 | 0 | 0 | 0 | 0 | 0 | 0 | 0 | 0 | 0 | 0 | 0 | 0 | 0 | 0 | FALSE | 0% | 0% | 0% | 0% | 0% | 0% | FALSE | 0% | 0% | 0% | 0% | 0% | FALSE | 0% | 0% | 0% | 0% | 0% | 0% | 0% | 0% | N/A | N/A
| 960 | N/A | N/A | N/A | N/A | N/A | N/A | N/A | N/A | N/A | N/A | N/A | N/A | N/A | N/A | 0% | 0 | N/A | 0% | FALSE | 0 | 1 | N/A | N/A | N/A | N/A | N/A | FALSE | FALSE | TRUE | 0 | 0 | 0 | 0 | 0 | 0 | 0 | 0 | 0 | 0 | 0 | 0 | 0 | 0 | 0 | 0 | 0 | 0 | 0 | 0 | 0 | 0 | 0 | 0 | 0 | 0 | 0 | 0 | 0 | 0 | 0% | 0% | 0% | 0% | 0% | 0 | 0 | 0 | 0 | 0 | 0 | 0 | 0 | 0 | 0 | 0 | 0 | 0 | 0 | 0 | 0 | 0 | 0 | 0 | 0 | 0 | 0 | 0 | 0 | 0 | 0 | 0 | 0 | 0 | 0 | FALSE | 0% | 0% | 0% | 0% | 0% | 0% | FALSE | 0% | 0% | 0% | 0% | 0% | FALSE | 0% | 0% | 0% | 0% | 0% | 0% | 0% | 0% | N/A | N/A
| 961 | N/A | N/A | N/A | N/A | N/A | N/A | N/A | N/A | N/A | N/A | N/A | N/A | N/A | N/A | 0% | 0 | N/A | 0% | FALSE | 0 | 1 | N/A | N/A | N/A | N/A | N/A | FALSE | FALSE | TRUE | 0 | 0 | 0 | 0 | 0 | 0 | 0 | 0 | 0 | 0 | 0 | 0 | 0 | 0 | 0 | 0 | 0 | 0 | 0 | 0 | 0 | 0 | 0 | 0 | 0 | 0 | 0 | 0 | 0 | 0 | 0% | 0% | 0% | 0% | 0% | 0 | 0 | 0 | 0 | 0 | 0 | 0 | 0 | 0 | 0 | 0 | 0 | 0 | 0 | 0 | 0 | 0 | 0 | 0 | 0 | 0 | 0 | 0 | 0 | 0 | 0 | 0 | 0 | 0 | 0 | FALSE | 0% | 0% | 0% | 0% | 0% | 0% | FALSE | 0% | 0% | 0% | 0% | 0% | FALSE | 0% | 0% | 0% | 0% | 0% | 0% | 0% | 0% | N/A | N/A
| 962 | N/A | N/A | N/A | N/A | N/A | N/A | N/A | N/A | N/A | N/A | N/A | N/A | N/A | N/A | 0% | 0 | N/A | 0% | FALSE | 0 | 1 | N/A | N/A | N/A | N/A | N/A | FALSE | FALSE | TRUE | 0 | 0 | 0 | 0 | 0 | 0 | 0 | 0 | 0 | 0 | 0 | 0 | 0 | 0 | 0 | 0 | 0 | 0 | 0 | 0 | 0 | 0 | 0 | 0 | 0 | 0 | 0 | 0 | 0 | 0 | 0% | 0% | 0% | 0% | 0% | 0 | 0 | 0 | 0 | 0 | 0 | 0 | 0 | 0 | 0 | 0 | 0 | 0 | 0 | 0 | 0 | 0 | 0 | 0 | 0 | 0 | 0 | 0 | 0 | 0 | 0 | 0 | 0 | 0 | 0 | FALSE | 0% | 0% | 0% | 0% | 0% | 0% | FALSE | 0% | 0% | 0% | 0% | 0% | FALSE | 0% | 0% | 0% | 0% | 0% | 0% | 0% | 0% | N/A | N/A
| 963 | N/A | N/A | N/A | N/A | N/A | N/A | N/A | N/A | N/A | N/A | N/A | N/A | N/A | N/A | 0% | 0 | N/A | 0% | FALSE | 0 | 1 | N/A | N/A | N/A | N/A | N/A | FALSE | FALSE | TRUE | 0 | 0 | 0 | 0 | 0 | 0 | 0 | 0 | 0 | 0 | 0 | 0 | 0 | 0 | 0 | 0 | 0 | 0 | 0 | 0 | 0 | 0 | 0 | 0 | 0 | 0 | 0 | 0 | 0 | 0 | 0% | 0% | 0% | 0% | 0% | 0 | 0 | 0 | 0 | 0 | 0 | 0 | 0 | 0 | 0 | 0 | 0 | 0 | 0 | 0 | 0 | 0 | 0 | 0 | 0 | 0 | 0 | 0 | 0 | 0 | 0 | 0 | 0 | 0 | 0 | FALSE | 0% | 0% | 0% | 0% | 0% | 0% | FALSE | 0% | 0% | 0% | 0% | 0% | FALSE | 0% | 0% | 0% | 0% | 0% | 0% | 0% | 0% | N/A | N/A
| 964 | N/A | N/A | N/A | N/A | N/A | N/A | N/A | N/A | N/A | N/A | N/A | N/A | N/A | N/A | 0% | 0 | N/A | 0% | FALSE | 0 | 1 | N/A | N/A | N/A | N/A | N/A | FALSE | FALSE | TRUE | 0 | 0 | 0 | 0 | 0 | 0 | 0 | 0 | 0 | 0 | 0 | 0 | 0 | 0 | 0 | 0 | 0 | 0 | 0 | 0 | 0 | 0 | 0 | 0 | 0 | 0 | 0 | 0 | 0 | 0 | 0% | 0% | 0% | 0% | 0% | 0 | 0 | 0 | 0 | 0 | 0 | 0 | 0 | 0 | 0 | 0 | 0 | 0 | 0 | 0 | 0 | 0 | 0 | 0 | 0 | 0 | 0 | 0 | 0 | 0 | 0 | 0 | 0 | 0 | 0 | FALSE | 0% | 0% | 0% | 0% | 0% | 0% | FALSE | 0% | 0% | 0% | 0% | 0% | FALSE | 0% | 0% | 0% | 0% | 0% | 0% | 0% | 0% | N/A | N/A
| 965 | N/A | N/A | N/A | N/A | N/A | N/A | N/A | N/A | N/A | N/A | N/A | N/A | N/A | N/A | 0% | 0 | N/A | 0% | FALSE | 0 | 1 | N/A | N/A | N/A | N/A | N/A | FALSE | FALSE | TRUE | 0 | 0 | 0 | 0 | 0 | 0 | 0 | 0 | 0 | 0 | 0 | 0 | 0 | 0 | 0 | 0 | 0 | 0 | 0 | 0 | 0 | 0 | 0 | 0 | 0 | 0 | 0 | 0 | 0 | 0 | 0% | 0% | 0% | 0% | 0% | 0 | 0 | 0 | 0 | 0 | 0 | 0 | 0 | 0 | 0 | 0 | 0 | 0 | 0 | 0 | 0 | 0 | 0 | 0 | 0 | 0 | 0 | 0 | 0 | 0 | 0 | 0 | 0 | 0 | 0 | FALSE | 0% | 0% | 0% | 0% | 0% | 0% | FALSE | 0% | 0% | 0% | 0% | 0% | FALSE | 0% | 0% | 0% | 0% | 0% | 0% | 0% | 0% | N/A | N/A
| 966 | N/A | N/A | N/A | N/A | N/A | N/A | N/A | N/A | N/A | N/A | N/A | N/A | N/A | N/A | 0% | 0 | N/A | 0% | FALSE | 0 | 1 | N/A | N/A | N/A | N/A | N/A | FALSE | FALSE | TRUE | 0 | 0 | 0 | 0 | 0 | 0 | 0 | 0 | 0 | 0 | 0 | 0 | 0 | 0 | 0 | 0 | 0 | 0 | 0 | 0 | 0 | 0 | 0 | 0 | 0 | 0 | 0 | 0 | 0 | 0 | 0% | 0% | 0% | 0% | 0% | 0 | 0 | 0 | 0 | 0 | 0 | 0 | 0 | 0 | 0 | 0 | 0 | 0 | 0 | 0 | 0 | 0 | 0 | 0 | 0 | 0 | 0 | 0 | 0 | 0 | 0 | 0 | 0 | 0 | 0 | FALSE | 0% | 0% | 0% | 0% | 0% | 0% | FALSE | 0% | 0% | 0% | 0% | 0% | FALSE | 0% | 0% | 0% | 0% | 0% | 0% | 0% | 0% | N/A | N/A
| 967 | N/A | N/A | N/A | N/A | N/A | N/A | N/A | N/A | N/A | N/A | N/A | N/A | N/A | N/A | 0% | 0 | N/A | 0% | FALSE | 0 | 1 | N/A | N/A | N/A | N/A | N/A | FALSE | FALSE | TRUE | 0 | 0 | 0 | 0 | 0 | 0 | 0 | 0 | 0 | 0 | 0 | 0 | 0 | 0 | 0 | 0 | 0 | 0 | 0 | 0 | 0 | 0 | 0 | 0 | 0 | 0 | 0 | 0 | 0 | 0 | 0% | 0% | 0% | 0% | 0% | 0 | 0 | 0 | 0 | 0 | 0 | 0 | 0 | 0 | 0 | 0 | 0 | 0 | 0 | 0 | 0 | 0 | 0 | 0 | 0 | 0 | 0 | 0 | 0 | 0 | 0 | 0 | 0 | 0 | 0 | FALSE | 0% | 0% | 0% | 0% | 0% | 0% | FALSE | 0% | 0% | 0% | 0% | 0% | FALSE | 0% | 0% | 0% | 0% | 0% | 0% | 0% | 0% | N/A | N/A
| 968 | N/A | N/A | N/A | N/A | N/A | N/A | N/A | N/A | N/A | N/A | N/A | N/A | N/A | N/A | 0% | 0 | N/A | 0% | FALSE | 0 | 1 | N/A | N/A | N/A | N/A | N/A | FALSE | FALSE | TRUE | 0 | 0 | 0 | 0 | 0 | 0 | 0 | 0 | 0 | 0 | 0 | 0 | 0 | 0 | 0 | 0 | 0 | 0 | 0 | 0 | 0 | 0 | 0 | 0 | 0 | 0 | 0 | 0 | 0 | 0 | 0% | 0% | 0% | 0% | 0% | 0 | 0 | 0 | 0 | 0 | 0 | 0 | 0 | 0 | 0 | 0 | 0 | 0 | 0 | 0 | 0 | 0 | 0 | 0 | 0 | 0 | 0 | 0 | 0 | 0 | 0 | 0 | 0 | 0 | 0 | FALSE | 0% | 0% | 0% | 0% | 0% | 0% | FALSE | 0% | 0% | 0% | 0% | 0% | FALSE | 0% | 0% | 0% | 0% | 0% | 0% | 0% | 0% | N/A | N/A
| 969 | N/A | N/A | N/A | N/A | N/A | N/A | N/A | N/A | N/A | N/A | N/A | N/A | N/A | N/A | 0% | 0 | N/A | 0% | FALSE | 0 | 1 | N/A | N/A | N/A | N/A | N/A | FALSE | FALSE | TRUE | 0 | 0 | 0 | 0 | 0 | 0 | 0 | 0 | 0 | 0 | 0 | 0 | 0 | 0 | 0 | 0 | 0 | 0 | 0 | 0 | 0 | 0 | 0 | 0 | 0 | 0 | 0 | 0 | 0 | 0 | 0% | 0% | 0% | 0% | 0% | 0 | 0 | 0 | 0 | 0 | 0 | 0 | 0 | 0 | 0 | 0 | 0 | 0 | 0 | 0 | 0 | 0 | 0 | 0 | 0 | 0 | 0 | 0 | 0 | 0 | 0 | 0 | 0 | 0 | 0 | FALSE | 0% | 0% | 0% | 0% | 0% | 0% | FALSE | 0% | 0% | 0% | 0% | 0% | FALSE | 0% | 0% | 0% | 0% | 0% | 0% | 0% | 0% | N/A | N/A
| 970 | N/A | N/A | N/A | N/A | N/A | N/A | N/A | N/A | N/A | N/A | N/A | N/A | N/A | N/A | 0% | 0 | N/A | 0% | FALSE | 0 | 1 | N/A | N/A | N/A | N/A | N/A | FALSE | FALSE | TRUE | 0 | 0 | 0 | 0 | 0 | 0 | 0 | 0 | 0 | 0 | 0 | 0 | 0 | 0 | 0 | 0 | 0 | 0 | 0 | 0 | 0 | 0 | 0 | 0 | 0 | 0 | 0 | 0 | 0 | 0 | 0% | 0% | 0% | 0% | 0% | 0 | 0 | 0 | 0 | 0 | 0 | 0 | 0 | 0 | 0 | 0 | 0 | 0 | 0 | 0 | 0 | 0 | 0 | 0 | 0 | 0 | 0 | 0 | 0 | 0 | 0 | 0 | 0 | 0 | 0 | FALSE | 0% | 0% | 0% | 0% | 0% | 0% | FALSE | 0% | 0% | 0% | 0% | 0% | FALSE | 0% | 0% | 0% | 0% | 0% | 0% | 0% | 0% | N/A | N/A
| 971 | N/A | N/A | N/A | N/A | N/A | N/A | N/A | N/A | N/A | N/A | N/A | N/A | N/A | N/A | 0% | 0 | N/A | 0% | FALSE | 0 | 1 | N/A | N/A | N/A | N/A | N/A | FALSE | FALSE | TRUE | 0 | 0 | 0 | 0 | 0 | 0 | 0 | 0 | 0 | 0 | 0 | 0 | 0 | 0 | 0 | 0 | 0 | 0 | 0 | 0 | 0 | 0 | 0 | 0 | 0 | 0 | 0 | 0 | 0 | 0 | 0% | 0% | 0% | 0% | 0% | 0 | 0 | 0 | 0 | 0 | 0 | 0 | 0 | 0 | 0 | 0 | 0 | 0 | 0 | 0 | 0 | 0 | 0 | 0 | 0 | 0 | 0 | 0 | 0 | 0 | 0 | 0 | 0 | 0 | 0 | FALSE | 0% | 0% | 0% | 0% | 0% | 0% | FALSE | 0% | 0% | 0% | 0% | 0% | FALSE | 0% | 0% | 0% | 0% | 0% | 0% | 0% | 0% | N/A | N/A
| 972 | N/A | N/A | N/A | N/A | N/A | N/A | N/A | N/A | N/A | N/A | N/A | N/A | N/A | N/A | 0% | 0 | N/A | 0% | FALSE | 0 | 1 | N/A | N/A | N/A | N/A | N/A | FALSE | FALSE | TRUE | 0 | 0 | 0 | 0 | 0 | 0 | 0 | 0 | 0 | 0 | 0 | 0 | 0 | 0 | 0 | 0 | 0 | 0 | 0 | 0 | 0 | 0 | 0 | 0 | 0 | 0 | 0 | 0 | 0 | 0 | 0% | 0% | 0% | 0% | 0% | 0 | 0 | 0 | 0 | 0 | 0 | 0 | 0 | 0 | 0 | 0 | 0 | 0 | 0 | 0 | 0 | 0 | 0 | 0 | 0 | 0 | 0 | 0 | 0 | 0 | 0 | 0 | 0 | 0 | 0 | FALSE | 0% | 0% | 0% | 0% | 0% | 0% | FALSE | 0% | 0% | 0% | 0% | 0% | FALSE | 0% | 0% | 0% | 0% | 0% | 0% | 0% | 0% | N/A | N/A
| 973 | N/A | N/A | N/A | N/A | N/A | N/A | N/A | N/A | N/A | N/A | N/A | N/A | N/A | N/A | 0% | 0 | N/A | 0% | FALSE | 0 | 1 | N/A | N/A | N/A | N/A | N/A | FALSE | FALSE | TRUE | 0 | 0 | 0 | 0 | 0 | 0 | 0 | 0 | 0 | 0 | 0 | 0 | 0 | 0 | 0 | 0 | 0 | 0 | 0 | 0 | 0 | 0 | 0 | 0 | 0 | 0 | 0 | 0 | 0 | 0 | 0% | 0% | 0% | 0% | 0% | 0 | 0 | 0 | 0 | 0 | 0 | 0 | 0 | 0 | 0 | 0 | 0 | 0 | 0 | 0 | 0 | 0 | 0 | 0 | 0 | 0 | 0 | 0 | 0 | 0 | 0 | 0 | 0 | 0 | 0 | FALSE | 0% | 0% | 0% | 0% | 0% | 0% | FALSE | 0% | 0% | 0% | 0% | 0% | FALSE | 0% | 0% | 0% | 0% | 0% | 0% | 0% | 0% | N/A | N/A
| 974 | N/A | N/A | N/A | N/A | N/A | N/A | N/A | N/A | N/A | N/A | N/A | N/A | N/A | N/A | 0% | 0 | N/A | 0% | FALSE | 0 | 1 | N/A | N/A | N/A | N/A | N/A | FALSE | FALSE | TRUE | 0 | 0 | 0 | 0 | 0 | 0 | 0 | 0 | 0 | 0 | 0 | 0 | 0 | 0 | 0 | 0 | 0 | 0 | 0 | 0 | 0 | 0 | 0 | 0 | 0 | 0 | 0 | 0 | 0 | 0 | 0% | 0% | 0% | 0% | 0% | 0 | 0 | 0 | 0 | 0 | 0 | 0 | 0 | 0 | 0 | 0 | 0 | 0 | 0 | 0 | 0 | 0 | 0 | 0 | 0 | 0 | 0 | 0 | 0 | 0 | 0 | 0 | 0 | 0 | 0 | FALSE | 0% | 0% | 0% | 0% | 0% | 0% | FALSE | 0% | 0% | 0% | 0% | 0% | FALSE | 0% | 0% | 0% | 0% | 0% | 0% | 0% | 0% | N/A | N/A
| 975 | N/A | N/A | N/A | N/A | N/A | N/A | N/A | N/A | N/A | N/A | N/A | N/A | N/A | N/A | 0% | 0 | N/A | 0% | FALSE | 0 | 1 | N/A | N/A | N/A | N/A | N/A | FALSE | FALSE | TRUE | 0 | 0 | 0 | 0 | 0 | 0 | 0 | 0 | 0 | 0 | 0 | 0 | 0 | 0 | 0 | 0 | 0 | 0 | 0 | 0 | 0 | 0 | 0 | 0 | 0 | 0 | 0 | 0 | 0 | 0 | 0% | 0% | 0% | 0% | 0% | 0 | 0 | 0 | 0 | 0 | 0 | 0 | 0 | 0 | 0 | 0 | 0 | 0 | 0 | 0 | 0 | 0 | 0 | 0 | 0 | 0 | 0 | 0 | 0 | 0 | 0 | 0 | 0 | 0 | 0 | FALSE | 0% | 0% | 0% | 0% | 0% | 0% | FALSE | 0% | 0% | 0% | 0% | 0% | FALSE | 0% | 0% | 0% | 0% | 0% | 0% | 0% | 0% | N/A | N/A
| 976 | N/A | N/A | N/A | N/A | N/A | N/A | N/A | N/A | N/A | N/A | N/A | N/A | N/A | N/A | 0% | 0 | N/A | 0% | FALSE | 0 | 1 | N/A | N/A | N/A | N/A | N/A | FALSE | FALSE | TRUE | 0 | 0 | 0 | 0 | 0 | 0 | 0 | 0 | 0 | 0 | 0 | 0 | 0 | 0 | 0 | 0 | 0 | 0 | 0 | 0 | 0 | 0 | 0 | 0 | 0 | 0 | 0 | 0 | 0 | 0 | 0% | 0% | 0% | 0% | 0% | 0 | 0 | 0 | 0 | 0 | 0 | 0 | 0 | 0 | 0 | 0 | 0 | 0 | 0 | 0 | 0 | 0 | 0 | 0 | 0 | 0 | 0 | 0 | 0 | 0 | 0 | 0 | 0 | 0 | 0 | FALSE | 0% | 0% | 0% | 0% | 0% | 0% | FALSE | 0% | 0% | 0% | 0% | 0% | FALSE | 0% | 0% | 0% | 0% | 0% | 0% | 0% | 0% | N/A | N/A
| 977 | N/A | N/A | N/A | N/A | N/A | N/A | N/A | N/A | N/A | N/A | N/A | N/A | N/A | N/A | 0% | 0 | N/A | 0% | FALSE | 0 | 1 | N/A | N/A | N/A | N/A | N/A | FALSE | FALSE | TRUE | 0 | 0 | 0 | 0 | 0 | 0 | 0 | 0 | 0 | 0 | 0 | 0 | 0 | 0 | 0 | 0 | 0 | 0 | 0 | 0 | 0 | 0 | 0 | 0 | 0 | 0 | 0 | 0 | 0 | 0 | 0% | 0% | 0% | 0% | 0% | 0 | 0 | 0 | 0 | 0 | 0 | 0 | 0 | 0 | 0 | 0 | 0 | 0 | 0 | 0 | 0 | 0 | 0 | 0 | 0 | 0 | 0 | 0 | 0 | 0 | 0 | 0 | 0 | 0 | 0 | FALSE | 0% | 0% | 0% | 0% | 0% | 0% | FALSE | 0% | 0% | 0% | 0% | 0% | FALSE | 0% | 0% | 0% | 0% | 0% | 0% | 0% | 0% | N/A | N/A
| 978 | N/A | N/A | N/A | N/A | N/A | N/A | N/A | N/A | N/A | N/A | N/A | N/A | N/A | N/A | 0% | 0 | N/A | 0% | FALSE | 0 | 1 | N/A | N/A | N/A | N/A | N/A | FALSE | FALSE | TRUE | 0 | 0 | 0 | 0 | 0 | 0 | 0 | 0 | 0 | 0 | 0 | 0 | 0 | 0 | 0 | 0 | 0 | 0 | 0 | 0 | 0 | 0 | 0 | 0 | 0 | 0 | 0 | 0 | 0 | 0 | 0% | 0% | 0% | 0% | 0% | 0 | 0 | 0 | 0 | 0 | 0 | 0 | 0 | 0 | 0 | 0 | 0 | 0 | 0 | 0 | 0 | 0 | 0 | 0 | 0 | 0 | 0 | 0 | 0 | 0 | 0 | 0 | 0 | 0 | 0 | FALSE | 0% | 0% | 0% | 0% | 0% | 0% | FALSE | 0% | 0% | 0% | 0% | 0% | FALSE | 0% | 0% | 0% | 0% | 0% | 0% | 0% | 0% | N/A | N/A
| 979 | N/A | N/A | N/A | N/A | N/A | N/A | N/A | N/A | N/A | N/A | N/A | N/A | N/A | N/A | 0% | 0 | N/A | 0% | FALSE | 0 | 1 | N/A | N/A | N/A | N/A | N/A | FALSE | FALSE | TRUE | 0 | 0 | 0 | 0 | 0 | 0 | 0 | 0 | 0 | 0 | 0 | 0 | 0 | 0 | 0 | 0 | 0 | 0 | 0 | 0 | 0 | 0 | 0 | 0 | 0 | 0 | 0 | 0 | 0 | 0 | 0% | 0% | 0% | 0% | 0% | 0 | 0 | 0 | 0 | 0 | 0 | 0 | 0 | 0 | 0 | 0 | 0 | 0 | 0 | 0 | 0 | 0 | 0 | 0 | 0 | 0 | 0 | 0 | 0 | 0 | 0 | 0 | 0 | 0 | 0 | FALSE | 0% | 0% | 0% | 0% | 0% | 0% | FALSE | 0% | 0% | 0% | 0% | 0% | FALSE | 0% | 0% | 0% | 0% | 0% | 0% | 0% | 0% | N/A | N/A
| 980 | N/A | N/A | N/A | N/A | N/A | N/A | N/A | N/A | N/A | N/A | N/A | N/A | N/A | N/A | 0% | 0 | N/A | 0% | FALSE | 0 | 1 | N/A | N/A | N/A | N/A | N/A | FALSE | FALSE | TRUE | 0 | 0 | 0 | 0 | 0 | 0 | 0 | 0 | 0 | 0 | 0 | 0 | 0 | 0 | 0 | 0 | 0 | 0 | 0 | 0 | 0 | 0 | 0 | 0 | 0 | 0 | 0 | 0 | 0 | 0 | 0% | 0% | 0% | 0% | 0% | 0 | 0 | 0 | 0 | 0 | 0 | 0 | 0 | 0 | 0 | 0 | 0 | 0 | 0 | 0 | 0 | 0 | 0 | 0 | 0 | 0 | 0 | 0 | 0 | 0 | 0 | 0 | 0 | 0 | 0 | FALSE | 0% | 0% | 0% | 0% | 0% | 0% | FALSE | 0% | 0% | 0% | 0% | 0% | FALSE | 0% | 0% | 0% | 0% | 0% | 0% | 0% | 0% | N/A | N/A
| 981 | N/A | N/A | N/A | N/A | N/A | N/A | N/A | N/A | N/A | N/A | N/A | N/A | N/A | N/A | 0% | 0 | N/A | 0% | FALSE | 0 | 1 | N/A | N/A | N/A | N/A | N/A | FALSE | FALSE | TRUE | 0 | 0 | 0 | 0 | 0 | 0 | 0 | 0 | 0 | 0 | 0 | 0 | 0 | 0 | 0 | 0 | 0 | 0 | 0 | 0 | 0 | 0 | 0 | 0 | 0 | 0 | 0 | 0 | 0 | 0 | 0% | 0% | 0% | 0% | 0% | 0 | 0 | 0 | 0 | 0 | 0 | 0 | 0 | 0 | 0 | 0 | 0 | 0 | 0 | 0 | 0 | 0 | 0 | 0 | 0 | 0 | 0 | 0 | 0 | 0 | 0 | 0 | 0 | 0 | 0 | FALSE | 0% | 0% | 0% | 0% | 0% | 0% | FALSE | 0% | 0% | 0% | 0% | 0% | FALSE | 0% | 0% | 0% | 0% | 0% | 0% | 0% | 0% | N/A | N/A
| 982 | N/A | N/A | N/A | N/A | N/A | N/A | N/A | N/A | N/A | N/A | N/A | N/A | N/A | N/A | 0% | 0 | N/A | 0% | FALSE | 0 | 1 | N/A | N/A | N/A | N/A | N/A | FALSE | FALSE | TRUE | 0 | 0 | 0 | 0 | 0 | 0 | 0 | 0 | 0 | 0 | 0 | 0 | 0 | 0 | 0 | 0 | 0 | 0 | 0 | 0 | 0 | 0 | 0 | 0 | 0 | 0 | 0 | 0 | 0 | 0 | 0% | 0% | 0% | 0% | 0% | 0 | 0 | 0 | 0 | 0 | 0 | 0 | 0 | 0 | 0 | 0 | 0 | 0 | 0 | 0 | 0 | 0 | 0 | 0 | 0 | 0 | 0 | 0 | 0 | 0 | 0 | 0 | 0 | 0 | 0 | FALSE | 0% | 0% | 0% | 0% | 0% | 0% | FALSE | 0% | 0% | 0% | 0% | 0% | FALSE | 0% | 0% | 0% | 0% | 0% | 0% | 0% | 0% | N/A | N/A
| 983 | N/A | N/A | N/A | N/A | N/A | N/A | N/A | N/A | N/A | N/A | N/A | N/A | N/A | N/A | 0% | 0 | N/A | 0% | FALSE | 0 | 1 | N/A | N/A | N/A | N/A | N/A | FALSE | FALSE | TRUE | 0 | 0 | 0 | 0 | 0 | 0 | 0 | 0 | 0 | 0 | 0 | 0 | 0 | 0 | 0 | 0 | 0 | 0 | 0 | 0 | 0 | 0 | 0 | 0 | 0 | 0 | 0 | 0 | 0 | 0 | 0% | 0% | 0% | 0% | 0% | 0 | 0 | 0 | 0 | 0 | 0 | 0 | 0 | 0 | 0 | 0 | 0 | 0 | 0 | 0 | 0 | 0 | 0 | 0 | 0 | 0 | 0 | 0 | 0 | 0 | 0 | 0 | 0 | 0 | 0 | FALSE | 0% | 0% | 0% | 0% | 0% | 0% | FALSE | 0% | 0% | 0% | 0% | 0% | FALSE | 0% | 0% | 0% | 0% | 0% | 0% | 0% | 0% | N/A | N/A
| 984 | N/A | N/A | N/A | N/A | N/A | N/A | N/A | N/A | N/A | N/A | N/A | N/A | N/A | N/A | 0% | 0 | N/A | 0% | FALSE | 0 | 1 | N/A | N/A | N/A | N/A | N/A | FALSE | FALSE | TRUE | 0 | 0 | 0 | 0 | 0 | 0 | 0 | 0 | 0 | 0 | 0 | 0 | 0 | 0 | 0 | 0 | 0 | 0 | 0 | 0 | 0 | 0 | 0 | 0 | 0 | 0 | 0 | 0 | 0 | 0 | 0% | 0% | 0% | 0% | 0% | 0 | 0 | 0 | 0 | 0 | 0 | 0 | 0 | 0 | 0 | 0 | 0 | 0 | 0 | 0 | 0 | 0 | 0 | 0 | 0 | 0 | 0 | 0 | 0 | 0 | 0 | 0 | 0 | 0 | 0 | FALSE | 0% | 0% | 0% | 0% | 0% | 0% | FALSE | 0% | 0% | 0% | 0% | 0% | FALSE | 0% | 0% | 0% | 0% | 0% | 0% | 0% | 0% | N/A | N/A
| 985 | N/A | N/A | N/A | N/A | N/A | N/A | N/A | N/A | N/A | N/A | N/A | N/A | N/A | N/A | 0% | 0 | N/A | 0% | FALSE | 0 | 1 | N/A | N/A | N/A | N/A | N/A | FALSE | FALSE | TRUE | 0 | 0 | 0 | 0 | 0 | 0 | 0 | 0 | 0 | 0 | 0 | 0 | 0 | 0 | 0 | 0 | 0 | 0 | 0 | 0 | 0 | 0 | 0 | 0 | 0 | 0 | 0 | 0 | 0 | 0 | 0% | 0% | 0% | 0% | 0% | 0 | 0 | 0 | 0 | 0 | 0 | 0 | 0 | 0 | 0 | 0 | 0 | 0 | 0 | 0 | 0 | 0 | 0 | 0 | 0 | 0 | 0 | 0 | 0 | 0 | 0 | 0 | 0 | 0 | 0 | FALSE | 0% | 0% | 0% | 0% | 0% | 0% | FALSE | 0% | 0% | 0% | 0% | 0% | FALSE | 0% | 0% | 0% | 0% | 0% | 0% | 0% | 0% | N/A | N/A
| 986 | N/A | N/A | N/A | N/A | N/A | N/A | N/A | N/A | N/A | N/A | N/A | N/A | N/A | N/A | 0% | 0 | N/A | 0% | FALSE | 0 | 1 | N/A | N/A | N/A | N/A | N/A | FALSE | FALSE | TRUE | 0 | 0 | 0 | 0 | 0 | 0 | 0 | 0 | 0 | 0 | 0 | 0 | 0 | 0 | 0 | 0 | 0 | 0 | 0 | 0 | 0 | 0 | 0 | 0 | 0 | 0 | 0 | 0 | 0 | 0 | 0% | 0% | 0% | 0% | 0% | 0 | 0 | 0 | 0 | 0 | 0 | 0 | 0 | 0 | 0 | 0 | 0 | 0 | 0 | 0 | 0 | 0 | 0 | 0 | 0 | 0 | 0 | 0 | 0 | 0 | 0 | 0 | 0 | 0 | 0 | FALSE | 0% | 0% | 0% | 0% | 0% | 0% | FALSE | 0% | 0% | 0% | 0% | 0% | FALSE | 0% | 0% | 0% | 0% | 0% | 0% | 0% | 0% | N/A | N/A
| 987 | N/A | N/A | N/A | N/A | N/A | N/A | N/A | N/A | N/A | N/A | N/A | N/A | N/A | N/A | 0% | 0 | N/A | 0% | FALSE | 0 | 1 | N/A | N/A | N/A | N/A | N/A | FALSE | FALSE | TRUE | 0 | 0 | 0 | 0 | 0 | 0 | 0 | 0 | 0 | 0 | 0 | 0 | 0 | 0 | 0 | 0 | 0 | 0 | 0 | 0 | 0 | 0 | 0 | 0 | 0 | 0 | 0 | 0 | 0 | 0 | 0% | 0% | 0% | 0% | 0% | 0 | 0 | 0 | 0 | 0 | 0 | 0 | 0 | 0 | 0 | 0 | 0 | 0 | 0 | 0 | 0 | 0 | 0 | 0 | 0 | 0 | 0 | 0 | 0 | 0 | 0 | 0 | 0 | 0 | 0 | FALSE | 0% | 0% | 0% | 0% | 0% | 0% | FALSE | 0% | 0% | 0% | 0% | 0% | FALSE | 0% | 0% | 0% | 0% | 0% | 0% | 0% | 0% | N/A | N/A
| 988 | N/A | N/A | N/A | N/A | N/A | N/A | N/A | N/A | N/A | N/A | N/A | N/A | N/A | N/A | 0% | 0 | N/A | 0% | FALSE | 0 | 1 | N/A | N/A | N/A | N/A | N/A | FALSE | FALSE | TRUE | 0 | 0 | 0 | 0 | 0 | 0 | 0 | 0 | 0 | 0 | 0 | 0 | 0 | 0 | 0 | 0 | 0 | 0 | 0 | 0 | 0 | 0 | 0 | 0 | 0 | 0 | 0 | 0 | 0 | 0 | 0% | 0% | 0% | 0% | 0% | 0 | 0 | 0 | 0 | 0 | 0 | 0 | 0 | 0 | 0 | 0 | 0 | 0 | 0 | 0 | 0 | 0 | 0 | 0 | 0 | 0 | 0 | 0 | 0 | 0 | 0 | 0 | 0 | 0 | 0 | FALSE | 0% | 0% | 0% | 0% | 0% | 0% | FALSE | 0% | 0% | 0% | 0% | 0% | FALSE | 0% | 0% | 0% | 0% | 0% | 0% | 0% | 0% | N/A | N/A
| 989 | N/A | N/A | N/A | N/A | N/A | N/A | N/A | N/A | N/A | N/A | N/A | N/A | N/A | N/A | 0% | 0 | N/A | 0% | FALSE | 0 | 1 | N/A | N/A | N/A | N/A | N/A | FALSE | FALSE | TRUE | 0 | 0 | 0 | 0 | 0 | 0 | 0 | 0 | 0 | 0 | 0 | 0 | 0 | 0 | 0 | 0 | 0 | 0 | 0 | 0 | 0 | 0 | 0 | 0 | 0 | 0 | 0 | 0 | 0 | 0 | 0% | 0% | 0% | 0% | 0% | 0 | 0 | 0 | 0 | 0 | 0 | 0 | 0 | 0 | 0 | 0 | 0 | 0 | 0 | 0 | 0 | 0 | 0 | 0 | 0 | 0 | 0 | 0 | 0 | 0 | 0 | 0 | 0 | 0 | 0 | FALSE | 0% | 0% | 0% | 0% | 0% | 0% | FALSE | 0% | 0% | 0% | 0% | 0% | FALSE | 0% | 0% | 0% | 0% | 0% | 0% | 0% | 0% | N/A | N/A
| 990 | N/A | N/A | N/A | N/A | N/A | N/A | N/A | N/A | N/A | N/A | N/A | N/A | N/A | N/A | 0% | 0 | N/A | 0% | FALSE | 0 | 1 | N/A | N/A | N/A | N/A | N/A | FALSE | FALSE | TRUE | 0 | 0 | 0 | 0 | 0 | 0 | 0 | 0 | 0 | 0 | 0 | 0 | 0 | 0 | 0 | 0 | 0 | 0 | 0 | 0 | 0 | 0 | 0 | 0 | 0 | 0 | 0 | 0 | 0 | 0 | 0% | 0% | 0% | 0% | 0% | 0 | 0 | 0 | 0 | 0 | 0 | 0 | 0 | 0 | 0 | 0 | 0 | 0 | 0 | 0 | 0 | 0 | 0 | 0 | 0 | 0 | 0 | 0 | 0 | 0 | 0 | 0 | 0 | 0 | 0 | FALSE | 0% | 0% | 0% | 0% | 0% | 0% | FALSE | 0% | 0% | 0% | 0% | 0% | FALSE | 0% | 0% | 0% | 0% | 0% | 0% | 0% | 0% | N/A | N/A
| 991 | N/A | N/A | N/A | N/A | N/A | N/A | N/A | N/A | N/A | N/A | N/A | N/A | N/A | N/A | 0% | 0 | N/A | 0% | FALSE | 0 | 1 | N/A | N/A | N/A | N/A | N/A | FALSE | FALSE | TRUE | 0 | 0 | 0 | 0 | 0 | 0 | 0 | 0 | 0 | 0 | 0 | 0 | 0 | 0 | 0 | 0 | 0 | 0 | 0 | 0 | 0 | 0 | 0 | 0 | 0 | 0 | 0 | 0 | 0 | 0 | 0% | 0% | 0% | 0% | 0% | 0 | 0 | 0 | 0 | 0 | 0 | 0 | 0 | 0 | 0 | 0 | 0 | 0 | 0 | 0 | 0 | 0 | 0 | 0 | 0 | 0 | 0 | 0 | 0 | 0 | 0 | 0 | 0 | 0 | 0 | FALSE | 0% | 0% | 0% | 0% | 0% | 0% | FALSE | 0% | 0% | 0% | 0% | 0% | FALSE | 0% | 0% | 0% | 0% | 0% | 0% | 0% | 0% | N/A | N/A
| 992 | N/A | N/A | N/A | N/A | N/A | N/A | N/A | N/A | N/A | N/A | N/A | N/A | N/A | N/A | 0% | 0 | N/A | 0% | FALSE | 0 | 1 | N/A | N/A | N/A | N/A | N/A | FALSE | FALSE | TRUE | 0 | 0 | 0 | 0 | 0 | 0 | 0 | 0 | 0 | 0 | 0 | 0 | 0 | 0 | 0 | 0 | 0 | 0 | 0 | 0 | 0 | 0 | 0 | 0 | 0 | 0 | 0 | 0 | 0 | 0 | 0% | 0% | 0% | 0% | 0% | 0 | 0 | 0 | 0 | 0 | 0 | 0 | 0 | 0 | 0 | 0 | 0 | 0 | 0 | 0 | 0 | 0 | 0 | 0 | 0 | 0 | 0 | 0 | 0 | 0 | 0 | 0 | 0 | 0 | 0 | FALSE | 0% | 0% | 0% | 0% | 0% | 0% | FALSE | 0% | 0% | 0% | 0% | 0% | FALSE | 0% | 0% | 0% | 0% | 0% | 0% | 0% | 0% | N/A | N/A
| 993 | N/A | N/A | N/A | N/A | N/A | N/A | N/A | N/A | N/A | N/A | N/A | N/A | N/A | N/A | 0% | 0 | N/A | 0% | FALSE | 0 | 1 | N/A | N/A | N/A | N/A | N/A | FALSE | FALSE | TRUE | 0 | 0 | 0 | 0 | 0 | 0 | 0 | 0 | 0 | 0 | 0 | 0 | 0 | 0 | 0 | 0 | 0 | 0 | 0 | 0 | 0 | 0 | 0 | 0 | 0 | 0 | 0 | 0 | 0 | 0 | 0% | 0% | 0% | 0% | 0% | 0 | 0 | 0 | 0 | 0 | 0 | 0 | 0 | 0 | 0 | 0 | 0 | 0 | 0 | 0 | 0 | 0 | 0 | 0 | 0 | 0 | 0 | 0 | 0 | 0 | 0 | 0 | 0 | 0 | 0 | FALSE | 0% | 0% | 0% | 0% | 0% | 0% | FALSE | 0% | 0% | 0% | 0% | 0% | FALSE | 0% | 0% | 0% | 0% | 0% | 0% | 0% | 0% | N/A | N/A
| 994 | N/A | N/A | N/A | N/A | N/A | N/A | N/A | N/A | N/A | N/A | N/A | N/A | N/A | N/A | 0% | 0 | N/A | 0% | FALSE | 0 | 1 | N/A | N/A | N/A | N/A | N/A | FALSE | FALSE | TRUE | 0 | 0 | 0 | 0 | 0 | 0 | 0 | 0 | 0 | 0 | 0 | 0 | 0 | 0 | 0 | 0 | 0 | 0 | 0 | 0 | 0 | 0 | 0 | 0 | 0 | 0 | 0 | 0 | 0 | 0 | 0% | 0% | 0% | 0% | 0% | 0 | 0 | 0 | 0 | 0 | 0 | 0 | 0 | 0 | 0 | 0 | 0 | 0 | 0 | 0 | 0 | 0 | 0 | 0 | 0 | 0 | 0 | 0 | 0 | 0 | 0 | 0 | 0 | 0 | 0 | FALSE | 0% | 0% | 0% | 0% | 0% | 0% | FALSE | 0% | 0% | 0% | 0% | 0% | FALSE | 0% | 0% | 0% | 0% | 0% | 0% | 0% | 0% | N/A | N/A
| 995 | N/A | N/A | N/A | N/A | N/A | N/A | N/A | N/A | N/A | N/A | N/A | N/A | N/A | N/A | 0% | 0 | N/A | 0% | FALSE | 0 | 1 | N/A | N/A | N/A | N/A | N/A | FALSE | FALSE | TRUE | 0 | 0 | 0 | 0 | 0 | 0 | 0 | 0 | 0 | 0 | 0 | 0 | 0 | 0 | 0 | 0 | 0 | 0 | 0 | 0 | 0 | 0 | 0 | 0 | 0 | 0 | 0 | 0 | 0 | 0 | 0% | 0% | 0% | 0% | 0% | 0 | 0 | 0 | 0 | 0 | 0 | 0 | 0 | 0 | 0 | 0 | 0 | 0 | 0 | 0 | 0 | 0 | 0 | 0 | 0 | 0 | 0 | 0 | 0 | 0 | 0 | 0 | 0 | 0 | 0 | FALSE | 0% | 0% | 0% | 0% | 0% | 0% | FALSE | 0% | 0% | 0% | 0% | 0% | FALSE | 0% | 0% | 0% | 0% | 0% | 0% | 0% | 0% | N/A | N/A
| 996 | N/A | N/A | N/A | N/A | N/A | N/A | N/A | N/A | N/A | N/A | N/A | N/A | N/A | N/A | 0% | 0 | N/A | 0% | FALSE | 0 | 1 | N/A | N/A | N/A | N/A | N/A | FALSE | FALSE | TRUE | 0 | 0 | 0 | 0 | 0 | 0 | 0 | 0 | 0 | 0 | 0 | 0 | 0 | 0 | 0 | 0 | 0 | 0 | 0 | 0 | 0 | 0 | 0 | 0 | 0 | 0 | 0 | 0 | 0 | 0 | 0% | 0% | 0% | 0% | 0% | 0 | 0 | 0 | 0 | 0 | 0 | 0 | 0 | 0 | 0 | 0 | 0 | 0 | 0 | 0 | 0 | 0 | 0 | 0 | 0 | 0 | 0 | 0 | 0 | 0 | 0 | 0 | 0 | 0 | 0 | FALSE | 0% | 0% | 0% | 0% | 0% | 0% | FALSE | 0% | 0% | 0% | 0% | 0% | FALSE | 0% | 0% | 0% | 0% | 0% | 0% | 0% | 0% | N/A | N/A
| 997 | N/A | N/A | N/A | N/A | N/A | N/A | N/A | N/A | N/A | N/A | N/A | N/A | N/A | N/A | 0% | 0 | N/A | 0% | FALSE | 0 | 1 | N/A | N/A | N/A | N/A | N/A | FALSE | FALSE | TRUE | 0 | 0 | 0 | 0 | 0 | 0 | 0 | 0 | 0 | 0 | 0 | 0 | 0 | 0 | 0 | 0 | 0 | 0 | 0 | 0 | 0 | 0 | 0 | 0 | 0 | 0 | 0 | 0 | 0 | 0 | 0% | 0% | 0% | 0% | 0% | 0 | 0 | 0 | 0 | 0 | 0 | 0 | 0 | 0 | 0 | 0 | 0 | 0 | 0 | 0 | 0 | 0 | 0 | 0 | 0 | 0 | 0 | 0 | 0 | 0 | 0 | 0 | 0 | 0 | 0 | FALSE | 0% | 0% | 0% | 0% | 0% | 0% | FALSE | 0% | 0% | 0% | 0% | 0% | FALSE | 0% | 0% | 0% | 0% | 0% | 0% | 0% | 0% | N/A | N/A
| 998 | N/A | N/A | N/A | N/A | N/A | N/A | N/A | N/A | N/A | N/A | N/A | N/A | N/A | N/A | 0% | 0 | N/A | 0% | FALSE | 0 | 1 | N/A | N/A | N/A | N/A | N/A | FALSE | FALSE | TRUE | 0 | 0 | 0 | 0 | 0 | 0 | 0 | 0 | 0 | 0 | 0 | 0 | 0 | 0 | 0 | 0 | 0 | 0 | 0 | 0 | 0 | 0 | 0 | 0 | 0 | 0 | 0 | 0 | 0 | 0 | 0% | 0% | 0% | 0% | 0% | 0 | 0 | 0 | 0 | 0 | 0 | 0 | 0 | 0 | 0 | 0 | 0 | 0 | 0 | 0 | 0 | 0 | 0 | 0 | 0 | 0 | 0 | 0 | 0 | 0 | 0 | 0 | 0 | 0 | 0 | FALSE | 0% | 0% | 0% | 0% | 0% | 0% | FALSE | 0% | 0% | 0% | 0% | 0% | FALSE | 0% | 0% | 0% | 0% | 0% | 0% | 0% | 0% | N/A | N/A
| 999 | N/A | N/A | N/A | N/A | N/A | N/A | N/A | N/A | N/A | N/A | N/A | N/A | N/A | N/A | 0% | 0 | N/A | 0% | FALSE | 0 | 1 | N/A | N/A | N/A | N/A | N/A | FALSE | FALSE | TRUE | 0 | 0 | 0 | 0 | 0 | 0 | 0 | 0 | 0 | 0 | 0 | 0 | 0 | 0 | 0 | 0 | 0 | 0 | 0 | 0 | 0 | 0 | 0 | 0 | 0 | 0 | 0 | 0 | 0 | 0 | 0% | 0% | 0% | 0% | 0% | 0 | 0 | 0 | 0 | 0 | 0 | 0 | 0 | 0 | 0 | 0 | 0 | 0 | 0 | 0 | 0 | 0 | 0 | 0 | 0 | 0 | 0 | 0 | 0 | 0 | 0 | 0 | 0 | 0 | 0 | FALSE | 0% | 0% | 0% | 0% | 0% | 0% | FALSE | 0% | 0% | 0% | 0% | 0% | FALSE | 0% | 0% | 0% | 0% | 0% | 0% | 0% | 0% | N/A | N/A
| 1000 | N/A | N/A | N/A | N/A | N/A | N/A | N/A | N/A | N/A | N/A | N/A | N/A | N/A | N/A | 0% | 0 | N/A | 0% | FALSE | 0 | 1 | N/A | N/A | N/A | N/A | N/A | FALSE | FALSE | TRUE | 0 | 0 | 0 | 0 | 0 | 0 | 0 | 0 | 0 | 0 | 0 | 0 | 0 | 0 | 0 | 0 | 0 | 0 | 0 | 0 | 0 | 0 | 0 | 0 | 0 | 0 | 0 | 0 | 0 | 0 | 0% | 0% | 0% | 0% | 0% | 0 | 0 | 0 | 0 | 0 | 0 | 0 | 0 | 0 | 0 | 0 | 0 | 0 | 0 | 0 | 0 | 0 | 0 | 0 | 0 | 0 | 0 | 0 | 0 | 0 | 0 | 0 | 0 | 0 | 0 | FALSE | 0% | 0% | 0% | 0% | 0% | 0% | FALSE | 0% | 0% | 0% | 0% | 0% | FALSE | 0% | 0% | 0% | 0% | 0% | 0% | 0% | 0% | N/A | N/A
|  | Total | [28 empty] | 328.5992 | 339.4316 | 272.3655 | 303.8764 | 243.4187 | 1487.6913 | 327.7142 | 339.3206 | 273.0293 | 304.8298 | 244.4779 | 1489.3718 | 28.3064 | 29.0773 | 28.0755 | 28.3664 | 27.4572 | 141.2828 | 6.9013 | 7.0761 | 6.8512 | 6.9288 | 6.7256 | 34.4831 | 362.922 | 375.474 | 307.956 | 340.125 | 278.6608 | 1665.1377 | [5 empty] | 134.6058 | 295.3554 | 344.3593 | 192.5979 | 515.1675 | 1482.086 | 134.9061 | 295.3364 | 344.5437 | 193.0204 | 515.9568 | 1483.7634 | 10.4603 | 25.6824 | 32.7718 | 17.6217 | 54.5201 | 141.0563 | 3.0328 | 6.3604 | 7.8804 | 4.5654 | 12.4997 | 34.3386 | 148.3992 | 327.3793 | 385.1959 | 215.2075 | 582.9765 | 1659.1583
| Number of Rows Check |  | 0 | This checks if there are enough rows in the calculation block above to accommodate all projects, if not, please insert additional rows above the last row and copy formulas accordingly.
| As Incurred Capex Reconciliation: |  | 0
End

## Capex_Outputs
Calculation - Capex Summary (Exclude NCIPAP,Exclude Contingent Projects)
TransGrid Capex Forecast Model
| WB Check |  | 0
| Sheet Check |  | 0
Table of Contents
Summary - As incurred capex
Capex by Cost Type
|  | As Incurred |  | Source | Unit | Basis | Timing | FY24 | FY25 | FY26 | FY27 | FY28 | FY24 - FY28
|  | 1 | Labour | Calculated | $Million | $Real 23 | End Period | 55.1515 | 63.4534 | 45.4028 | 51.4777 | 46.8171 | 262.3025
|  | 2 | Non-Labour | Calculated | $Million | $Real 23 | End Period | 270.5456 | 265.7549 | 221.1464 | 252.3723 | 196.6015 | 1206.4207
|  |  | Total Direct Capex | Calculated | $Million | $Real 23 | End Period | 325.6971 | 329.2083 | 266.5492 | 303.85 | 243.4187 | 1468.7232
|  |  | Escalation | Calculated | $Million | $Real 23 | End Period | -0.87467 | -0.099524 | 0.65611 | 0.95339 | 1.0593 | 1.6946
|  |  | Capitalised Network Overheads | Calculated | $Million | $Real 23 | End Period | 28.123 | 28.4296 | 27.7061 | 28.3647 | 27.4572 | 140.0806
|  |  | Capitalised Corporate Overheads | Calculated | $Million | $Real 23 | End Period | 6.8626 | 6.9396 | 6.7733 | 6.9284 | 6.7256 | 34.2296
|  |  | Total Overheads | Calculated | $Million | $Real 23 | End Period | 34.9857 | 35.3692 | 34.4795 | 35.2931 | 34.1828 | 174.3103
|  |  | Total Capex | Calculated | $Million | $Real 23 | End Period | 359.8081 | 364.4779 | 301.6847 | 340.0965 | 278.6608 | 1644.7281
Total Capex by RAB Asset Class (Escalated + Overhead)
|  | As Incurred |  | Source | Unit | Basis | Timing | FY24 | FY25 | FY26 | FY27 | FY28 | FY24 - FY28
|  | 1 | Transmission Lines | Calculated | $Million | $Real 23 | End Period | 60.7762 | 82.9148 | 116.2577 | 119.3853 | 75.3809 | 454.7149
|  | 2 | Underground Cables | Calculated | $Million | $Real 23 | End Period | 2.0842 | 3.494 | 0.75194 | 0.70822 | 0.72742 | 7.7658
|  | 3 | Substations | Calculated | $Million | $Real 23 | End Period | 97.409 | 130.447 | 86.7452 | 98.9243 | 101.4821 | 515.0076
|  | 4 | Secondary Systems | Calculated | $Million | $Real 23 | End Period | 39.0006 | 56.2416 | 41.7754 | 60.8808 | 33.8278 | 231.7262
|  | 5 | Communications (short life) | Calculated | $Million | $Real 23 | End Period | 11.5451 | 13.5302 | 3.3529 | 5.2458 | 5.6395 | 39.3136
|  | 6 | Business IT | Calculated | $Million | $Real 23 | End Period | 97.6673 | 51.8638 | 31.9778 | 30.4211 | 24.9852 | 236.9152
|  | 7 | Minor Plant, Motor Vehicles & Mobile Plant | Calculated | $Million | $Real 23 | End Period | 9.8248 | 10.5022 | 10.2945 | 10.8302 | 10.539 | 51.9908
|  | 8 | Transmission Line Life Extension | Calculated | $Million | $Real 23 | End Period | 0.58138 | 1.4276 | 0.026135 | 0 | 0 | 2.0351
|  | 9 | Land and Easements | Calculated | $Million | $Real 23 | End Period | 30.0735 | 3.7238 | 0.99605 | 4.1665 | 17.4248 | 56.3846
|  | 10 | Synchronous Condensers | Calculated | $Million | $Real 23 | End Period | 0 | 0 | 0 | 0 | 0 | 0
|  | 11 | Leasehold Land and Property | Calculated | $Million | $Real 23 | End Period | 0 | 0 | 0 | 0 | 0 | 0
|  | 12 | [Spare] | Calculated | $Million | $Real 23 | End Period | 0 | 0 | 0 | 0 | 0 | 0
|  | 13 | [Spare] | Calculated | $Million | $Real 23 | End Period | 0 | 0 | 0 | 0 | 0 | 0
|  | 14 | [Spare] | Calculated | $Million | $Real 23 | End Period | 0 | 0 | 0 | 0 | 0 | 0
|  | 15 | [Spare] | Calculated | $Million | $Real 23 | End Period | 0 | 0 | 0 | 0 | 0 | 0
|  | 16 | [Spare] | Calculated | $Million | $Real 23 | End Period | 0 | 0 | 0 | 0 | 0 | 0
|  | 17 | [Spare] | Calculated | $Million | $Real 23 | End Period | 0 | 0 | 0 | 0 | 0 | 0
|  | 18 | [Spare] | Calculated | $Million | $Real 23 | End Period | 0 | 0 | 0 | 0 | 0 | 0
|  | 19 | Buildings | Calculated | $Million | $Real 23 | End Period | 5.5327 | 4.9675 | 4.0713 | 4.0949 | 3.1776 | 21.8439
|  | 20 | In-house software | Calculated | $Million | $Real 23 | End Period | 5.3133 | 5.3655 | 5.4358 | 5.4393 | 5.4765 | 27.0304
|  |  | Total Capex - As Incurred | Calculated | $Million | $Real 23 | End Period | 359.8081 | 364.4779 | 301.6847 | 340.0965 | 278.6608 | 1644.7281
Total Capex by RIN Category (Escalated + Overhead)
Total Capex by RIN Level 1 (Escalated + Overhead)
|  | As Incurred |  | Source | Unit | Basis | Timing | FY24 | FY25 | FY26 | FY27 | FY28 | FY24 - FY28
|  | 1 | Replacement Expenditure | Calculated | $Million | $Real 23 | End Period | 159.3051 | 178.2021 | 188.3289 | 220.6709 | 137.1596 | 883.6666
|  | 2 | Connections | Calculated | $Million | $Real 23 | End Period | 4.3604 | 10.7077 | 0.19161 | 0.65595 | 2.573 | 18.4887
|  | 3 | Augmentation Expenditure | Calculated | $Million | $Real 23 | End Period | 128.7074 | 106.7897 | 47.0027 | 50.4947 | 71.2954 | 404.2899
|  | 4 | Non-network - ICT | Calculated | $Million | $Real 23 | End Period | 17.3446 | 17.5156 | 17.6714 | 17.728 | 17.7662 | 88.0258
|  | 5 | Non-network - Other | Calculated | $Million | $Real 23 | End Period | 15.1049 | 15.8936 | 14.0106 | 15.2538 | 15.6838 | 75.9468
|  | 6 | Capitalised Network Overheads | Calculated | $Million | $Real 23 | End Period | 28.123 | 28.4296 | 27.7061 | 28.3647 | 27.4572 | 140.0806
|  | 7 | Capitalised Corporate Overheads | Calculated | $Million | $Real 23 | End Period | 6.8626 | 6.9396 | 6.7733 | 6.9284 | 6.7256 | 34.2296
|  | 8 | [Spare] | Calculated | $Million | $Real 23 | End Period | 0 | 0 | 0 | 0 | 0 | 0
|  |  | Total Capex - As Incurred | Calculated | $Million | $Real 23 | End Period | 359.8081 | 364.4779 | 301.6847 | 340.0965 | 278.6608 | 1644.7281
Total Capex by RIN Level 2 (Escalated + Overhead)
|  | As Incurred |  | Source | Unit | Basis | Timing | FY24 | FY25 | FY26 | FY27 | FY28 | FY24 - FY28
|  | 1 | NCIPAP | Calculated | $Million | $Real 23 | End Period | 0 | 0 | 0 | 0 | 0 | 0
|  | 2 | Transmission Lines | Calculated | $Million | $Real 23 | End Period | 59.697 | 73.4782 | 116.2657 | 117.4753 | 64.8387 | 431.755
|  | 3 | Substation | Calculated | $Million | $Real 23 | End Period | 56.5867 | 45.2717 | 45.7168 | 53.7387 | 47.6177 | 248.9315
|  | 4 | Digital Infrastructure | Calculated | $Million | $Real 23 | End Period | 61.7105 | 80.3427 | 53.2746 | 77.5001 | 46.3225 | 319.1505
|  | 5 | Others | Calculated | $Million | $Real 23 | End Period | 0 | 0 | 0 | 0 | 0 | 0
|  | 6 | Augmentations | Calculated | $Million | $Real 23 | End Period | 143.8069 | 118.2618 | 48.764 | 39.4565 | 7.4025 | 357.6916
|  | 7 | Information Technology | Calculated | $Million | $Real 23 | End Period | 17.711 | 17.8849 | 18.1194 | 18.131 | 18.2549 | 90.1013
|  | 8 | Security/Compliance | Calculated | $Million | $Real 23 | End Period | 0 | 0 | 0 | 0 | 0 | 0
|  | 9 | Property | Calculated | $Million | $Real 23 | End Period | 5.5992 | 5.7266 | 4.0713 | 4.7704 | 5.5762 | 25.7436
|  | 10 | Fleet | Calculated | $Million | $Real 23 | End Period | 9.8248 | 10.5022 | 10.2945 | 10.8302 | 10.539 | 51.9908
|  | 11 | Augex - Major Project | Calculated | $Million | $Real 23 | End Period | 0 | 1.0468 | 4.9595 | 17.455 | 75.1306 | 98.592
|  | 12 | Connections | Calculated | $Million | $Real 23 | End Period | 4.872 | 11.963 | 0.21901 | 0.73931 | 2.9785 | 20.7718
|  | 13 | [Spare] | Calculated | $Million | $Real 23 | End Period | 0 | 0 | 0 | 0 | 0 | 0
|  |  | Total Capex - As Incurred | Calculated | $Million | $Real 23 | End Period | 359.8081 | 364.4779 | 301.6847 | 340.0965 | 278.6608 | 1644.7281
Total Capex by RIN Level 3 (Escalated + Overhead)
|  | As Incurred |  | Source | Unit | Basis | Timing | FY24 | FY25 | FY26 | FY27 | FY28 | FY24 - FY28
|  | 1 | NCIPAP | Calculated | $Million | $Real 23 | End Period | 0 | 0 | 0 | 0 | 0 | 0
|  | 2 | Repex | Calculated | $Million | $Real 23 | End Period | 177.9942 | 199.0926 | 215.2571 | 248.7141 | 158.7789 | 999.837
|  | 3 | Augex | Calculated | $Million | $Real 23 | End Period | 148.6788 | 131.2716 | 53.9424 | 57.6509 | 85.5117 | 477.0554
|  | 4 | ICT | Calculated | $Million | $Real 23 | End Period | 17.711 | 17.8849 | 18.1194 | 18.131 | 18.2549 | 90.1013
|  | 5 | Fleet & Property | Calculated | $Million | $Real 23 | End Period | 15.424 | 16.2288 | 14.3658 | 15.6006 | 16.1153 | 77.7344
|  | 6 | [Spare] | Calculated | $Million | $Real 23 | End Period | 0 | 0 | 0 | 0 | 0 | 0
|  | 7 | [Spare] | Calculated | $Million | $Real 23 | End Period | 0 | 0 | 0 | 0 | 0 | 0
|  | 8 | [Spare] | Calculated | $Million | $Real 23 | End Period | 0 | 0 | 0 | 0 | 0 | 0
|  | 9 | [Spare] | Calculated | $Million | $Real 23 | End Period | 0 | 0 | 0 | 0 | 0 | 0
|  | 10 | [Spare] | Calculated | $Million | $Real 23 | End Period | 0 | 0 | 0 | 0 | 0 | 0
|  |  | Total Capex - As Incurred | Calculated | $Million | $Real 23 | End Period | 359.8081 | 364.4779 | 301.6847 | 340.0965 | 278.6608 | 1644.7281
Checks - As incurred
|  | Checks | [5 empty] | FY24 | FY25 | FY26 | FY27 | FY28 | FY24 - FY28
|  |  | Direct Capex - As Incurred |  |  |  |  | 328.5992 | 339.4316 | 272.3655 | 303.8764 | 243.4187 | 1487.6913
|  |  | NCIPAP Adjustment |  |  |  |  | -2.902 | -10.2233 | -5.8163 | -0.026376 | 0 | -18.968
|  |  | Contingent Projects Adjustment |  |  |  |  | 0 | 0 | 0 | 0 | 0 | 0
|  |  | Adjusted Direct Capex |  |  |  |  | 325.6971 | 329.2083 | 266.5492 | 303.85 | 243.4187 | 1468.7232
0 |  |  | Direct Capex by Cost Type AI Reconciliation | Calculated | N/A | N/A | N/A | 0 | 0 | 0 | 0 | 0 | 0
|  | Checks | [5 empty] | FY24 | FY25 | FY26 | FY27 | FY28 | FY24 - FY28
|  |  | Escalated Capex + Overhead: As Incurred |  |  |  |  | 362.922 | 375.474 | 307.956 | 340.125 | 278.6608 | 1665.1377
|  |  | NCIPAP Adjustment |  |  |  |  | -3.1138 | -10.9961 | -6.2713 | -0.028467 | 0 | -20.4097
|  |  | Contingent Projects Adjustment |  |  |  |  | 0 | 0 | 0 | 0 | 0 | 0
|  |  | Adjusted Escalated Capex + OH |  |  |  |  | 359.8081 | 364.4779 | 301.6847 | 340.0965 | 278.6608 | 1644.7281
0 |  |  | Total Capex by Asset Class AI Reconciliation | Calculated | N/A | N/A | N/A | 0 | 0 | 0 | 0 | 0 | 0
|  | Checks | [5 empty] | FY24 | FY25 | FY26 | FY27 | FY28 | FY24 - FY28
|  |  | Escalated Capex + Overhead: As Incurred |  |  |  |  | 362.922 | 375.474 | 307.956 | 340.125 | 278.6608 | 1665.1377
|  |  | NCIPAP Adjustment |  |  |  |  | -3.1138 | -10.9961 | -6.2713 | -0.028467 | 0 | -20.4097
|  |  | Contingent Projects Adjustment |  |  |  |  | 0 | 0 | 0 | 0 | 0 | 0
|  |  | Adjusted Escalated Capex + OH |  |  |  |  | 359.8081 | 364.4779 | 301.6847 | 340.0965 | 278.6608 | 1644.7281
0 |  |  | Total Capex by RIN 1 AI Reconciliation | Calculated | N/A | N/A | N/A | 0 | 0 | 0 | 0 | 0 | 0
|  | Checks | [5 empty] | FY24 | FY25 | FY26 | FY27 | FY28 | FY24 - FY28
|  |  | Escalated Capex + Overhead: As Incurred |  |  |  |  | 362.922 | 375.474 | 307.956 | 340.125 | 278.6608 | 1665.1377
|  |  | NCIPAP Adjustment |  |  |  |  | -3.1138 | -10.9961 | -6.2713 | -0.028467 | 0 | -20.4097
|  |  | Contingent Projects Adjustment |  |  |  |  | 0 | 0 | 0 | 0 | 0 | 0
|  |  | Adjusted Escalated Capex + OH |  |  |  |  | 359.8081 | 364.4779 | 301.6847 | 340.0965 | 278.6608 | 1644.7281
0 |  |  | Total Capex by RIN 2 AI Reconciliation | Calculated | N/A | N/A | N/A | 0 | 0 | 0 | 0 | 0 | 0
|  | Checks | [5 empty] | FY24 | FY25 | FY26 | FY27 | FY28 | FY24 - FY28
|  |  | Escalated Capex + Overhead: As Incurred |  |  |  |  | 362.922 | 375.474 | 307.956 | 340.125 | 278.6608 | 1665.1377
|  |  | NCIPAP Adjustment |  |  |  |  | -3.1138 | -10.9961 | -6.2713 | -0.028467 | 0 | -20.4097
|  |  | Contingent Projects Adjustment |  |  |  |  | 0 | 0 | 0 | 0 | 0 | 0
|  |  | Adjusted Escalated Capex + OH |  |  |  |  | 359.8081 | 364.4779 | 301.6847 | 340.0965 | 278.6608 | 1644.7281
0 |  |  | Total Capex by RIN 3 AI Reconciliation | Calculated | N/A | N/A | N/A | 0 | 0 | 0 | 0 | 0 | 0
Fleet and Property by category 2023-28 ($M, Real 2022-23)
|  | Fleet & Property Escalated Capex |  | Source | Unit | Basis | Timing | FY24 | FY25 | FY26 | FY27 | FY28 | Avg. Annual | FY24 - FY28 | Name | Category
|  |  | Light Commercial | Calculated | $Million | $Real 23 | End Period | 6.9955 | 7.347 | 6.9353 | 6.9341 | 6.3283 | 6.908 | 34.5402 | Light Commercial | Fleet
|  |  | Passenger | Calculated | $Million | $Real 23 | End Period | 0.67914 | 0.55517 | 0.58212 | 0.56595 | 0.92169 | 0.66081 | 3.3041 | Passenger | Fleet
|  |  | Tracking units | Calculated | $Million | $Real 23 | End Period | 0 | 0 | 0 | 0 | 0 | 0 | 0 | Tracking units | Fleet
|  |  | Subtotal Fleet | Calculated | $Million | $Real 23 | End Period | 7.6747 | 7.9021 | 7.5174 | 7.5001 | 7.25 | 7.5689 | 37.8443
|  |  | Agricultural | Calculated | $Million | $Real 23 | End Period | 0 | 0 | 0 | 0 | 0 | 0 | 0 | Agricultural | Plant and equipment
|  |  | Excavation | Calculated | $Million | $Real 23 | End Period | 0 | 0 | 0.21199 | 0 | 0.083678 | 0.059133 | 0.29566 | Excavation | Plant and equipment
|  |  | Heavy Commercial | Calculated | $Million | $Real 23 | End Period | 0.69174 | 0.30124 | 0.46302 | 1.4002 | 0.58017 | 0.68728 | 3.4364 | Heavy Commercial | Plant and equipment
|  |  | Material Handling | Calculated | $Million | $Real 23 | End Period | 0.75311 | 1.2273 | 1.2273 | 1.2831 | 1.1715 | 1.1324 | 5.6622 | Material Handling | Plant and equipment
|  |  | Motorcycle/ATV | Calculated | $Million | $Real 23 | End Period | 0.30459 | 0.02343 | 0.18744 | 0.16401 | 0 | 0.13589 | 0.67947 | Motorcycle/ATV | Plant and equipment
|  |  | Plant | Calculated | $Million | $Real 23 | End Period | 0.016736 | 0.18409 | 0 | 0 | 0.033471 | 0.04686 | 0.2343 | Plant | Plant and equipment
|  |  | Trailer | Calculated | $Million | $Real 23 | End Period | 0.18075 | 0.60248 | 0.4329 | 0.24211 | 0.82005 | 0.45566 | 2.2783 | Trailer | Plant and equipment
|  |  | Other Fleet | Calculated | $Million | $Real 23 | End Period | 0 | 0.044628 | 0 | 0 | 0.31798 | 0.072521 | 0.36261 | Other Fleet | Plant and equipment
|  |  | Subtotal Plant and Equipment | Calculated | $Million | $Real 23 | End Period | 1.9469 | 2.3832 | 2.5226 | 3.0894 | 3.0068 | 2.5898 | 12.9489
|  |  | Haymarket Office | Calculated | $Million | $Real 23 | End Period | 0.0088942 | 0.04675 | 0.086914 | 0.046818 | 0.025645 | 0.043004 | 0.21502 | Haymarket Office | Property
|  |  | Wallgrove Depot | Calculated | $Million | $Real 23 | End Period | 0.19772 | 3.8866 | 0.31243 | 1.6163 | 0.11168 | 1.225 | 6.1248 | Wallgrove Depot | Property
|  |  | Orange Depot | Calculated | $Million | $Real 23 | End Period | 0.12493 | 0 | 0.087635 | 0.46547 | 1.1388 | 0.36337 | 1.8168 | Orange Depot | Property
|  |  | Wagga Depot | Calculated | $Million | $Real 23 | End Period | 0 | 0.18171 | 2.1946 | 0.343 | 0 | 0.54386 | 2.7193 | Wagga Depot | Property
|  |  | Waratah West Depot | Calculated | $Million | $Real 23 | End Period | 4.6502 | 0.35568 | 1.0074 | 0.47725 | 1.7005 | 1.6382 | 8.1911 | Waratah West Depot | Property
|  |  | Tamworth Depot | Calculated | $Million | $Real 23 | End Period | 0.015608 | 0.005815 | 0.020854 | 0.019819 | 0.036517 | 0.019722 | 0.098612 | Tamworth Depot | Property
|  |  | Yass Depot | Calculated | $Million | $Real 23 | End Period | 0.42082 | 0.38837 | 0.26079 | 1.0352 | 0.079328 | 0.4369 | 2.1845 | Yass Depot | Property
|  |  | Depots | Calculated | $Million | $Real 23 | End Period | 0 | 0 | 0 | 0 | 0 | 0 | 0 | Depots | Property
|  |  | Other Property | Calculated | $Million | $Real 23 | End Period | 0.065114 | 0.74345 | 0 | 0.66046 | 2.3344 | 0.76069 | 3.8035 | Other Property | Property
|  |  | Subtotal Property | Calculated | $Million | $Real 23 | End Period | 5.4833 | 5.6083 | 3.9706 | 4.6643 | 5.4269 | 5.0307 | 25.1536
|  |  | Total Non-Network Other | Calculated | $Million | $Real 23 | End Period | 15.1049 | 15.8936 | 14.0106 | 15.2538 | 15.6838 | 15.1894 | 75.9468
|  | Checks |  | Source | Unit | Basis | Timing | FY24 | FY25 | FY26 | FY27 | FY28 | Avg. Annual | FY24 - FY28
|  |  | Non-network - Other | Calculated | N/A | N/A | N/A | 15.1049 | 15.8936 | 14.0106 | 15.2538 | 15.6838 | 15.1894 | 75.9468
0 |  |  | Non-network - Other Reconciliation | Calculated | N/A | N/A | N/A | 0 | 0 | 0 | 0 | 0
End

## RIN_Outputs
| Outputs - RIN Population Model | [6 empty] | Commercial in Confidence
TransGrid Capex Forecast Model
| WB Check |  | 0
| Sheet Check |  | 0
Table of Contents
2.1.8 - Prescribed Transmission Services Capitalised Overheads
|  | Capitalised Overheads - As Incurred |  | Source | Unit | Basis | Timing | FY24 | FY25 | FY26 | FY27 | FY28 | FY24 - FY28
|  | 1 | Replacement expenditure | Calculated | $Million | $Real 23 | End Period | 18.6891 | 20.8905 | 26.9283 | 28.0431 | 21.6193 | 116.1704
|  | 2 | Connections | Calculated | $Million | $Real 23 | End Period | 0.51155 | 1.2553 | 0.027397 | 0.083359 | 0.40555 | 2.2831
|  | 3 | Augmentation Expenditure | Calculated | $Million | $Real 23 | End Period | 21.4261 | 14.4162 | 6.7207 | 6.4169 | 11.2377 | 60.2176
|  | 4 | Non-network | Calculated | $Million | $Real 23 | End Period | 0.68557 | 0.70447 | 0.8031 | 0.7497 | 0.92021 | 3.8631
|  |  | Total Capitalised Overheads | Calculated | $Million | $Real 23 | End Period | 41.3123 | 37.2665 | 34.4795 | 35.2931 | 34.1828 | 182.5342
0 |  |  | Reconciliation Check | Calculated | N/A | N/A | N/A | 0 | 0 | 0 | 0 | 0
2.3.4 - Augex - Total Expenditure
|  | Augex - As Incurred |  | Source | Unit | Basis | Timing | FY24 | FY25 | FY26 | FY27 | FY28 | FY24 - FY28 | RAB Allocations
|  | 1 | Substations | Calculated | $Million | $Real 23 | End Period | 154.36 | 68.5856 | 36.3865 | 40.1214 | 44.933 | 344.3864 | Substations
|  | 2 | Lines | Calculated | $Million | $Real 23 | End Period | 558.1113 | 11.5737 | 0.65086 | 2.323 | 9.7351 | 582.394 | Transmission Lines | Transmission Line Life Extension
|  | 3 | Other assets | Calculated | $Million | $Real 23 | End Period | 197.6757 | 226.2311 | 9.9654 | 8.0503 | 16.6273 | 458.5498 | N/A
|  |  | Total Augex | Calculated | $Million | $Real 23 | End Period | 910.147 | 306.3904 | 47.0027 | 50.4947 | 71.2954 | 1385.3302
0 |  |  | Reconciliation Check | Calculated | N/A | N/A | N/A | 0 | 0 | 0 | 0 | 0
2.2.1 - Replacement Expenditure By Asset Category
|  | Repex - As Incurred |  | Source | Unit | Basis | Timing | FY24 | FY25 | FY26 | FY27 | FY28 | FY24 - FY28 | RIN Level 1
|  | 1 | NCIPAP | Calculated | $Million | $Real 23 | End Period | 0 | 0 | 0 | 0 | 0 | 0 | Replacement Expenditure
|  | 2 | Transmission Lines | Calculated | $Million | $Real 23 | End Period | 53.429 | 65.7683 | 101.7211 | 104.2296 | 56.0102 | 381.1582
|  | 3 | Substation | Calculated | $Million | $Real 23 | End Period | 50.6452 | 40.5214 | 39.9977 | 47.6795 | 41.1341 | 219.9778
|  | 4 | Digital Infrastructure | Calculated | $Million | $Real 23 | End Period | 55.231 | 71.9125 | 46.6101 | 68.7617 | 40.0152 | 282.5305
|  | 5 | Others | Calculated | $Million | $Real 23 | End Period | 0 | 0 | 0 | 0 | 0 | 0
|  | 6 | Augmentations | Calculated | $Million | $Real 23 | End Period | 0 | 0 | 0 | 0 | 0 | 0
|  | 7 | Information Technology | Calculated | $Million | $Real 23 | End Period | 0 | 0 | 0 | 0 | 0 | 0
|  | 8 | Security/Compliance | Calculated | $Million | $Real 23 | End Period | 0 | 0 | 0 | 0 | 0 | 0
|  | 9 | Property | Calculated | $Million | $Real 23 | End Period | 0 | 0 | 0 | 0 | 0 | 0
|  | 10 | Fleet | Calculated | $Million | $Real 23 | End Period | 0 | 0 | 0 | 0 | 0 | 0
|  | 11 | Augex - Major Project | Calculated | $Million | $Real 23 | End Period | 0 | 0 | 0 | 0 | 0 | 0
|  | 12 | Connections | Calculated | $Million | $Real 23 | End Period | 0 | 0 | 0 | 0 | 0 | 0
|  | 13 | [Spare] | Calculated | $Million | $Real 23 | End Period | 0 | 0 | 0 | 0 | 0 | 0
|  |  | Total Augex | Calculated | $Million | $Real 23 | End Period | 159.3051 | 178.2021 | 188.3289 | 220.6709 | 137.1596 | 883.6666
0 |  |  | Reconciliation Check | Calculated | N/A | N/A | N/A | 0 | 0 | 0 | 0 | 0
2.5.1 - Expenditure On Connection Projects
|  | Connections - As Incurred |  | Source | Unit | Basis | Timing | FY24 | FY25 | FY26 | FY27 | FY28 | FY24 - FY28 | RIN Level 1
|  | 371 | Supply to Strathnairn area (EVOEnergy) | Calculated | $Million | $Real 23 | End Period | c-i-c | c-i-c | c-i-c | c-i-c | c-i-c | c-i-c | Connections
|  | 372 | Supply to Strathnairn area (EVOEnergy) | Calculated | $Million | $Real 23 | End Period | c-i-c | c-i-c | c-i-c | c-i-c | c-i-c | c-i-c
|  | 373 | Supply to Strathnairn area (EVOEnergy) | Calculated | $Million | $Real 23 | End Period | c-i-c | c-i-c | c-i-c | c-i-c | c-i-c | c-i-c
|  | 374 | Supply to Strathnairn area (EVOEnergy) | Calculated | $Million | $Real 23 | End Period | c-i-c | c-i-c | c-i-c | c-i-c | c-i-c | c-i-c
|  | 375 | Condition of AusGrid cables 9SA and 92P | Calculated | $Million | $Real 23 | End Period | c-i-c | c-i-c | c-i-c | c-i-c | c-i-c | c-i-c
|  | 376 | Condition of AusGrid cables 9SA and 92P | Calculated | $Million | $Real 23 | End Period | c-i-c | c-i-c | c-i-c | c-i-c | c-i-c | c-i-c
|  | 413 | Supply to Panorama area | Calculated | $Million | $Real 23 | End Period | 0.9222 | 2.2894 | 0.041367 | 0 | 0 | 3.2529
|  | 414 | Supply to Panorama area | Calculated | $Million | $Real 23 | End Period | 0.097054 | 0.24094 | 0.0043535 | 0 | 0 | 0.34234
|  | 415 | Supply to Panorama area | Calculated | $Million | $Real 23 | End Period | 0.053148 | 0.13194 | 0.002384 | 0 | 0 | 0.18747
|  | 416 | Supply to Panorama area | Calculated | $Million | $Real 23 | End Period | 0.14851 | 0.36869 | 0.0066619 | 0 | 0 | 0.52386
|  | 417 | Supply to Panorama area | Calculated | $Million | $Real 23 | End Period | 0.023628 | 0.058657 | 0.0010599 | 0 | 0 | 0.083345
|  | 418 | Supply to Panorama area | Calculated | $Million | $Real 23 | End Period | 2.3088 | 5.645 | 0.10061 | 0 | 0 | 8.0545
|  | 419 | Supply to Panorama area | Calculated | $Million | $Real 23 | End Period | 0.24299 | 0.59409 | 0.010589 | 0 | 0 | 0.84767
|  | 420 | Supply to Panorama area | Calculated | $Million | $Real 23 | End Period | 0.13306 | 0.32533 | 0.0057986 | 0 | 0 | 0.46419
|  | 421 | Supply to Panorama area | Calculated | $Million | $Real 23 | End Period | 0.37183 | 0.9091 | 0.016203 | 0 | 0 | 1.2971
|  | 422 | Supply to Panorama area | Calculated | $Million | $Real 23 | End Period | 0.059157 | 0.14464 | 0.0025779 | 0 | 0 | 0.20637
|  |  | N/A | Calculated | $Million | $Real 23 | End Period | 0 | 0 | 0 | 0 | 0 | 0
|  |  | N/A | Calculated | $Million | $Real 23 | End Period | 0 | 0 | 0 | 0 | 0 | 0
|  |  | Total Connections | Calculated | $Million | $Real 23 | End Period | 4.3604 | 10.7077 | 0.19161 | 0.65595 | 2.573 | 18.4887
0 |  |  | Reconciliation Check | Calculated | N/A | N/A | N/A | 0 | 0 | 0 | 0 | 0
|  | Connections - As Incurred - DIRECT MATERIALS EXPENDITURE |  | Source | Unit | Basis | Timing | FY24 | FY25 | FY26 | FY27 | FY28 | FY24 - FY28 | RIN Level 1
|  | 371 | Supply to Strathnairn area (EVOEnergy) | Calculated | $Million | $Real 23 | End Period | c-i-c | c-i-c | c-i-c | c-i-c | c-i-c | c-i-c | Connections
|  | 372 | Supply to Strathnairn area (EVOEnergy) | Calculated | $Million | $Real 23 | End Period | c-i-c | c-i-c | c-i-c | c-i-c | c-i-c | c-i-c
|  | 373 | Supply to Strathnairn area (EVOEnergy) | Calculated | $Million | $Real 23 | End Period | c-i-c | c-i-c | c-i-c | c-i-c | c-i-c | c-i-c
|  | 374 | Supply to Strathnairn area (EVOEnergy) | Calculated | $Million | $Real 23 | End Period | c-i-c | c-i-c | c-i-c | c-i-c | c-i-c | c-i-c
|  | 375 | Condition of AusGrid cables 9SA and 92P | Calculated | $Million | $Real 23 | End Period | c-i-c | c-i-c | c-i-c | c-i-c | c-i-c | c-i-c
|  | 376 | Condition of AusGrid cables 9SA and 92P | Calculated | $Million | $Real 23 | End Period | c-i-c | c-i-c | c-i-c | c-i-c | c-i-c | c-i-c
|  | 413 | Supply to Panorama area | Calculated | $Million | $Real 23 | End Period | 0.65476 | 1.6254 | 0.02937 | 0 | 0 | 2.3096
|  | 413 | Supply to Panorama area | Calculated | $Million | $Real 23 | End Period | -0.17038 | -0.42298 | -0.0076429 | 0 | 0 | -0.601
|  | 413 | Supply to Panorama area | Calculated | $Million | $Real 23 | End Period | -0.21429 | -0.53197 | -0.0096124 | 0 | 0 | -0.75588
|  | 413 | Supply to Panorama area | Calculated | $Million | $Real 23 | End Period | -0.11892 | -0.29523 | -0.0053345 | 0 | 0 | -0.41948
|  | 413 | Supply to Panorama area | Calculated | $Million | $Real 23 | End Period | -0.24381 | -0.60525 | -0.010936 | 0 | 0 | -0.86
|  | 413 | Supply to Panorama area | Calculated | $Million | $Real 23 | End Period | 2.0414 | 4.9811 | 0.088619 | 0 | 0 | 7.1111
|  | 413 | Supply to Panorama area | Calculated | $Million | $Real 23 | End Period | -0.024452 | -0.06982 | -0.0014075 | 0 | 0 | -0.095679
|  | 413 | Supply to Panorama area | Calculated | $Million | $Real 23 | End Period | -0.13438 | -0.33858 | -0.0061978 | 0 | 0 | -0.47916
|  | 413 | Supply to Panorama area | Calculated | $Million | $Real 23 | End Period | 0.10439 | 0.24518 | 0.004207 | 0 | 0 | 0.35378
|  | 413 | Supply to Panorama area | Calculated | $Million | $Real 23 | End Period | -0.20828 | -0.51928 | -0.0094185 | 0 | 0 | -0.73698
|  | 413 | Supply to Panorama area | Calculated | $Million | $Real 23 | End Period | -0.26744 | -0.66391 | -0.011996 | 0 | 0 | -0.94335
|  | 413 | Supply to Panorama area | Calculated | $Million | $Real 23 | End Period | -0.26744 | -0.66391 | -0.011996 | 0 | 0 | -0.94335
|  |  | Sub Total Connections - Direct Non Labour | Calculated | $Million | $Real 23 | End Period | 1.1512 | 2.7408 | 0.047653 | 0.23653 | 0.92294 | 5.0991
|  | Connections - As Incurred - DIRECT LABOUR EXPENDITURE |  | Source | Unit | Basis | Timing | FY24 | FY25 | FY26 | FY27 | FY28 | FY24 - FY28 | RIN Level 1
|  | 371 | Supply to Strathnairn area (EVOEnergy) | Calculated | $Million | $Real 23 | End Period | c-i-c | c-i-c | c-i-c | c-i-c | c-i-c | c-i-c | Connections
|  | 372 | Supply to Strathnairn area (EVOEnergy) | Calculated | $Million | $Real 23 | End Period | c-i-c | c-i-c | c-i-c | c-i-c | c-i-c | c-i-c
|  | 373 | Supply to Strathnairn area (EVOEnergy) | Calculated | $Million | $Real 23 | End Period | c-i-c | c-i-c | c-i-c | c-i-c | c-i-c | c-i-c
|  | 374 | Supply to Strathnairn area (EVOEnergy) | Calculated | $Million | $Real 23 | End Period | c-i-c | c-i-c | c-i-c | c-i-c | c-i-c | c-i-c
|  | 375 | Condition of AusGrid cables 9SA and 92P | Calculated | $Million | $Real 23 | End Period | c-i-c | c-i-c | c-i-c | c-i-c | c-i-c | c-i-c
|  | 376 | Condition of AusGrid cables 9SA and 92P | Calculated | $Million | $Real 23 | End Period | c-i-c | c-i-c | c-i-c | c-i-c | c-i-c | c-i-c
|  | 413 | Supply to Panorama area | Calculated | $Million | $Real 23 | End Period | 0.26744 | 0.66391 | 0.011996 | 0 | 0 | 0.94335
|  | 413 | Supply to Panorama area | Calculated | $Million | $Real 23 | End Period | 0.26744 | 0.66391 | 0.011996 | 0 | 0 | 0.94335
|  | 413 | Supply to Panorama area | Calculated | $Million | $Real 23 | End Period | 0.26744 | 0.66391 | 0.011996 | 0 | 0 | 0.94335
|  | 413 | Supply to Panorama area | Calculated | $Million | $Real 23 | End Period | 0.26744 | 0.66391 | 0.011996 | 0 | 0 | 0.94335
|  | 413 | Supply to Panorama area | Calculated | $Million | $Real 23 | End Period | 0.26744 | 0.66391 | 0.011996 | 0 | 0 | 0.94335
|  | 413 | Supply to Panorama area | Calculated | $Million | $Real 23 | End Period | 0.26744 | 0.66391 | 0.011996 | 0 | 0 | 0.94335
|  | 413 | Supply to Panorama area | Calculated | $Million | $Real 23 | End Period | 0.26744 | 0.66391 | 0.011996 | 0 | 0 | 0.94335
|  | 413 | Supply to Panorama area | Calculated | $Million | $Real 23 | End Period | 0.26744 | 0.66391 | 0.011996 | 0 | 0 | 0.94335
|  | 413 | Supply to Panorama area | Calculated | $Million | $Real 23 | End Period | 0.26744 | 0.66391 | 0.011996 | 0 | 0 | 0.94335
|  | 413 | Supply to Panorama area | Calculated | $Million | $Real 23 | End Period | 0.26744 | 0.66391 | 0.011996 | 0 | 0 | 0.94335
|  | 413 | Supply to Panorama area | Calculated | $Million | $Real 23 | End Period | 0.26744 | 0.66391 | 0.011996 | 0 | 0 | 0.94335
|  | 413 | Supply to Panorama area | Calculated | $Million | $Real 23 | End Period | 0.26744 | 0.66391 | 0.011996 | 0 | 0 | 0.94335
|  |  | Sub Total Connections - Direct Labour | Calculated | $Million | $Real 23 | End Period | 3.2093 | 7.9669 | 0.14396 | 0.41942 | 1.65 | 13.3896
0 |  |  | Reconciliation Check | Calculated | N/A | N/A | N/A | 0 | 0 | 0 | 0 | 0
2.6.1 - Non-Network Expenditure
|  | Augex - As Incurred |  | Source | Unit | Basis | Timing | FY24 | FY25 | FY26 | FY27 | FY28 | FY24 - FY28 | RIN Allocations
|  | 1 | IT & COMMUNICTIONS - Total IT and communications | Calculated | $Million | $Real 23 | End Period | 17.3446 | 17.5156 | 17.6714 | 17.728 | 17.7662 | 88.0258 | IT & COMMUNICTIONS | Total IT and communications
|  | 2 | MOTOR VEHICLES - Car | Calculated | $Million | $Real 23 | End Period | 9.6216 | 10.2853 | 9.828 | 10.5895 | 10.1732 | 50.4976 | MOTOR VEHICLES | Car
|  | 3 | MOTOR VEHICLES - Light commercial vehicle | Calculated | $Million | $Real 23 | End Period | 0 | 0 | 0.21199 | 0 | 0.083678 | 0.29566 | MOTOR VEHICLES | Light commercial vehicle
|  | 4 | MOTOR VEHICLES - Elevated work platform (LCV) | Calculated | $Million | $Real 23 | End Period | 0 | 0 | 0 | 0 | 0 | 0 | MOTOR VEHICLES | Elevated work platform (LCV)
|  | 5 | MOTOR VEHICLES - Elevated work platform (HCV) | Calculated | $Million | $Real 23 | End Period | 0 | 0 | 0 | 0 | 0 | 0 | MOTOR VEHICLES | Elevated work platform (HCV)
|  | 6 | MOTOR VEHICLES - Heavy commercial vehicle | Calculated | $Million | $Real 23 | End Period | 0 | 0 | 0 | 0 | 0 | 0 | MOTOR VEHICLES | Heavy commercial vehicle
|  | 7 | BUILDINGS AND PROPERTY - Total buildings and property expenditure | Calculated | $Million | $Real 23 | End Period | 5.4833 | 5.6083 | 3.9706 | 4.6643 | 5.4269 | 25.1536 | BUILDINGS AND PROPERTY | Total buildings and property expenditure
|  | 8 | OTHER - Other expenditure | Calculated | $Million | $Real 23 | End Period | 0 | 0 | 0 | 0 | 0 | 0 | OTHER | Other expenditure
|  |  | Total Non Network | Calculated | $Million | $Real 23 | End Period | 32.4495 | 33.4092 | 31.6821 | 32.9819 | 33.45 | 163.9726
0 |  |  | Reconciliation Check | Calculated | N/A | N/A | N/A | 0 | 0 | 0 | 0 | 0
2.10 Overheads
|  | Capitalised Overheads - As Incurred |  | Source | Unit | Basis | Timing | FY24 | FY25 | FY26 | FY27 | FY28 | FY24 - FY28
|  | 1 | Capitalised Network Overheads | Calculated | $Million | $Real 23 | End Period | 33.2153 | 29.9567 | 27.7061 | 28.3647 | 27.4572 | 146.7
|  | 2 | Capitalised Corporate Overheads | Calculated | $Million | $Real 23 | End Period | 8.097 | 7.3098 | 6.7733 | 6.9284 | 6.7256 | 35.8341
|  |  | Total Capitalised Overheads | Calculated | $Million | $Real 23 | End Period | 41.3123 | 37.2665 | 34.4795 | 35.2931 | 34.1828 | 182.5342
0 |  |  | Reconciliation Check | Calculated | N/A | N/A | N/A | 0 | 0 | 0 | 0 | 0
End

## Project_Outputs
Outputs - Summary by Project
TransGrid Capex Forecast Model
| WB Check |  | 0
| Sheet Check |  | 0
Table of Contents
|  |  | Commercial in Confidence | [9 empty] | Escalated Capex, As Incurred ($M) $Real 23 | [5 empty] | Total Capex, As Incurred (Escalated + OH) ($M) $Real 23
|  | Index | Program / Project Name | RIN Level 1 | RIN Level 2 | RIN Level 3 | Augex Driver | Fleet & Property Allocation | Repex Subcategory 1 | Repex Subcategory 2 | ICT Category (FY19-23) | Project Overall Inclusion | FY24 | FY25 | FY26 | FY27 | FY28 | FY24 - FY28 | FY24 | FY25 | FY26 | FY27 | FY28 | FY24 - FY28
|  | 1 | Increase capacity for Generation between DNT and WG1 | Augmentation Expenditure | NCIPAP | NCIPAP | N/A | N/A | N/A | N/A | N/A | 0 | 0.56235 | 3.798 | 0 | 0 | 0 | 4.3603 | 0.60554 | 4.0896 | 0 | 0 | 0 | 4.6952
|  | 2 | Darlington Point 330/220 kV Transformer Tripping Scheme | Augmentation Expenditure | NCIPAP | NCIPAP | N/A | N/A | N/A | N/A | N/A | 0 | 0.12438 | 0.16203 | 0 | 0 | 0 | 0.28641 | 0.13393 | 0.17448 | 0 | 0 | 0 | 0.30841
|  | 3 | Increase capacity for generation X5 Voltage Stability constraints | Augmentation Expenditure | NCIPAP | NCIPAP | N/A | N/A | N/A | N/A | N/A | 0 | 1.0107 | 5.1776 | 0 | 0 | 0 | 6.1884 | 1.0883 | 5.5753 | 0 | 0 | 0 | 6.6636
|  | 4 | 94T Dynamic Ratings | Augmentation Expenditure | NCIPAP | NCIPAP | N/A | N/A | N/A | N/A | N/A | 0 | 0.011032 | 0.38661 | 0 | 0 | 0 | 0.39764 | 0.011879 | 0.4163 | 0 | 0 | 0 | 0.42818
|  | 5 | Increase capacity in Yass Transformers | Augmentation Expenditure | NCIPAP | NCIPAP | N/A | N/A | N/A | N/A | N/A | 0 | 1.1302 | 0.54207 | 0 | 0 | 0 | 1.6722 | 1.2169 | 0.5837 | 0 | 0 | 0 | 1.8006
|  | 6 | Maintain capacity during Climate Change (DLR ) | Augmentation Expenditure | NCIPAP | NCIPAP | N/A | N/A | N/A | N/A | N/A | 0 | 0.05314 | 0.14553 | 5.824 | 0.026437 | 0 | 6.0491 | 0.057221 | 0.1567 | 6.2713 | 0.028467 | 0 | 6.5137
|  | 7 | Auxiliary transformer renewal program | Replacement Expenditure | Substation | Repex | N/A | N/A | Substations - Site Establishment and supporting assets | Substations - Safe and Reliable Network | N/A | 1 | 0 | 0 | 0 | 0 | 0 | 0 | 0 | 0 | 0 | 0 | 0 | 0
|  | 8 | Circuit Breaker Program | Replacement Expenditure | Substation | Repex | N/A | N/A | Substations - Switchbay Equipment | Substations - Safe and Reliable Network | N/A | 1 | 8.326 | 7.6019 | 3.8159 | 8.4068 | 8.7973 | 36.9479 | 9.3028 | 8.493 | 4.3615 | 9.4751 | 10.184 | 41.8164
|  | 9 | Cowra substation Secondary Systems Renewal | Replacement Expenditure | Digital Infrastructure | Repex | N/A | N/A | DI - Protection systems | DI - Safe and Reliable Network | N/A | 1 | 0.56343 | 0.51477 | 0.25855 | 0.56975 | 0.59631 | 2.5028 | 0.62952 | 0.57512 | 0.29552 | 0.64216 | 0.6903 | 2.8326
|  | 10 | Dumaresq Secondary Systems Renewal | Replacement Expenditure | Digital Infrastructure | Repex | N/A | N/A | DI - Protection systems | DI - Safe and Reliable Network | N/A | 1 | 0 | 0 | 0 | 0 | 0 | 0 | 0 | 0 | 0 | 0 | 0 | 0
|  | 11 | Finley Secondary Systems Renewal | Replacement Expenditure | Digital Infrastructure | Repex | N/A | N/A | DI - Protection systems | DI - Safe and Reliable Network | N/A | 1 | 0.70168 | 0.64155 | 0.32244 | 0.7107 | 0.74395 | 3.1203 | 0.784 | 0.71676 | 0.36855 | 0.80102 | 0.86121 | 3.5315
|  | 12 | Fire Extinguisher Renewal | Replacement Expenditure | Digital Infrastructure | Repex | N/A | N/A | DI - Network Buildings & Security | DI - Compliance | N/A | 1 | 0.40391 | 0.40511 | 0 | 0 | 0 | 0.80903 | 0.4513 | 0.4526 | 0 | 0 | 0 | 0.9039
|  | 13 | Fit OLCM to OIP bushings | Replacement Expenditure | Substation | Repex | N/A | N/A | Substations - Site Establishment and supporting assets | Substations - Safe and Reliable Network | N/A | 1 | 1.1471 | 1.0485 | 0.52685 | 1.1612 | 1.2154 | 5.099 | 1.2816 | 1.1714 | 0.60219 | 1.3087 | 1.407 | 5.7709
|  | 14 | Forbes Secondary Systems Renewal | Replacement Expenditure | Digital Infrastructure | Repex | N/A | N/A | DI - Protection systems | DI - Safe and Reliable Network | N/A | 1 | 0.50289 | 0.45848 | 0.22983 | 0.5061 | 0.52944 | 2.2267 | 0.56189 | 0.51222 | 0.26269 | 0.57042 | 0.61289 | 2.5201
|  | 15 | FY24-28 SCADA Secure Remote Access Protocol Refresh | Replacement Expenditure | Digital Infrastructure | Repex | N/A | N/A | DI - SCADA | DI - Cyber/physical security | N/A | 1 | 0 | 0 | 0 | 0 | 0 | 0 | 0 | 0 | 0 | 0 | 0 | 0
|  | 16 | Gunnedah Secondary Systems Renewal | Replacement Expenditure | Digital Infrastructure | Repex | N/A | N/A | DI - Protection systems | DI - Safe and Reliable Network | N/A | 1 | 0.56347 | 0.51512 | 0.25887 | 0.57056 | 0.59724 | 2.5053 | 0.62957 | 0.57551 | 0.29589 | 0.64307 | 0.69137 | 2.8354
|  | 17 | Kemps Creek Secondary Systems Renewal | Replacement Expenditure | Digital Infrastructure | Repex | N/A | N/A | DI - Protection systems | DI - Safe and Reliable Network | N/A | 1 | 0.80795 | 0.73615 | 0.36882 | 0.81201 | 0.84934 | 3.5743 | 0.90274 | 0.82245 | 0.42156 | 0.9152 | 0.98322 | 4.0452
|  | 18 | Kempsey Secondary Systems Renewal | Replacement Expenditure | Digital Infrastructure | Repex | N/A | N/A | DI - Protection systems | DI - Safe and Reliable Network | N/A | 1 | 0 | 0 | 1.5588 | 6.2821 | 2.8886 | 10.7294 | 0 | 0 | 1.7817 | 7.0804 | 3.3439 | 12.206
|  | 19 | Line 1 Refurbishment | Replacement Expenditure | Transmission Lines | Repex | N/A | N/A | TL - Transmission towers | TL - Safe and Reliable Network | N/A | 1 | 0 | 0 | 0 | 0 | 0 | 0 | 0 | 0 | 0 | 0 | 0 | 0
|  | 20 | Line 11 - Sydney Sth - Dapto - Twr Repl | Replacement Expenditure | Transmission Lines | Repex | N/A | N/A | TL - Transmission towers | TL - Safe and Reliable Network | N/A | 1 | 0 | 0.61385 | 6.146 | 45.501 | 9.226 | 61.4869 | 0 | 0.68581 | 7.0248 | 51.2834 | 10.6802 | 69.6742
|  | 21 | Line 12 Refurbishment | Replacement Expenditure | Transmission Lines | Repex | N/A | N/A | TL - Transmission towers | TL - Safe and Reliable Network | N/A | 1 | 0.089666 | 4.4293 | 0 | 0 | 0 | 4.519 | 0.10019 | 4.9486 | 0 | 0 | 0 | 5.0488
|  | 22 | Line 12/76 Refurbishment | Replacement Expenditure | Transmission Lines | Repex | N/A | N/A | TL - Transmission towers | TL - Safe and Reliable Network | N/A | 1 | 5.1246 | 0.27244 | 0 | 0 | 0 | 5.3971 | 5.7258 | 0.30438 | 0 | 0 | 0 | 6.0302
|  | 23 | Line 13 kemps creek sydney south refurb | Replacement Expenditure | Transmission Lines | Repex | N/A | N/A | TL - Transmission towers | TL - Safe and Reliable Network | N/A | 1 | 2.9134 | 0 | 0 | 0 | 0 | 2.9134 | 3.2552 | 0 | 0 | 0 | 0 | 3.2552
|  | 24 | Line 13/78 Refurbishment | Replacement Expenditure | Transmission Lines | Repex | N/A | N/A | TL - Transmission towers | TL - Safe and Reliable Network | N/A | 1 | 4.3239 | 0 | 0 | 0 | 0 | 4.3239 | 4.8311 | 0 | 0 | 0 | 0 | 4.8311
|  | 25 | Line 16 Marulan Avon refurb | Replacement Expenditure | Transmission Lines | Repex | N/A | N/A | TL - Transmission towers | TL - Safe and Reliable Network | N/A | 1 | 0.61002 | 7.9163 | 0 | 0 | 0 | 8.5263 | 0.68158 | 8.8443 | 0 | 0 | 0 | 9.5259
|  | 26 | Line 24/90 Refurbishment | Replacement Expenditure | Transmission Lines | Repex | N/A | N/A | TL - Transmission towers | TL - Safe and Reliable Network | N/A | 1 | 0.99038 | 0 | 0 | 0 | 0 | 0.99038 | 1.1066 | 0 | 0 | 0 | 0 | 1.1066
|  | 27 | Line 25/92 Refurbishment | Replacement Expenditure | Transmission Lines | Repex | N/A | N/A | TL - Transmission towers | TL - Safe and Reliable Network | N/A | 1 | 0 | 0 | 0.066584 | 3.5115 | 0.17343 | 3.7515 | 0 | 0 | 0.076105 | 3.9577 | 0.20076 | 4.2346
|  | 28 | Line 25/93 Refubishment | Replacement Expenditure | Transmission Lines | Repex | N/A | N/A | TL - Transmission towers | TL - Safe and Reliable Network | N/A | 1 | 0 | 0 | 0 | 0 | 0 | 0 | 0 | 0 | 0 | 0 | 0 | 0
|  | 29 | Line 29/26 Refurbishment | Replacement Expenditure | Transmission Lines | Repex | N/A | N/A | TL - Transmission towers | TL - Safe and Reliable Network | N/A | 1 | 0 | 0 | 0 | 0.094149 | 4.644 | 4.7381 | 0 | 0 | 0 | 0.10611 | 5.376 | 5.4821
|  | 30 | Line 76/77 Refurbishment | Replacement Expenditure | Transmission Lines | Repex | N/A | N/A | TL - Transmission towers | TL - Safe and Reliable Network | N/A | 1 | 0 | 0 | 0 | 0 | 0 | 0 | 0 | 0 | 0 | 0 | 0 | 0
|  | 31 | Line 76/78 Refurbishment | Replacement Expenditure | Transmission Lines | Repex | N/A | N/A | TL - Transmission towers | TL - Safe and Reliable Network | N/A | 1 | 3.504 | 0 | 0 | 0 | 0 | 3.504 | 3.915 | 0 | 0 | 0 | 0 | 3.915
|  | 32 | Line 82 Refurbishment | Replacement Expenditure | Transmission Lines | Repex | N/A | N/A | TL - Transmission towers | TL - Safe and Reliable Network | N/A | 1 | 0 | 0 | 0 | 0 | 0 | 0 | 0 | 0 | 0 | 0 | 0 | 0
|  | 33 | Line 82/95 Refurbishment | Replacement Expenditure | Transmission Lines | Repex | N/A | N/A | TL - Transmission towers | TL - Safe and Reliable Network | N/A | 1 | 0 | 0.078905 | 4.1658 | 0.20579 | 0 | 4.4505 | 0 | 0.088155 | 4.7615 | 0.23194 | 0 | 5.0816
|  | 34 | Line 8C/8E Refurbishment | Replacement Expenditure | Transmission Lines | Repex | N/A | N/A | TL - Insulators | TL - Safe and Reliable Network | N/A | 1 | 0 | 0.14705 | 0.33752 | 4.133 | 14.9511 | 19.5687 | 0 | 0.16429 | 0.38578 | 4.6582 | 17.3077 | 22.516
|  | 35 | Line 8C/8J Refurbishment | Replacement Expenditure | Transmission Lines | Repex | N/A | N/A | TL - Insulators | TL - Safe and Reliable Network | N/A | 1 | 0.095452 | 0.56763 | 8.0051 | 0 | 0 | 8.6682 | 0.10665 | 0.63417 | 9.1497 | 0 | 0 | 9.8905
|  | 36 | Line 8L/8M Refurbishment | Replacement Expenditure | Transmission Lines | Repex | N/A | N/A | TL - Insulators | TL - Safe and Reliable Network | N/A | 1 | 0 | 0 | 0 | 0 | 0.085459 | 0.085459 | 0 | 0 | 0 | 0 | 0.09893 | 0.09893
|  | 37 | Line 90/92 Refurbishment | Replacement Expenditure | Transmission Lines | Repex | N/A | N/A | TL - Transmission towers | TL - Safe and Reliable Network | N/A | 1 | 0.037624 | 1.3194 | 0 | 0 | 0 | 1.357 | 0.042038 | 1.4741 | 0 | 0 | 0 | 1.5161
|  | 38 | Line 92/93 Refurbishment | Replacement Expenditure | Transmission Lines | Repex | N/A | N/A | TL - Transmission towers | TL - Safe and Reliable Network | N/A | 1 | 0.059041 | 2.3237 | 0 | 0 | 0 | 2.3827 | 0.065967 | 2.5961 | 0 | 0 | 0 | 2.662
|  | 39 | Line 94/96 Refurbishment | Replacement Expenditure | Transmission Lines | Repex | N/A | N/A | TL - Transmission towers | TL - Safe and Reliable Network | N/A | 1 | 0 | 0 | 0.062541 | 3.2982 | 0.16289 | 3.5237 | 0 | 0 | 0.071484 | 3.7174 | 0.18857 | 3.9774
|  | 40 | Line 947 Refurbishment | Replacement Expenditure | Transmission Lines | Repex | N/A | N/A | TL - Transmission poles | TL - Safe and Reliable Network | N/A | 1 | 0 | 0 | 0 | 0.14239 | 5.5867 | 5.7291 | 0 | 0 | 0 | 0.16048 | 6.4673 | 6.6278
|  | 41 | Line 94M Refurbishment | Replacement Expenditure | Transmission Lines | Repex | N/A | N/A | TL - Transmission poles | TL - Safe and Reliable Network | N/A | 1 | 0 | 0.16166 | 7.1226 | 0 | 0 | 7.2843 | 0 | 0.18061 | 8.1411 | 0 | 0 | 8.3217
|  | 42 | Line 94U Refurbishment | Replacement Expenditure | Transmission Lines | Repex | N/A | N/A | TL - Transmission poles | TL - Safe and Reliable Network | N/A | 1 | 0 | 0 | 0.35853 | 18.9054 | 0.93363 | 20.1976 | 0 | 0 | 0.4098 | 21.308 | 1.0808 | 22.7986
|  | 43 | Line 95 Refurbishment | Replacement Expenditure | Transmission Lines | Repex | N/A | N/A | TL - Transmission towers | TL - Safe and Reliable Network | N/A | 1 | 0 | 0.051603 | 2.0309 | 0 | 0 | 2.0825 | 0 | 0.057653 | 2.3213 | 0 | 0 | 2.379
|  | 44 | Line 963 Refurb | Replacement Expenditure | Transmission Lines | Repex | N/A | N/A | TL - Transmission poles | TL - Safe and Reliable Network | N/A | 1 | 0.11707 | 2.9809 | 5.2295 | 0 | 0 | 8.3275 | 0.1308 | 3.3304 | 5.9772 | 0 | 0 | 9.4384
|  | 45 | Line 963/96P Refurbishment | Replacement Expenditure | Transmission Lines | Repex | N/A | N/A | TL - Transmission poles | TL - Safe and Reliable Network | N/A | 1 | 0 | 0 | 0 | 0 | 0 | 0 | 0 | 0 | 0 | 0 | 0 | 0
|  | 46 | Line 964 Refurbishment | Replacement Expenditure | Transmission Lines | Repex | N/A | N/A | TL - Transmission poles | TL - Safe and Reliable Network | N/A | 1 | 0.071876 | 2.8243 | 0 | 0 | 0 | 2.8961 | 0.080309 | 3.1553 | 0 | 0 | 0 | 3.2356
|  | 47 | Line 965 Refurbishment | Replacement Expenditure | Transmission Lines | Repex | N/A | N/A | TL - Transmission poles | TL - Safe and Reliable Network | N/A | 1 | 0 | 0 | 0 | 0 | 0 | 0 | 0 | 0 | 0 | 0 | 0 | 0
|  | 48 | Line 966 Refurbishment | Replacement Expenditure | Transmission Lines | Repex | N/A | N/A | TL - Transmission poles | TL - Safe and Reliable Network | N/A | 1 | 0.27857 | 13.7629 | 0 | 0 | 0 | 14.0415 | 0.31126 | 15.3764 | 0 | 0 | 0 | 15.6876
|  | 49 | Line 977/1 Refurbishment | Replacement Expenditure | Transmission Lines | Repex | N/A | N/A | TL - Transmission poles | TL - Safe and Reliable Network | N/A | 1 | 0.10399 | 0.61857 | 8.7254 | 0 | 0 | 9.4479 | 0.11619 | 0.69108 | 9.973 | 0 | 0 | 10.7802
|  | 50 | Line 978 Refurbishment | Replacement Expenditure | Transmission Lines | Repex | N/A | N/A | TL - Transmission poles | TL - Safe and Reliable Network | N/A | 1 | 0 | 0 | 0 | 0 | 0 | 0 | 0 | 0 | 0 | 0 | 0 | 0
|  | 51 | Line 991 Refurbishment | Replacement Expenditure | Transmission Lines | Repex | N/A | N/A | TL - Transmission poles | TL - Safe and Reliable Network | N/A | 1 | 0 | 0 | 0 | 0 | 0 | 0 | 0 | 0 | 0 | 0 | 0 | 0
|  | 52 | Line 99B Refurbishment | Replacement Expenditure | Transmission Lines | Repex | N/A | N/A | TL - Transmission poles | TL - Safe and Reliable Network | N/A | 1 | 0.086888 | 3.4141 | 0 | 0 | 0 | 3.501 | 0.097081 | 3.8143 | 0 | 0 | 0 | 3.9114
|  | 53 | Line 99Z Refurbishment | Replacement Expenditure | Transmission Lines | Repex | N/A | N/A | TL - Transmission poles | TL - Safe and Reliable Network | N/A | 1 | 2.8451 | 0 | 0 | 0 | 0 | 2.8451 | 3.1788 | 0 | 0 | 0 | 0 | 3.1788
|  | 54 | Line 9ML Refurbishment | Replacement Expenditure | Transmission Lines | Repex | N/A | N/A | TL - Transmission poles | TL - Safe and Reliable Network | N/A | 1 | 5.2171 | 0 | 0 | 0 | 0 | 5.2171 | 5.8292 | 0 | 0 | 0 | 0 | 5.8292
|  | 55 | Line 9W/96 Refurbishment | Replacement Expenditure | Transmission Lines | Repex | N/A | N/A | TL - Transmission towers | TL - Safe and Reliable Network | N/A | 1 | 0 | 0 | 0.036618 | 1.281 | 0 | 1.3176 | 0 | 0 | 0.041854 | 1.4438 | 0 | 1.4856
|  | 56 | Nambucca Secondary Systems Renewal | Replacement Expenditure | Digital Infrastructure | Repex | N/A | N/A | DI - Protection systems | DI - Safe and Reliable Network | N/A | 1 | 0 | 0 | 1.9603 | 6.1416 | 0.56479 | 8.6667 | 0 | 0 | 2.2406 | 6.9221 | 0.65382 | 9.8165
|  | 57 | Narrabri Secondary Systems Renewal | Replacement Expenditure | Digital Infrastructure | Repex | N/A | N/A | DI - Protection systems | DI - Safe and Reliable Network | N/A | 1 | 1.9321 | 7.1322 | 2.2494 | 0 | 0 | 11.3136 | 2.1587 | 7.9682 | 2.571 | 0 | 0 | 12.698
|  | 58 | Newcastle Secondary Systems Renewal | Replacement Expenditure | Digital Infrastructure | Repex | N/A | N/A | DI - Protection systems | DI - Safe and Reliable Network | N/A | 1 | 1.9365 | 1.7643 | 0.88393 | 1.9461 | 2.0355 | 8.5663 | 2.1637 | 1.9712 | 1.0103 | 2.1934 | 2.3563 | 9.6949
|  | 59 | OLCM replacements | Replacement Expenditure | Substation | Repex | N/A | N/A | Substations - Site Establishment and supporting assets | Substations - Safe and Reliable Network | N/A | 1 | 0 | 0 | 0 | 0 | 0 | 0 | 0 | 0 | 0 | 0 | 0 | 0
|  | 60 | Panorama Secondary Systems Renewal | Replacement Expenditure | Digital Infrastructure | Repex | N/A | N/A | DI - Protection systems | DI - Safe and Reliable Network | N/A | 1 | 0.53592 | 0.48993 | 0.24621 | 0.54267 | 0.56804 | 2.3828 | 0.59879 | 0.54737 | 0.28142 | 0.61163 | 0.65757 | 2.6968
|  | 61 | Physical Security Upgrade | Replacement Expenditure | Digital Infrastructure | Repex | N/A | N/A | DI - Network Buildings & Security | DI - Cyber/physical security | N/A | 1 | 7.1681 | 7.1763 | 7.1838 | 7.1865 | 7.1884 | 35.9031 | 8.009 | 8.0176 | 8.211 | 8.0998 | 8.3214 | 40.6588
|  | 62 | Regentville Secondary Systems Renewal | Replacement Expenditure | Digital Infrastructure | Repex | N/A | N/A | DI - Protection systems | DI - Safe and Reliable Network | N/A | 1 | 0 | 0 | 1.6131 | 5.3799 | 1.4178 | 8.4108 | 0 | 0 | 1.8437 | 6.0636 | 1.6413 | 9.5486
|  | 63 | Sydney east Secondary Systems Renewal | Replacement Expenditure | Digital Infrastructure | Repex | N/A | N/A | DI - Protection systems | DI - Safe and Reliable Network | N/A | 1 | 9.3593 | 11.9425 | 0.72685 | 0 | 0 | 22.0287 | 10.4573 | 13.3426 | 0.83078 | 0 | 0 | 24.6307
|  | 64 | Tamworth Transformer Renewals | Replacement Expenditure | Substation | Repex | N/A | N/A | Substations - Power Transformers | Substations - Safe and Reliable Network | N/A | 1 | 0.67514 | 3.6284 | 9.534 | 0 | 0 | 13.8376 | 0.75434 | 4.0538 | 10.8973 | 0 | 0 | 15.7054
|  | 65 | Tenterfield Transformer Renewals | Replacement Expenditure | Substation | Repex | N/A | N/A | Substations - Power Transformers | Substations - Safe and Reliable Network | N/A | 1 | 0 | 0 | 0 | 0 | 1.212 | 1.212 | 0 | 0 | 0 | 0 | 1.403 | 1.403
|  | 66 | Tomago Secondary Systems Renewal | Replacement Expenditure | Digital Infrastructure | Repex | N/A | N/A | DI - Protection systems | DI - Safe and Reliable Network | N/A | 1 | 0 | 6.5027 | 6.4983 | 6.5032 | 3.4226 | 22.9267 | 0 | 7.265 | 7.4275 | 7.3296 | 3.9621 | 25.9841
|  | 67 | Transformer Compound Wall Renewal | Replacement Expenditure | Substation | Repex | N/A | N/A | Substations - Site Establishment and supporting assets | Substations - Safe and Reliable Network | N/A | 1 | 0.60537 | 0.55277 | 0.27749 | 0.61137 | 0.63979 | 2.6868 | 0.67639 | 0.61757 | 0.31717 | 0.68907 | 0.74063 | 3.0408
|  | 68 | Transmission Line Protection Relay Replacements | Replacement Expenditure | Digital Infrastructure | Repex | N/A | N/A | DI - Protection systems | DI - Safe and Reliable Network | N/A | 1 | 2.9225 | 2.6778 | 1.3485 | 2.9743 | 3.1149 | 13.0381 | 3.2653 | 2.9917 | 1.5413 | 3.3523 | 3.6059 | 14.7566
|  | 69 | Uranquinty Secondary Systems Renewal | Replacement Expenditure | Digital Infrastructure | Repex | N/A | N/A | DI - Protection systems | DI - Safe and Reliable Network | N/A | 0 | 0 | 0 | 0 | 0 | 0 | 0 | 0 | 0 | 0 | 0 | 0 | 0
|  | 70 | Vales point Secondary Systems Renewal | Replacement Expenditure | Digital Infrastructure | Repex | N/A | N/A | DI - Protection systems | DI - Safe and Reliable Network | N/A | 0 | 0 | 0 | 0 | 0 | 0 | 0 | 0 | 0 | 0 | 0 | 0 | 0
|  | 71 | Wallerwang Secondary Systems Renewal | Replacement Expenditure | Digital Infrastructure | Repex | N/A | N/A | DI - Protection systems | DI - Safe and Reliable Network | N/A | 1 | 0 | 0 | 2.5333 | 7.4704 | 0.29646 | 10.3001 | 0 | 0 | 2.8955 | 8.4197 | 0.34319 | 11.6584
|  | 72 | Line 86 | Replacement Expenditure | Transmission Lines | Repex | N/A | N/A | TL - Transmission poles | TL - Safe and Reliable Network | N/A | 1 | 0 | 0 | 0.11068 | 0.37697 | 11.3336 | 11.8213 | 0 | 0 | 0.12651 | 0.42488 | 13.1201 | 13.6715
|  | 73 | CT Program | Replacement Expenditure | Substation | Repex | N/A | N/A | Substations - Switchbay Equipment | Substations - Safe and Reliable Network | N/A | 1 | 1.4451 | 1.3231 | 0.66584 | 1.4683 | 1.5374 | 6.4398 | 1.6146 | 1.4782 | 0.76105 | 1.6549 | 1.7798 | 7.2886
|  | 74 | VT Program | Replacement Expenditure | Substation | Repex | N/A | N/A | Substations - Switchbay Equipment | Substations - Safe and Reliable Network | N/A | 1 | 2.7481 | 2.5141 | 1.2643 | 2.7872 | 2.918 | 12.2317 | 3.0705 | 2.8089 | 1.4451 | 3.1414 | 3.3779 | 13.8438
|  | 75 | Disconnector | Replacement Expenditure | Substation | Repex | N/A | N/A | Substations - Switchbay Equipment | Substations - Safe and Reliable Network | N/A | 1 | 3.5072 | 3.2082 | 1.6132 | 3.5562 | 3.723 | 15.6079 | 3.9186 | 3.5843 | 1.8438 | 4.0082 | 4.3098 | 17.6648
|  | 76 | Steelwork Program | Replacement Expenditure | Substation | Repex | N/A | N/A | Substations - Site Establishment and supporting assets | Substations - Safe and Reliable Network | N/A | 1 | 7.6698 | 7.6848 | 7.6986 | 7.7035 | 7.7069 | 38.4637 | 8.5696 | 8.5857 | 8.7993 | 8.6825 | 8.9217 | 43.5589
|  | 77 | Transformer refurbishment program | Replacement Expenditure | Substation | Repex | N/A | N/A | Substations - Power Transformers | Substations - Safe and Reliable Network | N/A | 1 | 2.572 | 7.9479 | 2.6643 | 12.5835 | 7.1777 | 32.9454 | 2.8738 | 8.8797 | 3.0452 | 14.1826 | 8.3091 | 37.2904
|  | 78 | Air Cored Reactors | Replacement Expenditure | Substation | Repex | N/A | N/A | Substations - Reactive plant | Substations - Safe and Reliable Network | N/A | 1 | 0 | 0 | 0 | 0 | 0 | 0 | 0 | 0 | 0 | 0 | 0 | 0
|  | 79 | Capacitor Banks | Replacement Expenditure | Substation | Repex | N/A | N/A | Substations - Reactive plant | Substations - Safe and Reliable Network | N/A | 1 | 2.4359 | 0.52035 | 2.7672 | 3.3229 | 3.5988 | 12.6452 | 2.7217 | 0.58135 | 3.1628 | 3.7452 | 4.1661 | 14.3771
|  | 80 | Subs - Capital spares | Replacement Expenditure | Substation | Repex | N/A | N/A | Substations - Site Establishment and supporting assets | Substations - Safe and Reliable Network | N/A | 1 | 13.3258 | 1.1875 | 1.1875 | 1.1875 | 1.1875 | 18.076 | 14.8892 | 1.3268 | 1.3573 | 1.3385 | 1.3747 | 20.2864
|  | 81 | 33kV Air core reactor switching duty | Replacement Expenditure | Substation | Repex | N/A | N/A | Substations - Switchbay Equipment | Substations - Safe and Reliable Network | N/A | 1 | 0 | 0 | 0 | 0 | 0 | 0 | 0 | 0 | 0 | 0 | 0 | 0
|  | 82 | Reactor Renewal program | Replacement Expenditure | Substation | Repex | N/A | N/A | Substations - Reactive plant | Substations - Safe and Reliable Network | N/A | 1 | 0 | 0 | 0 | 0 | 0 | 0 | 0 | 0 | 0 | 0 | 0 | 0
|  | 83 | Molong No1 Transformer Renewal | Replacement Expenditure | Substation | Repex | N/A | N/A | Substations - Power Transformers | Substations - Safe and Reliable Network | N/A | 1 | 0.15425 | 0.84341 | 5.2784 | 0 | 0 | 6.2761 | 0.17235 | 0.94229 | 6.0332 | 0 | 0 | 7.1478
|  | 84 | Yass No3 Transformer Renewal | Replacement Expenditure | Substation | Repex | N/A | N/A | Substations - Power Transformers | Substations - Safe and Reliable Network | N/A | 1 | 0 | 0 | 0.38465 | 3.5745 | 0.11629 | 4.0755 | 0 | 0 | 0.43965 | 4.0288 | 0.13462 | 4.6031
|  | 85 | Substation Noise Compliance | Replacement Expenditure | Substation | Repex | N/A | N/A | Substations - Site Establishment and supporting assets | Substations - Compliance | N/A | 1 | 0 | 0 | 0 | 0 | 0 | 0 | 0 | 0 | 0 | 0 | 0 | 0
|  | 86 | Conductor Replacement | Replacement Expenditure | Transmission Lines | Repex | N/A | N/A | TL - Overhead conductors | TL - Safe and Reliable Network | N/A | 1 | 0 | 0.44947 | 23.4192 | 11.1164 | 1.0373 | 36.0224 | 0 | 0.50216 | 26.7678 | 12.5291 | 1.2008 | 40.9999
|  | 87 | Earthwire Capacity Replacement | Replacement Expenditure | Transmission Lines | Repex | N/A | N/A | TL - Overhead conductors | TL - Safe and Reliable Network | N/A | 1 | 0 | 0 | 0 | 0 | 0 | 0 | 0 | 0 | 0 | 0 | 0 | 0
|  | 88 | Low Spans - Main grid | Replacement Expenditure | Transmission Lines | Repex | N/A | N/A | TL - Transmission towers | TL - Compliance | N/A | 1 | 0 | 0.29247 | 14.8134 | 4.6176 | 0 | 19.7235 | 0 | 0.32676 | 16.9315 | 5.2044 | 0 | 22.4626
|  | 89 | Low Spans -132kV TL | Replacement Expenditure | Transmission Lines | Repex | N/A | N/A | TL - Insulators | TL - Change in generation mix | N/A | 1 | 0.24551 | 10.1962 | 3.6449 | 0 | 0 | 14.0866 | 0.27432 | 11.3915 | 4.166 | 0 | 0 | 15.8319
|  | 90 | Various lines- Insulator condition | Replacement Expenditure | Transmission Lines | Repex | N/A | N/A | TL - Insulators | TL - Safe and Reliable Network | N/A | 1 | 0 | 0 | 0 | 0 | 0 | 0 | 0 | 0 | 0 | 0 | 0 | 0
|  | 91 | Asbestos (Carryover from RP2) | Replacement Expenditure | Transmission Lines | Repex | N/A | N/A | TL - Transmission towers | TL - Compliance | N/A | 1 | 6.2306 | 6.2309 | 6.2467 | 6.2524 | 7.2477 | 32.2083 | 6.9615 | 6.9613 | 7.1399 | 7.047 | 8.3902 | 36.4998
|  | 92 | Public Safety Enhancements - Climbing deterrents, signage, aerial marker balls, earthing | Replacement Expenditure | Transmission Lines | Repex | N/A | N/A | TL - Transmission towers | TL - Compliance | N/A | 1 | 6.7578 | 3.2192 | 4.1622 | 4.1654 | 0 | 18.3045 | 7.5506 | 3.5965 | 4.7573 | 4.6947 | 0 | 20.5992
|  | 93 | Underground Cable Capital Spares RP3 | Replacement Expenditure | Transmission Lines | Repex | N/A | N/A | TL - Underground cables | TL - Safe and Reliable Network | N/A | 1 | 0.63009 | 0.62837 | 0.62837 | 0.62837 | 0.62837 | 3.1436 | 0.70401 | 0.70203 | 0.71822 | 0.70822 | 0.72742 | 3.5599
|  | 94 | Cable Monitoring Systems Renewal RP3 | Replacement Expenditure | Transmission Lines | Repex | N/A | N/A | TL - Underground cables | TL - Safe and Reliable Network | N/A | 1 | 1.2353 | 2.499 | 0.029507 | 0 | 0 | 3.7638 | 1.3802 | 2.7919 | 0.033726 | 0 | 0 | 4.2059
|  | 95 | TL Digital Twin Programme | Replacement Expenditure | Digital Infrastructure | Repex | N/A | N/A | DI - Protection systems | DI - Safe and Reliable Network | N/A | 1 | 0 | 0 | 0 | 0 | 0 | 0 | 0 | 0 | 0 | 0 | 0 | 0
|  | 96 | Lower Tumut Secondary Systems Renewal | Replacement Expenditure | Digital Infrastructure | Repex | N/A | N/A | DI - Protection systems | DI - Safe and Reliable Network | N/A | 1 | 2.7665 | 5.5068 | 10.8026 | 6.8424 | 0.23354 | 26.1518 | 3.091 | 6.1523 | 12.3472 | 7.712 | 0.27035 | 29.5729
|  | 97 | Tenterfield Secondary Systems Renewal | Replacement Expenditure | Digital Infrastructure | Repex | N/A | N/A | DI - Protection systems | DI - Safe and Reliable Network | N/A | 1 | 0.53183 | 0.48486 | 0.24306 | 0.53523 | 0.55991 | 2.3549 | 0.59422 | 0.5417 | 0.27781 | 0.60325 | 0.64817 | 2.6652
|  | 98 | YSN Secondary Systems Renewal | Replacement Expenditure | Digital Infrastructure | Repex | N/A | N/A | DI - Protection systems | DI - Safe and Reliable Network | N/A | 1 | 0 | 0 | 0 | 0 | 0 | 0 | 0 | 0 | 0 | 0 | 0 | 0
|  | 99 | ER0 Secondary Systems Renewal | Replacement Expenditure | Digital Infrastructure | Repex | N/A | N/A | DI - Protection systems | DI - Safe and Reliable Network | N/A | 0 | 0 | 0 | 0 | 0 | 0 | 0 | 0 | 0 | 0 | 0 | 0 | 0
|  | 100 | BER Secondary Systems Renewal | Replacement Expenditure | Digital Infrastructure | Repex | N/A | N/A | DI - Protection systems | DI - Safe and Reliable Network | N/A | 1 | 0.55521 | 0.50625 | 0.25381 | 0.55893 | 0.58473 | 2.4589 | 0.62034 | 0.56559 | 0.2901 | 0.62996 | 0.67689 | 2.7829
|  | 101 | BRG Secondary Systems Renewal | Replacement Expenditure | Digital Infrastructure | Repex | N/A | N/A | DI - Protection systems | DI - Safe and Reliable Network | N/A | 1 | 0.32177 | 0.29336 | 0.14706 | 0.32385 | 0.33878 | 1.4248 | 0.35952 | 0.32775 | 0.16809 | 0.365 | 0.39218 | 1.6125
|  | 102 | LSM Secondary Systems Renewal | Replacement Expenditure | Digital Infrastructure | Repex | N/A | N/A | DI - Protection systems | DI - Safe and Reliable Network | N/A | 1 | 0.72339 | 0.65967 | 0.33076 | 0.72842 | 0.76206 | 3.2043 | 0.80825 | 0.737 | 0.37806 | 0.82099 | 0.88217 | 3.6265
|  | 103 | MPP Secondary Systems Renewal | Replacement Expenditure | Digital Infrastructure | Repex | N/A | N/A | DI - Protection systems | DI - Safe and Reliable Network | N/A | 1 | 0.54756 | 0.4992 | 0.25025 | 0.55107 | 0.57649 | 2.4246 | 0.61179 | 0.55773 | 0.28603 | 0.6211 | 0.66735 | 2.744
|  | 104 | INV Secondary Systems Renewal | Replacement Expenditure | Digital Infrastructure | Repex | N/A | N/A | DI - Protection systems | DI - Safe and Reliable Network | N/A | 1 | 0.53798 | 0.49198 | 0.24732 | 0.54515 | 0.57068 | 2.3931 | 0.6011 | 0.54966 | 0.28268 | 0.61443 | 0.66063 | 2.7085
|  | 105 | COF Secondary Systems Renewal | Replacement Expenditure | Digital Infrastructure | Repex | N/A | N/A | DI - Protection systems | DI - Safe and Reliable Network | N/A | 1 | 0 | 0 | 0 | 0 | 0 | 0 | 0 | 0 | 0 | 0 | 0 | 0
|  | 106 | GNS Secondary Systems Renewal | Replacement Expenditure | Digital Infrastructure | Repex | N/A | N/A | DI - Protection systems | DI - Safe and Reliable Network | N/A | 1 | 0 | 0 | 0 | 0 | 0 | 0 | 0 | 0 | 0 | 0 | 0 | 0
|  | 107 | BRD Secondary Systems Renewal | Replacement Expenditure | Digital Infrastructure | Repex | N/A | N/A | DI - Protection systems | DI - Safe and Reliable Network | N/A | 1 | 0 | 0 | 0 | 0 | 0 | 0 | 0 | 0 | 0 | 0 | 0 | 0
|  | 108 | AR1 Secondary Systems Renewal | Replacement Expenditure | Digital Infrastructure | Repex | N/A | N/A | DI - Protection systems | DI - Safe and Reliable Network | N/A | 1 | 0 | 0 | 0 | 0 | 0 | 0 | 0 | 0 | 0 | 0 | 0 | 0
|  | 109 | WL1 Secondary Systems Renewal | Replacement Expenditure | Digital Infrastructure | Repex | N/A | N/A | DI - Protection systems | DI - Safe and Reliable Network | N/A | 1 | 0.60392 | 0.55235 | 0.27769 | 0.61214 | 0.64082 | 2.6869 | 0.67477 | 0.6171 | 0.3174 | 0.68993 | 0.74182 | 3.041
|  | 110 | Busbar Protection Relay Replacements | Replacement Expenditure | Digital Infrastructure | Repex | N/A | N/A | DI - Protection systems | DI - Safe and Reliable Network | N/A | 1 | 0.67179 | 0.61566 | 0.31008 | 0.68398 | 0.71634 | 2.9979 | 0.75061 | 0.68784 | 0.35442 | 0.7709 | 0.82925 | 3.393
|  | 111 | Capacitor Protection Relay Replacements | Replacement Expenditure | Digital Infrastructure | Repex | N/A | N/A | DI - Protection systems | DI - Safe and Reliable Network | N/A | 1 | 0.4231 | 0.38828 | 0.1958 | 0.4321 | 0.45268 | 1.892 | 0.47273 | 0.4338 | 0.2238 | 0.48701 | 0.52403 | 2.1414
|  | 112 | Reactor Protection Relay Replacements | Replacement Expenditure | Digital Infrastructure | Repex | N/A | N/A | DI - Protection systems | DI - Safe and Reliable Network | N/A | 1 | 0.21866 | 0.20067 | 0.10119 | 0.22331 | 0.23395 | 0.97778 | 0.24431 | 0.22419 | 0.11566 | 0.25169 | 0.27082 | 1.1067
|  | 113 | Transformer Protection Relay Replacements | Replacement Expenditure | Digital Infrastructure | Repex | N/A | N/A | DI - Protection systems | DI - Safe and Reliable Network | N/A | 1 | 1.2809 | 1.1742 | 0.59149 | 1.3048 | 1.3666 | 5.718 | 1.4312 | 1.3118 | 0.67607 | 1.4706 | 1.582 | 6.4717
|  | 114 | UFLS Protection Relay Replacements | Replacement Expenditure | Digital Infrastructure | Repex | N/A | N/A | DI - Protection systems | DI - Safe and Reliable Network | N/A | 1 | 0.1023 | 0.09383 | 0.047291 | 0.10434 | 0.1093 | 0.45706 | 0.11431 | 0.10483 | 0.054053 | 0.1176 | 0.12652 | 0.51731
|  | 115 | Digital Intertrips | Replacement Expenditure | Digital Infrastructure | Repex | N/A | N/A | DI - Protection systems | DI - Safe and Reliable Network | N/A | 0 | 0 | 0 | 0 | 0 | 0 | 0 | 0 | 0 | 0 | 0 | 0 | 0
|  | 116 | Temporary protection renewal for recall periods | Replacement Expenditure | Digital Infrastructure | Repex | N/A | N/A | DI - Protection systems | DI - Safe and Reliable Network | N/A | 1 | 0.15312 | 0.13975 | 0.07013 | 0.15449 | 0.16165 | 0.67914 | 0.17108 | 0.15614 | 0.080157 | 0.17412 | 0.18713 | 0.76863
|  | 117 | Time Domain Protection Proof of Concept | Replacement Expenditure | Digital Infrastructure | Repex | N/A | N/A | DI - Protection systems | DI - Safe and Reliable Network | N/A | 1 | 0 | 0 | 0 | 0 | 0 | 0 | 0 | 0 | 0 | 0 | 0 | 0
|  | 118 | Market Metering Protection Relay Replacements | Replacement Expenditure | Digital Infrastructure | Repex | N/A | N/A | DI - Market metering systems | DI - Safe and Reliable Network | N/A | 1 | 0 | 0 | 0 | 0 | 0 | 0 | 0 | 0 | 0 | 0 | 0 | 0
|  | 119 | NiCd / Chargers Renewal | Replacement Expenditure | Digital Infrastructure | Repex | N/A | N/A | DI - AC/DC & Auxiliary systems | DI - Safe and Reliable Network | N/A | 1 | 0 | 0 | 0 | 0 | 0 | 0 | 0 | 0 | 0 | 0 | 0 | 0
|  | 120 | RPS Renewal | Replacement Expenditure | Digital Infrastructure | Repex | N/A | N/A | DI - AC/DC & Auxiliary systems | DI - Safe and Reliable Network | N/A | 1 | 0 | 0 | 0 | 0 | 0 | 0 | 0 | 0 | 0 | 0 | 0 | 0
|  | 121 | RTU Renewal Program | Replacement Expenditure | Digital Infrastructure | Repex | N/A | N/A | DI - Control systems | DI - Safe and Reliable Network | N/A | 1 | 0 | 0 | 0 | 0 | 0 | 0 | 0 | 0 | 0 | 0 | 0 | 0
|  | 122 | HMI/Gateway Renewal Programs | Replacement Expenditure | Digital Infrastructure | Repex | N/A | N/A | DI - Control systems | DI - Safe and Reliable Network | N/A | 1 | 0 | 0 | 0 | 0 | 0 | 0 | 0 | 0 | 0 | 0 | 0 | 0
|  | 123 | OTN Network Replacement | Replacement Expenditure | Digital Infrastructure | Repex | N/A | N/A | DI - Communications systems | DI - Compliance | N/A | 1 | 4.8473 | 4.8678 | 0 | 0 | 0 | 9.715 | 5.4159 | 5.4384 | 0 | 0 | 0 | 10.8543
|  | 124 | Multiplexer Renewal program | Replacement Expenditure | Digital Infrastructure | Repex | N/A | N/A | DI - Communications systems | DI - Safe and Reliable Network | N/A | 1 | 1.7284 | 1.5792 | 0.79323 | 1.748 | 1.8295 | 7.6783 | 1.9311 | 1.7643 | 0.90665 | 1.9701 | 2.1179 | 8.6901
|  | 125 | Microwave Renewal Program | Replacement Expenditure | Digital Infrastructure | Repex | N/A | N/A | DI - Communications systems | DI - Safe and Reliable Network | N/A | 1 | 1.6838 | 1.5371 | 0.77142 | 1.6994 | 1.7783 | 7.4701 | 1.8813 | 1.7173 | 0.88173 | 1.9154 | 2.0586 | 8.4543
|  | 126 | OPGW rollout | Replacement Expenditure | Digital Infrastructure | Repex | N/A | N/A | DI - OPGW | DI - Safe and Reliable Network | N/A | 1 | 0 | 0 | 0 | 0 | 0 | 0 | 0 | 0 | 0 | 0 | 0 | 0
|  | 127 | DI - Capital spares | Replacement Expenditure | Digital Infrastructure | Repex | N/A | N/A | DI - Protection systems | DI - Safe and Reliable Network | N/A | 1 | 0.46226 | 0.46226 | 0.46226 | 0.46226 | 0.46226 | 2.3113 | 0.51649 | 0.51645 | 0.52836 | 0.52101 | 0.53513 | 2.6174
|  | 128 | Comms Alarm System Renewals | Replacement Expenditure | Digital Infrastructure | Repex | N/A | N/A | DI - Communications systems | DI - Safe and Reliable Network | N/A | 1 | 1.1606 | 1.0629 | 0.53501 | 1.1799 | 1.2355 | 5.1739 | 1.2968 | 1.1875 | 0.61151 | 1.3298 | 1.4302 | 5.8558
|  | 129 | Operational Building Refurbs | Replacement Expenditure | Digital Infrastructure | Repex | N/A | N/A | DI - Network Buildings & Security | DI - Safe and Reliable Network | N/A | 1 | 2.8113 | 2.2499 | 1.1253 | 2.476 | 2.5888 | 11.2513 | 3.1412 | 2.5136 | 1.2862 | 2.7906 | 2.9968 | 12.7285
|  | 130 | Palisade Gate Renewals | Replacement Expenditure | Digital Infrastructure | Repex | N/A | N/A | DI - Network Buildings & Security | DI - Safe and Reliable Network | N/A | 1 | 2.3053 | 2.3095 | 0 | 0 | 0 | 4.6147 | 2.5757 | 2.5802 | 0 | 0 | 0 | 5.1559
|  | 131 | Fire Systems Renewals | Replacement Expenditure | Digital Infrastructure | Repex | N/A | N/A | DI - Network Buildings & Security | DI - Safe and Reliable Network | N/A | 1 | 2.221 | 2.2218 | 0 | 0 | 0 | 4.4427 | 2.4815 | 2.4822 | 0 | 0 | 0 | 4.9637
|  | 132 | Fire Systems (Mechanical) Renewal | Replacement Expenditure | Digital Infrastructure | Repex | N/A | N/A | DI - Network Buildings & Security | DI - Safe and Reliable Network | N/A | 1 | 0 | 0 | 0 | 0 | 0 | 0 | 0 | 0 | 0 | 0 | 0 | 0
|  | 133 | SCADA Duplicate Comms | Replacement Expenditure | Digital Infrastructure | Repex | N/A | N/A | DI - Control systems | DI - Safe and Reliable Network | N/A | 1 | 0 | 0 | 0 | 0 | 0 | 0 | 0 | 0 | 0 | 0 | 0 | 0
|  | 134 | AMC Enhancements | Replacement Expenditure | Digital Infrastructure | Repex | N/A | N/A | DI - SCADA | DI - Safe and Reliable Network | N/A | 1 | 0 | 0 | 0 | 0 | 0 | 0 | 0 | 0 | 0 | 0 | 0 | 0
|  | 135 | SCADA Hardware Renewal | Replacement Expenditure | Digital Infrastructure | Repex | N/A | N/A | DI - SCADA | DI - Safe and Reliable Network | N/A | 1 | 0 | 0 | 0 | 0 | 0 | 0 | 0 | 0 | 0 | 0 | 0 | 0
|  | 136 | FY24-28 SSZ Core Refresh | Replacement Expenditure | Digital Infrastructure | Repex | N/A | N/A | DI - Communications systems | DI - Cyber/physical security | N/A | 1 | 0 | 0 | 0 | 0 | 0 | 0 | 0 | 0 | 0 | 0 | 0 | 0
|  | 137 | FY24-28 Critical Infrastructure Uplift OT Environment | Replacement Expenditure | Digital Infrastructure | Repex | N/A | N/A | DI - SCADA | DI - Cyber/physical security | N/A | 1 | 0.69972 | 2.5818 | 0.81333 | 0 | 0 | 4.0948 | 0.78181 | 2.8844 | 0.92962 | 0 | 0 | 4.5958
|  | 138 | Lismore 415V AC DIst. Replacement | Replacement Expenditure | Digital Infrastructure | Repex | N/A | N/A | DI - AC/DC & Auxiliary systems | DI - Safe and Reliable Network | N/A | 1 | 0 | 0 | 0 | 0 | 0 | 0 | 0 | 0 | 0 | 0 | 0 | 0
|  | 139 | BKH SVC Server Upgrade | Replacement Expenditure | Digital Infrastructure | Repex | N/A | N/A | DI - Control systems | DI - Safe and Reliable Network | N/A | 1 | 0.47571 | 0.47668 | 0 | 0 | 0 | 0.95239 | 0.53152 | 0.53256 | 0 | 0 | 0 | 1.0641
|  | 140 | Cable 41 (26F) Bridge Works | Replacement Expenditure | Transmission Lines | Repex | N/A | N/A | TL - Underground cables | TL - Safe and Reliable Network | N/A | 1 | 0 | 0 | 0 | 0 | 0 | 0 | 0 | 0 | 0 | 0 | 0 | 0
|  | 141 | Line 23 - Vales Point Munmorah Refurb | Replacement Expenditure | Transmission Lines | Repex | N/A | N/A | TL - Transmission towers | TL - Safe and Reliable Network | N/A | 1 | 11.8611 | 0.62529 | 0 | 0 | 0 | 12.4864 | 13.2526 | 0.69859 | 0 | 0 | 0 | 13.9512
|  | 142 | Line 992 Refurbishment | Replacement Expenditure | Transmission Lines | Repex | N/A | N/A | TL - Transmission poles | TL - Safe and Reliable Network | N/A | 1 | 0 | 0.14479 | 6.3791 | 0 | 0 | 6.5239 | 0 | 0.16176 | 7.2912 | 0 | 0 | 7.453
|  | 143 | Misc Plant Tools and Test Equip | Replacement Expenditure | Substation | Repex | N/A | N/A | Substations - Site Establishment and supporting assets | Substations - Safe and Reliable Network | N/A | 1 | 6.0333 | 2.4602 | 2.3195 | 1.3165 | 1.3039 | 13.4334 | 6.7411 | 2.7486 | 2.6512 | 1.4838 | 1.5094 | 15.1341
|  | 144 | Increase capacity for generation in the Molong to Parkes area | Augmentation Expenditure | Augmentations | Augex | Economic Benefits | N/A | N/A | N/A | N/A | 1 | 2.6377 | 4.6445 | 0 | 0 | 0 | 7.2822 | 2.9472 | 5.189 | 0 | 0 | 0 | 8.1362
|  | 145 | Increase capacity for generation in Wagga North area | Augmentation Expenditure | Augmentations | Augex | Economic Benefits | N/A | N/A | N/A | N/A | 1 | 0.32259 | 11.3145 | 0 | 0 | 0 | 11.6371 | 0.36044 | 12.6408 | 0 | 0 | 0 | 13.0013
|  | 146 | Supply to Western Sydney Priority Growth area | Augmentation Expenditure | Augex - Major Project | Augex | Augex - Major Project | N/A | N/A | N/A | N/A | 1 | c-i-c | c-i-c | c-i-c | c-i-c | c-i-c | c-i-c | c-i-c | c-i-c | c-i-c | c-i-c | c-i-c | c-i-c
|  | 147 | Increase capacity of 132 kV busbars at Wagga Substation | Augmentation Expenditure | Augmentations | Augex | Economic Benefits | N/A | N/A | N/A | N/A | 1 | 0.5015 | 2.4184 | 2.9345 | 0.20269 | 0 | 6.057 | 0.56033 | 2.7019 | 3.3541 | 0.22844 | 0 | 6.8447
|  | 148 | Supply to Sydney West Area | Augmentation Expenditure | Augmentations | Augex | Demand | N/A | N/A | N/A | N/A | 1 | 19.2494 | 0.56034 | 0 | 0 | 0 | 19.8098 | 21.5077 | 0.62603 | 0 | 0 | 0 | 22.1338
|  | 149 | Maintain quality of supply in ACT | Augmentation Expenditure | Augmentations | Augex | Compliance | N/A | N/A | N/A | N/A | 1 | 0 | 0 | 0 | 0 | 0 | 0 | 0 | 0 | 0 | 0 | 0 | 0
|  | 150 | Improve voltage control in Southern NSW area | Augmentation Expenditure | Augmentations | Augex | Compliance | N/A | N/A | N/A | N/A | 1 | 0.98837 | 2.2464 | 20.2428 | 0.21166 | 0 | 23.6892 | 1.1043 | 2.5097 | 23.1373 | 0.23855 | 0 | 26.9899
|  | 151 | Improve operational response to busbar trips | Augmentation Expenditure | Augmentations | Augex | Economic Benefits | N/A | N/A | N/A | N/A | 1 | 0 | 0 | 0 | 0 | 0 | 0 | 0 | 0 | 0 | 0 | 0 | 0
|  | 152 | Maintain Voltage in Greater Sydney area | Augmentation Expenditure | Augmentations | Augex | Compliance | N/A | N/A | N/A | N/A | 1 | 1.3434 | 8.8282 | 0.28748 | 0 | 0 | 10.459 | 1.501 | 9.8631 | 0.32858 | 0 | 0 | 11.6927
|  | 153 | Manage multiple contingencies in North West NSW area | Augmentation Expenditure | Augmentations | Augex | Economic Benefits | N/A | N/A | N/A | N/A | 1 | 0 | 0 | 0 | 0 | 0 | 0 | 0 | 0 | 0 | 0 | 0 | 0
|  | 154 | Manage multiple contingencies in Sydney Northwest area | Augmentation Expenditure | Augmentations | Augex | Economic Benefits | N/A | N/A | N/A | N/A | 1 | 0 | 0 | 0 | 0 | 0 | 0 | 0 | 0 | 0 | 0 | 0 | 0
|  | 155 | Manage multiple contingencies in the Bayswater to Sydney area | Augmentation Expenditure | Augmentations | Augex | Economic Benefits | N/A | N/A | N/A | N/A | 1 | 0 | 0 | 0 | 0 | 0 | 0 | 0 | 0 | 0 | 0 | 0 | 0
|  | 156 | Supply to Strathnairn area (EVOEnergy) | Connections | Connections | Augex | Connections | N/A | N/A | N/A | N/A | 1 | c-i-c | c-i-c | c-i-c | c-i-c | c-i-c | c-i-c | c-i-c | c-i-c | c-i-c | c-i-c | c-i-c | c-i-c
|  | 157 | Condition of AusGrid cables 9SA and 92P | Connections | Connections | Augex | Connections | N/A | N/A | N/A | N/A | 1 | c-i-c | c-i-c | c-i-c | c-i-c | c-i-c | c-i-c | c-i-c | c-i-c | c-i-c | c-i-c | c-i-c | c-i-c
|  | 158 | Improve voltage regulation following under frequency load shedding events | Augmentation Expenditure | Augmentations | Augex | Compliance | N/A | N/A | N/A | N/A | 1 | 0 | 0 | 0 | 0 | 0 | 0 | 0 | 0 | 0 | 0 | 0 | 0
|  | 159 | Supply to Far West NSW Network | Augmentation Expenditure | Augmentations | Augex | Demand | N/A | N/A | N/A | N/A | 1 | 0 | 0 | 0 | 0 | 0 | 0 | 0 | 0 | 0 | 0 | 0 | 0
|  | 160 | Strategic property acquisition for Western Sydney Priority Growth Area | Augmentation Expenditure | Augmentations | Augex | Strategic Property | N/A | N/A | N/A | N/A | 1 | c-i-c | c-i-c | c-i-c | c-i-c | c-i-c | c-i-c | c-i-c | c-i-c | c-i-c | c-i-c | c-i-c | c-i-c
|  | 161 | Maintain Voltage in the Vineyard Area | Augmentation Expenditure | Augmentations | Augex | Demand | N/A | N/A | N/A | N/A | 1 | 7.0094 | 36.938 | 1.037 | 0 | 0 | 44.9844 | 7.8317 | 41.2683 | 1.1853 | 0 | 0 | 50.2852
|  | 162 | Voltage control under light load conditions | Augmentation Expenditure | Augmentations | Augex | Compliance | N/A | N/A | N/A | N/A | 1 | 3.1414 | 2.2905 | 0 | 0 | 0 | 5.4319 | 3.5099 | 2.559 | 0 | 0 | 0 | 6.0689
|  | 163 | Maintain voltage in Beryl area | Augmentation Expenditure | Augmentations | Augex | Demand | N/A | N/A | N/A | N/A | 1 | 0 | 1.5663 | 7.4428 | 14.3031 | 0 | 23.3122 | 0 | 1.7499 | 8.507 | 16.1208 | 0 | 26.3777
|  | 164 | Maintain voltage in Alpine area | Augmentation Expenditure | Augmentations | Augex | Compliance | N/A | N/A | N/A | N/A | 1 | 0 | 0.34366 | 2.0635 | 16.9708 | 6.3079 | 25.6858 | 0 | 0.38395 | 2.3585 | 19.1275 | 7.3021 | 29.1721
|  | 165 | Supply to North West Slopes Area Stage 1 | Augmentation Expenditure | Augmentations | Augex | Demand | N/A | N/A | N/A | N/A | 1 | 0.9097 | 8.002 | 0.35394 | 0 | 0 | 9.2656 | 1.0164 | 8.94 | 0.40455 | 0 | 0 | 10.361
|  | 166 | Improving stability in South-Western NSW | Augmentation Expenditure | Augmentations | Augex | Compliance | N/A | N/A | N/A | N/A | 1 | 0 | 0 | 0 | 0 | 0 | 0 | 0 | 0 | 0 | 0 | 0 | 0
|  | 167 | NSW Oscillation Monitoring (PMU Installation) | Augmentation Expenditure | Augmentations | Augex | Compliance | N/A | N/A | N/A | N/A | 1 | 3.815 | 2.7599 | 1.4151 | 0 | 0 | 7.99 | 4.2626 | 3.0834 | 1.6174 | 0 | 0 | 8.9635
|  | 168 | Maintaining Reliable Supply to Deniliquin, Coleambally and Finley area (Maintain Voltage in South Western Subsystem) | Augmentation Expenditure | Augmentations | Augex | Compliance | N/A | N/A | N/A | N/A | 1 | 1.8451 | 5.6928 | 0.60258 | 0 | 0 | 8.1405 | 2.0616 | 6.3602 | 0.68874 | 0 | 0 | 9.1105
|  | 169 | Supply to Panorama area | Connections | Connections | Augex | Demand | N/A | N/A | N/A | N/A | 1 | 4.3604 | 10.7077 | 0.19161 | 0 | 0 | 15.2598 | 4.872 | 11.963 | 0.21901 | 0 | 0 | 17.054
|  | 170 | System Security Roadmap - Situational Awareness and Digital Twin | Augmentation Expenditure | Augmentations | Augex | System Security Roadmap | N/A | N/A | N/A | N/A | 1 | 60.2348 | 18.2473 | 6.284 | 3.3194 | 0.086711 | 88.1722 | 67.3013 | 20.3864 | 7.1825 | 3.7412 | 0.10038 | 98.7119
|  | 171 | ICT Forecast (Trend 2009-23) | Non-network - ICT | Information Technology | ICT | N/A | N/A | N/A | N/A | N/A | 1 | 17.3446 | 17.5156 | 17.6714 | 17.728 | 17.7662 | 88.0258 | 17.711 | 17.8849 | 18.1194 | 18.131 | 18.2549 | 90.1013
|  | 172 | Agricultural | Non-network - Other | Fleet | Fleet & Property | N/A | Agricultural | N/A | N/A | N/A | 1 | 0 | 0 | 0 | 0 | 0 | 0 | 0 | 0 | 0 | 0 | 0 | 0
|  | 173 | Excavation | Non-network - Other | Fleet | Fleet & Property | N/A | Excavation | N/A | N/A | N/A | 1 | 0 | 0 | 0.21199 | 0 | 0.083678 | 0.29566 | 0 | 0 | 0.21736 | 0 | 0.08598 | 0.30334
|  | 174 | Heavy Commercial | Non-network - Other | Fleet | Fleet & Property | N/A | Heavy Commercial | N/A | N/A | N/A | 1 | 0.69174 | 0.30124 | 0.46302 | 1.4002 | 0.58017 | 3.4364 | 0.70636 | 0.30759 | 0.47476 | 1.432 | 0.59613 | 3.5169
|  | 175 | Light Commercial | Non-network - Other | Fleet | Fleet & Property | N/A | Light Commercial | N/A | N/A | N/A | 1 | 6.9955 | 7.347 | 6.9353 | 6.9341 | 6.3283 | 34.5402 | 7.1433 | 7.5019 | 7.1111 | 7.0918 | 6.5024 | 35.3504
|  | 176 | Material Handling | Non-network - Other | Fleet | Fleet & Property | N/A | Material Handling | N/A | N/A | N/A | 1 | 0.75311 | 1.2273 | 1.2273 | 1.2831 | 1.1715 | 5.6622 | 0.76902 | 1.2532 | 1.2584 | 1.3122 | 1.2037 | 5.7965
|  | 177 | Motorcycle/ATV | Non-network - Other | Fleet | Fleet & Property | N/A | Motorcycle/ATV | N/A | N/A | N/A | 1 | 0.30459 | 0.02343 | 0.18744 | 0.16401 | 0 | 0.67947 | 0.31102 | 0.023924 | 0.19219 | 0.16774 | 0 | 0.69488
|  | 178 | Other | Non-network - Other | Fleet | Fleet & Property | N/A | Other Fleet | N/A | N/A | N/A | 1 | 0 | 0.044628 | 0 | 0 | 0.31798 | 0.36261 | 0 | 0.045569 | 0 | 0 | 0.32673 | 0.37229
|  | 179 | Passenger | Non-network - Other | Fleet | Fleet & Property | N/A | Passenger | N/A | N/A | N/A | 1 | 0.67914 | 0.55517 | 0.58212 | 0.56595 | 0.92169 | 3.3041 | 0.69349 | 0.56688 | 0.59688 | 0.57881 | 0.94705 | 3.3831
|  | 180 | Plant | Non-network - Other | Fleet | Fleet & Property | N/A | Plant | N/A | N/A | N/A | 1 | 0.016736 | 0.18409 | 0 | 0 | 0.033471 | 0.2343 | 0.017089 | 0.18797 | 0 | 0 | 0.034392 | 0.23946
|  | 181 | Trailer | Non-network - Other | Fleet | Fleet & Property | N/A | Trailer | N/A | N/A | N/A | 1 | 0.18075 | 0.60248 | 0.4329 | 0.24211 | 0.82005 | 2.2783 | 0.18456 | 0.61519 | 0.44387 | 0.24761 | 0.84261 | 2.3338
|  | 182 | Tracking units | Non-network - Other | Fleet | Fleet & Property | N/A | Tracking units | N/A | N/A | N/A | 1 | 0 | 0 | 0 | 0 | 0 | 0 | 0 | 0 | 0 | 0 | 0 | 0
|  | 183 | Deferred p2-3 works for FY22-23 | Non-network - Other | Property | Fleet & Property | N/A | Other Property | N/A | N/A | N/A | 1 | 0 | 0 | 0 | 0 | 0 | 0 | 0 | 0 | 0 | 0 | 0 | 0
|  | 184 | 180 Thomas Street - Ultimo drainage project | Non-network - Other | Property | Fleet & Property | N/A | Haymarket Office | N/A | N/A | N/A | 1 | 0 | 0 | 0 | 0 | 0 | 0 | 0 | 0 | 0 | 0 | 0 | 0
|  | 185 | Yass Old System Control Block demolition | Non-network - Other | Property | Fleet & Property | N/A | Yass Depot | N/A | N/A | N/A | 1 | 0 | 0 | 0 | 0 | 0 | 0 | 0 | 0 | 0 | 0 | 0 | 0
|  | 186 | Ultimo Prescribed 2020 Audit Recommended Cap Works - reviewed and prioritised | Non-network - Other | Property | Fleet & Property | N/A | Haymarket Office | N/A | N/A | N/A | 1 | 0.0088942 | 0.04675 | 0.086914 | 0.046818 | 0.025645 | 0.21502 | 0.0090821 | 0.047735 | 0.089117 | 0.047882 | 0.026351 | 0.22017
|  | 187 | Wallgrove 2020 Audit Recommended Cap Works - reviewed and prioritised | Non-network - Other | Property | Fleet & Property | N/A | Wallgrove Depot | N/A | N/A | N/A | 1 | 0.19772 | 3.8866 | 0.31243 | 1.6163 | 0.11168 | 6.1248 | 0.2019 | 3.9685 | 0.32035 | 1.6531 | 0.11475 | 6.2586
|  | 188 | Waratah 2020 Audit Recommended Cap Works - reviewed and prioritised | Non-network - Other | Property | Fleet & Property | N/A | Waratah West Depot | N/A | N/A | N/A | 1 | 4.6502 | 0.35568 | 1.0074 | 0.47725 | 1.7005 | 8.1911 | 4.7485 | 0.36318 | 1.0329 | 0.4881 | 1.7473 | 8.38
|  | 189 | Orange 2020 Audit Recommended Cap Works - reviewed and prioritised | Non-network - Other | Property | Fleet & Property | N/A | Orange Depot | N/A | N/A | N/A | 1 | 0.12493 | 0 | 0.087635 | 0.46547 | 1.1388 | 1.8168 | 0.12757 | 0 | 0.089857 | 0.47605 | 1.1701 | 1.8636
|  | 190 | Tamworth 2020 Audit Recommended Cap Works - reviewed and prioritised | Non-network - Other | Property | Fleet & Property | N/A | Tamworth Depot | N/A | N/A | N/A | 1 | 0.015608 | 0.005815 | 0.020854 | 0.019819 | 0.036517 | 0.098612 | 0.015937 | 0.0059376 | 0.021383 | 0.020269 | 0.037522 | 0.10105
|  | 191 | Yass 2020 Audit Recommended Cap Works - reviewed and prioritised | Non-network - Other | Property | Fleet & Property | N/A | Yass Depot | N/A | N/A | N/A | 1 | 0.42082 | 0.38837 | 0.26079 | 1.0352 | 0.079328 | 2.1845 | 0.42971 | 0.39656 | 0.2674 | 1.0587 | 0.08151 | 2.2339
|  | 192 | Wagga 2020 Audit Recommended Cap Works - reviewed and prioritised | Non-network - Other | Property | Fleet & Property | N/A | Wagga Depot | N/A | N/A | N/A | 1 | 0 | 0.18171 | 2.1946 | 0.343 | 0 | 2.7193 | 0 | 0.18555 | 2.2502 | 0.3508 | 0 | 2.7866
|  | 193 | Property leases | Non-network - Other | Property | Fleet & Property | N/A | Other Property | N/A | N/A | N/A | 1 | 0.065114 | 0.74345 | 0 | 0.66046 | 2.3344 | 3.8035 | 0.06649 | 0.75913 | 0 | 0.67547 | 2.3986 | 3.8997
|  | 194 | [Project Name] | [Spare] | [Spare] | [Spare] | N/A | N/A | N/A | N/A | N/A | 1 | 0 | 0 | 0 | 0 | 0 | 0 | 0 | 0 | 0 | 0 | 0 | 0
|  | 195 | [Project Name] | [Spare] | [Spare] | [Spare] | N/A | N/A | N/A | N/A | N/A | 1 | 0 | 0 | 0 | 0 | 0 | 0 | 0 | 0 | 0 | 0 | 0 | 0
|  | 196 | [Project Name] | [Spare] | [Spare] | [Spare] | N/A | N/A | N/A | N/A | N/A | 1 | 0 | 0 | 0 | 0 | 0 | 0 | 0 | 0 | 0 | 0 | 0 | 0
|  | 197 | [Project Name] | [Spare] | [Spare] | [Spare] | N/A | N/A | N/A | N/A | N/A | 1 | 0 | 0 | 0 | 0 | 0 | 0 | 0 | 0 | 0 | 0 | 0 | 0
|  | 198 | [Project Name] | [Spare] | [Spare] | [Spare] | N/A | N/A | N/A | N/A | N/A | 1 | 0 | 0 | 0 | 0 | 0 | 0 | 0 | 0 | 0 | 0 | 0 | 0
|  | 199 | [Project Name] | [Spare] | [Spare] | [Spare] | N/A | N/A | N/A | N/A | N/A | 1 | 0 | 0 | 0 | 0 | 0 | 0 | 0 | 0 | 0 | 0 | 0 | 0
|  | 200 | [Project Name] | [Spare] | [Spare] | [Spare] | N/A | Other Property | N/A | N/A | N/A | 1 | 0 | 0 | 0 | 0 | 0 | 0 | 0 | 0 | 0 | 0 | 0 | 0
|  | 201 | [Project Name] | [Spare] | [Spare] | [Spare] | N/A | N/A | N/A | N/A | N/A | 1 | 0 | 0 | 0 | 0 | 0 | 0 | 0 | 0 | 0 | 0 | 0 | 0
|  | 202 | [Project Name] | [Spare] | [Spare] | [Spare] | N/A | N/A | N/A | N/A | N/A | 1 | 0 | 0 | 0 | 0 | 0 | 0 | 0 | 0 | 0 | 0 | 0 | 0
|  | 203 | [Project Name] | [Spare] | [Spare] | [Spare] | N/A | N/A | N/A | N/A | N/A | 1 | 0 | 0 | 0 | 0 | 0 | 0 | 0 | 0 | 0 | 0 | 0 | 0
|  | 204 | [Project Name] | [Spare] | [Spare] | [Spare] | N/A | N/A | N/A | N/A | N/A | 1 | 0 | 0 | 0 | 0 | 0 | 0 | 0 | 0 | 0 | 0 | 0 | 0
|  | 205 | [Project Name] | [Spare] | [Spare] | [Spare] | N/A | N/A | N/A | N/A | N/A | 1 | 0 | 0 | 0 | 0 | 0 | 0 | 0 | 0 | 0 | 0 | 0 | 0
|  | 206 | [Project Name] | [Spare] | [Spare] | [Spare] | N/A | N/A | N/A | N/A | N/A | 1 | 0 | 0 | 0 | 0 | 0 | 0 | 0 | 0 | 0 | 0 | 0 | 0
|  | 207 | [Project Name] | [Spare] | [Spare] | [Spare] | N/A | N/A | N/A | N/A | N/A | 1 | 0 | 0 | 0 | 0 | 0 | 0 | 0 | 0 | 0 | 0 | 0 | 0
|  | 208 | [Project Name] | [Spare] | [Spare] | [Spare] | N/A | N/A | N/A | N/A | N/A | 1 | 0 | 0 | 0 | 0 | 0 | 0 | 0 | 0 | 0 | 0 | 0 | 0
|  | 209 | [Project Name] | [Spare] | [Spare] | [Spare] | N/A | N/A | N/A | N/A | N/A | 1 | 0 | 0 | 0 | 0 | 0 | 0 | 0 | 0 | 0 | 0 | 0 | 0
|  | 210 | [Project Name] | [Spare] | [Spare] | [Spare] | N/A | N/A | N/A | N/A | N/A | 1 | 0 | 0 | 0 | 0 | 0 | 0 | 0 | 0 | 0 | 0 | 0 | 0
|  | 211 | [Project Name] | [Spare] | [Spare] | [Spare] | N/A | N/A | N/A | N/A | N/A | 1 | 0 | 0 | 0 | 0 | 0 | 0 | 0 | 0 | 0 | 0 | 0 | 0
|  | 212 | [Project Name] | [Spare] | [Spare] | [Spare] | N/A | N/A | N/A | N/A | N/A | 1 | 0 | 0 | 0 | 0 | 0 | 0 | 0 | 0 | 0 | 0 | 0 | 0
|  |  | Total | N/A | N/A | N/A | N/A | N/A | N/A | N/A | N/A | N/A | 327.7142 | 339.3206 | 273.0293 | 304.8298 | 244.4779 | 1489.3718 | 362.922 | 375.474 | 307.956 | 340.125 | 278.6608 | 1665.1377
|  |  | Capex excluding NCIPAP | N/A | N/A | N/A | N/A | N/A | N/A | N/A | N/A | N/A | 324.8224 | 329.1088 | 267.2053 | 304.8034 | 244.4779 | 1470.4178 | 359.8081 | 364.4779 | 301.6847 | 340.0965 | 278.6608 | 1644.7281
0 |  |  | Check - Capex Reconciliation including NCIPAP | N/A | N/A | N/A | N/A | N/A | N/A | N/A | N/A | N/A | 0 | 0 | 0 | 0 | 0 |  | 0 | 0 | 0 | 0 | 0
Contingent Projects
Escalated Cost (OER) ($M) ($Real 23)
| Ref | ID | Project Name | Category | Allocation 1 | Allocation 2 | N/A | N/A | N/A | N/A | N/A | N/A | FY24 | FY25 | FY26 | FY27 | FY28 | FY24 - FY28 | Total Estimated Costs
| 28 | N2657 | Supply to ACT -Network Capability | Demand | Contingent Project | Non REZ | N/A | N/A | N/A | N/A | N/A | N/A | 0 | 0 | 8.9257 | 22.3142 | 44.6285 | 75.8684 | 100.414
| 29 | N2384 | Supply to Bathurst Orange and Parkes Stage 1 | Demand | Contingent Project | Non REZ | N/A | N/A | N/A | N/A | N/A | N/A | 4.7065 | 24.7611 | 65.9196 | 3.0476 | 0 | 98.4347 | 98.4347
| 30 | N2384 | Supply to Bathurst Orange and Parkes Stage 2 | Demand | Contingent Project | Non REZ | N/A | N/A | N/A | N/A | N/A | N/A | 0.5137 | 1.0511 | 3.5288 | 12.9893 | 116.1756 | 134.2585 | 145.8932
| 31 | TBA | Moree Special Activation Precinct | Demand | Contingent Project | Non REZ | N/A | N/A | N/A | N/A | N/A | N/A | 0 | 0 | 0 | 21.56 | 23.716 | 45.276 | 45.276
| 32 | N2534 | Manage increased fault levels in Southern NSW | Compliance | Contingent Project | Non REZ | N/A | N/A | N/A | N/A | N/A | N/A | 2.5661 | 12.496 | 33.8061 | 5.4 | 0 | 54.2682 | 54.2682
| 33 | SSRCP | Maintain Power system Security in NSW | Compliance | Contingent Project | Non REZ | N/A | N/A | N/A | N/A | N/A | N/A | 5.39 | 10.78 | 16.17 | 21.56 | 10.78 | 64.68 | 107.8
| 34 | 1693 | Supply to North West Slopes Area Stage 1 | Demand | Contingent Project | Non REZ | N/A | N/A | N/A | N/A | N/A | N/A | 6.0905 | 35.2166 | 70.7138 | 19.2918 | 1.497 | 132.8096 | 132.8096
| 35 | 1693 | Supply to North West Slopes Area Stage 2 | Demand | Contingent Project | Non REZ | N/A | N/A | N/A | N/A | N/A | N/A | 0 | 0 | 1.4642 | 4.2296 | 36.9485 | 42.6424 | 132.8099
| 36 | N2363 | Improving stability in South-Western NSW | 0 | Contingent Project | Non REZ | N/A | N/A | N/A | N/A | N/A | N/A | 0 | 0 | 0 | 0 | 0 | 0 | 0
| 37 | 0 | 0 | 0 |  |  | N/A | N/A | N/A | N/A | N/A | N/A | 0 | 0 | 0 | 0 | 0 | 0 | 0
| 37 | 0 | 0 | 0 |  |  | N/A | N/A | N/A | N/A | N/A | N/A | 0 | 0 | 0 | 0 | 0 | 0 | 0
| 39 | N2588 | Renewable Energy Zone in South Western NSW | Economic Benefits | Contingent Project | Renewable Energy Zone | N/A | N/A | N/A | N/A | N/A | N/A | 0 | 0 | 157.9848 | 315.9695 | 631.9391 | 1105.8933 | 1579.8476
| 40 | N2596 | Renewable energy zone in Hunter region | Economic Benefits | Contingent Project | Renewable Energy Zone | N/A | N/A | N/A | N/A | N/A | N/A | 0 | 0 | 27.8928 | 83.6784 | 139.464 | 251.0351 | 278.9279
| 41 | N2597 | Renewable energy zone in Illawarra region | Economic Benefits | Contingent Project | Renewable Energy Zone | N/A | N/A | N/A | N/A | N/A | N/A | 0 | 0 | 27.8928 | 83.6784 | 139.464 | 251.0351 | 278.9279
| 42 | 1903 | Renewable Energy Zone in Central West NSW area | Economic Benefits | Contingent Project | Renewable Energy Zone | N/A | N/A | N/A | N/A | N/A | N/A | 87.7744 | 416.9286 | 212.1215 | 0 | 0 | 716.8245 | 731.4536
| 43 | N2414 | Renewable Energy Zone in New England area | Economic Benefits | Contingent Project | Renewable Energy Zone | N/A | N/A | N/A | N/A | N/A | N/A | 44.6285 | 156.1996 | 976.2477 | 948.3549 | 0 | 2125.4306 | 2125.4306
| 44 | TBA | Waratah Super Battery Components: Southern line upgrades, northern terminal equipment upgrades, SIPS scheme | 0 | Contingent Project | Renewable Energy Zone | N/A | N/A | N/A | N/A | N/A | N/A | 36.652 | 70.3934 | 0 | 0 | 0 | 107.0454 | 115.7772
| 45 | N2417 | Sydney Ring (Reinforcing Sydney Newcastle and Wollongong Supply) - Hunter Transmission Project option (Contestable) | Economic Benefits | Contingent Project | Renewable Energy Zone | N/A | N/A | N/A | N/A | N/A | N/A | 98.1826 | 196.3652 | 392.7305 | 290.085 | 4.4628 | 981.8262 | 981.8262
| 37 | 0 | 0 | 0 |  |  | N/A | N/A | N/A | N/A | N/A | N/A | 0 | 0 | 0 | 0 | 0 | 0 | 0
| 37 | 0 | 0 | 0 |  |  | N/A | N/A | N/A | N/A | N/A | N/A | 0 | 0 | 0 | 0 | 0 | 0 | 0
| 48 | 1901 | Humelink | Economic Benefits | Actionable ISP | Non REZ | N/A | N/A | N/A | N/A | N/A | N/A | 668.5344 | 534.8275 | 1248.7267 | 1248.7267 | 0 | 3700.8154 | 3700.8154
| 49 | 1746 | VNI West | Economic Benefits | Actionable ISP | Non REZ | N/A | N/A | N/A | N/A | N/A | N/A | 202.9479 | 61.5873 | 110.9017 | 9.2604 | 278.1469 | 662.8443 | 1842.1514
| 50 | N2413 | QNI Connect | Economic Benefits | Future ISP | Non REZ | N/A | N/A | N/A | N/A | N/A | N/A | 0 | 0 | 0 | 0 | 169.0303 | 169.0303 | 1397.9866
| 37 | 0 |  | 0 |  |  | N/A | N/A | N/A | N/A | N/A | N/A | 0 | 0 | 0 | 0 | 0 | 0 | 0
| 37 | 0 |  | 0 |  |  | N/A | N/A | N/A | N/A | N/A | N/A | 0 | 0 | 0 | 0 | 0 | 0 | 0
| 37 | 0 |  | 0 |  |  | N/A | N/A | N/A | N/A | N/A | N/A | 0 | 0 | 0 | 0 | 0 | 0 | 0
| 37 | 0 |  | 0 |  |  | N/A | N/A | N/A | N/A | N/A | N/A | 0 | 0 | 0 | 0 | 0 | 0 | 0
| 37 | 0 |  | 0 |  |  | N/A | N/A | N/A | N/A | N/A | N/A | 0 | 0 | 0 | 0 | 0 | 0 | 0
| 37 | 0 |  | 0 |  |  | N/A | N/A | N/A | N/A | N/A | N/A | 0 | 0 | 0 | 0 | 0 | 0 | 0
| 37 | 0 |  | 0 |  |  | N/A | N/A | N/A | N/A | N/A | N/A | 0 | 0 | 0 | 0 | 0 | 0 | 0
| 37 | 0 |  | 0 |  |  | N/A | N/A | N/A | N/A | N/A | N/A | 0 | 0 | 0 | 0 | 0 | 0 | 0
|  |  | Total | N/A | N/A | N/A | N/A | N/A | N/A | N/A | N/A | N/A | 1157.9866 | 1520.6064 | 3355.0267 | 3090.1458 | 1596.2525 | 10720.018 | 13850.8502
|  |  | Contingent Projects - Non REZ | N/A | Contingent Project | Non REZ | N/A | N/A | N/A | N/A | N/A | N/A | 19.2668 | 84.3048 | 200.5282 | 110.3925 | 233.7455 | 648.2377 | 817.7057
|  |  | Contingent Projects - REZ | N/A | Contingent Project | Renewable Energy Zone | N/A | N/A | N/A | N/A | N/A | N/A | 267.2375 | 839.8868 | 1794.87 | 1721.7661 | 915.3298 | 5539.0903 | 6092.1911
|  |  | Total Contingent Projects | N/A | Contingent Project | N/A | N/A | N/A | N/A | N/A | N/A | N/A | 286.5043 | 924.1916 | 1995.3982 | 1832.1586 | 1149.0753 | 6187.3281 | 6909.8968
|  |  | Actionable ISPs | N/A | Actionable ISP | N/A | N/A | N/A | N/A | N/A | N/A | N/A | 871.4823 | 596.4148 | 1359.6285 | 1257.9871 | 278.1469 | 4363.6597 | 5542.9668
|  |  | Future ISPs | N/A | Future ISP | N/A | N/A | N/A | N/A | N/A | N/A | N/A | 0 | 0 | 0 | 0 | 169.0303 | 169.0303 | 1397.9866
|  |  | Total ISPs | N/A | N/A | N/A | N/A | N/A | N/A | N/A | N/A | N/A | 871.4823 | 596.4148 | 1359.6285 | 1257.9871 | 447.1772 | 4532.69 | 6940.9535
|  |  | Contingent RP3 | [9 empty] | 1157.9866 | 1520.6064 | 3355.0267 | 3090.1458 | 1596.2525 | 10720.018
0 |  |  | Check - Contingent RP3 | [9 empty] | 0 | 0 | 0 | 0 | 0
0 |  |  | Check - Reconciliation | [9 empty] | 0 | 0 | 0 | 0 | 0
End

## PTRM_Outputs
Outputs - Capex Flowing Into PTRM (Exclude NCIPAP,Exclude Contingent Projects)
TransGrid Capex Forecast Model
| WB Check |  | 0
| Sheet Check |  | 0
Table of Contents
Outputs for PTRM (Escalated + Overhead)
|  | As Incurred |  | Source | Unit | Basis | Timing | FY24 | FY25 | FY26 | FY27 | FY28 | FY24 - FY28
|  | 1 | Transmission Lines (pre 2004-05) | Calculated | $Million | $Real 23 | End Period | 0 | 0 | 0 | 0 | 0 | 0
|  | 2 | Underground Cables (pre 2004-05) | Calculated | $Million | $Real 23 | End Period | 0 | 0 | 0 | 0 | 0 | 0
|  | 3 | Substations including Buildings (pre 2004-05) | Calculated | $Million | $Real 23 | End Period | 0 | 0 | 0 | 0 | 0 | 0
|  | 4 | Transmission Lines (2004-09) | Calculated | $Million | $Real 23 | End Period | 0 | 0 | 0 | 0 | 0 | 0
|  | 5 | Underground Cables (2004-09) | Calculated | $Million | $Real 23 | End Period | 0 | 0 | 0 | 0 | 0 | 0
|  | 6 | Substations including Buildings (2004-09) | Calculated | $Million | $Real 23 | End Period | 0 | 0 | 0 | 0 | 0 | 0
|  | 7 | SCADA and Communications (2004-09) | Calculated | $Million | $Real 23 | End Period | 0 | 0 | 0 | 0 | 0 | 0
|  | 8 | Transmission Lines & Cables (09-14) | Calculated | $Million | $Real 23 | End Period | 0 | 0 | 0 | 0 | 0 | 0
|  | 9 | Substations (09-14) | Calculated | $Million | $Real 23 | End Period | 0 | 0 | 0 | 0 | 0 | 0
|  | 10 | Secondary Systems (09-14) | Calculated | $Million | $Real 23 | End Period | 0 | 0 | 0 | 0 | 0 | 0
|  | 11 | Communications (09-14) | Calculated | $Million | $Real 23 | End Period | 0 | 0 | 0 | 0 | 0 | 0
|  | 12 | Minor Plant, Motor Vehicles & Mobile Plant (2009-14) | Calculated | $Million | $Real 23 | End Period | 0 | 0 | 0 | 0 | 0 | 0
|  | 13 | Transmission Lines (2014-18) | Calculated | $Million | $Real 23 | End Period | 0 | 0 | 0 | 0 | 0 | 0
|  | 14 | Underground Cables (2014-18) | Calculated | $Million | $Real 23 | End Period | 0 | 0 | 0 | 0 | 0 | 0
|  | 15 | Substations (2014-18) | Calculated | $Million | $Real 23 | End Period | 0 | 0 | 0 | 0 | 0 | 0
|  | 16 | Secondary Systems (2014-18) | Calculated | $Million | $Real 23 | End Period | 0 | 0 | 0 | 0 | 0 | 0
|  | 17 | Communications (short life) (2014-18) | Calculated | $Million | $Real 23 | End Period | 0 | 0 | 0 | 0 | 0 | 0
|  | 18 | Business IT (2014-18) | Calculated | $Million | $Real 23 | End Period | 0 | 0 | 0 | 0 | 0 | 0
|  | 19 | Minor Plant, Motor Vehicles & Mobile Plant (2014-18) | Calculated | $Million | $Real 23 | End Period | 0 | 0 | 0 | 0 | 0 | 0
|  | 20 | Transmission Line Life Extension (2014-18) | Calculated | $Million | $Real 23 | End Period | 0 | 0 | 0 | 0 | 0 | 0
|  | 21 | Residual - other | Calculated | $Million | $Real 23 | End Period | 0 | 0 | 0 | 0 | 0 | 0
|  | 22 | Transmission Lines (2018 onwards) | Calculated | $Million | $Real 23 | End Period | 607.9115 | 158.2321 | 116.2577 | 119.3853 | 75.3809 | 1077.1675
|  | 23 | Underground Cables (2018 onwards) | Calculated | $Million | $Real 23 | End Period | 2.0842 | 3.494 | 0.75194 | 0.70822 | 0.72742 | 7.7658
|  | 24 | Substations (2018 onwards) | Calculated | $Million | $Real 23 | End Period | 216.5455 | 184.7649 | 86.7452 | 98.9243 | 101.4821 | 688.4621
|  | 25 | Secondary Systems (2018-23) | Calculated | $Million | $Real 23 | End Period | 43.7992 | 58.5663 | 41.7754 | 60.8808 | 33.8278 | 238.8494
|  | 26 | Communications (short life) (2018 onwards) | Calculated | $Million | $Real 23 | End Period | 11.7649 | 13.6354 | 3.3529 | 5.2458 | 5.6395 | 39.6386
|  | 27 | Business IT (2018 onwards) | Calculated | $Million | $Real 23 | End Period | 97.6673 | 51.8638 | 31.9778 | 30.4211 | 24.9852 | 236.9152
|  | 28 | Minor Plant, Motor Vehicles & Mobile Plant (2018 onwards) | Calculated | $Million | $Real 23 | End Period | 9.8248 | 10.5022 | 10.2945 | 10.8302 | 10.539 | 51.9908
|  | 29 | Transmission Line Life Extension (2018 onwards) | Calculated | $Million | $Real 23 | End Period | 0.58138 | 1.4276 | 0.026135 | 0 | 0 | 2.0351
|  | 30 | Land and Easements | Calculated | $Million | $Real 23 | End Period | 75.2017 | 73.1566 | 0.99605 | 4.1665 | 17.4248 | 170.9456
|  | 31 | Synchronous Condensers | Calculated | $Million | $Real 23 | End Period | 71.3479 | 0 | 0 | 0 | 0 | 71.3479
|  | 32 | Leasehold Land and Property | Calculated | $Million | $Real 23 | End Period | 0 | 0 | 0 | 0 | 0 | 0
|  | 33 | [Spare] | Calculated | $Million | $Real 23 | End Period | 0 | 0 | 0 | 0 | 0 | 0
|  | 34 | [Spare] | Calculated | $Million | $Real 23 | End Period | 0 | 0 | 0 | 0 | 0 | 0
|  | 35 | [Spare] | Calculated | $Million | $Real 23 | End Period | 0 | 0 | 0 | 0 | 0 | 0
|  | 36 | [Spare] | Calculated | $Million | $Real 23 | End Period | 0 | 0 | 0 | 0 | 0 | 0
|  | 37 | [Spare] | Calculated | $Million | $Real 23 | End Period | 0 | 0 | 0 | 0 | 0 | 0
|  | 38 | [Spare] | Calculated | $Million | $Real 23 | End Period | 0 | 0 | 0 | 0 | 0 | 0
|  | 39 | [Spare] | Calculated | $Million | $Real 23 | End Period | 0 | 0 | 0 | 0 | 0 | 0
|  | 40 | [Spare] | Calculated | $Million | $Real 23 | End Period | 0 | 0 | 0 | 0 | 0 | 0
|  | 41 | [Spare] | Calculated | $Million | $Real 23 | End Period | 0 | 0 | 0 | 0 | 0 | 0
|  | 42 | [Spare] | Calculated | $Million | $Real 23 | End Period | 0 | 0 | 0 | 0 | 0 | 0
|  | 43 | [Spare] | Calculated | $Million | $Real 23 | End Period | 0 | 0 | 0 | 0 | 0 | 0
|  | 44 | [Spare] | Calculated | $Million | $Real 23 | End Period | 0 | 0 | 0 | 0 | 0 | 0
|  | 45 | [Spare] | Calculated | $Million | $Real 23 | End Period | 0 | 0 | 0 | 0 | 0 | 0
|  | 46 | [Spare] | Calculated | $Million | $Real 23 | End Period | 0 | 0 | 0 | 0 | 0 | 0
|  | 47 | Spare straight-line tax asset class | Calculated | $Million | $Real 23 | End Period | 0 | 0 | 0 | 0 | 0 | 0
|  | 48 | Buildings | Calculated | $Million | $Real 23 | End Period | 5.5327 | 4.9675 | 4.0713 | 4.0949 | 3.1776 | 21.8439
|  | 49 | In-house software | Calculated | $Million | $Real 23 | End Period | 5.3133 | 5.3655 | 5.4358 | 5.4393 | 5.4765 | 27.0304
|  | 50 | Equity raising costs | Calculated | $Million | $Real 23 | End Period | 0 | 0 | 0 | 0 | 0 | 0
|  |  | Total Capex - As Incurred | Calculated | $Million | $Real 23 | End Period | 1147.5744 | 565.9759 | 301.6847 | 340.0965 | 278.6608 | 2633.9923
|  | As Commissioned |  | Source | Unit | Basis | Timing | FY24 | FY25 | FY26 | FY27 | FY28 | FY24 - FY28
|  | 1 | Transmission Lines (pre 2004-05) | Calculated | $Million | $Real 23 | End Period | 0 | 0 | 0 | 0 | 0 | 0
|  | 2 | Underground Cables (pre 2004-05) | Calculated | $Million | $Real 23 | End Period | 0 | 0 | 0 | 0 | 0 | 0
|  | 3 | Substations including Buildings (pre 2004-05) | Calculated | $Million | $Real 23 | End Period | 0 | 0 | 0 | 0 | 0 | 0
|  | 4 | Transmission Lines (2004-09) | Calculated | $Million | $Real 23 | End Period | 0 | 0 | 0 | 0 | 0 | 0
|  | 5 | Underground Cables (2004-09) | Calculated | $Million | $Real 23 | End Period | 0 | 0 | 0 | 0 | 0 | 0
|  | 6 | Substations including Buildings (2004-09) | Calculated | $Million | $Real 23 | End Period | 0 | 0 | 0 | 0 | 0 | 0
|  | 7 | SCADA and Communications (2004-09) | Calculated | $Million | $Real 23 | End Period | 0 | 0 | 0 | 0 | 0 | 0
|  | 8 | Transmission Lines & Cables (09-14) | Calculated | $Million | $Real 23 | End Period | 0 | 0 | 0 | 0 | 0 | 0
|  | 9 | Substations (09-14) | Calculated | $Million | $Real 23 | End Period | 0 | 0 | 0 | 0 | 0 | 0
|  | 10 | Secondary Systems (09-14) | Calculated | $Million | $Real 23 | End Period | 0 | 0 | 0 | 0 | 0 | 0
|  | 11 | Communications (09-14) | Calculated | $Million | $Real 23 | End Period | 0 | 0 | 0 | 0 | 0 | 0
|  | 12 | Minor Plant, Motor Vehicles & Mobile Plant (2009-14) | Calculated | $Million | $Real 23 | End Period | 0 | 0 | 0 | 0 | 0 | 0
|  | 13 | Transmission Lines (2014-18) | Calculated | $Million | $Real 23 | End Period | 0 | 0 | 0 | 0 | 0 | 0
|  | 14 | Underground Cables (2014-18) | Calculated | $Million | $Real 23 | End Period | 0 | 0 | 0 | 0 | 0 | 0
|  | 15 | Substations (2014-18) | Calculated | $Million | $Real 23 | End Period | 0 | 0 | 0 | 0 | 0 | 0
|  | 16 | Secondary Systems (2014-18) | Calculated | $Million | $Real 23 | End Period | 0 | 0 | 0 | 0 | 0 | 0
|  | 17 | Communications (short life) (2014-18) | Calculated | $Million | $Real 23 | End Period | 0 | 0 | 0 | 0 | 0 | 0
|  | 18 | Business IT (2014-18) | Calculated | $Million | $Real 23 | End Period | 0 | 0 | 0 | 0 | 0 | 0
|  | 19 | Minor Plant, Motor Vehicles & Mobile Plant (2014-18) | Calculated | $Million | $Real 23 | End Period | 0 | 0 | 0 | 0 | 0 | 0
|  | 20 | Transmission Line Life Extension (2014-18) | Calculated | $Million | $Real 23 | End Period | 0 | 0 | 0 | 0 | 0 | 0
|  | 21 | Residual - other | Calculated | $Million | $Real 23 | End Period | 0 | 0 | 0 | 0 | 0 | 0
|  | 22 | Transmission Lines (2018 onwards) | Calculated | $Million | $Real 23 | End Period | 131.7884 | 690.0094 | 79.532 | 55.6763 | 184.0461 | 1141.0523
|  | 23 | Underground Cables (2018 onwards) | Calculated | $Million | $Real 23 | End Period | 8.7444 | 0.521 | 4.9485 | 0.1441 | 3.7266 | 18.0845
|  | 24 | Substations (2018 onwards) | Calculated | $Million | $Real 23 | End Period | 89.3012 | 223.3604 | 169.302 | 80.0126 | 153.7203 | 715.6964
|  | 25 | Secondary Systems (2018-23) | Calculated | $Million | $Real 23 | End Period | 27.9009 | 30.2068 | 54.9449 | 25.9323 | 125.1371 | 264.1221
|  | 26 | Communications (short life) (2018 onwards) | Calculated | $Million | $Real 23 | End Period | 18.9554 | 16.6135 | 7.9076 | 7.4032 | 7.884 | 58.7638
|  | 27 | Business IT (2018 onwards) | Calculated | $Million | $Real 23 | End Period | 22.1049 | 70.7644 | 49.6229 | 25.0945 | 69.3977 | 236.9845
|  | 28 | Minor Plant, Motor Vehicles & Mobile Plant (2018 onwards) | Calculated | $Million | $Real 23 | End Period | 10.3982 | 10.3982 | 10.3982 | 10.3982 | 10.3982 | 51.9908
|  | 29 | Transmission Line Life Extension (2018 onwards) | Calculated | $Million | $Real 23 | End Period | 4.1833 | 5.3519 | 3.0249 | 0.86501 | 0.69737 | 14.1225
|  | 30 | Land and Easements | Calculated | $Million | $Real 23 | End Period | 78.2414 | 111.7817 | 0.032378 | 0 | 19.7184 | 209.7738
|  | 31 | Synchronous Condensers | Calculated | $Million | $Real 23 | End Period | 0 | 60.0202 | 0 | 0 | 0 | 60.0202
|  | 32 | Leasehold Land and Property | Calculated | $Million | $Real 23 | End Period | 0 | 0 | 0 | 0 | 0 | 0
|  | 33 | [Spare] | Calculated | $Million | $Real 23 | End Period | 0 | 0 | 0 | 0 | 0 | 0
|  | 34 | [Spare] | Calculated | $Million | $Real 23 | End Period | 0 | 0 | 0 | 0 | 0 | 0
|  | 35 | [Spare] | Calculated | $Million | $Real 23 | End Period | 0 | 0 | 0 | 0 | 0 | 0
|  | 36 | [Spare] | Calculated | $Million | $Real 23 | End Period | 0 | 0 | 0 | 0 | 0 | 0
|  | 37 | [Spare] | Calculated | $Million | $Real 23 | End Period | 0 | 0 | 0 | 0 | 0 | 0
|  | 38 | [Spare] | Calculated | $Million | $Real 23 | End Period | 0 | 0 | 0 | 0 | 0 | 0
|  | 39 | [Spare] | Calculated | $Million | $Real 23 | End Period | 0 | 0 | 0 | 0 | 0 | 0
|  | 40 | [Spare] | Calculated | $Million | $Real 23 | End Period | 0 | 0 | 0 | 0 | 0 | 0
|  | 41 | [Spare] | Calculated | $Million | $Real 23 | End Period | 0 | 0 | 0 | 0 | 0 | 0
|  | 42 | [Spare] | Calculated | $Million | $Real 23 | End Period | 0 | 0 | 0 | 0 | 0 | 0
|  | 43 | [Spare] | Calculated | $Million | $Real 23 | End Period | 0 | 0 | 0 | 0 | 0 | 0
|  | 44 | [Spare] | Calculated | $Million | $Real 23 | End Period | 0 | 0 | 0 | 0 | 0 | 0
|  | 45 | [Spare] | Calculated | $Million | $Real 23 | End Period | 0 | 0 | 0 | 0 | 0 | 0
|  | 46 | [Spare] | Calculated | $Million | $Real 23 | End Period | 0 | 0 | 0 | 0 | 0 | 0
|  | 47 | Spare straight-line tax asset class | Calculated | $Million | $Real 23 | End Period | 0 | 0 | 0 | 0 | 0 | 0
|  | 48 | Buildings | Calculated | $Million | $Real 23 | End Period | 4.3688 | 4.3688 | 4.3688 | 4.3688 | 4.3688 | 21.8439
|  | 49 | In-house software | Calculated | $Million | $Real 23 | End Period | 5.4061 | 5.4061 | 5.4061 | 5.4061 | 5.4061 | 27.0304
|  | 50 | Equity raising costs | Calculated | $Million | $Real 23 | End Period | 0 | 0 | 0 | 0 | 0 | 0
|  |  | Total Capex - As Commissioned | Calculated | $Million | $Real 23 | End Period | 401.3929 | 1228.8022 | 389.4882 | 215.3012 | 584.5007 | 2819.4851
Outputs for PTRM Immediately Expense (Escalated + Overhead)
|  | As Commissioned |  | Source | Unit | Basis | Timing | FY24 | FY25 | FY26 | FY27 | FY28 | FY24 - FY28
|  | 1 | Transmission Lines (pre 2004-05) | Calculated | $Million | $Real 23 | End Period | 0 | 0 | 0 | 0 | 0 | 0
|  | 2 | Underground Cables (pre 2004-05) | Calculated | $Million | $Real 23 | End Period | 0 | 0 | 0 | 0 | 0 | 0
|  | 3 | Substations including Buildings (pre 2004-05) | Calculated | $Million | $Real 23 | End Period | 0 | 0 | 0 | 0 | 0 | 0
|  | 4 | Transmission Lines (2004-09) | Calculated | $Million | $Real 23 | End Period | 0 | 0 | 0 | 0 | 0 | 0
|  | 5 | Underground Cables (2004-09) | Calculated | $Million | $Real 23 | End Period | 0 | 0 | 0 | 0 | 0 | 0
|  | 6 | Substations including Buildings (2004-09) | Calculated | $Million | $Real 23 | End Period | 0 | 0 | 0 | 0 | 0 | 0
|  | 7 | SCADA and Communications (2004-09) | Calculated | $Million | $Real 23 | End Period | 0 | 0 | 0 | 0 | 0 | 0
|  | 8 | Transmission Lines & Cables (09-14) | Calculated | $Million | $Real 23 | End Period | 0 | 0 | 0 | 0 | 0 | 0
|  | 9 | Substations (09-14) | Calculated | $Million | $Real 23 | End Period | 0 | 0 | 0 | 0 | 0 | 0
|  | 10 | Secondary Systems (09-14) | Calculated | $Million | $Real 23 | End Period | 0 | 0 | 0 | 0 | 0 | 0
|  | 11 | Communications (09-14) | Calculated | $Million | $Real 23 | End Period | 0 | 0 | 0 | 0 | 0 | 0
|  | 12 | Minor Plant, Motor Vehicles & Mobile Plant (2009-14) | Calculated | $Million | $Real 23 | End Period | 0 | 0 | 0 | 0 | 0 | 0
|  | 13 | Transmission Lines (2014-18) | Calculated | $Million | $Real 23 | End Period | 0 | 0 | 0 | 0 | 0 | 0
|  | 14 | Underground Cables (2014-18) | Calculated | $Million | $Real 23 | End Period | 0 | 0 | 0 | 0 | 0 | 0
|  | 15 | Substations (2014-18) | Calculated | $Million | $Real 23 | End Period | 0 | 0 | 0 | 0 | 0 | 0
|  | 16 | Secondary Systems (2014-18) | Calculated | $Million | $Real 23 | End Period | 0 | 0 | 0 | 0 | 0 | 0
|  | 17 | Communications (short life) (2014-18) | Calculated | $Million | $Real 23 | End Period | 0 | 0 | 0 | 0 | 0 | 0
|  | 18 | Business IT (2014-18) | Calculated | $Million | $Real 23 | End Period | 0 | 0 | 0 | 0 | 0 | 0
|  | 19 | Minor Plant, Motor Vehicles & Mobile Plant (2014-18) | Calculated | $Million | $Real 23 | End Period | 0 | 0 | 0 | 0 | 0 | 0
|  | 20 | Transmission Line Life Extension (2014-18) | Calculated | $Million | $Real 23 | End Period | 0 | 0 | 0 | 0 | 0 | 0
|  | 21 | Residual - other | Calculated | $Million | $Real 23 | End Period | 0 | 0 | 0 | 0 | 0 | 0
|  | 22 | Transmission Lines (2018 onwards) | Calculated | $Million | $Real 23 | End Period | 0 | 0 | 0 | 0 | 0 | 0
|  | 23 | Underground Cables (2018 onwards) | Calculated | $Million | $Real 23 | End Period | 0 | 0 | 0 | 0 | 0 | 0
|  | 24 | Substations (2018 onwards) | Calculated | $Million | $Real 23 | End Period | 0 | 0 | 0 | 0 | 0 | 0
|  | 25 | Secondary Systems (2018-23) | Calculated | $Million | $Real 23 | End Period | 0 | 0 | 0 | 0 | 0 | 0
|  | 26 | Communications (short life) (2018 onwards) | Calculated | $Million | $Real 23 | End Period | 0 | 0 | 0 | 0 | 0 | 0
|  | 27 | Business IT (2018 onwards) | Calculated | $Million | $Real 23 | End Period | 0 | 0 | 0 | 0 | 0 | 0
|  | 28 | Minor Plant, Motor Vehicles & Mobile Plant (2018 onwards) | Calculated | $Million | $Real 23 | End Period | 0 | 0 | 0 | 0 | 0 | 0
|  | 29 | Transmission Line Life Extension (2018 onwards) | Calculated | $Million | $Real 23 | End Period | 0 | 0 | 0 | 0 | 0 | 0
|  | 30 | Land and Easements | Calculated | $Million | $Real 23 | End Period | 0 | 0 | 0 | 0 | 0 | 0
|  | 31 | Synchronous Condensers | Calculated | $Million | $Real 23 | End Period | 0 | 0 | 0 | 0 | 0 | 0
|  | 32 | Leasehold Land and Property | Calculated | $Million | $Real 23 | End Period | 0 | 0 | 0 | 0 | 0 | 0
|  | 33 | [Spare] | Calculated | $Million | $Real 23 | End Period | 0 | 0 | 0 | 0 | 0 | 0
|  | 34 | [Spare] | Calculated | $Million | $Real 23 | End Period | 0 | 0 | 0 | 0 | 0 | 0
|  | 35 | [Spare] | Calculated | $Million | $Real 23 | End Period | 0 | 0 | 0 | 0 | 0 | 0
|  | 36 | [Spare] | Calculated | $Million | $Real 23 | End Period | 0 | 0 | 0 | 0 | 0 | 0
|  | 37 | [Spare] | Calculated | $Million | $Real 23 | End Period | 0 | 0 | 0 | 0 | 0 | 0
|  | 38 | [Spare] | Calculated | $Million | $Real 23 | End Period | 0 | 0 | 0 | 0 | 0 | 0
|  | 39 | [Spare] | Calculated | $Million | $Real 23 | End Period | 0 | 0 | 0 | 0 | 0 | 0
|  | 40 | [Spare] | Calculated | $Million | $Real 23 | End Period | 0 | 0 | 0 | 0 | 0 | 0
|  | 41 | [Spare] | Calculated | $Million | $Real 23 | End Period | 0 | 0 | 0 | 0 | 0 | 0
|  | 42 | [Spare] | Calculated | $Million | $Real 23 | End Period | 0 | 0 | 0 | 0 | 0 | 0
|  | 43 | [Spare] | Calculated | $Million | $Real 23 | End Period | 0 | 0 | 0 | 0 | 0 | 0
|  | 44 | [Spare] | Calculated | $Million | $Real 23 | End Period | 0 | 0 | 0 | 0 | 0 | 0
|  | 45 | [Spare] | Calculated | $Million | $Real 23 | End Period | 0 | 0 | 0 | 0 | 0 | 0
|  | 46 | [Spare] | Calculated | $Million | $Real 23 | End Period | 0 | 0 | 0 | 0 | 0 | 0
|  | 47 | Spare straight-line tax asset class | Calculated | $Million | $Real 23 | End Period | 0 | 0 | 0 | 0 | 0 | 0
|  | 48 | Buildings | Calculated | $Million | $Real 23 | End Period | 0 | 0 | 0 | 0 | 0 | 0
|  | 49 | In-house software | Calculated | $Million | $Real 23 | End Period | 0 | 0 | 0 | 0 | 0 | 0
|  | 50 | Equity raising costs | Calculated | $Million | $Real 23 | End Period | 0 | 0 | 0 | 0 | 0 | 0
|  |  | Total Immediately Expenses AC Capex | Calculated | $Million | $Real 23 | End Period | 0 | 0 | 0 | 0 | 0 | 0
Checks
|  | Checks | [5 empty] | FY24 | FY25 | FY26 | FY27 | FY28 | FY24 - FY28
|  |  | Escalated Capex + Overhead: As Incurred |  |  |  |  | 1150.6882 | 576.972 | 307.956 | 340.125 | 278.6608 | 2654.4019
|  |  | NCIPAP Adjustment |  |  |  |  | -3.1138 | -10.9961 | -6.2713 | -0.028467 | 0 | -20.4097
|  |  | Contingent Projects Adjustment |  |  |  |  | 0 | 0 | 0 | 0 | 0 | 0
|  |  | Adjusted Escalated Capex + OH |  |  |  |  | 1147.5744 | 565.9759 | 301.6847 | 340.0965 | 278.6608 | 2633.9923
0 |  |  | Total Capex PTRM AI Reconciliation | Calculated | N/A | N/A | N/A | 0 | 0 | 0 | 0 | 0 | 0
[8 empty] | FY24 | FY25 | FY26 | FY27 | FY28 | FY24 - FY28
|  |  | Escalated Capex + Overhead: As Commissioned |  |  |  |  | 403.0213 | 1244.3266 | 391.1166 | 216.9296 | 584.5007 | 2839.8948
|  |  | NCIPAP Adjustment |  |  |  |  | -1.6284 | -15.5244 | -1.6284 | -1.6284 | 0 | -20.4097
|  |  | Contingent Projects Adjustment |  |  |  |  | 0 | 0 | 0 | 0 | 0 | 0
|  |  | Adjusted Escalated Capex + OH |  |  |  |  | 401.3929 | 1228.8022 | 389.4882 | 215.3012 | 584.5007 | 2819.4851
0 |  |  | Total Capex PTRM AC Reconciliation | Calculated | N/A | N/A | N/A | 0 | 0 | 0 | 0 | 0 | 0
|  | Checks | [5 empty] | FY24 | FY25 | FY26 | FY27 | FY28 | FY24 - FY28
|  |  | Total Immediately Expenses AC Capex |  |  |  |  | 0 | 0 | 0 | 0 | 0 | 0
0 |  |  | Total Immediately Expenses AC Capex Reconciliation | Calculated | N/A | N/A | N/A | 0 | 0 | 0 | 0 | 0 | 0
End

## LookupTab
Lookup Tables
TransGrid Capex Forecast Model
Table of Contents
Lookup Tables
General
|  | Model Start Year | 2024 | Start_Year
Model Constants
|  | Nominal | Nominal | Nominal
|  | Number of months in a year | 12 | Mths_In_Yr
|  | Million | 1000000 | Million
|  | Rounding Decimal Place | 2 | Round_DP
|  | Not Available / Not Applicable | N/A | NA
|  | Repex | Repex | Repex
|  | Augex | Augex | Augex
|  | ICT | ICT | ICT
|  | Fleet & Property | Fleet & Property | Fleet_And_Property
|  | NCIPAP | NCIPAP | NCIPAP
Unit
|  | Percent | Percent | Unit_Perc
|  | $ | $ | Unit_Dollar
|  | $Thousand | $Thousand | Unit_Dollar_Thousand
|  | $Million | $Million | Unit_Dollar_M
|  | Index | Index | Unit_Index
|  | Name | Name | Unit_Name
| Yes/No List |  | Yes_No
|  | Yes | Yes | Yes
|  | No | No | No
| True/False List |  | True_False
|  | TRUE | TRUE
|  | FALSE | FALSE
| Project/Program |  | Project_Program
|  | Project | Project
|  | Program | Program
| Cash flow timing |  | Cash_Timing | Timing_Adj
|  | Mid Period | Mid Period | 0.5
|  | End Period | End Period | 1
Inflation Index Period
|  | Inflation Index Period |  | Index_Period | Nominal | 2012 | 2013 | 2014 | 2015 | 2016 | 2017 | 2018 | 2019 | 2020 | 2021 | 2022 | 2023 | 2024 | 2025 | 2026 | 2027 | 2028 | 2029 | 2030 | 2031 | 2032 | 2033 | 2034 | 2035 | 2036 | 2037 | 2038 | 2039 | 2040 | 2041 | 2042 | 2043 | 2044
End

## Checks
Checks
TransGrid Capex Forecast Model
WB Check |  | 0
Table of Contents
| Inputs - Inflation profiles |  | 0
| Inputs - Model settings, Escalation and Asset Classifications |  | 0
| Input - Forecast Capex Project Details |  | 0
| Inputs - Fixed & Variable Overheads |  | 0
| Inputs - Next period (2023-2028) contingent projects |  | 0
| Inputs - Current period (2018-2023) capex impacting next period (2023-2028) |  | 0
| Calculation - Capex Forecast Detail |  | 0
| Calculation - Capex Summary (Exclude NCIPAP,Exclude Contingent Projects) |  | 0
| Outputs - RIN Population Model |  | 0
| Outputs - Summary by Project |  | 0
| Outputs - Capex Flowing Into PTRM (Exclude NCIPAP,Exclude Contingent Projects) |  | 0
| Lookup Tables |  | 0
| Total Error Checks |  | 0
End