## PV Profile new
Premium Feed-In Tariff - 2012 Forecasts
http://cses.anu.edu.au/consumer
|  |  |  | Av Engy / kW | 1 | 2 | 3 | 4 | 5 | 6 | 7 | 8 | 9 | 10 | 11 | 12 | Total | Check
Melbourne Vic Lat. 37.82° South
Module angle: 45° |  |  |  | PAL | 172.24 | 164.725 | 160.315 | 96.695 | 71.145 | 54.75 | 57.755 | 80.195 | 117.13 | 157.375 | 146.635 | 153.665 | 1432.625 | 0
Installed peak array power: 1.0kW |  |  |  | CP | 158.57 | 151 | 142.33 | 85.31 | 60.69 | 43.92 | 52.36 | 72.37 | 98.53 | 139.29 | 133.84 | 144.33 | 1282.54 | 0
Month | Global |  | Energy
| irradiation | produced
| kWh/m^2 | kWh
1 | 171.6 |  | 158.57
2 | 163.41 |  | 151
3 | 154.02 |  | 142.33
4 | 92.33 |  | 85.31
5 | 65.68 |  | 60.69
6 | 47.54 |  | 43.92
7 | 56.66 |  | 52.36
8 | 78.32 |  | 72.37
9 | 106.62 |  | 98.53
10 | 150.74 |  | 139.29
11 | 144.84 |  | 133.84
12 | 156.19 |  | 144.33
1282.54
Adelaide SA Lat. 34.93° South
Module angle: 45°
Installed peak array power: 1.0kW
Month | Global |  | Energy
| irradiation | produced
| kWh/m^2 | kWh
1 | 201.19 |  | 185.91
2 | 193.11 |  | 178.45
3 | 192.95 |  | 178.3
4 | 116.96 |  | 108.08
5 | 88.31 |  | 81.6
6 | 70.97 |  | 65.58
7 | 68.34 |  | 63.15
8 | 95.26 |  | 88.02
9 | 146.89 |  | 135.73
10 | 189.88 |  | 175.46
11 | 172.54 |  | 159.43
12 | 176.4 |  | 163
1582.71

## CP
PV Feed-In Tariff - 2011 End of Year Forecasts
2012-03-21
 | time axis 2011-01-01 to 2015-12-04
Generic Inputs
Nominal Lost DUoS Rate (Peak block 1) | $/kWh | 0.053007 | 0.053007 | 0.053007 | 0.053007 | 0.053007 | 0.053007 | 0.053007 | 0.053007 | 0.053007 | 0.053007 | 0.053007 | 0.053007 | 0.058186 | 0.058186 | 0.058186 | 0.058186 | 0.058186 | 0.058186 | 0.058186 | 0.058186 | 0.058186 | 0.058186 | 0.058186 | 0.058186 | 0.068276 | 0.068276 | 0.068276 | 0.068276 | 0.068276 | 0.068276 | 0.068276 | 0.068276 | 0.068276 | 0.068276 | 0.068276 | 0.068276 | 0.073532 | 0.073532 | 0.073532 | 0.073532 | 0.073532 | 0.073532 | 0.073532 | 0.073532 | 0.073532 | 0.073532 | 0.073532 | 0.073532 | 0.079495 | 0.079495 | 0.079495 | 0.079495 | 0.079495 | 0.079495 | 0.079495 | 0.079495 | 0.079495 | 0.079495 | 0.079495
Premium Feed-in tariff
Inputs
Premium Feed-in tariff Rate | $/kWh | 2011-01-01: 0.6
Number | # | 1694 | 1804 | 1885 | 1979 | 2091 | 2194 | 2335 | 2477 | 2831 | 3302 | 3471 | 3508 | 3531 | 3535 | 3543 | 3542 | 3542 | 3542 | 3542 | 3542 | 3542 | 3542 | 3542 | 3542 | 3542 | 3542 | 3542 | 3542 | 3542 | 3542 | 3542 | 3542 | 3542 | 3542 | 3542 | 3542 | 3542 | 3542 | 3542 | 3542 | 3542 | 3542 | 3542 | 3542 | 3542 | 3542 | 3542 | 3542 | 3542 | 3542 | 3542 | 3542 | 3542 | 3542 | 3542 | 3542 | 3542 | 3542 | 3542
Own use | % | 56.7% | 56.7% | 56.7% | 56.7% | 56.7% | 56.7% | 56.7% | 56.7% | 56.7% | 56.7% | 56.7% | 56.7% | 56.7% | 56.7% | 56.7% | 56.7% | 56.7% | 56.7% | 56.7% | 56.7% | 56.7% | 56.7% | 56.7% | 56.7% | 56.7% | 56.7% | 56.7% | 56.7% | 56.7% | 56.7% | 56.7% | 56.7% | 56.7% | 56.7% | 56.7% | 56.7% | 56.7% | 56.7% | 56.7% | 56.7% | 56.7% | 56.7% | 56.7% | 56.7% | 56.7% | 56.7% | 56.7% | 56.7% | 56.7% | 56.7% | 56.7% | 56.7% | 56.7% | 56.7% | 56.7% | 56.7% | 56.7% | 56.7% | 56.7%
Capacity | kW | 2023.171 | 2239.752 | 2368.254 | 2511.297 | 2732.556 | 2921.159 | 3182.001 | 3485.131 | 4124.178 | 5255.499 | 5722.865 | 5820.583 | 6077.818 | 5919.8435 | 5936.763 | 5935.158 | 5964.8338 | 5994.658 | 6024.6312 | 6054.7544 | 6085.0282 | 6115.4533 | 6146.0306 | 6176.7607 | 6207.6445 | 6238.6828 | 6269.8762 | 6301.2256 | 6332.7317 | 6364.3953 | 6396.2173 | 6428.1984 | 6460.3394 | 6492.6411 | 6525.1043 | 6557.7298 | 6590.5185 | 6623.4711 | 6656.5884 | 6689.8714 | 6723.3207 | 6756.9373 | 6790.722 | 6824.6756 | 6858.799 | 6893.093 | 6927.5585 | 6962.1963 | 6997.0072 | 7031.9923 | 7067.1522 | 7102.488 | 7138.0004 | 7173.6904 | 7209.5589 | 7245.6067 | 7281.8347 | 7318.2439 | 7354.8351
Av capacity | kW/ea | 1.1943 | 1.2415 | 1.2564 | 1.269 | 1.3068 | 1.3314 | 1.3627 | 1.407 | 1.4568 | 1.5916 | 1.6488 | 1.6592 | 1.7213 | 1.6746 | 1.6756 | 1.6757 | 1.684 | 1.6925 | 1.7009 | 1.7094 | 1.718 | 1.7266 | 1.7352 | 1.7439 | 1.7526 | 1.7613 | 1.7702 | 1.779 | 1.7879 | 1.7968 | 1.8058 | 1.8148 | 1.8239 | 1.833 | 1.8422 | 1.8514 | 1.8607 | 1.87 | 1.8793 | 1.8887 | 1.8982 | 1.9077 | 1.9172 | 1.9268 | 1.9364 | 1.9461 | 1.9558 | 1.9656 | 1.9754 | 1.9853 | 1.9952 | 2.0052 | 2.0152 | 2.0253 | 2.0354 | 2.0456 | 2.0559 | 2.0661 | 2.0765
Av Energy per kW | kWh | 158.57 | 151 | 142.33 | 85.31 | 60.69 | 43.92 | 52.36 | 72.37 | 98.53 | 139.29 | 133.84 | 144.33 | 158.57 | 151 | 142.33 | 85.31 | 60.69 | 43.92 | 52.36 | 72.37 | 98.53 | 139.29 | 133.84 | 144.33 | 158.57 | 151 | 142.33 | 85.31 | 60.69 | 43.92 | 52.36 | 72.37 | 98.53 | 139.29 | 133.84 | 144.33 | 158.57 | 151 | 142.33 | 85.31 | 60.69 | 43.92 | 52.36 | 72.37 | 98.53 | 139.29 | 133.84 | 144.33 | 158.57 | 151 | 142.33 | 85.31 | 60.69 | 43.92 | 52.36 | 72.37 | 98.53 | 139.29 | 133.84
Av Energy per cust | kWh/ea | 189.3827 | 187.4737 | 178.8189 | 108.2561 | 79.3108 | 58.4764 | 71.3531 | 101.8244 | 143.5377 | 221.6955 | 220.6708 | 239.4768 | 272.9424 | 252.8703 | 238.4927 | 142.9498 | 102.2038 | 74.3324 | 89.0598 | 123.7105 | 169.271 | 240.4917 | 232.2374 | 251.6917 | 277.9069 | 265.963 | 251.9456 | 151.7667 | 108.5075 | 78.9171 | 94.5528 | 131.3407 | 179.7112 | 255.3247 | 246.5613 | 267.2155 | 295.0476 | 282.3671 | 267.4851 | 161.1273 | 115.2 | 83.7845 | 100.3846 | 139.4415 | 190.7954 | 271.0725 | 261.7686 | 283.6967 | 313.2455 | 299.7828 | 283.983 | 171.0653 | 122.3053 | 88.9521 | 106.5761 | 148.0419 | 202.5633 | 287.7917 | 277.9139
In home Use | kWh/ea | 107.38 | 106.2976 | 101.3903 | 61.3812 | 44.9692 | 33.1561 | 40.4572 | 57.7344 | 81.3859 | 125.7013 | 125.1203 | 135.7834 | 154.7583 | 143.3774 | 135.2253 | 81.0526 | 57.9495 | 42.1465 | 50.4969 | 70.1439 | 95.9766 | 136.3588 | 131.6786 | 142.7092 | 157.5732 | 150.801 | 142.8532 | 86.0517 | 61.5237 | 44.746 | 53.6114 | 74.4702 | 101.8963 | 144.7691 | 139.8002 | 151.5112 | 167.292 | 160.1021 | 151.6641 | 91.3592 | 65.3184 | 47.5058 | 56.9181 | 79.0633 | 108.181 | 153.6981 | 148.4228 | 160.856 | 177.6102 | 169.9769 | 161.0184 | 96.994 | 69.3471 | 50.4359 | 60.4286 | 83.9398 | 114.8534 | 163.1779 | 157.5772
Export to grid | kWh/ea | 82.0027 | 81.1761 | 77.4286 | 46.8749 | 34.3416 | 25.3203 | 30.8959 | 44.0899 | 62.1518 | 95.9941 | 95.5504 | 103.6935 | 118.1841 | 109.4928 | 103.2673 | 61.8973 | 44.2542 | 32.1859 | 38.5629 | 53.5666 | 73.2943 | 104.1329 | 100.5588 | 108.9825 | 120.3337 | 115.162 | 109.0925 | 65.715 | 46.9837 | 34.1711 | 40.9414 | 56.8705 | 77.815 | 110.5556 | 106.761 | 115.7043 | 127.7556 | 122.2649 | 115.821 | 69.7681 | 49.8816 | 36.2787 | 43.4665 | 60.3782 | 82.6144 | 117.3744 | 113.3458 | 122.8407 | 135.6353 | 129.806 | 122.9646 | 74.0713 | 52.9582 | 38.5163 | 46.1474 | 64.1022 | 87.7099 | 124.6138 | 120.3367
Total Export to grid | kWh | 138912.5596 | 146441.705 | 145952.8653 | 92765.3775 | 71808.2106 | 55552.7323 | 72141.9448 | 109210.7969 | 175951.8269 | 316972.6513 | 331655.5929 | 363756.6943 | 417307.9069 | 387057.1276 | 365876.1139 | 219240.1664 | 156748.4953 | 114002.5685 | 136589.7167 | 189733.0555 | 259608.5388 | 368838.7063 | 356179.1896 | 386015.9828 | 426221.9024 | 407903.7951 | 386405.5093 | 232762.4202 | 166416.3995 | 121033.9975 | 145014.2716 | 201435.3752 | 275620.6254 | 391587.8707 | 378147.5426 | 409824.604 | 452510.3367 | 433062.4087 | 410238.1556 | 247118.6969 | 176680.5988 | 128499.1096 | 153958.4345 | 213859.4684 | 292620.3025 | 415740.1537 | 401470.8556 | 435101.6888 | 480420.1841 | 459772.7504 | 435540.7473 | 262360.4374 | 187577.8716 | 136424.6535 | 163454.2539 | 227049.8525 | 310668.4824 | 441382.0967 | 426232.6995
Actual per CIS | kWh | 2011-01-01: 132562.958; 2011-02-01: 146076.707; 2011-03-04: 252773.663; 2011-04-04: 156052.439; 2011-05-05: 128628.259; 2011-06-05: 158611.943; 2011-07-06: 102220.028; 2011-08-06: 111161.563; 2011-09-06: 153855.376; 2011-10-07: 199544.383; 2011-11-07: 291675.584; 2011-12-08: 421545.867; 2012-01-08: 407059.253; 2012-02-08: 466146.584; 2012-03-10: 547827.645; 2012-04-10: 260031.517
Total In House Use | kWh | 181901.6658 | 191760.847 | 191120.7266 | 121473.3696 | 94030.613 | 72744.571 | 94467.6275 | 143008.1336 | 230403.4315 | 415065.8044 | 434292.6587 | 476328.0501 | 546451.6933 | 506839.2409 | 479103.3639 | 287088.1625 | 205257.2675 | 149282.8091 | 178859.9755 | 248449.5208 | 339949.2875 | 482982.7863 | 466405.5439 | 505475.8944 | 558124.2925 | 534137.3022 | 505985.9671 | 304795.1322 | 217917.0866 | 158490.2461 | 189891.6674 | 263773.3436 | 360916.6157 | 512772.1078 | 495172.4172 | 536652.5415 | 592548.1776 | 567081.7222 | 537194.0744 | 323594.229 | 231357.7357 | 168265.5777 | 201603.7699 | 280042.3062 | 383177.1628 | 544398.7694 | 525713.5684 | 569752.096 | 629095.2526 | 602058.082 | 570327.0294 | 343552.813 | 245627.3745 | 178643.8303 | 214038.2493 | 297314.7029 | 406810.6918 | 577976.0942 | 558138.431
3967588.243
3029921.8857
Total Export to grid | $/month | 83347.5358 | 87865.023 | 87571.7192 | 55659.2265 | 43084.9264 | 33331.6394 | 43285.1669 | 65526.4781 | 105571.0961 | 190183.5908 | 198993.3558 | 218254.0166 | 250384.7441 | 232234.2765 | 219525.6683 | 131544.0999 | 94049.0972 | 68401.5411 | 81953.83 | 113839.8333 | 155765.1233 | 221303.2238 | 213707.5137 | 231609.5897 | 255733.1414 | 244742.2771 | 231843.3056 | 139657.4521 | 99849.8397 | 72620.3985 | 87008.5629 | 120861.2251 | 165372.3752 | 234952.7224 | 226888.5256 | 245894.7624 | 271506.202 | 259837.4452 | 246142.8933 | 148271.2182 | 106008.3593 | 77099.4657 | 92375.0607 | 128315.681 | 175572.1815 | 249444.0922 | 240882.5134 | 261061.0133 | 288252.1105 | 275863.6503 | 261324.4484 | 157416.2625 | 112546.7229 | 81854.7921 | 98072.5523 | 136229.9115 | 186401.0895 | 264829.258 | 255739.6197
Actual per CIS | $/month | 79537.7748 | 87646.0242 | 151664.1978 | 93631.4634 | 77176.9554 | 95167.1658 | 61332.0168 | 66696.9378 | 92313.2256 | 119726.6298 | 175005.3504 | 252927.5202 | 244235.5518 | 279687.9504 | 328696.587 | 156018.9102 | 0 | 0 | 0 | 0 | 0 | 0 | 0 | 0 | 0 | 0 | 0 | 0 | 0 | 0 | 0 | 0 | 0 | 0 | 0 | 0 | 0 | 0 | 0 | 0 | 0 | 0 | 0 | 0 | 0 | 0 | 0 | 0 | 0 | 0 | 0 | 0 | 0 | 0 | 0 | 0 | 0 | 0 | 0
Variance | $/month | 3809.761 | 218.9988 | -64092.4786 | -37972.2369 | -34092.029 | -61835.5264 | -18046.8499 | -1170.4597 | 13257.8705 | 70456.961 | 23988.0054 | -34673.5036 | 6149.1923 | -47453.6739 | -109170.9187 | -24474.8103 | 94049.0972 | 68401.5411 | 81953.83 | 113839.8333 | 155765.1233 | 221303.2238 | 213707.5137 | 231609.5897 | 255733.1414 | 244742.2771 | 231843.3056 | 139657.4521 | 99849.8397 | 72620.3985 | 87008.5629 | 120861.2251 | 165372.3752 | 234952.7224 | 226888.5256 | 245894.7624 | 271506.202 | 259837.4452 | 246142.8933 | 148271.2182 | 106008.3593 | 77099.4657 | 92375.0607 | 128315.681 | 175572.1815 | 249444.0922 | 240882.5134 | 261061.0133 | 288252.1105 | 275863.6503 | 261324.4484 | 157416.2625 | 112546.7229 | 81854.7921 | 98072.5523 | 136229.9115 | 186401.0895 | 264829.258 | 255739.6197
Variance | % | 4.79% | 0.2499% | -42.26% | -40.55% | -44.17% | -64.98% | -29.42% | -1.755% | 14.36% | 58.85% | 13.71% | -13.71% | 2.518% | -16.97% | -33.21% | -15.69% | 0% | 0% | 0% | 0% | 0% | 0% | 0% | 0% | 0% | 0% | 0% | 0% | 0% | 0% | 0% | 0% | 0% | 0% | 0% | 0% | 0% | 0% | 0% | 0% | 0% | 0% | 0% | 0% | 0% | 0% | 0% | 0% | 0% | 0% | 0% | 0% | 0% | 0% | 0% | 0% | 0% | 0% | 0%
Approximate Lost DUoS | $/month | 9642.0356 | 10164.6398 | 10130.709 | 6438.9215 | 4984.2673 | 3855.9611 | 5007.432 | 7580.4117 | 12212.9618 | 22001.3338 | 23020.4889 | 25248.6529 | 31796.0724 | 29491.1653 | 27877.3137 | 16704.6349 | 11943.1873 | 8686.2335 | 10407.2232 | 14456.3903 | 19780.4349 | 28103.0434 | 27138.4729 | 29411.837 | 38106.4952 | 36468.7594 | 34546.6988 | 20810.193 | 14878.5074 | 10821.0803 | 12965.0438 | 18009.3893 | 24641.9435 | 35010.0294 | 33808.3929 | 36640.4899 | 43571.3888 | 41698.7835 | 39501.0781 | 23794.6052 | 17012.2502 | 12372.9431 | 14824.3747 | 20592.1352 | 28175.8712 | 40030.8554 | 38656.8909 | 41895.1421 | 50009.7991 | 47860.4848 | 45338.0312 | 27310.661 | 19526.0982 | 14201.255 | 17014.9271 | 23634.9718 | 32339.3332 | 45946.092 | 44369.101
Already included in 2010 baseline
Customers | # | 1584 | 1584 | 1584 | 1584 | 1584 | 1584 | 1584 | 1584 | 1584 | 1584 | 1584 | 1584 | 1584 | 1584 | 1584 | 1584 | 1584 | 1584 | 1584 | 1584 | 1584 | 1584 | 1584 | 1584 | 1584 | 1584 | 1584 | 1584 | 1584 | 1584 | 1584 | 1584 | 1584 | 1584 | 1584 | 1584 | 1584 | 1584 | 1584 | 1584 | 1584 | 1584 | 1584 | 1584 | 1584 | 1584 | 1584 | 1584 | 1584 | 1584 | 1584 | 1584 | 1584 | 1584 | 1584 | 1584 | 1584 | 1584 | 1584
Capacity | kW/ea | 1.1471 | 1.1471 | 1.1471 | 1.1471 | 1.1471 | 1.1471 | 1.1471 | 1.1471 | 1.1471 | 1.1471 | 1.1471 | 1.1471 | 1.1471 | 1.1471 | 1.1471 | 1.1471 | 1.1471 | 1.1471 | 1.1471 | 1.1471 | 1.1471 | 1.1471 | 1.1471 | 1.1471 | 1.1471 | 1.1471 | 1.1471 | 1.1471 | 1.1471 | 1.1471 | 1.1471 | 1.1471 | 1.1471 | 1.1471 | 1.1471 | 1.1471 | 1.1471 | 1.1471 | 1.1471 | 1.1471 | 1.1471 | 1.1471 | 1.1471 | 1.1471 | 1.1471 | 1.1471 | 1.1471 | 1.1471 | 1.1471 | 1.1471 | 1.1471 | 1.1471 | 1.1471 | 1.1471 | 1.1471 | 1.1471 | 1.1471 | 1.1471 | 1.1471
Av Energy per cust | kWh/ea | 181.8931 | 173.2097 | 163.2645 | 97.8577 | 69.6165 | 50.3799 | 60.0613 | 83.0145 | 113.0222 | 159.7773 | 153.5257 | 165.5586 | 181.8931 | 173.2097 | 163.2645 | 97.8577 | 69.6165 | 50.3799 | 60.0613 | 83.0145 | 113.0222 | 159.7773 | 153.5257 | 165.5586 | 181.8931 | 173.2097 | 163.2645 | 97.8577 | 69.6165 | 50.3799 | 60.0613 | 83.0145 | 113.0222 | 159.7773 | 153.5257 | 165.5586 | 181.8931 | 173.2097 | 163.2645 | 97.8577 | 69.6165 | 50.3799 | 60.0613 | 83.0145 | 113.0222 | 159.7773 | 153.5257 | 165.5586 | 181.8931 | 173.2097 | 163.2645 | 97.8577 | 69.6165 | 50.3799 | 60.0613 | 83.0145 | 113.0222 | 159.7773 | 153.5257
In home Use | kWh/ea | 103.1334 | 98.2099 | 92.5709 | 55.4853 | 39.4726 | 28.5654 | 34.0548 | 47.0692 | 64.0836 | 90.5937 | 87.0491 | 93.8717 | 103.1334 | 98.2099 | 92.5709 | 55.4853 | 39.4726 | 28.5654 | 34.0548 | 47.0692 | 64.0836 | 90.5937 | 87.0491 | 93.8717 | 103.1334 | 98.2099 | 92.5709 | 55.4853 | 39.4726 | 28.5654 | 34.0548 | 47.0692 | 64.0836 | 90.5937 | 87.0491 | 93.8717 | 103.1334 | 98.2099 | 92.5709 | 55.4853 | 39.4726 | 28.5654 | 34.0548 | 47.0692 | 64.0836 | 90.5937 | 87.0491 | 93.8717 | 103.1334 | 98.2099 | 92.5709 | 55.4853 | 39.4726 | 28.5654 | 34.0548 | 47.0692 | 64.0836 | 90.5937 | 87.0491
Export to grid | kWh/ea | 78.7597 | 74.9998 | 70.6935 | 42.3724 | 30.144 | 21.8145 | 26.0066 | 35.9453 | 48.9386 | 69.1836 | 66.4766 | 71.6869 | 78.7597 | 74.9998 | 70.6935 | 42.3724 | 30.144 | 21.8145 | 26.0066 | 35.9453 | 48.9386 | 69.1836 | 66.4766 | 71.6869 | 78.7597 | 74.9998 | 70.6935 | 42.3724 | 30.144 | 21.8145 | 26.0066 | 35.9453 | 48.9386 | 69.1836 | 66.4766 | 71.6869 | 78.7597 | 74.9998 | 70.6935 | 42.3724 | 30.144 | 21.8145 | 26.0066 | 35.9453 | 48.9386 | 69.1836 | 66.4766 | 71.6869 | 78.7597 | 74.9998 | 70.6935 | 42.3724 | 30.144 | 21.8145 | 26.0066 | 35.9453 | 48.9386 | 69.1836 | 66.4766
Total Export to grid | kWh | 124755.3877 | 118799.6692 | 111978.5226 | 67117.8793 | 47748.026 | 34554.1819 | 41194.3754 | 56937.2984 | 77518.751 | 109586.7942 | 105298.9916 | 113552.0282 | 124755.3877 | 118799.6692 | 111978.5226 | 67117.8793 | 47748.026 | 34554.1819 | 41194.3754 | 56937.2984 | 77518.751 | 109586.7942 | 105298.9916 | 113552.0282 | 124755.3877 | 118799.6692 | 111978.5226 | 67117.8793 | 47748.026 | 34554.1819 | 41194.3754 | 56937.2984 | 77518.751 | 109586.7942 | 105298.9916 | 113552.0282 | 124755.3877 | 118799.6692 | 111978.5226 | 67117.8793 | 47748.026 | 34554.1819 | 41194.3754 | 56937.2984 | 77518.751 | 109586.7942 | 105298.9916 | 113552.0282 | 124755.3877 | 118799.6692 | 111978.5226 | 67117.8793 | 47748.026 | 34554.1819 | 41194.3754 | 56937.2984 | 77518.751 | 109586.7942 | 105298.9916
Total In House Use | kWh | 163363.2906 | 155564.4629 | 146632.3841 | 87888.7704 | 62524.5513 | 45247.6239 | 53942.7502 | 74557.6171 | 101508.3876 | 143500.4903 | 137885.7465 | 148692.8406 | 163363.2906 | 155564.4629 | 146632.3841 | 87888.7704 | 62524.5513 | 45247.6239 | 53942.7502 | 74557.6171 | 101508.3876 | 143500.4903 | 137885.7465 | 148692.8406 | 163363.2906 | 155564.4629 | 146632.3841 | 87888.7704 | 62524.5513 | 45247.6239 | 53942.7502 | 74557.6171 | 101508.3876 | 143500.4903 | 137885.7465 | 148692.8406 | 163363.2906 | 155564.4629 | 146632.3841 | 87888.7704 | 62524.5513 | 45247.6239 | 53942.7502 | 74557.6171 | 101508.3876 | 143500.4903 | 137885.7465 | 148692.8406 | 163363.2906 | 155564.4629 | 146632.3841 | 87888.7704 | 62524.5513 | 45247.6239 | 53942.7502 | 74557.6171 | 101508.3876 | 143500.4903 | 137885.7465
Approximate Lost DUoS | $/month | 8659.3746 | 8245.9833 | 7772.5218 | 4658.7075 | 3314.23 | 2398.4343 | 2859.3357 | 3952.065 | 5380.6406 | 7606.51 | 7308.8901 | 7881.7402 | 9505.5264 | 9051.7405 | 8532.0147 | 5113.9337 | 3638.0803 | 2632.7976 | 3138.736 | 4338.2415 | 5906.4105 | 8349.781 | 8023.0791 | 8651.9053 | 11153.7923 | 10621.3196 | 10011.4729 | 6000.6938 | 4268.9264 | 3089.3269 | 3682.9953 | 5090.496 | 6930.5869 | 9797.6397 | 9414.2875 | 10152.1527 | 12012.467 | 11439.0018 | 10782.2062 | 6462.6573 | 4597.5697 | 3327.1587 | 3966.5307 | 5482.3878 | 7464.1381 | 10551.911 | 10139.0464 | 10933.7161 | 12986.5316 | 12366.5653 | 11656.5115 | 6986.6999 | 4970.3765 | 3596.9507 | 4288.168 | 5926.9426 | 8069.3886 | 11407.5423 | 10961.1994
Transitional Feed-in tariff
Inputs
Transitional Feed-in tariff Rate | $/kWh | 2011-01-01: 0.25
Number | # | [12 empty] | 25 | 79 | 134 | 196 | 276 | 356 | 436 | 516 | 596 | 676 | 756 | 836 | 836 | 836 | 836 | 836 | 836 | 836 | 836 | 836 | 836 | 836 | 836 | 836 | 836 | 836 | 836 | 836 | 836 | 836 | 836 | 836 | 836 | 836 | 836 | 836 | 836 | 836 | 836 | 836 | 836 | 836 | 836 | 836 | 836 | 836 | 836
Own use | % | 56.7% | 56.7% | 56.7% | 56.7% | 56.7% | 56.7% | 56.7% | 56.7% | 56.7% | 56.7% | 56.7% | 56.7% | 56.7% | 56.7% | 56.7% | 56.7% | 56.7% | 56.7% | 56.7% | 56.7% | 56.7% | 56.7% | 56.7% | 56.7% | 56.7% | 56.7% | 56.7% | 56.7% | 56.7% | 56.7% | 56.7% | 56.7% | 56.7% | 56.7% | 56.7% | 56.7% | 56.7% | 56.7% | 56.7% | 56.7% | 56.7% | 56.7% | 56.7% | 56.7% | 56.7% | 56.7% | 56.7% | 56.7% | 56.7% | 56.7% | 56.7% | 56.7% | 56.7% | 56.7% | 56.7% | 56.7% | 56.7% | 56.7% | 56.7%
Capacity | kW | [12 empty] | 57.2 | 188.53 | 342.92 | 501.565 | 734.5368 | 985.3439 | 1255.0403 | 1544.7358 | 1855.5989 | 2188.8595 | 2545.812 | 2927.8185 | 2939.5297 | 2951.2878 | 2963.093 | 2974.9454 | 2986.8452 | 2998.7925 | 3010.7877 | 3022.8309 | 3034.9222 | 3047.0619 | 3059.2501 | 3071.4871 | 3083.7731 | 3096.1082 | 3108.4926 | 3120.9266 | 3133.4103 | 3145.9439 | 3158.5277 | 3171.1618 | 3183.8464 | 3196.5818 | 3209.3681 | 3222.2056 | 3235.0944 | 3248.0348 | 3261.027 | 3274.0711 | 3287.1674 | 3300.316 | 3313.5173 | 3326.7714 | 3340.0784 | 3353.4388 | 3366.8525
Av capacity | kW/ea | 0 | 0 | 0 | 0 | 0 | 0 | 0 | 0 | 0 | 0 | 0 | 0 | 2.288 | 2.3865 | 2.5591 | 2.559 | 2.6614 | 2.7678 | 2.8785 | 2.9937 | 3.1134 | 3.238 | 3.3675 | 3.5022 | 3.5162 | 3.5302 | 3.5444 | 3.5585 | 3.5728 | 3.5871 | 3.6014 | 3.6158 | 3.6303 | 3.6448 | 3.6594 | 3.674 | 3.6887 | 3.7035 | 3.7183 | 3.7332 | 3.7481 | 3.7631 | 3.7781 | 3.7933 | 3.8084 | 3.8237 | 3.839 | 3.8543 | 3.8697 | 3.8852 | 3.9007 | 3.9164 | 3.932 | 3.9477 | 3.9635 | 3.9794 | 3.9953 | 4.0113 | 4.0273
Av Energy per kW | kWh | 158.57 | 151 | 142.33 | 85.31 | 60.69 | 43.92 | 52.36 | 72.37 | 98.53 | 139.29 | 133.84 | 144.33 | 158.57 | 151 | 142.33 | 85.31 | 60.69 | 43.92 | 52.36 | 72.37 | 98.53 | 139.29 | 133.84 | 144.33 | 158.57 | 151 | 142.33 | 85.31 | 60.69 | 43.92 | 52.36 | 72.37 | 98.53 | 139.29 | 133.84 | 144.33 | 158.57 | 151 | 142.33 | 85.31 | 60.69 | 43.92 | 52.36 | 72.37 | 98.53 | 139.29 | 133.84 | 144.33 | 158.57 | 151 | 142.33 | 85.31 | 60.69 | 43.92 | 52.36 | 72.37 | 98.53 | 139.29 | 133.84
Av Energy per cust | kWh/ea | 0 | 0 | 0 | 0 | 0 | 0 | 0 | 0 | 0 | 0 | 0 | 0 | 362.8082 | 360.3548 | 364.2373 | 218.3087 | 161.5183 | 121.5627 | 150.72 | 216.6522 | 306.7654 | 451.0151 | 450.703 | 505.4689 | 557.5613 | 533.0675 | 504.4701 | 303.5797 | 216.8321 | 157.5442 | 188.5704 | 261.6774 | 357.6924 | 507.6857 | 489.7728 | 530.2724 | 584.9209 | 559.2253 | 529.2246 | 318.4764 | 227.4721 | 165.2749 | 197.8236 | 274.5179 | 375.2445 | 532.5979 | 513.806 | 556.293 | 613.6231 | 586.6666 | 555.1937 | 334.1041 | 238.6342 | 173.385 | 207.5308 | 287.9886 | 393.6578 | 558.7326 | 539.0186
In home Use | kWh/ea | 0 | 0 | 0 | 0 | 0 | 0 | 0 | 0 | 0 | 0 | 0 | 0 | 205.7122 | 204.3212 | 206.5226 | 123.781 | 91.5809 | 68.926 | 85.4582 | 122.8418 | 173.936 | 255.7256 | 255.5486 | 286.6009 | 316.1372 | 302.2493 | 286.0346 | 172.1297 | 122.9438 | 89.3276 | 106.9194 | 148.3711 | 202.8116 | 287.8578 | 277.7012 | 300.6645 | 331.6502 | 317.0807 | 300.0703 | 180.5761 | 128.9767 | 93.7109 | 112.166 | 155.6517 | 212.7636 | 301.983 | 291.328 | 315.4181 | 347.9243 | 332.6399 | 314.7949 | 189.437 | 135.3056 | 98.3093 | 117.67 | 163.2895 | 223.204 | 316.8014 | 305.6235
Export to grid | kWh | 0 | 0 | 0 | 0 | 0 | 0 | 0 | 0 | 0 | 0 | 0 | 0 | 157.0959 | 156.0336 | 157.7148 | 94.5277 | 69.9374 | 52.6366 | 65.2617 | 93.8104 | 132.8294 | 195.2896 | 195.1544 | 218.8681 | 241.424 | 230.8182 | 218.4356 | 131.45 | 93.8883 | 68.2166 | 81.651 | 113.3063 | 154.8808 | 219.8279 | 212.0716 | 229.608 | 253.2708 | 242.1445 | 229.1542 | 137.9003 | 98.4954 | 71.5641 | 85.6576 | 118.8663 | 162.4809 | 230.6149 | 222.478 | 240.8749 | 265.6988 | 254.0266 | 240.3989 | 144.6671 | 103.3286 | 75.0757 | 89.8608 | 124.6991 | 170.4538 | 241.9312 | 233.395
Total Export to grid | kWh | 0 | 0 | 0 | 0 | 0 | 0 | 0 | 0 | 0 | 0 | 0 | 0 | 3927.3983 | 12326.657 | 21133.779 | 18527.4249 | 19302.7243 | 18738.6395 | 28454.1223 | 48406.1653 | 79166.3254 | 132015.7412 | 147536.7277 | 182973.6921 | 201830.492 | 192964.0532 | 182612.1324 | 109892.1912 | 78490.6167 | 57029.1171 | 68260.2175 | 94724.0624 | 129480.3719 | 183776.132 | 177291.8651 | 191952.2492 | 211734.3562 | 202432.8393 | 191572.9476 | 115284.6238 | 82342.1676 | 59827.5477 | 71609.7605 | 99372.1918 | 135834.0006 | 192794.0649 | 185991.6137 | 201371.3859 | 222124.205 | 212366.2608 | 200973.4719 | 120941.6643 | 86382.7148 | 62763.2979 | 75123.6663 | 104248.4058 | 142499.4032 | 202254.5097 | 195118.2608
Actual per CIS | kWh | 2012-01-08: 13.531; 2012-02-08: 1874.484; 2012-03-10: 5572.927; 2012-04-10: 4443.125
Total In House Use | kWh | 0 | 0 | 0 | 0 | 0 | 0 | 0 | 0 | 0 | 0 | 0 | 0 | 5142.8057 | 16141.373 | 27674.0246 | 24261.0853 | 25276.3156 | 24537.6642 | 37259.786 | 63386.3643 | 103665.8349 | 172870.4971 | 193194.745 | 239598.3451 | 264290.7367 | 252680.4114 | 239124.8939 | 143900.3982 | 102781.0154 | 74677.8508 | 89384.6266 | 124038.2064 | 169550.51 | 240649.115 | 232158.1698 | 251355.4856 | 277259.538 | 265079.4917 | 250858.802 | 150961.6206 | 107824.5012 | 78342.3085 | 93770.7487 | 130124.7869 | 177870.3888 | 252457.8171 | 243550.2194 | 263689.5515 | 290864.721 | 278086.9973 | 263168.4955 | 158369.3386 | 113115.4718 | 82186.5818 | 98372.0988 | 136510.0372 | 186598.5256 | 264845.9745 | 255501.2792
[8 empty] | 123033.2684 | [11 empty] | 1887430.8788
[8 empty] | 93956.6229 | [11 empty] | 1441371.3765
Total Export to grid | $/month | 0 | 0 | 0 | 0 | 0 | 0 | 0 | 0 | 0 | 0 | 0 | 0 | 981.8496 | 3081.6642 | 5283.4447 | 4631.8562 | 4825.6811 | 4684.6599 | 7113.5306 | 12101.5413 | 19791.5814 | 33003.9353 | 36884.1819 | 45743.423 | 50457.623 | 48241.0133 | 45653.0331 | 27473.0478 | 19622.6542 | 14257.2793 | 17065.0544 | 23681.0156 | 32370.093 | 45944.033 | 44322.9663 | 47988.0623 | 52933.589 | 50608.2098 | 47893.2369 | 28821.156 | 20585.5419 | 14956.8869 | 17902.4401 | 24843.0479 | 33958.5001 | 48198.5162 | 46497.9034 | 50342.8465 | 55531.0512 | 53091.5652 | 50243.368 | 30235.4161 | 21595.6787 | 15690.8245 | 18780.9166 | 26062.1015 | 35624.8508 | 50563.6274 | 48779.5652
Actual per CIS | $/month | 0 | 0 | 0 | 0 | 0 | 0 | 0 | 0 | 0 | 0 | 0 | 0 | 3.3828 | 468.621 | 1393.2317 | 1110.7812 | 0 | 0 | 0 | 0 | 0 | 0 | 0 | 0 | 0 | 0 | 0 | 0 | 0 | 0 | 0 | 0 | 0 | 0 | 0 | 0 | 0 | 0 | 0 | 0 | 0 | 0 | 0 | 0 | 0 | 0 | 0 | 0 | 0 | 0 | 0 | 0 | 0 | 0 | 0 | 0 | 0 | 0 | 0
Variance | $/month | 0 | 0 | 0 | 0 | 0 | 0 | 0 | 0 | 0 | 0 | 0 | 0 | 978.4668 | 2613.0432 | 3890.213 | 3521.075 | 4825.6811 | 4684.6599 | 7113.5306 | 12101.5413 | 19791.5814 | 33003.9353 | 36884.1819 | 45743.423 | 50457.623 | 48241.0133 | 45653.0331 | 27473.0478 | 19622.6542 | 14257.2793 | 17065.0544 | 23681.0156 | 32370.093 | 45944.033 | 44322.9663 | 47988.0623 | 52933.589 | 50608.2098 | 47893.2369 | 28821.156 | 20585.5419 | 14956.8869 | 17902.4401 | 24843.0479 | 33958.5001 | 48198.5162 | 46497.9034 | 50342.8465 | 55531.0512 | 53091.5652 | 50243.368 | 30235.4161 | 21595.6787 | 15690.8245 | 18780.9166 | 26062.1015 | 35624.8508 | 50563.6274 | 48779.5652
Variance | % | 0% | 0% | 0% | 0% | 0% | 0% | 0% | 0% | 0% | 0% | 0% | 0% | 28925% | 557.6% | 279.2% | 317% | 0% | 0% | 0% | 0% | 0% | 0% | 0% | 0% | 0% | 0% | 0% | 0% | 0% | 0% | 0% | 0% | 0% | 0% | 0% | 0% | 0% | 0% | 0% | 0% | 0% | 0% | 0% | 0% | 0% | 0% | 0% | 0% | 0% | 0% | 0% | 0% | 0% | 0% | 0% | 0% | 0% | 0% | 0%
Approximate Lost DUoS | $/month | 0 | 0 | 0 | 0 | 0 | 0 | 0 | 0 | 0 | 0 | 0 | 0 | 299.2415 | 939.2088 | 1610.2527 | 1411.6659 | 1470.7385 | 1427.759 | 2168.0139 | 3688.2262 | 6031.9447 | 10058.7168 | 11241.3122 | 13941.372 | 18044.7148 | 17252.0082 | 16326.4917 | 9824.9439 | 7017.4768 | 5098.7051 | 6102.8249 | 8468.8328 | 11576.2309 | 16430.5594 | 15850.8316 | 17161.5476 | 20387.5121 | 19491.8861 | 18446.2071 | 11100.5446 | 7928.576 | 5760.6846 | 6895.1722 | 9568.3657 | 13079.2063 | 18563.7862 | 17908.7907 | 19389.6807 | 23122.2318 | 22106.4693 | 20920.526 | 12589.5384 | 8992.0914 | 6533.4056 | 7820.07 | 10851.8376 | 14833.6118 | 21053.8769 | 20311.0222
Already included in 2010 baseline
Customers | # | 0 | 0 | 0 | 0 | 0 | 0 | 0 | 0 | 0 | 0 | 0 | 0 | 0 | 0 | 0 | 0 | 0 | 0 | 0 | 0 | 0 | 0 | 0 | 0 | 0 | 0 | 0 | 0 | 0 | 0 | 0 | 0 | 0 | 0 | 0 | 0 | 0 | 0 | 0 | 0 | 0 | 0 | 0 | 0 | 0 | 0 | 0 | 0 | 0 | 0 | 0 | 0 | 0 | 0 | 0 | 0 | 0 | 0 | 0
Capacity | kW/ea | 0 | 0 | 0 | 0 | 0 | 0 | 0 | 0 | 0 | 0 | 0 | 0 | 0 | 0 | 0 | 0 | 0 | 0 | 0 | 0 | 0 | 0 | 0 | 0 | 0 | 0 | 0 | 0 | 0 | 0 | 0 | 0 | 0 | 0 | 0 | 0 | 0 | 0 | 0 | 0 | 0 | 0 | 0 | 0 | 0 | 0 | 0 | 0 | 0 | 0 | 0 | 0 | 0 | 0 | 0 | 0 | 0 | 0 | 0
Av Energy per cust | kWh/ea | 0 | 0 | 0 | 0 | 0 | 0 | 0 | 0 | 0 | 0 | 0 | 0 | 0 | 0 | 0 | 0 | 0 | 0 | 0 | 0 | 0 | 0 | 0 | 0 | 0 | 0 | 0 | 0 | 0 | 0 | 0 | 0 | 0 | 0 | 0 | 0 | 0 | 0 | 0 | 0 | 0 | 0 | 0 | 0 | 0 | 0 | 0 | 0 | 0 | 0 | 0 | 0 | 0 | 0 | 0 | 0 | 0 | 0 | 0
In home Use | kWh/ea | 0 | 0 | 0 | 0 | 0 | 0 | 0 | 0 | 0 | 0 | 0 | 0 | 0 | 0 | 0 | 0 | 0 | 0 | 0 | 0 | 0 | 0 | 0 | 0 | 0 | 0 | 0 | 0 | 0 | 0 | 0 | 0 | 0 | 0 | 0 | 0 | 0 | 0 | 0 | 0 | 0 | 0 | 0 | 0 | 0 | 0 | 0 | 0 | 0 | 0 | 0 | 0 | 0 | 0 | 0 | 0 | 0 | 0 | 0
Export to grid | kWh/ea | 0 | 0 | 0 | 0 | 0 | 0 | 0 | 0 | 0 | 0 | 0 | 0 | 0 | 0 | 0 | 0 | 0 | 0 | 0 | 0 | 0 | 0 | 0 | 0 | 0 | 0 | 0 | 0 | 0 | 0 | 0 | 0 | 0 | 0 | 0 | 0 | 0 | 0 | 0 | 0 | 0 | 0 | 0 | 0 | 0 | 0 | 0 | 0 | 0 | 0 | 0 | 0 | 0 | 0 | 0 | 0 | 0 | 0 | 0
Total Export to grid | kWh | 0 | 0 | 0 | 0 | 0 | 0 | 0 | 0 | 0 | 0 | 0 | 0 | 0 | 0 | 0 | 0 | 0 | 0 | 0 | 0 | 0 | 0 | 0 | 0 | 0 | 0 | 0 | 0 | 0 | 0 | 0 | 0 | 0 | 0 | 0 | 0 | 0 | 0 | 0 | 0 | 0 | 0 | 0 | 0 | 0 | 0 | 0 | 0 | 0 | 0 | 0 | 0 | 0 | 0 | 0 | 0 | 0 | 0 | 0
Total In House Use | kWh | 0 | 0 | 0 | 0 | 0 | 0 | 0 | 0 | 0 | 0 | 0 | 0 | 0 | 0 | 0 | 0 | 0 | 0 | 0 | 0 | 0 | 0 | 0 | 0 | 0 | 0 | 0 | 0 | 0 | 0 | 0 | 0 | 0 | 0 | 0 | 0 | 0 | 0 | 0 | 0 | 0 | 0 | 0 | 0 | 0 | 0 | 0 | 0 | 0 | 0 | 0 | 0 | 0 | 0 | 0 | 0 | 0 | 0 | 0
Approximate Lost DUoS | $/month | 0 | 0 | 0 | 0 | 0 | 0 | 0 | 0 | 0 | 0 | 0 | 0 | 0 | 0 | 0 | 0 | 0 | 0 | 0 | 0 | 0 | 0 | 0 | 0 | 0 | 0 | 0 | 0 | 0 | 0 | 0 | 0 | 0 | 0 | 0 | 0 | 0 | 0 | 0 | 0 | 0 | 0 | 0 | 0 | 0 | 0 | 0 | 0 | 0 | 0 | 0 | 0 | 0 | 0 | 0 | 0 | 0 | 0 | 0
Standard Feed-in tariff
Inputs
Standard Feed-in tariff Rate | $/kWh | 2011-01-01: 0
Number | # | 851 | 906 | 947 | 938 | 961 | 987 | 967 | 986 | 877 | 764 | 754 | 759 | 784 | 781 | 776 | 770 | 1180.6667 | 1180.6667 | 1180.6667 | 1180.6667 | 1180.6667 | 1180.6667 | 1180.6667 | 1180.6667 | 1180.6667 | 1180.6667 | 1180.6667 | 1180.6667 | 1180.6667 | 1180.6667 | 1180.6667 | 1180.6667 | 1180.6667 | 1180.6667 | 1180.6667 | 1180.6667 | 1180.6667 | 1180.6667 | 1180.6667 | 1180.6667 | 1180.6667 | 1180.6667 | 1180.6667 | 1180.6667 | 1180.6667 | 1180.6667 | 1180.6667 | 1180.6667 | 1180.6667 | 1180.6667 | 1180.6667 | 1180.6667 | 1180.6667 | 1180.6667 | 1180.6667 | 1180.6667 | 1180.6667 | 1180.6667 | 1180.6667
Own use | % | 56.7% | 56.7% | 56.7% | 56.7% | 56.7% | 56.7% | 56.7% | 56.7% | 56.7% | 56.7% | 56.7% | 56.7% | 56.7% | 56.7% | 56.7% | 56.7% | 56.7% | 56.7% | 56.7% | 56.7% | 56.7% | 56.7% | 56.7% | 56.7% | 56.7% | 56.7% | 56.7% | 56.7% | 56.7% | 56.7% | 56.7% | 56.7% | 56.7% | 56.7% | 56.7% | 56.7% | 56.7% | 56.7% | 56.7% | 56.7% | 56.7% | 56.7% | 56.7% | 56.7% | 56.7% | 56.7% | 56.7% | 56.7% | 56.7% | 56.7% | 56.7% | 56.7% | 56.7% | 56.7% | 56.7% | 56.7% | 56.7% | 56.7% | 56.7%
Capacity | kW | 1044.391 | 1155.138 | 1241.512 | 1241.27 | 1303.303 | 1365.532 | 1344.231 | 1388.791 | 1234.406 | 1078.708 | 1056.307 | 1076.113 | 1140.633 | 1141.069 | 1134.539 | 1125.649 | 1136.9055 | 1148.2745 | 1159.7573 | 1171.3549 | 1183.0684 | 1194.8991 | 1206.8481 | 1218.9166 | 1231.1057 | 1243.4168 | 1255.851 | 1268.4095 | 1281.0936 | 1293.9045 | 1306.8435 | 1319.912 | 1333.1111 | 1346.4422 | 1359.9066 | 1373.5057 | 1387.2408 | 1401.1132 | 1415.1243 | 1429.2755 | 1443.5683 | 1458.004 | 1472.584 | 1487.3099 | 1502.183 | 1517.2048 | 1532.3768 | 1547.7006 | 1563.1776 | 1578.8094 | 1594.5975 | 1610.5435 | 1626.6489 | 1642.9154 | 1659.3445 | 1675.938 | 1692.6974 | 1709.6243 | 1726.7206
Av capacity | kW/ea | 1.2273 | 1.275 | 1.311 | 1.3233 | 1.3562 | 1.3835 | 1.3901 | 1.4085 | 1.4075 | 1.4119 | 1.4009 | 1.4178 | 1.4549 | 1.461 | 1.462 | 1.4619 | 0.96294 | 0.97256 | 0.98229 | 0.99211 | 1.002 | 1.0121 | 1.0222 | 1.0324 | 1.0427 | 1.0531 | 1.0637 | 1.0743 | 1.0851 | 1.0959 | 1.1069 | 1.1179 | 1.1291 | 1.1404 | 1.1518 | 1.1633 | 1.175 | 1.1867 | 1.1986 | 1.2106 | 1.2227 | 1.2349 | 1.2472 | 1.2597 | 1.2723 | 1.285 | 1.2979 | 1.3109 | 1.324 | 1.3372 | 1.3506 | 1.3641 | 1.3777 | 1.3915 | 1.4054 | 1.4195 | 1.4337 | 1.448 | 1.4625
Av Energy per kW | kWh | 158.57 | 151 | 142.33 | 85.31 | 60.69 | 43.92 | 52.36 | 72.37 | 98.53 | 139.29 | 133.84 | 144.33 | 158.57 | 151 | 142.33 | 85.31 | 60.69 | 43.92 | 52.36 | 72.37 | 98.53 | 139.29 | 133.84 | 144.33 | 158.57 | 151 | 142.33 | 85.31 | 60.69 | 43.92 | 52.36 | 72.37 | 98.53 | 139.29 | 133.84 | 144.33 | 158.57 | 151 | 142.33 | 85.31 | 60.69 | 43.92 | 52.36 | 72.37 | 98.53 | 139.29 | 133.84 | 144.33 | 158.57 | 151 | 142.33 | 85.31 | 60.69 | 43.92 | 52.36 | 72.37 | 98.53 | 139.29 | 133.84
Av Energy per cust | kWh/ea | 194.6053 | 192.523 | 186.5939 | 112.8921 | 82.3074 | 60.7641 | 72.7859 | 101.9339 | 138.6842 | 196.6665 | 187.5015 | 204.6316 | 230.7018 | 220.6164 | 208.0914 | 124.7131 | 58.4405 | 42.715 | 51.4327 | 71.7992 | 98.7304 | 140.9691 | 136.8079 | 149.0058 | 165.3442 | 159.0254 | 151.3935 | 91.6499 | 65.8523 | 48.1324 | 57.9557 | 80.9052 | 111.2519 | 158.8475 | 154.1586 | 167.9035 | 186.314 | 179.1938 | 170.594 | 103.2734 | 74.204 | 54.2368 | 65.3059 | 91.166 | 125.3615 | 178.9933 | 173.7098 | 189.1979 | 209.9433 | 201.92 | 192.2296 | 116.3711 | 83.6149 | 61.1153 | 73.5883 | 102.7281 | 141.2604 | 201.6942 | 195.7405
In home Use | kWh/ea | 110.3412 | 109.1605 | 105.7987 | 64.0098 | 46.6683 | 34.4532 | 41.2696 | 57.7965 | 78.6339 | 111.5099 | 106.3133 | 116.0261 | 130.8079 | 125.0895 | 117.9878 | 70.7123 | 33.1358 | 24.2194 | 29.1623 | 40.7102 | 55.9802 | 79.9295 | 77.5701 | 84.4863 | 93.7502 | 90.1674 | 85.8401 | 51.9655 | 37.3382 | 27.2911 | 32.8609 | 45.8732 | 63.0798 | 90.0665 | 87.4079 | 95.2013 | 105.6401 | 101.6029 | 96.7268 | 58.556 | 42.0737 | 30.7522 | 37.0284 | 51.6911 | 71.0799 | 101.4892 | 98.4934 | 107.2752 | 119.0379 | 114.4886 | 108.9942 | 65.9824 | 47.4096 | 34.6524 | 41.7246 | 58.2468 | 80.0947 | 114.3606 | 110.9849
Export to grid | kWh | 84.2641 | 83.3625 | 80.7951 | 48.8823 | 35.6391 | 26.3109 | 31.5163 | 44.1374 | 60.0502 | 85.1566 | 81.1881 | 88.6055 | 99.8939 | 95.5269 | 90.1036 | 54.0008 | 25.3048 | 18.4956 | 22.2704 | 31.0891 | 42.7503 | 61.0396 | 59.2378 | 64.5195 | 71.5941 | 68.858 | 65.5534 | 39.6844 | 28.514 | 20.8413 | 25.0948 | 35.0319 | 48.1721 | 68.781 | 66.7507 | 72.7022 | 80.674 | 77.5909 | 73.8672 | 44.7174 | 32.1303 | 23.4845 | 28.2775 | 39.4749 | 54.2815 | 77.5041 | 75.2163 | 81.9227 | 90.9055 | 87.4314 | 83.2354 | 50.3887 | 36.2053 | 26.4629 | 31.8637 | 44.4813 | 61.1658 | 87.3336 | 84.7556
Total Export to grid | kWh | 71708.732 | 75526.3879 | 76513.0065 | 45851.558 | 34249.1998 | 25968.8136 | 30476.2439 | 43519.4464 | 52664.068 | 65059.6518 | 61215.8638 | 67251.5636 | 78316.7857 | 74606.5144 | 69920.3792 | 41580.6073 | 29876.4779 | 21837.1504 | 26293.8781 | 36705.822 | 50473.8274 | 72067.4354 | 69940.1293 | 76176.0568 | 84528.7169 | 81298.32 | 77396.7006 | 46854.0691 | 33665.5631 | 24606.6477 | 29628.6 | 41361.039 | 56875.172 | 81207.39 | 78810.2883 | 85837.0875 | 95249.0739 | 91608.9819 | 87212.5395 | 52796.3378 | 37935.1991 | 27727.3865 | 33386.2481 | 46606.654 | 64088.3674 | 91506.5197 | 88805.4055 | 96723.3787 | 107329.0406 | 103227.2938 | 98273.2724 | 59492.2349 | 42746.3319 | 31243.9131 | 37620.46 | 52517.5443 | 72216.3766 | 103111.8368 | 100068.1537
Actual per CIS | kWh
Total In House Use | kWh | 93900.3489 | 98899.4501 | 100191.3965 | 60041.1857 | 44848.2593 | 34005.3518 | 39907.6912 | 56987.3582 | 68961.9551 | 85193.5856 | 80160.2651 | 88063.8257 | 102553.3891 | 97694.9046 | 91558.5566 | 54448.5089 | 39122.3163 | 28595.0676 | 34431.0136 | 48065.1295 | 66093.9033 | 94370.0597 | 91584.4187 | 99750.1714 | 110687.7193 | 106457.6154 | 101348.5664 | 61353.9427 | 44084.0052 | 32221.6379 | 38797.7279 | 54160.991 | 74476.2645 | 106338.5454 | 103199.6154 | 112400.9899 | 124725.6926 | 119959.1057 | 114202.1013 | 69135.1583 | 49674.9605 | 36308.1481 | 43718.251 | 61029.9603 | 83921.719 | 119824.9346 | 116287.9097 | 126656.2488 | 140544.0324 | 135172.9229 | 128685.7863 | 77903.2268 | 55974.9889 | 40912.9301 | 49262.8195 | 68770.0868 | 94565.0936 | 135021.7355 | 131036.1273
Total Export to grid | $/month | 0 | 0 | 0 | 0 | 0 | 0 | 0 | 0 | 0 | 0 | 0 | 0 | 0 | 0 | 0 | 0 | 0 | 0 | 0 | 0 | 0 | 0 | 0 | 0 | 0 | 0 | 0 | 0 | 0 | 0 | 0 | 0 | 0 | 0 | 0 | 0 | 0 | 0 | 0 | 0 | 0 | 0 | 0 | 0 | 0 | 0 | 0 | 0 | 0 | 0 | 0 | 0 | 0 | 0 | 0 | 0 | 0 | 0 | 0
Actual per CIS | $/month | 0 | 0 | 0 | 0 | 0 | 0 | 0 | 0 | 0 | 0 | 0 | 0 | 0 | 0 | 0 | 0 | 0 | 0 | 0 | 0 | 0 | 0 | 0 | 0 | 0 | 0 | 0 | 0 | 0 | 0 | 0 | 0 | 0 | 0 | 0 | 0 | 0 | 0 | 0 | 0 | 0 | 0 | 0 | 0 | 0 | 0 | 0 | 0 | 0 | 0 | 0 | 0 | 0 | 0 | 0 | 0 | 0 | 0 | 0
Variance | $/month | 0 | 0 | 0 | 0 | 0 | 0 | 0 | 0 | 0 | 0 | 0 | 0 | 0 | 0 | 0 | 0 | 0 | 0 | 0 | 0 | 0 | 0 | 0 | 0 | 0 | 0 | 0 | 0 | 0 | 0 | 0 | 0 | 0 | 0 | 0 | 0 | 0 | 0 | 0 | 0 | 0 | 0 | 0 | 0 | 0 | 0 | 0 | 0 | 0 | 0 | 0 | 0 | 0 | 0 | 0 | 0 | 0 | 0 | 0
Variance | % | bar: 2011-01-01 to 2015-12-04
Approximate Lost DUoS | $/month | 4977.3624 | 5242.349 | 5310.831 | 3182.5946 | 2377.2653 | 1802.5168 | 2115.3813 | 3020.7208 | 3655.4565 | 4515.8442 | 4249.0437 | 4667.9866 | 5967.2155 | 5684.5176 | 5327.4654 | 3168.1643 | 2276.3879 | 1663.8449 | 2003.4177 | 2796.7382 | 3845.7682 | 5491.0567 | 5328.9702 | 5804.1062 | 7557.3149 | 7268.5003 | 6919.6749 | 4189.0019 | 3009.8796 | 2199.9646 | 2648.9537 | 3697.8959 | 5084.9416 | 7260.3707 | 7046.0571 | 7674.2902 | 9171.3583 | 8820.8605 | 8397.5352 | 5083.6623 | 3652.7106 | 2669.8191 | 3214.7005 | 4487.6691 | 6170.9511 | 8810.9946 | 8550.9093 | 9313.3164 | 11172.5193 | 10745.544 | 10229.8504 | 6192.9012 | 4449.7204 | 3252.3651 | 3916.1378 | 5466.8641 | 7517.4329 | 10733.5254 | 10416.6903
Already included in 2010 baseline
Customers | # | 796 | 796 | 796 | 796 | 796 | 796 | 796 | 796 | 796 | 796 | 796 | 796 | 796 | 796 | 796 | 796 | 796 | 796 | 796 | 796 | 796 | 796 | 796 | 796 | 796 | 796 | 796 | 796 | 796 | 796 | 796 | 796 | 796 | 796 | 796 | 796 | 796 | 796 | 796 | 796 | 796 | 796 | 796 | 796 | 796 | 796 | 796 | 796 | 796 | 796 | 796 | 796 | 796 | 796 | 796 | 796 | 796 | 796 | 796
Capacity | kW/ea | 1.1795 | 1.1795 | 1.1795 | 1.1795 | 1.1795 | 1.1795 | 1.1795 | 1.1795 | 1.1795 | 1.1795 | 1.1795 | 1.1795 | 1.1795 | 1.1795 | 1.1795 | 1.1795 | 1.1795 | 1.1795 | 1.1795 | 1.1795 | 1.1795 | 1.1795 | 1.1795 | 1.1795 | 1.1795 | 1.1795 | 1.1795 | 1.1795 | 1.1795 | 1.1795 | 1.1795 | 1.1795 | 1.1795 | 1.1795 | 1.1795 | 1.1795 | 1.1795 | 1.1795 | 1.1795 | 1.1795 | 1.1795 | 1.1795 | 1.1795 | 1.1795 | 1.1795 | 1.1795 | 1.1795 | 1.1795 | 1.1795 | 1.1795 | 1.1795 | 1.1795 | 1.1795 | 1.1795 | 1.1795 | 1.1795 | 1.1795 | 1.1795 | 1.1795
Av Energy per cust | kWh/ea | 187.0359 | 178.1069 | 167.8805 | 100.6245 | 71.5848 | 51.8044 | 61.7595 | 85.3616 | 116.2177 | 164.2948 | 157.8664 | 170.2396 | 187.0359 | 178.1069 | 167.8805 | 100.6245 | 71.5848 | 51.8044 | 61.7595 | 85.3616 | 116.2177 | 164.2948 | 157.8664 | 170.2396 | 187.0359 | 178.1069 | 167.8805 | 100.6245 | 71.5848 | 51.8044 | 61.7595 | 85.3616 | 116.2177 | 164.2948 | 157.8664 | 170.2396 | 187.0359 | 178.1069 | 167.8805 | 100.6245 | 71.5848 | 51.8044 | 61.7595 | 85.3616 | 116.2177 | 164.2948 | 157.8664 | 170.2396 | 187.0359 | 178.1069 | 167.8805 | 100.6245 | 71.5848 | 51.8044 | 61.7595 | 85.3616 | 116.2177 | 164.2948 | 157.8664
In home Use | kWh/ea | 106.0493 | 100.9866 | 95.1883 | 57.0541 | 40.5886 | 29.3731 | 35.0176 | 48.4 | 65.8955 | 93.1552 | 89.5103 | 96.5258 | 106.0493 | 100.9866 | 95.1883 | 57.0541 | 40.5886 | 29.3731 | 35.0176 | 48.4 | 65.8955 | 93.1552 | 89.5103 | 96.5258 | 106.0493 | 100.9866 | 95.1883 | 57.0541 | 40.5886 | 29.3731 | 35.0176 | 48.4 | 65.8955 | 93.1552 | 89.5103 | 96.5258 | 106.0493 | 100.9866 | 95.1883 | 57.0541 | 40.5886 | 29.3731 | 35.0176 | 48.4 | 65.8955 | 93.1552 | 89.5103 | 96.5258 | 106.0493 | 100.9866 | 95.1883 | 57.0541 | 40.5886 | 29.3731 | 35.0176 | 48.4 | 65.8955 | 93.1552 | 89.5103
Export to grid | kWh/ea | 80.9865 | 77.1203 | 72.6923 | 43.5704 | 30.9962 | 22.4313 | 26.7418 | 36.9616 | 50.3223 | 71.1397 | 68.3562 | 73.7137 | 80.9865 | 77.1203 | 72.6923 | 43.5704 | 30.9962 | 22.4313 | 26.7418 | 36.9616 | 50.3223 | 71.1397 | 68.3562 | 73.7137 | 80.9865 | 77.1203 | 72.6923 | 43.5704 | 30.9962 | 22.4313 | 26.7418 | 36.9616 | 50.3223 | 71.1397 | 68.3562 | 73.7137 | 80.9865 | 77.1203 | 72.6923 | 43.5704 | 30.9962 | 22.4313 | 26.7418 | 36.9616 | 50.3223 | 71.1397 | 68.3562 | 73.7137 | 80.9865 | 77.1203 | 72.6923 | 43.5704 | 30.9962 | 22.4313 | 26.7418 | 36.9616 | 50.3223 | 71.1397 | 68.3562
Total Export to grid | kWh | 64465.2831 | 61387.764 | 57863.0494 | 34682.054 | 24673.0026 | 17855.302 | 21286.5121 | 29421.4072 | 40056.5324 | 56627.1633 | 54411.5122 | 58676.1323 | 64465.2831 | 61387.764 | 57863.0494 | 34682.054 | 24673.0026 | 17855.302 | 21286.5121 | 29421.4072 | 40056.5324 | 56627.1633 | 54411.5122 | 58676.1323 | 64465.2831 | 61387.764 | 57863.0494 | 34682.054 | 24673.0026 | 17855.302 | 21286.5121 | 29421.4072 | 40056.5324 | 56627.1633 | 54411.5122 | 58676.1323 | 64465.2831 | 61387.764 | 57863.0494 | 34682.054 | 24673.0026 | 17855.302 | 21286.5121 | 29421.4072 | 40056.5324 | 56627.1633 | 54411.5122 | 58676.1323 | 64465.2831 | 61387.764 | 57863.0494 | 34682.054 | 24673.0026 | 17855.302 | 21286.5121 | 29421.4072 | 40056.5324 | 56627.1633 | 54411.5122
Total In House Use | kWh | 84415.2783 | 80385.3631 | 75769.8591 | 45415.0684 | 32308.5277 | 23380.9612 | 27874.0239 | 38526.4154 | 52452.7803 | 74151.5048 | 71250.1788 | 76834.5659 | 84415.2783 | 80385.3631 | 75769.8591 | 45415.0684 | 32308.5277 | 23380.9612 | 27874.0239 | 38526.4154 | 52452.7803 | 74151.5048 | 71250.1788 | 76834.5659 | 84415.2783 | 80385.3631 | 75769.8591 | 45415.0684 | 32308.5277 | 23380.9612 | 27874.0239 | 38526.4154 | 52452.7803 | 74151.5048 | 71250.1788 | 76834.5659 | 84415.2783 | 80385.3631 | 75769.8591 | 45415.0684 | 32308.5277 | 23380.9612 | 27874.0239 | 38526.4154 | 52452.7803 | 74151.5048 | 71250.1788 | 76834.5659 | 84415.2783 | 80385.3631 | 75769.8591 | 45415.0684 | 32308.5277 | 23380.9612 | 27874.0239 | 38526.4154 | 52452.7803 | 74151.5048 | 71250.1788
Approximate Lost DUoS | $/month | 4474.5886 | 4260.9755 | 4016.3221 | 2407.31 | 1712.5735 | 1239.3513 | 1477.5144 | 2042.1642 | 2780.357 | 3930.5382 | 3776.748 | 4072.7589 | 4911.8236 | 4677.3372 | 4408.7775 | 2642.5406 | 1879.9178 | 1360.4546 | 1621.8899 | 2241.7145 | 3052.04 | 4314.6112 | 4145.7934 | 4470.729 | 5763.5377 | 5488.3912 | 5173.263 | 3100.7593 | 2205.8971 | 1596.3586 | 1903.1269 | 2630.4296 | 3581.2661 | 5062.7683 | 4864.6773 | 5245.957 | 6207.2436 | 5910.915 | 5571.5267 | 3339.4712 | 2375.7181 | 1719.2542 | 2049.6391 | 2832.9332 | 3856.9699 | 5452.5255 | 5239.1845 | 5649.817 | 6710.5754 | 6390.2181 | 6023.3095 | 3610.2616 | 2568.3598 | 1858.6648 | 2215.8399 | 3062.6496 | 4169.7231 | 5894.6588 | 5664.0185
Feed-in tariff payments
Total FiT payments | $/month | 83347.5358 | 87865.023 | 87571.7192 | 55659.2265 | 43084.9264 | 33331.6394 | 43285.1669 | 65526.4781 | 105571.0961 | 190183.5908 | 198993.3558 | 218254.0166 | 251366.5937 | 235315.9408 | 224809.1131 | 136175.9561 | 98874.7782 | 73086.201 | 89067.3606 | 125941.3746 | 175556.7046 | 254307.1591 | 250591.6957 | 277353.0127 | 306190.7644 | 292983.2904 | 277496.3386 | 167130.4999 | 119472.4939 | 86877.6778 | 104073.6173 | 144542.2407 | 197742.4682 | 280896.7554 | 271211.4918 | 293882.8247 | 324439.7911 | 310445.655 | 294036.1302 | 177092.3741 | 126593.9012 | 92056.3527 | 110277.5008 | 153158.729 | 209530.6816 | 297642.6084 | 287380.4168 | 311403.8598 | 343783.1617 | 328955.2155 | 311567.8164 | 187651.6785 | 134142.4016 | 97545.6166 | 116853.4689 | 162292.0129 | 222025.9403 | 315392.8854 | 304519.1849
Total Lost DUoS | $/month | 14619.398 | 15406.9888 | 15441.5401 | 9621.5161 | 7361.5325 | 5658.4779 | 7122.8133 | 10601.1325 | 15868.4183 | 26517.178 | 27269.5326 | 29916.6395 | 38062.5294 | 36114.8917 | 34815.0317 | 21284.465 | 15690.3137 | 11777.8374 | 14578.6548 | 20941.3547 | 29658.1478 | 43652.817 | 43708.7553 | 49157.3152 | 63708.525 | 60989.268 | 57792.8654 | 34824.1388 | 24905.8638 | 18119.75 | 21716.8225 | 30176.118 | 41303.116 | 58700.9595 | 56705.2816 | 61476.3277 | 73130.2592 | 70011.5302 | 66344.8204 | 39978.8122 | 28593.5368 | 20803.4469 | 24934.2475 | 34648.17 | 47426.0286 | 67405.6363 | 65116.5909 | 70598.1392 | 84304.5502 | 80712.4981 | 76488.4076 | 46093.1005 | 32967.91 | 23987.0256 | 28751.1349 | 39953.6735 | 54690.3779 | 77733.4943 | 75096.8135
|  | 2011 | 2012 | 2013 | 2014 | 2015
Annual Loast DUoS | ($ nom) | 2011-01-01: 185405.1677; 2011-02-01: 359442.1138; 2011-03-04: 530419.0364; 2011-04-04: 608991.2181; 2011-05-05: 620778.9862
Annual discount rate | % | 2011-01-01: 0%; 2011-02-01: 3.52%; 2011-03-04: 2.57%; 2011-04-04: 2.57%; 2011-05-05: 2.57%
Cumulative discount rate | % | 2011-01-01: 100%; 2011-02-01: 103.5%; 2011-03-04: 106.2%; 2011-04-04: 108.9%; 2011-05-05: 111.7%
Real value | $ | 2011-01-01: 185405.1677; 2011-02-01: 347220.2805; 2011-03-04: 499545.2925; 2011-04-04: 559173.3217; 2011-05-05: 555714.9299
Discount Rate | % | 2011-01-01: 8.066%
Net Present Value | $ | 2011-01-01: 1651790.341
Not in 2010 baseline
Total Lost DUoS | $/month | 1485.4348 | 2900.0301 | 3652.6962 | 2555.4986 | 2334.7291 | 2020.6923 | 2785.9633 | 4606.9033 | 7707.4206 | 14980.1298 | 16183.8945 | 17962.1405 | 23645.1794 | 22385.814 | 21874.2395 | 13527.9907 | 10172.3155 | 7784.5851 | 9818.0289 | 14361.3987 | 20699.6973 | 30988.4247 | 31539.8828 | 36034.6809 | 46791.1949 | 44879.5573 | 42608.1294 | 25722.6856 | 18431.0403 | 13434.0646 | 16130.7003 | 22455.1924 | 30791.263 | 43840.5515 | 42426.3168 | 46078.2181 | 54910.5485 | 52661.6133 | 49991.0875 | 30176.6836 | 21620.249 | 15757.034 | 18918.0776 | 26332.849 | 36104.9207 | 51401.1998 | 49738.36 | 54014.6061 | 64607.4433 | 61955.7146 | 58808.5865 | 35496.139 | 25429.1736 | 18531.4102 | 22247.1271 | 30964.0814 | 42451.2662 | 60431.2932 | 58471.5957
|  | 2011 | 2012 | 2013 | 2014 | 2015
Annual Loast DUoS | ($ nom) | 2011-01-01: 79175.5331; 2011-02-01: 242832.2376; 2011-03-04: 393588.9143; 2011-04-04: 461627.2291; 2011-05-05: 479393.8308
Annual discount rate | % | 2011-01-01: 0%; 2011-02-01: 3.52%; 2011-03-04: 2.57%; 2011-04-04: 2.57%; 2011-05-05: 2.57%
Cumulative discount rate | % | 2011-01-01: 100%; 2011-02-01: 103.5%; 2011-03-04: 106.2%; 2011-04-04: 108.9%; 2011-05-05: 111.7%
Real value | $ | 2011-01-01: 79175.5331; 2011-02-01: 234575.4001; 2011-03-04: 370679.5493; 2011-04-04: 423864.2914; 2011-05-05: 429148.4007
Discount Rate | % | 2011-01-01: 8.066%
Net Present Value | $ | 2011-01-01: 1169829.8751
Note on B18: Matthew Serpell: Per NIEIR report
Note on B58: Matthew Serpell: Per NIEIR report
Note on B98: Matthew Serpell: Per NIEIR report
Note on D10: Assume time weighted average of pk / Opk rates (for weekend)
Note on AA57: Matthew Serpell: Scheme finishes
Note on AA59: Matthew Serpell: Scheme finishes

## PAL
PV Feed-In Tariff - 2011 End of Year Forecasts
2012-03-21
 | time axis 2011-01-01 to 2015-12-04
Generic Inputs
Nominal Lost DUoS Rate (Peak block 1) | $/kWh | 0.067538 | 0.067538 | 0.067538 | 0.067538 | 0.067538 | 0.067538 | 0.067538 | 0.067538 | 0.067538 | 0.067538 | 0.067538 | 0.067538 | 0.076016 | 0.076016 | 0.076016 | 0.076016 | 0.076016 | 0.076016 | 0.076016 | 0.076016 | 0.076016 | 0.076016 | 0.076016 | 0.076016 | 0.091431 | 0.091431 | 0.091431 | 0.091431 | 0.091431 | 0.091431 | 0.091431 | 0.091431 | 0.091431 | 0.091431 | 0.091431 | 0.091431 | 0.097063 | 0.097063 | 0.097063 | 0.097063 | 0.097063 | 0.097063 | 0.097063 | 0.097063 | 0.097063 | 0.097063 | 0.097063 | 0.097063 | 0.10354 | 0.10354 | 0.10354 | 0.10354 | 0.10354 | 0.10354 | 0.10354 | 0.10354 | 0.10354 | 0.10354 | 0.10354 | 0.10354
Premium Feed-in tariff
Inputs
Premium Feed-in tariff Rate | $/kWh | 2011-01-01: 0.6
Number | # | 9674 | 10467 | 11247 | 12382 | 13560 | 14878 | 16326 | 18331 | 19954 | 24463 | 28181 | 29033 | 29281 | 29395 | 29510 | 29584 | 29584 | 29584 | 29584 | 29584 | 29584 | 29584 | 29584 | 29584 | 29584 | 29584 | 29584 | 29584 | 29584 | 29584 | 29584 | 29584 | 29584 | 29584 | 29584 | 29584 | 29584 | 29584 | 29584 | 29584 | 29584 | 29584 | 29584 | 29584 | 29584 | 29584 | 29584 | 29584 | 29584 | 29584 | 29584 | 29584 | 29584 | 29584 | 29584 | 29584 | 29584 | 29584 | 29584 | 29584
Own use | % | 56.7% | 56.7% | 56.7% | 56.7% | 56.7% | 56.7% | 56.7% | 56.7% | 56.7% | 56.7% | 56.7% | 56.7% | 56.7% | 56.7% | 56.7% | 56.7% | 56.7% | 56.7% | 56.7% | 56.7% | 56.7% | 56.7% | 56.7% | 56.7% | 56.7% | 56.7% | 56.7% | 56.7% | 56.7% | 56.7% | 56.7% | 56.7% | 56.7% | 56.7% | 56.7% | 56.7% | 56.7% | 56.7% | 56.7% | 56.7% | 56.7% | 56.7% | 56.7% | 56.7% | 56.7% | 56.7% | 56.7% | 56.7% | 56.7% | 56.7% | 56.7% | 56.7% | 56.7% | 56.7% | 56.7% | 56.7% | 56.7% | 56.7% | 56.7% | 56.7%
Capacity | kW | 14993.153 | 16346.571 | 17641.608 | 19651.991 | 22613.2 | 25105.449 | 27885.139 | 31320.707 | 35822.443 | 45567.466 | 55514.097 | 59234.217 | 60400.424 | 60531.829 | 61345.203 | 61493.182 | 61800.6479 | 62109.6511 | 62420.1994 | 62732.3004 | 63045.9619 | 63361.1917 | 63677.9977 | 63996.3877 | 64316.3696 | 64637.9514 | 64961.1412 | 65285.9469 | 65612.3766 | 65940.4385 | 66270.1407 | 66601.4914 | 66934.4989 | 67269.1714 | 67605.5172 | 67943.5448 | 68283.2625 | 68624.6789 | 68967.8023 | 69312.6413 | 69659.2045 | 70007.5005 | 70357.538 | 70709.3257 | 71062.8723 | 71418.1867 | 71775.2776 | 72134.154 | 72494.8248 | 72857.2989 | 73221.5854 | 73587.6933 | 73955.6318 | 74325.4099 | 74697.037 | 75070.5222 | 75445.8748 | 75823.1042 | 76202.2197 | 76583.2308
Av capacity | kW/ea | 1.5498 | 1.5617 | 1.5686 | 1.5871 | 1.6676 | 1.6874 | 1.708 | 1.7086 | 1.7953 | 1.8627 | 1.9699 | 2.0402 | 2.0628 | 2.0593 | 2.0788 | 2.0786 | 2.089 | 2.0994 | 2.1099 | 2.1205 | 2.1311 | 2.1417 | 2.1524 | 2.1632 | 2.174 | 2.1849 | 2.1958 | 2.2068 | 2.2178 | 2.2289 | 2.2401 | 2.2513 | 2.2625 | 2.2738 | 2.2852 | 2.2966 | 2.3081 | 2.3197 | 2.3313 | 2.3429 | 2.3546 | 2.3664 | 2.3782 | 2.3901 | 2.4021 | 2.4141 | 2.4262 | 2.4383 | 2.4505 | 2.4627 | 2.475 | 2.4874 | 2.4999 | 2.5124 | 2.5249 | 2.5375 | 2.5502 | 2.563 | 2.5758 | 2.5887
Av Energy per kW | kWh | 172.24 | 164.725 | 160.315 | 96.695 | 71.145 | 54.75 | 57.755 | 80.195 | 117.13 | 157.375 | 146.635 | 153.665 | 172.24 | 164.725 | 160.315 | 96.695 | 71.145 | 54.75 | 57.755 | 80.195 | 117.13 | 157.375 | 146.635 | 153.665 | 172.24 | 164.725 | 160.315 | 96.695 | 71.145 | 54.75 | 57.755 | 80.195 | 117.13 | 157.375 | 146.635 | 153.665 | 172.24 | 164.725 | 160.315 | 96.695 | 71.145 | 54.75 | 57.755 | 80.195 | 117.13 | 157.375 | 146.635 | 153.665 | 172.24 | 164.725 | 160.315 | 96.695 | 71.145 | 54.75 | 57.755 | 80.195 | 117.13 | 157.375 | 146.635 | 153.665
Av Energy per cust | kWh/ea | 266.9445 | 257.2551 | 251.4639 | 153.4687 | 118.6443 | 92.3863 | 98.6467 | 137.0228 | 210.2778 | 293.1439 | 288.8581 | 313.5131 | 355.2942 | 339.2109 | 333.2618 | 200.9898 | 148.6211 | 114.944 | 121.8591 | 170.0519 | 249.6138 | 337.0561 | 315.6241 | 332.4096 | 374.4541 | 359.9069 | 352.0229 | 213.3864 | 157.7877 | 122.0335 | 129.3751 | 180.5404 | 265.0094 | 357.845 | 335.0911 | 352.9119 | 397.5497 | 382.1052 | 373.7349 | 226.5477 | 167.5197 | 129.5603 | 137.3546 | 191.6757 | 281.3546 | 379.9161 | 355.7588 | 374.6787 | 422.0697 | 405.6726 | 396.786 | 240.5206 | 177.852 | 137.5513 | 145.8264 | 203.4979 | 298.7079 | 403.3485 | 377.7012 | 397.7881
In home Use | kWh/ea | 151.3575 | 145.8636 | 142.58 | 87.0167 | 67.2713 | 52.383 | 55.9327 | 77.6919 | 119.2275 | 166.2126 | 163.7825 | 177.7619 | 201.4518 | 192.3326 | 188.9595 | 113.9612 | 84.2682 | 65.1733 | 69.0941 | 96.4195 | 141.531 | 191.1108 | 178.9589 | 188.4762 | 212.3155 | 204.0672 | 199.597 | 120.9901 | 89.4656 | 69.193 | 73.3557 | 102.3664 | 150.2603 | 202.8981 | 189.9967 | 200.101 | 225.4107 | 216.6536 | 211.9077 | 128.4525 | 94.9837 | 73.4607 | 77.8801 | 108.6801 | 159.5281 | 215.4124 | 201.7152 | 212.4428 | 239.3135 | 230.0164 | 224.9777 | 136.3752 | 100.8421 | 77.9916 | 82.6836 | 115.3833 | 169.3674 | 228.6986 | 214.1566 | 225.5458
Export to grid | kWh/ea | 115.5869 | 111.3914 | 108.8839 | 66.4519 | 51.373 | 40.0033 | 42.714 | 59.3309 | 91.0503 | 126.9313 | 125.0755 | 135.7512 | 153.8424 | 146.8783 | 144.3024 | 87.0286 | 64.3529 | 49.7708 | 52.765 | 73.6325 | 108.0828 | 145.9453 | 136.6652 | 143.9333 | 162.1386 | 155.8397 | 152.4259 | 92.3963 | 68.3221 | 52.8405 | 56.0194 | 78.174 | 114.7491 | 154.9469 | 145.0944 | 152.8108 | 172.139 | 165.4516 | 161.8272 | 98.0951 | 72.536 | 56.0996 | 59.4746 | 82.9956 | 121.8265 | 164.5037 | 154.0436 | 162.2359 | 182.7562 | 175.6562 | 171.8084 | 104.1454 | 77.0099 | 59.5597 | 63.1428 | 88.1146 | 129.3405 | 174.6499 | 163.5446 | 172.2422
Total Export to grid | kWh | 1118188.1513 | 1165934.2972 | 1224616.8294 | 822807.9338 | 696617.3774 | 595168.6031 | 697349.1859 | 1087593.8544 | 1816817.2301 | 3105120.9234 | 3524754.0627 | 3941263.8386 | 4504658.7899 | 4317488.6954 | 4258362.8428 | 2574654.0401 | 1903817.4724 | 1472417.9724 | 1560999.041 | 2178343.6877 | 3197520.3332 | 4317645.4474 | 4043104.2407 | 4258124.126 | 4796709.6994 | 4610361.6771 | 4509368.2375 | 2733453.0676 | 2021240.7683 | 1563233.4911 | 1657278.0462 | 2312699.1599 | 3394736.3908 | 4583948.371 | 4292474.0634 | 4520755.9047 | 5092560.2578 | 4894718.6972 | 4787496.2033 | 2902046.4716 | 2145906.4761 | 1659650.3122 | 1759495.3297 | 2455341.3835 | 3604116.3032 | 4866676.2762 | 4557224.4711 | 4799586.2369 | 5406658.2313 | 5196614.2362 | 5082778.4934 | 3081038.3479 | 2278261.292 | 1762013.912 | 1868017.1516 | 2606781.4675 | 3826410.3105 | 5166842.22 | 4838304.1047 | 5095614.2138
Actual per CIS | kWh | 2011-01-01: 838416.379; 2011-02-01: 884404.008; 2011-03-04: 957779.477; 2011-04-04: 952920.942; 2011-05-05: 1172222.25; 2011-06-05: 882935.867; 2011-07-06: 886484.085; 2011-08-06: 1031687.93; 2011-09-06: 1155881.42; 2011-10-07: 1952631.59; 2011-11-07: 2810150.94; 2011-12-08: 3140642.14; 2012-01-08: 4423469.82; 2012-02-08: 5152020.69; 2012-03-10: 4363893.87; 2012-04-10: 2396351.11
Total In House Use | kWh | 1464232.5214 | 1526754.6108 | 1603597.5572 | 1077441.3359 | 912198.7366 | 779354.7297 | 913157.0171 | 1424170.2435 | 2379065.5185 | 4066059.0383 | 4615555.5509 | 5160962.1167 | 5898710.2399 | 5653616.8367 | 5576193.3761 | 3371429.1934 | 2492989.6232 | 1928085.428 | 2044079.5756 | 2852473.143 | 4187053.1846 | 5653822.0986 | 5294318.948 | 5575880.7839 | 6281141.8004 | 6037124.8751 | 5904877.1147 | 3579371.5689 | 2646751.7681 | 2047005.5183 | 2170153.9311 | 3028407.4449 | 4445301.4632 | 6002537.4743 | 5620860.956 | 5919788.9099 | 6668548.8826 | 6409481.5273 | 6269077.0144 | 3800139.3751 | 2809997.6257 | 2173260.3396 | 2304004.277 | 3215192.9895 | 4719477.9305 | 6372760.8513 | 5967543.3606 | 6284908.5365 | 7079850.386 | 6804804.3231 | 6655739.9671 | 4034523.6565 | 2983312.1306 | 2307302.2819 | 2446110.2194 | 3413499.0579 | 5010565.0024 | 6765818.7962 | 6335608.3773 | 6672547.9428
[8 empty] | 43479994.1822 | [11 empty] | 52103900.3792
[8 empty] | 33204298.9081 | [11 empty] | 39790103.8169
Total Export to grid | $/month | 670912.8908 | 699560.5783 | 734770.0976 | 493684.7603 | 417970.4264 | 357101.1618 | 418409.5115 | 652556.3126 | 1090090.3381 | 1863072.5541 | 2114852.4376 | 2364758.3032 | 2702795.2739 | 2590493.2172 | 2555017.7057 | 1544792.4241 | 1142290.4834 | 883450.7834 | 936599.4246 | 1307006.2126 | 1918512.1999 | 2590587.2684 | 2425862.5444 | 2554874.4756 | 2878025.8196 | 2766217.0062 | 2705620.9425 | 1640071.8406 | 1212744.461 | 937940.0946 | 994366.8277 | 1387619.4959 | 2036841.8345 | 2750369.0226 | 2575484.438 | 2712453.5428 | 3055536.1547 | 2936831.2183 | 2872497.722 | 1741227.883 | 1287543.8857 | 995790.1873 | 1055697.1978 | 1473204.8301 | 2162469.7819 | 2920005.7657 | 2734334.6827 | 2879751.7421 | 3243994.9388 | 3117968.5417 | 3049667.096 | 1848623.0088 | 1366956.7752 | 1057208.3472 | 1120810.291 | 1564068.8805 | 2295846.1863 | 3100105.332 | 2902982.4628 | 3057368.5283
Actual per CIS | $/month | 503049.8274 | 530642.4048 | 574667.6862 | 571752.5652 | 703333.35 | 529761.5202 | 531890.451 | 619012.758 | 693528.852 | 1171578.954 | 1686090.564 | 1884385.284 | 2654081.892 | 3091212.414 | 2618336.322 | 1437810.666 | 0 | 0 | 0 | 0 | 0 | 0 | 0 | 0 | 0 | 0 | 0 | 0 | 0 | 0 | 0 | 0 | 0 | 0 | 0 | 0 | 0 | 0 | 0 | 0 | 0 | 0 | 0 | 0 | 0 | 0 | 0 | 0 | 0 | 0 | 0 | 0 | 0 | 0 | 0 | 0 | 0 | 0 | 0 | 0
Variance | $/month | 167863.0634 | 168918.1735 | 160102.4114 | -78067.8049 | -285362.9236 | -172660.3584 | -113480.9395 | 33543.5546 | 396561.4861 | 691493.6001 | 428761.8736 | 480373.0192 | 48713.3819 | -500719.1968 | -63318.6163 | 106981.7581 | 1142290.4834 | 883450.7834 | 936599.4246 | 1307006.2126 | 1918512.1999 | 2590587.2684 | 2425862.5444 | 2554874.4756 | 2878025.8196 | 2766217.0062 | 2705620.9425 | 1640071.8406 | 1212744.461 | 937940.0946 | 994366.8277 | 1387619.4959 | 2036841.8345 | 2750369.0226 | 2575484.438 | 2712453.5428 | 3055536.1547 | 2936831.2183 | 2872497.722 | 1741227.883 | 1287543.8857 | 995790.1873 | 1055697.1978 | 1473204.8301 | 2162469.7819 | 2920005.7657 | 2734334.6827 | 2879751.7421 | 3243994.9388 | 3117968.5417 | 3049667.096 | 1848623.0088 | 1366956.7752 | 1057208.3472 | 1120810.291 | 1564068.8805 | 2295846.1863 | 3100105.332 | 2902982.4628 | 3057368.5283
Variance | % | 33.37% | 31.83% | 27.86% | -13.65% | -40.57% | -32.59% | -21.34% | 5.419% | 57.18% | 59.02% | 25.43% | 25.49% | 1.835% | -16.2% | -2.418% | 7.441% | 0% | 0% | 0% | 0% | 0% | 0% | 0% | 0% | 0% | 0% | 0% | 0% | 0% | 0% | 0% | 0% | 0% | 0% | 0% | 0% | 0% | 0% | 0% | 0% | 0% | 0% | 0% | 0% | 0% | 0% | 0% | 0% | 0% | 0% | 0% | 0% | 0% | 0% | 0% | 0% | 0% | 0% | 0% | 0%
Approximate Lost DUoS | $/month | 98891.7544 | 103114.3891 | 108304.23 | 72768.5408 | 61608.3389 | 52636.2824 | 61673.0595 | 96186.0168 | 160678.0067 | 274614.6571 | 311726.7095 | 348562.534 | 448393.8296 | 429762.9145 | 423877.5259 | 256281.1167 | 189506.0308 | 146564.5156 | 155381.877 | 216832.376 | 318281.2404 | 429778.5176 | 402450.6802 | 423853.764 | 574290.6924 | 551979.9958 | 539888.4589 | 327265.3034 | 241994.9993 | 187159.6366 | 198419.2116 | 276890.1362 | 406438.0866 | 548817.6373 | 513920.5949 | 541251.8584 | 647269.6207 | 622123.7559 | 608495.6671 | 368853.0766 | 272746.9093 | 210943.2532 | 223633.6571 | 312076.4027 | 458086.8707 | 618559.5354 | 579227.8943 | 610032.3228 | 733046.7286 | 704568.4974 | 689134.3946 | 417734.0208 | 308891.7249 | 238897.7588 | 253269.9134 | 353433.2198 | 518793.2066 | 700531.9413 | 655988.0141 | 690874.6901
Already included in 2010 baseline
Customers | # | 8881 | 8881 | 8881 | 8881 | 8881 | 8881 | 8881 | 8881 | 8881 | 8881 | 8881 | 8881 | 8881 | 8881 | 8881 | 8881 | 8881 | 8881 | 8881 | 8881 | 8881 | 8881 | 8881 | 8881 | 8881 | 8881 | 8881 | 8881 | 8881 | 8881 | 8881 | 8881 | 8881 | 8881 | 8881 | 8881 | 8881 | 8881 | 8881 | 8881 | 8881 | 8881 | 8881 | 8881 | 8881 | 8881 | 8881 | 8881 | 8881 | 8881 | 8881 | 8881 | 8881 | 8881 | 8881 | 8881 | 8881 | 8881 | 8881 | 8881
Capacity | kW/ea | 1.538 | 1.538 | 1.538 | 1.538 | 1.538 | 1.538 | 1.538 | 1.538 | 1.538 | 1.538 | 1.538 | 1.538 | 1.538 | 1.538 | 1.538 | 1.538 | 1.538 | 1.538 | 1.538 | 1.538 | 1.538 | 1.538 | 1.538 | 1.538 | 1.538 | 1.538 | 1.538 | 1.538 | 1.538 | 1.538 | 1.538 | 1.538 | 1.538 | 1.538 | 1.538 | 1.538 | 1.538 | 1.538 | 1.538 | 1.538 | 1.538 | 1.538 | 1.538 | 1.538 | 1.538 | 1.538 | 1.538 | 1.538 | 1.538 | 1.538 | 1.538 | 1.538 | 1.538 | 1.538 | 1.538 | 1.538 | 1.538 | 1.538 | 1.538 | 1.538
Av Energy per cust | kWh/ea | 264.8975 | 253.3397 | 246.5574 | 148.7126 | 109.4179 | 84.2031 | 88.8246 | 123.3364 | 180.1407 | 242.0358 | 225.5181 | 236.3299 | 264.8975 | 253.3397 | 246.5574 | 148.7126 | 109.4179 | 84.2031 | 88.8246 | 123.3364 | 180.1407 | 242.0358 | 225.5181 | 236.3299 | 264.8975 | 253.3397 | 246.5574 | 148.7126 | 109.4179 | 84.2031 | 88.8246 | 123.3364 | 180.1407 | 242.0358 | 225.5181 | 236.3299 | 264.8975 | 253.3397 | 246.5574 | 148.7126 | 109.4179 | 84.2031 | 88.8246 | 123.3364 | 180.1407 | 242.0358 | 225.5181 | 236.3299 | 264.8975 | 253.3397 | 246.5574 | 148.7126 | 109.4179 | 84.2031 | 88.8246 | 123.3364 | 180.1407 | 242.0358 | 225.5181 | 236.3299
In home Use | kWh/ea | 150.1969 | 143.6436 | 139.798 | 84.3201 | 62.0399 | 47.7431 | 50.3636 | 69.9317 | 102.1398 | 137.2343 | 127.8688 | 133.9991 | 150.1969 | 143.6436 | 139.798 | 84.3201 | 62.0399 | 47.7431 | 50.3636 | 69.9317 | 102.1398 | 137.2343 | 127.8688 | 133.9991 | 150.1969 | 143.6436 | 139.798 | 84.3201 | 62.0399 | 47.7431 | 50.3636 | 69.9317 | 102.1398 | 137.2343 | 127.8688 | 133.9991 | 150.1969 | 143.6436 | 139.798 | 84.3201 | 62.0399 | 47.7431 | 50.3636 | 69.9317 | 102.1398 | 137.2343 | 127.8688 | 133.9991 | 150.1969 | 143.6436 | 139.798 | 84.3201 | 62.0399 | 47.7431 | 50.3636 | 69.9317 | 102.1398 | 137.2343 | 127.8688 | 133.9991
Export to grid | kWh/ea | 114.7006 | 109.6961 | 106.7593 | 64.3926 | 47.3779 | 36.4599 | 38.4611 | 53.4046 | 78.0009 | 104.8015 | 97.6493 | 102.3309 | 114.7006 | 109.6961 | 106.7593 | 64.3926 | 47.3779 | 36.4599 | 38.4611 | 53.4046 | 78.0009 | 104.8015 | 97.6493 | 102.3309 | 114.7006 | 109.6961 | 106.7593 | 64.3926 | 47.3779 | 36.4599 | 38.4611 | 53.4046 | 78.0009 | 104.8015 | 97.6493 | 102.3309 | 114.7006 | 109.6961 | 106.7593 | 64.3926 | 47.3779 | 36.4599 | 38.4611 | 53.4046 | 78.0009 | 104.8015 | 97.6493 | 102.3309 | 114.7006 | 109.6961 | 106.7593 | 64.3926 | 47.3779 | 36.4599 | 38.4611 | 53.4046 | 78.0009 | 104.8015 | 97.6493 | 102.3309
Total Export to grid | kWh | 1018656.0856 | 974211.1222 | 948129.6467 | 571870.3564 | 420763.3953 | 323800.631 | 341572.7022 | 474286.6046 | 692726.3545 | 930741.9964 | 867223.8452 | 908800.4377 | 1018656.0856 | 974211.1222 | 948129.6467 | 571870.3564 | 420763.3953 | 323800.631 | 341572.7022 | 474286.6046 | 692726.3545 | 930741.9964 | 867223.8452 | 908800.4377 | 1018656.0856 | 974211.1222 | 948129.6467 | 571870.3564 | 420763.3953 | 323800.631 | 341572.7022 | 474286.6046 | 692726.3545 | 930741.9964 | 867223.8452 | 908800.4377 | 1018656.0856 | 974211.1222 | 948129.6467 | 571870.3564 | 420763.3953 | 323800.631 | 341572.7022 | 474286.6046 | 692726.3545 | 930741.9964 | 867223.8452 | 908800.4377 | 1018656.0856 | 974211.1222 | 948129.6467 | 571870.3564 | 420763.3953 | 323800.631 | 341572.7022 | 474286.6046 | 692726.3545 | 930741.9964 | 867223.8452 | 908800.4377
Total In House Use | kWh | 1333898.3846 | 1275699.0908 | 1241546.2118 | 748846.4021 | 550976.5477 | 424006.8309 | 447278.804 | 621063.5215 | 907103.5635 | 1218777.6258 | 1135602.5872 | 1190045.8387 | 1333898.3846 | 1275699.0908 | 1241546.2118 | 748846.4021 | 550976.5477 | 424006.8309 | 447278.804 | 621063.5215 | 907103.5635 | 1218777.6258 | 1135602.5872 | 1190045.8387 | 1333898.3846 | 1275699.0908 | 1241546.2118 | 748846.4021 | 550976.5477 | 424006.8309 | 447278.804 | 621063.5215 | 907103.5635 | 1218777.6258 | 1135602.5872 | 1190045.8387 | 1333898.3846 | 1275699.0908 | 1241546.2118 | 748846.4021 | 550976.5477 | 424006.8309 | 447278.804 | 621063.5215 | 907103.5635 | 1218777.6258 | 1135602.5872 | 1190045.8387 | 1333898.3846 | 1275699.0908 | 1241546.2118 | 748846.4021 | 550976.5477 | 424006.8309 | 447278.804 | 621063.5215 | 907103.5635 | 1218777.6258 | 1135602.5872 | 1190045.8387
Approximate Lost DUoS | $/month | 90089.2102 | 86158.5297 | 83851.9028 | 50575.8023 | 37212.0115 | 28636.6945 | 30208.4437 | 41945.5656 | 61264.2196 | 82314.1515 | 76696.652 | 80373.6559 | 101397.0479 | 96972.9954 | 94376.8447 | 56923.9872 | 41882.7971 | 32231.1215 | 34000.1539 | 47210.4985 | 68953.9957 | 92646.0777 | 86323.4796 | 90462.0145 | 121959.5817 | 116638.3657 | 113515.7359 | 68467.7297 | 50376.3031 | 38767.3427 | 40895.121 | 56784.4209 | 82937.3305 | 111433.9827 | 103829.2108 | 108807.0084 | 129472.231 | 123823.2307 | 120508.2485 | 72685.3076 | 53479.4582 | 41155.3916 | 43414.24 | 60282.3129 | 88046.2286 | 118298.2603 | 110225.0383 | 115509.4657 | 138111.654 | 132085.7072 | 128549.5229 | 77535.4528 | 57048.0355 | 43901.6086 | 46311.1854 | 64304.831 | 93921.3774 | 126192.0666 | 117580.1346 | 123217.1814
Transitional Feed-in tariff
Inputs
Transitional Feed-in tariff Rate | $/kWh | 2011-01-01: 0.25
[16 empty] | 975 | 1178
Number | # | 0 | 0 | 0 | 0 | 0 | 0 | 0 | 0 | 0 | 0 | 0 | 0 | 202 | 728 | 1703 | 2881 | 3581 | 4281 | 4981 | 5681 | 6381 | 7081 | 7781 | 8481 | 8481 | 8481 | 8481 | 8481 | 8481 | 8481 | 8481 | 8481 | 8481 | 8481 | 8481 | 8481 | 8481 | 8481 | 8481 | 8481 | 8481 | 8481 | 8481 | 8481 | 8481 | 8481 | 8481 | 8481 | 8481 | 8481 | 8481 | 8481 | 8481 | 8481 | 8481 | 8481 | 8481 | 8481 | 8481 | 8481
Own use | % | 56.7% | 56.7% | 56.7% | 56.7% | 56.7% | 56.7% | 56.7% | 56.7% | 56.7% | 56.7% | 56.7% | 56.7% | 56.7% | 56.7% | 56.7% | 56.7% | 56.7% | 56.7% | 56.7% | 56.7% | 56.7% | 56.7% | 56.7% | 56.7% | 56.7% | 56.7% | 56.7% | 56.7% | 56.7% | 56.7% | 56.7% | 56.7% | 56.7% | 56.7% | 56.7% | 56.7% | 56.7% | 56.7% | 56.7% | 56.7% | 56.7% | 56.7% | 56.7% | 56.7% | 56.7% | 56.7% | 56.7% | 56.7% | 56.7% | 56.7% | 56.7% | 56.7% | 56.7% | 56.7% | 56.7% | 56.7% | 56.7% | 56.7% | 56.7% | 56.7%
Capacity | kW | 0 | 0 | 0 | 0 | 0 | 0 | 0 | 0 | 0 | 0 | 0 | 0 | 473.579 | 1751.453 | 4280.057 | 7368.84 | 9525.6261 | 11843.1649 | 14330.8658 | 16998.6337 | 19856.8936 | 22916.6166 | 26189.3463 | 29687.2279 | 29805.9768 | 29925.2007 | 30044.9015 | 30165.0811 | 30285.7414 | 30406.8844 | 30528.5119 | 30650.626 | 30773.2285 | 30896.3214 | 31019.9067 | 31143.9863 | 31268.5623 | 31393.6365 | 31519.211 | 31645.2879 | 31771.869 | 31898.9565 | 32026.5523 | 32154.6586 | 32283.2772 | 32412.4103 | 32542.0599 | 32672.2282 | 32802.9171 | 32934.1288 | 33065.8653 | 33198.1287 | 33330.9213 | 33464.2449 | 33598.1019 | 33732.4943 | 33867.4243 | 34002.894 | 34138.9056 | 34275.4612
Av capacity | kW/ea | 0 | 0 | 0 | 0 | 0 | 0 | 0 | 0 | 0 | 0 | 0 | 0 | 2.3445 | 2.4058 | 2.5132 | 2.5577 | 2.66 | 2.7664 | 2.8771 | 2.9922 | 3.1119 | 3.2364 | 3.3658 | 3.5004 | 3.5144 | 3.5285 | 3.5426 | 3.5568 | 3.571 | 3.5853 | 3.5996 | 3.614 | 3.6285 | 3.643 | 3.6576 | 3.6722 | 3.6869 | 3.7016 | 3.7164 | 3.7313 | 3.7462 | 3.7612 | 3.7763 | 3.7914 | 3.8065 | 3.8218 | 3.8371 | 3.8524 | 3.8678 | 3.8833 | 3.8988 | 3.9144 | 3.9301 | 3.9458 | 3.9616 | 3.9774 | 3.9933 | 4.0093 | 4.0253 | 4.0414
Av Energy per kW | kWh | 172.24 | 164.725 | 160.315 | 96.695 | 71.145 | 54.75 | 57.755 | 80.195 | 117.13 | 157.375 | 146.635 | 153.665 | 172.24 | 164.725 | 160.315 | 96.695 | 71.145 | 54.75 | 57.755 | 80.195 | 117.13 | 157.375 | 146.635 | 153.665 | 172.24 | 164.725 | 160.315 | 96.695 | 71.145 | 54.75 | 57.755 | 80.195 | 117.13 | 157.375 | 146.635 | 153.665 | 172.24 | 164.725 | 160.315 | 96.695 | 71.145 | 54.75 | 57.755 | 80.195 | 117.13 | 157.375 | 146.635 | 153.665 | 172.24 | 164.725 | 160.315 | 96.695 | 71.145 | 54.75 | 57.755 | 80.195 | 117.13 | 157.375 | 146.635 | 153.665
Av Energy per cust | kWh/ea | 0 | 0 | 0 | 0 | 0 | 0 | 0 | 0 | 0 | 0 | 0 | 0 | 403.8082 | 396.3023 | 402.9109 | 247.3204 | 189.249 | 151.463 | 166.1673 | 239.9587 | 364.4943 | 509.3211 | 493.5451 | 537.895 | 605.3274 | 581.232 | 567.934 | 343.9232 | 254.0596 | 196.2949 | 207.897 | 289.8275 | 425.0051 | 573.3178 | 536.3287 | 564.2897 | 635.0309 | 609.7532 | 595.8027 | 360.7996 | 266.5263 | 205.9271 | 218.0985 | 304.0494 | 445.8602 | 601.4507 | 562.6465 | 591.9795 | 666.192 | 639.6739 | 625.0388 | 378.5041 | 279.6048 | 216.032 | 228.8007 | 318.9692 | 467.7386 | 630.964 | 590.2557 | 621.028
In home Use | kWh/ea | 0 | 0 | 0 | 0 | 0 | 0 | 0 | 0 | 0 | 0 | 0 | 0 | 228.9592 | 224.7034 | 228.4505 | 140.2306 | 107.3042 | 85.8795 | 94.2168 | 136.0566 | 206.6683 | 288.785 | 279.8401 | 304.9865 | 343.2206 | 329.5586 | 322.0186 | 195.0044 | 144.0518 | 111.2992 | 117.8776 | 164.3322 | 240.9779 | 325.0712 | 304.0984 | 319.9522 | 360.0625 | 345.7301 | 337.8201 | 204.5734 | 151.1204 | 116.7607 | 123.6619 | 172.396 | 252.8027 | 341.0225 | 319.0206 | 335.6524 | 377.7309 | 362.6951 | 354.397 | 214.6118 | 158.5359 | 122.4901 | 129.73 | 180.8555 | 265.2078 | 357.7566 | 334.675 | 352.1229
Export to grid | kWh | 0 | 0 | 0 | 0 | 0 | 0 | 0 | 0 | 0 | 0 | 0 | 0 | 174.8489 | 171.5989 | 174.4604 | 107.0897 | 81.9448 | 65.5835 | 71.9504 | 103.9021 | 157.826 | 220.536 | 213.705 | 232.9086 | 262.1068 | 251.6735 | 245.9154 | 148.9187 | 110.0078 | 84.9957 | 90.0194 | 125.4953 | 184.0272 | 248.2466 | 232.2303 | 244.3374 | 274.9684 | 264.0231 | 257.9825 | 156.2262 | 115.4059 | 89.1664 | 94.4367 | 131.6534 | 193.0575 | 260.4281 | 243.6259 | 256.3271 | 288.4611 | 276.9788 | 270.6418 | 163.8923 | 121.0689 | 93.5419 | 99.0707 | 138.1136 | 202.5308 | 273.2074 | 255.5807 | 268.9051
Total Export to grid | kWh | 0 | 0 | 0 | 0 | 0 | 0 | 0 | 0 | 0 | 0 | 0 | 0 | 35319.4839 | 124924.0053 | 297106.1273 | 308525.483 | 293444.3884 | 280762.9486 | 358385.073 | 590267.9503 | 1007087.8333 | 1561615.5976 | 1662838.9882 | 1975297.4484 | 2222927.3643 | 2134442.6204 | 2085608.7501 | 1262979.82 | 932976.039 | 720848.4066 | 763454.4315 | 1064325.6695 | 1560734.7532 | 2105379.6151 | 1969545.5391 | 2072225.7041 | 2332006.8714 | 2239180.1627 | 2187950.0043 | 1324954.5019 | 978757.3669 | 756220.5875 | 800917.2988 | 1116552.351 | 1637320.3314 | 2208691.0297 | 2066191.5474 | 2173910.2495 | 2446438.9326 | 2349057.198 | 2295313.1651 | 1389970.2943 | 1026785.194 | 793328.4887 | 840218.4769 | 1171341.8066 | 1717663.9799 | 2317071.9569 | 2167579.9955 | 2280584.4766
Actual per CIS | kWh | 2012-01-08: 422.833; 2012-02-08: 20750.219; 2012-03-10: 51854.221; 2012-04-10: 63707.567
Total In House Use | kWh | 0 | 0 | 0 | 0 | 0 | 0 | 0 | 0 | 0 | 0 | 0 | 0 | 46249.763 | 163584.0901 | 389051.2106 | 404004.5008 | 384256.2777 | 367650.3276 | 469294.0794 | 772937.4777 | 1318750.1188 | 2044886.9373 | 2177435.8114 | 2586590.4232 | 2910854.0776 | 2794986.0641 | 2731039.6335 | 1653832.6973 | 1221703.0349 | 943928.514 | 999719.7751 | 1393701.2809 | 2043733.499 | 2756928.9648 | 2579058.4773 | 2713514.9521 | 3053690.2912 | 2932136.6103 | 2865052.3151 | 1734986.611 | 1281652.2564 | 990247.282 | 1048776.232 | 1462090.492 | 2144019.9259 | 2892212.0412 | 2705613.412 | 2846667.6939 | 3203535.5076 | 3076017.1623 | 3005641.0268 | 1820122.7641 | 1344543.1986 | 1038838.9217 | 1100239.8993 | 1533835.5758 | 2249227.4287 | 3034133.4863 | 2838378.4236 | 2986354.2684
[8 empty] | 1340082.4366 | [11 empty] | 21626238.869
16515275.8912
Total Export to grid | $/month | 0 | 0 | 0 | 0 | 0 | 0 | 0 | 0 | 0 | 0 | 0 | 0 | 8829.871 | 31231.0013 | 74276.5318 | 77131.3707 | 73361.0971 | 70190.7372 | 89596.2682 | 147566.9876 | 251771.9583 | 390403.8994 | 415709.7471 | 493824.3621 | 555731.8411 | 533610.6551 | 521402.1875 | 315744.955 | 233244.0097 | 180212.1016 | 190863.6079 | 266081.4174 | 390183.6883 | 526344.9038 | 492386.3848 | 518056.426 | 583001.7179 | 559795.0407 | 546987.5011 | 331238.6255 | 244689.3417 | 189055.1469 | 200229.3247 | 279138.0878 | 409330.0829 | 552172.7574 | 516547.8869 | 543477.5624 | 611609.7331 | 587264.2995 | 573828.2913 | 347492.5736 | 256696.2985 | 198332.1222 | 210054.6192 | 292835.4516 | 429415.995 | 579267.9892 | 541894.9989 | 570146.1191
Actual per CIS | $/month | 0 | 0 | 0 | 0 | 0 | 0 | 0 | 0 | 0 | 0 | 0 | 0 | 105.7083 | 5187.5548 | 12963.5552 | 15926.8918 | 0 | 0 | 0 | 0 | 0 | 0 | 0 | 0 | 0 | 0 | 0 | 0 | 0 | 0 | 0 | 0 | 0 | 0 | 0 | 0 | 0 | 0 | 0 | 0 | 0 | 0 | 0 | 0 | 0 | 0 | 0 | 0 | 0 | 0 | 0 | 0 | 0 | 0 | 0 | 0 | 0 | 0 | 0 | 0
Variance | $/month | 0 | 0 | 0 | 0 | 0 | 0 | 0 | 0 | 0 | 0 | 0 | 0 | 8724.1627 | 26043.4466 | 61312.9766 | 61204.479 | 73361.0971 | 70190.7372 | 89596.2682 | 147566.9876 | 251771.9583 | 390403.8994 | 415709.7471 | 493824.3621 | 555731.8411 | 533610.6551 | 521402.1875 | 315744.955 | 233244.0097 | 180212.1016 | 190863.6079 | 266081.4174 | 390183.6883 | 526344.9038 | 492386.3848 | 518056.426 | 583001.7179 | 559795.0407 | 546987.5011 | 331238.6255 | 244689.3417 | 189055.1469 | 200229.3247 | 279138.0878 | 409330.0829 | 552172.7574 | 516547.8869 | 543477.5624 | 611609.7331 | 587264.2995 | 573828.2913 | 347492.5736 | 256696.2985 | 198332.1222 | 210054.6192 | 292835.4516 | 429415.995 | 579267.9892 | 541894.9989 | 570146.1191
Variance | % | 0% | 0% | 0% | 0% | 0% | 0% | 0% | 0% | 0% | 0% | 0% | 0% | 8253% | 502% | 473% | 384.3% | 0% | 0% | 0% | 0% | 0% | 0% | 0% | 0% | 0% | 0% | 0% | 0% | 0% | 0% | 0% | 0% | 0% | 0% | 0% | 0% | 0% | 0% | 0% | 0% | 0% | 0% | 0% | 0% | 0% | 0% | 0% | 0% | 0% | 0% | 0% | 0% | 0% | 0% | 0% | 0% | 0% | 0% | 0% | 0%
Approximate Lost DUoS | $/month | 0 | 0 | 0 | 0 | 0 | 0 | 0 | 0 | 0 | 0 | 0 | 0 | 3515.7022 | 12434.9381 | 29573.9501 | 30710.633 | 29209.4605 | 27947.1497 | 35673.6576 | 58755.284 | 100245.5439 | 155443.249 | 165519.0275 | 196621.1491 | 266142.1214 | 255548.2002 | 249701.518 | 151211.4764 | 111701.4556 | 86304.2703 | 91405.3177 | 127427.4167 | 186860.4728 | 252068.6038 | 235805.7382 | 248099.2199 | 296400.46 | 284602.0903 | 278090.6848 | 168403.0732 | 124401.063 | 96116.4106 | 101797.4084 | 141914.9465 | 208105.0898 | 280726.8903 | 262615.0603 | 276306.2176 | 331693.6229 | 318490.3911 | 311203.6557 | 188455.259 | 139213.8166 | 107561.2381 | 113918.6868 | 158813.1231 | 232884.6965 | 314153.761 | 293885.309 | 309206.7074
Already included in 2010 baseline
Customers | # | 0 | 0 | 0 | 0 | 0 | 0 | 0 | 0 | 0 | 0 | 0 | 0 | 0 | 0 | 0 | 0 | 0 | 0 | 0 | 0 | 0 | 0 | 0 | 0 | 0 | 0 | 0 | 0 | 0 | 0 | 0 | 0 | 0 | 0 | 0 | 0 | 0 | 0 | 0 | 0 | 0 | 0 | 0 | 0 | 0 | 0 | 0 | 0 | 0 | 0 | 0 | 0 | 0 | 0 | 0 | 0 | 0 | 0 | 0 | 0
Capacity | kW/ea | 0 | 0 | 0 | 0 | 0 | 0 | 0 | 0 | 0 | 0 | 0 | 0 | 0 | 0 | 0 | 0 | 0 | 0 | 0 | 0 | 0 | 0 | 0 | 0 | 0 | 0 | 0 | 0 | 0 | 0 | 0 | 0 | 0 | 0 | 0 | 0 | 0 | 0 | 0 | 0 | 0 | 0 | 0 | 0 | 0 | 0 | 0 | 0 | 0 | 0 | 0 | 0 | 0 | 0 | 0 | 0 | 0 | 0 | 0 | 0
Av Energy per cust | kWh/ea | 0 | 0 | 0 | 0 | 0 | 0 | 0 | 0 | 0 | 0 | 0 | 0 | 0 | 0 | 0 | 0 | 0 | 0 | 0 | 0 | 0 | 0 | 0 | 0 | 0 | 0 | 0 | 0 | 0 | 0 | 0 | 0 | 0 | 0 | 0 | 0 | 0 | 0 | 0 | 0 | 0 | 0 | 0 | 0 | 0 | 0 | 0 | 0 | 0 | 0 | 0 | 0 | 0 | 0 | 0 | 0 | 0 | 0 | 0 | 0
In home Use | kWh/ea | 0 | 0 | 0 | 0 | 0 | 0 | 0 | 0 | 0 | 0 | 0 | 0 | 0 | 0 | 0 | 0 | 0 | 0 | 0 | 0 | 0 | 0 | 0 | 0 | 0 | 0 | 0 | 0 | 0 | 0 | 0 | 0 | 0 | 0 | 0 | 0 | 0 | 0 | 0 | 0 | 0 | 0 | 0 | 0 | 0 | 0 | 0 | 0 | 0 | 0 | 0 | 0 | 0 | 0 | 0 | 0 | 0 | 0 | 0 | 0
Export to grid | kWh/ea | 0 | 0 | 0 | 0 | 0 | 0 | 0 | 0 | 0 | 0 | 0 | 0 | 0 | 0 | 0 | 0 | 0 | 0 | 0 | 0 | 0 | 0 | 0 | 0 | 0 | 0 | 0 | 0 | 0 | 0 | 0 | 0 | 0 | 0 | 0 | 0 | 0 | 0 | 0 | 0 | 0 | 0 | 0 | 0 | 0 | 0 | 0 | 0 | 0 | 0 | 0 | 0 | 0 | 0 | 0 | 0 | 0 | 0 | 0 | 0
Total Export to grid | kWh | 0 | 0 | 0 | 0 | 0 | 0 | 0 | 0 | 0 | 0 | 0 | 0 | 0 | 0 | 0 | 0 | 0 | 0 | 0 | 0 | 0 | 0 | 0 | 0 | 0 | 0 | 0 | 0 | 0 | 0 | 0 | 0 | 0 | 0 | 0 | 0 | 0 | 0 | 0 | 0 | 0 | 0 | 0 | 0 | 0 | 0 | 0 | 0 | 0 | 0 | 0 | 0 | 0 | 0 | 0 | 0 | 0 | 0 | 0 | 0
Total In House Use | kWh | 0 | 0 | 0 | 0 | 0 | 0 | 0 | 0 | 0 | 0 | 0 | 0 | 0 | 0 | 0 | 0 | 0 | 0 | 0 | 0 | 0 | 0 | 0 | 0 | 0 | 0 | 0 | 0 | 0 | 0 | 0 | 0 | 0 | 0 | 0 | 0 | 0 | 0 | 0 | 0 | 0 | 0 | 0 | 0 | 0 | 0 | 0 | 0 | 0 | 0 | 0 | 0 | 0 | 0 | 0 | 0 | 0 | 0 | 0 | 0
Approximate Lost DUoS | $/month | 0 | 0 | 0 | 0 | 0 | 0 | 0 | 0 | 0 | 0 | 0 | 0 | 0 | 0 | 0 | 0 | 0 | 0 | 0 | 0 | 0 | 0 | 0 | 0 | 0 | 0 | 0 | 0 | 0 | 0 | 0 | 0 | 0 | 0 | 0 | 0 | 0 | 0 | 0 | 0 | 0 | 0 | 0 | 0 | 0 | 0 | 0 | 0 | 0 | 0 | 0 | 0 | 0 | 0 | 0 | 0 | 0 | 0 | 0 | 0
Standard Feed-in tariff
Inputs
Standard Feed-in tariff Rate | $/kWh | 2011-01-01: 0
Number | # | 5633 | 5821 | 6009 | 6203.5 | 6398 | 6524 | 6692 | 6794 | 6707 | 5776 | 5776 | 6433 | 6418 | 7495 | 6362 | 7387 | 7460.87 | 7535.4787 | 7610.8335 | 7686.9418 | 7763.8112 | 7841.4494 | 7919.8638 | 7999.0625 | 8079.0531 | 8159.8436 | 8241.4421 | 8323.8565 | 8407.0951 | 8491.166 | 8576.0777 | 8661.8385 | 8748.4568 | 8835.9414 | 8924.3008 | 9013.5438 | 9103.6793 | 9194.7161 | 9286.6632 | 9379.5298 | 9473.3251 | 9568.0584 | 9663.739 | 9760.3764 | 9857.9801 | 9956.5599 | 10056.1255 | 10156.6868 | 10258.2537 | 10360.8362 | 10464.4446 | 10569.089 | 10674.7799 | 10781.5277 | 10889.343 | 10998.2364 | 11108.2188 | 11219.301 | 11331.494 | 11444.8089
Own use | % | 56.7% | 56.7% | 56.7% | 56.7% | 56.7% | 56.7% | 56.7% | 56.7% | 56.7% | 56.7% | 56.7% | 56.7% | 56.7% | 56.7% | 56.7% | 56.7% | 56.7% | 56.7% | 56.7% | 56.7% | 56.7% | 56.7% | 56.7% | 56.7% | 56.7% | 56.7% | 56.7% | 56.7% | 56.7% | 56.7% | 56.7% | 56.7% | 56.7% | 56.7% | 56.7% | 56.7% | 56.7% | 56.7% | 56.7% | 56.7% | 56.7% | 56.7% | 56.7% | 56.7% | 56.7% | 56.7% | 56.7% | 56.7% | 56.7% | 56.7% | 56.7% | 56.7% | 56.7% | 56.7% | 56.7% | 56.7% | 56.7% | 56.7% | 56.7% | 56.7%
Capacity | kW | 8332.311 | 8623.627 | 8914.943 | 9290.13 | 9665.317 | 9938.716 | 10220.012 | 10364.591 | 10465.033 | 9020.287 | 9020.287 | 10662.29 | 12731.455 | 13400.167 | 11725.155 | 13197.214 | 13329.1861 | 13462.478 | 13597.1028 | 13733.0738 | 13870.4045 | 14009.1086 | 14149.1997 | 14290.6917 | 14433.5986 | 14577.9346 | 14723.7139 | 14870.9511 | 15019.6606 | 15169.8572 | 15321.5558 | 15474.7713 | 15629.519 | 15785.8142 | 15943.6724 | 16103.1091 | 16264.1402 | 16426.7816 | 16591.0494 | 16756.9599 | 16924.5295 | 17093.7748 | 17264.7125 | 17437.3596 | 17611.7332 | 17787.8506 | 17965.7291 | 18145.3864 | 18326.8402 | 18510.1086 | 18695.2097 | 18882.1618 | 19070.9834 | 19261.6933 | 19454.3102 | 19648.8533 | 19845.3418 | 20043.7953 | 20244.2332 | 20446.6755
Av capacity | kW/ea | 1.4792 | 1.4815 | 1.4836 | 1.4976 | 1.5107 | 1.5234 | 1.5272 | 1.5256 | 1.5603 | 1.5617 | 1.5617 | 1.6574 | 1.9837 | 1.7879 | 1.843 | 1.7865 | 1.7865 | 1.7865 | 1.7865 | 1.7865 | 1.7865 | 1.7865 | 1.7865 | 1.7865 | 1.7865 | 1.7865 | 1.7865 | 1.7865 | 1.7865 | 1.7865 | 1.7865 | 1.7865 | 1.7865 | 1.7865 | 1.7865 | 1.7865 | 1.7865 | 1.7865 | 1.7865 | 1.7865 | 1.7865 | 1.7865 | 1.7865 | 1.7865 | 1.7865 | 1.7865 | 1.7865 | 1.7865 | 1.7865 | 1.7865 | 1.7865 | 1.7865 | 1.7865 | 1.7865 | 1.7865 | 1.7865 | 1.7865 | 1.7865 | 1.7865 | 1.7865
Av Energy per kW | kWh | 172.24 | 164.725 | 160.315 | 96.695 | 71.145 | 54.75 | 57.755 | 80.195 | 117.13 | 157.375 | 146.635 | 153.665 | 172.24 | 164.725 | 160.315 | 96.695 | 71.145 | 54.75 | 57.755 | 80.195 | 117.13 | 157.375 | 146.635 | 153.665 | 172.24 | 164.725 | 160.315 | 96.695 | 71.145 | 54.75 | 57.755 | 80.195 | 117.13 | 157.375 | 146.635 | 153.665 | 172.24 | 164.725 | 160.315 | 96.695 | 71.145 | 54.75 | 57.755 | 80.195 | 117.13 | 157.375 | 146.635 | 153.665 | 172.24 | 164.725 | 160.315 | 96.695 | 71.145 | 54.75 | 57.755 | 80.195 | 117.13 | 157.375 | 146.635 | 153.665
Av Energy per cust | kWh/ea | 254.7767 | 244.0349 | 237.8431 | 144.8068 | 107.4772 | 83.4066 | 88.2033 | 122.3415 | 182.7597 | 245.77 | 228.9975 | 254.69 | 341.6743 | 294.5087 | 295.4603 | 172.75 | 127.1038 | 97.8134 | 103.182 | 143.272 | 209.2581 | 281.1576 | 261.9701 | 274.5296 | 307.7147 | 294.2888 | 286.4101 | 172.75 | 127.1038 | 97.8134 | 103.182 | 143.272 | 209.2581 | 281.1576 | 261.9701 | 274.5296 | 307.7147 | 294.2888 | 286.4101 | 172.75 | 127.1038 | 97.8134 | 103.182 | 143.272 | 209.2581 | 281.1576 | 261.9701 | 274.5296 | 307.7147 | 294.2888 | 286.4101 | 172.75 | 127.1038 | 97.8134 | 103.182 | 143.272 | 209.2581 | 281.1576 | 261.9701 | 274.5296
In home Use | kWh/ea | 144.4584 | 138.3678 | 134.857 | 82.1055 | 60.9396 | 47.2915 | 50.0113 | 69.3676 | 103.6248 | 139.3516 | 129.8416 | 144.4092 | 193.7293 | 166.9864 | 167.526 | 97.9493 | 72.0679 | 55.4602 | 58.5042 | 81.2352 | 118.6493 | 159.4164 | 148.5371 | 155.6583 | 174.4742 | 166.8617 | 162.3945 | 97.9493 | 72.0679 | 55.4602 | 58.5042 | 81.2352 | 118.6493 | 159.4164 | 148.5371 | 155.6583 | 174.4742 | 166.8617 | 162.3945 | 97.9493 | 72.0679 | 55.4602 | 58.5042 | 81.2352 | 118.6493 | 159.4164 | 148.5371 | 155.6583 | 174.4742 | 166.8617 | 162.3945 | 97.9493 | 72.0679 | 55.4602 | 58.5042 | 81.2352 | 118.6493 | 159.4164 | 148.5371 | 155.6583
Export to grid | kWh | 110.3183 | 105.6671 | 102.9861 | 62.7014 | 46.5376 | 36.1151 | 38.192 | 52.9739 | 79.135 | 106.4184 | 99.1559 | 110.2808 | 147.945 | 127.5223 | 127.9343 | 74.8008 | 55.0359 | 42.3532 | 44.6778 | 62.0368 | 90.6088 | 121.7413 | 113.4331 | 118.8713 | 133.2404 | 127.427 | 124.0156 | 74.8008 | 55.0359 | 42.3532 | 44.6778 | 62.0368 | 90.6088 | 121.7413 | 113.4331 | 118.8713 | 133.2404 | 127.427 | 124.0156 | 74.8008 | 55.0359 | 42.3532 | 44.6778 | 62.0368 | 90.6088 | 121.7413 | 113.4331 | 118.8713 | 133.2404 | 127.427 | 124.0156 | 74.8008 | 55.0359 | 42.3532 | 44.6778 | 62.0368 | 90.6088 | 121.7413 | 113.4331 | 118.8713
Total Export to grid | kWh | 621423.0878 | 615088.1726 | 618843.2047 | 388967.8491 | 297747.6775 | 235614.6555 | 255581.1914 | 359904.5665 | 530758.1135 | 614672.7996 | 572724.6766 | 709436.2033 | 949510.8954 | 955779.3064 | 813917.9909 | 552553.2951 | 410616.0425 | 319151.6004 | 340035.1906 | 476873.2288 | 703469.3298 | 954627.9403 | 898374.4985 | 950858.966 | 1076456.6283 | 1039784.6684 | 1022067.1416 | 622630.8835 | 462692.4344 | 359628.0117 | 383160.1639 | 537352.6905 | 792686.8488 | 1075698.6575 | 1012310.8713 | 1071451.683 | 1212978.2726 | 1171655.3903 | 1151690.8376 | 701596.064 | 521373.4163 | 405237.8451 | 431754.4632 | 605502.4616 | 893219.3823 | 1212124.1722 | 1140697.2281 | 1207338.575 | 1366814.2786 | 1320250.6205 | 1297754.0628 | 790576.006 | 587496.6156 | 456632.147 | 486511.736 | 682295.3296 | 1006501.9574 | 1365851.8569 | 1285366.1884 | 1360459.3262
Actual per CIS | kWh
Total In House Use | kWh | 813734.1588 | 805438.7849 | 810355.8824 | 509341.2712 | 389891.3005 | 308530.0455 | 334675.6017 | 471283.8088 | 695011.2018 | 804894.867 | 749965.1077 | 928984.5895 | 1243354.9138 | 1251563.2026 | 1065800.2329 | 723551.3126 | 537688.9055 | 417919.0702 | 445265.4805 | 624450.6253 | 921171.1548 | 1250055.5245 | 1176393.3964 | 1245120.1703 | 1409586.3932 | 1361565.605 | 1338365.0561 | 815315.7296 | 605881.3171 | 470921.6689 | 501736.2885 | 703646.5947 | 1037998.7142 | 1408593.8541 | 1325589.5243 | 1403032.5734 | 1588357.23 | 1534246.2039 | 1508103.2447 | 918718.1716 | 682722.2334 | 530646.3237 | 565369.0084 | 792886.5952 | 1169642.9325 | 1587238.8121 | 1493707.4557 | 1580972.2218 | 1789800.6836 | 1728827.0249 | 1699368.4841 | 1035234.6314 | 769308.5012 | 597945.5597 | 637071.95 | 893444.4616 | 1317982.9326 | 1788540.4223 | 1683146.9488 | 1781479.0715
|  | 2777684.6472 | [5 empty] | 7044606.6816 | [11 empty] | 11664092.1218
Total Export to grid | $/month | 0 | 0 | 0 | 0 | 0 | 0 | 0 | 0 | 0 | 0 | 0 | 0 | 0 | 0 | 0 | 0 | 0 | 0 | 0 | 0 | 0 | 0 | 0 | 0 | 0 | 0 | 0 | 0 | 0 | 0 | 0 | 0 | 0 | 0 | 0 | 0 | 0 | 0 | 0 | 0 | 0 | 0 | 0 | 0 | 0 | 0 | 0 | 0 | 0 | 0 | 0 | 0 | 0 | 0 | 0 | 0 | 0 | 0 | 0 | 0
Actual per CIS | $/month | 0 | 0 | 0 | 0 | 0 | 0 | 0 | 0 | 0 | 0 | 0 | 0 | 0 | 0 | 0 | 0 | 0 | 0 | 0 | 0 | 0 | 0 | 0 | 0 | 0 | 0 | 0 | 0 | 0 | 0 | 0 | 0 | 0 | 0 | 0 | 0 | 0 | 0 | 0 | 0 | 0 | 0 | 0 | 0 | 0 | 0 | 0 | 0 | 0 | 0 | 0 | 0 | 0 | 0 | 0 | 0 | 0 | 0 | 0 | 0
Variance | $/month | 0 | 0 | 0 | 0 | 0 | 0 | 0 | 0 | 0 | 0 | 0 | 0 | 0 | 0 | 0 | 0 | 0 | 0 | 0 | 0 | 0 | 0 | 0 | 0 | 0 | 0 | 0 | 0 | 0 | 0 | 0 | 0 | 0 | 0 | 0 | 0 | 0 | 0 | 0 | 0 | 0 | 0 | 0 | 0 | 0 | 0 | 0 | 0 | 0 | 0 | 0 | 0 | 0 | 0 | 0 | 0 | 0 | 0 | 0 | 0
Variance | % | bar: 2011-01-01 to 2015-12-04
Approximate Lost DUoS | $/month | 54958.2101 | 54397.9548 | 54730.0471 | 34400.0363 | 26332.5901 | 20837.5904 | 22603.4164 | 31829.7005 | 46939.8651 | 54361.2195 | 50651.3577 | 62742.0266 | 94514.3343 | 95138.292 | 81017.4137 | 55001.1665 | 40872.7294 | 31768.3569 | 33847.1099 | 47467.9711 | 70023.3517 | 95023.685 | 89424.2163 | 94648.5212 | 128879.8074 | 124489.2217 | 122367.9737 | 74545.0827 | 55396.2977 | 43056.8104 | 45874.22 | 64335.0688 | 94905.1971 | 128789.0587 | 121199.8949 | 128280.5855 | 154170.7799 | 148918.5992 | 146381.0841 | 89173.5778 | 66267.0948 | 51506.1448 | 54876.4342 | 76959.9826 | 113529.0976 | 154062.2228 | 144983.7851 | 153453.9685 | 185315.7149 | 179002.5108 | 175952.3775 | 107188.0504 | 79654.0957 | 61911.2005 | 65962.3415 | 92507.1158 | 136463.7703 | 185185.2277 | 174272.802 | 184454.0964
Already included in 2010 baseline
Customers | # | 5445 | 5445 | 5445 | 5445 | 5445 | 5445 | 5445 | 5445 | 5445 | 5445 | 5445 | 5445 | 5445 | 5445 | 5445 | 5445 | 5445 | 5445 | 5445 | 5445 | 5445 | 5445 | 5445 | 5445 | 5445 | 5445 | 5445 | 5445 | 5445 | 5445 | 5445 | 5445 | 5445 | 5445 | 5445 | 5445 | 5445 | 5445 | 5445 | 5445 | 5445 | 5445 | 5445 | 5445 | 5445 | 5445 | 5445 | 5445 | 5445 | 5445 | 5445 | 5445 | 5445 | 5445 | 5445 | 5445 | 5445 | 5445 | 5445 | 5445
Capacity | kW/ea | 1.4769 | 1.4769 | 1.4769 | 1.4769 | 1.4769 | 1.4769 | 1.4769 | 1.4769 | 1.4769 | 1.4769 | 1.4769 | 1.4769 | 1.4769 | 1.4769 | 1.4769 | 1.4769 | 1.4769 | 1.4769 | 1.4769 | 1.4769 | 1.4769 | 1.4769 | 1.4769 | 1.4769 | 1.4769 | 1.4769 | 1.4769 | 1.4769 | 1.4769 | 1.4769 | 1.4769 | 1.4769 | 1.4769 | 1.4769 | 1.4769 | 1.4769 | 1.4769 | 1.4769 | 1.4769 | 1.4769 | 1.4769 | 1.4769 | 1.4769 | 1.4769 | 1.4769 | 1.4769 | 1.4769 | 1.4769 | 1.4769 | 1.4769 | 1.4769 | 1.4769 | 1.4769 | 1.4769 | 1.4769 | 1.4769 | 1.4769 | 1.4769 | 1.4769 | 1.4769
Av Energy per cust | kWh/ea | 254.3853 | 243.2863 | 236.773 | 142.8111 | 105.0757 | 80.8616 | 85.2997 | 118.4419 | 172.9921 | 232.4309 | 216.5687 | 226.9515 | 254.3853 | 243.2863 | 236.773 | 142.8111 | 105.0757 | 80.8616 | 85.2997 | 118.4419 | 172.9921 | 232.4309 | 216.5687 | 226.9515 | 254.3853 | 243.2863 | 236.773 | 142.8111 | 105.0757 | 80.8616 | 85.2997 | 118.4419 | 172.9921 | 232.4309 | 216.5687 | 226.9515 | 254.3853 | 243.2863 | 236.773 | 142.8111 | 105.0757 | 80.8616 | 85.2997 | 118.4419 | 172.9921 | 232.4309 | 216.5687 | 226.9515 | 254.3853 | 243.2863 | 236.773 | 142.8111 | 105.0757 | 80.8616 | 85.2997 | 118.4419 | 172.9921 | 232.4309 | 216.5687 | 226.9515
In home Use | kWh/ea | 144.2365 | 137.9433 | 134.2503 | 80.9739 | 59.5779 | 45.8485 | 48.3649 | 67.1566 | 98.0865 | 131.7883 | 122.7945 | 128.6815 | 144.2365 | 137.9433 | 134.2503 | 80.9739 | 59.5779 | 45.8485 | 48.3649 | 67.1566 | 98.0865 | 131.7883 | 122.7945 | 128.6815 | 144.2365 | 137.9433 | 134.2503 | 80.9739 | 59.5779 | 45.8485 | 48.3649 | 67.1566 | 98.0865 | 131.7883 | 122.7945 | 128.6815 | 144.2365 | 137.9433 | 134.2503 | 80.9739 | 59.5779 | 45.8485 | 48.3649 | 67.1566 | 98.0865 | 131.7883 | 122.7945 | 128.6815 | 144.2365 | 137.9433 | 134.2503 | 80.9739 | 59.5779 | 45.8485 | 48.3649 | 67.1566 | 98.0865 | 131.7883 | 122.7945 | 128.6815
Export to grid | kWh/ea | 110.1488 | 105.3429 | 102.5227 | 61.8372 | 45.4978 | 35.0131 | 36.9348 | 51.2853 | 74.9056 | 100.6426 | 93.7742 | 98.27 | 110.1488 | 105.3429 | 102.5227 | 61.8372 | 45.4978 | 35.0131 | 36.9348 | 51.2853 | 74.9056 | 100.6426 | 93.7742 | 98.27 | 110.1488 | 105.3429 | 102.5227 | 61.8372 | 45.4978 | 35.0131 | 36.9348 | 51.2853 | 74.9056 | 100.6426 | 93.7742 | 98.27 | 110.1488 | 105.3429 | 102.5227 | 61.8372 | 45.4978 | 35.0131 | 36.9348 | 51.2853 | 74.9056 | 100.6426 | 93.7742 | 98.27 | 110.1488 | 105.3429 | 102.5227 | 61.8372 | 45.4978 | 35.0131 | 36.9348 | 51.2853 | 74.9056 | 100.6426 | 93.7742 | 98.27
Total Export to grid | kWh | 599760.4842 | 573592.3465 | 558236.1939 | 336703.6694 | 247735.4833 | 190646.1131 | 201109.886 | 279248.6765 | 407860.8077 | 547998.7587 | 510600.7815 | 535080.0906 | 599760.4842 | 573592.3465 | 558236.1939 | 336703.6694 | 247735.4833 | 190646.1131 | 201109.886 | 279248.6765 | 407860.8077 | 547998.7587 | 510600.7815 | 535080.0906 | 599760.4842 | 573592.3465 | 558236.1939 | 336703.6694 | 247735.4833 | 190646.1131 | 201109.886 | 279248.6765 | 407860.8077 | 547998.7587 | 510600.7815 | 535080.0906 | 599760.4842 | 573592.3465 | 558236.1939 | 336703.6694 | 247735.4833 | 190646.1131 | 201109.886 | 279248.6765 | 407860.8077 | 547998.7587 | 510600.7815 | 535080.0906 | 599760.4842 | 573592.3465 | 558236.1939 | 336703.6694 | 247735.4833 | 190646.1131 | 201109.886 | 279248.6765 | 407860.8077 | 547998.7587 | 510600.7815 | 535080.0906
Total In House Use | kWh | 785367.6549 | 751101.2944 | 730992.8913 | 440902.9574 | 324401.8916 | 249645.1411 | 263347.1256 | 365667.4355 | 534081.0115 | 717587.2892 | 668615.8039 | 700670.696 | 785367.6549 | 751101.2944 | 730992.8913 | 440902.9574 | 324401.8916 | 249645.1411 | 263347.1256 | 365667.4355 | 534081.0115 | 717587.2892 | 668615.8039 | 700670.696 | 785367.6549 | 751101.2944 | 730992.8913 | 440902.9574 | 324401.8916 | 249645.1411 | 263347.1256 | 365667.4355 | 534081.0115 | 717587.2892 | 668615.8039 | 700670.696 | 785367.6549 | 751101.2944 | 730992.8913 | 440902.9574 | 324401.8916 | 249645.1411 | 263347.1256 | 365667.4355 | 534081.0115 | 717587.2892 | 668615.8039 | 700670.696 | 785367.6549 | 751101.2944 | 730992.8913 | 440902.9574 | 324401.8916 | 249645.1411 | 263347.1256 | 365667.4355 | 534081.0115 | 717587.2892 | 668615.8039 | 700670.696
Approximate Lost DUoS | $/month | 53042.3851 | 50728.0938 | 49370.0067 | 29777.8299 | 21909.5476 | 16860.6049 | 17786.0134 | 24696.5517 | 36070.9159 | 48464.6154 | 45157.1652 | 47322.0977 | 59700.1711 | 57095.3941 | 55566.8423 | 33515.4903 | 24659.5952 | 18976.9181 | 20018.4822 | 27796.4191 | 40598.4733 | 54547.8078 | 50825.2124 | 53261.8833 | 71806.9021 | 68673.8966 | 66835.3664 | 40312.1714 | 29660.3695 | 22825.2897 | 24078.075 | 33433.317 | 48831.5283 | 65609.6796 | 61132.1707 | 64062.9796 | 76230.1714 | 72904.1743 | 70952.3916 | 42795.381 | 31487.4335 | 24231.3161 | 25561.2723 | 35492.7926 | 51839.5261 | 69651.2031 | 64897.8819 | 68009.2271 | 81316.8582 | 77768.924 | 75686.9027 | 45651.0312 | 33588.5269 | 25848.2233 | 27266.9249 | 37861.1556 | 55298.674 | 74298.8886 | 69228.3878 | 72547.3468
Gross Feed-in tariff payments
Total FiT payments | $/month | 670912.8908 | 699560.5783 | 734770.0976 | 493684.7603 | 417970.4264 | 357101.1618 | 418409.5115 | 652556.3126 | 1090090.3381 | 1863072.5541 | 2114852.4376 | 2364758.3032 | 2711625.1449 | 2621724.2185 | 2629294.2375 | 1621923.7948 | 1215651.5805 | 953641.5206 | 1026195.6929 | 1454573.2002 | 2170284.1583 | 2980991.1678 | 2841572.2915 | 3048698.8377 | 3433757.6607 | 3299827.6613 | 3227023.13 | 1955816.7956 | 1445988.4707 | 1118152.1963 | 1185230.4356 | 1653700.9133 | 2427025.5228 | 3276713.9264 | 3067870.8228 | 3230509.9689 | 3638537.8725 | 3496626.259 | 3419485.223 | 2072466.5085 | 1532233.2274 | 1184845.3342 | 1255926.5225 | 1752342.9179 | 2571799.8648 | 3472178.5232 | 3250882.5695 | 3423229.3045 | 3855604.6719 | 3705232.8412 | 3623495.3873 | 2196115.5823 | 1623653.0737 | 1255540.4693 | 1330864.9102 | 1856904.3321 | 2725262.1813 | 3679373.3212 | 3444877.4617 | 3627514.6475
Total Lost DUoS | $/month | 153849.9645 | 157512.3439 | 163034.2771 | 107168.5771 | 87940.929 | 73473.8728 | 84276.4759 | 128015.7173 | 207617.8718 | 328975.8766 | 362378.0672 | 411304.5606 | 546423.866 | 537336.1446 | 534468.8897 | 341992.9161 | 259588.2207 | 206280.0223 | 224902.6445 | 323055.6311 | 488550.136 | 680245.4516 | 657393.9239 | 715123.4343 | 969312.6213 | 932017.4177 | 911957.9506 | 553021.8624 | 409092.7526 | 316520.7172 | 335698.7492 | 468652.6217 | 688203.7565 | 929675.2998 | 870926.2279 | 917631.6638 | 1097840.8606 | 1055644.4454 | 1032967.4361 | 626429.7276 | 463415.0671 | 358565.8087 | 380307.4997 | 530951.3318 | 779721.0582 | 1053348.6486 | 986826.7397 | 1039792.5089 | 1250056.0665 | 1202061.3992 | 1176290.4279 | 713377.3301 | 527759.6372 | 408370.1974 | 433150.9417 | 604753.4588 | 888141.6734 | 1199870.93 | 1124146.1251 | 1184535.4939
|  | 2011 | 2012 | 2013 | 2014 | 2015
Annual Loast DUoS | ($ nom) | 2011-01-01: 2265548.5338; 2011-02-01: 5515361.2809; 2011-03-04: 8302711.6407; 2011-04-04: 9405811.1324; 2011-05-05: 10712513.6811
Annual discount rate | % | 2011-01-01: 0%; 2011-02-01: 3.52%; 2011-03-04: 2.57%; 2011-04-04: 2.57%; 2011-05-05: 2.57%
Cumulative discount rate | % | 2011-01-01: 100%; 2011-02-01: 103.5%; 2011-03-04: 106.2%; 2011-04-04: 108.9%; 2011-05-05: 111.7%
Real value | $ | 2011-01-01: 2265548.5338; 2011-02-01: 5327826.7; 2011-03-04: 7819441.2915; 2011-04-04: 8636378.4864; 2011-05-05: 9589731.4862
Discount Rate | % | 2011-01-01: 7.96%
Net Present Value | $ | 2011-01-01: 25779828.1459
Not in 2010 baseline
Total Lost DUoS | $/month | 10718.3692 | 20625.7204 | 29812.3676 | 26814.9449 | 28819.3698 | 27976.5734 | 36282.0189 | 61373.6 | 110282.7362 | 198197.1097 | 240524.2501 | 283608.8071 | 385326.647 | 383267.7551 | 384525.2026 | 251553.4387 | 193045.8284 | 155071.9827 | 170884.0084 | 248048.7136 | 378997.667 | 533051.5661 | 520245.2319 | 571399.5365 | 775546.1374 | 746705.1554 | 731606.8483 | 444241.9614 | 329056.08 | 254928.0849 | 270725.5533 | 378434.8838 | 556434.8976 | 752631.6375 | 705964.8463 | 744761.6758 | 892138.4582 | 858917.0405 | 841506.7961 | 510949.039 | 378448.1755 | 293179.101 | 311331.9873 | 435176.2264 | 639835.3035 | 865399.1852 | 811703.8196 | 856273.816 | 1030627.5542 | 992206.768 | 972054.0023 | 590190.8462 | 437123.0748 | 338620.3654 | 359572.8314 | 502587.4721 | 738921.6221 | 999379.9749 | 937337.6027 | 988770.9657
|  | 2011 | 2012 | 2013 | 2014 | 2015
Annual Loast DUoS | ($ nom) | 2011-01-01: 1075035.8673; 2011-02-01: 4175417.5781; 2011-03-04: 6691037.7617; 2011-04-04: 7694858.9483; 2011-05-05: 8887393.0797
Annual discount rate | % | 2011-01-01: 0%; 2011-02-01: 3.52%; 2011-03-04: 2.57%; 2011-04-04: 2.57%; 2011-05-05: 2.57%
Cumulative discount rate | % | 2011-01-01: 100%; 2011-02-01: 103.5%; 2011-03-04: 106.2%; 2011-04-04: 108.9%; 2011-05-05: 111.7%
Real value | $ | 2011-01-01: 1075035.8673; 2011-02-01: 4033444.0707; 2011-03-04: 6301577.0294; 2011-04-04: 7065388.9751; 2011-05-05: 7955902.3944
Discount Rate | % | 2011-01-01: 7.96%
Net Present Value | $ | 2011-01-01: 20089854.0165
Note on B18: Matthew Serpell: Per NIEIR report
Note on B58: Matthew Serpell: Per NIEIR report
Note on B92: Matthew Serpell: Assume GENR cusiotmers below 5000 kW = SFiT
Note on B98: Matthew Serpell: Per NIEIR report
Note on D10: Assume time weighted average of pk / Opk rates (for weekend)
Note on AA57: Matthew Serpell: Scheme finishes
Note on AA59: Matthew Serpell: Scheme finishes

## summary for energy MD modelling
IF LESS THAN 5 KW THEN RETAILER DOES NOT OFFER TFIT
But distributor will pay 7-9 cents /kwh
Rate of decline in ownership | 0.9997
Rate of increase in average size existing | 0.005
X
United Energy Total |  | United Energy Total | [8 empty] | United Energy Total | [8 empty] | United Energy Total | [9 empty] | United Energy Total |  | Fiscal year | [6 empty] | United Energy Total | [6 empty] | United Energy |  | Calendar Year | [5 empty] | 0
|  | PFIT | [9 empty] | TFIT | [8 empty] | SFIT | [9 empty] | All PV | [8 empty] | Capacity at System Summer md | [6 empty] | All PV | [7 empty] | Capacity at System Summer md
|  | Customers | Capacity | Average | Own use | Export | Total | Capacity Factor |  |  |  | Customers | Capacity | Average | Own use | Export | Total | Capacity Factor |  |  | Customers | Capacity | Average | Own use | Export | Total | Capacity Factor |  |  |  | Customers | Capacity | Average | Own use | Export | Total | Capacity Factor | [9 empty] | Customers | Capacity | Average | Own use | Export | Total | Capacity Factor
|  |  |  | Capacity | [9 empty] | Capacity | [8 empty] | Capacity | [9 empty] | Capacity | [6 empty] | Capacity | Mismatch | Availability | Availability | Difference |  |  |  |  | Capacity | [5 empty] | Capacity | Mismatch | Availability | Availability | Difference
|  | number | KW | KW | GWH | GWH | GWH | Percent |  | Per month |  | number | KW | KW | GWH | GWH | GWH | Percent | Per month |  | number | KW | KW | GWH | GWH | GWH | Percent |  | Per month |  | number | KW | KW | GWH | GWH | GWH | Percent |  |  | Inverters | factors | 30% |  |  | Per month |  | number | KW | KW | GWH | GWH | GWH | Percent |  | Inverters | factors | 30%
[5 empty] | 0.7 | 0.3 | [8 empty] | 0.57 | 0.43 | [7 empty] | 0.57 | 0.43 | [8 empty] | 0.7 | 0.3 |  | 0.14462 | 1266.8425 |  | KW | KW | KW | MW | [6 empty] | 0.7 | 0.3 |  | 0.14462 |  | KW | KW | KW | MW
| 2008-09 | 43 | 67.01 | 1.5584 | 0 | 0 | 0 | 0 | 0 |  | 2008-09 | 6 | 13.29 | 2.215 | 0 | 0 | 0 | 0 |  | 2008-09 | 19 | 73.82 | 3.8853 | 0.065463 | 0.028055 | 0.093518 |  |  |  | 2008-09 | 68 | 154.12 | 2.2665 | 0.065463 | 0.028055 | 0.093518 |  | 886.7897 | 2008-09 | 154.12 | [5 empty] | 2009 | 1500 | 159 | 0.106 |  |  |  |  | 2008-09 | 159
| 2009-10 | 3318 | 4586.5763 | 1.3823 | 0 | 0 | 2.9817 |  |  |  | 2009-10 | 123 | 219.918 | 1.788 | 0 | 0 | 0 |  |  | 2009-10 | 903 | 1269.914 | 1.4063 | 0.5958 | 0.25534 | 0.85115 |  |  |  | 2009-10 | 4344 | 6076.4083 | 1.3988 | 0.5958 | 0.25534 | 3.8328 |  |  | 2009-10 | 6076.4083 | [5 empty] | 2010 | 6802 | 6012 | 0.88386 |  |  |  |  | 2009-10 | 6012
| 2010-11 | 9576 | 15359.0373 | 1.6039 | 8.8438 | 3.7902 | 12.634 |  |  |  | 2010-11 | 400 | 735.478 | 1.8387 | 0.42362 | 0.18155 | 0.60517 |  |  | 2010-11 | 2305 | 3621.309 | 1.5711 | 2.1687 | 0.92946 | 3.0982 |  |  |  | 2010-11 | 12281 | 19715.8243 | 1.6054 | 11.4361 | 4.9012 | 16.3373 |  |  | 2010-11 | 19715.8243 | 15772.6595 | 4731.7978 | 4.7318 |  |  | 2011 | 21067 | 39136 | 1.8577 | 20.0184 | 8.5793 | 28.5977 |  | 2010-11 | 39136 | 31308.8 | 9392.64 | 9.3926
| 2011-12 | 14560 | 26605.5463 | 1.8273 | 18.6069 | 7.9744 | 26.5813 |  |  |  | 2011-12 | 6673 | 16368.584 | 2.453 | 7.5839 | 3.2502 | 10.8341 |  |  | 2011-12 | 3846 | 7736.476 | 2.0116 | 5.036 | 2.1583 | 7.1943 |  |  |  | 2011-12 | 25079 | 50710.6063 | 2.022 | 31.2267 | 13.3829 | 44.6096 |  |  | 2011-12 | 50710.6063 | 40568.4851 | 12170.5455 | 12.1705 |  |  | 2012 | 31858 | 69955 | 2.1958 | 48.3704 | 20.7302 | 69.1006 |  | 2011-12 | 69955 | 55964 | 16789.2 | 16.7892
| 2012-13 | 15184 | 27578.0153 | 1.8163 | 24.0247 | 10.2963 | 34.321 |  |  |  | 2012-13 | 10089 | 26835.182 | 2.6598 | 19.1563 | 8.2099 | 27.3662 |  |  | 2012-13 | 7712 | 20899.235 | 2.71 | 12.6969 | 5.4415 | 18.1385 |  | 7200 |  | 2012-13 | 32985 | 75312.4323 | 2.2832 | 55.878 | 23.9477 | 79.8257 |  |  | 2012-13 | 75312.4323 | 60249.9459 | 18074.9838 | 18.075 |  |  | 2013 | 36411 | 85178 | 2.3393 | 68.7852 | 29.4794 | 98.2645 |  | 2012-13 | 85178 | 68142.4 | 20442.72 | 20.4427
| 2013-14 | 15179.4448 | 27645.6392 | 1.8213 | 24.4859 | 10.494 | 34.9798 |  |  |  | 2013-14 | 10085.9733 | 26877.5613 | 2.6648 | 23.816 | 10.2068 | 34.0228 |  | 240.5416 | 2013-14 | 7952.5416 | 21574.6263 | 2.715 | 18.8327 | 8.0712 | 26.9038 |  |  |  | 2013-14 | 33217.9597 | 76097.8268 | 2.2909 | 67.1345 | 28.7719 | 95.9065 |  |  | 2013-14 | 76097.8268 | 60878.2614 | 18263.4784 | 18.2635 | 0.18849 |  | 2014 | 33338.3678 | 76534.2287 | 2.3493 | 71.7024 | 30.7296 | 102.432 |  | 2013-14 | 76534.2287 | 61227.383 | 18368.2149 | 18.3682 | -2.0745
| 2014-15 | 15174.891 | 27713.2199 | 1.8263 | 24.5458 | 10.5196 | 35.0655 |  |  |  | 2014-15 | 10082.9475 | 26919.9128 | 2.6698 | 23.8535 | 10.2229 | 34.0765 |  | 248.396 | 2014-15 | 8200.9375 | 22337.498 | 2.72 | 19.4704 | 8.3445 | 27.8149 |  |  |  | 2014-15 | 33458.776 | 76970.6307 | 2.3005 | 67.8698 | 29.087 | 96.9568 |  |  | 2014-15 | 76970.6307 | 61576.5046 | 18472.9514 | 18.473 | 0.20947 |  | 2015 | 33597.9026 | 77522.2217 | 2.3593 | 68.3078 | 29.2748 | 97.5826 |  | 2014-15 | 77522.2217 | 62017.7773 | 18605.3332 | 18.6053 | 0.23712
| 2015-16 | 15170.3385 | 27780.7576 | 1.8313 | 24.6057 | 10.5453 | 35.1511 |  |  |  | 2015-16 | 10079.9226 | 26962.2364 | 2.6748 | 23.8911 | 10.239 | 34.1301 |  | 285.8306 | 2015-16 | 8486.7681 | 23330.8186 | 2.725 | 20.2491 | 8.6782 | 28.9273 |  |  |  | 2015-16 | 33737.0292 | 78073.8126 | 2.3142 | 68.7459 | 29.4625 | 98.2084 |  |  | 2015-16 | 78073.8126 | 62459.0501 | 18737.715 | 18.7377 | 0.26476 |  | 2016 | 33882.2897 | 78707.3671 | 2.3693 | 69.2714 | 29.6877 | 98.9591 |  | 2015-16 | 78707.3671 | 62965.8937 | 18889.7681 | 18.8898 | 0.28443
| 2016-17 | 15165.7874 | 27848.2524 | 1.8363 | 24.6656 | 10.571 | 35.2366 |  |  |  | 2016-17 | 10076.8986 | 27004.5322 | 2.6798 | 23.9286 | 10.2551 | 34.1837 |  | 298.0961 | 2016-17 | 8784.8642 | 24488.137 | 2.73 | 21.2027 | 9.0869 | 30.2895 |  |  |  | 2016-17 | 34027.5502 | 79340.9216 | 2.3317 | 69.7969 | 29.913 | 99.7098 |  |  | 2016-17 | 79340.9216 | 63472.7372 | 19041.8212 | 19.0418 | 0.30411 |  | 2017 | 34203.4328 | 80121.8536 | 2.3793 | 70.4241 | 30.1817 | 100.6058 |  | 2016-17 | 80121.8536 | 64097.4829 | 19229.2449 | 19.2292 | 0.33948
| 2017-18 | 15161.2377 | 27915.7041 | 1.8413 | 24.7255 | 10.5966 | 35.3221 |  |  |  | 2017-18 | 10073.8756 | 27046.8003 | 2.6848 | 23.9661 | 10.2712 | 34.2373 |  | 359.338 | 2017-18 | 9144.2022 | 25940.2813 | 2.735 | 22.3597 | 9.5827 | 31.9424 |  |  |  | 2017-18 | 34379.3155 | 80902.7856 | 2.3532 | 71.0512 | 30.4505 | 101.5018 |  |  | 2017-18 | 80902.7856 | 64722.2285 | 19416.6686 | 19.4167 | 0.37485 |  | 2018 | 34585.7669 | 81831.4123 | 2.3893 | 71.8092 | 30.7754 | 102.5846 |  | 2017-18 | 81831.4123 | 65465.1298 | 19639.5389 | 19.6395 | 0.41029
| 2018-19 | 15156.6893 | 27983.1128 | 1.8463 | 24.7852 | 10.6222 | 35.4075 |  |  |  | 2018-19 | 10070.8534 | 27089.0405 | 2.6898 | 24.0036 | 10.2872 | 34.2908 |  | 420.4735 | 2018-19 | 9564.6757 | 27687.8856 | 2.74 | 23.7785 | 10.1908 | 33.9692 |  |  |  | 2018-19 | 34792.2184 | 82760.0389 | 2.3787 | 72.5673 | 31.1003 | 103.6675 |  |  | 2018-19 | 82760.0389 | 66208.0311 | 19862.4093 | 19.8624 | 0.44574 |  | 2019 | 35029.1847 | 83836.6739 | 2.3993 | 73.4564 | 31.4813 | 104.9377 |  | 2018-19 | 83836.6739 | 67069.3392 | 20120.8017 | 20.1208 | 0.48126
| 2019-20 | 15152.1423 | 28050.4786 | 1.8513 | 24.845 | 10.6479 | 35.4929 |  |  |  | 2019-20 | 10067.8322 | 27131.2529 | 2.6948 | 24.041 | 10.3033 | 34.3443 |  | 481.5008 | 2019-20 | 10046.1765 | 29731.5775 | 2.745 | 25.4595 | 10.9112 | 36.3707 |  |  |  | 2019-20 | 35266.151 | 84913.309 | 2.4078 | 74.3455 | 31.8624 | 106.2079 |  |  | 2019-20 | 84913.309 | 67930.6472 | 20379.1942 | 20.3792 | 0.51678 |  | 2020 | 35533.7138 | 86138.6293 | 2.4093 | 75.3662 | 32.2998 | 107.666 |  | 2019-20 | 86138.6293 | 68910.9035 | 20673.271 | 20.6733 | 0.55247
| 2020-21 | 15147.5966 | 28117.8014 | 1.8563 | 24.9047 | 10.6735 | 35.5782 |  |  |  | 2020-21 | 10064.8118 | 27173.4376 | 2.6998 | 24.0784 | 10.3193 | 34.3977 |  | 542.6916 | 2020-21 | 10588.8681 | 32072.7106 | 2.75 | 27.4037 | 11.7444 | 39.1481 |  |  |  | 2020-21 | 35801.2766 | 87363.9496 | 2.4402 | 76.3869 | 32.7372 | 109.1241 |  |  | 2020-21 | 87363.9496 | 69891.1597 | 20967.3479 | 20.9673 | 0.58815 |  | 2021 | 36099.4821 | 88738.5384 | 2.4193 | 77.5396 | 33.2313 | 110.7709 |  | 2020-21 | 88738.5384 | 70990.8307 | 21297.2492 | 21.2972 | 0.62398
| 2021-22 | 15143.0524 | 28185.0813 | 1.8613 | 24.9644 | 10.699 | 35.6634 |  |  |  | 2021-22 | 10061.7924 | 27215.5946 | 2.7048 | 24.1158 | 10.3354 | 34.4512 |  | 603.9748 | 2021-22 | 11192.8429 | 34712.4513 | 2.755 | 29.6122 | 12.6909 | 42.3031 |  |  |  | 2021-22 | 36397.6876 | 90113.1272 | 2.4758 | 78.6924 | 33.7253 | 112.4178 |  |  | 2021-22 | 90113.1272 | 72090.5017 | 21627.1505 | 21.6272 | 0.6598 |  | 2022 | 36726.5532 | 91637.4907 | 2.4293 | 79.9778 | 34.2762 | 114.254 |  | 2021-22 | 91637.4907 | 73309.9926 | 21992.9978 | 21.993 | 0.69575
| 2022-23 | 15138.5094 | 28252.3184 | 1.8663 | 25.0241 | 10.7246 | 35.7486 |  |  |  | 2022-23 | 10058.7738 | 27257.7237 | 2.7098 | 24.1532 | 10.3514 | 34.5046 |  | 665.2926 | 2022-23 | 11858.1355 | 37651.8121 | 2.76 | 32.0859 | 13.7511 | 45.8371 |  |  |  | 2022-23 | 37055.4188 | 93161.8542 | 2.5141 | 81.2632 | 34.8271 | 116.0903 |  |  | 2022-23 | 93161.8542 | 74529.4834 | 22358.845 | 22.3588 | 0.73169 |  | 2023 | 37415.0335 | 94836.6927 | 2.4393 | 82.6817 | 35.435 | 118.1167 |  | 2022-23 | 94836.6927 | 75869.3542 | 22760.8062 | 22.7608 | 0.76781
| 2023-24 | 15133.9679 | 28319.5125 | 1.8713 | 25.0837 | 10.7501 | 35.8338 |  |  |  | 2023-24 | 10055.7562 | 27299.8252 | 2.7148 | 24.1905 | 10.3674 | 34.5579 |  | 726.7886 | 2023-24 | 12584.9242 | 40892.1934 | 2.765 | 34.826 | 14.9254 | 49.7514 |  |  |  | 2023-24 | 37774.6483 | 96511.5312 | 2.5549 | 84.1002 | 36.0429 | 120.1432 |  |  | 2023-24 | 96511.5312 | 77209.2249 | 23162.7675 | 23.1628 | 0.80392 |  | 2024 | 38164.9637 | 98337.1751 | 2.4493 | 85.6523 | 36.7081 | 122.3604 |  | 2023-24 | 98337.1751 | 78669.7401 | 23600.922 | 23.6009 | 0.84012
| 2024-25 | 15129.4277 | 28386.6638 | 1.8763 | 25.1432 | 10.7757 | 35.9189 |  |  |  | 2024-25 | 10052.7395 | 27341.899 | 2.7198 | 24.2279 | 10.3834 | 34.6112 |  | 788.1879 | 2024-25 | 13373.1121 | 44434.2563 | 2.77 | 37.8333 | 16.2143 | 54.0476 |  |  |  | 2024-25 | 38555.2792 | 100162.819 | 2.5979 | 87.2044 | 37.3733 | 124.5777 |  |  | 2024-25 | 100162.819 | 80130.2552 | 24039.0766 | 24.0391 |  |  | 2025 | 38555.2792 | 100162.819 | 2.4593 | 88.0139 | 37.7202 | 125.7341 |  | 2024-25 | 100162.819 | 80130.2552 | 24039.0766 | 24.0391
Fiscal year
United Energy- Residential PV customers |  | United Energy- Residential PV customers | [8 empty] | United Energy- Residential PV customers | [8 empty] | United Energy- Residential PV customers | [9 empty] | United Energy- Residential PV customers | [8 empty] | United Energy- Residential PV customers | [6 empty] | United Energy |  | Calendar Year | [5 empty] | 0
|  | PFIT | [9 empty] | TFIT | [8 empty] | SFIT | [9 empty] | All PV | [8 empty] | Capacity at System Summer md | [6 empty] | All PV | [7 empty] | Capacity at System Summer md
|  | Customers | Capacity | Average | Own use | Export | Total | Capacity Factor |  |  |  | Customers | Capacity | Average | Own use | Export | Total | Capacity Factor |  |  | Customers | Capacity | Average | Own use | Export | Total | Capacity Factor |  |  |  | Customers | Capacity | Average | Own use | Export | Total | Capacity Factor | [9 empty] | Customers | Capacity | Average | Own use | Export | Total | Capacity Factor
|  |  |  | Capacity | [9 empty] | Capacity | [8 empty] | Capacity | [9 empty] | Capacity | [6 empty] | Capacity | Mismatch | Availability | Availability | Difference |  |  |  |  | Capacity | [5 empty] | Capacity | Mismatch | Availability | Availability | Difference
|  | number | KW | KW | GWH | GWH | GWH | Percent |  | Per month |  | number | KW | KW | GWH | GWH | GWH | Percent | Per month |  | number | KW | KW | GWH | GWH | GWH | Percent |  | Per month |  | number | KW | KW | GWH | GWH | GWH | Percent |  |  | Inverters | factors | 30% |  |  | Per month |  | number | KW | KW | GWH | GWH | GWH | Percent |  | Inverters | factors | 30%
[5 empty] | 0.7 | 0.3 | [8 empty] | 0.57 | 0.43 | [7 empty] | 0.57 | 0.43 | [8 empty] | 0.7 | 0.3 |  | 0.14462 | 1266.8425 |  | KW | KW | KW | MW | [6 empty] | 0.7 | 0.3 |  | 0.14462 |  | KW | KW | KW | MW
| 2008-09 | 43 | 67.01 | 1.5584 |  |  | 0 | 0 | 0 |  | 2008-09 | 6 | 13.29 | 2.215 |  |  |  | 0 |  | 2008-09 | 15 | 26.92 | 1.7947 | 0.023872 | 0.010231 | 0.034103 |  |  |  | 2008-09 | 64 | 107.22 | 1.6753 | 0.023872 | 0.010231 | 0.034103 |  | 886.7897 | 2008-09 | 107.22 | [5 empty] | 2009 | 1500 | 159 | 0.106 |  |  |  |  | 2008-09 | 159
| 2009-10 | 3303 | 4532.9363 | 1.3724 |  |  | 2.9137 |  |  |  | 2009-10 | 120 | 209.218 | 1.7435 | [5 empty] | 2009-10 | 879 | 1153.214 | 1.312 | 0.52327 | 0.22426 | 0.74752 |  |  |  | 2009-10 | 4302 | 5895.3683 | 1.3704 | 0.52327 | 0.22426 | 3.6612 |  |  | 2009-10 | 5895.3683 | [5 empty] | 2010 | 6802 | 6012 | 0.88386 |  |  |  |  | 2009-10 | 6012
| 2010-11 | 9546 | 15258.1673 | 1.5984 | 8.7753 | 3.7608 | 12.5361 |  |  |  | 2010-11 | 396 | 721.738 | 1.8226 | 0.41278 | 0.17691 | 0.58969 |  |  | 2010-11 | 2245 | 3405.135 | 1.5168 | 2.0211 | 0.86621 | 2.8874 |  |  |  | 2010-11 | 12187 | 19385.0403 | 1.5906 | 11.2092 | 4.8039 | 16.0131 |  |  | 2010-11 | 19385.0403 | 15508.0323 | 4652.4097 | 4.6524 |  |  | 2011 | 21067 | 39136 | 1.8577 | 20.0184 | 8.5793 | 28.5977 |  | 2010-11 | 39136 | 31308.8 | 9392.64 | 9.3926
| 2011-12 | 14513 | 26447.5163 | 1.8223 | 18.4921 | 7.9252 | 26.4173 |  |  |  | 2011-12 | 6656 | 16286.699 | 2.4469 | 7.5415 | 3.2321 | 10.7735 |  |  | 2011-12 | 3656 | 7013.126 | 1.9183 | 4.6194 | 1.9797 | 6.5991 |  |  |  | 2011-12 | 24825 | 49747.3413 | 2.0039 | 30.6529 | 13.137 | 43.7899 |  |  | 2011-12 | 49747.3413 | 39797.8731 | 11939.3619 | 11.9394 |  |  | 2012 | 31858 | 69955 | 2.1958 | 48.3704 | 20.7302 | 69.1006 |  | 2011-12 | 69955 | 55964 | 16789.2 | 16.7892
| 2012-13 | 15136 | 27418.9053 | 1.8115 | 23.8841 | 10.236 | 34.1201 |  |  |  | 2012-13 | 10065 | 26724.757 | 2.6552 | 19.0711 | 8.1733 | 27.2444 |  |  | 2012-13 | 7469 | 19736.755 | 2.6425 | 11.8608 | 5.0832 | 16.9439 |  |  |  | 2012-13 | 32670 | 73880.4173 | 2.2614 | 54.8159 | 23.4925 | 78.3084 |  |  | 2012-13 | 73880.4173 | 59104.3339 | 17731.3002 | 17.7313 |  | 400 | 2013 | 36411 | 85178 | 2.3393 | 68.7852 | 29.4794 | 98.2645 |  | 2012-13 | 85178 | 68142.4 | 20442.72 | 20.4427
| 2013-14 | 15131.4592 | 27486.337 | 1.8165 | 24.3447 | 10.4334 | 34.7781 |  |  |  | 2013-14 | 10061.9805 | 26767.0495 | 2.6602 | 23.718 | 10.1649 | 33.8828 |  | 240.5416 | 2013-14 | 7709.5416 | 20410.9313 | 2.6475 | 17.8013 | 7.6291 | 25.4304 |  |  |  | 2013-14 | 32902.9813 | 74664.3177 | 2.2692 | 65.864 | 28.2274 | 94.0914 |  |  | 2013-14 | 74664.3177 | 59731.4542 | 17919.4363 | 17.9194 | 0.18814 | 400 | 2014 | 33008.4002 | 75028.0648 | 2.3493 | 71.0345 | 30.4434 | 101.4779 |  | 2013-14 | 75028.0648 | 60022.4518 | 18006.7355 | 18.0067 | -2.436
| 2014-15 | 15126.9198 | 27553.7257 | 1.8215 | 24.4045 | 10.4591 | 34.8635 |  |  |  | 2014-15 | 10058.9619 | 26809.3142 | 2.6652 | 23.7555 | 10.1809 | 33.9364 |  | 218.396 | 2014-15 | 7927.9375 | 21028.772 | 2.6525 | 18.3742 | 7.8746 | 26.2488 |  |  |  | 2014-15 | 33113.8192 | 75391.8118 | 2.2767 | 66.5341 | 28.5146 | 95.0487 |  |  | 2014-15 | 75391.8118 | 60313.4495 | 18094.0348 | 18.094 | 0.1746 | 400 | 2015 | 33207.9566 | 75726.6319 | 2.3593 | 66.8439 | 28.6474 | 95.4912 |  | 2014-15 | 75726.6319 | 60581.3055 | 18174.3916 | 18.1744 | 0.16766
| 2015-16 | 15122.3817 | 27621.0714 | 1.8265 | 24.4642 | 10.4847 | 34.9489 |  |  |  | 2015-16 | 10055.9442 | 26851.5511 | 2.6702 | 23.793 | 10.197 | 33.9899 |  | 195.8306 | 2015-16 | 8123.7681 | 21588.8294 | 2.6575 | 18.8964 | 8.0985 | 26.9949 |  |  |  | 2015-16 | 33302.094 | 76061.4519 | 2.284 | 67.1536 | 28.7801 | 95.9337 |  |  | 2015-16 | 76061.4519 | 60849.1615 | 18254.7485 | 18.2547 | 0.16071 | 500 | 2016 | 33372.3653 | 76333.6695 | 2.3693 | 67.4228 | 28.8955 | 96.3182 |  | 2015-16 | 76333.6695 | 61066.9356 | 18320.0807 | 18.3201 | 0.14569
| 2016-17 | 15117.845 | 27688.3743 | 1.8315 | 24.5239 | 10.5103 | 35.0342 |  |  |  | 2016-17 | 10052.9274 | 26893.7603 | 2.6752 | 23.8304 | 10.213 | 34.0434 |  | 148.0961 | 2016-17 | 8271.8642 | 22023.7525 | 2.6625 | 19.3376 | 8.2875 | 27.6251 |  |  |  | 2016-17 | 33442.6366 | 76605.8871 | 2.2907 | 67.6919 | 29.0108 | 96.7027 |  |  | 2016-17 | 76605.8871 | 61284.7097 | 18385.4129 | 18.3854 | 0.13066 | 500 | 2017 | 33513.53 | 76880.4664 | 2.3793 | 67.9344 | 29.1147 | 97.0491 |  | 2016-17 | 76880.4664 | 61504.3731 | 18451.3119 | 18.4513 | 0.13123
| 2017-18 | 15113.3096 | 27755.6344 | 1.8365 | 24.5836 | 10.5358 | 35.1194 |  |  |  | 2017-18 | 10049.9116 | 26935.9417 | 2.6802 | 23.8678 | 10.2291 | 34.0969 |  | 149.338 | 2017-18 | 8421.2022 | 22463.4695 | 2.6675 | 19.7254 | 8.4537 | 28.1792 |  |  |  | 2017-18 | 33584.4234 | 77155.0456 | 2.2973 | 68.1768 | 29.2186 | 97.3954 |  |  | 2017-18 | 77155.0456 | 61724.0365 | 18517.2109 | 18.5172 | 0.1318 | 500 | 2018 | 33655.8856 | 77431.8535 | 2.3893 | 68.4213 | 29.3234 | 97.7447 |  | 2017-18 | 77431.8535 | 61945.4828 | 18583.6448 | 18.5836 | 0.13233
| 2018-19 | 15108.7756 | 27822.8516 | 1.8415 | 24.6432 | 10.5614 | 35.2046 |  |  |  | 2018-19 | 10046.8966 | 26978.0954 | 2.6852 | 23.9052 | 10.2451 | 34.1503 |  | 150.4735 | 2018-19 | 8571.6757 | 22907.7144 | 2.6725 | 20.1174 | 8.6217 | 28.7391 |  |  |  | 2018-19 | 33727.3479 | 77708.6614 | 2.304 | 68.6658 | 29.4282 | 98.094 |  |  | 2018-19 | 77708.6614 | 62166.9291 | 18650.0787 | 18.6501 | 0.13287 | 500 | 2019 | 33799.325 | 77987.5617 | 2.3993 | 68.9122 | 29.5338 | 98.446 |  | 2018-19 | 77987.5617 | 62390.0493 | 18717.0148 | 18.717 | 0.13337
| 2019-20 | 15104.243 | 27890.0259 | 1.8465 | 24.7028 | 10.5869 | 35.2897 |  |  |  | 2019-20 | 10043.8825 | 27020.2214 | 2.6902 | 23.9426 | 10.2611 | 34.2037 |  | 151.5008 | 2019-20 | 8723.1765 | 23356.2147 | 2.6775 | 20.5132 | 8.7914 | 29.3046 |  |  |  | 2019-20 | 33871.3021 | 78266.462 | 2.3107 | 69.1586 | 29.6394 | 98.798 |  |  | 2019-20 | 78266.462 | 62613.1696 | 18783.9509 | 18.784 | 0.13387 | 600 | 2020 | 33943.8756 | 78547.6817 | 2.4093 | 69.4069 | 29.7458 | 99.1527 |  | 2019-20 | 78547.6817 | 62838.1453 | 18851.4436 | 18.8514 | 0.13443
| 2020-21 | 15099.7117 | 27957.1575 | 1.8515 | 24.7624 | 10.6124 | 35.3748 |  |  |  | 2020-21 | 10040.8693 | 27062.3197 | 2.6952 | 23.9799 | 10.2771 | 34.257 |  | 152.6916 | 2020-21 | 8875.8681 | 23809.4242 | 2.6825 | 20.913 | 8.9627 | 29.8757 |  |  |  | 2020-21 | 34016.4492 | 78828.9013 | 2.3174 | 69.6553 | 29.8523 | 99.5075 |  |  | 2020-21 | 78828.9013 | 63063.1211 | 18918.9363 | 18.9189 | 0.13499 | 600 | 2021 | 34089.6655 | 79112.5735 | 2.4193 | 69.9057 | 29.9596 | 99.8654 |  | 2020-21 | 79112.5735 | 63290.0588 | 18987.0176 | 18.987 | 0.13557
| 2021-22 | 15095.1818 | 28024.2462 | 1.8565 | 24.8219 | 10.6379 | 35.4598 |  |  |  | 2021-22 | 10037.8571 | 27104.3903 | 2.7002 | 24.0172 | 10.2931 | 34.3103 |  | 153.9748 | 2021-22 | 9029.8429 | 24267.6091 | 2.6875 | 21.3171 | 9.1359 | 30.453 |  |  |  | 2021-22 | 34162.8818 | 79396.2456 | 2.3241 | 70.1562 | 30.067 | 100.2232 |  |  | 2021-22 | 79396.2456 | 63516.9965 | 19055.099 | 19.0551 | 0.13616 | 600 | 2022 | 34236.7582 | 79682.4266 | 2.4293 | 70.4089 | 30.1752 | 100.5841 |  | 2021-22 | 79682.4266 | 63745.9413 | 19123.7824 | 19.1238 | 0.13676
| 2022-23 | 15090.6533 | 28091.2922 | 1.8615 | 24.8813 | 10.6634 | 35.5448 |  |  |  | 2022-23 | 10034.8457 | 27146.4332 | 2.7052 | 24.0545 | 10.3091 | 34.3636 |  | 155.2926 | 2022-23 | 9185.1355 | 24730.8821 | 2.6925 | 21.7257 | 9.311 | 31.0367 |  |  |  | 2022-23 | 34310.6345 | 79968.6075 | 2.3307 | 70.6616 | 30.2835 | 100.9451 |  |  | 2022-23 | 79968.6075 | 63974.886 | 19192.4658 | 19.1925 | 0.13737 | 600 | 2023 | 34385.26 | 80257.5475 | 2.4393 | 70.9166 | 30.3928 | 101.3094 |  | 2022-23 | 80257.5475 | 64206.038 | 19261.8114 | 19.2618 | 0.13803
| 2023-24 | 15086.1261 | 28158.2955 | 1.8665 | 24.9408 | 10.6889 | 35.6297 |  |  |  | 2023-24 | 10031.8353 | 27188.4484 | 2.7102 | 24.0918 | 10.3251 | 34.4169 |  | 156.7886 | 2023-24 | 9341.9242 | 25199.7435 | 2.6975 | 22.139 | 9.4881 | 31.6271 |  |  |  | 2023-24 | 34459.8855 | 80546.4874 | 2.3374 | 71.1716 | 30.5021 | 101.6737 |  |  | 2023-24 | 80546.4874 | 64437.1899 | 19331.157 | 19.3312 | 0.13869 | 600 | 2024 | 34535.2118 | 80838.0668 | 2.4493 | 71.429 | 30.6124 | 102.0414 |  | 2023-24 | 80838.0668 | 64670.4535 | 19401.136 | 19.4011 | 0.13932
| 2024-25 | 15081.6002 | 28225.256 | 1.8715 | 25.0002 | 10.7144 | 35.7145 |  |  |  | 2024-25 | 10028.8257 | 27230.436 | 2.7152 | 24.1291 | 10.341 | 34.4701 |  | 158.1879 | 2024-25 | 9500.1121 | 25673.9543 | 2.7025 | 22.5571 | 9.6673 | 32.2245 |  |  |  | 2024-25 | 34610.538 | 81129.6463 | 2.3441 | 71.6864 | 30.7227 | 102.4091 |  |  | 2024-25 | 81129.6463 | 64903.717 | 19471.1151 | 19.4711 |  | 600 | 2025 | 34610.538 | 81129.6463 | 2.4593 | 71.8157 | 30.7781 | 102.5938 |  | 2024-25 | 81129.6463 | 64903.717 | 19471.1151 | 19.4711
|  | 0 | 15 | 30 | 47 | 48 | 0 |  |  |  |  | 0 | 3 | 4 | 17 | 24 |  |  |  |  | 46.9 | 116.7 | 216.174 | 723.35 | 1162.48
United Energy- Business PV Customers |  | United Energy- Business PV Customers | [8 empty] | United Energy- Business PV Customers | [8 empty] | United Energy- Business PV Customers | [9 empty] | United Energy- Business PV Customers |  | Fiscal year | [6 empty] | United Energy- Business PV Customers | [6 empty] | United Energy |  | Calendar Year | [5 empty] | 0
|  | PFIT | [9 empty] | TFIT | [8 empty] | SFIT | [9 empty] | All PV | [8 empty] | Capacity at System Summer md | [6 empty] | All PV | [7 empty] | Capacity at System Summer md
|  | Customers | Capacity | Average | Own use | Export | Total | Capacity Factor |  |  |  | Customers | Capacity | Average | Own use | Export | Total | Capacity Factor |  |  | Customers | Capacity | Average | Own use | Export | Total | Capacity Factor |  |  |  | Customers | Capacity | Average | Own use | Export | Total | Capacity Factor | [9 empty] | Customers | Capacity | Average | Own use | Export | Total | Capacity Factor
|  |  |  | Capacity | [9 empty] | Capacity | [8 empty] | Capacity | [9 empty] | Capacity | [6 empty] | Capacity | Mismatch | Availability | Availability | Difference |  |  |  |  | Capacity | [5 empty] | Capacity | Mismatch | Availability | Availability | Difference
|  | number | KW | KW | GWH | GWH | GWH | Percent |  | Per month |  | number | KW | KW | GWH | GWH | GWH | Percent | Per month |  | number | KW | KW | GWH | GWH | GWH | Percent |  |  |  | number | KW | KW | GWH | GWH | GWH | Percent |  |  | Inverters | factors | 30% |  |  | Per month |  | number | KW | KW | GWH | GWH | GWH | Percent |  | Inverters | factors | 30%
[5 empty] | 0.7 | 0.3 | [8 empty] | 0.57 | 0.43 | [7 empty] | 0.57 | 0.43 | [8 empty] | 0.7 | 0.3 |  | 0.14462 | 1266.8425 |  | KW | KW | KW | MW | [6 empty] | 0.7 | 0.3 |  | 0.14462 |  | KW | KW | KW | MW
| 2008-09 | 0 |  | 0 |  |  | 0 | 0 | 0 |  | 2008-09 |  |  | 0 | [5 empty] | 2008-09 | 4 | 46.9 | 11.725 | 0.04159 | 0.017824 | 0.059415 |  |  |  | 2008-09 | 4 | 46.9 | 11.725 | 0.04159 | 0.017824 | 0.059415 |  | 886.7897 | 2008-09 | 46.9 | [5 empty] | 2009 | 1500 | 159 | 0.106 |  |  |  |  | 2008-09 | 159
| 2009-10 | 15 | 53.64 | 3.576 |  |  | 0.067953 |  |  |  | 2009-10 | 3 | 10.7 | 3.5667 | [5 empty] | 2009-10 | 24 | 116.7 | 4.8625 | 0.072539 | 0.031088 | 0.10363 |  |  |  | 2009-10 | 42 | 181.04 | 4.3105 | 0.072539 | 0.031088 | 0.17158 |  |  | 2009-10 | 181.04 | [5 empty] | 2010 | 6802 | 6012 | 0.88386 |  |  |  |  | 2009-10 | 6012
| 2010-11 | 30 | 100.87 | 3.3623 | 0.068509 | 0.029361 | 0.09787 |  |  |  | 2010-11 | 4 | 13.74 | 3.435 | 0.010837 | 0.0046442 | 0.015481 |  |  | 2010-11 | 60 | 216.174 | 3.6029 | 0.14759 | 0.063255 | 0.21085 |  |  |  | 2010-11 | 94 | 330.784 | 3.519 | 0.22694 | 0.09726 | 0.3242 |  |  | 2010-11 | 330.784 | 264.6272 | 79.3882 | 0.079388 |  |  | 2011 | 21067 | 39136 | 1.8577 | 20.0184 | 8.5793 | 28.5977 |  | 2010-11 | 39136 | 31308.8 | 9392.64 | 9.3926
| 2011-12 | 47 | 158.03 | 3.3623 | 0.11479 | 0.049198 | 0.16399 |  |  |  | 2011-12 | 17 | 81.885 | 4.8168 | 0.0424 | 0.018171 | 0.060571 |  |  | 2011-12 | 190 | 723.35 | 3.8071 | 0.41658 | 0.17853 | 0.59511 |  |  |  | 2011-12 | 254 | 963.265 | 3.7924 | 0.57377 | 0.2459 | 0.81968 |  |  | 2011-12 | 963.265 | 770.612 | 231.1836 | 0.23118 |  |  | 2012 | 31858 | 69955 | 2.1958 | 48.3704 | 20.7302 | 69.1006 |  | 2011-12 | 69955 | 55964 | 16789.2 | 16.7892
| 2012-13 | 48 | 159.11 | 3.3148 | 0.14062 | 0.060265 | 0.20088 |  |  |  | 2012-13 | 24 | 110.425 | 4.601 | 0.085269 | 0.036544 | 0.12181 |  |  | 2012-13 | 243 | 1162.48 | 4.7839 | 0.83617 | 0.35836 | 1.1945 |  |  |  | 2012-13 | 315 | 1432.015 | 4.5461 | 1.0621 | 0.45517 | 1.5172 |  |  | 2012-13 | 1432.015 | 1145.612 | 343.6836 | 0.34368 |  | 400 | 2013 | 36411 | 85178 | 2.3393 | 68.7852 | 29.4794 | 98.2645 |  | 2012-13 | 85178 | 68142.4 | 20442.72 | 20.4427
| 2013-14 | 47.9856 | 159.3022 | 3.3198 | 0.14118 | 0.060507 | 0.20169 |  |  |  | 2013-14 | 23.9928 | 110.5118 | 4.606 | 0.097962 | 0.041984 | 0.13995 |  |  | 2013-14 | 243 | 1163.695 | 4.7889 | 1.0314 | 0.44203 | 1.4734 |  |  |  | 2013-14 | 314.9784 | 1433.509 | 4.5511 | 1.2706 | 0.54453 | 1.8151 |  |  | 2013-14 | 1433.509 | 1146.8072 | 344.0422 | 0.34404 | 0.00035857 | 400 | 2014 | 329.9676 | 1506.164 | 2.3493 | 38.4353 | 16.4723 | 54.9076 |  | 2013-14 | 1506.164 | 1204.9312 | 361.4794 | 0.36148 | -20.0812
| 2014-15 | 47.9712 | 159.4943 | 3.3248 | 0.14135 | 0.06058 | 0.20193 |  |  |  | 2014-15 | 23.9856 | 110.5986 | 4.611 | 0.098039 | 0.042017 | 0.14006 |  | 30 | 2014-15 | 273 | 1308.726 | 4.7939 | 1.0963 | 0.46983 | 1.5661 |  |  |  | 2014-15 | 344.9568 | 1578.8189 | 4.5769 | 1.3357 | 0.57242 | 1.9081 |  |  | 2014-15 | 1578.8189 | 1263.0551 | 378.9165 | 0.37892 | 0.034874 | 400 | 2015 | 389.946 | 1795.5898 | 2.3593 | 1.464 | 0.62742 | 2.0914 |  | 2014-15 | 1795.5898 | 1436.4719 | 430.9416 | 0.43094 | 0.069462
| 2015-16 | 47.9568 | 159.6862 | 3.3298 | 0.14152 | 0.060653 | 0.20218 |  |  |  | 2015-16 | 23.9784 | 110.6853 | 4.616 | 0.098116 | 0.04205 | 0.14017 |  | 90 | 2015-16 | 363 | 1741.9892 | 4.7989 | 1.3527 | 0.57972 | 1.9324 |  |  |  | 2015-16 | 434.9352 | 2012.3607 | 4.6268 | 1.5923 | 0.68242 | 2.2747 |  |  | 2015-16 | 2012.3607 | 1609.8886 | 482.9666 | 0.48297 | 0.10405 | 500 | 2016 | 509.9244 | 2373.6976 | 2.3693 | 1.8486 | 0.79227 | 2.6409 |  | 2015-16 | 2373.6976 | 1898.9581 | 569.6874 | 0.56969 | 0.13875
| 2016-17 | 47.9424 | 159.878 | 3.3348 | 0.14169 | 0.060726 | 0.20242 |  |  |  | 2016-17 | 23.9712 | 110.772 | 4.621 | 0.098193 | 0.042083 | 0.14028 |  | 150 | 2016-17 | 513 | 2464.3844 | 4.8039 | 1.8651 | 0.79932 | 2.6644 |  |  |  | 2016-17 | 584.9136 | 2735.0344 | 4.676 | 2.105 | 0.90213 | 3.0071 |  |  | 2016-17 | 2735.0344 | 2188.0275 | 656.4083 | 0.65641 | 0.17344 | 500 | 2017 | 689.9029 | 3241.3872 | 2.3793 | 2.4897 | 1.067 | 3.5567 |  | 2016-17 | 3241.3872 | 2593.1098 | 777.9329 | 0.77793 | 0.20825
| 2017-18 | 47.928 | 160.0697 | 3.3398 | 0.14186 | 0.060798 | 0.20266 |  |  |  | 2017-18 | 23.964 | 110.8586 | 4.626 | 0.09827 | 0.042116 | 0.14039 |  | 210 | 2017-18 | 723 | 3476.8118 | 4.8089 | 2.6343 | 1.129 | 3.7633 |  |  |  | 2017-18 | 794.8921 | 3747.74 | 4.7148 | 2.8744 | 1.2319 | 4.1063 |  |  | 2017-18 | 3747.74 | 2998.192 | 899.4576 | 0.89946 | 0.24305 | 500 | 2018 | 929.8813 | 4399.5588 | 2.3893 | 3.388 | 1.452 | 4.8399 |  | 2017-18 | 4399.5588 | 3519.647 | 1055.8941 | 1.0559 | 0.27796
| 2018-19 | 47.9137 | 160.2612 | 3.3448 | 0.14203 | 0.060871 | 0.2029 |  |  |  | 2018-19 | 23.9568 | 110.9451 | 4.631 | 0.098347 | 0.042149 | 0.1405 |  | 270 | 2018-19 | 993 | 4780.1712 | 4.8139 | 3.6611 | 1.569 | 5.2301 |  |  |  | 2018-19 | 1064.8705 | 5051.3776 | 4.7437 | 3.9015 | 1.6721 | 5.5735 |  |  | 2018-19 | 5051.3776 | 4041.102 | 1212.3306 | 1.2123 | 0.31287 | 500 | 2019 | 1229.8597 | 5849.1123 | 2.3993 | 4.5442 | 1.9475 | 6.4917 |  | 2018-19 | 5849.1123 | 4679.2898 | 1403.7869 | 1.4038 | 0.34789
| 2019-20 | 47.8993 | 160.4526 | 3.3498 | 0.1422 | 0.060944 | 0.20315 |  |  |  | 2019-20 | 23.9496 | 111.0316 | 4.636 | 0.098423 | 0.042181 | 0.1406 |  | 330 | 2019-20 | 1323 | 6375.3628 | 4.8189 | 4.9463 | 2.1198 | 7.0662 |  |  |  | 2019-20 | 1394.8489 | 6646.847 | 4.7653 | 5.1869 | 2.223 | 7.4099 |  |  | 2019-20 | 6646.847 | 5317.4776 | 1595.2433 | 1.5952 | 0.38291 | 600 | 2020 | 1589.8382 | 7590.9476 | 2.4093 | 5.9593 | 2.554 | 8.5132 |  | 2019-20 | 7590.9476 | 6072.7581 | 1821.8274 | 1.8218 | 0.41804
| 2020-21 | 47.8849 | 160.6439 | 3.3548 | 0.14237 | 0.061017 | 0.20339 |  |  |  | 2020-21 | 23.9425 | 111.118 | 4.641 | 0.0985 | 0.042214 | 0.14071 |  | 390 | 2020-21 | 1713 | 8263.2864 | 4.8239 | 6.4907 | 2.7817 | 9.2724 |  |  |  | 2020-21 | 1784.8274 | 8535.0483 | 4.782 | 6.7316 | 2.885 | 9.6165 |  |  | 2020-21 | 8535.0483 | 6828.0386 | 2048.4116 | 2.0484 | 0.45317 | 600 | 2021 | 2009.8166 | 9625.9649 | 2.4193 | 7.6339 | 3.2717 | 10.9056 |  | 2020-21 | 9625.9649 | 7700.7719 | 2310.2316 | 2.3102 | 0.4884
| 2021-22 | 47.8706 | 160.8351 | 3.3598 | 0.14254 | 0.061089 | 0.20363 |  |  |  | 2021-22 | 23.9353 | 111.2043 | 4.646 | 0.098577 | 0.042247 | 0.14082 |  | 450 | 2021-22 | 2163 | 10444.8422 | 4.8289 | 8.2951 | 3.555 | 11.8501 |  |  |  | 2021-22 | 2234.8058 | 10716.8816 | 4.7954 | 8.5362 | 3.6584 | 12.1946 |  |  | 2021-22 | 10716.8816 | 8573.5052 | 2572.0516 | 2.5721 | 0.52364 | 600 | 2022 | 2489.7951 | 11955.0641 | 2.4293 | 9.5689 | 4.101 | 13.6699 |  | 2021-22 | 11955.0641 | 9564.0513 | 2869.2154 | 2.8692 | 0.55898
| 2022-23 | 47.8562 | 161.0261 | 3.3648 | 0.14271 | 0.061162 | 0.20387 |  |  |  | 2022-23 | 23.9281 | 111.2906 | 4.651 | 0.098653 | 0.04228 | 0.14093 |  | 510 | 2022-23 | 2673 | 12920.93 | 4.8339 | 10.3603 | 4.4401 | 14.8004 |  |  |  | 2022-23 | 2744.7843 | 13193.2467 | 4.8067 | 10.6016 | 4.5436 | 15.1452 |  |  | 2022-23 | 13193.2467 | 10554.5974 | 3166.3792 | 3.1664 | 0.59433 | 600 | 2023 | 3029.7735 | 14579.1452 | 2.4393 | 11.7651 | 5.0422 | 16.8073 |  | 2022-23 | 14579.1452 | 11663.3162 | 3498.9949 | 3.499 | 0.62978
| 2023-24 | 47.8418 | 161.217 | 3.3698 | 0.14288 | 0.061235 | 0.20412 |  |  |  | 2023-24 | 23.9209 | 111.3768 | 4.656 | 0.09873 | 0.042313 | 0.14104 |  | 570 | 2023-24 | 3243 | 15692.4499 | 4.8389 | 12.687 | 5.4373 | 18.1243 |  |  |  | 2023-24 | 3314.7628 | 15965.0438 | 4.8163 | 12.9286 | 5.5408 | 18.4695 |  |  | 2023-24 | 15965.0438 | 12772.035 | 3831.6105 | 3.8316 | 0.66523 | 600 | 2024 | 3629.752 | 17499.1082 | 2.4493 | 14.2233 | 6.0957 | 20.319 |  | 2023-24 | 17499.1082 | 13999.2866 | 4199.786 | 4.1998 | 0.70079
| 2024-25 | 47.8275 | 161.4078 | 3.3748 | 0.14305 | 0.061307 | 0.20436 |  |  |  | 2024-25 | 23.9137 | 111.4629 | 4.661 | 0.098806 | 0.042345 | 0.14115 |  | 630 | 2024-25 | 3873 | 18760.302 | 4.8439 | 15.2762 | 6.5469 | 21.8231 |  |  |  | 2024-25 | 3944.7412 | 19033.1727 | 4.8249 | 15.518 | 6.6506 | 22.1686 |  |  | 2024-25 | 19033.1727 | 15226.5382 | 4567.9615 | 4.568 |  | 600 | 2025 | 3944.7412 | 19033.1727 | 2.4593 | 16.1982 | 6.9421 | 23.1403 |  | 2024-25 | 19033.1727 | 15226.5382 | 4567.9615 | 4.568
X

## ue by network tariff
Financial Ytear end
Type | Level | <= toggle to see change in levels | [14 empty] | Type | Level | <= toggle to see change in levels
Period | Financial_End | [15 empty] | Period | Calendar_End
Sum of Data |  |  |  | Yr | Mnth | [11 empty] | Sum of Data |  |  |  | Yr | Mnth
|  |  |  | 2001 | 2002 | 2003 | 2004 | 2005 | 2006 | 2007 | 2008 | 2009 | 2010 | 2011 | 2012 | 2013 |  |  |  |  | 2000 | 2001 | 2002 | 2003 | 2004 | 2005 | 2006 | 2007 | 2008 | 2009 | 2010 | 2011 | 2012 | 2013
Metric | Tariff Class | FiT | Tariff Code | 6 | 6 | 6 | 6 | 6 | 6 | 6 | 6 | 6 | 6 | 6 | 6 | 6 | Metric | Tariff Class | FiT | Tariff Code | 12 | 12 | 12 | 12 | 12 | 12 | 12 | 12 | 12 | 12 | 12 | 12 | 12 | 12
Installed capacity (kW) | LV Small | PFIT | LVS1R | 1.7 | 1.7 | 1.7 | 1.7 | 1.7 | 2.8 | 4.5 | 26.7 | 42.38 | 862.963 | 921.168 | 1274.09 | 1882.571 | Installed capacity (kW) | LV Small | PFIT | LVS1R | 1.7 | 1.7 | 1.7 | 1.7 | 1.7 | 1.7 | 4.5 | 26.7 | 31.2 | 840.103 | 888.688 | 1267.58 | 1544.417 | 1998.531
|  |  | TOD | 5.3 | 5.3 | 5.3 | 7.34 | 7.34 | 7.34 | 7.34 | 11.04 | 24.63 | 3669.9733 | 14333.9993 | 25164.2463 | 25527.1543 |  |  |  | TOD | 5.3 | 5.3 | 5.3 | 7.34 | 7.34 | 7.34 | 7.34 | 11.04 | 17.7 | 544.39 | 8773.1483 | 25141.0363 | 25375.0313 | 25596.6993
|  |  | TOD9 | [10 empty] | 3 | 9.18 | 9.18 |  |  |  | TOD9 | Mnth 2011: 9.18; Mnth 2012: 9.18; Mnth 2013: 9.18
|  |  | Total LV Small PFIT | 7 | 7 | 7 | 9.04 | 9.04 | 10.14 | 11.84 | 37.74 | 67.01 | 4532.9363 | 15258.1673 | 26447.5163 | 27418.9053 |  |  |  | Total LV Small PFIT | 7 | 7 | 7 | 9.04 | 9.04 | 9.04 | 11.84 | 37.74 | 48.9 | 1384.493 | 9661.8363 | 26417.7963 | 26928.6283 | 27604.4103
|  | TFIT | LVS1R | [9 empty] | 7.24 | 30.68 | 1212.141 | 1996.447 |  |  | TFIT | LVS1R | Mnth 2009: 6.14; Mnth 2010: 10.62; Mnth 2011: 93.775; Mnth 2012: 1990.447; Mnth 2013: 1997.467
|  |  | TOD | 4.07 | 9.49 | 9.49 | 9.49 | 9.49 | 9.49 | 9.49 | 11.79 | 13.29 | 201.978 | 691.058 | 15067.098 | 24720.85 |  |  |  | TOD |  | 7.49 | 9.49 | 9.49 | 9.49 | 9.49 | 9.49 | 11.79 | 11.79 | 162.13 | 313.336 | 1913.904 | 24683.77 | 24726.64
|  |  | TOD9 | [11 empty] | 7.46 | 7.46 |  |  |  | TOD9 | Mnth 2012: 7.46; Mnth 2013: 7.46
|  |  | Total LV Small TFIT | 4.07 | 9.49 | 9.49 | 9.49 | 9.49 | 9.49 | 9.49 | 11.79 | 13.29 | 209.218 | 721.738 | 16286.699 | 26724.757 |  |  |  | Total LV Small TFIT |  | 7.49 | 9.49 | 9.49 | 9.49 | 9.49 | 9.49 | 11.79 | 11.79 | 168.27 | 323.956 | 2007.679 | 26681.677 | 26731.567
|  | SFIT | LVS1R | [7 empty] | 17.82 | 22.42 | 538.026 | 861.102 | 1651.079 | 3896.872 |  |  | SFIT | LVS1R | Mnth 2007: 17.82; Mnth 2008: 21.42; Mnth 2009: 473.576; Mnth 2010: 735.108; Mnth 2011: 1150.136; Mnth 2012: 2257.247; Mnth 2013: 4623.967
|  |  | LVS2R | [10 empty] | 1.52 | 9.19 | 9.19 |  |  |  | LVS2R | Mnth 2010: 1.52; Mnth 2011: 6.19; Mnth 2012: 9.19; Mnth 2013: 9.19
|  |  | LVDed | [9 empty] | 1.8 | 1.8 | 1.8 | 1.8 |  |  |  | LVDed | Mnth 2009: 1.8; Mnth 2010: 1.8; Mnth 2011: 1.8; Mnth 2012: 1.8; Mnth 2013: 1.8
|  |  | LVS1RDED | [8 empty] | 1.7 | 3.3 | 15.11 | 45.642 | 68.042 |  |  |  | LVS1RDED | Mnth 2009: 1.7; Mnth 2010: 9.35; Mnth 2011: 26.202; Mnth 2012: 61.042; Mnth 2013: 71.242
|  |  | TOD | [7 empty] | 2.8 | 2.8 | 610.088 | 2525.603 | 5305.415 | 15760.851 |  |  |  | TOD | Mnth 2007: 2.8; Mnth 2008: 2.8; Mnth 2009: 47.925; Mnth 2010: 1445.897; Mnth 2011: 4022.775; Mnth 2012: 8852.215; Mnth 2013: 16681.962
|  |  | Total LV Small SFIT | [7 empty] | 20.62 | 26.92 | 1153.214 | 3405.135 | 7013.126 | 19736.755 |  |  |  | Total LV Small SFIT | Mnth 2007: 20.62; Mnth 2008: 24.22; Mnth 2009: 525.001; Mnth 2010: 2193.675; Mnth 2011: 5207.103; Mnth 2012: 11181.494; Mnth 2013: 21388.161
|  | Total LV Small | Total LV Small | 11.07 | 16.49 | 16.49 | 18.53 | 18.53 | 19.63 | 21.33 | 70.15 | 107.22 | 5895.3683 | 19385.0403 | 49747.3413 | 73880.4173 |  |  | Total LV Small | Total LV Small | 7 | 14.49 | 16.49 | 18.53 | 18.53 | 18.53 | 21.33 | 70.15 | 84.91 | 2077.764 | 12179.4673 | 33632.5783 | 64791.7993 | 75724.1383
| LV Medium | PFIT | LVkWTOUH | [9 empty] | 5.84 | 5.84 | 5.84 | 6.92 |  | LV Medium | PFIT | LVkWTOUH | Mnth 2009: 5.84; Mnth 2010: 5.84; Mnth 2011: 5.84; Mnth 2012: 5.84; Mnth 2013: 6.92
|  |  | LVM1R | [9 empty] | 12 | 12 | 14.34 | 14.34 |  |  |  | LVM1R | Mnth 2009: 12; Mnth 2010: 12; Mnth 2011: 14.34; Mnth 2012: 14.34; Mnth 2013: 14.34
|  |  | TOU | [9 empty] | 35.8 | 83.03 | 137.85 | 137.85 |  |  |  | TOU | Mnth 2010: 55.47; Mnth 2011: 137.85; Mnth 2012: 137.85; Mnth 2013: 137.85
|  |  | Total LV Medium PFIT | [9 empty] | 53.64 | 100.87 | 158.03 | 159.11 |  |  |  | Total LV Medium PFIT | Mnth 2009: 17.84; Mnth 2010: 73.31; Mnth 2011: 158.03; Mnth 2012: 158.03; Mnth 2013: 159.11
|  | TFIT | LVM1R | [11 empty] | 3.04 | 18.38 |  |  | TFIT | LVM1R | Mnth 2012: 18.38; Mnth 2013: 18.38
|  |  | TOU | [9 empty] | 10.7 | 13.74 | 78.845 | 92.045 |  |  |  | TOU | Mnth 2009: 10.7; Mnth 2010: 10.7; Mnth 2011: 18.735; Mnth 2012: 92.045; Mnth 2013: 92.045
|  |  | Total LV Medium TFIT | [9 empty] | 10.7 | 13.74 | 81.885 | 110.425 |  |  |  | Total LV Medium TFIT | Mnth 2009: 10.7; Mnth 2010: 10.7; Mnth 2011: 18.735; Mnth 2012: 110.425; Mnth 2013: 110.425
|  | SFIT | LVM1R | [9 empty] | 1.02 | 14.53 | 121.395 | 159.495 |  |  | SFIT | LVM1R | Mnth 2010: 12.37; Mnth 2011: 43.635; Mnth 2012: 135.995; Mnth 2013: 169.995
|  |  | LVM2R5D | [9 empty] | 6 | 11.02 | 17.56 | 24.06 |  |  |  | LVM2R5D | Mnth 2009: 6; Mnth 2010: 8; Mnth 2011: 12.52; Mnth 2012: 19.06; Mnth 2013: 24.06
|  |  | LVM2R7D | [9 empty] | 2 | 8.57 | 14.26 | 14.26 |  |  |  | LVM2R7D | Mnth 2009: 2; Mnth 2010: 3.44; Mnth 2011: 14.26; Mnth 2012: 14.26; Mnth 2013: 14.26
|  |  | LVM1RDED | [10 empty] | 2.16 | 2.16 | 2.16 |  |  |  | LVM1RDED | Mnth 2010: 2.16; Mnth 2011: 2.16; Mnth 2012: 2.16; Mnth 2013: 2.16
|  |  | LVkWTOU | [9 empty] | 5.6 | 9.4 | 9.4 | 9.4 |  |  |  | LVkWTOU | Mnth 2010: 5.6; Mnth 2011: 9.4; Mnth 2012: 9.4; Mnth 2013: 9.4
|  |  | TOU | [9 empty] | 31.92 | 63.89 | 253.84 | 622.63 |  |  |  | TOU | Mnth 2009: 15.83; Mnth 2010: 54.24; Mnth 2011: 106.55; Mnth 2012: 433.18; Mnth 2013: 622.63
|  |  | Total LV Medium SFIT | [9 empty] | 46.54 | 109.57 | 418.615 | 832.005 |  |  |  | Total LV Medium SFIT | Mnth 2009: 23.83; Mnth 2010: 85.81; Mnth 2011: 188.525; Mnth 2012: 614.055; Mnth 2013: 842.505
|  | Total LV Medium | Total LV Medium | [9 empty] | 110.88 | 224.18 | 658.53 | 1101.54 |  |  | Total LV Medium | Total LV Medium | Mnth 2009: 52.37; Mnth 2010: 169.82; Mnth 2011: 365.29; Mnth 2012: 882.51; Mnth 2013: 1112.04
| LV Large | SFIT | LVkVATOU |  |  | 5.1 | 5.1 | 5.1 | 5.1 | 5.1 | 44.3 | 44.3 | 59.88 | 79.7 | 85.2 | 87.2 |  | LV Large | SFIT | LVkVATOU |  |  |  | 5.1 | 5.1 | 5.1 | 5.1 | 5.1 | 44.3 | 52.88 | 63.18 | 79.7 | 85.2 | 87.2
|  |  | Total LV Large SFIT |  |  | 5.1 | 5.1 | 5.1 | 5.1 | 5.1 | 44.3 | 44.3 | 59.88 | 79.7 | 85.2 | 87.2 |  |  |  | Total LV Large SFIT |  |  |  | 5.1 | 5.1 | 5.1 | 5.1 | 5.1 | 44.3 | 52.88 | 63.18 | 79.7 | 85.2 | 87.2
|  | Total LV Large | Total LV Large |  |  | 5.1 | 5.1 | 5.1 | 5.1 | 5.1 | 44.3 | 44.3 | 59.88 | 79.7 | 85.2 | 87.2 |  |  | Total LV Large | Total LV Large |  |  |  | 5.1 | 5.1 | 5.1 | 5.1 | 5.1 | 44.3 | 52.88 | 63.18 | 79.7 | 85.2 | 87.2
| Other | Other | NA | [8 empty] | 2.6 | 10.28 | 26.904 | 215.035 | 238.775 |  | Other | Other | NA | Mnth 2008: 1.1; Mnth 2009: 5.6; Mnth 2010: 17.284; Mnth 2011: 71.269; Mnth 2012: 234.855; Mnth 2013: 238.775
|  |  | ERR11 | [11 empty] | 4.5 | 4.5 |  |  |  | ERR11 | Mnth 2011: 4.5; Mnth 2012: 4.5; Mnth 2013: 4.5
|  |  | Total Other Other | [8 empty] | 2.6 | 10.28 | 26.904 | 219.535 | 243.275 |  |  |  | Total Other Other | Mnth 2008: 1.1; Mnth 2009: 5.6; Mnth 2010: 17.284; Mnth 2011: 75.769; Mnth 2012: 239.355; Mnth 2013: 243.275
|  | Total Other | Total Other | [8 empty] | 2.6 | 10.28 | 26.904 | 219.535 | 243.275 |  |  | Total Other | Total Other | Mnth 2008: 1.1; Mnth 2009: 5.6; Mnth 2010: 17.284; Mnth 2011: 75.769; Mnth 2012: 239.355; Mnth 2013: 243.275
| Total UE | Total UE | Total UE | 11.07 | 16.49 | 21.59 | 23.63 | 23.63 | 24.73 | 26.43 | 114.45 | 154.12 | 6076.4083 | 19715.8243 | 50710.6063 | 75312.4323 |  | Total UE | Total UE | Total UE | 7 | 14.49 | 16.49 | 23.63 | 23.63 | 23.63 | 26.43 | 75.25 | 130.31 | 2188.614 | 12429.7513 | 34153.3373 | 65998.8643 | 77166.6533
Installed Systems(Number) | LV Small | PFIT | LVS1R | 1 | 1 | 1 | 1 | 1 | 2 | 3 | 13 | 26 | 671 | 702 | 867 | 1279 | Installed Systems(Number) | LV Small | PFIT | LVS1R | 1 | 1 | 1 | 1 | 1 | 1 | 3 | 13 | 17 | 652 | 688 | 862 | 1052 | 1357
|  |  | TOD | 2 | 2 | 2 | 3 | 3 | 3 | 3 | 6 | 17 | 2632 | 8843 | 13643 | 13854 |  |  |  | TOD | 2 | 2 | 2 | 3 | 3 | 3 | 3 | 6 | 11 | 420 | 5889 | 13631 | 13765 | 13898
|  |  | TOD9 | [10 empty] | 1 | 3 | 3 |  |  |  | TOD9 | Mnth 2011: 3; Mnth 2012: 3; Mnth 2013: 3
|  |  | Total LV Small PFIT | 3 | 3 | 3 | 4 | 4 | 5 | 6 | 19 | 43 | 3303 | 9546 | 14513 | 15136 |  |  |  | Total LV Small PFIT | 3 | 3 | 3 | 4 | 4 | 4 | 6 | 19 | 28 | 1072 | 6577 | 14496 | 14820 | 15258
|  | TFIT | LVS1R | [9 empty] | 6 | 18 | 488 | 741 |  |  | TFIT | LVS1R | Mnth 2009: 5; Mnth 2010: 8; Mnth 2011: 51; Mnth 2012: 738; Mnth 2013: 742
|  |  | TOD | 1 | 4 | 4 | 4 | 4 | 4 | 4 | 5 | 6 | 114 | 378 | 6166 | 9322 |  |  |  | TOD |  | 3 | 4 | 4 | 4 | 4 | 4 | 5 | 5 | 82 | 185 | 929 | 9308 | 9327
|  |  | TOD9 | [11 empty] | 2 | 2 |  |  |  | TOD9 | Mnth 2012: 2; Mnth 2013: 2
|  |  | Total LV Small TFIT | 1 | 4 | 4 | 4 | 4 | 4 | 4 | 5 | 6 | 120 | 396 | 6656 | 10065 |  |  |  | Total LV Small TFIT |  | 3 | 4 | 4 | 4 | 4 | 4 | 5 | 5 | 87 | 193 | 980 | 10048 | 10071
|  | SFIT | LVS1R | [7 empty] | 10 | 12 | 412 | 597 | 925 | 1687 |  |  | SFIT | LVS1R | Mnth 2007: 10; Mnth 2008: 11; Mnth 2009: 363; Mnth 2010: 531; Mnth 2011: 731; Mnth 2012: 1170; Mnth 2013: 1894
|  |  | LVS2R | [10 empty] | 1 | 4 | 4 |  |  |  | LVS2R | Mnth 2010: 1; Mnth 2011: 3; Mnth 2012: 4; Mnth 2013: 4
|  |  | LVDed | [9 empty] | 1 | 1 | 1 | 1 |  |  |  | LVDed | bar: Mnth 2009 to Mnth 2013
|  |  | LVS1RDED | [8 empty] | 1 | 2 | 10 | 24 | 30 |  |  |  | LVS1RDED | Mnth 2009: 1; Mnth 2010: 7; Mnth 2011: 15; Mnth 2012: 28; Mnth 2013: 31
|  |  | TOD | [7 empty] | 2 | 2 | 464 | 1636 | 2702 | 5747 |  |  |  | TOD | Mnth 2007: 2; Mnth 2008: 2; Mnth 2009: 39; Mnth 2010: 1026; Mnth 2011: 2372; Mnth 2012: 3733; Mnth 2013: 5993
|  |  | Total LV Small SFIT | [7 empty] | 12 | 15 | 879 | 2245 | 3656 | 7469 |  |  |  | Total LV Small SFIT | Mnth 2007: 12; Mnth 2008: 13; Mnth 2009: 404; Mnth 2010: 1566; Mnth 2011: 3122; Mnth 2012: 4936; Mnth 2013: 7923
|  | Total LV Small | Total LV Small | 4 | 7 | 7 | 8 | 8 | 9 | 10 | 36 | 64 | 4302 | 12187 | 24825 | 32670 |  |  | Total LV Small | Total LV Small | 3 | 6 | 7 | 8 | 8 | 8 | 10 | 36 | 46 | 1563 | 8336 | 18598 | 29804 | 33252
| LV Medium | PFIT | LVkWTOUH | [9 empty] | 5 | 5 | 5 | 6 |  | LV Medium | PFIT | LVkWTOUH | Mnth 2009: 5; Mnth 2010: 5; Mnth 2011: 5; Mnth 2012: 5; Mnth 2013: 6
|  |  | LVM1R | [9 empty] | 1 | 1 | 2 | 2 |  |  |  | LVM1R | Mnth 2009: 1; Mnth 2010: 1; Mnth 2011: 2; Mnth 2012: 2; Mnth 2013: 2
|  |  | TOU | [9 empty] | 9 | 24 | 40 | 40 |  |  |  | TOU | Mnth 2010: 15; Mnth 2011: 40; Mnth 2012: 40; Mnth 2013: 40
|  |  | Total LV Medium PFIT | [9 empty] | 15 | 30 | 47 | 48 |  |  |  | Total LV Medium PFIT | Mnth 2009: 6; Mnth 2010: 21; Mnth 2011: 47; Mnth 2012: 47; Mnth 2013: 48
|  | TFIT | LVM1R | [11 empty] | 1 | 5 |  |  | TFIT | LVM1R | Mnth 2012: 5; Mnth 2013: 5
|  |  | TOU | [9 empty] | 3 | 4 | 16 | 19 |  |  |  | TOU | Mnth 2009: 3; Mnth 2010: 3; Mnth 2011: 5; Mnth 2012: 19; Mnth 2013: 19
|  |  | Total LV Medium TFIT | [9 empty] | 3 | 4 | 17 | 24 |  |  |  | Total LV Medium TFIT | Mnth 2009: 3; Mnth 2010: 3; Mnth 2011: 5; Mnth 2012: 24; Mnth 2013: 24
|  | SFIT | LVM1R | [9 empty] | 1 | 6 | 40 | 51 |  |  | SFIT | LVM1R | Mnth 2010: 5; Mnth 2011: 18; Mnth 2012: 44; Mnth 2013: 53
|  |  | LVM2R5D | [9 empty] | 1 | 4 | 8 | 10 |  |  |  | LVM2R5D | Mnth 2009: 1; Mnth 2010: 2; Mnth 2011: 5; Mnth 2012: 9; Mnth 2013: 10
|  |  | LVM2R7D | [9 empty] | 1 | 3 | 5 | 5 |  |  |  | LVM2R7D | Mnth 2009: 1; Mnth 2010: 2; Mnth 2011: 5; Mnth 2012: 5; Mnth 2013: 5
|  |  | LVM1RDED | [10 empty] | 1 | 1 | 1 |  |  |  | LVM1RDED | bar: Mnth 2010 to Mnth 2013
|  |  | LVkWTOU | [9 empty] | 1 | 2 | 2 | 2 |  |  |  | LVkWTOU | Mnth 2010: 1; Mnth 2011: 2; Mnth 2012: 2; Mnth 2013: 2
|  |  | TOU | [9 empty] | 7 | 17 | 40 | 71 |  |  |  | TOU | Mnth 2009: 2; Mnth 2010: 13; Mnth 2011: 23; Mnth 2012: 58; Mnth 2013: 71
|  |  | Total LV Medium SFIT | [9 empty] | 11 | 33 | 96 | 140 |  |  |  | Total LV Medium SFIT | Mnth 2009: 4; Mnth 2010: 24; Mnth 2011: 54; Mnth 2012: 119; Mnth 2013: 142
|  | Total LV Medium | Total LV Medium | [9 empty] | 29 | 67 | 160 | 212 |  |  | Total LV Medium | Total LV Medium | Mnth 2009: 13; Mnth 2010: 48; Mnth 2011: 106; Mnth 2012: 190; Mnth 2013: 214
| LV Large | SFIT | LVkVATOU |  |  | 1 | 1 | 1 | 1 | 1 | 2 | 2 | 6 | 10 | 12 | 13 |  | LV Large | SFIT | LVkVATOU |  |  |  | 1 | 1 | 1 | 1 | 1 | 2 | 4 | 7 | 10 | 12 | 13
|  |  | Total LV Large SFIT |  |  | 1 | 1 | 1 | 1 | 1 | 2 | 2 | 6 | 10 | 12 | 13 |  |  |  | Total LV Large SFIT |  |  |  | 1 | 1 | 1 | 1 | 1 | 2 | 4 | 7 | 10 | 12 | 13
|  | Total LV Large | Total LV Large |  |  | 1 | 1 | 1 | 1 | 1 | 2 | 2 | 6 | 10 | 12 | 13 |  |  | Total LV Large | Total LV Large |  |  |  | 1 | 1 | 1 | 1 | 1 | 2 | 4 | 7 | 10 | 12 | 13
| Other | Other | NA | [8 empty] | 2 | 7 | 17 | 79 | 87 |  | Other | Other | NA | Mnth 2008: 1; Mnth 2009: 3; Mnth 2010: 12; Mnth 2011: 33; Mnth 2012: 85; Mnth 2013: 87
|  |  | ERR11 | [11 empty] | 3 | 3 |  |  |  | ERR11 | Mnth 2011: 3; Mnth 2012: 3; Mnth 2013: 3
|  |  | Total Other Other | [8 empty] | 2 | 7 | 17 | 82 | 90 |  |  |  | Total Other Other | Mnth 2008: 1; Mnth 2009: 3; Mnth 2010: 12; Mnth 2011: 36; Mnth 2012: 88; Mnth 2013: 90
|  | Total Other | Total Other | [8 empty] | 2 | 7 | 17 | 82 | 90 |  |  | Total Other | Total Other | Mnth 2008: 1; Mnth 2009: 3; Mnth 2010: 12; Mnth 2011: 36; Mnth 2012: 88; Mnth 2013: 90
| Total UE | Total UE | Total UE | 4 | 7 | 8 | 9 | 9 | 10 | 11 | 38 | 68 | 4344 | 12281 | 25079 | 32985 |  | Total UE | Total UE | Total UE | 3 | 6 | 7 | 9 | 9 | 9 | 11 | 37 | 49 | 1583 | 8403 | 18750 | 30094 | 33569
Average of panel capacity (kW) | LV Small | PFIT | LVS1R | 1.7 | 1.7 | 1.7 | 1.7 | 1.7 | 1.4 | 1.5 | 2.0538 | 1.63 | 1.2861 | 1.3122 | 1.4695 | 1.4719 | Average of panel capacity (kW) | LV Small | PFIT | LVS1R | 1.7 | 1.7 | 1.7 | 1.7 | 1.7 | 1.7 | 1.5 | 2.0538 | 1.8353 | 1.2885 | 1.2917 | 1.4705 | 1.4681 | 1.4728
|  |  | TOD | 2.65 | 2.65 | 2.65 | 2.4467 | 2.4467 | 2.4467 | 2.4467 | 1.84 | 1.4488 | 1.3944 | 1.6209 | 1.8445 | 1.8426 |  |  |  | TOD | 2.65 | 2.65 | 2.65 | 2.4467 | 2.4467 | 2.4467 | 2.4467 | 1.84 | 1.6091 | 1.2962 | 1.4898 | 1.8444 | 1.8434 | 1.8418
|  |  | TOD9 | [10 empty] | 3 | 3.06 | 3.06 |  |  |  | TOD9 | Mnth 2011: 3.06; Mnth 2012: 3.06; Mnth 2013: 3.06
|  |  | Total LV Small PFIT | 2.3333 | 2.3333 | 2.3333 | 2.26 | 2.26 | 2.028 | 1.9733 | 1.9863 | 1.5584 | 1.3724 | 1.5984 | 1.8223 | 1.8115 |  |  |  | Total LV Small PFIT | 2.3333 | 2.3333 | 2.3333 | 2.26 | 2.26 | 2.26 | 1.9733 | 1.9863 | 1.7464 | 1.2915 | 1.469 | 1.8224 | 1.817 | 1.8092
|  | TFIT | LVS1R | [9 empty] | 1.2067 | 1.7044 | 2.4839 | 2.6943 |  |  | TFIT | LVS1R | Mnth 2009: 1.228; Mnth 2010: 1.3275; Mnth 2011: 1.8387; Mnth 2012: 2.6971; Mnth 2013: 2.692
|  |  | TOD | 4.07 | 2.3725 | 2.3725 | 2.3725 | 2.3725 | 2.3725 | 2.3725 | 2.358 | 2.215 | 1.7717 | 1.8282 | 2.4436 | 2.6519 |  |  |  | TOD |  | 2.4967 | 2.3725 | 2.3725 | 2.3725 | 2.3725 | 2.3725 | 2.358 | 2.358 | 1.9772 | 1.6937 | 2.0602 | 2.6519 | 2.6511
|  |  | TOD9 | [11 empty] | 3.73 | 3.73 |  |  |  | TOD9 | Mnth 2012: 3.73; Mnth 2013: 3.73
|  |  | Total LV Small TFIT | 4.07 | 2.3725 | 2.3725 | 2.3725 | 2.3725 | 2.3725 | 2.3725 | 2.358 | 2.215 | 1.7435 | 1.8226 | 2.4469 | 2.6552 |  |  |  | Total LV Small TFIT |  | 2.4967 | 2.3725 | 2.3725 | 2.3725 | 2.3725 | 2.3725 | 2.358 | 2.358 | 1.9341 | 1.6785 | 2.0487 | 2.6554 | 2.6543
|  | SFIT | LVS1R | [7 empty] | 1.782 | 1.8683 | 1.3059 | 1.4424 | 1.785 | 2.3099 |  |  | SFIT | LVS1R | Mnth 2007: 1.782; Mnth 2008: 1.9473; Mnth 2009: 1.3046; Mnth 2010: 1.3844; Mnth 2011: 1.5734; Mnth 2012: 1.9293; Mnth 2013: 2.4414
|  |  | LVS2R | [10 empty] | 1.52 | 2.2975 | 2.2975 |  |  |  | LVS2R | Mnth 2010: 1.52; Mnth 2011: 2.0633; Mnth 2012: 2.2975; Mnth 2013: 2.2975
|  |  | LVDed | [9 empty] | 1.8 | 1.8 | 1.8 | 1.8 |  |  |  | LVDed | Mnth 2009: 1.8; Mnth 2010: 1.8; Mnth 2011: 1.8; Mnth 2012: 1.8; Mnth 2013: 1.8
|  |  | LVS1RDED | [8 empty] | 1.7 | 1.65 | 1.511 | 1.9018 | 2.2681 |  |  |  | LVS1RDED | Mnth 2009: 1.7; Mnth 2010: 1.3357; Mnth 2011: 1.7468; Mnth 2012: 2.1801; Mnth 2013: 2.2981
|  |  | TOD | [7 empty] | 1.4 | 1.4 | 1.3148 | 1.5438 | 1.9635 | 2.7424 |  |  |  | TOD | Mnth 2007: 1.4; Mnth 2008: 1.4; Mnth 2009: 1.2288; Mnth 2010: 1.4093; Mnth 2011: 1.6959; Mnth 2012: 2.3713; Mnth 2013: 2.7836
|  |  | Total LV Small SFIT | [7 empty] | 1.7183 | 1.7947 | 1.312 | 1.5168 | 1.9183 | 2.6425 |  |  |  | Total LV Small SFIT | Mnth 2007: 1.7183; Mnth 2008: 1.8631; Mnth 2009: 1.2995; Mnth 2010: 1.4008; Mnth 2011: 1.6679; Mnth 2012: 2.2653; Mnth 2013: 2.6995
|  | Total LV Small | Total LV Small | 2.7675 | 2.3557 | 2.3557 | 2.3163 | 2.3163 | 2.1811 | 2.133 | 1.9486 | 1.6753 | 1.3704 | 1.5906 | 2.0039 | 2.2614 |  |  | Total LV Small | Total LV Small | 2.3333 | 2.415 | 2.3557 | 2.3163 | 2.3163 | 2.3163 | 2.133 | 1.9486 | 1.8459 | 1.3293 | 1.4611 | 1.8084 | 2.1739 | 2.2773
| LV Medium | PFIT | LVkWTOUH | [9 empty] | 1.168 | 1.168 | 1.168 | 1.1533 |  | LV Medium | PFIT | LVkWTOUH | Mnth 2009: 1.168; Mnth 2010: 1.168; Mnth 2011: 1.168; Mnth 2012: 1.168; Mnth 2013: 1.1533
|  |  | LVM1R | [9 empty] | 12 | 12 | 7.17 | 7.17 |  |  |  | LVM1R | Mnth 2009: 12; Mnth 2010: 12; Mnth 2011: 7.17; Mnth 2012: 7.17; Mnth 2013: 7.17
|  |  | TOU | [9 empty] | 3.9778 | 3.4596 | 3.4463 | 3.4463 |  |  |  | TOU | Mnth 2010: 3.698; Mnth 2011: 3.4463; Mnth 2012: 3.4463; Mnth 2013: 3.4463
|  |  | Total LV Medium PFIT | [9 empty] | 3.576 | 3.3623 | 3.3623 | 3.3148 |  |  |  | Total LV Medium PFIT | Mnth 2009: 2.9733; Mnth 2010: 3.491; Mnth 2011: 3.3623; Mnth 2012: 3.3623; Mnth 2013: 3.3148
|  | TFIT | LVM1R | [11 empty] | 3.04 | 3.676 |  |  | TFIT | LVM1R | Mnth 2012: 3.676; Mnth 2013: 3.676
|  |  | TOU | [9 empty] | 3.5667 | 3.435 | 4.9278 | 4.8445 |  |  |  | TOU | Mnth 2009: 3.5667; Mnth 2010: 3.5667; Mnth 2011: 3.747; Mnth 2012: 4.8445; Mnth 2013: 4.8445
|  |  | Total LV Medium TFIT | [9 empty] | 3.5667 | 3.435 | 4.8168 | 4.601 |  |  |  | Total LV Medium TFIT | Mnth 2009: 3.5667; Mnth 2010: 3.5667; Mnth 2011: 3.747; Mnth 2012: 4.601; Mnth 2013: 4.601
|  | SFIT | LVM1R | [9 empty] | 1.02 | 2.4217 | 3.0349 | 3.1274 |  |  | SFIT | LVM1R | Mnth 2010: 2.474; Mnth 2011: 2.4242; Mnth 2012: 3.0908; Mnth 2013: 3.2075
|  |  | LVM2R5D | [9 empty] | 6 | 2.755 | 2.195 | 2.406 |  |  |  | LVM2R5D | Mnth 2009: 6; Mnth 2010: 4; Mnth 2011: 2.504; Mnth 2012: 2.1178; Mnth 2013: 2.406
|  |  | LVM2R7D | [9 empty] | 2 | 2.8567 | 2.852 | 2.852 |  |  |  | LVM2R7D | Mnth 2009: 2; Mnth 2010: 1.72; Mnth 2011: 2.852; Mnth 2012: 2.852; Mnth 2013: 2.852
|  |  | LVM1RDED | [10 empty] | 2.16 | 2.16 | 2.16 |  |  |  | LVM1RDED | Mnth 2010: 2.16; Mnth 2011: 2.16; Mnth 2012: 2.16; Mnth 2013: 2.16
|  |  | LVkWTOU | [9 empty] | 5.6 | 4.7 | 4.7 | 4.7 |  |  |  | LVkWTOU | Mnth 2010: 5.6; Mnth 2011: 4.7; Mnth 2012: 4.7; Mnth 2013: 4.7
|  |  | TOU | [9 empty] | 4.56 | 3.7582 | 6.346 | 8.7694 |  |  |  | TOU | Mnth 2009: 7.915; Mnth 2010: 4.1723; Mnth 2011: 4.6326; Mnth 2012: 7.4686; Mnth 2013: 8.7694
|  |  | Total LV Medium SFIT | [9 empty] | 4.2309 | 3.3203 | 4.3606 | 5.9429 |  |  |  | Total LV Medium SFIT | Mnth 2009: 5.9575; Mnth 2010: 3.5754; Mnth 2011: 3.4912; Mnth 2012: 5.1601; Mnth 2013: 5.9331
|  | Total LV Medium | Total LV Medium | [9 empty] | 3.8234 | 3.346 | 4.1158 | 5.1959 |  |  | Total LV Medium | Total LV Medium | Mnth 2009: 4.0285; Mnth 2010: 3.5379; Mnth 2011: 3.4461; Mnth 2012: 4.6448; Mnth 2013: 5.1964
| LV Large | SFIT | LVkVATOU |  |  | 5.1 | 5.1 | 5.1 | 5.1 | 5.1 | 22.15 | 22.15 | 9.98 | 7.97 | 7.1 | 6.7077 |  | LV Large | SFIT | LVkVATOU |  |  |  | 5.1 | 5.1 | 5.1 | 5.1 | 5.1 | 22.15 | 13.22 | 9.0257 | 7.97 | 7.1 | 6.7077
|  |  | Total LV Large SFIT |  |  | 5.1 | 5.1 | 5.1 | 5.1 | 5.1 | 22.15 | 22.15 | 9.98 | 7.97 | 7.1 | 6.7077 |  |  |  | Total LV Large SFIT |  |  |  | 5.1 | 5.1 | 5.1 | 5.1 | 5.1 | 22.15 | 13.22 | 9.0257 | 7.97 | 7.1 | 6.7077
|  | Total LV Large | Total LV Large |  |  | 5.1 | 5.1 | 5.1 | 5.1 | 5.1 | 22.15 | 22.15 | 9.98 | 7.97 | 7.1 | 6.7077 |  |  | Total LV Large | Total LV Large |  |  |  | 5.1 | 5.1 | 5.1 | 5.1 | 5.1 | 22.15 | 13.22 | 9.0257 | 7.97 | 7.1 | 6.7077
| Other | Other | NA | [8 empty] | 1.3 | 1.4686 | 1.5826 | 2.722 | 2.7445 |  | Other | Other | NA | Mnth 2008: 1.1; Mnth 2009: 1.8667; Mnth 2010: 1.4403; Mnth 2011: 2.1597; Mnth 2012: 2.763; Mnth 2013: 2.7445
|  |  | ERR11 | [11 empty] | 1.5 | 1.5 |  |  |  | ERR11 | Mnth 2011: 1.5; Mnth 2012: 1.5; Mnth 2013: 1.5
|  |  | Total Other Other | [8 empty] | 1.3 | 1.4686 | 1.5826 | 2.6773 | 2.7031 |  |  |  | Total Other Other | Mnth 2008: 1.1; Mnth 2009: 1.8667; Mnth 2010: 1.4403; Mnth 2011: 2.1047; Mnth 2012: 2.7199; Mnth 2013: 2.7031
|  | Total Other | Total Other | [8 empty] | 1.3 | 1.4686 | 1.5826 | 2.6773 | 2.7031 |  |  | Total Other | Total Other | Mnth 2008: 1.1; Mnth 2009: 1.8667; Mnth 2010: 1.4403; Mnth 2011: 2.1047; Mnth 2012: 2.7199; Mnth 2013: 2.7031
| Total UE | Total UE | Total UE | 2.7675 | 2.3557 | 2.6987 | 2.6256 | 2.6256 | 2.473 | 2.4027 | 3.0118 | 2.2665 | 1.3988 | 1.6054 | 2.022 | 2.2832 |  | Total UE | Total UE | Total UE | 2.3333 | 2.415 | 2.3557 | 2.6256 | 2.6256 | 2.6256 | 2.4027 | 2.0338 | 2.6594 | 1.3826 | 1.4792 | 1.8215 | 2.1931 | 2.2987

## UE PV By Terminal Station
Financial
| Base Scenario | [78 empty] | PV and Maximum demands
[41 empty] | 0.14462 | 0.14462 | 0.14462 | 0.14462 | 0.14462 | 0.14462 | 0.14462 | 0.14462 | 0.14462 | 0.14462 | 0.14462 |  |  | 0.7 | 0.7 | 0.7 | 0.7 | 0.7 | 0.7 | 0.7 | 0.7 | 0.7 | 0.7 | 0.7 |  |  | 0.3 | 0.3 | 0.3 | 0.3 | 0.3 | 0.3 | 0.3 | 0.3 | 0.3 | 0.3 | 0.3 |  |  | 0.8 | 0.8 | 0.8 | 0.8 | 0.8 | 0.8 | 0.8 | 0.8 | 0.8 | 0.8 | 0.8 |  |  | 30% | 0.3 | 0.3 | 0.3 | 0.3 | 0.3 | 0.3 | 0.3 | 0.3 | 0.3 | 0.3
| Installed Systems(Number) | [13 empty] | Metric | Installed panel capacity (kW) | [23 empty] | initial estimate
[15 empty] | Installed Systems(Number) | [12 empty] | Average of panel capacity (kW) | [12 empty] | Generation (gWh) | [12 empty] | Own use(gWh) | [12 empty] | Buyback - united energy gwh | [12 empty] | Mismatch factor- ie discount for inverter size(kw) | [12 empty] | Availability at MD(mw)
| Terminal Stations | Cranbourne 66KV (CBTS) | East Rowville 66KV (ERT) | Heatherton 66KV (HTS) | Malvern 22KV (MT2) | Malvern 66KV (MT6) | Richmond 66KV (RT6) | Ringwood 22KV (RW2) | Ringwood 66KV (RW6) | Springvale 66KV (SVT6) | Templestowe 66KV (TST) | Tyabb 66KV (TBT) | Total UE |  | Cranbourne 66KV (CBTS) | East Rowville 66KV (ERT) | Heatherton 66KV (HTS) | Malvern 22KV (MT2) | Malvern 66KV (MT6) | Richmond 66KV (RT6) | Ringwood 22KV (RW2) | Ringwood 66KV (RW6) | Springvale 66KV (SVT6) | Templestowe 66KV (TST) | Tyabb 66KV (TBT) | Total UE |  | Cranbourne 66KV (CBTS) | East Rowville 66KV (ERT) | Heatherton 66KV (HTS) | Malvern 22KV (MT2) | Malvern 66KV (MT6) | Richmond 66KV (RT6) | Ringwood 22KV (RW2) | Ringwood 66KV (RW6) | Springvale 66KV (SVT6) | Templestowe 66KV (TST) | Tyabb 66KV (TBT) | Total UE |  | Cranbourne 66KV (CBTS) | East Rowville 66KV (ERT) | Heatherton 66KV (HTS) | Malvern 22KV (MT2) | Malvern 66KV (MT6) | Richmond 66KV (RT6) | Ringwood 22KV (RW2) | Ringwood 66KV (RW6) | Springvale 66KV (SVT6) | Templestowe 66KV (TST) | Tyabb 66KV (TBT) | Total UE |  | Cranbourne 66KV (CBTS) | East Rowville 66KV (ERT) | Heatherton 66KV (HTS) | Malvern 22KV (MT2) | Malvern 66KV (MT6) | Richmond 66KV (RT6) | Ringwood 22KV (RW2) | Ringwood 66KV (RW6) | Springvale 66KV (SVT6) | Templestowe 66KV (TST) | Tyabb 66KV (TBT) | Total UE |  | Cranbourne 66KV (CBTS) | East Rowville 66KV (ERT) | Heatherton 66KV (HTS) | Malvern 22KV (MT2) | Malvern 66KV (MT6) | Richmond 66KV (RT6) | Ringwood 22KV (RW2) | Ringwood 66KV (RW6) | Springvale 66KV (SVT6) | Templestowe 66KV (TST) | Tyabb 66KV (TBT) | Total UE |  | Cranbourne 66KV (CBTS) | East Rowville 66KV (ERT) | Heatherton 66KV (HTS) | Malvern 22KV (MT2) | Malvern 66KV (MT6) | Richmond 66KV (RT6) | Ringwood 22KV (RW2) | Ringwood 66KV (RW6) | Springvale 66KV (SVT6) | Templestowe 66KV (TST) | Tyabb 66KV (TBT) | Total UE |  | Cranbourne 66KV (CBTS) | East Rowville 66KV (ERT) | Heatherton 66KV (HTS) | Malvern 22KV (MT2) | Malvern 66KV (MT6) | Richmond 66KV (RT6) | Ringwood 22KV (RW2) | Ringwood 66KV (RW6) | Springvale 66KV (SVT6) | Templestowe 66KV (TST) | Tyabb 66KV (TBT) | Total UE
2008-09 |  | 9 | 4 | 7 |  | 9 | 3 | 1 | 4 | 5 | 10 | 20 | 72 | 2008-09 | 15.7 | 9.7 | 10.5 |  | 15.32 | 42.2 | 0.99 | 8.3 | 10.36 | 10.9 | 35.02 | 158.99 | 2008-09 | 1.7444 | 2.425 | 1.5 |  | 1.7022 | 14.0667 | 0.99 | 2.075 | 2.072 | 1.09 | 1.751 | 2.2082 | 2008-09 | [12 empty] | 2008-09 | [12 empty] | 2008-09 | [12 empty] | 2008-09 | [12 empty] | 2008-09
2009-10 |  | 586 | 502 | 478 | 80 | 261 | 136 | 189 | 331 | 641 | 262 | 833 | 4299 | 2009-10 | 818.74 | 649.17 | 698.11 | 102.91 | 383.15 | 235.14 | 256.55 | 444.61 | 854.22 | 378.89 | 1190.79 | 6012.28 | 2009-10 | 1.3972 | 1.2932 | 1.4605 | 1.2864 | 1.468 | 1.729 | 1.3574 | 1.3432 | 1.3326 | 1.4461 | 1.4295 | 1.3985 | 2009-10 | 1.0372 | 0.8224 | 0.8844 | 0.13037 | 0.48539 | 0.29789 | 0.32501 | 0.56325 | 1.0822 | 0.47999 | 1.5085 | 7.6166 | 2009-10 | 0.36536 | 0.28969 | 0.31153 | 0.045923 | 0.17098 | 0.10493 | 0.11448 | 0.19841 | 0.38119 | 0.16908 | 0.53139 | 2.683 | 2009-10 | 0.15658 | 0.12415 | 0.13351 | 0.019681 | 0.073277 | 0.04497 | 0.049065 | 0.085031 | 0.16337 | 0.072462 | 0.22774 | 1.1498 | 2009-10 | 654.992 | 519.336 | 558.488 | 82.328 | 306.52 | 188.112 | 205.24 | 355.688 | 683.376 | 303.112 | 952.632 | 4809.824 | 2009-10 | 0.1965 | 0.1558 | 0.16755 | 0.024698 | 0.091956 | 0.056434 | 0.061572 | 0.10671 | 0.20501 | 0.090934 | 0.28579 | 1.4429
2010-11 |  | 1789 | 1402 | 1467 | 235 | 738 | 361 | 579 | 943 | 2169 | 860 | 2289 | 12832 | 2010-11 | 2917.42 | 2250.61 | 2557.2 | 380.05 | 1277.04 | 654.08 | 875.06 | 1416.92 | 3406.31 | 1370.3 | 3704.19 | 20809.18 | 2010-11 | 1.6308 | 1.6053 | 1.7431 | 1.6172 | 1.7304 | 1.8119 | 1.5113 | 1.5026 | 1.5705 | 1.5934 | 1.6183 | 1.6217 | 2010-11 | 3.6959 | 2.8512 | 3.2396 | 0.48146 | 1.6178 | 0.82862 | 1.1086 | 1.795 | 4.3153 | 1.736 | 4.6926 | 26.362 | 2010-11 | 1.6033 | 1.2369 | 1.4054 | 0.20886 | 0.70183 | 0.35946 | 0.48091 | 0.7787 | 1.872 | 0.75308 | 2.0357 | 11.4361 | 2010-11 | 0.68714 | 0.53009 | 0.6023 | 0.089514 | 0.30078 | 0.15406 | 0.2061 | 0.33373 | 0.80229 | 0.32275 | 0.87245 | 4.9012 | 2010-11 | 2333.936 | 1800.488 | 2045.76 | 304.04 | 1021.632 | 523.264 | 700.048 | 1133.536 | 2725.048 | 1096.24 | 2963.352 | 16647.344 | 2010-11 | 0.70018 | 0.54015 | 0.61373 | 0.091212 | 0.30649 | 0.15698 | 0.21001 | 0.34006 | 0.81751 | 0.32887 | 0.88901 | 4.9942
2011-12 |  | 4007 | 3340 | 3172 | 434 | 1617 | 758 | 941 | 1609 | 4884 | 1562 | 4989 | 27313 | 2011-12 | 8174.04 | 6687.29 | 6860.56 | 857.89 | 3356.87 | 1690.94 | 1752.24 | 2945.27 | 9617.92 | 3100.85 | 10437.41 | 55481.28 | 2011-12 | 2.0399 | 2.0022 | 2.1628 | 1.9767 | 2.076 | 2.2308 | 1.8621 | 1.8305 | 1.9693 | 1.9852 | 2.0921 | 2.0313 | 2011-12 | 10.3552 | 8.4717 | 8.6912 | 1.0868 | 4.2526 | 2.1422 | 2.2198 | 3.7312 | 12.1844 | 3.9283 | 13.2226 | 70.286 | 2011-12 | 4.6006 | 3.7638 | 3.8614 | 0.48285 | 1.8894 | 0.95172 | 0.98622 | 1.6577 | 5.4133 | 1.7453 | 5.8745 | 31.2267 | 2011-12 | 1.9717 | 1.6131 | 1.6549 | 0.20694 | 0.80973 | 0.40788 | 0.42267 | 0.71044 | 2.32 | 0.74797 | 2.5177 | 13.3829 | 2011-12 | 6539.232 | 5349.832 | 5488.448 | 686.312 | 2685.496 | 1352.752 | 1401.792 | 2356.216 | 7694.336 | 2480.68 | 8349.928 | 44385.024 | 2011-12 | 1.9618 | 1.6049 | 1.6465 | 0.20589 | 0.80565 | 0.40583 | 0.42054 | 0.70686 | 2.3083 | 0.7442 | 2.505 | 13.3155
2012-13 |  | 4989 | 4261 | 3971 | 533 | 2098 | 943 | 1113 | 1904 | 6322 | 1949 | 6336 | 34419 | 2012-13 | 11357.7 | 9714.68 | 9533.74 | 1159.63 | 4976.48 | 2338.21 | 2312.28 | 3878.4 | 14245.65 | 4389.42 | 15060.54 | 78966.73 | 2012-13 | 2.2765 | 2.2799 | 2.4008 | 2.1757 | 2.372 | 2.4795 | 2.0775 | 2.037 | 2.2533 | 2.2521 | 2.377 | 2.2943 | 2012-13 | 14.3884 | 12.307 | 12.0777 | 1.4691 | 6.3044 | 2.9621 | 2.9293 | 4.9133 | 18.047 | 5.5607 | 19.0793 | 100.0384 | 2012-13 | 8.0369 | 6.8742 | 6.7462 | 0.82057 | 3.5214 | 1.6546 | 1.6362 | 2.7444 | 10.0804 | 3.106 | 10.657 | 55.878 | 2012-13 | 3.4444 | 2.9461 | 2.8912 | 0.35167 | 1.5092 | 0.70909 | 0.70123 | 1.1762 | 4.3202 | 1.3311 | 4.5673 | 23.9477 | 2012-13 | 9086.16 | 7771.744 | 7626.992 | 927.704 | 3981.184 | 1870.568 | 1849.824 | 3102.72 | 11396.52 | 3511.536 | 12048.432 | 63173.384 | 2012-13 | 2.7258 | 2.3315 | 2.2881 | 0.27831 | 1.1944 | 0.56117 | 0.55495 | 0.93082 | 3.419 | 1.0535 | 3.6145 | 18.952
2013-14 |  | 4804.6738 | 4010.8 | 3835.7201 | 535.4861 | 1983.7934 | 918.6126 | 1172.9908 | 1985.1299 | 5958.5083 | 1947.2628 | 6064.9818 | 33217.9597 | 2013-14 | 11003.2411 | 9142.3837 | 9288.8965 | 1175.146 | 4710.4407 | 2295.4404 | 2421.0879 | 4039.0464 | 13366.0709 | 4342.9236 | 14313.1496 | 76097.8268 | 2013-14 | 2.2901 | 2.2794 | 2.4217 | 2.1945 | 2.3745 | 2.4988 | 2.064 | 2.0347 | 2.2432 | 2.2303 | 2.36 | 2.2909 | 2013-14 | 13.9394 | 11.582 | 11.7676 | 1.4887 | 5.9674 | 2.908 | 3.0671 | 5.1168 | 16.9327 | 5.5018 | 18.1325 | 96.404 | 2013-14 | 9.7072 | 8.0655 | 8.1948 | 1.0367 | 4.1556 | 2.0251 | 2.1359 | 3.5633 | 11.7917 | 3.8314 | 12.6273 | 67.1345 | 2013-14 | 4.1602 | 3.4567 | 3.5121 | 0.44431 | 1.781 | 0.86789 | 0.91539 | 1.5271 | 5.0536 | 1.642 | 5.4117 | 28.7719 | 2013-14 | 8802.5929 | 7313.907 | 7431.1172 | 940.1168 | 3768.3526 | 1836.3523 | 1936.8703 | 3231.2371 | 10692.8567 | 3474.3389 | 11450.5197 | 60878.2614 | 2013-14 | 2.6408 | 2.1942 | 2.2293 | 0.28204 | 1.1305 | 0.55091 | 0.58106 | 0.96937 | 3.2079 | 1.0423 | 3.4352 | 18.2635
2014-15 |  | 4863.1264 | 4091.8039 | 3868.7171 | 529.451 | 2008.1594 | 923.1076 | 1137.1375 | 1937.4489 | 6048.4853 | 1923.4004 | 6127.9384 | 33458.776 | 2014-15 | 11162.8745 | 9338.4179 | 9389.1756 | 1167.164 | 4768.5046 | 2312.1222 | 2370.9865 | 3971.1549 | 13610.2855 | 4325.9387 | 14554.0064 | 76970.6307 | 2014-15 | 2.2954 | 2.2822 | 2.4269 | 2.2045 | 2.3746 | 2.5047 | 2.085 | 2.0497 | 2.2502 | 2.2491 | 2.375 | 2.3005 | 2014-15 | 14.1416 | 11.8303 | 11.8946 | 1.4786 | 6.0409 | 2.9291 | 3.0037 | 5.0308 | 17.2421 | 5.4803 | 18.4376 | 97.5097 | 2014-15 | 9.843 | 8.2343 | 8.279 | 1.0292 | 4.2047 | 2.0387 | 2.0906 | 3.5016 | 12.001 | 3.8144 | 12.8332 | 67.8698 | 2014-15 | 4.2184 | 3.529 | 3.5482 | 0.44107 | 1.802 | 0.87375 | 0.89599 | 1.5007 | 5.1433 | 1.6348 | 5.4999 | 29.087 | 2014-15 | 8930.2996 | 7470.7343 | 7511.3405 | 933.7312 | 3814.8037 | 1849.6978 | 1896.7892 | 3176.9239 | 10888.2284 | 3460.7509 | 11643.2051 | 61576.5046 | 2014-15 | 2.6791 | 2.2412 | 2.2534 | 0.28012 | 1.1444 | 0.55491 | 0.56904 | 0.95308 | 3.2665 | 1.0382 | 3.493 | 18.473
2015-16 |  | 4891.1746 | 4125.9037 | 3896.253 | 533.2535 | 2032.3005 | 929.2992 | 1142.3447 | 1944.409 | 6116.6358 | 1942.1012 | 6183.354 | 33737.0292 | 2015-16 | 11279.893 | 9487.0471 | 9492.5419 | 1178.3118 | 4863.8751 | 2337.072 | 2390.4307 | 4000.2055 | 13870.1342 | 4393.7728 | 14780.5285 | 78073.8126 | 2015-16 | 2.3062 | 2.2994 | 2.4363 | 2.2097 | 2.3933 | 2.5149 | 2.0926 | 2.0573 | 2.2676 | 2.2624 | 2.3904 | 2.3142 | 2015-16 | 14.2898 | 12.0186 | 12.0256 | 1.4927 | 6.1618 | 2.9607 | 3.0283 | 5.0676 | 17.5713 | 5.5662 | 18.7246 | 98.9072 | 2015-16 | 9.9322 | 8.3536 | 8.3584 | 1.0375 | 4.2828 | 2.0578 | 2.1048 | 3.5223 | 12.213 | 3.8688 | 13.0146 | 68.7459 | 2015-16 | 4.2567 | 3.5801 | 3.5822 | 0.44466 | 1.8355 | 0.88194 | 0.90207 | 1.5095 | 5.2341 | 1.6581 | 5.5777 | 29.4625 | 2015-16 | 9023.9144 | 7589.6377 | 7594.0335 | 942.6495 | 3891.1001 | 1869.6576 | 1912.3445 | 3200.1644 | 11096.1074 | 3515.0182 | 11824.4228 | 62459.0501 | 2015-16 | 2.7072 | 2.2769 | 2.2782 | 0.28279 | 1.1673 | 0.5609 | 0.5737 | 0.96005 | 3.3288 | 1.0545 | 3.5473 | 18.7377
2016-17 |  | 4933.6487 | 4143.9155 | 3931.1649 | 541.5842 | 2041.459 | 939.0247 | 1169.9512 | 1988.1659 | 6141.6152 | 1969.791 | 6227.2299 | 34027.5502 | 2016-17 | 11480.536 | 9600.1259 | 9669.7262 | 1208.4738 | 4923.2561 | 2383.786 | 2465.4364 | 4122.6416 | 14020.7942 | 4483.8251 | 14982.3202 | 79340.9216 | 2016-17 | 2.327 | 2.3167 | 2.4598 | 2.2314 | 2.4116 | 2.5386 | 2.1073 | 2.0736 | 2.2829 | 2.2763 | 2.4059 | 2.3317 | 2016-17 | 14.544 | 12.1618 | 12.25 | 1.5309 | 6.237 | 3.0199 | 3.1233 | 5.2227 | 17.7621 | 5.6803 | 18.9802 | 100.5125 | 2016-17 | 10.0995 | 8.4453 | 8.5065 | 1.0631 | 4.331 | 2.097 | 2.1689 | 3.6267 | 12.3342 | 3.9445 | 13.1801 | 69.7969 | 2016-17 | 4.3284 | 3.6194 | 3.6457 | 0.45562 | 1.8562 | 0.89873 | 0.92951 | 1.5543 | 5.2861 | 1.6905 | 5.6486 | 29.913 | 2016-17 | 9184.4288 | 7680.1007 | 7735.781 | 966.779 | 3938.6049 | 1907.0288 | 1972.3491 | 3298.1133 | 11216.6354 | 3587.0601 | 11985.8562 | 63472.7372 | 2016-17 | 2.7553 | 2.304 | 2.3207 | 0.29003 | 1.1816 | 0.57211 | 0.5917 | 0.98943 | 3.365 | 1.0761 | 3.5958 | 19.0418
2017-18 |  | 4988.5884 | 4198.4791 | 3972.4539 | 544.8777 | 2065.6518 | 948.0767 | 1171.5593 | 1993.6842 | 6217.6665 | 1981.8881 | 6296.3898 | 34379.3155 | 2017-18 | 11709.3051 | 9811.6599 | 9855.1005 | 1226.7166 | 5024.1682 | 2427.5735 | 2494.4927 | 4174.4861 | 14324.9721 | 4557.4641 | 15296.8468 | 80902.7856 | 2017-18 | 2.3472 | 2.337 | 2.4809 | 2.2514 | 2.4322 | 2.5605 | 2.1292 | 2.0939 | 2.3039 | 2.2996 | 2.4295 | 2.3532 | 2017-18 | 14.8338 | 12.4298 | 12.4849 | 1.5541 | 6.3648 | 3.0754 | 3.1601 | 5.2884 | 18.1475 | 5.7736 | 19.3787 | 102.4911 | 2017-18 | 10.2835 | 8.6169 | 8.655 | 1.0773 | 4.4124 | 2.132 | 2.1907 | 3.6662 | 12.5806 | 4.0025 | 13.4341 | 71.0512 | 2017-18 | 4.4072 | 3.693 | 3.7093 | 0.46172 | 1.891 | 0.9137 | 0.93889 | 1.5712 | 5.3917 | 1.7154 | 5.7575 | 30.4505 | 2017-18 | 9367.4441 | 7849.3279 | 7884.0804 | 981.3733 | 4019.3345 | 1942.0588 | 1995.5942 | 3339.5889 | 11459.9777 | 3645.9713 | 12237.4775 | 64722.2285 | 2017-18 | 2.8102 | 2.3548 | 2.3652 | 0.29441 | 1.2058 | 0.58262 | 0.59868 | 1.0019 | 3.438 | 1.0938 | 3.6712 | 19.4167
2018-19 |  | 5045.7392 | 4246.9475 | 4019.2683 | 551.7069 | 2091.2042 | 959.3214 | 1186.6696 | 2018.6004 | 6293.2607 | 2007.5374 | 6371.963 | 34792.2184 | 2018-19 | 11970.2342 | 10035.6387 | 10076.8024 | 1254.8536 | 5143.4897 | 2482.4213 | 2552.5445 | 4270.4698 | 14660.2297 | 4665.5665 | 15647.7886 | 82760.0389 | 2018-19 | 2.3723 | 2.363 | 2.5071 | 2.2745 | 2.4596 | 2.5877 | 2.151 | 2.1156 | 2.3295 | 2.324 | 2.4557 | 2.3787 | 2018-19 | 15.1644 | 12.7136 | 12.7657 | 1.5897 | 6.516 | 3.1448 | 3.2337 | 5.41 | 18.5722 | 5.9105 | 19.8233 | 104.8439 | 2018-19 | 10.496 | 8.7996 | 8.8357 | 1.1003 | 4.51 | 2.1767 | 2.2382 | 3.7445 | 12.8547 | 4.091 | 13.7206 | 72.5673 | 2018-19 | 4.4983 | 3.7713 | 3.7867 | 0.47156 | 1.9329 | 0.93286 | 0.95922 | 1.6048 | 5.5091 | 1.7533 | 5.8803 | 31.1003 | 2018-19 | 9576.1874 | 8028.511 | 8061.4419 | 1003.8828 | 4114.7918 | 1985.937 | 2042.0356 | 3416.3758 | 11728.1837 | 3732.4532 | 12518.2309 | 66208.0311 | 2018-19 | 2.8729 | 2.4086 | 2.4184 | 0.30116 | 1.2344 | 0.59578 | 0.61261 | 1.0249 | 3.5185 | 1.1197 | 3.7555 | 19.8624
2019-20 |  | 5114.9961 | 4302.1471 | 4074.3999 | 559.8103 | 2118.1459 | 972.7061 | 1205.6825 | 2050.5297 | 6374.1203 | 2036.4389 | 6457.1743 | 35266.151 | 2019-20 | 12286.0589 | 10289.8753 | 10343.7594 | 1289.4198 | 5273.2498 | 2548.6811 | 2625.0994 | 4391.522 | 15027.6754 | 4789.6154 | 16048.3525 | 84913.309 | 2019-20 | 2.402 | 2.3918 | 2.5387 | 2.3033 | 2.4896 | 2.6202 | 2.1773 | 2.1417 | 2.3576 | 2.352 | 2.4854 | 2.4078 | 2019-20 | 15.5645 | 13.0357 | 13.1039 | 1.6335 | 6.6804 | 3.2288 | 3.3256 | 5.5634 | 19.0377 | 6.0677 | 20.3307 | 107.5718 | 2019-20 | 10.757 | 9.0093 | 9.0564 | 1.1289 | 4.617 | 2.2315 | 2.2984 | 3.845 | 13.1574 | 4.1935 | 14.0511 | 74.3455 | 2019-20 | 4.6101 | 3.8611 | 3.8813 | 0.48383 | 1.9787 | 0.95635 | 0.98503 | 1.6478 | 5.6389 | 1.7972 | 6.0219 | 31.8624 | 2019-20 | 9828.8471 | 8231.9003 | 8275.0075 | 1031.5359 | 4218.5998 | 2038.9449 | 2100.0795 | 3513.2176 | 12022.1403 | 3831.6923 | 12838.682 | 67930.6472 | 2019-20 | 2.9487 | 2.4696 | 2.4825 | 0.30946 | 1.2656 | 0.61168 | 0.63002 | 1.054 | 3.6066 | 1.1495 | 3.8516 | 20.3792
2020-21 |  | 5193.1937 | 4369.8729 | 4136.2711 | 567.8127 | 2151.0729 | 987.3008 | 1221.7101 | 2078.335 | 6473.8012 | 2065.6685 | 6556.2377 | 35801.2766 | 2020-21 | 12640.3797 | 10591.9362 | 10640.609 | 1325.3428 | 5426.823 | 2621.4077 | 2696.43 | 4511.4766 | 15468.6563 | 4924.8497 | 16516.0387 | 87363.9496 | 2020-21 | 2.434 | 2.4239 | 2.5725 | 2.3341 | 2.5228 | 2.6551 | 2.2071 | 2.1707 | 2.3894 | 2.3841 | 2.5191 | 2.4402 | 2020-21 | 16.0134 | 13.4183 | 13.48 | 1.679 | 6.8749 | 3.3209 | 3.416 | 5.7153 | 19.5964 | 6.239 | 20.9232 | 110.6764 | 2020-21 | 11.0521 | 9.2611 | 9.3036 | 1.1588 | 4.745 | 2.292 | 2.3576 | 3.9446 | 13.5251 | 4.3061 | 14.4408 | 76.3869 | 2020-21 | 4.7366 | 3.969 | 3.9873 | 0.49664 | 2.0336 | 0.9823 | 1.0104 | 1.6906 | 5.7965 | 1.8455 | 6.1889 | 32.7372 | 2020-21 | 10112.3038 | 8473.549 | 8512.4872 | 1060.2742 | 4341.4584 | 2097.1261 | 2157.144 | 3609.1813 | 12374.9251 | 3939.8798 | 13212.8309 | 69891.1597 | 2020-21 | 3.0337 | 2.5421 | 2.5537 | 0.31808 | 1.3024 | 0.62914 | 0.64714 | 1.0828 | 3.7125 | 1.182 | 3.9638 | 20.9673
2021-22 |  | 5279.1364 | 4441.9244 | 4205.0161 | 577.4034 | 2186.9022 | 1003.7517 | 1242.6218 | 2113.6809 | 6581.3064 | 2100.6772 | 6665.2671 | 36397.6876 | 2021-22 | 13036.817 | 10924.1595 | 10974.9407 | 1367.2636 | 5598.0556 | 2703.8853 | 2782.1712 | 4654.6228 | 15955.3093 | 5080.9416 | 17034.9605 | 90113.1272 | 2021-22 | 2.4695 | 2.4593 | 2.61 | 2.368 | 2.5598 | 2.6938 | 2.239 | 2.2021 | 2.4243 | 2.4187 | 2.5558 | 2.4758 | 2021-22 | 16.5156 | 13.8392 | 13.9035 | 1.7321 | 7.0919 | 3.4254 | 3.5246 | 5.8967 | 20.2129 | 6.4368 | 21.5806 | 114.1591 | 2021-22 | 11.3846 | 9.5397 | 9.584 | 1.194 | 4.8886 | 2.3612 | 2.4296 | 4.0647 | 13.9332 | 4.437 | 14.876 | 78.6924 | 2021-22 | 4.8791 | 4.0884 | 4.1074 | 0.51171 | 2.0951 | 1.0119 | 1.0412 | 1.742 | 5.9714 | 1.9016 | 6.3754 | 33.7253 | 2021-22 | 10429.4536 | 8739.3276 | 8779.9526 | 1093.8109 | 4478.4444 | 2163.1083 | 2225.737 | 3723.6983 | 12764.2474 | 4064.7533 | 13627.9684 | 72090.5017 | 2021-22 | 3.1288 | 2.6218 | 2.634 | 0.32814 | 1.3435 | 0.64893 | 0.66772 | 1.1171 | 3.8293 | 1.2194 | 4.0884 | 21.6272
2022-23 |  | 5374.72 | 4521.8646 | 4281.0961 | 587.9161 | 2226.1574 | 1021.9439 | 1265.4704 | 2152.5138 | 6699.4594 | 2138.8037 | 6785.4735 | 37055.4188 | 2022-23 | 13478.8753 | 11292.7279 | 11347.1707 | 1413.8206 | 5786.6596 | 2795.659 | 2877.2235 | 4813.6411 | 16492.6813 | 5253.1175 | 17610.2777 | 93161.8542 | 2022-23 | 2.5078 | 2.4974 | 2.6505 | 2.4048 | 2.5994 | 2.7356 | 2.2736 | 2.2363 | 2.4618 | 2.4561 | 2.5953 | 2.5141 | 2022-23 | 17.0756 | 14.3061 | 14.3751 | 1.7911 | 7.3308 | 3.5417 | 3.645 | 6.0981 | 20.8936 | 6.6549 | 22.3094 | 118.0214 | 2022-23 | 11.7573 | 9.8504 | 9.8979 | 1.2332 | 5.0476 | 2.4386 | 2.5097 | 4.1988 | 14.3862 | 4.5822 | 15.3611 | 81.2632 | 2022-23 | 5.0389 | 4.2216 | 4.242 | 0.52853 | 2.1633 | 1.0451 | 1.0756 | 1.7995 | 6.1655 | 1.9638 | 6.5833 | 34.8271 | 2022-23 | 10783.1002 | 9034.1824 | 9077.7365 | 1131.0565 | 4629.3277 | 2236.5272 | 2301.7788 | 3850.9129 | 13194.1451 | 4202.494 | 14088.2222 | 74529.4834 | 2022-23 | 3.2349 | 2.7103 | 2.7233 | 0.33932 | 1.3888 | 0.67096 | 0.69053 | 1.1553 | 3.9582 | 1.2607 | 4.2265 | 22.3588
2023-24 |  | 5479.1097 | 4610.1069 | 4364.1827 | 599.2296 | 2269.5455 | 1041.742 | 1289.5773 | 2193.618 | 6830.1316 | 2180.0023 | 6917.4028 | 37774.6483 | 2023-24 | 13963.2995 | 11699.8312 | 11754.7117 | 1464.3775 | 5995.0994 | 2895.9821 | 2979.7392 | 4985.2627 | 17087.3752 | 5441.4221 | 18244.4305 | 96511.5312 | 2023-24 | 2.5485 | 2.5379 | 2.6935 | 2.4438 | 2.6415 | 2.7799 | 2.3106 | 2.2726 | 2.5018 | 2.4961 | 2.6375 | 2.5549 | 2023-24 | 17.6893 | 14.8218 | 14.8914 | 1.8551 | 7.5948 | 3.6688 | 3.7749 | 6.3155 | 21.647 | 6.8934 | 23.1128 | 122.2649 | 2023-24 | 12.1676 | 10.1952 | 10.2431 | 1.2761 | 5.2241 | 2.5236 | 2.5965 | 4.3442 | 14.8899 | 4.7417 | 15.8982 | 84.1002 | 2023-24 | 5.2147 | 4.3694 | 4.3899 | 0.54688 | 2.2389 | 1.0815 | 1.1128 | 1.8618 | 6.3814 | 2.0321 | 6.8135 | 36.0429 | 2023-24 | 11170.6396 | 9359.865 | 9403.7694 | 1171.502 | 4796.0795 | 2316.7857 | 2383.7914 | 3988.2102 | 13669.9002 | 4353.1377 | 14595.5444 | 77209.2249 | 2023-24 | 3.3512 | 2.808 | 2.8211 | 0.35145 | 1.4388 | 0.69504 | 0.71514 | 1.1965 | 4.101 | 1.3059 | 4.3787 | 23.1628
2024-25 |  | 5592.2284 | 4705.1686 | 4454.3442 | 611.652 | 2316.4156 | 1063.277 | 1316.3999 | 2239.1882 | 6971.1132 | 2225.2087 | 7060.2833 | 38555.2792 | 2024-25 | 14491.3702 | 12142.0941 | 12199.411 | 1519.8639 | 6221.9269 | 3005.5759 | 3092.7867 | 5174.3237 | 17733.5277 | 5647.5798 | 18934.3591 | 100162.819 | 2024-25 | 2.5913 | 2.5806 | 2.7388 | 2.4849 | 2.686 | 2.8267 | 2.3494 | 2.3108 | 2.5439 | 2.538 | 2.6818 | 2.5979 | 2024-25 | 18.3583 | 15.3821 | 15.4547 | 1.9254 | 7.8822 | 3.8076 | 3.9181 | 6.5551 | 22.4656 | 7.1546 | 23.9869 | 126.8905 | 2024-25 | 12.6166 | 10.5712 | 10.6211 | 1.3232 | 5.417 | 2.6167 | 2.6927 | 4.5049 | 15.4393 | 4.9169 | 16.4848 | 87.2044 | 2024-25 | 5.4071 | 4.5305 | 4.5519 | 0.5671 | 2.3216 | 1.1215 | 1.154 | 1.9307 | 6.6168 | 2.1073 | 7.0649 | 37.3733 | 2024-25 | 11593.0962 | 9713.6753 | 9759.5288 | 1215.8911 | 4977.5415 | 2404.4607 | 2474.2294 | 4139.4589 | 14186.8222 | 4518.0639 | 15147.4873 | 80130.2552 | 2024-25 | 3.4779 | 2.9141 | 2.9279 | 0.36477 | 1.4933 | 0.72134 | 0.74227 | 1.2418 | 4.256 | 1.3554 | 4.5442 | 24.0391
584.9136
Final estiimate
Generation (gWh)
|  | 0.14495 | 0.1238 | 0.11537 | 0.015486 | 0.060955 | 0.027398 | 0.032337 | 0.055318 | 0.18368 | 0.056626 | 0.18408 | [28 empty] | Cranbourne 66KV (CBTS) | East Rowville 66KV (ERT) | Heatherton 66KV (HTS) | Malvern 22KV (MT2) | Malvern 66KV (MT6) | Richmond 66KV (RT6) | Ringwood 22KV (RW2) | Ringwood 66KV (RW6) | Springvale 66KV (SVT6) | Templestowe 66KV (TST) | Tyabb 66KV (TBT) | Total UE
2008-09
[40 empty] | 2009-10 | 0.52194 | 0.41384 | 0.44504 | 0.065605 | 0.24426 | 0.1499 | 0.16355 | 0.28344 | 0.54456 | 0.24154 | 0.75912 | 3.8328
[40 empty] | 2010-11 | 2.2905 | 1.767 | 2.0077 | 0.29838 | 1.0026 | 0.51352 | 0.68701 | 1.1124 | 2.6743 | 1.0758 | 2.9082 | 16.3373
[40 empty] | 2011-12 | 6.5723 | 5.3769 | 5.5162 | 0.68978 | 2.6991 | 1.3596 | 1.4089 | 2.3681 | 7.7333 | 2.4932 | 8.3922 | 44.6096
[40 empty] | 2012-13 | 11.4812 | 9.8203 | 9.6374 | 1.1722 | 5.0306 | 2.3636 | 2.3374 | 3.9206 | 14.4006 | 4.4372 | 15.2244 | 79.8257
[40 empty] | 2013-14 | 13.8674 | 11.5222 | 11.7068 | 1.481 | 5.9366 | 2.893 | 3.0513 | 5.0904 | 16.8453 | 5.4734 | 18.0389 | 95.9065
[40 empty] | 2014-15 | 14.0614 | 11.7632 | 11.8272 | 1.4702 | 6.0067 | 2.9125 | 2.9866 | 5.0023 | 17.1443 | 5.4492 | 18.3331 | 96.9568
[40 empty] | 2015-16 | 14.1889 | 11.9337 | 11.9406 | 1.4822 | 6.1182 | 2.9398 | 3.0069 | 5.0318 | 17.4471 | 5.5269 | 18.5923 | 98.2084
[40 empty] | 2016-17 | 14.4279 | 12.0647 | 12.1522 | 1.5187 | 6.1872 | 2.9958 | 3.0984 | 5.181 | 17.6203 | 5.6349 | 18.8287 | 99.7098
[40 empty] | 2017-18 | 14.6907 | 12.3098 | 12.3643 | 1.5391 | 6.3034 | 3.0457 | 3.1296 | 5.2374 | 17.9723 | 5.7179 | 19.1916 | 101.5018
[40 empty] | 2018-19 | 14.9942 | 12.5709 | 12.6225 | 1.5719 | 6.4429 | 3.1095 | 3.1974 | 5.3493 | 18.3638 | 5.8442 | 19.6009 | 103.6675
[40 empty] | 2019-20 | 15.3672 | 12.8704 | 12.9378 | 1.6128 | 6.5957 | 3.1878 | 3.2834 | 5.4928 | 18.7963 | 5.9908 | 20.073 | 106.2079
[40 empty] | 2020-21 | 15.7888 | 13.2301 | 13.2909 | 1.6555 | 6.7785 | 3.2743 | 3.368 | 5.6352 | 19.3215 | 6.1515 | 20.6298 | 109.1241
[40 empty] | 2021-22 | 16.2637 | 13.6281 | 13.6914 | 1.7057 | 6.9837 | 3.3731 | 3.4708 | 5.8067 | 19.9045 | 6.3386 | 21.2514 | 112.4178
[40 empty] | 2022-23 | 16.7962 | 14.072 | 14.1399 | 1.7618 | 7.2108 | 3.4837 | 3.5853 | 5.9983 | 20.5518 | 6.546 | 21.9444 | 116.0903
[40 empty] | 2023-24 | 17.3823 | 14.5646 | 14.6329 | 1.8229 | 7.463 | 3.6051 | 3.7094 | 6.2059 | 21.2714 | 6.7738 | 22.7117 | 120.1432
[40 empty] | 2024-25 | 18.0237 | 15.1018 | 15.173 | 1.8903 | 7.7385 | 3.7382 | 3.8467 | 6.4356 | 22.0561 | 7.0242 | 23.5496 | 124.5777

## customers
United energy | [11 empty] | take up rate
Customer forecasts
[8 empty] | base | high | low |  | base | high | low
|  | E( 8601) | E( 8602) | E( 8603) | E( 8617) | E( 8618)
| 2005 | 536923 | 5215 | 116000 | 0 | 0 |  | 542138 | 542138 | 542138 | 533265.9167
| 2006 | 539063 | 5203 | 18105 | 172 | 0 |  | 544438 | 544438 | 544438 | 537503.1667
| 2007 | 542236 | 5151 | 18084 | 170 | 0 |  | 533265.9167 | 533265.9167 | 533265.9167 | 542249
| 2008 | 545971 | 5132 | 18259 | 169 | 0 |  | 537503.1667 | 537503.1667 | 537503.1667 | 546860.8333
| 2009 | 550437 | 5116 | 18498 | 168 | 0 |  | 542249 | 542249 | 542249 | 552961.6092
| 2010 | 555548 | 5062 | 18537 | 166 | 0 |  | 546860.8333 | 546860.8333 | 546860.8333 | 560081.3783
| 2011 | 561432 | 5004 | 18471 | 163 | 3339 |  | 552961.6092 | 552961.6092 | 552961.6092 | 570198.5
| 2012 | 553711 | 4892 | 18140 | 156 | 12501 |  | 560081.3783 | 560081.3783 | 560081.3783 | 577299.7508
| 2013 | 549400 | 4762 | 17933 | 150 | 22972 |  | 570198.5 | 570198.5 | 570198.5 | 583777.4951
| 2014 | 545122.9 | 4687.3 | 17156.1 | 143.58 | 31524.7 |  | 577299.7508 | 577299.7508 | 577299.7508 | 590158.1405 | 0.009 | 0.024 | 0.005
| 2015 | 544107.3 | 4642.6 | 16412.9 | 140.21 | 37280 |  | 583777.4951 | 585705.6763 | 582389.2047 | 596271.2959 | 0.009 | 0.024 | 0.0045
| 2016 | 542817.6 | 4598 | 15701.9 | 137.03 | 42444.4 |  | 590158.1405 | 593871.542 | 587491.6836 | 602653.6567 | 0.0085 | 0.0235 | 0.004
| 2017 | 541573.3 | 4554.1 | 15021.7 | 134.05 | 46947.9 |  | 596271.2959 | 601697.8804 | 592384.3754 | 608444.8022 | 0.008 | 0.023 | 0.003
| 2018 | 538923.6 | 4510.1 | 14371 | 131.1 | 51385.5 |  | 602653.6567 | 610075.1917 | 597352.174 | 614065.4927 | 0.009 | 0.024 | 0.003
| 2019 | 534358.3 | 4465.5 | 13748.4 | 128.16 | 55749.2 |  | 608444.8022 | 617637.5637 | 601893.9653 | 620226.602 | 0.01 | 0.025 | 0.003
| 2020 | 528867.4 | 4420.9 | 13152.9 | 125.24 | 60033.8 |  | 614065.4927 | 625410.8292 | 606003.3768 | 626701.0163 | 0.011 | 0.026 | 0.003
| 2021 | 523924.2 | 4377.3 | 12583.1 | 122.38 | 64245.7 |  | 620226.602 | 633573.8398 | 610766.3705 | 633520.7281 | 0.012 | 0.027 | 0.003
| 2022 | 520189.8 | 4335.2 | 12038 | 119.59 | 68395.5 |  | 626701.0163 | 641978.3707 | 615899.0792 | 640897.6113 | 0.013 | 0.028 | 0.003
| 2023 | 517604.8 | 4294.6 | 11516.5 | 116.87 | 72477.3 |  | 633520.7281 | 651035.6109 | 621170.505 | 648165.6598 | 0.014 | 0.029 | 0.003
| 2024 | 516388.9 | 4255.7 | 11017.6 | 114.23 | 76519.2 |  | 640897.6113 | 660434.656 | 627154.5181 |  | 0.015 | 0.03 | 0.003
| 2025 | [6 empty] | 648165.6598 | 670140.2731 | 632751.5874 |  | 0.016 | 0.031 | 0.003
| 2006 | [6 empty] | 1.0042
| 2007 | [6 empty] | 1.0081
| 2008 | [6 empty] | 1.0079
| 2009 | [6 empty] | 1.0088
| 2010 | [6 empty] | 1.0085
| 2011 | [6 empty] | 1.0112
| 2012 | [6 empty] | 1.0129
| 2013 | [6 empty] | 1.0181
| 2014 |  |  |  |  | 0.0020016 | 0.00278 | 1.0125 | 1.0152 | 1.0105
| 2015 |  |  |  |  | 0.0024048 | 0.00334 | 1.0112 | 1.0146 | 1.0088
| 2016 |  |  |  |  | 0.0021686 | 0.003012 | 1.0109 | 1.0139 | 1.0088
| 2017 |  |  |  |  | 0.0020304 | 0.00282 | 1.0104 | 1.0132 | 1.0083
| 2018 |  |  |  |  | 0.0023177 | 0.003219 | 1.0107 | 1.0139 | 1.0084
| 2019 |  |  |  |  | 0.0020062 | 0.0027864 | 1.0096 | 1.0124 | 1.0076
| 2020 |  |  |  |  | 0.0024103 | 0.0033477 | 1.0092 | 1.0126 | 1.0068
| 2021 |  |  |  |  | 0.0021736 | 0.0030189 | 1.01 | 1.0131 | 1.0079
| 2022 |  |  |  |  | 0.0020351 | 0.0028265 | 1.0104 | 1.0133 | 1.0084
| 2023 |  |  |  |  | 0.002323 | 0.0032264 | 1.0109 | 1.0141 | 1.0086
| 2024 |  |  |  |  | 0.0020108 | 0.0027928 | 1.0116 | 1.0144 | 1.0096
[6 empty] | 0.0024159 | 0.0033554 | 1.0113 | 1.0147 | 1.0089
[8 empty] | 1.0107 | 1.0138 | 1.0085